## Cover
Project Marinus PADR Economic Modelling Results
TasNetworks
2 December 2019

## Release notice
Notice
Ernst & Young was engaged on the instructions of Tasmanian Networks Pty Ltd (“TasNetworks” or “Client”) to provide market modelling in relation to the proposed Marinus Link interconnector (“Project”), in accordance with the contract dated 14 June 2018.
The results of Ernst & Young’s work, including the assumptions and qualifications made in preparing the workbook dated 2 December 2019 (“Workbook”), are set out in Ernst & Young's report dated 2 December 2019 ("Report"). The Workbook and Report should be read in their entirety including this notice, the applicable scope of the work and any limitations. A reference to the Workbook includes any part of the Workbook. No further work has been undertaken by Ernst & Young since the date of the Workbook to update it.
Ernst & Young has prepared the Workbook under the directions of the Client. Ernst & Young has not been engaged to act, and has not acted, as advisor to any other party. Accordingly, Ernst & Young makes no representations as to the appropriateness, accuracy or completeness of the Workbook for any other party's purposes.
No reliance may be placed upon the Workbook or any of its contents by any party other than the Client (“Third Parties”). Any Third Party receiving a copy of the Workbook must make and rely on their own enquiries in relation to the issues to which the Workbook relates, the contents of the Workbook and all matters arising from or relating to or in any way connected with the Workbook or its contents.
Ernst & Young disclaims all responsibility to any Third Parties for any loss or liability that the Third Parties may suffer or incur arising from or relating to or in any way connected with the contents of the Workbook, the provision of the Workbook to the Third Parties or the reliance upon the Workbook by the Third Parties.
No claim or demand or any actions or proceedings may be brought against Ernst & Young arising from or connected with the contents of the Workbook or the provision of the Workbook to the Third Parties. Ernst & Young will be released and forever discharged from any such claims, demands, actions or proceedings.
Our work commenced on 11 February 2019 and was completed on 26 November 2019. Therefore, our Workbook does not take account of events or circumstances arising after 26 November 2019 and we have no responsibility to update the Workbook for such events or circumstances.
In preparing this Workbook we have considered and relied upon information from a range of sources believed to be reliable and accurate. We do not imply, and it should not be construed, that we have verified any of the information provided to us, or that our enquiries could have identified any matter that a more extensive examination might disclose.
The work performed as part of our scope considers information provided to us and a number of combinations of input assumptions relating to future conditions, which may not necessarily represent actual or most likely future conditions. Additionally, modelling work performed as part of our scope inherently requires assumptions about future behaviours and market interactions, which may result in forecasts that deviate from future conditions. There will usually be differences between estimated and actual results, because events and circumstances frequently do not occur as expected, and those differences may be material. We take no responsibility that the projected outcomes will be achieved, if any.
We highlight that our analysis and Workbook do not constitute investment advice or a recommendation to you on a future course of action. We provide no assurance that the scenarios we have modelled will be accepted by any relevant authority or third party.
Our conclusions are based, in part, on the assumptions stated and on information provided by the Client and other information sources used during the course of the engagement. The modelled outcomes are contingent on the collection of assumptions as agreed with the Client and no consideration of other market events, announcements or other changing circumstances are reflected in this Workbook. Neither Ernst & Young nor any member or employee thereof undertakes responsibility in any way whatsoever to any person in respect of errors in this Workbook arising from incorrect information provided by the Client or other information sources used.
This letter should be read in conjunction with our Workbook, which is attached, and Report.
Ernst & Young has consented to the Workbook being published electronically on the Client’s website for informational purposes only. Ernst & Young has not consented to distribution or disclosure beyond this. The material contained in the Workbook, including the Ernst & Young logo, is copyright. The copyright in the material contained in the Workbook itself, excluding Ernst & Young logo, vests in the Client. The Workbook, including the Ernst & Young logo, cannot be altered without prior written permission from Ernst & Young.
Ernst & Young’s liability is limited by a scheme approved under Professional Standards Legislation.

## Version notes
Change log
2019-12-02 | 1 | PADR results workbook released for the Status Quo Scenario. Marinus Link stage 1 calendar year 2027 and stage 2 calendar year 2028.

## ---Compare options---
Compare |  | M27_28 | to | BaseCase
NEM discounted gross market benefits by year
Select region | NEM
[6 empty] | Real June 2019 dollars ($m) discounted to June 2025 | 2020-21 | 2021-22 | 2022-23 | 2023-24 | 2024-25 | 2025-26 | 2026-27 | 2027-28 | 2028-29 | 2029-30 | 2030-31 | 2031-32 | 2032-33 | 2033-34 | 2034-35 | 2035-36 | 2036-37 | 2037-38 | 2038-39 | 2039-40 | 2040-41 | 2041-42 | 2042-43 | 2043-44 | 2044-45 | 2045-46 | 2046-47 | 2047-48 | 2048-49 | 2049-50
| 0 |  |  |  | Build | CAPEX | 2.2639 | 2.1409 | 0.50039 | -5.3311 | -11.7312 | -13.3455 | -12.2194 | -21.1383 | -20.602 | 30.805 | 31.072 | 68.7449 | 73.9787 | 65.0112 | 47.2176 | 58.073 | 1.4386 | -42.1247 | -14.8504 | -88.1444 | -101.2244 | -89.0883 | -89.6336 | -93.4242 | -97.1158 | -90.1355 | -75.734 | -79.5064 | -66.3813 | -59.2414
[5 empty] | FOM | FOM | 1.4856 | 1.4029 | 1.3161 | -0.53934 | -1.8391 | -6.741 | -3.3141 | -2.283 | 3.7731 | 5.5519 | 3.3772 | 7.6502 | 10.0451 | 7.5188 | 3.5583 | 6.6065 | -7.1637 | -11.113 | -2.7993 | -32.4417 | -35.9707 | -32.0051 | -32.355 | -33.4373 | -33.8535 | -31.6258 | -26.8068 | -27.4721 | -22.5744 | -20.359
[5 empty] | Fuel | Fuel | 0.74097 | 1.7079 | 6.0229 | 7.2053 | 9.4634 | -9.029 | -6.7836 | 31.419 | 68.5848 | 80.6915 | 33.7985 | 63.8094 | 37.3537 | 66.5442 | 12.4994 | 127.0836 | 172.7975 | 191.7477 | 179.9671 | 261.6687 | 285.9472 | 293.0485 | 306.172 | 303.726 | 289.3654 | 258.7477 | 240.5989 | 208.3548 | 191.2279 | 203.4878
[5 empty] | VOM | VOM | -0.27612 | 0.086768 | -0.063564 | 0.655 | 0.92674 | 2.5504 | 3.0296 | 7.8222 | 7.8711 | 9.1942 | 5.5117 | 7.1015 | 4.7947 | 5.027 | 2.3259 | 3.1199 | 7.0671 | 12.8708 | 12.1859 | 18.7894 | 19.1458 | 16.8963 | 17.2697 | 16.2127 | 17.0901 | 16.2505 | 14.4501 | 14.5534 | 12.1122 | 10.255
[5 empty] | REZ | REZ | 0.0011946 | 0.0012602 | -1.2271 | -1.1616 | -1.0937 | -1.0326 | -0.97485 | -0.92286 | -0.86869 | 5.205 | 4.915 | 18.0205 | 21.0592 | 20.2068 | 19.5183 | 25.5726 | 21.3952 | 15.7578 | 17.2718 | 2.9237 | -2.6548 | 0.62819 | -3.6904 | -7.0768 | -7.5399 | -7.326 | -3.9965 | -4.2319 | -0.15656 | 0.90531
[5 empty] | DSP | USE+DSP | 0.0052143 | 0.0052198 | 7.3506 | 3.0161 | 0.081917 | -4.3575 | 0.8291 | -0.0049051 | 0.049339 | 0.022535 | 1.2022 | -0.61579 | 0.0037032 | 3.2819 | 2.8589 | -1.0801 | 0.0052819 | 7.5916 | 4.8446 | -0.3498 | -0.49655 | -0.48294 | 0.11049 | 0.016777 | 0.01129 | -0.074949 | -0.020352 | 0.32189 | 0.055595 | 0.90801
[5 empty] | REHAB | REHAB | 5.7221 | 2.6409e-05 | 9.3016e-06 | 2.1275e-06 | -0.809 | 2.8782 | -1.4264 | -1.3682 | -1.3132 | 0.27296 | 1.3698e-06 | -0.034199 | -1.4114 | 2.3452e-06 | 1.1514e-06 | -0.79366 | -0.82222 | 2.0825e-07 | 1.8703e-07 | 1.7033e-07 | 9.2877e-07 | 7.4654e-07 | 1.3397e-07 | 4.9425e-07 | 4.8225e-05 | 3.2771e-07 | 2.6879e-07 | 1.1289e-07 | 4.0119e-07 | 3.0707e-07
[5 empty] | SyncCon | SyncCon | 0.028805 | 0.029553 | 0.046519 | -0.012057 | -0.012206 | -0.080835 | -0.14607 | -0.5517 | -0.63812 | -0.40029 | -0.56265 | -0.27849 | -0.32924 | -0.38686 | -0.4537 | -0.22846 | -0.33699 | -0.1328 | -0.11923 | -0.2532 | -0.28166 | -0.16047 | -0.17716 | -0.20187 | -0.18275 | -0.054641 | -0.015429 | -0.11511 | -0.21536 | -0.023877
[6 empty] | Total cumulative gross benefits | 9.9716 | 15.3462 | 29.292 | 33.1243 | 28.1111 | -1.0467 | -22.0523 | -9.0801 | 47.7762 | 179.119 | 258.433 | 422.831 | 568.3254 | 735.5284 | 823.0531 | 1041.4066 | 1235.7873 | 1410.3848 | 1606.8853 | 1769.0782 | 1933.5431 | 2122.3792 | 2320.0752 | 2505.8904 | 2673.6653 | 2819.4465 | 2967.9223 | 3079.8269 | 3193.895 | 3329.8269
NEM capacity difference by year
Select region | NEM
[6 empty] | Capacity difference (MW) | 2020-21 | 2021-22 | 2022-23 | 2023-24 | 2024-25 | 2025-26 | 2026-27 | 2027-28 | 2028-29 | 2029-30 | 2030-31 | 2031-32 | 2032-33 | 2033-34 | 2034-35 | 2035-36 | 2036-37 | 2037-38 | 2038-39 | 2039-40 | 2040-41 | 2041-42 | 2042-43 | 2043-44 | 2044-45 | 2045-46 | 2046-47 | 2047-48 | 2048-49 | 2049-50
| 0 |  |  |  |  | Black Coal | -28 | -28 | -28 | -28 | -28 | 59 | 0 | -70 | -245 | 0 | 0 | 0 | 0 | 0 | 0 | 0 | 0 | 0 | 0 | 0 | 0 | 0 | 0 | 0 | 0 | 0 | 0 | 0 | 0 | 0
[6 empty] | Brown Coal | 0 | 0 | 0 | 0 | 0 | 0 | 0 | 0 | 0 | 0 | 0 | 0 | 0 | 0 | 0 | 0 | 0 | 0 | 0 | 0 | 0 | 0 | 0 | 0 | 0 | 0 | 0 | 0 | 0 | 0
[6 empty] | CCGT | 0 | 0 | 0 | 0 | 0 | 0 | 0 | 0 | 0 | 0 | 0 | 0 | 0 | 0 | 0 | 0 | 0 | -167 | -427 | -1019 | -1019 | -1094 | -1522 | -1546 | -1546 | -1542 | -1578 | -1404 | -1399 | -1495
[6 empty] | Gas - Steam | 0 | 0 | 0 | 0 | -11 | -11 | -11 | 0 | 0 | 0 | 0 | 0 | 0 | 0 | 0 | 0 | 0 | 0 | 0 | 0 | 0 | 0 | 0 | 0 | 0 | 0 | 0 | 0 | 0 | 0
[6 empty] | OCGT / Diesel | 193 | 193 | 193 | 193 | 193 | 193 | 193 | 54 | 54 | 192 | 192 | 182 | 54 | 55 | 55 | 1 | -216 | -216 | -186 | -457 | -454 | -408 | 28 | 28 | 27 | 5 | 44 | -99 | -99 | 0
[6 empty] | Hydro | 250 | 250 | 250 | 250 | 250 | 250 | 250 | 250 | 250 | 250 | 250 | 250 | 250 | 250 | 250 | 250 | 250 | 250 | 250 | 250 | 250 | 250 | 250 | 250 | 250 | 250 | 250 | 250 | 250 | 250
[6 empty] | Wind | -11 | -11 | -29 | 25 | 67 | 83 | 67 | 104 | 331 | -94 | 177 | 412 | 225 | 346 | 493 | 703 | 939 | 373 | -27 | 1596 | 1666 | 1613 | 1670 | 1869 | 1932 | 1899 | 1710 | 1778 | 1828 | 1828
[6 empty] | Solar PV | 0 | 0 | 46 | 11 | 17 | 17 | 42 | 107 | -324 | -286 | -676 | -855 | -753 | -753 | -753 | -1615 | -929 | 108 | 300 | 275 | 841 | 708 | 1031 | 972 | 1196 | 1196 | 1107 | 1297 | 526 | 322
[6 empty] | LS storage | 0 | 0 | 0 | 0 | 0 | 0 | 0 | 0 | 0 | 0 | 0 | 0 | 0 | 0 | 0 | 0 | 0 | 0 | 0 | -34 | -34 | -7 | -7 | -7 | -7 | -7 | -7 | -4 | -4 | -15
[6 empty] | Pumped Hydro | 0 | 0 | 0 | 0 | 0 | 0 | 0 | 0 | 0 | -97 | -220 | -781 | -781 | -850 | -804 | -738 | -489 | 619 | 738 | 1090 | 1090 | 1090 | 1098 | 1112 | 1188 | 1188 | 1188 | 1203 | 1203 | 1203
NEM generation difference by year
Select region | NEM
[6 empty] | Sent-out generation difference (GWh)* | 2020-21 | 2021-22 | 2022-23 | 2023-24 | 2024-25 | 2025-26 | 2026-27 | 2027-28 | 2028-29 | 2029-30 | 2030-31 | 2031-32 | 2032-33 | 2033-34 | 2034-35 | 2035-36 | 2036-37 | 2037-38 | 2038-39 | 2039-40 | 2040-41 | 2041-42 | 2042-43 | 2043-44 | 2044-45 | 2045-46 | 2046-47 | 2047-48 | 2048-49 | 2049-50
| 0 |  |  |  |  | Black Coal | 30.6878 | 193.9854 | -115.084 | -112.9866 | -113.9962 | 264.3896 | 167.6877 | -336.0437 | -971.0924 | -4.2737 | -236.6322 | -1.1321 | -6.6514 | 83.9661 | 291.5654 | 39.2118 | 0.9339 | 230.1958 | 109.7021 | 42.1495 | 46.2138 | 18.0855 | -63.4849 | 36.1747 | 32.7662 | 3.3326 | -113.9039 | -8.6361 | 24.6147 | 27.4203
[6 empty] | Brown Coal | 7.0943 | 0.7772 | -32.4139 | -17.9777 | -13.961 | 0 | -3.386 | -10.4761 | -5.51 | 0.02 | 0 | -13.8501 | -22.517 | -33.495 | -23.898 | 144.6868 | 9.1135 | 10.8841 | -28.7954 | 63.4551 | 113.8029 | -34.1266 | 113.7153 | 83.809 | 164.173 | 77.161 | -118.0652 | 73.844 | 0 | 0
[6 empty] | CCGT | -21.5872 | -109.711 | -15.5051 | -37.5248 | -74.7377 | 1.6308 | 26.3443 | -248.7701 | -467.2226 | -1013.9837 | -372.6011 | -631.4053 | -311.1353 | -583.1639 | -42.7063 | -376.7509 | -172.2774 | -948.2752 | -2426.8118 | -5883.9938 | -5889.8108 | -6730.8397 | -9311.709 | -9752.7092 | -9697.9097 | -9311.588 | -9461.2683 | -8245.8235 | -7938.051 | -9368.4596
[6 empty] | Gas - Steam | -0.0093607 | 0.000484 | -0.4667 | 0.38864 | -0.82531 | -0.67565 | -0.93367 | -0.006465 | -0.009678 | -0.015678 | -0.0086582 | -0.029022 | -0.022059 | -0.036126 | -0.020726 | -0.16704 | -0.19042 | -0.18089 | -0.16143 | 0 | 0 | 0 | 0 | 0 | 0 | 0 | 0 | 0 | 0 | 0
[6 empty] | OCGT / Diesel | -0.4689 | -5.1955 | -0.9485 | -0.40422 | 0.65877 | 1.6622 | 0.40198 | -47.3169 | -78.715 | -188.3924 | -54.3964 | -296.5177 | -255.536 | -485.7682 | -214.1545 | -1584.6004 | -2436.9236 | -2382.81 | -1295.5499 | -594.2222 | -1311.7048 | -1143.7571 | -3.2855 | -63.8032 | -149.0733 | -49.848 | 154.2419 | -142.1788 | -200.9005 | 43.1725
[6 empty] | Hydro | 49.3152 | 6.8172 | 169.1312 | -4.8134 | -56.5681 | -576.722 | -568.229 | -371.5723 | 313.6246 | 1272.2719 | 572.1778 | 572.5497 | 399.0923 | 212.4757 | -812.2116 | 863.297 | 260.6641 | -210.282 | 347.9713 | -1007.7532 | -1018.8715 | 176.9517 | -5.6529 | 569.1517 | 131.8505 | -187.2483 | 162.6214 | -1048.5979 | -558.2576 | 819.7721
[6 empty] | Wind | -50.2945 | -48.5594 | -136.5663 | 121.3328 | 214.187 | 261.191 | 207.194 | 673.3525 | 1708.8442 | 389.1651 | 1310.6467 | 1882.292 | 1400.9204 | 1951.8024 | 2218.3274 | 4055.4899 | 4156.3183 | 3237.3825 | 2851.8548 | 7013.3829 | 6582.8202 | 6730.5717 | 7419.6596 | 7393.6252 | 7173.3432 | 6822.4119 | 7043.2543 | 6498.7322 | 7581.7099 | 8213.6588
[6 empty] | Solar PV | -0.030134 | -0.047322 | 116.0436 | 21.9139 | 36.3134 | 34.9962 | 107.4081 | 242.6109 | -829.5404 | -765.856 | -1753.4782 | -2312.3725 | -2037.1102 | -1980.9494 | -2162.4041 | -3779.4309 | -2005.8838 | 335.6771 | 854.3251 | 876.3743 | 2232.757 | 1766.4613 | 2806.7799 | 2576.8728 | 3235.2456 | 3436.0656 | 3375.6243 | 3772.9616 | 1884.662 | 1217.0691
[6 empty] | LS storage | -1.2245 | -0.56068 | 1.14 | 1.2542 | 1.8724 | -9.9174 | -5.0565 | -31.4837 | -35.8335 | -10.5675 | -3.0326 | 2.3006 | 2.308 | 2.9507 | -0.26396 | -0.97257 | 0.25668 | -1.9732 | -6.1168 | -37.7692 | -30.8152 | -9.5325 | -9.7265 | -7.8174 | -12.5039 | -12.6763 | -19.8821 | -16.4511 | -21.4217 | -30.7651
[6 empty] | Pumped Hydro | 0.81882 | 2.5433 | 2.0085 | -2.1482 | -0.30923 | -11.1027 | -8.6202 | -311.6721 | -486.6106 | -1040.7816 | -1154.218 | -2081.595 | -1940.9075 | -1702.6078 | -1630.381 | -1413.1364 | -506.646 | 1549.3965 | 1672.5507 | 2173.1729 | 2202.2077 | 2161.3156 | 2624.936 | 2362.6899 | 2379.6511 | 2593.6914 | 2620.1218 | 2680.1734 | 2136.6347 | 2356.1921
*Generation shown is sent-out, as is demand. The difference in sent-out generation with the Marinus Link option and the Base Case is due to the difference in losses from interconnectors and storage.

## StatusQuo_BaseCase_CF
Capacity factor by technology (%) - Base Case, Status Quo Scenario
Region | Technology | 2020-21 | 2021-22 | 2022-23 | 2023-24 | 2024-25 | 2025-26 | 2026-27 | 2027-28 | 2028-29 | 2029-30 | 2030-31 | 2031-32 | 2032-33 | 2033-34 | 2034-35 | 2035-36 | 2036-37 | 2037-38 | 2038-39 | 2039-40 | 2040-41 | 2041-42 | 2042-43 | 2043-44 | 2044-45 | 2045-46 | 2046-47 | 2047-48 | 2048-49 | 2049-50
NEM | Black Coal | 60.62% | 59.76% | 62.76% | 62.82% | 62.8% | 62.79% | 63% | 63.27% | 63.39% | 64.15% | 63.7% | 64.69% | 64.25% | 64.48% | 64.45% | 64.46% | 62.38% | 61.94% | 66.31% | 65.62% | 66.89% | 62.43% | 60.31% | 67.83% | 67.83% | 66.12% | 65.38% | 61.64% | 66.27% | 63.64%
NEM | Brown Coal | 75.19% | 75.91% | 70.24% | 73.42% | 76.76% | 76.85% | 73.03% | 76.6% | 72.39% | 72.62% | 77.71% | 76.47% | 78.44% | 76.44% | 77.02% | 75.02% | 71.47% | 75.4% | 69.32% | 66.22% | 74.7% | 73.89% | 73.2% | 74.12% | 75.97% | 72.49% | 73.4% | 69.06% | 0% | 0%
NEM | CCGT | 18.19% | 19.89% | 21.63% | 21.57% | 19.22% | 18.2% | 16.45% | 17.37% | 20.8% | 26.25% | 22.07% | 29.5% | 35.8% | 33.75% | 24.17% | 38.5% | 40.27% | 43.98% | 47.43% | 53.73% | 56.82% | 54.9% | 55.3% | 64.25% | 65.38% | 68.06% | 68.36% | 69.16% | 72.31% | 69.31%
NEM | Gas - Steam | 0.502% | 0.8918% | 1.306% | 1.308% | 0.8848% | 0.9596% | 1.073% | 0% | 0% | 0% | 0% | 0% | 0% | 0% | 0% | 0% | 0% | 0% | 0% | 0% | 0% | 0% | 0% | 0% | 0% | 0% | 0% | 0% | 0% | 0%
NEM | OCGT / Diesel | 0.1741% | 0.2801% | 0.4733% | 0.4268% | 0.2068% | 0.362% | 0.2308% | 0.1573% | 0.2234% | 0.6434% | 0.369% | 1.239% | 1.267% | 2.128% | 1.44% | 6.262% | 8.857% | 11.3% | 12.83% | 5.877% | 8.401% | 9.443% | 8.435% | 7.662% | 7.622% | 11.08% | 11.02% | 7.571% | 9.658% | 9.043%
NEM | Hydro | 23.25% | 24.04% | 25.62% | 24.19% | 24.53% | 26.94% | 23.53% | 25.39% | 24.98% | 26.42% | 25.07% | 26.56% | 27.44% | 28.26% | 25.9% | 27.24% | 26.58% | 26.73% | 26.76% | 26.18% | 26.61% | 27.39% | 26.75% | 27.24% | 26.64% | 26.92% | 26.64% | 26.45% | 26.74% | 27.81%
NEM | Wind | 34.73% | 33.91% | 37.98% | 34.73% | 35.12% | 36.8% | 38.8% | 36.01% | 35.54% | 35.65% | 37.13% | 35.28% | 35.12% | 36.76% | 37.76% | 34.11% | 33.1% | 33.39% | 34.14% | 32.69% | 32.37% | 34.48% | 35.78% | 34.21% | 32.63% | 32.69% | 32.49% | 31.03% | 30.07% | 31.78%
NEM | Solar PV | 27.89% | 28.61% | 29.09% | 29.88% | 28.57% | 27.58% | 29.5% | 26.5% | 28.25% | 29.13% | 29.8% | 30.31% | 29.12% | 28.28% | 30.11% | 27.22% | 28.37% | 29.68% | 30.27% | 30.2% | 29.14% | 28.39% | 30.37% | 27.05% | 28.13% | 29.49% | 29.97% | 29.86% | 28.81% | 28.18%
NEM | LS storage | 5.53% | 5.75% | 5.437% | 5.005% | 3.641% | 7.119% | 6.762% | 7.109% | 7.695% | 7.826% | 6.996% | 6.073% | 5.997% | 6.064% | 6.359% | 6.205% | 6.215% | 6.39% | 6.491% | 8.331% | 8.208% | 8.418% | 8.431% | 8.432% | 8.491% | 8.048% | 8.72% | 8.662% | 8.585% | 8.732%
NEM | Pumped Hydro | 0.4694% | 0.7644% | 1.634% | 1.239% | 1.978% | 4.722% | 7.305% | 4.487% | 7.635% | 16.97% | 18.81% | 23.5% | 22.04% | 23.71% | 23.8% | 23.51% | 22.63% | 23.79% | 23.57% | 23.7% | 23.01% | 22.98% | 24.45% | 23.46% | 23.24% | 24.53% | 24.47% | 24.35% | 23.95% | 23.89%
Region | Technology | 2020-21 | 2021-22 | 2022-23 | 2023-24 | 2024-25 | 2025-26 | 2026-27 | 2027-28 | 2028-29 | 2029-30 | 2030-31 | 2031-32 | 2032-33 | 2033-34 | 2034-35 | 2035-36 | 2036-37 | 2037-38 | 2038-39 | 2039-40 | 2040-41 | 2041-42 | 2042-43 | 2043-44 | 2044-45 | 2045-46 | 2046-47 | 2047-48 | 2048-49 | 2049-50
NSW1 | Black Coal | 59.7% | 59.13% | 62.69% | 62.69% | 62.69% | 62.15% | 62.69% | 62.69% | 62.69% | 62.87% | 62.87% | 67.58% | 67.58% | 66.92% | 67.58% | 61.75% | 61.75% | 61.75% | 61.75% | 61.75% | 61.75% | 61.75% | 0% | 0% | 0% | 0% | 0% | 0% | 0% | 0%
NSW1 | Brown Coal | bar: 2020-21 to 2049-50
NSW1 | CCGT | 28.54% | 27.78% | 29.35% | 28.22% | 30.63% | 31.44% | 28.46% | 29.07% | 27.45% | 32.44% | 29.86% | 40.21% | 44.99% | 45.17% | 33.24% | 55.91% | 58.17% | 56.86% | 53.69% | 54.73% | 53.37% | 56.44% | 58.08% | 69.92% | 73.04% | 72.55% | 71.5% | 71.1% | 73.5% | 69.95%
NSW1 | Gas - Steam | bar: 2020-21 to 2049-50
NSW1 | OCGT / Diesel | 2.911e-05% | 3.203e-05% | 0.05498% | 0.01366% | 0.02325% | 0.312% | 0.001396% | 0.009217% | 0.01749% | 0.2563% | 0.223% | 0.6127% | 0.3796% | 1.005% | 1.676% | 4.987% | 11.13% | 12.11% | 16.06% | 7.194% | 9.645% | 12.34% | 10.12% | 8.337% | 8.886% | 12.7% | 13.47% | 7.951% | 11.43% | 13.21%
NSW1 | Hydro | 11.94% | 12.06% | 12.6% | 12.31% | 12.48% | 14.17% | 11.89% | 12% | 12.36% | 13.47% | 14.03% | 16.56% | 15.27% | 17.75% | 16.55% | 17.4% | 16.32% | 17.77% | 18.33% | 17.22% | 16.67% | 17.72% | 18.2% | 17.43% | 17.4% | 18.02% | 18.65% | 17.82% | 17.37% | 18.36%
NSW1 | Wind | 31.1% | 33.61% | 37% | 36.35% | 38.35% | 39.65% | 42.12% | 34.87% | 32.31% | 34.15% | 37.05% | 36.91% | 37.7% | 38.69% | 39.61% | 33.08% | 29.49% | 30.58% | 31.13% | 31.79% | 32.55% | 34.49% | 36.01% | 30.82% | 27.63% | 28.74% | 29.2% | 29.82% | 29.84% | 31.44%
NSW1 | Solar PV | 27.59% | 28.71% | 29.21% | 29.52% | 28.31% | 26.9% | 29.42% | 26.65% | 27.75% | 29.23% | 29.9% | 30.18% | 29.37% | 28.28% | 30.56% | 27.39% | 28.28% | 30.03% | 30.79% | 30.24% | 29.43% | 28.57% | 30.87% | 27.24% | 28.06% | 29.9% | 30.54% | 29.98% | 29.13% | 28.33%
NSW1 | LS storage | bar: 2020-21 to 2049-50
NSW1 | Pumped Hydro | 0.2872% | 0.4304% | 1.685% | 1.324% | 2.355% | 5.78% | 7.776% | 4.566% | 7.251% | 17.36% | 18.84% | 24.78% | 22.69% | 24.78% | 24.67% | 24.64% | 23.04% | 25.26% | 24.9% | 25.18% | 24.31% | 24.43% | 26.25% | 24.96% | 24.46% | 26.02% | 26.32% | 25.76% | 25.62% | 25.65%
Region | Technology | 2020-21 | 2021-22 | 2022-23 | 2023-24 | 2024-25 | 2025-26 | 2026-27 | 2027-28 | 2028-29 | 2029-30 | 2030-31 | 2031-32 | 2032-33 | 2033-34 | 2034-35 | 2035-36 | 2036-37 | 2037-38 | 2038-39 | 2039-40 | 2040-41 | 2041-42 | 2042-43 | 2043-44 | 2044-45 | 2045-46 | 2046-47 | 2047-48 | 2048-49 | 2049-50
QLD1 | Black Coal | 61.82% | 60.58% | 62.83% | 62.95% | 62.91% | 63.48% | 63.36% | 63.94% | 64.21% | 65.5% | 64.57% | 62.93% | 62.22% | 62.99% | 62.55% | 65.02% | 62.52% | 62% | 67.84% | 66.91% | 68.61% | 62.66% | 60.31% | 67.83% | 67.83% | 66.12% | 65.38% | 61.64% | 66.27% | 63.64%
QLD1 | Brown Coal | bar: 2020-21 to 2049-50
QLD1 | CCGT | 16.49% | 16.55% | 17.25% | 17.33% | 17.86% | 18.03% | 17.88% | 18.13% | 23.85% | 26.93% | 26.56% | 29.61% | 37.17% | 32.94% | 27.47% | 35.47% | 36.09% | 41.02% | 43.75% | 42.62% | 47.69% | 42.32% | 39.52% | 44.14% | 45.69% | 51.83% | 72.06% | 71.95% | 73.26% | 69.11%
QLD1 | Gas - Steam | bar: 2020-21 to 2049-50
QLD1 | OCGT / Diesel | 0.0007331% | 8.393e-05% | 9.969e-05% | 0.0001047% | 0.0003436% | 0.02351% | 0.09275% | 0.04095% | 0.01832% | 0.1555% | 0.2045% | 0.3179% | 0.2887% | 0.332% | 0.3584% | 0.5898% | 0.7331% | 4.86% | 6.792% | 2.891% | 4.442% | 3.597% | 4.415% | 5.986% | 6.557% | 11.63% | 12.51% | 9.038% | 10.56% | 7.119%
QLD1 | Hydro | 52.68% | 52.55% | 52.62% | 52.74% | 52.69% | 52.55% | 52.62% | 52.74% | 52.61% | 52.67% | 52.55% | 52.77% | 52.53% | 52.56% | 52.64% | 52.72% | 52.06% | 52.55% | 52.48% | 52.42% | 52.64% | 52.36% | 51.76% | 52.68% | 51.95% | 52.38% | 51.91% | 52.33% | 52.32% | 51.86%
QLD1 | Wind | 39.85% | 40.61% | 44.14% | 41.13% | 38.1% | 43.01% | 43.24% | 43.55% | 40.88% | 41.78% | 37.1% | 37.38% | 34.98% | 40.74% | 38.71% | 40.79% | 40.46% | 40.64% | 37.23% | 36.87% | 34.4% | 39.71% | 39.01% | 41.61% | 39.72% | 39.36% | 34.98% | 34.18% | 31.88% | 36.14%
QLD1 | Solar PV | 28.28% | 29.39% | 30.01% | 30.73% | 29.39% | 28.66% | 30.74% | 25.65% | 28.91% | 29.78% | 30.4% | 31.08% | 29.8% | 28.96% | 30.91% | 25.92% | 28.86% | 29.75% | 30.37% | 31.02% | 29.81% | 28.94% | 30.96% | 25.84% | 28.85% | 29.68% | 30.37% | 30.71% | 29.55% | 28.8%
QLD1 | LS storage | 1.783% | 6.333% | 7.572% | 5.905% | 5.41% | 11.94% | 13.56% | 11.69% | 14.58% | 16.46% | 14.49% | 13.64% | 13.37% | 13.32% | 13.52% | 13.05% | 13.56% | 13.56% | 13.84% | 9.311% | 9.224% | 9.364% | 9.268% | 9.214% | 9.225% | 8.528% | 9.295% | 8.923% | 8.835% | 9.004%
QLD1 | Pumped Hydro | 0.5461% | 0.905% | 1.613% | 1.202% | 1.819% | 4.276% | 5.455% | 4.178% | 9.143% | 13.04% | 13.38% | 17.91% | 16.94% | 19.14% | 19.64% | 19.24% | 20.32% | 20.86% | 21.04% | 20.72% | 20.65% | 20.25% | 21% | 20.38% | 20.8% | 22.16% | 21.09% | 21.8% | 20.98% | 20.69%
Region | Technology | 2020-21 | 2021-22 | 2022-23 | 2023-24 | 2024-25 | 2025-26 | 2026-27 | 2027-28 | 2028-29 | 2029-30 | 2030-31 | 2031-32 | 2032-33 | 2033-34 | 2034-35 | 2035-36 | 2036-37 | 2037-38 | 2038-39 | 2039-40 | 2040-41 | 2041-42 | 2042-43 | 2043-44 | 2044-45 | 2045-46 | 2046-47 | 2047-48 | 2048-49 | 2049-50
VIC1 | Black Coal | bar: 2020-21 to 2049-50
VIC1 | Brown Coal | 75.19% | 75.91% | 70.24% | 73.42% | 76.76% | 76.85% | 73.03% | 76.6% | 72.39% | 72.62% | 77.71% | 76.47% | 78.44% | 76.44% | 77.02% | 75.02% | 71.47% | 75.4% | 69.32% | 66.22% | 74.7% | 73.89% | 73.2% | 74.12% | 75.97% | 72.49% | 73.4% | 69.06% | 0% | 0%
VIC1 | CCGT | 0% | 0% | 0% | 0% | 0% | 0% | 0% | 0% | 0% | 0% | 0% | 0% | 0% | 0% | 0% | 0% | 0% | 73.51% | 71.99% | 70.74% | 74.72% | 72.16% | 70.78% | 73.16% | 73.01% | 72.84% | 70.36% | 71.02% | 74.46% | 71.74%
VIC1 | Gas - Steam | 0.2397% | 0.8756% | 1.377% | 0.8615% | 0.8848% | 0.9596% | 1.073% | 0% | 0% | 0% | 0% | 0% | 0% | 0% | 0% | 0% | 0% | 0% | 0% | 0% | 0% | 0% | 0% | 0% | 0% | 0% | 0% | 0% | 0% | 0%
VIC1 | OCGT / Diesel | 0.1414% | 0.207% | 0.5924% | 0.214% | 0.2218% | 0.3455% | 0.356% | 0.2114% | 0.3692% | 0.9037% | 0.3742% | 1.549% | 1.005% | 2.136% | 1.516% | 9.479% | 11.83% | 13.37% | 13.35% | 6.747% | 10.78% | 12.64% | 11.12% | 8.971% | 10.15% | 12.76% | 7.751% | 4.036% | 5.845% | 8.053%
VIC1 | Hydro | 17.57% | 17.56% | 17.57% | 17.6% | 17.56% | 17.56% | 17.56% | 17.6% | 17.56% | 17.57% | 17.56% | 17.6% | 17.56% | 17.57% | 17.56% | 17.6% | 17.56% | 17.57% | 17.56% | 17.6% | 17.56% | 17.56% | 17.56% | 17.6% | 17.56% | 17.56% | 17.56% | 17.6% | 17.56% | 17.56%
VIC1 | Wind | 35.73% | 32.68% | 37.1% | 32.4% | 32.22% | 33.55% | 34.92% | 32.32% | 34.32% | 33.57% | 37.02% | 32.66% | 32.89% | 34.05% | 35.56% | 31.84% | 32.11% | 31.22% | 34.99% | 30.84% | 30.73% | 31.24% | 33.21% | 31.41% | 31.8% | 31.1% | 34.25% | 29.69% | 28.75% | 29.39%
VIC1 | Solar PV | 27.36% | 26.84% | 26.83% | 27.93% | 26.7% | 25.31% | 27.55% | 26.06% | 27.01% | 27.53% | 28.06% | 29.32% | 27.69% | 26.93% | 28.3% | 26.71% | 27.71% | 28.22% | 28.09% | 29.2% | 27.53% | 26.92% | 28.19% | 26.54% | 27.42% | 27.92% | 27.67% | 28.72% | 27.16% | 26.83%
VIC1 | LS storage | 6.05% | 6.574% | 5.984% | 4.27% | 3.617% | 7.995% | 7.311% | 8.22% | 8.953% | 8.962% | 6.776% | 5.762% | 5.609% | 6.181% | 6.675% | 6.249% | 6.193% | 6.737% | 6.807% | 7.07% | 6.751% | 6.626% | 7.048% | 7.087% | 7.198% | 7.448% | 8.109% | 8.105% | 7.897% | 7.926%
VIC1 | Pumped Hydro | 0% | 0% | 0% | 0% | 0% | 0% | 0% | 0% | 0% | 26.71% | 28.56% | 24.47% | 24.16% | 26.15% | 26.08% | 24.39% | 24.09% | 23.13% | 23.01% | 22.98% | 22.02% | 22.24% | 23.64% | 23.04% | 22.73% | 23.2% | 23.58% | 23.56% | 22.78% | 22.68%
Region | Technology | 2020-21 | 2021-22 | 2022-23 | 2023-24 | 2024-25 | 2025-26 | 2026-27 | 2027-28 | 2028-29 | 2029-30 | 2030-31 | 2031-32 | 2032-33 | 2033-34 | 2034-35 | 2035-36 | 2036-37 | 2037-38 | 2038-39 | 2039-40 | 2040-41 | 2041-42 | 2042-43 | 2043-44 | 2044-45 | 2045-46 | 2046-47 | 2047-48 | 2048-49 | 2049-50
SA1 | Black Coal | bar: 2020-21 to 2049-50
SA1 | Brown Coal | bar: 2020-21 to 2049-50
SA1 | CCGT | 18.52% | 26.51% | 31.22% | 35.18% | 17.7% | 10.72% | 4.881% | 8.486% | 14.41% | 27.93% | 11.57% | 28.59% | 36.18% | 35.8% | 15.73% | 40.61% | 45.16% | 0% | 0% | 0% | 0% | 0% | 0% | 0% | 0% | 0% | 0% | 0% | 0% | 0%
SA1 | Gas - Steam | 0.6065% | 0.8982% | 1.279% | 1.486% | 0% | 0% | 0% | 0% | 0% | 0% | 0% | 0% | 0% | 0% | 0% | 0% | 0% | 0% | 0% | 0% | 0% | 0% | 0% | 0% | 0% | 0% | 0% | 0% | 0% | 0%
SA1 | OCGT / Diesel | 0.6694% | 1.109% | 1.45% | 1.825% | 0.6893% | 0.9277% | 0.5042% | 0.4738% | 0.6097% | 1.724% | 0.9349% | 3.403% | 6.313% | 8.958% | 3.363% | 14.09% | 14.95% | 19.4% | 18.76% | 8.822% | 11.13% | 12.54% | 9.326% | 7.871% | 5.084% | 6.371% | 7.945% | 6.546% | 8.954% | 10.43%
SA1 | Hydro | bar: 2020-21 to 2049-50
SA1 | Wind | 32.38% | 32.89% | 35.08% | 30.65% | 32.46% | 31.59% | 35.3% | 31.67% | 31.22% | 30.71% | 34.99% | 31.29% | 31.54% | 30.34% | 33.73% | 31.3% | 30.97% | 30.63% | 32.22% | 28.95% | 28.93% | 28.04% | 31.09% | 30.89% | 30.67% | 30.02% | 30.86% | 27.62% | 26.89% | 25.18%
SA1 | Solar PV | 28.72% | 28.9% | 30.01% | 31.16% | 29.53% | 29.39% | 30.08% | 28.71% | 29.18% | 29.08% | 31.42% | 31.62% | 29.88% | 29.96% | 30.55% | 29.51% | 30.25% | 30.38% | 31.08% | 31.2% | 29.44% | 29.76% | 30.26% | 29.27% | 29.83% | 29.83% | 30.17% | 30.39% | 28.56% | 29.01%
SA1 | LS storage | 5.35% | 5.339% | 5.13% | 5.342% | 3.618% | 6.6% | 6.364% | 6.482% | 6.951% | 7.108% | 6.945% | 6.075% | 6.05% | 5.867% | 6.132% | 6.03% | 6.038% | 6.158% | 6.26% | 6.316% | 6.143% | 5.762% | 6.053% | 6.217% | 6.415% | 6.65% | 7.029% | 7.13% | 7.144% | 7.283%
SA1 | Pumped Hydro | 0% | 0% | 0% | 0% | 0% | 0% | 0% | 0% | 0% | 0% | 0% | 23.63% | 22.69% | 22.67% | 23.74% | 22.5% | 22.16% | 22.48% | 21.98% | 22.71% | 22% | 21.29% | 22.42% | 22.16% | 22.23% | 22.26% | 21.66% | 22.46% | 22.03% | 22.06%
Region | Technology | 2020-21 | 2021-22 | 2022-23 | 2023-24 | 2024-25 | 2025-26 | 2026-27 | 2027-28 | 2028-29 | 2029-30 | 2030-31 | 2031-32 | 2032-33 | 2033-34 | 2034-35 | 2035-36 | 2036-37 | 2037-38 | 2038-39 | 2039-40 | 2040-41 | 2041-42 | 2042-43 | 2043-44 | 2044-45 | 2045-46 | 2046-47 | 2047-48 | 2048-49 | 2049-50
TAS1 | Black Coal | bar: 2020-21 to 2049-50
TAS1 | Brown Coal | bar: 2020-21 to 2049-50
TAS1 | CCGT | 0.0004132% | 0.0004982% | 0.0004887% | 0.09209% | 0.2477% | 0.0004113% | 0.0004428% | 0.0004605% | 0.0004919% | 0.0005192% | 0.0005129% | 0.0005759% | 0.0006026% | 0.0005746% | 0.0006885% | 0.0007467% | 0.0009144% | 0.001013% | 0.1943% | 0.8256% | 1.013% | 0.0009955% | 0.001127% | 0.00124% | 0.00624% | 0.4202% | 0.6004% | 1.174% | 1.621% | 0.001137%
TAS1 | Gas - Steam | bar: 2020-21 to 2049-50
TAS1 | OCGT / Diesel | bar: 2020-21 to 2049-50
TAS1 | Hydro | 38.68% | 40.97% | 45.16% | 41.09% | 41.98% | 47.51% | 39.59% | 45.07% | 43.48% | 46.66% | 41.99% | 43.76% | 47.87% | 47.68% | 41.79% | 44.92% | 44.13% | 42.99% | 42.51% | 41.92% | 43.82% | 45.08% | 42.67% | 44.9% | 43.17% | 43.34% | 41.84% | 42.08% | 43.47% | 45.72%
TAS1 | Wind | 40.31% | 39.11% | 43.18% | 42.36% | 41.47% | 45.14% | 45.65% | 42.68% | 42.71% | 41.53% | 45.58% | 43.1% | 42.34% | 45.55% | 46.42% | 45.02% | 44.06% | 42.64% | 45.42% | 42.64% | 42.01% | 45.23% | 45.94% | 44.41% | 43.65% | 41.94% | 44.71% | 41.91% | 41.43% | 44.41%
TAS1 | Solar PV | 0% | 0% | 0% | 0% | 0% | 0% | 0% | 0% | 0% | 0% | 0% | 24.53% | 24.54% | 23.73% | 25.07% | 24.34% | 24.01% | 24.15% | 23.71% | 24.12% | 24.15% | 22.36% | 23.87% | 23.47% | 23.91% | 24.11% | 23.61% | 24.04% | 24.08% | 22.22%
TAS1 | LS storage | bar: 2020-21 to 2049-50
TAS1 | Pumped Hydro | bar: 2020-21 to 2049-50

## StatusQuo_BaseCase_Capacity
Installed capacity by technology (MW) - Base Case, Status Quo Scenario
Capacity calculated on 1 July. In early study years some wind and solar projects enter later in the financial year and are reflected in the following financial year's capacity.
Region | Technology | 2020-21 | 2021-22 | 2022-23 | 2023-24 | 2024-25 | 2025-26 | 2026-27 | 2027-28 | 2028-29 | 2029-30 | 2030-31 | 2031-32 | 2032-33 | 2033-34 | 2034-35 | 2035-36 | 2036-37 | 2037-38 | 2038-39 | 2039-40 | 2040-41 | 2041-42 | 2042-43 | 2043-44 | 2044-45 | 2045-46 | 2046-47 | 2047-48 | 2048-49 | 2049-50
NEM | Black Coal | 17927 | 17927 | 15927 | 15927 | 15927 | 15664 | 15300 | 15300 | 15155 | 13346 | 13346 | 10466 | 10466 | 10466 | 10466 | 7826 | 7126 | 5976 | 5276 | 5276 | 5276 | 5276 | 3956 | 3591 | 3226 | 2861 | 2496 | 2496 | 2496 | 2496
NEM | Brown Coal | 4660 | 4660 | 4660 | 4660 | 4660 | 4660 | 4660 | 4660 | 4660 | 4310 | 3960 | 3585 | 3210 | 3210 | 3210 | 3210 | 3210 | 3210 | 3210 | 3210 | 3210 | 3210 | 3210 | 3210 | 3210 | 3210 | 3210 | 2210 | 0 | 0
NEM | CCGT | 3119 | 3119 | 3119 | 2939 | 2939 | 2939 | 2939 | 2939 | 2554 | 2554 | 2554 | 2554 | 2554 | 2554 | 2554 | 2554 | 2554 | 2192 | 2452 | 3190 | 3190 | 3265 | 3715 | 5974 | 5803 | 5168 | 5483 | 7349 | 8351 | 8447
NEM | Gas - Steam | 1790 | 1790 | 1790 | 1790 | 294 | 294 | 294 | 0 | 0 | 0 | 0 | 0 | 0 | 0 | 0 | 0 | 0 | 0 | 0 | 0 | 0 | 0 | 0 | 0 | 0 | 0 | 0 | 0 | 0 | 0
NEM | OCGT / Diesel | 6369 | 6369 | 6369 | 6369 | 6369 | 6369 | 6369 | 6125 | 6125 | 5987 | 5987 | 5896 | 5347 | 5346 | 5149 | 5099 | 5099 | 5099 | 5106 | 6870 | 6870 | 6959 | 7868 | 7868 | 6863 | 7850 | 7552 | 8617 | 8617 | 8663
NEM | Hydro | 7329 | 7329 | 7329 | 7329 | 7329 | 7329 | 7329 | 7329 | 7329 | 7329 | 7329 | 7329 | 7329 | 7329 | 7329 | 7329 | 7329 | 7329 | 7329 | 7329 | 7329 | 7329 | 7329 | 7329 | 7329 | 7329 | 7329 | 7329 | 7329 | 7329
NEM | Wind | 8605 | 8937 | 9530 | 10188 | 10762 | 11000 | 11457 | 12977 | 12992 | 14550 | 14785 | 19258 | 20378 | 20872 | 20776 | 24782 | 26724 | 27819 | 28070 | 29762 | 29525 | 29826 | 30158 | 30213 | 32171 | 32552 | 32741 | 33769 | 36061 | 35833
NEM | Solar PV | 4692 | 4726 | 5253 | 5740 | 5800 | 5800 | 6180 | 6356 | 7670 | 9703 | 10819 | 13274 | 13851 | 13851 | 13851 | 19952 | 20090 | 20090 | 19910 | 19935 | 20398 | 20531 | 20429 | 20906 | 20963 | 20963 | 21438 | 21637 | 22884 | 23235
NEM | LS storage | 233 | 233 | 233 | 233 | 233 | 233 | 233 | 233 | 233 | 233 | 203 | 203 | 203 | 148 | 148 | 148 | 148 | 148 | 148 | 427 | 427 | 532 | 532 | 532 | 532 | 532 | 532 | 916 | 916 | 927
NEM | Pumped Hydro | 810 | 810 | 810 | 810 | 810 | 810 | 2810 | 2810 | 2810 | 2950 | 3119 | 5591 | 5591 | 6301 | 6301 | 8864 | 8864 | 9685 | 9710 | 9710 | 9710 | 9710 | 9710 | 9710 | 9710 | 9710 | 9710 | 9710 | 9710 | 9710
Total excluding storage |  | 54491 | 54857 | 53977 | 54942 | 54080 | 54055 | 54528 | 55686 | 56485 | 57779 | 58780 | 62362 | 63135 | 63628 | 63335 | 70752 | 72132 | 71715 | 71353 | 75572 | 75798 | 76396 | 76665 | 79091 | 79565 | 79933 | 80249 | 83407 | 85738 | 86003
Region | Technology | 2020-21 | 2021-22 | 2022-23 | 2023-24 | 2024-25 | 2025-26 | 2026-27 | 2027-28 | 2028-29 | 2029-30 | 2030-31 | 2031-32 | 2032-33 | 2033-34 | 2034-35 | 2035-36 | 2036-37 | 2037-38 | 2038-39 | 2039-40 | 2040-41 | 2041-42 | 2042-43 | 2043-44 | 2044-45 | 2045-46 | 2046-47 | 2047-48 | 2048-49 | 2049-50
NSW1 | Black Coal | 10160 | 10160 | 8160 | 8160 | 8160 | 8160 | 8160 | 8160 | 8160 | 6840 | 6840 | 3960 | 3960 | 3960 | 3960 | 1320 | 1320 | 1320 | 1320 | 1320 | 1320 | 1320 | 0 | 0 | 0 | 0 | 0 | 0 | 0 | 0
NSW1 | Brown Coal | 0 | 0 | 0 | 0 | 0 | 0 | 0 | 0 | 0 | 0 | 0 | 0 | 0 | 0 | 0 | 0 | 0 | 0 | 0 | 0 | 0 | 0 | 0 | 0 | 0 | 0 | 0 | 0 | 0 | 0
NSW1 | CCGT | 606 | 606 | 606 | 606 | 606 | 606 | 606 | 606 | 606 | 606 | 606 | 606 | 606 | 606 | 606 | 606 | 606 | 606 | 606 | 606 | 606 | 606 | 744 | 2173 | 2002 | 2002 | 2002 | 2002 | 2002 | 2002
NSW1 | Gas - Steam | 0 | 0 | 0 | 0 | 0 | 0 | 0 | 0 | 0 | 0 | 0 | 0 | 0 | 0 | 0 | 0 | 0 | 0 | 0 | 0 | 0 | 0 | 0 | 0 | 0 | 0 | 0 | 0 | 0 | 0
NSW1 | OCGT / Diesel | 1438 | 1438 | 1438 | 1438 | 1438 | 1438 | 1438 | 1438 | 1438 | 1438 | 1438 | 1438 | 1438 | 1438 | 1438 | 1388 | 1388 | 1388 | 1388 | 1388 | 1388 | 1388 | 2000 | 2000 | 1336 | 1336 | 1336 | 1600 | 1600 | 1600
NSW1 | Hydro | 2585 | 2585 | 2585 | 2585 | 2585 | 2585 | 2585 | 2585 | 2585 | 2585 | 2585 | 2585 | 2585 | 2585 | 2585 | 2585 | 2585 | 2585 | 2585 | 2585 | 2585 | 2585 | 2585 | 2585 | 2585 | 2585 | 2585 | 2585 | 2585 | 2585
NSW1 | Wind | 1633 | 1633 | 1633 | 2059 | 2633 | 2633 | 2633 | 2633 | 2633 | 2782 | 2782 | 6938 | 7259 | 7663 | 7663 | 8323 | 8873 | 8914 | 9391 | 10665 | 10304 | 10304 | 10304 | 10105 | 11316 | 11316 | 11505 | 12120 | 12352 | 12352
NSW1 | Solar PV | 1702 | 1702 | 2044 | 2044 | 2044 | 2044 | 2044 | 2044 | 2333 | 4074 | 4074 | 5879 | 6456 | 6456 | 6456 | 12557 | 12557 | 12557 | 12377 | 12377 | 12840 | 12973 | 12871 | 13373 | 13417 | 13417 | 13361 | 13361 | 14380 | 14380
NSW1 | LS storage | 0 | 0 | 0 | 0 | 0 | 0 | 0 | 0 | 0 | 0 | 0 | 0 | 0 | 0 | 0 | 0 | 0 | 0 | 0 | 0 | 0 | 0 | 0 | 0 | 0 | 0 | 0 | 0 | 0 | 0
NSW1 | Pumped Hydro | 240 | 240 | 240 | 240 | 240 | 240 | 2240 | 2240 | 2240 | 2240 | 2240 | 3174 | 3174 | 3390 | 3390 | 5640 | 5640 | 5640 | 5640 | 5640 | 5640 | 5640 | 5640 | 5640 | 5640 | 5640 | 5640 | 5640 | 5640 | 5640
Total excluding storage |  | 18124 | 18124 | 16466 | 16892 | 17466 | 17466 | 17466 | 17466 | 17755 | 18325 | 18325 | 21406 | 22304 | 22708 | 22708 | 26779 | 27329 | 27370 | 27667 | 28941 | 29043 | 29176 | 28504 | 30236 | 30656 | 30656 | 30789 | 31668 | 32919 | 32919
Region | Technology | 2020-21 | 2021-22 | 2022-23 | 2023-24 | 2024-25 | 2025-26 | 2026-27 | 2027-28 | 2028-29 | 2029-30 | 2030-31 | 2031-32 | 2032-33 | 2033-34 | 2034-35 | 2035-36 | 2036-37 | 2037-38 | 2038-39 | 2039-40 | 2040-41 | 2041-42 | 2042-43 | 2043-44 | 2044-45 | 2045-46 | 2046-47 | 2047-48 | 2048-49 | 2049-50
QLD1 | Black Coal | 7767 | 7767 | 7767 | 7767 | 7767 | 7504 | 7140 | 7140 | 6995 | 6506 | 6506 | 6506 | 6506 | 6506 | 6506 | 6506 | 5806 | 4656 | 3956 | 3956 | 3956 | 3956 | 3956 | 3591 | 3226 | 2861 | 2496 | 2496 | 2496 | 2496
QLD1 | Brown Coal | 0 | 0 | 0 | 0 | 0 | 0 | 0 | 0 | 0 | 0 | 0 | 0 | 0 | 0 | 0 | 0 | 0 | 0 | 0 | 0 | 0 | 0 | 0 | 0 | 0 | 0 | 0 | 0 | 0 | 0
QLD1 | CCGT | 1596 | 1596 | 1596 | 1596 | 1596 | 1596 | 1596 | 1596 | 1211 | 1211 | 1211 | 1211 | 1211 | 1211 | 1211 | 1211 | 1211 | 1211 | 1211 | 1067 | 1067 | 1067 | 1067 | 1067 | 1067 | 432 | 747 | 747 | 747 | 747
QLD1 | Gas - Steam | 0 | 0 | 0 | 0 | 0 | 0 | 0 | 0 | 0 | 0 | 0 | 0 | 0 | 0 | 0 | 0 | 0 | 0 | 0 | 0 | 0 | 0 | 0 | 0 | 0 | 0 | 0 | 0 | 0 | 0
QLD1 | OCGT / Diesel | 1800 | 1800 | 1800 | 1800 | 1800 | 1800 | 1800 | 1800 | 1800 | 1800 | 1800 | 1709 | 1554 | 1553 | 1436 | 1436 | 1436 | 1436 | 1443 | 2400 | 2400 | 2400 | 2400 | 2400 | 2269 | 3256 | 3524 | 4093 | 4093 | 3940
QLD1 | Hydro | 152 | 152 | 152 | 152 | 152 | 152 | 152 | 152 | 152 | 152 | 152 | 152 | 152 | 152 | 152 | 152 | 152 | 152 | 152 | 152 | 152 | 152 | 152 | 152 | 152 | 152 | 152 | 152 | 152 | 152
QLD1 | Wind | 677 | 677 | 1270 | 1362 | 1362 | 1600 | 2057 | 3123 | 3123 | 3600 | 3600 | 3600 | 3600 | 3600 | 3600 | 4033 | 5196 | 6142 | 6475 | 6950 | 7220 | 7501 | 7864 | 7858 | 8514 | 8826 | 8826 | 9239 | 9755 | 9755
QLD1 | Solar PV | 1762 | 1762 | 1762 | 1793 | 1853 | 1853 | 1853 | 2029 | 2879 | 2879 | 2879 | 2879 | 2879 | 2879 | 2879 | 2879 | 2879 | 2879 | 2879 | 2879 | 2879 | 2879 | 2879 | 2854 | 2756 | 2756 | 3287 | 3486 | 3419 | 3419
QLD1 | LS storage | 3 | 3 | 3 | 3 | 3 | 3 | 3 | 3 | 3 | 3 | 3 | 3 | 3 | 3 | 3 | 3 | 3 | 3 | 3 | 282 | 282 | 387 | 387 | 387 | 387 | 387 | 387 | 771 | 771 | 771
QLD1 | Pumped Hydro | 570 | 570 | 570 | 570 | 570 | 570 | 570 | 570 | 570 | 570 | 570 | 941 | 941 | 1354 | 1354 | 1667 | 1667 | 2345 | 2370 | 2370 | 2370 | 2370 | 2370 | 2370 | 2370 | 2370 | 2370 | 2370 | 2370 | 2370
Total excluding storage |  | 13754 | 13754 | 14347 | 14470 | 14530 | 14505 | 14598 | 15840 | 16160 | 16148 | 16148 | 16057 | 15902 | 15901 | 15784 | 16217 | 16680 | 16476 | 16116 | 17404 | 17674 | 17955 | 18318 | 17922 | 17984 | 18283 | 19032 | 20213 | 20662 | 20509
Region | Technology | 2020-21 | 2021-22 | 2022-23 | 2023-24 | 2024-25 | 2025-26 | 2026-27 | 2027-28 | 2028-29 | 2029-30 | 2030-31 | 2031-32 | 2032-33 | 2033-34 | 2034-35 | 2035-36 | 2036-37 | 2037-38 | 2038-39 | 2039-40 | 2040-41 | 2041-42 | 2042-43 | 2043-44 | 2044-45 | 2045-46 | 2046-47 | 2047-48 | 2048-49 | 2049-50
VIC1 | Black Coal | 0 | 0 | 0 | 0 | 0 | 0 | 0 | 0 | 0 | 0 | 0 | 0 | 0 | 0 | 0 | 0 | 0 | 0 | 0 | 0 | 0 | 0 | 0 | 0 | 0 | 0 | 0 | 0 | 0 | 0
VIC1 | Brown Coal | 4660 | 4660 | 4660 | 4660 | 4660 | 4660 | 4660 | 4660 | 4660 | 4310 | 3960 | 3585 | 3210 | 3210 | 3210 | 3210 | 3210 | 3210 | 3210 | 3210 | 3210 | 3210 | 3210 | 3210 | 3210 | 3210 | 3210 | 2210 | 0 | 0
VIC1 | CCGT | 0 | 0 | 0 | 0 | 0 | 0 | 0 | 0 | 0 | 0 | 0 | 0 | 0 | 0 | 0 | 0 | 0 | 167 | 427 | 1309 | 1309 | 1384 | 1696 | 2526 | 2526 | 2526 | 2526 | 4392 | 5394 | 5490
VIC1 | Gas - Steam | 510 | 510 | 510 | 510 | 294 | 294 | 294 | 0 | 0 | 0 | 0 | 0 | 0 | 0 | 0 | 0 | 0 | 0 | 0 | 0 | 0 | 0 | 0 | 0 | 0 | 0 | 0 | 0 | 0 | 0
VIC1 | OCGT / Diesel | 1872 | 1872 | 1872 | 1872 | 1872 | 1872 | 1872 | 1872 | 1872 | 1872 | 1872 | 1872 | 1712 | 1712 | 1712 | 1712 | 1712 | 1712 | 1712 | 1801 | 1801 | 1801 | 1774 | 1774 | 1774 | 1774 | 1208 | 1440 | 1440 | 1440
VIC1 | Hydro | 2182 | 2182 | 2182 | 2182 | 2182 | 2182 | 2182 | 2182 | 2182 | 2182 | 2182 | 2182 | 2182 | 2182 | 2182 | 2182 | 2182 | 2182 | 2182 | 2182 | 2182 | 2182 | 2182 | 2182 | 2182 | 2182 | 2182 | 2182 | 2182 | 2182
VIC1 | Wind | 3790 | 4122 | 4122 | 4122 | 4122 | 4122 | 4122 | 4566 | 4571 | 4946 | 4946 | 4946 | 5592 | 5592 | 5592 | 7078 | 7310 | 7243 | 6843 | 6843 | 6736 | 6736 | 6705 | 6520 | 6520 | 6520 | 6520 | 6520 | 8064 | 7836
VIC1 | Solar PV | 900 | 934 | 996 | 996 | 996 | 996 | 1376 | 1376 | 1376 | 1376 | 2492 | 3036 | 3036 | 3036 | 3036 | 3036 | 3036 | 3036 | 3036 | 3036 | 3036 | 3036 | 3036 | 3036 | 3036 | 3036 | 3036 | 3036 | 3112 | 3024
VIC1 | LS storage | 75 | 75 | 75 | 75 | 75 | 75 | 75 | 75 | 75 | 75 | 75 | 75 | 75 | 20 | 20 | 20 | 20 | 20 | 20 | 20 | 20 | 20 | 20 | 20 | 20 | 20 | 20 | 20 | 20 | 20
VIC1 | Pumped Hydro | 0 | 0 | 0 | 0 | 0 | 0 | 0 | 0 | 0 | 140 | 309 | 1200 | 1200 | 1200 | 1200 | 1200 | 1200 | 1200 | 1200 | 1200 | 1200 | 1200 | 1200 | 1200 | 1200 | 1200 | 1200 | 1200 | 1200 | 1200
Total excluding storage |  | 13914 | 14280 | 14342 | 14342 | 14126 | 14126 | 14506 | 14656 | 14661 | 14686 | 15452 | 15621 | 15732 | 15732 | 15732 | 17218 | 17450 | 17550 | 17410 | 18381 | 18274 | 18349 | 18603 | 19248 | 19248 | 19248 | 18682 | 19780 | 20192 | 19972
Region | Technology | 2020-21 | 2021-22 | 2022-23 | 2023-24 | 2024-25 | 2025-26 | 2026-27 | 2027-28 | 2028-29 | 2029-30 | 2030-31 | 2031-32 | 2032-33 | 2033-34 | 2034-35 | 2035-36 | 2036-37 | 2037-38 | 2038-39 | 2039-40 | 2040-41 | 2041-42 | 2042-43 | 2043-44 | 2044-45 | 2045-46 | 2046-47 | 2047-48 | 2048-49 | 2049-50
SA1 | Black Coal | 0 | 0 | 0 | 0 | 0 | 0 | 0 | 0 | 0 | 0 | 0 | 0 | 0 | 0 | 0 | 0 | 0 | 0 | 0 | 0 | 0 | 0 | 0 | 0 | 0 | 0 | 0 | 0 | 0 | 0
SA1 | Brown Coal | 0 | 0 | 0 | 0 | 0 | 0 | 0 | 0 | 0 | 0 | 0 | 0 | 0 | 0 | 0 | 0 | 0 | 0 | 0 | 0 | 0 | 0 | 0 | 0 | 0 | 0 | 0 | 0 | 0 | 0
SA1 | CCGT | 709 | 709 | 709 | 529 | 529 | 529 | 529 | 529 | 529 | 529 | 529 | 529 | 529 | 529 | 529 | 529 | 529 | 0 | 0 | 0 | 0 | 0 | 0 | 0 | 0 | 0 | 0 | 0 | 0 | 0
SA1 | Gas - Steam | 1280 | 1280 | 1280 | 1280 | 0 | 0 | 0 | 0 | 0 | 0 | 0 | 0 | 0 | 0 | 0 | 0 | 0 | 0 | 0 | 0 | 0 | 0 | 0 | 0 | 0 | 0 | 0 | 0 | 0 | 0
SA1 | OCGT / Diesel | 1259 | 1259 | 1259 | 1259 | 1259 | 1259 | 1259 | 1015 | 1015 | 877 | 877 | 877 | 643 | 643 | 563 | 563 | 563 | 563 | 563 | 1281 | 1281 | 1370 | 1694 | 1694 | 1484 | 1484 | 1484 | 1484 | 1484 | 1683
SA1 | Hydro | 0 | 0 | 0 | 0 | 0 | 0 | 0 | 0 | 0 | 0 | 0 | 0 | 0 | 0 | 0 | 0 | 0 | 0 | 0 | 0 | 0 | 0 | 0 | 0 | 0 | 0 | 0 | 0 | 0 | 0
SA1 | Wind | 1930 | 1930 | 1930 | 1930 | 1930 | 1930 | 1930 | 1940 | 1891 | 2448 | 2683 | 3000 | 3153 | 3243 | 3099 | 4417 | 4386 | 4561 | 4402 | 4345 | 4306 | 4326 | 4326 | 4729 | 4820 | 4889 | 4889 | 4889 | 4889 | 4889
SA1 | Solar PV | 328 | 328 | 451 | 907 | 907 | 907 | 907 | 907 | 1082 | 1374 | 1374 | 1418 | 1418 | 1418 | 1418 | 1418 | 1418 | 1418 | 1418 | 1418 | 1418 | 1418 | 1418 | 1418 | 1418 | 1418 | 1418 | 1418 | 1637 | 2076
SA1 | LS storage | 155 | 155 | 155 | 155 | 155 | 155 | 155 | 155 | 155 | 155 | 125 | 125 | 125 | 125 | 125 | 125 | 125 | 125 | 125 | 125 | 125 | 125 | 125 | 125 | 125 | 125 | 125 | 125 | 125 | 136
SA1 | Pumped Hydro | 0 | 0 | 0 | 0 | 0 | 0 | 0 | 0 | 0 | 0 | 0 | 276 | 276 | 357 | 357 | 357 | 357 | 500 | 500 | 500 | 500 | 500 | 500 | 500 | 500 | 500 | 500 | 500 | 500 | 500
Total excluding storage |  | 5506 | 5506 | 5629 | 5905 | 4625 | 4625 | 4625 | 4391 | 4517 | 5228 | 5463 | 5824 | 5743 | 5833 | 5609 | 6927 | 6896 | 6542 | 6383 | 7044 | 7005 | 7114 | 7438 | 7841 | 7722 | 7791 | 7791 | 7791 | 8010 | 8648
Region | Technology | 2020-21 | 2021-22 | 2022-23 | 2023-24 | 2024-25 | 2025-26 | 2026-27 | 2027-28 | 2028-29 | 2029-30 | 2030-31 | 2031-32 | 2032-33 | 2033-34 | 2034-35 | 2035-36 | 2036-37 | 2037-38 | 2038-39 | 2039-40 | 2040-41 | 2041-42 | 2042-43 | 2043-44 | 2044-45 | 2045-46 | 2046-47 | 2047-48 | 2048-49 | 2049-50
TAS1 | Black Coal | 0 | 0 | 0 | 0 | 0 | 0 | 0 | 0 | 0 | 0 | 0 | 0 | 0 | 0 | 0 | 0 | 0 | 0 | 0 | 0 | 0 | 0 | 0 | 0 | 0 | 0 | 0 | 0 | 0 | 0
TAS1 | Brown Coal | 0 | 0 | 0 | 0 | 0 | 0 | 0 | 0 | 0 | 0 | 0 | 0 | 0 | 0 | 0 | 0 | 0 | 0 | 0 | 0 | 0 | 0 | 0 | 0 | 0 | 0 | 0 | 0 | 0 | 0
TAS1 | CCGT | 208 | 208 | 208 | 208 | 208 | 208 | 208 | 208 | 208 | 208 | 208 | 208 | 208 | 208 | 208 | 208 | 208 | 208 | 208 | 208 | 208 | 208 | 208 | 208 | 208 | 208 | 208 | 208 | 208 | 208
TAS1 | Gas - Steam | 0 | 0 | 0 | 0 | 0 | 0 | 0 | 0 | 0 | 0 | 0 | 0 | 0 | 0 | 0 | 0 | 0 | 0 | 0 | 0 | 0 | 0 | 0 | 0 | 0 | 0 | 0 | 0 | 0 | 0
TAS1 | OCGT / Diesel | 0 | 0 | 0 | 0 | 0 | 0 | 0 | 0 | 0 | 0 | 0 | 0 | 0 | 0 | 0 | 0 | 0 | 0 | 0 | 0 | 0 | 0 | 0 | 0 | 0 | 0 | 0 | 0 | 0 | 0
TAS1 | Hydro | 2410 | 2410 | 2410 | 2410 | 2410 | 2410 | 2410 | 2410 | 2410 | 2410 | 2410 | 2410 | 2410 | 2410 | 2410 | 2410 | 2410 | 2410 | 2410 | 2410 | 2410 | 2410 | 2410 | 2410 | 2410 | 2410 | 2410 | 2410 | 2410 | 2410
TAS1 | Wind | 575 | 575 | 575 | 715 | 715 | 715 | 715 | 715 | 774 | 774 | 774 | 774 | 774 | 774 | 822 | 931 | 959 | 959 | 959 | 959 | 959 | 959 | 959 | 1001 | 1001 | 1001 | 1001 | 1001 | 1001 | 1001
TAS1 | Solar PV | 0 | 0 | 0 | 0 | 0 | 0 | 0 | 0 | 0 | 0 | 0 | 62 | 62 | 62 | 62 | 62 | 200 | 200 | 200 | 225 | 225 | 225 | 225 | 225 | 336 | 336 | 336 | 336 | 336 | 336
TAS1 | LS storage | 0 | 0 | 0 | 0 | 0 | 0 | 0 | 0 | 0 | 0 | 0 | 0 | 0 | 0 | 0 | 0 | 0 | 0 | 0 | 0 | 0 | 0 | 0 | 0 | 0 | 0 | 0 | 0 | 0 | 0
TAS1 | Pumped Hydro | 0 | 0 | 0 | 0 | 0 | 0 | 0 | 0 | 0 | 0 | 0 | 0 | 0 | 0 | 0 | 0 | 0 | 0 | 0 | 0 | 0 | 0 | 0 | 0 | 0 | 0 | 0 | 0 | 0 | 0
Total excluding storage |  | 3193 | 3193 | 3193 | 3333 | 3333 | 3333 | 3333 | 3333 | 3392 | 3392 | 3392 | 3454 | 3454 | 3454 | 3502 | 3611 | 3777 | 3777 | 3777 | 3802 | 3802 | 3802 | 3802 | 3844 | 3955 | 3955 | 3955 | 3955 | 3955 | 3955

## StatusQuo_BaseCase_Generation
Annual sent-out generation by technology (GWh) - Base Case, Status Quo Scenario
Region | Technology | 2020-21 | 2021-22 | 2022-23 | 2023-24 | 2024-25 | 2025-26 | 2026-27 | 2027-28 | 2028-29 | 2029-30 | 2030-31 | 2031-32 | 2032-33 | 2033-34 | 2034-35 | 2035-36 | 2036-37 | 2037-38 | 2038-39 | 2039-40 | 2040-41 | 2041-42 | 2042-43 | 2043-44 | 2044-45 | 2045-46 | 2046-47 | 2047-48 | 2048-49 | 2049-50
NEM | Black Coal | 95199.458 | 93842.7679 | 87559.2945 | 87644.8874 | 87619.5244 | 86158.9304 | 84442.2234 | 84802.7739 | 84160.9575 | 75000.8786 | 74475.0768 | 59309.6565 | 58904.2275 | 59114.3672 | 59092.9875 | 44194.2348 | 38939.0277 | 32427.737 | 30648.3733 | 30327.0794 | 30916.7936 | 28855.1448 | 20901.3213 | 21337.6083 | 19168.4746 | 16571.8733 | 14295.3436 | 13477.1768 | 14490.5483 | 13913.929
NEM | Brown Coal | 30691.83 | 30989.2953 | 28672.9186 | 29969.3924 | 31336.479 | 31373.37 | 29813.864 | 31269.4557 | 29549.861 | 27419.619 | 26958.33 | 24013.7476 | 22057.97 | 21495.86 | 21657.095 | 21095.0366 | 20097.304 | 21202.4323 | 19492.091 | 18619.4235 | 21004.3057 | 20776.5186 | 20583.3107 | 20842.113 | 21361.466 | 20382.531 | 20638.7636 | 13368.986 | 0 | 0
NEM | CCGT | 4970.7468 | 5434.5343 | 5908.7435 | 5553.5611 | 4948.3684 | 4686.9926 | 4236.1613 | 4470.8835 | 4654.6258 | 5873.5828 | 4938.4506 | 6600.4956 | 8008.4582 | 7550.9224 | 5407.6923 | 8613.0893 | 9009.3035 | 8444.9821 | 10188.088 | 15015.3554 | 15876.8092 | 15700.7804 | 17994.9993 | 33623.4245 | 33235.5138 | 30810.8669 | 32834.7856 | 44524.6389 | 52895.8185 | 51289.7655
NEM | Gas - Steam | 78.7153 | 139.8339 | 204.8611 | 205.0534 | 22.7884 | 24.7135 | 27.6307 | 0.0064759 | 0.0096897 | 0.015694 | 0.0086732 | 0.029045 | 0.022084 | 0.036153 | 0.020751 | 0.1671 | 0.1905 | 0.18099 | 0.16154 | 0 | 0 | 0 | 0 | 0 | 0 | 0 | 0 | 0 | 0 | 0
NEM | OCGT / Diesel | 97.1498 | 156.2991 | 264.0382 | 238.1368 | 115.3878 | 201.9746 | 128.7952 | 84.4086 | 119.8545 | 337.4427 | 193.5357 | 640.1219 | 593.4437 | 996.7221 | 649.4311 | 2797.0241 | 3956.1781 | 5045.9362 | 5737.7176 | 3536.9891 | 5055.7846 | 5756.559 | 5813.699 | 5281.2421 | 4582.1348 | 7615.8872 | 7290.4096 | 5715.1171 | 7290.0674 | 6862.245
NEM | Hydro | 14926.9444 | 15435.2068 | 16446.8855 | 15528.4014 | 15746.5457 | 17296.2858 | 15107.7349 | 16299.2962 | 16036.7484 | 16961.8864 | 16098.0155 | 17054.472 | 17619.573 | 18143.7579 | 16628.8333 | 17488.325 | 17062.7176 | 17158.0017 | 17180.9815 | 16810.7083 | 17083.6863 | 17584.825 | 17175.29 | 17490.4155 | 17102.8925 | 17285.7789 | 17105.1352 | 16978.9675 | 17165.7031 | 17857.5425
NEM | Wind | 26178.595 | 26545.7944 | 31706.5586 | 30998.315 | 33110.8003 | 35455.9092 | 38943.7048 | 40937.3075 | 40445.9834 | 45444.607 | 48085.7088 | 59518.0833 | 62698.0138 | 67206.8243 | 68723.2366 | 74051.9841 | 77493.4524 | 81374.8378 | 83943.8591 | 85233.8467 | 83711.6736 | 90083.4579 | 94532.7441 | 90552.4856 | 91957.4584 | 93221.9888 | 93175.8767 | 91784.5909 | 94989.0138 | 99759.0774
NEM | Solar PV | 11461.2884 | 11843.2632 | 13388.2701 | 15026.5446 | 14516.2182 | 14012.1854 | 15969.569 | 14753.4238 | 18982.8658 | 24762.0243 | 28246.7065 | 35240.1764 | 35336.1057 | 34308.9343 | 36536.0851 | 47568.336 | 49928.5928 | 52233.4754 | 52787.6242 | 52730.4255 | 52077.9764 | 51064.7607 | 54341.6334 | 49531.6993 | 51651.365 | 54152.195 | 56287.9237 | 56589.1186 | 57757.691 | 57354.2804
NEM | LS storage | 112.8778 | 117.3586 | 110.9697 | 102.1542 | 74.3241 | 145.2978 | 138.0214 | 145.1069 | 157.0589 | 159.7335 | 124.4067 | 108.0034 | 106.6504 | 78.6156 | 82.4431 | 80.4505 | 80.5743 | 82.839 | 84.1572 | 311.6318 | 307.0094 | 392.2834 | 392.9185 | 392.9702 | 395.7002 | 375.0725 | 406.3906 | 695.0224 | 688.8716 | 709.073
NEM | Pumped Hydro | 33.3087 | 54.2373 | 115.9672 | 87.918 | 140.3477 | 335.0856 | 1798.2366 | 1104.5944 | 1879.4502 | 4384.5273 | 5139.1985 | 11510.3974 | 10794.4363 | 13085.5165 | 13139.0081 | 18251.4354 | 17573.6386 | 20181.6024 | 20052.4427 | 20154.94 | 19574.6821 | 19545.6015 | 20796.5807 | 19956.2171 | 19764.9612 | 20867.7896 | 20810.551 | 20714.5617 | 20374.3145 | 20319.8664
Total excluding storage |  | 183604.7277 | 184386.9948 | 184151.5701 | 185164.2921 | 187416.1121 | 189210.3615 | 188669.6832 | 192617.5556 | 193950.9061 | 195800.0565 | 198995.8325 | 202376.7824 | 205217.814 | 208817.4242 | 208695.3816 | 215808.1971 | 216486.7665 | 217887.5835 | 219978.8963 | 222273.8278 | 225727.0294 | 229822.0464 | 231342.9977 | 238658.9884 | 239059.3051 | 240041.1212 | 241628.2381 | 242438.5958 | 244588.8421 | 247036.8398
Region | Technology | 2020-21 | 2021-22 | 2022-23 | 2023-24 | 2024-25 | 2025-26 | 2026-27 | 2027-28 | 2028-29 | 2029-30 | 2030-31 | 2031-32 | 2032-33 | 2033-34 | 2034-35 | 2035-36 | 2036-37 | 2037-38 | 2038-39 | 2039-40 | 2040-41 | 2041-42 | 2042-43 | 2043-44 | 2044-45 | 2045-46 | 2046-47 | 2047-48 | 2048-49 | 2049-50
NSW1 | Black Coal | 53135.706 | 52624.337 | 44813.707 | 44813.707 | 44813.707 | 44427.147 | 44813.707 | 44813.707 | 44813.7064 | 37673.431 | 37673.431 | 23444.388 | 23444.388 | 23212.8185 | 23444.388 | 7140.276 | 7140.276 | 7140.276 | 7140.276 | 7140.276 | 7140.276 | 7140.276 | 0 | 0 | 0 | 0 | 0 | 0 | 0 | 0
NSW1 | Brown Coal | 0 | 0 | 0 | 0 | 0 | 0 | 0 | 0 | 0 | 0 | 0 | 0 | 0 | 0 | 0 | 0 | 0 | 0 | 0 | 0 | 0 | 0 | 0 | 0 | 0 | 0 | 0 | 0 | 0 | 0
NSW1 | CCGT | 1515.1871 | 1474.7383 | 1558.1035 | 1498.0914 | 1625.9419 | 1668.9097 | 1510.7858 | 1543.3697 | 1457.1711 | 1722.3427 | 1584.9826 | 2134.5864 | 2388.3347 | 2397.7047 | 1764.7131 | 2968.169 | 3088.0456 | 3018.231 | 2850.389 | 2905.152 | 2833.4342 | 2996.4012 | 3785.4642 | 13308.6961 | 12809.717 | 12722.94 | 12539.081 | 12468.837 | 12889.863 | 12268.0625
NSW1 | Gas - Steam | 0 | 0 | 0 | 0 | 0 | 0 | 0 | 0 | 0 | 0 | 0 | 0 | 0 | 0 | 0 | 0 | 0 | 0 | 0 | 0 | 0 | 0 | 0 | 0 | 0 | 0 | 0 | 0 | 0 | 0
NSW1 | OCGT / Diesel | 0.003667 | 0.0040353 | 6.9256 | 1.7212 | 2.9284 | 39.2986 | 0.17585 | 1.161 | 2.2036 | 32.2882 | 28.0947 | 77.1771 | 47.8172 | 126.5937 | 211.0912 | 606.3149 | 1353.2145 | 1473.0124 | 1952.4563 | 874.6797 | 1172.7152 | 1500.2596 | 1773.4368 | 1460.5961 | 1039.9958 | 1486.4628 | 1576.737 | 1114.3423 | 1602.6215 | 1851.4975
NSW1 | Hydro | 2702.7235 | 2730.8489 | 2853.9759 | 2787.5629 | 2826.099 | 3209.8639 | 2692.2688 | 2717.4754 | 2799.9982 | 3050.8074 | 3176.9128 | 3748.8357 | 3457.5482 | 4019.5172 | 3748.3838 | 3939.3916 | 3696.0939 | 4024.8253 | 4151.2219 | 3899.6538 | 3775.1736 | 4013.4667 | 4121.4044 | 3946.8862 | 3940.7178 | 4080.9481 | 4224.225 | 4034.4732 | 3933.9038 | 4156.849
NSW1 | Wind | 4448.9438 | 4808.1078 | 5292.7329 | 6556.6062 | 8845.9877 | 9146.0825 | 9714.7797 | 8042.7015 | 7452.9848 | 8322.707 | 9030.2007 | 22433.355 | 23972.0601 | 25971.003 | 26592.5785 | 24116.2177 | 22918.8328 | 23876.0698 | 25609.2959 | 29702.4521 | 29380.0334 | 31133.8209 | 32507.9582 | 27282.6562 | 27393.0984 | 28493.5143 | 29432.0237 | 31664.1305 | 32288.0016 | 34021.6287
NSW1 | Solar PV | 4114.0901 | 4280.601 | 5229.6765 | 5286.1182 | 5069.351 | 4816.565 | 5268.0324 | 4771.7499 | 5671.1311 | 10432.7291 | 10672.055 | 15544.7102 | 16612.2873 | 15991.4115 | 17284.9165 | 30130.9652 | 31104.2636 | 33029.5755 | 33380.4036 | 32790.9101 | 33103.8631 | 32470.2321 | 34807.6863 | 31914.0536 | 32984.173 | 35145.4463 | 35742.0624 | 35089.7913 | 36698.3832 | 35690.9444
NSW1 | LS storage | 0.0048963 | 0.0054401 | 0.005024 | 0.005052 | 0.0057036 | 0.012286 | 0.013183 | 0.011963 | 0.01186 | 0.013118 | 0.016669 | 0.026119 | 0.025142 | 0.027937 | 0.030169 | 0.025091 | 0.025393 | 0.029131 | 0.030684 | 0.053004 | 0.047449 | 0.08072 | 0.083741 | 0.077768 | 0.077156 | 0.081088 | 0.074337 | 0.08371 | 0.080929 | 0.19342
NSW1 | Pumped Hydro | 6.0385 | 9.0486 | 35.4217 | 27.8437 | 49.509 | 121.5197 | 1525.7871 | 895.9288 | 1422.8393 | 3405.6492 | 3697.7796 | 6889.7617 | 6309.8907 | 7357.7076 | 7325.6793 | 12174.5708 | 11381.6319 | 12479.6238 | 12303.0041 | 12442.8267 | 12009.1695 | 12070.5835 | 12969.709 | 12333.3755 | 12084.8989 | 12853.1093 | 13004.1126 | 12727.4486 | 12659.2637 | 12672.9221
Total excluding storage |  | 65916.6542 | 65918.637 | 59755.1214 | 60943.807 | 63184.015 | 63307.8667 | 63999.7495 | 61890.1646 | 62197.1952 | 61234.3054 | 62165.6767 | 67383.0525 | 69922.4354 | 71719.0485 | 73046.0712 | 68901.3345 | 69300.7263 | 72561.9901 | 75084.0427 | 77313.1237 | 77405.4954 | 79254.4565 | 76995.9499 | 77912.8883 | 78167.7021 | 81929.3114 | 83514.1291 | 84371.5742 | 87412.7732 | 87988.9821
Region | Technology | 2020-21 | 2021-22 | 2022-23 | 2023-24 | 2024-25 | 2025-26 | 2026-27 | 2027-28 | 2028-29 | 2029-30 | 2030-31 | 2031-32 | 2032-33 | 2033-34 | 2034-35 | 2035-36 | 2036-37 | 2037-38 | 2038-39 | 2039-40 | 2040-41 | 2041-42 | 2042-43 | 2043-44 | 2044-45 | 2045-46 | 2046-47 | 2047-48 | 2048-49 | 2049-50
QLD1 | Black Coal | 42063.752 | 41218.4309 | 42745.5875 | 42831.1804 | 42805.8174 | 41731.7834 | 39628.5164 | 39989.0669 | 39347.2511 | 37327.4476 | 36801.6458 | 35865.2685 | 35459.8395 | 35901.5487 | 35648.5995 | 37053.9588 | 31798.7517 | 25287.461 | 23508.0973 | 23186.8034 | 23776.5176 | 21714.8688 | 20901.3213 | 21337.6083 | 19168.4746 | 16571.8733 | 14295.3436 | 13477.1768 | 14490.5483 | 13913.929
QLD1 | Brown Coal | 0 | 0 | 0 | 0 | 0 | 0 | 0 | 0 | 0 | 0 | 0 | 0 | 0 | 0 | 0 | 0 | 0 | 0 | 0 | 0 | 0 | 0 | 0 | 0 | 0 | 0 | 0 | 0 | 0 | 0
QLD1 | CCGT | 2305.011 | 2313.3694 | 2411.8532 | 2423.3431 | 2497.639 | 2521.3228 | 2499.1682 | 2534.258 | 2529.7686 | 2856.769 | 2817.142 | 3141.0144 | 3943.5403 | 3494.236 | 2913.8014 | 3762.752 | 3828.2877 | 4351.2361 | 4641.4794 | 3983.2211 | 4457.3128 | 3955.6672 | 3694.1998 | 4125.9987 | 4270.2138 | 1961.5904 | 4715.291 | 4708.4592 | 4794.1034 | 4522.275
QLD1 | Gas - Steam | 0 | 0 | 0 | 0 | 0 | 0 | 0 | 0 | 0 | 0 | 0 | 0 | 0 | 0 | 0 | 0 | 0 | 0 | 0 | 0 | 0 | 0 | 0 | 0 | 0 | 0 | 0 | 0 | 0 | 0
QLD1 | OCGT / Diesel | 0.11559 | 0.013234 | 0.015719 | 0.016516 | 0.054185 | 3.707 | 14.6252 | 6.4576 | 2.8893 | 24.521 | 32.2458 | 47.585 | 39.2953 | 45.1657 | 45.0819 | 74.1963 | 92.222 | 611.3922 | 858.6142 | 607.8117 | 933.8272 | 756.1466 | 928.2254 | 1258.5059 | 1303.2812 | 3317.6253 | 3860.6288 | 3240.7246 | 3786.154 | 2457.2121
QLD1 | Hydro | 701.4321 | 699.6561 | 700.6286 | 702.2621 | 701.5779 | 699.7623 | 700.6687 | 702.244 | 700.5648 | 701.3425 | 699.7182 | 702.6396 | 699.4156 | 699.8611 | 700.8808 | 701.9901 | 693.1232 | 699.6787 | 698.8359 | 697.9837 | 700.8625 | 697.1488 | 689.1833 | 701.3876 | 691.7802 | 697.4407 | 691.1586 | 696.7998 | 696.6057 | 690.47
QLD1 | Wind | 2363.2562 | 2408.3178 | 4911.0529 | 4907.72 | 4546.0674 | 6027.8993 | 7791.9117 | 11913.6539 | 11184.4893 | 13174.5439 | 11701.0086 | 11789.0461 | 11032.033 | 12847.5991 | 12208.4692 | 14412.4937 | 18415.5423 | 21868.2648 | 21119.8039 | 22445.6478 | 21756.655 | 26094.9417 | 26873.1062 | 28641.6988 | 29620.538 | 30434.0451 | 27042.1489 | 27660.9428 | 27240.796 | 30884.8816
QLD1 | Solar PV | 4365.0832 | 4535.9927 | 4632.3859 | 4827.3806 | 4771.2481 | 4652.2951 | 4990.4165 | 4559.4604 | 7289.96 | 7511.159 | 7665.6728 | 7837.7001 | 7514.361 | 7304.0113 | 7794.3348 | 6535.8987 | 7277.476 | 7502.8336 | 7659.5624 | 7824.2576 | 7519.1281 | 7298.272 | 7808.2606 | 6461.1012 | 6965.6591 | 7166.2935 | 8744.582 | 9377.2385 | 8851.7438 | 8625.1537
QLD1 | LS storage | 0.46867 | 1.6644 | 1.9899 | 1.5518 | 1.4217 | 3.1379 | 3.5639 | 3.0727 | 3.8325 | 4.3254 | 3.8073 | 3.5858 | 3.514 | 3.5009 | 3.5534 | 3.4286 | 3.5625 | 3.5633 | 3.6359 | 230.0083 | 227.8514 | 317.4657 | 314.18 | 312.3743 | 312.7445 | 289.0979 | 315.1018 | 602.6373 | 596.6892 | 608.1598
QLD1 | Pumped Hydro | 27.2702 | 45.1887 | 80.5455 | 60.0355 | 90.8035 | 213.5137 | 272.3769 | 208.5938 | 456.5368 | 651.2819 | 668.2974 | 1476.5092 | 1396.3945 | 2270.5706 | 2329.1984 | 2809.3234 | 2967.1649 | 4285.9948 | 4368.0945 | 4301.6105 | 4286.6272 | 4204.953 | 4359.596 | 4230.1358 | 4317.3166 | 4600.9496 | 4378.3698 | 4526.4905 | 4355.9486 | 4296.1858
Total excluding storage |  | 51798.6501 | 51175.7802 | 55401.5237 | 55691.9026 | 55322.404 | 55636.7699 | 55625.3068 | 59705.1407 | 61054.9231 | 61595.7829 | 59717.4331 | 59383.2537 | 58688.4847 | 60292.4218 | 59311.1675 | 62541.2895 | 62105.4031 | 60320.8665 | 58486.3931 | 58745.7254 | 59144.3033 | 60517.0451 | 60894.2966 | 62526.3004 | 62019.9469 | 60148.8684 | 59349.1529 | 59161.3418 | 59859.9512 | 61093.9214
Region | Technology | 2020-21 | 2021-22 | 2022-23 | 2023-24 | 2024-25 | 2025-26 | 2026-27 | 2027-28 | 2028-29 | 2029-30 | 2030-31 | 2031-32 | 2032-33 | 2033-34 | 2034-35 | 2035-36 | 2036-37 | 2037-38 | 2038-39 | 2039-40 | 2040-41 | 2041-42 | 2042-43 | 2043-44 | 2044-45 | 2045-46 | 2046-47 | 2047-48 | 2048-49 | 2049-50
VIC1 | Black Coal | 0 | 0 | 0 | 0 | 0 | 0 | 0 | 0 | 0 | 0 | 0 | 0 | 0 | 0 | 0 | 0 | 0 | 0 | 0 | 0 | 0 | 0 | 0 | 0 | 0 | 0 | 0 | 0 | 0 | 0
VIC1 | Brown Coal | 30691.83 | 30989.2953 | 28672.9186 | 29969.3924 | 31336.479 | 31373.37 | 29813.864 | 31269.4557 | 29549.861 | 27419.619 | 26958.33 | 24013.7476 | 22057.97 | 21495.86 | 21657.095 | 21095.0366 | 20097.304 | 21202.4323 | 19492.091 | 18619.4235 | 21004.3057 | 20776.5186 | 20583.3107 | 20842.113 | 21361.466 | 20382.531 | 20638.7636 | 13368.986 | 0 | 0
VIC1 | CCGT | 0.0038356 | 0.0045759 | 0.0080198 | 0.0081929 | 0.0083818 | 0.0079023 | 0.007856 | 0.0081278 | 0.0082679 | 0.0086729 | 0.0082569 | 0.012941 | 0.013417 | 0.014561 | 0.013748 | 0.059741 | 0.12792 | 1075.4653 | 2692.6465 | 8111.8877 | 8567.548 | 8748.632 | 10515.254 | 16188.6455 | 16155.408 | 16118.619 | 15569.413 | 27325.879 | 35182.227 | 34499.312
VIC1 | Gas - Steam | 10.7089 | 39.1171 | 61.4994 | 38.4872 | 22.7884 | 24.7135 | 27.6307 | 0.0064759 | 0.0096897 | 0.015694 | 0.0086732 | 0.029045 | 0.022084 | 0.036153 | 0.020751 | 0.1671 | 0.1905 | 0.18099 | 0.16154 | 0 | 0 | 0 | 0 | 0 | 0 | 0 | 0 | 0 | 0 | 0
VIC1 | OCGT / Diesel | 23.1959 | 33.9478 | 97.1449 | 35.0948 | 36.3788 | 56.6545 | 58.3804 | 34.6617 | 60.5466 | 148.1885 | 61.3628 | 253.9376 | 150.7285 | 320.3598 | 227.4058 | 1421.5454 | 1773.4621 | 2004.838 | 2001.4248 | 1064.4758 | 1700.459 | 1994.7282 | 1728.0493 | 1394.1743 | 1577.973 | 1983.5788 | 820.1938 | 509.1323 | 737.2995 | 1015.8666
VIC1 | Hydro | 3357.5536 | 3356.0481 | 3358.1234 | 3363.4936 | 3357.0856 | 3357.0856 | 3356.0476 | 3364.5315 | 3356.0477 | 3358.1236 | 3356.0476 | 3363.7178 | 3356.8626 | 3358.0383 | 3356.3278 | 3364.3354 | 3356.3557 | 3357.8153 | 3357.0858 | 3363.3339 | 3357.2453 | 3357.0856 | 3357.0296 | 3363.5495 | 3357.0169 | 3357.1405 | 3357.0995 | 3363.1692 | 3357.2503 | 3357.2453
VIC1 | Wind | 11861.8449 | 11799.2925 | 13397.4874 | 11699.4769 | 11634.016 | 12113.2608 | 12609.1929 | 12925.9679 | 13741.8506 | 14546.5035 | 16040.7612 | 14150.396 | 16110.7545 | 16681.8715 | 17421.4293 | 19742.0272 | 20558.808 | 19811.4393 | 20975.1913 | 18484.4078 | 18132.4885 | 18430.951 | 19509.0442 | 17939.7285 | 18164.797 | 17759.9859 | 19563.4543 | 16957.9043 | 20310.0422 | 20175.8167
VIC1 | Solar PV | 2156.764 | 2196.1462 | 2340.6067 | 2437.2828 | 2329.5232 | 2208.2718 | 3321.1938 | 3141.3481 | 3256.0431 | 3317.8085 | 6126.5196 | 7797.2372 | 7364.6868 | 7162.9067 | 7525.8623 | 7103.7017 | 7369.1089 | 7504.8061 | 7471.3226 | 7764.8407 | 7322.5368 | 7159.2722 | 7496.9501 | 7058.2879 | 7292.9642 | 7425.9051 | 7359.3897 | 7639.407 | 7403.7972 | 7107.9131
VIC1 | LS storage | 39.7511 | 43.1908 | 39.3128 | 28.0527 | 23.7661 | 52.5245 | 48.0309 | 54.0064 | 58.823 | 58.8772 | 44.5179 | 37.8542 | 36.8485 | 10.8284 | 11.6941 | 10.9476 | 10.8507 | 11.8034 | 11.9266 | 12.3875 | 11.827 | 11.6088 | 12.3487 | 12.4172 | 12.6108 | 13.0497 | 14.2076 | 14.2006 | 13.8361 | 13.8863
VIC1 | Pumped Hydro | 0 | 0 | 0 | 0.019532 | 0.017671 | 0.028496 | 0.044172 | 0.043901 | 0.045943 | 327.5603 | 773.0674 | 2572.7979 | 2539.5676 | 2748.372 | 2741.5298 | 2563.894 | 2531.8606 | 2431.2417 | 2418.4155 | 2415.8044 | 2315.1726 | 2337.6296 | 2485.2197 | 2422.0925 | 2389.0647 | 2438.7969 | 2479.196 | 2476.8074 | 2394.329 | 2384.2957
Total excluding storage |  | 48101.9011 | 48413.8515 | 47927.7884 | 47543.236 | 48716.2793 | 49133.3642 | 49186.3172 | 50735.9795 | 49964.367 | 48790.2674 | 52543.0382 | 49579.0782 | 49041.038 | 49019.0871 | 50188.1547 | 52726.8731 | 53155.3572 | 54956.9773 | 55989.9236 | 57408.3694 | 60084.5833 | 60467.1876 | 63189.6378 | 66786.4987 | 67909.6251 | 67027.7603 | 67308.3139 | 69164.4779 | 66990.6162 | 66156.1537
Region | Technology | 2020-21 | 2021-22 | 2022-23 | 2023-24 | 2024-25 | 2025-26 | 2026-27 | 2027-28 | 2028-29 | 2029-30 | 2030-31 | 2031-32 | 2032-33 | 2033-34 | 2034-35 | 2035-36 | 2036-37 | 2037-38 | 2038-39 | 2039-40 | 2040-41 | 2041-42 | 2042-43 | 2043-44 | 2044-45 | 2045-46 | 2046-47 | 2047-48 | 2048-49 | 2049-50
SA1 | Black Coal | 0 | 0 | 0 | 0 | 0 | 0 | 0 | 0 | 0 | 0 | 0 | 0 | 0 | 0 | 0 | 0 | 0 | 0 | 0 | 0 | 0 | 0 | 0 | 0 | 0 | 0 | 0 | 0 | 0 | 0
SA1 | Brown Coal | 0 | 0 | 0 | 0 | 0 | 0 | 0 | 0 | 0 | 0 | 0 | 0 | 0 | 0 | 0 | 0 | 0 | 0 | 0 | 0 | 0 | 0 | 0 | 0 | 0 | 0 | 0 | 0 | 0 | 0
SA1 | CCGT | 1150.5372 | 1646.4129 | 1938.7699 | 1630.4405 | 820.2666 | 496.7447 | 226.1913 | 393.2393 | 667.6688 | 1294.453 | 536.3084 | 1324.8713 | 1676.5589 | 1658.9566 | 729.1515 | 1882.0949 | 2092.8256 | 0.031235 | 0.032775 | 0.050912 | 0.052595 | 0.061932 | 0.060769 | 0.061628 | 0.061299 | 0.061556 | 0.061063 | 0.078646 | 0.080512 | 0.095261
SA1 | Gas - Steam | 68.0064 | 100.7168 | 143.3617 | 166.5662 | 0 | 0 | 0 | 0 | 0 | 0 | 0 | 0 | 0 | 0 | 0 | 0 | 0 | 0 | 0 | 0 | 0 | 0 | 0 | 0 | 0 | 0 | 0 | 0 | 0 | 0
SA1 | OCGT / Diesel | 73.8304 | 122.3292 | 159.9472 | 201.2986 | 76.0205 | 102.3099 | 55.6089 | 42.123 | 54.2094 | 132.4393 | 71.8268 | 261.416 | 355.5962 | 504.5966 | 165.845 | 694.9595 | 737.2704 | 956.6843 | 925.2127 | 990.0103 | 1248.7746 | 1505.4173 | 1383.9797 | 1167.9571 | 660.875 | 828.2097 | 1032.8392 | 850.9052 | 1163.9792 | 1537.6606
SA1 | Hydro | 0 | 0 | 0 | 0 | 0 | 0 | 0 | 0 | 0 | 0 | 0 | 0 | 0 | 0 | 0 | 0 | 0 | 0 | 0 | 0 | 0 | 0 | 0 | 0 | 0 | 0 | 0 | 0 | 0 | 0
SA1 | Wind | 5474.1916 | 5560.1473 | 5930.1365 | 5181.4903 | 5487.3995 | 5341.4708 | 5968.6002 | 5381.9336 | 5171.1273 | 6585.0278 | 8223.2319 | 8223.3107 | 8712.1628 | 8618.111 | 9157.8606 | 12109.2494 | 11899.0381 | 12236.574 | 12423.8052 | 11019.3491 | 10913.2283 | 10624.1922 | 11783.4201 | 12794.4571 | 12951.3014 | 12857.1919 | 13217.6067 | 11826.8529 | 11517.4443 | 10782.1586
SA1 | Solar PV | 825.3414 | 830.5091 | 1185.5834 | 2475.7292 | 2346.0623 | 2335.0247 | 2389.8946 | 2280.833 | 2765.6506 | 3499.9957 | 3782.1354 | 3927.2996 | 3711.4752 | 3721.7224 | 3794.8263 | 3665.5563 | 3757.0034 | 3773.1808 | 3860.9393 | 3875.0584 | 3656.5502 | 3696.3143 | 3758.3515 | 3635.5862 | 3704.8291 | 3704.8982 | 3747.0194 | 3775.0266 | 4094.9818 | 5276.3542
SA1 | LS storage | 72.6483 | 72.4928 | 69.6562 | 72.5392 | 49.1245 | 89.6144 | 86.404 | 88.0061 | 94.3821 | 96.5063 | 76.0511 | 66.5247 | 66.2485 | 64.2415 | 67.1494 | 66.031 | 66.118 | 67.4248 | 68.5427 | 69.1627 | 67.2605 | 63.0987 | 66.2781 | 68.0716 | 70.2405 | 72.8131 | 76.9689 | 78.0682 | 78.2295 | 86.7685
SA1 | Pumped Hydro | 0 | 0 | 0 | 0.012747 | 0.010567 | 0.0144 | 0.018899 | 0.018248 | 0.018595 | 0.02477 | 0.041084 | 571.3165 | 548.5701 | 708.8494 | 742.5797 | 703.6228 | 692.9553 | 984.7078 | 962.8877 | 994.6551 | 963.6686 | 932.3759 | 981.9902 | 970.5474 | 973.6196 | 974.8546 | 948.7714 | 983.7393 | 964.6982 | 966.3155
Total excluding storage |  | 7591.9071 | 8260.1153 | 9357.7987 | 9655.5248 | 8729.7489 | 8275.5501 | 8640.2949 | 8098.1289 | 8658.6562 | 11511.9158 | 12613.5026 | 13736.8975 | 14455.7931 | 14503.3867 | 13847.6833 | 18351.8602 | 18486.1376 | 16966.4703 | 17209.99 | 15884.4687 | 15818.6057 | 15825.9858 | 16925.8121 | 17598.062 | 17317.0669 | 17390.3614 | 17997.5264 | 16452.8633 | 16776.4857 | 17596.2686
Region | Technology | 2020-21 | 2021-22 | 2022-23 | 2023-24 | 2024-25 | 2025-26 | 2026-27 | 2027-28 | 2028-29 | 2029-30 | 2030-31 | 2031-32 | 2032-33 | 2033-34 | 2034-35 | 2035-36 | 2036-37 | 2037-38 | 2038-39 | 2039-40 | 2040-41 | 2041-42 | 2042-43 | 2043-44 | 2044-45 | 2045-46 | 2046-47 | 2047-48 | 2048-49 | 2049-50
TAS1 | Black Coal | 0 | 0 | 0 | 0 | 0 | 0 | 0 | 0 | 0 | 0 | 0 | 0 | 0 | 0 | 0 | 0 | 0 | 0 | 0 | 0 | 0 | 0 | 0 | 0 | 0 | 0 | 0 | 0 | 0 | 0
TAS1 | Brown Coal | 0 | 0 | 0 | 0 | 0 | 0 | 0 | 0 | 0 | 0 | 0 | 0 | 0 | 0 | 0 | 0 | 0 | 0 | 0 | 0 | 0 | 0 | 0 | 0 | 0 | 0 | 0 | 0 | 0 | 0
TAS1 | CCGT | 0.0075282 | 0.0090768 | 0.0089036 | 1.678 | 4.5125 | 0.0074943 | 0.0080688 | 0.0083902 | 0.0089625 | 0.0094608 | 0.0093447 | 0.010493 | 0.01098 | 0.01047 | 0.012545 | 0.013605 | 0.016661 | 0.018453 | 3.5403 | 15.0436 | 18.4617 | 0.018139 | 0.020535 | 0.022596 | 0.1137 | 7.6559 | 10.9396 | 21.385 | 29.5446 | 0.020711
TAS1 | Gas - Steam | 0 | 0 | 0 | 0 | 0 | 0 | 0 | 0 | 0 | 0 | 0 | 0 | 0 | 0 | 0 | 0 | 0 | 0 | 0 | 0 | 0 | 0 | 0 | 0 | 0 | 0 | 0 | 0 | 0 | 0
TAS1 | OCGT / Diesel | 0.004212 | 0.0048782 | 0.0047096 | 0.0055741 | 0.0059518 | 0.0046156 | 0.0049235 | 0.0052109 | 0.0055703 | 0.0056469 | 0.0056064 | 0.006199 | 0.0064675 | 0.0063178 | 0.0072669 | 0.0080214 | 0.0091104 | 0.0092571 | 0.0096946 | 0.011533 | 0.0085239 | 0.0071947 | 0.007843 | 0.0087162 | 0.0098315 | 0.01059 | 0.010885 | 0.012745 | 0.013225 | 0.0082302
TAS1 | Hydro | 8165.2352 | 8648.6536 | 9534.1576 | 8675.0827 | 8861.7831 | 10029.574 | 8358.7497 | 9515.0453 | 9180.1377 | 9851.6129 | 8865.3369 | 9239.2789 | 10105.7466 | 10066.3413 | 8823.2408 | 9482.6079 | 9317.1447 | 9075.6824 | 8973.8379 | 8849.7369 | 9250.4049 | 9517.1239 | 9007.6727 | 9478.5922 | 9113.3776 | 9150.2496 | 8832.6521 | 8884.5254 | 9177.9433 | 9652.9782
TAS1 | Wind | 2030.3585 | 1969.9291 | 2175.1491 | 2653.0216 | 2597.3296 | 2827.1958 | 2859.2203 | 2673.0506 | 2895.5313 | 2815.8249 | 3090.5064 | 2921.9756 | 2871.0033 | 3088.2397 | 3342.899 | 3671.9962 | 3701.2312 | 3582.4898 | 3815.7627 | 3581.9899 | 3529.2684 | 3799.5521 | 3859.2154 | 3893.9451 | 3827.7235 | 3677.2516 | 3920.6432 | 3674.7604 | 3632.7297 | 3894.5918
TAS1 | Solar PV | 0.0097591 | 0.014176 | 0.01764 | 0.033758 | 0.033636 | 0.028795 | 0.031736 | 0.032433 | 0.080959 | 0.33203 | 0.3238 | 133.2294 | 133.2954 | 128.8824 | 136.1453 | 132.2141 | 420.7408 | 423.0794 | 415.3963 | 475.3586 | 475.8982 | 440.67 | 470.3848 | 462.6704 | 703.7395 | 709.652 | 694.8702 | 707.6551 | 708.785 | 653.9151
TAS1 | LS storage | 0.0047757 | 0.0050947 | 0.0057625 | 0.0053756 | 0.0061664 | 0.0086689 | 0.0093991 | 0.009755 | 0.0094597 | 0.01144 | 0.013676 | 0.012666 | 0.014201 | 0.016973 | 0.015983 | 0.018175 | 0.017625 | 0.018389 | 0.02127 | 0.020312 | 0.02303 | 0.029512 | 0.027998 | 0.029322 | 0.027245 | 0.030743 | 0.037817 | 0.032536 | 0.03586 | 0.064908
TAS1 | Pumped Hydro | 0 | 0 | 0 | 0.0065716 | 0.006954 | 0.0093252 | 0.0095586 | 0.0096799 | 0.0096179 | 0.011072 | 0.013042 | 0.01216 | 0.013434 | 0.016879 | 0.02093 | 0.024402 | 0.025917 | 0.034174 | 0.040803 | 0.0433 | 0.044181 | 0.059517 | 0.065816 | 0.065911 | 0.061362 | 0.079274 | 0.10128 | 0.076002 | 0.075055 | 0.14728
Total excluding storage |  | 10195.6152 | 10618.6108 | 11709.3379 | 11329.8217 | 11463.6648 | 12856.8107 | 11218.0147 | 12188.1419 | 12075.7645 | 12667.7849 | 11956.182 | 12294.5006 | 13110.0628 | 13283.4801 | 12302.3049 | 13286.8398 | 13439.1424 | 13081.2793 | 13208.5469 | 12922.1406 | 13274.0417 | 13757.3713 | 13337.3014 | 13835.239 | 13644.9642 | 13544.8197 | 13459.1158 | 13288.3387 | 13549.0157 | 14201.5139

## StatusQuo_BaseCase_VOM Cost
VOM cost by technology ($000s) - Base Case, Status Quo Scenario
Real June 2019 dollars discounted to June 2025
Region | Technology | 2020-21 | 2021-22 | 2022-23 | 2023-24 | 2024-25 | 2025-26 | 2026-27 | 2027-28 | 2028-29 | 2029-30 | 2030-31 | 2031-32 | 2032-33 | 2033-34 | 2034-35 | 2035-36 | 2036-37 | 2037-38 | 2038-39 | 2039-40 | 2040-41 | 2041-42 | 2042-43 | 2043-44 | 2044-45 | 2045-46 | 2046-47 | 2047-48 | 2048-49 | 2049-50
NEM | Black Coal | 555141.344 | 516706.914 | 455843.565 | 430824.773 | 406787.506 | 377504.076 | 349286.8375 | 331315.2685 | 310397.7055 | 261606.059 | 245140.1415 | 184734.6245 | 173300.2135 | 163999.499 | 154927.327 | 109885.096 | 91323.55 | 71739.749 | 63950.3825 | 59734.41 | 57529.4733 | 50683.2103 | 34915.0773 | 33622.1815 | 28461.1398 | 23194.7742 | 18843.6845 | 16703.351 | 17014.08 | 15439.0265
NEM | Brown Coal | 183897.815 | 175332.683 | 153168.814 | 151146.19 | 149358.357 | 141133.714 | 126679.52 | 125505.613 | 111884.046 | 97931.02 | 90834.0645 | 76353.539 | 66144.06 | 60813.652 | 57897.794 | 53258.606 | 47880.538 | 47710.11 | 41383.335 | 37301.36 | 39797.513 | 37163.328 | 34768.543 | 33263.875 | 32181.142 | 28973.709 | 27709.743 | 17027.882 | 0 | 0
NEM | CCGT | 48984.7888 | 50538.8376 | 51838.5976 | 45987.3616 | 38770.7055 | 34721.8289 | 29646.9284 | 29536.3375 | 28998.6003 | 34502.695 | 27422.5707 | 34535.3732 | 39638.2379 | 35274.2511 | 23846.9799 | 35919.3651 | 35506.2512 | 31520.5671 | 35804.1868 | 49670.2871 | 49656.8378 | 46296.5086 | 50386.378 | 92557.2021 | 86365.9874 | 75689.2831 | 76344.5916 | 96409.5726 | 107584.8029 | 98403.8751
NEM | Gas - Steam | 250.1739 | 417.9841 | 579.3184 | 549.4686 | 57.5264 | 59.0748 | 62.4468 | 0.013806 | 0.019489 | 0.029672 | 0.015571 | 0.048262 | 0.03548 | 0.054084 | 0.029156 | 0.22383 | 0.2413 | 0.21588 | 0.18151 | 0 | 0 | 0 | 0 | 0 | 0 | 0 | 0 | 0 | 0 | 0
NEM | OCGT / Diesel | 1419.9601 | 2152.6176 | 3396.8196 | 2956.4833 | 1327.936 | 2162.1908 | 1293.7677 | 811.831 | 1083.9829 | 2861.0737 | 1554.5916 | 4770.477 | 4325.7733 | 6730.4596 | 4012.8726 | 16628.6238 | 22030.3184 | 26474.3363 | 28297.9624 | 16536.6464 | 22452.3449 | 23955.6977 | 22971.5665 | 19828.2659 | 16001.992 | 25316.8058 | 23157.048 | 17190.8987 | 20719.0869 | 18454.4109
NEM | Hydro | 140597.4846 | 137137.7894 | 137916.5353 | 123094.7542 | 117854.9208 | 122143.3793 | 100818.1931 | 102658.2766 | 95434.9443 | 95213.7302 | 85243.1055 | 85211.0344 | 83234.5986 | 80835.1978 | 69960.0913 | 69565.2725 | 64109.9056 | 60756.3329 | 57390.785 | 53065.8257 | 51001.4331 | 49465.1152 | 45659.0528 | 43982.9779 | 40563.7387 | 38711.9194 | 36112.4362 | 33879.8186 | 32396.6758 | 31759.8294
NEM | Wind | 90597.7961 | 86779.6631 | 98536.3635 | 91681.8905 | 93166.0891 | 94571.5925 | 98086.392 | 97586.8584 | 90979.723 | 96768.6448 | 96495.1144 | 115606.0376 | 115073.9235 | 117019.5733 | 112756.1405 | 115249.0809 | 115103.1228 | 114630.4461 | 111710.5252 | 108067.324 | 100340.2665 | 102469.0577 | 101468.0988 | 91835.4159 | 88483.9736 | 84659.3027 | 79797.88 | 74589.0044 | 72804.0416 | 72478.4073
NEM | Solar PV | 0 | 0 | 0 | 0 | 0 | 0 | 0 | 0 | 0 | 0 | 0 | 0 | 0 | 0 | 0 | 0 | 0 | 0 | 0 | 0 | 0 | 0 | 0 | 0 | 0 | 0 | 0 | 0 | 0 | 0
NEM | LS storage | 0 | 0 | 0 | 0 | 0 | 0 | 0 | 0 | 0 | 0 | 0 | 0 | 0 | 0 | 0 | 0 | 0 | 0 | 0 | 0 | 0 | 0 | 0 | 0 | 0 | 0 | 0 | 0 | 0 | 0
NEM | Pumped Hydro | 312.8407 | 483.9047 | 980.0964 | 701.1682 | 1057.4971 | 2376.5528 | 12028.4295 | 6997.1463 | 11193.4787 | 22791.6309 | 23171.6899 | 28501.8164 | 24047.5708 | 25689.5134 | 23775.6269 | 23968.414 | 20731.0286 | 21869.136 | 20191.2218 | 19108.9109 | 17306.31 | 16559.6175 | 17135.272 | 15075.3362 | 14015.0242 | 14496.6739 | 13929.3388 | 12506.3579 | 11913.1184 | 11476.069
NEM | Pumped Hydro Pump | 673.0623 | 1126.3353 | 2760.7128 | 1974.215 | 3056.5636 | 8017.1483 | 18657.0709 | 9624.4512 | 15390.5029 | 29202.0756 | 36084.653 | 41135.9856 | 37503.4934 | 39598.1751 | 38424.6423 | 37031.3664 | 32603.804 | 33588.8958 | 32864.1257 | 29432.6255 | 27148.2896 | 25903.8047 | 28004.0039 | 23728.7614 | 22218.7306 | 22502.3942 | 22755.2547 | 19540.848 | 18712.2557 | 17985.7069
Total |  | 1021875.2655 | 970676.729 | 905020.8226 | 848916.3044 | 811437.1014 | 782689.5574 | 736559.5859 | 704035.7963 | 665363.0031 | 640876.9586 | 605945.9468 | 570848.9359 | 543267.9065 | 529960.3754 | 485601.5036 | 461506.0485 | 429288.7599 | 408289.7891 | 391592.7058 | 372917.3896 | 365232.4682 | 352496.3396 | 335307.9922 | 353894.0159 | 328291.7283 | 313544.8624 | 298649.9768 | 287847.7332 | 281144.0613 | 265997.325
Region | Technology | 2020-21 | 2021-22 | 2022-23 | 2023-24 | 2024-25 | 2025-26 | 2026-27 | 2027-28 | 2028-29 | 2029-30 | 2030-31 | 2031-32 | 2032-33 | 2033-34 | 2034-35 | 2035-36 | 2036-37 | 2037-38 | 2038-39 | 2039-40 | 2040-41 | 2041-42 | 2042-43 | 2043-44 | 2044-45 | 2045-46 | 2046-47 | 2047-48 | 2048-49 | 2049-50
NSW1 | Black Coal | 306707 | 286791.652 | 230751.364 | 217917.528 | 205847.358 | 192470.248 | 183431.062 | 173275.376 | 163578.258 | 130052.934 | 122725.666 | 72055.658 | 68081.748 | 63543.514 | 60661.642 | 17323.95 | 16354.232 | 15441.201 | 14572.924 | 13775.87 | 13014.556 | 12267.42 | 0 | 0 | 0 | 0 | 0 | 0 | 0 | 0
NSW1 | Brown Coal | 0 | 0 | 0 | 0 | 0 | 0 | 0 | 0 | 0 | 0 | 0 | 0 | 0 | 0 | 0 | 0 | 0 | 0 | 0 | 0 | 0 | 0 | 0 | 0 | 0 | 0 | 0 | 0 | 0 | 0
NSW1 | CCGT | 14901.0245 | 13714.4814 | 13668.5746 | 12396.8991 | 12709.2812 | 12337.3358 | 10531.2667 | 10156.2215 | 9046.7908 | 10103.3086 | 8780.928 | 11148.8629 | 11801.4724 | 11179.3784 | 7763.1459 | 12362.3441 | 12173.6331 | 11208.9262 | 9981.3101 | 9615.3412 | 8886.9788 | 8841.9289 | 10844.3288 | 39227.1196 | 35735.012 | 33517.106 | 31170.994 | 29286.472 | 28589.542 | 25684.028
NSW1 | Gas - Steam | 0 | 0 | 0 | 0 | 0 | 0 | 0 | 0 | 0 | 0 | 0 | 0 | 0 | 0 | 0 | 0 | 0 | 0 | 0 | 0 | 0 | 0 | 0 | 0 | 0 | 0 | 0 | 0 | 0 | 0
NSW1 | OCGT / Diesel | 0.051992 | 0.053952 | 85.1973 | 20.4214 | 32.1127 | 407.0384 | 1.7497 | 10.8099 | 19.6684 | 269.7238 | 223.0164 | 561.5249 | 335.2131 | 830.9373 | 1272.8668 | 3575.9056 | 7425.8294 | 7604.9206 | 9493.0407 | 3986.4775 | 5138.5421 | 6133.7616 | 6983.2698 | 5467.239 | 3625.9156 | 4994.1906 | 5005.1608 | 3385.6026 | 4553.6924 | 4994.0301
NSW1 | Hydro | 25548.3053 | 24285.2686 | 23997.7186 | 22186.4695 | 21248.4358 | 22691.2883 | 17981.1264 | 17161.0765 | 16703.4229 | 17138.2252 | 16823.8521 | 18733.673 | 16343.5101 | 17907.5119 | 15766.2077 | 15670.7189 | 13886.4015 | 14258.1389 | 13876.5989 | 12305.2325 | 11261.1843 | 11291.6448 | 10957.8834 | 9927.2966 | 9350.0729 | 9141.7061 | 8924.0076 | 8052.4599 | 7418.8992 | 7394.1417
NSW1 | Wind | 15398.1478 | 15708.2567 | 16346.8012 | 19685.8406 | 25731.5071 | 25191.0641 | 25233.2655 | 19596.7534 | 17152.8018 | 18143.185 | 18554.0806 | 45522.9017 | 45992.9332 | 47238.9664 | 45573.7752 | 39190.331 | 35655.3053 | 35371.5382 | 35917.5299 | 39611.5693 | 37060.2416 | 37198.6596 | 36628.6543 | 29094.4103 | 28075.5266 | 27492.7682 | 26883.5435 | 27282.1158 | 26260.7384 | 26154.9715
NSW1 | Solar PV | 0 | 0 | 0 | 0 | 0 | 0 | 0 | 0 | 0 | 0 | 0 | 0 | 0 | 0 | 0 | 0 | 0 | 0 | 0 | 0 | 0 | 0 | 0 | 0 | 0 | 0 | 0 | 0 | 0 | 0
NSW1 | LS storage | 0 | 0 | 0 | 0 | 0 | 0 | 0 | 0 | 0 | 0 | 0 | 0 | 0 | 0 | 0 | 0 | 0 | 0 | 0 | 0 | 0 | 0 | 0 | 0 | 0 | 0 | 0 | 0 | 0 | 0
NSW1 | Pumped Hydro | 56.6997 | 80.884 | 299.8836 | 222.1652 | 372.5473 | 861.9469 | 10203.6313 | 5683.3185 | 8474.3607 | 19134.4241 | 19628.8191 | 25154.6964 | 21252.6513 | 22978.5107 | 21048.8681 | 21716.45 | 18355.9956 | 19717.4958 | 18257.497 | 17378.6379 | 15607.2795 | 15077.9369 | 15518.169 | 13698.1913 | 12609.7288 | 13071.8639 | 12622.7903 | 11217.3001 | 10762.6816 | 10444.9812
NSW1 | Pumped Hydro Pump | 319.7635 | 522.9202 | 1801.1516 | 1292.8775 | 2078.7601 | 5861.8885 | 16040.2201 | 7742.1578 | 11519.9134 | 23977.112 | 31021.3775 | 36355.7356 | 33510.4182 | 35718.7779 | 34535.1981 | 33813.9834 | 29208.6618 | 30516.8208 | 30100.2255 | 26957.8513 | 24724.7514 | 23786.8912 | 25685.5597 | 21768.1023 | 20212.1832 | 20466.7772 | 20884.2447 | 17703.414 | 17068.6995 | 16512.6543
Total |  | 362930.9928 | 341103.5168 | 286950.691 | 273722.2014 | 268020.0023 | 259820.8101 | 263422.3217 | 233625.7136 | 226495.216 | 218818.9127 | 217757.7397 | 209533.0524 | 197317.9463 | 199397.5965 | 186621.7038 | 143653.683 | 133060.0589 | 134119.0416 | 132199.1261 | 123630.9796 | 115693.5337 | 114598.243 | 106617.8649 | 119182.3591 | 109608.4392 | 108684.412 | 105490.7409 | 96927.3644 | 94654.2531 | 91184.8068
Region | Technology | 2020-21 | 2021-22 | 2022-23 | 2023-24 | 2024-25 | 2025-26 | 2026-27 | 2027-28 | 2028-29 | 2029-30 | 2030-31 | 2031-32 | 2032-33 | 2033-34 | 2034-35 | 2035-36 | 2036-37 | 2037-38 | 2038-39 | 2039-40 | 2040-41 | 2041-42 | 2042-43 | 2043-44 | 2044-45 | 2045-46 | 2046-47 | 2047-48 | 2048-49 | 2049-50
QLD1 | Black Coal | 248434.344 | 229915.262 | 225092.201 | 212907.245 | 200940.148 | 185033.828 | 165855.7755 | 158039.8925 | 146819.4475 | 131553.125 | 122414.4755 | 112678.9665 | 105218.4655 | 100455.985 | 94265.685 | 92561.146 | 74969.318 | 56298.548 | 49377.4585 | 45958.54 | 44514.9173 | 38415.7903 | 34915.0773 | 33622.1815 | 28461.1398 | 23194.7742 | 18843.6845 | 16703.351 | 17014.08 | 15439.0265
QLD1 | Brown Coal | 0 | 0 | 0 | 0 | 0 | 0 | 0 | 0 | 0 | 0 | 0 | 0 | 0 | 0 | 0 | 0 | 0 | 0 | 0 | 0 | 0 | 0 | 0 | 0 | 0 | 0 | 0 | 0 | 0 | 0
QLD1 | CCGT | 22850.936 | 21662.4379 | 21308.5506 | 20228.1287 | 19669.9993 | 18761.9763 | 17552.604 | 16815.2879 | 15845.6622 | 16887.5205 | 15716.108 | 16546.9621 | 19641.4286 | 16462.73 | 12927.5731 | 15815.6941 | 15202.4338 | 16344.7709 | 16437.9567 | 13329.8793 | 14098.4507 | 11815.0816 | 10432.8708 | 10995.895 | 10746.9905 | 4574.3331 | 10895.6672 | 10277.0905 | 9875.6845 | 8801.705
QLD1 | Gas - Steam | 0 | 0 | 0 | 0 | 0 | 0 | 0 | 0 | 0 | 0 | 0 | 0 | 0 | 0 | 0 | 0 | 0 | 0 | 0 | 0 | 0 | 0 | 0 | 0 | 0 | 0 | 0 | 0 | 0 | 0
QLD1 | OCGT / Diesel | 1.5898 | 0.17319 | 0.19421 | 0.19266 | 0.59218 | 38.1574 | 141.6305 | 59.2158 | 25.5859 | 203.4249 | 251.5998 | 346.5923 | 273.3916 | 299.554 | 271.6525 | 436.6025 | 503.6474 | 3175.0772 | 4168.8916 | 2812.1675 | 4074.8671 | 3111.1388 | 3623.6911 | 4664.5034 | 4531.3932 | 11025.9322 | 12329.2495 | 9789.9808 | 10791.6743 | 6725.438
QLD1 | Hydro | 6627.1327 | 6234.912 | 5899.1493 | 5581.1701 | 5263.3253 | 4953.103 | 4675.699 | 4430.6746 | 4171.6402 | 3939.4259 | 3709.9811 | 3516.5388 | 3304.4654 | 3121.3428 | 2951.7929 | 2793.2958 | 2601.851 | 2480.7733 | 2335.5342 | 2203.0035 | 2087.5514 | 1961.966 | 1831.4486 | 1761.0617 | 1638.3362 | 1559.8744 | 1459.1104 | 1389.7191 | 1311.843 | 1227.3277
QLD1 | Wind | 8172.6081 | 7861.1117 | 15707.7785 | 14831.6642 | 12980.6029 | 16311.1686 | 19990.6547 | 29097.6744 | 25766.6732 | 28696.2409 | 24059.0418 | 22905.907 | 20228.4156 | 22275.3982 | 19938.0033 | 22301.2007 | 27735.5967 | 31055.2779 | 28284.7528 | 28573.0902 | 26241.5303 | 29880.0542 | 29150.7847 | 29459.2044 | 28710.2291 | 27774.3958 | 23284.7324 | 22558.5931 | 21037.6882 | 22564.312
QLD1 | Solar PV | 0 | 0 | 0 | 0 | 0 | 0 | 0 | 0 | 0 | 0 | 0 | 0 | 0 | 0 | 0 | 0 | 0 | 0 | 0 | 0 | 0 | 0 | 0 | 0 | 0 | 0 | 0 | 0 | 0 | 0
QLD1 | LS storage | 0 | 0 | 0 | 0 | 0 | 0 | 0 | 0 | 0 | 0 | 0 | 0 | 0 | 0 | 0 | 0 | 0 | 0 | 0 | 0 | 0 | 0 | 0 | 0 | 0 | 0 | 0 | 0 | 0 | 0
QLD1 | Pumped Hydro | 256.141 | 403.0208 | 680.2128 | 479.0029 | 684.9498 | 1514.6059 | 1824.7982 | 1313.8278 | 2719.118 | 3657.2068 | 3542.8708 | 3347.12 | 2794.9195 | 2711.0028 | 2726.7588 | 2251.964 | 2375.033 | 2151.6402 | 1933.7248 | 1730.273 | 1699.0305 | 1481.6806 | 1617.103 | 1377.1449 | 1405.2954 | 1424.81 | 1306.5485 | 1289.0578 | 1150.4368 | 1031.0878
QLD1 | Pumped Hydro Pump | 353.2988 | 603.4151 | 959.5612 | 681.3374 | 977.8035 | 2155.2598 | 2616.8508 | 1882.2934 | 3870.5895 | 5224.9635 | 5063.2755 | 4780.25 | 3993.0752 | 3879.3972 | 3889.4442 | 3217.383 | 3395.1422 | 3072.075 | 2763.9002 | 2474.7742 | 2423.5382 | 2116.9135 | 2318.4442 | 1960.6591 | 2006.5474 | 2035.617 | 1871.01 | 1837.434 | 1643.5562 | 1473.0526
Total |  | 286696.0503 | 266680.3326 | 269647.6476 | 254708.741 | 240517.4209 | 228768.099 | 212658.0127 | 211638.8663 | 199218.7166 | 190161.9075 | 174757.3525 | 164122.3367 | 155454.1613 | 149205.4099 | 136970.9098 | 139377.286 | 126783.0221 | 114578.1625 | 105302.2188 | 97081.7277 | 95139.8855 | 88782.625 | 83889.4198 | 83840.65 | 77499.9316 | 71589.7367 | 69990.0025 | 63845.2264 | 62824.9631 | 57261.9496
Region | Technology | 2020-21 | 2021-22 | 2022-23 | 2023-24 | 2024-25 | 2025-26 | 2026-27 | 2027-28 | 2028-29 | 2029-30 | 2030-31 | 2031-32 | 2032-33 | 2033-34 | 2034-35 | 2035-36 | 2036-37 | 2037-38 | 2038-39 | 2039-40 | 2040-41 | 2041-42 | 2042-43 | 2043-44 | 2044-45 | 2045-46 | 2046-47 | 2047-48 | 2048-49 | 2049-50
VIC1 | Black Coal | 0 | 0 | 0 | 0 | 0 | 0 | 0 | 0 | 0 | 0 | 0 | 0 | 0 | 0 | 0 | 0 | 0 | 0 | 0 | 0 | 0 | 0 | 0 | 0 | 0 | 0 | 0 | 0 | 0 | 0
VIC1 | Brown Coal | 183897.815 | 175332.683 | 153168.814 | 151146.19 | 149358.357 | 141133.714 | 126679.52 | 125505.613 | 111884.046 | 97931.02 | 90834.0645 | 76353.539 | 66144.06 | 60813.652 | 57897.794 | 53258.606 | 47880.538 | 47710.11 | 41383.335 | 37301.36 | 39797.513 | 37163.328 | 34768.543 | 33263.875 | 32181.142 | 28973.709 | 27709.743 | 17027.882 | 0 | 0
VIC1 | CCGT | 0.037535 | 0.042281 | 0.069953 | 0.067505 | 0.065212 | 0.058043 | 0.054496 | 0.053234 | 0.051133 | 0.050648 | 0.045525 | 0.067357 | 0.065962 | 0.067562 | 0.060241 | 0.24719 | 0.49988 | 3966.6838 | 9372.705 | 26674.888 | 26612.692 | 25639.26 | 29108.95 | 42333.964 | 39883.552 | 37579.952 | 34254.012 | 56800.888 | 69060.528 | 63917.924
VIC1 | Gas - Steam | 34.2951 | 116.6719 | 173.7802 | 103.0377 | 57.5264 | 59.0748 | 62.4468 | 0.013806 | 0.019489 | 0.029672 | 0.015571 | 0.048262 | 0.03548 | 0.054084 | 0.029156 | 0.22383 | 0.2413 | 0.21588 | 0.18151 | 0 | 0 | 0 | 0 | 0 | 0 | 0 | 0 | 0 | 0 | 0
VIC1 | OCGT / Diesel | 320.0901 | 442.1847 | 1205.7765 | 409.9725 | 400.9272 | 587.7571 | 573.9216 | 323.6133 | 531.3042 | 1226.8128 | 483.8828 | 1832.1923 | 1057.9838 | 2079.5747 | 1386.0593 | 8260.0514 | 9740.2604 | 10388.334 | 9798.0257 | 4894.4316 | 7431.4181 | 8202.1254 | 6713.8885 | 5147.2364 | 5484.1449 | 6517.0569 | 2556.3566 | 1484.5631 | 2066.9201 | 2657.1892
VIC1 | Hydro | 31594.7893 | 29818.1841 | 28049.019 | 26640.9117 | 25153.055 | 23662.9109 | 22383.8792 | 21167.7815 | 19963.4077 | 18858.8892 | 17710.6857 | 16772.384 | 15850.2019 | 14921.8541 | 14075.2982 | 13396.0632 | 12620.0093 | 11862.1667 | 11175.1692 | 10609.5949 | 10035.6018 | 9412.6791 | 8909.858 | 8472.3851 | 7946.7617 | 7514.9094 | 7063.3007 | 6701.0138 | 6346.7799 | 5963.127
VIC1 | Wind | 41039.5159 | 38582.1275 | 41413.3661 | 34075.4346 | 31981.5903 | 31551.2645 | 30955.5352 | 30019.9323 | 30136.058 | 30215.2012 | 31475.4532 | 26176.0649 | 28197.7821 | 27671.6175 | 27237.1014 | 29259.7153 | 28798.271 | 26226.8491 | 26236.4946 | 21807.5728 | 20189.3498 | 19442.0368 | 19394.56 | 16842.6109 | 16100.3086 | 14881.1617 | 15477.7413 | 12649.6359 | 14369.6489 | 13536.4447
VIC1 | Solar PV | 0 | 0 | 0 | 0 | 0 | 0 | 0 | 0 | 0 | 0 | 0 | 0 | 0 | 0 | 0 | 0 | 0 | 0 | 0 | 0 | 0 | 0 | 0 | 0 | 0 | 0 | 0 | 0 | 0 | 0
VIC1 | LS storage | 0 | 0 | 0 | 0 | 0 | 0 | 0 | 0 | 0 | 0 | 0 | 0 | 0 | 0 | 0 | 0 | 0 | 0 | 0 | 0 | 0 | 0 | 0 | 0 | 0 | 0 | 0 | 0 | 0 | 0
VIC1 | Pumped Hydro | 0 | 0 | 0 | 0 | 0 | 0 | 0 | 0 | 0 | 0 | 0 | 0 | 0 | 0 | 0 | 0 | 0 | 0 | 0 | 0 | 0 | 0 | 0 | 0 | 0 | 0 | 0 | 0 | 0 | 0
VIC1 | Pumped Hydro Pump | 0 | 0 | 0 | 0 | 0 | 0 | 0 | 0 | 0 | 0 | 0 | 0 | 0 | 0 | 0 | 0 | 0 | 0 | 0 | 0 | 0 | 0 | 0 | 0 | 0 | 0 | 0 | 0 | 0 | 0
Total |  | 256886.5429 | 244291.8935 | 224010.8257 | 212375.614 | 206951.5211 | 196994.7793 | 180655.3572 | 177017.0072 | 162514.8865 | 148232.0035 | 140504.1473 | 121134.2958 | 111250.1293 | 105486.8199 | 100596.3423 | 104174.9069 | 99039.8199 | 100154.3595 | 97965.911 | 101287.8473 | 104066.5746 | 99859.4294 | 98895.7995 | 106060.0715 | 101595.9092 | 95466.789 | 87061.1536 | 94663.9829 | 91843.877 | 86074.6849
Region | Technology | 2020-21 | 2021-22 | 2022-23 | 2023-24 | 2024-25 | 2025-26 | 2026-27 | 2027-28 | 2028-29 | 2029-30 | 2030-31 | 2031-32 | 2032-33 | 2033-34 | 2034-35 | 2035-36 | 2036-37 | 2037-38 | 2038-39 | 2039-40 | 2040-41 | 2041-42 | 2042-43 | 2043-44 | 2044-45 | 2045-46 | 2046-47 | 2047-48 | 2048-49 | 2049-50
SA1 | Black Coal | 0 | 0 | 0 | 0 | 0 | 0 | 0 | 0 | 0 | 0 | 0 | 0 | 0 | 0 | 0 | 0 | 0 | 0 | 0 | 0 | 0 | 0 | 0 | 0 | 0 | 0 | 0 | 0 | 0 | 0
SA1 | Brown Coal | 0 | 0 | 0 | 0 | 0 | 0 | 0 | 0 | 0 | 0 | 0 | 0 | 0 | 0 | 0 | 0 | 0 | 0 | 0 | 0 | 0 | 0 | 0 | 0 | 0 | 0 | 0 | 0 | 0 | 0
SA1 | CCGT | 11232.7151 | 15161.79 | 16861.3228 | 13348.614 | 6355.9584 | 3622.4021 | 1562.9455 | 2564.7183 | 4106.039 | 7511.7583 | 2925.4361 | 6839.4244 | 8195.2153 | 7632.0251 | 3156.144 | 7741.0218 | 8129.6174 | 0.11637 | 0.11526 | 0.1691 | 0.16502 | 0.18333 | 0.16992 | 0.1628 | 0.15286 | 0.14496 | 0.13572 | 0.1651 | 0.15963 | 0.17825
SA1 | Gas - Steam | 215.8788 | 301.3122 | 405.5382 | 446.4309 | 0 | 0 | 0 | 0 | 0 | 0 | 0 | 0 | 0 | 0 | 0 | 0 | 0 | 0 | 0 | 0 | 0 | 0 | 0 | 0 | 0 | 0 | 0 | 0 | 0 | 0
SA1 | OCGT / Diesel | 1098.1692 | 1710.1413 | 2105.5928 | 2525.8309 | 894.2374 | 1129.1894 | 576.417 | 418.143 | 507.375 | 1161.0649 | 596.0483 | 2030.1213 | 2659.1391 | 3520.3516 | 1082.2484 | 4356.0167 | 4360.5302 | 5305.9555 | 4837.956 | 4843.5153 | 5807.4796 | 6508.6415 | 5650.686 | 4549.2543 | 2360.5035 | 2779.5907 | 3266.2468 | 2530.7142 | 3306.7629 | 4077.7317
SA1 | Hydro | 0 | 0 | 0 | 0 | 0 | 0 | 0 | 0 | 0 | 0 | 0 | 0 | 0 | 0 | 0 | 0 | 0 | 0 | 0 | 0 | 0 | 0 | 0 | 0 | 0 | 0 | 0 | 0 | 0 | 0
SA1 | Wind | 18938.6504 | 18170.1515 | 18321.0366 | 15097.7158 | 15080.6673 | 13910.7901 | 14658.5035 | 12470.4252 | 11315.4986 | 13644.8421 | 16108.7973 | 15388.7602 | 15445.249 | 14535.6274 | 14571.7972 | 18791.6888 | 17471.6531 | 17001.9923 | 16269.8103 | 13651.6481 | 12732.0451 | 11757.9076 | 12283.0372 | 12596.2925 | 12031.8453 | 11275.9719 | 10897.1107 | 9224.8574 | 8452.3896 | 7503.4989
SA1 | Solar PV | 0 | 0 | 0 | 0 | 0 | 0 | 0 | 0 | 0 | 0 | 0 | 0 | 0 | 0 | 0 | 0 | 0 | 0 | 0 | 0 | 0 | 0 | 0 | 0 | 0 | 0 | 0 | 0 | 0 | 0
SA1 | LS storage | 0 | 0 | 0 | 0 | 0 | 0 | 0 | 0 | 0 | 0 | 0 | 0 | 0 | 0 | 0 | 0 | 0 | 0 | 0 | 0 | 0 | 0 | 0 | 0 | 0 | 0 | 0 | 0 | 0 | 0
SA1 | Pumped Hydro | 0 | 0 | 0 | 0 | 0 | 0 | 0 | 0 | 0 | 0 | 0 | 0 | 0 | 0 | 0 | 0 | 0 | 0 | 0 | 0 | 0 | 0 | 0 | 0 | 0 | 0 | 0 | 0 | 0 | 0
SA1 | Pumped Hydro Pump | 0 | 0 | 0 | 0 | 0 | 0 | 0 | 0 | 0 | 0 | 0 | 0 | 0 | 0 | 0 | 0 | 0 | 0 | 0 | 0 | 0 | 0 | 0 | 0 | 0 | 0 | 0 | 0 | 0 | 0
Total |  | 31485.4134 | 35343.395 | 37693.4905 | 31418.5916 | 22330.8631 | 18662.3816 | 16797.8659 | 15453.2865 | 15928.9127 | 22317.6653 | 19630.2818 | 24258.3059 | 26299.6034 | 25688.0041 | 18810.1897 | 30888.7274 | 29961.8007 | 22308.0642 | 21107.8815 | 18495.3325 | 18539.6897 | 18266.7325 | 17933.8931 | 17145.7097 | 14392.5017 | 14055.7076 | 14163.4932 | 11755.7366 | 11759.3121 | 11581.4089
Region | Technology | 2020-21 | 2021-22 | 2022-23 | 2023-24 | 2024-25 | 2025-26 | 2026-27 | 2027-28 | 2028-29 | 2029-30 | 2030-31 | 2031-32 | 2032-33 | 2033-34 | 2034-35 | 2035-36 | 2036-37 | 2037-38 | 2038-39 | 2039-40 | 2040-41 | 2041-42 | 2042-43 | 2043-44 | 2044-45 | 2045-46 | 2046-47 | 2047-48 | 2048-49 | 2049-50
TAS1 | Black Coal | 0 | 0 | 0 | 0 | 0 | 0 | 0 | 0 | 0 | 0 | 0 | 0 | 0 | 0 | 0 | 0 | 0 | 0 | 0 | 0 | 0 | 0 | 0 | 0 | 0 | 0 | 0 | 0 | 0 | 0
TAS1 | Brown Coal | 0 | 0 | 0 | 0 | 0 | 0 | 0 | 0 | 0 | 0 | 0 | 0 | 0 | 0 | 0 | 0 | 0 | 0 | 0 | 0 | 0 | 0 | 0 | 0 | 0 | 0 | 0 | 0 | 0 | 0
TAS1 | CCGT | 0.075754 | 0.086037 | 0.079638 | 13.6524 | 35.4014 | 0.056774 | 0.057689 | 0.056623 | 0.057075 | 0.056896 | 0.053044 | 0.056284 | 0.055623 | 0.050064 | 0.0566 | 0.057954 | 0.066941 | 0.06983 | 12.0997 | 50.0096 | 58.5513 | 0.054814 | 0.058469 | 0.06076 | 0.28004 | 17.7471 | 23.7827 | 44.957 | 58.8888 | 0.039803
TAS1 | Gas - Steam | 0 | 0 | 0 | 0 | 0 | 0 | 0 | 0 | 0 | 0 | 0 | 0 | 0 | 0 | 0 | 0 | 0 | 0 | 0 | 0 | 0 | 0 | 0 | 0 | 0 | 0 | 0 | 0 | 0 | 0
TAS1 | OCGT / Diesel | 0.059042 | 0.064535 | 0.058835 | 0.065804 | 0.066442 | 0.048557 | 0.048973 | 0.048962 | 0.049391 | 0.047279 | 0.04429 | 0.046303 | 0.045642 | 0.042009 | 0.045641 | 0.047614 | 0.051047 | 0.048952 | 0.048386 | 0.05445 | 0.038047 | 0.030233 | 0.031141 | 0.032649 | 0.034768 | 0.035355 | 0.034293 | 0.037981 | 0.037255 | 0.021925
TAS1 | Hydro | 76827.2573 | 76799.4248 | 79970.6483 | 68686.2029 | 66190.1047 | 70836.0771 | 55777.4885 | 59898.744 | 54596.4735 | 55277.1899 | 46998.5867 | 46188.4386 | 47736.4212 | 44884.489 | 37166.7924 | 37705.1946 | 35001.6437 | 32155.254 | 30003.4827 | 27947.9948 | 27617.0957 | 26798.8252 | 23959.8628 | 23822.2345 | 21628.5679 | 20495.4296 | 18666.0175 | 17736.6258 | 17319.1536 | 17175.2329
TAS1 | Wind | 7048.8738 | 6458.0157 | 6747.381 | 7991.2354 | 7391.7214 | 7607.3051 | 7248.4332 | 6402.0731 | 6608.6914 | 6069.1756 | 6297.7415 | 5612.4039 | 5209.5437 | 5297.9639 | 5435.4634 | 5706.1451 | 5442.2967 | 4974.7886 | 5001.9376 | 4423.4437 | 4117.0998 | 4190.3995 | 4011.0626 | 3842.8977 | 3566.064 | 3235.0051 | 3254.7521 | 2873.8021 | 2683.5764 | 2719.1802
TAS1 | Solar PV | 0 | 0 | 0 | 0 | 0 | 0 | 0 | 0 | 0 | 0 | 0 | 0 | 0 | 0 | 0 | 0 | 0 | 0 | 0 | 0 | 0 | 0 | 0 | 0 | 0 | 0 | 0 | 0 | 0 | 0
TAS1 | LS storage | 0 | 0 | 0 | 0 | 0 | 0 | 0 | 0 | 0 | 0 | 0 | 0 | 0 | 0 | 0 | 0 | 0 | 0 | 0 | 0 | 0 | 0 | 0 | 0 | 0 | 0 | 0 | 0 | 0 | 0
TAS1 | Pumped Hydro | 0 | 0 | 0 | 0 | 0 | 0 | 0 | 0 | 0 | 0 | 0 | 0 | 0 | 0 | 0 | 0 | 0 | 0 | 0 | 0 | 0 | 0 | 0 | 0 | 0 | 0 | 0 | 0 | 0 | 0
TAS1 | Pumped Hydro Pump | 0 | 0 | 0 | 0 | 0 | 0 | 0 | 0 | 0 | 0 | 0 | 0 | 0 | 0 | 0 | 0 | 0 | 0 | 0 | 0 | 0 | 0 | 0 | 0 | 0 | 0 | 0 | 0 | 0 | 0
Total |  | 83876.2659 | 83257.5911 | 86718.1677 | 76691.1564 | 73617.294 | 78443.4875 | 63026.0283 | 66300.9226 | 61205.2714 | 61346.4697 | 53296.4255 | 51800.9451 | 52946.0661 | 50182.545 | 42602.358 | 43411.4452 | 40444.0584 | 37130.1613 | 35017.5684 | 32421.5025 | 31792.7847 | 30989.3097 | 27971.015 | 27665.2256 | 25194.9467 | 23748.2172 | 21944.5866 | 20655.4229 | 20061.6559 | 19894.4748

## StatusQuo_BaseCase_FOM Cost
FOM cost by technology ($000s) - Base Case, Status Quo Scenario
Real June 2019 dollars discounted to June 2025. For new entrant capacity, the FOM is incurred annually in modelling. For existing capacity, FOM is considered to be a sunk cost, since the fixed retirement dates are assumed to be the same in the Base Case and the case with Marinus Link. As such, early retirements are presented as an annual FOM saving, or negative cost, that continues until the assumed fixed date retirement.
Region | Technology | 2020-21 | 2021-22 | 2022-23 | 2023-24 | 2024-25 | 2025-26 | 2026-27 | 2027-28 | 2028-29 | 2029-30 | 2030-31 | 2031-32 | 2032-33 | 2033-34 | 2034-35 | 2035-36 | 2036-37 | 2037-38 | 2038-39 | 2039-40 | 2040-41 | 2041-42 | 2042-43 | 2043-44 | 2044-45 | 2045-46 | 2046-47 | 2047-48 | 2048-49 | 2049-50
NEM | Black Coal | -28032.4483 | -26470.681 | -24995.916 | -23666.1284 | -22284.8099 | -34285.3273 | -49601.6921 | -46962.8751 | -50362.3789 | -0.0087385 | -0.0083611 | -0.0078012 | -0.0074291 | -0.0071015 | -0.006782 | -0.0063132 | -0.0047204 | -0.0032146 | -0.0030033 | -0.0028573 | -0.0027117 | -0.0025992 | -0.0025675 | -0.001786 | -0.001172 | -0.00055219 | -6.9419e-05 | -7.5703e-05 | -8.4942e-05 | -0.00023896
NEM | Brown Coal | -2.1987e-05 | -0.00012714 | -0.00014138 | -0.00013386 | -0.00015061 | -0.00017989 | -0.00020431 | -0.00026907 | -0.00039258 | -0.00040308 | -0.00091454 | -0.00086122 | -0.00072335 | -0.00069686 | -0.00065804 | -0.00062303 | -0.00058666 | -0.00055398 | -0.00052312 | -0.00049529 | -0.00059077 | -0.00057351 | -0.00054731 | -0.0017811 | -0.0018154 | -0.0021202 | -0.0029111 | -0.0025649 | 0 | 0
NEM | CCGT | 0.050794 | 0.054498 | 0.066593 | 0.065452 | 0.062711 | 0.059304 | 0.056137 | 0.053276 | 0.050476 | 0.048458 | 0.046042 | 0.060213 | 0.058197 | 0.057747 | 0.055466 | 0.11373 | 0.17089 | 834.3107 | 2009.0798 | 5829.667 | 5489.4142 | 5482.1699 | 6926.0689 | 16952.5158 | 15963.0566 | 15107.3976 | 16038.4562 | 20437.0793 | 21899.6554 | 20918.5027
NEM | Gas - Steam | -0.005931 | -0.0056181 | -0.0053134 | -0.005137 | -10198.4435 | -9630.2584 | -9093.7284 | -20288.9881 | -19104.7827 | -18040.3992 | -17035.3156 | -16129.0334 | -15187.6317 | -14341.4841 | -13542.4779 | -12822.0154 | -12073.634 | -11400.9764 | -10765.7946 | 0 | 0 | 0 | 0 | 0 | 0 | 0 | 0 | 0 | 0 | 0
NEM | OCGT / Diesel | -1357.2938 | -1112.6129 | -1050.6063 | -994.7102 | -936.6548 | -884.4632 | -835.189 | -1657.5731 | -1560.8255 | -1905.6649 | -663.9436 | -884.7896 | -1666.682 | -445.1238 | -420.306 | -397.9415 | -374.7139 | -353.8246 | -319.8865 | 3753.9117 | 3736.0028 | 3670.8758 | 5089.9669 | 4819.1808 | 4537.885 | 5615.2417 | 6284.5699 | 7233.5318 | 6811.3328 | 7025.2577
NEM | Hydro | 0 | 0 | 0 | 0 | 0 | 0 | 0 | 0 | 0 | 0 | 0 | 0 | 0 | 0 | 0 | 0 | 0 | 0 | 0 | 0 | 0 | 0 | 0 | 0 | 0 | 0 | 0 | 0 | 0 | 0
NEM | Wind | 591.9001 | 559.4159 | 26168.7622 | 53046.091 | 73298.5353 | 77861.8854 | 89243.525 | 133434.6661 | 129183.853 | 168476.6815 | 166348.6825 | 280124.6641 | 291076.8451 | 289223.9772 | 274221.5385 | 349156.4072 | 375921.555 | 386915.7292 | 382246.2666 | 396321.6516 | 377846.0584 | 361688.1367 | 347123.0099 | 338373.2513 | 345970.5285 | 332422.5337 | 316457.1162 | 311648.8566 | 316608.3821 | 298970.4828
NEM | Solar PV | 0.4635 | 0.59677 | 9637.196 | 17518.8103 | 17433.5023 | 16462.2386 | 20682.5385 | 21875.9187 | 37629.8338 | 61036.3164 | 69637.6678 | 93966.584 | 94907.5938 | 89620.0157 | 84627.0223 | 140782.0968 | 133712.1283 | 126262.6533 | 119228.3969 | 113061.0251 | 109988.2855 | 104812.4732 | 98973.0664 | 96855.3756 | 92049.7222 | 86921.4589 | 84681.1609 | 81565.5391 | 84619.2219 | 81611.7819
NEM | LS storage | 0.093548 | 0.099798 | 0.11508 | 0.11481 | 0.11549 | 0.15363 | 0.17174 | 0.17177 | 0.16186 | 0.23882 | 0.27526 | 0.46192 | 0.43832 | 0.45294 | 0.43044 | 0.41876 | 0.39664 | 0.45906 | 0.90659 | 1014.1483 | 954.9615 | 1240.4278 | 1171.3238 | 1109.0119 | 1044.2874 | 986.1119 | 931.176 | 1763.3422 | 1660.4223 | 1589.3866
NEM | Pumped Hydro | 0 | 0 | 0 | 0.46168 | 0.44167 | 0.52584 | 0.64206 | 0.61344 | 0.611 | 1681.4994 | 3501.4735 | 31474.4098 | 29637.3514 | 35319.4119 | 33351.6977 | 56136.3515 | 52859.8846 | 56520.6511 | 53563.364 | 50713.8555 | 47753.8449 | 45093.3381 | 42581.1015 | 40315.779 | 37962.7044 | 35847.7218 | 33850.54 | 32049.6845 | 30179.0437 | 28497.6806
NEM | Pumped Hydro Pump | 0 | 0 | 0 | 0 | 0 | 0 | 0 | 0 | 0 | 0 | 0 | 0 | 0 | 0 | 0 | 0 | 0 | 0 | 0 | 0 | 0 | 0 | 0 | 0 | 0 | 0 | 0 | 0 | 0 | 0
Total |  | -28797.2401 | -27023.1326 | 9759.6121 | 45904.6994 | 57312.7491 | 49524.8137 | 50396.3238 | 86401.9867 | 95786.5227 | 211248.7113 | 221788.8765 | 388552.3483 | 398767.965 | 399377.2998 | 378237.9531 | 532855.4242 | 550045.7822 | 558778.9986 | 545962.3292 | 570694.2557 | 545768.5641 | 521987.4183 | 501864.5342 | 498425.1109 | 497528.1811 | 476900.4629 | 458243.0162 | 454698.0309 | 461778.0581 | 438613.0921
Region | Technology | 2020-21 | 2021-22 | 2022-23 | 2023-24 | 2024-25 | 2025-26 | 2026-27 | 2027-28 | 2028-29 | 2029-30 | 2030-31 | 2031-32 | 2032-33 | 2033-34 | 2034-35 | 2035-36 | 2036-37 | 2037-38 | 2038-39 | 2039-40 | 2040-41 | 2041-42 | 2042-43 | 2043-44 | 2044-45 | 2045-46 | 2046-47 | 2047-48 | 2048-49 | 2049-50
NSW1 | Black Coal | -0.0039397 | -0.0062911 | -0.00023055 | -0.00023321 | -0.00023657 | -0.00025777 | -0.00042955 | -0.00056538 | -0.00063798 | -0.00024854 | -0.0002946 | -0.00013123 | -0.00017198 | -0.00020031 | -0.00020304 | -2.0115e-05 | -1.8941e-05 | -1.7885e-05 | -1.6889e-05 | -1.599e-05 | -1.8126e-05 | -2.2637e-05 | 0 | 0 | 0 | 0 | 0 | 0 | 0 | 0
NSW1 | Brown Coal | 0 | 0 | 0 | 0 | 0 | 0 | 0 | 0 | 0 | 0 | 0 | 0 | 0 | 0 | 0 | 0 | 0 | 0 | 0 | 0 | 0 | 0 | 0 | 0 | 0 | 0 | 0 | 0 | 0 | 0
NSW1 | CCGT | 0.0076639 | 0.0080228 | 0.010469 | 0.010386 | 0.01156 | 0.010982 | 0.01037 | 0.0098222 | 0.0092489 | 0.008767 | 0.0082824 | 0.01191 | 0.011312 | 0.010819 | 0.01022 | 0.026354 | 0.032936 | 0.03779 | 0.035724 | 0.10948 | 0.10322 | 0.10281 | 582.3705 | 8007.9537 | 7540.5546 | 7120.4481 | 6723.747 | 6366.0424 | 5994.4763 | 5660.5066
NSW1 | Gas - Steam | 0 | 0 | 0 | 0 | 0 | 0 | 0 | 0 | 0 | 0 | 0 | 0 | 0 | 0 | 0 | 0 | 0 | 0 | 0 | 0 | 0 | 0 | 0 | 0 | 0 | 0 | 0 | 0 | 0 | 0
NSW1 | OCGT / Diesel | -0.0026432 | -0.0021075 | -0.00098816 | -0.00061699 | 6.3358e-05 | 0.0078985 | 0.004052 | 0.0038246 | 0.0036001 | 0.0034092 | 0.0032608 | 0.0044115 | 0.0041763 | 0.0041531 | 0.0039823 | 0.007586 | 0.0073401 | 0.0087479 | 0.0086792 | 0.09514 | 0.089661 | 0.090585 | 1033.8608 | 978.8595 | 921.7268 | 870.3747 | 821.8836 | 1114.3689 | 1049.3267 | 990.8658
NSW1 | Hydro | 0 | 0 | 0 | 0 | 0 | 0 | 0 | 0 | 0 | 0 | 0 | 0 | 0 | 0 | 0 | 0 | 0 | 0 | 0 | 0 | 0 | 0 | 0 | 0 | 0 | 0 | 0 | 0 | 0 | 0
NSW1 | Wind | 0.87158 | 0.98117 | 3.0454 | 18434.4959 | 40704.5825 | 38437.0754 | 36295.6338 | 34364.7352 | 32359.0514 | 35101.3236 | 33145.7328 | 145382.518 | 145143.013 | 147167.0385 | 138967.9366 | 147913.4971 | 153563.3793 | 155924.1595 | 158022.8468 | 175318.8427 | 165086.0263 | 155890.5286 | 147205.411 | 139375.4896 | 149515.3704 | 141185.4441 | 135874.0355 | 135887.1838 | 130741.7726 | 123457.803
NSW1 | Solar PV | 0.090252 | 0.1199 | 6330.0973 | 5993.5949 | 5643.9705 | 5329.5306 | 5032.6074 | 4764.8852 | 8793.7387 | 30230.8387 | 28546.799 | 48368.1058 | 51970.5311 | 49075.1014 | 46340.9835 | 104532.8761 | 98431.642 | 92947.7276 | 87769.337 | 83099.9908 | 81775.9496 | 78171.8805 | 73816.6985 | 73037.3258 | 69042.5201 | 65195.988 | 61563.7409 | 58288.5571 | 59784.4449 | 56453.6787
NSW1 | LS storage | 0.017582 | 0.018308 | 0.017537 | 0.016712 | 0.018426 | 0.044254 | 0.041893 | 0.039682 | 0.037385 | 0.044341 | 0.050677 | 0.10108 | 0.095216 | 0.09462 | 0.08948 | 0.084752 | 0.079895 | 0.080091 | 0.075649 | 0.14098 | 0.13306 | 0.20977 | 0.19841 | 0.18786 | 0.17698 | 0.16714 | 0.15788 | 0.16845 | 0.1587 | 0.32507
NSW1 | Pumped Hydro | 0 | 0 | 0 | 0.053043 | 0.053596 | 0.14033 | 0.13251 | 0.12547 | 0.11819 | 0.11162 | 0.12287 | 11331.1281 | 10669.7654 | 12409.1908 | 11717.8384 | 32797.303 | 30883.0261 | 29162.5212 | 27537.7915 | 26072.7792 | 24550.9919 | 23183.184 | 21891.5809 | 20726.9444 | 19517.1769 | 18429.8176 | 17403.0384 | 16477.1932 | 15515.4705 | 14651.0581
NSW1 | Pumped Hydro Pump | 0 | 0 | 0 | 0 | 0 | 0 | 0 | 0 | 0 | 0 | 0 | 0 | 0 | 0 | 0 | 0 | 0 | 0 | 0 | 0 | 0 | 0 | 0 | 0 | 0 | 0 | 0 | 0 | 0 | 0
Total |  | 0.9805 | 1.119 | 6333.1695 | 24428.1701 | 46348.6363 | 43766.8092 | 41328.4296 | 39129.7986 | 41152.9578 | 65332.3302 | 61692.7166 | 205081.8692 | 207783.42 | 208651.4401 | 197026.862 | 285243.7948 | 282878.1676 | 278034.5349 | 273330.0953 | 284491.9582 | 271413.2937 | 257245.9963 | 244530.1201 | 242126.761 | 246537.5257 | 232802.2396 | 222386.6033 | 218133.5139 | 213085.6497 | 201214.2371
Region | Technology | 2020-21 | 2021-22 | 2022-23 | 2023-24 | 2024-25 | 2025-26 | 2026-27 | 2027-28 | 2028-29 | 2029-30 | 2030-31 | 2031-32 | 2032-33 | 2033-34 | 2034-35 | 2035-36 | 2036-37 | 2037-38 | 2038-39 | 2039-40 | 2040-41 | 2041-42 | 2042-43 | 2043-44 | 2044-45 | 2045-46 | 2046-47 | 2047-48 | 2048-49 | 2049-50
QLD1 | Black Coal | -28032.4444 | -26470.6747 | -24995.9158 | -23666.1281 | -22284.8097 | -34285.327 | -49601.6916 | -46962.8745 | -50362.3782 | -0.0084899 | -0.0080665 | -0.00767 | -0.0072571 | -0.0069012 | -0.0065789 | -0.0062931 | -0.0047014 | -0.0031967 | -0.0029864 | -0.0028413 | -0.0026935 | -0.0025766 | -0.0025675 | -0.001786 | -0.001172 | -0.00055219 | -6.9419e-05 | -7.5703e-05 | -8.4942e-05 | -0.00023896
QLD1 | Brown Coal | 0 | 0 | 0 | 0 | 0 | 0 | 0 | 0 | 0 | 0 | 0 | 0 | 0 | 0 | 0 | 0 | 0 | 0 | 0 | 0 | 0 | 0 | 0 | 0 | 0 | 0 | 0 | 0 | 0 | 0
QLD1 | CCGT | 0.0095463 | 0.01045 | 0.012456 | 0.01242 | 0.011731 | 0.011083 | 0.010473 | 0.0099832 | 0.0094142 | 0.0089053 | 0.0085435 | 0.0098861 | 0.010379 | 0.0098247 | 0.0092856 | 0.011217 | 0.01057 | 0.011548 | 0.022318 | 0.022809 | 0.027921 | 0.026372 | 0.024907 | 0.023648 | 0.027373 | 33.7152 | 1804.5728 | 1708.5693 | 1608.8455 | 1519.212
QLD1 | Gas - Steam | 0 | 0 | 0 | 0 | 0 | 0 | 0 | 0 | 0 | 0 | 0 | 0 | 0 | 0 | 0 | 0 | 0 | 0 | 0 | 0 | 0 | 0 | 0 | 0 | 0 | 0 | 0 | 0 | 0 | 0
QLD1 | OCGT / Diesel | -418.9947 | -226.5904 | -213.9667 | -202.5833 | -190.7587 | -180.1311 | -170.0951 | -161.0457 | -151.6457 | -143.1967 | -135.2174 | -384.1978 | -771.206 | -0.016875 | 0.0021991 | 0.002221 | 0.0021958 | 0.0024146 | 14.1661 | 1837.1993 | 1730.1849 | 1633.7925 | 1542.7692 | 1460.6937 | 1375.4391 | 2628.9847 | 3464.6849 | 3966.1096 | 3734.6197 | 3918.3682
QLD1 | Hydro | 0 | 0 | 0 | 0 | 0 | 0 | 0 | 0 | 0 | 0 | 0 | 0 | 0 | 0 | 0 | 0 | 0 | 0 | 0 | 0 | 0 | 0 | 0 | 0 | 0 | 0 | 0 | 0 | 0 | 0
QLD1 | Wind | 0.77768 | 0.89411 | 25638.1912 | 28038.8266 | 26404.6335 | 33580.311 | 47426.7994 | 79604.8361 | 74959.1735 | 84572.399 | 79860.6227 | 75612.0225 | 71198.7942 | 67232.1282 | 63486.4313 | 69022.2505 | 90044.7039 | 102673.8471 | 102705.3793 | 105948.8968 | 104421.3685 | 103181.6456 | 103018.6649 | 100091.5865 | 102271.585 | 100177.2978 | 94596.4134 | 94349.36 | 94470.2765 | 89208.2851
QLD1 | Solar PV | 0.092718 | 0.11322 | 0.3753 | 502.8638 | 1410.5108 | 1331.9322 | 1257.8098 | 3484.564 | 13725.5275 | 12960.9673 | 12238.8747 | 11587.7651 | 10911.4244 | 10303.5177 | 9729.479 | 9211.8708 | 8674.2045 | 8190.9447 | 7734.8046 | 7323.3189 | 6895.8829 | 6511.6937 | 6148.9086 | 5821.7896 | 5481.9936 | 5176.6412 | 7490.5681 | 8481.473 | 9155.3183 | 8645.2489
QLD1 | LS storage | 0.018553 | 0.020162 | 0.019277 | 0.01831 | 0.019587 | 0.02542 | 0.025142 | 0.030735 | 0.028974 | 0.053574 | 0.065051 | 0.066095 | 0.062249 | 0.079406 | 0.074994 | 0.071061 | 0.067347 | 0.06363 | 0.32862 | 1013.5221 | 954.3665 | 1239.6194 | 1170.5568 | 1108.283 | 1043.596 | 985.4542 | 930.5517 | 1762.7156 | 1659.8315 | 1567.3574
QLD1 | Pumped Hydro | 0 | 0 | 0 | 0.050701 | 0.050818 | 0.061728 | 0.06546 | 0.063619 | 0.086822 | 0.44735 | 0.58516 | 4267.9395 | 4018.8331 | 8013.5293 | 7567.0722 | 10020.5944 | 9435.7248 | 14416.2611 | 13804.7314 | 13070.3171 | 12307.4432 | 11621.7594 | 10974.2771 | 10390.4433 | 9783.9854 | 9238.8909 | 8724.1651 | 8260.0378 | 7777.925 | 7344.594
QLD1 | Pumped Hydro Pump | 0 | 0 | 0 | 0 | 0 | 0 | 0 | 0 | 0 | 0 | 0 | 0 | 0 | 0 | 0 | 0 | 0 | 0 | 0 | 0 | 0 | 0 | 0 | 0 | 0 | 0 | 0 | 0 | 0 | 0
Total |  | -28450.5405 | -26696.2272 | 428.7157 | 4673.0604 | 5339.6581 | 446.8833 | -1087.0765 | 35965.5842 | 38170.8022 | 97390.671 | 91964.9307 | 91083.5975 | 85357.9112 | 85549.2407 | 80783.0624 | 88254.7938 | 108154.7086 | 125281.1273 | 124259.4293 | 129193.2741 | 126309.2713 | 124188.5345 | 122855.199 | 118872.818 | 119956.6253 | 118240.9835 | 117010.956 | 118528.2653 | 118406.8164 | 112203.0653
Region | Technology | 2020-21 | 2021-22 | 2022-23 | 2023-24 | 2024-25 | 2025-26 | 2026-27 | 2027-28 | 2028-29 | 2029-30 | 2030-31 | 2031-32 | 2032-33 | 2033-34 | 2034-35 | 2035-36 | 2036-37 | 2037-38 | 2038-39 | 2039-40 | 2040-41 | 2041-42 | 2042-43 | 2043-44 | 2044-45 | 2045-46 | 2046-47 | 2047-48 | 2048-49 | 2049-50
VIC1 | Black Coal | 0 | 0 | 0 | 0 | 0 | 0 | 0 | 0 | 0 | 0 | 0 | 0 | 0 | 0 | 0 | 0 | 0 | 0 | 0 | 0 | 0 | 0 | 0 | 0 | 0 | 0 | 0 | 0 | 0 | 0
VIC1 | Brown Coal | -2.1987e-05 | -0.00012714 | -0.00014138 | -0.00013386 | -0.00015061 | -0.00017989 | -0.00020431 | -0.00026907 | -0.00039258 | -0.00040308 | -0.00091454 | -0.00086122 | -0.00072335 | -0.00069686 | -0.00065804 | -0.00062303 | -0.00058666 | -0.00055398 | -0.00052312 | -0.00049529 | -0.00059077 | -0.00057351 | -0.00054731 | -0.0017811 | -0.0018154 | -0.0021202 | -0.0029111 | -0.0025649 | 0 | 0
VIC1 | CCGT | 0.0083187 | 0.0093387 | 0.016065 | 0.015227 | 0.014365 | 0.013575 | 0.012847 | 0.012187 | 0.011514 | 0.011098 | 0.010486 | 0.015224 | 0.014361 | 0.01488 | 0.014055 | 0.052175 | 0.10284 | 834.2274 | 2008.988 | 5829.4876 | 5489.2386 | 5481.9921 | 6343.6275 | 8944.494 | 8422.4316 | 7953.1932 | 7510.0975 | 12362.4225 | 14296.2911 | 13738.7372
VIC1 | Gas - Steam | -0.005931 | -0.0056181 | -0.0053134 | -0.005137 | -10198.4435 | -9630.2584 | -9093.7284 | -20288.9881 | -19104.7827 | -18040.3992 | -17035.3156 | -16129.0334 | -15187.6317 | -14341.4841 | -13542.4779 | -12822.0154 | -12073.634 | -11400.9764 | -10765.7946 | 0 | 0 | 0 | 0 | 0 | 0 | 0 | 0 | 0 | 0 | 0
VIC1 | OCGT / Diesel | -0.00014504 | 0.00042702 | 0.01722 | 0.016307 | 0.011232 | 0.010539 | 0.0099553 | 0.0025113 | 0.0023387 | 0.0022081 | 0.0021087 | 0.0020871 | -424.1023 | 0.0042676 | 0.004094 | 0.003649 | 0.0035894 | 0.0072721 | 0.039968 | 941.9077 | 886.9309 | 837.5206 | 891.6888 | 844.251 | 794.9733 | 750.683 | 708.8611 | 932.4952 | 878.0684 | 829.1493
VIC1 | Hydro | 0 | 0 | 0 | 0 | 0 | 0 | 0 | 0 | 0 | 0 | 0 | 0 | 0 | 0 | 0 | 0 | 0 | 0 | 0 | 0 | 0 | 0 | 0 | 0 | 0 | 0 | 0 | 0 | 0 | 0
VIC1 | Wind | 0.46737 | 0.45509 | 0.72284 | 0.74021 | 0.8141 | 0.76911 | 0.92433 | 13895.5477 | 13231.3716 | 22963.0924 | 21683.8554 | 20530.4993 | 34461.2301 | 32541.9859 | 30728.9767 | 59046.694 | 59981.4306 | 56639.6903 | 53833.3131 | 50969.373 | 47994.4521 | 45320.5407 | 42795.6041 | 40518.8767 | 38153.9414 | 36028.2743 | 34021.034 | 32211.1093 | 45066.8042 | 42556.0006
VIC1 | Solar PV | 0.011941 | 0.015615 | 1051.167 | 995.2448 | 937.1586 | 884.9468 | 5973.0146 | 5655.2491 | 5325.1698 | 5028.4889 | 16749.9503 | 21393.5705 | 20144.8941 | 19022.5629 | 17962.76 | 17007.1376 | 16014.4837 | 15122.2697 | 14279.7637 | 13520.0774 | 12730.9524 | 12021.6736 | 11351.9109 | 10747.9869 | 10120.6602 | 9556.8085 | 9024.3707 | 8544.2724 | 8890.7129 | 8395.3862
VIC1 | LS storage | 0.018168 | 0.019837 | 0.036329 | 0.034421 | 0.032506 | 0.031095 | 0.040105 | 0.038029 | 0.035817 | 0.054146 | 0.056073 | 0.11802 | 0.11114 | 0.11438 | 0.10819 | 0.10246 | 0.096534 | 0.14438 | 0.24185 | 0.23028 | 0.21713 | 0.27129 | 0.25668 | 0.24304 | 0.22889 | 0.21615 | 0.20414 | 0.19373 | 0.18249 | 0.70815
VIC1 | Pumped Hydro | 0 | 0 | 0 | 0.19432 | 0.18299 | 0.17281 | 0.26981 | 0.25547 | 0.24056 | 1680.7423 | 3500.5017 | 12885.886 | 12133.7771 | 11457.777 | 10819.4313 | 10243.8354 | 9645.9345 | 9108.5388 | 8601.0754 | 8143.4965 | 7668.1858 | 7240.9687 | 6837.553 | 6473.7938 | 6095.9385 | 5756.3159 | 5435.6146 | 5146.4388 | 4846.0572 | 4576.0691
VIC1 | Pumped Hydro Pump | 0 | 0 | 0 | 0 | 0 | 0 | 0 | 0 | 0 | 0 | 0 | 0 | 0 | 0 | 0 | 0 | 0 | 0 | 0 | 0 | 0 | 0 | 0 | 0 | 0 | 0 | 0 | 0 | 0 | 0
Total |  | 0.4997 | 0.49456 | 1051.954 | 996.24 | -9260.2299 | -8744.3147 | -3119.457 | -737.8834 | -547.9516 | 11631.9915 | 24899.0596 | 38681.0568 | 51128.2922 | 48680.9745 | 45968.8157 | 73475.8093 | 73568.4171 | 70303.9009 | 67957.6269 | 79404.5719 | 74769.9763 | 70902.9664 | 68220.6404 | 67529.6438 | 63588.1722 | 60045.489 | 56700.1792 | 59196.9294 | 73978.1161 | 70096.0505
Region | Technology | 2020-21 | 2021-22 | 2022-23 | 2023-24 | 2024-25 | 2025-26 | 2026-27 | 2027-28 | 2028-29 | 2029-30 | 2030-31 | 2031-32 | 2032-33 | 2033-34 | 2034-35 | 2035-36 | 2036-37 | 2037-38 | 2038-39 | 2039-40 | 2040-41 | 2041-42 | 2042-43 | 2043-44 | 2044-45 | 2045-46 | 2046-47 | 2047-48 | 2048-49 | 2049-50
SA1 | Black Coal | 0 | 0 | 0 | 0 | 0 | 0 | 0 | 0 | 0 | 0 | 0 | 0 | 0 | 0 | 0 | 0 | 0 | 0 | 0 | 0 | 0 | 0 | 0 | 0 | 0 | 0 | 0 | 0 | 0 | 0
SA1 | Brown Coal | 0 | 0 | 0 | 0 | 0 | 0 | 0 | 0 | 0 | 0 | 0 | 0 | 0 | 0 | 0 | 0 | 0 | 0 | 0 | 0 | 0 | 0 | 0 | 0 | 0 | 0 | 0 | 0 | 0 | 0
SA1 | CCGT | 0.015785 | 0.017047 | 0.018481 | 0.018208 | 0.016296 | 0.015359 | 0.014512 | 0.013639 | 0.012853 | 0.012197 | 0.011531 | 0.01577 | 0.014932 | 0.015218 | 0.014378 | 0.016423 | 0.016288 | 0.025946 | 0.026059 | 0.038371 | 0.036156 | 0.040775 | 0.038533 | 0.036627 | 0.034491 | 0.032574 | 0.030764 | 0.037283 | 0.035173 | 0.040012
SA1 | Gas - Steam | 0 | 0 | 0 | 0 | 0 | 0 | 0 | 0 | 0 | 0 | 0 | 0 | 0 | 0 | 0 | 0 | 0 | 0 | 0 | 0 | 0 | 0 | 0 | 0 | 0 | 0 | 0 | 0 | 0 | 0
SA1 | OCGT / Diesel | -0.075569 | -0.071134 | -0.065372 | -0.059353 | -0.055881 | -0.052759 | -0.048991 | -866.8563 | -816.2609 | -1202.5829 | -0.03404 | -0.027832 | -0.024412 | -0.022639 | -0.021301 | -0.020106 | -0.018803 | -0.011341 | 0.01707 | 1291.0524 | 1215.6977 | 1290.9735 | 1708.0512 | 1617.1827 | 1522.7769 | 1437.9385 | 1357.8267 | 1285.5902 | 1210.5542 | 1344.6989
SA1 | Hydro | 0 | 0 | 0 | 0 | 0 | 0 | 0 | 0 | 0 | 0 | 0 | 0 | 0 | 0 | 0 | 0 | 0 | 0 | 0 | 0 | 0 | 0 | 0 | 0 | 0 | 0 | 0 | 0 | 0 | 0
SA1 | Wind | 2.4267 | 2.4333 | 3.0491 | 3.236 | 3.1126 | 2.9434 | 4.7871 | 347.3382 | 1773.345 | 19361.1924 | 25540.7419 | 32807.2465 | 34819.5128 | 37132.4039 | 35063.6501 | 65131.2259 | 64183.5477 | 63983.5149 | 60418.8937 | 57204.6865 | 53865.9143 | 51178.0494 | 48326.7732 | 52328.8837 | 50324.515 | 49644.2493 | 46878.5054 | 44384.7109 | 41794.1598 | 39465.7039
SA1 | Solar PV | 0.14541 | 0.18802 | 2255.3633 | 10026.7951 | 9441.5687 | 8915.5516 | 8418.8447 | 7970.9615 | 9784.8512 | 12814.0544 | 12100.1569 | 11937.1988 | 11240.4858 | 10614.246 | 10022.8953 | 9489.6795 | 8935.8094 | 8437.9822 | 7967.8823 | 7543.9902 | 7103.7016 | 6707.9817 | 6334.2606 | 5997.278 | 5647.2384 | 5332.6158 | 5035.5261 | 4767.643 | 5391.7449 | 6798.2983
SA1 | LS storage | 0.021566 | 0.023645 | 0.024018 | 0.028344 | 0.026713 | 0.031294 | 0.040558 | 0.038402 | 0.03617 | 0.056463 | 0.071731 | 0.14635 | 0.13781 | 0.13208 | 0.12477 | 0.11813 | 0.11134 | 0.1313 | 0.22225 | 0.21046 | 0.1982 | 0.28065 | 0.26502 | 0.25096 | 0.23633 | 0.22317 | 0.21076 | 0.21142 | 0.19917 | 20.9475
SA1 | Pumped Hydro | 0 | 0 | 0 | 0.09507 | 0.089532 | 0.084567 | 0.10651 | 0.10084 | 0.095094 | 0.1196 | 0.18814 | 2989.3751 | 2814.8945 | 3438.8329 | 3247.2487 | 3074.496 | 2895.0472 | 3833.1652 | 3619.6099 | 3427.0462 | 3227.0202 | 3047.2334 | 2877.4631 | 2724.3815 | 2565.3678 | 2422.4436 | 2287.4822 | 2165.7877 | 2039.3774 | 1925.7577
SA1 | Pumped Hydro Pump | 0 | 0 | 0 | 0 | 0 | 0 | 0 | 0 | 0 | 0 | 0 | 0 | 0 | 0 | 0 | 0 | 0 | 0 | 0 | 0 | 0 | 0 | 0 | 0 | 0 | 0 | 0 | 0 | 0 | 0
Total |  | 2.5339 | 2.5909 | 2258.3895 | 10030.1134 | 9444.758 | 8918.5735 | 8423.7443 | 7451.5963 | 10742.0794 | 30972.8522 | 37641.1362 | 47733.9547 | 48875.0214 | 51185.6074 | 48333.912 | 77695.5159 | 76014.5131 | 76254.8082 | 72006.6513 | 69467.0241 | 65412.5681 | 62224.5594 | 59246.8517 | 62668.0136 | 60060.1688 | 58837.503 | 55559.5819 | 52603.9805 | 50436.0707 | 49555.4463
Region | Technology | 2020-21 | 2021-22 | 2022-23 | 2023-24 | 2024-25 | 2025-26 | 2026-27 | 2027-28 | 2028-29 | 2029-30 | 2030-31 | 2031-32 | 2032-33 | 2033-34 | 2034-35 | 2035-36 | 2036-37 | 2037-38 | 2038-39 | 2039-40 | 2040-41 | 2041-42 | 2042-43 | 2043-44 | 2044-45 | 2045-46 | 2046-47 | 2047-48 | 2048-49 | 2049-50
TAS1 | Black Coal | 0 | 0 | 0 | 0 | 0 | 0 | 0 | 0 | 0 | 0 | 0 | 0 | 0 | 0 | 0 | 0 | 0 | 0 | 0 | 0 | 0 | 0 | 0 | 0 | 0 | 0 | 0 | 0 | 0 | 0
TAS1 | Brown Coal | 0 | 0 | 0 | 0 | 0 | 0 | 0 | 0 | 0 | 0 | 0 | 0 | 0 | 0 | 0 | 0 | 0 | 0 | 0 | 0 | 0 | 0 | 0 | 0 | 0 | 0 | 0 | 0 | 0 | 0
TAS1 | CCGT | 0.00948 | 0.0096392 | 0.0091213 | 0.0092106 | 0.0087592 | 0.0083048 | 0.0079352 | 0.0076447 | 0.0074451 | 0.0074904 | 0.0071994 | 0.0074223 | 0.0072127 | 0.0070048 | 0.0075271 | 0.0075649 | 0.0082606 | 0.0080723 | 0.0077544 | 0.0086972 | 0.0083025 | 0.0078709 | 0.0074953 | 0.0077753 | 0.0085634 | 0.0084882 | 0.0080531 | 0.0078759 | 0.0074207 | 0.0070157
TAS1 | Gas - Steam | 0 | 0 | 0 | 0 | 0 | 0 | 0 | 0 | 0 | 0 | 0 | 0 | 0 | 0 | 0 | 0 | 0 | 0 | 0 | 0 | 0 | 0 | 0 | 0 | 0 | 0 | 0 | 0 | 0 | 0
TAS1 | OCGT / Diesel | -938.2208 | -885.9496 | -836.5904 | -792.0833 | -745.8515 | -704.2977 | -665.0589 | -629.6773 | -592.9248 | -559.8909 | -528.6976 | -500.5705 | -471.3535 | -445.0927 | -420.295 | -397.9348 | -374.7082 | -353.8317 | -334.1183 | -316.3428 | -96.9004 | -91.5014 | -86.4032 | -81.8062 | -77.0312 | -72.7393 | -68.6865 | -65.0321 | -61.2362 | -57.8244
TAS1 | Hydro | 0 | 0 | 0 | 0 | 0 | 0 | 0 | 0 | 0 | 0 | 0 | 0 | 0 | 0 | 0 | 0 | 0 | 0 | 0 | 0 | 0 | 0 | 0 | 0 | 0 | 0 | 0 | 0 | 0 | 0
TAS1 | Wind | 587.3568 | 554.6523 | 523.7537 | 6568.7924 | 6185.3927 | 5840.7864 | 5515.3804 | 5222.2089 | 6860.9116 | 6478.6741 | 6117.7296 | 5792.3778 | 5454.295 | 5150.4207 | 5974.5438 | 8042.7398 | 8148.4935 | 7694.5174 | 7265.8337 | 6879.8527 | 6478.2972 | 6117.3724 | 5776.5567 | 6058.4148 | 5705.1168 | 5387.2682 | 5087.1279 | 4816.4927 | 4535.369 | 4282.6903
TAS1 | Solar PV | 0.12317 | 0.16002 | 0.19309 | 0.31164 | 0.29371 | 0.27739 | 0.26212 | 0.25887 | 0.54674 | 1.967 | 1.8869 | 679.9438 | 640.2583 | 604.5877 | 570.9045 | 540.5328 | 1655.9887 | 1563.7291 | 1476.6093 | 1573.6479 | 1481.799 | 1399.2437 | 1321.2878 | 1250.9952 | 1757.3099 | 1659.4053 | 1566.9551 | 1483.5936 | 1397.0009 | 1319.1699
TAS1 | LS storage | 0.017679 | 0.017846 | 0.017915 | 0.017019 | 0.018253 | 0.021562 | 0.024046 | 0.024918 | 0.023514 | 0.0303 | 0.031725 | 0.030383 | 0.0319 | 0.032451 | 0.033014 | 0.042358 | 0.041527 | 0.039662 | 0.038215 | 0.044458 | 0.046595 | 0.04666 | 0.046851 | 0.04704 | 0.049218 | 0.051236 | 0.051568 | 0.052935 | 0.050464 | 0.048373
TAS1 | Pumped Hydro | 0 | 0 | 0 | 0.06854 | 0.064733 | 0.066407 | 0.067776 | 0.068042 | 0.070333 | 0.078502 | 0.075592 | 0.081135 | 0.081234 | 0.081903 | 0.10708 | 0.12264 | 0.15201 | 0.16481 | 0.15571 | 0.21648 | 0.20389 | 0.19257 | 0.22731 | 0.2159 | 0.23578 | 0.25373 | 0.23963 | 0.22692 | 0.21368 | 0.20178
TAS1 | Pumped Hydro Pump | 0 | 0 | 0 | 0 | 0 | 0 | 0 | 0 | 0 | 0 | 0 | 0 | 0 | 0 | 0 | 0 | 0 | 0 | 0 | 0 | 0 | 0 | 0 | 0 | 0 | 0 | 0 | 0 | 0 | 0
Total |  | -350.7136 | -331.1099 | -312.6166 | 5777.1155 | 5439.9266 | 5136.8624 | 4850.6834 | 4592.891 | 6268.6348 | 5920.8664 | 5591.0335 | 5971.8701 | 5623.3202 | 5310.037 | 6125.301 | 8185.5103 | 9429.9758 | 8904.6273 | 8408.5263 | 8137.4274 | 7863.4547 | 7425.3618 | 7011.7229 | 7227.8745 | 7385.689 | 6974.2477 | 6585.6958 | 6235.3418 | 5871.4052 | 5544.2929

## StatusQuo_BaseCase_Fuel Cost
Fuel cost by technology ($000s) - Base Case, Status Quo Scenario
Real June 2019 dollars discounted to June 2025
Region | Technology | 2020-21 | 2021-22 | 2022-23 | 2023-24 | 2024-25 | 2025-26 | 2026-27 | 2027-28 | 2028-29 | 2029-30 | 2030-31 | 2031-32 | 2032-33 | 2033-34 | 2034-35 | 2035-36 | 2036-37 | 2037-38 | 2038-39 | 2039-40 | 2040-41 | 2041-42 | 2042-43 | 2043-44 | 2044-45 | 2045-46 | 2046-47 | 2047-48 | 2048-49 | 2049-50
NEM | Black Coal | 2946077.072 | 2766952.276 | 2561701.732 | 2466033.772 | 2401233.936 | 2272666.932 | 2145249.264 | 2154111.92 | 2110678.572 | 1774859.16 | 1702912.604 | 1212255.108 | 1179502.924 | 1124932.132 | 1077126.692 | 747450.472 | 623263.582 | 496335.66 | 437451.292 | 410056.12 | 392349.98 | 346945.242 | 223284.69 | 201284.528 | 161995.938 | 121817.67 | 90154.562 | 81901.208 | 80637.878 | 73886.189
NEM | Brown Coal | 387051.114 | 368451.482 | 322294.052 | 321916.452 | 318711.76 | 301153.204 | 271810.966 | 271709.854 | 242857.644 | 212078.296 | 196862.16 | 163927.486 | 142459.344 | 131011.952 | 128120.736 | 117908.384 | 107261.212 | 107064.868 | 94176.96 | 86046.43 | 91675.266 | 85584.248 | 80069.256 | 76622.33 | 74130.7 | 66731.134 | 63836.656 | 38824.328 | 0 | 0
NEM | CCGT | 442020.3844 | 436568.79 | 470093.0364 | 420753.9209 | 349437.3804 | 326268.083 | 288681.8457 | 292446.3287 | 295554.1326 | 359880.368 | 292166.4957 | 383239.4145 | 432409.2998 | 389526.5718 | 257850.8568 | 395575.0039 | 392603.4847 | 347068.8668 | 397768.5465 | 562545.7499 | 561304.9924 | 526115.8101 | 574840.4022 | 1043787.0203 | 971057.3572 | 851200.9364 | 859495.9201 | 1099356.4042 | 1232736.59 | 1128255.5587
NEM | Gas - Steam | 11051.7875 | 17388.3207 | 25451.2867 | 24630.3539 | 2418.6525 | 2622.1748 | 2914.471 | 0.65744 | 0.96223 | 1.5043 | 0.81986 | 2.6255 | 1.9132 | 2.8974 | 1.5508 | 11.8046 | 12.7404 | 11.465 | 9.6358 | 0 | 0 | 0 | 0 | 0 | 0 | 0 | 0 | 0 | 0 | 0
NEM | OCGT / Diesel | 10987.6885 | 15868.6072 | 30285.0477 | 23084.6832 | 11543.6757 | 20478.1421 | 13737.4176 | 8129.6962 | 11498.6524 | 31656.0192 | 18441.8223 | 55288.2485 | 45114.896 | 73512.1264 | 48345.5809 | 192157.8675 | 260385.7077 | 319953.6984 | 346010.1437 | 198099.5741 | 269038.2507 | 293177.1633 | 284405.1883 | 246107.0899 | 204429.0128 | 325686.3024 | 305824.1607 | 226948.9126 | 273412.8606 | 247346.2129
NEM | Hydro | 0 | 0 | 0 | 0 | 0 | 0 | 0 | 0 | 0 | 0 | 0 | 0 | 0 | 0 | 0 | 0 | 0 | 0 | 0 | 0 | 0 | 0 | 0 | 0 | 0 | 0 | 0 | 0 | 0 | 0
NEM | Wind | 0 | 0 | 0 | 0 | 0 | 0 | 0 | 0 | 0 | 0 | 0 | 0 | 0 | 0 | 0 | 0 | 0 | 0 | 0 | 0 | 0 | 0 | 0 | 0 | 0 | 0 | 0 | 0 | 0 | 0
NEM | Solar PV | 0 | 0 | 0 | 0 | 0 | 0 | 0 | 0 | 0 | 0 | 0 | 0 | 0 | 0 | 0 | 0 | 0 | 0 | 0 | 0 | 0 | 0 | 0 | 0 | 0 | 0 | 0 | 0 | 0 | 0
NEM | LS storage | 0 | 0 | 0 | 0 | 0 | 0 | 0 | 0 | 0 | 0 | 0 | 0 | 0 | 0 | 0 | 0 | 0 | 0 | 0 | 0 | 0 | 0 | 0 | 0 | 0 | 0 | 0 | 0 | 0 | 0
NEM | Pumped Hydro | 0 | 0 | 0 | 0 | 0 | 0 | 0 | 0 | 0 | 0 | 0 | 0 | 0 | 0 | 0 | 0 | 0 | 0 | 0 | 0 | 0 | 0 | 0 | 0 | 0 | 0 | 0 | 0 | 0 | 0
NEM | Pumped Hydro Pump | 0 | 0 | 0 | 0 | 0 | 0 | 0 | 0 | 0 | 0 | 0 | 0 | 0 | 0 | 0 | 0 | 0 | 0 | 0 | 0 | 0 | 0 | 0 | 0 | 0 | 0 | 0 | 0 | 0 | 0
Total |  | 3797188.0463 | 3605229.476 | 3409825.1548 | 3256419.182 | 3083345.4046 | 2923188.5359 | 2722393.9643 | 2726398.4563 | 2660589.9633 | 2378475.3475 | 2210383.9018 | 1814712.8825 | 1799488.377 | 1718985.6796 | 1511445.4165 | 1453103.5319 | 1383526.7268 | 1270434.5582 | 1275416.5781 | 1256747.8739 | 1314368.4891 | 1251822.4634 | 1162599.5366 | 1567800.9682 | 1411613.008 | 1365436.0428 | 1319311.2988 | 1447030.8528 | 1586787.3286 | 1449487.9606
Region | Technology | 2020-21 | 2021-22 | 2022-23 | 2023-24 | 2024-25 | 2025-26 | 2026-27 | 2027-28 | 2028-29 | 2029-30 | 2030-31 | 2031-32 | 2032-33 | 2033-34 | 2034-35 | 2035-36 | 2036-37 | 2037-38 | 2038-39 | 2039-40 | 2040-41 | 2041-42 | 2042-43 | 2043-44 | 2044-45 | 2045-46 | 2046-47 | 2047-48 | 2048-49 | 2049-50
NSW1 | Black Coal | 1654376.192 | 1571134.88 | 1359705.264 | 1317582.432 | 1304410.08 | 1261001.008 | 1239845.296 | 1260535.648 | 1258506.08 | 1015672.8 | 987913.312 | 535904.448 | 513596.896 | 486114.896 | 475648.8 | 151841.744 | 143342.32 | 135339.744 | 127729.432 | 120743.376 | 114070.576 | 107522.04 | 0 | 0 | 0 | 0 | 0 | 0 | 0 | 0
NSW1 | Brown Coal | 0 | 0 | 0 | 0 | 0 | 0 | 0 | 0 | 0 | 0 | 0 | 0 | 0 | 0 | 0 | 0 | 0 | 0 | 0 | 0 | 0 | 0 | 0 | 0 | 0 | 0 | 0 | 0 | 0 | 0
NSW1 | CCGT | 134195.2983 | 117124.0823 | 123710.4501 | 113810.7928 | 115095.9366 | 118024.8427 | 105757.9683 | 104096.0532 | 96134.6958 | 110354.6736 | 99610.9699 | 131285.0184 | 137619.9261 | 130509.4597 | 89270.8902 | 144392.0589 | 142752.9765 | 131911.6617 | 117079.1054 | 112586.0702 | 104768.6034 | 103875.3708 | 125472.325 | 432240.613 | 390950.432 | 366685.952 | 341018.848 | 320401.696 | 312777.088 | 280990.016
NSW1 | Gas - Steam | 0 | 0 | 0 | 0 | 0 | 0 | 0 | 0 | 0 | 0 | 0 | 0 | 0 | 0 | 0 | 0 | 0 | 0 | 0 | 0 | 0 | 0 | 0 | 0 | 0 | 0 | 0 | 0 | 0 | 0
NSW1 | OCGT / Diesel | 0.74429 | 0.73957 | 884.8478 | 215.6283 | 333.2534 | 4542.0947 | 20.2689 | 126.6502 | 238.6698 | 3382.863 | 2908.4697 | 7552.723 | 4445.7756 | 10996.643 | 16748.6803 | 46594.5711 | 96861.754 | 99830.1942 | 124653.4831 | 52231.0549 | 67204.0509 | 80297.0294 | 91734.392 | 71748.749 | 48072.3688 | 66293.126 | 66453.89 | 45001.372 | 60446.584 | 66344.152
NSW1 | Hydro | 0 | 0 | 0 | 0 | 0 | 0 | 0 | 0 | 0 | 0 | 0 | 0 | 0 | 0 | 0 | 0 | 0 | 0 | 0 | 0 | 0 | 0 | 0 | 0 | 0 | 0 | 0 | 0 | 0 | 0
NSW1 | Wind | 0 | 0 | 0 | 0 | 0 | 0 | 0 | 0 | 0 | 0 | 0 | 0 | 0 | 0 | 0 | 0 | 0 | 0 | 0 | 0 | 0 | 0 | 0 | 0 | 0 | 0 | 0 | 0 | 0 | 0
NSW1 | Solar PV | 0 | 0 | 0 | 0 | 0 | 0 | 0 | 0 | 0 | 0 | 0 | 0 | 0 | 0 | 0 | 0 | 0 | 0 | 0 | 0 | 0 | 0 | 0 | 0 | 0 | 0 | 0 | 0 | 0 | 0
NSW1 | LS storage | 0 | 0 | 0 | 0 | 0 | 0 | 0 | 0 | 0 | 0 | 0 | 0 | 0 | 0 | 0 | 0 | 0 | 0 | 0 | 0 | 0 | 0 | 0 | 0 | 0 | 0 | 0 | 0 | 0 | 0
NSW1 | Pumped Hydro | 0 | 0 | 0 | 0 | 0 | 0 | 0 | 0 | 0 | 0 | 0 | 0 | 0 | 0 | 0 | 0 | 0 | 0 | 0 | 0 | 0 | 0 | 0 | 0 | 0 | 0 | 0 | 0 | 0 | 0
NSW1 | Pumped Hydro Pump | 0 | 0 | 0 | 0 | 0 | 0 | 0 | 0 | 0 | 0 | 0 | 0 | 0 | 0 | 0 | 0 | 0 | 0 | 0 | 0 | 0 | 0 | 0 | 0 | 0 | 0 | 0 | 0 | 0 | 0
Total |  | 1788572.2346 | 1688259.7018 | 1484300.5619 | 1431608.8531 | 1419839.27 | 1383567.9454 | 1345623.5332 | 1364758.3514 | 1354879.4456 | 1129410.3366 | 1090432.7516 | 674742.1894 | 655662.5978 | 627620.9987 | 581668.3705 | 342828.3739 | 382957.0505 | 367081.5999 | 369462.0206 | 285560.5012 | 286043.2303 | 291694.4402 | 217206.717 | 503989.362 | 439022.8008 | 432979.078 | 407472.738 | 365403.068 | 373223.672 | 347334.168
Region | Technology | 2020-21 | 2021-22 | 2022-23 | 2023-24 | 2024-25 | 2025-26 | 2026-27 | 2027-28 | 2028-29 | 2029-30 | 2030-31 | 2031-32 | 2032-33 | 2033-34 | 2034-35 | 2035-36 | 2036-37 | 2037-38 | 2038-39 | 2039-40 | 2040-41 | 2041-42 | 2042-43 | 2043-44 | 2044-45 | 2045-46 | 2046-47 | 2047-48 | 2048-49 | 2049-50
QLD1 | Black Coal | 1291700.88 | 1195817.396 | 1201996.468 | 1148451.34 | 1096823.856 | 1011665.924 | 905403.968 | 893576.272 | 852172.492 | 759186.36 | 714999.292 | 676350.66 | 665906.028 | 638817.236 | 601477.892 | 595608.728 | 479921.262 | 360995.916 | 309721.86 | 289312.744 | 278279.404 | 239423.202 | 223284.69 | 201284.528 | 161995.938 | 121817.67 | 90154.562 | 81901.208 | 80637.878 | 73886.189
QLD1 | Brown Coal | 0 | 0 | 0 | 0 | 0 | 0 | 0 | 0 | 0 | 0 | 0 | 0 | 0 | 0 | 0 | 0 | 0 | 0 | 0 | 0 | 0 | 0 | 0 | 0 | 0 | 0 | 0 | 0 | 0 | 0
QLD1 | CCGT | 204728.8989 | 187860.5767 | 190533.3878 | 182569.5494 | 175689.6121 | 173108.6016 | 166958.0844 | 161602.5748 | 154972.8658 | 165971.295 | 158724.1657 | 170162.4317 | 197664.249 | 169171.9982 | 131697.1194 | 161508.9356 | 155563.569 | 168140.5125 | 169492.1947 | 133815.1936 | 141018.1938 | 118984.501 | 105073.8586 | 110831.0635 | 108371.5525 | 39802.3169 | 113025.346 | 106554.266 | 102377.66 | 91262.116
QLD1 | Gas - Steam | 0 | 0 | 0 | 0 | 0 | 0 | 0 | 0 | 0 | 0 | 0 | 0 | 0 | 0 | 0 | 0 | 0 | 0 | 0 | 0 | 0 | 0 | 0 | 0 | 0 | 0 | 0 | 0 | 0 | 0
QLD1 | OCGT / Diesel | 16.0078 | 2.2095 | 2.5413 | 2.5447 | 6.3726 | 394.4731 | 1556.3838 | 660.6872 | 293.6572 | 2429.537 | 3239.1996 | 4596.8022 | 3453.0256 | 3846.3409 | 3442.3505 | 5422.1522 | 6253.1811 | 40005.8495 | 52601.3118 | 35650.0528 | 51351.9602 | 39329.9141 | 45759.8315 | 59229.1682 | 57311.764 | 141059.032 | 159464.672 | 126373.77 | 139123.176 | 87334.784
QLD1 | Hydro | 0 | 0 | 0 | 0 | 0 | 0 | 0 | 0 | 0 | 0 | 0 | 0 | 0 | 0 | 0 | 0 | 0 | 0 | 0 | 0 | 0 | 0 | 0 | 0 | 0 | 0 | 0 | 0 | 0 | 0
QLD1 | Wind | 0 | 0 | 0 | 0 | 0 | 0 | 0 | 0 | 0 | 0 | 0 | 0 | 0 | 0 | 0 | 0 | 0 | 0 | 0 | 0 | 0 | 0 | 0 | 0 | 0 | 0 | 0 | 0 | 0 | 0
QLD1 | Solar PV | 0 | 0 | 0 | 0 | 0 | 0 | 0 | 0 | 0 | 0 | 0 | 0 | 0 | 0 | 0 | 0 | 0 | 0 | 0 | 0 | 0 | 0 | 0 | 0 | 0 | 0 | 0 | 0 | 0 | 0
QLD1 | LS storage | 0 | 0 | 0 | 0 | 0 | 0 | 0 | 0 | 0 | 0 | 0 | 0 | 0 | 0 | 0 | 0 | 0 | 0 | 0 | 0 | 0 | 0 | 0 | 0 | 0 | 0 | 0 | 0 | 0 | 0
QLD1 | Pumped Hydro | 0 | 0 | 0 | 0 | 0 | 0 | 0 | 0 | 0 | 0 | 0 | 0 | 0 | 0 | 0 | 0 | 0 | 0 | 0 | 0 | 0 | 0 | 0 | 0 | 0 | 0 | 0 | 0 | 0 | 0
QLD1 | Pumped Hydro Pump | 0 | 0 | 0 | 0 | 0 | 0 | 0 | 0 | 0 | 0 | 0 | 0 | 0 | 0 | 0 | 0 | 0 | 0 | 0 | 0 | 0 | 0 | 0 | 0 | 0 | 0 | 0 | 0 | 0 | 0
Total |  | 1496445.7867 | 1383680.1821 | 1392532.3971 | 1331023.4341 | 1272519.8408 | 1185168.9987 | 1073918.4362 | 1055839.5341 | 1007439.015 | 927587.1921 | 876962.6574 | 851109.8939 | 867023.3026 | 811835.5752 | 736617.3619 | 762539.8159 | 641738.0121 | 569142.278 | 531815.3665 | 458777.9904 | 470649.558 | 397737.617 | 374118.3801 | 371344.7597 | 327679.2545 | 302679.0189 | 362644.58 | 314829.244 | 322138.714 | 252483.089
Region | Technology | 2020-21 | 2021-22 | 2022-23 | 2023-24 | 2024-25 | 2025-26 | 2026-27 | 2027-28 | 2028-29 | 2029-30 | 2030-31 | 2031-32 | 2032-33 | 2033-34 | 2034-35 | 2035-36 | 2036-37 | 2037-38 | 2038-39 | 2039-40 | 2040-41 | 2041-42 | 2042-43 | 2043-44 | 2044-45 | 2045-46 | 2046-47 | 2047-48 | 2048-49 | 2049-50
VIC1 | Black Coal | 0 | 0 | 0 | 0 | 0 | 0 | 0 | 0 | 0 | 0 | 0 | 0 | 0 | 0 | 0 | 0 | 0 | 0 | 0 | 0 | 0 | 0 | 0 | 0 | 0 | 0 | 0 | 0 | 0 | 0
VIC1 | Brown Coal | 387051.114 | 368451.482 | 322294.052 | 321916.452 | 318711.76 | 301153.204 | 271810.966 | 271709.854 | 242857.644 | 212078.296 | 196862.16 | 163927.486 | 142459.344 | 131011.952 | 128120.736 | 117908.384 | 107261.212 | 107064.868 | 94176.96 | 86046.43 | 91675.266 | 85584.248 | 80069.256 | 76622.33 | 74130.7 | 66731.134 | 63836.656 | 38824.328 | 0 | 0
VIC1 | CCGT | 0.34648 | 0.36894 | 0.64865 | 0.63567 | 0.60489 | 0.57007 | 0.56421 | 0.56291 | 0.56157 | 0.57185 | 0.53473 | 0.81859 | 0.79431 | 0.80805 | 0.71513 | 2.9085 | 5.8885 | 47014.348 | 111040.648 | 315502.016 | 314766.4 | 303252.96 | 344291.36 | 500712.544 | 471729.888 | 444483.616 | 405145.504 | 671822.72 | 816825.792 | 756000.704
VIC1 | Gas - Steam | 1435.2595 | 4629.7785 | 7303.9995 | 4394.445 | 2418.6525 | 2622.1748 | 2914.471 | 0.65744 | 0.96223 | 1.5043 | 0.81986 | 2.6255 | 1.9132 | 2.8974 | 1.5508 | 11.8046 | 12.7404 | 11.465 | 9.6358 | 0 | 0 | 0 | 0 | 0 | 0 | 0 | 0 | 0 | 0 | 0
VIC1 | OCGT / Diesel | 3230.1819 | 4253.3305 | 13613.1794 | 4645.323 | 4220.7858 | 6188.6965 | 6564.6222 | 3626.9307 | 6383.5748 | 15106.8026 | 6201.736 | 23070.8981 | 13009.0376 | 25634.9755 | 17709.8623 | 100335.1635 | 117281.8545 | 128999.7201 | 121935.4006 | 60230.0471 | 90453.4661 | 101553.0088 | 83894.186 | 64324.3406 | 67489.6426 | 80777.1096 | 35364.4862 | 20872.5706 | 28722.6619 | 36945.6042
VIC1 | Hydro | 0 | 0 | 0 | 0 | 0 | 0 | 0 | 0 | 0 | 0 | 0 | 0 | 0 | 0 | 0 | 0 | 0 | 0 | 0 | 0 | 0 | 0 | 0 | 0 | 0 | 0 | 0 | 0 | 0 | 0
VIC1 | Wind | 0 | 0 | 0 | 0 | 0 | 0 | 0 | 0 | 0 | 0 | 0 | 0 | 0 | 0 | 0 | 0 | 0 | 0 | 0 | 0 | 0 | 0 | 0 | 0 | 0 | 0 | 0 | 0 | 0 | 0
VIC1 | Solar PV | 0 | 0 | 0 | 0 | 0 | 0 | 0 | 0 | 0 | 0 | 0 | 0 | 0 | 0 | 0 | 0 | 0 | 0 | 0 | 0 | 0 | 0 | 0 | 0 | 0 | 0 | 0 | 0 | 0 | 0
VIC1 | LS storage | 0 | 0 | 0 | 0 | 0 | 0 | 0 | 0 | 0 | 0 | 0 | 0 | 0 | 0 | 0 | 0 | 0 | 0 | 0 | 0 | 0 | 0 | 0 | 0 | 0 | 0 | 0 | 0 | 0 | 0
VIC1 | Pumped Hydro | 0 | 0 | 0 | 0 | 0 | 0 | 0 | 0 | 0 | 0 | 0 | 0 | 0 | 0 | 0 | 0 | 0 | 0 | 0 | 0 | 0 | 0 | 0 | 0 | 0 | 0 | 0 | 0 | 0 | 0
VIC1 | Pumped Hydro Pump | 0 | 0 | 0 | 0 | 0 | 0 | 0 | 0 | 0 | 0 | 0 | 0 | 0 | 0 | 0 | 0 | 0 | 0 | 0 | 0 | 0 | 0 | 0 | 0 | 0 | 0 | 0 | 0 | 0 | 0
Total |  | 391716.9019 | 377334.9599 | 343211.8795 | 330956.8556 | 325351.8032 | 309964.6454 | 281290.6234 | 275338.005 | 249242.7426 | 227187.1747 | 203065.2506 | 187001.8282 | 155471.0892 | 156650.633 | 145832.8642 | 218258.2606 | 224561.6954 | 283090.401 | 327162.6445 | 461778.4931 | 496895.1321 | 490390.2168 | 508254.802 | 641659.2146 | 613350.2306 | 591991.8596 | 504346.6462 | 731519.6186 | 845548.4539 | 792946.3082
Region | Technology | 2020-21 | 2021-22 | 2022-23 | 2023-24 | 2024-25 | 2025-26 | 2026-27 | 2027-28 | 2028-29 | 2029-30 | 2030-31 | 2031-32 | 2032-33 | 2033-34 | 2034-35 | 2035-36 | 2036-37 | 2037-38 | 2038-39 | 2039-40 | 2040-41 | 2041-42 | 2042-43 | 2043-44 | 2044-45 | 2045-46 | 2046-47 | 2047-48 | 2048-49 | 2049-50
SA1 | Black Coal | 0 | 0 | 0 | 0 | 0 | 0 | 0 | 0 | 0 | 0 | 0 | 0 | 0 | 0 | 0 | 0 | 0 | 0 | 0 | 0 | 0 | 0 | 0 | 0 | 0 | 0 | 0 | 0 | 0 | 0
SA1 | Brown Coal | 0 | 0 | 0 | 0 | 0 | 0 | 0 | 0 | 0 | 0 | 0 | 0 | 0 | 0 | 0 | 0 | 0 | 0 | 0 | 0 | 0 | 0 | 0 | 0 | 0 | 0 | 0 | 0 | 0 | 0
SA1 | CCGT | 103095.0557 | 131582.9126 | 155847.7217 | 124229.767 | 58284.7614 | 35133.4478 | 15964.5689 | 26746.4781 | 44445.3223 | 83553.1257 | 33830.148 | 81790.4052 | 97123.6043 | 89843.6561 | 36881.4026 | 89670.3597 | 94280.1939 | 1.4462 | 1.4318 | 2.0974 | 2.0468 | 2.2739 | 2.1075 | 2.0192 | 1.896 | 1.798 | 1.6833 | 2.0477 | 1.9799 | 2.2109
SA1 | Gas - Steam | 9616.528 | 12758.5423 | 18147.2872 | 20235.9089 | 0 | 0 | 0 | 0 | 0 | 0 | 0 | 0 | 0 | 0 | 0 | 0 | 0 | 0 | 0 | 0 | 0 | 0 | 0 | 0 | 0 | 0 | 0 | 0 | 0 | 0
SA1 | OCGT / Diesel | 7740.0339 | 11611.5763 | 15783.7587 | 18220.3705 | 6982.4498 | 9352.2532 | 5595.4843 | 3714.7576 | 4582.0511 | 10736.1307 | 6091.7518 | 20067.1089 | 24206.3565 | 33033.5262 | 10443.9961 | 39805.265 | 39988.1498 | 51117.1938 | 46819.2167 | 49987.5974 | 60028.194 | 71996.7507 | 63016.3051 | 50804.3344 | 31554.707 | 37556.4955 | 44540.5898 | 34700.6209 | 45119.87 | 56721.3396
SA1 | Hydro | 0 | 0 | 0 | 0 | 0 | 0 | 0 | 0 | 0 | 0 | 0 | 0 | 0 | 0 | 0 | 0 | 0 | 0 | 0 | 0 | 0 | 0 | 0 | 0 | 0 | 0 | 0 | 0 | 0 | 0
SA1 | Wind | 0 | 0 | 0 | 0 | 0 | 0 | 0 | 0 | 0 | 0 | 0 | 0 | 0 | 0 | 0 | 0 | 0 | 0 | 0 | 0 | 0 | 0 | 0 | 0 | 0 | 0 | 0 | 0 | 0 | 0
SA1 | Solar PV | 0 | 0 | 0 | 0 | 0 | 0 | 0 | 0 | 0 | 0 | 0 | 0 | 0 | 0 | 0 | 0 | 0 | 0 | 0 | 0 | 0 | 0 | 0 | 0 | 0 | 0 | 0 | 0 | 0 | 0
SA1 | LS storage | 0 | 0 | 0 | 0 | 0 | 0 | 0 | 0 | 0 | 0 | 0 | 0 | 0 | 0 | 0 | 0 | 0 | 0 | 0 | 0 | 0 | 0 | 0 | 0 | 0 | 0 | 0 | 0 | 0 | 0
SA1 | Pumped Hydro | 0 | 0 | 0 | 0 | 0 | 0 | 0 | 0 | 0 | 0 | 0 | 0 | 0 | 0 | 0 | 0 | 0 | 0 | 0 | 0 | 0 | 0 | 0 | 0 | 0 | 0 | 0 | 0 | 0 | 0
SA1 | Pumped Hydro Pump | 0 | 0 | 0 | 0 | 0 | 0 | 0 | 0 | 0 | 0 | 0 | 0 | 0 | 0 | 0 | 0 | 0 | 0 | 0 | 0 | 0 | 0 | 0 | 0 | 0 | 0 | 0 | 0 | 0 | 0
Total |  | 120451.6175 | 155953.0311 | 189778.7676 | 162686.0464 | 65267.2112 | 44485.7011 | 21560.0532 | 30461.2356 | 49027.3734 | 94289.2564 | 39921.8998 | 101857.5141 | 121329.9608 | 122877.1823 | 47325.3987 | 129475.6247 | 134268.3437 | 51118.64 | 46820.6485 | 49989.6948 | 60030.2408 | 71999.0246 | 63018.4127 | 50806.3536 | 31556.6029 | 37558.2934 | 44542.2731 | 34702.6686 | 45121.8499 | 56723.5505
Region | Technology | 2020-21 | 2021-22 | 2022-23 | 2023-24 | 2024-25 | 2025-26 | 2026-27 | 2027-28 | 2028-29 | 2029-30 | 2030-31 | 2031-32 | 2032-33 | 2033-34 | 2034-35 | 2035-36 | 2036-37 | 2037-38 | 2038-39 | 2039-40 | 2040-41 | 2041-42 | 2042-43 | 2043-44 | 2044-45 | 2045-46 | 2046-47 | 2047-48 | 2048-49 | 2049-50
TAS1 | Black Coal | 0 | 0 | 0 | 0 | 0 | 0 | 0 | 0 | 0 | 0 | 0 | 0 | 0 | 0 | 0 | 0 | 0 | 0 | 0 | 0 | 0 | 0 | 0 | 0 | 0 | 0 | 0 | 0 | 0 | 0
TAS1 | Brown Coal | 0 | 0 | 0 | 0 | 0 | 0 | 0 | 0 | 0 | 0 | 0 | 0 | 0 | 0 | 0 | 0 | 0 | 0 | 0 | 0 | 0 | 0 | 0 | 0 | 0 | 0 | 0 | 0 | 0 | 0
TAS1 | CCGT | 0.78498 | 0.84953 | 0.82806 | 143.1761 | 366.4654 | 0.62077 | 0.65997 | 0.65969 | 0.68716 | 0.70178 | 0.67741 | 0.74065 | 0.726 | 0.64965 | 0.72956 | 0.74116 | 0.85683 | 0.89845 | 155.1666 | 640.3726 | 749.7485 | 0.70438 | 0.75112 | 0.78053 | 3.5887 | 227.2535 | 304.5387 | 575.6745 | 754.0701 | 0.51181
TAS1 | Gas - Steam | 0 | 0 | 0 | 0 | 0 | 0 | 0 | 0 | 0 | 0 | 0 | 0 | 0 | 0 | 0 | 0 | 0 | 0 | 0 | 0 | 0 | 0 | 0 | 0 | 0 | 0 | 0 | 0 | 0 | 0
TAS1 | OCGT / Diesel | 0.7206 | 0.75149 | 0.7206 | 0.81673 | 0.81405 | 0.62455 | 0.65845 | 0.67049 | 0.69949 | 0.68594 | 0.66511 | 0.7162 | 0.70064 | 0.64084 | 0.69173 | 0.71563 | 0.76827 | 0.74085 | 0.73148 | 0.82182 | 0.57943 | 0.46034 | 0.4737 | 0.49775 | 0.53041 | 0.53932 | 0.52274 | 0.57907 | 0.56868 | 0.33311
TAS1 | Hydro | 0 | 0 | 0 | 0 | 0 | 0 | 0 | 0 | 0 | 0 | 0 | 0 | 0 | 0 | 0 | 0 | 0 | 0 | 0 | 0 | 0 | 0 | 0 | 0 | 0 | 0 | 0 | 0 | 0 | 0
TAS1 | Wind | 0 | 0 | 0 | 0 | 0 | 0 | 0 | 0 | 0 | 0 | 0 | 0 | 0 | 0 | 0 | 0 | 0 | 0 | 0 | 0 | 0 | 0 | 0 | 0 | 0 | 0 | 0 | 0 | 0 | 0
TAS1 | Solar PV | 0 | 0 | 0 | 0 | 0 | 0 | 0 | 0 | 0 | 0 | 0 | 0 | 0 | 0 | 0 | 0 | 0 | 0 | 0 | 0 | 0 | 0 | 0 | 0 | 0 | 0 | 0 | 0 | 0 | 0
TAS1 | LS storage | 0 | 0 | 0 | 0 | 0 | 0 | 0 | 0 | 0 | 0 | 0 | 0 | 0 | 0 | 0 | 0 | 0 | 0 | 0 | 0 | 0 | 0 | 0 | 0 | 0 | 0 | 0 | 0 | 0 | 0
TAS1 | Pumped Hydro | 0 | 0 | 0 | 0 | 0 | 0 | 0 | 0 | 0 | 0 | 0 | 0 | 0 | 0 | 0 | 0 | 0 | 0 | 0 | 0 | 0 | 0 | 0 | 0 | 0 | 0 | 0 | 0 | 0 | 0
TAS1 | Pumped Hydro Pump | 0 | 0 | 0 | 0 | 0 | 0 | 0 | 0 | 0 | 0 | 0 | 0 | 0 | 0 | 0 | 0 | 0 | 0 | 0 | 0 | 0 | 0 | 0 | 0 | 0 | 0 | 0 | 0 | 0 | 0
Total |  | 1.5056 | 1.601 | 1.5487 | 143.9928 | 367.2795 | 1.2453 | 1.3184 | 1.3302 | 1.3866 | 1.3877 | 1.3425 | 1.4568 | 1.4266 | 1.2905 | 1.4213 | 1.4568 | 1.6251 | 1.6393 | 155.8981 | 641.1944 | 750.3279 | 1.1647 | 1.2248 | 1.2783 | 4.1191 | 227.7929 | 305.0615 | 576.2536 | 754.6388 | 0.84492

## StatusQuo_BaseCase_Build Cost
New generation build cost (CAPEX) by technology ($000s) - Base Case, Status Quo Scenario
Real June 2019 dollars discounted to June 2025. The total capital costs are annualised for modelling purposes and presented here on an annualised basis.
Region | Technology | 2020-21 | 2021-22 | 2022-23 | 2023-24 | 2024-25 | 2025-26 | 2026-27 | 2027-28 | 2028-29 | 2029-30 | 2030-31 | 2031-32 | 2032-33 | 2033-34 | 2034-35 | 2035-36 | 2036-37 | 2037-38 | 2038-39 | 2039-40 | 2040-41 | 2041-42 | 2042-43 | 2043-44 | 2044-45 | 2045-46 | 2046-47 | 2047-48 | 2048-49 | 2049-50
NEM | Black Coal | 0 | 0 | 0 | 0 | 0 | 0 | 0 | 0 | 0 | 0 | 0 | 0 | 0 | 0 | 0 | 0 | 0 | 0 | 0 | 0 | 0 | 0 | 0 | 0 | 0 | 0 | 0 | 0 | 0 | 0
NEM | Brown Coal | 0 | 0 | 0 | 0 | 0 | 0 | 0 | 0 | 0 | 0 | 0 | 0 | 0 | 0 | 0 | 0 | 0 | 0 | 0 | 0 | 0 | 0 | 0 | 0 | 0 | 0 | 0 | 0 | 0 | 0
NEM | CCGT | 0.49302 | 0.52918 | 0.64695 | 0.63549 | 0.61593 | 0.58271 | 0.55164 | 0.52451 | 0.49694 | 0.47692 | 0.45306 | 0.58796 | 0.56771 | 0.56337 | 0.54085 | 1.0959 | 1.6494 | 8165.9423 | 19645.9876 | 56924.372 | 53601.9362 | 53520.2606 | 66986.2024 | 157284.0649 | 148103.9421 | 140161.0154 | 148554.0399 | 191270.7259 | 205661.3326 | 196499.2222
NEM | Gas - Steam | 0 | 0 | 0 | 0 | 0 | 0 | 0 | 0 | 0 | 0 | 0 | 0 | 0 | 0 | 0 | 0 | 0 | 0 | 0 | 0 | 0 | 0 | 0 | 0 | 0 | 0 | 0 | 0 | 0 | 0
NEM | OCGT / Diesel | 0.32787 | 0.34553 | 0.68552 | 0.7141 | 0.69975 | 0.79527 | 0.77985 | 0.74931 | 0.71546 | 0.68976 | 0.68826 | 0.77225 | 0.73526 | 0.73476 | 0.706 | 0.68195 | 0.66005 | 0.83978 | 230.3942 | 67505.4165 | 63568.8394 | 62451.1949 | 84782.6998 | 80272.262 | 75587.0277 | 92613.2287 | 103117.8795 | 118042.4907 | 111152.7205 | 114559.1838
NEM | Hydro | 0 | 0 | 0 | 0 | 0 | 0 | 0 | 0 | 0 | 0 | 0 | 0 | 0 | 0 | 0 | 0 | 0 | 0 | 0 | 0 | 0 | 0 | 0 | 0 | 0 | 0 | 0 | 0 | 0 | 0
NEM | Wind | 2258.7863 | 2134.8383 | 101678.6297 | 200578.3 | 273408.6097 | 291040.5841 | 334233.8479 | 502345.5674 | 486257.8228 | 635626.3606 | 628321.8145 | 1023584.7835 | 1063434.9158 | 1053640.8781 | 998734.1044 | 1261850.349 | 1346595.1789 | 1378803.0757 | 1356996.7322 | 1393423.5727 | 1327329.7104 | 1269353.0609 | 1216722.4674 | 1185230.5248 | 1202789.2461 | 1155286.3777 | 1098679.1801 | 1077548.1253 | 1091697.6612 | 1030879.9783
NEM | Solar PV | 2.8575 | 3.6349 | 53630.3123 | 97513.8524 | 96876.8016 | 91479.5498 | 113394.1462 | 118605.7806 | 190560.587 | 290586.2806 | 330102.7417 | 428612.0964 | 428826.9641 | 404935.7655 | 382375.6081 | 579437.9388 | 550130.5928 | 519481.2811 | 490540.2167 | 465079.3076 | 449614.033 | 427633.0666 | 403808.3851 | 392404.4439 | 372205.6636 | 351469.2958 | 339926.4561 | 326069.3941 | 329789.2444 | 316864.315
NEM | LS storage | 1.6472 | 1.7496 | 1.998 | 1.9841 | 1.9737 | 2.4667 | 2.6946 | 2.6699 | 2.5156 | 3.4492 | 3.8754 | 6.189 | 5.8693 | 6.0246 | 5.7228 | 4.8584 | 4.5213 | 5.1948 | 10.6748 | 12020.6237 | 11318.8328 | 14702.393 | 13883.2761 | 13144.7156 | 12377.1059 | 11687.3375 | 11035.1784 | 20876.1136 | 19657.4472 | 18825.9663
NEM | Pumped Hydro | 0 | 0 | 0 | 3.3757 | 3.225 | 3.7613 | 4.6459 | 4.4327 | 4.3945 | 12199.8561 | 25393.5998 | 222861.4725 | 209853.7708 | 248755.6153 | 234896.9176 | 382773.7466 | 360432.6498 | 387014.4168 | 366736.103 | 347226.093 | 326959.5822 | 308743.7045 | 291542.9478 | 276032.8084 | 259921.8139 | 245440.984 | 231766.7463 | 219436.7093 | 206628.8684 | 195116.9677
NEM | Pumped Hydro Pump | 0 | 0 | 0 | 0 | 0 | 0 | 0 | 0 | 0 | 0 | 0 | 0 | 0 | 0 | 0 | 0 | 0 | 0 | 0 | 0 | 0 | 0 | 0 | 0 | 0 | 0 | 0 | 0 | 0 | 0
Total |  | 2264.1119 | 2141.0976 | 155312.2725 | 298098.8618 | 370291.9257 | 382527.7399 | 447636.6661 | 620959.7243 | 676826.5324 | 938417.1132 | 983823.1727 | 1675065.9015 | 1702122.823 | 1707339.5816 | 1616013.5998 | 2224068.6706 | 2257165.2522 | 2293470.7505 | 2234160.1084 | 2342179.3855 | 2232392.934 | 2136403.6804 | 2077725.9786 | 2104368.8196 | 2070984.7993 | 1996658.2391 | 1933079.4802 | 1953243.559 | 1964587.2743 | 1872745.6334
Region | Technology | 2020-21 | 2021-22 | 2022-23 | 2023-24 | 2024-25 | 2025-26 | 2026-27 | 2027-28 | 2028-29 | 2029-30 | 2030-31 | 2031-32 | 2032-33 | 2033-34 | 2034-35 | 2035-36 | 2036-37 | 2037-38 | 2038-39 | 2039-40 | 2040-41 | 2041-42 | 2042-43 | 2043-44 | 2044-45 | 2045-46 | 2046-47 | 2047-48 | 2048-49 | 2049-50
NSW1 | Black Coal | 0 | 0 | 0 | 0 | 0 | 0 | 0 | 0 | 0 | 0 | 0 | 0 | 0 | 0 | 0 | 0 | 0 | 0 | 0 | 0 | 0 | 0 | 0 | 0 | 0 | 0 | 0 | 0 | 0 | 0
NSW1 | Brown Coal | 0 | 0 | 0 | 0 | 0 | 0 | 0 | 0 | 0 | 0 | 0 | 0 | 0 | 0 | 0 | 0 | 0 | 0 | 0 | 0 | 0 | 0 | 0 | 0 | 0 | 0 | 0 | 0 | 0 | 0
NSW1 | CCGT | 0.069539 | 0.072785 | 0.094907 | 0.094135 | 0.1047 | 0.099458 | 0.093917 | 0.088957 | 0.083765 | 0.079397 | 0.075007 | 0.10733 | 0.10193 | 0.097479 | 0.092078 | 0.23516 | 0.29338 | 0.33621 | 0.31783 | 0.96814 | 0.91277 | 0.90894 | 5112.9115 | 70205.9379 | 66108.2372 | 62425.1532 | 58947.2646 | 55811.2584 | 52553.729 | 49625.8079
NSW1 | Gas - Steam | 0 | 0 | 0 | 0 | 0 | 0 | 0 | 0 | 0 | 0 | 0 | 0 | 0 | 0 | 0 | 0 | 0 | 0 | 0 | 0 | 0 | 0 | 0 | 0 | 0 | 0 | 0 | 0 | 0 | 0
NSW1 | OCGT / Diesel | 0.061124 | 0.064129 | 0.076488 | 0.077529 | 0.083198 | 0.20174 | 0.19069 | 0.18071 | 0.17031 | 0.16107 | 0.15281 | 0.16535 | 0.15626 | 0.15091 | 0.14374 | 0.13775 | 0.13278 | 0.15343 | 0.15136 | 1.4805 | 1.3952 | 1.4084 | 15837.2047 | 14994.6669 | 14119.475 | 13332.8381 | 12590.0271 | 17032.2923 | 16038.1706 | 15144.6392
NSW1 | Hydro | 0 | 0 | 0 | 0 | 0 | 0 | 0 | 0 | 0 | 0 | 0 | 0 | 0 | 0 | 0 | 0 | 0 | 0 | 0 | 0 | 0 | 0 | 0 | 0 | 0 | 0 | 0 | 0 | 0 | 0
NSW1 | Wind | 3.1944 | 3.5956 | 11.1621 | 67230.2506 | 147833.9618 | 139598.6266 | 131821.1797 | 124808.3933 | 117523.9846 | 126945.4237 | 119872.9452 | 510466.7541 | 509102.4948 | 514681.2669 | 486006.8813 | 512575.0693 | 528407.4263 | 533329.0635 | 537377.6826 | 588760.5571 | 554396.4317 | 523515.4888 | 494348.9083 | 468053.9479 | 496792.3579 | 469114.6396 | 450734.8789 | 448977.4802 | 431147.4338 | 407127.0604
NSW1 | Solar PV | 0.52123 | 0.68371 | 34306.2827 | 32482.4859 | 30587.5693 | 28883.4569 | 27274.2773 | 25823.34 | 42766.1091 | 134524.971 | 127031.0583 | 205835.5925 | 219053.1206 | 206849.0324 | 195324.8658 | 402338.306 | 378855.1593 | 357748.0309 | 337816.8387 | 319844.9154 | 312856.3927 | 298494.4152 | 281864.4243 | 276947.9069 | 261584.3334 | 247010.7924 | 233249.1348 | 220840.2929 | 221534.2976 | 209191.9734
NSW1 | LS storage | 0.29495 | 0.30593 | 0.29272 | 0.27873 | 0.29984 | 0.63879 | 0.60453 | 0.5726 | 0.53941 | 0.61639 | 0.68633 | 1.2786 | 1.2044 | 1.1929 | 1.128 | 0.94329 | 0.8777 | 0.88196 | 0.83239 | 1.5657 | 1.3275 | 2.2153 | 2.0955 | 1.9841 | 1.824 | 1.6785 | 1.3203 | 1.4664 | 1.3582 | 3.2821
NSW1 | Pumped Hydro | 0 | 0 | 0 | 0.35033 | 0.35396 | 0.92539 | 0.87385 | 0.82739 | 0.77936 | 0.73604 | 0.80939 | 74062.9824 | 69740.1563 | 81072.612 | 76555.8192 | 213652.8374 | 201182.5835 | 189974.6245 | 179390.5804 | 169846.9898 | 159933.5471 | 151023.1797 | 142609.2358 | 135022.3958 | 127141.5567 | 120058.1272 | 113369.3363 | 107338.0649 | 101073.0745 | 95441.9967
NSW1 | Pumped Hydro Pump | 0 | 0 | 0 | 0 | 0 | 0 | 0 | 0 | 0 | 0 | 0 | 0 | 0 | 0 | 0 | 0 | 0 | 0 | 0 | 0 | 0 | 0 | 0 | 0 | 0 | 0 | 0 | 0 | 0 | 0
Total |  | 4.1412 | 4.7222 | 34317.909 | 99713.5373 | 178422.3728 | 168483.9489 | 159097.22 | 150633.4029 | 160291.6666 | 261471.9876 | 246905.7271 | 790366.8803 | 797897.2343 | 802604.3526 | 757888.93 | 1128567.5289 | 1108446.473 | 1081053.0905 | 1054586.4033 | 1078456.4766 | 1027190.007 | 973037.6164 | 939774.7801 | 965226.8396 | 965747.7841 | 911943.2291 | 868891.962 | 850000.8552 | 822348.0636 | 776534.7596
Region | Technology | 2020-21 | 2021-22 | 2022-23 | 2023-24 | 2024-25 | 2025-26 | 2026-27 | 2027-28 | 2028-29 | 2029-30 | 2030-31 | 2031-32 | 2032-33 | 2033-34 | 2034-35 | 2035-36 | 2036-37 | 2037-38 | 2038-39 | 2039-40 | 2040-41 | 2041-42 | 2042-43 | 2043-44 | 2044-45 | 2045-46 | 2046-47 | 2047-48 | 2048-49 | 2049-50
QLD1 | Black Coal | 0 | 0 | 0 | 0 | 0 | 0 | 0 | 0 | 0 | 0 | 0 | 0 | 0 | 0 | 0 | 0 | 0 | 0 | 0 | 0 | 0 | 0 | 0 | 0 | 0 | 0 | 0 | 0 | 0 | 0
QLD1 | Brown Coal | 0 | 0 | 0 | 0 | 0 | 0 | 0 | 0 | 0 | 0 | 0 | 0 | 0 | 0 | 0 | 0 | 0 | 0 | 0 | 0 | 0 | 0 | 0 | 0 | 0 | 0 | 0 | 0 | 0 | 0
QLD1 | CCGT | 0.090734 | 0.099307 | 0.1183 | 0.11794 | 0.11139 | 0.10524 | 0.099441 | 0.094787 | 0.089382 | 0.084549 | 0.081096 | 0.093586 | 0.098108 | 0.09287 | 0.087772 | 0.10565 | 0.099548 | 0.10852 | 0.20807 | 0.21251 | 0.25953 | 0.24514 | 0.23152 | 0.21981 | 0.25378 | 308.6147 | 16493.2264 | 15615.785 | 14704.3405 | 13885.1186
QLD1 | Gas - Steam | 0 | 0 | 0 | 0 | 0 | 0 | 0 | 0 | 0 | 0 | 0 | 0 | 0 | 0 | 0 | 0 | 0 | 0 | 0 | 0 | 0 | 0 | 0 | 0 | 0 | 0 | 0 | 0 | 0 | 0
QLD1 | OCGT / Diesel | 0.06513 | 0.068385 | 0.074208 | 0.07762 | 0.081352 | 0.082033 | 0.084284 | 0.08452 | 0.084137 | 0.086705 | 0.10604 | 0.11739 | 0.11192 | 0.12857 | 0.12284 | 0.11868 | 0.11348 | 0.11269 | 228.6577 | 29583.4881 | 27860.2866 | 26308.1323 | 24842.4301 | 23520.8103 | 22147.9766 | 42151.4183 | 55467.4392 | 63430.0166 | 59727.803 | 62622.447
QLD1 | Hydro | 0 | 0 | 0 | 0 | 0 | 0 | 0 | 0 | 0 | 0 | 0 | 0 | 0 | 0 | 0 | 0 | 0 | 0 | 0 | 0 | 0 | 0 | 0 | 0 | 0 | 0 | 0 | 0 | 0 | 0
QLD1 | Wind | 3.0408 | 3.4926 | 99654.0435 | 108866.4793 | 102521.2567 | 129672.9199 | 181847.8668 | 302579.6232 | 284921.3103 | 320289.3615 | 302445.1019 | 286354.965 | 269641.3518 | 254618.9351 | 240433.3746 | 259107.2903 | 328073.491 | 370886.841 | 370196.2706 | 379147.4389 | 372253.3953 | 366412.088 | 364086.9545 | 352942.6771 | 359320.711 | 351362.0125 | 331787.5138 | 329232.9314 | 327667.4395 | 309415.9423
QLD1 | Solar PV | 0.57082 | 0.69056 | 2.1801 | 2809.436 | 7698.9485 | 7270.0435 | 6865.4282 | 17744.2949 | 66303.448 | 62610.0717 | 59121.8846 | 55976.5924 | 52709.4176 | 49772.8244 | 46999.8361 | 44499.4433 | 41902.1567 | 39567.6856 | 37363.9962 | 35376.2517 | 33311.4617 | 31455.5847 | 29703.1034 | 28122.9063 | 26481.4718 | 25006.3168 | 31651.6288 | 34194.7623 | 35678.7061 | 33690.9413
QLD1 | LS storage | 0.32243 | 0.34848 | 0.33287 | 0.31604 | 0.33136 | 0.40792 | 0.40024 | 0.46847 | 0.44155 | 0.73855 | 0.87483 | 0.88355 | 0.83212 | 1.0383 | 0.98056 | 0.79232 | 0.73276 | 0.69076 | 3.8906 | 12013.3216 | 11312.1076 | 14693.2251 | 13874.5878 | 13136.457 | 12369.5868 | 11680.3663 | 11029.5959 | 20870.4285 | 19652.1808 | 18557.3003
QLD1 | Pumped Hydro | 0 | 0 | 0 | 0.34609 | 0.34687 | 0.42112 | 0.44642 | 0.43382 | 0.59107 | 3.0325 | 3.9647 | 28834.2524 | 27151.2867 | 54071.303 | 51058.8328 | 67545.9445 | 63603.5066 | 96993.0876 | 92872.6986 | 87931.8531 | 82799.5437 | 78186.5381 | 73830.5365 | 69902.7371 | 65822.7311 | 62155.5537 | 58692.6854 | 55570.2228 | 52326.7611 | 49411.4836
QLD1 | Pumped Hydro Pump | 0 | 0 | 0 | 0 | 0 | 0 | 0 | 0 | 0 | 0 | 0 | 0 | 0 | 0 | 0 | 0 | 0 | 0 | 0 | 0 | 0 | 0 | 0 | 0 | 0 | 0 | 0 | 0 | 0 | 0
Total |  | 4.0899 | 4.6994 | 99656.749 | 111676.7731 | 110221.0762 | 136943.9797 | 188714.3255 | 320324.9997 | 351225.9645 | 382903.3755 | 361572.0132 | 371166.9044 | 349503.0983 | 358464.3222 | 338493.2346 | 371153.6947 | 433580.1 | 507448.5262 | 500665.7218 | 544052.566 | 527537.0544 | 517055.8134 | 506337.8437 | 487625.8076 | 486142.731 | 492664.2823 | 505122.0895 | 518914.1467 | 509757.2309 | 487583.233
Region | Technology | 2020-21 | 2021-22 | 2022-23 | 2023-24 | 2024-25 | 2025-26 | 2026-27 | 2027-28 | 2028-29 | 2029-30 | 2030-31 | 2031-32 | 2032-33 | 2033-34 | 2034-35 | 2035-36 | 2036-37 | 2037-38 | 2038-39 | 2039-40 | 2040-41 | 2041-42 | 2042-43 | 2043-44 | 2044-45 | 2045-46 | 2046-47 | 2047-48 | 2048-49 | 2049-50
VIC1 | Black Coal | 0 | 0 | 0 | 0 | 0 | 0 | 0 | 0 | 0 | 0 | 0 | 0 | 0 | 0 | 0 | 0 | 0 | 0 | 0 | 0 | 0 | 0 | 0 | 0 | 0 | 0 | 0 | 0 | 0 | 0
VIC1 | Brown Coal | 0 | 0 | 0 | 0 | 0 | 0 | 0 | 0 | 0 | 0 | 0 | 0 | 0 | 0 | 0 | 0 | 0 | 0 | 0 | 0 | 0 | 0 | 0 | 0 | 0 | 0 | 0 | 0 | 0 | 0
VIC1 | CCGT | 0.083531 | 0.093752 | 0.16108 | 0.15268 | 0.14403 | 0.13611 | 0.12881 | 0.12219 | 0.11544 | 0.11124 | 0.1051 | 0.15182 | 0.14322 | 0.14822 | 0.14 | 0.51414 | 1.0106 | 8165.1649 | 19645.1312 | 56922.7324 | 53600.3304 | 53518.6325 | 61872.611 | 87077.4749 | 81995.0324 | 77426.8484 | 73113.1716 | 119843.2446 | 138402.8501 | 132987.8405
VIC1 | Gas - Steam | 0 | 0 | 0 | 0 | 0 | 0 | 0 | 0 | 0 | 0 | 0 | 0 | 0 | 0 | 0 | 0 | 0 | 0 | 0 | 0 | 0 | 0 | 0 | 0 | 0 | 0 | 0 | 0 | 0 | 0
VIC1 | OCGT / Diesel | 0.063605 | 0.0701 | 0.35911 | 0.34056 | 0.32104 | 0.30347 | 0.28691 | 0.2718 | 0.25613 | 0.24218 | 0.22929 | 0.21881 | 0.20677 | 0.19757 | 0.18813 | 0.17987 | 0.17245 | 0.22913 | 0.77973 | 15991.686 | 15058.3021 | 14219.4153 | 15131.7309 | 14326.7237 | 13490.5175 | 12738.9216 | 12029.1993 | 15774.227 | 14853.5343 | 14026.0119
VIC1 | Hydro | 0 | 0 | 0 | 0 | 0 | 0 | 0 | 0 | 0 | 0 | 0 | 0 | 0 | 0 | 0 | 0 | 0 | 0 | 0 | 0 | 0 | 0 | 0 | 0 | 0 | 0 | 0 | 0 | 0 | 0
VIC1 | Wind | 1.9471 | 1.8953 | 2.9898 | 3.0572 | 3.3503 | 3.1651 | 3.7731 | 54202.4813 | 51608.4628 | 89106.3928 | 84142.4197 | 79666.9124 | 131947.7955 | 124599.196 | 117657.4103 | 222712.1249 | 225913.4076 | 213327.1132 | 202717.9612 | 191933.3355 | 180730.794 | 170661.7524 | 161153.6986 | 152580.3159 | 143674.7675 | 135670.2277 | 128111.6434 | 121296.082 | 165232.7315 | 156027.1324
VIC1 | Solar PV | 0.078053 | 0.1008 | 6293.2712 | 5958.4683 | 5610.7087 | 5298.1199 | 32013.6895 | 30310.5555 | 28541.4223 | 26951.2959 | 81154.5813 | 102128.3153 | 96167.4021 | 90809.6338 | 85750.3624 | 81188.4259 | 76449.709 | 72190.4712 | 68168.5281 | 64541.9487 | 60774.835 | 57388.8905 | 54191.5869 | 51308.5836 | 48313.8605 | 45622.1535 | 43080.4094 | 40788.5232 | 41202.0599 | 38906.5756
VIC1 | LS storage | 0.32966 | 0.35791 | 0.63104 | 0.59786 | 0.56439 | 0.53867 | 0.65703 | 0.62285 | 0.5866 | 0.81426 | 0.83223 | 1.6197 | 1.5253 | 1.5608 | 1.4761 | 1.2582 | 1.1657 | 1.6557 | 2.8921 | 2.7537 | 2.5941 | 3.2068 | 3.0341 | 2.8728 | 2.5955 | 2.4242 | 1.9387 | 1.841 | 1.6834 | 8.2058
VIC1 | Pumped Hydro | 0 | 0 | 0 | 1.4211 | 1.3382 | 1.2637 | 1.9701 | 1.8654 | 1.7565 | 12194.554 | 25386.6976 | 93316.9307 | 87870.3135 | 82974.8595 | 78352.0913 | 74183.745 | 69853.8699 | 65962.1603 | 62287.2149 | 58973.5226 | 55531.4207 | 52437.6023 | 49516.1495 | 46881.8804 | 44145.5302 | 41686.0531 | 39363.6007 | 37269.4492 | 35094.1469 | 33138.949
VIC1 | Pumped Hydro Pump | 0 | 0 | 0 | 0 | 0 | 0 | 0 | 0 | 0 | 0 | 0 | 0 | 0 | 0 | 0 | 0 | 0 | 0 | 0 | 0 | 0 | 0 | 0 | 0 | 0 | 0 | 0 | 0 | 0 | 0
Total |  | 2.5019 | 2.5179 | 6297.4122 | 5964.0377 | 5616.4267 | 5303.527 | 32020.5053 | 84515.919 | 80152.5998 | 128253.4104 | 190684.8653 | 275114.1487 | 315987.3864 | 298385.5959 | 281761.6683 | 378086.248 | 372219.3354 | 359646.7945 | 352822.5072 | 388365.9788 | 365698.2763 | 348229.4997 | 341868.8109 | 352177.8513 | 331622.3036 | 313146.6284 | 295699.9631 | 334973.367 | 394787.0062 | 375094.7151
Region | Technology | 2020-21 | 2021-22 | 2022-23 | 2023-24 | 2024-25 | 2025-26 | 2026-27 | 2027-28 | 2028-29 | 2029-30 | 2030-31 | 2031-32 | 2032-33 | 2033-34 | 2034-35 | 2035-36 | 2036-37 | 2037-38 | 2038-39 | 2039-40 | 2040-41 | 2041-42 | 2042-43 | 2043-44 | 2044-45 | 2045-46 | 2046-47 | 2047-48 | 2048-49 | 2049-50
SA1 | Black Coal | 0 | 0 | 0 | 0 | 0 | 0 | 0 | 0 | 0 | 0 | 0 | 0 | 0 | 0 | 0 | 0 | 0 | 0 | 0 | 0 | 0 | 0 | 0 | 0 | 0 | 0 | 0 | 0 | 0 | 0
SA1 | Brown Coal | 0 | 0 | 0 | 0 | 0 | 0 | 0 | 0 | 0 | 0 | 0 | 0 | 0 | 0 | 0 | 0 | 0 | 0 | 0 | 0 | 0 | 0 | 0 | 0 | 0 | 0 | 0 | 0 | 0 | 0
SA1 | CCGT | 0.15815 | 0.17076 | 0.18506 | 0.1823 | 0.17171 | 0.16217 | 0.1533 | 0.1452 | 0.13692 | 0.12992 | 0.12284 | 0.16416 | 0.15543 | 0.15779 | 0.14914 | 0.16882 | 0.16722 | 0.25588 | 0.25682 | 0.37655 | 0.35481 | 0.39944 | 0.37747 | 0.35879 | 0.33786 | 0.31908 | 0.30135 | 0.36377 | 0.34317 | 0.38925
SA1 | Gas - Steam | 0 | 0 | 0 | 0 | 0 | 0 | 0 | 0 | 0 | 0 | 0 | 0 | 0 | 0 | 0 | 0 | 0 | 0 | 0 | 0 | 0 | 0 | 0 | 0 | 0 | 0 | 0 | 0 | 0 | 0
SA1 | OCGT / Diesel | 0.073644 | 0.07501 | 0.10288 | 0.14222 | 0.13516 | 0.12876 | 0.13649 | 0.12963 | 0.12261 | 0.11691 | 0.11797 | 0.18745 | 0.17728 | 0.17465 | 0.16644 | 0.15884 | 0.15192 | 0.25287 | 0.7117 | 21928.6656 | 20648.7581 | 21922.141 | 28971.2356 | 27429.9626 | 25828.9609 | 24389.9538 | 23031.1181 | 21805.86 | 20533.1197 | 22765.9951
SA1 | Hydro | 0 | 0 | 0 | 0 | 0 | 0 | 0 | 0 | 0 | 0 | 0 | 0 | 0 | 0 | 0 | 0 | 0 | 0 | 0 | 0 | 0 | 0 | 0 | 0 | 0 | 0 | 0 | 0 | 0 | 0
SA1 | Wind | 9.747 | 9.7706 | 12.2332 | 12.9529 | 12.4588 | 11.7812 | 18.9164 | 1304.877 | 6892.2721 | 75383.5694 | 99291.358 | 125726.4923 | 132620.8936 | 140740.1751 | 132899.1319 | 238473.2968 | 234967.6319 | 233655.5032 | 220638.1922 | 208900.5129 | 196707.9565 | 186817.4301 | 176409.2935 | 190045.5506 | 182653.5579 | 179925.2838 | 169901.4095 | 160863.1443 | 151474.224 | 143035.2138
SA1 | Solar PV | 0.91482 | 1.1686 | 13027.4027 | 56261.6356 | 52977.8536 | 50026.3038 | 47239.2151 | 44726.0844 | 52946.7752 | 66490.8638 | 62786.5122 | 61570.1365 | 57976.5836 | 54746.5408 | 51696.4508 | 48946.2064 | 46089.4208 | 43521.6953 | 41096.9931 | 38910.628 | 36639.6521 | 34598.5279 | 32670.9433 | 30932.8474 | 29127.4027 | 27504.6352 | 25972.2912 | 24590.5857 | 26049.0288 | 30046.3525
SA1 | LS storage | 0.38937 | 0.42441 | 0.42878 | 0.49462 | 0.46609 | 0.52664 | 0.64857 | 0.61409 | 0.57837 | 0.83047 | 1.0189 | 1.9643 | 1.8498 | 1.7715 | 1.6734 | 1.4192 | 1.3137 | 1.5607 | 2.6677 | 2.526 | 2.3423 | 3.2991 | 3.1153 | 2.95 | 2.6578 | 2.4106 | 1.8549 | 1.902 | 1.7817 | 256.7636
SA1 | Pumped Hydro | 0 | 0 | 0 | 0.85634 | 0.80646 | 0.76173 | 0.95839 | 0.90742 | 0.85569 | 1.0743 | 1.6859 | 26646.8328 | 25091.5398 | 30636.3626 | 28929.5507 | 27390.5066 | 25791.8076 | 34083.5887 | 32184.7061 | 30472.4759 | 28693.8919 | 27095.2711 | 25585.7144 | 24224.5493 | 22810.6374 | 21539.7899 | 20339.745 | 19257.6666 | 18133.6563 | 17123.3772
SA1 | Pumped Hydro Pump | 0 | 0 | 0 | 0 | 0 | 0 | 0 | 0 | 0 | 0 | 0 | 0 | 0 | 0 | 0 | 0 | 0 | 0 | 0 | 0 | 0 | 0 | 0 | 0 | 0 | 0 | 0 | 0 | 0 | 0
Total |  | 11.283 | 11.6094 | 13040.3526 | 56276.2639 | 52991.8919 | 50039.6643 | 47260.0283 | 46032.7577 | 59840.7409 | 141876.5848 | 162080.8159 | 213945.7776 | 215691.1995 | 226125.1824 | 213527.1223 | 314811.7567 | 306850.4931 | 311262.8567 | 293923.5276 | 300215.1849 | 282692.9557 | 270437.0686 | 263640.6796 | 272636.2188 | 260423.5546 | 253362.3924 | 239246.72 | 226519.5224 | 216192.1536 | 213228.0915
Region | Technology | 2020-21 | 2021-22 | 2022-23 | 2023-24 | 2024-25 | 2025-26 | 2026-27 | 2027-28 | 2028-29 | 2029-30 | 2030-31 | 2031-32 | 2032-33 | 2033-34 | 2034-35 | 2035-36 | 2036-37 | 2037-38 | 2038-39 | 2039-40 | 2040-41 | 2041-42 | 2042-43 | 2043-44 | 2044-45 | 2045-46 | 2046-47 | 2047-48 | 2048-49 | 2049-50
TAS1 | Black Coal | 0 | 0 | 0 | 0 | 0 | 0 | 0 | 0 | 0 | 0 | 0 | 0 | 0 | 0 | 0 | 0 | 0 | 0 | 0 | 0 | 0 | 0 | 0 | 0 | 0 | 0 | 0 | 0 | 0 | 0
TAS1 | Brown Coal | 0 | 0 | 0 | 0 | 0 | 0 | 0 | 0 | 0 | 0 | 0 | 0 | 0 | 0 | 0 | 0 | 0 | 0 | 0 | 0 | 0 | 0 | 0 | 0 | 0 | 0 | 0 | 0 | 0 | 0
TAS1 | CCGT | 0.09106 | 0.092579 | 0.087605 | 0.088439 | 0.084099 | 0.079735 | 0.076179 | 0.073377 | 0.071435 | 0.071815 | 0.06901 | 0.071063 | 0.069025 | 0.067006 | 0.071856 | 0.07215 | 0.078602 | 0.076769 | 0.073724 | 0.082453 | 0.078693 | 0.074597 | 0.071025 | 0.073544 | 0.080754 | 0.079972 | 0.075866 | 0.074146 | 0.06986 | 0.066045
TAS1 | Gas - Steam | 0 | 0 | 0 | 0 | 0 | 0 | 0 | 0 | 0 | 0 | 0 | 0 | 0 | 0 | 0 | 0 | 0 | 0 | 0 | 0 | 0 | 0 | 0 | 0 | 0 | 0 | 0 | 0 | 0 | 0
TAS1 | OCGT / Diesel | 0.064365 | 0.067905 | 0.07283 | 0.076172 | 0.079004 | 0.079274 | 0.08147 | 0.082654 | 0.082285 | 0.082901 | 0.082152 | 0.083247 | 0.083023 | 0.08307 | 0.084858 | 0.086819 | 0.089432 | 0.091661 | 0.093693 | 0.096362 | 0.097462 | 0.097924 | 0.098465 | 0.098479 | 0.09771 | 0.09686 | 0.095745 | 0.094801 | 0.092974 | 0.090668
TAS1 | Hydro | 0 | 0 | 0 | 0 | 0 | 0 | 0 | 0 | 0 | 0 | 0 | 0 | 0 | 0 | 0 | 0 | 0 | 0 | 0 | 0 | 0 | 0 | 0 | 0 | 0 | 0 | 0 | 0 | 0 | 0
TAS1 | Wind | 2240.8571 | 2116.0842 | 1998.201 | 24465.5599 | 23037.5822 | 21754.0913 | 20542.112 | 19450.1927 | 25311.793 | 23901.6132 | 22569.9896 | 21369.6597 | 20122.3801 | 19001.3049 | 21737.3064 | 28982.5677 | 29233.222 | 27604.5548 | 26066.6256 | 24681.7284 | 23241.133 | 21946.3016 | 20723.6124 | 21608.0332 | 20347.8518 | 19214.2141 | 18143.7345 | 17178.4873 | 16175.8325 | 15274.6295
TAS1 | Solar PV | 0.77258 | 0.99127 | 1.1756 | 1.8266 | 1.7214 | 1.6257 | 1.5361 | 1.5058 | 2.8324 | 9.0782 | 8.7052 | 3101.4596 | 2920.4401 | 2757.7341 | 2604.0931 | 2465.5571 | 6834.147 | 6453.398 | 6093.8607 | 6405.5639 | 6031.6914 | 5695.6483 | 5378.3273 | 5092.1997 | 6698.5953 | 6325.398 | 5972.9919 | 5655.2299 | 5325.152 | 5028.4722
TAS1 | LS storage | 0.31081 | 0.31291 | 0.31263 | 0.29688 | 0.31199 | 0.35465 | 0.38421 | 0.39188 | 0.36966 | 0.44955 | 0.46314 | 0.44279 | 0.45769 | 0.46104 | 0.46471 | 0.44534 | 0.43142 | 0.40568 | 0.39201 | 0.45663 | 0.46134 | 0.44668 | 0.44339 | 0.45168 | 0.44186 | 0.45786 | 0.46867 | 0.47563 | 0.44308 | 0.4146
TAS1 | Pumped Hydro | 0 | 0 | 0 | 0.40184 | 0.37952 | 0.38927 | 0.3972 | 0.39866 | 0.41188 | 0.45928 | 0.4422 | 0.47418 | 0.47454 | 0.47819 | 0.62357 | 0.71317 | 0.88221 | 0.95565 | 0.90287 | 1.2515 | 1.1787 | 1.1133 | 1.3116 | 1.2458 | 1.3585 | 1.4601 | 1.379 | 1.3058 | 1.2296 | 1.1612
TAS1 | Pumped Hydro Pump | 0 | 0 | 0 | 0 | 0 | 0 | 0 | 0 | 0 | 0 | 0 | 0 | 0 | 0 | 0 | 0 | 0 | 0 | 0 | 0 | 0 | 0 | 0 | 0 | 0 | 0 | 0 | 0 | 0 | 0
Total |  | 2242.096 | 2117.5489 | 1999.8497 | 24468.2499 | 23040.1581 | 21756.62 | 20544.5871 | 19452.645 | 25315.5606 | 23911.7549 | 22579.7513 | 24472.1906 | 23043.9045 | 21760.1284 | 24342.6445 | 31449.4423 | 36068.8507 | 34059.4826 | 32161.9486 | 31089.1792 | 29274.6405 | 27643.6824 | 26103.8642 | 26702.1024 | 27048.4258 | 25541.7069 | 24118.7457 | 22835.6677 | 21502.82 | 20304.8341

## StatusQuo_BaseCase_REHAB Cost
Rehabilition cost by technology ($000s) - Base Case, Status Quo Scenario
Real June 2019 dollars discounted to June 2025
Region | Technology | 2020-21 | 2021-22 | 2022-23 | 2023-24 | 2024-25 | 2025-26 | 2026-27 | 2027-28 | 2028-29 | 2029-30 | 2030-31 | 2031-32 | 2032-33 | 2033-34 | 2034-35 | 2035-36 | 2036-37 | 2037-38 | 2038-39 | 2039-40 | 2040-41 | 2041-42 | 2042-43 | 2043-44 | 2044-45 | 2045-46 | 2046-47 | 2047-48 | 2048-49 | 2049-50
NEM | Black Coal | 36002.1696 | 0.00088593 | 0.00021954 | 0.00020037 | 0.0002429 | 8647.4572 | 8676.0421 | 0.0012176 | 1089.6071 | 0.00016656 | 0.00011145 | 5.2971e-05 | 6.5925e-05 | 5.9982e-05 | 4.8562e-05 | 3.4518e-05 | 2.8974e-05 | 1.8639e-05 | 1.2293e-05 | 1.1578e-05 | 1.3771e-05 | 1.8737e-05 | 3.7946e-05 | 3.5803e-05 | 4.1394e-05 | 1.679e-05 | 9.3995e-06 | 8.866e-06 | 9.9772e-06 | 7.7088e-05
NEM | Brown Coal | 2.0455e-05 | 6.8006e-05 | 9.6335e-06 | 0 | 6.8635e-06 | 9.3673e-06 | 6.8535e-06 | 2.5432e-05 | 6.2622e-05 | 7.0438e-05 | 0.00043481 | 5.1871e-05 | 0 | 9.2782e-06 | 0 | 0 | 0 | 0 | 0 | 0 | 5.3284e-05 | 6.0267e-06 | 1.9476e-06 | 0.00036637 | 3.2623e-05 | 7.2965e-05 | 0.00011403 | 1.4011e-06 | 0 | 0
NEM | CCGT | 0 | 0 | 0 | 0 | 0.0058872 | 0.00020699 | 4.5595e-05 | 0.00061358 | 4.4946e-05 | 2.0029e-05 | 1.1846e-05 | 8.7424e-06 | 1.4184e-05 | 8.7024e-06 | 1.4289e-05 | 1.242e-05 | 1.5023e-05 | 0 | 0 | 0 | 0 | 0 | 0 | 0 | 0 | 0 | 0 | 0 | 0 | 0
NEM | Gas - Steam | 0.011499 | 3.2997e-05 | 1.5051e-05 | 0.00018591 | 17189.3991 | 0.00017747 | 3.8394e-05 | 16931.7616 | 4.9482e-05 | 2.3479e-05 | 1.4143e-05 | 1.0283e-05 | 1.3548e-05 | 8.4119e-06 | 7.6917e-06 | 6.4443e-06 | 5.093e-06 | 3.2946e-06 | 2.787e-06 | 0 | 0 | 0 | 0 | 0 | 0 | 0 | 0 | 0 | 0 | 0
NEM | OCGT / Diesel | 9290.235 | 0.025422 | 0.0090573 | 0.0017412 | 0.030937 | 0.0052235 | 0.020525 | 1551.1756 | 0.001124 | 272.9588 | 0.00079757 | 314.427 | 526.9149 | 0.0022624 | 0.0010809 | 0.001027 | 0.00026055 | 0.0001924 | 0.00017551 | 0.00016 | 0.00086171 | 0.00072178 | 9.4073e-05 | 9.2075e-05 | 0.048152 | 0.00023834 | 0.00014571 | 0.00010293 | 0.00039148 | 0.0002302
NEM | Hydro | 0 | 0 | 0 | 0 | 0 | 0 | 0 | 0 | 0 | 0 | 0 | 0 | 0 | 0 | 0 | 0 | 0 | 0 | 0 | 0 | 0 | 0 | 0 | 0 | 0 | 0 | 0 | 0 | 0 | 0
NEM | Wind | 0 | 0 | 0 | 0 | 0 | 0 | 0 | 0 | 0 | 0 | 0 | 0 | 0 | 0 | 0 | 0 | 0 | 0 | 0 | 0 | 0 | 0 | 0 | 0 | 0 | 0 | 0 | 0 | 0 | 0
NEM | Solar PV | 0 | 0 | 0 | 0 | 0 | 0 | 0 | 0 | 0 | 0 | 0 | 0 | 0 | 0 | 0 | 0 | 0 | 0 | 0 | 0 | 0 | 0 | 0 | 0 | 0 | 0 | 0 | 0 | 0 | 0
NEM | LS storage | 0 | 0 | 0 | 0 | 0 | 0 | 0 | 0 | 0 | 0 | 0 | 0 | 0 | 0 | 0 | 0 | 0 | 0 | 0 | 0 | 0 | 0 | 0 | 0 | 0 | 0 | 0 | 0 | 0 | 0
NEM | Pumped Hydro | 0 | 0 | 0 | 0 | 0 | 0 | 0 | 0 | 0 | 0 | 0 | 0 | 0 | 0 | 0 | 0 | 0 | 0 | 0 | 0 | 0 | 0 | 0 | 0 | 0 | 0 | 0 | 0 | 0 | 0
NEM | Pumped Hydro Pump | 0 | 0 | 0 | 0 | 0 | 0 | 0 | 0 | 0 | 0 | 0 | 0 | 0 | 0 | 0 | 0 | 0 | 0 | 0 | 0 | 0 | 0 | 0 | 0 | 0 | 0 | 0 | 0 | 0 | 0
Total |  | 45292.4161 | 0.026409 | 0.0093016 | 0.0021275 | 17189.4361 | 8647.4629 | 8676.0627 | 18482.9391 | 1089.6084 | 272.9591 | 0.0013698 | 314.4271 | 526.915 | 0.0023488 | 0.0011514 | 0.0010804 | 0.00030964 | 0.00021434 | 0.00019059 | 0.00017158 | 0.00092877 | 0.00074654 | 0.00013397 | 0.00049425 | 0.048226 | 0.0003281 | 0.00026914 | 0.0001132 | 0.00040146 | 0.00030729
Region | Technology | 2020-21 | 2021-22 | 2022-23 | 2023-24 | 2024-25 | 2025-26 | 2026-27 | 2027-28 | 2028-29 | 2029-30 | 2030-31 | 2031-32 | 2032-33 | 2033-34 | 2034-35 | 2035-36 | 2036-37 | 2037-38 | 2038-39 | 2039-40 | 2040-41 | 2041-42 | 2042-43 | 2043-44 | 2044-45 | 2045-46 | 2046-47 | 2047-48 | 2048-49 | 2049-50
NSW1 | Black Coal | 0.0015184 | 0.00051035 | 4.2408e-05 | 1.5775e-05 | 1.572e-05 | 3.314e-05 | 0.00011356 | 8.6929e-05 | 7.3338e-05 | 3.1491e-05 | 2.8153e-05 | 8.8755e-06 | 2.4359e-05 | 1.308e-05 | 2.4649e-06 | 0 | 0 | 0 | 0 | 0 | 1.0588e-06 | 9.7955e-07 | 0 | 0 | 0 | 0 | 0 | 0 | 0 | 0
NSW1 | Brown Coal | 0 | 0 | 0 | 0 | 0 | 0 | 0 | 0 | 0 | 0 | 0 | 0 | 0 | 0 | 0 | 0 | 0 | 0 | 0 | 0 | 0 | 0 | 0 | 0 | 0 | 0 | 0 | 0 | 0 | 0
NSW1 | CCGT | 0 | 0 | 0 | 0 | 0 | 0 | 0 | 0 | 0 | 0 | 0 | 0 | 0 | 0 | 0 | 0 | 0 | 0 | 0 | 0 | 0 | 0 | 0 | 0 | 0 | 0 | 0 | 0 | 0 | 0
NSW1 | Gas - Steam | 0 | 0 | 0 | 0 | 0 | 0 | 0 | 0 | 0 | 0 | 0 | 0 | 0 | 0 | 0 | 0 | 0 | 0 | 0 | 0 | 0 | 0 | 0 | 0 | 0 | 0 | 0 | 0 | 0 | 0
NSW1 | OCGT / Diesel | 0.046893 | 0.0001348 | 6.2937e-05 | 4.2169e-05 | 2.8342e-05 | 2.0491e-05 | 0.019698 | 0.00014317 | 6.2766e-05 | 3.6987e-05 | 2.423e-05 | 1.8967e-05 | 4.2219e-05 | 2.0067e-05 | 2.7663e-05 | 1.4837e-05 | 1.1527e-05 | 8.2931e-06 | 7.3188e-06 | 5.986e-06 | 8.9383e-06 | 6.1868e-06 | 5.9053e-06 | 6.141e-06 | 0.00081179 | 2.483e-05 | 1.6114e-05 | 9.9341e-06 | 2.6283e-05 | 1.8292e-05
NSW1 | Hydro | 0 | 0 | 0 | 0 | 0 | 0 | 0 | 0 | 0 | 0 | 0 | 0 | 0 | 0 | 0 | 0 | 0 | 0 | 0 | 0 | 0 | 0 | 0 | 0 | 0 | 0 | 0 | 0 | 0 | 0
NSW1 | Wind | 0 | 0 | 0 | 0 | 0 | 0 | 0 | 0 | 0 | 0 | 0 | 0 | 0 | 0 | 0 | 0 | 0 | 0 | 0 | 0 | 0 | 0 | 0 | 0 | 0 | 0 | 0 | 0 | 0 | 0
NSW1 | Solar PV | 0 | 0 | 0 | 0 | 0 | 0 | 0 | 0 | 0 | 0 | 0 | 0 | 0 | 0 | 0 | 0 | 0 | 0 | 0 | 0 | 0 | 0 | 0 | 0 | 0 | 0 | 0 | 0 | 0 | 0
NSW1 | LS storage | 0 | 0 | 0 | 0 | 0 | 0 | 0 | 0 | 0 | 0 | 0 | 0 | 0 | 0 | 0 | 0 | 0 | 0 | 0 | 0 | 0 | 0 | 0 | 0 | 0 | 0 | 0 | 0 | 0 | 0
NSW1 | Pumped Hydro | 0 | 0 | 0 | 0 | 0 | 0 | 0 | 0 | 0 | 0 | 0 | 0 | 0 | 0 | 0 | 0 | 0 | 0 | 0 | 0 | 0 | 0 | 0 | 0 | 0 | 0 | 0 | 0 | 0 | 0
NSW1 | Pumped Hydro Pump | 0 | 0 | 0 | 0 | 0 | 0 | 0 | 0 | 0 | 0 | 0 | 0 | 0 | 0 | 0 | 0 | 0 | 0 | 0 | 0 | 0 | 0 | 0 | 0 | 0 | 0 | 0 | 0 | 0 | 0
Total |  | 0.048411 | 0.00064515 | 0.00010535 | 5.7944e-05 | 4.4061e-05 | 5.3631e-05 | 0.019812 | 0.0002301 | 0.0001361 | 6.8478e-05 | 5.2383e-05 | 2.7843e-05 | 6.6578e-05 | 3.3147e-05 | 3.0128e-05 | 1.4837e-05 | 1.1527e-05 | 8.2931e-06 | 7.3188e-06 | 5.986e-06 | 9.9971e-06 | 7.1663e-06 | 5.9053e-06 | 6.141e-06 | 0.00081179 | 2.483e-05 | 1.6114e-05 | 9.9341e-06 | 2.6283e-05 | 1.8292e-05
Region | Technology | 2020-21 | 2021-22 | 2022-23 | 2023-24 | 2024-25 | 2025-26 | 2026-27 | 2027-28 | 2028-29 | 2029-30 | 2030-31 | 2031-32 | 2032-33 | 2033-34 | 2034-35 | 2035-36 | 2036-37 | 2037-38 | 2038-39 | 2039-40 | 2040-41 | 2041-42 | 2042-43 | 2043-44 | 2044-45 | 2045-46 | 2046-47 | 2047-48 | 2048-49 | 2049-50
QLD1 | Black Coal | 36002.168 | 0.00037558 | 0.00017713 | 0.00018459 | 0.00022718 | 8647.4572 | 8676.042 | 0.0011306 | 1089.607 | 0.00013506 | 8.3298e-05 | 4.4096e-05 | 4.1567e-05 | 4.6902e-05 | 4.6097e-05 | 3.4518e-05 | 2.8974e-05 | 1.8639e-05 | 1.2293e-05 | 1.1578e-05 | 1.2712e-05 | 1.7758e-05 | 3.7946e-05 | 3.5803e-05 | 4.1394e-05 | 1.679e-05 | 9.3995e-06 | 8.866e-06 | 9.9772e-06 | 7.7088e-05
QLD1 | Brown Coal | 0 | 0 | 0 | 0 | 0 | 0 | 0 | 0 | 0 | 0 | 0 | 0 | 0 | 0 | 0 | 0 | 0 | 0 | 0 | 0 | 0 | 0 | 0 | 0 | 0 | 0 | 0 | 0 | 0 | 0
QLD1 | CCGT | 0 | 0 | 0 | 0 | 0 | 0 | 0 | 0 | 0 | 0 | 0 | 0 | 0 | 0 | 0 | 0 | 0 | 0 | 0 | 0 | 0 | 0 | 0 | 0 | 0 | 0 | 0 | 0 | 0 | 0
QLD1 | Gas - Steam | 0 | 0 | 0 | 0 | 0 | 0 | 0 | 0 | 0 | 0 | 0 | 0 | 0 | 0 | 0 | 0 | 0 | 0 | 0 | 0 | 0 | 0 | 0 | 0 | 0 | 0 | 0 | 0 | 0 | 0
QLD1 | OCGT / Diesel | 1544.3631 | 0.022101 | 0.0074295 | 0.000469 | 0.00033517 | 0.0038989 | 0.00017228 | 0.00014381 | 0.00010745 | 7.653e-05 | 0.00042168 | 314.4267 | 258.82 | 0.0019737 | 0.00074914 | 3.7769e-05 | 1.2182e-05 | 6.3601e-06 | 6.4148e-06 | 6.4917e-06 | 6.6385e-06 | 0.00063104 | 9.669e-06 | 7.891e-06 | 5.1528e-06 | 4.7916e-06 | 3.1819e-06 | 2.9989e-06 | 0.00022341 | 8.2968e-05
QLD1 | Hydro | 0 | 0 | 0 | 0 | 0 | 0 | 0 | 0 | 0 | 0 | 0 | 0 | 0 | 0 | 0 | 0 | 0 | 0 | 0 | 0 | 0 | 0 | 0 | 0 | 0 | 0 | 0 | 0 | 0 | 0
QLD1 | Wind | 0 | 0 | 0 | 0 | 0 | 0 | 0 | 0 | 0 | 0 | 0 | 0 | 0 | 0 | 0 | 0 | 0 | 0 | 0 | 0 | 0 | 0 | 0 | 0 | 0 | 0 | 0 | 0 | 0 | 0
QLD1 | Solar PV | 0 | 0 | 0 | 0 | 0 | 0 | 0 | 0 | 0 | 0 | 0 | 0 | 0 | 0 | 0 | 0 | 0 | 0 | 0 | 0 | 0 | 0 | 0 | 0 | 0 | 0 | 0 | 0 | 0 | 0
QLD1 | LS storage | 0 | 0 | 0 | 0 | 0 | 0 | 0 | 0 | 0 | 0 | 0 | 0 | 0 | 0 | 0 | 0 | 0 | 0 | 0 | 0 | 0 | 0 | 0 | 0 | 0 | 0 | 0 | 0 | 0 | 0
QLD1 | Pumped Hydro | 0 | 0 | 0 | 0 | 0 | 0 | 0 | 0 | 0 | 0 | 0 | 0 | 0 | 0 | 0 | 0 | 0 | 0 | 0 | 0 | 0 | 0 | 0 | 0 | 0 | 0 | 0 | 0 | 0 | 0
QLD1 | Pumped Hydro Pump | 0 | 0 | 0 | 0 | 0 | 0 | 0 | 0 | 0 | 0 | 0 | 0 | 0 | 0 | 0 | 0 | 0 | 0 | 0 | 0 | 0 | 0 | 0 | 0 | 0 | 0 | 0 | 0 | 0 | 0
Total |  | 37546.5311 | 0.022477 | 0.0076066 | 0.00065359 | 0.00056235 | 8647.4611 | 8676.0422 | 0.0012745 | 1089.6071 | 0.00021159 | 0.00050498 | 314.4267 | 258.82 | 0.0020206 | 0.00079523 | 7.2287e-05 | 4.1156e-05 | 2.4999e-05 | 1.8708e-05 | 1.807e-05 | 1.9351e-05 | 0.0006488 | 4.7615e-05 | 4.3694e-05 | 4.6547e-05 | 2.1581e-05 | 1.2581e-05 | 1.1865e-05 | 0.00023339 | 0.00016006
Region | Technology | 2020-21 | 2021-22 | 2022-23 | 2023-24 | 2024-25 | 2025-26 | 2026-27 | 2027-28 | 2028-29 | 2029-30 | 2030-31 | 2031-32 | 2032-33 | 2033-34 | 2034-35 | 2035-36 | 2036-37 | 2037-38 | 2038-39 | 2039-40 | 2040-41 | 2041-42 | 2042-43 | 2043-44 | 2044-45 | 2045-46 | 2046-47 | 2047-48 | 2048-49 | 2049-50
VIC1 | Black Coal | 0 | 0 | 0 | 0 | 0 | 0 | 0 | 0 | 0 | 0 | 0 | 0 | 0 | 0 | 0 | 0 | 0 | 0 | 0 | 0 | 0 | 0 | 0 | 0 | 0 | 0 | 0 | 0 | 0 | 0
VIC1 | Brown Coal | 2.0455e-05 | 6.8006e-05 | 9.6335e-06 | 0 | 6.8635e-06 | 9.3673e-06 | 6.8535e-06 | 2.5432e-05 | 6.2622e-05 | 7.0438e-05 | 0.00043481 | 5.1871e-05 | 0 | 9.2782e-06 | 0 | 0 | 0 | 0 | 0 | 0 | 5.3284e-05 | 6.0267e-06 | 1.9476e-06 | 0.00036637 | 3.2623e-05 | 7.2965e-05 | 0.00011403 | 1.4011e-06 | 0 | 0
VIC1 | CCGT | 0 | 0 | 0 | 0 | 0 | 0 | 0 | 0 | 0 | 0 | 0 | 0 | 0 | 0 | 0 | 0 | 0 | 0 | 0 | 0 | 0 | 0 | 0 | 0 | 0 | 0 | 0 | 0 | 0 | 0
VIC1 | Gas - Steam | 0.011499 | 3.2997e-05 | 1.5051e-05 | 0.00018591 | 17189.3991 | 0.00017747 | 3.8394e-05 | 16931.7616 | 4.9482e-05 | 2.3479e-05 | 1.4143e-05 | 1.0283e-05 | 1.3548e-05 | 8.4119e-06 | 7.6917e-06 | 6.4443e-06 | 5.093e-06 | 3.2946e-06 | 2.787e-06 | 0 | 0 | 0 | 0 | 0 | 0 | 0 | 0 | 0 | 0 | 0
VIC1 | OCGT / Diesel | 0.030627 | 9.3909e-05 | 4.3294e-05 | 0.00020986 | 0.029682 | 0.00059727 | 0.00011939 | 0.039709 | 0.00022734 | 0.00011081 | 6.457e-05 | 4.943e-05 | 268.0946 | 5.4312e-05 | 0.00010039 | 0.00078629 | 6.7581e-05 | 2.5097e-05 | 2.0336e-05 | 1.4922e-05 | 0.0007668 | 1.6008e-05 | 1.2328e-05 | 1.3143e-05 | 0.0073821 | 6.099e-05 | 2.9901e-05 | 1.8297e-05 | 3.9408e-05 | 3.3182e-05
VIC1 | Hydro | 0 | 0 | 0 | 0 | 0 | 0 | 0 | 0 | 0 | 0 | 0 | 0 | 0 | 0 | 0 | 0 | 0 | 0 | 0 | 0 | 0 | 0 | 0 | 0 | 0 | 0 | 0 | 0 | 0 | 0
VIC1 | Wind | 0 | 0 | 0 | 0 | 0 | 0 | 0 | 0 | 0 | 0 | 0 | 0 | 0 | 0 | 0 | 0 | 0 | 0 | 0 | 0 | 0 | 0 | 0 | 0 | 0 | 0 | 0 | 0 | 0 | 0
VIC1 | Solar PV | 0 | 0 | 0 | 0 | 0 | 0 | 0 | 0 | 0 | 0 | 0 | 0 | 0 | 0 | 0 | 0 | 0 | 0 | 0 | 0 | 0 | 0 | 0 | 0 | 0 | 0 | 0 | 0 | 0 | 0
VIC1 | LS storage | 0 | 0 | 0 | 0 | 0 | 0 | 0 | 0 | 0 | 0 | 0 | 0 | 0 | 0 | 0 | 0 | 0 | 0 | 0 | 0 | 0 | 0 | 0 | 0 | 0 | 0 | 0 | 0 | 0 | 0
VIC1 | Pumped Hydro | 0 | 0 | 0 | 0 | 0 | 0 | 0 | 0 | 0 | 0 | 0 | 0 | 0 | 0 | 0 | 0 | 0 | 0 | 0 | 0 | 0 | 0 | 0 | 0 | 0 | 0 | 0 | 0 | 0 | 0
VIC1 | Pumped Hydro Pump | 0 | 0 | 0 | 0 | 0 | 0 | 0 | 0 | 0 | 0 | 0 | 0 | 0 | 0 | 0 | 0 | 0 | 0 | 0 | 0 | 0 | 0 | 0 | 0 | 0 | 0 | 0 | 0 | 0 | 0
Total |  | 0.042147 | 0.00019491 | 6.7978e-05 | 0.00039577 | 17189.4288 | 0.00078411 | 0.00016464 | 16931.8014 | 0.00033944 | 0.00020473 | 0.00051352 | 0.00011158 | 268.0946 | 7.2002e-05 | 0.00010808 | 0.00079273 | 7.2674e-05 | 2.8392e-05 | 2.3123e-05 | 1.4922e-05 | 0.00082009 | 2.2034e-05 | 1.4275e-05 | 0.00037951 | 0.0074147 | 0.00013396 | 0.00014393 | 1.9699e-05 | 3.9408e-05 | 3.3182e-05
Region | Technology | 2020-21 | 2021-22 | 2022-23 | 2023-24 | 2024-25 | 2025-26 | 2026-27 | 2027-28 | 2028-29 | 2029-30 | 2030-31 | 2031-32 | 2032-33 | 2033-34 | 2034-35 | 2035-36 | 2036-37 | 2037-38 | 2038-39 | 2039-40 | 2040-41 | 2041-42 | 2042-43 | 2043-44 | 2044-45 | 2045-46 | 2046-47 | 2047-48 | 2048-49 | 2049-50
SA1 | Black Coal | 0 | 0 | 0 | 0 | 0 | 0 | 0 | 0 | 0 | 0 | 0 | 0 | 0 | 0 | 0 | 0 | 0 | 0 | 0 | 0 | 0 | 0 | 0 | 0 | 0 | 0 | 0 | 0 | 0 | 0
SA1 | Brown Coal | 0 | 0 | 0 | 0 | 0 | 0 | 0 | 0 | 0 | 0 | 0 | 0 | 0 | 0 | 0 | 0 | 0 | 0 | 0 | 0 | 0 | 0 | 0 | 0 | 0 | 0 | 0 | 0 | 0 | 0
SA1 | CCGT | 0 | 0 | 0 | 0 | 0.0058872 | 0.00020699 | 4.5595e-05 | 0.00061358 | 4.4946e-05 | 2.0029e-05 | 1.1846e-05 | 8.7424e-06 | 1.4184e-05 | 8.7024e-06 | 1.4289e-05 | 1.242e-05 | 1.5023e-05 | 0 | 0 | 0 | 0 | 0 | 0 | 0 | 0 | 0 | 0 | 0 | 0 | 0
SA1 | Gas - Steam | 0 | 0 | 0 | 0 | 0 | 0 | 0 | 0 | 0 | 0 | 0 | 0 | 0 | 0 | 0 | 0 | 0 | 0 | 0 | 0 | 0 | 0 | 0 | 0 | 0 | 0 | 0 | 0 | 0 | 0
SA1 | OCGT / Diesel | 0.27724 | 0.00035305 | 0.0001596 | 0.00012653 | 0.00022803 | 0.00018317 | 0.00010429 | 1551.1352 | 0.00041286 | 272.9583 | 4.2423e-05 | 3.4547e-05 | 4.7439e-05 | 3.283e-05 | 3.7582e-05 | 3.522e-05 | 2.7766e-05 | 2.0955e-05 | 1.897e-05 | 1.8306e-05 | 2.8039e-05 | 2.0228e-05 | 2.061e-05 | 2.2591e-05 | 0.039913 | 0.00010941 | 5.963e-05 | 3.6084e-05 | 6.8186e-05 | 6.1057e-05
SA1 | Hydro | 0 | 0 | 0 | 0 | 0 | 0 | 0 | 0 | 0 | 0 | 0 | 0 | 0 | 0 | 0 | 0 | 0 | 0 | 0 | 0 | 0 | 0 | 0 | 0 | 0 | 0 | 0 | 0 | 0 | 0
SA1 | Wind | 0 | 0 | 0 | 0 | 0 | 0 | 0 | 0 | 0 | 0 | 0 | 0 | 0 | 0 | 0 | 0 | 0 | 0 | 0 | 0 | 0 | 0 | 0 | 0 | 0 | 0 | 0 | 0 | 0 | 0
SA1 | Solar PV | 0 | 0 | 0 | 0 | 0 | 0 | 0 | 0 | 0 | 0 | 0 | 0 | 0 | 0 | 0 | 0 | 0 | 0 | 0 | 0 | 0 | 0 | 0 | 0 | 0 | 0 | 0 | 0 | 0 | 0
SA1 | LS storage | 0 | 0 | 0 | 0 | 0 | 0 | 0 | 0 | 0 | 0 | 0 | 0 | 0 | 0 | 0 | 0 | 0 | 0 | 0 | 0 | 0 | 0 | 0 | 0 | 0 | 0 | 0 | 0 | 0 | 0
SA1 | Pumped Hydro | 0 | 0 | 0 | 0 | 0 | 0 | 0 | 0 | 0 | 0 | 0 | 0 | 0 | 0 | 0 | 0 | 0 | 0 | 0 | 0 | 0 | 0 | 0 | 0 | 0 | 0 | 0 | 0 | 0 | 0
SA1 | Pumped Hydro Pump | 0 | 0 | 0 | 0 | 0 | 0 | 0 | 0 | 0 | 0 | 0 | 0 | 0 | 0 | 0 | 0 | 0 | 0 | 0 | 0 | 0 | 0 | 0 | 0 | 0 | 0 | 0 | 0 | 0 | 0
Total |  | 0.27724 | 0.00035305 | 0.0001596 | 0.00012653 | 0.0061152 | 0.00039016 | 0.00014988 | 1551.1358 | 0.0004578 | 272.9583 | 5.4269e-05 | 4.3289e-05 | 6.1623e-05 | 4.1532e-05 | 5.1872e-05 | 4.764e-05 | 4.2789e-05 | 2.0955e-05 | 1.897e-05 | 1.8306e-05 | 2.8039e-05 | 2.0228e-05 | 2.061e-05 | 2.2591e-05 | 0.039913 | 0.00010941 | 5.963e-05 | 3.6084e-05 | 6.8186e-05 | 6.1057e-05
Region | Technology | 2020-21 | 2021-22 | 2022-23 | 2023-24 | 2024-25 | 2025-26 | 2026-27 | 2027-28 | 2028-29 | 2029-30 | 2030-31 | 2031-32 | 2032-33 | 2033-34 | 2034-35 | 2035-36 | 2036-37 | 2037-38 | 2038-39 | 2039-40 | 2040-41 | 2041-42 | 2042-43 | 2043-44 | 2044-45 | 2045-46 | 2046-47 | 2047-48 | 2048-49 | 2049-50
TAS1 | Black Coal | 0 | 0 | 0 | 0 | 0 | 0 | 0 | 0 | 0 | 0 | 0 | 0 | 0 | 0 | 0 | 0 | 0 | 0 | 0 | 0 | 0 | 0 | 0 | 0 | 0 | 0 | 0 | 0 | 0 | 0
TAS1 | Brown Coal | 0 | 0 | 0 | 0 | 0 | 0 | 0 | 0 | 0 | 0 | 0 | 0 | 0 | 0 | 0 | 0 | 0 | 0 | 0 | 0 | 0 | 0 | 0 | 0 | 0 | 0 | 0 | 0 | 0 | 0
TAS1 | CCGT | 0 | 0 | 0 | 0 | 0 | 0 | 0 | 0 | 0 | 0 | 0 | 0 | 0 | 0 | 0 | 0 | 0 | 0 | 0 | 0 | 0 | 0 | 0 | 0 | 0 | 0 | 0 | 0 | 0 | 0
TAS1 | Gas - Steam | 0 | 0 | 0 | 0 | 0 | 0 | 0 | 0 | 0 | 0 | 0 | 0 | 0 | 0 | 0 | 0 | 0 | 0 | 0 | 0 | 0 | 0 | 0 | 0 | 0 | 0 | 0 | 0 | 0 | 0
TAS1 | OCGT / Diesel | 7745.5172 | 0.0027391 | 0.001362 | 0.00089362 | 0.00066259 | 0.00052366 | 0.00043063 | 0.00036365 | 0.00031357 | 0.00027558 | 0.00024467 | 0.00021974 | 0.00019895 | 0.00018143 | 0.00016608 | 0.00015286 | 0.00014149 | 0.0001317 | 0.00012247 | 0.00011429 | 5.1293e-05 | 4.8312e-05 | 4.5561e-05 | 4.231e-05 | 4.0162e-05 | 3.8319e-05 | 3.688e-05 | 3.5617e-05 | 3.4193e-05 | 3.4705e-05
TAS1 | Hydro | 0 | 0 | 0 | 0 | 0 | 0 | 0 | 0 | 0 | 0 | 0 | 0 | 0 | 0 | 0 | 0 | 0 | 0 | 0 | 0 | 0 | 0 | 0 | 0 | 0 | 0 | 0 | 0 | 0 | 0
TAS1 | Wind | 0 | 0 | 0 | 0 | 0 | 0 | 0 | 0 | 0 | 0 | 0 | 0 | 0 | 0 | 0 | 0 | 0 | 0 | 0 | 0 | 0 | 0 | 0 | 0 | 0 | 0 | 0 | 0 | 0 | 0
TAS1 | Solar PV | 0 | 0 | 0 | 0 | 0 | 0 | 0 | 0 | 0 | 0 | 0 | 0 | 0 | 0 | 0 | 0 | 0 | 0 | 0 | 0 | 0 | 0 | 0 | 0 | 0 | 0 | 0 | 0 | 0 | 0
TAS1 | LS storage | 0 | 0 | 0 | 0 | 0 | 0 | 0 | 0 | 0 | 0 | 0 | 0 | 0 | 0 | 0 | 0 | 0 | 0 | 0 | 0 | 0 | 0 | 0 | 0 | 0 | 0 | 0 | 0 | 0 | 0
TAS1 | Pumped Hydro | 0 | 0 | 0 | 0 | 0 | 0 | 0 | 0 | 0 | 0 | 0 | 0 | 0 | 0 | 0 | 0 | 0 | 0 | 0 | 0 | 0 | 0 | 0 | 0 | 0 | 0 | 0 | 0 | 0 | 0
TAS1 | Pumped Hydro Pump | 0 | 0 | 0 | 0 | 0 | 0 | 0 | 0 | 0 | 0 | 0 | 0 | 0 | 0 | 0 | 0 | 0 | 0 | 0 | 0 | 0 | 0 | 0 | 0 | 0 | 0 | 0 | 0 | 0 | 0
Total |  | 7745.5172 | 0.0027391 | 0.001362 | 0.00089362 | 0.00066259 | 0.00052366 | 0.00043063 | 0.00036365 | 0.00031357 | 0.00027558 | 0.00024467 | 0.00021974 | 0.00019895 | 0.00018143 | 0.00016608 | 0.00015286 | 0.00014149 | 0.0001317 | 0.00012247 | 0.00011429 | 5.1293e-05 | 4.8312e-05 | 4.5561e-05 | 4.231e-05 | 4.0162e-05 | 3.8319e-05 | 3.688e-05 | 3.5617e-05 | 3.4193e-05 | 3.4705e-05

## StatusQuo_BaseCase_REZ Tx Cost
REZ transmission expansion cost by region ($000s) - Base Case, Status Quo Scenario
Real June 2019 dollars discounted to June 2025. As with the total capital costs, the REZ transmission expansion costs are annualised for modelling purposes.
Region | Aggregation | 2020-21 | 2021-22 | 2022-23 | 2023-24 | 2024-25 | 2025-26 | 2026-27 | 2027-28 | 2028-29 | 2029-30 | 2030-31 | 2031-32 | 2032-33 | 2033-34 | 2034-35 | 2035-36 | 2036-37 | 2037-38 | 2038-39 | 2039-40 | 2040-41 | 2041-42 | 2042-43 | 2043-44 | 2044-45 | 2045-46 | 2046-47 | 2047-48 | 2048-49 | 2049-50
NSW1 | Transmission | 0.2119 | 0.21126 | 0.25506 | 0.26316 | 0.27231 | 0.29485 | 0.28039 | 0.27612 | 0.29835 | 24697.0263 | 23321.0893 | 90096.6054 | 96749.3429 | 96422.3904 | 91050.4188 | 160642.979 | 163972.5521 | 159657.6627 | 155525.6253 | 158602.0758 | 153229.2206 | 145741.8458 | 137622.1443 | 133541.7938 | 144731.064 | 136667.7151 | 131665.8158 | 128121.1517 | 128283.0247 | 121136.0204
QLD1 | Transmission | 0.43156 | 0.47047 | 0.62287 | 0.67899 | 0.70523 | 0.75409 | 0.8415 | 0.91301 | 1.0374 | 1.4444 | 1.3689 | 1.3009 | 1.2488 | 1.2354 | 1.1726 | 2.1433 | 49509.1119 | 53696.2199 | 50705.8451 | 61795.383 | 68045.3639 | 73945.0325 | 81649.0968 | 82710.7885 | 85550.1085 | 85251.1647 | 82349.7766 | 86532.462 | 91222.6284 | 86142.9408
VIC1 | Transmission | 0.12408 | 0.12572 | 1920.5033 | 1818.3324 | 1712.202 | 1616.8103 | 1526.7333 | 1445.5112 | 1361.1412 | 1285.3081 | 1213.6998 | 1149.131 | 2262.0037 | 2135.9816 | 2016.9799 | 1909.6833 | 4529.9196 | 4277.5456 | 4294.9597 | 4066.4691 | 3829.1242 | 3615.7928 | 3414.3488 | 3232.7054 | 3044.0414 | 2874.4495 | 2714.3059 | 2569.9052 | 14756.3303 | 13934.214
SA1 | Transmission | 0.43194 | 0.45788 | 0.60437 | 0.6539 | 0.63864 | 0.60509 | 0.69913 | 0.66382 | 0.71651 | 0.92548 | 0.90364 | 94.0957 | 88.7442 | 578.3897 | 546.1668 | 21450.2448 | 20466.625 | 21617.7055 | 20413.4186 | 19327.493 | 18199.554 | 17185.7059 | 16228.2423 | 18056.346 | 17533.9894 | 17632.1607 | 16649.9183 | 15764.3034 | 16038.0146 | 17402.5588
TAS1 | Transmission | 1.2848e-05 | 1.5561e-05 | 7.7378e-05 | 0.00036555 | 0.00047013 | 0.00045418 | 0.00043796 | 0.0004332 | 0.00044135 | 0.00047769 | 0.00050126 | 0.00057479 | 0.00061943 | 0.00066264 | 437.3273 | 414.0625 | 1017.1548 | 960.4864 | 906.975 | 1031.257 | 971.0659 | 916.965 | 865.8785 | 974.4916 | 1409.4362 | 1330.9127 | 1256.7638 | 1189.9044 | 1120.4535 | 1058.0298
Total |  | 1.1995 | 1.2653 | 1921.9857 | 1819.9288 | 1713.8186 | 1618.4648 | 1528.5547 | 1447.3645 | 1363.194 | 25984.7048 | 24537.0621 | 91341.1336 | 99101.3403 | 99137.9978 | 94052.0653 | 184419.113 | 239495.3635 | 240209.6202 | 231846.8237 | 244822.6779 | 244274.3286 | 241405.342 | 239779.7107 | 238516.1253 | 252268.6395 | 243756.4026 | 234636.5804 | 234177.7267 | 251420.4515 | 239673.7638

## StatusQuo_BaseCase_USE+DSP Cost
USE and DSP cost by region ($000s) - Base Case, Status Quo Scenario
Real June 2019 dollars discounted to June 2025
Region | Aggregation | 2020-21 | 2021-22 | 2022-23 | 2023-24 | 2024-25 | 2025-26 | 2026-27 | 2027-28 | 2028-29 | 2029-30 | 2030-31 | 2031-32 | 2032-33 | 2033-34 | 2034-35 | 2035-36 | 2036-37 | 2037-38 | 2038-39 | 2039-40 | 2040-41 | 2041-42 | 2042-43 | 2043-44 | 2044-45 | 2045-46 | 2046-47 | 2047-48 | 2048-49 | 2049-50
NSW1 | USE / DSP | 1.0276 | 1.0292 | 515.9489 | 1.061 | 1.062 | 92238.7116 | 1.0252 | 1.0269 | 1.0231 | 1.0448 | 641.8628 | 16235.0215 | 1.0507 | 1238.5311 | 842.6919 | 686.2286 | 1.033 | 1880.4757 | 783.5483 | 5825.5359 | 0.9867 | 10338.6561 | 4473.0892 | 8785.2475 | 0.94414 | 764.8517 | 434.4509 | 2394.7325 | 1346.8199 | 7537.3636
QLD1 | USE / DSP | 1.0125 | 1.013 | 1.0292 | 1.0309 | 1.0322 | 1.0181 | 14.2022 | 6.6669 | 1.01 | 10.5763 | 461.1853 | 5178.2122 | 35.8127 | 9062.6167 | 174.7456 | 1561.4297 | 1.012 | 190.0537 | 3798.4221 | 3997.8759 | 3977.1623 | 16036.1979 | 1528.428 | 4405.8902 | 4233.4223 | 1699.3591 | 128.7288 | 2527.6414 | 165.8558 | 4339.4012
VIC1 | USE / DSP | 1.0452 | 1.0479 | 79923.1568 | 15569.3246 | 2853.1951 | 3.4655 | 17558.2138 | 1.0413 | 39.1493 | 12.8944 | 141.276 | 1222.3394 | 1.0791 | 2996.7367 | 705.5766 | 177.9215 | 1.097 | 923.0208 | 3248.9053 | 5657.5555 | 28.1428 | 1962.8823 | 782.5517 | 3539.0754 | 1.0229 | 187.9327 | 118.0964 | 1110.1195 | 816.4343 | 1833.1458
SA1 | USE / DSP | 1.0821 | 1.0803 | 62.3485 | 415.8788 | 451.0189 | 18.794 | 6678.2645 | 1.0765 | 7.1304 | 4.0198 | 278.0926 | 7418.9178 | 1.1124 | 11169.2839 | 3959.2564 | 285.6926 | 1.1137 | 5136.3029 | 2110.41 | 3335.4407 | 27.77 | 1058.8335 | 2268.4085 | 5062.2026 | 1.0991 | 24.5533 | 27.0568 | 144.4974 | 91.5911 | 361.1354
TAS1 | USE / DSP | 1.0605 | 1.0629 | 1.0576 | 1.0737 | 1.0649 | 1.0255 | 1.0357 | 1.0369 | 1.0398 | 1.0439 | 1.0364 | 1.0559 | 1.0433 | 1.0227 | 1.0326 | 1.0329 | 1.0407 | 1.0349 | 1.024 | 1.051 | 1.0382 | 0.99268 | 1.0077 | 1.0092 | 1.0202 | 1.0168 | 1.0085 | 1.0385 | 1.0284 | 0.91899
Total |  | 5.2279 | 5.2334 | 80503.541 | 15988.369 | 3307.3732 | 92263.0148 | 24252.7414 | 10.8486 | 49.3527 | 29.5791 | 1523.453 | 30055.5468 | 40.0984 | 24468.1912 | 5683.3031 | 2712.3053 | 5.2964 | 8130.888 | 9942.3097 | 18817.4591 | 4035.0999 | 29397.5625 | 9053.4851 | 21793.4248 | 4237.5087 | 2677.7136 | 709.3414 | 6178.0294 | 2421.7295 | 14071.965

## StatusQuo_BaseCase_SyncCon Cost
Synchronous Condenser cost by region ($000s) - Base Case, Status Quo Scenario
Real June 2019 dollars discounted to June 2025
Region | Aggregation | 2020-21 | 2021-22 | 2022-23 | 2023-24 | 2024-25 | 2025-26 | 2026-27 | 2027-28 | 2028-29 | 2029-30 | 2030-31 | 2031-32 | 2032-33 | 2033-34 | 2034-35 | 2035-36 | 2036-37 | 2037-38 | 2038-39 | 2039-40 | 2040-41 | 2041-42 | 2042-43 | 2043-44 | 2044-45 | 2045-46 | 2046-47 | 2047-48 | 2048-49 | 2049-50
TAS1 | SyncCon | 456.7964 | 444.5121 | 388.2235 | 532.9865 | 362.956 | 231.9042 | 509.3498 | 351.7423 | 350.8062 | 349.0119 | 400.2143 | 384.5777 | 231.7502 | 245.9298 | 385.4495 | 313.8297 | 307.5752 | 339.8975 | 322.4105 | 332.596 | 245.465 | 234.6751 | 266.8722 | 223.0621 | 224.0519 | 225.78 | 224.275 | 219.2118 | 164.3251 | 157.8182
Total |  | 456.7964 | 444.5121 | 388.2235 | 532.9865 | 362.956 | 231.9042 | 509.3498 | 351.7423 | 350.8062 | 349.0119 | 400.2143 | 384.5777 | 231.7502 | 245.9298 | 385.4495 | 313.8297 | 307.5752 | 339.8975 | 322.4105 | 332.596 | 245.465 | 234.6751 | 266.8722 | 223.0621 | 224.0519 | 225.78 | 224.275 | 219.2118 | 164.3251 | 157.8182

## StatusQuo_M27_28_CF
Capacity factor by technology (%) - Marinus 1500MW M27_28, Status Quo Scenario
Region | Technology | 2020-21 | 2021-22 | 2022-23 | 2023-24 | 2024-25 | 2025-26 | 2026-27 | 2027-28 | 2028-29 | 2029-30 | 2030-31 | 2031-32 | 2032-33 | 2033-34 | 2034-35 | 2035-36 | 2036-37 | 2037-38 | 2038-39 | 2039-40 | 2040-41 | 2041-42 | 2042-43 | 2043-44 | 2044-45 | 2045-46 | 2046-47 | 2047-48 | 2048-49 | 2049-50
NEM | Black Coal | 60.74% | 59.97% | 62.79% | 62.85% | 62.83% | 62.75% | 63.13% | 63.31% | 63.69% | 64.15% | 63.5% | 64.69% | 64.24% | 64.57% | 64.77% | 64.52% | 62.38% | 62.38% | 66.55% | 65.71% | 66.99% | 62.47% | 60.13% | 67.95% | 67.95% | 66.14% | 64.86% | 61.6% | 66.39% | 63.76%
NEM | Brown Coal | 75.2% | 75.92% | 70.16% | 73.37% | 76.73% | 76.85% | 73.03% | 76.57% | 72.37% | 72.62% | 77.71% | 76.42% | 78.36% | 76.33% | 76.93% | 75.53% | 71.5% | 75.44% | 69.22% | 66.44% | 75.1% | 73.76% | 73.6% | 74.42% | 76.55% | 72.76% | 72.98% | 69.44% | 0% | 0%
NEM | CCGT | 18.11% | 19.49% | 21.57% | 21.43% | 18.93% | 18.21% | 16.56% | 16.4% | 18.72% | 21.72% | 20.41% | 26.68% | 34.4% | 31.14% | 23.98% | 36.81% | 39.5% | 42.26% | 43.75% | 48.01% | 52.51% | 47.17% | 45.2% | 61.54% | 63.12% | 67.68% | 68.33% | 69.66% | 73.82% | 68.84%
NEM | Gas - Steam | 0.5019% | 0.8918% | 1.304% | 1.31% | 0.8859% | 0.9696% | 1.077% | 0% | 0% | 0% | 0% | 0% | 0% | 0% | 0% | 0% | 0% | 0% | 0% | 0% | 0% | 0% | 0% | 0% | 0% | 0% | 0% | 0% | 0% | 0%
NEM | OCGT / Diesel | 0.1682% | 0.2629% | 0.4577% | 0.4136% | 0.2019% | 0.3543% | 0.2248% | 0.06853% | 0.076% | 0.2754% | 0.2571% | 0.6453% | 0.7142% | 1.08% | 0.9548% | 2.714% | 3.552% | 6.226% | 10.31% | 5.238% | 6.662% | 8.038% | 8.4% | 7.543% | 7.345% | 11% | 11.19% | 7.469% | 9.501% | 9.099%
NEM | Hydro | 22.56% | 23.26% | 25.03% | 23.38% | 23.63% | 25.18% | 21.9% | 23.99% | 24.63% | 27.46% | 25.11% | 26.55% | 27.14% | 27.65% | 23.82% | 27.64% | 26.09% | 25.53% | 26.4% | 23.8% | 24.2% | 26.75% | 25.86% | 27.2% | 25.96% | 25.75% | 26.01% | 23.99% | 25.01% | 28.13%
NEM | Wind | 34.71% | 33.89% | 37.93% | 34.78% | 35.13% | 36.79% | 38.78% | 36.31% | 36.12% | 36.19% | 37.69% | 35.63% | 35.52% | 37.21% | 38.08% | 34.99% | 33.69% | 34.26% | 35.33% | 33.58% | 33.05% | 35.15% | 36.57% | 34.85% | 33.18% | 33.15% | 33.21% | 31.56% | 30.9% | 32.73%
NEM | Solar PV | 27.88% | 28.61% | 29.09% | 29.87% | 28.56% | 27.57% | 29.5% | 26.49% | 28.21% | 29.09% | 29.82% | 30.27% | 29.02% | 28.18% | 29.96% | 27.26% | 28.55% | 29.71% | 30.3% | 30.28% | 29.19% | 28.4% | 30.4% | 27.19% | 28.28% | 29.67% | 30.21% | 30.05% | 29.08% | 28.38%
NEM | LS storage | 5.47% | 5.722% | 5.493% | 5.066% | 3.733% | 6.633% | 6.514% | 5.567% | 5.939% | 7.308% | 6.825% | 6.203% | 6.127% | 6.291% | 6.339% | 6.13% | 6.235% | 6.237% | 6.019% | 7.955% | 8.023% | 8.322% | 8.332% | 8.375% | 8.332% | 7.88% | 8.404% | 8.494% | 8.354% | 8.49%
NEM | Pumped Hydro | 0.481% | 0.8002% | 1.663% | 1.209% | 1.974% | 4.566% | 7.27% | 3.221% | 5.658% | 13.38% | 15.69% | 22.38% | 21.01% | 23.84% | 23.9% | 23.65% | 23.26% | 24.08% | 23.74% | 23.6% | 23.02% | 22.94% | 24.74% | 23.54% | 23.2% | 24.58% | 24.54% | 24.47% | 23.55% | 23.72%
Region | Technology | 2020-21 | 2021-22 | 2022-23 | 2023-24 | 2024-25 | 2025-26 | 2026-27 | 2027-28 | 2028-29 | 2029-30 | 2030-31 | 2031-32 | 2032-33 | 2033-34 | 2034-35 | 2035-36 | 2036-37 | 2037-38 | 2038-39 | 2039-40 | 2040-41 | 2041-42 | 2042-43 | 2043-44 | 2044-45 | 2045-46 | 2046-47 | 2047-48 | 2048-49 | 2049-50
NSW1 | Black Coal | 59.7% | 59.41% | 62.69% | 62.69% | 62.69% | 62.16% | 62.69% | 62.69% | 62.69% | 62.87% | 62.87% | 67.58% | 67.58% | 67.09% | 67.58% | 61.75% | 61.75% | 61.75% | 61.75% | 61.75% | 61.75% | 61.75% | 0% | 0% | 0% | 0% | 0% | 0% | 0% | 0%
NSW1 | Brown Coal | bar: 2020-21 to 2049-50
NSW1 | CCGT | 28.54% | 27.78% | 29.48% | 28.36% | 30.52% | 31.43% | 28.47% | 28.99% | 27.73% | 30.16% | 28.74% | 35.17% | 43.18% | 41.68% | 32.77% | 51.8% | 55.84% | 55.34% | 53.28% | 54.65% | 53.41% | 54.72% | 54.8% | 69.47% | 73.1% | 73.06% | 71.38% | 71.47% | 75.34% | 69.96%
NSW1 | Gas - Steam | bar: 2020-21 to 2049-50
NSW1 | OCGT / Diesel | 1.339e-07% | 1.522e-07% | 0.05371% | 0.01408% | 0.02428% | 0.3115% | 0.001202% | 0.001476% | 0.003751% | 0.1395% | 0.1347% | 0.4827% | 0.3588% | 0.6891% | 0.9069% | 2.948% | 3.623% | 7.31% | 12.88% | 6.424% | 6.163% | 9.741% | 9.927% | 8.219% | 8.375% | 11.94% | 13.7% | 7.623% | 11.1% | 13.32%
NSW1 | Hydro | 11.94% | 12.06% | 12.59% | 12.31% | 12.48% | 14.06% | 11.95% | 11.94% | 12.32% | 13.23% | 13.64% | 15.45% | 14.67% | 16.48% | 15.64% | 16.51% | 15.83% | 17.03% | 17.69% | 16.64% | 16.51% | 17.72% | 18.42% | 17.48% | 17.27% | 18.02% | 18.98% | 17.83% | 17.22% | 18.57%
NSW1 | Wind | 31.1% | 33.61% | 37% | 36.25% | 38.02% | 39.22% | 41.75% | 35.33% | 32.81% | 34.48% | 37.39% | 37.09% | 38.11% | 38.84% | 39.86% | 33.61% | 29.65% | 31.38% | 32.21% | 32.44% | 32.82% | 34.78% | 36.32% | 31.11% | 27.75% | 28.88% | 29.38% | 29.99% | 30.59% | 32.32%
NSW1 | Solar PV | 27.59% | 28.71% | 29.22% | 29.52% | 28.32% | 26.91% | 29.43% | 26.64% | 27.67% | 29.2% | 29.84% | 29.98% | 29.18% | 28.01% | 30.29% | 27.45% | 28.45% | 29.96% | 30.72% | 30.21% | 29.38% | 28.46% | 30.79% | 27.33% | 28.15% | 29.99% | 30.67% | 30.08% | 29.32% | 28.45%
NSW1 | LS storage | bar: 2020-21 to 2049-50
NSW1 | Pumped Hydro | 0.286% | 0.4576% | 1.731% | 1.306% | 2.372% | 5.79% | 7.727% | 3.111% | 4.851% | 13.29% | 15.8% | 22.72% | 20.67% | 24.96% | 24.89% | 24.98% | 24.05% | 25.3% | 24.49% | 24.47% | 24.28% | 24.24% | 26.53% | 25.21% | 24.56% | 26.05% | 26.25% | 25.69% | 25.31% | 25.42%
Region | Technology | 2020-21 | 2021-22 | 2022-23 | 2023-24 | 2024-25 | 2025-26 | 2026-27 | 2027-28 | 2028-29 | 2029-30 | 2030-31 | 2031-32 | 2032-33 | 2033-34 | 2034-35 | 2035-36 | 2036-37 | 2037-38 | 2038-39 | 2039-40 | 2040-41 | 2041-42 | 2042-43 | 2043-44 | 2044-45 | 2045-46 | 2046-47 | 2047-48 | 2048-49 | 2049-50
QLD1 | Black Coal | 62.09% | 60.72% | 62.88% | 63.01% | 62.97% | 63.38% | 63.63% | 64.03% | 64.9% | 65.49% | 64.16% | 62.93% | 62.21% | 63.03% | 63.06% | 65.08% | 62.52% | 62.56% | 68.15% | 67.03% | 68.74% | 62.71% | 60.13% | 67.95% | 67.95% | 66.14% | 64.86% | 61.6% | 66.39% | 63.76%
QLD1 | Brown Coal | bar: 2020-21 to 2049-50
QLD1 | CCGT | 16.49% | 16.56% | 17.32% | 17.4% | 17.9% | 18.08% | 17.99% | 17.65% | 23.23% | 25.22% | 25.48% | 28.58% | 35.83% | 31.06% | 27.69% | 33.94% | 35.95% | 40.12% | 43.06% | 42.72% | 47.83% | 41.92% | 39.64% | 43.99% | 45.85% | 52% | 72.14% | 72.02% | 73.54% | 69.06%
QLD1 | Gas - Steam | bar: 2020-21 to 2049-50
QLD1 | OCGT / Diesel | 0.0009816% | 2.7e-07% | 3.193e-07% | 3.397e-07% | 0.000552% | 0.01958% | 0.09157% | 0.04423% | 0.02791% | 0.09725% | 0.1591% | 0.308% | 0.2889% | 0.2645% | 0.2722% | 0.3406% | 0.5596% | 3.352% | 5.661% | 2.684% | 3.94% | 3.316% | 4.446% | 5.918% | 6.463% | 11.62% | 12.68% | 8.94% | 10.47% | 7.17%
QLD1 | Hydro | 52.68% | 52.55% | 52.62% | 52.74% | 52.69% | 52.55% | 52.63% | 52.74% | 52.61% | 52.68% | 52.55% | 52.76% | 52.53% | 52.57% | 52.64% | 52.73% | 52.06% | 52.55% | 52.53% | 52.46% | 52.64% | 52.3% | 51.76% | 52.68% | 52% | 52.34% | 51.98% | 52.34% | 52.34% | 51.8%
QLD1 | Wind | 39.85% | 40.61% | 44.09% | 41.13% | 38.11% | 43.04% | 43.24% | 43.57% | 40.95% | 41.76% | 37.22% | 37.38% | 35.03% | 40.76% | 38.7% | 40.83% | 40.3% | 40.89% | 37.35% | 37.06% | 34.48% | 39.83% | 39.12% | 41.74% | 39.78% | 39.35% | 35.13% | 34.2% | 31.99% | 36.23%
QLD1 | Solar PV | 28.28% | 29.39% | 30.01% | 30.72% | 29.38% | 28.65% | 30.74% | 25.67% | 28.91% | 29.78% | 30.4% | 31.08% | 29.8% | 28.96% | 30.9% | 25.92% | 28.88% | 29.77% | 30.38% | 31.04% | 29.83% | 28.94% | 30.96% | 25.85% | 28.86% | 29.69% | 30.37% | 30.73% | 29.62% | 28.85%
QLD1 | LS storage | 1.581% | 6.264% | 7.562% | 5.988% | 5.498% | 11.41% | 13.54% | 10.58% | 13.65% | 16.43% | 13.86% | 13.12% | 12.81% | 12.79% | 12.75% | 12.25% | 12.75% | 12.48% | 12.45% | 9.187% | 9.222% | 9.355% | 9.224% | 9.28% | 9.175% | 8.498% | 9.11% | 8.816% | 8.705% | 8.872%
QLD1 | Pumped Hydro | 0.5631% | 0.9445% | 1.634% | 1.168% | 1.806% | 4.051% | 5.477% | 3.653% | 8.832% | 12.88% | 12.96% | 17.47% | 16.69% | 19.11% | 19.8% | 19.1% | 20.29% | 20.92% | 21% | 20.67% | 20.73% | 20.25% | 21% | 20.43% | 20.78% | 22.19% | 21.03% | 21.92% | 21.1% | 20.78%
Region | Technology | 2020-21 | 2021-22 | 2022-23 | 2023-24 | 2024-25 | 2025-26 | 2026-27 | 2027-28 | 2028-29 | 2029-30 | 2030-31 | 2031-32 | 2032-33 | 2033-34 | 2034-35 | 2035-36 | 2036-37 | 2037-38 | 2038-39 | 2039-40 | 2040-41 | 2041-42 | 2042-43 | 2043-44 | 2044-45 | 2045-46 | 2046-47 | 2047-48 | 2048-49 | 2049-50
VIC1 | Black Coal | bar: 2020-21 to 2049-50
VIC1 | Brown Coal | 75.2% | 75.92% | 70.16% | 73.37% | 76.73% | 76.85% | 73.03% | 76.57% | 72.37% | 72.62% | 77.71% | 76.42% | 78.36% | 76.33% | 76.93% | 75.53% | 71.5% | 75.44% | 69.22% | 66.44% | 75.1% | 73.76% | 73.6% | 74.42% | 76.55% | 72.76% | 72.98% | 69.44% | 0% | 0%
VIC1 | CCGT | 0% | 0% | 0% | 0% | 0% | 0% | 0% | 0% | 0% | 0% | 0% | 0% | 0% | 0% | 0% | 0% | 0% | 0% | 0% | 72.25% | 75.88% | 70.19% | 69.82% | 72.41% | 72.94% | 74.24% | 70.33% | 71.94% | 76.06% | 70.88%
VIC1 | Gas - Steam | 0.2397% | 0.8756% | 1.363% | 0.8566% | 0.8859% | 0.9696% | 1.077% | 0% | 0% | 0% | 0% | 0% | 0% | 0% | 0% | 0% | 0% | 0% | 0% | 0% | 0% | 0% | 0% | 0% | 0% | 0% | 0% | 0% | 0% | 0%
VIC1 | OCGT / Diesel | 0.1414% | 0.2068% | 0.5892% | 0.2146% | 0.2248% | 0.3464% | 0.3579% | 0.03933% | 0.06663% | 0.3584% | 0.3447% | 0.522% | 0.3892% | 0.7342% | 0.9855% | 2.169% | 3.351% | 4.56% | 10.33% | 5.984% | 8.814% | 11.56% | 11.16% | 8.935% | 9.782% | 13.05% | 7.705% | 3.821% | 5.052% | 7.887%
VIC1 | Hydro | 17.56% | 17.56% | 17.57% | 17.6% | 17.56% | 17.56% | 17.56% | 17.6% | 17.56% | 17.57% | 17.56% | 17.6% | 17.57% | 17.56% | 17.56% | 17.6% | 17.56% | 17.57% | 17.56% | 17.6% | 17.56% | 17.56% | 17.56% | 17.6% | 17.56% | 17.56% | 17.56% | 17.6% | 17.56% | 17.56%
VIC1 | Wind | 35.73% | 32.68% | 37.08% | 32.35% | 32.19% | 33.49% | 34.86% | 32.39% | 34.44% | 33.68% | 37.11% | 32.79% | 32.95% | 34.13% | 35.7% | 32.74% | 33.4% | 32.57% | 36.58% | 32.19% | 31.73% | 32.5% | 34.55% | 32.73% | 33.38% | 32.55% | 35.58% | 31.13% | 30.17% | 31.06%
VIC1 | Solar PV | 27.36% | 26.84% | 26.92% | 28.03% | 26.77% | 25.41% | 27.6% | 26.11% | 27.06% | 27.58% | 27.89% | 29.39% | 27.75% | 27.02% | 28.37% | 26.81% | 27.82% | 28.37% | 28.25% | 29.38% | 27.7% | 27.04% | 28.34% | 26.76% | 27.72% | 28.27% | 28.14% | 29.21% | 27.64% | 27.09%
VIC1 | LS storage | 5.911% | 6.473% | 6.105% | 4.351% | 3.706% | 6.975% | 6.918% | 5.616% | 6.093% | 8.234% | 6.51% | 5.846% | 5.724% | 6.34% | 6.42% | 6.07% | 6.169% | 6.309% | 6.199% | 6.232% | 6.233% | 6.064% | 6.633% | 6.65% | 6.685% | 6.844% | 7.2% | 7.448% | 6.914% | 6.677%
VIC1 | Pumped Hydro | 0% | 0% | 0% | 0% | 0% | 0% | 0% | 0% | 0% | 0% | 30.08% | 24.6% | 23.76% | 26.21% | 25.07% | 25.09% | 25.97% | 24.68% | 25.98% | 25.27% | 21.97% | 22.37% | 24.08% | 23.05% | 22.75% | 23.24% | 23.29% | 23.48% | 22.63% | 22.32%
Region | Technology | 2020-21 | 2021-22 | 2022-23 | 2023-24 | 2024-25 | 2025-26 | 2026-27 | 2027-28 | 2028-29 | 2029-30 | 2030-31 | 2031-32 | 2032-33 | 2033-34 | 2034-35 | 2035-36 | 2036-37 | 2037-38 | 2038-39 | 2039-40 | 2040-41 | 2041-42 | 2042-43 | 2043-44 | 2044-45 | 2045-46 | 2046-47 | 2047-48 | 2048-49 | 2049-50
SA1 | Black Coal | bar: 2020-21 to 2049-50
SA1 | Brown Coal | bar: 2020-21 to 2049-50
SA1 | CCGT | 18.16% | 24.72% | 30.71% | 34.06% | 16.02% | 10.63% | 5.096% | 4.546% | 5.286% | 11.9% | 7.02% | 21.93% | 33.7% | 29.66% | 13.92% | 35.9% | 41.6% | 0% | 0% | 0% | 0% | 0% | 0% | 0% | 0% | 0% | 0% | 0% | 0% | 0%
SA1 | Gas - Steam | 0.6064% | 0.8982% | 1.28% | 1.491% | 0% | 0% | 0% | 0% | 0% | 0% | 0% | 0% | 0% | 0% | 0% | 0% | 0% | 0% | 0% | 0% | 0% | 0% | 0% | 0% | 0% | 0% | 0% | 0% | 0% | 0%
SA1 | OCGT / Diesel | 0.6645% | 1.062% | 1.447% | 1.819% | 0.6888% | 0.9466% | 0.5056% | 0.305% | 0.326% | 0.7402% | 0.5192% | 1.942% | 3.462% | 4.929% | 2.804% | 9.851% | 11.55% | 15.31% | 16.05% | 8.034% | 10.13% | 11.13% | 9.387% | 7.63% | 4.906% | 6.351% | 7.913% | 6.132% | 8.557% | 10.33%
SA1 | Hydro | bar: 2020-21 to 2049-50
SA1 | Wind | 32.38% | 32.89% | 35.09% | 30.61% | 32.46% | 31.6% | 35.31% | 31.66% | 31.07% | 30.53% | 35.14% | 30.96% | 31.34% | 30.11% | 33.29% | 31.5% | 31.06% | 31% | 33.05% | 29.86% | 29.66% | 28.58% | 31.97% | 31.22% | 30.9% | 30.43% | 31.32% | 28.05% | 26.96% | 25.53%
SA1 | Solar PV | 28.72% | 28.9% | 29.93% | 31.13% | 29.51% | 29.36% | 30.06% | 28.65% | 29% | 28.84% | 31.44% | 31.62% | 29.89% | 29.96% | 30.57% | 29.68% | 30.41% | 30.62% | 31.35% | 31.53% | 29.68% | 29.91% | 30.43% | 29.52% | 30.17% | 30.28% | 30.82% | 30.9% | 29.39% | 29.74%
SA1 | LS storage | 5.332% | 5.349% | 5.156% | 5.395% | 3.712% | 6.375% | 6.183% | 5.446% | 5.716% | 6.684% | 6.846% | 6.251% | 6.208% | 6.128% | 6.172% | 5.993% | 6.089% | 6.076% | 5.836% | 5.787% | 5.929% | 5.545% | 5.893% | 5.898% | 6.032% | 6.165% | 6.452% | 6.681% | 6.433% | 6.441%
SA1 | Pumped Hydro | 0% | 0% | 0% | 0% | 0% | 0% | 0% | 0% | 0% | 0% | 0% | 24.13% | 23.02% | 23.34% | 24.05% | 23.11% | 23.27% | 23.29% | 22.4% | 22.71% | 22.44% | 21.47% | 22.82% | 22.14% | 22.12% | 22.38% | 21.75% | 22.62% | 22.16% | 22%
Region | Technology | 2020-21 | 2021-22 | 2022-23 | 2023-24 | 2024-25 | 2025-26 | 2026-27 | 2027-28 | 2028-29 | 2029-30 | 2030-31 | 2031-32 | 2032-33 | 2033-34 | 2034-35 | 2035-36 | 2036-37 | 2037-38 | 2038-39 | 2039-40 | 2040-41 | 2041-42 | 2042-43 | 2043-44 | 2044-45 | 2045-46 | 2046-47 | 2047-48 | 2048-49 | 2049-50
TAS1 | Black Coal | bar: 2020-21 to 2049-50
TAS1 | Brown Coal | bar: 2020-21 to 2049-50
TAS1 | CCGT | 2.212e-06% | 2.656e-06% | 2.563e-06% | 0.001551% | 0.483% | 2.415e-06% | 2.601e-06% | 0.2484% | 0.3514% | 1.736% | 0.645% | 2.952% | 2.304% | 4.689% | 2.358% | 12.19% | 7.241% | 16.6% | 20% | 22.04% | 41.36% | 20% | 8.86% | 16.41% | 9.396% | 17.47% | 16.83% | 10.85% | 16.71% | 17.32%
TAS1 | Gas - Steam | bar: 2020-21 to 2049-50
TAS1 | OCGT / Diesel | 1.002e-06% | 1.167e-06% | 1.109e-06% | 1.292e-06% | 1.37e-06% | 1.12e-06% | 1.211e-06% | 1.32e-06% | 0.01675% | 0.02478% | 0.03064% | 0.114% | 6.188e-06% | 0.07947% | 0.1393% | 0% | 0% | 0% | 0% | 0% | 0% | 0% | 0% | 0% | 0% | 0% | 0% | 0% | 0% | 0%
TAS1 | Hydro | 35.26% | 37.14% | 41.65% | 37.21% | 37.79% | 40.68% | 33.37% | 39.3% | 40.79% | 47.97% | 40.88% | 43.18% | 45.66% | 45.35% | 35.27% | 45.26% | 41.58% | 38.77% | 40.62% | 34.21% | 35.48% | 41.61% | 38.42% | 43.08% | 39.8% | 38.47% | 38.28% | 33.62% | 37.14% | 44.74%
TAS1 | Wind | 40.07% | 38.87% | 42.97% | 43.09% | 42.29% | 45.84% | 46.31% | 44.02% | 44.74% | 43.42% | 46.2% | 42.04% | 40.3% | 43.56% | 43.54% | 41.64% | 38.85% | 37.62% | 40.73% | 37.84% | 37.91% | 39.76% | 41.47% | 39.72% | 38.16% | 36.6% | 39.78% | 36.11% | 36.77% | 38.79%
TAS1 | Solar PV | 0% | 0% | 0% | 0% | 0% | 0% | 0% | 0% | 0% | 0% | 0% | 0% | 0% | 0% | 0% | 0% | 0% | 0% | 0% | 0% | 0% | 0% | 0% | 0% | 23.52% | 23.28% | 22.8% | 23.51% | 23.58% | 21.72%
TAS1 | LS storage | bar: 2020-21 to 2049-50
TAS1 | Pumped Hydro | 0% | 0% | 0% | 0% | 0% | 0% | 0% | 0% | 0% | 24.65% | 30.76% | 25.2% | 24.7% | 26.15% | 27.55% | 23.55% | 21.33% | 24.43% | 24.08% | 24.04% | 22.89% | 23.42% | 25.18% | 22.89% | 22.46% | 24.6% | 25.91% | 25.55% | 21.59% | 23.67%

## StatusQuo_M27_28_Capacity
Installed capacity by technology (MW) - Marinus 1500MW M27_28, Status Quo Scenario
Capacity calculated on 1 July. In early study years some wind and solar projects enter later in the financial year and are reflected in the following financial year's capacity.
Region | Technology | 2020-21 | 2021-22 | 2022-23 | 2023-24 | 2024-25 | 2025-26 | 2026-27 | 2027-28 | 2028-29 | 2029-30 | 2030-31 | 2031-32 | 2032-33 | 2033-34 | 2034-35 | 2035-36 | 2036-37 | 2037-38 | 2038-39 | 2039-40 | 2040-41 | 2041-42 | 2042-43 | 2043-44 | 2044-45 | 2045-46 | 2046-47 | 2047-48 | 2048-49 | 2049-50
NEM | Black Coal | 17899 | 17899 | 15899 | 15899 | 15899 | 15723 | 15300 | 15230 | 14910 | 13346 | 13346 | 10466 | 10466 | 10466 | 10466 | 7826 | 7126 | 5976 | 5276 | 5276 | 5276 | 5276 | 3956 | 3591 | 3226 | 2861 | 2496 | 2496 | 2496 | 2496
NEM | Brown Coal | 4660 | 4660 | 4660 | 4660 | 4660 | 4660 | 4660 | 4660 | 4660 | 4310 | 3960 | 3585 | 3210 | 3210 | 3210 | 3210 | 3210 | 3210 | 3210 | 3210 | 3210 | 3210 | 3210 | 3210 | 3210 | 3210 | 3210 | 2210 | 0 | 0
NEM | CCGT | 3119 | 3119 | 3119 | 2939 | 2939 | 2939 | 2939 | 2939 | 2554 | 2554 | 2554 | 2554 | 2554 | 2554 | 2554 | 2554 | 2554 | 2025 | 2025 | 2171 | 2171 | 2171 | 2193 | 4428 | 4257 | 3626 | 3905 | 5945 | 6952 | 6952
NEM | Gas - Steam | 1790 | 1790 | 1790 | 1790 | 283 | 283 | 283 | 0 | 0 | 0 | 0 | 0 | 0 | 0 | 0 | 0 | 0 | 0 | 0 | 0 | 0 | 0 | 0 | 0 | 0 | 0 | 0 | 0 | 0 | 0
NEM | OCGT / Diesel | 6562 | 6562 | 6562 | 6562 | 6562 | 6562 | 6562 | 6179 | 6179 | 6179 | 6179 | 6078 | 5401 | 5401 | 5204 | 5100 | 4883 | 4883 | 4920 | 6413 | 6416 | 6551 | 7896 | 7896 | 6890 | 7855 | 7596 | 8518 | 8518 | 8663
NEM | Hydro | 7579 | 7579 | 7579 | 7579 | 7579 | 7579 | 7579 | 7579 | 7579 | 7579 | 7579 | 7579 | 7579 | 7579 | 7579 | 7579 | 7579 | 7579 | 7579 | 7579 | 7579 | 7579 | 7579 | 7579 | 7579 | 7579 | 7579 | 7579 | 7579 | 7579
NEM | Wind | 8594 | 8926 | 9501 | 10213 | 10829 | 11083 | 11524 | 13081 | 13323 | 14456 | 14962 | 19670 | 20603 | 21218 | 21269 | 25485 | 27663 | 28192 | 28043 | 31358 | 31191 | 31439 | 31828 | 32082 | 34103 | 34451 | 34451 | 35547 | 37889 | 37661
NEM | Solar PV | 4692 | 4726 | 5299 | 5751 | 5817 | 5817 | 6222 | 6463 | 7346 | 9417 | 10143 | 12419 | 13098 | 13098 | 13098 | 18337 | 19161 | 20198 | 20210 | 20210 | 21239 | 21239 | 21460 | 21878 | 22159 | 22159 | 22545 | 22934 | 23410 | 23557
NEM | LS storage | 233 | 233 | 233 | 233 | 233 | 233 | 233 | 233 | 233 | 233 | 203 | 203 | 203 | 148 | 148 | 148 | 148 | 148 | 148 | 393 | 393 | 525 | 525 | 525 | 525 | 525 | 525 | 912 | 912 | 912
NEM | Pumped Hydro | 810 | 810 | 810 | 810 | 810 | 810 | 2810 | 2810 | 2810 | 2853 | 2899 | 4810 | 4810 | 5451 | 5497 | 8126 | 8375 | 10304 | 10448 | 10800 | 10800 | 10800 | 10808 | 10822 | 10898 | 10898 | 10898 | 10913 | 10913 | 10913
Total excluding storage |  | 54895 | 55261 | 54409 | 55393 | 54568 | 54646 | 55069 | 56131 | 56551 | 57841 | 58723 | 62351 | 62911 | 63526 | 63380 | 70091 | 72176 | 72063 | 71263 | 76217 | 77082 | 77465 | 78122 | 80664 | 81424 | 81741 | 81782 | 85229 | 86844 | 86908
Region | Technology | 2020-21 | 2021-22 | 2022-23 | 2023-24 | 2024-25 | 2025-26 | 2026-27 | 2027-28 | 2028-29 | 2029-30 | 2030-31 | 2031-32 | 2032-33 | 2033-34 | 2034-35 | 2035-36 | 2036-37 | 2037-38 | 2038-39 | 2039-40 | 2040-41 | 2041-42 | 2042-43 | 2043-44 | 2044-45 | 2045-46 | 2046-47 | 2047-48 | 2048-49 | 2049-50
NSW1 | Black Coal | 10160 | 10160 | 8160 | 8160 | 8160 | 8160 | 8160 | 8160 | 8160 | 6840 | 6840 | 3960 | 3960 | 3960 | 3960 | 1320 | 1320 | 1320 | 1320 | 1320 | 1320 | 1320 | 0 | 0 | 0 | 0 | 0 | 0 | 0 | 0
NSW1 | Brown Coal | 0 | 0 | 0 | 0 | 0 | 0 | 0 | 0 | 0 | 0 | 0 | 0 | 0 | 0 | 0 | 0 | 0 | 0 | 0 | 0 | 0 | 0 | 0 | 0 | 0 | 0 | 0 | 0 | 0 | 0
NSW1 | CCGT | 606 | 606 | 606 | 606 | 606 | 606 | 606 | 606 | 606 | 606 | 606 | 606 | 606 | 606 | 606 | 606 | 606 | 606 | 606 | 606 | 606 | 606 | 606 | 2097 | 1926 | 1926 | 1926 | 1926 | 1926 | 1926
NSW1 | Gas - Steam | 0 | 0 | 0 | 0 | 0 | 0 | 0 | 0 | 0 | 0 | 0 | 0 | 0 | 0 | 0 | 0 | 0 | 0 | 0 | 0 | 0 | 0 | 0 | 0 | 0 | 0 | 0 | 0 | 0 | 0
NSW1 | OCGT / Diesel | 1438 | 1438 | 1438 | 1438 | 1438 | 1438 | 1438 | 1438 | 1438 | 1438 | 1438 | 1438 | 1438 | 1438 | 1438 | 1388 | 1388 | 1388 | 1388 | 1388 | 1388 | 1388 | 2075 | 2075 | 1411 | 1411 | 1411 | 1697 | 1697 | 1697
NSW1 | Hydro | 2585 | 2585 | 2585 | 2585 | 2585 | 2585 | 2585 | 2585 | 2585 | 2585 | 2585 | 2585 | 2585 | 2585 | 2585 | 2585 | 2585 | 2585 | 2585 | 2585 | 2585 | 2585 | 2585 | 2585 | 2585 | 2585 | 2585 | 2585 | 2585 | 2585
NSW1 | Wind | 1633 | 1633 | 1633 | 2017 | 2633 | 2633 | 2633 | 2633 | 2633 | 2633 | 2633 | 6703 | 6803 | 7198 | 7198 | 8323 | 8874 | 8431 | 8401 | 10666 | 10305 | 10305 | 10305 | 10106 | 11261 | 11261 | 11261 | 11876 | 12109 | 12109
NSW1 | Solar PV | 1702 | 1702 | 2064 | 2064 | 2064 | 2064 | 2064 | 2064 | 2102 | 3809 | 3809 | 4667 | 5346 | 5346 | 5346 | 10585 | 11409 | 12446 | 12458 | 12458 | 13487 | 13487 | 13708 | 14151 | 14404 | 14404 | 14348 | 14348 | 14380 | 14380
NSW1 | LS storage | 0 | 0 | 0 | 0 | 0 | 0 | 0 | 0 | 0 | 0 | 0 | 0 | 0 | 0 | 0 | 0 | 0 | 0 | 0 | 0 | 0 | 0 | 0 | 0 | 0 | 0 | 0 | 0 | 0 | 0
NSW1 | Pumped Hydro | 240 | 240 | 240 | 240 | 240 | 240 | 2240 | 2240 | 2240 | 2240 | 2240 | 2240 | 2240 | 2272 | 2272 | 4397 | 4397 | 5437 | 5437 | 5640 | 5640 | 5640 | 5640 | 5640 | 5640 | 5640 | 5640 | 5640 | 5640 | 5640
Total excluding storage |  | 18124 | 18124 | 16486 | 16870 | 17486 | 17486 | 17486 | 17486 | 17524 | 17911 | 17911 | 19959 | 20738 | 21133 | 21133 | 24807 | 26182 | 26776 | 26758 | 29023 | 29691 | 29691 | 29279 | 31014 | 31587 | 31587 | 31531 | 32432 | 32697 | 32697
Region | Technology | 2020-21 | 2021-22 | 2022-23 | 2023-24 | 2024-25 | 2025-26 | 2026-27 | 2027-28 | 2028-29 | 2029-30 | 2030-31 | 2031-32 | 2032-33 | 2033-34 | 2034-35 | 2035-36 | 2036-37 | 2037-38 | 2038-39 | 2039-40 | 2040-41 | 2041-42 | 2042-43 | 2043-44 | 2044-45 | 2045-46 | 2046-47 | 2047-48 | 2048-49 | 2049-50
QLD1 | Black Coal | 7739 | 7739 | 7739 | 7739 | 7739 | 7563 | 7140 | 7070 | 6750 | 6506 | 6506 | 6506 | 6506 | 6506 | 6506 | 6506 | 5806 | 4656 | 3956 | 3956 | 3956 | 3956 | 3956 | 3591 | 3226 | 2861 | 2496 | 2496 | 2496 | 2496
QLD1 | Brown Coal | 0 | 0 | 0 | 0 | 0 | 0 | 0 | 0 | 0 | 0 | 0 | 0 | 0 | 0 | 0 | 0 | 0 | 0 | 0 | 0 | 0 | 0 | 0 | 0 | 0 | 0 | 0 | 0 | 0 | 0
QLD1 | CCGT | 1596 | 1596 | 1596 | 1596 | 1596 | 1596 | 1596 | 1596 | 1211 | 1211 | 1211 | 1211 | 1211 | 1211 | 1211 | 1211 | 1211 | 1211 | 1211 | 1067 | 1067 | 1067 | 1067 | 1067 | 1067 | 436 | 715 | 715 | 715 | 715
QLD1 | Gas - Steam | 0 | 0 | 0 | 0 | 0 | 0 | 0 | 0 | 0 | 0 | 0 | 0 | 0 | 0 | 0 | 0 | 0 | 0 | 0 | 0 | 0 | 0 | 0 | 0 | 0 | 0 | 0 | 0 | 0 | 0
QLD1 | OCGT / Diesel | 1814 | 1814 | 1814 | 1814 | 1814 | 1814 | 1814 | 1814 | 1814 | 1814 | 1814 | 1713 | 1554 | 1554 | 1437 | 1437 | 1437 | 1437 | 1474 | 2416 | 2419 | 2419 | 2419 | 2419 | 2287 | 3252 | 3559 | 4141 | 4141 | 3972
QLD1 | Hydro | 152 | 152 | 152 | 152 | 152 | 152 | 152 | 152 | 152 | 152 | 152 | 152 | 152 | 152 | 152 | 152 | 152 | 152 | 152 | 152 | 152 | 152 | 152 | 152 | 152 | 152 | 152 | 152 | 152 | 152
QLD1 | Wind | 677 | 677 | 1252 | 1362 | 1362 | 1616 | 2057 | 3082 | 3089 | 3573 | 3573 | 3573 | 3573 | 3573 | 3573 | 4049 | 5175 | 6039 | 6400 | 6875 | 7163 | 7383 | 7803 | 7819 | 8471 | 8826 | 8826 | 9242 | 9781 | 9781
QLD1 | Solar PV | 1762 | 1762 | 1762 | 1762 | 1828 | 1828 | 1853 | 2094 | 2919 | 2919 | 2919 | 2919 | 2919 | 2919 | 2919 | 2919 | 2919 | 2919 | 2919 | 2919 | 2919 | 2919 | 2919 | 2894 | 2796 | 2796 | 3238 | 3553 | 3534 | 3534
QLD1 | LS storage | 3 | 3 | 3 | 3 | 3 | 3 | 3 | 3 | 3 | 3 | 3 | 3 | 3 | 3 | 3 | 3 | 3 | 3 | 3 | 248 | 248 | 380 | 380 | 380 | 380 | 380 | 380 | 767 | 767 | 767
QLD1 | Pumped Hydro | 570 | 570 | 570 | 570 | 570 | 570 | 570 | 570 | 570 | 570 | 570 | 941 | 941 | 1348 | 1348 | 1618 | 1618 | 2362 | 2370 | 2370 | 2370 | 2370 | 2370 | 2370 | 2370 | 2370 | 2370 | 2370 | 2370 | 2370
Total excluding storage |  | 13740 | 13740 | 14315 | 14425 | 14491 | 14569 | 14612 | 15808 | 15935 | 16175 | 16175 | 16074 | 15915 | 15915 | 15798 | 16274 | 16700 | 16414 | 16112 | 17385 | 17676 | 17896 | 18316 | 17942 | 17999 | 18323 | 18986 | 20299 | 20819 | 20650
Region | Technology | 2020-21 | 2021-22 | 2022-23 | 2023-24 | 2024-25 | 2025-26 | 2026-27 | 2027-28 | 2028-29 | 2029-30 | 2030-31 | 2031-32 | 2032-33 | 2033-34 | 2034-35 | 2035-36 | 2036-37 | 2037-38 | 2038-39 | 2039-40 | 2040-41 | 2041-42 | 2042-43 | 2043-44 | 2044-45 | 2045-46 | 2046-47 | 2047-48 | 2048-49 | 2049-50
VIC1 | Black Coal | 0 | 0 | 0 | 0 | 0 | 0 | 0 | 0 | 0 | 0 | 0 | 0 | 0 | 0 | 0 | 0 | 0 | 0 | 0 | 0 | 0 | 0 | 0 | 0 | 0 | 0 | 0 | 0 | 0 | 0
VIC1 | Brown Coal | 4660 | 4660 | 4660 | 4660 | 4660 | 4660 | 4660 | 4660 | 4660 | 4310 | 3960 | 3585 | 3210 | 3210 | 3210 | 3210 | 3210 | 3210 | 3210 | 3210 | 3210 | 3210 | 3210 | 3210 | 3210 | 3210 | 3210 | 2210 | 0 | 0
VIC1 | CCGT | 0 | 0 | 0 | 0 | 0 | 0 | 0 | 0 | 0 | 0 | 0 | 0 | 0 | 0 | 0 | 0 | 0 | 0 | 0 | 290 | 290 | 290 | 312 | 1056 | 1056 | 1056 | 1056 | 3096 | 4103 | 4103
VIC1 | Gas - Steam | 510 | 510 | 510 | 510 | 283 | 283 | 283 | 0 | 0 | 0 | 0 | 0 | 0 | 0 | 0 | 0 | 0 | 0 | 0 | 0 | 0 | 0 | 0 | 0 | 0 | 0 | 0 | 0 | 0 | 0
VIC1 | OCGT / Diesel | 1872 | 1872 | 1872 | 1872 | 1872 | 1872 | 1872 | 1872 | 1872 | 1872 | 1872 | 1872 | 1712 | 1712 | 1712 | 1712 | 1495 | 1495 | 1495 | 1350 | 1350 | 1350 | 1712 | 1712 | 1712 | 1712 | 1146 | 1200 | 1200 | 1303
VIC1 | Hydro | 2182 | 2182 | 2182 | 2182 | 2182 | 2182 | 2182 | 2182 | 2182 | 2182 | 2182 | 2182 | 2182 | 2182 | 2182 | 2182 | 2182 | 2182 | 2182 | 2182 | 2182 | 2182 | 2182 | 2182 | 2182 | 2182 | 2182 | 2182 | 2182 | 2182
VIC1 | Wind | 3790 | 4122 | 4122 | 4122 | 4122 | 4122 | 4122 | 4522 | 4522 | 4897 | 4897 | 4897 | 5287 | 5297 | 5297 | 6499 | 6739 | 6672 | 6252 | 6659 | 6587 | 6587 | 6556 | 6371 | 6494 | 6494 | 6494 | 6494 | 8064 | 7836
VIC1 | Solar PV | 900 | 934 | 1035 | 1035 | 1035 | 1035 | 1415 | 1415 | 1415 | 1415 | 2063 | 3415 | 3415 | 3415 | 3415 | 3415 | 3415 | 3415 | 3415 | 3415 | 3415 | 3415 | 3415 | 3415 | 3415 | 3415 | 3415 | 3415 | 3350 | 3262
VIC1 | LS storage | 75 | 75 | 75 | 75 | 75 | 75 | 75 | 75 | 75 | 75 | 75 | 75 | 75 | 20 | 20 | 20 | 20 | 20 | 20 | 20 | 20 | 20 | 20 | 20 | 20 | 20 | 20 | 20 | 20 | 20
VIC1 | Pumped Hydro | 0 | 0 | 0 | 0 | 0 | 0 | 0 | 0 | 0 | 0 | 46 | 1065 | 1065 | 1200 | 1200 | 1200 | 1200 | 1200 | 1200 | 1200 | 1200 | 1200 | 1200 | 1200 | 1200 | 1200 | 1200 | 1200 | 1200 | 1200
Total excluding storage |  | 13914 | 14280 | 14381 | 14381 | 14154 | 14154 | 14534 | 14651 | 14651 | 14676 | 14974 | 15951 | 15806 | 15816 | 15816 | 17018 | 17041 | 16974 | 16554 | 17106 | 17034 | 17034 | 17387 | 17946 | 18069 | 18069 | 17503 | 18597 | 18899 | 18686
Region | Technology | 2020-21 | 2021-22 | 2022-23 | 2023-24 | 2024-25 | 2025-26 | 2026-27 | 2027-28 | 2028-29 | 2029-30 | 2030-31 | 2031-32 | 2032-33 | 2033-34 | 2034-35 | 2035-36 | 2036-37 | 2037-38 | 2038-39 | 2039-40 | 2040-41 | 2041-42 | 2042-43 | 2043-44 | 2044-45 | 2045-46 | 2046-47 | 2047-48 | 2048-49 | 2049-50
SA1 | Black Coal | 0 | 0 | 0 | 0 | 0 | 0 | 0 | 0 | 0 | 0 | 0 | 0 | 0 | 0 | 0 | 0 | 0 | 0 | 0 | 0 | 0 | 0 | 0 | 0 | 0 | 0 | 0 | 0 | 0 | 0
SA1 | Brown Coal | 0 | 0 | 0 | 0 | 0 | 0 | 0 | 0 | 0 | 0 | 0 | 0 | 0 | 0 | 0 | 0 | 0 | 0 | 0 | 0 | 0 | 0 | 0 | 0 | 0 | 0 | 0 | 0 | 0 | 0
SA1 | CCGT | 709 | 709 | 709 | 529 | 529 | 529 | 529 | 529 | 529 | 529 | 529 | 529 | 529 | 529 | 529 | 529 | 529 | 0 | 0 | 0 | 0 | 0 | 0 | 0 | 0 | 0 | 0 | 0 | 0 | 0
SA1 | Gas - Steam | 1280 | 1280 | 1280 | 1280 | 0 | 0 | 0 | 0 | 0 | 0 | 0 | 0 | 0 | 0 | 0 | 0 | 0 | 0 | 0 | 0 | 0 | 0 | 0 | 0 | 0 | 0 | 0 | 0 | 0 | 0
SA1 | OCGT / Diesel | 1260 | 1260 | 1260 | 1260 | 1260 | 1260 | 1260 | 877 | 877 | 877 | 877 | 877 | 643 | 643 | 563 | 563 | 563 | 563 | 563 | 1259 | 1259 | 1394 | 1690 | 1690 | 1480 | 1480 | 1480 | 1480 | 1480 | 1691
SA1 | Hydro | 0 | 0 | 0 | 0 | 0 | 0 | 0 | 0 | 0 | 0 | 0 | 0 | 0 | 0 | 0 | 0 | 0 | 0 | 0 | 0 | 0 | 0 | 0 | 0 | 0 | 0 | 0 | 0 | 0 | 0
SA1 | Wind | 1930 | 1930 | 1930 | 1930 | 1930 | 1930 | 1930 | 1940 | 1841 | 2115 | 2492 | 2785 | 2902 | 3037 | 3016 | 4100 | 4075 | 4250 | 4190 | 4133 | 4111 | 4139 | 4139 | 4761 | 4852 | 4845 | 4845 | 4845 | 4845 | 4845
SA1 | Solar PV | 328 | 328 | 438 | 890 | 890 | 890 | 890 | 890 | 910 | 1274 | 1352 | 1418 | 1418 | 1418 | 1418 | 1418 | 1418 | 1418 | 1418 | 1418 | 1418 | 1418 | 1418 | 1418 | 1418 | 1418 | 1418 | 1418 | 1946 | 2181
SA1 | LS storage | 155 | 155 | 155 | 155 | 155 | 155 | 155 | 155 | 155 | 155 | 125 | 125 | 125 | 125 | 125 | 125 | 125 | 125 | 125 | 125 | 125 | 125 | 125 | 125 | 125 | 125 | 125 | 125 | 125 | 125
SA1 | Pumped Hydro | 0 | 0 | 0 | 0 | 0 | 0 | 0 | 0 | 0 | 0 | 0 | 107 | 107 | 174 | 174 | 187 | 187 | 332 | 468 | 500 | 500 | 500 | 500 | 500 | 500 | 500 | 500 | 500 | 500 | 500
Total excluding storage |  | 5507 | 5507 | 5617 | 5889 | 4609 | 4609 | 4609 | 4236 | 4157 | 4795 | 5250 | 5609 | 5492 | 5627 | 5526 | 6610 | 6585 | 6231 | 6171 | 6810 | 6788 | 6951 | 7247 | 7869 | 7750 | 7743 | 7743 | 7743 | 8271 | 8717
Region | Technology | 2020-21 | 2021-22 | 2022-23 | 2023-24 | 2024-25 | 2025-26 | 2026-27 | 2027-28 | 2028-29 | 2029-30 | 2030-31 | 2031-32 | 2032-33 | 2033-34 | 2034-35 | 2035-36 | 2036-37 | 2037-38 | 2038-39 | 2039-40 | 2040-41 | 2041-42 | 2042-43 | 2043-44 | 2044-45 | 2045-46 | 2046-47 | 2047-48 | 2048-49 | 2049-50
TAS1 | Black Coal | 0 | 0 | 0 | 0 | 0 | 0 | 0 | 0 | 0 | 0 | 0 | 0 | 0 | 0 | 0 | 0 | 0 | 0 | 0 | 0 | 0 | 0 | 0 | 0 | 0 | 0 | 0 | 0 | 0 | 0
TAS1 | Brown Coal | 0 | 0 | 0 | 0 | 0 | 0 | 0 | 0 | 0 | 0 | 0 | 0 | 0 | 0 | 0 | 0 | 0 | 0 | 0 | 0 | 0 | 0 | 0 | 0 | 0 | 0 | 0 | 0 | 0 | 0
TAS1 | CCGT | 208 | 208 | 208 | 208 | 208 | 208 | 208 | 208 | 208 | 208 | 208 | 208 | 208 | 208 | 208 | 208 | 208 | 208 | 208 | 208 | 208 | 208 | 208 | 208 | 208 | 208 | 208 | 208 | 208 | 208
TAS1 | Gas - Steam | 0 | 0 | 0 | 0 | 0 | 0 | 0 | 0 | 0 | 0 | 0 | 0 | 0 | 0 | 0 | 0 | 0 | 0 | 0 | 0 | 0 | 0 | 0 | 0 | 0 | 0 | 0 | 0 | 0 | 0
TAS1 | OCGT / Diesel | 178 | 178 | 178 | 178 | 178 | 178 | 178 | 178 | 178 | 178 | 178 | 178 | 54 | 54 | 54 | 0 | 0 | 0 | 0 | 0 | 0 | 0 | 0 | 0 | 0 | 0 | 0 | 0 | 0 | 0
TAS1 | Hydro | 2660 | 2660 | 2660 | 2660 | 2660 | 2660 | 2660 | 2660 | 2660 | 2660 | 2660 | 2660 | 2660 | 2660 | 2660 | 2660 | 2660 | 2660 | 2660 | 2660 | 2660 | 2660 | 2660 | 2660 | 2660 | 2660 | 2660 | 2660 | 2660 | 2660
TAS1 | Wind | 564 | 564 | 564 | 782 | 782 | 782 | 782 | 904 | 1238 | 1238 | 1367 | 1712 | 2038 | 2113 | 2185 | 2514 | 2800 | 2800 | 2800 | 3025 | 3025 | 3025 | 3025 | 3025 | 3025 | 3025 | 3025 | 3090 | 3090 | 3090
TAS1 | Solar PV | 0 | 0 | 0 | 0 | 0 | 0 | 0 | 0 | 0 | 0 | 0 | 0 | 0 | 0 | 0 | 0 | 0 | 0 | 0 | 0 | 0 | 0 | 0 | 0 | 126 | 126 | 126 | 200 | 200 | 200
TAS1 | LS storage | 0 | 0 | 0 | 0 | 0 | 0 | 0 | 0 | 0 | 0 | 0 | 0 | 0 | 0 | 0 | 0 | 0 | 0 | 0 | 0 | 0 | 0 | 0 | 0 | 0 | 0 | 0 | 0 | 0 | 0
TAS1 | Pumped Hydro | 0 | 0 | 0 | 0 | 0 | 0 | 0 | 0 | 0 | 43 | 43 | 457 | 457 | 457 | 503 | 724 | 973 | 973 | 973 | 1090 | 1090 | 1090 | 1098 | 1112 | 1188 | 1188 | 1188 | 1203 | 1203 | 1203
Total excluding storage |  | 3610 | 3610 | 3610 | 3828 | 3828 | 3828 | 3828 | 3950 | 4284 | 4284 | 4413 | 4758 | 4960 | 5035 | 5107 | 5382 | 5668 | 5668 | 5668 | 5893 | 5893 | 5893 | 5893 | 5893 | 6019 | 6019 | 6019 | 6158 | 6158 | 6158

## StatusQuo_M27_28_Generation
Annual sent-out generation by technology (GWh) - Marinus 1500MW M27_28, Status Quo Scenario
Region | Technology | 2020-21 | 2021-22 | 2022-23 | 2023-24 | 2024-25 | 2025-26 | 2026-27 | 2027-28 | 2028-29 | 2029-30 | 2030-31 | 2031-32 | 2032-33 | 2033-34 | 2034-35 | 2035-36 | 2036-37 | 2037-38 | 2038-39 | 2039-40 | 2040-41 | 2041-42 | 2042-43 | 2043-44 | 2044-45 | 2045-46 | 2046-47 | 2047-48 | 2048-49 | 2049-50
NEM | Black Coal | 95230.1458 | 94036.7533 | 87444.2105 | 87531.9008 | 87505.5282 | 86423.32 | 84609.9111 | 84466.7302 | 83189.8651 | 74996.6049 | 74238.4446 | 59308.5244 | 58897.5761 | 59198.3333 | 59384.5529 | 44233.4466 | 38939.9616 | 32657.9328 | 30758.0754 | 30369.2289 | 30963.0074 | 28873.2303 | 20837.8364 | 21373.783 | 19201.2408 | 16575.2059 | 14181.4397 | 13468.5407 | 14515.163 | 13941.3493
NEM | Brown Coal | 30698.9243 | 30990.0725 | 28640.5047 | 29951.4147 | 31322.518 | 31373.37 | 29810.478 | 31258.9796 | 29544.351 | 27419.639 | 26958.33 | 23999.8975 | 22035.453 | 21462.365 | 21633.197 | 21239.7234 | 20106.4175 | 21213.3164 | 19463.2956 | 18682.8786 | 21118.1086 | 20742.392 | 20697.026 | 20925.922 | 21525.639 | 20459.692 | 20520.6984 | 13442.83 | 0 | 0
NEM | CCGT | 4949.1595 | 5324.8233 | 5893.2384 | 5516.0363 | 4873.6307 | 4688.6234 | 4262.5056 | 4222.1134 | 4187.4032 | 4859.5991 | 4565.8495 | 5969.0902 | 7697.3229 | 6967.7585 | 5364.986 | 8236.3385 | 8837.0262 | 7496.7069 | 7761.2762 | 9131.3616 | 9986.9985 | 8969.9407 | 8683.2903 | 23870.7153 | 23537.6041 | 21499.2789 | 23373.5173 | 36278.8153 | 44957.7675 | 41921.3059
NEM | Gas - Steam | 78.7059 | 139.8344 | 204.3944 | 205.442 | 21.963 | 24.0379 | 26.697 | 1.09e-05 | 1.17e-05 | 1.6e-05 | 1.5e-05 | 2.26e-05 | 2.53e-05 | 2.72e-05 | 2.5e-05 | 5.84e-05 | 8.14e-05 | 9.92e-05 | 0.00010937 | 0 | 0 | 0 | 0 | 0 | 0 | 0 | 0 | 0 | 0 | 0
NEM | OCGT / Diesel | 96.6809 | 151.1036 | 263.0897 | 237.7325 | 116.0466 | 203.6368 | 129.1972 | 37.0916 | 41.1394 | 149.0503 | 139.1393 | 343.6042 | 337.9077 | 510.9539 | 435.2766 | 1212.4238 | 1519.2545 | 2663.1262 | 4442.1677 | 2942.7669 | 3744.0798 | 4612.8019 | 5810.4135 | 5217.4389 | 4433.0615 | 7566.0392 | 7444.6515 | 5572.9383 | 7089.1669 | 6905.4176
NEM | Hydro | 14976.2596 | 15442.024 | 16616.0167 | 15523.588 | 15689.9776 | 16719.5637 | 14539.5059 | 15927.7239 | 16350.373 | 18234.1583 | 16670.1932 | 17627.0217 | 18018.6653 | 18356.2336 | 15816.6217 | 18351.6219 | 17323.3816 | 16947.7197 | 17528.9528 | 15802.9551 | 16064.8148 | 17761.7767 | 17169.637 | 18059.5672 | 17234.743 | 17098.5306 | 17267.7566 | 15930.3697 | 16607.4455 | 18677.3145
NEM | Wind | 26128.3005 | 26497.2351 | 31569.9923 | 31119.6478 | 33324.9872 | 35717.1002 | 39150.8988 | 41610.66 | 42154.8277 | 45833.7721 | 49396.3555 | 61400.3753 | 64098.9341 | 69158.6266 | 70941.564 | 78107.474 | 81649.7707 | 84612.2203 | 86795.7139 | 92247.2296 | 90294.4938 | 96814.0296 | 101952.4037 | 97946.1109 | 99130.8015 | 100044.4007 | 100219.131 | 98283.3231 | 102570.7238 | 107972.7361
NEM | Solar PV | 11461.2583 | 11843.2158 | 13504.3138 | 15048.4585 | 14552.5316 | 14047.1816 | 16076.9771 | 14996.0346 | 18153.3254 | 23996.1683 | 26493.2283 | 32927.804 | 33298.9954 | 32327.9848 | 34373.681 | 43788.9051 | 47922.709 | 52569.1525 | 53641.9493 | 53606.7997 | 54310.7334 | 52831.222 | 57148.4133 | 52108.5721 | 54886.6106 | 57588.2606 | 59663.5481 | 60362.0801 | 59642.3529 | 58571.3495
NEM | LS storage | 111.6533 | 116.7979 | 112.1096 | 103.4083 | 76.1965 | 135.3803 | 132.9649 | 113.6233 | 121.2254 | 149.166 | 121.3741 | 110.304 | 108.9584 | 81.5663 | 82.1792 | 79.4779 | 80.8309 | 80.8658 | 78.0404 | 273.8626 | 276.1942 | 382.7509 | 383.192 | 385.1528 | 383.1963 | 362.3963 | 386.5085 | 678.5713 | 667.4499 | 678.3078
NEM | Pumped Hydro | 34.1275 | 56.7806 | 117.9757 | 85.7699 | 140.0384 | 323.9829 | 1789.6164 | 792.9223 | 1392.8396 | 3343.7456 | 3984.9805 | 9428.8024 | 8853.5288 | 11382.9087 | 11508.6271 | 16838.299 | 17066.9927 | 21730.9989 | 21724.9934 | 22328.113 | 21776.8898 | 21706.9171 | 23421.5167 | 22318.907 | 22144.6123 | 23461.481 | 23430.6729 | 23394.7351 | 22510.9493 | 22676.0585
Total excluding storage |  | 183619.4348 | 184425.0619 | 184135.7604 | 185134.2207 | 187407.183 | 189196.8336 | 188606.1706 | 192519.3334 | 193621.2848 | 195488.9921 | 198461.5405 | 201576.3173 | 204384.8546 | 207982.2558 | 207949.8791 | 215169.9334 | 216298.5212 | 218160.1749 | 220391.431 | 222783.2205 | 226482.2362 | 230605.3931 | 232299.0202 | 239502.1094 | 239949.7005 | 240831.4079 | 242670.7427 | 243338.8973 | 245382.6195 | 247989.4729
Region | Technology | 2020-21 | 2021-22 | 2022-23 | 2023-24 | 2024-25 | 2025-26 | 2026-27 | 2027-28 | 2028-29 | 2029-30 | 2030-31 | 2031-32 | 2032-33 | 2033-34 | 2034-35 | 2035-36 | 2036-37 | 2037-38 | 2038-39 | 2039-40 | 2040-41 | 2041-42 | 2042-43 | 2043-44 | 2044-45 | 2045-46 | 2046-47 | 2047-48 | 2048-49 | 2049-50
NSW1 | Black Coal | 53135.707 | 52873.895 | 44813.707 | 44813.707 | 44813.707 | 44433.346 | 44813.707 | 44813.707 | 44813.707 | 37673.431 | 37673.431 | 23444.388 | 23444.388 | 23274.175 | 23444.388 | 7140.276 | 7140.276 | 7140.276 | 7140.276 | 7140.276 | 7140.276 | 7140.276 | 0 | 0 | 0 | 0 | 0 | 0 | 0 | 0
NSW1 | Brown Coal | 0 | 0 | 0 | 0 | 0 | 0 | 0 | 0 | 0 | 0 | 0 | 0 | 0 | 0 | 0 | 0 | 0 | 0 | 0 | 0 | 0 | 0 | 0 | 0 | 0 | 0 | 0 | 0 | 0 | 0
NSW1 | CCGT | 1515.1766 | 1474.726 | 1564.9273 | 1505.383 | 1619.9393 | 1668.3222 | 1511.1084 | 1538.8716 | 1471.826 | 1601.0003 | 1525.8823 | 1867.2634 | 2292.4886 | 2212.8261 | 1739.6326 | 2749.9293 | 2964.2955 | 2937.6471 | 2828.5865 | 2900.947 | 2835.085 | 2904.6407 | 2908.884 | 12761.5999 | 12333.565 | 12326.87 | 12042.466 | 12058.933 | 12711.04 | 11804.067
NSW1 | Gas - Steam | 0 | 0 | 0 | 0 | 0 | 0 | 0 | 0 | 0 | 0 | 0 | 0 | 0 | 0 | 0 | 0 | 0 | 0 | 0 | 0 | 0 | 0 | 0 | 0 | 0 | 0 | 0 | 0 | 0 | 0
NSW1 | OCGT / Diesel | 1.687e-05 | 1.917e-05 | 6.7659 | 1.7733 | 3.0582 | 39.2384 | 0.15138 | 0.18593 | 0.47253 | 17.5735 | 16.962 | 60.8045 | 45.1927 | 86.8107 | 114.2381 | 358.3962 | 440.4655 | 888.8683 | 1566.2484 | 781.0502 | 749.2944 | 1184.3419 | 1804.4527 | 1493.9545 | 1035.1458 | 1475.4361 | 1693.2387 | 1133.1774 | 1650.3632 | 1980.5411
NSW1 | Hydro | 2702.7698 | 2731.1134 | 2851.2317 | 2786.8482 | 2825.734 | 3183.0839 | 2706.5828 | 2703.5467 | 2789.4104 | 2996.201 | 3088.1729 | 3499.5314 | 3321.0438 | 3731.5014 | 3540.7817 | 3739.6206 | 3584.9199 | 3856.2312 | 4006.9457 | 3768.7939 | 3739.7439 | 4013.2132 | 4171.4855 | 3957.2869 | 3911.1426 | 4081.0123 | 4297.7002 | 4036.7856 | 3899.0255 | 4204.4977
NSW1 | Wind | 4448.9169 | 4808.0714 | 5292.5365 | 6404.3516 | 8769.953 | 9047.2753 | 9630.5232 | 8148.5705 | 7568.4436 | 7951.9734 | 8624.5643 | 21777.0145 | 22711.3975 | 24492.3213 | 25132.9701 | 24501.8826 | 23047.2745 | 23175.8151 | 23704.7272 | 30314.0334 | 29626.5927 | 31397.3012 | 32789.9739 | 27537.503 | 27375.6737 | 28484.7419 | 28980.5107 | 31198.6881 | 32448.9816 | 34280.1457
NSW1 | Solar PV | 4114.0842 | 4280.5912 | 5282.6338 | 5338.094 | 5120.1378 | 4866.0724 | 5321.4326 | 4817.4885 | 5094.1382 | 9743.8979 | 9955.9518 | 12257.9399 | 13666.1317 | 13117.1524 | 14187.0357 | 25452.863 | 28436.2642 | 32668.4051 | 33527.564 | 32965.042 | 34710.1674 | 33626.1706 | 36973.2976 | 33883.5551 | 35519.2693 | 37840.375 | 38551.2309 | 37811.0775 | 36936.189 | 35836.0358
NSW1 | LS storage | 3.97e-05 | 4.41e-05 | 4.15e-05 | 4.16e-05 | 4.47e-05 | 8.45e-05 | 8.6e-05 | 8.11e-05 | 8.13e-05 | 9.12e-05 | 0.00010418 | 0.00017771 | 0.00017362 | 0.00018905 | 0.00020335 | 0.00017133 | 0.00017075 | 0.00018173 | 0.00018789 | 0.0003481 | 0.00031852 | 0.00057214 | 0.00058458 | 0.00056487 | 0.00055528 | 0.00059358 | 0.00055224 | 0.00066306 | 0.0006349 | 0.0014002
NSW1 | Pumped Hydro | 6.0121 | 9.6213 | 36.3875 | 27.4585 | 49.8752 | 121.7315 | 1516.1313 | 610.5304 | 951.837 | 2607.905 | 3101.0449 | 4458.1616 | 4055.8724 | 4968.0509 | 4954.6868 | 9622.3162 | 9262.0565 | 12048.596 | 11663.0964 | 12090.9344 | 11995.1763 | 11973.9557 | 13109.8723 | 12453.7934 | 12132.2073 | 12872.0984 | 12967.4997 | 12694.1835 | 12505.7234 | 12557.8425
Total excluding storage |  | 65916.6545 | 66168.3971 | 59811.8022 | 60850.1571 | 63152.5293 | 63237.3382 | 63983.5053 | 62022.3703 | 61737.9977 | 59984.0771 | 60884.9643 | 62906.9417 | 65480.6423 | 66914.7869 | 68159.0463 | 63942.9676 | 65613.4957 | 70667.2427 | 72774.3478 | 77870.1426 | 78801.1594 | 80265.9438 | 78648.0938 | 79633.8993 | 80174.7963 | 84208.4353 | 85565.1464 | 86238.6616 | 87645.5993 | 88105.2873
Region | Technology | 2020-21 | 2021-22 | 2022-23 | 2023-24 | 2024-25 | 2025-26 | 2026-27 | 2027-28 | 2028-29 | 2029-30 | 2030-31 | 2031-32 | 2032-33 | 2033-34 | 2034-35 | 2035-36 | 2036-37 | 2037-38 | 2038-39 | 2039-40 | 2040-41 | 2041-42 | 2042-43 | 2043-44 | 2044-45 | 2045-46 | 2046-47 | 2047-48 | 2048-49 | 2049-50
QLD1 | Black Coal | 42094.4388 | 41162.8583 | 42630.5035 | 42718.1938 | 42691.8212 | 41989.974 | 39796.2041 | 39653.0232 | 38376.1581 | 37323.1739 | 36565.0136 | 35864.1364 | 35453.1881 | 35924.1583 | 35940.1649 | 37093.1706 | 31799.6856 | 25517.6568 | 23617.7994 | 23228.9529 | 23822.7314 | 21732.9543 | 20837.8364 | 21373.783 | 19201.2408 | 16575.2059 | 14181.4397 | 13468.5407 | 14515.163 | 13941.3493
QLD1 | Brown Coal | 0 | 0 | 0 | 0 | 0 | 0 | 0 | 0 | 0 | 0 | 0 | 0 | 0 | 0 | 0 | 0 | 0 | 0 | 0 | 0 | 0 | 0 | 0 | 0 | 0 | 0 | 0 | 0 | 0 | 0
QLD1 | CCGT | 2305.9047 | 2314.7183 | 2420.8155 | 2432.2056 | 2502.5759 | 2527.6089 | 2515.2695 | 2468.0398 | 2464.2246 | 2675.391 | 2702.9189 | 3031.692 | 3801.2287 | 3295.0648 | 2937.4398 | 3600.6117 | 3813.266 | 4256.5451 | 4568.2267 | 3993.4699 | 4470.6476 | 3917.8332 | 3704.7519 | 4112.0665 | 4285.6606 | 1986.0343 | 4518.517 | 4510.6243 | 4605.8418 | 4325.6849
QLD1 | Gas - Steam | 0 | 0 | 0 | 0 | 0 | 0 | 0 | 0 | 0 | 0 | 0 | 0 | 0 | 0 | 0 | 0 | 0 | 0 | 0 | 0 | 0 | 0 | 0 | 0 | 0 | 0 | 0 | 0 | 0 | 0
QLD1 | OCGT / Diesel | 0.15598 | 4.291e-05 | 5.074e-05 | 5.398e-05 | 0.087719 | 3.1113 | 14.5515 | 7.028 | 4.4354 | 15.4535 | 25.2852 | 46.2172 | 39.3319 | 36.0082 | 34.2636 | 42.8699 | 70.4427 | 421.9536 | 730.9236 | 567.9985 | 834.913 | 702.5911 | 942.2297 | 1253.958 | 1294.781 | 3310.736 | 3952.0426 | 3243.0787 | 3798.339 | 2494.7387
QLD1 | Hydro | 701.4388 | 699.6632 | 700.63 | 702.2707 | 701.5827 | 699.7271 | 700.7161 | 702.2499 | 700.5701 | 701.3871 | 699.7271 | 702.477 | 699.4626 | 699.9985 | 700.8957 | 702.1249 | 693.1798 | 699.6725 | 699.5039 | 698.5 | 700.8458 | 696.4357 | 689.2172 | 701.4302 | 692.3691 | 696.9445 | 692.153 | 696.968 | 696.8943 | 689.7229
QLD1 | Wind | 2363.2165 | 2408.2659 | 4835.3457 | 4907.721 | 4546.4176 | 6092.7773 | 7791.8421 | 11764.3791 | 11081.1209 | 13070.4414 | 11648.4733 | 11698.3915 | 10964.7397 | 12757.329 | 12111.4982 | 14481.0272 | 18270.9811 | 21632.4841 | 20937.6377 | 22316.5577 | 21634.7958 | 25759.7295 | 26741.0968 | 28592.8147 | 29516.1024 | 30424.8649 | 27162.7336 | 27692.1071 | 27412.2285 | 31039.6972
QLD1 | Solar PV | 4365.0758 | 4535.9821 | 4632.3344 | 4741.8967 | 4704.1599 | 4587.4514 | 4990.4387 | 4708.7283 | 7393.3226 | 7615.2164 | 7773.423 | 7948.0154 | 7619.9761 | 7405.7902 | 7902.4479 | 6628.5292 | 7385.5411 | 7611.3217 | 7768.8743 | 7936.1035 | 7626.3879 | 7400.2814 | 7916.2571 | 6552.9599 | 7067.5197 | 7271.3477 | 8613.0496 | 9564.3965 | 9171.0296 | 8931.4514
QLD1 | LS storage | 0.4156 | 1.6462 | 1.9872 | 1.5737 | 1.445 | 2.9985 | 3.5571 | 2.7799 | 3.5883 | 4.3176 | 3.6417 | 3.4478 | 3.3677 | 3.3618 | 3.3513 | 3.2188 | 3.35 | 3.2787 | 3.2706 | 199.5753 | 200.3482 | 311.4097 | 307.0383 | 308.9178 | 305.4298 | 282.8936 | 303.2412 | 592.3691 | 584.8978 | 596.0757
QLD1 | Pumped Hydro | 28.1154 | 47.1594 | 81.5882 | 58.311 | 90.1629 | 202.251 | 273.4847 | 182.3915 | 441.0021 | 642.9909 | 646.8694 | 1440.381 | 1375.918 | 2257.066 | 2338.4067 | 2706.6293 | 2875.6333 | 4327.736 | 4360.8028 | 4290.6871 | 4302.7687 | 4204.6094 | 4358.9325 | 4242.1141 | 4314.74 | 4606.7841 | 4365.8462 | 4549.9334 | 4379.9221 | 4314.0604
Total excluding storage |  | 51830.2306 | 51121.4879 | 55219.6291 | 55502.2878 | 55146.645 | 55900.6501 | 55809.0221 | 59303.4483 | 60019.8319 | 61401.0633 | 59414.8412 | 59290.9295 | 58577.9271 | 60118.349 | 59626.71 | 62548.3336 | 62033.0964 | 60139.6338 | 58322.9655 | 58741.5825 | 59090.3214 | 60209.8252 | 60831.3889 | 62587.0122 | 62057.6736 | 60265.1333 | 59119.9356 | 59175.7153 | 60199.4962 | 61422.6444
Region | Technology | 2020-21 | 2021-22 | 2022-23 | 2023-24 | 2024-25 | 2025-26 | 2026-27 | 2027-28 | 2028-29 | 2029-30 | 2030-31 | 2031-32 | 2032-33 | 2033-34 | 2034-35 | 2035-36 | 2036-37 | 2037-38 | 2038-39 | 2039-40 | 2040-41 | 2041-42 | 2042-43 | 2043-44 | 2044-45 | 2045-46 | 2046-47 | 2047-48 | 2048-49 | 2049-50
VIC1 | Black Coal | 0 | 0 | 0 | 0 | 0 | 0 | 0 | 0 | 0 | 0 | 0 | 0 | 0 | 0 | 0 | 0 | 0 | 0 | 0 | 0 | 0 | 0 | 0 | 0 | 0 | 0 | 0 | 0 | 0 | 0
VIC1 | Brown Coal | 30698.9243 | 30990.0725 | 28640.5047 | 29951.4147 | 31322.518 | 31373.37 | 29810.478 | 31258.9796 | 29544.351 | 27419.639 | 26958.33 | 23999.8975 | 22035.453 | 21462.365 | 21633.197 | 21239.7234 | 20106.4175 | 21213.3164 | 19463.2956 | 18682.8786 | 21118.1086 | 20742.392 | 20697.026 | 20925.922 | 21525.639 | 20459.692 | 20520.6984 | 13442.83 | 0 | 0
VIC1 | CCGT | 2.95e-05 | 3.57e-05 | 5.83e-05 | 5.96e-05 | 6.06e-05 | 5.73e-05 | 5.65e-05 | 5.67e-05 | 5.71e-05 | 6e-05 | 5.98e-05 | 8.68e-05 | 9e-05 | 9.57e-05 | 9.3e-05 | 0.00017343 | 0.00024013 | 0.00023884 | 0.00025257 | 1835.4138 | 1927.5791 | 1783.1157 | 1908.2123 | 6698.006 | 6747.171 | 6868.0405 | 6505.875 | 19511.55 | 27336.355 | 25476.016
VIC1 | Gas - Steam | 10.7077 | 39.1164 | 60.8799 | 38.2705 | 21.963 | 24.0379 | 26.697 | 1.09e-05 | 1.17e-05 | 1.6e-05 | 1.5e-05 | 2.26e-05 | 2.53e-05 | 2.72e-05 | 2.5e-05 | 5.84e-05 | 8.14e-05 | 9.92e-05 | 0.00010937 | 0 | 0 | 0 | 0 | 0 | 0 | 0 | 0 | 0 | 0 | 0
VIC1 | OCGT / Diesel | 23.1822 | 33.917 | 96.6218 | 35.1897 | 36.8715 | 56.8062 | 58.6889 | 6.449 | 10.9271 | 58.7675 | 56.527 | 85.607 | 58.3639 | 110.1116 | 147.8019 | 325.3174 | 438.8188 | 597.2213 | 1353.2801 | 707.6298 | 1042.3206 | 1367.343 | 1674.0886 | 1339.972 | 1467.0681 | 1956.4887 | 773.4703 | 401.6751 | 531.0289 | 900.2769
VIC1 | Hydro | 3356.5161 | 3357.0856 | 3358.1236 | 3363.4936 | 3357.0856 | 3357.0856 | 3356.0476 | 3364.5315 | 3356.0476 | 3358.1236 | 3356.0476 | 3363.6897 | 3357.9274 | 3357.0015 | 3356.3279 | 3363.4655 | 3357.2257 | 3357.8153 | 3357.0856 | 3363.3338 | 3357.2453 | 3357.0856 | 3357.0296 | 3363.5497 | 3357.0296 | 3357.1416 | 3357.0856 | 3363.1692 | 3357.2503 | 3357.2453
VIC1 | Wind | 11862.5699 | 11800.2006 | 13387.5394 | 11679.4632 | 11622.8263 | 12094.6013 | 12586.0658 | 12831.4038 | 13643.5568 | 14446.1797 | 15919.9482 | 14067.3942 | 15259.9168 | 15835.4616 | 16567.4666 | 18641.8236 | 19715.8098 | 19035.9453 | 20033.6708 | 18780.0788 | 18306.9618 | 18755.9255 | 19842.3591 | 18269.2331 | 18990.4 | 18518.6117 | 20241.1075 | 17711.5969 | 21315.5667 | 21317.935
VIC1 | Solar PV | 2156.7668 | 2196.1489 | 2440.785 | 2541.076 | 2427.1622 | 2304.2565 | 3421.5891 | 3235.9122 | 3354.3371 | 3418.1325 | 5040.6432 | 8793.5202 | 8300.4428 | 8082.9309 | 8487.3523 | 8021.2992 | 8323.6352 | 8486.2677 | 8451.1031 | 8788.5847 | 8287.6519 | 8089.848 | 8479.2877 | 8004.8062 | 8292.2588 | 8457.7027 | 8418.7307 | 8736.9461 | 8111.1609 | 7741.3706
VIC1 | LS storage | 38.8375 | 42.5288 | 40.113 | 28.5859 | 24.3477 | 45.8284 | 45.4494 | 36.8987 | 40.0312 | 54.0988 | 42.7713 | 38.4067 | 37.6077 | 11.1079 | 11.2485 | 10.6347 | 10.8087 | 11.0533 | 10.8608 | 10.9177 | 10.9207 | 10.6238 | 11.6212 | 11.6501 | 11.7119 | 11.9909 | 12.6138 | 13.0487 | 12.1127 | 11.6985
VIC1 | Pumped Hydro | 0 | 0 | 0 | 0.00013892 | 0.00012612 | 0.00018592 | 0.00018232 | 0.0001448 | 0.00014395 | 0.00036971 | 121.2057 | 2295.2078 | 2217.0664 | 2754.961 | 2634.8413 | 2637.563 | 2729.9236 | 2594.7432 | 2730.8289 | 2656.3867 | 2309.8499 | 2351.6985 | 2531.0667 | 2423.523 | 2391.7048 | 2442.569 | 2448.0417 | 2467.6987 | 2379.204 | 2346.0012
Total excluding storage |  | 48108.667 | 48416.541 | 47984.4544 | 47608.9079 | 48788.4268 | 49210.1576 | 49259.5664 | 50697.2762 | 49909.2197 | 48700.8423 | 51331.4961 | 50310.1088 | 49012.104 | 48847.8707 | 50192.1458 | 51591.6294 | 51941.9074 | 52690.5664 | 52658.4356 | 52157.9196 | 54039.8673 | 54095.7099 | 55958.0032 | 58601.489 | 60379.5665 | 59617.6772 | 59816.9675 | 63167.7673 | 60651.3618 | 58792.8438
Region | Technology | 2020-21 | 2021-22 | 2022-23 | 2023-24 | 2024-25 | 2025-26 | 2026-27 | 2027-28 | 2028-29 | 2029-30 | 2030-31 | 2031-32 | 2032-33 | 2033-34 | 2034-35 | 2035-36 | 2036-37 | 2037-38 | 2038-39 | 2039-40 | 2040-41 | 2041-42 | 2042-43 | 2043-44 | 2044-45 | 2045-46 | 2046-47 | 2047-48 | 2048-49 | 2049-50
SA1 | Black Coal | 0 | 0 | 0 | 0 | 0 | 0 | 0 | 0 | 0 | 0 | 0 | 0 | 0 | 0 | 0 | 0 | 0 | 0 | 0 | 0 | 0 | 0 | 0 | 0 | 0 | 0 | 0 | 0 | 0 | 0
SA1 | Brown Coal | 0 | 0 | 0 | 0 | 0 | 0 | 0 | 0 | 0 | 0 | 0 | 0 | 0 | 0 | 0 | 0 | 0 | 0 | 0 | 0 | 0 | 0 | 0 | 0 | 0 | 0 | 0 | 0 | 0 | 0
SA1 | CCGT | 1128.0782 | 1535.3789 | 1907.4955 | 1578.4193 | 742.3148 | 492.6921 | 236.1275 | 210.6755 | 244.9495 | 551.5705 | 325.2962 | 1016.3545 | 1561.6212 | 1374.4256 | 644.95 | 1663.7003 | 1927.536 | 0.00011783 | 0.00012434 | 0.00029139 | 0.00030025 | 0.00033543 | 0.00034136 | 0.00034946 | 0.00034926 | 0.00035165 | 0.00034414 | 0.00046728 | 0.000479 | 0.00053256
SA1 | Gas - Steam | 67.9982 | 100.718 | 143.5146 | 167.1715 | 0 | 0 | 0 | 0 | 0 | 0 | 0 | 0 | 0 | 0 | 0 | 0 | 0 | 0 | 0 | 0 | 0 | 0 | 0 | 0 | 0 | 0 | 0 | 0 | 0 | 0
SA1 | OCGT / Diesel | 73.3427 | 117.1866 | 159.7019 | 200.7694 | 76.0292 | 104.4809 | 55.8054 | 23.4286 | 25.0432 | 56.8693 | 39.8873 | 149.1975 | 195.0191 | 277.6475 | 138.314 | 485.8403 | 569.5275 | 755.083 | 791.7154 | 886.0883 | 1117.5518 | 1358.5257 | 1389.6425 | 1129.5543 | 636.0666 | 823.3783 | 1025.8999 | 795.0071 | 1109.4358 | 1529.8608
SA1 | Hydro | 0 | 0 | 0 | 0 | 0 | 0 | 0 | 0 | 0 | 0 | 0 | 0 | 0 | 0 | 0 | 0 | 0 | 0 | 0 | 0 | 0 | 0 | 0 | 0 | 0 | 0 | 0 | 0 | 0 | 0
SA1 | Wind | 5474.042 | 5560.0454 | 5931.751 | 5175.9744 | 5488.5157 | 5342.1495 | 5969.7594 | 5379.9946 | 5009.9957 | 5656.148 | 7671.2731 | 7552.7836 | 7968.1666 | 8010.332 | 8796.3715 | 11313.4556 | 11086.0234 | 11540.5095 | 12129.4127 | 10809.2326 | 10680.1129 | 10363.9663 | 11590.9577 | 13020.5761 | 13135.53 | 12916.3651 | 13293.1994 | 11906.3437 | 11440.3892 | 10835.7213
SA1 | Solar PV | 825.3315 | 830.4936 | 1148.5605 | 2427.3917 | 2301.0715 | 2289.4012 | 2343.5166 | 2233.9055 | 2311.5273 | 3218.9207 | 3723.2095 | 3928.3276 | 3712.444 | 3722.1106 | 3796.8443 | 3686.2127 | 3777.2671 | 3803.1567 | 3894.4065 | 3917.0664 | 3686.523 | 3714.9191 | 3779.5678 | 3667.248 | 3747.993 | 3761.8684 | 3828.8822 | 3837.8407 | 5010.8042 | 5681.8884
SA1 | LS storage | 72.4001 | 72.6227 | 70.0093 | 73.2486 | 50.4037 | 86.5533 | 83.9583 | 73.9446 | 77.6057 | 90.7495 | 74.9609 | 68.4492 | 67.9826 | 67.0963 | 67.579 | 65.6241 | 66.6719 | 66.5335 | 63.9086 | 63.3691 | 64.9247 | 60.7166 | 64.5317 | 64.5842 | 66.0538 | 67.5109 | 70.6527 | 73.1525 | 70.4385 | 70.5318
SA1 | Pumped Hydro | 0 | 0 | 0 | 9.2e-05 | 7.75e-05 | 0.00010043 | 0.00011814 | 0.00010714 | 0.0001075 | 0.0001374 | 0.00016686 | 226.2221 | 215.7886 | 355.771 | 366.5702 | 378.5055 | 381.1565 | 677.2677 | 918.1663 | 994.5628 | 983.0244 | 940.2665 | 999.6962 | 969.8025 | 968.8623 | 980.0996 | 952.723 | 990.7928 | 970.5318 | 963.7657
Total excluding storage |  | 7568.7926 | 8143.8224 | 9291.0235 | 9549.7264 | 8607.9312 | 8228.7238 | 8605.2089 | 7848.0043 | 7591.5156 | 9483.5084 | 11759.6661 | 12646.6632 | 13437.2509 | 13384.5157 | 13376.4798 | 17149.2089 | 17360.354 | 16098.7493 | 16815.5347 | 15612.3876 | 15484.188 | 15437.4114 | 16760.1683 | 17817.3787 | 17519.5898 | 17501.6122 | 18147.9818 | 16539.192 | 17560.6296 | 18047.471
Region | Technology | 2020-21 | 2021-22 | 2022-23 | 2023-24 | 2024-25 | 2025-26 | 2026-27 | 2027-28 | 2028-29 | 2029-30 | 2030-31 | 2031-32 | 2032-33 | 2033-34 | 2034-35 | 2035-36 | 2036-37 | 2037-38 | 2038-39 | 2039-40 | 2040-41 | 2041-42 | 2042-43 | 2043-44 | 2044-45 | 2045-46 | 2046-47 | 2047-48 | 2048-49 | 2049-50
TAS1 | Black Coal | 0 | 0 | 0 | 0 | 0 | 0 | 0 | 0 | 0 | 0 | 0 | 0 | 0 | 0 | 0 | 0 | 0 | 0 | 0 | 0 | 0 | 0 | 0 | 0 | 0 | 0 | 0 | 0 | 0 | 0
TAS1 | Brown Coal | 0 | 0 | 0 | 0 | 0 | 0 | 0 | 0 | 0 | 0 | 0 | 0 | 0 | 0 | 0 | 0 | 0 | 0 | 0 | 0 | 0 | 0 | 0 | 0 | 0 | 0 | 0 | 0 | 0 | 0
TAS1 | CCGT | 4.03e-05 | 4.84e-05 | 4.67e-05 | 0.028269 | 8.8006 | 4.4e-05 | 4.74e-05 | 4.5265 | 6.403 | 31.6373 | 11.752 | 53.7802 | 41.9844 | 85.4419 | 42.9635 | 222.097 | 131.9284 | 302.5143 | 364.4627 | 401.5305 | 753.6865 | 364.3508 | 161.4417 | 299.0426 | 171.2071 | 318.3338 | 306.6589 | 197.7076 | 304.5302 | 315.5374
TAS1 | Gas - Steam | 0 | 0 | 0 | 0 | 0 | 0 | 0 | 0 | 0 | 0 | 0 | 0 | 0 | 0 | 0 | 0 | 0 | 0 | 0 | 0 | 0 | 0 | 0 | 0 | 0 | 0 | 0 | 0 | 0 | 0
TAS1 | OCGT / Diesel | 1.562e-05 | 1.82e-05 | 1.73e-05 | 2.015e-05 | 2.136e-05 | 1.747e-05 | 1.888e-05 | 2.059e-05 | 0.26114 | 0.38647 | 0.47783 | 1.7779 | 2.927e-05 | 0.37593 | 0.659 | 4.59e-05 | 3.93e-05 | 4.4e-05 | 4.45e-05 | 4.92e-05 | 3.36e-05 | 3.3e-05 | 0.0001054 | 4.25e-05 | 3.95e-05 | 4.59e-05 | 4.22e-05 | 4.8e-05 | 5.03e-05 | 9.78e-05
TAS1 | Hydro | 8215.5349 | 8654.1618 | 9706.0315 | 8670.9755 | 8805.5752 | 9479.6671 | 7776.1593 | 9157.3957 | 9504.3449 | 11178.4466 | 9526.2455 | 10061.3235 | 10640.2315 | 10567.7322 | 8218.6164 | 10546.4109 | 9688.0561 | 9034.0007 | 9465.4177 | 7972.3273 | 8266.9798 | 9695.0421 | 8951.9048 | 10037.3004 | 9274.2017 | 8963.4322 | 8920.8178 | 7833.4468 | 8654.2753 | 10425.8487
TAS1 | Wind | 1979.5551 | 1920.6517 | 2122.8196 | 2952.1377 | 2897.2746 | 3140.2967 | 3172.7084 | 3486.3119 | 4851.7106 | 4709.0297 | 5532.0965 | 6304.7915 | 7194.7135 | 8063.1827 | 8333.2575 | 9169.285 | 9529.6819 | 9227.4663 | 9990.2656 | 10027.3271 | 10046.0306 | 10537.107 | 10988.0162 | 10525.984 | 10113.0955 | 9699.8172 | 10541.5799 | 9774.5874 | 9953.5577 | 10499.2368
TAS1 | Solar PV | 2.548e-05 | 3.72e-05 | 4.32e-05 | 8.83e-05 | 8.88e-05 | 7.63e-05 | 8.9e-05 | 0.0001029 | 0.00025381 | 0.00089807 | 0.0008649 | 0.00086105 | 0.00085673 | 0.00079366 | 0.00082663 | 0.00099896 | 0.0012564 | 0.0012474 | 0.0014272 | 0.0030831 | 0.0030762 | 0.0029173 | 0.0030689 | 0.0029948 | 259.5698 | 256.9668 | 251.6547 | 411.8194 | 413.1692 | 380.6034
TAS1 | LS storage | 3.59e-05 | 3.8e-05 | 4.28e-05 | 4.1e-05 | 4.68e-05 | 6.24e-05 | 6.39e-05 | 6.87e-05 | 6.81e-05 | 8.18e-05 | 9.58e-05 | 0.00012841 | 0.00012755 | 0.00014054 | 0.00014965 | 0.00014464 | 0.00014287 | 0.00015219 | 0.000168 | 0.00018139 | 0.00019334 | 0.00021908 | 0.00023799 | 0.00024414 | 0.00024085 | 0.00028364 | 0.00032636 | 0.00031629 | 0.00031133 | 0.00038344
TAS1 | Pumped Hydro | 0 | 0 | 0 | 6.13e-05 | 6.24e-05 | 7.89e-05 | 8.46e-05 | 0.0001569 | 0.00020845 | 92.8492 | 115.8603 | 1008.83 | 988.8834 | 1047.0598 | 1214.1221 | 1493.285 | 1818.2227 | 2082.656 | 2052.099 | 2295.542 | 2186.0706 | 2236.387 | 2421.949 | 2229.674 | 2337.098 | 2559.93 | 2696.5623 | 2692.1267 | 2275.568 | 2494.3887
Total excluding storage |  | 10195.0901 | 10574.8135 | 11828.8512 | 11623.1415 | 11711.6506 | 12619.9639 | 10948.8679 | 12648.2343 | 14362.7199 | 15919.501 | 15070.5727 | 16421.6741 | 17876.9303 | 18716.7336 | 16595.4972 | 19937.794 | 19349.6677 | 18563.9826 | 19820.1474 | 18401.1881 | 19066.7 | 20596.5028 | 20101.3659 | 20862.3301 | 19818.0742 | 19238.5499 | 20020.7114 | 18217.5612 | 19325.5325 | 21621.2264

## StatusQuo_M27_28_VOM Cost
VOM cost by technology ($000s) - Marinus 1500MW M27_28, Status Quo Scenario
Real June 2019 dollars discounted to June 2025
Region | Technology | 2020-21 | 2021-22 | 2022-23 | 2023-24 | 2024-25 | 2025-26 | 2026-27 | 2027-28 | 2028-29 | 2029-30 | 2030-31 | 2031-32 | 2032-33 | 2033-34 | 2034-35 | 2035-36 | 2036-37 | 2037-38 | 2038-39 | 2039-40 | 2040-41 | 2041-42 | 2042-43 | 2043-44 | 2044-45 | 2045-46 | 2046-47 | 2047-48 | 2048-49 | 2049-50
NEM | Black Coal | 555330.492 | 517773.736 | 455249.229 | 430260.194 | 406247.453 | 378671.539 | 350003.238 | 329976.1625 | 306786.372 | 261581.542 | 244322.103 | 184732.4915 | 173299.3565 | 164231.24 | 155710.8645 | 109984.4105 | 91325.2681 | 72255.6797 | 64176.8965 | 59813.1263 | 57617.0803 | 50711.1799 | 34806.9627 | 33679.9055 | 28509.1273 | 23199.2323 | 18692.479 | 16692.632 | 17043.3525 | 15468.9225
NEM | Brown Coal | 183942.436 | 175342.059 | 152993.076 | 151056.245 | 149290.099 | 141133.631 | 126669.617 | 125466.273 | 111864.821 | 97930.257 | 90832.0935 | 76311.066 | 66078.808 | 60718.462 | 57833.944 | 53626.626 | 47900.937 | 47731.266 | 41315.471 | 37429.543 | 40017.044 | 37096.802 | 34959.475 | 33394.808 | 32428.586 | 29081.058 | 27545.676 | 17122.334 | 0 | 0
NEM | CCGT | 48770.2964 | 49528.3217 | 51707.6483 | 45683.0994 | 38199.6567 | 34734.6036 | 29833.5799 | 27911.4242 | 26114.675 | 28584.4683 | 25370.8862 | 31234.2242 | 38098.4609 | 32521.6027 | 23667.2398 | 34331.9576 | 34827.1346 | 27995.234 | 27337.7588 | 30308.8937 | 31382.8291 | 26548.0229 | 24302.3457 | 66866.4069 | 62274.4742 | 53863.5861 | 55347.2698 | 79119.5632 | 91947.8711 | 80892.1288
NEM | Gas - Steam | 250.1442 | 417.9863 | 578.0087 | 550.5517 | 55.4539 | 57.4645 | 60.3378 | 2.3149e-05 | 2.3529e-05 | 3.0326e-05 | 2.6932e-05 | 3.7971e-05 | 4.0437e-05 | 4.0919e-05 | 3.5284e-05 | 7.8476e-05 | 0.00010303 | 0.00011822 | 0.0001229 | 0 | 0 | 0 | 0 | 0 | 0 | 0 | 0 | 0 | 0 | 0
NEM | OCGT / Diesel | 1412.8568 | 2078.0812 | 3384.9699 | 2951.3236 | 1335.188 | 2181.1381 | 1298.0195 | 360.7482 | 376.7206 | 1267.6866 | 1116.9108 | 2577.9032 | 2460.2119 | 3469.2941 | 2703.0261 | 7351.6376 | 8604.3865 | 14045.282 | 21897.5324 | 13788.1243 | 16709.437 | 19184.0739 | 22954.3713 | 19596.1722 | 15477.9063 | 25134.4786 | 23676.8827 | 16790.4359 | 20171.858 | 18602.108
NEM | Hydro | 141045.6779 | 137178.3256 | 139316.7173 | 123056.7772 | 117430.7713 | 118084.7947 | 97014.0579 | 100336.9525 | 97271.7881 | 102384.255 | 88286.8129 | 88048.7218 | 85095.6651 | 81781.18 | 66526.8436 | 72961.836 | 65043.8766 | 60008.2033 | 58531.9152 | 49850.1296 | 47912.5209 | 49948.7164 | 45619.0963 | 45416.0184 | 40856.9544 | 38291.4291 | 36428.3841 | 31772.8365 | 31312.7043 | 33204.2081
NEM | Wind | 90399.3198 | 86598.6638 | 98076.2478 | 92098.0431 | 93842.7881 | 95341.8895 | 98674.6626 | 99415.8976 | 95325.2863 | 97988.0446 | 99587.274 | 119608.4513 | 118145.8492 | 120947.6456 | 116870.9997 | 122148.053 | 121729.7214 | 119442.2767 | 115571.7001 | 117278.2624 | 108511.3027 | 110355.0532 | 109672.8391 | 99569.9234 | 95503.3192 | 90973.3255 | 85915.7344 | 79896.6265 | 78670.1916 | 78489.2463
NEM | Solar PV | 0 | 0 | 0 | 0 | 0 | 0 | 0 | 0 | 0 | 0 | 0 | 0 | 0 | 0 | 0 | 0 | 0 | 0 | 0 | 0 | 0 | 0 | 0 | 0 | 0 | 0 | 0 | 0 | 0 | 0
NEM | LS storage | 0 | 0 | 0 | 0 | 0 | 0 | 0 | 0 | 0 | 0 | 0 | 0 | 0 | 0 | 0 | 0 | 0 | 0 | 0 | 0 | 0 | 0 | 0 | 0 | 0 | 0 | 0 | 0 | 0 | 0
NEM | Pumped Hydro | 320.5244 | 506.6346 | 997.0911 | 684.5268 | 1055.5018 | 2300.326 | 11968.7722 | 5030.6431 | 8325.1012 | 18271.1217 | 19912.7043 | 25470.2163 | 21910.911 | 24606.7318 | 23382.6342 | 23082.5391 | 20711.882 | 21591.5938 | 19419.0292 | 18113.4105 | 17152.732 | 16189.0709 | 17363.4004 | 15214.4202 | 13958.4543 | 14444.1071 | 13786.1296 | 12430.5026 | 11630.0797 | 11261.2939
NEM | Pumped Hydro Pump | 679.6403 | 1166.1529 | 2781.399 | 1920.5439 | 3053.4495 | 7633.725 | 18007.7173 | 7715.5235 | 11427.1534 | 23675.3488 | 31005.5113 | 35764.3521 | 33383.9436 | 36657.2035 | 36580.0844 | 34899.0843 | 32078.4127 | 32349.4216 | 31156.4682 | 27546.5136 | 26783.6987 | 25567.1392 | 28359.8483 | 23943.7007 | 22192.846 | 22307.1426 | 22807.3543 | 19469.3593 | 18255.7992 | 17824.3912
Total |  | 1022151.3877 | 970589.9611 | 905084.387 | 848261.3049 | 810510.3611 | 780139.1113 | 733530.0021 | 696213.6247 | 657491.9176 | 631682.724 | 600434.2961 | 563747.4265 | 538473.2062 | 524933.3598 | 483275.6364 | 458386.1443 | 422221.619 | 395418.9571 | 379406.7715 | 354128.0035 | 346086.6448 | 335600.0583 | 318038.3388 | 337681.3553 | 311201.6678 | 297294.3593 | 284199.91 | 273294.2901 | 269031.8565 | 255742.2988
Region | Technology | 2020-21 | 2021-22 | 2022-23 | 2023-24 | 2024-25 | 2025-26 | 2026-27 | 2027-28 | 2028-29 | 2029-30 | 2030-31 | 2031-32 | 2032-33 | 2033-34 | 2034-35 | 2035-36 | 2036-37 | 2037-38 | 2038-39 | 2039-40 | 2040-41 | 2041-42 | 2042-43 | 2043-44 | 2044-45 | 2045-46 | 2046-47 | 2047-48 | 2048-49 | 2049-50
NSW1 | Black Coal | 306714.456 | 288168.752 | 230760.632 | 217913.808 | 205843.03 | 192497.434 | 183441.728 | 173273.056 | 163602.124 | 130039.496 | 122709.186 | 72051.842 | 68093.588 | 63710.1 | 60664.544 | 17325.624 | 16353.128 | 15441.178 | 14572.185 | 13772.377 | 13015.025 | 12265.57 | 0 | 0 | 0 | 0 | 0 | 0 | 0 | 0
NSW1 | Brown Coal | 0 | 0 | 0 | 0 | 0 | 0 | 0 | 0 | 0 | 0 | 0 | 0 | 0 | 0 | 0 | 0 | 0 | 0 | 0 | 0 | 0 | 0 | 0 | 0 | 0 | 0 | 0 | 0 | 0 | 0
NSW1 | CCGT | 14900.9173 | 13714.3634 | 13727.0953 | 12455.9477 | 12663.2589 | 12333.0078 | 10533.5596 | 10125.9464 | 9133.9498 | 9383.2731 | 8450.5962 | 9758.0326 | 11328.4329 | 10311.6969 | 7652.9179 | 11444.5291 | 11677.4722 | 10903.4499 | 9902.5407 | 9598.5423 | 8891.4797 | 8567.3771 | 8109.2617 | 37610.5199 | 34407.244 | 32474.146 | 29933.8 | 28322.098 | 28196.522 | 24710.714
NSW1 | Gas - Steam | 0 | 0 | 0 | 0 | 0 | 0 | 0 | 0 | 0 | 0 | 0 | 0 | 0 | 0 | 0 | 0 | 0 | 0 | 0 | 0 | 0 | 0 | 0 | 0 | 0 | 0 | 0 | 0 | 0 | 0
NSW1 | OCGT / Diesel | 0.00024024 | 0.00025766 | 83.2393 | 21.0391 | 33.5499 | 406.3933 | 1.5057 | 1.7049 | 4.2177 | 147.1317 | 134.8671 | 444.0396 | 316.66 | 568.941 | 691.2993 | 2126.5452 | 2426.7992 | 4572.2382 | 7617.3066 | 3551.8546 | 3309.414 | 4823.913 | 7104.9011 | 5599.0587 | 3609.5841 | 4942.0533 | 5396.9489 | 3453.5143 | 4698.978 | 5363.3306
NSW1 | Hydro | 25541.0493 | 24297.5303 | 23978.1005 | 22185.8182 | 21237.7612 | 22494.4121 | 18076.6829 | 17067.4664 | 16603.7237 | 16834.6441 | 16331.7271 | 17479.9514 | 15703.2591 | 16617.3558 | 14890.4116 | 14872.1804 | 13472.1692 | 13662.9708 | 13393.8233 | 11890.9636 | 11152.376 | 11292.6303 | 11091.4776 | 9953.7939 | 9281.3725 | 9142.5485 | 9080.8775 | 8058.2325 | 7352.5419 | 7479.0994
NSW1 | Wind | 15398.0323 | 15708.1114 | 16346.0993 | 19185.1415 | 25496.5617 | 24901.5641 | 25000.6564 | 19872.9737 | 17437.0589 | 17275.5258 | 17659.5449 | 44056.4642 | 43521.5734 | 44466.24 | 42988.9329 | 39823.455 | 35854.3908 | 34228.767 | 33040.5741 | 40432.2899 | 37369.6628 | 37516.2783 | 36948.4822 | 29370.1704 | 28044.1583 | 27467.4806 | 26410.1364 | 26826.1788 | 26333.5923 | 26304.0833
NSW1 | Solar PV | 0 | 0 | 0 | 0 | 0 | 0 | 0 | 0 | 0 | 0 | 0 | 0 | 0 | 0 | 0 | 0 | 0 | 0 | 0 | 0 | 0 | 0 | 0 | 0 | 0 | 0 | 0 | 0 | 0 | 0
NSW1 | LS storage | 0 | 0 | 0 | 0 | 0 | 0 | 0 | 0 | 0 | 0 | 0 | 0 | 0 | 0 | 0 | 0 | 0 | 0 | 0 | 0 | 0 | 0 | 0 | 0 | 0 | 0 | 0 | 0 | 0 | 0
NSW1 | Pumped Hydro | 56.487 | 86.0289 | 308.0911 | 219.1595 | 375.3377 | 864.4649 | 10135.4604 | 3881.2411 | 5699.3942 | 14660.0339 | 16481.5193 | 22309.1845 | 19166.4885 | 21911.173 | 20603.9117 | 20841.2896 | 18317.8058 | 19463.072 | 17490.271 | 16424.1023 | 15447.6105 | 14714 | 15745.2114 | 13832.6603 | 12555.2506 | 13017.7373 | 12507.1748 | 11129.6168 | 10471.2556 | 10226.2144
NSW1 | Pumped Hydro Pump | 315.0614 | 537.6139 | 1810.4282 | 1255.8292 | 2081.5307 | 5593.6428 | 15376.5131 | 6067.6679 | 7692.6616 | 18516.2688 | 26102.1743 | 31249.5576 | 29463.0094 | 32799.5085 | 32616.7764 | 31697.0105 | 28655.5095 | 29310.9241 | 28398.0977 | 25129.8226 | 24353.4292 | 23459.6594 | 26039.8393 | 21975.6985 | 20190.0195 | 20269.2926 | 20973.8103 | 17617.0977 | 16600.1911 | 16345.5787
Total |  | 362926.0037 | 342512.4002 | 287013.6858 | 273236.7432 | 267731.0301 | 259090.9189 | 262566.106 | 230290.0564 | 220173.1299 | 206856.3734 | 207869.6149 | 197349.0719 | 187593.0112 | 190385.0152 | 180108.7938 | 138130.6339 | 126757.2747 | 127582.6 | 124414.7984 | 120799.9523 | 113538.9973 | 112639.4281 | 105039.1732 | 118341.9018 | 108087.629 | 107313.2584 | 104302.7479 | 95406.7382 | 93653.081 | 90429.0204
Region | Technology | 2020-21 | 2021-22 | 2022-23 | 2023-24 | 2024-25 | 2025-26 | 2026-27 | 2027-28 | 2028-29 | 2029-30 | 2030-31 | 2031-32 | 2032-33 | 2033-34 | 2034-35 | 2035-36 | 2036-37 | 2037-38 | 2038-39 | 2039-40 | 2040-41 | 2041-42 | 2042-43 | 2043-44 | 2044-45 | 2045-46 | 2046-47 | 2047-48 | 2048-49 | 2049-50
QLD1 | Black Coal | 248616.036 | 229604.984 | 224488.597 | 212346.386 | 200404.423 | 186174.105 | 166561.51 | 156703.1065 | 143184.248 | 131542.046 | 121612.917 | 112680.6495 | 105205.7685 | 100521.14 | 95046.3205 | 92658.7865 | 74972.1401 | 56814.5017 | 49604.7115 | 46040.7493 | 44602.0553 | 38445.6099 | 34806.9627 | 33679.9055 | 28509.1273 | 23199.2323 | 18692.479 | 16692.632 | 17043.3525 | 15468.9225
QLD1 | Brown Coal | 0 | 0 | 0 | 0 | 0 | 0 | 0 | 0 | 0 | 0 | 0 | 0 | 0 | 0 | 0 | 0 | 0 | 0 | 0 | 0 | 0 | 0 | 0 | 0 | 0 | 0 | 0 | 0 | 0 | 0
QLD1 | CCGT | 22859.7862 | 21675.0922 | 21388.1449 | 20302.2156 | 19709.8031 | 18808.8848 | 17665.4552 | 16378.8004 | 15436.0531 | 15816.6603 | 15076.5649 | 15958.5195 | 18924.5318 | 15500.5517 | 13032.4353 | 15119.3814 | 15139.9491 | 15979.9401 | 16170.4695 | 13360.4081 | 14140.7172 | 11698.5283 | 10463.127 | 10957.9814 | 10785.7592 | 4635.5243 | 10432.9778 | 9836.9493 | 9480.962 | 8411.9015
QLD1 | Gas - Steam | 0 | 0 | 0 | 0 | 0 | 0 | 0 | 0 | 0 | 0 | 0 | 0 | 0 | 0 | 0 | 0 | 0 | 0 | 0 | 0 | 0 | 0 | 0 | 0 | 0 | 0 | 0 | 0 | 0 | 0
QLD1 | OCGT / Diesel | 2.1433 | 0.00056291 | 0.00062846 | 0.00063109 | 0.95469 | 32.023 | 140.906 | 64.259 | 38.8681 | 128.0556 | 197.041 | 337.524 | 272.5191 | 238.2925 | 207.0415 | 253.1684 | 383.8412 | 2195.5838 | 3547.9982 | 2632.0916 | 3641.2974 | 2891.2685 | 3677.2915 | 4648.5733 | 4500.3772 | 11002.5087 | 12625.7688 | 9800.2559 | 10827.0598 | 6828.6383
QLD1 | Hydro | 6627.2073 | 6235.1306 | 5899.0952 | 5581.3978 | 5263.2892 | 4953.3964 | 4677.565 | 4428.901 | 4170.621 | 3939.1834 | 3709.0286 | 3515.3568 | 3304.856 | 3121.9753 | 2952.6943 | 2793.7395 | 2602.1149 | 2480.2933 | 2337.4513 | 2204.7646 | 2087.6827 | 1959.46 | 1831.5387 | 1761.1035 | 1639.7647 | 1558.6571 | 1461.2232 | 1390.026 | 1312.4222 | 1225.8091
QLD1 | Wind | 8172.4568 | 7860.925 | 15458.3886 | 14831.6465 | 12981.5898 | 16491.4113 | 19990.4608 | 28728.2651 | 25525.5202 | 28466.8106 | 23949.4646 | 22727.7726 | 20103.5543 | 22116.927 | 19777.7032 | 22408.3614 | 27475.3376 | 30711.0523 | 28028.9969 | 28402.1293 | 26091.9687 | 29474.5095 | 29003.6029 | 29417.6284 | 28613.6867 | 27765.7318 | 23390.317 | 22585.5598 | 21174.8235 | 22681.1711
QLD1 | Solar PV | 0 | 0 | 0 | 0 | 0 | 0 | 0 | 0 | 0 | 0 | 0 | 0 | 0 | 0 | 0 | 0 | 0 | 0 | 0 | 0 | 0 | 0 | 0 | 0 | 0 | 0 | 0 | 0 | 0 | 0
QLD1 | LS storage | 0 | 0 | 0 | 0 | 0 | 0 | 0 | 0 | 0 | 0 | 0 | 0 | 0 | 0 | 0 | 0 | 0 | 0 | 0 | 0 | 0 | 0 | 0 | 0 | 0 | 0 | 0 | 0 | 0 | 0
QLD1 | Pumped Hydro | 264.0373 | 420.6056 | 688.9999 | 465.3673 | 680.1641 | 1435.8611 | 1833.3118 | 1149.402 | 2625.707 | 3611.0878 | 3431.185 | 3161.0318 | 2744.4225 | 2695.5588 | 2778.7225 | 2241.2495 | 2394.0762 | 2128.5218 | 1928.7582 | 1689.3082 | 1705.1215 | 1475.0709 | 1618.189 | 1381.7599 | 1403.2036 | 1426.3698 | 1278.9548 | 1300.8858 | 1158.8241 | 1035.0795
QLD1 | Pumped Hydro Pump | 364.5788 | 628.539 | 970.9707 | 664.7147 | 971.9188 | 2040.0822 | 2631.2042 | 1647.8556 | 3734.4918 | 5159.08 | 4903.337 | 4514.7945 | 3920.9342 | 3857.695 | 3963.308 | 3202.0738 | 3422.9032 | 3038.4975 | 2758.3705 | 2416.691 | 2430.2695 | 2107.4798 | 2320.009 | 1968.0022 | 2002.8265 | 2037.85 | 1833.544 | 1852.2616 | 1655.6081 | 1478.8125
Total |  | 286906.2458 | 266425.277 | 268894.197 | 254191.7286 | 240012.1426 | 229935.7638 | 213500.413 | 209100.5896 | 194715.5092 | 188662.9237 | 172879.5381 | 162895.6487 | 154476.5864 | 148052.1404 | 137758.2253 | 138676.7605 | 126390.3624 | 113348.3904 | 104376.756 | 96746.142 | 94699.1123 | 88051.9269 | 83720.7208 | 83814.9541 | 77454.7452 | 71625.874 | 69715.2646 | 63458.5704 | 62653.0522 | 57130.3346
Region | Technology | 2020-21 | 2021-22 | 2022-23 | 2023-24 | 2024-25 | 2025-26 | 2026-27 | 2027-28 | 2028-29 | 2029-30 | 2030-31 | 2031-32 | 2032-33 | 2033-34 | 2034-35 | 2035-36 | 2036-37 | 2037-38 | 2038-39 | 2039-40 | 2040-41 | 2041-42 | 2042-43 | 2043-44 | 2044-45 | 2045-46 | 2046-47 | 2047-48 | 2048-49 | 2049-50
VIC1 | Black Coal | 0 | 0 | 0 | 0 | 0 | 0 | 0 | 0 | 0 | 0 | 0 | 0 | 0 | 0 | 0 | 0 | 0 | 0 | 0 | 0 | 0 | 0 | 0 | 0 | 0 | 0 | 0 | 0 | 0 | 0
VIC1 | Brown Coal | 183942.436 | 175342.059 | 152993.076 | 151056.245 | 149290.099 | 141133.631 | 126669.617 | 125466.273 | 111864.821 | 97930.257 | 90832.0935 | 76311.066 | 66078.808 | 60718.462 | 57833.944 | 53626.626 | 47900.937 | 47731.266 | 41315.471 | 37429.543 | 40017.044 | 37096.802 | 34959.475 | 33394.808 | 32428.586 | 29081.058 | 27545.676 | 17122.334 | 0 | 0
VIC1 | CCGT | 0.00028901 | 0.00032969 | 0.00050848 | 0.00049101 | 0.00047117 | 0.00042113 | 0.00039193 | 0.00037149 | 0.00035288 | 0.00035052 | 0.00032947 | 0.00045188 | 0.00044228 | 0.00044409 | 0.00040735 | 0.00071766 | 0.00093832 | 0.00088094 | 0.00087923 | 6034.71 | 5989.288 | 5224.332 | 5282.2625 | 17514.27 | 16655.65 | 16010.967 | 14310.405 | 40550.432 | 53669.052 | 47191.852
VIC1 | Gas - Steam | 34.2915 | 116.6698 | 172.0381 | 102.4687 | 55.4539 | 57.4645 | 60.3378 | 2.3149e-05 | 2.3529e-05 | 3.0326e-05 | 2.6932e-05 | 3.7971e-05 | 4.0437e-05 | 4.0919e-05 | 3.5284e-05 | 7.8476e-05 | 0.00010303 | 0.00011822 | 0.0001229 | 0 | 0 | 0 | 0 | 0 | 0 | 0 | 0 | 0 | 0 | 0
VIC1 | OCGT / Diesel | 319.899 | 441.7789 | 1199.3803 | 411.1157 | 406.3811 | 589.4277 | 576.9899 | 60.3057 | 96.5976 | 490.0369 | 449.8403 | 624.6616 | 410.4752 | 721.8092 | 898.7235 | 1921.1623 | 2419.9253 | 3084.4976 | 6591.6372 | 3260.9345 | 4546.0709 | 5594.5157 | 6499.4815 | 4947.6539 | 5095.391 | 6426.3952 | 2410.5071 | 1173.2495 | 1492.9384 | 2354.7635
VIC1 | Hydro | 31590.2571 | 29816.1166 | 28049.2237 | 26641.0503 | 25151.0982 | 23663.0185 | 22384.1009 | 21190.2663 | 19934.6418 | 18841.2558 | 17709.8116 | 16779.4038 | 15874.6909 | 14899.9796 | 14082.1246 | 13357.7821 | 12602.601 | 11861.5438 | 11180.361 | 10599.212 | 10037.1795 | 9422.9427 | 8912.4639 | 8475.0444 | 7952.1602 | 7513.547 | 7063.5606 | 6699.5766 | 6344.7477 | 5962.7475
VIC1 | Wind | 41042.0099 | 38585.0884 | 41382.45 | 34017.2674 | 31950.8151 | 31502.5979 | 30898.7174 | 29793.0889 | 29913.2369 | 30000.9405 | 31230.884 | 26016.8219 | 26676.7629 | 26237.9001 | 25872.5559 | 27576.0504 | 27556.2603 | 25147.3424 | 25003.4688 | 22148.6542 | 20376.899 | 19777.3775 | 19720.466 | 17147.2129 | 16835.47 | 15520.6373 | 16018.1352 | 13215.3423 | 15087.5297 | 14305.1751
VIC1 | Solar PV | 0 | 0 | 0 | 0 | 0 | 0 | 0 | 0 | 0 | 0 | 0 | 0 | 0 | 0 | 0 | 0 | 0 | 0 | 0 | 0 | 0 | 0 | 0 | 0 | 0 | 0 | 0 | 0 | 0 | 0
VIC1 | LS storage | 0 | 0 | 0 | 0 | 0 | 0 | 0 | 0 | 0 | 0 | 0 | 0 | 0 | 0 | 0 | 0 | 0 | 0 | 0 | 0 | 0 | 0 | 0 | 0 | 0 | 0 | 0 | 0 | 0 | 0
VIC1 | Pumped Hydro | 0 | 0 | 0 | 0 | 0 | 0 | 0 | 0 | 0 | 0 | 0 | 0 | 0 | 0 | 0 | 0 | 0 | 0 | 0 | 0 | 0 | 0 | 0 | 0 | 0 | 0 | 0 | 0 | 0 | 0
VIC1 | Pumped Hydro Pump | 0 | 0 | 0 | 0 | 0 | 0 | 0 | 0 | 0 | 0 | 0 | 0 | 0 | 0 | 0 | 0 | 0 | 0 | 0 | 0 | 0 | 0 | 0 | 0 | 0 | 0 | 0 | 0 | 0 | 0
Total |  | 256928.8939 | 244301.713 | 223796.1687 | 212228.1475 | 206853.8479 | 196946.1401 | 180589.7634 | 176509.9342 | 161809.2977 | 147262.4906 | 140222.6297 | 119731.9538 | 109040.7375 | 102578.1515 | 98687.3485 | 96481.6215 | 90479.7246 | 87824.6508 | 84090.939 | 79473.0536 | 80966.4814 | 77115.9699 | 75374.1489 | 81478.9892 | 78967.2572 | 74552.6045 | 67348.2838 | 78760.9344 | 76594.2678 | 69814.5381
Region | Technology | 2020-21 | 2021-22 | 2022-23 | 2023-24 | 2024-25 | 2025-26 | 2026-27 | 2027-28 | 2028-29 | 2029-30 | 2030-31 | 2031-32 | 2032-33 | 2033-34 | 2034-35 | 2035-36 | 2036-37 | 2037-38 | 2038-39 | 2039-40 | 2040-41 | 2041-42 | 2042-43 | 2043-44 | 2044-45 | 2045-46 | 2046-47 | 2047-48 | 2048-49 | 2049-50
SA1 | Black Coal | 0 | 0 | 0 | 0 | 0 | 0 | 0 | 0 | 0 | 0 | 0 | 0 | 0 | 0 | 0 | 0 | 0 | 0 | 0 | 0 | 0 | 0 | 0 | 0 | 0 | 0 | 0 | 0 | 0 | 0
SA1 | Brown Coal | 0 | 0 | 0 | 0 | 0 | 0 | 0 | 0 | 0 | 0 | 0 | 0 | 0 | 0 | 0 | 0 | 0 | 0 | 0 | 0 | 0 | 0 | 0 | 0 | 0 | 0 | 0 | 0 | 0 | 0
SA1 | CCGT | 11009.5921 | 14138.8654 | 16592.4072 | 12924.7074 | 5757.5829 | 3592.7103 | 1634.5644 | 1376.2459 | 1504.2888 | 3198.8423 | 1777.7311 | 5240.5949 | 7636.5949 | 6316.3393 | 2795.7623 | 6845.7549 | 7487.9069 | 0.00043902 | 0.0004373 | 0.00096775 | 0.00094211 | 0.0009928 | 0.00095446 | 0.00092312 | 0.00087093 | 0.00082807 | 0.00076478 | 0.00098089 | 0.00094974 | 0.00099641
SA1 | Gas - Steam | 215.8526 | 301.3165 | 405.9705 | 448.083 | 0 | 0 | 0 | 0 | 0 | 0 | 0 | 0 | 0 | 0 | 0 | 0 | 0 | 0 | 0 | 0 | 0 | 0 | 0 | 0 | 0 | 0 | 0 | 0 | 0 | 0
SA1 | OCGT / Diesel | 1090.8139 | 1636.3013 | 2102.3494 | 2519.168 | 894.302 | 1153.2938 | 578.6177 | 234.4785 | 234.6704 | 499.1635 | 331.3018 | 1158.61 | 1460.5574 | 1937.864 | 901.9441 | 3050.7615 | 3373.8205 | 4192.9621 | 4140.5901 | 4343.2435 | 5212.6546 | 5874.3765 | 5672.6967 | 4400.8862 | 2272.5538 | 2763.5212 | 3243.6578 | 2363.4161 | 3152.8816 | 4055.3754
SA1 | Hydro | 0 | 0 | 0 | 0 | 0 | 0 | 0 | 0 | 0 | 0 | 0 | 0 | 0 | 0 | 0 | 0 | 0 | 0 | 0 | 0 | 0 | 0 | 0 | 0 | 0 | 0 | 0 | 0 | 0 | 0
SA1 | Wind | 18938.0806 | 18169.7671 | 18326.007 | 15081.609 | 15083.7189 | 13912.4851 | 14661.2736 | 12465.8064 | 10960.2959 | 11709.912 | 15023.037 | 14107.7759 | 14089.5576 | 13517.7984 | 13995.3829 | 17479.4195 | 16232.6448 | 15997.3566 | 15829.9892 | 13340.69 | 12416.7928 | 11431.0083 | 12044.0623 | 12814.6853 | 12198.8435 | 11334.3375 | 10968.8604 | 9292.9102 | 8402.601 | 7544.8379
SA1 | Solar PV | 0 | 0 | 0 | 0 | 0 | 0 | 0 | 0 | 0 | 0 | 0 | 0 | 0 | 0 | 0 | 0 | 0 | 0 | 0 | 0 | 0 | 0 | 0 | 0 | 0 | 0 | 0 | 0 | 0 | 0
SA1 | LS storage | 0 | 0 | 0 | 0 | 0 | 0 | 0 | 0 | 0 | 0 | 0 | 0 | 0 | 0 | 0 | 0 | 0 | 0 | 0 | 0 | 0 | 0 | 0 | 0 | 0 | 0 | 0 | 0 | 0 | 0
SA1 | Pumped Hydro | 0 | 0 | 0 | 0 | 0 | 0 | 0 | 0 | 0 | 0 | 0 | 0 | 0 | 0 | 0 | 0 | 0 | 0 | 0 | 0 | 0 | 0 | 0 | 0 | 0 | 0 | 0 | 0 | 0 | 0
SA1 | Pumped Hydro Pump | 0 | 0 | 0 | 0 | 0 | 0 | 0 | 0 | 0 | 0 | 0 | 0 | 0 | 0 | 0 | 0 | 0 | 0 | 0 | 0 | 0 | 0 | 0 | 0 | 0 | 0 | 0 | 0 | 0 | 0
Total |  | 31254.3393 | 34246.2503 | 37426.7342 | 30973.5674 | 21735.6038 | 18658.4892 | 16874.4556 | 14076.5307 | 12699.2551 | 15407.9178 | 17132.0698 | 20506.9807 | 23186.7099 | 21772.0017 | 17693.0892 | 27375.9359 | 27094.3723 | 20190.3191 | 19970.5797 | 17683.9345 | 17629.4483 | 17305.3858 | 17716.76 | 17215.5724 | 14471.3982 | 14097.8596 | 14212.519 | 11656.3273 | 11555.4836 | 11600.2143
Region | Technology | 2020-21 | 2021-22 | 2022-23 | 2023-24 | 2024-25 | 2025-26 | 2026-27 | 2027-28 | 2028-29 | 2029-30 | 2030-31 | 2031-32 | 2032-33 | 2033-34 | 2034-35 | 2035-36 | 2036-37 | 2037-38 | 2038-39 | 2039-40 | 2040-41 | 2041-42 | 2042-43 | 2043-44 | 2044-45 | 2045-46 | 2046-47 | 2047-48 | 2048-49 | 2049-50
TAS1 | Black Coal | 0 | 0 | 0 | 0 | 0 | 0 | 0 | 0 | 0 | 0 | 0 | 0 | 0 | 0 | 0 | 0 | 0 | 0 | 0 | 0 | 0 | 0 | 0 | 0 | 0 | 0 | 0 | 0 | 0 | 0
TAS1 | Brown Coal | 0 | 0 | 0 | 0 | 0 | 0 | 0 | 0 | 0 | 0 | 0 | 0 | 0 | 0 | 0 | 0 | 0 | 0 | 0 | 0 | 0 | 0 | 0 | 0 | 0 | 0 | 0 | 0 | 0 | 0
TAS1 | CCGT | 0.00040771 | 0.0004608 | 0.00041999 | 0.22826 | 69.0113 | 0.00033434 | 0.00033999 | 30.4311 | 40.383 | 185.6922 | 65.9937 | 277.0768 | 208.901 | 393.0143 | 186.1239 | 922.2915 | 521.8054 | 1111.8428 | 1264.7473 | 1315.2323 | 2361.3433 | 1057.7845 | 447.6936 | 783.6347 | 425.8202 | 742.948 | 670.0862 | 410.083 | 601.3342 | 577.6603
TAS1 | Gas - Steam | 0 | 0 | 0 | 0 | 0 | 0 | 0 | 0 | 0 | 0 | 0 | 0 | 0 | 0 | 0 | 0 | 0 | 0 | 0 | 0 | 0 | 0 | 0 | 0 | 0 | 0 | 0 | 0 | 0 | 0
TAS1 | OCGT / Diesel | 0.00022016 | 0.00024227 | 0.00021732 | 0.00023915 | 0.00023981 | 0.00018474 | 0.00018867 | 0.00019437 | 2.3667 | 3.2987 | 3.8606 | 13.068 | 0.00020762 | 2.3874 | 4.0177 | 0.00027499 | 0.00022122 | 0.00023316 | 0.00022284 | 0.00023338 | 0.00015058 | 0.00013944 | 0.00040639 | 0.00016059 | 0.00014086 | 0.00015394 | 0.00013361 | 0.00014389 | 0.00014294 | 0.00025446
TAS1 | Hydro | 77287.1642 | 76829.5481 | 81390.2979 | 68648.511 | 65778.6226 | 66973.9677 | 51875.7091 | 57650.3188 | 56562.8016 | 62769.1717 | 50536.2457 | 50274.0098 | 50212.8591 | 47141.8693 | 34601.6131 | 41938.1341 | 36366.9915 | 32003.3955 | 31620.2797 | 25155.1894 | 24635.2827 | 27273.6834 | 23783.6161 | 25226.0766 | 21983.6571 | 20076.6764 | 18822.7228 | 15625.0014 | 16302.9925 | 18536.5521
TAS1 | Wind | 6848.7402 | 6274.7719 | 6563.3028 | 8982.3787 | 8330.1025 | 8533.8312 | 8123.5544 | 8555.7637 | 11489.1744 | 10534.8559 | 11724.3435 | 12699.6167 | 13754.4009 | 14608.7801 | 14236.4249 | 14860.7666 | 14611.0878 | 13357.7584 | 13668.6711 | 12954.499 | 12255.9793 | 12155.8796 | 11956.2257 | 10820.2264 | 9811.1608 | 8885.1382 | 9128.2855 | 7976.6354 | 7671.6451 | 7653.9789
TAS1 | Solar PV | 0 | 0 | 0 | 0 | 0 | 0 | 0 | 0 | 0 | 0 | 0 | 0 | 0 | 0 | 0 | 0 | 0 | 0 | 0 | 0 | 0 | 0 | 0 | 0 | 0 | 0 | 0 | 0 | 0 | 0
TAS1 | LS storage | 0 | 0 | 0 | 0 | 0 | 0 | 0 | 0 | 0 | 0 | 0 | 0 | 0 | 0 | 0 | 0 | 0 | 0 | 0 | 0 | 0 | 0 | 0 | 0 | 0 | 0 | 0 | 0 | 0 | 0
TAS1 | Pumped Hydro | 0 | 0 | 0 | 0 | 0 | 0 | 0 | 0 | 0 | 0 | 0 | 0 | 0 | 0 | 0 | 0 | 0 | 0 | 0 | 0 | 0 | 0 | 0 | 0 | 0 | 0 | 0 | 0 | 0 | 0
TAS1 | Pumped Hydro Pump | 0 | 0 | 0 | 0 | 0 | 0 | 0 | 0 | 0 | 0 | 0 | 0 | 0 | 0 | 0 | 0 | 0 | 0 | 0 | 0 | 0 | 0 | 0 | 0 | 0 | 0 | 0 | 0 | 0 | 0
Total |  | 84135.905 | 83104.3207 | 87953.6013 | 77631.1182 | 74177.7367 | 75507.7994 | 59999.2641 | 66236.5137 | 68094.7258 | 73493.0185 | 62330.4435 | 63263.7713 | 64176.1612 | 62146.051 | 49028.1796 | 57721.1925 | 51499.885 | 46472.9968 | 46553.6983 | 39424.9209 | 39252.6055 | 40487.3476 | 36187.5359 | 36829.9378 | 32220.6381 | 29704.7628 | 28621.0947 | 24011.7199 | 24575.9719 | 26768.1915

## StatusQuo_M27_28_FOM Cost
FOM cost by technology ($000s) - Marinus 1500MW M27_28, Status Quo Scenario
Real June 2019 dollars discounted to June 2025. For new entrant capacity, the FOM is incurred annually in modelling. For existing capacity, FOM is considered to be a sunk cost, since the fixed retirement dates are assumed to be the same in the Base Case and the case with Marinus Link. As such, early retirements are presented as an annual FOM saving, or negative cost, that continues until the assumed fixed date retirement.
Region | Technology | 2020-21 | 2021-22 | 2022-23 | 2023-24 | 2024-25 | 2025-26 | 2026-27 | 2027-28 | 2028-29 | 2029-30 | 2030-31 | 2031-32 | 2032-33 | 2033-34 | 2034-35 | 2035-36 | 2036-37 | 2037-38 | 2038-39 | 2039-40 | 2040-41 | 2041-42 | 2042-43 | 2043-44 | 2044-45 | 2045-46 | 2046-47 | 2047-48 | 2048-49 | 2049-50
NEM | Black Coal | -29933.3014 | -28265.6292 | -26690.868 | -25270.9084 | -23795.9238 | -31304.8221 | -49619.3782 | -50103.6842 | -60720.3264 | 0 | 0 | 0 | 0 | 0 | 0 | 0 | 0 | 0 | 0 | 0 | 0 | 0 | 0 | 0 | 0 | 0 | 0 | 0 | 0 | 0
NEM | Brown Coal | 0 | 0 | 0 | 0 | 0 | 0 | 0 | 0 | 0 | 0 | 0 | -0.0004795 | -0.00045151 | -0.00042636 | -0.0004026 | -0.00038119 | -0.00035894 | -0.00033894 | -0.00032006 | -0.00030303 | -0.00028534 | -0.00026945 | -0.00025443 | -0.0002409 | -0.00022684 | -0.0002142 | -0.00020227 | 0 | 0 | 0
NEM | CCGT | 0.00031879 | 0.00034635 | 0.00042877 | 0.00042608 | 0.00041321 | 0.00039019 | 0.00036845 | 0.00035135 | 0.00033458 | 0.00032563 | 0.00031324 | 0.00042117 | 0.00040286 | 0.00039218 | 0.00037033 | 0.00052962 | 0.00059932 | 0.00059991 | 0.00067461 | 1290.9934 | 1215.6422 | 1147.9152 | 1168.4328 | 11444.7347 | 10776.741 | 10224.9789 | 11310.5423 | 16449.787 | 18158.0289 | 17146.3918
NEM | Gas - Steam | 0 | 0 | 0 | 0 | -10678.4405 | -10083.5132 | -9521.7311 | -20291.4499 | -19107.1008 | -18042.5881 | -17037.3826 | -16130.9904 | -15189.4744 | -14343.2242 | -13544.121 | -12823.5711 | -12075.0989 | -11402.3597 | -10767.1007 | 0 | 0 | 0 | 0 | 0 | 0 | 0 | 0 | 0 | 0 | 0
NEM | OCGT / Diesel | -349.5541 | -160.4581 | -151.5184 | -143.4576 | -135.0844 | -127.5584 | -120.4517 | -1470.3086 | -1384.4913 | -1307.3573 | -95.7549 | -374.6986 | -1528.2029 | -310.1849 | -292.9036 | -398.8653 | -834.2264 | -787.7492 | -670.3499 | 2938.5758 | 2974.568 | 3025.3103 | 5147.2366 | 4873.4026 | 4588.9571 | 5633.3538 | 6351.351 | 7138.0009 | 6721.3779 | 7038.3891
NEM | Hydro | 0 | 0 | 0 | 0 | 0 | 0 | 0 | 0 | 0 | 0 | 0 | 0 | 0 | 0 | 0 | 0 | 0 | 0 | 0 | 0 | 0 | 0 | 0 | 0 | 0 | 0 | 0 | 0 | 0 | 0
NEM | Wind | 0.036581 | 0.036077 | 24837.2634 | 54139.9906 | 76053.1541 | 81060.1043 | 91699.665 | 137275.0663 | 140378.2811 | 166987.9119 | 172340.8034 | 291709.3778 | 298359.0492 | 298970.2489 | 286501.913 | 365815.8852 | 396427.9954 | 393917.4998 | 379823.6738 | 424561.3363 | 405551.6389 | 386976.6386 | 371883.755 | 364556.9633 | 371208.9083 | 355928.4928 | 336098.6723 | 331062.7073 | 335388.7631 | 316703.2766
NEM | Solar PV | 0.0020486 | 0.0025105 | 10448.6776 | 17718.4066 | 17708.1784 | 16721.6038 | 21272.2652 | 23275.3089 | 32847.0754 | 57471.02 | 62123.3253 | 83227.5303 | 85922.081 | 81135.1095 | 76614.8342 | 124370.3701 | 125000.501 | 126117.3232 | 120732.8181 | 114309.8132 | 115466.2836 | 109033.318 | 105154.2285 | 102744.9779 | 98938.903 | 93426.7262 | 90389.5584 | 87836.9989 | 86717.7535 | 82799.2674
NEM | LS storage | 0.00071648 | 0.00075793 | 0.00091436 | 0.00090118 | 0.00090799 | 0.0011292 | 0.0012406 | 0.00124 | 0.0011676 | 0.0016858 | 0.0017 | 0.0032134 | 0.0030259 | 0.0030648 | 0.002894 | 0.0027937 | 0.002646 | 0.0024986 | 0.0045479 | 889.3115 | 837.4052 | 1218.5148 | 1150.6278 | 1089.4142 | 1025.8285 | 968.6767 | 914.7089 | 1752.5897 | 1650.2965 | 1558.3674
NEM | Pumped Hydro | 0 | 0 | 0 | 0.0034041 | 0.0032655 | 0.0037197 | 0.0037464 | 0.0041186 | 0.004478 | 587.8401 | 1080.635 | 22470.9549 | 21159.3949 | 26406.5857 | 25399.9307 | 49285.0707 | 48690.3236 | 62047.3259 | 59642.5618 | 59145.8764 | 55693.7148 | 52590.8543 | 49715.253 | 47152.9224 | 44842.3468 | 42344.0479 | 39984.9367 | 37930.0906 | 35716.2287 | 33726.3727
NEM | Pumped Hydro Pump | 0 | 0 | 0 | 0 | 0 | 0 | 0 | 0 | 0 | 0 | 0 | 0 | 0 | 0 | 0 | 0 | 0 | 0 | 0 | 0 | 0 | 0 | 0 | 0 | 0 | 0 | 0 | 0 | 0 | 0
Total |  | -30282.8158 | -28426.0476 | 8443.556 | 46444.0359 | 59151.8885 | 56265.8196 | 53710.3747 | 88684.9382 | 92013.4438 | 205696.8286 | 218411.6283 | 380902.1772 | 388722.8507 | 391858.538 | 374679.6562 | 526248.8925 | 557209.4975 | 569892.0428 | 548761.608 | 603135.9063 | 581739.2522 | 553992.551 | 534219.5335 | 531862.4147 | 531381.6845 | 508526.2761 | 485049.7694 | 482170.1745 | 484352.4486 | 458972.0651
Region | Technology | 2020-21 | 2021-22 | 2022-23 | 2023-24 | 2024-25 | 2025-26 | 2026-27 | 2027-28 | 2028-29 | 2029-30 | 2030-31 | 2031-32 | 2032-33 | 2033-34 | 2034-35 | 2035-36 | 2036-37 | 2037-38 | 2038-39 | 2039-40 | 2040-41 | 2041-42 | 2042-43 | 2043-44 | 2044-45 | 2045-46 | 2046-47 | 2047-48 | 2048-49 | 2049-50
NSW1 | Black Coal | 0 | 0 | 0 | 0 | 0 | 0 | 0 | 0 | 0 | 0 | 0 | 0 | 0 | 0 | 0 | 0 | 0 | 0 | 0 | 0 | 0 | 0 | 0 | 0 | 0 | 0 | 0 | 0 | 0 | 0
NSW1 | Brown Coal | 0 | 0 | 0 | 0 | 0 | 0 | 0 | 0 | 0 | 0 | 0 | 0 | 0 | 0 | 0 | 0 | 0 | 0 | 0 | 0 | 0 | 0 | 0 | 0 | 0 | 0 | 0 | 0 | 0 | 0
NSW1 | CCGT | 5.7134e-05 | 6.1209e-05 | 8.1732e-05 | 8.2549e-05 | 8.9727e-05 | 8.4728e-05 | 8.0008e-05 | 7.5752e-05 | 7.133e-05 | 6.9004e-05 | 6.5159e-05 | 9.6931e-05 | 9.1273e-05 | 8.6915e-05 | 8.2072e-05 | 0.00015018 | 0.00017455 | 0.00016483 | 0.00015898 | 0.00053072 | 0.00049974 | 0.0004719 | 0.001921 | 7705.5078 | 7255.7612 | 6851.5214 | 6469.803 | 6125.6082 | 5768.0754 | 5446.719
NSW1 | Gas - Steam | 0 | 0 | 0 | 0 | 0 | 0 | 0 | 0 | 0 | 0 | 0 | 0 | 0 | 0 | 0 | 0 | 0 | 0 | 0 | 0 | 0 | 0 | 0 | 0 | 0 | 0 | 0 | 0 | 0 | 0
NSW1 | OCGT / Diesel | 4.0361e-05 | 4.0109e-05 | 4.3724e-05 | 4.1398e-05 | 4.1272e-05 | 8.705e-05 | 8.22e-05 | 7.7827e-05 | 7.3284e-05 | 6.9201e-05 | 6.5346e-05 | 7.3564e-05 | 6.927e-05 | 6.5411e-05 | 6.1766e-05 | 5.848e-05 | 5.5067e-05 | 5.1999e-05 | 4.9102e-05 | 0.00060732 | 0.00057187 | 0.00054535 | 1161.5296 | 1099.736 | 1035.5479 | 977.8544 | 923.3753 | 1237.3563 | 1165.1357 | 1100.2225
NSW1 | Hydro | 0 | 0 | 0 | 0 | 0 | 0 | 0 | 0 | 0 | 0 | 0 | 0 | 0 | 0 | 0 | 0 | 0 | 0 | 0 | 0 | 0 | 0 | 0 | 0 | 0 | 0 | 0 | 0 | 0 | 0
NSW1 | Wind | 0.0035614 | 0.0038237 | 0.011011 | 16598.2555 | 40702.6074 | 38434.9467 | 36293.623 | 34362.795 | 32357.1453 | 30554.4362 | 28852.1588 | 138498.2841 | 133419.341 | 135569.526 | 128016.5498 | 147910.5424 | 153549.9518 | 144995.2341 | 136917.127 | 175309.9367 | 165077.6385 | 155880.6801 | 147196.1099 | 139365.2511 | 148665.8552 | 140383.2438 | 132562.0809 | 132753.8514 | 127795.5719 | 120675.7052
NSW1 | Solar PV | 0.00051773 | 0.0006084 | 6707.9702 | 6351.1075 | 5980.4139 | 5647.2275 | 5332.6039 | 5048.9083 | 5291.9647 | 26984.5299 | 25481.1435 | 34045.529 | 39610.6807 | 37403.8533 | 35319.9748 | 85272.4045 | 88184.5614 | 91352.5077 | 87904.8501 | 83228.2943 | 86198.8965 | 81396.5028 | 79057.1415 | 78036.2611 | 75013.3951 | 70834.1785 | 66887.7984 | 63329.354 | 59785.6578 | 56454.8232
NSW1 | LS storage | 0.00014621 | 0.00015493 | 0.00015426 | 0.00014605 | 0.00015399 | 0.00031622 | 0.0002986 | 0.00028271 | 0.00026621 | 0.00031294 | 0.0003058 | 0.00069895 | 0.00065815 | 0.00062299 | 0.00058828 | 0.00055699 | 0.00052448 | 0.00049526 | 0.00046767 | 0.00094932 | 0.00089441 | 0.001456 | 0.0013779 | 0.0013071 | 0.0012311 | 0.0011629 | 0.0010982 | 0.0012901 | 0.0012148 | 0.0023537
NSW1 | Pumped Hydro | 0 | 0 | 0 | 0.0004268 | 0.00043647 | 0.00092673 | 0.0008751 | 0.00082855 | 0.00078019 | 0.00073672 | 0.00069777 | 0.026794 | 0.02523 | 343.9006 | 324.7409 | 20808.2185 | 19593.7072 | 27423.8542 | 25895.9907 | 26072.7848 | 24550.9971 | 23183.189 | 21891.5854 | 20726.9486 | 19517.1808 | 18429.8214 | 17403.0419 | 16477.1966 | 15515.4736 | 14651.061
NSW1 | Pumped Hydro Pump | 0 | 0 | 0 | 0 | 0 | 0 | 0 | 0 | 0 | 0 | 0 | 0 | 0 | 0 | 0 | 0 | 0 | 0 | 0 | 0 | 0 | 0 | 0 | 0 | 0 | 0 | 0 | 0 | 0 | 0
Total |  | 0.0043229 | 0.0046883 | 6707.9815 | 22949.3638 | 46683.022 | 44082.1756 | 41626.2282 | 39411.7045 | 37649.1112 | 57538.9672 | 54333.3034 | 172543.8408 | 173030.0477 | 173317.2806 | 163661.2662 | 253991.1662 | 261328.2213 | 263771.5966 | 250717.9685 | 284611.0179 | 275827.5341 | 260460.3743 | 249306.3698 | 246933.7061 | 251487.7414 | 237476.6207 | 224246.1007 | 219923.3678 | 210029.9156 | 198328.5334
Region | Technology | 2020-21 | 2021-22 | 2022-23 | 2023-24 | 2024-25 | 2025-26 | 2026-27 | 2027-28 | 2028-29 | 2029-30 | 2030-31 | 2031-32 | 2032-33 | 2033-34 | 2034-35 | 2035-36 | 2036-37 | 2037-38 | 2038-39 | 2039-40 | 2040-41 | 2041-42 | 2042-43 | 2043-44 | 2044-45 | 2045-46 | 2046-47 | 2047-48 | 2048-49 | 2049-50
QLD1 | Black Coal | -29933.3014 | -28265.6292 | -26690.868 | -25270.9084 | -23795.9238 | -31304.8221 | -49619.3782 | -50103.6842 | -60720.3264 | 0 | 0 | 0 | 0 | 0 | 0 | 0 | 0 | 0 | 0 | 0 | 0 | 0 | 0 | 0 | 0 | 0 | 0 | 0 | 0 | 0
QLD1 | Brown Coal | 0 | 0 | 0 | 0 | 0 | 0 | 0 | 0 | 0 | 0 | 0 | 0 | 0 | 0 | 0 | 0 | 0 | 0 | 0 | 0 | 0 | 0 | 0 | 0 | 0 | 0 | 0 | 0 | 0 | 0
QLD1 | CCGT | 5.9618e-05 | 6.4348e-05 | 7.8282e-05 | 7.8622e-05 | 7.4033e-05 | 6.9908e-05 | 6.6013e-05 | 6.2502e-05 | 5.8854e-05 | 5.5575e-05 | 5.6638e-05 | 7.0214e-05 | 7.2388e-05 | 6.8355e-05 | 6.4547e-05 | 7.7199e-05 | 7.3833e-05 | 8.5313e-05 | 0.00016599 | 0.00017605 | 0.00020167 | 0.00019043 | 0.00017982 | 0.00017169 | 0.00020486 | 48.642 | 1701.159 | 1610.657 | 1516.6479 | 1432.151
QLD1 | Gas - Steam | 0 | 0 | 0 | 0 | 0 | 0 | 0 | 0 | 0 | 0 | 0 | 0 | 0 | 0 | 0 | 0 | 0 | 0 | 0 | 0 | 0 | 0 | 0 | 0 | 0 | 0 | 0 | 0 | 0 | 0
QLD1 | OCGT / Diesel | -349.5542 | -160.4582 | -151.5186 | -143.4578 | -135.0846 | -127.5586 | -120.452 | -114.0439 | -107.3875 | -101.4046 | -95.7551 | -374.6989 | -775.0354 | 6.2258e-05 | 5.879e-05 | 5.5662e-05 | 5.2413e-05 | 4.9493e-05 | 73.5115 | 1865.1561 | 1762.5119 | 1664.3172 | 1571.5932 | 1487.9841 | 1401.1351 | 2623.1347 | 3508.8401 | 4023.4183 | 3788.5838 | 3952.3731
QLD1 | Hydro | 0 | 0 | 0 | 0 | 0 | 0 | 0 | 0 | 0 | 0 | 0 | 0 | 0 | 0 | 0 | 0 | 0 | 0 | 0 | 0 | 0 | 0 | 0 | 0 | 0 | 0 | 0 | 0 | 0 | 0
QLD1 | Wind | 0.0033418 | 0.0036643 | 24837.2221 | 28037.3172 | 26400.8715 | 34174.0951 | 47425.8044 | 78252.5811 | 73893.6571 | 83784.2486 | 79116.382 | 74907.3745 | 70535.2631 | 66605.5366 | 62894.7466 | 69334.5762 | 89481.7323 | 100692.9787 | 101316.6742 | 104634.8095 | 103500.067 | 101326.4703 | 102147.9947 | 99580.3056 | 101738.3177 | 100177.2994 | 94596.1289 | 94388.9734 | 94751.6018 | 89472.7183
QLD1 | Solar PV | 0.00048396 | 0.00055466 | 0.0016528 | 0.012943 | 1023.9517 | 966.9043 | 1257.85 | 4325.6645 | 14208.4489 | 13416.8547 | 12669.3623 | 11995.3497 | 11295.2182 | 10665.9285 | 10071.6983 | 9535.8819 | 8979.302 | 8479.0388 | 8006.6482 | 7580.6929 | 7138.2314 | 6740.5395 | 6365.0043 | 6026.3848 | 5674.6434 | 5358.4924 | 7227.8646 | 8773.3634 | 9635.9182 | 9099.0729
QLD1 | LS storage | 0.00014139 | 0.00015183 | 0.00014727 | 0.00013943 | 0.00015243 | 0.00018743 | 0.00019271 | 0.00022954 | 0.00021615 | 0.0004189 | 0.0004613 | 0.00051357 | 0.0004836 | 0.00063118 | 0.00059601 | 0.00056431 | 0.00053137 | 0.00050177 | 0.0026619 | 889.3079 | 837.4018 | 1218.5096 | 1150.6228 | 1089.4095 | 1025.824 | 968.6723 | 914.7048 | 1752.5851 | 1650.2922 | 1558.3495
QLD1 | Pumped Hydro | 0 | 0 | 0 | 0.00042086 | 0.00042182 | 0.00050616 | 0.00052702 | 0.00050962 | 0.0006573 | 0.0027276 | 0.0025781 | 4268.1702 | 4019.0503 | 7949.4278 | 7506.5418 | 9574.0783 | 9015.269 | 14551.0656 | 13804.7394 | 13070.3245 | 12307.4501 | 11621.7659 | 10974.2832 | 10390.4491 | 9783.9908 | 9238.8959 | 8724.1699 | 8260.0423 | 7777.9292 | 7344.5979
QLD1 | Pumped Hydro Pump | 0 | 0 | 0 | 0 | 0 | 0 | 0 | 0 | 0 | 0 | 0 | 0 | 0 | 0 | 0 | 0 | 0 | 0 | 0 | 0 | 0 | 0 | 0 | 0 | 0 | 0 | 0 | 0 | 0 | 0
Total |  | -30282.8515 | -28426.083 | -2005.1627 | 2622.9646 | 3493.8155 | 3708.6194 | -1056.175 | 32360.5183 | 27274.393 | 97099.7019 | 91689.9924 | 90796.1961 | 85074.4968 | 85220.8937 | 80472.9874 | 88444.5371 | 107476.3039 | 123723.0837 | 123201.5762 | 128040.2912 | 125545.6624 | 122571.6028 | 122209.4984 | 118574.5333 | 119623.9113 | 118415.1368 | 116672.8672 | 118809.0395 | 119120.973 | 112859.2627
Region | Technology | 2020-21 | 2021-22 | 2022-23 | 2023-24 | 2024-25 | 2025-26 | 2026-27 | 2027-28 | 2028-29 | 2029-30 | 2030-31 | 2031-32 | 2032-33 | 2033-34 | 2034-35 | 2035-36 | 2036-37 | 2037-38 | 2038-39 | 2039-40 | 2040-41 | 2041-42 | 2042-43 | 2043-44 | 2044-45 | 2045-46 | 2046-47 | 2047-48 | 2048-49 | 2049-50
VIC1 | Black Coal | 0 | 0 | 0 | 0 | 0 | 0 | 0 | 0 | 0 | 0 | 0 | 0 | 0 | 0 | 0 | 0 | 0 | 0 | 0 | 0 | 0 | 0 | 0 | 0 | 0 | 0 | 0 | 0 | 0 | 0
VIC1 | Brown Coal | 0 | 0 | 0 | 0 | 0 | 0 | 0 | 0 | 0 | 0 | 0 | -0.0004795 | -0.00045151 | -0.00042636 | -0.0004026 | -0.00038119 | -0.00035894 | -0.00033894 | -0.00032006 | -0.00030303 | -0.00028534 | -0.00026945 | -0.00025443 | -0.0002409 | -0.00022684 | -0.0002142 | -0.00020227 | 0 | 0 | 0
VIC1 | CCGT | 6.6476e-05 | 7.5285e-05 | 0.00011893 | 0.0001126 | 0.00010603 | 0.00010012 | 9.4545e-05 | 8.9516e-05 | 8.4291e-05 | 8.1003e-05 | 7.8081e-05 | 0.00010569 | 9.9524e-05 | 0.00010141 | 9.5758e-05 | 0.00015843 | 0.00020179 | 0.00019055 | 0.00019298 | 1290.9924 | 1215.6412 | 1147.9143 | 1168.4305 | 3739.2264 | 3520.9794 | 3324.8153 | 3139.58 | 8713.5216 | 10873.3053 | 10267.5215
VIC1 | Gas - Steam | 0 | 0 | 0 | 0 | -10678.4405 | -10083.5132 | -9521.7311 | -20291.4499 | -19107.1008 | -18042.5881 | -17037.3826 | -16130.9904 | -15189.4744 | -14343.2242 | -13544.121 | -12823.5711 | -12075.0989 | -11402.3597 | -10767.1007 | 0 | 0 | 0 | 0 | 0 | 0 | 0 | 0 | 0 | 0 | 0
VIC1 | OCGT / Diesel | 3.7271e-05 | 3.7227e-05 | 0.00012832 | 0.0001215 | 0.00011441 | 0.00010803 | 0.00010201 | 9.6586e-05 | 9.0949e-05 | 8.5882e-05 | 8.1097e-05 | 7.6783e-05 | -424.6815 | 6.8273e-05 | 6.4469e-05 | 6.104e-05 | -458.6416 | -433.0893 | -408.9607 | 138.185 | 130.1196 | 122.8702 | 799.0281 | 756.5197 | 712.364 | 672.6761 | 635.1993 | 661.5956 | 622.9803 | 691.2373
VIC1 | Hydro | 0 | 0 | 0 | 0 | 0 | 0 | 0 | 0 | 0 | 0 | 0 | 0 | 0 | 0 | 0 | 0 | 0 | 0 | 0 | 0 | 0 | 0 | 0 | 0 | 0 | 0 | 0 | 0 | 0 | 0
VIC1 | Wind | 0.0016736 | 0.0016391 | 0.0023868 | 0.0024797 | 0.0028495 | 0.0026907 | 0.0037411 | 12516.778 | 11789.1017 | 21575.1552 | 20373.1402 | 19289.2856 | 27325.8575 | 26014.6999 | 24565.3445 | 47444.7716 | 49150.0469 | 46411.7534 | 43826.0212 | 48021.9075 | 45737.6223 | 43189.4451 | 40783.2357 | 38613.5594 | 37837.8662 | 35729.8075 | 33739.195 | 31944.263 | 45066.9639 | 42556.1509
VIC1 | Solar PV | 7.0207e-05 | 8.3315e-05 | 1723.6918 | 1631.991 | 1536.7368 | 1451.1207 | 6507.7307 | 6161.5181 | 5801.8894 | 5478.6491 | 12133.7334 | 25249.8888 | 23776.1309 | 22451.4929 | 21200.6542 | 20072.7752 | 18901.1894 | 17848.1487 | 16853.7759 | 15957.1516 | 15025.7821 | 14188.6516 | 13398.1602 | 12685.3753 | 11944.9693 | 11279.4799 | 10651.067 | 10084.4281 | 9801.124 | 9255.0746
VIC1 | LS storage | 0.00014387 | 0.00015382 | 0.000291 | 0.00027552 | 0.00025944 | 0.00024498 | 0.00027952 | 0.00026465 | 0.0002492 | 0.00033031 | 0.0003119 | 0.00066924 | 0.00063018 | 0.00062654 | 0.00059163 | 0.00056016 | 0.00052746 | 0.00049808 | 0.00047033 | 0.00098697 | 0.00092968 | 0.0014959 | 0.0014145 | 0.0013413 | 0.001263 | 0.0011927 | 0.0011262 | 0.0011833 | 0.0011143 | 0.003047
VIC1 | Pumped Hydro | 0 | 0 | 0 | 0.0012855 | 0.0012105 | 0.0011431 | 0.0010829 | 0.0010253 | 0.00096549 | 0.0020588 | 525.547 | 11437.9333 | 10770.3365 | 11457.7982 | 10819.4506 | 10243.8537 | 9645.9517 | 9108.5474 | 8601.0834 | 8143.5041 | 7668.193 | 7240.9754 | 6837.5594 | 6473.7999 | 6095.9442 | 5756.3212 | 5435.6197 | 5146.4436 | 4846.0616 | 4576.0733
VIC1 | Pumped Hydro Pump | 0 | 0 | 0 | 0 | 0 | 0 | 0 | 0 | 0 | 0 | 0 | 0 | 0 | 0 | 0 | 0 | 0 | 0 | 0 | 0 | 0 | 0 | 0 | 0 | 0 | 0 | 0 | 0 | 0 | 0
Total |  | 0.0019914 | 0.0019888 | 1723.6947 | 1631.9953 | -9141.6992 | -8632.3883 | -3013.9951 | -1613.1524 | -1516.1084 | 9011.2187 | 15995.0385 | 39846.1176 | 46258.1693 | 45580.7671 | 43041.3287 | 64937.8298 | 65163.4478 | 61533.0008 | 58104.8194 | 73551.7413 | 69777.3588 | 65889.8578 | 62986.415 | 62268.4817 | 60112.124 | 56763.101 | 53600.6619 | 56550.2531 | 71210.4362 | 67346.0607
Region | Technology | 2020-21 | 2021-22 | 2022-23 | 2023-24 | 2024-25 | 2025-26 | 2026-27 | 2027-28 | 2028-29 | 2029-30 | 2030-31 | 2031-32 | 2032-33 | 2033-34 | 2034-35 | 2035-36 | 2036-37 | 2037-38 | 2038-39 | 2039-40 | 2040-41 | 2041-42 | 2042-43 | 2043-44 | 2044-45 | 2045-46 | 2046-47 | 2047-48 | 2048-49 | 2049-50
SA1 | Black Coal | 0 | 0 | 0 | 0 | 0 | 0 | 0 | 0 | 0 | 0 | 0 | 0 | 0 | 0 | 0 | 0 | 0 | 0 | 0 | 0 | 0 | 0 | 0 | 0 | 0 | 0 | 0 | 0 | 0 | 0
SA1 | Brown Coal | 0 | 0 | 0 | 0 | 0 | 0 | 0 | 0 | 0 | 0 | 0 | 0 | 0 | 0 | 0 | 0 | 0 | 0 | 0 | 0 | 0 | 0 | 0 | 0 | 0 | 0 | 0 | 0 | 0 | 0
SA1 | CCGT | 7.5587e-05 | 8.2273e-05 | 9.0111e-05 | 9.0714e-05 | 8.542e-05 | 8.0661e-05 | 7.6167e-05 | 7.2115e-05 | 6.7906e-05 | 6.4122e-05 | 6.055e-05 | 8.5187e-05 | 8.0215e-05 | 7.9356e-05 | 7.4935e-05 | 8.4548e-05 | 8.6396e-05 | 9.7837e-05 | 9.8698e-05 | 0.000219 | 0.00020622 | 0.00022305 | 0.000216 | 0.00020806 | 0.00019591 | 0.000185 | 0.00017469 | 0.00022277 | 0.00020976 | 0.00022572
SA1 | Gas - Steam | 0 | 0 | 0 | 0 | 0 | 0 | 0 | 0 | 0 | 0 | 0 | 0 | 0 | 0 | 0 | 0 | 0 | 0 | 0 | 0 | 0 | 0 | 0 | 0 | 0 | 0 | 0 | 0 | 0 | 0
SA1 | OCGT / Diesel | -1.4029e-05 | -1.1177e-05 | 4.6124e-06 | 1.8015e-05 | 3.3021e-06 | 3.1181e-06 | 5.4782e-06 | -1356.2649 | -1277.104 | -1205.9528 | 1.9617e-05 | 4.9215e-05 | 4.6343e-05 | 4.3761e-05 | 4.1323e-05 | 3.9124e-05 | 3.6841e-05 | 3.4788e-05 | 4.1028e-05 | 1252.3182 | 1179.2242 | 1329.9904 | 1701.8354 | 1611.2974 | 1517.251 | 1432.7205 | 1352.8994 | 1280.9249 | 1206.1613 | 1352.614
SA1 | Hydro | 0 | 0 | 0 | 0 | 0 | 0 | 0 | 0 | 0 | 0 | 0 | 0 | 0 | 0 | 0 | 0 | 0 | 0 | 0 | 0 | 0 | 0 | 0 | 0 | 0 | 0 | 0 | 0 | 0 | 0
SA1 | Wind | 0.0080873 | 0.0080436 | 0.010082 | 0.010797 | 0.010426 | 0.0098448 | 0.016167 | 343.639 | 323.6068 | 10285.8015 | 20609.9767 | 27365.6781 | 28764.3617 | 32617.9142 | 33317.1997 | 58213.0453 | 57952.3744 | 58102.8121 | 56484.6055 | 53479.6141 | 50637.7355 | 48243.3336 | 45555.5558 | 52722.8813 | 50692.427 | 49161.8039 | 46422.8555 | 43953.1508 | 41387.7416 | 39081.909
SA1 | Solar PV | 0.00065301 | 0.00084256 | 2017.0135 | 9735.2943 | 9167.0753 | 8656.3506 | 8174.0799 | 7739.2172 | 7544.7707 | 11590.9811 | 11839.0812 | 11936.7582 | 11240.0467 | 10613.8306 | 10022.503 | 9489.3038 | 8935.4426 | 8437.6229 | 7967.5383 | 7543.6637 | 7103.3636 | 6707.6145 | 6333.9136 | 5996.9481 | 5646.9249 | 5332.3181 | 5035.239 | 4767.3634 | 6664.0717 | 7205.6114
SA1 | LS storage | 0.00014893 | 0.00015898 | 0.00018036 | 0.00020442 | 0.00019249 | 0.00020867 | 0.00028207 | 0.00026707 | 0.00025148 | 0.00037543 | 0.00035758 | 0.0009221 | 0.00086828 | 0.00081991 | 0.00077423 | 0.00073347 | 0.00069066 | 0.00065218 | 0.00061626 | 0.0012112 | 0.001141 | 0.0018575 | 0.0017559 | 0.0016647 | 0.0015679 | 0.0014808 | 0.0013986 | 0.0016138 | 0.0015199 | 0.012006
SA1 | Pumped Hydro | 0 | 0 | 0 | 0.00067214 | 0.00063291 | 0.00059765 | 0.00066516 | 0.00062978 | 0.00059302 | 0.00068897 | 0.00073336 | 1164.423 | 1096.4592 | 1675.739 | 1582.3787 | 1610.8237 | 1516.805 | 2542.1489 | 3388.2366 | 3427.0579 | 3227.0312 | 3047.2438 | 2877.4729 | 2724.3908 | 2565.3765 | 2422.4518 | 2287.4899 | 2165.795 | 2039.3843 | 1925.7642
SA1 | Pumped Hydro Pump | 0 | 0 | 0 | 0 | 0 | 0 | 0 | 0 | 0 | 0 | 0 | 0 | 0 | 0 | 0 | 0 | 0 | 0 | 0 | 0 | 0 | 0 | 0 | 0 | 0 | 0 | 0 | 0 | 0 | 0
Total |  | 0.0089508 | 0.0091162 | 2017.0238 | 9735.306 | 9167.0867 | 8656.3614 | 8174.0971 | 6726.5923 | 6591.2743 | 20670.8309 | 32449.059 | 40466.8603 | 41100.8686 | 44907.4848 | 44922.0823 | 69313.1737 | 68404.6227 | 69082.5847 | 67840.3811 | 65702.6553 | 62147.3559 | 59328.1844 | 56468.7797 | 63055.5195 | 60421.9811 | 58349.296 | 55098.4854 | 52167.2359 | 51297.3606 | 49565.9107
Region | Technology | 2020-21 | 2021-22 | 2022-23 | 2023-24 | 2024-25 | 2025-26 | 2026-27 | 2027-28 | 2028-29 | 2029-30 | 2030-31 | 2031-32 | 2032-33 | 2033-34 | 2034-35 | 2035-36 | 2036-37 | 2037-38 | 2038-39 | 2039-40 | 2040-41 | 2041-42 | 2042-43 | 2043-44 | 2044-45 | 2045-46 | 2046-47 | 2047-48 | 2048-49 | 2049-50
TAS1 | Black Coal | 0 | 0 | 0 | 0 | 0 | 0 | 0 | 0 | 0 | 0 | 0 | 0 | 0 | 0 | 0 | 0 | 0 | 0 | 0 | 0 | 0 | 0 | 0 | 0 | 0 | 0 | 0 | 0 | 0 | 0
TAS1 | Brown Coal | 0 | 0 | 0 | 0 | 0 | 0 | 0 | 0 | 0 | 0 | 0 | 0 | 0 | 0 | 0 | 0 | 0 | 0 | 0 | 0 | 0 | 0 | 0 | 0 | 0 | 0 | 0 | 0 | 0 | 0
TAS1 | CCGT | 5.9972e-05 | 6.324e-05 | 5.9716e-05 | 6.1594e-05 | 5.7999e-05 | 5.4767e-05 | 5.1716e-05 | 5.1466e-05 | 5.2202e-05 | 5.5922e-05 | 5.2807e-05 | 6.3148e-05 | 5.9462e-05 | 5.615e-05 | 5.3021e-05 | 5.9259e-05 | 6.2746e-05 | 6.1384e-05 | 5.7965e-05 | 6.5746e-05 | 6.2403e-05 | 5.8927e-05 | 5.5644e-05 | 5.8777e-05 | 6.1668e-05 | 5.8233e-05 | 5.4988e-05 | 6.0277e-05 | 5.6759e-05 | 5.3597e-05
TAS1 | Gas - Steam | 0 | 0 | 0 | 0 | 0 | 0 | 0 | 0 | 0 | 0 | 0 | 0 | 0 | 0 | 0 | 0 | 0 | 0 | 0 | 0 | 0 | 0 | 0 | 0 | 0 | 0 | 0 | 0 | 0 | 0
TAS1 | OCGT / Diesel | 3.8708e-05 | 3.8502e-05 | 3.8763e-05 | 3.8666e-05 | 3.9047e-05 | 3.809e-05 | 3.857e-05 | 3.8733e-05 | 3.829e-05 | 3.8929e-05 | 3.8484e-05 | 5.3873e-05 | -328.486 | -310.1851 | -292.9038 | -398.8655 | -375.585 | -354.66 | -334.9009 | -317.0841 | -97.2883 | -91.8681 | -86.7498 | -82.1347 | -77.3408 | -73.0319 | -68.9631 | -65.2942 | -61.4832 | -58.0578
TAS1 | Hydro | 0 | 0 | 0 | 0 | 0 | 0 | 0 | 0 | 0 | 0 | 0 | 0 | 0 | 0 | 0 | 0 | 0 | 0 | 0 | 0 | 0 | 0 | 0 | 0 | 0 | 0 | 0 | 0 | 0 | 0
TAS1 | Wind | 0.019917 | 0.018907 | 0.017853 | 9504.4045 | 8949.6619 | 8451.0499 | 7980.2178 | 11799.2732 | 22014.7703 | 20788.2704 | 23389.1457 | 31648.7554 | 38314.2258 | 38162.5722 | 37708.0724 | 42912.9497 | 46293.89 | 43714.7214 | 41279.2459 | 43115.0684 | 40598.5754 | 38336.7095 | 36200.8589 | 34274.9659 | 32274.4422 | 30476.3383 | 28778.412 | 28022.4686 | 26386.8839 | 24916.7931
TAS1 | Solar PV | 0.0003237 | 0.00042156 | 0.00047861 | 0.00081933 | 0.00077853 | 0.00073516 | 0.00071861 | 0.00079465 | 0.0016915 | 0.0053044 | 0.0050089 | 0.0047448 | 0.0044729 | 0.0042237 | 0.0039884 | 0.0046437 | 0.0055093 | 0.0052033 | 0.0056169 | 0.010674 | 0.010051 | 0.0094911 | 0.0089623 | 0.0084974 | 658.9704 | 622.2572 | 587.5894 | 882.49 | 830.9819 | 784.6854
TAS1 | LS storage | 0.00013609 | 0.00013837 | 0.00014147 | 0.00013576 | 0.00014966 | 0.0001719 | 0.00018766 | 0.00019599 | 0.00018455 | 0.00024824 | 0.00026345 | 0.00040957 | 0.00038566 | 0.00036417 | 0.00034389 | 0.00037872 | 0.00037202 | 0.0003513 | 0.00033173 | 0.00040001 | 0.0004216 | 0.000399 | 0.00041475 | 0.00041302 | 0.00044454 | 0.00047758 | 0.00048966 | 0.00052509 | 0.00049509 | 0.00046777
TAS1 | Pumped Hydro | 0 | 0 | 0 | 0.00059881 | 0.00056386 | 0.00054613 | 0.00059618 | 0.0011253 | 0.001482 | 587.8339 | 555.0839 | 5600.4017 | 5273.5236 | 4979.7201 | 5166.8187 | 7048.0965 | 8918.5907 | 8421.7099 | 7952.5117 | 8432.2051 | 7940.0434 | 7497.6802 | 7134.352 | 6837.334 | 6879.8544 | 6496.5575 | 6134.6152 | 5880.6131 | 5537.38 | 5228.8763
TAS1 | Pumped Hydro Pump | 0 | 0 | 0 | 0 | 0 | 0 | 0 | 0 | 0 | 0 | 0 | 0 | 0 | 0 | 0 | 0 | 0 | 0 | 0 | 0 | 0 | 0 | 0 | 0 | 0 | 0 | 0 | 0 | 0 | 0
Total |  | 0.020476 | 0.019568 | 0.018572 | 9504.4062 | 8949.6635 | 8451.0515 | 7980.2194 | 11799.2754 | 22014.7737 | 21376.11 | 23944.235 | 37249.1624 | 43259.2683 | 42832.1118 | 42581.9916 | 49562.1857 | 54836.9017 | 51781.7769 | 48896.8627 | 51230.2006 | 48441.341 | 45742.5317 | 43248.4705 | 41030.1741 | 39735.9268 | 37522.1217 | 35431.6541 | 34720.2782 | 32693.7631 | 30872.2976

## StatusQuo_M27_28_Fuel Cost
Fuel cost by technology ($000s) - Marinus 1500MW M27_28, Status Quo Scenario
Real June 2019 dollars discounted to June 2025
Region | Technology | 2020-21 | 2021-22 | 2022-23 | 2023-24 | 2024-25 | 2025-26 | 2026-27 | 2027-28 | 2028-29 | 2029-30 | 2030-31 | 2031-32 | 2032-33 | 2033-34 | 2034-35 | 2035-36 | 2036-37 | 2037-38 | 2038-39 | 2039-40 | 2040-41 | 2041-42 | 2042-43 | 2043-44 | 2044-45 | 2045-46 | 2046-47 | 2047-48 | 2048-49 | 2049-50
NEM | Black Coal | 2947337.824 | 2774454.148 | 2557491.136 | 2461909.716 | 2397124.912 | 2281423.032 | 2150426.068 | 2143439.448 | 2079827.866 | 1774726.368 | 1695466.972 | 1212321.156 | 1179485.52 | 1126594.512 | 1083918.488 | 747965.604 | 623337.902 | 500370.904 | 438371.41 | 410315.946 | 392738.99 | 347170.836 | 222639.828 | 201691.218 | 162204.874 | 121869.728 | 89284.062 | 81850.111 | 80760.212 | 73976.006
NEM | Brown Coal | 387141.884 | 368471.728 | 321915.944 | 321725.854 | 318571.854 | 301152.406 | 271790.544 | 271626.06 | 242817.888 | 212075.77 | 196857.752 | 163834.066 | 142317.008 | 130806.512 | 127979.776 | 118725.604 | 107307.318 | 107112.616 | 94020.284 | 86341.382 | 92183.188 | 85429.584 | 80509.272 | 76924.562 | 74701.448 | 66977.634 | 63457.844 | 39039.68 | 0 | 0
NEM | CCGT | 439980.6145 | 427826.8122 | 468824.2083 | 417845.8721 | 344233.2697 | 326473.2755 | 290373.9479 | 276495.7861 | 265646.7413 | 296606.0371 | 269883.4183 | 344478.0013 | 414117.7136 | 357285.7378 | 255300.4576 | 377570.1554 | 384411.0137 | 305808.3788 | 298536.1299 | 334443.5293 | 347046.3483 | 293443.9298 | 269164.2623 | 742168.8179 | 687608.974 | 594640.7456 | 613379.3365 | 896531.7431 | 1049082.644 | 922980.8388
NEM | Gas - Steam | 11050.4306 | 17388.3717 | 25397.3261 | 24680.9192 | 2331.5178 | 2550.7005 | 2816.0425 | 0.0011024 | 0.0011617 | 0.0015375 | 0.001418 | 0.0020656 | 0.0021805 | 0.0021921 | 0.0018767 | 0.0041387 | 0.0054397 | 0.0062787 | 0.0065247 | 0 | 0 | 0 | 0 | 0 | 0 | 0 | 0 | 0 | 0 | 0
NEM | OCGT / Diesel | 10936.3269 | 15380.5542 | 30173.6303 | 23051.5171 | 11620.4518 | 20618.128 | 13771.0088 | 3418.1249 | 3712.6691 | 14375.7172 | 14377.2885 | 30270.215 | 26214.4279 | 37754.6863 | 31747.2928 | 81758.5268 | 95673.0346 | 165394.9665 | 264521.6355 | 163978.2952 | 196452.7616 | 232729.6195 | 284114.2089 | 243290.3266 | 197732.3262 | 323200.2609 | 312591.1858 | 221254.5544 | 265716.5618 | 249043.3355
NEM | Hydro | 0 | 0 | 0 | 0 | 0 | 0 | 0 | 0 | 0 | 0 | 0 | 0 | 0 | 0 | 0 | 0 | 0 | 0 | 0 | 0 | 0 | 0 | 0 | 0 | 0 | 0 | 0 | 0 | 0 | 0
NEM | Wind | 0 | 0 | 0 | 0 | 0 | 0 | 0 | 0 | 0 | 0 | 0 | 0 | 0 | 0 | 0 | 0 | 0 | 0 | 0 | 0 | 0 | 0 | 0 | 0 | 0 | 0 | 0 | 0 | 0 | 0
NEM | Solar PV | 0 | 0 | 0 | 0 | 0 | 0 | 0 | 0 | 0 | 0 | 0 | 0 | 0 | 0 | 0 | 0 | 0 | 0 | 0 | 0 | 0 | 0 | 0 | 0 | 0 | 0 | 0 | 0 | 0 | 0
NEM | LS storage | 0 | 0 | 0 | 0 | 0 | 0 | 0 | 0 | 0 | 0 | 0 | 0 | 0 | 0 | 0 | 0 | 0 | 0 | 0 | 0 | 0 | 0 | 0 | 0 | 0 | 0 | 0 | 0 | 0 | 0
NEM | Pumped Hydro | 0 | 0 | 0 | 0 | 0 | 0 | 0 | 0 | 0 | 0 | 0 | 0 | 0 | 0 | 0 | 0 | 0 | 0 | 0 | 0 | 0 | 0 | 0 | 0 | 0 | 0 | 0 | 0 | 0 | 0
NEM | Pumped Hydro Pump | 0 | 0 | 0 | 0 | 0 | 0 | 0 | 0 | 0 | 0 | 0 | 0 | 0 | 0 | 0 | 0 | 0 | 0 | 0 | 0 | 0 | 0 | 0 | 0 | 0 | 0 | 0 | 0 | 0 | 0
Total |  | 3796447.08 | 3603521.6141 | 3403802.2447 | 3249213.8784 | 3073882.0052 | 2932217.542 | 2729177.6112 | 2694979.4201 | 2592005.1655 | 2297783.8938 | 2176585.4322 | 1750903.4403 | 1762134.6716 | 1652441.4503 | 1498946.0163 | 1326019.8943 | 1210729.2738 | 1078686.8716 | 1095449.4659 | 995079.1525 | 1028421.2878 | 958773.9693 | 856427.5712 | 1264074.9244 | 1122247.6222 | 1106688.3686 | 1078712.4284 | 1238676.0885 | 1395559.4178 | 1246000.1803
Region | Technology | 2020-21 | 2021-22 | 2022-23 | 2023-24 | 2024-25 | 2025-26 | 2026-27 | 2027-28 | 2028-29 | 2029-30 | 2030-31 | 2031-32 | 2032-33 | 2033-34 | 2034-35 | 2035-36 | 2036-37 | 2037-38 | 2038-39 | 2039-40 | 2040-41 | 2041-42 | 2042-43 | 2043-44 | 2044-45 | 2045-46 | 2046-47 | 2047-48 | 2048-49 | 2049-50
NSW1 | Black Coal | 1654417.584 | 1580871.232 | 1359770.256 | 1317568.528 | 1304396.656 | 1261115.136 | 1239924.88 | 1260507.344 | 1258674.896 | 1015550.944 | 987772.448 | 535873.136 | 513682.192 | 487524.576 | 475671.408 | 151856.416 | 143332.64 | 135339.536 | 127722.952 | 120712.76 | 114074.688 | 107505.832 | 0 | 0 | 0 | 0 | 0 | 0 | 0 | 0
NSW1 | Brown Coal | 0 | 0 | 0 | 0 | 0 | 0 | 0 | 0 | 0 | 0 | 0 | 0 | 0 | 0 | 0 | 0 | 0 | 0 | 0 | 0 | 0 | 0 | 0 | 0 | 0 | 0 | 0 | 0 | 0 | 0
NSW1 | CCGT | 134194.2671 | 117123.0032 | 124239.0601 | 114354.8971 | 114680.401 | 117979.5639 | 105780.9323 | 103764.0825 | 97043.0838 | 102457.5604 | 95792.0723 | 114832.2737 | 131813.7983 | 119666.2867 | 87885.9158 | 132700.7074 | 136254.9969 | 127643.8824 | 116012.028 | 112165.7913 | 104662.0252 | 100395.5055 | 95534.0201 | 414506.055 | 376424.288 | 355275.68 | 327483.648 | 309851.168 | 308477.344 | 270341.696
NSW1 | Gas - Steam | 0 | 0 | 0 | 0 | 0 | 0 | 0 | 0 | 0 | 0 | 0 | 0 | 0 | 0 | 0 | 0 | 0 | 0 | 0 | 0 | 0 | 0 | 0 | 0 | 0 | 0 | 0 | 0 | 0 | 0
NSW1 | OCGT / Diesel | 0.003048 | 0.0031068 | 864.2552 | 221.984 | 348.0621 | 4536.0574 | 17.2708 | 19.9431 | 51.1093 | 1844.9409 | 1755.7071 | 5982.6751 | 4205.1993 | 7519.6173 | 9066.8429 | 27665.1384 | 31467.4367 | 59925.0337 | 99962.9577 | 46557.5155 | 43312.1293 | 63212.3479 | 93338.662 | 73484.257 | 47856.3098 | 65594.918 | 71674.04 | 45913.666 | 62381.49 | 71270.308
NSW1 | Hydro | 0 | 0 | 0 | 0 | 0 | 0 | 0 | 0 | 0 | 0 | 0 | 0 | 0 | 0 | 0 | 0 | 0 | 0 | 0 | 0 | 0 | 0 | 0 | 0 | 0 | 0 | 0 | 0 | 0 | 0
NSW1 | Wind | 0 | 0 | 0 | 0 | 0 | 0 | 0 | 0 | 0 | 0 | 0 | 0 | 0 | 0 | 0 | 0 | 0 | 0 | 0 | 0 | 0 | 0 | 0 | 0 | 0 | 0 | 0 | 0 | 0 | 0
NSW1 | Solar PV | 0 | 0 | 0 | 0 | 0 | 0 | 0 | 0 | 0 | 0 | 0 | 0 | 0 | 0 | 0 | 0 | 0 | 0 | 0 | 0 | 0 | 0 | 0 | 0 | 0 | 0 | 0 | 0 | 0 | 0
NSW1 | LS storage | 0 | 0 | 0 | 0 | 0 | 0 | 0 | 0 | 0 | 0 | 0 | 0 | 0 | 0 | 0 | 0 | 0 | 0 | 0 | 0 | 0 | 0 | 0 | 0 | 0 | 0 | 0 | 0 | 0 | 0
NSW1 | Pumped Hydro | 0 | 0 | 0 | 0 | 0 | 0 | 0 | 0 | 0 | 0 | 0 | 0 | 0 | 0 | 0 | 0 | 0 | 0 | 0 | 0 | 0 | 0 | 0 | 0 | 0 | 0 | 0 | 0 | 0 | 0
NSW1 | Pumped Hydro Pump | 0 | 0 | 0 | 0 | 0 | 0 | 0 | 0 | 0 | 0 | 0 | 0 | 0 | 0 | 0 | 0 | 0 | 0 | 0 | 0 | 0 | 0 | 0 | 0 | 0 | 0 | 0 | 0 | 0 | 0
Total |  | 1788611.8541 | 1697994.2383 | 1484873.5713 | 1432145.4091 | 1419425.1191 | 1383630.7574 | 1345723.0831 | 1364291.3695 | 1355769.089 | 1119853.4454 | 1085320.2274 | 656688.0848 | 649701.1896 | 614710.4801 | 572624.1667 | 312222.2619 | 311055.0736 | 322908.452 | 343697.9377 | 279436.0667 | 262048.8425 | 271113.6854 | 188872.6821 | 487990.312 | 424280.5978 | 420870.598 | 399157.688 | 355764.834 | 370858.834 | 341612.004
Region | Technology | 2020-21 | 2021-22 | 2022-23 | 2023-24 | 2024-25 | 2025-26 | 2026-27 | 2027-28 | 2028-29 | 2029-30 | 2030-31 | 2031-32 | 2032-33 | 2033-34 | 2034-35 | 2035-36 | 2036-37 | 2037-38 | 2038-39 | 2039-40 | 2040-41 | 2041-42 | 2042-43 | 2043-44 | 2044-45 | 2045-46 | 2046-47 | 2047-48 | 2048-49 | 2049-50
QLD1 | Black Coal | 1292920.24 | 1193582.916 | 1197720.88 | 1144341.188 | 1092728.256 | 1020307.896 | 910501.188 | 882932.104 | 821152.97 | 759175.424 | 707694.524 | 676448.02 | 665803.328 | 639069.936 | 608247.08 | 596109.188 | 480005.262 | 365031.368 | 310648.458 | 289603.186 | 278664.302 | 239665.004 | 222639.828 | 201691.218 | 162204.874 | 121869.728 | 89284.062 | 81850.111 | 80760.212 | 73976.006
QLD1 | Brown Coal | 0 | 0 | 0 | 0 | 0 | 0 | 0 | 0 | 0 | 0 | 0 | 0 | 0 | 0 | 0 | 0 | 0 | 0 | 0 | 0 | 0 | 0 | 0 | 0 | 0 | 0 | 0 | 0 | 0 | 0
QLD1 | CCGT | 204801.5643 | 187959.1622 | 191202.3572 | 183203.9805 | 176040.9339 | 173648.2842 | 167896.9411 | 158026.3769 | 151836.384 | 156285.9205 | 152693.5856 | 163340.6454 | 189082.6815 | 158181.3762 | 132353.366 | 153814.4096 | 154660.1465 | 163901.0681 | 166305.2838 | 134059.6203 | 141308.0478 | 117711.8088 | 105420.6242 | 110475.1671 | 108734.3737 | 40479.053 | 108056.38 | 101811.936 | 98124.884 | 87072.108
QLD1 | Gas - Steam | 0 | 0 | 0 | 0 | 0 | 0 | 0 | 0 | 0 | 0 | 0 | 0 | 0 | 0 | 0 | 0 | 0 | 0 | 0 | 0 | 0 | 0 | 0 | 0 | 0 | 0 | 0 | 0 | 0 | 0
QLD1 | OCGT / Diesel | 20.4594 | 0.0068866 | 0.0079126 | 0.0080254 | 9.1576 | 330.7186 | 1547.5523 | 720.2799 | 444.7971 | 1523.3933 | 2569.3887 | 4484.2548 | 3446.378 | 3076.4223 | 2631.6707 | 3175.5716 | 4768.6116 | 27697.7486 | 44789.4714 | 33368.8895 | 45813.2181 | 36547.42 | 46430.8154 | 59032.9692 | 56906.787 | 140765.38 | 163340.616 | 126522.882 | 139580.744 | 88677.418
QLD1 | Hydro | 0 | 0 | 0 | 0 | 0 | 0 | 0 | 0 | 0 | 0 | 0 | 0 | 0 | 0 | 0 | 0 | 0 | 0 | 0 | 0 | 0 | 0 | 0 | 0 | 0 | 0 | 0 | 0 | 0 | 0
QLD1 | Wind | 0 | 0 | 0 | 0 | 0 | 0 | 0 | 0 | 0 | 0 | 0 | 0 | 0 | 0 | 0 | 0 | 0 | 0 | 0 | 0 | 0 | 0 | 0 | 0 | 0 | 0 | 0 | 0 | 0 | 0
QLD1 | Solar PV | 0 | 0 | 0 | 0 | 0 | 0 | 0 | 0 | 0 | 0 | 0 | 0 | 0 | 0 | 0 | 0 | 0 | 0 | 0 | 0 | 0 | 0 | 0 | 0 | 0 | 0 | 0 | 0 | 0 | 0
QLD1 | LS storage | 0 | 0 | 0 | 0 | 0 | 0 | 0 | 0 | 0 | 0 | 0 | 0 | 0 | 0 | 0 | 0 | 0 | 0 | 0 | 0 | 0 | 0 | 0 | 0 | 0 | 0 | 0 | 0 | 0 | 0
QLD1 | Pumped Hydro | 0 | 0 | 0 | 0 | 0 | 0 | 0 | 0 | 0 | 0 | 0 | 0 | 0 | 0 | 0 | 0 | 0 | 0 | 0 | 0 | 0 | 0 | 0 | 0 | 0 | 0 | 0 | 0 | 0 | 0
QLD1 | Pumped Hydro Pump | 0 | 0 | 0 | 0 | 0 | 0 | 0 | 0 | 0 | 0 | 0 | 0 | 0 | 0 | 0 | 0 | 0 | 0 | 0 | 0 | 0 | 0 | 0 | 0 | 0 | 0 | 0 | 0 | 0 | 0
Total |  | 1497742.2637 | 1381542.0851 | 1388923.2451 | 1327545.1765 | 1268778.3476 | 1194286.8988 | 1079945.6814 | 1041678.7608 | 973434.1512 | 916984.7377 | 862957.4983 | 844272.9202 | 858332.3876 | 800327.7345 | 743232.1167 | 753099.1692 | 639434.0201 | 556630.1846 | 521743.2132 | 457031.6957 | 465785.5679 | 393924.2328 | 374491.2676 | 371199.3543 | 327846.0347 | 303114.161 | 360681.058 | 310184.929 | 318465.84 | 249725.532
Region | Technology | 2020-21 | 2021-22 | 2022-23 | 2023-24 | 2024-25 | 2025-26 | 2026-27 | 2027-28 | 2028-29 | 2029-30 | 2030-31 | 2031-32 | 2032-33 | 2033-34 | 2034-35 | 2035-36 | 2036-37 | 2037-38 | 2038-39 | 2039-40 | 2040-41 | 2041-42 | 2042-43 | 2043-44 | 2044-45 | 2045-46 | 2046-47 | 2047-48 | 2048-49 | 2049-50
VIC1 | Black Coal | 0 | 0 | 0 | 0 | 0 | 0 | 0 | 0 | 0 | 0 | 0 | 0 | 0 | 0 | 0 | 0 | 0 | 0 | 0 | 0 | 0 | 0 | 0 | 0 | 0 | 0 | 0 | 0 | 0 | 0
VIC1 | Brown Coal | 387141.884 | 368471.728 | 321915.944 | 321725.854 | 318571.854 | 301152.406 | 271790.544 | 271626.06 | 242817.888 | 212075.77 | 196857.752 | 163834.066 | 142317.008 | 130806.512 | 127979.776 | 118725.604 | 107307.318 | 107112.616 | 94020.284 | 86341.382 | 92183.188 | 85429.584 | 80509.272 | 76924.562 | 74701.448 | 66977.634 | 63457.844 | 39039.68 | 0 | 0
VIC1 | CCGT | 0.0026677 | 0.0028768 | 0.004715 | 0.0046237 | 0.0043705 | 0.0041361 | 0.0040578 | 0.0039283 | 0.0038755 | 0.0039576 | 0.0038699 | 0.0054916 | 0.0053259 | 0.0053114 | 0.0048357 | 0.0084441 | 0.011053 | 0.010441 | 0.010416 | 71376.624 | 70839.384 | 61791.728 | 62476.912 | 207153.184 | 196997.696 | 189372.592 | 169258.88 | 479617.536 | 634780.352 | 558170.112
VIC1 | Gas - Steam | 1435.1098 | 4629.696 | 7230.783 | 4370.1805 | 2331.5178 | 2550.7005 | 2816.0425 | 0.0011024 | 0.0011617 | 0.0015375 | 0.001418 | 0.0020656 | 0.0021805 | 0.0021921 | 0.0018767 | 0.0041387 | 0.0054397 | 0.0062787 | 0.0065247 | 0 | 0 | 0 | 0 | 0 | 0 | 0 | 0 | 0 | 0 | 0
VIC1 | OCGT / Diesel | 3228.0391 | 4248.8115 | 13548.2061 | 4674.3547 | 4272.6929 | 6208.8995 | 6594.539 | 656.9965 | 1147.0065 | 6270.2685 | 6574.6494 | 8127.5103 | 5064.5663 | 9086.5916 | 11281.1977 | 23336.9038 | 28984.4723 | 38049.6927 | 80281.8722 | 39876.3544 | 54923.9434 | 68458.1854 | 81079.22 | 61736.7851 | 62631.2634 | 79512.9161 | 33319.8422 | 16402.471 | 20766.6152 | 32689.9635
VIC1 | Hydro | 0 | 0 | 0 | 0 | 0 | 0 | 0 | 0 | 0 | 0 | 0 | 0 | 0 | 0 | 0 | 0 | 0 | 0 | 0 | 0 | 0 | 0 | 0 | 0 | 0 | 0 | 0 | 0 | 0 | 0
VIC1 | Wind | 0 | 0 | 0 | 0 | 0 | 0 | 0 | 0 | 0 | 0 | 0 | 0 | 0 | 0 | 0 | 0 | 0 | 0 | 0 | 0 | 0 | 0 | 0 | 0 | 0 | 0 | 0 | 0 | 0 | 0
VIC1 | Solar PV | 0 | 0 | 0 | 0 | 0 | 0 | 0 | 0 | 0 | 0 | 0 | 0 | 0 | 0 | 0 | 0 | 0 | 0 | 0 | 0 | 0 | 0 | 0 | 0 | 0 | 0 | 0 | 0 | 0 | 0
VIC1 | LS storage | 0 | 0 | 0 | 0 | 0 | 0 | 0 | 0 | 0 | 0 | 0 | 0 | 0 | 0 | 0 | 0 | 0 | 0 | 0 | 0 | 0 | 0 | 0 | 0 | 0 | 0 | 0 | 0 | 0 | 0
VIC1 | Pumped Hydro | 0 | 0 | 0 | 0 | 0 | 0 | 0 | 0 | 0 | 0 | 0 | 0 | 0 | 0 | 0 | 0 | 0 | 0 | 0 | 0 | 0 | 0 | 0 | 0 | 0 | 0 | 0 | 0 | 0 | 0
VIC1 | Pumped Hydro Pump | 0 | 0 | 0 | 0 | 0 | 0 | 0 | 0 | 0 | 0 | 0 | 0 | 0 | 0 | 0 | 0 | 0 | 0 | 0 | 0 | 0 | 0 | 0 | 0 | 0 | 0 | 0 | 0 | 0 | 0
Total |  | 391805.0355 | 377350.2384 | 342694.9378 | 330770.3938 | 325176.0691 | 309912.0101 | 281201.1295 | 272283.0615 | 243964.8995 | 218346.044 | 203432.4067 | 171961.5838 | 147381.5818 | 139893.1111 | 139260.9804 | 142062.5204 | 136291.8068 | 145162.3254 | 174302.1731 | 197594.3604 | 217946.5154 | 215679.4974 | 224065.404 | 345814.5311 | 334330.4074 | 335863.1421 | 266036.5662 | 535059.687 | 655546.9672 | 590860.0755
Region | Technology | 2020-21 | 2021-22 | 2022-23 | 2023-24 | 2024-25 | 2025-26 | 2026-27 | 2027-28 | 2028-29 | 2029-30 | 2030-31 | 2031-32 | 2032-33 | 2033-34 | 2034-35 | 2035-36 | 2036-37 | 2037-38 | 2038-39 | 2039-40 | 2040-41 | 2041-42 | 2042-43 | 2043-44 | 2044-45 | 2045-46 | 2046-47 | 2047-48 | 2048-49 | 2049-50
SA1 | Black Coal | 0 | 0 | 0 | 0 | 0 | 0 | 0 | 0 | 0 | 0 | 0 | 0 | 0 | 0 | 0 | 0 | 0 | 0 | 0 | 0 | 0 | 0 | 0 | 0 | 0 | 0 | 0 | 0 | 0 | 0
SA1 | Brown Coal | 0 | 0 | 0 | 0 | 0 | 0 | 0 | 0 | 0 | 0 | 0 | 0 | 0 | 0 | 0 | 0 | 0 | 0 | 0 | 0 | 0 | 0 | 0 | 0 | 0 | 0 | 0 | 0 | 0 | 0
SA1 | CCGT | 100984.7763 | 122744.6394 | 153382.7819 | 120284.5961 | 52797.5518 | 34845.4196 | 16696.0665 | 14352.3244 | 16282.9764 | 35580.6394 | 20557.9032 | 62670.4927 | 90503.2045 | 74355.4604 | 32670.088 | 79299.7246 | 86838.1488 | 0.0054558 | 0.0054323 | 0.012003 | 0.011685 | 0.012314 | 0.011838 | 0.01145 | 0.010802 | 0.010271 | 0.0094856 | 0.012166 | 0.01178 | 0.012359
SA1 | Gas - Steam | 9615.3208 | 12758.6757 | 18166.5431 | 20310.7387 | 0 | 0 | 0 | 0 | 0 | 0 | 0 | 0 | 0 | 0 | 0 | 0 | 0 | 0 | 0 | 0 | 0 | 0 | 0 | 0 | 0 | 0 | 0 | 0 | 0 | 0
SA1 | OCGT / Diesel | 7687.8227 | 11131.7299 | 15761.1585 | 18155.1674 | 6990.5361 | 9542.4501 | 5611.6442 | 2020.9028 | 2036.5333 | 4689.4625 | 3419.5866 | 11473.6287 | 13498.2811 | 18034.3342 | 8704.5225 | 27580.9088 | 30452.5107 | 39722.4881 | 39487.3308 | 44175.5325 | 52403.4685 | 64511.664 | 63265.5052 | 49036.3129 | 30337.9638 | 37327.0445 | 44256.6856 | 32415.5332 | 42987.7104 | 56405.6421
SA1 | Hydro | 0 | 0 | 0 | 0 | 0 | 0 | 0 | 0 | 0 | 0 | 0 | 0 | 0 | 0 | 0 | 0 | 0 | 0 | 0 | 0 | 0 | 0 | 0 | 0 | 0 | 0 | 0 | 0 | 0 | 0
SA1 | Wind | 0 | 0 | 0 | 0 | 0 | 0 | 0 | 0 | 0 | 0 | 0 | 0 | 0 | 0 | 0 | 0 | 0 | 0 | 0 | 0 | 0 | 0 | 0 | 0 | 0 | 0 | 0 | 0 | 0 | 0
SA1 | Solar PV | 0 | 0 | 0 | 0 | 0 | 0 | 0 | 0 | 0 | 0 | 0 | 0 | 0 | 0 | 0 | 0 | 0 | 0 | 0 | 0 | 0 | 0 | 0 | 0 | 0 | 0 | 0 | 0 | 0 | 0
SA1 | LS storage | 0 | 0 | 0 | 0 | 0 | 0 | 0 | 0 | 0 | 0 | 0 | 0 | 0 | 0 | 0 | 0 | 0 | 0 | 0 | 0 | 0 | 0 | 0 | 0 | 0 | 0 | 0 | 0 | 0 | 0
SA1 | Pumped Hydro | 0 | 0 | 0 | 0 | 0 | 0 | 0 | 0 | 0 | 0 | 0 | 0 | 0 | 0 | 0 | 0 | 0 | 0 | 0 | 0 | 0 | 0 | 0 | 0 | 0 | 0 | 0 | 0 | 0 | 0
SA1 | Pumped Hydro Pump | 0 | 0 | 0 | 0 | 0 | 0 | 0 | 0 | 0 | 0 | 0 | 0 | 0 | 0 | 0 | 0 | 0 | 0 | 0 | 0 | 0 | 0 | 0 | 0 | 0 | 0 | 0 | 0 | 0 | 0
Total |  | 118287.9198 | 146635.045 | 187310.4835 | 158750.5022 | 59788.0879 | 44387.8697 | 22307.7108 | 16373.2273 | 18319.5097 | 40270.1019 | 23977.4899 | 74144.1214 | 104001.4856 | 92389.7946 | 41374.6106 | 106880.6334 | 117290.6595 | 39722.4936 | 39487.3362 | 44175.5445 | 52403.4802 | 64511.6763 | 63265.517 | 49036.3243 | 30337.9746 | 37327.0548 | 44256.6951 | 32415.5454 | 42987.7222 | 56405.6544
Region | Technology | 2020-21 | 2021-22 | 2022-23 | 2023-24 | 2024-25 | 2025-26 | 2026-27 | 2027-28 | 2028-29 | 2029-30 | 2030-31 | 2031-32 | 2032-33 | 2033-34 | 2034-35 | 2035-36 | 2036-37 | 2037-38 | 2038-39 | 2039-40 | 2040-41 | 2041-42 | 2042-43 | 2043-44 | 2044-45 | 2045-46 | 2046-47 | 2047-48 | 2048-49 | 2049-50
TAS1 | Black Coal | 0 | 0 | 0 | 0 | 0 | 0 | 0 | 0 | 0 | 0 | 0 | 0 | 0 | 0 | 0 | 0 | 0 | 0 | 0 | 0 | 0 | 0 | 0 | 0 | 0 | 0 | 0 | 0 | 0 | 0
TAS1 | Brown Coal | 0 | 0 | 0 | 0 | 0 | 0 | 0 | 0 | 0 | 0 | 0 | 0 | 0 | 0 | 0 | 0 | 0 | 0 | 0 | 0 | 0 | 0 | 0 | 0 | 0 | 0 | 0 | 0 | 0 | 0
TAS1 | CCGT | 0.0042285 | 0.0045551 | 0.0043717 | 2.3938 | 714.3786 | 0.003658 | 0.0038914 | 352.9984 | 484.2932 | 2281.9128 | 839.8533 | 3634.5841 | 2718.0239 | 5082.6092 | 2391.083 | 11755.3053 | 6657.7105 | 14263.4125 | 16218.8023 | 16841.4817 | 30236.8796 | 13544.8753 | 5732.6941 | 10034.4003 | 5452.6055 | 9513.4104 | 8580.4191 | 5251.0909 | 7700.0523 | 7396.9105
TAS1 | Gas - Steam | 0 | 0 | 0 | 0 | 0 | 0 | 0 | 0 | 0 | 0 | 0 | 0 | 0 | 0 | 0 | 0 | 0 | 0 | 0 | 0 | 0 | 0 | 0 | 0 | 0 | 0 | 0 | 0 | 0 | 0
TAS1 | OCGT / Diesel | 0.0026649 | 0.0027979 | 0.0026401 | 0.0029447 | 0.0029153 | 0.0023568 | 0.0025172 | 0.0026415 | 33.2229 | 47.652 | 57.9566 | 202.1461 | 0.003158 | 37.7209 | 63.059 | 0.004106 | 0.0033025 | 0.0034975 | 0.0033429 | 0.0034936 | 0.0022703 | 0.0021024 | 0.0062782 | 0.0024288 | 0.0021236 | 0.0023215 | 0.0020142 | 0.0021683 | 0.0021541 | 0.0039038
TAS1 | Hydro | 0 | 0 | 0 | 0 | 0 | 0 | 0 | 0 | 0 | 0 | 0 | 0 | 0 | 0 | 0 | 0 | 0 | 0 | 0 | 0 | 0 | 0 | 0 | 0 | 0 | 0 | 0 | 0 | 0 | 0
TAS1 | Wind | 0 | 0 | 0 | 0 | 0 | 0 | 0 | 0 | 0 | 0 | 0 | 0 | 0 | 0 | 0 | 0 | 0 | 0 | 0 | 0 | 0 | 0 | 0 | 0 | 0 | 0 | 0 | 0 | 0 | 0
TAS1 | Solar PV | 0 | 0 | 0 | 0 | 0 | 0 | 0 | 0 | 0 | 0 | 0 | 0 | 0 | 0 | 0 | 0 | 0 | 0 | 0 | 0 | 0 | 0 | 0 | 0 | 0 | 0 | 0 | 0 | 0 | 0
TAS1 | LS storage | 0 | 0 | 0 | 0 | 0 | 0 | 0 | 0 | 0 | 0 | 0 | 0 | 0 | 0 | 0 | 0 | 0 | 0 | 0 | 0 | 0 | 0 | 0 | 0 | 0 | 0 | 0 | 0 | 0 | 0
TAS1 | Pumped Hydro | 0 | 0 | 0 | 0 | 0 | 0 | 0 | 0 | 0 | 0 | 0 | 0 | 0 | 0 | 0 | 0 | 0 | 0 | 0 | 0 | 0 | 0 | 0 | 0 | 0 | 0 | 0 | 0 | 0 | 0
TAS1 | Pumped Hydro Pump | 0 | 0 | 0 | 0 | 0 | 0 | 0 | 0 | 0 | 0 | 0 | 0 | 0 | 0 | 0 | 0 | 0 | 0 | 0 | 0 | 0 | 0 | 0 | 0 | 0 | 0 | 0 | 0 | 0 | 0
Total |  | 0.0068934 | 0.007353 | 0.0070118 | 2.3968 | 714.3815 | 0.0060148 | 0.0064086 | 353.001 | 517.5161 | 2329.5648 | 897.8099 | 3836.7301 | 2718.0271 | 5120.3301 | 2454.142 | 11755.3094 | 6657.7138 | 14263.416 | 16218.8056 | 16841.4852 | 30236.8819 | 13544.8774 | 5732.7004 | 10034.4027 | 5452.6076 | 9513.4127 | 8580.4211 | 5251.0931 | 7700.0544 | 7396.9144

## StatusQuo_M27_28_Build Cost
New generation build cost (CAPEX) by technology ($000s) - Marinus 1500MW M27_28, Status Quo Scenario
Real June 2019 dollars discounted to June 2025. The total capital costs are annualised for modelling purposes and presented here on an annualised basis.
Region | Technology | 2020-21 | 2021-22 | 2022-23 | 2023-24 | 2024-25 | 2025-26 | 2026-27 | 2027-28 | 2028-29 | 2029-30 | 2030-31 | 2031-32 | 2032-33 | 2033-34 | 2034-35 | 2035-36 | 2036-37 | 2037-38 | 2038-39 | 2039-40 | 2040-41 | 2041-42 | 2042-43 | 2043-44 | 2044-45 | 2045-46 | 2046-47 | 2047-48 | 2048-49 | 2049-50
NEM | Black Coal | 0 | 0 | 0 | 0 | 0 | 0 | 0 | 0 | 0 | 0 | 0 | 0 | 0 | 0 | 0 | 0 | 0 | 0 | 0 | 0 | 0 | 0 | 0 | 0 | 0 | 0 | 0 | 0 | 0 | 0
NEM | Brown Coal | 0 | 0 | 0 | 0 | 0 | 0 | 0 | 0 | 0 | 0 | 0 | 0 | 0 | 0 | 0 | 0 | 0 | 0 | 0 | 0 | 0 | 0 | 0 | 0 | 0 | 0 | 0 | 0 | 0 | 0
NEM | CCGT | 0.0030859 | 0.003354 | 0.0041528 | 0.0041233 | 0.0039908 | 0.0037685 | 0.0035585 | 0.003393 | 0.0032305 | 0.003142 | 0.0030216 | 0.0040431 | 0.0038657 | 0.0037654 | 0.0035556 | 0.0050427 | 0.0056997 | 0.0057054 | 0.0063964 | 12597.306 | 11862.0406 | 11201.1718 | 11397.5956 | 103873.2802 | 97810.5189 | 92806.4491 | 102763.7693 | 152630.62 | 169401.0569 | 159963.2267
NEM | Gas - Steam | 0 | 0 | 0 | 0 | 0 | 0 | 0 | 0 | 0 | 0 | 0 | 0 | 0 | 0 | 0 | 0 | 0 | 0 | 0 | 0 | 0 | 0 | 0 | 0 | 0 | 0 | 0 | 0 | 0 | 0
NEM | OCGT / Diesel | 0.0032412 | 0.003228 | 0.0051161 | 0.0051444 | 0.0049712 | 0.0054919 | 0.0053194 | 0.005124 | 0.0048659 | 0.0046824 | 0.0046514 | 0.0055604 | 0.0052359 | 0.0051361 | 0.0048499 | 0.0045919 | 0.0043239 | 0.0041074 | 1186.2075 | 53651.9812 | 50620.5183 | 51469.1208 | 85483.1264 | 80935.4069 | 76211.4579 | 92722.063 | 104012.9775 | 116170.5189 | 109390.0055 | 114551.3856
NEM | Hydro | 0 | 0 | 0 | 0 | 0 | 0 | 0 | 0 | 0 | 0 | 0 | 0 | 0 | 0 | 0 | 0 | 0 | 0 | 0 | 0 | 0 | 0 | 0 | 0 | 0 | 0 | 0 | 0 | 0 | 0
NEM | Wind | 0.14167 | 0.13968 | 96540.8822 | 204699.2332 | 283532.5445 | 302869.8253 | 343272.7258 | 516349.7222 | 527345.866 | 629155.7857 | 649682.1341 | 1065274.5086 | 1089020.7897 | 1088008.5026 | 1042672.2621 | 1318025.0082 | 1416376.0018 | 1405193.2131 | 1354442.7661 | 1490508.292 | 1422626.3454 | 1356515.8457 | 1301882.7097 | 1275050.9246 | 1289835.0702 | 1236257.1883 | 1167381.6732 | 1145165.5785 | 1157016.9235 | 1092556.133
NEM | Solar PV | 0.012559 | 0.015253 | 58270.9796 | 98730.699 | 98490.5097 | 93003.3141 | 116583.2484 | 125748.2351 | 170082.6185 | 275035.5218 | 296028.7897 | 386526.3916 | 393622.091 | 371692.2483 | 350984.1814 | 518759.3565 | 516193.4083 | 517035.2119 | 493887.3117 | 467612.4293 | 466248.936 | 440272.8391 | 422644.3396 | 409914.6224 | 392849.503 | 370962.7036 | 356991.8552 | 344994.8731 | 337352.3832 | 321471.2107
NEM | LS storage | 0.012602 | 0.013272 | 0.01582 | 0.015539 | 0.015483 | 0.018287 | 0.019649 | 0.019451 | 0.018316 | 0.024553 | 0.024513 | 0.043214 | 0.040692 | 0.040982 | 0.038698 | 0.031957 | 0.029702 | 0.026656 | 0.05133 | 10541.0616 | 9925.8115 | 14443.1275 | 13638.4587 | 12912.8902 | 12159.2024 | 11481.7777 | 10842.0862 | 20750.5408 | 19539.3949 | 18450.9661
NEM | Pumped Hydro | 0 | 0 | 0 | 0.024658 | 0.023621 | 0.02651 | 0.026767 | 0.028688 | 0.030678 | 3420.7659 | 7040.2225 | 154520.0593 | 145501.2019 | 182627.6285 | 175139.5357 | 329211.2526 | 323157.1988 | 413366.9475 | 399494.1726 | 395412.6761 | 372333.6626 | 351589.8607 | 332313.2988 | 315105.9164 | 299234.8409 | 282563.5891 | 266821.1417 | 253037.8126 | 238268.779 | 224994.1255
NEM | Pumped Hydro Pump | 0 | 0 | 0 | 0 | 0 | 0 | 0 | 0 | 0 | 0 | 0 | 0 | 0 | 0 | 0 | 0 | 0 | 0 | 0 | 0 | 0 | 0 | 0 | 0 | 0 | 0 | 0 | 0 | 0 | 0
Total |  | 0.17316 | 0.17479 | 154811.8869 | 303429.9817 | 382023.1023 | 395873.1935 | 459856.0294 | 642098.0139 | 697428.5416 | 907612.1057 | 952751.1784 | 1606321.0123 | 1628144.1325 | 1642328.4293 | 1568796.0263 | 2165995.6588 | 2255726.6486 | 2335595.4089 | 2249010.5156 | 2430323.7463 | 2333617.3145 | 2225491.9656 | 2167359.5286 | 2197793.0407 | 2168100.5933 | 2086793.7708 | 2008813.5031 | 2032749.9438 | 2030968.543 | 1931987.0477
Region | Technology | 2020-21 | 2021-22 | 2022-23 | 2023-24 | 2024-25 | 2025-26 | 2026-27 | 2027-28 | 2028-29 | 2029-30 | 2030-31 | 2031-32 | 2032-33 | 2033-34 | 2034-35 | 2035-36 | 2036-37 | 2037-38 | 2038-39 | 2039-40 | 2040-41 | 2041-42 | 2042-43 | 2043-44 | 2044-45 | 2045-46 | 2046-47 | 2047-48 | 2048-49 | 2049-50
NSW1 | Black Coal | 0 | 0 | 0 | 0 | 0 | 0 | 0 | 0 | 0 | 0 | 0 | 0 | 0 | 0 | 0 | 0 | 0 | 0 | 0 | 0 | 0 | 0 | 0 | 0 | 0 | 0 | 0 | 0 | 0 | 0
NSW1 | Brown Coal | 0 | 0 | 0 | 0 | 0 | 0 | 0 | 0 | 0 | 0 | 0 | 0 | 0 | 0 | 0 | 0 | 0 | 0 | 0 | 0 | 0 | 0 | 0 | 0 | 0 | 0 | 0 | 0 | 0 | 0
NSW1 | CCGT | 0.00051841 | 0.00055529 | 0.00074087 | 0.00074811 | 0.00081266 | 0.00076738 | 0.00072463 | 0.00068608 | 0.00064604 | 0.0006248 | 0.00058999 | 0.00087315 | 0.00082219 | 0.00078285 | 0.00073923 | 0.001343 | 0.0015582 | 0.0014713 | 0.0014189 | 0.0046965 | 0.0044224 | 0.004176 | 0.016897 | 67547.289 | 63604.7629 | 60061.1547 | 56714.9714 | 53697.7235 | 50563.5536 | 47746.5095
NSW1 | Gas - Steam | 0 | 0 | 0 | 0 | 0 | 0 | 0 | 0 | 0 | 0 | 0 | 0 | 0 | 0 | 0 | 0 | 0 | 0 | 0 | 0 | 0 | 0 | 0 | 0 | 0 | 0 | 0 | 0 | 0 | 0
NSW1 | OCGT / Diesel | 0.00063856 | 0.00063454 | 0.00069146 | 0.00065467 | 0.00065247 | 0.0013713 | 0.0012949 | 0.001226 | 0.0011545 | 0.0010901 | 0.0010294 | 0.0011566 | 0.0010891 | 0.0010284 | 0.00097113 | 0.00091947 | 0.0008658 | 0.00081757 | 0.00077202 | 0.0093584 | 0.0088122 | 0.0084032 | 17792.8782 | 16846.2936 | 15863.0276 | 14979.2517 | 14144.7136 | 18913.2088 | 17809.3034 | 16817.0948
NSW1 | Hydro | 0 | 0 | 0 | 0 | 0 | 0 | 0 | 0 | 0 | 0 | 0 | 0 | 0 | 0 | 0 | 0 | 0 | 0 | 0 | 0 | 0 | 0 | 0 | 0 | 0 | 0 | 0 | 0 | 0 | 0
NSW1 | Wind | 0.013068 | 0.014027 | 0.040361 | 60533.4771 | 147781.2723 | 139547.9476 | 131773.3215 | 124762.9545 | 117480.9279 | 110935.729 | 104755.1737 | 486681.885 | 468218.0897 | 474641.8353 | 448198.1456 | 511237.7765 | 527114.2534 | 497747.1735 | 470016.2268 | 587129.2982 | 552860.3793 | 522058.9089 | 492973.4749 | 466747.199 | 492985.5961 | 465519.9206 | 439584.4386 | 438427.6886 | 421226.1738 | 397758.4265
NSW1 | Solar PV | 0.0029836 | 0.0034781 | 36300.7543 | 34369.5603 | 32363.5197 | 30560.453 | 28857.8404 | 27322.5975 | 28052.0112 | 120306.8253 | 113604.183 | 147708.2714 | 168743.0446 | 159341.874 | 150464.4702 | 328907.3304 | 337422.4523 | 348224.1103 | 334481.1632 | 316686.6978 | 324132.2712 | 306073.9104 | 295922.0273 | 289933.9626 | 277587.2834 | 262122.0805 | 247518.4896 | 234350.4559 | 221095.4715 | 208777.5934
NSW1 | LS storage | 0.0024528 | 0.0025872 | 0.0025656 | 0.0024291 | 0.0025161 | 0.0046381 | 0.0043797 | 0.0041467 | 0.0039046 | 0.004416 | 0.004292 | 0.0089117 | 0.0083915 | 0.0079418 | 0.0074994 | 0.0060601 | 0.0055917 | 0.0052284 | 0.0049371 | 0.010373 | 0.008816 | 0.01532 | 0.014501 | 0.013758 | 0.01265 | 0.011899 | 0.0091907 | 0.01156 | 0.010878 | 0.024045
NSW1 | Pumped Hydro | 0 | 0 | 0 | 0.0028189 | 0.0028825 | 0.0061125 | 0.0057719 | 0.0054648 | 0.0051459 | 0.0048592 | 0.0046022 | 0.17517 | 0.16495 | 2242.3877 | 2117.4577 | 135355.3408 | 127455.0688 | 178246.4404 | 168315.8077 | 169415.3899 | 159527.1382 | 150639.4128 | 142246.8486 | 134679.2876 | 126818.4746 | 119753.0449 | 113081.2511 | 107065.3057 | 100816.2353 | 95199.4668
NSW1 | Pumped Hydro Pump | 0 | 0 | 0 | 0 | 0 | 0 | 0 | 0 | 0 | 0 | 0 | 0 | 0 | 0 | 0 | 0 | 0 | 0 | 0 | 0 | 0 | 0 | 0 | 0 | 0 | 0 | 0 | 0 | 0 | 0
Total |  | 0.019661 | 0.021282 | 36300.7987 | 94903.0441 | 180144.7989 | 170108.4134 | 160631.1741 | 152085.5636 | 145532.95 | 231242.5653 | 218359.3672 | 634390.3426 | 636961.3095 | 636226.1067 | 600780.0827 | 975500.456 | 991991.7825 | 1024217.7318 | 972813.2048 | 1073231.4103 | 1036519.8108 | 978772.26 | 948935.2605 | 975754.0455 | 976859.1572 | 922435.4644 | 871043.8735 | 852454.394 | 811510.7485 | 766299.115
Region | Technology | 2020-21 | 2021-22 | 2022-23 | 2023-24 | 2024-25 | 2025-26 | 2026-27 | 2027-28 | 2028-29 | 2029-30 | 2030-31 | 2031-32 | 2032-33 | 2033-34 | 2034-35 | 2035-36 | 2036-37 | 2037-38 | 2038-39 | 2039-40 | 2040-41 | 2041-42 | 2042-43 | 2043-44 | 2044-45 | 2045-46 | 2046-47 | 2047-48 | 2048-49 | 2049-50
QLD1 | Black Coal | 0 | 0 | 0 | 0 | 0 | 0 | 0 | 0 | 0 | 0 | 0 | 0 | 0 | 0 | 0 | 0 | 0 | 0 | 0 | 0 | 0 | 0 | 0 | 0 | 0 | 0 | 0 | 0 | 0 | 0
QLD1 | Brown Coal | 0 | 0 | 0 | 0 | 0 | 0 | 0 | 0 | 0 | 0 | 0 | 0 | 0 | 0 | 0 | 0 | 0 | 0 | 0 | 0 | 0 | 0 | 0 | 0 | 0 | 0 | 0 | 0 | 0 | 0
QLD1 | CCGT | 0.00056664 | 0.00061149 | 0.00074344 | 0.00074651 | 0.00070294 | 0.00066377 | 0.00062679 | 0.00059345 | 0.00055881 | 0.00052768 | 0.00053723 | 0.00066376 | 0.00068357 | 0.00064549 | 0.00060953 | 0.0007266 | 0.00069477 | 0.00080055 | 0.0015463 | 0.0016386 | 0.001874 | 0.0017696 | 0.001671 | 0.0015953 | 0.0018982 | 445.2433 | 15548.2775 | 14721.106 | 13861.8807 | 13089.5946
QLD1 | Gas - Steam | 0 | 0 | 0 | 0 | 0 | 0 | 0 | 0 | 0 | 0 | 0 | 0 | 0 | 0 | 0 | 0 | 0 | 0 | 0 | 0 | 0 | 0 | 0 | 0 | 0 | 0 | 0 | 0 | 0 | 0
QLD1 | OCGT / Diesel | 0.0006441 | 0.00063989 | 0.00065336 | 0.00064891 | 0.00065829 | 0.00064396 | 0.00065458 | 0.0006708 | 0.0006426 | 0.00064876 | 0.00081409 | 0.00093241 | 0.00087799 | 0.001021 | 0.0009641 | 0.00091281 | 0.00085953 | 0.00081164 | 1186.2042 | 30035.504 | 28382.4617 | 26801.1914 | 25308.0183 | 23961.6266 | 22563.0606 | 42062.5755 | 56175.8788 | 64347.4862 | 60591.7227 | 63169.0254
QLD1 | Hydro | 0 | 0 | 0 | 0 | 0 | 0 | 0 | 0 | 0 | 0 | 0 | 0 | 0 | 0 | 0 | 0 | 0 | 0 | 0 | 0 | 0 | 0 | 0 | 0 | 0 | 0 | 0 | 0 | 0 | 0
QLD1 | Wind | 0.013043 | 0.014297 | 96540.7233 | 108836.7573 | 102484.3146 | 131908.32 | 181835.9542 | 297490.1506 | 280905.4816 | 317307.415 | 299629.287 | 283688.9483 | 267130.9031 | 252248.2567 | 238194.7654 | 260068.0053 | 326200.0065 | 363963.9699 | 365332.2253 | 374544.5842 | 368953.4244 | 360089.7881 | 360970.4678 | 351000.4198 | 357317.5188 | 351155.7126 | 331591.8 | 329173.4463 | 328376.7737 | 310081.9596
QLD1 | Solar PV | 0.0029788 | 0.0033885 | 0.0096216 | 0.072613 | 5522.4797 | 5214.8062 | 6674.5031 | 21686.6566 | 68548.0141 | 64729.0036 | 61122.7607 | 57871.0175 | 54493.2654 | 51457.2855 | 48590.449 | 46005.4274 | 43320.2331 | 40906.7358 | 38627.7073 | 36572.7056 | 34438.0701 | 32519.4241 | 30707.6714 | 29074.0172 | 27377.0569 | 25851.8009 | 31108.0944 | 35324.8737 | 37355.3667 | 35274.1896
QLD1 | LS storage | 0.0024572 | 0.0026253 | 0.0025412 | 0.002406 | 0.0025698 | 0.0030235 | 0.003063 | 0.0035082 | 0.0033035 | 0.0057545 | 0.0062404 | 0.0068508 | 0.006451 | 0.0082281 | 0.0077697 | 0.0063142 | 0.0058166 | 0.0054663 | 0.031551 | 10541.0219 | 9925.7749 | 14443.0695 | 13638.4035 | 12912.8376 | 12159.1542 | 11481.7317 | 10842.0503 | 20750.4982 | 19539.355 | 18450.7601
QLD1 | Pumped Hydro | 0 | 0 | 0 | 0.0028728 | 0.0028792 | 0.0034532 | 0.0035944 | 0.0034754 | 0.0044761 | 0.018495 | 0.017481 | 28835.8008 | 27152.7444 | 53639.2625 | 50650.8617 | 64542.7807 | 60775.6185 | 97890.045 | 92867.2812 | 87926.7231 | 82794.7125 | 78181.9759 | 73826.2284 | 69898.6582 | 65818.8899 | 62151.9263 | 58689.2599 | 55566.9794 | 52323.7069 | 49408.5995
QLD1 | Pumped Hydro Pump | 0 | 0 | 0 | 0 | 0 | 0 | 0 | 0 | 0 | 0 | 0 | 0 | 0 | 0 | 0 | 0 | 0 | 0 | 0 | 0 | 0 | 0 | 0 | 0 | 0 | 0 | 0 | 0 | 0 | 0
Total |  | 0.01969 | 0.021562 | 96540.7369 | 108836.8366 | 108006.8011 | 137123.134 | 188510.4652 | 319176.8155 | 349453.5047 | 382036.444 | 360752.0727 | 370395.7751 | 348776.9209 | 357344.8146 | 337436.0855 | 370616.2213 | 430295.8655 | 502760.7578 | 498013.4511 | 539620.5405 | 524494.4454 | 512035.4508 | 504450.791 | 486847.561 | 485235.6824 | 493148.9902 | 503955.361 | 519884.3899 | 512048.8057 | 489474.1289
Region | Technology | 2020-21 | 2021-22 | 2022-23 | 2023-24 | 2024-25 | 2025-26 | 2026-27 | 2027-28 | 2028-29 | 2029-30 | 2030-31 | 2031-32 | 2032-33 | 2033-34 | 2034-35 | 2035-36 | 2036-37 | 2037-38 | 2038-39 | 2039-40 | 2040-41 | 2041-42 | 2042-43 | 2043-44 | 2044-45 | 2045-46 | 2046-47 | 2047-48 | 2048-49 | 2049-50
VIC1 | Black Coal | 0 | 0 | 0 | 0 | 0 | 0 | 0 | 0 | 0 | 0 | 0 | 0 | 0 | 0 | 0 | 0 | 0 | 0 | 0 | 0 | 0 | 0 | 0 | 0 | 0 | 0 | 0 | 0 | 0 | 0
VIC1 | Brown Coal | 0 | 0 | 0 | 0 | 0 | 0 | 0 | 0 | 0 | 0 | 0 | 0 | 0 | 0 | 0 | 0 | 0 | 0 | 0 | 0 | 0 | 0 | 0 | 0 | 0 | 0 | 0 | 0 | 0 | 0
VIC1 | CCGT | 0.00066751 | 0.00075578 | 0.0011926 | 0.0011292 | 0.0010633 | 0.001004 | 0.0009481 | 0.00089766 | 0.00084526 | 0.00081212 | 0.00078261 | 0.0010547 | 0.00099318 | 0.001011 | 0.00095468 | 0.0015692 | 0.0019933 | 0.0018823 | 0.0019048 | 12597.2969 | 11862.0317 | 11201.1631 | 11397.5743 | 36325.987 | 34205.7516 | 32300.0488 | 30500.5182 | 84211.7877 | 104975.62 | 99127.1199
VIC1 | Gas - Steam | 0 | 0 | 0 | 0 | 0 | 0 | 0 | 0 | 0 | 0 | 0 | 0 | 0 | 0 | 0 | 0 | 0 | 0 | 0 | 0 | 0 | 0 | 0 | 0 | 0 | 0 | 0 | 0 | 0 | 0
VIC1 | OCGT / Diesel | 0.00065103 | 0.00065023 | 0.0022364 | 0.0021174 | 0.0019938 | 0.0018828 | 0.0017779 | 0.0016833 | 0.001585 | 0.0014967 | 0.0014133 | 0.0013381 | 0.00126 | 0.0011898 | 0.0011236 | 0.0010638 | 0.0010017 | 0.00094588 | 0.00089319 | 2346.0936 | 2209.1594 | 2086.0806 | 13516.3014 | 12797.2314 | 12050.2967 | 11378.9392 | 10744.9851 | 11183.2303 | 10530.4998 | 11667.6783
VIC1 | Hydro | 0 | 0 | 0 | 0 | 0 | 0 | 0 | 0 | 0 | 0 | 0 | 0 | 0 | 0 | 0 | 0 | 0 | 0 | 0 | 0 | 0 | 0 | 0 | 0 | 0 | 0 | 0 | 0 | 0 | 0
VIC1 | Wind | 0.0069615 | 0.0068155 | 0.0098629 | 0.01023 | 0.011703 | 0.011051 | 0.015179 | 48824.1142 | 45985.6081 | 83696.4501 | 79033.4761 | 74828.8816 | 104939.695 | 99875.2303 | 94310.8879 | 178968.5689 | 184961.7904 | 174657.0258 | 164926.3803 | 179861.4871 | 171248.9335 | 161708.1525 | 152698.9217 | 144575.3083 | 141367.426 | 133491.4315 | 126054.2318 | 119348.1212 | 164268.9402 | 155117.035
VIC1 | Solar PV | 0.0004589 | 0.0005396 | 10319.624 | 9770.6179 | 9200.3372 | 8687.7594 | 35214.9314 | 33341.49 | 31395.4505 | 29646.3177 | 60300.554 | 119977.1784 | 112974.482 | 106680.3418 | 100736.8666 | 95377.645 | 89810.7472 | 84807.1267 | 80082.2726 | 75821.8795 | 71396.3912 | 67418.6886 | 63662.5954 | 60275.7325 | 56757.6246 | 53595.4907 | 50609.5285 | 47917.0914 | 46129.6867 | 43559.6664
VIC1 | LS storage | 0.0026104 | 0.0027773 | 0.0050501 | 0.0047814 | 0.0045023 | 0.0042515 | 0.0046802 | 0.0044312 | 0.0041725 | 0.0051569 | 0.0048696 | 0.0094004 | 0.0088517 | 0.0087608 | 0.0082727 | 0.0067254 | 0.0062008 | 0.0048286 | 0.0045596 | 0.011021 | 0.010381 | 0.017171 | 0.016238 | 0.0154 | 0.013986 | 0.013207 | 0.010451 | 0.01134 | 0.010508 | 0.034557
VIC1 | Pumped Hydro | 0 | 0 | 0 | 0.0094012 | 0.0088525 | 0.0083593 | 0.0079196 | 0.0074983 | 0.0070606 | 0.01499 | 3810.0509 | 82795.2735 | 77962.7698 | 82916.1546 | 78296.6521 | 74131.2546 | 69804.4428 | 65915.4323 | 62243.09 | 58931.745 | 55492.0815 | 52400.4547 | 49481.0715 | 46848.6685 | 44114.2568 | 41656.5219 | 39335.7148 | 37243.0468 | 35069.2855 | 33115.4726
VIC1 | Pumped Hydro Pump | 0 | 0 | 0 | 0 | 0 | 0 | 0 | 0 | 0 | 0 | 0 | 0 | 0 | 0 | 0 | 0 | 0 | 0 | 0 | 0 | 0 | 0 | 0 | 0 | 0 | 0 | 0 | 0 | 0 | 0
Total |  | 0.011349 | 0.011538 | 10319.6423 | 9770.6455 | 9200.3653 | 8687.7859 | 35214.9619 | 82165.6187 | 77381.0723 | 113342.7902 | 143144.0881 | 277601.3452 | 295876.9578 | 289471.7377 | 273344.4169 | 348477.4778 | 344576.9896 | 325379.5924 | 307251.7502 | 329558.5132 | 312208.6077 | 294814.5566 | 290756.4806 | 300822.9431 | 288495.3697 | 272422.4453 | 257244.9888 | 299903.2887 | 360974.0426 | 342587.0067
Region | Technology | 2020-21 | 2021-22 | 2022-23 | 2023-24 | 2024-25 | 2025-26 | 2026-27 | 2027-28 | 2028-29 | 2029-30 | 2030-31 | 2031-32 | 2032-33 | 2033-34 | 2034-35 | 2035-36 | 2036-37 | 2037-38 | 2038-39 | 2039-40 | 2040-41 | 2041-42 | 2042-43 | 2043-44 | 2044-45 | 2045-46 | 2046-47 | 2047-48 | 2048-49 | 2049-50
SA1 | Black Coal | 0 | 0 | 0 | 0 | 0 | 0 | 0 | 0 | 0 | 0 | 0 | 0 | 0 | 0 | 0 | 0 | 0 | 0 | 0 | 0 | 0 | 0 | 0 | 0 | 0 | 0 | 0 | 0 | 0 | 0
SA1 | Brown Coal | 0 | 0 | 0 | 0 | 0 | 0 | 0 | 0 | 0 | 0 | 0 | 0 | 0 | 0 | 0 | 0 | 0 | 0 | 0 | 0 | 0 | 0 | 0 | 0 | 0 | 0 | 0 | 0 | 0 | 0
SA1 | CCGT | 0.00075731 | 0.00082413 | 0.0009023 | 0.00090814 | 0.00085513 | 0.00080749 | 0.0007625 | 0.00072194 | 0.0006798 | 0.00064193 | 0.00060616 | 0.00084849 | 0.00079897 | 0.00078993 | 0.00074592 | 0.00083948 | 0.00085683 | 0.00096785 | 0.00097549 | 0.0021463 | 0.002021 | 0.0021833 | 0.0021138 | 0.0020357 | 0.0019168 | 0.0018101 | 0.0017092 | 0.0021701 | 0.0020435 | 0.0021947
SA1 | Gas - Steam | 0 | 0 | 0 | 0 | 0 | 0 | 0 | 0 | 0 | 0 | 0 | 0 | 0 | 0 | 0 | 0 | 0 | 0 | 0 | 0 | 0 | 0 | 0 | 0 | 0 | 0 | 0 | 0 | 0 | 0
SA1 | OCGT / Diesel | 0.00066107 | 0.00066037 | 0.00088773 | 0.001078 | 0.001015 | 0.00095849 | 0.00094894 | 0.00089846 | 0.00084602 | 0.00079888 | 0.00075437 | 0.0012408 | 0.0011683 | 0.0011032 | 0.0010418 | 0.00098635 | 0.00092878 | 0.00087704 | 0.00096737 | 21270.3736 | 20028.8878 | 22581.8398 | 28865.9278 | 27330.2546 | 25735.0723 | 24301.2958 | 22947.3993 | 21726.593 | 20458.479 | 22897.5865
SA1 | Hydro | 0 | 0 | 0 | 0 | 0 | 0 | 0 | 0 | 0 | 0 | 0 | 0 | 0 | 0 | 0 | 0 | 0 | 0 | 0 | 0 | 0 | 0 | 0 | 0 | 0 | 0 | 0 | 0 | 0 | 0
SA1 | Wind | 0.032458 | 0.032273 | 0.040419 | 0.043178 | 0.041679 | 0.039357 | 0.063815 | 1290.0803 | 1214.8795 | 40012.2277 | 79982.8084 | 104768.2109 | 109511.0506 | 123071.4593 | 125576.235 | 213223.4412 | 211980.3024 | 211960.4083 | 206042.6877 | 195081.1788 | 184654.0491 | 175822.7742 | 166027.1711 | 190389.4638 | 182966.517 | 177310.1309 | 167431.6629 | 158524.2666 | 149271.6966 | 140955.332
SA1 | Solar PV | 0.0041084 | 0.0052372 | 11650.5888 | 54590.4434 | 51404.1685 | 48540.2913 | 45835.9693 | 43397.4864 | 42087.1341 | 60353.3505 | 61001.2687 | 60969.9023 | 57411.2783 | 54212.7274 | 51192.3771 | 48468.9325 | 45639.9512 | 43097.2157 | 40696.1437 | 38531.1008 | 36282.1605 | 34260.7755 | 32352.0071 | 30630.8738 | 28843.0446 | 27236.1139 | 25718.71 | 24350.4698 | 29898.0107 | 31146.0243
SA1 | LS storage | 0.0026888 | 0.0028564 | 0.0031984 | 0.0035606 | 0.0033528 | 0.0035495 | 0.0045203 | 0.0042798 | 0.00403 | 0.0055638 | 0.005293 | 0.012449 | 0.011722 | 0.011069 | 0.010453 | 0.0087616 | 0.008116 | 0.0074519 | 0.0068173 | 0.014185 | 0.013201 | 0.021577 | 0.020398 | 0.019341 | 0.017472 | 0.016486 | 0.012434 | 0.01533 | 0.014439 | 0.14352
SA1 | Pumped Hydro | 0 | 0 | 0 | 0.0060542 | 0.0057009 | 0.0053833 | 0.0059878 | 0.0056692 | 0.0053383 | 0.0061935 | 0.0065875 | 10379.4852 | 9773.6668 | 14923.4441 | 14092.0155 | 14341.3987 | 13504.3359 | 22573.0726 | 30041.5942 | 30375.6794 | 28602.7451 | 27009.2021 | 25504.4402 | 24147.5988 | 22738.1782 | 21471.3675 | 20275.1346 | 19196.4933 | 18076.0535 | 17068.9834
SA1 | Pumped Hydro Pump | 0 | 0 | 0 | 0 | 0 | 0 | 0 | 0 | 0 | 0 | 0 | 0 | 0 | 0 | 0 | 0 | 0 | 0 | 0 | 0 | 0 | 0 | 0 | 0 | 0 | 0 | 0 | 0 | 0 | 0
Total |  | 0.040673 | 0.041851 | 11650.6342 | 54590.4982 | 51404.2211 | 48540.3414 | 45836.0453 | 44687.5783 | 43302.0245 | 100365.5914 | 140984.0903 | 176117.6129 | 176696.0094 | 192207.6437 | 190860.6399 | 276033.7829 | 271124.5995 | 277630.706 | 276780.4344 | 285258.3489 | 269567.8577 | 259674.6154 | 252749.5687 | 272498.2123 | 260282.8315 | 250318.9264 | 236372.9209 | 223797.8402 | 217704.2562 | 212068.072
Region | Technology | 2020-21 | 2021-22 | 2022-23 | 2023-24 | 2024-25 | 2025-26 | 2026-27 | 2027-28 | 2028-29 | 2029-30 | 2030-31 | 2031-32 | 2032-33 | 2033-34 | 2034-35 | 2035-36 | 2036-37 | 2037-38 | 2038-39 | 2039-40 | 2040-41 | 2041-42 | 2042-43 | 2043-44 | 2044-45 | 2045-46 | 2046-47 | 2047-48 | 2048-49 | 2049-50
TAS1 | Black Coal | 0 | 0 | 0 | 0 | 0 | 0 | 0 | 0 | 0 | 0 | 0 | 0 | 0 | 0 | 0 | 0 | 0 | 0 | 0 | 0 | 0 | 0 | 0 | 0 | 0 | 0 | 0 | 0 | 0 | 0
TAS1 | Brown Coal | 0 | 0 | 0 | 0 | 0 | 0 | 0 | 0 | 0 | 0 | 0 | 0 | 0 | 0 | 0 | 0 | 0 | 0 | 0 | 0 | 0 | 0 | 0 | 0 | 0 | 0 | 0 | 0 | 0 | 0
TAS1 | CCGT | 0.00057606 | 0.00060736 | 0.00057352 | 0.00059134 | 0.00055682 | 0.0005258 | 0.00049651 | 0.00049387 | 0.00050054 | 0.00053547 | 0.00050564 | 0.00060299 | 0.0005678 | 0.00053616 | 0.00050629 | 0.00056443 | 0.00059662 | 0.00058336 | 0.00055086 | 0.00062297 | 0.00059122 | 0.00055828 | 0.00052718 | 0.00055566 | 0.00058179 | 0.00054937 | 0.00051877 | 0.0005669 | 0.00053381 | 0.00050407
TAS1 | Gas - Steam | 0 | 0 | 0 | 0 | 0 | 0 | 0 | 0 | 0 | 0 | 0 | 0 | 0 | 0 | 0 | 0 | 0 | 0 | 0 | 0 | 0 | 0 | 0 | 0 | 0 | 0 | 0 | 0 | 0 | 0
TAS1 | OCGT / Diesel | 0.00064642 | 0.00064294 | 0.00064717 | 0.00064543 | 0.00065154 | 0.00063544 | 0.00064308 | 0.00064547 | 0.00063781 | 0.00064794 | 0.00064022 | 0.00089252 | 0.00084042 | 0.0007936 | 0.00074939 | 0.00070952 | 0.00066811 | 0.00065526 | 0.00064887 | 0.00065823 | 0.00065707 | 0.00065156 | 0.00066141 | 0.0006593 | 0.00065709 | 0.00066196 | 0.00065505 | 0.00066289 | 0.00066109 | 0.00066343
TAS1 | Hydro | 0 | 0 | 0 | 0 | 0 | 0 | 0 | 0 | 0 | 0 | 0 | 0 | 0 | 0 | 0 | 0 | 0 | 0 | 0 | 0 | 0 | 0 | 0 | 0 | 0 | 0 | 0 | 0 | 0 | 0
TAS1 | Wind | 0.076143 | 0.07227 | 0.068244 | 35328.9454 | 33266.9042 | 31413.5073 | 29663.3711 | 43982.4225 | 81758.9688 | 77203.964 | 86281.3888 | 115306.5827 | 139221.0514 | 138171.721 | 136392.2282 | 154527.2164 | 166119.6491 | 156864.6356 | 148125.246 | 153891.7436 | 144909.5591 | 136836.222 | 129212.6742 | 122338.5338 | 115198.0124 | 108779.9928 | 102719.5399 | 99692.0559 | 93873.3393 | 88643.3799
TAS1 | Solar PV | 0.0020292 | 0.0026094 | 0.0029263 | 0.0047912 | 0.0045503 | 0.0042968 | 0.0041856 | 0.0045118 | 0.0086341 | 0.024648 | 0.023275 | 0.022047 | 0.020781 | 0.019624 | 0.01853 | 0.021224 | 0.024615 | 0.023248 | 0.024897 | 0.045629 | 0.042965 | 0.040572 | 0.038311 | 0.036316 | 2284.4934 | 2157.2176 | 2037.0327 | 3051.9822 | 2873.8476 | 2713.7371
TAS1 | LS storage | 0.0023927 | 0.0024255 | 0.0024648 | 0.0023616 | 0.0025415 | 0.0028245 | 0.0030062 | 0.0030855 | 0.0029054 | 0.0036617 | 0.0038181 | 0.0056024 | 0.0052754 | 0.0049815 | 0.0047039 | 0.0040955 | 0.0039766 | 0.0036812 | 0.0034644 | 0.0041758 | 0.0042913 | 0.0039195 | 0.0040556 | 0.0040836 | 0.004124 | 0.0044335 | 0.003811 | 0.004344 | 0.0040982 | 0.003873
TAS1 | Pumped Hydro | 0 | 0 | 0 | 0.0035107 | 0.0033058 | 0.0032017 | 0.0034936 | 0.0065804 | 0.0086574 | 3420.7214 | 3230.1429 | 32509.3246 | 30611.856 | 28906.3796 | 29982.5487 | 40840.4778 | 51617.7327 | 48741.9572 | 46026.3996 | 48763.1387 | 45916.9853 | 43358.8152 | 41254.7101 | 39531.7034 | 39745.0414 | 37530.7284 | 35439.7813 | 33965.9873 | 31983.4978 | 30201.6032
TAS1 | Pumped Hydro Pump | 0 | 0 | 0 | 0 | 0 | 0 | 0 | 0 | 0 | 0 | 0 | 0 | 0 | 0 | 0 | 0 | 0 | 0 | 0 | 0 | 0 | 0 | 0 | 0 | 0 | 0 | 0 | 0 | 0 | 0
Total |  | 0.081787 | 0.078555 | 0.074855 | 35328.9573 | 33266.9158 | 31413.5188 | 29663.3829 | 43982.4378 | 81758.9901 | 80624.7148 | 89511.56 | 147815.9365 | 169832.9348 | 167078.1266 | 166374.8014 | 195367.7208 | 217737.4117 | 205606.6209 | 194151.6752 | 202654.9334 | 190826.5929 | 180195.0829 | 170467.4278 | 161870.2788 | 157227.5526 | 148467.9445 | 140196.3589 | 136710.031 | 128730.69 | 121558.7252

## StatusQuo_M27_28_REHAB Cost
Rehabilitation cost by technology ($000s) - Marinus 1500MW M27_28, Status Quo Scenario
Real June 2019 dollars discounted to June 2025
Region | Technology | 2020-21 | 2021-22 | 2022-23 | 2023-24 | 2024-25 | 2025-26 | 2026-27 | 2027-28 | 2028-29 | 2029-30 | 2030-31 | 2031-32 | 2032-33 | 2033-34 | 2034-35 | 2035-36 | 2036-37 | 2037-38 | 2038-39 | 2039-40 | 2040-41 | 2041-42 | 2042-43 | 2043-44 | 2044-45 | 2045-46 | 2046-47 | 2047-48 | 2048-49 | 2049-50
NEM | Black Coal | 38443.4331 | 0 | 0 | 0 | 0 | 5769.2765 | 10102.4343 | 1076.3364 | 2402.7709 | 0 | 0 | 0 | 0 | 0 | 0 | 0 | 0 | 0 | 0 | 0 | 0 | 0 | 0 | 0 | 0 | 0 | 0 | 0 | 0 | 0
NEM | Brown Coal | 0 | 0 | 0 | 0 | 0 | 0 | 0 | 0 | 0 | 0 | 0 | 0.00042295 | 0 | 0 | 0 | 0 | 0 | 0 | 0 | 0 | 0 | 0 | 0 | 0 | 0 | 0 | 0 | 0 | 0 | 0
NEM | CCGT | 0 | 0 | 0 | 0 | 0 | 0 | 0 | 0 | 0 | 0 | 0 | 0 | 0 | 0 | 0 | 0 | 0 | 0 | 0 | 0 | 0 | 0 | 0 | 0 | 0 | 0 | 0 | 0 | 0 | 0
NEM | Gas - Steam | 0 | 0 | 0 | 0 | 17998.4388 | 0 | 0 | 16347.8423 | 0 | 0 | 0 | 0 | 0 | 0 | 0 | 0 | 0 | 0 | 0 | 0 | 0 | 0 | 0 | 0 | 0 | 0 | 0 | 0 | 0 | 0
NEM | OCGT / Diesel | 1126.9252 | 0 | 0 | 0 | 4.3058e-05 | 0 | 0 | 2427.0005 | 0.00016689 | 8.5444e-06 | 0 | 348.6254 | 1938.3188 | 3.5277e-06 | 0 | 793.6583 | 822.2231 | 6.0906e-06 | 3.5633e-06 | 1.2476e-06 | 0 | 0 | 0 | 0 | 4.4197e-07 | 3.8827e-07 | 3.4745e-07 | 3.106e-07 | 2.6607e-07 | 2.2358e-07
NEM | Hydro | 0 | 0 | 0 | 0 | 0 | 0 | 0 | 0 | 0 | 0 | 0 | 0 | 0 | 0 | 0 | 0 | 0 | 0 | 0 | 0 | 0 | 0 | 0 | 0 | 0 | 0 | 0 | 0 | 0 | 0
NEM | Wind | 0 | 0 | 0 | 0 | 0 | 0 | 0 | 0 | 0 | 0 | 0 | 0 | 0 | 0 | 0 | 0 | 0 | 0 | 0 | 0 | 0 | 0 | 0 | 0 | 0 | 0 | 0 | 0 | 0 | 0
NEM | Solar PV | 0 | 0 | 0 | 0 | 0 | 0 | 0 | 0 | 0 | 0 | 0 | 0 | 0 | 0 | 0 | 0 | 0 | 0 | 0 | 0 | 0 | 0 | 0 | 0 | 0 | 0 | 0 | 0 | 0 | 0
NEM | LS storage | 0 | 0 | 0 | 0 | 0 | 0 | 0 | 0 | 0 | 0 | 0 | 0 | 0 | 0 | 0 | 0 | 0 | 0 | 0 | 0 | 0 | 0 | 0 | 0 | 0 | 0 | 0 | 0 | 0 | 0
NEM | Pumped Hydro | 0 | 0 | 0 | 0 | 0 | 0 | 0 | 0 | 0 | 0 | 0 | 0 | 0 | 0 | 0 | 0 | 0 | 0 | 0 | 0 | 0 | 0 | 0 | 0 | 0 | 0 | 0 | 0 | 0 | 0
NEM | Pumped Hydro Pump | 0 | 0 | 0 | 0 | 0 | 0 | 0 | 0 | 0 | 0 | 0 | 0 | 0 | 0 | 0 | 0 | 0 | 0 | 0 | 0 | 0 | 0 | 0 | 0 | 0 | 0 | 0 | 0 | 0 | 0
Total |  | 39570.3582 | 0 | 0 | 0 | 17998.4388 | 5769.2765 | 10102.4343 | 19851.1791 | 2402.7711 | 8.5444e-06 | 0 | 348.6258 | 1938.3188 | 3.5277e-06 | 0 | 793.6583 | 822.2231 | 6.0906e-06 | 3.5633e-06 | 1.2476e-06 | 0 | 0 | 0 | 0 | 4.4197e-07 | 3.8827e-07 | 3.4745e-07 | 3.106e-07 | 2.6607e-07 | 2.2358e-07
Region | Technology | 2020-21 | 2021-22 | 2022-23 | 2023-24 | 2024-25 | 2025-26 | 2026-27 | 2027-28 | 2028-29 | 2029-30 | 2030-31 | 2031-32 | 2032-33 | 2033-34 | 2034-35 | 2035-36 | 2036-37 | 2037-38 | 2038-39 | 2039-40 | 2040-41 | 2041-42 | 2042-43 | 2043-44 | 2044-45 | 2045-46 | 2046-47 | 2047-48 | 2048-49 | 2049-50
NSW1 | Black Coal | 0 | 0 | 0 | 0 | 0 | 0 | 0 | 0 | 0 | 0 | 0 | 0 | 0 | 0 | 0 | 0 | 0 | 0 | 0 | 0 | 0 | 0 | 0 | 0 | 0 | 0 | 0 | 0 | 0 | 0
NSW1 | Brown Coal | 0 | 0 | 0 | 0 | 0 | 0 | 0 | 0 | 0 | 0 | 0 | 0 | 0 | 0 | 0 | 0 | 0 | 0 | 0 | 0 | 0 | 0 | 0 | 0 | 0 | 0 | 0 | 0 | 0 | 0
NSW1 | CCGT | 0 | 0 | 0 | 0 | 0 | 0 | 0 | 0 | 0 | 0 | 0 | 0 | 0 | 0 | 0 | 0 | 0 | 0 | 0 | 0 | 0 | 0 | 0 | 0 | 0 | 0 | 0 | 0 | 0 | 0
NSW1 | Gas - Steam | 0 | 0 | 0 | 0 | 0 | 0 | 0 | 0 | 0 | 0 | 0 | 0 | 0 | 0 | 0 | 0 | 0 | 0 | 0 | 0 | 0 | 0 | 0 | 0 | 0 | 0 | 0 | 0 | 0 | 0
NSW1 | OCGT / Diesel | 0 | 0 | 0 | 0 | 0 | 0 | 0 | 0 | 0 | 0 | 0 | 0 | 0 | 0 | 0 | 0 | 0 | 0 | 0 | 0 | 0 | 0 | 0 | 0 | 0 | 0 | 0 | 0 | 0 | 0
NSW1 | Hydro | 0 | 0 | 0 | 0 | 0 | 0 | 0 | 0 | 0 | 0 | 0 | 0 | 0 | 0 | 0 | 0 | 0 | 0 | 0 | 0 | 0 | 0 | 0 | 0 | 0 | 0 | 0 | 0 | 0 | 0
NSW1 | Wind | 0 | 0 | 0 | 0 | 0 | 0 | 0 | 0 | 0 | 0 | 0 | 0 | 0 | 0 | 0 | 0 | 0 | 0 | 0 | 0 | 0 | 0 | 0 | 0 | 0 | 0 | 0 | 0 | 0 | 0
NSW1 | Solar PV | 0 | 0 | 0 | 0 | 0 | 0 | 0 | 0 | 0 | 0 | 0 | 0 | 0 | 0 | 0 | 0 | 0 | 0 | 0 | 0 | 0 | 0 | 0 | 0 | 0 | 0 | 0 | 0 | 0 | 0
NSW1 | LS storage | 0 | 0 | 0 | 0 | 0 | 0 | 0 | 0 | 0 | 0 | 0 | 0 | 0 | 0 | 0 | 0 | 0 | 0 | 0 | 0 | 0 | 0 | 0 | 0 | 0 | 0 | 0 | 0 | 0 | 0
NSW1 | Pumped Hydro | 0 | 0 | 0 | 0 | 0 | 0 | 0 | 0 | 0 | 0 | 0 | 0 | 0 | 0 | 0 | 0 | 0 | 0 | 0 | 0 | 0 | 0 | 0 | 0 | 0 | 0 | 0 | 0 | 0 | 0
NSW1 | Pumped Hydro Pump | 0 | 0 | 0 | 0 | 0 | 0 | 0 | 0 | 0 | 0 | 0 | 0 | 0 | 0 | 0 | 0 | 0 | 0 | 0 | 0 | 0 | 0 | 0 | 0 | 0 | 0 | 0 | 0 | 0 | 0
Total |  | 0 | 0 | 0 | 0 | 0 | 0 | 0 | 0 | 0 | 0 | 0 | 0 | 0 | 0 | 0 | 0 | 0 | 0 | 0 | 0 | 0 | 0 | 0 | 0 | 0 | 0 | 0 | 0 | 0 | 0
Region | Technology | 2020-21 | 2021-22 | 2022-23 | 2023-24 | 2024-25 | 2025-26 | 2026-27 | 2027-28 | 2028-29 | 2029-30 | 2030-31 | 2031-32 | 2032-33 | 2033-34 | 2034-35 | 2035-36 | 2036-37 | 2037-38 | 2038-39 | 2039-40 | 2040-41 | 2041-42 | 2042-43 | 2043-44 | 2044-45 | 2045-46 | 2046-47 | 2047-48 | 2048-49 | 2049-50
QLD1 | Black Coal | 38443.4331 | 0 | 0 | 0 | 0 | 5769.2765 | 10102.4343 | 1076.3364 | 2402.7709 | 0 | 0 | 0 | 0 | 0 | 0 | 0 | 0 | 0 | 0 | 0 | 0 | 0 | 0 | 0 | 0 | 0 | 0 | 0 | 0 | 0
QLD1 | Brown Coal | 0 | 0 | 0 | 0 | 0 | 0 | 0 | 0 | 0 | 0 | 0 | 0 | 0 | 0 | 0 | 0 | 0 | 0 | 0 | 0 | 0 | 0 | 0 | 0 | 0 | 0 | 0 | 0 | 0 | 0
QLD1 | CCGT | 0 | 0 | 0 | 0 | 0 | 0 | 0 | 0 | 0 | 0 | 0 | 0 | 0 | 0 | 0 | 0 | 0 | 0 | 0 | 0 | 0 | 0 | 0 | 0 | 0 | 0 | 0 | 0 | 0 | 0
QLD1 | Gas - Steam | 0 | 0 | 0 | 0 | 0 | 0 | 0 | 0 | 0 | 0 | 0 | 0 | 0 | 0 | 0 | 0 | 0 | 0 | 0 | 0 | 0 | 0 | 0 | 0 | 0 | 0 | 0 | 0 | 0 | 0
QLD1 | OCGT / Diesel | 1126.9249 | 0 | 0 | 0 | 0 | 0 | 0 | 0 | 0 | 0 | 0 | 348.6254 | 266.8949 | 0 | 0 | 0 | 0 | 0 | 0 | 0 | 0 | 0 | 0 | 0 | 0 | 0 | 0 | 0 | 0 | 0
QLD1 | Hydro | 0 | 0 | 0 | 0 | 0 | 0 | 0 | 0 | 0 | 0 | 0 | 0 | 0 | 0 | 0 | 0 | 0 | 0 | 0 | 0 | 0 | 0 | 0 | 0 | 0 | 0 | 0 | 0 | 0 | 0
QLD1 | Wind | 0 | 0 | 0 | 0 | 0 | 0 | 0 | 0 | 0 | 0 | 0 | 0 | 0 | 0 | 0 | 0 | 0 | 0 | 0 | 0 | 0 | 0 | 0 | 0 | 0 | 0 | 0 | 0 | 0 | 0
QLD1 | Solar PV | 0 | 0 | 0 | 0 | 0 | 0 | 0 | 0 | 0 | 0 | 0 | 0 | 0 | 0 | 0 | 0 | 0 | 0 | 0 | 0 | 0 | 0 | 0 | 0 | 0 | 0 | 0 | 0 | 0 | 0
QLD1 | LS storage | 0 | 0 | 0 | 0 | 0 | 0 | 0 | 0 | 0 | 0 | 0 | 0 | 0 | 0 | 0 | 0 | 0 | 0 | 0 | 0 | 0 | 0 | 0 | 0 | 0 | 0 | 0 | 0 | 0 | 0
QLD1 | Pumped Hydro | 0 | 0 | 0 | 0 | 0 | 0 | 0 | 0 | 0 | 0 | 0 | 0 | 0 | 0 | 0 | 0 | 0 | 0 | 0 | 0 | 0 | 0 | 0 | 0 | 0 | 0 | 0 | 0 | 0 | 0
QLD1 | Pumped Hydro Pump | 0 | 0 | 0 | 0 | 0 | 0 | 0 | 0 | 0 | 0 | 0 | 0 | 0 | 0 | 0 | 0 | 0 | 0 | 0 | 0 | 0 | 0 | 0 | 0 | 0 | 0 | 0 | 0 | 0 | 0
Total |  | 39570.358 | 0 | 0 | 0 | 0 | 5769.2765 | 10102.4343 | 1076.3364 | 2402.7709 | 0 | 0 | 348.6254 | 266.8949 | 0 | 0 | 0 | 0 | 0 | 0 | 0 | 0 | 0 | 0 | 0 | 0 | 0 | 0 | 0 | 0 | 0
Region | Technology | 2020-21 | 2021-22 | 2022-23 | 2023-24 | 2024-25 | 2025-26 | 2026-27 | 2027-28 | 2028-29 | 2029-30 | 2030-31 | 2031-32 | 2032-33 | 2033-34 | 2034-35 | 2035-36 | 2036-37 | 2037-38 | 2038-39 | 2039-40 | 2040-41 | 2041-42 | 2042-43 | 2043-44 | 2044-45 | 2045-46 | 2046-47 | 2047-48 | 2048-49 | 2049-50
VIC1 | Black Coal | 0 | 0 | 0 | 0 | 0 | 0 | 0 | 0 | 0 | 0 | 0 | 0 | 0 | 0 | 0 | 0 | 0 | 0 | 0 | 0 | 0 | 0 | 0 | 0 | 0 | 0 | 0 | 0 | 0 | 0
VIC1 | Brown Coal | 0 | 0 | 0 | 0 | 0 | 0 | 0 | 0 | 0 | 0 | 0 | 0.00042295 | 0 | 0 | 0 | 0 | 0 | 0 | 0 | 0 | 0 | 0 | 0 | 0 | 0 | 0 | 0 | 0 | 0 | 0
VIC1 | CCGT | 0 | 0 | 0 | 0 | 0 | 0 | 0 | 0 | 0 | 0 | 0 | 0 | 0 | 0 | 0 | 0 | 0 | 0 | 0 | 0 | 0 | 0 | 0 | 0 | 0 | 0 | 0 | 0 | 0 | 0
VIC1 | Gas - Steam | 0 | 0 | 0 | 0 | 17998.4388 | 0 | 0 | 16347.8423 | 0 | 0 | 0 | 0 | 0 | 0 | 0 | 0 | 0 | 0 | 0 | 0 | 0 | 0 | 0 | 0 | 0 | 0 | 0 | 0 | 0 | 0
VIC1 | OCGT / Diesel | 0 | 0 | 0 | 0 | 0 | 0 | 0 | 0 | 0 | 0 | 0 | 0 | 268.4594 | 0 | 0 | 0 | 822.223 | 2.8108e-07 | 3.9266e-07 | 0 | 0 | 0 | 0 | 0 | 0 | 0 | 0 | 0 | 0 | 0
VIC1 | Hydro | 0 | 0 | 0 | 0 | 0 | 0 | 0 | 0 | 0 | 0 | 0 | 0 | 0 | 0 | 0 | 0 | 0 | 0 | 0 | 0 | 0 | 0 | 0 | 0 | 0 | 0 | 0 | 0 | 0 | 0
VIC1 | Wind | 0 | 0 | 0 | 0 | 0 | 0 | 0 | 0 | 0 | 0 | 0 | 0 | 0 | 0 | 0 | 0 | 0 | 0 | 0 | 0 | 0 | 0 | 0 | 0 | 0 | 0 | 0 | 0 | 0 | 0
VIC1 | Solar PV | 0 | 0 | 0 | 0 | 0 | 0 | 0 | 0 | 0 | 0 | 0 | 0 | 0 | 0 | 0 | 0 | 0 | 0 | 0 | 0 | 0 | 0 | 0 | 0 | 0 | 0 | 0 | 0 | 0 | 0
VIC1 | LS storage | 0 | 0 | 0 | 0 | 0 | 0 | 0 | 0 | 0 | 0 | 0 | 0 | 0 | 0 | 0 | 0 | 0 | 0 | 0 | 0 | 0 | 0 | 0 | 0 | 0 | 0 | 0 | 0 | 0 | 0
VIC1 | Pumped Hydro | 0 | 0 | 0 | 0 | 0 | 0 | 0 | 0 | 0 | 0 | 0 | 0 | 0 | 0 | 0 | 0 | 0 | 0 | 0 | 0 | 0 | 0 | 0 | 0 | 0 | 0 | 0 | 0 | 0 | 0
VIC1 | Pumped Hydro Pump | 0 | 0 | 0 | 0 | 0 | 0 | 0 | 0 | 0 | 0 | 0 | 0 | 0 | 0 | 0 | 0 | 0 | 0 | 0 | 0 | 0 | 0 | 0 | 0 | 0 | 0 | 0 | 0 | 0 | 0
Total |  | 0 | 0 | 0 | 0 | 17998.4388 | 0 | 0 | 16347.8423 | 0 | 0 | 0 | 0.00042295 | 268.4594 | 0 | 0 | 0 | 822.223 | 2.8108e-07 | 3.9266e-07 | 0 | 0 | 0 | 0 | 0 | 0 | 0 | 0 | 0 | 0 | 0
Region | Technology | 2020-21 | 2021-22 | 2022-23 | 2023-24 | 2024-25 | 2025-26 | 2026-27 | 2027-28 | 2028-29 | 2029-30 | 2030-31 | 2031-32 | 2032-33 | 2033-34 | 2034-35 | 2035-36 | 2036-37 | 2037-38 | 2038-39 | 2039-40 | 2040-41 | 2041-42 | 2042-43 | 2043-44 | 2044-45 | 2045-46 | 2046-47 | 2047-48 | 2048-49 | 2049-50
SA1 | Black Coal | 0 | 0 | 0 | 0 | 0 | 0 | 0 | 0 | 0 | 0 | 0 | 0 | 0 | 0 | 0 | 0 | 0 | 0 | 0 | 0 | 0 | 0 | 0 | 0 | 0 | 0 | 0 | 0 | 0 | 0
SA1 | Brown Coal | 0 | 0 | 0 | 0 | 0 | 0 | 0 | 0 | 0 | 0 | 0 | 0 | 0 | 0 | 0 | 0 | 0 | 0 | 0 | 0 | 0 | 0 | 0 | 0 | 0 | 0 | 0 | 0 | 0 | 0
SA1 | CCGT | 0 | 0 | 0 | 0 | 0 | 0 | 0 | 0 | 0 | 0 | 0 | 0 | 0 | 0 | 0 | 0 | 0 | 0 | 0 | 0 | 0 | 0 | 0 | 0 | 0 | 0 | 0 | 0 | 0 | 0
SA1 | Gas - Steam | 0 | 0 | 0 | 0 | 0 | 0 | 0 | 0 | 0 | 0 | 0 | 0 | 0 | 0 | 0 | 0 | 0 | 0 | 0 | 0 | 0 | 0 | 0 | 0 | 0 | 0 | 0 | 0 | 0 | 0
SA1 | OCGT / Diesel | 0.00020782 | 0 | 0 | 0 | 4.3058e-05 | 0 | 0 | 2427.0005 | 0.00016689 | 8.5444e-06 | 0 | 0 | 0 | 0 | 0 | 0 | 0 | 0 | 0 | 0 | 0 | 0 | 0 | 0 | 0 | 0 | 0 | 0 | 0 | 0
SA1 | Hydro | 0 | 0 | 0 | 0 | 0 | 0 | 0 | 0 | 0 | 0 | 0 | 0 | 0 | 0 | 0 | 0 | 0 | 0 | 0 | 0 | 0 | 0 | 0 | 0 | 0 | 0 | 0 | 0 | 0 | 0
SA1 | Wind | 0 | 0 | 0 | 0 | 0 | 0 | 0 | 0 | 0 | 0 | 0 | 0 | 0 | 0 | 0 | 0 | 0 | 0 | 0 | 0 | 0 | 0 | 0 | 0 | 0 | 0 | 0 | 0 | 0 | 0
SA1 | Solar PV | 0 | 0 | 0 | 0 | 0 | 0 | 0 | 0 | 0 | 0 | 0 | 0 | 0 | 0 | 0 | 0 | 0 | 0 | 0 | 0 | 0 | 0 | 0 | 0 | 0 | 0 | 0 | 0 | 0 | 0
SA1 | LS storage | 0 | 0 | 0 | 0 | 0 | 0 | 0 | 0 | 0 | 0 | 0 | 0 | 0 | 0 | 0 | 0 | 0 | 0 | 0 | 0 | 0 | 0 | 0 | 0 | 0 | 0 | 0 | 0 | 0 | 0
SA1 | Pumped Hydro | 0 | 0 | 0 | 0 | 0 | 0 | 0 | 0 | 0 | 0 | 0 | 0 | 0 | 0 | 0 | 0 | 0 | 0 | 0 | 0 | 0 | 0 | 0 | 0 | 0 | 0 | 0 | 0 | 0 | 0
SA1 | Pumped Hydro Pump | 0 | 0 | 0 | 0 | 0 | 0 | 0 | 0 | 0 | 0 | 0 | 0 | 0 | 0 | 0 | 0 | 0 | 0 | 0 | 0 | 0 | 0 | 0 | 0 | 0 | 0 | 0 | 0 | 0 | 0
Total |  | 0.00020782 | 0 | 0 | 0 | 4.3058e-05 | 0 | 0 | 2427.0005 | 0.00016689 | 8.5444e-06 | 0 | 0 | 0 | 0 | 0 | 0 | 0 | 0 | 0 | 0 | 0 | 0 | 0 | 0 | 0 | 0 | 0 | 0 | 0 | 0
Region | Technology | 2020-21 | 2021-22 | 2022-23 | 2023-24 | 2024-25 | 2025-26 | 2026-27 | 2027-28 | 2028-29 | 2029-30 | 2030-31 | 2031-32 | 2032-33 | 2033-34 | 2034-35 | 2035-36 | 2036-37 | 2037-38 | 2038-39 | 2039-40 | 2040-41 | 2041-42 | 2042-43 | 2043-44 | 2044-45 | 2045-46 | 2046-47 | 2047-48 | 2048-49 | 2049-50
TAS1 | Black Coal | 0 | 0 | 0 | 0 | 0 | 0 | 0 | 0 | 0 | 0 | 0 | 0 | 0 | 0 | 0 | 0 | 0 | 0 | 0 | 0 | 0 | 0 | 0 | 0 | 0 | 0 | 0 | 0 | 0 | 0
TAS1 | Brown Coal | 0 | 0 | 0 | 0 | 0 | 0 | 0 | 0 | 0 | 0 | 0 | 0 | 0 | 0 | 0 | 0 | 0 | 0 | 0 | 0 | 0 | 0 | 0 | 0 | 0 | 0 | 0 | 0 | 0 | 0
TAS1 | CCGT | 0 | 0 | 0 | 0 | 0 | 0 | 0 | 0 | 0 | 0 | 0 | 0 | 0 | 0 | 0 | 0 | 0 | 0 | 0 | 0 | 0 | 0 | 0 | 0 | 0 | 0 | 0 | 0 | 0 | 0
TAS1 | Gas - Steam | 0 | 0 | 0 | 0 | 0 | 0 | 0 | 0 | 0 | 0 | 0 | 0 | 0 | 0 | 0 | 0 | 0 | 0 | 0 | 0 | 0 | 0 | 0 | 0 | 0 | 0 | 0 | 0 | 0 | 0
TAS1 | OCGT / Diesel | 0 | 0 | 0 | 0 | 0 | 0 | 0 | 0 | 0 | 0 | 0 | 0 | 1402.9645 | 3.5277e-06 | 0 | 793.6583 | 3.1106e-05 | 5.8096e-06 | 3.1706e-06 | 1.2476e-06 | 0 | 0 | 0 | 0 | 4.4197e-07 | 3.8827e-07 | 3.4745e-07 | 3.106e-07 | 2.6607e-07 | 2.2358e-07
TAS1 | Hydro | 0 | 0 | 0 | 0 | 0 | 0 | 0 | 0 | 0 | 0 | 0 | 0 | 0 | 0 | 0 | 0 | 0 | 0 | 0 | 0 | 0 | 0 | 0 | 0 | 0 | 0 | 0 | 0 | 0 | 0
TAS1 | Wind | 0 | 0 | 0 | 0 | 0 | 0 | 0 | 0 | 0 | 0 | 0 | 0 | 0 | 0 | 0 | 0 | 0 | 0 | 0 | 0 | 0 | 0 | 0 | 0 | 0 | 0 | 0 | 0 | 0 | 0
TAS1 | Solar PV | 0 | 0 | 0 | 0 | 0 | 0 | 0 | 0 | 0 | 0 | 0 | 0 | 0 | 0 | 0 | 0 | 0 | 0 | 0 | 0 | 0 | 0 | 0 | 0 | 0 | 0 | 0 | 0 | 0 | 0
TAS1 | LS storage | 0 | 0 | 0 | 0 | 0 | 0 | 0 | 0 | 0 | 0 | 0 | 0 | 0 | 0 | 0 | 0 | 0 | 0 | 0 | 0 | 0 | 0 | 0 | 0 | 0 | 0 | 0 | 0 | 0 | 0
TAS1 | Pumped Hydro | 0 | 0 | 0 | 0 | 0 | 0 | 0 | 0 | 0 | 0 | 0 | 0 | 0 | 0 | 0 | 0 | 0 | 0 | 0 | 0 | 0 | 0 | 0 | 0 | 0 | 0 | 0 | 0 | 0 | 0
TAS1 | Pumped Hydro Pump | 0 | 0 | 0 | 0 | 0 | 0 | 0 | 0 | 0 | 0 | 0 | 0 | 0 | 0 | 0 | 0 | 0 | 0 | 0 | 0 | 0 | 0 | 0 | 0 | 0 | 0 | 0 | 0 | 0 | 0
Total |  | 0 | 0 | 0 | 0 | 0 | 0 | 0 | 0 | 0 | 0 | 0 | 0 | 1402.9645 | 3.5277e-06 | 0 | 793.6583 | 3.1106e-05 | 5.8096e-06 | 3.1706e-06 | 1.2476e-06 | 0 | 0 | 0 | 0 | 4.4197e-07 | 3.8827e-07 | 3.4745e-07 | 3.106e-07 | 2.6607e-07 | 2.2358e-07

## StatusQuo_M27_28_REZ Tx Cost
REZ transmission expansion cost by region ($000s) - Marinus 1500MW M27_28, Status Quo Scenario
Real June 2019 dollars discounted to June 2025. As with the total capital costs, the REZ transmission expansion costs are annualised for modelling purposes.
Region | Aggregation | 2020-21 | 2021-22 | 2022-23 | 2023-24 | 2024-25 | 2025-26 | 2026-27 | 2027-28 | 2028-29 | 2029-30 | 2030-31 | 2031-32 | 2032-33 | 2033-34 | 2034-35 | 2035-36 | 2036-37 | 2037-38 | 2038-39 | 2039-40 | 2040-41 | 2041-42 | 2042-43 | 2043-44 | 2044-45 | 2045-46 | 2046-47 | 2047-48 | 2048-49 | 2049-50
NSW1 | Transmission | 0.00078928 | 0.00078695 | 0.0010232 | 0.0010684 | 0.0010544 | 0.0011626 | 0.0010993 | 0.0010654 | 0.0011619 | 18672.1706 | 17631.8891 | 71117.6993 | 75967.7138 | 76678.7989 | 72406.7979 | 139849.9505 | 153079.8579 | 152754.5371 | 146052.6864 | 158453.0486 | 157827.8027 | 149034.7531 | 143149.9656 | 139042.6954 | 150444.0304 | 142062.3516 | 134147.6408 | 130472.0817 | 125273.0134 | 118293.686
QLD1 | Transmission | 0.0022145 | 0.0022847 | 0.0029863 | 0.0032609 | 0.0033603 | 0.0036364 | 0.0041223 | 0.0045208 | 0.0052869 | 0.0067423 | 0.0063667 | 0.006028 | 0.0057578 | 0.0058335 | 0.0055085 | 0.0097197 | 46702.5865 | 52106.5013 | 49203.5004 | 60374.1576 | 67376.2194 | 71227.6517 | 80948.3551 | 82710.0276 | 85499.8381 | 85830.0948 | 82587.4694 | 87204.4688 | 92387.8574 | 87240.6724
VIC1 | Transmission | 0.00058213 | 0.00058626 | 3149.0694 | 2981.5383 | 2807.5151 | 2651.1002 | 2503.3996 | 2370.2183 | 2231.876 | 2107.5316 | 1990.1148 | 1884.2403 | 1774.263 | 1675.4136 | 1582.0714 | 2037.5356 | 2348.501 | 2217.6591 | 2094.1068 | 6763.3713 | 6368.6143 | 6013.8001 | 5678.7547 | 5376.6438 | 6145.3517 | 5802.9761 | 5479.6752 | 5188.1554 | 16419.6472 | 15504.8605
SA1 | Transmission | 0.00135 | 0.0014508 | 0.0019416 | 0.0020639 | 0.0020562 | 0.0019417 | 0.0022615 | 0.0021465 | 0.0021883 | 0.0027188 | 0.0026571 | 318.7309 | 300.1282 | 577.0238 | 544.8761 | 16959.0562 | 15969.2398 | 17373.084 | 17224.7347 | 16308.3759 | 15356.5072 | 14500.9515 | 13693.0609 | 18463.5959 | 17719.3257 | 17387.0173 | 16418.3356 | 15544.8776 | 17496.4946 | 17729.2377
TAS1 | Transmission | 0 | 0 | 0 | 0 | 0 | 0 | 0 | 0 | 0 | 0 | 0 | 0 | 0 | 0 | 0 | 0 | 0 | 0 | 0 | 0 | 0 | 0 | 0 | 0 | 1.1738e-06 | 1.1084e-06 | 1.0467e-06 | 0.0023124 | 0.0022101 | 0.0020869
Total |  | 0.0049359 | 0.0051087 | 3149.0754 | 2981.5447 | 2807.5216 | 2651.1069 | 2503.4071 | 2370.226 | 2231.8846 | 20779.7116 | 19622.013 | 73320.6765 | 78042.1108 | 78931.2421 | 74533.7509 | 158846.5519 | 218100.1852 | 224451.7815 | 214575.0283 | 241898.9535 | 246929.1436 | 240777.1563 | 243470.1363 | 245592.9628 | 259808.5459 | 251082.4399 | 238633.1211 | 238409.5858 | 251577.0149 | 238768.4586

## StatusQuo_M27_28_USE+DSP Cost
USE and DSP cost by region ($000s) - Marinus 1500MW M27_28, Status Quo Scenario
Real June 2019 dollars discounted to June 2025
Region | Aggregation | 2020-21 | 2021-22 | 2022-23 | 2023-24 | 2024-25 | 2025-26 | 2026-27 | 2027-28 | 2028-29 | 2029-30 | 2030-31 | 2031-32 | 2032-33 | 2033-34 | 2034-35 | 2035-36 | 2036-37 | 2037-38 | 2038-39 | 2039-40 | 2040-41 | 2041-42 | 2042-43 | 2043-44 | 2044-45 | 2045-46 | 2046-47 | 2047-48 | 2048-49 | 2049-50
NSW1 | USE / DSP | 0.0026779 | 0.0026813 | 369.1412 | 0.0027887 | 0.0027979 | 96604.6365 | 0.0027375 | 0.0027672 | 0.0027768 | 0.002829 | 0.0027929 | 21110.0576 | 0.002907 | 1283.4892 | 966.9657 | 775.6618 | 0.0030112 | 347.8774 | 402.7248 | 5841.5793 | 0.0030779 | 10431.4814 | 4308.1277 | 8757.1169 | 0.0030784 | 800.2289 | 416.7033 | 2410.7914 | 1355.0142 | 6657.1532
QLD1 | USE / DSP | 0.0026322 | 0.0026343 | 0.0026778 | 0.0026909 | 0.0026975 | 0.0026652 | 13.1896 | 12.9586 | 0.0026658 | 7.0324 | 279.1465 | 5177.1145 | 36.3837 | 9272.4182 | 201.0775 | 2295.6378 | 0.0027396 | 96.8972 | 3999.5198 | 4535.1318 | 4491.985 | 16155.2636 | 1587.35 | 4419.2734 | 4226.2064 | 1741.3414 | 136.5329 | 2225.6398 | 124.4179 | 4323.1433
VIC1 | USE / DSP | 0.0027169 | 0.0027261 | 72706.092 | 12557.4733 | 2775.516 | 0.002754 | 16480.9182 | 0.0027498 | 0.0027587 | 0.0028075 | 33.5838 | 890.2213 | 0.0028941 | 2963.3071 | 466.4797 | 430.4148 | 0.0029753 | 46.5192 | 362.2833 | 5063.7617 | 12.999 | 1829.8049 | 782.5464 | 3538.0467 | 0.0030304 | 186.8576 | 148.6005 | 1075.0686 | 794.7871 | 1827.5136
SA1 | USE / DSP | 0.0027814 | 0.0027807 | 77.6854 | 414.7806 | 449.9316 | 15.8495 | 6929.5309 | 2.7868 | 0.002794 | 0.0028372 | 7.5009 | 3415.4221 | 0.0028983 | 7667.0385 | 1181.8457 | 290.688 | 0.0029061 | 47.9662 | 333.1544 | 3726.781 | 26.6634 | 1463.9501 | 2264.9728 | 5062.2077 | 0.0029455 | 24.2319 | 27.8543 | 144.6414 | 91.9128 | 356.1441
TAS1 | USE / DSP | 0.0027485 | 0.0027575 | 0.0027379 | 0.0027899 | 0.0027762 | 0.0026926 | 0.0027349 | 0.0027558 | 0.0027688 | 0.0028183 | 1.0386 | 78.5223 | 0.0028617 | 0.0028308 | 7.9927 | 0.0028585 | 0.0028682 | 0.0028779 | 0.0028446 | 0.002897 | 0.0028999 | 0.002834 | 0.0028227 | 0.0028599 | 0.0028677 | 0.0028851 | 0.0027984 | 0.0028742 | 0.0028719 | 0.0027857
Total |  | 0.013557 | 0.01358 | 73152.924 | 12972.2622 | 3225.4558 | 96620.4941 | 23423.6441 | 15.7537 | 0.013764 | 7.0436 | 321.2727 | 30671.3377 | 36.3952 | 21186.2559 | 2824.3614 | 3792.4052 | 0.0145 | 539.2629 | 5097.6851 | 19167.2567 | 4531.6533 | 29880.5028 | 8942.9998 | 21776.6475 | 4226.2184 | 2752.6626 | 729.6938 | 5856.1442 | 2366.135 | 13163.9569

## StatusQuo_M27_28_SyncCon Cost
Synchronous Condenser cost by region ($000s) - Marinus 1500MW M27_28, Status Quo Scenario
Real June 2019 dollars discounted to June 2025
Region | Aggregation | 2020-21 | 2021-22 | 2022-23 | 2023-24 | 2024-25 | 2025-26 | 2026-27 | 2027-28 | 2028-29 | 2029-30 | 2030-31 | 2031-32 | 2032-33 | 2033-34 | 2034-35 | 2035-36 | 2036-37 | 2037-38 | 2038-39 | 2039-40 | 2040-41 | 2041-42 | 2042-43 | 2043-44 | 2044-45 | 2045-46 | 2046-47 | 2047-48 | 2048-49 | 2049-50
TAS1 | SyncCon | 427.9916 | 414.9594 | 341.7046 | 545.044 | 375.1618 | 312.7392 | 655.4155 | 903.4386 | 988.9297 | 749.2974 | 962.8609 | 663.0641 | 560.9951 | 632.7853 | 839.1478 | 542.2905 | 644.5669 | 472.6984 | 441.638 | 585.7965 | 527.1241 | 395.1485 | 444.0352 | 424.9361 | 406.7992 | 280.4214 | 239.704 | 334.3253 | 379.6864 | 181.695
Total |  | 427.9916 | 414.9594 | 341.7046 | 545.044 | 375.1618 | 312.7392 | 655.4155 | 903.4386 | 988.9297 | 749.2974 | 962.8609 | 663.0641 | 560.9951 | 632.7853 | 839.1478 | 542.2905 | 644.5669 | 472.6984 | 441.638 | 585.7965 | 527.1241 | 395.1485 | 444.0352 | 424.9361 | 406.7992 | 280.4214 | 239.704 | 334.3253 | 379.6864 | 181.695