## Overview
Marinus link economic evaluation
This workbook evaluates the net market benefits of 11 Marinus Link project options under 4 different scenarios.
All values shown are present value net market benefits at 2019, expressed in 2019 millions of dollars
The options are defined in the table below. |  | The scenarios are defined in the table below.
Marinus Link Options |  | Scenarios and weightings
Option 1: 600 MW in 2026 |  | Scenario | Weighting
Option 2: 750 MW in 2026 |  | 1. Global slowdown | 25%
Option 3: 600 MW in 2026 and 600 MW in 2028 |  | 2. Status quo / current policy | 25%
Option 4: 750 MW in 2026 and 750 MW in 2028 |  | 3. Sustained renewables uptake | 25%
Option 5: 750 MW in 2027 and 750 MW in 2028 |  | 4. Accelerated transition to low emissions future | 25%
Option 6: 750 MW in 2028 and 750 MW in 2030
Option 7: 750 MW in 2028 and 750 MW in 2032
Option 8: 750 MW in 2030 and 750 MW in 2032
Option 9: 600 MW in 2028
Option 10: 750 MW in 2028
Option 11: 600 MW in 2028 and 600 MW in 2032
Discount rate |  | Note - The discount rate used in this workbook (5.9%) is aligned
Discount rate (real, pre-tax) | 5.9% | with the discount rate used by EY in their market modelling.
It should not be changed unless a corresponding change is made to
the discount rate used in EY's market modelling.
Guide to worksheets
Information presented | Link to worksheet
The results of the evaluation, including the relevant tables that appear in the PADR | Results
Key inputs to the model:
· EY's estimates of market benefits | Market benefits
· GHD's estimates of FCAS benefits | FCAS benefits
· Marinus Link forecast capital and operating costs, and calculations of total annualised costs | Project costs
Option 1
Option 2
Option 3
Calculation of the net market benefits for | Option 4
each option under each of the four scenarios | Option 5
Option 6
Option 7
Option 8
Option 9
Option 10
Option 11

## Results
Results
All values shown are present value net market benefits at 2019, expressed in 2019 millions of dollars
Summary of results
Scenarios (and weightings in %)
Marinus Link Options | 1. Global slowdown | 2. Status quo / current policy | 3. Sustained renewables uptake | 4. Accelerated transition to low emissions future | Weighted average
| 25% | 25% | 25% | 25%
Option 1: 600 MW in 2026 | 574.2451 | 542.4033 | 768.3702 | 1581.5426 | 866.6403
Option 2: 750 MW in 2026 | 671.4413 | 689.5743 | 958.3162 | 1946.0144 | 1066.3366
Option 3: 600 MW in 2026 and 600 MW in 2028 | 554.9168 | 766.9768 | 1129.9479 | 2644.5052 | 1274.0867
Option 4: 750 MW in 2026 and 750 MW in 2028 | 594.8045 | 947.1641 | 1372.0234 | 3182.2161 | 1524.052
Option 5: 750 MW in 2027 and 750 MW in 2028 | 626.5524 | 953.0688 | 1352.7405 | 3166.1235 | 1524.6213
Option 6: 750 MW in 2028 and 750 MW in 2030 | 764.1481 | 1088.3396 | 1446.1351 | 3221.355 | 1629.9945
Option 7: 750 MW in 2028 and 750 MW in 2032 | 850.9888 | 1146.5714 | 1450.8584 | 3246.1425 | 1673.6403
Option 8: 750 MW in 2030 and 750 MW in 2032 | 883.5739 | 1164.8277 | 1409.3959 | 3188.1565 | 1661.4885
Option 9: 600 MW in 2028 | 656.9348 | 605.5731 | 796.1449 | 1578.4585 | 909.2778
Option 10: 750 MW in 2028 | 763.633 | 756.2601 | 983.1486 | 1928.6441 | 1107.9214
Option 11: 600 MW in 2028 and 600 MW in 2032 | 781.3113 | 943.1715 | 1198.4833 | 2695.4342 | 1404.6001
Derivation of tables for inclusion in the Project Assessment Draft Report
The highest net market benefit is shaded green.
Table 8: Net market benefits of 600 MW versus 750 MW commissioned in 2026
Net market benefit by scenario ($ million)
Option description used in this spreadsheet | Credible option | Commissioning year | 1. Global slowdown | 2. Status quo / current policy | 3. Sustained renewables uptake | 4. Accelerated transition to low emissions future | Weighted average
Option 2: 750 MW in 2026 | 750 MW | 2026 | 671.4413 | 689.5743 | 958.3162 | 1946.0144 | 1066.3366
Option 1: 600 MW in 2026 | 600 MW | 2026 | 574.2451 | 542.4033 | 768.3702 | 1581.5426 | 866.6403
Additional value provided by the 750 MW option |  |  | 97.1962 | 147.1711 | 189.946 | 364.4718 | 199.6963
Table 9: Net market benefits for 1500 MW or 1200 MW Marinus Link options
Net market benefit by scenario ($ million)
Option description used in this spreadsheet | Credible option | Commissioning year | 1. Global slowdown | 2. Status quo / current policy | 3. Sustained renewables uptake | 4. Accelerated transition to low emissions future | Weighted average
Option 4: 750 MW in 2026 and 750 MW in 2028 | 1500 MW | 2026 & 2028 | 594.8045 | 947.1641 | 1372.0234 | 3182.2161 | 1524.052
Option 3: 600 MW in 2026 and 600 MW in 2028 | 1200 MW | 2026 & 2028 | 554.9168 | 766.9768 | 1129.9479 | 2644.5052 | 1274.0867
Additional value provided by the 1500 MW option |  |  | 39.8877 | 180.1873 | 242.0755 | 537.7109 | 249.9654
Table 10: Net market benefits for 1500 MW or 750 MW Marinus Link options
Net market benefit by scenario ($ million)
Option description used in this spreadsheet | Credible option | Commissioning year | 1. Global slowdown | 2. Status quo / current policy | 3. Sustained renewables uptake | 4. Accelerated transition to low emissions future | Weighted average
Option 4: 750 MW in 2026 and 750 MW in 2028 | 1500 MW | 2026 & 2028 | 594.8045 | 947.1641 | 1372.0234 | 3182.2161 | 1524.052
Option 2: 750 MW in 2026 | 750 MW | 2026 | 671.4413 | 689.5743 | 958.3162 | 1946.0144 | 1066.3366
Additional value provided by the 1500 MW option |  |  | -76.6368 | 257.5898 | 413.7072 | 1236.2017 | 457.7155
Table 11: Optimal timing for the 1500 MW option
Net market benefit by scenario ($ million)
Option description used in this spreadsheet | Credible option | Commissioning year | 1. Global slowdown | 2. Status quo / current policy | 3. Sustained renewables uptake | 4. Accelerated transition to low emissions future | Weighted average
Option 4: 750 MW in 2026 and 750 MW in 2028 |  | 2026 & 2028 | 594.8045 | 947.1641 | 1372.0234 | 3182.2161 | 1524.052
Option 5: 750 MW in 2027 and 750 MW in 2028 | 1500 MW in | 2027 & 2028 | 626.5524 | 953.0688 | 1352.7405 | 3166.1235 | 1524.6213
Option 6: 750 MW in 2028 and 750 MW in 2030 | two 750 MW | 2028 & 2030 | 764.1481 | 1088.3396 | 1446.1351 | 3221.355 | 1629.9945
Option 7: 750 MW in 2028 and 750 MW in 2032 | stages | 2028 & 2032 | 850.9888 | 1146.5714 | 1450.8584 | 3246.1425 | 1673.6403
Option 8: 750 MW in 2030 and 750 MW in 2032 |  | 2030 & 2032 | 883.5739 | 1164.8277 | 1409.3959 | 3188.1565 | 1661.4885
Table 12: Net market benefits for each credible option in 2028 and 2032
Net market benefit by scenario ($ million)
Option description used in this spreadsheet | Credible option | Commissioning year | 1. Global slowdown | 2. Status quo / current policy | 3. Sustained renewables uptake | 4. Accelerated transition to low emissions future | Weighted average
Option 9: 600 MW in 2028 | 600 MW | 2028 | 656.9348 | 605.5731 | 796.1449 | 1578.4585 | 909.2778
Option 10: 750 MW in 2028 | 750 MW | 2028 | 763.633 | 756.2601 | 983.1486 | 1928.6441 | 1107.9214
Option 11: 600 MW in 2028 and 600 MW in 2032 | 1200 MW | 2028 & 2032 | 781.3113 | 943.1715 | 1198.4833 | 2695.4342 | 1404.6001
Option 7: 750 MW in 2028 and 750 MW in 2032 | 1500 MW | 2028 & 2032 | 850.9888 | 1146.5714 | 1450.8584 | 3246.1425 | 1673.6403

## Market benefits
Outputs from EY market modelling
The sheet shows the output from EY's market modelling for each Option (1 to 11) for each of the 4 scenarios.
All values shown are expressed in 2019 dollars (millions), in present value terms as at 2025.
Option 1: 600 MW in 2026
Option 1: 600 MW in 2026
Scenario: | 1. Global slowdown
EY Ref: | SCS M600 M1_27 | to | SCS
|  |  |  | Yearly NPV benefit ($m) |  | 2020-21 | 2021-22 | 2022-23 | 2023-24 | 2024-25 | 2025-26 | 2026-27 | 2027-28 | 2028-29 | 2029-30 | 2030-31 | 2031-32 | 2032-33 | 2033-34 | 2034-35 | 2035-36 | 2036-37 | 2037-38 | 2038-39 | 2039-40 | 2040-41 | 2041-42 | 2042-43 | 2043-44 | 2044-45 | 2045-46 | 2046-47 | 2047-48 | 2048-49 | 2049-50
[5 empty] | CAPEX (Install) | 0.0038618 | 0.0037695 | -3.3384 | -3.1601 | -2.5233 | -5.8641 | -5.3893 | 25.8796 | 19.5654 | 23.9442 | 61.611 | 52.7084 | 21.8514 | 49.0835 | 31.1627 | 40.0703 | 21.4996 | 22.6349 | 20.7657 | 10.6148 | 17.4557 | 21.779 | 15.5056 | -22.6955 | -22.3168 | -19.3559 | -16.8055 | -19.8597 | -14.6358 | -5.9378
[5 empty] | Fixed O&M | 3.4812 | 3.287 | 2.3481 | 0.65497 | 1.0513 | 12.2168 | 21.9338 | 28.4701 | 14.5027 | 6.4816 | 8.7521 | 11.4022 | 4.7908 | 11.9883 | 6.5636 | 6.5123 | 1.6992 | 1.8136 | 1.4868 | -2.9427 | -0.51871 | 0.9694 | -0.67997 | -11.2763 | -10.9418 | -9.8361 | -9.121 | -9.197 | -7.0439 | -4.2694
[5 empty] | Fuel | 10.0051 | -1.1542 | 0.75787 | 4.1848 | 3.1611 | -37.4606 | -28.4106 | 14.462 | -16.8536 | 74.1012 | -19.6218 | 35.2455 | 46.115 | 31.1599 | 23.2628 | 79.0067 | 102.5992 | 64.4912 | 69.7997 | 70.7911 | 65.1084 | 91.2808 | 71.7111 | 128.8262 | 121.0165 | 106.4276 | 100.5546 | 71.4049 | 70.609 | 80.5283
[5 empty] | Variable O&M | -0.69085 | 0.35413 | 0.017392 | 0.16744 | 0.17137 | 6.676 | 8.2961 | -2.0495 | 5.7956 | 7.3979 | 5.3386 | 5.8734 | 11.3571 | 5.7967 | 10.2383 | 1.6802 | 2.9686 | 4.8988 | 4.1213 | 9.1672 | 6.2056 | 2.3758 | 3.2887 | 7.976 | 8.5257 | 8.149 | 6.9952 | 7.5308 | 5.3982 | 2.1672
[5 empty] | REZ Expansion | 0.00015373 | 0.00016579 | 0.00019098 | 0.00019558 | 0.00020049 | 0.00021448 | 0.00030839 | 0.00027284 | 0.00023206 | 3.1212 | 2.9474 | 3.0882 | 0.66321 | 5.5007 | 4.355 | 3.1548 | 2.0189 | 2.1086 | 1.9534 | -3.3191 | -0.64426 | 2.3507 | -1.1853 | -4.6888 | -4.6912 | -4.1592 | -3.9279 | -3.7625 | -1.7482 | -0.35326
[5 empty] | USE / DSP | 0.00096227 | 0.00096955 | 0.8764 | 0.0010238 | 0.00098969 | 6.6856 | 16.4234 | -0.0091208 | 0.00091492 | 0.00095559 | 6.0425 | 0.023496 | -0.005643 | 0.50291 | 3.0266 | 0.44167 | -0.0098568 | -0.013493 | -0.092381 | -4.2663 | 0.083175 | -4.2297 | -0.049476 | -0.16324 | 0.0007501 | 0.32962 | 1.3481 | 0.0029204 | 0.14939 | 0.71978
[5 empty] | REHAB | -4.4762 | 1.6754e-05 | 0.00022198 | 1.4511 | -1.0214 | 11.4282 | -10.1525 | 0.21594 | 9.7336 | -11.1152 | 0.61324 | -0.0010231 | -2.0103 | -1.78 | 1.3971 | 0.00066673 | 0.00016447 | 6.1177e-07 | 5.9453e-07 | 9.8161e-07 | 3.0109e-07 | 4.4773e-07 | -1.1824e-07 | 2.7539e-07 | 2.6633e-06 | 4.4148e-07 | 5.8685e-07 | -1.5712e-07 | 1.1111e-06 | -8.9408e-08
[5 empty] | SyncCon | 0.013551 | 0.016247 | 0.019318 | 0.024007 | 0.02731 | -0.21845 | -0.55556 | -0.36727 | -0.38795 | -0.19039 | -0.47295 | -0.41777 | -0.4929 | -0.29402 | -0.43721 | -0.1874 | -0.21983 | -0.30484 | -0.18489 | -0.30649 | -0.27392 | -0.10854 | -0.15722 | -0.11227 | -0.13955 | -0.1494 | -0.085881 | -0.15167 | -0.079707 | -0.018029
[5 empty] | Total | 8.3378 | 2.5082 | 0.68103 | 3.3235 | 0.8676 | -6.5363 | 2.1456 | 66.6021 | 32.3569 | 103.7415 | 65.2101 | 107.9223 | 82.2687 | 101.9581 | 79.5688 | 130.6793 | 130.5561 | 95.6288 | 97.8497 | 79.7385 | 87.416 | 114.4175 | 88.4334 | 97.8661 | 91.4536 | 81.4055 | 78.9576 | 45.9677 | 52.6489 | 72.8367
Option 1: 600 MW in 2026
Scenario: | 2. Status quo / current policy
EY Ref: | EC70 600 M1_27 | to | EC70
|  |  |  | Yearly NPV benefit ($m) |  | 2020-21 | 2021-22 | 2022-23 | 2023-24 | 2024-25 | 2025-26 | 2026-27 | 2027-28 | 2028-29 | 2029-30 | 2030-31 | 2031-32 | 2032-33 | 2033-34 | 2034-35 | 2035-36 | 2036-37 | 2037-38 | 2038-39 | 2039-40 | 2040-41 | 2041-42 | 2042-43 | 2043-44 | 2044-45 | 2045-46 | 2046-47 | 2047-48 | 2048-49 | 2049-50
[5 empty] | CAPEX (Install) | 2.2386 | 2.1159 | 4.5027 | -2.8125 | -7.7068 | -8.0353 | 0.29187 | -24.2461 | -18.0815 | 27.2776 | 25.6471 | 60.518 | 60.9319 | 41.8562 | 25.7192 | 31.1162 | -3.8708 | -8.0547 | -12.5213 | -35.5212 | -40.1042 | -31.5982 | -31.9686 | -32.2605 | -42.2268 | -39.5116 | -29.5574 | -29.8068 | -23.5406 | -18.7135
[5 empty] | Fixed O&M | 2.0421 | 1.9283 | 2.3798 | -0.048116 | -2.2151 | 6.5984 | 14.683 | -2.2111 | 2.4123 | 4.916 | 3.4215 | 10.4129 | 10.9679 | 6.5377 | 3.0017 | 3.7502 | -5.2335 | -1.8205 | -5.6701 | -13.8991 | -15.0626 | -12.4549 | -12.5524 | -12.5817 | -15.3415 | -14.4063 | -11.0573 | -10.9586 | -8.6973 | -7.2302
[5 empty] | Fuel | 0.27804 | 1.355 | 3.219 | 4.3885 | 7.5843 | -12.3019 | 14.5909 | 32.1058 | 54.831 | 47.37 | 21.8794 | 35.6969 | 20.4674 | 49.5612 | 5.5991 | 81.6404 | 108.1565 | 109.1303 | 127.8968 | 108.707 | 115.0805 | 143.4018 | 134.3479 | 137.5977 | 135.2516 | 126.3715 | 111.3658 | 80.8553 | 69.5537 | 96.0637
[5 empty] | Variable O&M | -0.25114 | 0.10118 | -0.68592 | -0.072289 | 0.38996 | 1.9418 | 7.7561 | 7.2468 | 6.4327 | 7.5488 | 4.8736 | 4.1757 | 2.9975 | 4.2872 | 3.4417 | 2.4523 | 6.1099 | 7.7539 | 7.6699 | 10.1294 | 9.5028 | 6.9672 | 7.529 | 7.0716 | 8.2403 | 7.8256 | 6.2193 | 6.6428 | 5.4238 | 3.7103
[5 empty] | REZ Expansion | 0.00066271 | 0.00070562 | 1.4908 | 1.4116 | 1.3293 | 1.2553 | 1.1855 | 1.1226 | 1.0572 | 4.5633 | 4.3091 | 13.2301 | 12.3764 | 11.3089 | 11.1161 | 11.3352 | 3.5786 | 3.0188 | 0.89597 | -1.6132 | -3.0782 | -0.79571 | -2.4489 | -3.0312 | -5.6446 | -5.4346 | -2.5803 | -2.7908 | -1.2895 | -0.12883
[5 empty] | USE / DSP | 0.0032381 | 0.0032398 | -8.6351 | -4.4723 | 0.0064657 | -3.3584 | 20.5184 | -0.0068974 | 0.047343 | 0.025166 | 1.3594 | -0.20794 | 0.0024197 | 3.7229 | 1.9228 | -0.24549 | 0.0032 | 6.1271 | 3.4269 | 0.015145 | -0.0051733 | -0.32176 | 0.026415 | 0.011635 | -0.035182 | 0.059576 | 0.025492 | 0.049221 | 0.0077232 | 0.27213
[5 empty] | REHAB | -1.0385 | 1.8847e-05 | 7.5282e-06 | -3.3415e-06 | 1.5862 | -19.195 | -3.4774 | 15.7487 | -0.71531 | 0.27296 | 1.0464e-06 | -0.11396 | -0.0038294 | 1.8175e-06 | 9.0631e-07 | -9.1414e-07 | -4.4169e-07 | 1.3297e-07 | 1.292e-07 | 1.1819e-07 | 8.0628e-07 | 5.5495e-07 | 8.6613e-08 | 4.4939e-07 | 3.0722e-05 | 2.1073e-07 | -3.0222e-08 | 7.2492e-08 | 2.6654e-07 | 1.8902e-07
[5 empty] | SyncCon | 0.028269 | 0.028829 | 0.046029 | -0.010429 | -0.0065485 | -0.070989 | -0.62095 | -0.54918 | -0.51435 | -0.45854 | -0.44901 | -0.42535 | -0.346 | -0.38378 | -0.426 | -0.26705 | -0.29899 | -0.20591 | -0.13399 | -0.28618 | -0.27226 | -0.12987 | -0.13217 | -0.12817 | -0.11429 | -0.075157 | -0.025343 | -0.11169 | -0.13566 | 0.03116
[5 empty] | Total | 3.3012 | 5.5332 | 2.3174 | -1.6154 | 0.96778 | -33.1661 | 54.9274 | 29.2106 | 45.4694 | 91.5153 | 61.041 | 123.2864 | 107.3936 | 116.8903 | 50.3747 | 129.7819 | 108.445 | 115.9489 | 121.5643 | 67.5319 | 66.0608 | 105.0685 | 94.8012 | 96.6795 | 80.1297 | 74.8291 | 74.3902 | 43.8793 | 41.322 | 74.0049
Option 1: 600 MW in 2026
Scenario: | 3. Sustained renewables uptake
EY Ref: | RRS 600 M1_27 | to | RRS
|  |  |  | Yearly NPV benefit ($m) |  | 2020-21 | 2021-22 | 2022-23 | 2023-24 | 2024-25 | 2025-26 | 2026-27 | 2027-28 | 2028-29 | 2029-30 | 2030-31 | 2031-32 | 2032-33 | 2033-34 | 2034-35 | 2035-36 | 2036-37 | 2037-38 | 2038-39 | 2039-40 | 2040-41 | 2041-42 | 2042-43 | 2043-44 | 2044-45 | 2045-46 | 2046-47 | 2047-48 | 2048-49 | 2049-50
[5 empty] | CAPEX (Install) | 3.7393e-05 | 7.9988e-05 | 1.6254 | 0.58535 | -1.066 | -6.2098 | 17.4668 | -14.8477 | 40.5729 | 29.415 | 61.7371 | 10.8796 | 19.0452 | 10.0862 | 6.1613 | 9.7042 | -17.2365 | -51.0261 | -30.8877 | -49.2023 | -50.0414 | -42.8719 | -41.5503 | -39.0275 | -42.4777 | -39.304 | -29.7917 | -29.8459 | -25.8663 | -19.3219
[5 empty] | Fixed O&M | 0.74801 | 0.70636 | 1.0851 | 1.1678 | 2.2291 | 3.2612 | 12.4918 | 2.3729 | 19.8278 | 15.7607 | 17.644 | 6.3876 | 8.9175 | 5.9984 | 5.0818 | 6.0682 | -0.56117 | -13.156 | -6.8632 | -17.8766 | -17.9568 | -15.7109 | -15.1271 | -14.1641 | -15.387 | -14.3213 | -11.0896 | -10.9207 | -9.406 | -7.2826
[5 empty] | Fuel | -0.1874 | 3.1681 | 2.09 | 3.6149 | 6.6666 | -9.0939 | 55.0084 | 40.015 | 34.9758 | 48.1949 | 54.1134 | 63.78 | 86.3898 | 125.8392 | 48.4591 | 106.862 | 119.5611 | 169.9847 | 154.278 | 125.9536 | 116.4146 | 155.5852 | 139.0188 | 150.9451 | 137.9654 | 115.4775 | 111.2749 | 82.3367 | 72.4294 | 95.7978
[5 empty] | Variable O&M | 0.035605 | 0.2896 | -0.33661 | 0.3367 | 0.43329 | 1.2382 | 6.3237 | 6.456 | 13.8593 | 8.2948 | -0.051798 | 6.4824 | 2.9249 | 1.6555 | 5.1759 | 1.848 | 5.5976 | 8.0459 | 6.1623 | 10.6569 | 9.8987 | 7.8762 | 8.1264 | 7.0954 | 7.7878 | 7.281 | 6.0987 | 6.3366 | 5.4857 | 3.3956
[5 empty] | REZ Expansion | 5.035e-07 | -2.8524e-06 | 5.9616e-05 | 5.1243e-05 | 0.46191 | 5.3102e-05 | 2.6771 | 6.69 | 13.6011 | 10.6556 | 14.6082 | 12.7369 | 15.2164 | 12.8182 | 12.1041 | 12.6361 | 3.5203 | -2.73 | -0.20039 | -3.075 | -4.1457 | -2.6825 | -2.8029 | -3.1691 | -5.1071 | -4.719 | -1.9901 | -2.7466 | -1.6412 | 0.85422
[5 empty] | USE / DSP | -3.393e-05 | -3.348e-05 | -0.00018744 | 1.8358 | -0.34756 | 1.018 | 21.8616 | -0.027327 | -3.5868e-05 | 0.016533 | -3.7467 | 0.77162 | 0.073963 | 1.0709 | 0.10121 | -0.10581 | -0.00024556 | -0.27391 | 0.37348 | -0.2455 | -0.08218 | 0.040576 | -0.049836 | -0.042363 | -0.00069629 | -0.0038284 | 0.13204 | 0.043023 | 0.032336 | 0.3009
[5 empty] | REHAB | -0.69412 | 3.4923e-06 | -2.4129e-06 | -5.5618e-06 | -2.6564 | -13.2117 | 1.8073e-06 | -0.2166 | 9.2449e-05 | -2.1494e-07 | 6.2282e-08 | 5.1674e-09 | -9.0519e-06 | 2.8151e-07 | 2.4827e-06 | -1.3814e-09 | -5.7328e-09 | -7.4322e-10 | 2.7298e-09 | 1.2234e-09 | 2.8493e-07 | 7.9435e-08 | 1.8886e-07 | 3.5205e-07 | 1.1966e-07 | -2.351e-09 | -2.0391e-09 | -6.5962e-10 | 4.3389e-06 | 2.6771e-08
[5 empty] | SyncCon | 0.00029742 | 0.0039476 | 0.017471 | 0.011228 | 0.01403 | -0.052138 | -0.53304 | -0.95344 | -0.75406 | -0.64477 | -0.41848 | -0.53677 | -0.39816 | -0.29293 | -0.40235 | -0.22548 | -0.27958 | -0.19373 | -0.099826 | -0.27146 | -0.29822 | -0.11785 | -0.13533 | -0.12642 | -0.1279 | -0.079165 | -0.041265 | -0.11517 | -0.15774 | 0.023993
[5 empty] | Total | -0.097601 | 4.1681 | 4.4813 | 7.5518 | 5.735 | -23.0501 | 115.2964 | 39.4888 | 122.0829 | 111.6928 | 143.8856 | 100.5014 | 132.1695 | 157.1755 | 76.6812 | 136.7873 | 110.6015 | 110.651 | 122.7627 | 65.9396 | 53.7889 | 102.1188 | 87.4798 | 101.5111 | 82.6528 | 64.3314 | 74.593 | 45.088 | 40.8762 | 73.768
Option 1: 600 MW in 2026
Scenario: | 4. Accelerated transition to low emissions future
EY Ref: | FCS 600 M1_27 | to | FCS
|  |  |  | Yearly NPV benefit ($m) |  | 2020-21 | 2021-22 | 2022-23 | 2023-24 | 2024-25 | 2025-26 | 2026-27 | 2027-28 | 2028-29 | 2029-30 | 2030-31 | 2031-32 | 2032-33 | 2033-34 | 2034-35 | 2035-36 | 2036-37 | 2037-38 | 2038-39 | 2039-40 | 2040-41 | 2041-42 | 2042-43 | 2043-44 | 2044-45 | 2045-46 | 2046-47 | 2047-48 | 2048-49 | 2049-50
[5 empty] | CAPEX (Install) | -4.1198 | -10.8981 | 1.429 | 11.5527 | 19.1312 | -6.1498 | 49.3612 | 80.3786 | 87.4008 | 26.1459 | 43.025 | 30.2825 | 40.6977 | 72.1181 | 27.0374 | 44.9637 | 28.3089 | 25.4337 | 23.3711 | 0.20721 | -2.2585 | -0.61923 | -3.2116 | 30.4024 | 21.8373 | 16.2058 | 73.2982 | 70.8773 | 80.1846 | 103.1135
[5 empty] | Fixed O&M | -1.7658 | -3.4257 | -0.8687 | 3.4095 | 11.0067 | 9.4349 | 24.5935 | 33.2297 | 46.8598 | 11.9865 | 16.1105 | 2.833 | 6.263 | 16.8088 | 6.3101 | 7.6338 | 6.3894 | 5.2626 | 2.2134 | -24.2533 | -29.5848 | -27.1263 | -25.1379 | -11.6166 | -14.4168 | -14.7985 | -0.52065 | -1.5832 | 1.1462 | 6.3333
[5 empty] | Fuel | 3.2991 | 3.3748 | -1.6028 | 1.5193 | -8.7722 | -10.0091 | 7.6583 | -6.6193 | -12.6943 | 36.379 | 16.9966 | 34.6356 | 35.2006 | 31.4034 | 22.4503 | 77.0141 | 59.7233 | 81.878 | 90.7765 | 166.6494 | 203.4168 | 191.2243 | 151.869 | 135.821 | 138.4535 | 132.5524 | 62.5415 | 53.9607 | 11.3176 | 12.9757
[5 empty] | Variable O&M | 0.69408 | 1.4443 | -0.049035 | -1.1374 | -1.4017 | 2.7899 | 2.9789 | 4.612 | 0.51641 | 4.8393 | 1.0089 | 5.8939 | 4.1595 | 1.2001 | 3.4832 | 1.4067 | 3.6444 | 2.5125 | -0.80103 | 8.6485 | 8.024 | 7.3091 | 7.4931 | 3.0884 | 4.3243 | 4.6215 | -0.13265 | -0.10946 | -4.0949 | -3.6087
[5 empty] | REZ Expansion | -0.0024885 | -0.0029802 | 2.3448 | 3.2226 | 3.1569 | 3.2067 | 6.9579 | 15.1072 | 27.2971 | 17.8491 | 20.4695 | 21.8694 | 28.0143 | 22.1724 | 18.7119 | 28.4805 | 30.7679 | 24.8552 | 26.2549 | 12.4711 | 6.7788 | 6.4011 | 6.0445 | 15.0189 | 9.184 | 7.408 | 12.1048 | 12.8267 | 12.5188 | 20.5804
[5 empty] | USE / DSP | -0.0093206 | -0.0094275 | -14.0141 | -4.4995 | -1.1479 | 2.4571 | 3.9278 | 0.024327 | 0.55059 | 0.74943 | -0.0036719 | -2.4113 | -0.0097312 | -0.27048 | 1.3288 | -4.8695 | 0.48217 | -1.0798 | 0.35078 | 0.074387 | -0.13652 | 0.82287 | -0.25515 | -4.5208 | -0.11799 | 2.3398 | 4.7689 | 12.8966 | 84.7048 | 82.1985
[5 empty] | REHAB | 0.92135 | -0.00021884 | -4.4548e-06 | -1.0201 | -2.6124 | -5.9923 | -9.4215 | 1.2434 | 5.9214 | 4.5732 | 0.038565 | -2.3585e-05 | -0.68013 | -2.6075e-06 | -0.45426 | -1.311e-06 | -1.3735e-06 | -2.0715e-06 | -1.521e-06 | 8.3857 | -0.86826 | -0.27708 | -9.3784e-07 | -1.6591 | 0.29421 | 0.18124 | 3.217 | 0.94546 | -3.7842 | -0.00052113
[5 empty] | SyncCon | -0.07045 | -0.04685 | 0.0013807 | 0.10001 | 0.053234 | -0.027121 | -0.72114 | -0.71728 | -0.64542 | -0.65008 | -0.5056 | -0.60581 | -0.58252 | -0.3209 | -0.52894 | -0.24841 | -0.22789 | -0.096498 | -0.058974 | -0.10194 | -0.10025 | 0.021467 | -0.077881 | -0.072721 | -0.051523 | 0.010453 | 0.0047354 | -0.043164 | -0.062058 | 0.10483
[5 empty] | Total | -1.0533 | -9.5642 | -12.7595 | 13.147 | 19.4138 | -4.2897 | 85.3349 | 127.2586 | 155.2063 | 101.8724 | 97.1397 | 92.4973 | 113.0627 | 143.1114 | 78.3385 | 154.3809 | 129.0881 | 138.7657 | 142.1067 | 172.0811 | 185.2712 | 177.7562 | 136.724 | 166.4616 | 159.507 | 148.5207 | 155.2817 | 149.7709 | 181.9309 | 221.697
Option 2: 750 MW in 2026
Option 2: 750 MW in 2026
Scenario: | 1. Global slowdown
EY Ref: | SCS M750 M1_27 | to | SCS
|  |  |  | Yearly NPV benefit ($m) |  | 2020-21 | 2021-22 | 2022-23 | 2023-24 | 2024-25 | 2025-26 | 2026-27 | 2027-28 | 2028-29 | 2029-30 | 2030-31 | 2031-32 | 2032-33 | 2033-34 | 2034-35 | 2035-36 | 2036-37 | 2037-38 | 2038-39 | 2039-40 | 2040-41 | 2041-42 | 2042-43 | 2043-44 | 2044-45 | 2045-46 | 2046-47 | 2047-48 | 2048-49 | 2049-50
[5 empty] | CAPEX (Install) | 0.0016649 | 0.0016597 | -3.772 | -3.5712 | -4.1286 | -9.5337 | -7.8278 | 23.5705 | 14.8879 | 20.3822 | 58.6349 | 58.9658 | 20.6682 | 53.1016 | 48.34 | 50.8148 | 24.085 | 23.8643 | 21.1534 | 14.2525 | 20.2847 | 22.3165 | 14.8491 | -25.1162 | -25.5528 | -22.3355 | -18.9018 | -22.2226 | -16.2957 | -7.1531
[5 empty] | Fixed O&M | 3.6067 | 3.4056 | 2.3881 | 1.0348 | 1.1372 | 9.982 | 19.5243 | 25.8413 | 8.9433 | 5.7022 | 8.0697 | 13.1576 | 3.9701 | 12.7859 | 10.2343 | 8.4978 | 1.5274 | 1.4474 | 0.90417 | -3.295 | -1.0305 | 0.27604 | -1.7121 | -12.9433 | -12.8242 | -11.5911 | -10.6761 | -10.723 | -8.2667 | -5.398
[5 empty] | Fuel | 10.0662 | -1.3078 | 1.9862 | 5.0002 | 4.3569 | -38.5601 | -44.7309 | 15.5431 | -22.1983 | 87.9061 | -16.0306 | 45.0579 | 54.9899 | 42.2849 | 26.1632 | 86.739 | 112.695 | 76.2916 | 80.3492 | 79.0989 | 55.3665 | 106.2178 | 81.3101 | 143.3762 | 133.1847 | 116.4341 | 116.973 | 76.4771 | 82.6539 | 97.5816
[5 empty] | Variable O&M | -0.70176 | 0.35916 | 0.098909 | 0.15713 | 0.27602 | 7.4843 | 10.6129 | -1.3525 | 7.8979 | 10.3042 | 5.845 | 6.9854 | 11.2387 | 7.024 | 9.1791 | 1.6843 | 3.6346 | 5.562 | 4.5421 | 9.3812 | 6.2361 | 3.1154 | 4.6874 | 9.747 | 10.547 | 9.7491 | 7.9917 | 8.3402 | 6.2695 | 2.6641
[5 empty] | REZ Expansion | 6.6168e-05 | 8.1527e-05 | 8.0147e-05 | 9.2764e-05 | 0.00010521 | 0.00011597 | 0.00019912 | 0.00015148 | 0.00010943 | 3.1224 | 2.9485 | 3.874 | 0.94434 | 6.5664 | 6.1438 | 5.1666 | 4.0438 | 4.3668 | 3.821 | -1.8198 | 0.56923 | 3.944 | -0.49437 | -4.5896 | -4.9202 | -4.3639 | -4.1212 | -3.9553 | -1.683 | -0.32194
[5 empty] | USE / DSP | 0.0010262 | 0.0010274 | 0.38923 | 0.0010544 | 0.0010341 | 7.9046 | 16.6885 | -0.0096238 | 0.00094226 | 0.00098201 | 8.4806 | 0.023459 | -0.0056209 | 0.49857 | 2.9739 | 0.65929 | -0.016563 | 0.59943 | 0.45991 | -5.452 | 0.20643 | -3.2576 | -0.049752 | -0.24168 | 0.00077825 | 0.33232 | 1.3439 | 0.0023519 | 0.16587 | 0.72227
[5 empty] | REHAB | -4.638 | 7.4059e-06 | 0.00015597 | 1.1347 | -1.3169 | 10.6435 | -10.2441 | 0.89177 | 13.1106 | -13.5371 | 0.61324 | 0.052187 | -1.824 | -1.7096 | 1.9155 | -0.51806 | 0.00016132 | 4.1978e-07 | 4.1225e-07 | 2.0029e-06 | 7.3635e-08 | 4.4842e-07 | 6.3216e-08 | 3.616e-07 | 2.1771e-06 | 1.0609e-07 | 5.2063e-07 | 2.3782e-07 | 1.4678e-06 | 2.0622e-07
[5 empty] | SyncCon | 0.013586 | 0.015407 | 0.019354 | 0.024045 | 0.026294 | -0.23348 | -0.70464 | -0.37626 | -0.40943 | -0.21092 | -0.49715 | -0.45501 | -0.49591 | -0.33989 | -0.44311 | -0.22842 | -0.27256 | -0.35841 | -0.23171 | -0.36101 | -0.3003 | -0.13716 | -0.20666 | -0.14473 | -0.18529 | -0.18695 | -0.10511 | -0.17599 | -0.13407 | -0.02052
[5 empty] | Total | 8.3495 | 2.4751 | 1.11 | 3.7809 | 0.35206 | -12.3127 | -16.6815 | 64.1085 | 22.2332 | 113.6701 | 68.0641 | 127.6613 | 89.4856 | 120.2119 | 104.5066 | 152.8154 | 145.6969 | 111.7732 | 110.9982 | 91.8048 | 81.3323 | 132.475 | 98.3837 | 110.0877 | 100.25 | 88.038 | 92.5046 | 47.7428 | 62.7099 | 88.0745
Option 2: 750 MW in 2026
Scenario: | 2. Status quo / current policy
EY Ref: | EC70 M750 FY27 | to | EC70
|  |  |  | Yearly NPV benefit ($m) |  | 2020-21 | 2021-22 | 2022-23 | 2023-24 | 2024-25 | 2025-26 | 2026-27 | 2027-28 | 2028-29 | 2029-30 | 2030-31 | 2031-32 | 2032-33 | 2033-34 | 2034-35 | 2035-36 | 2036-37 | 2037-38 | 2038-39 | 2039-40 | 2040-41 | 2041-42 | 2042-43 | 2043-44 | 2044-45 | 2045-46 | 2046-47 | 2047-48 | 2048-49 | 2049-50
[5 empty] | CAPEX (Install) | 2.2444 | 2.1213 | 4.2455 | -2.4385 | -9.6147 | -10.9759 | 12.7898 | -28.8382 | -25.9635 | 27.0262 | 29.0635 | 62.5206 | 64.0848 | 45.3434 | 26.7956 | 43.2614 | 1.0019 | -10.7191 | -6.0325 | -49.6223 | -53.6325 | -45.0995 | -44.0281 | -44.3903 | -50.774 | -46.7341 | -35.7019 | -37.2316 | -31.1127 | -26.0403
[5 empty] | Fixed O&M | 1.8646 | 1.7608 | 2.3818 | 0.19547 | -2.4363 | 5.8073 | 15.4301 | -3.5312 | 0.64127 | 4.4831 | 3.4922 | 9.8109 | 10.6972 | 6.317 | 2.0535 | 6.234 | -4.5106 | -2.3726 | -3.0816 | -18.6828 | -19.6486 | -16.9869 | -16.6647 | -16.7082 | -18.4614 | -17.1183 | -13.4009 | -13.611 | -11.2818 | -9.73
[5 empty] | Fuel | 0.47872 | 1.49 | 3.492 | 4.6293 | 8.2689 | -11.7445 | 10.8606 | 34.3876 | 58.8401 | 60.6719 | 25.9606 | 43.1558 | 23.7602 | 52.9497 | 7.6665 | 92.7096 | 119.6216 | 125.0849 | 132.5726 | 140.6714 | 139.4023 | 174.3382 | 166.4685 | 169.2855 | 161.7953 | 147.7719 | 133.4445 | 101.1234 | 90.9549 | 115.7721
[5 empty] | Variable O&M | -0.26107 | 0.096273 | -0.45034 | 0.17962 | 0.62163 | 2.2562 | 6.8589 | 8.2749 | 7.3775 | 8.2565 | 4.4695 | 5.0556 | 3.1962 | 4.5265 | 3.2404 | 2.6086 | 6.3016 | 8.7424 | 8.5495 | 12.1225 | 11.4168 | 9.0573 | 9.2833 | 8.7102 | 9.6011 | 9.0844 | 7.3741 | 7.9407 | 6.5988 | 4.9317
[5 empty] | REZ Expansion | 0.00076269 | 0.00080616 | 1.032 | 0.97724 | 0.92028 | 0.86908 | 0.82085 | 0.77727 | 0.7321 | 5.548 | 5.2389 | 14.9312 | 14.312 | 13.1401 | 12.8453 | 13.0976 | 6.6118 | 5.4264 | 4.2466 | -2.1421 | -3.8367 | -1.4213 | -3.0531 | -3.9365 | -6.1715 | -5.7985 | -2.7325 | -3.0847 | -1.252 | -0.17411
[5 empty] | USE / DSP | 0.0033113 | 0.0033215 | -5.757 | -3.1874 | 0.0054035 | -4.3466 | 20.7646 | -0.0067622 | 0.047483 | 0.025311 | 1.3686 | -0.018225 | 0.0025361 | 3.7334 | 2.036 | -0.3481 | 0.003422 | 6.9359 | 4.0545 | -0.025948 | -0.029095 | -0.17844 | 0.047355 | 0.016782 | -0.0060054 | 0.0054604 | 0.013209 | 0.093676 | 0.014484 | 0.369
[5 empty] | REHAB | 0.96703 | 2.4922e-05 | 8.5173e-06 | 1.3268e-06 | 1.1326 | -18.7668 | -2.7297 | 15.2655 | -0.83942 | 0.27296 | 1.2312e-06 | -0.11344 | -0.81369 | 1.4191e-06 | 6.4944e-07 | -2.0524e-07 | -8.821e-07 | 4.754e-09 | 2.889e-08 | 3.9343e-08 | 8.0818e-07 | 6.4321e-07 | 4.8389e-08 | 4.1402e-07 | 4.3677e-05 | 2.1749e-07 | 1.954e-07 | 5.5844e-08 | 2.7645e-07 | 2.2048e-07
[5 empty] | SyncCon | 0.02838 | 0.029007 | 0.046387 | -0.0090515 | -0.0094471 | -0.080649 | -0.57622 | -0.58438 | -0.65534 | -0.5214 | -0.50273 | -0.41911 | -0.38777 | -0.39517 | -0.51968 | -0.28805 | -0.34411 | -0.21654 | -0.15608 | -0.29267 | -0.28202 | -0.12871 | -0.14498 | -0.14875 | -0.15228 | -0.086854 | -0.041998 | -0.10569 | -0.14425 | 0.039541
[5 empty] | Total | 5.3261 | 5.5015 | 4.9903 | 0.34672 | -1.1116 | -36.9819 | 64.2189 | 25.7448 | 40.1802 | 105.7625 | 69.0907 | 134.9233 | 114.8515 | 125.6148 | 54.1177 | 157.2751 | 128.6856 | 132.8813 | 140.1531 | 82.0281 | 73.3902 | 119.5806 | 111.9082 | 112.8289 | 95.8314 | 87.1239 | 88.9545 | 55.1247 | 53.7774 | 85.168
Option 2: 750 MW in 2026
Scenario: | 3. Sustained renewables uptake
EY Ref: | RRS 750 M1_27 | to | RRS
|  |  |  | Yearly NPV benefit ($m) |  | 2020-21 | 2021-22 | 2022-23 | 2023-24 | 2024-25 | 2025-26 | 2026-27 | 2027-28 | 2028-29 | 2029-30 | 2030-31 | 2031-32 | 2032-33 | 2033-34 | 2034-35 | 2035-36 | 2036-37 | 2037-38 | 2038-39 | 2039-40 | 2040-41 | 2041-42 | 2042-43 | 2043-44 | 2044-45 | 2045-46 | 2046-47 | 2047-48 | 2048-49 | 2049-50
[5 empty] | CAPEX (Install) | -0.004677 | -0.0048162 | 1.6507 | 0.41369 | -1.1482 | -6.505 | 11.8243 | -18.4596 | 50.8448 | 19.6324 | 68.6796 | 8.3334 | 23.1587 | 13.6126 | 3.367 | 9.8065 | -21.4658 | -62.3473 | -34.5582 | -61.4355 | -62.9511 | -53.6306 | -47.4648 | -46.5232 | -53.7786 | -50.0883 | -39.533 | -41.2854 | -36.5273 | -31.022
[5 empty] | Fixed O&M | 0.74748 | 0.7058 | 1.0923 | 1.1523 | 2.2653 | 8.2777 | 15.5481 | 1.5842 | 22.651 | 13.4799 | 18.3052 | 4.5466 | 9.1423 | 6.0675 | 3.4692 | 5.3911 | -2.331 | -17.4678 | -8.7129 | -21.9576 | -22.2171 | -19.3392 | -17.3086 | -16.7992 | -19.0048 | -17.7604 | -14.1922 | -14.577 | -12.8224 | -11.013
[5 empty] | Fuel | -0.18353 | 3.1852 | 2.0854 | 3.7774 | 6.7101 | -10.4597 | 65.795 | 50.4954 | 42.3302 | 55.3473 | 60.2512 | 75.6042 | 93.3253 | 139.669 | 55.7978 | 121.3322 | 140.3585 | 203.896 | 182.4254 | 158.6193 | 145.0536 | 184.3394 | 161.7904 | 177.027 | 164.9444 | 139.0671 | 136.7849 | 108.954 | 98.0693 | 120.7911
[5 empty] | Variable O&M | 0.034689 | 0.28865 | -0.34019 | 0.38413 | 0.46346 | 1.2141 | 6.6024 | 6.7606 | 15.0773 | 10.0139 | 0.31977 | 7.5254 | 3.5566 | 2.5934 | 5.8225 | 2.3228 | 6.395 | 10.0458 | 7.5367 | 12.5331 | 11.7184 | 9.6809 | 9.3322 | 8.1937 | 9.2091 | 8.6057 | 7.4226 | 7.8915 | 6.9461 | 4.96
[5 empty] | REZ Expansion | -0.00018161 | -0.00018888 | -0.00023927 | -0.00024494 | 0.48444 | -0.00030625 | 2.5396 | 7.5797 | 16.2366 | 11.1772 | 16.4545 | 13.7858 | 18.2563 | 15.4476 | 14.5869 | 16.3153 | 5.2258 | -2.8444 | 1.1219 | -2.5638 | -4.1157 | -2.3889 | -1.5703 | -2.1519 | -4.7883 | -4.4042 | -1.5373 | -3.4055 | -2.1327 | -0.39223
[5 empty] | USE / DSP | -0.00088264 | -0.00088446 | -0.00035149 | 1.9467 | -0.34824 | 0.87943 | 23.9431 | -0.069465 | -0.0010542 | 0.01566 | -3.5622 | 0.8333 | 0.073234 | 0.76681 | 0.014674 | -0.40203 | -0.0016238 | -0.15018 | 0.31186 | -0.15845 | -0.066269 | 0.15968 | 0.38504 | -0.061774 | -0.0014594 | -0.01727 | 0.091719 | -0.019975 | 0.018719 | 0.33603
[5 empty] | REHAB | -0.69164 | 3.5017e-06 | -7.7778e-07 | -2.1488e-06 | -2.7052 | -21.9157 | 4.6228e-07 | 6.0942 | 9.043e-05 | -1.7695e-07 | -2.9706e-08 | -2.4455e-07 | 2.9012e-05 | 2.3232e-07 | 1.3094e-06 | -1.2708e-07 | -1.8362e-07 | -1.1937e-07 | -8.4629e-08 | -6.6702e-08 | 1.5503e-07 | 8.9637e-08 | 1.7462e-07 | 1.5293e-07 | -5.6805e-06 | -5.0488e-08 | -4.9312e-08 | -3.0243e-08 | -6.02e-06 | -3.6514e-08
[5 empty] | SyncCon | 0.00022174 | 0.0039087 | 0.017433 | 0.010894 | 0.01394 | -0.054925 | -0.65883 | -1.0521 | -0.87984 | -0.66156 | -0.44186 | -0.58944 | -0.46853 | -0.32203 | -0.48662 | -0.29102 | -0.34324 | -0.20797 | -0.11867 | -0.28651 | -0.30791 | -0.13336 | -0.16472 | -0.17808 | -0.12721 | -0.036741 | -0.014014 | -0.090075 | -0.13008 | 0.049929
[5 empty] | Total | -0.098522 | 4.1777 | 4.505 | 7.6849 | 5.7356 | -28.5644 | 125.5936 | 52.933 | 146.2592 | 109.005 | 160.0063 | 110.0391 | 147.044 | 177.8348 | 82.5714 | 154.4749 | 127.8377 | 130.9242 | 148.0061 | 84.7506 | 67.1138 | 118.6879 | 104.9992 | 119.5065 | 96.453 | 75.3659 | 89.0228 | 57.4676 | 53.4218 | 83.7099
Option 2: 750 MW in 2026
Scenario: | 4. Accelerated transition to low emissions future
EY Ref: | FCS 750 M1_27 | to | FCS
|  |  |  | Yearly NPV benefit ($m) |  | 2020-21 | 2021-22 | 2022-23 | 2023-24 | 2024-25 | 2025-26 | 2026-27 | 2027-28 | 2028-29 | 2029-30 | 2030-31 | 2031-32 | 2032-33 | 2033-34 | 2034-35 | 2035-36 | 2036-37 | 2037-38 | 2038-39 | 2039-40 | 2040-41 | 2041-42 | 2042-43 | 2043-44 | 2044-45 | 2045-46 | 2046-47 | 2047-48 | 2048-49 | 2049-50
[5 empty] | CAPEX (Install) | -2.7464 | -8.7079 | 2.8536 | 9.4322 | 15.5396 | -13.6472 | 54.6358 | 96.6065 | 101.9111 | 27.8997 | 43.0214 | 25.9576 | 40.1417 | 73.5234 | 27.8567 | 49.4202 | 27.5003 | 31.0608 | 32.607 | -1.7486 | -2.8462 | -0.58195 | -3.9289 | 35.9444 | 22.7416 | 20.1241 | 89.9416 | 83.0179 | 83.7206 | 118.9075
[5 empty] | Fixed O&M | -1.5433 | -2.9922 | -0.63971 | 2.7779 | 9.6408 | 11.2242 | 29.1664 | 42.9781 | 55.0429 | 15.9205 | 20.0754 | 3.1119 | 7.6273 | 18.8393 | 8.8601 | 11.5001 | 8.8226 | 8.6742 | 6.5434 | -28.0785 | -36.6183 | -33.5722 | -31.1351 | -15.6841 | -18.7661 | -18.3585 | -0.36488 | -3.1875 | -0.62391 | 6.2253
[5 empty] | Fuel | 3.0961 | 5.9178 | 0.15273 | 1.3386 | -7.7896 | -10.7347 | 9.4547 | -7.3053 | -5.8016 | 43.2978 | 22.3278 | 41.3356 | 39.8066 | 38.6762 | 25.9113 | 91.6428 | 74.0439 | 95.064 | 104.553 | 196.9363 | 250.7022 | 235.7529 | 188.7357 | 168.377 | 170.384 | 157.8993 | 69.5331 | 66.8891 | 13.4725 | 15.9255
[5 empty] | Variable O&M | 0.56621 | 1.2868 | -0.18562 | -0.71783 | -1.0905 | 3.8357 | 2.9764 | 4.6905 | 0.2277 | 5.7895 | 1.7503 | 6.8239 | 5.3174 | 2.5295 | 4.3036 | 1.2548 | 3.7203 | 2.2707 | -1.2909 | 10.3787 | 9.662 | 8.6785 | 8.888 | 3.588 | 5.2892 | 5.4078 | -0.70025 | 0.10868 | -4.7026 | -4.0682
[5 empty] | REZ Expansion | -0.0012682 | -0.0015681 | 2.4306 | 2.8224 | 2.7235 | 2.8911 | 7.0085 | 15.8215 | 29.0815 | 18.5772 | 21.675 | 23.6288 | 30.2928 | 23.6808 | 20.2309 | 32.8886 | 34.7659 | 27.9961 | 28.4922 | 13.1731 | 7.071 | 6.677 | 6.305 | 17.7618 | 11.3042 | 9.2271 | 15.1598 | 14.6851 | 14.0474 | 23.7555
[5 empty] | USE / DSP | -0.0055088 | -0.0054929 | -14.5294 | -4.5045 | -1.2935 | 1.7769 | 2.6154 | -0.2072 | 0.56008 | 0.83923 | -0.04986 | -4.1872 | -0.0035477 | -0.85315 | 1.6408 | -3.0127 | 0.65379 | -1.0237 | 0.11889 | -0.033974 | -0.096756 | 0.94683 | -0.32751 | -4.3355 | -0.11322 | 2.3988 | 6.8571 | 13.7336 | 116.2749 | 102.7043
[5 empty] | REHAB | 1.1051 | -9.0986e-05 | -2.6302e-06 | -1.0328 | -2.6736 | -12.2792 | -10.3897 | 2.1553 | 6.0571 | 4.8853 | -0.040335 | -0.0079031 | -0.75553 | -6.2022e-06 | -0.53922 | -4.1526e-06 | -2.1968e-06 | -2.147e-06 | -8.3841e-07 | 9.0482 | 0.17932 | -0.34679 | -5.0465e-07 | -1.7955 | 0.12059 | 0.11639 | 3.1164 | 2.0559 | -4.7528 | -0.00037991
[5 empty] | SyncCon | -0.059807 | -0.037354 | 0.010155 | 0.069905 | 0.036091 | -0.067218 | -0.91472 | -0.80237 | -0.67673 | -0.67012 | -0.48772 | -0.64143 | -0.67118 | -0.3819 | -0.55235 | -0.23973 | -0.2097 | -0.08691 | -0.018132 | -0.12449 | -0.12939 | 0.089775 | -0.046519 | -0.050997 | -0.057645 | 0.011272 | 0.021391 | -0.031639 | -0.063675 | 0.10316
[5 empty] | Total | 0.41108 | -4.54 | -9.9077 | 10.1858 | 15.0929 | -17.0005 | 94.5528 | 153.9369 | 186.4021 | 116.539 | 108.272 | 96.0213 | 121.7555 | 156.0141 | 87.7118 | 183.454 | 149.2972 | 163.9553 | 171.0054 | 199.5507 | 227.9238 | 217.6441 | 168.4907 | 203.8051 | 190.9027 | 176.8262 | 183.5643 | 177.2711 | 217.3725 | 263.5526
Option 3: 600 MW in 2026 and 600 MW in 2028
Option 3: 600 MW in 2026 and 600 MW in 2028
Scenario: | 1. Global slowdown
EY Ref: | SCS M1200 M1_27 M2_29 | to | SCS
|  |  |  | Yearly NPV benefit ($m) |  | 2020-21 | 2021-22 | 2022-23 | 2023-24 | 2024-25 | 2025-26 | 2026-27 | 2027-28 | 2028-29 | 2029-30 | 2030-31 | 2031-32 | 2032-33 | 2033-34 | 2034-35 | 2035-36 | 2036-37 | 2037-38 | 2038-39 | 2039-40 | 2040-41 | 2041-42 | 2042-43 | 2043-44 | 2044-45 | 2045-46 | 2046-47 | 2047-48 | 2048-49 | 2049-50
[5 empty] | CAPEX (Install) | 0.013924 | 0.013671 | -4.923 | -4.6595 | -9.5052 | -18.0382 | -14.0492 | 14.7377 | 5.9608 | 14.4038 | 52.9906 | 70.3162 | 11.2489 | 58.8771 | 73.1289 | 86.9683 | 42.4321 | 39.4477 | 42.7603 | 26.5956 | 28.4855 | 27.0947 | 19.5083 | -31.8501 | -34.4465 | -33.0999 | -26.9907 | -30.8752 | -29.053 | -23.5147
[5 empty] | Fixed O&M | 3.496 | 3.3008 | 2.0522 | 2.035 | 1.4853 | 3.4967 | 9.4343 | 16.6066 | 2.1452 | 5.1554 | 7.553 | 15.8019 | 0.48605 | 13.6015 | 13.295 | 14.995 | 3.3746 | 2.7908 | 4.3794 | -3.8135 | -2.4571 | -1.7224 | -3.5961 | -18.0415 | -18.4171 | -17.3149 | -15.812 | -15.7262 | -14.677 | -13.1142
[5 empty] | Fuel | 10.2039 | -1.5753 | 4.6144 | 7.7774 | 8.064 | -35.6754 | -43.8376 | 9.2032 | -18.3718 | 107.9601 | -18.358 | 58.0585 | 63.9504 | 60.0779 | 24.8747 | 97.7806 | 132.559 | 85.9487 | 78.0352 | 76.9617 | 84.8649 | 131.8111 | 107.3836 | 188.2793 | 176.3934 | 143.1718 | 163.8635 | 108.6589 | 121.1921 | 147.304
[5 empty] | Variable O&M | -0.72 | 0.37105 | 0.2813 | 0.075523 | 0.61674 | 9.0188 | 11.9832 | 0.72082 | 9.7222 | 12.8707 | 7.7992 | 8.9011 | 12.1278 | 9.0658 | 7.0414 | 1.0438 | 4.2446 | 5.84 | 3.8355 | 8.6828 | 6.2663 | 5.6284 | 6.3686 | 13.7251 | 14.4679 | 13.3173 | 11.5125 | 11.2124 | 10.0623 | 7.967
[5 empty] | REZ Expansion | 0.00067837 | 0.00067803 | 0.00080959 | 0.00079345 | 0.00078274 | 0.00078038 | 0.00087498 | 0.00086358 | 0.00082016 | 2.9944 | 2.8276 | 5.5327 | 2.3122 | 7.9895 | 8.5684 | 10.6448 | 7.6257 | 8.5344 | 8.0494 | 3.1042 | 4.0677 | 6.5804 | 1.9772 | -5.163 | -5.9033 | -5.3519 | -5.0541 | -4.786 | -3.6742 | -3.1737
[5 empty] | USE / DSP | 0.0034316 | 0.0034101 | -0.39406 | 0.0034029 | -0.022983 | 11.6383 | 17.1086 | -0.0066889 | 0.0032788 | 0.0033498 | 8.5148 | 0.025896 | -0.0035269 | 0.85007 | 2.8279 | 1.1281 | -0.022065 | 1.3164 | 1.7261 | -8.6603 | 0.3415 | -5.6422 | -0.13352 | -0.43862 | 0.0030995 | 0.39929 | 2.0302 | -0.0006149 | 0.010538 | 0.60599
[5 empty] | REHAB | -2.0966 | 7.3893e-05 | 0.00025347 | -0.083656 | -4.0964 | 7.8943 | -5.5021 | -1.3853 | 13.6877 | -13.9683 | 0.61325 | 0.96952 | -1.0068 | -1.5608 | 13.4979 | -12.1027 | 0.00033331 | 1.4087e-06 | 1.2661e-06 | 3.3059e-06 | -0.46616 | 1.2433e-07 | 1.7544e-07 | 4.6049e-07 | 3.0682e-06 | 3.1938e-07 | 5.0578e-07 | 1.7683e-07 | 1.6077e-06 | 1.2057e-07
[5 empty] | SyncCon | 0.013873 | 0.015267 | 0.019652 | 0.024679 | 0.022598 | -0.2465 | -0.76734 | -0.3982 | -0.46992 | -0.25669 | -0.49544 | -0.49019 | -0.51977 | -0.38506 | -0.51323 | -0.38482 | -0.3925 | -0.41158 | -0.29943 | -0.40494 | -0.36983 | -0.22559 | -0.30602 | -0.25265 | -0.28085 | -0.20498 | -0.13713 | -0.21895 | -0.11902 | -0.021096
[5 empty] | Total | 10.9152 | 2.1297 | 1.6515 | 5.1737 | -3.435 | -21.9112 | -25.6294 | 39.479 | 12.6783 | 129.1628 | 61.4451 | 159.1156 | 88.5952 | 148.516 | 142.7211 | 200.073 | 189.8218 | 143.4664 | 138.4865 | 102.4656 | 120.7329 | 163.5244 | 131.202 | 146.2586 | 131.8167 | 100.9167 | 129.4122 | 68.2644 | 83.7418 | 116.0534
Option 3: 600 MW in 2026 and 600 MW in 2028
Scenario: | 2. Status quo / current policy
EY Ref: | EC70 1200 M1_27 M2_29 | to | EC70
|  |  |  | Yearly NPV benefit ($m) |  | 2020-21 | 2021-22 | 2022-23 | 2023-24 | 2024-25 | 2025-26 | 2026-27 | 2027-28 | 2028-29 | 2029-30 | 2030-31 | 2031-32 | 2032-33 | 2033-34 | 2034-35 | 2035-36 | 2036-37 | 2037-38 | 2038-39 | 2039-40 | 2040-41 | 2041-42 | 2042-43 | 2043-44 | 2044-45 | 2045-46 | 2046-47 | 2047-48 | 2048-49 | 2049-50
[5 empty] | CAPEX (Install) | 2.2434 | 2.12 | 0.86847 | -4.2808 | -11.6 | -13.1027 | 1.3059 | -28.0004 | -22.4595 | 30.3018 | 31.5667 | 64.6638 | 76.2741 | 63.0904 | 40.8684 | 54.2233 | 3.0308 | -33.3212 | -3.5276 | -79.8512 | -85.2929 | -75.4233 | -74.9934 | -76.7053 | -79.8179 | -73.9244 | -60.6538 | -62.1113 | -51.4641 | -45.487
[5 empty] | Fixed O&M | 1.3604 | 1.2846 | 1.3504 | -0.42534 | -2.0016 | 4.9506 | 13.6554 | -3.5974 | 2.3233 | 5.1968 | 3.4023 | 7.206 | 11.6473 | 8.3722 | 3.2423 | 6.6692 | -5.949 | -8.6231 | 0.24546 | -29.0913 | -30.4305 | -27.1752 | -27.1686 | -27.6484 | -28.1207 | -26.2128 | -21.7615 | -21.8308 | -17.8541 | -16.0001
[5 empty] | Fuel | 0.73565 | 1.7056 | 5.7854 | 6.2218 | 9.3272 | -11.1479 | 12.3133 | 32.2315 | 65.5279 | 77.5139 | 31.8662 | 57.5591 | 30.691 | 62.0652 | 11.6226 | 119.7929 | 154.9486 | 172.1243 | 152.8814 | 229.7328 | 234.5909 | 254.4928 | 258.4865 | 259.524 | 243.8212 | 216.7797 | 202.0527 | 167.0009 | 152.7812 | 170.7784
[5 empty] | Variable O&M | -0.27648 | 0.086822 | -0.030913 | 0.51074 | 0.87204 | 2.515 | 7.6247 | 8.1646 | 8.2854 | 9.2392 | 5.4539 | 5.9586 | 3.7481 | 4.8605 | 2.7305 | 3.0464 | 6.9676 | 12.225 | 11.4181 | 16.8836 | 16.4821 | 14.2091 | 14.6474 | 13.7094 | 14.4567 | 13.7252 | 11.9038 | 12.1565 | 10.0228 | 8.2221
[5 empty] | REZ Expansion | 0.00062003 | 0.00065922 | -1.0584 | -1.002 | -0.94343 | -0.89081 | -0.84101 | -0.7962 | -0.74957 | 5.2311 | 4.9397 | 18.0177 | 18.7415 | 17.0941 | 16.5791 | 20.4495 | 15.4978 | 10.7675 | 14.1496 | -1.4778 | -4.1527 | -1.6771 | -4.7019 | -6.9936 | -7.715 | -7.3554 | -4.0601 | -4.3004 | -0.81682 | 0.15413
[5 empty] | USE / DSP | 0.0027241 | 0.002727 | 6.5372 | 2.1331 | -0.0016495 | -4.5589 | 20.4765 | -0.0074092 | 0.046832 | 0.024552 | 1.3983 | -0.12203 | 0.0016524 | 3.4527 | 2.3006 | -1.0421 | 0.0027092 | 7.8444 | 5.3052 | -0.24707 | -0.4388 | 0.16212 | 0.070581 | 0.018317 | 0.01537 | -0.054201 | -0.0016218 | 0.16315 | 0.026517 | 0.66374
[5 empty] | REHAB | 6.3906 | 1.9906e-05 | 4.9515e-06 | -1.6357e-06 | -0.73785 | -16.977 | -3.1428 | 15.5376 | -1.0269 | 0.27296 | 1.0416e-06 | -0.10974 | -2.4564 | 6.0986e-07 | -3.5276e-08 | -1.305e-06 | -4.8972e-05 | -2.4271e-07 | -1.4236e-07 | -8.5752e-08 | 7.0146e-07 | 2.7513e-07 | 2.6525e-08 | 3.5655e-07 | 1.1779e-05 | -2.2131e-08 | 1.2945e-07 | 3.1415e-08 | 5.5121e-08 | 1.0533e-07
[5 empty] | SyncCon | 0.028341 | 0.029189 | 0.046148 | -0.010475 | -0.012823 | -0.090503 | -0.61992 | -0.58542 | -0.69305 | -0.42171 | -0.568 | -0.52686 | -0.44883 | -0.44647 | -0.56668 | -0.28432 | -0.36662 | -0.16787 | -0.13 | -0.23765 | -0.25499 | -0.11891 | -0.1468 | -0.14541 | -0.1533 | -0.043521 | 0.0090378 | -0.078925 | -0.17365 | 0.032251
[5 empty] | Total | 10.4852 | 5.2296 | 13.4983 | 3.147 | -5.0981 | -39.3022 | 50.772 | 22.9468 | 51.2545 | 127.3586 | 78.0591 | 152.6467 | 138.1984 | 158.4887 | 76.7769 | 202.8549 | 174.1319 | 160.8489 | 180.3423 | 135.7113 | 130.5031 | 164.4696 | 166.1938 | 161.759 | 142.4865 | 122.9146 | 127.4885 | 90.999 | 92.5219 | 118.3636
Option 3: 600 MW in 2026 and 600 MW in 2028
Scenario: | 3. Sustained renewables uptake
EY Ref: | RRS 1200 M1_27 M2_29 | to | RRS
|  |  |  | Yearly NPV benefit ($m) |  | 2020-21 | 2021-22 | 2022-23 | 2023-24 | 2024-25 | 2025-26 | 2026-27 | 2027-28 | 2028-29 | 2029-30 | 2030-31 | 2031-32 | 2032-33 | 2033-34 | 2034-35 | 2035-36 | 2036-37 | 2037-38 | 2038-39 | 2039-40 | 2040-41 | 2041-42 | 2042-43 | 2043-44 | 2044-45 | 2045-46 | 2046-47 | 2047-48 | 2048-49 | 2049-50
[5 empty] | CAPEX (Install) | -0.0212 | -0.021733 | 1.6168 | 0.56821 | -1.0947 | -6.2682 | 11.3069 | -14.8103 | 79.4446 | 10.3366 | 86.3336 | 11.5601 | 38.1795 | 27.7184 | 16.7438 | 29.9115 | -30.8073 | -83.3105 | -45.434 | -90.8832 | -93.726 | -83.3032 | -68.1916 | -71.3159 | -79.8487 | -74.104 | -58.4822 | -61.9277 | -56.2244 | -48.9494
[5 empty] | Fixed O&M | -0.013454 | -0.012412 | 0.40936 | 0.52926 | 1.7165 | 2.7069 | 10.3653 | 2.8888 | 30.7719 | 11.2242 | 20.3247 | 1.9696 | 11.2931 | 7.9067 | 5.4851 | 9.4852 | -6.4584 | -24.2348 | -12.3107 | -31.6648 | -32.2722 | -29.1571 | -24.5391 | -25.0202 | -27.6081 | -25.7489 | -20.4967 | -21.3575 | -19.2825 | -16.9011
[5 empty] | Fuel | -0.18977 | 3.1635 | 2.0647 | 3.5916 | 6.6411 | -9.2817 | 54.9643 | 36.6385 | 61.0827 | 65.8008 | 70.4653 | 99.7294 | 95.1132 | 162.8491 | 62.6716 | 138.3054 | 182.9701 | 275.0499 | 238.2303 | 250.933 | 233.9039 | 266.8493 | 236.9418 | 257.0241 | 239.2777 | 202.1127 | 197.493 | 167.9666 | 158.6508 | 175.0151
[5 empty] | Variable O&M | 0.031704 | 0.28796 | -0.33938 | 0.33775 | 0.43399 | 1.2409 | 6.6081 | 6.2625 | 17.7692 | 13.5693 | 1.8791 | 8.7344 | 4.0503 | 3.7309 | 6.0182 | 2.9153 | 8.0211 | 14.7912 | 11.5576 | 17.5475 | 17.1129 | 15.1408 | 13.8115 | 12.6331 | 13.5866 | 12.7135 | 10.9333 | 11.411 | 10.2715 | 7.84
[5 empty] | REZ Expansion | -0.00073318 | -0.00075226 | -0.0012977 | -0.0012953 | 0.4623 | -0.0016603 | 2.666 | 9.1919 | 22.9933 | 13.0034 | 20.3609 | 19.9405 | 31.5501 | 26.622 | 25.1388 | 27.362 | 12.627 | 1.0009 | 6.9175 | -2.2629 | -4.8216 | -2.799 | -0.44503 | -2.5122 | -6.0087 | -5.5204 | -1.3404 | -2.8092 | -1.6779 | 0.36112
[5 empty] | USE / DSP | -0.0041894 | -0.0041904 | 7.8052e-05 | 1.9126 | -0.3524 | 1.0289 | 21.8312 | -0.2032 | -0.0041192 | 0.078386 | -2.2024 | 0.83323 | 0.16113 | -0.87822 | -0.13107 | -0.75791 | -0.0048275 | 2.9876 | 0.54014 | 0.32223 | -0.082082 | 0.81806 | 0.85622 | -0.12318 | -0.0048641 | -0.080026 | -0.1045 | 0.16748 | 0.029128 | 0.6399
[5 empty] | REHAB | 5.6107 | 4.4586e-07 | -3.079e-06 | -2.5096e-06 | -2.8118 | -13.2262 | -1.8082e-06 | -1.0205 | 6.447e-05 | -3.3111e-06 | -1.9428e-07 | -1.3074e-06 | -2.0439 | -4.227e-06 | -3.167e-06 | -1.4824e-06 | -1.1486e-06 | -8.2394e-07 | -8.9502e-07 | -6.1829e-07 | -1.4029e-08 | -3.5219e-07 | -7.1046e-08 | -2.2163e-08 | -9.3216e-07 | -2.5294e-07 | -2.4507e-07 | -1.8683e-07 | -7.6715e-06 | -2.5373e-07
[5 empty] | SyncCon | -0.00051831 | 0.0034295 | 0.016905 | 0.010864 | 0.013198 | -0.053419 | -0.58525 | -0.98694 | -0.86577 | -0.6622 | -0.2426 | -0.56213 | -0.51364 | -0.31075 | -0.45751 | -0.26342 | -0.37122 | -0.13298 | -0.0722 | -0.24006 | -0.26846 | -0.11309 | -0.16564 | -0.19844 | -0.16828 | -0.046411 | -0.016021 | -0.10865 | -0.18293 | 0.03258
[5 empty] | Total | 5.4126 | 3.4158 | 3.7671 | 6.949 | 5.0082 | -23.8544 | 107.1565 | 37.9608 | 211.1917 | 113.3505 | 196.9186 | 142.2052 | 177.7899 | 227.6381 | 115.4689 | 206.9581 | 165.9765 | 186.1512 | 199.4288 | 143.7518 | 119.8466 | 167.4358 | 158.2682 | 170.4872 | 139.2256 | 109.3265 | 127.9865 | 93.342 | 91.5836 | 118.0381
Option 3: 600 MW in 2026 and 600 MW in 2028
Scenario: | 4. Accelerated transition to low emissions future
EY Ref: | FCS 1200 M1_27 M2_29 | to | FCS
|  |  |  | Yearly NPV benefit ($m) |  | 2020-21 | 2021-22 | 2022-23 | 2023-24 | 2024-25 | 2025-26 | 2026-27 | 2027-28 | 2028-29 | 2029-30 | 2030-31 | 2031-32 | 2032-33 | 2033-34 | 2034-35 | 2035-36 | 2036-37 | 2037-38 | 2038-39 | 2039-40 | 2040-41 | 2041-42 | 2042-43 | 2043-44 | 2044-45 | 2045-46 | 2046-47 | 2047-48 | 2048-49 | 2049-50
[5 empty] | CAPEX (Install) | -3.0085 | -9.1005 | 3.735 | 9.7887 | 15.5117 | -11.3385 | 42.4502 | 77.3442 | 117.2539 | 31.4995 | 49.351 | 34.8197 | 61.9377 | 89.3516 | 40.7664 | 61.2077 | 25.6505 | 42.1639 | 38.1671 | 3.8616 | -21.041 | -20.8351 | -18.1322 | 44.3422 | 33.6167 | 35.3388 | 121.3216 | 130.1341 | 109.7124 | 175.2355
[5 empty] | Fixed O&M | -2.0184 | -3.4783 | -0.91022 | 2.5058 | 7.2665 | 7.9904 | 23.3376 | 45.9953 | 69.2969 | 24.6869 | 26.4225 | 10.4748 | 19.1796 | 28.2567 | 19.1039 | 22.1667 | 16.6156 | 17.0245 | 13.4559 | -37.9165 | -60.2743 | -55.4776 | -51.4189 | -28.7244 | -28.2145 | -28.7307 | -3.7579 | -5.5309 | -3.5255 | 6.8126
[5 empty] | Fuel | 3.1438 | 5.4553 | -0.5228 | 1.0814 | -5.6585 | -9.1369 | 9.5338 | -12.823 | 13.3687 | 60.2174 | 35.7622 | 60.5638 | 47.1348 | 52.5242 | 36.9224 | 134.7246 | 119.4287 | 131.7385 | 127.8542 | 281.8425 | 407.3845 | 369.0643 | 316.8922 | 262.3787 | 257.0199 | 234.1387 | 114.1916 | 95.0298 | 23.5998 | 26.6677
[5 empty] | Variable O&M | 0.59596 | 1.3256 | -0.30355 | -0.7092 | -1.0167 | 3.6016 | 3.0745 | 4.4854 | 0.23541 | 6.4493 | 3.0671 | 8.3261 | 6.4006 | 4.1732 | 5.2553 | 0.55535 | 3.6307 | 1.9613 | -1.6515 | 14.6412 | 16.3012 | 14.1769 | 14.8227 | 6.1136 | 7.7348 | 7.5097 | -0.63019 | -0.60296 | -6.9808 | -6.0676
[5 empty] | REZ Expansion | 0.00025109 | 0.0002758 | 2.9189 | 3.2495 | 3.1653 | 2.8565 | 6.9952 | 14.1926 | 30.571 | 20.4726 | 28.3254 | 36.5811 | 43.6976 | 33.9076 | 30.1085 | 46.783 | 49.0846 | 43.105 | 39.4985 | 24.8009 | 10.5405 | 9.9532 | 9.3987 | 26.9713 | 23.5028 | 17.0903 | 26.0707 | 22.327 | 22.3288 | 34.226
[5 empty] | USE / DSP | 0.00077807 | 0.00079802 | -17.4403 | -5.2397 | -1.3458 | 4.1929 | 2.908 | 0.025196 | 0.80197 | 0.87008 | -0.036997 | -8.6331 | 0.005772 | -3.0306 | 2.648 | 3.9523 | 1.2499 | -4.2133 | -0.45004 | -0.74046 | -0.18425 | 4.7849 | -0.47328 | -3.2161 | -0.10744 | 2.5524 | 10.8191 | 18.6904 | 188.4788 | 143.1617
[5 empty] | REHAB | 4.8561 | 1.5519e-05 | 1.9195e-06 | -1.0703 | -1.4038 | -10.0398 | -9.9358 | -10.3184 | 3.9703 | 4.8575 | 0.54884 | -1.5273 | -0.54469 | -8.9741e-07 | -0.64729 | -1.6481e-07 | -2.6143e-07 | -3.3827e-07 | 4.2685e-07 | 15.1257 | 0.14128 | -0.52222 | -4.482e-08 | -2.8782 | -0.43476 | 0.19532 | 2.9494 | 4.0421 | -6.4843 | -0.00087841
[5 empty] | SyncCon | -0.06125 | -0.038569 | 0.010034 | 0.070169 | 0.037816 | -0.047765 | -0.76835 | -0.75163 | -0.67658 | -0.63834 | -0.45363 | -0.48137 | -0.57955 | -0.30384 | -0.43831 | -0.1993 | -0.1815 | -0.028589 | 0.043565 | -0.1937 | -0.20583 | 0.078361 | -0.031673 | -0.093599 | -0.15336 | -0.033017 | 0.012336 | -0.029527 | -0.12859 | 0.06626
[5 empty] | Total | 3.5088 | -5.8354 | -12.5129 | 9.6764 | 16.5566 | -11.9216 | 77.5952 | 118.1497 | 234.8214 | 148.415 | 142.9864 | 140.1238 | 177.2318 | 204.8788 | 133.719 | 269.1903 | 215.4786 | 231.7513 | 216.9177 | 301.4212 | 352.6622 | 321.2227 | 271.0576 | 304.8935 | 292.9641 | 268.0614 | 270.9767 | 264.06 | 327.0008 | 380.1012
Option 4: 750 MW in 2026 and 750 MW in 2028
Option 4: 750 MW in 2026 and 750 MW in 2028
Scenario: | 1. Global slowdown
EY Ref: | SCS M1500 M1_27 M2_29 | to | SCS
|  |  |  | Yearly NPV benefit ($m) |  | 2020-21 | 2021-22 | 2022-23 | 2023-24 | 2024-25 | 2025-26 | 2026-27 | 2027-28 | 2028-29 | 2029-30 | 2030-31 | 2031-32 | 2032-33 | 2033-34 | 2034-35 | 2035-36 | 2036-37 | 2037-38 | 2038-39 | 2039-40 | 2040-41 | 2041-42 | 2042-43 | 2043-44 | 2044-45 | 2045-46 | 2046-47 | 2047-48 | 2048-49 | 2049-50
[5 empty] | CAPEX (Install) | 0.0057315 | 0.0055474 | -4.8478 | -4.5895 | -9.124 | -19.6998 | -15.7356 | 14.0756 | 4.2417 | 13.742 | 52.3651 | 63.9004 | 9.7181 | 55.1972 | 77.263 | 96.6299 | 51.4957 | 47.0931 | 42.4176 | 25.8157 | 28.2305 | 29.8855 | 20.3523 | -38.2471 | -42.9727 | -42.2766 | -36.5129 | -40.7621 | -39.4231 | -33.886
[5 empty] | Fixed O&M | 3.2141 | 3.0348 | 1.8191 | 1.7248 | 1.2794 | 3.7892 | 12.9716 | 19.5565 | 1.1001 | 4.7939 | 7.2122 | 13.5386 | 0.017289 | 11.7479 | 13.6706 | 15.9545 | 4.3499 | 3.6238 | 3.1546 | -5.1811 | -3.6136 | -2.1697 | -4.5921 | -21.5722 | -22.3812 | -21.254 | -19.737 | -19.75 | -18.8766 | -17.2379
[5 empty] | Fuel | 10.1665 | -1.5338 | 4.4338 | 7.547 | 7.5967 | -36.541 | -41.9612 | 16.8829 | -22.342 | 109.3563 | -17.8497 | 58.9031 | 62.6678 | 59.7487 | 24.8591 | 101.3546 | 138.0418 | 77.7409 | 89.2054 | 89.0213 | 100.8622 | 140.6481 | 112.0768 | 214.1252 | 194.7976 | 171.9134 | 188.577 | 132.1162 | 152.3592 | 171.4097
[5 empty] | Variable O&M | -0.71736 | 0.36816 | 0.27012 | 0.082781 | 0.59106 | 9.4283 | 11.9 | 0.039632 | 10.4447 | 13.1672 | 7.927 | 9.7293 | 12.2573 | 8.8251 | 6.9926 | -0.20855 | 2.9955 | 5.4155 | 3.7984 | 8.8071 | 6.3745 | 5.9494 | 6.5635 | 16.0104 | 16.744 | 15.5747 | 13.9341 | 13.531 | 12.2911 | 10.53
[5 empty] | REZ Expansion | 0.00028151 | 0.00028012 | 0.00033574 | 0.0003297 | 0.00032509 | 0.00031874 | 0.00041333 | 0.00038491 | 0.00033953 | 2.7872 | 2.632 | 5.8056 | 2.6124 | 8.6079 | 9.8595 | 14.6937 | 8.6512 | 10.0471 | 9.8287 | 5.4101 | 6.3985 | 9.4668 | 3.4775 | -6.3539 | -7.5508 | -6.905 | -6.5213 | -6.1758 | -5.2929 | -4.806
[5 empty] | USE / DSP | 0.001303 | 0.0013011 | -0.34463 | 0.0013454 | -0.025079 | 13.196 | 17.0767 | -0.0094956 | 0.0012315 | 0.0012699 | 8.5128 | 0.023782 | -0.0053748 | 0.86952 | 2.8917 | 2.3479 | -0.036633 | 1.4495 | 1.5608 | -8.4573 | 0.39216 | -6.6574 | -0.15944 | -0.094451 | 0.0010606 | 0.41295 | 2.4114 | -0.031538 | -0.010295 | 0.71178
[5 empty] | REHAB | -0.029087 | 2.4958e-05 | 0.00016979 | -0.0017239 | -4.0944 | 8.5908 | -9.4905 | -0.024887 | 15.8387 | -15.2291 | 0.61324 | 0.96952 | -1.1219 | -1.281 | 15.2314 | -14.1158 | 0.00021589 | 5.7881e-07 | 4.1427e-07 | 3.1442e-06 | -0.00039073 | -1.9077e-07 | 9.6477e-09 | 3.3285e-07 | -0.25322 | -8.4437e-07 | -1.3752e-08 | -2.8601e-07 | -3.369e-05 | -5.1873e-06
[5 empty] | SyncCon | 0.013618 | 0.015072 | 0.019395 | 0.024414 | 0.022956 | -0.24808 | -0.77236 | -0.42082 | -0.49275 | -0.27185 | -0.50374 | -0.50413 | -0.52239 | -0.47912 | -0.56803 | -0.42168 | -0.39363 | -0.2649 | -0.20486 | -0.30954 | -0.30077 | -0.15429 | -0.23738 | -0.20253 | -0.20931 | -0.10549 | -0.070011 | -0.13722 | -0.13668 | -0.040814
[5 empty] | Total | 12.655 | 1.8914 | 1.3505 | 4.7895 | -3.753 | -21.4842 | -26.0111 | 50.0998 | 8.792 | 128.3468 | 60.9088 | 152.3661 | 85.6232 | 143.2362 | 150.1999 | 216.2345 | 205.1041 | 145.105 | 149.7607 | 115.1062 | 138.343 | 176.9684 | 137.4811 | 163.6654 | 138.1754 | 117.36 | 142.0813 | 78.7906 | 100.9108 | 126.6808
Option 4: 750 MW in 2026 and 750 MW in 2028
Scenario: | 2. Status quo / current policy
EY Ref: | EC70 M1500 M1_27 M2_29 | to | EC70
|  |  |  | Yearly NPV benefit ($m) |  | 2020-21 | 2021-22 | 2022-23 | 2023-24 | 2024-25 | 2025-26 | 2026-27 | 2027-28 | 2028-29 | 2029-30 | 2030-31 | 2031-32 | 2032-33 | 2033-34 | 2034-35 | 2035-36 | 2036-37 | 2037-38 | 2038-39 | 2039-40 | 2040-41 | 2041-42 | 2042-43 | 2043-44 | 2044-45 | 2045-46 | 2046-47 | 2047-48 | 2048-49 | 2049-50
[5 empty] | CAPEX (Install) | 2.2346 | 2.111 | 1.1214 | -3.4406 | -12.0192 | -13.9417 | 11.2529 | -31.1848 | -22.1592 | 29.4147 | 27.29 | 67.1696 | 73.6692 | 65.3582 | 47.4701 | 58.5805 | 1.8739 | -41.8068 | -14.5396 | -87.7943 | -100.9448 | -88.803 | -89.344 | -93.1904 | -96.9054 | -89.9455 | -75.563 | -79.3109 | -66.2263 | -59.114
[5 empty] | Fixed O&M | 1.3637 | 1.2876 | 1.5274 | -0.12372 | -2.1321 | 4.7446 | 14.2317 | -4.4971 | 2.2448 | 5.005 | 2.3121 | 7.08 | 9.8251 | 7.5325 | 3.55 | 6.6291 | -7.153 | -11.1219 | -2.8079 | -32.4376 | -35.9815 | -32.0061 | -32.349 | -33.4439 | -33.858 | -31.6329 | -26.8166 | -27.4753 | -22.5838 | -20.3709
[5 empty] | Fuel | 0.76325 | 1.7382 | 5.6706 | 5.7099 | 9.6216 | -11.0378 | 9.8715 | 34.1902 | 65.9491 | 80.8705 | 33.5647 | 63.2894 | 37.2855 | 66.756 | 12.4704 | 127.0854 | 172.7739 | 191.7397 | 179.9891 | 261.4331 | 285.7776 | 292.9589 | 306.0755 | 303.7181 | 289.3153 | 258.7464 | 240.6031 | 208.3254 | 191.2347 | 203.517
[5 empty] | Variable O&M | -0.27788 | 0.085874 | 0.061542 | 0.5132 | 0.92577 | 2.6248 | 6.8405 | 8.8311 | 8.4344 | 9.5105 | 5.8285 | 7.3575 | 4.9913 | 5.0413 | 2.3373 | 3.1034 | 7.0465 | 12.8635 | 12.1757 | 18.77 | 19.1387 | 16.8801 | 17.251 | 16.2008 | 17.0819 | 16.2446 | 14.4423 | 14.5476 | 12.1072 | 10.2557
[5 empty] | REZ Expansion | 0.00035958 | 0.00037492 | -1.0588 | -1.0024 | -0.94382 | -0.89122 | -0.84145 | -0.79663 | -0.75004 | 5.1831 | 4.8943 | 17.8815 | 21.0875 | 20.2647 | 19.5731 | 25.6126 | 21.4753 | 15.8095 | 17.3241 | 2.9829 | -2.615 | 0.67454 | -3.6343 | -7.0477 | -7.5042 | -7.288 | -3.9635 | -4.1997 | -0.15003 | 0.90822
[5 empty] | USE / DSP | 0.0020454 | 0.002044 | 6.6521 | 1.9375 | -0.0027075 | -4.3665 | 20.84 | -0.0080482 | 0.046201 | 0.023832 | 1.4002 | -0.59449 | 0.00091479 | 3.2658 | 2.8823 | -1.084 | 0.0020666 | 7.5886 | 4.8253 | -0.36182 | -0.49627 | -0.46707 | 0.10802 | 0.014711 | 0.0065516 | -0.082102 | -0.024648 | 0.31767 | 0.052405 | 0.90902
[5 empty] | REHAB | 6.3834 | 1.6509e-05 | 2.6568e-06 | -7.6407e-07 | -0.66593 | -17.0379 | -2.6166 | 15.1943 | -1.0032 | 0.27296 | 1.0805e-06 | -0.10674 | -1.447 | 1.3116e-06 | 2.6969e-07 | -0.76043 | -0.82491 | -1.2914e-06 | -6.9033e-07 | -3.7877e-07 | 6.5058e-07 | 3.8638e-07 | -1.29e-08 | 2.4095e-07 | -1.6121e-05 | 8.0476e-08 | 1.0774e-07 | -1.1313e-08 | -3.7274e-07 | 9.8192e-08
[5 empty] | SyncCon | 0.02818 | 0.029091 | 0.045855 | -0.0081498 | -0.014046 | -0.092812 | -0.58583 | -0.61315 | -0.69562 | -0.41625 | -0.58464 | -0.30057 | -0.34528 | -0.38698 | -0.45428 | -0.22929 | -0.33824 | -0.13417 | -0.11885 | -0.25445 | -0.28136 | -0.16027 | -0.17751 | -0.20148 | -0.18371 | -0.055119 | -0.015977 | -0.11543 | -0.21431 | -0.023726
[5 empty] | Total | 10.4977 | 5.2542 | 14.0202 | 3.5858 | -5.2305 | -39.9985 | 58.9927 | 21.1159 | 52.0663 | 129.8643 | 74.7052 | 161.7763 | 145.0672 | 167.8316 | 87.8288 | 218.9374 | 194.8556 | 174.9384 | 196.848 | 162.3379 | 164.5973 | 189.077 | 197.9298 | 186.0501 | 167.9523 | 145.9873 | 148.6617 | 112.0893 | 114.2198 | 136.0813
Option 4: 750 MW in 2026 and 750 MW in 2028
Scenario: | 3. Sustained renewables uptake
EY Ref: | RRS M1500 M1_27 M2_29 | to | RRS
|  |  |  | Yearly NPV benefit ($m) |  | 2020-21 | 2021-22 | 2022-23 | 2023-24 | 2024-25 | 2025-26 | 2026-27 | 2027-28 | 2028-29 | 2029-30 | 2030-31 | 2031-32 | 2032-33 | 2033-34 | 2034-35 | 2035-36 | 2036-37 | 2037-38 | 2038-39 | 2039-40 | 2040-41 | 2041-42 | 2042-43 | 2043-44 | 2044-45 | 2045-46 | 2046-47 | 2047-48 | 2048-49 | 2049-50
[5 empty] | CAPEX (Install) | -0.0043046 | -0.0046337 | 1.6387 | 0.43327 | -1.1499 | -6.4464 | 12.5301 | -11.4075 | 82.6285 | 4.8531 | 87.7785 | 6.1158 | 25.7427 | 22.0349 | 18.8431 | 30.3996 | -27.8101 | -86.4476 | -42.6577 | -106.9724 | -112.1866 | -100.8801 | -78.6819 | -87.8161 | -92.348 | -85.294 | -68.9993 | -76.0118 | -69.6018 | -61.8998
[5 empty] | Fixed O&M | -0.18863 | -0.17818 | 0.25444 | 0.36019 | 1.6398 | 7.6262 | 15.0512 | 3.6242 | 31.9918 | 9.8667 | 19.5066 | -0.81806 | 6.9814 | 5.4399 | 4.7973 | 8.6035 | -7.4037 | -22.7225 | -9.0942 | -37.0314 | -38.275 | -34.9646 | -28.3349 | -30.4462 | -31.9569 | -29.6934 | -24.2126 | -26.0556 | -23.7392 | -21.2103
[5 empty] | Fuel | -0.18584 | 3.1829 | 2.0923 | 3.7423 | 6.7098 | -9.9823 | 65.7421 | 46.1822 | 68.568 | 68.0214 | 73.7433 | 105.8699 | 117.4297 | 187.0265 | 71.0021 | 150.9628 | 197.3216 | 292.0038 | 246.7852 | 295.1283 | 289.821 | 313.317 | 276.9782 | 297.6435 | 277.8018 | 236.4533 | 230.571 | 205.4196 | 195.528 | 208.4914
[5 empty] | Variable O&M | 0.035302 | 0.28875 | -0.33913 | 0.37196 | 0.45571 | 1.2249 | 6.533 | 6.643 | 19.3086 | 14.8034 | 2.7514 | 9.475 | 5.1325 | 4.496 | 5.6436 | 3.2279 | 7.4259 | 16.8081 | 13.4861 | 20.5879 | 20.278 | 18.5422 | 16.2287 | 15.2741 | 15.6304 | 14.6212 | 12.6764 | 13.5078 | 12.2772 | 9.9935
[5 empty] | REZ Expansion | -0.00019653 | -0.00020915 | -0.00036823 | -0.00036536 | 0.47836 | -0.00038675 | 2.5521 | 10.5292 | 24.377 | 13.0302 | 23.4953 | 22.8616 | 37.8615 | 32.0624 | 30.2761 | 32.3229 | 17.0773 | 4.399 | 12.6611 | -1.3501 | -4.0029 | -2.154 | 1.4776 | -0.60889 | -4.3293 | -3.9193 | 0.15785 | -2.2692 | -1.2275 | 0.59958
[5 empty] | USE / DSP | -0.00080556 | -0.00080158 | 0.00068003 | 2.0223 | -0.34938 | 0.8666 | 23.9475 | -0.29417 | -0.00080437 | 0.12559 | -1.7702 | 0.89384 | 0.20968 | -1.2958 | -0.073669 | -0.81529 | -0.0016946 | 8.6094 | 1.5912 | 0.39584 | -0.12804 | 0.64967 | 0.95734 | -0.18458 | -0.0026943 | -0.1258 | -0.20991 | 0.24643 | 0.035488 | 0.81111
[5 empty] | REHAB | 7.0607 | 3.6198e-06 | -9.4502e-07 | -9.8519e-06 | -2.9174 | -21.7318 | -6.3228e-07 | 5.9264 | 9.1938e-05 | -1.1744e-06 | -7.9802e-08 | -1.0767e-07 | -2.4508 | -1.3689e-06 | -5.6734e-06 | -1.6296e-06 | -5.492e-07 | -3.6568e-07 | -1.5033e-06 | -2.2446e-07 | 2.1368e-07 | -1.2688e-08 | 8.0657e-08 | 1.818e-08 | -2.0303e-06 | -9.5227e-08 | -9.3154e-08 | -5.2388e-08 | -1.0177e-05 | -8.3622e-08
[5 empty] | SyncCon | 0.00019333 | 0.0038634 | 0.017389 | 0.010924 | 0.013877 | -0.054657 | -0.65428 | -1.0339 | -0.86651 | -0.6382 | -0.093213 | -0.45451 | -0.42986 | -0.22369 | -0.3829 | -0.23804 | -0.36145 | -0.1296 | -0.070697 | -0.25471 | -0.28613 | -0.1535 | -0.21399 | -0.26864 | -0.2365 | -0.095105 | -0.051976 | -0.15175 | -0.21566 | 0.00070219
[5 empty] | Total | 6.7164 | 3.2917 | 3.664 | 6.9406 | 4.8808 | -28.4979 | 125.7018 | 60.1693 | 226.0066 | 110.0623 | 205.4116 | 143.9437 | 190.4768 | 249.5403 | 130.1056 | 224.4634 | 186.2478 | 212.5207 | 222.701 | 170.5035 | 155.2205 | 194.3568 | 188.411 | 193.5932 | 164.5588 | 131.9469 | 149.9315 | 114.6855 | 113.0565 | 136.7861
Option 4: 750 MW in 2026 and 750 MW in 2028
Scenario: | 4. Accelerated transition to low emissions future
EY Ref: | FCS M1500 M1_27 M2_29 | to | FCS
|  |  |  | Yearly NPV benefit ($m) |  | 2020-21 | 2021-22 | 2022-23 | 2023-24 | 2024-25 | 2025-26 | 2026-27 | 2027-28 | 2028-29 | 2029-30 | 2030-31 | 2031-32 | 2032-33 | 2033-34 | 2034-35 | 2035-36 | 2036-37 | 2037-38 | 2038-39 | 2039-40 | 2040-41 | 2041-42 | 2042-43 | 2043-44 | 2044-45 | 2045-46 | 2046-47 | 2047-48 | 2048-49 | 2049-50
[5 empty] | CAPEX (Install) | -2.3544 | -8.1053 | 6.7559 | 5.2284 | 13.6817 | -14.7947 | 62.6483 | 101.5212 | 117.983 | 23.7183 | 43.8015 | 37.3751 | 69.7904 | 93.3778 | 48.7834 | 73.4834 | 26.9598 | 54.029 | 44.7145 | 12.042 | -15.5243 | -20.9481 | -16.2601 | 56.2053 | 49.6781 | 39.8983 | 127.9762 | 143.9928 | 131.0787 | 205.533
[5 empty] | Fixed O&M | -1.8751 | -3.2468 | -0.45599 | 1.3226 | 8.1438 | 8.898 | 29.1812 | 52.3248 | 71.7011 | 23.6472 | 22.7459 | 8.0782 | 19.247 | 27.8056 | 20.2661 | 28.0722 | 17.7767 | 19.0205 | 14.108 | -40.7704 | -69.9977 | -65.5806 | -60.2043 | -35.5628 | -31.4173 | -36.2718 | -10.2155 | -10.0987 | -6.9543 | 6.8163
[5 empty] | Fuel | 3.0439 | 6.6465 | -0.53433 | 2.6028 | -7.9657 | -12.0778 | 7.1551 | -14.869 | 12.8529 | 60.9101 | 39.4931 | 68.9287 | 48.4073 | 57.6652 | 39.2916 | 144.734 | 137.8598 | 148.6019 | 142.9218 | 318.2808 | 472.586 | 435.4835 | 372.9398 | 313.0318 | 294.0145 | 280.7971 | 158.0365 | 121.5755 | 54.3991 | 32.7318
[5 empty] | Variable O&M | 0.52954 | 1.2342 | -0.71546 | -0.67384 | -0.84929 | 4.0166 | 1.7901 | 3.8305 | 0.64514 | 7.3029 | 3.0474 | 9.3858 | 6.4502 | 5.2802 | 4.9493 | 2.4139 | 5.4419 | 3.756 | 0.37796 | 16.2553 | 18.6148 | 16.7904 | 17.4243 | 6.9359 | 8.7703 | 9.1141 | 0.68806 | 0.29034 | -6.6104 | -7.1559
[5 empty] | REZ Expansion | -0.0015899 | -0.001942 | 4.0058 | 3.8705 | 3.6776 | 3.3116 | 7.7851 | 16.1657 | 32.6762 | 22.068 | 32.7239 | 41.7831 | 52.2712 | 41.4445 | 36.525 | 53.8795 | 57.7688 | 53.5817 | 48.8364 | 30.7496 | 13.5789 | 12.8224 | 12.108 | 32.3901 | 31.7746 | 19.7621 | 28.8134 | 25.3887 | 26.7441 | 40.3329
[5 empty] | USE / DSP | -0.0058129 | -0.0058802 | -23.9398 | -6.2114 | -1.3853 | 5.7349 | 3.6522 | -0.30798 | 0.75866 | 0.5769 | -0.056222 | -8.4027 | -0.00020204 | -3.1914 | 3.0412 | 9.7862 | 1.9693 | -4.107 | -0.077306 | -0.15072 | -0.0075903 | 6.2735 | -0.89007 | -2.9752 | -0.092447 | 2.7184 | 10.6506 | 20.0631 | 201.7662 | 163.0127
[5 empty] | REHAB | 4.6433 | -0.0001418 | -3.3704e-06 | -1.218 | -1.6152 | -10.7113 | -10.909 | -6.3832 | 4.5727 | 5.0046 | 0.84467 | -1.4224 | -0.88699 | -5.6134e-06 | -0.82918 | -5.4883e-06 | -1.8866e-06 | -1.9612e-06 | -3.0057e-07 | 15.1263 | 2.2207 | -0.3992 | -3.354e-07 | -3.0032 | -1.0811 | 0.59689 | 2.9701 | 6.6158 | -7.8657 | -0.56031
[5 empty] | SyncCon | -0.057542 | -0.0347 | 0.017131 | 0.046868 | 0.026288 | -0.066643 | -0.89281 | -0.79091 | -0.68985 | -0.58867 | -0.37046 | -0.44797 | -0.59289 | -0.35905 | -0.48623 | -0.27797 | -0.24983 | -0.064128 | 0.015416 | -0.25674 | -0.26357 | 0.029405 | -0.062351 | -0.13396 | -0.16112 | -0.055416 | -0.004768 | -0.072001 | -0.10737 | 0.052543
[5 empty] | Total | 3.9223 | -3.5141 | -14.8668 | 4.9679 | 13.7139 | -15.6894 | 100.4103 | 151.4911 | 240.4998 | 142.6394 | 142.2298 | 155.2777 | 194.686 | 222.0228 | 151.5412 | 312.0912 | 247.5264 | 274.8179 | 250.8967 | 351.2762 | 421.2074 | 384.4712 | 325.0552 | 366.8879 | 351.4855 | 316.5597 | 318.9146 | 307.7556 | 392.4504 | 440.7631
Option 5: 750 MW in 2027 and 750 MW in 2028
Option 5: 750 MW in 2027 and 750 MW in 2028
Scenario: | 1. Global slowdown
EY Ref: | Slow Change M1500 FY28_29 | to | Slow Change
|  |  |  | Yearly NPV benefit ($m) |  | 2020-21 | 2021-22 | 2022-23 | 2023-24 | 2024-25 | 2025-26 | 2026-27 | 2027-28 | 2028-29 | 2029-30 | 2030-31 | 2031-32 | 2032-33 | 2033-34 | 2034-35 | 2035-36 | 2036-37 | 2037-38 | 2038-39 | 2039-40 | 2040-41 | 2041-42 | 2042-43 | 2043-44 | 2044-45 | 2045-46 | 2046-47 | 2047-48 | 2048-49 | 2049-50
[5 empty] | CAPEX (Install) | 0.026004 | 0.025445 | -6.0802 | -5.7539 | -11.7874 | -19.861 | -16.9849 | 14.27 | 7.5647 | 15.3107 | 53.8475 | 64.755 | 11.642 | 56.5126 | 78.3008 | 97.8105 | 53.3217 | 48.5169 | 43.3128 | 26.7491 | 28.7763 | 30.1351 | 20.6867 | -38.3228 | -43.0111 | -42.1941 | -36.4233 | -40.6352 | -39.3557 | -33.8044
[5 empty] | Fixed O&M | 3.3878 | 3.1983 | 1.6688 | 2.2227 | 0.33714 | -5.6699 | -0.25684 | 8.9108 | -6.5191 | 5.2166 | 7.6102 | 13.6811 | 0.58058 | 12.0598 | 13.8969 | 16.2298 | 4.8014 | 3.9962 | 3.3913 | -4.9659 | -3.5029 | -2.1342 | -4.5281 | -21.6046 | -22.3948 | -21.2488 | -19.7298 | -19.7287 | -18.8707 | -17.2299
[5 empty] | Fuel | 10.4527 | -1.9496 | 6.5282 | 9.3469 | 9.8524 | -31.6514 | -48.6515 | 14.9711 | -19.1908 | 108.1692 | -17.6317 | 58.766 | 62.291 | 60.1697 | 24.9044 | 101.4431 | 137.7692 | 78.6926 | 89.9326 | 91.6417 | 101.8096 | 140.3331 | 112.0453 | 214.2756 | 194.7913 | 172.0813 | 188.1417 | 132.352 | 152.4888 | 171.4014
[5 empty] | Variable O&M | -0.74578 | 0.38833 | 0.39713 | 0.082587 | 0.74273 | 9.0023 | 10.6914 | 0.69011 | 9.9264 | 12.8309 | 7.7771 | 9.6365 | 12.2118 | 8.764 | 6.9062 | -0.34786 | 2.8038 | 5.3172 | 3.7112 | 8.7313 | 6.3466 | 5.919 | 6.5318 | 16.0361 | 16.7596 | 15.5826 | 13.9356 | 13.537 | 12.2948 | 10.5335
[5 empty] | REZ Expansion | 0.0012781 | 0.0012597 | 0.0015184 | 0.0014759 | 0.0014398 | 0.0014348 | 0.0015348 | 0.0015358 | 0.0014871 | 2.7052 | 2.5546 | 5.8213 | 2.8772 | 8.6164 | 9.8478 | 14.7855 | 8.7084 | 10.0817 | 9.9336 | 5.6162 | 6.4817 | 9.4129 | 3.4913 | -6.3922 | -7.5492 | -6.9076 | -6.5226 | -6.1758 | -5.301 | -4.8118
[5 empty] | USE / DSP | 0.0057576 | 0.0057192 | -0.57954 | 0.0056753 | 0.0057269 | 10.3455 | 1.3279 | -0.00077672 | 0.0055861 | 0.0056984 | 8.5171 | 0.028165 | -0.00095777 | 0.86388 | 2.8964 | 2.3392 | -0.031421 | 1.4552 | 1.5542 | -8.5325 | 0.37258 | -6.6643 | -0.15181 | -0.087266 | 0.0054712 | 0.41819 | 2.4132 | -0.027064 | -0.0054286 | 0.7149
[5 empty] | REHAB | -0.06603 | 0.0001417 | 0.00042395 | -0.5922 | -0.0061439 | 2.316 | -4.3838 | -3.3059 | 18.4853 | -13.0573 | 0.61327 | 0.96952 | -1.2266 | -1.2598 | 15.3527 | -14.2526 | 0.00050032 | 2.033e-06 | 1.8875e-06 | 4.5076e-06 | 1.3467e-06 | 1.6055e-06 | 1.2605e-06 | 1.2471e-06 | -0.25549 | 8.0083e-07 | 9.9946e-07 | 6.5842e-07 | 1.7714e-06 | 7.3335e-07
[5 empty] | SyncCon | 0.013969 | 0.015335 | 0.019869 | 0.025129 | 0.021828 | -0.26919 | -0.41364 | -0.44488 | -0.48067 | -0.25119 | -0.49392 | -0.49485 | -0.51379 | -0.46965 | -0.55746 | -0.41207 | -0.38618 | -0.25417 | -0.19633 | -0.30725 | -0.29919 | -0.15179 | -0.23443 | -0.19733 | -0.20484 | -0.1042 | -0.068213 | -0.13476 | -0.13652 | -0.040102
[5 empty] | Total | 13.0757 | 1.6849 | 1.9562 | 5.3384 | -0.83221 | -35.7862 | -58.6699 | 35.092 | 9.793 | 130.9298 | 62.7941 | 153.1628 | 87.8613 | 145.2569 | 151.5477 | 217.5955 | 206.9874 | 147.8056 | 151.6394 | 118.9326 | 139.9847 | 176.8498 | 137.8408 | 163.7074 | 138.1409 | 117.6274 | 141.7466 | 79.1875 | 101.1142 | 126.7636
Option 5: 750 MW in 2027 and 750 MW in 2028
Scenario: | 2. Status quo / current policy
EY Ref: | Neutral M1500 FY28_29 | to | Neutral
|  |  |  | Yearly NPV benefit ($m) |  | 2020-21 | 2021-22 | 2022-23 | 2023-24 | 2024-25 | 2025-26 | 2026-27 | 2027-28 | 2028-29 | 2029-30 | 2030-31 | 2031-32 | 2032-33 | 2033-34 | 2034-35 | 2035-36 | 2036-37 | 2037-38 | 2038-39 | 2039-40 | 2040-41 | 2041-42 | 2042-43 | 2043-44 | 2044-45 | 2045-46 | 2046-47 | 2047-48 | 2048-49 | 2049-50
[5 empty] | CAPEX (Install) | 2.2639 | 2.1409 | 0.50039 | -5.3311 | -11.7312 | -13.3455 | -12.2194 | -21.1383 | -20.602 | 30.805 | 31.072 | 68.7449 | 73.9787 | 65.0112 | 47.2176 | 58.073 | 1.4386 | -42.1247 | -14.8504 | -88.1444 | -101.2244 | -89.0883 | -89.6335 | -93.4242 | -97.1158 | -90.1355 | -75.734 | -79.5064 | -66.3813 | -59.2414
[5 empty] | Fixed O&M | 1.4856 | 1.4029 | 1.3161 | -0.53934 | -1.8391 | -6.741 | -3.3141 | -2.283 | 3.7731 | 5.5519 | 3.3772 | 7.6502 | 10.0451 | 7.5188 | 3.5583 | 6.6065 | -7.1637 | -11.113 | -2.7993 | -32.4417 | -35.9707 | -32.0051 | -32.355 | -33.4373 | -33.8535 | -31.6258 | -26.8068 | -27.4721 | -22.5744 | -20.359
[5 empty] | Fuel | 0.74097 | 1.7079 | 6.0229 | 7.2053 | 9.4634 | -9.029 | -6.7836 | 31.419 | 68.5848 | 80.6915 | 33.7985 | 63.8094 | 37.3537 | 66.5442 | 12.4994 | 127.0836 | 172.7975 | 191.7477 | 179.9671 | 261.6687 | 285.9472 | 293.0485 | 306.172 | 303.726 | 289.3654 | 258.7477 | 240.5989 | 208.3548 | 191.2279 | 203.4878
[5 empty] | Variable O&M | -0.27612 | 0.086768 | -0.063564 | 0.655 | 0.92674 | 2.5504 | 3.0296 | 7.8222 | 7.8711 | 9.1942 | 5.5117 | 7.1015 | 4.7947 | 5.027 | 2.3259 | 3.1199 | 7.0671 | 12.8708 | 12.1859 | 18.7894 | 19.1458 | 16.8963 | 17.2697 | 16.2127 | 17.0901 | 16.2505 | 14.4501 | 14.5534 | 12.1122 | 10.255
[5 empty] | REZ Expansion | 0.0011946 | 0.0012602 | -1.2271 | -1.1616 | -1.0937 | -1.0326 | -0.97485 | -0.92286 | -0.86869 | 5.205 | 4.915 | 18.0205 | 21.0592 | 20.2068 | 19.5183 | 25.5726 | 21.3952 | 15.7578 | 17.2718 | 2.9237 | -2.6548 | 0.62819 | -3.6904 | -7.0768 | -7.5399 | -7.326 | -3.9965 | -4.2319 | -0.15656 | 0.90531
[5 empty] | USE / DSP | 0.0052143 | 0.0052198 | 7.3506 | 3.0161 | 0.081917 | -4.3575 | 0.8291 | -0.0049051 | 0.049339 | 0.022535 | 1.2022 | -0.61579 | 0.0037032 | 3.2819 | 2.8589 | -1.0801 | 0.0052819 | 7.5916 | 4.8446 | -0.3498 | -0.49655 | -0.48294 | 0.11049 | 0.016777 | 0.01129 | -0.074949 | -0.020352 | 0.32189 | 0.055595 | 0.90801
[5 empty] | REHAB | 5.7221 | 2.6409e-05 | 9.3016e-06 | 2.1275e-06 | -0.809 | 2.8782 | -1.4264 | -1.3682 | -1.3132 | 0.27296 | 1.3698e-06 | -0.034199 | -1.4114 | 2.3452e-06 | 1.1514e-06 | -0.79366 | -0.82222 | 2.0825e-07 | 1.8703e-07 | 1.7033e-07 | 9.2877e-07 | 7.4654e-07 | 1.3397e-07 | 4.9425e-07 | 4.8225e-05 | 3.2771e-07 | 2.6879e-07 | 1.1289e-07 | 4.0119e-07 | 3.0707e-07
[5 empty] | SyncCon | 0.028805 | 0.029553 | 0.046519 | -0.012057 | -0.012206 | -0.080835 | -0.14607 | -0.5517 | -0.63812 | -0.40029 | -0.56265 | -0.27849 | -0.32924 | -0.38686 | -0.4537 | -0.22846 | -0.33699 | -0.1328 | -0.11923 | -0.2532 | -0.28166 | -0.16047 | -0.17716 | -0.20187 | -0.18275 | -0.054641 | -0.015429 | -0.11511 | -0.21536 | -0.023877
[5 empty] | Total | 9.9716 | 5.3745 | 13.9458 | 3.8323 | -5.0132 | -29.1578 | -21.0057 | 12.9723 | 56.8563 | 131.3428 | 79.3139 | 164.398 | 145.4945 | 167.203 | 87.5247 | 218.3534 | 194.3807 | 174.5975 | 196.5006 | 162.1928 | 164.4649 | 188.8361 | 197.696 | 185.8152 | 167.7748 | 145.7812 | 148.4758 | 111.9046 | 114.0681 | 135.9319
Option 5: 750 MW in 2027 and 750 MW in 2028
Scenario: | 3. Sustained renewables uptake
EY Ref: | Rapid Renewable M1500 FY28_29 | to | Rapid Renewable
|  |  |  | Yearly NPV benefit ($m) |  | 2020-21 | 2021-22 | 2022-23 | 2023-24 | 2024-25 | 2025-26 | 2026-27 | 2027-28 | 2028-29 | 2029-30 | 2030-31 | 2031-32 | 2032-33 | 2033-34 | 2034-35 | 2035-36 | 2036-37 | 2037-38 | 2038-39 | 2039-40 | 2040-41 | 2041-42 | 2042-43 | 2043-44 | 2044-45 | 2045-46 | 2046-47 | 2047-48 | 2048-49 | 2049-50
[5 empty] | CAPEX (Install) | 0.010876 | 0.011313 | 1.4405 | 1.9313 | -0.47765 | -3.8792 | -23.6951 | -2.7098 | 91.0304 | 16.0053 | 91.1291 | 13.3738 | 27.4637 | 21.8549 | 18.3766 | 30.5702 | -27.6062 | -85.8276 | -42.9048 | -107.0877 | -112.2096 | -101.0466 | -78.8137 | -87.9414 | -92.4312 | -85.437 | -69.1169 | -76.0874 | -69.7015 | -61.9769
[5 empty] | Fixed O&M | -0.18765 | -0.17716 | 0.20062 | 0.50352 | -3.3526 | -10.0726 | -10.6266 | 7.9281 | 34.4042 | 13.0576 | 21.2546 | 1.3418 | 7.6524 | 5.5228 | 4.8242 | 8.7965 | -7.2352 | -22.4797 | -9.1345 | -37.0217 | -38.24 | -34.9676 | -28.3309 | -30.4382 | -31.9427 | -29.6972 | -24.2119 | -26.0446 | -23.7372 | -21.2033
[5 empty] | Fuel | -0.18775 | 2.7951 | 2.1593 | 2.3255 | 6.3702 | -9.3016 | 1.2678 | 53.5455 | 67.0551 | 69.6278 | 76.4247 | 108.0002 | 120.3691 | 184.2212 | 69.5109 | 150.8197 | 197.1077 | 291.5824 | 246.019 | 295.5061 | 289.9978 | 313.3527 | 277.0073 | 297.623 | 277.7625 | 236.5253 | 230.5871 | 205.3913 | 195.5476 | 208.5035
[5 empty] | Variable O&M | 0.036428 | 0.3007 | -0.31827 | -0.024963 | 0.24161 | 1.0758 | 3.0394 | 7.9044 | 18.2819 | 14.308 | 2.9722 | 8.7753 | 4.6502 | 4.4227 | 5.5837 | 3.1342 | 7.3237 | 16.7563 | 13.4936 | 20.5974 | 20.2699 | 18.5454 | 16.2296 | 15.2826 | 15.6319 | 14.6277 | 12.6854 | 13.507 | 12.2873 | 9.9942
[5 empty] | REZ Expansion | 0.00043199 | 0.00044991 | 0.00071762 | 0.0007231 | 0.26997 | 0.00087355 | -0.9779 | 8.8768 | 25.3362 | 14.4508 | 23.4133 | 23.3388 | 38.8378 | 32.1214 | 30.3318 | 32.5051 | 17.2955 | 4.43 | 12.6414 | -1.3567 | -3.9812 | -2.1589 | 1.483 | -0.60365 | -4.3311 | -3.9352 | 0.1466 | -2.268 | -1.239 | 0.5952
[5 empty] | USE / DSP | 0.001718 | 0.0017204 | -0.0003271 | 0.29239 | 1.6749 | 1.1114 | -0.3202 | -0.60272 | 0.0017973 | 0.12816 | -1.0612 | 0.793 | 0.20888 | -1.2452 | -0.069207 | -0.81945 | 0.00092051 | 8.5795 | 1.5919 | 0.37211 | -0.13712 | 0.62401 | 0.9568 | -0.18702 | -0.00018909 | -0.12715 | -0.20627 | 0.23653 | 0.03659 | 0.80681
[5 empty] | REHAB | 7.0637 | 6.8671e-06 | 7.5777e-07 | 1.7273e-06 | 5.381 | 1.0595 | 5.1005e-06 | -18.5191 | 0.00014078 | 3.2213e-07 | 2.9614e-07 | -1.4968e-07 | -2.4548 | 7.4571e-07 | 4.9242e-06 | 1.1689e-07 | 8.8288e-08 | 6.096e-08 | 6.4091e-08 | 5.3037e-08 | 5.502e-07 | 3.5791e-07 | 3.9346e-07 | 6.2925e-07 | 1.9928e-06 | 5.2474e-08 | 5.1856e-08 | 3.6015e-08 | 1.1042e-05 | 1.1707e-07
[5 empty] | SyncCon | 0.00066524 | 0.0042562 | 0.017759 | 0.014912 | 0.014367 | -0.046877 | -0.161 | -0.87609 | -0.77157 | -0.60282 | -0.050028 | -0.361 | -0.32456 | -0.21207 | -0.37039 | -0.2292 | -0.35423 | -0.12463 | -0.066072 | -0.2507 | -0.28312 | -0.15408 | -0.21383 | -0.26935 | -0.23606 | -0.094791 | -0.051689 | -0.15141 | -0.21614 | 0.0011852
[5 empty] | Total | 6.7384 | 2.9364 | 3.5003 | 5.0434 | 10.1218 | -20.0526 | -31.4735 | 55.5471 | 235.3382 | 126.9749 | 214.0827 | 155.2619 | 196.4027 | 246.6857 | 128.1877 | 224.777 | 186.5322 | 212.9163 | 221.6404 | 170.7589 | 155.4167 | 194.195 | 188.3183 | 193.466 | 164.453 | 131.8615 | 149.8322 | 114.5835 | 112.9777 | 136.7206
Option 5: 750 MW in 2027 and 750 MW in 2028
Scenario: | 4. Accelerated transition to low emissions future
EY Ref: | Fast Change M1500 FY28_29 | to | Fast Change
|  |  |  | Yearly NPV benefit ($m) |  | 2020-21 | 2021-22 | 2022-23 | 2023-24 | 2024-25 | 2025-26 | 2026-27 | 2027-28 | 2028-29 | 2029-30 | 2030-31 | 2031-32 | 2032-33 | 2033-34 | 2034-35 | 2035-36 | 2036-37 | 2037-38 | 2038-39 | 2039-40 | 2040-41 | 2041-42 | 2042-43 | 2043-44 | 2044-45 | 2045-46 | 2046-47 | 2047-48 | 2048-49 | 2049-50
[5 empty] | CAPEX (Install) | -2.032 | -7.6064 | 4.2599 | 6.801 | 10.1596 | -11.9446 | -27.1545 | 110.8913 | 124.111 | 28.9209 | 48.4398 | 47.5436 | 77.3394 | 95.3484 | 48.4268 | 73.4718 | 26.7448 | 54.1381 | 44.8456 | 11.6757 | -15.633 | -21.0803 | -16.3202 | 56.4437 | 49.7166 | 40.1718 | 127.9564 | 143.9836 | 131.0691 | 205.4875
[5 empty] | Fixed O&M | -1.8955 | -3.2193 | -0.84831 | 1.5426 | -0.86531 | -5.4363 | -9.6758 | 66.6044 | 74.8862 | 26.0692 | 24.454 | 10.947 | 21.4545 | 28.3291 | 20.296 | 28.1232 | 17.8047 | 19.1089 | 14.2369 | -40.8331 | -70.0197 | -65.6234 | -60.2696 | -35.4394 | -31.4085 | -36.1626 | -10.1877 | -10.076 | -6.9283 | 6.8403
[5 empty] | Fuel | 2.9861 | 7.248 | 0.95951 | 0.66311 | 0.60673 | 0.20292 | -7.4381 | -26.8298 | 9.1556 | 58.0176 | 40.0952 | 69.7284 | 47.0675 | 57.3029 | 39.3033 | 144.8448 | 138.1937 | 148.7494 | 142.5293 | 318.2369 | 472.654 | 435.5203 | 373.1027 | 312.5969 | 294.081 | 280.3689 | 158.0407 | 121.5543 | 54.4079 | 32.7256
[5 empty] | Variable O&M | 0.50379 | 1.1989 | -0.3554 | -0.29828 | -1.1475 | 2.4651 | 2.4955 | 4.926 | 0.76251 | 6.9428 | 2.8899 | 8.8778 | 5.8743 | 5.2831 | 5.0442 | 2.4902 | 5.5386 | 3.8161 | 0.4204 | 16.2537 | 18.6264 | 16.8086 | 17.4543 | 6.9219 | 8.7813 | 9.1151 | 0.69747 | 0.29966 | -6.6144 | -7.151
[5 empty] | REZ Expansion | 0.0011737 | 0.0013816 | 2.7528 | 2.7176 | 2.4548 | 1.2834 | 2.9165 | 16.8198 | 32.8624 | 21.401 | 31.7741 | 41.7898 | 52.8777 | 40.6742 | 36.0008 | 53.4369 | 57.404 | 53.2987 | 48.4834 | 30.5132 | 13.2656 | 12.5266 | 11.8287 | 32.2833 | 31.6715 | 19.8217 | 28.7265 | 25.3598 | 26.7777 | 40.3664
[5 empty] | USE / DSP | 0.0038156 | 0.0038714 | -16.4376 | -4.8998 | 0.08026 | 6.0002 | -3.805 | -0.61191 | 0.90498 | 0.58394 | -0.054493 | -8.3919 | 0.0097015 | -3.1078 | 3.05 | 9.7888 | 1.9886 | -4.1068 | -0.18309 | -0.14048 | -0.0064125 | 6.2498 | -0.89099 | -2.9714 | -0.083026 | 2.7188 | 10.6635 | 20.0671 | 201.7791 | 163.0051
[5 empty] | REHAB | 5.2772 | 9.2102e-05 | 2.8032e-06 | -1.028 | 3.71 | 6.1725e-06 | -5.7692 | -22.3896 | 4.2424 | 5.0111 | 0.74143 | -1.6298 | -0.81901 | 1.045e-06 | -0.82176 | 7.4543e-07 | 3.869e-07 | 2.3758e-07 | 9.8217e-07 | 15.1266 | 2.2258 | -0.38833 | 1.3895e-07 | -3.0319 | -1.0651 | 0.57517 | 2.9811 | 6.6155 | -7.8646 | -0.55974
[5 empty] | SyncCon | -0.053845 | -0.031445 | 0.017174 | 0.037783 | 0.028594 | -0.04025 | -0.19894 | -0.66981 | -0.60933 | -0.53358 | -0.3375 | -0.40802 | -0.4832 | -0.33869 | -0.48609 | -0.27841 | -0.2491 | -0.063022 | 0.01842 | -0.25757 | -0.26217 | 0.032649 | -0.061087 | -0.1324 | -0.15868 | -0.054087 | -0.0021244 | -0.070671 | -0.093898 | 0.061959
[5 empty] | Total | 4.7907 | -2.4048 | -9.6519 | 5.5361 | 15.0272 | -7.4695 | -48.6295 | 148.7402 | 246.3159 | 146.413 | 148.0024 | 168.4568 | 203.3208 | 223.4912 | 150.8131 | 311.8772 | 247.4253 | 274.9415 | 250.3509 | 350.575 | 420.8505 | 384.0459 | 324.8439 | 366.6707 | 351.5351 | 316.5548 | 318.8759 | 307.7332 | 392.5326 | 440.7761
Option 6: 750 MW in 2028 and 750 MW in 2030
Option 6: 750 MW in 2028 and 750 MW in 2030
Scenario: | 1. Global slowdown
EY Ref: | SCS M1500 M1_29 M2_31 | to | SCS
|  |  |  | Yearly PV benefit ($m) |  | 2020-21 | 2021-22 | 2022-23 | 2023-24 | 2024-25 | 2025-26 | 2026-27 | 2027-28 | 2028-29 | 2029-30 | 2030-31 | 2031-32 | 2032-33 | 2033-34 | 2034-35 | 2035-36 | 2036-37 | 2037-38 | 2038-39 | 2039-40 | 2040-41 | 2041-42 | 2042-43 | 2043-44 | 2044-45 | 2045-46 | 2046-47 | 2047-48 | 2048-49 | 2049-50
[5 empty] | CAPEX (Install) | 0.0014614 | 0.0014684 | -6.6996 | -6.3427 | -8.7416 | -20.564 | -16.2742 | -16.6676 | -15.6963 | 8.7475 | 47.649 | 62.0023 | 6.0862 | 57.9624 | 79.0456 | 98.3943 | 54.1458 | 49.3253 | 43.7206 | 26.8732 | 28.8346 | 30.0475 | 20.6624 | -38.6149 | -43.2824 | -42.367 | -36.5979 | -40.8073 | -39.5169 | -33.935
[5 empty] | Fixed O&M | 3.3745 | 3.1861 | 1.4733 | 1.4554 | 0.6051 | -5.9024 | -4.5532 | -3.3028 | -0.061976 | 3.5054 | 5.9958 | 13.7342 | -1.1584 | 12.4305 | 14.1446 | 16.4345 | 5.0682 | 4.2774 | 3.543 | -4.8977 | -3.4494 | -2.1248 | -4.5007 | -21.6422 | -22.4278 | -21.2623 | -19.7446 | -19.7463 | -18.8848 | -17.2362
[5 empty] | Fuel | 10.4566 | -1.9894 | 6.9696 | 8.1615 | 8.2899 | -13.2611 | -38.5218 | -2.8927 | 19.8717 | 93.8726 | -13.347 | 63.4309 | 66.3014 | 60.2207 | 25.2299 | 101.6356 | 138.1868 | 79.1602 | 90.2261 | 92.654 | 102.1936 | 140.1693 | 111.988 | 214.3523 | 194.9546 | 172.1315 | 188.0983 | 132.4748 | 152.5274 | 171.393
[5 empty] | Variable O&M | -0.74879 | 0.38685 | 0.41807 | 0.22285 | 0.49841 | 6.9335 | 10.1093 | 5.0864 | 7.5823 | 12.2275 | 7.5917 | 9.7725 | 12.4212 | 8.6574 | 6.8227 | -0.45821 | 2.6977 | 5.2285 | 3.6399 | 8.6995 | 6.3205 | 5.8976 | 6.5096 | 16.0429 | 16.7663 | 15.5824 | 13.9317 | 13.5379 | 12.2935 | 10.5301
[5 empty] | REZ Expansion | 5.3941e-05 | 5.845e-05 | 5.608e-05 | 6.1789e-05 | 7.3356e-05 | 7.4492e-05 | 4.3839e-05 | 3.99e-05 | 3.9126e-05 | 3.1641 | 2.9879 | 6.102 | 2.6655 | 8.5558 | 9.8522 | 14.891 | 8.6972 | 10.1398 | 9.9897 | 5.6966 | 6.5381 | 9.3808 | 3.5003 | -6.4112 | -7.5601 | -6.9128 | -6.5288 | -6.1825 | -5.302 | -4.8073
[5 empty] | USE / DSP | 0.0011513 | 0.0011524 | -0.17619 | 0.0014941 | 0.0011583 | 10.4982 | 0.77887 | 4.3353e-05 | 0.001066 | 0.0011007 | 8.5126 | 0.024164 | -0.0024731 | 1.0119 | 2.8856 | 2.2979 | -0.038375 | 1.4585 | 1.5362 | -8.5432 | 0.35923 | -6.6737 | -0.15477 | -0.091312 | 0.00086889 | 0.41336 | 2.4078 | -0.032384 | -0.0095924 | 0.71321
[5 empty] | REHAB | 0.084261 | 7.0774e-05 | 0.00027477 | -0.056869 | 0.00076776 | 1.9821 | -0.85395 | -3.7739 | -0.31982 | 0.253 | 0.61326 | 0.96952 | -0.12876 | -1.0795 | 15.4186 | -14.3996 | 0.00019047 | 4.0982e-07 | 5.9834e-07 | 1.2228e-06 | -8.0599e-07 | -5.2027e-08 | -6.7601e-07 | 1.1271e-07 | -0.25352 | -6.4144e-07 | -1.0701e-07 | -2.9415e-07 | -3.1172e-05 | -3.8154e-06
[5 empty] | SyncCon | 0.013476 | 0.014774 | 0.019351 | 0.024057 | 0.024875 | -0.23977 | -0.39012 | -0.19813 | -0.41816 | -0.22687 | -0.49732 | -0.49106 | -0.5161 | -0.46634 | -0.55168 | -0.41076 | -0.38602 | -0.25014 | -0.19401 | -0.30747 | -0.30025 | -0.15241 | -0.23531 | -0.19596 | -0.20329 | -0.10422 | -0.068109 | -0.13483 | -0.13662 | -0.040345
[5 empty] | Total | 13.1826 | 1.6011 | 2.0048 | 3.4658 | 0.67868 | -20.5535 | -49.705 | -21.7487 | 10.9588 | 121.5443 | 59.5059 | 155.5445 | 85.6686 | 147.2927 | 152.8476 | 218.3847 | 208.3715 | 149.3395 | 152.4615 | 120.1749 | 140.4964 | 176.5442 | 137.7696 | 163.4395 | 137.9947 | 117.4809 | 141.4983 | 79.1094 | 100.971 | 126.6174
Option 6: 750 MW in 2028 and 750 MW in 2030
Scenario: | 2. Status quo / current policy
EY Ref: | EC70 M1500 M1_29 M2_31 | to | EC70
|  |  |  | Yearly NPV benefit ($m) |  | 2020-21 | 2021-22 | 2022-23 | 2023-24 | 2024-25 | 2025-26 | 2026-27 | 2027-28 | 2028-29 | 2029-30 | 2030-31 | 2031-32 | 2032-33 | 2033-34 | 2034-35 | 2035-36 | 2036-37 | 2037-38 | 2038-39 | 2039-40 | 2040-41 | 2041-42 | 2042-43 | 2043-44 | 2044-45 | 2045-46 | 2046-47 | 2047-48 | 2048-49 | 2049-50
[5 empty] | CAPEX (Install) | 2.2402 | 2.1176 | 0.13427 | -4.2185 | -9.4256 | -11.3974 | -10.3493 | -19.9961 | -21.5758 | 27.476 | 42.7531 | 73.4543 | 76.3562 | 65.6014 | 48.0585 | 58.8211 | 1.8777 | -41.6789 | -14.4338 | -87.8789 | -101.1561 | -89.0248 | -89.4907 | -93.3858 | -96.9874 | -89.9945 | -75.6433 | -79.4023 | -66.3263 | -59.1975
[5 empty] | Fixed O&M | 1.3128 | 1.2397 | 1.0637 | -0.34492 | -1.2965 | -4.5744 | -4.6267 | -6.879 | 3.9002 | 4.5335 | 5.986 | 8.8968 | 10.6274 | 7.5759 | 3.6947 | 6.7383 | -7.1069 | -11.0411 | -2.7549 | -32.4249 | -36.0136 | -32.0355 | -32.3516 | -33.4653 | -33.8484 | -31.6164 | -26.811 | -27.4707 | -22.5837 | -20.3691
[5 empty] | Fuel | 0.21983 | 1.2971 | 5.3183 | 6.6509 | 8.262 | -3.7208 | -6.6541 | -4.7916 | 65.1321 | 61.6448 | 34.0216 | 63.9178 | 37.1616 | 66.0133 | 12.4224 | 126.8866 | 172.6181 | 191.5124 | 180.5644 | 261.9619 | 286.9127 | 293.0881 | 306.0011 | 303.7977 | 289.2601 | 258.6463 | 240.5683 | 208.2972 | 191.2256 | 203.5016
[5 empty] | Variable O&M | -0.24907 | 0.10223 | 0.0074859 | 0.56893 | 0.71212 | 1.547 | 2.8969 | 5.0071 | 5.4142 | 7.3677 | 3.9117 | 6.5067 | 4.2719 | 4.9399 | 2.2701 | 3.0441 | 7.0133 | 12.8214 | 12.147 | 18.7499 | 19.1348 | 16.8837 | 17.2466 | 16.2038 | 17.08 | 16.2383 | 14.4429 | 14.5472 | 12.1096 | 10.2562
[5 empty] | REZ Expansion | 0.00081183 | 0.00085529 | -1.0582 | -1.0017 | -0.9432 | -0.89057 | -0.84078 | -0.79596 | -0.74926 | 4.3841 | 4.1398 | 18.7915 | 21.0859 | 20.2557 | 19.5645 | 25.6335 | 21.4388 | 15.8689 | 17.3801 | 3.0279 | -2.6483 | 0.6631 | -3.5914 | -7.0535 | -7.4754 | -7.2423 | -3.9275 | -4.1611 | -0.12004 | 0.93839
[5 empty] | USE / DSP | 0.0035304 | 0.0035343 | 6.4773 | 2.76 | 0.035521 | -4.3048 | 0.60446 | 0.0063507 | 0.047645 | 0.018348 | 1.021 | -0.7133 | 0.0023255 | 3.3498 | 2.8393 | -1.1041 | 0.0035412 | 7.5905 | 4.7963 | -0.38321 | -0.49431 | -0.43618 | 0.11707 | 0.016323 | 0.0049488 | -0.09054 | -0.025683 | 0.31946 | 0.05416 | 0.90817
[5 empty] | REHAB | 5.6463 | 2.0734e-05 | 7.4183e-06 | 1.672e-06 | -0.86265 | 1.7586 | 0.27539 | -0.25121 | -2.213 | 0.27296 | 1.1248e-06 | 0.0050264 | -1.3454 | 1.5536e-06 | 7.5984e-07 | -0.83854 | -0.81955 | -5.9314e-07 | -2.6232e-07 | -1.0543e-07 | 7.9723e-07 | 4.758e-07 | 5.1027e-08 | 3.1685e-07 | 3.9663e-05 | 1.4329e-07 | 1.6174e-07 | 5.2921e-08 | 2.4591e-07 | 1.9601e-07
[5 empty] | SyncCon | 0.028241 | 0.028821 | 0.044061 | -0.0074179 | -0.002546 | -0.053791 | -0.11418 | -0.15663 | -0.55921 | -0.42786 | -0.50862 | -0.23222 | -0.30815 | -0.38463 | -0.44983 | -0.22295 | -0.33336 | -0.1289 | -0.11541 | -0.24961 | -0.27995 | -0.16015 | -0.17747 | -0.20154 | -0.18336 | -0.055024 | -0.015993 | -0.11537 | -0.21479 | -0.023831
[5 empty] | Total | 9.2026 | 4.7899 | 11.987 | 4.4072 | -3.5209 | -21.6363 | -18.8083 | -27.8571 | 49.3968 | 105.2695 | 91.3245 | 170.6265 | 147.8518 | 167.3513 | 88.3997 | 218.9579 | 194.6916 | 174.9443 | 197.5837 | 162.803 | 165.4554 | 188.9783 | 197.7536 | 185.9117 | 167.8506 | 145.8859 | 148.5877 | 112.0145 | 114.1445 | 136.0139
Option 6: 750 MW in 2028 and 750 MW in 2030
Scenario: | 3. Sustained renewables uptake
EY Ref: | RRS M1500 M1_29 M2_31 | to | RRS
|  |  |  | Yearly NPV benefit ($m) |  | 2020-21 | 2021-22 | 2022-23 | 2023-24 | 2024-25 | 2025-26 | 2026-27 | 2027-28 | 2028-29 | 2029-30 | 2030-31 | 2031-32 | 2032-33 | 2033-34 | 2034-35 | 2035-36 | 2036-37 | 2037-38 | 2038-39 | 2039-40 | 2040-41 | 2041-42 | 2042-43 | 2043-44 | 2044-45 | 2045-46 | 2046-47 | 2047-48 | 2048-49 | 2049-50
[5 empty] | CAPEX (Install) | -0.0043321 | -0.004297 | 1.1247 | 3.1003 | 0.5523 | -1.8246 | -19.8968 | -28.6846 | 62.5038 | 26.8276 | 95.4418 | 33.2845 | 33.1985 | 24.7594 | 20.1735 | 30.6384 | -27.7469 | -85.8741 | -42.7598 | -106.8925 | -112.0848 | -100.884 | -78.6839 | -87.8141 | -92.313 | -85.3522 | -69.0476 | -76.0031 | -69.6159 | -61.9043
[5 empty] | Fixed O&M | -0.25686 | -0.2425 | 0.061393 | 0.67826 | 0.23295 | -3.6024 | -5.4071 | 2.6254 | 25.4238 | 15.1435 | 21.2792 | 6.3392 | 9.0011 | 6.0437 | 5.1526 | 8.7094 | -7.3779 | -22.5505 | -9.1403 | -37.0182 | -38.2538 | -34.9669 | -28.3371 | -30.4425 | -31.9473 | -29.7107 | -24.2276 | -26.053 | -23.7437 | -21.2119
[5 empty] | Fuel | -0.22844 | 1.7079 | 1.989 | 1.7829 | 5.7435 | -3.2422 | 4.2178 | -4.8176 | 40.7518 | 55.2728 | 84.8535 | 111.8948 | 124.5082 | 182.4005 | 68.6415 | 150.7398 | 197.2598 | 291.5787 | 245.9941 | 295.4843 | 290.072 | 313.3416 | 277.0617 | 297.6239 | 277.774 | 236.5716 | 230.6497 | 205.4323 | 195.5667 | 208.5301
[5 empty] | Variable O&M | 0.038142 | 0.33152 | -0.27889 | -0.25254 | 0.023061 | 0.437 | 2.577 | 4.0994 | 11.7401 | 9.3946 | 1.2792 | 7.309 | 3.7631 | 4.2926 | 5.5256 | 3.1631 | 7.3872 | 16.7771 | 13.4928 | 20.59 | 20.2719 | 18.5419 | 16.2294 | 15.2781 | 15.6293 | 14.63 | 12.6829 | 13.5099 | 12.2813 | 9.9968
[5 empty] | REZ Expansion | -0.00014966 | -0.00014779 | -0.00038253 | -0.00037656 | 0.16872 | -0.00044491 | 0.67636 | 6.3419 | 19.7484 | 13.9328 | 21.6698 | 23.8375 | 39.7729 | 31.9839 | 30.202 | 32.3748 | 17.1197 | 4.4056 | 12.6574 | -1.344 | -3.9819 | -2.1598 | 1.4724 | -0.60975 | -4.3353 | -3.9509 | 0.12884 | -2.2836 | -1.2493 | 0.58123
[5 empty] | USE / DSP | -0.00082931 | -0.00083226 | 0.00061417 | 0.048935 | -0.21265 | 0.54796 | 2.9274 | 0.028949 | -0.0064287 | 0.015711 | -1.9549 | 0.23268 | 0.20253 | -1.1385 | -0.06337 | -0.82239 | -0.0017113 | 8.5778 | 1.5739 | 0.37478 | -0.14024 | 0.62138 | 0.95124 | -0.18537 | -0.002754 | -0.12809 | -0.20694 | 0.23952 | 0.035058 | 0.81112
[5 empty] | REHAB | 7.124 | 3.2444e-06 | -5.6499e-08 | -2.794e-06 | -0.41806 | 0.56493 | 2.4031e-06 | -14.0167 | 0.00010876 | -4.4429e-07 | 5.6027e-08 | -1.7572e-09 | -2.4496 | -1.0097e-06 | -3.3255e-06 | -6.9641e-07 | -4.3527e-07 | -2.7519e-07 | -1.1326e-06 | -1.9054e-07 | 3.1882e-07 | 4.1228e-08 | 1.9488e-07 | 2.3162e-07 | -1.0652e-05 | -6.3817e-08 | -5.9503e-08 | -3.7587e-08 | -1.1998e-05 | -5.1337e-08
[5 empty] | SyncCon | 0.00017828 | 0.0038762 | 0.01734 | 0.02164 | 0.023648 | -0.030375 | -0.066402 | -0.21214 | -0.70214 | -0.62012 | -0.020398 | -0.27082 | -0.27378 | -0.21313 | -0.36594 | -0.23179 | -0.3548 | -0.12558 | -0.065293 | -0.25095 | -0.28338 | -0.15326 | -0.21399 | -0.26871 | -0.23635 | -0.094984 | -0.051864 | -0.15169 | -0.21552 | 0.00071556
[5 empty] | Total | 6.6717 | 1.7956 | 2.9137 | 5.3792 | 6.1134 | -7.1501 | -14.9717 | -34.6354 | 159.4594 | 119.9669 | 222.5483 | 182.6269 | 207.7231 | 248.1286 | 129.2659 | 224.5712 | 186.2854 | 212.789 | 221.7528 | 170.9434 | 155.5999 | 194.341 | 188.4797 | 193.5816 | 164.5687 | 131.9647 | 149.9274 | 114.6904 | 113.0586 | 136.8038
Option 6: 750 MW in 2028 and 750 MW in 2030
Scenario: | 4. Accelerated transition to low emissions future
EY Ref: | FCS M1500 M1_29 M2_31 | to | FCS
|  |  |  | Yearly NPV benefit ($m) |  | 2020-21 | 2021-22 | 2022-23 | 2023-24 | 2024-25 | 2025-26 | 2026-27 | 2027-28 | 2028-29 | 2029-30 | 2030-31 | 2031-32 | 2032-33 | 2033-34 | 2034-35 | 2035-36 | 2036-37 | 2037-38 | 2038-39 | 2039-40 | 2040-41 | 2041-42 | 2042-43 | 2043-44 | 2044-45 | 2045-46 | 2046-47 | 2047-48 | 2048-49 | 2049-50
[5 empty] | CAPEX (Install) | -2.1067 | -7.7025 | 5.2388 | 7.1295 | 10.2575 | -7.1304 | -18.7756 | -9.2045 | 94.1936 | 44.3145 | 55.3488 | 65.8832 | 90.4434 | 95.4312 | 47.2633 | 71.8459 | 25.1418 | 52.1199 | 45.3545 | 10.1726 | -15.8344 | -22.2917 | -17.4951 | 55.1806 | 49.7714 | 39.0907 | 128.7042 | 143.7614 | 130.739 | 205.1122
[5 empty] | Fixed O&M | -1.75 | -3.0873 | -0.57989 | 1.696 | -0.82104 | -4.3153 | -5.311 | 14.1682 | 52.6877 | 29.1144 | 27.0745 | 16.8611 | 25.9217 | 28.7401 | 20.4749 | 28.2253 | 17.8245 | 18.9964 | 15.6776 | -40.0636 | -70.0256 | -65.9641 | -60.574 | -35.7735 | -31.3889 | -36.6064 | -9.9635 | -10.1036 | -6.9363 | 6.8161
[5 empty] | Fuel | 2.9882 | 7.1533 | 0.3989 | 0.39218 | 2.7992 | 0.88545 | -3.6115 | 2.6617 | 21.439 | 35.2135 | 42.6842 | 71.5851 | 47.3823 | 58.1847 | 40.0609 | 145.3298 | 139.7952 | 149.6987 | 136.4722 | 316.5962 | 472.5316 | 437.234 | 374.5582 | 313.5459 | 293.7652 | 282.1727 | 156.8141 | 121.5467 | 54.3058 | 32.7871
[5 empty] | Variable O&M | 0.50701 | 1.2022 | -0.50655 | -0.47083 | -0.87631 | 1.8246 | 1.2806 | -0.5752 | -2.7399 | 4.7303 | 2.2426 | 6.9452 | 4.6289 | 5.2223 | 5.0959 | 2.5669 | 5.6178 | 3.8907 | 0.19423 | 16.0412 | 18.4882 | 16.7973 | 17.4497 | 6.8689 | 8.7242 | 9.0908 | 0.57433 | 0.27826 | -6.6157 | -7.1506
[5 empty] | REZ Expansion | -0.00034364 | -0.00044623 | 3.2184 | 3.079 | 2.8692 | 2.091 | 3.1018 | 0.24856 | 24.7448 | 22.5737 | 33.8662 | 43.6887 | 55.4291 | 40.7711 | 36.2186 | 53.5815 | 57.4068 | 53.1044 | 49.1695 | 30.7377 | 13.0058 | 12.2812 | 11.597 | 32.0821 | 31.4784 | 18.8577 | 28.7605 | 25.2634 | 26.7327 | 40.3234
[5 empty] | USE / DSP | -0.00089463 | -0.00089134 | -19.2207 | -6.1898 | -0.98831 | 4.913 | -1.6836 | -1.1157 | 0.7418 | 1.0057 | -0.19123 | -8.8512 | 0.0055068 | -3.2446 | 3.0471 | 9.7716 | 1.9945 | -4.0707 | -0.48359 | -0.11776 | 0.039443 | 6.5006 | -0.80543 | -2.9297 | -0.067798 | 2.7529 | 10.6447 | 19.971 | 201.7913 | 162.9875
[5 empty] | REHAB | 4.0438 | -2.9391e-05 | 8.1758e-07 | -1.1267 | 2.3038 | -4.4251e-07 | -7.0443 | -19.4434 | 5.947 | 2.664 | 0.28307 | -1.2365 | 0.022184 | -2.5087e-06 | -0.82461 | -1.3504e-06 | -7.9618e-07 | -9.5292e-07 | 1.976e-08 | 15.1265 | 2.5263 | -0.30293 | -1.6687e-07 | -3.0317 | -1.1367 | 0.68015 | 2.922 | 6.6097 | -7.866 | -0.55615
[5 empty] | SyncCon | -0.054965 | -0.032358 | 0.017123 | 0.038237 | 0.026935 | -0.026706 | -0.10518 | -0.058607 | -0.55086 | -0.57515 | -0.29157 | -0.35704 | -0.39164 | -0.33086 | -0.4809 | -0.2797 | -0.24317 | -0.062123 | 0.019496 | -0.2654 | -0.26325 | 0.030678 | -0.061831 | -0.13291 | -0.16011 | -0.054609 | -0.0035666 | -0.071348 | -0.10544 | 0.055296
[5 empty] | Total | 3.6261 | -2.4679 | -11.4339 | 4.5476 | 15.5709 | -1.7583 | -32.1487 | -13.3189 | 196.463 | 139.041 | 161.0166 | 194.5187 | 223.4414 | 224.7738 | 150.8552 | 311.0413 | 247.5373 | 273.6773 | 246.4038 | 348.2274 | 420.4681 | 384.2851 | 324.6685 | 365.8095 | 350.9856 | 315.9839 | 318.4527 | 307.2556 | 392.0452 | 440.3748
Option 7: 750 MW in 2028 and 750 MW in 2032
Option 7: 750 MW in 2028 and 750 MW in 2032
Scenario: | 1. Global slowdown
EY Ref: | SCS M1500 M1_29 M2_33 | to | SCS
|  |  |  | Yearly NPV benefit ($m) |  | 2020-21 | 2021-22 | 2022-23 | 2023-24 | 2024-25 | 2025-26 | 2026-27 | 2027-28 | 2028-29 | 2029-30 | 2030-31 | 2031-32 | 2032-33 | 2033-34 | 2034-35 | 2035-36 | 2036-37 | 2037-38 | 2038-39 | 2039-40 | 2040-41 | 2041-42 | 2042-43 | 2043-44 | 2044-45 | 2045-46 | 2046-47 | 2047-48 | 2048-49 | 2049-50
[5 empty] | CAPEX (Install) | 0.0045545 | 0.0045765 | -6.3174 | -5.9807 | -9.7382 | -20.906 | -16.8159 | -16.5793 | -15.6131 | 8.1627 | 47.0962 | 44.3603 | 6.5805 | 58.8763 | 83.4281 | 101.9866 | 59.9839 | 50.9731 | 45.5594 | 27.4039 | 29.2458 | 30.3774 | 21.0066 | -38.6223 | -43.2655 | -42.4101 | -36.6148 | -40.8202 | -39.5506 | -33.9627
[5 empty] | Fixed O&M | 3.2997 | 3.1157 | 1.5168 | 1.6861 | 0.45346 | -6.0285 | -4.7058 | -4.3667 | -1.3116 | 2.1683 | 4.7331 | 9.4347 | -1.16 | 12.7439 | 15.4853 | 17.2723 | 6.4684 | 4.7354 | 3.971 | -4.7891 | -3.3581 | -2.0575 | -4.4219 | -21.6428 | -22.4199 | -21.2639 | -19.7447 | -19.7467 | -18.8884 | -17.2369
[5 empty] | Fuel | 10.4183 | -1.933 | 6.5745 | 8.4956 | 8.7566 | -12.7907 | -37.8546 | -2.9861 | 19.6738 | 98.078 | -20.0784 | 42.0299 | 71.6916 | 64.4154 | 26.0928 | 101.1746 | 136.7766 | 83.1145 | 90.5076 | 94.3833 | 103.2883 | 139.9966 | 111.6271 | 214.4159 | 194.9377 | 172.1327 | 188.1889 | 132.4534 | 152.5418 | 171.4403
[5 empty] | Variable O&M | -0.74487 | 0.38419 | 0.39703 | 0.16216 | 0.58529 | 6.9825 | 10.1886 | 4.9945 | 7.5188 | 12.146 | 7.2533 | 9.1663 | 12.4498 | 8.6651 | 6.7691 | -0.96224 | 1.8722 | 5.1133 | 3.4818 | 8.6502 | 6.2883 | 5.8762 | 6.4992 | 16.0494 | 16.7736 | 15.5859 | 13.9366 | 13.5411 | 12.2982 | 10.5336
[5 empty] | REZ Expansion | 0.0002556 | 0.00026611 | 0.00030292 | 0.00029785 | 0.0002875 | 0.00027953 | 0.00024666 | 0.00023796 | 0.00022875 | 1.5328 | 1.4475 | 3.2946 | 1.3755 | 7.4861 | 9.481 | 15.0867 | 9.6121 | 10.1936 | 9.9506 | 5.711 | 6.5223 | 9.3262 | 3.4839 | -6.4551 | -7.5932 | -6.9435 | -6.558 | -6.2105 | -5.3284 | -4.8314
[5 empty] | USE / DSP | 0.0012942 | 0.0012877 | -0.33175 | 0.0015358 | 0.0012648 | 10.9465 | 1.0568 | 0.0011364 | 0.001153 | 0.0011845 | 8.4808 | 0.024389 | -8.5243e-05 | 1.0124 | 2.8398 | 1.8702 | -0.038266 | 1.4379 | 1.5623 | -8.4197 | 0.3584 | -6.6915 | -0.13218 | -0.062519 | 0.0010131 | 0.42207 | 2.3968 | -0.032126 | -0.0086642 | 0.71401
[5 empty] | REHAB | 0.49875 | 6.4791e-05 | 0.00027909 | -0.23173 | -0.00022423 | 2.0797 | -0.85369 | -0.30514 | -0.14603 | 0.83773 | 0.61326 | 0.0309 | -0.60188 | -1.0376 | 16.0646 | -15.1411 | 0.00016175 | 9.3624e-07 | 4.5754e-07 | 2.0149e-06 | -5.4054e-07 | 1.4355e-07 | -4.3686e-07 | 2.9312e-07 | -0.25332 | -6.0457e-07 | 3.0901e-07 | -1.9609e-07 | -2.9477e-05 | -3.9072e-06
[5 empty] | SyncCon | 0.013632 | 0.014922 | 0.019502 | 0.02434 | 0.023969 | -0.23964 | -0.39078 | -0.19695 | -0.41775 | -0.22898 | -0.49106 | -0.44784 | -0.51513 | -0.45937 | -0.54242 | -0.40646 | -0.38861 | -0.25222 | -0.19267 | -0.31265 | -0.30557 | -0.15836 | -0.24145 | -0.19688 | -0.20445 | -0.10421 | -0.06816 | -0.13477 | -0.13643 | -0.040392
[5 empty] | Total | 13.4917 | 1.588 | 1.8592 | 4.1576 | 0.082457 | -19.9559 | -49.3751 | -19.4382 | 9.7055 | 122.6978 | 49.0548 | 107.8933 | 89.8204 | 151.7021 | 159.6182 | 220.8807 | 214.2865 | 155.3155 | 154.84 | 122.6271 | 142.0394 | 176.669 | 137.8213 | 163.4856 | 137.976 | 117.419 | 141.5366 | 79.0502 | 100.9275 | 126.6165
Option 7: 750 MW in 2028 and 750 MW in 2032
Scenario: | 2. Status quo / current policy
EY Ref: | EC70 M1500 M1_29 M2_33 | to | EC70
|  |  |  | Yearly NPV benefit ($m) |  | 2020-21 | 2021-22 | 2022-23 | 2023-24 | 2024-25 | 2025-26 | 2026-27 | 2027-28 | 2028-29 | 2029-30 | 2030-31 | 2031-32 | 2032-33 | 2033-34 | 2034-35 | 2035-36 | 2036-37 | 2037-38 | 2038-39 | 2039-40 | 2040-41 | 2041-42 | 2042-43 | 2043-44 | 2044-45 | 2045-46 | 2046-47 | 2047-48 | 2048-49 | 2049-50
[5 empty] | CAPEX (Install) | 2.0752 | 1.9541 | 0.07154 | -4.1844 | -9.4497 | -11.4306 | -10.4182 | -20.0488 | -21.7539 | 31.5979 | 31.6332 | 70.2572 | 67.7528 | 77.3104 | 42.0146 | 60.3696 | 2.7822 | -41.4089 | -13.9941 | -87.8511 | -101.2646 | -89.0873 | -89.6191 | -93.4743 | -97.05 | -90.054 | -75.7438 | -79.4832 | -66.3792 | -59.3161
[5 empty] | Fixed O&M | 2.2023 | 2.0795 | 1.8788 | 0.45563 | -0.55342 | -3.8865 | -3.9627 | -6.2773 | 4.4398 | 6.0502 | 4.6054 | 10.3504 | 11.0174 | 11.0594 | 3.4491 | 7.1816 | -6.9203 | -10.9749 | -2.6559 | -32.4102 | -36.0344 | -32.0384 | -32.3801 | -33.4814 | -33.8459 | -31.613 | -26.8249 | -27.4802 | -22.5855 | -20.3823
[5 empty] | Fuel | 0.2347 | 1.2821 | 5.2698 | 6.571 | 8.2318 | -3.7882 | -6.6779 | -4.7548 | 65.1454 | 60.7926 | 25.6248 | 34.7361 | 44.4666 | 61.3628 | 14.2188 | 126.6586 | 172.5043 | 191.715 | 180.5094 | 261.9834 | 287.233 | 292.9948 | 305.9344 | 303.7614 | 289.122 | 258.5194 | 240.5453 | 208.2461 | 191.1148 | 203.5149
[5 empty] | Variable O&M | -0.24947 | 0.10909 | 0.0027295 | 0.55376 | 0.69566 | 1.5296 | 2.8741 | 4.9686 | 5.4055 | 6.9142 | 3.7114 | 2.8277 | 4.965 | 4.1855 | 3.5681 | 2.907 | 6.8767 | 12.7683 | 12.104 | 18.7099 | 19.132 | 16.8622 | 17.2294 | 16.1911 | 17.0597 | 16.2274 | 14.4365 | 14.5349 | 12.0853 | 10.2493
[5 empty] | REZ Expansion | -0.002113 | -0.0021956 | -1.0612 | -1.0051 | -0.94659 | -0.89406 | -0.84472 | -0.8 | -0.75355 | 4.3039 | 4.0641 | 15.2682 | 19.5334 | 19.3151 | 18.6763 | 25.681 | 21.5467 | 15.9436 | 17.4377 | 3.1256 | -2.6187 | 0.71381 | -3.5834 | -7.0324 | -7.4363 | -7.1889 | -3.8922 | -4.1273 | -0.080197 | 0.96402
[5 empty] | USE / DSP | -0.0095832 | -0.0095956 | 6.4673 | 2.7418 | 0.018935 | -4.3 | 0.59496 | -0.0067926 | 0.034549 | 0.0050836 | 0.98205 | -12.9466 | -0.0090452 | 5.3272 | 4.2238 | -1.131 | -0.0099306 | 7.5832 | 4.7389 | -0.4144 | -0.48746 | -0.41087 | 0.099698 | 0.00636 | -0.0089463 | -0.10638 | -0.039934 | 0.30552 | 0.040962 | 0.9114
[5 empty] | REHAB | -2.0057 | -2.241e-05 | -8.655e-06 | -4.8221e-06 | -0.87857 | 1.7661 | 0.26389 | -0.22632 | -2.2143 | 0.27295 | -9.9839e-07 | 0.0054375 | 0.00063345 | -3.2152e-06 | -1.2027e-05 | -0.0076586 | -0.80833 | -1.07e-05 | -5.6535e-06 | -3.4216e-06 | -1.6217e-06 | -2.6295e-06 | -8.3571e-07 | -7.989e-07 | -3.6461e-05 | -1.2997e-06 | -2.7871e-06 | -5.4029e-07 | -9.4915e-07 | -9.1149e-07
[5 empty] | SyncCon | 0.024263 | 0.025751 | 0.041388 | -0.0083808 | -0.0035725 | -0.054884 | -0.11591 | -0.15791 | -0.56183 | -0.44106 | -0.46243 | -0.40001 | -0.44261 | -0.50319 | -0.43462 | -0.22578 | -0.33546 | -0.12918 | -0.11216 | -0.25119 | -0.28151 | -0.16069 | -0.17941 | -0.19974 | -0.18836 | -0.061813 | -0.022738 | -0.11655 | -0.21249 | -0.023297
[5 empty] | Total | 2.2696 | 5.4388 | 12.6704 | 5.1244 | -2.8854 | -21.0585 | -18.2866 | -27.3033 | 49.7417 | 109.4958 | 70.1584 | 120.0984 | 147.2843 | 178.0572 | 85.7161 | 221.4333 | 195.6359 | 175.497 | 198.0279 | 162.8919 | 165.6783 | 188.8735 | 197.5015 | 185.7711 | 167.6522 | 145.7227 | 148.4581 | 111.8793 | 113.9837 | 135.9179
Option 7: 750 MW in 2028 and 750 MW in 2032
Scenario: | 3. Sustained renewables uptake
EY Ref: | RRS M1500 M1_29 M2_33 | to | RRS
|  |  |  | Yearly NPV benefit ($m) |  | 2020-21 | 2021-22 | 2022-23 | 2023-24 | 2024-25 | 2025-26 | 2026-27 | 2027-28 | 2028-29 | 2029-30 | 2030-31 | 2031-32 | 2032-33 | 2033-34 | 2034-35 | 2035-36 | 2036-37 | 2037-38 | 2038-39 | 2039-40 | 2040-41 | 2041-42 | 2042-43 | 2043-44 | 2044-45 | 2045-46 | 2046-47 | 2047-48 | 2048-49 | 2049-50
[5 empty] | CAPEX (Install) | -0.0072543 | -0.0077066 | 1.1138 | 3.1293 | 0.58741 | -1.7728 | -19.2851 | -30.9999 | 68.1171 | 32.6019 | 74.9433 | 37.9688 | 15.0114 | 15.36 | 3.4343 | 10.1953 | -48.5227 | -85.646 | -42.9651 | -107.4798 | -113.1716 | -101.8751 | -79.2768 | -89.3894 | -93.3839 | -86.4861 | -70.064 | -76.9031 | -70.4933 | -62.7188
[5 empty] | Fixed O&M | 0.67855 | 0.6406 | 0.89335 | 1.4733 | 0.80426 | -2.9562 | -4.9366 | 2.0737 | 27.5973 | 17.1055 | 19.4103 | 9.3283 | 7.0536 | 6.21 | 3.7542 | 6.0552 | -10.6343 | -22.2641 | -9.0078 | -36.9401 | -38.3475 | -35.0573 | -28.3033 | -30.736 | -32.1116 | -29.9021 | -24.3902 | -26.1855 | -23.8782 | -21.3355
[5 empty] | Fuel | -0.22993 | 1.6801 | 1.9779 | 1.7613 | 5.7311 | -3.0157 | 6.5404 | -1.0485 | 41.9356 | 55.1334 | 65.7339 | 60.353 | 137.0805 | 188.8244 | 79.4511 | 165.2621 | 214.559 | 290.6299 | 247.5222 | 295.3488 | 289.8962 | 313.3127 | 277.1677 | 299.2099 | 278.7054 | 237.6412 | 231.542 | 206.0335 | 196.3694 | 208.9264
[5 empty] | Variable O&M | 0.038091 | 0.33231 | -0.27743 | -0.26002 | 0.017783 | 0.4551 | 2.4421 | 4.1836 | 12.1779 | 9.0241 | -1.4538 | 3.3382 | 6.4519 | 6.5288 | 7.8682 | 5.8971 | 9.9752 | 16.7473 | 13.5288 | 20.6578 | 20.371 | 18.5959 | 16.2855 | 15.3639 | 15.7159 | 14.7235 | 12.7335 | 13.5957 | 12.3719 | 10.0375
[5 empty] | REZ Expansion | -0.00029747 | -0.00030819 | -0.00067251 | -0.0006647 | 0.16685 | -0.00073476 | -0.19706 | 3.0639 | 18.9834 | 13.3812 | 16.9458 | 18.0274 | 41.8387 | 30.5789 | 28.8752 | 32.2857 | 16.6462 | 5.2656 | 12.5162 | -1.1778 | -3.7651 | -1.968 | 1.6427 | -0.77201 | -4.3727 | -4.0303 | 0.066524 | -2.3291 | -1.3008 | 0.53438
[5 empty] | USE / DSP | -0.001143 | -0.0011444 | 0.001493 | 0.060451 | -0.098271 | 0.52755 | 2.1964 | -0.28576 | -0.0022393 | 0.015392 | -3.9204 | -23.9844 | 0.19027 | 3.7841 | 0.56677 | -0.88047 | -0.0020818 | 8.5871 | 1.5716 | 0.41221 | -0.17052 | 0.45147 | 0.94667 | -0.18833 | -0.0034421 | -0.12751 | -0.20354 | 0.25102 | 0.036287 | 0.8175
[5 empty] | REHAB | -0.62705 | 1.621e-06 | -1.8463e-06 | -2.5191e-06 | -0.11554 | 0.54691 | 3.246e-06 | -14.1923 | 9.2222e-05 | -4.7475e-07 | -8.0531e-08 | -1.2532e-06 | -0.00010421 | -4.571e-07 | -0.074649 | -3.0532e-07 | -4.8432e-07 | -2.6342e-07 | -1.3172e-06 | -1.4819e-07 | 3.335e-07 | -5.8232e-08 | -1.0655e-07 | -2.3787e-07 | -6.2753e-06 | -6.9255e-08 | -6.8499e-08 | -4.555e-08 | -1.5312e-05 | -7.0366e-08
[5 empty] | SyncCon | 0.00017755 | 0.0038775 | 0.017338 | 0.02168 | 0.023862 | -0.030012 | -0.064951 | -0.21307 | -0.61524 | -0.55761 | -0.3483 | -0.46588 | -0.31468 | -0.25293 | -0.35559 | -0.22334 | -0.3652 | -0.11799 | -0.071711 | -0.24605 | -0.28015 | -0.15117 | -0.20857 | -0.27025 | -0.23157 | -0.089793 | -0.050809 | -0.14799 | -0.21064 | 0.0011875
[5 empty] | Total | -0.14885 | 2.6478 | 3.7258 | 6.1853 | 7.1174 | -6.246 | -13.3048 | -37.4184 | 168.1939 | 126.7038 | 171.3107 | 104.5654 | 207.3115 | 251.0332 | 123.5196 | 218.5917 | 181.6561 | 213.2018 | 223.0942 | 170.575 | 154.5324 | 193.3085 | 188.2538 | 193.2178 | 164.318 | 131.7288 | 149.6334 | 114.3145 | 112.8946 | 136.2627
Option 7: 750 MW in 2028 and 750 MW in 2032
Scenario: | 4. Accelerated transition to low emissions future
EY ref: | FCS M1500 M1_29 M2_33 | to | FCS
|  |  |  | Yearly NPV benefit ($m) |  | 2020-21 | 2021-22 | 2022-23 | 2023-24 | 2024-25 | 2025-26 | 2026-27 | 2027-28 | 2028-29 | 2029-30 | 2030-31 | 2031-32 | 2032-33 | 2033-34 | 2034-35 | 2035-36 | 2036-37 | 2037-38 | 2038-39 | 2039-40 | 2040-41 | 2041-42 | 2042-43 | 2043-44 | 2044-45 | 2045-46 | 2046-47 | 2047-48 | 2048-49 | 2049-50
[5 empty] | CAPEX (Install) | -1.9762 | -7.4861 | 4.4446 | 6.8785 | 9.7823 | -9.6525 | -19.938 | -10.0669 | 95.4032 | 51.42 | 53.0559 | 46.8531 | 61.4079 | 87.407 | 44.9952 | 69.591 | 23.5028 | 50.755 | 45.2655 | 9.5327 | -16.2928 | -22.9388 | -18.0633 | 54.5651 | 49.3535 | 38.4679 | 128.5069 | 143.4258 | 130.5077 | 204.8895
[5 empty] | Fixed O&M | -1.4659 | -2.7959 | -0.45087 | 1.8909 | -0.48851 | -4.6636 | -5.1552 | 14.9025 | 53.9124 | 30.0382 | 28.2211 | 13.7366 | 23.6555 | 28.9242 | 21.2764 | 27.4988 | 17.1989 | 18.4811 | 15.8621 | -39.8394 | -70.0376 | -66.1011 | -60.7242 | -35.833 | -31.4109 | -36.7395 | -9.9583 | -10.1288 | -6.9325 | 6.8204
[5 empty] | Fuel | 2.9454 | 7.3977 | 0.85446 | 0.60552 | 3.097 | 1.9028 | -3.437 | 0.76766 | 20.6915 | 39.5975 | 26.7075 | 43.49 | 58.6456 | 59.63 | 38.6345 | 145.5911 | 141.2784 | 151.0558 | 134.8011 | 315.8009 | 472.3086 | 437.4119 | 374.8886 | 313.5884 | 293.7003 | 282.5553 | 156.5606 | 121.5932 | 54.321 | 32.7871
[5 empty] | Variable O&M | 0.49403 | 1.1884 | -0.40105 | -0.37801 | -0.72778 | 2.0417 | 1.4039 | -0.18731 | -2.5646 | 3.5909 | 1.527 | 4.9692 | 8.3194 | 6.4681 | 5.413 | 2.4205 | 5.4901 | 3.767 | -0.022233 | 15.9812 | 18.4415 | 16.7956 | 17.4448 | 6.8755 | 8.7176 | 9.0854 | 0.56549 | 0.2857 | -6.6145 | -7.1488
[5 empty] | REZ Expansion | 0.00019656 | 0.00023322 | 2.8069 | 2.7512 | 2.5026 | 1.6295 | 2.3633 | 0.45098 | 25.2196 | 22.2772 | 23.9769 | 23.5961 | 62.3558 | 43.3299 | 38.1024 | 55.0411 | 58.4893 | 53.9303 | 50.5054 | 31.4373 | 13.3579 | 12.6137 | 11.9109 | 32.4079 | 31.7992 | 18.9512 | 29.0724 | 25.36 | 26.7376 | 40.328
[5 empty] | USE / DSP | 0.00037033 | 0.00038105 | -16.7546 | -4.8951 | -0.60351 | 5.0366 | -1.5835 | -1.0611 | 0.82764 | 0.95449 | -0.067259 | -13.8304 | 0.0070203 | 1.2634 | 2.9966 | 9.7828 | 1.9962 | -4.0342 | -0.56034 | -0.092641 | 0.060858 | 6.5746 | -0.78318 | -2.9176 | -0.063578 | 2.7656 | 10.6515 | 19.9716 | 201.79 | 162.9876
[5 empty] | REHAB | 1.6307 | 3.3004e-06 | 1.4486e-06 | -1.059 | 2.1932 | -1.006e-06 | -7.141 | -20.3477 | 6.07 | 2.7418 | 0.56885 | -0.19799 | 0.36633 | -5.2166e-07 | -0.93923 | -1.6622e-07 | -2.3897e-07 | -2.7496e-07 | 3.4774e-07 | 15.1266 | 2.5927 | -0.26152 | -1.5013e-07 | -3.059 | -1.1414 | 0.70876 | 2.9067 | 6.6162 | -7.8712 | -0.55636
[5 empty] | SyncCon | -0.054076 | -0.031327 | 0.017286 | 0.038508 | 0.025958 | -0.03043 | -0.10956 | -0.065019 | -0.59283 | -0.56601 | -0.4032 | -0.55778 | -0.43405 | -0.31321 | -0.4733 | -0.28324 | -0.24011 | -0.058796 | 0.020973 | -0.26527 | -0.26311 | 0.031221 | -0.061482 | -0.13252 | -0.1598 | -0.054295 | -0.003205 | -0.071083 | -0.10468 | 0.055994
[5 empty] | Total | 1.5746 | -1.7267 | -9.4832 | 5.8326 | 15.7813 | -3.7359 | -33.5971 | -15.6069 | 198.967 | 150.054 | 133.5868 | 118.0589 | 214.3235 | 226.7094 | 150.0056 | 309.642 | 247.7156 | 273.8961 | 245.8726 | 347.6813 | 420.1679 | 384.1255 | 324.6122 | 365.4949 | 350.7949 | 315.7404 | 318.3022 | 307.0527 | 391.8334 | 440.1636
Option 8: 750 MW in 2030 and 750 MW in 2032
Option 8: 750 MW in 2030 and 750 MW in 2032
Scenario: | 1. Global slowdown
EY Ref: | SCS M1500 M1_31 M2_33 | to | SCS
|  |  |  | Yearly NPV benefit ($m) |  | 2020-21 | 2021-22 | 2022-23 | 2023-24 | 2024-25 | 2025-26 | 2026-27 | 2027-28 | 2028-29 | 2029-30 | 2030-31 | 2031-32 | 2032-33 | 2033-34 | 2034-35 | 2035-36 | 2036-37 | 2037-38 | 2038-39 | 2039-40 | 2040-41 | 2041-42 | 2042-43 | 2043-44 | 2044-45 | 2045-46 | 2046-47 | 2047-48 | 2048-49 | 2049-50
[5 empty] | CAPEX (Install) | -0.0026772 | -0.002364 | -6.4989 | -6.1533 | -6.4836 | -17.8821 | -14.2314 | -8.3288 | -7.8442 | -4.1254 | 35.4931 | 42.6213 | 5.8553 | 61.3436 | 84.4779 | 103.4801 | 61.6546 | 52.2248 | 45.8398 | 28.1622 | 29.6079 | 30.4648 | 21.2286 | -39.0433 | -43.6966 | -42.5628 | -36.7648 | -40.8936 | -39.7097 | -34.0923
[5 empty] | Fixed O&M | 3.2101 | 3.0313 | 1.3597 | 0.88536 | 0.64244 | -5.2488 | -4.0673 | -2.4105 | -6.9834 | -0.79571 | 7.717 | 9.3445 | -1.3024 | 13.3628 | 15.7433 | 17.6625 | 6.9185 | 5.0919 | 4.1082 | -4.562 | -3.2373 | -2.0261 | -4.3474 | -21.7204 | -22.5028 | -21.2961 | -19.777 | -19.7554 | -18.9202 | -17.2617
[5 empty] | Fuel | 10.3565 | -1.8437 | 6.4193 | 7.0342 | 6.9403 | -2.2737 | -17.0572 | -4.0126 | -17.7393 | -0.15114 | 11.5273 | 47.6742 | 72.5961 | 63.6735 | 26.2465 | 101.0827 | 136.9016 | 84.9661 | 91.2359 | 96.2335 | 104.8739 | 139.4371 | 111.6766 | 214.5555 | 195.3609 | 172.4194 | 187.9971 | 132.8096 | 152.6931 | 171.4967
[5 empty] | Variable O&M | -0.73867 | 0.37943 | 0.38069 | 0.28007 | 0.32422 | 5.2008 | 7.4328 | 3.277 | 6.4395 | 2.0482 | 4.1187 | 8.7775 | 12.4999 | 8.4949 | 6.6457 | -1.204 | 1.6403 | 4.985 | 3.4313 | 8.5754 | 6.2531 | 5.8231 | 6.4394 | 16.0735 | 16.8052 | 15.6019 | 13.9407 | 13.5567 | 12.3083 | 10.536
[5 empty] | REZ Expansion | -0.00010157 | -6.8505e-05 | -0.00011845 | -0.00010114 | -9.2903e-05 | -0.00010377 | -0.00018247 | -0.00019444 | -0.00019195 | -1.5543 | -1.4676 | 3.6695 | 1.9809 | 7.799 | 9.694 | 15.2771 | 9.7055 | 10.306 | 10.046 | 5.9868 | 6.6651 | 9.2815 | 3.5373 | -6.4848 | -7.6217 | -6.9684 | -6.5821 | -6.2333 | -5.3491 | -4.8453
[5 empty] | USE / DSP | -0.00051833 | -0.00051277 | 0.065938 | -0.00019981 | -0.00053998 | 8.6202 | 0.6385 | -0.00061893 | -0.00062091 | -0.0006478 | 8.4791 | 0.02291 | -0.00043833 | 1.0546 | 2.8521 | 1.806 | -0.042481 | 1.4438 | 1.5373 | -8.4514 | 0.35348 | -6.7086 | -0.13074 | -0.057291 | -0.00080123 | 0.42159 | 2.3933 | -0.035294 | -0.014113 | 0.71629
[5 empty] | REHAB | 0.88068 | 1.0144e-05 | 0.00018133 | 0.3708 | 0.0013711 | 1.6782 | -0.85266 | -0.21948 | 3.1943 | -2.1222 | -0.41268 | 0.039342 | -0.025167 | -0.95412 | 16.0822 | -15.1882 | 4.8378e-05 | -1.0884e-07 | 1.8119e-07 | 1.3973e-06 | -2.4586e-07 | -8.7497e-07 | -1.3285e-06 | -3.5876e-07 | -0.25204 | -9.0483e-07 | -5.2151e-07 | -5.5695e-07 | -0.00011175 | -7.3901e-06
[5 empty] | SyncCon | 0.01352 | 0.014782 | 0.019379 | 0.024031 | 0.02676 | -0.17456 | -0.26756 | -0.1787 | -0.15979 | -0.078983 | -0.52011 | -0.44298 | -0.50772 | -0.44823 | -0.52932 | -0.40139 | -0.37873 | -0.23588 | -0.18057 | -0.30561 | -0.30377 | -0.15461 | -0.23832 | -0.18878 | -0.19753 | -0.10299 | -0.065972 | -0.1331 | -0.13573 | -0.039325
[5 empty] | Total | 13.7188 | 1.5788 | 1.7461 | 2.4409 | 1.4508 | -10.0799 | -28.405 | -11.8739 | -23.0938 | -6.7801 | 64.9348 | 111.7064 | 91.0964 | 154.326 | 161.2123 | 222.5148 | 216.3993 | 158.7818 | 156.018 | 125.6389 | 144.2124 | 176.1171 | 138.1655 | 163.1343 | 137.8947 | 117.5125 | 141.1412 | 79.3156 | 100.8725 | 126.5103
Option 8: 750 MW in 2030 and 750 MW in 2032
Scenario: | 2. Status quo / current policy
EY Ref: | EC70 M1500 M1_31 M2_33 | to | EC70
|  |  |  | Yearly NPV benefit ($m) |  | 2020-21 | 2021-22 | 2022-23 | 2023-24 | 2024-25 | 2025-26 | 2026-27 | 2027-28 | 2028-29 | 2029-30 | 2030-31 | 2031-32 | 2032-33 | 2033-34 | 2034-35 | 2035-36 | 2036-37 | 2037-38 | 2038-39 | 2039-40 | 2040-41 | 2041-42 | 2042-43 | 2043-44 | 2044-45 | 2045-46 | 2046-47 | 2047-48 | 2048-49 | 2049-50
[5 empty] | CAPEX (Install) | 1.1421 | 1.0645 | -1.633 | -3.459 | -5.0548 | -6.3544 | -5.8006 | -7.775 | -22.2554 | -16.9981 | 39.6215 | 76.4763 | 70.1774 | 80.262 | 47.987 | 64.6251 | 7.7556 | -35.9816 | -9.4727 | -86.7694 | -100.463 | -88.827 | -89.6756 | -93.5355 | -97.0274 | -90.0032 | -75.807 | -79.6006 | -66.4004 | -59.4199
[5 empty] | Fixed O&M | 1.7877 | 1.6875 | 1.1037 | 0.29399 | 0.39567 | -1.4107 | -2.0422 | -2.932 | -6.2341 | -4.4287 | 7.3107 | 12.271 | 11.8534 | 12.134 | 5.3888 | 8.3102 | -5.6026 | -9.5922 | -1.5479 | -32.1275 | -35.8316 | -31.9782 | -32.3829 | -33.4958 | -33.811 | -31.578 | -26.8293 | -27.5057 | -22.5791 | -20.3902
[5 empty] | Fuel | -0.071716 | 0.94626 | 5.0369 | 6.1635 | 7.1006 | -1.2372 | -4.7108 | -3.89 | -0.079793 | -4.7762 | 28.0551 | 37.111 | 46.3404 | 60.5239 | 15.6616 | 126.6129 | 173.2773 | 191.2497 | 179.9922 | 266.9091 | 292.8087 | 292.8854 | 305.6363 | 303.6699 | 288.5999 | 258.0791 | 240.4418 | 208.204 | 190.8765 | 203.5215
[5 empty] | Variable O&M | -0.13775 | 0.20737 | -0.015788 | 0.18274 | 0.20575 | 0.55657 | 1.5748 | 2.4716 | 2.6425 | 2.6165 | 3.6784 | 2.0966 | 4.4087 | 3.9499 | 3.495 | 2.4326 | 6.307 | 12.2273 | 11.818 | 18.4814 | 18.9976 | 16.8123 | 17.2232 | 16.1918 | 17.0541 | 16.2189 | 14.4407 | 14.5253 | 12.0634 | 10.2393
[5 empty] | REZ Expansion | -0.0055025 | -0.0057904 | -1.0647 | -1.0088 | -0.9504 | -0.898 | -0.84919 | -0.80463 | -0.75885 | 0.38537 | 0.3638 | 15.366 | 19.554 | 19.7978 | 19.1321 | 25.8759 | 21.7397 | 16.3571 | 17.6983 | 3.4209 | -2.4847 | 0.68792 | -3.5384 | -7.0854 | -7.3635 | -7.0857 | -3.8253 | -4.0752 | 0.004357 | 1.0291
[5 empty] | USE / DSP | -0.023107 | -0.023119 | 6.2627 | 2.7026 | 0.0021114 | -2.6654 | 0.58068 | -0.017837 | -0.0233 | -0.024427 | 0.97284 | -11.8299 | -0.020684 | 5.6548 | 4.2286 | -1.2244 | -0.024048 | 7.5621 | 4.6162 | -0.50182 | -0.47684 | -0.31204 | 0.096827 | -0.00011227 | -0.036451 | -0.15355 | -0.063699 | 0.29089 | 0.026438 | 0.91748
[5 empty] | REHAB | -1.5965 | -7.6393e-05 | -2.7777e-05 | -5.0872e-05 | -0.88816 | 0.8941 | 0.42706 | 0.65321 | -0.10819 | 0.0051752 | -3.2172e-06 | 0.0048671 | 0.0095331 | -8.5798e-06 | -1.5074e-05 | -0.050561 | -0.7787 | -2.0081e-05 | -1.0399e-05 | -6.4335e-06 | -3.4119e-06 | -4.2469e-06 | -1.7407e-06 | -1.3533e-06 | -0.00010501 | -1.9052e-06 | -1.8632e-06 | -1.1158e-06 | -2.5116e-06 | -1.2671e-06
[5 empty] | SyncCon | 0.0086005 | 0.012982 | 0.03204 | -0.0010905 | 0.010569 | -0.037191 | -0.046996 | -0.080067 | -0.14791 | -0.12411 | -0.30574 | -0.31162 | -0.40331 | -0.46561 | -0.37259 | -0.20731 | -0.28765 | -0.092627 | -0.085701 | -0.21569 | -0.26259 | -0.16088 | -0.18143 | -0.19852 | -0.19215 | -0.067156 | -0.029034 | -0.11801 | -0.21331 | -0.024
[5 empty] | Total | 1.1038 | 3.8896 | 9.7217 | 4.8739 | 0.82127 | -11.1522 | -10.8674 | -12.3748 | -26.9649 | -23.3445 | 79.6966 | 131.1842 | 151.9194 | 181.8569 | 95.5206 | 226.3744 | 202.3866 | 181.7297 | 203.0183 | 169.197 | 172.2876 | 189.1074 | 197.1779 | 185.5464 | 167.2234 | 145.4104 | 148.3281 | 111.7206 | 113.7779 | 135.8732
Option 8: 750 MW in 2030 and 750 MW in 2032
Scenario: | 3. Sustained renewables uptake
EY Ref: | RRS M1200 M1_31 M2_33 | to | RRS
|  |  |  | Yearly NPV benefit ($m) |  | 2020-21 | 2021-22 | 2022-23 | 2023-24 | 2024-25 | 2025-26 | 2026-27 | 2027-28 | 2028-29 | 2029-30 | 2030-31 | 2031-32 | 2032-33 | 2033-34 | 2034-35 | 2035-36 | 2036-37 | 2037-38 | 2038-39 | 2039-40 | 2040-41 | 2041-42 | 2042-43 | 2043-44 | 2044-45 | 2045-46 | 2046-47 | 2047-48 | 2048-49 | 2049-50
[5 empty] | CAPEX (Install) | 0.0015873 | 0.0016237 | 0.50589 | 5.5398 | 2.7757 | 1.8927 | 4.5558 | -6.197 | -7.4638 | -16.1413 | 97.6608 | 49.9442 | 17.0493 | 14.8255 | 5.9311 | 12.4599 | -46.953 | -84.0481 | -42.8713 | -105.7755 | -112.5884 | -101.3755 | -78.577 | -88.586 | -92.5416 | -85.7204 | -69.4023 | -76.2974 | -69.9187 | -62.1961
[5 empty] | Fixed O&M | 0.51774 | 0.48889 | 0.59145 | 1.8987 | 1.5031 | 1.1858 | 1.8002 | 7.0429 | 6.2483 | 3.6546 | 25.5413 | 12.1717 | 7.5978 | 5.9557 | 4.2977 | 6.5431 | -10.3409 | -21.8766 | -9.0989 | -36.5444 | -38.2895 | -35.0169 | -28.1998 | -30.5919 | -31.9507 | -29.7588 | -24.2752 | -26.0813 | -23.7782 | -21.2471
[5 empty] | Fuel | -0.34715 | -0.34443 | 1.665 | 0.96528 | 4.3066 | 1.8785 | -2.3758 | -9.4125 | -2.5101 | 6.6356 | 69.2013 | 66.0871 | 141.1859 | 185.4058 | 78.0958 | 164.0807 | 213.6234 | 289.4191 | 245.4545 | 295.0092 | 290.3989 | 313.2614 | 276.6044 | 298.3741 | 278.139 | 237.0634 | 231.0368 | 205.6393 | 195.8431 | 208.6313
[5 empty] | Variable O&M | 0.046336 | 0.39893 | -0.19035 | -0.62184 | -0.32596 | -0.1721 | -0.29237 | 2.0684 | -0.64868 | 1.7569 | -3.3884 | 1.2431 | 5.4461 | 6.5044 | 7.6452 | 5.6366 | 9.8028 | 16.6167 | 13.5119 | 20.5458 | 20.2896 | 18.5411 | 16.2216 | 15.3184 | 15.6398 | 14.6542 | 12.7056 | 13.5299 | 12.3062 | 10.0183
[5 empty] | REZ Expansion | 9.8625e-05 | 9.7117e-05 | 1.5441e-05 | 2.2625e-05 | 0.037449 | 6.5998e-05 | 0.67926 | 3.5023 | 3.0714 | 1.6784 | 16.3319 | 19.229 | 43.0749 | 30.5735 | 28.8702 | 32.2077 | 16.594 | 5.229 | 12.2691 | -1.2934 | -3.7972 | -2.0039 | 1.6589 | -0.66345 | -4.346 | -4.0153 | 0.067244 | -2.3265 | -1.3001 | 0.52837
[5 empty] | USE / DSP | 0.0001278 | 0.00013626 | 0.00049987 | -0.29231 | -0.34256 | -0.072521 | 0.24171 | 0.045565 | -0.048356 | -0.90177 | -3.7669 | -23.9072 | 0.18712 | 3.8538 | 0.56741 | -0.87676 | -0.00061789 | 8.5724 | 1.565 | 0.40338 | -0.17556 | 0.43709 | 0.94574 | -0.19165 | -0.0020301 | -0.12785 | -0.20516 | 0.24489 | 0.03692 | 0.81332
[5 empty] | REHAB | -0.4787 | 5.4294e-06 | -6.197e-07 | -3.1704e-06 | -0.65612 | 0.0065956 | 4.3027e-06 | -11.7073 | 0.0001072 | 1.1903e-07 | 1.4594e-07 | -9.1641e-07 | -0.00041705 | 2.0827e-07 | -0.074689 | -1.2516e-07 | -1.0964e-07 | -9.006e-08 | -6.6483e-07 | -6.3127e-08 | 4.5794e-07 | 2.3419e-07 | 4.2658e-08 | -3.9123e-08 | -2.0427e-06 | -1.9158e-08 | -1.6864e-08 | -8.055e-09 | -4.0374e-06 | 2.9436e-08
[5 empty] | SyncCon | 0.00039295 | 0.0040425 | 0.016846 | 0.038637 | 0.043294 | 0.014925 | 0.008092 | -0.1074 | -0.026762 | -0.089681 | -0.20738 | -0.34325 | -0.24928 | -0.24447 | -0.35468 | -0.21292 | -0.35394 | -0.11097 | -0.063631 | -0.23611 | -0.28057 | -0.15465 | -0.21355 | -0.27009 | -0.23543 | -0.092956 | -0.051044 | -0.15147 | -0.21392 | 0.0016224
[5 empty] | Total | -0.25957 | 0.54928 | 2.5893 | 7.5283 | 7.3415 | 4.734 | 4.6169 | -14.765 | -1.378 | -3.4074 | 201.3727 | 124.4247 | 214.2914 | 246.8744 | 124.978 | 219.8384 | 182.3718 | 213.8016 | 220.7666 | 172.109 | 155.5572 | 193.6886 | 188.4404 | 193.3895 | 164.703 | 132.0023 | 149.8759 | 114.5573 | 112.9753 | 136.5498
Option 8: 750 MW in 2030 and 750 MW in 2032
Scenario: | 4. Accelerated transition to low emissions future
EY ref: | FCS M1500 M1_31 M2_33 | to | FCS
|  |  |  | Yearly NPV benefit ($m) |  | 2020-21 | 2021-22 | 2022-23 | 2023-24 | 2024-25 | 2025-26 | 2026-27 | 2027-28 | 2028-29 | 2029-30 | 2030-31 | 2031-32 | 2032-33 | 2033-34 | 2034-35 | 2035-36 | 2036-37 | 2037-38 | 2038-39 | 2039-40 | 2040-41 | 2041-42 | 2042-43 | 2043-44 | 2044-45 | 2045-46 | 2046-47 | 2047-48 | 2048-49 | 2049-50
[5 empty] | CAPEX (Install) | -1.7943 | -7.2155 | 2.0135 | 6.2465 | 11.1089 | 4.2302 | -3.8308 | -21.1066 | -30.1383 | 8.143 | 75.9015 | 76.8388 | 72.1615 | 87.0354 | 40.4562 | 70.2477 | 22.9936 | 50.4919 | 46.3602 | 8.0964 | -17.1603 | -24.3214 | -19.0424 | 53.8057 | 49.1466 | 38.2318 | 128.3344 | 143.2332 | 130.3277 | 204.7124
[5 empty] | Fixed O&M | -1.5521 | -2.8525 | -0.88337 | 1.586 | 0.15791 | -1.3713 | -3.4949 | 5.5103 | 4.4579 | 22.3635 | 31.961 | 22.5388 | 26.7476 | 28.5324 | 20.0032 | 27.7303 | 17.1159 | 18.555 | 16.8298 | -39.5165 | -70.0592 | -66.3602 | -61.0742 | -35.7847 | -31.3601 | -36.7014 | -9.8867 | -10.1029 | -6.9121 | 6.8486
[5 empty] | Fuel | 2.8782 | 7.7067 | 1.9952 | 0.31053 | 1.0102 | -1.5172 | -1.5689 | 20.5494 | 28.4066 | -18.639 | 29.3026 | 42.496 | 58.3838 | 59.1909 | 38.7147 | 146.54 | 142.832 | 151.9059 | 132.2632 | 314.9752 | 472.6587 | 437.5716 | 376.4332 | 312.992 | 293.6472 | 282.594 | 156.4045 | 121.6149 | 54.5078 | 32.8051
[5 empty] | Variable O&M | 0.47727 | 1.1645 | -0.094129 | -0.59039 | -0.78698 | -0.04943 | 0.039443 | -1.9988 | -1.6406 | 0.87244 | -1.4383 | 1.9125 | 6.4364 | 6.1361 | 5.3217 | 2.3654 | 5.4587 | 3.7147 | -0.22559 | 15.9768 | 18.5722 | 16.9565 | 17.6666 | 6.9896 | 8.699 | 9.0725 | 0.53861 | 0.27852 | -6.6222 | -7.153
[5 empty] | REZ Expansion | 0.00020237 | 0.00023966 | 1.6445 | 1.6835 | 1.4663 | 1.1263 | 1.8269 | -2.47 | 5.1131 | 9.3004 | 22.6266 | 28.8304 | 67.6885 | 44.6638 | 39.7529 | 53.7021 | 57.413 | 52.6548 | 49.8465 | 31.6767 | 12.8584 | 12.142 | 11.4656 | 32.4705 | 31.9816 | 19.0909 | 29.234 | 25.3671 | 26.7448 | 40.3343
[5 empty] | USE / DSP | 0.00067759 | 0.00070122 | -9.7947 | -3.9545 | 0.047545 | 4.5117 | -2.0712 | -0.61512 | -1.0725 | 0.72014 | -0.066362 | -14.7421 | 0.0073684 | 0.56981 | 2.9887 | 9.7993 | 2.0251 | -4.0608 | -0.73045 | -0.064631 | 0.066528 | 6.6231 | -0.77787 | -2.9111 | -0.064294 | 2.754 | 10.6606 | 20.0287 | 201.8309 | 162.9472
[5 empty] | REHAB | 2.7876 | 1.1876e-05 | 1.226e-06 | -1.0706 | 2.8356 | -8.2282e-07 | -0.67362 | -19.6237 | 8.2257 | -3.6417 | -0.43553 | -0.69127 | 0.88909 | -1.7723e-06 | -0.90738 | -1.7155e-07 | -2.9684e-07 | -3.3557e-07 | 3.9887e-07 | 15.1266 | 2.7137 | -0.17421 | -4.227e-08 | -3.1596 | -1.1222 | 0.71303 | 2.9034 | 6.6152 | -7.8647 | -0.55997
[5 empty] | SyncCon | -0.052933 | -0.030076 | 0.016395 | 0.040815 | 0.024479 | 0.028444 | -0.04311 | -0.10185 | 0.036521 | -0.041881 | -0.25483 | -0.46193 | -0.25271 | -0.30662 | -0.47802 | -0.28033 | -0.24437 | -0.061628 | 0.016412 | -0.26471 | -0.25853 | 0.032901 | -0.060495 | -0.13213 | -0.15969 | -0.054233 | -0.0025573 | -0.070276 | -0.1028 | 0.055469
[5 empty] | Total | 2.7446 | -1.2259 | -5.1026 | 4.252 | 15.8639 | 6.9587 | -9.8162 | -19.8564 | 13.3884 | 19.0769 | 157.5966 | 156.7213 | 232.0616 | 225.8216 | 145.8519 | 310.1045 | 247.594 | 273.2 | 244.36 | 346.0059 | 419.3915 | 382.4703 | 324.6104 | 364.2702 | 350.7682 | 315.7007 | 318.1862 | 306.9646 | 391.9094 | 439.9901
Option 9: 600 MW in 2028
Option 9: 600 MW in 2028
Scenario: | 1. Global slowdown
EY ref: | Slow Change M600 FY29 | to | Slow Change
|  |  |  | Yearly NPV benefit ($m) |  | 2020-21 | 2021-22 | 2022-23 | 2023-24 | 2024-25 | 2025-26 | 2026-27 | 2027-28 | 2028-29 | 2029-30 | 2030-31 | 2031-32 | 2032-33 | 2033-34 | 2034-35 | 2035-36 | 2036-37 | 2037-38 | 2038-39 | 2039-40 | 2040-41 | 2041-42 | 2042-43 | 2043-44 | 2044-45 | 2045-46 | 2046-47 | 2047-48 | 2048-49 | 2049-50
|  |  |  | BS | CAPEX (Install) | 0.026059 | 0.025499 | -6.6045 | -6.2503 | -8.0213 | -19.7926 | -15.6644 | -13.7782 | -12.9735 | 23.4002 | 61.1031 | 54.4708 | 20.2838 | 56.125 | 34.0639 | 43.6428 | 24.5322 | 25.9459 | 23.5052 | 12.3778 | 17.5997 | 21.193 | 15.1874 | -22.6672 | -22.3309 | -19.3884 | -16.8008 | -19.8633 | -14.6177 | -5.8747
|  |  |  | BS | Fixed O&M | 3.9728 | 3.7507 | 2.0176 | 1.8225 | 1.1296 | -5.2386 | -3.965 | -3.3794 | 5.4406 | 6.0675 | 8.3608 | 12.3622 | 4.1875 | 14.0396 | 7.47 | 7.6205 | 2.6696 | 2.6838 | 2.2566 | -2.4251 | -0.48916 | 0.78998 | -0.77369 | -11.285 | -10.9602 | -9.8527 | -9.1331 | -9.2116 | -7.0451 | -4.2529
|  |  |  | BS | Fuel | 10.4475 | -1.9403 | 6.8103 | 7.8043 | 7.9017 | -10.0645 | -31.826 | -3.5853 | 34.1969 | 77.853 | -16.7963 | 37.4915 | 48.4659 | 30.6834 | 22.9633 | 79.6908 | 104.8388 | 67.1658 | 72.2085 | 78.2298 | 73.7431 | 92.3896 | 72.6221 | 128.9349 | 121.1766 | 106.5377 | 100.6979 | 71.5509 | 70.6451 | 80.5722
|  |  |  | BS | Variable O&M | -0.74513 | 0.38799 | 0.40672 | 0.24181 | 0.44585 | 6.4784 | 9.3469 | 4.3231 | 4.432 | 6.2987 | 4.7829 | 4.8073 | 11.4932 | 4.7626 | 9.8291 | 0.78688 | 1.9011 | 3.829 | 3.1396 | 8.502 | 5.9384 | 2.5254 | 3.3932 | 8.0002 | 8.5597 | 8.1733 | 7.0118 | 7.5505 | 5.4052 | 2.176
|  |  |  | BS | REZ Expansion | 0.0012807 | 0.0012623 | 0.0015217 | 0.0014791 | 0.0014428 | 0.001438 | 0.0015381 | 0.0015391 | 0.0014904 | 5.5567 | 5.2472 | 3.863 | 0.79262 | 5.7587 | 4.841 | 3.7444 | 2.7439 | 2.9983 | 2.7542 | -2.6282 | -0.49803 | 2.0661 | -1.2881 | -4.7925 | -4.7848 | -4.2436 | -4.0071 | -3.842 | -1.8153 | -0.40897
|  |  |  | BS | USE / DSP | 0.0057644 | 0.0057259 | -0.10673 | 0.0056802 | 0.0057337 | 9.9798 | 0.71952 | 0.0055906 | 0.005593 | 0.0057053 | 6.0434 | 0.028521 | -0.00095086 | 0.58684 | 3.0634 | 0.52341 | -0.008318 | -0.22538 | -0.066 | -4.1679 | 0.021158 | -4.1094 | -0.06412 | -0.14619 | 0.0054783 | 0.33476 | 1.3321 | 0.0080202 | 0.14633 | 0.72014
|  |  |  | BS | REHAB | -5.1102 | 0.00014172 | 0.00042395 | 0.083636 | -0.0061709 | 1.8894 | -0.83161 | -0.18563 | -3.3829 | 4.2031 | 0.61327 | -0.0016024 | -1.3394 | -1.5838 | 1.3973 | 0.0016924 | 0.00050038 | 2.033e-06 | 1.8868e-06 | 4.5075e-06 | 1.3491e-06 | 1.6055e-06 | 1.2605e-06 | 1.2471e-06 | 4.2983e-06 | 8.2148e-07 | 1.0031e-06 | 6.5993e-07 | 1.9292e-06 | 7.5169e-07
|  |  |  | BS | SyncCon | 0.01397 | 0.015337 | 0.01987 | 0.024544 | 0.025951 | -0.23208 | -0.33348 | -0.18828 | -0.38835 | -0.16386 | -0.43238 | -0.37648 | -0.47153 | -0.25032 | -0.41865 | -0.17648 | -0.19554 | -0.28327 | -0.16734 | -0.2744 | -0.24703 | -0.1079 | -0.15625 | -0.11201 | -0.13941 | -0.14918 | -0.085555 | -0.15135 | -0.07944 | -0.017896
[5 empty] | Total | 8.6119 | 2.2463 | 2.5452 | 3.7337 | 1.4828 | -16.9788 | -42.5525 | -16.7866 | 27.3319 | 123.221 | 68.9221 | 112.6452 | 83.4111 | 110.122 | 83.2093 | 135.834 | 136.4822 | 102.1141 | 103.6308 | 89.6141 | 96.0681 | 114.7468 | 88.9205 | 97.9321 | 91.5265 | 81.4119 | 79.0153 | 46.0412 | 52.6392 | 72.914
Option 9: 600 MW in 2028
Scenario: | 2. Status quo / current policy
EY ref: | Neutral M600 FY29 | to | Neutral
|  |  |  | Yearly NPV benefit ($m) |  | 2020-21 | 2021-22 | 2022-23 | 2023-24 | 2024-25 | 2025-26 | 2026-27 | 2027-28 | 2028-29 | 2029-30 | 2030-31 | 2031-32 | 2032-33 | 2033-34 | 2034-35 | 2035-36 | 2036-37 | 2037-38 | 2038-39 | 2039-40 | 2040-41 | 2041-42 | 2042-43 | 2043-44 | 2044-45 | 2045-46 | 2046-47 | 2047-48 | 2048-49 | 2049-50
[5 empty] | CAPEX (Install) | 2.2639 | 2.1409 | 0.37793 | -4.2629 | -10.1082 | -12.2551 | -11.1193 | -22.7031 | -5.4094 | 36.8212 | 33.4596 | 67.4455 | 61.7888 | 40.3436 | 25.9492 | 28.0245 | -3.5568 | -8.4319 | -13.042 | -35.9544 | -40.4716 | -32.0285 | -32.418 | -32.6378 | -42.6785 | -39.8865 | -29.8856 | -30.112 | -23.7745 | -18.8918
[5 empty] | FOM | 2.2932 | 2.1655 | 2.0254 | 0.5178 | -0.66817 | -4.2048 | -4.2773 | -7.1982 | 6.7371 | 8.0366 | 6.1571 | 12.5122 | 11.3593 | 6.2343 | 3.2171 | 3.0183 | -5.0678 | -1.7819 | -5.6852 | -13.8987 | -15.0526 | -12.469 | -12.5723 | -12.5893 | -15.3757 | -14.4242 | -11.0644 | -10.9609 | -8.6921 | -7.2191
[5 empty] | Fuel | 0.29721 | 1.3765 | 5.3869 | 6.8035 | 8.7453 | -4.0617 | -6.7654 | -5.2006 | 55.4875 | 45.6981 | 20.2119 | 35.0499 | 19.9065 | 49.5255 | 5.3118 | 84.3071 | 107.4553 | 108.935 | 128.0131 | 109.4233 | 115.922 | 143.6332 | 134.5209 | 137.7142 | 135.4494 | 126.493 | 111.4314 | 80.9453 | 69.5266 | 96.0068
[5 empty] | VOM | -0.25271 | 0.098666 | 0.015589 | 0.63466 | 0.80511 | 1.7665 | 3.134 | 5.2773 | 4.7624 | 7.0001 | 4.7457 | 3.5844 | 2.5829 | 4.363 | 3.3929 | 2.6306 | 6.0415 | 7.7529 | 7.6886 | 10.1389 | 9.5148 | 6.9876 | 7.5448 | 7.0877 | 8.2594 | 7.8346 | 6.233 | 6.6567 | 5.4239 | 3.7064
[5 empty] | REZ Expansion | 0.0011949 | 0.0012606 | -1.0578 | -1.0013 | -0.94274 | -0.89009 | -0.84024 | -0.79541 | -0.74868 | 3.1111 | 2.9378 | 11.5836 | 11.2594 | 10.0845 | 9.96 | 10.5162 | 3.5058 | 2.927 | 0.79176 | -1.7161 | -3.1667 | -0.89079 | -2.5694 | -3.1245 | -5.7353 | -5.4993 | -2.6283 | -2.8205 | -1.267 | -0.10267
[5 empty] | USE / DSP | 0.0052153 | 0.0052208 | 6.5113 | 2.8199 | 0.038367 | -4.2478 | 0.60632 | 0.0080517 | 0.04934 | 0.020025 | 0.98581 | -0.21284 | 0.0042925 | 3.6655 | 1.8848 | -0.28657 | 0.0052828 | 6.1244 | 3.4075 | 0.0078162 | -0.0021748 | -0.31347 | 0.039084 | 0.013963 | -0.026201 | 0.055778 | 0.026843 | 0.051013 | 0.0098703 | 0.26456
[5 empty] | REHAB | -2.1853 | 2.6409e-05 | 9.3016e-06 | 2.1275e-06 | -0.88005 | 1.8681 | 0.28603 | -0.24031 | -1.803 | 0.27296 | 1.3698e-06 | 0.0012913 | -0.0043669 | 2.3488e-06 | 1.1514e-06 | 1.0804e-06 | 3.0964e-07 | 2.1434e-07 | 1.9059e-07 | 1.7144e-07 | 9.2877e-07 | 7.4654e-07 | 1.3397e-07 | 4.9425e-07 | 4.8226e-05 | 3.281e-07 | 2.6914e-07 | 1.132e-07 | 4.0146e-07 | 3.0721e-07
[5 empty] | SyncCon | 0.028801 | 0.029244 | 0.044718 | -0.0077345 | -0.0044698 | -0.057855 | -0.12146 | -0.17117 | -0.35136 | -0.39002 | -0.38331 | -0.36628 | -0.30696 | -0.38284 | -0.42271 | -0.26609 | -0.30387 | -0.20771 | -0.13447 | -0.28659 | -0.27209 | -0.13006 | -0.13239 | -0.1285 | -0.11401 | -0.07473 | -0.024897 | -0.11089 | -0.13569 | 0.031574
[5 empty] | Total | 2.4514 | 5.8173 | 13.3041 | 5.5039 | -3.0149 | -22.0828 | -19.0974 | -31.0235 | 58.724 | 100.57 | 68.1147 | 129.5978 | 106.5898 | 113.8335 | 49.2932 | 127.9441 | 108.0794 | 115.3179 | 121.0393 | 67.7142 | 66.4716 | 104.7891 | 94.4127 | 96.3358 | 79.7792 | 74.4986 | 74.088 | 43.6487 | 41.091 | 73.7957
Option 9: 600 MW in 2028
Scenario: | 3. Sustained renewables uptake
EY Ref: | RRS 600 M1_29 | to | RRS
|  |  |  | Yearly NPV benefit ($m) |  | 2020-21 | 2021-22 | 2022-23 | 2023-24 | 2024-25 | 2025-26 | 2026-27 | 2027-28 | 2028-29 | 2029-30 | 2030-31 | 2031-32 | 2032-33 | 2033-34 | 2034-35 | 2035-36 | 2036-37 | 2037-38 | 2038-39 | 2039-40 | 2040-41 | 2041-42 | 2042-43 | 2043-44 | 2044-45 | 2045-46 | 2046-47 | 2047-48 | 2048-49 | 2049-50
[5 empty] | CAPEX (Install) | -0.0022557 | -0.0021339 | 1.2459 | 2.6413 | 0.12813 | -2.5968 | -23.0931 | -37.2769 | 57.4552 | 43.9452 | 70.3989 | 18.1214 | 21.3463 | 9.6591 | 5.4443 | 9.725 | -15.9765 | -49.9792 | -30.7852 | -49.3029 | -50.1513 | -42.9917 | -41.6666 | -39.1656 | -42.5927 | -39.431 | -29.8997 | -29.9295 | -25.9472 | -19.4002
[5 empty] | Fixed O&M | 0.71845 | 0.67844 | 0.96168 | 1.402 | 0.61899 | -3.9598 | -6.1361 | -0.19922 | 24.6991 | 19.8315 | 19.5229 | 8.412 | 9.6716 | 5.9347 | 4.9668 | 6.1642 | -0.24227 | -12.7857 | -6.7979 | -17.868 | -17.9528 | -15.7119 | -15.1296 | -14.1722 | -15.3908 | -14.3305 | -11.0944 | -10.9195 | -9.4055 | -7.2827
[5 empty] | Fuel | -0.20053 | 2.1403 | 2.0622 | 1.9261 | 6.0052 | -3.7749 | 9.2719 | 2.6748 | 35.1784 | 47.4108 | 60.0712 | 66.8498 | 86.7025 | 121.8185 | 49.3492 | 107.0973 | 119.2075 | 169.48 | 153.5026 | 125.9446 | 116.7139 | 155.6024 | 139.0502 | 150.9798 | 137.9784 | 115.5067 | 111.2959 | 82.3335 | 72.4276 | 95.8018
[5 empty] | Variable O&M | 0.036742 | 0.31972 | -0.29523 | -0.1742 | 0.095941 | 0.58696 | 2.7293 | 4.5311 | 11.4773 | 7.473 | -1.889 | 5.3276 | 2.3956 | 2.0479 | 5.2386 | 1.8246 | 5.4091 | 7.9408 | 6.1494 | 10.6518 | 9.8967 | 7.8786 | 8.1295 | 7.0974 | 7.7885 | 7.2835 | 6.1 | 6.3365 | 5.4855 | 3.3958
[5 empty] | REZ Expansion | -9.9983e-05 | -9.3023e-05 | -0.00010478 | -0.00010931 | 0.20179 | -0.00012878 | -0.6576 | 1.5842 | 15.0174 | 11.6546 | 14.6993 | 13.4045 | 15.6994 | 12.5549 | 11.8554 | 12.5899 | 3.6453 | -2.6225 | -0.22334 | -3.061 | -4.1358 | -2.6814 | -2.8031 | -3.1759 | -5.1116 | -4.7306 | -1.9972 | -2.7503 | -1.6456 | 0.84925
[5 empty] | USE / DSP | -0.00032339 | -0.00032435 | -0.00020326 | 0.16979 | -0.01254 | 0.66986 | 2.3181 | 0.054201 | -0.00033566 | 0.016235 | -3.9889 | 0.7435 | 0.09682 | 1.1724 | 0.11737 | -0.10973 | -0.00055141 | -0.28559 | 0.36583 | -0.24641 | -0.084166 | 0.040867 | -0.058588 | -0.042221 | -0.0009989 | -0.0035614 | 0.1327 | 0.042448 | 0.03191 | 0.30086
[5 empty] | REHAB | -0.66595 | 2.3284e-06 | -5.8875e-07 | -9.3647e-07 | 0.08373 | 0.67495 | 2.4701e-06 | -13.5747 | 0.00010179 | -3.7939e-07 | -3.9589e-08 | -7.0084e-08 | 2.776e-05 | 2.3478e-07 | 1.529e-06 | -1.39e-09 | -2.7271e-08 | -1.8334e-08 | -9.6964e-09 | -1.0531e-08 | 3.5885e-07 | 6.7634e-08 | 2.5951e-07 | 2.4573e-07 | -1.6701e-05 | -2.1799e-08 | -2.3137e-08 | -7.7982e-09 | -1.1578e-05 | -3.3829e-08
[5 empty] | SyncCon | 0.00026663 | 0.003922 | 0.017388 | 0.018695 | 0.019659 | -0.035517 | -0.081327 | -0.23005 | -0.54088 | -0.57382 | -0.33965 | -0.4458 | -0.33307 | -0.28404 | -0.39578 | -0.21776 | -0.28175 | -0.19595 | -0.10085 | -0.27116 | -0.29833 | -0.11786 | -0.13531 | -0.12646 | -0.12787 | -0.079154 | -0.041271 | -0.11516 | -0.15774 | 0.023982
[5 empty] | Total | -0.1137 | 3.1398 | 3.9917 | 5.9837 | 7.1409 | -8.4354 | -15.6488 | -42.4366 | 143.2861 | 129.7576 | 158.4748 | 112.4129 | 135.5792 | 152.9035 | 76.576 | 137.0736 | 111.7609 | 111.5517 | 122.1105 | 65.847 | 53.9882 | 102.0191 | 87.3864 | 101.3949 | 82.543 | 64.2153 | 74.496 | 44.9979 | 40.7889 | 73.6887
Option 9: 600 MW in 2028
Scenario: | 4. Accelerated transition to low emissions future
EY Ref: | FCS 600 M1_29 | to | FCS
|  |  |  | Yearly NPV benefit ($m) |  | 2020-21 | 2021-22 | 2022-23 | 2023-24 | 2024-25 | 2025-26 | 2026-27 | 2027-28 | 2028-29 | 2029-30 | 2030-31 | 2031-32 | 2032-33 | 2033-34 | 2034-35 | 2035-36 | 2036-37 | 2037-38 | 2038-39 | 2039-40 | 2040-41 | 2041-42 | 2042-43 | 2043-44 | 2044-45 | 2045-46 | 2046-47 | 2047-48 | 2048-49 | 2049-50
[5 empty] | CAPEX (Install) | -1.8011 | -7.142 | 2.4748 | 6.3941 | 9.0154 | -9.8791 | -25.6871 | -8.9255 | 80.4626 | 45.9512 | 61.6012 | 49.2166 | 58.0581 | 77.7423 | 29.9484 | 48.2491 | 28.8689 | 26.9747 | 25.0073 | -0.47393 | -3.1646 | -1.4544 | -4.0313 | 30.079 | 22.1829 | 16.4631 | 73.4049 | 70.847 | 80.2258 | 103.2429
[5 empty] | Fixed O&M | -1.3759 | -2.663 | -0.66876 | 1.7676 | 1.4982 | -2.7092 | -4.9956 | 4.6107 | 38.8134 | 16.3302 | 20.433 | 6.895 | 9.8148 | 16.8884 | 5.7732 | 8.0247 | 5.8399 | 4.7746 | 1.9376 | -24.3438 | -29.8218 | -27.3791 | -25.3786 | -11.6487 | -14.2191 | -14.6235 | -0.48016 | -1.5394 | 1.2289 | 6.4037
[5 empty] | Fuel | 2.7753 | 7.8446 | 1.8342 | 0.23902 | 3.4078 | 3.356 | -1.1377 | -3.7073 | 9.3234 | 31.9217 | 17.2499 | 33.5155 | 32.616 | 31.9062 | 22.2728 | 74.2445 | 58.7158 | 80.7223 | 88.8131 | 166.5724 | 203.7732 | 191.8839 | 153.0212 | 135.1731 | 138.1619 | 132.3257 | 62.5221 | 54.1993 | 11.4086 | 13.0473
[5 empty] | Variable O&M | 0.46178 | 1.141 | -0.18639 | -0.62389 | -0.7428 | 1.8939 | 2.2999 | 1.3444 | -0.89107 | 3.5404 | -0.75942 | 4.1265 | 2.5637 | 1.0771 | 3.3398 | 1.799 | 4.1203 | 2.9996 | -0.37565 | 8.7251 | 8.0766 | 7.3672 | 7.5145 | 3.046 | 4.2499 | 4.5572 | -0.099203 | -0.11135 | -4.0937 | -3.6134
[5 empty] | REZ Expansion | -0.0057861 | -0.0067716 | 1.87 | 1.9022 | 1.6647 | 1.1714 | 2.0468 | -0.05963 | 23.5152 | 20.2257 | 20.7081 | 22.1165 | 28.0058 | 20.142 | 16.8429 | 27.5611 | 30.2917 | 24.3675 | 25.9028 | 12.0987 | 6.2505 | 5.9022 | 5.5734 | 14.8486 | 9.1194 | 7.2951 | 11.9389 | 12.6276 | 12.3489 | 20.3831
[5 empty] | USE / DSP | -0.029558 | -0.028754 | -11.1798 | -4.1799 | -0.58866 | 1.5484 | -2.0373 | -0.59016 | 0.76498 | 0.51599 | -0.029681 | -2.3825 | -0.02464 | -0.17904 | 1.5459 | -3.378 | 0.60859 | -1.0939 | 0.18563 | 0.033796 | -0.14551 | 0.83136 | -0.2496 | -4.5079 | -0.13186 | 2.3294 | 4.6987 | 12.8865 | 84.6638 | 82.0384
[5 empty] | REHAB | 1.1931 | -0.00040904 | -1.3234e-05 | -1.09 | -0.43162 | -4.1163e-05 | -6.2805 | -5.518 | 5.3413 | 4.1278 | -0.2299 | -3.189e-05 | -0.50827 | -1.0346e-05 | -0.48626 | -5.2747e-06 | -3.6224e-06 | -4.078e-06 | -4.0194e-06 | 8.6244 | -0.98587 | -0.26611 | -1.7977e-06 | -1.6936 | 0.29707 | 0.1773 | 3.2117 | 0.96305 | -3.7991 | -0.00079258
[5 empty] | SyncCon | -0.055154 | -0.03179 | 0.015096 | 0.03958 | 0.020663 | -0.034575 | -0.11755 | -0.070549 | -0.57108 | -0.57838 | -0.44196 | -0.53565 | -0.44716 | -0.30986 | -0.53166 | -0.25323 | -0.23093 | -0.10413 | -0.063472 | -0.10899 | -0.10493 | 0.018857 | -0.082372 | -0.073559 | -0.052604 | 0.010354 | 0.0028099 | -0.044439 | -0.062402 | 0.10372
[5 empty] | Total | 1.1628 | -0.88713 | -5.8408 | 4.4487 | 13.8437 | -4.6532 | -35.9091 | -12.916 | 156.7588 | 122.0346 | 118.5312 | 112.952 | 130.0784 | 147.2672 | 78.7051 | 156.2472 | 128.2143 | 138.6407 | 141.4073 | 171.1277 | 183.8775 | 176.904 | 136.3673 | 165.2229 | 159.6077 | 148.5347 | 155.1997 | 149.8282 | 181.9207 | 221.6048
Option 10: 750 MW in 2028
Option 10: 750 MW in 2028
Scenario: | 1. Global slowdown
EY Ref: | Slow Change M750 FY29 | to | Slow Change
|  |  |  | Yearly NPV benefit ($m) |  | 2020-21 | 2021-22 | 2022-23 | 2023-24 | 2024-25 | 2025-26 | 2026-27 | 2027-28 | 2028-29 | 2029-30 | 2030-31 | 2031-32 | 2032-33 | 2033-34 | 2034-35 | 2035-36 | 2036-37 | 2037-38 | 2038-39 | 2039-40 | 2040-41 | 2041-42 | 2042-43 | 2043-44 | 2044-45 | 2045-46 | 2046-47 | 2047-48 | 2048-49 | 2049-50
[5 empty] | CAPEX (Install) | 0.026076 | 0.025516 | -6.8213 | -6.4556 | -8.3203 | -20.4221 | -16.1563 | -16.1869 | -15.2416 | 17.5967 | 56.0061 | 57.7041 | 19.4602 | 54.3125 | 50.2478 | 53.3164 | 27.0551 | 27.7119 | 24.6772 | 16.9023 | 21.3275 | 22.0625 | 15.4257 | -25.1661 | -25.5251 | -22.3124 | -18.7866 | -22.2366 | -16.1801 | -6.773
[5 empty] | Fixed O&M | 4.0006 | 3.777 | 1.988 | 1.8647 | 1.1402 | -5.4086 | -4.0931 | -3.838 | 0.84078 | 4.7779 | 7.1959 | 13.4262 | 3.569 | 13.1904 | 10.8344 | 9.2801 | 2.439 | 2.4517 | 1.8233 | -2.5389 | -0.75713 | 0.19682 | -1.535 | -12.9528 | -12.811 | -11.5785 | -10.6549 | -10.7169 | -8.2119 | -5.2408
[5 empty] | Fuel | 10.4909 | -2.0049 | 7.1503 | 8.0154 | 8.1293 | -13.4123 | -38.7454 | -3.0622 | 24.7022 | 93.0247 | -13.808 | 47.9895 | 57.4982 | 42.4168 | 25.9648 | 88.1967 | 114.873 | 77.4487 | 81.4786 | 82.3357 | 71.6002 | 105.0772 | 81.4431 | 143.8268 | 133.5372 | 116.7554 | 117.464 | 75.7736 | 82.8037 | 97.7507
[5 empty] | Variable O&M | -0.74955 | 0.3901 | 0.42678 | 0.24827 | 0.46417 | 6.9197 | 10.1072 | 4.9339 | 6.789 | 10.1025 | 5.7616 | 6.6088 | 11.2674 | 6.7273 | 8.9679 | 1.1595 | 2.8952 | 4.8406 | 3.9126 | 9.0296 | 6.2303 | 3.6594 | 4.7802 | 9.845 | 10.604 | 9.8103 | 8.0213 | 8.3564 | 6.272 | 2.6145
[5 empty] | REZ Expansion | 0.0012815 | 0.001263 | 0.0015227 | 0.00148 | 0.0014437 | 0.0014389 | 0.0015391 | 0.0015401 | 0.0014913 | 4.9075 | 4.6342 | 4.24 | 0.82526 | 6.8308 | 6.4846 | 5.3375 | 4.4016 | 4.7901 | 4.1811 | -1.4088 | 0.47304 | 3.1987 | -0.66548 | -4.7163 | -5.0304 | -4.4663 | -4.2173 | -4.0494 | -1.7168 | -0.30624
[5 empty] | USE / DSP | 0.0057666 | 0.005728 | -0.12301 | 0.0056818 | 0.0057358 | 10.3256 | 0.74322 | 0.0055943 | 0.0055951 | 0.0057075 | 8.4852 | 0.028564 | -0.00071525 | 0.54209 | 2.9993 | 0.68787 | -0.011757 | 0.32229 | 0.20295 | -5.5427 | 0.1368 | -3.198 | -0.044238 | -0.22208 | 0.0054805 | 0.3402 | 1.3549 | 0.0084878 | 0.16932 | 0.73711
[5 empty] | REHAB | -5.1461 | 0.00014187 | 0.00042395 | 0.018614 | -0.0061796 | 1.9439 | -0.8562 | -0.34237 | -1.0003 | 2.0923 | 0.61327 | 0.027161 | -0.93867 | -1.5511 | 1.9231 | -0.52416 | 0.00050075 | 2.033e-06 | 1.887e-06 | 4.5076e-06 | 1.3491e-06 | 1.6055e-06 | 1.2605e-06 | 1.2471e-06 | 4.2983e-06 | 8.2148e-07 | 1.0031e-06 | 6.5993e-07 | 1.9292e-06 | 7.5176e-07
[5 empty] | SyncCon | 0.013971 | 0.015337 | 0.01987 | 0.024543 | 0.025862 | -0.23931 | -0.38929 | -0.19596 | -0.40693 | -0.18557 | -0.47027 | -0.42418 | -0.48555 | -0.32451 | -0.43099 | -0.20679 | -0.24309 | -0.33123 | -0.2103 | -0.32774 | -0.29165 | -0.13234 | -0.2035 | -0.14328 | -0.18402 | -0.18518 | -0.10303 | -0.17491 | -0.13416 | -0.019809
[5 empty] | Total | 8.643 | 2.2101 | 2.6426 | 3.7232 | 1.4402 | -20.2917 | -49.3883 | -18.6844 | 15.6902 | 132.3217 | 68.418 | 129.6 | 91.1951 | 122.1442 | 106.991 | 157.2471 | 151.4096 | 117.2341 | 116.0655 | 98.4496 | 98.7191 | 130.8643 | 99.2008 | 110.4712 | 100.5961 | 88.3634 | 93.0784 | 46.9608 | 63.0021 | 88.7623
Option 10: 750 MW in 2028
Scenario: | 2. Status quo / current policy
EY Ref: | Neutral M750 FY29 | to | Neutral
|  |  |  | Yearly NPV benefit ($m) |  | 2020-21 | 2021-22 | 2022-23 | 2023-24 | 2024-25 | 2025-26 | 2026-27 | 2027-28 | 2028-29 | 2029-30 | 2030-31 | 2031-32 | 2032-33 | 2033-34 | 2034-35 | 2035-36 | 2036-37 | 2037-38 | 2038-39 | 2039-40 | 2040-41 | 2041-42 | 2042-43 | 2043-44 | 2044-45 | 2045-46 | 2046-47 | 2047-48 | 2048-49 | 2049-50
[5 empty] | CAPEX (Install) | 2.2638 | 2.1408 | 0.38154 | -4.2817 | -10.1393 | -12.275 | -11.1397 | -22.4325 | -15.3996 | 33.3193 | 35.1287 | 70.8847 | 65.2735 | 44.4144 | 28.8359 | 40.0427 | 0.85352 | -11.308 | -6.7008 | -49.97 | -54.0491 | -45.4996 | -44.4476 | -44.7548 | -51.0933 | -46.9799 | -35.9482 | -37.4611 | -31.3573 | -26.2542
[5 empty] | Fixed O&M | 2.0552 | 1.9408 | 1.8137 | 0.31184 | -0.86472 | -4.3991 | -4.4547 | -7.2752 | 4.8286 | 6.5811 | 5.53 | 12.3038 | 11.204 | 6.1585 | 2.7422 | 5.5146 | -4.4281 | -2.3875 | -3.1296 | -18.6579 | -19.6537 | -16.9941 | -16.6803 | -16.7159 | -18.4611 | -17.1009 | -13.3888 | -13.5978 | -11.2856 | -9.7313
[5 empty] | Fuel | 0.31194 | 1.3793 | 5.3917 | 6.8158 | 8.764 | -4.132 | -6.7875 | -5.1273 | 61.5868 | 60.5305 | 25.5698 | 42.5013 | 23.2705 | 52.6488 | 7.4056 | 94.1786 | 119.2004 | 124.7801 | 132.4882 | 141.052 | 139.4083 | 174.4835 | 166.53 | 169.3967 | 161.8387 | 147.6982 | 133.4383 | 101.1193 | 90.9913 | 115.7827
[5 empty] | Variable O&M | -0.25335 | 0.098533 | 0.014309 | 0.63644 | 0.80862 | 1.7842 | 3.1466 | 5.2931 | 5.3524 | 7.6119 | 4.1919 | 4.3757 | 2.7034 | 4.5135 | 3.1281 | 2.7201 | 6.267 | 8.7495 | 8.5969 | 12.1158 | 11.4263 | 9.0776 | 9.2996 | 8.7264 | 9.6097 | 9.0861 | 7.3797 | 7.9424 | 6.6029 | 4.9304
[5 empty] | REZ Expansion | 0.0011926 | 0.0012582 | -1.0578 | -1.0013 | -0.94275 | -0.8901 | -0.84025 | -0.79542 | -0.74869 | 4.3496 | 4.1073 | 13.6425 | 13.4009 | 12.1434 | 11.9042 | 12.5117 | 6.5959 | 5.4375 | 4.2255 | -2.1573 | -3.8921 | -1.4841 | -3.1083 | -4.0081 | -6.2214 | -5.8225 | -2.7583 | -3.1102 | -1.2494 | -0.16983
[5 empty] | USE / DSP | 0.0052088 | 0.0052143 | 6.5109 | 2.8214 | 0.038377 | -4.2485 | 0.60635 | 0.0080451 | 0.049333 | 0.020022 | 0.99636 | 0.02814 | 0.0042433 | 3.7271 | 1.9957 | -0.36585 | 0.0052759 | 6.9349 | 4.054 | -0.029565 | -0.023957 | -0.16709 | 0.056195 | 0.018766 | -0.00039966 | 0.004367 | 0.014963 | 0.094817 | 0.016162 | 0.3649
[5 empty] | REHAB | 0.060441 | 2.6405e-05 | 9.3016e-06 | 2.1083e-06 | -0.88058 | 1.8754 | 0.28253 | -0.23992 | -2.0155 | 0.27296 | 1.3698e-06 | 0.0016095 | -0.89021 | 2.3199e-06 | 1.145e-06 | 1.0767e-06 | 3.0826e-07 | 2.1326e-07 | 1.8971e-07 | 1.7083e-07 | 9.2877e-07 | 7.4654e-07 | 1.3397e-07 | 4.9425e-07 | 4.8226e-05 | 3.281e-07 | 2.6881e-07 | 1.1289e-07 | 4.0117e-07 | 3.0699e-07
[5 empty] | SyncCon | 0.028799 | 0.029243 | 0.044716 | -0.0079528 | -0.0044968 | -0.058099 | -0.12215 | -0.1701 | -0.47468 | -0.4298 | -0.42724 | -0.35282 | -0.34382 | -0.39552 | -0.50544 | -0.28793 | -0.34108 | -0.21298 | -0.15456 | -0.29336 | -0.28414 | -0.12919 | -0.14473 | -0.14856 | -0.15177 | -0.086549 | -0.041613 | -0.10506 | -0.1449 | 0.039659
[5 empty] | Total | 4.4732 | 5.5951 | 13.099 | 5.2945 | -3.2208 | -22.3432 | -19.3087 | -30.7392 | 53.1787 | 112.2556 | 75.0969 | 143.3849 | 114.6226 | 123.2102 | 55.5064 | 154.3138 | 128.1528 | 131.9936 | 139.3796 | 82.0597 | 72.9316 | 119.2871 | 111.5048 | 112.5144 | 95.5205 | 86.7989 | 88.6962 | 54.8824 | 53.5733 | 84.9624
Option 10: 750 MW in 2028
Scenario: | 3. Sustained renewables uptake
EY Ref: | RRS 750 M1_29 | to | RRS
|  |  |  | Yearly NPV benefit ($m) |  | 2020-21 | 2021-22 | 2022-23 | 2023-24 | 2024-25 | 2025-26 | 2026-27 | 2027-28 | 2028-29 | 2029-30 | 2030-31 | 2031-32 | 2032-33 | 2033-34 | 2034-35 | 2035-36 | 2036-37 | 2037-38 | 2038-39 | 2039-40 | 2040-41 | 2041-42 | 2042-43 | 2043-44 | 2044-45 | 2045-46 | 2046-47 | 2047-48 | 2048-49 | 2049-50
[5 empty] | CAPEX (Install) | -0.0032539 | -0.0033476 | 1.31 | 2.3837 | -0.16586 | -3.0382 | -26.5654 | -38.1679 | 65.7165 | 38.7099 | 75.036 | 19.4107 | 26.0923 | 14.0595 | 3.1619 | 10.8873 | -20.0774 | -62.2683 | -35.0787 | -61.4796 | -62.9856 | -53.6164 | -47.5525 | -46.7003 | -54.0049 | -50.3302 | -39.7876 | -41.4688 | -36.6769 | -31.1617
[5 empty] | Fixed O&M | 0.73445 | 0.6935 | 0.99267 | 1.3569 | 0.60315 | -4.5625 | -7.0094 | 0.18472 | 27.0095 | 18.7938 | 19.631 | 7.6229 | 10.0701 | 6.2593 | 3.5438 | 5.801 | -1.9607 | -17.2899 | -8.7337 | -21.9028 | -22.1626 | -19.2753 | -17.2723 | -16.792 | -19.0148 | -17.7825 | -14.2218 | -14.5777 | -12.8154 | -11.0076
[5 empty] | Fuel | -0.19543 | 2.4511 | 2.1117 | 2.0107 | 6.1609 | -4.3604 | 10.0555 | 2.1548 | 43.1315 | 55.2259 | 67.926 | 79.3924 | 93.4199 | 133.4815 | 56.6746 | 121.0466 | 139.1078 | 203.067 | 180.8711 | 158.8395 | 145.6346 | 184.2433 | 161.7267 | 177.0541 | 164.9025 | 139.0151 | 136.9232 | 108.9761 | 98.0764 | 120.7914
[5 empty] | Variable O&M | 0.035806 | 0.30999 | -0.30449 | -0.13372 | 0.13435 | 0.67909 | 2.999 | 4.6306 | 12.9486 | 9.0723 | -1.2938 | 6.2004 | 2.7676 | 2.7596 | 5.7967 | 2.1717 | 6.1198 | 9.9656 | 7.6003 | 12.4979 | 11.6963 | 9.6653 | 9.3277 | 8.1941 | 9.2136 | 8.6133 | 7.4287 | 7.8968 | 6.9504 | 4.9609
[5 empty] | REZ Expansion | -0.00012118 | -0.00012156 | -0.00022986 | -0.00022229 | 0.21478 | -0.00026147 | -0.71883 | 2.3753 | 17.9979 | 13.2303 | 16.2257 | 14.4198 | 18.7052 | 15.2691 | 14.4185 | 16.4362 | 5.6033 | -2.6615 | 1.2255 | -2.5216 | -4.0696 | -2.3426 | -1.5419 | -2.1398 | -4.7875 | -4.4262 | -1.5683 | -3.4287 | -2.1433 | -0.40881
[5 empty] | USE / DSP | -0.00055662 | -0.00055823 | 0.00041876 | 0.21371 | -0.025847 | 0.77813 | 2.5906 | 0.046775 | -0.00058488 | 0.01599 | -3.8205 | 0.80422 | 0.088664 | 0.87109 | 0.033054 | -0.38709 | -0.0012808 | -0.12448 | 0.29745 | -0.16152 | -0.070834 | 0.14782 | 0.38914 | -0.062089 | -0.0012617 | -0.015129 | 0.096579 | 0.0060141 | 0.022025 | 0.35575
[5 empty] | REHAB | -0.67515 | 3.2672e-06 | -8.833e-07 | -9.1971e-06 | 0.014897 | 0.77129 | 2.1811e-06 | -14.2512 | 0.00010315 | 7.1171e-09 | 6.3509e-08 | -0.0010345 | 3.312e-05 | -2.5661e-07 | 1.5573e-06 | -2.9578e-07 | -2.3643e-07 | -1.8775e-07 | -1.9786e-07 | -1.2483e-07 | 2.6777e-07 | 4.4126e-08 | 1.0702e-07 | 1.3447e-07 | -5.5455e-06 | -5.3809e-08 | -5.2185e-08 | -3.332e-08 | -4.2884e-06 | -2.1523e-08
[5 empty] | SyncCon | 0.0002471 | 0.0039252 | 0.017403 | 0.01719 | 0.016982 | -0.038623 | -0.094298 | -0.23635 | -0.65266 | -0.58055 | -0.33994 | -0.47228 | -0.36857 | -0.30934 | -0.46793 | -0.28173 | -0.33979 | -0.1973 | -0.11533 | -0.29363 | -0.31482 | -0.13379 | -0.16619 | -0.17879 | -0.12662 | -0.036617 | -0.013614 | -0.089961 | -0.13007 | 0.050159
[5 empty] | Total | -0.10401 | 3.4545 | 4.1275 | 5.8483 | 6.9534 | -9.7715 | -18.7429 | -43.2633 | 166.1508 | 134.4678 | 173.3644 | 127.377 | 150.7753 | 172.3908 | 83.1605 | 155.674 | 128.4518 | 130.4912 | 146.0666 | 84.9784 | 67.7274 | 118.6883 | 104.9106 | 119.3753 | 96.1811 | 75.0378 | 88.8572 | 57.3137 | 53.2831 | 83.5801
Option 10: 750 MW in 2028
Scenario: | 4. Accelerated transition to low emissions future
EY Ref: | FCS 750 M1_29 | to | FCS
|  |  |  | Yearly NPV benefit ($m) |  | 2020-21 | 2021-22 | 2022-23 | 2023-24 | 2024-25 | 2025-26 | 2026-27 | 2027-28 | 2028-29 | 2029-30 | 2030-31 | 2031-32 | 2032-33 | 2033-34 | 2034-35 | 2035-36 | 2036-37 | 2037-38 | 2038-39 | 2039-40 | 2040-41 | 2041-42 | 2042-43 | 2043-44 | 2044-45 | 2045-46 | 2046-47 | 2047-48 | 2048-49 | 2049-50
[5 empty] | CAPEX (Install) | -1.8698 | -7.2177 | 1.8809 | 6.1478 | 8.8783 | -11.1141 | -25.853 | -9.1218 | 95.9034 | 48.0996 | 62.1128 | 47.2528 | 59.7728 | 79.1161 | 30.5241 | 49.876 | 26.7743 | 31.1649 | 32.2645 | -2.1827 | -3.6066 | -1.3643 | -4.5076 | 35.1803 | 21.6816 | 19.5159 | 89.6566 | 82.5764 | 83.2781 | 118.5847
[5 empty] | Fixed O&M | -1.4292 | -2.7078 | -0.8023 | 1.6908 | 1.4803 | -3.0746 | -5.1839 | 8.4977 | 47.1802 | 20.3706 | 24.4399 | 7.9857 | 12.1268 | 19.1849 | 8.6425 | 11.0995 | 8.1494 | 8.0996 | 5.9952 | -28.0696 | -36.8072 | -33.8052 | -31.3721 | -15.9071 | -18.9991 | -18.4384 | -0.43308 | -3.2294 | -0.75819 | 6.1127
[5 empty] | Fuel | 2.5887 | 7.804 | 1.8769 | -0.011963 | 3.5953 | 3.4311 | -1.6102 | -5.3268 | 13.6443 | 40.2608 | 22.4064 | 40.6943 | 38.0257 | 39.0465 | 25.8694 | 90.9694 | 72.7995 | 93.8596 | 103.0092 | 197.1629 | 251.5022 | 236.3977 | 189.6327 | 169.1142 | 171.4362 | 158.1679 | 69.7863 | 66.9152 | 13.5787 | 15.9422
[5 empty] | Variable O&M | 0.43565 | 1.1119 | -0.15561 | -0.67039 | -0.65198 | 1.9444 | 2.2466 | 1.1484 | -1.4953 | 4.1902 | 0.025287 | 4.9822 | 3.3317 | 2.2052 | 4.118 | 1.4716 | 4.0182 | 2.5315 | -1.0642 | 10.3594 | 9.6406 | 8.6608 | 8.8739 | 3.5736 | 5.3163 | 5.3824 | -0.71289 | 0.062909 | -4.7425 | -4.12
[5 empty] | REZ Expansion | -0.014965 | -0.018021 | 1.704 | 1.775 | 1.5117 | 0.9445 | 1.8003 | 0.30523 | 25.1924 | 21.4286 | 20.7873 | 24.4578 | 31.4567 | 22.0898 | 18.9721 | 32.6885 | 34.53 | 27.8379 | 28.4342 | 13.027 | 6.779 | 6.4013 | 6.0446 | 17.4317 | 10.9506 | 8.9403 | 14.9417 | 14.5874 | 13.8258 | 23.5644
[5 empty] | USE / DSP | -0.052817 | -0.053683 | -10.2289 | -4.0661 | -0.96141 | 1.7733 | -2.8626 | -0.86632 | 0.80992 | 0.58956 | -0.18952 | -4.3518 | -0.05421 | -0.68726 | 1.8377 | -1.5837 | 0.69873 | -1.0663 | 0.013348 | -0.13069 | -0.15642 | 0.91838 | -0.34657 | -4.3789 | -0.16987 | 2.3334 | 6.6856 | 13.6748 | 116.5196 | 102.709
[5 empty] | REHAB | 1.5737 | -0.0013479 | -2.2951e-05 | -1.0981 | -0.79603 | -0.00014618 | -6.3229 | -9.6408 | 5.0874 | 4.0063 | -0.27589 | -0.077495 | -0.582 | -3.2491e-05 | -0.55035 | -1.2232e-05 | -1.0343e-05 | -9.7333e-06 | -8.8445e-06 | 9.3542 | 0.044188 | -0.32463 | -2.689e-06 | -1.8148 | 0.11304 | 0.10651 | 3.1071 | 2.0557 | -4.7497 | -0.0039263
[5 empty] | SyncCon | -0.059982 | -0.03508 | 0.011471 | 0.036172 | 0.017803 | -0.038622 | -0.12839 | -0.077374 | -0.61747 | -0.58998 | -0.42134 | -0.59993 | -0.53027 | -0.37983 | -0.56469 | -0.24745 | -0.22808 | -0.098681 | -0.0321 | -0.13152 | -0.14447 | 0.071214 | -0.053714 | -0.065498 | -0.067458 | 0.0044557 | 0.011211 | -0.034329 | -0.079111 | 0.075161
[5 empty] | Total | 1.1713 | -1.1177 | -5.7136 | 3.8034 | 13.0739 | -6.1341 | -37.9139 | -15.0817 | 185.705 | 138.3557 | 128.8848 | 120.3437 | 143.5472 | 160.5754 | 88.8487 | 184.2739 | 146.7421 | 162.3285 | 168.6201 | 199.389 | 227.2514 | 216.9551 | 168.2711 | 203.1336 | 190.2613 | 176.0125 | 183.0425 | 176.6087 | 216.8727 | 262.8643
Option 11: 600 MW in 2028 and 600 MW in 2032
Option 11: 600 MW in 2028 and 600 MW in 2032
Scenario: | 1. Global slowdown
EY Ref: | Slow Change M1200 FY29_33 | to | Slow Change
|  |  |  | Yearly NPV benefit ($m) |  | 2020-21 | 2021-22 | 2022-23 | 2023-24 | 2024-25 | 2025-26 | 2026-27 | 2027-28 | 2028-29 | 2029-30 | 2030-31 | 2031-32 | 2032-33 | 2033-34 | 2034-35 | 2035-36 | 2036-37 | 2037-38 | 2038-39 | 2039-40 | 2040-41 | 2041-42 | 2042-43 | 2043-44 | 2044-45 | 2045-46 | 2046-47 | 2047-48 | 2048-49 | 2049-50
[5 empty] | CAPEX (Install) | -0.00014207 | -6.3782e-05 | -6.2733 | -5.9396 | -9.0873 | -20.5273 | -18.6629 | -16.2012 | -15.2572 | 8.8533 | 46.7673 | 40.3399 | 12.9365 | 64.666 | 80.7537 | 90.2315 | 47.1525 | 41.5823 | 44.5196 | 28.8137 | 30.0641 | 27.6747 | 20.367 | -31.2449 | -34.4608 | -33.3427 | -27.1941 | -31.0591 | -29.2708 | -23.6374
[5 empty] | Fixed O&M | 3.6291 | 3.4267 | 1.8166 | 1.829 | 0.75601 | -5.6677 | -4.8151 | -4.1055 | -0.34836 | 2.5087 | 4.9192 | 8.6298 | 1.037 | 15.2696 | 15.5281 | 16.0064 | 4.7726 | 3.4622 | 5.012 | -3.1943 | -2.0246 | -1.5236 | -3.3053 | -17.8331 | -18.4046 | -17.3399 | -15.8363 | -15.7461 | -14.6964 | -13.1207
[5 empty] | Fuel | 10.4082 | -1.9093 | 6.419 | 8.1763 | 8.3482 | -11.9991 | -34.1683 | -3.0987 | 19.792 | 82.717 | -18.5171 | 34.3032 | 74.5017 | 64.0324 | 27.3365 | 99.79 | 133.0345 | 94.8263 | 81.0071 | 80.6309 | 87.3646 | 129.8349 | 106.717 | 188.2079 | 176.1801 | 142.8723 | 163.7433 | 108.7336 | 121.4725 | 147.321
[5 empty] | Variable O&M | -0.74319 | 0.38311 | 0.38668 | 0.18039 | 0.53872 | 6.8256 | 10.2682 | 4.8617 | 7.0037 | 10.6122 | 6.6911 | 8.1743 | 12.3602 | 8.746 | 6.7104 | 0.65167 | 3.511 | 5.6508 | 3.7084 | 8.4805 | 6.1376 | 5.5794 | 6.2705 | 13.6627 | 14.4405 | 13.3242 | 11.5211 | 11.2288 | 10.0539 | 7.9573
[5 empty] | REZ Expansion | 1.2951e-05 | 7.6683e-06 | 5.2657e-07 | 4.4045e-06 | 6.4562e-06 | 5.2513e-06 | -2.5414e-05 | -2.4282e-05 | -2.8213e-05 | 2.0205 | 1.908 | 2.6638 | 1.7938 | 6.9212 | 8.2098 | 10.7631 | 8.6377 | 8.6671 | 8.1095 | 3.4314 | 4.2063 | 6.437 | 2.0635 | -5.1604 | -5.9392 | -5.3849 | -5.0859 | -4.8164 | -3.7031 | -3.1716
[5 empty] | USE / DSP | 0.00069072 | 0.00069178 | -0.2518 | 0.001016 | 0.00068147 | 10.7108 | 2.3369 | 0.0005601 | 0.00058092 | 0.00060579 | 6.3546 | 0.023797 | -0.00078629 | 0.9347 | 2.8404 | 1.0662 | -0.027607 | 1.3074 | 1.7142 | -9.1759 | 0.33702 | -5.6779 | -0.12207 | -0.41002 | 0.00034593 | 0.41517 | 2.0128 | -0.0018377 | 0.014669 | 0.59868
[5 empty] | REHAB | -2.185 | 5.0399e-05 | 0.00029089 | -0.10229 | 0.0016501 | 1.9877 | -0.85369 | -0.13116 | -0.93792 | 1.6873 | 0.61326 | -0.00083609 | -0.77399 | -1.3795 | 14.0059 | -12.7454 | 0.00013487 | 5.8296e-07 | 5.421e-07 | 1.9375e-06 | -0.47731 | -1.0104e-06 | -6.8932e-07 | 2.4276e-08 | -6.2579e-07 | -8.4949e-07 | -1.7195e-07 | -3.6521e-07 | 8.5153e-07 | -5.3495e-07
[5 empty] | SyncCon | 0.013541 | 0.014826 | 0.01941 | 0.024146 | 0.024046 | -0.23806 | -0.38097 | -0.19516 | -0.41 | -0.22286 | -0.49776 | -0.43279 | -0.50963 | -0.36859 | -0.47317 | -0.35126 | -0.35807 | -0.39032 | -0.28093 | -0.39423 | -0.36836 | -0.22138 | -0.30082 | -0.24758 | -0.27785 | -0.20235 | -0.13291 | -0.21569 | -0.11849 | -0.020406
[5 empty] | Total | 11.1232 | 1.9161 | 2.1168 | 4.169 | 0.58201 | -18.9081 | -46.276 | -18.8695 | 9.8428 | 108.1767 | 48.2386 | 93.7011 | 101.3447 | 158.8218 | 154.9117 | 205.4123 | 196.7228 | 155.1057 | 143.79 | 108.5919 | 125.2392 | 162.1031 | 131.6899 | 146.9745 | 131.5385 | 100.342 | 129.0281 | 68.1233 | 83.7522 | 115.9269
Option 11: 600 MW in 2028 and 600 MW in 2032
Scenario: | 2. Status quo / current policy
EY Ref: | Neutral M1200 FY29_33 | to | Neutral
|  |  |  | Yearly NPV benefit ($m) |  | 2020-21 | 2021-22 | 2022-23 | 2023-24 | 2024-25 | 2025-26 | 2026-27 | 2027-28 | 2028-29 | 2029-30 | 2030-31 | 2031-32 | 2032-33 | 2033-34 | 2034-35 | 2035-36 | 2036-37 | 2037-38 | 2038-39 | 2039-40 | 2040-41 | 2041-42 | 2042-43 | 2043-44 | 2044-45 | 2045-46 | 2046-47 | 2047-48 | 2048-49 | 2049-50
[5 empty] | CAPEX (Install) | 2.2419 | 2.1191 | 0.13723 | -4.3026 | -9.4927 | -11.4891 | -10.431 | -20.4716 | -12.8873 | 28.0236 | 26.2525 | 61.748 | 58.8894 | 70.9173 | 44.5833 | 58.902 | 5.1824 | -31.8832 | -3.0847 | -80.903 | -86.0397 | -76.3363 | -75.7757 | -77.3438 | -79.9763 | -74.006 | -60.7872 | -62.619 | -51.8048 | -45.8031
[5 empty] | Fixed O&M | 2.2598 | 2.1339 | 1.9047 | 0.44205 | -0.54394 | -3.8614 | -3.951 | -6.4188 | 5.2414 | 5.4828 | 3.9053 | 10.3573 | 10.5113 | 11.0191 | 5.1754 | 7.9994 | -5.3368 | -8.1307 | 0.42573 | -29.2918 | -30.5467 | -27.3456 | -27.2993 | -27.7578 | -28.1109 | -26.1785 | -21.7478 | -21.9337 | -17.9028 | -16.0455
[5 empty] | Fuel | 0.22426 | 1.2967 | 5.326 | 6.751 | 8.3171 | -3.6513 | -6.5971 | -4.8365 | 58.0595 | 48.5987 | 22.4883 | 31.3902 | 46.9909 | 58.9473 | 11.9772 | 118.8483 | 155.0485 | 172.6665 | 153.5406 | 230.6538 | 235.4688 | 254.9358 | 258.7164 | 259.844 | 243.9319 | 216.6804 | 202.1409 | 167.3025 | 152.8205 | 170.8496
[5 empty] | Variable O&M | -0.24919 | 0.10202 | 0.0025863 | 0.58629 | 0.72481 | 1.5602 | 2.9166 | 4.9916 | 4.6818 | 6.6052 | 4.328 | 3.541 | 5.6167 | 4.5416 | 3.2403 | 2.6702 | 6.6729 | 12.0531 | 11.4249 | 16.9452 | 16.5518 | 14.2794 | 14.6799 | 13.7613 | 14.4537 | 13.7124 | 11.9116 | 12.2156 | 10.0545 | 8.2535
[5 empty] | REZ Expansion | 0.00080102 | 0.00084464 | -1.0582 | -1.0018 | -0.94321 | -0.89058 | -0.84079 | -0.79597 | -0.74927 | 2.9843 | 2.8181 | 12.4219 | 17.8965 | 16.7886 | 16.2906 | 20.6731 | 15.7434 | 11.0173 | 14.1639 | -1.4646 | -4.0472 | -1.6198 | -4.6355 | -6.9449 | -7.7022 | -7.2945 | -4.0161 | -4.2725 | -0.73764 | 0.22925
[5 empty] | USE / DSP | 0.0037046 | 0.0037081 | 6.4735 | 2.8129 | 0.036381 | -4.3095 | 0.60454 | 0.0065216 | 0.047812 | 0.018494 | 0.9908 | -6.8501 | 0.0026194 | 4.0547 | 3.8927 | -1.0353 | 0.0036848 | 7.8463 | 5.269 | -0.25862 | -0.43241 | 0.19899 | 0.081396 | 0.018847 | 0.014815 | -0.055566 | -0.0009317 | 0.16763 | 0.027796 | 0.66391
[5 empty] | REHAB | -2.1364 | 2.4741e-05 | 8.5144e-06 | 1.5e-06 | -0.88045 | 1.7522 | 0.27559 | -0.23892 | -1.9104 | 0.27296 | 1.1744e-06 | 0.0030609 | -0.0054499 | 2.1676e-06 | 5.5113e-07 | 8.4527e-07 | -8.4042e-06 | 1.3493e-07 | 1.4329e-07 | 1.3217e-07 | 8.0357e-07 | 2.6272e-07 | 8.766e-08 | 4.45e-07 | 4.3917e-05 | 2.6738e-07 | 1.2551e-07 | 8.4148e-08 | 3.1102e-07 | 2.217e-07
[5 empty] | SyncCon | 0.028308 | 0.028874 | 0.044106 | -0.0072407 | -0.0026812 | -0.053975 | -0.11419 | -0.15789 | -0.45002 | -0.39019 | -0.41909 | -0.33734 | -0.45164 | -0.46836 | -0.53542 | -0.27363 | -0.33922 | -0.14504 | -0.11445 | -0.22584 | -0.24389 | -0.11433 | -0.13922 | -0.14048 | -0.1511 | -0.041166 | 0.010988 | -0.073988 | -0.16816 | 0.035521
[5 empty] | Total | 2.3733 | 5.6852 | 12.8299 | 5.2807 | -2.7847 | -20.9434 | -18.1374 | -27.9216 | 52.0335 | 91.5958 | 60.3638 | 112.2741 | 139.4503 | 165.8002 | 84.624 | 207.7841 | 176.9748 | 163.4242 | 181.625 | 135.4552 | 130.7106 | 163.9982 | 165.628 | 161.4372 | 142.4599 | 122.817 | 127.5116 | 90.7866 | 92.2894 | 118.1832
Option 11: 600 MW in 2028 and 600 MW in 2032
Scenario: | 3. Sustained renewables uptake
EY Ref: | Rapid Renewable M1200 FY29_33 | to | Rapid Renewable
|  |  |  | Yearly NPV benefit ($m) |  | 2020-21 | 2021-22 | 2022-23 | 2023-24 | 2024-25 | 2025-26 | 2026-27 | 2027-28 | 2028-29 | 2029-30 | 2030-31 | 2031-32 | 2032-33 | 2033-34 | 2034-35 | 2035-36 | 2036-37 | 2037-38 | 2038-39 | 2039-40 | 2040-41 | 2041-42 | 2042-43 | 2043-44 | 2044-45 | 2045-46 | 2046-47 | 2047-48 | 2048-49 | 2049-50
[5 empty] | CAPEX (Install) | 0.0010149 | 0.0010546 | 0.96413 | 3.5585 | 0.90551 | -1.089 | -15.7287 | -27.9509 | 58.1244 | 37.6961 | 67.6123 | 32.0641 | 28.2577 | 30.2252 | 3.1829 | 16.1725 | -35.4566 | -84.7035 | -46.5567 | -92.1051 | -95.1732 | -84.742 | -69.7593 | -73.4706 | -81.2383 | -75.3487 | -59.5805 | -63.02 | -57.219 | -50.035
[5 empty] | Fixed O&M | 0.6683 | 0.63104 | 0.84368 | 1.5565 | 0.82331 | -1.9432 | -4.0583 | 2.2718 | 24.7409 | 18.0514 | 18.6176 | 8.7968 | 10.781 | 10.4906 | 3.9475 | 7.6297 | -7.1205 | -24.3712 | -12.3792 | -31.6981 | -32.3902 | -29.2918 | -24.7271 | -25.4087 | -27.8131 | -25.9261 | -20.6367 | -21.5055 | -19.4097 | -17.0677
[5 empty] | Fuel | -0.24792 | 1.4661 | 1.9286 | 1.6033 | 5.4405 | -2.1155 | 5.29 | -2.0762 | 34.6516 | 47.8593 | 58.3659 | 48.6344 | 120.5675 | 161.0083 | 69.9493 | 148.1882 | 186.283 | 275.4733 | 239.5629 | 252.6476 | 233.8716 | 266.9698 | 237.6525 | 259.0487 | 241.1384 | 203.6034 | 198.6279 | 168.7642 | 159.3682 | 175.5128
[5 empty] | Variable O&M | 0.039627 | 0.3397 | -0.25819 | -0.33235 | -0.03871 | 0.31286 | 2.0838 | 3.9909 | 10.7957 | 7.3736 | -1.7284 | 2.7457 | 4.467 | 4.6726 | 7.5295 | 4.7979 | 8.698 | 14.9242 | 11.6731 | 17.6747 | 17.2745 | 15.2497 | 13.8896 | 12.8439 | 13.755 | 12.8391 | 11.0339 | 11.5462 | 10.4001 | 7.9669
[5 empty] | REZ Expansion | 5.4008e-05 | 5.1985e-05 | -1.5887e-05 | -8.502e-06 | 0.13756 | 1.9151e-05 | -0.1637 | 2.4452 | 16.0133 | 12.0366 | 15.0861 | 16.6335 | 34.6539 | 25.7566 | 24.3216 | 27.2594 | 12.6457 | 1.1981 | 7.0433 | -1.9458 | -4.6038 | -2.5927 | -0.30181 | -2.63 | -6.026 | -5.539 | -1.3345 | -2.8094 | -1.6612 | 0.30192
[5 empty] | USE / DSP | 0.00015293 | 0.00015355 | 0.0006489 | 0.00059587 | -0.072868 | 0.34661 | 1.8529 | -0.23148 | 0.00016306 | 0.016729 | -4.0563 | -23.4764 | 0.21992 | 1.9334 | 0.37284 | -1.0908 | -0.00072372 | 2.9627 | 0.48287 | 0.28587 | -0.087648 | 0.79824 | 0.86243 | -0.12789 | -0.0010555 | -0.082733 | -0.10653 | 0.17064 | 0.031883 | 0.64291
[5 empty] | REHAB | -0.62074 | 4.3643e-06 | -3.9247e-07 | 1.0841e-06 | -0.055712 | 0.38891 | 4.0625e-06 | -13.5118 | 0.00011412 | -3.1174e-08 | 8.5966e-08 | 1.1419e-08 | -3.0696e-05 | 4.1994e-07 | -0.074701 | 1.1633e-08 | -8.1943e-08 | -1.0196e-08 | 8.4427e-09 | 1.4147e-08 | 3.2696e-07 | 1.7802e-07 | 2.104e-07 | 2.962e-07 | -6.3243e-07 | -6.7917e-09 | -4.7484e-09 | 1.8111e-09 | -5.143e-07 | 2.4257e-08
[5 empty] | SyncCon | 0.00037889 | 0.0040299 | 0.017226 | 0.024657 | 0.027215 | -0.024391 | -0.050904 | -0.19685 | -0.49469 | -0.51712 | -0.33487 | -0.44987 | -0.38029 | -0.30322 | -0.41734 | -0.23284 | -0.3357 | -0.09871 | -0.050983 | -0.21992 | -0.24369 | -0.099466 | -0.15125 | -0.19116 | -0.15404 | -0.032787 | -0.0077829 | -0.097746 | -0.16853 | 0.034999
[5 empty] | Total | -0.15913 | 2.4421 | 3.4961 | 6.4111 | 7.1668 | -4.1237 | -10.775 | -35.2592 | 143.8316 | 122.5166 | 153.5624 | 84.9481 | 198.5667 | 233.7836 | 108.8116 | 202.724 | 164.7133 | 185.3848 | 199.7753 | 144.6392 | 118.6475 | 166.2917 | 157.465 | 170.0643 | 139.6609 | 109.5132 | 127.9957 | 93.0483 | 91.3417 | 117.3568
Option 11: 600 MW in 2028 and 600 MW in 2032
Scenario: | 4. Accelerated transition to low emissions future
EY Ref: | Fast Change M1200 FY29_33 | to | Fast Change
|  |  |  | ;Yearly NPV benefit ($m) |  | 2020-21 | 2021-22 | 2022-23 | 2023-24 | 2024-25 | 2025-26 | 2026-27 | 2027-28 | 2028-29 | 2029-30 | 2030-31 | 2031-32 | 2032-33 | 2033-34 | 2034-35 | 2035-36 | 2036-37 | 2037-38 | 2038-39 | 2039-40 | 2040-41 | 2041-42 | 2042-43 | 2043-44 | 2044-45 | 2045-46 | 2046-47 | 2047-48 | 2048-49 | 2049-50
|  |  |  | BS | CAPEX (Install) | -1.8459 | -7.34 | 3.5923 | 6.6941 | 10.1988 | -8.4497 | -19.7824 | -11.3828 | 76.8021 | 49.0989 | 55.9175 | 39.1219 | 68.3684 | 90.2034 | 37.785 | 61.0173 | 23.4615 | 42.4255 | 39.9261 | 3.457 | -22.8687 | -22.6797 | -19.6383 | 43.3569 | 34.1263 | 34.105 | 121.7441 | 129.5589 | 109.277 | 175.0473
|  |  |  | BS | FOM | -1.3932 | -2.721 | -0.52069 | 1.8534 | 0.66332 | -3.3952 | -4.744 | 12.8193 | 46.7008 | 28.7114 | 28.746 | 12.2173 | 24.6726 | 28.7571 | 18.6218 | 21.2587 | 15.1253 | 15.9864 | 13.7558 | -37.1367 | -60.7346 | -56.1201 | -52.0942 | -28.9857 | -27.6996 | -29.0835 | -3.5276 | -5.5809 | -3.5474 | 6.8196
|  |  |  | BS | Fuel | 2.8739 | 7.548 | 1.3082 | 0.49456 | 1.9541 | 1.1967 | -3.8885 | 3.068 | 19.49 | 30.7294 | 21.9205 | 37.3211 | 53.4239 | 52.611 | 35.4389 | 133.3678 | 119.9654 | 131.7638 | 121.7252 | 278.8256 | 409.1399 | 370.9666 | 319.4943 | 262.3852 | 255.0838 | 235.5027 | 112.8622 | 95.0846 | 23.6593 | 26.7194
|  |  |  | BS | VOM | 0.48042 | 1.1707 | -0.30168 | -0.49358 | -0.74467 | 1.8778 | 1.6509 | -0.047815 | -2.0236 | 2.987 | 0.93171 | 4.545 | 6.891 | 4.9294 | 5.4863 | 1.0608 | 4.2508 | 2.5384 | -1.2804 | 14.4657 | 16.2996 | 14.2291 | 14.8918 | 6.0806 | 7.5955 | 7.4759 | -0.73124 | -0.61091 | -6.9817 | -6.0734
|  |  |  | BS | REZ Expansion | -0.00028475 | -0.00039425 | 2.3725 | 2.3536 | 2.115 | 1.4997 | 2.3152 | 0.09265 | 22.884 | 20.895 | 20.7192 | 20.001 | 51.4595 | 33.4229 | 29.8505 | 47.5751 | 49.7005 | 43.8895 | 41.0251 | 25.0592 | 10.0289 | 9.4702 | 8.9426 | 26.7485 | 24.1697 | 16.6714 | 26.5545 | 22.4199 | 22.2986 | 34.2141
|  |  |  | BS | USE / DSP | -0.0016347 | -0.0016372 | -14.1512 | -4.5559 | -0.3448 | 3.8706 | -2.1612 | -0.67418 | 0.59691 | 0.96987 | -0.049446 | -12.0127 | 0.0049913 | 0.76759 | 2.8916 | 6.14 | 1.4018 | -4.2309 | -0.62014 | -0.68024 | 0.012128 | 5.0792 | -0.41112 | -3.156 | -0.1058 | 2.5961 | 10.7957 | 18.7274 | 188.4259 | 142.8675
|  |  |  | BS | REHAB | 1.1808 | -4.3734e-05 | -4.9939e-07 | -1.0741 | 1.6528 | -9.046e-06 | -6.5381 | -19.8841 | 6.2782 | 2.5111 | 0.34937 | -4.8872e-06 | 0.28411 | -5.66e-07 | -0.76987 | -2.6985e-07 | -2.4539e-07 | -1.1601e-06 | 5.0507e-07 | 15.1262 | 0.49793 | -0.44 | -1.6762e-07 | -2.9715 | -0.51849 | 0.28614 | 2.8968 | 4.0414 | -6.4834 | -0.0012162
|  |  |  | BS | SyncCon | -0.053494 | -0.030643 | 0.017193 | 0.039724 | 0.023915 | -0.029944 | -0.10647 | -0.061994 | -0.54828 | -0.56574 | -0.43578 | -0.55545 | -0.4091 | -0.3 | -0.41947 | -0.19055 | -0.17246 | -0.020778 | 0.045058 | -0.20149 | -0.20734 | 0.077281 | -0.032281 | -0.093989 | -0.15434 | -0.033213 | 0.011694 | -0.030858 | -0.12883 | 0.064808
[5 empty] | Total | 1.2407 | -1.375 | -7.6833 | 5.3118 | 15.5185 | -3.4301 | -33.2545 | -16.0708 | 170.1801 | 135.3368 | 128.0991 | 100.6381 | 204.6954 | 210.3914 | 128.8848 | 270.2291 | 213.7329 | 232.3518 | 214.5768 | 298.9152 | 352.1679 | 320.5826 | 271.1528 | 303.3639 | 292.4971 | 267.5207 | 270.6061 | 263.6095 | 326.5195 | 379.6581

## FCAS benefits
FCAS benefits
The table below shows total FCAS annual benefits for the NEM, assuming the first increment of Marinus Link capacity is installed on 1 July 2026.
Amounts shown are expressed in 2019 dollars.
Source: GHD
t= | 0 | 1 | 2 | 3 | 4 | 5 | 6 | 7 | 8 | 9 | 10 | 11 | 12 | 13 | 14 | 15 | 16 | 17 | 18 | 19 | 20 | 21 | 22 | 23 | 24 | 25 | 26 | 27 | 28 | 29 | 30
Year ending | 2019-07-01 | 2020-07-01 | 2021-07-01 | 2022-07-01 | 2023-07-01 | 2024-07-01 | 2025-07-01 | 2026-07-01 | 2027-07-01 | 2028-07-01 | 2029-07-01 | 2030-07-01 | 2031-07-01 | 2032-07-01 | 2033-07-01 | 2034-07-01 | 2035-07-01 | 2036-07-01 | 2037-07-01 | 2038-07-01 | 2039-07-01 | 2040-07-01 | 2041-07-01 | 2042-07-01 | 2043-07-01 | 2044-07-01 | 2045-07-01 | 2046-07-01 | 2047-07-01 | 2048-07-01 | 2049-07-01
Period | 2019-20 | 2020-21 | 2021-22 | 2022-23 | 2023-24 | 2024-25 | 2025-26 | 2026-27 | 2027-28 | 2028-29 | 2029-30 | 2030-31 | 2031-32 | 2032-33 | 2033-34 | 2034-35 | 2035-36 | 2036-37 | 2037-38 | 2038-39 | 2039-40 | 2040-41 | 2041-42 | 2042-43 | 2043-44 | 2044-45 | 2045-46 | 2046-47 | 2047-48 | 2048-49 | 2049-50
FCAS benefits ($) | 0 | 0 | 0 | 0 | 0 | 0 | 0 | 15704394.7904 | 15788363.4995 | 15876122.6511 | 15961779.1313 | 16048292.1763 | 16135670.3518 | 16223922.309 | 16313056.7858 | 16403082.6074 | 16494008.6871 | 16585844.0277 | 16678597.7217 | 16772278.9526 | 16866896.9958 | 16962461.2195 | 17058981.0854 | 17156466.1499 | 17254926.0651 | 17354370.5795 | 17454809.539 | 17556252.8881 | 17658710.6706 | 17762193.031 | 17866710.215
FCAS benefits ($ M) | 0 | 0 | 0 | 0 | 0 | 0 | 0 | 15.7044 | 15.7884 | 15.8761 | 15.9618 | 16.0483 | 16.1357 | 16.2239 | 16.3131 | 16.4031 | 16.494 | 16.5858 | 16.6786 | 16.7723 | 16.8669 | 16.9625 | 17.059 | 17.1565 | 17.2549 | 17.3544 | 17.4548 | 17.5563 | 17.6587 | 17.7622 | 17.8667

## Project costs
Project cost data and calculation of annualised costs
Discount rate | 5.9% | real pre-tax
Summary of total annualised costs ($M)
Capacity (MW) | Stage 1 | Stage 1+2
1500 | 96.6596 | 193.3193
1200 | 91.225 | 182.45
750 | 116.3465 | n/a
600 | 110.2063 | n/a
Central cost estimates
Data source: Marinus-Project Cost Estimate for BCA 30 October 2019 (RIT-T Costs) v.2.0.xlsx
Yellow cells indicate inputs
Indicative annualised cost of Marinus link - 1500MW
750 MW stage 1 |  |  | 750 MW stage 2
DC assets |  |  | DC assets
P50 cost (inc CFCs) | 1172.163 | million | P50 cost (inc CFCs) | 1172.163 | million
Life | 40 | years | Life | 40 | years
Capital annuity | 72.6384 | million | Capital annuity | 72.6384 | million
Annual opex | 10.1403 | million | Annual opex | 10.1403 | million
Total annual cost | 82.7787 | million | Total annual cost | 82.7787 | million
AC assets |  |  | AC assets
P50 cost (inc CFCs) | 208.8289 | million | P50 cost (inc CFCs) | 208.8289 | million
Life | 60 | years | Life | 60 | years
Capital annuity | 12.0201 | million | Capital annuity | 12.0201 | million
Annual opex | 1.8608 | million | Annual opex | 1.8608 | million
Total annual cost | 13.8809 | million | Total annual cost | 13.8809 | million
Total annual cost for AC and DC assets | 96.6596 | million | Total annual cost for AC and DC assets | 96.6596 | million
Indicative annualised cost of Marinus link (1200 MW)
Discount rate | 5.9% | real pre-tax
600 MW stage 1 |  |  | 600 MW stage 2
DC assets |  |  | DC assets
P50 cost (inc CFCs) | 1091.9258 | million | P50 cost (inc CFCs) | 1091.9258 | million
Life | 40 | years | Life | 40 | years
Capital annuity | 67.6662 | million | Capital annuity | 67.6662 | million
Annual opex | 9.6266 | million | Annual opex | 9.6266 | million
Total annual cost | 77.2927 | million | Total annual cost | 77.2927 | million
AC assets |  |  | AC assets
P50 cost (inc CFCs) | 209.7216 | million | P50 cost (inc CFCs) | 209.7216 | million
Life | 60 | years | Life | 60 | years
Capital annuity | 12.0715 | million | Capital annuity | 12.0715 | million
Annual opex | 1.8608 | million | Annual opex | 1.8608 | million
Total annual cost | 13.9323 | million | Total annual cost | 13.9323 | million
Total annual cost for AC and DC assets | 91.225 | million | Total annual cost for AC and DC assets | 91.225 | million
Indicative annualised cost of Marinus link - 750 MW
Source: Figures supplied to AEMO
Discount rate | 5.9% | real pre-tax
750 MW stage 1
DC assets
P50 cost (inc CFCs) | 1402.8865 | million
Life | 40 | years
Capital annuity | 86.9363 | million
Annual opex | 13.7534 | million
Total annual cost | 100.6897 | million
AC assets
P50 cost (inc CFCs) | 237.0655 | million
Life | 60 | years
Capital annuity | 13.6454 | million
Annual opex | 2.0115 | million
Total annual cost | 15.6569 | million
Total annual cost for AC and DC assets | 116.3465 | million
Indicative annualised cost of Marinus link - 600 MW
Source: Figures supplied to AEMO
Discount rate | 5.9% | real pre-tax
600 MW stage 1
DC assets
P50 cost (inc CFCs) | 1311.8752 | million
Life | 40 | years
Capital annuity | 81.2963 | million
Annual opex | 13.1553 | million
Total annual cost | 94.4517 | million
AC assets
P50 cost (inc CFCs) | 238.764 | million
Life | 60 | years
Capital annuity | 13.7431 | million
Annual opex | 2.0115 | million
Total annual cost | 15.7546 | million
Total annual cost for AC and DC assets | 110.2063 | million

## Option 1
Option 1 - Net Market Benefit evaluation
Option 1: 600 MW in 2026
Discount rate= | 5.9%
All values shown are $ millions expressed in 2019 terms
Option 1: 600 MW in 2026
Scenario: | 1. Global slowdown
t= | 0 | 1 | 2 | 3 | 4 | 5 | 6 | 7 | 8 | 9 | 10 | 11 | 12 | 13 | 14 | 15 | 16 | 17 | 18 | 19 | 20 | 21 | 22 | 23 | 24 | 25 | 26 | 27 | 28 | 29 | 30
Discount factor | 1 | 0.94414 | 0.89154 | 0.84187 | 0.79496 | 0.75056 | 0.70874 | 0.66926 | 0.63197 | 0.59667 | 0.56342 | 0.53203 | 0.50239 | 0.47433 | 0.4479 | 0.42295 | 0.39939 | 0.37707 | 0.35607 | 0.33623 | 0.3175 | 0.29976 | 0.28306 | 0.26729 | 0.2524 | 0.2383 | 0.22502 | 0.21249 | 0.20065 | 0.18944 | 0.17889
Year commencing | 2019-07-01 | 2020-07-01 | 2021-07-01 | 2022-07-01 | 2023-07-01 | 2024-07-01 | 2025-07-01 | 2026-07-01 | 2027-07-01 | 2028-07-01 | 2029-07-01 | 2030-07-01 | 2031-07-01 | 2032-07-01 | 2033-07-01 | 2034-07-01 | 2035-07-01 | 2036-07-01 | 2037-07-01 | 2038-07-01 | 2039-07-01 | 2040-07-01 | 2041-07-01 | 2042-07-01 | 2043-07-01 | 2044-07-01 | 2045-07-01 | 2046-07-01 | 2047-07-01 | 2048-07-01 | 2049-07-01
Period | 2019-20 | 2020-21 | 2021-22 | 2022-23 | 2023-24 | 2024-25 | 2025-26 | 2026-27 | 2027-28 | 2028-29 | 2029-30 | 2030-31 | 2031-32 | 2032-33 | 2033-34 | 2034-35 | 2035-36 | 2036-37 | 2037-38 | 2038-39 | 2039-40 | 2040-41 | 2041-42 | 2042-43 | 2043-44 | 2044-45 | 2045-46 | 2046-47 | 2047-48 | 2048-49 | 2049-50
Market benefits (PV at 2025) | 0 | 8.3378 | 2.5082 | 0.68103 | 3.3235 | 0.8676 | -6.5363 | 2.1456 | 66.6021 | 32.3569 | 103.7415 | 65.2101 | 107.9223 | 82.2687 | 101.9581 | 79.5688 | 130.6793 | 130.5561 | 95.6288 | 97.8497 | 79.7385 | 87.416 | 114.4175 | 88.4334 | 97.8661 | 91.4536 | 81.4055 | 78.9576 | 45.9677 | 52.6489 | 72.8367
Market benefits (PV at 2019) | 0 | 5.9094 | 1.7776 | 0.48267 | 2.3555 | 0.6149 | -4.6326 | 1.5207 | 47.2037 | 22.9327 | 73.5259 | 46.2171 | 76.489 | 58.3072 | 72.2619 | 56.3937 | 92.6178 | 92.5305 | 67.7761 | 69.3501 | 56.514 | 61.9554 | 81.0925 | 62.6764 | 69.3618 | 64.817 | 57.6955 | 55.9605 | 32.5792 | 37.3145 | 51.6224
Market benefits (undiscounted) | 0 | 6.259 | 1.9939 | 0.57333 | 2.963 | 0.81926 | -6.5363 | 2.2722 | 74.693 | 38.4347 | 130.4982 | 86.8686 | 152.2493 | 122.9257 | 161.3339 | 133.3346 | 231.9011 | 245.3903 | 190.3465 | 206.2584 | 177.9984 | 206.6823 | 286.4843 | 234.488 | 274.81 | 271.9976 | 256.3977 | 263.3601 | 162.3698 | 196.9725 | 288.5776
FCAS benefits | 0 | 0 | 0 | 0 | 0 | 0 | 0 | 15.7044 | 15.7884 | 15.8761 | 15.9618 | 16.0483 | 16.1357 | 16.2239 | 16.3131 | 16.4031 | 16.494 | 16.5858 | 16.6786 | 16.7723 | 16.8669 | 16.9625 | 17.059 | 17.1565 | 17.2549 | 17.3544 | 17.4548 | 17.5563 | 17.6587 | 17.7622 | 17.8667
Total benefits | 0 | 6.259 | 1.9939 | 0.57333 | 2.963 | 0.81926 | -6.5363 | 17.9766 | 90.4814 | 54.3108 | 146.4599 | 102.9169 | 168.385 | 139.1496 | 177.647 | 149.7377 | 248.3951 | 261.9761 | 207.0251 | 223.0307 | 194.8653 | 223.6448 | 303.5433 | 251.6445 | 292.0649 | 289.352 | 273.8525 | 280.9164 | 180.0285 | 214.7347 | 306.4443
Total annualised costs | 0 | 0 | 0 | 0 | 0 | 0 | 0 | 110.2063 | 110.2063 | 110.2063 | 110.2063 | 110.2063 | 110.2063 | 110.2063 | 110.2063 | 110.2063 | 110.2063 | 110.2063 | 110.2063 | 110.2063 | 110.2063 | 110.2063 | 110.2063 | 110.2063 | 110.2063 | 110.2063 | 110.2063 | 110.2063 | 110.2063 | 110.2063 | 110.2063
PV total benefits | 2019-07-01: 1563.2885
PV total costs | 2019-07-01: 989.0434
Net market benefit | 2019-07-01: 574.2451
Option 1: 600 MW in 2026
Scenario: | 2019-07-01: 2. Status quo / current policy
t= | 0 | 1 | 2 | 3 | 4 | 5 | 6 | 7 | 8 | 9 | 10 | 11 | 12 | 13 | 14 | 15 | 16 | 17 | 18 | 19 | 20 | 21 | 22 | 23 | 24 | 25 | 26 | 27 | 28 | 29 | 30
Discount factor | 1 | 0.94414 | 0.89154 | 0.84187 | 0.79496 | 0.75056 | 0.70874 | 0.66926 | 0.63197 | 0.59667 | 0.56342 | 0.53203 | 0.50239 | 0.47433 | 0.4479 | 0.42295 | 0.39939 | 0.37707 | 0.35607 | 0.33623 | 0.3175 | 0.29976 | 0.28306 | 0.26729 | 0.2524 | 0.2383 | 0.22502 | 0.21249 | 0.20065 | 0.18944 | 0.17889
Year commencing | 2019-07-01 | 2020-07-01 | 2021-07-01 | 2022-07-01 | 2023-07-01 | 2024-07-01 | 2025-07-01 | 2026-07-01 | 2027-07-01 | 2028-07-01 | 2029-07-01 | 2030-07-01 | 2031-07-01 | 2032-07-01 | 2033-07-01 | 2034-07-01 | 2035-07-01 | 2036-07-01 | 2037-07-01 | 2038-07-01 | 2039-07-01 | 2040-07-01 | 2041-07-01 | 2042-07-01 | 2043-07-01 | 2044-07-01 | 2045-07-01 | 2046-07-01 | 2047-07-01 | 2048-07-01 | 2049-07-01
Period | 2019-20 | 2020-21 | 2021-22 | 2022-23 | 2023-24 | 2024-25 | 2025-26 | 2026-27 | 2027-28 | 2028-29 | 2029-30 | 2030-31 | 2031-32 | 2032-33 | 2033-34 | 2034-35 | 2035-36 | 2036-37 | 2037-38 | 2038-39 | 2039-40 | 2040-41 | 2041-42 | 2042-43 | 2043-44 | 2044-45 | 2045-46 | 2046-47 | 2047-48 | 2048-49 | 2049-50
Market benefits (PV at 2025) | 0 | 3.3012 | 5.5332 | 2.3174 | -1.6154 | 0.96778 | -33.1661 | 54.9274 | 29.2106 | 45.4694 | 91.5153 | 61.041 | 123.2864 | 107.3936 | 116.8903 | 50.3747 | 129.7819 | 108.445 | 115.9489 | 121.5643 | 67.5319 | 66.0608 | 105.0685 | 94.8012 | 96.6795 | 80.1297 | 74.8291 | 74.3902 | 43.8793 | 41.322 | 74.0049
Market benefits (PV at 2019) | 0 | 2.3397 | 3.9216 | 1.6424 | -1.1449 | 0.6859 | -23.5062 | 38.9294 | 20.7028 | 32.2261 | 64.8607 | 43.2623 | 87.3782 | 76.1143 | 82.845 | 35.7026 | 91.9818 | 76.8594 | 82.1778 | 86.1577 | 47.8627 | 46.82 | 74.4664 | 67.1895 | 68.5207 | 56.7913 | 53.0345 | 52.7234 | 31.0991 | 29.2866 | 52.4503
Market benefits (undiscounted) | 0 | 2.4782 | 4.3987 | 1.9509 | -1.4402 | 0.91386 | -33.1661 | 58.1682 | 32.7591 | 54.0102 | 115.1187 | 81.3148 | 173.9238 | 160.4673 | 184.962 | 84.4136 | 230.3086 | 203.8307 | 230.7931 | 256.2467 | 150.7499 | 156.1911 | 263.0758 | 251.3727 | 271.4778 | 238.3186 | 235.6845 | 248.1257 | 154.993 | 154.5959 | 293.2059
FCAS benefits | 0 | 0 | 0 | 0 | 0 | 0 | 0 | 15.7044 | 15.7884 | 15.8761 | 15.9618 | 16.0483 | 16.1357 | 16.2239 | 16.3131 | 16.4031 | 16.494 | 16.5858 | 16.6786 | 16.7723 | 16.8669 | 16.9625 | 17.059 | 17.1565 | 17.2549 | 17.3544 | 17.4548 | 17.5563 | 17.6587 | 17.7622 | 17.8667
Total benefits | 0 | 2.4782 | 4.3987 | 1.9509 | -1.4402 | 0.91386 | -33.1661 | 73.8726 | 48.5475 | 69.8863 | 131.0805 | 97.3631 | 190.0595 | 176.6912 | 201.2751 | 100.8166 | 246.8026 | 220.4165 | 247.4717 | 273.019 | 167.6168 | 173.1536 | 280.1347 | 268.5291 | 288.7327 | 255.673 | 253.1393 | 265.6819 | 172.6517 | 172.3581 | 311.0726
Total annualised costs | 0 | 0 | 0 | 0 | 0 | 0 | 0 | 110.2063 | 110.2063 | 110.2063 | 110.2063 | 110.2063 | 110.2063 | 110.2063 | 110.2063 | 110.2063 | 110.2063 | 110.2063 | 110.2063 | 110.2063 | 110.2063 | 110.2063 | 110.2063 | 110.2063 | 110.2063 | 110.2063 | 110.2063 | 110.2063 | 110.2063 | 110.2063 | 110.2063
PV total benefits | 2019-07-01: 1531.4467
PV total costs | 2019-07-01: 989.0434
Net market benefit | 2019-07-01: 542.4033
Option 1: 600 MW in 2026
Scenario: | 2019-07-01: 3. Sustained renewables uptake
t= | 0 | 1 | 2 | 3 | 4 | 5 | 6 | 7 | 8 | 9 | 10 | 11 | 12 | 13 | 14 | 15 | 16 | 17 | 18 | 19 | 20 | 21 | 22 | 23 | 24 | 25 | 26 | 27 | 28 | 29 | 30
Discount factor | 1 | 0.94414 | 0.89154 | 0.84187 | 0.79496 | 0.75056 | 0.70874 | 0.66926 | 0.63197 | 0.59667 | 0.56342 | 0.53203 | 0.50239 | 0.47433 | 0.4479 | 0.42295 | 0.39939 | 0.37707 | 0.35607 | 0.33623 | 0.3175 | 0.29976 | 0.28306 | 0.26729 | 0.2524 | 0.2383 | 0.22502 | 0.21249 | 0.20065 | 0.18944 | 0.17889
Year commencing | 2019-07-01 | 2020-07-01 | 2021-07-01 | 2022-07-01 | 2023-07-01 | 2024-07-01 | 2025-07-01 | 2026-07-01 | 2027-07-01 | 2028-07-01 | 2029-07-01 | 2030-07-01 | 2031-07-01 | 2032-07-01 | 2033-07-01 | 2034-07-01 | 2035-07-01 | 2036-07-01 | 2037-07-01 | 2038-07-01 | 2039-07-01 | 2040-07-01 | 2041-07-01 | 2042-07-01 | 2043-07-01 | 2044-07-01 | 2045-07-01 | 2046-07-01 | 2047-07-01 | 2048-07-01 | 2049-07-01
Period | 2019-20 | 2020-21 | 2021-22 | 2022-23 | 2023-24 | 2024-25 | 2025-26 | 2026-27 | 2027-28 | 2028-29 | 2029-30 | 2030-31 | 2031-32 | 2032-33 | 2033-34 | 2034-35 | 2035-36 | 2036-37 | 2037-38 | 2038-39 | 2039-40 | 2040-41 | 2041-42 | 2042-43 | 2043-44 | 2044-45 | 2045-46 | 2046-47 | 2047-48 | 2048-49 | 2049-50
Market benefits (PV at 2025) | 0 | -0.097601 | 4.1681 | 4.4813 | 7.5518 | 5.735 | -23.0501 | 115.2964 | 39.4888 | 122.0829 | 111.6928 | 143.8856 | 100.5014 | 132.1695 | 157.1755 | 76.6812 | 136.7873 | 110.6015 | 110.651 | 122.7627 | 65.9396 | 53.7889 | 102.1188 | 87.4798 | 101.5111 | 82.6528 | 64.3314 | 74.593 | 45.088 | 40.8762 | 73.768
Market benefits (PV at 2019) | 0 | -0.069174 | 2.9541 | 3.1761 | 5.3523 | 4.0646 | -16.3366 | 81.7153 | 27.9874 | 86.5252 | 79.1613 | 101.9777 | 71.2295 | 93.674 | 111.3968 | 54.3471 | 96.9468 | 78.3879 | 78.4229 | 87.007 | 46.7341 | 38.1224 | 72.3758 | 62.0005 | 71.9451 | 58.5794 | 45.5943 | 52.8671 | 31.9557 | 28.9706 | 52.2825
Market benefits (undiscounted) | 0 | -0.073266 | 3.3135 | 3.7727 | 6.7328 | 5.4155 | -23.0501 | 122.0989 | 44.286 | 145.0143 | 140.5003 | 191.675 | 141.7803 | 197.4875 | 248.7076 | 128.4958 | 242.7402 | 207.8841 | 220.2477 | 258.7727 | 147.1953 | 127.1759 | 255.6901 | 231.9593 | 285.0451 | 245.8225 | 202.6204 | 248.8021 | 159.2623 | 152.9278 | 292.2675
FCAS benefits | 0 | 0 | 0 | 0 | 0 | 0 | 0 | 15.7044 | 15.7884 | 15.8761 | 15.9618 | 16.0483 | 16.1357 | 16.2239 | 16.3131 | 16.4031 | 16.494 | 16.5858 | 16.6786 | 16.7723 | 16.8669 | 16.9625 | 17.059 | 17.1565 | 17.2549 | 17.3544 | 17.4548 | 17.5563 | 17.6587 | 17.7622 | 17.8667
Total benefits | 0 | -0.073266 | 3.3135 | 3.7727 | 6.7328 | 5.4155 | -23.0501 | 137.8033 | 60.0743 | 160.8905 | 156.4621 | 207.7233 | 157.916 | 213.7114 | 265.0206 | 144.8988 | 259.2342 | 224.4699 | 236.9263 | 275.545 | 164.0622 | 144.1384 | 272.7491 | 249.1158 | 302.3 | 263.1769 | 220.0752 | 266.3584 | 176.921 | 170.69 | 310.1342
Total annualised costs | 0 | 0 | 0 | 0 | 0 | 0 | 0 | 110.2063 | 110.2063 | 110.2063 | 110.2063 | 110.2063 | 110.2063 | 110.2063 | 110.2063 | 110.2063 | 110.2063 | 110.2063 | 110.2063 | 110.2063 | 110.2063 | 110.2063 | 110.2063 | 110.2063 | 110.2063 | 110.2063 | 110.2063 | 110.2063 | 110.2063 | 110.2063 | 110.2063
PV total benefits | 2019-07-01: 1757.4136
PV total costs | 2019-07-01: 989.0434
Net market benefit | 2019-07-01: 768.3702
Option 1: 600 MW in 2026
Scenario: | 2019-07-01: 4. Accelerated transition to low emissions future
t= | 0 | 1 | 2 | 3 | 4 | 5 | 6 | 7 | 8 | 9 | 10 | 11 | 12 | 13 | 14 | 15 | 16 | 17 | 18 | 19 | 20 | 21 | 22 | 23 | 24 | 25 | 26 | 27 | 28 | 29 | 30
Discount factor | 1 | 0.94414 | 0.89154 | 0.84187 | 0.79496 | 0.75056 | 0.70874 | 0.66926 | 0.63197 | 0.59667 | 0.56342 | 0.53203 | 0.50239 | 0.47433 | 0.4479 | 0.42295 | 0.39939 | 0.37707 | 0.35607 | 0.33623 | 0.3175 | 0.29976 | 0.28306 | 0.26729 | 0.2524 | 0.2383 | 0.22502 | 0.21249 | 0.20065 | 0.18944 | 0.17889
Year commencing | 2019-07-01 | 2020-07-01 | 2021-07-01 | 2022-07-01 | 2023-07-01 | 2024-07-01 | 2025-07-01 | 2026-07-01 | 2027-07-01 | 2028-07-01 | 2029-07-01 | 2030-07-01 | 2031-07-01 | 2032-07-01 | 2033-07-01 | 2034-07-01 | 2035-07-01 | 2036-07-01 | 2037-07-01 | 2038-07-01 | 2039-07-01 | 2040-07-01 | 2041-07-01 | 2042-07-01 | 2043-07-01 | 2044-07-01 | 2045-07-01 | 2046-07-01 | 2047-07-01 | 2048-07-01 | 2049-07-01
Period | 2019-20 | 2020-21 | 2021-22 | 2022-23 | 2023-24 | 2024-25 | 2025-26 | 2026-27 | 2027-28 | 2028-29 | 2029-30 | 2030-31 | 2031-32 | 2032-33 | 2033-34 | 2034-35 | 2035-36 | 2036-37 | 2037-38 | 2038-39 | 2039-40 | 2040-41 | 2041-42 | 2042-43 | 2043-44 | 2044-45 | 2045-46 | 2046-47 | 2047-48 | 2048-49 | 2049-50
Market benefits (PV at 2025) | 0 | -1.0533 | -9.5642 | -12.7595 | 13.147 | 19.4138 | -4.2897 | 85.3349 | 127.2586 | 155.2063 | 101.8724 | 97.1397 | 92.4973 | 113.0627 | 143.1114 | 78.3385 | 154.3809 | 129.0881 | 138.7657 | 142.1067 | 172.0811 | 185.2712 | 177.7562 | 136.724 | 166.4616 | 159.507 | 148.5207 | 155.2817 | 149.7709 | 181.9309 | 221.697
Market benefits (PV at 2019) | 0 | -0.74652 | -6.7786 | -9.0432 | 9.3178 | 13.7594 | -3.0403 | 60.4804 | 90.1934 | 110.0011 | 72.2012 | 68.8469 | 65.5567 | 80.1322 | 101.429 | 55.5218 | 109.4161 | 91.4901 | 98.349 | 100.7169 | 121.961 | 131.3094 | 125.9832 | 96.902 | 117.9782 | 113.0492 | 105.2628 | 110.0546 | 106.1488 | 128.942 | 157.1259
Market benefits (undiscounted) | 0 | -0.79069 | -7.6032 | -10.7418 | 11.7211 | 18.3322 | -4.2897 | 90.3696 | 142.7181 | 184.3595 | 128.1471 | 129.4031 | 130.4888 | 168.9381 | 226.4531 | 131.273 | 273.9615 | 242.6311 | 276.2092 | 299.5481 | 384.1327 | 438.0464 | 445.0748 | 362.5342 | 467.4275 | 474.3994 | 467.7859 | 517.9365 | 529.0291 | 680.6483 | 878.3593
FCAS benefits | 0 | 0 | 0 | 0 | 0 | 0 | 0 | 15.7044 | 15.7884 | 15.8761 | 15.9618 | 16.0483 | 16.1357 | 16.2239 | 16.3131 | 16.4031 | 16.494 | 16.5858 | 16.6786 | 16.7723 | 16.8669 | 16.9625 | 17.059 | 17.1565 | 17.2549 | 17.3544 | 17.4548 | 17.5563 | 17.6587 | 17.7622 | 17.8667
Total benefits | 0 | -0.79069 | -7.6032 | -10.7418 | 11.7211 | 18.3322 | -4.2897 | 106.074 | 158.5065 | 200.2356 | 144.1089 | 145.4514 | 146.6244 | 185.162 | 242.7661 | 147.6761 | 290.4555 | 259.2169 | 292.8878 | 316.3203 | 400.9996 | 455.0088 | 462.1338 | 379.6907 | 484.6824 | 491.7537 | 485.2407 | 535.4928 | 546.6879 | 698.4105 | 896.226
Total annualised costs | 0 | 0 | 0 | 0 | 0 | 0 | 0 | 110.2063 | 110.2063 | 110.2063 | 110.2063 | 110.2063 | 110.2063 | 110.2063 | 110.2063 | 110.2063 | 110.2063 | 110.2063 | 110.2063 | 110.2063 | 110.2063 | 110.2063 | 110.2063 | 110.2063 | 110.2063 | 110.2063 | 110.2063 | 110.2063 | 110.2063 | 110.2063 | 110.2063
PV total benefits | 2019-07-01: 2570.586
PV total costs | 2019-07-01: 989.0434
Net market benefit | 2019-07-01: 1581.5426

## Option 2
Option 2 - Net Market Benefit evaluation
Option 2: 750 MW in 2026
Discount rate= | 5.9%
All values shown are $ millions expressed in 2019 terms
Option 2: 750 MW in 2026
Scenario: | 1. Global slowdown
t= | 0 | 1 | 2 | 3 | 4 | 5 | 6 | 7 | 8 | 9 | 10 | 11 | 12 | 13 | 14 | 15 | 16 | 17 | 18 | 19 | 20 | 21 | 22 | 23 | 24 | 25 | 26 | 27 | 28 | 29 | 30
Discount factor | 1 | 0.94414 | 0.89154 | 0.84187 | 0.79496 | 0.75056 | 0.70874 | 0.66926 | 0.63197 | 0.59667 | 0.56342 | 0.53203 | 0.50239 | 0.47433 | 0.4479 | 0.42295 | 0.39939 | 0.37707 | 0.35607 | 0.33623 | 0.3175 | 0.29976 | 0.28306 | 0.26729 | 0.2524 | 0.2383 | 0.22502 | 0.21249 | 0.20065 | 0.18944 | 0.17889
Year commencing | 2019-07-01 | 2020-07-01 | 2021-07-01 | 2022-07-01 | 2023-07-01 | 2024-07-01 | 2025-07-01 | 2026-07-01 | 2027-07-01 | 2028-07-01 | 2029-07-01 | 2030-07-01 | 2031-07-01 | 2032-07-01 | 2033-07-01 | 2034-07-01 | 2035-07-01 | 2036-07-01 | 2037-07-01 | 2038-07-01 | 2039-07-01 | 2040-07-01 | 2041-07-01 | 2042-07-01 | 2043-07-01 | 2044-07-01 | 2045-07-01 | 2046-07-01 | 2047-07-01 | 2048-07-01 | 2049-07-01
Period | 2019-20 | 2020-21 | 2021-22 | 2022-23 | 2023-24 | 2024-25 | 2025-26 | 2026-27 | 2027-28 | 2028-29 | 2029-30 | 2030-31 | 2031-32 | 2032-33 | 2033-34 | 2034-35 | 2035-36 | 2036-37 | 2037-38 | 2038-39 | 2039-40 | 2040-41 | 2041-42 | 2042-43 | 2043-44 | 2044-45 | 2045-46 | 2046-47 | 2047-48 | 2048-49 | 2049-50
Market benefits (PV at 2025) | 0 | 8.3495 | 2.4751 | 1.11 | 3.7809 | 0.35206 | -12.3127 | -16.6815 | 64.1085 | 22.2332 | 113.6701 | 68.0641 | 127.6613 | 89.4856 | 120.2119 | 104.5066 | 152.8154 | 145.6969 | 111.7732 | 110.9982 | 91.8048 | 81.3323 | 132.475 | 98.3837 | 110.0877 | 100.25 | 88.038 | 92.5046 | 47.7428 | 62.7099 | 88.0745
Market benefits (PV at 2019) | 0 | 5.9176 | 1.7542 | 0.78669 | 2.6797 | 0.24952 | -8.7265 | -11.8228 | 45.4364 | 15.7576 | 80.5627 | 48.2399 | 90.4789 | 63.4222 | 85.1991 | 74.0682 | 108.3066 | 103.2614 | 79.2183 | 78.669 | 65.0659 | 57.6435 | 93.8905 | 69.7286 | 78.0237 | 71.0513 | 62.3962 | 65.5619 | 33.8373 | 44.4451 | 62.422
Market benefits (undiscounted) | 0 | 6.2678 | 1.9676 | 0.93445 | 3.3708 | 0.33244 | -12.3127 | -17.6657 | 71.8965 | 26.4093 | 142.9875 | 90.6706 | 180.0957 | 133.7093 | 190.2179 | 175.1232 | 271.1833 | 273.8486 | 222.4814 | 233.9742 | 204.9337 | 192.2981 | 331.6974 | 260.872 | 309.1285 | 298.1595 | 277.2877 | 308.5459 | 168.6399 | 234.6132 | 348.9494
FCAS benefits | 0 | 0 | 0 | 0 | 0 | 0 | 0 | 15.7044 | 15.7884 | 15.8761 | 15.9618 | 16.0483 | 16.1357 | 16.2239 | 16.3131 | 16.4031 | 16.494 | 16.5858 | 16.6786 | 16.7723 | 16.8669 | 16.9625 | 17.059 | 17.1565 | 17.2549 | 17.3544 | 17.4548 | 17.5563 | 17.6587 | 17.7622 | 17.8667
Total benefits | 0 | 6.2678 | 1.9676 | 0.93445 | 3.3708 | 0.33244 | -12.3127 | -1.9613 | 87.6848 | 42.2855 | 158.9493 | 106.7189 | 196.2314 | 149.9332 | 206.531 | 191.5263 | 287.6774 | 290.4344 | 239.16 | 250.7465 | 221.8006 | 209.2606 | 348.7564 | 278.0284 | 326.3834 | 315.5139 | 294.7425 | 326.1021 | 186.2986 | 252.3754 | 366.8161
Total annualised costs | 0 | 0 | 0 | 0 | 0 | 0 | 0 | 116.3465 | 116.3465 | 116.3465 | 116.3465 | 116.3465 | 116.3465 | 116.3465 | 116.3465 | 116.3465 | 116.3465 | 116.3465 | 116.3465 | 116.3465 | 116.3465 | 116.3465 | 116.3465 | 116.3465 | 116.3465 | 116.3465 | 116.3465 | 116.3465 | 116.3465 | 116.3465 | 116.3465
PV total benefits | 2019-07-01: 1715.5902
PV total costs | 2019-07-01: 1044.1489
Net market benefit | 2019-07-01: 671.4413
Option 2: 750 MW in 2026
Scenario: | 2019-07-01: 2. Status quo / current policy
t= | 0 | 1 | 2 | 3 | 4 | 5 | 6 | 7 | 8 | 9 | 10 | 11 | 12 | 13 | 14 | 15 | 16 | 17 | 18 | 19 | 20 | 21 | 22 | 23 | 24 | 25 | 26 | 27 | 28 | 29 | 30
Discount factor | 1 | 0.94414 | 0.89154 | 0.84187 | 0.79496 | 0.75056 | 0.70874 | 0.66926 | 0.63197 | 0.59667 | 0.56342 | 0.53203 | 0.50239 | 0.47433 | 0.4479 | 0.42295 | 0.39939 | 0.37707 | 0.35607 | 0.33623 | 0.3175 | 0.29976 | 0.28306 | 0.26729 | 0.2524 | 0.2383 | 0.22502 | 0.21249 | 0.20065 | 0.18944 | 0.17889
Year commencing | 2019-07-01 | 2020-07-01 | 2021-07-01 | 2022-07-01 | 2023-07-01 | 2024-07-01 | 2025-07-01 | 2026-07-01 | 2027-07-01 | 2028-07-01 | 2029-07-01 | 2030-07-01 | 2031-07-01 | 2032-07-01 | 2033-07-01 | 2034-07-01 | 2035-07-01 | 2036-07-01 | 2037-07-01 | 2038-07-01 | 2039-07-01 | 2040-07-01 | 2041-07-01 | 2042-07-01 | 2043-07-01 | 2044-07-01 | 2045-07-01 | 2046-07-01 | 2047-07-01 | 2048-07-01 | 2049-07-01
Period | 2019-20 | 2020-21 | 2021-22 | 2022-23 | 2023-24 | 2024-25 | 2025-26 | 2026-27 | 2027-28 | 2028-29 | 2029-30 | 2030-31 | 2031-32 | 2032-33 | 2033-34 | 2034-35 | 2035-36 | 2036-37 | 2037-38 | 2038-39 | 2039-40 | 2040-41 | 2041-42 | 2042-43 | 2043-44 | 2044-45 | 2045-46 | 2046-47 | 2047-48 | 2048-49 | 2049-50
Market benefits (PV at 2025) | 0 | 5.3261 | 5.5015 | 4.9903 | 0.34672 | -1.1116 | -36.9819 | 64.2189 | 25.7448 | 40.1802 | 105.7625 | 69.0907 | 134.9233 | 114.8515 | 125.6148 | 54.1177 | 157.2751 | 128.6856 | 132.8813 | 140.1531 | 82.0281 | 73.3902 | 119.5806 | 111.9082 | 112.8289 | 95.8314 | 87.1239 | 88.9545 | 55.1247 | 53.7774 | 85.168
Market benefits (PV at 2019) | 0 | 3.7749 | 3.8991 | 3.5368 | 0.24574 | -0.78787 | -26.2106 | 45.5146 | 18.2464 | 28.4774 | 74.9583 | 48.9675 | 95.6257 | 81.4 | 89.0284 | 38.3555 | 111.4674 | 91.2048 | 94.1785 | 99.3323 | 58.1367 | 52.0147 | 84.7517 | 79.314 | 79.9665 | 67.9197 | 61.7484 | 63.0458 | 39.0692 | 38.1143 | 60.3621
Market benefits (undiscounted) | 0 | 3.9982 | 4.3735 | 4.2012 | 0.30912 | -1.0497 | -36.9819 | 68.0078 | 28.8723 | 47.7274 | 133.0405 | 92.0381 | 190.3403 | 171.6109 | 198.7673 | 90.6858 | 279.0976 | 241.8746 | 264.4965 | 295.4302 | 183.1094 | 173.5203 | 299.4118 | 296.7332 | 316.8257 | 285.0179 | 274.4086 | 296.7045 | 194.7147 | 201.1946 | 337.4339
FCAS benefits | 0 | 0 | 0 | 0 | 0 | 0 | 0 | 15.7044 | 15.7884 | 15.8761 | 15.9618 | 16.0483 | 16.1357 | 16.2239 | 16.3131 | 16.4031 | 16.494 | 16.5858 | 16.6786 | 16.7723 | 16.8669 | 16.9625 | 17.059 | 17.1565 | 17.2549 | 17.3544 | 17.4548 | 17.5563 | 17.6587 | 17.7622 | 17.8667
Total benefits | 0 | 3.9982 | 4.3735 | 4.2012 | 0.30912 | -1.0497 | -36.9819 | 83.7122 | 44.6606 | 63.6035 | 149.0022 | 108.0864 | 206.476 | 187.8349 | 215.0803 | 107.0889 | 295.5916 | 258.4604 | 281.1751 | 312.2025 | 199.9763 | 190.4827 | 316.4708 | 313.8897 | 334.0806 | 302.3723 | 291.8635 | 314.2608 | 212.3734 | 218.9568 | 355.3006
Total annualised costs | 0 | 0 | 0 | 0 | 0 | 0 | 0 | 116.3465 | 116.3465 | 116.3465 | 116.3465 | 116.3465 | 116.3465 | 116.3465 | 116.3465 | 116.3465 | 116.3465 | 116.3465 | 116.3465 | 116.3465 | 116.3465 | 116.3465 | 116.3465 | 116.3465 | 116.3465 | 116.3465 | 116.3465 | 116.3465 | 116.3465 | 116.3465 | 116.3465
PV total benefits | 2019-07-01: 1733.7232
PV total costs | 2019-07-01: 1044.1489
Net market benefit | 2019-07-01: 689.5743
Option 2: 750 MW in 2026
Scenario: | 2019-07-01: 3. Sustained renewables uptake
t= | 0 | 1 | 2 | 3 | 4 | 5 | 6 | 7 | 8 | 9 | 10 | 11 | 12 | 13 | 14 | 15 | 16 | 17 | 18 | 19 | 20 | 21 | 22 | 23 | 24 | 25 | 26 | 27 | 28 | 29 | 30
Discount factor | 1 | 0.94414 | 0.89154 | 0.84187 | 0.79496 | 0.75056 | 0.70874 | 0.66926 | 0.63197 | 0.59667 | 0.56342 | 0.53203 | 0.50239 | 0.47433 | 0.4479 | 0.42295 | 0.39939 | 0.37707 | 0.35607 | 0.33623 | 0.3175 | 0.29976 | 0.28306 | 0.26729 | 0.2524 | 0.2383 | 0.22502 | 0.21249 | 0.20065 | 0.18944 | 0.17889
Year commencing | 2019-07-01 | 2020-07-01 | 2021-07-01 | 2022-07-01 | 2023-07-01 | 2024-07-01 | 2025-07-01 | 2026-07-01 | 2027-07-01 | 2028-07-01 | 2029-07-01 | 2030-07-01 | 2031-07-01 | 2032-07-01 | 2033-07-01 | 2034-07-01 | 2035-07-01 | 2036-07-01 | 2037-07-01 | 2038-07-01 | 2039-07-01 | 2040-07-01 | 2041-07-01 | 2042-07-01 | 2043-07-01 | 2044-07-01 | 2045-07-01 | 2046-07-01 | 2047-07-01 | 2048-07-01 | 2049-07-01
Period | 2019-20 | 2020-21 | 2021-22 | 2022-23 | 2023-24 | 2024-25 | 2025-26 | 2026-27 | 2027-28 | 2028-29 | 2029-30 | 2030-31 | 2031-32 | 2032-33 | 2033-34 | 2034-35 | 2035-36 | 2036-37 | 2037-38 | 2038-39 | 2039-40 | 2040-41 | 2041-42 | 2042-43 | 2043-44 | 2044-45 | 2045-46 | 2046-47 | 2047-48 | 2048-49 | 2049-50
Market benefits (PV at 2025) | 0 | -0.098522 | 4.1777 | 4.505 | 7.6849 | 5.7356 | -28.5644 | 125.5936 | 52.933 | 146.2592 | 109.005 | 160.0063 | 110.0391 | 147.044 | 177.8348 | 82.5714 | 154.4749 | 127.8377 | 130.9242 | 148.0061 | 84.7506 | 67.1138 | 118.6879 | 104.9992 | 119.5065 | 96.453 | 75.3659 | 89.0228 | 57.4676 | 53.4218 | 83.7099
Market benefits (PV at 2019) | 0 | -0.069826 | 2.9609 | 3.1929 | 5.4466 | 4.0651 | -20.2448 | 89.0134 | 37.5158 | 103.6599 | 77.2563 | 113.4031 | 77.9893 | 104.2162 | 126.0389 | 58.5218 | 109.4828 | 90.6039 | 92.7914 | 104.898 | 60.0662 | 47.5663 | 84.119 | 74.4173 | 84.6992 | 68.3603 | 53.415 | 63.0941 | 40.7296 | 37.8622 | 59.3287
Market benefits (undiscounted) | 0 | -0.073958 | 3.3211 | 3.7926 | 6.8513 | 5.4161 | -28.5644 | 133.0036 | 59.3633 | 173.7317 | 137.1192 | 213.1498 | 155.2355 | 219.7129 | 281.3979 | 138.3662 | 274.1284 | 240.2808 | 260.6009 | 311.9835 | 189.1868 | 158.6807 | 297.1765 | 278.4133 | 335.5767 | 286.8668 | 237.3752 | 296.9322 | 202.9902 | 199.864 | 331.6571
FCAS benefits | 0 | 0 | 0 | 0 | 0 | 0 | 0 | 15.7044 | 15.7884 | 15.8761 | 15.9618 | 16.0483 | 16.1357 | 16.2239 | 16.3131 | 16.4031 | 16.494 | 16.5858 | 16.6786 | 16.7723 | 16.8669 | 16.9625 | 17.059 | 17.1565 | 17.2549 | 17.3544 | 17.4548 | 17.5563 | 17.6587 | 17.7622 | 17.8667
Total benefits | 0 | -0.073958 | 3.3211 | 3.7926 | 6.8513 | 5.4161 | -28.5644 | 148.708 | 75.1517 | 189.6079 | 153.081 | 229.1981 | 171.3712 | 235.9368 | 297.711 | 154.7693 | 290.6224 | 256.8666 | 277.2795 | 328.7558 | 206.0537 | 175.6432 | 314.2355 | 295.5698 | 352.8316 | 304.2211 | 254.83 | 314.4884 | 220.6489 | 217.6262 | 349.5238
Total annualised costs | 0 | 0 | 0 | 0 | 0 | 0 | 0 | 116.3465 | 116.3465 | 116.3465 | 116.3465 | 116.3465 | 116.3465 | 116.3465 | 116.3465 | 116.3465 | 116.3465 | 116.3465 | 116.3465 | 116.3465 | 116.3465 | 116.3465 | 116.3465 | 116.3465 | 116.3465 | 116.3465 | 116.3465 | 116.3465 | 116.3465 | 116.3465 | 116.3465
PV total benefits | 2019-07-01: 2002.4651
PV total costs | 2019-07-01: 1044.1489
Net market benefit | 2019-07-01: 958.3162
Option 2: 750 MW in 2026
Scenario: | 2019-07-01: 4. Accelerated transition to low emissions future
t= | 0 | 1 | 2 | 3 | 4 | 5 | 6 | 7 | 8 | 9 | 10 | 11 | 12 | 13 | 14 | 15 | 16 | 17 | 18 | 19 | 20 | 21 | 22 | 23 | 24 | 25 | 26 | 27 | 28 | 29 | 30
Discount factor | 1 | 0.94414 | 0.89154 | 0.84187 | 0.79496 | 0.75056 | 0.70874 | 0.66926 | 0.63197 | 0.59667 | 0.56342 | 0.53203 | 0.50239 | 0.47433 | 0.4479 | 0.42295 | 0.39939 | 0.37707 | 0.35607 | 0.33623 | 0.3175 | 0.29976 | 0.28306 | 0.26729 | 0.2524 | 0.2383 | 0.22502 | 0.21249 | 0.20065 | 0.18944 | 0.17889
Year commencing | 2019-07-01 | 2020-07-01 | 2021-07-01 | 2022-07-01 | 2023-07-01 | 2024-07-01 | 2025-07-01 | 2026-07-01 | 2027-07-01 | 2028-07-01 | 2029-07-01 | 2030-07-01 | 2031-07-01 | 2032-07-01 | 2033-07-01 | 2034-07-01 | 2035-07-01 | 2036-07-01 | 2037-07-01 | 2038-07-01 | 2039-07-01 | 2040-07-01 | 2041-07-01 | 2042-07-01 | 2043-07-01 | 2044-07-01 | 2045-07-01 | 2046-07-01 | 2047-07-01 | 2048-07-01 | 2049-07-01
Period | 2019-20 | 2020-21 | 2021-22 | 2022-23 | 2023-24 | 2024-25 | 2025-26 | 2026-27 | 2027-28 | 2028-29 | 2029-30 | 2030-31 | 2031-32 | 2032-33 | 2033-34 | 2034-35 | 2035-36 | 2036-37 | 2037-38 | 2038-39 | 2039-40 | 2040-41 | 2041-42 | 2042-43 | 2043-44 | 2044-45 | 2045-46 | 2046-47 | 2047-48 | 2048-49 | 2049-50
Market benefits (PV at 2025) | 0 | 0.41108 | -4.54 | -9.9077 | 10.1858 | 15.0929 | -17.0005 | 94.5528 | 153.9369 | 186.4021 | 116.539 | 108.272 | 96.0213 | 121.7555 | 156.0141 | 87.7118 | 183.454 | 149.2972 | 163.9553 | 171.0054 | 199.5507 | 227.9238 | 217.6441 | 168.4907 | 203.8051 | 190.9027 | 176.8262 | 183.5643 | 177.2711 | 217.3725 | 263.5526
Market benefits (PV at 2019) | 0 | 0.29135 | -3.2177 | -7.022 | 7.2191 | 10.6969 | -12.049 | 67.0135 | 109.1015 | 132.1109 | 82.5961 | 76.7369 | 68.0543 | 86.2932 | 110.5736 | 62.165 | 130.0214 | 105.8131 | 116.2019 | 121.1986 | 141.4299 | 161.5391 | 154.2534 | 119.4163 | 144.4451 | 135.3006 | 125.3241 | 130.0996 | 125.6394 | 154.0609 | 186.7907
Market benefits (undiscounted) | 0 | 0.30858 | -3.6091 | -8.3409 | 9.081 | 14.252 | -17.0005 | 100.1314 | 172.6373 | 221.4149 | 146.5965 | 144.2329 | 135.4602 | 181.9269 | 246.8698 | 146.98 | 325.5541 | 280.6156 | 326.3484 | 360.464 | 445.4525 | 538.8923 | 544.9481 | 446.766 | 572.2886 | 567.775 | 556.9381 | 612.2719 | 626.1669 | 813.2442 | 1044.1903
FCAS benefits | 0 | 0 | 0 | 0 | 0 | 0 | 0 | 15.7044 | 15.7884 | 15.8761 | 15.9618 | 16.0483 | 16.1357 | 16.2239 | 16.3131 | 16.4031 | 16.494 | 16.5858 | 16.6786 | 16.7723 | 16.8669 | 16.9625 | 17.059 | 17.1565 | 17.2549 | 17.3544 | 17.4548 | 17.5563 | 17.6587 | 17.7622 | 17.8667
Total benefits | 0 | 0.30858 | -3.6091 | -8.3409 | 9.081 | 14.252 | -17.0005 | 115.8358 | 188.4257 | 237.2911 | 162.5582 | 160.2812 | 151.5959 | 198.1508 | 263.1828 | 163.3831 | 342.0481 | 297.2014 | 343.027 | 377.2363 | 462.3194 | 555.8548 | 562.0071 | 463.9224 | 589.5435 | 585.1294 | 574.3929 | 629.8282 | 643.8256 | 831.0064 | 1062.057
Total annualised costs | 0 | 0 | 0 | 0 | 0 | 0 | 0 | 116.3465 | 116.3465 | 116.3465 | 116.3465 | 116.3465 | 116.3465 | 116.3465 | 116.3465 | 116.3465 | 116.3465 | 116.3465 | 116.3465 | 116.3465 | 116.3465 | 116.3465 | 116.3465 | 116.3465 | 116.3465 | 116.3465 | 116.3465 | 116.3465 | 116.3465 | 116.3465 | 116.3465
PV total benefits | 2019-07-01: 2990.1633
PV total costs | 2019-07-01: 1044.1489
Net market benefit | 2019-07-01: 1946.0144

## Option 3
Option 3 - Net Market Benefit evaluation
Option 3: 600 MW in 2026 and 600 MW in 2028
Discount rate= | 5.9%
All values shown are $ millions expressed in 2019 terms
Option 3: 600 MW in 2026 and 600 MW in 2028
Scenario: | 1. Global slowdown
t= | 0 | 1 | 2 | 3 | 4 | 5 | 6 | 7 | 8 | 9 | 10 | 11 | 12 | 13 | 14 | 15 | 16 | 17 | 18 | 19 | 20 | 21 | 22 | 23 | 24 | 25 | 26 | 27 | 28 | 29 | 30
Discount factor | 1 | 0.94414 | 0.89154 | 0.84187 | 0.79496 | 0.75056 | 0.70874 | 0.66926 | 0.63197 | 0.59667 | 0.56342 | 0.53203 | 0.50239 | 0.47433 | 0.4479 | 0.42295 | 0.39939 | 0.37707 | 0.35607 | 0.33623 | 0.3175 | 0.29976 | 0.28306 | 0.26729 | 0.2524 | 0.2383 | 0.22502 | 0.21249 | 0.20065 | 0.18944 | 0.17889
Year commencing | 2019-07-01 | 2020-07-01 | 2021-07-01 | 2022-07-01 | 2023-07-01 | 2024-07-01 | 2025-07-01 | 2026-07-01 | 2027-07-01 | 2028-07-01 | 2029-07-01 | 2030-07-01 | 2031-07-01 | 2032-07-01 | 2033-07-01 | 2034-07-01 | 2035-07-01 | 2036-07-01 | 2037-07-01 | 2038-07-01 | 2039-07-01 | 2040-07-01 | 2041-07-01 | 2042-07-01 | 2043-07-01 | 2044-07-01 | 2045-07-01 | 2046-07-01 | 2047-07-01 | 2048-07-01 | 2049-07-01
Period | 2019-20 | 2020-21 | 2021-22 | 2022-23 | 2023-24 | 2024-25 | 2025-26 | 2026-27 | 2027-28 | 2028-29 | 2029-30 | 2030-31 | 2031-32 | 2032-33 | 2033-34 | 2034-35 | 2035-36 | 2036-37 | 2037-38 | 2038-39 | 2039-40 | 2040-41 | 2041-42 | 2042-43 | 2043-44 | 2044-45 | 2045-46 | 2046-47 | 2047-48 | 2048-49 | 2049-50
Market benefits (PV at 2025) | 0 | 10.9152 | 2.1297 | 1.6515 | 5.1737 | -3.435 | -21.9112 | -25.6294 | 39.479 | 12.6783 | 129.1628 | 61.4451 | 159.1156 | 88.5952 | 148.516 | 142.7211 | 200.073 | 189.8218 | 143.4664 | 138.4865 | 102.4656 | 120.7329 | 163.5244 | 131.202 | 146.2586 | 131.8167 | 100.9167 | 129.4122 | 68.2644 | 83.7418 | 116.0534
Market benefits (PV at 2019) | 0 | 7.736 | 1.5094 | 1.1705 | 3.6668 | -2.4345 | -15.5294 | -18.1646 | 27.9804 | 8.9856 | 91.543 | 43.5487 | 112.7718 | 62.7911 | 105.2595 | 101.1523 | 141.8 | 134.5345 | 101.6806 | 98.1511 | 72.6216 | 85.5684 | 115.8965 | 92.9883 | 103.6595 | 93.4239 | 71.5238 | 91.7198 | 48.3818 | 59.3513 | 82.2518
Market benefits (undiscounted) | 0 | 8.1937 | 1.693 | 1.3904 | 4.6125 | -3.2436 | -21.9112 | -27.1415 | 44.2749 | 15.0597 | 162.4761 | 81.8531 | 224.4692 | 132.3787 | 235.0052 | 239.1598 | 355.0459 | 356.7847 | 285.5659 | 291.9171 | 228.7315 | 285.4552 | 409.4405 | 347.8922 | 410.6969 | 392.0438 | 317.8507 | 431.6498 | 241.1273 | 313.2987 | 459.8012
FCAS benefits | 0 | 0 | 0 | 0 | 0 | 0 | 0 | 15.7044 | 15.7884 | 15.8761 | 15.9618 | 16.0483 | 16.1357 | 16.2239 | 16.3131 | 16.4031 | 16.494 | 16.5858 | 16.6786 | 16.7723 | 16.8669 | 16.9625 | 17.059 | 17.1565 | 17.2549 | 17.3544 | 17.4548 | 17.5563 | 17.6587 | 17.7622 | 17.8667
Total benefits | 0 | 8.1937 | 1.693 | 1.3904 | 4.6125 | -3.2436 | -21.9112 | -11.4371 | 60.0633 | 30.9359 | 178.4379 | 97.9014 | 240.6049 | 148.6026 | 251.3182 | 255.5628 | 371.5399 | 373.3705 | 302.2445 | 308.6894 | 245.5984 | 302.4177 | 426.4995 | 365.0487 | 427.9518 | 409.3982 | 335.3055 | 449.2061 | 258.786 | 331.0609 | 477.6679
Total annualised costs | 0 | 0 | 0 | 0 | 0 | 0 | 0 | 91.225 | 91.225 | 182.45 | 182.45 | 182.45 | 182.45 | 182.45 | 182.45 | 182.45 | 182.45 | 182.45 | 182.45 | 182.45 | 182.45 | 182.45 | 182.45 | 182.45 | 182.45 | 182.45 | 182.45 | 182.45 | 182.45 | 182.45 | 182.45
PV total benefits | 2019-07-01: 2073.6053
PV total costs | 2019-07-01: 1518.6885
Net market benefit | 2019-07-01: 554.9168
Option 3: 600 MW in 2026 and 600 MW in 2028
Scenario: | 2019-07-01: 2. Status quo / current policy
t= | 0 | 1 | 2 | 3 | 4 | 5 | 6 | 7 | 8 | 9 | 10 | 11 | 12 | 13 | 14 | 15 | 16 | 17 | 18 | 19 | 20 | 21 | 22 | 23 | 24 | 25 | 26 | 27 | 28 | 29 | 30
Discount factor | 1 | 0.94414 | 0.89154 | 0.84187 | 0.79496 | 0.75056 | 0.70874 | 0.66926 | 0.63197 | 0.59667 | 0.56342 | 0.53203 | 0.50239 | 0.47433 | 0.4479 | 0.42295 | 0.39939 | 0.37707 | 0.35607 | 0.33623 | 0.3175 | 0.29976 | 0.28306 | 0.26729 | 0.2524 | 0.2383 | 0.22502 | 0.21249 | 0.20065 | 0.18944 | 0.17889
Year commencing | 2019-07-01 | 2020-07-01 | 2021-07-01 | 2022-07-01 | 2023-07-01 | 2024-07-01 | 2025-07-01 | 2026-07-01 | 2027-07-01 | 2028-07-01 | 2029-07-01 | 2030-07-01 | 2031-07-01 | 2032-07-01 | 2033-07-01 | 2034-07-01 | 2035-07-01 | 2036-07-01 | 2037-07-01 | 2038-07-01 | 2039-07-01 | 2040-07-01 | 2041-07-01 | 2042-07-01 | 2043-07-01 | 2044-07-01 | 2045-07-01 | 2046-07-01 | 2047-07-01 | 2048-07-01 | 2049-07-01
Period | 2019-20 | 2020-21 | 2021-22 | 2022-23 | 2023-24 | 2024-25 | 2025-26 | 2026-27 | 2027-28 | 2028-29 | 2029-30 | 2030-31 | 2031-32 | 2032-33 | 2033-34 | 2034-35 | 2035-36 | 2036-37 | 2037-38 | 2038-39 | 2039-40 | 2040-41 | 2041-42 | 2042-43 | 2043-44 | 2044-45 | 2045-46 | 2046-47 | 2047-48 | 2048-49 | 2049-50
Market benefits (PV at 2025) | 0 | 10.4852 | 5.2296 | 13.4983 | 3.147 | -5.0981 | -39.3022 | 50.772 | 22.9468 | 51.2545 | 127.3586 | 78.0591 | 152.6467 | 138.1984 | 158.4887 | 76.7769 | 202.8549 | 174.1319 | 160.8489 | 180.3423 | 135.7113 | 130.5031 | 164.4696 | 166.1938 | 161.759 | 142.4865 | 122.9146 | 127.4885 | 90.999 | 92.5219 | 118.3636
Market benefits (PV at 2019) | 0 | 7.4313 | 3.7064 | 9.5668 | 2.2304 | -3.6132 | -27.8551 | 35.9842 | 16.2633 | 36.3262 | 90.2643 | 55.3237 | 108.187 | 97.9469 | 112.3275 | 54.415 | 143.7717 | 123.4145 | 114.0003 | 127.816 | 96.1842 | 92.4929 | 116.5664 | 117.7884 | 114.6453 | 100.9861 | 87.1147 | 90.3564 | 64.4947 | 65.5741 | 83.8892
Market benefits (undiscounted) | 0 | 7.871 | 4.1574 | 11.3638 | 2.8057 | -4.814 | -39.3022 | 53.7676 | 25.7344 | 60.8819 | 160.2066 | 103.9852 | 215.3433 | 206.4957 | 250.7855 | 128.6562 | 359.9826 | 327.2943 | 320.1654 | 380.1453 | 302.9453 | 308.5552 | 411.8071 | 440.6756 | 454.2223 | 423.7775 | 387.1361 | 425.2333 | 321.4317 | 346.1471 | 468.9543
FCAS benefits | 0 | 0 | 0 | 0 | 0 | 0 | 0 | 15.7044 | 15.7884 | 15.8761 | 15.9618 | 16.0483 | 16.1357 | 16.2239 | 16.3131 | 16.4031 | 16.494 | 16.5858 | 16.6786 | 16.7723 | 16.8669 | 16.9625 | 17.059 | 17.1565 | 17.2549 | 17.3544 | 17.4548 | 17.5563 | 17.6587 | 17.7622 | 17.8667
Total benefits | 0 | 7.871 | 4.1574 | 11.3638 | 2.8057 | -4.814 | -39.3022 | 69.472 | 41.5228 | 76.758 | 176.1683 | 120.0335 | 231.4789 | 222.7196 | 267.0986 | 145.0592 | 376.4766 | 343.8801 | 336.844 | 396.9176 | 319.8122 | 325.5177 | 428.8661 | 457.8321 | 471.4772 | 441.1319 | 404.5909 | 442.7896 | 339.0904 | 363.9093 | 486.821
Total annualised costs | 0 | 0 | 0 | 0 | 0 | 0 | 0 | 91.225 | 91.225 | 182.45 | 182.45 | 182.45 | 182.45 | 182.45 | 182.45 | 182.45 | 182.45 | 182.45 | 182.45 | 182.45 | 182.45 | 182.45 | 182.45 | 182.45 | 182.45 | 182.45 | 182.45 | 182.45 | 182.45 | 182.45 | 182.45
PV total benefits | 2019-07-01: 2285.6653
PV total costs | 2019-07-01: 1518.6885
Net market benefit | 2019-07-01: 766.9768
Option 3: 600 MW in 2026 and 600 MW in 2028
Scenario: | 2019-07-01: 3. Sustained renewables uptake
t= | 0 | 1 | 2 | 3 | 4 | 5 | 6 | 7 | 8 | 9 | 10 | 11 | 12 | 13 | 14 | 15 | 16 | 17 | 18 | 19 | 20 | 21 | 22 | 23 | 24 | 25 | 26 | 27 | 28 | 29 | 30
Discount factor | 1 | 0.94414 | 0.89154 | 0.84187 | 0.79496 | 0.75056 | 0.70874 | 0.66926 | 0.63197 | 0.59667 | 0.56342 | 0.53203 | 0.50239 | 0.47433 | 0.4479 | 0.42295 | 0.39939 | 0.37707 | 0.35607 | 0.33623 | 0.3175 | 0.29976 | 0.28306 | 0.26729 | 0.2524 | 0.2383 | 0.22502 | 0.21249 | 0.20065 | 0.18944 | 0.17889
Year commencing | 2019-07-01 | 2020-07-01 | 2021-07-01 | 2022-07-01 | 2023-07-01 | 2024-07-01 | 2025-07-01 | 2026-07-01 | 2027-07-01 | 2028-07-01 | 2029-07-01 | 2030-07-01 | 2031-07-01 | 2032-07-01 | 2033-07-01 | 2034-07-01 | 2035-07-01 | 2036-07-01 | 2037-07-01 | 2038-07-01 | 2039-07-01 | 2040-07-01 | 2041-07-01 | 2042-07-01 | 2043-07-01 | 2044-07-01 | 2045-07-01 | 2046-07-01 | 2047-07-01 | 2048-07-01 | 2049-07-01
Period | 2019-20 | 2020-21 | 2021-22 | 2022-23 | 2023-24 | 2024-25 | 2025-26 | 2026-27 | 2027-28 | 2028-29 | 2029-30 | 2030-31 | 2031-32 | 2032-33 | 2033-34 | 2034-35 | 2035-36 | 2036-37 | 2037-38 | 2038-39 | 2039-40 | 2040-41 | 2041-42 | 2042-43 | 2043-44 | 2044-45 | 2045-46 | 2046-47 | 2047-48 | 2048-49 | 2049-50
Market benefits (PV at 2025) | 0 | 5.4126 | 3.4158 | 3.7671 | 6.949 | 5.0082 | -23.8544 | 107.1565 | 37.9608 | 211.1917 | 113.3505 | 196.9186 | 142.2052 | 177.7899 | 227.6381 | 115.4689 | 206.9581 | 165.9765 | 186.1512 | 199.4288 | 143.7518 | 119.8466 | 167.4358 | 158.2682 | 170.4872 | 139.2256 | 109.3265 | 127.9865 | 93.342 | 91.5836 | 118.0381
Market benefits (PV at 2019) | 0 | 3.8361 | 2.4209 | 2.6699 | 4.925 | 3.5496 | -16.9066 | 75.9463 | 26.9044 | 149.6803 | 80.3362 | 139.5644 | 100.7867 | 126.0071 | 161.3366 | 81.8376 | 146.6798 | 117.6344 | 131.9331 | 141.3434 | 101.8828 | 84.9402 | 118.6687 | 112.1712 | 120.8313 | 98.675 | 77.4842 | 90.7093 | 66.1553 | 64.9091 | 83.6585
Market benefits (undiscounted) | 0 | 4.0631 | 2.7154 | 3.1714 | 6.1953 | 4.7292 | -23.8544 | 113.4788 | 42.5723 | 250.8609 | 142.5855 | 262.322 | 200.6132 | 265.6533 | 360.2044 | 193.4929 | 367.264 | 311.9656 | 370.5289 | 420.3779 | 320.8938 | 283.3595 | 419.2339 | 419.6602 | 478.7314 | 414.0792 | 344.3385 | 426.8944 | 329.7078 | 342.6369 | 467.6647
FCAS benefits | 0 | 0 | 0 | 0 | 0 | 0 | 0 | 15.7044 | 15.7884 | 15.8761 | 15.9618 | 16.0483 | 16.1357 | 16.2239 | 16.3131 | 16.4031 | 16.494 | 16.5858 | 16.6786 | 16.7723 | 16.8669 | 16.9625 | 17.059 | 17.1565 | 17.2549 | 17.3544 | 17.4548 | 17.5563 | 17.6587 | 17.7622 | 17.8667
Total benefits | 0 | 4.0631 | 2.7154 | 3.1714 | 6.1953 | 4.7292 | -23.8544 | 129.1832 | 58.3607 | 266.737 | 158.5473 | 278.3703 | 216.7488 | 281.8773 | 376.5175 | 209.896 | 383.758 | 328.5514 | 387.2075 | 437.1502 | 337.7607 | 300.322 | 436.2929 | 436.8166 | 495.9863 | 431.4336 | 361.7933 | 444.4506 | 347.3666 | 360.3991 | 485.5314
Total annualised costs | 0 | 0 | 0 | 0 | 0 | 0 | 0 | 91.225 | 91.225 | 182.45 | 182.45 | 182.45 | 182.45 | 182.45 | 182.45 | 182.45 | 182.45 | 182.45 | 182.45 | 182.45 | 182.45 | 182.45 | 182.45 | 182.45 | 182.45 | 182.45 | 182.45 | 182.45 | 182.45 | 182.45 | 182.45
PV total benefits | 2019-07-01: 2648.6364
PV total costs | 2019-07-01: 1518.6885
Net market benefit | 2019-07-01: 1129.9479
Option 3: 600 MW in 2026 and 600 MW in 2028
Scenario: | 2019-07-01: 4. Accelerated transition to low emissions future
t= | 0 | 1 | 2 | 3 | 4 | 5 | 6 | 7 | 8 | 9 | 10 | 11 | 12 | 13 | 14 | 15 | 16 | 17 | 18 | 19 | 20 | 21 | 22 | 23 | 24 | 25 | 26 | 27 | 28 | 29 | 30
Discount factor | 1 | 0.94414 | 0.89154 | 0.84187 | 0.79496 | 0.75056 | 0.70874 | 0.66926 | 0.63197 | 0.59667 | 0.56342 | 0.53203 | 0.50239 | 0.47433 | 0.4479 | 0.42295 | 0.39939 | 0.37707 | 0.35607 | 0.33623 | 0.3175 | 0.29976 | 0.28306 | 0.26729 | 0.2524 | 0.2383 | 0.22502 | 0.21249 | 0.20065 | 0.18944 | 0.17889
Year commencing | 2019-07-01 | 2020-07-01 | 2021-07-01 | 2022-07-01 | 2023-07-01 | 2024-07-01 | 2025-07-01 | 2026-07-01 | 2027-07-01 | 2028-07-01 | 2029-07-01 | 2030-07-01 | 2031-07-01 | 2032-07-01 | 2033-07-01 | 2034-07-01 | 2035-07-01 | 2036-07-01 | 2037-07-01 | 2038-07-01 | 2039-07-01 | 2040-07-01 | 2041-07-01 | 2042-07-01 | 2043-07-01 | 2044-07-01 | 2045-07-01 | 2046-07-01 | 2047-07-01 | 2048-07-01 | 2049-07-01
Period | 2019-20 | 2020-21 | 2021-22 | 2022-23 | 2023-24 | 2024-25 | 2025-26 | 2026-27 | 2027-28 | 2028-29 | 2029-30 | 2030-31 | 2031-32 | 2032-33 | 2033-34 | 2034-35 | 2035-36 | 2036-37 | 2037-38 | 2038-39 | 2039-40 | 2040-41 | 2041-42 | 2042-43 | 2043-44 | 2044-45 | 2045-46 | 2046-47 | 2047-48 | 2048-49 | 2049-50
Market benefits (PV at 2025) | 0 | 3.5088 | -5.8354 | -12.5129 | 9.6764 | 16.5566 | -11.9216 | 77.5952 | 118.1497 | 234.8214 | 148.415 | 142.9864 | 140.1238 | 177.2318 | 204.8788 | 133.719 | 269.1903 | 215.4786 | 231.7513 | 216.9177 | 301.4212 | 352.6622 | 321.2227 | 271.0576 | 304.8935 | 292.9641 | 268.0614 | 270.9767 | 264.06 | 327.0008 | 380.1012
Market benefits (PV at 2019) | 0 | 2.4868 | -4.1358 | -8.8684 | 6.8581 | 11.7344 | -8.4493 | 54.9949 | 83.7376 | 166.4277 | 105.1879 | 101.3404 | 99.3115 | 125.6116 | 145.2061 | 94.7722 | 190.7863 | 152.7186 | 164.2518 | 153.7386 | 213.6297 | 249.9463 | 227.6639 | 192.1097 | 216.0907 | 207.6358 | 189.9862 | 192.0524 | 187.1502 | 231.759 | 269.3935
Market benefits (undiscounted) | 0 | 2.634 | -4.6389 | -10.5342 | 8.6269 | 15.6342 | -11.9216 | 82.1733 | 132.5026 | 278.9291 | 186.6938 | 190.4771 | 197.6768 | 264.8195 | 324.1911 | 224.0748 | 477.7002 | 405.0086 | 461.2946 | 457.2431 | 672.8556 | 833.8178 | 804.2933 | 718.7298 | 856.147 | 871.322 | 844.2956 | 903.8329 | 932.7274 | 1223.3905 | 1505.9534
FCAS benefits | 0 | 0 | 0 | 0 | 0 | 0 | 0 | 15.7044 | 15.7884 | 15.8761 | 15.9618 | 16.0483 | 16.1357 | 16.2239 | 16.3131 | 16.4031 | 16.494 | 16.5858 | 16.6786 | 16.7723 | 16.8669 | 16.9625 | 17.059 | 17.1565 | 17.2549 | 17.3544 | 17.4548 | 17.5563 | 17.6587 | 17.7622 | 17.8667
Total benefits | 0 | 2.634 | -4.6389 | -10.5342 | 8.6269 | 15.6342 | -11.9216 | 97.8777 | 148.291 | 294.8052 | 202.6556 | 206.5254 | 213.8125 | 281.0434 | 340.5042 | 240.4779 | 494.1942 | 421.5945 | 477.9732 | 474.0153 | 689.7225 | 850.7802 | 821.3523 | 735.8863 | 873.4019 | 888.6764 | 861.7504 | 921.3891 | 950.3861 | 1241.1527 | 1523.8201
Total annualised costs | 0 | 0 | 0 | 0 | 0 | 0 | 0 | 91.225 | 91.225 | 182.45 | 182.45 | 182.45 | 182.45 | 182.45 | 182.45 | 182.45 | 182.45 | 182.45 | 182.45 | 182.45 | 182.45 | 182.45 | 182.45 | 182.45 | 182.45 | 182.45 | 182.45 | 182.45 | 182.45 | 182.45 | 182.45
PV total benefits | 2019-07-01: 4163.1937
PV total costs | 2019-07-01: 1518.6885
Net market benefit | 2019-07-01: 2644.5052

## Option 4
Option 4 - Net Market Benefit evaluation
Option 4: 750 MW in 2026 and 750 MW in 2028
Discount rate= | 5.9%
All values shown are $ millions expressed in 2019 terms
Option 4: 750 MW in 2026 and 750 MW in 2028
Scenario: | 1. Global slowdown
t= | 0 | 1 | 2 | 3 | 4 | 5 | 6 | 7 | 8 | 9 | 10 | 11 | 12 | 13 | 14 | 15 | 16 | 17 | 18 | 19 | 20 | 21 | 22 | 23 | 24 | 25 | 26 | 27 | 28 | 29 | 30
Discount factor | 1 | 0.94414 | 0.89154 | 0.84187 | 0.79496 | 0.75056 | 0.70874 | 0.66926 | 0.63197 | 0.59667 | 0.56342 | 0.53203 | 0.50239 | 0.47433 | 0.4479 | 0.42295 | 0.39939 | 0.37707 | 0.35607 | 0.33623 | 0.3175 | 0.29976 | 0.28306 | 0.26729 | 0.2524 | 0.2383 | 0.22502 | 0.21249 | 0.20065 | 0.18944 | 0.17889
Year commencing | 2019-07-01 | 2020-07-01 | 2021-07-01 | 2022-07-01 | 2023-07-01 | 2024-07-01 | 2025-07-01 | 2026-07-01 | 2027-07-01 | 2028-07-01 | 2029-07-01 | 2030-07-01 | 2031-07-01 | 2032-07-01 | 2033-07-01 | 2034-07-01 | 2035-07-01 | 2036-07-01 | 2037-07-01 | 2038-07-01 | 2039-07-01 | 2040-07-01 | 2041-07-01 | 2042-07-01 | 2043-07-01 | 2044-07-01 | 2045-07-01 | 2046-07-01 | 2047-07-01 | 2048-07-01 | 2049-07-01
Period | 2019-20 | 2020-21 | 2021-22 | 2022-23 | 2023-24 | 2024-25 | 2025-26 | 2026-27 | 2027-28 | 2028-29 | 2029-30 | 2030-31 | 2031-32 | 2032-33 | 2033-34 | 2034-35 | 2035-36 | 2036-37 | 2037-38 | 2038-39 | 2039-40 | 2040-41 | 2041-42 | 2042-43 | 2043-44 | 2044-45 | 2045-46 | 2046-47 | 2047-48 | 2048-49 | 2049-50
Market benefits (PV at 2025) | 0 | 12.655 | 1.8914 | 1.3505 | 4.7895 | -3.753 | -21.4842 | -26.0111 | 50.0998 | 8.792 | 128.3468 | 60.9088 | 152.3661 | 85.6232 | 143.2362 | 150.1999 | 216.2345 | 205.1041 | 145.105 | 149.7607 | 115.1062 | 138.343 | 176.9684 | 137.4811 | 163.6654 | 138.1754 | 117.36 | 142.0813 | 78.7906 | 100.9108 | 126.6808
Market benefits (PV at 2019) | 0 | 8.9692 | 1.3405 | 0.95717 | 3.3945 | -2.6599 | -15.2267 | -18.4351 | 35.5078 | 6.2313 | 90.9647 | 43.1686 | 107.9881 | 60.6847 | 101.5174 | 106.4529 | 153.2544 | 145.3658 | 102.8419 | 106.1416 | 81.5805 | 98.0494 | 125.4248 | 97.4386 | 115.9964 | 97.9306 | 83.1779 | 100.6989 | 55.8422 | 71.5196 | 89.7839
Market benefits (undiscounted) | 0 | 9.4998 | 1.5036 | 1.137 | 4.27 | -3.544 | -21.4842 | -27.5457 | 56.1859 | 10.4435 | 161.4497 | 81.1387 | 214.9474 | 127.9381 | 226.6506 | 251.6921 | 383.7258 | 385.509 | 288.8275 | 315.682 | 256.9489 | 327.0917 | 443.1022 | 364.5417 | 459.5755 | 410.9557 | 369.6411 | 473.9069 | 278.3085 | 377.532 | 501.9068
FCAS benefits | 0 | 0 | 0 | 0 | 0 | 0 | 0 | 15.7044 | 15.7884 | 15.8761 | 15.9618 | 16.0483 | 16.1357 | 16.2239 | 16.3131 | 16.4031 | 16.494 | 16.5858 | 16.6786 | 16.7723 | 16.8669 | 16.9625 | 17.059 | 17.1565 | 17.2549 | 17.3544 | 17.4548 | 17.5563 | 17.6587 | 17.7622 | 17.8667
Total benefits | 0 | 9.4998 | 1.5036 | 1.137 | 4.27 | -3.544 | -21.4842 | -11.8413 | 71.9743 | 26.3196 | 177.4115 | 97.187 | 231.0831 | 144.162 | 242.9637 | 268.0952 | 400.2198 | 402.0948 | 305.5061 | 332.4543 | 273.8158 | 344.0542 | 460.1612 | 381.6982 | 476.8304 | 428.3101 | 387.0959 | 491.4631 | 295.9672 | 395.2942 | 519.7735
Total annualised costs | 0 | 0 | 0 | 0 | 0 | 0 | 0 | 96.6596 | 96.6596 | 193.3193 | 193.3193 | 193.3193 | 193.3193 | 193.3193 | 193.3193 | 193.3193 | 193.3193 | 193.3193 | 193.3193 | 193.3193 | 193.3193 | 193.3193 | 193.3193 | 193.3193 | 193.3193 | 193.3193 | 193.3193 | 193.3193 | 193.3193 | 193.3193 | 193.3193
PV total benefits | 2019-07-01: 2203.9672
PV total costs | 2019-07-01: 1609.1627
Net market benefit | 2019-07-01: 594.8045
Option 4: 750 MW in 2026 and 750 MW in 2028
Scenario: | 2019-07-01: 2. Status quo / current policy
t= | 0 | 1 | 2 | 3 | 4 | 5 | 6 | 7 | 8 | 9 | 10 | 11 | 12 | 13 | 14 | 15 | 16 | 17 | 18 | 19 | 20 | 21 | 22 | 23 | 24 | 25 | 26 | 27 | 28 | 29 | 30
Discount factor | 1 | 0.94414 | 0.89154 | 0.84187 | 0.79496 | 0.75056 | 0.70874 | 0.66926 | 0.63197 | 0.59667 | 0.56342 | 0.53203 | 0.50239 | 0.47433 | 0.4479 | 0.42295 | 0.39939 | 0.37707 | 0.35607 | 0.33623 | 0.3175 | 0.29976 | 0.28306 | 0.26729 | 0.2524 | 0.2383 | 0.22502 | 0.21249 | 0.20065 | 0.18944 | 0.17889
Year commencing | 2019-07-01 | 2020-07-01 | 2021-07-01 | 2022-07-01 | 2023-07-01 | 2024-07-01 | 2025-07-01 | 2026-07-01 | 2027-07-01 | 2028-07-01 | 2029-07-01 | 2030-07-01 | 2031-07-01 | 2032-07-01 | 2033-07-01 | 2034-07-01 | 2035-07-01 | 2036-07-01 | 2037-07-01 | 2038-07-01 | 2039-07-01 | 2040-07-01 | 2041-07-01 | 2042-07-01 | 2043-07-01 | 2044-07-01 | 2045-07-01 | 2046-07-01 | 2047-07-01 | 2048-07-01 | 2049-07-01
Period | 2019-20 | 2020-21 | 2021-22 | 2022-23 | 2023-24 | 2024-25 | 2025-26 | 2026-27 | 2027-28 | 2028-29 | 2029-30 | 2030-31 | 2031-32 | 2032-33 | 2033-34 | 2034-35 | 2035-36 | 2036-37 | 2037-38 | 2038-39 | 2039-40 | 2040-41 | 2041-42 | 2042-43 | 2043-44 | 2044-45 | 2045-46 | 2046-47 | 2047-48 | 2048-49 | 2049-50
Market benefits (PV at 2025) | 0 | 10.4977 | 5.2542 | 14.0202 | 3.5858 | -5.2305 | -39.9985 | 58.9927 | 21.1159 | 52.0663 | 129.8643 | 74.7052 | 161.7763 | 145.0672 | 167.8316 | 87.8288 | 218.9374 | 194.8556 | 174.9384 | 196.848 | 162.3379 | 164.5973 | 189.077 | 197.9298 | 186.0501 | 167.9523 | 145.9873 | 148.6617 | 112.0893 | 114.2198 | 136.0813
Market benefits (PV at 2019) | 0 | 7.4402 | 3.7239 | 9.9367 | 2.5414 | -3.707 | -28.3486 | 41.8106 | 14.9657 | 36.9015 | 92.0402 | 52.9467 | 114.6576 | 102.8151 | 118.9492 | 62.2479 | 155.17 | 138.1022 | 123.9861 | 139.5143 | 115.0556 | 116.6569 | 134.0067 | 140.281 | 131.8614 | 119.0348 | 103.4673 | 105.3627 | 79.4424 | 80.9523 | 96.4464
Market benefits (undiscounted) | 0 | 7.8804 | 4.1769 | 11.8032 | 3.1969 | -4.9391 | -39.9985 | 62.4733 | 23.6811 | 61.8462 | 163.3585 | 99.5174 | 228.2227 | 216.7591 | 265.5693 | 147.1761 | 388.5223 | 366.2462 | 348.21 | 414.9379 | 362.3831 | 389.166 | 473.4203 | 524.826 | 522.4324 | 499.5171 | 459.8067 | 495.8556 | 395.9283 | 427.3246 | 539.1512
FCAS benefits | 0 | 0 | 0 | 0 | 0 | 0 | 0 | 15.7044 | 15.7884 | 15.8761 | 15.9618 | 16.0483 | 16.1357 | 16.2239 | 16.3131 | 16.4031 | 16.494 | 16.5858 | 16.6786 | 16.7723 | 16.8669 | 16.9625 | 17.059 | 17.1565 | 17.2549 | 17.3544 | 17.4548 | 17.5563 | 17.6587 | 17.7622 | 17.8667
Total benefits | 0 | 7.8804 | 4.1769 | 11.8032 | 3.1969 | -4.9391 | -39.9985 | 78.1777 | 39.4694 | 77.7223 | 179.3203 | 115.5657 | 244.3584 | 232.983 | 281.8824 | 163.5791 | 405.0163 | 382.832 | 364.8886 | 431.7102 | 379.25 | 406.1284 | 490.4793 | 541.9825 | 539.6874 | 516.8715 | 477.2615 | 513.4119 | 413.587 | 445.0868 | 557.0179
Total annualised costs | 0 | 0 | 0 | 0 | 0 | 0 | 0 | 96.6596 | 96.6596 | 193.3193 | 193.3193 | 193.3193 | 193.3193 | 193.3193 | 193.3193 | 193.3193 | 193.3193 | 193.3193 | 193.3193 | 193.3193 | 193.3193 | 193.3193 | 193.3193 | 193.3193 | 193.3193 | 193.3193 | 193.3193 | 193.3193 | 193.3193 | 193.3193 | 193.3193
PV total benefits | 2019-07-01: 2556.3268
PV total costs | 2019-07-01: 1609.1627
Net market benefit | 2019-07-01: 947.1641
Option 4: 750 MW in 2026 and 750 MW in 2028
Scenario: | 2019-07-01: 3. Sustained renewables uptake
t= | 0 | 1 | 2 | 3 | 4 | 5 | 6 | 7 | 8 | 9 | 10 | 11 | 12 | 13 | 14 | 15 | 16 | 17 | 18 | 19 | 20 | 21 | 22 | 23 | 24 | 25 | 26 | 27 | 28 | 29 | 30
Discount factor | 1 | 0.94414 | 0.89154 | 0.84187 | 0.79496 | 0.75056 | 0.70874 | 0.66926 | 0.63197 | 0.59667 | 0.56342 | 0.53203 | 0.50239 | 0.47433 | 0.4479 | 0.42295 | 0.39939 | 0.37707 | 0.35607 | 0.33623 | 0.3175 | 0.29976 | 0.28306 | 0.26729 | 0.2524 | 0.2383 | 0.22502 | 0.21249 | 0.20065 | 0.18944 | 0.17889
Year commencing | 2019-07-01 | 2020-07-01 | 2021-07-01 | 2022-07-01 | 2023-07-01 | 2024-07-01 | 2025-07-01 | 2026-07-01 | 2027-07-01 | 2028-07-01 | 2029-07-01 | 2030-07-01 | 2031-07-01 | 2032-07-01 | 2033-07-01 | 2034-07-01 | 2035-07-01 | 2036-07-01 | 2037-07-01 | 2038-07-01 | 2039-07-01 | 2040-07-01 | 2041-07-01 | 2042-07-01 | 2043-07-01 | 2044-07-01 | 2045-07-01 | 2046-07-01 | 2047-07-01 | 2048-07-01 | 2049-07-01
Period | 2019-20 | 2020-21 | 2021-22 | 2022-23 | 2023-24 | 2024-25 | 2025-26 | 2026-27 | 2027-28 | 2028-29 | 2029-30 | 2030-31 | 2031-32 | 2032-33 | 2033-34 | 2034-35 | 2035-36 | 2036-37 | 2037-38 | 2038-39 | 2039-40 | 2040-41 | 2041-42 | 2042-43 | 2043-44 | 2044-45 | 2045-46 | 2046-47 | 2047-48 | 2048-49 | 2049-50
Market benefits (PV at 2025) | 0 | 6.7164 | 3.2917 | 3.664 | 6.9406 | 4.8808 | -28.4979 | 125.7018 | 60.1693 | 226.0066 | 110.0623 | 205.4116 | 143.9437 | 190.4768 | 249.5403 | 130.1056 | 224.4634 | 186.2478 | 212.5207 | 222.701 | 170.5035 | 155.2205 | 194.3568 | 188.411 | 193.5932 | 164.5588 | 131.9469 | 149.9315 | 114.6855 | 113.0565 | 136.7861
Market benefits (PV at 2019) | 0 | 4.7602 | 2.3329 | 2.5968 | 4.9191 | 3.4593 | -20.1976 | 89.0901 | 42.6445 | 160.1802 | 78.0057 | 145.5837 | 102.0188 | 134.9988 | 176.8595 | 92.2113 | 159.0865 | 132.0015 | 150.6222 | 157.8374 | 120.8429 | 110.0112 | 137.7487 | 133.5347 | 137.2076 | 116.6296 | 93.5162 | 106.2626 | 81.2824 | 80.1278 | 96.946
Market benefits (undiscounted) | 0 | 5.0418 | 2.6168 | 3.0846 | 6.1878 | 4.6089 | -28.4979 | 133.1182 | 67.4788 | 268.4585 | 138.4492 | 273.6358 | 203.0657 | 284.6101 | 394.8614 | 218.0199 | 398.3287 | 350.0671 | 423.0165 | 469.4336 | 380.611 | 366.9959 | 486.6401 | 499.5862 | 543.6136 | 489.4241 | 415.5846 | 500.0909 | 405.0986 | 422.9721 | 541.9439
FCAS benefits | 0 | 0 | 0 | 0 | 0 | 0 | 0 | 15.7044 | 15.7884 | 15.8761 | 15.9618 | 16.0483 | 16.1357 | 16.2239 | 16.3131 | 16.4031 | 16.494 | 16.5858 | 16.6786 | 16.7723 | 16.8669 | 16.9625 | 17.059 | 17.1565 | 17.2549 | 17.3544 | 17.4548 | 17.5563 | 17.6587 | 17.7622 | 17.8667
Total benefits | 0 | 5.0418 | 2.6168 | 3.0846 | 6.1878 | 4.6089 | -28.4979 | 148.8226 | 83.2671 | 284.3346 | 154.411 | 289.6841 | 219.2013 | 300.834 | 411.1745 | 234.423 | 414.8227 | 366.6529 | 439.6951 | 486.2059 | 397.4779 | 383.9583 | 503.6991 | 516.7426 | 560.8685 | 506.7784 | 433.0394 | 517.6472 | 422.7573 | 440.7343 | 559.8106
Total annualised costs | 0 | 0 | 0 | 0 | 0 | 0 | 0 | 96.6596 | 96.6596 | 193.3193 | 193.3193 | 193.3193 | 193.3193 | 193.3193 | 193.3193 | 193.3193 | 193.3193 | 193.3193 | 193.3193 | 193.3193 | 193.3193 | 193.3193 | 193.3193 | 193.3193 | 193.3193 | 193.3193 | 193.3193 | 193.3193 | 193.3193 | 193.3193 | 193.3193
PV total benefits | 2019-07-01: 2981.1861
PV total costs | 2019-07-01: 1609.1627
Net market benefit | 2019-07-01: 1372.0234
Option 4: 750 MW in 2026 and 750 MW in 2028
Scenario: | 2019-07-01: 4. Accelerated transition to low emissions future
t= | 0 | 1 | 2 | 3 | 4 | 5 | 6 | 7 | 8 | 9 | 10 | 11 | 12 | 13 | 14 | 15 | 16 | 17 | 18 | 19 | 20 | 21 | 22 | 23 | 24 | 25 | 26 | 27 | 28 | 29 | 30
Discount factor | 1 | 0.94414 | 0.89154 | 0.84187 | 0.79496 | 0.75056 | 0.70874 | 0.66926 | 0.63197 | 0.59667 | 0.56342 | 0.53203 | 0.50239 | 0.47433 | 0.4479 | 0.42295 | 0.39939 | 0.37707 | 0.35607 | 0.33623 | 0.3175 | 0.29976 | 0.28306 | 0.26729 | 0.2524 | 0.2383 | 0.22502 | 0.21249 | 0.20065 | 0.18944 | 0.17889
Year commencing | 2019-07-01 | 2020-07-01 | 2021-07-01 | 2022-07-01 | 2023-07-01 | 2024-07-01 | 2025-07-01 | 2026-07-01 | 2027-07-01 | 2028-07-01 | 2029-07-01 | 2030-07-01 | 2031-07-01 | 2032-07-01 | 2033-07-01 | 2034-07-01 | 2035-07-01 | 2036-07-01 | 2037-07-01 | 2038-07-01 | 2039-07-01 | 2040-07-01 | 2041-07-01 | 2042-07-01 | 2043-07-01 | 2044-07-01 | 2045-07-01 | 2046-07-01 | 2047-07-01 | 2048-07-01 | 2049-07-01
Period | 2019-20 | 2020-21 | 2021-22 | 2022-23 | 2023-24 | 2024-25 | 2025-26 | 2026-27 | 2027-28 | 2028-29 | 2029-30 | 2030-31 | 2031-32 | 2032-33 | 2033-34 | 2034-35 | 2035-36 | 2036-37 | 2037-38 | 2038-39 | 2039-40 | 2040-41 | 2041-42 | 2042-43 | 2043-44 | 2044-45 | 2045-46 | 2046-47 | 2047-48 | 2048-49 | 2049-50
Market benefits (PV at 2025) | 0 | 3.9223 | -3.5141 | -14.8668 | 4.9679 | 13.7139 | -15.6894 | 100.4103 | 151.4911 | 240.4998 | 142.6394 | 142.2298 | 155.2777 | 194.686 | 222.0228 | 151.5412 | 312.0912 | 247.5264 | 274.8179 | 250.8967 | 351.2762 | 421.2074 | 384.4712 | 325.0552 | 366.8879 | 351.4855 | 316.5597 | 318.9146 | 307.7556 | 392.4504 | 440.7631
Market benefits (PV at 2019) | 0 | 2.7799 | -2.4906 | -10.5367 | 3.521 | 9.7196 | -11.1197 | 71.1649 | 107.368 | 170.4522 | 101.0944 | 100.8041 | 110.0518 | 137.982 | 157.3568 | 107.4036 | 221.192 | 175.4322 | 194.7749 | 177.8209 | 248.964 | 298.5271 | 272.4907 | 230.3801 | 260.0287 | 249.1123 | 224.3589 | 226.028 | 218.1191 | 278.1459 | 312.387
Market benefits (undiscounted) | 0 | 2.9444 | -2.7936 | -12.5159 | 4.4291 | 12.9498 | -15.6894 | 106.3345 | 169.8944 | 285.6741 | 179.4285 | 189.4692 | 219.055 | 290.8994 | 351.3191 | 253.9399 | 553.8314 | 465.245 | 547.0175 | 528.8678 | 784.1458 | 995.8828 | 962.658 | 861.9088 | 1030.2284 | 1045.374 | 997.0474 | 1063.7281 | 1087.0715 | 1468.2537 | 1746.2945
FCAS benefits | 0 | 0 | 0 | 0 | 0 | 0 | 0 | 15.7044 | 15.7884 | 15.8761 | 15.9618 | 16.0483 | 16.1357 | 16.2239 | 16.3131 | 16.4031 | 16.494 | 16.5858 | 16.6786 | 16.7723 | 16.8669 | 16.9625 | 17.059 | 17.1565 | 17.2549 | 17.3544 | 17.4548 | 17.5563 | 17.6587 | 17.7622 | 17.8667
Total benefits | 0 | 2.9444 | -2.7936 | -12.5159 | 4.4291 | 12.9498 | -15.6894 | 122.0389 | 185.6828 | 301.5502 | 195.3903 | 205.5175 | 235.1907 | 307.1234 | 367.6321 | 270.343 | 570.3254 | 481.8309 | 563.6961 | 545.64 | 801.0127 | 1012.8453 | 979.717 | 879.0653 | 1047.4833 | 1062.7284 | 1014.5022 | 1081.2843 | 1104.7302 | 1486.0159 | 1764.1612
Total annualised costs | 0 | 0 | 0 | 0 | 0 | 0 | 0 | 96.6596 | 96.6596 | 193.3193 | 193.3193 | 193.3193 | 193.3193 | 193.3193 | 193.3193 | 193.3193 | 193.3193 | 193.3193 | 193.3193 | 193.3193 | 193.3193 | 193.3193 | 193.3193 | 193.3193 | 193.3193 | 193.3193 | 193.3193 | 193.3193 | 193.3193 | 193.3193 | 193.3193
PV total benefits | 2019-07-01: 4791.3788
PV total costs | 2019-07-01: 1609.1627
Net market benefit | 2019-07-01: 3182.2161

## Option 5
Option 5 - Net Market Benefit evaluation
Option 5: 750 MW in 2027 and 750 MW in 2028
Discount rate= | 5.9%
All values shown are $ millions expressed in 2019 terms
Option 5: 750 MW in 2027 and 750 MW in 2028
Scenario: | 1. Global slowdown
t= | 0 | 1 | 2 | 3 | 4 | 5 | 6 | 7 | 8 | 9 | 10 | 11 | 12 | 13 | 14 | 15 | 16 | 17 | 18 | 19 | 20 | 21 | 22 | 23 | 24 | 25 | 26 | 27 | 28 | 29 | 30
Discount factor | 1 | 0.94414 | 0.89154 | 0.84187 | 0.79496 | 0.75056 | 0.70874 | 0.66926 | 0.63197 | 0.59667 | 0.56342 | 0.53203 | 0.50239 | 0.47433 | 0.4479 | 0.42295 | 0.39939 | 0.37707 | 0.35607 | 0.33623 | 0.3175 | 0.29976 | 0.28306 | 0.26729 | 0.2524 | 0.2383 | 0.22502 | 0.21249 | 0.20065 | 0.18944 | 0.17889
Year commencing | 2019-07-01 | 2020-07-01 | 2021-07-01 | 2022-07-01 | 2023-07-01 | 2024-07-01 | 2025-07-01 | 2026-07-01 | 2027-07-01 | 2028-07-01 | 2029-07-01 | 2030-07-01 | 2031-07-01 | 2032-07-01 | 2033-07-01 | 2034-07-01 | 2035-07-01 | 2036-07-01 | 2037-07-01 | 2038-07-01 | 2039-07-01 | 2040-07-01 | 2041-07-01 | 2042-07-01 | 2043-07-01 | 2044-07-01 | 2045-07-01 | 2046-07-01 | 2047-07-01 | 2048-07-01 | 2049-07-01
Period | 2019-20 | 2020-21 | 2021-22 | 2022-23 | 2023-24 | 2024-25 | 2025-26 | 2026-27 | 2027-28 | 2028-29 | 2029-30 | 2030-31 | 2031-32 | 2032-33 | 2033-34 | 2034-35 | 2035-36 | 2036-37 | 2037-38 | 2038-39 | 2039-40 | 2040-41 | 2041-42 | 2042-43 | 2043-44 | 2044-45 | 2045-46 | 2046-47 | 2047-48 | 2048-49 | 2049-50
Market benefits (PV at 2025) | 0 | 13.0757 | 1.6849 | 1.9562 | 5.3384 | -0.83221 | -35.7862 | -58.6699 | 35.092 | 9.793 | 130.9298 | 62.7941 | 153.1628 | 87.8613 | 145.2569 | 151.5477 | 217.5955 | 206.9874 | 147.8056 | 151.6394 | 118.9326 | 139.9847 | 176.8498 | 137.8408 | 163.7074 | 138.1409 | 117.6274 | 141.7466 | 79.1875 | 101.1142 | 126.7636
Market benefits (PV at 2019) | 0 | 9.2673 | 1.1942 | 1.3864 | 3.7835 | -0.58982 | -25.3632 | -41.5818 | 24.8712 | 6.9407 | 92.7954 | 44.5048 | 108.5528 | 62.2709 | 102.9496 | 107.4081 | 154.219 | 146.7005 | 104.7559 | 107.4732 | 84.2925 | 99.2129 | 125.3408 | 97.6935 | 116.0262 | 97.9062 | 83.3674 | 100.4617 | 56.1235 | 71.6638 | 89.8426
Market benefits (undiscounted) | 0 | 9.8156 | 1.3394 | 1.6468 | 4.7594 | -0.78585 | -35.7862 | -62.1314 | 39.355 | 11.6324 | 164.6988 | 83.6502 | 216.0714 | 131.2821 | 229.848 | 253.9507 | 386.1411 | 389.0488 | 294.2029 | 319.6423 | 265.4906 | 330.9731 | 442.8053 | 365.4954 | 459.6936 | 410.8531 | 370.4834 | 472.7906 | 279.7105 | 378.2933 | 502.2348
FCAS benefits | 0 | 0 | 0 | 0 | 0 | 0 | 0 | 0 | 15.7884 | 15.8761 | 15.9618 | 16.0483 | 16.1357 | 16.2239 | 16.3131 | 16.4031 | 16.494 | 16.5858 | 16.6786 | 16.7723 | 16.8669 | 16.9625 | 17.059 | 17.1565 | 17.2549 | 17.3544 | 17.4548 | 17.5563 | 17.6587 | 17.7622 | 17.8667
Total benefits | 0 | 9.8156 | 1.3394 | 1.6468 | 4.7594 | -0.78585 | -35.7862 | -62.1314 | 55.1434 | 27.5086 | 180.6606 | 99.6985 | 232.2071 | 147.506 | 246.1611 | 270.3538 | 402.6351 | 405.6346 | 310.8815 | 336.4146 | 282.3575 | 347.9356 | 459.8643 | 382.6518 | 476.9485 | 428.2075 | 387.9382 | 490.3469 | 297.3692 | 396.0555 | 520.1016
Total annualised costs | 0 | 0 | 0 | 0 | 0 | 0 | 0 | 0 | 96.6596 | 193.3193 | 193.3193 | 193.3193 | 193.3193 | 193.3193 | 193.3193 | 193.3193 | 193.3193 | 193.3193 | 193.3193 | 193.3193 | 193.3193 | 193.3193 | 193.3193 | 193.3193 | 193.3193 | 193.3193 | 193.3193 | 193.3193 | 193.3193 | 193.3193 | 193.3193
PV total benefits | 2019-07-01: 2171.0251
PV total costs | 2019-07-01: 1544.4727
Net market benefit | 2019-07-01: 626.5524
Option 5: 750 MW in 2027 and 750 MW in 2028
Scenario: | 2019-07-01: 2. Status quo / current policy
t= | 0 | 1 | 2 | 3 | 4 | 5 | 6 | 7 | 8 | 9 | 10 | 11 | 12 | 13 | 14 | 15 | 16 | 17 | 18 | 19 | 20 | 21 | 22 | 23 | 24 | 25 | 26 | 27 | 28 | 29 | 30
Discount factor | 1 | 0.94414 | 0.89154 | 0.84187 | 0.79496 | 0.75056 | 0.70874 | 0.66926 | 0.63197 | 0.59667 | 0.56342 | 0.53203 | 0.50239 | 0.47433 | 0.4479 | 0.42295 | 0.39939 | 0.37707 | 0.35607 | 0.33623 | 0.3175 | 0.29976 | 0.28306 | 0.26729 | 0.2524 | 0.2383 | 0.22502 | 0.21249 | 0.20065 | 0.18944 | 0.17889
Year commencing | 2019-07-01 | 2020-07-01 | 2021-07-01 | 2022-07-01 | 2023-07-01 | 2024-07-01 | 2025-07-01 | 2026-07-01 | 2027-07-01 | 2028-07-01 | 2029-07-01 | 2030-07-01 | 2031-07-01 | 2032-07-01 | 2033-07-01 | 2034-07-01 | 2035-07-01 | 2036-07-01 | 2037-07-01 | 2038-07-01 | 2039-07-01 | 2040-07-01 | 2041-07-01 | 2042-07-01 | 2043-07-01 | 2044-07-01 | 2045-07-01 | 2046-07-01 | 2047-07-01 | 2048-07-01 | 2049-07-01
Period | 2019-20 | 2020-21 | 2021-22 | 2022-23 | 2023-24 | 2024-25 | 2025-26 | 2026-27 | 2027-28 | 2028-29 | 2029-30 | 2030-31 | 2031-32 | 2032-33 | 2033-34 | 2034-35 | 2035-36 | 2036-37 | 2037-38 | 2038-39 | 2039-40 | 2040-41 | 2041-42 | 2042-43 | 2043-44 | 2044-45 | 2045-46 | 2046-47 | 2047-48 | 2048-49 | 2049-50
Market benefits (PV at 2025) | 0 | 9.9716 | 5.3745 | 13.9458 | 3.8323 | -5.0132 | -29.1578 | -21.0057 | 12.9723 | 56.8563 | 131.3428 | 79.3139 | 164.398 | 145.4945 | 167.203 | 87.5247 | 218.3534 | 194.3807 | 174.5975 | 196.5006 | 162.1928 | 164.4649 | 188.8361 | 197.696 | 185.8152 | 167.7748 | 145.7812 | 148.4758 | 111.9046 | 114.0681 | 135.9319
Market benefits (PV at 2019) | 0 | 7.0673 | 3.8091 | 9.884 | 2.7161 | -3.553 | -20.6653 | -14.8876 | 9.194 | 40.2964 | 93.0881 | 56.2131 | 116.5157 | 103.118 | 118.5037 | 62.0324 | 154.7561 | 137.7657 | 123.7445 | 139.2681 | 114.9528 | 116.5631 | 133.836 | 140.1153 | 131.695 | 118.909 | 103.3212 | 105.231 | 79.3114 | 80.8448 | 96.3405
Market benefits (undiscounted) | 0 | 7.4855 | 4.2726 | 11.7406 | 3.4166 | -4.7339 | -29.1578 | -22.245 | 14.5481 | 67.5359 | 165.2183 | 105.6568 | 231.9212 | 217.3976 | 264.5746 | 146.6664 | 387.486 | 365.3536 | 347.5315 | 414.2055 | 362.0593 | 388.8531 | 472.8172 | 524.206 | 521.7728 | 498.9891 | 459.1576 | 495.2358 | 395.2757 | 426.757 | 538.5593
FCAS benefits | 0 | 0 | 0 | 0 | 0 | 0 | 0 | 0 | 15.7884 | 15.8761 | 15.9618 | 16.0483 | 16.1357 | 16.2239 | 16.3131 | 16.4031 | 16.494 | 16.5858 | 16.6786 | 16.7723 | 16.8669 | 16.9625 | 17.059 | 17.1565 | 17.2549 | 17.3544 | 17.4548 | 17.5563 | 17.6587 | 17.7622 | 17.8667
Total benefits | 0 | 7.4855 | 4.2726 | 11.7406 | 3.4166 | -4.7339 | -29.1578 | -22.245 | 30.3365 | 83.412 | 181.1801 | 121.7051 | 248.0569 | 233.6215 | 280.8877 | 163.0695 | 403.98 | 381.9394 | 364.21 | 430.9778 | 378.9262 | 405.8155 | 489.8762 | 541.3624 | 539.0278 | 516.3435 | 476.6124 | 512.792 | 412.9344 | 444.5192 | 556.426
Total annualised costs | 0 | 0 | 0 | 0 | 0 | 0 | 0 | 0 | 96.6596 | 193.3193 | 193.3193 | 193.3193 | 193.3193 | 193.3193 | 193.3193 | 193.3193 | 193.3193 | 193.3193 | 193.3193 | 193.3193 | 193.3193 | 193.3193 | 193.3193 | 193.3193 | 193.3193 | 193.3193 | 193.3193 | 193.3193 | 193.3193 | 193.3193 | 193.3193
PV total benefits | 2019-07-01: 2497.5416
PV total costs | 2019-07-01: 1544.4727
Net market benefit | 2019-07-01: 953.0688
Option 5: 750 MW in 2027 and 750 MW in 2028
Scenario: | 2019-07-01: 3. Sustained renewables uptake
t= | 0 | 1 | 2 | 3 | 4 | 5 | 6 | 7 | 8 | 9 | 10 | 11 | 12 | 13 | 14 | 15 | 16 | 17 | 18 | 19 | 20 | 21 | 22 | 23 | 24 | 25 | 26 | 27 | 28 | 29 | 30
Discount factor | 1 | 0.94414 | 0.89154 | 0.84187 | 0.79496 | 0.75056 | 0.70874 | 0.66926 | 0.63197 | 0.59667 | 0.56342 | 0.53203 | 0.50239 | 0.47433 | 0.4479 | 0.42295 | 0.39939 | 0.37707 | 0.35607 | 0.33623 | 0.3175 | 0.29976 | 0.28306 | 0.26729 | 0.2524 | 0.2383 | 0.22502 | 0.21249 | 0.20065 | 0.18944 | 0.17889
Year commencing | 2019-07-01 | 2020-07-01 | 2021-07-01 | 2022-07-01 | 2023-07-01 | 2024-07-01 | 2025-07-01 | 2026-07-01 | 2027-07-01 | 2028-07-01 | 2029-07-01 | 2030-07-01 | 2031-07-01 | 2032-07-01 | 2033-07-01 | 2034-07-01 | 2035-07-01 | 2036-07-01 | 2037-07-01 | 2038-07-01 | 2039-07-01 | 2040-07-01 | 2041-07-01 | 2042-07-01 | 2043-07-01 | 2044-07-01 | 2045-07-01 | 2046-07-01 | 2047-07-01 | 2048-07-01 | 2049-07-01
Period | 2019-20 | 2020-21 | 2021-22 | 2022-23 | 2023-24 | 2024-25 | 2025-26 | 2026-27 | 2027-28 | 2028-29 | 2029-30 | 2030-31 | 2031-32 | 2032-33 | 2033-34 | 2034-35 | 2035-36 | 2036-37 | 2037-38 | 2038-39 | 2039-40 | 2040-41 | 2041-42 | 2042-43 | 2043-44 | 2044-45 | 2045-46 | 2046-47 | 2047-48 | 2048-49 | 2049-50
Market benefits (PV at 2025) | 0 | 6.7384 | 2.9364 | 3.5003 | 5.0434 | 10.1218 | -20.0526 | -31.4735 | 55.5471 | 235.3382 | 126.9749 | 214.0827 | 155.2619 | 196.4027 | 246.6857 | 128.1877 | 224.777 | 186.5322 | 212.9163 | 221.6404 | 170.7589 | 155.4167 | 194.195 | 188.3183 | 193.466 | 164.453 | 131.8615 | 149.8322 | 114.5835 | 112.9777 | 136.7206
Market benefits (PV at 2019) | 0 | 4.7758 | 2.0811 | 2.4808 | 3.5745 | 7.1738 | -14.2121 | -22.3066 | 39.3685 | 166.7939 | 89.9924 | 151.7293 | 110.0405 | 139.1987 | 174.8364 | 90.8519 | 159.3088 | 132.2031 | 150.9026 | 157.0857 | 121.0239 | 110.1502 | 137.6341 | 133.469 | 137.1173 | 116.5547 | 93.4557 | 106.1923 | 81.2101 | 80.072 | 96.8996
Market benefits (undiscounted) | 0 | 5.0584 | 2.3343 | 2.9468 | 4.4964 | 9.5579 | -20.0526 | -33.3305 | 62.295 | 279.5429 | 159.7239 | 285.1869 | 219.0327 | 293.4645 | 390.3446 | 214.806 | 398.8851 | 350.6018 | 423.8039 | 467.198 | 381.1811 | 367.4598 | 486.2351 | 499.3403 | 543.2562 | 489.1096 | 415.3157 | 499.76 | 404.7381 | 422.6773 | 541.6844
FCAS benefits | 0 | 0 | 0 | 0 | 0 | 0 | 0 | 0 | 15.7884 | 15.8761 | 15.9618 | 16.0483 | 16.1357 | 16.2239 | 16.3131 | 16.4031 | 16.494 | 16.5858 | 16.6786 | 16.7723 | 16.8669 | 16.9625 | 17.059 | 17.1565 | 17.2549 | 17.3544 | 17.4548 | 17.5563 | 17.6587 | 17.7622 | 17.8667
Total benefits | 0 | 5.0584 | 2.3343 | 2.9468 | 4.4964 | 9.5579 | -20.0526 | -33.3305 | 78.0834 | 295.419 | 175.6857 | 301.2352 | 235.1683 | 309.6885 | 406.6576 | 231.2091 | 415.3791 | 367.1876 | 440.4825 | 483.9703 | 398.048 | 384.4223 | 503.2941 | 516.4968 | 560.5111 | 506.4639 | 432.7705 | 517.3162 | 422.3968 | 440.4395 | 559.5511
Total annualised costs | 0 | 0 | 0 | 0 | 0 | 0 | 0 | 0 | 96.6596 | 193.3193 | 193.3193 | 193.3193 | 193.3193 | 193.3193 | 193.3193 | 193.3193 | 193.3193 | 193.3193 | 193.3193 | 193.3193 | 193.3193 | 193.3193 | 193.3193 | 193.3193 | 193.3193 | 193.3193 | 193.3193 | 193.3193 | 193.3193 | 193.3193 | 193.3193
PV total benefits | 2019-07-01: 2897.2132
PV total costs | 2019-07-01: 1544.4727
Net market benefit | 2019-07-01: 1352.7405
Option 5: 750 MW in 2027 and 750 MW in 2028
Scenario: | 2019-07-01: 4. Accelerated transition to low emissions future
t= | 0 | 1 | 2 | 3 | 4 | 5 | 6 | 7 | 8 | 9 | 10 | 11 | 12 | 13 | 14 | 15 | 16 | 17 | 18 | 19 | 20 | 21 | 22 | 23 | 24 | 25 | 26 | 27 | 28 | 29 | 30
Discount factor | 1 | 0.94414 | 0.89154 | 0.84187 | 0.79496 | 0.75056 | 0.70874 | 0.66926 | 0.63197 | 0.59667 | 0.56342 | 0.53203 | 0.50239 | 0.47433 | 0.4479 | 0.42295 | 0.39939 | 0.37707 | 0.35607 | 0.33623 | 0.3175 | 0.29976 | 0.28306 | 0.26729 | 0.2524 | 0.2383 | 0.22502 | 0.21249 | 0.20065 | 0.18944 | 0.17889
Year commencing | 2019-07-01 | 2020-07-01 | 2021-07-01 | 2022-07-01 | 2023-07-01 | 2024-07-01 | 2025-07-01 | 2026-07-01 | 2027-07-01 | 2028-07-01 | 2029-07-01 | 2030-07-01 | 2031-07-01 | 2032-07-01 | 2033-07-01 | 2034-07-01 | 2035-07-01 | 2036-07-01 | 2037-07-01 | 2038-07-01 | 2039-07-01 | 2040-07-01 | 2041-07-01 | 2042-07-01 | 2043-07-01 | 2044-07-01 | 2045-07-01 | 2046-07-01 | 2047-07-01 | 2048-07-01 | 2049-07-01
Period | 2019-20 | 2020-21 | 2021-22 | 2022-23 | 2023-24 | 2024-25 | 2025-26 | 2026-27 | 2027-28 | 2028-29 | 2029-30 | 2030-31 | 2031-32 | 2032-33 | 2033-34 | 2034-35 | 2035-36 | 2036-37 | 2037-38 | 2038-39 | 2039-40 | 2040-41 | 2041-42 | 2042-43 | 2043-44 | 2044-45 | 2045-46 | 2046-47 | 2047-48 | 2048-49 | 2049-50
Market benefits (PV at 2025) | 0 | 4.7907 | -2.4048 | -9.6519 | 5.5361 | 15.0272 | -7.4695 | -48.6295 | 148.7402 | 246.3159 | 146.413 | 148.0024 | 168.4568 | 203.3208 | 223.4912 | 150.8131 | 311.8772 | 247.4253 | 274.9415 | 250.3509 | 350.575 | 420.8505 | 384.0459 | 324.8439 | 366.6707 | 351.5351 | 316.5548 | 318.8759 | 307.7332 | 392.5326 | 440.7761
Market benefits (PV at 2019) | 0 | 3.3953 | -1.7044 | -6.8407 | 3.9236 | 10.6504 | -5.294 | -34.4658 | 105.4183 | 174.5743 | 103.7689 | 104.8954 | 119.3923 | 144.1019 | 158.3975 | 106.8875 | 221.0403 | 175.3606 | 194.8624 | 177.4341 | 248.467 | 298.2742 | 272.1892 | 230.2304 | 259.8747 | 249.1475 | 224.3555 | 226.0006 | 218.1033 | 278.2041 | 312.3963
Market benefits (undiscounted) | 0 | 3.5962 | -1.9117 | -8.1256 | 4.9356 | 14.19 | -7.4695 | -51.4987 | 166.8093 | 292.5826 | 184.1754 | 197.159 | 237.6471 | 303.8015 | 353.6425 | 252.7198 | 553.4516 | 465.055 | 547.2634 | 527.7172 | 782.5805 | 995.0391 | 961.5931 | 861.3485 | 1029.6184 | 1045.5214 | 997.032 | 1063.599 | 1086.9926 | 1468.5614 | 1746.3462
FCAS benefits | 0 | 0 | 0 | 0 | 0 | 0 | 0 | 0 | 15.7884 | 15.8761 | 15.9618 | 16.0483 | 16.1357 | 16.2239 | 16.3131 | 16.4031 | 16.494 | 16.5858 | 16.6786 | 16.7723 | 16.8669 | 16.9625 | 17.059 | 17.1565 | 17.2549 | 17.3544 | 17.4548 | 17.5563 | 17.6587 | 17.7622 | 17.8667
Total benefits | 0 | 3.5962 | -1.9117 | -8.1256 | 4.9356 | 14.19 | -7.4695 | -51.4987 | 182.5977 | 308.4587 | 200.1372 | 213.2073 | 253.7828 | 320.0254 | 369.9556 | 269.1229 | 569.9456 | 481.6409 | 563.942 | 544.4895 | 799.4474 | 1012.0015 | 978.6521 | 878.505 | 1046.8733 | 1062.8758 | 1014.4868 | 1081.1553 | 1104.6513 | 1486.3236 | 1764.213
Total annualised costs | 0 | 0 | 0 | 0 | 0 | 0 | 0 | 0 | 96.6596 | 193.3193 | 193.3193 | 193.3193 | 193.3193 | 193.3193 | 193.3193 | 193.3193 | 193.3193 | 193.3193 | 193.3193 | 193.3193 | 193.3193 | 193.3193 | 193.3193 | 193.3193 | 193.3193 | 193.3193 | 193.3193 | 193.3193 | 193.3193 | 193.3193 | 193.3193
PV total benefits | 2019-07-01: 4710.5962
PV total costs | 2019-07-01: 1544.4727
Net market benefit | 2019-07-01: 3166.1235

## Option 6
Option 6 - Net Market Benefit evaluation
Option 6: 750 MW in 2028 and 750 MW in 2030
Discount rate= | 5.9%
All values shown are $ millions expressed in 2019 terms
Option 6: 750 MW in 2028 and 750 MW in 2030
Scenario: | 1. Global slowdown
t= | 0 | 1 | 2 | 3 | 4 | 5 | 6 | 7 | 8 | 9 | 10 | 11 | 12 | 13 | 14 | 15 | 16 | 17 | 18 | 19 | 20 | 21 | 22 | 23 | 24 | 25 | 26 | 27 | 28 | 29 | 30
Discount factor | 1 | 0.94414 | 0.89154 | 0.84187 | 0.79496 | 0.75056 | 0.70874 | 0.66926 | 0.63197 | 0.59667 | 0.56342 | 0.53203 | 0.50239 | 0.47433 | 0.4479 | 0.42295 | 0.39939 | 0.37707 | 0.35607 | 0.33623 | 0.3175 | 0.29976 | 0.28306 | 0.26729 | 0.2524 | 0.2383 | 0.22502 | 0.21249 | 0.20065 | 0.18944 | 0.17889
Year commencing | 2019-07-01 | 2020-07-01 | 2021-07-01 | 2022-07-01 | 2023-07-01 | 2024-07-01 | 2025-07-01 | 2026-07-01 | 2027-07-01 | 2028-07-01 | 2029-07-01 | 2030-07-01 | 2031-07-01 | 2032-07-01 | 2033-07-01 | 2034-07-01 | 2035-07-01 | 2036-07-01 | 2037-07-01 | 2038-07-01 | 2039-07-01 | 2040-07-01 | 2041-07-01 | 2042-07-01 | 2043-07-01 | 2044-07-01 | 2045-07-01 | 2046-07-01 | 2047-07-01 | 2048-07-01 | 2049-07-01
Period | 2019-20 | 2020-21 | 2021-22 | 2022-23 | 2023-24 | 2024-25 | 2025-26 | 2026-27 | 2027-28 | 2028-29 | 2029-30 | 2030-31 | 2031-32 | 2032-33 | 2033-34 | 2034-35 | 2035-36 | 2036-37 | 2037-38 | 2038-39 | 2039-40 | 2040-41 | 2041-42 | 2042-43 | 2043-44 | 2044-45 | 2045-46 | 2046-47 | 2047-48 | 2048-49 | 2049-50
Market benefits (PV at 2025) | 0 | 13.1826 | 1.6011 | 2.0048 | 3.4658 | 0.67868 | -20.5535 | -49.705 | -21.7487 | 10.9588 | 121.5443 | 59.5059 | 155.5445 | 85.6686 | 147.2927 | 152.8476 | 218.3847 | 208.3715 | 149.3395 | 152.4615 | 120.1749 | 140.4964 | 176.5442 | 137.7696 | 163.4395 | 137.9947 | 117.4809 | 141.4983 | 79.1094 | 100.971 | 126.6174
Market benefits (PV at 2019) | 0 | 9.3431 | 1.1348 | 1.4209 | 2.4564 | 0.48101 | -14.5671 | -35.228 | -15.4142 | 7.767 | 86.1435 | 42.1743 | 110.2409 | 60.7169 | 104.3925 | 108.3294 | 154.7783 | 147.6815 | 105.8431 | 108.0558 | 85.173 | 99.5756 | 125.1242 | 97.643 | 115.8363 | 97.8026 | 83.2636 | 100.2857 | 56.0681 | 71.5624 | 89.739
Market benefits (undiscounted) | 0 | 9.8959 | 1.2728 | 1.6878 | 3.0899 | 0.64086 | -20.5535 | -52.6376 | -24.3908 | 13.0173 | 152.8927 | 79.2698 | 219.4314 | 128.0058 | 233.0695 | 256.1289 | 387.5416 | 391.6503 | 297.2562 | 321.3752 | 268.2637 | 332.1831 | 442.0402 | 365.3066 | 458.9413 | 410.4183 | 370.0219 | 471.9624 | 279.4345 | 377.7575 | 501.6558
FCAS benefits | 0 | 0 | 0 | 0 | 0 | 0 | 0 | 0 | 0 | 15.8761 | 15.9618 | 16.0483 | 16.1357 | 16.2239 | 16.3131 | 16.4031 | 16.494 | 16.5858 | 16.6786 | 16.7723 | 16.8669 | 16.9625 | 17.059 | 17.1565 | 17.2549 | 17.3544 | 17.4548 | 17.5563 | 17.6587 | 17.7622 | 17.8667
Total benefits | 0 | 9.8959 | 1.2728 | 1.6878 | 3.0899 | 0.64086 | -20.5535 | -52.6376 | -24.3908 | 28.8934 | 168.8545 | 95.3181 | 235.5671 | 144.2298 | 249.3826 | 272.532 | 404.0356 | 408.2362 | 313.9348 | 338.1475 | 285.1306 | 349.1456 | 459.0992 | 382.4631 | 476.1962 | 427.7726 | 387.4767 | 489.5186 | 297.0933 | 395.5197 | 519.5225
Total annualised costs | 0 | 0 | 0 | 0 | 0 | 0 | 0 | 0 | 0 | 96.6596 | 96.6596 | 193.3193 | 193.3193 | 193.3193 | 193.3193 | 193.3193 | 193.3193 | 193.3193 | 193.3193 | 193.3193 | 193.3193 | 193.3193 | 193.3193 | 193.3193 | 193.3193 | 193.3193 | 193.3193 | 193.3193 | 193.3193 | 193.3193 | 193.3193
PV total benefits | 2019-07-01: 2135.4009
PV total costs | 2019-07-01: 1371.2528
Net market benefit | 2019-07-01: 764.1481
Option 6: 750 MW in 2028 and 750 MW in 2030
Scenario: | 2019-07-01: 2. Status quo / current policy
t= | 0 | 1 | 2 | 3 | 4 | 5 | 6 | 7 | 8 | 9 | 10 | 11 | 12 | 13 | 14 | 15 | 16 | 17 | 18 | 19 | 20 | 21 | 22 | 23 | 24 | 25 | 26 | 27 | 28 | 29 | 30
Discount factor | 1 | 0.94414 | 0.89154 | 0.84187 | 0.79496 | 0.75056 | 0.70874 | 0.66926 | 0.63197 | 0.59667 | 0.56342 | 0.53203 | 0.50239 | 0.47433 | 0.4479 | 0.42295 | 0.39939 | 0.37707 | 0.35607 | 0.33623 | 0.3175 | 0.29976 | 0.28306 | 0.26729 | 0.2524 | 0.2383 | 0.22502 | 0.21249 | 0.20065 | 0.18944 | 0.17889
Year commencing | 2019-07-01 | 2020-07-01 | 2021-07-01 | 2022-07-01 | 2023-07-01 | 2024-07-01 | 2025-07-01 | 2026-07-01 | 2027-07-01 | 2028-07-01 | 2029-07-01 | 2030-07-01 | 2031-07-01 | 2032-07-01 | 2033-07-01 | 2034-07-01 | 2035-07-01 | 2036-07-01 | 2037-07-01 | 2038-07-01 | 2039-07-01 | 2040-07-01 | 2041-07-01 | 2042-07-01 | 2043-07-01 | 2044-07-01 | 2045-07-01 | 2046-07-01 | 2047-07-01 | 2048-07-01 | 2049-07-01
Period | 2019-20 | 2020-21 | 2021-22 | 2022-23 | 2023-24 | 2024-25 | 2025-26 | 2026-27 | 2027-28 | 2028-29 | 2029-30 | 2030-31 | 2031-32 | 2032-33 | 2033-34 | 2034-35 | 2035-36 | 2036-37 | 2037-38 | 2038-39 | 2039-40 | 2040-41 | 2041-42 | 2042-43 | 2043-44 | 2044-45 | 2045-46 | 2046-47 | 2047-48 | 2048-49 | 2049-50
Market benefits (PV at 2025) | 0 | 9.2026 | 4.7899 | 11.987 | 4.4072 | -3.5209 | -21.6363 | -18.8083 | -27.8571 | 49.3968 | 105.2695 | 91.3245 | 170.6265 | 147.8518 | 167.3513 | 88.3997 | 218.9579 | 194.6916 | 174.9443 | 197.5837 | 162.803 | 165.4554 | 188.9783 | 197.7536 | 185.9117 | 167.8506 | 145.8859 | 148.5877 | 112.0145 | 114.1445 | 136.0139
Market benefits (PV at 2019) | 0 | 6.5222 | 3.3948 | 8.4957 | 3.1236 | -2.4954 | -15.3345 | -13.3302 | -19.7435 | 35.0096 | 74.6089 | 64.7254 | 120.9301 | 104.7887 | 118.6088 | 62.6525 | 155.1846 | 137.986 | 123.9903 | 140.0358 | 115.3852 | 117.2651 | 133.9367 | 140.1562 | 131.7633 | 118.9627 | 103.3954 | 105.3103 | 79.3893 | 80.8989 | 96.3987
Market benefits (undiscounted) | 0 | 6.9081 | 3.8078 | 10.0914 | 3.9292 | -3.3248 | -21.6363 | -19.918 | -31.2412 | 58.6753 | 132.4203 | 121.6565 | 240.708 | 220.9198 | 264.8092 | 148.1326 | 388.5588 | 365.9378 | 348.2218 | 416.4888 | 363.4214 | 391.1948 | 473.1731 | 524.3588 | 522.0437 | 499.2145 | 459.4874 | 495.6089 | 395.6637 | 427.0425 | 538.8845
FCAS benefits | 0 | 0 | 0 | 0 | 0 | 0 | 0 | 0 | 0 | 15.8761 | 15.9618 | 16.0483 | 16.1357 | 16.2239 | 16.3131 | 16.4031 | 16.494 | 16.5858 | 16.6786 | 16.7723 | 16.8669 | 16.9625 | 17.059 | 17.1565 | 17.2549 | 17.3544 | 17.4548 | 17.5563 | 17.6587 | 17.7622 | 17.8667
Total benefits | 0 | 6.9081 | 3.8078 | 10.0914 | 3.9292 | -3.3248 | -21.6363 | -19.918 | -31.2412 | 74.5514 | 148.3821 | 137.7048 | 256.8437 | 237.1437 | 281.1223 | 164.5357 | 405.0528 | 382.5237 | 364.9004 | 433.2611 | 380.2883 | 408.1573 | 490.2321 | 541.5153 | 539.2987 | 516.5688 | 476.9422 | 513.1652 | 413.3224 | 444.8047 | 556.7512
Total annualised costs | 0 | 0 | 0 | 0 | 0 | 0 | 0 | 0 | 0 | 96.6596 | 96.6596 | 193.3193 | 193.3193 | 193.3193 | 193.3193 | 193.3193 | 193.3193 | 193.3193 | 193.3193 | 193.3193 | 193.3193 | 193.3193 | 193.3193 | 193.3193 | 193.3193 | 193.3193 | 193.3193 | 193.3193 | 193.3193 | 193.3193 | 193.3193
PV total benefits | 2019-07-01: 2459.5925
PV total costs | 2019-07-01: 1371.2528
Net market benefit | 2019-07-01: 1088.3396
Option 6: 750 MW in 2028 and 750 MW in 2030
Scenario: | 2019-07-01: 3. Sustained renewables uptake
t= | 0 | 1 | 2 | 3 | 4 | 5 | 6 | 7 | 8 | 9 | 10 | 11 | 12 | 13 | 14 | 15 | 16 | 17 | 18 | 19 | 20 | 21 | 22 | 23 | 24 | 25 | 26 | 27 | 28 | 29 | 30
Discount factor | 1 | 0.94414 | 0.89154 | 0.84187 | 0.79496 | 0.75056 | 0.70874 | 0.66926 | 0.63197 | 0.59667 | 0.56342 | 0.53203 | 0.50239 | 0.47433 | 0.4479 | 0.42295 | 0.39939 | 0.37707 | 0.35607 | 0.33623 | 0.3175 | 0.29976 | 0.28306 | 0.26729 | 0.2524 | 0.2383 | 0.22502 | 0.21249 | 0.20065 | 0.18944 | 0.17889
Year commencing | 2019-07-01 | 2020-07-01 | 2021-07-01 | 2022-07-01 | 2023-07-01 | 2024-07-01 | 2025-07-01 | 2026-07-01 | 2027-07-01 | 2028-07-01 | 2029-07-01 | 2030-07-01 | 2031-07-01 | 2032-07-01 | 2033-07-01 | 2034-07-01 | 2035-07-01 | 2036-07-01 | 2037-07-01 | 2038-07-01 | 2039-07-01 | 2040-07-01 | 2041-07-01 | 2042-07-01 | 2043-07-01 | 2044-07-01 | 2045-07-01 | 2046-07-01 | 2047-07-01 | 2048-07-01 | 2049-07-01
Period | 2019-20 | 2020-21 | 2021-22 | 2022-23 | 2023-24 | 2024-25 | 2025-26 | 2026-27 | 2027-28 | 2028-29 | 2029-30 | 2030-31 | 2031-32 | 2032-33 | 2033-34 | 2034-35 | 2035-36 | 2036-37 | 2037-38 | 2038-39 | 2039-40 | 2040-41 | 2041-42 | 2042-43 | 2043-44 | 2044-45 | 2045-46 | 2046-47 | 2047-48 | 2048-49 | 2049-50
Market benefits (PV at 2025) | 0 | 6.6717 | 1.7956 | 2.9137 | 5.3792 | 6.1134 | -7.1501 | -14.9717 | -34.6354 | 159.4594 | 119.9669 | 222.5483 | 182.6269 | 207.7231 | 248.1286 | 129.2659 | 224.5712 | 186.2854 | 212.789 | 221.7528 | 170.9434 | 155.5999 | 194.341 | 188.4797 | 193.5816 | 164.5687 | 131.9647 | 149.9274 | 114.6904 | 113.0586 | 136.8038
Market benefits (PV at 2019) | 0 | 4.7285 | 1.2726 | 2.0651 | 3.8125 | 4.3328 | -5.0676 | -10.6111 | -24.5475 | 113.0155 | 85.0255 | 157.7292 | 129.4352 | 147.2219 | 175.859 | 91.6161 | 159.1629 | 132.0282 | 150.8124 | 157.1654 | 121.1547 | 110.2801 | 137.7375 | 133.5833 | 137.1993 | 116.6366 | 93.5289 | 106.2597 | 81.2858 | 80.1293 | 96.9585
Market benefits (undiscounted) | 0 | 5.0083 | 1.4274 | 2.453 | 4.7958 | 5.7728 | -7.1501 | -15.855 | -38.8429 | 189.4114 | 150.9085 | 296.4642 | 257.6373 | 310.3794 | 392.6277 | 216.6127 | 398.52 | 350.1378 | 423.5506 | 467.4349 | 381.593 | 367.8931 | 486.6005 | 499.7682 | 543.5809 | 489.4535 | 415.6407 | 500.0773 | 405.1157 | 422.9803 | 542.0138
FCAS benefits | 0 | 0 | 0 | 0 | 0 | 0 | 0 | 0 | 0 | 15.8761 | 15.9618 | 16.0483 | 16.1357 | 16.2239 | 16.3131 | 16.4031 | 16.494 | 16.5858 | 16.6786 | 16.7723 | 16.8669 | 16.9625 | 17.059 | 17.1565 | 17.2549 | 17.3544 | 17.4548 | 17.5563 | 17.6587 | 17.7622 | 17.8667
Total benefits | 0 | 5.0083 | 1.4274 | 2.453 | 4.7958 | 5.7728 | -7.1501 | -15.855 | -38.8429 | 205.2875 | 166.8702 | 312.5125 | 273.7729 | 326.6033 | 408.9407 | 233.0158 | 415.014 | 366.7236 | 440.2292 | 484.2072 | 398.4599 | 384.8556 | 503.6595 | 516.9247 | 560.8359 | 506.8078 | 433.0955 | 517.6335 | 422.7744 | 440.7424 | 559.8805
Total annualised costs | 0 | 0 | 0 | 0 | 0 | 0 | 0 | 0 | 0 | 96.6596 | 96.6596 | 193.3193 | 193.3193 | 193.3193 | 193.3193 | 193.3193 | 193.3193 | 193.3193 | 193.3193 | 193.3193 | 193.3193 | 193.3193 | 193.3193 | 193.3193 | 193.3193 | 193.3193 | 193.3193 | 193.3193 | 193.3193 | 193.3193 | 193.3193
PV total benefits | 2019-07-01: 2817.388
PV total costs | 2019-07-01: 1371.2528
Net market benefit | 2019-07-01: 1446.1351
Option 6: 750 MW in 2028 and 750 MW in 2030
Scenario: | 2019-07-01: 4. Accelerated transition to low emissions future
t= | 0 | 1 | 2 | 3 | 4 | 5 | 6 | 7 | 8 | 9 | 10 | 11 | 12 | 13 | 14 | 15 | 16 | 17 | 18 | 19 | 20 | 21 | 22 | 23 | 24 | 25 | 26 | 27 | 28 | 29 | 30
Discount factor | 1 | 0.94414 | 0.89154 | 0.84187 | 0.79496 | 0.75056 | 0.70874 | 0.66926 | 0.63197 | 0.59667 | 0.56342 | 0.53203 | 0.50239 | 0.47433 | 0.4479 | 0.42295 | 0.39939 | 0.37707 | 0.35607 | 0.33623 | 0.3175 | 0.29976 | 0.28306 | 0.26729 | 0.2524 | 0.2383 | 0.22502 | 0.21249 | 0.20065 | 0.18944 | 0.17889
Year commencing | 2019-07-01 | 2020-07-01 | 2021-07-01 | 2022-07-01 | 2023-07-01 | 2024-07-01 | 2025-07-01 | 2026-07-01 | 2027-07-01 | 2028-07-01 | 2029-07-01 | 2030-07-01 | 2031-07-01 | 2032-07-01 | 2033-07-01 | 2034-07-01 | 2035-07-01 | 2036-07-01 | 2037-07-01 | 2038-07-01 | 2039-07-01 | 2040-07-01 | 2041-07-01 | 2042-07-01 | 2043-07-01 | 2044-07-01 | 2045-07-01 | 2046-07-01 | 2047-07-01 | 2048-07-01 | 2049-07-01
Period | 2019-20 | 2020-21 | 2021-22 | 2022-23 | 2023-24 | 2024-25 | 2025-26 | 2026-27 | 2027-28 | 2028-29 | 2029-30 | 2030-31 | 2031-32 | 2032-33 | 2033-34 | 2034-35 | 2035-36 | 2036-37 | 2037-38 | 2038-39 | 2039-40 | 2040-41 | 2041-42 | 2042-43 | 2043-44 | 2044-45 | 2045-46 | 2046-47 | 2047-48 | 2048-49 | 2049-50
Market benefits (PV at 2025) | 0 | 3.6261 | -2.4679 | -11.4339 | 4.5476 | 15.5709 | -1.7583 | -32.1487 | -13.3189 | 196.463 | 139.041 | 161.0166 | 194.5187 | 223.4414 | 224.7738 | 150.8552 | 311.0413 | 247.5373 | 273.6773 | 246.4038 | 348.2274 | 420.4681 | 384.2851 | 324.6685 | 365.8095 | 350.9856 | 315.9839 | 318.4527 | 307.2556 | 392.0452 | 440.3748
Market benefits (PV at 2019) | 0 | 2.5699 | -1.7491 | -8.1037 | 3.2231 | 11.0358 | -1.2462 | -22.7851 | -9.4397 | 139.2415 | 98.5441 | 114.1191 | 137.8634 | 158.3622 | 159.3065 | 106.9173 | 220.4479 | 175.44 | 193.9664 | 174.6366 | 246.8032 | 298.0032 | 272.3588 | 230.106 | 259.2644 | 248.758 | 223.9509 | 225.7006 | 217.7648 | 277.8587 | 312.1119
Market benefits (undiscounted) | 0 | 2.722 | -1.9619 | -9.6259 | 4.0543 | 14.7034 | -1.7583 | -34.0455 | -14.9369 | 233.3656 | 174.9021 | 214.4957 | 274.4134 | 333.8656 | 355.6721 | 252.7903 | 551.9682 | 465.2656 | 544.7471 | 519.3971 | 777.34 | 994.1348 | 962.1921 | 860.8834 | 1027.2002 | 1043.8872 | 995.2339 | 1062.1872 | 1085.3054 | 1466.7379 | 1744.7561
FCAS benefits | 0 | 0 | 0 | 0 | 0 | 0 | 0 | 0 | 0 | 15.8761 | 15.9618 | 16.0483 | 16.1357 | 16.2239 | 16.3131 | 16.4031 | 16.494 | 16.5858 | 16.6786 | 16.7723 | 16.8669 | 16.9625 | 17.059 | 17.1565 | 17.2549 | 17.3544 | 17.4548 | 17.5563 | 17.6587 | 17.7622 | 17.8667
Total benefits | 0 | 2.722 | -1.9619 | -9.6259 | 4.0543 | 14.7034 | -1.7583 | -34.0455 | -14.9369 | 249.2417 | 190.8639 | 230.544 | 290.549 | 350.0896 | 371.9852 | 269.1934 | 568.4622 | 481.8514 | 561.4257 | 536.1694 | 794.2069 | 1011.0973 | 979.2511 | 878.0398 | 1044.4552 | 1061.2416 | 1012.6887 | 1079.7435 | 1102.9641 | 1484.5 | 1762.6228
Total annualised costs | 0 | 0 | 0 | 0 | 0 | 0 | 0 | 0 | 0 | 96.6596 | 96.6596 | 193.3193 | 193.3193 | 193.3193 | 193.3193 | 193.3193 | 193.3193 | 193.3193 | 193.3193 | 193.3193 | 193.3193 | 193.3193 | 193.3193 | 193.3193 | 193.3193 | 193.3193 | 193.3193 | 193.3193 | 193.3193 | 193.3193 | 193.3193
PV total benefits | 2019-07-01: 4592.6078
PV total costs | 2019-07-01: 1371.2528
Net market benefit | 2019-07-01: 3221.355

## Option 7
Option 7 - Net Market Benefit evaluation
Option 7: 750 MW in 2028 and 750 MW in 2032
Discount rate= | 5.9%
All values shown are $ millions expressed in 2019 terms
Option 7: 750 MW in 2028 and 750 MW in 2032
Scenario: | 1. Global slowdown
t= | 0 | 1 | 2 | 3 | 4 | 5 | 6 | 7 | 8 | 9 | 10 | 11 | 12 | 13 | 14 | 15 | 16 | 17 | 18 | 19 | 20 | 21 | 22 | 23 | 24 | 25 | 26 | 27 | 28 | 29 | 30
Discount factor | 1 | 0.94414 | 0.89154 | 0.84187 | 0.79496 | 0.75056 | 0.70874 | 0.66926 | 0.63197 | 0.59667 | 0.56342 | 0.53203 | 0.50239 | 0.47433 | 0.4479 | 0.42295 | 0.39939 | 0.37707 | 0.35607 | 0.33623 | 0.3175 | 0.29976 | 0.28306 | 0.26729 | 0.2524 | 0.2383 | 0.22502 | 0.21249 | 0.20065 | 0.18944 | 0.17889
Year commencing | 2019-07-01 | 2020-07-01 | 2021-07-01 | 2022-07-01 | 2023-07-01 | 2024-07-01 | 2025-07-01 | 2026-07-01 | 2027-07-01 | 2028-07-01 | 2029-07-01 | 2030-07-01 | 2031-07-01 | 2032-07-01 | 2033-07-01 | 2034-07-01 | 2035-07-01 | 2036-07-01 | 2037-07-01 | 2038-07-01 | 2039-07-01 | 2040-07-01 | 2041-07-01 | 2042-07-01 | 2043-07-01 | 2044-07-01 | 2045-07-01 | 2046-07-01 | 2047-07-01 | 2048-07-01 | 2049-07-01
Period | 2019-20 | 2020-21 | 2021-22 | 2022-23 | 2023-24 | 2024-25 | 2025-26 | 2026-27 | 2027-28 | 2028-29 | 2029-30 | 2030-31 | 2031-32 | 2032-33 | 2033-34 | 2034-35 | 2035-36 | 2036-37 | 2037-38 | 2038-39 | 2039-40 | 2040-41 | 2041-42 | 2042-43 | 2043-44 | 2044-45 | 2045-46 | 2046-47 | 2047-48 | 2048-49 | 2049-50
Market benefits (PV at 2025) | 0 | 13.4917 | 1.588 | 1.8592 | 4.1576 | 0.082457 | -19.9559 | -49.3751 | -19.4382 | 9.7055 | 122.6978 | 49.0548 | 107.8933 | 89.8204 | 151.7021 | 159.6182 | 220.8807 | 214.2865 | 155.3155 | 154.84 | 122.6271 | 142.0394 | 176.669 | 137.8213 | 163.4856 | 137.976 | 117.419 | 141.5366 | 79.0502 | 100.9275 | 126.6165
Market benefits (PV at 2019) | 0 | 9.5621 | 1.1255 | 1.3177 | 2.9466 | 0.058441 | -14.1436 | -34.9942 | -13.7767 | 6.8787 | 86.961 | 34.7672 | 76.4684 | 63.6594 | 107.5176 | 113.1281 | 156.5473 | 151.8737 | 110.0785 | 109.7415 | 86.9109 | 100.6692 | 125.2126 | 97.6797 | 115.869 | 97.7893 | 83.2197 | 100.3128 | 56.0262 | 71.5315 | 89.7383
Market benefits (undiscounted) | 0 | 10.1279 | 1.2624 | 1.5652 | 3.7066 | 0.077863 | -19.9559 | -52.2883 | -21.7996 | 11.5286 | 154.3436 | 65.3476 | 152.2083 | 134.2094 | 240.0467 | 267.4746 | 391.9708 | 402.768 | 309.1512 | 326.3888 | 273.7376 | 335.8313 | 442.3525 | 365.4438 | 459.0708 | 410.3627 | 369.827 | 472.09 | 279.2257 | 377.5948 | 501.6519
FCAS benefits | 0 | 0 | 0 | 0 | 0 | 0 | 0 | 0 | 0 | 15.8761 | 15.9618 | 16.0483 | 16.1357 | 16.2239 | 16.3131 | 16.4031 | 16.494 | 16.5858 | 16.6786 | 16.7723 | 16.8669 | 16.9625 | 17.059 | 17.1565 | 17.2549 | 17.3544 | 17.4548 | 17.5563 | 17.6587 | 17.7622 | 17.8667
Total benefits | 0 | 10.1279 | 1.2624 | 1.5652 | 3.7066 | 0.077863 | -19.9559 | -52.2883 | -21.7996 | 27.4047 | 170.3054 | 81.3958 | 168.344 | 150.4333 | 256.3598 | 283.8777 | 408.4648 | 419.3539 | 325.8298 | 343.161 | 290.6045 | 352.7937 | 459.4115 | 382.6003 | 476.3257 | 427.7171 | 387.2818 | 489.6463 | 296.8844 | 395.357 | 519.5186
Total annualised costs | 0 | 0 | 0 | 0 | 0 | 0 | 0 | 0 | 0 | 96.6596 | 96.6596 | 96.6596 | 96.6596 | 193.3193 | 193.3193 | 193.3193 | 193.3193 | 193.3193 | 193.3193 | 193.3193 | 193.3193 | 193.3193 | 193.3193 | 193.3193 | 193.3193 | 193.3193 | 193.3193 | 193.3193 | 193.3193 | 193.3193 | 193.3193
PV total benefits | 2019-07-01: 2122.2541
PV total costs | 2019-07-01: 1271.2654
Net market benefit | 2019-07-01: 850.9888
Option 7: 750 MW in 2028 and 750 MW in 2032
Scenario: | 2019-07-01: 2. Status quo / current policy
t= | 0 | 1 | 2 | 3 | 4 | 5 | 6 | 7 | 8 | 9 | 10 | 11 | 12 | 13 | 14 | 15 | 16 | 17 | 18 | 19 | 20 | 21 | 22 | 23 | 24 | 25 | 26 | 27 | 28 | 29 | 30
Discount factor | 1 | 0.94414 | 0.89154 | 0.84187 | 0.79496 | 0.75056 | 0.70874 | 0.66926 | 0.63197 | 0.59667 | 0.56342 | 0.53203 | 0.50239 | 0.47433 | 0.4479 | 0.42295 | 0.39939 | 0.37707 | 0.35607 | 0.33623 | 0.3175 | 0.29976 | 0.28306 | 0.26729 | 0.2524 | 0.2383 | 0.22502 | 0.21249 | 0.20065 | 0.18944 | 0.17889
Year commencing | 2019-07-01 | 2020-07-01 | 2021-07-01 | 2022-07-01 | 2023-07-01 | 2024-07-01 | 2025-07-01 | 2026-07-01 | 2027-07-01 | 2028-07-01 | 2029-07-01 | 2030-07-01 | 2031-07-01 | 2032-07-01 | 2033-07-01 | 2034-07-01 | 2035-07-01 | 2036-07-01 | 2037-07-01 | 2038-07-01 | 2039-07-01 | 2040-07-01 | 2041-07-01 | 2042-07-01 | 2043-07-01 | 2044-07-01 | 2045-07-01 | 2046-07-01 | 2047-07-01 | 2048-07-01 | 2049-07-01
Period | 2019-20 | 2020-21 | 2021-22 | 2022-23 | 2023-24 | 2024-25 | 2025-26 | 2026-27 | 2027-28 | 2028-29 | 2029-30 | 2030-31 | 2031-32 | 2032-33 | 2033-34 | 2034-35 | 2035-36 | 2036-37 | 2037-38 | 2038-39 | 2039-40 | 2040-41 | 2041-42 | 2042-43 | 2043-44 | 2044-45 | 2045-46 | 2046-47 | 2047-48 | 2048-49 | 2049-50
Market benefits (PV at 2025) | 0 | 2.2696 | 5.4388 | 12.6704 | 5.1244 | -2.8854 | -21.0585 | -18.2866 | -27.3033 | 49.7417 | 109.4958 | 70.1584 | 120.0984 | 147.2843 | 178.0572 | 85.7161 | 221.4333 | 195.6359 | 175.497 | 198.0279 | 162.8919 | 165.6783 | 188.8735 | 197.5015 | 185.7711 | 167.6522 | 145.7227 | 148.4581 | 111.8793 | 113.9837 | 135.9179
Market benefits (PV at 2019) | 0 | 1.6086 | 3.8547 | 8.98 | 3.6319 | -2.045 | -14.925 | -12.9604 | -19.351 | 35.254 | 77.6042 | 49.7242 | 85.1187 | 104.3865 | 126.1965 | 60.7505 | 156.9389 | 138.6552 | 124.382 | 140.3506 | 115.4483 | 117.423 | 133.8625 | 139.9775 | 131.6637 | 118.822 | 103.2797 | 105.2184 | 79.2935 | 80.785 | 96.3307
Market benefits (undiscounted) | 0 | 1.7038 | 4.3237 | 10.6668 | 4.5686 | -2.7247 | -21.0585 | -19.3655 | -30.6201 | 59.0849 | 137.7366 | 93.4604 | 169.4265 | 220.0719 | 281.7498 | 143.6357 | 392.9514 | 367.7127 | 349.322 | 417.425 | 363.6199 | 391.7218 | 472.9109 | 523.6903 | 521.6488 | 498.6243 | 458.9734 | 495.1766 | 395.1863 | 426.4413 | 538.504
FCAS benefits | 0 | 0 | 0 | 0 | 0 | 0 | 0 | 0 | 0 | 15.8761 | 15.9618 | 16.0483 | 16.1357 | 16.2239 | 16.3131 | 16.4031 | 16.494 | 16.5858 | 16.6786 | 16.7723 | 16.8669 | 16.9625 | 17.059 | 17.1565 | 17.2549 | 17.3544 | 17.4548 | 17.5563 | 17.6587 | 17.7622 | 17.8667
Total benefits | 0 | 1.7038 | 4.3237 | 10.6668 | 4.5686 | -2.7247 | -21.0585 | -19.3655 | -30.6201 | 74.961 | 153.6984 | 109.5087 | 185.5622 | 236.2958 | 298.0628 | 160.0387 | 409.4454 | 384.2986 | 366.0006 | 434.1973 | 380.4868 | 408.6843 | 489.9698 | 540.8467 | 538.9037 | 515.9787 | 476.4282 | 512.7329 | 412.845 | 444.2035 | 556.3708
Total annualised costs | 0 | 0 | 0 | 0 | 0 | 0 | 0 | 0 | 0 | 96.6596 | 96.6596 | 96.6596 | 96.6596 | 193.3193 | 193.3193 | 193.3193 | 193.3193 | 193.3193 | 193.3193 | 193.3193 | 193.3193 | 193.3193 | 193.3193 | 193.3193 | 193.3193 | 193.3193 | 193.3193 | 193.3193 | 193.3193 | 193.3193 | 193.3193
PV total benefits | 2019-07-01: 2417.8368
PV total costs | 2019-07-01: 1271.2654
Net market benefit | 2019-07-01: 1146.5714
Option 7: 750 MW in 2028 and 750 MW in 2032
Scenario: | 2019-07-01: 3. Sustained renewables uptake
t= | 0 | 1 | 2 | 3 | 4 | 5 | 6 | 7 | 8 | 9 | 10 | 11 | 12 | 13 | 14 | 15 | 16 | 17 | 18 | 19 | 20 | 21 | 22 | 23 | 24 | 25 | 26 | 27 | 28 | 29 | 30
Discount factor | 1 | 0.94414 | 0.89154 | 0.84187 | 0.79496 | 0.75056 | 0.70874 | 0.66926 | 0.63197 | 0.59667 | 0.56342 | 0.53203 | 0.50239 | 0.47433 | 0.4479 | 0.42295 | 0.39939 | 0.37707 | 0.35607 | 0.33623 | 0.3175 | 0.29976 | 0.28306 | 0.26729 | 0.2524 | 0.2383 | 0.22502 | 0.21249 | 0.20065 | 0.18944 | 0.17889
Year commencing | 2019-07-01 | 2020-07-01 | 2021-07-01 | 2022-07-01 | 2023-07-01 | 2024-07-01 | 2025-07-01 | 2026-07-01 | 2027-07-01 | 2028-07-01 | 2029-07-01 | 2030-07-01 | 2031-07-01 | 2032-07-01 | 2033-07-01 | 2034-07-01 | 2035-07-01 | 2036-07-01 | 2037-07-01 | 2038-07-01 | 2039-07-01 | 2040-07-01 | 2041-07-01 | 2042-07-01 | 2043-07-01 | 2044-07-01 | 2045-07-01 | 2046-07-01 | 2047-07-01 | 2048-07-01 | 2049-07-01
Period | 2019-20 | 2020-21 | 2021-22 | 2022-23 | 2023-24 | 2024-25 | 2025-26 | 2026-27 | 2027-28 | 2028-29 | 2029-30 | 2030-31 | 2031-32 | 2032-33 | 2033-34 | 2034-35 | 2035-36 | 2036-37 | 2037-38 | 2038-39 | 2039-40 | 2040-41 | 2041-42 | 2042-43 | 2043-44 | 2044-45 | 2045-46 | 2046-47 | 2047-48 | 2048-49 | 2049-50
Market benefits (PV at 2025) | 0 | -0.14885 | 2.6478 | 3.7258 | 6.1853 | 7.1174 | -6.246 | -13.3048 | -37.4184 | 168.1939 | 126.7038 | 171.3107 | 104.5654 | 207.3115 | 251.0332 | 123.5196 | 218.5917 | 181.6561 | 213.2018 | 223.0942 | 170.575 | 154.5324 | 193.3085 | 188.2538 | 193.2178 | 164.318 | 131.7288 | 149.6334 | 114.3145 | 112.8946 | 136.2627
Market benefits (PV at 2019) | 0 | -0.10549 | 1.8766 | 2.6406 | 4.3838 | 5.0444 | -4.4268 | -9.4297 | -26.52 | 119.206 | 89.8002 | 121.415 | 74.1098 | 146.9303 | 177.9176 | 87.5434 | 154.925 | 128.7472 | 151.1049 | 158.1161 | 120.8936 | 109.5235 | 137.0057 | 133.4233 | 136.9414 | 116.459 | 93.3617 | 106.0514 | 81.0195 | 80.0131 | 96.575
Market benefits (undiscounted) | 0 | -0.11174 | 2.1049 | 3.1366 | 5.5144 | 6.7209 | -6.246 | -14.0898 | -41.964 | 199.7866 | 159.3828 | 228.2089 | 147.5136 | 309.7645 | 397.2238 | 206.9836 | 387.9088 | 341.4366 | 424.3722 | 470.2626 | 380.7707 | 365.3691 | 484.0153 | 499.1693 | 542.5593 | 488.7081 | 414.8978 | 499.0969 | 403.7882 | 422.3665 | 539.8701
FCAS benefits | 0 | 0 | 0 | 0 | 0 | 0 | 0 | 0 | 0 | 15.8761 | 15.9618 | 16.0483 | 16.1357 | 16.2239 | 16.3131 | 16.4031 | 16.494 | 16.5858 | 16.6786 | 16.7723 | 16.8669 | 16.9625 | 17.059 | 17.1565 | 17.2549 | 17.3544 | 17.4548 | 17.5563 | 17.6587 | 17.7622 | 17.8667
Total benefits | 0 | -0.11174 | 2.1049 | 3.1366 | 5.5144 | 6.7209 | -6.246 | -14.0898 | -41.964 | 215.6627 | 175.3446 | 244.2572 | 163.6492 | 325.9884 | 413.5369 | 223.3866 | 404.4028 | 358.0225 | 441.0508 | 487.0348 | 397.6376 | 382.3316 | 501.0743 | 516.3258 | 559.8142 | 506.0624 | 432.3526 | 516.6531 | 421.4469 | 440.1287 | 557.7368
Total annualised costs | 0 | 0 | 0 | 0 | 0 | 0 | 0 | 0 | 0 | 96.6596 | 96.6596 | 96.6596 | 96.6596 | 193.3193 | 193.3193 | 193.3193 | 193.3193 | 193.3193 | 193.3193 | 193.3193 | 193.3193 | 193.3193 | 193.3193 | 193.3193 | 193.3193 | 193.3193 | 193.3193 | 193.3193 | 193.3193 | 193.3193 | 193.3193
PV total benefits | 2019-07-01: 2722.1238
PV total costs | 2019-07-01: 1271.2654
Net market benefit | 2019-07-01: 1450.8584
Option 7: 750 MW in 2028 and 750 MW in 2032
Scenario: | 2019-07-01: 4. Accelerated transition to low emissions future
t= | 0 | 1 | 2 | 3 | 4 | 5 | 6 | 7 | 8 | 9 | 10 | 11 | 12 | 13 | 14 | 15 | 16 | 17 | 18 | 19 | 20 | 21 | 22 | 23 | 24 | 25 | 26 | 27 | 28 | 29 | 30
Discount factor | 1 | 0.94414 | 0.89154 | 0.84187 | 0.79496 | 0.75056 | 0.70874 | 0.66926 | 0.63197 | 0.59667 | 0.56342 | 0.53203 | 0.50239 | 0.47433 | 0.4479 | 0.42295 | 0.39939 | 0.37707 | 0.35607 | 0.33623 | 0.3175 | 0.29976 | 0.28306 | 0.26729 | 0.2524 | 0.2383 | 0.22502 | 0.21249 | 0.20065 | 0.18944 | 0.17889
Year commencing | 2019-07-01 | 2020-07-01 | 2021-07-01 | 2022-07-01 | 2023-07-01 | 2024-07-01 | 2025-07-01 | 2026-07-01 | 2027-07-01 | 2028-07-01 | 2029-07-01 | 2030-07-01 | 2031-07-01 | 2032-07-01 | 2033-07-01 | 2034-07-01 | 2035-07-01 | 2036-07-01 | 2037-07-01 | 2038-07-01 | 2039-07-01 | 2040-07-01 | 2041-07-01 | 2042-07-01 | 2043-07-01 | 2044-07-01 | 2045-07-01 | 2046-07-01 | 2047-07-01 | 2048-07-01 | 2049-07-01
Period | 2019-20 | 2020-21 | 2021-22 | 2022-23 | 2023-24 | 2024-25 | 2025-26 | 2026-27 | 2027-28 | 2028-29 | 2029-30 | 2030-31 | 2031-32 | 2032-33 | 2033-34 | 2034-35 | 2035-36 | 2036-37 | 2037-38 | 2038-39 | 2039-40 | 2040-41 | 2041-42 | 2042-43 | 2043-44 | 2044-45 | 2045-46 | 2046-47 | 2047-48 | 2048-49 | 2049-50
Market benefits (PV at 2025) | 0 | 1.5746 | -1.7267 | -9.4832 | 5.8326 | 15.7813 | -3.7359 | -33.5971 | -15.6069 | 198.967 | 150.054 | 133.5868 | 118.0589 | 214.3235 | 226.7094 | 150.0056 | 309.642 | 247.7156 | 273.8961 | 245.8726 | 347.6813 | 420.1679 | 384.1255 | 324.6122 | 365.4949 | 350.7949 | 315.7404 | 318.3022 | 307.0527 | 391.8334 | 440.1636
Market benefits (PV at 2019) | 0 | 1.116 | -1.2238 | -6.7211 | 4.1338 | 11.1849 | -2.6478 | -23.8117 | -11.0613 | 141.0161 | 106.3495 | 94.6785 | 83.6732 | 151.8999 | 160.6784 | 106.3152 | 219.4561 | 175.5663 | 194.1215 | 174.2601 | 246.4162 | 297.7904 | 272.2457 | 230.0661 | 259.0414 | 248.6229 | 223.7783 | 225.594 | 217.621 | 277.7086 | 311.9621
Market benefits (undiscounted) | 0 | 1.182 | -1.3727 | -7.9836 | 5.2 | 14.9021 | -3.7359 | -35.5794 | -17.5028 | 236.3399 | 188.7556 | 177.9555 | 166.5492 | 320.2417 | 358.7349 | 251.3665 | 549.4851 | 465.6006 | 545.1827 | 518.2773 | 776.121 | 993.4251 | 961.7925 | 860.734 | 1026.3167 | 1043.32 | 994.4669 | 1061.6854 | 1084.5887 | 1465.9455 | 1743.9192
FCAS benefits | 0 | 0 | 0 | 0 | 0 | 0 | 0 | 0 | 0 | 15.8761 | 15.9618 | 16.0483 | 16.1357 | 16.2239 | 16.3131 | 16.4031 | 16.494 | 16.5858 | 16.6786 | 16.7723 | 16.8669 | 16.9625 | 17.059 | 17.1565 | 17.2549 | 17.3544 | 17.4548 | 17.5563 | 17.6587 | 17.7622 | 17.8667
Total benefits | 0 | 1.182 | -1.3727 | -7.9836 | 5.2 | 14.9021 | -3.7359 | -35.5794 | -17.5028 | 252.216 | 204.7173 | 194.0038 | 182.6849 | 336.4657 | 375.048 | 267.7696 | 565.9791 | 482.1864 | 561.8613 | 535.0496 | 792.9879 | 1010.3876 | 978.8515 | 877.8905 | 1043.5717 | 1060.6743 | 1011.9217 | 1079.2417 | 1102.2474 | 1483.7077 | 1761.7859
Total annualised costs | 0 | 0 | 0 | 0 | 0 | 0 | 0 | 0 | 0 | 96.6596 | 96.6596 | 96.6596 | 96.6596 | 193.3193 | 193.3193 | 193.3193 | 193.3193 | 193.3193 | 193.3193 | 193.3193 | 193.3193 | 193.3193 | 193.3193 | 193.3193 | 193.3193 | 193.3193 | 193.3193 | 193.3193 | 193.3193 | 193.3193 | 193.3193
PV total benefits | 2019-07-01: 4517.4079
PV total costs | 2019-07-01: 1271.2654
Net market benefit | 2019-07-01: 3246.1425

## Option 8
Option 8 - Net Market Benefit evaluation
Option 8: 750 MW in 2030 and 750 MW in 2032
Discount rate= | 5.9%
All values shown are $ millions expressed in 2019 terms
Option 8: 750 MW in 2030 and 750 MW in 2032
Scenario: | 1. Global slowdown
t= | 0 | 1 | 2 | 3 | 4 | 5 | 6 | 7 | 8 | 9 | 10 | 11 | 12 | 13 | 14 | 15 | 16 | 17 | 18 | 19 | 20 | 21 | 22 | 23 | 24 | 25 | 26 | 27 | 28 | 29 | 30
Discount factor | 1 | 0.94414 | 0.89154 | 0.84187 | 0.79496 | 0.75056 | 0.70874 | 0.66926 | 0.63197 | 0.59667 | 0.56342 | 0.53203 | 0.50239 | 0.47433 | 0.4479 | 0.42295 | 0.39939 | 0.37707 | 0.35607 | 0.33623 | 0.3175 | 0.29976 | 0.28306 | 0.26729 | 0.2524 | 0.2383 | 0.22502 | 0.21249 | 0.20065 | 0.18944 | 0.17889
Year commencing | 2019-07-01 | 2020-07-01 | 2021-07-01 | 2022-07-01 | 2023-07-01 | 2024-07-01 | 2025-07-01 | 2026-07-01 | 2027-07-01 | 2028-07-01 | 2029-07-01 | 2030-07-01 | 2031-07-01 | 2032-07-01 | 2033-07-01 | 2034-07-01 | 2035-07-01 | 2036-07-01 | 2037-07-01 | 2038-07-01 | 2039-07-01 | 2040-07-01 | 2041-07-01 | 2042-07-01 | 2043-07-01 | 2044-07-01 | 2045-07-01 | 2046-07-01 | 2047-07-01 | 2048-07-01 | 2049-07-01
Period | 2019-20 | 2020-21 | 2021-22 | 2022-23 | 2023-24 | 2024-25 | 2025-26 | 2026-27 | 2027-28 | 2028-29 | 2029-30 | 2030-31 | 2031-32 | 2032-33 | 2033-34 | 2034-35 | 2035-36 | 2036-37 | 2037-38 | 2038-39 | 2039-40 | 2040-41 | 2041-42 | 2042-43 | 2043-44 | 2044-45 | 2045-46 | 2046-47 | 2047-48 | 2048-49 | 2049-50
Market benefits (PV at 2025) | 0 | 13.7188 | 1.5788 | 1.7461 | 2.4409 | 1.4508 | -10.0799 | -28.405 | -11.8739 | -23.0938 | -6.7801 | 64.9348 | 111.7064 | 91.0964 | 154.326 | 161.2123 | 222.5148 | 216.3993 | 158.7818 | 156.018 | 125.6389 | 144.2124 | 176.1171 | 138.1655 | 163.1343 | 137.8947 | 117.5125 | 141.1412 | 79.3156 | 100.8725 | 126.5103
Market benefits (PV at 2019) | 0 | 9.7231 | 1.1189 | 1.2375 | 1.7299 | 1.0283 | -7.1441 | -20.1318 | -8.4155 | -16.3675 | -4.8054 | 46.022 | 79.1709 | 64.5638 | 109.3772 | 114.2579 | 157.7055 | 153.3712 | 112.5353 | 110.5764 | 89.0455 | 102.2093 | 124.8215 | 97.9236 | 115.6201 | 97.7317 | 83.286 | 100.0326 | 56.2143 | 71.4925 | 89.6631
Market benefits (undiscounted) | 0 | 10.2984 | 1.2551 | 1.47 | 2.1761 | 1.37 | -10.0799 | -30.0809 | -13.3163 | -27.4316 | -8.5288 | 86.5018 | 157.5876 | 136.1161 | 244.1986 | 270.1458 | 394.8707 | 406.7393 | 316.0508 | 328.8718 | 280.4608 | 340.9691 | 440.9707 | 366.3563 | 458.0844 | 410.121 | 370.1215 | 470.7714 | 280.1632 | 377.3889 | 501.2314
FCAS benefits | 0 | 0 | 0 | 0 | 0 | 0 | 0 | 0 | 0 | 0 | 0 | 16.0483 | 16.1357 | 16.2239 | 16.3131 | 16.4031 | 16.494 | 16.5858 | 16.6786 | 16.7723 | 16.8669 | 16.9625 | 17.059 | 17.1565 | 17.2549 | 17.3544 | 17.4548 | 17.5563 | 17.6587 | 17.7622 | 17.8667
Total benefits | 0 | 10.2984 | 1.2551 | 1.47 | 2.1761 | 1.37 | -10.0799 | -30.0809 | -13.3163 | -27.4316 | -8.5288 | 102.5501 | 173.7233 | 152.34 | 260.5117 | 286.5489 | 411.3647 | 423.3251 | 332.7294 | 345.6441 | 297.3277 | 357.9315 | 458.0297 | 383.5128 | 475.3393 | 427.4753 | 387.5763 | 488.3277 | 297.8219 | 395.1511 | 519.0981
Total annualised costs | 0 | 0 | 0 | 0 | 0 | 0 | 0 | 0 | 0 | 0 | 0 | 96.6596 | 96.6596 | 193.3193 | 193.3193 | 193.3193 | 193.3193 | 193.3193 | 193.3193 | 193.3193 | 193.3193 | 193.3193 | 193.3193 | 193.3193 | 193.3193 | 193.3193 | 193.3193 | 193.3193 | 193.3193 | 193.3193 | 193.3193
PV total benefits | 2019-07-01: 2042.7053
PV total costs | 2019-07-01: 1159.1314
Net market benefit | 2019-07-01: 883.5739
Option 8: 750 MW in 2030 and 750 MW in 2032
Scenario: | 2019-07-01: 2. Status quo / current policy
t= | 0 | 1 | 2 | 3 | 4 | 5 | 6 | 7 | 8 | 9 | 10 | 11 | 12 | 13 | 14 | 15 | 16 | 17 | 18 | 19 | 20 | 21 | 22 | 23 | 24 | 25 | 26 | 27 | 28 | 29 | 30
Discount factor | 1 | 0.94414 | 0.89154 | 0.84187 | 0.79496 | 0.75056 | 0.70874 | 0.66926 | 0.63197 | 0.59667 | 0.56342 | 0.53203 | 0.50239 | 0.47433 | 0.4479 | 0.42295 | 0.39939 | 0.37707 | 0.35607 | 0.33623 | 0.3175 | 0.29976 | 0.28306 | 0.26729 | 0.2524 | 0.2383 | 0.22502 | 0.21249 | 0.20065 | 0.18944 | 0.17889
Year commencing | 2019-07-01 | 2020-07-01 | 2021-07-01 | 2022-07-01 | 2023-07-01 | 2024-07-01 | 2025-07-01 | 2026-07-01 | 2027-07-01 | 2028-07-01 | 2029-07-01 | 2030-07-01 | 2031-07-01 | 2032-07-01 | 2033-07-01 | 2034-07-01 | 2035-07-01 | 2036-07-01 | 2037-07-01 | 2038-07-01 | 2039-07-01 | 2040-07-01 | 2041-07-01 | 2042-07-01 | 2043-07-01 | 2044-07-01 | 2045-07-01 | 2046-07-01 | 2047-07-01 | 2048-07-01 | 2049-07-01
Period | 2019-20 | 2020-21 | 2021-22 | 2022-23 | 2023-24 | 2024-25 | 2025-26 | 2026-27 | 2027-28 | 2028-29 | 2029-30 | 2030-31 | 2031-32 | 2032-33 | 2033-34 | 2034-35 | 2035-36 | 2036-37 | 2037-38 | 2038-39 | 2039-40 | 2040-41 | 2041-42 | 2042-43 | 2043-44 | 2044-45 | 2045-46 | 2046-47 | 2047-48 | 2048-49 | 2049-50
Market benefits (PV at 2025) | 0 | 1.1038 | 3.8896 | 9.7217 | 4.8739 | 0.82127 | -11.1522 | -10.8674 | -12.3748 | -26.9649 | -23.3445 | 79.6966 | 131.1842 | 151.9194 | 181.8569 | 95.5206 | 226.3744 | 202.3866 | 181.7297 | 203.0183 | 169.197 | 172.2876 | 189.1074 | 197.1779 | 185.5464 | 167.2234 | 145.4104 | 148.3281 | 111.7206 | 113.7779 | 135.8732
Market benefits (PV at 2019) | 0 | 0.78231 | 2.7567 | 6.8902 | 3.4543 | 0.58207 | -7.9041 | -7.7021 | -8.7705 | -19.1112 | -16.5452 | 56.4843 | 92.9757 | 107.6716 | 128.8895 | 67.6994 | 160.4409 | 143.4398 | 128.7994 | 143.8875 | 119.9169 | 122.1073 | 134.0283 | 139.7482 | 131.5044 | 118.5182 | 103.0584 | 105.1263 | 79.181 | 80.6391 | 96.299
Market benefits (undiscounted) | 0 | 0.8286 | 3.0921 | 8.1844 | 4.3453 | 0.77552 | -11.1522 | -11.5085 | -13.8781 | -32.0299 | -29.3655 | 106.1666 | 185.0655 | 226.9977 | 287.7623 | 160.0652 | 401.7198 | 380.4013 | 361.7279 | 427.9444 | 377.6945 | 407.3485 | 473.4966 | 522.8324 | 521.0178 | 497.3492 | 457.9897 | 494.743 | 394.6257 | 425.6712 | 538.327
FCAS benefits | 0 | 0 | 0 | 0 | 0 | 0 | 0 | 0 | 0 | 0 | 0 | 16.0483 | 16.1357 | 16.2239 | 16.3131 | 16.4031 | 16.494 | 16.5858 | 16.6786 | 16.7723 | 16.8669 | 16.9625 | 17.059 | 17.1565 | 17.2549 | 17.3544 | 17.4548 | 17.5563 | 17.6587 | 17.7622 | 17.8667
Total benefits | 0 | 0.8286 | 3.0921 | 8.1844 | 4.3453 | 0.77552 | -11.1522 | -11.5085 | -13.8781 | -32.0299 | -29.3655 | 122.2149 | 201.2012 | 243.2216 | 304.0753 | 176.4683 | 418.2138 | 396.9872 | 378.4065 | 444.7167 | 394.5614 | 424.311 | 490.5555 | 539.9888 | 538.2727 | 514.7036 | 475.4445 | 512.2992 | 412.2844 | 443.4333 | 556.1937
Total annualised costs | 0 | 0 | 0 | 0 | 0 | 0 | 0 | 0 | 0 | 0 | 0 | 96.6596 | 96.6596 | 193.3193 | 193.3193 | 193.3193 | 193.3193 | 193.3193 | 193.3193 | 193.3193 | 193.3193 | 193.3193 | 193.3193 | 193.3193 | 193.3193 | 193.3193 | 193.3193 | 193.3193 | 193.3193 | 193.3193 | 193.3193
PV total benefits | 2019-07-01: 2323.9591
PV total costs | 2019-07-01: 1159.1314
Net market benefit | 2019-07-01: 1164.8277
Option 8: 750 MW in 2030 and 750 MW in 2032
Scenario: | 2019-07-01: 3. Sustained renewables uptake
t= | 0 | 1 | 2 | 3 | 4 | 5 | 6 | 7 | 8 | 9 | 10 | 11 | 12 | 13 | 14 | 15 | 16 | 17 | 18 | 19 | 20 | 21 | 22 | 23 | 24 | 25 | 26 | 27 | 28 | 29 | 30
Discount factor | 1 | 0.94414 | 0.89154 | 0.84187 | 0.79496 | 0.75056 | 0.70874 | 0.66926 | 0.63197 | 0.59667 | 0.56342 | 0.53203 | 0.50239 | 0.47433 | 0.4479 | 0.42295 | 0.39939 | 0.37707 | 0.35607 | 0.33623 | 0.3175 | 0.29976 | 0.28306 | 0.26729 | 0.2524 | 0.2383 | 0.22502 | 0.21249 | 0.20065 | 0.18944 | 0.17889
Year commencing | 2019-07-01 | 2020-07-01 | 2021-07-01 | 2022-07-01 | 2023-07-01 | 2024-07-01 | 2025-07-01 | 2026-07-01 | 2027-07-01 | 2028-07-01 | 2029-07-01 | 2030-07-01 | 2031-07-01 | 2032-07-01 | 2033-07-01 | 2034-07-01 | 2035-07-01 | 2036-07-01 | 2037-07-01 | 2038-07-01 | 2039-07-01 | 2040-07-01 | 2041-07-01 | 2042-07-01 | 2043-07-01 | 2044-07-01 | 2045-07-01 | 2046-07-01 | 2047-07-01 | 2048-07-01 | 2049-07-01
Period | 2019-20 | 2020-21 | 2021-22 | 2022-23 | 2023-24 | 2024-25 | 2025-26 | 2026-27 | 2027-28 | 2028-29 | 2029-30 | 2030-31 | 2031-32 | 2032-33 | 2033-34 | 2034-35 | 2035-36 | 2036-37 | 2037-38 | 2038-39 | 2039-40 | 2040-41 | 2041-42 | 2042-43 | 2043-44 | 2044-45 | 2045-46 | 2046-47 | 2047-48 | 2048-49 | 2049-50
Market benefits (PV at 2025) | 0 | -0.25957 | 0.54928 | 2.5893 | 7.5283 | 7.3415 | 4.734 | 4.6169 | -14.765 | -1.378 | -3.4074 | 201.3727 | 124.4247 | 214.2914 | 246.8744 | 124.978 | 219.8384 | 182.3718 | 213.8016 | 220.7666 | 172.109 | 155.5572 | 193.6886 | 188.4404 | 193.3895 | 164.703 | 132.0023 | 149.8759 | 114.5573 | 112.9753 | 136.5498
Market benefits (PV at 2019) | 0 | -0.18397 | 0.3893 | 1.8352 | 5.3356 | 5.2032 | 3.3552 | 3.2722 | -10.4646 | -0.97662 | -2.415 | 142.7212 | 88.185 | 151.8772 | 174.9701 | 88.5771 | 155.8086 | 129.2544 | 151.5301 | 156.4664 | 121.9808 | 110.2498 | 137.2751 | 133.5555 | 137.0631 | 116.7319 | 93.5555 | 106.2233 | 81.1915 | 80.0702 | 96.7785
Market benefits (undiscounted) | 0 | -0.19485 | 0.43666 | 2.1799 | 6.7117 | 6.9325 | 4.734 | 4.8893 | -16.5587 | -1.6368 | -4.2862 | 268.2555 | 175.5297 | 320.1938 | 390.643 | 209.4275 | 390.1213 | 342.7818 | 425.5662 | 465.3561 | 384.1949 | 367.792 | 484.967 | 499.664 | 543.0414 | 489.8531 | 415.7592 | 499.9056 | 404.6456 | 422.6683 | 541.0076
FCAS benefits | 0 | 0 | 0 | 0 | 0 | 0 | 0 | 0 | 0 | 0 | 0 | 16.0483 | 16.1357 | 16.2239 | 16.3131 | 16.4031 | 16.494 | 16.5858 | 16.6786 | 16.7723 | 16.8669 | 16.9625 | 17.059 | 17.1565 | 17.2549 | 17.3544 | 17.4548 | 17.5563 | 17.6587 | 17.7622 | 17.8667
Total benefits | 0 | -0.19485 | 0.43666 | 2.1799 | 6.7117 | 6.9325 | 4.734 | 4.8893 | -16.5587 | -1.6368 | -4.2862 | 284.3038 | 191.6654 | 336.4177 | 406.9561 | 225.8306 | 406.6153 | 359.3677 | 442.2448 | 482.1284 | 401.0618 | 384.7545 | 502.0259 | 516.8205 | 560.2963 | 507.2075 | 433.214 | 517.4619 | 422.3043 | 440.4305 | 558.8743
Total annualised costs | 0 | 0 | 0 | 0 | 0 | 0 | 0 | 0 | 0 | 0 | 0 | 96.6596 | 96.6596 | 193.3193 | 193.3193 | 193.3193 | 193.3193 | 193.3193 | 193.3193 | 193.3193 | 193.3193 | 193.3193 | 193.3193 | 193.3193 | 193.3193 | 193.3193 | 193.3193 | 193.3193 | 193.3193 | 193.3193 | 193.3193
PV total benefits | 2019-07-01: 2568.5273
PV total costs | 2019-07-01: 1159.1314
Net market benefit | 2019-07-01: 1409.3959
Option 8: 750 MW in 2030 and 750 MW in 2032
Scenario: | 2019-07-01: 4. Accelerated transition to low emissions future
t= | 0 | 1 | 2 | 3 | 4 | 5 | 6 | 7 | 8 | 9 | 10 | 11 | 12 | 13 | 14 | 15 | 16 | 17 | 18 | 19 | 20 | 21 | 22 | 23 | 24 | 25 | 26 | 27 | 28 | 29 | 30
Discount factor | 1 | 0.94414 | 0.89154 | 0.84187 | 0.79496 | 0.75056 | 0.70874 | 0.66926 | 0.63197 | 0.59667 | 0.56342 | 0.53203 | 0.50239 | 0.47433 | 0.4479 | 0.42295 | 0.39939 | 0.37707 | 0.35607 | 0.33623 | 0.3175 | 0.29976 | 0.28306 | 0.26729 | 0.2524 | 0.2383 | 0.22502 | 0.21249 | 0.20065 | 0.18944 | 0.17889
Year commencing | 2019-07-01 | 2020-07-01 | 2021-07-01 | 2022-07-01 | 2023-07-01 | 2024-07-01 | 2025-07-01 | 2026-07-01 | 2027-07-01 | 2028-07-01 | 2029-07-01 | 2030-07-01 | 2031-07-01 | 2032-07-01 | 2033-07-01 | 2034-07-01 | 2035-07-01 | 2036-07-01 | 2037-07-01 | 2038-07-01 | 2039-07-01 | 2040-07-01 | 2041-07-01 | 2042-07-01 | 2043-07-01 | 2044-07-01 | 2045-07-01 | 2046-07-01 | 2047-07-01 | 2048-07-01 | 2049-07-01
Period | 2019-20 | 2020-21 | 2021-22 | 2022-23 | 2023-24 | 2024-25 | 2025-26 | 2026-27 | 2027-28 | 2028-29 | 2029-30 | 2030-31 | 2031-32 | 2032-33 | 2033-34 | 2034-35 | 2035-36 | 2036-37 | 2037-38 | 2038-39 | 2039-40 | 2040-41 | 2041-42 | 2042-43 | 2043-44 | 2044-45 | 2045-46 | 2046-47 | 2047-48 | 2048-49 | 2049-50
Market benefits (PV at 2025) | 0 | 2.7446 | -1.2259 | -5.1026 | 4.252 | 15.8639 | 6.9587 | -9.8162 | -19.8564 | 13.3884 | 19.0769 | 157.5966 | 156.7213 | 232.0616 | 225.8216 | 145.8519 | 310.1045 | 247.594 | 273.2 | 244.36 | 346.0059 | 419.3915 | 382.4703 | 324.6104 | 364.2702 | 350.7682 | 315.7007 | 318.1862 | 306.9646 | 391.9094 | 439.9901
Market benefits (PV at 2019) | 0 | 1.9452 | -0.86887 | -3.6164 | 3.0136 | 11.2434 | 4.9319 | -6.9571 | -14.0731 | 9.4889 | 13.5206 | 111.6952 | 111.0749 | 164.4717 | 160.0492 | 103.3713 | 219.7839 | 175.4801 | 193.6281 | 173.1881 | 245.2287 | 297.2402 | 271.0725 | 230.0648 | 258.1734 | 248.6039 | 223.7502 | 225.5118 | 217.5585 | 277.7625 | 311.8392
Market benefits (undiscounted) | 0 | 2.0603 | -0.97457 | -4.2957 | 3.7908 | 14.9801 | 6.9587 | -10.3953 | -22.2686 | 15.9032 | 23.9972 | 209.9398 | 221.0914 | 346.746 | 357.3302 | 244.4062 | 550.3058 | 465.3721 | 543.7969 | 515.089 | 772.3809 | 991.5895 | 957.648 | 860.7293 | 1022.878 | 1043.2406 | 994.3419 | 1061.2986 | 1084.2776 | 1466.2298 | 1743.232
FCAS benefits | 0 | 0 | 0 | 0 | 0 | 0 | 0 | 0 | 0 | 0 | 0 | 16.0483 | 16.1357 | 16.2239 | 16.3131 | 16.4031 | 16.494 | 16.5858 | 16.6786 | 16.7723 | 16.8669 | 16.9625 | 17.059 | 17.1565 | 17.2549 | 17.3544 | 17.4548 | 17.5563 | 17.6587 | 17.7622 | 17.8667
Total benefits | 0 | 2.0603 | -0.97457 | -4.2957 | 3.7908 | 14.9801 | 6.9587 | -10.3953 | -22.2686 | 15.9032 | 23.9972 | 225.9881 | 237.2271 | 362.9699 | 373.6432 | 260.8093 | 566.7998 | 481.9579 | 560.4755 | 531.8612 | 789.2478 | 1008.5519 | 974.707 | 877.8857 | 1040.1329 | 1060.5949 | 1011.7968 | 1078.8548 | 1101.9363 | 1483.992 | 1761.0988
Total annualised costs | 0 | 0 | 0 | 0 | 0 | 0 | 0 | 0 | 0 | 0 | 0 | 96.6596 | 96.6596 | 193.3193 | 193.3193 | 193.3193 | 193.3193 | 193.3193 | 193.3193 | 193.3193 | 193.3193 | 193.3193 | 193.3193 | 193.3193 | 193.3193 | 193.3193 | 193.3193 | 193.3193 | 193.3193 | 193.3193 | 193.3193
PV total benefits | 2019-07-01: 4347.2879
PV total costs | 2019-07-01: 1159.1314
Net market benefit | 2019-07-01: 3188.1565

## Option 9
Option 9 - Net Market Benefit evaluation
Option 9: 600 MW in 2028
Discount rate= | 5.9%
All values shown are $ millions expressed in 2019 terms
Option 9: 600 MW in 2028
Scenario: | 1. Global slowdown
t= | 0 | 1 | 2 | 3 | 4 | 5 | 6 | 7 | 8 | 9 | 10 | 11 | 12 | 13 | 14 | 15 | 16 | 17 | 18 | 19 | 20 | 21 | 22 | 23 | 24 | 25 | 26 | 27 | 28 | 29 | 30
Discount factor | 1 | 0.94414 | 0.89154 | 0.84187 | 0.79496 | 0.75056 | 0.70874 | 0.66926 | 0.63197 | 0.59667 | 0.56342 | 0.53203 | 0.50239 | 0.47433 | 0.4479 | 0.42295 | 0.39939 | 0.37707 | 0.35607 | 0.33623 | 0.3175 | 0.29976 | 0.28306 | 0.26729 | 0.2524 | 0.2383 | 0.22502 | 0.21249 | 0.20065 | 0.18944 | 0.17889
Year commencing | 2019-07-01 | 2020-07-01 | 2021-07-01 | 2022-07-01 | 2023-07-01 | 2024-07-01 | 2025-07-01 | 2026-07-01 | 2027-07-01 | 2028-07-01 | 2029-07-01 | 2030-07-01 | 2031-07-01 | 2032-07-01 | 2033-07-01 | 2034-07-01 | 2035-07-01 | 2036-07-01 | 2037-07-01 | 2038-07-01 | 2039-07-01 | 2040-07-01 | 2041-07-01 | 2042-07-01 | 2043-07-01 | 2044-07-01 | 2045-07-01 | 2046-07-01 | 2047-07-01 | 2048-07-01 | 2049-07-01
Period | 2019-20 | 2020-21 | 2021-22 | 2022-23 | 2023-24 | 2024-25 | 2025-26 | 2026-27 | 2027-28 | 2028-29 | 2029-30 | 2030-31 | 2031-32 | 2032-33 | 2033-34 | 2034-35 | 2035-36 | 2036-37 | 2037-38 | 2038-39 | 2039-40 | 2040-41 | 2041-42 | 2042-43 | 2043-44 | 2044-45 | 2045-46 | 2046-47 | 2047-48 | 2048-49 | 2049-50
Market benefits (PV at 2025) | 0 | 8.6119 | 2.2463 | 2.5452 | 3.7337 | 1.4828 | -16.9788 | -42.5525 | -16.7866 | 27.3319 | 123.221 | 68.9221 | 112.6452 | 83.4111 | 110.122 | 83.2093 | 135.834 | 136.4822 | 102.1141 | 103.6308 | 89.6141 | 96.0681 | 114.7468 | 88.9205 | 97.9321 | 91.5265 | 81.4119 | 79.0153 | 46.0412 | 52.6392 | 72.914
Market benefits (PV at 2019) | 0 | 6.1036 | 1.592 | 1.8039 | 2.6462 | 1.0509 | -12.0336 | -30.1587 | -11.8974 | 19.3712 | 87.3318 | 48.8479 | 79.8363 | 59.1169 | 78.048 | 58.9739 | 96.2712 | 96.7306 | 72.3725 | 73.4474 | 63.5132 | 68.0875 | 81.3258 | 63.0217 | 69.4085 | 64.8686 | 57.7 | 56.0014 | 32.6313 | 37.3076 | 51.6771
Market benefits (undiscounted) | 0 | 6.4648 | 1.7857 | 2.1427 | 3.3287 | 1.4002 | -16.9788 | -45.0631 | -18.8258 | 32.4658 | 155.0018 | 91.8135 | 158.912 | 124.6328 | 174.2521 | 139.435 | 241.0485 | 256.5288 | 203.2553 | 218.4444 | 200.0434 | 227.1389 | 287.3088 | 235.7795 | 274.9952 | 272.2145 | 256.4176 | 263.5527 | 162.6293 | 196.9362 | 288.8836
FCAS benefits | 0 | 0 | 0 | 0 | 0 | 0 | 0 | 0 | 0 | 15.8761 | 15.9618 | 16.0483 | 16.1357 | 16.2239 | 16.3131 | 16.4031 | 16.494 | 16.5858 | 16.6786 | 16.7723 | 16.8669 | 16.9625 | 17.059 | 17.1565 | 17.2549 | 17.3544 | 17.4548 | 17.5563 | 17.6587 | 17.7622 | 17.8667
Total benefits | 0 | 6.4648 | 1.7857 | 2.1427 | 3.3287 | 1.4002 | -16.9788 | -45.0631 | -18.8258 | 48.3419 | 170.9636 | 107.8618 | 175.0477 | 140.8567 | 190.5652 | 155.8381 | 257.5425 | 273.1147 | 219.9339 | 235.2167 | 216.9103 | 244.1014 | 304.3677 | 252.936 | 292.2501 | 289.5689 | 273.8724 | 281.1089 | 180.288 | 214.6984 | 306.7503
Total annualised costs | 0 | 0 | 0 | 0 | 0 | 0 | 0 | 0 | 0 | 110.2063 | 110.2063 | 110.2063 | 110.2063 | 110.2063 | 110.2063 | 110.2063 | 110.2063 | 110.2063 | 110.2063 | 110.2063 | 110.2063 | 110.2063 | 110.2063 | 110.2063 | 110.2063 | 110.2063 | 110.2063 | 110.2063 | 110.2063 | 110.2063 | 110.2063
PV total benefits | 2019-07-01: 1502.5751
PV total costs | 2019-07-01: 845.6403
Net market benefit | 2019-07-01: 656.9348
Option 9: 600 MW in 2028
Scenario: | 2019-07-01: 2. Status quo / current policy
t= | 0 | 1 | 2 | 3 | 4 | 5 | 6 | 7 | 8 | 9 | 10 | 11 | 12 | 13 | 14 | 15 | 16 | 17 | 18 | 19 | 20 | 21 | 22 | 23 | 24 | 25 | 26 | 27 | 28 | 29 | 30
Discount factor | 1 | 0.94414 | 0.89154 | 0.84187 | 0.79496 | 0.75056 | 0.70874 | 0.66926 | 0.63197 | 0.59667 | 0.56342 | 0.53203 | 0.50239 | 0.47433 | 0.4479 | 0.42295 | 0.39939 | 0.37707 | 0.35607 | 0.33623 | 0.3175 | 0.29976 | 0.28306 | 0.26729 | 0.2524 | 0.2383 | 0.22502 | 0.21249 | 0.20065 | 0.18944 | 0.17889
Year commencing | 2019-07-01 | 2020-07-01 | 2021-07-01 | 2022-07-01 | 2023-07-01 | 2024-07-01 | 2025-07-01 | 2026-07-01 | 2027-07-01 | 2028-07-01 | 2029-07-01 | 2030-07-01 | 2031-07-01 | 2032-07-01 | 2033-07-01 | 2034-07-01 | 2035-07-01 | 2036-07-01 | 2037-07-01 | 2038-07-01 | 2039-07-01 | 2040-07-01 | 2041-07-01 | 2042-07-01 | 2043-07-01 | 2044-07-01 | 2045-07-01 | 2046-07-01 | 2047-07-01 | 2048-07-01 | 2049-07-01
Period | 2019-20 | 2020-21 | 2021-22 | 2022-23 | 2023-24 | 2024-25 | 2025-26 | 2026-27 | 2027-28 | 2028-29 | 2029-30 | 2030-31 | 2031-32 | 2032-33 | 2033-34 | 2034-35 | 2035-36 | 2036-37 | 2037-38 | 2038-39 | 2039-40 | 2040-41 | 2041-42 | 2042-43 | 2043-44 | 2044-45 | 2045-46 | 2046-47 | 2047-48 | 2048-49 | 2049-50
Market benefits (PV at 2025) | 0 | 2.4514 | 5.8173 | 13.3041 | 5.5039 | -3.0149 | -22.0828 | -19.0974 | -31.0235 | 58.724 | 100.57 | 68.1147 | 129.5978 | 106.5898 | 113.8335 | 49.2932 | 127.9441 | 108.0794 | 115.3179 | 121.0393 | 67.7142 | 66.4716 | 104.7891 | 94.4127 | 96.3358 | 79.7792 | 74.4986 | 74.088 | 43.6487 | 41.091 | 73.7957
Market benefits (PV at 2019) | 0 | 1.7374 | 4.123 | 9.4292 | 3.9008 | -2.1368 | -15.651 | -13.5351 | -21.9876 | 41.6201 | 71.2781 | 48.2757 | 91.8513 | 75.5446 | 80.6785 | 34.9361 | 90.6793 | 76.6004 | 81.7306 | 85.7855 | 47.9919 | 47.1112 | 74.2684 | 66.9142 | 68.2772 | 56.5428 | 52.8002 | 52.5092 | 30.9356 | 29.1229 | 52.3021
Market benefits (undiscounted) | 0 | 1.8402 | 4.6246 | 11.2003 | 4.9069 | -2.8469 | -22.0828 | -20.2241 | -34.7922 | 69.7544 | 126.5087 | 90.7379 | 182.8275 | 159.2663 | 180.1251 | 82.6013 | 227.0472 | 203.1437 | 229.537 | 255.1399 | 151.1569 | 157.1623 | 262.3761 | 250.3425 | 270.5128 | 237.276 | 234.6434 | 247.1178 | 154.1784 | 153.7317 | 292.3771
FCAS benefits | 0 | 0 | 0 | 0 | 0 | 0 | 0 | 0 | 0 | 15.8761 | 15.9618 | 16.0483 | 16.1357 | 16.2239 | 16.3131 | 16.4031 | 16.494 | 16.5858 | 16.6786 | 16.7723 | 16.8669 | 16.9625 | 17.059 | 17.1565 | 17.2549 | 17.3544 | 17.4548 | 17.5563 | 17.6587 | 17.7622 | 17.8667
Total benefits | 0 | 1.8402 | 4.6246 | 11.2003 | 4.9069 | -2.8469 | -22.0828 | -20.2241 | -34.7922 | 85.6305 | 142.4705 | 106.7862 | 198.9632 | 175.4903 | 196.4382 | 99.0044 | 243.5412 | 219.7295 | 246.2156 | 271.9122 | 168.0238 | 174.1248 | 279.4351 | 267.4989 | 287.7677 | 254.6304 | 252.0982 | 264.6741 | 171.8371 | 171.4939 | 310.2439
Total annualised costs | 0 | 0 | 0 | 0 | 0 | 0 | 0 | 0 | 0 | 110.2063 | 110.2063 | 110.2063 | 110.2063 | 110.2063 | 110.2063 | 110.2063 | 110.2063 | 110.2063 | 110.2063 | 110.2063 | 110.2063 | 110.2063 | 110.2063 | 110.2063 | 110.2063 | 110.2063 | 110.2063 | 110.2063 | 110.2063 | 110.2063 | 110.2063
PV total benefits | 2019-07-01: 1451.2134
PV total costs | 2019-07-01: 845.6403
Net market benefit | 2019-07-01: 605.5731
Option 9: 600 MW in 2028
Scenario: | 2019-07-01: 3. Sustained renewables uptake
t= | 0 | 1 | 2 | 3 | 4 | 5 | 6 | 7 | 8 | 9 | 10 | 11 | 12 | 13 | 14 | 15 | 16 | 17 | 18 | 19 | 20 | 21 | 22 | 23 | 24 | 25 | 26 | 27 | 28 | 29 | 30
Discount factor | 1 | 0.94414 | 0.89154 | 0.84187 | 0.79496 | 0.75056 | 0.70874 | 0.66926 | 0.63197 | 0.59667 | 0.56342 | 0.53203 | 0.50239 | 0.47433 | 0.4479 | 0.42295 | 0.39939 | 0.37707 | 0.35607 | 0.33623 | 0.3175 | 0.29976 | 0.28306 | 0.26729 | 0.2524 | 0.2383 | 0.22502 | 0.21249 | 0.20065 | 0.18944 | 0.17889
Year commencing | 2019-07-01 | 2020-07-01 | 2021-07-01 | 2022-07-01 | 2023-07-01 | 2024-07-01 | 2025-07-01 | 2026-07-01 | 2027-07-01 | 2028-07-01 | 2029-07-01 | 2030-07-01 | 2031-07-01 | 2032-07-01 | 2033-07-01 | 2034-07-01 | 2035-07-01 | 2036-07-01 | 2037-07-01 | 2038-07-01 | 2039-07-01 | 2040-07-01 | 2041-07-01 | 2042-07-01 | 2043-07-01 | 2044-07-01 | 2045-07-01 | 2046-07-01 | 2047-07-01 | 2048-07-01 | 2049-07-01
Period | 2019-20 | 2020-21 | 2021-22 | 2022-23 | 2023-24 | 2024-25 | 2025-26 | 2026-27 | 2027-28 | 2028-29 | 2029-30 | 2030-31 | 2031-32 | 2032-33 | 2033-34 | 2034-35 | 2035-36 | 2036-37 | 2037-38 | 2038-39 | 2039-40 | 2040-41 | 2041-42 | 2042-43 | 2043-44 | 2044-45 | 2045-46 | 2046-47 | 2047-48 | 2048-49 | 2049-50
Market benefits (PV at 2025) | 0 | -0.1137 | 3.1398 | 3.9917 | 5.9837 | 7.1409 | -8.4354 | -15.6488 | -42.4366 | 143.2861 | 129.7576 | 158.4748 | 112.4129 | 135.5792 | 152.9035 | 76.576 | 137.0736 | 111.7609 | 111.5517 | 122.1105 | 65.847 | 53.9882 | 102.0191 | 87.3864 | 101.3949 | 82.543 | 64.2153 | 74.496 | 44.9979 | 40.7889 | 73.6887
Market benefits (PV at 2019) | 0 | -0.080582 | 2.2253 | 2.8291 | 4.2409 | 5.0611 | -5.9785 | -11.091 | -30.0766 | 101.5528 | 91.9646 | 112.3176 | 79.6717 | 96.0906 | 108.369 | 54.2726 | 97.1497 | 79.2095 | 79.0613 | 86.5448 | 46.6685 | 38.2637 | 72.3051 | 61.9344 | 71.8628 | 58.5016 | 45.5121 | 52.7984 | 31.8919 | 28.9088 | 52.2263
Market benefits (undiscounted) | 0 | -0.085349 | 2.4961 | 3.3605 | 5.3347 | 6.7431 | -8.4354 | -16.5721 | -47.5918 | 170.2003 | 163.2244 | 211.1097 | 158.5843 | 202.5822 | 241.9477 | 128.3195 | 243.2482 | 210.0632 | 222.0407 | 257.3981 | 146.9887 | 127.6471 | 255.4403 | 231.7118 | 284.7188 | 245.4961 | 202.2549 | 248.4786 | 158.9442 | 152.6014 | 291.9532
FCAS benefits | 0 | 0 | 0 | 0 | 0 | 0 | 0 | 0 | 0 | 15.8761 | 15.9618 | 16.0483 | 16.1357 | 16.2239 | 16.3131 | 16.4031 | 16.494 | 16.5858 | 16.6786 | 16.7723 | 16.8669 | 16.9625 | 17.059 | 17.1565 | 17.2549 | 17.3544 | 17.4548 | 17.5563 | 17.6587 | 17.7622 | 17.8667
Total benefits | 0 | -0.085349 | 2.4961 | 3.3605 | 5.3347 | 6.7431 | -8.4354 | -16.5721 | -47.5918 | 186.0764 | 179.1861 | 227.158 | 174.72 | 218.8061 | 258.2608 | 144.7226 | 259.7423 | 226.649 | 238.7193 | 274.1703 | 163.8556 | 144.6096 | 272.4993 | 248.8683 | 301.9737 | 262.8504 | 219.7097 | 266.0348 | 176.6029 | 170.3636 | 309.82
Total annualised costs | 0 | 0 | 0 | 0 | 0 | 0 | 0 | 0 | 0 | 110.2063 | 110.2063 | 110.2063 | 110.2063 | 110.2063 | 110.2063 | 110.2063 | 110.2063 | 110.2063 | 110.2063 | 110.2063 | 110.2063 | 110.2063 | 110.2063 | 110.2063 | 110.2063 | 110.2063 | 110.2063 | 110.2063 | 110.2063 | 110.2063 | 110.2063
PV total benefits | 2019-07-01: 1641.7852
PV total costs | 2019-07-01: 845.6403
Net market benefit | 2019-07-01: 796.1449
Option 9: 600 MW in 2028
Scenario: | 2019-07-01: 4. Accelerated transition to low emissions future
t= | 0 | 1 | 2 | 3 | 4 | 5 | 6 | 7 | 8 | 9 | 10 | 11 | 12 | 13 | 14 | 15 | 16 | 17 | 18 | 19 | 20 | 21 | 22 | 23 | 24 | 25 | 26 | 27 | 28 | 29 | 30
Discount factor | 1 | 0.94414 | 0.89154 | 0.84187 | 0.79496 | 0.75056 | 0.70874 | 0.66926 | 0.63197 | 0.59667 | 0.56342 | 0.53203 | 0.50239 | 0.47433 | 0.4479 | 0.42295 | 0.39939 | 0.37707 | 0.35607 | 0.33623 | 0.3175 | 0.29976 | 0.28306 | 0.26729 | 0.2524 | 0.2383 | 0.22502 | 0.21249 | 0.20065 | 0.18944 | 0.17889
Year commencing | 2019-07-01 | 2020-07-01 | 2021-07-01 | 2022-07-01 | 2023-07-01 | 2024-07-01 | 2025-07-01 | 2026-07-01 | 2027-07-01 | 2028-07-01 | 2029-07-01 | 2030-07-01 | 2031-07-01 | 2032-07-01 | 2033-07-01 | 2034-07-01 | 2035-07-01 | 2036-07-01 | 2037-07-01 | 2038-07-01 | 2039-07-01 | 2040-07-01 | 2041-07-01 | 2042-07-01 | 2043-07-01 | 2044-07-01 | 2045-07-01 | 2046-07-01 | 2047-07-01 | 2048-07-01 | 2049-07-01
Period | 2019-20 | 2020-21 | 2021-22 | 2022-23 | 2023-24 | 2024-25 | 2025-26 | 2026-27 | 2027-28 | 2028-29 | 2029-30 | 2030-31 | 2031-32 | 2032-33 | 2033-34 | 2034-35 | 2035-36 | 2036-37 | 2037-38 | 2038-39 | 2039-40 | 2040-41 | 2041-42 | 2042-43 | 2043-44 | 2044-45 | 2045-46 | 2046-47 | 2047-48 | 2048-49 | 2049-50
Market benefits (PV at 2025) | 0 | 1.1628 | -0.88713 | -5.8408 | 4.4487 | 13.8437 | -4.6532 | -35.9091 | -12.916 | 156.7588 | 122.0346 | 118.5312 | 112.952 | 130.0784 | 147.2672 | 78.7051 | 156.2472 | 128.2143 | 138.6407 | 141.4073 | 171.1277 | 183.8775 | 176.904 | 136.3673 | 165.2229 | 159.6077 | 148.5347 | 155.1997 | 149.8282 | 181.9207 | 221.6048
Market benefits (PV at 2019) | 0 | 0.82409 | -0.62875 | -4.1396 | 3.1529 | 9.8116 | -3.2979 | -25.4503 | -9.1541 | 111.1015 | 86.491 | 84.008 | 80.0538 | 92.1919 | 104.3743 | 55.7815 | 110.7389 | 90.8708 | 98.2604 | 100.2212 | 121.2853 | 130.3216 | 125.3792 | 96.6492 | 117.1003 | 113.1206 | 105.2727 | 109.9965 | 106.1894 | 128.9348 | 157.0605
Market benefits (undiscounted) | 0 | 0.87285 | -0.70524 | -4.9172 | 3.9661 | 13.0724 | -4.6532 | -38.0278 | -14.485 | 186.2036 | 153.5094 | 157.8995 | 159.3448 | 194.3628 | 233.029 | 131.8872 | 277.2735 | 240.9886 | 275.9604 | 298.0739 | 382.0045 | 434.7513 | 442.9409 | 361.5884 | 463.9492 | 474.6987 | 467.8302 | 517.6631 | 529.2314 | 680.6103 | 877.9938
FCAS benefits | 0 | 0 | 0 | 0 | 0 | 0 | 0 | 0 | 0 | 15.8761 | 15.9618 | 16.0483 | 16.1357 | 16.2239 | 16.3131 | 16.4031 | 16.494 | 16.5858 | 16.6786 | 16.7723 | 16.8669 | 16.9625 | 17.059 | 17.1565 | 17.2549 | 17.3544 | 17.4548 | 17.5563 | 17.6587 | 17.7622 | 17.8667
Total benefits | 0 | 0.87285 | -0.70524 | -4.9172 | 3.9661 | 13.0724 | -4.6532 | -38.0278 | -14.485 | 202.0797 | 169.4712 | 173.9478 | 175.4805 | 210.5868 | 249.3421 | 148.2903 | 293.7675 | 257.5744 | 292.639 | 314.8462 | 398.8714 | 451.7138 | 459.9998 | 378.7449 | 481.2041 | 492.0531 | 485.285 | 535.2193 | 546.8902 | 698.3725 | 895.8605
Total annualised costs | 0 | 0 | 0 | 0 | 0 | 0 | 0 | 0 | 0 | 110.2063 | 110.2063 | 110.2063 | 110.2063 | 110.2063 | 110.2063 | 110.2063 | 110.2063 | 110.2063 | 110.2063 | 110.2063 | 110.2063 | 110.2063 | 110.2063 | 110.2063 | 110.2063 | 110.2063 | 110.2063 | 110.2063 | 110.2063 | 110.2063 | 110.2063
PV total benefits | 2019-07-01: 2424.0988
PV total costs | 2019-07-01: 845.6403
Net market benefit | 2019-07-01: 1578.4585

## Option 10
Option 10 - Net Market Benefit evaluation
Option 10: 750 MW in 2028
Discount rate= | 5.9%
All values shown are $ millions expressed in 2019 terms
Option 10: 750 MW in 2028
Scenario: | 1. Global slowdown
t= | 0 | 1 | 2 | 3 | 4 | 5 | 6 | 7 | 8 | 9 | 10 | 11 | 12 | 13 | 14 | 15 | 16 | 17 | 18 | 19 | 20 | 21 | 22 | 23 | 24 | 25 | 26 | 27 | 28 | 29 | 30
Discount factor | 1 | 0.94414 | 0.89154 | 0.84187 | 0.79496 | 0.75056 | 0.70874 | 0.66926 | 0.63197 | 0.59667 | 0.56342 | 0.53203 | 0.50239 | 0.47433 | 0.4479 | 0.42295 | 0.39939 | 0.37707 | 0.35607 | 0.33623 | 0.3175 | 0.29976 | 0.28306 | 0.26729 | 0.2524 | 0.2383 | 0.22502 | 0.21249 | 0.20065 | 0.18944 | 0.17889
Year commencing | 2019-07-01 | 2020-07-01 | 2021-07-01 | 2022-07-01 | 2023-07-01 | 2024-07-01 | 2025-07-01 | 2026-07-01 | 2027-07-01 | 2028-07-01 | 2029-07-01 | 2030-07-01 | 2031-07-01 | 2032-07-01 | 2033-07-01 | 2034-07-01 | 2035-07-01 | 2036-07-01 | 2037-07-01 | 2038-07-01 | 2039-07-01 | 2040-07-01 | 2041-07-01 | 2042-07-01 | 2043-07-01 | 2044-07-01 | 2045-07-01 | 2046-07-01 | 2047-07-01 | 2048-07-01 | 2049-07-01
Period | 2019-20 | 2020-21 | 2021-22 | 2022-23 | 2023-24 | 2024-25 | 2025-26 | 2026-27 | 2027-28 | 2028-29 | 2029-30 | 2030-31 | 2031-32 | 2032-33 | 2033-34 | 2034-35 | 2035-36 | 2036-37 | 2037-38 | 2038-39 | 2039-40 | 2040-41 | 2041-42 | 2042-43 | 2043-44 | 2044-45 | 2045-46 | 2046-47 | 2047-48 | 2048-49 | 2049-50
Market benefits (PV at 2025) | 0 | 8.643 | 2.2101 | 2.6426 | 3.7232 | 1.4402 | -20.2917 | -49.3883 | -18.6844 | 15.6902 | 132.3217 | 68.418 | 129.6 | 91.1951 | 122.1442 | 106.991 | 157.2471 | 151.4096 | 117.2341 | 116.0655 | 98.4496 | 98.7191 | 130.8643 | 99.2008 | 110.4712 | 100.5961 | 88.3634 | 93.0784 | 46.9608 | 63.0021 | 88.7623
Market benefits (PV at 2019) | 0 | 6.1257 | 1.5664 | 1.8729 | 2.6388 | 1.0208 | -14.3815 | -35.0036 | -13.2424 | 11.1203 | 93.7819 | 48.4907 | 91.8529 | 64.6337 | 86.5687 | 75.8289 | 111.4476 | 107.3103 | 83.0886 | 82.2604 | 69.7753 | 69.9663 | 92.749 | 70.3077 | 78.2955 | 71.2966 | 62.6268 | 65.9685 | 33.2831 | 44.6522 | 62.9095
Market benefits (undiscounted) | 0 | 6.4881 | 1.757 | 2.2247 | 3.3193 | 1.36 | -20.2917 | -52.3022 | -20.9543 | 18.6373 | 166.4498 | 91.142 | 182.8307 | 136.2635 | 193.2756 | 179.2863 | 279.0479 | 284.5861 | 233.3512 | 244.6556 | 219.7667 | 233.4067 | 327.6645 | 263.0384 | 310.2052 | 299.1888 | 278.3126 | 310.4595 | 165.8777 | 235.7062 | 351.6744
FCAS benefits | 0 | 0 | 0 | 0 | 0 | 0 | 0 | 0 | 0 | 15.8761 | 15.9618 | 16.0483 | 16.1357 | 16.2239 | 16.3131 | 16.4031 | 16.494 | 16.5858 | 16.6786 | 16.7723 | 16.8669 | 16.9625 | 17.059 | 17.1565 | 17.2549 | 17.3544 | 17.4548 | 17.5563 | 17.6587 | 17.7622 | 17.8667
Total benefits | 0 | 6.4881 | 1.757 | 2.2247 | 3.3193 | 1.36 | -20.2917 | -52.3022 | -20.9543 | 34.5135 | 182.4115 | 107.1902 | 198.9663 | 152.4874 | 209.5887 | 195.6894 | 295.5419 | 301.1719 | 250.0298 | 261.4279 | 236.6336 | 250.3691 | 344.7235 | 280.1949 | 327.4601 | 316.5432 | 295.7674 | 328.0158 | 183.5364 | 253.4684 | 369.5412
Total annualised costs | 0 | 0 | 0 | 0 | 0 | 0 | 0 | 0 | 0 | 116.3465 | 116.3465 | 116.3465 | 116.3465 | 116.3465 | 116.3465 | 116.3465 | 116.3465 | 116.3465 | 116.3465 | 116.3465 | 116.3465 | 116.3465 | 116.3465 | 116.3465 | 116.3465 | 116.3465 | 116.3465 | 116.3465 | 116.3465 | 116.3465 | 116.3465
PV total benefits | 2019-07-01: 1656.3889
PV total costs | 2019-07-01: 892.7559
Net market benefit | 2019-07-01: 763.633
Option 10: 750 MW in 2028
Scenario: | 2019-07-01: 2. Status quo / current policy
t= | 0 | 1 | 2 | 3 | 4 | 5 | 6 | 7 | 8 | 9 | 10 | 11 | 12 | 13 | 14 | 15 | 16 | 17 | 18 | 19 | 20 | 21 | 22 | 23 | 24 | 25 | 26 | 27 | 28 | 29 | 30
Discount factor | 1 | 0.94414 | 0.89154 | 0.84187 | 0.79496 | 0.75056 | 0.70874 | 0.66926 | 0.63197 | 0.59667 | 0.56342 | 0.53203 | 0.50239 | 0.47433 | 0.4479 | 0.42295 | 0.39939 | 0.37707 | 0.35607 | 0.33623 | 0.3175 | 0.29976 | 0.28306 | 0.26729 | 0.2524 | 0.2383 | 0.22502 | 0.21249 | 0.20065 | 0.18944 | 0.17889
Year commencing | 2019-07-01 | 2020-07-01 | 2021-07-01 | 2022-07-01 | 2023-07-01 | 2024-07-01 | 2025-07-01 | 2026-07-01 | 2027-07-01 | 2028-07-01 | 2029-07-01 | 2030-07-01 | 2031-07-01 | 2032-07-01 | 2033-07-01 | 2034-07-01 | 2035-07-01 | 2036-07-01 | 2037-07-01 | 2038-07-01 | 2039-07-01 | 2040-07-01 | 2041-07-01 | 2042-07-01 | 2043-07-01 | 2044-07-01 | 2045-07-01 | 2046-07-01 | 2047-07-01 | 2048-07-01 | 2049-07-01
Period | 2019-20 | 2020-21 | 2021-22 | 2022-23 | 2023-24 | 2024-25 | 2025-26 | 2026-27 | 2027-28 | 2028-29 | 2029-30 | 2030-31 | 2031-32 | 2032-33 | 2033-34 | 2034-35 | 2035-36 | 2036-37 | 2037-38 | 2038-39 | 2039-40 | 2040-41 | 2041-42 | 2042-43 | 2043-44 | 2044-45 | 2045-46 | 2046-47 | 2047-48 | 2048-49 | 2049-50
Market benefits (PV at 2025) | 0 | 4.4732 | 5.5951 | 13.099 | 5.2945 | -3.2208 | -22.3432 | -19.3087 | -30.7392 | 53.1787 | 112.2556 | 75.0969 | 143.3849 | 114.6226 | 123.2102 | 55.5064 | 154.3138 | 128.1528 | 131.9936 | 139.3796 | 82.0597 | 72.9316 | 119.2871 | 111.5048 | 112.5144 | 95.5205 | 86.7989 | 88.6962 | 54.8824 | 53.5733 | 84.9624
Market benefits (PV at 2019) | 0 | 3.1703 | 3.9655 | 9.2838 | 3.7525 | -2.2827 | -15.8355 | -13.6849 | -21.7861 | 37.6899 | 79.5602 | 53.2243 | 101.6228 | 81.2378 | 87.3242 | 39.3397 | 109.3686 | 90.8272 | 93.5494 | 98.7841 | 58.1591 | 51.6896 | 84.5437 | 79.0281 | 79.7436 | 67.6993 | 61.518 | 62.8626 | 38.8974 | 37.9697 | 60.2163
Market benefits (undiscounted) | 0 | 3.3579 | 4.4479 | 11.0276 | 4.7203 | -3.0414 | -22.3432 | -20.4479 | -34.4734 | 63.1675 | 141.2083 | 100.0392 | 202.2774 | 171.2688 | 194.9624 | 93.0129 | 273.8425 | 240.8732 | 262.7297 | 293.7996 | 183.18 | 172.436 | 298.6769 | 295.6635 | 315.9427 | 284.0931 | 273.3849 | 295.8428 | 193.8586 | 200.4311 | 336.6191
FCAS benefits | 0 | 0 | 0 | 0 | 0 | 0 | 0 | 0 | 0 | 15.8761 | 15.9618 | 16.0483 | 16.1357 | 16.2239 | 16.3131 | 16.4031 | 16.494 | 16.5858 | 16.6786 | 16.7723 | 16.8669 | 16.9625 | 17.059 | 17.1565 | 17.2549 | 17.3544 | 17.4548 | 17.5563 | 17.6587 | 17.7622 | 17.8667
Total benefits | 0 | 3.3579 | 4.4479 | 11.0276 | 4.7203 | -3.0414 | -22.3432 | -20.4479 | -34.4734 | 79.0436 | 157.1701 | 116.0875 | 218.413 | 187.4927 | 211.2755 | 109.416 | 290.3365 | 257.459 | 279.4083 | 310.5719 | 200.0469 | 189.3985 | 315.7359 | 312.8199 | 333.1976 | 301.4475 | 290.8397 | 313.3991 | 211.5173 | 218.1933 | 354.4859
Total annualised costs | 0 | 0 | 0 | 0 | 0 | 0 | 0 | 0 | 0 | 116.3465 | 116.3465 | 116.3465 | 116.3465 | 116.3465 | 116.3465 | 116.3465 | 116.3465 | 116.3465 | 116.3465 | 116.3465 | 116.3465 | 116.3465 | 116.3465 | 116.3465 | 116.3465 | 116.3465 | 116.3465 | 116.3465 | 116.3465 | 116.3465 | 116.3465
PV total benefits | 2019-07-01: 1649.016
PV total costs | 2019-07-01: 892.7559
Net market benefit | 2019-07-01: 756.2601
Option 10: 750 MW in 2028
Scenario: | 2019-07-01: 3. Sustained renewables uptake
t= | 0 | 1 | 2 | 3 | 4 | 5 | 6 | 7 | 8 | 9 | 10 | 11 | 12 | 13 | 14 | 15 | 16 | 17 | 18 | 19 | 20 | 21 | 22 | 23 | 24 | 25 | 26 | 27 | 28 | 29 | 30
Discount factor | 1 | 0.94414 | 0.89154 | 0.84187 | 0.79496 | 0.75056 | 0.70874 | 0.66926 | 0.63197 | 0.59667 | 0.56342 | 0.53203 | 0.50239 | 0.47433 | 0.4479 | 0.42295 | 0.39939 | 0.37707 | 0.35607 | 0.33623 | 0.3175 | 0.29976 | 0.28306 | 0.26729 | 0.2524 | 0.2383 | 0.22502 | 0.21249 | 0.20065 | 0.18944 | 0.17889
Year commencing | 2019-07-01 | 2020-07-01 | 2021-07-01 | 2022-07-01 | 2023-07-01 | 2024-07-01 | 2025-07-01 | 2026-07-01 | 2027-07-01 | 2028-07-01 | 2029-07-01 | 2030-07-01 | 2031-07-01 | 2032-07-01 | 2033-07-01 | 2034-07-01 | 2035-07-01 | 2036-07-01 | 2037-07-01 | 2038-07-01 | 2039-07-01 | 2040-07-01 | 2041-07-01 | 2042-07-01 | 2043-07-01 | 2044-07-01 | 2045-07-01 | 2046-07-01 | 2047-07-01 | 2048-07-01 | 2049-07-01
Period | 2019-20 | 2020-21 | 2021-22 | 2022-23 | 2023-24 | 2024-25 | 2025-26 | 2026-27 | 2027-28 | 2028-29 | 2029-30 | 2030-31 | 2031-32 | 2032-33 | 2033-34 | 2034-35 | 2035-36 | 2036-37 | 2037-38 | 2038-39 | 2039-40 | 2040-41 | 2041-42 | 2042-43 | 2043-44 | 2044-45 | 2045-46 | 2046-47 | 2047-48 | 2048-49 | 2049-50
Market benefits (PV at 2025) | 0 | -0.10401 | 3.4545 | 4.1275 | 5.8483 | 6.9534 | -9.7715 | -18.7429 | -43.2633 | 166.1508 | 134.4678 | 173.3644 | 127.377 | 150.7753 | 172.3908 | 83.1605 | 155.674 | 128.4518 | 130.4912 | 146.0666 | 84.9784 | 67.7274 | 118.6883 | 104.9106 | 119.3753 | 96.1811 | 75.0378 | 88.8572 | 57.3137 | 53.2831 | 83.5801
Market benefits (PV at 2019) | 0 | -0.073715 | 2.4483 | 2.9253 | 4.145 | 4.9282 | -6.9255 | -13.2839 | -30.6625 | 117.7579 | 95.3029 | 122.8705 | 90.2774 | 106.8607 | 122.1805 | 58.9393 | 110.3326 | 91.0391 | 92.4845 | 103.5234 | 60.2277 | 48.0012 | 84.1193 | 74.3545 | 84.6062 | 68.1675 | 53.1824 | 62.9767 | 40.6206 | 37.764 | 59.2367
Market benefits (undiscounted) | 0 | -0.078076 | 2.7462 | 3.4748 | 5.214 | 6.566 | -9.7715 | -19.8487 | -48.519 | 197.3597 | 169.1493 | 230.9447 | 179.6946 | 225.2881 | 272.7836 | 139.3533 | 276.2562 | 241.435 | 259.739 | 307.8953 | 189.6953 | 160.1315 | 297.1777 | 278.1785 | 335.2083 | 286.0578 | 236.3418 | 296.3798 | 202.4467 | 199.3453 | 331.1426
FCAS benefits | 0 | 0 | 0 | 0 | 0 | 0 | 0 | 0 | 0 | 15.8761 | 15.9618 | 16.0483 | 16.1357 | 16.2239 | 16.3131 | 16.4031 | 16.494 | 16.5858 | 16.6786 | 16.7723 | 16.8669 | 16.9625 | 17.059 | 17.1565 | 17.2549 | 17.3544 | 17.4548 | 17.5563 | 17.6587 | 17.7622 | 17.8667
Total benefits | 0 | -0.078076 | 2.7462 | 3.4748 | 5.214 | 6.566 | -9.7715 | -19.8487 | -48.519 | 213.2358 | 185.1111 | 246.993 | 195.8303 | 241.512 | 289.0967 | 155.7564 | 292.7503 | 258.0209 | 276.4176 | 324.6675 | 206.5622 | 177.094 | 314.2367 | 295.335 | 352.4632 | 303.4122 | 253.7966 | 313.936 | 220.1054 | 217.1075 | 349.0093
Total annualised costs | 0 | 0 | 0 | 0 | 0 | 0 | 0 | 0 | 0 | 116.3465 | 116.3465 | 116.3465 | 116.3465 | 116.3465 | 116.3465 | 116.3465 | 116.3465 | 116.3465 | 116.3465 | 116.3465 | 116.3465 | 116.3465 | 116.3465 | 116.3465 | 116.3465 | 116.3465 | 116.3465 | 116.3465 | 116.3465 | 116.3465 | 116.3465
PV total benefits | 2019-07-01: 1875.9045
PV total costs | 2019-07-01: 892.7559
Net market benefit | 2019-07-01: 983.1486
Option 10: 750 MW in 2028
Scenario: | 2019-07-01: 4. Accelerated transition to low emissions future
t= | 0 | 1 | 2 | 3 | 4 | 5 | 6 | 7 | 8 | 9 | 10 | 11 | 12 | 13 | 14 | 15 | 16 | 17 | 18 | 19 | 20 | 21 | 22 | 23 | 24 | 25 | 26 | 27 | 28 | 29 | 30
Discount factor | 1 | 0.94414 | 0.89154 | 0.84187 | 0.79496 | 0.75056 | 0.70874 | 0.66926 | 0.63197 | 0.59667 | 0.56342 | 0.53203 | 0.50239 | 0.47433 | 0.4479 | 0.42295 | 0.39939 | 0.37707 | 0.35607 | 0.33623 | 0.3175 | 0.29976 | 0.28306 | 0.26729 | 0.2524 | 0.2383 | 0.22502 | 0.21249 | 0.20065 | 0.18944 | 0.17889
Year commencing | 2019-07-01 | 2020-07-01 | 2021-07-01 | 2022-07-01 | 2023-07-01 | 2024-07-01 | 2025-07-01 | 2026-07-01 | 2027-07-01 | 2028-07-01 | 2029-07-01 | 2030-07-01 | 2031-07-01 | 2032-07-01 | 2033-07-01 | 2034-07-01 | 2035-07-01 | 2036-07-01 | 2037-07-01 | 2038-07-01 | 2039-07-01 | 2040-07-01 | 2041-07-01 | 2042-07-01 | 2043-07-01 | 2044-07-01 | 2045-07-01 | 2046-07-01 | 2047-07-01 | 2048-07-01 | 2049-07-01
Period | 2019-20 | 2020-21 | 2021-22 | 2022-23 | 2023-24 | 2024-25 | 2025-26 | 2026-27 | 2027-28 | 2028-29 | 2029-30 | 2030-31 | 2031-32 | 2032-33 | 2033-34 | 2034-35 | 2035-36 | 2036-37 | 2037-38 | 2038-39 | 2039-40 | 2040-41 | 2041-42 | 2042-43 | 2043-44 | 2044-45 | 2045-46 | 2046-47 | 2047-48 | 2048-49 | 2049-50
Market benefits (PV at 2025) | 0 | 1.1713 | -1.1177 | -5.7136 | 3.8034 | 13.0739 | -6.1341 | -37.9139 | -15.0817 | 185.705 | 138.3557 | 128.8848 | 120.3437 | 143.5472 | 160.5754 | 88.8487 | 184.2739 | 146.7421 | 162.3285 | 168.6201 | 199.389 | 227.2514 | 216.9551 | 168.2711 | 203.1336 | 190.2613 | 176.0125 | 183.0425 | 176.6087 | 216.8727 | 262.8643
Market benefits (PV at 2019) | 0 | 0.83013 | -0.79217 | -4.0494 | 2.6956 | 9.266 | -4.3475 | -26.8712 | -10.689 | 131.6169 | 98.0584 | 91.346 | 85.2925 | 101.7379 | 113.8064 | 62.9708 | 130.6025 | 104.0022 | 115.0489 | 119.5081 | 141.3153 | 161.0625 | 153.7651 | 119.2607 | 143.9692 | 134.8461 | 124.7473 | 129.7298 | 125.1699 | 153.7067 | 186.3028
Market benefits (undiscounted) | 0 | 0.87925 | -0.88854 | -4.8101 | 3.3908 | 12.3456 | -6.1341 | -40.1509 | -16.9139 | 220.5869 | 174.04 | 171.6919 | 169.7724 | 214.488 | 254.0874 | 148.8851 | 327.009 | 275.8131 | 323.1104 | 355.4361 | 445.0915 | 537.3024 | 543.2229 | 446.1836 | 570.403 | 565.8674 | 554.375 | 610.5314 | 623.8271 | 811.3744 | 1041.4629
FCAS benefits | 0 | 0 | 0 | 0 | 0 | 0 | 0 | 0 | 0 | 15.8761 | 15.9618 | 16.0483 | 16.1357 | 16.2239 | 16.3131 | 16.4031 | 16.494 | 16.5858 | 16.6786 | 16.7723 | 16.8669 | 16.9625 | 17.059 | 17.1565 | 17.2549 | 17.3544 | 17.4548 | 17.5563 | 17.6587 | 17.7622 | 17.8667
Total benefits | 0 | 0.87925 | -0.88854 | -4.8101 | 3.3908 | 12.3456 | -6.1341 | -40.1509 | -16.9139 | 236.463 | 190.0018 | 187.7402 | 185.9081 | 230.7119 | 270.4004 | 165.2882 | 343.503 | 292.3989 | 339.789 | 372.2084 | 461.9584 | 554.2648 | 560.2819 | 463.3401 | 587.6579 | 583.2218 | 571.8299 | 628.0877 | 641.4858 | 829.1366 | 1059.3296
Total annualised costs | 0 | 0 | 0 | 0 | 0 | 0 | 0 | 0 | 0 | 116.3465 | 116.3465 | 116.3465 | 116.3465 | 116.3465 | 116.3465 | 116.3465 | 116.3465 | 116.3465 | 116.3465 | 116.3465 | 116.3465 | 116.3465 | 116.3465 | 116.3465 | 116.3465 | 116.3465 | 116.3465 | 116.3465 | 116.3465 | 116.3465 | 116.3465
PV total benefits | 2019-07-01: 2821.4
PV total costs | 2019-07-01: 892.7559
Net market benefit | 2019-07-01: 1928.6441

## Option 11
Option 11 - Net Market Benefit evaluation
Option 11: 600 MW in 2028 and 600 MW in 2032
Discount rate= | 5.9%
All values shown are $ millions expressed in 2019 terms
Option 11: 600 MW in 2028 and 600 MW in 2032
Scenario: | 1. Global slowdown
t= | 0 | 1 | 2 | 3 | 4 | 5 | 6 | 7 | 8 | 9 | 10 | 11 | 12 | 13 | 14 | 15 | 16 | 17 | 18 | 19 | 20 | 21 | 22 | 23 | 24 | 25 | 26 | 27 | 28 | 29 | 30
Discount factor | 1 | 0.94414 | 0.89154 | 0.84187 | 0.79496 | 0.75056 | 0.70874 | 0.66926 | 0.63197 | 0.59667 | 0.56342 | 0.53203 | 0.50239 | 0.47433 | 0.4479 | 0.42295 | 0.39939 | 0.37707 | 0.35607 | 0.33623 | 0.3175 | 0.29976 | 0.28306 | 0.26729 | 0.2524 | 0.2383 | 0.22502 | 0.21249 | 0.20065 | 0.18944 | 0.17889
Year commencing | 2019-07-01 | 2020-07-01 | 2021-07-01 | 2022-07-01 | 2023-07-01 | 2024-07-01 | 2025-07-01 | 2026-07-01 | 2027-07-01 | 2028-07-01 | 2029-07-01 | 2030-07-01 | 2031-07-01 | 2032-07-01 | 2033-07-01 | 2034-07-01 | 2035-07-01 | 2036-07-01 | 2037-07-01 | 2038-07-01 | 2039-07-01 | 2040-07-01 | 2041-07-01 | 2042-07-01 | 2043-07-01 | 2044-07-01 | 2045-07-01 | 2046-07-01 | 2047-07-01 | 2048-07-01 | 2049-07-01
Period | 2019-20 | 2020-21 | 2021-22 | 2022-23 | 2023-24 | 2024-25 | 2025-26 | 2026-27 | 2027-28 | 2028-29 | 2029-30 | 2030-31 | 2031-32 | 2032-33 | 2033-34 | 2034-35 | 2035-36 | 2036-37 | 2037-38 | 2038-39 | 2039-40 | 2040-41 | 2041-42 | 2042-43 | 2043-44 | 2044-45 | 2045-46 | 2046-47 | 2047-48 | 2048-49 | 2049-50
Market benefits (PV at 2025) | 0 | 11.1232 | 1.9161 | 2.1168 | 4.169 | 0.58201 | -18.9081 | -46.276 | -18.8695 | 9.8428 | 108.1767 | 48.2386 | 93.7011 | 101.3447 | 158.8218 | 154.9117 | 205.4123 | 196.7228 | 155.1057 | 143.79 | 108.5919 | 125.2392 | 162.1031 | 131.6899 | 146.9745 | 131.5385 | 100.342 | 129.0281 | 68.1233 | 83.7522 | 115.9269
Market benefits (PV at 2019) | 0 | 7.8835 | 1.358 | 1.5003 | 2.9547 | 0.41249 | -13.4009 | -32.7977 | -13.3736 | 6.976 | 76.6693 | 34.1887 | 66.4099 | 71.8272 | 112.5636 | 109.7923 | 145.5842 | 139.4256 | 109.9299 | 101.9099 | 76.9636 | 88.7622 | 114.8892 | 93.3341 | 104.167 | 93.2268 | 71.1165 | 91.4475 | 48.2818 | 59.3586 | 82.1622
Market benefits (undiscounted) | 0 | 8.3499 | 1.5232 | 1.7821 | 3.7168 | 0.54958 | -18.9081 | -49.0062 | -21.1618 | 11.6916 | 136.0774 | 64.2603 | 132.187 | 151.429 | 251.3126 | 259.5877 | 364.521 | 369.7557 | 308.7337 | 303.0964 | 242.4073 | 296.1097 | 405.8817 | 349.1857 | 412.7074 | 391.2165 | 316.0407 | 430.3685 | 240.6289 | 313.3376 | 459.3002
FCAS benefits | 0 | 0 | 0 | 0 | 0 | 0 | 0 | 0 | 0 | 15.8761 | 15.9618 | 16.0483 | 16.1357 | 16.2239 | 16.3131 | 16.4031 | 16.494 | 16.5858 | 16.6786 | 16.7723 | 16.8669 | 16.9625 | 17.059 | 17.1565 | 17.2549 | 17.3544 | 17.4548 | 17.5563 | 17.6587 | 17.7622 | 17.8667
Total benefits | 0 | 8.3499 | 1.5232 | 1.7821 | 3.7168 | 0.54958 | -18.9081 | -49.0062 | -21.1618 | 27.5677 | 152.0391 | 80.3086 | 148.3227 | 167.6529 | 267.6257 | 275.9908 | 381.015 | 386.3416 | 325.4123 | 319.8687 | 259.2742 | 313.0722 | 422.9407 | 366.3422 | 429.9623 | 408.5708 | 333.4955 | 447.9247 | 258.2876 | 331.0998 | 477.1669
Total annualised costs | 0 | 0 | 0 | 0 | 0 | 0 | 0 | 0 | 0 | 91.225 | 91.225 | 91.225 | 91.225 | 182.45 | 182.45 | 182.45 | 182.45 | 182.45 | 182.45 | 182.45 | 182.45 | 182.45 | 182.45 | 182.45 | 182.45 | 182.45 | 182.45 | 182.45 | 182.45 | 182.45 | 182.45
PV total benefits | 2019-07-01: 1981.1005
PV total costs | 2019-07-01: 1199.7893
Net market benefit | 2019-07-01: 781.3113
Option 11: 600 MW in 2028 and 600 MW in 2032
Scenario: | 2019-07-01: 2. Status quo / current policy
t= | 0 | 1 | 2 | 3 | 4 | 5 | 6 | 7 | 8 | 9 | 10 | 11 | 12 | 13 | 14 | 15 | 16 | 17 | 18 | 19 | 20 | 21 | 22 | 23 | 24 | 25 | 26 | 27 | 28 | 29 | 30
Discount factor | 1 | 0.94414 | 0.89154 | 0.84187 | 0.79496 | 0.75056 | 0.70874 | 0.66926 | 0.63197 | 0.59667 | 0.56342 | 0.53203 | 0.50239 | 0.47433 | 0.4479 | 0.42295 | 0.39939 | 0.37707 | 0.35607 | 0.33623 | 0.3175 | 0.29976 | 0.28306 | 0.26729 | 0.2524 | 0.2383 | 0.22502 | 0.21249 | 0.20065 | 0.18944 | 0.17889
Year commencing | 2019-07-01 | 2020-07-01 | 2021-07-01 | 2022-07-01 | 2023-07-01 | 2024-07-01 | 2025-07-01 | 2026-07-01 | 2027-07-01 | 2028-07-01 | 2029-07-01 | 2030-07-01 | 2031-07-01 | 2032-07-01 | 2033-07-01 | 2034-07-01 | 2035-07-01 | 2036-07-01 | 2037-07-01 | 2038-07-01 | 2039-07-01 | 2040-07-01 | 2041-07-01 | 2042-07-01 | 2043-07-01 | 2044-07-01 | 2045-07-01 | 2046-07-01 | 2047-07-01 | 2048-07-01 | 2049-07-01
Period | 2019-20 | 2020-21 | 2021-22 | 2022-23 | 2023-24 | 2024-25 | 2025-26 | 2026-27 | 2027-28 | 2028-29 | 2029-30 | 2030-31 | 2031-32 | 2032-33 | 2033-34 | 2034-35 | 2035-36 | 2036-37 | 2037-38 | 2038-39 | 2039-40 | 2040-41 | 2041-42 | 2042-43 | 2043-44 | 2044-45 | 2045-46 | 2046-47 | 2047-48 | 2048-49 | 2049-50
Market benefits (PV at 2025) | 0 | 2.3733 | 5.6852 | 12.8299 | 5.2807 | -2.7847 | -20.9434 | -18.1374 | -27.9216 | 52.0335 | 91.5958 | 60.3638 | 112.2741 | 139.4503 | 165.8002 | 84.624 | 207.7841 | 176.9748 | 163.4242 | 181.625 | 135.4552 | 130.7106 | 163.9982 | 165.628 | 161.4372 | 142.4599 | 122.817 | 127.5116 | 90.7866 | 92.2894 | 118.1832
Market benefits (PV at 2019) | 0 | 1.682 | 4.0293 | 9.0931 | 3.7426 | -1.9737 | -14.8434 | -12.8548 | -19.7892 | 36.8783 | 64.9177 | 42.7823 | 79.5733 | 98.8342 | 117.5095 | 59.9766 | 147.2652 | 125.4294 | 115.8255 | 128.7251 | 96.0027 | 92.64 | 116.2323 | 117.3874 | 114.4172 | 100.9672 | 87.0455 | 90.3727 | 64.3442 | 65.4094 | 83.7613
Market benefits (undiscounted) | 0 | 1.7816 | 4.5195 | 10.8011 | 4.7079 | -2.6296 | -20.9434 | -19.2075 | -31.3135 | 61.8072 | 115.2199 | 80.4127 | 158.3885 | 208.3664 | 262.3549 | 141.8057 | 368.7298 | 332.6378 | 325.2913 | 382.8491 | 302.3735 | 309.0459 | 410.6268 | 439.1754 | 453.3188 | 423.6985 | 386.8286 | 425.3102 | 320.6814 | 345.2776 | 468.2395
FCAS benefits | 0 | 0 | 0 | 0 | 0 | 0 | 0 | 0 | 0 | 15.8761 | 15.9618 | 16.0483 | 16.1357 | 16.2239 | 16.3131 | 16.4031 | 16.494 | 16.5858 | 16.6786 | 16.7723 | 16.8669 | 16.9625 | 17.059 | 17.1565 | 17.2549 | 17.3544 | 17.4548 | 17.5563 | 17.6587 | 17.7622 | 17.8667
Total benefits | 0 | 1.7816 | 4.5195 | 10.8011 | 4.7079 | -2.6296 | -20.9434 | -19.2075 | -31.3135 | 77.6833 | 131.1817 | 96.461 | 174.5241 | 224.5903 | 278.668 | 158.2088 | 385.2238 | 349.2237 | 341.9699 | 399.6214 | 319.2403 | 326.0084 | 427.6858 | 456.3318 | 470.5737 | 441.0529 | 404.2834 | 442.8664 | 338.3401 | 363.0397 | 486.1062
Total annualised costs | 0 | 0 | 0 | 0 | 0 | 0 | 0 | 0 | 0 | 91.225 | 91.225 | 91.225 | 91.225 | 182.45 | 182.45 | 182.45 | 182.45 | 182.45 | 182.45 | 182.45 | 182.45 | 182.45 | 182.45 | 182.45 | 182.45 | 182.45 | 182.45 | 182.45 | 182.45 | 182.45 | 182.45
PV total benefits | 2019-07-01: 2142.9608
PV total costs | 2019-07-01: 1199.7893
Net market benefit | 2019-07-01: 943.1715
Option 11: 600 MW in 2028 and 600 MW in 2032
Scenario: | 2019-07-01: 3. Sustained renewables uptake
t= | 0 | 1 | 2 | 3 | 4 | 5 | 6 | 7 | 8 | 9 | 10 | 11 | 12 | 13 | 14 | 15 | 16 | 17 | 18 | 19 | 20 | 21 | 22 | 23 | 24 | 25 | 26 | 27 | 28 | 29 | 30
Discount factor | 1 | 0.94414 | 0.89154 | 0.84187 | 0.79496 | 0.75056 | 0.70874 | 0.66926 | 0.63197 | 0.59667 | 0.56342 | 0.53203 | 0.50239 | 0.47433 | 0.4479 | 0.42295 | 0.39939 | 0.37707 | 0.35607 | 0.33623 | 0.3175 | 0.29976 | 0.28306 | 0.26729 | 0.2524 | 0.2383 | 0.22502 | 0.21249 | 0.20065 | 0.18944 | 0.17889
Year commencing | 2019-07-01 | 2020-07-01 | 2021-07-01 | 2022-07-01 | 2023-07-01 | 2024-07-01 | 2025-07-01 | 2026-07-01 | 2027-07-01 | 2028-07-01 | 2029-07-01 | 2030-07-01 | 2031-07-01 | 2032-07-01 | 2033-07-01 | 2034-07-01 | 2035-07-01 | 2036-07-01 | 2037-07-01 | 2038-07-01 | 2039-07-01 | 2040-07-01 | 2041-07-01 | 2042-07-01 | 2043-07-01 | 2044-07-01 | 2045-07-01 | 2046-07-01 | 2047-07-01 | 2048-07-01 | 2049-07-01
Period | 2019-20 | 2020-21 | 2021-22 | 2022-23 | 2023-24 | 2024-25 | 2025-26 | 2026-27 | 2027-28 | 2028-29 | 2029-30 | 2030-31 | 2031-32 | 2032-33 | 2033-34 | 2034-35 | 2035-36 | 2036-37 | 2037-38 | 2038-39 | 2039-40 | 2040-41 | 2041-42 | 2042-43 | 2043-44 | 2044-45 | 2045-46 | 2046-47 | 2047-48 | 2048-49 | 2049-50
Market benefits (PV at 2025) | 0 | -0.15913 | 2.4421 | 3.4961 | 6.4111 | 7.1668 | -4.1237 | -10.775 | -35.2592 | 143.8316 | 122.5166 | 153.5624 | 84.9481 | 198.5667 | 233.7836 | 108.8116 | 202.724 | 164.7133 | 185.3848 | 199.7753 | 144.6392 | 118.6475 | 166.2917 | 157.465 | 170.0643 | 139.6609 | 109.5132 | 127.9957 | 93.0483 | 91.3417 | 117.3568
Market benefits (PV at 2019) | 0 | -0.11278 | 1.7308 | 2.4778 | 4.5438 | 5.0794 | -2.9226 | -7.6367 | -24.9897 | 101.9394 | 86.8326 | 108.836 | 60.2062 | 140.7324 | 165.6921 | 77.1193 | 143.6789 | 116.7391 | 131.3899 | 141.5891 | 102.5118 | 84.0904 | 117.8578 | 111.602 | 120.5316 | 98.9835 | 77.6165 | 90.7159 | 65.9472 | 64.7377 | 83.1757
Market benefits (undiscounted) | 0 | -0.11945 | 1.9414 | 2.9432 | 5.7158 | 6.7675 | -4.1237 | -11.4107 | -39.5426 | 170.8482 | 154.1157 | 204.5657 | 119.8389 | 296.6979 | 369.9288 | 182.3372 | 359.7503 | 309.5913 | 369.0033 | 421.1084 | 322.8747 | 280.5245 | 416.3694 | 417.5305 | 477.5438 | 415.3738 | 344.9265 | 426.9251 | 328.6705 | 341.7319 | 464.9655
FCAS benefits | 0 | 0 | 0 | 0 | 0 | 0 | 0 | 0 | 0 | 15.8761 | 15.9618 | 16.0483 | 16.1357 | 16.2239 | 16.3131 | 16.4031 | 16.494 | 16.5858 | 16.6786 | 16.7723 | 16.8669 | 16.9625 | 17.059 | 17.1565 | 17.2549 | 17.3544 | 17.4548 | 17.5563 | 17.6587 | 17.7622 | 17.8667
Total benefits | 0 | -0.11945 | 1.9414 | 2.9432 | 5.7158 | 6.7675 | -4.1237 | -11.4107 | -39.5426 | 186.7243 | 170.0775 | 220.614 | 135.9745 | 312.9218 | 386.2418 | 198.7403 | 376.2443 | 326.1772 | 385.6819 | 437.8807 | 339.7416 | 297.4869 | 433.4284 | 434.687 | 494.7987 | 432.7282 | 362.3813 | 444.4813 | 346.3293 | 359.494 | 482.8322
Total annualised costs | 0 | 0 | 0 | 0 | 0 | 0 | 0 | 0 | 0 | 91.225 | 91.225 | 91.225 | 91.225 | 182.45 | 182.45 | 182.45 | 182.45 | 182.45 | 182.45 | 182.45 | 182.45 | 182.45 | 182.45 | 182.45 | 182.45 | 182.45 | 182.45 | 182.45 | 182.45 | 182.45 | 182.45
PV total benefits | 2019-07-01: 2398.2726
PV total costs | 2019-07-01: 1199.7893
Net market benefit | 2019-07-01: 1198.4833
Option 11: 600 MW in 2028 and 600 MW in 2032
Scenario: | 2019-07-01: 4. Accelerated transition to low emissions future
t= | 0 | 1 | 2 | 3 | 4 | 5 | 6 | 7 | 8 | 9 | 10 | 11 | 12 | 13 | 14 | 15 | 16 | 17 | 18 | 19 | 20 | 21 | 22 | 23 | 24 | 25 | 26 | 27 | 28 | 29 | 30
Discount factor | 1 | 0.94414 | 0.89154 | 0.84187 | 0.79496 | 0.75056 | 0.70874 | 0.66926 | 0.63197 | 0.59667 | 0.56342 | 0.53203 | 0.50239 | 0.47433 | 0.4479 | 0.42295 | 0.39939 | 0.37707 | 0.35607 | 0.33623 | 0.3175 | 0.29976 | 0.28306 | 0.26729 | 0.2524 | 0.2383 | 0.22502 | 0.21249 | 0.20065 | 0.18944 | 0.17889
Year commencing | 2019-07-01 | 2020-07-01 | 2021-07-01 | 2022-07-01 | 2023-07-01 | 2024-07-01 | 2025-07-01 | 2026-07-01 | 2027-07-01 | 2028-07-01 | 2029-07-01 | 2030-07-01 | 2031-07-01 | 2032-07-01 | 2033-07-01 | 2034-07-01 | 2035-07-01 | 2036-07-01 | 2037-07-01 | 2038-07-01 | 2039-07-01 | 2040-07-01 | 2041-07-01 | 2042-07-01 | 2043-07-01 | 2044-07-01 | 2045-07-01 | 2046-07-01 | 2047-07-01 | 2048-07-01 | 2049-07-01
Period | 2019-20 | 2020-21 | 2021-22 | 2022-23 | 2023-24 | 2024-25 | 2025-26 | 2026-27 | 2027-28 | 2028-29 | 2029-30 | 2030-31 | 2031-32 | 2032-33 | 2033-34 | 2034-35 | 2035-36 | 2036-37 | 2037-38 | 2038-39 | 2039-40 | 2040-41 | 2041-42 | 2042-43 | 2043-44 | 2044-45 | 2045-46 | 2046-47 | 2047-48 | 2048-49 | 2049-50
Market benefits (PV at 2025) | 0 | 1.2407 | -1.375 | -7.6833 | 5.3118 | 15.5185 | -3.4301 | -33.2545 | -16.0708 | 170.1801 | 135.3368 | 128.0991 | 100.6381 | 204.6954 | 210.3914 | 128.8848 | 270.2291 | 213.7329 | 232.3518 | 214.5768 | 298.9152 | 352.1679 | 320.5826 | 271.1528 | 303.3639 | 292.4971 | 267.5207 | 270.6061 | 263.6095 | 326.5195 | 379.6581
Market benefits (PV at 2019) | 0 | 0.87931 | -0.97449 | -5.4455 | 3.7647 | 10.9986 | -2.431 | -23.5688 | -11.3901 | 120.6137 | 95.9188 | 90.7891 | 71.3264 | 145.0761 | 149.1131 | 91.346 | 191.5226 | 151.4814 | 164.6774 | 152.0794 | 211.8536 | 249.596 | 227.2102 | 192.1772 | 215.0066 | 207.3048 | 189.603 | 191.7897 | 186.8309 | 231.4179 | 269.0794
Market benefits (undiscounted) | 0 | 0.93133 | -1.093 | -6.4684 | 4.7357 | 14.6539 | -3.4301 | -35.2165 | -18.0231 | 202.1458 | 170.2425 | 170.6451 | 141.9732 | 305.8555 | 332.9141 | 215.9742 | 479.5437 | 401.7275 | 462.4899 | 452.3086 | 667.2615 | 832.649 | 802.6905 | 718.9823 | 851.8519 | 869.9331 | 842.5924 | 902.5967 | 931.1361 | 1221.5899 | 1504.1977
FCAS benefits | 0 | 0 | 0 | 0 | 0 | 0 | 0 | 0 | 0 | 15.8761 | 15.9618 | 16.0483 | 16.1357 | 16.2239 | 16.3131 | 16.4031 | 16.494 | 16.5858 | 16.6786 | 16.7723 | 16.8669 | 16.9625 | 17.059 | 17.1565 | 17.2549 | 17.3544 | 17.4548 | 17.5563 | 17.6587 | 17.7622 | 17.8667
Total benefits | 0 | 0.93133 | -1.093 | -6.4684 | 4.7357 | 14.6539 | -3.4301 | -35.2165 | -18.0231 | 218.022 | 186.2043 | 186.6934 | 158.1089 | 322.0794 | 349.2271 | 232.3773 | 496.0377 | 418.3133 | 479.1685 | 469.0808 | 684.1284 | 849.6115 | 819.7495 | 736.1387 | 869.1068 | 887.2875 | 860.0472 | 920.153 | 948.7948 | 1239.3521 | 1522.0644
Total annualised costs | 0 | 0 | 0 | 0 | 0 | 0 | 0 | 0 | 0 | 91.225 | 91.225 | 91.225 | 91.225 | 182.45 | 182.45 | 182.45 | 182.45 | 182.45 | 182.45 | 182.45 | 182.45 | 182.45 | 182.45 | 182.45 | 182.45 | 182.45 | 182.45 | 182.45 | 182.45 | 182.45 | 182.45
PV total benefits | 2019-07-01: 3895.2235
PV total costs | 2019-07-01: 1199.7893
Net market benefit | 2019-07-01: 2695.4342