## Cover
Project Marinus PADR Economic Modelling Results
TasNetworks
2 December 2019

## Release notice
Notice
Ernst & Young was engaged on the instructions of Tasmanian Networks Pty Ltd (“TasNetworks” or “Client”) to provide market modelling in relation to the proposed Marinus Link interconnector (“Project”), in accordance with the contract dated 14 June 2018.
The results of Ernst & Young’s work, including the assumptions and qualifications made in preparing the workbook dated 2 December 2019 (“Workbook”), are set out in Ernst & Young's report dated 2 December 2019 ("Report"). The Workbook and Report should be read in their entirety including this notice, the applicable scope of the work and any limitations. A reference to the Workbook includes any part of the Workbook. No further work has been undertaken by Ernst & Young since the date of the Workbook to update it.
Ernst & Young has prepared the Workbook under the directions of the Client. Ernst & Young has not been engaged to act, and has not acted, as advisor to any other party. Accordingly, Ernst & Young makes no representations as to the appropriateness, accuracy or completeness of the Workbook for any other party's purposes.
No reliance may be placed upon the Workbook or any of its contents by any party other than the Client (“Third Parties”). Any Third Party receiving a copy of the Workbook must make and rely on their own enquiries in relation to the issues to which the Workbook relates, the contents of the Workbook and all matters arising from or relating to or in any way connected with the Workbook or its contents.
Ernst & Young disclaims all responsibility to any Third Parties for any loss or liability that the Third Parties may suffer or incur arising from or relating to or in any way connected with the contents of the Workbook, the provision of the Workbook to the Third Parties or the reliance upon the Workbook by the Third Parties.
No claim or demand or any actions or proceedings may be brought against Ernst & Young arising from or connected with the contents of the Workbook or the provision of the Workbook to the Third Parties. Ernst & Young will be released and forever discharged from any such claims, demands, actions or proceedings.
Our work commenced on 11 February 2019 and was completed on 26 November 2019. Therefore, our Workbook does not take account of events or circumstances arising after 26 November 2019 and we have no responsibility to update the Workbook for such events or circumstances.
In preparing this Workbook we have considered and relied upon information from a range of sources believed to be reliable and accurate. We do not imply, and it should not be construed, that we have verified any of the information provided to us, or that our enquiries could have identified any matter that a more extensive examination might disclose.
The work performed as part of our scope considers information provided to us and a number of combinations of input assumptions relating to future conditions, which may not necessarily represent actual or most likely future conditions. Additionally, modelling work performed as part of our scope inherently requires assumptions about future behaviours and market interactions, which may result in forecasts that deviate from future conditions. There will usually be differences between estimated and actual results, because events and circumstances frequently do not occur as expected, and those differences may be material. We take no responsibility that the projected outcomes will be achieved, if any.
We highlight that our analysis and Workbook do not constitute investment advice or a recommendation to you on a future course of action. We provide no assurance that the scenarios we have modelled will be accepted by any relevant authority or third party.
Our conclusions are based, in part, on the assumptions stated and on information provided by the Client and other information sources used during the course of the engagement. The modelled outcomes are contingent on the collection of assumptions as agreed with the Client and no consideration of other market events, announcements or other changing circumstances are reflected in this Workbook. Neither Ernst & Young nor any member or employee thereof undertakes responsibility in any way whatsoever to any person in respect of errors in this Workbook arising from incorrect information provided by the Client or other information sources used.
This letter should be read in conjunction with our Workbook, which is attached, and Report.
Ernst & Young has consented to the Workbook being published electronically on the Client’s website for informational purposes only. Ernst & Young has not consented to distribution or disclosure beyond this. The material contained in the Workbook, including the Ernst & Young logo, is copyright. The copyright in the material contained in the Workbook itself, excluding Ernst & Young logo, vests in the Client. The Workbook, including the Ernst & Young logo, cannot be altered without prior written permission from Ernst & Young.
Ernst & Young’s liability is limited by a scheme approved under Professional Standards Legislation.

## Version notes
Change log
2019-12-02 | 1 | PADR results workbook released for the Accelerated Transition to a Low Emissions Future Scenario. Marinus Link stage 1 calendar year 2028 and stage 2 calendar year 2032.

## ---Compare options---
Compare |  | M28_32 | to | BaseCase
NEM discounted gross market benefits by year
Select region | NEM
[6 empty] | Real June 2019 dollars ($m) discounted to June 2025 | 2020-21 | 2021-22 | 2022-23 | 2023-24 | 2024-25 | 2025-26 | 2026-27 | 2027-28 | 2028-29 | 2029-30 | 2030-31 | 2031-32 | 2032-33 | 2033-34 | 2034-35 | 2035-36 | 2036-37 | 2037-38 | 2038-39 | 2039-40 | 2040-41 | 2041-42 | 2042-43 | 2043-44 | 2044-45 | 2045-46 | 2046-47 | 2047-48 | 2048-49 | 2049-50
| 0 |  |  |  | Build | CAPEX | -1.9762 | -7.4861 | 4.4446 | 6.8785 | 9.7823 | -9.6525 | -19.938 | -10.0669 | 95.4032 | 51.42 | 53.0559 | 46.8531 | 61.4079 | 87.407 | 44.9952 | 69.591 | 23.5028 | 50.755 | 45.2655 | 9.5327 | -16.2928 | -22.9388 | -18.0633 | 54.5651 | 49.3535 | 38.4679 | 128.5069 | 143.4258 | 130.5077 | 204.8895
[5 empty] | FOM | FOM | -1.4659 | -2.7959 | -0.45087 | 1.8909 | -0.48851 | -4.6636 | -5.1552 | 14.9025 | 53.9124 | 30.0382 | 28.2211 | 13.7366 | 23.6555 | 28.9242 | 21.2764 | 27.4988 | 17.1989 | 18.4811 | 15.8621 | -39.8394 | -70.0376 | -66.1011 | -60.7242 | -35.833 | -31.4109 | -36.7395 | -9.9583 | -10.1288 | -6.9325 | 6.8204
[5 empty] | Fuel | Fuel | 2.9454 | 7.3977 | 0.85446 | 0.60552 | 3.097 | 1.9028 | -3.437 | 0.76766 | 20.6915 | 39.5975 | 26.7075 | 43.49 | 58.6456 | 59.63 | 38.6345 | 145.5911 | 141.2784 | 151.0558 | 134.8011 | 315.8009 | 472.3086 | 437.4119 | 374.8886 | 313.5884 | 293.7003 | 282.5553 | 156.5606 | 121.5932 | 54.321 | 32.7871
[5 empty] | VOM | VOM | 0.49403 | 1.1884 | -0.40105 | -0.37801 | -0.72778 | 2.0417 | 1.4039 | -0.18731 | -2.5646 | 3.5909 | 1.527 | 4.9692 | 8.3194 | 6.4681 | 5.413 | 2.4205 | 5.4901 | 3.767 | -0.022233 | 15.9812 | 18.4415 | 16.7956 | 17.4448 | 6.8755 | 8.7176 | 9.0854 | 0.56549 | 0.2857 | -6.6145 | -7.1488
[5 empty] | REZ | REZ | 0.00019656 | 0.00023322 | 2.8069 | 2.7512 | 2.5026 | 1.6295 | 2.3633 | 0.45098 | 25.2196 | 22.2772 | 23.9769 | 23.5961 | 62.3558 | 43.3299 | 38.1024 | 55.0411 | 58.4893 | 53.9303 | 50.5054 | 31.4373 | 13.3579 | 12.6137 | 11.9109 | 32.4079 | 31.7992 | 18.9512 | 29.0724 | 25.36 | 26.7376 | 40.328
[5 empty] | DSP | USE+DSP | 0.00037033 | 0.00038105 | -16.7546 | -4.8951 | -0.60351 | 5.0366 | -1.5835 | -1.0611 | 0.82764 | 0.95449 | -0.067259 | -13.8304 | 0.0070203 | 1.2634 | 2.9966 | 9.7828 | 1.9962 | -4.0342 | -0.56034 | -0.092641 | 0.060858 | 6.5746 | -0.78318 | -2.9176 | -0.063578 | 2.7656 | 10.6515 | 19.9716 | 201.79 | 162.9876
[5 empty] | REHAB | REHAB | 1.6307 | 3.3004e-06 | 1.4486e-06 | -1.059 | 2.1932 | -1.006e-06 | -7.141 | -20.3477 | 6.07 | 2.7418 | 0.56885 | -0.19799 | 0.36633 | -5.2166e-07 | -0.93923 | -1.6622e-07 | -2.3897e-07 | -2.7496e-07 | 3.4774e-07 | 15.1266 | 2.5927 | -0.26152 | -1.5013e-07 | -3.059 | -1.1414 | 0.70876 | 2.9067 | 6.6162 | -7.8712 | -0.55636
[5 empty] | SyncCon | SyncCon | -0.054076 | -0.031327 | 0.017286 | 0.038508 | 0.025958 | -0.03043 | -0.10956 | -0.065019 | -0.59283 | -0.56601 | -0.4032 | -0.55778 | -0.43405 | -0.31321 | -0.4733 | -0.28324 | -0.24011 | -0.058796 | 0.020973 | -0.26527 | -0.26311 | 0.031221 | -0.061482 | -0.13252 | -0.1598 | -0.054295 | -0.003205 | -0.071083 | -0.10468 | 0.055994
[6 empty] | Total cumulative gross benefits | 1.5746 | -0.15207 | -9.6353 | -3.8026 | 11.9787 | 8.2427 | -25.3544 | -40.9613 | 158.0057 | 308.0597 | 441.6465 | 559.7053 | 774.0288 | 1000.7383 | 1150.7438 | 1460.3858 | 1708.1014 | 1981.9976 | 2227.8702 | 2575.5515 | 2995.7194 | 3379.845 | 3704.4572 | 4069.952 | 4420.7469 | 4736.4873 | 5054.7895 | 5361.8421 | 5753.6756 | 6193.8391
NEM capacity difference by year
Select region | NEM
[6 empty] | Capacity difference (MW) | 2020-21 | 2021-22 | 2022-23 | 2023-24 | 2024-25 | 2025-26 | 2026-27 | 2027-28 | 2028-29 | 2029-30 | 2030-31 | 2031-32 | 2032-33 | 2033-34 | 2034-35 | 2035-36 | 2036-37 | 2037-38 | 2038-39 | 2039-40 | 2040-41 | 2041-42 | 2042-43 | 2043-44 | 2044-45 | 2045-46 | 2046-47 | 2047-48 | 2048-49 | 2049-50
| 0 |  |  |  |  | Black Coal | 14 | 14 | 14 | -7 | 79 | 79 | -20 | 39 | 82 | -191 | 3 | 221 | 231 | 231 | 54 | 231 | 231 | 231 | 221 | 531 | 221 | 214 | 135 | 127 | 245 | 97 | 172 | 507 | 127 | 0
[6 empty] | Brown Coal | 0 | 0 | 0 | 0 | -3 | -3 | -3 | 0 | -139 | 56 | 0 | 0 | 0 | 0 | 0 | 0 | 0 | 0 | 0 | 141 | 639 | 639 | 639 | 454 | 363 | 491 | 137 | 0 | 0 | 0
[6 empty] | CCGT | 0 | 0 | 0 | 0 | 0 | 0 | 0 | 0 | 0 | 0 | 0 | 0 | 0 | 0 | 0 | 0 | 0 | -72 | -72 | -1225 | -1760 | -2071 | -2003 | -1403 | -1403 | -1403 | -1385 | -676 | -676 | -676
[6 empty] | Gas - Steam | 0 | 0 | 0 | 0 | -23 | -23 | -23 | -510 | -510 | -510 | -510 | -510 | -510 | -510 | -510 | -510 | -510 | -510 | -510 | 0 | 0 | 0 | 0 | 0 | 0 | 0 | 0 | 0 | 0 | 0
[6 empty] | OCGT / Diesel | 10 | 10 | 10 | 10 | 10 | 10 | 10 | 10 | 10 | 22 | 10 | 0 | 33 | 0 | 0 | -298 | -298 | -884 | -720 | -333 | -147 | 249 | 44 | 44 | 44 | 296 | 405 | 259 | 259 | 383
[6 empty] | Hydro | 250 | 250 | 250 | 250 | 250 | 250 | 250 | 250 | 250 | 250 | 250 | 250 | 250 | 250 | 250 | 250 | 250 | 250 | 250 | 250 | 250 | 250 | 250 | 250 | 250 | 250 | 250 | 250 | 250 | 250
[6 empty] | Wind | 10 | 40 | 10 | -44 | -58 | 13 | 322 | 111 | -531 | -330 | -247 | 157 | -360 | -456 | -155 | -1239 | -642 | -834 | -412 | 1135 | 1852 | 1852 | 1852 | 2023 | 2022 | 2503 | 2181 | 2181 | 2379 | 2292
[6 empty] | Solar PV | 0 | 0 | -52 | 6 | -6 | 102 | -141 | 182 | -255 | 22 | -201 | -434 | -491 | -491 | -491 | 23 | -65 | -65 | -1125 | -160 | -218 | -218 | -218 | -1631 | -1215 | -1215 | -2296 | -2203 | -2104 | -3522
[6 empty] | LS Battery | 0 | 0 | 0 | 0 | 0 | 0 | 0 | 0 | 0 | 0 | 0 | 0 | 0 | 0 | -273 | -273 | -273 | -364 | -364 | -1709 | -1603 | -1373 | -1373 | -3373 | -3543 | -4059 | -6307 | -7838 | -7971 | -10560
[6 empty] | Pumped Hydro | 0 | 0 | 0 | 0 | 0 | 0 | -122 | -122 | -210 | -173 | -181 | -474 | 60 | -222 | 210 | 980 | 1143 | 1276 | 1276 | 1527 | 1527 | 1527 | 1505 | 1505 | 1505 | 1505 | 1505 | 1505 | 1505 | 1505
NEM generation difference by year
Select region | NEM
[6 empty] | Sent-out generation difference (GWh)* | 2020-21 | 2021-22 | 2022-23 | 2023-24 | 2024-25 | 2025-26 | 2026-27 | 2027-28 | 2028-29 | 2029-30 | 2030-31 | 2031-32 | 2032-33 | 2033-34 | 2034-35 | 2035-36 | 2036-37 | 2037-38 | 2038-39 | 2039-40 | 2040-41 | 2041-42 | 2042-43 | 2043-44 | 2044-45 | 2045-46 | 2046-47 | 2047-48 | 2048-49 | 2049-50
| 0 |  |  |  |  | Black Coal | 55.4073 | 55.9107 | 54.2485 | -25.1035 | 23.8128 | 123.0165 | 132.8569 | -100.4172 | 925.242 | -460.6378 | 123.943 | 619.0069 | 840.3897 | 752.4192 | 292.5729 | 1382.7586 | 1372.1971 | 1496.1177 | 1712.5889 | 2899.9229 | 1028.0731 | 1021.9538 | 557.636 | 633.2537 | 1262.2037 | 405.0374 | 1037.5321 | 1961.3535 | 593.546 | 0.027917
[6 empty] | Brown Coal | 3.5197 | 5.4301 | 25.5556 | 20.8417 | -12.3931 | -82.5163 | -109.232 | 59.6011 | -353.1132 | 446.1082 | 80.5635 | -100.1357 | -115.4243 | -33.5117 | 146.578 | 222.164 | 265.2556 | 325.8874 | 114.9125 | 892.2739 | 3707.1769 | 3531.8659 | 3836.3509 | 2765.5318 | 2334.5161 | 3001.8198 | 876.2521 | 0.004335 | 0 | 0
[6 empty] | CCGT | -55.2406 | -122.0974 | -43.1555 | -4.2446 | -46.878 | -77.7187 | -14.087 | 6.5954 | -368.9128 | -252.7756 | -302.0128 | -421.5467 | -788.0081 | -477.0229 | -445.616 | -36.7851 | 28.5194 | -155.0226 | -6.9011 | -7631.9727 | -11757.5488 | -13049.4791 | -11697.6172 | -9317.2196 | -9431.5298 | -9148.3818 | -8539.5863 | -4750.6896 | -5200.3089 | -3888.1544
[6 empty] | Gas - Steam | 0.028752 | -0.42096 | 0.035452 | 0.22767 | -3.1246 | -2.7272 | -1.6156 | -76.8188 | -132.3951 | -96.9218 | -100.7112 | -262.4471 | -177.8487 | -277.8578 | -209.5417 | -1429.3221 | -1560.9497 | -1579.919 | -1601.0291 | 0 | 0 | 0 | 0 | 0 | 0 | 0 | 0 | 0 | 0 | 0
[6 empty] | OCGT / Diesel | -2.3635 | -0.36937 | -0.2614 | 2.9548 | -2.2928 | -5.8734 | 6.7342 | 82.6098 | -64.8399 | 3.4949 | -12.1494 | -176.2513 | -291.4029 | -446.9694 | -164.3531 | -1114.8491 | -1098.4469 | -1180.4233 | -1180.0078 | -827.665 | -808.3512 | 322.1457 | 236.8221 | -356.2481 | -329.6242 | -471.1639 | 1945.4681 | 41.9802 | 2141.1823 | 1892.2944
[6 empty] | Hydro | -22.3154 | -92.4621 | 20.7696 | 104.3319 | 215.3106 | -187.1841 | -631.7247 | -222.3646 | 1710.2839 | 701.4743 | 564.3422 | -348.2696 | 205.6735 | 249.4371 | -819.6255 | 663.7883 | -3.2593 | -156.4061 | -396.746 | -849.0086 | 444.4621 | 363.9734 | -1183.4644 | 391.4231 | 42.4932 | -256.451 | -500.1068 | -750.7694 | 320.7655 | -43.2789
[6 empty] | Wind | 43.2689 | 168.5518 | 63.126 | -132.3394 | -171.8341 | -31.831 | 931.1433 | -155.1016 | -1228.536 | -770.1533 | -114.4139 | 1089.9497 | 1161.458 | 1016.0502 | 2350.868 | 799.4421 | 1691.7263 | 1965.9895 | 4859.8758 | 6242.4842 | 8414.4411 | 8965.7696 | 9269.2214 | 9841.6456 | 8912.5042 | 9143.4423 | 10459.2203 | 8739.0035 | 9185.2054 | 11129.6539
[6 empty] | Solar PV | -0.0066445 | -0.018526 | -114.0586 | 30.9214 | -0.80995 | 246.9704 | -364.4165 | 425.7183 | -682.8581 | -20.9836 | -623.7037 | -1152.5277 | -1240.6232 | -1255.9524 | -1327.7635 | 175.6811 | 49.0687 | 105.4566 | -2424.5862 | 83.9376 | 4.5857 | -83.2511 | 127.4616 | -3281.9933 | -2132.9371 | -2270.0829 | -4995.587 | -5170.0705 | -4621.4111 | -7557.0279
[6 empty] | LS Battery | -1.2448 | -2.3749 | -0.92749 | 2.4 | 2.3829 | -2.4096 | -1.3585 | 0.14196 | -0.21529 | -1.6952 | -3.4482 | 1.1934 | -3.3621 | 1.0216 | -219.8186 | -213.4957 | -215.4743 | -293.2524 | -310.7383 | -1364.9622 | -1278.3767 | -1063.159 | -1180.0109 | -2689.8365 | -2917.2969 | -3423.1202 | -5063.4115 | -5954.6636 | -5872.9935 | -8332.341
[6 empty] | Pumped Hydro | -10.6875 | -2.9603 | -0.99369 | -0.73463 | -3.1647 | -7.1365 | -238.996 | -134.4516 | -617.5373 | -654.5537 | -620.4388 | -1062.8072 | -586.9559 | -436.5031 | 358.3388 | 2195.6018 | 2334.3018 | 3125.7754 | 2987.2187 | 3502.1581 | 3301.9119 | 3472.7749 | 3651.4718 | 3542.0733 | 3468.2496 | 3609.2771 | 3684.3475 | 3320.1329 | 3687.9543 | 3707.5747
*Generation shown is sent-out, as is demand. The difference in sent-out generation with the Marinus Link option and the Base Case is due to the difference in losses from interconnectors and storage.

## Accelerated_BaseCase_CF
Capacity factor by technology (%) - Base Case, Accelerated Transition to a Low Emissions Future Scenario
Region | Technology | 2020-21 | 2021-22 | 2022-23 | 2023-24 | 2024-25 | 2025-26 | 2026-27 | 2027-28 | 2028-29 | 2029-30 | 2030-31 | 2031-32 | 2032-33 | 2033-34 | 2034-35 | 2035-36 | 2036-37 | 2037-38 | 2038-39 | 2039-40 | 2040-41 | 2041-42 | 2042-43 | 2043-44 | 2044-45 | 2045-46 | 2046-47 | 2047-48 | 2048-49 | 2049-50
NEM | Black Coal | 61.34% | 60.56% | 63.04% | 63.62% | 62.16% | 57.99% | 60.6% | 60.94% | 60.81% | 60.31% | 60% | 61.94% | 59.67% | 55.72% | 56.43% | 59.34% | 59.31% | 58.77% | 61.65% | 58.55% | 59.26% | 54.27% | 50.63% | 57.78% | 59.18% | 57.81% | 54.64% | 50.03% | 0% | 0%
NEM | Brown Coal | 75.15% | 75.89% | 70.29% | 73.14% | 75.63% | 74.84% | 71.9% | 73.87% | 68.94% | 70.92% | 73.17% | 73.73% | 72.25% | 71.01% | 70.91% | 72.23% | 69.72% | 72.82% | 65.47% | 61.43% | 67.76% | 62.03% | 70.6% | 70.77% | 76.37% | 70.94% | 0% | 0% | 0% | 0%
NEM | CCGT | 19.49% | 21.34% | 25.22% | 23.85% | 21.4% | 20.63% | 19.9% | 22.27% | 26.89% | 24.68% | 25.5% | 29.42% | 30.8% | 29.78% | 25.26% | 35.85% | 37.84% | 41.38% | 42.82% | 54.1% | 60.74% | 60.29% | 55.84% | 65.58% | 66.49% | 69% | 69.91% | 70.05% | 72.37% | 68.24%
NEM | Gas - Steam | 0.5634% | 1.014% | 1.616% | 1.764% | 1.632% | 1.504% | 1.459% | 1.715% | 2.964% | 2.17% | 2.254% | 5.859% | 3.981% | 6.22% | 4.69% | 31.91% | 34.94% | 35.37% | 35.84% | 0% | 0% | 0% | 0% | 0% | 0% | 0% | 0% | 0% | 0% | 0%
NEM | OCGT / Diesel | 0.2106% | 0.3026% | 0.7463% | 0.7111% | 0.341% | 0.4804% | 0.3723% | 0.4984% | 0.7273% | 0.7464% | 0.682% | 1.526% | 1.142% | 2.098% | 1.756% | 7.405% | 9.656% | 10.34% | 12.18% | 7.639% | 9.965% | 9.081% | 7.02% | 8.681% | 10.04% | 12.23% | 12.21% | 8.923% | 8.803% | 5.01%
NEM | Hydro | 22.2% | 23.58% | 25.39% | 24.08% | 26.26% | 27.28% | 25.32% | 25.62% | 25.88% | 25.61% | 25.71% | 25.63% | 27.08% | 27.64% | 26.32% | 26.79% | 26.06% | 26.52% | 26.41% | 26.55% | 26.95% | 26.96% | 25.23% | 27.17% | 26.28% | 26.75% | 26.02% | 26.95% | 27.05% | 27.25%
NEM | Wind | 33.94% | 34.36% | 38.46% | 35.67% | 36.5% | 37.83% | 39.53% | 35.86% | 34.31% | 34.4% | 35.03% | 33.65% | 33.26% | 35.01% | 35.72% | 32.71% | 31.88% | 31.14% | 31.22% | 29.58% | 28.99% | 30.64% | 31.22% | 29.69% | 29.06% | 28.78% | 28.58% | 27.52% | 26.61% | 27.87%
NEM | Solar PV | 27.68% | 28.61% | 28.98% | 29.62% | 28.37% | 28.07% | 29.93% | 26.81% | 28.45% | 29.37% | 29.87% | 30.06% | 29% | 28.14% | 30.03% | 27% | 28.16% | 29.44% | 29.86% | 29.62% | 28.67% | 28.01% | 29.72% | 26.84% | 27.7% | 28.9% | 29.25% | 29.28% | 28.24% | 27.41%
NEM | LS Battery | 5.69% | 5.394% | 5.021% | 5.305% | 4.142% | 6.424% | 6.063% | 5.686% | 5.626% | 5.752% | 6.252% | 6.026% | 5.951% | 6.001% | 8.151% | 7.916% | 8.013% | 8.484% | 8.831% | 8.973% | 8.831% | 8.585% | 9.165% | 8.721% | 8.984% | 9.07% | 9.116% | 8.83% | 8.705% | 8.761%
NEM | Pumped Hydro | 1.014% | 0.8938% | 1.908% | 1.828% | 2.849% | 7.278% | 15.1% | 16.17% | 18.47% | 21.95% | 22.43% | 23.22% | 21.7% | 22.81% | 23.48% | 23.89% | 23.49% | 24.31% | 24.61% | 24.2% | 23.68% | 23.32% | 24.74% | 23.61% | 23.65% | 25.73% | 26.16% | 26.66% | 26.91% | 28.43%
Region | Technology | 2020-21 | 2021-22 | 2022-23 | 2023-24 | 2024-25 | 2025-26 | 2026-27 | 2027-28 | 2028-29 | 2029-30 | 2030-31 | 2031-32 | 2032-33 | 2033-34 | 2034-35 | 2035-36 | 2036-37 | 2037-38 | 2038-39 | 2039-40 | 2040-41 | 2041-42 | 2042-43 | 2043-44 | 2044-45 | 2045-46 | 2046-47 | 2047-48 | 2048-49 | 2049-50
NSW1 | Black Coal | 59.7% | 59.49% | 62.69% | 62.52% | 60.18% | 55.62% | 61.37% | 63.37% | 61.4% | 59.83% | 60.04% | 64.24% | 63.22% | 58.5% | 61.41% | 61.58% | 61.75% | 61.75% | 61.75% | 61.58% | 61.75% | 61.77% | 0% | 0% | 0% | 0% | 0% | 0% | 0% | 0%
NSW1 | Brown Coal | bar: 2020-21 to 2049-50
NSW1 | CCGT | 28.54% | 27.81% | 30.7% | 28.92% | 31.43% | 31.4% | 30.09% | 31.7% | 33.64% | 32.63% | 34.75% | 39.66% | 40.16% | 40.77% | 35.8% | 53.84% | 55.13% | 54.17% | 52.69% | 53.75% | 53.19% | 55.64% | 58.96% | 61.45% | 74.01% | 72.24% | 71.9% | 70.49% | 72.72% | 64.98%
NSW1 | Gas - Steam | bar: 2020-21 to 2049-50
NSW1 | OCGT / Diesel | 3.239e-05% | 3.773e-05% | 0.04771% | 0.03441% | 0.05665% | 0.284% | 0.07887% | 0.1869% | 0.1061% | 0.4429% | 0.3047% | 0.7267% | 0.3609% | 1.034% | 1.907% | 6.07% | 11.84% | 15.06% | 16.45% | 8.802% | 13.64% | 12.72% | 8.03% | 8.333% | 13.4% | 13.58% | 13.14% | 9.192% | 7.015% | 3.417%
NSW1 | Hydro | 11.98% | 12.06% | 12.49% | 12.51% | 12.97% | 14.39% | 13.02% | 13.48% | 14.35% | 15.42% | 16.21% | 16.9% | 15.58% | 17.27% | 16.68% | 18.07% | 17.2% | 18.59% | 18.84% | 18.13% | 17.42% | 18.61% | 18.79% | 18.06% | 17.61% | 18.49% | 18.55% | 18.3% | 17.13% | 18.91%
NSW1 | Wind | 31.1% | 33.61% | 38.24% | 37.31% | 40.86% | 41.4% | 44.19% | 35.33% | 31.03% | 32.45% | 32.87% | 34.53% | 34.66% | 35.24% | 35.89% | 29.88% | 27.28% | 27.21% | 27.89% | 28.38% | 28.96% | 30.15% | 31% | 26.95% | 25.38% | 25.93% | 26.68% | 28.03% | 28.78% | 30.1%
NSW1 | Solar PV | 27.59% | 28.71% | 28.83% | 29.27% | 28.04% | 26.98% | 29.75% | 26.74% | 28.14% | 29.43% | 30.19% | 30.01% | 29.2% | 28.16% | 30.43% | 27.17% | 28.05% | 29.8% | 30.37% | 29.64% | 28.89% | 28.15% | 30.23% | 27.19% | 27.77% | 29.3% | 29.63% | 29.58% | 28.84% | 28.26%
NSW1 | LS Battery | 0% | 0% | 0% | 0% | 0% | 0% | 0% | 0% | 0% | 0% | 0% | 0% | 0% | 0% | 0% | 0% | 0% | 0% | 0% | 9.952% | 10.02% | 9.73% | 10.52% | 8.772% | 9.165% | 9.385% | 9.681% | 9.124% | 8.563% | 8.503%
NSW1 | Pumped Hydro | 0.4446% | 0.4699% | 1.768% | 1.737% | 3.098% | 7.158% | 14.6% | 16.49% | 19.01% | 22.53% | 23.06% | 24.47% | 22.62% | 24.33% | 24.59% | 25.68% | 24.62% | 26.14% | 26.38% | 26.31% | 25.65% | 25.91% | 26.98% | 25.99% | 25.34% | 26.62% | 26.88% | 26.08% | 24.94% | 25.61%
Region | Technology | 2020-21 | 2021-22 | 2022-23 | 2023-24 | 2024-25 | 2025-26 | 2026-27 | 2027-28 | 2028-29 | 2029-30 | 2030-31 | 2031-32 | 2032-33 | 2033-34 | 2034-35 | 2035-36 | 2036-37 | 2037-38 | 2038-39 | 2039-40 | 2040-41 | 2041-42 | 2042-43 | 2043-44 | 2044-45 | 2045-46 | 2046-47 | 2047-48 | 2048-49 | 2049-50
QLD1 | Black Coal | 63.56% | 62.02% | 63.41% | 64.92% | 64.51% | 60.78% | 59.84% | 58.56% | 60.19% | 60.78% | 59.95% | 60.38% | 57.2% | 53.8% | 53.57% | 58.82% | 58.67% | 57.75% | 61.61% | 57.22% | 57.89% | 50.47% | 50.63% | 57.78% | 59.18% | 57.81% | 54.64% | 50.03% | 0% | 0%
QLD1 | Brown Coal | bar: 2020-21 to 2049-50
QLD1 | CCGT | 16.56% | 17.05% | 19.06% | 19.46% | 19.77% | 18.99% | 20.49% | 20.8% | 28.43% | 26.97% | 28.89% | 30.24% | 31.55% | 28.43% | 25.9% | 32% | 33.98% | 40.23% | 43.49% | 40.51% | 46.14% | 41.7% | 36.58% | 45.45% | 43.76% | 47.59% | 73.25% | 71.98% | 74.38% | 66.43%
QLD1 | Gas - Steam | bar: 2020-21 to 2049-50
QLD1 | OCGT / Diesel | 0.009362% | 7.197e-05% | 0.002785% | 0.001212% | 0.07246% | 0.08179% | 0.1864% | 0.268% | 0.3733% | 0.4269% | 0.4543% | 0.5069% | 0.1803% | 0.1649% | 0.1609% | 1.07% | 1.824% | 5.804% | 7.727% | 4.825% | 7.57% | 4.338% | 4.742% | 8.527% | 8.224% | 11.03% | 11.15% | 8.039% | 11.09% | 4.586%
QLD1 | Hydro | 52.61% | 52.62% | 52.69% | 52.53% | 52.69% | 52.56% | 52.61% | 52.61% | 52.67% | 52.46% | 52.6% | 52.63% | 52.48% | 52.41% | 52.02% | 52.36% | 51.59% | 52.14% | 51.49% | 50.94% | 51.83% | 49.98% | 49.11% | 50.83% | 50.25% | 49.82% | 48.43% | 47.62% | 48.13% | 44.58%
QLD1 | Wind | 39.85% | 41.65% | 44.32% | 41.61% | 37.27% | 41.4% | 41.26% | 40.16% | 38.69% | 38.84% | 35.63% | 35.94% | 33.87% | 39.59% | 38.03% | 40.5% | 40.16% | 38.55% | 34.36% | 32.36% | 30.02% | 34.3% | 33.19% | 33.76% | 32.96% | 32.36% | 28.86% | 28.12% | 25.52% | 28.75%
QLD1 | Solar PV | 28.28% | 29.39% | 30.01% | 30.64% | 29.33% | 28.95% | 30.97% | 25.8% | 28.89% | 29.78% | 30.39% | 30.98% | 29.79% | 28.95% | 30.9% | 25.85% | 28.86% | 29.68% | 30.35% | 30.56% | 29.72% | 28.91% | 30.58% | 25.99% | 28.53% | 29.43% | 30.1% | 29.58% | 28.43% | 27.72%
QLD1 | LS Battery | 3.307% | 7.598% | 4.195% | 8.766% | 8.241% | 12.75% | 13.37% | 12.51% | 12.65% | 12.94% | 12.97% | 12.51% | 12.17% | 12.07% | 12.89% | 12.65% | 12.97% | 11.66% | 11.91% | 9.006% | 8.621% | 8.41% | 8.654% | 8.321% | 8.29% | 7.672% | 8.035% | 8.325% | 8.713% | 7.961%
QLD1 | Pumped Hydro | 1.254% | 1.072% | 1.967% | 1.865% | 2.743% | 7.327% | 12.67% | 12.05% | 13.53% | 16.02% | 17.04% | 18.22% | 17.47% | 17.95% | 19.79% | 19.75% | 20.69% | 20.92% | 21.23% | 20.71% | 20.85% | 19.24% | 21.16% | 19.95% | 21.8% | 26.71% | 28.53% | 32.52% | 36.96% | 41.93%
Region | Technology | 2020-21 | 2021-22 | 2022-23 | 2023-24 | 2024-25 | 2025-26 | 2026-27 | 2027-28 | 2028-29 | 2029-30 | 2030-31 | 2031-32 | 2032-33 | 2033-34 | 2034-35 | 2035-36 | 2036-37 | 2037-38 | 2038-39 | 2039-40 | 2040-41 | 2041-42 | 2042-43 | 2043-44 | 2044-45 | 2045-46 | 2046-47 | 2047-48 | 2048-49 | 2049-50
VIC1 | Black Coal | bar: 2020-21 to 2049-50
VIC1 | Brown Coal | 75.15% | 75.89% | 70.29% | 73.14% | 75.63% | 74.84% | 71.9% | 73.87% | 68.94% | 70.92% | 73.17% | 73.73% | 72.25% | 71.01% | 70.91% | 72.23% | 69.72% | 72.82% | 65.47% | 61.43% | 67.76% | 62.03% | 70.6% | 70.77% | 76.37% | 70.94% | 0% | 0% | 0% | 0%
VIC1 | CCGT | 0% | 0% | 0% | 0% | 0% | 0% | 0% | 0% | 0% | 0% | 0% | 0% | 0% | 0% | 0% | 0% | 0% | 71.22% | 71.47% | 70.1% | 75.94% | 73.57% | 66.63% | 73.5% | 73.64% | 73.53% | 72.61% | 72.79% | 75.21% | 71.42%
VIC1 | Gas - Steam | 0.2798% | 0.9912% | 1.735% | 1.224% | 1.632% | 1.504% | 1.459% | 1.715% | 2.964% | 2.17% | 2.254% | 5.859% | 3.981% | 6.22% | 4.69% | 31.91% | 34.94% | 35.37% | 35.84% | 0% | 0% | 0% | 0% | 0% | 0% | 0% | 0% | 0% | 0% | 0%
VIC1 | OCGT / Diesel | 0.1688% | 0.2474% | 0.6657% | 0.2916% | 0.3924% | 0.5319% | 0.4401% | 0.4684% | 0.7051% | 0.6996% | 0.5688% | 1.912% | 1.153% | 2.443% | 2.092% | 11.17% | 12.36% | 10.7% | 13.15% | 9.322% | 10.79% | 11.13% | 7.711% | 9.189% | 11.36% | 14.89% | 15.55% | 11.21% | 7.969% | 7.196%
VIC1 | Hydro | 17.56% | 17.56% | 17.56% | 17.55% | 17.57% | 17.56% | 17.56% | 17.55% | 17.57% | 17.56% | 17.56% | 17.55% | 17.57% | 17.56% | 17.56% | 17.55% | 17.56% | 17.56% | 17.57% | 17.54% | 17.56% | 17.57% | 17.56% | 17.55% | 17.56% | 17.56% | 17.56% | 17.55% | 17.56% | 17.57%
VIC1 | Wind | 33.2% | 32.64% | 37.08% | 32.28% | 32.15% | 33.4% | 35.26% | 31.96% | 33.49% | 32.97% | 36.21% | 31.48% | 31.37% | 32.17% | 33.71% | 30.19% | 30.67% | 29.69% | 32.7% | 28.46% | 28.68% | 28.91% | 30.5% | 28.71% | 29% | 28.44% | 31.33% | 27.93% | 28.23% | 29.3%
VIC1 | Solar PV | 26.3% | 26.84% | 27.02% | 28.05% | 26.84% | 25.57% | 27.65% | 26.08% | 27.11% | 27.9% | 28.17% | 29.19% | 27.62% | 26.89% | 28.22% | 26.53% | 27.59% | 28.04% | 27.84% | 28.84% | 27.16% | 26.73% | 27.69% | 25.98% | 26.81% | 27.29% | 27.27% | 28.62% | 27.13% | 26.85%
VIC1 | LS Battery | 6.463% | 6.069% | 5.314% | 5.21% | 4.019% | 7.279% | 6.52% | 5.959% | 5.776% | 6.051% | 5.986% | 5.74% | 5.693% | 6.335% | 9% | 8.732% | 8.715% | 9.015% | 9.369% | 8.995% | 8.942% | 8.711% | 9.505% | 8.746% | 8.968% | 9.139% | 8.864% | 8.557% | 8.14% | 7.83%
VIC1 | Pumped Hydro | 0% | 0% | 0% | 0% | 0% | 0% | 23.18% | 22.95% | 23.84% | 27.85% | 25.71% | 25.57% | 24.06% | 26.01% | 25.93% | 24.7% | 24.34% | 23.52% | 24.81% | 22.78% | 21.88% | 20.73% | 23.37% | 21.65% | 21.3% | 22.08% | 21.11% | 21.1% | 20.06% | 18.45%
Region | Technology | 2020-21 | 2021-22 | 2022-23 | 2023-24 | 2024-25 | 2025-26 | 2026-27 | 2027-28 | 2028-29 | 2029-30 | 2030-31 | 2031-32 | 2032-33 | 2033-34 | 2034-35 | 2035-36 | 2036-37 | 2037-38 | 2038-39 | 2039-40 | 2040-41 | 2041-42 | 2042-43 | 2043-44 | 2044-45 | 2045-46 | 2046-47 | 2047-48 | 2048-49 | 2049-50
SA1 | Black Coal | bar: 2020-21 to 2049-50
SA1 | Brown Coal | bar: 2020-21 to 2049-50
SA1 | CCGT | 24.09% | 31.62% | 41.54% | 40.34% | 23.19% | 21.35% | 14.27% | 24.68% | 26.24% | 20.03% | 17.18% | 27.4% | 30.47% | 31.99% | 21.66% | 38.13% | 41.58% | 0% | 0% | 0% | 0% | 0% | 0% | 0% | 0% | 0% | 0% | 0% | 0% | 0%
SA1 | Gas - Steam | 0.6763% | 1.023% | 1.568% | 1.98% | 0% | 0% | 0% | 0% | 0% | 0% | 0% | 0% | 0% | 0% | 0% | 0% | 0% | 0% | 0% | 0% | 0% | 0% | 0% | 0% | 0% | 0% | 0% | 0% | 0% | 0%
SA1 | OCGT / Diesel | 0.8081% | 1.174% | 2.754% | 3.148% | 0.9828% | 1.212% | 0.8793% | 1.237% | 1.989% | 2.016% | 2.021% | 4.159% | 5.21% | 8.229% | 4.414% | 13.31% | 14.48% | 13.56% | 13.83% | 9.157% | 10.14% | 12.3% | 9.12% | 8.534% | 6.587% | 7.682% | 7.533% | 7.11% | 4.607% | 3.656%
SA1 | Hydro | bar: 2020-21 to 2049-50
SA1 | Wind | 32.38% | 32.9% | 34.94% | 31.14% | 32.73% | 30.26% | 33.95% | 32.37% | 31.24% | 31.25% | 33.42% | 29.77% | 29.96% | 28.62% | 31.96% | 29.66% | 29.74% | 28.49% | 28.82% | 26% | 24.86% | 23.88% | 25.84% | 25.86% | 25.58% | 25.03% | 25.04% | 22.07% | 20.71% | 17.73%
SA1 | Solar PV | 28.72% | 28.91% | 30.01% | 30.43% | 29.13% | 29.92% | 30.54% | 29.59% | 30.51% | 30.72% | 31.3% | 31.39% | 29.63% | 29.84% | 30.3% | 29.14% | 29.9% | 29.81% | 29.97% | 29.98% | 28.16% | 28.61% | 28.54% | 27.62% | 27.63% | 27.44% | 27.65% | 27.81% | 25.91% | 24.68%
SA1 | LS Battery | 5.361% | 5.023% | 4.894% | 5.284% | 4.122% | 5.886% | 5.698% | 5.421% | 5.416% | 5.467% | 6.247% | 6.038% | 5.953% | 5.798% | 6.066% | 5.904% | 6.263% | 6.494% | 6.827% | 8.401% | 8.295% | 7.761% | 8.451% | 8.893% | 9.725% | 10.13% | 9.897% | 10.62% | 10.69% | 11.85%
SA1 | Pumped Hydro | 0% | 0% | 0% | 0% | 0% | 0% | 0% | 0% | 0% | 0% | 23.54% | 23.19% | 22.15% | 22.08% | 23.23% | 21.42% | 22.02% | 21.91% | 20.39% | 21.43% | 20.4% | 20.03% | 20.43% | 19.97% | 20.43% | 21.15% | 19.63% | 20.36% | 20.32% | 21.59%
Region | Technology | 2020-21 | 2021-22 | 2022-23 | 2023-24 | 2024-25 | 2025-26 | 2026-27 | 2027-28 | 2028-29 | 2029-30 | 2030-31 | 2031-32 | 2032-33 | 2033-34 | 2034-35 | 2035-36 | 2036-37 | 2037-38 | 2038-39 | 2039-40 | 2040-41 | 2041-42 | 2042-43 | 2043-44 | 2044-45 | 2045-46 | 2046-47 | 2047-48 | 2048-49 | 2049-50
TAS1 | Black Coal | bar: 2020-21 to 2049-50
TAS1 | Brown Coal | bar: 2020-21 to 2049-50
TAS1 | CCGT | 0.0136% | 0.3047% | 0.9161% | 0.7855% | 0.08476% | 0.0004123% | 0.0004631% | 0.0004572% | 0.0004757% | 0.0005205% | 0.0005089% | 0.0005844% | 0.0005599% | 0.0005322% | 0.0006218% | 0.01113% | 0.4364% | 0.5068% | 0.238% | 0.04133% | 0.008374% | 0.02042% | 0.4662% | 0.1698% | 0.1153% | 0.07609% | 0.09954% | 0.4483% | 0.2291% | 0.1434%
TAS1 | Gas - Steam | bar: 2020-21 to 2049-50
TAS1 | OCGT / Diesel | bar: 2020-21 to 2049-50
TAS1 | Hydro | 35.44% | 39.55% | 44.6% | 40.6% | 46.71% | 48.31% | 43.82% | 44.26% | 44.06% | 42.13% | 41.58% | 40.62% | 46.43% | 46.32% | 42.98% | 42.91% | 41.65% | 41.52% | 40.94% | 42.18% | 44.1% | 42.96% | 37.59% | 44.15% | 41.96% | 42.49% | 40.29% | 43.42% | 44.95% | 43.87%
TAS1 | Wind | 42.69% | 41.42% | 45.27% | 43.56% | 42.97% | 46.41% | 46.85% | 46.02% | 45.09% | 43.91% | 46.13% | 42.94% | 41.93% | 45.15% | 45.58% | 45.43% | 44.31% | 42.39% | 43.97% | 40.92% | 40.17% | 43.1% | 44% | 43.34% | 41.77% | 39.83% | 42.81% | 40.03% | 39.85% | 42.27%
TAS1 | Solar PV | 0% | 0% | 0% | 0% | 0% | 0% | 0% | 0% | 24.23% | 24.72% | 24.22% | 24.26% | 24.34% | 22.62% | 24.1% | 23.67% | 23.93% | 24.06% | 23.6% | 23.96% | 24.05% | 22.16% | 23.68% | 23.27% | 23.88% | 24.06% | 23.56% | 23.92% | 24.03% | 22.15%
TAS1 | LS Battery | bar: 2020-21 to 2049-50
TAS1 | Pumped Hydro | 0% | 0% | 0% | 0% | 0% | 0% | 0% | 0% | 0% | 0% | 0% | 0% | 0% | 0% | 0% | 0% | 0% | 18.35% | 20.74% | 16.27% | 15.53% | 20.28% | 21.26% | 17.92% | 16.05% | 19.15% | 22.5% | 17.92% | 14.65% | 21.19%

## Accelerated_BaseCase_Capacity
Installed capacity by technology (MW) - Base Case, Accelerated Transition to a Low Emissions Future Scenario
Capacity calculated on 1 July. In early study years some wind and solar projects enter later in the financial year and are reflected in the following financial year's capacity.
Region | Technology | 2020-21 | 2021-22 | 2022-23 | 2023-24 | 2024-25 | 2025-26 | 2026-27 | 2027-28 | 2028-29 | 2029-30 | 2030-31 | 2031-32 | 2032-33 | 2033-34 | 2034-35 | 2035-36 | 2036-37 | 2037-38 | 2038-39 | 2039-40 | 2040-41 | 2041-42 | 2042-43 | 2043-44 | 2044-45 | 2045-46 | 2046-47 | 2047-48 | 2048-49 | 2049-50
NEM | Black Coal | 17655 | 17655 | 15655 | 15033 | 14619 | 14619 | 13197 | 12315 | 11937 | 11523 | 11036 | 9815 | 9666 | 9666 | 8976 | 7026 | 6326 | 5176 | 4625 | 4315 | 3725 | 3470 | 2305 | 2214 | 1675 | 1597 | 1424 | 954 | 0 | 0
NEM | Brown Coal | 4660 | 4660 | 4660 | 4660 | 4449 | 4449 | 4449 | 4138 | 4017 | 3612 | 3210 | 3210 | 3210 | 3210 | 3210 | 3210 | 3210 | 3210 | 3210 | 3069 | 2243 | 2243 | 2243 | 828 | 637 | 204 | 0 | 0 | 0 | 0
NEM | CCGT | 3119 | 3119 | 3119 | 2939 | 2939 | 2939 | 2939 | 2939 | 2554 | 2554 | 2554 | 2554 | 2554 | 2554 | 2554 | 2554 | 2554 | 2097 | 2097 | 3504 | 4039 | 4531 | 5039 | 6743 | 6572 | 5927 | 5685 | 5979 | 5979 | 5979
NEM | Gas - Steam | 1790 | 1790 | 1790 | 1790 | 510 | 510 | 510 | 510 | 510 | 510 | 510 | 510 | 510 | 510 | 510 | 510 | 510 | 510 | 510 | 0 | 0 | 0 | 0 | 0 | 0 | 0 | 0 | 0 | 0 | 0
NEM | OCGT / Diesel | 6414 | 6414 | 6414 | 6414 | 6414 | 6414 | 6414 | 6414 | 6414 | 6032 | 6032 | 6032 | 5365 | 5346 | 5149 | 5397 | 5397 | 7588 | 7588 | 9651 | 9652 | 9836 | 10974 | 10974 | 9969 | 10962 | 10387 | 10913 | 10913 | 11572
NEM | Hydro | 7329 | 7329 | 7329 | 7329 | 7329 | 7329 | 7329 | 7329 | 7329 | 7329 | 7329 | 7329 | 7329 | 7329 | 7329 | 7329 | 7329 | 7329 | 7329 | 7329 | 7329 | 7329 | 7329 | 7329 | 7329 | 7329 | 7329 | 7329 | 7329 | 7329
NEM | Wind | 8779 | 9246 | 10371 | 12029 | 14465 | 15001 | 15668 | 20577 | 22237 | 23834 | 24171 | 25104 | 27483 | 28777 | 29003 | 33587 | 35592 | 37517 | 38329 | 39782 | 41649 | 41649 | 41618 | 41488 | 43059 | 43105 | 44159 | 44159 | 47209 | 47068
NEM | Solar PV | 4692 | 4726 | 5095 | 5202 | 5274 | 7518 | 9083 | 10085 | 11609 | 12859 | 14979 | 17441 | 17718 | 17718 | 17718 | 21100 | 21188 | 21188 | 22068 | 23550 | 24183 | 24183 | 24081 | 28237 | 28139 | 28139 | 29346 | 32723 | 34363 | 36555
NEM | LS Battery | 233 | 233 | 233 | 233 | 233 | 233 | 233 | 233 | 233 | 233 | 203 | 203 | 203 | 148 | 421 | 421 | 421 | 556 | 556 | 3057 | 3249 | 3249 | 3249 | 11473 | 12390 | 13057 | 15305 | 25423 | 27132 | 29772
NEM | Pumped Hydro | 810 | 810 | 810 | 810 | 810 | 810 | 3400 | 3400 | 3530 | 3846 | 4981 | 7956 | 7956 | 8628 | 8736 | 9710 | 9710 | 9728 | 9728 | 9783 | 9783 | 9783 | 9805 | 9805 | 9805 | 9805 | 9805 | 9805 | 9805 | 9805
Total excluding storage |  | 54438 | 54939 | 54433 | 55396 | 55999 | 58779 | 59589 | 64307 | 66607 | 68253 | 69821 | 71995 | 73835 | 75110 | 74449 | 80713 | 82106 | 84615 | 85756 | 91200 | 92820 | 93241 | 93589 | 97813 | 97380 | 97263 | 98330 | 102057 | 105793 | 108503
Region | Technology | 2020-21 | 2021-22 | 2022-23 | 2023-24 | 2024-25 | 2025-26 | 2026-27 | 2027-28 | 2028-29 | 2029-30 | 2030-31 | 2031-32 | 2032-33 | 2033-34 | 2034-35 | 2035-36 | 2036-37 | 2037-38 | 2038-39 | 2039-40 | 2040-41 | 2041-42 | 2042-43 | 2043-44 | 2044-45 | 2045-46 | 2046-47 | 2047-48 | 2048-49 | 2049-50
NSW1 | Black Coal | 10160 | 10160 | 8160 | 8160 | 7923 | 7923 | 6501 | 6082 | 6082 | 5668 | 5181 | 3960 | 3960 | 3960 | 3270 | 1320 | 1320 | 1320 | 1320 | 1320 | 1320 | 1165 | 0 | 0 | 0 | 0 | 0 | 0 | 0 | 0
NSW1 | Brown Coal | 0 | 0 | 0 | 0 | 0 | 0 | 0 | 0 | 0 | 0 | 0 | 0 | 0 | 0 | 0 | 0 | 0 | 0 | 0 | 0 | 0 | 0 | 0 | 0 | 0 | 0 | 0 | 0 | 0 | 0
NSW1 | CCGT | 606 | 606 | 606 | 606 | 606 | 606 | 606 | 606 | 606 | 606 | 606 | 606 | 606 | 606 | 606 | 606 | 606 | 606 | 606 | 606 | 606 | 606 | 1114 | 679 | 508 | 508 | 508 | 508 | 508 | 508
NSW1 | Gas - Steam | 0 | 0 | 0 | 0 | 0 | 0 | 0 | 0 | 0 | 0 | 0 | 0 | 0 | 0 | 0 | 0 | 0 | 0 | 0 | 0 | 0 | 0 | 0 | 0 | 0 | 0 | 0 | 0 | 0 | 0
NSW1 | OCGT / Diesel | 1438 | 1438 | 1438 | 1438 | 1438 | 1438 | 1438 | 1438 | 1438 | 1438 | 1438 | 1438 | 1438 | 1438 | 1438 | 1388 | 1388 | 1388 | 1388 | 1388 | 1388 | 1393 | 2587 | 2587 | 1923 | 1923 | 1923 | 1923 | 1923 | 1923
NSW1 | Hydro | 2585 | 2585 | 2585 | 2585 | 2585 | 2585 | 2585 | 2585 | 2585 | 2585 | 2585 | 2585 | 2585 | 2585 | 2585 | 2585 | 2585 | 2585 | 2585 | 2585 | 2585 | 2585 | 2585 | 2585 | 2585 | 2585 | 2585 | 2585 | 2585 | 2585
NSW1 | Wind | 1633 | 1633 | 2208 | 2869 | 4243 | 4545 | 4545 | 6026 | 6126 | 7703 | 7703 | 7848 | 8843 | 9986 | 10256 | 11308 | 12641 | 13218 | 13582 | 13582 | 13221 | 13221 | 13221 | 13022 | 13022 | 13022 | 13022 | 13022 | 13022 | 13022
NSW1 | Solar PV | 1702 | 1702 | 1702 | 1702 | 1702 | 2178 | 3247 | 4249 | 5598 | 6451 | 7498 | 9873 | 10150 | 10150 | 10150 | 13532 | 13532 | 13532 | 13673 | 14054 | 14669 | 14669 | 14567 | 18748 | 18748 | 18748 | 18858 | 18858 | 18858 | 18858
NSW1 | LS Battery | 0 | 0 | 0 | 0 | 0 | 0 | 0 | 0 | 0 | 0 | 0 | 0 | 0 | 0 | 0 | 0 | 0 | 0 | 0 | 50 | 158 | 158 | 158 | 7075 | 7075 | 7742 | 7947 | 11224 | 11804 | 11804
NSW1 | Pumped Hydro | 240 | 240 | 240 | 240 | 240 | 240 | 2240 | 2240 | 2240 | 2240 | 2413 | 4578 | 4578 | 4755 | 4826 | 5640 | 5640 | 5640 | 5640 | 5640 | 5640 | 5640 | 5640 | 5640 | 5640 | 5640 | 5640 | 5640 | 5640 | 5640
Total excluding storage |  | 18124 | 18124 | 16699 | 17360 | 18497 | 19275 | 18922 | 20986 | 22435 | 24451 | 25011 | 26310 | 27582 | 28725 | 28305 | 30739 | 32072 | 32649 | 33154 | 33535 | 33789 | 33639 | 34074 | 37621 | 36786 | 36786 | 36896 | 36896 | 36896 | 36896
Region | Technology | 2020-21 | 2021-22 | 2022-23 | 2023-24 | 2024-25 | 2025-26 | 2026-27 | 2027-28 | 2028-29 | 2029-30 | 2030-31 | 2031-32 | 2032-33 | 2033-34 | 2034-35 | 2035-36 | 2036-37 | 2037-38 | 2038-39 | 2039-40 | 2040-41 | 2041-42 | 2042-43 | 2043-44 | 2044-45 | 2045-46 | 2046-47 | 2047-48 | 2048-49 | 2049-50
QLD1 | Black Coal | 7495 | 7495 | 7495 | 6873 | 6696 | 6696 | 6696 | 6233 | 5855 | 5855 | 5855 | 5855 | 5706 | 5706 | 5706 | 5706 | 5006 | 3856 | 3305 | 2995 | 2405 | 2305 | 2305 | 2214 | 1675 | 1597 | 1424 | 954 | 0 | 0
QLD1 | Brown Coal | 0 | 0 | 0 | 0 | 0 | 0 | 0 | 0 | 0 | 0 | 0 | 0 | 0 | 0 | 0 | 0 | 0 | 0 | 0 | 0 | 0 | 0 | 0 | 0 | 0 | 0 | 0 | 0 | 0 | 0
QLD1 | CCGT | 1596 | 1596 | 1596 | 1596 | 1596 | 1596 | 1596 | 1596 | 1211 | 1211 | 1211 | 1211 | 1211 | 1211 | 1211 | 1211 | 1211 | 1211 | 1211 | 1067 | 1067 | 1067 | 1067 | 1067 | 1067 | 422 | 180 | 180 | 180 | 180
QLD1 | Gas - Steam | 0 | 0 | 0 | 0 | 0 | 0 | 0 | 0 | 0 | 0 | 0 | 0 | 0 | 0 | 0 | 0 | 0 | 0 | 0 | 0 | 0 | 0 | 0 | 0 | 0 | 0 | 0 | 0 | 0 | 0
QLD1 | OCGT / Diesel | 1845 | 1845 | 1845 | 1845 | 1845 | 1845 | 1845 | 1845 | 1845 | 1845 | 1845 | 1845 | 1572 | 1553 | 1436 | 1436 | 1436 | 2320 | 2320 | 3397 | 3398 | 3557 | 3557 | 3557 | 3426 | 4419 | 4410 | 4936 | 4936 | 5111
QLD1 | Hydro | 152 | 152 | 152 | 152 | 152 | 152 | 152 | 152 | 152 | 152 | 152 | 152 | 152 | 152 | 152 | 152 | 152 | 152 | 152 | 152 | 152 | 152 | 152 | 152 | 152 | 152 | 152 | 152 | 152 | 152
QLD1 | Wind | 677 | 812 | 1362 | 2057 | 3018 | 3252 | 3252 | 5254 | 5453 | 5453 | 5453 | 5556 | 6664 | 6865 | 6865 | 6993 | 7661 | 8670 | 9170 | 10605 | 12323 | 12323 | 12323 | 12142 | 13101 | 13182 | 14010 | 14010 | 16516 | 16603
QLD1 | Solar PV | 1762 | 1762 | 1762 | 1762 | 1762 | 2701 | 2843 | 2843 | 2843 | 2843 | 2843 | 2843 | 2843 | 2843 | 2843 | 2843 | 2843 | 2843 | 3284 | 4131 | 4131 | 4131 | 4131 | 4106 | 4008 | 4008 | 5105 | 7627 | 8509 | 8509
QLD1 | LS Battery | 3 | 3 | 3 | 3 | 3 | 3 | 3 | 3 | 3 | 3 | 3 | 3 | 3 | 3 | 3 | 3 | 3 | 8 | 8 | 1136 | 1220 | 1220 | 1220 | 1220 | 2137 | 2137 | 3587 | 7814 | 7814 | 7814
QLD1 | Pumped Hydro | 570 | 570 | 570 | 570 | 570 | 570 | 785 | 785 | 790 | 910 | 1073 | 1715 | 1715 | 2210 | 2210 | 2370 | 2370 | 2370 | 2370 | 2370 | 2370 | 2370 | 2370 | 2370 | 2370 | 2370 | 2370 | 2370 | 2370 | 2370
Total excluding storage |  | 13527 | 13662 | 14212 | 14285 | 15069 | 16242 | 16384 | 17923 | 17359 | 17359 | 17359 | 17462 | 18148 | 18330 | 18213 | 18341 | 18309 | 19052 | 19442 | 22347 | 23476 | 23535 | 23535 | 23238 | 23429 | 23780 | 25281 | 27859 | 30293 | 30555
Region | Technology | 2020-21 | 2021-22 | 2022-23 | 2023-24 | 2024-25 | 2025-26 | 2026-27 | 2027-28 | 2028-29 | 2029-30 | 2030-31 | 2031-32 | 2032-33 | 2033-34 | 2034-35 | 2035-36 | 2036-37 | 2037-38 | 2038-39 | 2039-40 | 2040-41 | 2041-42 | 2042-43 | 2043-44 | 2044-45 | 2045-46 | 2046-47 | 2047-48 | 2048-49 | 2049-50
VIC1 | Black Coal | 0 | 0 | 0 | 0 | 0 | 0 | 0 | 0 | 0 | 0 | 0 | 0 | 0 | 0 | 0 | 0 | 0 | 0 | 0 | 0 | 0 | 0 | 0 | 0 | 0 | 0 | 0 | 0 | 0 | 0
VIC1 | Brown Coal | 4660 | 4660 | 4660 | 4660 | 4449 | 4449 | 4449 | 4138 | 4017 | 3612 | 3210 | 3210 | 3210 | 3210 | 3210 | 3210 | 3210 | 3210 | 3210 | 3069 | 2243 | 2243 | 2243 | 828 | 637 | 204 | 0 | 0 | 0 | 0
VIC1 | CCGT | 0 | 0 | 0 | 0 | 0 | 0 | 0 | 0 | 0 | 0 | 0 | 0 | 0 | 0 | 0 | 0 | 0 | 72 | 72 | 1623 | 2158 | 2650 | 2650 | 4789 | 4789 | 4789 | 4789 | 5083 | 5083 | 5083
VIC1 | Gas - Steam | 510 | 510 | 510 | 510 | 510 | 510 | 510 | 510 | 510 | 510 | 510 | 510 | 510 | 510 | 510 | 510 | 510 | 510 | 510 | 0 | 0 | 0 | 0 | 0 | 0 | 0 | 0 | 0 | 0 | 0
VIC1 | OCGT / Diesel | 1872 | 1872 | 1872 | 1872 | 1872 | 1872 | 1872 | 1872 | 1872 | 1872 | 1872 | 1872 | 1712 | 1712 | 1712 | 1984 | 1984 | 2976 | 2976 | 3353 | 3353 | 3353 | 3297 | 3297 | 3297 | 3297 | 2731 | 2731 | 2731 | 3215
VIC1 | Hydro | 2182 | 2182 | 2182 | 2182 | 2182 | 2182 | 2182 | 2182 | 2182 | 2182 | 2182 | 2182 | 2182 | 2182 | 2182 | 2182 | 2182 | 2182 | 2182 | 2182 | 2182 | 2182 | 2182 | 2182 | 2182 | 2182 | 2182 | 2182 | 2182 | 2182
VIC1 | Wind | 3790 | 4122 | 4122 | 4122 | 4122 | 4122 | 4641 | 5091 | 5988 | 5988 | 6124 | 6572 | 6841 | 6841 | 6841 | 8874 | 8874 | 8807 | 8387 | 8387 | 8280 | 8280 | 8249 | 8064 | 8064 | 8064 | 8064 | 8064 | 8064 | 7836
VIC1 | Solar PV | 900 | 934 | 1093 | 1093 | 1093 | 1119 | 1473 | 1473 | 1473 | 1870 | 2943 | 2943 | 2943 | 2943 | 2943 | 2943 | 2943 | 2943 | 3241 | 3495 | 3495 | 3495 | 3495 | 3495 | 3495 | 3495 | 3495 | 3495 | 3350 | 3262
VIC1 | LS Battery | 75 | 75 | 75 | 75 | 75 | 75 | 75 | 75 | 75 | 75 | 75 | 75 | 75 | 20 | 292 | 292 | 292 | 422 | 422 | 1656 | 1656 | 1656 | 1656 | 2847 | 2847 | 2847 | 3440 | 5221 | 5221 | 5493
VIC1 | Pumped Hydro | 0 | 0 | 0 | 0 | 0 | 0 | 375 | 375 | 500 | 696 | 1200 | 1200 | 1200 | 1200 | 1200 | 1200 | 1200 | 1200 | 1200 | 1200 | 1200 | 1200 | 1200 | 1200 | 1200 | 1200 | 1200 | 1200 | 1200 | 1200
Total excluding storage |  | 13914 | 14280 | 14439 | 14439 | 14228 | 14254 | 15127 | 15266 | 16042 | 16034 | 16841 | 17289 | 17398 | 17398 | 17398 | 19703 | 19703 | 20700 | 20578 | 22109 | 21711 | 22203 | 22116 | 22655 | 22464 | 22031 | 21261 | 21555 | 21410 | 21578
Region | Technology | 2020-21 | 2021-22 | 2022-23 | 2023-24 | 2024-25 | 2025-26 | 2026-27 | 2027-28 | 2028-29 | 2029-30 | 2030-31 | 2031-32 | 2032-33 | 2033-34 | 2034-35 | 2035-36 | 2036-37 | 2037-38 | 2038-39 | 2039-40 | 2040-41 | 2041-42 | 2042-43 | 2043-44 | 2044-45 | 2045-46 | 2046-47 | 2047-48 | 2048-49 | 2049-50
SA1 | Black Coal | 0 | 0 | 0 | 0 | 0 | 0 | 0 | 0 | 0 | 0 | 0 | 0 | 0 | 0 | 0 | 0 | 0 | 0 | 0 | 0 | 0 | 0 | 0 | 0 | 0 | 0 | 0 | 0 | 0 | 0
SA1 | Brown Coal | 0 | 0 | 0 | 0 | 0 | 0 | 0 | 0 | 0 | 0 | 0 | 0 | 0 | 0 | 0 | 0 | 0 | 0 | 0 | 0 | 0 | 0 | 0 | 0 | 0 | 0 | 0 | 0 | 0 | 0
SA1 | CCGT | 709 | 709 | 709 | 529 | 529 | 529 | 529 | 529 | 529 | 529 | 529 | 529 | 529 | 529 | 529 | 529 | 529 | 0 | 0 | 0 | 0 | 0 | 0 | 0 | 0 | 0 | 0 | 0 | 0 | 0
SA1 | Gas - Steam | 1280 | 1280 | 1280 | 1280 | 0 | 0 | 0 | 0 | 0 | 0 | 0 | 0 | 0 | 0 | 0 | 0 | 0 | 0 | 0 | 0 | 0 | 0 | 0 | 0 | 0 | 0 | 0 | 0 | 0 | 0
SA1 | OCGT / Diesel | 1259 | 1259 | 1259 | 1259 | 1259 | 1259 | 1259 | 1259 | 1259 | 877 | 877 | 877 | 643 | 643 | 563 | 589 | 589 | 904 | 904 | 1513 | 1513 | 1533 | 1533 | 1533 | 1323 | 1323 | 1323 | 1323 | 1323 | 1323
SA1 | Hydro | 0 | 0 | 0 | 0 | 0 | 0 | 0 | 0 | 0 | 0 | 0 | 0 | 0 | 0 | 0 | 0 | 0 | 0 | 0 | 0 | 0 | 0 | 0 | 0 | 0 | 0 | 0 | 0 | 0 | 0
SA1 | Wind | 1940 | 1940 | 1940 | 2131 | 2232 | 2232 | 2380 | 3096 | 3560 | 3580 | 3781 | 4018 | 4025 | 3975 | 3931 | 5174 | 5103 | 5490 | 5783 | 5726 | 6343 | 6343 | 6343 | 6778 | 7136 | 7101 | 7327 | 7327 | 7871 | 7871
SA1 | Solar PV | 328 | 328 | 538 | 645 | 717 | 1520 | 1520 | 1520 | 1520 | 1520 | 1520 | 1520 | 1520 | 1520 | 1520 | 1520 | 1520 | 1520 | 1520 | 1520 | 1538 | 1538 | 1538 | 1538 | 1538 | 1538 | 1538 | 2393 | 3296 | 5576
SA1 | LS Battery | 155 | 155 | 155 | 155 | 155 | 155 | 155 | 155 | 155 | 155 | 125 | 125 | 125 | 125 | 126 | 126 | 126 | 126 | 126 | 215 | 215 | 215 | 215 | 331 | 331 | 331 | 331 | 1164 | 2293 | 4661
SA1 | Pumped Hydro | 0 | 0 | 0 | 0 | 0 | 0 | 0 | 0 | 0 | 0 | 295 | 463 | 463 | 463 | 500 | 500 | 500 | 500 | 500 | 500 | 500 | 500 | 500 | 500 | 500 | 500 | 500 | 500 | 500 | 500
Total excluding storage |  | 5516 | 5516 | 5726 | 5844 | 4737 | 5540 | 5688 | 6404 | 6868 | 6506 | 6707 | 6944 | 6717 | 6667 | 6543 | 7812 | 7741 | 7914 | 8207 | 8759 | 9394 | 9414 | 9414 | 9849 | 9997 | 9962 | 10188 | 11043 | 12490 | 14770
Region | Technology | 2020-21 | 2021-22 | 2022-23 | 2023-24 | 2024-25 | 2025-26 | 2026-27 | 2027-28 | 2028-29 | 2029-30 | 2030-31 | 2031-32 | 2032-33 | 2033-34 | 2034-35 | 2035-36 | 2036-37 | 2037-38 | 2038-39 | 2039-40 | 2040-41 | 2041-42 | 2042-43 | 2043-44 | 2044-45 | 2045-46 | 2046-47 | 2047-48 | 2048-49 | 2049-50
TAS1 | Black Coal | 0 | 0 | 0 | 0 | 0 | 0 | 0 | 0 | 0 | 0 | 0 | 0 | 0 | 0 | 0 | 0 | 0 | 0 | 0 | 0 | 0 | 0 | 0 | 0 | 0 | 0 | 0 | 0 | 0 | 0
TAS1 | Brown Coal | 0 | 0 | 0 | 0 | 0 | 0 | 0 | 0 | 0 | 0 | 0 | 0 | 0 | 0 | 0 | 0 | 0 | 0 | 0 | 0 | 0 | 0 | 0 | 0 | 0 | 0 | 0 | 0 | 0 | 0
TAS1 | CCGT | 208 | 208 | 208 | 208 | 208 | 208 | 208 | 208 | 208 | 208 | 208 | 208 | 208 | 208 | 208 | 208 | 208 | 208 | 208 | 208 | 208 | 208 | 208 | 208 | 208 | 208 | 208 | 208 | 208 | 208
TAS1 | Gas - Steam | 0 | 0 | 0 | 0 | 0 | 0 | 0 | 0 | 0 | 0 | 0 | 0 | 0 | 0 | 0 | 0 | 0 | 0 | 0 | 0 | 0 | 0 | 0 | 0 | 0 | 0 | 0 | 0 | 0 | 0
TAS1 | OCGT / Diesel | 0 | 0 | 0 | 0 | 0 | 0 | 0 | 0 | 0 | 0 | 0 | 0 | 0 | 0 | 0 | 0 | 0 | 0 | 0 | 0 | 0 | 0 | 0 | 0 | 0 | 0 | 0 | 0 | 0 | 0
TAS1 | Hydro | 2410 | 2410 | 2410 | 2410 | 2410 | 2410 | 2410 | 2410 | 2410 | 2410 | 2410 | 2410 | 2410 | 2410 | 2410 | 2410 | 2410 | 2410 | 2410 | 2410 | 2410 | 2410 | 2410 | 2410 | 2410 | 2410 | 2410 | 2410 | 2410 | 2410
TAS1 | Wind | 739 | 739 | 739 | 850 | 850 | 850 | 850 | 1110 | 1110 | 1110 | 1110 | 1110 | 1110 | 1110 | 1110 | 1238 | 1313 | 1332 | 1407 | 1482 | 1482 | 1482 | 1482 | 1482 | 1736 | 1736 | 1736 | 1736 | 1736 | 1736
TAS1 | Solar PV | 0 | 0 | 0 | 0 | 0 | 0 | 0 | 0 | 175 | 175 | 175 | 262 | 262 | 262 | 262 | 262 | 350 | 350 | 350 | 350 | 350 | 350 | 350 | 350 | 350 | 350 | 350 | 350 | 350 | 350
TAS1 | LS Battery | 0 | 0 | 0 | 0 | 0 | 0 | 0 | 0 | 0 | 0 | 0 | 0 | 0 | 0 | 0 | 0 | 0 | 0 | 0 | 0 | 0 | 0 | 0 | 0 | 0 | 0 | 0 | 0 | 0 | 0
TAS1 | Pumped Hydro | 0 | 0 | 0 | 0 | 0 | 0 | 0 | 0 | 0 | 0 | 0 | 0 | 0 | 0 | 0 | 0 | 0 | 18 | 18 | 73 | 73 | 73 | 95 | 95 | 95 | 95 | 95 | 95 | 95 | 95
Total excluding storage |  | 3357 | 3357 | 3357 | 3468 | 3468 | 3468 | 3468 | 3728 | 3903 | 3903 | 3903 | 3990 | 3990 | 3990 | 3990 | 4118 | 4281 | 4300 | 4375 | 4450 | 4450 | 4450 | 4450 | 4450 | 4704 | 4704 | 4704 | 4704 | 4704 | 4704

## Accelerated_BaseCase_Generation
Annual sent-out generation by technology (GWh) - Base Case, Accelerated Transition to a Low Emissions Future Scenario
Region | Technology | 2020-21 | 2021-22 | 2022-23 | 2023-24 | 2024-25 | 2025-26 | 2026-27 | 2027-28 | 2028-29 | 2029-30 | 2030-31 | 2031-32 | 2032-33 | 2033-34 | 2034-35 | 2035-36 | 2036-37 | 2037-38 | 2038-39 | 2039-40 | 2040-41 | 2041-42 | 2042-43 | 2043-44 | 2044-45 | 2045-46 | 2046-47 | 2047-48 | 2048-49 | 2049-50
NEM | Black Coal | 94866.6231 | 93665.5825 | 86445.6283 | 84005.0763 | 79609.0234 | 74259.8172 | 70052.227 | 65917.4372 | 63584.4383 | 60881.5621 | 58001.4733 | 53399.4967 | 50523.1202 | 47182.3985 | 44368.6231 | 36622.1845 | 32868.4001 | 26647.4063 | 24978.0224 | 22193.9234 | 19337.3647 | 16495.1812 | 10222.4482 | 11236.2373 | 8683.72 | 8086.7769 | 6816.5372 | 4192.0966 | 0.076471 | 0.022672
NEM | Brown Coal | 30679.43 | 30981.3076 | 28692.131 | 29937.5715 | 29474.6405 | 29166.8074 | 28021.6294 | 26851.7778 | 24259.8736 | 22439.3566 | 20576.2094 | 20788.3162 | 20316.4765 | 19967.7107 | 19940.347 | 20366.525 | 19605.691 | 20477.1106 | 18410.4915 | 16559.9194 | 13314.6094 | 12187.3085 | 13872.1324 | 5147.5327 | 4261.5246 | 1267.7543 | 0.064513 | 0.020643 | 0 | 0
NEM | CCGT | 5326.4089 | 5829.7606 | 6891.7707 | 6156.0686 | 5508.6415 | 5310.9573 | 5123.2214 | 5750.4216 | 6017.1921 | 5521.7482 | 5704.9872 | 6601.0889 | 6891.6252 | 6662.0296 | 5651.6174 | 8042.2779 | 8466.2567 | 7601.1164 | 7865.5681 | 16652.1482 | 21491.5795 | 23930.9353 | 24647.5015 | 38846.0885 | 38277.981 | 35822.7943 | 34816.5163 | 36790.7576 | 37903.7486 | 35743.43
NEM | Gas - Steam | 88.337 | 158.9519 | 253.3555 | 277.4237 | 72.9328 | 67.1991 | 65.1848 | 76.8265 | 132.4024 | 96.9285 | 100.7176 | 262.4599 | 177.855 | 277.8672 | 209.5517 | 1429.3754 | 1561.0122 | 1579.9874 | 1601.097 | 0 | 0 | 0 | 0 | 0 | 0 | 0 | 0 | 0 | 0 | 0
NEM | OCGT / Diesel | 118.3335 | 170.0319 | 419.339 | 400.6109 | 191.5841 | 269.9394 | 209.2107 | 280.8245 | 408.6369 | 394.3776 | 360.3835 | 808.7431 | 536.7028 | 982.58 | 791.8683 | 3510.2901 | 4565.0016 | 6874.5374 | 8094.1083 | 6475.5414 | 8425.538 | 7824.9122 | 6748.8868 | 8368.3541 | 8769.2128 | 11748.1137 | 11112.0396 | 8553.9454 | 8415.6529 | 5079.0207
NEM | Hydro | 14251.6924 | 15138.7783 | 16303.2142 | 15500.747 | 16857.5365 | 17513.5534 | 16256.055 | 16495.6547 | 16612.2798 | 16442.2931 | 16507.9039 | 16500.91 | 17386.8959 | 17745.3273 | 16898.9399 | 17249.4749 | 16729.6275 | 17026.6593 | 16952.7544 | 17089.1936 | 17303.4265 | 17308.224 | 16200.002 | 17489.1186 | 16872.6272 | 17177.187 | 16707.8357 | 17347.4177 | 17367.1471 | 17496.4261
NEM | Wind | 26926.9974 | 27829.2581 | 34942.3904 | 37691.2518 | 46249.2181 | 49706.6065 | 54249.2327 | 64819.6739 | 66829.4889 | 71818.7797 | 74176.3215 | 74212.6708 | 80064.7201 | 88261.8952 | 90761.3055 | 96510.1386 | 99390.0258 | 102344.3759 | 104835.4423 | 103380.7601 | 105775.9201 | 111775.0634 | 113831.3172 | 108205.5887 | 109600.1607 | 108666.5184 | 110564.6178 | 106760.8501 | 110026.8152 | 114914.8379
NEM | Solar PV | 11461.2938 | 11843.2934 | 12933.2572 | 13535.7688 | 13105.8664 | 18489.0425 | 23810.7644 | 23749.2077 | 28929.7774 | 33085.0038 | 39198.1697 | 46056.9017 | 45003.8406 | 43672.0889 | 46614.392 | 50049.2774 | 52267.297 | 54647.4343 | 57721.3288 | 61276.5636 | 60730.6545 | 59346.6621 | 62688.0305 | 66567.549 | 68284.6243 | 71243.8826 | 75205.0279 | 84175.1241 | 85003.3852 | 87757.8242
NEM | LS Battery | 116.1394 | 110.0866 | 102.487 | 108.5841 | 84.5507 | 131.1139 | 123.742 | 116.3749 | 114.8344 | 117.4082 | 111.1762 | 107.4514 | 105.8228 | 77.796 | 300.6056 | 292.7258 | 295.5223 | 413.2143 | 430.139 | 2409.552 | 2513.3675 | 2443.3001 | 2608.4486 | 8789.0122 | 9750.6547 | 10374.3316 | 12221.973 | 19719.67 | 20689.7465 | 22848.6979
NEM | Pumped Hydro | 71.9442 | 63.4179 | 135.361 | 130.0538 | 202.1609 | 516.4066 | 4497.7124 | 4830.6794 | 5710.6158 | 7395.7109 | 9786.4276 | 16224.6712 | 15125.5565 | 17240.7605 | 17972.0344 | 20378.2323 | 19980.9515 | 20717.769 | 20975.7579 | 20792.1114 | 20291.9773 | 19983.564 | 21253.8577 | 20336.597 | 20309.2103 | 22104.1035 | 22471.2681 | 22959.6083 | 23114.8122 | 24420.7234
Total excluding storage |  | 183719.1161 | 185616.9644 | 186881.0863 | 187504.5187 | 191069.4434 | 194783.9229 | 197787.5254 | 203941.824 | 206774.0894 | 210680.0495 | 214626.1661 | 218630.5873 | 220901.2364 | 224751.8974 | 225236.6449 | 233779.5438 | 235453.3119 | 237198.6275 | 240458.8128 | 243628.0496 | 246379.0928 | 248868.2866 | 248210.3186 | 255860.4688 | 254749.8506 | 254013.0272 | 255222.639 | 257820.2122 | 258716.8255 | 260991.5615
Region | Technology | 2020-21 | 2021-22 | 2022-23 | 2023-24 | 2024-25 | 2025-26 | 2026-27 | 2027-28 | 2028-29 | 2029-30 | 2030-31 | 2031-32 | 2032-33 | 2033-34 | 2034-35 | 2035-36 | 2036-37 | 2037-38 | 2038-39 | 2039-40 | 2040-41 | 2041-42 | 2042-43 | 2043-44 | 2044-45 | 2045-46 | 2046-47 | 2047-48 | 2048-49 | 2049-50
NSW1 | Black Coal | 53135.704 | 52948.389 | 44813.707 | 44813.707 | 41768.5353 | 38606.584 | 34950.873 | 33853.7752 | 32712.6665 | 29706.214 | 27251.552 | 22345.025 | 21929.8805 | 20292.298 | 17592.0246 | 7140.276 | 7140.276 | 7140.276 | 7140.276 | 7140.276 | 7140.2754 | 6303.742 | 0 | 0 | 0 | 0 | 0 | 0 | 0 | 0
NSW1 | Brown Coal | 0 | 0 | 0 | 0 | 0 | 0 | 0 | 0 | 0 | 0 | 0 | 0 | 0 | 0 | 0 | 0 | 0 | 0 | 0 | 0 | 0 | 0 | 0 | 0 | 0 | 0 | 0 | 0 | 0 | 0
NSW1 | CCGT | 1515.18 | 1476.4807 | 1629.8493 | 1539.5168 | 1668.4498 | 1666.6909 | 1597.4017 | 1687.3827 | 1785.6792 | 1732.3479 | 1844.8046 | 2111.0934 | 2131.9362 | 2164.1104 | 1900.2462 | 2866.0774 | 2926.3709 | 2875.4292 | 2796.8826 | 2861.3667 | 2823.6695 | 2953.6094 | 5753.2299 | 3665.033 | 3293.576 | 3214.9329 | 3199.732 | 3145.5266 | 3236.1953 | 2891.4497
NSW1 | Gas - Steam | 0 | 0 | 0 | 0 | 0 | 0 | 0 | 0 | 0 | 0 | 0 | 0 | 0 | 0 | 0 | 0 | 0 | 0 | 0 | 0 | 0 | 0 | 0 | 0 | 0 | 0 | 0 | 0 | 0 | 0
NSW1 | OCGT / Diesel | 0.0040803 | 0.0047523 | 6.0106 | 4.346 | 7.1356 | 35.7774 | 9.9356 | 23.6091 | 13.3668 | 55.7921 | 38.3851 | 91.7941 | 45.457 | 130.2309 | 240.1866 | 740.0591 | 1439.6793 | 1830.9556 | 1999.5387 | 1073.1615 | 1658.0335 | 1551.6831 | 1819.6968 | 1893.6774 | 2257.6001 | 2287.9861 | 2213.6323 | 1552.6781 | 1181.6466 | 575.6117
NSW1 | Hydro | 2712.6576 | 2731.3879 | 2828.4316 | 2841.2398 | 2937.6335 | 3258.5397 | 2949.1423 | 3060.0491 | 3250.3998 | 3492.553 | 3671.4589 | 3836.3283 | 3527.8196 | 3910.9569 | 3776.3708 | 4103.3111 | 3894.3145 | 4210.3411 | 4266.1646 | 4117.0956 | 3945.2129 | 4214.4577 | 4254.5691 | 4100.3311 | 3987.5109 | 4186.5592 | 4200.8582 | 4156.1294 | 3879.456 | 4283.092
NSW1 | Wind | 4448.941 | 4808.1198 | 7397.1305 | 9402.2651 | 15185.6488 | 16481.8486 | 17593.4375 | 18702.6226 | 16652.0822 | 21899.134 | 22180.5807 | 23803.5769 | 26848.9056 | 30823.6844 | 32247.547 | 29682.8399 | 30211.3659 | 31507.2923 | 33188.6935 | 33864.3788 | 33538.4298 | 34918.9053 | 35897.4279 | 30829.2386 | 28946.6912 | 29579.6394 | 30434.166 | 32057.2724 | 32825.2234 | 34334.9062
NSW1 | Solar PV | 4114.0914 | 4280.6076 | 4298.9912 | 4376.3185 | 4179.9905 | 5148.288 | 8463.1716 | 9979.4125 | 13801.2821 | 16628.9767 | 19829.348 | 26024.747 | 25962.4026 | 25036.8264 | 27055.3533 | 32299.6447 | 33252.4402 | 35321.3194 | 36371.5738 | 36592.7708 | 37128.5549 | 36167.9538 | 38572.3619 | 44770.1401 | 45602.9945 | 48123.561 | 48948.8993 | 48991.8372 | 47636.7155 | 46689.9313
NSW1 | LS Battery | 0.0071846 | 0.0092189 | 0.0072816 | 0.0083279 | 0.0079002 | 0.012426 | 0.012525 | 0.011654 | 0.011611 | 0.017135 | 0.01739 | 0.022222 | 0.021411 | 0.023715 | 0.03156 | 0.051341 | 0.049692 | 0.077418 | 0.079794 | 43.7089 | 138.6157 | 134.6702 | 145.6284 | 5451.455 | 5680.0474 | 6365.2114 | 6739.361 | 8995.125 | 8854.283 | 8792.291
NSW1 | Pumped Hydro | 9.3474 | 9.8787 | 37.1646 | 36.6199 | 65.1311 | 150.4944 | 2864.5562 | 3244.0295 | 3729.7284 | 4420.9418 | 4874.4364 | 9840.9567 | 9073.2859 | 10134.8151 | 10397.3966 | 12723.1913 | 12163.3523 | 12912.4755 | 13034.3338 | 13032.892 | 12670.3626 | 12801.9097 | 13331.7154 | 12874.8758 | 12517.1281 | 13152.4664 | 13282.0023 | 12921.7545 | 12321.7188 | 12654.5633
Total excluding storage |  | 65926.5781 | 66244.9897 | 60974.1201 | 62977.3931 | 65747.3935 | 65197.7286 | 65563.9617 | 67306.8513 | 68215.4766 | 73515.0176 | 74816.1293 | 78212.5648 | 80446.4016 | 82358.107 | 82811.7284 | 76832.2083 | 78864.4469 | 82885.6136 | 85763.1292 | 85649.0495 | 86234.176 | 86110.3513 | 86297.2856 | 85258.4203 | 84088.3726 | 87392.6786 | 88997.2877 | 89903.4436 | 88759.2367 | 88774.9908
Region | Technology | 2020-21 | 2021-22 | 2022-23 | 2023-24 | 2024-25 | 2025-26 | 2026-27 | 2027-28 | 2028-29 | 2029-30 | 2030-31 | 2031-32 | 2032-33 | 2033-34 | 2034-35 | 2035-36 | 2036-37 | 2037-38 | 2038-39 | 2039-40 | 2040-41 | 2041-42 | 2042-43 | 2043-44 | 2044-45 | 2045-46 | 2046-47 | 2047-48 | 2048-49 | 2049-50
QLD1 | Black Coal | 41730.9191 | 40717.1935 | 41631.9213 | 39191.3693 | 37840.4881 | 35653.2332 | 35101.354 | 32063.662 | 30871.7718 | 31175.3481 | 30749.9213 | 31054.4717 | 28593.2397 | 26890.1005 | 26776.5985 | 29481.9085 | 25728.1241 | 19507.1303 | 17837.7464 | 15053.6474 | 12197.0893 | 10191.4392 | 10222.4482 | 11236.2373 | 8683.72 | 8086.7769 | 6816.5372 | 4192.0966 | 0.076471 | 0.022672
QLD1 | Brown Coal | 0 | 0 | 0 | 0 | 0 | 0 | 0 | 0 | 0 | 0 | 0 | 0 | 0 | 0 | 0 | 0 | 0 | 0 | 0 | 0 | 0 | 0 | 0 | 0 | 0 | 0 | 0 | 0 | 0 | 0
QLD1 | CCGT | 2315.0563 | 2383.912 | 2665.3409 | 2727.7557 | 2764.1425 | 2654.7104 | 2864.4455 | 2916.3049 | 3015.5163 | 2861.0294 | 3064.2541 | 3216.8636 | 3347.4645 | 3015.5989 | 2747.6193 | 3404.0665 | 3605.1345 | 4267.2601 | 4613.5783 | 3796.8755 | 4312.6765 | 3897.6358 | 3419.3196 | 4259.5745 | 4090.0936 | 1759.2904 | 1154.9605 | 1138.0924 | 1172.8587 | 1047.5349
QLD1 | Gas - Steam | 0 | 0 | 0 | 0 | 0 | 0 | 0 | 0 | 0 | 0 | 0 | 0 | 0 | 0 | 0 | 0 | 0 | 0 | 0 | 0 | 0 | 0 | 0 | 0 | 0 | 0 | 0 | 0 | 0 | 0
QLD1 | OCGT / Diesel | 1.5131 | 0.011632 | 0.45004 | 0.19647 | 11.7104 | 13.2199 | 30.1227 | 43.4353 | 60.3286 | 68.9914 | 73.4272 | 82.1575 | 24.8237 | 22.4285 | 20.2388 | 134.9784 | 229.4882 | 1179.6014 | 1570.2985 | 1439.8756 | 2253.259 | 1351.6575 | 1477.4771 | 2664.2896 | 2468.2249 | 4269.588 | 4306.3623 | 3485.357 | 4793.464 | 2053.0582
QLD1 | Hydro | 700.4746 | 700.6198 | 701.5801 | 701.3152 | 701.5802 | 699.8172 | 700.5263 | 702.4052 | 701.3073 | 698.5442 | 700.357 | 702.708 | 698.7335 | 697.9091 | 692.6791 | 699.032 | 686.976 | 694.2839 | 685.6083 | 680.1253 | 690.125 | 665.5517 | 653.8812 | 678.6673 | 669.1328 | 663.3166 | 644.813 | 635.7658 | 640.8833 | 593.6245
QLD1 | Wind | 2363.1448 | 2962.8593 | 5287.9834 | 7519.2128 | 9853.6411 | 11792.6073 | 11753.5791 | 18535.8388 | 18480.24 | 18554.7657 | 17018.8882 | 17541.9242 | 19772.5506 | 23805.7849 | 22872.0599 | 24874.8946 | 26948.8184 | 29280.302 | 27600.0461 | 30146.1125 | 32410.2432 | 37024.4425 | 35824.9497 | 36005.1014 | 37824.5639 | 37369.3619 | 35415.2132 | 34603.8166 | 36915.6302 | 41811.9923
QLD1 | Solar PV | 4365.0843 | 4535.9998 | 4632.378 | 4741.9386 | 4526.502 | 6849.4039 | 7712.9438 | 6444.1733 | 7196.0849 | 7417.2864 | 7569.1072 | 7737.5014 | 7418.0914 | 7209.8569 | 7696.6755 | 6454.9964 | 7187.4653 | 7391.3222 | 8731.6123 | 11089.5332 | 10754.4319 | 10462.6727 | 11067.2556 | 9373.4714 | 10018.4548 | 10332.0261 | 13460.2952 | 19814.8129 | 21188.8115 | 20662.4647
QLD1 | LS Battery | 0.86895 | 1.9968 | 1.1025 | 2.31 | 2.1658 | 3.3499 | 3.5126 | 3.2954 | 3.3237 | 3.4014 | 3.4086 | 3.296 | 3.1975 | 3.1732 | 3.387 | 3.3346 | 3.4088 | 8.1739 | 8.3448 | 898.7203 | 921.3486 | 898.7943 | 924.8534 | 891.6843 | 1551.9197 | 1436.132 | 2524.621 | 5713.938 | 5964.413 | 5449.0946
QLD1 | Pumped Hydro | 62.5967 | 53.5392 | 98.1964 | 93.3891 | 136.9865 | 365.8544 | 871.5886 | 830.7522 | 936.5755 | 1276.6584 | 1601.5051 | 2744.9979 | 2624.7459 | 3475.7829 | 3831.3448 | 4110.9939 | 4294.68 | 4343.5982 | 4407.2849 | 4312.0898 | 4328.2562 | 3995.2474 | 4393.6078 | 4153.5886 | 4525.0109 | 5544.9854 | 5922.6602 | 6769.6366 | 7672.9646 | 8704.9196
Total excluding storage |  | 51476.1922 | 51300.5961 | 54919.6538 | 54881.788 | 55698.0643 | 57662.9919 | 58162.9714 | 60705.8195 | 60325.2489 | 60775.9652 | 59175.955 | 60335.6264 | 59854.9035 | 61641.6789 | 60805.871 | 65049.8764 | 64386.0065 | 62319.8998 | 61038.8898 | 62206.1694 | 62617.8249 | 63593.3994 | 62665.3313 | 64217.3415 | 63754.1899 | 62480.3599 | 61798.1813 | 63869.9413 | 64711.7241 | 66168.6973
Region | Technology | 2020-21 | 2021-22 | 2022-23 | 2023-24 | 2024-25 | 2025-26 | 2026-27 | 2027-28 | 2028-29 | 2029-30 | 2030-31 | 2031-32 | 2032-33 | 2033-34 | 2034-35 | 2035-36 | 2036-37 | 2037-38 | 2038-39 | 2039-40 | 2040-41 | 2041-42 | 2042-43 | 2043-44 | 2044-45 | 2045-46 | 2046-47 | 2047-48 | 2048-49 | 2049-50
VIC1 | Black Coal | 0 | 0 | 0 | 0 | 0 | 0 | 0 | 0 | 0 | 0 | 0 | 0 | 0 | 0 | 0 | 0 | 0 | 0 | 0 | 0 | 0 | 0 | 0 | 0 | 0 | 0 | 0 | 0 | 0 | 0
VIC1 | Brown Coal | 30679.43 | 30981.3076 | 28692.131 | 29937.5715 | 29474.6405 | 29166.8074 | 28021.6294 | 26851.7778 | 24259.8736 | 22439.3566 | 20576.2094 | 20788.3162 | 20316.4765 | 19967.7107 | 19940.347 | 20366.525 | 19605.691 | 20477.1106 | 18410.4915 | 16559.9194 | 13314.6094 | 12187.3085 | 13872.1324 | 5147.5327 | 4261.5246 | 1267.7543 | 0.064513 | 0.020643 | 0 | 0
VIC1 | CCGT | 0.004432 | 0.0067289 | 0.01063 | 0.010841 | 0.010846 | 0.010599 | 0.010562 | 0.010923 | 0.011137 | 0.011026 | 0.011047 | 0.013256 | 0.013611 | 0.013895 | 0.013618 | 0.093552 | 0.095796 | 449.1686 | 450.7459 | 9993.126 | 14355.056 | 17079.293 | 15466.433 | 30918.354 | 30892.186 | 30847.16 | 30459.986 | 32498.924 | 33490.496 | 31801.809
VIC1 | Gas - Steam | 12.5018 | 44.2832 | 77.5251 | 54.8119 | 72.9328 | 67.1991 | 65.1848 | 76.8265 | 132.4024 | 96.9285 | 100.7176 | 262.4599 | 177.855 | 277.8672 | 209.5517 | 1429.3754 | 1561.0122 | 1579.9874 | 1601.097 | 0 | 0 | 0 | 0 | 0 | 0 | 0 | 0 | 0 | 0 | 0
VIC1 | OCGT / Diesel | 27.684 | 40.5777 | 109.1726 | 47.9565 | 64.3432 | 87.2171 | 72.1716 | 77.0294 | 115.6221 | 114.7302 | 93.2692 | 314.4327 | 172.962 | 366.4291 | 313.7378 | 1946.4954 | 2148.5896 | 2790.4031 | 3429.4108 | 2745.4691 | 3169.7012 | 3270.3265 | 2226.9725 | 2661.147 | 3280.0139 | 4300.1913 | 3719.0203 | 2689.6072 | 1906.5559 | 2026.6441
VIC1 | Hydro | 3356.5161 | 3357.0856 | 3357.0856 | 3363.4936 | 3358.1235 | 3357.0856 | 3356.3236 | 3363.2176 | 3358.1235 | 3356.0566 | 3357.0766 | 3363.7178 | 3357.8992 | 3356.9737 | 3356.3559 | 3364.3354 | 3356.3001 | 3357.0811 | 3357.8755 | 3362.4557 | 3357.0856 | 3358.1236 | 3356.2159 | 3364.0838 | 3357.3643 | 3356.2445 | 3356.8894 | 3364.2071 | 3356.372 | 3358.1235
VIC1 | Wind | 11847.3842 | 11785.5455 | 13388.6195 | 11687.9146 | 11610.1303 | 12060.4547 | 14334.8057 | 14291.4633 | 17569.6195 | 17296.4509 | 19423.1203 | 18172.4993 | 18801.5408 | 19276.353 | 20203.4714 | 23532.4865 | 23837.9344 | 22908.1428 | 24025.7025 | 20964.2232 | 20799.704 | 20969.7364 | 22039.4831 | 20333.0772 | 20483.2044 | 20090.8924 | 22130.3183 | 19787.4822 | 19943.8474 | 20113.4348
VIC1 | Solar PV | 2156.7647 | 2196.1474 | 2587.3359 | 2693.5245 | 2570.0052 | 2506.7953 | 3568.2899 | 3374.2192 | 3497.918 | 4569.8563 | 7261.2075 | 7545.3163 | 7119.8949 | 6933.1663 | 7275.1784 | 6858.5598 | 7112.113 | 7227.9709 | 7903.8657 | 8854.7139 | 8316.6939 | 8182.1877 | 8476.9749 | 7976.6475 | 8208.3733 | 8354.0876 | 8348.2535 | 8787.8625 | 7960.651 | 7672.8318
VIC1 | LS Battery | 42.461 | 39.8722 | 34.9154 | 34.3218 | 26.405 | 47.8217 | 42.8364 | 39.2547 | 37.9473 | 39.7535 | 39.3308 | 37.8181 | 37.4056 | 11.0981 | 230.214 | 223.9812 | 222.9245 | 333.2627 | 346.3419 | 1308.4485 | 1297.1501 | 1263.6453 | 1378.781 | 2187.2749 | 2236.6746 | 2279.1303 | 2670.9941 | 3924.552 | 3722.7794 | 3767.6268
VIC1 | Pumped Hydro | 0 | 0 | 0 | 0.028123 | 0.02796 | 0.037626 | 761.5319 | 755.861 | 1044.2385 | 1698.0337 | 2702.1104 | 2695.632 | 2529.1587 | 2734.5574 | 2725.7175 | 2603.0908 | 2558.479 | 2472.9075 | 2608.5308 | 2401.5952 | 2300.5273 | 2179.2988 | 2456.7544 | 2281.588 | 2238.6775 | 2321.0383 | 2219.5967 | 2224.4675 | 2108.4146 | 1939.318
Total excluding storage |  | 48080.2853 | 48404.9537 | 48211.8803 | 47785.2834 | 47150.1865 | 47245.5698 | 49418.4156 | 48034.5448 | 48933.5702 | 47873.39 | 50811.6116 | 50446.7555 | 49946.642 | 50178.514 | 51298.6558 | 57497.8711 | 57621.7361 | 58789.8645 | 59179.1889 | 62479.9073 | 63312.85 | 65046.9756 | 65438.2118 | 70400.8422 | 70482.6666 | 68216.3301 | 68014.5321 | 67128.1037 | 66657.9223 | 64972.8432
Region | Technology | 2020-21 | 2021-22 | 2022-23 | 2023-24 | 2024-25 | 2025-26 | 2026-27 | 2027-28 | 2028-29 | 2029-30 | 2030-31 | 2031-32 | 2032-33 | 2033-34 | 2034-35 | 2035-36 | 2036-37 | 2037-38 | 2038-39 | 2039-40 | 2040-41 | 2041-42 | 2042-43 | 2043-44 | 2044-45 | 2045-46 | 2046-47 | 2047-48 | 2048-49 | 2049-50
SA1 | Black Coal | 0 | 0 | 0 | 0 | 0 | 0 | 0 | 0 | 0 | 0 | 0 | 0 | 0 | 0 | 0 | 0 | 0 | 0 | 0 | 0 | 0 | 0 | 0 | 0 | 0 | 0 | 0 | 0 | 0 | 0
SA1 | Brown Coal | 0 | 0 | 0 | 0 | 0 | 0 | 0 | 0 | 0 | 0 | 0 | 0 | 0 | 0 | 0 | 0 | 0 | 0 | 0 | 0 | 0 | 0 | 0 | 0 | 0 | 0 | 0 | 0 | 0 | 0
SA1 | CCGT | 1495.9203 | 1963.8098 | 2579.8779 | 1874.4332 | 1074.4941 | 989.5378 | 661.3552 | 1146.7147 | 1215.9768 | 928.3504 | 795.9082 | 1273.1079 | 1412.2007 | 1482.2967 | 1003.7269 | 1771.837 | 1926.7032 | 0.024867 | 0.024458 | 0.024774 | 0.024973 | 0.024897 | 0.02438 | 0.024791 | 0.024571 | 0.024552 | 0.024135 | 0.024166 | 0.024086 | 0.023024
SA1 | Gas - Steam | 75.8352 | 114.6687 | 175.8304 | 222.6118 | 0 | 0 | 0 | 0 | 0 | 0 | 0 | 0 | 0 | 0 | 0 | 0 | 0 | 0 | 0 | 0 | 0 | 0 | 0 | 0 | 0 | 0 | 0 | 0 | 0 | 0
SA1 | OCGT / Diesel | 89.1282 | 129.4335 | 303.7015 | 348.1073 | 108.3906 | 133.7211 | 96.9766 | 136.7463 | 219.3149 | 154.8592 | 155.2973 | 320.3535 | 293.4552 | 463.4865 | 217.6994 | 688.7508 | 747.2369 | 1073.5699 | 1094.8534 | 1217.0279 | 1344.5397 | 1651.2415 | 1224.7324 | 1149.2348 | 763.3678 | 890.342 | 873.019 | 826.2963 | 533.9812 | 423.7037
SA1 | Hydro | 0 | 0 | 0 | 0 | 0 | 0 | 0 | 0 | 0 | 0 | 0 | 0 | 0 | 0 | 0 | 0 | 0 | 0 | 0 | 0 | 0 | 0 | 0 | 0 | 0 | 0 | 0 | 0 | 0 | 0
SA1 | Wind | 5503.6255 | 5591.3602 | 5937.7952 | 5829.2283 | 6400.0449 | 5915.9584 | 7078.6702 | 8802.2839 | 9743.0236 | 9798.8943 | 11068.4541 | 10507.885 | 10564.83 | 9966.0436 | 11006.6703 | 13479.1814 | 13295.9625 | 13701.9691 | 14601.7379 | 13079.2375 | 13812.903 | 13266.7796 | 14357.5363 | 15395.9123 | 15992.8703 | 15570.0566 | 16074.5151 | 14207.544 | 14281.2986 | 12226.5208
SA1 | Solar PV | 825.3449 | 830.5279 | 1414.5419 | 1723.9766 | 1829.3536 | 3984.5379 | 4066.1403 | 3951.1895 | 4063.1087 | 4089.87 | 4167.1746 | 4190.9902 | 3944.9043 | 3973.0671 | 4034.1034 | 3891.2862 | 3981.5159 | 3969.1483 | 3990.6717 | 4002.9217 | 3793.5721 | 3854.503 | 3845.5408 | 3731.8552 | 3722.7155 | 3696.4964 | 3725.2198 | 5845.0945 | 7480.4554 | 12053.4218
SA1 | LS Battery | 72.7958 | 68.2015 | 66.4547 | 71.9371 | 55.965 | 79.9207 | 77.3712 | 73.8031 | 73.5418 | 74.2248 | 68.4065 | 66.3025 | 65.1846 | 63.4849 | 66.9551 | 65.3415 | 69.1237 | 71.6819 | 75.3518 | 158.6553 | 156.2329 | 146.165 | 159.1621 | 258.5717 | 281.9881 | 293.8311 | 286.9659 | 1086.0278 | 2148.2413 | 4839.6321
SA1 | Pumped Hydro | 0 | 0 | 0 | 0.010409 | 0.0089783 | 0.011899 | 0.027384 | 0.027106 | 0.062908 | 0.065493 | 608.3615 | 943.0697 | 898.3508 | 895.5869 | 1017.5436 | 940.9056 | 964.3063 | 959.8506 | 892.903 | 941.2209 | 893.5003 | 877.425 | 894.8237 | 876.9906 | 894.8362 | 926.2482 | 859.7525 | 894.2313 | 889.8336 | 945.605
Total excluding storage |  | 7989.8541 | 8629.8 | 10411.7469 | 9998.3571 | 9412.2832 | 11023.7552 | 11903.1423 | 14036.9344 | 15241.4241 | 14971.974 | 16186.8342 | 16292.3366 | 16215.3902 | 15884.8939 | 16262.2001 | 19831.0554 | 19951.4185 | 18744.7122 | 19687.2874 | 18299.2118 | 18951.0398 | 18772.5489 | 19427.8339 | 20277.0271 | 20478.9782 | 20156.9196 | 20672.778 | 20878.959 | 22295.7593 | 24703.6693
Region | Technology | 2020-21 | 2021-22 | 2022-23 | 2023-24 | 2024-25 | 2025-26 | 2026-27 | 2027-28 | 2028-29 | 2029-30 | 2030-31 | 2031-32 | 2032-33 | 2033-34 | 2034-35 | 2035-36 | 2036-37 | 2037-38 | 2038-39 | 2039-40 | 2040-41 | 2041-42 | 2042-43 | 2043-44 | 2044-45 | 2045-46 | 2046-47 | 2047-48 | 2048-49 | 2049-50
TAS1 | Black Coal | 0 | 0 | 0 | 0 | 0 | 0 | 0 | 0 | 0 | 0 | 0 | 0 | 0 | 0 | 0 | 0 | 0 | 0 | 0 | 0 | 0 | 0 | 0 | 0 | 0 | 0 | 0 | 0 | 0 | 0
TAS1 | Brown Coal | 0 | 0 | 0 | 0 | 0 | 0 | 0 | 0 | 0 | 0 | 0 | 0 | 0 | 0 | 0 | 0 | 0 | 0 | 0 | 0 | 0 | 0 | 0 | 0 | 0 | 0 | 0 | 0 | 0 | 0
TAS1 | CCGT | 0.24784 | 5.5514 | 16.692 | 14.3521 | 1.5444 | 0.007513 | 0.0084378 | 0.0083529 | 0.0086676 | 0.0094835 | 0.0092731 | 0.010677 | 0.010202 | 0.0096979 | 0.01133 | 0.20343 | 7.9523 | 9.2337 | 4.3369 | 0.7552 | 0.15259 | 0.37209 | 8.4947 | 3.1021 | 2.1009 | 1.3865 | 1.8137 | 8.1905 | 4.1745 | 2.6134
TAS1 | Gas - Steam | 0 | 0 | 0 | 0 | 0 | 0 | 0 | 0 | 0 | 0 | 0 | 0 | 0 | 0 | 0 | 0 | 0 | 0 | 0 | 0 | 0 | 0 | 0 | 0 | 0 | 0 | 0 | 0 | 0 | 0
TAS1 | OCGT / Diesel | 0.0040604 | 0.0043947 | 0.0043684 | 0.0047548 | 0.0043267 | 0.0038282 | 0.0043223 | 0.0042803 | 0.0044436 | 0.0047225 | 0.0045905 | 0.0052103 | 0.0049142 | 0.0049511 | 0.0057021 | 0.0064233 | 0.007596 | 0.0075008 | 0.0069796 | 0.007258 | 0.0046375 | 0.0036843 | 0.008053 | 0.0053252 | 0.0061134 | 0.0063399 | 0.0056594 | 0.0067563 | 0.0052849 | 0.0030182
TAS1 | Hydro | 7482.0441 | 8349.685 | 9416.1169 | 8594.6985 | 9860.1992 | 10198.111 | 9250.0628 | 9369.9829 | 9302.4493 | 8895.1393 | 8779.0114 | 8598.1559 | 9802.4435 | 9779.4876 | 9073.5342 | 9082.7964 | 8792.0369 | 8764.9532 | 8643.106 | 8929.5171 | 9311.0031 | 9070.091 | 7935.3358 | 9346.0364 | 8858.6192 | 8971.0666 | 8505.2752 | 9191.3154 | 9490.4357 | 9261.5861
TAS1 | Wind | 2763.9019 | 2681.3733 | 2930.8618 | 3252.631 | 3199.753 | 3455.7376 | 3488.7402 | 4487.4654 | 4384.5235 | 4269.5348 | 4485.2782 | 4186.7854 | 4076.8931 | 4390.0293 | 4431.557 | 4940.7361 | 5095.9446 | 4946.6696 | 5419.2623 | 5326.808 | 5214.6402 | 5595.1997 | 5711.9202 | 5642.2591 | 6352.8309 | 6056.5681 | 6510.4051 | 6104.7349 | 6060.8156 | 6427.9838
TAS1 | Solar PV | 0.0085675 | 0.010783 | 0.010114 | 0.010742 | 0.015093 | 0.017446 | 0.21869 | 0.21323 | 371.3837 | 379.0144 | 371.3325 | 558.3468 | 558.5474 | 519.1721 | 553.0814 | 544.7903 | 733.7625 | 737.6734 | 723.6053 | 736.6241 | 737.4018 | 679.3449 | 725.8973 | 715.4348 | 732.0863 | 737.7115 | 722.3602 | 735.5171 | 736.7519 | 679.1746
TAS1 | LS Battery | 0.0064283 | 0.0068808 | 0.0071483 | 0.0068405 | 0.0070421 | 0.0091729 | 0.0093287 | 0.0099105 | 0.0099953 | 0.011412 | 0.012993 | 0.012594 | 0.013727 | 0.016044 | 0.018032 | 0.017183 | 0.015629 | 0.018306 | 0.020636 | 0.018998 | 0.020166 | 0.025248 | 0.023667 | 0.026213 | 0.024876 | 0.026785 | 0.03099 | 0.02725 | 0.029788 | 0.053386
TAS1 | Pumped Hydro | 0 | 0 | 0 | 0.0062761 | 0.006426 | 0.0081765 | 0.0083824 | 0.009557 | 0.010486 | 0.011443 | 0.014153 | 0.014874 | 0.015274 | 0.018129 | 0.031861 | 0.05066 | 0.1338 | 28.9372 | 32.7055 | 104.3136 | 99.331 | 129.6832 | 176.9565 | 149.554 | 133.5576 | 159.3653 | 187.2564 | 149.5185 | 121.8806 | 176.3175
Total excluding storage |  | 10246.2064 | 11036.6249 | 12363.6852 | 11861.6971 | 13061.516 | 13653.8773 | 12739.0344 | 13857.6741 | 14058.3696 | 13543.7027 | 13635.636 | 13343.304 | 14437.8991 | 14688.7037 | 14058.1897 | 14568.5327 | 14629.7038 | 14458.5374 | 14790.3175 | 14993.7116 | 15263.2022 | 15345.0114 | 14381.656 | 15706.8378 | 15945.6433 | 15766.739 | 15739.8598 | 16039.7647 | 16292.1831 | 16371.3609

## Accelerated_BaseCase_VOM Cost
VOM cost by technology ($000s) - Base Case, Accelerated Transition to a Low Emissions Future Scenario
Real June 2019 dollars discounted to June 2025
Region | Technology | 2020-21 | 2021-22 | 2022-23 | 2023-24 | 2024-25 | 2025-26 | 2026-27 | 2027-28 | 2028-29 | 2029-30 | 2030-31 | 2031-32 | 2032-33 | 2033-34 | 2034-35 | 2035-36 | 2036-37 | 2037-38 | 2038-39 | 2039-40 | 2040-41 | 2041-42 | 2042-43 | 2043-44 | 2044-45 | 2045-46 | 2046-47 | 2047-48 | 2048-49 | 2049-50
NEM | Black Coal | 553211.346 | 515652.714 | 449944.867 | 412715.2435 | 369464.2448 | 325199.0828 | 289883.5485 | 257480.9446 | 234373.9297 | 212174.4831 | 190775.0568 | 166050.7392 | 148303.9747 | 130619.5308 | 116137.9696 | 90812.7428 | 76857.9524 | 58746.8646 | 51928.801 | 43578.4055 | 35895.1047 | 28887.2764 | 17143.274 | 17761.4345 | 12900.6839 | 11353.0952 | 9022.1471 | 5170.9198 | 0.089952 | 0.025199
NEM | Brown Coal | 183819.491 | 175284.408 | 153271.252 | 150983.417 | 140419.7865 | 131132.316 | 119009.6055 | 107640.151 | 91668.5619 | 79943.8924 | 69122.955 | 65981.2125 | 60916.11 | 56472.628 | 53296.374 | 51413.246 | 46703.333 | 46071.958 | 39079.588 | 33162.142 | 25186.628 | 21767.944 | 23394.41 | 8156.2906 | 6373.7767 | 1787.6669 | 0.086358 | 0.026296 | 0 | 0
NEM | CCGT | 52426.3103 | 54204.7679 | 60450.0368 | 50994.505 | 43177.7456 | 39278.8198 | 35855.0575 | 37972.4212 | 37485.6087 | 32480.2102 | 31667.9267 | 34576.7934 | 34123.0361 | 31104.6513 | 24927.0284 | 33534.253 | 33356.8533 | 28401.1433 | 27736.4288 | 55052.7472 | 67104.1215 | 70430.6796 | 69558.6765 | 102955.3565 | 95763.4442 | 84479.6584 | 77521.0932 | 77307.8723 | 75198.9984 | 66920.9484
NEM | Gas - Steam | 280.7851 | 475.3714 | 716.1079 | 742.362 | 184.8961 | 160.3637 | 147.3507 | 164.5843 | 266.8967 | 183.1987 | 180.2245 | 436.4876 | 285.5557 | 416.8443 | 294.4622 | 1916.4968 | 1977.069 | 1885.1776 | 1802.8114 | 0 | 0 | 0 | 0 | 0 | 0 | 0 | 0 | 0 | 0 | 0
NEM | OCGT / Diesel | 1728.8371 | 2340.3946 | 5440.9055 | 4981.6416 | 2197.1995 | 2890.4025 | 2110.0008 | 2714.5327 | 3724.3588 | 3347.8738 | 2888.9741 | 6032.8485 | 3896.0859 | 6618.1344 | 4916.3234 | 20826.8148 | 25404.6719 | 35977.81 | 39942.3894 | 30188.8568 | 37270.6853 | 32511.8272 | 26675.4397 | 31416.0044 | 30966.932 | 39183.1675 | 35254.8484 | 25614.1186 | 24048.2223 | 13629.8837
NEM | Hydro | 134208.4575 | 134556.5105 | 136726.716 | 122809.9421 | 126128.6731 | 123573.539 | 108365.2073 | 103850.4325 | 98771.7891 | 92257.5713 | 87296.3365 | 82441.1743 | 82130.719 | 79016.9092 | 71099.3656 | 68598.3046 | 62834.5769 | 60290.5149 | 56630.6533 | 53935.966 | 51669.9385 | 48671.3532 | 43053.3292 | 43968.9169 | 40037.5607 | 38486.7692 | 35294.4476 | 34640.6048 | 32787.3322 | 31108.9026
NEM | Wind | 93555.9952 | 91431.8215 | 109787.2398 | 113022.0023 | 132766.0889 | 135358.3105 | 139177.812 | 158418.1811 | 153984.6907 | 157021.5202 | 152877.9729 | 145128.3655 | 149362.1898 | 156924.693 | 152201.2817 | 153006.653 | 150277.7054 | 146582.5058 | 141765.6188 | 132827.4419 | 128755.7354 | 128914.7423 | 123828.6223 | 110992.7756 | 106439.4164 | 99649.4923 | 95595.1914 | 87436.2393 | 85245.7169 | 84458.4687
NEM | Solar PV | 0 | 0 | 0 | 0 | 0 | 0 | 0 | 0 | 0 | 0 | 0 | 0 | 0 | 0 | 0 | 0 | 0 | 0 | 0 | 0 | 0 | 0 | 0 | 0 | 0 | 0 | 0 | 0 | 0 | 0
NEM | LS Battery | 0 | 0 | 0 | 0 | 0 | 0 | 0 | 0 | 0 | 0 | 0 | 0 | 0 | 0 | 0 | 0 | 0 | 0 | 0 | 0 | 0 | 0 | 0 | 0 | 0 | 0 | 0 | 0 | 0 | 0
NEM | Pumped Hydro | 675.8217 | 566.2953 | 1144.0092 | 1037.8539 | 1520.4132 | 3657.6114 | 21925.4687 | 22998.381 | 25115.3838 | 28014.4612 | 26897.465 | 27639.0861 | 23342.204 | 25004.4542 | 23661.588 | 25206.6552 | 22467.2173 | 23143.9974 | 22226.281 | 20450.8234 | 18874.0313 | 18291.9768 | 17757.2221 | 16363.5391 | 14568.9455 | 14877.6224 | 14217.5807 | 12988.7945 | 11701.6863 | 11425.3259
NEM | Pumped Hydro Pump | 1363.5412 | 1184.0827 | 3152.3609 | 2986.3862 | 4345.9741 | 10697.7147 | 33502.5963 | 32806.7319 | 35165.7376 | 42102.4908 | 42589.6801 | 41834.0033 | 36258.5692 | 38511.4095 | 37965.2138 | 39714.5596 | 35989.4912 | 36307.1768 | 36303.7975 | 32763.8977 | 29761.3009 | 28046.508 | 30233.601 | 25089.8185 | 23342.2138 | 23216.3582 | 23064.2585 | 20380.1334 | 18729.0951 | 17631.2259
Total |  | 1021270.5851 | 975696.3661 | 920633.4952 | 860273.3534 | 820205.022 | 771948.1605 | 749976.6473 | 724046.3603 | 680556.9569 | 647525.7018 | 604296.5917 | 570120.7104 | 538618.4444 | 524689.2547 | 484499.6068 | 485029.7259 | 455868.8703 | 437407.1483 | 417416.3692 | 401960.2806 | 394517.5458 | 377522.3074 | 351644.5748 | 356704.136 | 330392.9732 | 313033.8302 | 289969.6532 | 263538.7089 | 247711.1411 | 225174.7803
Region | Technology | 2020-21 | 2021-22 | 2022-23 | 2023-24 | 2024-25 | 2025-26 | 2026-27 | 2027-28 | 2028-29 | 2029-30 | 2030-31 | 2031-32 | 2032-33 | 2033-34 | 2034-35 | 2035-36 | 2036-37 | 2037-38 | 2038-39 | 2039-40 | 2040-41 | 2041-42 | 2042-43 | 2043-44 | 2044-45 | 2045-46 | 2046-47 | 2047-48 | 2048-49 | 2049-50
NSW1 | Black Coal | 306746.5 | 288544.492 | 230718.284 | 217939.28 | 191860.924 | 167199.742 | 143016.808 | 130961.295 | 119456.9485 | 102506.236 | 88697.854 | 68666.866 | 63667.562 | 55552.11 | 45466.66 | 17324.016 | 16348.501 | 15441.702 | 14575.429 | 13776.012 | 13009.899 | 10830.88 | 0 | 0 | 0 | 0 | 0 | 0 | 0 | 0
NSW1 | Brown Coal | 0 | 0 | 0 | 0 | 0 | 0 | 0 | 0 | 0 | 0 | 0 | 0 | 0 | 0 | 0 | 0 | 0 | 0 | 0 | 0 | 0 | 0 | 0 | 0 | 0 | 0 | 0 | 0 | 0 | 0
NSW1 | CCGT | 14901.0661 | 13731.0721 | 14288.5062 | 12738.7453 | 13046.0955 | 12316.4884 | 11141.279 | 11109.1907 | 11081.4809 | 10160.2411 | 10204.3358 | 11030.4324 | 10532.2765 | 10089.5524 | 8361.7939 | 11934.1959 | 11530.0056 | 10674.3187 | 9795.2676 | 9470.9583 | 8855.5135 | 8714.0639 | 17060.5183 | 10729.1786 | 9188.97 | 8469.036 | 7956.544 | 7386.1255 | 7175.6315 | 6054.35
NSW1 | Gas - Steam | 0 | 0 | 0 | 0 | 0 | 0 | 0 | 0 | 0 | 0 | 0 | 0 | 0 | 0 | 0 | 0 | 0 | 0 | 0 | 0 | 0 | 0 | 0 | 0 | 0 | 0 | 0 | 0 | 0 | 0
NSW1 | OCGT / Diesel | 0.05815 | 0.063926 | 73.931 | 51.2569 | 78.9246 | 372.0778 | 96.9682 | 222.689 | 119.1186 | 462.0632 | 302.0426 | 667.2229 | 319.009 | 850.4726 | 1451.0236 | 4351.7918 | 7900.9823 | 9465.4181 | 9719.3404 | 4901.6403 | 7238.5623 | 6330.3122 | 7218.4707 | 7093.9213 | 8170.367 | 7821.69 | 7207.4872 | 4738.5698 | 3448.8602 | 1553.1129
NSW1 | Hydro | 25562.8182 | 24328.7939 | 23817.9359 | 22566.281 | 22047.3201 | 23006.2756 | 19648.8106 | 19286.6333 | 19324.2844 | 19598.6615 | 19431.6645 | 19172.867 | 16660.5916 | 17415.0193 | 15887.1148 | 16331.1388 | 14630.1287 | 14919.7035 | 14262.8624 | 12994.7509 | 11776.4242 | 11865.9235 | 11313.0116 | 10314.0989 | 9463.9514 | 9376.2297 | 8877.318 | 8300.2901 | 7317.0091 | 7627.7511
NSW1 | Wind | 15398.1349 | 15708.3002 | 23687.822 | 29027.7242 | 45392.5769 | 46726.6844 | 47052.8999 | 47436.1107 | 39977.0346 | 49861.1825 | 47605.026 | 48515.5715 | 52312.1571 | 57303.5076 | 56592.1222 | 49357.6815 | 48397.1772 | 48060.6134 | 47954.897 | 46174.8209 | 43257.0747 | 42552.9917 | 41322.7794 | 33563.637 | 29963.7024 | 28847.9009 | 28027.9757 | 27818.168 | 26838.9868 | 26516.5812
NSW1 | Solar PV | 0 | 0 | 0 | 0 | 0 | 0 | 0 | 0 | 0 | 0 | 0 | 0 | 0 | 0 | 0 | 0 | 0 | 0 | 0 | 0 | 0 | 0 | 0 | 0 | 0 | 0 | 0 | 0 | 0 | 0
NSW1 | LS Battery | 0 | 0 | 0 | 0 | 0 | 0 | 0 | 0 | 0 | 0 | 0 | 0 | 0 | 0 | 0 | 0 | 0 | 0 | 0 | 0 | 0 | 0 | 0 | 0 | 0 | 0 | 0 | 0 | 0 | 0
NSW1 | Pumped Hydro | 87.853 | 88.3779 | 314.3869 | 292.026 | 488.5708 | 1067.3916 | 19108.5962 | 20444.0218 | 22187.1386 | 24826.617 | 23982.4012 | 25455.6509 | 21380.8931 | 23273.0378 | 21427.05 | 23211.3321 | 20348.7845 | 20920.9049 | 20082.5625 | 18575.9689 | 17118.9195 | 16928.1678 | 16320.966 | 14988.0495 | 13240.1611 | 13580.9646 | 13142.3342 | 12018.4527 | 10677.9044 | 10755.2716
NSW1 | Pumped Hydro Pump | 507.6238 | 522.3125 | 1957.0619 | 1934.3232 | 2873.62 | 6996.8759 | 29457.7651 | 29158.3137 | 31001.1934 | 37548.0363 | 38422.0753 | 38717.2461 | 33456.3254 | 36037.5875 | 34772.6683 | 36862.4148 | 32964.2227 | 33131.0713 | 33238.3117 | 30081.8872 | 27259.4257 | 26098.4822 | 28173.5022 | 23130.8677 | 21445.6204 | 21363.814 | 21525.8249 | 18991.2585 | 17270.3001 | 16674.6247
Total |  | 363204.0543 | 342923.4126 | 294857.928 | 284549.6366 | 275788.0319 | 257685.5357 | 269523.1269 | 258618.2542 | 243147.1989 | 244963.0374 | 228645.3994 | 212225.8568 | 198328.8148 | 200521.2872 | 183958.4328 | 159372.5709 | 152119.8019 | 152613.7318 | 149628.6707 | 135976.0385 | 128515.819 | 123320.8212 | 121409.248 | 99819.7529 | 91472.7723 | 89459.6353 | 86737.484 | 79252.8646 | 72728.6921 | 69181.6914
Region | Technology | 2020-21 | 2021-22 | 2022-23 | 2023-24 | 2024-25 | 2025-26 | 2026-27 | 2027-28 | 2028-29 | 2029-30 | 2030-31 | 2031-32 | 2032-33 | 2033-34 | 2034-35 | 2035-36 | 2036-37 | 2037-38 | 2038-39 | 2039-40 | 2040-41 | 2041-42 | 2042-43 | 2043-44 | 2044-45 | 2045-46 | 2046-47 | 2047-48 | 2048-49 | 2049-50
QLD1 | Black Coal | 246464.846 | 227108.222 | 219226.583 | 194775.9635 | 177603.3208 | 157999.3408 | 146866.7405 | 126519.6496 | 114916.9812 | 109668.2471 | 102077.2028 | 97383.8732 | 84636.4127 | 75067.4208 | 70671.3096 | 73488.7268 | 60509.4514 | 43305.1626 | 37353.372 | 29802.3935 | 22885.2057 | 18056.3964 | 17143.274 | 17761.4345 | 12900.6839 | 11353.0952 | 9022.1471 | 5170.9198 | 0.089952 | 0.025199
QLD1 | Brown Coal | 0 | 0 | 0 | 0 | 0 | 0 | 0 | 0 | 0 | 0 | 0 | 0 | 0 | 0 | 0 | 0 | 0 | 0 | 0 | 0 | 0 | 0 | 0 | 0 | 0 | 0 | 0 | 0 | 0 | 0
QLD1 | CCGT | 22951.1688 | 22328.2949 | 23559.1893 | 22783.2773 | 21790.0626 | 19757.0626 | 20160.1876 | 19391.2491 | 18928.8344 | 16938.5243 | 17116.0161 | 16973.7007 | 16687.7306 | 14196.6522 | 12208.8913 | 14307.9946 | 14313.1923 | 16036.4637 | 16356.9709 | 12717.0947 | 13655.2065 | 11651.857 | 9658.8712 | 11367.5105 | 10299.8741 | 4092.1269 | 2526.9353 | 2352.9601 | 2287.6408 | 1934.4351
QLD1 | Gas - Steam | 0 | 0 | 0 | 0 | 0 | 0 | 0 | 0 | 0 | 0 | 0 | 0 | 0 | 0 | 0 | 0 | 0 | 0 | 0 | 0 | 0 | 0 | 0 | 0 | 0 | 0 | 0 | 0 | 0 | 0
QLD1 | OCGT / Diesel | 20.7918 | 0.15258 | 5.4801 | 2.227 | 127.6746 | 136.462 | 293.0657 | 406.2639 | 528.3041 | 571.3797 | 569.3474 | 598.2815 | 171.5749 | 147.3859 | 121.6043 | 785.7567 | 1256.4826 | 6156.8653 | 7725.9277 | 6720.0118 | 9926.1404 | 5644.4236 | 5822.8683 | 9995.3897 | 8672.1064 | 14300.1622 | 13816.4985 | 10564.8337 | 13784.5243 | 5693.954
QLD1 | Hydro | 6616.3298 | 6243.8697 | 5904.222 | 5566.7285 | 5255.1269 | 4937.0372 | 4667.9762 | 4415.6163 | 4163.1137 | 3914.4645 | 3704.8635 | 3512.7873 | 3298.9615 | 3107.3751 | 2914.1805 | 2775.562 | 2576.1439 | 2459.0422 | 2290.7956 | 2146.339 | 2055.4006 | 1871.9961 | 1737.3627 | 1703.8767 | 1584.884 | 1482.9384 | 1359.8471 | 1265.9579 | 1204.7704 | 1053.1986
QLD1 | Wind | 8172.2149 | 9794.5284 | 16949.4372 | 22962.9947 | 28560.8823 | 32317.9902 | 30350.2843 | 45491.8901 | 43040.6198 | 40771.5229 | 35313.5609 | 34434.5161 | 37395.981 | 42735.3403 | 38734.6293 | 39878.2406 | 41198.0051 | 42164.8894 | 37540.0374 | 39078.7713 | 40035.4745 | 43269.6233 | 39588.9105 | 37434.4242 | 37339.1402 | 34783.3316 | 31258.7147 | 28847.1099 | 29243.9201 | 31358.1947
QLD1 | Solar PV | 0 | 0 | 0 | 0 | 0 | 0 | 0 | 0 | 0 | 0 | 0 | 0 | 0 | 0 | 0 | 0 | 0 | 0 | 0 | 0 | 0 | 0 | 0 | 0 | 0 | 0 | 0 | 0 | 0 | 0
QLD1 | LS Battery | 0 | 0 | 0 | 0 | 0 | 0 | 0 | 0 | 0 | 0 | 0 | 0 | 0 | 0 | 0 | 0 | 0 | 0 | 0 | 0 | 0 | 0 | 0 | 0 | 0 | 0 | 0 | 0 | 0 | 0
QLD1 | Pumped Hydro | 587.9687 | 477.9175 | 829.6223 | 745.8279 | 1031.8424 | 2590.2198 | 2816.8725 | 2554.3592 | 2928.2452 | 3187.8442 | 2915.0638 | 2183.4352 | 1961.3109 | 1731.4164 | 2234.538 | 1995.3231 | 2118.4328 | 2223.0925 | 2143.7185 | 1874.8545 | 1755.1118 | 1363.809 | 1436.2561 | 1375.4896 | 1328.7844 | 1296.6578 | 1075.2465 | 970.3418 | 1023.7819 | 670.0543
QLD1 | Pumped Hydro Pump | 855.9174 | 661.7703 | 1195.299 | 1052.063 | 1472.3541 | 3700.8388 | 4044.8312 | 3648.4182 | 4164.5442 | 4554.4545 | 4167.6048 | 3116.7572 | 2802.2438 | 2473.822 | 3192.5455 | 2852.1448 | 3025.2685 | 3176.1055 | 3065.4858 | 2682.0105 | 2501.8752 | 1948.0258 | 2060.0988 | 1958.9508 | 1896.5934 | 1852.5442 | 1538.4336 | 1388.8749 | 1458.795 | 956.6013
Total |  | 285669.2374 | 266614.7554 | 267669.8329 | 247889.0819 | 235841.2636 | 221438.9514 | 209199.958 | 202427.4463 | 188670.6426 | 179606.4372 | 165863.6593 | 158203.3512 | 146954.2156 | 139459.4127 | 130077.6985 | 136083.7486 | 124996.9766 | 115521.6213 | 106476.3079 | 95021.4753 | 92814.4147 | 83806.1311 | 77447.6416 | 81597.0759 | 74022.0664 | 69160.8563 | 60597.8228 | 50560.9981 | 49003.5225 | 41666.4632
Region | Technology | 2020-21 | 2021-22 | 2022-23 | 2023-24 | 2024-25 | 2025-26 | 2026-27 | 2027-28 | 2028-29 | 2029-30 | 2030-31 | 2031-32 | 2032-33 | 2033-34 | 2034-35 | 2035-36 | 2036-37 | 2037-38 | 2038-39 | 2039-40 | 2040-41 | 2041-42 | 2042-43 | 2043-44 | 2044-45 | 2045-46 | 2046-47 | 2047-48 | 2048-49 | 2049-50
VIC1 | Black Coal | 0 | 0 | 0 | 0 | 0 | 0 | 0 | 0 | 0 | 0 | 0 | 0 | 0 | 0 | 0 | 0 | 0 | 0 | 0 | 0 | 0 | 0 | 0 | 0 | 0 | 0 | 0 | 0 | 0 | 0
VIC1 | Brown Coal | 183819.491 | 175284.408 | 153271.252 | 150983.417 | 140419.7865 | 131132.316 | 119009.6055 | 107640.151 | 91668.5619 | 79943.8924 | 69122.955 | 65981.2125 | 60916.11 | 56472.628 | 53296.374 | 51413.246 | 46703.333 | 46071.958 | 39079.588 | 33162.142 | 25186.628 | 21767.944 | 23394.41 | 8156.2906 | 6373.7767 | 1787.6669 | 0.086358 | 0.026296 | 0 | 0
VIC1 | CCGT | 0.04337 | 0.062177 | 0.092723 | 0.089327 | 0.084379 | 0.07785 | 0.073261 | 0.07154 | 0.068872 | 0.064382 | 0.060902 | 0.069004 | 0.06691 | 0.06448 | 0.059682 | 0.38711 | 0.37431 | 1656.3668 | 1569.2491 | 32862.128 | 44592.836 | 50063.616 | 42816.008 | 80850.368 | 76269.216 | 71915.232 | 67033.464 | 67551.664 | 65727.292 | 58927.32
VIC1 | Gas - Steam | 40.0426 | 132.1774 | 218.8314 | 146.8224 | 184.8961 | 160.3637 | 147.3507 | 164.5843 | 266.8967 | 183.1987 | 180.2245 | 436.4876 | 285.5557 | 416.8443 | 294.4622 | 1916.4968 | 1977.069 | 1885.1776 | 1802.8114 | 0 | 0 | 0 | 0 | 0 | 0 | 0 | 0 | 0 | 0 | 0
VIC1 | OCGT / Diesel | 382.9874 | 528.4162 | 1354.5393 | 559.1115 | 710.7583 | 903.1385 | 709.7706 | 721.5871 | 1014.5059 | 952.3016 | 729.3835 | 2265.5403 | 1211.4047 | 2381.0073 | 1913.9772 | 11373.2001 | 11835.5684 | 14456.1696 | 16822.8113 | 12658.7816 | 13893.9328 | 13437.2464 | 8651.1199 | 9866.6779 | 11402.7713 | 14083.6483 | 11478.6533 | 7855.8321 | 5296.9826 | 5268.3129
VIC1 | Hydro | 31569.2344 | 29809.1521 | 28036.5532 | 26632.9772 | 25137.9677 | 23656.3982 | 22359.5376 | 21174.7958 | 19984.3081 | 18827.0663 | 17685.0296 | 16775.6788 | 15855.1698 | 14923.4877 | 14086.3558 | 13381.1023 | 12595.7935 | 11861.0498 | 11189.5878 | 10593.5975 | 10024.4704 | 9413.9433 | 8900.7355 | 8466.2746 | 7959.9171 | 7536.6066 | 7094.2884 | 6722.9113 | 6348.0699 | 5957.1003
VIC1 | Wind | 40989.4117 | 38537.0172 | 41385.9534 | 34041.5566 | 31916.0163 | 31413.3023 | 35308.4066 | 33278.454 | 38754.0368 | 36074.8663 | 38282.9065 | 33848.8062 | 33062.2777 | 32122.7511 | 31732.6817 | 35080.6066 | 33563.59 | 30482.1306 | 30199.0485 | 24860.2629 | 23279.6394 | 22240.7529 | 22026.4539 | 19190.7731 | 18255.7296 | 16926.458 | 17597.8439 | 14841.8419 | 14112.4959 | 13497.9389
VIC1 | Solar PV | 0 | 0 | 0 | 0 | 0 | 0 | 0 | 0 | 0 | 0 | 0 | 0 | 0 | 0 | 0 | 0 | 0 | 0 | 0 | 0 | 0 | 0 | 0 | 0 | 0 | 0 | 0 | 0 | 0 | 0
VIC1 | LS Battery | 0 | 0 | 0 | 0 | 0 | 0 | 0 | 0 | 0 | 0 | 0 | 0 | 0 | 0 | 0 | 0 | 0 | 0 | 0 | 0 | 0 | 0 | 0 | 0 | 0 | 0 | 0 | 0 | 0 | 0
VIC1 | Pumped Hydro | 0 | 0 | 0 | 0 | 0 | 0 | 0 | 0 | 0 | 0 | 0 | 0 | 0 | 0 | 0 | 0 | 0 | 0 | 0 | 0 | 0 | 0 | 0 | 0 | 0 | 0 | 0 | 0 | 0 | 0
VIC1 | Pumped Hydro Pump | 0 | 0 | 0 | 0 | 0 | 0 | 0 | 0 | 0 | 0 | 0 | 0 | 0 | 0 | 0 | 0 | 0 | 0 | 0 | 0 | 0 | 0 | 0 | 0 | 0 | 0 | 0 | 0 | 0 | 0
Total |  | 256801.2106 | 244291.2331 | 224267.222 | 212363.9741 | 198369.5094 | 187265.5965 | 177534.7443 | 162979.6437 | 151688.3783 | 135981.3897 | 126000.56 | 119307.7944 | 111330.5849 | 106316.7829 | 101323.9106 | 113165.039 | 106675.7282 | 106412.8524 | 100663.0961 | 114136.912 | 116977.5066 | 116923.5027 | 105788.7274 | 126530.3841 | 120261.4106 | 112249.6118 | 103204.3361 | 96972.2756 | 91484.8403 | 83650.6721
Region | Technology | 2020-21 | 2021-22 | 2022-23 | 2023-24 | 2024-25 | 2025-26 | 2026-27 | 2027-28 | 2028-29 | 2029-30 | 2030-31 | 2031-32 | 2032-33 | 2033-34 | 2034-35 | 2035-36 | 2036-37 | 2037-38 | 2038-39 | 2039-40 | 2040-41 | 2041-42 | 2042-43 | 2043-44 | 2044-45 | 2045-46 | 2046-47 | 2047-48 | 2048-49 | 2049-50
SA1 | Black Coal | 0 | 0 | 0 | 0 | 0 | 0 | 0 | 0 | 0 | 0 | 0 | 0 | 0 | 0 | 0 | 0 | 0 | 0 | 0 | 0 | 0 | 0 | 0 | 0 | 0 | 0 | 0 | 0 | 0 | 0
SA1 | Brown Coal | 0 | 0 | 0 | 0 | 0 | 0 | 0 | 0 | 0 | 0 | 0 | 0 | 0 | 0 | 0 | 0 | 0 | 0 | 0 | 0 | 0 | 0 | 0 | 0 | 0 | 0 | 0 | 0 | 0 | 0
SA1 | CCGT | 14571.6211 | 18094.1027 | 22457.447 | 15353.3894 | 8329.3203 | 7205.1339 | 4553.4573 | 7471.8533 | 7475.1691 | 5381.3234 | 4347.4612 | 6572.534 | 6902.9101 | 6818.3356 | 4356.2322 | 7290.8161 | 7482.4981 | 0.09265 | 0.086026 | 0.082294 | 0.078358 | 0.073707 | 0.068185 | 0.065504 | 0.061284 | 0.057824 | 0.053663 | 0.050733 | 0.047759 | 0.043086
SA1 | Gas - Steam | 240.7425 | 343.194 | 497.2766 | 595.5396 | 0 | 0 | 0 | 0 | 0 | 0 | 0 | 0 | 0 | 0 | 0 | 0 | 0 | 0 | 0 | 0 | 0 | 0 | 0 | 0 | 0 | 0 | 0 | 0 | 0 | 0
SA1 | OCGT / Diesel | 1324.9425 | 1811.7033 | 4006.9003 | 4368.9896 | 1279.7935 | 1478.6838 | 1010.1531 | 1363.9523 | 2062.3906 | 1362.0895 | 1288.1642 | 2501.7647 | 2194.0624 | 3239.2355 | 1429.6824 | 4316.0279 | 4411.5959 | 5899.317 | 5674.2751 | 5908.3887 | 6212.0289 | 7099.8294 | 4982.9486 | 4459.9954 | 2721.6655 | 2977.6457 | 2752.1914 | 2454.8627 | 1517.8402 | 1114.4958
SA1 | Hydro | 0 | 0 | 0 | 0 | 0 | 0 | 0 | 0 | 0 | 0 | 0 | 0 | 0 | 0 | 0 | 0 | 0 | 0 | 0 | 0 | 0 | 0 | 0 | 0 | 0 | 0 | 0 | 0 | 0 | 0
SA1 | Wind | 19057.6741 | 18288.3831 | 18358.3111 | 17011.6508 | 17620.1619 | 15433.0399 | 17460.4488 | 21028.628 | 21900.495 | 20827.386 | 22278.8545 | 20065.7627 | 18997.8983 | 17028.6886 | 17786.0956 | 20871.1978 | 19483.4725 | 18873.1545 | 18819.0126 | 15980.138 | 15960.0749 | 14537.4655 | 14814.5675 | 15120.4998 | 14806.0191 | 13624.6045 | 13159.146 | 11023.1794 | 10450.6618 | 8473.071
SA1 | Solar PV | 0 | 0 | 0 | 0 | 0 | 0 | 0 | 0 | 0 | 0 | 0 | 0 | 0 | 0 | 0 | 0 | 0 | 0 | 0 | 0 | 0 | 0 | 0 | 0 | 0 | 0 | 0 | 0 | 0 | 0
SA1 | LS Battery | 0 | 0 | 0 | 0 | 0 | 0 | 0 | 0 | 0 | 0 | 0 | 0 | 0 | 0 | 0 | 0 | 0 | 0 | 0 | 0 | 0 | 0 | 0 | 0 | 0 | 0 | 0 | 0 | 0 | 0
SA1 | Pumped Hydro | 0 | 0 | 0 | 0 | 0 | 0 | 0 | 0 | 0 | 0 | 0 | 0 | 0 | 0 | 0 | 0 | 0 | 0 | 0 | 0 | 0 | 0 | 0 | 0 | 0 | 0 | 0 | 0 | 0 | 0
SA1 | Pumped Hydro Pump | 0 | 0 | 0 | 0 | 0 | 0 | 0 | 0 | 0 | 0 | 0 | 0 | 0 | 0 | 0 | 0 | 0 | 0 | 0 | 0 | 0 | 0 | 0 | 0 | 0 | 0 | 0 | 0 | 0 | 0
Total |  | 35194.9802 | 38537.3832 | 45319.9349 | 37329.5694 | 27229.2757 | 24116.8575 | 23024.0592 | 29864.4337 | 31438.0547 | 27570.7989 | 27914.4799 | 29140.0613 | 28094.8708 | 27086.2598 | 23572.0102 | 32478.0417 | 31377.5665 | 24772.5642 | 24493.3737 | 21888.609 | 22172.1822 | 21637.3686 | 19797.5843 | 19580.5607 | 17527.7459 | 16602.3081 | 15911.3911 | 13478.0929 | 11968.5498 | 9587.6099
Region | Technology | 2020-21 | 2021-22 | 2022-23 | 2023-24 | 2024-25 | 2025-26 | 2026-27 | 2027-28 | 2028-29 | 2029-30 | 2030-31 | 2031-32 | 2032-33 | 2033-34 | 2034-35 | 2035-36 | 2036-37 | 2037-38 | 2038-39 | 2039-40 | 2040-41 | 2041-42 | 2042-43 | 2043-44 | 2044-45 | 2045-46 | 2046-47 | 2047-48 | 2048-49 | 2049-50
TAS1 | Black Coal | 0 | 0 | 0 | 0 | 0 | 0 | 0 | 0 | 0 | 0 | 0 | 0 | 0 | 0 | 0 | 0 | 0 | 0 | 0 | 0 | 0 | 0 | 0 | 0 | 0 | 0 | 0 | 0 | 0 | 0
TAS1 | Brown Coal | 0 | 0 | 0 | 0 | 0 | 0 | 0 | 0 | 0 | 0 | 0 | 0 | 0 | 0 | 0 | 0 | 0 | 0 | 0 | 0 | 0 | 0 | 0 | 0 | 0 | 0 | 0 | 0 | 0 | 0
TAS1 | CCGT | 2.4109 | 51.2359 | 144.8016 | 119.0036 | 12.1829 | 0.057056 | 0.060404 | 0.056504 | 0.055342 | 0.057157 | 0.052765 | 0.057338 | 0.051871 | 0.046539 | 0.051283 | 0.85932 | 30.7829 | 33.9015 | 14.8551 | 2.484 | 0.48715 | 1.069 | 23.2109 | 8.2339 | 5.3228 | 3.2057 | 4.0963 | 17.0719 | 8.3863 | 4.8002
TAS1 | Gas - Steam | 0 | 0 | 0 | 0 | 0 | 0 | 0 | 0 | 0 | 0 | 0 | 0 | 0 | 0 | 0 | 0 | 0 | 0 | 0 | 0 | 0 | 0 | 0 | 0 | 0 | 0 | 0 | 0 | 0 | 0
TAS1 | OCGT / Diesel | 0.057244 | 0.058528 | 0.054799 | 0.056483 | 0.048607 | 0.040507 | 0.043229 | 0.040441 | 0.039627 | 0.039769 | 0.03647 | 0.039129 | 0.034895 | 0.033121 | 0.036031 | 0.03832 | 0.042764 | 0.039884 | 0.035012 | 0.034449 | 0.020856 | 0.015612 | 0.032189 | 0.020132 | 0.021814 | 0.021356 | 0.01799 | 0.020232 | 0.015035 | 0.0080874
TAS1 | Hydro | 70460.0751 | 74174.6948 | 78968.0049 | 68043.9554 | 73688.2584 | 71973.828 | 61688.883 | 58973.3871 | 55300.083 | 49917.379 | 46474.7789 | 42979.8412 | 46315.996 | 43571.0271 | 38211.7145 | 36110.5015 | 33032.5108 | 31050.7194 | 28887.4075 | 28201.2786 | 27813.6433 | 25519.4903 | 21102.2194 | 23484.6666 | 21028.8082 | 20090.9944 | 17962.994 | 18351.4455 | 17917.4828 | 16470.8525
TAS1 | Wind | 9938.5595 | 9103.5926 | 9405.7161 | 9978.076 | 9276.4515 | 9467.2938 | 9005.7723 | 11183.0983 | 10312.5045 | 9486.5626 | 9397.6249 | 8263.709 | 7593.8757 | 7734.4054 | 7355.7529 | 7818.9265 | 7635.4606 | 7001.7179 | 7252.6232 | 6733.4488 | 6223.472 | 6313.9088 | 6075.911 | 5683.4416 | 6074.8251 | 5467.1972 | 5551.5109 | 4905.9401 | 4599.6523 | 4612.6829
TAS1 | Solar PV | 0 | 0 | 0 | 0 | 0 | 0 | 0 | 0 | 0 | 0 | 0 | 0 | 0 | 0 | 0 | 0 | 0 | 0 | 0 | 0 | 0 | 0 | 0 | 0 | 0 | 0 | 0 | 0 | 0 | 0
TAS1 | LS Battery | 0 | 0 | 0 | 0 | 0 | 0 | 0 | 0 | 0 | 0 | 0 | 0 | 0 | 0 | 0 | 0 | 0 | 0 | 0 | 0 | 0 | 0 | 0 | 0 | 0 | 0 | 0 | 0 | 0 | 0
TAS1 | Pumped Hydro | 0 | 0 | 0 | 0 | 0 | 0 | 0 | 0 | 0 | 0 | 0 | 0 | 0 | 0 | 0 | 0 | 0 | 0 | 0 | 0 | 0 | 0 | 0 | 0 | 0 | 0 | 0 | 0 | 0 | 0
TAS1 | Pumped Hydro Pump | 0 | 0 | 0 | 0 | 0 | 0 | 0 | 0 | 0 | 0 | 0 | 0 | 0 | 0 | 0 | 0 | 0 | 0 | 0 | 0 | 0 | 0 | 0 | 0 | 0 | 0 | 0 | 0 | 0 | 0
Total |  | 80401.1027 | 83329.5818 | 88518.5774 | 78141.0914 | 82976.9413 | 81441.2194 | 70694.7589 | 70156.5824 | 65612.6824 | 59404.0386 | 55872.4931 | 51243.6467 | 53909.9584 | 51305.5122 | 45567.5547 | 43930.3256 | 40698.7971 | 38086.3786 | 36154.9208 | 34937.2459 | 34037.6233 | 31834.4838 | 27201.3735 | 29176.3623 | 27108.978 | 25561.4187 | 23518.6193 | 23274.4777 | 22525.5365 | 21088.3437

## Accelerated_BaseCase_FOM Cost
FOM cost by technology ($000s) - Base Case, Accelerated Transition to a Low Emissions Future Scenario
Real June 2019 dollars discounted to June 2025. For new entrant capacity, the FOM is incurred annually in modelling. For existing capacity, FOM is considered to be a sunk cost, since the fixed retirement dates are assumed to be the same in the Base Case and the case with Marinus Link. As such, early retirements are presented as an annual FOM saving, or negative cost, that continues until the assumed fixed date retirement.
Region | Technology | 2020-21 | 2021-22 | 2022-23 | 2023-24 | 2024-25 | 2025-26 | 2026-27 | 2027-28 | 2028-29 | 2029-30 | 2030-31 | 2031-32 | 2032-33 | 2033-34 | 2034-35 | 2035-36 | 2036-37 | 2037-38 | 2038-39 | 2039-40 | 2040-41 | 2041-42 | 2042-43 | 2043-44 | 2044-45 | 2045-46 | 2046-47 | 2047-48 | 2048-49 | 2049-50
NEM | Black Coal | -46243.2819 | -43666.9341 | -41234.119 | -74168.0261 | -91877.4711 | -86758.7091 | -149415.5239 | -181048.483 | -186481.2785 | -72824.1017 | -87134.5439 | -23250.5699 | -26913.6599 | -25414.2218 | -44684.8959 | -22721.8103 | -21395.3843 | -20203.34 | -15519.2219 | -21683.3921 | -32957.7046 | -36223.4304 | -31275.4102 | -24696.1838 | -26197.853 | -20161.7207 | -16140.3354 | -21983.0484 | -33515.1428 | -31648.0593
NEM | Brown Coal | -0.00044485 | -0.18638 | -0.17769 | -0.79418 | -31948.6424 | -30168.6901 | -28487.9039 | -66645.9007 | -77339.7429 | -79220.6156 | -80391.4159 | -38054.0037 | -0.0057487 | -0.0054992 | -0.0061947 | -0.0060494 | -0.0058937 | -0.0055999 | -0.0058225 | -8710.4625 | -56196.5708 | -53065.6951 | -50109.2493 | -115150.7794 | -115396.8028 | -123935.6227 | -123660.4563 | -86238.1039 | 0 | 0
NEM | CCGT | 0.057515 | 0.06985 | 0.083116 | 0.079106 | 0.074424 | 0.070634 | 0.0677 | 0.064514 | 0.061095 | 0.058733 | 0.055823 | 0.060581 | 0.057693 | 0.056322 | 0.054455 | 0.18997 | 0.18211 | 358.9526 | 338.9563 | 7228.8081 | 9050.0791 | 10494.5837 | 12057.9997 | 18988.789 | 17880.4727 | 16884.2996 | 15943.6278 | 15922.6851 | 14993.3275 | 14158.0053
NEM | Gas - Steam | -0.00032684 | -0.00031838 | -0.00030064 | -0.016116 | -0.069281 | -0.065483 | -0.061851 | -0.058637 | -0.055232 | -0.052166 | -0.049268 | -0.046653 | -0.043935 | -0.041492 | -0.039184 | -0.037103 | -0.034944 | -0.033003 | -0.031177 | 0 | 0 | 0 | 0 | 0 | 0 | 0 | 0 | 0 | 0 | 0
NEM | OCGT / Diesel | -1118.4171 | -886.8167 | -837.3729 | -792.8245 | -746.5539 | -704.9491 | -665.6768 | -630.3012 | -593.5135 | -1764.0336 | -529.1928 | -501.0402 | -1619.4727 | -445.4977 | -420.6669 | 269.5428 | 253.8108 | 4735.7439 | 4471.9019 | 8837.7797 | 8524.3165 | 8360.3115 | 9970.1917 | 9439.7756 | 8888.78 | 9731.7369 | 9819.6389 | 9930.1751 | 9350.5813 | 10057.2044
NEM | Hydro | 0 | 0 | 0 | 0 | 0 | 0 | 0 | 0 | 0 | 0 | 0 | 0 | 0 | 0 | 0 | 0 | 0 | 0 | 0 | 0 | 0 | 0 | 0 | 0 | 0 | 0 | 0 | 0 | 0 | 0
NEM | Wind | 9578.1343 | 15207.8173 | 64409.0823 | 130190.5167 | 219261.7738 | 227173.0653 | 236644.6277 | 387858.5377 | 418570.9204 | 446461.2549 | 432294.7661 | 434647.0543 | 475982.8318 | 488167.3766 | 470490.8941 | 548063.2566 | 567317.6716 | 583970.608 | 577780.0011 | 574761.0654 | 581539.022 | 549139.7757 | 518545.5865 | 498562.9628 | 490251.6117 | 464974.0544 | 451526.4853 | 427506.1122 | 435484.357 | 412116.7994
NEM | Solar PV | 0.52253 | 0.81002 | 6561.6332 | 8072.6807 | 8764.4547 | 43150.6072 | 63168.1158 | 74128.2493 | 90986.0636 | 100880.496 | 119738.12 | 143940.7459 | 138867.994 | 131131.251 | 123825.5442 | 151632.1405 | 143506.303 | 135511.1523 | 136145.9251 | 139842.0154 | 136474.9409 | 128871.5214 | 121691.7106 | 142431.7703 | 134118.5543 | 126646.4213 | 125866.9675 | 134452.101 | 135062.5697 | 136403.9841
NEM | LS Battery | 0.11407 | 0.1424 | 0.16478 | 0.15688 | 0.14799 | 0.1817 | 0.21596 | 0.20702 | 0.19827 | 0.25727 | 0.24334 | 0.3661 | 0.34478 | 0.32566 | 1228.3655 | 1163.122 | 1095.2344 | 1551.3378 | 1464.9091 | 10160.4657 | 10245.9193 | 9675.0938 | 9136.0664 | 33263.9948 | 33815.4815 | 33738.5931 | 37240.8453 | 58520.0204 | 58730.4212 | 61058.4693
NEM | Pumped Hydro | 0 | 0 | 0 | 0.50858 | 0.49092 | 1.3405 | 8629.3756 | 8170.302 | 9352.5398 | 12738.2132 | 25315.5999 | 59431.7927 | 55962.9465 | 59813.1737 | 57547.8178 | 63793.802 | 60070.9583 | 56882.4576 | 53713.369 | 51278.8575 | 48285.8695 | 45595.7219 | 43198.5056 | 40900.3365 | 38513.1107 | 36367.4323 | 34341.2959 | 32514.3323 | 30616.5714 | 28910.8323
NEM | Pumped Hydro Pump | 0 | 0 | 0 | 0 | 0 | 0 | 0 | 0 | 0 | 0 | 0 | 0 | 0 | 0 | 0 | 0 | 0 | 0 | 0 | 0 | 0 | 0 | 0 | 0 | 0 | 0 | 0 | 0 | 0 | 0
Total |  | -37782.8714 | -29345.0979 | 28899.2935 | 63302.281 | 103454.2052 | 152692.8516 | 129873.2362 | 221832.617 | 254495.1931 | 406271.4771 | 409293.5834 | 576214.3591 | 642280.9926 | 653252.4169 | 607987.0679 | 742200.2004 | 750848.7351 | 762806.8737 | 758395.8037 | 761715.1371 | 704965.8719 | 662847.8827 | 633215.4011 | 603740.6658 | 581873.3551 | 544245.1942 | 534938.0689 | 570624.2739 | 650722.6853 | 631057.2356
Region | Technology | 2020-21 | 2021-22 | 2022-23 | 2023-24 | 2024-25 | 2025-26 | 2026-27 | 2027-28 | 2028-29 | 2029-30 | 2030-31 | 2031-32 | 2032-33 | 2033-34 | 2034-35 | 2035-36 | 2036-37 | 2037-38 | 2038-39 | 2039-40 | 2040-41 | 2041-42 | 2042-43 | 2043-44 | 2044-45 | 2045-46 | 2046-47 | 2047-48 | 2048-49 | 2049-50
NSW1 | Black Coal | -0.0024266 | -0.0032669 | -0.0008815 | -0.0018495 | -12590.2269 | -11888.7885 | -78716.4284 | -93342.1685 | -87894.0764 | -46818.2344 | -62577.5383 | -0.0012961 | -0.0017171 | -0.0016624 | -20686.3592 | -0.00014825 | -0.00014275 | -0.0001348 | -0.00014441 | -0.00022507 | -0.00081246 | -3102.771 | 0 | 0 | 0 | 0 | 0 | 0 | 0 | 0
NSW1 | Brown Coal | 0 | 0 | 0 | 0 | 0 | 0 | 0 | 0 | 0 | 0 | 0 | 0 | 0 | 0 | 0 | 0 | 0 | 0 | 0 | 0 | 0 | 0 | 0 | 0 | 0 | 0 | 0 | 0 | 0 | 0
NSW1 | CCGT | 0.0090159 | 0.013446 | 0.015895 | 0.015056 | 0.014209 | 0.013582 | 0.012887 | 0.012455 | 0.011789 | 0.011258 | 0.010631 | 0.012712 | 0.012079 | 0.011457 | 0.010869 | 0.063511 | 0.060031 | 0.072095 | 0.06834 | 0.11365 | 0.10768 | 0.10246 | 2148.193 | 2033.9091 | 1915.1964 | 1808.4953 | 1707.7388 | 1616.8867 | 1522.5141 | 1437.6904
NSW1 | Gas - Steam | 0 | 0 | 0 | 0 | 0 | 0 | 0 | 0 | 0 | 0 | 0 | 0 | 0 | 0 | 0 | 0 | 0 | 0 | 0 | 0 | 0 | 0 | 0 | 0 | 0 | 0 | 0 | 0 | 0 | 0
NSW1 | OCGT / Diesel | 0.0037599 | 0.003961 | 0.004887 | 0.0046616 | 0.0046414 | 0.0085445 | 0.0052357 | 0.0049393 | 0.0046443 | 0.0043855 | 0.0046783 | 0.0048636 | 0.0045638 | 0.0057431 | 0.0043203 | 0.046879 | 0.044144 | 0.063829 | 0.060281 | 0.094697 | 0.089178 | 8.4043 | 2026.5091 | 1918.6985 | 1806.7101 | 1706.053 | 1611.0037 | 1525.298 | 1436.2711 | 1356.2522
NSW1 | Hydro | 0 | 0 | 0 | 0 | 0 | 0 | 0 | 0 | 0 | 0 | 0 | 0 | 0 | 0 | 0 | 0 | 0 | 0 | 0 | 0 | 0 | 0 | 0 | 0 | 0 | 0 | 0 | 0 | 0 | 0
NSW1 | Wind | 0.81189 | 1.1273 | 26252.7281 | 53429.9537 | 106234.7171 | 111937.2647 | 105700.9221 | 150973.5141 | 145940.29 | 185979.4164 | 175618.4185 | 170907.9334 | 190828.8582 | 212623.1068 | 208012.1653 | 223251.7218 | 243188.2428 | 251693.436 | 245986.6405 | 232900.1346 | 219306.4769 | 207088.2692 | 195550.7735 | 185147.4394 | 174340.9601 | 164627.9145 | 155456.0135 | 147185.723 | 138594.951 | 130873.4211
NSW1 | Solar PV | 0.11824 | 0.17989 | 0.47826 | 0.45287 | 0.5093 | 8431.762 | 23627.8345 | 36691.5029 | 53442.4435 | 60907.6551 | 70461.8771 | 96317.8968 | 94024.7154 | 88786.3226 | 83839.7759 | 113773.622 | 107133.0083 | 101164.3144 | 98271.5688 | 96121.6457 | 95191.6423 | 89888.2364 | 84880.2988 | 107578.7096 | 101299.6752 | 95655.9736 | 91220.5095 | 86367.5843 | 81326.5774 | 76795.6357
NSW1 | LS Battery | 0.021632 | 0.030031 | 0.028403 | 0.027183 | 0.025619 | 0.042925 | 0.04055 | 0.03841 | 0.036243 | 0.057822 | 0.054701 | 0.079839 | 0.075188 | 0.071016 | 0.092828 | 0.19045 | 0.17933 | 0.25412 | 0.24008 | 190.1038 | 570.9481 | 539.139 | 509.102 | 21565.649 | 20306.9289 | 20982.6412 | 20338.5177 | 27196.5223 | 26932.4037 | 25431.9206
NSW1 | Pumped Hydro | 0 | 0 | 0 | 0.054034 | 0.056804 | 0.12465 | 0.11771 | 0.11146 | 0.10508 | 0.17828 | 2215.7392 | 28373.3067 | 26717.248 | 27132.7529 | 26351.5492 | 32797.401 | 30883.1183 | 29162.5298 | 27537.7996 | 26072.7835 | 24550.9959 | 23183.1878 | 21891.5843 | 20726.9476 | 19517.1799 | 18429.8204 | 17403.041 | 16477.1957 | 15515.4729 | 14651.0603
NSW1 | Pumped Hydro Pump | 0 | 0 | 0 | 0 | 0 | 0 | 0 | 0 | 0 | 0 | 0 | 0 | 0 | 0 | 0 | 0 | 0 | 0 | 0 | 0 | 0 | 0 | 0 | 0 | 0 | 0 | 0 | 0 | 0 | 0
Total |  | 0.96211 | 1.3514 | 26253.2546 | 53430.5056 | 93645.1008 | 108480.428 | 50612.5046 | 94323.0157 | 111488.8149 | 200069.0889 | 185718.5665 | 295599.233 | 311570.9116 | 328542.2689 | 297517.2391 | 369823.0455 | 381204.6528 | 382020.67 | 371796.3775 | 355284.8757 | 339620.2592 | 317604.5681 | 307006.4608 | 338971.3532 | 319186.6505 | 303210.898 | 287736.8241 | 280369.2101 | 265328.1901 | 250545.9802
Region | Technology | 2020-21 | 2021-22 | 2022-23 | 2023-24 | 2024-25 | 2025-26 | 2026-27 | 2027-28 | 2028-29 | 2029-30 | 2030-31 | 2031-32 | 2032-33 | 2033-34 | 2034-35 | 2035-36 | 2036-37 | 2037-38 | 2038-39 | 2039-40 | 2040-41 | 2041-42 | 2042-43 | 2043-44 | 2044-45 | 2045-46 | 2046-47 | 2047-48 | 2048-49 | 2049-50
QLD1 | Black Coal | -46243.2795 | -43666.9309 | -41234.1181 | -74168.0242 | -79287.2442 | -74869.9207 | -70699.0955 | -87706.3145 | -98587.2022 | -26005.8673 | -24557.0055 | -23250.5686 | -26913.6582 | -25414.2201 | -23998.5367 | -22721.8102 | -21395.3842 | -20203.3399 | -15519.2217 | -21683.3919 | -32957.7038 | -33120.6593 | -31275.4102 | -24696.1838 | -26197.853 | -20161.7207 | -16140.3354 | -21983.0484 | -33515.1428 | -31648.0593
QLD1 | Brown Coal | 0 | 0 | 0 | 0 | 0 | 0 | 0 | 0 | 0 | 0 | 0 | 0 | 0 | 0 | 0 | 0 | 0 | 0 | 0 | 0 | 0 | 0 | 0 | 0 | 0 | 0 | 0 | 0 | 0 | 0
QLD1 | CCGT | 0.009819 | 0.010976 | 0.013486 | 0.012818 | 0.012257 | 0.011746 | 0.011861 | 0.011234 | 0.010654 | 0.010126 | 0.009687 | 0.011054 | 0.010469 | 0.0099337 | 0.0094099 | 0.010809 | 0.011715 | 0.022486 | 0.021711 | 0.021617 | 0.022211 | 0.021004 | 0.019903 | 0.023677 | 0.022433 | 0.021317 | 0.020161 | 0.019097 | 0.017991 | 0.016993
QLD1 | Gas - Steam | 0 | 0 | 0 | 0 | 0 | 0 | 0 | 0 | 0 | 0 | 0 | 0 | 0 | 0 | 0 | 0 | 0 | 0 | 0 | 0 | 0 | 0 | 0 | 0 | 0 | 0 | 0 | 0 | 0 | 0
QLD1 | OCGT / Diesel | -179.277 | -0.00016605 | 0.00038273 | 0.00066089 | 0.0014676 | 0.0098049 | 0.0092564 | 0.0087311 | 0.0070529 | 0.0050612 | 0.0042879 | 0.0024765 | -723.284 | 0.0074717 | 0.0095564 | 0.0090613 | 0.0085456 | 1885.0163 | 1779.9965 | 3737.9797 | 3521.0551 | 3594.5926 | 3394.3273 | 3213.7484 | 3026.1721 | 4195.7519 | 4592.0794 | 4980.7225 | 4690.0128 | 5172.3814
QLD1 | Hydro | 0 | 0 | 0 | 0 | 0 | 0 | 0 | 0 | 0 | 0 | 0 | 0 | 0 | 0 | 0 | 0 | 0 | 0 | 0 | 0 | 0 | 0 | 0 | 0 | 0 | 0 | 0 | 0 | 0 | 0
QLD1 | Wind | 0.71531 | 6162.1727 | 29614.4109 | 56485.0177 | 90240.8766 | 93719.102 | 88497.9371 | 149024.2481 | 147156.0708 | 138957.5768 | 131215.9751 | 127104.4779 | 149947.9946 | 146783.0598 | 138605.3447 | 134178.3172 | 140853.6525 | 152146.253 | 152843.0877 | 171019.4683 | 190693.144 | 180069.0689 | 170036.8923 | 160990.9018 | 164759.4444 | 156627.6744 | 158027.3796 | 149620.2942 | 168229.0041 | 159751.0148
QLD1 | Solar PV | 0.11296 | 0.17099 | 0.32867 | 0.31129 | 0.58294 | 13698.162 | 14898.5723 | 14105.9665 | 13282.8999 | 12542.8708 | 11844.3901 | 11219.4028 | 10564.5617 | 9975.979 | 9420.188 | 8919.0323 | 8398.4562 | 7930.5588 | 10908.6457 | 16553.5547 | 15587.3757 | 14718.9572 | 13898.9209 | 13159.517 | 12391.437 | 11701.0754 | 16431.7346 | 27097.5816 | 30255.2654 | 28569.6562
QLD1 | LS Battery | 0.02415 | 0.025376 | 0.024948 | 0.023973 | 0.022754 | 0.040951 | 0.055324 | 0.052459 | 0.049419 | 0.053722 | 0.050745 | 0.08825 | 0.083104 | 0.078504 | 0.074194 | 0.070438 | 0.066343 | 21.9741 | 20.7502 | 4112.4843 | 4158.9958 | 3927.287 | 3708.4863 | 3511.1946 | 5799.2531 | 5476.1599 | 8685.5621 | 17921.4239 | 16875.4059 | 15935.2276
QLD1 | Pumped Hydro | 0 | 0 | 0 | 0.044886 | 0.048255 | 0.84718 | 3281.8531 | 3107.2579 | 2996.3096 | 4375.6526 | 6106.1721 | 13150.3899 | 12382.8424 | 16757.0362 | 15823.4525 | 16441.335 | 15481.7394 | 14619.216 | 13804.7366 | 13070.3218 | 12307.4476 | 11621.7636 | 10974.281 | 10390.447 | 9783.9888 | 9238.8941 | 8724.1681 | 8260.0406 | 7777.9276 | 7344.5965
QLD1 | Pumped Hydro Pump | 0 | 0 | 0 | 0 | 0 | 0 | 0 | 0 | 0 | 0 | 0 | 0 | 0 | 0 | 0 | 0 | 0 | 0 | 0 | 0 | 0 | 0 | 0 | 0 | 0 | 0 | 0 | 0 | 0 | 0
Total |  | -46421.6943 | -37504.551 | -11619.3397 | -17682.6129 | 10954.3001 | 32548.2529 | 35979.3434 | 78531.2304 | 64848.1453 | 129870.3019 | 124609.5965 | 128223.8039 | 145258.5501 | 148101.9508 | 139850.5416 | 136816.9646 | 143338.5506 | 156399.7008 | 163838.0167 | 186810.4385 | 193310.3366 | 180811.0309 | 170737.5175 | 166569.6486 | 169562.4649 | 167077.8562 | 180320.6086 | 185897.0335 | 194312.491 | 185124.8342
Region | Technology | 2020-21 | 2021-22 | 2022-23 | 2023-24 | 2024-25 | 2025-26 | 2026-27 | 2027-28 | 2028-29 | 2029-30 | 2030-31 | 2031-32 | 2032-33 | 2033-34 | 2034-35 | 2035-36 | 2036-37 | 2037-38 | 2038-39 | 2039-40 | 2040-41 | 2041-42 | 2042-43 | 2043-44 | 2044-45 | 2045-46 | 2046-47 | 2047-48 | 2048-49 | 2049-50
VIC1 | Black Coal | 0 | 0 | 0 | 0 | 0 | 0 | 0 | 0 | 0 | 0 | 0 | 0 | 0 | 0 | 0 | 0 | 0 | 0 | 0 | 0 | 0 | 0 | 0 | 0 | 0 | 0 | 0 | 0 | 0 | 0
VIC1 | Brown Coal | -0.00044485 | -0.18638 | -0.17769 | -0.79418 | -31948.6424 | -30168.6901 | -28487.9039 | -66645.9007 | -77339.7429 | -79220.6156 | -80391.4159 | -38054.0037 | -0.0057487 | -0.0054992 | -0.0061947 | -0.0060494 | -0.0058937 | -0.0055999 | -0.0058225 | -8710.4625 | -56196.5708 | -53065.6951 | -50109.2493 | -115150.7794 | -115396.8028 | -123935.6227 | -123660.4563 | -86238.1039 | 0 | 0
VIC1 | CCGT | 0.0099005 | 0.014657 | 0.022454 | 0.021331 | 0.020088 | 0.018973 | 0.018021 | 0.017095 | 0.016127 | 0.015328 | 0.014476 | 0.016084 | 0.015233 | 0.014593 | 0.013879 | 0.084863 | 0.079984 | 358.8288 | 338.8387 | 7228.6465 | 9049.9244 | 10494.4368 | 9909.7638 | 16954.8343 | 15965.2332 | 15075.7634 | 14235.8505 | 14305.7618 | 13470.779 | 12720.2823
VIC1 | Gas - Steam | -0.00032684 | -0.00031838 | -0.00030064 | -0.016116 | -0.069281 | -0.065483 | -0.061851 | -0.058637 | -0.055232 | -0.052166 | -0.049268 | -0.046653 | -0.043935 | -0.041492 | -0.039184 | -0.037103 | -0.034944 | -0.033003 | -0.031177 | 0 | 0 | 0 | 0 | 0 | 0 | 0 | 0 | 0 | 0 | 0
VIC1 | OCGT / Diesel | 0.0058908 | 0.0059474 | 0.03312 | 0.030726 | 0.026419 | 0.024877 | 0.023478 | 0.018891 | 0.017762 | 0.016757 | 0.015814 | 0.014964 | -424.3775 | 0.015118 | 0.014439 | 608.6171 | 573.094 | 2519.0637 | 2378.7193 | 3707.4523 | 3491.0598 | 3296.5646 | 3169.9869 | 3001.343 | 2826.1631 | 2668.7092 | 2520.028 | 2385.962 | 2246.7008 | 2605.4389
VIC1 | Hydro | 0 | 0 | 0 | 0 | 0 | 0 | 0 | 0 | 0 | 0 | 0 | 0 | 0 | 0 | 0 | 0 | 0 | 0 | 0 | 0 | 0 | 0 | 0 | 0 | 0 | 0 | 0 | 0 | 0 | 0
VIC1 | Wind | 0.41346 | 0.44832 | 0.72441 | 0.83233 | 1.6117 | 1.5225 | 17158.1958 | 30614.0183 | 55290.1425 | 52210.3679 | 52910.5701 | 61479.4288 | 64237.4095 | 60658.5551 | 57279.0892 | 95264.5362 | 89704.4952 | 84706.7993 | 79987.5461 | 75732.1934 | 71311.9406 | 67338.943 | 63587.2927 | 60204.4378 | 56690.4919 | 53532.0985 | 50549.6701 | 47860.4177 | 45066.9551 | 42556.1436
VIC1 | Solar PV | 0.013006 | 0.017003 | 2707.6545 | 2563.6067 | 2413.977 | 2646.5446 | 7289.8827 | 6902.0595 | 6499.2077 | 10658.0033 | 21594.2909 | 20445.4703 | 19252.1316 | 18179.5388 | 17166.7033 | 16253.4319 | 15304.7695 | 14452.0958 | 15668.0848 | 16470.1715 | 15508.8587 | 14644.8146 | 13828.909 | 13093.2097 | 12328.9997 | 11642.1152 | 10993.4994 | 10408.6437 | 9801.1236 | 9255.0743
VIC1 | LS Battery | 0.021058 | 0.031342 | 0.049676 | 0.047101 | 0.044353 | 0.041884 | 0.050018 | 0.047362 | 0.04463 | 0.054205 | 0.051381 | 0.08023 | 0.075558 | 0.071369 | 1225.4008 | 1160.2093 | 1092.4914 | 1526.7436 | 1441.6845 | 5550.8433 | 5226.8579 | 4935.6543 | 4660.6745 | 7626.7089 | 7181.5616 | 6781.4557 | 7746.189 | 11151.8521 | 10500.9532 | 10954.2954
VIC1 | Pumped Hydro | 0 | 0 | 0 | 0.26757 | 0.25197 | 0.23795 | 5347.1774 | 5062.7065 | 6355.6807 | 8361.962 | 13609.94 | 12885.9025 | 12133.7923 | 11457.7876 | 10819.4453 | 10243.8497 | 9645.948 | 9108.5444 | 8601.0806 | 8143.5016 | 7668.1906 | 7240.9732 | 6837.5573 | 6473.7979 | 6095.9423 | 5756.3195 | 5435.618 | 5146.4421 | 4846.0602 | 4576.0719
VIC1 | Pumped Hydro Pump | 0 | 0 | 0 | 0 | 0 | 0 | 0 | 0 | 0 | 0 | 0 | 0 | 0 | 0 | 0 | 0 | 0 | 0 | 0 | 0 | 0 | 0 | 0 | 0 | 0 | 0 | 0 | 0 | 0 | 0
Total |  | 0.46254 | 0.33057 | 2708.3062 | 2563.9955 | -29532.7802 | -27520.3648 | 1307.3817 | -24067.0916 | -9194.6887 | -7990.2482 | 7723.4175 | 56756.8624 | 95198.997 | 90295.9356 | 86490.6216 | 123530.6859 | 116320.8372 | 112672.0371 | 108415.917 | 108122.3461 | 56060.2611 | 54885.6914 | 51884.9349 | -7796.4478 | -14308.4109 | -28479.1611 | -32179.6013 | 5020.9754 | 85932.5717 | 82667.3064
Region | Technology | 2020-21 | 2021-22 | 2022-23 | 2023-24 | 2024-25 | 2025-26 | 2026-27 | 2027-28 | 2028-29 | 2029-30 | 2030-31 | 2031-32 | 2032-33 | 2033-34 | 2034-35 | 2035-36 | 2036-37 | 2037-38 | 2038-39 | 2039-40 | 2040-41 | 2041-42 | 2042-43 | 2043-44 | 2044-45 | 2045-46 | 2046-47 | 2047-48 | 2048-49 | 2049-50
SA1 | Black Coal | 0 | 0 | 0 | 0 | 0 | 0 | 0 | 0 | 0 | 0 | 0 | 0 | 0 | 0 | 0 | 0 | 0 | 0 | 0 | 0 | 0 | 0 | 0 | 0 | 0 | 0 | 0 | 0 | 0 | 0
SA1 | Brown Coal | 0 | 0 | 0 | 0 | 0 | 0 | 0 | 0 | 0 | 0 | 0 | 0 | 0 | 0 | 0 | 0 | 0 | 0 | 0 | 0 | 0 | 0 | 0 | 0 | 0 | 0 | 0 | 0 | 0 | 0
SA1 | CCGT | 0.017399 | 0.01995 | 0.021008 | 0.019891 | 0.018399 | 0.017355 | 0.016397 | 0.015534 | 0.01464 | 0.013837 | 0.013233 | 0.0129 | 0.012203 | 0.012986 | 0.01269 | 0.023007 | 0.021663 | 0.020902 | 0.019751 | 0.018753 | 0.01769 | 0.016754 | 0.015839 | 0.015005 | 0.01413 | 0.013343 | 0.012602 | 0.011937 | 0.011256 | 0.010654
SA1 | Gas - Steam | 0 | 0 | 0 | 0 | 0 | 0 | 0 | 0 | 0 | 0 | 0 | 0 | 0 | 0 | 0 | 0 | 0 | 0 | 0 | 0 | 0 | 0 | 0 | 0 | 0 | 0 | 0 | 0 | 0 | 0
SA1 | OCGT / Diesel | -0.014568 | -0.013361 | -0.005462 | -0.0052339 | -0.0078502 | -0.0080098 | -0.0076052 | -0.042605 | -0.040252 | -1203.6232 | -0.0047793 | -0.004401 | -0.003099 | 0.00033054 | 0.009128 | 59.1922 | 55.7374 | 685.7765 | 647.5699 | 1708.9042 | 1609.1607 | 1552.3912 | 1465.9034 | 1387.917 | 1306.8835 | 1234.0731 | 1165.3192 | 1103.324 | 1038.9263 | 981.0447
SA1 | Hydro | 0 | 0 | 0 | 0 | 0 | 0 | 0 | 0 | 0 | 0 | 0 | 0 | 0 | 0 | 0 | 0 | 0 | 0 | 0 | 0 | 0 | 0 | 0 | 0 | 0 | 0 | 0 | 0 | 0 | 0
SA1 | Wind | 512.4334 | 485.2756 | 459.2573 | 7801.6988 | 11039.5653 | 10424.5214 | 14814.6944 | 38318.4382 | 52360.842 | 52483.2007 | 56656.796 | 60106.2308 | 56797.9485 | 54721.5207 | 53958.4593 | 80591.7089 | 77986.4374 | 80309.7661 | 83201.9027 | 78775.6354 | 84847.1704 | 80120.0855 | 75656.3604 | 79233.9318 | 78863.8066 | 75458.4075 | 73586.0003 | 69672.1317 | 71194.45 | 67228.0076
SA1 | Solar PV | 0.17381 | 0.32281 | 3853.0588 | 5508.2028 | 6349.2488 | 18373.9689 | 17350.3383 | 16427.2975 | 15468.4891 | 14606.6943 | 13792.9226 | 13059.2011 | 12297.0028 | 11611.9011 | 10964.9681 | 10381.6298 | 9775.6864 | 9231.0551 | 8716.768 | 8253.0876 | 7886.131 | 7446.7717 | 7031.8902 | 6657.7927 | 6269.1982 | 5919.9248 | 5590.1263 | 9033.9671 | 12225.4164 | 20410.448
SA1 | LS Battery | 0.024147 | 0.031396 | 0.038046 | 0.036028 | 0.033937 | 0.032058 | 0.044395 | 0.04215 | 0.040729 | 0.058569 | 0.055362 | 0.080772 | 0.076063 | 0.071839 | 2.7536 | 2.6071 | 2.455 | 2.3182 | 2.1892 | 306.9861 | 289.0687 | 272.9666 | 257.759 | 560.3925 | 527.6843 | 498.2855 | 470.5246 | 2250.1696 | 4421.6088 | 8736.9755
SA1 | Pumped Hydro | 0 | 0 | 0 | 0.081331 | 0.076594 | 0.07243 | 0.16585 | 0.15703 | 0.35841 | 0.33868 | 3383.6632 | 5022.0852 | 4728.9617 | 4465.5004 | 4553.1762 | 4310.9486 | 4059.3318 | 3833.1757 | 3619.6182 | 3427.0539 | 3227.0274 | 3047.2402 | 2877.4695 | 2724.3875 | 2565.3735 | 2422.449 | 2287.4872 | 2165.7925 | 2039.3819 | 1925.7619
SA1 | Pumped Hydro Pump | 0 | 0 | 0 | 0 | 0 | 0 | 0 | 0 | 0 | 0 | 0 | 0 | 0 | 0 | 0 | 0 | 0 | 0 | 0 | 0 | 0 | 0 | 0 | 0 | 0 | 0 | 0 | 0 | 0 | 0
Total |  | 512.6342 | 485.6364 | 4312.3697 | 13310.0336 | 17388.9352 | 28798.6042 | 32165.2518 | 54745.9078 | 67829.7047 | 65886.6829 | 73833.4456 | 78187.6064 | 73823.9982 | 70799.0075 | 69479.379 | 95346.1096 | 91879.6697 | 94062.1125 | 96188.0676 | 92471.6859 | 97858.5759 | 92439.472 | 87289.3983 | 90564.4366 | 89532.9602 | 85533.1532 | 83099.4702 | 84225.3969 | 90919.7948 | 99282.2484
Region | Technology | 2020-21 | 2021-22 | 2022-23 | 2023-24 | 2024-25 | 2025-26 | 2026-27 | 2027-28 | 2028-29 | 2029-30 | 2030-31 | 2031-32 | 2032-33 | 2033-34 | 2034-35 | 2035-36 | 2036-37 | 2037-38 | 2038-39 | 2039-40 | 2040-41 | 2041-42 | 2042-43 | 2043-44 | 2044-45 | 2045-46 | 2046-47 | 2047-48 | 2048-49 | 2049-50
TAS1 | Black Coal | 0 | 0 | 0 | 0 | 0 | 0 | 0 | 0 | 0 | 0 | 0 | 0 | 0 | 0 | 0 | 0 | 0 | 0 | 0 | 0 | 0 | 0 | 0 | 0 | 0 | 0 | 0 | 0 | 0 | 0
TAS1 | Brown Coal | 0 | 0 | 0 | 0 | 0 | 0 | 0 | 0 | 0 | 0 | 0 | 0 | 0 | 0 | 0 | 0 | 0 | 0 | 0 | 0 | 0 | 0 | 0 | 0 | 0 | 0 | 0 | 0 | 0 | 0
TAS1 | CCGT | 0.011381 | 0.010822 | 0.010273 | 0.010009 | 0.0094721 | 0.008978 | 0.0085354 | 0.0081949 | 0.0078841 | 0.0081845 | 0.0077957 | 0.007831 | 0.0077073 | 0.0073513 | 0.0076062 | 0.0077834 | 0.0087158 | 0.0083059 | 0.0078686 | 0.0075338 | 0.0071297 | 0.00676 | 0.0071777 | 0.0068363 | 0.006494 | 0.0061596 | 0.0058327 | 0.0055365 | 0.005225 | 0.004942
TAS1 | Gas - Steam | 0 | 0 | 0 | 0 | 0 | 0 | 0 | 0 | 0 | 0 | 0 | 0 | 0 | 0 | 0 | 0 | 0 | 0 | 0 | 0 | 0 | 0 | 0 | 0 | 0 | 0 | 0 | 0 | 0 | 0
TAS1 | OCGT / Diesel | -939.1352 | -886.8131 | -837.4058 | -792.8554 | -746.5786 | -704.9843 | -665.7071 | -630.2911 | -593.5027 | -560.4366 | -529.2128 | -501.0581 | -471.8127 | -445.5263 | -420.7043 | -398.3225 | -375.0732 | -354.1764 | -334.444 | -316.6512 | -97.0484 | -91.6413 | -86.535 | -81.9312 | -77.1488 | -72.8503 | -68.7914 | -65.1314 | -61.3297 | -57.9127
TAS1 | Hydro | 0 | 0 | 0 | 0 | 0 | 0 | 0 | 0 | 0 | 0 | 0 | 0 | 0 | 0 | 0 | 0 | 0 | 0 | 0 | 0 | 0 | 0 | 0 | 0 | 0 | 0 | 0 | 0 | 0 | 0
TAS1 | Wind | 9063.7603 | 8558.7935 | 8081.9616 | 12473.0142 | 11745.0031 | 11090.6546 | 10472.8783 | 18928.319 | 17823.5751 | 16830.693 | 15893.0064 | 15048.9834 | 14170.621 | 13381.1342 | 12635.8357 | 14776.9726 | 15584.8437 | 15114.3536 | 15760.8241 | 16333.6336 | 15380.2902 | 14523.4091 | 13714.2676 | 12986.252 | 15596.9085 | 14727.9596 | 13907.4219 | 13167.5456 | 12398.9968 | 11708.2123
TAS1 | Solar PV | 0.10451 | 0.11933 | 0.11296 | 0.10701 | 0.13672 | 0.1697 | 1.4879 | 1.423 | 2293.0233 | 2165.2724 | 2044.6394 | 2898.775 | 2729.5826 | 2577.5096 | 2433.909 | 2304.4246 | 2894.3827 | 2733.1283 | 2580.8578 | 2443.5559 | 2300.9332 | 2172.7414 | 2051.6917 | 1942.5413 | 1829.2443 | 1727.3323 | 1631.0977 | 1544.3243 | 1454.1869 | 1373.1699
TAS1 | LS Battery | 0.023084 | 0.02425 | 0.02371 | 0.022593 | 0.021325 | 0.023878 | 0.025672 | 0.026643 | 0.027249 | 0.032957 | 0.031146 | 0.037011 | 0.034863 | 0.032931 | 0.044026 | 0.044691 | 0.042245 | 0.047715 | 0.04513 | 0.048123 | 0.048904 | 0.046951 | 0.044647 | 0.049856 | 0.053654 | 0.050802 | 0.051886 | 0.052528 | 0.049575 | 0.050203
TAS1 | Pumped Hydro | 0 | 0 | 0 | 0.060759 | 0.0573 | 0.058324 | 0.06148 | 0.06907 | 0.086064 | 0.081614 | 0.085416 | 0.10841 | 0.10218 | 0.096532 | 0.19457 | 0.26774 | 0.82075 | 158.9918 | 150.134 | 565.1968 | 532.2081 | 502.5572 | 617.6135 | 584.7564 | 550.6262 | 519.9493 | 490.9814 | 464.8614 | 437.7289 | 413.3417
TAS1 | Pumped Hydro Pump | 0 | 0 | 0 | 0 | 0 | 0 | 0 | 0 | 0 | 0 | 0 | 0 | 0 | 0 | 0 | 0 | 0 | 0 | 0 | 0 | 0 | 0 | 0 | 0 | 0 | 0 | 0 | 0 | 0 | 0
Total |  | 8124.7641 | 7672.1348 | 7244.7027 | 11680.3592 | 10998.6494 | 10385.9312 | 9808.7548 | 18299.5548 | 19523.2169 | 18435.6517 | 17408.5573 | 17446.8535 | 16428.5356 | 15513.2542 | 14649.2866 | 16683.3949 | 18105.0249 | 17652.3533 | 18157.4249 | 19025.7908 | 18116.4391 | 17107.1202 | 16297.0896 | 15431.6753 | 17899.6904 | 16902.4479 | 15960.7673 | 15111.6579 | 14229.6377 | 13436.8663

## Accelerated_BaseCase_Fuel Cost
Fuel cost by technology ($000s) - Base Case, Accelerated Transition to a Low Emissions Future Scenario
Real June 2019 dollars discounted to June 2025
Region | Technology | 2020-21 | 2021-22 | 2022-23 | 2023-24 | 2024-25 | 2025-26 | 2026-27 | 2027-28 | 2028-29 | 2029-30 | 2030-31 | 2031-32 | 2032-33 | 2033-34 | 2034-35 | 2035-36 | 2036-37 | 2037-38 | 2038-39 | 2039-40 | 2040-41 | 2041-42 | 2042-43 | 2043-44 | 2044-45 | 2045-46 | 2046-47 | 2047-48 | 2048-49 | 2049-50
NEM | Black Coal | 2933038.912 | 2760319.648 | 2520284.78 | 2335356.16 | 2118969.568 | 1898584.02 | 1700981.842 | 1578450.3336 | 1498063.0085 | 1380448.8433 | 1245611.8521 | 1063494.451 | 986461.662 | 870253.7802 | 784342.15 | 592686.3502 | 504280.4137 | 392971.7612 | 340713.5875 | 286143.5009 | 229510.8564 | 183568.3834 | 89210.2044 | 85202.8363 | 46480.2793 | 38339.3314 | 30186.4034 | 16541.1006 | 0.38189 | 0.11466
NEM | Brown Coal | 386891.35 | 368350.23 | 322515.786 | 321569.208 | 298652.443 | 279034.159 | 254426.732 | 231010.619 | 196632.306 | 170081.3447 | 146819.6991 | 140108.435 | 131216.412 | 121672.344 | 117955.144 | 113834.588 | 104633.63 | 103400.992 | 88947.096 | 76538.75 | 58267.548 | 50340.698 | 54098.828 | 19179.8567 | 14988.2081 | 4203.7709 | 0.20062 | 0.059957 | 0 | 0
NEM | CCGT | 481711.6295 | 476006.0655 | 553716.5641 | 471115.8659 | 396305.6077 | 375238.1346 | 353739.3855 | 381573.3322 | 386854.7146 | 340957.3605 | 340555.0916 | 382054.5963 | 371298.8913 | 338038.3259 | 267340.4816 | 361616.9838 | 358071.5894 | 304264.7531 | 295624.7469 | 648606.0372 | 799688.4352 | 846883.7981 | 821446.2582 | 1249303.5121 | 1161123.781 | 1034644.2408 | 954533.0767 | 953628.6834 | 927642.6312 | 826572.0736
NEM | Gas - Steam | 12394.0507 | 19784.4222 | 31264.6641 | 33117.7215 | 7774.737 | 7076.073 | 6801.26 | 7749.3735 | 13026.46 | 9127.514 | 9273.864 | 23077.406 | 14870.499 | 21449.674 | 14970.14 | 96586.096 | 99202.136 | 94591.36 | 90458.528 | 0 | 0 | 0 | 0 | 0 | 0 | 0 | 0 | 0 | 0 | 0
NEM | OCGT / Diesel | 13483.1449 | 17219.9579 | 44701.061 | 37354.8333 | 19084.0838 | 27018.7701 | 21772.0039 | 26611.8572 | 36260.808 | 35939.8261 | 31427.2078 | 67327.4729 | 39849.0147 | 69809.9873 | 56125.2685 | 237086.018 | 290019.1845 | 424450.9776 | 476631.6434 | 356613.7957 | 441866.682 | 390934.5202 | 319588.9605 | 377867.6291 | 385039.0354 | 489017.8801 | 453554.2525 | 329074.5767 | 305591.6474 | 178435.4922
NEM | Hydro | 0 | 0 | 0 | 0 | 0 | 0 | 0 | 0 | 0 | 0 | 0 | 0 | 0 | 0 | 0 | 0 | 0 | 0 | 0 | 0 | 0 | 0 | 0 | 0 | 0 | 0 | 0 | 0 | 0 | 0
NEM | Wind | 0 | 0 | 0 | 0 | 0 | 0 | 0 | 0 | 0 | 0 | 0 | 0 | 0 | 0 | 0 | 0 | 0 | 0 | 0 | 0 | 0 | 0 | 0 | 0 | 0 | 0 | 0 | 0 | 0 | 0
NEM | Solar PV | 0 | 0 | 0 | 0 | 0 | 0 | 0 | 0 | 0 | 0 | 0 | 0 | 0 | 0 | 0 | 0 | 0 | 0 | 0 | 0 | 0 | 0 | 0 | 0 | 0 | 0 | 0 | 0 | 0 | 0
NEM | LS Battery | 0 | 0 | 0 | 0 | 0 | 0 | 0 | 0 | 0 | 0 | 0 | 0 | 0 | 0 | 0 | 0 | 0 | 0 | 0 | 0 | 0 | 0 | 0 | 0 | 0 | 0 | 0 | 0 | 0 | 0
NEM | Pumped Hydro | 0 | 0 | 0 | 0 | 0 | 0 | 0 | 0 | 0 | 0 | 0 | 0 | 0 | 0 | 0 | 0 | 0 | 0 | 0 | 0 | 0 | 0 | 0 | 0 | 0 | 0 | 0 | 0 | 0 | 0
NEM | Pumped Hydro Pump | 0 | 0 | 0 | 0 | 0 | 0 | 0 | 0 | 0 | 0 | 0 | 0 | 0 | 0 | 0 | 0 | 0 | 0 | 0 | 0 | 0 | 0 | 0 | 0 | 0 | 0 | 0 | 0 | 0 | 0
Total |  | 3827519.0872 | 3641680.3236 | 3472482.8552 | 3198513.7887 | 2840786.4395 | 2586951.1567 | 2337721.2234 | 2225395.5154 | 2130837.297 | 1936554.8886 | 1773687.7146 | 1676062.3613 | 1543696.4791 | 1421224.1114 | 1240733.1842 | 1401810.036 | 1356206.9536 | 1319679.8439 | 1292375.6018 | 1367902.0838 | 1529333.5216 | 1471727.3997 | 1284344.2511 | 1731553.8343 | 1607631.3038 | 1566205.2231 | 1438273.9332 | 1299244.4207 | 1233234.6605 | 1005007.6804
Region | Technology | 2020-21 | 2021-22 | 2022-23 | 2023-24 | 2024-25 | 2025-26 | 2026-27 | 2027-28 | 2028-29 | 2029-30 | 2030-31 | 2031-32 | 2032-33 | 2033-34 | 2034-35 | 2035-36 | 2036-37 | 2037-38 | 2038-39 | 2039-40 | 2040-41 | 2041-42 | 2042-43 | 2043-44 | 2044-45 | 2045-46 | 2046-47 | 2047-48 | 2048-49 | 2049-50
NSW1 | Black Coal | 1654630.032 | 1583646.72 | 1359587.6 | 1317738.48 | 1195408.416 | 1074708.32 | 920874.8 | 903510.952 | 879566.848 | 781501.776 | 684747.744 | 511757.968 | 481808.192 | 423751.352 | 361647.744 | 151842.336 | 143292.08 | 135344.128 | 127751.384 | 120744.624 | 114029.752 | 94930.992 | 0 | 0 | 0 | 0 | 0 | 0 | 0 | 0
NSW1 | Brown Coal | 0 | 0 | 0 | 0 | 0 | 0 | 0 | 0 | 0 | 0 | 0 | 0 | 0 | 0 | 0 | 0 | 0 | 0 | 0 | 0 | 0 | 0 | 0 | 0 | 0 | 0 | 0 | 0 | 0 | 0
NSW1 | CCGT | 137658.8677 | 120468.6544 | 131946.5796 | 119302.4451 | 121312.5524 | 120038.5285 | 113351.2482 | 115315.5393 | 119227.3488 | 111699.531 | 115741.7465 | 129069.3146 | 120957.4995 | 115159.4864 | 93927.4178 | 136153.8284 | 131054.0349 | 121305.0145 | 111239.7099 | 107505.7987 | 101018.7317 | 98784.3848 | 184121.671 | 114591.904 | 95009.8 | 87566.008 | 82267.072 | 76369.2 | 74192.792 | 62599.244
NSW1 | Gas - Steam | 0 | 0 | 0 | 0 | 0 | 0 | 0 | 0 | 0 | 0 | 0 | 0 | 0 | 0 | 0 | 0 | 0 | 0 | 0 | 0 | 0 | 0 | 0 | 0 | 0 | 0 | 0 | 0 | 0 | 0
NSW1 | OCGT / Diesel | 0.75211 | 0.78209 | 764.7683 | 539.1728 | 822.4679 | 4118.6443 | 1108.6966 | 2596.1478 | 1432.5305 | 5696.1334 | 3845.4387 | 8730.8391 | 4097.6495 | 10833.5961 | 18281.5624 | 54288.9235 | 98101.2691 | 117525.4698 | 120868.8713 | 60770.9032 | 89530.2861 | 78412.239 | 90017.316 | 88232.344 | 102999.912 | 98614.568 | 90960.096 | 59774.582 | 43515.768 | 19587.46
NSW1 | Hydro | 0 | 0 | 0 | 0 | 0 | 0 | 0 | 0 | 0 | 0 | 0 | 0 | 0 | 0 | 0 | 0 | 0 | 0 | 0 | 0 | 0 | 0 | 0 | 0 | 0 | 0 | 0 | 0 | 0 | 0
NSW1 | Wind | 0 | 0 | 0 | 0 | 0 | 0 | 0 | 0 | 0 | 0 | 0 | 0 | 0 | 0 | 0 | 0 | 0 | 0 | 0 | 0 | 0 | 0 | 0 | 0 | 0 | 0 | 0 | 0 | 0 | 0
NSW1 | Solar PV | 0 | 0 | 0 | 0 | 0 | 0 | 0 | 0 | 0 | 0 | 0 | 0 | 0 | 0 | 0 | 0 | 0 | 0 | 0 | 0 | 0 | 0 | 0 | 0 | 0 | 0 | 0 | 0 | 0 | 0
NSW1 | LS Battery | 0 | 0 | 0 | 0 | 0 | 0 | 0 | 0 | 0 | 0 | 0 | 0 | 0 | 0 | 0 | 0 | 0 | 0 | 0 | 0 | 0 | 0 | 0 | 0 | 0 | 0 | 0 | 0 | 0 | 0
NSW1 | Pumped Hydro | 0 | 0 | 0 | 0 | 0 | 0 | 0 | 0 | 0 | 0 | 0 | 0 | 0 | 0 | 0 | 0 | 0 | 0 | 0 | 0 | 0 | 0 | 0 | 0 | 0 | 0 | 0 | 0 | 0 | 0
NSW1 | Pumped Hydro Pump | 0 | 0 | 0 | 0 | 0 | 0 | 0 | 0 | 0 | 0 | 0 | 0 | 0 | 0 | 0 | 0 | 0 | 0 | 0 | 0 | 0 | 0 | 0 | 0 | 0 | 0 | 0 | 0 | 0 | 0
Total |  | 1792289.6518 | 1704116.1565 | 1492298.9479 | 1437580.0979 | 1317543.4363 | 1198865.4929 | 1035334.7448 | 1021422.6391 | 1000226.7273 | 898897.4404 | 804334.9293 | 649558.1217 | 606863.341 | 549744.4346 | 473856.7242 | 342285.0879 | 372447.3841 | 374174.6123 | 359859.9652 | 289021.3258 | 304578.7698 | 272127.6158 | 274138.987 | 202824.248 | 198009.712 | 186180.576 | 173227.168 | 136143.782 | 117708.56 | 82186.704
Region | Technology | 2020-21 | 2021-22 | 2022-23 | 2023-24 | 2024-25 | 2025-26 | 2026-27 | 2027-28 | 2028-29 | 2029-30 | 2030-31 | 2031-32 | 2032-33 | 2033-34 | 2034-35 | 2035-36 | 2036-37 | 2037-38 | 2038-39 | 2039-40 | 2040-41 | 2041-42 | 2042-43 | 2043-44 | 2044-45 | 2045-46 | 2046-47 | 2047-48 | 2048-49 | 2049-50
QLD1 | Black Coal | 1278408.88 | 1176672.928 | 1160697.18 | 1017617.68 | 923561.152 | 823875.7 | 780107.042 | 674939.3815 | 618496.1605 | 598947.0673 | 560864.1081 | 551736.483 | 504653.47 | 446502.4282 | 422694.406 | 440844.0142 | 360988.3337 | 257627.6332 | 212962.2035 | 165398.8769 | 115481.1044 | 88637.3914 | 89210.2044 | 85202.8363 | 46480.2793 | 38339.3314 | 30186.4034 | 16541.1006 | 0.38189 | 0.11466
QLD1 | Brown Coal | 0 | 0 | 0 | 0 | 0 | 0 | 0 | 0 | 0 | 0 | 0 | 0 | 0 | 0 | 0 | 0 | 0 | 0 | 0 | 0 | 0 | 0 | 0 | 0 | 0 | 0 | 0 | 0 | 0 | 0
QLD1 | CCGT | 210493.1615 | 197876.8807 | 213718.1083 | 208537.4152 | 198476.0698 | 185742.4991 | 194404.4267 | 189239.0853 | 187668.2906 | 170461.5894 | 175709.305 | 176653.2191 | 171411.2433 | 145867.4196 | 124817.9756 | 144845.5882 | 144289.8375 | 161575.2115 | 164335.3925 | 125685.6029 | 135000.9767 | 115272.0489 | 95839.2854 | 112646.8034 | 101991.2231 | 38016.5052 | 24899.9312 | 23185.6136 | 22541.9683 | 19061.548
QLD1 | Gas - Steam | 0 | 0 | 0 | 0 | 0 | 0 | 0 | 0 | 0 | 0 | 0 | 0 | 0 | 0 | 0 | 0 | 0 | 0 | 0 | 0 | 0 | 0 | 0 | 0 | 0 | 0 | 0 | 0 | 0 | 0
QLD1 | OCGT / Diesel | 200.0485 | 1.8503 | 52.7301 | 22.5722 | 1257.6744 | 1528.8221 | 3806.7035 | 4797.6718 | 6281.753 | 6799.3638 | 7054.4059 | 7682.306 | 2129.0315 | 1842.8119 | 1469.7132 | 9414.0488 | 14961.2898 | 73827.5158 | 92697.2888 | 80785.4405 | 119017.752 | 68026.4453 | 69333.5082 | 120694.8061 | 104101.341 | 173088.132 | 169043.34 | 129325.856 | 169560.903 | 71017.641
QLD1 | Hydro | 0 | 0 | 0 | 0 | 0 | 0 | 0 | 0 | 0 | 0 | 0 | 0 | 0 | 0 | 0 | 0 | 0 | 0 | 0 | 0 | 0 | 0 | 0 | 0 | 0 | 0 | 0 | 0 | 0 | 0
QLD1 | Wind | 0 | 0 | 0 | 0 | 0 | 0 | 0 | 0 | 0 | 0 | 0 | 0 | 0 | 0 | 0 | 0 | 0 | 0 | 0 | 0 | 0 | 0 | 0 | 0 | 0 | 0 | 0 | 0 | 0 | 0
QLD1 | Solar PV | 0 | 0 | 0 | 0 | 0 | 0 | 0 | 0 | 0 | 0 | 0 | 0 | 0 | 0 | 0 | 0 | 0 | 0 | 0 | 0 | 0 | 0 | 0 | 0 | 0 | 0 | 0 | 0 | 0 | 0
QLD1 | LS Battery | 0 | 0 | 0 | 0 | 0 | 0 | 0 | 0 | 0 | 0 | 0 | 0 | 0 | 0 | 0 | 0 | 0 | 0 | 0 | 0 | 0 | 0 | 0 | 0 | 0 | 0 | 0 | 0 | 0 | 0
QLD1 | Pumped Hydro | 0 | 0 | 0 | 0 | 0 | 0 | 0 | 0 | 0 | 0 | 0 | 0 | 0 | 0 | 0 | 0 | 0 | 0 | 0 | 0 | 0 | 0 | 0 | 0 | 0 | 0 | 0 | 0 | 0 | 0
QLD1 | Pumped Hydro Pump | 0 | 0 | 0 | 0 | 0 | 0 | 0 | 0 | 0 | 0 | 0 | 0 | 0 | 0 | 0 | 0 | 0 | 0 | 0 | 0 | 0 | 0 | 0 | 0 | 0 | 0 | 0 | 0 | 0 | 0
Total |  | 1489102.09 | 1374551.659 | 1374468.0183 | 1226177.6674 | 1123294.8962 | 1011147.0212 | 978318.1722 | 868976.1386 | 812446.2042 | 776208.0205 | 743627.8189 | 736072.0081 | 678193.7449 | 594212.6597 | 548982.0949 | 595103.6512 | 520239.461 | 493030.3606 | 469994.8849 | 371869.9203 | 369499.8331 | 271935.8856 | 254382.9981 | 318544.4459 | 252572.8434 | 249443.9686 | 224129.6745 | 169052.5702 | 192103.2532 | 90079.3037
Region | Technology | 2020-21 | 2021-22 | 2022-23 | 2023-24 | 2024-25 | 2025-26 | 2026-27 | 2027-28 | 2028-29 | 2029-30 | 2030-31 | 2031-32 | 2032-33 | 2033-34 | 2034-35 | 2035-36 | 2036-37 | 2037-38 | 2038-39 | 2039-40 | 2040-41 | 2041-42 | 2042-43 | 2043-44 | 2044-45 | 2045-46 | 2046-47 | 2047-48 | 2048-49 | 2049-50
VIC1 | Black Coal | 0 | 0 | 0 | 0 | 0 | 0 | 0 | 0 | 0 | 0 | 0 | 0 | 0 | 0 | 0 | 0 | 0 | 0 | 0 | 0 | 0 | 0 | 0 | 0 | 0 | 0 | 0 | 0 | 0 | 0
VIC1 | Brown Coal | 386891.35 | 368350.23 | 322515.786 | 321569.208 | 298652.443 | 279034.159 | 254426.732 | 231010.619 | 196632.306 | 170081.3447 | 146819.6991 | 140108.435 | 131216.412 | 121672.344 | 117955.144 | 113834.588 | 104633.63 | 103400.992 | 88947.096 | 76538.75 | 58267.548 | 50340.698 | 54098.828 | 19179.8567 | 14988.2081 | 4203.7709 | 0.20062 | 0.059957 | 0 | 0
VIC1 | CCGT | 0.4648 | 0.63501 | 0.99275 | 0.96925 | 0.90862 | 0.87594 | 0.85897 | 0.85425 | 0.85001 | 0.80982 | 0.78923 | 0.91694 | 0.87672 | 0.8356 | 0.76482 | 4.921 | 4.739 | 20970.862 | 19867.886 | 415383.552 | 563661.952 | 632813.568 | 541202.496 | 1021964.032 | 964057.408 | 909022.144 | 847315.712 | 853865.856 | 830805.44 | 744852.48
VIC1 | Gas - Steam | 1674.9174 | 5242.691 | 9143.692 | 6225.647 | 7774.737 | 7076.073 | 6801.26 | 7749.3735 | 13026.46 | 9127.514 | 9273.864 | 23077.406 | 14870.499 | 21449.674 | 14970.14 | 96586.096 | 99202.136 | 94591.36 | 90458.528 | 0 | 0 | 0 | 0 | 0 | 0 | 0 | 0 | 0 | 0 | 0
VIC1 | OCGT / Diesel | 3965.4684 | 5036.2783 | 15046.7574 | 5964.4701 | 7260.0064 | 9566.6917 | 7887.6662 | 7871.7785 | 11487.2479 | 11297.4264 | 8910.0025 | 27688.7646 | 14365.4267 | 28176.6376 | 23486.9475 | 134927.9325 | 137775.6222 | 175169.6077 | 206593.9943 | 153396.4379 | 168883.8289 | 166544.3638 | 106319.973 | 120725.7413 | 142649.6169 | 178279.0022 | 157449.8151 | 107671.7129 | 72566.656 | 72465.3624
VIC1 | Hydro | 0 | 0 | 0 | 0 | 0 | 0 | 0 | 0 | 0 | 0 | 0 | 0 | 0 | 0 | 0 | 0 | 0 | 0 | 0 | 0 | 0 | 0 | 0 | 0 | 0 | 0 | 0 | 0 | 0 | 0
VIC1 | Wind | 0 | 0 | 0 | 0 | 0 | 0 | 0 | 0 | 0 | 0 | 0 | 0 | 0 | 0 | 0 | 0 | 0 | 0 | 0 | 0 | 0 | 0 | 0 | 0 | 0 | 0 | 0 | 0 | 0 | 0
VIC1 | Solar PV | 0 | 0 | 0 | 0 | 0 | 0 | 0 | 0 | 0 | 0 | 0 | 0 | 0 | 0 | 0 | 0 | 0 | 0 | 0 | 0 | 0 | 0 | 0 | 0 | 0 | 0 | 0 | 0 | 0 | 0
VIC1 | LS Battery | 0 | 0 | 0 | 0 | 0 | 0 | 0 | 0 | 0 | 0 | 0 | 0 | 0 | 0 | 0 | 0 | 0 | 0 | 0 | 0 | 0 | 0 | 0 | 0 | 0 | 0 | 0 | 0 | 0 | 0
VIC1 | Pumped Hydro | 0 | 0 | 0 | 0 | 0 | 0 | 0 | 0 | 0 | 0 | 0 | 0 | 0 | 0 | 0 | 0 | 0 | 0 | 0 | 0 | 0 | 0 | 0 | 0 | 0 | 0 | 0 | 0 | 0 | 0
VIC1 | Pumped Hydro Pump | 0 | 0 | 0 | 0 | 0 | 0 | 0 | 0 | 0 | 0 | 0 | 0 | 0 | 0 | 0 | 0 | 0 | 0 | 0 | 0 | 0 | 0 | 0 | 0 | 0 | 0 | 0 | 0 | 0 | 0
Total |  | 392532.2006 | 378629.8343 | 346707.2281 | 333760.2943 | 313688.0951 | 295677.7996 | 269116.5171 | 246632.6252 | 221146.8639 | 190507.0949 | 165004.3548 | 190875.5225 | 160453.2144 | 171299.4912 | 156412.9963 | 345353.5375 | 341616.1272 | 394132.8217 | 405867.5043 | 645318.7399 | 790813.3289 | 849698.6298 | 701621.297 | 1161869.63 | 1121695.233 | 1091504.9171 | 1004765.7277 | 961537.6289 | 903372.096 | 817317.8424
Region | Technology | 2020-21 | 2021-22 | 2022-23 | 2023-24 | 2024-25 | 2025-26 | 2026-27 | 2027-28 | 2028-29 | 2029-30 | 2030-31 | 2031-32 | 2032-33 | 2033-34 | 2034-35 | 2035-36 | 2036-37 | 2037-38 | 2038-39 | 2039-40 | 2040-41 | 2041-42 | 2042-43 | 2043-44 | 2044-45 | 2045-46 | 2046-47 | 2047-48 | 2048-49 | 2049-50
SA1 | Black Coal | 0 | 0 | 0 | 0 | 0 | 0 | 0 | 0 | 0 | 0 | 0 | 0 | 0 | 0 | 0 | 0 | 0 | 0 | 0 | 0 | 0 | 0 | 0 | 0 | 0 | 0 | 0 | 0 | 0 | 0
SA1 | Brown Coal | 0 | 0 | 0 | 0 | 0 | 0 | 0 | 0 | 0 | 0 | 0 | 0 | 0 | 0 | 0 | 0 | 0 | 0 | 0 | 0 | 0 | 0 | 0 | 0 | 0 | 0 | 0 | 0 | 0 | 0
SA1 | CCGT | 133534.3379 | 157156.8621 | 206560.422 | 142033.6497 | 76389.9866 | 69455.6466 | 45982.203 | 77017.2356 | 79957.5985 | 58794.7701 | 49102.6227 | 76330.443 | 78928.6471 | 77010.0316 | 48593.72 | 80602.1731 | 82348.3174 | 1.0435 | 0.96886 | 0.92516 | 0.88092 | 0.82863 | 0.76655 | 0.73641 | 0.68896 | 0.65007 | 0.60329 | 0.57035 | 0.53691 | 0.48437
SA1 | Gas - Steam | 10719.1333 | 14541.7312 | 22120.9721 | 26892.0745 | 0 | 0 | 0 | 0 | 0 | 0 | 0 | 0 | 0 | 0 | 0 | 0 | 0 | 0 | 0 | 0 | 0 | 0 | 0 | 0 | 0 | 0 | 0 | 0 | 0 | 0
SA1 | OCGT / Diesel | 9316.1911 | 12180.38 | 28836.1483 | 30827.9345 | 9743.3511 | 11804.1041 | 8968.3734 | 11345.7215 | 17058.7319 | 12146.3456 | 11616.8347 | 23224.9843 | 19256.3981 | 28956.4641 | 12886.5316 | 38454.5705 | 39180.3999 | 57927.8217 | 56470.9951 | 61660.5294 | 64434.5242 | 77951.2546 | 53917.7149 | 48214.4574 | 35287.8614 | 39035.8802 | 36100.7507 | 32302.1416 | 19948.1113 | 15364.9164
SA1 | Hydro | 0 | 0 | 0 | 0 | 0 | 0 | 0 | 0 | 0 | 0 | 0 | 0 | 0 | 0 | 0 | 0 | 0 | 0 | 0 | 0 | 0 | 0 | 0 | 0 | 0 | 0 | 0 | 0 | 0 | 0
SA1 | Wind | 0 | 0 | 0 | 0 | 0 | 0 | 0 | 0 | 0 | 0 | 0 | 0 | 0 | 0 | 0 | 0 | 0 | 0 | 0 | 0 | 0 | 0 | 0 | 0 | 0 | 0 | 0 | 0 | 0 | 0
SA1 | Solar PV | 0 | 0 | 0 | 0 | 0 | 0 | 0 | 0 | 0 | 0 | 0 | 0 | 0 | 0 | 0 | 0 | 0 | 0 | 0 | 0 | 0 | 0 | 0 | 0 | 0 | 0 | 0 | 0 | 0 | 0
SA1 | LS Battery | 0 | 0 | 0 | 0 | 0 | 0 | 0 | 0 | 0 | 0 | 0 | 0 | 0 | 0 | 0 | 0 | 0 | 0 | 0 | 0 | 0 | 0 | 0 | 0 | 0 | 0 | 0 | 0 | 0 | 0
SA1 | Pumped Hydro | 0 | 0 | 0 | 0 | 0 | 0 | 0 | 0 | 0 | 0 | 0 | 0 | 0 | 0 | 0 | 0 | 0 | 0 | 0 | 0 | 0 | 0 | 0 | 0 | 0 | 0 | 0 | 0 | 0 | 0
SA1 | Pumped Hydro Pump | 0 | 0 | 0 | 0 | 0 | 0 | 0 | 0 | 0 | 0 | 0 | 0 | 0 | 0 | 0 | 0 | 0 | 0 | 0 | 0 | 0 | 0 | 0 | 0 | 0 | 0 | 0 | 0 | 0 | 0
Total |  | 153569.6623 | 183878.9732 | 257517.5423 | 199753.6587 | 86133.3377 | 81259.7508 | 54950.5764 | 88362.9571 | 97016.3304 | 70941.1157 | 60719.4574 | 99555.4273 | 98185.0451 | 105966.4957 | 61480.2516 | 119056.7436 | 121528.7173 | 57928.8651 | 56471.964 | 61661.4545 | 64435.4051 | 77952.0832 | 53918.4814 | 48215.1938 | 35288.5504 | 39036.5303 | 36101.354 | 32302.7119 | 19948.6482 | 15365.4007
Region | Technology | 2020-21 | 2021-22 | 2022-23 | 2023-24 | 2024-25 | 2025-26 | 2026-27 | 2027-28 | 2028-29 | 2029-30 | 2030-31 | 2031-32 | 2032-33 | 2033-34 | 2034-35 | 2035-36 | 2036-37 | 2037-38 | 2038-39 | 2039-40 | 2040-41 | 2041-42 | 2042-43 | 2043-44 | 2044-45 | 2045-46 | 2046-47 | 2047-48 | 2048-49 | 2049-50
TAS1 | Black Coal | 0 | 0 | 0 | 0 | 0 | 0 | 0 | 0 | 0 | 0 | 0 | 0 | 0 | 0 | 0 | 0 | 0 | 0 | 0 | 0 | 0 | 0 | 0 | 0 | 0 | 0 | 0 | 0 | 0 | 0
TAS1 | Brown Coal | 0 | 0 | 0 | 0 | 0 | 0 | 0 | 0 | 0 | 0 | 0 | 0 | 0 | 0 | 0 | 0 | 0 | 0 | 0 | 0 | 0 | 0 | 0 | 0 | 0 | 0 | 0 | 0 | 0 | 0
TAS1 | CCGT | 24.7976 | 503.0333 | 1490.4615 | 1241.3866 | 126.0902 | 0.58437 | 0.64854 | 0.61772 | 0.62657 | 0.66025 | 0.62812 | 0.70269 | 0.62467 | 0.55269 | 0.60333 | 10.4731 | 374.6606 | 412.6216 | 180.7896 | 30.1585 | 5.8939 | 12.9678 | 282.0392 | 100.0363 | 64.6609 | 38.9336 | 49.7583 | 207.4434 | 101.8939 | 58.3172
TAS1 | Gas - Steam | 0 | 0 | 0 | 0 | 0 | 0 | 0 | 0 | 0 | 0 | 0 | 0 | 0 | 0 | 0 | 0 | 0 | 0 | 0 | 0 | 0 | 0 | 0 | 0 | 0 | 0 | 0 | 0 | 0 | 0
TAS1 | OCGT / Diesel | 0.68481 | 0.66718 | 0.65702 | 0.68379 | 0.58397 | 0.5079 | 0.56434 | 0.53759 | 0.54464 | 0.55685 | 0.52603 | 0.57894 | 0.50898 | 0.47757 | 0.51388 | 0.54268 | 0.60348 | 0.56258 | 0.49386 | 0.48478 | 0.29075 | 0.21746 | 0.44833 | 0.28035 | 0.30405 | 0.29766 | 0.25068 | 0.28425 | 0.20911 | 0.11242
TAS1 | Hydro | 0 | 0 | 0 | 0 | 0 | 0 | 0 | 0 | 0 | 0 | 0 | 0 | 0 | 0 | 0 | 0 | 0 | 0 | 0 | 0 | 0 | 0 | 0 | 0 | 0 | 0 | 0 | 0 | 0 | 0
TAS1 | Wind | 0 | 0 | 0 | 0 | 0 | 0 | 0 | 0 | 0 | 0 | 0 | 0 | 0 | 0 | 0 | 0 | 0 | 0 | 0 | 0 | 0 | 0 | 0 | 0 | 0 | 0 | 0 | 0 | 0 | 0
TAS1 | Solar PV | 0 | 0 | 0 | 0 | 0 | 0 | 0 | 0 | 0 | 0 | 0 | 0 | 0 | 0 | 0 | 0 | 0 | 0 | 0 | 0 | 0 | 0 | 0 | 0 | 0 | 0 | 0 | 0 | 0 | 0
TAS1 | LS Battery | 0 | 0 | 0 | 0 | 0 | 0 | 0 | 0 | 0 | 0 | 0 | 0 | 0 | 0 | 0 | 0 | 0 | 0 | 0 | 0 | 0 | 0 | 0 | 0 | 0 | 0 | 0 | 0 | 0 | 0
TAS1 | Pumped Hydro | 0 | 0 | 0 | 0 | 0 | 0 | 0 | 0 | 0 | 0 | 0 | 0 | 0 | 0 | 0 | 0 | 0 | 0 | 0 | 0 | 0 | 0 | 0 | 0 | 0 | 0 | 0 | 0 | 0 | 0
TAS1 | Pumped Hydro Pump | 0 | 0 | 0 | 0 | 0 | 0 | 0 | 0 | 0 | 0 | 0 | 0 | 0 | 0 | 0 | 0 | 0 | 0 | 0 | 0 | 0 | 0 | 0 | 0 | 0 | 0 | 0 | 0 | 0 | 0
Total |  | 25.4824 | 503.7005 | 1491.1186 | 1242.0703 | 126.6742 | 1.0923 | 1.2129 | 1.1553 | 1.1712 | 1.2171 | 1.1542 | 1.2816 | 1.1336 | 1.0303 | 1.1172 | 11.0158 | 375.2641 | 413.1842 | 181.2835 | 30.6432 | 6.1847 | 13.1853 | 282.4875 | 100.3166 | 64.965 | 39.2312 | 50.0089 | 207.7276 | 102.103 | 58.4296

## Accelerated_BaseCase_Build Cost
New generation build cost (CAPEX) by technology ($000s) - Base Case, Accelerated Transition to a Low Emissions Future Scenario
Real June 2019 dollars discounted to June 2025. The total capital costs are annualised for modelling purposes and presented here on an annualised basis.
Region | Technology | 2020-21 | 2021-22 | 2022-23 | 2023-24 | 2024-25 | 2025-26 | 2026-27 | 2027-28 | 2028-29 | 2029-30 | 2030-31 | 2031-32 | 2032-33 | 2033-34 | 2034-35 | 2035-36 | 2036-37 | 2037-38 | 2038-39 | 2039-40 | 2040-41 | 2041-42 | 2042-43 | 2043-44 | 2044-45 | 2045-46 | 2046-47 | 2047-48 | 2048-49 | 2049-50
NEM | Black Coal | 0 | 0 | 0 | 0 | 0 | 0 | 0 | 0 | 0 | 0 | 0 | 0 | 0 | 0 | 0 | 0 | 0 | 0 | 0 | 0 | 0 | 0 | 0 | 0 | 0 | 0 | 0 | 0 | 0 | 0
NEM | Brown Coal | 0 | 0 | 0 | 0 | 0 | 0 | 0 | 0 | 0 | 0 | 0 | 0 | 0 | 0 | 0 | 0 | 0 | 0 | 0 | 0 | 0 | 0 | 0 | 0 | 0 | 0 | 0 | 0 | 0 | 0
NEM | CCGT | 0.55819 | 0.6771 | 0.80633 | 0.76739 | 0.7251 | 0.68829 | 0.65948 | 0.62838 | 0.59502 | 0.57176 | 0.54341 | 0.58714 | 0.559 | 0.54589 | 0.52763 | 1.8067 | 1.7315 | 3513.2467 | 3317.5331 | 70547.0192 | 88284.6522 | 102323.0896 | 115481.5591 | 182774.8704 | 172106.872 | 162518.2976 | 153463.9468 | 153273.1341 | 144327.058 | 136286.1743
NEM | Gas - Steam | 0 | 0 | 0 | 0 | 0 | 0 | 0 | 0 | 0 | 0 | 0 | 0 | 0 | 0 | 0 | 0 | 0 | 0 | 0 | 0 | 0 | 0 | 0 | 0 | 0 | 0 | 0 | 0 | 0 | 0
NEM | OCGT / Diesel | 0.66976 | 0.66684 | 1.2682 | 1.2127 | 1.1659 | 1.309 | 1.2438 | 1.183 | 1.1186 | 1.0632 | 1.0174 | 0.98013 | 0.92821 | 0.97771 | 1.0845 | 11412.2598 | 10746.1697 | 85073.1532 | 80333.483 | 152432.3042 | 143555.4104 | 140576.2446 | 164630.846 | 155872.454 | 146774.6674 | 159962.5449 | 161099.6664 | 162602.2338 | 153111.6484 | 164492.8747
NEM | Hydro | 0 | 0 | 0 | 0 | 0 | 0 | 0 | 0 | 0 | 0 | 0 | 0 | 0 | 0 | 0 | 0 | 0 | 0 | 0 | 0 | 0 | 0 | 0 | 0 | 0 | 0 | 0 | 0 | 0 | 0
NEM | Wind | 37152.3997 | 59621.3308 | 248475.3255 | 498437.8874 | 829348.4603 | 857173.9239 | 895324.471 | 1448154.641 | 1564285.3732 | 1655165.3282 | 1602213.7353 | 1607955.1835 | 1736834.2728 | 1763983.9178 | 1696382.857 | 1960232.9594 | 2009729.1376 | 2056557.3167 | 2029265.0241 | 2010491.792 | 2023392.3155 | 1910663.1889 | 1804214.5329 | 1733194.5682 | 1698226.8776 | 1610223.2967 | 1559583.9035 | 1476616.8035 | 1491416.1642 | 1411025.5837
NEM | Solar PV | 3.3246 | 5.0873 | 41513.9197 | 50053.2554 | 53379.7542 | 219603.8821 | 313699.1328 | 359738.3975 | 428020.5979 | 471085.4866 | 553693.1504 | 642801.4998 | 617820.6471 | 583400.0476 | 550897.1186 | 644856.1095 | 610192.2011 | 576196.6281 | 575554.6657 | 585767.7628 | 567966.681 | 536323.5903 | 506443.4285 | 569442.6218 | 536206.33 | 506332.7195 | 498434.4711 | 522821.8267 | 520628.8916 | 521217.4589
NEM | LS Battery | 2.0065 | 2.4877 | 2.868 | 2.7291 | 2.5739 | 3.0254 | 3.4793 | 3.3285 | 3.1781 | 3.8862 | 3.6747 | 5.1639 | 4.863 | 4.5933 | 15701.7828 | 14866.8708 | 13998.8898 | 19802.9606 | 18699.6843 | 126394.156 | 127078.5443 | 119998.4208 | 113312.9479 | 392168.7951 | 398828.4635 | 397723.4481 | 441212.7047 | 698869.9828 | 702502.4899 | 727221.8835
NEM | Pumped Hydro | 0 | 0 | 0 | 3.7089 | 3.573 | 9.3265 | 61266.664 | 58007.329 | 66644.607 | 90529.3998 | 184981.197 | 412877.7729 | 388779.399 | 413665.4734 | 398361.7646 | 438030.9068 | 412467.9089 | 390400.1023 | 368649.7675 | 351467.4581 | 330953.3917 | 312515.0066 | 295923.2936 | 280180.1152 | 263826.8707 | 249128.3013 | 235248.6322 | 222733.3594 | 209733.103 | 198048.256
NEM | Pumped Hydro Pump | 0 | 0 | 0 | 0 | 0 | 0 | 0 | 0 | 0 | 0 | 0 | 0 | 0 | 0 | 0 | 0 | 0 | 0 | 0 | 0 | 0 | 0 | 0 | 0 | 0 | 0 | 0 | 0 | 0 | 0
Total |  | 37158.9586 | 59630.2499 | 289994.1876 | 548499.5608 | 882736.2524 | 1076792.1551 | 1270295.6503 | 1865905.5075 | 2058955.4698 | 2216785.7357 | 2340893.3182 | 2663641.1874 | 2743440.6692 | 2761055.5557 | 2661345.1352 | 3069400.913 | 3057136.0384 | 3131543.4077 | 3075820.1577 | 3297100.4924 | 3281230.9951 | 3122399.5409 | 3000006.608 | 3313633.4248 | 3215970.0812 | 3085888.6082 | 3049043.3246 | 3236917.3403 | 3221719.355 | 3158292.2312
Region | Technology | 2020-21 | 2021-22 | 2022-23 | 2023-24 | 2024-25 | 2025-26 | 2026-27 | 2027-28 | 2028-29 | 2029-30 | 2030-31 | 2031-32 | 2032-33 | 2033-34 | 2034-35 | 2035-36 | 2036-37 | 2037-38 | 2038-39 | 2039-40 | 2040-41 | 2041-42 | 2042-43 | 2043-44 | 2044-45 | 2045-46 | 2046-47 | 2047-48 | 2048-49 | 2049-50
NSW1 | Black Coal | 0 | 0 | 0 | 0 | 0 | 0 | 0 | 0 | 0 | 0 | 0 | 0 | 0 | 0 | 0 | 0 | 0 | 0 | 0 | 0 | 0 | 0 | 0 | 0 | 0 | 0 | 0 | 0 | 0 | 0
NSW1 | Brown Coal | 0 | 0 | 0 | 0 | 0 | 0 | 0 | 0 | 0 | 0 | 0 | 0 | 0 | 0 | 0 | 0 | 0 | 0 | 0 | 0 | 0 | 0 | 0 | 0 | 0 | 0 | 0 | 0 | 0 | 0
NSW1 | CCGT | 0.081807 | 0.12194 | 0.14408 | 0.13647 | 0.12879 | 0.1231 | 0.11679 | 0.11286 | 0.10682 | 0.102 | 0.096316 | 0.11481 | 0.10909 | 0.10346 | 0.098148 | 0.56515 | 0.53417 | 0.64072 | 0.60733 | 1.0067 | 0.95375 | 0.90753 | 18860.0095 | 17856.6567 | 16814.4211 | 15877.6415 | 14993.0517 | 14195.4186 | 13366.8761 | 12622.1682
NSW1 | Gas - Steam | 0 | 0 | 0 | 0 | 0 | 0 | 0 | 0 | 0 | 0 | 0 | 0 | 0 | 0 | 0 | 0 | 0 | 0 | 0 | 0 | 0 | 0 | 0 | 0 | 0 | 0 | 0 | 0 | 0 | 0
NSW1 | OCGT / Diesel | 0.13174 | 0.13121 | 0.14214 | 0.13523 | 0.13138 | 0.18949 | 0.17897 | 0.16949 | 0.15965 | 0.15086 | 0.1509 | 0.14972 | 0.1411 | 0.15564 | 0.14717 | 0.73802 | 0.69498 | 0.998 | 0.94253 | 1.4712 | 1.3854 | 129.0299 | 31043.3286 | 29391.8173 | 27676.3081 | 26134.3799 | 24678.3568 | 23365.4638 | 22001.694 | 20775.9152
NSW1 | Hydro | 0 | 0 | 0 | 0 | 0 | 0 | 0 | 0 | 0 | 0 | 0 | 0 | 0 | 0 | 0 | 0 | 0 | 0 | 0 | 0 | 0 | 0 | 0 | 0 | 0 | 0 | 0 | 0 | 0 | 0
NSW1 | Wind | 3.0204 | 4.1983 | 98152.3458 | 197832.0053 | 389329.3468 | 409468.8022 | 386656.131 | 545316.5672 | 526184.9529 | 663318.1212 | 626364.2446 | 608147.4952 | 668658.1952 | 734123.871 | 715942.5047 | 760249.8602 | 819252.6101 | 842929.7638 | 821833.9337 | 778112.3047 | 732696.3049 | 691875.6423 | 653329.2185 | 618571.9921 | 582467.8706 | 550016.8786 | 519373.8335 | 491743.0434 | 463041.533 | 437244.1346
NSW1 | Solar PV | 0.70525 | 1.0593 | 2.7145 | 2.5704 | 2.823 | 37749.2359 | 106547.8943 | 163607.5748 | 233107.2764 | 264079.2853 | 301360.0651 | 399737.7835 | 388943.6894 | 367274.495 | 346812.5545 | 451628.8803 | 425268.7023 | 401575.736 | 388815.088 | 378764.3672 | 372597.2456 | 351838.759 | 332236.7886 | 404503.7272 | 380894.103 | 359673.3765 | 342440.7603 | 324222.9176 | 305299.0348 | 288289.9312
NSW1 | LS Battery | 0.36288 | 0.4988 | 0.47173 | 0.45112 | 0.42512 | 0.6616 | 0.62495 | 0.59193 | 0.55832 | 0.81265 | 0.7686 | 1.0598 | 0.99808 | 0.94268 | 1.1947 | 2.2137 | 2.0185 | 2.9054 | 2.743 | 2224.9046 | 6682.1867 | 6309.9037 | 5958.3604 | 246852.6552 | 232444.5094 | 240609.2285 | 233337.0622 | 313699.3476 | 310851.4193 | 293532.8477
NSW1 | Pumped Hydro | 0 | 0 | 0 | 0.35687 | 0.37514 | 0.82211 | 0.77634 | 0.73511 | 0.69303 | 1.1724 | 14505.9299 | 185476.8358 | 174651.1493 | 177335.7708 | 172210.9961 | 214096.3817 | 201600.2389 | 190368.5023 | 179762.5141 | 170199.1142 | 160265.119 | 151336.2786 | 142904.8901 | 135302.3212 | 127405.1437 | 120307.0289 | 113604.371 | 107560.5956 | 101282.6167 | 95639.8647
NSW1 | Pumped Hydro Pump | 0 | 0 | 0 | 0 | 0 | 0 | 0 | 0 | 0 | 0 | 0 | 0 | 0 | 0 | 0 | 0 | 0 | 0 | 0 | 0 | 0 | 0 | 0 | 0 | 0 | 0 | 0 | 0 | 0 | 0
Total |  | 4.3021 | 6.0095 | 98155.8182 | 197835.6554 | 389333.2303 | 447219.8344 | 493205.7224 | 708925.7513 | 759293.7471 | 927399.6444 | 942231.2555 | 1193363.4389 | 1232254.2822 | 1278735.3385 | 1234967.4953 | 1425978.6391 | 1446124.7989 | 1434878.5462 | 1390415.8287 | 1329303.1686 | 1272243.1954 | 1201490.521 | 1184332.5957 | 1452479.1698 | 1367702.3558 | 1312618.5339 | 1248427.4356 | 1274786.7864 | 1215843.1738 | 1148104.8616
Region | Technology | 2020-21 | 2021-22 | 2022-23 | 2023-24 | 2024-25 | 2025-26 | 2026-27 | 2027-28 | 2028-29 | 2029-30 | 2030-31 | 2031-32 | 2032-33 | 2033-34 | 2034-35 | 2035-36 | 2036-37 | 2037-38 | 2038-39 | 2039-40 | 2040-41 | 2041-42 | 2042-43 | 2043-44 | 2044-45 | 2045-46 | 2046-47 | 2047-48 | 2048-49 | 2049-50
QLD1 | Black Coal | 0 | 0 | 0 | 0 | 0 | 0 | 0 | 0 | 0 | 0 | 0 | 0 | 0 | 0 | 0 | 0 | 0 | 0 | 0 | 0 | 0 | 0 | 0 | 0 | 0 | 0 | 0 | 0 | 0 | 0
QLD1 | Brown Coal | 0 | 0 | 0 | 0 | 0 | 0 | 0 | 0 | 0 | 0 | 0 | 0 | 0 | 0 | 0 | 0 | 0 | 0 | 0 | 0 | 0 | 0 | 0 | 0 | 0 | 0 | 0 | 0 | 0 | 0
QLD1 | CCGT | 0.093325 | 0.1043 | 0.12807 | 0.12172 | 0.11638 | 0.11152 | 0.11256 | 0.10661 | 0.1011 | 0.096077 | 0.091899 | 0.10461 | 0.099068 | 0.093993 | 0.089033 | 0.10195 | 0.11026 | 0.20997 | 0.20269 | 0.20171 | 0.20705 | 0.1958 | 0.18553 | 0.22003 | 0.20845 | 0.19806 | 0.18732 | 0.17743 | 0.16715 | 0.15788
QLD1 | Gas - Steam | 0 | 0 | 0 | 0 | 0 | 0 | 0 | 0 | 0 | 0 | 0 | 0 | 0 | 0 | 0 | 0 | 0 | 0 | 0 | 0 | 0 | 0 | 0 | 0 | 0 | 0 | 0 | 0 | 0 | 0
QLD1 | OCGT / Diesel | 0.13327 | 0.13281 | 0.13467 | 0.13266 | 0.13899 | 0.27012 | 0.25521 | 0.24172 | 0.22765 | 0.21501 | 0.20309 | 0.19268 | 0.18149 | 0.18941 | 0.17891 | 0.16966 | 0.16001 | 30449.3384 | 28752.9165 | 60275.9252 | 56777.9088 | 57948.3081 | 54719.8379 | 51808.7316 | 48784.8165 | 67431.9914 | 73724.2557 | 79875.2062 | 75213.1379 | 82832.6154
QLD1 | Hydro | 0 | 0 | 0 | 0 | 0 | 0 | 0 | 0 | 0 | 0 | 0 | 0 | 0 | 0 | 0 | 0 | 0 | 0 | 0 | 0 | 0 | 0 | 0 | 0 | 0 | 0 | 0 | 0 | 0 | 0
QLD1 | Wind | 2.8317 | 24534.2549 | 117189.1905 | 221268.8049 | 350466.5473 | 363141.7787 | 342910.8099 | 566213.644 | 557137.1133 | 526097.3788 | 496787.4059 | 480315.3177 | 554540.4147 | 541020.7071 | 510878.8554 | 493408.5971 | 512141.7683 | 547928.4018 | 547782.8459 | 603300.0224 | 662656.434 | 625737.8981 | 590876.2023 | 559441.4903 | 567784.7259 | 539396.0577 | 540523.1047 | 511767.1759 | 565056.1407 | 536275.7591
QLD1 | Solar PV | 0.71816 | 1.0759 | 2.0148 | 1.9083 | 3.3452 | 67967.5485 | 73670.4568 | 69751.1792 | 65681.1906 | 62021.8997 | 58567.7947 | 55472.9007 | 52235.1224 | 49324.9506 | 46576.913 | 44099.0125 | 41525.0905 | 39211.6259 | 49824.0657 | 70148.3588 | 66054.0187 | 62373.9554 | 58898.9193 | 55765.5599 | 52510.6978 | 49585.1783 | 64327.7675 | 98982.889 | 109174.9584 | 103092.5026
QLD1 | LS Battery | 0.41971 | 0.43962 | 0.43136 | 0.41403 | 0.39263 | 0.65081 | 0.84274 | 0.79895 | 0.75259 | 0.79909 | 0.75477 | 1.2079 | 1.1374 | 1.0744 | 1.0153 | 0.7857 | 0.72173 | 268.3514 | 253.4026 | 49868.7401 | 50432.5106 | 47622.683 | 44969.4832 | 42577.1035 | 69641.6103 | 65761.6747 | 104643.1269 | 216476.4232 | 203841.3651 | 192484.7652
QLD1 | Pumped Hydro | 0 | 0 | 0 | 0.30639 | 0.32936 | 5.7699 | 22313.706 | 21126.6129 | 20371.1239 | 29707.841 | 41412.3953 | 88994.741 | 83800.3936 | 113262.7335 | 106952.5341 | 111077.1508 | 104594.1514 | 98766.969 | 93264.3714 | 88302.6882 | 83148.7338 | 78516.2736 | 74141.9014 | 70197.5373 | 66100.3245 | 62417.6813 | 58940.209 | 55804.578 | 52547.4376 | 49619.8655
QLD1 | Pumped Hydro Pump | 0 | 0 | 0 | 0 | 0 | 0 | 0 | 0 | 0 | 0 | 0 | 0 | 0 | 0 | 0 | 0 | 0 | 0 | 0 | 0 | 0 | 0 | 0 | 0 | 0 | 0 | 0 | 0 | 0 | 0
Total |  | 4.1962 | 24536.0075 | 117191.8994 | 221271.688 | 350470.8699 | 431116.1295 | 438896.1832 | 657092.5834 | 643190.5092 | 617828.2296 | 596768.6456 | 624784.4646 | 690577.3486 | 703609.749 | 664409.5858 | 648585.8178 | 658262.0022 | 716624.8965 | 719877.8049 | 871895.9363 | 919069.8129 | 872199.3141 | 823606.5296 | 779790.6426 | 804822.3835 | 784592.7814 | 842158.6511 | 962906.4498 | 1005833.2068 | 964305.6657
Region | Technology | 2020-21 | 2021-22 | 2022-23 | 2023-24 | 2024-25 | 2025-26 | 2026-27 | 2027-28 | 2028-29 | 2029-30 | 2030-31 | 2031-32 | 2032-33 | 2033-34 | 2034-35 | 2035-36 | 2036-37 | 2037-38 | 2038-39 | 2039-40 | 2040-41 | 2041-42 | 2042-43 | 2043-44 | 2044-45 | 2045-46 | 2046-47 | 2047-48 | 2048-49 | 2049-50
VIC1 | Black Coal | 0 | 0 | 0 | 0 | 0 | 0 | 0 | 0 | 0 | 0 | 0 | 0 | 0 | 0 | 0 | 0 | 0 | 0 | 0 | 0 | 0 | 0 | 0 | 0 | 0 | 0 | 0 | 0 | 0 | 0
VIC1 | Brown Coal | 0 | 0 | 0 | 0 | 0 | 0 | 0 | 0 | 0 | 0 | 0 | 0 | 0 | 0 | 0 | 0 | 0 | 0 | 0 | 0 | 0 | 0 | 0 | 0 | 0 | 0 | 0 | 0 | 0 | 0
VIC1 | CCGT | 0.099416 | 0.1471 | 0.22514 | 0.21388 | 0.20141 | 0.19023 | 0.18068 | 0.1714 | 0.16169 | 0.15366 | 0.14512 | 0.16089 | 0.15237 | 0.14594 | 0.13877 | 0.83553 | 0.78749 | 3512.1102 | 3316.4528 | 70545.5537 | 88283.2486 | 102321.7563 | 96621.1392 | 164917.7804 | 155292.0411 | 146640.2677 | 138470.5278 | 139077.3676 | 130959.8539 | 123663.696
VIC1 | Gas - Steam | 0 | 0 | 0 | 0 | 0 | 0 | 0 | 0 | 0 | 0 | 0 | 0 | 0 | 0 | 0 | 0 | 0 | 0 | 0 | 0 | 0 | 0 | 0 | 0 | 0 | 0 | 0 | 0 | 0 | 0
VIC1 | OCGT / Diesel | 0.1336 | 0.133 | 0.60455 | 0.57245 | 0.53907 | 0.50906 | 0.48073 | 0.45516 | 0.4286 | 0.40475 | 0.3822 | 0.36188 | 0.34078 | 0.3219 | 0.30681 | 10399.3152 | 9792.3394 | 42934.9606 | 40542.928 | 63093.6675 | 59411.0857 | 56101.1538 | 53940.604 | 51070.9531 | 48090.0997 | 45410.859 | 42880.8893 | 40599.6185 | 38229.9445 | 44201.7427
VIC1 | Hydro | 0 | 0 | 0 | 0 | 0 | 0 | 0 | 0 | 0 | 0 | 0 | 0 | 0 | 0 | 0 | 0 | 0 | 0 | 0 | 0 | 0 | 0 | 0 | 0 | 0 | 0 | 0 | 0 | 0 | 0
VIC1 | Wind | 1.7458 | 1.8909 | 3.0409 | 3.4724 | 6.5774 | 6.2132 | 66708.7638 | 119171.6691 | 213363.4564 | 201478.6531 | 203871.6924 | 235849.2167 | 245839.3446 | 232142.9139 | 219209.5515 | 356808.2254 | 335983.3569 | 317264.7553 | 299589.0446 | 283650.8503 | 267095.0312 | 252214.3827 | 238162.7788 | 225492.4774 | 212331.1825 | 200501.5898 | 189331.0644 | 179258.6144 | 168795.85 | 159391.7406
VIC1 | Solar PV | 0.095234 | 0.12323 | 18370.5797 | 17393.2612 | 16378.0704 | 17505.8652 | 42462.3837 | 40203.3765 | 37856.83 | 58699.7857 | 112287.8916 | 106314.1533 | 100108.9257 | 94531.5635 | 89264.9325 | 84516.0233 | 79583.0849 | 75149.2777 | 80012.7758 | 82979.3261 | 78136.0801 | 73782.8897 | 69672.2282 | 65965.6576 | 62115.4467 | 58654.8139 | 55386.9844 | 52440.3884 | 49379.6059 | 46628.5235
VIC1 | LS Battery | 0.38209 | 0.56226 | 0.8758 | 0.83034 | 0.7819 | 0.73837 | 0.84697 | 0.80198 | 0.75561 | 0.87134 | 0.82535 | 1.186 | 1.1169 | 1.055 | 15663.8169 | 14830.3366 | 13964.6506 | 19501.9294 | 18415.4224 | 70432.6189 | 66321.686 | 62626.6469 | 59137.5326 | 95768.5384 | 90178.7594 | 85154.6354 | 97380.0529 | 140455.909 | 132257.9348 | 131390.0205
VIC1 | Pumped Hydro | 0 | 0 | 0 | 1.9568 | 1.8427 | 1.7402 | 38950.331 | 36878.1655 | 46269.0736 | 60816.8728 | 98852.1848 | 93593.3302 | 88130.5776 | 83220.5972 | 78584.1672 | 74403.4813 | 70060.7806 | 66157.4924 | 62471.6644 | 59148.1603 | 55695.8654 | 52592.8852 | 49662.7811 | 47020.7111 | 44276.2579 | 41809.4975 | 39480.1676 | 37379.8147 | 35198.0707 | 33237.0829
VIC1 | Pumped Hydro Pump | 0 | 0 | 0 | 0 | 0 | 0 | 0 | 0 | 0 | 0 | 0 | 0 | 0 | 0 | 0 | 0 | 0 | 0 | 0 | 0 | 0 | 0 | 0 | 0 | 0 | 0 | 0 | 0 | 0 | 0
Total |  | 2.4561 | 2.8565 | 18375.3261 | 17400.307 | 16388.0128 | 17515.2562 | 148122.9868 | 196254.6396 | 297490.7058 | 320996.7414 | 415013.1215 | 435758.4089 | 434080.458 | 409896.5974 | 402722.9137 | 540958.2174 | 509385 | 524520.5256 | 504348.288 | 629850.1768 | 614942.9969 | 599639.7146 | 567197.064 | 650236.118 | 612283.7872 | 578171.6633 | 562929.6865 | 589211.7126 | 554821.2598 | 538512.8061
Region | Technology | 2020-21 | 2021-22 | 2022-23 | 2023-24 | 2024-25 | 2025-26 | 2026-27 | 2027-28 | 2028-29 | 2029-30 | 2030-31 | 2031-32 | 2032-33 | 2033-34 | 2034-35 | 2035-36 | 2036-37 | 2037-38 | 2038-39 | 2039-40 | 2040-41 | 2041-42 | 2042-43 | 2043-44 | 2044-45 | 2045-46 | 2046-47 | 2047-48 | 2048-49 | 2049-50
SA1 | Black Coal | 0 | 0 | 0 | 0 | 0 | 0 | 0 | 0 | 0 | 0 | 0 | 0 | 0 | 0 | 0 | 0 | 0 | 0 | 0 | 0 | 0 | 0 | 0 | 0 | 0 | 0 | 0 | 0 | 0 | 0
SA1 | Brown Coal | 0 | 0 | 0 | 0 | 0 | 0 | 0 | 0 | 0 | 0 | 0 | 0 | 0 | 0 | 0 | 0 | 0 | 0 | 0 | 0 | 0 | 0 | 0 | 0 | 0 | 0 | 0 | 0 | 0 | 0
SA1 | CCGT | 0.17432 | 0.19982 | 0.21037 | 0.19918 | 0.18755 | 0.17721 | 0.16749 | 0.15883 | 0.14974 | 0.14155 | 0.13534 | 0.13181 | 0.12469 | 0.13213 | 0.12898 | 0.22983 | 0.21658 | 0.20677 | 0.19538 | 0.1855 | 0.17498 | 0.16571 | 0.15666 | 0.14841 | 0.13975 | 0.13197 | 0.12464 | 0.11806 | 0.11132 | 0.10536
SA1 | Gas - Steam | 0 | 0 | 0 | 0 | 0 | 0 | 0 | 0 | 0 | 0 | 0 | 0 | 0 | 0 | 0 | 0 | 0 | 0 | 0 | 0 | 0 | 0 | 0 | 0 | 0 | 0 | 0 | 0 | 0 | 0
SA1 | OCGT / Diesel | 0.13708 | 0.13721 | 0.2546 | 0.24106 | 0.22701 | 0.21439 | 0.20251 | 0.19176 | 0.1806 | 0.17061 | 0.16187 | 0.15563 | 0.14665 | 0.19443 | 0.33454 | 1011.9204 | 952.8578 | 11687.7396 | 11036.5815 | 29061.1252 | 27364.9173 | 26397.6423 | 24926.9598 | 23600.8405 | 22223.3326 | 20985.2054 | 19816.058 | 18761.8398 | 17666.7694 | 16682.5019
SA1 | Hydro | 0 | 0 | 0 | 0 | 0 | 0 | 0 | 0 | 0 | 0 | 0 | 0 | 0 | 0 | 0 | 0 | 0 | 0 | 0 | 0 | 0 | 0 | 0 | 0 | 0 | 0 | 0 | 0 | 0 | 0
SA1 | Wind | 2053.3288 | 1944.5556 | 1840.4315 | 31680.147 | 44673.9152 | 42185.0107 | 59036.9002 | 146284.3565 | 200585.172 | 200989.6587 | 215434.4726 | 227061.178 | 214516.8565 | 206385.3189 | 202843.1243 | 295082.067 | 285410.2961 | 293376.2676 | 303266.7542 | 287133.2248 | 306051.6765 | 289000.6395 | 272899.5655 | 283340.8665 | 281186.9783 | 268886.5585 | 261798.5708 | 247873.8954 | 251231.9302 | 237235.0917
SA1 | Solar PV | 1.129 | 2.0599 | 23137.8828 | 32654.8262 | 36994.6716 | 96380.2324 | 91010.7857 | 86168.9966 | 81139.5887 | 76619.0646 | 72350.4357 | 68501.6592 | 64503.5436 | 60909.8636 | 57516.3965 | 54456.5135 | 51278.0562 | 48421.2086 | 45723.5293 | 43291.2387 | 41212.6472 | 38916.5703 | 36748.414 | 34793.3928 | 32762.6108 | 30937.3168 | 29213.7707 | 40486.3085 | 50476.4042 | 77258.5429
SA1 | LS Battery | 0.43596 | 0.56204 | 0.67425 | 0.63848 | 0.60141 | 0.56808 | 0.73746 | 0.69984 | 0.67296 | 0.89728 | 0.84803 | 1.1643 | 1.0964 | 1.0355 | 35.1372 | 33.0831 | 31.0892 | 29.2966 | 27.6652 | 3867.3994 | 3641.6758 | 3438.7378 | 3247.1569 | 6970.0263 | 6563.0985 | 6197.4491 | 5852.0193 | 28237.8417 | 55551.3349 | 109813.8649
SA1 | Pumped Hydro | 0 | 0 | 0 | 0.73259 | 0.68992 | 0.65241 | 1.4904 | 1.4111 | 3.2131 | 3.0363 | 30210.1876 | 44812.2334 | 42196.6823 | 39845.8086 | 40612.9372 | 38452.3407 | 36207.9967 | 34190.7527 | 32285.8856 | 30568.2709 | 28784.0956 | 27180.4492 | 25666.1465 | 24300.7024 | 22882.3456 | 21607.503 | 20403.6856 | 19318.2054 | 18190.6616 | 17177.2064
SA1 | Pumped Hydro Pump | 0 | 0 | 0 | 0 | 0 | 0 | 0 | 0 | 0 | 0 | 0 | 0 | 0 | 0 | 0 | 0 | 0 | 0 | 0 | 0 | 0 | 0 | 0 | 0 | 0 | 0 | 0 | 0 | 0 | 0
Total |  | 2055.2052 | 1947.5146 | 24979.4536 | 64336.7845 | 81670.2927 | 138566.8552 | 150050.2837 | 232455.8146 | 281728.9771 | 277612.9689 | 317996.2412 | 340376.5223 | 321218.4501 | 307142.3532 | 301008.0588 | 389036.1545 | 373880.5125 | 387705.4718 | 392340.6111 | 393921.4445 | 407055.1874 | 384934.2047 | 363488.3993 | 373005.9769 | 365618.5056 | 348614.1648 | 337084.229 | 354678.2088 | 393117.2117 | 458167.3132
Region | Technology | 2020-21 | 2021-22 | 2022-23 | 2023-24 | 2024-25 | 2025-26 | 2026-27 | 2027-28 | 2028-29 | 2029-30 | 2030-31 | 2031-32 | 2032-33 | 2033-34 | 2034-35 | 2035-36 | 2036-37 | 2037-38 | 2038-39 | 2039-40 | 2040-41 | 2041-42 | 2042-43 | 2043-44 | 2044-45 | 2045-46 | 2046-47 | 2047-48 | 2048-49 | 2049-50
TAS1 | Black Coal | 0 | 0 | 0 | 0 | 0 | 0 | 0 | 0 | 0 | 0 | 0 | 0 | 0 | 0 | 0 | 0 | 0 | 0 | 0 | 0 | 0 | 0 | 0 | 0 | 0 | 0 | 0 | 0 | 0 | 0
TAS1 | Brown Coal | 0 | 0 | 0 | 0 | 0 | 0 | 0 | 0 | 0 | 0 | 0 | 0 | 0 | 0 | 0 | 0 | 0 | 0 | 0 | 0 | 0 | 0 | 0 | 0 | 0 | 0 | 0 | 0 | 0 | 0
TAS1 | CCGT | 0.10932 | 0.10395 | 0.098672 | 0.096132 | 0.090968 | 0.086221 | 0.081965 | 0.078684 | 0.075682 | 0.078475 | 0.074738 | 0.075014 | 0.073781 | 0.070362 | 0.072691 | 0.074288 | 0.082956 | 0.079042 | 0.074877 | 0.071675 | 0.067824 | 0.064301 | 0.068099 | 0.064852 | 0.061592 | 0.058414 | 0.05531 | 0.052497 | 0.049541 | 0.046855
TAS1 | Gas - Steam | 0 | 0 | 0 | 0 | 0 | 0 | 0 | 0 | 0 | 0 | 0 | 0 | 0 | 0 | 0 | 0 | 0 | 0 | 0 | 0 | 0 | 0 | 0 | 0 | 0 | 0 | 0 | 0 | 0 | 0
TAS1 | OCGT / Diesel | 0.13407 | 0.13261 | 0.13219 | 0.13128 | 0.12947 | 0.12596 | 0.12634 | 0.12484 | 0.12212 | 0.122 | 0.11937 | 0.12023 | 0.11819 | 0.11633 | 0.11707 | 0.11648 | 0.11751 | 0.11655 | 0.11453 | 0.11512 | 0.11312 | 0.11054 | 0.11572 | 0.11147 | 0.11054 | 0.10911 | 0.10653 | 0.10555 | 0.1027 | 0.099541
TAS1 | Hydro | 0 | 0 | 0 | 0 | 0 | 0 | 0 | 0 | 0 | 0 | 0 | 0 | 0 | 0 | 0 | 0 | 0 | 0 | 0 | 0 | 0 | 0 | 0 | 0 | 0 | 0 | 0 | 0 | 0 | 0
TAS1 | Wind | 35091.4729 | 33136.4312 | 31290.3168 | 47653.4577 | 44872.0736 | 42372.119 | 40011.8662 | 71168.4043 | 67014.6786 | 63281.5164 | 59755.9197 | 56581.976 | 53279.4618 | 50311.107 | 47508.821 | 54684.2097 | 56941.1062 | 55058.1282 | 56792.4456 | 58295.3898 | 54892.869 | 51834.6263 | 48946.7677 | 46347.7418 | 54456.1204 | 51422.2122 | 48557.3301 | 45974.0745 | 43290.7103 | 40878.8578
TAS1 | Solar PV | 0.67691 | 0.76897 | 0.72779 | 0.68941 | 0.84396 | 1.0001 | 7.6124 | 7.2704 | 10235.7122 | 9665.4514 | 9126.9633 | 12775.003 | 12029.3661 | 11359.1749 | 10726.3221 | 10155.6799 | 12537.2671 | 11838.7799 | 11179.2069 | 10584.4721 | 9966.6894 | 9411.416 | 8887.0785 | 8414.2844 | 7923.4716 | 7482.0339 | 7065.1882 | 6689.3232 | 6298.8882 | 5947.9587
TAS1 | LS Battery | 0.40584 | 0.42502 | 0.41483 | 0.39509 | 0.37282 | 0.4065 | 0.42717 | 0.43582 | 0.43865 | 0.50583 | 0.47797 | 0.5459 | 0.51419 | 0.48567 | 0.61875 | 0.4517 | 0.40972 | 0.47787 | 0.45119 | 0.49302 | 0.48524 | 0.44935 | 0.41491 | 0.47179 | 0.48594 | 0.46041 | 0.44332 | 0.46133 | 0.43573 | 0.38525
TAS1 | Pumped Hydro | 0 | 0 | 0 | 0.35622 | 0.33594 | 0.34189 | 0.36027 | 0.40448 | 0.50339 | 0.47735 | 0.4993 | 0.63253 | 0.59622 | 0.56325 | 1.13 | 1.5523 | 4.7413 | 916.3859 | 865.332 | 3249.2245 | 3059.5779 | 2889.12 | 3547.5744 | 3358.8432 | 3162.799 | 2986.5907 | 2820.1991 | 2670.1657 | 2514.3164 | 2374.2365
TAS1 | Pumped Hydro Pump | 0 | 0 | 0 | 0 | 0 | 0 | 0 | 0 | 0 | 0 | 0 | 0 | 0 | 0 | 0 | 0 | 0 | 0 | 0 | 0 | 0 | 0 | 0 | 0 | 0 | 0 | 0 | 0 | 0 | 0
Total |  | 35092.799 | 33137.8618 | 31291.6903 | 47655.1258 | 44873.8467 | 42374.0797 | 40020.4743 | 71176.7185 | 77251.5307 | 72948.1514 | 68884.0543 | 69358.3527 | 65310.1303 | 61671.5175 | 58237.0816 | 64842.0842 | 69483.7248 | 67813.9675 | 68837.6251 | 72129.7662 | 67919.8025 | 64135.7864 | 61382.0193 | 58121.5175 | 65543.0491 | 61891.4647 | 58443.3225 | 55334.1828 | 52104.5029 | 49201.5846

## Accelerated_BaseCase_REHAB Cost
Rehabilition cost by technology ($000s) - Base Case, Accelerated Transition to a Low Emissions Future Scenario
Real June 2019 dollars discounted to June 2025
Region | Technology | 2020-21 | 2021-22 | 2022-23 | 2023-24 | 2024-25 | 2025-26 | 2026-27 | 2027-28 | 2028-29 | 2029-30 | 2030-31 | 2031-32 | 2032-33 | 2033-34 | 2034-35 | 2035-36 | 2036-37 | 2037-38 | 2038-39 | 2039-40 | 2040-41 | 2041-42 | 2042-43 | 2043-44 | 2044-45 | 2045-46 | 2046-47 | 2047-48 | 2048-49 | 2049-50
NEM | Black Coal | 59390.4001 | 0.00080971 | 0.00061083 | 32499.5261 | 17500.6155 | 0.0035806 | 50144.1406 | 42484.0924 | 23628.3263 | 5.3968 | 3259.2314 | 0.0012259 | 4655.2212 | 0.00077992 | 3670.7377 | 0.00045869 | 8.2013e-05 | 7.8576e-05 | 0.00056017 | 11048.4383 | 18686.7933 | 1297.9011 | 5.5892e-05 | 0.00084572 | 522.5933 | 0.0012526 | 3853.7113 | 9293.3276 | 7522.8507 | 0.09271
NEM | Brown Coal | 0.00023283 | 0.088854 | 0.00088057 | 0.27619 | 9937.3048 | 0.00015684 | 8.2356e-05 | 9450.9577 | 2581.6899 | 4332.4119 | 679.4662 | 0.00013749 | 2.5101e-05 | 4.8553e-05 | 0.00064385 | 0.00012177 | 0.00012044 | 2.0197e-05 | 0.00027684 | 4078.1698 | 20558.4358 | 0.00011952 | 4.2105e-06 | 19682.1075 | 1620.9099 | 2387.4363 | 543.8895 | 0.0017582 | 0 | 0
NEM | CCGT | 0 | 0 | 0 | 0 | 0.0022811 | 0.00019558 | 3.89e-05 | 8.8844e-05 | 2.7225e-05 | 1.6783e-05 | 9.6124e-06 | 7.1376e-06 | 6.2431e-06 | 4.0268e-06 | 3.2821e-06 | 2.3518e-06 | 1.3923e-05 | 0 | 0 | 0 | 0 | 0 | 0 | 0 | 0 | 0 | 0 | 0 | 0 | 0
NEM | Gas - Steam | 0.0006337 | 1.8331e-05 | 0 | 0.027704 | 0.091194 | 9.9325e-05 | 2.6185e-05 | 0.00011024 | 2.4641e-05 | 1.4049e-05 | 8.8865e-06 | 6.5169e-06 | 5.2878e-06 | 3.6733e-06 | 2.8101e-06 | 2.3185e-06 | 2.8823e-06 | 1.8762e-06 | 2.0568e-06 | 0 | 0 | 0 | 0 | 0 | 0 | 0 | 0 | 0 | 0 | 0
NEM | OCGT / Diesel | 7866.8959 | 0.0026298 | 0.0013118 | 0.0060381 | 0.027846 | 0.0028869 | 0.013619 | 0.080819 | 0.0077453 | 760.8433 | 0.0012822 | 0.0022747 | 725.4969 | 0.00022067 | 0.00089951 | 0.00016229 | 0.00016909 | 0.00013807 | 0.00014403 | 0.00012142 | 8.7641e-05 | 7.6109e-05 | 7.8846e-05 | 0.00010448 | 0.070664 | 0.00025625 | 0.00052168 | 0.00013436 | 0.00061269 | 0.00016103
NEM | Hydro | 0 | 0 | 0 | 0 | 0 | 0 | 0 | 0 | 0 | 0 | 0 | 0 | 0 | 0 | 0 | 0 | 0 | 0 | 0 | 0 | 0 | 0 | 0 | 0 | 0 | 0 | 0 | 0 | 0 | 0
NEM | Wind | 0 | 0 | 0 | 0 | 0 | 0 | 0 | 0 | 0 | 0 | 0 | 0 | 0 | 0 | 0 | 0 | 0 | 0 | 0 | 0 | 0 | 0 | 0 | 0 | 0 | 0 | 0 | 0 | 0 | 0
NEM | Solar PV | 0 | 0 | 0 | 0 | 0 | 0 | 0 | 0 | 0 | 0 | 0 | 0 | 0 | 0 | 0 | 0 | 0 | 0 | 0 | 0 | 0 | 0 | 0 | 0 | 0 | 0 | 0 | 0 | 0 | 0
NEM | LS Battery | 0 | 0 | 0 | 0 | 0 | 0 | 0 | 0 | 0 | 0 | 0 | 0 | 0 | 0 | 0 | 0 | 0 | 0 | 0 | 0 | 0 | 0 | 0 | 0 | 0 | 0 | 0 | 0 | 0 | 0
NEM | Pumped Hydro | 0 | 0 | 0 | 0 | 0 | 0 | 0 | 0 | 0 | 0 | 0 | 0 | 0 | 0 | 0 | 0 | 0 | 0 | 0 | 0 | 0 | 0 | 0 | 0 | 0 | 0 | 0 | 0 | 0 | 0
NEM | Pumped Hydro Pump | 0 | 0 | 0 | 0 | 0 | 0 | 0 | 0 | 0 | 0 | 0 | 0 | 0 | 0 | 0 | 0 | 0 | 0 | 0 | 0 | 0 | 0 | 0 | 0 | 0 | 0 | 0 | 0 | 0 | 0
Total |  | 67257.2969 | 0.092312 | 0.0028032 | 32499.8361 | 27438.0416 | 0.0069192 | 50144.1544 | 51935.1311 | 26210.0239 | 5098.652 | 3938.699 | 0.0036517 | 5380.7181 | 0.0010568 | 3670.7392 | 0.00074742 | 0.00038835 | 0.00023872 | 0.0009831 | 15126.6082 | 39245.2292 | 1297.9013 | 0.00013895 | 19682.1084 | 2143.5738 | 2387.4378 | 4397.6013 | 9293.3295 | 7522.8513 | 0.092871
Region | Technology | 2020-21 | 2021-22 | 2022-23 | 2023-24 | 2024-25 | 2025-26 | 2026-27 | 2027-28 | 2028-29 | 2029-30 | 2030-31 | 2031-32 | 2032-33 | 2033-34 | 2034-35 | 2035-36 | 2036-37 | 2037-38 | 2038-39 | 2039-40 | 2040-41 | 2041-42 | 2042-43 | 2043-44 | 2044-45 | 2045-46 | 2046-47 | 2047-48 | 2048-49 | 2049-50
NSW1 | Black Coal | 0.0016623 | 0.00024887 | 0.00017178 | 0.001184 | 9997.8084 | 7.5709e-05 | 50143.3254 | 6481.8148 | 0.00075344 | 0.00069162 | 3259.2285 | 4.2184e-05 | 0.00027141 | 1.4122e-05 | 3670.6622 | 3.2347e-06 | 2.9273e-06 | 0 | 1.1183e-05 | 4.4375e-05 | 0.00020718 | 550.5667 | 0 | 0 | 0 | 0 | 0 | 0 | 0 | 0
NSW1 | Brown Coal | 0 | 0 | 0 | 0 | 0 | 0 | 0 | 0 | 0 | 0 | 0 | 0 | 0 | 0 | 0 | 0 | 0 | 0 | 0 | 0 | 0 | 0 | 0 | 0 | 0 | 0 | 0 | 0 | 0 | 0
NSW1 | CCGT | 0 | 0 | 0 | 0 | 0 | 0 | 0 | 0 | 0 | 0 | 0 | 0 | 0 | 0 | 0 | 0 | 0 | 0 | 0 | 0 | 0 | 0 | 0 | 0 | 0 | 0 | 0 | 0 | 0 | 0
NSW1 | Gas - Steam | 0 | 0 | 0 | 0 | 0 | 0 | 0 | 0 | 0 | 0 | 0 | 0 | 0 | 0 | 0 | 0 | 0 | 0 | 0 | 0 | 0 | 0 | 0 | 0 | 0 | 0 | 0 | 0 | 0 | 0
NSW1 | OCGT / Diesel | 0.034784 | 0.000155 | 7.4016e-05 | 5.2006e-05 | 3.5599e-05 | 2.5861e-05 | 0.012999 | 0.00010097 | 4.8505e-05 | 2.9692e-05 | 1.9989e-05 | 1.9629e-05 | 4.9052e-05 | 1.5595e-05 | 0.00071062 | 4.6851e-06 | 5.5845e-06 | 4.4217e-06 | 4.6129e-06 | 4.2353e-06 | 5.2883e-06 | 4.3113e-06 | 4.0676e-06 | 7.9169e-06 | 0.00044144 | 2.0214e-05 | 0.00032915 | 2.468e-05 | 9.8226e-05 | 1.5071e-05
NSW1 | Hydro | 0 | 0 | 0 | 0 | 0 | 0 | 0 | 0 | 0 | 0 | 0 | 0 | 0 | 0 | 0 | 0 | 0 | 0 | 0 | 0 | 0 | 0 | 0 | 0 | 0 | 0 | 0 | 0 | 0 | 0
NSW1 | Wind | 0 | 0 | 0 | 0 | 0 | 0 | 0 | 0 | 0 | 0 | 0 | 0 | 0 | 0 | 0 | 0 | 0 | 0 | 0 | 0 | 0 | 0 | 0 | 0 | 0 | 0 | 0 | 0 | 0 | 0
NSW1 | Solar PV | 0 | 0 | 0 | 0 | 0 | 0 | 0 | 0 | 0 | 0 | 0 | 0 | 0 | 0 | 0 | 0 | 0 | 0 | 0 | 0 | 0 | 0 | 0 | 0 | 0 | 0 | 0 | 0 | 0 | 0
NSW1 | LS Battery | 0 | 0 | 0 | 0 | 0 | 0 | 0 | 0 | 0 | 0 | 0 | 0 | 0 | 0 | 0 | 0 | 0 | 0 | 0 | 0 | 0 | 0 | 0 | 0 | 0 | 0 | 0 | 0 | 0 | 0
NSW1 | Pumped Hydro | 0 | 0 | 0 | 0 | 0 | 0 | 0 | 0 | 0 | 0 | 0 | 0 | 0 | 0 | 0 | 0 | 0 | 0 | 0 | 0 | 0 | 0 | 0 | 0 | 0 | 0 | 0 | 0 | 0 | 0
NSW1 | Pumped Hydro Pump | 0 | 0 | 0 | 0 | 0 | 0 | 0 | 0 | 0 | 0 | 0 | 0 | 0 | 0 | 0 | 0 | 0 | 0 | 0 | 0 | 0 | 0 | 0 | 0 | 0 | 0 | 0 | 0 | 0 | 0
Total |  | 0.036447 | 0.00040387 | 0.0002458 | 0.001236 | 9997.8084 | 0.00010157 | 50143.3384 | 6481.8149 | 0.00080195 | 0.00072131 | 3259.2285 | 6.1813e-05 | 0.00032046 | 2.9717e-05 | 3670.6629 | 7.9198e-06 | 8.5117e-06 | 4.4217e-06 | 1.5796e-05 | 4.861e-05 | 0.00021247 | 550.5668 | 4.0676e-06 | 7.9169e-06 | 0.00044144 | 2.0214e-05 | 0.00032915 | 2.468e-05 | 9.8226e-05 | 1.5071e-05
Region | Technology | 2020-21 | 2021-22 | 2022-23 | 2023-24 | 2024-25 | 2025-26 | 2026-27 | 2027-28 | 2028-29 | 2029-30 | 2030-31 | 2031-32 | 2032-33 | 2033-34 | 2034-35 | 2035-36 | 2036-37 | 2037-38 | 2038-39 | 2039-40 | 2040-41 | 2041-42 | 2042-43 | 2043-44 | 2044-45 | 2045-46 | 2046-47 | 2047-48 | 2048-49 | 2049-50
QLD1 | Black Coal | 59390.3985 | 0.00056084 | 0.00043905 | 32499.525 | 7502.8072 | 0.0035049 | 0.81522 | 36002.2776 | 23628.3255 | 5.3961 | 0.0029456 | 0.0011837 | 4655.2209 | 0.0007658 | 0.075488 | 0.00045545 | 7.9085e-05 | 7.8576e-05 | 0.00054899 | 11048.4383 | 18686.7931 | 747.3344 | 5.5892e-05 | 0.00084572 | 522.5933 | 0.0012526 | 3853.7113 | 9293.3276 | 7522.8507 | 0.09271
QLD1 | Brown Coal | 0 | 0 | 0 | 0 | 0 | 0 | 0 | 0 | 0 | 0 | 0 | 0 | 0 | 0 | 0 | 0 | 0 | 0 | 0 | 0 | 0 | 0 | 0 | 0 | 0 | 0 | 0 | 0 | 0 | 0
QLD1 | CCGT | 0 | 0 | 0 | 0 | 0 | 0 | 0 | 0 | 0 | 0 | 0 | 0 | 0 | 0 | 0 | 0 | 0 | 0 | 0 | 0 | 0 | 0 | 0 | 0 | 0 | 0 | 0 | 0 | 0 | 0
QLD1 | Gas - Steam | 0 | 0 | 0 | 0 | 0 | 0 | 0 | 0 | 0 | 0 | 0 | 0 | 0 | 0 | 0 | 0 | 0 | 0 | 0 | 0 | 0 | 0 | 0 | 0 | 0 | 0 | 0 | 0 | 0 | 0
QLD1 | OCGT / Diesel | 113.3998 | 0.0003333 | 0.00017175 | 0.00010959 | 7.6053e-05 | 0.00019417 | 7.4241e-05 | 0.00025943 | 0.0070985 | 0.0051499 | 0.00099708 | 0.0020244 | 457.2205 | 3.4451e-05 | 3.6361e-05 | 1.846e-05 | 1.3623e-05 | 9.954e-06 | 1.2828e-05 | 1.0998e-05 | 1.1549e-05 | 1.2568e-05 | 2.0259e-05 | 1.5722e-05 | 1.6711e-05 | 1.4841e-05 | 5.0913e-06 | 3.5522e-06 | 0.00032191 | 5.1346e-05
QLD1 | Hydro | 0 | 0 | 0 | 0 | 0 | 0 | 0 | 0 | 0 | 0 | 0 | 0 | 0 | 0 | 0 | 0 | 0 | 0 | 0 | 0 | 0 | 0 | 0 | 0 | 0 | 0 | 0 | 0 | 0 | 0
QLD1 | Wind | 0 | 0 | 0 | 0 | 0 | 0 | 0 | 0 | 0 | 0 | 0 | 0 | 0 | 0 | 0 | 0 | 0 | 0 | 0 | 0 | 0 | 0 | 0 | 0 | 0 | 0 | 0 | 0 | 0 | 0
QLD1 | Solar PV | 0 | 0 | 0 | 0 | 0 | 0 | 0 | 0 | 0 | 0 | 0 | 0 | 0 | 0 | 0 | 0 | 0 | 0 | 0 | 0 | 0 | 0 | 0 | 0 | 0 | 0 | 0 | 0 | 0 | 0
QLD1 | LS Battery | 0 | 0 | 0 | 0 | 0 | 0 | 0 | 0 | 0 | 0 | 0 | 0 | 0 | 0 | 0 | 0 | 0 | 0 | 0 | 0 | 0 | 0 | 0 | 0 | 0 | 0 | 0 | 0 | 0 | 0
QLD1 | Pumped Hydro | 0 | 0 | 0 | 0 | 0 | 0 | 0 | 0 | 0 | 0 | 0 | 0 | 0 | 0 | 0 | 0 | 0 | 0 | 0 | 0 | 0 | 0 | 0 | 0 | 0 | 0 | 0 | 0 | 0 | 0
QLD1 | Pumped Hydro Pump | 0 | 0 | 0 | 0 | 0 | 0 | 0 | 0 | 0 | 0 | 0 | 0 | 0 | 0 | 0 | 0 | 0 | 0 | 0 | 0 | 0 | 0 | 0 | 0 | 0 | 0 | 0 | 0 | 0 | 0
Total |  | 59503.7983 | 0.00089413 | 0.0006108 | 32499.5251 | 7502.8073 | 0.0036991 | 0.8153 | 36002.2779 | 23628.3326 | 5.4012 | 0.0039427 | 0.0032081 | 5112.4414 | 0.00080025 | 0.075525 | 0.00047391 | 9.2708e-05 | 8.853e-05 | 0.00056182 | 11048.4383 | 18686.7931 | 747.3344 | 7.6151e-05 | 0.00086144 | 522.5933 | 0.0012675 | 3853.7113 | 9293.3276 | 7522.8511 | 0.092762
Region | Technology | 2020-21 | 2021-22 | 2022-23 | 2023-24 | 2024-25 | 2025-26 | 2026-27 | 2027-28 | 2028-29 | 2029-30 | 2030-31 | 2031-32 | 2032-33 | 2033-34 | 2034-35 | 2035-36 | 2036-37 | 2037-38 | 2038-39 | 2039-40 | 2040-41 | 2041-42 | 2042-43 | 2043-44 | 2044-45 | 2045-46 | 2046-47 | 2047-48 | 2048-49 | 2049-50
VIC1 | Black Coal | 0 | 0 | 0 | 0 | 0 | 0 | 0 | 0 | 0 | 0 | 0 | 0 | 0 | 0 | 0 | 0 | 0 | 0 | 0 | 0 | 0 | 0 | 0 | 0 | 0 | 0 | 0 | 0 | 0 | 0
VIC1 | Brown Coal | 0.00023283 | 0.088854 | 0.00088057 | 0.27619 | 9937.3048 | 0.00015684 | 8.2356e-05 | 9450.9577 | 2581.6899 | 4332.4119 | 679.4662 | 0.00013749 | 2.5101e-05 | 4.8553e-05 | 0.00064385 | 0.00012177 | 0.00012044 | 2.0197e-05 | 0.00027684 | 4078.1698 | 20558.4358 | 0.00011952 | 4.2105e-06 | 19682.1075 | 1620.9099 | 2387.4363 | 543.8895 | 0.0017582 | 0 | 0
VIC1 | CCGT | 0 | 0 | 0 | 0 | 0 | 0 | 0 | 0 | 0 | 0 | 0 | 0 | 0 | 0 | 0 | 0 | 0 | 0 | 0 | 0 | 0 | 0 | 0 | 0 | 0 | 0 | 0 | 0 | 0 | 0
VIC1 | Gas - Steam | 0.0006337 | 1.8331e-05 | 0 | 0.027704 | 0.091194 | 9.9325e-05 | 2.6185e-05 | 0.00011024 | 2.4641e-05 | 1.4049e-05 | 8.8865e-06 | 6.5169e-06 | 5.2878e-06 | 3.6733e-06 | 2.8101e-06 | 2.3185e-06 | 2.8823e-06 | 1.8762e-06 | 2.0568e-06 | 0 | 0 | 0 | 0 | 0 | 0 | 0 | 0 | 0 | 0 | 0
VIC1 | OCGT / Diesel | 0.014141 | 6.2202e-05 | 1.5874e-05 | 0.0050118 | 0.018325 | 0.00052193 | 0.0001022 | 0.015823 | 0.00015009 | 8.5424e-05 | 4.7024e-05 | 3.7551e-05 | 268.2761 | 2.0014e-05 | 1.6662e-05 | 1.4404e-05 | 2.9866e-05 | 1.5809e-05 | 2.4832e-05 | 1.2359e-05 | 1.6693e-05 | 1.0922e-05 | 8.5554e-06 | 2.0149e-05 | 0.0062213 | 5.66e-05 | 4.3579e-05 | 2.3183e-05 | 4.2569e-05 | 2.2105e-05
VIC1 | Hydro | 0 | 0 | 0 | 0 | 0 | 0 | 0 | 0 | 0 | 0 | 0 | 0 | 0 | 0 | 0 | 0 | 0 | 0 | 0 | 0 | 0 | 0 | 0 | 0 | 0 | 0 | 0 | 0 | 0 | 0
VIC1 | Wind | 0 | 0 | 0 | 0 | 0 | 0 | 0 | 0 | 0 | 0 | 0 | 0 | 0 | 0 | 0 | 0 | 0 | 0 | 0 | 0 | 0 | 0 | 0 | 0 | 0 | 0 | 0 | 0 | 0 | 0
VIC1 | Solar PV | 0 | 0 | 0 | 0 | 0 | 0 | 0 | 0 | 0 | 0 | 0 | 0 | 0 | 0 | 0 | 0 | 0 | 0 | 0 | 0 | 0 | 0 | 0 | 0 | 0 | 0 | 0 | 0 | 0 | 0
VIC1 | LS Battery | 0 | 0 | 0 | 0 | 0 | 0 | 0 | 0 | 0 | 0 | 0 | 0 | 0 | 0 | 0 | 0 | 0 | 0 | 0 | 0 | 0 | 0 | 0 | 0 | 0 | 0 | 0 | 0 | 0 | 0
VIC1 | Pumped Hydro | 0 | 0 | 0 | 0 | 0 | 0 | 0 | 0 | 0 | 0 | 0 | 0 | 0 | 0 | 0 | 0 | 0 | 0 | 0 | 0 | 0 | 0 | 0 | 0 | 0 | 0 | 0 | 0 | 0 | 0
VIC1 | Pumped Hydro Pump | 0 | 0 | 0 | 0 | 0 | 0 | 0 | 0 | 0 | 0 | 0 | 0 | 0 | 0 | 0 | 0 | 0 | 0 | 0 | 0 | 0 | 0 | 0 | 0 | 0 | 0 | 0 | 0 | 0 | 0
Total |  | 0.015007 | 0.088935 | 0.00089644 | 0.3089 | 9937.4143 | 0.0007781 | 0.00021074 | 9450.9736 | 2581.6901 | 4332.412 | 679.4663 | 0.00018156 | 268.2762 | 7.224e-05 | 0.00066332 | 0.00013849 | 0.00015319 | 3.7882e-05 | 0.00030373 | 4078.1698 | 20558.4358 | 0.00013044 | 1.2766e-05 | 19682.1075 | 1620.9161 | 2387.4364 | 543.8896 | 0.0017814 | 4.2569e-05 | 2.2105e-05
Region | Technology | 2020-21 | 2021-22 | 2022-23 | 2023-24 | 2024-25 | 2025-26 | 2026-27 | 2027-28 | 2028-29 | 2029-30 | 2030-31 | 2031-32 | 2032-33 | 2033-34 | 2034-35 | 2035-36 | 2036-37 | 2037-38 | 2038-39 | 2039-40 | 2040-41 | 2041-42 | 2042-43 | 2043-44 | 2044-45 | 2045-46 | 2046-47 | 2047-48 | 2048-49 | 2049-50
SA1 | Black Coal | 0 | 0 | 0 | 0 | 0 | 0 | 0 | 0 | 0 | 0 | 0 | 0 | 0 | 0 | 0 | 0 | 0 | 0 | 0 | 0 | 0 | 0 | 0 | 0 | 0 | 0 | 0 | 0 | 0 | 0
SA1 | Brown Coal | 0 | 0 | 0 | 0 | 0 | 0 | 0 | 0 | 0 | 0 | 0 | 0 | 0 | 0 | 0 | 0 | 0 | 0 | 0 | 0 | 0 | 0 | 0 | 0 | 0 | 0 | 0 | 0 | 0 | 0
SA1 | CCGT | 0 | 0 | 0 | 0 | 0.0022811 | 0.00019558 | 3.89e-05 | 8.8844e-05 | 2.7225e-05 | 1.6783e-05 | 9.6124e-06 | 7.1376e-06 | 6.2431e-06 | 4.0268e-06 | 3.2821e-06 | 2.3518e-06 | 1.3923e-05 | 0 | 0 | 0 | 0 | 0 | 0 | 0 | 0 | 0 | 0 | 0 | 0 | 0
SA1 | Gas - Steam | 0 | 0 | 0 | 0 | 0 | 0 | 0 | 0 | 0 | 0 | 0 | 0 | 0 | 0 | 0 | 0 | 0 | 0 | 0 | 0 | 0 | 0 | 0 | 0 | 0 | 0 | 0 | 0 | 0 | 0
SA1 | OCGT / Diesel | 0.078554 | 0.00020035 | 9.4844e-05 | 0.00022279 | 0.008934 | 0.0017697 | 0.00013534 | 0.064375 | 0.00022158 | 760.8379 | 4.0977e-05 | 3.4234e-05 | 2.716e-05 | 2.1088e-05 | 1.7457e-05 | 1.6059e-05 | 1.9882e-05 | 1.5509e-05 | 1.6473e-05 | 1.5188e-05 | 1.8569e-05 | 1.5003e-05 | 1.4473e-05 | 3.084e-05 | 0.063957 | 0.00013792 | 0.00011874 | 5.9093e-05 | 0.00012677 | 4.9381e-05
SA1 | Hydro | 0 | 0 | 0 | 0 | 0 | 0 | 0 | 0 | 0 | 0 | 0 | 0 | 0 | 0 | 0 | 0 | 0 | 0 | 0 | 0 | 0 | 0 | 0 | 0 | 0 | 0 | 0 | 0 | 0 | 0
SA1 | Wind | 0 | 0 | 0 | 0 | 0 | 0 | 0 | 0 | 0 | 0 | 0 | 0 | 0 | 0 | 0 | 0 | 0 | 0 | 0 | 0 | 0 | 0 | 0 | 0 | 0 | 0 | 0 | 0 | 0 | 0
SA1 | Solar PV | 0 | 0 | 0 | 0 | 0 | 0 | 0 | 0 | 0 | 0 | 0 | 0 | 0 | 0 | 0 | 0 | 0 | 0 | 0 | 0 | 0 | 0 | 0 | 0 | 0 | 0 | 0 | 0 | 0 | 0
SA1 | LS Battery | 0 | 0 | 0 | 0 | 0 | 0 | 0 | 0 | 0 | 0 | 0 | 0 | 0 | 0 | 0 | 0 | 0 | 0 | 0 | 0 | 0 | 0 | 0 | 0 | 0 | 0 | 0 | 0 | 0 | 0
SA1 | Pumped Hydro | 0 | 0 | 0 | 0 | 0 | 0 | 0 | 0 | 0 | 0 | 0 | 0 | 0 | 0 | 0 | 0 | 0 | 0 | 0 | 0 | 0 | 0 | 0 | 0 | 0 | 0 | 0 | 0 | 0 | 0
SA1 | Pumped Hydro Pump | 0 | 0 | 0 | 0 | 0 | 0 | 0 | 0 | 0 | 0 | 0 | 0 | 0 | 0 | 0 | 0 | 0 | 0 | 0 | 0 | 0 | 0 | 0 | 0 | 0 | 0 | 0 | 0 | 0 | 0
Total |  | 0.078554 | 0.00020035 | 9.4844e-05 | 0.00022279 | 0.011215 | 0.0019653 | 0.00017424 | 0.064463 | 0.00024881 | 760.8379 | 5.059e-05 | 4.1372e-05 | 3.3403e-05 | 2.5115e-05 | 2.0739e-05 | 1.8411e-05 | 3.3805e-05 | 1.5509e-05 | 1.6473e-05 | 1.5188e-05 | 1.8569e-05 | 1.5003e-05 | 1.4473e-05 | 3.084e-05 | 0.063957 | 0.00013792 | 0.00011874 | 5.9093e-05 | 0.00012677 | 4.9381e-05
Region | Technology | 2020-21 | 2021-22 | 2022-23 | 2023-24 | 2024-25 | 2025-26 | 2026-27 | 2027-28 | 2028-29 | 2029-30 | 2030-31 | 2031-32 | 2032-33 | 2033-34 | 2034-35 | 2035-36 | 2036-37 | 2037-38 | 2038-39 | 2039-40 | 2040-41 | 2041-42 | 2042-43 | 2043-44 | 2044-45 | 2045-46 | 2046-47 | 2047-48 | 2048-49 | 2049-50
TAS1 | Black Coal | 0 | 0 | 0 | 0 | 0 | 0 | 0 | 0 | 0 | 0 | 0 | 0 | 0 | 0 | 0 | 0 | 0 | 0 | 0 | 0 | 0 | 0 | 0 | 0 | 0 | 0 | 0 | 0 | 0 | 0
TAS1 | Brown Coal | 0 | 0 | 0 | 0 | 0 | 0 | 0 | 0 | 0 | 0 | 0 | 0 | 0 | 0 | 0 | 0 | 0 | 0 | 0 | 0 | 0 | 0 | 0 | 0 | 0 | 0 | 0 | 0 | 0 | 0
TAS1 | CCGT | 0 | 0 | 0 | 0 | 0 | 0 | 0 | 0 | 0 | 0 | 0 | 0 | 0 | 0 | 0 | 0 | 0 | 0 | 0 | 0 | 0 | 0 | 0 | 0 | 0 | 0 | 0 | 0 | 0 | 0
TAS1 | Gas - Steam | 0 | 0 | 0 | 0 | 0 | 0 | 0 | 0 | 0 | 0 | 0 | 0 | 0 | 0 | 0 | 0 | 0 | 0 | 0 | 0 | 0 | 0 | 0 | 0 | 0 | 0 | 0 | 0 | 0 | 0
TAS1 | OCGT / Diesel | 7753.3687 | 0.0018789 | 0.00095534 | 0.00064193 | 0.00047496 | 0.00037522 | 0.00030885 | 0.00026178 | 0.00022663 | 0.00019927 | 0.00017717 | 0.00015889 | 0.000143 | 0.00012953 | 0.00011841 | 0.00010869 | 0.00010014 | 9.2373e-05 | 8.5281e-05 | 7.8644e-05 | 3.5542e-05 | 3.3305e-05 | 3.1492e-05 | 2.9856e-05 | 2.818e-05 | 2.6671e-05 | 2.5118e-05 | 2.3856e-05 | 2.3219e-05 | 2.3127e-05
TAS1 | Hydro | 0 | 0 | 0 | 0 | 0 | 0 | 0 | 0 | 0 | 0 | 0 | 0 | 0 | 0 | 0 | 0 | 0 | 0 | 0 | 0 | 0 | 0 | 0 | 0 | 0 | 0 | 0 | 0 | 0 | 0
TAS1 | Wind | 0 | 0 | 0 | 0 | 0 | 0 | 0 | 0 | 0 | 0 | 0 | 0 | 0 | 0 | 0 | 0 | 0 | 0 | 0 | 0 | 0 | 0 | 0 | 0 | 0 | 0 | 0 | 0 | 0 | 0
TAS1 | Solar PV | 0 | 0 | 0 | 0 | 0 | 0 | 0 | 0 | 0 | 0 | 0 | 0 | 0 | 0 | 0 | 0 | 0 | 0 | 0 | 0 | 0 | 0 | 0 | 0 | 0 | 0 | 0 | 0 | 0 | 0
TAS1 | LS Battery | 0 | 0 | 0 | 0 | 0 | 0 | 0 | 0 | 0 | 0 | 0 | 0 | 0 | 0 | 0 | 0 | 0 | 0 | 0 | 0 | 0 | 0 | 0 | 0 | 0 | 0 | 0 | 0 | 0 | 0
TAS1 | Pumped Hydro | 0 | 0 | 0 | 0 | 0 | 0 | 0 | 0 | 0 | 0 | 0 | 0 | 0 | 0 | 0 | 0 | 0 | 0 | 0 | 0 | 0 | 0 | 0 | 0 | 0 | 0 | 0 | 0 | 0 | 0
TAS1 | Pumped Hydro Pump | 0 | 0 | 0 | 0 | 0 | 0 | 0 | 0 | 0 | 0 | 0 | 0 | 0 | 0 | 0 | 0 | 0 | 0 | 0 | 0 | 0 | 0 | 0 | 0 | 0 | 0 | 0 | 0 | 0 | 0
Total |  | 7753.3687 | 0.0018789 | 0.00095534 | 0.00064193 | 0.00047496 | 0.00037522 | 0.00030885 | 0.00026178 | 0.00022663 | 0.00019927 | 0.00017717 | 0.00015889 | 0.000143 | 0.00012953 | 0.00011841 | 0.00010869 | 0.00010014 | 9.2373e-05 | 8.5281e-05 | 7.8644e-05 | 3.5542e-05 | 3.3305e-05 | 3.1492e-05 | 2.9856e-05 | 2.818e-05 | 2.6671e-05 | 2.5118e-05 | 2.3856e-05 | 2.3219e-05 | 2.3127e-05

## Accelerated_BaseCase_REZ TxCost
REZ transmission expansion cost by region ($000s) - Base Case, Accelerated Transition to a Low Emissions Future Scenario
Real June 2019 dollars discounted to June 2025. As with the total capital costs, the REZ transmission expansion costs are annualised for modelling purposes.
Region | Aggregation | 2020-21 | 2021-22 | 2022-23 | 2023-24 | 2024-25 | 2025-26 | 2026-27 | 2027-28 | 2028-29 | 2029-30 | 2030-31 | 2031-32 | 2032-33 | 2033-34 | 2034-35 | 2035-36 | 2036-37 | 2037-38 | 2038-39 | 2039-40 | 2040-41 | 2041-42 | 2042-43 | 2043-44 | 2044-45 | 2045-46 | 2046-47 | 2047-48 | 2048-49 | 2049-50
NSW1 | Transmission | 0.19791 | 0.20874 | 0.22806 | 2558.5376 | 21617.986 | 26408.1954 | 44950.1004 | 82603.4865 | 100298.5672 | 119558.5053 | 126295.9562 | 157780.8998 | 171985.3601 | 176722.4674 | 170071.6005 | 210696.0791 | 232111.3963 | 235344.5455 | 231763.1233 | 222823.96 | 214973.9115 | 202997.0838 | 191687.5202 | 250094.854 | 235497.598 | 222377.337 | 211784.4323 | 200517.5072 | 188813.9264 | 178294.5502
QLD1 | Transmission | 0.49368 | 0.5902 | 0.67301 | 0.7838 | 0.87464 | 0.95723 | 1.2441 | 1266.8466 | 15650.6977 | 14778.7557 | 13955.8764 | 16386.6597 | 79490.4523 | 86046.3106 | 81252.4196 | 83167.6876 | 109022.2385 | 125353.8228 | 135704.7511 | 174559.9532 | 227147.4595 | 214492.4084 | 202542.4073 | 191767.2139 | 208442.7169 | 199047.0791 | 213214.1281 | 222993.7202 | 282927.9135 | 269058.7725
VIC1 | Transmission | 0.12841 | 0.13573 | 4946.8016 | 4683.6309 | 4410.2619 | 4164.5539 | 3932.5349 | 3723.3235 | 4719.1652 | 4456.2471 | 4449.7318 | 4213.0057 | 6217.0929 | 5870.7214 | 5543.647 | 26551.8174 | 25002.2497 | 23609.3025 | 25986.4818 | 27592.1865 | 25981.7168 | 24534.1996 | 23167.3279 | 21934.8245 | 20654.5577 | 19503.8325 | 18417.218 | 17437.4197 | 16419.6524 | 15504.8658
SA1 | Transmission | 0.36134 | 0.45634 | 0.5344 | 0.60402 | 0.63019 | 0.62648 | 830.0594 | 9684.6102 | 9119.437 | 8611.7015 | 8335.8416 | 8148.5516 | 7673.3676 | 7245.8782 | 7876.4265 | 29082.3096 | 27927.5603 | 29683.4297 | 31758.976 | 30069.5967 | 33294.1766 | 31439.2608 | 29687.6877 | 32927.4005 | 33357.5321 | 31999.5323 | 31397.4473 | 34564.2141 | 39274.1509 | 54069.7987
TAS1 | Transmission | 2.5406e-06 | 1.1071e-05 | 0.00018897 | 1133.5661 | 1067.4106 | 1007.9525 | 951.8828 | 1447.3414 | 2972.3626 | 2806.7791 | 2650.4058 | 3229.9028 | 3041.3835 | 2871.9392 | 2711.966 | 3306.3347 | 3588.0075 | 3388.1093 | 3199.348 | 3029.6225 | 2852.7929 | 2693.8555 | 2543.773 | 2408.4447 | 2996.6561 | 2829.7042 | 2672.0532 | 2529.9007 | 2382.2383 | 2249.5168
Total |  | 1.1813 | 1.391 | 4948.2372 | 8377.1224 | 27097.1633 | 31582.2855 | 50665.8216 | 98725.6083 | 132760.2297 | 150211.9888 | 155687.8118 | 189759.0196 | 268407.6565 | 278757.3168 | 267456.0597 | 352804.2285 | 397651.4523 | 417379.2099 | 428412.6803 | 458075.319 | 504250.0573 | 476156.8081 | 449628.7161 | 499132.7376 | 500949.0608 | 475757.4851 | 477485.2789 | 478042.7619 | 529817.8815 | 519177.5041

## Accelerated_BaseCase_USEDSPCost
USE and DSP cost by region ($000s) - Base Case, Accelerated Transition to a Low Emissions Future Scenario
Real June 2019 dollars discounted to June 2025
Region | Aggregation | 2020-21 | 2021-22 | 2022-23 | 2023-24 | 2024-25 | 2025-26 | 2026-27 | 2027-28 | 2028-29 | 2029-30 | 2030-31 | 2031-32 | 2032-33 | 2033-34 | 2034-35 | 2035-36 | 2036-37 | 2037-38 | 2038-39 | 2039-40 | 2040-41 | 2041-42 | 2042-43 | 2043-44 | 2044-45 | 2045-46 | 2046-47 | 2047-48 | 2048-49 | 2049-50
NSW1 | USE / DSP | 0.75451 | 0.77274 | 639.7216 | 0.79874 | 0.80928 | 8046.7291 | 0.79011 | 0.80567 | 0.81455 | 61.0762 | 901.5108 | 985.6457 | 0.83862 | 963.7846 | 1445.524 | 4453.4254 | 829.3804 | 5649.9865 | 3348.5868 | 10022.7609 | 1873.4406 | 15674.0118 | 6867.5034 | 9031.013 | 0.95131 | 4821.8658 | 13509.9727 | 38309.3245 | 150252.7441 | 240859.9303
QLD1 | USE / DSP | 0.75716 | 0.76695 | 0.77491 | 0.77792 | 16.7619 | 25641.8157 | 10323.0161 | 7116.6346 | 958.4687 | 1326.7852 | 108.1684 | 7575.252 | 38.0914 | 8653.1529 | 0.76591 | 1419.5286 | 562.263 | 3371.3811 | 3178.461 | 4124.9522 | 625.1281 | 16549.3749 | 6748.5637 | 646.0244 | 286.6074 | 932.4317 | 1278.1392 | 775.4231 | 16890.6386 | 20016.4066
VIC1 | USE / DSP | 0.77166 | 0.7839 | 100659.3225 | 21780.7903 | 1180.2757 | 57.7173 | 9404.0049 | 0.81444 | 56.3007 | 48.6632 | 609.8427 | 722.7428 | 0.85322 | 4663.5837 | 3024.2077 | 5143.5594 | 1006.0505 | 1178.8053 | 1710.5702 | 1241.3811 | 990.1799 | 4015.2681 | 5004.4038 | 910.3879 | 0.98006 | 1126.9885 | 6773.1694 | 13818.2494 | 95148.3906 | 131330.5427
SA1 | USE / DSP | 0.78229 | 0.79333 | 555.6957 | 598.1169 | 656.2949 | 20.4564 | 4726.6264 | 0.80608 | 85.911 | 12.9038 | 381.4308 | 377.5961 | 0.83624 | 1050.4955 | 1211.7371 | 4160.5763 | 111.1307 | 1271.7928 | 473.9079 | 3437.3453 | 200.9404 | 3595.765 | 3102.8399 | 3634.9098 | 35.6518 | 350.5946 | 540.8258 | 1109.7892 | 4797.4152 | 7197.4327
TAS1 | USE / DSP | 0.77004 | 0.77491 | 0.76804 | 0.78665 | 0.78127 | 0.75424 | 0.76542 | 0.76738 | 0.77175 | 0.77282 | 0.76578 | 0.78407 | 0.77837 | 0.75623 | 0.76578 | 0.76591 | 0.774 | 0.77432 | 0.7689 | 0.79089 | 0.7883 | 0.74882 | 0.75647 | 0.76565 | 0.77451 | 0.77594 | 0.76823 | 9.0616 | 0.79388 | 4.5647
Total |  | 3.8357 | 3.8918 | 101856.2828 | 22381.2705 | 1854.923 | 33767.4727 | 24455.2029 | 7119.8281 | 1102.2667 | 1450.2011 | 2001.7185 | 9662.0207 | 41.3978 | 15331.7729 | 5683.0004 | 15177.8556 | 2509.5987 | 11472.7399 | 8712.2947 | 18827.2303 | 3690.4774 | 39835.1686 | 21724.0672 | 14223.1007 | 324.9651 | 7232.6565 | 22102.8753 | 54021.8477 | 267089.9823 | 399408.877

## Accelerate_BaseCase_SyncConCost
Synchronous Condenser cost by region ($000s) - Base Case, Accelerated Transition to a Low Emissions Future Scenario
Real June 2019 dollars discounted to June 2025
Region | Aggregation | 2020-21 | 2021-22 | 2022-23 | 2023-24 | 2024-25 | 2025-26 | 2026-27 | 2027-28 | 2028-29 | 2029-30 | 2030-31 | 2031-32 | 2032-33 | 2033-34 | 2034-35 | 2035-36 | 2036-37 | 2037-38 | 2038-39 | 2039-40 | 2040-41 | 2041-42 | 2042-43 | 2043-44 | 2044-45 | 2045-46 | 2046-47 | 2047-48 | 2048-49 | 2049-50
TAS1 | SyncCon | 812.7692 | 719.3646 | 499.7253 | 659.179 | 319.6731 | 336.3235 | 526.4634 | 510.1999 | 477.5548 | 570.1104 | 545.1029 | 575.1932 | 334.7618 | 342.4907 | 428.2038 | 425.0347 | 441.0237 | 447.508 | 422.5713 | 362.0522 | 272.9326 | 299.5109 | 351.677 | 240.0368 | 294.3543 | 285.0309 | 266.8942 | 242.9672 | 194.3346 | 161.8985
Total |  | 812.7692 | 719.3646 | 499.7253 | 659.179 | 319.6731 | 336.3235 | 526.4634 | 510.1999 | 477.5548 | 570.1104 | 545.1029 | 575.1932 | 334.7618 | 342.4907 | 428.2038 | 425.0347 | 441.0237 | 447.508 | 422.5713 | 362.0522 | 272.9326 | 299.5109 | 351.677 | 240.0368 | 294.3543 | 285.0309 | 266.8942 | 242.9672 | 194.3346 | 161.8985

## Accelerated_M28_32_CF
Capacity factor by technology (%) - Marinus 1500MW M28_32, Accelerated Transition to a Low Emissions Future Scenario
Region | Technology | 2020-21 | 2021-22 | 2022-23 | 2023-24 | 2024-25 | 2025-26 | 2026-27 | 2027-28 | 2028-29 | 2029-30 | 2030-31 | 2031-32 | 2032-33 | 2033-34 | 2034-35 | 2035-36 | 2036-37 | 2037-38 | 2038-39 | 2039-40 | 2040-41 | 2041-42 | 2042-43 | 2043-44 | 2044-45 | 2045-46 | 2046-47 | 2047-48 | 2048-49 | 2049-50
NEM | Black Coal | 61.33% | 60.55% | 63.02% | 63.63% | 61.85% | 57.77% | 60.8% | 60.65% | 61.27% | 60.87% | 60.11% | 61.28% | 59.24% | 55.29% | 56.46% | 59.62% | 59.61% | 59.42% | 62.87% | 58.95% | 58.92% | 54.28% | 50.43% | 57.72% | 59.13% | 57.22% | 56.18% | 47.95% | 53.36% | 0%
NEM | Brown Coal | 75.16% | 75.91% | 70.35% | 73.19% | 75.65% | 74.68% | 71.67% | 74.04% | 70.37% | 71.22% | 73.46% | 73.37% | 71.84% | 70.89% | 71.43% | 73.02% | 70.67% | 73.98% | 65.88% | 61.89% | 67.42% | 62.26% | 70.14% | 70.27% | 75.3% | 70.13% | 73.02% | 0% | 0% | 0%
NEM | CCGT | 19.29% | 20.89% | 25.07% | 23.83% | 21.21% | 20.33% | 19.84% | 22.3% | 25.25% | 23.55% | 24.15% | 27.55% | 27.28% | 27.64% | 23.27% | 35.68% | 37.97% | 41.98% | 44.3% | 45.06% | 48.76% | 50.49% | 48.69% | 62.95% | 63.71% | 67.31% | 69.76% | 68.78% | 70.4% | 68.57%
NEM | Gas - Steam | 0.5635% | 1.011% | 1.616% | 1.766% | 1.636% | 1.511% | 1.49% | 0% | 0% | 0% | 0% | 0% | 0% | 0% | 0% | 0% | 0% | 0% | 0% | 0% | 0% | 0% | 0% | 0% | 0% | 0% | 0% | 0% | 0% | 0%
NEM | OCGT / Diesel | 0.2061% | 0.3015% | 0.7447% | 0.7152% | 0.3364% | 0.4692% | 0.3837% | 0.6441% | 0.6109% | 0.7502% | 0.6579% | 1.194% | 0.5188% | 1.144% | 1.391% | 5.348% | 7.761% | 9.696% | 11.49% | 6.9% | 9.148% | 9.222% | 7.238% | 8.278% | 9.622% | 11.43% | 13.81% | 8.759% | 10.79% | 6.657%
NEM | Hydro | 21.43% | 22.66% | 24.59% | 23.44% | 25.72% | 26.1% | 23.53% | 24.44% | 27.6% | 25.82% | 25.71% | 24.26% | 26.5% | 27.1% | 24.22% | 26.91% | 25.19% | 25.41% | 24.94% | 24.39% | 26.73% | 26.62% | 22.62% | 26.86% | 25.48% | 25.49% | 24.41% | 24.93% | 26.64% | 26.29%
NEM | Wind | 33.95% | 34.42% | 38.49% | 35.68% | 36.51% | 37.77% | 39.39% | 35.58% | 34.5% | 34.51% | 35.34% | 33.94% | 34.19% | 35.99% | 36.85% | 34.25% | 33.02% | 32.46% | 33.03% | 30.5% | 29.97% | 31.68% | 32.33% | 30.89% | 30.01% | 29.49% | 29.81% | 28.37% | 27.44% | 29.15%
NEM | Solar PV | 27.68% | 28.61% | 29.02% | 29.66% | 28.4% | 28.07% | 29.93% | 26.81% | 28.4% | 29.3% | 29.8% | 30.06% | 29% | 28.11% | 30.01% | 27.07% | 28.27% | 29.59% | 30.14% | 29.87% | 28.93% | 28.23% | 30.05% | 27.08% | 28.05% | 29.24% | 29.63% | 29.47% | 28.44% | 27.72%
NEM | LS Battery | 5.629% | 5.277% | 4.976% | 5.423% | 4.259% | 6.306% | 5.996% | 5.693% | 5.616% | 5.669% | 6.058% | 6.093% | 5.762% | 6.079% | 6.231% | 6.094% | 6.174% | 7.132% | 7.099% | 8.822% | 8.565% | 8.398% | 8.692% | 8.572% | 8.817% | 8.819% | 9.082% | 8.911% | 8.827% | 8.625%
NEM | Pumped Hydro | 0.8633% | 0.852% | 1.894% | 1.818% | 2.805% | 7.177% | 14.83% | 16.31% | 17.51% | 20.95% | 21.8% | 23.07% | 20.7% | 22.82% | 23.39% | 24.04% | 23.47% | 24.74% | 24.86% | 24.45% | 23.81% | 23.68% | 25.14% | 24.04% | 24% | 25.95% | 26.4% | 26.45% | 27.05% | 28.39%
Region | Technology | 2020-21 | 2021-22 | 2022-23 | 2023-24 | 2024-25 | 2025-26 | 2026-27 | 2027-28 | 2028-29 | 2029-30 | 2030-31 | 2031-32 | 2032-33 | 2033-34 | 2034-35 | 2035-36 | 2036-37 | 2037-38 | 2038-39 | 2039-40 | 2040-41 | 2041-42 | 2042-43 | 2043-44 | 2044-45 | 2045-46 | 2046-47 | 2047-48 | 2048-49 | 2049-50
NSW1 | Black Coal | 59.7% | 59.56% | 62.69% | 62.52% | 59.94% | 55.58% | 62.06% | 63.73% | 62.4% | 61% | 60.8% | 63.82% | 62.74% | 58.14% | 61.93% | 61.58% | 61.75% | 61.75% | 61.75% | 61.58% | 61.75% | 61.77% | 0% | 0% | 0% | 0% | 0% | 0% | 0% | 0%
NSW1 | Brown Coal | bar: 2020-21 to 2049-50
NSW1 | CCGT | 28.54% | 27.81% | 30.72% | 29.08% | 31.43% | 31.32% | 30.22% | 32.37% | 32.4% | 31.95% | 33.58% | 37.13% | 35.83% | 38.53% | 33.77% | 51.71% | 54.71% | 54.38% | 52.32% | 51.23% | 52.25% | 55.49% | 58.34% | 65.95% | 73.26% | 71.84% | 72.51% | 69.22% | 72% | 69.19%
NSW1 | Gas - Steam | bar: 2020-21 to 2049-50
NSW1 | OCGT / Diesel | 2.537e-05% | 2.982e-05% | 0.04771% | 0.03481% | 0.0569% | 0.2803% | 0.08849% | 0.2857% | 0.1559% | 0.5341% | 0.3518% | 0.708% | 0.2093% | 0.7583% | 1.641% | 5.018% | 10.09% | 12.58% | 15.97% | 7.926% | 11.75% | 12.22% | 8.313% | 7.53% | 11.81% | 12% | 14.49% | 8.624% | 6.104% | 5.465%
NSW1 | Hydro | 11.98% | 12.03% | 12.49% | 12.51% | 12.98% | 14.34% | 13.03% | 13.56% | 14.04% | 15.13% | 15.42% | 16.01% | 15.02% | 16.5% | 16.1% | 17.96% | 16.74% | 18.4% | 18.76% | 18.31% | 17.69% | 18.94% | 19.31% | 18.45% | 17.75% | 18.76% | 18.71% | 18.44% | 17.91% | 19.2%
NSW1 | Wind | 31.1% | 33.61% | 38.24% | 37.31% | 40.86% | 41.31% | 44.11% | 35.2% | 31.21% | 32.69% | 33.28% | 34.64% | 35.98% | 36.54% | 37.28% | 31.55% | 28.28% | 28.68% | 29.43% | 28.86% | 29.51% | 30.76% | 31.59% | 27.68% | 25.82% | 26.27% | 27.14% | 27.92% | 28.59% | 29.98%
NSW1 | Solar PV | 27.59% | 28.71% | 28.83% | 29.27% | 28.04% | 27% | 29.86% | 26.77% | 28.12% | 29.36% | 30.13% | 29.99% | 29.2% | 28.1% | 30.4% | 27.22% | 28.14% | 29.91% | 30.63% | 29.86% | 29.12% | 28.32% | 30.49% | 27.34% | 28.05% | 29.58% | 30.02% | 29.62% | 28.83% | 28.19%
NSW1 | LS Battery | 0% | 0% | 0% | 0% | 0% | 0% | 0% | 0% | 0% | 0% | 0% | 0% | 0% | 0% | 0% | 0% | 0% | 0% | 0% | 0% | 0% | 0% | 0% | 8.674% | 9.041% | 9.236% | 9.583% | 9.249% | 8.938% | 8.802%
NSW1 | Pumped Hydro | 0.4577% | 0.414% | 1.764% | 1.725% | 3.097% | 7.136% | 14.65% | 16.93% | 17.44% | 21.24% | 22% | 24.27% | 20.79% | 23.5% | 23.8% | 25.51% | 24.18% | 26.19% | 25.97% | 26.39% | 25.96% | 26.03% | 26.5% | 26.15% | 25.29% | 26.75% | 26.89% | 26.35% | 25.83% | 25.54%
Region | Technology | 2020-21 | 2021-22 | 2022-23 | 2023-24 | 2024-25 | 2025-26 | 2026-27 | 2027-28 | 2028-29 | 2029-30 | 2030-31 | 2031-32 | 2032-33 | 2033-34 | 2034-35 | 2035-36 | 2036-37 | 2037-38 | 2038-39 | 2039-40 | 2040-41 | 2041-42 | 2042-43 | 2043-44 | 2044-45 | 2045-46 | 2046-47 | 2047-48 | 2048-49 | 2049-50
QLD1 | Black Coal | 63.53% | 61.9% | 63.37% | 64.94% | 64.07% | 60.32% | 59.62% | 57.78% | 60.17% | 60.75% | 59.54% | 59.62% | 56.91% | 53.39% | 53.61% | 59.18% | 59.07% | 58.66% | 63.29% | 57.97% | 57.49% | 50.46% | 50.43% | 57.72% | 59.13% | 57.22% | 56.18% | 47.95% | 53.36% | 0%
QLD1 | Brown Coal | bar: 2020-21 to 2049-50
QLD1 | CCGT | 16.63% | 16.98% | 18.99% | 19.54% | 19.51% | 18.69% | 20.5% | 20.66% | 27.71% | 26.42% | 28.1% | 28.99% | 29.51% | 27.05% | 25.13% | 31.49% | 33.8% | 39.98% | 42.4% | 39.63% | 45.92% | 42.22% | 36.27% | 45.14% | 43.38% | 47.5% | 73.99% | 72.25% | 75.35% | 69.91%
QLD1 | Gas - Steam | bar: 2020-21 to 2049-50
QLD1 | OCGT / Diesel | 0.008971% | 6.377e-05% | 0.002528% | 0.001239% | 0.05776% | 0.06964% | 0.1974% | 0.2919% | 0.4073% | 0.4618% | 0.4868% | 0.4751% | 0.1667% | 0.1073% | 0.1362% | 0.7179% | 1.348% | 5.445% | 7.668% | 4.003% | 6.933% | 4.291% | 4.85% | 8.31% | 8.058% | 10.32% | 12.15% | 8.766% | 13.49% | 6.066%
QLD1 | Hydro | 52.61% | 52.62% | 52.64% | 52.58% | 52.69% | 52.56% | 52.61% | 52.61% | 52.67% | 52.48% | 52.6% | 52.63% | 52.49% | 52.55% | 52.21% | 52.43% | 51.72% | 52.32% | 51.99% | 51.39% | 51.91% | 50.05% | 49.02% | 50.93% | 50.5% | 49.88% | 49.28% | 48.55% | 49.24% | 46.57%
QLD1 | Wind | 39.85% | 41.89% | 44.32% | 41.62% | 37.33% | 41.38% | 41.17% | 39.82% | 38.06% | 38.29% | 35.22% | 35.53% | 33.65% | 39.15% | 37.55% | 40.47% | 40.02% | 39.3% | 35.73% | 33.12% | 30.37% | 34.78% | 33.6% | 34.32% | 33.45% | 32.6% | 29.86% | 29.08% | 26.22% | 30.03%
QLD1 | Solar PV | 28.28% | 29.39% | 30.01% | 30.64% | 29.33% | 28.95% | 30.96% | 25.79% | 28.86% | 29.76% | 30.38% | 30.96% | 29.77% | 28.93% | 30.89% | 25.83% | 28.83% | 29.69% | 30.28% | 30.58% | 29.75% | 28.93% | 30.7% | 26% | 28.55% | 29.46% | 30.09% | 29.77% | 28.66% | 27.92%
QLD1 | LS Battery | 3.197% | 7.282% | 4.41% | 8.806% | 8.059% | 12.55% | 13.44% | 12.46% | 12.66% | 12.93% | 13% | 12.44% | 11.93% | 12.29% | 12.95% | 12.65% | 13.09% | 14.9% | 15.01% | 9.023% | 8.65% | 8.452% | 8.554% | 8.442% | 8.381% | 7.723% | 8.09% | 8.298% | 8.561% | 7.823%
QLD1 | Pumped Hydro | 1.034% | 1.036% | 1.948% | 1.855% | 2.68% | 7.193% | 11.3% | 10.77% | 12.1% | 14.63% | 15.72% | 17.72% | 16.7% | 17.99% | 19.72% | 19.68% | 20.58% | 21.01% | 21.33% | 20.94% | 20.67% | 19.11% | 21.01% | 19.94% | 21.55% | 26.44% | 27.39% | 29.65% | 35.21% | 40.28%
Region | Technology | 2020-21 | 2021-22 | 2022-23 | 2023-24 | 2024-25 | 2025-26 | 2026-27 | 2027-28 | 2028-29 | 2029-30 | 2030-31 | 2031-32 | 2032-33 | 2033-34 | 2034-35 | 2035-36 | 2036-37 | 2037-38 | 2038-39 | 2039-40 | 2040-41 | 2041-42 | 2042-43 | 2043-44 | 2044-45 | 2045-46 | 2046-47 | 2047-48 | 2048-49 | 2049-50
VIC1 | Black Coal | bar: 2020-21 to 2049-50
VIC1 | Brown Coal | 75.16% | 75.91% | 70.35% | 73.19% | 75.65% | 74.68% | 71.67% | 74.04% | 70.37% | 71.22% | 73.46% | 73.37% | 71.84% | 70.89% | 71.43% | 73.02% | 70.67% | 73.98% | 65.88% | 61.89% | 67.42% | 62.26% | 70.14% | 70.27% | 75.3% | 70.13% | 73.02% | 0% | 0% | 0%
VIC1 | CCGT | 0% | 0% | 0% | 0% | 0% | 0% | 0% | 0% | 0% | 0% | 0% | 0% | 0% | 0% | 0% | 0% | 0% | 0% | 0% | 68.19% | 74.21% | 73.12% | 65.54% | 71.96% | 72.17% | 72.64% | 72.54% | 71.35% | 73.3% | 71.28%
VIC1 | Gas - Steam | 0.2798% | 0.9912% | 1.76% | 1.24% | 1.636% | 1.511% | 1.49% | 0% | 0% | 0% | 0% | 0% | 0% | 0% | 0% | 0% | 0% | 0% | 0% | 0% | 0% | 0% | 0% | 0% | 0% | 0% | 0% | 0% | 0% | 0%
VIC1 | OCGT / Diesel | 0.1688% | 0.248% | 0.6744% | 0.2954% | 0.4006% | 0.532% | 0.4553% | 0.7979% | 0.7238% | 0.7792% | 0.5845% | 1.524% | 0.469% | 1.079% | 1.588% | 7.17% | 9.452% | 10.89% | 11.79% | 8.314% | 9.926% | 11.41% | 8.019% | 8.905% | 11.29% | 14.42% | 18.96% | 9.641% | 11.74% | 8.565%
VIC1 | Hydro | 17.56% | 17.56% | 17.56% | 17.55% | 17.57% | 17.56% | 17.56% | 17.55% | 17.56% | 17.56% | 17.56% | 17.55% | 17.56% | 17.56% | 17.56% | 17.55% | 17.56% | 17.57% | 17.56% | 17.55% | 17.56% | 17.57% | 17.56% | 17.55% | 17.56% | 17.57% | 17.56% | 17.55% | 17.56% | 17.57%
VIC1 | Wind | 33.19% | 32.64% | 37.15% | 32.34% | 32.19% | 33.33% | 35.27% | 31.79% | 33.51% | 32.89% | 36.71% | 32.07% | 32.77% | 33.73% | 35.48% | 32.2% | 32.11% | 31.1% | 34.49% | 29.89% | 29.96% | 30.54% | 32.26% | 30.58% | 30.86% | 30.31% | 33.2% | 29.14% | 29.33% | 30.45%
VIC1 | Solar PV | 26.3% | 26.84% | 26.84% | 27.87% | 26.71% | 25.75% | 27.56% | 26% | 27.02% | 27.93% | 28.23% | 29.25% | 27.7% | 26.96% | 28.31% | 26.67% | 27.75% | 28.26% | 28.14% | 29.16% | 27.56% | 26.99% | 28.19% | 26.57% | 27.56% | 28.09% | 28.03% | 29.04% | 27.51% | 27.02%
VIC1 | LS Battery | 6.372% | 5.846% | 5.208% | 5.416% | 4.135% | 7.056% | 6.305% | 5.988% | 5.858% | 5.938% | 5.682% | 5.86% | 5.233% | 6.331% | 6.541% | 6.66% | 6.453% | 7.463% | 7.474% | 8.998% | 9.113% | 8.805% | 9.581% | 8.521% | 8.676% | 8.744% | 8.733% | 8.517% | 8.31% | 8.111%
VIC1 | Pumped Hydro | 0% | 0% | 0% | 0% | 0% | 0% | 22.73% | 23% | 27.48% | 28.15% | 25.4% | 25.9% | 23.27% | 26.22% | 25.6% | 25.66% | 25.73% | 25.16% | 26.55% | 25.03% | 23.32% | 21.09% | 23.94% | 22.06% | 21.77% | 22.25% | 21.94% | 22.32% | 21.27% | 20.27%
Region | Technology | 2020-21 | 2021-22 | 2022-23 | 2023-24 | 2024-25 | 2025-26 | 2026-27 | 2027-28 | 2028-29 | 2029-30 | 2030-31 | 2031-32 | 2032-33 | 2033-34 | 2034-35 | 2035-36 | 2036-37 | 2037-38 | 2038-39 | 2039-40 | 2040-41 | 2041-42 | 2042-43 | 2043-44 | 2044-45 | 2045-46 | 2046-47 | 2047-48 | 2048-49 | 2049-50
SA1 | Black Coal | bar: 2020-21 to 2049-50
SA1 | Brown Coal | bar: 2020-21 to 2049-50
SA1 | CCGT | 23.04% | 29.83% | 40.73% | 39.62% | 22.95% | 20.67% | 13.77% | 24.49% | 20.88% | 16.23% | 13.73% | 23.51% | 22.46% | 25.65% | 15.2% | 35.94% | 40.15% | 0% | 0% | 0% | 0% | 0% | 0% | 0% | 0% | 0% | 0% | 0% | 0% | 0%
SA1 | Gas - Steam | 0.6766% | 1.019% | 1.559% | 1.975% | 0% | 0% | 0% | 0% | 0% | 0% | 0% | 0% | 0% | 0% | 0% | 0% | 0% | 0% | 0% | 0% | 0% | 0% | 0% | 0% | 0% | 0% | 0% | 0% | 0% | 0%
SA1 | OCGT / Diesel | 0.7873% | 1.169% | 2.739% | 3.168% | 0.971% | 1.181% | 0.8907% | 1.346% | 1.266% | 1.645% | 1.684% | 2.798% | 2.222% | 4.68% | 3.357% | 12.43% | 13.24% | 12.38% | 12.89% | 8.669% | 9.778% | 12.17% | 8.975% | 8.073% | 6.42% | 7.166% | 8.189% | 7.172% | 5.511% | 6.553%
SA1 | Hydro | bar: 2020-21 to 2049-50
SA1 | Wind | 32.38% | 32.9% | 34.89% | 31% | 32.66% | 30.19% | 33.82% | 32.1% | 31.68% | 31.44% | 33.76% | 29.83% | 30.25% | 28.98% | 32.66% | 30.74% | 30.57% | 29.5% | 30.42% | 26.83% | 25.67% | 24.78% | 26.84% | 26.79% | 26.28% | 25.55% | 25.83% | 23% | 21.38% | 19.74%
SA1 | Solar PV | 28.72% | 28.9% | 30.31% | 30.62% | 29.24% | 29.91% | 30.52% | 29.58% | 30.49% | 30.7% | 31.36% | 31.41% | 29.76% | 29.87% | 30.39% | 29.32% | 30.18% | 30.19% | 30.8% | 30.59% | 28.89% | 29.3% | 29.42% | 28.58% | 28.82% | 28.64% | 28.96% | 28.9% | 26.94% | 26%
SA1 | LS Battery | 5.316% | 4.963% | 4.874% | 5.36% | 4.245% | 5.821% | 5.701% | 5.418% | 5.361% | 5.397% | 6.115% | 6.078% | 5.929% | 5.887% | 6.017% | 5.844% | 5.961% | 6.934% | 6.89% | 7.908% | 7.628% | 7.359% | 7.671% | 7.87% | 8.793% | 9.205% | 9.033% | 9.818% | 10.11% | 11.31%
SA1 | Pumped Hydro | 0% | 0% | 0% | 0% | 0% | 0% | 0% | 0% | 0% | 0% | 23.64% | 23.41% | 22.23% | 22.65% | 23.53% | 22.17% | 22.33% | 22.52% | 21.15% | 21.54% | 20.62% | 20.19% | 20.55% | 19.7% | 20.29% | 20.91% | 19.26% | 20.12% | 19.92% | 20.86%
Region | Technology | 2020-21 | 2021-22 | 2022-23 | 2023-24 | 2024-25 | 2025-26 | 2026-27 | 2027-28 | 2028-29 | 2029-30 | 2030-31 | 2031-32 | 2032-33 | 2033-34 | 2034-35 | 2035-36 | 2036-37 | 2037-38 | 2038-39 | 2039-40 | 2040-41 | 2041-42 | 2042-43 | 2043-44 | 2044-45 | 2045-46 | 2046-47 | 2047-48 | 2048-49 | 2049-50
TAS1 | Black Coal | bar: 2020-21 to 2049-50
TAS1 | Brown Coal | bar: 2020-21 to 2049-50
TAS1 | CCGT | 0.02939% | 0.2761% | 1.833% | 1.314% | 0.1429% | 0.0003874% | 0.0004542% | 0.0004622% | 1.136% | 0.9821% | 0.2039% | 1.435% | 1.641% | 4.467% | 2.381% | 12.73% | 7.904% | 17.42% | 32.04% | 10.68% | 4.462% | 15.43% | 10.73% | 12.42% | 4.255% | 11.6% | 13.99% | 15.5% | 3.914% | 13.62%
TAS1 | Gas - Steam | bar: 2020-21 to 2049-50
TAS1 | OCGT / Diesel | 0.004071% | 0.00453% | 0.004736% | 0.004766% | 0.004438% | 0.004106% | 0.00469% | 0.00472% | 0.03834% | 0.06038% | 0.03441% | 0% | 0% | 0% | 0% | 0% | 0% | 0% | 0% | 0% | 0% | 0% | 0% | 0% | 0% | 0% | 0% | 0% | 0% | 0%
TAS1 | Hydro | 32.01% | 35.46% | 40.5% | 37.23% | 43.23% | 43.01% | 36.98% | 39.07% | 47.57% | 41.47% | 40.87% | 36.16% | 43.5% | 43.78% | 35.97% | 41.82% | 38.16% | 37.12% | 35.45% | 34.38% | 41.61% | 40.16% | 28.48% | 41.28% | 38.06% | 37.13% | 34.15% | 35.94% | 41.28% | 39.17%
TAS1 | Wind | 42.8% | 41.52% | 45.36% | 43.58% | 42.98% | 46.42% | 46.87% | 45.77% | 44.27% | 42.75% | 44.24% | 39.93% | 38.27% | 40.56% | 41.48% | 39.37% | 37.9% | 36.09% | 39.53% | 36.39% | 37.13% | 38.62% | 39.74% | 38.65% | 36.92% | 34.54% | 37.93% | 34.91% | 36.02% | 37.92%
TAS1 | Solar PV | 0% | 0% | 0% | 0% | 0% | 0% | 25.59% | 24.64% | 24.05% | 24.42% | 23.92% | 24.33% | 24.36% | 22.74% | 24.17% | 23.76% | 24.1% | 24.42% | 23.95% | 24.27% | 24.35% | 22.61% | 24.09% | 23.69% | 23.87% | 24.06% | 23.56% | 23.92% | 24.03% | 22.15%
TAS1 | LS Battery | bar: 2020-21 to 2049-50
TAS1 | Pumped Hydro | 0% | 0% | 0% | 0% | 0% | 0% | 0% | 0% | 16.51% | 22.71% | 21.92% | 23.01% | 23.3% | 25.98% | 26% | 24.36% | 23.7% | 25.66% | 26.36% | 23.31% | 22.27% | 25.17% | 28.8% | 25.49% | 25.9% | 26.78% | 28.77% | 27.16% | 25.86% | 29.28%

## Accelerated_M28_32_Capacity
Installed capacity by technology (MW) - Marinus 1500MW M28_32, Accelerated Transition to a Low Emissions Future Scenario
Capacity calculated on 1 July. In early study years some wind and solar projects enter later in the financial year and are reflected in the following financial year's capacity.
Region | Technology | 2020-21 | 2021-22 | 2022-23 | 2023-24 | 2024-25 | 2025-26 | 2026-27 | 2027-28 | 2028-29 | 2029-30 | 2030-31 | 2031-32 | 2032-33 | 2033-34 | 2034-35 | 2035-36 | 2036-37 | 2037-38 | 2038-39 | 2039-40 | 2040-41 | 2041-42 | 2042-43 | 2043-44 | 2044-45 | 2045-46 | 2046-47 | 2047-48 | 2048-49 | 2049-50
NEM | Black Coal | 17669 | 17669 | 15669 | 15026 | 14698 | 14698 | 13177 | 12354 | 12019 | 11332 | 11039 | 10036 | 9897 | 9897 | 9030 | 7257 | 6557 | 5407 | 4846 | 4846 | 3946 | 3684 | 2440 | 2341 | 1920 | 1694 | 1596 | 1461 | 127 | 0
NEM | Brown Coal | 4660 | 4660 | 4660 | 4660 | 4446 | 4446 | 4446 | 4138 | 3878 | 3668 | 3210 | 3210 | 3210 | 3210 | 3210 | 3210 | 3210 | 3210 | 3210 | 3210 | 2882 | 2882 | 2882 | 1282 | 1000 | 695 | 137 | 0 | 0 | 0
NEM | CCGT | 3119 | 3119 | 3119 | 2939 | 2939 | 2939 | 2939 | 2939 | 2554 | 2554 | 2554 | 2554 | 2554 | 2554 | 2554 | 2554 | 2554 | 2025 | 2025 | 2279 | 2279 | 2460 | 3036 | 5340 | 5169 | 4524 | 4300 | 5303 | 5303 | 5303
NEM | Gas - Steam | 1790 | 1790 | 1790 | 1790 | 487 | 487 | 487 | 0 | 0 | 0 | 0 | 0 | 0 | 0 | 0 | 0 | 0 | 0 | 0 | 0 | 0 | 0 | 0 | 0 | 0 | 0 | 0 | 0 | 0 | 0
NEM | OCGT / Diesel | 6424 | 6424 | 6424 | 6424 | 6424 | 6424 | 6424 | 6424 | 6424 | 6054 | 6042 | 6032 | 5398 | 5346 | 5149 | 5099 | 5099 | 6704 | 6868 | 9318 | 9505 | 10085 | 11018 | 11018 | 10013 | 11258 | 10792 | 11172 | 11172 | 11955
NEM | Hydro | 7579 | 7579 | 7579 | 7579 | 7579 | 7579 | 7579 | 7579 | 7579 | 7579 | 7579 | 7579 | 7579 | 7579 | 7579 | 7579 | 7579 | 7579 | 7579 | 7579 | 7579 | 7579 | 7579 | 7579 | 7579 | 7579 | 7579 | 7579 | 7579 | 7579
NEM | Wind | 8789 | 9286 | 10381 | 11985 | 14407 | 15014 | 15990 | 20688 | 21706 | 23504 | 23924 | 25261 | 27123 | 28321 | 28848 | 32348 | 34950 | 36683 | 37917 | 40917 | 43501 | 43501 | 43470 | 43511 | 45081 | 45608 | 46340 | 46340 | 49588 | 49360
NEM | Solar PV | 4692 | 4726 | 5043 | 5208 | 5268 | 7620 | 8942 | 10267 | 11354 | 12881 | 14778 | 17007 | 17227 | 17227 | 17227 | 21123 | 21123 | 21123 | 20943 | 23390 | 23965 | 23965 | 23863 | 26606 | 26924 | 26924 | 27050 | 30520 | 32259 | 33033
NEM | LS Battery | 233 | 233 | 233 | 233 | 233 | 233 | 233 | 233 | 233 | 233 | 203 | 203 | 203 | 148 | 148 | 148 | 148 | 192 | 192 | 1348 | 1646 | 1876 | 1876 | 8100 | 8847 | 8998 | 8998 | 17585 | 19161 | 19212
NEM | Pumped Hydro | 810 | 810 | 810 | 810 | 810 | 810 | 3278 | 3278 | 3320 | 3673 | 4800 | 7482 | 8016 | 8406 | 8946 | 10690 | 10853 | 11004 | 11004 | 11310 | 11310 | 11310 | 11310 | 11310 | 11310 | 11310 | 11310 | 11310 | 11310 | 11310
Total excluding storage |  | 54722 | 55253 | 54665 | 55611 | 56248 | 59207 | 59984 | 64389 | 65514 | 67572 | 69126 | 71679 | 72988 | 74134 | 73597 | 79170 | 81072 | 82731 | 83388 | 91539 | 93657 | 94156 | 94288 | 97677 | 97686 | 98282 | 97794 | 102375 | 106028 | 107230
Region | Technology | 2020-21 | 2021-22 | 2022-23 | 2023-24 | 2024-25 | 2025-26 | 2026-27 | 2027-28 | 2028-29 | 2029-30 | 2030-31 | 2031-32 | 2032-33 | 2033-34 | 2034-35 | 2035-36 | 2036-37 | 2037-38 | 2038-39 | 2039-40 | 2040-41 | 2041-42 | 2042-43 | 2043-44 | 2044-45 | 2045-46 | 2046-47 | 2047-48 | 2048-49 | 2049-50
NSW1 | Black Coal | 10160 | 10160 | 8160 | 8160 | 7905 | 7905 | 6384 | 5957 | 5943 | 5256 | 4963 | 3960 | 3960 | 3960 | 3093 | 1320 | 1320 | 1320 | 1320 | 1320 | 1320 | 1244 | 0 | 0 | 0 | 0 | 0 | 0 | 0 | 0
NSW1 | Brown Coal | 0 | 0 | 0 | 0 | 0 | 0 | 0 | 0 | 0 | 0 | 0 | 0 | 0 | 0 | 0 | 0 | 0 | 0 | 0 | 0 | 0 | 0 | 0 | 0 | 0 | 0 | 0 | 0 | 0 | 0
NSW1 | CCGT | 606 | 606 | 606 | 606 | 606 | 606 | 606 | 606 | 606 | 606 | 606 | 606 | 606 | 606 | 606 | 606 | 606 | 606 | 606 | 606 | 606 | 606 | 1182 | 1183 | 1012 | 1012 | 1012 | 1012 | 1012 | 1012
NSW1 | Gas - Steam | 0 | 0 | 0 | 0 | 0 | 0 | 0 | 0 | 0 | 0 | 0 | 0 | 0 | 0 | 0 | 0 | 0 | 0 | 0 | 0 | 0 | 0 | 0 | 0 | 0 | 0 | 0 | 0 | 0 | 0
NSW1 | OCGT / Diesel | 1438 | 1438 | 1438 | 1438 | 1438 | 1438 | 1438 | 1438 | 1438 | 1438 | 1438 | 1438 | 1438 | 1438 | 1438 | 1388 | 1388 | 1388 | 1388 | 1388 | 1388 | 1508 | 2535 | 2535 | 1871 | 1871 | 1871 | 1871 | 1871 | 1871
NSW1 | Hydro | 2585 | 2585 | 2585 | 2585 | 2585 | 2585 | 2585 | 2585 | 2585 | 2585 | 2585 | 2585 | 2585 | 2585 | 2585 | 2585 | 2585 | 2585 | 2585 | 2585 | 2585 | 2585 | 2585 | 2585 | 2585 | 2585 | 2585 | 2585 | 2585 | 2585
NSW1 | Wind | 1633 | 1633 | 2208 | 2854 | 4243 | 4582 | 4582 | 5929 | 6029 | 7703 | 7703 | 7909 | 8051 | 8758 | 9353 | 10008 | 10534 | 11165 | 12242 | 13582 | 13221 | 13221 | 13221 | 13022 | 13022 | 13022 | 13022 | 13022 | 13022 | 13022
NSW1 | Solar PV | 1702 | 1702 | 1702 | 1702 | 1702 | 2193 | 3218 | 4543 | 5441 | 6437 | 7085 | 9314 | 9534 | 9534 | 9534 | 13430 | 13430 | 13430 | 13250 | 14127 | 14669 | 14669 | 14567 | 17335 | 17655 | 17655 | 17599 | 18858 | 18858 | 18858
NSW1 | LS Battery | 0 | 0 | 0 | 0 | 0 | 0 | 0 | 0 | 0 | 0 | 0 | 0 | 0 | 0 | 0 | 0 | 0 | 0 | 0 | 0 | 0 | 0 | 0 | 4864 | 4864 | 5015 | 5015 | 9257 | 9257 | 9257
NSW1 | Pumped Hydro | 240 | 240 | 240 | 240 | 240 | 240 | 2240 | 2240 | 2240 | 2240 | 2263 | 4010 | 4010 | 4010 | 4321 | 5640 | 5640 | 5640 | 5640 | 5640 | 5640 | 5640 | 5640 | 5640 | 5640 | 5640 | 5640 | 5640 | 5640 | 5640
Total excluding storage |  | 18124 | 18124 | 16699 | 17345 | 18479 | 19309 | 18813 | 21058 | 22042 | 24025 | 24380 | 25812 | 26174 | 26881 | 26609 | 29337 | 29863 | 30494 | 31391 | 33608 | 33789 | 33833 | 34090 | 36660 | 36145 | 36145 | 36089 | 37348 | 37348 | 37348
Region | Technology | 2020-21 | 2021-22 | 2022-23 | 2023-24 | 2024-25 | 2025-26 | 2026-27 | 2027-28 | 2028-29 | 2029-30 | 2030-31 | 2031-32 | 2032-33 | 2033-34 | 2034-35 | 2035-36 | 2036-37 | 2037-38 | 2038-39 | 2039-40 | 2040-41 | 2041-42 | 2042-43 | 2043-44 | 2044-45 | 2045-46 | 2046-47 | 2047-48 | 2048-49 | 2049-50
QLD1 | Black Coal | 7509 | 7509 | 7509 | 6866 | 6793 | 6793 | 6793 | 6397 | 6076 | 6076 | 6076 | 6076 | 5937 | 5937 | 5937 | 5937 | 5237 | 4087 | 3526 | 3526 | 2626 | 2440 | 2440 | 2341 | 1920 | 1694 | 1596 | 1461 | 127 | 0
QLD1 | Brown Coal | 0 | 0 | 0 | 0 | 0 | 0 | 0 | 0 | 0 | 0 | 0 | 0 | 0 | 0 | 0 | 0 | 0 | 0 | 0 | 0 | 0 | 0 | 0 | 0 | 0 | 0 | 0 | 0 | 0 | 0
QLD1 | CCGT | 1596 | 1596 | 1596 | 1596 | 1596 | 1596 | 1596 | 1596 | 1211 | 1211 | 1211 | 1211 | 1211 | 1211 | 1211 | 1211 | 1211 | 1211 | 1211 | 1067 | 1067 | 1067 | 1067 | 1067 | 1067 | 422 | 180 | 180 | 180 | 180
QLD1 | Gas - Steam | 0 | 0 | 0 | 0 | 0 | 0 | 0 | 0 | 0 | 0 | 0 | 0 | 0 | 0 | 0 | 0 | 0 | 0 | 0 | 0 | 0 | 0 | 0 | 0 | 0 | 0 | 0 | 0 | 0 | 0
QLD1 | OCGT / Diesel | 1845 | 1845 | 1845 | 1845 | 1845 | 1845 | 1845 | 1845 | 1845 | 1845 | 1845 | 1845 | 1605 | 1553 | 1436 | 1436 | 1436 | 2160 | 2160 | 3056 | 3243 | 3447 | 3447 | 3447 | 3316 | 4561 | 4661 | 5041 | 5041 | 5655
QLD1 | Hydro | 152 | 152 | 152 | 152 | 152 | 152 | 152 | 152 | 152 | 152 | 152 | 152 | 152 | 152 | 152 | 152 | 152 | 152 | 152 | 152 | 152 | 152 | 152 | 152 | 152 | 152 | 152 | 152 | 152 | 152
QLD1 | Wind | 677 | 842 | 1362 | 2057 | 2956 | 3224 | 3224 | 5307 | 5307 | 5312 | 5312 | 5403 | 6134 | 6720 | 6720 | 6778 | 7521 | 8309 | 8778 | 9698 | 12090 | 12090 | 12090 | 11961 | 12672 | 13137 | 13747 | 13747 | 16319 | 16319
QLD1 | Solar PV | 1762 | 1762 | 1762 | 1762 | 1762 | 2692 | 2770 | 2770 | 2770 | 2770 | 2770 | 2770 | 2770 | 2770 | 2770 | 2770 | 2770 | 2770 | 2770 | 3993 | 3993 | 3993 | 3993 | 3968 | 3870 | 3870 | 4052 | 5824 | 7030 | 7030
QLD1 | LS Battery | 3 | 3 | 3 | 3 | 3 | 3 | 3 | 3 | 3 | 3 | 3 | 3 | 3 | 3 | 3 | 3 | 3 | 3 | 3 | 1029 | 1174 | 1174 | 1174 | 1174 | 1921 | 1921 | 1921 | 4793 | 5384 | 5384
QLD1 | Pumped Hydro | 570 | 570 | 570 | 570 | 570 | 570 | 682 | 682 | 682 | 769 | 876 | 1556 | 1556 | 1946 | 1946 | 2210 | 2219 | 2370 | 2370 | 2370 | 2370 | 2370 | 2370 | 2370 | 2370 | 2370 | 2370 | 2370 | 2370 | 2370
Total excluding storage |  | 13541 | 13706 | 14226 | 14278 | 15104 | 16302 | 16380 | 18067 | 17361 | 17366 | 17366 | 17457 | 17809 | 18343 | 18226 | 18284 | 18327 | 18689 | 18597 | 21492 | 23171 | 23189 | 23189 | 22936 | 22997 | 23836 | 24388 | 26405 | 28849 | 29336
Region | Technology | 2020-21 | 2021-22 | 2022-23 | 2023-24 | 2024-25 | 2025-26 | 2026-27 | 2027-28 | 2028-29 | 2029-30 | 2030-31 | 2031-32 | 2032-33 | 2033-34 | 2034-35 | 2035-36 | 2036-37 | 2037-38 | 2038-39 | 2039-40 | 2040-41 | 2041-42 | 2042-43 | 2043-44 | 2044-45 | 2045-46 | 2046-47 | 2047-48 | 2048-49 | 2049-50
VIC1 | Black Coal | 0 | 0 | 0 | 0 | 0 | 0 | 0 | 0 | 0 | 0 | 0 | 0 | 0 | 0 | 0 | 0 | 0 | 0 | 0 | 0 | 0 | 0 | 0 | 0 | 0 | 0 | 0 | 0 | 0 | 0
VIC1 | Brown Coal | 4660 | 4660 | 4660 | 4660 | 4446 | 4446 | 4446 | 4138 | 3878 | 3668 | 3210 | 3210 | 3210 | 3210 | 3210 | 3210 | 3210 | 3210 | 3210 | 3210 | 2882 | 2882 | 2882 | 1282 | 1000 | 695 | 137 | 0 | 0 | 0
VIC1 | CCGT | 0 | 0 | 0 | 0 | 0 | 0 | 0 | 0 | 0 | 0 | 0 | 0 | 0 | 0 | 0 | 0 | 0 | 0 | 0 | 398 | 398 | 579 | 579 | 2882 | 2882 | 2882 | 2900 | 3903 | 3903 | 3903
VIC1 | Gas - Steam | 510 | 510 | 510 | 510 | 487 | 487 | 487 | 0 | 0 | 0 | 0 | 0 | 0 | 0 | 0 | 0 | 0 | 0 | 0 | 0 | 0 | 0 | 0 | 0 | 0 | 0 | 0 | 0 | 0 | 0
VIC1 | OCGT / Diesel | 1872 | 1872 | 1872 | 1872 | 1872 | 1872 | 1872 | 1872 | 1872 | 1872 | 1872 | 1872 | 1712 | 1712 | 1712 | 1712 | 1712 | 2207 | 2371 | 3357 | 3357 | 3487 | 3393 | 3393 | 3393 | 3393 | 2827 | 2827 | 2827 | 2996
VIC1 | Hydro | 2182 | 2182 | 2182 | 2182 | 2182 | 2182 | 2182 | 2182 | 2182 | 2182 | 2182 | 2182 | 2182 | 2182 | 2182 | 2182 | 2182 | 2182 | 2182 | 2182 | 2182 | 2182 | 2182 | 2182 | 2182 | 2182 | 2182 | 2182 | 2182 | 2182
VIC1 | Wind | 3790 | 4122 | 4122 | 4122 | 4122 | 4122 | 4951 | 5121 | 5297 | 5297 | 5592 | 5812 | 5812 | 5812 | 5812 | 7304 | 8587 | 8520 | 8100 | 8387 | 8280 | 8280 | 8249 | 8064 | 8064 | 8064 | 8064 | 8064 | 8064 | 7836
VIC1 | Solar PV | 900 | 934 | 1003 | 1003 | 1003 | 1214 | 1383 | 1383 | 1383 | 1914 | 3163 | 3163 | 3163 | 3163 | 3163 | 3163 | 3163 | 3163 | 3163 | 3495 | 3495 | 3495 | 3495 | 3495 | 3495 | 3495 | 3495 | 3495 | 3350 | 3262
VIC1 | LS Battery | 75 | 75 | 75 | 75 | 75 | 75 | 75 | 75 | 75 | 75 | 75 | 75 | 75 | 20 | 20 | 20 | 20 | 25 | 25 | 75 | 228 | 458 | 458 | 1701 | 1701 | 1701 | 1701 | 2609 | 2996 | 2996
VIC1 | Pumped Hydro | 0 | 0 | 0 | 0 | 0 | 0 | 356 | 356 | 388 | 562 | 1200 | 1200 | 1200 | 1200 | 1200 | 1200 | 1200 | 1200 | 1200 | 1200 | 1200 | 1200 | 1200 | 1200 | 1200 | 1200 | 1200 | 1200 | 1200 | 1200
Total excluding storage |  | 13914 | 14280 | 14349 | 14349 | 14112 | 14323 | 15321 | 14696 | 14612 | 14933 | 16019 | 16239 | 16079 | 16079 | 16079 | 17571 | 18854 | 19282 | 19026 | 21029 | 20594 | 20905 | 20780 | 21298 | 21016 | 20711 | 19605 | 20471 | 20326 | 20179
Region | Technology | 2020-21 | 2021-22 | 2022-23 | 2023-24 | 2024-25 | 2025-26 | 2026-27 | 2027-28 | 2028-29 | 2029-30 | 2030-31 | 2031-32 | 2032-33 | 2033-34 | 2034-35 | 2035-36 | 2036-37 | 2037-38 | 2038-39 | 2039-40 | 2040-41 | 2041-42 | 2042-43 | 2043-44 | 2044-45 | 2045-46 | 2046-47 | 2047-48 | 2048-49 | 2049-50
SA1 | Black Coal | 0 | 0 | 0 | 0 | 0 | 0 | 0 | 0 | 0 | 0 | 0 | 0 | 0 | 0 | 0 | 0 | 0 | 0 | 0 | 0 | 0 | 0 | 0 | 0 | 0 | 0 | 0 | 0 | 0 | 0
SA1 | Brown Coal | 0 | 0 | 0 | 0 | 0 | 0 | 0 | 0 | 0 | 0 | 0 | 0 | 0 | 0 | 0 | 0 | 0 | 0 | 0 | 0 | 0 | 0 | 0 | 0 | 0 | 0 | 0 | 0 | 0 | 0
SA1 | CCGT | 709 | 709 | 709 | 529 | 529 | 529 | 529 | 529 | 529 | 529 | 529 | 529 | 529 | 529 | 529 | 529 | 529 | 0 | 0 | 0 | 0 | 0 | 0 | 0 | 0 | 0 | 0 | 0 | 0 | 0
SA1 | Gas - Steam | 1280 | 1280 | 1280 | 1280 | 0 | 0 | 0 | 0 | 0 | 0 | 0 | 0 | 0 | 0 | 0 | 0 | 0 | 0 | 0 | 0 | 0 | 0 | 0 | 0 | 0 | 0 | 0 | 0 | 0 | 0
SA1 | OCGT / Diesel | 1259 | 1259 | 1259 | 1259 | 1259 | 1259 | 1259 | 1259 | 1259 | 889 | 877 | 877 | 643 | 643 | 563 | 563 | 563 | 949 | 949 | 1517 | 1517 | 1643 | 1643 | 1643 | 1433 | 1433 | 1433 | 1433 | 1433 | 1433
SA1 | Hydro | 0 | 0 | 0 | 0 | 0 | 0 | 0 | 0 | 0 | 0 | 0 | 0 | 0 | 0 | 0 | 0 | 0 | 0 | 0 | 0 | 0 | 0 | 0 | 0 | 0 | 0 | 0 | 0 | 0 | 0
SA1 | Wind | 1940 | 1940 | 1940 | 2102 | 2236 | 2236 | 2383 | 3281 | 3445 | 3564 | 3677 | 3973 | 3996 | 3901 | 3757 | 4923 | 4862 | 5243 | 5351 | 5499 | 6094 | 6094 | 6094 | 6589 | 6962 | 7024 | 7146 | 7146 | 7822 | 7822
SA1 | Solar PV | 328 | 328 | 576 | 741 | 801 | 1521 | 1521 | 1521 | 1521 | 1521 | 1521 | 1521 | 1521 | 1521 | 1521 | 1521 | 1521 | 1521 | 1521 | 1521 | 1554 | 1554 | 1554 | 1554 | 1554 | 1554 | 1554 | 1993 | 2671 | 3533
SA1 | LS Battery | 155 | 155 | 155 | 155 | 155 | 155 | 155 | 155 | 155 | 155 | 125 | 125 | 125 | 125 | 125 | 125 | 125 | 164 | 164 | 244 | 244 | 244 | 244 | 361 | 361 | 361 | 361 | 926 | 1524 | 1575
SA1 | Pumped Hydro | 0 | 0 | 0 | 0 | 0 | 0 | 0 | 0 | 0 | 0 | 278 | 403 | 403 | 403 | 464 | 500 | 500 | 500 | 500 | 500 | 500 | 500 | 500 | 500 | 500 | 500 | 500 | 500 | 500 | 500
Total excluding storage |  | 5516 | 5516 | 5764 | 5911 | 4825 | 5545 | 5692 | 6590 | 6754 | 6503 | 6604 | 6900 | 6689 | 6594 | 6370 | 7536 | 7475 | 7713 | 7821 | 8537 | 9165 | 9291 | 9291 | 9786 | 9949 | 10011 | 10133 | 10572 | 11926 | 12788
Region | Technology | 2020-21 | 2021-22 | 2022-23 | 2023-24 | 2024-25 | 2025-26 | 2026-27 | 2027-28 | 2028-29 | 2029-30 | 2030-31 | 2031-32 | 2032-33 | 2033-34 | 2034-35 | 2035-36 | 2036-37 | 2037-38 | 2038-39 | 2039-40 | 2040-41 | 2041-42 | 2042-43 | 2043-44 | 2044-45 | 2045-46 | 2046-47 | 2047-48 | 2048-49 | 2049-50
TAS1 | Black Coal | 0 | 0 | 0 | 0 | 0 | 0 | 0 | 0 | 0 | 0 | 0 | 0 | 0 | 0 | 0 | 0 | 0 | 0 | 0 | 0 | 0 | 0 | 0 | 0 | 0 | 0 | 0 | 0 | 0 | 0
TAS1 | Brown Coal | 0 | 0 | 0 | 0 | 0 | 0 | 0 | 0 | 0 | 0 | 0 | 0 | 0 | 0 | 0 | 0 | 0 | 0 | 0 | 0 | 0 | 0 | 0 | 0 | 0 | 0 | 0 | 0 | 0 | 0
TAS1 | CCGT | 208 | 208 | 208 | 208 | 208 | 208 | 208 | 208 | 208 | 208 | 208 | 208 | 208 | 208 | 208 | 208 | 208 | 208 | 208 | 208 | 208 | 208 | 208 | 208 | 208 | 208 | 208 | 208 | 208 | 208
TAS1 | Gas - Steam | 0 | 0 | 0 | 0 | 0 | 0 | 0 | 0 | 0 | 0 | 0 | 0 | 0 | 0 | 0 | 0 | 0 | 0 | 0 | 0 | 0 | 0 | 0 | 0 | 0 | 0 | 0 | 0 | 0 | 0
TAS1 | OCGT / Diesel | 10 | 10 | 10 | 10 | 10 | 10 | 10 | 10 | 10 | 10 | 10 | 0 | 0 | 0 | 0 | 0 | 0 | 0 | 0 | 0 | 0 | 0 | 0 | 0 | 0 | 0 | 0 | 0 | 0 | 0
TAS1 | Hydro | 2660 | 2660 | 2660 | 2660 | 2660 | 2660 | 2660 | 2660 | 2660 | 2660 | 2660 | 2660 | 2660 | 2660 | 2660 | 2660 | 2660 | 2660 | 2660 | 2660 | 2660 | 2660 | 2660 | 2660 | 2660 | 2660 | 2660 | 2660 | 2660 | 2660
TAS1 | Wind | 749 | 749 | 749 | 850 | 850 | 850 | 850 | 1050 | 1628 | 1628 | 1640 | 2164 | 3130 | 3130 | 3206 | 3335 | 3446 | 3446 | 3446 | 3751 | 3816 | 3816 | 3816 | 3875 | 4361 | 4361 | 4361 | 4361 | 4361 | 4361
TAS1 | Solar PV | 0 | 0 | 0 | 0 | 0 | 0 | 50 | 50 | 239 | 239 | 239 | 239 | 239 | 239 | 239 | 239 | 239 | 239 | 239 | 254 | 254 | 254 | 254 | 254 | 350 | 350 | 350 | 350 | 350 | 350
TAS1 | LS Battery | 0 | 0 | 0 | 0 | 0 | 0 | 0 | 0 | 0 | 0 | 0 | 0 | 0 | 0 | 0 | 0 | 0 | 0 | 0 | 0 | 0 | 0 | 0 | 0 | 0 | 0 | 0 | 0 | 0 | 0
TAS1 | Pumped Hydro | 0 | 0 | 0 | 0 | 0 | 0 | 0 | 0 | 10 | 102 | 183 | 313 | 847 | 847 | 1015 | 1140 | 1294 | 1294 | 1294 | 1600 | 1600 | 1600 | 1600 | 1600 | 1600 | 1600 | 1600 | 1600 | 1600 | 1600
Total excluding storage |  | 3627 | 3627 | 3627 | 3728 | 3728 | 3728 | 3778 | 3978 | 4745 | 4745 | 4757 | 5271 | 6237 | 6237 | 6313 | 6442 | 6553 | 6553 | 6553 | 6873 | 6938 | 6938 | 6938 | 6997 | 7579 | 7579 | 7579 | 7579 | 7579 | 7579

## Accelerated_M28_32_Generation
Annual sent-out generation by technology (GWh) - Marinus 1500MW M28_32, Accelerated Transition to a Low Emissions Future Scenario
Region | Technology | 2020-21 | 2021-22 | 2022-23 | 2023-24 | 2024-25 | 2025-26 | 2026-27 | 2027-28 | 2028-29 | 2029-30 | 2030-31 | 2031-32 | 2032-33 | 2033-34 | 2034-35 | 2035-36 | 2036-37 | 2037-38 | 2038-39 | 2039-40 | 2040-41 | 2041-42 | 2042-43 | 2043-44 | 2044-45 | 2045-46 | 2046-47 | 2047-48 | 2048-49 | 2049-50
NEM | Black Coal | 94922.0304 | 93721.4932 | 86499.8768 | 83979.9728 | 79632.8362 | 74382.8337 | 70185.0839 | 65817.0201 | 64509.6803 | 60420.9243 | 58125.4163 | 54018.5036 | 51363.51 | 47934.8177 | 44661.196 | 38004.9431 | 34240.5972 | 28143.524 | 26690.6113 | 25093.8463 | 20365.4378 | 17517.1349 | 10780.0841 | 11869.491 | 9945.9237 | 8491.8143 | 7854.0693 | 6153.4501 | 593.6225 | 0.050589
NEM | Brown Coal | 30682.9497 | 30986.7377 | 28717.6866 | 29958.4132 | 29462.2474 | 29084.2911 | 27912.3974 | 26911.3789 | 23906.7604 | 22885.4648 | 20656.7729 | 20688.1805 | 20201.0522 | 19934.199 | 20086.925 | 20588.689 | 19870.9466 | 20802.998 | 18525.404 | 17452.1933 | 17021.7863 | 15719.1744 | 17708.4833 | 7913.0645 | 6596.0406 | 4269.5741 | 876.3166 | 0.024978 | 0 | 0
NEM | CCGT | 5271.1683 | 5707.6632 | 6848.6153 | 6151.824 | 5461.7635 | 5233.2386 | 5109.1344 | 5757.0169 | 5648.2793 | 5268.9726 | 5402.9744 | 6179.5422 | 6103.6171 | 6185.0068 | 5206.0014 | 8005.4928 | 8494.7761 | 7446.0938 | 7858.667 | 9020.1755 | 9734.0307 | 10881.4562 | 12949.8843 | 29528.8689 | 28846.4512 | 26674.4126 | 26276.93 | 32040.068 | 32703.4397 | 31855.2756
NEM | Gas - Steam | 88.3658 | 158.5309 | 253.391 | 277.6513 | 69.8083 | 64.4719 | 63.5692 | 0.0076996 | 0.0073195 | 0.0066917 | 0.0063458 | 0.012744 | 0.0062384 | 0.0093565 | 0.010033 | 0.053284 | 0.062521 | 0.06836 | 0.067912 | 0 | 0 | 0 | 0 | 0 | 0 | 0 | 0 | 0 | 0 | 0
NEM | OCGT / Diesel | 115.97 | 169.6626 | 419.0776 | 403.5657 | 189.2913 | 264.0659 | 215.9449 | 363.4343 | 343.797 | 397.8725 | 348.2341 | 632.4918 | 245.2999 | 535.6106 | 627.5152 | 2395.4411 | 3466.5547 | 5694.1142 | 6914.1005 | 5647.8763 | 7617.1869 | 8147.0579 | 6985.7088 | 8012.106 | 8439.5886 | 11276.9498 | 13057.5076 | 8595.9255 | 10556.8353 | 6971.3151
NEM | Hydro | 14229.377 | 15046.3162 | 16323.9838 | 15605.0789 | 17072.8472 | 17326.3693 | 15624.3304 | 16273.2901 | 18322.5637 | 17143.7674 | 17072.246 | 16152.6404 | 17592.5694 | 17994.7644 | 16079.3145 | 17913.2632 | 16726.3682 | 16870.2532 | 16556.0084 | 16240.185 | 17747.8886 | 17672.1974 | 15016.5376 | 17880.5416 | 16915.1204 | 16920.736 | 16207.7289 | 16596.6484 | 17687.9126 | 17453.1472
NEM | Wind | 26970.2662 | 27997.81 | 35005.5164 | 37558.9124 | 46077.384 | 49674.7755 | 55180.376 | 64664.5723 | 65600.9528 | 71048.6264 | 74061.9076 | 75302.6205 | 81226.1781 | 89277.9454 | 93112.1735 | 97309.5807 | 101081.7521 | 104310.3654 | 109695.3181 | 109623.2443 | 114190.3612 | 120740.833 | 123100.5386 | 118047.2343 | 118512.6649 | 117809.9606 | 121023.8381 | 115499.8537 | 119212.0206 | 126044.4918
NEM | Solar PV | 11461.2872 | 11843.2749 | 12819.1986 | 13566.6902 | 13105.0564 | 18736.0129 | 23446.3479 | 24174.926 | 28246.9193 | 33064.0202 | 38574.466 | 44904.3739 | 43763.2174 | 42416.1365 | 45286.6285 | 50224.9584 | 52316.3657 | 54752.8908 | 55296.7426 | 61360.5012 | 60735.2403 | 59263.411 | 62815.4921 | 63285.5557 | 66151.6872 | 68973.7996 | 70209.441 | 79005.0536 | 80381.9742 | 80200.7962
NEM | LS Battery | 114.8946 | 107.7117 | 101.5595 | 110.9841 | 86.9336 | 128.7043 | 122.3835 | 116.5168 | 114.6191 | 115.713 | 107.728 | 108.6448 | 102.4607 | 78.8177 | 80.787 | 79.2301 | 80.048 | 119.9619 | 119.4007 | 1044.5898 | 1234.9908 | 1380.1412 | 1428.4377 | 6099.1758 | 6833.3577 | 6951.2114 | 7158.5616 | 13765.0064 | 14816.753 | 14516.3569
NEM | Pumped Hydro | 61.2567 | 60.4577 | 134.3673 | 129.3192 | 198.9963 | 509.27 | 4258.7164 | 4696.2278 | 5093.0784 | 6741.1571 | 9165.9887 | 15161.864 | 14538.6006 | 16804.2573 | 18330.3732 | 22573.834 | 22315.2532 | 23843.5445 | 23962.9767 | 24294.2695 | 23593.8892 | 23456.3389 | 24905.3296 | 23878.6702 | 23777.4599 | 25713.3807 | 26155.6156 | 26279.7412 | 26802.7664 | 28128.2982
Total excluding storage |  | 183741.4146 | 185631.4886 | 186887.346 | 187502.1086 | 191071.2343 | 194766.0589 | 197737.1841 | 203961.6464 | 206578.9602 | 210229.6549 | 214242.0238 | 217878.3658 | 220495.4504 | 224278.4896 | 225059.7641 | 234442.4215 | 236197.4231 | 238020.3076 | 241536.9198 | 244438.0219 | 247411.9317 | 249941.2648 | 249356.7289 | 256536.8619 | 255407.4766 | 254417.2471 | 255505.8315 | 257891.0242 | 261135.8048 | 262525.0765
Region | Technology | 2020-21 | 2021-22 | 2022-23 | 2023-24 | 2024-25 | 2025-26 | 2026-27 | 2027-28 | 2028-29 | 2029-30 | 2030-31 | 2031-32 | 2032-33 | 2033-34 | 2034-35 | 2035-36 | 2036-37 | 2037-38 | 2038-39 | 2039-40 | 2040-41 | 2041-42 | 2042-43 | 2043-44 | 2044-45 | 2045-46 | 2046-47 | 2047-48 | 2048-49 | 2049-50
NSW1 | Black Coal | 53135.7064 | 53006.363 | 44813.707 | 44813.707 | 41508.731 | 38485.434 | 34704.7215 | 33347.5942 | 32484.9033 | 28084.5927 | 26434.29 | 22197.92 | 21763.758 | 20167.9933 | 16779.0274 | 7140.276 | 7140.276 | 7140.276 | 7140.276 | 7140.276 | 7140.2754 | 6731.5522 | 0 | 0 | 0 | 0 | 0 | 0 | 0 | 0
NSW1 | Brown Coal | 0 | 0 | 0 | 0 | 0 | 0 | 0 | 0 | 0 | 0 | 0 | 0 | 0 | 0 | 0 | 0 | 0 | 0 | 0 | 0 | 0 | 0 | 0 | 0 | 0 | 0 | 0 | 0 | 0 | 0
NSW1 | CCGT | 1515.1431 | 1476.3264 | 1630.7102 | 1548.0901 | 1668.2502 | 1662.8009 | 1604.2959 | 1723.297 | 1720.096 | 1696.3259 | 1782.5668 | 1976.6204 | 1901.9272 | 2045.6065 | 1792.7532 | 2752.6042 | 2904.3156 | 2886.9408 | 2777.2724 | 2726.9154 | 2773.4975 | 2945.6506 | 6040.3806 | 6853.5653 | 6494.5273 | 6368.9253 | 6427.837 | 6153.0684 | 6382.573 | 6133.4526
NSW1 | Gas - Steam | 0 | 0 | 0 | 0 | 0 | 0 | 0 | 0 | 0 | 0 | 0 | 0 | 0 | 0 | 0 | 0 | 0 | 0 | 0 | 0 | 0 | 0 | 0 | 0 | 0 | 0 | 0 | 0 | 0 | 0
NSW1 | OCGT / Diesel | 0.0031958 | 0.0037569 | 6.0096 | 4.3967 | 7.1677 | 35.3117 | 11.1466 | 36.0923 | 19.6347 | 67.2851 | 44.322 | 89.429 | 26.3696 | 95.5279 | 206.659 | 611.8293 | 1226.6303 | 1529.0715 | 1942.1009 | 966.3721 | 1429.19 | 1614.8864 | 1846.0542 | 1676.8202 | 1936.0833 | 1966.4403 | 2374.1258 | 1417.3 | 1000.4411 | 895.6904
NSW1 | Hydro | 2713.5119 | 2724.9914 | 2828.3878 | 2839.9152 | 2939.5413 | 3246.854 | 2950.64 | 3078.9167 | 3179.3748 | 3425.7546 | 3491.7712 | 3635.8524 | 3401.1663 | 3736.5601 | 3645.1776 | 4078.4004 | 3789.6703 | 4166.9374 | 4248.0035 | 4158.2987 | 4005.0069 | 4289.7038 | 4371.7734 | 4190.081 | 4018.3211 | 4247.6821 | 4236.9701 | 4186.9409 | 4056.1352 | 4348.339
NSW1 | Wind | 4448.9379 | 4808.1127 | 7397.1041 | 9353.6167 | 15187.8618 | 16581.3675 | 17705.5374 | 18332.2418 | 16484.0437 | 22056.4047 | 22456.0258 | 24064.6395 | 25378.9743 | 28030.998 | 30545.0623 | 27734.0901 | 26099.138 | 28054.8696 | 31557.7766 | 34436.8067 | 34183.0403 | 35624.9874 | 36587.6339 | 31662.2913 | 29453.7151 | 29971.4828 | 30954.8269 | 31934.5118 | 32608.0368 | 34203.3099
NSW1 | Solar PV | 4114.0898 | 4280.6026 | 4298.97 | 4376.2982 | 4179.9692 | 5186.0941 | 8417.2085 | 10682.5677 | 13403.3828 | 16557.8068 | 18700.5477 | 24537.6636 | 24390.6434 | 23471.0833 | 25391.8595 | 32116.2692 | 33103.8557 | 35183.9239 | 35547.5545 | 37053.4355 | 37415.3841 | 36388.8227 | 38902.1719 | 41636.442 | 43378.6676 | 45750.3699 | 46281.0215 | 49063.6326 | 47618.9967 | 46561.3634
NSW1 | LS Battery | 0.0052984 | 0.0061073 | 0.0055495 | 0.0058389 | 0.0056894 | 0.0088988 | 0.0089999 | 0.0083156 | 0.0083752 | 0.012311 | 0.012641 | 0.016205 | 0.015479 | 0.017091 | 0.022277 | 0.019687 | 0.018574 | 0.076078 | 0.079883 | 0.21321 | 0.36973 | 0.37168 | 0.40586 | 3705.8267 | 3852.0432 | 4057.5947 | 4210.155 | 7520.867 | 7248.248 | 7137.537
NSW1 | Pumped Hydro | 9.6218 | 8.704 | 37.0801 | 36.3698 | 65.1112 | 150.0246 | 2874.8113 | 3332.1273 | 3421.608 | 4167.1005 | 4362.1529 | 8548.2049 | 7301.9759 | 8254.8543 | 9009.2261 | 12636.1308 | 11944.1157 | 12941.6233 | 12829.9044 | 13073.471 | 12827.0547 | 12859.0169 | 13090.976 | 12954.6508 | 12495.3298 | 13215.6345 | 13285.4363 | 13052.5615 | 12759.4005 | 12617.4245
Total excluding storage |  | 65927.3923 | 66296.3999 | 60974.8886 | 62936.0239 | 65491.5212 | 65197.8621 | 65393.5498 | 67200.7098 | 67291.4354 | 71888.1698 | 72909.5236 | 76502.1248 | 76862.8388 | 77547.7691 | 78360.5391 | 74433.4691 | 74263.8859 | 78962.0192 | 83212.9839 | 86482.1044 | 86946.3942 | 87595.6032 | 87748.0141 | 86019.1997 | 85281.3143 | 88304.9004 | 90274.7813 | 92755.4536 | 91666.1828 | 92142.1552
Region | Technology | 2020-21 | 2021-22 | 2022-23 | 2023-24 | 2024-25 | 2025-26 | 2026-27 | 2027-28 | 2028-29 | 2029-30 | 2030-31 | 2031-32 | 2032-33 | 2033-34 | 2034-35 | 2035-36 | 2036-37 | 2037-38 | 2038-39 | 2039-40 | 2040-41 | 2041-42 | 2042-43 | 2043-44 | 2044-45 | 2045-46 | 2046-47 | 2047-48 | 2048-49 | 2049-50
QLD1 | Black Coal | 41786.324 | 40715.1302 | 41686.1698 | 39166.2658 | 38124.1052 | 35897.3997 | 35480.3624 | 32469.4259 | 32024.777 | 32336.3316 | 31691.1263 | 31820.5836 | 29599.752 | 27766.8244 | 27882.1686 | 30864.6671 | 27100.3212 | 21003.248 | 19550.3353 | 17953.5703 | 13225.1624 | 10785.5827 | 10780.0841 | 11869.491 | 9945.9237 | 8491.8143 | 7854.0693 | 6153.4501 | 593.6225 | 0.050589
QLD1 | Brown Coal | 0 | 0 | 0 | 0 | 0 | 0 | 0 | 0 | 0 | 0 | 0 | 0 | 0 | 0 | 0 | 0 | 0 | 0 | 0 | 0 | 0 | 0 | 0 | 0 | 0 | 0 | 0 | 0 | 0 | 0
QLD1 | CCGT | 2324.6731 | 2373.8335 | 2654.9 | 2738.8602 | 2727.2584 | 2612.3961 | 2866.5003 | 2895.9028 | 2939.6557 | 2802.5706 | 2980.6298 | 3084.2044 | 3130.7912 | 2869.1656 | 2665.5508 | 3350.0833 | 3585.8911 | 4241.6626 | 4497.574 | 3714.2273 | 4291.9195 | 3945.8745 | 3389.8568 | 4230.3751 | 4054.8094 | 1755.8883 | 1166.7141 | 1142.3744 | 1188.0883 | 1102.348
QLD1 | Gas - Steam | 0 | 0 | 0 | 0 | 0 | 0 | 0 | 0 | 0 | 0 | 0 | 0 | 0 | 0 | 0 | 0 | 0 | 0 | 0 | 0 | 0 | 0 | 0 | 0 | 0 | 0 | 0 | 0 | 0 | 0
QLD1 | OCGT / Diesel | 1.4499 | 0.010306 | 0.40856 | 0.20073 | 9.3349 | 11.2546 | 31.9055 | 47.3034 | 65.8268 | 74.639 | 78.6737 | 77.0017 | 23.4312 | 14.5907 | 17.138 | 90.5576 | 169.5242 | 1030.3479 | 1450.9894 | 1074.6447 | 1969.5853 | 1295.5778 | 1464.3444 | 2516.1518 | 2340.6219 | 4124.0477 | 4959.7537 | 3881.6605 | 5958.1637 | 3005.0561
QLD1 | Hydro | 700.4752 | 700.6201 | 700.8877 | 702.0081 | 701.5805 | 699.8175 | 700.5267 | 702.4055 | 701.2781 | 698.7413 | 700.319 | 702.6343 | 698.9501 | 699.7768 | 695.2367 | 700.0549 | 688.663 | 696.5969 | 692.2015 | 686.1422 | 691.1298 | 666.4544 | 652.7522 | 680.0383 | 672.3821 | 664.1299 | 656.1084 | 648.2878 | 655.5931 | 620.0916
QLD1 | Wind | 2363.1413 | 3089.9547 | 5287.932 | 7519.3873 | 9667.1295 | 11686.6998 | 11627.0604 | 18561.1077 | 17692.4032 | 17817.5371 | 16390.942 | 16864.1415 | 18080.3877 | 23048.7984 | 22105.8061 | 24093.1218 | 26363.7716 | 28603.7802 | 27473.3647 | 28214.103 | 32165.4292 | 36832.0034 | 35586.6569 | 36061.4695 | 37130.0297 | 37513.9798 | 35954.7032 | 35118.7859 | 37476.0367 | 42924.3657
QLD1 | Solar PV | 4365.0832 | 4535.9965 | 4632.3655 | 4741.9263 | 4526.479 | 6827.2464 | 7511.4245 | 6274.4639 | 7003.9059 | 7221.3122 | 7372.4189 | 7532.9889 | 7222.9476 | 7019.3639 | 7495.4103 | 6283.7233 | 6996.7555 | 7203.9589 | 7347.5697 | 10726.7687 | 10407.0616 | 10119.4334 | 10740.1302 | 9062.7303 | 9679.1071 | 9985.7421 | 10682.3682 | 15231.3229 | 17649.9278 | 17191.6541
QLD1 | LS Battery | 0.84012 | 1.9138 | 1.1589 | 2.3206 | 2.1178 | 3.297 | 3.5324 | 3.2837 | 3.3261 | 3.3987 | 3.4174 | 3.2792 | 3.1346 | 3.2293 | 3.4041 | 3.3341 | 3.4395 | 3.9155 | 3.9447 | 815.5912 | 889.5438 | 869.197 | 879.6701 | 870.5354 | 1410.4121 | 1299.5838 | 1361.4318 | 3493.5535 | 4037.5326 | 3689.8576
QLD1 | Pumped Hydro | 51.635 | 51.7537 | 97.2872 | 92.901 | 133.838 | 359.1838 | 674.9731 | 644.9513 | 722.8791 | 985.3662 | 1206.483 | 2422.1126 | 2276.6117 | 3066.6455 | 3362.3157 | 3819.9385 | 4000.863 | 4361.6851 | 4428.058 | 4359.6258 | 4291.1786 | 3968.1998 | 4361.471 | 4151.0175 | 4474.2602 | 5489.1142 | 5686.9741 | 6173.5979 | 7310.7801 | 8362.5968
Total excluding storage |  | 51541.1467 | 51415.5453 | 54962.6637 | 54868.6484 | 55755.8875 | 57734.8141 | 58217.7797 | 60950.6092 | 60427.8467 | 60951.1318 | 59214.1097 | 60081.5544 | 58756.2599 | 61418.5197 | 60861.3104 | 65382.2079 | 64904.9266 | 62779.5945 | 61012.0346 | 62369.4562 | 62750.2878 | 63644.9263 | 62613.8247 | 64420.2559 | 63822.8739 | 62535.602 | 61273.7167 | 62175.8816 | 63521.4321 | 64843.5661
Region | Technology | 2020-21 | 2021-22 | 2022-23 | 2023-24 | 2024-25 | 2025-26 | 2026-27 | 2027-28 | 2028-29 | 2029-30 | 2030-31 | 2031-32 | 2032-33 | 2033-34 | 2034-35 | 2035-36 | 2036-37 | 2037-38 | 2038-39 | 2039-40 | 2040-41 | 2041-42 | 2042-43 | 2043-44 | 2044-45 | 2045-46 | 2046-47 | 2047-48 | 2048-49 | 2049-50
VIC1 | Black Coal | 0 | 0 | 0 | 0 | 0 | 0 | 0 | 0 | 0 | 0 | 0 | 0 | 0 | 0 | 0 | 0 | 0 | 0 | 0 | 0 | 0 | 0 | 0 | 0 | 0 | 0 | 0 | 0 | 0 | 0
VIC1 | Brown Coal | 30682.9497 | 30986.7377 | 28717.6866 | 29958.4132 | 29462.2474 | 29084.2911 | 27912.3974 | 26911.3789 | 23906.7604 | 22885.4648 | 20656.7729 | 20688.1805 | 20201.0522 | 19934.199 | 20086.925 | 20588.689 | 19870.9466 | 20802.998 | 18525.404 | 17452.1933 | 17021.7863 | 15719.1744 | 17708.4833 | 7913.0645 | 6596.0406 | 4269.5741 | 876.3166 | 0.024978 | 0 | 0
VIC1 | CCGT | 0.0035265 | 0.0046484 | 0.0080658 | 0.0082031 | 0.0082564 | 0.0081061 | 0.0080782 | 0.008454 | 0.0084156 | 0.0084311 | 0.008593 | 0.009387 | 0.00958 | 0.010036 | 0.01015 | 0.021488 | 0.022604 | 0.049725 | 0.049534 | 2383.885 | 2587.2798 | 3708.7007 | 3324.1208 | 18218.027 | 18219.562 | 18338.266 | 18427.398 | 24461.357 | 25061.436 | 24371.316
VIC1 | Gas - Steam | 12.5016 | 44.2829 | 78.6333 | 55.5531 | 69.8083 | 64.4719 | 63.5692 | 0.0076996 | 0.0073195 | 0.0066917 | 0.0063458 | 0.012744 | 0.0062384 | 0.0093565 | 0.010033 | 0.053284 | 0.062521 | 0.06836 | 0.067912 | 0 | 0 | 0 | 0 | 0 | 0 | 0 | 0 | 0 | 0 | 0
VIC1 | OCGT / Diesel | 27.6847 | 40.6728 | 110.5915 | 48.5675 | 65.6996 | 87.2378 | 74.6588 | 131.1969 | 118.6947 | 127.7742 | 95.8504 | 250.5276 | 70.3436 | 161.8669 | 238.1249 | 1078.2584 | 1417.476 | 2105.2976 | 2449.3844 | 2451.725 | 2919.0353 | 3485.377 | 2383.6103 | 2654.066 | 3357.0022 | 4286.948 | 4695.6231 | 2394.1782 | 2906.3653 | 2247.9759
VIC1 | Hydro | 3356.5161 | 3357.0856 | 3357.0857 | 3363.4936 | 3358.1235 | 3357.0856 | 3356.3236 | 3364.2555 | 3357.0857 | 3357.0856 | 3356.0476 | 3364.5315 | 3357.0855 | 3356.9736 | 3356.3558 | 3364.3354 | 3356.3278 | 3357.8432 | 3356.0478 | 3363.4936 | 3357.0856 | 3358.1236 | 3356.2438 | 3364.3352 | 3356.055 | 3358.1164 | 3356.0476 | 3364.2071 | 3356.3721 | 3358.1235
VIC1 | Wind | 11846.5187 | 11784.186 | 13413.8965 | 11707.9414 | 11624.9269 | 12036.3775 | 15298.1721 | 14299.7968 | 15550.1874 | 15263.1544 | 17983.1878 | 16374.8785 | 16684.2066 | 17174.8569 | 18061.8189 | 20656.6202 | 24156.0122 | 23210.0116 | 24469.9952 | 22021.0424 | 21727.9998 | 22148.3408 | 23311.0119 | 21662.372 | 21797.5864 | 21410.0426 | 23452.6717 | 20640.4121 | 20721.0027 | 20905.0046
VIC1 | Solar PV | 2156.7648 | 2196.1472 | 2358.515 | 2455.6665 | 2346.9765 | 2738.0135 | 3339.0575 | 3158.2365 | 3273.2817 | 4683.1718 | 7822.8419 | 8126.6526 | 7674.4117 | 7470.2925 | 7844.1089 | 7408.5593 | 7690.2594 | 7830.6747 | 7795.9643 | 8952.4636 | 8438.8976 | 8264.122 | 8631.9019 | 8156.2792 | 8439.0481 | 8600.8802 | 8581.5694 | 8915.1744 | 8071.8316 | 7721.0405
VIC1 | LS Battery | 41.8657 | 38.406 | 34.2152 | 35.6805 | 27.167 | 46.3596 | 41.4226 | 39.4462 | 38.4848 | 39.0126 | 37.3311 | 38.6042 | 34.381 | 11.0925 | 11.4596 | 11.7004 | 11.3065 | 16.3437 | 16.3678 | 59.282 | 182.0131 | 353.2505 | 384.3842 | 1273.2443 | 1292.8071 | 1302.9252 | 1301.2868 | 1951.9929 | 2180.9384 | 2128.7576
VIC1 | Pumped Hydro | 0 | 0 | 0 | 0.034375 | 0.03462 | 0.045291 | 708.9008 | 719.1182 | 934.1053 | 1385.7198 | 2670.1448 | 2730.0913 | 2446.2915 | 2755.752 | 2690.8406 | 2704.9353 | 2705.1943 | 2644.8342 | 2790.76 | 2638.294 | 2451.6677 | 2217.2314 | 2516.5188 | 2325.4124 | 2288.9834 | 2338.7527 | 2306.354 | 2352.7622 | 2235.6516 | 2130.5354
Total excluding storage |  | 48082.9391 | 48409.1169 | 48036.4167 | 47589.6436 | 46927.7905 | 47367.4854 | 50044.1868 | 47864.8808 | 46206.0255 | 46316.6659 | 49914.7155 | 48804.793 | 47987.1155 | 48098.2082 | 49587.3537 | 53096.5372 | 56491.1072 | 57306.9432 | 56596.9131 | 56624.8029 | 56052.0843 | 56683.8385 | 58715.372 | 61968.1438 | 61765.2943 | 60263.8274 | 59389.6264 | 59775.3538 | 60117.0077 | 58603.4605
Region | Technology | 2020-21 | 2021-22 | 2022-23 | 2023-24 | 2024-25 | 2025-26 | 2026-27 | 2027-28 | 2028-29 | 2029-30 | 2030-31 | 2031-32 | 2032-33 | 2033-34 | 2034-35 | 2035-36 | 2036-37 | 2037-38 | 2038-39 | 2039-40 | 2040-41 | 2041-42 | 2042-43 | 2043-44 | 2044-45 | 2045-46 | 2046-47 | 2047-48 | 2048-49 | 2049-50
SA1 | Black Coal | 0 | 0 | 0 | 0 | 0 | 0 | 0 | 0 | 0 | 0 | 0 | 0 | 0 | 0 | 0 | 0 | 0 | 0 | 0 | 0 | 0 | 0 | 0 | 0 | 0 | 0 | 0 | 0 | 0 | 0
SA1 | Brown Coal | 0 | 0 | 0 | 0 | 0 | 0 | 0 | 0 | 0 | 0 | 0 | 0 | 0 | 0 | 0 | 0 | 0 | 0 | 0 | 0 | 0 | 0 | 0 | 0 | 0 | 0 | 0 | 0 | 0 | 0
SA1 | CCGT | 1430.813 | 1852.4676 | 2529.6032 | 1840.8595 | 1063.6432 | 958.0264 | 638.3219 | 1137.8002 | 967.8142 | 752.173 | 636.0537 | 1092.485 | 1040.982 | 1188.8291 | 704.3026 | 1670.1739 | 1860.5336 | 0.023676 | 0.023519 | 0.024947 | 0.025348 | 0.025555 | 0.024863 | 0.025348 | 0.025227 | 0.025073 | 0.024942 | 0.024917 | 0.024926 | 0.025061
SA1 | Gas - Steam | 75.8641 | 114.248 | 174.7576 | 222.0982 | 0 | 0 | 0 | 0 | 0 | 0 | 0 | 0 | 0 | 0 | 0 | 0 | 0 | 0 | 0 | 0 | 0 | 0 | 0 | 0 | 0 | 0 | 0 | 0 | 0 | 0
SA1 | OCGT / Diesel | 86.8287 | 128.9717 | 302.0638 | 350.3965 | 107.0852 | 130.2583 | 98.2299 | 148.8375 | 139.6073 | 128.1213 | 129.3578 | 215.5288 | 125.1505 | 263.6192 | 165.5871 | 614.7888 | 652.9161 | 1029.3873 | 1071.6168 | 1155.1264 | 1299.3711 | 1751.2117 | 1291.6784 | 1165.0613 | 805.8746 | 899.5058 | 1027.9976 | 902.7687 | 691.8589 | 822.5865
SA1 | Hydro | 0 | 0 | 0 | 0 | 0 | 0 | 0 | 0 | 0 | 0 | 0 | 0 | 0 | 0 | 0 | 0 | 0 | 0 | 0 | 0 | 0 | 0 | 0 | 0 | 0 | 0 | 0 | 0 | 0 | 0
SA1 | Wind | 5503.5481 | 5591.2498 | 5930.1673 | 5724.0063 | 6397.1766 | 5914.103 | 7059.6663 | 9250.0026 | 9560.1752 | 9814.5474 | 10875.4831 | 10409.0034 | 10590.1393 | 9902.6422 | 10748.9914 | 13292.5776 | 13021.7989 | 13547.6783 | 14260.3604 | 12959.9035 | 13703.3513 | 13226.1839 | 14330.5062 | 15507.03 | 16026.7269 | 15719.4227 | 16171.8639 | 14434.0834 | 14647.8803 | 13526.5862
SA1 | Solar PV | 825.3417 | 830.5189 | 1529.339 | 1992.7897 | 2051.6186 | 3984.6386 | 4066.5684 | 3951.439 | 4062.7701 | 4090.4502 | 4177.812 | 4196.269 | 3965.1363 | 3979.4077 | 4049.1613 | 3917.5036 | 4020.9437 | 4023.0102 | 4104.2894 | 4086.3435 | 3932.2106 | 3988.0239 | 4005.331 | 3901.6093 | 3922.8931 | 3899.165 | 3942.194 | 5059.4563 | 6304.5121 | 8047.5546
SA1 | LS Battery | 72.179 | 67.3812 | 66.1747 | 72.9724 | 57.6382 | 79.0327 | 77.4132 | 73.7722 | 72.793 | 73.2807 | 66.9564 | 66.7347 | 64.9193 | 64.4671 | 65.8857 | 64.1625 | 65.271 | 99.6116 | 98.9909 | 169.4867 | 163.0476 | 157.3032 | 163.9554 | 249.5483 | 278.0722 | 291.0841 | 285.6602 | 798.5663 | 1350.005 | 1560.1685
SA1 | Pumped Hydro | 0 | 0 | 0 | 0.0089135 | 0.0075675 | 0.0098336 | 0.0236 | 0.023306 | 0.026035 | 0.030436 | 575.7519 | 828.7454 | 784.6246 | 799.5924 | 956.4722 | 973.8844 | 978.1732 | 986.5729 | 926.2493 | 946.2101 | 903.1192 | 884.4131 | 899.899 | 865.1378 | 888.9168 | 915.8524 | 843.7824 | 883.8577 | 872.6056 | 913.5855
Total excluding storage |  | 7922.3956 | 8517.4561 | 10465.931 | 10130.1503 | 9619.5237 | 10987.0262 | 11862.7865 | 14488.0793 | 14730.3667 | 14785.2919 | 15818.7067 | 15913.2863 | 15721.4081 | 15334.4983 | 15668.0424 | 19495.0438 | 19556.1924 | 18600.0994 | 19436.2901 | 18201.3984 | 18934.9584 | 18965.445 | 19627.5404 | 20573.7258 | 20755.5198 | 20518.1186 | 21142.0804 | 20396.3333 | 21644.2762 | 22396.7524
Region | Technology | 2020-21 | 2021-22 | 2022-23 | 2023-24 | 2024-25 | 2025-26 | 2026-27 | 2027-28 | 2028-29 | 2029-30 | 2030-31 | 2031-32 | 2032-33 | 2033-34 | 2034-35 | 2035-36 | 2036-37 | 2037-38 | 2038-39 | 2039-40 | 2040-41 | 2041-42 | 2042-43 | 2043-44 | 2044-45 | 2045-46 | 2046-47 | 2047-48 | 2048-49 | 2049-50
TAS1 | Black Coal | 0 | 0 | 0 | 0 | 0 | 0 | 0 | 0 | 0 | 0 | 0 | 0 | 0 | 0 | 0 | 0 | 0 | 0 | 0 | 0 | 0 | 0 | 0 | 0 | 0 | 0 | 0 | 0 | 0 | 0
TAS1 | Brown Coal | 0 | 0 | 0 | 0 | 0 | 0 | 0 | 0 | 0 | 0 | 0 | 0 | 0 | 0 | 0 | 0 | 0 | 0 | 0 | 0 | 0 | 0 | 0 | 0 | 0 | 0 | 0 | 0 | 0 | 0
TAS1 | CCGT | 0.53557 | 5.0311 | 33.3938 | 24.006 | 2.6034 | 0.0070587 | 0.0082753 | 0.008445 | 20.7051 | 17.8948 | 3.7155 | 26.223 | 29.9071 | 81.3955 | 43.3846 | 232.6101 | 144.0132 | 317.417 | 583.7476 | 195.1228 | 81.3086 | 281.2048 | 195.5013 | 226.8762 | 77.5272 | 211.3079 | 254.956 | 283.2433 | 71.3175 | 248.1339
TAS1 | Gas - Steam | 0 | 0 | 0 | 0 | 0 | 0 | 0 | 0 | 0 | 0 | 0 | 0 | 0 | 0 | 0 | 0 | 0 | 0 | 0 | 0 | 0 | 0 | 0 | 0 | 0 | 0 | 0 | 0 | 0 | 0
TAS1 | OCGT / Diesel | 0.0035661 | 0.0039686 | 0.0041484 | 0.0041869 | 0.0038874 | 0.0035967 | 0.0041087 | 0.0041458 | 0.033589 | 0.052894 | 0.030145 | 0.0047975 | 0.0049983 | 0.0059145 | 0.0061372 | 0.0070291 | 0.0080494 | 0.0099529 | 0.0089709 | 0.0081924 | 0.0051159 | 0.0049941 | 0.021473 | 0.0067345 | 0.0066365 | 0.0079886 | 0.007464 | 0.018154 | 0.0063456 | 0.0062503
TAS1 | Hydro | 7458.8739 | 8263.6191 | 9437.6227 | 8699.662 | 10073.6019 | 10022.6123 | 8616.8401 | 9127.7124 | 11084.8251 | 9662.1859 | 9524.1082 | 8449.6222 | 10135.3675 | 10201.4539 | 8382.5443 | 9770.4725 | 8891.707 | 8648.8756 | 8259.7556 | 8032.2506 | 9694.6663 | 9357.9156 | 6635.7681 | 9646.0872 | 8868.3623 | 8650.8076 | 7958.6028 | 8397.2126 | 9619.8122 | 9126.5931
TAS1 | Wind | 2808.1203 | 2724.3067 | 2976.4164 | 3253.9606 | 3200.2892 | 3456.2277 | 3489.9398 | 4221.4234 | 6314.1432 | 6096.9828 | 6356.2689 | 7589.9576 | 10492.4701 | 11120.6498 | 11650.4948 | 11533.1709 | 11441.0313 | 10894.0258 | 11933.8211 | 11991.3886 | 12410.5407 | 12909.3175 | 13284.7297 | 13154.0714 | 14104.6068 | 13195.0327 | 14489.7724 | 13372.0605 | 13759.064 | 14485.2254
TAS1 | Solar PV | 0.0076771 | 0.0096255 | 0.0089785 | 0.0095651 | 0.013139 | 0.020393 | 112.0891 | 108.219 | 503.5788 | 511.2792 | 500.8455 | 510.7998 | 510.0784 | 475.9891 | 506.0886 | 498.9031 | 504.5514 | 511.3231 | 501.3648 | 541.4899 | 541.6864 | 503.009 | 535.9571 | 528.495 | 731.9713 | 737.6425 | 722.288 | 735.4674 | 736.706 | 679.1836
TAS1 | LS Battery | 0.0044448 | 0.004687 | 0.0052049 | 0.0047531 | 0.0048502 | 0.0060497 | 0.0062713 | 0.0064171 | 0.0067819 | 0.008743 | 0.0104 | 0.010413 | 0.010348 | 0.011797 | 0.015358 | 0.013439 | 0.012427 | 0.014965 | 0.017436 | 0.016678 | 0.016674 | 0.018857 | 0.022201 | 0.021101 | 0.02307 | 0.023648 | 0.027772 | 0.026666 | 0.028878 | 0.03613
TAS1 | Pumped Hydro | 0 | 0 | 0 | 0.0049814 | 0.0048961 | 0.0064961 | 0.0076255 | 0.0076664 | 14.4599 | 202.9402 | 351.4561 | 632.7098 | 1729.0969 | 1927.4131 | 2311.5186 | 2438.945 | 2686.907 | 2908.829 | 2988.005 | 3276.6685 | 3120.869 | 3527.4778 | 4036.4648 | 3582.4517 | 3629.9697 | 3754.0269 | 4033.0688 | 3816.962 | 3624.3286 | 4104.156
Total excluding storage |  | 10267.541 | 10992.9704 | 12447.446 | 11977.6425 | 13276.5115 | 13478.871 | 12218.8814 | 13457.3673 | 17923.2859 | 16288.3956 | 16384.9683 | 16576.6074 | 21167.8281 | 21879.4943 | 20582.5185 | 22035.1636 | 20981.311 | 20371.6514 | 21278.698 | 20760.2601 | 22728.207 | 23051.4518 | 20651.9778 | 23555.5366 | 23782.4743 | 22794.7987 | 23425.6266 | 22788.002 | 24186.906 | 24539.1422

## Accelerated_M28_32_VOM Cost
VOM cost by technology ($000s) - Marinus 1500MW M28_32, Accelerated Transition to a Low Emissions Future Scenario
Real June 2019 dollars discounted to June 2025
Region | Technology | 2020-21 | 2021-22 | 2022-23 | 2023-24 | 2024-25 | 2025-26 | 2026-27 | 2027-28 | 2028-29 | 2029-30 | 2030-31 | 2031-32 | 2032-33 | 2033-34 | 2034-35 | 2035-36 | 2036-37 | 2037-38 | 2038-39 | 2039-40 | 2040-41 | 2041-42 | 2042-43 | 2043-44 | 2044-45 | 2045-46 | 2046-47 | 2047-48 | 2048-49 | 2049-50
NEM | Black Coal | 553541.515 | 515972.394 | 450241.147 | 412591.4395 | 369603.109 | 325753.545 | 290410.1415 | 257095.3079 | 237848.3588 | 210697.5622 | 191273.6007 | 168044.5266 | 150869.7729 | 132750.4705 | 116980.2159 | 94289.4219 | 80126.779 | 62112.8985 | 55553.7336 | 49293.0557 | 37843.1984 | 30687.3449 | 18086.3783 | 18773.7004 | 14803.253 | 11931.3798 | 10417.0005 | 7648.6878 | 690.1462 | 0.056303
NEM | Brown Coal | 183843.336 | 175320.702 | 153407.602 | 151089.332 | 140356.8345 | 130757.4425 | 118551.799 | 107880.5157 | 90298.3562 | 81556.3013 | 69389.2892 | 65663.1323 | 60585.754 | 56370.552 | 53685.162 | 51973.24 | 47337.038 | 46803.395 | 39317.162 | 34949.205 | 32234.997 | 28101.96 | 29892.259 | 12560.4525 | 9865.6614 | 6019.9225 | 1167.4002 | 0.031818 | 0 | 0
NEM | CCGT | 51890.1156 | 53073.9458 | 60076.6249 | 50964.514 | 42807.7686 | 38701.5896 | 35763.5745 | 38010.1102 | 35203.0727 | 31000.4253 | 29998.9599 | 32369.627 | 30232.0795 | 28869.7324 | 22973.4656 | 33370.8545 | 33476.04 | 27823.8912 | 27686.4481 | 29938.6944 | 30576.4792 | 32172.0179 | 37304.9289 | 79680.3347 | 73508.2583 | 64114.3641 | 59646.2421 | 68246.7318 | 65802.4602 | 60490.7725
NEM | Gas - Steam | 280.8789 | 474.131 | 716.2175 | 743.1232 | 176.948 | 153.8451 | 143.531 | 0.01641 | 0.014733 | 0.012667 | 0.01135 | 0.021246 | 0.010022 | 0.014053 | 0.014111 | 0.071322 | 0.079164 | 0.081526 | 0.076364 | 0 | 0 | 0 | 0 | 0 | 0 | 0 | 0 | 0 | 0 | 0
NEM | OCGT / Diesel | 1693.0073 | 2335.2478 | 5435.9823 | 5017.0768 | 2171.2864 | 2826.9811 | 2176.0414 | 3486.0462 | 3102.6354 | 3360.081 | 2780.5639 | 4703.9648 | 1782.0813 | 3620.1607 | 3886.7851 | 14292.9033 | 19306.8331 | 29830.2562 | 34103.7401 | 26320.1716 | 33713.4165 | 33848.0283 | 27598.1384 | 30055.9511 | 29714.0145 | 37519.3244 | 41427.2065 | 25788.0179 | 30040.9334 | 18744.4801
NEM | Hydro | 133991.6429 | 133698.5407 | 136878.5873 | 123633.7683 | 127747.1548 | 122280.2347 | 104133.1195 | 102441.0851 | 108924.4355 | 96186.533 | 90289.2351 | 80657.4917 | 83053.6289 | 80124.3107 | 67621.6374 | 71234.1023 | 62815.3291 | 59718.704 | 55263.6377 | 51230.2449 | 52976.9565 | 49649.7822 | 39880.7767 | 44945.6488 | 40108.3174 | 37898.9663 | 34215.8989 | 33123.9169 | 33390.2219 | 31016.3354
NEM | Wind | 93726.887 | 92029.732 | 110001.8425 | 112616.4573 | 132260.0806 | 135290.4328 | 141543.4844 | 157839.8619 | 151342.7304 | 155538.932 | 152826.3457 | 147709.071 | 151461.853 | 158614.5968 | 156237.7182 | 154259.8969 | 151880.9802 | 148809.1763 | 148226.9944 | 140934.4098 | 139206.7728 | 139414.4892 | 134040.958 | 121199.0562 | 115108.7657 | 108055.8884 | 104716.7637 | 94617.0244 | 92394.5948 | 92640.5092
NEM | Solar PV | 0 | 0 | 0 | 0 | 0 | 0 | 0 | 0 | 0 | 0 | 0 | 0 | 0 | 0 | 0 | 0 | 0 | 0 | 0 | 0 | 0 | 0 | 0 | 0 | 0 | 0 | 0 | 0 | 0 | 0
NEM | LS Battery | 0 | 0 | 0 | 0 | 0 | 0 | 0 | 0 | 0 | 0 | 0 | 0 | 0 | 0 | 0 | 0 | 0 | 0 | 0 | 0 | 0 | 0 | 0 | 0 | 0 | 0 | 0 | 0 | 0 | 0
NEM | Pumped Hydro | 575.6913 | 539.8817 | 1135.6399 | 1032.003 | 1496.5348 | 3607.9116 | 22114.8202 | 23674.8872 | 23326.1682 | 26612.92 | 25884.7293 | 26931.0955 | 20375.9643 | 23008.1183 | 22267.4601 | 24555.2867 | 21302.1169 | 22970.4589 | 21473.451 | 20563.5114 | 19137.7852 | 18397.8315 | 17291.5736 | 16739.4938 | 14743.1214 | 15032.7669 | 14370.4894 | 13043.8966 | 12388.4064 | 11387.3905
NEM | Pumped Hydro Pump | 1233.4858 | 1063.4182 | 3140.9022 | 2963.6513 | 4313.082 | 10534.4891 | 33736.2664 | 33805.8388 | 33075.814 | 38982.0724 | 40326.8236 | 39072.5491 | 31937.8587 | 34863.1831 | 35434.1874 | 38633.4203 | 34133.6058 | 35571.2711 | 35813.3586 | 32749.7779 | 30386.4401 | 28455.2568 | 30104.8078 | 25873.975 | 23824.0246 | 23375.7891 | 23443.1601 | 20784.6978 | 19618.8692 | 18044.072
Total |  | 1020776.5598 | 974507.9932 | 921034.5456 | 860651.3655 | 820932.7987 | 769906.4716 | 748572.7779 | 724233.6694 | 683121.5859 | 643934.8399 | 602769.5586 | 565151.4792 | 530299.0027 | 518221.1387 | 479086.6458 | 482609.1972 | 450378.8012 | 433640.1327 | 417438.602 | 385979.0708 | 376076.0458 | 360726.7107 | 334199.8208 | 349828.6124 | 321675.4163 | 303948.4017 | 289404.1613 | 263253.0049 | 254325.6321 | 232323.616
Region | Technology | 2020-21 | 2021-22 | 2022-23 | 2023-24 | 2024-25 | 2025-26 | 2026-27 | 2027-28 | 2028-29 | 2029-30 | 2030-31 | 2031-32 | 2032-33 | 2033-34 | 2034-35 | 2035-36 | 2036-37 | 2037-38 | 2038-39 | 2039-40 | 2040-41 | 2041-42 | 2042-43 | 2043-44 | 2044-45 | 2045-46 | 2046-47 | 2047-48 | 2048-49 | 2049-50
NSW1 | Black Coal | 306747.312 | 288874.792 | 230728.108 | 217940.204 | 190665.244 | 166670.736 | 141949.694 | 128952.15 | 118576.85 | 96891.95 | 86024.289 | 68217.446 | 63201.052 | 55198.658 | 43357.298 | 17322.97 | 16350.074 | 15441.892 | 14571.917 | 13775.058 | 13009.213 | 11565.955 | 0 | 0 | 0 | 0 | 0 | 0 | 0 | 0
NSW1 | Brown Coal | 0 | 0 | 0 | 0 | 0 | 0 | 0 | 0 | 0 | 0 | 0 | 0 | 0 | 0 | 0 | 0 | 0 | 0 | 0 | 0 | 0 | 0 | 0 | 0 | 0 | 0 | 0 | 0 | 0 | 0
NSW1 | CCGT | 14900.7046 | 13729.5994 | 14296.0296 | 12810.0214 | 13044.3102 | 12287.6242 | 11190.3303 | 11341.311 | 10676.2157 | 9949.2085 | 9861.8579 | 10330.6894 | 9395.1869 | 9534.6998 | 7891.759 | 11457.608 | 11441.3113 | 10716.7737 | 9722.5363 | 9020.2695 | 8697.8451 | 8690.3158 | 17986.6679 | 20154.7083 | 18118.75 | 16778.76 | 15984.542 | 14451.596 | 14154.918 | 12842.175
NSW1 | Gas - Steam | 0 | 0 | 0 | 0 | 0 | 0 | 0 | 0 | 0 | 0 | 0 | 0 | 0 | 0 | 0 | 0 | 0 | 0 | 0 | 0 | 0 | 0 | 0 | 0 | 0 | 0 | 0 | 0 | 0 | 0
NSW1 | OCGT / Diesel | 0.045472 | 0.050491 | 73.9182 | 51.8544 | 79.3059 | 367.3473 | 108.7057 | 340.1058 | 174.325 | 556.7818 | 348.7592 | 649.8799 | 185.7516 | 624.7861 | 1248.6259 | 3612.6742 | 6735.1686 | 7905.901 | 9437.0576 | 4407.1316 | 6250.887 | 6598.7787 | 7314.6108 | 6266.0077 | 6943.1587 | 6658.5887 | 7733.8347 | 4327.0556 | 2829.0488 | 2391.4575
NSW1 | Hydro | 25575.5289 | 24271.9794 | 23818.0957 | 22555.1616 | 22061.5825 | 22926.4398 | 19658.9636 | 19403.199 | 18902.9132 | 19221.9031 | 18480.5629 | 18160.8746 | 16066.6364 | 16638.1319 | 15333.1861 | 16230.8606 | 14242.388 | 14764.1174 | 14206.8728 | 13130.8729 | 11956.7696 | 12079.1272 | 11626.7472 | 10540.8947 | 9536.8203 | 9513.7795 | 8955.7848 | 8362.3007 | 7649.3766 | 7741.1161
NSW1 | Wind | 15398.1219 | 15708.2722 | 23687.7272 | 28867.8681 | 45399.4845 | 47018.8075 | 47362.7294 | 46468.059 | 39563.6854 | 50229.5703 | 48209.9881 | 49116.8864 | 49065.549 | 51617.0041 | 53239.4495 | 45836.3964 | 41015.5137 | 42120.4106 | 45264.1192 | 46947.2346 | 44087.144 | 43410.2248 | 42104.0394 | 34456.1306 | 30481.2347 | 29218.153 | 28504.4736 | 27706.2754 | 26658.7846 | 26410.7863
NSW1 | Solar PV | 0 | 0 | 0 | 0 | 0 | 0 | 0 | 0 | 0 | 0 | 0 | 0 | 0 | 0 | 0 | 0 | 0 | 0 | 0 | 0 | 0 | 0 | 0 | 0 | 0 | 0 | 0 | 0 | 0 | 0
NSW1 | LS Battery | 0 | 0 | 0 | 0 | 0 | 0 | 0 | 0 | 0 | 0 | 0 | 0 | 0 | 0 | 0 | 0 | 0 | 0 | 0 | 0 | 0 | 0 | 0 | 0 | 0 | 0 | 0 | 0 | 0 | 0
NSW1 | Pumped Hydro | 90.4006 | 77.8395 | 313.6707 | 290.0549 | 488.4303 | 1064.0568 | 19175.7774 | 20995.768 | 20370.249 | 23404.4638 | 22900.9863 | 24696.2027 | 18450.3228 | 21139.0722 | 19915.0505 | 22547.2553 | 19152.8029 | 20736.9064 | 19349.0058 | 18640.3259 | 17408.6396 | 17016.7755 | 15793.226 | 15336.463 | 13363.2234 | 13728.5254 | 13207.8915 | 11987.7356 | 11321.6999 | 10601.8231
NSW1 | Pumped Hydro Pump | 524.2695 | 423.2082 | 1957.3253 | 1917.7871 | 2874.3005 | 6899.8843 | 29517.4914 | 29987.0776 | 28863.28 | 34398.1754 | 36061.9326 | 35881.4673 | 29186.5619 | 32192.7546 | 32073.2576 | 35763.4458 | 31063.9126 | 32380.2141 | 32773.1706 | 30000.7764 | 27913.2653 | 26491.1646 | 27956.003 | 23876.0106 | 21854.0795 | 21512.4145 | 21779.6062 | 19273.7388 | 18097.3542 | 16923.6729
Total |  | 363236.383 | 343085.7413 | 294874.8747 | 284432.9515 | 274612.6579 | 257234.896 | 268963.6919 | 257487.6703 | 237127.5182 | 234652.0529 | 221888.3759 | 207053.4463 | 185551.0606 | 186945.1068 | 173058.6265 | 152771.2103 | 140001.171 | 144066.2152 | 145324.6793 | 135921.6689 | 129323.7637 | 125852.3417 | 122781.2943 | 110630.215 | 100297.2665 | 97410.221 | 96166.1328 | 86108.702 | 80711.1822 | 76911.0309
Region | Technology | 2020-21 | 2021-22 | 2022-23 | 2023-24 | 2024-25 | 2025-26 | 2026-27 | 2027-28 | 2028-29 | 2029-30 | 2030-31 | 2031-32 | 2032-33 | 2033-34 | 2034-35 | 2035-36 | 2036-37 | 2037-38 | 2038-39 | 2039-40 | 2040-41 | 2041-42 | 2042-43 | 2043-44 | 2044-45 | 2045-46 | 2046-47 | 2047-48 | 2048-49 | 2049-50
QLD1 | Black Coal | 246794.203 | 227097.602 | 219513.039 | 194651.2355 | 178937.865 | 159082.809 | 148460.4475 | 128143.1579 | 119271.5088 | 113805.6122 | 105249.3117 | 99827.0806 | 87668.7209 | 77551.8125 | 73622.9179 | 76966.4519 | 63776.705 | 46671.0065 | 40981.8166 | 35517.9977 | 24833.9854 | 19121.3899 | 18086.3783 | 18773.7004 | 14803.253 | 11931.3798 | 10417.0005 | 7648.6878 | 690.1462 | 0.056303
QLD1 | Brown Coal | 0 | 0 | 0 | 0 | 0 | 0 | 0 | 0 | 0 | 0 | 0 | 0 | 0 | 0 | 0 | 0 | 0 | 0 | 0 | 0 | 0 | 0 | 0 | 0 | 0 | 0 | 0 | 0 | 0 | 0
QLD1 | CCGT | 23045.3158 | 22233.2707 | 23465.9089 | 22876.9864 | 21497.744 | 19441.4898 | 20175.885 | 19253.516 | 18445.7591 | 16590.58 | 16646.4518 | 16265.3999 | 15597.6606 | 13499.4727 | 11841.1561 | 14077.5864 | 14238.222 | 15938.5725 | 15938.8589 | 12439.4653 | 13589.671 | 11796.0722 | 9576.1062 | 11289.6945 | 10209.8644 | 4084.0818 | 2552.7581 | 2362.2177 | 2317.651 | 2035.673
QLD1 | Gas - Steam | 0 | 0 | 0 | 0 | 0 | 0 | 0 | 0 | 0 | 0 | 0 | 0 | 0 | 0 | 0 | 0 | 0 | 0 | 0 | 0 | 0 | 0 | 0 | 0 | 0 | 0 | 0 | 0 | 0 | 0
QLD1 | OCGT / Diesel | 19.9232 | 0.13516 | 4.975 | 2.2745 | 101.7653 | 116.2127 | 310.5718 | 442.6453 | 576.3429 | 618.7119 | 609.8857 | 561.3033 | 161.9124 | 95.3867 | 103.0492 | 530.2491 | 926.5841 | 5370.0376 | 7116.8057 | 5002.485 | 8663.2711 | 5402.7547 | 5768.9903 | 9429.7679 | 8215.3721 | 13804.5675 | 15939.405 | 11784.2671 | 17207.3308 | 8330.3867
QLD1 | Hydro | 6616.3137 | 6242.9105 | 5898.6046 | 5572.3484 | 5255.1797 | 4936.9401 | 4667.4798 | 4416.0604 | 4163.8476 | 3915.1847 | 3704.6815 | 3512.0238 | 3299.0847 | 3115.5502 | 2924.3926 | 2780.8084 | 2581.9009 | 2467.839 | 2312.3494 | 2165.4729 | 2058.634 | 1874.4202 | 1734.4529 | 1707.273 | 1592.6773 | 1484.9791 | 1384.3464 | 1292.0665 | 1233.5761 | 1100.4781
QLD1 | Wind | 8172.2027 | 10237.6454 | 16949.2652 | 22963.5391 | 28013.3279 | 32023.9325 | 30019.4803 | 45535.5757 | 40950.2867 | 38924.2924 | 33819.5762 | 32914.9576 | 33843.2973 | 41234.2362 | 37310.3221 | 38470.0065 | 40202.7874 | 41272.3147 | 37335.842 | 36438.0491 | 39709.1419 | 43021.738 | 39293.8715 | 37465.7423 | 36602.1563 | 34912.6348 | 31702.1417 | 29256.4918 | 29677.8225 | 32178.9283
QLD1 | Solar PV | 0 | 0 | 0 | 0 | 0 | 0 | 0 | 0 | 0 | 0 | 0 | 0 | 0 | 0 | 0 | 0 | 0 | 0 | 0 | 0 | 0 | 0 | 0 | 0 | 0 | 0 | 0 | 0 | 0 | 0
QLD1 | LS Battery | 0 | 0 | 0 | 0 | 0 | 0 | 0 | 0 | 0 | 0 | 0 | 0 | 0 | 0 | 0 | 0 | 0 | 0 | 0 | 0 | 0 | 0 | 0 | 0 | 0 | 0 | 0 | 0 | 0 | 0
QLD1 | Pumped Hydro | 485.2907 | 462.0423 | 821.9692 | 741.9481 | 1008.1045 | 2543.8548 | 2939.0428 | 2679.1192 | 2955.9192 | 3208.4562 | 2983.743 | 2234.8928 | 1925.6415 | 1869.0461 | 2352.4095 | 2008.0314 | 2149.314 | 2233.5525 | 2124.4452 | 1923.1855 | 1729.1456 | 1381.056 | 1498.3476 | 1403.0308 | 1379.898 | 1304.2415 | 1162.5979 | 1056.161 | 1066.7065 | 785.5674
QLD1 | Pumped Hydro Pump | 709.2162 | 640.2099 | 1183.5769 | 1045.8643 | 1438.7815 | 3634.6048 | 4218.775 | 3818.7612 | 4212.534 | 4583.897 | 4264.891 | 3191.0818 | 2751.2968 | 2670.4285 | 3360.9298 | 2869.9745 | 3069.6932 | 3191.057 | 3040.188 | 2749.0015 | 2473.1748 | 1964.0922 | 2148.8048 | 1997.9644 | 1969.9451 | 1863.3746 | 1663.5539 | 1510.959 | 1521.515 | 1120.3991
Total |  | 285842.4654 | 266913.8159 | 267837.3388 | 247854.1963 | 236252.7679 | 221779.8437 | 210791.6822 | 204288.8356 | 190576.1984 | 181646.7344 | 167278.5409 | 158506.7398 | 145247.6143 | 140035.9329 | 131515.1771 | 137703.1082 | 126945.2065 | 117144.3798 | 108850.3058 | 96235.657 | 93057.0237 | 84561.5232 | 78106.9517 | 82067.1732 | 74773.1662 | 69385.2592 | 64821.8035 | 54910.8509 | 53714.748 | 45551.489
Region | Technology | 2020-21 | 2021-22 | 2022-23 | 2023-24 | 2024-25 | 2025-26 | 2026-27 | 2027-28 | 2028-29 | 2029-30 | 2030-31 | 2031-32 | 2032-33 | 2033-34 | 2034-35 | 2035-36 | 2036-37 | 2037-38 | 2038-39 | 2039-40 | 2040-41 | 2041-42 | 2042-43 | 2043-44 | 2044-45 | 2045-46 | 2046-47 | 2047-48 | 2048-49 | 2049-50
VIC1 | Black Coal | 0 | 0 | 0 | 0 | 0 | 0 | 0 | 0 | 0 | 0 | 0 | 0 | 0 | 0 | 0 | 0 | 0 | 0 | 0 | 0 | 0 | 0 | 0 | 0 | 0 | 0 | 0 | 0 | 0 | 0
VIC1 | Brown Coal | 183843.336 | 175320.702 | 153407.602 | 151089.332 | 140356.8345 | 130757.4425 | 118551.799 | 107880.5157 | 90298.3562 | 81556.3013 | 69389.2892 | 65663.1323 | 60585.754 | 56370.552 | 53685.162 | 51973.24 | 47337.038 | 46803.395 | 39317.162 | 34949.205 | 32234.997 | 28101.96 | 29892.259 | 12560.4525 | 9865.6614 | 6019.9225 | 1167.4002 | 0.031818 | 0 | 0
VIC1 | CCGT | 0.03451 | 0.042953 | 0.070361 | 0.067588 | 0.064234 | 0.05954 | 0.056034 | 0.055373 | 0.052046 | 0.049232 | 0.047374 | 0.048864 | 0.047101 | 0.046575 | 0.044484 | 0.088923 | 0.088328 | 0.18339 | 0.17243 | 7838.8045 | 8036.0105 | 10870.687 | 9202.064 | 47639.608 | 44983.944 | 42753.412 | 40552.904 | 50846.512 | 49188.116 | 45158.748
VIC1 | Gas - Steam | 40.042 | 132.1766 | 221.9457 | 148.8183 | 176.948 | 153.8451 | 143.531 | 0.01641 | 0.014733 | 0.012667 | 0.01135 | 0.021246 | 0.010022 | 0.014053 | 0.014111 | 0.071322 | 0.079164 | 0.081526 | 0.076364 | 0 | 0 | 0 | 0 | 0 | 0 | 0 | 0 | 0 | 0 | 0
VIC1 | OCGT / Diesel | 382.9965 | 529.6416 | 1371.5417 | 566.2438 | 725.5521 | 903.4431 | 734.1524 | 1223.527 | 1044.1872 | 1059.9153 | 749.3124 | 1810.6494 | 496.4383 | 1058.1554 | 1451.5546 | 6294.8637 | 7779.703 | 10902.7061 | 12004.7076 | 11302.1859 | 12794.5281 | 14319.9638 | 9266.1341 | 9841.835 | 11682.6982 | 14048.1214 | 14511.8101 | 6994.2777 | 8041.7529 | 5843.1297
VIC1 | Hydro | 31564.1709 | 29825.2734 | 28035.825 | 26634.0936 | 25138.4851 | 23659.4924 | 22352.4772 | 21181.2745 | 19971.6042 | 18834.1666 | 17673.2364 | 16777.6688 | 15858.5659 | 14907.3153 | 14088.8608 | 13383.6859 | 12619.3032 | 11864.5113 | 11171.5767 | 10594.6589 | 10022.3397 | 9415.6432 | 8898.293 | 8466.3008 | 7958.4665 | 7541.3839 | 7108.8244 | 6717.8958 | 6359.4157 | 5971.4158
VIC1 | Wind | 40986.3987 | 38532.5474 | 41464.3079 | 34099.9265 | 31956.8016 | 31350.5673 | 37740.998 | 33302.1764 | 34214.2067 | 31751.0043 | 35381.5271 | 30413.1277 | 29241.8145 | 28525.0881 | 28277.2961 | 30648.9024 | 33989.983 | 30869.7751 | 30744.7979 | 26122.7286 | 24326.0682 | 23494.5419 | 23304.5119 | 20449.9749 | 19427.1237 | 18039.251 | 18653.3792 | 15484.1882 | 14664.8879 | 14029.6196
VIC1 | Solar PV | 0 | 0 | 0 | 0 | 0 | 0 | 0 | 0 | 0 | 0 | 0 | 0 | 0 | 0 | 0 | 0 | 0 | 0 | 0 | 0 | 0 | 0 | 0 | 0 | 0 | 0 | 0 | 0 | 0 | 0
VIC1 | LS Battery | 0 | 0 | 0 | 0 | 0 | 0 | 0 | 0 | 0 | 0 | 0 | 0 | 0 | 0 | 0 | 0 | 0 | 0 | 0 | 0 | 0 | 0 | 0 | 0 | 0 | 0 | 0 | 0 | 0 | 0
VIC1 | Pumped Hydro | 0 | 0 | 0 | 0 | 0 | 0 | 0 | 0 | 0 | 0 | 0 | 0 | 0 | 0 | 0 | 0 | 0 | 0 | 0 | 0 | 0 | 0 | 0 | 0 | 0 | 0 | 0 | 0 | 0 | 0
VIC1 | Pumped Hydro Pump | 0 | 0 | 0 | 0 | 0 | 0 | 0 | 0 | 0 | 0 | 0 | 0 | 0 | 0 | 0 | 0 | 0 | 0 | 0 | 0 | 0 | 0 | 0 | 0 | 0 | 0 | 0 | 0 | 0 | 0
Total |  | 256816.9787 | 244340.3839 | 224501.2926 | 212538.4819 | 198354.6855 | 186824.8499 | 179523.0135 | 163587.5654 | 145528.4211 | 133201.4494 | 123193.4239 | 114664.6482 | 106182.6298 | 100861.1713 | 97502.9321 | 102300.8523 | 101726.1948 | 100440.6524 | 93238.493 | 90807.5829 | 87413.9434 | 86202.7959 | 80563.262 | 98958.1712 | 93917.8939 | 88402.0909 | 81994.3178 | 80042.9056 | 78254.1725 | 71002.913
Region | Technology | 2020-21 | 2021-22 | 2022-23 | 2023-24 | 2024-25 | 2025-26 | 2026-27 | 2027-28 | 2028-29 | 2029-30 | 2030-31 | 2031-32 | 2032-33 | 2033-34 | 2034-35 | 2035-36 | 2036-37 | 2037-38 | 2038-39 | 2039-40 | 2040-41 | 2041-42 | 2042-43 | 2043-44 | 2044-45 | 2045-46 | 2046-47 | 2047-48 | 2048-49 | 2049-50
SA1 | Black Coal | 0 | 0 | 0 | 0 | 0 | 0 | 0 | 0 | 0 | 0 | 0 | 0 | 0 | 0 | 0 | 0 | 0 | 0 | 0 | 0 | 0 | 0 | 0 | 0 | 0 | 0 | 0 | 0 | 0 | 0
SA1 | Brown Coal | 0 | 0 | 0 | 0 | 0 | 0 | 0 | 0 | 0 | 0 | 0 | 0 | 0 | 0 | 0 | 0 | 0 | 0 | 0 | 0 | 0 | 0 | 0 | 0 | 0 | 0 | 0 | 0 | 0 | 0
SA1 | CCGT | 13938.8913 | 17064.6149 | 22024.2263 | 15079.0344 | 8245.292 | 6972.3626 | 4397.2439 | 7415.1709 | 5951.1353 | 4356.4282 | 3469.778 | 5635.9335 | 5091.6348 | 5462.6178 | 3053.1339 | 6871.3471 | 7227.2453 | 0.088211 | 0.082716 | 0.082863 | 0.079534 | 0.075653 | 0.069531 | 0.066973 | 0.062919 | 0.059053 | 0.055456 | 0.05231 | 0.049425 | 0.046899
SA1 | Gas - Steam | 240.8369 | 341.9544 | 494.2718 | 594.3049 | 0 | 0 | 0 | 0 | 0 | 0 | 0 | 0 | 0 | 0 | 0 | 0 | 0 | 0 | 0 | 0 | 0 | 0 | 0 | 0 | 0 | 0 | 0 | 0 | 0 | 0
SA1 | OCGT / Diesel | 1289.9918 | 1805.3677 | 3985.4953 | 4396.6543 | 1264.6195 | 1439.9399 | 1022.5704 | 1479.729 | 1307.4804 | 1124.2386 | 1072.3661 | 1682.0962 | 937.9435 | 1841.7932 | 1083.5168 | 3855.0743 | 3865.332 | 5651.5588 | 5545.1243 | 5608.3303 | 6004.7073 | 7526.51 | 5248.3203 | 4518.315 | 2872.7618 | 3008.02 | 3242.1331 | 2682.3645 | 1962.7829 | 2179.4896
SA1 | Hydro | 0 | 0 | 0 | 0 | 0 | 0 | 0 | 0 | 0 | 0 | 0 | 0 | 0 | 0 | 0 | 0 | 0 | 0 | 0 | 0 | 0 | 0 | 0 | 0 | 0 | 0 | 0 | 0 | 0 | 0
SA1 | Wind | 19057.4121 | 18288.0221 | 18334.5806 | 16702.6298 | 17612.3623 | 15428.3999 | 17411.1496 | 22052.1133 | 21499.4692 | 20852.2722 | 21854.8592 | 19869.5008 | 19040.7531 | 16908.2159 | 17324.3132 | 20508.8365 | 19059.2682 | 18719.2943 | 18488.7241 | 15875.311 | 15876.8144 | 14529.5452 | 14826.4037 | 15242.0593 | 14822.7552 | 13724.1478 | 13227.8905 | 11188.3444 | 10721.9192 | 9389.0246
SA1 | Solar PV | 0 | 0 | 0 | 0 | 0 | 0 | 0 | 0 | 0 | 0 | 0 | 0 | 0 | 0 | 0 | 0 | 0 | 0 | 0 | 0 | 0 | 0 | 0 | 0 | 0 | 0 | 0 | 0 | 0 | 0
SA1 | LS Battery | 0 | 0 | 0 | 0 | 0 | 0 | 0 | 0 | 0 | 0 | 0 | 0 | 0 | 0 | 0 | 0 | 0 | 0 | 0 | 0 | 0 | 0 | 0 | 0 | 0 | 0 | 0 | 0 | 0 | 0
SA1 | Pumped Hydro | 0 | 0 | 0 | 0 | 0 | 0 | 0 | 0 | 0 | 0 | 0 | 0 | 0 | 0 | 0 | 0 | 0 | 0 | 0 | 0 | 0 | 0 | 0 | 0 | 0 | 0 | 0 | 0 | 0 | 0
SA1 | Pumped Hydro Pump | 0 | 0 | 0 | 0 | 0 | 0 | 0 | 0 | 0 | 0 | 0 | 0 | 0 | 0 | 0 | 0 | 0 | 0 | 0 | 0 | 0 | 0 | 0 | 0 | 0 | 0 | 0 | 0 | 0 | 0
Total |  | 34527.1321 | 37499.959 | 44838.5739 | 36772.6234 | 27122.2739 | 23840.7024 | 22830.964 | 30947.0132 | 28758.0849 | 26332.939 | 26397.0032 | 27187.5305 | 25070.3315 | 24212.6269 | 21460.9639 | 31235.258 | 30151.8454 | 24370.9413 | 24033.9311 | 21483.7242 | 21881.6012 | 22056.1308 | 20074.7935 | 19760.4413 | 17695.5799 | 16732.2269 | 16470.0791 | 13870.7612 | 12684.7515 | 11568.561
Region | Technology | 2020-21 | 2021-22 | 2022-23 | 2023-24 | 2024-25 | 2025-26 | 2026-27 | 2027-28 | 2028-29 | 2029-30 | 2030-31 | 2031-32 | 2032-33 | 2033-34 | 2034-35 | 2035-36 | 2036-37 | 2037-38 | 2038-39 | 2039-40 | 2040-41 | 2041-42 | 2042-43 | 2043-44 | 2044-45 | 2045-46 | 2046-47 | 2047-48 | 2048-49 | 2049-50
TAS1 | Black Coal | 0 | 0 | 0 | 0 | 0 | 0 | 0 | 0 | 0 | 0 | 0 | 0 | 0 | 0 | 0 | 0 | 0 | 0 | 0 | 0 | 0 | 0 | 0 | 0 | 0 | 0 | 0 | 0 | 0 | 0
TAS1 | Brown Coal | 0 | 0 | 0 | 0 | 0 | 0 | 0 | 0 | 0 | 0 | 0 | 0 | 0 | 0 | 0 | 0 | 0 | 0 | 0 | 0 | 0 | 0 | 0 | 0 | 0 | 0 | 0 | 0 | 0 | 0
TAS1 | CCGT | 5.1695 | 46.4178 | 290.3898 | 198.4043 | 20.3582 | 0.053539 | 0.05915 | 0.057066 | 129.9106 | 104.1594 | 20.8247 | 137.5553 | 147.55 | 372.8956 | 187.3722 | 964.224 | 569.1732 | 1168.2734 | 2024.7977 | 640.0723 | 252.873 | 814.8672 | 540.0213 | 596.2569 | 195.637 | 498.0513 | 555.9825 | 586.3538 | 141.7258 | 454.1296
TAS1 | Gas - Steam | 0 | 0 | 0 | 0 | 0 | 0 | 0 | 0 | 0 | 0 | 0 | 0 | 0 | 0 | 0 | 0 | 0 | 0 | 0 | 0 | 0 | 0 | 0 | 0 | 0 | 0 | 0 | 0 | 0 | 0
TAS1 | OCGT / Diesel | 0.050209 | 0.05284 | 0.052098 | 0.049689 | 0.04363 | 0.038041 | 0.041074 | 0.039162 | 0.29988 | 0.43337 | 0.24059 | 0.036003 | 0.035436 | 0.039337 | 0.038628 | 0.041934 | 0.045325 | 0.052577 | 0.044904 | 0.03882 | 0.022999 | 0.021074 | 0.082934 | 0.025491 | 0.023703 | 0.026841 | 0.02362 | 0.052979 | 0.018029 | 0.016641
TAS1 | Hydro | 70235.6293 | 73358.3774 | 79126.062 | 68872.1647 | 75291.9075 | 70757.3624 | 57454.199 | 57440.5512 | 65886.0704 | 54215.2785 | 50430.7543 | 42206.9245 | 47829.3419 | 45463.3134 | 35275.198 | 38838.7475 | 33371.737 | 30622.2363 | 27572.8388 | 25339.2402 | 28939.2133 | 26280.5916 | 17621.2836 | 24231.1802 | 21020.3534 | 19358.8239 | 16766.9433 | 16751.6539 | 18147.8535 | 16203.3254
TAS1 | Wind | 10112.7517 | 9263.2449 | 9565.9616 | 9982.4938 | 9278.1043 | 9468.7256 | 9009.1271 | 10481.9375 | 15115.0824 | 13781.7929 | 13560.3951 | 15394.5986 | 20270.4391 | 20330.0525 | 20086.3374 | 18795.755 | 17613.428 | 15827.3817 | 16393.5112 | 15551.0865 | 15207.6045 | 14958.4393 | 14512.1315 | 13585.1492 | 13775.4957 | 12161.7018 | 12628.8787 | 10981.7245 | 10671.1807 | 10632.1504
TAS1 | Solar PV | 0 | 0 | 0 | 0 | 0 | 0 | 0 | 0 | 0 | 0 | 0 | 0 | 0 | 0 | 0 | 0 | 0 | 0 | 0 | 0 | 0 | 0 | 0 | 0 | 0 | 0 | 0 | 0 | 0 | 0
TAS1 | LS Battery | 0 | 0 | 0 | 0 | 0 | 0 | 0 | 0 | 0 | 0 | 0 | 0 | 0 | 0 | 0 | 0 | 0 | 0 | 0 | 0 | 0 | 0 | 0 | 0 | 0 | 0 | 0 | 0 | 0 | 0
TAS1 | Pumped Hydro | 0 | 0 | 0 | 0 | 0 | 0 | 0 | 0 | 0 | 0 | 0 | 0 | 0 | 0 | 0 | 0 | 0 | 0 | 0 | 0 | 0 | 0 | 0 | 0 | 0 | 0 | 0 | 0 | 0 | 0
TAS1 | Pumped Hydro Pump | 0 | 0 | 0 | 0 | 0 | 0 | 0 | 0 | 0 | 0 | 0 | 0 | 0 | 0 | 0 | 0 | 0 | 0 | 0 | 0 | 0 | 0 | 0 | 0 | 0 | 0 | 0 | 0 | 0 | 0
Total |  | 80353.6007 | 82668.093 | 88982.4655 | 79053.1125 | 84590.4136 | 80226.1796 | 66463.4263 | 67922.585 | 81131.3633 | 68101.6642 | 64012.2147 | 57739.1144 | 68247.3665 | 66166.3008 | 55548.9462 | 58598.7684 | 51554.3835 | 47617.9439 | 45991.1926 | 41530.4379 | 44399.7137 | 42053.9192 | 32673.5193 | 38412.6118 | 34991.5098 | 32018.6037 | 29951.8281 | 28319.7852 | 28960.7779 | 27289.6221

## Accelerated_M28_32_FOM Cost
FOM cost by technology ($000s) - Marinus 1500MW M28_32, Accelerated Transition to a Low Emissions Future Scenario
Real June 2019 dollars discounted to June 2025. For new entrant capacity, the FOM is incurred annually in modelling. For existing capacity, FOM is considered to be a sunk cost, since the fixed retirement dates are assumed to be the same in the Base Case and the case with Marinus Link. As such, early retirements are presented as an annual FOM saving, or negative cost, that continues until the assumed fixed date retirement.
Region | Technology | 2020-21 | 2021-22 | 2022-23 | 2023-24 | 2024-25 | 2025-26 | 2026-27 | 2027-28 | 2028-29 | 2029-30 | 2030-31 | 2031-32 | 2032-33 | 2033-34 | 2034-35 | 2035-36 | 2036-37 | 2037-38 | 2038-39 | 2039-40 | 2040-41 | 2041-42 | 2042-43 | 2043-44 | 2044-45 | 2045-46 | 2046-47 | 2047-48 | 2048-49 | 2049-50
NEM | Black Coal | -45338.8363 | -42812.8788 | -40427.6438 | -74549.1463 | -87647.3711 | -82764.2796 | -150292.0455 | -179289.0921 | -182976.2017 | -80410.8447 | -86997.2774 | -15338.3902 | -19126.652 | -18061.0505 | -43034.5971 | -16147.5993 | -15204.9196 | -14357.755 | -10237.9166 | -9693.2716 | -28248.3854 | -31930.896 | -28720.4037 | -22421.0297 | -22071.4517 | -18616.8837 | -13553.9096 | -14763.7923 | -31808.2714 | -31647.9813
NEM | Brown Coal | -0.00026593 | -0.18138 | -0.17183 | -0.70511 | -32393.5242 | -30588.7862 | -28884.5953 | -66751.2138 | -94069.8672 | -72934.2496 | -80397.7444 | -38059.8507 | -0.0035072 | -0.0033748 | -0.0032548 | -0.0031936 | -0.0031438 | -0.0030839 | -0.0033905 | -0.048979 | -19047.3332 | -17986.1506 | -16984.0893 | -94618.6632 | -102147.9226 | -106981.2877 | -119193.9704 | -86238.0713 | 0 | 0
NEM | CCGT | 0.052248 | 0.060957 | 0.07527 | 0.071971 | 0.067938 | 0.064364 | 0.061459 | 0.059399 | 0.056614 | 0.054061 | 0.05276 | 0.053593 | 0.052089 | 0.051028 | 0.049386 | 0.079159 | 0.084269 | 0.14781 | 0.14078 | 1771.7787 | 1668.3689 | 2291.4614 | 4599.1859 | 14251.693 | 13419.8667 | 12672.2144 | 12020.9564 | 14205.3629 | 13376.2415 | 12631.0121
NEM | Gas - Steam | -0.0033704 | -0.0031947 | -0.0030222 | -0.0033288 | -1064.173 | -1004.8849 | -948.8998 | -20290.4559 | -19106.1648 | -18041.7043 | -17036.548 | -16130.2002 | -15188.7304 | -14342.5216 | -13543.4576 | -12822.9429 | -12074.5075 | -11401.8012 | -10766.5734 | 0 | 0 | 0 | 0 | 0 | 0 | 0 | 0 | 0 | 0 | 0
NEM | OCGT / Diesel | -1067.6717 | -838.8515 | -792.0947 | -749.9548 | -706.187 | -666.8358 | -629.6858 | -596.2334 | -561.4381 | -1697.124 | -500.5839 | -500.8234 | -1533.7212 | -445.3085 | -420.4957 | -398.1215 | -374.8841 | 2952.775 | 3095.2281 | 8202.6779 | 8259.0234 | 8766.9071 | 10014.0386 | 9481.2898 | 8927.884 | 10108.5843 | 10314.1263 | 10223.3863 | 9626.6788 | 10472.2603
NEM | Hydro | 0 | 0 | 0 | 0 | 0 | 0 | 0 | 0 | 0 | 0 | 0 | 0 | 0 | 0 | 0 | 0 | 0 | 0 | 0 | 0 | 0 | 0 | 0 | 0 | 0 | 0 | 0 | 0 | 0 | 0
NEM | Wind | 10088.9414 | 17101.9433 | 64863.386 | 128448.3828 | 217003.1288 | 227710.3743 | 247385.435 | 390363.6954 | 403057.4403 | 437605.1173 | 425944.344 | 440602.0644 | 464973.2776 | 474246.3835 | 465530.5786 | 519084.9571 | 547956.5141 | 564270.1267 | 568882.6077 | 595056.047 | 612870.8514 | 578726.0173 | 546483.4915 | 527202.0916 | 517016.072 | 496292.8363 | 477351.6581 | 451956.937 | 460581.5695 | 434921.2347
NEM | Solar PV | 0.41435 | 0.61995 | 5706.4993 | 8262.0662 | 8750.1623 | 44669.6799 | 61623.1015 | 77078.6642 | 87639.1969 | 101000.1201 | 116886.5785 | 138007.8722 | 132599.3956 | 125211.8949 | 118235.9727 | 151561.9316 | 142715.7318 | 134764.6221 | 127256.4917 | 138804.0291 | 135040.3126 | 127516.8206 | 120412.4841 | 132139.582 | 126863.4622 | 119795.6505 | 114016.4924 | 124787.3541 | 126724.4983 | 123018.0016
NEM | LS Battery | 0.083258 | 0.097716 | 0.11556 | 0.11102 | 0.10468 | 0.12785 | 0.14991 | 0.14367 | 0.13781 | 0.18843 | 0.18022 | 0.27307 | 0.25716 | 0.24289 | 0.28687 | 0.27246 | 0.25665 | 173.8508 | 164.1653 | 4321.6307 | 5051.4463 | 5465.4701 | 5160.9727 | 23382.9946 | 24048.039 | 23116.471 | 21828.5916 | 40709.8103 | 41609.5868 | 39389.1548
NEM | Pumped Hydro | 0 | 0 | 0 | 0.52807 | 0.50618 | 0.94973 | 6774.934 | 6414.5135 | 6599.5936 | 10711.7115 | 23173.4908 | 53896.7687 | 56901.6493 | 57718.4962 | 59942.2963 | 73422.8675 | 70631.5813 | 67923.7894 | 64139.5556 | 63091.6977 | 59409.2308 | 56099.3681 | 52973.9075 | 50155.6854 | 47228.3003 | 44597.073 | 42112.4391 | 39872.0534 | 37544.8451 | 35453.1116
NEM | Pumped Hydro Pump | 0 | 0 | 0 | 0 | 0 | 0 | 0 | 0 | 0 | 0 | 0 | 0 | 0 | 0 | 0 | 0 | 0 | 0 | 0 | 0 | 0 | 0 | 0 | 0 | 0 | 0 | 0 | 0 | 0 | 0
Total |  | -36317.0204 | -26549.193 | 29350.1627 | 61411.3504 | 103942.7147 | 157356.4096 | 135028.4555 | 206930.081 | 200582.7534 | 376233.2686 | 381072.4927 | 562477.7674 | 618625.5247 | 624328.1845 | 586710.6303 | 714701.4408 | 733649.8537 | 744325.7525 | 742533.6958 | 801554.5405 | 775003.5148 | 728948.9979 | 693939.5873 | 639573.6435 | 613284.2498 | 580984.658 | 544896.3839 | 580753.0402 | 657655.1486 | 624236.7936
Region | Technology | 2020-21 | 2021-22 | 2022-23 | 2023-24 | 2024-25 | 2025-26 | 2026-27 | 2027-28 | 2028-29 | 2029-30 | 2030-31 | 2031-32 | 2032-33 | 2033-34 | 2034-35 | 2035-36 | 2036-37 | 2037-38 | 2038-39 | 2039-40 | 2040-41 | 2041-42 | 2042-43 | 2043-44 | 2044-45 | 2045-46 | 2046-47 | 2047-48 | 2048-49 | 2049-50
NSW1 | Black Coal | -0.0029215 | -0.0047511 | -0.00061736 | -0.00075537 | -13546.8869 | -12792.1502 | -84217.9159 | -98924.845 | -93757.4581 | -63254.7866 | -70797.033 | -0.0012848 | -0.022096 | -0.02092 | -25979.6727 | -0.00010089 | -0.00010218 | -0.00011667 | -0.00013185 | -0.00019218 | -0.00029014 | -1515.9886 | 0 | 0 | 0 | 0 | 0 | 0 | 0 | 0
NSW1 | Brown Coal | 0 | 0 | 0 | 0 | 0 | 0 | 0 | 0 | 0 | 0 | 0 | 0 | 0 | 0 | 0 | 0 | 0 | 0 | 0 | 0 | 0 | 0 | 0 | 0 | 0 | 0 | 0 | 0 | 0 | 0
NSW1 | CCGT | 0.0079093 | 0.010864 | 0.015234 | 0.014473 | 0.013753 | 0.012986 | 0.01257 | 0.012521 | 0.012088 | 0.011439 | 0.011744 | 0.01214 | 0.011924 | 0.012035 | 0.011783 | 0.026037 | 0.030089 | 0.057539 | 0.054684 | 0.067546 | 0.064041 | 0.0728 | 2435.4565 | 4049.8167 | 3813.4416 | 3600.9836 | 3400.3623 | 3219.4624 | 3031.5524 | 2862.6557
NSW1 | Gas - Steam | 0 | 0 | 0 | 0 | 0 | 0 | 0 | 0 | 0 | 0 | 0 | 0 | 0 | 0 | 0 | 0 | 0 | 0 | 0 | 0 | 0 | 0 | 0 | 0 | 0 | 0 | 0 | 0 | 0 | 0
NSW1 | OCGT / Diesel | 0.00045516 | 0.00074012 | 0.0015834 | 0.0015336 | 0.0016934 | 0.0047607 | 0.0028165 | 0.0026542 | 0.0024949 | 0.002357 | 0.0032742 | 0.0033281 | 0.0030909 | 0.0040012 | 0.0037583 | 0.0067526 | 0.0063649 | 0.040726 | 0.038513 | 0.060223 | 0.056714 | 214.2209 | 1937.8458 | 1834.752 | 1727.6634 | 1631.4102 | 1540.5195 | 1458.5636 | 1373.4317 | 1296.9138
NSW1 | Hydro | 0 | 0 | 0 | 0 | 0 | 0 | 0 | 0 | 0 | 0 | 0 | 0 | 0 | 0 | 0 | 0 | 0 | 0 | 0 | 0 | 0 | 0 | 0 | 0 | 0 | 0 | 0 | 0 | 0 | 0
NSW1 | Wind | 0.69159 | 0.95279 | 26252.3299 | 52790.0863 | 106234.697 | 113359.6772 | 107044.0804 | 147621.405 | 142783.8301 | 185979.2945 | 175618.1955 | 172842.3347 | 167028.3126 | 177784.6994 | 183827.3985 | 190283.2917 | 192856.2114 | 206338.1353 | 218411.9311 | 232900.1026 | 219306.4514 | 207088.2452 | 195550.7509 | 185147.4264 | 174340.9493 | 164627.9053 | 155456.0028 | 147185.7126 | 138594.942 | 130873.4115
NSW1 | Solar PV | 0.085781 | 0.12636 | 0.31475 | 0.2981 | 0.34817 | 8709.4882 | 23579.7624 | 41059.2364 | 51250.1963 | 60589.8991 | 65303.3002 | 89168.6388 | 86610.7442 | 81785.4055 | 77228.9004 | 112736.443 | 106156.3661 | 100242.0834 | 94657.3031 | 96715.9167 | 95191.8679 | 89888.4495 | 84880.5 | 98497.894 | 94682.0884 | 89407.072 | 84425.9424 | 86367.5799 | 81326.5848 | 76795.6424
NSW1 | LS Battery | 0.016613 | 0.021253 | 0.020182 | 0.020493 | 0.019309 | 0.032067 | 0.030291 | 0.028694 | 0.027052 | 0.042513 | 0.040227 | 0.059099 | 0.055654 | 0.052563 | 0.067551 | 0.063975 | 0.060247 | 0.26276 | 0.24816 | 0.78921 | 1.4086 | 1.3307 | 1.2566 | 14827.004 | 13961.5979 | 13591.9748 | 12834.726 | 22431.2419 | 21122 | 19945.2315
NSW1 | Pumped Hydro | 0 | 0 | 0 | 0.038575 | 0.041575 | 0.096918 | 0.091522 | 0.086681 | 0.081693 | 0.1214 | 298.5158 | 21483.0671 | 20229.1671 | 19102.1412 | 21198.0298 | 32797.3976 | 30883.1151 | 29162.5296 | 27537.7994 | 26072.7834 | 24550.9958 | 23183.1877 | 21891.5842 | 20726.9475 | 19517.1798 | 18429.8204 | 17403.041 | 16477.1957 | 15515.4728 | 14651.0603
NSW1 | Pumped Hydro Pump | 0 | 0 | 0 | 0 | 0 | 0 | 0 | 0 | 0 | 0 | 0 | 0 | 0 | 0 | 0 | 0 | 0 | 0 | 0 | 0 | 0 | 0 | 0 | 0 | 0 | 0 | 0 | 0 | 0 | 0
Total |  | 0.79943 | 1.1073 | 26252.681 | 52790.4587 | 92688.2346 | 109277.1619 | 46406.0641 | 89755.9269 | 100276.6917 | 183314.5847 | 170423.0337 | 283494.1139 | 273868.2725 | 278672.2938 | 256274.7392 | 335817.229 | 329895.7891 | 335743.1092 | 340607.3748 | 355689.7195 | 339050.8442 | 318859.5182 | 306697.3941 | 325083.8407 | 308042.9203 | 291289.1664 | 275060.5939 | 277139.7561 | 260963.9837 | 246424.9152
Region | Technology | 2020-21 | 2021-22 | 2022-23 | 2023-24 | 2024-25 | 2025-26 | 2026-27 | 2027-28 | 2028-29 | 2029-30 | 2030-31 | 2031-32 | 2032-33 | 2033-34 | 2034-35 | 2035-36 | 2036-37 | 2037-38 | 2038-39 | 2039-40 | 2040-41 | 2041-42 | 2042-43 | 2043-44 | 2044-45 | 2045-46 | 2046-47 | 2047-48 | 2048-49 | 2049-50
QLD1 | Black Coal | -45338.8333 | -42812.874 | -40427.6432 | -74549.1456 | -74100.4842 | -69972.1294 | -66074.1296 | -80364.2471 | -89218.7437 | -17156.0582 | -16200.2444 | -15338.3889 | -19126.6299 | -18061.0296 | -17054.9243 | -16147.5992 | -15204.9195 | -14357.7549 | -10237.9165 | -9693.2714 | -28248.3851 | -30414.9074 | -28720.4037 | -22421.0297 | -22071.4517 | -18616.8837 | -13553.9096 | -14763.7923 | -31808.2714 | -31647.9813
QLD1 | Brown Coal | 0 | 0 | 0 | 0 | 0 | 0 | 0 | 0 | 0 | 0 | 0 | 0 | 0 | 0 | 0 | 0 | 0 | 0 | 0 | 0 | 0 | 0 | 0 | 0 | 0 | 0 | 0 | 0 | 0 | 0
QLD1 | CCGT | 0.010371 | 0.012099 | 0.014803 | 0.014173 | 0.013633 | 0.013026 | 0.012387 | 0.011975 | 0.011292 | 0.010709 | 0.010198 | 0.0111 | 0.010566 | 0.010006 | 0.0094686 | 0.010483 | 0.012117 | 0.020689 | 0.020094 | 0.019519 | 0.020892 | 0.019779 | 0.018773 | 0.027575 | 0.026313 | 0.032325 | 0.030773 | 0.029178 | 0.027523 | 0.026006
QLD1 | Gas - Steam | 0 | 0 | 0 | 0 | 0 | 0 | 0 | 0 | 0 | 0 | 0 | 0 | 0 | 0 | 0 | 0 | 0 | 0 | 0 | 0 | 0 | 0 | 0 | 0 | 0 | 0 | 0 | 0 | 0 | 0
QLD1 | OCGT / Diesel | -179.3305 | -0.0035471 | -0.0028917 | -0.002544 | -0.0020311 | 0.0039029 | 0.0036789 | 0.0034487 | -0.0018761 | -0.0018294 | -0.0018841 | -0.0031356 | -637.7281 | 0.0024457 | 0.0055753 | 0.0053056 | 0.005007 | 1543.6383 | 1457.6377 | 3088.7565 | 3242.5301 | 3407.5099 | 3217.6676 | 3046.487 | 2868.6733 | 4386.9498 | 4911.2606 | 5107.9537 | 4809.8183 | 5754.7374
QLD1 | Hydro | 0 | 0 | 0 | 0 | 0 | 0 | 0 | 0 | 0 | 0 | 0 | 0 | 0 | 0 | 0 | 0 | 0 | 0 | 0 | 0 | 0 | 0 | 0 | 0 | 0 | 0 | 0 | 0 | 0 | 0
QLD1 | Wind | 0.6601 | 7574.2315 | 29614.0566 | 56484.7825 | 87832.1587 | 92692.2679 | 87528.7342 | 150656.9322 | 141863.5564 | 134097.3987 | 126626.516 | 122386.0038 | 135226.6511 | 142807.8284 | 134851.5851 | 129019.447 | 137610.8201 | 145601.9708 | 145599.7662 | 154705.8901 | 186772.5734 | 176366.9249 | 166541.0056 | 158353.4381 | 158873.1344 | 156046.2707 | 154810.7086 | 146574.7541 | 166081.8998 | 156828.9896
QLD1 | Solar PV | 0.092718 | 0.13398 | 0.23482 | 0.22244 | 0.43152 | 13573.68 | 13888.8685 | 13149.9791 | 12382.7154 | 11692.8381 | 11041.4446 | 10454.2008 | 9844.0216 | 9295.5824 | 8777.6982 | 8310.7231 | 7825.6521 | 7389.6642 | 6977.9657 | 15593.0154 | 14682.9027 | 13864.8751 | 13092.4222 | 12395.9146 | 11672.4037 | 11022.1024 | 11303.0346 | 19184.9759 | 24492.7491 | 23128.1864
QLD1 | LS Battery | 0.016066 | 0.018403 | 0.017423 | 0.016581 | 0.015695 | 0.02781 | 0.036715 | 0.034771 | 0.032754 | 0.037787 | 0.035695 | 0.060485 | 0.056959 | 0.053801 | 0.050854 | 0.048176 | 0.045372 | 1.9232 | 1.8161 | 3725.3895 | 4002.2185 | 3779.2435 | 3568.6908 | 3378.8387 | 5211.4535 | 4921.1083 | 4646.9457 | 10990.6504 | 11625.3833 | 10977.7
QLD1 | Pumped Hydro | 0 | 0 | 0 | 0.03638 | 0.037806 | 0.44483 | 1702.4492 | 1611.879 | 1517.7987 | 2563.7145 | 3711.5378 | 11324.8031 | 10663.8094 | 14056.6961 | 13273.5563 | 14979.7346 | 14182.0518 | 14619.2159 | 13804.7365 | 13070.3219 | 12307.4477 | 11621.7637 | 10974.2811 | 10390.4471 | 9783.9889 | 9238.8941 | 8724.1682 | 8260.0407 | 7777.9277 | 7344.5965
QLD1 | Pumped Hydro Pump | 0 | 0 | 0 | 0 | 0 | 0 | 0 | 0 | 0 | 0 | 0 | 0 | 0 | 0 | 0 | 0 | 0 | 0 | 0 | 0 | 0 | 0 | 0 | 0 | 0 | 0 | 0 | 0 | 0 | 0
Total |  | -45517.3846 | -35238.4816 | -10813.3224 | -18064.076 | 13732.1711 | 36294.308 | 37045.9751 | 85054.5934 | 66545.3689 | 131197.9398 | 125179.298 | 128826.6872 | 135970.1917 | 148099.1434 | 139847.9812 | 136162.3695 | 144413.667 | 154798.6782 | 157604.0258 | 180490.1215 | 192759.3081 | 178625.4295 | 168673.6823 | 165144.1234 | 166338.2284 | 166998.4738 | 170842.2389 | 175354.6117 | 182979.5343 | 172386.2547
Region | Technology | 2020-21 | 2021-22 | 2022-23 | 2023-24 | 2024-25 | 2025-26 | 2026-27 | 2027-28 | 2028-29 | 2029-30 | 2030-31 | 2031-32 | 2032-33 | 2033-34 | 2034-35 | 2035-36 | 2036-37 | 2037-38 | 2038-39 | 2039-40 | 2040-41 | 2041-42 | 2042-43 | 2043-44 | 2044-45 | 2045-46 | 2046-47 | 2047-48 | 2048-49 | 2049-50
VIC1 | Black Coal | 0 | 0 | 0 | 0 | 0 | 0 | 0 | 0 | 0 | 0 | 0 | 0 | 0 | 0 | 0 | 0 | 0 | 0 | 0 | 0 | 0 | 0 | 0 | 0 | 0 | 0 | 0 | 0 | 0 | 0
VIC1 | Brown Coal | -0.00026593 | -0.18138 | -0.17183 | -0.70511 | -32393.5242 | -30588.7862 | -28884.5953 | -66751.2138 | -94069.8672 | -72934.2496 | -80397.7444 | -38059.8507 | -0.0035072 | -0.0033748 | -0.0032548 | -0.0031936 | -0.0031438 | -0.0030839 | -0.0033905 | -0.048979 | -19047.3332 | -17986.1506 | -16984.0893 | -94618.6632 | -102147.9226 | -106981.2877 | -119193.9704 | -86238.0713 | 0 | 0
VIC1 | CCGT | 0.0079428 | 0.010187 | 0.017295 | 0.016376 | 0.01549 | 0.014653 | 0.013872 | 0.013164 | 0.012436 | 0.011755 | 0.011419 | 0.011789 | 0.011317 | 0.011071 | 0.010619 | 0.020069 | 0.019584 | 0.040923 | 0.038703 | 1771.6648 | 1668.2585 | 2291.3445 | 2163.6872 | 10201.8263 | 9606.3774 | 9071.1782 | 8620.5441 | 10985.853 | 10344.6443 | 9768.3138
VIC1 | Gas - Steam | -0.0033704 | -0.0031947 | -0.0030222 | -0.0033288 | -1064.173 | -1004.8849 | -948.8998 | -20290.4559 | -19106.1648 | -18041.7043 | -17036.548 | -16130.2002 | -15188.7304 | -14342.5216 | -13543.4576 | -12822.9429 | -12074.5075 | -11401.8012 | -10766.5734 | 0 | 0 | 0 | 0 | 0 | 0 | 0 | 0 | 0 | 0 | 0
VIC1 | OCGT / Diesel | 0.0024586 | 0.0026171 | 0.01739 | 0.016378 | 0.012507 | 0.011645 | 0.010983 | 0.0063867 | 0.0059955 | 0.0056466 | 0.0053227 | 0.0050298 | -424.3998 | 0.0060146 | 0.0056764 | 0.0053779 | 0.0050627 | 987.1431 | 1239.107 | 3714.6396 | 3497.8276 | 3508.7243 | 3313.2442 | 3136.9789 | 2953.8827 | 2789.3132 | 2633.9126 | 2493.7879 | 2348.2333 | 2386.4298
VIC1 | Hydro | 0 | 0 | 0 | 0 | 0 | 0 | 0 | 0 | 0 | 0 | 0 | 0 | 0 | 0 | 0 | 0 | 0 | 0 | 0 | 0 | 0 | 0 | 0 | 0 | 0 | 0 | 0 | 0 | 0 | 0
VIC1 | Wind | 0.34828 | 0.37355 | 0.61109 | 0.71173 | 1.4707 | 1.3894 | 27417.8712 | 31294.1143 | 34658.6463 | 32728.1638 | 38656.2147 | 42171.2048 | 39711.6992 | 37499.2447 | 35410.0526 | 63584.7598 | 84259.3037 | 79564.9793 | 75132.1859 | 75732.1753 | 71311.936 | 67338.9387 | 63587.2887 | 60204.435 | 56690.4897 | 53532.0965 | 50549.6675 | 47860.4151 | 45066.9529 | 42556.1407
VIC1 | Solar PV | 0.0094389 | 0.012152 | 1171.3861 | 1109.0681 | 1044.3352 | 4010.7236 | 6068.6113 | 5745.7601 | 5410.3979 | 11157.5268 | 23960.2749 | 22685.5835 | 21361.4964 | 20171.3847 | 19047.5776 | 18034.2428 | 16981.6399 | 16035.5428 | 15142.1557 | 16470.1738 | 15508.8608 | 14644.8167 | 13828.9109 | 13093.2101 | 12329.0001 | 11642.1156 | 10993.4993 | 10408.6434 | 9801.1233 | 9255.0739
VIC1 | LS Battery | 0.016586 | 0.020819 | 0.035427 | 0.033576 | 0.031625 | 0.029894 | 0.034188 | 0.032408 | 0.030543 | 0.039647 | 0.037584 | 0.05793 | 0.054553 | 0.051524 | 0.064907 | 0.061471 | 0.057888 | 20.8167 | 19.657 | 188.0199 | 664.1648 | 1322.6151 | 1248.9284 | 4534.8728 | 4270.1863 | 4032.2818 | 3807.6316 | 5552.3655 | 6008.822 | 5674.053
VIC1 | Pumped Hydro | 0 | 0 | 0 | 0.33538 | 0.31582 | 0.29822 | 5072.1903 | 4802.3491 | 4936.1654 | 6747.9394 | 13609.9479 | 12885.8972 | 12133.7874 | 11457.7839 | 10819.4372 | 10243.848 | 9645.9463 | 9108.5449 | 8601.0811 | 8143.5023 | 7668.1913 | 7240.9738 | 6837.5579 | 6473.7985 | 6095.9429 | 5756.32 | 5435.6185 | 5146.4425 | 4846.0606 | 4576.0724
VIC1 | Pumped Hydro Pump | 0 | 0 | 0 | 0 | 0 | 0 | 0 | 0 | 0 | 0 | 0 | 0 | 0 | 0 | 0 | 0 | 0 | 0 | 0 | 0 | 0 | 0 | 0 | 0 | 0 | 0 | 0 | 0 | 0 | 0
Total |  | 0.38107 | 0.23475 | 1171.8924 | 1109.4731 | -32411.5157 | -27581.2038 | 8725.2368 | -45199.3943 | -68170.7734 | -40342.2668 | -21207.8005 | 23552.7094 | 57593.9151 | 54785.957 | 51733.6878 | 79039.9914 | 98812.4618 | 94315.2634 | 89367.6486 | 106020.1267 | 81271.9059 | 78361.2626 | 73995.5279 | 3026.4585 | -10202.0436 | -20157.9825 | -37153.0969 | -3790.5638 | 78415.8363 | 74216.0837
Region | Technology | 2020-21 | 2021-22 | 2022-23 | 2023-24 | 2024-25 | 2025-26 | 2026-27 | 2027-28 | 2028-29 | 2029-30 | 2030-31 | 2031-32 | 2032-33 | 2033-34 | 2034-35 | 2035-36 | 2036-37 | 2037-38 | 2038-39 | 2039-40 | 2040-41 | 2041-42 | 2042-43 | 2043-44 | 2044-45 | 2045-46 | 2046-47 | 2047-48 | 2048-49 | 2049-50
SA1 | Black Coal | 0 | 0 | 0 | 0 | 0 | 0 | 0 | 0 | 0 | 0 | 0 | 0 | 0 | 0 | 0 | 0 | 0 | 0 | 0 | 0 | 0 | 0 | 0 | 0 | 0 | 0 | 0 | 0 | 0 | 0
SA1 | Brown Coal | 0 | 0 | 0 | 0 | 0 | 0 | 0 | 0 | 0 | 0 | 0 | 0 | 0 | 0 | 0 | 0 | 0 | 0 | 0 | 0 | 0 | 0 | 0 | 0 | 0 | 0 | 0 | 0 | 0 | 0
SA1 | CCGT | 0.016482 | 0.018452 | 0.018921 | 0.017938 | 0.016496 | 0.015541 | 0.014688 | 0.013807 | 0.013007 | 0.012296 | 0.011756 | 0.011131 | 0.010557 | 0.010334 | 0.0098993 | 0.013788 | 0.013533 | 0.01996 | 0.01901 | 0.018947 | 0.017912 | 0.017096 | 0.01619 | 0.015348 | 0.014465 | 0.013678 | 0.012934 | 0.012266 | 0.011594 | 0.011083
SA1 | Gas - Steam | 0 | 0 | 0 | 0 | 0 | 0 | 0 | 0 | 0 | 0 | 0 | 0 | 0 | 0 | 0 | 0 | 0 | 0 | 0 | 0 | 0 | 0 | 0 | 0 | 0 | 0 | 0 | 0 | 0 | 0
SA1 | OCGT / Diesel | -0.019655 | -0.01829 | -0.01189 | -0.011312 | -0.013361 | -0.014143 | -0.013402 | -0.055868 | -0.052743 | -1167.0153 | -0.010899 | -0.010235 | -0.0087283 | -0.0067772 | -0.0063859 | -0.0057978 | -0.00546 | 775.9613 | 732.7303 | 1715.7229 | 1615.5814 | 1728.0215 | 1631.7484 | 1544.939 | 1454.7533 | 1373.7047 | 1297.1716 | 1228.1618 | 1156.4777 | 1092.047
SA1 | Hydro | 0 | 0 | 0 | 0 | 0 | 0 | 0 | 0 | 0 | 0 | 0 | 0 | 0 | 0 | 0 | 0 | 0 | 0 | 0 | 0 | 0 | 0 | 0 | 0 | 0 | 0 | 0 | 0 | 0 | 0
SA1 | Wind | 512.5568 | 485.1271 | 458.8446 | 6699.7353 | 11189.7494 | 10566.338 | 14918.9021 | 43941.8332 | 49003.6191 | 51988.3687 | 53686.7636 | 58906.7854 | 56073.4324 | 52950.4726 | 50000.8839 | 74987.3245 | 73152.562 | 76034.5246 | 76168.8313 | 75266.539 | 81187.1257 | 76663.9528 | 72392.779 | 76770.5146 | 76603.9605 | 74392.9487 | 71498.8155 | 67695.5379 | 70686.0525 | 66747.9408
SA1 | Solar PV | 0.1325 | 0.24086 | 4534.4629 | 7152.3821 | 7704.9279 | 18375.5991 | 17351.8707 | 16428.7483 | 15469.8538 | 14607.9829 | 13794.1432 | 13060.3245 | 12298.0463 | 11612.8867 | 10965.8988 | 10382.5111 | 9776.5163 | 9231.8383 | 8717.5058 | 8253.7916 | 7988.925 | 7543.8388 | 7123.5494 | 6744.5755 | 6350.9157 | 5997.0886 | 5662.9756 | 7281.8233 | 9649.8472 | 12465.9224
SA1 | LS Battery | 0.017532 | 0.01955 | 0.025247 | 0.02395 | 0.022566 | 0.021331 | 0.030569 | 0.029011 | 0.027675 | 0.040677 | 0.038677 | 0.065145 | 0.061347 | 0.057938 | 0.06619 | 0.062682 | 0.05908 | 150.8107 | 142.4086 | 407.3942 | 383.6161 | 362.2446 | 342.0629 | 642.242 | 604.7564 | 571.0637 | 539.2481 | 1735.5094 | 2853.338 | 2792.1287
SA1 | Pumped Hydro | 0 | 0 | 0 | 0.068011 | 0.06405 | 0.06051 | 0.14376 | 0.13615 | 0.1442 | 0.15394 | 3186.6983 | 4369.0048 | 4113.9995 | 3884.7966 | 4222.5354 | 4310.9427 | 4059.3263 | 3833.1761 | 3619.6186 | 3427.0548 | 3227.0282 | 3047.241 | 2877.4703 | 2724.3883 | 2565.3742 | 2422.4496 | 2287.4879 | 2165.793 | 2039.3824 | 1925.7624
SA1 | Pumped Hydro Pump | 0 | 0 | 0 | 0 | 0 | 0 | 0 | 0 | 0 | 0 | 0 | 0 | 0 | 0 | 0 | 0 | 0 | 0 | 0 | 0 | 0 | 0 | 0 | 0 | 0 | 0 | 0 | 0 | 0 | 0
Total |  | 512.7037 | 485.3877 | 4993.3397 | 13852.216 | 18894.7671 | 28942.0203 | 32270.9484 | 60370.7046 | 64473.6051 | 65429.5432 | 70667.6446 | 76336.1808 | 72485.5414 | 68448.2175 | 65189.3878 | 89680.849 | 86988.4718 | 90026.3309 | 89381.1136 | 89070.5215 | 94402.2944 | 89345.3159 | 84367.6262 | 88426.6747 | 87579.7746 | 84757.2691 | 81285.7115 | 80106.8377 | 86385.1096 | 85023.8124
Region | Technology | 2020-21 | 2021-22 | 2022-23 | 2023-24 | 2024-25 | 2025-26 | 2026-27 | 2027-28 | 2028-29 | 2029-30 | 2030-31 | 2031-32 | 2032-33 | 2033-34 | 2034-35 | 2035-36 | 2036-37 | 2037-38 | 2038-39 | 2039-40 | 2040-41 | 2041-42 | 2042-43 | 2043-44 | 2044-45 | 2045-46 | 2046-47 | 2047-48 | 2048-49 | 2049-50
TAS1 | Black Coal | 0 | 0 | 0 | 0 | 0 | 0 | 0 | 0 | 0 | 0 | 0 | 0 | 0 | 0 | 0 | 0 | 0 | 0 | 0 | 0 | 0 | 0 | 0 | 0 | 0 | 0 | 0 | 0 | 0 | 0
TAS1 | Brown Coal | 0 | 0 | 0 | 0 | 0 | 0 | 0 | 0 | 0 | 0 | 0 | 0 | 0 | 0 | 0 | 0 | 0 | 0 | 0 | 0 | 0 | 0 | 0 | 0 | 0 | 0 | 0 | 0 | 0 | 0
TAS1 | CCGT | 0.0095433 | 0.0093563 | 0.0090173 | 0.0090109 | 0.0085662 | 0.0081573 | 0.0079404 | 0.0079313 | 0.0077902 | 0.0078617 | 0.0076439 | 0.0074335 | 0.0077243 | 0.0075822 | 0.0076163 | 0.0087823 | 0.0089462 | 0.0086987 | 0.008289 | 0.0079311 | 0.007551 | 0.0071858 | 0.0072623 | 0.0070358 | 0.0069821 | 0.0066319 | 0.0063063 | 0.0060289 | 0.0057242 | 0.0054386
TAS1 | Gas - Steam | 0 | 0 | 0 | 0 | 0 | 0 | 0 | 0 | 0 | 0 | 0 | 0 | 0 | 0 | 0 | 0 | 0 | 0 | 0 | 0 | 0 | 0 | 0 | 0 | 0 | 0 | 0 | 0 | 0 | 0
TAS1 | OCGT / Diesel | -888.3245 | -838.833 | -792.0989 | -749.9589 | -706.1858 | -666.842 | -629.6899 | -596.19 | -561.392 | -530.1149 | -500.5797 | -500.8184 | -471.5876 | -445.3142 | -420.5043 | -398.1332 | -374.8951 | -354.0083 | -334.2854 | -316.5013 | -96.9724 | -91.5696 | -86.4674 | -81.8673 | -77.0888 | -72.7936 | -68.7379 | -65.0808 | -61.2822 | -57.8678
TAS1 | Hydro | 0 | 0 | 0 | 0 | 0 | 0 | 0 | 0 | 0 | 0 | 0 | 0 | 0 | 0 | 0 | 0 | 0 | 0 | 0 | 0 | 0 | 0 | 0 | 0 | 0 | 0 | 0 | 0 | 0 | 0
TAS1 | Wind | 9574.6846 | 9041.2583 | 8537.5438 | 12473.0669 | 11745.053 | 11090.7018 | 10475.8472 | 16849.4107 | 34747.7883 | 32811.8917 | 31356.6542 | 44295.7357 | 66933.1823 | 63204.1383 | 61440.6584 | 61210.134 | 60077.6169 | 56730.5166 | 53569.8932 | 56451.34 | 54292.7649 | 51267.9556 | 48411.6673 | 46726.2776 | 50507.5381 | 47693.6151 | 45036.4638 | 42640.5171 | 40151.7223 | 37914.752
TAS1 | Solar PV | 0.093905 | 0.1066 | 0.10079 | 0.095489 | 0.11945 | 0.18914 | 733.9886 | 694.9403 | 3126.0336 | 2951.8731 | 2787.4156 | 2639.1246 | 2485.0871 | 2346.6356 | 2215.8977 | 2098.0116 | 1975.5575 | 1865.4934 | 1761.5614 | 1771.1316 | 1667.7562 | 1574.8406 | 1487.1016 | 1407.9877 | 1829.0543 | 1727.2718 | 1631.0405 | 1544.3317 | 1454.1939 | 1373.1765
TAS1 | LS Battery | 0.016461 | 0.017692 | 0.017279 | 0.016422 | 0.015483 | 0.016743 | 0.018144 | 0.018784 | 0.019785 | 0.027804 | 0.028038 | 0.030411 | 0.028647 | 0.027059 | 0.037371 | 0.036155 | 0.034067 | 0.037471 | 0.035398 | 0.037867 | 0.038166 | 0.036071 | 0.034079 | 0.037111 | 0.044944 | 0.042554 | 0.040244 | 0.042976 | 0.04345 | 0.041544
TAS1 | Pumped Hydro | 0 | 0 | 0 | 0.04972 | 0.046933 | 0.049255 | 0.059137 | 0.062627 | 145.4036 | 1399.7822 | 2366.7911 | 3833.9964 | 9760.8859 | 9217.0784 | 10428.7376 | 11090.9446 | 11861.1417 | 11200.3229 | 10576.32 | 12378.0353 | 11655.5677 | 11006.2018 | 10393.014 | 9840.104 | 9265.8145 | 8749.5888 | 8262.1235 | 7822.5814 | 7366.0016 | 6955.62
TAS1 | Pumped Hydro Pump | 0 | 0 | 0 | 0 | 0 | 0 | 0 | 0 | 0 | 0 | 0 | 0 | 0 | 0 | 0 | 0 | 0 | 0 | 0 | 0 | 0 | 0 | 0 | 0 | 0 | 0 | 0 | 0 | 0 | 0
Total |  | 8686.4801 | 8202.559 | 7745.572 | 11723.2787 | 11039.0576 | 10424.1231 | 10580.2311 | 16948.2503 | 37457.8611 | 36633.4677 | 36010.3168 | 50268.0761 | 78707.604 | 74322.5728 | 73664.8344 | 74001.002 | 73539.4641 | 69442.3709 | 65573.533 | 70284.0513 | 67519.1621 | 63757.4717 | 60205.3569 | 57892.5462 | 61525.3701 | 58097.7312 | 54860.9365 | 51942.3985 | 48910.6848 | 46185.7277

## Accelerated_M28_32_Fuel Cost
Fuel cost by technology ($000s) - Marinus 1500MW M28_32, Accelerated Transition to a Low Emissions Future Scenario
Real June 2019 dollars discounted to June 2025
Region | Technology | 2020-21 | 2021-22 | 2022-23 | 2023-24 | 2024-25 | 2025-26 | 2026-27 | 2027-28 | 2028-29 | 2029-30 | 2030-31 | 2031-32 | 2032-33 | 2033-34 | 2034-35 | 2035-36 | 2036-37 | 2037-38 | 2038-39 | 2039-40 | 2040-41 | 2041-42 | 2042-43 | 2043-44 | 2044-45 | 2045-46 | 2046-47 | 2047-48 | 2048-49 | 2049-50
NEM | Black Coal | 2935263.112 | 2762786.112 | 2522380.952 | 2334412.936 | 2119843.972 | 1903633.418 | 1705656.864 | 1575668.817 | 1521601.7457 | 1360478.34 | 1246297.179 | 1082011.432 | 1007906.683 | 888650.419 | 792389.665 | 621101.921 | 531750.745 | 419967.889 | 369984.964 | 330115.4635 | 246442.7209 | 199140.7586 | 97953.8649 | 94009.6721 | 62698.8566 | 43575.355 | 35146.7687 | 25370.903 | 2181.5988 | 0.24565
NEM | Brown Coal | 386940.184 | 368428.24 | 322805.884 | 321792.038 | 298483.411 | 278271.518 | 253459.544 | 231531.933 | 193124.3831 | 173800.1552 | 147386.4914 | 139433.6849 | 130502.464 | 121450.828 | 118813.588 | 115075.728 | 106053.436 | 105042.932 | 89486.352 | 80627.876 | 74344.65 | 64791.714 | 68910.416 | 29350.388 | 23199.5227 | 14156.1065 | 2745.1874 | 0.072546 | 0 | 0
NEM | CCGT | 476735.8372 | 466149.8274 | 550516.0856 | 470886.83 | 393060.3638 | 369880.2484 | 352888.7022 | 382119.586 | 363108.7697 | 325341.3777 | 322269.9465 | 357342.4675 | 327984.7864 | 313346.3559 | 246158.5957 | 360405.3603 | 359750.5317 | 296368.1062 | 295318.8446 | 331756.9295 | 338126.0537 | 362556.824 | 411471.3017 | 933213.0428 | 859382.7614 | 757903.6417 | 709780.8474 | 822535.5294 | 792663.1209 | 729175.7834
NEM | Gas - Steam | 12398.2116 | 19732.1414 | 31261.0691 | 33144.3489 | 7440.5235 | 6788.44 | 6624.952 | 0.77264 | 0.71906 | 0.63112 | 0.58402 | 1.1233 | 0.52193 | 0.72315 | 0.71737 | 3.5944 | 3.9722 | 4.0907 | 3.8317 | 0 | 0 | 0 | 0 | 0 | 0 | 0 | 0 | 0 | 0 | 0
NEM | OCGT / Diesel | 13236.3499 | 17186.3494 | 44664.4002 | 37672.1204 | 18861.1634 | 26474.7235 | 22528.1265 | 35306.7502 | 32310.1635 | 37336.8421 | 31026.0473 | 53783.6244 | 18656.4264 | 38145.7457 | 44736.152 | 159632.3523 | 217369.8412 | 347241.0281 | 402780.4729 | 309600.899 | 398111.5057 | 407826.214 | 331120.0559 | 361392.3136 | 368649.8215 | 468014.8095 | 534040.5488 | 329744.7474 | 384068.9894 | 243044.543
NEM | Hydro | 0 | 0 | 0 | 0 | 0 | 0 | 0 | 0 | 0 | 0 | 0 | 0 | 0 | 0 | 0 | 0 | 0 | 0 | 0 | 0 | 0 | 0 | 0 | 0 | 0 | 0 | 0 | 0 | 0 | 0
NEM | Wind | 0 | 0 | 0 | 0 | 0 | 0 | 0 | 0 | 0 | 0 | 0 | 0 | 0 | 0 | 0 | 0 | 0 | 0 | 0 | 0 | 0 | 0 | 0 | 0 | 0 | 0 | 0 | 0 | 0 | 0
NEM | Solar PV | 0 | 0 | 0 | 0 | 0 | 0 | 0 | 0 | 0 | 0 | 0 | 0 | 0 | 0 | 0 | 0 | 0 | 0 | 0 | 0 | 0 | 0 | 0 | 0 | 0 | 0 | 0 | 0 | 0 | 0
NEM | LS Battery | 0 | 0 | 0 | 0 | 0 | 0 | 0 | 0 | 0 | 0 | 0 | 0 | 0 | 0 | 0 | 0 | 0 | 0 | 0 | 0 | 0 | 0 | 0 | 0 | 0 | 0 | 0 | 0 | 0 | 0
NEM | Pumped Hydro | 0 | 0 | 0 | 0 | 0 | 0 | 0 | 0 | 0 | 0 | 0 | 0 | 0 | 0 | 0 | 0 | 0 | 0 | 0 | 0 | 0 | 0 | 0 | 0 | 0 | 0 | 0 | 0 | 0 | 0
NEM | Pumped Hydro Pump | 0 | 0 | 0 | 0 | 0 | 0 | 0 | 0 | 0 | 0 | 0 | 0 | 0 | 0 | 0 | 0 | 0 | 0 | 0 | 0 | 0 | 0 | 0 | 0 | 0 | 0 | 0 | 0 | 0 | 0
Total |  | 3824573.6946 | 3634282.6702 | 3471628.3909 | 3197908.2732 | 2837689.4337 | 2585048.3479 | 2341158.1887 | 2224627.8588 | 2110145.7811 | 1896957.3462 | 1746980.2482 | 1632572.3321 | 1485050.8817 | 1361594.0718 | 1202098.7181 | 1256218.956 | 1214928.526 | 1168624.046 | 1157574.4652 | 1052101.168 | 1057024.9302 | 1034315.5106 | 909455.6385 | 1417965.4164 | 1313930.9622 | 1283649.9126 | 1281713.3522 | 1177651.2523 | 1178913.7092 | 972220.572
Region | Technology | 2020-21 | 2021-22 | 2022-23 | 2023-24 | 2024-25 | 2025-26 | 2026-27 | 2027-28 | 2028-29 | 2029-30 | 2030-31 | 2031-32 | 2032-33 | 2033-34 | 2034-35 | 2035-36 | 2036-37 | 2037-38 | 2038-39 | 2039-40 | 2040-41 | 2041-42 | 2042-43 | 2043-44 | 2044-45 | 2045-46 | 2046-47 | 2047-48 | 2048-49 | 2049-50
NSW1 | Black Coal | 1654634.8 | 1585970.832 | 1359644.56 | 1317743.152 | 1186097.04 | 1070797.04 | 912834.848 | 887178.472 | 870917.008 | 729346.288 | 659164.016 | 508694.896 | 478450.672 | 421103.688 | 345874.736 | 151833.168 | 143305.872 | 135345.792 | 127720.6 | 120736.256 | 114023.744 | 101373.808 | 0 | 0 | 0 | 0 | 0 | 0 | 0 | 0
NSW1 | Brown Coal | 0 | 0 | 0 | 0 | 0 | 0 | 0 | 0 | 0 | 0 | 0 | 0 | 0 | 0 | 0 | 0 | 0 | 0 | 0 | 0 | 0 | 0 | 0 | 0 | 0 | 0 | 0 | 0 | 0 | 0
NSW1 | CCGT | 137655.5177 | 120455.743 | 132016.9674 | 119969.7569 | 121291.1715 | 119753.1976 | 113857.2828 | 117730.6674 | 114884.0703 | 109336.5456 | 111806.4072 | 120827.6418 | 107814.0073 | 108223.8954 | 88617.6096 | 130156.9151 | 129808.7359 | 121676.3874 | 110210.9466 | 101820.6028 | 99139.2051 | 98541.8443 | 193517.473 | 211902.368 | 187339.68 | 173484.8 | 165272.944 | 149422.976 | 146355.456 | 132782.296
NSW1 | Gas - Steam | 0 | 0 | 0 | 0 | 0 | 0 | 0 | 0 | 0 | 0 | 0 | 0 | 0 | 0 | 0 | 0 | 0 | 0 | 0 | 0 | 0 | 0 | 0 | 0 | 0 | 0 | 0 | 0 | 0 | 0
NSW1 | OCGT / Diesel | 0.60626 | 0.63477 | 764.6211 | 545.4613 | 826.1041 | 4066.556 | 1244.1783 | 3965.445 | 2098.5082 | 6864.756 | 4440.3592 | 8522.0836 | 2378.4972 | 7947.6245 | 15701.3655 | 45086.5805 | 83604.474 | 98233.9137 | 117372.7017 | 54662.7601 | 77356.3322 | 81742.923 | 91175.06 | 77880.964 | 87457.902 | 83889.706 | 97605.552 | 54593.618 | 35586.3685 | 30122.564
NSW1 | Hydro | 0 | 0 | 0 | 0 | 0 | 0 | 0 | 0 | 0 | 0 | 0 | 0 | 0 | 0 | 0 | 0 | 0 | 0 | 0 | 0 | 0 | 0 | 0 | 0 | 0 | 0 | 0 | 0 | 0 | 0
NSW1 | Wind | 0 | 0 | 0 | 0 | 0 | 0 | 0 | 0 | 0 | 0 | 0 | 0 | 0 | 0 | 0 | 0 | 0 | 0 | 0 | 0 | 0 | 0 | 0 | 0 | 0 | 0 | 0 | 0 | 0 | 0
NSW1 | Solar PV | 0 | 0 | 0 | 0 | 0 | 0 | 0 | 0 | 0 | 0 | 0 | 0 | 0 | 0 | 0 | 0 | 0 | 0 | 0 | 0 | 0 | 0 | 0 | 0 | 0 | 0 | 0 | 0 | 0 | 0
NSW1 | LS Battery | 0 | 0 | 0 | 0 | 0 | 0 | 0 | 0 | 0 | 0 | 0 | 0 | 0 | 0 | 0 | 0 | 0 | 0 | 0 | 0 | 0 | 0 | 0 | 0 | 0 | 0 | 0 | 0 | 0 | 0
NSW1 | Pumped Hydro | 0 | 0 | 0 | 0 | 0 | 0 | 0 | 0 | 0 | 0 | 0 | 0 | 0 | 0 | 0 | 0 | 0 | 0 | 0 | 0 | 0 | 0 | 0 | 0 | 0 | 0 | 0 | 0 | 0 | 0
NSW1 | Pumped Hydro Pump | 0 | 0 | 0 | 0 | 0 | 0 | 0 | 0 | 0 | 0 | 0 | 0 | 0 | 0 | 0 | 0 | 0 | 0 | 0 | 0 | 0 | 0 | 0 | 0 | 0 | 0 | 0 | 0 | 0 | 0
Total |  | 1792290.9239 | 1706427.2098 | 1492426.1485 | 1438258.3702 | 1308214.3156 | 1194616.7936 | 1027936.3091 | 1008874.5844 | 987899.5865 | 845547.5896 | 775410.7823 | 638044.6214 | 588643.1764 | 537275.208 | 450193.7111 | 327076.6636 | 356719.082 | 355256.0931 | 355304.2483 | 277219.6189 | 290519.2813 | 281658.5753 | 284692.533 | 289783.332 | 274797.582 | 257374.506 | 262878.496 | 204016.594 | 181941.8245 | 162904.86
Region | Technology | 2020-21 | 2021-22 | 2022-23 | 2023-24 | 2024-25 | 2025-26 | 2026-27 | 2027-28 | 2028-29 | 2029-30 | 2030-31 | 2031-32 | 2032-33 | 2033-34 | 2034-35 | 2035-36 | 2036-37 | 2037-38 | 2038-39 | 2039-40 | 2040-41 | 2041-42 | 2042-43 | 2043-44 | 2044-45 | 2045-46 | 2046-47 | 2047-48 | 2048-49 | 2049-50
QLD1 | Black Coal | 1280628.312 | 1176815.28 | 1162736.392 | 1016669.784 | 933746.932 | 832836.378 | 792822.016 | 688490.345 | 650684.7377 | 631132.052 | 587133.163 | 573316.536 | 529456.011 | 467546.731 | 446514.929 | 469268.753 | 388444.873 | 284622.097 | 242264.364 | 209379.2075 | 132418.9769 | 97766.9506 | 97953.8649 | 94009.6721 | 62698.8566 | 43575.355 | 35146.7687 | 25370.903 | 2181.5988 | 0.24565
QLD1 | Brown Coal | 0 | 0 | 0 | 0 | 0 | 0 | 0 | 0 | 0 | 0 | 0 | 0 | 0 | 0 | 0 | 0 | 0 | 0 | 0 | 0 | 0 | 0 | 0 | 0 | 0 | 0 | 0 | 0 | 0 | 0
QLD1 | CCGT | 211267.5747 | 197103.4809 | 212928.6876 | 209351.0673 | 195938.4259 | 182914.038 | 194625.4064 | 187954.6621 | 183026.7376 | 167147.5771 | 171013.9149 | 169303.709 | 160093.1329 | 138778.2191 | 121174.2622 | 142498.2148 | 143473.5334 | 160468.0747 | 160458.7374 | 123073.072 | 134336.2797 | 116704.0592 | 95074.711 | 111890.3341 | 101059.3843 | 37954.4501 | 25154.3978 | 23276.8483 | 22837.6951 | 20059.1378
QLD1 | Gas - Steam | 0 | 0 | 0 | 0 | 0 | 0 | 0 | 0 | 0 | 0 | 0 | 0 | 0 | 0 | 0 | 0 | 0 | 0 | 0 | 0 | 0 | 0 | 0 | 0 | 0 | 0 | 0 | 0 | 0 | 0
QLD1 | OCGT / Diesel | 191.622 | 1.648 | 47.8705 | 23.0044 | 1002.5436 | 1318.8935 | 3996.9663 | 5294.4894 | 6708.8588 | 7360.3306 | 7538.2942 | 7254.9594 | 2009.4771 | 1205.5595 | 1243.5944 | 6359.4063 | 10884.3718 | 64335.5678 | 85153.0672 | 60083.4647 | 103768.9726 | 65054.3558 | 68675.7208 | 113758.4215 | 98526.338 | 166990.076 | 195118.812 | 144082.856 | 212360.028 | 103757.641
QLD1 | Hydro | 0 | 0 | 0 | 0 | 0 | 0 | 0 | 0 | 0 | 0 | 0 | 0 | 0 | 0 | 0 | 0 | 0 | 0 | 0 | 0 | 0 | 0 | 0 | 0 | 0 | 0 | 0 | 0 | 0 | 0
QLD1 | Wind | 0 | 0 | 0 | 0 | 0 | 0 | 0 | 0 | 0 | 0 | 0 | 0 | 0 | 0 | 0 | 0 | 0 | 0 | 0 | 0 | 0 | 0 | 0 | 0 | 0 | 0 | 0 | 0 | 0 | 0
QLD1 | Solar PV | 0 | 0 | 0 | 0 | 0 | 0 | 0 | 0 | 0 | 0 | 0 | 0 | 0 | 0 | 0 | 0 | 0 | 0 | 0 | 0 | 0 | 0 | 0 | 0 | 0 | 0 | 0 | 0 | 0 | 0
QLD1 | LS Battery | 0 | 0 | 0 | 0 | 0 | 0 | 0 | 0 | 0 | 0 | 0 | 0 | 0 | 0 | 0 | 0 | 0 | 0 | 0 | 0 | 0 | 0 | 0 | 0 | 0 | 0 | 0 | 0 | 0 | 0
QLD1 | Pumped Hydro | 0 | 0 | 0 | 0 | 0 | 0 | 0 | 0 | 0 | 0 | 0 | 0 | 0 | 0 | 0 | 0 | 0 | 0 | 0 | 0 | 0 | 0 | 0 | 0 | 0 | 0 | 0 | 0 | 0 | 0
QLD1 | Pumped Hydro Pump | 0 | 0 | 0 | 0 | 0 | 0 | 0 | 0 | 0 | 0 | 0 | 0 | 0 | 0 | 0 | 0 | 0 | 0 | 0 | 0 | 0 | 0 | 0 | 0 | 0 | 0 | 0 | 0 | 0 | 0
Total |  | 1492087.5087 | 1373920.4089 | 1375712.95 | 1226043.8557 | 1130687.9015 | 1017069.3094 | 991444.3887 | 881739.4965 | 840420.3341 | 805639.9596 | 765685.3721 | 749875.2044 | 691558.621 | 607530.5096 | 568932.7856 | 618126.3741 | 542802.7781 | 509425.7395 | 487876.1686 | 392535.7442 | 370524.2293 | 279525.3656 | 261704.2967 | 319658.4277 | 262284.5789 | 248519.8811 | 255419.9785 | 192730.6074 | 237379.3219 | 123817.0245
Region | Technology | 2020-21 | 2021-22 | 2022-23 | 2023-24 | 2024-25 | 2025-26 | 2026-27 | 2027-28 | 2028-29 | 2029-30 | 2030-31 | 2031-32 | 2032-33 | 2033-34 | 2034-35 | 2035-36 | 2036-37 | 2037-38 | 2038-39 | 2039-40 | 2040-41 | 2041-42 | 2042-43 | 2043-44 | 2044-45 | 2045-46 | 2046-47 | 2047-48 | 2048-49 | 2049-50
VIC1 | Black Coal | 0 | 0 | 0 | 0 | 0 | 0 | 0 | 0 | 0 | 0 | 0 | 0 | 0 | 0 | 0 | 0 | 0 | 0 | 0 | 0 | 0 | 0 | 0 | 0 | 0 | 0 | 0 | 0 | 0 | 0
VIC1 | Brown Coal | 386940.184 | 368428.24 | 322805.884 | 321792.038 | 298483.411 | 278271.518 | 253459.544 | 231531.933 | 193124.3831 | 173800.1552 | 147386.4914 | 139433.6849 | 130502.464 | 121450.828 | 118813.588 | 115075.728 | 106053.436 | 105042.932 | 89486.352 | 80627.876 | 74344.65 | 64791.714 | 68910.416 | 29350.388 | 23199.5227 | 14156.1065 | 2745.1874 | 0.072546 | 0 | 0
VIC1 | CCGT | 0.36984 | 0.43868 | 0.75333 | 0.73337 | 0.69169 | 0.66993 | 0.65699 | 0.66119 | 0.64235 | 0.61927 | 0.61392 | 0.64931 | 0.61716 | 0.60356 | 0.57007 | 1.1304 | 1.1183 | 2.3218 | 2.1831 | 99083.976 | 101576.704 | 137407.552 | 116315.84 | 602173.696 | 568605.568 | 540411.264 | 512596.416 | 642709.568 | 621747.136 | 570815.104
VIC1 | Gas - Steam | 1674.8902 | 5242.66 | 9273.82 | 6310.2785 | 7440.5235 | 6788.44 | 6624.952 | 0.77264 | 0.71906 | 0.63112 | 0.58402 | 1.1233 | 0.52193 | 0.72315 | 0.71737 | 3.5944 | 3.9722 | 4.0907 | 3.8317 | 0 | 0 | 0 | 0 | 0 | 0 | 0 | 0 | 0 | 0 | 0
VIC1 | OCGT / Diesel | 3965.6357 | 5047.1394 | 15177.0412 | 6036.0576 | 7410.9568 | 9566.7469 | 8166.3104 | 13509.94 | 12247.0339 | 12659.7022 | 9119.7458 | 22282.0234 | 5901.8286 | 12624.2371 | 17874.4146 | 74283.9292 | 89264.7381 | 129059.3619 | 144318.935 | 136415.8134 | 154940.4024 | 178047.1835 | 113903.2158 | 120711.3429 | 145354.3712 | 177663.5468 | 198695.604 | 95819.9184 | 110329.4753 | 80263.1386
VIC1 | Hydro | 0 | 0 | 0 | 0 | 0 | 0 | 0 | 0 | 0 | 0 | 0 | 0 | 0 | 0 | 0 | 0 | 0 | 0 | 0 | 0 | 0 | 0 | 0 | 0 | 0 | 0 | 0 | 0 | 0 | 0
VIC1 | Wind | 0 | 0 | 0 | 0 | 0 | 0 | 0 | 0 | 0 | 0 | 0 | 0 | 0 | 0 | 0 | 0 | 0 | 0 | 0 | 0 | 0 | 0 | 0 | 0 | 0 | 0 | 0 | 0 | 0 | 0
VIC1 | Solar PV | 0 | 0 | 0 | 0 | 0 | 0 | 0 | 0 | 0 | 0 | 0 | 0 | 0 | 0 | 0 | 0 | 0 | 0 | 0 | 0 | 0 | 0 | 0 | 0 | 0 | 0 | 0 | 0 | 0 | 0
VIC1 | LS Battery | 0 | 0 | 0 | 0 | 0 | 0 | 0 | 0 | 0 | 0 | 0 | 0 | 0 | 0 | 0 | 0 | 0 | 0 | 0 | 0 | 0 | 0 | 0 | 0 | 0 | 0 | 0 | 0 | 0 | 0
VIC1 | Pumped Hydro | 0 | 0 | 0 | 0 | 0 | 0 | 0 | 0 | 0 | 0 | 0 | 0 | 0 | 0 | 0 | 0 | 0 | 0 | 0 | 0 | 0 | 0 | 0 | 0 | 0 | 0 | 0 | 0 | 0 | 0
VIC1 | Pumped Hydro Pump | 0 | 0 | 0 | 0 | 0 | 0 | 0 | 0 | 0 | 0 | 0 | 0 | 0 | 0 | 0 | 0 | 0 | 0 | 0 | 0 | 0 | 0 | 0 | 0 | 0 | 0 | 0 | 0 | 0 | 0
Total |  | 392581.0797 | 378718.4781 | 347257.4986 | 334139.1075 | 313335.583 | 294627.3748 | 268251.4634 | 245043.3069 | 205372.7785 | 186461.1078 | 156507.4352 | 161717.4809 | 136405.4317 | 134076.3918 | 136689.29 | 189364.3821 | 195323.2646 | 234108.7064 | 233811.3018 | 316127.6654 | 330861.7564 | 380246.4495 | 299129.4718 | 752235.4269 | 737159.4619 | 732230.9173 | 714037.2074 | 738529.5589 | 732076.6113 | 651078.2426
Region | Technology | 2020-21 | 2021-22 | 2022-23 | 2023-24 | 2024-25 | 2025-26 | 2026-27 | 2027-28 | 2028-29 | 2029-30 | 2030-31 | 2031-32 | 2032-33 | 2033-34 | 2034-35 | 2035-36 | 2036-37 | 2037-38 | 2038-39 | 2039-40 | 2040-41 | 2041-42 | 2042-43 | 2043-44 | 2044-45 | 2045-46 | 2046-47 | 2047-48 | 2048-49 | 2049-50
SA1 | Black Coal | 0 | 0 | 0 | 0 | 0 | 0 | 0 | 0 | 0 | 0 | 0 | 0 | 0 | 0 | 0 | 0 | 0 | 0 | 0 | 0 | 0 | 0 | 0 | 0 | 0 | 0 | 0 | 0 | 0 | 0
SA1 | Brown Coal | 0 | 0 | 0 | 0 | 0 | 0 | 0 | 0 | 0 | 0 | 0 | 0 | 0 | 0 | 0 | 0 | 0 | 0 | 0 | 0 | 0 | 0 | 0 | 0 | 0 | 0 | 0 | 0 | 0 | 0
SA1 | CCGT | 127759.1481 | 148134.4345 | 202580.6135 | 139495.5865 | 75619.3443 | 67211.7936 | 44404.7193 | 76432.9701 | 63655.8831 | 47597.0652 | 39189.5864 | 65453.1867 | 58218.3258 | 61697.8085 | 34057.6746 | 75964.815 | 79539.1356 | 0.99347 | 0.93159 | 0.93156 | 0.89413 | 0.85051 | 0.78168 | 0.75292 | 0.70735 | 0.66389 | 0.62345 | 0.58807 | 0.55564 | 0.52725
SA1 | Gas - Steam | 10723.3214 | 14489.4814 | 21987.2491 | 26834.0704 | 0 | 0 | 0 | 0 | 0 | 0 | 0 | 0 | 0 | 0 | 0 | 0 | 0 | 0 | 0 | 0 | 0 | 0 | 0 | 0 | 0 | 0 | 0 | 0 | 0 | 0
SA1 | OCGT / Diesel | 9077.8832 | 12136.3241 | 28674.2442 | 31066.9939 | 9621.0338 | 11522.0496 | 9120.1346 | 12536.3546 | 11251.4512 | 10445.6894 | 9924.0217 | 15724.0246 | 8366.1058 | 16367.7542 | 9916.2248 | 33901.842 | 33615.6175 | 55611.4398 | 55935.135 | 58438.3144 | 62045.4779 | 82981.4584 | 57364.8562 | 49041.2296 | 37310.88 | 39471.1062 | 42620.2515 | 35247.591 | 25792.8669 | 28900.968
SA1 | Hydro | 0 | 0 | 0 | 0 | 0 | 0 | 0 | 0 | 0 | 0 | 0 | 0 | 0 | 0 | 0 | 0 | 0 | 0 | 0 | 0 | 0 | 0 | 0 | 0 | 0 | 0 | 0 | 0 | 0 | 0
SA1 | Wind | 0 | 0 | 0 | 0 | 0 | 0 | 0 | 0 | 0 | 0 | 0 | 0 | 0 | 0 | 0 | 0 | 0 | 0 | 0 | 0 | 0 | 0 | 0 | 0 | 0 | 0 | 0 | 0 | 0 | 0
SA1 | Solar PV | 0 | 0 | 0 | 0 | 0 | 0 | 0 | 0 | 0 | 0 | 0 | 0 | 0 | 0 | 0 | 0 | 0 | 0 | 0 | 0 | 0 | 0 | 0 | 0 | 0 | 0 | 0 | 0 | 0 | 0
SA1 | LS Battery | 0 | 0 | 0 | 0 | 0 | 0 | 0 | 0 | 0 | 0 | 0 | 0 | 0 | 0 | 0 | 0 | 0 | 0 | 0 | 0 | 0 | 0 | 0 | 0 | 0 | 0 | 0 | 0 | 0 | 0
SA1 | Pumped Hydro | 0 | 0 | 0 | 0 | 0 | 0 | 0 | 0 | 0 | 0 | 0 | 0 | 0 | 0 | 0 | 0 | 0 | 0 | 0 | 0 | 0 | 0 | 0 | 0 | 0 | 0 | 0 | 0 | 0 | 0
SA1 | Pumped Hydro Pump | 0 | 0 | 0 | 0 | 0 | 0 | 0 | 0 | 0 | 0 | 0 | 0 | 0 | 0 | 0 | 0 | 0 | 0 | 0 | 0 | 0 | 0 | 0 | 0 | 0 | 0 | 0 | 0 | 0 | 0
Total |  | 147560.3527 | 174760.24 | 253242.1067 | 197396.6508 | 85240.378 | 78733.8432 | 53524.8539 | 88969.3247 | 74907.3344 | 58042.7546 | 49113.6081 | 81177.2113 | 66584.4316 | 78065.5627 | 43973.8994 | 109866.6571 | 113154.7531 | 55612.4333 | 55936.0666 | 58439.2459 | 62046.3721 | 82982.3089 | 57365.6379 | 49041.9825 | 37311.5873 | 39471.7701 | 42620.8749 | 35248.1791 | 25793.4225 | 28901.4952
Region | Technology | 2020-21 | 2021-22 | 2022-23 | 2023-24 | 2024-25 | 2025-26 | 2026-27 | 2027-28 | 2028-29 | 2029-30 | 2030-31 | 2031-32 | 2032-33 | 2033-34 | 2034-35 | 2035-36 | 2036-37 | 2037-38 | 2038-39 | 2039-40 | 2040-41 | 2041-42 | 2042-43 | 2043-44 | 2044-45 | 2045-46 | 2046-47 | 2047-48 | 2048-49 | 2049-50
TAS1 | Black Coal | 0 | 0 | 0 | 0 | 0 | 0 | 0 | 0 | 0 | 0 | 0 | 0 | 0 | 0 | 0 | 0 | 0 | 0 | 0 | 0 | 0 | 0 | 0 | 0 | 0 | 0 | 0 | 0 | 0 | 0
TAS1 | Brown Coal | 0 | 0 | 0 | 0 | 0 | 0 | 0 | 0 | 0 | 0 | 0 | 0 | 0 | 0 | 0 | 0 | 0 | 0 | 0 | 0 | 0 | 0 | 0 | 0 | 0 | 0 | 0 | 0 | 0 | 0
TAS1 | CCGT | 53.2268 | 455.7303 | 2989.0639 | 2069.6859 | 210.7305 | 0.54937 | 0.63681 | 0.62518 | 1541.4363 | 1259.5706 | 259.4242 | 1757.2807 | 1858.7032 | 4645.8294 | 2308.4792 | 11784.2849 | 6928.0084 | 14220.3288 | 24646.0458 | 7778.3471 | 3072.9707 | 9902.518 | 6562.496 | 7245.8917 | 2377.4218 | 6052.4637 | 6756.4661 | 7125.549 | 1722.2782 | 5518.7183
TAS1 | Gas - Steam | 0 | 0 | 0 | 0 | 0 | 0 | 0 | 0 | 0 | 0 | 0 | 0 | 0 | 0 | 0 | 0 | 0 | 0 | 0 | 0 | 0 | 0 | 0 | 0 | 0 | 0 | 0 | 0 | 0 | 0
TAS1 | OCGT / Diesel | 0.60278 | 0.60311 | 0.62322 | 0.60312 | 0.52507 | 0.47754 | 0.53692 | 0.52112 | 4.3114 | 6.364 | 3.6264 | 0.53336 | 0.51771 | 0.57032 | 0.55273 | 0.5943 | 0.63984 | 0.74497 | 0.63399 | 0.54646 | 0.32045 | 0.29324 | 1.2031 | 0.35562 | 0.3303 | 0.37442 | 0.32927 | 0.76394 | 0.25074 | 0.2314
TAS1 | Hydro | 0 | 0 | 0 | 0 | 0 | 0 | 0 | 0 | 0 | 0 | 0 | 0 | 0 | 0 | 0 | 0 | 0 | 0 | 0 | 0 | 0 | 0 | 0 | 0 | 0 | 0 | 0 | 0 | 0 | 0
TAS1 | Wind | 0 | 0 | 0 | 0 | 0 | 0 | 0 | 0 | 0 | 0 | 0 | 0 | 0 | 0 | 0 | 0 | 0 | 0 | 0 | 0 | 0 | 0 | 0 | 0 | 0 | 0 | 0 | 0 | 0 | 0
TAS1 | Solar PV | 0 | 0 | 0 | 0 | 0 | 0 | 0 | 0 | 0 | 0 | 0 | 0 | 0 | 0 | 0 | 0 | 0 | 0 | 0 | 0 | 0 | 0 | 0 | 0 | 0 | 0 | 0 | 0 | 0 | 0
TAS1 | LS Battery | 0 | 0 | 0 | 0 | 0 | 0 | 0 | 0 | 0 | 0 | 0 | 0 | 0 | 0 | 0 | 0 | 0 | 0 | 0 | 0 | 0 | 0 | 0 | 0 | 0 | 0 | 0 | 0 | 0 | 0
TAS1 | Pumped Hydro | 0 | 0 | 0 | 0 | 0 | 0 | 0 | 0 | 0 | 0 | 0 | 0 | 0 | 0 | 0 | 0 | 0 | 0 | 0 | 0 | 0 | 0 | 0 | 0 | 0 | 0 | 0 | 0 | 0 | 0
TAS1 | Pumped Hydro Pump | 0 | 0 | 0 | 0 | 0 | 0 | 0 | 0 | 0 | 0 | 0 | 0 | 0 | 0 | 0 | 0 | 0 | 0 | 0 | 0 | 0 | 0 | 0 | 0 | 0 | 0 | 0 | 0 | 0 | 0
Total |  | 53.8296 | 456.3334 | 2989.6871 | 2070.289 | 211.2556 | 1.0269 | 1.1737 | 1.1463 | 1545.7477 | 1265.9346 | 263.0506 | 1757.814 | 1859.221 | 4646.3997 | 2309.0319 | 11784.8792 | 6928.6483 | 14221.0737 | 24646.6798 | 7778.8936 | 3073.2911 | 9902.8112 | 6563.6991 | 7246.2473 | 2377.7521 | 6052.8381 | 6756.7954 | 7126.3129 | 1722.5289 | 5518.9497

## Accelerated_M28_32_Build Cost
New generation build cost (CAPEX) by technology ($000s) - Marinus 1500MW M28_32, Accelerated Transition to a Low Emissions Future Scenario
Real June 2019 dollars discounted to June 2025. The total capital costs are annualised for modelling purposes and presented here on an annualised basis.
Region | Technology | 2020-21 | 2021-22 | 2022-23 | 2023-24 | 2024-25 | 2025-26 | 2026-27 | 2027-28 | 2028-29 | 2029-30 | 2030-31 | 2031-32 | 2032-33 | 2033-34 | 2034-35 | 2035-36 | 2036-37 | 2037-38 | 2038-39 | 2039-40 | 2040-41 | 2041-42 | 2042-43 | 2043-44 | 2044-45 | 2045-46 | 2046-47 | 2047-48 | 2048-49 | 2049-50
NEM | Black Coal | 0 | 0 | 0 | 0 | 0 | 0 | 0 | 0 | 0 | 0 | 0 | 0 | 0 | 0 | 0 | 0 | 0 | 0 | 0 | 0 | 0 | 0 | 0 | 0 | 0 | 0 | 0 | 0 | 0 | 0
NEM | Brown Coal | 0 | 0 | 0 | 0 | 0 | 0 | 0 | 0 | 0 | 0 | 0 | 0 | 0 | 0 | 0 | 0 | 0 | 0 | 0 | 0 | 0 | 0 | 0 | 0 | 0 | 0 | 0 | 0 | 0 | 0
NEM | CCGT | 0.5069 | 0.59043 | 0.72811 | 0.69609 | 0.66078 | 0.62648 | 0.59798 | 0.57853 | 0.55122 | 0.52627 | 0.51287 | 0.51976 | 0.50466 | 0.49384 | 0.47757 | 0.75469 | 0.79941 | 1.387 | 1.3208 | 17288.6674 | 16279.613 | 22338.2652 | 42475.1627 | 134574.2998 | 126719.6229 | 119659.7731 | 113521.6801 | 134700.4884 | 126838.4539 | 119771.914
NEM | Gas - Steam | 0 | 0 | 0 | 0 | 0 | 0 | 0 | 0 | 0 | 0 | 0 | 0 | 0 | 0 | 0 | 0 | 0 | 0 | 0 | 0 | 0 | 0 | 0 | 0 | 0 | 0 | 0 | 0 | 0 | 0
NEM | OCGT / Diesel | 0.46056 | 0.46229 | 0.81871 | 0.78276 | 0.75208 | 0.85954 | 0.81796 | 0.77876 | 0.73773 | 0.70223 | 0.7046 | 0.67343 | 0.63466 | 0.64975 | 0.61945 | 0.60683 | 0.57845 | 54970.6512 | 57130.7634 | 142111.639 | 139190.3502 | 147194.3316 | 165579.8713 | 156770.9905 | 147620.7562 | 166188.6359 | 169189.95 | 167477.5256 | 157702.3825 | 171007.5649
NEM | Hydro | 0 | 0 | 0 | 0 | 0 | 0 | 0 | 0 | 0 | 0 | 0 | 0 | 0 | 0 | 0 | 0 | 0 | 0 | 0 | 0 | 0 | 0 | 0 | 0 | 0 | 0 | 0 | 0 | 0 | 0
NEM | Wind | 39130.0475 | 67109.7053 | 250274.385 | 491698.2783 | 820731.8628 | 858880.8074 | 936735.2681 | 1458973.2968 | 1503546.71 | 1618800.623 | 1575435.6319 | 1623212.26 | 1700810.2924 | 1720220.9662 | 1680570.3201 | 1863020.7432 | 1954504.6335 | 1996374.9326 | 2001334.265 | 2075968.5876 | 2124217.8859 | 2005871.4718 | 1894118.4821 | 1825607.8813 | 1784649.6949 | 1710884.6083 | 1642763.6894 | 1555369.8967 | 1572079.3866 | 1484494.2808
NEM | Solar PV | 2.6403 | 3.9019 | 35271.6478 | 49915.4824 | 52215.1534 | 227553.593 | 304969.9047 | 371052.2957 | 412884.0203 | 471924.7148 | 544232.4136 | 621715.8947 | 595396.9106 | 562225.6045 | 530902.3657 | 644640.4464 | 607014.7833 | 573196.218 | 541261.7825 | 579974.4234 | 561005.3258 | 529750.0731 | 500236.1411 | 533539.8106 | 510512.1102 | 482070.4195 | 458123.6047 | 487653.8822 | 489328.7229 | 473157.8241
NEM | LS Battery | 1.4648 | 1.7077 | 2.0115 | 1.9295 | 1.819 | 2.1283 | 2.4191 | 2.3138 | 2.2119 | 2.8263 | 2.6979 | 3.8284 | 3.6053 | 3.4051 | 3.9279 | 3.1084 | 2.7909 | 2206.0947 | 2083.179 | 52709.7888 | 61801.7047 | 67163.4899 | 63421.6056 | 275075.8765 | 283080.0282 | 272078.6677 | 256919.9141 | 483169.1458 | 495616.3334 | 469233.306
NEM | Pumped Hydro | 0 | 0 | 0 | 3.8599 | 3.6943 | 6.6837 | 48524.645 | 45943.1685 | 47118.0574 | 74636.3705 | 168165.4295 | 371854.912 | 385820.8596 | 391197.4465 | 404872.243 | 492144.236 | 472109.6215 | 454039.1643 | 428743.3095 | 419514.6841 | 395028.9117 | 373020.691 | 352238.6129 | 333499.4503 | 314034.3878 | 296538.61 | 280017.5732 | 265120.6077 | 249646.339 | 235737.8085
NEM | Pumped Hydro Pump | 0 | 0 | 0 | 0 | 0 | 0 | 0 | 0 | 0 | 0 | 0 | 0 | 0 | 0 | 0 | 0 | 0 | 0 | 0 | 0 | 0 | 0 | 0 | 0 | 0 | 0 | 0 | 0 | 0 | 0
Total |  | 39135.1201 | 67116.3676 | 285549.591 | 541621.0289 | 872953.9422 | 1086444.6985 | 1290233.6529 | 1875972.4321 | 1963552.2886 | 2165365.763 | 2287837.3905 | 2616788.0883 | 2682032.8073 | 2673648.5659 | 2616349.9537 | 2999809.8956 | 3033633.2071 | 3080788.4478 | 3030554.6203 | 3287567.7903 | 3297523.7914 | 3145338.3224 | 3018069.8756 | 3259068.3091 | 3166616.6003 | 3047420.7144 | 2920536.4115 | 3093491.5463 | 3091211.6183 | 2953402.6984
Region | Technology | 2020-21 | 2021-22 | 2022-23 | 2023-24 | 2024-25 | 2025-26 | 2026-27 | 2027-28 | 2028-29 | 2029-30 | 2030-31 | 2031-32 | 2032-33 | 2033-34 | 2034-35 | 2035-36 | 2036-37 | 2037-38 | 2038-39 | 2039-40 | 2040-41 | 2041-42 | 2042-43 | 2043-44 | 2044-45 | 2045-46 | 2046-47 | 2047-48 | 2048-49 | 2049-50
NSW1 | Black Coal | 0 | 0 | 0 | 0 | 0 | 0 | 0 | 0 | 0 | 0 | 0 | 0 | 0 | 0 | 0 | 0 | 0 | 0 | 0 | 0 | 0 | 0 | 0 | 0 | 0 | 0 | 0 | 0 | 0 | 0
NSW1 | Brown Coal | 0 | 0 | 0 | 0 | 0 | 0 | 0 | 0 | 0 | 0 | 0 | 0 | 0 | 0 | 0 | 0 | 0 | 0 | 0 | 0 | 0 | 0 | 0 | 0 | 0 | 0 | 0 | 0 | 0 | 0
NSW1 | CCGT | 0.071765 | 0.098529 | 0.13805 | 0.13116 | 0.12462 | 0.11768 | 0.11388 | 0.11339 | 0.10944 | 0.10356 | 0.10622 | 0.10968 | 0.10767 | 0.10857 | 0.10624 | 0.23262 | 0.26841 | 0.51112 | 0.48574 | 0.59899 | 0.56788 | 0.64464 | 21382.0291 | 35531.9473 | 33458.0586 | 31594.0129 | 29833.8181 | 28246.6533 | 26597.9839 | 25116.1324
NSW1 | Gas - Steam | 0 | 0 | 0 | 0 | 0 | 0 | 0 | 0 | 0 | 0 | 0 | 0 | 0 | 0 | 0 | 0 | 0 | 0 | 0 | 0 | 0 | 0 | 0 | 0 | 0 | 0 | 0 | 0 | 0 | 0
NSW1 | OCGT / Diesel | 0.089245 | 0.089474 | 0.098587 | 0.093998 | 0.092509 | 0.13708 | 0.12947 | 0.12265 | 0.11556 | 0.10922 | 0.11955 | 0.11682 | 0.11008 | 0.12088 | 0.11442 | 0.11827 | 0.11148 | 0.64102 | 0.60618 | 0.93944 | 0.88472 | 3288.5018 | 29691.4415 | 28111.851 | 26471.0494 | 24996.2696 | 23603.654 | 22347.9349 | 21043.5552 | 19871.1574
NSW1 | Hydro | 0 | 0 | 0 | 0 | 0 | 0 | 0 | 0 | 0 | 0 | 0 | 0 | 0 | 0 | 0 | 0 | 0 | 0 | 0 | 0 | 0 | 0 | 0 | 0 | 0 | 0 | 0 | 0 | 0 | 0
NSW1 | Wind | 2.5717 | 3.5481 | 98150.8619 | 195476.6938 | 389304.6871 | 414565.5248 | 391468.8745 | 533590.4417 | 515143.235 | 663190.4689 | 626243.3531 | 614341.6793 | 592309.2574 | 622862.3729 | 638238.9978 | 655462.9064 | 659592.8151 | 697706.2165 | 731893.645 | 773982.1442 | 728807.2234 | 688203.2333 | 649861.4102 | 615288.6974 | 579376.2159 | 547097.4723 | 516617.0699 | 489132.9393 | 460583.7749 | 434923.3022
NSW1 | Solar PV | 0.51172 | 0.74495 | 1.7895 | 1.6948 | 1.924 | 38989.5283 | 105667.9386 | 182353.225 | 224377.57 | 263212.604 | 280948.2166 | 372437.6623 | 360668.222 | 340574.3371 | 321599.9407 | 446472.9494 | 420413.7065 | 396991.2251 | 374873.6798 | 379439.9416 | 371328.3278 | 350640.5364 | 331105.3224 | 373406.7415 | 357888.0394 | 337949.0483 | 319120.9172 | 321937.0957 | 303146.6641 | 286257.4744
NSW1 | LS Battery | 0.2787 | 0.35364 | 0.33573 | 0.3392 | 0.31958 | 0.49389 | 0.46652 | 0.44189 | 0.4165 | 0.59855 | 0.5662 | 0.78489 | 0.73913 | 0.69808 | 0.87088 | 0.70656 | 0.62713 | 3.0189 | 2.8421 | 9.1778 | 16.3497 | 15.4457 | 14.5855 | 169631.3476 | 159730.4061 | 155601.2223 | 146932.1166 | 259225.0221 | 244094.8624 | 230495.5332
NSW1 | Pumped Hydro | 0 | 0 | 0 | 0.25477 | 0.27456 | 0.63917 | 0.60359 | 0.57166 | 0.53876 | 0.79875 | 1954.3166 | 140421.4677 | 132225.5018 | 124858.8334 | 138474.7657 | 213893.4465 | 201409.1486 | 190188.0761 | 179592.1399 | 170037.8051 | 160113.225 | 151192.847 | 142769.4495 | 135174.0859 | 127284.3932 | 120193.0058 | 113496.7004 | 107458.6531 | 101186.6243 | 95549.2203
NSW1 | Pumped Hydro Pump | 0 | 0 | 0 | 0 | 0 | 0 | 0 | 0 | 0 | 0 | 0 | 0 | 0 | 0 | 0 | 0 | 0 | 0 | 0 | 0 | 0 | 0 | 0 | 0 | 0 | 0 | 0 | 0 | 0 | 0
Total |  | 3.5232 | 4.8347 | 98153.2238 | 195479.2077 | 389307.4223 | 453556.4409 | 497138.1265 | 715944.9163 | 739521.9852 | 926404.6829 | 909146.6782 | 1127201.8207 | 1085203.938 | 1088296.4709 | 1098314.7958 | 1315830.3598 | 1281416.6772 | 1284889.6888 | 1286363.3988 | 1323470.6071 | 1260266.5784 | 1193341.2089 | 1174824.2382 | 1357144.6707 | 1284208.1626 | 1217431.0312 | 1149604.2762 | 1228348.2984 | 1156653.4648 | 1092212.82
Region | Technology | 2020-21 | 2021-22 | 2022-23 | 2023-24 | 2024-25 | 2025-26 | 2026-27 | 2027-28 | 2028-29 | 2029-30 | 2030-31 | 2031-32 | 2032-33 | 2033-34 | 2034-35 | 2035-36 | 2036-37 | 2037-38 | 2038-39 | 2039-40 | 2040-41 | 2041-42 | 2042-43 | 2043-44 | 2044-45 | 2045-46 | 2046-47 | 2047-48 | 2048-49 | 2049-50
QLD1 | Black Coal | 0 | 0 | 0 | 0 | 0 | 0 | 0 | 0 | 0 | 0 | 0 | 0 | 0 | 0 | 0 | 0 | 0 | 0 | 0 | 0 | 0 | 0 | 0 | 0 | 0 | 0 | 0 | 0 | 0 | 0
QLD1 | Brown Coal | 0 | 0 | 0 | 0 | 0 | 0 | 0 | 0 | 0 | 0 | 0 | 0 | 0 | 0 | 0 | 0 | 0 | 0 | 0 | 0 | 0 | 0 | 0 | 0 | 0 | 0 | 0 | 0 | 0 | 0
QLD1 | CCGT | 0.098569 | 0.11496 | 0.14057 | 0.13458 | 0.12944 | 0.12367 | 0.1176 | 0.11366 | 0.10718 | 0.10164 | 0.09678 | 0.10514 | 0.10006 | 0.094752 | 0.089664 | 0.099007 | 0.11407 | 0.19339 | 0.18778 | 0.18235 | 0.19488 | 0.18449 | 0.1751 | 0.25576 | 0.24402 | 0.29888 | 0.2845 | 0.26975 | 0.25444 | 0.24041
QLD1 | Gas - Steam | 0 | 0 | 0 | 0 | 0 | 0 | 0 | 0 | 0 | 0 | 0 | 0 | 0 | 0 | 0 | 0 | 0 | 0 | 0 | 0 | 0 | 0 | 0 | 0 | 0 | 0 | 0 | 0 | 0 | 0
QLD1 | OCGT / Diesel | 0.092302 | 0.092339 | 0.095082 | 0.093442 | 0.09415 | 0.18513 | 0.17489 | 0.1656 | 0.15599 | 0.14737 | 0.13923 | 0.13269 | 0.12504 | 0.12505 | 0.11815 | 0.11234 | 0.10601 | 24934.9445 | 23545.7458 | 49806.3945 | 52272.6736 | 54914.0444 | 51854.6219 | 49095.9458 | 46230.3676 | 70446.998 | 78782.3567 | 81879.6284 | 77100.5682 | 92066.4794
QLD1 | Hydro | 0 | 0 | 0 | 0 | 0 | 0 | 0 | 0 | 0 | 0 | 0 | 0 | 0 | 0 | 0 | 0 | 0 | 0 | 0 | 0 | 0 | 0 | 0 | 0 | 0 | 0 | 0 | 0 | 0 | 0
QLD1 | Wind | 2.6166 | 30156.2792 | 117228.0653 | 221306.0025 | 341263.9934 | 359175.3437 | 339166.9485 | 572220.5925 | 538821.8584 | 509302.2898 | 480927.8299 | 464028.2086 | 504472.4293 | 526978.4838 | 497618.9659 | 475566.8939 | 500632.752 | 524373.3608 | 522718.4045 | 549140.4277 | 648407.3323 | 612282.6559 | 578170.5911 | 549620.3697 | 547940.5465 | 536072.5113 | 529170.8004 | 501018.8267 | 557127.0733 | 526087.8885
QLD1 | Solar PV | 0.59074 | 0.84441 | 1.4449 | 1.3687 | 2.4766 | 67349.7855 | 68775.4881 | 65116.6238 | 61317.1625 | 57901.0044 | 54675.3715 | 51767.2969 | 48745.8008 | 46030.0294 | 43465.5615 | 41153.1857 | 38751.2022 | 36592.2672 | 34553.6101 | 65880.1569 | 62034.9483 | 58578.7993 | 55315.2024 | 52372.4643 | 49315.6465 | 46568.1356 | 46884.42 | 71897.4022 | 88492.0129 | 83561.8639
QLD1 | LS Battery | 0.27921 | 0.31809 | 0.30112 | 0.28645 | 0.27099 | 0.44277 | 0.56135 | 0.53161 | 0.50074 | 0.55879 | 0.52782 | 0.82717 | 0.77894 | 0.73574 | 0.69536 | 0.54028 | 0.48583 | 23.4295 | 22.1245 | 45173.3193 | 48530.0007 | 45826.1953 | 43273.0833 | 40970.9818 | 62639.2637 | 59149.4482 | 55854.0037 | 132670.3215 | 140376.3442 | 132555.5769
QLD1 | Pumped Hydro | 0 | 0 | 0 | 0.24833 | 0.25805 | 3.0298 | 11575.1531 | 10959.3557 | 10319.6924 | 17400.5381 | 25164.6925 | 76595.2269 | 72124.6011 | 94978.0841 | 89686.5764 | 101134.9987 | 95746.525 | 98644.259 | 93148.4977 | 88192.9802 | 83045.4292 | 78418.7245 | 74049.787 | 70110.3234 | 66018.2009 | 62340.1331 | 58866.9812 | 55735.246 | 52482.1523 | 49558.2175
QLD1 | Pumped Hydro Pump | 0 | 0 | 0 | 0 | 0 | 0 | 0 | 0 | 0 | 0 | 0 | 0 | 0 | 0 | 0 | 0 | 0 | 0 | 0 | 0 | 0 | 0 | 0 | 0 | 0 | 0 | 0 | 0 | 0 | 0
Total |  | 3.6774 | 30157.649 | 117230.047 | 221308.134 | 341267.2226 | 426528.9106 | 419518.4435 | 648297.3829 | 610459.4773 | 584604.6401 | 560768.6577 | 592391.7975 | 625343.8353 | 667987.5529 | 630772.0069 | 617855.8299 | 635131.1851 | 684568.4543 | 673988.5704 | 798193.461 | 894290.5789 | 850020.6037 | 802663.4608 | 762170.3407 | 772144.2692 | 774577.525 | 769558.8465 | 843201.6945 | 915578.4054 | 883830.2667
Region | Technology | 2020-21 | 2021-22 | 2022-23 | 2023-24 | 2024-25 | 2025-26 | 2026-27 | 2027-28 | 2028-29 | 2029-30 | 2030-31 | 2031-32 | 2032-33 | 2033-34 | 2034-35 | 2035-36 | 2036-37 | 2037-38 | 2038-39 | 2039-40 | 2040-41 | 2041-42 | 2042-43 | 2043-44 | 2044-45 | 2045-46 | 2046-47 | 2047-48 | 2048-49 | 2049-50
VIC1 | Black Coal | 0 | 0 | 0 | 0 | 0 | 0 | 0 | 0 | 0 | 0 | 0 | 0 | 0 | 0 | 0 | 0 | 0 | 0 | 0 | 0 | 0 | 0 | 0 | 0 | 0 | 0 | 0 | 0 | 0 | 0
VIC1 | Brown Coal | 0 | 0 | 0 | 0 | 0 | 0 | 0 | 0 | 0 | 0 | 0 | 0 | 0 | 0 | 0 | 0 | 0 | 0 | 0 | 0 | 0 | 0 | 0 | 0 | 0 | 0 | 0 | 0 | 0 | 0
VIC1 | CCGT | 0.079757 | 0.10225 | 0.1734 | 0.16419 | 0.15529 | 0.14691 | 0.13908 | 0.13198 | 0.12467 | 0.11785 | 0.11443 | 0.11799 | 0.11325 | 0.11072 | 0.10617 | 0.19885 | 0.19397 | 0.4027 | 0.38085 | 17287.6237 | 16278.6018 | 22337.1991 | 21092.73 | 99041.8786 | 93261.1115 | 88065.2636 | 83687.3903 | 106453.3874 | 100240.047 | 94655.3805
VIC1 | Gas - Steam | 0 | 0 | 0 | 0 | 0 | 0 | 0 | 0 | 0 | 0 | 0 | 0 | 0 | 0 | 0 | 0 | 0 | 0 | 0 | 0 | 0 | 0 | 0 | 0 | 0 | 0 | 0 | 0 | 0 | 0
VIC1 | OCGT / Diesel | 0.090642 | 0.090877 | 0.34567 | 0.32732 | 0.30824 | 0.29113 | 0.27493 | 0.2603 | 0.24524 | 0.23161 | 0.21871 | 0.20709 | 0.19503 | 0.18424 | 0.17405 | 0.16493 | 0.15537 | 16813.3922 | 21099.3505 | 63125.4251 | 59440.9896 | 59615.4596 | 56294.1138 | 53299.2556 | 50188.3431 | 47392.2032 | 44751.8448 | 42371.0384 | 39897.9721 | 40504.9685
VIC1 | Hydro | 0 | 0 | 0 | 0 | 0 | 0 | 0 | 0 | 0 | 0 | 0 | 0 | 0 | 0 | 0 | 0 | 0 | 0 | 0 | 0 | 0 | 0 | 0 | 0 | 0 | 0 | 0 | 0 | 0 | 0
VIC1 | Wind | 1.4711 | 1.5764 | 2.5669 | 2.9696 | 5.9938 | 5.662 | 106596.8017 | 121434.2167 | 134187.93 | 126713.6568 | 148647.8141 | 161698.7644 | 152268.0302 | 143784.7346 | 135774.0681 | 237955.6372 | 312282.6741 | 294884.5213 | 278455.6577 | 279973.5417 | 263632.3999 | 248944.6649 | 235075.2266 | 222569.1873 | 209578.5168 | 197902.2836 | 186876.5707 | 176934.7 | 166607.5761 | 157325.3793
VIC1 | Solar PV | 0.069114 | 0.088109 | 7947.4861 | 7524.6783 | 7085.4863 | 23502.6196 | 34541.7648 | 32704.1367 | 30795.2976 | 59787.5078 | 122656.3575 | 116131.0147 | 109352.8077 | 103260.4417 | 97507.4992 | 92320.0811 | 86931.6439 | 82088.4268 | 77515.0396 | 82813.5156 | 77979.9473 | 73635.4555 | 69533.008 | 65833.8382 | 61991.3213 | 58537.604 | 55276.3026 | 52335.5941 | 49280.9281 | 46535.343
VIC1 | LS Battery | 0.30095 | 0.37485 | 0.62478 | 0.5921 | 0.55769 | 0.52708 | 0.58297 | 0.55249 | 0.52061 | 0.633 | 0.59963 | 0.85398 | 0.80418 | 0.75952 | 0.92496 | 0.74833 | 0.66637 | 265.3431 | 250.5603 | 2382.1043 | 8410.4554 | 16746.9385 | 15813.9172 | 56462.6793 | 53167.068 | 50204.9749 | 47407.7881 | 69499.558 | 75308.991 | 71113.2194
VIC1 | Pumped Hydro | 0 | 0 | 0 | 2.4527 | 2.3096 | 2.1809 | 36947.2502 | 34981.651 | 35949.2436 | 49086.9523 | 98825.0804 | 93567.576 | 88106.3265 | 83197.7038 | 78562.5162 | 74383.025 | 70041.5183 | 66139.3182 | 62454.5027 | 59131.9136 | 55680.5669 | 52578.439 | 49649.1398 | 47007.7955 | 44264.0961 | 41798.0133 | 39469.3233 | 37369.5473 | 35188.4026 | 33227.9534
VIC1 | Pumped Hydro Pump | 0 | 0 | 0 | 0 | 0 | 0 | 0 | 0 | 0 | 0 | 0 | 0 | 0 | 0 | 0 | 0 | 0 | 0 | 0 | 0 | 0 | 0 | 0 | 0 | 0 | 0 | 0 | 0 | 0 | 0
Total |  | 2.0116 | 2.2325 | 7951.1968 | 7531.1842 | 7094.8108 | 23511.4277 | 178086.8137 | 189120.9492 | 200933.3617 | 235589.0994 | 370130.1847 | 371398.5342 | 349728.2769 | 330243.9346 | 311845.2887 | 404659.8554 | 469256.852 | 460191.4043 | 439775.4917 | 504714.124 | 481422.961 | 473858.1567 | 447458.1354 | 544214.6346 | 512450.4569 | 483900.3426 | 457469.2198 | 484963.8252 | 466523.9168 | 443362.2441
Region | Technology | 2020-21 | 2021-22 | 2022-23 | 2023-24 | 2024-25 | 2025-26 | 2026-27 | 2027-28 | 2028-29 | 2029-30 | 2030-31 | 2031-32 | 2032-33 | 2033-34 | 2034-35 | 2035-36 | 2036-37 | 2037-38 | 2038-39 | 2039-40 | 2040-41 | 2041-42 | 2042-43 | 2043-44 | 2044-45 | 2045-46 | 2046-47 | 2047-48 | 2048-49 | 2049-50
SA1 | Black Coal | 0 | 0 | 0 | 0 | 0 | 0 | 0 | 0 | 0 | 0 | 0 | 0 | 0 | 0 | 0 | 0 | 0 | 0 | 0 | 0 | 0 | 0 | 0 | 0 | 0 | 0 | 0 | 0 | 0 | 0
SA1 | Brown Coal | 0 | 0 | 0 | 0 | 0 | 0 | 0 | 0 | 0 | 0 | 0 | 0 | 0 | 0 | 0 | 0 | 0 | 0 | 0 | 0 | 0 | 0 | 0 | 0 | 0 | 0 | 0 | 0 | 0 | 0
SA1 | CCGT | 0.16514 | 0.18482 | 0.18948 | 0.17964 | 0.16917 | 0.15991 | 0.1512 | 0.14341 | 0.13522 | 0.12789 | 0.12223 | 0.11577 | 0.10982 | 0.10733 | 0.10278 | 0.1406 | 0.13789 | 0.1971 | 0.1877 | 0.18696 | 0.17673 | 0.16865 | 0.15971 | 0.1514 | 0.14268 | 0.13492 | 0.12757 | 0.12098 | 0.11435 | 0.10926
SA1 | Gas - Steam | 0 | 0 | 0 | 0 | 0 | 0 | 0 | 0 | 0 | 0 | 0 | 0 | 0 | 0 | 0 | 0 | 0 | 0 | 0 | 0 | 0 | 0 | 0 | 0 | 0 | 0 | 0 | 0 | 0 | 0
SA1 | OCGT / Diesel | 0.096524 | 0.096746 | 0.18552 | 0.17566 | 0.16544 | 0.15625 | 0.14761 | 0.13978 | 0.13165 | 0.12439 | 0.12639 | 0.12137 | 0.11436 | 0.13326 | 0.12621 | 0.12388 | 0.11676 | 13221.5831 | 12484.9718 | 29178.7916 | 27475.716 | 29376.2403 | 27739.604 | 26263.8515 | 24730.9119 | 23353.0802 | 22052.0115 | 20878.8401 | 19660.2069 | 18564.8797
SA1 | Hydro | 0 | 0 | 0 | 0 | 0 | 0 | 0 | 0 | 0 | 0 | 0 | 0 | 0 | 0 | 0 | 0 | 0 | 0 | 0 | 0 | 0 | 0 | 0 | 0 | 0 | 0 | 0 | 0 | 0 | 0
SA1 | Wind | 2053.8091 | 1943.9493 | 1838.732 | 27201.934 | 45231.2333 | 42711.2781 | 59431.8882 | 168192.149 | 187814.8008 | 199123.0995 | 204583.9007 | 222547.9791 | 211701.6874 | 199910.8718 | 188774.7743 | 275621.2961 | 268267.6429 | 277589.5402 | 277689.32 | 274061.5072 | 292553.2799 | 276254.2787 | 260863.3419 | 274255.0508 | 273017.8138 | 264810.8276 | 254290.4534 | 240763.688 | 248851.4899 | 234987.2929
SA1 | Solar PV | 0.86063 | 1.5375 | 27320.2778 | 42387.1255 | 45124.5273 | 97710.5775 | 92266.9802 | 87358.361 | 82259.527 | 77676.6077 | 73349.077 | 69447.0324 | 65393.6774 | 61750.4064 | 58310.1102 | 55208.0022 | 51985.6829 | 49089.4094 | 46354.4956 | 43888.6591 | 42174.0943 | 39824.4526 | 37605.7155 | 35605.0853 | 33526.9273 | 31659.0475 | 29895.2374 | 34906.4145 | 42215.6427 | 50954.7244
SA1 | LS Battery | 0.31653 | 0.35128 | 0.44769 | 0.42463 | 0.40008 | 0.37812 | 0.50547 | 0.47952 | 0.45633 | 0.62027 | 0.58917 | 0.92141 | 0.86768 | 0.81946 | 0.91981 | 0.7368 | 0.67236 | 1913.9214 | 1807.2917 | 5144.793 | 4844.5099 | 4574.5563 | 4319.6941 | 8010.5132 | 7542.8855 | 7122.6481 | 6725.6718 | 21773.8684 | 35835.7455 | 35068.6636
SA1 | Pumped Hydro | 0 | 0 | 0 | 0.61261 | 0.57693 | 0.54504 | 1.2918 | 1.2235 | 1.2952 | 1.3818 | 28451.6315 | 38988.0859 | 36712.4722 | 34667.1132 | 37655.5596 | 38429.2041 | 36186.2105 | 34170.2302 | 32266.5064 | 30549.9275 | 28766.8229 | 27164.1387 | 25650.7448 | 24286.12 | 22868.6144 | 21594.5368 | 20391.4417 | 19306.6129 | 18179.7458 | 17166.8988
SA1 | Pumped Hydro Pump | 0 | 0 | 0 | 0 | 0 | 0 | 0 | 0 | 0 | 0 | 0 | 0 | 0 | 0 | 0 | 0 | 0 | 0 | 0 | 0 | 0 | 0 | 0 | 0 | 0 | 0 | 0 | 0 | 0 | 0
Total |  | 2055.248 | 1946.1197 | 29159.8325 | 69590.452 | 90357.0722 | 140423.0949 | 151700.9644 | 255552.4962 | 270076.3462 | 276801.9616 | 306385.4471 | 330984.256 | 313808.9288 | 296329.4515 | 284741.593 | 369259.5037 | 356440.4633 | 375984.8814 | 370602.7733 | 382823.8653 | 395814.5996 | 377193.8353 | 356179.26 | 368420.7722 | 361687.2956 | 348540.2751 | 333354.9434 | 337629.5448 | 364742.9452 | 356742.5687
Region | Technology | 2020-21 | 2021-22 | 2022-23 | 2023-24 | 2024-25 | 2025-26 | 2026-27 | 2027-28 | 2028-29 | 2029-30 | 2030-31 | 2031-32 | 2032-33 | 2033-34 | 2034-35 | 2035-36 | 2036-37 | 2037-38 | 2038-39 | 2039-40 | 2040-41 | 2041-42 | 2042-43 | 2043-44 | 2044-45 | 2045-46 | 2046-47 | 2047-48 | 2048-49 | 2049-50
TAS1 | Black Coal | 0 | 0 | 0 | 0 | 0 | 0 | 0 | 0 | 0 | 0 | 0 | 0 | 0 | 0 | 0 | 0 | 0 | 0 | 0 | 0 | 0 | 0 | 0 | 0 | 0 | 0 | 0 | 0 | 0 | 0
TAS1 | Brown Coal | 0 | 0 | 0 | 0 | 0 | 0 | 0 | 0 | 0 | 0 | 0 | 0 | 0 | 0 | 0 | 0 | 0 | 0 | 0 | 0 | 0 | 0 | 0 | 0 | 0 | 0 | 0 | 0 | 0 | 0
TAS1 | CCGT | 0.091668 | 0.089867 | 0.086606 | 0.086525 | 0.08225 | 0.078319 | 0.076217 | 0.076092 | 0.074705 | 0.075334 | 0.07322 | 0.071179 | 0.073861 | 0.072462 | 0.072719 | 0.083606 | 0.085069 | 0.082678 | 0.078773 | 0.075358 | 0.071731 | 0.068252 | 0.068879 | 0.066698 | 0.066111 | 0.062787 | 0.059694 | 0.057053 | 0.054158 | 0.051447
TAS1 | Gas - Steam | 0 | 0 | 0 | 0 | 0 | 0 | 0 | 0 | 0 | 0 | 0 | 0 | 0 | 0 | 0 | 0 | 0 | 0 | 0 | 0 | 0 | 0 | 0 | 0 | 0 | 0 | 0 | 0 | 0 | 0
TAS1 | OCGT / Diesel | 0.091847 | 0.092851 | 0.093851 | 0.092334 | 0.091751 | 0.089955 | 0.091059 | 0.090433 | 0.089286 | 0.089638 | 0.10071 | 0.095463 | 0.090159 | 0.086319 | 0.086624 | 0.087403 | 0.088826 | 0.090447 | 0.089085 | 0.08839 | 0.086314 | 0.08544 | 0.090185 | 0.086637 | 0.084221 | 0.085 | 0.083009 | 0.083784 | 0.080149 | 0.079822
TAS1 | Hydro | 0 | 0 | 0 | 0 | 0 | 0 | 0 | 0 | 0 | 0 | 0 | 0 | 0 | 0 | 0 | 0 | 0 | 0 | 0 | 0 | 0 | 0 | 0 | 0 | 0 | 0 | 0 | 0 | 0 | 0
TAS1 | Wind | 37069.5788 | 35004.3522 | 33054.1589 | 47710.6784 | 44925.9551 | 42422.9988 | 40070.7553 | 63535.8968 | 127578.8859 | 120471.108 | 115032.7341 | 160595.6285 | 240058.8881 | 226684.5031 | 220163.514 | 218414.0096 | 213728.7494 | 201821.2938 | 190577.2377 | 198810.9668 | 190817.6504 | 180186.6389 | 170147.9122 | 163874.5761 | 174736.602 | 165001.5135 | 155808.795 | 147519.7426 | 138909.4724 | 131170.4178
TAS1 | Solar PV | 0.60814 | 0.68686 | 0.64939 | 0.61519 | 0.7393 | 1.0822 | 3717.7329 | 3519.9492 | 14134.4633 | 13346.991 | 12603.3911 | 11932.8883 | 11236.4028 | 10610.3899 | 10019.254 | 9486.228 | 8932.5478 | 8434.8896 | 7964.9574 | 7952.1503 | 7488.0081 | 7070.8293 | 6676.8927 | 6321.6813 | 7790.1757 | 7356.584 | 6946.7276 | 6577.3758 | 6193.4751 | 5848.4185
TAS1 | LS Battery | 0.2894 | 0.30989 | 0.30214 | 0.28708 | 0.27062 | 0.28645 | 0.30283 | 0.30829 | 0.31772 | 0.41566 | 0.41512 | 0.441 | 0.41539 | 0.39235 | 0.51688 | 0.37639 | 0.33923 | 0.38182 | 0.3603 | 0.39439 | 0.38909 | 0.35411 | 0.32551 | 0.35466 | 0.40494 | 0.37421 | 0.33388 | 0.37574 | 0.39029 | 0.31294
TAS1 | Pumped Hydro | 0 | 0 | 0 | 0.2915 | 0.27516 | 0.28872 | 0.3464 | 0.3667 | 847.2874 | 8146.6994 | 13769.7086 | 22282.5555 | 56651.9581 | 53495.712 | 60492.8251 | 64303.5618 | 68726.2192 | 64897.2808 | 61281.6628 | 71602.0578 | 67422.8677 | 63666.5418 | 60119.4918 | 56921.1254 | 53599.0831 | 50612.921 | 47793.1265 | 45250.5484 | 42609.4141 | 40235.5185
TAS1 | Pumped Hydro Pump | 0 | 0 | 0 | 0 | 0 | 0 | 0 | 0 | 0 | 0 | 0 | 0 | 0 | 0 | 0 | 0 | 0 | 0 | 0 | 0 | 0 | 0 | 0 | 0 | 0 | 0 | 0 | 0 | 0 | 0
Total |  | 37070.6599 | 35005.5317 | 33055.2909 | 47712.051 | 44927.4142 | 42424.8244 | 43789.3047 | 67056.6875 | 142561.1183 | 141965.379 | 141406.4228 | 194811.68 | 307947.8284 | 290791.1561 | 290676.2693 | 292204.3468 | 291388.0295 | 275154.0191 | 259824.386 | 278365.733 | 265729.0734 | 250924.5178 | 236944.7813 | 227117.8909 | 236126.4161 | 222971.5405 | 210549.1256 | 199348.1834 | 187712.8861 | 177254.799

## Accelerated_M28_32_REHAB Cost
Rehabilitation cost by technology ($000s) - Marinus 1500MW M28_32, Accelerated Transition to a Low Emissions Future Scenario
Real June 2019 dollars discounted to June 2025
Region | Technology | 2020-21 | 2021-22 | 2022-23 | 2023-24 | 2024-25 | 2025-26 | 2026-27 | 2027-28 | 2028-29 | 2029-30 | 2030-31 | 2031-32 | 2032-33 | 2033-34 | 2034-35 | 2035-36 | 2036-37 | 2037-38 | 2038-39 | 2039-40 | 2040-41 | 2041-42 | 2042-43 | 2043-44 | 2044-45 | 2045-46 | 2046-47 | 2047-48 | 2048-49 | 2049-50
NEM | Black Coal | 58228.8193 | 0.00091694 | 0.0002956 | 33558.5773 | 13856.6008 | 0.0011052 | 57285.1884 | 33921.8102 | 14614.1932 | 673.082 | 1963.6557 | 0.0014877 | 4342.9636 | 0.00038349 | 4609.968 | 0.00027007 | 9.3976e-05 | 9.5783e-05 | 8.5867e-05 | 0.022438 | 28493.6728 | 1559.4193 | 0.00017907 | 0.00025319 | 170.2602 | 0.00024692 | 0.0003559 | 2677.0872 | 15394.0556 | 556.4523
NEM | Brown Coal | 0.00014513 | 0.086556 | 0.00029838 | 0.23991 | 9594.5104 | 0.00016251 | 0.00011013 | 10247.253 | 5525.7887 | 946.1179 | 1406.1953 | 0.00035983 | 8.5684e-05 | 4.2331e-05 | 4.6153e-05 | 7.8475e-05 | 8.3283e-05 | 6.4942e-05 | 0.0002468 | 0.021536 | 8158.9022 | 0.00010851 | 4.7094e-06 | 22741.112 | 3114.6898 | 1678.6797 | 1490.8536 | 0.013043 | 0 | 0
NEM | CCGT | 0 | 0 | 0 | 0 | 0.002731 | 0.0003414 | 4.4497e-05 | 0.00071744 | 6.2895e-05 | 3.3366e-05 | 1.723e-05 | 1.5054e-05 | 2.0934e-05 | 9.5698e-06 | 9.38e-06 | 5.4856e-06 | 8.7075e-06 | 0 | 0 | 0 | 0 | 0 | 0 | 0 | 0 | 0 | 0 | 0 | 0 | 0
NEM | Gas - Steam | 0.0065347 | 2.2784e-05 | 1.0029e-05 | 0.00081788 | 1793.651 | 0.000231 | 3.3216e-05 | 28113.7096 | 3.741e-05 | 1.9816e-05 | 1.317e-05 | 1.0363e-05 | 9.0719e-06 | 6.1706e-06 | 4.7418e-06 | 4.1089e-06 | 2.7745e-06 | 1.8024e-06 | 1.5757e-06 | 0 | 0 | 0 | 0 | 0 | 0 | 0 | 0 | 0 | 0 | 0
NEM | OCGT / Diesel | 7397.7283 | 0.0015166 | 0.00075063 | 0.0013475 | 0.029805 | 0.0060851 | 0.0081709 | 0.10331 | 0.02357 | 737.6894 | 0.00052559 | 197.9921 | 671.4203 | 0.0011369 | 0.00078883 | 0.0005555 | 0.00043857 | 0.00035115 | 0.00030111 | 0.00025554 | 0.00013195 | 0.00011354 | 0.00010529 | 0.00016049 | 0.036092 | 0.00025518 | 0.00027758 | 0.00015298 | 0.00045569 | 0.0002092
NEM | Hydro | 0 | 0 | 0 | 0 | 0 | 0 | 0 | 0 | 0 | 0 | 0 | 0 | 0 | 0 | 0 | 0 | 0 | 0 | 0 | 0 | 0 | 0 | 0 | 0 | 0 | 0 | 0 | 0 | 0 | 0
NEM | Wind | 0 | 0 | 0 | 0 | 0 | 0 | 0 | 0 | 0 | 0 | 0 | 0 | 0 | 0 | 0 | 0 | 0 | 0 | 0 | 0 | 0 | 0 | 0 | 0 | 0 | 0 | 0 | 0 | 0 | 0
NEM | Solar PV | 0 | 0 | 0 | 0 | 0 | 0 | 0 | 0 | 0 | 0 | 0 | 0 | 0 | 0 | 0 | 0 | 0 | 0 | 0 | 0 | 0 | 0 | 0 | 0 | 0 | 0 | 0 | 0 | 0 | 0
NEM | LS Battery | 0 | 0 | 0 | 0 | 0 | 0 | 0 | 0 | 0 | 0 | 0 | 0 | 0 | 0 | 0 | 0 | 0 | 0 | 0 | 0 | 0 | 0 | 0 | 0 | 0 | 0 | 0 | 0 | 0 | 0
NEM | Pumped Hydro | 0 | 0 | 0 | 0 | 0 | 0 | 0 | 0 | 0 | 0 | 0 | 0 | 0 | 0 | 0 | 0 | 0 | 0 | 0 | 0 | 0 | 0 | 0 | 0 | 0 | 0 | 0 | 0 | 0 | 0
NEM | Pumped Hydro Pump | 0 | 0 | 0 | 0 | 0 | 0 | 0 | 0 | 0 | 0 | 0 | 0 | 0 | 0 | 0 | 0 | 0 | 0 | 0 | 0 | 0 | 0 | 0 | 0 | 0 | 0 | 0 | 0 | 0 | 0
Total |  | 65626.5543 | 0.089012 | 0.0013546 | 33558.8194 | 25244.7948 | 0.0079252 | 57285.1968 | 72282.8768 | 20140.0056 | 2356.8894 | 3369.8515 | 197.994 | 5014.384 | 0.0015785 | 4609.9688 | 0.00091364 | 0.00062732 | 0.00051368 | 0.00063536 | 0.044229 | 36652.5751 | 1559.4196 | 0.00028907 | 22741.1124 | 3284.9861 | 1678.6802 | 1490.8542 | 2677.1004 | 15394.056 | 556.4525
Region | Technology | 2020-21 | 2021-22 | 2022-23 | 2023-24 | 2024-25 | 2025-26 | 2026-27 | 2027-28 | 2028-29 | 2029-30 | 2030-31 | 2031-32 | 2032-33 | 2033-34 | 2034-35 | 2035-36 | 2036-37 | 2037-38 | 2038-39 | 2039-40 | 2040-41 | 2041-42 | 2042-43 | 2043-44 | 2044-45 | 2045-46 | 2046-47 | 2047-48 | 2048-49 | 2049-50
NSW1 | Black Coal | 0.0015581 | 0.00044842 | 3.4926e-05 | 0.00019809 | 10757.4683 | 0.00018854 | 57284.4646 | 6610.6242 | 305.2301 | 673.0792 | 1963.6545 | 0.00014482 | 0.010537 | 3.3761e-05 | 4609.9236 | 6.7221e-06 | 6.6578e-06 | 1.603e-05 | 1.4154e-05 | 3.3831e-05 | 3.7663e-05 | 269.0024 | 0 | 0 | 0 | 0 | 0 | 0 | 0 | 0
NSW1 | Brown Coal | 0 | 0 | 0 | 0 | 0 | 0 | 0 | 0 | 0 | 0 | 0 | 0 | 0 | 0 | 0 | 0 | 0 | 0 | 0 | 0 | 0 | 0 | 0 | 0 | 0 | 0 | 0 | 0 | 0 | 0
NSW1 | CCGT | 0 | 0 | 0 | 0 | 0 | 0 | 0 | 0 | 0 | 0 | 0 | 0 | 0 | 0 | 0 | 0 | 0 | 0 | 0 | 0 | 0 | 0 | 0 | 0 | 0 | 0 | 0 | 0 | 0 | 0
NSW1 | Gas - Steam | 0 | 0 | 0 | 0 | 0 | 0 | 0 | 0 | 0 | 0 | 0 | 0 | 0 | 0 | 0 | 0 | 0 | 0 | 0 | 0 | 0 | 0 | 0 | 0 | 0 | 0 | 0 | 0 | 0 | 0
NSW1 | OCGT / Diesel | 0.039734 | 0.00014742 | 7.092e-05 | 5.2578e-05 | 3.4736e-05 | 2.5664e-05 | 0.0077277 | 8.6917e-05 | 4.4153e-05 | 2.7733e-05 | 2.0072e-05 | 1.9162e-05 | 9.4944e-05 | 1.7145e-05 | 3.1124e-05 | 6.5399e-06 | 6.2329e-06 | 5.1527e-06 | 4.8693e-06 | 4.7521e-06 | 5.7039e-06 | 4.5232e-06 | 4.3143e-06 | 7.5258e-06 | 0.00019306 | 1.7787e-05 | 8.5049e-05 | 1.9136e-05 | 0.00020754 | 1.3094e-05
NSW1 | Hydro | 0 | 0 | 0 | 0 | 0 | 0 | 0 | 0 | 0 | 0 | 0 | 0 | 0 | 0 | 0 | 0 | 0 | 0 | 0 | 0 | 0 | 0 | 0 | 0 | 0 | 0 | 0 | 0 | 0 | 0
NSW1 | Wind | 0 | 0 | 0 | 0 | 0 | 0 | 0 | 0 | 0 | 0 | 0 | 0 | 0 | 0 | 0 | 0 | 0 | 0 | 0 | 0 | 0 | 0 | 0 | 0 | 0 | 0 | 0 | 0 | 0 | 0
NSW1 | Solar PV | 0 | 0 | 0 | 0 | 0 | 0 | 0 | 0 | 0 | 0 | 0 | 0 | 0 | 0 | 0 | 0 | 0 | 0 | 0 | 0 | 0 | 0 | 0 | 0 | 0 | 0 | 0 | 0 | 0 | 0
NSW1 | LS Battery | 0 | 0 | 0 | 0 | 0 | 0 | 0 | 0 | 0 | 0 | 0 | 0 | 0 | 0 | 0 | 0 | 0 | 0 | 0 | 0 | 0 | 0 | 0 | 0 | 0 | 0 | 0 | 0 | 0 | 0
NSW1 | Pumped Hydro | 0 | 0 | 0 | 0 | 0 | 0 | 0 | 0 | 0 | 0 | 0 | 0 | 0 | 0 | 0 | 0 | 0 | 0 | 0 | 0 | 0 | 0 | 0 | 0 | 0 | 0 | 0 | 0 | 0 | 0
NSW1 | Pumped Hydro Pump | 0 | 0 | 0 | 0 | 0 | 0 | 0 | 0 | 0 | 0 | 0 | 0 | 0 | 0 | 0 | 0 | 0 | 0 | 0 | 0 | 0 | 0 | 0 | 0 | 0 | 0 | 0 | 0 | 0 | 0
Total |  | 0.041292 | 0.00059584 | 0.00010585 | 0.00025067 | 10757.4683 | 0.00021421 | 57284.4723 | 6610.6243 | 305.2301 | 673.0792 | 1963.6546 | 0.00016398 | 0.010632 | 5.0906e-05 | 4609.9237 | 1.3262e-05 | 1.2891e-05 | 2.1182e-05 | 1.9023e-05 | 3.8584e-05 | 4.3367e-05 | 269.0024 | 4.3143e-06 | 7.5258e-06 | 0.00019306 | 1.7787e-05 | 8.5049e-05 | 1.9136e-05 | 0.00020754 | 1.3094e-05
Region | Technology | 2020-21 | 2021-22 | 2022-23 | 2023-24 | 2024-25 | 2025-26 | 2026-27 | 2027-28 | 2028-29 | 2029-30 | 2030-31 | 2031-32 | 2032-33 | 2033-34 | 2034-35 | 2035-36 | 2036-37 | 2037-38 | 2038-39 | 2039-40 | 2040-41 | 2041-42 | 2042-43 | 2043-44 | 2044-45 | 2045-46 | 2046-47 | 2047-48 | 2048-49 | 2049-50
QLD1 | Black Coal | 58228.8178 | 0.00046852 | 0.00026067 | 33558.5771 | 3099.1326 | 0.00091662 | 0.72385 | 27311.1859 | 14308.9632 | 0.0028364 | 0.0011355 | 0.0013429 | 4342.9531 | 0.00034973 | 0.044365 | 0.00026335 | 8.7319e-05 | 7.9754e-05 | 7.1713e-05 | 0.022404 | 28493.6728 | 1290.4169 | 0.00017907 | 0.00025319 | 170.2602 | 0.00024692 | 0.0003559 | 2677.0872 | 15394.0556 | 556.4523
QLD1 | Brown Coal | 0 | 0 | 0 | 0 | 0 | 0 | 0 | 0 | 0 | 0 | 0 | 0 | 0 | 0 | 0 | 0 | 0 | 0 | 0 | 0 | 0 | 0 | 0 | 0 | 0 | 0 | 0 | 0 | 0 | 0
QLD1 | CCGT | 0 | 0 | 0 | 0 | 0 | 0 | 0 | 0 | 0 | 0 | 0 | 0 | 0 | 0 | 0 | 0 | 0 | 0 | 0 | 0 | 0 | 0 | 0 | 0 | 0 | 0 | 0 | 0 | 0 | 0
QLD1 | Gas - Steam | 0 | 0 | 0 | 0 | 0 | 0 | 0 | 0 | 0 | 0 | 0 | 0 | 0 | 0 | 0 | 0 | 0 | 0 | 0 | 0 | 0 | 0 | 0 | 0 | 0 | 0 | 0 | 0 | 0 | 0
QLD1 | OCGT / Diesel | 113.4398 | 0.00031596 | 0.00016127 | 0.00010545 | 7.3419e-05 | 0.00023026 | 7.8302e-05 | 0.0002404 | 0.023057 | 0.00025376 | 0.00035263 | 0.0017653 | 403.1336 | 3.1299e-05 | 2.5868e-05 | 1.6687e-05 | 1.2674e-05 | 8.8957e-06 | 1.0361e-05 | 9.454e-06 | 9.5245e-06 | 1.0031e-05 | 1.4038e-05 | 1.2185e-05 | 3.2047e-05 | 9.9079e-06 | 6.5458e-06 | 6.5944e-06 | 1.3343e-05 | 7.3692e-05
QLD1 | Hydro | 0 | 0 | 0 | 0 | 0 | 0 | 0 | 0 | 0 | 0 | 0 | 0 | 0 | 0 | 0 | 0 | 0 | 0 | 0 | 0 | 0 | 0 | 0 | 0 | 0 | 0 | 0 | 0 | 0 | 0
QLD1 | Wind | 0 | 0 | 0 | 0 | 0 | 0 | 0 | 0 | 0 | 0 | 0 | 0 | 0 | 0 | 0 | 0 | 0 | 0 | 0 | 0 | 0 | 0 | 0 | 0 | 0 | 0 | 0 | 0 | 0 | 0
QLD1 | Solar PV | 0 | 0 | 0 | 0 | 0 | 0 | 0 | 0 | 0 | 0 | 0 | 0 | 0 | 0 | 0 | 0 | 0 | 0 | 0 | 0 | 0 | 0 | 0 | 0 | 0 | 0 | 0 | 0 | 0 | 0
QLD1 | LS Battery | 0 | 0 | 0 | 0 | 0 | 0 | 0 | 0 | 0 | 0 | 0 | 0 | 0 | 0 | 0 | 0 | 0 | 0 | 0 | 0 | 0 | 0 | 0 | 0 | 0 | 0 | 0 | 0 | 0 | 0
QLD1 | Pumped Hydro | 0 | 0 | 0 | 0 | 0 | 0 | 0 | 0 | 0 | 0 | 0 | 0 | 0 | 0 | 0 | 0 | 0 | 0 | 0 | 0 | 0 | 0 | 0 | 0 | 0 | 0 | 0 | 0 | 0 | 0
QLD1 | Pumped Hydro Pump | 0 | 0 | 0 | 0 | 0 | 0 | 0 | 0 | 0 | 0 | 0 | 0 | 0 | 0 | 0 | 0 | 0 | 0 | 0 | 0 | 0 | 0 | 0 | 0 | 0 | 0 | 0 | 0 | 0 | 0
Total |  | 58342.2576 | 0.00078448 | 0.00042194 | 33558.5772 | 3099.1326 | 0.0011469 | 0.72393 | 27311.1862 | 14308.9862 | 0.0030902 | 0.0014882 | 0.0031082 | 4746.0866 | 0.00038103 | 0.044391 | 0.00028004 | 9.9993e-05 | 8.8649e-05 | 8.2074e-05 | 0.022414 | 28493.6728 | 1290.4169 | 0.00019311 | 0.00026538 | 170.2602 | 0.00025683 | 0.00036245 | 2677.0872 | 15394.0556 | 556.4523
Region | Technology | 2020-21 | 2021-22 | 2022-23 | 2023-24 | 2024-25 | 2025-26 | 2026-27 | 2027-28 | 2028-29 | 2029-30 | 2030-31 | 2031-32 | 2032-33 | 2033-34 | 2034-35 | 2035-36 | 2036-37 | 2037-38 | 2038-39 | 2039-40 | 2040-41 | 2041-42 | 2042-43 | 2043-44 | 2044-45 | 2045-46 | 2046-47 | 2047-48 | 2048-49 | 2049-50
VIC1 | Black Coal | 0 | 0 | 0 | 0 | 0 | 0 | 0 | 0 | 0 | 0 | 0 | 0 | 0 | 0 | 0 | 0 | 0 | 0 | 0 | 0 | 0 | 0 | 0 | 0 | 0 | 0 | 0 | 0 | 0 | 0
VIC1 | Brown Coal | 0.00014513 | 0.086556 | 0.00029838 | 0.23991 | 9594.5104 | 0.00016251 | 0.00011013 | 10247.253 | 5525.7887 | 946.1179 | 1406.1953 | 0.00035983 | 8.5684e-05 | 4.2331e-05 | 4.6153e-05 | 7.8475e-05 | 8.3283e-05 | 6.4942e-05 | 0.0002468 | 0.021536 | 8158.9022 | 0.00010851 | 4.7094e-06 | 22741.112 | 3114.6898 | 1678.6797 | 1490.8536 | 0.013043 | 0 | 0
VIC1 | CCGT | 0 | 0 | 0 | 0 | 0 | 0 | 0 | 0 | 0 | 0 | 0 | 0 | 0 | 0 | 0 | 0 | 0 | 0 | 0 | 0 | 0 | 0 | 0 | 0 | 0 | 0 | 0 | 0 | 0 | 0
VIC1 | Gas - Steam | 0.0065347 | 2.2784e-05 | 1.0029e-05 | 0.00081788 | 1793.651 | 0.000231 | 3.3216e-05 | 28113.7096 | 3.741e-05 | 1.9816e-05 | 1.317e-05 | 1.0363e-05 | 9.0719e-06 | 6.1706e-06 | 4.7418e-06 | 4.1089e-06 | 2.7745e-06 | 1.8024e-06 | 1.5757e-06 | 0 | 0 | 0 | 0 | 0 | 0 | 0 | 0 | 0 | 0 | 0
VIC1 | OCGT / Diesel | 0.022156 | 6.1794e-05 | 3.2925e-05 | 0.00073226 | 0.021354 | 0.0011876 | 0.00010067 | 0.021907 | 0.00015718 | 9.3113e-05 | 5.2837e-05 | 4.836e-05 | 268.2844 | 3.1035e-05 | 3.469e-05 | 2.2031e-05 | 1.7876e-05 | 1.2638e-05 | 1.2726e-05 | 9.929e-06 | 1.2755e-05 | 1.0393e-05 | 8.5189e-06 | 1.6324e-05 | 0.004225 | 4.286e-05 | 3.2029e-05 | 1.8629e-05 | 4.7123e-05 | 2.0329e-05
VIC1 | Hydro | 0 | 0 | 0 | 0 | 0 | 0 | 0 | 0 | 0 | 0 | 0 | 0 | 0 | 0 | 0 | 0 | 0 | 0 | 0 | 0 | 0 | 0 | 0 | 0 | 0 | 0 | 0 | 0 | 0 | 0
VIC1 | Wind | 0 | 0 | 0 | 0 | 0 | 0 | 0 | 0 | 0 | 0 | 0 | 0 | 0 | 0 | 0 | 0 | 0 | 0 | 0 | 0 | 0 | 0 | 0 | 0 | 0 | 0 | 0 | 0 | 0 | 0
VIC1 | Solar PV | 0 | 0 | 0 | 0 | 0 | 0 | 0 | 0 | 0 | 0 | 0 | 0 | 0 | 0 | 0 | 0 | 0 | 0 | 0 | 0 | 0 | 0 | 0 | 0 | 0 | 0 | 0 | 0 | 0 | 0
VIC1 | LS Battery | 0 | 0 | 0 | 0 | 0 | 0 | 0 | 0 | 0 | 0 | 0 | 0 | 0 | 0 | 0 | 0 | 0 | 0 | 0 | 0 | 0 | 0 | 0 | 0 | 0 | 0 | 0 | 0 | 0 | 0
VIC1 | Pumped Hydro | 0 | 0 | 0 | 0 | 0 | 0 | 0 | 0 | 0 | 0 | 0 | 0 | 0 | 0 | 0 | 0 | 0 | 0 | 0 | 0 | 0 | 0 | 0 | 0 | 0 | 0 | 0 | 0 | 0 | 0
VIC1 | Pumped Hydro Pump | 0 | 0 | 0 | 0 | 0 | 0 | 0 | 0 | 0 | 0 | 0 | 0 | 0 | 0 | 0 | 0 | 0 | 0 | 0 | 0 | 0 | 0 | 0 | 0 | 0 | 0 | 0 | 0 | 0 | 0
Total |  | 0.028835 | 0.08664 | 0.00034133 | 0.24146 | 11388.1828 | 0.0015811 | 0.00024402 | 38360.9845 | 5525.7889 | 946.118 | 1406.1953 | 0.00041855 | 268.2845 | 7.9537e-05 | 8.5584e-05 | 0.00010461 | 0.00010393 | 7.9382e-05 | 0.0002611 | 0.021545 | 8158.9022 | 0.0001189 | 1.3228e-05 | 22741.112 | 3114.694 | 1678.6798 | 1490.8536 | 0.013062 | 4.7123e-05 | 2.0329e-05
Region | Technology | 2020-21 | 2021-22 | 2022-23 | 2023-24 | 2024-25 | 2025-26 | 2026-27 | 2027-28 | 2028-29 | 2029-30 | 2030-31 | 2031-32 | 2032-33 | 2033-34 | 2034-35 | 2035-36 | 2036-37 | 2037-38 | 2038-39 | 2039-40 | 2040-41 | 2041-42 | 2042-43 | 2043-44 | 2044-45 | 2045-46 | 2046-47 | 2047-48 | 2048-49 | 2049-50
SA1 | Black Coal | 0 | 0 | 0 | 0 | 0 | 0 | 0 | 0 | 0 | 0 | 0 | 0 | 0 | 0 | 0 | 0 | 0 | 0 | 0 | 0 | 0 | 0 | 0 | 0 | 0 | 0 | 0 | 0 | 0 | 0
SA1 | Brown Coal | 0 | 0 | 0 | 0 | 0 | 0 | 0 | 0 | 0 | 0 | 0 | 0 | 0 | 0 | 0 | 0 | 0 | 0 | 0 | 0 | 0 | 0 | 0 | 0 | 0 | 0 | 0 | 0 | 0 | 0
SA1 | CCGT | 0 | 0 | 0 | 0 | 0.002731 | 0.0003414 | 4.4497e-05 | 0.00071744 | 6.2895e-05 | 3.3366e-05 | 1.723e-05 | 1.5054e-05 | 2.0934e-05 | 9.5698e-06 | 9.38e-06 | 5.4856e-06 | 8.7075e-06 | 0 | 0 | 0 | 0 | 0 | 0 | 0 | 0 | 0 | 0 | 0 | 0 | 0
SA1 | Gas - Steam | 0 | 0 | 0 | 0 | 0 | 0 | 0 | 0 | 0 | 0 | 0 | 0 | 0 | 0 | 0 | 0 | 0 | 0 | 0 | 0 | 0 | 0 | 0 | 0 | 0 | 0 | 0 | 0 | 0 | 0
SA1 | OCGT / Diesel | 0.089057 | 0.00019624 | 9.7412e-05 | 0.00019918 | 0.0081633 | 0.0045053 | 0.00015637 | 0.080984 | 0.00024039 | 737.689 | 4.8703e-05 | 4.1122e-05 | 3.8264e-05 | 2.9086e-05 | 2.7327e-05 | 2.4637e-05 | 2.3287e-05 | 1.893e-05 | 1.895e-05 | 1.8264e-05 | 2.1358e-05 | 1.7383e-05 | 1.7355e-05 | 3.1108e-05 | 0.03156 | 0.00010975 | 8.5979e-05 | 4.5463e-05 | 0.00012889 | 4.435e-05
SA1 | Hydro | 0 | 0 | 0 | 0 | 0 | 0 | 0 | 0 | 0 | 0 | 0 | 0 | 0 | 0 | 0 | 0 | 0 | 0 | 0 | 0 | 0 | 0 | 0 | 0 | 0 | 0 | 0 | 0 | 0 | 0
SA1 | Wind | 0 | 0 | 0 | 0 | 0 | 0 | 0 | 0 | 0 | 0 | 0 | 0 | 0 | 0 | 0 | 0 | 0 | 0 | 0 | 0 | 0 | 0 | 0 | 0 | 0 | 0 | 0 | 0 | 0 | 0
SA1 | Solar PV | 0 | 0 | 0 | 0 | 0 | 0 | 0 | 0 | 0 | 0 | 0 | 0 | 0 | 0 | 0 | 0 | 0 | 0 | 0 | 0 | 0 | 0 | 0 | 0 | 0 | 0 | 0 | 0 | 0 | 0
SA1 | LS Battery | 0 | 0 | 0 | 0 | 0 | 0 | 0 | 0 | 0 | 0 | 0 | 0 | 0 | 0 | 0 | 0 | 0 | 0 | 0 | 0 | 0 | 0 | 0 | 0 | 0 | 0 | 0 | 0 | 0 | 0
SA1 | Pumped Hydro | 0 | 0 | 0 | 0 | 0 | 0 | 0 | 0 | 0 | 0 | 0 | 0 | 0 | 0 | 0 | 0 | 0 | 0 | 0 | 0 | 0 | 0 | 0 | 0 | 0 | 0 | 0 | 0 | 0 | 0
SA1 | Pumped Hydro Pump | 0 | 0 | 0 | 0 | 0 | 0 | 0 | 0 | 0 | 0 | 0 | 0 | 0 | 0 | 0 | 0 | 0 | 0 | 0 | 0 | 0 | 0 | 0 | 0 | 0 | 0 | 0 | 0 | 0 | 0
Total |  | 0.089057 | 0.00019624 | 9.7412e-05 | 0.00019918 | 0.010894 | 0.0048467 | 0.00020087 | 0.081701 | 0.00030328 | 737.689 | 6.5933e-05 | 5.6176e-05 | 5.9198e-05 | 3.8656e-05 | 3.6707e-05 | 3.0123e-05 | 3.1995e-05 | 1.893e-05 | 1.895e-05 | 1.8264e-05 | 2.1358e-05 | 1.7383e-05 | 1.7355e-05 | 3.1108e-05 | 0.03156 | 0.00010975 | 8.5979e-05 | 4.5463e-05 | 0.00012889 | 4.435e-05
Region | Technology | 2020-21 | 2021-22 | 2022-23 | 2023-24 | 2024-25 | 2025-26 | 2026-27 | 2027-28 | 2028-29 | 2029-30 | 2030-31 | 2031-32 | 2032-33 | 2033-34 | 2034-35 | 2035-36 | 2036-37 | 2037-38 | 2038-39 | 2039-40 | 2040-41 | 2041-42 | 2042-43 | 2043-44 | 2044-45 | 2045-46 | 2046-47 | 2047-48 | 2048-49 | 2049-50
TAS1 | Black Coal | 0 | 0 | 0 | 0 | 0 | 0 | 0 | 0 | 0 | 0 | 0 | 0 | 0 | 0 | 0 | 0 | 0 | 0 | 0 | 0 | 0 | 0 | 0 | 0 | 0 | 0 | 0 | 0 | 0 | 0
TAS1 | Brown Coal | 0 | 0 | 0 | 0 | 0 | 0 | 0 | 0 | 0 | 0 | 0 | 0 | 0 | 0 | 0 | 0 | 0 | 0 | 0 | 0 | 0 | 0 | 0 | 0 | 0 | 0 | 0 | 0 | 0 | 0
TAS1 | CCGT | 0 | 0 | 0 | 0 | 0 | 0 | 0 | 0 | 0 | 0 | 0 | 0 | 0 | 0 | 0 | 0 | 0 | 0 | 0 | 0 | 0 | 0 | 0 | 0 | 0 | 0 | 0 | 0 | 0 | 0
TAS1 | Gas - Steam | 0 | 0 | 0 | 0 | 0 | 0 | 0 | 0 | 0 | 0 | 0 | 0 | 0 | 0 | 0 | 0 | 0 | 0 | 0 | 0 | 0 | 0 | 0 | 0 | 0 | 0 | 0 | 0 | 0 | 0
TAS1 | OCGT / Diesel | 7284.1375 | 0.00079519 | 0.0003881 | 0.00025802 | 0.00018009 | 0.0001363 | 0.00010781 | 8.7581e-05 | 7.1706e-05 | 6.021e-05 | 5.1345e-05 | 197.9902 | 0.0022047 | 0.0010284 | 0.00066982 | 0.0004856 | 0.0003785 | 0.00030553 | 0.00025421 | 0.00021314 | 8.2609e-05 | 7.1207e-05 | 6.1065e-05 | 9.3351e-05 | 8.2319e-05 | 7.4868e-05 | 6.7972e-05 | 6.316e-05 | 5.8791e-05 | 5.7738e-05
TAS1 | Hydro | 0 | 0 | 0 | 0 | 0 | 0 | 0 | 0 | 0 | 0 | 0 | 0 | 0 | 0 | 0 | 0 | 0 | 0 | 0 | 0 | 0 | 0 | 0 | 0 | 0 | 0 | 0 | 0 | 0 | 0
TAS1 | Wind | 0 | 0 | 0 | 0 | 0 | 0 | 0 | 0 | 0 | 0 | 0 | 0 | 0 | 0 | 0 | 0 | 0 | 0 | 0 | 0 | 0 | 0 | 0 | 0 | 0 | 0 | 0 | 0 | 0 | 0
TAS1 | Solar PV | 0 | 0 | 0 | 0 | 0 | 0 | 0 | 0 | 0 | 0 | 0 | 0 | 0 | 0 | 0 | 0 | 0 | 0 | 0 | 0 | 0 | 0 | 0 | 0 | 0 | 0 | 0 | 0 | 0 | 0
TAS1 | LS Battery | 0 | 0 | 0 | 0 | 0 | 0 | 0 | 0 | 0 | 0 | 0 | 0 | 0 | 0 | 0 | 0 | 0 | 0 | 0 | 0 | 0 | 0 | 0 | 0 | 0 | 0 | 0 | 0 | 0 | 0
TAS1 | Pumped Hydro | 0 | 0 | 0 | 0 | 0 | 0 | 0 | 0 | 0 | 0 | 0 | 0 | 0 | 0 | 0 | 0 | 0 | 0 | 0 | 0 | 0 | 0 | 0 | 0 | 0 | 0 | 0 | 0 | 0 | 0
TAS1 | Pumped Hydro Pump | 0 | 0 | 0 | 0 | 0 | 0 | 0 | 0 | 0 | 0 | 0 | 0 | 0 | 0 | 0 | 0 | 0 | 0 | 0 | 0 | 0 | 0 | 0 | 0 | 0 | 0 | 0 | 0 | 0 | 0
Total |  | 7284.1375 | 0.00079519 | 0.0003881 | 0.00025802 | 0.00018009 | 0.0001363 | 0.00010781 | 8.7581e-05 | 7.1706e-05 | 6.021e-05 | 5.1345e-05 | 197.9902 | 0.0022047 | 0.0010284 | 0.00066982 | 0.0004856 | 0.0003785 | 0.00030553 | 0.00025421 | 0.00021314 | 8.2609e-05 | 7.1207e-05 | 6.1065e-05 | 9.3351e-05 | 8.2319e-05 | 7.4868e-05 | 6.7972e-05 | 6.316e-05 | 5.8791e-05 | 5.7738e-05

## Accelerated_M28_32_REZ TxCost
REZ transmission expansion cost by region ($000s) - Marinus 1500MW M28_32, Accelerated Transition to a Low Emissions Future Scenario
Real June 2019 dollars discounted to June 2025. As with the total capital costs, the REZ transmission expansion costs are annualised for modelling purposes.
Region | Aggregation | 2020-21 | 2021-22 | 2022-23 | 2023-24 | 2024-25 | 2025-26 | 2026-27 | 2027-28 | 2028-29 | 2029-30 | 2030-31 | 2031-32 | 2032-33 | 2033-34 | 2034-35 | 2035-36 | 2036-37 | 2037-38 | 2038-39 | 2039-40 | 2040-41 | 2041-42 | 2042-43 | 2043-44 | 2044-45 | 2045-46 | 2046-47 | 2047-48 | 2048-49 | 2049-50
NSW1 | Transmission | 0.16901 | 0.17759 | 0.19061 | 2464.9457 | 21617.9409 | 27141.8906 | 44805.7599 | 86079.3339 | 96057.0812 | 117090.7784 | 120147.377 | 151884.2699 | 150303.6811 | 150788.9987 | 149430.3914 | 194994.9276 | 189668.7987 | 194335.5809 | 207611.2558 | 223478.7367 | 214974.3262 | 202997.4754 | 191687.8899 | 227745.7268 | 219384.3538 | 207161.8099 | 195620.22 | 200517.4827 | 188813.9287 | 178294.5513
QLD1 | Transmission | 0.39545 | 0.47393 | 0.51595 | 0.61405 | 0.68151 | 0.74832 | 0.96244 | 2.33 | 2.2096 | 2.0908 | 2.152 | 3331.1615 | 45439.5151 | 74904.0778 | 70730.9524 | 69808.835 | 99861.6499 | 118167.6701 | 119976.147 | 146656.8166 | 217759.4327 | 205627.4157 | 194171.3091 | 184698.7389 | 194583.6557 | 196495.5804 | 201971.5878 | 201507.4646 | 260056.6164 | 245568.0996
VIC1 | Transmission | 0.1041 | 0.10639 | 2140.1232 | 2026.2683 | 1908.0013 | 1801.7012 | 1701.3233 | 1610.8132 | 1516.7956 | 1432.2925 | 2675.997 | 2533.6338 | 2385.7543 | 2252.8374 | 2127.3259 | 6603.1804 | 24077.7567 | 22736.3148 | 21469.6084 | 27592.1855 | 25981.7162 | 24534.1986 | 23167.3264 | 21934.821 | 20654.5543 | 19503.8292 | 18417.2141 | 17437.4157 | 16419.6485 | 15504.8618
SA1 | Transmission | 0.31622 | 0.39968 | 0.45889 | 0.53012 | 0.5536 | 0.54416 | 842.6756 | 9680.9954 | 9115.9659 | 8608.3275 | 8128.7951 | 7697.4191 | 7248.3058 | 6844.5165 | 6463.4857 | 25786.695 | 25017.7283 | 27702.9883 | 28372.1031 | 28457.5839 | 31750.3905 | 29981.4837 | 28311.1274 | 31985.6155 | 32302.8388 | 31544.4818 | 30420.208 | 31342.2802 | 36021.5979 | 37811.9951
TAS1 | Transmission | 3.2209e-06 | 0.00021288 | 0.00037259 | 1133.555 | 1067.3987 | 1007.9449 | 951.7899 | 901.1546 | 848.557 | 801.2814 | 756.6397 | 716.3864 | 674.5732 | 636.9908 | 601.5023 | 569.5024 | 536.2625 | 506.3859 | 478.1737 | 452.7359 | 426.3113 | 402.5603 | 380.1326 | 359.9113 | 2224.4879 | 2100.6331 | 1983.6008 | 1878.115 | 1768.4953 | 1669.9673
Total |  | 0.98478 | 1.1578 | 2141.289 | 5625.9132 | 24594.576 | 29952.8291 | 48302.5112 | 98274.627 | 107540.6093 | 127934.7706 | 131710.9608 | 166162.8706 | 206051.8295 | 235427.4212 | 229353.6576 | 297763.1405 | 339162.196 | 363448.9399 | 377907.2881 | 426638.0586 | 490892.1769 | 463543.1338 | 437717.7854 | 466724.8136 | 469149.8905 | 456806.3345 | 448412.8307 | 452682.7583 | 503080.2868 | 478849.4751

## Accelerated_M28_32_USEDSPCost
USE and DSP cost by region ($000s) - Marinus 1500MW M28_32, Accelerated Transition to a Low Emissions Future Scenario
Real June 2019 dollars discounted to June 2025
Region | Aggregation | 2020-21 | 2021-22 | 2022-23 | 2023-24 | 2024-25 | 2025-26 | 2026-27 | 2027-28 | 2028-29 | 2029-30 | 2030-31 | 2031-32 | 2032-33 | 2033-34 | 2034-35 | 2035-36 | 2036-37 | 2037-38 | 2038-39 | 2039-40 | 2040-41 | 2041-42 | 2042-43 | 2043-44 | 2044-45 | 2045-46 | 2046-47 | 2047-48 | 2048-49 | 2049-50
NSW1 | USE / DSP | 0.68063 | 0.69479 | 639.7397 | 0.71699 | 0.72652 | 7597.9959 | 0.709 | 0.72484 | 0.72737 | 226.0922 | 925.4882 | 5477.25 | 0.73881 | 955.2952 | 1146.3652 | 2066.5953 | 16.8357 | 8950.7188 | 3283.2461 | 9103.2594 | 1602.8942 | 8572.7554 | 6917.5847 | 7741.9724 | 0.83331 | 2967.9668 | 7182.5887 | 26305.6163 | 49643.0454 | 128751.5939
QLD1 | USE / DSP | 0.6803 | 0.68799 | 0.69538 | 0.6989 | 0.70453 | 21049.0341 | 11731.2052 | 8178.0066 | 39.6836 | 112.3189 | 108.0894 | 10871.1529 | 31.4223 | 8206.0304 | 0.69018 | 813.8748 | 22.5438 | 3448.5647 | 3365.9736 | 5326.7783 | 779.8198 | 17334.7749 | 7407.5209 | 738.4764 | 385.3273 | 814.5874 | 794.9632 | 655.0191 | 527.3291 | 10092.0274
VIC1 | USE / DSP | 0.69592 | 0.70518 | 117414.1034 | 26676.1561 | 1800.0699 | 62.7346 | 9583.5321 | 0.7405 | 56.209 | 128.093 | 608.4638 | 822.1887 | 0.74958 | 2284.0581 | 1120.0837 | 1425.7857 | 397.8888 | 1758.8162 | 1599.4507 | 1065.2683 | 1056.609 | 3496.1863 | 5118.3192 | 5173.1727 | 0.86001 | 450.5903 | 3165.1538 | 6483.0662 | 11703.5762 | 91523.7929
SA1 | USE / DSP | 0.70451 | 0.71425 | 555.6182 | 598.0383 | 656.2185 | 20.3785 | 4722.5838 | 0.72855 | 176.2525 | 28.4932 | 380.7318 | 6321.1431 | 0.74171 | 2622.3065 | 418.5197 | 1088.1036 | 75.375 | 1348.1522 | 1023.2538 | 3423.8303 | 189.5525 | 3856.1099 | 3063.1437 | 3486.3479 | 0.8041 | 233.1938 | 307.9048 | 605.7311 | 3425.277 | 5789.8044
TAS1 | USE / DSP | 0.70397 | 0.70857 | 0.70129 | 0.71712 | 0.71378 | 0.69371 | 0.70404 | 0.71011 | 1.7548 | 0.71394 | 46.2038 | 0.71662 | 0.72519 | 0.7127 | 0.70575 | 0.71517 | 0.71679 | 0.72292 | 0.70741 | 0.73532 | 0.74386 | 0.76731 | 0.67814 | 0.72804 | 0.71791 | 0.74445 | 0.72058 | 0.78253 | 0.76994 | 264.0181
Total |  | 3.4653 | 3.5108 | 118610.8579 | 27276.3274 | 2458.4332 | 28730.8368 | 26038.7341 | 8180.9106 | 274.6272 | 495.7112 | 2068.977 | 23492.4513 | 34.3776 | 14068.4029 | 2686.3645 | 5395.0746 | 513.3601 | 15506.9749 | 9272.6316 | 18919.8716 | 3629.6193 | 33260.5938 | 22507.2466 | 17140.6973 | 388.5426 | 4467.0828 | 11451.3311 | 34050.2152 | 65299.9975 | 236421.2367

## Accelerated_M28_32_SyncCon Cost
Synchronous Condenser cost by region ($000s) - Marinus 1500MW M28_32, Accelerated Transition to a Low Emissions Future Scenario
Real June 2019 dollars discounted to June 2025
Region | Aggregation | 2020-21 | 2021-22 | 2022-23 | 2023-24 | 2024-25 | 2025-26 | 2026-27 | 2027-28 | 2028-29 | 2029-30 | 2030-31 | 2031-32 | 2032-33 | 2033-34 | 2034-35 | 2035-36 | 2036-37 | 2037-38 | 2038-39 | 2039-40 | 2040-41 | 2041-42 | 2042-43 | 2043-44 | 2044-45 | 2045-46 | 2046-47 | 2047-48 | 2048-49 | 2049-50
TAS1 | SyncCon | 866.8455 | 750.6915 | 482.4398 | 620.6709 | 293.7149 | 366.7538 | 636.0272 | 575.2189 | 1070.3808 | 1136.1216 | 948.3051 | 1132.978 | 768.8123 | 655.7042 | 901.5003 | 708.2794 | 681.1341 | 506.3044 | 401.598 | 627.3193 | 536.0379 | 268.2904 | 413.159 | 372.5613 | 454.1512 | 339.3256 | 270.0992 | 314.0503 | 299.0156 | 105.9046
Total |  | 866.8455 | 750.6915 | 482.4398 | 620.6709 | 293.7149 | 366.7538 | 636.0272 | 575.2189 | 1070.3808 | 1136.1216 | 948.3051 | 1132.978 | 768.8123 | 655.7042 | 901.5003 | 708.2794 | 681.1341 | 506.3044 | 401.598 | 627.3193 | 536.0379 | 268.2904 | 413.159 | 372.5613 | 454.1512 | 339.3256 | 270.0992 | 314.0503 | 299.0156 | 105.9046