## Cover
Project Marinus Economic Modelling Results
Supporting material for the Economic Modelling Appendix to the TasNetworks Supplementary Analysis Report
TasNetworks | 09 November 2020

## Release notice
Notice
Ernst & Young ("EY") was engaged on the instructions of Tasmanian Networks Pty Ltd (“TasNetworks” or “Client”) to provide market modelling in relation to the proposed Marinus Link interconnector (“Project”), in accordance with the contract dated 14 June 2018.
The results of EY’s work, including the assumptions and qualifications made in preparing the workbook dated 9 November 2020 (“Workbook”), are set out in EY's report dated 27 November 2019 ("Report") and addendum report dated 9 November 2020 ("Addendum") which is an addendum to the Report prepared at the specific request of the Client to update the scenarios and various input assumptions to align with more recent data. The Workbook must be read in conjunction with the Report and Addendum (https://www.marinuslink.com.au/rit-t-process/) to understand the full context and details of the model used to compute the long-term least-cost generation development plan and gross market benefits of Marinus Link. The Workbook, Report and Addendum should be read in their entirety including this notice, the applicable scope of the work and any limitations. A reference to the Workbook includes any part of the Report, Addendum and Workbook. No further work has been undertaken by EY since the date of the Workbook to update it. Except as described in the Addendum, no further work has been undertaken by EY since the date of the Report to update its contents.
EY has prepared the Workbook under the directions of the Client. EY has not been engaged to act, and has not acted, as advisor to any other party. Accordingly, EY makes no representations as to the appropriateness, accuracy or completeness of the Workbook for any other party's purposes.
No reliance may be placed upon the Workbook or any of its contents by any party other than the Client (“Third Parties”). Any Third Party receiving a copy of the Workbook must make and rely on their own enquiries in relation to the issues to which the Workbook relates, the contents of the Workbook and all matters arising from or relating to or in any way connected with the Workbook or its contents.
EY disclaims all responsibility to any Third Parties for any loss or liability that the Third Parties may suffer or incur arising from or relating to or in any way connected with the contents of the Workbook, the provision of the Workbook to the Third Parties or the reliance upon the Workbook by the Third Parties.
No claim or demand or any actions or proceedings may be brought against EY arising from or connected with the contents of the Workbook or the provision of the Workbook to the Third Parties. EY will be released and forever discharged from any such claims, demands, actions or proceedings.
Our work commenced on 6 January 2020 and was completed on 21 October 2020. Therefore, our Workbook does not take account of events or circumstances arising after 21 October 2020 and we have no responsibility to update the Workbook for such events or circumstances.
In preparing this Workbook we have considered and relied upon information from a range of sources believed to be reliable and accurate. We do not imply, and it should not be construed, that we have verified any of the information provided to us, or that our enquiries could have identified any matter that a more extensive examination might disclose.
The work performed as part of our scope considers information provided to us and a number of combinations of input assumptions relating to future conditions, which may not necessarily represent actual or most likely future conditions. Additionally, modelling work performed as part of our scope inherently requires assumptions about future behaviours and market interactions, which may result in forecasts that deviate from future conditions. There will usually be differences between estimated and actual results, because events and circumstances frequently do not occur as expected, and those differences may be material. We take no responsibility that the projected outcomes will be achieved, if any.
We highlight that our analysis and Workbook do not constitute investment advice or a recommendation to you on a future course of action. We provide no assurance that the scenarios we have modelled will be accepted by any relevant authority or third party.
Our conclusions are based, in part, on the assumptions stated and on information provided by the Client and other information sources used during the course of the engagement. The modelled outcomes are contingent on the collection of assumptions as agreed with the Client and no consideration of other market events, announcements or other changing circumstances are reflected in this Workbook. Neither EY nor any member or employee thereof undertakes responsibility in any way whatsoever to any person in respect of errors in this Workbook arising from incorrect information provided by the Client or other information sources used.
EY has consented to the Workbook being published electronically on the Client’s website alongside the Report and Addendum for informational purposes only. EY has not consented to distribution or disclosure beyond this. The material contained in the Workbook, including the EY logo, is copyright. The copyright in the material contained in the Workbook itself, excluding EY logo, vests in the Client. The Workbook, including the EY logo, cannot be altered without prior written permission from EY.
EY’s liability is limited by a scheme approved under Professional Standards Legislation.

## Version notes
Change log
2020-11-09 | 1 | Supporting material for the Economic Modelling Appendix to the TasNetworks Supplementary Analysis Report, Central Scenario. Marinus Link stage 1 from 1 July 2031 and stage 2 from 1 July 2034.

## Abbreviations and notes
Abbreviations
CCGT | Closed cycle gas turbine
Diesel | Diesel generator
Distributed PV | Small-scale PV (PVNSG) and Rooftop PV
DSP | Demand-side participation
FOM | Fixed operations and maintenance
Gas - Steam | Gas-powered steam turbine
GWh | Gigawatt-hours
LS Battery | Explicitly modelled existing and new entrant (4 hour) battery storage
MW | Megawatts
NEM | National Electricity Market
OCGT | Open cycle gas turbine
PADR | Project Assessment Draft Report
PV | Photovoltaic
PVNSG | PV non-scheduled generators
Rehab | Rehabilitation (after closing an existing generator)
USE | Unserved energy
VOM | Variable operations and maintenance
VPP | Virtual power plants
Notes
1. BaseCase simulations do not include Marinus Link. M31_34 simulations include Marinus Link stage 1 from 1 July 2031 and stage 2 from 1 July 2034.
2. Tumut 3 generation is included in Hydro, whereas Tumut 3 pump is included in Pumped Hydro Pump.
3. REZ expansion costs only capture intra-regional network augmentations. These costs do not include the cost of interconnectors.
4. New entrant capacity and retiring capacity for allowable generators are made at the beginning of each financial year, on 1 July.
5. Other non-scheduled generation is handled on the demand side as per Australian Energy Market Operator's (AEMO's) 2020 Electricity Statement of Opportunities (ESOO).

## ---Compare options---
Compare |  | M31_34 | to | BaseCase |  | 0 | 1 | 2 | 3 | 4 | 5 | 6 | 7 | 8 | 9 | 10 | 11 | 12 | 13 | 14 | 15 | 16 | 17 | 18 | 19 | 20
NEM discounted gross market benefits by year
Select region | NEM
[5 empty] | Real June 2019 dollars ($m) discounted to 1 July 2019 | 2021-22 | 2022-23 | 2023-24 | 2024-25 | 2025-26 | 2026-27 | 2027-28 | 2028-29 | 2029-30 | 2030-31 | 2031-32 | 2032-33 | 2033-34 | 2034-35 | 2035-36 | 2036-37 | 2037-38 | 2038-39 | 2039-40 | 2040-41 | 2041-42
|  |  |  | Build | CAPEX | 1.4038e-05 | 1.4556e-05 | 1.7465e-05 | 1.901e-05 | 0.0021695 | 0.00068314 | -0.11887 | 2.5494 | 2.2138 | 1.6182 | 45.7415 | 90.7768 | 89.1388 | 74.2136 | 70.7177 | 71.97 | 113.4653 | 92.2566 | 81.0663 | 104.754 | 81.5895
|  |  |  | FOM | FOM | 2.4862e-06 | 2.6144e-06 | 2.8184e-06 | -7.3585 | -2.8672 | -6.5338 | -8.1877 | -4.8501 | 0.72797 | 2.0656 | 7.0023 | 20.8017 | 20.381 | 16.0226 | 20.1261 | 16.1833 | 26.0699 | 20.7041 | 17.9694 | 24.3577 | 21.0836
|  |  |  | Fuel | Fuel | -0.0035312 | -0.99253 | -0.36806 | 3.4913 | -4.9908 | -4.3848 | -5.9584 | -4.5523 | -8.5519 | -10.4841 | 22.0289 | 26.4015 | 22.1618 | 43.4821 | 53.1427 | 30.972 | 31.2846 | 36.2475 | 39.4014 | 35.3612 | 29.1507
|  |  |  | VOM | VOM | 0.00054308 | 0.15076 | 0.061982 | 0.29848 | 3.0187 | 2.9054 | 3.129 | 2.4151 | 1.2507 | 1.1137 | 0.38841 | -2.1856 | -3.1439 | -2.1441 | -1.949 | -0.14526 | -5.071 | -3.1207 | -0.83826 | -4.9031 | -2.4982
|  |  |  | REHAB | REHAB | 0 | 0 | 0 | 1.5976 | -0.05273 | 0.16201 | 0.39246 | 0 | 0.0071665 | 0 | 0 | 0 | -8.3932e-09 | 0 | 0 | 3.0218e-10 | 0 | 1.9395e-09 | 0 | 0 | 8.1416e-08
|  |  |  | REZ Tx | REZ | 5.686e-07 | 6.0531e-07 | 6.1969e-07 | 6.2107e-07 | 7.3012e-07 | 9.5236e-07 | 9.8375e-07 | 0.55181 | 0.52106 | 0.44436 | 0.67227 | 3.2612 | 3.5324 | 4.4726 | 21.9652 | 21.3045 | 17.5224 | 16.454 | 15.1186 | 20.828 | 18.9592
|  |  |  | USE+DSP | USE+DSP | 2.2857e-06 | 2.2805e-06 | 2.3056e-06 | 2.1118e-06 | 2.3055e-06 | 1.2909 | 2.3034e-06 | 1.1973 | -0.053597 | 2.3306e-06 | 4.1332 | -1.9512 | -12.8001 | 13.3521 | 0.079893 | 0.72341 | -5.6996 | 2.4365e-06 | -8.6519 | 0.46654 | -0.10706
|  |  |  | SyncCon | SyncCon | -3.1117e-05 | -0.0090957 | -0.0021221 | 0.0081034 | -0.58684 | -0.71888 | -0.5098 | -0.36745 | -0.35626 | -0.22529 | -0.48737 | -0.39628 | -0.29927 | -0.38871 | -0.029599 | -0.11259 | 0.18577 | 0.11658 | 0.15063 | 0.31064 | 0.16138
[5 empty] | Total cumulative gross benefits | -0.0029999 | -0.85384 | -1.162 | -3.1251 | -8.6018 | -15.8803 | -27.1336 | -30.1898 | -34.4309 | -39.8984 | 39.5809 | 176.2889 | 295.2595 | 444.2697 | 608.3229 | 749.2183 | 926.9756 | 1089.6338 | 1233.85 | 1415.025 | 1563.3641
NEM capacity difference by year
Select region | NEM
[5 empty] | Capacity difference (MW) | 2021-22 | 2022-23 | 2023-24 | 2024-25 | 2025-26 | 2026-27 | 2027-28 | 2028-29 | 2029-30 | 2030-31 | 2031-32 | 2032-33 | 2033-34 | 2034-35 | 2035-36 | 2036-37 | 2037-38 | 2038-39 | 2039-40 | 2040-41 | 2041-42
[5 empty] | Black Coal | 0 | 0 | 0 | -44.8052 | -55.1638 | -45.7458 | 15.8461 | -38.5247 | -57.6788 | -57.6788 | -57.6788 | -13.7442 | -13.7442 | -13.7442 | 0 | 0 | 0 | 0 | 0 | 0 | 0
[5 empty] | Brown Coal | 0 | 0 | 0 | 76.5332 | 76.5332 | 76.5332 | 76.5332 | 76.5332 | 18.3368 | 0 | 0 | 0 | 0 | 0 | 0 | 0 | 0 | 0 | 0 | 0 | 0
[5 empty] | CCGT | 0 | 0 | 0 | 0 | 0 | 0 | 0 | 0 | 0 | 0 | 0 | 0 | 0 | 0 | 0 | 0 | 0 | 0 | 0 | 0 | 0
[5 empty] | Gas - Steam | 0 | 0 | 0 | 0 | 0 | 0 | 0 | 0 | 0 | 0 | 0 | 0 | 0 | 0 | 0 | 0 | 0 | 0 | 0 | 0 | 0
[5 empty] | OCGT / Diesel | 0 | 0 | 0 | 69.1131 | 69.1131 | 69.1131 | 69.1131 | 69.1131 | 74.1076 | 74.1076 | 74.1076 | 74.1079 | 74.1079 | 57.9991 | 57.9991 | 57.9991 | 57.9991 | 57.9991 | 57.9991 | 57.9991 | 57.9991
[5 empty] | Hydro | 0 | 0 | 0 | 0 | 0 | 0 | 0 | 0 | 0 | 0 | 250 | 250 | 250 | 250 | 250 | 250 | 250 | 250 | 250 | 250 | 250
[5 empty] | Wind | 0 | 0 | 3.4e-05 | 2.5e-05 | -0.34127 | -0.32832 | -2.3589 | -133.9297 | -151.1694 | -151.571 | -150.841 | -1189.7233 | -1104.0657 | -911.907 | -1678.0339 | -1324.0763 | -1852.9708 | -1591.1712 | -1706.0571 | -2039.1924 | -2052.4133
[5 empty] | Solar PV | 0 | 0 | 0 | 0 | 0 | 0.0024 | 6.1944 | 192.5325 | 230.0737 | 230.0737 | -67.9754 | 402.9541 | 116.938 | 116.938 | 787.5308 | 536.605 | -289.3955 | -119.2955 | 394.4316 | -474.6449 | -61.4669
[5 empty] | LS Battery | 0 | 0 | 0 | 0 | 0 | 0 | 0 | 0 | 0 | 8.4564 | -403.2022 | -302.1679 | -294.3082 | -294.3082 | 223.4967 | -138.0251 | -138.0251 | -138.0251 | -704.8209 | -704.8209 | -845.9873
[5 empty] | Pumped Hydro | 0 | 0 | 0 | 0 | 0 | 0 | 0 | 0 | 0 | -0.25526 | -95.4057 | -94.3965 | -94.3965 | -110.6896 | -96.479 | -119.8692 | -92.2297 | -92.2297 | 291.4166 | 291.4166 | 415.3542
[5 empty] | VPP | 0 | 0 | 0 | 0 | 0 | 0 | 0 | 0 | 0 | 0 | 0 | 0 | 0 | 0 | 0 | 0 | 0 | 0 | 0 | 0 | 0
[5 empty] | LS Battery pump | 0 | 0 | 0 | 0 | 0 | 0 | 0 | 0 | 0 | 8.4564 | -403.2022 | -302.1679 | -294.3082 | -294.3082 | 223.4967 | -138.0251 | -138.0251 | -138.0251 | -704.8209 | -704.8209 | -845.9873
[5 empty] | Pumped Hydro Pump | 0 | 0 | 0 | 0 | 0 | 0 | 0 | 0 | 0 | -0.25526 | -95.4057 | -94.3965 | -94.3965 | -110.6896 | -96.479 | -119.8692 | -92.2297 | -92.2297 | 291.4166 | 291.4166 | 415.3542
[5 empty] | VPP pump | 0 | 0 | 0 | 0 | 0 | 0 | 0 | 0 | 0 | 0 | 0 | 0 | 0 | 0 | 0 | 0 | 0 | 0 | 0 | 0 | 0
NEM generation difference by year
Select region | NEM
[5 empty] | Sent-out generation difference (GWh)* | 2021-22 | 2022-23 | 2023-24 | 2024-25 | 2025-26 | 2026-27 | 2027-28 | 2028-29 | 2029-30 | 2030-31 | 2031-32 | 2032-33 | 2033-34 | 2034-35 | 2035-36 | 2036-37 | 2037-38 | 2038-39 | 2039-40 | 2040-41 | 2041-42
[5 empty] | Black Coal | 0.1405 | 45.7822 | 20.601 | -354.0558 | -79.8399 | -144.4228 | 309.3265 | 110.8804 | 561.05 | 622.8162 | -1194.6142 | 568.2669 | 622.1539 | 263.715 | 520.946 | 352.0437 | 377.1038 | 343.2901 | 689.0122 | 1024.1037 | 1003.435
[5 empty] | Brown Coal | 0.0003 | -0.0562 | -4.6636 | 451.9522 | 1254.6336 | 1445.7402 | 824.9441 | 739.1797 | 296.1 | 18.6424 | 4.4884 | 210.9237 | 211.4899 | 37.6939 | 96.2163 | -98.6399 | 434.845 | 323.5329 | 177.5248 | 351.3399 | 381.0905
[5 empty] | CCGT | -2.2884e-05 | -2.2529e-05 | -3.202e-05 | 5.3192 | 0.47815 | -0.012458 | -2.7795 | 1.5982 | 1.3474 | 10.7635 | -52.596 | -795.8377 | -733.4227 | -1212.1393 | -1531.3127 | -873.8074 | -760.6455 | -953.8047 | -748.3136 | -328.245 | -523.8607
[5 empty] | Gas - Steam | -3.13e-05 | -1e-06 | -1e-06 | -4.1842e-06 | -4.3157e-06 | -4.382e-06 | -4.462e-06 | -5.4786e-06 | -4.9287e-06 | -6.4117e-06 | -22.8806 | -8.0432 | -0.80071 | -36.2161 | -5.3587 | -25.9475 | -0.40526 | 15.89 | 6.2665 | 5.7026 | -3.5006
[5 empty] | OCGT / Diesel | -2.6486e-05 | -2.5717e-05 | -2.9034e-05 | -1.0288 | -0.84441 | -1.6775 | -3.5196 | -2.5395 | 9.1654 | 8.6704 | -13.2431 | -30.0164 | -46.8786 | -81.6332 | -141.018 | -135.7127 | -282.8861 | -321.1747 | -662.9392 | -919.345 | -689.5744
[5 empty] | Hydro | -0.70014 | -54.4343 | -17.3351 | -97.622 | -1282.3497 | -1375.2213 | -1336.1525 | -932.5857 | -906.1499 | -731.5198 | 1550.7135 | 2670.5696 | 2782.6505 | 3308.6029 | 4447.9494 | 3218.2488 | 4807.6975 | 4405.7427 | 3301.3665 | 4517.8719 | 3364.2055
[5 empty] | Wind | -0.0002017 | -0.0003219 | 0.043777 | -6.1434 | -18.6583 | -18.1443 | -16.2664 | -462.5069 | -570.4958 | -547.4581 | -655.9053 | -3694.5614 | -3153.0237 | -2597.2627 | -5257.2604 | -4035.8746 | -4250.0185 | -3869.9284 | -3847.8081 | -3365.9921 | -3292.4918
[5 empty] | Solar PV | 4.0337e-05 | -3.2994e-05 | -1.2331e-05 | -3.4311e-05 | -5.2746e-05 | 0.0061497 | 16.2503 | 450.5215 | 560.3056 | 572.2388 | -234.2595 | 1038.3418 | 256.0177 | 249.1848 | 1936.801 | 1251.9623 | -690.8035 | -295.5562 | 1024.6162 | -1136.7276 | -137.1197
[5 empty] | LS Battery | 0.0014969 | 0.38514 | -0.22753 | -3.6229 | -0.12475 | 0.99599 | -4.0143 | 0.055747 | 0.95308 | 10.3636 | -498.065 | -346.193 | -315.3232 | -308.8753 | 280.8796 | -147.8559 | -148.8423 | -133.8597 | -726.8089 | -694.1155 | -833.8059
[5 empty] | Pumped Hydro | 0.54303 | 1.2481 | 0.19916 | -32.3478 | -91.3123 | -58.3576 | -282.7017 | -126.0627 | 84.2684 | 188.6636 | -1195.2121 | -142.9672 | -290.4354 | -520.7023 | -277.3503 | -426.7432 | -619.5285 | -628.8955 | 774.1154 | 878.2647 | 752.006
[5 empty] | VPP | -0.00035267 | 0.0017871 | -0.12173 | -1.819 | 1.0309 | 3.6109 | -0.66883 | 1.4707 | 4.5238 | -0.87728 | -11.2229 | 8.2015 | 8.9508 | 0.092835 | -2.7275 | -14.4361 | 3.2918 | -6.8914 | 6.1641 | 3.1715 | 19.1013
[5 empty] | LS Battery pump | 0.0018859 | 0.4851 | -0.28657 | -4.4895 | -0.23062 | 1.2545 | -5.0561 | 0.070215 | 1.1886 | 12.7933 | -614.8675 | -427.3688 | -389.2342 | -381.3164 | 346.7863 | -182.4523 | -183.2513 | -167.0939 | -895.6745 | -860.2936 | -1025.8034
[5 empty] | Pumped Hydro Pump | -7.25e-05 | 0.000137 | 0.069109 | -54.7931 | -120.9611 | -89.4053 | -380.3142 | -139.2 | 135.7248 | 288.8539 | -1805.6661 | -235.0117 | -508.1262 | -747.3928 | -584.1772 | -1036.9142 | -1164.1856 | -1186.1158 | 745.8448 | 967.2664 | 737.9261
[5 empty] | VPP pump | -0.00042487 | 0.0017624 | -0.14572 | -2.1833 | 1.2289 | 4.3424 | -0.8028 | 1.7653 | 5.2933 | -0.9166 | -12.9473 | 9.3209 | 10.6986 | -0.047862 | -3.07 | -17.3267 | 3.951 | -8.1992 | 7.3263 | 3.8056 | 22.9271
*Generation shown is sent-out, as is demand. The difference in sent-out generation with the Marinus Link option and the Base Case is due to the difference in losses from interconnectors and storage.
Ernst & Young’s liability is limited by a scheme approved under Professional Standards Legislation

## BaseCase_Generation
Annual sent-out generation by technology (GWh) - Base Case, Central Scenario
Explicitly modelled generation
Region | Technology | 2021-22 | 2022-23 | 2023-24 | 2024-25 | 2025-26 | 2026-27 | 2027-28 | 2028-29 | 2029-30 | 2030-31 | 2031-32 | 2032-33 | 2033-34 | 2034-35 | 2035-36 | 2036-37 | 2037-38 | 2038-39 | 2039-40 | 2040-41 | 2041-42
NEM | Black Coal | 89214.8654 | 85922.1692 | 87538.8189 | 88445.223 | 84927.266 | 80940.5799 | 74348.9904 | 73375.9395 | 73733.0099 | 75061.7231 | 74775.9591 | 64767.7804 | 66999.7669 | 66682.4932 | 45186.9516 | 40957.2703 | 33044.6081 | 33895.6661 | 33143.9613 | 32612.6582 | 31090.6978
NEM | Brown Coal | 29743.5746 | 29042.8412 | 30028.7899 | 28952.5793 | 28800.8201 | 28254.8699 | 29294.9301 | 28868.667 | 27515.7133 | 26647.3003 | 24913.9756 | 22700.112 | 22163.3577 | 22313.3558 | 21807.9333 | 22161.7655 | 20278.738 | 21209.0679 | 20247.2773 | 20596.8832 | 21337.4872
NEM | CCGT | 2252.4522 | 2252.5548 | 2016.8117 | 772.1176 | 756.5674 | 755.9184 | 763.9038 | 821.5284 | 758.9443 | 798.8024 | 881.8951 | 3783.5792 | 3898.3723 | 2555.5146 | 4682.3848 | 2690.1414 | 3620.5365 | 4048.3905 | 3643.9876 | 3741.3217 | 4050.8344
NEM | Gas - Steam | 979.9046 | 787.2018 | 797.7813 | 72.804 | 72.804 | 72.804 | 73.0035 | 72.804 | 72.804 | 72.804 | 95.8841 | 281.9231 | 306.1351 | 253.2001 | 322.5192 | 279.9822 | 349.9561 | 333.8841 | 301.1708 | 309.2065 | 337.7271
NEM | OCGT / Diesel | 43.9258 | 47.6568 | 112.9391 | 60.6665 | 55.7365 | 70.5491 | 68.3023 | 139.4493 | 76.3245 | 122.6554 | 81.1554 | 304.7613 | 209.7685 | 212.2925 | 524.7214 | 395.0146 | 966.6706 | 724.2967 | 1391.3003 | 1669.7316 | 1529.8401
NEM | Hydro | 13052.5425 | 13740.3518 | 13229.3083 | 15204.162 | 16562.0543 | 15038.382 | 15323.9147 | 16891.3989 | 15129.5587 | 14516.1433 | 13137.062 | 13453.884 | 14085.3471 | 13565.5902 | 12702.9434 | 12160.6505 | 13358.1459 | 11805.4634 | 11230.7446 | 10521.9403 | 10603.9777
NEM | Wind | 27299.2042 | 30144.4983 | 27860.0481 | 28643.7342 | 31313.6018 | 35530.836 | 39739.8087 | 41582.8802 | 44789.4776 | 45447.121 | 48580.6565 | 53288.1728 | 51576.2674 | 56243.0913 | 74022.153 | 80654.7742 | 87641.8341 | 86851.527 | 89260.5577 | 88741.8149 | 88436.862
NEM | Solar PV | 15292.9881 | 15986.3349 | 16249.8449 | 15574.2946 | 14991.2287 | 16050.7604 | 17142.4595 | 15525.4355 | 16484.405 | 17093.2954 | 18144.0073 | 23372.728 | 24239.8304 | 23480.6161 | 28827.1161 | 32372.2273 | 34832.4636 | 37518.1564 | 39789.9267 | 43482.103 | 46461.2509
NEM | LS Battery | 173.7025 | 178.0675 | 181.0813 | 189.4964 | 214.0873 | 204.5366 | 185.6448 | 173.3266 | 184.6177 | 319.2943 | 1090.9676 | 1052.238 | 1650.2399 | 1599.7548 | 2829.013 | 4489.4158 | 4390.5097 | 4418.8178 | 5999.7428 | 5887.5143 | 6825.0932
NEM | Pumped Hydro | 43.429 | 45.5655 | 19.8382 | 1065.2091 | 4149.2343 | 3362.6428 | 3598.7081 | 4299.8831 | 5592.2647 | 6325.0567 | 6587.6303 | 8130.4157 | 7536.1559 | 7434.2052 | 8452.7784 | 9613.0873 | 12043.7835 | 11651.845 | 12309.4668 | 12008.1282 | 13309.5599
NEM | VPP | 27.142 | 41.6267 | 53.0454 | 89.0115 | 139.7335 | 185.0777 | 214.0308 | 265.6488 | 365.6241 | 436.0343 | 545.7896 | 578.3463 | 648.8975 | 738.6272 | 785.0998 | 854.4575 | 851.8102 | 919.0044 | 964.4237 | 1027.0166 | 1099.8394
Total excluding storage |  | 177879.4572 | 177923.6087 | 177834.3422 | 177725.5813 | 177480.0789 | 176714.6996 | 176755.3129 | 177278.1028 | 178560.2374 | 179759.845 | 180610.5951 | 181952.9407 | 183478.8455 | 185306.1539 | 188076.7229 | 191671.8261 | 194092.9528 | 196386.4521 | 199008.9264 | 201675.6594 | 203848.6771
Region | Technology | 2021-22 | 2022-23 | 2023-24 | 2024-25 | 2025-26 | 2026-27 | 2027-28 | 2028-29 | 2029-30 | 2030-31 | 2031-32 | 2032-33 | 2033-34 | 2034-35 | 2035-36 | 2036-37 | 2037-38 | 2038-39 | 2039-40 | 2040-41 | 2041-42
NSW1 | Black Coal | 44447.5713 | 39520.3762 | 38172.4582 | 40248.1667 | 36965.6901 | 34479.8195 | 31886.2869 | 32860.0904 | 34239.3769 | 35590.8424 | 36207.0368 | 23949.6543 | 24722.7843 | 24967.6132 | 8449.11 | 8426.025 | 8426.0254 | 8426.0249 | 8101.7856 | 7881.5464 | 7892.9445
NSW1 | Brown Coal | 0 | 0 | 0 | 0 | 0 | 0 | 0 | 0 | 0 | 0 | 0 | 0 | 0 | 0 | 0 | 0 | 0 | 0 | 0 | 0 | 0
NSW1 | CCGT | 33.6489 | 33.7515 | 103.2251 | 68.486 | 66.9149 | 66.3734 | 67.7764 | 72.0197 | 69.3993 | 70.5104 | 67.029 | 1283.1165 | 1235.1012 | 540.9437 | 1250.0923 | 644.5097 | 1372.2243 | 1638.564 | 1595.1502 | 1577.5362 | 1790.8292
NSW1 | Gas - Steam | 0 | 0 | 0 | 0 | 0 | 0 | 0 | 0 | 0 | 0 | 0 | 0 | 0 | 0 | 0 | 0 | 0 | 0 | 0 | 0 | 0
NSW1 | OCGT / Diesel | 5.1683e-06 | 0.062227 | 4.4737 | 20.8351 | 10.1921 | 7.4551 | 11.4969 | 26.1332 | 20.9288 | 14.2628 | 16.0547 | 59.5632 | 23.8356 | 22.6586 | 102.6083 | 71.3274 | 156.1997 | 76.8908 | 291.4067 | 361.8384 | 397.7553
NSW1 | Hydro | 2006.9825 | 1910.2775 | 1702.7354 | 2475.4211 | 2561.0254 | 2228.7211 | 2250.5129 | 3173.6137 | 2603.5626 | 2882.6593 | 2313.3213 | 2863.1971 | 3181.0716 | 3351.379 | 3203.6669 | 3158.2287 | 3988.4421 | 3358.5597 | 3074.4601 | 2992.0805 | 2819.1756
NSW1 | Wind | 6057.7228 | 7063.7979 | 6711.1399 | 6625.5444 | 6874.4962 | 7291.9824 | 7247.8874 | 5921.9179 | 5515.581 | 6057.7228 | 7092.8101 | 9951.7059 | 10119.8302 | 11835.3454 | 21271.5931 | 21231.5271 | 18737.9697 | 16908.1264 | 18697.5306 | 17985.9861 | 21263.1413
NSW1 | Solar PV | 5680.3348 | 6065.0354 | 6102.2597 | 5873.7174 | 5592.1664 | 6055.5396 | 6091.8711 | 5521.6809 | 5714.4148 | 6006.7458 | 6881.0231 | 11361.182 | 12764.5825 | 12338.0934 | 16424.7901 | 16526.7102 | 20355.8808 | 20734.5295 | 22449.8952 | 23065.2897 | 24447.4346
NSW1 | LS Battery | 1.3523e-05 | 1.3678e-05 | 1.3584e-05 | 1.3592e-05 | 1.3368e-05 | 1.6572e-05 | 2.3646e-05 | 3.0669e-05 | 3.1065e-05 | 8.4963e-05 | 423.1007 | 403.8558 | 1040.2963 | 1012.9943 | 1811.9119 | 1975.7247 | 1926.3029 | 1950.3539 | 2677.0837 | 2599.6584 | 2673.9827
NSW1 | Pumped Hydro | 8.2283 | 15.131 | 8.5011 | 752.6251 | 3832.182 | 3025.7688 | 3371.4266 | 3946.9717 | 5119.1106 | 5678.0167 | 5395.1954 | 5798.1411 | 5176.0711 | 5045.6499 | 5841.8748 | 6777.0362 | 8024.3321 | 7587.6646 | 7810.0233 | 7687.9971 | 7837.3881
NSW1 | VPP | 10.1258 | 13.5733 | 14.1667 | 30.8171 | 50.3543 | 69.2152 | 79.8725 | 96.8141 | 131.6576 | 159.7818 | 194.9858 | 197.5776 | 221.3622 | 247.9419 | 266.5375 | 283.8938 | 285.5088 | 310.147 | 325.7482 | 339.9529 | 365.0581
Total excluding storage |  | 58226.2603 | 54593.3008 | 52796.292 | 55312.1706 | 52070.485 | 50129.8911 | 47555.8315 | 47575.4559 | 48163.2634 | 50622.7435 | 52577.2749 | 49468.419 | 52047.2055 | 53056.0333 | 50701.8608 | 50058.328 | 53036.742 | 51142.6954 | 54210.2285 | 53864.2772 | 58611.2804
Region | Technology | 2021-22 | 2022-23 | 2023-24 | 2024-25 | 2025-26 | 2026-27 | 2027-28 | 2028-29 | 2029-30 | 2030-31 | 2031-32 | 2032-33 | 2033-34 | 2034-35 | 2035-36 | 2036-37 | 2037-38 | 2038-39 | 2039-40 | 2040-41 | 2041-42
QLD1 | Black Coal | 44767.2941 | 46401.7929 | 49366.3607 | 48197.0563 | 47961.5758 | 46460.7604 | 42462.7035 | 40515.8492 | 39493.633 | 39470.8807 | 38568.9224 | 40818.1261 | 42276.9826 | 41714.88 | 36737.8416 | 32531.2453 | 24618.5827 | 25469.6412 | 25042.1757 | 24731.1118 | 23197.7533
QLD1 | Brown Coal | 0 | 0 | 0 | 0 | 0 | 0 | 0 | 0 | 0 | 0 | 0 | 0 | 0 | 0 | 0 | 0 | 0 | 0 | 0 | 0 | 0
QLD1 | CCGT | 1113.0547 | 1113.0547 | 1240.8356 | 249.4957 | 235.5165 | 235.4091 | 240.7472 | 295.3727 | 235.4091 | 274.1561 | 359.4859 | 1374.7644 | 1571.9727 | 1061.8874 | 2239.4768 | 1276.5518 | 2248.3122 | 2409.8264 | 2048.8373 | 2163.7854 | 2260.0051
QLD1 | Gas - Steam | 37.1158 | 37.1158 | 73.7192 | 72.804 | 72.804 | 72.804 | 73.0035 | 72.804 | 72.804 | 72.804 | 95.8841 | 281.9231 | 306.1351 | 253.2001 | 322.5192 | 279.9821 | 349.9561 | 333.8841 | 301.1708 | 309.2065 | 337.7271
QLD1 | OCGT / Diesel | 8.9091e-06 | 8.7388e-06 | 9.2246e-06 | 5.5673 | 10.3024 | 9.8617 | 9.8254 | 26.4052 | 5.3551 | 5.3587 | 15.619 | 24.4704 | 27.0377 | 18.4187 | 80.0867 | 68.379 | 196.1351 | 96.4313 | 323.5428 | 338.7524 | 288.4963
QLD1 | Hydro | 679.7195 | 676.101 | 674.973 | 670.6103 | 667.6607 | 664.9242 | 664.9388 | 658.3275 | 657.4425 | 653.6812 | 654.169 | 648.992 | 645.9744 | 643.1445 | 643.1534 | 637.5354 | 237.6821 | 238.2393 | 233.9664 | 235.1031 | 235.0487
QLD1 | Wind | 2134.5667 | 1974.478 | 1945.1552 | 1724.0236 | 3451.4737 | 5523.0825 | 8318.3623 | 12550.4837 | 14638.4275 | 14982.6458 | 13909.3368 | 15170.0162 | 13385.1036 | 15753.753 | 21578.8899 | 27067.8622 | 32662.457 | 32894.6564 | 33518.1109 | 32760.0307 | 32691.5842
QLD1 | Solar PV | 6071.058 | 6392.671 | 6497.1098 | 6212.7848 | 6072.8637 | 6505.9621 | 6483.7594 | 5499.4209 | 6087.3349 | 6316.8908 | 6502.7001 | 6574.3411 | 6298.0391 | 6162.2975 | 7177.4568 | 8853.9704 | 7498.3286 | 8230.7964 | 8578.9205 | 8872.1963 | 8859.6123
QLD1 | LS Battery | 26.7026 | 27.0263 | 27.6347 | 31.1654 | 33.9542 | 33.2447 | 31.252 | 30.7703 | 31.4411 | 30.5476 | 30.9961 | 31.1183 | 30.2717 | 30.5407 | 459.4107 | 1341.0289 | 1296.5625 | 1307.3582 | 1299.5379 | 1297.4588 | 1302.9344
QLD1 | Pumped Hydro | 35.2007 | 30.4345 | 11.337 | 312.584 | 317.0522 | 336.8739 | 227.2814 | 352.9113 | 473.154 | 630.7764 | 697.0772 | 781.8083 | 748.5906 | 731.0276 | 661.158 | 568.5888 | 1510.8153 | 1517.3762 | 1497.4815 | 1501.6621 | 1551.3527
QLD1 | VPP | 4.2615 | 5.9355 | 9.2259 | 15.9569 | 25.0651 | 34.641 | 40.7304 | 51.893 | 72.4529 | 79.7074 | 108.7558 | 128.0466 | 145.9581 | 173.3768 | 177.4362 | 202.1877 | 197.4369 | 213.4236 | 228.9678 | 249.0331 | 263.2328
Total excluding storage |  | 54802.8087 | 56595.2134 | 59798.1535 | 57132.3421 | 58472.1969 | 59472.8039 | 58253.3401 | 59618.6633 | 61190.406 | 61776.4173 | 60106.1173 | 64892.6333 | 64511.2453 | 65607.5811 | 68779.4243 | 70715.5262 | 67811.4537 | 69673.4751 | 70046.7244 | 69410.1861 | 67870.227
Region | Technology | 2021-22 | 2022-23 | 2023-24 | 2024-25 | 2025-26 | 2026-27 | 2027-28 | 2028-29 | 2029-30 | 2030-31 | 2031-32 | 2032-33 | 2033-34 | 2034-35 | 2035-36 | 2036-37 | 2037-38 | 2038-39 | 2039-40 | 2040-41 | 2041-42
VIC1 | Black Coal | 0 | 0 | 0 | 0 | 0 | 0 | 0 | 0 | 0 | 0 | 0 | 0 | 0 | 0 | 0 | 0 | 0 | 0 | 0 | 0 | 0
VIC1 | Brown Coal | 29743.5746 | 29042.8412 | 30028.7899 | 28952.5793 | 28800.8201 | 28254.8699 | 29294.9301 | 28868.667 | 27515.7133 | 26647.3003 | 24913.9756 | 22700.112 | 22163.3577 | 22313.3558 | 21807.9333 | 22161.7655 | 20278.738 | 21209.0679 | 20247.2773 | 20596.8832 | 21337.4872
VIC1 | CCGT | 5.8335e-06 | 5.773e-06 | 6.2044e-06 | 7.4321e-06 | 7.4179e-06 | 7.8904e-06 | 8.0181e-06 | 9.6482e-06 | 1.0488e-05 | 1.4156e-05 | 1.5771e-05 | 2.5486e-05 | 2.7144e-05 | 2.7543e-05 | 2.9876e-05 | 2.9007e-05 | 3.958e-05 | 4.0143e-05 | 5.0694e-05 | 5.0751e-05 | 5.1007e-05
VIC1 | Gas - Steam | 7.7464 | 8.6991 | 12.0359 | 3.0942e-06 | 3.1162e-06 | 3.1662e-06 | 3.3087e-06 | 4.0576e-06 | 3.829e-06 | 5.2355e-06 | 4.2673e-06 | 8.5637e-06 | 8.5697e-06 | 8.0706e-06 | 1.2234e-05 | 1.1512e-05 | 1.7856e-05 | 1.2851e-05 | 0 | 0 | 0
VIC1 | OCGT / Diesel | 9.1937 | 8.3577 | 19.97 | 10.7966 | 11.8812 | 21.2245 | 14.9135 | 33.7789 | 18.3735 | 59.0208 | 28.3466 | 71.4522 | 60.3648 | 46.6175 | 128.2122 | 98.0591 | 210.3084 | 95.4783 | 215.1249 | 305.5688 | 261.2818
VIC1 | Hydro | 2715.5836 | 2713.4392 | 2464.6553 | 3032.4325 | 3092.8255 | 2919.3328 | 3009.06 | 3776.4787 | 3139.4373 | 2649.3198 | 2671.2292 | 2414.0808 | 2953.2781 | 3025.3481 | 2878.6916 | 2879.201 | 3619.8218 | 2983.6091 | 2577.0088 | 2568.0911 | 2326.7879
VIC1 | Wind | 11076.7106 | 12489.6535 | 10819.7305 | 10880.6057 | 10982.2255 | 11407.6028 | 12295.359 | 11473.1594 | 12756.2463 | 12174.6321 | 13844.2902 | 12498.5901 | 12588.2317 | 12829.8738 | 14416.9214 | 15069.9806 | 17593.6422 | 17723.867 | 17279.2135 | 17292.1508 | 15197.8563
VIC1 | Solar PV | 2656.3955 | 2640.3495 | 2747.763 | 2627.6398 | 2486.8756 | 2629.5175 | 3680.1922 | 3665.1311 | 3809.3164 | 3884.3926 | 3870.726 | 4015.2865 | 3821.1435 | 3662.1106 | 3863.0977 | 3931.3868 | 4032.3617 | 5476.8944 | 5618.9805 | 8152.3013 | 9704.1561
VIC1 | LS Battery | 39.5933 | 40.763 | 39.594 | 44.4889 | 52.515 | 48.8509 | 45.3866 | 41.3622 | 46.4434 | 44.6009 | 40.8458 | 37.4229 | 7.3137 | 7.2095 | 7.2717 | 7.0688 | 6.5705 | 6.6515 | 573.3421 | 572.9184 | 819.0937
VIC1 | Pumped Hydro | 0 | 0 | 1.6618e-05 | 2.1026e-05 | 2.2272e-05 | 2.8294e-05 | 2.6635e-05 | 3.854e-05 | 4.8775e-05 | 16.2635 | 495.3576 | 1550.4662 | 1611.4941 | 1657.5276 | 1949.7455 | 2267.4622 | 2508.636 | 2546.804 | 3001.9617 | 2818.4688 | 3920.8188
VIC1 | VPP | 6.2064 | 10.0378 | 13.9229 | 22.8801 | 37.9681 | 49.737 | 60.521 | 77.0206 | 111.8387 | 135.9774 | 168.113 | 176.8673 | 198.2523 | 225.5168 | 244.0027 | 263.9684 | 262.372 | 283.7688 | 294.0614 | 316.8782 | 343.2554
Total excluding storage |  | 46209.2044 | 46903.3403 | 46092.9445 | 45504.0539 | 45374.6279 | 45232.5475 | 48294.4548 | 47817.2152 | 47239.0868 | 45414.6656 | 45328.5676 | 41699.5216 | 41586.3758 | 41877.3058 | 43094.8562 | 44140.3931 | 45734.8722 | 47488.9168 | 45937.6051 | 48914.9953 | 48827.5694
| Technology | 2021-22 | 2022-23 | 2023-24 | 2024-25 | 2025-26 | 2026-27 | 2027-28 | 2028-29 | 2029-30 | 2030-31 | 2031-32 | 2032-33 | 2033-34 | 2034-35 | 2035-36 | 2036-37 | 2037-38 | 2038-39 | 2039-40 | 2040-41 | 2041-42
SA1 | Black Coal | 0 | 0 | 0 | 0 | 0 | 0 | 0 | 0 | 0 | 0 | 0 | 0 | 0 | 0 | 0 | 0 | 0 | 0 | 0 | 0 | 0
SA1 | Brown Coal | 0 | 0 | 0 | 0 | 0 | 0 | 0 | 0 | 0 | 0 | 0 | 0 | 0 | 0 | 0 | 0 | 0 | 0 | 0 | 0 | 0
SA1 | CCGT | 1105.7485 | 1105.7485 | 672.751 | 454.1359 | 454.1359 | 454.1359 | 455.3802 | 454.1359 | 454.1359 | 454.1359 | 455.3802 | 1125.6982 | 1091.2983 | 952.6835 | 1192.8157 | 769.0799 | 2.837e-05 | 2.8639e-05 | 3.4533e-05 | 3.4463e-05 | 4.2055e-05
SA1 | Gas - Steam | 935.0425 | 741.3869 | 712.0262 | 3.0368e-06 | 3.2414e-06 | 3.2684e-06 | 3.2334e-06 | 3.9244e-06 | 3.6555e-06 | 4.2836e-06 | 3.7996e-06 | 7.0416e-06 | 6.5585e-06 | 7.1757e-06 | 0 | 0 | 0 | 0 | 0 | 0 | 0
SA1 | OCGT / Diesel | 34.732 | 39.2369 | 88.4954 | 23.4675 | 23.3609 | 32.0078 | 32.0666 | 53.132 | 31.6672 | 44.0131 | 21.1351 | 149.2756 | 98.5303 | 124.5976 | 213.8143 | 157.2491 | 404.0273 | 455.4962 | 561.2259 | 663.572 | 582.3066
SA1 | Hydro | 0 | 0 | 0 | 0 | 0 | 0 | 0 | 0 | 0 | 0 | 0 | 0 | 0 | 0 | 0 | 0 | 0 | 0 | 0 | 0 | 0
SA1 | Wind | 6249.3097 | 6594.6514 | 5923.6065 | 6442.2839 | 6231.6653 | 6933.9949 | 6854.1088 | 6366.414 | 6179.6387 | 6092.0509 | 6489.9565 | 8453.8717 | 8001.5036 | 7621.1363 | 8173.9876 | 8180.6047 | 9654.0311 | 10039.7575 | 10548.8939 | 11060.1212 | 10029.6533
SA1 | Solar PV | 885.1998 | 888.279 | 902.7125 | 860.1527 | 839.3229 | 859.7412 | 886.6368 | 839.2025 | 873.3389 | 885.2662 | 889.5581 | 1421.9183 | 1356.0653 | 1318.1146 | 1361.7715 | 3060.1599 | 2945.8924 | 3075.9361 | 3142.1304 | 3392.3148 | 3450.0469
SA1 | LS Battery | 107.4066 | 110.2782 | 113.8526 | 113.8421 | 127.6181 | 122.4409 | 109.0061 | 101.1941 | 106.7332 | 244.1457 | 596.0249 | 579.841 | 572.3581 | 549.0102 | 550.4186 | 1165.5934 | 1161.0737 | 1154.4541 | 1449.7789 | 1417.4786 | 2029.0823
SA1 | Pumped Hydro | 0 | 0 | 1.2425e-05 | 1.2148e-05 | 1.2509e-05 | 1.4613e-05 | 1.4534e-05 | 1.7063e-05 | 1.7155e-05 | 1.8708e-05 | 2.2053e-05 | 3.1798e-05 | 3.1227e-05 | 3.1705e-05 | 3.8936e-05 | 4.4223e-05 | 4.9422e-05 | 4.9593e-05 | 5.5881e-05 | 5.6361e-05 | 6.9393e-05
SA1 | VPP | 6.4043 | 11.6105 | 15.3426 | 18.6263 | 25.4349 | 30.1506 | 31.813 | 38.2492 | 47.7575 | 57.4785 | 67.7361 | 68.2615 | 74.6501 | 81.7261 | 85.6922 | 90.3608 | 93.1786 | 96.6422 | 100.0565 | 104.7674 | 109.4505
Total excluding storage |  | 9210.0325 | 9369.3027 | 8299.5915 | 7780.04 | 7548.4851 | 8279.8799 | 8228.1924 | 7712.8844 | 7538.7807 | 7475.4661 | 7856.0299 | 11150.7638 | 10547.3976 | 10016.5321 | 10942.3891 | 12167.0936 | 13003.9508 | 13571.1898 | 14252.2502 | 15116.0081 | 14062.0068
Region | Technology | 2021-22 | 2022-23 | 2023-24 | 2024-25 | 2025-26 | 2026-27 | 2027-28 | 2028-29 | 2029-30 | 2030-31 | 2031-32 | 2032-33 | 2033-34 | 2034-35 | 2035-36 | 2036-37 | 2037-38 | 2038-39 | 2039-40 | 2040-41 | 2041-42
TAS1 | Black Coal | 0 | 0 | 0 | 0 | 0 | 0 | 0 | 0 | 0 | 0 | 0 | 0 | 0 | 0 | 0 | 0 | 0 | 0 | 0 | 0 | 0
TAS1 | Brown Coal | 0 | 0 | 0 | 0 | 0 | 0 | 0 | 0 | 0 | 0 | 0 | 0 | 0 | 0 | 0 | 0 | 0 | 0 | 0 | 0 | 0
TAS1 | CCGT | 8.1175e-06 | 7.74e-06 | 8.3984e-06 | 8.2788e-06 | 7.6469e-06 | 7.6795e-06 | 7.9673e-06 | 8.1873e-06 | 8.5397e-06 | 8.7517e-06 | 8.7283e-06 | 9.3047e-06 | 9.8013e-06 | 1.0355e-05 | 1.1424e-05 | 1.1696e-05 | 1.2871e-05 | 1.3153e-05 | 1.4472e-05 | 1.4742e-05 | 1.6784e-05
TAS1 | Gas - Steam | 0 | 0 | 0 | 0 | 0 | 0 | 0 | 0 | 0 | 0 | 0 | 0 | 0 | 0 | 0 | 0 | 0 | 0 | 0 | 0 | 0
TAS1 | OCGT / Diesel | 4.1267e-06 | 3.8908e-06 | 4.2088e-06 | 4.4946e-06 | 4.0012e-06 | 4.1368e-06 | 4.3209e-06 | 4.3713e-06 | 4.496e-06 | 4.7162e-06 | 4.7169e-06 | 5.0146e-06 | 5.3139e-06 | 5.6212e-06 | 6.1012e-06 | 6.4013e-06 | 6.7487e-06 | 7.1782e-06 | 7.6149e-06 | 5.1647e-06 | 7.471e-06
TAS1 | Hydro | 7650.2569 | 8440.534 | 8386.9446 | 9025.6981 | 10240.5428 | 9225.4039 | 9399.403 | 9282.9789 | 8729.1163 | 8330.483 | 7498.3425 | 7527.614 | 7305.023 | 6545.7187 | 5977.4315 | 5485.6855 | 5512.1999 | 5225.0553 | 5345.3093 | 4726.6656 | 5222.9655
TAS1 | Wind | 1780.8944 | 2021.9175 | 2460.416 | 2971.2767 | 3773.7412 | 4374.1733 | 5024.0911 | 5270.9051 | 5699.5841 | 6140.0695 | 7244.2628 | 7213.9889 | 7481.5983 | 8202.9829 | 8580.761 | 9104.7996 | 8993.7342 | 9285.1196 | 9216.8087 | 9643.5262 | 9254.6269
TAS1 | Solar PV | 9.4965e-07 | 1.6844e-06 | 2.5432e-06 | 2.5339e-06 | 6.2067e-06 | 1.1915e-05 | 1.5712e-05 | 1.5605e-05 | 1.6685e-05 | 1.6231e-05 | 3.01e-05 | 2.9896e-05 | 3.0683e-05 | 2.6496e-05 | 3.4393e-05 | 5.3777e-05 | 5.38e-05 | 8.5908e-05 | 9.365e-05 | 0.00093349 | 0.00094286
TAS1 | LS Battery | 1.3599e-05 | 1.4241e-05 | 1.4025e-05 | 1.4204e-05 | 1.5303e-05 | 2.1198e-05 | 2.8359e-05 | 3.1612e-05 | 3.1628e-05 | 5.4705e-05 | 5.9463e-05 | 5.9593e-05 | 6.0004e-05 | 6.0824e-05 | 7.1587e-05 | 7.1934e-05 | 8.7118e-05 | 8.7623e-05 | 0.0001149 | 0.00011579 | 0.00016656
TAS1 | Pumped Hydro | 0 | 0 | 3.5408e-05 | 3.7648e-05 | 4.5228e-05 | 4.8258e-05 | 5.0917e-05 | 5.4518e-05 | 5.7522e-05 | 6.184e-05 | 7.0288e-05 | 7.5453e-05 | 7.9007e-05 | 8.5327e-05 | 0.00011015 | 0.00011051 | 0.00013643 | 0.00013683 | 0.00016068 | 0.00016152 | 0.00030394
TAS1 | VPP | 0.14409 | 0.46964 | 0.38733 | 0.73111 | 0.91101 | 1.3338 | 1.0939 | 1.6719 | 1.9173 | 3.0892 | 6.1989 | 7.5932 | 8.6748 | 10.0656 | 11.4311 | 14.0468 | 13.3139 | 15.0229 | 15.5898 | 16.385 | 18.8427
Total excluding storage |  | 9431.1513 | 10462.4515 | 10847.3606 | 11996.9748 | 14014.284 | 13599.5772 | 14423.4941 | 14553.8841 | 14428.7004 | 14470.5525 | 14742.6054 | 14741.603 | 14786.6213 | 14748.7016 | 14558.1925 | 14590.4852 | 14505.9341 | 14510.175 | 14562.1182 | 14370.1928 | 14477.5934
Explicitly modelled pumping
Region | Technology | 2021-22 | 2022-23 | 2023-24 | 2024-25 | 2025-26 | 2026-27 | 2027-28 | 2028-29 | 2029-30 | 2030-31 | 2031-32 | 2032-33 | 2033-34 | 2034-35 | 2035-36 | 2036-37 | 2037-38 | 2038-39 | 2039-40 | 2040-41 | 2041-42
NEM | LS Battery pump | 218.2393 | 224.7183 | 227.6327 | 238.9118 | 269.4055 | 257.6156 | 234.262 | 217.8656 | 232.9584 | 398.1932 | 1351.0756 | 1302.7348 | 2040.3873 | 1977.615 | 3495.1763 | 5544.9924 | 5434.0166 | 5450.2488 | 7405.7552 | 7289.9359 | 8409.1724
NEM | Pumped Hydro Pump | 82.5532 | 121.1994 | 47.8887 | 2283.9996 | 5363.625 | 4504.2343 | 5392.6363 | 6227.4533 | 8248.5835 | 9546.72 | 10077.9553 | 12180.0183 | 11637.1324 | 11554.8948 | 12724.6898 | 14588.7514 | 17289.771 | 16735.0294 | 17595.6649 | 17590.9781 | 18838.4566
NEM | VPP pump | 32.5769 | 50.059 | 63.5743 | 106.928 | 167.6248 | 222.1285 | 257.4041 | 318.3254 | 439.579 | 522.6015 | 655.7933 | 693.4778 | 778.8348 | 886.9396 | 941.8503 | 1025.6113 | 1023.8387 | 1102.6862 | 1156.3518 | 1235.4297 | 1317.3029
Region | Technology | 2021-22 | 2022-23 | 2023-24 | 2024-25 | 2025-26 | 2026-27 | 2027-28 | 2028-29 | 2029-30 | 2030-31 | 2031-32 | 2032-33 | 2033-34 | 2034-35 | 2035-36 | 2036-37 | 2037-38 | 2038-39 | 2039-40 | 2040-41 | 2041-42
NSW1 | LS Battery pump | 1.6702e-05 | 1.689e-05 | 1.6769e-05 | 1.6776e-05 | 1.6508e-05 | 2.0456e-05 | 2.9209e-05 | 3.7848e-05 | 3.8381e-05 | 0.00010489 | 522.3478 | 498.5862 | 1284.3164 | 1250.6102 | 2236.9282 | 2439.1663 | 2384.915 | 2401.081 | 3305.0417 | 3218.818 | 3291.8499
NSW1 | Pumped Hydro Pump | 32.6545 | 73.6528 | 31.3657 | 1831.6202 | 4899.6588 | 4015.1479 | 5061.3891 | 5712.3876 | 7554.0501 | 8607.0772 | 8437.849 | 9106.4432 | 8532.7724 | 8412.3653 | 9329.1124 | 10925.7397 | 12147.0955 | 11543.5777 | 11873.3082 | 12065.1198 | 11912.284
NSW1 | VPP pump | 12.1533 | 16.3332 | 16.9614 | 36.9879 | 60.4372 | 83.0747 | 96.0806 | 115.9853 | 158.342 | 191.4546 | 234.0311 | 237.1383 | 265.6872 | 297.5892 | 319.9084 | 340.74 | 343.5986 | 371.3299 | 390.9752 | 409.1224 | 437.0583
Region | Technology | 2021-22 | 2022-23 | 2023-24 | 2024-25 | 2025-26 | 2026-27 | 2027-28 | 2028-29 | 2029-30 | 2030-31 | 2031-32 | 2032-33 | 2033-34 | 2034-35 | 2035-36 | 2036-37 | 2037-38 | 2038-39 | 2039-40 | 2040-41 | 2041-42
QLD1 | LS Battery pump | 33.5324 | 34.0398 | 34.8062 | 39.2531 | 42.7656 | 41.872 | 39.3622 | 38.7555 | 39.6003 | 38.475 | 39.1396 | 39.0941 | 38.1275 | 38.4669 | 567.897 | 1656.2952 | 1605.8223 | 1610.2576 | 1605.0395 | 1604.9261 | 1606.7883
QLD1 | Pumped Hydro Pump | 49.8988 | 47.5466 | 16.5229 | 452.3793 | 463.9661 | 489.0864 | 331.247 | 515.0655 | 694.5332 | 919.3134 | 1019.1327 | 1136.2416 | 1091.0194 | 1065.7583 | 963.2567 | 828.6787 | 2006.8616 | 2001.3133 | 1976.5614 | 1987.3101 | 2040.6106
QLD1 | VPP pump | 5.1148 | 7.124 | 11.0732 | 19.1521 | 30.0841 | 41.5775 | 48.9385 | 62.2316 | 86.9607 | 95.6678 | 130.8242 | 153.395 | 175.1844 | 208.2326 | 212.8264 | 242.6733 | 237.5743 | 255.5559 | 274.8157 | 299.194 | 315.6468
Region | Technology | 2021-22 | 2022-23 | 2023-24 | 2024-25 | 2025-26 | 2026-27 | 2027-28 | 2028-29 | 2029-30 | 2030-31 | 2031-32 | 2032-33 | 2033-34 | 2034-35 | 2035-36 | 2036-37 | 2037-38 | 2038-39 | 2039-40 | 2040-41 | 2041-42
VIC1 | LS Battery pump | 49.7434 | 51.466 | 49.7443 | 56.147 | 66.0303 | 61.5282 | 57.2895 | 51.9713 | 58.6205 | 56.0505 | 51.5464 | 47.0336 | 9.2117 | 9.0895 | 9.1496 | 8.9032 | 8.2756 | 8.4003 | 707.9576 | 709.566 | 1009.2735
VIC1 | Pumped Hydro Pump | 0 | 0 | 2.081e-05 | 2.6296e-05 | 2.7834e-05 | 3.5329e-05 | 3.338e-05 | 4.8113e-05 | 6.1132e-05 | 20.3294 | 620.9735 | 1937.3334 | 2013.3405 | 2076.771 | 2432.3206 | 2834.3328 | 3135.8137 | 3190.1382 | 3745.795 | 3538.5479 | 4885.5615
VIC1 | VPP pump | 7.4492 | 12.0742 | 16.6843 | 27.512 | 45.5202 | 59.6962 | 72.7921 | 92.2906 | 134.5074 | 162.9308 | 202.1812 | 211.8772 | 237.9499 | 270.9402 | 292.5947 | 316.8248 | 314.9088 | 341.4851 | 352.0485 | 381.3727 | 410.9445
Region | Technology | 2021-22 | 2022-23 | 2023-24 | 2024-25 | 2025-26 | 2026-27 | 2027-28 | 2028-29 | 2029-30 | 2030-31 | 2031-32 | 2032-33 | 2033-34 | 2034-35 | 2035-36 | 2036-37 | 2037-38 | 2038-39 | 2039-40 | 2040-41 | 2041-42
SA1 | LS Battery pump | 134.9635 | 139.2125 | 143.0822 | 143.5116 | 160.6095 | 154.2154 | 137.6102 | 127.1387 | 134.7375 | 303.6675 | 738.0417 | 718.0209 | 708.7317 | 679.4483 | 681.2014 | 1440.6276 | 1435.0036 | 1430.5098 | 1787.7163 | 1756.6257 | 2501.2605
SA1 | Pumped Hydro Pump | 0 | 0 | 1.5539e-05 | 1.5208e-05 | 1.5629e-05 | 1.8249e-05 | 1.8211e-05 | 2.1292e-05 | 2.1496e-05 | 2.3354e-05 | 2.7574e-05 | 3.9772e-05 | 3.901e-05 | 3.9632e-05 | 4.8635e-05 | 5.5305e-05 | 6.1805e-05 | 6.2078e-05 | 6.9709e-05 | 7.0706e-05 | 8.6482e-05
SA1 | VPP pump | 7.6867 | 13.9633 | 18.3869 | 22.3966 | 30.4874 | 36.1879 | 38.264 | 45.8273 | 57.4422 | 68.8659 | 81.2994 | 81.93 | 89.5979 | 98.0907 | 102.851 | 108.4544 | 111.8364 | 116.2162 | 119.869 | 126.0748 | 131.0376
Region | Technology | 2021-22 | 2022-23 | 2023-24 | 2024-25 | 2025-26 | 2026-27 | 2027-28 | 2028-29 | 2029-30 | 2030-31 | 2031-32 | 2032-33 | 2033-34 | 2034-35 | 2035-36 | 2036-37 | 2037-38 | 2038-39 | 2039-40 | 2040-41 | 2041-42
TAS1 | LS Battery pump | 1.6792e-05 | 1.7588e-05 | 1.7314e-05 | 1.7538e-05 | 1.8894e-05 | 2.6176e-05 | 3.5019e-05 | 3.9025e-05 | 3.9057e-05 | 6.7535e-05 | 7.3438e-05 | 7.3585e-05 | 7.4087e-05 | 7.5106e-05 | 8.8375e-05 | 8.8838e-05 | 0.00010755 | 0.00010821 | 0.00014186 | 0.00014297 | 0.00020559
TAS1 | Pumped Hydro Pump | 0 | 0 | 4.4383e-05 | 4.7088e-05 | 5.653e-05 | 6.0317e-05 | 6.3681e-05 | 6.811e-05 | 7.1959e-05 | 7.7246e-05 | 8.7943e-05 | 9.435e-05 | 9.8739e-05 | 0.00010672 | 0.00013766 | 0.00013825 | 0.0001705 | 0.00017111 | 0.00020082 | 0.00020211 | 0.00037955
TAS1 | VPP pump | 0.17295 | 0.5644 | 0.46842 | 0.87941 | 1.096 | 1.5923 | 1.3289 | 1.9907 | 2.3266 | 3.6823 | 7.4573 | 9.1374 | 10.4155 | 12.0869 | 13.6697 | 16.9188 | 15.9206 | 18.0991 | 18.6433 | 19.6658 | 22.6158
Non-controllable generation
Region | Technology | 2021-22 | 2022-23 | 2023-24 | 2024-25 | 2025-26 | 2026-27 | 2027-28 | 2028-29 | 2029-30 | 2030-31 | 2031-32 | 2032-33 | 2033-34 | 2034-35 | 2035-36 | 2036-37 | 2037-38 | 2038-39 | 2039-40 | 2040-41 | 2041-42
NEM | Distributed PV | 19806.2366 | 22075.8334 | 24597.931 | 24495.2686 | 26121.4357 | 29145.571 | 31443.3512 | 31387.2818 | 33792.6348 | 36138.2152 | 37766.4199 | 40004.5703 | 38463.2746 | 39796.5277 | 43088.4306 | 45055.8436 | 43940.2877 | 46671.9446 | 49638.4057 | 51514.8771 | 53855.6947
NEM | Behind the meter battery | 247.8193 | 292.2161 | 337.0186 | 383.5276 | 439.4406 | 507.2679 | 566.8995 | 550.7232 | 660.5981 | 756.9063 | 903.6379 | 1022.2201 | 1108.5823 | 1178.0546 | 1238.6915 | 1292.3624 | 1213.8101 | 1345.9259 | 1381.0283 | 1419.2539 | 1451.8232
NEM | Behind the meter battery pump | 247.8013 | 292.3365 | 337.0188 | 383.845 | 439.8815 | 507.0493 | 566.7005 | 550.8811 | 660.4487 | 754.8095 | 902.3236 | 1021.5284 | 1106.8945 | 1175.1614 | 1238.0402 | 1292.8986 | 1212.1652 | 1344.6355 | 1376.7537 | 1416.5773 | 1450.2735
Region | Technology | 2021-22 | 2022-23 | 2023-24 | 2024-25 | 2025-26 | 2026-27 | 2027-28 | 2028-29 | 2029-30 | 2030-31 | 2031-32 | 2032-33 | 2033-34 | 2034-35 | 2035-36 | 2036-37 | 2037-38 | 2038-39 | 2039-40 | 2040-41 | 2041-42
NSW1 | Distributed PV | 5673.3703 | 6412.8927 | 6878.7595 | 6856.1856 | 7147.041 | 8117.8475 | 8486.9164 | 8465.0738 | 8806.4978 | 9589.4696 | 10407.7388 | 10917.3214 | 10646.7086 | 10920.3883 | 12130.5407 | 12541.613 | 12451.4626 | 12772.5282 | 13777.2001 | 14863.4356 | 15368.1111
NSW1 | Behind the meter battery | 92.988 | 105.206 | 120.3862 | 140.0136 | 164.1707 | 191.6677 | 212.1376 | 202.3852 | 238.2391 | 269.5533 | 316.6261 | 352.9966 | 376.7232 | 398.1023 | 416.3451 | 434.6361 | 406.629 | 444.8159 | 455.8576 | 466.5848 | 477.69
NSW1 | Behind the meter battery pump | 92.9929 | 105.2217 | 120.4088 | 140.1854 | 164.3225 | 191.4449 | 212.0835 | 202.6309 | 238.2338 | 268.5626 | 316.2872 | 352.8713 | 375.6512 | 397.1638 | 415.8024 | 434.6619 | 406.2156 | 444.2952 | 454.3228 | 465.7311 | 477.2067
Region | Technology | 2021-22 | 2022-23 | 2023-24 | 2024-25 | 2025-26 | 2026-27 | 2027-28 | 2028-29 | 2029-30 | 2030-31 | 2031-32 | 2032-33 | 2033-34 | 2034-35 | 2035-36 | 2036-37 | 2037-38 | 2038-39 | 2039-40 | 2040-41 | 2041-42
QLD1 | Distributed PV | 6191.6312 | 6950.4969 | 7496.9969 | 7477.3729 | 8009.6547 | 8825.3219 | 9335.864 | 8917.4125 | 9921.082 | 10593.0797 | 11430.4527 | 11909.1829 | 11788.7845 | 12528.1936 | 13627.1693 | 14173.0366 | 13300.3858 | 14603.4997 | 15383.7155 | 16303.874 | 16628.1076
QLD1 | Behind the meter battery | 47.1655 | 52.8571 | 61.5866 | 73.0017 | 85.3913 | 99.9047 | 111.9777 | 108.8379 | 129.3675 | 153.3285 | 190.1192 | 222.1175 | 246.4817 | 267.1873 | 285.6617 | 301.0495 | 286.0933 | 322.1576 | 335.9733 | 346.9233 | 359.1095
QLD1 | Behind the meter battery pump | 47.1813 | 52.869 | 61.5457 | 73.0099 | 85.461 | 99.8716 | 111.9921 | 108.8663 | 129.3489 | 153.0496 | 189.7694 | 221.8584 | 246.0253 | 266.5063 | 285.3518 | 301.0479 | 285.8344 | 321.973 | 334.9752 | 346.2719 | 358.7807
Region | Technology | 2021-22 | 2022-23 | 2023-24 | 2024-25 | 2025-26 | 2026-27 | 2027-28 | 2028-29 | 2029-30 | 2030-31 | 2031-32 | 2032-33 | 2033-34 | 2034-35 | 2035-36 | 2036-37 | 2037-38 | 2038-39 | 2039-40 | 2040-41 | 2041-42
VIC1 | Distributed PV | 4717.7407 | 5389.6613 | 6621.4762 | 6691.2049 | 7422.069 | 8509.1621 | 9599.0492 | 9982.8764 | 10738.0011 | 11462.6085 | 11436.9069 | 12445.924 | 11490.3232 | 11742.0473 | 12540.6976 | 13233.2274 | 13060.5817 | 13883.3199 | 14811.0215 | 14753.0161 | 16001.5033
VIC1 | Behind the meter battery | 53.3089 | 64.6827 | 75.7162 | 87.7173 | 103.3214 | 123.4269 | 144.2804 | 146.3816 | 184.517 | 216.1162 | 262.0884 | 300.6989 | 331.6471 | 355.172 | 374.6948 | 392.2426 | 369.4806 | 411.6127 | 421.1066 | 434.5414 | 442.138
VIC1 | Behind the meter battery pump | 53.2652 | 64.7097 | 75.7174 | 87.7926 | 103.4847 | 123.4202 | 144.1964 | 146.2658 | 184.4211 | 215.5741 | 261.7067 | 300.4479 | 331.6762 | 353.9435 | 375.0675 | 392.7858 | 368.6757 | 411.1532 | 419.8022 | 433.7002 | 441.5589
Region | Technology | 2021-22 | 2022-23 | 2023-24 | 2024-25 | 2025-26 | 2026-27 | 2027-28 | 2028-29 | 2029-30 | 2030-31 | 2031-32 | 2032-33 | 2033-34 | 2034-35 | 2035-36 | 2036-37 | 2037-38 | 2038-39 | 2039-40 | 2040-41 | 2041-42
SA1 | Distributed PV | 2943.5781 | 3030.2407 | 3278.0575 | 3158.1929 | 3221.3756 | 3341.2822 | 3648.6839 | 3617.9664 | 3901.0864 | 4037.5849 | 4032.8399 | 4238.1327 | 4063.5643 | 4119.007 | 4265.6201 | 4562.9676 | 4527.0248 | 4777.7216 | 4982.0432 | 4915.6677 | 5140.4478
SA1 | Behind the meter battery | 46.7661 | 60.6674 | 69.1599 | 70.4867 | 72.2995 | 75.6154 | 79.3666 | 74.4677 | 86.1449 | 93.3655 | 106.6278 | 115.8822 | 121.2213 | 124.2517 | 127.9284 | 129.4251 | 119.5114 | 131.6647 | 132.4205 | 134.7114 | 136.1546
SA1 | Behind the meter battery pump | 46.7767 | 60.7286 | 69.1819 | 70.5397 | 72.3476 | 75.6945 | 79.3361 | 74.49 | 86.1259 | 93.1294 | 106.4615 | 115.7903 | 121.0672 | 124.2692 | 127.7884 | 129.3778 | 119.3947 | 131.5583 | 132.0741 | 134.4402 | 136.0225
Region | Technology | 2021-22 | 2022-23 | 2023-24 | 2024-25 | 2025-26 | 2026-27 | 2027-28 | 2028-29 | 2029-30 | 2030-31 | 2031-32 | 2032-33 | 2033-34 | 2034-35 | 2035-36 | 2036-37 | 2037-38 | 2038-39 | 2039-40 | 2040-41 | 2041-42
TAS1 | Distributed PV | 279.9163 | 292.5419 | 322.641 | 312.3123 | 321.2953 | 351.9573 | 372.8376 | 403.9527 | 425.9675 | 455.4724 | 458.4815 | 494.0093 | 473.894 | 486.8915 | 524.4028 | 544.9991 | 600.8328 | 634.8752 | 684.4254 | 678.8837 | 717.525
TAS1 | Behind the meter battery | 7.5908 | 8.8028 | 10.1696 | 12.3083 | 14.2576 | 16.6533 | 19.1372 | 18.6509 | 22.3297 | 24.5427 | 28.1765 | 30.5249 | 32.5091 | 33.3413 | 34.0615 | 35.009 | 32.0958 | 35.675 | 35.6703 | 36.493 | 36.731
TAS1 | Behind the meter battery pump | 7.5851 | 8.8074 | 10.165 | 12.3173 | 14.2658 | 16.618 | 19.0924 | 18.6279 | 22.319 | 24.4937 | 28.0987 | 30.5604 | 32.4746 | 33.2785 | 34.0301 | 35.0254 | 32.0448 | 35.6559 | 35.5795 | 36.4339 | 36.7046
Ernst & Young’s liability is limited by a scheme approved under Professional Standards Legislation

## BaseCase_Capacity
Installed capacity by technology (MW) - Base Case, Central Scenario
Capacity calculated on 1 July. In early study years some wind and solar projects enter later in the financial year and are reflected in the following financial year's capacity.
Explicitly modelled generation
Region | Technology | 2021-22 | 2022-23 | 2023-24 | 2024-25 | 2025-26 | 2026-27 | 2027-28 | 2028-29 | 2029-30 | 2030-31 | 2031-32 | 2032-33 | 2033-34 | 2034-35 | 2035-36 | 2036-37 | 2037-38 | 2038-39 | 2039-40 | 2040-41 | 2041-42
NEM | Black Coal | 18366 | 17891 | 16416 | 15210.0207 | 13704.1365 | 13392.7988 | 12901.5983 | 12486.4056 | 12484.5819 | 12484.5819 | 12484.5819 | 10687.5107 | 10687.5107 | 10687.5107 | 7096 | 6396 | 5246 | 5246 | 5246 | 5246 | 5246
NEM | Brown Coal | 4820 | 4835 | 4835 | 4683.9504 | 4683.9504 | 4683.9504 | 4683.9504 | 4683.9504 | 4466.6632 | 4135 | 3760 | 3385 | 3385 | 3385 | 3385 | 3385 | 3385 | 3385 | 3385 | 3385 | 3385
NEM | CCGT | 3055 | 3055 | 3055 | 2487 | 2487 | 2487 | 2487 | 2487 | 2487 | 2487 | 2487 | 2487 | 2487 | 2487 | 2487 | 2102 | 1573 | 1573 | 1430 | 1430 | 1430
NEM | Gas - Steam | 1864 | 1864 | 1384 | 84 | 84 | 84 | 84 | 84 | 84 | 84 | 84 | 84 | 84 | 84 | 84 | 84 | 84 | 84 | 84 | 84 | 84
NEM | OCGT / Diesel | 6741 | 6741 | 6741 | 6546.8921 | 6546.8921 | 6546.8921 | 6546.8921 | 6546.8921 | 5894.8924 | 5894.8924 | 5894.8924 | 5894.8921 | 5432.8921 | 5332.0009 | 5202.0009 | 5202.0009 | 5202.0009 | 4762.0009 | 4762.0009 | 4762.0009 | 4762.0009
NEM | Hydro | 7364.9 | 7364.9 | 7364.9 | 7364.9 | 7364.9 | 7364.9 | 7364.9 | 7364.9 | 7364.9 | 7364.9 | 7364.9 | 7364.9 | 7364.9 | 7364.9 | 7364.9 | 7364.9 | 7278.9 | 7278.9 | 7278.9 | 7278.9 | 7278.9
NEM | Wind | 9260 | 9346 | 9487.6558 | 9629.3118 | 10058.9743 | 10607.8593 | 11382.7385 | 12661.01 | 13496.8539 | 13526.1816 | 13667.1075 | 16450.9482 | 16497.6667 | 16915.3112 | 21589.3886 | 23034.1821 | 26972.2352 | 26580.2939 | 27162.0498 | 27334.6947 | 28687.3817
NEM | Solar PV | 6097 | 6302 | 6302 | 6302 | 6302 | 6337.5075 | 6730.2738 | 6831.5001 | 6831.5001 | 6831.5001 | 7129.5492 | 9032.4456 | 9713.3211 | 9713.3212 | 11102.0958 | 12401.6142 | 15056.6117 | 15437.204 | 15683.7374 | 16942.5079 | 17997.9061
NEM | LS Battery | 300 | 300 | 300 | 300 | 300 | 300 | 300 | 300 | 300 | 376.7895 | 1026.6641 | 1026.6641 | 1519.3347 | 1494.3347 | 2524.4036 | 3967.6979 | 3967.6979 | 3967.6979 | 5443.5026 | 5443.5026 | 6244.1082
NEM | Pumped Hydro | 810 | 810 | 810 | 810 | 2850 | 2850 | 2850 | 2850 | 2850 | 2854.3241 | 2983.5625 | 3350.1121 | 3350.1121 | 3366.4052 | 3493.9587 | 4203.1466 | 5068.219 | 5068.219 | 5223.4757 | 5223.4757 | 5695.3589
NEM | VPP | 36.545 | 54.909 | 79.222 | 111.716 | 155.475 | 212.948 | 274.212 | 348.483 | 458.205 | 557.379 | 708.547 | 823.447 | 953.292 | 1081.03 | 1214.079 | 1346.365 | 1479.677 | 1613.916 | 1747.369 | 1881.885 | 2021.695
Total excluding storage |  | 57567.9 | 57398.9 | 55585.5558 | 52308.075 | 51231.8534 | 51504.9081 | 52181.3531 | 53145.6582 | 53110.3915 | 52808.0561 | 52872.031 | 55386.6967 | 55652.2907 | 55969.044 | 58310.3853 | 59969.6971 | 64797.7478 | 64346.3987 | 65031.6881 | 66463.1035 | 68871.1886
Region | Technology | 2021-22 | 2022-23 | 2023-24 | 2024-25 | 2025-26 | 2026-27 | 2027-28 | 2028-29 | 2029-30 | 2030-31 | 2031-32 | 2032-33 | 2033-34 | 2034-35 | 2035-36 | 2036-37 | 2037-38 | 2038-39 | 2039-40 | 2040-41 | 2041-42
NSW1 | Black Coal | 10240 | 9765 | 8290 | 7595.7474 | 6406.6258 | 6095.288 | 5888.8949 | 5888.8949 | 5887.0711 | 5887.0711 | 5887.0711 | 4090 | 4090 | 4090 | 1350 | 1350 | 1350 | 1350 | 1350 | 1350 | 1350
NSW1 | Brown Coal | 0 | 0 | 0 | 0 | 0 | 0 | 0 | 0 | 0 | 0 | 0 | 0 | 0 | 0 | 0 | 0 | 0 | 0 | 0 | 0 | 0
NSW1 | CCGT | 625 | 625 | 625 | 625 | 625 | 625 | 625 | 625 | 625 | 625 | 625 | 625 | 625 | 625 | 625 | 625 | 625 | 625 | 625 | 625 | 625
NSW1 | Gas - Steam | 0 | 0 | 0 | 0 | 0 | 0 | 0 | 0 | 0 | 0 | 0 | 0 | 0 | 0 | 0 | 0 | 0 | 0 | 0 | 0 | 0
NSW1 | OCGT / Diesel | 1438 | 1438 | 1438 | 1438 | 1438 | 1438 | 1438 | 1438 | 1438 | 1438 | 1438 | 1438 | 1438 | 1438 | 1388 | 1388 | 1388 | 1388 | 1388 | 1388 | 1388
NSW1 | Hydro | 2585 | 2585 | 2585 | 2585 | 2585 | 2585 | 2585 | 2585 | 2585 | 2585 | 2585 | 2585 | 2585 | 2585 | 2585 | 2585 | 2585 | 2585 | 2585 | 2585 | 2585
NSW1 | Wind | 2137 | 2137 | 2137 | 2137 | 2137 | 2137 | 2137 | 2137 | 2137 | 2137 | 2137 | 3245.371 | 3345.371 | 3625.86 | 6417.1588 | 6405.1859 | 6580.1422 | 6378.1422 | 6636.6397 | 6275.6397 | 7340.4941
NSW1 | Solar PV | 2282 | 2432 | 2432 | 2432 | 2432 | 2432 | 2432 | 2432 | 2432 | 2432 | 2730.0491 | 4428.7742 | 5109.6497 | 5109.6497 | 6251.8429 | 6251.8431 | 8709.6497 | 8559.6497 | 8799.0978 | 8932.3613 | 9493.5244
NSW1 | LS Battery | 0 | 0 | 0 | 0 | 0 | 0 | 0 | 0 | 0 | 0 | 339.4469 | 339.4469 | 887.117 | 887.117 | 1560.0511 | 1711.9669 | 1711.9669 | 1711.9669 | 2370.0315 | 2370.0315 | 2370.0315
NSW1 | Pumped Hydro | 240 | 240 | 240 | 240 | 2280 | 2280 | 2280 | 2280 | 2280 | 2280 | 2280 | 2280 | 2280 | 2280 | 2280.0001 | 2850.4834 | 3258.5409 | 3258.5409 | 3258.5409 | 3258.5409 | 3258.5409
NSW1 | VPP | 13.897 | 19.697 | 29.162 | 42.001 | 59.431 | 81.633 | 103.019 | 129.604 | 168.832 | 203.169 | 255.242 | 292.839 | 337.193 | 380.779 | 426.084 | 469.969 | 513.223 | 556.711 | 599.309 | 642.059 | 686.952
Total excluding storage |  | 19307 | 18982 | 17507 | 16812.7474 | 15623.6258 | 15312.288 | 15105.8949 | 15105.8949 | 15104.0711 | 15104.0711 | 15402.1202 | 16412.1452 | 17193.0207 | 17473.5097 | 18617.0017 | 18605.029 | 21237.7919 | 20885.7919 | 21383.7375 | 21156.001 | 22782.0185
Region | Technology | 2021-22 | 2022-23 | 2023-24 | 2024-25 | 2025-26 | 2026-27 | 2027-28 | 2028-29 | 2029-30 | 2030-31 | 2031-32 | 2032-33 | 2033-34 | 2034-35 | 2035-36 | 2036-37 | 2037-38 | 2038-39 | 2039-40 | 2040-41 | 2041-42
QLD1 | Black Coal | 8126 | 8126 | 8126 | 7614.2733 | 7297.5107 | 7297.5107 | 7012.7034 | 6597.5107 | 6597.5107 | 6597.5107 | 6597.5107 | 6597.5107 | 6597.5107 | 6597.5107 | 5746 | 5046 | 3896 | 3896 | 3896 | 3896 | 3896
QLD1 | Brown Coal | 0 | 0 | 0 | 0 | 0 | 0 | 0 | 0 | 0 | 0 | 0 | 0 | 0 | 0 | 0 | 0 | 0 | 0 | 0 | 0 | 0
QLD1 | CCGT | 1513 | 1513 | 1513 | 1333 | 1333 | 1333 | 1333 | 1333 | 1333 | 1333 | 1333 | 1333 | 1333 | 1333 | 1333 | 948 | 948 | 948 | 805 | 805 | 805
QLD1 | Gas - Steam | 84 | 84 | 84 | 84 | 84 | 84 | 84 | 84 | 84 | 84 | 84 | 84 | 84 | 84 | 84 | 84 | 84 | 84 | 84 | 84 | 84
QLD1 | OCGT / Diesel | 1910 | 1910 | 1910 | 1893.8912 | 1893.8912 | 1893.8912 | 1893.8912 | 1893.8912 | 1893.8912 | 1893.8912 | 1893.8912 | 1893.8912 | 1601.8912 | 1501 | 1501 | 1501 | 1501 | 1501 | 1501 | 1501 | 1501
QLD1 | Hydro | 152 | 152 | 152 | 152 | 152 | 152 | 152 | 152 | 152 | 152 | 152 | 152 | 152 | 152 | 152 | 152 | 66 | 66 | 66 | 66 | 66
QLD1 | Wind | 677 | 677 | 677 | 677 | 965.2704 | 1377 | 2047.7235 | 3052.7935 | 3687.8418 | 3687.8418 | 3687.8418 | 4184.0442 | 4184.0442 | 4184.0442 | 5789.3032 | 6979.8972 | 8718.7498 | 8718.7498 | 8718.7498 | 9351.9247 | 9639.7293
QLD1 | Solar PV | 2374 | 2429 | 2429 | 2429 | 2429 | 2464.5075 | 2464.5075 | 2464.5075 | 2464.5075 | 2464.5075 | 2464.5075 | 2464.5075 | 2464.5075 | 2464.5075 | 2711.089 | 3353.3293 | 3347.6164 | 3347.6164 | 3347.6164 | 3347.6164 | 3347.6164
QLD1 | LS Battery | 20 | 20 | 20 | 20 | 20 | 20 | 20 | 20 | 20 | 20 | 20 | 20 | 20.0005 | 20.0005 | 377.1352 | 1121.952 | 1121.952 | 1121.952 | 1121.952 | 1121.952 | 1121.952
QLD1 | Pumped Hydro | 570 | 570 | 570 | 570 | 570 | 570 | 570 | 570 | 570 | 570 | 570 | 570 | 570 | 570 | 570 | 570.0008 | 934.1317 | 934.1317 | 934.1317 | 934.1317 | 934.1317
QLD1 | VPP | 6.283 | 9.038 | 13.648 | 20.047 | 28.646 | 39.92 | 51.776 | 66.05 | 86.234 | 109.423 | 142.449 | 168.902 | 199.702 | 230.441 | 262.576 | 295.532 | 329.475 | 362.967 | 395.859 | 429.33 | 463.784
Total excluding storage |  | 14836 | 14891 | 14891 | 14183.1644 | 14154.6724 | 14601.9095 | 14987.8256 | 15577.703 | 16212.7513 | 16212.7513 | 16212.7513 | 16708.9537 | 16416.9537 | 16316.0625 | 17316.3922 | 18064.2265 | 18561.3662 | 18561.3662 | 18418.3662 | 19051.5411 | 19339.3457
Region | Technology | 2021-22 | 2022-23 | 2023-24 | 2024-25 | 2025-26 | 2026-27 | 2027-28 | 2028-29 | 2029-30 | 2030-31 | 2031-32 | 2032-33 | 2033-34 | 2034-35 | 2035-36 | 2036-37 | 2037-38 | 2038-39 | 2039-40 | 2040-41 | 2041-42
VIC1 | Black Coal | 0 | 0 | 0 | 0 | 0 | 0 | 0 | 0 | 0 | 0 | 0 | 0 | 0 | 0 | 0 | 0 | 0 | 0 | 0 | 0 | 0
VIC1 | Brown Coal | 4820 | 4835 | 4835 | 4683.9504 | 4683.9504 | 4683.9504 | 4683.9504 | 4683.9504 | 4466.6632 | 4135 | 3760 | 3385 | 3385 | 3385 | 3385 | 3385 | 3385 | 3385 | 3385 | 3385 | 3385
VIC1 | CCGT | 0 | 0 | 0 | 0 | 0 | 0 | 0 | 0 | 0 | 0 | 0 | 0 | 0 | 0 | 0 | 0 | 0 | 0 | 0 | 0 | 0
VIC1 | Gas - Steam | 500 | 500 | 500 | 0 | 0 | 0 | 0 | 0 | 0 | 0 | 0 | 0 | 0 | 0 | 0 | 0 | 0 | 0 | 0 | 0 | 0
VIC1 | OCGT / Diesel | 1900 | 1900 | 1900 | 1900 | 1900 | 1900 | 1900 | 1900 | 1900 | 1900 | 1900 | 1900 | 1730 | 1730 | 1730 | 1730 | 1730 | 1290 | 1290 | 1290 | 1290
VIC1 | Hydro | 2219 | 2219 | 2219 | 2219 | 2219 | 2219 | 2219 | 2219 | 2219 | 2219 | 2219 | 2219 | 2219 | 2219 | 2219 | 2219 | 2219 | 2219 | 2219 | 2219 | 2219
VIC1 | Wind | 3818 | 3818 | 3818 | 3818 | 3818 | 3818 | 3818 | 3954.046 | 4108.6863 | 4108.6863 | 4108.6863 | 4257.7345 | 4261.2975 | 4261.2975 | 4518.0006 | 4642.5809 | 5909.9728 | 5530.9999 | 5531 | 5272 | 5272.028
VIC1 | Solar PV | 1088 | 1088 | 1088 | 1088 | 1088 | 1088 | 1480.7663 | 1581.9926 | 1581.9926 | 1581.9926 | 1581.9926 | 1581.9926 | 1581.9926 | 1581.9926 | 1581.9926 | 1581.9926 | 1738.921 | 2269.5133 | 2276.5986 | 3309.5298 | 3803.7648
VIC1 | LS Battery | 75 | 75 | 75 | 75 | 75 | 75 | 75 | 75 | 75 | 75.0001 | 75.0001 | 75.0001 | 20.0001 | 20.0001 | 20.0002 | 20.0004 | 20.0004 | 20.0004 | 547.1028 | 547.1028 | 762.0901
VIC1 | Pumped Hydro | 0 | 0 | 0 | 0 | 0 | 0 | 0 | 0 | 0 | 4.3241 | 133.5625 | 500.1121 | 500.1121 | 516.4052 | 643.9586 | 782.6624 | 875.5464 | 875.5464 | 1030.8031 | 1030.8031 | 1502.6863
VIC1 | VPP | 7.967 | 12.184 | 18.007 | 25.892 | 37.312 | 52.961 | 71.587 | 94.075 | 129.773 | 159.421 | 205.486 | 243.58 | 283.23 | 321.698 | 361.635 | 401.73 | 443.322 | 486.699 | 530.824 | 575.442 | 621.935
Total excluding storage |  | 14345 | 14360 | 14360 | 13708.9504 | 13708.9504 | 13708.9504 | 14101.7167 | 14338.989 | 14276.342 | 13944.6789 | 13569.6789 | 13343.7271 | 13177.29 | 13177.29 | 13433.9932 | 13558.5734 | 14982.8938 | 14694.5132 | 14701.5986 | 15475.5298 | 15969.7929
Region | Technology | 2021-22 | 2022-23 | 2023-24 | 2024-25 | 2025-26 | 2026-27 | 2027-28 | 2028-29 | 2029-30 | 2030-31 | 2031-32 | 2032-33 | 2033-34 | 2034-35 | 2035-36 | 2036-37 | 2037-38 | 2038-39 | 2039-40 | 2040-41 | 2041-42
SA1 | Black Coal | 0 | 0 | 0 | 0 | 0 | 0 | 0 | 0 | 0 | 0 | 0 | 0 | 0 | 0 | 0 | 0 | 0 | 0 | 0 | 0 | 0
SA1 | Brown Coal | 0 | 0 | 0 | 0 | 0 | 0 | 0 | 0 | 0 | 0 | 0 | 0 | 0 | 0 | 0 | 0 | 0 | 0 | 0 | 0 | 0
SA1 | CCGT | 709 | 709 | 709 | 529 | 529 | 529 | 529 | 529 | 529 | 529 | 529 | 529 | 529 | 529 | 529 | 529 | 0 | 0 | 0 | 0 | 0
SA1 | Gas - Steam | 1280 | 1280 | 800 | 0 | 0 | 0 | 0 | 0 | 0 | 0 | 0 | 0 | 0 | 0 | 0 | 0 | 0 | 0 | 0 | 0 | 0
SA1 | OCGT / Diesel | 1315 | 1315 | 1315 | 1315 | 1315 | 1315 | 1315 | 1315 | 663.0003 | 663.0003 | 663.0003 | 663 | 663 | 663 | 583 | 583 | 583 | 583 | 583 | 583 | 583
SA1 | Hydro | 0 | 0 | 0 | 0 | 0 | 0 | 0 | 0 | 0 | 0 | 0 | 0 | 0 | 0 | 0 | 0 | 0 | 0 | 0 | 0 | 0
SA1 | Wind | 2054 | 2140 | 2140 | 2140 | 2140 | 2140 | 2107 | 2107 | 2016 | 1904 | 1904 | 2797.0637 | 2603.0637 | 2603.0637 | 2486.7247 | 2491.1611 | 3110.858 | 3162.7341 | 3345.2561 | 3362.7946 | 3362.7946
SA1 | Solar PV | 353 | 353 | 353 | 353 | 353 | 353 | 353 | 353 | 353 | 353 | 353 | 557.1713 | 557.1713 | 557.1713 | 557.1713 | 1214.4492 | 1260.4246 | 1260.4246 | 1260.4246 | 1352.9999 | 1352.9999
SA1 | LS Battery | 205 | 205 | 205 | 205 | 205 | 205 | 205 | 205 | 205 | 281.7894 | 592.2171 | 592.2171 | 592.2171 | 567.2171 | 567.2171 | 1113.7786 | 1113.7786 | 1113.7786 | 1404.4163 | 1404.4163 | 1990.0345
SA1 | Pumped Hydro | 0 | 0 | 0 | 0 | 0 | 0 | 0 | 0 | 0 | 0 | 0 | 0 | 0 | 0 | 0 | 0 | 0 | 0 | 0 | 0 | 0
SA1 | VPP | 7.403 | 12.575 | 16.369 | 20.818 | 25.878 | 32.539 | 40.105 | 48.895 | 60.853 | 70.614 | 87.129 | 97.388 | 109.546 | 121.655 | 134.326 | 146.657 | 158.138 | 169.176 | 180.255 | 191.186 | 202.356
Total excluding storage |  | 5711 | 5797 | 5317 | 4337 | 4337 | 4337 | 4304 | 4304 | 3561.0003 | 3449.0003 | 3449.0003 | 4546.235 | 4352.235 | 4352.235 | 4155.896 | 4817.6102 | 4954.2826 | 5006.1587 | 5188.6807 | 5298.7946 | 5298.7946
Region | Technology | 2021-22 | 2022-23 | 2023-24 | 2024-25 | 2025-26 | 2026-27 | 2027-28 | 2028-29 | 2029-30 | 2030-31 | 2031-32 | 2032-33 | 2033-34 | 2034-35 | 2035-36 | 2036-37 | 2037-38 | 2038-39 | 2039-40 | 2040-41 | 2041-42
TAS1 | Black Coal | 0 | 0 | 0 | 0 | 0 | 0 | 0 | 0 | 0 | 0 | 0 | 0 | 0 | 0 | 0 | 0 | 0 | 0 | 0 | 0 | 0
TAS1 | Brown Coal | 0 | 0 | 0 | 0 | 0 | 0 | 0 | 0 | 0 | 0 | 0 | 0 | 0 | 0 | 0 | 0 | 0 | 0 | 0 | 0 | 0
TAS1 | CCGT | 208 | 208 | 208 | 0 | 0 | 0 | 0 | 0 | 0 | 0 | 0 | 0 | 0 | 0 | 0 | 0 | 0 | 0 | 0 | 0 | 0
TAS1 | Gas - Steam | 0 | 0 | 0 | 0 | 0 | 0 | 0 | 0 | 0 | 0 | 0 | 0 | 0 | 0 | 0 | 0 | 0 | 0 | 0 | 0 | 0
TAS1 | OCGT / Diesel | 178 | 178 | 178 | 0.00092051 | 0.00092051 | 0.00092051 | 0.00092051 | 0.00092051 | 0.00092051 | 0.0009205 | 0.0009205 | 0.0009205 | 0.0009205 | 0.0009205 | 0.0009205 | 0.0009205 | 0.0009205 | 0.0009205 | 0.0009205 | 0.0009205 | 0.0009205
TAS1 | Hydro | 2408.9 | 2408.9 | 2408.9 | 2408.9 | 2408.9 | 2408.9 | 2408.9 | 2408.9 | 2408.9 | 2408.9 | 2408.9 | 2408.9 | 2408.9 | 2408.9 | 2408.9 | 2408.9 | 2408.9 | 2408.9 | 2408.9 | 2408.9 | 2408.9
TAS1 | Wind | 574 | 574 | 715.6558 | 857.3118 | 998.7039 | 1135.8593 | 1273.015 | 1410.1704 | 1547.3258 | 1688.6535 | 1829.5793 | 1966.7348 | 2103.8904 | 2241.0459 | 2378.2013 | 2515.357 | 2652.5124 | 2789.6678 | 2930.4042 | 3072.3356 | 3072.3356
TAS1 | Solar PV | 0 | 0 | 0 | 0 | 0 | 0 | 0 | 0 | 0 | 0 | 0 | 0 | 0 | 0 | 0 | 0 | 0 | 0 | 0 | 0.00050048 | 0.00050048
TAS1 | LS Battery | 0 | 0 | 0 | 0 | 0 | 0 | 0 | 0 | 0 | 0 | 0 | 0 | 0 | 0 | 0 | 0 | 0 | 0 | 0 | 0 | 0
TAS1 | Pumped Hydro | 0 | 0 | 0 | 0 | 0 | 0 | 0 | 0 | 0 | 0 | 0 | 0 | 0 | 0 | 0 | 0 | 0 | 0 | 0 | 0 | 0
TAS1 | VPP | 0.995 | 1.415 | 2.036 | 2.958 | 4.208 | 5.895 | 7.725 | 9.859 | 12.513 | 14.752 | 18.241 | 20.738 | 23.621 | 26.457 | 29.458 | 32.477 | 35.519 | 38.363 | 41.122 | 43.868 | 46.668
Total excluding storage |  | 3368.9 | 3368.9 | 3510.5558 | 3266.2127 | 3407.6048 | 3544.7603 | 3681.9159 | 3819.0713 | 3956.2267 | 4097.5544 | 4238.4803 | 4375.6357 | 4512.7913 | 4649.9468 | 4787.1022 | 4924.2579 | 5061.4133 | 5198.5687 | 5339.3051 | 5481.237 | 5481.237
Explicitly modelled pumping
Region | Technology | 2021-22 | 2022-23 | 2023-24 | 2024-25 | 2025-26 | 2026-27 | 2027-28 | 2028-29 | 2029-30 | 2030-31 | 2031-32 | 2032-33 | 2033-34 | 2034-35 | 2035-36 | 2036-37 | 2037-38 | 2038-39 | 2039-40 | 2040-41 | 2041-42
NEM | LS Battery pump | 300 | 300 | 300 | 300 | 300 | 300 | 300 | 300 | 300 | 376.7895 | 1026.6641 | 1026.6641 | 1519.3347 | 1494.3347 | 2524.4036 | 3967.6979 | 3967.6979 | 3967.6979 | 5443.5026 | 5443.5026 | 6244.1082
NEM | Pumped Hydro Pump | 1410 | 1410 | 1410 | 1410 | 3450 | 3450 | 3450 | 3450 | 3450 | 3454.3241 | 3583.5625 | 3950.1121 | 3950.1121 | 3966.4052 | 4093.9587 | 4803.1466 | 5668.219 | 5668.219 | 5823.4757 | 5823.4757 | 6295.3589
NEM | VPP pump | 36.545 | 54.909 | 79.222 | 111.716 | 155.475 | 212.948 | 274.212 | 348.483 | 458.205 | 557.379 | 708.547 | 823.447 | 953.292 | 1081.03 | 1214.079 | 1346.365 | 1479.677 | 1613.916 | 1747.369 | 1881.885 | 2021.695
Region | Technology | 2021-22 | 2022-23 | 2023-24 | 2024-25 | 2025-26 | 2026-27 | 2027-28 | 2028-29 | 2029-30 | 2030-31 | 2031-32 | 2032-33 | 2033-34 | 2034-35 | 2035-36 | 2036-37 | 2037-38 | 2038-39 | 2039-40 | 2040-41 | 2041-42
NSW1 | LS Battery pump | 0 | 0 | 0 | 0 | 0 | 0 | 0 | 0 | 0 | 0 | 339.4469 | 339.4469 | 887.117 | 887.117 | 1560.0511 | 1711.9669 | 1711.9669 | 1711.9669 | 2370.0315 | 2370.0315 | 2370.0315
NSW1 | Pumped Hydro Pump | 840 | 840 | 840 | 840 | 2880 | 2880 | 2880 | 2880 | 2880 | 2880 | 2880 | 2880 | 2880 | 2880 | 2880.0001 | 3450.4834 | 3858.5409 | 3858.5409 | 3858.5409 | 3858.5409 | 3858.5409
NSW1 | VPP pump | 13.897 | 19.697 | 29.162 | 42.001 | 59.431 | 81.633 | 103.019 | 129.604 | 168.832 | 203.169 | 255.242 | 292.839 | 337.193 | 380.779 | 426.084 | 469.969 | 513.223 | 556.711 | 599.309 | 642.059 | 686.952
Region | Technology | 2021-22 | 2022-23 | 2023-24 | 2024-25 | 2025-26 | 2026-27 | 2027-28 | 2028-29 | 2029-30 | 2030-31 | 2031-32 | 2032-33 | 2033-34 | 2034-35 | 2035-36 | 2036-37 | 2037-38 | 2038-39 | 2039-40 | 2040-41 | 2041-42
QLD1 | LS Battery pump | 20 | 20 | 20 | 20 | 20 | 20 | 20 | 20 | 20 | 20 | 20 | 20 | 20.0005 | 20.0005 | 377.1352 | 1121.952 | 1121.952 | 1121.952 | 1121.952 | 1121.952 | 1121.952
QLD1 | Pumped Hydro Pump | 570 | 570 | 570 | 570 | 570 | 570 | 570 | 570 | 570 | 570 | 570 | 570 | 570 | 570 | 570 | 570.0008 | 934.1317 | 934.1317 | 934.1317 | 934.1317 | 934.1317
QLD1 | VPP pump | 6.283 | 9.038 | 13.648 | 20.047 | 28.646 | 39.92 | 51.776 | 66.05 | 86.234 | 109.423 | 142.449 | 168.902 | 199.702 | 230.441 | 262.576 | 295.532 | 329.475 | 362.967 | 395.859 | 429.33 | 463.784
Region | Technology | 2021-22 | 2022-23 | 2023-24 | 2024-25 | 2025-26 | 2026-27 | 2027-28 | 2028-29 | 2029-30 | 2030-31 | 2031-32 | 2032-33 | 2033-34 | 2034-35 | 2035-36 | 2036-37 | 2037-38 | 2038-39 | 2039-40 | 2040-41 | 2041-42
VIC1 | LS Battery pump | 75 | 75 | 75 | 75 | 75 | 75 | 75 | 75 | 75 | 75.0001 | 75.0001 | 75.0001 | 20.0001 | 20.0001 | 20.0002 | 20.0004 | 20.0004 | 20.0004 | 547.1028 | 547.1028 | 762.0901
VIC1 | Pumped Hydro Pump | 0 | 0 | 0 | 0 | 0 | 0 | 0 | 0 | 0 | 4.3241 | 133.5625 | 500.1121 | 500.1121 | 516.4052 | 643.9586 | 782.6624 | 875.5464 | 875.5464 | 1030.8031 | 1030.8031 | 1502.6863
VIC1 | VPP pump | 7.967 | 12.184 | 18.007 | 25.892 | 37.312 | 52.961 | 71.587 | 94.075 | 129.773 | 159.421 | 205.486 | 243.58 | 283.23 | 321.698 | 361.635 | 401.73 | 443.322 | 486.699 | 530.824 | 575.442 | 621.935
Region | Technology | 2021-22 | 2022-23 | 2023-24 | 2024-25 | 2025-26 | 2026-27 | 2027-28 | 2028-29 | 2029-30 | 2030-31 | 2031-32 | 2032-33 | 2033-34 | 2034-35 | 2035-36 | 2036-37 | 2037-38 | 2038-39 | 2039-40 | 2040-41 | 2041-42
SA1 | LS Battery pump | 205 | 205 | 205 | 205 | 205 | 205 | 205 | 205 | 205 | 281.7894 | 592.2171 | 592.2171 | 592.2171 | 567.2171 | 567.2171 | 1113.7786 | 1113.7786 | 1113.7786 | 1404.4163 | 1404.4163 | 1990.0345
SA1 | Pumped Hydro Pump | 0 | 0 | 0 | 0 | 0 | 0 | 0 | 0 | 0 | 0 | 0 | 0 | 0 | 0 | 0 | 0 | 0 | 0 | 0 | 0 | 0
SA1 | VPP pump | 7.403 | 12.575 | 16.369 | 20.818 | 25.878 | 32.539 | 40.105 | 48.895 | 60.853 | 70.614 | 87.129 | 97.388 | 109.546 | 121.655 | 134.326 | 146.657 | 158.138 | 169.176 | 180.255 | 191.186 | 202.356
Region | Technology | 2021-22 | 2022-23 | 2023-24 | 2024-25 | 2025-26 | 2026-27 | 2027-28 | 2028-29 | 2029-30 | 2030-31 | 2031-32 | 2032-33 | 2033-34 | 2034-35 | 2035-36 | 2036-37 | 2037-38 | 2038-39 | 2039-40 | 2040-41 | 2041-42
TAS1 | LS Battery pump | 0 | 0 | 0 | 0 | 0 | 0 | 0 | 0 | 0 | 0 | 0 | 0 | 0 | 0 | 0 | 0 | 0 | 0 | 0 | 0 | 0
TAS1 | Pumped Hydro Pump | 0 | 0 | 0 | 0 | 0 | 0 | 0 | 0 | 0 | 0 | 0 | 0 | 0 | 0 | 0 | 0 | 0 | 0 | 0 | 0 | 0
TAS1 | VPP pump | 0.995 | 1.415 | 2.036 | 2.958 | 4.208 | 5.895 | 7.725 | 9.859 | 12.513 | 14.752 | 18.241 | 20.738 | 23.621 | 26.457 | 29.458 | 32.477 | 35.519 | 38.363 | 41.122 | 43.868 | 46.668
Non-controllable capacity
Region | Technology | 2021-22 | 2022-23 | 2023-24 | 2024-25 | 2025-26 | 2026-27 | 2027-28 | 2028-29 | 2029-30 | 2030-31 | 2031-32 | 2032-33 | 2033-34 | 2034-35 | 2035-36 | 2036-37 | 2037-38 | 2038-39 | 2039-40 | 2040-41 | 2041-42
NEM | Distributed PV | 13006.6816 | 14224.8792 | 15292.6597 | 16381.0803 | 17541.1041 | 18602.7398 | 19662.1092 | 20484.5331 | 21073.2893 | 21631.3933 | 22277.9233 | 22963.9359 | 23877.2686 | 24756.3331 | 25651.8935 | 26434.6046 | 27315.8111 | 27968.2454 | 28626.6322 | 29309.9993 | 29924.0702
NEM | Behind the meter battery | 544.7063 | 647.2898 | 764.1754 | 905.5329 | 1081.2477 | 1289.8886 | 1455.7293 | 1635.5692 | 1925.2493 | 2247.0466 | 2756.6468 | 3073.6479 | 3416.7241 | 3717.4195 | 4007.2497 | 4270.9306 | 4520.1256 | 4758.3449 | 4983.7003 | 5201.9156 | 5423.6103
NEM | Behind the meter battery pump | 544.7063 | 647.2898 | 764.1754 | 905.5329 | 1081.2477 | 1289.8886 | 1455.7293 | 1635.5692 | 1925.2493 | 2247.0466 | 2756.6468 | 3073.6479 | 3416.7241 | 3717.4195 | 4007.2497 | 4270.9306 | 4520.1256 | 4758.3449 | 4983.7003 | 5201.9156 | 5423.6103
Region | Technology | 2021-22 | 2022-23 | 2023-24 | 2024-25 | 2025-26 | 2026-27 | 2027-28 | 2028-29 | 2029-30 | 2030-31 | 2031-32 | 2032-33 | 2033-34 | 2034-35 | 2035-36 | 2036-37 | 2037-38 | 2038-39 | 2039-40 | 2040-41 | 2041-42
NSW1 | Distributed PV | 3737.71 | 4047.0972 | 4276.3001 | 4511.1261 | 4815.3821 | 5044.3135 | 5278.3342 | 5484.2823 | 5684.085 | 5871.6786 | 6088.9363 | 6310.131 | 6601.7031 | 6885.3973 | 7196.653 | 7481.676 | 7799.1989 | 8038.4142 | 8273.8079 | 8514.1819 | 8722.285
NSW1 | Behind the meter battery | 206.1993 | 230.6346 | 279.8925 | 339.464 | 412.7784 | 493.9099 | 545.8212 | 606.0891 | 706.1466 | 814.1306 | 985.691 | 1082.5284 | 1195.314 | 1293.4059 | 1388.3948 | 1472.5826 | 1550.4647 | 1624.7499 | 1693.837 | 1760.5049 | 1829.4917
NSW1 | Behind the meter battery pump | 206.1993 | 230.6346 | 279.8925 | 339.464 | 412.7784 | 493.9099 | 545.8212 | 606.0891 | 706.1466 | 814.1306 | 985.691 | 1082.5284 | 1195.314 | 1293.4059 | 1388.3948 | 1472.5826 | 1550.4647 | 1624.7499 | 1693.837 | 1760.5049 | 1829.4917
Region | Technology | 2021-22 | 2022-23 | 2023-24 | 2024-25 | 2025-26 | 2026-27 | 2027-28 | 2028-29 | 2029-30 | 2030-31 | 2031-32 | 2032-33 | 2033-34 | 2034-35 | 2035-36 | 2036-37 | 2037-38 | 2038-39 | 2039-40 | 2040-41 | 2041-42
QLD1 | Distributed PV | 3916.3055 | 4142.5532 | 4336.6096 | 4528.467 | 4727.611 | 4909.4651 | 5088.6729 | 5253.6436 | 5431.4722 | 5610.0033 | 5810.8232 | 6019.4889 | 6302.7184 | 6567.2092 | 6810.6754 | 7014.3019 | 7245.4789 | 7413.5796 | 7586.3036 | 7773.2087 | 7946.4691
QLD1 | Behind the meter battery | 92.6968 | 104.8246 | 129.1608 | 159.0478 | 194.8586 | 236.7154 | 269.058 | 303.0619 | 353.9697 | 433.6516 | 547.3672 | 624.4739 | 711.1408 | 789.3188 | 864.8576 | 936.084 | 1004.8565 | 1069.3706 | 1129.7411 | 1188.7664 | 1247.2822
QLD1 | Behind the meter battery pump | 92.6968 | 104.8246 | 129.1608 | 159.0478 | 194.8586 | 236.7154 | 269.058 | 303.0619 | 353.9697 | 433.6516 | 547.3672 | 624.4739 | 711.1408 | 789.3188 | 864.8576 | 936.084 | 1004.8565 | 1069.3706 | 1129.7411 | 1188.7664 | 1247.2822
Region | Technology | 2021-22 | 2022-23 | 2023-24 | 2024-25 | 2025-26 | 2026-27 | 2027-28 | 2028-29 | 2029-30 | 2030-31 | 2031-32 | 2032-33 | 2033-34 | 2034-35 | 2035-36 | 2036-37 | 2037-38 | 2038-39 | 2039-40 | 2040-41 | 2041-42
VIC1 | Distributed PV | 3384.7909 | 3958.6096 | 4519.9081 | 5093.6761 | 5662.8487 | 6230.9394 | 6797.0106 | 7165.1329 | 7320.8549 | 7460.899 | 7628.0635 | 7808.5128 | 8055.4056 | 8292.8816 | 8553.5922 | 8775.0681 | 9031.8771 | 9223.5199 | 9419.1702 | 9606.5992 | 9787.397
VIC1 | Behind the meter battery | 119.3218 | 144.468 | 174.5968 | 210.8901 | 260.7597 | 322.4057 | 382.0089 | 445.0175 | 550.8241 | 649.2053 | 807.7883 | 920.5261 | 1028.7004 | 1122.1747 | 1211.5736 | 1293.1025 | 1372.2736 | 1450.7954 | 1526.9531 | 1600.9167 | 1676.5616
VIC1 | Behind the meter battery pump | 119.3218 | 144.468 | 174.5968 | 210.8901 | 260.7597 | 322.4057 | 382.0089 | 445.0175 | 550.8241 | 649.2053 | 807.7883 | 920.5261 | 1028.7004 | 1122.1747 | 1211.5736 | 1293.1025 | 1372.2736 | 1450.7954 | 1526.9531 | 1600.9167 | 1676.5616
Region | Technology | 2021-22 | 2022-23 | 2023-24 | 2024-25 | 2025-26 | 2026-27 | 2027-28 | 2028-29 | 2029-30 | 2030-31 | 2031-32 | 2032-33 | 2033-34 | 2034-35 | 2035-36 | 2036-37 | 2037-38 | 2038-39 | 2039-40 | 2040-41 | 2041-42
SA1 | Distributed PV | 1769.3743 | 1860.4858 | 1931.5703 | 2006.2437 | 2079.5262 | 2145.1152 | 2213.1578 | 2286.6978 | 2331.4307 | 2373.5904 | 2422.0252 | 2480.1325 | 2554.8207 | 2631.6817 | 2692.8516 | 2748.4629 | 2801.3577 | 2839.9127 | 2879.8268 | 2931.2379 | 2971.4767
SA1 | Behind the meter battery | 111.749 | 150.7749 | 160.8864 | 172.0398 | 183.3321 | 200.7391 | 217.1638 | 234.1884 | 260.6593 | 289.4781 | 343.7162 | 367.6016 | 395.8256 | 420.5231 | 444.3223 | 465.4332 | 483.4792 | 499.7005 | 515.1527 | 529.6338 | 544.1559
SA1 | Behind the meter battery pump | 111.749 | 150.7749 | 160.8864 | 172.0398 | 183.3321 | 200.7391 | 217.1638 | 234.1884 | 260.6593 | 289.4781 | 343.7162 | 367.6016 | 395.8256 | 420.5231 | 444.3223 | 465.4332 | 483.4792 | 499.7005 | 515.1527 | 529.6338 | 544.1559
Region | Technology | 2021-22 | 2022-23 | 2023-24 | 2024-25 | 2025-26 | 2026-27 | 2027-28 | 2028-29 | 2029-30 | 2030-31 | 2031-32 | 2032-33 | 2033-34 | 2034-35 | 2035-36 | 2036-37 | 2037-38 | 2038-39 | 2039-40 | 2040-41 | 2041-42
TAS1 | Distributed PV | 198.501 | 216.1334 | 228.2716 | 241.5674 | 255.7361 | 272.9066 | 284.9338 | 294.7765 | 305.4465 | 315.222 | 328.075 | 345.6708 | 362.6207 | 379.1633 | 398.1214 | 415.0956 | 437.8985 | 452.8191 | 467.5238 | 484.7715 | 496.4424
TAS1 | Behind the meter battery | 14.7395 | 16.5877 | 19.639 | 24.0912 | 29.5188 | 36.1184 | 41.6774 | 47.2124 | 53.6496 | 60.5811 | 72.0842 | 78.5177 | 85.7432 | 91.997 | 98.1014 | 103.7282 | 109.0516 | 113.7285 | 118.0164 | 122.0938 | 126.1188
TAS1 | Behind the meter battery pump | 14.7395 | 16.5877 | 19.639 | 24.0912 | 29.5188 | 36.1184 | 41.6774 | 47.2124 | 53.6496 | 60.5811 | 72.0842 | 78.5177 | 85.7432 | 91.997 | 98.1014 | 103.7282 | 109.0516 | 113.7285 | 118.0164 | 122.0938 | 126.1188
Ernst & Young’s liability is limited by a scheme approved under Professional Standards Legislation

## BaseCase_VOM Cost
VOM cost by technology ($000s) - Base Case, Central Scenario
VOM | Real June 2019 dollars discounted to 1 July 2019
Explicitly modelled generation
Region | Technology | 2021-22 | 2022-23 | 2023-24 | 2024-25 | 2025-26 | 2026-27 | 2027-28 | 2028-29 | 2029-30 | 2030-31 | 2031-32 | 2032-33 | 2033-34 | 2034-35 | 2035-36 | 2036-37 | 2037-38 | 2038-39 | 2039-40 | 2040-41 | 2041-42
NEM | Black Coal | 330905.412 | 300791.0933 | 289355.3525 | 276059.8654 | 250324.2487 | 225203.1319 | 195330.172 | 181997.8539 | 172710.9546 | 166013.5026 | 156124.1783 | 127714.1411 | 124795.7111 | 117292.2561 | 75003.3484 | 64211.1694 | 48899.3234 | 47371.4093 | 43745.6524 | 40615.9712 | 36545.2014
NEM | Brown Coal | 110212.1115 | 101593.8 | 99282.224 | 90454.068 | 84887.7633 | 78639.8365 | 77036.917 | 71689.5292 | 64470.0305 | 58936.2685 | 52032.896 | 44781.8075 | 41284.509 | 39221.315 | 36209.359 | 34746.777 | 30069.6453 | 29652.5255 | 26742.1865 | 25680.9957 | 25121.795
NEM | CCGT | 14549.1324 | 13743.5581 | 11625.6689 | 4228.5854 | 3881.2279 | 3674.6435 | 3471.6862 | 3568.1941 | 3104.103 | 3088.9412 | 3215.7348 | 13001.4436 | 12689.3456 | 7810.7427 | 13566.8219 | 7329.5593 | 9344.123 | 9874.4849 | 8390.4002 | 8121.8505 | 8318.5627
NEM | Gas - Steam | 2175.4526 | 1683.4936 | 1750.5544 | 397.8802 | 374.6276 | 355.0517 | 332.5482 | 316.2868 | 297.5089 | 281.3127 | 350.2711 | 971.5384 | 997.7336 | 776.855 | 937.5113 | 765.234 | 903.4041 | 813.8592 | 693.9803 | 671.8503 | 693.6878
NEM | OCGT / Diesel | 423.9372 | 432.7387 | 965.3153 | 480.348 | 415.7364 | 491.5928 | 445.7122 | 879.0747 | 453.2625 | 692.751 | 429.9419 | 1524.1014 | 1002.6573 | 949.894 | 2191.6349 | 1554.8968 | 3651.9065 | 2594.025 | 4618.3095 | 5251.8571 | 4530.0276
NEM | Hydro | 82120.2182 | 81436.7221 | 74127.1807 | 80413.0457 | 82560.1282 | 70907.6044 | 68106.4135 | 70990.7425 | 60093.606 | 54458.4209 | 46444.294 | 44900.7226 | 44498.4319 | 40326.3514 | 35721.3226 | 32231.2081 | 33446.9543 | 27917.9591 | 25038.3078 | 22130.8578 | 21096.5113
NEM | Wind | 64167.5834 | 66992.3044 | 58434.7595 | 56739.4431 | 58955.8271 | 63374.731 | 67265.1537 | 67003.5841 | 68329.3674 | 65519.0256 | 66020.5496 | 69154.8813 | 63180.5641 | 65555.9191 | 82706.1203 | 85156.5519 | 87560.3854 | 81915.7387 | 79588.0951 | 74631.1841 | 70565.4185
NEM | Solar PV | 132.5242 | 130.8915 | 125.615 | 113.7171 | 103.2377 | 103.877 | 99.2895 | 83.5649 | 83.9567 | 82.2704 | 79.2961 | 78.1318 | 71.6021 | 65.1114 | 67.0679 | 63.6323 | 55.2387 | 54.5633 | 53.8231 | 52.3852 | 50.8472
NEM | LS Battery | 1.5051 | 1.4584 | 1.3994 | 1.3828 | 1.4747 | 1.3308 | 1.1404 | 1.0051 | 1.0103 | 1.0091 | 1.3437 | 1.2271 | 1.3542 | 1.1874 | 1.7073 | 2.3538 | 2.1736 | 2.0632 | 2.5388 | 2.3579 | 2.5313
NEM | Pumped Hydro | 273.8336 | 275.155 | 112.5368 | 2055.6711 | 1727.9098 | 1666.7599 | 1265.8934 | 1843.0697 | 2351.116 | 3223.3994 | 3006.2289 | 3831.0583 | 3377.2094 | 3072.5641 | 2809.1562 | 2284.108 | 1987.219 | 1957.8772 | 1736.8855 | 1649.6333 | 1585.1149
NEM | VPP | 0.23515 | 0.34107 | 0.41 | 0.64948 | 0.96255 | 1.204 | 1.3145 | 1.54 | 2.0013 | 2.2537 | 2.6631 | 2.666 | 2.8243 | 3.0376 | 3.0465 | 3.1317 | 2.9495 | 3.0029 | 2.9771 | 2.9927 | 3.0271
Total excluding storage |  | 604686.3715 | 566804.6017 | 535666.6704 | 508886.9529 | 481502.7969 | 442750.4687 | 412087.8923 | 396528.8301 | 369542.7896 | 349072.4928 | 324697.1617 | 302126.7678 | 288520.5547 | 271998.4447 | 246403.1862 | 226059.0287 | 213930.9808 | 200194.5649 | 188870.755 | 177156.9519 | 166922.0514
Region | Technology | 2021-22 | 2022-23 | 2023-24 | 2024-25 | 2025-26 | 2026-27 | 2027-28 | 2028-29 | 2029-30 | 2030-31 | 2031-32 | 2032-33 | 2033-34 | 2034-35 | 2035-36 | 2036-37 | 2037-38 | 2038-39 | 2039-40 | 2040-41 | 2041-42
NSW1 | Black Coal | 164828.1625 | 138428.3848 | 126162.1175 | 125681.8878 | 108969.549 | 95933.9726 | 83733.7378 | 81514.7585 | 80202.9052 | 78691.1247 | 75583.0266 | 47250.6205 | 46080.5815 | 43901.977 | 14027.8115 | 13197.4545 | 12465.1855 | 11770.4885 | 10692.2455 | 9807.788 | 9274.7115
NSW1 | Brown Coal | 0 | 0 | 0 | 0 | 0 | 0 | 0 | 0 | 0 | 0 | 0 | 0 | 0 | 0 | 0 | 0 | 0 | 0 | 0 | 0 | 0
NSW1 | CCGT | 214.4318 | 202.4991 | 591.0604 | 377.9253 | 343.759 | 326.3829 | 306.0618 | 314.3651 | 285.6317 | 274.1723 | 244.0183 | 4413.5573 | 4009.3908 | 1650.9463 | 3621.6737 | 1756.8613 | 3546.5426 | 3993.3504 | 3672.6686 | 3424.9314 | 3681.0676
NSW1 | Gas - Steam | 0 | 0 | 0 | 0 | 0 | 0 | 0 | 0 | 0 | 0 | 0 | 0 | 0 | 0 | 0 | 0 | 0 | 0 | 0 | 0 | 0
NSW1 | OCGT / Diesel | 4.9417e-05 | 0.54527 | 37.0234 | 161.8156 | 74.9458 | 51.1962 | 73.8676 | 162.9026 | 122.6903 | 80.1223 | 84.1003 | 292.8921 | 110.889 | 98.7901 | 420.12 | 276.3201 | 583.224 | 268.7856 | 944.6285 | 1125.3091 | 1154.7509
NSW1 | Hydro | 12589.582 | 11321.9543 | 9565.1546 | 13097.9957 | 12731.3205 | 10510.2118 | 9954.6572 | 13307.2687 | 10314.1698 | 10823.653 | 8172.1543 | 9575.3222 | 10022.404 | 9965.1685 | 9008.9111 | 8371.3576 | 9983.4547 | 7945.3357 | 6868.5402 | 6305.423 | 5627.2511
NSW1 | Wind | 14232.8296 | 15700.4608 | 14067.5394 | 13090.916 | 12863.3582 | 12867.3112 | 12082.9575 | 9312.1737 | 8195.649 | 8495.1535 | 9401.5892 | 13240.8147 | 12744.5082 | 14321.5556 | 25141.9909 | 23751.775 | 19925.6295 | 17089.7651 | 17818.0237 | 16214.2548 | 18152.6426
NSW1 | Solar PV | 49.2122 | 49.6552 | 47.1736 | 42.8815 | 38.5017 | 39.3924 | 37.4269 | 32.0226 | 31.3058 | 31.0656 | 30.0802 | 30.5388 | 28.5822 | 25.7562 | 27.5755 | 26.1348 | 24.239 | 22.4995 | 22.5837 | 21.6627 | 20.88
NSW1 | LS Battery | 1.4472e-08 | 1.382e-08 | 1.2955e-08 | 1.224e-08 | 1.1372e-08 | 1.3305e-08 | 1.7941e-08 | 2.1948e-08 | 2.1016e-08 | 5.4228e-08 | 0.25492 | 0.22986 | 0.55914 | 0.51404 | 0.86833 | 0.89394 | 0.8253 | 0.78482 | 1.0202 | 0.93831 | 0.90591
NSW1 | Pumped Hydro | 52.6002 | 91.4686 | 48.2737 | 383.7637 | 137.2222 | 63.485 | 249.5961 | 349.7967 | 459.7579 | 843.3811 | 521.5379 | 1198.8413 | 995.6682 | 878.1684 | 935.5626 | 759.8757 | 648.7634 | 662.6293 | 586.8118 | 586.2575 | 534.5852
NSW1 | VPP | 0.087749 | 0.11123 | 0.10962 | 0.22497 | 0.34674 | 0.4503 | 0.49045 | 0.56096 | 0.72025 | 0.82571 | 0.95123 | 0.91078 | 0.9634 | 1.0195 | 1.0344 | 1.0403 | 0.98863 | 1.0133 | 1.0053 | 0.99051 | 1.0045
Total excluding storage |  | 191914.2182 | 165703.4995 | 150470.0688 | 152453.422 | 135021.4342 | 119728.467 | 106188.7088 | 104643.4911 | 99152.3519 | 98395.2914 | 93514.9689 | 74803.7456 | 72996.3558 | 69964.1936 | 52248.0827 | 47379.9033 | 46528.2753 | 41090.2249 | 40018.6902 | 36899.369 | 37911.3036
Region | Technology | 2021-22 | 2022-23 | 2023-24 | 2024-25 | 2025-26 | 2026-27 | 2027-28 | 2028-29 | 2029-30 | 2030-31 | 2031-32 | 2032-33 | 2033-34 | 2034-35 | 2035-36 | 2036-37 | 2037-38 | 2038-39 | 2039-40 | 2040-41 | 2041-42
QLD1 | Black Coal | 166077.2495 | 162362.7085 | 163193.235 | 150377.9776 | 141354.6997 | 129269.1593 | 111596.4343 | 100483.0955 | 92508.0494 | 87322.3779 | 80541.1516 | 80463.5206 | 78715.1296 | 73390.2791 | 60975.5369 | 51013.7149 | 36434.1379 | 35600.9208 | 33053.4069 | 30808.1832 | 27270.4899
QLD1 | Brown Coal | 0 | 0 | 0 | 0 | 0 | 0 | 0 | 0 | 0 | 0 | 0 | 0 | 0 | 0 | 0 | 0 | 0 | 0 | 0 | 0 | 0
QLD1 | CCGT | 7172.4278 | 6798.7127 | 7137.1282 | 1365.9348 | 1212.5269 | 1144.9107 | 1092.4827 | 1285.432 | 960.9587 | 1060.5458 | 1316.5522 | 4716.8727 | 5122.4325 | 3244.2213 | 6493.6048 | 3480.032 | 5797.5802 | 5881.1343 | 4717.7314 | 4696.9189 | 4637.4949
QLD1 | Gas - Steam | 236.9394 | 226.5561 | 425.0596 | 397.8802 | 374.6276 | 355.0517 | 332.5482 | 316.2868 | 297.5089 | 281.3127 | 350.2711 | 971.5384 | 997.7336 | 776.8549 | 937.5113 | 765.234 | 903.4041 | 813.8592 | 693.9803 | 671.8503 | 693.6878
QLD1 | OCGT / Diesel | 8.3426e-05 | 7.7305e-05 | 7.7044e-05 | 42.9814 | 75.5989 | 68.0586 | 63.0036 | 163.7309 | 31.1878 | 29.5199 | 81.5576 | 119.2371 | 126.5993 | 80.3946 | 328.0896 | 265.0804 | 727.5323 | 336.3795 | 1053.5395 | 1048.1674 | 838.6711
QLD1 | Hydro | 4309.6284 | 4043.3756 | 3814.606 | 3574.3861 | 3361.4636 | 3165.1885 | 2983.7082 | 2795.0673 | 2634.4012 | 2472.829 | 2334.4638 | 2186.0914 | 2053.9064 | 1929.9929 | 1823.0411 | 1704.4954 | 602.24 | 570.0377 | 528.4487 | 501.51 | 473.4514
QLD1 | Wind | 5011.547 | 4376.4317 | 4074.2041 | 3408.6967 | 6617.7033 | 10142.3785 | 14532.5659 | 20899.1783 | 23040.5233 | 22259.9696 | 19499.3192 | 20117.5326 | 16750.7349 | 18622.5363 | 24104.7719 | 28581.7716 | 32676.9404 | 31046.8959 | 29867.0119 | 27557.8373 | 25990.53
QLD1 | Solar PV | 52.6354 | 52.3545 | 50.2283 | 45.3746 | 41.8335 | 41.7877 | 39.3284 | 31.4538 | 32.935 | 32.2576 | 31.3535 | 29.9455 | 27.0919 | 25.004 | 25.2512 | 23.1753 | 18.1501 | 19.0348 | 18.6895 | 18.1012 | 17.3147
QLD1 | LS Battery | 0.23122 | 0.22119 | 0.21346 | 0.22735 | 0.23382 | 0.21625 | 0.19188 | 0.17845 | 0.17221 | 0.15794 | 0.15129 | 0.14344 | 0.13175 | 0.12557 | 0.31884 | 0.6974 | 0.6374 | 0.60515 | 0.56792 | 0.53649 | 0.50748
QLD1 | Pumped Hydro | 221.2334 | 183.6864 | 64.2631 | 1671.9074 | 1590.6876 | 1603.2749 | 1016.2973 | 1493.273 | 1891.3581 | 2380.0078 | 2484.3875 | 2631.3232 | 2380.6642 | 2193.541 | 1872.6488 | 1523.1928 | 1337.3705 | 1294.2049 | 1148.9172 | 1062.3442 | 1049.185
QLD1 | VPP | 0.036893 | 0.048596 | 0.071244 | 0.11636 | 0.17265 | 0.22531 | 0.25008 | 0.30094 | 0.39712 | 0.41205 | 0.53073 | 0.59008 | 0.63519 | 0.71296 | 0.68829 | 0.74119 | 0.68346 | 0.69749 | 0.70673 | 0.72568 | 0.72427
Total excluding storage |  | 182860.4275 | 177860.1391 | 178694.4613 | 159213.2313 | 153038.4535 | 144186.535 | 130640.0713 | 125974.2446 | 119505.5642 | 113458.8125 | 104154.6689 | 108604.7383 | 103793.6282 | 98069.2831 | 94687.8068 | 85833.5036 | 77159.9849 | 74268.2622 | 69932.8082 | 65302.5682 | 59921.6397
Region | Technology | 2021-22 | 2022-23 | 2023-24 | 2024-25 | 2025-26 | 2026-27 | 2027-28 | 2028-29 | 2029-30 | 2030-31 | 2031-32 | 2032-33 | 2033-34 | 2034-35 | 2035-36 | 2036-37 | 2037-38 | 2038-39 | 2039-40 | 2040-41 | 2041-42
VIC1 | Black Coal | 0 | 0 | 0 | 0 | 0 | 0 | 0 | 0 | 0 | 0 | 0 | 0 | 0 | 0 | 0 | 0 | 0 | 0 | 0 | 0 | 0
VIC1 | Brown Coal | 110212.1115 | 101593.8 | 99282.224 | 90454.068 | 84887.7633 | 78639.8365 | 77036.917 | 71689.5292 | 64470.0305 | 58936.2685 | 52032.896 | 44781.8075 | 41284.509 | 39221.315 | 36209.359 | 34746.777 | 30069.6453 | 29652.5255 | 26742.1865 | 25680.9957 | 25121.795
VIC1 | CCGT | 3.7857e-05 | 3.5373e-05 | 3.59e-05 | 4.0606e-05 | 3.8264e-05 | 3.8436e-05 | 3.6877e-05 | 4.1903e-05 | 4.3011e-05 | 5.4823e-05 | 5.7657e-05 | 8.7955e-05 | 8.8481e-05 | 8.475e-05 | 8.681e-05 | 7.9557e-05 | 0.00010253 | 9.8185e-05 | 0.00011704 | 0.0001106 | 0.00010503
VIC1 | Gas - Steam | 15.8751 | 16.8136 | 22.0228 | 5.3533e-06 | 5.0848e-06 | 4.8659e-06 | 4.7879e-06 | 5.586e-06 | 4.9725e-06 | 6.4334e-06 | 4.9426e-06 | 9.3177e-06 | 8.8495e-06 | 7.8381e-06 | 1.1182e-05 | 9.9401e-06 | 1.4645e-05 | 9.9128e-06 | 0 | 0 | 0
VIC1 | OCGT / Diesel | 85.3578 | 72.9325 | 164.8442 | 84.4789 | 87.7597 | 146.3063 | 95.789 | 211.0015 | 108.021 | 330.1239 | 149.1323 | 350.7373 | 283.4104 | 203.3716 | 525.3603 | 379.3165 | 784.8128 | 330.7501 | 699.5636 | 944.7282 | 760.5871
VIC1 | Hydro | 17198.6368 | 16127.839 | 13888.3167 | 16113.3257 | 15486.9052 | 13830.004 | 13420.2571 | 15951.3846 | 12541.9641 | 10037.3904 | 9518.9527 | 8063.3024 | 9395.5785 | 9048.3281 | 8126.0063 | 7639.4625 | 9107.0652 | 7084.6604 | 5758.8588 | 5409.2676 | 4646.1349
VIC1 | Wind | 26052.6345 | 27768.9057 | 22665.1328 | 21516.9977 | 20572.5985 | 20144.8235 | 20510.1776 | 18067.5936 | 18987.5824 | 17127.5192 | 18402.4181 | 15679.6456 | 14899.5893 | 14391.2575 | 15268.3429 | 15082.023 | 16704.5958 | 15905.3511 | 14653.9063 | 13845.1924 | 11470.0624
VIC1 | Solar PV | 23.0065 | 21.6108 | 21.2358 | 19.1809 | 17.1215 | 17.105 | 17.0879 | 15.2214 | 14.9318 | 14.3685 | 13.5161 | 13.2481 | 11.9638 | 10.7032 | 10.7039 | 10.2783 | 9.2087 | 9.4424 | 9.118 | 9.303 | 9.4695
VIC1 | LS Battery | 0.34303 | 0.33418 | 0.30605 | 0.32462 | 0.36162 | 0.31773 | 0.27893 | 0.23988 | 0.2542 | 0.23052 | 0.19938 | 0.17254 | 0.031834 | 0.02964 | 0.028232 | 0.025907 | 0.022747 | 0.021737 | 0.23489 | 0.22241 | 0.29267
VIC1 | Pumped Hydro | 0 | 0 | 1.6078e-08 | 1.9178e-08 | 1.9171e-08 | 2.2984e-08 | 2.0505e-08 | 2.7898e-08 | 3.3475e-08 | 0.010518 | 0.30355 | 0.89385 | 0.877 | 0.85474 | 0.94479 | 1.0395 | 1.0851 | 1.043 | 1.1565 | 1.0316 | 1.3447
VIC1 | VPP | 0.053758 | 0.082279 | 0.10762 | 0.16695 | 0.26155 | 0.32351 | 0.37178 | 0.44662 | 0.61212 | 0.70277 | 0.8202 | 0.81543 | 0.86303 | 0.92747 | 0.9469 | 0.9675 | 0.90867 | 0.92725 | 0.90809 | 0.92343 | 0.94514
Total excluding storage |  | 153587.6223 | 145601.9017 | 136043.7763 | 128188.0512 | 121052.1483 | 112778.0753 | 111080.2286 | 105934.7303 | 96122.5298 | 86445.6706 | 80116.9153 | 68888.741 | 65875.0511 | 62874.9754 | 60139.7724 | 57857.8574 | 56675.3279 | 52982.7296 | 47863.6332 | 45889.487 | 42008.0491
Region | Technology | 2021-22 | 2022-23 | 2023-24 | 2024-25 | 2025-26 | 2026-27 | 2027-28 | 2028-29 | 2029-30 | 2030-31 | 2031-32 | 2032-33 | 2033-34 | 2034-35 | 2035-36 | 2036-37 | 2037-38 | 2038-39 | 2039-40 | 2040-41 | 2041-42
SA1 | Black Coal | 0 | 0 | 0 | 0 | 0 | 0 | 0 | 0 | 0 | 0 | 0 | 0 | 0 | 0 | 0 | 0 | 0 | 0 | 0 | 0 | 0
SA1 | Brown Coal | 0 | 0 | 0 | 0 | 0 | 0 | 0 | 0 | 0 | 0 | 0 | 0 | 0 | 0 | 0 | 0 | 0 | 0 | 0 | 0 | 0
SA1 | CCGT | 7162.2727 | 6742.3462 | 3897.4802 | 2484.7252 | 2324.9418 | 2203.3498 | 2073.1416 | 1968.3969 | 1857.5125 | 1754.223 | 1655.1642 | 3871.0136 | 3557.5221 | 2915.5751 | 3451.5433 | 2092.6659 | 7.4237e-05 | 7.0759e-05 | 8.0539e-05 | 7.5871e-05 | 8.7458e-05
SA1 | Gas - Steam | 1922.6381 | 1440.1239 | 1303.4721 | 5.2572e-06 | 5.2849e-06 | 5.0228e-06 | 4.6837e-06 | 5.4065e-06 | 4.7408e-06 | 5.2573e-06 | 4.3969e-06 | 7.6611e-06 | 6.7735e-06 | 6.9604e-06 | 0 | 0 | 0 | 0 | 0 | 0 | 0
SA1 | OCGT / Diesel | 338.5793 | 359.2608 | 763.4477 | 191.072 | 177.4319 | 226.0316 | 213.052 | 341.4396 | 191.3634 | 252.9848 | 115.1516 | 761.2349 | 481.7586 | 567.3378 | 918.065 | 634.1798 | 1556.3374 | 1658.1098 | 1920.5779 | 2133.6524 | 1776.0185
SA1 | Hydro | 0 | 0 | 0 | 0 | 0 | 0 | 0 | 0 | 0 | 0 | 0 | 0 | 0 | 0 | 0 | 0 | 0 | 0 | 0 | 0 | 0
SA1 | Wind | 14684.7152 | 14648.805 | 12415.444 | 12737.2767 | 11671.6206 | 12248.2428 | 11429.8101 | 10012.3538 | 9172.608 | 8548.3456 | 8605.2076 | 10611.2483 | 9471.6204 | 8549.186 | 8649.0957 | 8177.4514 | 9289.9499 | 9122.7059 | 9054.8669 | 8950.1424 | 7650.4602
SA1 | Solar PV | 7.67 | 7.271 | 6.9773 | 6.2801 | 5.7809 | 5.592 | 5.4463 | 4.8671 | 4.7842 | 4.5787 | 4.3464 | 4.3994 | 3.9643 | 3.648 | 3.5373 | 4.0439 | 3.641 | 3.5865 | 3.432 | 3.3184 | 3.183
SA1 | LS Battery | 0.93083 | 0.90308 | 0.87988 | 0.83079 | 0.87925 | 0.79677 | 0.66962 | 0.58677 | 0.58384 | 0.62063 | 0.7381 | 0.68121 | 0.63144 | 0.51815 | 0.49189 | 0.73656 | 0.68814 | 0.6515 | 0.71583 | 0.6607 | 0.82522
SA1 | Pumped Hydro | 0 | 0 | 1.2005e-08 | 1.1094e-08 | 1.0768e-08 | 1.1871e-08 | 1.1185e-08 | 1.2348e-08 | 1.1771e-08 | 1.2076e-08 | 1.3466e-08 | 1.8344e-08 | 1.6987e-08 | 1.6298e-08 | 1.8883e-08 | 2.028e-08 | 2.14e-08 | 2.0295e-08 | 2.1521e-08 | 2.0617e-08 | 2.3805e-08
SA1 | VPP | 0.055489 | 0.09507 | 0.11853 | 0.13591 | 0.17527 | 0.19615 | 0.19541 | 0.22179 | 0.26129 | 0.29709 | 0.33058 | 0.31467 | 0.32494 | 0.33617 | 0.33254 | 0.3312 | 0.32265 | 0.31575 | 0.30884 | 0.30526 | 0.30127
Total excluding storage |  | 24115.8753 | 23197.807 | 18386.8212 | 15419.3541 | 14179.7753 | 14683.2162 | 13721.45 | 12327.0574 | 11226.2682 | 10560.1322 | 10379.8699 | 15247.8962 | 13514.8653 | 12035.7469 | 13022.2413 | 10908.3409 | 10849.9283 | 10784.4023 | 10978.8768 | 11087.1132 | 9429.6617
Region | Technology | 2021-22 | 2022-23 | 2023-24 | 2024-25 | 2025-26 | 2026-27 | 2027-28 | 2028-29 | 2029-30 | 2030-31 | 2031-32 | 2032-33 | 2033-34 | 2034-35 | 2035-36 | 2036-37 | 2037-38 | 2038-39 | 2039-40 | 2040-41 | 2041-42
TAS1 | Black Coal | 0 | 0 | 0 | 0 | 0 | 0 | 0 | 0 | 0 | 0 | 0 | 0 | 0 | 0 | 0 | 0 | 0 | 0 | 0 | 0 | 0
TAS1 | Brown Coal | 0 | 0 | 0 | 0 | 0 | 0 | 0 | 0 | 0 | 0 | 0 | 0 | 0 | 0 | 0 | 0 | 0 | 0 | 0 | 0 | 0
TAS1 | CCGT | 5.4326e-05 | 4.8951e-05 | 5.0159e-05 | 4.6747e-05 | 4.082e-05 | 3.8711e-05 | 3.7922e-05 | 3.6794e-05 | 3.6242e-05 | 3.5075e-05 | 3.304e-05 | 3.3258e-05 | 3.3086e-05 | 3.3009e-05 | 3.4408e-05 | 3.3247e-05 | 3.457e-05 | 3.335e-05 | 3.4667e-05 | 3.3332e-05 | 3.5875e-05
TAS1 | Gas - Steam | 0 | 0 | 0 | 0 | 0 | 0 | 0 | 0 | 0 | 0 | 0 | 0 | 0 | 0 | 0 | 0 | 0 | 0 | 0 | 0 | 0
TAS1 | OCGT / Diesel | 3.8816e-05 | 3.4558e-05 | 3.5316e-05 | 3.563e-05 | 2.9944e-05 | 2.9232e-05 | 2.883e-05 | 2.7549e-05 | 2.6766e-05 | 2.6497e-05 | 2.5025e-05 | 2.5129e-05 | 2.5138e-05 | 2.5107e-05 | 2.5735e-05 | 2.5492e-05 | 2.5382e-05 | 2.5496e-05 | 2.5541e-05 | 1.6499e-05 | 2.2556e-05
TAS1 | Hydro | 48022.3711 | 49943.5532 | 46859.1035 | 47627.3382 | 50980.4389 | 43402.2001 | 41747.791 | 38937.0218 | 34603.0709 | 31124.5485 | 26418.7232 | 25076.0066 | 23026.543 | 19382.8619 | 16763.3641 | 14515.8926 | 13754.1944 | 12317.9253 | 11882.4602 | 9914.6572 | 10349.6739
TAS1 | Wind | 4185.8571 | 4497.7012 | 5212.4392 | 5985.5559 | 7230.5466 | 7971.975 | 8709.6425 | 8712.2848 | 8933.0046 | 9088.0376 | 10112.0154 | 9505.6401 | 9314.1113 | 9671.3837 | 9541.9188 | 9563.5309 | 8963.2698 | 8751.0205 | 8194.2864 | 8063.7572 | 7301.7234
TAS1 | Solar PV | 8.2231e-10 | 1.3776e-09 | 1.9656e-09 | 1.8512e-09 | 4.2755e-09 | 7.7526e-09 | 9.6531e-09 | 9.0519e-09 | 9.1457e-09 | 8.3892e-09 | 1.47e-08 | 1.3794e-08 | 1.3381e-08 | 1.0897e-08 | 1.336e-08 | 1.9726e-08 | 1.8621e-08 | 2.8095e-08 | 2.8881e-08 | 2.7199e-07 | 2.5953e-07
TAS1 | LS Battery | 1.4553e-08 | 1.4398e-08 | 1.3376e-08 | 1.2788e-08 | 1.3015e-08 | 1.7026e-08 | 2.1509e-08 | 2.2632e-08 | 2.1388e-08 | 3.4929e-08 | 3.5857e-08 | 3.3922e-08 | 3.2248e-08 | 3.0875e-08 | 3.43e-08 | 3.2557e-08 | 3.7218e-08 | 3.536e-08 | 4.377e-08 | 4.1656e-08 | 5.656e-08
TAS1 | Pumped Hydro | 0 | 0 | 3.429e-08 | 3.433e-08 | 3.8947e-08 | 3.9235e-08 | 3.9116e-08 | 3.95e-08 | 3.9407e-08 | 3.995e-08 | 4.2945e-08 | 4.3496e-08 | 4.2979e-08 | 4.3875e-08 | 5.3433e-08 | 5.067e-08 | 5.9004e-08 | 5.5915e-08 | 6.1966e-08 | 5.8897e-08 | 1.0443e-07
TAS1 | VPP | 0.0012641 | 0.0039011 | 0.0029938 | 0.0052945 | 0.0063469 | 0.0087297 | 0.0068178 | 0.0097194 | 0.010546 | 0.016068 | 0.030355 | 0.035031 | 0.037761 | 0.041529 | 0.044402 | 0.051527 | 0.04606 | 0.049103 | 0.048084 | 0.047791 | 0.051871
Total excluding storage |  | 52208.2283 | 54441.2545 | 52071.5428 | 53612.8942 | 58210.9855 | 51374.1752 | 50457.4336 | 47649.3067 | 43536.0756 | 40212.5862 | 36530.7387 | 34581.6468 | 32340.6543 | 29054.2457 | 26305.283 | 24079.4236 | 22717.4643 | 21068.9459 | 20076.7467 | 17978.4144 | 17651.3973
Explicitly modelled pumping
Region | Technology | 2021-22 | 2022-23 | 2023-24 | 2024-25 | 2025-26 | 2026-27 | 2027-28 | 2028-29 | 2029-30 | 2030-31 | 2031-32 | 2032-33 | 2033-34 | 2034-35 | 2035-36 | 2036-37 | 2037-38 | 2038-39 | 2039-40 | 2040-41 | 2041-42
NEM | LS Battery pump | 1.8535 | 1.8041 | 1.7243 | 1.7089 | 1.819 | 1.643 | 1.4106 | 1.2384 | 1.2495 | 1.1321 | 0.96756 | 0.88385 | 0.65808 | 0.52897 | 0.49522 | 0.45428 | 0.4145 | 0.39854 | 0.35672 | 0.33037 | 0.3055
NEM | Pumped Hydro Pump | 512.0007 | 716.8532 | 265.5344 | 5049.2257 | 3020.8885 | 2391.8315 | 2950.3129 | 4041.7429 | 5568.8517 | 9423.2558 | 7286.7633 | 10960.2423 | 9455.9373 | 9200.113 | 8274.4926 | 7693.8868 | 6830.771 | 6549.5536 | 6436.6221 | 6110.9707 | 5757.4831
NEM | VPP pump | 0.27666 | 0.40204 | 0.48166 | 0.76477 | 1.1318 | 1.4165 | 1.5496 | 1.8089 | 2.3585 | 2.6476 | 3.1365 | 3.1335 | 3.3229 | 3.5754 | 3.5825 | 3.6847 | 3.475 | 3.5317 | 3.4989 | 3.5286 | 3.5538
Region | Technology | 2021-22 | 2022-23 | 2023-24 | 2024-25 | 2025-26 | 2026-27 | 2027-28 | 2028-29 | 2029-30 | 2030-31 | 2031-32 | 2032-33 | 2033-34 | 2034-35 | 2035-36 | 2036-37 | 2037-38 | 2038-39 | 2039-40 | 2040-41 | 2041-42
NSW1 | LS Battery pump | 0 | 0 | 0 | 0 | 0 | 0 | 0 | 0 | 0 | 0 | 0 | 0 | 0 | 0 | 0 | 0 | 0 | 0 | 0 | 0 | 0
NSW1 | Pumped Hydro Pump | 204.3757 | 435.7392 | 174.1942 | 2677.5409 | 739.119 | 110.1403 | 1498.1223 | 1905.1711 | 2846.8227 | 6023.0026 | 3726.5895 | 7211.8313 | 6054.7935 | 6065.338 | 5600.0444 | 5517.6906 | 4912.976 | 4708.763 | 4795.6811 | 4587.2279 | 4265.4583
NSW1 | VPP pump | 0.10324 | 0.13119 | 0.12864 | 0.26468 | 0.40795 | 0.52978 | 0.57828 | 0.65873 | 0.84906 | 0.96979 | 1.1191 | 1.0715 | 1.1335 | 1.1994 | 1.217 | 1.2239 | 1.1662 | 1.1892 | 1.1828 | 1.1684 | 1.1788
Region | Technology | 2021-22 | 2022-23 | 2023-24 | 2024-25 | 2025-26 | 2026-27 | 2027-28 | 2028-29 | 2029-30 | 2030-31 | 2031-32 | 2032-33 | 2033-34 | 2034-35 | 2035-36 | 2036-37 | 2037-38 | 2038-39 | 2039-40 | 2040-41 | 2041-42
QLD1 | LS Battery pump | 0.2846 | 0.27309 | 0.26354 | 0.28069 | 0.28868 | 0.26699 | 0.2369 | 0.22032 | 0.21261 | 0.19499 | 0.18724 | 0.17663 | 0.16267 | 0.15504 | 0.13908 | 0.12772 | 0.11586 | 0.11107 | 0.1026 | 0.097569 | 0.092083
QLD1 | Pumped Hydro Pump | 307.625 | 281.114 | 91.3401 | 2371.6848 | 2281.7695 | 2281.6912 | 1452.1906 | 2136.5718 | 2722.029 | 3400.2532 | 3560.1738 | 3748.411 | 3401.1438 | 3134.775 | 2674.4482 | 2176.1962 | 1917.795 | 1840.7906 | 1640.941 | 1523.7428 | 1492.0248
QLD1 | VPP pump | 0.043405 | 0.057175 | 0.08382 | 0.1369 | 0.20312 | 0.26508 | 0.29453 | 0.35375 | 0.46722 | 0.48479 | 0.62577 | 0.69288 | 0.74732 | 0.83936 | 0.80925 | 0.87202 | 0.8061 | 0.81863 | 0.83149 | 0.8546 | 0.85131
Region | Technology | 2021-22 | 2022-23 | 2023-24 | 2024-25 | 2025-26 | 2026-27 | 2027-28 | 2028-29 | 2029-30 | 2030-31 | 2031-32 | 2032-33 | 2033-34 | 2034-35 | 2035-36 | 2036-37 | 2037-38 | 2038-39 | 2039-40 | 2040-41 | 2041-42
VIC1 | LS Battery pump | 0.42243 | 0.41355 | 0.37688 | 0.40157 | 0.44568 | 0.39228 | 0.3451 | 0.29543 | 0.31449 | 0.28395 | 0.24663 | 0.21255 | 0.039304 | 0.03663 | 0.034821 | 0.031986 | 0.028085 | 0.026908 | 0.022937 | 0.022003 | 0.020927
VIC1 | Pumped Hydro Pump | 0 | 0 | 0 | 0 | 0 | 0 | 0 | 0 | 0 | 0 | 0 | 0 | 0 | 0 | 0 | 0 | 0 | 0 | 0 | 0 | 0
VIC1 | VPP pump | 0.063247 | 0.097009 | 0.12641 | 0.19676 | 0.30736 | 0.38061 | 0.4383 | 0.52456 | 0.7216 | 0.8254 | 0.96687 | 0.95749 | 1.0154 | 1.0922 | 1.113 | 1.1383 | 1.0691 | 1.0937 | 1.0656 | 1.0893 | 1.1091
Region | Technology | 2021-22 | 2022-23 | 2023-24 | 2024-25 | 2025-26 | 2026-27 | 2027-28 | 2028-29 | 2029-30 | 2030-31 | 2031-32 | 2032-33 | 2033-34 | 2034-35 | 2035-36 | 2036-37 | 2037-38 | 2038-39 | 2039-40 | 2040-41 | 2041-42
SA1 | LS Battery pump | 1.1465 | 1.1174 | 1.0839 | 1.0266 | 1.0847 | 0.98371 | 0.82857 | 0.72259 | 0.72242 | 0.65314 | 0.53369 | 0.49466 | 0.45611 | 0.33731 | 0.32132 | 0.29457 | 0.27055 | 0.26056 | 0.23119 | 0.2108 | 0.19249
SA1 | Pumped Hydro Pump | 0 | 0 | 0 | 0 | 0 | 0 | 0 | 0 | 0 | 0 | 0 | 0 | 0 | 0 | 0 | 0 | 0 | 0 | 0 | 0 | 0
SA1 | VPP pump | 0.065284 | 0.11207 | 0.13924 | 0.16019 | 0.20593 | 0.23077 | 0.23037 | 0.26046 | 0.30805 | 0.3489 | 0.38893 | 0.37022 | 0.3823 | 0.39551 | 0.39125 | 0.38967 | 0.37961 | 0.37218 | 0.36268 | 0.36006 | 0.35354
Region | Technology | 2021-22 | 2022-23 | 2023-24 | 2024-25 | 2025-26 | 2026-27 | 2027-28 | 2028-29 | 2029-30 | 2030-31 | 2031-32 | 2032-33 | 2033-34 | 2034-35 | 2035-36 | 2036-37 | 2037-38 | 2038-39 | 2039-40 | 2040-41 | 2041-42
TAS1 | LS Battery pump | 0 | 0 | 0 | 0 | 0 | 0 | 0 | 0 | 0 | 0 | 0 | 0 | 0 | 0 | 0 | 0 | 0 | 0 | 0 | 0 | 0
TAS1 | Pumped Hydro Pump | 0 | 0 | 0 | 0 | 0 | 0 | 0 | 0 | 0 | 0 | 0 | 0 | 0 | 0 | 0 | 0 | 0 | 0 | 0 | 0 | 0
TAS1 | VPP pump | 0.0014874 | 0.0045955 | 0.0035484 | 0.0062409 | 0.0074821 | 0.010215 | 0.0081155 | 0.011343 | 0.012542 | 0.018773 | 0.035794 | 0.041317 | 0.044433 | 0.048874 | 0.052045 | 0.06083 | 0.053985 | 0.057984 | 0.056361 | 0.056228 | 0.061029
Ernst & Young’s liability is limited by a scheme approved under Professional Standards Legislation

## BaseCase_FOM Cost
FOM cost by technology ($000s) - Base Case, Central Scenario
FOM | Real June 2019 dollars discounted to 1 July 2019. For new entrant capacity, the FOM is incurred annually in modelling. For existing capacity, FOM is considered to be a sunk cost, since the fixed retirement dates are assumed to be the same in the Base Case and the case with Marinus Link. As such, early retirements are presented as an annual FOM saving, or negative cost, that continues until the assumed fixed date retirement.
Explicitly modelled generation
Region | Technology | 2021-22 | 2022-23 | 2023-24 | 2024-25 | 2025-26 | 2026-27 | 2027-28 | 2028-29 | 2029-30 | 2030-31 | 2031-32 | 2032-33 | 2033-34 | 2034-35 | 2035-36 | 2036-37 | 2037-38 | 2038-39 | 2039-40 | 2040-41 | 2041-42
NEM | Black Coal | 0 | 0 | 0 | -46198.0239 | 871652.7905 | 253689.5857 | -5314.7553 | -98351.1521 | -54965.6292 | -51903.3326 | 274704.185 | 358342.8929 | 230193.4101 | -17884.4005 | -0.0012783 | -0.001024 | -0.00045926 | -0.00043367 | -0.0004106 | -0.00038664 | 182462.9299
NEM | Brown Coal | 0 | 0 | 0 | -16447.9501 | -15531.5865 | -14666.2762 | 265399.5777 | 492698.3517 | -1498.8891 | -0.0021291 | -0.0020158 | -0.0018981 | -0.0017924 | -0.0016925 | -0.0016025 | -0.001509 | 157356.3673 | 285010.1907 | -0.0012739 | -0.0011996 | -0.0011327
NEM | CCGT | 5.2963e-05 | 5.0012e-05 | 4.9492e-05 | -17165.9159 | -16209.5523 | -15306.4705 | -14492.1632 | -13646.3005 | -12886.025 | -12168.1067 | -11520.761 | -10848.3298 | -10243.9375 | -9673.2177 | -9158.6005 | -8624.0413 | -8143.5706 | -7689.8684 | -7280.7658 | -6855.8101 | -6473.8528
NEM | Gas - Steam | 0 | 0 | 0 | -44114.9007 | -41657.13 | -39336.289 | -37243.5905 | -35069.7974 | -33115.956 | -31270.9688 | -29607.347 | -27879.2578 | -26326.0225 | -24859.3224 | -9052.6156 | -8524.2425 | -8049.3319 | -7600.8801 | 0 | 0 | 0
NEM | OCGT / Diesel | 2.6708e-05 | 2.522e-05 | 2.4653e-05 | -2081.4686 | -1965.5039 | -1855.9999 | -1757.2603 | -1654.6944 | -6810.8959 | -3520.1778 | -3332.9036 | -1315.4239 | -1242.1378 | -1075.594 | -1018.3722 | -958.9329 | -905.5079 | -2968.7007 | -809.57 | -248.3931 | -234.5543
NEM | Hydro | 0 | 0 | 0 | 0 | 0 | 0 | 0 | 0 | 0 | 0 | 0 | 0 | 0 | 0 | 0 | 0 | 0 | 0 | 0 | 0 | 0
NEM | Wind | 0.003214 | 0.0032067 | 4096.3609 | 7714.5421 | 18484.0201 | 31142.3389 | 48512.4913 | 73861.3947 | 89022.3896 | 86800.5164 | 84779.0329 | 130032.8163 | 127076.3945 | 127210.0039 | 197036.5526 | 208786.3845 | 253556.7946 | 244154.9318 | 241748.8928 | 236869.8328 | 239283.7674
NEM | Solar PV | 0.00027804 | 0.00040978 | 0.0003948 | 0.00038599 | 0.0007816 | 352.3046 | 3884.579 | 4519.6228 | 4267.8214 | 4030.0488 | 6353.3654 | 20957.2709 | 24944.4408 | 23554.7127 | 31496.6148 | 37393.3593 | 52147.9605 | 51788.0976 | 50353.5777 | 52896.0604 | 54656.0743
NEM | LS Battery | 0.00015838 | 0.00014955 | 0.0001416 | 0.00013333 | 0.0001259 | 0.00018656 | 0.0002202 | 0.00031371 | 0.00029623 | 440.4696 | 3113.172 | 2931.4658 | 4896.8854 | 4624.0655 | 7891.4692 | 11833.0252 | 11173.7726 | 10551.2489 | 13813.3582 | 13007.1153 | 14034.7471
NEM | Pumped Hydro | 0 | 0 | 0.00041824 | 0.00044938 | 0.00044784 | 0.00045574 | 0.00044896 | 0.00053482 | 0.00052735 | 35.302 | 1032.3813 | 3640.0263 | 3437.2299 | 3351.474 | 3956.9587 | 8258.0311 | 12953.5378 | 12231.8582 | 12339.5267 | 11619.3068 | 13021.5727
NEM | VPP | 0 | 0 | 0 | 0 | 0 | 0 | 0 | 0 | 0 | 0 | 0 | 0 | 0 | 0 | 0 | 0 | 0 | 0 | 0 | 0 | 0
Total excluding storage |  | 0.0035717 | 0.0036918 | 4096.3614 | -118293.7167 | 814773.0387 | 214019.1936 | 258988.8788 | 422357.4247 | -15987.1842 | -8032.023 | 321375.5696 | 469289.9666 | 344402.1458 | 97272.1803 | 209303.5763 | 228072.5247 | 445962.7115 | 562693.7705 | 284012.1329 | 282661.6885 | 469694.3634
Region | Technology | 2021-22 | 2022-23 | 2023-24 | 2024-25 | 2025-26 | 2026-27 | 2027-28 | 2028-29 | 2029-30 | 2030-31 | 2031-32 | 2032-33 | 2033-34 | 2034-35 | 2035-36 | 2036-37 | 2037-38 | 2038-39 | 2039-40 | 2040-41 | 2041-42
NSW1 | Black Coal | 0 | 0 | 0 | -26595.0647 | 671704.1158 | -74966.8277 | -77653.4815 | -73121.0883 | -31141.2064 | -29406.2383 | -27841.8205 | 243954.0952 | -0.0003571 | -0.0003372 | -0.00031926 | -0.00030063 | -0.00028388 | -0.00026806 | -0.0002538 | -0.00023899 | -0.00022567
NSW1 | Brown Coal | 0 | 0 | 0 | 0 | 0 | 0 | 0 | 0 | 0 | 0 | 0 | 0 | 0 | 0 | 0 | 0 | 0 | 0 | 0 | 0 | 0
NSW1 | CCGT | 1.1532e-05 | 1.0889e-05 | 1.031e-05 | 1.2054e-05 | 1.1383e-05 | 1.0749e-05 | 1.0177e-05 | 1.1099e-05 | 1.0481e-05 | 1.051e-05 | 1.1502e-05 | 1.7336e-05 | 1.8495e-05 | 1.7464e-05 | 2.2453e-05 | 2.4823e-05 | 3.3131e-05 | 3.1285e-05 | 3.5665e-05 | 3.3583e-05 | 3.2807e-05
NSW1 | Gas - Steam | 0 | 0 | 0 | 0 | 0 | 0 | 0 | 0 | 0 | 0 | 0 | 0 | 0 | 0 | 0 | 0 | 0 | 0 | 0 | 0 | 0
NSW1 | OCGT / Diesel | 5.6547e-06 | 5.3397e-06 | 5.0556e-06 | 6.0984e-06 | 5.7586e-06 | 5.4378e-06 | 5.1485e-06 | 6.303e-06 | 5.9518e-06 | 5.6202e-06 | 7.279e-06 | 8.5393e-06 | 1.1748e-05 | 1.1094e-05 | 1.156e-05 | 4.7593e-05 | 4.4941e-05 | 4.2437e-05 | 4.018e-05 | 3.7835e-05 | 3.5727e-05
NSW1 | Hydro | 0 | 0 | 0 | 0 | 0 | 0 | 0 | 0 | 0 | 0 | 0 | 0 | 0 | 0 | 0 | 0 | 0 | 0 | 0 | 0 | 0
NSW1 | Wind | 0.0006337 | 0.00062903 | 0.00065421 | 0.00083539 | 0.00089716 | 0.0008748 | 0.00082826 | 0.0010149 | 0.00099767 | 0.0012421 | 0.001612 | 21719.1114 | 22397.1193 | 26150.0225 | 70358.3549 | 66767.4732 | 69455.166 | 65585.6148 | 65309.587 | 61497.6689 | 70670.1041
NSW1 | Solar PV | 6.6715e-05 | 9.4537e-05 | 8.9508e-05 | 9.1073e-05 | 0.00019619 | 0.00026828 | 0.000254 | 0.00023918 | 0.00023932 | 0.00040281 | 2537.7155 | 16009.0562 | 20271.9056 | 19142.4982 | 25855.2357 | 24346.1473 | 38567.5088 | 36418.7996 | 35769.7464 | 34357.1954 | 35127.9402
NSW1 | LS Battery | 3.2785e-05 | 3.0958e-05 | 2.9311e-05 | 2.7601e-05 | 2.6063e-05 | 3.2153e-05 | 4.3994e-05 | 5.922e-05 | 5.592e-05 | 0.00019889 | 1483.8479 | 1397.2403 | 3448.1344 | 3256.0287 | 5421.3109 | 5601.9928 | 5289.8893 | 4995.174 | 6547.38 | 6165.2297 | 5821.7466
NSW1 | Pumped Hydro | 0 | 0 | 0.00012023 | 0.00014024 | 0.00013243 | 0.00012505 | 0.00012622 | 0.00015497 | 0.00014634 | 0.00014385 | 0.0001784 | 0.00052128 | 0.00049342 | 0.00046593 | 0.0013693 | 3729.4721 | 6040.7012 | 5704.156 | 5400.6938 | 5085.472 | 4802.1454
NSW1 | VPP | 0 | 0 | 0 | 0 | 0 | 0 | 0 | 0 | 0 | 0 | 0 | 0 | 0 | 0 | 0 | 0 | 0 | 0 | 0 | 0 | 0
Total excluding storage |  | 0.0007176 | 0.00073979 | 0.00075908 | -26595.0637 | 671704.1169 | -74966.8265 | -77653.4804 | -73121.087 | -31141.2051 | -29406.2366 | -25304.1034 | 281682.2628 | 42669.0246 | 45292.5204 | 96213.5903 | 91113.6203 | 108022.6745 | 102004.4142 | 101079.3333 | 95854.8641 | 105798.0441
Region | Technology | 2021-22 | 2022-23 | 2023-24 | 2024-25 | 2025-26 | 2026-27 | 2027-28 | 2028-29 | 2029-30 | 2030-31 | 2031-32 | 2032-33 | 2033-34 | 2034-35 | 2035-36 | 2036-37 | 2037-38 | 2038-39 | 2039-40 | 2040-41 | 2041-42
QLD1 | Black Coal | 0 | 0 | 0 | -19602.9593 | 199948.6747 | 328656.4134 | 72338.7262 | -25230.0638 | -23824.4229 | -22497.0943 | 302546.0055 | 114388.7977 | 230193.4104 | -17884.4002 | -0.00095905 | -0.00072341 | -0.00017538 | -0.00016561 | -0.0001568 | -0.00014765 | 182462.9301
QLD1 | Brown Coal | 0 | 0 | 0 | 0 | 0 | 0 | 0 | 0 | 0 | 0 | 0 | 0 | 0 | 0 | 0 | 0 | 0 | 0 | 0 | 0 | 0
QLD1 | CCGT | 1.1563e-05 | 1.0919e-05 | 1.0338e-05 | -1361.2088 | -1285.3718 | -1213.76 | -1149.1877 | -1082.1132 | -1021.8255 | -964.8966 | -913.5639 | -860.242 | -812.3154 | -767.0589 | -726.2512 | -683.8622 | -645.7622 | -609.7849 | -577.3442 | -543.6464 | -513.3583
QLD1 | Gas - Steam | 0 | 0 | 0 | 0 | 0 | 0 | 0 | 0 | 0 | 0 | 0 | 0 | 0 | 0 | 0 | 0 | 0 | 0 | 0 | 0 | 0
QLD1 | OCGT / Diesel | 5.4374e-06 | 5.1344e-06 | 4.8613e-06 | -172.739 | -163.1152 | -154.0275 | -145.8332 | -137.3214 | -129.6708 | -122.4465 | -115.9323 | -109.1657 | -103.0838 | 8.11e-06 | 9.8971e-06 | 3.2077e-05 | 3.029e-05 | 2.8603e-05 | 2.7081e-05 | 2.55e-05 | 2.408e-05
QLD1 | Hydro | 0 | 0 | 0 | 0 | 0 | 0 | 0 | 0 | 0 | 0 | 0 | 0 | 0 | 0 | 0 | 0 | 0 | 0 | 0 | 0 | 0
QLD1 | Wind | 0.0008857 | 0.00087518 | 0.00086839 | 0.00092812 | 7553.0751 | 17319.1177 | 32109.6594 | 52405.4246 | 62713.2814 | 59219.3403 | 56068.8595 | 61497.3977 | 58071.1972 | 54835.8807 | 75682.9983 | 87862.5229 | 105856.6251 | 99959.0416 | 94641.2004 | 96134.0214 | 93789.8231
QLD1 | Solar PV | 8.9822e-05 | 0.00013791 | 0.00013057 | 0.00012295 | 0.00028971 | 352.3039 | 333.5613 | 314.0923 | 296.5933 | 280.0693 | 265.1695 | 249.6924 | 235.7813 | 222.6452 | 1674.6958 | 5843.6538 | 5751.8693 | 5431.4158 | 5142.4634 | 4842.3137 | 4572.5342
QLD1 | LS Battery | 3.142e-05 | 2.967e-05 | 2.8091e-05 | 2.6452e-05 | 2.4978e-05 | 3.3774e-05 | 4.4649e-05 | 7.5391e-05 | 7.119e-05 | 0.00021476 | 0.00020334 | 0.00019147 | 0.0018588 | 0.0017552 | 1174.9029 | 3413.6079 | 3223.4258 | 3043.8393 | 2881.9064 | 2713.6984 | 2562.5103
QLD1 | Pumped Hydro | 0 | 0 | 5.3945e-05 | 5.9629e-05 | 6.0941e-05 | 5.9789e-05 | 5.8532e-05 | 8.1499e-05 | 7.6959e-05 | 7.2671e-05 | 7.6774e-05 | 0.00015123 | 0.00024503 | 0.00023138 | 0.00035746 | 0.0049228 | 2129.0888 | 2010.471 | 1903.5136 | 1792.4114 | 1692.5509
QLD1 | VPP | 0 | 0 | 0 | 0 | 0 | 0 | 0 | 0 | 0 | 0 | 0 | 0 | 0 | 0 | 0 | 0 | 0 | 0 | 0 | 0 | 0
Total excluding storage |  | 0.00099252 | 0.0010291 | 0.0010142 | -21136.906 | 206053.2631 | 344960.0474 | 103486.9259 | 26270.0185 | 38033.9556 | 35914.9722 | 357850.5382 | 175166.48 | 287584.9897 | 36407.0668 | 76631.4419 | 93022.3138 | 110962.732 | 104780.6723 | 99206.3194 | 100432.6885 | 280311.9292
Region | Technology | 2021-22 | 2022-23 | 2023-24 | 2024-25 | 2025-26 | 2026-27 | 2027-28 | 2028-29 | 2029-30 | 2030-31 | 2031-32 | 2032-33 | 2033-34 | 2034-35 | 2035-36 | 2036-37 | 2037-38 | 2038-39 | 2039-40 | 2040-41 | 2041-42
VIC1 | Black Coal | 0 | 0 | 0 | 0 | 0 | 0 | 0 | 0 | 0 | 0 | 0 | 0 | 0 | 0 | 0 | 0 | 0 | 0 | 0 | 0 | 0
VIC1 | Brown Coal | 0 | 0 | 0 | -16447.9501 | -15531.5865 | -14666.2762 | 265399.5777 | 492698.3517 | -1498.8891 | -0.0021291 | -0.0020158 | -0.0018981 | -0.0017924 | -0.0016925 | -0.0016025 | -0.001509 | 157356.3673 | 285010.1907 | -0.0012739 | -0.0011996 | -0.0011327
VIC1 | CCGT | 1.0272e-05 | 9.7002e-06 | 9.1841e-06 | 1.0517e-05 | 9.9315e-06 | 1.0201e-05 | 9.6583e-06 | 1.1343e-05 | 1.167e-05 | 1.5593e-05 | 1.6754e-05 | 2.3833e-05 | 2.4007e-05 | 2.3797e-05 | 2.3294e-05 | 2.1934e-05 | 2.7596e-05 | 2.6059e-05 | 3.1526e-05 | 2.9686e-05 | 2.8032e-05
VIC1 | Gas - Steam | 0 | 0 | 0 | -16967.2689 | -16021.9725 | -15129.3414 | -14324.4573 | -13488.3831 | -12736.9057 | -12027.2953 | -11387.4407 | -10722.7911 | -10125.3929 | -9561.2775 | -9052.6156 | -8524.2425 | -8049.3319 | -7600.8801 | 0 | 0 | 0
VIC1 | OCGT / Diesel | 5.1545e-06 | 4.8673e-06 | 4.9461e-06 | -7.9602e-06 | -7.5167e-06 | -5.9775e-06 | -5.6595e-06 | -4.4452e-06 | -4.1975e-06 | -3.9637e-06 | -1.9329e-06 | -1.8201e-06 | 5.8111e-06 | 7.4198e-06 | 8.4328e-06 | 1.1205e-05 | 1.0581e-05 | -2113.6413 | 1.5188e-05 | 1.4302e-05 | 2.4055e-05
VIC1 | Hydro | 0 | 0 | 0 | 0 | 0 | 0 | 0 | 0 | 0 | 0 | 0 | 0 | 0 | 0 | 0 | 0 | 0 | 0 | 0 | 0 | 0
VIC1 | Wind | 0.00046709 | 0.0004657 | 0.00045127 | 0.00050835 | 0.00048413 | 0.00050724 | 0.00086118 | 2889.0042 | 5828.9548 | 5504.2066 | 5211.3817 | 7423.3604 | 7066.5795 | 6672.8796 | 9976.4169 | 11066.0123 | 27359.5563 | 26326.2245 | 24925.6653 | 23470.832 | 22163.4903
VIC1 | Solar PV | 2.6161e-05 | 3.0342e-05 | 2.8728e-05 | 3.4497e-05 | 5.8986e-05 | 6.9208e-05 | 3551.0172 | 4205.5299 | 3971.2275 | 3749.9787 | 3550.4791 | 3343.2486 | 3156.9864 | 2981.1014 | 2822.5062 | 2657.7653 | 3306.9569 | 5668.1696 | 5398.8049 | 9501.5885 | 10994.3507
VIC1 | LS Battery | 3.1131e-05 | 2.9397e-05 | 2.7833e-05 | 2.6208e-05 | 2.4748e-05 | 4.3351e-05 | 4.4016e-05 | 6.544e-05 | 6.1794e-05 | 0.00051362 | 0.0004863 | 0.00045792 | 0.0004324 | 0.00040865 | 0.00053898 | 0.0010642 | 0.0010049 | 0.00094889 | 1288.2016 | 1213.0133 | 1612.6157
VIC1 | Pumped Hydro | 0 | 0 | 5.9358e-05 | 6.7544e-05 | 6.9648e-05 | 8.1193e-05 | 7.6873e-05 | 0.00010522 | 0.00011335 | 35.3016 | 1032.3808 | 3640.0254 | 3437.2289 | 3351.4731 | 3956.9567 | 4528.5538 | 4783.7475 | 4517.2309 | 5035.3191 | 4741.4231 | 6526.8759
VIC1 | VPP | 0 | 0 | 0 | 0 | 0 | 0 | 0 | 0 | 0 | 0 | 0 | 0 | 0 | 0 | 0 | 0 | 0 | 0 | 0 | 0 | 0
Total excluding storage |  | 0.00050868 | 0.00051061 | 0.00049413 | -33415.2184 | -31553.5584 | -29795.617 | 254626.1384 | 486304.5027 | -4435.6125 | -2773.1121 | -2625.5819 | 43.8161 | 98.1713 | 92.7019 | 3746.3059 | 5199.5337 | 179973.5486 | 307290.0635 | 30324.4689 | 32972.4193 | 33157.8398
Region | Technology | 2021-22 | 2022-23 | 2023-24 | 2024-25 | 2025-26 | 2026-27 | 2027-28 | 2028-29 | 2029-30 | 2030-31 | 2031-32 | 2032-33 | 2033-34 | 2034-35 | 2035-36 | 2036-37 | 2037-38 | 2038-39 | 2039-40 | 2040-41 | 2041-42
SA1 | Black Coal | 0 | 0 | 0 | 0 | 0 | 0 | 0 | 0 | 0 | 0 | 0 | 0 | 0 | 0 | 0 | 0 | 0 | 0 | 0 | 0 | 0
SA1 | Brown Coal | 0 | 0 | 0 | 0 | 0 | 0 | 0 | 0 | 0 | 0 | 0 | 0 | 0 | 0 | 0 | 0 | 0 | 0 | 0 | 0 | 0
SA1 | CCGT | 1.0071e-05 | 9.5097e-06 | 1.1144e-05 | 1.0493e-05 | 9.9087e-06 | 9.3567e-06 | 8.8589e-06 | 9.799e-06 | 9.2531e-06 | 9.4326e-06 | 1.0409e-05 | 1.5931e-05 | 1.5043e-05 | 1.4205e-05 | 1.6606e-05 | 1.6047e-05 | 1.9253e-05 | 1.8181e-05 | 2.1213e-05 | 1.9975e-05 | 2.3285e-05
SA1 | Gas - Steam | 0 | 0 | 0 | -27147.6318 | -25635.1575 | -24206.9476 | -22919.1331 | -21581.4143 | -20379.0503 | -19243.6736 | -18219.9062 | -17156.4667 | -16200.6296 | -15298.0449 | 0 | 0 | 0 | 0 | 0 | 0 | 0
SA1 | OCGT / Diesel | 5.1471e-06 | 4.8603e-06 | 5.0383e-06 | -7.941e-05 | -7.4986e-05 | -6.9538e-05 | -6.8568e-05 | -6.3764e-05 | -5248.3894 | -2044.7231 | -1935.9435 | 8.1989e-06 | 7.7421e-06 | 7.9254e-06 | 8.7539e-06 | 1.3143e-05 | 1.2411e-05 | 1.1719e-05 | 1.578e-05 | 1.4859e-05 | 2.8405e-05
SA1 | Hydro | 0 | 0 | 0 | 0 | 0 | 0 | 0 | 0 | 0 | 0 | 0 | 0 | 0 | 0 | 0 | 0 | 0 | 0 | 0 | 0 | 0
SA1 | Wind | 0.00084799 | 0.00087422 | 0.00095435 | 0.00096525 | 0.0009172 | 0.0010116 | 0.00095775 | 0.0013871 | 0.001385 | 0.0016816 | 0.0024261 | 14784.2145 | 13960.5425 | 13182.7598 | 13958.1491 | 15636.4825 | 23098.2935 | 24285.986 | 28654.9616 | 27573.9623 | 26037.736
SA1 | Solar PV | 8.4121e-05 | 0.00012864 | 0.0001218 | 0.00011469 | 0.00017809 | 0.00022464 | 0.00022186 | 0.0002231 | 0.00023651 | 0.00029657 | 0.001097 | 1355.2736 | 1279.7673 | 1208.4677 | 1144.177 | 4545.7928 | 4521.6253 | 4269.7123 | 4042.5627 | 4194.9606 | 3961.247
SA1 | LS Battery | 3.2602e-05 | 3.0786e-05 | 2.9148e-05 | 2.7447e-05 | 2.5918e-05 | 4.4956e-05 | 4.5626e-05 | 6.9342e-05 | 6.5478e-05 | 440.4686 | 1629.3234 | 1534.2248 | 1448.7486 | 1368.0346 | 1295.2549 | 2817.4234 | 2660.4565 | 2512.2346 | 3095.8702 | 2915.1738 | 4037.8743
SA1 | Pumped Hydro | 0 | 0 | 4.4247e-05 | 4.1664e-05 | 3.9343e-05 | 4.3515e-05 | 4.12e-05 | 4.6385e-05 | 4.3801e-05 | 4.5038e-05 | 5.1665e-05 | 7.4302e-05 | 7.0162e-05 | 6.6253e-05 | 7.835e-05 | 8.3866e-05 | 8.8662e-05 | 8.3722e-05 | 8.9918e-05 | 8.467e-05 | 0.0001017
SA1 | VPP | 0 | 0 | 0 | 0 | 0 | 0 | 0 | 0 | 0 | 0 | 0 | 0 | 0 | 0 | 0 | 0 | 0 | 0 | 0 | 0 | 0
Total excluding storage |  | 0.00094733 | 0.0010172 | 0.0010923 | -27147.6308 | -25635.1565 | -24206.9464 | -22919.132 | -21581.4127 | -25627.438 | -21288.3947 | -20155.8462 | -1016.9786 | -960.3197 | -906.8174 | 15102.3261 | 20182.2753 | 27619.9189 | 28555.6984 | 32697.5244 | 31768.9229 | 29998.983
Region | Technology | 2021-22 | 2022-23 | 2023-24 | 2024-25 | 2025-26 | 2026-27 | 2027-28 | 2028-29 | 2029-30 | 2030-31 | 2031-32 | 2032-33 | 2033-34 | 2034-35 | 2035-36 | 2036-37 | 2037-38 | 2038-39 | 2039-40 | 2040-41 | 2041-42
TAS1 | Black Coal | 0 | 0 | 0 | 0 | 0 | 0 | 0 | 0 | 0 | 0 | 0 | 0 | 0 | 0 | 0 | 0 | 0 | 0 | 0 | 0 | 0
TAS1 | Brown Coal | 0 | 0 | 0 | 0 | 0 | 0 | 0 | 0 | 0 | 0 | 0 | 0 | 0 | 0 | 0 | 0 | 0 | 0 | 0 | 0 | 0
TAS1 | CCGT | 9.5254e-06 | 8.9947e-06 | 8.5162e-06 | -15804.7071 | -14924.1805 | -14092.7106 | -13342.9755 | -12564.1874 | -11864.1996 | -11203.2102 | -10607.1971 | -9988.0879 | -9431.6222 | -8906.1588 | -8432.3493 | -7940.1792 | -7497.8085 | -7080.0836 | -6703.4217 | -6312.1637 | -5960.4946
TAS1 | Gas - Steam | 0 | 0 | 0 | 0 | 0 | 0 | 0 | 0 | 0 | 0 | 0 | 0 | 0 | 0 | 0 | 0 | 0 | 0 | 0 | 0 | 0
TAS1 | OCGT / Diesel | 5.3145e-06 | 5.0184e-06 | 4.7514e-06 | -1908.7295 | -1802.3886 | -1701.9722 | -1611.427 | -1517.373 | -1432.8357 | -1353.0082 | -1281.0279 | -1206.2582 | -1139.0541 | -1075.594 | -1018.3722 | -958.933 | -905.508 | -855.0595 | -809.5701 | -248.3932 | -234.5544
TAS1 | Hydro | 0 | 0 | 0 | 0 | 0 | 0 | 0 | 0 | 0 | 0 | 0 | 0 | 0 | 0 | 0 | 0 | 0 | 0 | 0 | 0 | 0
TAS1 | Wind | 0.00037947 | 0.00036262 | 4096.358 | 7714.5389 | 10930.9427 | 13823.2188 | 16402.8293 | 18566.9634 | 20480.151 | 22076.9665 | 23498.7877 | 24608.7322 | 25580.956 | 26368.4614 | 27060.6335 | 27453.8935 | 27787.1537 | 27998.0649 | 28217.4785 | 28193.3482 | 26622.614
TAS1 | Solar PV | 1.1225e-05 | 1.8342e-05 | 2.4186e-05 | 2.2774e-05 | 5.8631e-05 | 9.0235e-05 | 0.00011029 | 0.00010386 | 9.807e-05 | 9.2606e-05 | 0.00016434 | 0.00015475 | 0.00014973 | 0.00014139 | 0.00015783 | 0.00022762 | 0.00021494 | 0.0002892 | 0.00030124 | 0.0023682 | 0.0022362
TAS1 | LS Battery | 3.0439e-05 | 2.8744e-05 | 2.7214e-05 | 2.5626e-05 | 2.4198e-05 | 3.2327e-05 | 4.1914e-05 | 4.4316e-05 | 4.1847e-05 | 7.3764e-05 | 6.984e-05 | 6.5764e-05 | 6.21e-05 | 5.864e-05 | 6.5401e-05 | 6.1583e-05 | 7.1134e-05 | 6.7171e-05 | 8.4661e-05 | 7.972e-05 | 0.00012194
TAS1 | Pumped Hydro | 0 | 0 | 0.00014046 | 0.0001403 | 0.00014548 | 0.0001462 | 0.00014613 | 0.00014674 | 0.0001469 | 0.0001483 | 0.00015204 | 0.00015431 | 0.0001525 | 0.00015386 | 0.00018609 | 0.00017523 | 0.00020373 | 0.00019238 | 0.00021302 | 0.00020058 | 0.00035544
TAS1 | VPP | 0 | 0 | 0 | 0 | 0 | 0 | 0 | 0 | 0 | 0 | 0 | 0 | 0 | 0 | 0 | 0 | 0 | 0 | 0 | 0 | 0
Total excluding storage |  | 0.00040553 | 0.00039498 | 4096.358 | -9998.8978 | -5795.6263 | -1971.4639 | 1448.4269 | 4485.4032 | 7183.1159 | 9520.7483 | 11610.5629 | 13414.3863 | 15010.28 | 16386.7087 | 17609.9121 | 18554.7816 | 19383.8374 | 20062.9221 | 20704.4869 | 21632.7937 | 20427.5672
Ernst & Young’s liability is limited by a scheme approved under Professional Standards Legislation

## BaseCase_Fuel Cost
Fuel cost by technology ($000s) - Base Case, Central Scenario
Fuel | Real June 2019 dollars discounted to 1 July 2019
Explicitly modelled generation
Region | Technology | 2021-22 | 2022-23 | 2023-24 | 2024-25 | 2025-26 | 2026-27 | 2027-28 | 2028-29 | 2029-30 | 2030-31 | 2031-32 | 2032-33 | 2033-34 | 2034-35 | 2035-36 | 2036-37 | 2037-38 | 2038-39 | 2039-40 | 2040-41 | 2041-42
NEM | Black Coal | 1656562.2877 | 1503929.0028 | 1518535.5821 | 1460869.2186 | 1301006.4644 | 1185292.4816 | 1082796.7096 | 1046603.1158 | 987178.679 | 959918.1242 | 940868.0337 | 716709.5185 | 702736.2806 | 675973.0271 | 414730.4504 | 355969.8102 | 275744.2384 | 264189.0692 | 240594.2067 | 222921.1988 | 204008.1486
NEM | Brown Coal | 218483.7813 | 202468.0927 | 197182.459 | 179145.652 | 167796.5795 | 155833.9048 | 152281.2256 | 141364.745 | 126851.2576 | 114832.8576 | 100117.0053 | 84977.5031 | 78311.1377 | 74391.5765 | 68782.604 | 66014.0734 | 57177.5452 | 56412.9412 | 50896.1644 | 48921.1488 | 47833.0478
NEM | CCGT | 131206.8831 | 128159.3982 | 106960.3453 | 37957.0376 | 36524.3495 | 36127.1575 | 34761.2071 | 36970.8532 | 32874.4429 | 33880.6066 | 35698.6794 | 145624.286 | 140360.0511 | 85056.7079 | 149308.3778 | 79274.1228 | 101658.3724 | 108258.4001 | 92831.5751 | 89490.1268 | 91825.0679
NEM | Gas - Steam | 91576.4927 | 72998.2194 | 68761.1967 | 3102.5665 | 2921.2485 | 2768.6007 | 2593.1243 | 2466.3226 | 2319.897 | 2193.6034 | 2731.323 | 7575.8039 | 7780.0674 | 6057.7128 | 7310.4696 | 5967.096 | 7044.5103 | 6346.262 | 5411.4775 | 5238.9135 | 5409.196
NEM | OCGT / Diesel | 3114.225 | 3385.1833 | 8357.8063 | 4577.8262 | 4069.2718 | 5297.3645 | 4809.1957 | 10046.3107 | 5202.0873 | 8805.6596 | 5607.4681 | 17811.2769 | 11889.533 | 10498.6962 | 25398.8471 | 17871.766 | 42252.1172 | 27247.2452 | 52546.2012 | 60158.6206 | 52184.6665
NEM | Hydro | 0 | 0 | 0 | 0 | 0 | 0 | 0 | 0 | 0 | 0 | 0 | 0 | 0 | 0 | 0 | 0 | 0 | 0 | 0 | 0 | 0
NEM | Wind | 0 | 0 | 0 | 0 | 0 | 0 | 0 | 0 | 0 | 0 | 0 | 0 | 0 | 0 | 0 | 0 | 0 | 0 | 0 | 0 | 0
NEM | Solar PV | 0 | 0 | 0 | 0 | 0 | 0 | 0 | 0 | 0 | 0 | 0 | 0 | 0 | 0 | 0 | 0 | 0 | 0 | 0 | 0 | 0
NEM | LS Battery | 0 | 0 | 0 | 0 | 0 | 0 | 0 | 0 | 0 | 0 | 0 | 0 | 0 | 0 | 0 | 0 | 0 | 0 | 0 | 0 | 0
NEM | Pumped Hydro | 0 | 0 | 0 | 0 | 0 | 0 | 0 | 0 | 0 | 0 | 0 | 0 | 0 | 0 | 0 | 0 | 0 | 0 | 0 | 0 | 0
NEM | VPP | 0 | 0 | 0 | 0 | 0 | 0 | 0 | 0 | 0 | 0 | 0 | 0 | 0 | 0 | 0 | 0 | 0 | 0 | 0 | 0 | 0
Total excluding storage |  | 2100943.6697 | 1910939.8964 | 1899797.3895 | 1685652.3009 | 1512317.9138 | 1385319.509 | 1277241.4623 | 1237451.3473 | 1154426.3638 | 1119630.8513 | 1085022.5094 | 972698.3884 | 941077.0698 | 851977.7205 | 665530.7489 | 525096.8684 | 483876.7835 | 462453.9177 | 442279.6248 | 426730.0085 | 401260.1268
Region | Technology | 2021-22 | 2022-23 | 2023-24 | 2024-25 | 2025-26 | 2026-27 | 2027-28 | 2028-29 | 2029-30 | 2030-31 | 2031-32 | 2032-33 | 2033-34 | 2034-35 | 2035-36 | 2036-37 | 2037-38 | 2038-39 | 2039-40 | 2040-41 | 2041-42
NSW1 | Black Coal | 861568.23 | 743780.3855 | 760011.9983 | 762084.847 | 643156.9338 | 582197.1609 | 555959.7153 | 574123.8644 | 553117.9105 | 546087.7395 | 549766.4757 | 325141.501 | 322211.9585 | 314668.3355 | 126195.4145 | 120656.4895 | 114462.0055 | 106281.264 | 95210.1318 | 87525.1544 | 82742.151
NSW1 | Brown Coal | 0 | 0 | 0 | 0 | 0 | 0 | 0 | 0 | 0 | 0 | 0 | 0 | 0 | 0 | 0 | 0 | 0 | 0 | 0 | 0 | 0
NSW1 | CCGT | 1847.1594 | 1849.7901 | 5499.655 | 3513.0142 | 3353.4836 | 3339.574 | 3211.9731 | 3466.9992 | 3207.8297 | 3208.487 | 2915.8447 | 51839.9559 | 46750.0568 | 19167.9429 | 41953.4629 | 20616.103 | 41870.9939 | 47156.2878 | 44026.6085 | 41110.3374 | 44006.8544
NSW1 | Gas - Steam | 0 | 0 | 0 | 0 | 0 | 0 | 0 | 0 | 0 | 0 | 0 | 0 | 0 | 0 | 0 | 0 | 0 | 0 | 0 | 0 | 0
NSW1 | OCGT / Diesel | 0.0006102 | 5.6969 | 392.5906 | 1729.3977 | 831.9927 | 594.5177 | 877.5514 | 2015.6593 | 1566.1252 | 1048.8354 | 1143.3456 | 3940.2251 | 1487.1117 | 1314.3757 | 5517.5989 | 3623.0898 | 7707.294 | 3539.6875 | 12426.6253 | 14776.9353 | 15188.5521
NSW1 | Hydro | 0 | 0 | 0 | 0 | 0 | 0 | 0 | 0 | 0 | 0 | 0 | 0 | 0 | 0 | 0 | 0 | 0 | 0 | 0 | 0 | 0
NSW1 | Wind | 0 | 0 | 0 | 0 | 0 | 0 | 0 | 0 | 0 | 0 | 0 | 0 | 0 | 0 | 0 | 0 | 0 | 0 | 0 | 0 | 0
NSW1 | Solar PV | 0 | 0 | 0 | 0 | 0 | 0 | 0 | 0 | 0 | 0 | 0 | 0 | 0 | 0 | 0 | 0 | 0 | 0 | 0 | 0 | 0
NSW1 | LS Battery | 0 | 0 | 0 | 0 | 0 | 0 | 0 | 0 | 0 | 0 | 0 | 0 | 0 | 0 | 0 | 0 | 0 | 0 | 0 | 0 | 0
NSW1 | Pumped Hydro | 0 | 0 | 0 | 0 | 0 | 0 | 0 | 0 | 0 | 0 | 0 | 0 | 0 | 0 | 0 | 0 | 0 | 0 | 0 | 0 | 0
NSW1 | VPP | 0 | 0 | 0 | 0 | 0 | 0 | 0 | 0 | 0 | 0 | 0 | 0 | 0 | 0 | 0 | 0 | 0 | 0 | 0 | 0 | 0
Total excluding storage |  | 863415.39 | 745635.8725 | 765904.2439 | 767327.2589 | 647342.4102 | 586131.2526 | 560049.2397 | 579606.523 | 557891.8653 | 550345.062 | 553825.666 | 380921.682 | 370449.127 | 335150.6541 | 173666.4764 | 144895.6823 | 164040.2934 | 156977.2393 | 151663.3656 | 143412.4271 | 141937.5575
Region | Technology | 2021-22 | 2022-23 | 2023-24 | 2024-25 | 2025-26 | 2026-27 | 2027-28 | 2028-29 | 2029-30 | 2030-31 | 2031-32 | 2032-33 | 2033-34 | 2034-35 | 2035-36 | 2036-37 | 2037-38 | 2038-39 | 2039-40 | 2040-41 | 2041-42
QLD1 | Black Coal | 794994.0577 | 760148.6173 | 758523.5838 | 698784.3716 | 657849.5306 | 603095.3207 | 526836.9943 | 472479.2514 | 434060.7685 | 413830.3847 | 391101.5579 | 391568.0175 | 380524.3221 | 361304.6916 | 288535.0359 | 235313.3207 | 161282.2329 | 157907.8052 | 145384.0749 | 135396.0444 | 121265.9976
QLD1 | Brown Coal | 0 | 0 | 0 | 0 | 0 | 0 | 0 | 0 | 0 | 0 | 0 | 0 | 0 | 0 | 0 | 0 | 0 | 0 | 0 | 0 | 0
QLD1 | CCGT | 65233.1904 | 62068.2488 | 64748.9562 | 11460.6022 | 10411.1287 | 10072.6862 | 9729.3068 | 12014.0506 | 8822.5499 | 10212.794 | 12813.167 | 47497.9718 | 51351.2721 | 31512.9268 | 67032.2046 | 34169.3636 | 59787.3759 | 61102.1098 | 48804.9637 | 48379.7867 | 47818.2107
QLD1 | Gas - Steam | 1847.5912 | 1766.6251 | 3314.5038 | 3102.566 | 2921.248 | 2768.6002 | 2593.1238 | 2466.322 | 2319.8965 | 2193.6028 | 2731.3225 | 7575.803 | 7780.0665 | 6057.712 | 7310.469 | 5967.0955 | 7044.5095 | 6346.2615 | 5411.4775 | 5238.9135 | 5409.196
QLD1 | OCGT / Diesel | 0.00092156 | 0.00090594 | 0.00091485 | 420.4976 | 795.2771 | 756.2912 | 713.1816 | 2058.7946 | 373.3764 | 369.337 | 1055.9545 | 1595.7652 | 1667.4733 | 1023.2787 | 4242.8699 | 3356.5278 | 9379.0537 | 4220.3487 | 13390.495 | 13184.965 | 10682.5646
QLD1 | Hydro | 0 | 0 | 0 | 0 | 0 | 0 | 0 | 0 | 0 | 0 | 0 | 0 | 0 | 0 | 0 | 0 | 0 | 0 | 0 | 0 | 0
QLD1 | Wind | 0 | 0 | 0 | 0 | 0 | 0 | 0 | 0 | 0 | 0 | 0 | 0 | 0 | 0 | 0 | 0 | 0 | 0 | 0 | 0 | 0
QLD1 | Solar PV | 0 | 0 | 0 | 0 | 0 | 0 | 0 | 0 | 0 | 0 | 0 | 0 | 0 | 0 | 0 | 0 | 0 | 0 | 0 | 0 | 0
QLD1 | LS Battery | 0 | 0 | 0 | 0 | 0 | 0 | 0 | 0 | 0 | 0 | 0 | 0 | 0 | 0 | 0 | 0 | 0 | 0 | 0 | 0 | 0
QLD1 | Pumped Hydro | 0 | 0 | 0 | 0 | 0 | 0 | 0 | 0 | 0 | 0 | 0 | 0 | 0 | 0 | 0 | 0 | 0 | 0 | 0 | 0 | 0
QLD1 | VPP | 0 | 0 | 0 | 0 | 0 | 0 | 0 | 0 | 0 | 0 | 0 | 0 | 0 | 0 | 0 | 0 | 0 | 0 | 0 | 0 | 0
Total excluding storage |  | 862074.8402 | 823983.4921 | 826587.0447 | 713768.0374 | 671977.1843 | 616692.8984 | 539872.6065 | 489018.4186 | 445576.5913 | 426606.1185 | 407702.002 | 448237.5575 | 441323.1341 | 399898.6091 | 367120.5793 | 278806.3076 | 237493.172 | 229576.5252 | 212991.0111 | 202199.7096 | 185175.9689
Region | Technology | 2021-22 | 2022-23 | 2023-24 | 2024-25 | 2025-26 | 2026-27 | 2027-28 | 2028-29 | 2029-30 | 2030-31 | 2031-32 | 2032-33 | 2033-34 | 2034-35 | 2035-36 | 2036-37 | 2037-38 | 2038-39 | 2039-40 | 2040-41 | 2041-42
VIC1 | Black Coal | 0 | 0 | 0 | 0 | 0 | 0 | 0 | 0 | 0 | 0 | 0 | 0 | 0 | 0 | 0 | 0 | 0 | 0 | 0 | 0 | 0
VIC1 | Brown Coal | 218483.7813 | 202468.0927 | 197182.459 | 179145.652 | 167796.5795 | 155833.9048 | 152281.2256 | 141364.745 | 126851.2576 | 114832.8576 | 100117.0053 | 84977.5031 | 78311.1377 | 74391.5765 | 68782.604 | 66014.0734 | 57177.5452 | 56412.9412 | 50896.1644 | 48921.1488 | 47833.0478
VIC1 | CCGT | 0.00033311 | 0.00033057 | 0.00034094 | 0.00037988 | 0.00037888 | 0.00040118 | 0.00039311 | 0.00046407 | 0.00048982 | 0.00064929 | 0.00070676 | 0.0010684 | 0.0010667 | 0.0010149 | 0.0010299 | 0.00094465 | 0.0012257 | 0.0011728 | 0.0013956 | 0.0013188 | 0.0012524
VIC1 | Gas - Steam | 634.5465 | 712.1913 | 946.2229 | 0.00022675 | 0.0002273 | 0.00022871 | 0.00022961 | 0.00027783 | 0.000254 | 0.00034119 | 0.00027092 | 0.00050629 | 0.00047778 | 0.00042011 | 0.00059401 | 0.00052889 | 0.00078371 | 0.00053002 | 0 | 0 | 0
VIC1 | OCGT / Diesel | 834.6494 | 714.3036 | 1803.9462 | 846.7307 | 889.4986 | 1682.1441 | 1096.4972 | 2501.8692 | 1326.2384 | 4843.0372 | 2207.0429 | 4811.9339 | 4180.9001 | 2848.6538 | 6912.0497 | 4733.9331 | 10094.4683 | 4015.2007 | 8568.592 | 11482.5859 | 9312.8147
VIC1 | Hydro | 0 | 0 | 0 | 0 | 0 | 0 | 0 | 0 | 0 | 0 | 0 | 0 | 0 | 0 | 0 | 0 | 0 | 0 | 0 | 0 | 0
VIC1 | Wind | 0 | 0 | 0 | 0 | 0 | 0 | 0 | 0 | 0 | 0 | 0 | 0 | 0 | 0 | 0 | 0 | 0 | 0 | 0 | 0 | 0
VIC1 | Solar PV | 0 | 0 | 0 | 0 | 0 | 0 | 0 | 0 | 0 | 0 | 0 | 0 | 0 | 0 | 0 | 0 | 0 | 0 | 0 | 0 | 0
VIC1 | LS Battery | 0 | 0 | 0 | 0 | 0 | 0 | 0 | 0 | 0 | 0 | 0 | 0 | 0 | 0 | 0 | 0 | 0 | 0 | 0 | 0 | 0
VIC1 | Pumped Hydro | 0 | 0 | 0 | 0 | 0 | 0 | 0 | 0 | 0 | 0 | 0 | 0 | 0 | 0 | 0 | 0 | 0 | 0 | 0 | 0 | 0
VIC1 | VPP | 0 | 0 | 0 | 0 | 0 | 0 | 0 | 0 | 0 | 0 | 0 | 0 | 0 | 0 | 0 | 0 | 0 | 0 | 0 | 0 | 0
Total excluding storage |  | 219952.9774 | 203894.588 | 199932.6285 | 179992.3833 | 168686.0788 | 157516.0495 | 153377.7234 | 143866.615 | 128177.4968 | 119675.8958 | 102324.0491 | 89789.4386 | 82492.0394 | 77240.2318 | 75694.6553 | 70748.008 | 67272.0156 | 60428.1437 | 59464.7577 | 60403.7361 | 57145.8637
Region | Technology | 2021-22 | 2022-23 | 2023-24 | 2024-25 | 2025-26 | 2026-27 | 2027-28 | 2028-29 | 2029-30 | 2030-31 | 2031-32 | 2032-33 | 2033-34 | 2034-35 | 2035-36 | 2036-37 | 2037-38 | 2038-39 | 2039-40 | 2040-41 | 2041-42
SA1 | Black Coal | 0 | 0 | 0 | 0 | 0 | 0 | 0 | 0 | 0 | 0 | 0 | 0 | 0 | 0 | 0 | 0 | 0 | 0 | 0 | 0 | 0
SA1 | Brown Coal | 0 | 0 | 0 | 0 | 0 | 0 | 0 | 0 | 0 | 0 | 0 | 0 | 0 | 0 | 0 | 0 | 0 | 0 | 0 | 0 | 0
SA1 | CCGT | 64126.5324 | 64241.3583 | 36711.7332 | 22983.4204 | 22759.7364 | 22714.8964 | 21819.9264 | 21489.8025 | 20844.0624 | 20459.3245 | 19969.6665 | 46286.3568 | 42258.7208 | 34375.8367 | 40322.7088 | 24488.6548 | 0.00092999 | 0.00088642 | 0.0010073 | 0.00094893 | 0.0010939
SA1 | Gas - Steam | 89094.355 | 70519.403 | 64500.47 | 0.00023624 | 0.00025063 | 0.00025023 | 0.000238 | 0.00028474 | 0.00025611 | 0.00029495 | 0.00025463 | 0.00043986 | 0.00038644 | 0.00039427 | 0 | 0 | 0 | 0 | 0 | 0 | 0
SA1 | OCGT / Diesel | 2279.5736 | 2665.1814 | 6161.2682 | 1581.1998 | 1552.503 | 2264.411 | 2121.9652 | 3469.9873 | 1936.3469 | 2544.4495 | 1201.1246 | 7463.3522 | 4554.0474 | 5312.3877 | 8726.3283 | 6158.2148 | 15071.3008 | 15472.0078 | 18160.4886 | 20714.1341 | 17000.7347
SA1 | Hydro | 0 | 0 | 0 | 0 | 0 | 0 | 0 | 0 | 0 | 0 | 0 | 0 | 0 | 0 | 0 | 0 | 0 | 0 | 0 | 0 | 0
SA1 | Wind | 0 | 0 | 0 | 0 | 0 | 0 | 0 | 0 | 0 | 0 | 0 | 0 | 0 | 0 | 0 | 0 | 0 | 0 | 0 | 0 | 0
SA1 | Solar PV | 0 | 0 | 0 | 0 | 0 | 0 | 0 | 0 | 0 | 0 | 0 | 0 | 0 | 0 | 0 | 0 | 0 | 0 | 0 | 0 | 0
SA1 | LS Battery | 0 | 0 | 0 | 0 | 0 | 0 | 0 | 0 | 0 | 0 | 0 | 0 | 0 | 0 | 0 | 0 | 0 | 0 | 0 | 0 | 0
SA1 | Pumped Hydro | 0 | 0 | 0 | 0 | 0 | 0 | 0 | 0 | 0 | 0 | 0 | 0 | 0 | 0 | 0 | 0 | 0 | 0 | 0 | 0 | 0
SA1 | VPP | 0 | 0 | 0 | 0 | 0 | 0 | 0 | 0 | 0 | 0 | 0 | 0 | 0 | 0 | 0 | 0 | 0 | 0 | 0 | 0 | 0
Total excluding storage |  | 155500.461 | 137425.9428 | 107373.4714 | 24564.6204 | 24312.2397 | 24979.3077 | 23941.8918 | 24959.79 | 22780.4096 | 23003.7742 | 21170.7914 | 53749.7095 | 46812.7685 | 39688.2248 | 49049.0371 | 30646.8696 | 15071.3017 | 15472.0087 | 18160.4896 | 20714.1351 | 17000.7358
Region | Technology | 2021-22 | 2022-23 | 2023-24 | 2024-25 | 2025-26 | 2026-27 | 2027-28 | 2028-29 | 2029-30 | 2030-31 | 2031-32 | 2032-33 | 2033-34 | 2034-35 | 2035-36 | 2036-37 | 2037-38 | 2038-39 | 2039-40 | 2040-41 | 2041-42
TAS1 | Black Coal | 0 | 0 | 0 | 0 | 0 | 0 | 0 | 0 | 0 | 0 | 0 | 0 | 0 | 0 | 0 | 0 | 0 | 0 | 0 | 0 | 0
TAS1 | Brown Coal | 0 | 0 | 0 | 0 | 0 | 0 | 0 | 0 | 0 | 0 | 0 | 0 | 0 | 0 | 0 | 0 | 0 | 0 | 0 | 0 | 0
TAS1 | CCGT | 0.00054188 | 0.00051423 | 0.00053367 | 0.00049111 | 0.00045039 | 0.00044695 | 0.00044589 | 0.0004472 | 0.00045125 | 0.00045207 | 0.00043884 | 0.00043821 | 0.00043339 | 0.00042952 | 0.00044419 | 0.00042973 | 0.0004492 | 0.0004331 | 0.00044956 | 0.00043224 | 0.00046526
TAS1 | Gas - Steam | 0 | 0 | 0 | 0 | 0 | 0 | 0 | 0 | 0 | 0 | 0 | 0 | 0 | 0 | 0 | 0 | 0 | 0 | 0 | 0 | 0
TAS1 | OCGT / Diesel | 0.00045255 | 0.00042367 | 0.00043853 | 0.00043704 | 0.0003854 | 0.00039384 | 0.00039549 | 0.00039027 | 0.00038808 | 0.00039813 | 0.00038726 | 0.00038564 | 0.00038357 | 0.00038051 | 0.00038718 | 0.00038383 | 0.00038406 | 0.00038592 | 0.00038593 | 0.00025075 | 0.00034587
TAS1 | Hydro | 0 | 0 | 0 | 0 | 0 | 0 | 0 | 0 | 0 | 0 | 0 | 0 | 0 | 0 | 0 | 0 | 0 | 0 | 0 | 0 | 0
TAS1 | Wind | 0 | 0 | 0 | 0 | 0 | 0 | 0 | 0 | 0 | 0 | 0 | 0 | 0 | 0 | 0 | 0 | 0 | 0 | 0 | 0 | 0
TAS1 | Solar PV | 0 | 0 | 0 | 0 | 0 | 0 | 0 | 0 | 0 | 0 | 0 | 0 | 0 | 0 | 0 | 0 | 0 | 0 | 0 | 0 | 0
TAS1 | LS Battery | 0 | 0 | 0 | 0 | 0 | 0 | 0 | 0 | 0 | 0 | 0 | 0 | 0 | 0 | 0 | 0 | 0 | 0 | 0 | 0 | 0
TAS1 | Pumped Hydro | 0 | 0 | 0 | 0 | 0 | 0 | 0 | 0 | 0 | 0 | 0 | 0 | 0 | 0 | 0 | 0 | 0 | 0 | 0 | 0 | 0
TAS1 | VPP | 0 | 0 | 0 | 0 | 0 | 0 | 0 | 0 | 0 | 0 | 0 | 0 | 0 | 0 | 0 | 0 | 0 | 0 | 0 | 0 | 0
Total excluding storage |  | 0.00099443 | 0.0009379 | 0.00097219 | 0.00092816 | 0.00083579 | 0.00084078 | 0.00084137 | 0.00083747 | 0.00083933 | 0.0008502 | 0.0008261 | 0.00082385 | 0.00081696 | 0.00081003 | 0.00083137 | 0.00081356 | 0.00083326 | 0.00081902 | 0.00083549 | 0.00068299 | 0.00081113
Explicitly modelled pumping
Region | Technology | 2021-22 | 2022-23 | 2023-24 | 2024-25 | 2025-26 | 2026-27 | 2027-28 | 2028-29 | 2029-30 | 2030-31 | 2031-32 | 2032-33 | 2033-34 | 2034-35 | 2035-36 | 2036-37 | 2037-38 | 2038-39 | 2039-40 | 2040-41 | 2041-42
NEM | LS Battery pump | 0 | 0 | 0 | 0 | 0 | 0 | 0 | 0 | 0 | 0 | 0 | 0 | 0 | 0 | 0 | 0 | 0 | 0 | 0 | 0 | 0
NEM | Pumped Hydro Pump | 0 | 0 | 0 | 0 | 0 | 0 | 0 | 0 | 0 | 0 | 0 | 0 | 0 | 0 | 0 | 0 | 0 | 0 | 0 | 0 | 0
NEM | VPP pump | 0 | 0 | 0 | 0 | 0 | 0 | 0 | 0 | 0 | 0 | 0 | 0 | 0 | 0 | 0 | 0 | 0 | 0 | 0 | 0 | 0
Region | Technology | 2021-22 | 2022-23 | 2023-24 | 2024-25 | 2025-26 | 2026-27 | 2027-28 | 2028-29 | 2029-30 | 2030-31 | 2031-32 | 2032-33 | 2033-34 | 2034-35 | 2035-36 | 2036-37 | 2037-38 | 2038-39 | 2039-40 | 2040-41 | 2041-42
NSW1 | LS Battery pump | 0 | 0 | 0 | 0 | 0 | 0 | 0 | 0 | 0 | 0 | 0 | 0 | 0 | 0 | 0 | 0 | 0 | 0 | 0 | 0 | 0
NSW1 | Pumped Hydro Pump | 0 | 0 | 0 | 0 | 0 | 0 | 0 | 0 | 0 | 0 | 0 | 0 | 0 | 0 | 0 | 0 | 0 | 0 | 0 | 0 | 0
NSW1 | VPP pump | 0 | 0 | 0 | 0 | 0 | 0 | 0 | 0 | 0 | 0 | 0 | 0 | 0 | 0 | 0 | 0 | 0 | 0 | 0 | 0 | 0
Region | Technology | 2021-22 | 2022-23 | 2023-24 | 2024-25 | 2025-26 | 2026-27 | 2027-28 | 2028-29 | 2029-30 | 2030-31 | 2031-32 | 2032-33 | 2033-34 | 2034-35 | 2035-36 | 2036-37 | 2037-38 | 2038-39 | 2039-40 | 2040-41 | 2041-42
QLD1 | LS Battery pump | 0 | 0 | 0 | 0 | 0 | 0 | 0 | 0 | 0 | 0 | 0 | 0 | 0 | 0 | 0 | 0 | 0 | 0 | 0 | 0 | 0
QLD1 | Pumped Hydro Pump | 0 | 0 | 0 | 0 | 0 | 0 | 0 | 0 | 0 | 0 | 0 | 0 | 0 | 0 | 0 | 0 | 0 | 0 | 0 | 0 | 0
QLD1 | VPP pump | 0 | 0 | 0 | 0 | 0 | 0 | 0 | 0 | 0 | 0 | 0 | 0 | 0 | 0 | 0 | 0 | 0 | 0 | 0 | 0 | 0
Region | Technology | 2021-22 | 2022-23 | 2023-24 | 2024-25 | 2025-26 | 2026-27 | 2027-28 | 2028-29 | 2029-30 | 2030-31 | 2031-32 | 2032-33 | 2033-34 | 2034-35 | 2035-36 | 2036-37 | 2037-38 | 2038-39 | 2039-40 | 2040-41 | 2041-42
VIC1 | LS Battery pump | 0 | 0 | 0 | 0 | 0 | 0 | 0 | 0 | 0 | 0 | 0 | 0 | 0 | 0 | 0 | 0 | 0 | 0 | 0 | 0 | 0
VIC1 | Pumped Hydro Pump | 0 | 0 | 0 | 0 | 0 | 0 | 0 | 0 | 0 | 0 | 0 | 0 | 0 | 0 | 0 | 0 | 0 | 0 | 0 | 0 | 0
VIC1 | VPP pump | 0 | 0 | 0 | 0 | 0 | 0 | 0 | 0 | 0 | 0 | 0 | 0 | 0 | 0 | 0 | 0 | 0 | 0 | 0 | 0 | 0
Region | Technology | 2021-22 | 2022-23 | 2023-24 | 2024-25 | 2025-26 | 2026-27 | 2027-28 | 2028-29 | 2029-30 | 2030-31 | 2031-32 | 2032-33 | 2033-34 | 2034-35 | 2035-36 | 2036-37 | 2037-38 | 2038-39 | 2039-40 | 2040-41 | 2041-42
SA1 | LS Battery pump | 0 | 0 | 0 | 0 | 0 | 0 | 0 | 0 | 0 | 0 | 0 | 0 | 0 | 0 | 0 | 0 | 0 | 0 | 0 | 0 | 0
SA1 | Pumped Hydro Pump | 0 | 0 | 0 | 0 | 0 | 0 | 0 | 0 | 0 | 0 | 0 | 0 | 0 | 0 | 0 | 0 | 0 | 0 | 0 | 0 | 0
SA1 | VPP pump | 0 | 0 | 0 | 0 | 0 | 0 | 0 | 0 | 0 | 0 | 0 | 0 | 0 | 0 | 0 | 0 | 0 | 0 | 0 | 0 | 0
Region | Technology | 2021-22 | 2022-23 | 2023-24 | 2024-25 | 2025-26 | 2026-27 | 2027-28 | 2028-29 | 2029-30 | 2030-31 | 2031-32 | 2032-33 | 2033-34 | 2034-35 | 2035-36 | 2036-37 | 2037-38 | 2038-39 | 2039-40 | 2040-41 | 2041-42
TAS1 | LS Battery pump | 0 | 0 | 0 | 0 | 0 | 0 | 0 | 0 | 0 | 0 | 0 | 0 | 0 | 0 | 0 | 0 | 0 | 0 | 0 | 0 | 0
TAS1 | Pumped Hydro Pump | 0 | 0 | 0 | 0 | 0 | 0 | 0 | 0 | 0 | 0 | 0 | 0 | 0 | 0 | 0 | 0 | 0 | 0 | 0 | 0 | 0
TAS1 | VPP pump | 0 | 0 | 0 | 0 | 0 | 0 | 0 | 0 | 0 | 0 | 0 | 0 | 0 | 0 | 0 | 0 | 0 | 0 | 0 | 0 | 0
Ernst & Young’s liability is limited by a scheme approved under Professional Standards Legislation

## BaseCase_Build Cost
New generation build cost (CAPEX) by technology ($000s) - Base Case, Central Scenario
CAPEX (Install) | Real June 2019 dollars discounted to 1 July 2019. The total capital costs are annualised for modelling purposes.
Explicitly modelled generation
Region | Technology | 2021-22 | 2022-23 | 2023-24 | 2024-25 | 2025-26 | 2026-27 | 2027-28 | 2028-29 | 2029-30 | 2030-31 | 2031-32 | 2032-33 | 2033-34 | 2034-35 | 2035-36 | 2036-37 | 2037-38 | 2038-39 | 2039-40 | 2040-41 | 2041-42
NEM | Black Coal | 0 | 0 | 0 | 0 | 0 | 0 | 0 | 0 | 0 | 0 | 0 | 0 | 0 | 0 | 0 | 0 | 0 | 0 | 0 | 0 | 0
NEM | Brown Coal | 0 | 0 | 0 | 0 | 0 | 0 | 0 | 0 | 0 | 0 | 0 | 0 | 0 | 0 | 0 | 0 | 0 | 0 | 0 | 0 | 0
NEM | CCGT | 0.00070927 | 0.00066976 | 0.00066383 | 0.00070183 | 0.00066273 | 0.00063722 | 0.00060332 | 0.00065573 | 0.00063243 | 0.00067741 | 0.00071757 | 0.00099369 | 0.0010322 | 0.00099015 | 0.0011376 | 0.0011721 | 0.0015009 | 0.0014172 | 0.0015871 | 0.0014945 | 0.0015506
NEM | Gas - Steam | 0 | 0 | 0 | 0 | 0 | 0 | 0 | 0 | 0 | 0 | 0 | 0 | 0 | 0 | 0 | 0 | 0 | 0 | 0 | 0 | 0
NEM | OCGT / Diesel | 0.00073122 | 0.00069048 | 0.00067576 | 0.00068028 | 0.000655 | 0.00069387 | 0.0006724 | 0.00076982 | 0.00073489 | 0.00070179 | 0.00082985 | 0.00088199 | 0.001037 | 0.0010588 | 0.0012061 | 0.0028867 | 0.0027681 | 0.0026139 | 0.002798 | 0.0026347 | 0.0035138
NEM | Hydro | 0 | 0 | 0 | 0 | 0 | 0 | 0 | 0 | 0 | 0 | 0 | 0 | 0 | 0 | 0 | 0 | 0 | 0 | 0 | 0 | 0
NEM | Wind | 0.012943 | 0.01291 | 16501.7472 | 30993.3143 | 73408.267 | 122577.1814 | 189589.5407 | 285839.4546 | 343173.0083 | 334434.0486 | 326419.7376 | 488774.6229 | 476585.1889 | 474522.8291 | 712646.0085 | 753001.3701 | 909202.1065 | 875340.9635 | 865649.8207 | 846577.8879 | 849593.4368
NEM | Solar PV | 0.0019142 | 0.002744 | 0.00264 | 0.0025713 | 0.0046668 | 1862.1006 | 21209.7418 | 24589.1969 | 23219.2608 | 21925.6487 | 31457.7343 | 92871.1569 | 108806.5201 | 102744.5893 | 133774.902 | 159701.6024 | 214363.4923 | 213549.3495 | 207095.7402 | 217583.5126 | 223399.6708
NEM | LS Battery | 0.0047538 | 0.004489 | 0.0042501 | 0.0040021 | 0.0037791 | 0.0049366 | 0.0054474 | 0.0069093 | 0.0065244 | 6326.8863 | 42948.8639 | 40442.0718 | 66062.3327 | 62381.8061 | 105272.4824 | 158766.1153 | 149920.7885 | 141568.26 | 185032.6386 | 170668.1368 | 164470.6994
NEM | Pumped Hydro | 0 | 0 | 0.0051776 | 0.0055391 | 0.005498 | 0.0056436 | 0.005534 | 0.0066533 | 0.0065516 | 473.2505 | 13821.5593 | 48682.355 | 45970.1194 | 44818.8061 | 52870.0038 | 104975.9966 | 164029.0666 | 154890.5256 | 156692.9121 | 147547.2321 | 166393.2377
NEM | VPP | 0 | 0 | 0 | 0 | 0 | 0 | 0 | 0 | 0 | 0 | 0 | 0 | 0 | 0 | 0 | 0 | 0 | 0 | 0 | 0 | 0
Total excluding storage |  | 0.016297 | 0.017015 | 16501.7512 | 30993.3182 | 73408.273 | 124439.2834 | 210799.2839 | 310428.653 | 366392.2705 | 356359.6987 | 357877.4734 | 581645.7816 | 585391.711 | 577267.4205 | 846420.9128 | 912702.9765 | 1123565.6031 | 1088890.317 | 1072745.5653 | 1064161.4046 | 1072993.1127
Region | Technology | 2021-22 | 2022-23 | 2023-24 | 2024-25 | 2025-26 | 2026-27 | 2027-28 | 2028-29 | 2029-30 | 2030-31 | 2031-32 | 2032-33 | 2033-34 | 2034-35 | 2035-36 | 2036-37 | 2037-38 | 2038-39 | 2039-40 | 2040-41 | 2041-42
NSW1 | Black Coal | 0 | 0 | 0 | 0 | 0 | 0 | 0 | 0 | 0 | 0 | 0 | 0 | 0 | 0 | 0 | 0 | 0 | 0 | 0 | 0 | 0
NSW1 | Brown Coal | 0 | 0 | 0 | 0 | 0 | 0 | 0 | 0 | 0 | 0 | 0 | 0 | 0 | 0 | 0 | 0 | 0 | 0 | 0 | 0 | 0
NSW1 | CCGT | 0.00014531 | 0.00013722 | 0.00012992 | 0.00015176 | 0.00014331 | 0.00013532 | 0.00012812 | 0.00013955 | 0.00013178 | 0.00013205 | 0.00014428 | 0.00021647 | 0.0002307 | 0.00021784 | 0.00027925 | 0.00030828 | 0.00041028 | 0.00038742 | 0.00044092 | 0.00041518 | 0.00040543
NSW1 | Gas - Steam | 0 | 0 | 0 | 0 | 0 | 0 | 0 | 0 | 0 | 0 | 0 | 0 | 0 | 0 | 0 | 0 | 0 | 0 | 0 | 0 | 0
NSW1 | OCGT / Diesel | 0.00014545 | 0.00013735 | 0.00013004 | 0.00015671 | 0.00014798 | 0.00013973 | 0.0001323 | 0.00016161 | 0.0001526 | 0.0001441 | 0.00018604 | 0.00021781 | 0.00029876 | 0.00028211 | 0.00029371 | 0.0011996 | 0.0011328 | 0.0010697 | 0.0010128 | 0.00095365 | 0.00090052
NSW1 | Hydro | 0 | 0 | 0 | 0 | 0 | 0 | 0 | 0 | 0 | 0 | 0 | 0 | 0 | 0 | 0 | 0 | 0 | 0 | 0 | 0 | 0
NSW1 | Wind | 0.0023617 | 0.0023433 | 0.0024358 | 0.0030873 | 0.0033112 | 0.0032268 | 0.0030551 | 0.0037057 | 0.003635 | 0.0044711 | 0.0057338 | 74101.0461 | 76303.3639 | 88647.0565 | 235958.2363 | 223901.6146 | 232339.1289 | 219394.834 | 218202.8046 | 205466.9834 | 234044.7929
NSW1 | Solar PV | 0.00042441 | 0.00058705 | 0.00055582 | 0.00056017 | 0.0010775 | 0.0014174 | 0.001342 | 0.0012637 | 0.0012529 | 0.0019532 | 10698.5322 | 66688.4369 | 84082.5164 | 79398.0324 | 105371.0086 | 99220.8352 | 151682.8495 | 143232.1525 | 140380.0267 | 134602.0642 | 136642.3284
NSW1 | LS Battery | 0.00093714 | 0.00088493 | 0.00083785 | 0.00078895 | 0.000745 | 0.00084708 | 0.0010344 | 0.0012568 | 0.0011868 | 0.0030641 | 19636.8297 | 18490.6888 | 45333.9029 | 42808.218 | 70905.5135 | 73189.1111 | 69111.5307 | 65261.1241 | 85021.0653 | 80058.6479 | 64563.8374
NSW1 | Pumped Hydro | 0 | 0 | 0.0013868 | 0.0016167 | 0.0015266 | 0.0014416 | 0.001455 | 0.0017828 | 0.0016835 | 0.0016555 | 0.0020472 | 0.0059343 | 0.0056163 | 0.0053034 | 0.015487 | 44520.9533 | 72579.3683 | 68535.7586 | 64889.6424 | 61102.2349 | 57698.0499
NSW1 | VPP | 0 | 0 | 0 | 0 | 0 | 0 | 0 | 0 | 0 | 0 | 0 | 0 | 0 | 0 | 0 | 0 | 0 | 0 | 0 | 0 | 0
Total excluding storage |  | 0.0030769 | 0.0032049 | 0.0032516 | 0.003956 | 0.00468 | 0.0049192 | 0.0046575 | 0.0052705 | 0.0051723 | 0.0067004 | 10698.5383 | 140789.4834 | 160385.8808 | 168045.0894 | 341329.2455 | 323122.4513 | 384021.98 | 362626.988 | 358582.8327 | 340069.049 | 370687.1226
Region | Technology | 2021-22 | 2022-23 | 2023-24 | 2024-25 | 2025-26 | 2026-27 | 2027-28 | 2028-29 | 2029-30 | 2030-31 | 2031-32 | 2032-33 | 2033-34 | 2034-35 | 2035-36 | 2036-37 | 2037-38 | 2038-39 | 2039-40 | 2040-41 | 2041-42
QLD1 | Black Coal | 0 | 0 | 0 | 0 | 0 | 0 | 0 | 0 | 0 | 0 | 0 | 0 | 0 | 0 | 0 | 0 | 0 | 0 | 0 | 0 | 0
QLD1 | Brown Coal | 0 | 0 | 0 | 0 | 0 | 0 | 0 | 0 | 0 | 0 | 0 | 0 | 0 | 0 | 0 | 0 | 0 | 0 | 0 | 0 | 0
QLD1 | CCGT | 0.00015273 | 0.00014422 | 0.00013655 | 0.00014988 | 0.00014153 | 0.00013365 | 0.00012654 | 0.0001367 | 0.00012908 | 0.00012189 | 0.00012467 | 0.00016015 | 0.0001982 | 0.00018716 | 0.00023966 | 0.00027003 | 0.00037409 | 0.00035325 | 0.00034715 | 0.00032689 | 0.00035782
QLD1 | Gas - Steam | 0 | 0 | 0 | 0 | 0 | 0 | 0 | 0 | 0 | 0 | 0 | 0 | 0 | 0 | 0 | 0 | 0 | 0 | 0 | 0 | 0
QLD1 | OCGT / Diesel | 0.00014674 | 0.00013856 | 0.00013119 | 0.00013324 | 0.00013844 | 0.00013072 | 0.00013117 | 0.00016773 | 0.00015838 | 0.00014956 | 0.0001416 | 0.00013334 | 0.0002294 | 0.00021662 | 0.00026371 | 0.0008487 | 0.00080142 | 0.00075677 | 0.00071651 | 0.00067469 | 0.0006371
QLD1 | Hydro | 0 | 0 | 0 | 0 | 0 | 0 | 0 | 0 | 0 | 0 | 0 | 0 | 0 | 0 | 0 | 0 | 0 | 0 | 0 | 0 | 0
QLD1 | Wind | 0.0035456 | 0.0035023 | 0.0034722 | 0.0037032 | 29626.7051 | 67639.4041 | 124791.7376 | 201495.5068 | 240128.8215 | 226750.5395 | 214687.3651 | 233959.5829 | 220925.0079 | 208616.6285 | 282194.8233 | 323853.0756 | 385561.4153 | 364080.6565 | 344711.492 | 348438.6075 | 339180.9606
QLD1 | Solar PV | 0.00062228 | 0.00092753 | 0.00087818 | 0.00082693 | 0.0017284 | 1862.0969 | 1763.0331 | 1660.1303 | 1567.6396 | 1480.3018 | 1401.5494 | 1319.7453 | 1246.2184 | 1176.7879 | 7413.5605 | 25009.2417 | 24598.2356 | 23227.7957 | 21992.0722 | 20708.4631 | 19554.7339
QLD1 | LS Battery | 0.0009318 | 0.00087988 | 0.00083307 | 0.00078445 | 0.00074075 | 0.00090072 | 0.0010783 | 0.0015652 | 0.001478 | 0.0034323 | 0.0027232 | 0.0025642 | 0.025219 | 0.023814 | 15834.7199 | 45839.4121 | 43285.5637 | 40873.9975 | 38699.4926 | 36440.7219 | 34410.5023
QLD1 | Pumped Hydro | 0 | 0 | 0.00071348 | 0.00078849 | 0.00080568 | 0.00079035 | 0.0007736 | 0.001075 | 0.0010151 | 0.00095856 | 0.0010118 | 0.001984 | 0.0032071 | 0.0030284 | 0.0046678 | 0.063982 | 27624.3685 | 26085.3338 | 24697.5888 | 23256.067 | 21960.4032
QLD1 | VPP | 0 | 0 | 0 | 0 | 0 | 0 | 0 | 0 | 0 | 0 | 0 | 0 | 0 | 0 | 0 | 0 | 0 | 0 | 0 | 0 | 0
Total excluding storage |  | 0.0044673 | 0.0047126 | 0.0046182 | 0.0048132 | 29626.7071 | 69501.5013 | 126554.7709 | 203155.6374 | 241696.4613 | 228230.8416 | 216088.9147 | 235279.3285 | 222171.2268 | 209793.4169 | 289608.3843 | 348862.3184 | 410159.6521 | 387308.4532 | 366703.5653 | 369147.0716 | 358735.6955
Region | Technology | 2021-22 | 2022-23 | 2023-24 | 2024-25 | 2025-26 | 2026-27 | 2027-28 | 2028-29 | 2029-30 | 2030-31 | 2031-32 | 2032-33 | 2033-34 | 2034-35 | 2035-36 | 2036-37 | 2037-38 | 2038-39 | 2039-40 | 2040-41 | 2041-42
VIC1 | Black Coal | 0 | 0 | 0 | 0 | 0 | 0 | 0 | 0 | 0 | 0 | 0 | 0 | 0 | 0 | 0 | 0 | 0 | 0 | 0 | 0 | 0
VIC1 | Brown Coal | 0 | 0 | 0 | 0 | 0 | 0 | 0 | 0 | 0 | 0 | 0 | 0 | 0 | 0 | 0 | 0 | 0 | 0 | 0 | 0 | 0
VIC1 | CCGT | 0.0001436 | 0.0001356 | 0.00012839 | 0.00014691 | 0.00013872 | 0.00014241 | 0.00013483 | 0.00015806 | 0.00016249 | 0.00021649 | 0.00023238 | 0.00032956 | 0.00033181 | 0.00032878 | 0.00032172 | 0.00030294 | 0.00037996 | 0.00035879 | 0.0004329 | 0.00040763 | 0.00038492
VIC1 | Gas - Steam | 0 | 0 | 0 | 0 | 0 | 0 | 0 | 0 | 0 | 0 | 0 | 0 | 0 | 0 | 0 | 0 | 0 | 0 | 0 | 0 | 0
VIC1 | OCGT / Diesel | 0.00014719 | 0.00013899 | 0.00014121 | 0.00013297 | 0.00012556 | 0.00015032 | 0.00014232 | 0.00015899 | 0.00015013 | 0.00014177 | 0.00018541 | 0.00017459 | 0.00016486 | 0.00020978 | 0.00023797 | 0.00031519 | 0.00029763 | 0.00028104 | 0.00042525 | 0.00040043 | 0.00067035
VIC1 | Hydro | 0 | 0 | 0 | 0 | 0 | 0 | 0 | 0 | 0 | 0 | 0 | 0 | 0 | 0 | 0 | 0 | 0 | 0 | 0 | 0 | 0
VIC1 | Wind | 0.0020107 | 0.002002 | 0.0019383 | 0.0021712 | 0.002067 | 0.0021565 | 0.0035881 | 11535.0734 | 23211.4926 | 21918.3121 | 20752.2535 | 29233.9513 | 27822.8152 | 26272.7245 | 38597.4726 | 42410.6876 | 101646.0772 | 97769.291 | 92567.9494 | 87165.0469 | 82309.8453
VIC1 | Solar PV | 0.00019312 | 0.00022072 | 0.00020898 | 0.00024529 | 0.00038482 | 0.00043909 | 19446.7055 | 22929.0635 | 21651.618 | 20445.3428 | 19357.6464 | 18227.8005 | 17212.2762 | 16253.3298 | 15388.6493 | 14490.4615 | 17238.5014 | 27406.7704 | 26088.1302 | 43079.7608 | 49078.6949
VIC1 | LS Battery | 0.00096554 | 0.00091175 | 0.00086324 | 0.00081286 | 0.00076757 | 0.0011376 | 0.0011324 | 0.0014801 | 0.0013976 | 0.0078933 | 0.0069278 | 0.0065235 | 0.00616 | 0.0058215 | 0.0076557 | 0.014781 | 0.013927 | 0.012917 | 17866.9659 | 16824.1227 | 22331.0444
VIC1 | Pumped Hydro | 0 | 0 | 0.00080341 | 0.00091399 | 0.00094227 | 0.0010977 | 0.0010393 | 0.00142 | 0.0015288 | 473.2456 | 13821.5537 | 48682.3441 | 45970.1077 | 44818.7949 | 52869.9802 | 60454.9759 | 63825.326 | 60269.4297 | 67105.6772 | 63188.9266 | 86734.7791
VIC1 | VPP | 0 | 0 | 0 | 0 | 0 | 0 | 0 | 0 | 0 | 0 | 0 | 0 | 0 | 0 | 0 | 0 | 0 | 0 | 0 | 0 | 0
Total excluding storage |  | 0.0024947 | 0.0024974 | 0.0024169 | 0.0026964 | 0.0027161 | 0.0028884 | 19446.7093 | 34464.1372 | 44863.1109 | 42363.6553 | 40109.9003 | 47461.7524 | 45035.0919 | 42526.0548 | 53986.1225 | 56901.1498 | 118884.5792 | 125176.062 | 118656.0805 | 130244.8085 | 131388.5413
Region | Technology | 2021-22 | 2022-23 | 2023-24 | 2024-25 | 2025-26 | 2026-27 | 2027-28 | 2028-29 | 2029-30 | 2030-31 | 2031-32 | 2032-33 | 2033-34 | 2034-35 | 2035-36 | 2036-37 | 2037-38 | 2038-39 | 2039-40 | 2040-41 | 2041-42
SA1 | Black Coal | 0 | 0 | 0 | 0 | 0 | 0 | 0 | 0 | 0 | 0 | 0 | 0 | 0 | 0 | 0 | 0 | 0 | 0 | 0 | 0 | 0
SA1 | Brown Coal | 0 | 0 | 0 | 0 | 0 | 0 | 0 | 0 | 0 | 0 | 0 | 0 | 0 | 0 | 0 | 0 | 0 | 0 | 0 | 0 | 0
SA1 | CCGT | 0.0001402 | 0.00013239 | 0.00015505 | 0.000146 | 0.00013787 | 0.00013019 | 0.00012326 | 0.00013614 | 0.00012855 | 0.00013093 | 0.00014423 | 0.00021972 | 0.00020748 | 0.00019592 | 0.00022852 | 0.00022639 | 0.00026418 | 0.00024946 | 0.00029036 | 0.00027341 | 0.00031791
SA1 | Gas - Steam | 0 | 0 | 0 | 0 | 0 | 0 | 0 | 0 | 0 | 0 | 0 | 0 | 0 | 0 | 0 | 0 | 0 | 0 | 0 | 0 | 0
SA1 | OCGT / Diesel | 0.00014662 | 0.00013845 | 0.00014349 | 0.00013511 | 0.00012758 | 0.00015637 | 0.00014805 | 0.00016201 | 0.00015299 | 0.00014446 | 0.00019372 | 0.00023151 | 0.00021861 | 0.0002236 | 0.00024657 | 0.00036863 | 0.00034809 | 0.0003287 | 0.00044106 | 0.00041532 | 0.00078944
SA1 | Hydro | 0 | 0 | 0 | 0 | 0 | 0 | 0 | 0 | 0 | 0 | 0 | 0 | 0 | 0 | 0 | 0 | 0 | 0 | 0 | 0 | 0
SA1 | Wind | 0.0034903 | 0.0035964 | 0.0039189 | 0.0039618 | 0.0037648 | 0.0041341 | 0.0039141 | 0.0055655 | 0.0055449 | 0.0066643 | 0.0095011 | 56765.1265 | 53602.5746 | 50616.218 | 53430.1335 | 59461.1462 | 85567.527 | 89752.1477 | 105521.54 | 101469.1087 | 95815.9669
SA1 | Solar PV | 0.00059761 | 0.00088728 | 0.00084008 | 0.00079104 | 0.0011371 | 0.0013786 | 0.0013543 | 0.0013484 | 0.0014035 | 0.0016821 | 0.0054208 | 6635.1733 | 6265.5083 | 5916.4384 | 5601.6827 | 20981.0629 | 20843.9048 | 19682.6297 | 18635.5098 | 19193.2151 | 18123.9048
SA1 | LS Battery | 0.001006 | 0.00094991 | 0.00089938 | 0.00084688 | 0.0007997 | 0.0011761 | 0.0011702 | 0.0015545 | 0.0014679 | 6326.8705 | 23312.0238 | 21951.3731 | 20728.3976 | 19573.5578 | 18532.2405 | 39737.5767 | 37523.6795 | 35433.1249 | 43445.114 | 37344.6438 | 43165.3142
SA1 | Pumped Hydro | 0 | 0 | 0.00089465 | 0.00084243 | 0.0007955 | 0.00087933 | 0.00083255 | 0.00093636 | 0.00088419 | 0.00090858 | 0.0010407 | 0.0014923 | 0.0014091 | 0.0013306 | 0.0015705 | 0.0016793 | 0.0017735 | 0.0016747 | 0.0017963 | 0.0016914 | 0.0020263
SA1 | VPP | 0 | 0 | 0 | 0 | 0 | 0 | 0 | 0 | 0 | 0 | 0 | 0 | 0 | 0 | 0 | 0 | 0 | 0 | 0 | 0 | 0
Total excluding storage |  | 0.0043747 | 0.0047546 | 0.0050575 | 0.0050339 | 0.0051673 | 0.0057993 | 0.0055398 | 0.0072121 | 0.0072299 | 0.0086218 | 0.01526 | 63400.3002 | 59868.0833 | 56532.6568 | 59031.8167 | 80442.2097 | 106411.4324 | 109434.778 | 124157.0505 | 120662.3245 | 113939.8728
Region | Technology | 2021-22 | 2022-23 | 2023-24 | 2024-25 | 2025-26 | 2026-27 | 2027-28 | 2028-29 | 2029-30 | 2030-31 | 2031-32 | 2032-33 | 2033-34 | 2034-35 | 2035-36 | 2036-37 | 2037-38 | 2038-39 | 2039-40 | 2040-41 | 2041-42
TAS1 | Black Coal | 0 | 0 | 0 | 0 | 0 | 0 | 0 | 0 | 0 | 0 | 0 | 0 | 0 | 0 | 0 | 0 | 0 | 0 | 0 | 0 | 0
TAS1 | Brown Coal | 0 | 0 | 0 | 0 | 0 | 0 | 0 | 0 | 0 | 0 | 0 | 0 | 0 | 0 | 0 | 0 | 0 | 0 | 0 | 0 | 0
TAS1 | CCGT | 0.00012743 | 0.00012033 | 0.00011392 | 0.00010728 | 0.0001013 | 9.5655e-05 | 9.0566e-05 | 8.528e-05 | 8.0529e-05 | 7.6043e-05 | 7.1997e-05 | 6.7795e-05 | 6.4018e-05 | 6.0451e-05 | 6.8459e-05 | 6.4463e-05 | 7.2341e-05 | 6.8311e-05 | 7.5771e-05 | 7.1348e-05 | 8.4506e-05
TAS1 | Gas - Steam | 0 | 0 | 0 | 0 | 0 | 0 | 0 | 0 | 0 | 0 | 0 | 0 | 0 | 0 | 0 | 0 | 0 | 0 | 0 | 0 | 0
TAS1 | OCGT / Diesel | 0.00014522 | 0.00013713 | 0.00012983 | 0.00012225 | 0.00011544 | 0.00011672 | 0.00011855 | 0.00011948 | 0.00012079 | 0.0001219 | 0.00012307 | 0.00012475 | 0.00012538 | 0.00012674 | 0.0001641 | 0.00015453 | 0.00018816 | 0.00017768 | 0.00020243 | 0.00019061 | 0.00051643
TAS1 | Hydro | 0 | 0 | 0 | 0 | 0 | 0 | 0 | 0 | 0 | 0 | 0 | 0 | 0 | 0 | 0 | 0 | 0 | 0 | 0 | 0 | 0
TAS1 | Wind | 0.0015345 | 0.0014664 | 16501.7355 | 30993.3014 | 43781.5527 | 54937.7678 | 64797.7926 | 72808.865 | 79832.6851 | 85765.1858 | 90980.1038 | 94714.9161 | 97931.4273 | 100370.2017 | 102465.3428 | 103374.846 | 104087.9582 | 104344.0343 | 104646.0347 | 104038.1415 | 98241.8711
TAS1 | Solar PV | 7.6794e-05 | 0.0001214 | 0.00015699 | 0.00014782 | 0.00033903 | 0.00050117 | 0.00060048 | 0.00056543 | 0.00053393 | 0.00050418 | 0.00082643 | 0.00077819 | 0.0007508 | 0.00070897 | 0.00077245 | 0.001055 | 0.00099627 | 0.0012894 | 0.0013307 | 0.0093307 | 0.0088109
TAS1 | LS Battery | 0.00091337 | 0.00086248 | 0.0008166 | 0.00076893 | 0.00072609 | 0.00087505 | 0.0010321 | 0.0010527 | 0.00099407 | 0.0014171 | 0.0008256 | 0.00077741 | 0.0007341 | 0.0006932 | 0.00079106 | 0.00063817 | 0.00066383 | 0.00058127 | 0.00083295 | 0.00051481 | 0.0011087
TAS1 | Pumped Hydro | 0 | 0 | 0.0013793 | 0.0013775 | 0.0014279 | 0.0014347 | 0.0014336 | 0.0014391 | 0.00144 | 0.0014531 | 0.0014886 | 0.0015098 | 0.0014914 | 0.0015037 | 0.0018136 | 0.0017077 | 0.0019808 | 0.0018704 | 0.0020672 | 0.0019465 | 0.0034228
TAS1 | VPP | 0 | 0 | 0 | 0 | 0 | 0 | 0 | 0 | 0 | 0 | 0 | 0 | 0 | 0 | 0 | 0 | 0 | 0 | 0 | 0 | 0
Total excluding storage |  | 0.0018839 | 0.0018452 | 16501.7359 | 30993.3017 | 43781.5533 | 54937.7685 | 64797.7934 | 72808.8658 | 79832.6859 | 85765.1865 | 90980.1048 | 94714.917 | 97931.4282 | 100370.2026 | 102465.3438 | 103374.8473 | 104087.9594 | 104344.0358 | 104646.0363 | 104038.1511 | 98241.8805
Ernst & Young’s liability is limited by a scheme approved under Professional Standards Legislation

## BaseCase_REHAB Cost
Rehabilition cost by technology ($000s) - Base Case, Central Scenario
REHAB | Real June 2019 dollars discounted to 1 July 2019
Explicitly modelled generation
Region | Technology | 2021-22 | 2022-23 | 2023-24 | 2024-25 | 2025-26 | 2026-27 | 2027-28 | 2028-29 | 2029-30 | 2030-31 | 2031-32 | 2032-33 | 2033-34 | 2034-35 | 2035-36 | 2036-37 | 2037-38 | 2038-39 | 2039-40 | 2040-41 | 2041-42
NEM | Black Coal | 0 | 0 | 0 | 60382.9915 | 49645.8275 | 5355.8373 | 3933.9345 | 0 | 0 | 0 | 0 | 0 | 0 | 0 | 0 | 0 | 0 | 0 | 0 | 0 | 0.00013312
NEM | Brown Coal | 0 | 0 | 0 | 4688.2163 | 0 | 0 | 0 | 0 | 0 | 0 | 0 | 0 | 0 | 0 | 0 | 0 | 0 | 0 | 0 | 0 | 0
NEM | CCGT | 0 | 0 | 0 | 33820.8172 | 0 | 0 | 0 | 0 | 0 | 0 | 0 | 0 | 0 | 0 | 0 | 3.0218e-07 | 0 | 0 | 0 | 0 | 0
NEM | Gas - Steam | 0 | 0 | 0 | 65700.9589 | 0 | 0 | 0 | 0 | 0 | 0 | 0 | 0 | 0 | 0 | 0 | 0 | 0 | 2.8927e-05 | 0 | 0 | 0
NEM | OCGT / Diesel | 0 | 0 | 0 | 4256.5687 | 0 | 0 | 1.8909e-06 | 0 | 1645.3044 | 0 | 0 | 0 | 0 | 0 | 0 | 0 | 0 | 376.8081 | 0 | 0 | 0
NEM | Hydro | 0 | 0 | 0 | 0 | 0 | 0 | 0 | 0 | 0 | 0 | 0 | 0 | 0 | 0 | 0 | 0 | 0 | 0 | 0 | 0 | 0
NEM | Wind | 0 | 0 | 0 | 0 | 0 | 0 | 0 | 0 | 0 | 0 | 0 | 0 | 0 | 0 | 0 | 0 | 0 | 0 | 0 | 0 | 0
NEM | Solar PV | 0 | 0 | 0 | 0 | 0 | 0 | 0 | 0 | 0 | 0 | 0 | 0 | 0 | 0 | 0 | 0 | 0 | 0 | 0 | 0 | 0
NEM | LS Battery | 0 | 0 | 0 | 0 | 0 | 0 | 0 | 0 | 0 | 0 | 0 | 0 | 0 | 0 | 0 | 0 | 0 | 0 | 0 | 0 | 0
NEM | Pumped Hydro | 0 | 0 | 0 | 0 | 0 | 0 | 0 | 0 | 0 | 0 | 0 | 0 | 0 | 0 | 0 | 0 | 0 | 0 | 0 | 0 | 0
NEM | VPP | 0 | 0 | 0 | 0 | 0 | 0 | 0 | 0 | 0 | 0 | 0 | 0 | 0 | 0 | 0 | 0 | 0 | 0 | 0 | 0 | 0
Total excluding storage |  | 0 | 0 | 0 | 168849.5525 | 49645.8275 | 5355.8373 | 3933.9345 | 0 | 1645.3044 | 0 | 0 | 0 | 0 | 0 | 0 | 3.0218e-07 | 0 | 376.8081 | 0 | 0 | 0.00013312
Region | Technology | 2021-22 | 2022-23 | 2023-24 | 2024-25 | 2025-26 | 2026-27 | 2027-28 | 2028-29 | 2029-30 | 2030-31 | 2031-32 | 2032-33 | 2033-34 | 2034-35 | 2035-36 | 2036-37 | 2037-38 | 2038-39 | 2039-40 | 2040-41 | 2041-42
NSW1 | Black Coal | 0 | 0 | 0 | 31172.3113 | 33717.2737 | 5355.8373 | 2299.5995 | 0 | 0 | 0 | 0 | 0 | 0 | 0 | 0 | 0 | 0 | 0 | 0 | 0 | 0
NSW1 | Brown Coal | 0 | 0 | 0 | 0 | 0 | 0 | 0 | 0 | 0 | 0 | 0 | 0 | 0 | 0 | 0 | 0 | 0 | 0 | 0 | 0 | 0
NSW1 | CCGT | 0 | 0 | 0 | 0 | 0 | 0 | 0 | 0 | 0 | 0 | 0 | 0 | 0 | 0 | 0 | 0 | 0 | 0 | 0 | 0 | 0
NSW1 | Gas - Steam | 0 | 0 | 0 | 0 | 0 | 0 | 0 | 0 | 0 | 0 | 0 | 0 | 0 | 0 | 0 | 0 | 0 | 0 | 0 | 0 | 0
NSW1 | OCGT / Diesel | 0 | 0 | 0 | 0 | 0 | 0 | 0 | 0 | 0 | 0 | 0 | 0 | 0 | 0 | 0 | 0 | 0 | 0 | 0 | 0 | 0
NSW1 | Hydro | 0 | 0 | 0 | 0 | 0 | 0 | 0 | 0 | 0 | 0 | 0 | 0 | 0 | 0 | 0 | 0 | 0 | 0 | 0 | 0 | 0
NSW1 | Wind | 0 | 0 | 0 | 0 | 0 | 0 | 0 | 0 | 0 | 0 | 0 | 0 | 0 | 0 | 0 | 0 | 0 | 0 | 0 | 0 | 0
NSW1 | Solar PV | 0 | 0 | 0 | 0 | 0 | 0 | 0 | 0 | 0 | 0 | 0 | 0 | 0 | 0 | 0 | 0 | 0 | 0 | 0 | 0 | 0
NSW1 | LS Battery | 0 | 0 | 0 | 0 | 0 | 0 | 0 | 0 | 0 | 0 | 0 | 0 | 0 | 0 | 0 | 0 | 0 | 0 | 0 | 0 | 0
NSW1 | Pumped Hydro | 0 | 0 | 0 | 0 | 0 | 0 | 0 | 0 | 0 | 0 | 0 | 0 | 0 | 0 | 0 | 0 | 0 | 0 | 0 | 0 | 0
NSW1 | VPP | 0 | 0 | 0 | 0 | 0 | 0 | 0 | 0 | 0 | 0 | 0 | 0 | 0 | 0 | 0 | 0 | 0 | 0 | 0 | 0 | 0
Total excluding storage |  | 0 | 0 | 0 | 31172.3113 | 33717.2737 | 5355.8373 | 2299.5995 | 0 | 0 | 0 | 0 | 0 | 0 | 0 | 0 | 0 | 0 | 0 | 0 | 0 | 0
Region | Technology | 2021-22 | 2022-23 | 2023-24 | 2024-25 | 2025-26 | 2026-27 | 2027-28 | 2028-29 | 2029-30 | 2030-31 | 2031-32 | 2032-33 | 2033-34 | 2034-35 | 2035-36 | 2036-37 | 2037-38 | 2038-39 | 2039-40 | 2040-41 | 2041-42
QLD1 | Black Coal | 0 | 0 | 0 | 29210.6802 | 15928.5538 | 6.7393e-06 | 1634.3351 | 0 | 0 | 0 | 0 | 0 | 0 | 0 | 0 | 0 | 0 | 0 | 0 | 0 | 0.00013312
QLD1 | Brown Coal | 0 | 0 | 0 | 0 | 0 | 0 | 0 | 0 | 0 | 0 | 0 | 0 | 0 | 0 | 0 | 0 | 0 | 0 | 0 | 0 | 0
QLD1 | CCGT | 0 | 0 | 0 | 17842.8042 | 0 | 0 | 0 | 0 | 0 | 0 | 0 | 0 | 0 | 0 | 0 | 0 | 0 | 0 | 0 | 0 | 0
QLD1 | Gas - Steam | 0 | 0 | 0 | 0 | 0 | 0 | 0 | 0 | 0 | 0 | 0 | 0 | 0 | 0 | 0 | 0 | 0 | 0 | 0 | 0 | 0
QLD1 | OCGT / Diesel | 0 | 0 | 0 | 241.2651 | 0 | 0 | 0 | 0 | 7.4287e-06 | 0 | 0 | 0 | 0 | 0 | 0 | 0 | 0 | 0 | 0 | 0 | 0
QLD1 | Hydro | 0 | 0 | 0 | 0 | 0 | 0 | 0 | 0 | 0 | 0 | 0 | 0 | 0 | 0 | 0 | 0 | 0 | 0 | 0 | 0 | 0
QLD1 | Wind | 0 | 0 | 0 | 0 | 0 | 0 | 0 | 0 | 0 | 0 | 0 | 0 | 0 | 0 | 0 | 0 | 0 | 0 | 0 | 0 | 0
QLD1 | Solar PV | 0 | 0 | 0 | 0 | 0 | 0 | 0 | 0 | 0 | 0 | 0 | 0 | 0 | 0 | 0 | 0 | 0 | 0 | 0 | 0 | 0
QLD1 | LS Battery | 0 | 0 | 0 | 0 | 0 | 0 | 0 | 0 | 0 | 0 | 0 | 0 | 0 | 0 | 0 | 0 | 0 | 0 | 0 | 0 | 0
QLD1 | Pumped Hydro | 0 | 0 | 0 | 0 | 0 | 0 | 0 | 0 | 0 | 0 | 0 | 0 | 0 | 0 | 0 | 0 | 0 | 0 | 0 | 0 | 0
QLD1 | VPP | 0 | 0 | 0 | 0 | 0 | 0 | 0 | 0 | 0 | 0 | 0 | 0 | 0 | 0 | 0 | 0 | 0 | 0 | 0 | 0 | 0
Total excluding storage |  | 0 | 0 | 0 | 47294.7494 | 15928.5538 | 6.7393e-06 | 1634.3351 | 0 | 7.4287e-06 | 0 | 0 | 0 | 0 | 0 | 0 | 0 | 0 | 0 | 0 | 0 | 0.00013312
Region | Technology | 2021-22 | 2022-23 | 2023-24 | 2024-25 | 2025-26 | 2026-27 | 2027-28 | 2028-29 | 2029-30 | 2030-31 | 2031-32 | 2032-33 | 2033-34 | 2034-35 | 2035-36 | 2036-37 | 2037-38 | 2038-39 | 2039-40 | 2040-41 | 2041-42
VIC1 | Black Coal | 0 | 0 | 0 | 0 | 0 | 0 | 0 | 0 | 0 | 0 | 0 | 0 | 0 | 0 | 0 | 0 | 0 | 0 | 0 | 0 | 0
VIC1 | Brown Coal | 0 | 0 | 0 | 4688.2163 | 0 | 0 | 0 | 0 | 0 | 0 | 0 | 0 | 0 | 0 | 0 | 0 | 0 | 0 | 0 | 0 | 0
VIC1 | CCGT | 0 | 0 | 0 | 0 | 0 | 0 | 0 | 0 | 0 | 0 | 0 | 0 | 0 | 0 | 0 | 0 | 0 | 0 | 0 | 0 | 0
VIC1 | Gas - Steam | 0 | 0 | 0 | 28597.2933 | 0 | 0 | 0 | 0 | 0 | 0 | 0 | 0 | 0 | 0 | 0 | 0 | 0 | 2.8927e-05 | 0 | 0 | 0
VIC1 | OCGT / Diesel | 0 | 0 | 0 | 1.6281e-05 | 0 | 0 | 0 | 0 | 0 | 0 | 0 | 0 | 0 | 0 | 0 | 0 | 0 | 376.8081 | 0 | 0 | 0
VIC1 | Hydro | 0 | 0 | 0 | 0 | 0 | 0 | 0 | 0 | 0 | 0 | 0 | 0 | 0 | 0 | 0 | 0 | 0 | 0 | 0 | 0 | 0
VIC1 | Wind | 0 | 0 | 0 | 0 | 0 | 0 | 0 | 0 | 0 | 0 | 0 | 0 | 0 | 0 | 0 | 0 | 0 | 0 | 0 | 0 | 0
VIC1 | Solar PV | 0 | 0 | 0 | 0 | 0 | 0 | 0 | 0 | 0 | 0 | 0 | 0 | 0 | 0 | 0 | 0 | 0 | 0 | 0 | 0 | 0
VIC1 | LS Battery | 0 | 0 | 0 | 0 | 0 | 0 | 0 | 0 | 0 | 0 | 0 | 0 | 0 | 0 | 0 | 0 | 0 | 0 | 0 | 0 | 0
VIC1 | Pumped Hydro | 0 | 0 | 0 | 0 | 0 | 0 | 0 | 0 | 0 | 0 | 0 | 0 | 0 | 0 | 0 | 0 | 0 | 0 | 0 | 0 | 0
VIC1 | VPP | 0 | 0 | 0 | 0 | 0 | 0 | 0 | 0 | 0 | 0 | 0 | 0 | 0 | 0 | 0 | 0 | 0 | 0 | 0 | 0 | 0
Total excluding storage |  | 0 | 0 | 0 | 33285.5096 | 0 | 0 | 0 | 0 | 0 | 0 | 0 | 0 | 0 | 0 | 0 | 0 | 0 | 376.8081 | 0 | 0 | 0
Region | Technology | 2021-22 | 2022-23 | 2023-24 | 2024-25 | 2025-26 | 2026-27 | 2027-28 | 2028-29 | 2029-30 | 2030-31 | 2031-32 | 2032-33 | 2033-34 | 2034-35 | 2035-36 | 2036-37 | 2037-38 | 2038-39 | 2039-40 | 2040-41 | 2041-42
SA1 | Black Coal | 0 | 0 | 0 | 0 | 0 | 0 | 0 | 0 | 0 | 0 | 0 | 0 | 0 | 0 | 0 | 0 | 0 | 0 | 0 | 0 | 0
SA1 | Brown Coal | 0 | 0 | 0 | 0 | 0 | 0 | 0 | 0 | 0 | 0 | 0 | 0 | 0 | 0 | 0 | 0 | 0 | 0 | 0 | 0 | 0
SA1 | CCGT | 0 | 0 | 0 | 0 | 0 | 0 | 0 | 0 | 0 | 0 | 0 | 0 | 0 | 0 | 0 | 3.0218e-07 | 0 | 0 | 0 | 0 | 0
SA1 | Gas - Steam | 0 | 0 | 0 | 37103.6656 | 0 | 0 | 0 | 0 | 0 | 0 | 0 | 0 | 0 | 0 | 0 | 0 | 0 | 0 | 0 | 0 | 0
SA1 | OCGT / Diesel | 0 | 0 | 0 | 7.9559e-05 | 0 | 0 | 1.8909e-06 | 0 | 1645.3044 | 0 | 0 | 0 | 0 | 0 | 0 | 0 | 0 | 0 | 0 | 0 | 0
SA1 | Hydro | 0 | 0 | 0 | 0 | 0 | 0 | 0 | 0 | 0 | 0 | 0 | 0 | 0 | 0 | 0 | 0 | 0 | 0 | 0 | 0 | 0
SA1 | Wind | 0 | 0 | 0 | 0 | 0 | 0 | 0 | 0 | 0 | 0 | 0 | 0 | 0 | 0 | 0 | 0 | 0 | 0 | 0 | 0 | 0
SA1 | Solar PV | 0 | 0 | 0 | 0 | 0 | 0 | 0 | 0 | 0 | 0 | 0 | 0 | 0 | 0 | 0 | 0 | 0 | 0 | 0 | 0 | 0
SA1 | LS Battery | 0 | 0 | 0 | 0 | 0 | 0 | 0 | 0 | 0 | 0 | 0 | 0 | 0 | 0 | 0 | 0 | 0 | 0 | 0 | 0 | 0
SA1 | Pumped Hydro | 0 | 0 | 0 | 0 | 0 | 0 | 0 | 0 | 0 | 0 | 0 | 0 | 0 | 0 | 0 | 0 | 0 | 0 | 0 | 0 | 0
SA1 | VPP | 0 | 0 | 0 | 0 | 0 | 0 | 0 | 0 | 0 | 0 | 0 | 0 | 0 | 0 | 0 | 0 | 0 | 0 | 0 | 0 | 0
Total excluding storage |  | 0 | 0 | 0 | 37103.6657 | 0 | 0 | 1.8909e-06 | 0 | 1645.3044 | 0 | 0 | 0 | 0 | 0 | 0 | 3.0218e-07 | 0 | 0 | 0 | 0 | 0
Region | Technology | 2021-22 | 2022-23 | 2023-24 | 2024-25 | 2025-26 | 2026-27 | 2027-28 | 2028-29 | 2029-30 | 2030-31 | 2031-32 | 2032-33 | 2033-34 | 2034-35 | 2035-36 | 2036-37 | 2037-38 | 2038-39 | 2039-40 | 2040-41 | 2041-42
TAS1 | Black Coal | 0 | 0 | 0 | 0 | 0 | 0 | 0 | 0 | 0 | 0 | 0 | 0 | 0 | 0 | 0 | 0 | 0 | 0 | 0 | 0 | 0
TAS1 | Brown Coal | 0 | 0 | 0 | 0 | 0 | 0 | 0 | 0 | 0 | 0 | 0 | 0 | 0 | 0 | 0 | 0 | 0 | 0 | 0 | 0 | 0
TAS1 | CCGT | 0 | 0 | 0 | 15978.013 | 0 | 0 | 0 | 0 | 0 | 0 | 0 | 0 | 0 | 0 | 0 | 0 | 0 | 0 | 0 | 0 | 0
TAS1 | Gas - Steam | 0 | 0 | 0 | 0 | 0 | 0 | 0 | 0 | 0 | 0 | 0 | 0 | 0 | 0 | 0 | 0 | 0 | 0 | 0 | 0 | 0
TAS1 | OCGT / Diesel | 0 | 0 | 0 | 4015.3035 | 0 | 0 | 0 | 0 | 0 | 0 | 0 | 0 | 0 | 0 | 0 | 0 | 0 | 0 | 0 | 0 | 0
TAS1 | Hydro | 0 | 0 | 0 | 0 | 0 | 0 | 0 | 0 | 0 | 0 | 0 | 0 | 0 | 0 | 0 | 0 | 0 | 0 | 0 | 0 | 0
TAS1 | Wind | 0 | 0 | 0 | 0 | 0 | 0 | 0 | 0 | 0 | 0 | 0 | 0 | 0 | 0 | 0 | 0 | 0 | 0 | 0 | 0 | 0
TAS1 | Solar PV | 0 | 0 | 0 | 0 | 0 | 0 | 0 | 0 | 0 | 0 | 0 | 0 | 0 | 0 | 0 | 0 | 0 | 0 | 0 | 0 | 0
TAS1 | LS Battery | 0 | 0 | 0 | 0 | 0 | 0 | 0 | 0 | 0 | 0 | 0 | 0 | 0 | 0 | 0 | 0 | 0 | 0 | 0 | 0 | 0
TAS1 | Pumped Hydro | 0 | 0 | 0 | 0 | 0 | 0 | 0 | 0 | 0 | 0 | 0 | 0 | 0 | 0 | 0 | 0 | 0 | 0 | 0 | 0 | 0
TAS1 | VPP | 0 | 0 | 0 | 0 | 0 | 0 | 0 | 0 | 0 | 0 | 0 | 0 | 0 | 0 | 0 | 0 | 0 | 0 | 0 | 0 | 0
Total excluding storage |  | 0 | 0 | 0 | 19993.3165 | 0 | 0 | 0 | 0 | 0 | 0 | 0 | 0 | 0 | 0 | 0 | 0 | 0 | 0 | 0 | 0 | 0
Ernst & Young’s liability is limited by a scheme approved under Professional Standards Legislation

## BaseCase_REZ Tx Cost
REZ transmission expansion cost by region ($000s) - Base Case, Central Scenario
REZ Expansion | Real June 2019 dollars discounted to 1 July 2019. As with the total capital costs, the REZ transmission expansion costs are annualised for modelling purposes.
Region | Aggregation | 2021-22 | 2022-23 | 2023-24 | 2024-25 | 2025-26 | 2026-27 | 2027-28 | 2028-29 | 2029-30 | 2030-31 | 2031-32 | 2032-33 | 2033-34 | 2034-35 | 2035-36 | 2036-37 | 2037-38 | 2038-39 | 2039-40 | 2040-41 | 2041-42
NSW1 | Transmission | 0.00029003 | 0.00029921 | 0.00029386 | 0.00030077 | 0.00030527 | 0.00030919 | 0.00029274 | 0.00029778 | 0.000292 | 0.00031266 | 0.0003473 | 0.00046787 | 0.00055868 | 0.00052756 | 20807.0643 | 19941.3941 | 21701.5357 | 20492.4794 | 22791.1131 | 22098.0357 | 30712.7774
QLD1 | Transmission | 0.00025338 | 0.00027819 | 0.00027978 | 0.00028584 | 0.00043744 | 0.0007245 | 0.00081837 | 13729.1842 | 12964.2911 | 12242.0124 | 11590.7349 | 10914.2197 | 10306.1564 | 9731.9705 | 24573.9955 | 23139.6875 | 56729.8733 | 53569.2854 | 50719.3886 | 58859.4434 | 60344.6998
VIC1 | Transmission | 6.4386e-05 | 6.0799e-05 | 5.7564e-05 | 5.4204e-05 | 5.1184e-05 | 4.8333e-05 | 4.5761e-05 | 4.309e-05 | 4.069e-05 | 3.8423e-05 | 3.6379e-05 | 3.4255e-05 | 3.2347e-05 | 3.0545e-05 | 2.892e-05 | 2.7232e-05 | 2.5715e-05 | 2.4282e-05 | 2.299e-05 | 2.1648e-05 | 2.0442e-05
SA1 | Transmission | 0.0002455 | 0.00026595 | 0.00028216 | 0.00027422 | 0.00028677 | 0.00031649 | 0.0003031 | 0.00042429 | 0.00043933 | 0.00053442 | 0.00069786 | 2148.4871 | 2028.7885 | 1915.7588 | 2643.6951 | 3890.3738 | 9837.4649 | 10679.8548 | 13264.1938 | 13147.7969 | 12415.2947
TAS1 | Transmission | 0 | 0 | 0 | 0 | 0 | 0 | 0 | 0 | 0 | 554.721 | 1343.3074 | 2540.0864 | 3602.7124 | 4539.0481 | 5374.1318 | 6074.1884 | 6693.0262 | 7224.0557 | 7717.9074 | 8101.3781 | 7650.0265
NEM | Total | 0.00085328 | 0.00090414 | 0.00091337 | 0.00091504 | 0.0010807 | 0.0013985 | 0.00146 | 13729.185 | 12964.2919 | 12796.7343 | 12934.0434 | 15602.7937 | 15937.6579 | 16186.778 | 53398.8867 | 53045.6437 | 94961.9001 | 91965.6754 | 94492.6029 | 102206.654 | 111122.7985
Ernst & Young’s liability is limited by a scheme approved under Professional Standards Legislation

## BaseCase_USE+DSP Cost
USE and USE / DSP cost by region ($000s) - Base Case, Central Scenario
USE / DSP | Real June 2019 dollars discounted to 1 July 2019
Region | Aggregation | 2021-22 | 2022-23 | 2023-24 | 2024-25 | 2025-26 | 2026-27 | 2027-28 | 2028-29 | 2029-30 | 2030-31 | 2031-32 | 2032-33 | 2033-34 | 2034-35 | 2035-36 | 2036-37 | 2037-38 | 2038-39 | 2039-40 | 2040-41 | 2041-42
NSW1 | USE / DSP | 0.00070984 | 0.00070957 | 0.00071513 | 947.7488 | 0.00072289 | 0.00072462 | 0.00071818 | 2684.937 | 57.9743 | 0.00073191 | 337.1748 | 526.8107 | 22373.0529 | 7003.1318 | 1275.9567 | 791.1848 | 2463.9947 | 0.00077333 | 985.1772 | 210.641 | 833.3522
QLD1 | USE / DSP | 0.00084364 | 0.00084219 | 0.00084555 | 0.00084969 | 4.2738 | 0.00085198 | 0.00084925 | 6135.3846 | 0.0008482 | 0.0008524 | 0.00086074 | 4.7147 | 5164.0754 | 3.2874 | 554.5012 | 6533.2983 | 11192.3891 | 0.00089582 | 6093.473 | 0.00089745 | 5573.3513
VIC1 | USE / DSP | 40.6166 | 0.00074577 | 18.3877 | 0.00075447 | 0.00075425 | 572.6485 | 0.00075861 | 777.4618 | 0.0007643 | 0.00077149 | 755.3847 | 512.0944 | 0.00080218 | 733.8793 | 690.8431 | 611.8473 | 1485.38 | 0.00080722 | 745.6345 | 590.2985 | 737.6778
SA1 | USE / DSP | 0.0007069 | 0.00070424 | 5.0532 | 0.00071418 | 0.00071704 | 1477.7605 | 1.3617 | 387.3367 | 21.4206 | 0.00073216 | 8323.5536 | 789.7661 | 0.00075953 | 6597.6393 | 629.3053 | 588.7206 | 1042.3691 | 0.00076371 | 698.596 | 177.346 | 674.8201
TAS1 | USE / DSP | 0.0004202 | 0.00041761 | 0.00042054 | 0.00041872 | 0.00041277 | 0.00041291 | 0.00041417 | 0.00041294 | 0.00041316 | 0.00041306 | 0.00041201 | 0.00041103 | 0.00041075 | 0.00041044 | 53.0445 | 0.00041025 | 75.4941 | 0.00041008 | 33.565 | 0.00040987 | 51.6
NEM | Total | 40.6193 | 0.0034194 | 23.4429 | 947.7515 | 4.2764 | 2050.411 | 1.3644 | 9985.1205 | 79.3969 | 0.003501 | 9416.1144 | 1833.3862 | 27537.1303 | 14337.9382 | 3203.6508 | 8525.0514 | 16259.627 | 0.0036502 | 8556.4457 | 978.2867 | 7870.8015
Ernst & Young’s liability is limited by a scheme approved under Professional Standards Legislation

## BaseCase_SyncCon Cost
Synchronous Condenser cost by region ($000s) - Base Case, Central Scenario
SyncCon | Real June 2019 dollars discounted to 1 July 2019
Region | Aggregation | 2021-22 | 2022-23 | 2023-24 | 2024-25 | 2025-26 | 2026-27 | 2027-28 | 2028-29 | 2029-30 | 2030-31 | 2031-32 | 2032-33 | 2033-34 | 2034-35 | 2035-36 | 2036-37 | 2037-38 | 2038-39 | 2039-40 | 2040-41 | 2041-42
TAS1 | SyncCon | 1478.7422 | 1402.4993 | 1521.8891 | 1189.1264 | 464.8035 | 646.0136 | 496.6456 | 694.8908 | 779.4149 | 1013.9493 | 1279.0736 | 1239.6953 | 1273.8067 | 1480.3268 | 1582.5508 | 1620.1805 | 1534.7048 | 1509.8385 | 1456.2177 | 1527.8731 | 1346.2781
NEM | Total | 1478.7422 | 1402.4993 | 1521.8891 | 1189.1264 | 464.8035 | 646.0136 | 496.6456 | 694.8908 | 779.4149 | 1013.9493 | 1279.0736 | 1239.6953 | 1273.8067 | 1480.3268 | 1582.5508 | 1620.1805 | 1534.7048 | 1509.8385 | 1456.2177 | 1527.8731 | 1346.2781
Ernst & Young’s liability is limited by a scheme approved under Professional Standards Legislation

## M31_34_Generation
Annual sent-out generation by technology (GWh) - Marinus 1500MW M31_34, Central Scenario
Explicitly modelled generation
Region | Technology | 2021-22 | 2022-23 | 2023-24 | 2024-25 | 2025-26 | 2026-27 | 2027-28 | 2028-29 | 2029-30 | 2030-31 | 2031-32 | 2032-33 | 2033-34 | 2034-35 | 2035-36 | 2036-37 | 2037-38 | 2038-39 | 2039-40 | 2040-41 | 2041-42
NEM | Black Coal | 89215.0059 | 85967.9514 | 87559.4199 | 88091.1671 | 84847.426 | 80796.1571 | 74658.3168 | 73486.8199 | 74294.0599 | 75684.5393 | 73581.345 | 65336.0473 | 67621.9209 | 66946.2082 | 45707.8976 | 41309.314 | 33421.7119 | 34238.9562 | 33832.9735 | 33636.7619 | 32094.1328
NEM | Brown Coal | 29743.5749 | 29042.785 | 30024.1263 | 29404.5315 | 30055.4537 | 29700.6101 | 30119.8742 | 29607.8467 | 27811.8133 | 26665.9427 | 24918.464 | 22911.0357 | 22374.8476 | 22351.0497 | 21904.1496 | 22063.1256 | 20713.583 | 21532.6008 | 20424.8021 | 20948.2231 | 21718.5777
NEM | CCGT | 2252.4521 | 2252.5547 | 2016.8116 | 777.4368 | 757.0456 | 755.906 | 761.1242 | 823.1266 | 760.2917 | 809.5659 | 829.2991 | 2987.7415 | 3164.9496 | 1343.3754 | 3151.0721 | 1816.334 | 2859.891 | 3094.5858 | 2895.6741 | 3413.0766 | 3526.9737
NEM | Gas - Steam | 979.9046 | 787.2018 | 797.7813 | 72.804 | 72.804 | 72.804 | 73.0035 | 72.804 | 72.804 | 72.804 | 73.0035 | 273.8799 | 305.3344 | 216.984 | 317.1605 | 254.0347 | 349.5508 | 349.7741 | 307.4373 | 314.9091 | 334.2265
NEM | OCGT / Diesel | 43.9258 | 47.6568 | 112.9391 | 59.6377 | 54.8921 | 68.8715 | 64.7827 | 136.9098 | 85.4899 | 131.3258 | 67.9124 | 274.7448 | 162.8898 | 130.6593 | 383.7034 | 259.302 | 683.7845 | 403.122 | 728.3611 | 750.3866 | 840.2656
NEM | Hydro | 13051.8423 | 13685.9175 | 13211.9732 | 15106.54 | 15279.7046 | 13663.1607 | 13987.7622 | 15958.8132 | 14223.4088 | 13784.6235 | 14687.7755 | 16124.4536 | 16867.9976 | 16874.1931 | 17150.8929 | 15378.8994 | 18165.8434 | 16211.2061 | 14532.1111 | 15039.8122 | 13968.1832
NEM | Wind | 27299.204 | 30144.498 | 27860.0919 | 28637.5908 | 31294.9436 | 35512.6916 | 39723.5423 | 41120.3733 | 44218.9818 | 44899.6629 | 47924.7511 | 49593.6114 | 48423.2437 | 53645.8286 | 68764.8926 | 76618.8996 | 83391.8156 | 82981.5985 | 85412.7495 | 85375.8228 | 85144.3701
NEM | Solar PV | 15292.9881 | 15986.3349 | 16249.8449 | 15574.2946 | 14991.2286 | 16050.7665 | 17158.7098 | 15975.957 | 17044.7105 | 17665.5343 | 17909.7478 | 24411.0698 | 24495.8481 | 23729.8009 | 30763.9171 | 33624.1896 | 34141.66 | 37222.6002 | 40814.543 | 42345.3754 | 46324.1312
NEM | LS Battery | 173.704 | 178.4526 | 180.8538 | 185.8736 | 213.9626 | 205.5326 | 181.6304 | 173.3824 | 185.5708 | 329.6579 | 592.9025 | 706.045 | 1334.9167 | 1290.8794 | 3109.8925 | 4341.5599 | 4241.6674 | 4284.9581 | 5272.9339 | 5193.3989 | 5991.2873
NEM | Pumped Hydro | 43.972 | 46.8136 | 20.0373 | 1032.8613 | 4057.9219 | 3304.2852 | 3316.0064 | 4173.8204 | 5676.5331 | 6513.7203 | 5392.4182 | 7987.4485 | 7245.7204 | 6913.5029 | 8175.4281 | 9186.3441 | 11424.2551 | 11022.9495 | 13083.5822 | 12886.3929 | 14061.5659
NEM | VPP | 27.1417 | 41.6285 | 52.9237 | 87.1925 | 140.7644 | 188.6886 | 213.362 | 267.1196 | 370.1479 | 435.157 | 534.5667 | 586.5478 | 657.8482 | 738.72 | 782.3722 | 840.0214 | 855.1021 | 912.113 | 970.5878 | 1030.1881 | 1118.9408
Total excluding storage |  | 177878.8977 | 177914.9 | 177832.9882 | 177724.0026 | 177353.4982 | 176620.9676 | 176547.1158 | 177182.6505 | 178511.56 | 179713.9984 | 179992.2984 | 181912.5842 | 183417.0317 | 185238.0992 | 188143.6858 | 191324.0988 | 193727.8402 | 196034.4437 | 198948.6518 | 201824.3677 | 203950.8609
Region | Technology | 2021-22 | 2022-23 | 2023-24 | 2024-25 | 2025-26 | 2026-27 | 2027-28 | 2028-29 | 2029-30 | 2030-31 | 2031-32 | 2032-33 | 2033-34 | 2034-35 | 2035-36 | 2036-37 | 2037-38 | 2038-39 | 2039-40 | 2040-41 | 2041-42
NSW1 | Black Coal | 44447.696 | 39553.7092 | 38183.3075 | 40117.6678 | 36882.5203 | 34379.0339 | 31742.5396 | 32881.4396 | 34371.9444 | 36174.7392 | 35246.8435 | 24313.0964 | 25079.6887 | 25220.2215 | 8449.1095 | 8426.025 | 8426.0253 | 8426.0256 | 8449.1098 | 8163.0356 | 8343.6426
NSW1 | Brown Coal | 0 | 0 | 0 | 0 | 0 | 0 | 0 | 0 | 0 | 0 | 0 | 0 | 0 | 0 | 0 | 0 | 0 | 0 | 0 | 0 | 0
NSW1 | CCGT | 33.6489 | 33.7515 | 103.2251 | 68.4905 | 66.9815 | 66.361 | 67.5313 | 71.9893 | 69.716 | 70.885 | 66.8767 | 840.2006 | 959.2015 | 216.6213 | 752.0201 | 410.3295 | 989.0001 | 1153.0436 | 1180.9879 | 1429.3099 | 1471.725
NSW1 | Gas - Steam | 0 | 0 | 0 | 0 | 0 | 0 | 0 | 0 | 0 | 0 | 0 | 0 | 0 | 0 | 0 | 0 | 0 | 0 | 0 | 0 | 0
NSW1 | OCGT / Diesel | 1.7203e-06 | 0.062223 | 4.4737 | 21.1356 | 10.5045 | 7.3653 | 11.1273 | 26.1551 | 22.1782 | 15.4474 | 17.8248 | 73.541 | 26.0314 | 24.0498 | 97.4985 | 41.1045 | 122.4996 | 57.4431 | 134.7096 | 77.627 | 140.4137
NSW1 | Hydro | 2006.4396 | 1909.0295 | 1702.541 | 2464.3047 | 2559.7056 | 2228.9679 | 2246.8114 | 3174.2347 | 2660.4296 | 2971.0302 | 2058.3138 | 2812.5776 | 3129.0686 | 3200.2644 | 3092.5091 | 2854.4485 | 3772.1902 | 3043.2055 | 2881.1687 | 2934.2232 | 2662.7047
NSW1 | Wind | 6057.7228 | 7063.7979 | 6711.1399 | 6625.5443 | 6874.4961 | 7291.9824 | 7247.1009 | 5921.1414 | 5515.9536 | 6057.7228 | 7092.8099 | 8209.1435 | 8451.8429 | 10534.3906 | 19063.9129 | 18878.2773 | 18339.6847 | 16478.5434 | 17383.1102 | 16749.8214 | 19423.6483
NSW1 | Solar PV | 5680.3348 | 6065.0354 | 6102.2597 | 5873.7173 | 5592.1664 | 6055.5395 | 6091.8711 | 5521.6654 | 5714.4285 | 6006.7457 | 6074.4702 | 11570.9529 | 12237.9837 | 11821.8769 | 16784.0843 | 17362.6188 | 19857.3211 | 20227.7024 | 23278.234 | 23677.0753 | 24940.1038
NSW1 | LS Battery | 4.5039e-06 | 4.5555e-06 | 4.5247e-06 | 4.5343e-06 | 4.4513e-06 | 5.5085e-06 | 7.7894e-06 | 1.0131e-05 | 1.0108e-05 | 2.8555e-05 | 0.00015273 | 122.4885 | 643.8634 | 628.384 | 1555.1146 | 2124.387 | 2064.7031 | 2104.0984 | 2508.7075 | 2446.6038 | 2509.6274
NSW1 | Pumped Hydro | 8.7714 | 16.3862 | 8.6988 | 723.2203 | 3740.2138 | 2965.4003 | 3092.6204 | 3815.014 | 5107.3243 | 5851.6201 | 4603.6036 | 5871.5185 | 5129.6514 | 4825.6463 | 5784.3237 | 6884.0301 | 7521.0807 | 7105.8966 | 7699.6993 | 7586.1636 | 7966.2429
NSW1 | VPP | 10.1258 | 13.5424 | 14.0789 | 30.4967 | 50.4805 | 69.3008 | 78.7684 | 97.5745 | 131.1729 | 158.9888 | 185.8948 | 199.9093 | 223.3785 | 247.0592 | 260.5644 | 278.4515 | 284.2587 | 304.3073 | 323.1567 | 341.4602 | 370.6518
Total excluding storage |  | 58225.8422 | 54625.3857 | 52806.9468 | 55170.8603 | 51986.3744 | 50029.25 | 47406.9816 | 47596.6254 | 48354.6503 | 51296.5704 | 50557.139 | 47819.5119 | 49883.8168 | 51017.4245 | 48239.1345 | 47972.8036 | 51506.7209 | 49385.9636 | 53307.3203 | 53031.0925 | 56982.2381
Region | Technology | 2021-22 | 2022-23 | 2023-24 | 2024-25 | 2025-26 | 2026-27 | 2027-28 | 2028-29 | 2029-30 | 2030-31 | 2031-32 | 2032-33 | 2033-34 | 2034-35 | 2035-36 | 2036-37 | 2037-38 | 2038-39 | 2039-40 | 2040-41 | 2041-42
QLD1 | Black Coal | 44767.3099 | 46414.2422 | 49376.1124 | 47973.4993 | 47964.9057 | 46417.1232 | 42915.7772 | 40605.3804 | 39922.1155 | 39509.8001 | 38334.5015 | 41022.9509 | 42542.2322 | 41725.9867 | 37258.7881 | 32883.289 | 24995.6866 | 25812.9306 | 25383.8637 | 25473.7263 | 23750.4902
QLD1 | Brown Coal | 0 | 0 | 0 | 0 | 0 | 0 | 0 | 0 | 0 | 0 | 0 | 0 | 0 | 0 | 0 | 0 | 0 | 0 | 0 | 0 | 0
QLD1 | CCGT | 1113.0547 | 1113.0547 | 1240.8356 | 254.8104 | 235.9281 | 235.4091 | 238.2127 | 297.0014 | 236.4398 | 284.545 | 307.0422 | 1171.1969 | 1286.4781 | 666.9296 | 1615.8495 | 951.8686 | 1870.8909 | 1941.5421 | 1714.6862 | 1983.7667 | 2055.2487
QLD1 | Gas - Steam | 37.1158 | 37.1158 | 73.7192 | 72.804 | 72.804 | 72.804 | 73.0035 | 72.804 | 72.804 | 72.804 | 73.0035 | 273.8799 | 305.3344 | 216.984 | 317.1605 | 254.0347 | 349.5508 | 349.7741 | 307.4373 | 314.9091 | 334.2265
QLD1 | OCGT / Diesel | 2.9667e-06 | 2.9103e-06 | 3.0718e-06 | 6.3596 | 10.5919 | 10.1122 | 9.1981 | 26.7703 | 5.6362 | 5.7184 | 15.7776 | 28.0631 | 24.3533 | 13.0121 | 69.0332 | 44.4603 | 151.8775 | 63.763 | 218.4138 | 151.9286 | 202.6558
QLD1 | Hydro | 679.7195 | 676.1011 | 674.9729 | 670.5559 | 667.7211 | 664.9182 | 664.9388 | 658.3275 | 657.4425 | 653.6812 | 654.169 | 648.992 | 645.9744 | 643.1445 | 643.1534 | 637.539 | 238.2387 | 237.9188 | 234.1625 | 235.2206 | 234.9312
QLD1 | Wind | 2134.5666 | 1974.478 | 1945.1553 | 1724.0235 | 3451.4133 | 5523.0823 | 8310.0979 | 12543.4031 | 14630.8908 | 14982.1326 | 13950.7408 | 15111.8692 | 13651.5302 | 16007.3006 | 19486.1293 | 26286.6599 | 32205.4565 | 32360.878 | 32952.3981 | 31441.7129 | 32028.7967
QLD1 | Solar PV | 6071.058 | 6392.671 | 6497.1098 | 6212.7848 | 6072.8637 | 6505.9683 | 6492.0239 | 5506.5023 | 6094.872 | 6324.7597 | 6511.0312 | 6582.3378 | 6305.8915 | 6169.9965 | 7962.2668 | 8910.5827 | 7447.7392 | 8176.9828 | 8522.6144 | 8896.3082 | 8882.7999
QLD1 | LS Battery | 26.7044 | 27.0263 | 27.6349 | 30.9807 | 34.0164 | 33.3302 | 31.0916 | 30.8513 | 31.7143 | 30.6441 | 30.8422 | 31.1582 | 174.7937 | 175.2493 | 1064.8918 | 1540.4773 | 1506.5667 | 1516.561 | 1577.7626 | 1583.6615 | 1593.265
QLD1 | Pumped Hydro | 35.2007 | 30.4274 | 11.3385 | 309.641 | 317.7081 | 338.8849 | 223.386 | 358.8064 | 569.2088 | 646.7957 | 622.7147 | 780.0565 | 734.2008 | 702.8528 | 647.5821 | 560.3706 | 1264.3935 | 1285.6019 | 1319.2617 | 1314.0962 | 1393.4547
QLD1 | VPP | 4.2614 | 5.9354 | 9.2257 | 15.7029 | 25.1657 | 34.5955 | 41.7592 | 52.2977 | 73.9025 | 80.4242 | 108.0108 | 127.7029 | 145.8242 | 172.4089 | 176.7109 | 194.0219 | 198.54 | 212.4348 | 229.1309 | 247.2495 | 263.7179
Total excluding storage |  | 54802.8244 | 56607.6628 | 59807.9052 | 56914.8375 | 58476.2278 | 59429.4172 | 58703.2521 | 59710.1889 | 61620.2008 | 61833.441 | 59846.2659 | 64839.2899 | 64761.7941 | 65443.354 | 67352.3808 | 69968.4342 | 67259.4401 | 68943.7894 | 69333.576 | 68497.5723 | 67489.149
Region | Technology | 2021-22 | 2022-23 | 2023-24 | 2024-25 | 2025-26 | 2026-27 | 2027-28 | 2028-29 | 2029-30 | 2030-31 | 2031-32 | 2032-33 | 2033-34 | 2034-35 | 2035-36 | 2036-37 | 2037-38 | 2038-39 | 2039-40 | 2040-41 | 2041-42
VIC1 | Black Coal | 0 | 0 | 0 | 0 | 0 | 0 | 0 | 0 | 0 | 0 | 0 | 0 | 0 | 0 | 0 | 0 | 0 | 0 | 0 | 0 | 0
VIC1 | Brown Coal | 29743.5749 | 29042.785 | 30024.1263 | 29404.5315 | 30055.4537 | 29700.6101 | 30119.8742 | 29607.8467 | 27811.8133 | 26665.9427 | 24918.464 | 22911.0357 | 22374.8476 | 22351.0497 | 21904.1496 | 22063.1256 | 20713.583 | 21532.6008 | 20424.8021 | 20948.2231 | 21718.5777
VIC1 | CCGT | 1.9421e-06 | 1.9222e-06 | 2.0654e-06 | 2.4295e-06 | 2.4468e-06 | 2.6217e-06 | 2.6648e-06 | 3.1695e-06 | 3.8012e-06 | 4.916e-06 | 5.1257e-06 | 9.1001e-06 | 9.7083e-06 | 9.1244e-06 | 1.0085e-05 | 9.81e-06 | 1.279e-05 | 1.29e-05 | 1.4622e-05 | 1.4674e-05 | 1.4796e-05
VIC1 | Gas - Steam | 7.7464 | 8.6991 | 12.0359 | 9.2176e-07 | 9.2993e-07 | 9.2125e-07 | 9.6767e-07 | 1.1166e-06 | 1.2116e-06 | 1.5703e-06 | 1.2402e-06 | 2.2568e-06 | 2.3989e-06 | 1.9199e-06 | 2.6884e-06 | 2.4711e-06 | 3.1955e-06 | 2.9354e-06 | 0 | 0 | 0
VIC1 | OCGT / Diesel | 9.1937 | 8.3577 | 19.97 | 9.8317 | 11.0427 | 20.1887 | 13.7109 | 31.8882 | 19.5493 | 64.6466 | 15.8863 | 56.5911 | 55.0879 | 36.0576 | 95.6283 | 72.2523 | 140.4246 | 70.5594 | 79.9282 | 73.4385 | 92.4871
VIC1 | Hydro | 2715.5834 | 2713.4392 | 2464.691 | 3030.9841 | 3092.8823 | 2919.3237 | 3002.1214 | 3775.2781 | 3139.3165 | 2649.9422 | 2680.8022 | 2420.1848 | 2959.7903 | 3033.5591 | 2886.0938 | 2885.2996 | 3621.7019 | 2988.6958 | 2583.7558 | 2571.7209 | 2331.8051
VIC1 | Wind | 11076.711 | 12489.654 | 10819.7739 | 10874.6621 | 10966.1962 | 11391.4831 | 12294.2766 | 11030.9301 | 12203.1473 | 11626.1204 | 13144.2334 | 11406.7471 | 11515.1723 | 11751.3017 | 13761.866 | 13988.0483 | 13872.8101 | 14074.424 | 13758.9959 | 14462.0743 | 12586.1132
VIC1 | Solar PV | 2656.3955 | 2640.3495 | 2747.763 | 2627.6398 | 2486.8756 | 2629.5175 | 3688.2133 | 4108.5613 | 4362.5361 | 4448.7627 | 4434.6885 | 4599.3262 | 4370.3935 | 4202.2354 | 4428.1849 | 4507.605 | 4196.4161 | 6061.4019 | 6199.2765 | 6498.348 | 9017.1191
VIC1 | LS Battery | 39.5933 | 40.9695 | 39.3359 | 43.2893 | 52.5016 | 50.5006 | 44.326 | 41.3482 | 46.9681 | 44.4179 | 40.7799 | 38.4045 | 7.5896 | 7.1612 | 7.4247 | 7.3118 | 6.7085 | 6.8075 | 6.6242 | 6.4045 | 6.7129
VIC1 | Pumped Hydro | 0 | 0 | 5.5244e-06 | 6.5301e-06 | 6.9145e-06 | 8.6586e-06 | 8.2226e-06 | 1.1482e-05 | 1.928e-05 | 15.3046 | 166.0999 | 1335.8734 | 1381.8682 | 1385.0037 | 1364.5844 | 1363.7808 | 1769.0929 | 1777.6277 | 2622.7446 | 2395.5088 | 2757.4617
VIC1 | VPP | 6.2064 | 10.0769 | 13.8893 | 21.9634 | 38.0699 | 51.8709 | 59.0319 | 76.1026 | 112.7775 | 133.7411 | 163.5377 | 178.3558 | 200.4821 | 219.2826 | 241.0938 | 257.9957 | 261.2733 | 279.707 | 298.5179 | 315.2857 | 353.1979
Total excluding storage |  | 46209.2048 | 46903.2846 | 46088.3601 | 45947.6492 | 46612.4505 | 46661.1231 | 49118.1964 | 48554.5043 | 47536.3625 | 45455.4146 | 45194.0744 | 41393.8849 | 41275.2917 | 41374.2036 | 43075.9226 | 43516.3307 | 42544.9359 | 44727.682 | 43046.7587 | 44553.8049 | 45746.1022
Region | Technology | 2021-22 | 2022-23 | 2023-24 | 2024-25 | 2025-26 | 2026-27 | 2027-28 | 2028-29 | 2029-30 | 2030-31 | 2031-32 | 2032-33 | 2033-34 | 2034-35 | 2035-36 | 2036-37 | 2037-38 | 2038-39 | 2039-40 | 2040-41 | 2041-42
SA1 | Black Coal | 0 | 0 | 0 | 0 | 0 | 0 | 0 | 0 | 0 | 0 | 0 | 0 | 0 | 0 | 0 | 0 | 0 | 0 | 0 | 0 | 0
SA1 | Brown Coal | 0 | 0 | 0 | 0 | 0 | 0 | 0 | 0 | 0 | 0 | 0 | 0 | 0 | 0 | 0 | 0 | 0 | 0 | 0 | 0 | 0
SA1 | CCGT | 1105.7485 | 1105.7485 | 672.751 | 454.1359 | 454.1359 | 454.1359 | 455.3802 | 454.1359 | 454.1359 | 454.1359 | 455.3802 | 976.3441 | 919.27 | 459.8245 | 783.2025 | 454.1359 | 8.9201e-06 | 8.9544e-06 | 9.7719e-06 | 9.7428e-06 | 1.233e-05
SA1 | Gas - Steam | 935.0424 | 741.3869 | 712.0262 | 1.0251e-06 | 1.1119e-06 | 1.1313e-06 | 1.1124e-06 | 1.3868e-06 | 1.3442e-06 | 1.5371e-06 | 1.1823e-06 | 2.3125e-06 | 2.0458e-06 | 1.8383e-06 | 0 | 0 | 0 | 0 | 0 | 0 | 0
SA1 | OCGT / Diesel | 34.732 | 39.2369 | 88.4954 | 22.3109 | 22.7531 | 31.2054 | 30.7464 | 52.0963 | 38.1262 | 45.5134 | 18.4236 | 116.4821 | 57.4171 | 57.1592 | 120.9547 | 100.9222 | 268.0994 | 211.3564 | 295.1371 | 447.3925 | 403.9953
SA1 | Hydro | 0 | 0 | 0 | 0 | 0 | 0 | 0 | 0 | 0 | 0 | 0 | 0 | 0 | 0 | 0 | 0 | 0 | 0 | 0 | 0 | 0
SA1 | Wind | 6249.3092 | 6594.6506 | 5923.6067 | 6442.084 | 6231.0826 | 6933.6068 | 6850.4089 | 6355.4014 | 6170.4906 | 6090.1683 | 6480.3739 | 7578.7412 | 7125.1003 | 6787.0223 | 7231.7074 | 7560.0838 | 8617.4941 | 9433.2481 | 10324.2479 | 10688.9023 | 9642.307
SA1 | Solar PV | 885.1998 | 888.2789 | 902.7125 | 860.1527 | 839.3229 | 859.7412 | 886.6016 | 839.228 | 872.8739 | 885.2661 | 889.5579 | 1658.453 | 1581.5794 | 1535.692 | 1589.381 | 2843.3831 | 2640.1836 | 2756.5131 | 2814.4181 | 3239.9762 | 3450.0469
SA1 | LS Battery | 107.4063 | 110.4569 | 113.883 | 111.6036 | 127.4446 | 121.7018 | 106.2128 | 101.1829 | 106.8884 | 254.5959 | 521.2803 | 513.9938 | 508.67 | 480.085 | 482.4614 | 669.3839 | 663.6891 | 657.4911 | 1179.8395 | 1156.729 | 1881.6819
SA1 | Pumped Hydro | 0 | 0 | 4.1224e-06 | 4.0313e-06 | 4.119e-06 | 4.7841e-06 | 4.7592e-06 | 5.6356e-06 | 5.6571e-06 | 6.213e-06 | 6.7179e-06 | 1.0847e-05 | 1.06e-05 | 1.078e-05 | 1.2165e-05 | 1.2689e-05 | 1.6354e-05 | 1.6423e-05 | 1.7276e-05 | 1.7522e-05 | 2.235e-05
SA1 | VPP | 6.4041 | 11.6039 | 15.3393 | 18.1659 | 25.2827 | 30.1149 | 31.1027 | 38.0404 | 48.2566 | 56.9976 | 66.996 | 68.1338 | 74.2164 | 82.1012 | 85.4302 | 90.2201 | 93.5347 | 96.717 | 99.9504 | 106.7827 | 110.4205
Total excluding storage |  | 9210.032 | 9369.3019 | 8299.5917 | 7778.6835 | 7547.2945 | 8278.6893 | 8223.137 | 7700.8616 | 7535.6267 | 7475.0838 | 7843.7355 | 10330.0203 | 9683.3668 | 8839.698 | 9725.2455 | 10958.5251 | 11525.7771 | 12401.1177 | 13433.8031 | 14376.271 | 13496.3492
Region | Technology | 2021-22 | 2022-23 | 2023-24 | 2024-25 | 2025-26 | 2026-27 | 2027-28 | 2028-29 | 2029-30 | 2030-31 | 2031-32 | 2032-33 | 2033-34 | 2034-35 | 2035-36 | 2036-37 | 2037-38 | 2038-39 | 2039-40 | 2040-41 | 2041-42
TAS1 | Black Coal | 0 | 0 | 0 | 0 | 0 | 0 | 0 | 0 | 0 | 0 | 0 | 0 | 0 | 0 | 0 | 0 | 0 | 0 | 0 | 0 | 0
TAS1 | Brown Coal | 0 | 0 | 0 | 0 | 0 | 0 | 0 | 0 | 0 | 0 | 0 | 0 | 0 | 0 | 0 | 0 | 0 | 0 | 0 | 0 | 0
TAS1 | CCGT | 2.7016e-06 | 2.5781e-06 | 2.8069e-06 | 2.8438e-06 | 2.7434e-06 | 2.7841e-06 | 2.9848e-06 | 3.0744e-06 | 3.2525e-06 | 3.3213e-06 | 3.6261e-06 | 4.7202e-06 | 5.0808e-06 | 5.7817e-06 | 7.1332e-06 | 6.836e-06 | 8.248e-06 | 8.1081e-06 | 9.2603e-06 | 9.3257e-06 | 9.8123e-06
TAS1 | Gas - Steam | 0 | 0 | 0 | 0 | 0 | 0 | 0 | 0 | 0 | 0 | 0 | 0 | 0 | 0 | 0 | 0 | 0 | 0 | 0 | 0 | 0
TAS1 | OCGT / Diesel | 1.3739e-06 | 1.2963e-06 | 1.402e-06 | 1.5043e-06 | 1.4195e-06 | 1.4713e-06 | 1.5624e-06 | 1.5819e-06 | 1.6427e-06 | 1.7157e-06 | 1.8359e-06 | 0.06755 | 2.4059e-06 | 0.38056 | 0.58863 | 0.56265 | 0.88331 | 4.0885e-06 | 0.17226 | 2.6259e-06 | 0.71373
TAS1 | Hydro | 7650.0998 | 8387.3476 | 8369.7682 | 8940.6953 | 8959.3957 | 7849.9509 | 8073.8906 | 8350.9729 | 7766.2202 | 7509.9699 | 9294.4905 | 10242.6992 | 10133.1643 | 9997.2251 | 10529.1366 | 9001.6123 | 10533.7126 | 9941.386 | 8833.0241 | 9298.6475 | 8738.7422
TAS1 | Wind | 1780.8944 | 2021.9175 | 2460.416 | 2971.2768 | 3771.7553 | 4372.5371 | 5021.6581 | 5269.4974 | 5698.4994 | 6143.5188 | 7256.5931 | 7287.1103 | 7679.598 | 8565.8135 | 9221.277 | 9905.8303 | 10356.3703 | 10634.505 | 10993.9974 | 12033.312 | 11463.5049
TAS1 | Solar PV | 3.1766e-07 | 5.6073e-07 | 8.4505e-07 | 8.4149e-07 | 2.2289e-06 | 3.3742e-06 | 3.3417e-06 | 3.305e-06 | 3.5632e-06 | 3.453e-06 | 3.3918e-06 | 3.4303e-06 | 3.5273e-06 | 8.3348e-06 | 1.3687e-05 | 1.3035e-05 | 1.3284e-05 | 1.4157e-05 | 1.9523e-05 | 33.6676 | 34.0616
TAS1 | LS Battery | 4.5149e-06 | 4.7259e-06 | 4.6559e-06 | 4.7053e-06 | 4.8943e-06 | 6.5921e-06 | 8.4484e-06 | 9.3554e-06 | 9.271e-06 | 1.7484e-05 | 1.7635e-05 | 1.6396e-05 | 1.6495e-05 | 1.8192e-05 | 2.1268e-05 | 2.1758e-05 | 2.7469e-05 | 2.6681e-05 | 3.5912e-05 | 4.0818e-05 | 4.3837e-05
TAS1 | Pumped Hydro | 0 | 0 | 1.1813e-05 | 1.2616e-05 | 1.4544e-05 | 1.5525e-05 | 1.5723e-05 | 1.6847e-05 | 1.7445e-05 | 1.9058e-05 | 2.1253e-05 | 3.1174e-05 | 3.2327e-05 | 6.9631e-05 | 378.9378 | 378.1626 | 869.688 | 853.8233 | 1441.8766 | 1590.6242 | 1944.4066
TAS1 | VPP | 0.14404 | 0.46988 | 0.39038 | 0.86355 | 1.7656 | 2.8066 | 2.6998 | 3.1044 | 4.0385 | 5.0053 | 10.1274 | 12.446 | 13.9471 | 17.8681 | 18.5729 | 19.3321 | 17.4954 | 18.9469 | 19.8319 | 19.41 | 20.9527
Total excluding storage |  | 9430.9942 | 10409.2651 | 10830.1843 | 11911.9721 | 12731.151 | 12222.488 | 13095.5487 | 13620.4703 | 13464.7196 | 13653.4887 | 16551.0836 | 17529.8771 | 17812.7623 | 18563.4192 | 19751.0022 | 18908.0052 | 20890.9662 | 20575.8911 | 19827.1938 | 21365.6271 | 20237.0224
Explicitly modelled pumping
Region | Technology | 2021-22 | 2022-23 | 2023-24 | 2024-25 | 2025-26 | 2026-27 | 2027-28 | 2028-29 | 2029-30 | 2030-31 | 2031-32 | 2032-33 | 2033-34 | 2034-35 | 2035-36 | 2036-37 | 2037-38 | 2038-39 | 2039-40 | 2040-41 | 2041-42
NEM | LS Battery pump | 218.2412 | 225.2034 | 227.3461 | 234.4222 | 269.1749 | 258.8701 | 229.2059 | 217.9358 | 234.147 | 410.9865 | 736.2081 | 875.366 | 1651.1531 | 1596.2986 | 3841.9626 | 5362.5401 | 5250.7653 | 5283.1549 | 6510.0807 | 6429.6423 | 7383.369
NEM | Pumped Hydro Pump | 82.5532 | 121.1995 | 47.9578 | 2229.2064 | 5242.6639 | 4414.8291 | 5012.3221 | 6088.2532 | 8384.3082 | 9835.574 | 8272.2892 | 11945.0065 | 11129.0062 | 10807.502 | 12140.5127 | 13551.8373 | 16125.5854 | 15548.9136 | 18341.5097 | 18558.2445 | 19576.3827
NEM | VPP pump | 32.5765 | 50.0608 | 63.4286 | 104.7447 | 168.8537 | 226.4709 | 256.6013 | 320.0907 | 444.8724 | 521.6849 | 642.846 | 702.7987 | 789.5333 | 886.8918 | 938.7803 | 1008.2845 | 1027.7897 | 1094.487 | 1163.6781 | 1239.2354 | 1340.23
Region | Technology | 2021-22 | 2022-23 | 2023-24 | 2024-25 | 2025-26 | 2026-27 | 2027-28 | 2028-29 | 2029-30 | 2030-31 | 2031-32 | 2032-33 | 2033-34 | 2034-35 | 2035-36 | 2036-37 | 2037-38 | 2038-39 | 2039-40 | 2040-41 | 2041-42
NSW1 | LS Battery pump | 5.5624e-06 | 5.625e-06 | 5.5857e-06 | 5.5965e-06 | 5.4968e-06 | 6.7992e-06 | 9.6222e-06 | 1.2503e-05 | 1.2487e-05 | 3.5246e-05 | 0.00018888 | 151.2204 | 794.8931 | 775.7826 | 1919.8945 | 2622.7002 | 2555.4585 | 2591.2097 | 3097.1697 | 3029.21 | 3089.594
NSW1 | Pumped Hydro Pump | 32.6545 | 73.6632 | 31.4327 | 1781.1164 | 4777.7262 | 3922.8276 | 4686.7523 | 5564.5631 | 7550.1659 | 8873.7829 | 7153.3376 | 9141.2175 | 8332.4549 | 8048.088 | 9021.1032 | 10552.9896 | 11142.029 | 10546.2499 | 11510.5322 | 11793.8196 | 11874.8627
NSW1 | VPP pump | 12.1533 | 16.2961 | 16.8561 | 36.6033 | 60.5886 | 83.1774 | 94.7554 | 116.898 | 157.6439 | 190.619 | 223.6333 | 239.4233 | 268.1074 | 296.5297 | 312.7392 | 334.208 | 342.0982 | 364.3208 | 387.8648 | 410.9546 | 443.749
Region | Technology | 2021-22 | 2022-23 | 2023-24 | 2024-25 | 2025-26 | 2026-27 | 2027-28 | 2028-29 | 2029-30 | 2030-31 | 2031-32 | 2032-33 | 2033-34 | 2034-35 | 2035-36 | 2036-37 | 2037-38 | 2038-39 | 2039-40 | 2040-41 | 2041-42
QLD1 | LS Battery pump | 33.5347 | 34.0398 | 34.8063 | 39.0205 | 42.8439 | 41.9797 | 39.1601 | 38.8575 | 39.9444 | 38.5965 | 38.9458 | 39.1443 | 216.5438 | 217.1089 | 1315.402 | 1902.5249 | 1865.797 | 1867.8068 | 1948.5331 | 1958.5702 | 1964.9312
QLD1 | Pumped Hydro Pump | 49.8987 | 47.5363 | 16.525 | 448.09 | 464.9377 | 492.0015 | 325.5697 | 523.6901 | 834.1423 | 942.6603 | 910.7543 | 1133.6884 | 1070.0472 | 1025.3132 | 942.853 | 816.7015 | 1689.7973 | 1706.4666 | 1757.0848 | 1754.5801 | 1851.3634
QLD1 | VPP pump | 5.1147 | 7.1239 | 11.0731 | 18.8473 | 30.2048 | 41.5228 | 50.1733 | 62.7173 | 88.7005 | 96.5281 | 129.93 | 152.9824 | 175.0237 | 207.0535 | 211.9733 | 232.8724 | 238.8982 | 254.3692 | 275.0115 | 296.953 | 316.3294
Region | Technology | 2021-22 | 2022-23 | 2023-24 | 2024-25 | 2025-26 | 2026-27 | 2027-28 | 2028-29 | 2029-30 | 2030-31 | 2031-32 | 2032-33 | 2033-34 | 2034-35 | 2035-36 | 2036-37 | 2037-38 | 2038-39 | 2039-40 | 2040-41 | 2041-42
VIC1 | LS Battery pump | 49.7434 | 51.7261 | 49.4192 | 54.6361 | 66.0133 | 63.606 | 55.9537 | 51.9538 | 59.2696 | 55.8318 | 51.4873 | 48.2461 | 9.5592 | 9.0277 | 9.3433 | 9.2092 | 8.4494 | 8.5991 | 8.3183 | 8.0915 | 8.43
VIC1 | Pumped Hydro Pump | 0 | 0 | 6.9171e-06 | 8.1677e-06 | 8.6407e-06 | 1.0811e-05 | 1.0303e-05 | 1.4331e-05 | 2.417e-05 | 19.1307 | 208.1972 | 1670.1005 | 1726.504 | 1734.1007 | 1702.8843 | 1705.19 | 2210.902 | 2225.5078 | 3274.9573 | 3006.7395 | 3434.4734
VIC1 | VPP pump | 7.4491 | 12.1211 | 16.644 | 26.4118 | 45.6424 | 62.2574 | 71.0047 | 91.1887 | 135.6141 | 160.2668 | 196.7154 | 213.6381 | 240.6261 | 263.2713 | 289.2897 | 309.6561 | 313.59 | 336.6149 | 357.3924 | 379.4613 | 422.8779
Region | Technology | 2021-22 | 2022-23 | 2023-24 | 2024-25 | 2025-26 | 2026-27 | 2027-28 | 2028-29 | 2029-30 | 2030-31 | 2031-32 | 2032-33 | 2033-34 | 2034-35 | 2035-36 | 2036-37 | 2037-38 | 2038-39 | 2039-40 | 2040-41 | 2041-42
SA1 | LS Battery pump | 134.9631 | 139.4375 | 143.1206 | 140.7657 | 160.3176 | 153.2845 | 134.0921 | 127.1246 | 134.933 | 316.5582 | 645.7748 | 636.7553 | 630.157 | 594.3793 | 597.3227 | 828.1057 | 821.0603 | 815.5392 | 1456.0596 | 1433.7705 | 2320.4137
SA1 | Pumped Hydro Pump | 0 | 0 | 5.1553e-06 | 5.047e-06 | 5.1462e-06 | 5.9745e-06 | 5.963e-06 | 7.0326e-06 | 7.0881e-06 | 7.753e-06 | 8.4061e-06 | 1.3565e-05 | 1.3239e-05 | 1.3478e-05 | 1.5193e-05 | 1.5873e-05 | 2.0448e-05 | 2.0555e-05 | 2.1552e-05 | 2.1981e-05 | 2.7858e-05
SA1 | VPP pump | 7.6865 | 13.9554 | 18.3829 | 21.844 | 30.3047 | 36.145 | 37.4115 | 45.5766 | 58.0413 | 68.2888 | 80.4111 | 81.7768 | 89.0773 | 98.541 | 102.5366 | 108.2856 | 112.2639 | 116.3732 | 119.6745 | 128.4936 | 132.2018
Region | Technology | 2021-22 | 2022-23 | 2023-24 | 2024-25 | 2025-26 | 2026-27 | 2027-28 | 2028-29 | 2029-30 | 2030-31 | 2031-32 | 2032-33 | 2033-34 | 2034-35 | 2035-36 | 2036-37 | 2037-38 | 2038-39 | 2039-40 | 2040-41 | 2041-42
TAS1 | LS Battery pump | 5.5752e-06 | 5.8364e-06 | 5.7478e-06 | 5.8103e-06 | 6.0417e-06 | 8.1376e-06 | 1.0434e-05 | 1.1546e-05 | 1.1452e-05 | 2.1591e-05 | 2.1775e-05 | 2.0245e-05 | 2.0364e-05 | 2.2463e-05 | 2.6244e-05 | 2.6884e-05 | 3.3894e-05 | 3.2974e-05 | 4.4304e-05 | 5.0444e-05 | 5.407e-05
TAS1 | Pumped Hydro Pump | 0 | 0 | 1.4808e-05 | 1.5792e-05 | 1.8167e-05 | 1.9381e-05 | 1.9692e-05 | 2.1016e-05 | 2.1851e-05 | 2.3818e-05 | 2.6594e-05 | 3.8998e-05 | 4.0372e-05 | 8.7383e-05 | 473.6722 | 476.9562 | 1082.8571 | 1070.6893 | 1798.9354 | 2003.1052 | 2415.6831
TAS1 | VPP pump | 0.17288 | 0.56431 | 0.47247 | 1.0384 | 2.1131 | 3.3683 | 3.2564 | 3.7101 | 4.8725 | 5.9822 | 12.1562 | 14.9781 | 16.6989 | 21.4963 | 22.2415 | 23.2624 | 20.9394 | 22.8088 | 23.7349 | 23.3729 | 25.0719
Non-controllable generation
Region | Technology | 2021-22 | 2022-23 | 2023-24 | 2024-25 | 2025-26 | 2026-27 | 2027-28 | 2028-29 | 2029-30 | 2030-31 | 2031-32 | 2032-33 | 2033-34 | 2034-35 | 2035-36 | 2036-37 | 2037-38 | 2038-39 | 2039-40 | 2040-41 | 2041-42
NEM | Distributed PV | 19806.2366 | 22075.8334 | 24597.931 | 24495.2686 | 26121.4357 | 29145.571 | 31443.3512 | 31387.2818 | 33792.6348 | 36138.2152 | 37766.4199 | 40004.5703 | 38463.2746 | 39796.5277 | 43088.4306 | 45055.8436 | 43940.2877 | 46671.9446 | 49638.4057 | 51514.8771 | 53855.6947
NEM | Behind the meter battery | 247.8193 | 292.2161 | 337.0186 | 383.5276 | 439.4406 | 507.2679 | 566.8995 | 550.7232 | 660.5981 | 756.9063 | 903.6379 | 1022.2201 | 1108.5823 | 1178.0546 | 1238.6915 | 1292.3624 | 1213.8101 | 1345.9259 | 1381.0283 | 1419.2539 | 1451.8232
NEM | Behind the meter battery pump | 247.8013 | 292.3365 | 337.0188 | 383.845 | 439.8815 | 507.0493 | 566.7005 | 550.8811 | 660.4487 | 754.8095 | 902.3236 | 1021.5284 | 1106.8945 | 1175.1614 | 1238.0402 | 1292.8986 | 1212.1652 | 1344.6355 | 1376.7537 | 1416.5773 | 1450.2735
Region | Technology | 2021-22 | 2022-23 | 2023-24 | 2024-25 | 2025-26 | 2026-27 | 2027-28 | 2028-29 | 2029-30 | 2030-31 | 2031-32 | 2032-33 | 2033-34 | 2034-35 | 2035-36 | 2036-37 | 2037-38 | 2038-39 | 2039-40 | 2040-41 | 2041-42
NSW1 | Distributed PV | 5673.3703 | 6412.8927 | 6878.7595 | 6856.1856 | 7147.041 | 8117.8475 | 8486.9164 | 8465.0738 | 8806.4978 | 9589.4696 | 10407.7388 | 10917.3214 | 10646.7086 | 10920.3883 | 12130.5407 | 12541.613 | 12451.4626 | 12772.5282 | 13777.2001 | 14863.4356 | 15368.1111
NSW1 | Behind the meter battery | 92.988 | 105.206 | 120.3862 | 140.0136 | 164.1707 | 191.6677 | 212.1376 | 202.3852 | 238.2391 | 269.5533 | 316.6261 | 352.9966 | 376.7232 | 398.1023 | 416.3451 | 434.6361 | 406.629 | 444.8159 | 455.8576 | 466.5848 | 477.69
NSW1 | Behind the meter battery pump | 92.9929 | 105.2217 | 120.4088 | 140.1854 | 164.3225 | 191.4449 | 212.0835 | 202.6309 | 238.2338 | 268.5626 | 316.2872 | 352.8713 | 375.6512 | 397.1638 | 415.8024 | 434.6619 | 406.2156 | 444.2952 | 454.3228 | 465.7311 | 477.2067
Region | Technology | 2021-22 | 2022-23 | 2023-24 | 2024-25 | 2025-26 | 2026-27 | 2027-28 | 2028-29 | 2029-30 | 2030-31 | 2031-32 | 2032-33 | 2033-34 | 2034-35 | 2035-36 | 2036-37 | 2037-38 | 2038-39 | 2039-40 | 2040-41 | 2041-42
QLD1 | Distributed PV | 6191.6312 | 6950.4969 | 7496.9969 | 7477.3729 | 8009.6547 | 8825.3219 | 9335.864 | 8917.4125 | 9921.082 | 10593.0797 | 11430.4527 | 11909.1829 | 11788.7845 | 12528.1936 | 13627.1693 | 14173.0366 | 13300.3858 | 14603.4997 | 15383.7155 | 16303.874 | 16628.1076
QLD1 | Behind the meter battery | 47.1655 | 52.8571 | 61.5866 | 73.0017 | 85.3913 | 99.9047 | 111.9777 | 108.8379 | 129.3675 | 153.3285 | 190.1192 | 222.1175 | 246.4817 | 267.1873 | 285.6617 | 301.0495 | 286.0933 | 322.1576 | 335.9733 | 346.9233 | 359.1095
QLD1 | Behind the meter battery pump | 47.1813 | 52.869 | 61.5457 | 73.0099 | 85.461 | 99.8716 | 111.9921 | 108.8663 | 129.3489 | 153.0496 | 189.7694 | 221.8584 | 246.0253 | 266.5063 | 285.3518 | 301.0479 | 285.8344 | 321.973 | 334.9752 | 346.2719 | 358.7807
Region | Technology | 2021-22 | 2022-23 | 2023-24 | 2024-25 | 2025-26 | 2026-27 | 2027-28 | 2028-29 | 2029-30 | 2030-31 | 2031-32 | 2032-33 | 2033-34 | 2034-35 | 2035-36 | 2036-37 | 2037-38 | 2038-39 | 2039-40 | 2040-41 | 2041-42
VIC1 | Distributed PV | 4717.7407 | 5389.6613 | 6621.4762 | 6691.2049 | 7422.069 | 8509.1621 | 9599.0492 | 9982.8764 | 10738.0011 | 11462.6085 | 11436.9069 | 12445.924 | 11490.3232 | 11742.0473 | 12540.6976 | 13233.2274 | 13060.5817 | 13883.3199 | 14811.0215 | 14753.0161 | 16001.5033
VIC1 | Behind the meter battery | 53.3089 | 64.6827 | 75.7162 | 87.7173 | 103.3214 | 123.4269 | 144.2804 | 146.3816 | 184.517 | 216.1162 | 262.0884 | 300.6989 | 331.6471 | 355.172 | 374.6948 | 392.2426 | 369.4806 | 411.6127 | 421.1066 | 434.5414 | 442.138
VIC1 | Behind the meter battery pump | 53.2652 | 64.7097 | 75.7174 | 87.7926 | 103.4847 | 123.4202 | 144.1964 | 146.2658 | 184.4211 | 215.5741 | 261.7067 | 300.4479 | 331.6762 | 353.9435 | 375.0675 | 392.7858 | 368.6757 | 411.1532 | 419.8022 | 433.7002 | 441.5589
Region | Technology | 2021-22 | 2022-23 | 2023-24 | 2024-25 | 2025-26 | 2026-27 | 2027-28 | 2028-29 | 2029-30 | 2030-31 | 2031-32 | 2032-33 | 2033-34 | 2034-35 | 2035-36 | 2036-37 | 2037-38 | 2038-39 | 2039-40 | 2040-41 | 2041-42
SA1 | Distributed PV | 2943.5781 | 3030.2407 | 3278.0575 | 3158.1929 | 3221.3756 | 3341.2822 | 3648.6839 | 3617.9664 | 3901.0864 | 4037.5849 | 4032.8399 | 4238.1327 | 4063.5643 | 4119.007 | 4265.6201 | 4562.9676 | 4527.0248 | 4777.7216 | 4982.0432 | 4915.6677 | 5140.4478
SA1 | Behind the meter battery | 46.7661 | 60.6674 | 69.1599 | 70.4867 | 72.2995 | 75.6154 | 79.3666 | 74.4677 | 86.1449 | 93.3655 | 106.6278 | 115.8822 | 121.2213 | 124.2517 | 127.9284 | 129.4251 | 119.5114 | 131.6647 | 132.4205 | 134.7114 | 136.1546
SA1 | Behind the meter battery pump | 46.7767 | 60.7286 | 69.1819 | 70.5397 | 72.3476 | 75.6945 | 79.3361 | 74.49 | 86.1259 | 93.1294 | 106.4615 | 115.7903 | 121.0672 | 124.2692 | 127.7884 | 129.3778 | 119.3947 | 131.5583 | 132.0741 | 134.4402 | 136.0225
Region | Technology | 2021-22 | 2022-23 | 2023-24 | 2024-25 | 2025-26 | 2026-27 | 2027-28 | 2028-29 | 2029-30 | 2030-31 | 2031-32 | 2032-33 | 2033-34 | 2034-35 | 2035-36 | 2036-37 | 2037-38 | 2038-39 | 2039-40 | 2040-41 | 2041-42
TAS1 | Distributed PV | 279.9163 | 292.5419 | 322.641 | 312.3123 | 321.2953 | 351.9573 | 372.8376 | 403.9527 | 425.9675 | 455.4724 | 458.4815 | 494.0093 | 473.894 | 486.8915 | 524.4028 | 544.9991 | 600.8328 | 634.8752 | 684.4254 | 678.8837 | 717.525
TAS1 | Behind the meter battery | 7.5908 | 8.8028 | 10.1696 | 12.3083 | 14.2576 | 16.6533 | 19.1372 | 18.6509 | 22.3297 | 24.5427 | 28.1765 | 30.5249 | 32.5091 | 33.3413 | 34.0615 | 35.009 | 32.0958 | 35.675 | 35.6703 | 36.493 | 36.731
TAS1 | Behind the meter battery pump | 7.5851 | 8.8074 | 10.165 | 12.3173 | 14.2658 | 16.618 | 19.0924 | 18.6279 | 22.319 | 24.4937 | 28.0987 | 30.5604 | 32.4746 | 33.2785 | 34.0301 | 35.0254 | 32.0448 | 35.6559 | 35.5795 | 36.4339 | 36.7046
Ernst & Young’s liability is limited by a scheme approved under Professional Standards Legislation

## M31_34_Capacity
Installed capacity by technology (MW) - Marinus 1500MW M31_34, Central Scenario
Capacity calculated on 1 July. In early study years some wind and solar projects enter later in the financial year and are reflected in the following financial year's capacity.
Explicitly modelled generation
Region | Technology | 2021-22 | 2022-23 | 2023-24 | 2024-25 | 2025-26 | 2026-27 | 2027-28 | 2028-29 | 2029-30 | 2030-31 | 2031-32 | 2032-33 | 2033-34 | 2034-35 | 2035-36 | 2036-37 | 2037-38 | 2038-39 | 2039-40 | 2040-41 | 2041-42
NEM | Black Coal | 18366 | 17891 | 16416 | 15165.2155 | 13648.9728 | 13347.053 | 12917.4444 | 12447.8809 | 12426.9031 | 12426.9031 | 12426.9031 | 10673.7665 | 10673.7665 | 10673.7665 | 7096 | 6396 | 5246 | 5246 | 5246 | 5246 | 5246
NEM | Brown Coal | 4820 | 4835 | 4835 | 4760.4836 | 4760.4836 | 4760.4836 | 4760.4836 | 4760.4836 | 4485 | 4135 | 3760 | 3385 | 3385 | 3385 | 3385 | 3385 | 3385 | 3385 | 3385 | 3385 | 3385
NEM | CCGT | 3055 | 3055 | 3055 | 2487 | 2487 | 2487 | 2487 | 2487 | 2487 | 2487 | 2487 | 2487 | 2487 | 2487 | 2487 | 2102 | 1573 | 1573 | 1430 | 1430 | 1430
NEM | Gas - Steam | 1864 | 1864 | 1384 | 84 | 84 | 84 | 84 | 84 | 84 | 84 | 84 | 84 | 84 | 84 | 84 | 84 | 84 | 84 | 84 | 84 | 84
NEM | OCGT / Diesel | 6741 | 6741 | 6741 | 6616.0052 | 6616.0052 | 6616.0052 | 6616.0052 | 6616.0052 | 5969 | 5969 | 5969 | 5969 | 5507 | 5390 | 5260 | 5260 | 5260 | 4820 | 4820 | 4820 | 4820
NEM | Hydro | 7364.9 | 7364.9 | 7364.9 | 7364.9 | 7364.9 | 7364.9 | 7364.9 | 7364.9 | 7364.9 | 7364.9 | 7614.9 | 7614.9 | 7614.9 | 7614.9 | 7614.9 | 7614.9 | 7528.9 | 7528.9 | 7528.9 | 7528.9 | 7528.9
NEM | Wind | 9260 | 9346 | 9487.6558 | 9629.3118 | 10058.6331 | 10607.531 | 11380.3796 | 12527.0803 | 13345.6845 | 13374.6106 | 13516.2665 | 15261.2249 | 15393.601 | 16003.4042 | 19911.3547 | 21710.1057 | 25119.2645 | 24989.1226 | 25455.9926 | 25295.5022 | 26634.9683
NEM | Solar PV | 6097 | 6302 | 6302 | 6302 | 6302 | 6337.5099 | 6736.4682 | 7024.0327 | 7061.5739 | 7061.5739 | 7061.5739 | 9435.3998 | 9830.2592 | 9830.2592 | 11889.6266 | 12938.2191 | 14767.2162 | 15317.9084 | 16078.1689 | 16467.863 | 17936.4391
NEM | LS Battery | 300 | 300 | 300 | 300 | 300 | 300 | 300 | 300 | 300 | 385.2459 | 623.462 | 724.4962 | 1225.0266 | 1200.0266 | 2747.9003 | 3829.6728 | 3829.6728 | 3829.6728 | 4738.6817 | 4738.6817 | 5398.1209
NEM | Pumped Hydro | 810 | 810 | 810 | 810 | 2850 | 2850 | 2850 | 2850 | 2850 | 2854.0689 | 2888.1568 | 3255.7155 | 3255.7155 | 3255.7155 | 3397.4798 | 4083.2774 | 4975.9893 | 4975.9893 | 5514.8923 | 5514.8923 | 6110.713
NEM | VPP | 36.545 | 54.909 | 79.222 | 111.716 | 155.475 | 212.948 | 274.212 | 348.483 | 458.205 | 557.379 | 708.547 | 823.447 | 953.292 | 1081.03 | 1214.079 | 1346.365 | 1479.677 | 1613.916 | 1747.369 | 1881.885 | 2021.695
Total excluding storage |  | 57567.9 | 57398.9 | 55585.5558 | 52408.9162 | 51321.9947 | 51604.4828 | 52346.681 | 53311.3828 | 53224.0615 | 52902.9876 | 52919.6434 | 54910.2912 | 54975.5267 | 55468.3299 | 57727.8812 | 59490.2248 | 62963.3806 | 62943.931 | 64028.0616 | 64257.2652 | 67065.3075
Region | Technology | 2021-22 | 2022-23 | 2023-24 | 2024-25 | 2025-26 | 2026-27 | 2027-28 | 2028-29 | 2029-30 | 2030-31 | 2031-32 | 2032-33 | 2033-34 | 2034-35 | 2035-36 | 2036-37 | 2037-38 | 2038-39 | 2039-40 | 2040-41 | 2041-42
NSW1 | Black Coal | 10240 | 9765 | 8290 | 7595.7475 | 6365.2063 | 6063.2865 | 5864.1144 | 5864.1144 | 5843.1366 | 5843.1366 | 5843.1366 | 4090 | 4090 | 4090 | 1350 | 1350 | 1350 | 1350 | 1350 | 1350 | 1350
NSW1 | Brown Coal | 0 | 0 | 0 | 0 | 0 | 0 | 0 | 0 | 0 | 0 | 0 | 0 | 0 | 0 | 0 | 0 | 0 | 0 | 0 | 0 | 0
NSW1 | CCGT | 625 | 625 | 625 | 625 | 625 | 625 | 625 | 625 | 625 | 625 | 625 | 625 | 625 | 625 | 625 | 625 | 625 | 625 | 625 | 625 | 625
NSW1 | Gas - Steam | 0 | 0 | 0 | 0 | 0 | 0 | 0 | 0 | 0 | 0 | 0 | 0 | 0 | 0 | 0 | 0 | 0 | 0 | 0 | 0 | 0
NSW1 | OCGT / Diesel | 1438 | 1438 | 1438 | 1438 | 1438 | 1438 | 1438 | 1438 | 1438 | 1438 | 1438 | 1438 | 1438 | 1438 | 1388 | 1388 | 1388 | 1388 | 1388 | 1388 | 1388
NSW1 | Hydro | 2585 | 2585 | 2585 | 2585 | 2585 | 2585 | 2585 | 2585 | 2585 | 2585 | 2585 | 2585 | 2585 | 2585 | 2585 | 2585 | 2585 | 2585 | 2585 | 2585 | 2585
NSW1 | Wind | 2137 | 2137 | 2137 | 2137 | 2137 | 2137 | 2137 | 2137 | 2137 | 2137 | 2137 | 2640.5121 | 2740.5121 | 3213.1599 | 5728.7015 | 5681.7015 | 6374.2166 | 6172.2166 | 6172.2166 | 5811.2166 | 6687.5261
NSW1 | Solar PV | 2282 | 2432 | 2432 | 2432 | 2432 | 2432 | 2432 | 2432 | 2432 | 2432 | 2432 | 4508.8435 | 4903.7029 | 4903.7029 | 6425.1048 | 6624.7058 | 8503.7029 | 8353.7029 | 9113.9634 | 9159.326 | 9681.5754
NSW1 | LS Battery | 0 | 0 | 0 | 0 | 0 | 0 | 0 | 0 | 0 | 0 | 0.00011138 | 101.0344 | 541.2028 | 541.2028 | 1333.2921 | 1843.5398 | 1843.5398 | 1843.5398 | 2205.0847 | 2205.0847 | 2205.0847
NSW1 | Pumped Hydro | 240 | 240 | 240 | 240 | 2280 | 2280 | 2280 | 2280 | 2280 | 2280 | 2280 | 2280 | 2280 | 2280 | 2280 | 2965.7975 | 3195.6989 | 3195.6989 | 3195.6989 | 3195.6989 | 3318.3573
NSW1 | VPP | 13.897 | 19.697 | 29.162 | 42.001 | 59.431 | 81.633 | 103.019 | 129.604 | 168.832 | 203.169 | 255.242 | 292.839 | 337.193 | 380.779 | 426.084 | 469.969 | 513.223 | 556.711 | 599.309 | 642.059 | 686.952
Total excluding storage |  | 19307 | 18982 | 17507 | 16812.7475 | 15582.2063 | 15280.2865 | 15081.1144 | 15081.1144 | 15060.1366 | 15060.1366 | 15060.1366 | 15887.3556 | 16382.215 | 16854.8628 | 18101.8063 | 18254.4073 | 20825.9195 | 20473.9195 | 21234.18 | 20918.5426 | 22317.1015
Region | Technology | 2021-22 | 2022-23 | 2023-24 | 2024-25 | 2025-26 | 2026-27 | 2027-28 | 2028-29 | 2029-30 | 2030-31 | 2031-32 | 2032-33 | 2033-34 | 2034-35 | 2035-36 | 2036-37 | 2037-38 | 2038-39 | 2039-40 | 2040-41 | 2041-42
QLD1 | Black Coal | 8126 | 8126 | 8126 | 7569.468 | 7283.7665 | 7283.7665 | 7053.33 | 6583.7665 | 6583.7665 | 6583.7665 | 6583.7665 | 6583.7665 | 6583.7665 | 6583.7665 | 5746 | 5046 | 3896 | 3896 | 3896 | 3896 | 3896
QLD1 | Brown Coal | 0 | 0 | 0 | 0 | 0 | 0 | 0 | 0 | 0 | 0 | 0 | 0 | 0 | 0 | 0 | 0 | 0 | 0 | 0 | 0 | 0
QLD1 | CCGT | 1513 | 1513 | 1513 | 1333 | 1333 | 1333 | 1333 | 1333 | 1333 | 1333 | 1333 | 1333 | 1333 | 1333 | 1333 | 948 | 948 | 948 | 805 | 805 | 805
QLD1 | Gas - Steam | 84 | 84 | 84 | 84 | 84 | 84 | 84 | 84 | 84 | 84 | 84 | 84 | 84 | 84 | 84 | 84 | 84 | 84 | 84 | 84 | 84
QLD1 | OCGT / Diesel | 1910 | 1910 | 1910 | 1910 | 1910 | 1910 | 1910 | 1910 | 1910 | 1910 | 1910 | 1910 | 1618 | 1501 | 1501 | 1501 | 1501 | 1501 | 1501 | 1501 | 1501
QLD1 | Hydro | 152 | 152 | 152 | 152 | 152 | 152 | 152 | 152 | 152 | 152 | 152 | 152 | 152 | 152 | 152 | 152 | 66 | 66 | 66 | 66 | 66
QLD1 | Wind | 677 | 677 | 677 | 677 | 965.2575 | 1377 | 2045.6929 | 3055.2383 | 3695.1094 | 3695.1094 | 3695.1094 | 4175.9927 | 4265.2132 | 4265.2132 | 5234.8894 | 6838.8288 | 8600.3705 | 8600.3705 | 8600.3705 | 8959.8213 | 9422.9779
QLD1 | Solar PV | 2374 | 2429 | 2429 | 2429 | 2429 | 2464.5099 | 2467.5465 | 2467.5465 | 2467.5465 | 2467.5465 | 2467.5465 | 2467.5465 | 2467.5465 | 2467.5465 | 3005.5121 | 3375.9061 | 3325.9061 | 3325.9061 | 3325.9061 | 3356.4282 | 3356.4282
QLD1 | LS Battery | 20 | 20 | 20 | 20 | 20 | 20 | 20 | 20 | 20 | 20 | 20 | 20 | 135.3619 | 135.3619 | 891.1464 | 1303.2853 | 1303.2853 | 1303.2853 | 1370.3236 | 1370.3236 | 1370.3236
QLD1 | Pumped Hydro | 570 | 570 | 570 | 570 | 570 | 570 | 570 | 570 | 570 | 570 | 570 | 570 | 570 | 570 | 570 | 570.0001 | 861.4546 | 861.4546 | 861.4546 | 861.4546 | 861.4546
QLD1 | VPP | 6.283 | 9.038 | 13.648 | 20.047 | 28.646 | 39.92 | 51.776 | 66.05 | 86.234 | 109.423 | 142.449 | 168.902 | 199.702 | 230.441 | 262.576 | 295.532 | 329.475 | 362.967 | 395.859 | 429.33 | 463.784
Total excluding storage |  | 14836 | 14891 | 14891 | 14154.468 | 14157.024 | 14604.2765 | 15045.5694 | 15585.5513 | 16225.4224 | 16225.4224 | 16225.4224 | 16706.3057 | 16503.5262 | 16386.5262 | 17056.4015 | 17945.7349 | 18421.2766 | 18421.2766 | 18278.2766 | 18668.2495 | 19131.4061
Region | Technology | 2021-22 | 2022-23 | 2023-24 | 2024-25 | 2025-26 | 2026-27 | 2027-28 | 2028-29 | 2029-30 | 2030-31 | 2031-32 | 2032-33 | 2033-34 | 2034-35 | 2035-36 | 2036-37 | 2037-38 | 2038-39 | 2039-40 | 2040-41 | 2041-42
VIC1 | Black Coal | 0 | 0 | 0 | 0 | 0 | 0 | 0 | 0 | 0 | 0 | 0 | 0 | 0 | 0 | 0 | 0 | 0 | 0 | 0 | 0 | 0
VIC1 | Brown Coal | 4820 | 4835 | 4835 | 4760.4836 | 4760.4836 | 4760.4836 | 4760.4836 | 4760.4836 | 4485 | 4135 | 3760 | 3385 | 3385 | 3385 | 3385 | 3385 | 3385 | 3385 | 3385 | 3385 | 3385
VIC1 | CCGT | 0 | 0 | 0 | 0 | 0 | 0 | 0 | 0 | 0 | 0 | 0 | 0 | 0 | 0 | 0 | 0 | 0 | 0 | 0 | 0 | 0
VIC1 | Gas - Steam | 500 | 500 | 500 | 0 | 0 | 0 | 0 | 0 | 0 | 0 | 0 | 0 | 0 | 0 | 0 | 0 | 0 | 0 | 0 | 0 | 0
VIC1 | OCGT / Diesel | 1900 | 1900 | 1900 | 1900 | 1900 | 1900 | 1900 | 1900 | 1900 | 1900 | 1900 | 1900 | 1730 | 1730 | 1730 | 1730 | 1730 | 1290 | 1290 | 1290 | 1290
VIC1 | Hydro | 2219 | 2219 | 2219 | 2219 | 2219 | 2219 | 2219 | 2219 | 2219 | 2219 | 2219 | 2219 | 2219 | 2219 | 2219 | 2219 | 2219 | 2219 | 2219 | 2219 | 2219
VIC1 | Wind | 3818 | 3818 | 3818 | 3818 | 3818 | 3818 | 3818 | 3818 | 3950.5777 | 3950.5777 | 3950.5777 | 3950.5777 | 3950.5777 | 3950.5777 | 4368.495 | 4368.495 | 4756.875 | 4486.38 | 4486.38 | 4227.38 | 4227.38
VIC1 | Solar PV | 1088 | 1088 | 1088 | 1088 | 1088 | 1088 | 1483.9217 | 1771.4861 | 1809.0273 | 1809.0273 | 1809.0273 | 1809.0273 | 1809.0273 | 1809.0273 | 1809.0273 | 1809.0273 | 1809.0273 | 2509.7196 | 2509.7196 | 2642.92 | 3528.2319
VIC1 | LS Battery | 75 | 75 | 75 | 75 | 75 | 75 | 75 | 75 | 75 | 75 | 75 | 75 | 20 | 20 | 20 | 20 | 20 | 20 | 20 | 20 | 20.0006
VIC1 | Pumped Hydro | 0 | 0 | 0 | 0 | 0 | 0 | 0 | 0 | 0 | 4.0689 | 38.1568 | 405.7156 | 405.7156 | 405.7156 | 405.7156 | 405.7156 | 548.3511 | 548.3511 | 823.5604 | 823.5604 | 976.7421
VIC1 | VPP | 7.967 | 12.184 | 18.007 | 25.892 | 37.312 | 52.961 | 71.587 | 94.075 | 129.773 | 159.421 | 205.486 | 243.58 | 283.23 | 321.698 | 361.635 | 401.73 | 443.322 | 486.699 | 530.824 | 575.442 | 621.935
Total excluding storage |  | 14345 | 14360 | 14360 | 13785.4836 | 13785.4836 | 13785.4836 | 14181.4053 | 14468.9698 | 14363.605 | 14013.605 | 13638.605 | 13263.605 | 13093.605 | 13093.605 | 13511.5223 | 13511.5223 | 13899.9023 | 13890.0996 | 13890.0996 | 13764.3 | 14649.6119
Region | Technology | 2021-22 | 2022-23 | 2023-24 | 2024-25 | 2025-26 | 2026-27 | 2027-28 | 2028-29 | 2029-30 | 2030-31 | 2031-32 | 2032-33 | 2033-34 | 2034-35 | 2035-36 | 2036-37 | 2037-38 | 2038-39 | 2039-40 | 2040-41 | 2041-42
SA1 | Black Coal | 0 | 0 | 0 | 0 | 0 | 0 | 0 | 0 | 0 | 0 | 0 | 0 | 0 | 0 | 0 | 0 | 0 | 0 | 0 | 0 | 0
SA1 | Brown Coal | 0 | 0 | 0 | 0 | 0 | 0 | 0 | 0 | 0 | 0 | 0 | 0 | 0 | 0 | 0 | 0 | 0 | 0 | 0 | 0 | 0
SA1 | CCGT | 709 | 709 | 709 | 529 | 529 | 529 | 529 | 529 | 529 | 529 | 529 | 529 | 529 | 529 | 529 | 529 | 0 | 0 | 0 | 0 | 0
SA1 | Gas - Steam | 1280 | 1280 | 800 | 0 | 0 | 0 | 0 | 0 | 0 | 0 | 0 | 0 | 0 | 0 | 0 | 0 | 0 | 0 | 0 | 0 | 0
SA1 | OCGT / Diesel | 1315 | 1315 | 1315 | 1310.0052 | 1310.0052 | 1310.0052 | 1310.0052 | 1310.0052 | 663 | 663 | 663 | 663 | 663 | 663 | 583 | 583 | 583 | 583 | 583 | 583 | 583
SA1 | Hydro | 0 | 0 | 0 | 0 | 0 | 0 | 0 | 0 | 0 | 0 | 0 | 0 | 0 | 0 | 0 | 0 | 0 | 0 | 0 | 0 | 0
SA1 | Wind | 2054 | 2140 | 2140 | 2140 | 2140 | 2140 | 2107 | 2107 | 2016 | 1904 | 1904 | 2527.4076 | 2333.4076 | 2333.4076 | 2201.0674 | 2305.7234 | 2735.29 | 2940.4877 | 3260.8665 | 3221.8665 | 3221.8665
SA1 | Solar PV | 353 | 353 | 353 | 353 | 353 | 353 | 353 | 353 | 353 | 353 | 353 | 649.9824 | 649.9824 | 649.9824 | 649.9824 | 1128.5798 | 1128.5798 | 1128.5798 | 1128.5798 | 1291.9852 | 1353
SA1 | LS Battery | 205 | 205 | 205 | 205 | 205 | 205 | 205 | 205 | 205 | 290.2459 | 528.4619 | 528.4619 | 528.4619 | 503.4619 | 503.4619 | 662.8477 | 662.8477 | 662.8477 | 1143.2734 | 1143.2734 | 1802.712
SA1 | Pumped Hydro | 0 | 0 | 0 | 0 | 0 | 0 | 0 | 0 | 0 | 0 | 0 | 0 | 0 | 0 | 0 | 0 | 0 | 0 | 0 | 0 | 0
SA1 | VPP | 7.403 | 12.575 | 16.369 | 20.818 | 25.878 | 32.539 | 40.105 | 48.895 | 60.853 | 70.614 | 87.129 | 97.388 | 109.546 | 121.655 | 134.326 | 146.657 | 158.138 | 169.176 | 180.255 | 191.186 | 202.356
Total excluding storage |  | 5711 | 5797 | 5317 | 4332.0052 | 4332.0052 | 4332.0052 | 4299.0052 | 4299.0052 | 3561 | 3449 | 3449 | 4369.3901 | 4175.3901 | 4175.3901 | 3963.0498 | 4546.3033 | 4446.8698 | 4652.0676 | 4972.4464 | 5096.8517 | 5157.8665
Region | Technology | 2021-22 | 2022-23 | 2023-24 | 2024-25 | 2025-26 | 2026-27 | 2027-28 | 2028-29 | 2029-30 | 2030-31 | 2031-32 | 2032-33 | 2033-34 | 2034-35 | 2035-36 | 2036-37 | 2037-38 | 2038-39 | 2039-40 | 2040-41 | 2041-42
TAS1 | Black Coal | 0 | 0 | 0 | 0 | 0 | 0 | 0 | 0 | 0 | 0 | 0 | 0 | 0 | 0 | 0 | 0 | 0 | 0 | 0 | 0 | 0
TAS1 | Brown Coal | 0 | 0 | 0 | 0 | 0 | 0 | 0 | 0 | 0 | 0 | 0 | 0 | 0 | 0 | 0 | 0 | 0 | 0 | 0 | 0 | 0
TAS1 | CCGT | 208 | 208 | 208 | 0 | 0 | 0 | 0 | 0 | 0 | 0 | 0 | 0 | 0 | 0 | 0 | 0 | 0 | 0 | 0 | 0 | 0
TAS1 | Gas - Steam | 0 | 0 | 0 | 0 | 0 | 0 | 0 | 0 | 0 | 0 | 0 | 0 | 0 | 0 | 0 | 0 | 0 | 0 | 0 | 0 | 0
TAS1 | OCGT / Diesel | 178 | 178 | 178 | 58 | 58 | 58 | 58 | 58 | 58 | 58 | 58 | 58 | 58 | 58 | 58 | 58 | 58 | 58 | 58 | 58 | 58
TAS1 | Hydro | 2408.9 | 2408.9 | 2408.9 | 2408.9 | 2408.9 | 2408.9 | 2408.9 | 2408.9 | 2408.9 | 2408.9 | 2658.9 | 2658.9 | 2658.9 | 2658.9 | 2658.9 | 2658.9 | 2658.9 | 2658.9 | 2658.9 | 2658.9 | 2658.9
TAS1 | Wind | 574 | 574 | 715.6558 | 857.3118 | 998.3756 | 1135.531 | 1272.6867 | 1409.8421 | 1546.9975 | 1687.9236 | 1829.5794 | 1966.7348 | 2103.8905 | 2241.0459 | 2378.2013 | 2515.357 | 2652.5124 | 2789.6678 | 2936.159 | 3075.2178 | 3075.2178
TAS1 | Solar PV | 0 | 0 | 0 | 0 | 0 | 0 | 0 | 0 | 0 | 0 | 0 | 0 | 0 | 0 | 0 | 0 | 0 | 0 | 0 | 17.2036 | 17.2036
TAS1 | LS Battery | 0 | 0 | 0 | 0 | 0 | 0 | 0 | 0 | 0 | 0 | 0 | 0 | 0 | 0 | 0 | 0 | 0 | 0 | 0 | 0 | 0
TAS1 | Pumped Hydro | 0 | 0 | 0 | 0 | 0 | 0 | 0 | 0 | 0 | 0 | 0 | 0 | 0 | 0 | 141.7642 | 141.7642 | 370.4846 | 370.4846 | 634.1784 | 634.1784 | 954.1591
TAS1 | VPP | 0.995 | 1.415 | 2.036 | 2.958 | 4.208 | 5.895 | 7.725 | 9.859 | 12.513 | 14.752 | 18.241 | 20.738 | 23.621 | 26.457 | 29.458 | 32.477 | 35.519 | 38.363 | 41.122 | 43.868 | 46.668
Total excluding storage |  | 3368.9 | 3368.9 | 3510.5558 | 3324.2118 | 3465.2756 | 3602.431 | 3739.5867 | 3876.7421 | 4013.8975 | 4154.8236 | 4546.4794 | 4683.6348 | 4820.7905 | 4957.9459 | 5095.1013 | 5232.2569 | 5369.4124 | 5506.5678 | 5653.059 | 5809.3214 | 5809.3214
Explicitly modelled pumping
Region | Technology | 2021-22 | 2022-23 | 2023-24 | 2024-25 | 2025-26 | 2026-27 | 2027-28 | 2028-29 | 2029-30 | 2030-31 | 2031-32 | 2032-33 | 2033-34 | 2034-35 | 2035-36 | 2036-37 | 2037-38 | 2038-39 | 2039-40 | 2040-41 | 2041-42
NEM | LS Battery pump | 300 | 300 | 300 | 300 | 300 | 300 | 300 | 300 | 300 | 385.2459 | 623.462 | 724.4962 | 1225.0266 | 1200.0266 | 2747.9003 | 3829.6728 | 3829.6728 | 3829.6728 | 4738.6817 | 4738.6817 | 5398.1209
NEM | Pumped Hydro Pump | 1410 | 1410 | 1410 | 1410 | 3450 | 3450 | 3450 | 3450 | 3450 | 3454.0689 | 3488.1568 | 3855.7155 | 3855.7155 | 3855.7155 | 3997.4798 | 4683.2774 | 5575.9893 | 5575.9893 | 6114.8923 | 6114.8923 | 6710.713
NEM | VPP pump | 36.545 | 54.909 | 79.222 | 111.716 | 155.475 | 212.948 | 274.212 | 348.483 | 458.205 | 557.379 | 708.547 | 823.447 | 953.292 | 1081.03 | 1214.079 | 1346.365 | 1479.677 | 1613.916 | 1747.369 | 1881.885 | 2021.695
Region | Technology | 2021-22 | 2022-23 | 2023-24 | 2024-25 | 2025-26 | 2026-27 | 2027-28 | 2028-29 | 2029-30 | 2030-31 | 2031-32 | 2032-33 | 2033-34 | 2034-35 | 2035-36 | 2036-37 | 2037-38 | 2038-39 | 2039-40 | 2040-41 | 2041-42
NSW1 | LS Battery pump | 0 | 0 | 0 | 0 | 0 | 0 | 0 | 0 | 0 | 0 | 0.00011138 | 101.0344 | 541.2028 | 541.2028 | 1333.2921 | 1843.5398 | 1843.5398 | 1843.5398 | 2205.0847 | 2205.0847 | 2205.0847
NSW1 | Pumped Hydro Pump | 840 | 840 | 840 | 840 | 2880 | 2880 | 2880 | 2880 | 2880 | 2880 | 2880 | 2880 | 2880 | 2880 | 2880 | 3565.7975 | 3795.6989 | 3795.6989 | 3795.6989 | 3795.6989 | 3918.3573
NSW1 | VPP pump | 13.897 | 19.697 | 29.162 | 42.001 | 59.431 | 81.633 | 103.019 | 129.604 | 168.832 | 203.169 | 255.242 | 292.839 | 337.193 | 380.779 | 426.084 | 469.969 | 513.223 | 556.711 | 599.309 | 642.059 | 686.952
Region | Technology | 2021-22 | 2022-23 | 2023-24 | 2024-25 | 2025-26 | 2026-27 | 2027-28 | 2028-29 | 2029-30 | 2030-31 | 2031-32 | 2032-33 | 2033-34 | 2034-35 | 2035-36 | 2036-37 | 2037-38 | 2038-39 | 2039-40 | 2040-41 | 2041-42
QLD1 | LS Battery pump | 20 | 20 | 20 | 20 | 20 | 20 | 20 | 20 | 20 | 20 | 20 | 20 | 135.3619 | 135.3619 | 891.1464 | 1303.2853 | 1303.2853 | 1303.2853 | 1370.3236 | 1370.3236 | 1370.3236
QLD1 | Pumped Hydro Pump | 570 | 570 | 570 | 570 | 570 | 570 | 570 | 570 | 570 | 570 | 570 | 570 | 570 | 570 | 570 | 570.0001 | 861.4546 | 861.4546 | 861.4546 | 861.4546 | 861.4546
QLD1 | VPP pump | 6.283 | 9.038 | 13.648 | 20.047 | 28.646 | 39.92 | 51.776 | 66.05 | 86.234 | 109.423 | 142.449 | 168.902 | 199.702 | 230.441 | 262.576 | 295.532 | 329.475 | 362.967 | 395.859 | 429.33 | 463.784
Region | Technology | 2021-22 | 2022-23 | 2023-24 | 2024-25 | 2025-26 | 2026-27 | 2027-28 | 2028-29 | 2029-30 | 2030-31 | 2031-32 | 2032-33 | 2033-34 | 2034-35 | 2035-36 | 2036-37 | 2037-38 | 2038-39 | 2039-40 | 2040-41 | 2041-42
VIC1 | LS Battery pump | 75 | 75 | 75 | 75 | 75 | 75 | 75 | 75 | 75 | 75 | 75 | 75 | 20 | 20 | 20 | 20 | 20 | 20 | 20 | 20 | 20.0006
VIC1 | Pumped Hydro Pump | 0 | 0 | 0 | 0 | 0 | 0 | 0 | 0 | 0 | 4.0689 | 38.1568 | 405.7156 | 405.7156 | 405.7156 | 405.7156 | 405.7156 | 548.3511 | 548.3511 | 823.5604 | 823.5604 | 976.7421
VIC1 | VPP pump | 7.967 | 12.184 | 18.007 | 25.892 | 37.312 | 52.961 | 71.587 | 94.075 | 129.773 | 159.421 | 205.486 | 243.58 | 283.23 | 321.698 | 361.635 | 401.73 | 443.322 | 486.699 | 530.824 | 575.442 | 621.935
Region | Technology | 2021-22 | 2022-23 | 2023-24 | 2024-25 | 2025-26 | 2026-27 | 2027-28 | 2028-29 | 2029-30 | 2030-31 | 2031-32 | 2032-33 | 2033-34 | 2034-35 | 2035-36 | 2036-37 | 2037-38 | 2038-39 | 2039-40 | 2040-41 | 2041-42
SA1 | LS Battery pump | 205 | 205 | 205 | 205 | 205 | 205 | 205 | 205 | 205 | 290.2459 | 528.4619 | 528.4619 | 528.4619 | 503.4619 | 503.4619 | 662.8477 | 662.8477 | 662.8477 | 1143.2734 | 1143.2734 | 1802.712
SA1 | Pumped Hydro Pump | 0 | 0 | 0 | 0 | 0 | 0 | 0 | 0 | 0 | 0 | 0 | 0 | 0 | 0 | 0 | 0 | 0 | 0 | 0 | 0 | 0
SA1 | VPP pump | 7.403 | 12.575 | 16.369 | 20.818 | 25.878 | 32.539 | 40.105 | 48.895 | 60.853 | 70.614 | 87.129 | 97.388 | 109.546 | 121.655 | 134.326 | 146.657 | 158.138 | 169.176 | 180.255 | 191.186 | 202.356
Region | Technology | 2021-22 | 2022-23 | 2023-24 | 2024-25 | 2025-26 | 2026-27 | 2027-28 | 2028-29 | 2029-30 | 2030-31 | 2031-32 | 2032-33 | 2033-34 | 2034-35 | 2035-36 | 2036-37 | 2037-38 | 2038-39 | 2039-40 | 2040-41 | 2041-42
TAS1 | LS Battery pump | 0 | 0 | 0 | 0 | 0 | 0 | 0 | 0 | 0 | 0 | 0 | 0 | 0 | 0 | 0 | 0 | 0 | 0 | 0 | 0 | 0
TAS1 | Pumped Hydro Pump | 0 | 0 | 0 | 0 | 0 | 0 | 0 | 0 | 0 | 0 | 0 | 0 | 0 | 0 | 141.7642 | 141.7642 | 370.4846 | 370.4846 | 634.1784 | 634.1784 | 954.1591
TAS1 | VPP pump | 0.995 | 1.415 | 2.036 | 2.958 | 4.208 | 5.895 | 7.725 | 9.859 | 12.513 | 14.752 | 18.241 | 20.738 | 23.621 | 26.457 | 29.458 | 32.477 | 35.519 | 38.363 | 41.122 | 43.868 | 46.668
Non-controllable capacity
Region | Technology | 2021-22 | 2022-23 | 2023-24 | 2024-25 | 2025-26 | 2026-27 | 2027-28 | 2028-29 | 2029-30 | 2030-31 | 2031-32 | 2032-33 | 2033-34 | 2034-35 | 2035-36 | 2036-37 | 2037-38 | 2038-39 | 2039-40 | 2040-41 | 2041-42
NEM | Distributed PV | 13006.6816 | 14224.8792 | 15292.6597 | 16381.0803 | 17541.1041 | 18602.7398 | 19662.1092 | 20484.5331 | 21073.2893 | 21631.3933 | 22277.9233 | 22963.9359 | 23877.2686 | 24756.3331 | 25651.8935 | 26434.6046 | 27315.8111 | 27968.2454 | 28626.6322 | 29309.9993 | 29924.0702
NEM | Behind the meter battery | 544.7063 | 647.2898 | 764.1754 | 905.5329 | 1081.2477 | 1289.8886 | 1455.7293 | 1635.5692 | 1925.2493 | 2247.0466 | 2756.6468 | 3073.6479 | 3416.7241 | 3717.4195 | 4007.2497 | 4270.9306 | 4520.1256 | 4758.3449 | 4983.7003 | 5201.9156 | 5423.6103
NEM | Behind the meter battery pump | 544.7063 | 647.2898 | 764.1754 | 905.5329 | 1081.2477 | 1289.8886 | 1455.7293 | 1635.5692 | 1925.2493 | 2247.0466 | 2756.6468 | 3073.6479 | 3416.7241 | 3717.4195 | 4007.2497 | 4270.9306 | 4520.1256 | 4758.3449 | 4983.7003 | 5201.9156 | 5423.6103
Region | Technology | 2021-22 | 2022-23 | 2023-24 | 2024-25 | 2025-26 | 2026-27 | 2027-28 | 2028-29 | 2029-30 | 2030-31 | 2031-32 | 2032-33 | 2033-34 | 2034-35 | 2035-36 | 2036-37 | 2037-38 | 2038-39 | 2039-40 | 2040-41 | 2041-42
NSW1 | Distributed PV | 3737.71 | 4047.0972 | 4276.3001 | 4511.1261 | 4815.3821 | 5044.3135 | 5278.3342 | 5484.2823 | 5684.085 | 5871.6786 | 6088.9363 | 6310.131 | 6601.7031 | 6885.3973 | 7196.653 | 7481.676 | 7799.1989 | 8038.4142 | 8273.8079 | 8514.1819 | 8722.285
NSW1 | Behind the meter battery | 206.1993 | 230.6346 | 279.8925 | 339.464 | 412.7784 | 493.9099 | 545.8212 | 606.0891 | 706.1466 | 814.1306 | 985.691 | 1082.5284 | 1195.314 | 1293.4059 | 1388.3948 | 1472.5826 | 1550.4647 | 1624.7499 | 1693.837 | 1760.5049 | 1829.4917
NSW1 | Behind the meter battery pump | 206.1993 | 230.6346 | 279.8925 | 339.464 | 412.7784 | 493.9099 | 545.8212 | 606.0891 | 706.1466 | 814.1306 | 985.691 | 1082.5284 | 1195.314 | 1293.4059 | 1388.3948 | 1472.5826 | 1550.4647 | 1624.7499 | 1693.837 | 1760.5049 | 1829.4917
Region | Technology | 2021-22 | 2022-23 | 2023-24 | 2024-25 | 2025-26 | 2026-27 | 2027-28 | 2028-29 | 2029-30 | 2030-31 | 2031-32 | 2032-33 | 2033-34 | 2034-35 | 2035-36 | 2036-37 | 2037-38 | 2038-39 | 2039-40 | 2040-41 | 2041-42
QLD1 | Distributed PV | 3916.3055 | 4142.5532 | 4336.6096 | 4528.467 | 4727.611 | 4909.4651 | 5088.6729 | 5253.6436 | 5431.4722 | 5610.0033 | 5810.8232 | 6019.4889 | 6302.7184 | 6567.2092 | 6810.6754 | 7014.3019 | 7245.4789 | 7413.5796 | 7586.3036 | 7773.2087 | 7946.4691
QLD1 | Behind the meter battery | 92.6968 | 104.8246 | 129.1608 | 159.0478 | 194.8586 | 236.7154 | 269.058 | 303.0619 | 353.9697 | 433.6516 | 547.3672 | 624.4739 | 711.1408 | 789.3188 | 864.8576 | 936.084 | 1004.8565 | 1069.3706 | 1129.7411 | 1188.7664 | 1247.2822
QLD1 | Behind the meter battery pump | 92.6968 | 104.8246 | 129.1608 | 159.0478 | 194.8586 | 236.7154 | 269.058 | 303.0619 | 353.9697 | 433.6516 | 547.3672 | 624.4739 | 711.1408 | 789.3188 | 864.8576 | 936.084 | 1004.8565 | 1069.3706 | 1129.7411 | 1188.7664 | 1247.2822
Region | Technology | 2021-22 | 2022-23 | 2023-24 | 2024-25 | 2025-26 | 2026-27 | 2027-28 | 2028-29 | 2029-30 | 2030-31 | 2031-32 | 2032-33 | 2033-34 | 2034-35 | 2035-36 | 2036-37 | 2037-38 | 2038-39 | 2039-40 | 2040-41 | 2041-42
VIC1 | Distributed PV | 3384.7909 | 3958.6096 | 4519.9081 | 5093.6761 | 5662.8487 | 6230.9394 | 6797.0106 | 7165.1329 | 7320.8549 | 7460.899 | 7628.0635 | 7808.5128 | 8055.4056 | 8292.8816 | 8553.5922 | 8775.0681 | 9031.8771 | 9223.5199 | 9419.1702 | 9606.5992 | 9787.397
VIC1 | Behind the meter battery | 119.3218 | 144.468 | 174.5968 | 210.8901 | 260.7597 | 322.4057 | 382.0089 | 445.0175 | 550.8241 | 649.2053 | 807.7883 | 920.5261 | 1028.7004 | 1122.1747 | 1211.5736 | 1293.1025 | 1372.2736 | 1450.7954 | 1526.9531 | 1600.9167 | 1676.5616
VIC1 | Behind the meter battery pump | 119.3218 | 144.468 | 174.5968 | 210.8901 | 260.7597 | 322.4057 | 382.0089 | 445.0175 | 550.8241 | 649.2053 | 807.7883 | 920.5261 | 1028.7004 | 1122.1747 | 1211.5736 | 1293.1025 | 1372.2736 | 1450.7954 | 1526.9531 | 1600.9167 | 1676.5616
Region | Technology | 2021-22 | 2022-23 | 2023-24 | 2024-25 | 2025-26 | 2026-27 | 2027-28 | 2028-29 | 2029-30 | 2030-31 | 2031-32 | 2032-33 | 2033-34 | 2034-35 | 2035-36 | 2036-37 | 2037-38 | 2038-39 | 2039-40 | 2040-41 | 2041-42
SA1 | Distributed PV | 1769.3743 | 1860.4858 | 1931.5703 | 2006.2437 | 2079.5262 | 2145.1152 | 2213.1578 | 2286.6978 | 2331.4307 | 2373.5904 | 2422.0252 | 2480.1325 | 2554.8207 | 2631.6817 | 2692.8516 | 2748.4629 | 2801.3577 | 2839.9127 | 2879.8268 | 2931.2379 | 2971.4767
SA1 | Behind the meter battery | 111.749 | 150.7749 | 160.8864 | 172.0398 | 183.3321 | 200.7391 | 217.1638 | 234.1884 | 260.6593 | 289.4781 | 343.7162 | 367.6016 | 395.8256 | 420.5231 | 444.3223 | 465.4332 | 483.4792 | 499.7005 | 515.1527 | 529.6338 | 544.1559
SA1 | Behind the meter battery pump | 111.749 | 150.7749 | 160.8864 | 172.0398 | 183.3321 | 200.7391 | 217.1638 | 234.1884 | 260.6593 | 289.4781 | 343.7162 | 367.6016 | 395.8256 | 420.5231 | 444.3223 | 465.4332 | 483.4792 | 499.7005 | 515.1527 | 529.6338 | 544.1559
Region | Technology | 2021-22 | 2022-23 | 2023-24 | 2024-25 | 2025-26 | 2026-27 | 2027-28 | 2028-29 | 2029-30 | 2030-31 | 2031-32 | 2032-33 | 2033-34 | 2034-35 | 2035-36 | 2036-37 | 2037-38 | 2038-39 | 2039-40 | 2040-41 | 2041-42
TAS1 | Distributed PV | 198.501 | 216.1334 | 228.2716 | 241.5674 | 255.7361 | 272.9066 | 284.9338 | 294.7765 | 305.4465 | 315.222 | 328.075 | 345.6708 | 362.6207 | 379.1633 | 398.1214 | 415.0956 | 437.8985 | 452.8191 | 467.5238 | 484.7715 | 496.4424
TAS1 | Behind the meter battery | 14.7395 | 16.5877 | 19.639 | 24.0912 | 29.5188 | 36.1184 | 41.6774 | 47.2124 | 53.6496 | 60.5811 | 72.0842 | 78.5177 | 85.7432 | 91.997 | 98.1014 | 103.7282 | 109.0516 | 113.7285 | 118.0164 | 122.0938 | 126.1188
TAS1 | Behind the meter battery pump | 14.7395 | 16.5877 | 19.639 | 24.0912 | 29.5188 | 36.1184 | 41.6774 | 47.2124 | 53.6496 | 60.5811 | 72.0842 | 78.5177 | 85.7432 | 91.997 | 98.1014 | 103.7282 | 109.0516 | 113.7285 | 118.0164 | 122.0938 | 126.1188
Ernst & Young’s liability is limited by a scheme approved under Professional Standards Legislation

## M31_34_VOM Cost
VOM cost by technology ($000s) - Marinus 1500MW M31_34, Central Scenario
VOM | Real June 2019 dollars discounted to 1 July 2019
Explicitly modelled generation
Region | Technology | 2021-22 | 2022-23 | 2023-24 | 2024-25 | 2025-26 | 2026-27 | 2027-28 | 2028-29 | 2029-30 | 2030-31 | 2031-32 | 2032-33 | 2033-34 | 2034-35 | 2035-36 | 2036-37 | 2037-38 | 2038-39 | 2039-40 | 2040-41 | 2041-42
NEM | Black Coal | 330905.9305 | 300949.635 | 289423.568 | 274950.7838 | 250087.526 | 224804.6956 | 196133.4847 | 182269.6897 | 174023.3114 | 167392.038 | 153593.0536 | 128836.289 | 125964.452 | 117744.1514 | 75862.2047 | 64762.1726 | 49457.4101 | 47851.7073 | 44654.4352 | 41889.4511 | 37732.088
NEM | Brown Coal | 110212.1137 | 101593.6025 | 99266.9355 | 91865.814 | 88563.4035 | 82656.3815 | 79204.1705 | 73525.3115 | 65165.944 | 58977.453 | 52035.5135 | 45198.3125 | 41682.09 | 39285.263 | 36368.4405 | 34591.1625 | 30714.854 | 30106.6735 | 26976.6557 | 26115.998 | 25572.9345
NEM | CCGT | 14549.1324 | 13743.4785 | 11625.627 | 4253.735 | 3884.4116 | 3675.608 | 3458.8854 | 3574.4145 | 3109.0705 | 3133.1533 | 3028.8993 | 10251.3431 | 10299.2758 | 4101.0309 | 9120.6147 | 4949.4068 | 7379.5549 | 7549.1745 | 6663.5536 | 7405.1976 | 7239.1997
NEM | Gas - Steam | 2175.4524 | 1683.4956 | 1750.554 | 397.7603 | 374.6409 | 355.0768 | 332.7831 | 316.1792 | 297.3138 | 281.5166 | 266.7616 | 943.8566 | 995.2068 | 664.6481 | 921.9977 | 693.8528 | 902.8213 | 852.9266 | 708.2331 | 683.9219 | 686.3877
NEM | OCGT / Diesel | 423.937 | 432.7385 | 965.3151 | 471.7735 | 409.4731 | 479.9294 | 422.8658 | 863.0114 | 509.1826 | 741.4724 | 359.3125 | 1369.3154 | 775.105 | 580.784 | 1596.1306 | 1023.1435 | 2584.0206 | 1444.0349 | 2422.2995 | 2387.1482 | 2503.8638
NEM | Hydro | 82115.689 | 81120.1459 | 74010.7125 | 79908.3678 | 76172.786 | 64402.2928 | 62158.3492 | 67039.4661 | 56494.282 | 51784.8798 | 52032.7119 | 53844.8593 | 53261.0288 | 50219.7309 | 48218.9839 | 40767.5841 | 45522.407 | 38359.9091 | 32435.216 | 31662.9594 | 27800.2494
NEM | Wind | 64167.5825 | 66992.3035 | 58434.8498 | 56727.1748 | 58924.3946 | 63346.0757 | 67240.1863 | 66257.8627 | 67461.0766 | 64735.9852 | 65133.5438 | 64018.3958 | 59034.294 | 62371.8682 | 76724.4236 | 80799.6606 | 83514.5481 | 78424.4082 | 76252.2029 | 71909.1051 | 68050.1772
NEM | Solar PV | 132.5242 | 130.8915 | 125.615 | 113.7171 | 103.2377 | 103.877 | 99.2992 | 83.8261 | 84.2614 | 82.5663 | 79.1815 | 78.6109 | 71.7137 | 65.2138 | 67.82 | 64.0914 | 54.9997 | 54.4666 | 54.1393 | 52.0551 | 50.8095
NEM | LS Battery | 1.5051 | 1.4616 | 1.3976 | 1.3565 | 1.4738 | 1.3372 | 1.1161 | 1.0054 | 1.0154 | 1.0133 | 1.0449 | 1.0385 | 1.1929 | 1.0326 | 1.8447 | 2.298 | 2.1235 | 2.0167 | 2.2737 | 2.1177 | 2.2602
NEM | Pumped Hydro | 277.3007 | 282.6943 | 113.666 | 2043.9237 | 1727.95 | 1675.6301 | 1245.5705 | 1880.7349 | 2780.2193 | 3364.9778 | 2560.4831 | 3821.6501 | 3319.3383 | 2928.0414 | 2765.9 | 2187.8765 | 1855.004 | 1821.1324 | 1794.4467 | 1691.8927 | 1683.3281
NEM | VPP | 0.23515 | 0.34109 | 0.40907 | 0.63621 | 0.96958 | 1.2273 | 1.3105 | 1.5486 | 2.0256 | 2.249 | 2.6096 | 2.7039 | 2.863 | 3.0386 | 3.0366 | 3.0794 | 2.9611 | 2.9812 | 2.9954 | 3.0027 | 3.0785
Total excluding storage |  | 604682.3618 | 566646.291 | 535603.1769 | 508689.1264 | 478519.8734 | 439823.9368 | 409050.0242 | 393929.7613 | 367144.4423 | 347129.0646 | 326528.9777 | 304540.9827 | 292083.166 | 275032.6904 | 248880.6156 | 227651.0743 | 220130.6156 | 204643.3005 | 190166.7353 | 182105.8365 | 169635.7098
Region | Technology | 2021-22 | 2022-23 | 2023-24 | 2024-25 | 2025-26 | 2026-27 | 2027-28 | 2028-29 | 2029-30 | 2030-31 | 2031-32 | 2032-33 | 2033-34 | 2034-35 | 2035-36 | 2036-37 | 2037-38 | 2038-39 | 2039-40 | 2040-41 | 2041-42
NSW1 | Black Coal | 164828.6265 | 138543.2645 | 126197.7525 | 125271.1569 | 108722.3459 | 95657.4987 | 83348.922 | 81563.9616 | 80513.5393 | 79982.6863 | 73542.6187 | 47968.008 | 46751.3965 | 44339.5245 | 14026.734 | 13196.4455 | 12463.818 | 11769.7995 | 11150.2715 | 10156.501 | 9807.421
NSW1 | Brown Coal | 0 | 0 | 0 | 0 | 0 | 0 | 0 | 0 | 0 | 0 | 0 | 0 | 0 | 0 | 0 | 0 | 0 | 0 | 0 | 0 | 0
NSW1 | CCGT | 214.4318 | 202.5132 | 591.0604 | 378.1191 | 344.114 | 326.395 | 304.6945 | 314.1762 | 286.8939 | 275.5577 | 246.2746 | 2873.2909 | 3109.5023 | 659.0795 | 2177.2014 | 1119.0488 | 2554.3833 | 2810.4259 | 2717.5139 | 3101.1941 | 3023.3445
NSW1 | Gas - Steam | 0 | 0 | 0 | 0 | 0 | 0 | 0 | 0 | 0 | 0 | 0 | 0 | 0 | 0 | 0 | 0 | 0 | 0 | 0 | 0 | 0
NSW1 | OCGT / Diesel | 1.6449e-05 | 0.54524 | 37.0233 | 164.1696 | 77.2667 | 50.5825 | 71.4998 | 163.0135 | 130.029 | 86.763 | 93.5235 | 361.7827 | 121.0163 | 105.0668 | 399.7146 | 160.5467 | 458.2365 | 201.4116 | 440.1716 | 242.5753 | 410.3628
NSW1 | Hydro | 12586.1107 | 11314.3248 | 9564.0344 | 13043.8372 | 12726.1052 | 10510.319 | 9940.8341 | 13305.8359 | 10542.5045 | 11156.934 | 7264.1765 | 9415.7045 | 9859.6534 | 9506.0904 | 8697.8874 | 7557.1368 | 9438.7407 | 7199.2364 | 6427.6716 | 6184.1319 | 5311.3492
NSW1 | Wind | 14232.8295 | 15700.461 | 14067.5393 | 13090.9159 | 12863.3581 | 12867.3111 | 12081.6411 | 9310.9461 | 8196.2088 | 8495.1535 | 9401.5889 | 10583.6768 | 10344.0423 | 12553.8702 | 22460.123 | 21049.2007 | 19468.5893 | 16625.1348 | 16536.1504 | 15076.8398 | 16607.4511
NSW1 | Solar PV | 49.2122 | 49.6552 | 47.1736 | 42.8815 | 38.5017 | 39.3924 | 37.4269 | 32.0225 | 31.3059 | 31.0656 | 29.6859 | 30.6356 | 28.3527 | 25.544 | 27.715 | 26.4413 | 24.0665 | 22.3338 | 22.8393 | 21.8411 | 21.0156
NSW1 | LS Battery | 4.8199e-09 | 4.6028e-09 | 4.3152e-09 | 4.0831e-09 | 3.7865e-09 | 4.4222e-09 | 5.9101e-09 | 7.2506e-09 | 6.8378e-09 | 1.8223e-08 | 9.2244e-08 | 0.069711 | 0.34605 | 0.31891 | 0.74522 | 0.96119 | 0.88435 | 0.84689 | 0.95581 | 0.883 | 0.85017
NSW1 | Pumped Hydro | 56.0676 | 99.0492 | 49.3942 | 388.6295 | 133.7705 | 62.729 | 246.8592 | 362.6821 | 505.2961 | 924.4297 | 339.8626 | 1195.4534 | 983.5438 | 818.5237 | 930.7307 | 684.6186 | 613.5103 | 591.46 | 613.9627 | 602.0121 | 559.5053
NSW1 | VPP | 0.087748 | 0.11097 | 0.10895 | 0.22264 | 0.34761 | 0.45084 | 0.4837 | 0.56539 | 0.71744 | 0.82158 | 0.90734 | 0.92159 | 0.97216 | 1.0159 | 1.0114 | 1.0208 | 0.98422 | 0.9947 | 0.9972 | 0.99502 | 1.0196
Total excluding storage |  | 191911.2107 | 165810.764 | 150504.5835 | 151991.0803 | 134771.6917 | 119451.4987 | 105785.0184 | 104689.9557 | 99700.4814 | 100028.16 | 90577.8682 | 71233.0986 | 70213.9635 | 67189.1754 | 47789.3754 | 43108.8198 | 44407.8343 | 38628.3419 | 37294.6184 | 34783.0832 | 35180.9442
Region | Technology | 2021-22 | 2022-23 | 2023-24 | 2024-25 | 2025-26 | 2026-27 | 2027-28 | 2028-29 | 2029-30 | 2030-31 | 2031-32 | 2032-33 | 2033-34 | 2034-35 | 2035-36 | 2036-37 | 2037-38 | 2038-39 | 2039-40 | 2040-41 | 2041-42
QLD1 | Black Coal | 166077.304 | 162406.3705 | 163225.8155 | 149679.6269 | 141365.1801 | 129147.1969 | 112784.5627 | 100705.7281 | 93509.7721 | 87409.3517 | 80050.4349 | 80868.281 | 79213.0555 | 73404.6269 | 61835.4707 | 51565.7271 | 36993.5921 | 36081.9078 | 33504.1637 | 31732.9501 | 27924.667
QLD1 | Brown Coal | 0 | 0 | 0 | 0 | 0 | 0 | 0 | 0 | 0 | 0 | 0 | 0 | 0 | 0 | 0 | 0 | 0 | 0 | 0 | 0 | 0
QLD1 | CCGT | 7172.4279 | 6798.6475 | 7137.0865 | 1394.8991 | 1214.7875 | 1144.9 | 1081.2572 | 1292.2629 | 964.6918 | 1101.2726 | 1124.7807 | 4020.6959 | 4193.2016 | 2038.2872 | 4680.368 | 2595.3763 | 4825.1715 | 4738.7485 | 3946.0396 | 4304.0035 | 4215.8552
QLD1 | Gas - Steam | 236.9392 | 226.5581 | 425.0592 | 397.7603 | 374.6409 | 355.0768 | 332.7831 | 316.1792 | 297.3138 | 281.5166 | 266.7616 | 943.8566 | 995.2068 | 664.6481 | 921.9977 | 693.8528 | 902.8213 | 852.9266 | 708.2331 | 683.9219 | 686.3877
QLD1 | OCGT / Diesel | 2.778e-05 | 2.5745e-05 | 2.5656e-05 | 49.1118 | 77.7336 | 69.7907 | 58.9734 | 166.0066 | 32.824 | 31.5033 | 82.4053 | 137.153 | 114.0936 | 56.8279 | 281.8925 | 172.2586 | 565.0248 | 223.9292 | 711.4788 | 471.0652 | 589.7058
QLD1 | Hydro | 4309.6284 | 4043.3123 | 3814.6066 | 3573.35 | 3361.2538 | 3165.1169 | 2983.7898 | 2795.2337 | 2634.1451 | 2472.7696 | 2334.1828 | 2185.9325 | 2054.1897 | 1929.7736 | 1823.1349 | 1704.5551 | 603.6311 | 569.2482 | 528.8966 | 501.7532 | 473.2094
QLD1 | Wind | 5011.5469 | 4376.4316 | 4074.204 | 3408.6966 | 6617.5827 | 10142.3781 | 14517.8389 | 20887.086 | 23029.4415 | 22259.0821 | 19558.205 | 20040.0979 | 17086.8172 | 18925.2843 | 21752.8042 | 27754.4205 | 32218.628 | 30541.8569 | 29360.093 | 26444.0326 | 25461.9962
QLD1 | Solar PV | 52.6354 | 52.3545 | 50.2283 | 45.3746 | 41.8335 | 41.7877 | 39.3335 | 31.4579 | 32.9391 | 32.2617 | 31.3575 | 29.9492 | 27.0953 | 25.0072 | 25.556 | 23.1961 | 18.1326 | 19.0172 | 18.6721 | 18.1082 | 17.3211
QLD1 | LS Battery | 0.23124 | 0.22119 | 0.21346 | 0.226 | 0.23425 | 0.21681 | 0.1909 | 0.17892 | 0.17367 | 0.15844 | 0.15053 | 0.14361 | 0.2085 | 0.19746 | 0.60871 | 0.7874 | 0.72669 | 0.68822 | 0.67452 | 0.6403 | 0.6069
QLD1 | Pumped Hydro | 221.2331 | 183.6451 | 64.2718 | 1655.2942 | 1594.1795 | 1612.9011 | 998.7113 | 1518.0528 | 2274.9232 | 2440.5382 | 2220.5188 | 2625.4262 | 2335.0425 | 2108.8035 | 1834.324 | 1502.4572 | 1240.3538 | 1228.5947 | 1178.9178 | 1088.4188 | 1122.2125
QLD1 | VPP | 0.036892 | 0.048596 | 0.071243 | 0.1145 | 0.17333 | 0.22502 | 0.25635 | 0.30332 | 0.40494 | 0.41574 | 0.52689 | 0.58851 | 0.63455 | 0.70899 | 0.68555 | 0.71118 | 0.68732 | 0.69436 | 0.70711 | 0.72063 | 0.7254
Total excluding storage |  | 182860.4818 | 177903.6745 | 178727.0001 | 158548.8192 | 153053.0121 | 144066.2471 | 131798.5386 | 126193.9545 | 120501.1274 | 113587.7575 | 103448.1278 | 108225.9661 | 103683.6596 | 97044.4552 | 91321.2241 | 84509.3866 | 76127.0013 | 73027.6343 | 68777.5768 | 64155.8347 | 59369.1423
Region | Technology | 2021-22 | 2022-23 | 2023-24 | 2024-25 | 2025-26 | 2026-27 | 2027-28 | 2028-29 | 2029-30 | 2030-31 | 2031-32 | 2032-33 | 2033-34 | 2034-35 | 2035-36 | 2036-37 | 2037-38 | 2038-39 | 2039-40 | 2040-41 | 2041-42
VIC1 | Black Coal | 0 | 0 | 0 | 0 | 0 | 0 | 0 | 0 | 0 | 0 | 0 | 0 | 0 | 0 | 0 | 0 | 0 | 0 | 0 | 0 | 0
VIC1 | Brown Coal | 110212.1137 | 101593.6025 | 99266.9355 | 91865.814 | 88563.4035 | 82656.3815 | 79204.1705 | 73525.3115 | 65165.944 | 58977.453 | 52035.5135 | 45198.3125 | 41682.09 | 39285.263 | 36368.4405 | 34591.1625 | 30714.854 | 30106.6735 | 26976.6557 | 26115.998 | 25572.9345
VIC1 | CCGT | 1.2603e-05 | 1.1778e-05 | 1.1951e-05 | 1.3273e-05 | 1.2621e-05 | 1.2771e-05 | 1.2256e-05 | 1.3766e-05 | 1.5588e-05 | 1.9038e-05 | 1.874e-05 | 3.1405e-05 | 3.1648e-05 | 2.8075e-05 | 2.9304e-05 | 2.691e-05 | 3.3137e-05 | 3.1559e-05 | 3.3762e-05 | 3.198e-05 | 3.0465e-05
VIC1 | Gas - Steam | 15.8751 | 16.8136 | 22.0228 | 1.5941e-06 | 1.5172e-06 | 1.4173e-06 | 1.403e-06 | 1.5355e-06 | 1.5733e-06 | 1.9279e-06 | 1.4355e-06 | 2.4591e-06 | 2.4753e-06 | 1.8672e-06 | 2.4649e-06 | 2.1401e-06 | 2.6177e-06 | 2.2695e-06 | 0 | 0 | 0
VIC1 | OCGT / Diesel | 85.3577 | 72.9325 | 164.8441 | 76.9429 | 81.5891 | 139.1317 | 88.0484 | 199.1381 | 114.9191 | 361.5588 | 83.2823 | 278.4822 | 258.5335 | 157.7483 | 394.184 | 281.4177 | 521.3595 | 246.8808 | 260.7061 | 228.8976 | 270.6976
VIC1 | Hydro | 17198.6282 | 16125.566 | 13888.52 | 16108.2171 | 15483.7738 | 13826.0121 | 13388.3949 | 15945.5085 | 12535.9209 | 10043.8903 | 9561.7716 | 8093.3891 | 9423.4951 | 9049.5301 | 8153.3067 | 7668.8488 | 9114.2609 | 7108.3474 | 5772.3872 | 5415.5471 | 4655.21
VIC1 | Wind | 26052.6351 | 27768.9066 | 22665.2226 | 21505.13 | 20542.5034 | 20116.2866 | 20508.361 | 17351.6319 | 18142.3215 | 16336.4436 | 17450.2368 | 14277.4054 | 13597.4055 | 13151.4707 | 14560.4622 | 13976.2244 | 13108.7083 | 12575.6221 | 11617.7724 | 11537.4972 | 9464.9854
VIC1 | Solar PV | 23.0065 | 21.6108 | 21.2358 | 19.1809 | 17.1215 | 17.105 | 17.0928 | 15.4785 | 15.2348 | 14.6603 | 13.7917 | 13.5176 | 12.2031 | 10.9252 | 10.9233 | 10.4896 | 9.2654 | 9.6335 | 9.297 | 8.8208 | 9.2804
VIC1 | LS Battery | 0.34303 | 0.33587 | 0.30406 | 0.31588 | 0.36149 | 0.32839 | 0.27252 | 0.23976 | 0.25706 | 0.22954 | 0.19927 | 0.17703 | 0.033029 | 0.029463 | 0.028819 | 0.026811 | 0.02322 | 0.022233 | 0.020436 | 0.018684 | 0.018464
VIC1 | Pumped Hydro | 0 | 0 | 5.3443e-09 | 5.9569e-09 | 5.9521e-09 | 7.0331e-09 | 6.3295e-09 | 8.3102e-09 | 1.3236e-08 | 0.0098979 | 0.10172 | 0.77052 | 0.75205 | 0.71426 | 0.66129 | 0.62571 | 0.76475 | 0.72742 | 1.0106 | 0.87672 | 0.94497
VIC1 | VPP | 0.053757 | 0.082596 | 0.10736 | 0.16026 | 0.26217 | 0.33727 | 0.36268 | 0.44123 | 0.61708 | 0.69117 | 0.79877 | 0.8223 | 0.87249 | 0.90223 | 0.93599 | 0.94592 | 0.90508 | 0.91411 | 0.92136 | 0.91922 | 0.97188
Total excluding storage |  | 153587.6164 | 145599.4319 | 136028.7808 | 129575.285 | 124688.3914 | 116754.9169 | 113206.0675 | 107037.0686 | 95974.3403 | 85734.006 | 79144.5959 | 67861.1068 | 64973.7272 | 61654.9374 | 59487.3167 | 56528.143 | 53468.4482 | 50047.1572 | 44636.8185 | 43306.7608 | 39973.1079
Region | Technology | 2021-22 | 2022-23 | 2023-24 | 2024-25 | 2025-26 | 2026-27 | 2027-28 | 2028-29 | 2029-30 | 2030-31 | 2031-32 | 2032-33 | 2033-34 | 2034-35 | 2035-36 | 2036-37 | 2037-38 | 2038-39 | 2039-40 | 2040-41 | 2041-42
SA1 | Black Coal | 0 | 0 | 0 | 0 | 0 | 0 | 0 | 0 | 0 | 0 | 0 | 0 | 0 | 0 | 0 | 0 | 0 | 0 | 0 | 0 | 0
SA1 | Brown Coal | 0 | 0 | 0 | 0 | 0 | 0 | 0 | 0 | 0 | 0 | 0 | 0 | 0 | 0 | 0 | 0 | 0 | 0 | 0 | 0 | 0
SA1 | CCGT | 7162.2727 | 6742.3177 | 3897.4801 | 2480.7168 | 2325.51 | 2204.313 | 2072.9336 | 1967.9754 | 1857.4848 | 1756.323 | 1657.844 | 3357.3562 | 2996.5718 | 1403.6641 | 2263.0452 | 1234.9816 | 2.3345e-05 | 2.2127e-05 | 2.2793e-05 | 2.1451e-05 | 2.5642e-05
SA1 | Gas - Steam | 1922.6381 | 1440.1239 | 1303.4721 | 1.7747e-06 | 1.813e-06 | 1.7382e-06 | 1.611e-06 | 1.911e-06 | 1.743e-06 | 1.8869e-06 | 1.3684e-06 | 2.5172e-06 | 2.1123e-06 | 1.7844e-06 | 0 | 0 | 0 | 0 | 0 | 0 | 0
SA1 | OCGT / Diesel | 338.5792 | 359.2608 | 763.4476 | 181.5492 | 172.8836 | 220.4244 | 204.3442 | 334.8531 | 231.4104 | 261.6472 | 100.1014 | 591.5723 | 281.4616 | 259.4773 | 517.9617 | 406.7309 | 1036.0593 | 771.8133 | 1009.3897 | 1444.61 | 1230.9854
SA1 | Hydro | 0 | 0 | 0 | 0 | 0 | 0 | 0 | 0 | 0 | 0 | 0 | 0 | 0 | 0 | 0 | 0 | 0 | 0 | 0 | 0 | 0
SA1 | Wind | 14684.714 | 14648.8033 | 12415.4446 | 12736.8759 | 11670.5211 | 12247.5586 | 11423.6275 | 9995.0179 | 9159.0042 | 8545.6838 | 8592.3986 | 9506.7933 | 8427.8603 | 7607.7751 | 7646.6532 | 7553.9675 | 8313.6502 | 8583.5539 | 8865.9353 | 8656.7154 | 7360.106
SA1 | Solar PV | 7.67 | 7.271 | 6.9773 | 6.2801 | 5.7809 | 5.592 | 5.446 | 4.8672 | 4.7816 | 4.5787 | 4.3464 | 4.5085 | 4.0625 | 3.7375 | 3.6257 | 3.9644 | 3.5352 | 3.4821 | 3.3309 | 3.2752 | 3.183
SA1 | LS Battery | 0.93082 | 0.90455 | 0.88012 | 0.81466 | 0.87806 | 0.79199 | 0.65264 | 0.58669 | 0.58471 | 0.6253 | 0.69513 | 0.64818 | 0.60529 | 0.48679 | 0.46198 | 0.52264 | 0.48921 | 0.45938 | 0.6229 | 0.5757 | 0.7847
SA1 | Pumped Hydro | 0 | 0 | 3.9829e-09 | 3.6818e-09 | 3.5455e-09 | 3.8865e-09 | 3.6626e-09 | 4.0785e-09 | 3.8814e-09 | 4.0089e-09 | 4.1055e-09 | 6.2562e-09 | 5.7648e-09 | 5.5439e-09 | 5.899e-09 | 5.8204e-09 | 7.0794e-09 | 6.7192e-09 | 6.6531e-09 | 6.41e-09 | 7.6673e-09
SA1 | VPP | 0.055488 | 0.095017 | 0.11851 | 0.13255 | 0.17422 | 0.1959 | 0.19111 | 0.22058 | 0.26397 | 0.29457 | 0.32717 | 0.31416 | 0.32303 | 0.33797 | 0.33159 | 0.33065 | 0.32389 | 0.31611 | 0.3085 | 0.31125 | 0.30387
Total excluding storage |  | 24115.874 | 23197.7767 | 18386.8217 | 15405.422 | 14174.6957 | 14677.888 | 13706.3514 | 12302.7137 | 11252.681 | 10568.2327 | 10354.6903 | 13460.2304 | 11709.9563 | 9274.654 | 10431.2858 | 9199.6444 | 9353.2447 | 9358.8494 | 9878.6559 | 10104.6006 | 8594.2744
Region | Technology | 2021-22 | 2022-23 | 2023-24 | 2024-25 | 2025-26 | 2026-27 | 2027-28 | 2028-29 | 2029-30 | 2030-31 | 2031-32 | 2032-33 | 2033-34 | 2034-35 | 2035-36 | 2036-37 | 2037-38 | 2038-39 | 2039-40 | 2040-41 | 2041-42
TAS1 | Black Coal | 0 | 0 | 0 | 0 | 0 | 0 | 0 | 0 | 0 | 0 | 0 | 0 | 0 | 0 | 0 | 0 | 0 | 0 | 0 | 0 | 0
TAS1 | Brown Coal | 0 | 0 | 0 | 0 | 0 | 0 | 0 | 0 | 0 | 0 | 0 | 0 | 0 | 0 | 0 | 0 | 0 | 0 | 0 | 0 | 0
TAS1 | CCGT | 1.8081e-05 | 1.6305e-05 | 1.6765e-05 | 1.6058e-05 | 1.4628e-05 | 1.4024e-05 | 1.4194e-05 | 1.3807e-05 | 1.3793e-05 | 1.3301e-05 | 1.3704e-05 | 1.6833e-05 | 1.7113e-05 | 1.8319e-05 | 2.131e-05 | 1.9307e-05 | 2.2021e-05 | 2.0469e-05 | 2.2082e-05 | 2.0974e-05 | 2.0916e-05
TAS1 | Gas - Steam | 0 | 0 | 0 | 0 | 0 | 0 | 0 | 0 | 0 | 0 | 0 | 0 | 0 | 0 | 0 | 0 | 0 | 0 | 0 | 0 | 0
TAS1 | OCGT / Diesel | 1.2922e-05 | 1.1514e-05 | 1.1764e-05 | 1.1924e-05 | 1.0616e-05 | 1.0394e-05 | 1.042e-05 | 9.966e-06 | 9.776e-06 | 9.6357e-06 | 9.7313e-06 | 0.32523 | 1.1379e-05 | 1.6638 | 2.3779 | 2.1895 | 3.3406 | 1.4507e-05 | 0.55333 | 8.3627e-06 | 2.1122
TAS1 | Hydro | 48021.3218 | 49636.9428 | 46743.5516 | 47182.9635 | 44601.6532 | 36900.8448 | 35845.3304 | 34992.888 | 30781.7115 | 28111.286 | 32872.5809 | 34149.8332 | 31923.6907 | 29734.3367 | 29544.6549 | 23837.0435 | 26365.7743 | 23483.0772 | 19706.2606 | 19561.5272 | 17360.4808
TAS1 | Wind | 4185.8571 | 4497.7011 | 5212.4393 | 5985.5563 | 7230.4292 | 7972.5413 | 8708.7179 | 8713.1807 | 8934.1007 | 9099.6223 | 10131.1146 | 9610.4224 | 9578.1686 | 10133.4679 | 10304.3809 | 10465.8475 | 10404.9723 | 10098.2405 | 9872.2518 | 10194.0201 | 9155.6386
TAS1 | Solar PV | 2.7506e-10 | 4.5862e-10 | 6.5314e-10 | 6.1475e-10 | 1.5347e-09 | 2.1951e-09 | 2.0528e-09 | 1.9168e-09 | 1.953e-09 | 1.7844e-09 | 1.6556e-09 | 1.5824e-09 | 1.5382e-09 | 3.4262e-09 | 5.3154e-09 | 4.7793e-09 | 4.597e-09 | 4.6285e-09 | 6.0188e-09 | 0.0098101 | 0.0093758
TAS1 | LS Battery | 4.8317e-09 | 4.7777e-09 | 4.4404e-09 | 4.2369e-09 | 4.1633e-09 | 5.2937e-09 | 6.4114e-09 | 6.6973e-09 | 6.2725e-09 | 1.1177e-08 | 1.0649e-08 | 9.3358e-09 | 8.8563e-09 | 9.2507e-09 | 1.0194e-08 | 9.8654e-09 | 1.174e-08 | 1.0787e-08 | 1.3692e-08 | 1.4742e-08 | 1.4886e-08
TAS1 | Pumped Hydro | 0 | 0 | 1.144e-08 | 1.1514e-08 | 1.2523e-08 | 1.2609e-08 | 1.21e-08 | 1.2191e-08 | 1.1969e-08 | 1.2323e-08 | 1.2996e-08 | 1.7985e-08 | 1.7561e-08 | 3.5982e-08 | 0.18406 | 0.17497 | 0.37513 | 0.35028 | 0.55569 | 0.58509 | 0.66531
TAS1 | VPP | 0.0012637 | 0.003903 | 0.0030167 | 0.0062558 | 0.012244 | 0.018253 | 0.016682 | 0.018037 | 0.022154 | 0.025954 | 0.049416 | 0.057386 | 0.060723 | 0.073518 | 0.072089 | 0.070847 | 0.060593 | 0.061951 | 0.061222 | 0.056564 | 0.05769
Total excluding storage |  | 52207.1789 | 54134.644 | 51955.9909 | 53168.5198 | 51832.0824 | 44873.3861 | 44554.0483 | 43706.0688 | 39715.8123 | 37210.9083 | 43003.6956 | 43760.5808 | 41501.8593 | 39869.4684 | 39851.4136 | 34305.0805 | 36774.0872 | 33581.3177 | 29579.0658 | 29755.5571 | 26518.241
Explicitly modelled pumping
Region | Technology | 2021-22 | 2022-23 | 2023-24 | 2024-25 | 2025-26 | 2026-27 | 2027-28 | 2028-29 | 2029-30 | 2030-31 | 2031-32 | 2032-33 | 2033-34 | 2034-35 | 2035-36 | 2036-37 | 2037-38 | 2038-39 | 2039-40 | 2040-41 | 2041-42
NEM | LS Battery pump | 1.8535 | 1.808 | 1.7221 | 1.677 | 1.8174 | 1.6509 | 1.3805 | 1.2387 | 1.2559 | 1.1288 | 0.96933 | 0.89573 | 0.6697 | 0.53153 | 0.49928 | 0.46987 | 0.43317 | 0.41018 | 0.37325 | 0.34551 | 0.32192
NEM | Pumped Hydro Pump | 512.0003 | 716.854 | 265.9223 | 4960.4044 | 2985.0719 | 2404.0735 | 2879.5446 | 4188.0247 | 6287.354 | 10111.4201 | 5512.6942 | 10741.1695 | 9095.1659 | 8454.6751 | 7789.2093 | 6343.4819 | 5834.3211 | 5358.3331 | 5921.5455 | 6023.1572 | 5443.9891
NEM | VPP pump | 0.27666 | 0.40205 | 0.48056 | 0.74915 | 1.14 | 1.4439 | 1.5449 | 1.8189 | 2.3863 | 2.6429 | 3.076 | 3.1757 | 3.3682 | 3.576 | 3.5716 | 3.6232 | 3.4887 | 3.5064 | 3.5203 | 3.5404 | 3.6143
Region | Technology | 2021-22 | 2022-23 | 2023-24 | 2024-25 | 2025-26 | 2026-27 | 2027-28 | 2028-29 | 2029-30 | 2030-31 | 2031-32 | 2032-33 | 2033-34 | 2034-35 | 2035-36 | 2036-37 | 2037-38 | 2038-39 | 2039-40 | 2040-41 | 2041-42
NSW1 | LS Battery pump | 0 | 0 | 0 | 0 | 0 | 0 | 0 | 0 | 0 | 0 | 0 | 0 | 0 | 0 | 0 | 0 | 0 | 0 | 0 | 0 | 0
NSW1 | Pumped Hydro Pump | 204.3758 | 435.7999 | 174.5698 | 2612.4506 | 698.2351 | 108.7065 | 1452.4745 | 2015.9247 | 3018.927 | 6624.6953 | 2329.4642 | 7001.1835 | 5759.1961 | 5439.1839 | 5171.2721 | 4196.9024 | 4054.9845 | 3611.1499 | 4237.638 | 4462.058 | 3847.5377
NSW1 | VPP pump | 0.10324 | 0.13089 | 0.12785 | 0.26194 | 0.40897 | 0.53042 | 0.57034 | 0.66394 | 0.84515 | 0.96553 | 1.0699 | 1.0819 | 1.1438 | 1.1953 | 1.1899 | 1.201 | 1.161 | 1.1673 | 1.1732 | 1.1738 | 1.1965
Region | Technology | 2021-22 | 2022-23 | 2023-24 | 2024-25 | 2025-26 | 2026-27 | 2027-28 | 2028-29 | 2029-30 | 2030-31 | 2031-32 | 2032-33 | 2033-34 | 2034-35 | 2035-36 | 2036-37 | 2037-38 | 2038-39 | 2039-40 | 2040-41 | 2041-42
QLD1 | LS Battery pump | 0.28462 | 0.27309 | 0.26354 | 0.27903 | 0.28922 | 0.26768 | 0.23569 | 0.2209 | 0.21441 | 0.19561 | 0.18631 | 0.17684 | 0.16139 | 0.15281 | 0.13871 | 0.12724 | 0.11484 | 0.10953 | 0.10354 | 0.098671 | 0.093415
QLD1 | Pumped Hydro Pump | 307.6245 | 281.0541 | 91.3525 | 2347.9538 | 2286.8368 | 2295.367 | 1427.0701 | 2172.1 | 3268.427 | 3486.7248 | 3183.23 | 3739.986 | 3335.9698 | 3015.4912 | 2617.9372 | 2146.5795 | 1779.3366 | 1747.1832 | 1683.9075 | 1561.0992 | 1596.4514
QLD1 | VPP pump | 0.043405 | 0.057174 | 0.083819 | 0.13471 | 0.20393 | 0.26474 | 0.30191 | 0.35655 | 0.47642 | 0.48913 | 0.62126 | 0.69104 | 0.74657 | 0.83462 | 0.8061 | 0.83672 | 0.81064 | 0.81495 | 0.83193 | 0.84839 | 0.85291
Region | Technology | 2021-22 | 2022-23 | 2023-24 | 2024-25 | 2025-26 | 2026-27 | 2027-28 | 2028-29 | 2029-30 | 2030-31 | 2031-32 | 2032-33 | 2033-34 | 2034-35 | 2035-36 | 2036-37 | 2037-38 | 2038-39 | 2039-40 | 2040-41 | 2041-42
VIC1 | LS Battery pump | 0.42243 | 0.41565 | 0.37443 | 0.39077 | 0.44552 | 0.40544 | 0.33718 | 0.29528 | 0.31796 | 0.28281 | 0.2466 | 0.21798 | 0.040778 | 0.036408 | 0.035548 | 0.033102 | 0.028669 | 0.027527 | 0.025154 | 0.023137 | 0.022727
VIC1 | Pumped Hydro Pump | 0 | 0 | 0 | 0 | 0 | 0 | 0 | 0 | 0 | 0 | 0 | 0 | 0 | 0 | 0 | 0 | 0 | 0 | 0 | 0 | 0
VIC1 | VPP pump | 0.063247 | 0.097382 | 0.1261 | 0.1889 | 0.30809 | 0.3968 | 0.42759 | 0.51822 | 0.72733 | 0.81185 | 0.94178 | 0.96545 | 1.0265 | 1.0618 | 1.1009 | 1.1129 | 1.0649 | 1.0783 | 1.0812 | 1.0844 | 1.1406
Region | Technology | 2021-22 | 2022-23 | 2023-24 | 2024-25 | 2025-26 | 2026-27 | 2027-28 | 2028-29 | 2029-30 | 2030-31 | 2031-32 | 2032-33 | 2033-34 | 2034-35 | 2035-36 | 2036-37 | 2037-38 | 2038-39 | 2039-40 | 2040-41 | 2041-42
SA1 | LS Battery pump | 1.1465 | 1.1192 | 1.0841 | 1.0072 | 1.0827 | 0.9778 | 0.80761 | 0.7225 | 0.72349 | 0.65034 | 0.53642 | 0.50091 | 0.46753 | 0.34231 | 0.32502 | 0.30953 | 0.28966 | 0.27313 | 0.24455 | 0.22371 | 0.20577
SA1 | Pumped Hydro Pump | 0 | 0 | 0 | 0 | 0 | 0 | 0 | 0 | 0 | 0 | 0 | 0 | 0 | 0 | 0 | 0 | 0 | 0 | 0 | 0 | 0
SA1 | VPP pump | 0.065283 | 0.11201 | 0.13921 | 0.15623 | 0.20469 | 0.23047 | 0.22532 | 0.25904 | 0.3112 | 0.34594 | 0.38492 | 0.36962 | 0.38006 | 0.39763 | 0.39013 | 0.38902 | 0.38107 | 0.37282 | 0.36206 | 0.36711 | 0.35661
Region | Technology | 2021-22 | 2022-23 | 2023-24 | 2024-25 | 2025-26 | 2026-27 | 2027-28 | 2028-29 | 2029-30 | 2030-31 | 2031-32 | 2032-33 | 2033-34 | 2034-35 | 2035-36 | 2036-37 | 2037-38 | 2038-39 | 2039-40 | 2040-41 | 2041-42
TAS1 | LS Battery pump | 0 | 0 | 0 | 0 | 0 | 0 | 0 | 0 | 0 | 0 | 0 | 0 | 0 | 0 | 0 | 0 | 0 | 0 | 0 | 0 | 0
TAS1 | Pumped Hydro Pump | 0 | 0 | 0 | 0 | 0 | 0 | 0 | 0 | 0 | 0 | 0 | 0 | 0 | 0 | 0 | 0 | 0 | 0 | 0 | 0 | 0
TAS1 | VPP pump | 0.0014868 | 0.0045947 | 0.0035782 | 0.0073717 | 0.014364 | 0.021474 | 0.019721 | 0.021129 | 0.026198 | 0.030404 | 0.058144 | 0.067692 | 0.071263 | 0.086693 | 0.084618 | 0.083561 | 0.071084 | 0.073101 | 0.071819 | 0.066763 | 0.067665
Ernst & Young’s liability is limited by a scheme approved under Professional Standards Legislation

## M31_34_FOM Cost
FOM cost by technology ($000s) - Marinus 1500MW M31_34, Central Scenario
FOM | Real June 2019 dollars discounted to 1 July 2019. For new entrant capacity, the FOM is incurred annually in modelling. For existing capacity, FOM is considered to be a sunk cost, since the fixed retirement dates are assumed to be the same in the Base Case and the case with Marinus Link. As such, early retirements are presented as an annual FOM saving, or negative cost, that continues until the assumed fixed date retirement.
Explicitly modelled generation
Region | Technology | 2021-22 | 2022-23 | 2023-24 | 2024-25 | 2025-26 | 2026-27 | 2027-28 | 2028-29 | 2029-30 | 2030-31 | 2031-32 | 2032-33 | 2033-34 | 2034-35 | 2035-36 | 2036-37 | 2037-38 | 2038-39 | 2039-40 | 2040-41 | 2041-42
NEM | Black Coal | 0 | 0 | 0 | -47914.3994 | 865946.2451 | 252127.0051 | -4802.2783 | -99524.3477 | -56624.2666 | -53469.5624 | 273221.2789 | 358010.1583 | 229879.2131 | -18181.0927 | -0.0010893 | -0.00094231 | -0.00049462 | -0.00046707 | -0.00044222 | -0.00041641 | 182462.9299
NEM | Brown Coal | 0 | 0 | 0 | -8114.1666 | -7662.1025 | -7235.2243 | 272435.2962 | 499323.4171 | -0.0031297 | -0.002078 | -0.0019674 | -0.0018526 | -0.0017494 | -0.0016519 | -0.001564 | -0.0014727 | 157356.3674 | 285010.1908 | -0.0012433 | -0.0011708 | -0.0011055
NEM | CCGT | 1.7631e-05 | 1.6648e-05 | 1.5763e-05 | -17165.9159 | -16209.5523 | -15306.4706 | -14492.1632 | -13646.3006 | -12886.0251 | -12168.1068 | -11520.761 | -10848.3299 | -10243.9376 | -9673.2177 | -9158.6006 | -8624.0414 | -8143.5707 | -7689.8685 | -7280.7659 | -6855.8102 | -6473.8528
NEM | Gas - Steam | 0 | 0 | 0 | -44114.9017 | -41657.131 | -39336.2899 | -37243.5913 | -35069.7982 | -33115.9568 | -31270.9695 | -29607.3477 | -27879.2585 | -26326.0231 | -24859.323 | -9052.6162 | -8524.243 | -8049.3324 | -7600.8804 | 0 | 0 | 0
NEM | OCGT / Diesel | 8.8846e-06 | 8.3896e-06 | 7.9432e-06 | -1340.3509 | -1265.6761 | -1195.1615 | -1131.5787 | -1065.5319 | -6214.3538 | -2956.8704 | -2799.5643 | -813.2121 | -767.9056 | -725.1234 | -686.5467 | -646.475 | -610.458 | -2690.089 | -545.7804 | 5.4137e-05 | 6.4801e-05
NEM | Hydro | 0 | 0 | 0 | 0 | 0 | 0 | 0 | 0 | 0 | 0 | 0 | 0 | 0 | 0 | 0 | 0 | 0 | 0 | 0 | 0 | 0
NEM | Wind | 0.0010721 | 0.0010158 | 4096.3588 | 7714.5396 | 18488.4559 | 31146.8472 | 48469.1947 | 71030.3412 | 86007.1076 | 83957.61 | 82079.8202 | 108148.5737 | 107831.9431 | 112463.6287 | 171684.9646 | 189807.8389 | 229630.0011 | 224658.45 | 221678.0111 | 214312.7163 | 217915.2469
NEM | Solar PV | 9.261e-05 | 0.00013641 | 0.00013142 | 0.00012776 | 0.00026138 | 352.3273 | 3941.6543 | 6159.7276 | 6118.3464 | 5777.4755 | 5470.1129 | 23773.1927 | 25438.113 | 24020.881 | 36234.5976 | 40768.1701 | 50493.0603 | 51041.4317 | 52416.8651 | 51059.5437 | 54535.4971
NEM | LS Battery | 5.2593e-05 | 4.9663e-05 | 4.7021e-05 | 4.4276e-05 | 4.181e-05 | 6.1094e-05 | 7.2213e-05 | 0.00010256 | 9.6848e-05 | 475.349 | 1380.3459 | 1715.6592 | 3755.4569 | 3546.2294 | 8596.5257 | 11507.0846 | 10865.9911 | 10260.6149 | 12074.5445 | 11369.7907 | 12183.4562
NEM | Pumped Hydro | 0 | 0 | 0.00013921 | 0.00014898 | 0.00014816 | 0.00014973 | 0.00014403 | 0.00017193 | 0.0001799 | 33.2178 | 294.9355 | 2952.9684 | 2788.4499 | 2633.0972 | 3407.541 | 7691.9793 | 12478.0796 | 11782.8891 | 13852.7052 | 13044.1657 | 15043.8222
NEM | VPP | 0 | 0 | 0 | 0 | 0 | 0 | 0 | 0 | 0 | 0 | 0 | 0 | 0 | 0 | 0 | 0 | 0 | 0 | 0 | 0 | 0
Total excluding storage |  | 0.0011913 | 0.0011773 | 4096.3589 | -110935.1949 | 817640.2394 | 220553.0333 | 267176.5336 | 427207.5075 | -16715.1513 | -10130.4258 | 316843.537 | 450391.1225 | 325811.4011 | 83045.7513 | 189021.7962 | 212781.2472 | 420676.0673 | 542729.234 | 266268.3282 | 258516.4484 | 448439.8201
Region | Technology | 2021-22 | 2022-23 | 2023-24 | 2024-25 | 2025-26 | 2026-27 | 2027-28 | 2028-29 | 2029-30 | 2030-31 | 2031-32 | 2032-33 | 2033-34 | 2034-35 | 2035-36 | 2036-37 | 2037-38 | 2038-39 | 2039-40 | 2040-41 | 2041-42
NSW1 | Black Coal | 0 | 0 | 0 | -26595.0643 | 670205.8355 | -76059.936 | -78454.901 | -73875.7313 | -32404.61 | -30599.254 | -28971.3675 | 243954.0952 | -0.00036888 | -0.00034833 | -0.0003298 | -0.00031055 | -0.00029325 | -0.00027691 | -0.00026218 | -0.00024688 | -0.00023312
NSW1 | Brown Coal | 0 | 0 | 0 | 0 | 0 | 0 | 0 | 0 | 0 | 0 | 0 | 0 | 0 | 0 | 0 | 0 | 0 | 0 | 0 | 0 | 0
NSW1 | CCGT | 3.8379e-06 | 3.6241e-06 | 3.4313e-06 | 3.231e-06 | 3.051e-06 | 2.881e-06 | 2.7278e-06 | 2.5685e-06 | 2.4254e-06 | 2.2903e-06 | 2.1685e-06 | 4.5672e-06 | 4.3128e-06 | 4.0725e-06 | 5.6505e-06 | 6.7834e-06 | 9.3519e-06 | 8.8309e-06 | 8.7735e-06 | 8.2614e-06 | 8.8019e-06
NSW1 | Gas - Steam | 0 | 0 | 0 | 0 | 0 | 0 | 0 | 0 | 0 | 0 | 0 | 0 | 0 | 0 | 0 | 0 | 0 | 0 | 0 | 0 | 0
NSW1 | OCGT / Diesel | 1.881e-06 | 1.7762e-06 | 1.6817e-06 | 2.0419e-06 | 1.9282e-06 | 1.8208e-06 | 1.7239e-06 | 2.0868e-06 | 1.9705e-06 | 1.8607e-06 | 2.3615e-06 | 3.3674e-06 | 4.1931e-06 | 3.9595e-06 | 4.088e-06 | 3.7834e-05 | 3.5726e-05 | 3.3736e-05 | 3.1941e-05 | 3.0077e-05 | 2.8401e-05
NSW1 | Hydro | 0 | 0 | 0 | 0 | 0 | 0 | 0 | 0 | 0 | 0 | 0 | 0 | 0 | 0 | 0 | 0 | 0 | 0 | 0 | 0 | 0
NSW1 | Wind | 0.00021087 | 0.00019912 | 0.00019936 | 0.00025686 | 0.00027785 | 0.00026237 | 0.00024841 | 0.00031631 | 0.00031991 | 0.00038257 | 0.00041752 | 9625.3315 | 10977.1193 | 18792.176 | 59337.4539 | 55874.1104 | 66364.37 | 62667.0161 | 59333.1183 | 55870.0279 | 63453.1976
NSW1 | Solar PV | 2.2216e-05 | 3.1477e-05 | 2.9803e-05 | 3.032e-05 | 6.5583e-05 | 9.1481e-05 | 8.6614e-05 | 8.1559e-05 | 9.199e-05 | 0.00015262 | 0.00032785 | 16651.0083 | 18712.7264 | 17670.1854 | 27027.9871 | 26826.3882 | 37328.0161 | 35248.3627 | 37463.9906 | 35507.1762 | 36027.6713
NSW1 | LS Battery | 1.0926e-05 | 1.0318e-05 | 9.7687e-06 | 9.1985e-06 | 8.6861e-06 | 1.069e-05 | 1.4548e-05 | 1.9578e-05 | 1.8487e-05 | 6.7795e-05 | 0.0004869 | 415.8802 | 2103.6005 | 1986.4027 | 4633.3039 | 6032.533 | 5696.4429 | 5379.0773 | 6091.7025 | 5736.1487 | 5416.571
NSW1 | Pumped Hydro | 0 | 0 | 3.9965e-05 | 4.6816e-05 | 4.4208e-05 | 4.1745e-05 | 4.1796e-05 | 5.1547e-05 | 4.8675e-05 | 4.8148e-05 | 5.3419e-05 | 0.00016808 | 0.00015871 | 0.00014987 | 0.00033138 | 4483.3256 | 5652.7673 | 5337.835 | 5053.8611 | 4758.8829 | 5095.6918
NSW1 | VPP | 0 | 0 | 0 | 0 | 0 | 0 | 0 | 0 | 0 | 0 | 0 | 0 | 0 | 0 | 0 | 0 | 0 | 0 | 0 | 0 | 0
Total excluding storage |  | 0.0002388 | 0.000236 | 0.00023427 | -26595.064 | 670205.8359 | -76059.9356 | -78454.9006 | -73875.7309 | -32404.6096 | -30599.2535 | -28971.3668 | 270230.435 | 29689.8453 | 36462.3611 | 86365.4406 | 82700.4984 | 103692.3858 | 97915.3785 | 96797.1086 | 91377.2039 | 99480.8686
Region | Technology | 2021-22 | 2022-23 | 2023-24 | 2024-25 | 2025-26 | 2026-27 | 2027-28 | 2028-29 | 2029-30 | 2030-31 | 2031-32 | 2032-33 | 2033-34 | 2034-35 | 2035-36 | 2036-37 | 2037-38 | 2038-39 | 2039-40 | 2040-41 | 2041-42
QLD1 | Black Coal | 0 | 0 | 0 | -21319.3352 | 195740.4096 | 328186.9411 | 73652.6226 | -25648.6163 | -24219.6566 | -22870.3084 | 302192.6465 | 114056.0631 | 229879.2135 | -18181.0923 | -0.00075946 | -0.00063175 | -0.00020137 | -0.00019015 | -0.00018004 | -0.00016953 | 182462.9302
QLD1 | Brown Coal | 0 | 0 | 0 | 0 | 0 | 0 | 0 | 0 | 0 | 0 | 0 | 0 | 0 | 0 | 0 | 0 | 0 | 0 | 0 | 0 | 0
QLD1 | CCGT | 3.8487e-06 | 3.6343e-06 | 3.4409e-06 | -1361.2088 | -1285.3719 | -1213.76 | -1149.1877 | -1082.1132 | -1021.8255 | -964.8966 | -913.5639 | -860.242 | -812.3154 | -767.0589 | -726.2512 | -683.8622 | -645.7622 | -609.7849 | -577.3442 | -543.6464 | -513.3583
QLD1 | Gas - Steam | 0 | 0 | 0 | 0 | 0 | 0 | 0 | 0 | 0 | 0 | 0 | 0 | 0 | 0 | 0 | 0 | 0 | 0 | 0 | 0 | 0
QLD1 | OCGT / Diesel | 1.8088e-06 | 1.708e-06 | 1.6171e-06 | -1.1215e-05 | -1.059e-05 | -1e-05 | -9.468e-06 | -8.4022e-06 | -7.9341e-06 | -7.492e-06 | -7.0935e-06 | -6.1433e-06 | -4.5858e-06 | 2.8475e-06 | 3.4309e-06 | 1.7218e-05 | 1.6259e-05 | 1.5353e-05 | 1.4536e-05 | 1.3688e-05 | 1.2925e-05
QLD1 | Hydro | 0 | 0 | 0 | 0 | 0 | 0 | 0 | 0 | 0 | 0 | 0 | 0 | 0 | 0 | 0 | 0 | 0 | 0 | 0 | 0 | 0
QLD1 | Wind | 0.00029519 | 0.00028214 | 0.00026713 | 0.00027459 | 7552.7349 | 17319.116 | 32062.093 | 52459.354 | 62864.6593 | 59362.2845 | 56204.1989 | 61356.2113 | 59415.2289 | 56105.032 | 67475.4081 | 85896.025 | 104298.3531 | 98487.5855 | 93248.026 | 91788.7993 | 91521.644
QLD1 | Solar PV | 2.9915e-05 | 4.5937e-05 | 4.3493e-05 | 4.0955e-05 | 9.6787e-05 | 352.327 | 362.109 | 340.9738 | 321.9772 | 304.0389 | 287.864 | 271.0622 | 255.9606 | 241.7002 | 3422.6149 | 5969.8638 | 5637.2651 | 5323.1965 | 5040.0014 | 4881.4738 | 4609.5126
QLD1 | LS Battery | 1.0438e-05 | 9.8563e-06 | 9.3319e-06 | 8.7873e-06 | 8.2977e-06 | 1.1223e-05 | 1.4783e-05 | 2.4555e-05 | 2.3187e-05 | 8.9053e-05 | 8.4315e-05 | 7.9394e-05 | 424.4921 | 400.8424 | 2865.8957 | 3975.3387 | 3753.8609 | 3544.7223 | 3531.466 | 3325.3453 | 3140.0806
QLD1 | Pumped Hydro | 0 | 0 | 1.7925e-05 | 1.9813e-05 | 2.0128e-05 | 1.9006e-05 | 1.7995e-05 | 2.5976e-05 | 2.4529e-05 | 2.3162e-05 | 2.193e-05 | 7.2535e-05 | 7.267e-05 | 6.8621e-05 | 9.6105e-05 | 0.00080484 | 1704.1439 | 1609.201 | 1523.5912 | 1434.6639 | 1354.7345
QLD1 | VPP | 0 | 0 | 0 | 0 | 0 | 0 | 0 | 0 | 0 | 0 | 0 | 0 | 0 | 0 | 0 | 0 | 0 | 0 | 0 | 0 | 0
Total excluding storage |  | 0.00033076 | 0.00033342 | 0.00031568 | -22680.5437 | 202007.7727 | 344644.6241 | 104927.6369 | 26069.5983 | 37945.1543 | 35831.1184 | 357771.1454 | 174823.0946 | 288738.0876 | 37398.5811 | 70171.771 | 91182.0259 | 109289.8558 | 103200.9969 | 97710.683 | 96126.6266 | 278080.7284
Region | Technology | 2021-22 | 2022-23 | 2023-24 | 2024-25 | 2025-26 | 2026-27 | 2027-28 | 2028-29 | 2029-30 | 2030-31 | 2031-32 | 2032-33 | 2033-34 | 2034-35 | 2035-36 | 2036-37 | 2037-38 | 2038-39 | 2039-40 | 2040-41 | 2041-42
VIC1 | Black Coal | 0 | 0 | 0 | 0 | 0 | 0 | 0 | 0 | 0 | 0 | 0 | 0 | 0 | 0 | 0 | 0 | 0 | 0 | 0 | 0 | 0
VIC1 | Brown Coal | 0 | 0 | 0 | -8114.1666 | -7662.1025 | -7235.2243 | 272435.2962 | 499323.4171 | -0.0031297 | -0.002078 | -0.0019674 | -0.0018526 | -0.0017494 | -0.0016519 | -0.001564 | -0.0014727 | 157356.3674 | 285010.1908 | -0.0012433 | -0.0011708 | -0.0011055
VIC1 | CCGT | 3.42e-06 | 3.2294e-06 | 3.0576e-06 | 2.8792e-06 | 2.7188e-06 | 2.5673e-06 | 2.4307e-06 | 2.9795e-06 | 3.5604e-06 | 4.7732e-06 | 4.5193e-06 | 7.8463e-06 | 7.92e-06 | 7.4787e-06 | 7.0809e-06 | 6.6676e-06 | 8.2938e-06 | 7.8318e-06 | 8.4704e-06 | 7.976e-06 | 7.5316e-06
VIC1 | Gas - Steam | 0 | 0 | 0 | -16967.2699 | -16021.9735 | -15129.3423 | -14324.4582 | -13488.3839 | -12736.9064 | -12027.296 | -11387.4414 | -10722.7917 | -10125.3935 | -9561.2781 | -9052.6162 | -8524.243 | -8049.3324 | -7600.8804 | 0 | 0 | 0
VIC1 | OCGT / Diesel | 1.7147e-06 | 1.6192e-06 | 1.5331e-06 | -1.2676e-05 | -1.197e-05 | -1.0938e-05 | -1.0356e-05 | -9.4692e-06 | -1.0042e-05 | -9.4826e-06 | -8.5406e-06 | -8.0421e-06 | 9.7384e-07 | 1.2599e-06 | 1.1929e-06 | 1.1232e-06 | 1.8815e-06 | -2113.6414 | 3.4068e-06 | 3.2079e-06 | 7.3136e-06
VIC1 | Hydro | 0 | 0 | 0 | 0 | 0 | 0 | 0 | 0 | 0 | 0 | 0 | 0 | 0 | 0 | 0 | 0 | 0 | 0 | 0 | 0 | 0
VIC1 | Wind | 0.00015512 | 0.00014648 | 0.00013869 | 0.00014574 | 0.00013762 | 0.00013623 | 0.00024388 | 0.00065412 | 2658.4983 | 2510.3855 | 2376.8325 | 2238.1041 | 2113.4128 | 1995.6684 | 7845.6601 | 7387.7333 | 12746.9381 | 13825.8155 | 13090.2794 | 12326.2404 | 11639.5096
VIC1 | Solar PV | 8.7019e-06 | 1.0088e-05 | 9.5512e-06 | 1.0748e-05 | 1.9475e-05 | 2.3173e-05 | 3579.5451 | 5818.7536 | 5796.3691 | 5473.4363 | 5182.2484 | 4879.7766 | 4607.9099 | 4351.1897 | 4119.7056 | 3879.2511 | 3663.1266 | 6820.5311 | 6457.6775 | 6650.4674 | 9860.1821
VIC1 | LS Battery | 1.0313e-05 | 9.7384e-06 | 9.2203e-06 | 8.6822e-06 | 8.1985e-06 | 1.3926e-05 | 1.4341e-05 | 2.1359e-05 | 2.0169e-05 | 6.0813e-05 | 5.7578e-05 | 5.4217e-05 | 5.1197e-05 | 4.8344e-05 | 4.5773e-05 | 4.3101e-05 | 6.2519e-05 | 5.9035e-05 | 0.00021735 | 0.00020466 | 0.0012169
VIC1 | Pumped Hydro | 0 | 0 | 1.9735e-05 | 2.1381e-05 | 2.1868e-05 | 2.5223e-05 | 2.3881e-05 | 3.1637e-05 | 4.4793e-05 | 33.2177 | 294.9353 | 2952.9681 | 2788.4495 | 2633.0968 | 2493.0155 | 2347.5059 | 2996.0415 | 2829.1232 | 4022.9694 | 3788.1611 | 4242.4519
VIC1 | VPP | 0 | 0 | 0 | 0 | 0 | 0 | 0 | 0 | 0 | 0 | 0 | 0 | 0 | 0 | 0 | 0 | 0 | 0 | 0 | 0 | 0
Total excluding storage |  | 0.00016896 | 0.00016142 | 0.00015283 | -25081.4363 | -23684.0758 | -22364.5664 | 261690.3833 | 491653.7874 | -4282.0423 | -4043.4762 | -3828.3625 | -3604.9128 | -3404.0725 | -3214.4216 | 2912.748 | 2742.7399 | 165717.0998 | 295942.0156 | 19547.9557 | 18976.7066 | 21499.6906
Region | Technology | 2021-22 | 2022-23 | 2023-24 | 2024-25 | 2025-26 | 2026-27 | 2027-28 | 2028-29 | 2029-30 | 2030-31 | 2031-32 | 2032-33 | 2033-34 | 2034-35 | 2035-36 | 2036-37 | 2037-38 | 2038-39 | 2039-40 | 2040-41 | 2041-42
SA1 | Black Coal | 0 | 0 | 0 | 0 | 0 | 0 | 0 | 0 | 0 | 0 | 0 | 0 | 0 | 0 | 0 | 0 | 0 | 0 | 0 | 0 | 0
SA1 | Brown Coal | 0 | 0 | 0 | 0 | 0 | 0 | 0 | 0 | 0 | 0 | 0 | 0 | 0 | 0 | 0 | 0 | 0 | 0 | 0 | 0 | 0
SA1 | CCGT | 3.3533e-06 | 3.1665e-06 | 2.998e-06 | 2.8231e-06 | 2.6658e-06 | 2.5173e-06 | 2.3833e-06 | 2.2442e-06 | 2.1192e-06 | 2.0011e-06 | 1.8947e-06 | 4.089e-06 | 3.8612e-06 | 3.6461e-06 | 4.0671e-06 | 3.8297e-06 | 5.2145e-06 | 4.924e-06 | 5.2158e-06 | 4.9114e-06 | 6.1846e-06
SA1 | Gas - Steam | 0 | 0 | 0 | -27147.6318 | -25635.1575 | -24206.9476 | -22919.1331 | -21581.4143 | -20379.0503 | -19243.6736 | -18219.9062 | -17156.4667 | -16200.6296 | -15298.045 | 0 | 0 | 0 | 0 | 0 | 0 | 0
SA1 | OCGT / Diesel | 1.7122e-06 | 1.6168e-06 | 1.5308e-06 | -53.5602 | -50.5762 | -47.7585 | -45.2177 | -42.5785 | -5248.3921 | -2044.7253 | -1935.9455 | 3.1464e-06 | 2.9711e-06 | 2.8056e-06 | 2.6564e-06 | 2.9822e-06 | 3.9981e-06 | 3.7754e-06 | 4.3254e-06 | 4.0729e-06 | 9.8358e-06
SA1 | Hydro | 0 | 0 | 0 | 0 | 0 | 0 | 0 | 0 | 0 | 0 | 0 | 0 | 0 | 0 | 0 | 0 | 0 | 0 | 0 | 0 | 0
SA1 | Wind | 0.00028459 | 0.00026874 | 0.00027533 | 0.00025926 | 0.00024481 | 0.00027346 | 0.00025891 | 0.00041558 | 0.00046093 | 0.00052965 | 0.00053852 | 10320.1944 | 9745.2261 | 9202.2909 | 9965.8089 | 13196.0765 | 18433.186 | 21679.9676 | 27719.2286 | 26101.343 | 24647.1606
SA1 | Solar PV | 2.8025e-05 | 4.2804e-05 | 4.0527e-05 | 3.8161e-05 | 6.0119e-05 | 7.6346e-05 | 7.4279e-05 | 7.1285e-05 | 8.2918e-05 | 0.00010343 | 0.00019876 | 1971.3456 | 1861.5161 | 1757.8056 | 1664.29 | 4092.667 | 3864.6525 | 3649.3413 | 3455.1956 | 3939.0057 | 3961.2467
SA1 | LS Battery | 1.081e-05 | 1.0208e-05 | 9.6649e-06 | 9.1008e-06 | 8.5938e-06 | 1.4651e-05 | 1.4897e-05 | 2.2607e-05 | 2.1348e-05 | 475.3488 | 1380.3453 | 1299.7788 | 1227.3643 | 1158.9842 | 1097.326 | 1499.2128 | 1415.6873 | 1336.8152 | 2451.3756 | 2308.2964 | 3626.8034
SA1 | Pumped Hydro | 0 | 0 | 1.4682e-05 | 1.3825e-05 | 1.3055e-05 | 1.4362e-05 | 1.3598e-05 | 1.5423e-05 | 1.4563e-05 | 1.5044e-05 | 1.5685e-05 | 2.5228e-05 | 2.3822e-05 | 2.2495e-05 | 2.4276e-05 | 2.3584e-05 | 2.9317e-05 | 2.7683e-05 | 2.7505e-05 | 2.59e-05 | 3.2279e-05
SA1 | VPP | 0 | 0 | 0 | 0 | 0 | 0 | 0 | 0 | 0 | 0 | 0 | 0 | 0 | 0 | 0 | 0 | 0 | 0 | 0 | 0 | 0
Total excluding storage |  | 0.00031768 | 0.00031632 | 0.00032038 | -27201.1917 | -25685.7334 | -24254.7057 | -22964.3505 | -21623.9923 | -25627.4418 | -21288.3982 | -20155.851 | -4864.9267 | -4593.8874 | -4337.9484 | 11630.0989 | 17288.7434 | 22297.8385 | 25329.3089 | 31174.4242 | 30040.3487 | 28608.4072
Region | Technology | 2021-22 | 2022-23 | 2023-24 | 2024-25 | 2025-26 | 2026-27 | 2027-28 | 2028-29 | 2029-30 | 2030-31 | 2031-32 | 2032-33 | 2033-34 | 2034-35 | 2035-36 | 2036-37 | 2037-38 | 2038-39 | 2039-40 | 2040-41 | 2041-42
TAS1 | Black Coal | 0 | 0 | 0 | 0 | 0 | 0 | 0 | 0 | 0 | 0 | 0 | 0 | 0 | 0 | 0 | 0 | 0 | 0 | 0 | 0 | 0
TAS1 | Brown Coal | 0 | 0 | 0 | 0 | 0 | 0 | 0 | 0 | 0 | 0 | 0 | 0 | 0 | 0 | 0 | 0 | 0 | 0 | 0 | 0 | 0
TAS1 | CCGT | 3.1706e-06 | 2.994e-06 | 2.8347e-06 | -15804.7072 | -14924.1805 | -14092.7106 | -13342.9755 | -12564.1874 | -11864.1996 | -11203.2102 | -10607.1971 | -9988.0879 | -9431.6222 | -8906.1588 | -8432.3494 | -7940.1792 | -7497.8085 | -7080.0836 | -6703.4217 | -6312.1637 | -5960.4946
TAS1 | Gas - Steam | 0 | 0 | 0 | 0 | 0 | 0 | 0 | 0 | 0 | 0 | 0 | 0 | 0 | 0 | 0 | 0 | 0 | 0 | 0 | 0 | 0
TAS1 | OCGT / Diesel | 1.7678e-06 | 1.6693e-06 | 1.5805e-06 | -1286.7907 | -1215.0998 | -1147.4031 | -1086.361 | -1022.9535 | -965.9617 | -912.1452 | -863.6188 | -813.2121 | -767.9057 | -725.1234 | -686.5467 | -646.4751 | -610.458 | -576.4476 | -545.7805 | 3.0923e-06 | 6.3259e-06
TAS1 | Hydro | 0 | 0 | 0 | 0 | 0 | 0 | 0 | 0 | 0 | 0 | 0 | 0 | 0 | 0 | 0 | 0 | 0 | 0 | 0 | 0 | 0
TAS1 | Wind | 0.00012637 | 0.00011933 | 4096.3579 | 7714.5387 | 10935.7203 | 13827.7305 | 16407.101 | 18570.9858 | 20483.9493 | 22084.9391 | 23498.7878 | 24608.7323 | 25580.956 | 26368.4613 | 27060.6336 | 27453.8938 | 27787.1539 | 27998.0653 | 28287.3588 | 28226.3056 | 26653.7352
TAS1 | Solar PV | 3.7511e-06 | 6.107e-06 | 8.0472e-06 | 7.5775e-06 | 1.9417e-05 | 2.4326e-05 | 2.3031e-05 | 2.1687e-05 | 2.0479e-05 | 1.9338e-05 | 1.8309e-05 | 1.7241e-05 | 1.628e-05 | 3.8008e-05 | 5.2929e-05 | 4.9839e-05 | 4.7063e-05 | 4.4441e-05 | 5.7004e-05 | 81.4207 | 76.8845
TAS1 | LS Battery | 1.0106e-05 | 9.5426e-06 | 9.0349e-06 | 8.5075e-06 | 8.0336e-06 | 1.0604e-05 | 1.3644e-05 | 1.4463e-05 | 1.3658e-05 | 2.9773e-05 | 2.8189e-05 | 2.6544e-05 | 2.5065e-05 | 2.3669e-05 | 2.8577e-05 | 2.6909e-05 | 3.6558e-05 | 3.4522e-05 | 4.824e-05 | 4.5425e-05 | 5.7688e-05
TAS1 | Pumped Hydro | 0 | 0 | 4.6902e-05 | 4.7142e-05 | 4.8897e-05 | 4.9392e-05 | 4.6764e-05 | 4.7349e-05 | 4.7338e-05 | 4.8706e-05 | 5.213e-05 | 8.1941e-05 | 7.7375e-05 | 0.00015558 | 914.525 | 861.147 | 2125.127 | 2006.7299 | 3252.2835 | 3062.4578 | 4350.9439
TAS1 | VPP | 0 | 0 | 0 | 0 | 0 | 0 | 0 | 0 | 0 | 0 | 0 | 0 | 0 | 0 | 0 | 0 | 0 | 0 | 0 | 0 | 0
Total excluding storage |  | 0.00013506 | 0.0001301 | 4096.3579 | -9376.9592 | -5203.56 | -1412.3831 | 1977.7645 | 4983.845 | 7653.788 | 9969.5838 | 12027.9718 | 13807.4323 | 15381.4282 | 16737.1792 | 17941.7376 | 18867.2395 | 19678.8874 | 20341.5341 | 21038.1566 | 21995.5626 | 20770.1252
Ernst & Young’s liability is limited by a scheme approved under Professional Standards Legislation

## M31_34_Fuel Cost
Fuel cost by technology ($000s) - Marinus 1500MW M31_34, Central Scenario
Fuel | Real June 2019 dollars discounted to 1 July 2019
Explicitly modelled generation
Region | Technology | 2021-22 | 2022-23 | 2023-24 | 2024-25 | 2025-26 | 2026-27 | 2027-28 | 2028-29 | 2029-30 | 2030-31 | 2031-32 | 2032-33 | 2033-34 | 2034-35 | 2035-36 | 2036-37 | 2037-38 | 2038-39 | 2039-40 | 2040-41 | 2041-42
NEM | Black Coal | 1656565.8177 | 1504922.6223 | 1518931.8381 | 1454092.2377 | 1298606.4949 | 1181781.8282 | 1084622.6225 | 1047401.0909 | 993709.019 | 969122.8086 | 922048.5213 | 723056.2425 | 709815.0036 | 679125.2029 | 418581.5535 | 358523.9111 | 277992.4674 | 266184.3302 | 246484.5437 | 229906.2538 | 211237.4126
NEM | Brown Coal | 218483.787 | 202467.7407 | 197154.665 | 182277.5056 | 175214.4422 | 163856.6228 | 156799.2693 | 145242.3775 | 128258.8059 | 114925.1445 | 100126.2283 | 85720.7331 | 79020.2607 | 74505.2935 | 69065.86 | 65736.6255 | 58326.5712 | 57222.0182 | 51314.6084 | 49698.2843 | 48637.0533
NEM | CCGT | 131206.8827 | 128158.6464 | 106959.9511 | 38176.7683 | 36555.4155 | 36137.0095 | 34627.8306 | 37036.0649 | 32933.0996 | 34381.3008 | 34211.8335 | 113535.3516 | 112496.1943 | 42711.6576 | 98011.4416 | 52287.4313 | 78672.8003 | 80612.4069 | 71976.5029 | 80927.5218 | 78840.4874
NEM | Gas - Steam | 91576.4916 | 72998.2352 | 68761.1933 | 3101.6313 | 2921.3522 | 2768.796 | 2594.9559 | 2465.483 | 2318.3762 | 2195.193 | 2080.1372 | 7359.9478 | 7760.3633 | 5182.7527 | 7189.4976 | 5410.4836 | 7039.9651 | 6650.8991 | 5522.617 | 5333.045 | 5352.272
NEM | OCGT / Diesel | 3114.222 | 3385.1803 | 8357.8032 | 4512.8863 | 4010.9768 | 5160.0268 | 4555.174 | 9858.6051 | 5758.9242 | 9490.4756 | 4526.8667 | 16624.6404 | 9823.4448 | 6970.7252 | 19539.6701 | 12166.4331 | 30560.3605 | 15536.7359 | 27580.0017 | 25503.696 | 28042.2414
NEM | Hydro | 0 | 0 | 0 | 0 | 0 | 0 | 0 | 0 | 0 | 0 | 0 | 0 | 0 | 0 | 0 | 0 | 0 | 0 | 0 | 0 | 0
NEM | Wind | 0 | 0 | 0 | 0 | 0 | 0 | 0 | 0 | 0 | 0 | 0 | 0 | 0 | 0 | 0 | 0 | 0 | 0 | 0 | 0 | 0
NEM | Solar PV | 0 | 0 | 0 | 0 | 0 | 0 | 0 | 0 | 0 | 0 | 0 | 0 | 0 | 0 | 0 | 0 | 0 | 0 | 0 | 0 | 0
NEM | LS Battery | 0 | 0 | 0 | 0 | 0 | 0 | 0 | 0 | 0 | 0 | 0 | 0 | 0 | 0 | 0 | 0 | 0 | 0 | 0 | 0 | 0
NEM | Pumped Hydro | 0 | 0 | 0 | 0 | 0 | 0 | 0 | 0 | 0 | 0 | 0 | 0 | 0 | 0 | 0 | 0 | 0 | 0 | 0 | 0 | 0
NEM | VPP | 0 | 0 | 0 | 0 | 0 | 0 | 0 | 0 | 0 | 0 | 0 | 0 | 0 | 0 | 0 | 0 | 0 | 0 | 0 | 0 | 0
Total excluding storage |  | 2100947.2009 | 1911932.4249 | 1900165.4508 | 1682161.0292 | 1517308.6816 | 1389704.2832 | 1283199.8525 | 1242003.6214 | 1162978.2248 | 1130114.9226 | 1062993.5869 | 946296.9154 | 918915.2666 | 808495.632 | 612388.0227 | 494124.8847 | 452592.1645 | 426206.3903 | 402878.2737 | 391368.801 | 372109.4666
Region | Technology | 2021-22 | 2022-23 | 2023-24 | 2024-25 | 2025-26 | 2026-27 | 2027-28 | 2028-29 | 2029-30 | 2030-31 | 2031-32 | 2032-33 | 2033-34 | 2034-35 | 2035-36 | 2036-37 | 2037-38 | 2038-39 | 2039-40 | 2040-41 | 2041-42
NSW1 | Black Coal | 861571.496 | 744561.759 | 760253.2383 | 759179.7217 | 640890.4036 | 579457.6089 | 552489.6832 | 573970.8895 | 555088.2149 | 555103.5281 | 533613.0362 | 329845.957 | 327501.6025 | 318194.3035 | 126186.5265 | 120648.0255 | 114450.4815 | 106275.552 | 98943.3278 | 90367.3784 | 87084.067
NSW1 | Brown Coal | 0 | 0 | 0 | 0 | 0 | 0 | 0 | 0 | 0 | 0 | 0 | 0 | 0 | 0 | 0 | 0 | 0 | 0 | 0 | 0 | 0
NSW1 | CCGT | 1847.159 | 1849.9188 | 5499.6541 | 3514.8422 | 3357.7453 | 3339.5556 | 3195 | 3464.6304 | 3225.2027 | 3228.3513 | 2940.8292 | 33811.5595 | 36278.587 | 7680.4183 | 25179.7777 | 13177.9622 | 29981.7712 | 32834.3419 | 32035.8604 | 37060.7804 | 35756.6529
NSW1 | Gas - Steam | 0 | 0 | 0 | 0 | 0 | 0 | 0 | 0 | 0 | 0 | 0 | 0 | 0 | 0 | 0 | 0 | 0 | 0 | 0 | 0 | 0
NSW1 | OCGT / Diesel | 0.00020312 | 5.6965 | 392.5902 | 1754.2602 | 857.8675 | 587.3197 | 849.4925 | 2016.6794 | 1661.4767 | 1135.5715 | 1272.3494 | 4871.0184 | 1622.0269 | 1393.2255 | 5248.197 | 2109.0638 | 6056.4217 | 2649.4013 | 5801.2966 | 3187.2291 | 5406.8248
NSW1 | Hydro | 0 | 0 | 0 | 0 | 0 | 0 | 0 | 0 | 0 | 0 | 0 | 0 | 0 | 0 | 0 | 0 | 0 | 0 | 0 | 0 | 0
NSW1 | Wind | 0 | 0 | 0 | 0 | 0 | 0 | 0 | 0 | 0 | 0 | 0 | 0 | 0 | 0 | 0 | 0 | 0 | 0 | 0 | 0 | 0
NSW1 | Solar PV | 0 | 0 | 0 | 0 | 0 | 0 | 0 | 0 | 0 | 0 | 0 | 0 | 0 | 0 | 0 | 0 | 0 | 0 | 0 | 0 | 0
NSW1 | LS Battery | 0 | 0 | 0 | 0 | 0 | 0 | 0 | 0 | 0 | 0 | 0 | 0 | 0 | 0 | 0 | 0 | 0 | 0 | 0 | 0 | 0
NSW1 | Pumped Hydro | 0 | 0 | 0 | 0 | 0 | 0 | 0 | 0 | 0 | 0 | 0 | 0 | 0 | 0 | 0 | 0 | 0 | 0 | 0 | 0 | 0
NSW1 | VPP | 0 | 0 | 0 | 0 | 0 | 0 | 0 | 0 | 0 | 0 | 0 | 0 | 0 | 0 | 0 | 0 | 0 | 0 | 0 | 0 | 0
Total excluding storage |  | 863418.6552 | 746417.3743 | 766145.4826 | 764448.8241 | 645106.0165 | 583384.4842 | 556534.1757 | 579452.1993 | 559974.8943 | 559467.4509 | 537826.2148 | 368528.5349 | 365402.2164 | 327267.9473 | 156614.5012 | 135935.0516 | 150488.6744 | 141759.2952 | 136780.4848 | 130615.3878 | 128247.5447
Region | Technology | 2021-22 | 2022-23 | 2023-24 | 2024-25 | 2025-26 | 2026-27 | 2027-28 | 2028-29 | 2029-30 | 2030-31 | 2031-32 | 2032-33 | 2033-34 | 2034-35 | 2035-36 | 2036-37 | 2037-38 | 2038-39 | 2039-40 | 2040-41 | 2041-42
QLD1 | Black Coal | 794994.3217 | 760360.8633 | 758678.5998 | 694912.516 | 657716.0913 | 602324.2193 | 532132.9394 | 473430.2014 | 438620.8041 | 414019.2805 | 388435.4851 | 393210.2855 | 382313.4011 | 360930.8994 | 292395.027 | 237875.8857 | 163541.9859 | 159908.7782 | 147541.2159 | 139538.8754 | 124153.3456
QLD1 | Brown Coal | 0 | 0 | 0 | 0 | 0 | 0 | 0 | 0 | 0 | 0 | 0 | 0 | 0 | 0 | 0 | 0 | 0 | 0 | 0 | 0 | 0
QLD1 | CCGT | 65233.1913 | 62067.6352 | 64748.5641 | 11715.5817 | 10432.3717 | 10072.6254 | 9615.0941 | 12086.232 | 8864.1464 | 10669.135 | 11269.0057 | 39579.3233 | 40622.2464 | 18481.4564 | 46393.601 | 24657.5493 | 48691.0281 | 47778.0641 | 39940.6416 | 43866.7405 | 43083.8335
QLD1 | Gas - Steam | 1847.5902 | 1766.6409 | 3314.5005 | 3101.6312 | 2921.352 | 2768.7958 | 2594.9558 | 2465.4828 | 2318.376 | 2195.1928 | 2080.137 | 7359.9475 | 7760.363 | 5182.7525 | 7189.4975 | 5410.4835 | 7039.965 | 6650.899 | 5522.617 | 5333.045 | 5352.272
QLD1 | OCGT / Diesel | 0.00030685 | 0.00030168 | 0.00030463 | 480.8751 | 817.5742 | 775.6175 | 667.3976 | 2085.993 | 392.7348 | 394.5118 | 1066.5138 | 1877.5003 | 1506.6147 | 720.5363 | 3600.6752 | 2209.3797 | 7358.4277 | 2810.0399 | 9114.1523 | 5937.1197 | 7523.4946
QLD1 | Hydro | 0 | 0 | 0 | 0 | 0 | 0 | 0 | 0 | 0 | 0 | 0 | 0 | 0 | 0 | 0 | 0 | 0 | 0 | 0 | 0 | 0
QLD1 | Wind | 0 | 0 | 0 | 0 | 0 | 0 | 0 | 0 | 0 | 0 | 0 | 0 | 0 | 0 | 0 | 0 | 0 | 0 | 0 | 0 | 0
QLD1 | Solar PV | 0 | 0 | 0 | 0 | 0 | 0 | 0 | 0 | 0 | 0 | 0 | 0 | 0 | 0 | 0 | 0 | 0 | 0 | 0 | 0 | 0
QLD1 | LS Battery | 0 | 0 | 0 | 0 | 0 | 0 | 0 | 0 | 0 | 0 | 0 | 0 | 0 | 0 | 0 | 0 | 0 | 0 | 0 | 0 | 0
QLD1 | Pumped Hydro | 0 | 0 | 0 | 0 | 0 | 0 | 0 | 0 | 0 | 0 | 0 | 0 | 0 | 0 | 0 | 0 | 0 | 0 | 0 | 0 | 0
QLD1 | VPP | 0 | 0 | 0 | 0 | 0 | 0 | 0 | 0 | 0 | 0 | 0 | 0 | 0 | 0 | 0 | 0 | 0 | 0 | 0 | 0 | 0
Total excluding storage |  | 862075.1035 | 824195.1397 | 826741.6647 | 710210.604 | 671887.3892 | 615941.258 | 545010.3869 | 490067.9093 | 450196.0613 | 427278.1201 | 402851.1416 | 442027.0566 | 432202.6253 | 385315.6447 | 349578.8007 | 270153.2981 | 226631.4067 | 217147.7811 | 202118.6267 | 194675.7807 | 180112.9457
Region | Technology | 2021-22 | 2022-23 | 2023-24 | 2024-25 | 2025-26 | 2026-27 | 2027-28 | 2028-29 | 2029-30 | 2030-31 | 2031-32 | 2032-33 | 2033-34 | 2034-35 | 2035-36 | 2036-37 | 2037-38 | 2038-39 | 2039-40 | 2040-41 | 2041-42
VIC1 | Black Coal | 0 | 0 | 0 | 0 | 0 | 0 | 0 | 0 | 0 | 0 | 0 | 0 | 0 | 0 | 0 | 0 | 0 | 0 | 0 | 0 | 0
VIC1 | Brown Coal | 218483.787 | 202467.7407 | 197154.665 | 182277.5056 | 175214.4422 | 163856.6228 | 156799.2693 | 145242.3775 | 128258.8059 | 114925.1445 | 100126.2283 | 85720.7331 | 79020.2607 | 74505.2935 | 69065.86 | 65736.6255 | 58326.5712 | 57222.0182 | 51314.6084 | 49698.2843 | 48637.0533
VIC1 | CCGT | 0.0001109 | 0.00011007 | 0.0001135 | 0.00012418 | 0.00012497 | 0.0001333 | 0.00013065 | 0.00015245 | 0.00017752 | 0.00022547 | 0.00022972 | 0.00038147 | 0.00038154 | 0.00033619 | 0.00034765 | 0.00031953 | 0.00039614 | 0.00037696 | 0.00040259 | 0.00038134 | 0.00036328
VIC1 | Gas - Steam | 634.5464 | 712.1912 | 946.2228 | 6.7524e-05 | 6.7819e-05 | 6.6618e-05 | 6.7284e-05 | 7.6368e-05 | 8.0367e-05 | 0.00010225 | 7.8683e-05 | 0.00013362 | 0.00013364 | 0.00010008 | 0.00013094 | 0.00011387 | 0.00014008 | 0.00012135 | 0 | 0 | 0
VIC1 | OCGT / Diesel | 834.6487 | 714.3031 | 1803.9455 | 768.9127 | 825.5508 | 1593.5194 | 1004.3254 | 2360.5533 | 1415.8898 | 5327.5401 | 1127.5204 | 3880.8209 | 3952.6543 | 2361.3645 | 5703.5359 | 3867.1869 | 7102.3741 | 2992.9715 | 3182.4546 | 2789.7908 | 3349.974
VIC1 | Hydro | 0 | 0 | 0 | 0 | 0 | 0 | 0 | 0 | 0 | 0 | 0 | 0 | 0 | 0 | 0 | 0 | 0 | 0 | 0 | 0 | 0
VIC1 | Wind | 0 | 0 | 0 | 0 | 0 | 0 | 0 | 0 | 0 | 0 | 0 | 0 | 0 | 0 | 0 | 0 | 0 | 0 | 0 | 0 | 0
VIC1 | Solar PV | 0 | 0 | 0 | 0 | 0 | 0 | 0 | 0 | 0 | 0 | 0 | 0 | 0 | 0 | 0 | 0 | 0 | 0 | 0 | 0 | 0
VIC1 | LS Battery | 0 | 0 | 0 | 0 | 0 | 0 | 0 | 0 | 0 | 0 | 0 | 0 | 0 | 0 | 0 | 0 | 0 | 0 | 0 | 0 | 0
VIC1 | Pumped Hydro | 0 | 0 | 0 | 0 | 0 | 0 | 0 | 0 | 0 | 0 | 0 | 0 | 0 | 0 | 0 | 0 | 0 | 0 | 0 | 0 | 0
VIC1 | VPP | 0 | 0 | 0 | 0 | 0 | 0 | 0 | 0 | 0 | 0 | 0 | 0 | 0 | 0 | 0 | 0 | 0 | 0 | 0 | 0 | 0
Total excluding storage |  | 219952.9821 | 203894.2352 | 199904.8335 | 183046.4185 | 176039.9932 | 165450.1424 | 157803.5949 | 147602.931 | 129674.696 | 120252.685 | 101253.749 | 89601.5545 | 82972.9155 | 76866.6584 | 74769.3963 | 69603.8128 | 65428.9458 | 60214.9902 | 54497.0633 | 52488.0756 | 51987.0276
Region | Technology | 2021-22 | 2022-23 | 2023-24 | 2024-25 | 2025-26 | 2026-27 | 2027-28 | 2028-29 | 2029-30 | 2030-31 | 2031-32 | 2032-33 | 2033-34 | 2034-35 | 2035-36 | 2036-37 | 2037-38 | 2038-39 | 2039-40 | 2040-41 | 2041-42
SA1 | Black Coal | 0 | 0 | 0 | 0 | 0 | 0 | 0 | 0 | 0 | 0 | 0 | 0 | 0 | 0 | 0 | 0 | 0 | 0 | 0 | 0 | 0
SA1 | Brown Coal | 0 | 0 | 0 | 0 | 0 | 0 | 0 | 0 | 0 | 0 | 0 | 0 | 0 | 0 | 0 | 0 | 0 | 0 | 0 | 0 | 0
SA1 | CCGT | 64126.5321 | 64241.0921 | 36711.7326 | 22946.3441 | 22765.2981 | 22724.8281 | 21817.7361 | 21485.2022 | 20843.7502 | 20483.8142 | 20001.9982 | 40144.4683 | 35595.3602 | 16549.7822 | 26438.0622 | 14451.9192 | 0.00029245 | 0.00027719 | 0.00028508 | 0.0002683 | 0.00032071
SA1 | Gas - Steam | 89094.355 | 70519.403 | 64500.47 | 7.9748e-05 | 8.5976e-05 | 8.6594e-05 | 8.1859e-05 | 0.00010064 | 9.416e-05 | 0.00010586 | 7.9246e-05 | 0.00014452 | 0.00012051 | 0.00010108 | 0 | 0 | 0 | 0 | 0 | 0 | 0
SA1 | OCGT / Diesel | 2279.5726 | 2665.1803 | 6161.267 | 1508.8381 | 1509.9842 | 2203.5701 | 2033.9584 | 3395.3792 | 2288.8227 | 2632.8521 | 1060.483 | 5990.0849 | 2742.1488 | 2469.251 | 4949.8896 | 3946.3645 | 9990.3162 | 7084.3229 | 9473.3622 | 13589.5562 | 11728.601
SA1 | Hydro | 0 | 0 | 0 | 0 | 0 | 0 | 0 | 0 | 0 | 0 | 0 | 0 | 0 | 0 | 0 | 0 | 0 | 0 | 0 | 0 | 0
SA1 | Wind | 0 | 0 | 0 | 0 | 0 | 0 | 0 | 0 | 0 | 0 | 0 | 0 | 0 | 0 | 0 | 0 | 0 | 0 | 0 | 0 | 0
SA1 | Solar PV | 0 | 0 | 0 | 0 | 0 | 0 | 0 | 0 | 0 | 0 | 0 | 0 | 0 | 0 | 0 | 0 | 0 | 0 | 0 | 0 | 0
SA1 | LS Battery | 0 | 0 | 0 | 0 | 0 | 0 | 0 | 0 | 0 | 0 | 0 | 0 | 0 | 0 | 0 | 0 | 0 | 0 | 0 | 0 | 0
SA1 | Pumped Hydro | 0 | 0 | 0 | 0 | 0 | 0 | 0 | 0 | 0 | 0 | 0 | 0 | 0 | 0 | 0 | 0 | 0 | 0 | 0 | 0 | 0
SA1 | VPP | 0 | 0 | 0 | 0 | 0 | 0 | 0 | 0 | 0 | 0 | 0 | 0 | 0 | 0 | 0 | 0 | 0 | 0 | 0 | 0 | 0
Total excluding storage |  | 155500.4597 | 137425.6754 | 107373.4697 | 24455.1823 | 24275.2824 | 24928.3983 | 23851.6947 | 24880.5814 | 23132.573 | 23116.6663 | 21062.4812 | 46134.5533 | 38337.5091 | 19019.0333 | 31387.9519 | 18398.2837 | 9990.3165 | 7084.3232 | 9473.3625 | 13589.5565 | 11728.6013
Region | Technology | 2021-22 | 2022-23 | 2023-24 | 2024-25 | 2025-26 | 2026-27 | 2027-28 | 2028-29 | 2029-30 | 2030-31 | 2031-32 | 2032-33 | 2033-34 | 2034-35 | 2035-36 | 2036-37 | 2037-38 | 2038-39 | 2039-40 | 2040-41 | 2041-42
TAS1 | Black Coal | 0 | 0 | 0 | 0 | 0 | 0 | 0 | 0 | 0 | 0 | 0 | 0 | 0 | 0 | 0 | 0 | 0 | 0 | 0 | 0 | 0
TAS1 | Brown Coal | 0 | 0 | 0 | 0 | 0 | 0 | 0 | 0 | 0 | 0 | 0 | 0 | 0 | 0 | 0 | 0 | 0 | 0 | 0 | 0 | 0
TAS1 | CCGT | 0.00018035 | 0.00017128 | 0.00017837 | 0.00016871 | 0.00016138 | 0.0001619 | 0.00016688 | 0.0001678 | 0.00017172 | 0.00017142 | 0.00018201 | 0.00022175 | 0.0002241 | 0.00023821 | 0.0002749 | 0.00024939 | 0.00028596 | 0.00026571 | 0.00028626 | 0.00027188 | 0.0002712
TAS1 | Gas - Steam | 0 | 0 | 0 | 0 | 0 | 0 | 0 | 0 | 0 | 0 | 0 | 0 | 0 | 0 | 0 | 0 | 0 | 0 | 0 | 0 | 0
TAS1 | OCGT / Diesel | 0.00015066 | 0.00014116 | 0.00014608 | 0.00014625 | 0.00013665 | 0.00014005 | 0.00014294 | 0.00014119 | 0.00014175 | 0.00014479 | 0.00015061 | 5.2159 | 0.00017369 | 26.3479 | 37.3724 | 34.4383 | 52.8208 | 0.00021961 | 8.736 | 0.00012732 | 33.347
TAS1 | Hydro | 0 | 0 | 0 | 0 | 0 | 0 | 0 | 0 | 0 | 0 | 0 | 0 | 0 | 0 | 0 | 0 | 0 | 0 | 0 | 0 | 0
TAS1 | Wind | 0 | 0 | 0 | 0 | 0 | 0 | 0 | 0 | 0 | 0 | 0 | 0 | 0 | 0 | 0 | 0 | 0 | 0 | 0 | 0 | 0
TAS1 | Solar PV | 0 | 0 | 0 | 0 | 0 | 0 | 0 | 0 | 0 | 0 | 0 | 0 | 0 | 0 | 0 | 0 | 0 | 0 | 0 | 0 | 0
TAS1 | LS Battery | 0 | 0 | 0 | 0 | 0 | 0 | 0 | 0 | 0 | 0 | 0 | 0 | 0 | 0 | 0 | 0 | 0 | 0 | 0 | 0 | 0
TAS1 | Pumped Hydro | 0 | 0 | 0 | 0 | 0 | 0 | 0 | 0 | 0 | 0 | 0 | 0 | 0 | 0 | 0 | 0 | 0 | 0 | 0 | 0 | 0
TAS1 | VPP | 0 | 0 | 0 | 0 | 0 | 0 | 0 | 0 | 0 | 0 | 0 | 0 | 0 | 0 | 0 | 0 | 0 | 0 | 0 | 0 | 0
Total excluding storage |  | 0.00033101 | 0.00031243 | 0.00032445 | 0.00031496 | 0.00029803 | 0.00030195 | 0.00030983 | 0.00030899 | 0.00031348 | 0.00031621 | 0.00033261 | 5.2161 | 0.00039779 | 26.3481 | 37.3727 | 34.4385 | 52.8211 | 0.00048532 | 8.7363 | 0.0003992 | 33.3473
Explicitly modelled pumping
Region | Technology | 2021-22 | 2022-23 | 2023-24 | 2024-25 | 2025-26 | 2026-27 | 2027-28 | 2028-29 | 2029-30 | 2030-31 | 2031-32 | 2032-33 | 2033-34 | 2034-35 | 2035-36 | 2036-37 | 2037-38 | 2038-39 | 2039-40 | 2040-41 | 2041-42
NEM | LS Battery pump | 0 | 0 | 0 | 0 | 0 | 0 | 0 | 0 | 0 | 0 | 0 | 0 | 0 | 0 | 0 | 0 | 0 | 0 | 0 | 0 | 0
NEM | Pumped Hydro Pump | 0 | 0 | 0 | 0 | 0 | 0 | 0 | 0 | 0 | 0 | 0 | 0 | 0 | 0 | 0 | 0 | 0 | 0 | 0 | 0 | 0
NEM | VPP pump | 0 | 0 | 0 | 0 | 0 | 0 | 0 | 0 | 0 | 0 | 0 | 0 | 0 | 0 | 0 | 0 | 0 | 0 | 0 | 0 | 0
Region | Technology | 2021-22 | 2022-23 | 2023-24 | 2024-25 | 2025-26 | 2026-27 | 2027-28 | 2028-29 | 2029-30 | 2030-31 | 2031-32 | 2032-33 | 2033-34 | 2034-35 | 2035-36 | 2036-37 | 2037-38 | 2038-39 | 2039-40 | 2040-41 | 2041-42
NSW1 | LS Battery pump | 0 | 0 | 0 | 0 | 0 | 0 | 0 | 0 | 0 | 0 | 0 | 0 | 0 | 0 | 0 | 0 | 0 | 0 | 0 | 0 | 0
NSW1 | Pumped Hydro Pump | 0 | 0 | 0 | 0 | 0 | 0 | 0 | 0 | 0 | 0 | 0 | 0 | 0 | 0 | 0 | 0 | 0 | 0 | 0 | 0 | 0
NSW1 | VPP pump | 0 | 0 | 0 | 0 | 0 | 0 | 0 | 0 | 0 | 0 | 0 | 0 | 0 | 0 | 0 | 0 | 0 | 0 | 0 | 0 | 0
Region | Technology | 2021-22 | 2022-23 | 2023-24 | 2024-25 | 2025-26 | 2026-27 | 2027-28 | 2028-29 | 2029-30 | 2030-31 | 2031-32 | 2032-33 | 2033-34 | 2034-35 | 2035-36 | 2036-37 | 2037-38 | 2038-39 | 2039-40 | 2040-41 | 2041-42
QLD1 | LS Battery pump | 0 | 0 | 0 | 0 | 0 | 0 | 0 | 0 | 0 | 0 | 0 | 0 | 0 | 0 | 0 | 0 | 0 | 0 | 0 | 0 | 0
QLD1 | Pumped Hydro Pump | 0 | 0 | 0 | 0 | 0 | 0 | 0 | 0 | 0 | 0 | 0 | 0 | 0 | 0 | 0 | 0 | 0 | 0 | 0 | 0 | 0
QLD1 | VPP pump | 0 | 0 | 0 | 0 | 0 | 0 | 0 | 0 | 0 | 0 | 0 | 0 | 0 | 0 | 0 | 0 | 0 | 0 | 0 | 0 | 0
Region | Technology | 2021-22 | 2022-23 | 2023-24 | 2024-25 | 2025-26 | 2026-27 | 2027-28 | 2028-29 | 2029-30 | 2030-31 | 2031-32 | 2032-33 | 2033-34 | 2034-35 | 2035-36 | 2036-37 | 2037-38 | 2038-39 | 2039-40 | 2040-41 | 2041-42
VIC1 | LS Battery pump | 0 | 0 | 0 | 0 | 0 | 0 | 0 | 0 | 0 | 0 | 0 | 0 | 0 | 0 | 0 | 0 | 0 | 0 | 0 | 0 | 0
VIC1 | Pumped Hydro Pump | 0 | 0 | 0 | 0 | 0 | 0 | 0 | 0 | 0 | 0 | 0 | 0 | 0 | 0 | 0 | 0 | 0 | 0 | 0 | 0 | 0
VIC1 | VPP pump | 0 | 0 | 0 | 0 | 0 | 0 | 0 | 0 | 0 | 0 | 0 | 0 | 0 | 0 | 0 | 0 | 0 | 0 | 0 | 0 | 0
Region | Technology | 2021-22 | 2022-23 | 2023-24 | 2024-25 | 2025-26 | 2026-27 | 2027-28 | 2028-29 | 2029-30 | 2030-31 | 2031-32 | 2032-33 | 2033-34 | 2034-35 | 2035-36 | 2036-37 | 2037-38 | 2038-39 | 2039-40 | 2040-41 | 2041-42
SA1 | LS Battery pump | 0 | 0 | 0 | 0 | 0 | 0 | 0 | 0 | 0 | 0 | 0 | 0 | 0 | 0 | 0 | 0 | 0 | 0 | 0 | 0 | 0
SA1 | Pumped Hydro Pump | 0 | 0 | 0 | 0 | 0 | 0 | 0 | 0 | 0 | 0 | 0 | 0 | 0 | 0 | 0 | 0 | 0 | 0 | 0 | 0 | 0
SA1 | VPP pump | 0 | 0 | 0 | 0 | 0 | 0 | 0 | 0 | 0 | 0 | 0 | 0 | 0 | 0 | 0 | 0 | 0 | 0 | 0 | 0 | 0
Region | Technology | 2021-22 | 2022-23 | 2023-24 | 2024-25 | 2025-26 | 2026-27 | 2027-28 | 2028-29 | 2029-30 | 2030-31 | 2031-32 | 2032-33 | 2033-34 | 2034-35 | 2035-36 | 2036-37 | 2037-38 | 2038-39 | 2039-40 | 2040-41 | 2041-42
TAS1 | LS Battery pump | 0 | 0 | 0 | 0 | 0 | 0 | 0 | 0 | 0 | 0 | 0 | 0 | 0 | 0 | 0 | 0 | 0 | 0 | 0 | 0 | 0
TAS1 | Pumped Hydro Pump | 0 | 0 | 0 | 0 | 0 | 0 | 0 | 0 | 0 | 0 | 0 | 0 | 0 | 0 | 0 | 0 | 0 | 0 | 0 | 0 | 0
TAS1 | VPP pump | 0 | 0 | 0 | 0 | 0 | 0 | 0 | 0 | 0 | 0 | 0 | 0 | 0 | 0 | 0 | 0 | 0 | 0 | 0 | 0 | 0
Ernst & Young’s liability is limited by a scheme approved under Professional Standards Legislation

## M31_34_Build Cost
New generation build cost (CAPEX) by technology ($000s) - Marinus 1500MW M31_34, Central Scenario
CAPEX (Install) | Real June 2019 dollars discounted to 1 July 2019. The total capital costs are annualised for modelling purposes.
Explicitly modelled generation
Region | Technology | 2021-22 | 2022-23 | 2023-24 | 2024-25 | 2025-26 | 2026-27 | 2027-28 | 2028-29 | 2029-30 | 2030-31 | 2031-32 | 2032-33 | 2033-34 | 2034-35 | 2035-36 | 2036-37 | 2037-38 | 2038-39 | 2039-40 | 2040-41 | 2041-42
NEM | Black Coal | 0 | 0 | 0 | 0 | 0 | 0 | 0 | 0 | 0 | 0 | 0 | 0 | 0 | 0 | 0 | 0 | 0 | 0 | 0 | 0 | 0
NEM | Brown Coal | 0 | 0 | 0 | 0 | 0 | 0 | 0 | 0 | 0 | 0 | 0 | 0 | 0 | 0 | 0 | 0 | 0 | 0 | 0 | 0 | 0
NEM | CCGT | 0.00023611 | 0.00022295 | 0.00021109 | 0.00019877 | 0.0001877 | 0.00017724 | 0.00016781 | 0.00016757 | 0.00016854 | 0.00017861 | 0.00016911 | 0.00029999 | 0.00030115 | 0.00028437 | 0.00032708 | 0.00034148 | 0.00044804 | 0.00042308 | 0.00044572 | 0.00041971 | 0.00045053
NEM | Gas - Steam | 0 | 0 | 0 | 0 | 0 | 0 | 0 | 0 | 0 | 0 | 0 | 0 | 0 | 0 | 0 | 0 | 0 | 0 | 0 | 0 | 0
NEM | OCGT / Diesel | 0.00024324 | 0.00022969 | 0.00021747 | 0.00021651 | 0.00020445 | 0.00021509 | 0.00020365 | 0.00023224 | 0.0002193 | 0.00020709 | 0.00024194 | 0.00031122 | 0.00035168 | 0.00034162 | 0.0003651 | 0.0015808 | 0.0015686 | 0.0014812 | 0.0015071 | 0.0014192 | 0.0017146
NEM | Hydro | 0 | 0 | 0 | 0 | 0 | 0 | 0 | 0 | 0 | 0 | 0 | 0 | 0 | 0 | 0 | 0 | 0 | 0 | 0 | 0 | 0
NEM | Wind | 0.0043176 | 0.0040906 | 16501.7387 | 30993.3043 | 73406.1078 | 122576.3867 | 189404.8764 | 274504.4829 | 331090.6157 | 323024.0008 | 315618.0839 | 409707.6793 | 407075.3128 | 420254.3792 | 621516.0276 | 684430.299 | 820274.903 | 802687.608 | 792098.25 | 764792.3516 | 772271.843
NEM | Solar PV | 0.00063757 | 0.00091348 | 0.00087884 | 0.0008512 | 0.0015595 | 1862.2203 | 21513.2796 | 33374.7646 | 33087.8961 | 31244.4726 | 29582.2616 | 106723.0896 | 113019.2342 | 106722.6008 | 155010.6364 | 174096.9471 | 208908.123 | 211965.6053 | 215827.1824 | 210195.2096 | 223279.827
NEM | LS Battery | 0.0015785 | 0.0014906 | 0.0014113 | 0.0013289 | 0.0012549 | 0.0016216 | 0.0017907 | 0.0022645 | 0.0021384 | 6827.8908 | 19757.0076 | 24078.4047 | 50906.3417 | 48070.1999 | 114776.0432 | 153260.8145 | 144722.2047 | 136659.3053 | 160837.3483 | 147602.7702 | 151767.8462
NEM | Pumped Hydro | 0 | 0 | 0.0017226 | 0.0018334 | 0.0018155 | 0.0018485 | 0.0017763 | 0.0021385 | 0.0022452 | 445.3111 | 3949.0092 | 39484.2372 | 37284.4544 | 35207.2288 | 42542.9416 | 92686.9837 | 150144.9737 | 141779.9562 | 164642.0537 | 155032.4068 | 174948.0085
NEM | VPP | 0 | 0 | 0 | 0 | 0 | 0 | 0 | 0 | 0 | 0 | 0 | 0 | 0 | 0 | 0 | 0 | 0 | 0 | 0 | 0 | 0
Total excluding storage |  | 0.0054345 | 0.0054567 | 16501.74 | 30993.3056 | 73406.1097 | 124438.6074 | 210918.1563 | 307879.2479 | 364178.5122 | 354268.4738 | 345200.3459 | 516430.7695 | 520094.5476 | 526976.9806 | 776526.6647 | 858527.248 | 1029183.028 | 1014653.2152 | 1007925.4343 | 974987.5631 | 995551.6721
Region | Technology | 2021-22 | 2022-23 | 2023-24 | 2024-25 | 2025-26 | 2026-27 | 2027-28 | 2028-29 | 2029-30 | 2030-31 | 2031-32 | 2032-33 | 2033-34 | 2034-35 | 2035-36 | 2036-37 | 2037-38 | 2038-39 | 2039-40 | 2040-41 | 2041-42
NSW1 | Black Coal | 0 | 0 | 0 | 0 | 0 | 0 | 0 | 0 | 0 | 0 | 0 | 0 | 0 | 0 | 0 | 0 | 0 | 0 | 0 | 0 | 0
NSW1 | Brown Coal | 0 | 0 | 0 | 0 | 0 | 0 | 0 | 0 | 0 | 0 | 0 | 0 | 0 | 0 | 0 | 0 | 0 | 0 | 0 | 0 | 0
NSW1 | CCGT | 4.8362e-05 | 4.5667e-05 | 4.3238e-05 | 4.0714e-05 | 3.8446e-05 | 3.6304e-05 | 3.4373e-05 | 3.2366e-05 | 3.0563e-05 | 2.886e-05 | 2.7325e-05 | 5.7023e-05 | 5.3846e-05 | 5.0846e-05 | 7.0278e-05 | 8.4191e-05 | 0.00011573 | 0.00010929 | 0.00010853 | 0.00010219 | 0.00010873
NSW1 | Gas - Steam | 0 | 0 | 0 | 0 | 0 | 0 | 0 | 0 | 0 | 0 | 0 | 0 | 0 | 0 | 0 | 0 | 0 | 0 | 0 | 0 | 0
NSW1 | OCGT / Diesel | 4.8384e-05 | 4.5688e-05 | 4.3258e-05 | 5.247e-05 | 4.9546e-05 | 4.6786e-05 | 4.4297e-05 | 5.3509e-05 | 5.0528e-05 | 4.7713e-05 | 6.0371e-05 | 8.5781e-05 | 0.0001066 | 0.00010066 | 0.00010384 | 0.00095236 | 0.0008993 | 0.0008492 | 0.00080402 | 0.00075709 | 0.00071491
NSW1 | Hydro | 0 | 0 | 0 | 0 | 0 | 0 | 0 | 0 | 0 | 0 | 0 | 0 | 0 | 0 | 0 | 0 | 0 | 0 | 0 | 0 | 0
NSW1 | Wind | 0.00078587 | 0.00074209 | 0.00074313 | 0.00094974 | 0.0010258 | 0.00096861 | 0.00091708 | 0.0011545 | 0.0011636 | 0.0013771 | 0.0014936 | 33092.6434 | 37579.6594 | 63449.5918 | 198116.6899 | 186553.2322 | 220882.6013 | 208576.5829 | 197480.2669 | 185953.9553 | 209340.2272
NSW1 | Solar PV | 0.00014133 | 0.00019547 | 0.00018507 | 0.00018649 | 0.00036006 | 0.0004824 | 0.00045673 | 0.00043007 | 0.00047298 | 0.00073338 | 0.0014702 | 69216.1054 | 77601.8742 | 73278.4459 | 109602.3954 | 108295.3187 | 146772.4966 | 138595.3697 | 146360.2581 | 138639.9225 | 139793.7289
NSW1 | LS Battery | 0.00031232 | 0.00029492 | 0.00027923 | 0.00026294 | 0.00024829 | 0.00028182 | 0.00034275 | 0.00041616 | 0.00039298 | 0.0010408 | 0.0064029 | 5474.5585 | 27571.6964 | 26035.5962 | 60403.5933 | 78448.3921 | 74077.8017 | 69950.7098 | 78993.0395 | 74382.46 | 70238.3915
NSW1 | Pumped Hydro | 0 | 0 | 0.00046097 | 0.00053968 | 0.00050961 | 0.00048122 | 0.00048181 | 0.00059303 | 0.00055999 | 0.00055407 | 0.00061343 | 0.0019101 | 0.0018037 | 0.0017032 | 0.0037421 | 52627.1362 | 66900.8251 | 63173.5836 | 59812.7362 | 56321.652 | 59526.2702
NSW1 | VPP | 0 | 0 | 0 | 0 | 0 | 0 | 0 | 0 | 0 | 0 | 0 | 0 | 0 | 0 | 0 | 0 | 0 | 0 | 0 | 0 | 0
Total excluding storage |  | 0.0010239 | 0.0010289 | 0.0010147 | 0.0012294 | 0.0014738 | 0.0015341 | 0.0014525 | 0.0016705 | 0.0017177 | 0.002187 | 0.0030516 | 102308.749 | 115181.5338 | 136728.0378 | 307719.0855 | 294848.552 | 367655.0988 | 347171.9536 | 343840.526 | 324593.8787 | 349133.9569
Region | Technology | 2021-22 | 2022-23 | 2023-24 | 2024-25 | 2025-26 | 2026-27 | 2027-28 | 2028-29 | 2029-30 | 2030-31 | 2031-32 | 2032-33 | 2033-34 | 2034-35 | 2035-36 | 2036-37 | 2037-38 | 2038-39 | 2039-40 | 2040-41 | 2041-42
QLD1 | Black Coal | 0 | 0 | 0 | 0 | 0 | 0 | 0 | 0 | 0 | 0 | 0 | 0 | 0 | 0 | 0 | 0 | 0 | 0 | 0 | 0 | 0
QLD1 | Brown Coal | 0 | 0 | 0 | 0 | 0 | 0 | 0 | 0 | 0 | 0 | 0 | 0 | 0 | 0 | 0 | 0 | 0 | 0 | 0 | 0 | 0
QLD1 | CCGT | 5.0835e-05 | 4.8003e-05 | 4.5449e-05 | 4.2797e-05 | 4.0412e-05 | 3.8161e-05 | 3.6131e-05 | 3.4022e-05 | 3.2126e-05 | 3.0337e-05 | 2.8723e-05 | 4.681e-05 | 5.5061e-05 | 5.1993e-05 | 6.9075e-05 | 8.0525e-05 | 0.00010648 | 0.00010055 | 0.00010442 | 9.8323e-05 | 0.0001061
QLD1 | Gas - Steam | 0 | 0 | 0 | 0 | 0 | 0 | 0 | 0 | 0 | 0 | 0 | 0 | 0 | 0 | 0 | 0 | 0 | 0 | 0 | 0 | 0
QLD1 | OCGT / Diesel | 4.8813e-05 | 4.6094e-05 | 4.3641e-05 | 4.1094e-05 | 3.8805e-05 | 3.6643e-05 | 3.4693e-05 | 4.6373e-05 | 4.3789e-05 | 4.135e-05 | 3.915e-05 | 5.1094e-05 | 8.0452e-05 | 7.597e-05 | 9.1346e-05 | 0.00045501 | 0.00042966 | 0.00040572 | 0.00038414 | 0.00036172 | 0.00034156
QLD1 | Hydro | 0 | 0 | 0 | 0 | 0 | 0 | 0 | 0 | 0 | 0 | 0 | 0 | 0 | 0 | 0 | 0 | 0 | 0 | 0 | 0 | 0
QLD1 | Wind | 0.0011817 | 0.0011294 | 0.0010693 | 0.0010978 | 29625.3708 | 67639.3882 | 124607.8114 | 201696.3006 | 240697.0713 | 227287.1305 | 215195.4093 | 233456.1345 | 225819.1979 | 213238.1472 | 252985.6412 | 316529.7433 | 379686.71 | 358533.2482 | 339459.207 | 333183.7885 | 330963.1468
QLD1 | Solar PV | 0.00020725 | 0.00030895 | 0.00029251 | 0.00027544 | 0.00057728 | 1862.219 | 1910.3434 | 1798.8425 | 1698.6237 | 1603.9884 | 1518.6559 | 1430.0167 | 1350.3462 | 1275.1145 | 14950.5999 | 25685.1277 | 24254.1338 | 22902.8648 | 21684.4278 | 20954.3909 | 19786.9602
QLD1 | LS Battery | 0.00030954 | 0.0002923 | 0.00027675 | 0.0002606 | 0.00024608 | 0.00029928 | 0.00035733 | 0.00051183 | 0.00048331 | 0.0013834 | 0.0011349 | 0.0010687 | 5767.2749 | 5445.9631 | 38666.3283 | 53523.7793 | 50541.8123 | 47725.9794 | 47511.7091 | 44738.5973 | 42246.0786
QLD1 | Pumped Hydro | 0 | 0 | 0.00023708 | 0.000262 | 0.00026611 | 0.00025128 | 0.00023791 | 0.00034266 | 0.00032357 | 0.00030554 | 0.00028928 | 0.00095021 | 0.00095175 | 0.00089873 | 0.001256 | 0.010464 | 22110.8192 | 20878.9605 | 19768.1956 | 18614.3872 | 17577.3251
QLD1 | VPP | 0 | 0 | 0 | 0 | 0 | 0 | 0 | 0 | 0 | 0 | 0 | 0 | 0 | 0 | 0 | 0 | 0 | 0 | 0 | 0 | 0
Total excluding storage |  | 0.0014886 | 0.0015325 | 0.0014509 | 0.0014571 | 29625.3715 | 69501.6073 | 126518.1549 | 203495.1432 | 242395.6951 | 228891.119 | 216714.0653 | 234886.1513 | 227169.5443 | 214513.2618 | 267936.2412 | 342214.8715 | 403940.8443 | 381436.1135 | 361143.6352 | 354138.1799 | 350750.1075
Region | Technology | 2021-22 | 2022-23 | 2023-24 | 2024-25 | 2025-26 | 2026-27 | 2027-28 | 2028-29 | 2029-30 | 2030-31 | 2031-32 | 2032-33 | 2033-34 | 2034-35 | 2035-36 | 2036-37 | 2037-38 | 2038-39 | 2039-40 | 2040-41 | 2041-42
VIC1 | Black Coal | 0 | 0 | 0 | 0 | 0 | 0 | 0 | 0 | 0 | 0 | 0 | 0 | 0 | 0 | 0 | 0 | 0 | 0 | 0 | 0 | 0
VIC1 | Brown Coal | 0 | 0 | 0 | 0 | 0 | 0 | 0 | 0 | 0 | 0 | 0 | 0 | 0 | 0 | 0 | 0 | 0 | 0 | 0 | 0 | 0
VIC1 | CCGT | 4.7809e-05 | 4.5145e-05 | 4.2744e-05 | 4.0249e-05 | 3.8006e-05 | 3.5889e-05 | 3.398e-05 | 4.1548e-05 | 4.9547e-05 | 6.6244e-05 | 6.272e-05 | 0.00010842 | 0.00010939 | 0.00010329 | 9.7796e-05 | 9.2088e-05 | 0.00011421 | 0.00010784 | 0.00011646 | 0.00010966 | 0.00010355
VIC1 | Gas - Steam | 0 | 0 | 0 | 0 | 0 | 0 | 0 | 0 | 0 | 0 | 0 | 0 | 0 | 0 | 0 | 0 | 0 | 0 | 0 | 0 | 0
VIC1 | OCGT / Diesel | 4.8965e-05 | 4.6237e-05 | 4.3777e-05 | 4.1222e-05 | 3.8925e-05 | 4.7104e-05 | 4.4598e-05 | 4.9963e-05 | 4.718e-05 | 4.4551e-05 | 5.4486e-05 | 5.1306e-05 | 4.8448e-05 | 5.5276e-05 | 5.2335e-05 | 4.9281e-05 | 6.941e-05 | 6.5543e-05 | 0.00010997 | 0.00010355 | 0.00021646
VIC1 | Hydro | 0 | 0 | 0 | 0 | 0 | 0 | 0 | 0 | 0 | 0 | 0 | 0 | 0 | 0 | 0 | 0 | 0 | 0 | 0 | 0 | 0
VIC1 | Wind | 0.00066778 | 0.00063058 | 0.00059703 | 0.00062514 | 0.00059031 | 0.00058296 | 0.0010184 | 0.0026435 | 10561.5059 | 9973.0934 | 9442.5228 | 8891.392 | 8396.0264 | 7928.2592 | 29846.8893 | 28104.8189 | 47731.291 | 51581.1068 | 48836.982 | 45986.5187 | 43424.4755
VIC1 | Solar PV | 6.4237e-05 | 7.3387e-05 | 6.9483e-05 | 7.6854e-05 | 0.00012667 | 0.00014642 | 19602.9352 | 31575.9211 | 31389.2713 | 29640.4828 | 28063.6031 | 26425.6175 | 24953.3687 | 23563.1433 | 22309.5793 | 21007.4382 | 19837.0522 | 33428.2391 | 31649.8501 | 32190.0381 | 45296.7015
VIC1 | LS Battery | 0.00031986 | 0.00030204 | 0.00028597 | 0.00026928 | 0.00025428 | 0.00036786 | 0.00036981 | 0.00048369 | 0.00045674 | 0.0010344 | 0.00079862 | 0.00075201 | 0.00071011 | 0.00067055 | 0.00063488 | 0.00052584 | 0.00078956 | 0.00066923 | 0.002873 | 0.0023655 | 0.016354
VIC1 | Pumped Hydro | 0 | 0 | 0.00026712 | 0.00028933 | 0.00029587 | 0.00034103 | 0.00032289 | 0.00042705 | 0.00060353 | 445.3095 | 3949.0074 | 39484.233 | 37284.4504 | 35207.2242 | 33334.1928 | 31388.5792 | 39987.6448 | 37759.8156 | 53552.5654 | 50426.868 | 56403.6408
VIC1 | VPP | 0 | 0 | 0 | 0 | 0 | 0 | 0 | 0 | 0 | 0 | 0 | 0 | 0 | 0 | 0 | 0 | 0 | 0 | 0 | 0 | 0
Total excluding storage |  | 0.0008288 | 0.00079535 | 0.00075304 | 0.00078346 | 0.00079391 | 0.00081237 | 19602.9362 | 31575.9238 | 41950.7772 | 39613.5762 | 37506.126 | 35317.0097 | 33349.3953 | 31491.4026 | 52156.4688 | 49112.2572 | 67568.3433 | 85009.3461 | 80486.8323 | 78176.557 | 88721.1774
Region | Technology | 2021-22 | 2022-23 | 2023-24 | 2024-25 | 2025-26 | 2026-27 | 2027-28 | 2028-29 | 2029-30 | 2030-31 | 2031-32 | 2032-33 | 2033-34 | 2034-35 | 2035-36 | 2036-37 | 2037-38 | 2038-39 | 2039-40 | 2040-41 | 2041-42
SA1 | Black Coal | 0 | 0 | 0 | 0 | 0 | 0 | 0 | 0 | 0 | 0 | 0 | 0 | 0 | 0 | 0 | 0 | 0 | 0 | 0 | 0 | 0
SA1 | Brown Coal | 0 | 0 | 0 | 0 | 0 | 0 | 0 | 0 | 0 | 0 | 0 | 0 | 0 | 0 | 0 | 0 | 0 | 0 | 0 | 0 | 0
SA1 | CCGT | 4.6685e-05 | 4.4084e-05 | 4.1738e-05 | 3.9302e-05 | 3.7113e-05 | 3.5045e-05 | 3.3181e-05 | 3.1244e-05 | 2.9503e-05 | 2.786e-05 | 2.6377e-05 | 5.6392e-05 | 5.325e-05 | 5.0283e-05 | 5.599e-05 | 5.2722e-05 | 7.1497e-05 | 6.7513e-05 | 7.1422e-05 | 6.7253e-05 | 8.4394e-05
SA1 | Gas - Steam | 0 | 0 | 0 | 0 | 0 | 0 | 0 | 0 | 0 | 0 | 0 | 0 | 0 | 0 | 0 | 0 | 0 | 0 | 0 | 0 | 0
SA1 | OCGT / Diesel | 4.8775e-05 | 4.6057e-05 | 4.3607e-05 | 4.1062e-05 | 3.8774e-05 | 4.8294e-05 | 4.5724e-05 | 5.007e-05 | 4.7281e-05 | 4.4647e-05 | 6.0642e-05 | 8.8714e-05 | 8.3771e-05 | 7.9104e-05 | 7.4896e-05 | 8.3916e-05 | 0.00011211 | 0.00010586 | 0.00012104 | 0.00011398 | 0.00027317
SA1 | Hydro | 0 | 0 | 0 | 0 | 0 | 0 | 0 | 0 | 0 | 0 | 0 | 0 | 0 | 0 | 0 | 0 | 0 | 0 | 0 | 0 | 0
SA1 | Wind | 0.0011713 | 0.001106 | 0.0011319 | 0.0010658 | 0.0010065 | 0.0011192 | 0.0010596 | 0.0016628 | 0.0018347 | 0.0020938 | 0.0021253 | 39552.5514 | 37348.9626 | 35268.1422 | 38101.4289 | 49867.6248 | 67886.3107 | 79652.6049 | 101436.388 | 95515.8602 | 90194.3912
SA1 | Solar PV | 0.00019909 | 0.00029524 | 0.00027954 | 0.00026322 | 0.00038317 | 0.00046751 | 0.00045329 | 0.0004336 | 0.0004879 | 0.00058316 | 0.0010278 | 9651.35 | 9113.6449 | 8605.897 | 8148.0615 | 19109.0622 | 18044.4402 | 17039.1314 | 16132.6462 | 18095.3464 | 18104.5027
SA1 | LS Battery | 0.00033356 | 0.00031497 | 0.00029822 | 0.00028081 | 0.00026516 | 0.00038472 | 0.00038324 | 0.00050807 | 0.00047976 | 6827.8868 | 19756.999 | 18603.8441 | 17567.3693 | 16588.6396 | 15706.1206 | 21288.6423 | 20102.5895 | 18982.6151 | 34332.5963 | 28481.7101 | 39283.3592
SA1 | Pumped Hydro | 0 | 0 | 0.00029686 | 0.00027954 | 0.00026396 | 0.00029022 | 0.00027478 | 0.00031132 | 0.00029398 | 0.00030347 | 0.00031616 | 0.00050657 | 0.00047835 | 0.0004517 | 0.00048689 | 0.00047287 | 0.0005863 | 0.00055364 | 0.0005498 | 0.00051771 | 0.00064317
SA1 | VPP | 0 | 0 | 0 | 0 | 0 | 0 | 0 | 0 | 0 | 0 | 0 | 0 | 0 | 0 | 0 | 0 | 0 | 0 | 0 | 0 | 0
Total excluding storage |  | 0.0014658 | 0.0014914 | 0.0014968 | 0.0014094 | 0.0014655 | 0.00167 | 0.0015918 | 0.0021777 | 0.0023994 | 0.0027495 | 0.0032401 | 49203.9015 | 46462.6076 | 43874.0393 | 46249.4905 | 68976.6871 | 85930.7511 | 96691.7365 | 117569.0344 | 113611.2068 | 108298.8942
Region | Technology | 2021-22 | 2022-23 | 2023-24 | 2024-25 | 2025-26 | 2026-27 | 2027-28 | 2028-29 | 2029-30 | 2030-31 | 2031-32 | 2032-33 | 2033-34 | 2034-35 | 2035-36 | 2036-37 | 2037-38 | 2038-39 | 2039-40 | 2040-41 | 2041-42
TAS1 | Black Coal | 0 | 0 | 0 | 0 | 0 | 0 | 0 | 0 | 0 | 0 | 0 | 0 | 0 | 0 | 0 | 0 | 0 | 0 | 0 | 0 | 0
TAS1 | Brown Coal | 0 | 0 | 0 | 0 | 0 | 0 | 0 | 0 | 0 | 0 | 0 | 0 | 0 | 0 | 0 | 0 | 0 | 0 | 0 | 0 | 0
TAS1 | CCGT | 4.2415e-05 | 4.0052e-05 | 3.7921e-05 | 3.5708e-05 | 3.3718e-05 | 3.184e-05 | 3.0146e-05 | 2.8386e-05 | 2.6805e-05 | 2.5312e-05 | 2.3965e-05 | 3.1352e-05 | 2.9605e-05 | 2.7956e-05 | 3.3937e-05 | 3.1956e-05 | 4.0118e-05 | 3.7883e-05 | 4.4898e-05 | 4.2277e-05 | 4.7748e-05
TAS1 | Gas - Steam | 0 | 0 | 0 | 0 | 0 | 0 | 0 | 0 | 0 | 0 | 0 | 0 | 0 | 0 | 0 | 0 | 0 | 0 | 0 | 0 | 0
TAS1 | OCGT / Diesel | 4.8306e-05 | 4.5614e-05 | 4.3188e-05 | 4.0667e-05 | 3.8401e-05 | 3.6262e-05 | 3.4333e-05 | 3.2329e-05 | 3.0528e-05 | 2.8827e-05 | 2.7293e-05 | 3.4325e-05 | 3.2413e-05 | 3.0607e-05 | 4.2679e-05 | 4.0188e-05 | 5.8132e-05 | 5.4893e-05 | 8.7959e-05 | 8.2825e-05 | 0.00016848
TAS1 | Hydro | 0 | 0 | 0 | 0 | 0 | 0 | 0 | 0 | 0 | 0 | 0 | 0 | 0 | 0 | 0 | 0 | 0 | 0 | 0 | 0 | 0
TAS1 | Wind | 0.00051099 | 0.00048252 | 16501.7352 | 30993.3006 | 43780.7343 | 54936.9958 | 64797.062 | 72808.1769 | 79832.0355 | 85763.7735 | 90980.1482 | 94714.9579 | 97931.4664 | 100370.2388 | 102465.3784 | 103374.8798 | 104087.99 | 104344.0651 | 104885.406 | 104152.2288 | 98349.6023
TAS1 | Solar PV | 2.5663e-05 | 4.0428e-05 | 5.2241e-05 | 4.9192e-05 | 0.00011232 | 0.00013716 | 0.00012986 | 0.00012228 | 0.00011547 | 0.00010904 | 0.00010324 | 9.7212e-05 | 9.1796e-05 | 0.00018512 | 0.00024684 | 0.00023243 | 0.00021948 | 0.00020725 | 0.00025603 | 315.5118 | 297.9337
TAS1 | LS Battery | 0.00030323 | 0.00028633 | 0.0002711 | 0.00025528 | 0.00024106 | 0.00028795 | 0.00033752 | 0.00034477 | 0.00032557 | 0.00054315 | 0.00034293 | 0.00032291 | 0.00030492 | 0.00028793 | 0.00035672 | 0.0003019 | 0.00039943 | 0.00036199 | 0.00055144 | 0.00038644 | 0.00056232
TAS1 | Pumped Hydro | 0 | 0 | 0.00046054 | 0.00046285 | 0.00047997 | 0.00048473 | 0.00045894 | 0.00046449 | 0.00046416 | 0.00047729 | 0.00051035 | 0.00079887 | 0.00075436 | 0.0015124 | 9208.7433 | 8671.2575 | 21145.6841 | 19967.5959 | 31508.5559 | 29669.4991 | 41440.7719
TAS1 | VPP | 0 | 0 | 0 | 0 | 0 | 0 | 0 | 0 | 0 | 0 | 0 | 0 | 0 | 0 | 0 | 0 | 0 | 0 | 0 | 0 | 0
Total excluding storage |  | 0.00062737 | 0.00060861 | 16501.7353 | 30993.3007 | 43780.7345 | 54936.9961 | 64797.0622 | 72808.1771 | 79832.0357 | 85763.7736 | 90980.1484 | 94714.9581 | 97931.4666 | 100370.239 | 102465.3787 | 103374.8801 | 104087.9903 | 104344.0654 | 104885.4064 | 104467.7408 | 98647.5362
Ernst & Young’s liability is limited by a scheme approved under Professional Standards Legislation

## M31_34_REHAB Cost
Rehabilitation cost by technology ($000s) - Marinus 1500MW M31_34, Central Scenario
REHAB | Real June 2019 dollars discounted to 1 July 2019
Explicitly modelled generation
Region | Technology | 2021-22 | 2022-23 | 2023-24 | 2024-25 | 2025-26 | 2026-27 | 2027-28 | 2028-29 | 2029-30 | 2030-31 | 2031-32 | 2032-33 | 2033-34 | 2034-35 | 2035-36 | 2036-37 | 2037-38 | 2038-39 | 2039-40 | 2040-41 | 2041-42
NEM | Black Coal | 0 | 0 | 0 | 62940.59 | 49698.5577 | 5193.8232 | 3541.4773 | 0 | 0 | 0 | 0 | 0 | 0 | 0 | 0 | 0 | 0 | 0 | 0 | 0 | 5.1703e-05
NEM | Brown Coal | 0 | 0 | 0 | 2266.6535 | 0 | 0 | 0 | 0 | 0 | 0 | 0 | 0 | 0 | 0 | 0 | 0 | 0 | 0 | 0 | 0 | 0
NEM | CCGT | 0 | 0 | 0 | 33820.8172 | 0 | 0 | 0 | 0 | 0 | 0 | 0 | 0 | 0 | 0 | 0 | 0 | 0 | 0 | 0 | 0 | 0
NEM | Gas - Steam | 0 | 0 | 0 | 65700.9606 | 0 | 0 | 0 | 0 | 0 | 0 | 0 | 0 | 8.3932e-06 | 0 | 0 | 0 | 0 | 1.2957e-06 | 0 | 0 | 0
NEM | OCGT / Diesel | 0 | 0 | 0 | 2522.9713 | 0 | 0 | 0 | 0 | 1638.1379 | 0 | 0 | 0 | 0 | 0 | 0 | 0 | 0 | 376.8081 | 0 | 0 | 0
NEM | Hydro | 0 | 0 | 0 | 0 | 0 | 0 | 0 | 0 | 0 | 0 | 0 | 0 | 0 | 0 | 0 | 0 | 0 | 0 | 0 | 0 | 0
NEM | Wind | 0 | 0 | 0 | 0 | 0 | 0 | 0 | 0 | 0 | 0 | 0 | 0 | 0 | 0 | 0 | 0 | 0 | 0 | 0 | 0 | 0
NEM | Solar PV | 0 | 0 | 0 | 0 | 0 | 0 | 0 | 0 | 0 | 0 | 0 | 0 | 0 | 0 | 0 | 0 | 0 | 0 | 0 | 0 | 0
NEM | LS Battery | 0 | 0 | 0 | 0 | 0 | 0 | 0 | 0 | 0 | 0 | 0 | 0 | 0 | 0 | 0 | 0 | 0 | 0 | 0 | 0 | 0
NEM | Pumped Hydro | 0 | 0 | 0 | 0 | 0 | 0 | 0 | 0 | 0 | 0 | 0 | 0 | 0 | 0 | 0 | 0 | 0 | 0 | 0 | 0 | 0
NEM | VPP | 0 | 0 | 0 | 0 | 0 | 0 | 0 | 0 | 0 | 0 | 0 | 0 | 0 | 0 | 0 | 0 | 0 | 0 | 0 | 0 | 0
Total excluding storage |  | 0 | 0 | 0 | 167251.9926 | 49698.5577 | 5193.8232 | 3541.4773 | 0 | 1638.1379 | 0 | 0 | 0 | 8.3932e-06 | 0 | 0 | 0 | 0 | 376.8081 | 0 | 0 | 5.1703e-05
Region | Technology | 2021-22 | 2022-23 | 2023-24 | 2024-25 | 2025-26 | 2026-27 | 2027-28 | 2028-29 | 2029-30 | 2030-31 | 2031-32 | 2032-33 | 2033-34 | 2034-35 | 2035-36 | 2036-37 | 2037-38 | 2038-39 | 2039-40 | 2040-41 | 2041-42
NSW1 | Black Coal | 0 | 0 | 0 | 31172.3109 | 35331.9252 | 5193.8232 | 2219.1432 | 0 | 0 | 0 | 0 | 0 | 0 | 0 | 0 | 0 | 0 | 0 | 0 | 0 | 0
NSW1 | Brown Coal | 0 | 0 | 0 | 0 | 0 | 0 | 0 | 0 | 0 | 0 | 0 | 0 | 0 | 0 | 0 | 0 | 0 | 0 | 0 | 0 | 0
NSW1 | CCGT | 0 | 0 | 0 | 0 | 0 | 0 | 0 | 0 | 0 | 0 | 0 | 0 | 0 | 0 | 0 | 0 | 0 | 0 | 0 | 0 | 0
NSW1 | Gas - Steam | 0 | 0 | 0 | 0 | 0 | 0 | 0 | 0 | 0 | 0 | 0 | 0 | 0 | 0 | 0 | 0 | 0 | 0 | 0 | 0 | 0
NSW1 | OCGT / Diesel | 0 | 0 | 0 | 0 | 0 | 0 | 0 | 0 | 0 | 0 | 0 | 0 | 0 | 0 | 0 | 0 | 0 | 0 | 0 | 0 | 0
NSW1 | Hydro | 0 | 0 | 0 | 0 | 0 | 0 | 0 | 0 | 0 | 0 | 0 | 0 | 0 | 0 | 0 | 0 | 0 | 0 | 0 | 0 | 0
NSW1 | Wind | 0 | 0 | 0 | 0 | 0 | 0 | 0 | 0 | 0 | 0 | 0 | 0 | 0 | 0 | 0 | 0 | 0 | 0 | 0 | 0 | 0
NSW1 | Solar PV | 0 | 0 | 0 | 0 | 0 | 0 | 0 | 0 | 0 | 0 | 0 | 0 | 0 | 0 | 0 | 0 | 0 | 0 | 0 | 0 | 0
NSW1 | LS Battery | 0 | 0 | 0 | 0 | 0 | 0 | 0 | 0 | 0 | 0 | 0 | 0 | 0 | 0 | 0 | 0 | 0 | 0 | 0 | 0 | 0
NSW1 | Pumped Hydro | 0 | 0 | 0 | 0 | 0 | 0 | 0 | 0 | 0 | 0 | 0 | 0 | 0 | 0 | 0 | 0 | 0 | 0 | 0 | 0 | 0
NSW1 | VPP | 0 | 0 | 0 | 0 | 0 | 0 | 0 | 0 | 0 | 0 | 0 | 0 | 0 | 0 | 0 | 0 | 0 | 0 | 0 | 0 | 0
Total excluding storage |  | 0 | 0 | 0 | 31172.3109 | 35331.9252 | 5193.8232 | 2219.1432 | 0 | 0 | 0 | 0 | 0 | 0 | 0 | 0 | 0 | 0 | 0 | 0 | 0 | 0
Region | Technology | 2021-22 | 2022-23 | 2023-24 | 2024-25 | 2025-26 | 2026-27 | 2027-28 | 2028-29 | 2029-30 | 2030-31 | 2031-32 | 2032-33 | 2033-34 | 2034-35 | 2035-36 | 2036-37 | 2037-38 | 2038-39 | 2039-40 | 2040-41 | 2041-42
QLD1 | Black Coal | 0 | 0 | 0 | 31768.2791 | 14366.6325 | 1.4905e-06 | 1322.3341 | 0 | 0 | 0 | 0 | 0 | 0 | 0 | 0 | 0 | 0 | 0 | 0 | 0 | 5.1703e-05
QLD1 | Brown Coal | 0 | 0 | 0 | 0 | 0 | 0 | 0 | 0 | 0 | 0 | 0 | 0 | 0 | 0 | 0 | 0 | 0 | 0 | 0 | 0 | 0
QLD1 | CCGT | 0 | 0 | 0 | 17842.8042 | 0 | 0 | 0 | 0 | 0 | 0 | 0 | 0 | 0 | 0 | 0 | 0 | 0 | 0 | 0 | 0 | 0
QLD1 | Gas - Steam | 0 | 0 | 0 | 0 | 0 | 0 | 0 | 0 | 0 | 0 | 0 | 0 | 0 | 0 | 0 | 0 | 0 | 0 | 0 | 0 | 0
QLD1 | OCGT / Diesel | 0 | 0 | 0 | 1.7791e-05 | 0 | 0 | 0 | 0 | 0 | 0 | 0 | 0 | 0 | 0 | 0 | 0 | 0 | 0 | 0 | 0 | 0
QLD1 | Hydro | 0 | 0 | 0 | 0 | 0 | 0 | 0 | 0 | 0 | 0 | 0 | 0 | 0 | 0 | 0 | 0 | 0 | 0 | 0 | 0 | 0
QLD1 | Wind | 0 | 0 | 0 | 0 | 0 | 0 | 0 | 0 | 0 | 0 | 0 | 0 | 0 | 0 | 0 | 0 | 0 | 0 | 0 | 0 | 0
QLD1 | Solar PV | 0 | 0 | 0 | 0 | 0 | 0 | 0 | 0 | 0 | 0 | 0 | 0 | 0 | 0 | 0 | 0 | 0 | 0 | 0 | 0 | 0
QLD1 | LS Battery | 0 | 0 | 0 | 0 | 0 | 0 | 0 | 0 | 0 | 0 | 0 | 0 | 0 | 0 | 0 | 0 | 0 | 0 | 0 | 0 | 0
QLD1 | Pumped Hydro | 0 | 0 | 0 | 0 | 0 | 0 | 0 | 0 | 0 | 0 | 0 | 0 | 0 | 0 | 0 | 0 | 0 | 0 | 0 | 0 | 0
QLD1 | VPP | 0 | 0 | 0 | 0 | 0 | 0 | 0 | 0 | 0 | 0 | 0 | 0 | 0 | 0 | 0 | 0 | 0 | 0 | 0 | 0 | 0
Total excluding storage |  | 0 | 0 | 0 | 49611.0834 | 14366.6325 | 1.4905e-06 | 1322.3341 | 0 | 0 | 0 | 0 | 0 | 0 | 0 | 0 | 0 | 0 | 0 | 0 | 0 | 5.1703e-05
Region | Technology | 2021-22 | 2022-23 | 2023-24 | 2024-25 | 2025-26 | 2026-27 | 2027-28 | 2028-29 | 2029-30 | 2030-31 | 2031-32 | 2032-33 | 2033-34 | 2034-35 | 2035-36 | 2036-37 | 2037-38 | 2038-39 | 2039-40 | 2040-41 | 2041-42
VIC1 | Black Coal | 0 | 0 | 0 | 0 | 0 | 0 | 0 | 0 | 0 | 0 | 0 | 0 | 0 | 0 | 0 | 0 | 0 | 0 | 0 | 0 | 0
VIC1 | Brown Coal | 0 | 0 | 0 | 2266.6535 | 0 | 0 | 0 | 0 | 0 | 0 | 0 | 0 | 0 | 0 | 0 | 0 | 0 | 0 | 0 | 0 | 0
VIC1 | CCGT | 0 | 0 | 0 | 0 | 0 | 0 | 0 | 0 | 0 | 0 | 0 | 0 | 0 | 0 | 0 | 0 | 0 | 0 | 0 | 0 | 0
VIC1 | Gas - Steam | 0 | 0 | 0 | 28597.295 | 0 | 0 | 0 | 0 | 0 | 0 | 0 | 0 | 0 | 0 | 0 | 0 | 0 | 1.2957e-06 | 0 | 0 | 0
VIC1 | OCGT / Diesel | 0 | 0 | 0 | 1.9513e-05 | 0 | 0 | 0 | 0 | 7.2195e-07 | 0 | 0 | 0 | 0 | 0 | 0 | 0 | 0 | 376.8081 | 0 | 0 | 0
VIC1 | Hydro | 0 | 0 | 0 | 0 | 0 | 0 | 0 | 0 | 0 | 0 | 0 | 0 | 0 | 0 | 0 | 0 | 0 | 0 | 0 | 0 | 0
VIC1 | Wind | 0 | 0 | 0 | 0 | 0 | 0 | 0 | 0 | 0 | 0 | 0 | 0 | 0 | 0 | 0 | 0 | 0 | 0 | 0 | 0 | 0
VIC1 | Solar PV | 0 | 0 | 0 | 0 | 0 | 0 | 0 | 0 | 0 | 0 | 0 | 0 | 0 | 0 | 0 | 0 | 0 | 0 | 0 | 0 | 0
VIC1 | LS Battery | 0 | 0 | 0 | 0 | 0 | 0 | 0 | 0 | 0 | 0 | 0 | 0 | 0 | 0 | 0 | 0 | 0 | 0 | 0 | 0 | 0
VIC1 | Pumped Hydro | 0 | 0 | 0 | 0 | 0 | 0 | 0 | 0 | 0 | 0 | 0 | 0 | 0 | 0 | 0 | 0 | 0 | 0 | 0 | 0 | 0
VIC1 | VPP | 0 | 0 | 0 | 0 | 0 | 0 | 0 | 0 | 0 | 0 | 0 | 0 | 0 | 0 | 0 | 0 | 0 | 0 | 0 | 0 | 0
Total excluding storage |  | 0 | 0 | 0 | 30863.9485 | 0 | 0 | 0 | 0 | 7.2195e-07 | 0 | 0 | 0 | 0 | 0 | 0 | 0 | 0 | 376.8081 | 0 | 0 | 0
Region | Technology | 2021-22 | 2022-23 | 2023-24 | 2024-25 | 2025-26 | 2026-27 | 2027-28 | 2028-29 | 2029-30 | 2030-31 | 2031-32 | 2032-33 | 2033-34 | 2034-35 | 2035-36 | 2036-37 | 2037-38 | 2038-39 | 2039-40 | 2040-41 | 2041-42
SA1 | Black Coal | 0 | 0 | 0 | 0 | 0 | 0 | 0 | 0 | 0 | 0 | 0 | 0 | 0 | 0 | 0 | 0 | 0 | 0 | 0 | 0 | 0
SA1 | Brown Coal | 0 | 0 | 0 | 0 | 0 | 0 | 0 | 0 | 0 | 0 | 0 | 0 | 0 | 0 | 0 | 0 | 0 | 0 | 0 | 0 | 0
SA1 | CCGT | 0 | 0 | 0 | 0 | 0 | 0 | 0 | 0 | 0 | 0 | 0 | 0 | 0 | 0 | 0 | 0 | 0 | 0 | 0 | 0 | 0
SA1 | Gas - Steam | 0 | 0 | 0 | 37103.6656 | 0 | 0 | 0 | 0 | 0 | 0 | 0 | 0 | 8.3932e-06 | 0 | 0 | 0 | 0 | 0 | 0 | 0 | 0
SA1 | OCGT / Diesel | 0 | 0 | 0 | 49.8985 | 0 | 0 | 0 | 0 | 1638.1379 | 0 | 0 | 0 | 0 | 0 | 0 | 0 | 0 | 0 | 0 | 0 | 0
SA1 | Hydro | 0 | 0 | 0 | 0 | 0 | 0 | 0 | 0 | 0 | 0 | 0 | 0 | 0 | 0 | 0 | 0 | 0 | 0 | 0 | 0 | 0
SA1 | Wind | 0 | 0 | 0 | 0 | 0 | 0 | 0 | 0 | 0 | 0 | 0 | 0 | 0 | 0 | 0 | 0 | 0 | 0 | 0 | 0 | 0
SA1 | Solar PV | 0 | 0 | 0 | 0 | 0 | 0 | 0 | 0 | 0 | 0 | 0 | 0 | 0 | 0 | 0 | 0 | 0 | 0 | 0 | 0 | 0
SA1 | LS Battery | 0 | 0 | 0 | 0 | 0 | 0 | 0 | 0 | 0 | 0 | 0 | 0 | 0 | 0 | 0 | 0 | 0 | 0 | 0 | 0 | 0
SA1 | Pumped Hydro | 0 | 0 | 0 | 0 | 0 | 0 | 0 | 0 | 0 | 0 | 0 | 0 | 0 | 0 | 0 | 0 | 0 | 0 | 0 | 0 | 0
SA1 | VPP | 0 | 0 | 0 | 0 | 0 | 0 | 0 | 0 | 0 | 0 | 0 | 0 | 0 | 0 | 0 | 0 | 0 | 0 | 0 | 0 | 0
Total excluding storage |  | 0 | 0 | 0 | 37153.5641 | 0 | 0 | 0 | 0 | 1638.1379 | 0 | 0 | 0 | 8.3932e-06 | 0 | 0 | 0 | 0 | 0 | 0 | 0 | 0
Region | Technology | 2021-22 | 2022-23 | 2023-24 | 2024-25 | 2025-26 | 2026-27 | 2027-28 | 2028-29 | 2029-30 | 2030-31 | 2031-32 | 2032-33 | 2033-34 | 2034-35 | 2035-36 | 2036-37 | 2037-38 | 2038-39 | 2039-40 | 2040-41 | 2041-42
TAS1 | Black Coal | 0 | 0 | 0 | 0 | 0 | 0 | 0 | 0 | 0 | 0 | 0 | 0 | 0 | 0 | 0 | 0 | 0 | 0 | 0 | 0 | 0
TAS1 | Brown Coal | 0 | 0 | 0 | 0 | 0 | 0 | 0 | 0 | 0 | 0 | 0 | 0 | 0 | 0 | 0 | 0 | 0 | 0 | 0 | 0 | 0
TAS1 | CCGT | 0 | 0 | 0 | 15978.013 | 0 | 0 | 0 | 0 | 0 | 0 | 0 | 0 | 0 | 0 | 0 | 0 | 0 | 0 | 0 | 0 | 0
TAS1 | Gas - Steam | 0 | 0 | 0 | 0 | 0 | 0 | 0 | 0 | 0 | 0 | 0 | 0 | 0 | 0 | 0 | 0 | 0 | 0 | 0 | 0 | 0
TAS1 | OCGT / Diesel | 0 | 0 | 0 | 2473.0727 | 0 | 0 | 0 | 0 | 0 | 0 | 0 | 0 | 0 | 0 | 0 | 0 | 0 | 0 | 0 | 0 | 0
TAS1 | Hydro | 0 | 0 | 0 | 0 | 0 | 0 | 0 | 0 | 0 | 0 | 0 | 0 | 0 | 0 | 0 | 0 | 0 | 0 | 0 | 0 | 0
TAS1 | Wind | 0 | 0 | 0 | 0 | 0 | 0 | 0 | 0 | 0 | 0 | 0 | 0 | 0 | 0 | 0 | 0 | 0 | 0 | 0 | 0 | 0
TAS1 | Solar PV | 0 | 0 | 0 | 0 | 0 | 0 | 0 | 0 | 0 | 0 | 0 | 0 | 0 | 0 | 0 | 0 | 0 | 0 | 0 | 0 | 0
TAS1 | LS Battery | 0 | 0 | 0 | 0 | 0 | 0 | 0 | 0 | 0 | 0 | 0 | 0 | 0 | 0 | 0 | 0 | 0 | 0 | 0 | 0 | 0
TAS1 | Pumped Hydro | 0 | 0 | 0 | 0 | 0 | 0 | 0 | 0 | 0 | 0 | 0 | 0 | 0 | 0 | 0 | 0 | 0 | 0 | 0 | 0 | 0
TAS1 | VPP | 0 | 0 | 0 | 0 | 0 | 0 | 0 | 0 | 0 | 0 | 0 | 0 | 0 | 0 | 0 | 0 | 0 | 0 | 0 | 0 | 0
Total excluding storage |  | 0 | 0 | 0 | 18451.0857 | 0 | 0 | 0 | 0 | 0 | 0 | 0 | 0 | 0 | 0 | 0 | 0 | 0 | 0 | 0 | 0 | 0
Ernst & Young’s liability is limited by a scheme approved under Professional Standards Legislation

## M31_34_REZ Tx Cost
REZ transmission expansion cost by region ($000s) - Marinus 1500MW M31_34, Central Scenario
REZ Expansion | Real June 2019 dollars discounted to 1 July 2019. As with the total capital costs, the REZ transmission expansion costs are annualised for modelling purposes.
Region | Aggregation | 2021-22 | 2022-23 | 2023-24 | 2024-25 | 2025-26 | 2026-27 | 2027-28 | 2028-29 | 2029-30 | 2030-31 | 2031-32 | 2032-33 | 2033-34 | 2034-35 | 2035-36 | 2036-37 | 2037-38 | 2038-39 | 2039-40 | 2040-41 | 2041-42
NSW1 | Transmission | 9.6626e-05 | 9.9671e-05 | 9.4369e-05 | 9.7069e-05 | 9.8734e-05 | 0.00010031 | 9.4971e-05 | 9.697e-05 | 9.811e-05 | 0.00010344 | 0.0001061 | 0.00015015 | 0.00018382 | 0.00017357 | 13073.8344 | 12310.7552 | 19362.3642 | 18283.63 | 21171.2613 | 20152.4511 | 26681.1004
QLD1 | Transmission | 8.4375e-05 | 9.2615e-05 | 8.7687e-05 | 9.0014e-05 | 0.00014099 | 0.00022526 | 0.00026708 | 13177.3787 | 12443.2283 | 11749.9795 | 11124.8782 | 10475.5535 | 9891.9297 | 9340.8213 | 15430.6994 | 14530.0573 | 49067.505 | 46333.8102 | 43868.8421 | 47728.9083 | 52737.1603
VIC1 | Transmission | 2.1271e-05 | 2.0085e-05 | 1.9017e-05 | 1.7907e-05 | 1.6909e-05 | 1.5967e-05 | 1.5118e-05 | 1.4235e-05 | 1.3442e-05 | 1.2693e-05 | 1.2018e-05 | 1.1317e-05 | 1.0686e-05 | 1.0091e-05 | 9.554e-06 | 8.9963e-06 | 8.4951e-06 | 8.0218e-06 | 7.5951e-06 | 7.1518e-06 | 6.7533e-06
SA1 | Transmission | 8.2409e-05 | 8.6467e-05 | 9.261e-05 | 8.8984e-05 | 9.3909e-05 | 0.00010462 | 9.9057e-05 | 0.00014263 | 0.00016265 | 0.00018015 | 0.00018611 | 0.0004272 | 0.0004034 | 0.00038093 | 682.0539 | 2784.4049 | 7011.6333 | 9007.5458 | 12547.5566 | 11815.1946 | 11156.9355
TAS1 | Transmission | 0 | 0 | 0 | 0 | 0 | 0 | 0 | 0 | 0 | 602.399 | 1136.8975 | 1866.0889 | 2513.3512 | 2373.325 | 2247.0637 | 2115.9095 | 1998.026 | 1886.7101 | 1786.3367 | 1682.0738 | 1588.3605
NEM | Total | 0.00028468 | 0.00029884 | 0.00029368 | 0.00029397 | 0.00035054 | 0.00044615 | 0.00047622 | 13177.379 | 12443.2286 | 12352.3788 | 12261.776 | 12341.6431 | 12405.2815 | 11714.1469 | 31433.6514 | 31741.1268 | 77439.5285 | 75511.6961 | 79373.9967 | 81378.6279 | 92163.5567
Ernst & Young’s liability is limited by a scheme approved under Professional Standards Legislation

## M31_34_USE+DSP Cost
USE and USE / DSP cost by region ($000s) - Marinus 1500MW M31_34, Central Scenario
USE / DSP | Real June 2019 dollars discounted to 1 July 2019
Region | Aggregation | 2021-22 | 2022-23 | 2023-24 | 2024-25 | 2025-26 | 2026-27 | 2027-28 | 2028-29 | 2029-30 | 2030-31 | 2031-32 | 2032-33 | 2033-34 | 2034-35 | 2035-36 | 2036-37 | 2037-38 | 2038-39 | 2039-40 | 2040-41 | 2041-42
NSW1 | USE / DSP | 0.00023634 | 0.00023626 | 0.0002381 | 947.7485 | 0.00024069 | 0.00024126 | 0.00023927 | 1514.3599 | 117.0724 | 0.00024429 | 238.5256 | 663.8105 | 34447.4145 | 197.2536 | 1135.1458 | 802.1985 | 2661.9278 | 0.00025492 | 10093.9332 | 200.442 | 953.3536
QLD1 | USE / DSP | 0.00028099 | 0.00028052 | 0.00028164 | 0.00028302 | 4.2732 | 0.00028382 | 0.00028289 | 6138.2914 | 0.00028326 | 0.0002842 | 0.00028564 | 387.3746 | 5889.8344 | 0.00028924 | 653.1522 | 6534.3348 | 15912.5305 | 0.00029677 | 5941.8681 | 0.00029739 | 5574.956
VIC1 | USE / DSP | 40.6161 | 0.00024832 | 18.3872 | 0.00025092 | 0.00025141 | 572.648 | 0.00025282 | 747.8664 | 0.00025595 | 0.00025759 | 633.1087 | 445.6637 | 0.00026604 | 600.5101 | 598.9649 | 76.826 | 1297.7896 | 0.00026572 | 574.3569 | 133.9554 | 725.9967
SA1 | USE / DSP | 0.00023551 | 0.00023464 | 5.0527 | 0.00023769 | 0.00023895 | 186.8797 | 1.3612 | 387.3362 | 15.9209 | 0.0002447 | 4411.2578 | 2241.9434 | 0.00025291 | 188.1035 | 683.4504 | 388.2829 | 2024.3749 | 0.0002525 | 553.4067 | 177.3455 | 671.9603
TAS1 | USE / DSP | 0.00014 | 0.00013915 | 0.00014013 | 0.0001396 | 0.0001387 | 0.00013888 | 0.00013968 | 0.00013935 | 0.00013968 | 0.00013962 | 0.00014082 | 45.8153 | 0.00014297 | 0.00014227 | 53.0442 | 0.00014264 | 62.5778 | 0.00014379 | 44.7531 | 0.00014313 | 51.5998
NEM | Total | 40.617 | 0.0011389 | 23.4406 | 947.7494 | 4.2741 | 759.5284 | 1.3621 | 8787.8541 | 132.994 | 0.0011704 | 5282.8925 | 3784.6074 | 40337.2496 | 985.8676 | 3123.7575 | 7801.6423 | 21959.2006 | 0.0012137 | 17208.318 | 511.7434 | 7977.8664
Ernst & Young’s liability is limited by a scheme approved under Professional Standards Legislation

## M31_34_SyncCon Cost
Synchronous Condenser cost by region ($000s) - Marinus 1500MW M31_34, Central Scenario
SyncCon | Real June 2019 dollars discounted to 1 July 2019
Region | Aggregation | 2021-22 | 2022-23 | 2023-24 | 2024-25 | 2025-26 | 2026-27 | 2027-28 | 2028-29 | 2029-30 | 2030-31 | 2031-32 | 2032-33 | 2033-34 | 2034-35 | 2035-36 | 2036-37 | 2037-38 | 2038-39 | 2039-40 | 2040-41 | 2041-42
TAS1 | SyncCon | 1478.7733 | 1411.595 | 1524.0112 | 1181.023 | 1051.6392 | 1364.8961 | 1006.449 | 1062.3405 | 1135.6793 | 1239.236 | 1766.4416 | 1635.9754 | 1573.0795 | 1869.0417 | 1612.1495 | 1732.7718 | 1348.9395 | 1393.261 | 1305.5843 | 1217.2285 | 1184.9021
NEM | Total | 1478.7733 | 1411.595 | 1524.0112 | 1181.023 | 1051.6392 | 1364.8961 | 1006.449 | 1062.3405 | 1135.6793 | 1239.236 | 1766.4416 | 1635.9754 | 1573.0795 | 1869.0417 | 1612.1495 | 1732.7718 | 1348.9395 | 1393.261 | 1305.5843 | 1217.2285 | 1184.9021
Ernst & Young’s liability is limited by a scheme approved under Professional Standards Legislation