## Cover
Project Marinus Economic Modelling Results
Supporting material for the Economic Modelling Appendix to the TasNetworks Supplementary Analysis Report
TasNetworks | 09 November 2020

## Release notice
Notice
Ernst & Young ("EY") was engaged on the instructions of Tasmanian Networks Pty Ltd (“TasNetworks” or “Client”) to provide market modelling in relation to the proposed Marinus Link interconnector (“Project”), in accordance with the contract dated 14 June 2018.
The results of EY’s work, including the assumptions and qualifications made in preparing the workbook dated 9 November 2020 (“Workbook”), are set out in EY's report dated 27 November 2019 ("Report") and addendum report dated 9 November 2020 ("Addendum") which is an addendum to the Report prepared at the specific request of the Client to update the scenarios and various input assumptions to align with more recent data. The Workbook must be read in conjunction with the Report and Addendum (https://www.marinuslink.com.au/rit-t-process/) to understand the full context and details of the model used to compute the long-term least-cost generation development plan and gross market benefits of Marinus Link. The Workbook, Report and Addendum should be read in their entirety including this notice, the applicable scope of the work and any limitations. A reference to the Workbook includes any part of the Report, Addendum and Workbook. No further work has been undertaken by EY since the date of the Workbook to update it. Except as described in the Addendum, no further work has been undertaken by EY since the date of the Report to update its contents.
EY has prepared the Workbook under the directions of the Client. EY has not been engaged to act, and has not acted, as advisor to any other party. Accordingly, EY makes no representations as to the appropriateness, accuracy or completeness of the Workbook for any other party's purposes.
No reliance may be placed upon the Workbook or any of its contents by any party other than the Client (“Third Parties”). Any Third Party receiving a copy of the Workbook must make and rely on their own enquiries in relation to the issues to which the Workbook relates, the contents of the Workbook and all matters arising from or relating to or in any way connected with the Workbook or its contents.
EY disclaims all responsibility to any Third Parties for any loss or liability that the Third Parties may suffer or incur arising from or relating to or in any way connected with the contents of the Workbook, the provision of the Workbook to the Third Parties or the reliance upon the Workbook by the Third Parties.
No claim or demand or any actions or proceedings may be brought against EY arising from or connected with the contents of the Workbook or the provision of the Workbook to the Third Parties. EY will be released and forever discharged from any such claims, demands, actions or proceedings.
Our work commenced on 6 January 2020 and was completed on 21 October 2020. Therefore, our Workbook does not take account of events or circumstances arising after 21 October 2020 and we have no responsibility to update the Workbook for such events or circumstances.
In preparing this Workbook we have considered and relied upon information from a range of sources believed to be reliable and accurate. We do not imply, and it should not be construed, that we have verified any of the information provided to us, or that our enquiries could have identified any matter that a more extensive examination might disclose.
The work performed as part of our scope considers information provided to us and a number of combinations of input assumptions relating to future conditions, which may not necessarily represent actual or most likely future conditions. Additionally, modelling work performed as part of our scope inherently requires assumptions about future behaviours and market interactions, which may result in forecasts that deviate from future conditions. There will usually be differences between estimated and actual results, because events and circumstances frequently do not occur as expected, and those differences may be material. We take no responsibility that the projected outcomes will be achieved, if any.
We highlight that our analysis and Workbook do not constitute investment advice or a recommendation to you on a future course of action. We provide no assurance that the scenarios we have modelled will be accepted by any relevant authority or third party.
Our conclusions are based, in part, on the assumptions stated and on information provided by the Client and other information sources used during the course of the engagement. The modelled outcomes are contingent on the collection of assumptions as agreed with the Client and no consideration of other market events, announcements or other changing circumstances are reflected in this Workbook. Neither EY nor any member or employee thereof undertakes responsibility in any way whatsoever to any person in respect of errors in this Workbook arising from incorrect information provided by the Client or other information sources used.
EY has consented to the Workbook being published electronically on the Client’s website alongside the Report and Addendum for informational purposes only. EY has not consented to distribution or disclosure beyond this. The material contained in the Workbook, including the EY logo, is copyright. The copyright in the material contained in the Workbook itself, excluding EY logo, vests in the Client. The Workbook, including the EY logo, cannot be altered without prior written permission from EY.
EY’s liability is limited by a scheme approved under Professional Standards Legislation.

## Version notes
Change log
2020-11-09 | 1 | Supporting material for the Economic Modelling Appendix to the TasNetworks Supplementary Analysis Report, Slow Scenario. Marinus Link stage 1 from 1 July 2027 and stage 2 from 1 July 2030.

## Abbreviations and notes
Abbreviations
CCGT | Closed cycle gas turbine
Diesel | Diesel generator
Distributed PV | Small-scale PV (PVNSG) and Rooftop PV
DSP | Demand-side participation
FOM | Fixed operations and maintenance
Gas - Steam | Gas-powered steam turbine
GWh | Gigawatt-hours
LS Battery | Explicitly modelled existing and new entrant (4 hour) battery storage
MW | Megawatts
NEM | National Electricity Market
OCGT | Open cycle gas turbine
PADR | Project Assessment Draft Report
PV | Photovoltaic
PVNSG | PV non-scheduled generators
Rehab | Rehabilitation (after closing an existing generator)
USE | Unserved energy
VOM | Variable operations and maintenance
VPP | Virtual power plants
Notes
1. BaseCase simulations do not include Marinus Link. M27_30 simulations include Marinus Link stage 1 from 1 July 2027 and stage 2 from 1 July 2030.
2. Tumut 3 generation is included in Hydro, whereas Tumut 3 pump is included in Pumped Hydro Pump.
3. REZ expansion costs only capture intra-regional network augmentations. These costs do not include the cost of interconnectors.
4. New entrant capacity and retiring capacity for allowable generators are made at the beginning of each financial year, on 1 July.
5. Other non-scheduled generation is handled on the demand side as per Australian Energy Market Operator's (AEMO's) 2020 Electricity Statement of Opportunities (ESOO).

## ---Compare options---
Compare |  | M27_30 | to | BaseCase |  | 0 | 1 | 2 | 3 | 4 | 5 | 6 | 7 | 8 | 9 | 10 | 11 | 12 | 13 | 14 | 15 | 16 | 17 | 18 | 19 | 20
NEM discounted gross market benefits by year
Select region | NEM
[5 empty] | Real June 2019 dollars ($m) discounted to 1 July 2019 | 2021-22 | 2022-23 | 2023-24 | 2024-25 | 2025-26 | 2026-27 | 2027-28 | 2028-29 | 2029-30 | 2030-31 | 2031-32 | 2032-33 | 2033-34 | 2034-35 | 2035-36 | 2036-37 | 2037-38 | 2038-39 | 2039-40 | 2040-41 | 2041-42
|  |  |  | Build | CAPEX | 6.9284e-06 | 6.5e-06 | 7.6798e-06 | 7.75e-06 | 7.6773e-06 | 7.5083e-06 | 7.0976e-06 | 8.2301e-06 | 7.3749e-06 | 0.007946 | 0.014088 | -2.3414 | -4.2265 | -3.917 | -3.8171 | 9.8316 | 61.7858 | 57.3079 | 47.0691 | 52.0877 | 52.059
|  |  |  | FOM | FOM | 1.0073e-06 | 9.5031e-07 | 9.9085e-07 | 1.026e-06 | 9.9576e-07 | 9.0918e-07 | 7.6629e-07 | 1.0095e-06 | 8.4478e-07 | -0.036396 | 19.6813 | 76.9859 | 22.5167 | 20.8681 | 30.7949 | 21.6167 | 18.6768 | 24.5908 | 21.4731 | 19.7776 | 16.7186
|  |  |  | Fuel | Fuel | -0.0047632 | -0.072895 | -0.027999 | 0.098998 | -0.080206 | 0.00025788 | 21.092 | 22.8153 | 24.309 | 33.8098 | 29.661 | 35.0757 | 31.5189 | 30.8136 | 29.4387 | 22.9687 | 7.0775 | 8.6229 | 15.422 | 9.2653 | 16.3655
|  |  |  | VOM | VOM | -0.0080055 | 0.021323 | -0.020346 | -0.109 | -0.0028746 | 0.007073 | -7.9703 | -7.64 | -6.7033 | -6.7857 | -5.6578 | -5.9132 | -5.34 | -5.0318 | -3.9614 | -3.6803 | -6.848 | -5.7781 | -4.4722 | -3.8063 | -4.4147
|  |  |  | REHAB | REHAB | 0 | 0 | 0 | 0 | 0 | 0 | 0 | 0 | 0 | -1.125e-06 | -3.2651 | -11.9476 | 0 | 0 | -2.292 | 7.4742e-06 | 1.7465 | 0 | 0 | 0 | 0
|  |  |  | REZ Tx | REZ | 3.0865e-07 | 3.1927e-07 | 3.2807e-07 | 3.3055e-07 | 3.4115e-07 | 3.5047e-07 | 3.4177e-07 | 3.5581e-07 | 3.4582e-07 | 0.57232 | 1.3602 | 2.5243 | 3.5139 | 4.3451 | 5.0491 | 5.6009 | 5.7799 | 5.8237 | 5.7003 | 5.5363 | 5.131
|  |  |  | USE+DSP | USE+DSP | 1.1252e-06 | 1.124e-06 | 1.1338e-06 | 1.1293e-06 | 1.1274e-06 | 1.1264e-06 | 1.1309e-06 | 1.1296e-06 | 1.1277e-06 | 1.1299e-06 | 1.1325e-06 | 1.1346e-06 | -4.781e-06 | 1.1374e-06 | 2.2215 | 2.3007 | -1.8987 | -0.86323 | -0.15677 | -8.2375 | 0.070078
|  |  |  | SyncCon | SyncCon | 0.0060105 | 0.0007455 | 0.0011702 | -0.017378 | -0.070424 | -0.30494 | 0.27319 | 0.21572 | 0.24857 | 0.10557 | 0.056898 | 0.052159 | 0.0059965 | 0.015647 | 0.0028865 | 0.0086259 | 0.013039 | 0.026213 | 0.046646 | 0.0014174 | 0.036416
[5 empty] | Total cumulative gross benefits | -0.0067488 | -0.057566 | -0.10473 | -0.1321 | -0.28559 | -0.58319 | 12.8117 | 28.2027 | 46.057 | 73.7306 | 115.5811 | 210.0168 | 258.0058 | 305.0995 | 362.5362 | 421.183 | 507.5158 | 597.2461 | 682.3282 | 756.9526 | 842.9185
NEM capacity difference by year
Select region | NEM
[5 empty] | Capacity difference (MW) | 2021-22 | 2022-23 | 2023-24 | 2024-25 | 2025-26 | 2026-27 | 2027-28 | 2028-29 | 2029-30 | 2030-31 | 2031-32 | 2032-33 | 2033-34 | 2034-35 | 2035-36 | 2036-37 | 2037-38 | 2038-39 | 2039-40 | 2040-41 | 2041-42
[5 empty] | Black Coal | 0 | 0 | 0 | 0 | 0 | 0 | 0 | 0 | 0 | 0 | 0 | -0.00037315 | -0.00037315 | -0.00037314 | -89.4088 | -89.4085 | -10.0598 | -10.0598 | -10.0598 | -10.0598 | -10.0598
[5 empty] | Brown Coal | 0 | 0 | 0 | 0 | 0 | 0 | 0 | 0 | 0 | 0 | -93.9476 | -465.024 | -465.024 | -465.024 | -465.024 | -465.024 | -465.024 | -465.024 | -465.024 | -465.024 | -371.0764
[5 empty] | CCGT | 0 | 0 | 0 | 0 | 0 | 0 | 0 | 0 | 0 | 0 | 0 | 0 | 0 | 0 | 0 | 0 | 0 | 0 | 0 | 0 | 0
[5 empty] | Gas - Steam | 0 | 0 | 0 | 0 | 0 | 0 | 0 | 0 | 0 | 0 | 0 | 0 | 0 | 0 | 0 | 0 | 0 | 0 | 0 | 0 | 0
[5 empty] | OCGT / Diesel | 0 | 0 | 0 | 0 | 0 | 0 | 0 | 0 | 0 | 0 | 0 | 0 | 0 | 0 | 0 | 0 | 0 | 0 | 0 | -102.0832 | -102.0832
[5 empty] | Hydro | 0 | 0 | 0 | 0 | 0 | 0 | 250 | 250 | 250 | 250 | 250 | 250 | 250 | 250 | 250 | 250 | 250 | 250 | 250 | 250 | 250
[5 empty] | Wind | 0 | 0 | 2.9e-05 | 1.5e-05 | 2.85e-05 | 4e-05 | 4e-05 | 4e-05 | 6e-05 | -4.172 | -7.9424 | -7.9425 | -14.8442 | -14.8442 | -14.8442 | -176.4273 | -259.2505 | -399.5622 | -375.6173 | -84.2837 | -158.958
[5 empty] | Solar PV | 0 | 0 | 0 | 0 | 0 | 0 | 0 | 0 | 0 | 0 | 0 | 0 | 14.7404 | 14.7404 | 14.7404 | -96.3117 | -1233.9264 | -952.6409 | -625.7172 | -1221.3541 | -1346.4886
[5 empty] | LS Battery | 0 | 0 | 0 | 0 | 0 | 0 | 0 | 0 | 0 | 0 | 0 | 0 | 0 | 0 | -22.8833 | -125.8103 | -1124.7208 | -1124.7208 | -1124.7208 | -1290.7635 | -1290.7635
[5 empty] | Pumped Hydro | 0 | 0 | 0 | 0 | 0 | 0 | 0 | 0 | 0 | 0 | 0 | 25.6878 | 49.6129 | 49.6129 | 62.9596 | 49.2055 | 87.9342 | 87.9342 | 87.9342 | 44.7926 | 44.7926
[5 empty] | VPP | 0 | 0 | 0 | 0 | 0 | 0 | 0 | 0 | 0 | 0 | 0 | 0 | 0 | 0 | 0 | 0 | 0 | 0 | 0 | 0 | 0
[5 empty] | LS Battery pump | 0 | 0 | 0 | 0 | 0 | 0 | 0 | 0 | 0 | 0 | 0 | 0 | 0 | 0 | -22.8833 | -125.8103 | -1124.7208 | -1124.7208 | -1124.7208 | -1290.7635 | -1290.7635
[5 empty] | Pumped Hydro Pump | 0 | 0 | 0 | 0 | 0 | 0 | 0 | 0 | 0 | 0 | 0 | 25.6878 | 49.6129 | 49.6129 | 62.9596 | 49.2055 | 87.9342 | 87.9342 | 87.9342 | 44.7926 | 44.7926
[5 empty] | VPP pump | 0 | 0 | 0 | 0 | 0 | 0 | 0 | 0 | 0 | 0 | 0 | 0 | 0 | 0 | 0 | 0 | 0 | 0 | 0 | 0 | 0
NEM generation difference by year
Select region | NEM
[5 empty] | Sent-out generation difference (GWh)* | 2021-22 | 2022-23 | 2023-24 | 2024-25 | 2025-26 | 2026-27 | 2027-28 | 2028-29 | 2029-30 | 2030-31 | 2031-32 | 2032-33 | 2033-34 | 2034-35 | 2035-36 | 2036-37 | 2037-38 | 2038-39 | 2039-40 | 2040-41 | 2041-42
[5 empty] | Black Coal | -0.0482 | -8.4021e-05 | -0.019359 | -1.7794 | 7.5582 | 0.43023 | -369.6006 | -630.2787 | -1706.2456 | -3366.1864 | -3142.6873 | -2527.4524 | -2384.6013 | -2460.5809 | -2608.7972 | -1870.269 | 149.2271 | 411.0958 | 366.7828 | -412.8594 | 613.1375
[5 empty] | Brown Coal | -0.43628 | 12.5904 | 6.3683 | -14.711 | 3.5874 | -0.435 | -3923.4246 | -3809.8371 | -2437.1208 | -1981.2208 | -1683.6039 | -2609.8218 | -2994.0269 | -3202.3826 | -3337.5778 | -3217.6062 | -3541.4409 | -3489.2593 | -3552.6259 | -3561.0514 | -2739.7572
[5 empty] | CCGT | -1.0705e-05 | -1.1435e-05 | -1.7682e-05 | -1.3273e-05 | -1.4039e-05 | -1.5067e-05 | -1.6494e-05 | -1.8062e-05 | -1.9365e-05 | -2.145e-05 | 0.063795 | -0.025393 | 0.16381 | 0.16231 | 1.2087 | 3.1551 | 22.7101 | -66.8777 | -621.1898 | -0.97929 | -1064.6993
[5 empty] | Gas - Steam | -7e-07 | -8e-07 | -1e-06 | -8.4264e-07 | -8.5382e-07 | -9e-07 | -1.3324 | -1.418 | -3.1135 | -2.2289 | -3.2854 | -3.1619 | -1.9928 | -3.8092 | -13.1469 | -9.387 | -3.1905 | -7.9548 | 0 | 0 | 0
[5 empty] | OCGT / Diesel | -1.5774e-05 | -1.4599e-05 | -1.6136e-05 | -1.7831e-05 | -1.8938e-05 | -2.0379e-05 | -1.7191 | -3.4926 | -3.9378 | -1.9351 | -4.3913 | -11.1981 | -2.784 | -5.8582 | -25.0375 | -27.6683 | -9.8366 | -72.3794 | -137.7207 | -7.8042 | -133.1486
[5 empty] | Hydro | -0.78902 | -14.5 | -6.5589 | 18.2361 | -20.1946 | -1.8547 | 4643.0249 | 4777.7404 | 4447.9046 | 5263.0196 | 4696.1142 | 5120.6758 | 5162.6571 | 5309.2836 | 5386.8405 | 5233.7269 | 6343.2856 | 6163.9228 | 6057.7147 | 5649.052 | 6217.4714
[5 empty] | Wind | -0.00030548 | 0.00019494 | 9.9141e-05 | 8.2375e-05 | 0.00021317 | 0.00011167 | 5.8659 | 53.7527 | 110.5039 | 275.4228 | 361.9861 | 447.6643 | 545.0181 | 682.4914 | 805.4132 | 419.6254 | -31.7251 | -515.0913 | -248.9716 | 1007.4755 | 627.2905
[5 empty] | Solar PV | 6.8915e-05 | 8.0285e-06 | 9.5508e-06 | -1.4932e-05 | 2.0467e-06 | -2.5281e-05 | -3.9473e-05 | 0.32747 | 0.36487 | 0.83741 | 0.37144 | -0.74264 | 29.6922 | 29.6146 | 28.7954 | -280.2429 | -2951.0289 | -2355.6219 | -1568.0174 | -2969.2942 | -3385.8201
[5 empty] | LS Battery | -0.011255 | -0.012331 | 0.097739 | 0.0082144 | -2.6897 | -0.85293 | -16.6856 | -11.5017 | -15.4823 | -26.4502 | -15.5648 | 3.4475 | -3.5207 | 4.9944 | -30.7401 | -162.3642 | -1250.5538 | -1262.8842 | -1253.3066 | -1329.6596 | -1345.962
[5 empty] | Pumped Hydro | 0.85186 | 1.8742 | 0.8888 | 0.69656 | -0.17823 | -0.4368 | 5.2477 | 55.5587 | -113.9946 | -574.4906 | -325.2218 | 1.2986 | 174.1922 | -0.40829 | -204.2944 | -599.5904 | -383.6451 | 102.4789 | 455.7092 | -293.403 | 84.9334
[5 empty] | VPP | 0.0060161 | 0.0019724 | 0.011587 | 0.035048 | -0.22521 | -0.15473 | -5.4949 | -4.0883 | -8.3668 | -14.8604 | -12.7566 | 5.2788 | -0.38667 | 9.9937 | 9.6651 | 5.4069 | 2.0886 | 11.6119 | 16.8636 | 6.6818 | 10.2972
[5 empty] | LS Battery pump | -0.014182 | -0.015553 | 0.12313 | 0.010349 | -3.3876 | -1.0743 | -21.0157 | -14.4864 | -19.4883 | -32.9884 | -19.9551 | 4.3544 | -4.645 | 6.5025 | -37.9452 | -200.4721 | -1543.6066 | -1563.7729 | -1542.5816 | -1647.5425 | -1655.5811
[5 empty] | Pumped Hydro Pump | 0.091527 | 0.001866 | 0.030882 | 0.87594 | -0.31997 | -0.72228 | 46.1823 | 4.1001 | -204.7749 | -768.2928 | -424.9779 | -14.5227 | 155.8677 | -21.4225 | -283.2536 | -836.6178 | -889.1345 | -213.0878 | 445.6359 | -786.8705 | -220.3071
[5 empty] | VPP pump | 0.0072214 | 0.0023999 | 0.013784 | 0.042858 | -0.27108 | -0.18564 | -6.5951 | -4.907 | -10.0966 | -17.7189 | -15.3566 | 6.3473 | -0.60455 | 12.0968 | 11.6103 | 6.4577 | 2.5563 | 13.8834 | 20.276 | 8.1288 | 12.2504
*Generation shown is sent-out, as is demand. The difference in sent-out generation with the Marinus Link option and the Base Case is due to the difference in losses from interconnectors and storage.
Ernst & Young’s liability is limited by a scheme approved under Professional Standards Legislation

## BaseCase_Generation
Annual sent-out generation by technology (GWh) - Base Case, Slow Change Scenario
Explicitly modelled generation
Region | Technology | 2021-22 | 2022-23 | 2023-24 | 2024-25 | 2025-26 | 2026-27 | 2027-28 | 2028-29 | 2029-30 | 2030-31 | 2031-32 | 2032-33 | 2033-34 | 2034-35 | 2035-36 | 2036-37 | 2037-38 | 2038-39 | 2039-40 | 2040-41 | 2041-42
NEM | Black Coal | 79355.9996 | 77578.6694 | 77992.8812 | 76056.8447 | 75688.6191 | 74018.399 | 74351.3292 | 75686.8818 | 61219.1689 | 61716.5664 | 59959.0383 | 61746.8452 | 62159.7726 | 62656.8797 | 61849.6564 | 62293.5952 | 63478.0204 | 63809.3874 | 63060.7462 | 62250.1975 | 61610.1274
NEM | Brown Coal | 25362.4137 | 23267.3984 | 25728.6686 | 26793.9162 | 26098.4999 | 25485.9442 | 24674.1257 | 24931.9863 | 23321.5398 | 22581.4835 | 21098.4024 | 22056.6587 | 21988.3333 | 22371.2561 | 22135.9476 | 22684.7994 | 23149.4756 | 23692.1574 | 23360.1832 | 23784.718 | 24352.4856
NEM | CCGT | 2252.4521 | 2252.4521 | 1879.904 | 1723.8377 | 1723.5299 | 1723.5299 | 1728.2519 | 1723.5299 | 1723.5299 | 1723.5299 | 1728.2519 | 1726.5657 | 1724.1735 | 1724.6978 | 1730.1875 | 1679.9225 | 1399.7255 | 1494.9793 | 2318.4988 | 1213.2253 | 2850.7908
NEM | Gas - Steam | 959.2718 | 767.1732 | 765.3817 | 152.6952 | 152.6952 | 153.1984 | 154.7987 | 155.3839 | 157.1151 | 154.9241 | 156.3989 | 157.8933 | 154.688 | 156.5044 | 90.5686 | 85.4716 | 87.162 | 89.3194 | 73.0035 | 72.804 | 72.804
NEM | OCGT / Diesel | 18.7472 | 23.8917 | 63.6581 | 0.19693 | 3.0204e-05 | 0.96804 | 2.579 | 5.4623 | 5.1982 | 1.9351 | 4.5025 | 30.5637 | 7.0602 | 11.0279 | 50.4979 | 70.8679 | 122.2631 | 173.2303 | 333.9484 | 78.6476 | 215.3359
NEM | Hydro | 13071.9439 | 13693.9599 | 12885.6766 | 14505.2347 | 14890.0348 | 11033.4714 | 10341.5368 | 12018.2992 | 10319.7333 | 9454.6761 | 8683.2719 | 8405.6072 | 9300.2549 | 9104.9684 | 8704.848 | 8419.6075 | 9673.1437 | 8475.5428 | 7948.1379 | 7375.4452 | 7618.6849
NEM | Wind | 26581.0629 | 29121.2338 | 26968.5704 | 28270.6758 | 29436.6396 | 31077.7812 | 31589.5851 | 28733.3518 | 29065.292 | 28958.8831 | 32181.2213 | 29630.838 | 29461.0479 | 30366.376 | 31942.8127 | 32687.3188 | 29831.1001 | 29215.1911 | 28901.3236 | 29889.66 | 28002.6297
NEM | Solar PV | 15292.9881 | 15986.3349 | 16249.8449 | 15574.2946 | 14991.2286 | 15956.1831 | 16047.6993 | 14286.7654 | 15195.1406 | 15763.8836 | 16010.1018 | 16207.9041 | 15552.157 | 14975.8568 | 15983.2048 | 16962.1234 | 18850.3614 | 21024.168 | 23241.8258 | 26675.1349 | 27266.3953
NEM | LS Battery | 136.7177 | 145.6092 | 158.297 | 174.3759 | 157.0801 | 165.785 | 183.2083 | 174.1557 | 170.7123 | 176.9136 | 181.263 | 178.2364 | 148.8062 | 120.7154 | 280.2294 | 865.5269 | 2411.5242 | 2433.1838 | 2428.1677 | 4682.8457 | 4723.3394
NEM | Pumped Hydro | 71.0335 | 112.0015 | 48.9408 | 490.596 | 2619.7366 | 2391.5452 | 2087.3441 | 2081.7393 | 2419.1043 | 3217.9993 | 2968.6306 | 4126.764 | 3240.6487 | 2995.0633 | 4580.2832 | 4943.1356 | 5725.5068 | 6000.0618 | 6830.1648 | 6012.1419 | 6688.7753
NEM | VPP | 12.0699 | 17.7359 | 20.8586 | 30.1308 | 35.749 | 48.5332 | 66.1752 | 70.6442 | 78.4148 | 88.4765 | 111.2811 | 124.2162 | 148.6433 | 150.1146 | 166.0494 | 177.3788 | 171.1689 | 172.7814 | 173.3224 | 177.7904 | 176.9919
Total excluding storage |  | 162894.8792 | 162691.1134 | 162534.5854 | 163077.6957 | 162981.2472 | 159449.4752 | 158889.9057 | 157541.6605 | 141006.7177 | 140355.8817 | 139821.189 | 139962.8758 | 140347.4874 | 141367.5672 | 142487.7235 | 144883.7062 | 146591.2518 | 147973.9758 | 149237.6673 | 151339.8325 | 151989.2536
Region | Technology | 2021-22 | 2022-23 | 2023-24 | 2024-25 | 2025-26 | 2026-27 | 2027-28 | 2028-29 | 2029-30 | 2030-31 | 2031-32 | 2032-33 | 2033-34 | 2034-35 | 2035-36 | 2036-37 | 2037-38 | 2038-39 | 2039-40 | 2040-41 | 2041-42
NSW1 | Black Coal | 40345.9502 | 36921.5451 | 33328.3807 | 31653.4183 | 30972.6204 | 29633.3338 | 29781.9527 | 31412.1383 | 23652.9532 | 24117.2609 | 23946.7381 | 22601.6217 | 22662.5522 | 23351.4889 | 24168.2357 | 24321.0626 | 25347.7211 | 25347.7202 | 25417.1647 | 25125.5176 | 25347.721
NSW1 | Brown Coal | 0 | 0 | 0 | 0 | 0 | 0 | 0 | 0 | 0 | 0 | 0 | 0 | 0 | 0 | 0 | 0 | 0 | 0 | 0 | 0 | 0
NSW1 | CCGT | 33.6489 | 33.6489 | 101.2233 | 63.8669 | 63.5591 | 63.5591 | 63.7332 | 63.5591 | 63.5591 | 63.5591 | 63.7332 | 66.5949 | 64.2027 | 64.727 | 65.6687 | 69.023 | 68.3822 | 220.8738 | 949.968 | 66.8152 | 1065.0797
NSW1 | Gas - Steam | 0 | 0 | 0 | 0 | 0 | 0 | 0 | 0 | 0 | 0 | 0 | 0 | 0 | 0 | 0 | 0 | 0 | 0 | 0 | 0 | 0
NSW1 | OCGT / Diesel | 3.1937e-06 | 3.4589e-06 | 3.8384e-06 | 0.11798 | 4.4085e-06 | 4.7263e-06 | 5.1303e-06 | 5.5828e-06 | 5.8194e-06 | 6.3307e-06 | 6.8345e-06 | 17.7782 | 4.0292 | 6.1037 | 7.8899 | 33.5962 | 36.325 | 15.3956 | 17.6036 | 25.5858 | 28.2006
NSW1 | Hydro | 2077.0924 | 2044.9795 | 1780.4001 | 2343.4809 | 2380.0275 | 2205.3909 | 2096.9297 | 3036.675 | 2343.631 | 2025.991 | 1994.9703 | 1706.9247 | 2184.2939 | 2264.7197 | 2182.8239 | 2250.6728 | 2956.2135 | 2573.2816 | 2332.7984 | 2062.8618 | 2206.5432
NSW1 | Wind | 6057.7227 | 7063.7979 | 6709.883 | 6625.5443 | 6874.4961 | 7291.9824 | 7255.2242 | 5950.2362 | 5573.2258 | 6046.3468 | 7078.837 | 6689.0167 | 6625.7992 | 6862.1738 | 7309.7379 | 7732.622 | 5983.02 | 4928.6077 | 5298.8894 | 5777.9198 | 5364.6438
NSW1 | Solar PV | 5680.3348 | 6065.0354 | 6102.2597 | 5873.7173 | 5592.1664 | 6055.5395 | 6091.8711 | 5522.0269 | 5715.2888 | 6006.7457 | 6074.4701 | 6091.2949 | 5869.2594 | 5592.2393 | 6065.4709 | 7369.8381 | 8663.0621 | 10108.8068 | 12027.0917 | 13029.972 | 13369.4755
NSW1 | LS Battery | 7.249e-06 | 7.3098e-06 | 7.2579e-06 | 7.3136e-06 | 7.3612e-06 | 1.011e-05 | 1.3373e-05 | 1.521e-05 | 1.5811e-05 | 2.8641e-05 | 2.9414e-05 | 2.7965e-05 | 2.8187e-05 | 2.867e-05 | 2.9152e-05 | 0.0002686 | 0.00025058 | 0.0002463 | 0.00025022 | 947.0649 | 917.2327
NSW1 | Pumped Hydro | 32.9318 | 56.2189 | 28.7086 | 454.4117 | 2617.2001 | 2384.6694 | 2072.4456 | 2072.2094 | 2321.4499 | 3056.8224 | 2780.0577 | 3945.7308 | 3082.4848 | 2787.3585 | 4313.056 | 4439.8965 | 4440.1523 | 4537.8171 | 5349.9921 | 4593.6817 | 5128.2166
NSW1 | VPP | 6.1022 | 8.1665 | 8.4921 | 11.6825 | 14.7125 | 20.8445 | 26.6289 | 27.691 | 28.8938 | 33.5092 | 40.8105 | 46.5755 | 56.0477 | 54.8454 | 57.2799 | 67.2234 | 65.6913 | 63.9246 | 63.3069 | 67.3657 | 65.9182
Total excluding storage |  | 54194.7491 | 52129.0068 | 48022.1468 | 46560.1457 | 45882.8694 | 45249.8057 | 45289.7109 | 45984.6354 | 37348.6579 | 38259.9036 | 39158.7487 | 37173.231 | 37410.1365 | 38141.4523 | 39799.827 | 41776.8147 | 43054.7239 | 43194.6858 | 46043.5157 | 46088.6722 | 47381.6636
Region | Technology | 2021-22 | 2022-23 | 2023-24 | 2024-25 | 2025-26 | 2026-27 | 2027-28 | 2028-29 | 2029-30 | 2030-31 | 2031-32 | 2032-33 | 2033-34 | 2034-35 | 2035-36 | 2036-37 | 2037-38 | 2038-39 | 2039-40 | 2040-41 | 2041-42
QLD1 | Black Coal | 39010.0494 | 40657.1243 | 44664.5005 | 44403.4264 | 44715.9987 | 44385.0652 | 44569.3765 | 44274.7435 | 37566.2158 | 37599.3055 | 36012.3002 | 39145.2235 | 39497.2204 | 39305.3909 | 37681.4207 | 37972.5326 | 38130.2993 | 38461.6673 | 37643.5815 | 37124.6798 | 36262.4064
QLD1 | Brown Coal | 0 | 0 | 0 | 0 | 0 | 0 | 0 | 0 | 0 | 0 | 0 | 0 | 0 | 0 | 0 | 0 | 0 | 0 | 0 | 0 | 0
QLD1 | CCGT | 1113.0547 | 1113.0547 | 1240.8356 | 1205.8349 | 1205.8349 | 1205.8349 | 1209.1385 | 1205.8349 | 1205.8349 | 1205.8349 | 1209.1385 | 1205.8349 | 1205.8349 | 1205.8349 | 1209.1385 | 1156.7635 | 1331.3432 | 1274.1054 | 1368.5308 | 1146.41 | 1785.7111
QLD1 | Gas - Steam | 37.1158 | 37.1158 | 73.7192 | 72.804 | 72.804 | 72.804 | 73.0035 | 72.804 | 72.804 | 72.804 | 73.0035 | 72.804 | 72.804 | 72.804 | 73.0035 | 72.804 | 72.804 | 72.804 | 73.0035 | 72.804 | 72.804
QLD1 | OCGT / Diesel | 5.104e-06 | 5.469e-06 | 5.8144e-06 | 6.0709e-06 | 6.5623e-06 | 7.0743e-06 | 7.6379e-06 | 0.48919 | 8.653e-06 | 9.2925e-06 | 1.0162e-05 | 1.1052e-05 | 1.1961e-05 | 8.0206e-06 | 1.5277 | 2.1452 | 20.6993 | 8.2801 | 12.2595 | 12.5164 | 14.5042
QLD1 | Hydro | 672.7133 | 668.3778 | 666.8224 | 661.3881 | 657.885 | 654.3818 | 653.6536 | 647.4026 | 643.3874 | 639.8775 | 638.9041 | 632.6626 | 629.1594 | 624.8389 | 625.6487 | 618.2737 | 231.7338 | 230.0977 | 228.0595 | 227.4333 | 226.1156
QLD1 | Wind | 2133.8271 | 1974.322 | 1944.2993 | 1723.0957 | 2108.328 | 2130.1435 | 2283.9761 | 2129.1028 | 2076.6908 | 2113.06 | 1958.225 | 1907.9592 | 1687.1876 | 2047.3736 | 2124.5623 | 2266.2773 | 2124.1985 | 2842.035 | 3657.3788 | 3440.5648 | 3655.9086
QLD1 | Solar PV | 6071.058 | 6392.671 | 6497.1098 | 6212.7848 | 6072.8637 | 6411.5047 | 6387.1949 | 5416.6808 | 5999.2689 | 6224.2312 | 6405.3558 | 6475.1921 | 6199.6223 | 6057.4634 | 6425.2064 | 6033.4827 | 4996.399 | 5551.1017 | 5770.5009 | 5905.9793 | 6003.3396
QLD1 | LS Battery | 27.2836 | 27.7741 | 26.7993 | 26.1216 | 23.9082 | 24.9997 | 24.6046 | 28.3816 | 26.3199 | 27.1263 | 27.8092 | 27.2433 | 27.2037 | 25.631 | 31.8318 | 31.4822 | 31.3546 | 31.5247 | 31.8665 | 31.1332 | 30.1062
QLD1 | Pumped Hydro | 38.1017 | 55.7825 | 20.2322 | 36.1843 | 2.5365 | 6.8758 | 14.8984 | 9.5298 | 97.6544 | 161.1768 | 188.5728 | 181.0332 | 158.1638 | 207.7047 | 267.2269 | 452.2508 | 628.1821 | 772.8033 | 771.8424 | 646.6998 | 761.2141
QLD1 | VPP | 1.7329 | 2.1664 | 2.5988 | 3.4488 | 4.8706 | 6.4266 | 8.5205 | 9.8073 | 10.8717 | 11.4621 | 15.4447 | 17.5594 | 19.8061 | 20.034 | 26.8109 | 26.9581 | 29.4656 | 29.9087 | 31.0398 | 30.8773 | 29.6328
Total excluding storage |  | 49037.8182 | 50842.6655 | 55087.2868 | 54279.3339 | 54833.7142 | 54859.7341 | 55176.3431 | 53747.0577 | 47564.2018 | 47855.1131 | 46296.9271 | 49439.6762 | 49291.8286 | 49313.7056 | 48140.5077 | 48122.279 | 46907.4772 | 48440.0912 | 48753.3144 | 47930.3877 | 48020.7894
Region | Technology | 2021-22 | 2022-23 | 2023-24 | 2024-25 | 2025-26 | 2026-27 | 2027-28 | 2028-29 | 2029-30 | 2030-31 | 2031-32 | 2032-33 | 2033-34 | 2034-35 | 2035-36 | 2036-37 | 2037-38 | 2038-39 | 2039-40 | 2040-41 | 2041-42
VIC1 | Black Coal | 0 | 0 | 0 | 0 | 0 | 0 | 0 | 0 | 0 | 0 | 0 | 0 | 0 | 0 | 0 | 0 | 0 | 0 | 0 | 0 | 0
VIC1 | Brown Coal | 25362.4137 | 23267.3984 | 25728.6686 | 26793.9162 | 26098.4999 | 25485.9442 | 24674.1257 | 24931.9863 | 23321.5398 | 22581.4835 | 21098.4024 | 22056.6587 | 21988.3333 | 22371.2561 | 22135.9476 | 22684.7994 | 23149.4756 | 23692.1574 | 23360.1832 | 23784.718 | 24352.4856
VIC1 | CCGT | 2.7876e-06 | 2.9638e-06 | 3.1741e-06 | 3.5104e-06 | 3.6184e-06 | 3.8986e-06 | 4.3773e-06 | 4.8535e-06 | 5.4937e-06 | 6.2562e-06 | 7.4114e-06 | 8.9292e-06 | 1.0443e-05 | 1.0796e-05 | 1.6437e-05 | 1.9099e-05 | 3.0629e-05 | 3.2805e-05 | 3.4586e-05 | 3.6628e-05 | 4.0866e-05
VIC1 | Gas - Steam | 2.0943 | 2.3473 | 6.7282 | 1.34e-06 | 1.36e-06 | 0.50318 | 1.6851 | 2.6886 | 4.4199 | 2.2289 | 3.2854 | 5.1981 | 1.9928 | 3.8092 | 17.5651 | 12.6676 | 14.358 | 16.5154 | 0 | 0 | 0
VIC1 | OCGT / Diesel | 1.7223 | 0.13884 | 6.6228 | 6.9816e-06 | 7.1547e-06 | 7.7352e-06 | 0.79596 | 2.3499 | 2.0204 | 0.22292 | 2.5418 | 7.836 | 1.1413 | 1.0651 | 17.4943 | 15.9616 | 35.5799 | 107.8333 | 123.6877 | 17.3061 | 39.8604
VIC1 | Hydro | 2680.8112 | 2683.1023 | 2434.6946 | 2976.8554 | 3054.1516 | 2880.0478 | 2900.81 | 3648.5285 | 3022.6431 | 2594.2013 | 2616.6405 | 2370.549 | 2894.0003 | 2953.6531 | 2815.8967 | 2808.8681 | 3514.3983 | 2900.5847 | 2510.4661 | 2492.8272 | 2257.8576
VIC1 | Wind | 10618.9205 | 11814.2871 | 10179.9546 | 10540.8104 | 10480.1619 | 10726.884 | 10649.4505 | 9632.0129 | 10152.7688 | 9787.5357 | 11174.1753 | 9756.5647 | 10098.9821 | 10247.5596 | 11028.0418 | 11411.2683 | 10527.5521 | 10300.5246 | 9939.5852 | 10395.3477 | 9134.5174
VIC1 | Solar PV | 2656.3955 | 2640.3495 | 2747.763 | 2627.6398 | 2486.8756 | 2629.3977 | 2681.7627 | 2506.1739 | 2603.5674 | 2647.6407 | 2640.7181 | 2739.8424 | 2623.3097 | 2486.6795 | 2631.4653 | 2673.365 | 2509.154 | 2601.852 | 2660.2619 | 2637.8486 | 2744.4578
VIC1 | LS Battery | 22.5052 | 26.0528 | 25.3546 | 41.3096 | 26.7327 | 31.7443 | 45.9893 | 41.7726 | 42.5867 | 44.3116 | 45.4794 | 45.4427 | 9.9092 | 9.5859 | 9.7899 | 9.7846 | 1020.7805 | 1037.9203 | 1041.0734 | 1379.7718 | 1425.2782
VIC1 | Pumped Hydro | 0 | 0 | 7.8751e-06 | 8.6439e-06 | 9.0935e-06 | 9.9896e-06 | 1.1292e-05 | 1.2644e-05 | 1.5208e-05 | 1.8423e-05 | 2.6809e-05 | 3.3558e-05 | 4.3751e-05 | 4.224e-05 | 0.00025307 | 50.9882 | 657.1723 | 689.4414 | 708.3301 | 771.7604 | 799.3445
VIC1 | VPP | 1.6415 | 2.8068 | 3.28 | 7.1585 | 6.361 | 9.0073 | 16.4019 | 17.4673 | 21.0031 | 23.9117 | 33.5566 | 38.1214 | 48.1359 | 49.9315 | 54.5946 | 55.9181 | 50.2211 | 52.8497 | 52.487 | 53.2444 | 54.6438
Total excluding storage |  | 41322.3575 | 40407.6234 | 41104.4318 | 42939.2218 | 42119.689 | 41722.7768 | 40908.63 | 40723.7403 | 39106.9594 | 37613.3129 | 37535.7635 | 36936.649 | 37607.7595 | 38064.0226 | 38646.4108 | 39606.93 | 39750.5179 | 39619.4675 | 38594.1842 | 39328.0476 | 38529.1789
| Technology | 2021-22 | 2022-23 | 2023-24 | 2024-25 | 2025-26 | 2026-27 | 2027-28 | 2028-29 | 2029-30 | 2030-31 | 2031-32 | 2032-33 | 2033-34 | 2034-35 | 2035-36 | 2036-37 | 2037-38 | 2038-39 | 2039-40 | 2040-41 | 2041-42
SA1 | Black Coal | 0 | 0 | 0 | 0 | 0 | 0 | 0 | 0 | 0 | 0 | 0 | 0 | 0 | 0 | 0 | 0 | 0 | 0 | 0 | 0 | 0
SA1 | Brown Coal | 0 | 0 | 0 | 0 | 0 | 0 | 0 | 0 | 0 | 0 | 0 | 0 | 0 | 0 | 0 | 0 | 0 | 0 | 0 | 0 | 0
SA1 | CCGT | 1105.7485 | 1105.7485 | 537.8451 | 454.1359 | 454.1359 | 454.1359 | 455.3802 | 454.1359 | 454.1359 | 454.1359 | 455.3802 | 454.1359 | 454.1359 | 454.1359 | 455.3802 | 454.1359 | 2.4355e-05 | 2.5966e-05 | 2.6932e-05 | 3.1769e-05 | 3.5171e-05
SA1 | Gas - Steam | 920.0617 | 727.7102 | 684.9343 | 79.8912 | 79.8912 | 79.8912 | 80.1101 | 79.8912 | 79.8912 | 79.8912 | 80.1101 | 79.8912 | 79.8912 | 79.8912 | 0 | 0 | 0 | 0 | 0 | 0 | 0
SA1 | OCGT / Diesel | 17.025 | 23.7528 | 57.0353 | 0.078937 | 9.4885e-06 | 0.96801 | 1.783 | 2.6232 | 3.1778 | 1.7122 | 1.9607 | 4.9494 | 1.8897 | 3.8592 | 23.586 | 19.1649 | 29.6589 | 41.7213 | 180.3976 | 23.2393 | 132.7708
SA1 | Hydro | 0 | 0 | 0 | 0 | 0 | 0 | 0 | 0 | 0 | 0 | 0 | 0 | 0 | 0 | 0 | 0 | 0 | 0 | 0 | 0 | 0
SA1 | Wind | 5989.6981 | 6246.9094 | 5674.0174 | 6412.4494 | 6215.1068 | 6912.5278 | 6876.425 | 6363.4641 | 6238.8575 | 5934.8254 | 6282.0296 | 5626.6718 | 5162.8094 | 4993.0082 | 4985.1238 | 4426.0003 | 4060.6998 | 3794.1913 | 2772.505 | 2877.7782 | 2672.4417
SA1 | Solar PV | 885.1998 | 888.2789 | 902.7125 | 860.1527 | 839.3229 | 859.7412 | 886.8705 | 841.8838 | 877.0154 | 885.266 | 889.5578 | 901.5748 | 859.9656 | 839.4746 | 861.0622 | 885.4375 | 2681.7462 | 2762.4075 | 2783.9712 | 5101.3348 | 5149.1223
SA1 | LS Battery | 86.9289 | 91.7823 | 106.1431 | 106.9447 | 106.4392 | 109.041 | 112.6144 | 104.0014 | 101.8056 | 105.4757 | 107.9744 | 105.5503 | 111.6932 | 85.4985 | 238.6076 | 824.2598 | 1359.3888 | 1363.7385 | 1355.2275 | 2324.8758 | 2350.7221
SA1 | Pumped Hydro | 0 | 0 | 5.8482e-06 | 5.7581e-06 | 6.0465e-06 | 6.6082e-06 | 7.1798e-06 | 7.7121e-06 | 8.3892e-06 | 9.1177e-06 | 9.928e-06 | 1.0707e-05 | 1.1389e-05 | 1.2285e-05 | 1.8007e-05 | 2.05e-05 | 2.5261e-05 | 2.5111e-05 | 2.5317e-05 | 3.6242e-05 | 3.5849e-05
SA1 | VPP | 2.5094 | 4.4282 | 6.3136 | 7.6868 | 9.4179 | 11.5666 | 13.6261 | 14.5055 | 16.3257 | 18.1696 | 19.5188 | 19.9276 | 22.5922 | 23.2275 | 25.2894 | 25.1231 | 23.765 | 23.8459 | 24.2835 | 24.1031 | 24.5835
Total excluding storage |  | 8917.7331 | 8992.3999 | 7856.5445 | 7806.7082 | 7588.4568 | 8307.2641 | 8300.5688 | 7741.9983 | 7653.0779 | 7355.8307 | 7709.0383 | 7067.2231 | 6558.6918 | 6370.3691 | 6325.1522 | 5784.7387 | 6772.1049 | 6598.3201 | 5736.8738 | 8002.3524 | 7954.3348
Region | Technology | 2021-22 | 2022-23 | 2023-24 | 2024-25 | 2025-26 | 2026-27 | 2027-28 | 2028-29 | 2029-30 | 2030-31 | 2031-32 | 2032-33 | 2033-34 | 2034-35 | 2035-36 | 2036-37 | 2037-38 | 2038-39 | 2039-40 | 2040-41 | 2041-42
TAS1 | Black Coal | 0 | 0 | 0 | 0 | 0 | 0 | 0 | 0 | 0 | 0 | 0 | 0 | 0 | 0 | 0 | 0 | 0 | 0 | 0 | 0 | 0
TAS1 | Brown Coal | 0 | 0 | 0 | 0 | 0 | 0 | 0 | 0 | 0 | 0 | 0 | 0 | 0 | 0 | 0 | 0 | 0 | 0 | 0 | 0 | 0
TAS1 | CCGT | 3.8035e-06 | 4.0163e-06 | 4.3099e-06 | 4.5414e-06 | 4.6752e-06 | 5.0126e-06 | 5.419e-06 | 5.8398e-06 | 6.3003e-06 | 6.7852e-06 | 7.3269e-06 | 7.8912e-06 | 8.5132e-06 | 9.1473e-06 | 9.87e-06 | 1.0662e-05 | 1.1499e-05 | 1.2417e-05 | 1.3447e-05 | 1.4434e-05 | 1.5583e-05
TAS1 | Gas - Steam | 0 | 0 | 0 | 0 | 0 | 0 | 0 | 0 | 0 | 0 | 0 | 0 | 0 | 0 | 0 | 0 | 0 | 0 | 0 | 0 | 0
TAS1 | OCGT / Diesel | 2.1301e-06 | 2.2357e-06 | 2.3828e-06 | 2.5281e-06 | 2.59e-06 | 2.8451e-06 | 3.0653e-06 | 3.2584e-06 | 3.4696e-06 | 3.8372e-06 | 4.1431e-06 | 4.4334e-06 | 4.7843e-06 | 5.1519e-06 | 5.6246e-06 | 6.0075e-06 | 6.4695e-06 | 7.0305e-06 | 7.5729e-06 | 5.2028e-06 | 5.6399e-06
TAS1 | Hydro | 7641.327 | 8297.5003 | 8003.7595 | 8523.5103 | 8797.9708 | 5293.6509 | 4690.1435 | 4685.6931 | 4310.0718 | 4194.6062 | 3432.757 | 3695.4708 | 3592.8013 | 3261.7568 | 3080.4788 | 2741.793 | 2970.7982 | 2771.5787 | 2876.8139 | 2592.323 | 2928.1685
TAS1 | Wind | 1780.8944 | 2021.9175 | 2460.416 | 2968.7758 | 3758.5469 | 4016.2435 | 4524.5094 | 4658.5358 | 5023.7489 | 5077.1152 | 5687.9543 | 5650.6256 | 5886.2696 | 6216.2608 | 6495.3469 | 6851.1508 | 7135.6297 | 7349.8325 | 7232.9652 | 7398.0496 | 7175.1182
TAS1 | Solar PV | 5.2586e-07 | 5.9037e-07 | 9.4132e-07 | 1.3751e-06 | 4.7965e-06 | 6.9807e-06 | 1.3655e-05 | 1.3541e-05 | 1.4244e-05 | 1.3774e-05 | 1.3567e-05 | 1.3493e-05 | 1.9337e-05 | 1.687e-05 | 3.002e-05 | 2.8363e-05 | 2.901e-05 | 3.0519e-05 | 5.8863e-05 | 7.5289e-05 | 7.5329e-05
TAS1 | LS Battery | 7.9334e-06 | 8.0563e-06 | 8.0649e-06 | 8.0753e-06 | 8.3073e-06 | 1.2277e-05 | 1.6866e-05 | 1.9576e-05 | 1.9662e-05 | 3.7259e-05 | 3.7764e-05 | 3.7798e-05 | 3.7976e-05 | 3.8253e-05 | 4.0287e-05 | 4.4171e-05 | 4.7747e-05 | 5.1505e-05 | 5.6187e-05 | 6.1491e-05 | 6.6196e-05
TAS1 | Pumped Hydro | 0 | 0 | 1.992e-05 | 2.1325e-05 | 2.4068e-05 | 2.746e-05 | 3.004e-05 | 3.2369e-05 | 3.5184e-05 | 3.8101e-05 | 4.1893e-05 | 4.4921e-05 | 4.8504e-05 | 5.2921e-05 | 5.751e-05 | 6.2358e-05 | 6.7056e-05 | 7.272e-05 | 7.873e-05 | 8.5303e-05 | 9.1907e-05
TAS1 | VPP | 0.083831 | 0.16786 | 0.1741 | 0.15429 | 0.38707 | 0.68815 | 0.99781 | 1.1732 | 1.3205 | 1.4239 | 1.9505 | 2.0324 | 2.0614 | 2.0763 | 2.0746 | 2.1562 | 2.026 | 2.2526 | 2.2051 | 2.1999 | 2.2136
Total excluding storage |  | 9422.2214 | 10319.4178 | 10464.1755 | 11492.2862 | 12556.5177 | 9309.8944 | 9214.6529 | 9344.2289 | 9333.8208 | 9271.7214 | 9120.7113 | 9346.0965 | 9479.0709 | 9478.0176 | 9575.8258 | 9592.9438 | 10106.4279 | 10121.4112 | 10109.7792 | 9990.3727 | 10103.2869
Explicitly modelled pumping
Region | Technology | 2021-22 | 2022-23 | 2023-24 | 2024-25 | 2025-26 | 2026-27 | 2027-28 | 2028-29 | 2029-30 | 2030-31 | 2031-32 | 2032-33 | 2033-34 | 2034-35 | 2035-36 | 2036-37 | 2037-38 | 2038-39 | 2039-40 | 2040-41 | 2041-42
NEM | LS Battery pump | 171.6565 | 183.8369 | 199.0603 | 219.8194 | 198.0092 | 208.3261 | 231.2182 | 218.8849 | 215.4326 | 222.4052 | 228.6964 | 224.4095 | 187.3214 | 151.9299 | 348.916 | 1071.3299 | 2979.6735 | 3012.7251 | 2994.083 | 5797.9602 | 5819.3454
NEM | Pumped Hydro Pump | 247.45 | 424.7298 | 218.6237 | 1077.7319 | 3262.5486 | 3211.6036 | 3221.4135 | 2504.6021 | 3689.9207 | 4486.4234 | 4546.5245 | 5366.447 | 4447.1649 | 4207.7212 | 6157.7692 | 7384.5299 | 8071.1497 | 8523.882 | 9621.2086 | 9215.4534 | 9380.0472
NEM | VPP pump | 14.4867 | 21.3313 | 25.0234 | 36.1517 | 42.9815 | 58.1573 | 79.5617 | 84.6541 | 94.276 | 106.0348 | 133.832 | 148.9039 | 178.4429 | 180.1306 | 199.221 | 212.9409 | 205.3993 | 207.5817 | 207.8255 | 213.649 | 212.1737
Region | Technology | 2021-22 | 2022-23 | 2023-24 | 2024-25 | 2025-26 | 2026-27 | 2027-28 | 2028-29 | 2029-30 | 2030-31 | 2031-32 | 2032-33 | 2033-34 | 2034-35 | 2035-36 | 2036-37 | 2037-38 | 2038-39 | 2039-40 | 2040-41 | 2041-42
NSW1 | LS Battery pump | 8.9524e-06 | 9.0262e-06 | 8.9597e-06 | 9.0294e-06 | 9.0882e-06 | 1.2482e-05 | 1.6514e-05 | 1.8775e-05 | 1.9525e-05 | 3.5366e-05 | 3.6317e-05 | 3.4524e-05 | 3.4795e-05 | 3.5393e-05 | 3.598e-05 | 0.00033163 | 0.00030942 | 0.00030423 | 0.00030867 | 1172.0775 | 1129.5245
NSW1 | Pumped Hydro Pump | 193.3233 | 340.2402 | 189.1366 | 1027.7616 | 3259.2763 | 3201.3444 | 3196.7476 | 2493.9034 | 3547.3044 | 4248.9881 | 4271.5213 | 5105.5972 | 4214.88 | 3903.5871 | 5771.4944 | 6661.6564 | 6333.9527 | 6533.2188 | 7613.655 | 7304.3607 | 7275.3207
NSW1 | VPP pump | 7.3241 | 9.8197 | 10.1921 | 14.0043 | 17.7023 | 24.9745 | 32.003 | 33.1938 | 34.7427 | 40.1573 | 49.1 | 55.7847 | 67.2683 | 65.8274 | 68.7496 | 80.684 | 78.8451 | 76.7247 | 75.9833 | 80.9068 | 79.0656
Region | Technology | 2021-22 | 2022-23 | 2023-24 | 2024-25 | 2025-26 | 2026-27 | 2027-28 | 2028-29 | 2029-30 | 2030-31 | 2031-32 | 2032-33 | 2033-34 | 2034-35 | 2035-36 | 2036-37 | 2037-38 | 2038-39 | 2039-40 | 2040-41 | 2041-42
QLD1 | LS Battery pump | 34.2641 | 34.9817 | 33.7539 | 32.9004 | 30.2123 | 31.3876 | 31.0147 | 35.722 | 33.1501 | 34.1659 | 35.0612 | 34.278 | 34.2633 | 32.3822 | 39.9927 | 39.6723 | 39.4712 | 39.7056 | 40.1362 | 39.2125 | 37.919
QLD1 | Pumped Hydro Pump | 54.1267 | 84.4897 | 29.4871 | 49.9702 | 3.2723 | 10.2591 | 24.6658 | 10.6986 | 142.6162 | 237.4352 | 275.003 | 260.8497 | 232.2847 | 304.1339 | 386.2744 | 659.1245 | 915.5323 | 1126.3077 | 1124.9073 | 942.5205 | 1109.4172
QLD1 | VPP pump | 2.0799 | 2.6003 | 3.1192 | 4.1394 | 5.8622 | 7.6971 | 10.2431 | 11.7545 | 13.0487 | 13.7572 | 18.5677 | 21.045 | 23.7721 | 24.1134 | 32.1115 | 32.3916 | 35.3303 | 35.8976 | 37.2551 | 37.0601 | 35.5664
Region | Technology | 2021-22 | 2022-23 | 2023-24 | 2024-25 | 2025-26 | 2026-27 | 2027-28 | 2028-29 | 2029-30 | 2030-31 | 2031-32 | 2032-33 | 2033-34 | 2034-35 | 2035-36 | 2036-37 | 2037-38 | 2038-39 | 2039-40 | 2040-41 | 2041-42
VIC1 | LS Battery pump | 28.2208 | 32.9384 | 31.9343 | 51.9051 | 33.7399 | 39.9124 | 58.0486 | 52.4883 | 53.7512 | 55.6979 | 57.4057 | 57.121 | 12.4961 | 12.0486 | 12.3305 | 12.3237 | 1260.377 | 1285.1258 | 1281.8537 | 1708.6931 | 1754.6221
VIC1 | Pumped Hydro Pump | 0 | 0 | 9.8614e-06 | 1.0803e-05 | 1.1372e-05 | 1.2482e-05 | 1.4131e-05 | 1.5794e-05 | 1.903e-05 | 2.3022e-05 | 3.3525e-05 | 4.1969e-05 | 5.4673e-05 | 5.2779e-05 | 0.00031631 | 63.7489 | 821.6645 | 864.3554 | 882.6461 | 968.572 | 995.3092
VIC1 | VPP pump | 1.9702 | 3.3809 | 3.9393 | 8.5773 | 7.6453 | 10.8002 | 19.7267 | 20.9243 | 25.2592 | 28.6492 | 40.358 | 45.6964 | 57.8379 | 59.8423 | 65.5265 | 67.115 | 60.2772 | 63.5735 | 62.8555 | 64.0581 | 65.4334
Region | Technology | 2021-22 | 2022-23 | 2023-24 | 2024-25 | 2025-26 | 2026-27 | 2027-28 | 2028-29 | 2029-30 | 2030-31 | 2031-32 | 2032-33 | 2033-34 | 2034-35 | 2035-36 | 2036-37 | 2037-38 | 2038-39 | 2039-40 | 2040-41 | 2041-42
SA1 | LS Battery pump | 109.1716 | 115.9167 | 133.372 | 135.0138 | 134.057 | 137.026 | 142.1549 | 130.6746 | 128.5312 | 132.5414 | 136.2294 | 133.0105 | 140.562 | 107.499 | 296.5928 | 1019.3335 | 1679.825 | 1687.8934 | 1672.0927 | 2877.977 | 2897.2797
SA1 | Pumped Hydro Pump | 0 | 0 | 7.3153e-06 | 7.2066e-06 | 7.5573e-06 | 8.2566e-06 | 8.9872e-06 | 9.6316e-06 | 1.0498e-05 | 1.1392e-05 | 1.2412e-05 | 1.3389e-05 | 1.4233e-05 | 1.5353e-05 | 2.2506e-05 | 2.5641e-05 | 3.1589e-05 | 3.1411e-05 | 3.1598e-05 | 4.541e-05 | 4.4685e-05
SA1 | VPP pump | 3.0119 | 5.3278 | 7.5649 | 9.2454 | 11.3073 | 13.8596 | 16.3872 | 17.3775 | 19.6379 | 21.7646 | 23.4607 | 23.9347 | 27.0984 | 27.8457 | 30.3533 | 30.1537 | 28.5237 | 28.6813 | 29.0854 | 28.979 | 29.4565
Region | Technology | 2021-22 | 2022-23 | 2023-24 | 2024-25 | 2025-26 | 2026-27 | 2027-28 | 2028-29 | 2029-30 | 2030-31 | 2031-32 | 2032-33 | 2033-34 | 2034-35 | 2035-36 | 2036-37 | 2037-38 | 2038-39 | 2039-40 | 2040-41 | 2041-42
TAS1 | LS Battery pump | 9.7981e-06 | 9.9477e-06 | 9.9568e-06 | 9.9699e-06 | 1.0257e-05 | 1.516e-05 | 2.0829e-05 | 2.417e-05 | 2.4279e-05 | 4.6005e-05 | 4.6634e-05 | 4.6674e-05 | 4.6886e-05 | 4.7233e-05 | 4.9735e-05 | 5.4547e-05 | 5.8947e-05 | 6.3596e-05 | 6.9375e-05 | 7.5925e-05 | 8.1717e-05
TAS1 | Pumped Hydro Pump | 0 | 0 | 2.4964e-05 | 2.6662e-05 | 3.0092e-05 | 3.4324e-05 | 3.7574e-05 | 4.0455e-05 | 4.3997e-05 | 4.7623e-05 | 5.2384e-05 | 5.617e-05 | 6.0629e-05 | 6.6168e-05 | 7.1871e-05 | 7.8001e-05 | 8.3802e-05 | 9.0925e-05 | 9.8409e-05 | 0.00010668 | 0.00011478
TAS1 | VPP pump | 0.10062 | 0.20265 | 0.20804 | 0.18531 | 0.46429 | 0.82585 | 1.2017 | 1.404 | 1.5875 | 1.7064 | 2.3456 | 2.443 | 2.4662 | 2.5017 | 2.4801 | 2.5966 | 2.4229 | 2.7046 | 2.6462 | 2.645 | 2.6518
Non-controllable generation
Region | Technology | 2021-22 | 2022-23 | 2023-24 | 2024-25 | 2025-26 | 2026-27 | 2027-28 | 2028-29 | 2029-30 | 2030-31 | 2031-32 | 2032-33 | 2033-34 | 2034-35 | 2035-36 | 2036-37 | 2037-38 | 2038-39 | 2039-40 | 2040-41 | 2041-42
NEM | Distributed PV | 18416.6551 | 19890.3751 | 21470.9729 | 20886.6109 | 21808.8854 | 23879.0636 | 25505.1538 | 25543.0316 | 27497.1858 | 29285.1908 | 30344.1321 | 31860.0671 | 30284.5007 | 30927.727 | 33025.9515 | 34335.9779 | 33404.366 | 35459.3798 | 37726.0857 | 39046.9012 | 40732.3267
NEM | Behind the meter battery | 243.573 | 287.9177 | 303.1503 | 325.699 | 368.7184 | 409.5486 | 447.7615 | 430.0642 | 488.3985 | 509.2524 | 581.0916 | 653.3209 | 715.3874 | 762.7049 | 788.1614 | 801.3391 | 736.5355 | 811.8913 | 823.6042 | 833.6449 | 843.0422
NEM | Behind the meter battery pump | 243.559 | 288.0314 | 303.1299 | 325.9837 | 369.0794 | 409.4028 | 447.6 | 430.2173 | 488.3386 | 507.9317 | 580.2673 | 652.9834 | 714.4012 | 760.9817 | 787.8464 | 801.7258 | 735.7409 | 811.0597 | 821.0527 | 832.1813 | 842.2029
Region | Technology | 2021-22 | 2022-23 | 2023-24 | 2024-25 | 2025-26 | 2026-27 | 2027-28 | 2028-29 | 2029-30 | 2030-31 | 2031-32 | 2032-33 | 2033-34 | 2034-35 | 2035-36 | 2036-37 | 2037-38 | 2038-39 | 2039-40 | 2040-41 | 2041-42
NSW1 | Distributed PV | 5278.0803 | 5655.5985 | 5780.9003 | 5584.277 | 5637.8501 | 6226.2272 | 6412.0092 | 6372.7397 | 6612.8389 | 7169.1898 | 7694.892 | 7987.4244 | 7705.1364 | 7794.0119 | 8541.541 | 8763.7714 | 8608.4946 | 8824.8944 | 9517.831 | 10223.9406 | 10555.7999
NSW1 | Behind the meter battery | 95.7139 | 107.689 | 110.1901 | 122.0404 | 141.6472 | 158.1273 | 172.6476 | 165.189 | 186.5424 | 194.1097 | 220.7583 | 250.2257 | 274.2913 | 291.8799 | 301.38 | 305.5896 | 279.308 | 304.8168 | 307.7295 | 309.9733 | 312.3065
NSW1 | Behind the meter battery pump | 95.7198 | 107.7036 | 110.1947 | 122.1946 | 141.7716 | 157.9429 | 172.6037 | 165.3967 | 186.5546 | 193.4537 | 220.5097 | 250.1763 | 273.5904 | 291.2323 | 301.0876 | 305.6549 | 279.1351 | 304.4458 | 306.7094 | 309.447 | 312.013
Region | Technology | 2021-22 | 2022-23 | 2023-24 | 2024-25 | 2025-26 | 2026-27 | 2027-28 | 2028-29 | 2029-30 | 2030-31 | 2031-32 | 2032-33 | 2033-34 | 2034-35 | 2035-36 | 2036-37 | 2037-38 | 2038-39 | 2039-40 | 2040-41 | 2041-42
QLD1 | Distributed PV | 5920.4119 | 6373.1042 | 6625.1981 | 6486.1466 | 6843.7723 | 7444.3432 | 7821.0205 | 7466.1333 | 8253.6547 | 8789.8106 | 9451.6361 | 9788.6923 | 9582.7577 | 10035.4923 | 10787.2007 | 11208.8747 | 10547.1301 | 11604.163 | 12303.7915 | 13099.2681 | 13393.1963
QLD1 | Behind the meter battery | 42.6739 | 44.7278 | 44.7641 | 47.6476 | 56.4685 | 65.3756 | 72.9554 | 71.2571 | 81.6121 | 86.0304 | 101.1545 | 115.3793 | 125.4541 | 134.2154 | 138.3192 | 139.9806 | 128.6353 | 142.0417 | 145.1012 | 146.611 | 148.134
QLD1 | Behind the meter battery pump | 42.6883 | 44.734 | 44.728 | 47.6514 | 56.5151 | 65.353 | 72.9641 | 71.2765 | 81.6022 | 85.8967 | 100.9682 | 115.2499 | 125.2381 | 133.8851 | 138.1943 | 139.9906 | 128.5428 | 141.9422 | 144.6714 | 146.3551 | 148.0011
Region | Technology | 2021-22 | 2022-23 | 2023-24 | 2024-25 | 2025-26 | 2026-27 | 2027-28 | 2028-29 | 2029-30 | 2030-31 | 2031-32 | 2032-33 | 2033-34 | 2034-35 | 2035-36 | 2036-37 | 2037-38 | 2038-39 | 2039-40 | 2040-41 | 2041-42
VIC1 | Distributed PV | 4228.304 | 4792.7658 | 5783.6543 | 5714.1883 | 6236.9032 | 7052.4465 | 7894.8076 | 8374.3497 | 9061.5644 | 9630.0668 | 9521.7865 | 10230.0197 | 9322.4405 | 9418.9596 | 9931.9131 | 10355.1583 | 10260.0016 | 10823.9812 | 11503.4501 | 11376.2725 | 12236.4672
VIC1 | Behind the meter battery | 53.8314 | 64.9331 | 68.3792 | 73.6793 | 84.8102 | 94.9496 | 104.9258 | 101.6835 | 117.0574 | 123.768 | 148.986 | 173.8292 | 197.483 | 215.4948 | 223.9437 | 229.4245 | 212.144 | 234.9432 | 238.7472 | 242.9232 | 246.4727
VIC1 | Behind the meter battery pump | 53.7884 | 64.9583 | 68.3701 | 73.743 | 84.9434 | 94.9485 | 104.8593 | 101.5958 | 117.0125 | 123.4908 | 148.7738 | 173.7199 | 197.5524 | 214.7652 | 224.1656 | 229.7494 | 211.7147 | 234.6889 | 238.0054 | 242.4853 | 246.177
Region | Technology | 2021-22 | 2022-23 | 2023-24 | 2024-25 | 2025-26 | 2026-27 | 2027-28 | 2028-29 | 2029-30 | 2030-31 | 2031-32 | 2032-33 | 2033-34 | 2034-35 | 2035-36 | 2036-37 | 2037-38 | 2038-39 | 2039-40 | 2040-41 | 2041-42
SA1 | Distributed PV | 2723.4786 | 2804.5231 | 3002.8484 | 2841.3192 | 2833.8702 | 2887.1881 | 3104.167 | 3041.8652 | 3273.5944 | 3387.0293 | 3373.3575 | 3539.0289 | 3380.5748 | 3387.213 | 3462.2392 | 3701.0676 | 3663.0632 | 3872.0136 | 4048.3731 | 4002.6049 | 4187.2828
SA1 | Behind the meter battery | 44.2352 | 62.983 | 72.3868 | 74.3667 | 76.9305 | 81.1582 | 85.9357 | 81.1209 | 90.6573 | 92.2617 | 94.8755 | 96.8723 | 99.6574 | 101.7187 | 104.7955 | 106.3811 | 98.4087 | 110.0807 | 112.0554 | 114.0415 | 116.1841
SA1 | Behind the meter battery pump | 44.2492 | 63.0473 | 72.4108 | 74.424 | 76.9826 | 81.2426 | 85.9031 | 81.1479 | 90.6454 | 92.0339 | 94.7418 | 96.8025 | 99.5375 | 101.7368 | 104.6913 | 106.3545 | 98.3325 | 109.9843 | 111.7468 | 113.828 | 116.0797
Region | Technology | 2021-22 | 2022-23 | 2023-24 | 2024-25 | 2025-26 | 2026-27 | 2027-28 | 2028-29 | 2029-30 | 2030-31 | 2031-32 | 2032-33 | 2033-34 | 2034-35 | 2035-36 | 2036-37 | 2037-38 | 2038-39 | 2039-40 | 2040-41 | 2041-42
TAS1 | Distributed PV | 266.3803 | 264.3835 | 278.3718 | 260.6799 | 256.4897 | 268.8586 | 273.1495 | 287.9437 | 295.5334 | 309.0941 | 302.46 | 314.9018 | 293.5913 | 292.0502 | 303.0575 | 307.1059 | 325.6765 | 334.3276 | 352.64 | 344.815 | 359.5804
TAS1 | Behind the meter battery | 7.1186 | 7.5847 | 7.4302 | 7.9649 | 8.862 | 9.9379 | 11.297 | 10.8136 | 12.5292 | 13.0825 | 15.3173 | 17.0144 | 18.5017 | 19.396 | 19.7231 | 19.9633 | 18.0396 | 20.0089 | 19.9708 | 20.0959 | 19.945
TAS1 | Behind the meter battery pump | 7.1133 | 7.5882 | 7.4263 | 7.9707 | 8.8668 | 9.9158 | 11.2697 | 10.8004 | 12.5238 | 13.0565 | 15.2738 | 17.0348 | 18.4828 | 19.3622 | 19.7077 | 19.9764 | 18.0158 | 19.9985 | 19.9197 | 20.066 | 19.9322
Ernst & Young’s liability is limited by a scheme approved under Professional Standards Legislation

## BaseCase_Capacity
Installed capacity by technology (MW) - Base Case, Slow Change Scenario
Capacity calculated on 1 July. In early study years some wind and solar projects enter later in the financial year and are reflected in the following financial year's capacity.
Explicitly modelled generation
Region | Technology | 2021-22 | 2022-23 | 2023-24 | 2024-25 | 2025-26 | 2026-27 | 2027-28 | 2028-29 | 2029-30 | 2030-31 | 2031-32 | 2032-33 | 2033-34 | 2034-35 | 2035-36 | 2036-37 | 2037-38 | 2038-39 | 2039-40 | 2040-41 | 2041-42
NEM | Black Coal | 18366 | 17891 | 16416 | 16416 | 16416 | 16416 | 16416 | 15716 | 14396 | 14396 | 14396 | 11516.0004 | 11516.0004 | 11516.0004 | 10485.4047 | 10485.4043 | 10030.001 | 10030.001 | 10030.001 | 10030.001 | 10030.001
NEM | Brown Coal | 4820 | 4835 | 4835 | 4835 | 4835 | 4835 | 4835 | 4835 | 4485 | 4135 | 3853.9476 | 3853.9476 | 3853.9476 | 3853.9476 | 3853.9476 | 3853.9476 | 3853.9476 | 3853.9476 | 3853.9476 | 3853.9476 | 3760
NEM | CCGT | 3055 | 3055 | 3055 | 2875 | 2875 | 2875 | 2875 | 2875 | 2875 | 2875 | 2875 | 2875 | 2875 | 2875 | 2875 | 2490 | 1961 | 1961 | 1818 | 1818 | 1818
NEM | Gas - Steam | 1864 | 1864 | 1384 | 1384 | 1384 | 1384 | 1384 | 1384 | 1384 | 1384 | 1384 | 1384 | 1384 | 1384 | 584 | 584 | 584 | 584 | 84 | 84 | 84
NEM | OCGT / Diesel | 6741 | 6741 | 6741 | 6741 | 6741 | 6741 | 6741 | 6741 | 6741 | 6358 | 6358 | 6089 | 5627 | 5510 | 5380 | 5380 | 5380 | 5380 | 4940 | 5061.3623 | 5061.3623
NEM | Hydro | 7364.9 | 7364.9 | 7364.9 | 7364.9 | 7364.9 | 7364.9 | 7364.9 | 7364.9 | 7364.9 | 7364.9 | 7364.9 | 7364.9 | 7364.9 | 7364.9 | 7364.9 | 7364.9 | 7278.9 | 7278.9 | 7278.9 | 7278.9 | 7278.9
NEM | Wind | 9260 | 9346 | 9487.6558 | 9629.3118 | 9770.7039 | 9907.8593 | 10012.015 | 10149.1704 | 10195.3258 | 10224.6535 | 10365.5794 | 10502.7348 | 10445.8905 | 10583.0459 | 10498.2013 | 10609.8508 | 10503.5123 | 10004.4797 | 9972.8768 | 9696.0953 | 9722.7697
NEM | Solar PV | 6097 | 6302 | 6302 | 6302 | 6302 | 6302 | 6302 | 6302 | 6302 | 6302 | 6302 | 6302 | 6302 | 6302 | 6302 | 6654.5899 | 8170.0586 | 8639.6792 | 9150.1514 | 10355.9395 | 10526.5662
NEM | LS Battery | 300 | 300 | 300 | 300 | 300 | 300 | 300 | 300 | 300 | 270 | 270 | 270 | 215 | 190 | 305.8125 | 797.2793 | 2219.8755 | 2219.8755 | 2219.8755 | 4336.61 | 4336.61
NEM | Pumped Hydro | 810 | 810 | 810 | 810 | 2850 | 2850 | 2850 | 2850 | 2850 | 2850 | 2850 | 2850 | 2850 | 2850 | 2850 | 2863.754 | 3064.9575 | 3064.9575 | 3064.9575 | 3108.0991 | 3108.0991
NEM | VPP | 16.664 | 23.784 | 29.264 | 39.576 | 51.967 | 65.293 | 79.86 | 94.306 | 109.741 | 119.148 | 146.679 | 164.379 | 187.385 | 202.9 | 213.633 | 223.149 | 232.423 | 242.169 | 252.817 | 263.667 | 274.382
Total excluding storage |  | 57567.9 | 57398.9 | 55585.5558 | 55547.2118 | 55688.6039 | 55825.7593 | 55929.915 | 55367.0704 | 53743.2258 | 53039.5535 | 52899.427 | 49887.5828 | 49368.7384 | 49388.8938 | 47343.4535 | 47422.6926 | 47761.4195 | 47732.0075 | 47127.8768 | 48178.2457 | 48281.5992
Region | Technology | 2021-22 | 2022-23 | 2023-24 | 2024-25 | 2025-26 | 2026-27 | 2027-28 | 2028-29 | 2029-30 | 2030-31 | 2031-32 | 2032-33 | 2033-34 | 2034-35 | 2035-36 | 2036-37 | 2037-38 | 2038-39 | 2039-40 | 2040-41 | 2041-42
NSW1 | Black Coal | 10240 | 9765 | 8290 | 8290 | 8290 | 8290 | 8290 | 8290 | 6970 | 6970 | 6970 | 4090.0004 | 4090.0004 | 4090.0004 | 4090.0004 | 4090.0004 | 4090.0004 | 4090.0004 | 4090.0004 | 4090.0004 | 4090.0004
NSW1 | Brown Coal | 0 | 0 | 0 | 0 | 0 | 0 | 0 | 0 | 0 | 0 | 0 | 0 | 0 | 0 | 0 | 0 | 0 | 0 | 0 | 0 | 0
NSW1 | CCGT | 625 | 625 | 625 | 625 | 625 | 625 | 625 | 625 | 625 | 625 | 625 | 625 | 625 | 625 | 625 | 625 | 625 | 625 | 625 | 625 | 625
NSW1 | Gas - Steam | 0 | 0 | 0 | 0 | 0 | 0 | 0 | 0 | 0 | 0 | 0 | 0 | 0 | 0 | 0 | 0 | 0 | 0 | 0 | 0 | 0
NSW1 | OCGT / Diesel | 1438 | 1438 | 1438 | 1438 | 1438 | 1438 | 1438 | 1438 | 1438 | 1438 | 1438 | 1438 | 1438 | 1438 | 1388 | 1388 | 1388 | 1388 | 1388 | 1388 | 1388
NSW1 | Hydro | 2585 | 2585 | 2585 | 2585 | 2585 | 2585 | 2585 | 2585 | 2585 | 2585 | 2585 | 2585 | 2585 | 2585 | 2585 | 2585 | 2585 | 2585 | 2585 | 2585 | 2585
NSW1 | Wind | 2137 | 2137 | 2137 | 2137 | 2137 | 2137 | 2137 | 2137 | 2137 | 2137 | 2137 | 2137 | 2137 | 2137 | 2137 | 2296.4939 | 2120 | 1918 | 1918 | 1756.9999 | 1708.9999
NSW1 | Solar PV | 2282 | 2432 | 2432 | 2432 | 2432 | 2432 | 2432 | 2432 | 2432 | 2432 | 2432 | 2432 | 2432 | 2432 | 2432 | 2905.5899 | 3771.0057 | 4240.6263 | 4751.0985 | 5065.2453 | 5235.872
NSW1 | LS Battery | 0 | 0 | 0 | 0 | 0 | 0 | 0 | 0 | 0 | 0 | 0 | 0 | 0 | 0 | 0 | 0.00017544 | 0.00017576 | 0.00017577 | 0.00017577 | 799.9454 | 799.9454
NSW1 | Pumped Hydro | 240 | 240 | 240 | 240 | 2280 | 2280 | 2280 | 2280 | 2280 | 2280 | 2280 | 2280 | 2280 | 2280 | 2280 | 2280 | 2280 | 2280 | 2280 | 2280 | 2280
NSW1 | VPP | 6.558 | 8.786 | 10.68 | 15.384 | 20.217 | 25.635 | 31.095 | 36.873 | 42.845 | 46.41 | 57.069 | 64.706 | 73.35 | 79.327 | 83.166 | 86.441 | 89.566 | 92.826 | 96.448 | 100.138 | 103.729
Total excluding storage |  | 19307 | 18982 | 17507 | 17507 | 17507 | 17507 | 17507 | 17507 | 16187 | 16187 | 16187 | 13307.0004 | 13307.0004 | 13307.0004 | 13257.0004 | 13890.0842 | 14579.0061 | 14846.6267 | 15357.0989 | 15510.2457 | 15632.8724
Region | Technology | 2021-22 | 2022-23 | 2023-24 | 2024-25 | 2025-26 | 2026-27 | 2027-28 | 2028-29 | 2029-30 | 2030-31 | 2031-32 | 2032-33 | 2033-34 | 2034-35 | 2035-36 | 2036-37 | 2037-38 | 2038-39 | 2039-40 | 2040-41 | 2041-42
QLD1 | Black Coal | 8126 | 8126 | 8126 | 8126 | 8126 | 8126 | 8126 | 7426 | 7426 | 7426 | 7426 | 7426 | 7426 | 7426 | 6395.4043 | 6395.4039 | 5940.0006 | 5940.0006 | 5940.0006 | 5940.0006 | 5940.0006
QLD1 | Brown Coal | 0 | 0 | 0 | 0 | 0 | 0 | 0 | 0 | 0 | 0 | 0 | 0 | 0 | 0 | 0 | 0 | 0 | 0 | 0 | 0 | 0
QLD1 | CCGT | 1513 | 1513 | 1513 | 1513 | 1513 | 1513 | 1513 | 1513 | 1513 | 1513 | 1513 | 1513 | 1513 | 1513 | 1513 | 1128 | 1128 | 1128 | 985 | 985 | 985
QLD1 | Gas - Steam | 84 | 84 | 84 | 84 | 84 | 84 | 84 | 84 | 84 | 84 | 84 | 84 | 84 | 84 | 84 | 84 | 84 | 84 | 84 | 84 | 84
QLD1 | OCGT / Diesel | 1910 | 1910 | 1910 | 1910 | 1910 | 1910 | 1910 | 1910 | 1910 | 1910 | 1910 | 1910 | 1618 | 1501 | 1501 | 1501 | 1501 | 1501 | 1501 | 1501 | 1501
QLD1 | Hydro | 152 | 152 | 152 | 152 | 152 | 152 | 152 | 152 | 152 | 152 | 152 | 152 | 152 | 152 | 152 | 152 | 66 | 66 | 66 | 66 | 66
QLD1 | Wind | 677 | 677 | 677 | 677 | 677 | 677 | 677 | 677 | 677 | 677 | 677 | 677 | 677 | 677 | 677 | 677 | 677 | 821.812 | 976.4729 | 976.4729 | 1051.1472
QLD1 | Solar PV | 2374 | 2429 | 2429 | 2429 | 2429 | 2429 | 2429 | 2429 | 2429 | 2429 | 2429 | 2429 | 2429 | 2429 | 2429 | 2308 | 2258 | 2258 | 2258 | 2258 | 2258
QLD1 | LS Battery | 20 | 20 | 20 | 20 | 20 | 20 | 20 | 20 | 20 | 20 | 20 | 20 | 20 | 20 | 20 | 20 | 20 | 20 | 20 | 20.0005 | 20.0005
QLD1 | Pumped Hydro | 570 | 570 | 570 | 570 | 570 | 570 | 570 | 570 | 570 | 570 | 570 | 570 | 570 | 570 | 570 | 570 | 570 | 570 | 570 | 570 | 570
QLD1 | VPP | 2.603 | 3.317 | 4.026 | 5.403 | 7.677 | 9.803 | 12.359 | 14.691 | 17.29 | 18.852 | 24.22 | 26.67 | 30.579 | 33.136 | 34.83 | 36.323 | 37.834 | 39.483 | 41.237 | 42.889 | 44.434
Total excluding storage |  | 14836 | 14891 | 14891 | 14891 | 14891 | 14891 | 14891 | 14191 | 14191 | 14191 | 14191 | 14191 | 13899 | 13782 | 12751.4043 | 12245.4039 | 11654.0006 | 11798.8126 | 11810.4735 | 11810.4735 | 11885.1478
Region | Technology | 2021-22 | 2022-23 | 2023-24 | 2024-25 | 2025-26 | 2026-27 | 2027-28 | 2028-29 | 2029-30 | 2030-31 | 2031-32 | 2032-33 | 2033-34 | 2034-35 | 2035-36 | 2036-37 | 2037-38 | 2038-39 | 2039-40 | 2040-41 | 2041-42
VIC1 | Black Coal | 0 | 0 | 0 | 0 | 0 | 0 | 0 | 0 | 0 | 0 | 0 | 0 | 0 | 0 | 0 | 0 | 0 | 0 | 0 | 0 | 0
VIC1 | Brown Coal | 4820 | 4835 | 4835 | 4835 | 4835 | 4835 | 4835 | 4835 | 4485 | 4135 | 3853.9476 | 3853.9476 | 3853.9476 | 3853.9476 | 3853.9476 | 3853.9476 | 3853.9476 | 3853.9476 | 3853.9476 | 3853.9476 | 3760
VIC1 | CCGT | 0 | 0 | 0 | 0 | 0 | 0 | 0 | 0 | 0 | 0 | 0 | 0 | 0 | 0 | 0 | 0 | 0 | 0 | 0 | 0 | 0
VIC1 | Gas - Steam | 500 | 500 | 500 | 500 | 500 | 500 | 500 | 500 | 500 | 500 | 500 | 500 | 500 | 500 | 500 | 500 | 500 | 500 | 0 | 0 | 0
VIC1 | OCGT / Diesel | 1900 | 1900 | 1900 | 1900 | 1900 | 1900 | 1900 | 1900 | 1900 | 1900 | 1900 | 1900 | 1730 | 1730 | 1730 | 1730 | 1730 | 1730 | 1290 | 1290.0001 | 1290.0001
VIC1 | Hydro | 2219 | 2219 | 2219 | 2219 | 2219 | 2219 | 2219 | 2219 | 2219 | 2219 | 2219 | 2219 | 2219 | 2219 | 2219 | 2219 | 2219 | 2219 | 2219 | 2219 | 2219
VIC1 | Wind | 3818 | 3818 | 3818 | 3818 | 3818 | 3818 | 3818 | 3818 | 3818 | 3818 | 3818 | 3818 | 3818 | 3818 | 3818 | 3818 | 3751 | 3331 | 3331 | 3072 | 3072
VIC1 | Solar PV | 1088 | 1088 | 1088 | 1088 | 1088 | 1088 | 1088 | 1088 | 1088 | 1088 | 1088 | 1088 | 1088 | 1088 | 1088 | 1088 | 1088 | 1088 | 1088 | 1088 | 1088
VIC1 | LS Battery | 75 | 75 | 75 | 75 | 75 | 75 | 75 | 75 | 75 | 75 | 75 | 75 | 20 | 20 | 20 | 20.0002 | 921.6609 | 921.6609 | 921.6609 | 1312.5311 | 1312.5311
VIC1 | Pumped Hydro | 0 | 0 | 0 | 0 | 0 | 0 | 0 | 0 | 0 | 0 | 0 | 0 | 0 | 0 | 0 | 13.754 | 214.9575 | 214.9575 | 214.9575 | 258.0991 | 258.0991
VIC1 | VPP | 3.731 | 5.337 | 6.562 | 8.868 | 11.994 | 15.011 | 18.664 | 22.177 | 26.3 | 29 | 38.307 | 44.082 | 52.345 | 57.273 | 60.753 | 63.832 | 66.791 | 69.883 | 73.295 | 76.876 | 80.486
Total excluding storage |  | 14345 | 14360 | 14360 | 14360 | 14360 | 14360 | 14360 | 14360 | 14010 | 13660 | 13378.9476 | 13378.9476 | 13208.9476 | 13208.9476 | 13208.9476 | 13208.9476 | 13141.9476 | 12721.9476 | 11781.9476 | 11522.9477 | 11429.0001
Region | Technology | 2021-22 | 2022-23 | 2023-24 | 2024-25 | 2025-26 | 2026-27 | 2027-28 | 2028-29 | 2029-30 | 2030-31 | 2031-32 | 2032-33 | 2033-34 | 2034-35 | 2035-36 | 2036-37 | 2037-38 | 2038-39 | 2039-40 | 2040-41 | 2041-42
SA1 | Black Coal | 0 | 0 | 0 | 0 | 0 | 0 | 0 | 0 | 0 | 0 | 0 | 0 | 0 | 0 | 0 | 0 | 0 | 0 | 0 | 0 | 0
SA1 | Brown Coal | 0 | 0 | 0 | 0 | 0 | 0 | 0 | 0 | 0 | 0 | 0 | 0 | 0 | 0 | 0 | 0 | 0 | 0 | 0 | 0 | 0
SA1 | CCGT | 709 | 709 | 709 | 529 | 529 | 529 | 529 | 529 | 529 | 529 | 529 | 529 | 529 | 529 | 529 | 529 | 0 | 0 | 0 | 0 | 0
SA1 | Gas - Steam | 1280 | 1280 | 800 | 800 | 800 | 800 | 800 | 800 | 800 | 800 | 800 | 800 | 800 | 800 | 0 | 0 | 0 | 0 | 0 | 0 | 0
SA1 | OCGT / Diesel | 1315 | 1315 | 1315 | 1315 | 1315 | 1315 | 1315 | 1315 | 1315 | 932 | 932 | 663 | 663 | 663 | 583 | 583 | 583 | 583 | 583 | 824.3622 | 824.3622
SA1 | Hydro | 0 | 0 | 0 | 0 | 0 | 0 | 0 | 0 | 0 | 0 | 0 | 0 | 0 | 0 | 0 | 0 | 0 | 0 | 0 | 0 | 0
SA1 | Wind | 2054 | 2140 | 2140 | 2140 | 2140 | 2140 | 2107 | 2107 | 2016 | 1904 | 1904 | 1904 | 1710 | 1710 | 1488 | 1303 | 1303 | 1144 | 817 | 818.287 | 818.287
SA1 | Solar PV | 353 | 353 | 353 | 353 | 353 | 353 | 353 | 353 | 353 | 353 | 353 | 353 | 353 | 353 | 353 | 353 | 1053.0529 | 1053.0529 | 1053.0529 | 1944.6942 | 1944.6942
SA1 | LS Battery | 205 | 205 | 205 | 205 | 205 | 205 | 205 | 205 | 205 | 175 | 175 | 175 | 175 | 150 | 265.8125 | 757.2789 | 1278.2144 | 1278.2144 | 1278.2144 | 2204.133 | 2204.133
SA1 | Pumped Hydro | 0 | 0 | 0 | 0 | 0 | 0 | 0 | 0 | 0 | 0 | 0 | 0 | 0 | 0 | 0 | 0 | 0 | 0 | 0 | 0 | 0
SA1 | VPP | 3.332 | 5.788 | 7.33 | 9.022 | 10.892 | 13.305 | 15.805 | 18.292 | 20.649 | 22.005 | 23.441 | 24.951 | 26.615 | 28.315 | 29.831 | 31.335 | 32.863 | 34.455 | 36.142 | 37.889 | 39.684
Total excluding storage |  | 5711 | 5797 | 5317 | 5137 | 5137 | 5137 | 5104 | 5104 | 5013 | 4518 | 4518 | 4249 | 4055 | 4055 | 2953 | 2768 | 2939.0529 | 2780.0529 | 2453.0529 | 3587.3434 | 3587.3434
Region | Technology | 2021-22 | 2022-23 | 2023-24 | 2024-25 | 2025-26 | 2026-27 | 2027-28 | 2028-29 | 2029-30 | 2030-31 | 2031-32 | 2032-33 | 2033-34 | 2034-35 | 2035-36 | 2036-37 | 2037-38 | 2038-39 | 2039-40 | 2040-41 | 2041-42
TAS1 | Black Coal | 0 | 0 | 0 | 0 | 0 | 0 | 0 | 0 | 0 | 0 | 0 | 0 | 0 | 0 | 0 | 0 | 0 | 0 | 0 | 0 | 0
TAS1 | Brown Coal | 0 | 0 | 0 | 0 | 0 | 0 | 0 | 0 | 0 | 0 | 0 | 0 | 0 | 0 | 0 | 0 | 0 | 0 | 0 | 0 | 0
TAS1 | CCGT | 208 | 208 | 208 | 208 | 208 | 208 | 208 | 208 | 208 | 208 | 208 | 208 | 208 | 208 | 208 | 208 | 208 | 208 | 208 | 208 | 208
TAS1 | Gas - Steam | 0 | 0 | 0 | 0 | 0 | 0 | 0 | 0 | 0 | 0 | 0 | 0 | 0 | 0 | 0 | 0 | 0 | 0 | 0 | 0 | 0
TAS1 | OCGT / Diesel | 178 | 178 | 178 | 178 | 178 | 178 | 178 | 178 | 178 | 178 | 178 | 178 | 178 | 178 | 178 | 178 | 178 | 178 | 178 | 58 | 58
TAS1 | Hydro | 2408.9 | 2408.9 | 2408.9 | 2408.9 | 2408.9 | 2408.9 | 2408.9 | 2408.9 | 2408.9 | 2408.9 | 2408.9 | 2408.9 | 2408.9 | 2408.9 | 2408.9 | 2408.9 | 2408.9 | 2408.9 | 2408.9 | 2408.9 | 2408.9
TAS1 | Wind | 574 | 574 | 715.6558 | 857.3118 | 998.7039 | 1135.8593 | 1273.015 | 1410.1704 | 1547.3258 | 1688.6535 | 1829.5794 | 1966.7348 | 2103.8905 | 2241.0459 | 2378.2013 | 2515.357 | 2652.5123 | 2789.6677 | 2930.404 | 3072.3355 | 3072.3355
TAS1 | Solar PV | 0 | 0 | 0 | 0 | 0 | 0 | 0 | 0 | 0 | 0 | 0 | 0 | 0 | 0 | 0 | 0 | 0 | 0 | 0 | 0 | 0
TAS1 | LS Battery | 0 | 0 | 0 | 0 | 0 | 0 | 0 | 0 | 0 | 0 | 0 | 0 | 0 | 0 | 0 | 0 | 0 | 0 | 0 | 0 | 0
TAS1 | Pumped Hydro | 0 | 0 | 0 | 0 | 0 | 0 | 0 | 0 | 0 | 0 | 0 | 0 | 0 | 0 | 0 | 0 | 0 | 0 | 0 | 0 | 0
TAS1 | VPP | 0.44 | 0.556 | 0.666 | 0.899 | 1.187 | 1.539 | 1.937 | 2.273 | 2.657 | 2.881 | 3.642 | 3.97 | 4.496 | 4.849 | 5.053 | 5.218 | 5.369 | 5.522 | 5.695 | 5.875 | 6.049
Total excluding storage |  | 3368.9 | 3368.9 | 3510.5558 | 3652.2118 | 3793.6039 | 3930.7593 | 4067.915 | 4205.0704 | 4342.2258 | 4483.5535 | 4624.4794 | 4761.6348 | 4898.7905 | 5035.9459 | 5173.1013 | 5310.2569 | 5447.4123 | 5584.5677 | 5725.304 | 5747.2355 | 5747.2355
Explicitly modelled pumping
Region | Technology | 2021-22 | 2022-23 | 2023-24 | 2024-25 | 2025-26 | 2026-27 | 2027-28 | 2028-29 | 2029-30 | 2030-31 | 2031-32 | 2032-33 | 2033-34 | 2034-35 | 2035-36 | 2036-37 | 2037-38 | 2038-39 | 2039-40 | 2040-41 | 2041-42
NEM | LS Battery pump | 300 | 300 | 300 | 300 | 300 | 300 | 300 | 300 | 300 | 270 | 270 | 270 | 215 | 190 | 305.8125 | 797.2793 | 2219.8755 | 2219.8755 | 2219.8755 | 4336.61 | 4336.61
NEM | Pumped Hydro Pump | 1410 | 1410 | 1410 | 1410 | 3450 | 3450 | 3450 | 3450 | 3450 | 3450 | 3450 | 3450 | 3450 | 3450 | 3450 | 3463.754 | 3664.9575 | 3664.9575 | 3664.9575 | 3708.0991 | 3708.0991
NEM | VPP pump | 16.664 | 23.784 | 29.264 | 39.576 | 51.967 | 65.293 | 79.86 | 94.306 | 109.741 | 119.148 | 146.679 | 164.379 | 187.385 | 202.9 | 213.633 | 223.149 | 232.423 | 242.169 | 252.817 | 263.667 | 274.382
Region | Technology | 2021-22 | 2022-23 | 2023-24 | 2024-25 | 2025-26 | 2026-27 | 2027-28 | 2028-29 | 2029-30 | 2030-31 | 2031-32 | 2032-33 | 2033-34 | 2034-35 | 2035-36 | 2036-37 | 2037-38 | 2038-39 | 2039-40 | 2040-41 | 2041-42
NSW1 | LS Battery pump | 0 | 0 | 0 | 0 | 0 | 0 | 0 | 0 | 0 | 0 | 0 | 0 | 0 | 0 | 0 | 0.00017544 | 0.00017576 | 0.00017577 | 0.00017577 | 799.9454 | 799.9454
NSW1 | Pumped Hydro Pump | 840 | 840 | 840 | 840 | 2880 | 2880 | 2880 | 2880 | 2880 | 2880 | 2880 | 2880 | 2880 | 2880 | 2880 | 2880 | 2880 | 2880 | 2880 | 2880 | 2880
NSW1 | VPP pump | 6.558 | 8.786 | 10.68 | 15.384 | 20.217 | 25.635 | 31.095 | 36.873 | 42.845 | 46.41 | 57.069 | 64.706 | 73.35 | 79.327 | 83.166 | 86.441 | 89.566 | 92.826 | 96.448 | 100.138 | 103.729
Region | Technology | 2021-22 | 2022-23 | 2023-24 | 2024-25 | 2025-26 | 2026-27 | 2027-28 | 2028-29 | 2029-30 | 2030-31 | 2031-32 | 2032-33 | 2033-34 | 2034-35 | 2035-36 | 2036-37 | 2037-38 | 2038-39 | 2039-40 | 2040-41 | 2041-42
QLD1 | LS Battery pump | 20 | 20 | 20 | 20 | 20 | 20 | 20 | 20 | 20 | 20 | 20 | 20 | 20 | 20 | 20 | 20 | 20 | 20 | 20 | 20.0005 | 20.0005
QLD1 | Pumped Hydro Pump | 570 | 570 | 570 | 570 | 570 | 570 | 570 | 570 | 570 | 570 | 570 | 570 | 570 | 570 | 570 | 570 | 570 | 570 | 570 | 570 | 570
QLD1 | VPP pump | 2.603 | 3.317 | 4.026 | 5.403 | 7.677 | 9.803 | 12.359 | 14.691 | 17.29 | 18.852 | 24.22 | 26.67 | 30.579 | 33.136 | 34.83 | 36.323 | 37.834 | 39.483 | 41.237 | 42.889 | 44.434
Region | Technology | 2021-22 | 2022-23 | 2023-24 | 2024-25 | 2025-26 | 2026-27 | 2027-28 | 2028-29 | 2029-30 | 2030-31 | 2031-32 | 2032-33 | 2033-34 | 2034-35 | 2035-36 | 2036-37 | 2037-38 | 2038-39 | 2039-40 | 2040-41 | 2041-42
VIC1 | LS Battery pump | 75 | 75 | 75 | 75 | 75 | 75 | 75 | 75 | 75 | 75 | 75 | 75 | 20 | 20 | 20 | 20.0002 | 921.6609 | 921.6609 | 921.6609 | 1312.5311 | 1312.5311
VIC1 | Pumped Hydro Pump | 0 | 0 | 0 | 0 | 0 | 0 | 0 | 0 | 0 | 0 | 0 | 0 | 0 | 0 | 0 | 13.754 | 214.9575 | 214.9575 | 214.9575 | 258.0991 | 258.0991
VIC1 | VPP pump | 3.731 | 5.337 | 6.562 | 8.868 | 11.994 | 15.011 | 18.664 | 22.177 | 26.3 | 29 | 38.307 | 44.082 | 52.345 | 57.273 | 60.753 | 63.832 | 66.791 | 69.883 | 73.295 | 76.876 | 80.486
Region | Technology | 2021-22 | 2022-23 | 2023-24 | 2024-25 | 2025-26 | 2026-27 | 2027-28 | 2028-29 | 2029-30 | 2030-31 | 2031-32 | 2032-33 | 2033-34 | 2034-35 | 2035-36 | 2036-37 | 2037-38 | 2038-39 | 2039-40 | 2040-41 | 2041-42
SA1 | LS Battery pump | 205 | 205 | 205 | 205 | 205 | 205 | 205 | 205 | 205 | 175 | 175 | 175 | 175 | 150 | 265.8125 | 757.2789 | 1278.2144 | 1278.2144 | 1278.2144 | 2204.133 | 2204.133
SA1 | Pumped Hydro Pump | 0 | 0 | 0 | 0 | 0 | 0 | 0 | 0 | 0 | 0 | 0 | 0 | 0 | 0 | 0 | 0 | 0 | 0 | 0 | 0 | 0
SA1 | VPP pump | 3.332 | 5.788 | 7.33 | 9.022 | 10.892 | 13.305 | 15.805 | 18.292 | 20.649 | 22.005 | 23.441 | 24.951 | 26.615 | 28.315 | 29.831 | 31.335 | 32.863 | 34.455 | 36.142 | 37.889 | 39.684
Region | Technology | 2021-22 | 2022-23 | 2023-24 | 2024-25 | 2025-26 | 2026-27 | 2027-28 | 2028-29 | 2029-30 | 2030-31 | 2031-32 | 2032-33 | 2033-34 | 2034-35 | 2035-36 | 2036-37 | 2037-38 | 2038-39 | 2039-40 | 2040-41 | 2041-42
TAS1 | LS Battery pump | 0 | 0 | 0 | 0 | 0 | 0 | 0 | 0 | 0 | 0 | 0 | 0 | 0 | 0 | 0 | 0 | 0 | 0 | 0 | 0 | 0
TAS1 | Pumped Hydro Pump | 0 | 0 | 0 | 0 | 0 | 0 | 0 | 0 | 0 | 0 | 0 | 0 | 0 | 0 | 0 | 0 | 0 | 0 | 0 | 0 | 0
TAS1 | VPP pump | 0.44 | 0.556 | 0.666 | 0.899 | 1.187 | 1.539 | 1.937 | 2.273 | 2.657 | 2.881 | 3.642 | 3.97 | 4.496 | 4.849 | 5.053 | 5.218 | 5.369 | 5.522 | 5.695 | 5.875 | 6.049
Non-controllable capacity
Region | Technology | 2021-22 | 2022-23 | 2023-24 | 2024-25 | 2025-26 | 2026-27 | 2027-28 | 2028-29 | 2029-30 | 2030-31 | 2031-32 | 2032-33 | 2033-34 | 2034-35 | 2035-36 | 2036-37 | 2037-38 | 2038-39 | 2039-40 | 2040-41 | 2041-42
NEM | Distributed PV | 12071.9601 | 12836.0361 | 13523.7203 | 14178.8822 | 14835.3555 | 15512.5326 | 16239.5508 | 16947.0386 | 17304.9306 | 17661.8011 | 18071.8312 | 18473.5992 | 18889.9324 | 19279.6463 | 19731.7674 | 20174.5607 | 20632.9484 | 21060.8571 | 21555.5786 | 22035.2366 | 22529.408
NEM | Behind the meter battery | 514.1064 | 585.3478 | 595.3437 | 685.9684 | 782.6593 | 866.7638 | 945.3748 | 1004.6752 | 1060.4116 | 1110.67 | 1327.6239 | 1440.0893 | 1591.4468 | 1669.9923 | 1705.206 | 1728.7142 | 1748.9506 | 1771.3652 | 1798.8911 | 1826.0495 | 1850.4803
NEM | Behind the meter battery pump | 514.1064 | 585.3478 | 595.3437 | 685.9684 | 782.6593 | 866.7638 | 945.3748 | 1004.6752 | 1060.4116 | 1110.67 | 1327.6239 | 1440.0893 | 1591.4468 | 1669.9923 | 1705.206 | 1728.7142 | 1748.9506 | 1771.3652 | 1798.8911 | 1826.0495 | 1850.4803
Region | Technology | 2021-22 | 2022-23 | 2023-24 | 2024-25 | 2025-26 | 2026-27 | 2027-28 | 2028-29 | 2029-30 | 2030-31 | 2031-32 | 2032-33 | 2033-34 | 2034-35 | 2035-36 | 2036-37 | 2037-38 | 2038-39 | 2039-40 | 2040-41 | 2041-42
NSW1 | Distributed PV | 3430.8612 | 3527.2651 | 3614.3143 | 3699.3742 | 3789.5904 | 3891.8215 | 4014.3248 | 4133.0652 | 4245.4669 | 4356.5247 | 4487.0786 | 4613.9457 | 4737.3366 | 4858.6192 | 5000.9756 | 5145.5395 | 5282.184 | 5417.1154 | 5576.6413 | 5731.6154 | 5876.7806
NSW1 | Behind the meter battery | 201.8425 | 215.0956 | 216.044 | 265.7299 | 303.2702 | 339.0331 | 366.6425 | 391.3739 | 412.4335 | 431.0225 | 514.9359 | 565.5105 | 621.4301 | 651.4138 | 662.3484 | 668.2059 | 672.5308 | 677.5009 | 684.7548 | 691.967 | 697.9817
NSW1 | Behind the meter battery pump | 201.8425 | 215.0956 | 216.044 | 265.7299 | 303.2702 | 339.0331 | 366.6425 | 391.3739 | 412.4335 | 431.0225 | 514.9359 | 565.5105 | 621.4301 | 651.4138 | 662.3484 | 668.2059 | 672.5308 | 677.5009 | 684.7548 | 691.967 | 697.9817
Region | Technology | 2021-22 | 2022-23 | 2023-24 | 2024-25 | 2025-26 | 2026-27 | 2027-28 | 2028-29 | 2029-30 | 2030-31 | 2031-32 | 2032-33 | 2033-34 | 2034-35 | 2035-36 | 2036-37 | 2037-38 | 2038-39 | 2039-40 | 2040-41 | 2041-42
QLD1 | Distributed PV | 3741.7238 | 3869.0981 | 3973.6735 | 4075.8552 | 4172.314 | 4278.4141 | 4391.7895 | 4494.34 | 4600.5328 | 4727.8011 | 4862.3166 | 4995.4091 | 5135.1279 | 5271.4915 | 5416.5844 | 5560.3624 | 5711.0651 | 5858.7107 | 6015.515 | 6171.571 | 6334.8512
QLD1 | Behind the meter battery | 79.1619 | 80.0456 | 80.2553 | 91.9589 | 113.9541 | 128.2439 | 144.3047 | 154.2479 | 164.5714 | 173.1135 | 216.8678 | 231.0434 | 257.056 | 270.0904 | 275.4225 | 278.8244 | 282.1678 | 286.3251 | 290.9821 | 294.6175 | 297.2521
QLD1 | Behind the meter battery pump | 79.1619 | 80.0456 | 80.2553 | 91.9589 | 113.9541 | 128.2439 | 144.3047 | 154.2479 | 164.5714 | 173.1135 | 216.8678 | 231.0434 | 257.056 | 270.0904 | 275.4225 | 278.8244 | 282.1678 | 286.3251 | 290.9821 | 294.6175 | 297.2521
Region | Technology | 2021-22 | 2022-23 | 2023-24 | 2024-25 | 2025-26 | 2026-27 | 2027-28 | 2028-29 | 2029-30 | 2030-31 | 2031-32 | 2032-33 | 2033-34 | 2034-35 | 2035-36 | 2036-37 | 2037-38 | 2038-39 | 2039-40 | 2040-41 | 2041-42
VIC1 | Distributed PV | 3041.4624 | 3518.1757 | 3971.6673 | 4412.0893 | 4853.275 | 5291.2838 | 5750.236 | 6186.4027 | 6286.932 | 6368.0063 | 6473.0152 | 6560.8448 | 6673.5508 | 6766.6424 | 6889.6154 | 6988.2177 | 7116.9713 | 7221.569 | 7356.466 | 7467.3854 | 7608.9017
VIC1 | Behind the meter battery | 115.7393 | 131.9635 | 134.0108 | 154.2941 | 181.5779 | 200.4463 | 222.3465 | 237.7722 | 255.9185 | 272.173 | 349.3498 | 389.0715 | 447.974 | 474.7568 | 488.0991 | 497.513 | 505.4526 | 513.9217 | 524.2135 | 535.0676 | 545.4484
VIC1 | Behind the meter battery pump | 115.7393 | 131.9635 | 134.0108 | 154.2941 | 181.5779 | 200.4463 | 222.3465 | 237.7722 | 255.9185 | 272.173 | 349.3498 | 389.0715 | 447.974 | 474.7568 | 488.0991 | 497.513 | 505.4526 | 513.9217 | 524.2135 | 535.0676 | 545.4484
Region | Technology | 2021-22 | 2022-23 | 2023-24 | 2024-25 | 2025-26 | 2026-27 | 2027-28 | 2028-29 | 2029-30 | 2030-31 | 2031-32 | 2032-33 | 2033-34 | 2034-35 | 2035-36 | 2036-37 | 2037-38 | 2038-39 | 2039-40 | 2040-41 | 2041-42
SA1 | Distributed PV | 1673.4667 | 1732.8694 | 1772.1978 | 1795.6398 | 1822.1359 | 1849.3844 | 1879.1234 | 1926.8971 | 1963.3836 | 1998.2747 | 2035.4872 | 2084.6971 | 2122.6241 | 2158.9148 | 2197.706 | 2248.5938 | 2288.0676 | 2325.98 | 2366.3689 | 2418.8952 | 2460.0783
SA1 | Behind the meter battery | 103.8777 | 144.6948 | 151.6093 | 158.568 | 166.1892 | 178.8479 | 189.3883 | 197.3464 | 202.0985 | 207.7729 | 213.7084 | 219.9022 | 227.0097 | 234.0225 | 239.1948 | 243.9355 | 248.5752 | 253.4013 | 258.592 | 263.8861 | 269.1748
SA1 | Behind the meter battery pump | 103.8777 | 144.6948 | 151.6093 | 158.568 | 166.1892 | 178.8479 | 189.3883 | 197.3464 | 202.0985 | 207.7729 | 213.7084 | 219.9022 | 227.0097 | 234.0225 | 239.1948 | 243.9355 | 248.5752 | 253.4013 | 258.592 | 263.8861 | 269.1748
Region | Technology | 2021-22 | 2022-23 | 2023-24 | 2024-25 | 2025-26 | 2026-27 | 2027-28 | 2028-29 | 2029-30 | 2030-31 | 2031-32 | 2032-33 | 2033-34 | 2034-35 | 2035-36 | 2036-37 | 2037-38 | 2038-39 | 2039-40 | 2040-41 | 2041-42
TAS1 | Distributed PV | 184.446 | 188.6279 | 191.8675 | 195.9237 | 198.0401 | 201.6287 | 204.0771 | 206.3336 | 208.6153 | 211.1944 | 213.9334 | 218.7025 | 221.2929 | 223.9783 | 226.886 | 231.8473 | 234.6604 | 237.482 | 240.5874 | 245.7697 | 248.7962
TAS1 | Behind the meter battery | 13.485 | 13.5484 | 13.4243 | 15.4175 | 17.668 | 20.1927 | 22.6929 | 23.9348 | 25.3896 | 26.5881 | 32.762 | 34.5616 | 37.977 | 39.7089 | 40.1412 | 40.2354 | 40.2243 | 40.2162 | 40.3488 | 40.5113 | 40.6232
TAS1 | Behind the meter battery pump | 13.485 | 13.5484 | 13.4243 | 15.4175 | 17.668 | 20.1927 | 22.6929 | 23.9348 | 25.3896 | 26.5881 | 32.762 | 34.5616 | 37.977 | 39.7089 | 40.1412 | 40.2354 | 40.2243 | 40.2162 | 40.3488 | 40.5113 | 40.6232
Ernst & Young’s liability is limited by a scheme approved under Professional Standards Legislation

## BaseCase_VOM Cost
VOM cost by technology ($000s) - Base Case, Slow Change Scenario
VOM | Real June 2019 dollars discounted to 1 July 2019
Explicitly modelled generation
Region | Technology | 2021-22 | 2022-23 | 2023-24 | 2024-25 | 2025-26 | 2026-27 | 2027-28 | 2028-29 | 2029-30 | 2030-31 | 2031-32 | 2032-33 | 2033-34 | 2034-35 | 2035-36 | 2036-37 | 2037-38 | 2038-39 | 2039-40 | 2040-41 | 2041-42
NEM | Black Coal | 280923.098 | 254363.1707 | 236959.2338 | 214139.772 | 197563.7492 | 178972.6832 | 166597.9901 | 157185.7781 | 117859.4364 | 110101.5724 | 99089.7321 | 94542.5931 | 88243.8302 | 82448.9464 | 75400.55 | 70355.0295 | 66475.7923 | 61922.824 | 56720.5733 | 51857.6321 | 47575.7431
NEM | Brown Coal | 89615.851 | 76229.953 | 78150.3575 | 75508.579 | 68044.3817 | 61604.8097 | 55316.6638 | 51827.582 | 44891.7716 | 40262.2844 | 34852.6582 | 33793.2171 | 31230.3789 | 29408.5185 | 26990.8551 | 25628.6525 | 24257.5903 | 22994.3506 | 21019.3853 | 19837.5683 | 18818.0166
NEM | CCGT | 13841.814 | 12843.9986 | 9934.3043 | 8464.8536 | 7809.6853 | 7240.9575 | 6712.7494 | 6239.2896 | 5763.2988 | 5340.8637 | 4959.8715 | 4601.3144 | 4264.7995 | 3945.7501 | 3658.5266 | 3295.6978 | 2560.8693 | 2518.1907 | 3634.3874 | 1765.9264 | 3832.5829
NEM | Gas - Steam | 2034.8198 | 1540.598 | 1551.529 | 481.3775 | 440.7217 | 411.096 | 381.464 | 356.9756 | 328.6744 | 302.9476 | 282.9461 | 265.467 | 243.7649 | 226.8093 | 164.8952 | 149.8182 | 140.1735 | 131.4458 | 114.282 | 105.1789 | 97.0263
NEM | OCGT / Diesel | 173.4667 | 206.0502 | 502.8984 | 1.4007 | 0.00019955 | 6.1052 | 14.7084 | 28.6759 | 25.4166 | 8.9603 | 18.9093 | 117.5149 | 25.1198 | 36.4517 | 154.0349 | 199.6246 | 323.0733 | 424.7061 | 772.034 | 166.0862 | 425.0337
NEM | Hydro | 78577.1446 | 75965.9161 | 66437.8283 | 69254.8453 | 65739.8639 | 45249.6164 | 39192.563 | 42280.3097 | 33685.1561 | 28613.838 | 24295.311 | 21796.3528 | 22420.1909 | 20266.6954 | 17932.5547 | 16086.9077 | 17187.4469 | 13951.9916 | 12118.2421 | 10368.8875 | 9968.6824
NEM | Wind | 59645.538 | 60650.0697 | 52013.6185 | 50525.3092 | 48988.1324 | 47876.8755 | 45167.9486 | 38122.7063 | 35775.4524 | 33038.6187 | 34023.5469 | 29026.7049 | 26723.1518 | 25625.023 | 24934.1775 | 23718.5628 | 20143.781 | 18327.4614 | 16841.5007 | 16205.7677 | 14063.7836
NEM | Solar PV | 126.4782 | 122.628 | 115.497 | 102.6286 | 91.4083 | 90.2308 | 84.1325 | 69.3518 | 68.4239 | 65.7569 | 61.9383 | 58.1005 | 51.6877 | 46.057 | 45.5878 | 41.7862 | 35.1575 | 34.1404 | 33.1888 | 31.7375 | 29.9072
NEM | LS Battery | 1.1323 | 1.1186 | 1.1247 | 1.1482 | 0.96023 | 0.93783 | 0.96023 | 0.84548 | 0.76791 | 0.7377 | 0.7003 | 0.63836 | 0.49372 | 0.37156 | 0.40463 | 0.5382 | 0.94379 | 0.88654 | 0.81988 | 1.2885 | 1.2037
NEM | Pumped Hydro | 432.9084 | 634.9587 | 256.5019 | 343.1866 | 34.3796 | 53.9245 | 86.8321 | 51.1788 | 429.9099 | 642.2768 | 715.6729 | 548.316 | 428.5197 | 526.3602 | 627.5246 | 1000.4183 | 1218.8315 | 1463.8732 | 1413.4963 | 1079.1604 | 1209.0048
NEM | VPP | 0.099866 | 0.13601 | 0.14817 | 0.19832 | 0.21841 | 0.27446 | 0.34664 | 0.34275 | 0.3528 | 0.36884 | 0.42979 | 0.44484 | 0.49318 | 0.46167 | 0.47319 | 0.46832 | 0.41869 | 0.39171 | 0.36434 | 0.34632 | 0.31972
Total excluding storage |  | 524938.2103 | 481922.3842 | 445665.2668 | 418478.7659 | 388677.9427 | 341452.3742 | 313468.2199 | 296110.6692 | 238397.6302 | 217734.8421 | 197584.9135 | 184201.2648 | 173202.9237 | 162004.2514 | 149281.1819 | 139476.0793 | 131123.8841 | 120305.1107 | 111253.5937 | 100338.7845 | 94810.7757
Region | Technology | 2021-22 | 2022-23 | 2023-24 | 2024-25 | 2025-26 | 2026-27 | 2027-28 | 2028-29 | 2029-30 | 2030-31 | 2031-32 | 2032-33 | 2033-34 | 2034-35 | 2035-36 | 2036-37 | 2037-38 | 2038-39 | 2039-40 | 2040-41 | 2041-42
NSW1 | Black Coal | 142777.3965 | 121090.235 | 101256.9493 | 89194.496 | 80876.7653 | 71648.2255 | 66712.9341 | 65219.5326 | 45540.8226 | 43020.6517 | 39584.2696 | 34603.1655 | 32185.3285 | 30724.5544 | 29466.0199 | 27467.5401 | 26525.7636 | 24595.8501 | 22863.6389 | 20921.7213 | 19570.3167
NSW1 | Brown Coal | 0 | 0 | 0 | 0 | 0 | 0 | 0 | 0 | 0 | 0 | 0 | 0 | 0 | 0 | 0 | 0 | 0 | 0 | 0 | 0 | 0
NSW1 | CCGT | 201.1284 | 188.1359 | 520.9683 | 305.6967 | 280.4199 | 259.5092 | 241.2767 | 223.6288 | 206.9983 | 191.3021 | 178.9901 | 174.3357 | 154.6826 | 144.4651 | 136.0591 | 133.2458 | 125.0876 | 365.2497 | 1483.3175 | 99.6756 | 1430.5127
NSW1 | Gas - Steam | 0 | 0 | 0 | 0 | 0 | 0 | 0 | 0 | 0 | 0 | 0 | 0 | 0 | 0 | 0 | 0 | 0 | 0 | 0 | 0 | 0
NSW1 | OCGT / Diesel | 2.9064e-05 | 2.9151e-05 | 3.0002e-05 | 0.82291 | 2.9556e-05 | 2.9428e-05 | 2.9535e-05 | 2.9822e-05 | 2.8781e-05 | 2.9039e-05 | 2.9063e-05 | 67.8937 | 14.1393 | 19.9471 | 23.4734 | 93.6431 | 95.6923 | 37.1566 | 40.2828 | 53.657 | 53.5615
NSW1 | Hydro | 12433.4679 | 11368.9924 | 9231.2962 | 11250.7859 | 10501.5148 | 9061.3924 | 7962.3827 | 10693.5895 | 7628.1444 | 6119.8531 | 5559.1456 | 4424.3576 | 5241.7571 | 5018.3885 | 4475.3723 | 4284.5397 | 5247.6029 | 4231.858 | 3555.4941 | 2904.635 | 2892.374
NSW1 | Wind | 13585.8178 | 14717.6465 | 12934.657 | 11808.9704 | 11399.2887 | 11186.6718 | 10322.2047 | 7834.335 | 6807.7089 | 6839.0769 | 7430.1239 | 6503.6356 | 5955.5411 | 5737.6454 | 5655.2446 | 5611.1214 | 4058.9737 | 3108.1448 | 3093.8347 | 3211.5459 | 2753.1049
NSW1 | Solar PV | 46.9633 | 46.5192 | 43.3743 | 38.6983 | 34.0874 | 34.2361 | 31.9266 | 26.8088 | 25.7285 | 25.0517 | 23.5006 | 21.8375 | 19.5042 | 17.1944 | 17.2973 | 16.4173 | 14.2823 | 13.2091 | 13.1953 | 12.5316 | 11.7042
NSW1 | LS Battery | 7.403e-09 | 6.9174e-09 | 6.3631e-09 | 5.9429e-09 | 5.5434e-09 | 7.0554e-09 | 8.6503e-09 | 9.1134e-09 | 8.7832e-09 | 1.4746e-08 | 1.4035e-08 | 1.2363e-08 | 1.1546e-08 | 1.0887e-08 | 1.0257e-08 | 8.76e-08 | 7.5716e-08 | 6.9003e-08 | 6.4912e-08 | 0.22839 | 0.20402
NSW1 | Pumped Hydro | 201.0285 | 318.3157 | 150.3586 | 166.0793 | 23.0608 | 25.2461 | 29.1618 | 17.1042 | 105.8923 | 148.5747 | 178.9073 | 71.7494 | 41.9894 | 58.6415 | 70.8678 | 127.9462 | 97.2391 | 183.0747 | 228.3897 | 159.8424 | 205.1454
NSW1 | VPP | 0.050449 | 0.062497 | 0.06031 | 0.076898 | 0.089822 | 0.11782 | 0.13944 | 0.13422 | 0.13 | 0.13963 | 0.1575 | 0.16673 | 0.18603 | 0.16863 | 0.16318 | 0.17743 | 0.16069 | 0.14492 | 0.13307 | 0.13123 | 0.11907
Total excluding storage |  | 169044.774 | 147411.5291 | 123987.2452 | 112599.4703 | 103092.0761 | 92190.035 | 85270.7248 | 83997.8947 | 60209.4028 | 56195.9356 | 52776.0299 | 45795.2256 | 43570.9528 | 41662.1949 | 39773.4665 | 37606.5074 | 36067.4024 | 32351.4682 | 31049.7633 | 27203.7665 | 26711.5739
Region | Technology | 2021-22 | 2022-23 | 2023-24 | 2024-25 | 2025-26 | 2026-27 | 2027-28 | 2028-29 | 2029-30 | 2030-31 | 2031-32 | 2032-33 | 2033-34 | 2034-35 | 2035-36 | 2036-37 | 2037-38 | 2038-39 | 2039-40 | 2040-41 | 2041-42
QLD1 | Black Coal | 138145.7015 | 133272.9357 | 135702.2845 | 124945.276 | 116686.9839 | 107324.4577 | 99885.056 | 91966.2455 | 72318.6137 | 67080.9206 | 59505.4625 | 59939.4276 | 56058.5017 | 51724.392 | 45934.5302 | 42887.4894 | 39950.0286 | 37326.9739 | 33856.9344 | 30935.9107 | 28005.4264
QLD1 | Brown Coal | 0 | 0 | 0 | 0 | 0 | 0 | 0 | 0 | 0 | 0 | 0 | 0 | 0 | 0 | 0 | 0 | 0 | 0 | 0 | 0 | 0
QLD1 | CCGT | 6842.6841 | 6376.0949 | 6547.5779 | 5917.1838 | 5470.9984 | 5074.8788 | 4702.7367 | 4368.5803 | 4035.3684 | 3748.304 | 3480.1264 | 3224.4128 | 2985.2138 | 2769.5721 | 2565.0698 | 2277.6927 | 2435.7816 | 2152.9408 | 2151.0698 | 1666.2506 | 2402.0701
QLD1 | Gas - Steam | 224.3627 | 211.5482 | 387.6566 | 356.7696 | 327.1025 | 305.2029 | 282.2886 | 262.9711 | 240.2285 | 223.6125 | 207.8103 | 194.6069 | 180.2642 | 167.3058 | 153.2619 | 142 | 131.9033 | 122.6269 | 114.282 | 105.1789 | 97.0263
QLD1 | OCGT / Diesel | 4.5592e-05 | 4.5363e-05 | 4.4624e-05 | 4.3205e-05 | 4.3211e-05 | 4.3244e-05 | 4.3227e-05 | 2.5081 | 4.2059e-05 | 4.1898e-05 | 4.2391e-05 | 4.28e-05 | 4.2912e-05 | 2.6823e-05 | 4.6142 | 6.0127 | 53.4426 | 20.0116 | 27.6547 | 26.0087 | 27.7174
QLD1 | Hydro | 4064.414 | 3751.1954 | 3464.1824 | 3180.8576 | 2930.9275 | 2707.9597 | 2503.9112 | 2297.9116 | 2119.766 | 1952.6374 | 1805.5058 | 1659.5301 | 1529.833 | 1409.4037 | 1305.0054 | 1193.3352 | 415.7138 | 382.534 | 351.3177 | 324.6958 | 299.1779
QLD1 | Wind | 4780.8886 | 4098.4353 | 3744.2392 | 3073.9043 | 3487.7943 | 3257.6138 | 3238.4889 | 2805.9464 | 2533.3643 | 2387.8992 | 2048.3212 | 1851.9408 | 1516.774 | 1707.2009 | 1638.0982 | 1620.2939 | 1411.7083 | 1780.7641 | 2145.8963 | 1869.162 | 1848.7532
QLD1 | Solar PV | 50.2423 | 49.0535 | 46.184 | 40.9537 | 37.0439 | 36.2698 | 33.506 | 26.289 | 27.0293 | 25.976 | 24.784 | 23.2114 | 20.6085 | 18.635 | 18.3313 | 15.9629 | 12.2242 | 12.6097 | 12.1406 | 11.5206 | 10.8498
QLD1 | LS Battery | 0.22559 | 0.21288 | 0.19045 | 0.17225 | 0.14586 | 0.14152 | 0.12898 | 0.13777 | 0.11851 | 0.1131 | 0.10747 | 0.097618 | 0.090348 | 0.07884 | 0.090654 | 0.083129 | 0.076739 | 0.071514 | 0.066985 | 0.060628 | 0.05437
QLD1 | Pumped Hydro | 231.8799 | 316.643 | 106.1433 | 177.1073 | 11.3188 | 28.6784 | 57.6704 | 34.0747 | 324.0176 | 493.7021 | 536.7656 | 476.5666 | 386.5303 | 467.7187 | 556.6568 | 872.4552 | 1121.3916 | 1280.6024 | 1184.921 | 919.1294 | 1003.6796
QLD1 | VPP | 0.014322 | 0.016603 | 0.018456 | 0.022706 | 0.029706 | 0.036318 | 0.044623 | 0.04759 | 0.048957 | 0.047806 | 0.059683 | 0.062885 | 0.065758 | 0.061606 | 0.076328 | 0.071186 | 0.072123 | 0.067829 | 0.065231 | 0.060106 | 0.053525
Total excluding storage |  | 154108.2931 | 147759.263 | 149892.1245 | 137514.9451 | 128940.8505 | 118706.3828 | 110645.9874 | 101730.4519 | 81274.3703 | 75419.3498 | 67072.0102 | 66893.1295 | 62291.1953 | 57796.5095 | 51618.911 | 48142.7868 | 44410.8024 | 41798.4611 | 38659.2956 | 34938.7273 | 32691.0212
Region | Technology | 2021-22 | 2022-23 | 2023-24 | 2024-25 | 2025-26 | 2026-27 | 2027-28 | 2028-29 | 2029-30 | 2030-31 | 2031-32 | 2032-33 | 2033-34 | 2034-35 | 2035-36 | 2036-37 | 2037-38 | 2038-39 | 2039-40 | 2040-41 | 2041-42
VIC1 | Black Coal | 0 | 0 | 0 | 0 | 0 | 0 | 0 | 0 | 0 | 0 | 0 | 0 | 0 | 0 | 0 | 0 | 0 | 0 | 0 | 0 | 0
VIC1 | Brown Coal | 89615.851 | 76229.953 | 78150.3575 | 75508.579 | 68044.3817 | 61604.8097 | 55316.6638 | 51827.582 | 44891.7716 | 40262.2844 | 34852.6582 | 33793.2171 | 31230.3789 | 29408.5185 | 26990.8551 | 25628.6525 | 24257.5903 | 22994.3506 | 21019.3853 | 19837.5683 | 18818.0166
VIC1 | CCGT | 1.7264e-05 | 1.7011e-05 | 1.6883e-05 | 1.7303e-05 | 1.6529e-05 | 1.6505e-05 | 1.7173e-05 | 1.7645e-05 | 1.8511e-05 | 1.9536e-05 | 2.1445e-05 | 2.3943e-05 | 2.5955e-05 | 2.4865e-05 | 3.5074e-05 | 3.776e-05 | 5.614e-05 | 5.5716e-05 | 5.443e-05 | 5.3413e-05 | 5.523e-05
VIC1 | Gas - Steam | 4.124 | 4.2447 | 11.3035 | 2.0829e-06 | 1.9621e-06 | 0.67082 | 2.077 | 3.0729 | 4.6786 | 2.1888 | 2.9982 | 4.3993 | 1.5529 | 2.7556 | 11.6333 | 7.8181 | 8.2702 | 8.8189 | 0 | 0 | 0
VIC1 | OCGT / Diesel | 15.3231 | 1.1335 | 50.2212 | 4.9195e-05 | 4.6679e-05 | 4.6741e-05 | 4.4345 | 12.1259 | 9.6262 | 0.98847 | 10.4722 | 29.9733 | 3.9949 | 3.4789 | 52.8119 | 44.6461 | 92.5397 | 261.7313 | 279.0353 | 36.1167 | 76.8103
VIC1 | Hydro | 16299.0781 | 14943.2805 | 12650.6518 | 14257.4199 | 13609.8563 | 11884.638 | 11008.5016 | 12884.6711 | 9930.2571 | 7932.9078 | 7393.9868 | 6168.5027 | 7027.2102 | 6626.728 | 5825.6138 | 5385.3502 | 6275.3135 | 4793.4112 | 3844.3768 | 3510.679 | 2964.1095
VIC1 | Wind | 23849.027 | 24616.3759 | 19607.5861 | 18808.6953 | 17400.8838 | 16470.0139 | 15157.0423 | 12686.3111 | 12387.9543 | 11081.5181 | 11729.9952 | 9476.4942 | 9078.9601 | 8581.8586 | 8537.9285 | 8187.5591 | 6991.7577 | 6341.5947 | 5676.378 | 5504.9 | 4472.7229
VIC1 | Solar PV | 21.9528 | 20.244 | 19.5237 | 17.309 | 15.1583 | 14.8651 | 14.053 | 12.1667 | 11.7182 | 11.0368 | 10.2131 | 9.8203 | 8.7167 | 7.6453 | 7.5044 | 7.066 | 6.1403 | 5.9028 | 5.5896 | 5.1421 | 4.9583
VIC1 | LS Battery | 0.18668 | 0.20089 | 0.18032 | 0.27179 | 0.16381 | 0.1797 | 0.24101 | 0.20273 | 0.19159 | 0.18472 | 0.17569 | 0.16277 | 0.032862 | 0.029486 | 0.027912 | 0.025845 | 0.32156 | 0.3038 | 0.28176 | 0.34264 | 0.32645
VIC1 | Pumped Hydro | 0 | 0 | 7.0038e-09 | 7.1095e-09 | 6.9361e-09 | 7.0559e-09 | 7.4033e-09 | 7.6654e-09 | 8.5613e-09 | 9.6034e-09 | 1.2964e-08 | 1.5024e-08 | 1.8135e-08 | 1.6252e-08 | 9.0254e-08 | 0.016857 | 0.20087 | 0.19609 | 0.18558 | 0.18863 | 0.17985
VIC1 | VPP | 0.013619 | 0.021619 | 0.023323 | 0.0471 | 0.038964 | 0.051001 | 0.085932 | 0.0848 | 0.094481 | 0.099697 | 0.12965 | 0.13658 | 0.15961 | 0.15357 | 0.15567 | 0.14766 | 0.12275 | 0.11978 | 0.11036 | 0.10376 | 0.098714
Total excluding storage |  | 129805.3561 | 115815.2316 | 110489.6438 | 108592.0032 | 99070.2802 | 89974.9975 | 81502.7722 | 77425.9298 | 67236.0061 | 59290.9244 | 54000.3238 | 49482.407 | 47350.8138 | 44630.985 | 41426.3471 | 39261.0921 | 37631.6118 | 34405.8096 | 30824.7651 | 28894.4061 | 26336.6176
Region | Technology | 2021-22 | 2022-23 | 2023-24 | 2024-25 | 2025-26 | 2026-27 | 2027-28 | 2028-29 | 2029-30 | 2030-31 | 2031-32 | 2032-33 | 2033-34 | 2034-35 | 2035-36 | 2036-37 | 2037-38 | 2038-39 | 2039-40 | 2040-41 | 2041-42
SA1 | Black Coal | 0 | 0 | 0 | 0 | 0 | 0 | 0 | 0 | 0 | 0 | 0 | 0 | 0 | 0 | 0 | 0 | 0 | 0 | 0 | 0 | 0
SA1 | Brown Coal | 0 | 0 | 0 | 0 | 0 | 0 | 0 | 0 | 0 | 0 | 0 | 0 | 0 | 0 | 0 | 0 | 0 | 0 | 0 | 0 | 0
SA1 | CCGT | 6798.0014 | 6279.7677 | 2865.7581 | 2241.973 | 2058.2669 | 1906.5695 | 1768.736 | 1647.0805 | 1520.9321 | 1401.2576 | 1300.755 | 1202.5659 | 1124.903 | 1031.7129 | 957.3975 | 884.7592 | 4.5093e-05 | 4.4547e-05 | 4.2815e-05 | 4.679e-05 | 4.8013e-05
SA1 | Gas - Steam | 1806.3331 | 1324.8051 | 1152.5689 | 124.608 | 113.6192 | 105.2223 | 97.0985 | 90.9316 | 83.7672 | 77.1462 | 72.1376 | 66.4608 | 61.9477 | 56.7479 | 0 | 0 | 0 | 0 | 0 | 0 | 0
SA1 | OCGT / Diesel | 158.1434 | 204.9166 | 452.6771 | 0.57773 | 6.2933e-05 | 6.1051 | 10.2738 | 14.0418 | 15.7903 | 7.9718 | 8.437 | 19.6478 | 6.9855 | 13.0256 | 73.1353 | 55.3227 | 81.3986 | 105.8066 | 425.0613 | 50.3038 | 266.9445
SA1 | Hydro | 0 | 0 | 0 | 0 | 0 | 0 | 0 | 0 | 0 | 0 | 0 | 0 | 0 | 0 | 0 | 0 | 0 | 0 | 0 | 0 | 0
SA1 | Wind | 13433.7492 | 13000.3345 | 10935.1076 | 11438.2884 | 10318.7559 | 10619.0827 | 9787.4659 | 8379.9682 | 7609.4406 | 6717.92 | 6595.1499 | 5470.7549 | 4643.0203 | 4181.4515 | 3860.7687 | 3176.0588 | 2696.0039 | 2334.9563 | 1582.1454 | 1523.2493 | 1309.8651
SA1 | Solar PV | 7.3198 | 6.8113 | 6.415 | 5.6676 | 5.1188 | 4.8598 | 4.6468 | 4.0874 | 3.9479 | 3.6924 | 3.4406 | 3.2314 | 2.8583 | 2.5823 | 2.4549 | 2.34 | 2.5107 | 2.4188 | 2.2632 | 2.5432 | 2.3949
SA1 | LS Battery | 0.72001 | 0.70481 | 0.75389 | 0.70416 | 0.65056 | 0.61661 | 0.59025 | 0.50498 | 0.45781 | 0.43988 | 0.41714 | 0.37798 | 0.37051 | 0.26323 | 0.28606 | 0.42922 | 0.54548 | 0.51122 | 0.47114 | 0.65682 | 0.61888
SA1 | Pumped Hydro | 0 | 0 | 5.1954e-09 | 4.7428e-09 | 4.6099e-09 | 4.6674e-09 | 4.7082e-09 | 4.6754e-09 | 4.7228e-09 | 4.7498e-09 | 4.7963e-09 | 4.7946e-09 | 4.723e-09 | 4.7226e-09 | 6.4159e-09 | 6.7746e-09 | 7.7326e-09 | 7.1262e-09 | 6.6442e-09 | 8.8505e-09 | 8.0706e-09
SA1 | VPP | 0.020778 | 0.033987 | 0.044838 | 0.050609 | 0.057544 | 0.065426 | 0.071403 | 0.070431 | 0.073414 | 0.075767 | 0.075407 | 0.071367 | 0.074935 | 0.071488 | 0.072087 | 0.066357 | 0.058163 | 0.054075 | 0.051054 | 0.046955 | 0.044414
Total excluding storage |  | 22203.5471 | 20816.6353 | 15412.5266 | 13811.1147 | 12495.7609 | 12641.8393 | 11668.2211 | 10136.1096 | 9233.8781 | 8207.988 | 7979.9202 | 6762.6609 | 5839.7149 | 5285.5202 | 4893.7563 | 4118.4807 | 2779.9132 | 2443.1818 | 2009.47 | 1576.0963 | 1579.2045
Region | Technology | 2021-22 | 2022-23 | 2023-24 | 2024-25 | 2025-26 | 2026-27 | 2027-28 | 2028-29 | 2029-30 | 2030-31 | 2031-32 | 2032-33 | 2033-34 | 2034-35 | 2035-36 | 2036-37 | 2037-38 | 2038-39 | 2039-40 | 2040-41 | 2041-42
TAS1 | Black Coal | 0 | 0 | 0 | 0 | 0 | 0 | 0 | 0 | 0 | 0 | 0 | 0 | 0 | 0 | 0 | 0 | 0 | 0 | 0 | 0 | 0
TAS1 | Brown Coal | 0 | 0 | 0 | 0 | 0 | 0 | 0 | 0 | 0 | 0 | 0 | 0 | 0 | 0 | 0 | 0 | 0 | 0 | 0 | 0 | 0
TAS1 | CCGT | 2.4284e-05 | 2.3808e-05 | 2.3666e-05 | 2.3105e-05 | 2.2069e-05 | 2.1921e-05 | 2.1939e-05 | 2.1919e-05 | 2.1912e-05 | 2.189e-05 | 2.1887e-05 | 2.1845e-05 | 2.1846e-05 | 2.1755e-05 | 2.1755e-05 | 2.178e-05 | 2.1769e-05 | 2.1796e-05 | 2.1864e-05 | 2.1755e-05 | 2.1766e-05
TAS1 | Gas - Steam | 0 | 0 | 0 | 0 | 0 | 0 | 0 | 0 | 0 | 0 | 0 | 0 | 0 | 0 | 0 | 0 | 0 | 0 | 0 | 0 | 0
TAS1 | OCGT / Diesel | 1.9127e-05 | 1.861e-05 | 1.8383e-05 | 1.8077e-05 | 1.7169e-05 | 1.7446e-05 | 1.7453e-05 | 1.7208e-05 | 1.6992e-05 | 1.7416e-05 | 1.7407e-05 | 1.7233e-05 | 1.727e-05 | 1.7183e-05 | 1.7398e-05 | 1.7245e-05 | 1.72e-05 | 1.7324e-05 | 1.7298e-05 | 1.1098e-05 | 1.1158e-05
TAS1 | Hydro | 45780.1846 | 45902.4478 | 41091.698 | 40565.7818 | 38697.5653 | 21595.6263 | 17717.7677 | 16404.1375 | 14006.9886 | 12608.4397 | 9536.6727 | 9543.9624 | 8621.3905 | 7212.1752 | 6326.5633 | 5223.6826 | 5248.8168 | 4544.1885 | 4367.0534 | 3628.8777 | 3813.021
TAS1 | Wind | 3996.0553 | 4217.2774 | 4792.0287 | 5395.4507 | 6381.4097 | 6343.4933 | 6662.7467 | 6416.1456 | 6436.9842 | 6012.2045 | 6219.9566 | 5723.8794 | 5528.8563 | 5416.8666 | 5242.1376 | 5123.5296 | 4985.3374 | 4762.0014 | 4343.2462 | 4096.9106 | 3679.3374
TAS1 | Solar PV | 4.3452e-10 | 4.524e-10 | 6.689e-10 | 9.0663e-10 | 2.9265e-09 | 3.9479e-09 | 7.1572e-09 | 6.577e-09 | 6.4179e-09 | 5.7412e-09 | 5.2442e-09 | 4.8369e-09 | 6.4321e-09 | 5.1924e-09 | 8.5649e-09 | 7.5e-09 | 7.1025e-09 | 6.9306e-09 | 1.2366e-08 | 1.4668e-08 | 1.3611e-08
TAS1 | LS Battery | 8.1023e-09 | 7.6248e-09 | 7.0711e-09 | 6.5605e-09 | 6.2559e-09 | 8.5693e-09 | 1.0911e-08 | 1.1733e-08 | 1.0923e-08 | 1.9182e-08 | 1.802e-08 | 1.6712e-08 | 1.5558e-08 | 1.4527e-08 | 1.4174e-08 | 1.4406e-08 | 1.4428e-08 | 1.4426e-08 | 1.4584e-08 | 1.4792e-08 | 1.4753e-08
TAS1 | Pumped Hydro | 0 | 0 | 1.7729e-08 | 1.7544e-08 | 1.8356e-08 | 1.9403e-08 | 1.9684e-08 | 1.9639e-08 | 1.9793e-08 | 1.9857e-08 | 2.0244e-08 | 2.0113e-08 | 2.0118e-08 | 2.0353e-08 | 2.0485e-08 | 2.0601e-08 | 2.0512e-08 | 2.0626e-08 | 2.0689e-08 | 2.0786e-08 | 2.0724e-08
TAS1 | VPP | 0.00069811 | 0.0013033 | 0.0012379 | 0.0010118 | 0.0023737 | 0.0038958 | 0.0052418 | 0.0057026 | 0.005946 | 0.0059447 | 0.007549 | 0.0072779 | 0.0068535 | 0.0063732 | 0.0059199 | 0.0056913 | 0.0049603 | 0.0051046 | 0.0046339 | 0.0042711 | 0.0039958
Total excluding storage |  | 49776.24 | 50119.7252 | 45883.7267 | 45961.2326 | 45078.975 | 27939.1196 | 24380.5144 | 22820.2832 | 20443.9729 | 18620.6442 | 15756.6293 | 15267.8418 | 14150.2469 | 12629.0418 | 11568.701 | 10347.2121 | 10234.1543 | 9306.19 | 8710.2997 | 7725.7883 | 7492.3584
Explicitly modelled pumping
Region | Technology | 2021-22 | 2022-23 | 2023-24 | 2024-25 | 2025-26 | 2026-27 | 2027-28 | 2028-29 | 2029-30 | 2030-31 | 2031-32 | 2032-33 | 2033-34 | 2034-35 | 2035-36 | 2036-37 | 2037-38 | 2038-39 | 2039-40 | 2040-41 | 2041-42
NEM | LS Battery pump | 1.3934 | 1.3843 | 1.3862 | 1.4188 | 1.1864 | 1.1551 | 1.1878 | 1.0416 | 0.94987 | 0.90902 | 0.86606 | 0.78777 | 0.60917 | 0.45837 | 0.43069 | 0.36059 | 0.3032 | 0.28754 | 0.26837 | 0.22445 | 0.21516
NEM | Pumped Hydro Pump | 1479.2569 | 2357.6782 | 1119.2277 | 1110.7406 | 132.8423 | 107.4787 | 235.719 | 70.8723 | 1185.1015 | 1674.4466 | 1929.7244 | 1106.4682 | 798.8708 | 1024.0444 | 1177.4928 | 2162.5151 | 2225.4756 | 2955.1754 | 3091.7995 | 2505.6858 | 2775.1257
NEM | VPP pump | 0.1175 | 0.16034 | 0.17422 | 0.23324 | 0.25739 | 0.32237 | 0.4085 | 0.40258 | 0.41576 | 0.43329 | 0.50665 | 0.52267 | 0.58034 | 0.54302 | 0.55649 | 0.55111 | 0.49249 | 0.4613 | 0.42823 | 0.40793 | 0.37569
Region | Technology | 2021-22 | 2022-23 | 2023-24 | 2024-25 | 2025-26 | 2026-27 | 2027-28 | 2028-29 | 2029-30 | 2030-31 | 2031-32 | 2032-33 | 2033-34 | 2034-35 | 2035-36 | 2036-37 | 2037-38 | 2038-39 | 2039-40 | 2040-41 | 2041-42
NSW1 | LS Battery pump | 0 | 0 | 0 | 0 | 0 | 0 | 0 | 0 | 0 | 0 | 0 | 0 | 0 | 0 | 0 | 0 | 0 | 0 | 0 | 0 | 0
NSW1 | Pumped Hydro Pump | 1156.013 | 1887.7556 | 968.3333 | 871.1245 | 118.3241 | 65.3243 | 142.3729 | 33.2863 | 721.0369 | 961.7081 | 1162.8239 | 433.3886 | 242.4172 | 352.9468 | 388.8374 | 915.9693 | 623.3332 | 1125.6086 | 1398.927 | 1192.5089 | 1341.1871
NSW1 | VPP pump | 0.059355 | 0.073659 | 0.070944 | 0.090356 | 0.10593 | 0.13837 | 0.16426 | 0.15771 | 0.15323 | 0.16401 | 0.18573 | 0.19574 | 0.21886 | 0.1984 | 0.19199 | 0.20876 | 0.18905 | 0.1705 | 0.15656 | 0.15449 | 0.14
Region | Technology | 2021-22 | 2022-23 | 2023-24 | 2024-25 | 2025-26 | 2026-27 | 2027-28 | 2028-29 | 2029-30 | 2030-31 | 2031-32 | 2032-33 | 2033-34 | 2034-35 | 2035-36 | 2036-37 | 2037-38 | 2038-39 | 2039-40 | 2040-41 | 2041-42
QLD1 | LS Battery pump | 0.27769 | 0.26283 | 0.23514 | 0.21268 | 0.18066 | 0.17415 | 0.15937 | 0.16997 | 0.14632 | 0.13964 | 0.13282 | 0.1204 | 0.11155 | 0.09763 | 0.11164 | 0.10268 | 0.094696 | 0.088295 | 0.082704 | 0.074855 | 0.067128
QLD1 | Pumped Hydro Pump | 323.2439 | 469.9227 | 150.8944 | 239.6162 | 14.5181 | 42.1544 | 93.346 | 37.5859 | 464.0646 | 712.7386 | 766.9005 | 673.0796 | 556.4536 | 671.0976 | 788.6554 | 1246.5458 | 1602.1424 | 1829.5668 | 1692.8725 | 1313.1769 | 1433.9386
QLD1 | VPP pump | 0.016851 | 0.019535 | 0.021714 | 0.026714 | 0.035044 | 0.042636 | 0.052583 | 0.05591 | 0.0576 | 0.056246 | 0.070331 | 0.073876 | 0.077368 | 0.072679 | 0.089606 | 0.083842 | 0.084767 | 0.079804 | 0.076746 | 0.070717 | 0.062974
Region | Technology | 2021-22 | 2022-23 | 2023-24 | 2024-25 | 2025-26 | 2026-27 | 2027-28 | 2028-29 | 2029-30 | 2030-31 | 2031-32 | 2032-33 | 2033-34 | 2034-35 | 2035-36 | 2036-37 | 2037-38 | 2038-39 | 2039-40 | 2040-41 | 2041-42
VIC1 | LS Battery pump | 0.22944 | 0.24894 | 0.22257 | 0.33472 | 0.20265 | 0.22147 | 0.29817 | 0.24968 | 0.23702 | 0.22758 | 0.21736 | 0.20054 | 0.040618 | 0.036326 | 0.034461 | 0.031908 | 0.018676 | 0.017524 | 0.017114 | 0.013564 | 0.013419
VIC1 | Pumped Hydro Pump | 0 | 0 | 0 | 0 | 0 | 0 | 0 | 0 | 0 | 0 | 0 | 0 | 0 | 0 | 0 | 0 | 0 | 0 | 0 | 0 | 0
VIC1 | VPP pump | 0.016024 | 0.025523 | 0.027452 | 0.055317 | 0.045905 | 0.059944 | 0.1013 | 0.099569 | 0.11137 | 0.11708 | 0.15284 | 0.16047 | 0.18797 | 0.18041 | 0.18315 | 0.17372 | 0.14442 | 0.14123 | 0.12954 | 0.12235 | 0.11586
Region | Technology | 2021-22 | 2022-23 | 2023-24 | 2024-25 | 2025-26 | 2026-27 | 2027-28 | 2028-29 | 2029-30 | 2030-31 | 2031-32 | 2032-33 | 2033-34 | 2034-35 | 2035-36 | 2036-37 | 2037-38 | 2038-39 | 2039-40 | 2040-41 | 2041-42
SA1 | LS Battery pump | 0.88631 | 0.87248 | 0.9285 | 0.87135 | 0.80305 | 0.7595 | 0.73031 | 0.62191 | 0.56653 | 0.54179 | 0.51588 | 0.46684 | 0.457 | 0.32441 | 0.2846 | 0.22599 | 0.18983 | 0.18172 | 0.16855 | 0.13603 | 0.13462
SA1 | Pumped Hydro Pump | 0 | 0 | 0 | 0 | 0 | 0 | 0 | 0 | 0 | 0 | 0 | 0 | 0 | 0 | 0 | 0 | 0 | 0 | 0 | 0 | 0
SA1 | VPP pump | 0.024446 | 0.040082 | 0.05266 | 0.059664 | 0.067714 | 0.076843 | 0.084169 | 0.082704 | 0.086558 | 0.088959 | 0.088841 | 0.084014 | 0.088096 | 0.084005 | 0.084812 | 0.078071 | 0.068432 | 0.063752 | 0.059938 | 0.055337 | 0.052165
Region | Technology | 2021-22 | 2022-23 | 2023-24 | 2024-25 | 2025-26 | 2026-27 | 2027-28 | 2028-29 | 2029-30 | 2030-31 | 2031-32 | 2032-33 | 2033-34 | 2034-35 | 2035-36 | 2036-37 | 2037-38 | 2038-39 | 2039-40 | 2040-41 | 2041-42
TAS1 | LS Battery pump | 0 | 0 | 0 | 0 | 0 | 0 | 0 | 0 | 0 | 0 | 0 | 0 | 0 | 0 | 0 | 0 | 0 | 0 | 0 | 0 | 0
TAS1 | Pumped Hydro Pump | 0 | 0 | 0 | 0 | 0 | 0 | 0 | 0 | 0 | 0 | 0 | 0 | 0 | 0 | 0 | 0 | 0 | 0 | 0 | 0 | 0
TAS1 | VPP pump | 0.00082155 | 0.0015421 | 0.0014498 | 0.0011913 | 0.0027911 | 0.0045833 | 0.0061878 | 0.0066895 | 0.0070073 | 0.0069833 | 0.0088987 | 0.0085743 | 0.008037 | 0.0075267 | 0.0069365 | 0.006718 | 0.0058146 | 0.0060081 | 0.0054509 | 0.0050337 | 0.0046921
Ernst & Young’s liability is limited by a scheme approved under Professional Standards Legislation

## BaseCase_FOM Cost
FOM cost by technology ($000s) - Base Case, Slow Change Scenario
FOM | Real June 2019 dollars discounted to 1 July 2019. For new entrant capacity, the FOM is incurred annually in modelling. For existing capacity, FOM is considered to be a sunk cost, since the fixed retirement dates are assumed to be the same in the Base Case and the case with Marinus Link. As such, early retirements are presented as an annual FOM saving, or negative cost, that continues until the assumed fixed date retirement.
Explicitly modelled generation
Region | Technology | 2021-22 | 2022-23 | 2023-24 | 2024-25 | 2025-26 | 2026-27 | 2027-28 | 2028-29 | 2029-30 | 2030-31 | 2031-32 | 2032-33 | 2033-34 | 2034-35 | 2035-36 | 2036-37 | 2037-38 | 2038-39 | 2039-40 | 2040-41 | 2041-42
NEM | Black Coal | 0 | -19933.7702 | -74091.9423 | -68472.4831 | -63459.2056 | -58812.98 | -54650.5737 | -68182.6053 | -94083.71 | -87195.2824 | -81024.1583 | -119210.1571 | -84587.8851 | -78394.7032 | 294051.7644 | -8337.3979 | -14048.9065 | -67099.795 | -47876.1901 | -44245.049 | -41005.606
NEM | Brown Coal | 0 | 0 | 0 | 0 | 0 | 0 | 0 | 0 | -23284.3986 | -43159.217 | -41843.6415 | 1179.4476 | -48140.7574 | -44616.0864 | -41458.4454 | -38314.0543 | -35508.8547 | -32909.0404 | -19670.254 | -8096.1205 | 0
NEM | CCGT | 2.4838e-05 | 2.3019e-05 | 2.2356e-05 | 2.0661e-05 | 1.9148e-05 | 1.7746e-05 | 1.649e-05 | 1.5239e-05 | 1.4732e-05 | 1.4766e-05 | 1.474e-05 | 1.6853e-05 | 1.8746e-05 | 1.8221e-05 | 2.4694e-05 | 3.083e-05 | 4.7304e-05 | 4.4489e-05 | 4.1919e-05 | 4.9532e-05 | 4.6209e-05
NEM | Gas - Steam | 0 | 0 | 0 | 0 | 0 | 0 | 0 | 0 | 0 | 0 | 0 | 0 | 0 | 0 | 0 | 0 | 0 | 0 | 0 | 0 | 0
NEM | OCGT / Diesel | 1.208e-05 | 1.1196e-05 | 1.0403e-05 | 9.6144e-06 | 8.9105e-06 | 8.2581e-06 | 7.6736e-06 | 7.0916e-06 | 6.5724e-06 | 7.0188e-06 | 7.4495e-06 | 7.8712e-06 | 8.6816e-06 | 8.7838e-06 | 1.3055e-05 | 2.4981e-05 | 3.2745e-05 | 3.0532e-05 | 2.8557e-05 | 195.0438 | 180.7635
NEM | Hydro | 0 | 0 | 0 | 0 | 0 | 0 | 0 | 0 | 0 | 0 | 0 | 0 | 0 | 0 | 0 | 0 | 0 | 0 | 0 | 0 | 0
NEM | Wind | 0.001304 | 0.0012253 | 3730.2436 | 6894.6558 | 9588.1481 | 11900.3795 | 13859.0596 | 15396.4029 | 16668.0981 | 17634.6484 | 18421.9776 | 18934.0455 | 19317.2571 | 19542.8542 | 19683.6009 | 21769.4241 | 22391.6044 | 23199.6143 | 23939.4849 | 25151.8601 | 23818.3471
NEM | Solar PV | 0.00016107 | 0.00014928 | 0.00014205 | 0.00014701 | 0.00027242 | 0.00029781 | 0.00034443 | 0.00034146 | 0.00031646 | 0.00035421 | 0.00035414 | 0.00038302 | 0.00045907 | 0.00042919 | 0.0006472 | 2154.851 | 8380.812 | 10188.7762 | 11321.4904 | 14080.3779 | 13580.1877
NEM | LS Battery | 7.6647e-05 | 7.1035e-05 | 6.6007e-05 | 6.1001e-05 | 5.6535e-05 | 7.575e-05 | 9.7542e-05 | 0.00010587 | 9.8117e-05 | 0.00019188 | 0.0001783 | 0.00016477 | 0.00015271 | 0.00014153 | 261.5264 | 1267.3403 | 3909.0291 | 3622.8258 | 3366.4254 | 6510.5517 | 6033.8755
NEM | Pumped Hydro | 0 | 0 | 0.00018456 | 0.00018314 | 0.00018136 | 0.00018362 | 0.00018576 | 0.00018616 | 0.0001901 | 0.00019396 | 0.0002029 | 0.00020935 | 0.00022319 | 0.0002155 | 0.00044517 | 56.8128 | 822.8986 | 762.6493 | 708.6739 | 786.3673 | 728.7927
NEM | VPP | 0 | 0 | 0 | 0 | 0 | 0 | 0 | 0 | 0 | 0 | 0 | 0 | 0 | 0 | 0 | 0 | 0 | 0 | 0 | 0 | 0
Total excluding storage |  | 0.001502 | -19933.7688 | -70361.6985 | -61577.8271 | -53871.0572 | -46912.6002 | -40791.5137 | -52786.202 | -100700.0102 | -112719.8505 | -104445.822 | -99096.6636 | -113411.3849 | -103467.9349 | 272276.9206 | -22727.177 | -18785.3448 | -66620.4448 | -32285.4687 | -12913.8876 | -3426.3077
Region | Technology | 2021-22 | 2022-23 | 2023-24 | 2024-25 | 2025-26 | 2026-27 | 2027-28 | 2028-29 | 2029-30 | 2030-31 | 2031-32 | 2032-33 | 2033-34 | 2034-35 | 2035-36 | 2036-37 | 2037-38 | 2038-39 | 2039-40 | 2040-41 | 2041-42
NSW1 | Black Coal | 0 | -19933.7702 | -74091.9423 | -68472.4831 | -63459.2056 | -58812.98 | -54650.5737 | -50505.6336 | -77700.9744 | -72012.0243 | -66915.4741 | -106171.5375 | -72503.9003 | -67195.4589 | 246547.2048 | -57704.0854 | -53479.2263 | -49563.6943 | -31581.1823 | -29185.9264 | -27049.0513
NSW1 | Brown Coal | 0 | 0 | 0 | 0 | 0 | 0 | 0 | 0 | 0 | 0 | 0 | 0 | 0 | 0 | 0 | 0 | 0 | 0 | 0 | 0 | 0
NSW1 | CCGT | 5.5372e-06 | 5.1318e-06 | 4.7686e-06 | 4.4069e-06 | 4.0842e-06 | 3.7852e-06 | 3.5173e-06 | 3.2505e-06 | 3.0126e-06 | 2.792e-06 | 2.5944e-06 | 3.2642e-06 | 4.0729e-06 | 3.7747e-06 | 4.1534e-06 | 7.4414e-06 | 1.1419e-05 | 1.0583e-05 | 9.8341e-06 | 1.1183e-05 | 1.0364e-05
NSW1 | Gas - Steam | 0 | 0 | 0 | 0 | 0 | 0 | 0 | 0 | 0 | 0 | 0 | 0 | 0 | 0 | 0 | 0 | 0 | 0 | 0 | 0 | 0
NSW1 | OCGT / Diesel | 2.5731e-06 | 2.3847e-06 | 2.2159e-06 | 2.0478e-06 | 1.8979e-06 | 1.759e-06 | 1.6345e-06 | 1.5105e-06 | 1.3999e-06 | 1.4941e-06 | 1.5845e-06 | 1.6837e-06 | 2.2087e-06 | 2.047e-06 | 1.9021e-06 | 8.7989e-06 | 1.0729e-05 | 9.9431e-06 | 9.2394e-06 | 2.0637e-05 | 1.9126e-05
NSW1 | Hydro | 0 | 0 | 0 | 0 | 0 | 0 | 0 | 0 | 0 | 0 | 0 | 0 | 0 | 0 | 0 | 0 | 0 | 0 | 0 | 0 | 0
NSW1 | Wind | 0.00026628 | 0.00025326 | 0.00025214 | 0.00026822 | 0.00027872 | 0.00028071 | 0.00026085 | 0.00030304 | 0.00028085 | 0.00029972 | 0.00028022 | 0.00033292 | 0.00035316 | 0.00035608 | 0.00037392 | 2170.4237 | 2922.3824 | 2708.4175 | 2516.733 | 3999.7915 | 3706.943
NSW1 | Solar PV | 3.729e-05 | 3.4559e-05 | 3.2113e-05 | 3.4581e-05 | 6.6085e-05 | 7.3258e-05 | 7.6715e-05 | 7.4813e-05 | 6.9336e-05 | 8.3606e-05 | 8.3574e-05 | 0.00010807 | 0.00013497 | 0.00012509 | 0.00021307 | 2154.8505 | 5646.4521 | 7654.6151 | 8966.6809 | 9340.9253 | 9187.7385
NSW1 | LS Battery | 1.5862e-05 | 1.4701e-05 | 1.3661e-05 | 1.2624e-05 | 1.17e-05 | 1.5411e-05 | 1.9633e-05 | 2.1201e-05 | 1.9648e-05 | 3.8153e-05 | 3.5453e-05 | 3.2764e-05 | 3.0365e-05 | 2.8142e-05 | 2.615e-05 | 0.00040973 | 0.00038042 | 0.00035257 | 0.00032761 | 1378.3556 | 1277.438
NSW1 | Pumped Hydro | 0 | 0 | 5.4033e-05 | 5.4063e-05 | 5.3126e-05 | 5.3286e-05 | 5.3588e-05 | 5.3288e-05 | 5.4255e-05 | 5.465e-05 | 5.511e-05 | 5.4347e-05 | 6.0505e-05 | 5.6075e-05 | 5.486e-05 | 0.00010741 | 0.00013204 | 0.00012238 | 0.00011372 | 0.00016981 | 0.00015738
NSW1 | VPP | 0 | 0 | 0 | 0 | 0 | 0 | 0 | 0 | 0 | 0 | 0 | 0 | 0 | 0 | 0 | 0 | 0 | 0 | 0 | 0 | 0
Total excluding storage |  | 0.00031168 | -19933.77 | -74091.942 | -68472.4828 | -63459.2053 | -58812.9797 | -54650.5733 | -50505.6332 | -77700.9741 | -72012.0239 | -66915.4737 | -106171.5371 | -72503.8999 | -67195.4584 | 246547.2054 | -53378.8112 | -44910.3917 | -39200.6617 | -20097.7683 | -15845.2096 | -14154.3698
Region | Technology | 2021-22 | 2022-23 | 2023-24 | 2024-25 | 2025-26 | 2026-27 | 2027-28 | 2028-29 | 2029-30 | 2030-31 | 2031-32 | 2032-33 | 2033-34 | 2034-35 | 2035-36 | 2036-37 | 2037-38 | 2038-39 | 2039-40 | 2040-41 | 2041-42
QLD1 | Black Coal | 0 | 0 | 0 | 0 | 0 | 0 | 0 | -17676.9717 | -16382.7356 | -15183.2581 | -14108.6843 | -13038.6196 | -12083.9847 | -11199.2444 | 47504.5596 | 49366.6875 | 39430.3198 | -17536.1007 | -16295.0077 | -15059.1226 | -13956.5547
QLD1 | Brown Coal | 0 | 0 | 0 | 0 | 0 | 0 | 0 | 0 | 0 | 0 | 0 | 0 | 0 | 0 | 0 | 0 | 0 | 0 | 0 | 0 | 0
QLD1 | CCGT | 5.6414e-06 | 5.2284e-06 | 4.8584e-06 | 4.4899e-06 | 4.1612e-06 | 3.8565e-06 | 3.5836e-06 | 3.3118e-06 | 3.0693e-06 | 2.8446e-06 | 2.6432e-06 | 2.8991e-06 | 3.1246e-06 | 3.2842e-06 | 3.8025e-06 | 4.1213e-06 | 6.0837e-06 | 5.9935e-06 | 5.8499e-06 | 7.6139e-06 | 7.0565e-06
QLD1 | Gas - Steam | 0 | 0 | 0 | 0 | 0 | 0 | 0 | 0 | 0 | 0 | 0 | 0 | 0 | 0 | 0 | 0 | 0 | 0 | 0 | 0 | 0
QLD1 | OCGT / Diesel | 2.4818e-06 | 2.3001e-06 | 2.1373e-06 | 1.9752e-06 | 1.8306e-06 | 1.6965e-06 | 1.5765e-06 | 1.4569e-06 | 1.3502e-06 | 1.4386e-06 | 1.5261e-06 | 1.6016e-06 | 1.6749e-06 | 1.7412e-06 | 1.8258e-06 | 1.8922e-06 | 2.8541e-06 | 2.6451e-06 | 2.4579e-06 | 4.8758e-06 | 4.5188e-06
QLD1 | Hydro | 0 | 0 | 0 | 0 | 0 | 0 | 0 | 0 | 0 | 0 | 0 | 0 | 0 | 0 | 0 | 0 | 0 | 0 | 0 | 0 | 0
QLD1 | Wind | 0.00035962 | 0.00034067 | 0.00032225 | 0.00029781 | 0.00030025 | 0.00029782 | 0.00027674 | 0.00033948 | 0.00031463 | 0.00032688 | 0.00030587 | 0.0003309 | 0.00030806 | 0.00035166 | 0.00038546 | 0.00047864 | 0.0008364 | 1237.8142 | 2378.6452 | 2198.239 | 2545.297
QLD1 | Solar PV | 5.4547e-05 | 5.0554e-05 | 4.6976e-05 | 4.3413e-05 | 7.4958e-05 | 8.1183e-05 | 8.4409e-05 | 8.3635e-05 | 7.7512e-05 | 8.9009e-05 | 9.1368e-05 | 9.3404e-05 | 0.00010568 | 9.8552e-05 | 0.00013021 | 0.00012967 | 0.00013774 | 0.00013814 | 0.00014388 | 0.0001521 | 0.00017412
QLD1 | LS Battery | 1.5154e-05 | 1.4045e-05 | 1.3051e-05 | 1.2061e-05 | 1.1178e-05 | 1.4971e-05 | 1.91e-05 | 2.0824e-05 | 1.9299e-05 | 3.653e-05 | 3.3944e-05 | 3.137e-05 | 2.9073e-05 | 2.6945e-05 | 2.7065e-05 | 2.9047e-05 | 5.6085e-05 | 5.1979e-05 | 4.83e-05 | 0.00081493 | 0.00075527
QLD1 | Pumped Hydro | 0 | 0 | 2.3866e-05 | 2.3858e-05 | 2.3646e-05 | 2.3698e-05 | 2.3839e-05 | 2.3843e-05 | 2.4321e-05 | 2.4545e-05 | 2.4702e-05 | 2.4716e-05 | 2.4705e-05 | 2.48e-05 | 2.5536e-05 | 2.6416e-05 | 3.6031e-05 | 3.6683e-05 | 3.5937e-05 | 5.259e-05 | 4.874e-05
QLD1 | VPP | 0 | 0 | 0 | 0 | 0 | 0 | 0 | 0 | 0 | 0 | 0 | 0 | 0 | 0 | 0 | 0 | 0 | 0 | 0 | 0 | 0
Total excluding storage |  | 0.00042229 | 0.00039875 | 0.00037622 | 0.00034768 | 0.0003812 | 0.00038455 | 0.00036631 | -17676.9713 | -16382.7352 | -15183.2577 | -14108.6839 | -13038.6191 | -12083.9843 | -11199.2439 | 47504.5601 | 49366.6882 | 39430.3208 | -16298.2863 | -13916.3623 | -12860.8834 | -11411.2575
Region | Technology | 2021-22 | 2022-23 | 2023-24 | 2024-25 | 2025-26 | 2026-27 | 2027-28 | 2028-29 | 2029-30 | 2030-31 | 2031-32 | 2032-33 | 2033-34 | 2034-35 | 2035-36 | 2036-37 | 2037-38 | 2038-39 | 2039-40 | 2040-41 | 2041-42
VIC1 | Black Coal | 0 | 0 | 0 | 0 | 0 | 0 | 0 | 0 | 0 | 0 | 0 | 0 | 0 | 0 | 0 | 0 | 0 | 0 | 0 | 0 | 0
VIC1 | Brown Coal | 0 | 0 | 0 | 0 | 0 | 0 | 0 | 0 | -23284.3986 | -43159.217 | -41843.6415 | 1179.4476 | -48140.7574 | -44616.0864 | -41458.4454 | -38314.0543 | -35508.8547 | -32909.0404 | -19670.254 | -8096.1205 | 0
VIC1 | CCGT | 4.6322e-06 | 4.2931e-06 | 3.9892e-06 | 3.6867e-06 | 3.4168e-06 | 3.1666e-06 | 2.9425e-06 | 2.7193e-06 | 3.1285e-06 | 3.5714e-06 | 4.3376e-06 | 5.1795e-06 | 5.957e-06 | 5.5209e-06 | 9.1298e-06 | 1.0018e-05 | 1.6449e-05 | 1.5244e-05 | 1.4165e-05 | 1.5797e-05 | 1.4641e-05
VIC1 | Gas - Steam | 0 | 0 | 0 | 0 | 0 | 0 | 0 | 0 | 0 | 0 | 0 | 0 | 0 | 0 | 0 | 0 | 0 | 0 | 0 | 0 | 0
VIC1 | OCGT / Diesel | 2.3086e-06 | 2.1395e-06 | 1.9881e-06 | 1.8373e-06 | 1.7028e-06 | 1.5781e-06 | 1.4664e-06 | 1.3552e-06 | 1.256e-06 | 1.3467e-06 | 1.435e-06 | 1.5222e-06 | 1.5952e-06 | 1.6591e-06 | 2.699e-06 | 4.0651e-06 | 8.6865e-06 | 8.0505e-06 | 7.4807e-06 | 0.00010069 | 9.3314e-05
VIC1 | Hydro | 0 | 0 | 0 | 0 | 0 | 0 | 0 | 0 | 0 | 0 | 0 | 0 | 0 | 0 | 0 | 0 | 0 | 0 | 0 | 0 | 0
VIC1 | Wind | 0.00019832 | 0.00018671 | 0.0001735 | 0.00018233 | 0.00016898 | 0.00016771 | 0.00015584 | 0.00018143 | 0.00018144 | 0.00018774 | 0.00017595 | 0.00019121 | 0.00018145 | 0.00019383 | 0.00021082 | 0.00027726 | 0.00035935 | 0.00034707 | 0.00034676 | 0.00045601 | 0.00042833
VIC1 | Solar PV | 1.347e-05 | 1.2484e-05 | 1.16e-05 | 1.7022e-05 | 2.5531e-05 | 2.6582e-05 | 2.7772e-05 | 2.9125e-05 | 2.6993e-05 | 3.1552e-05 | 3.1585e-05 | 3.2747e-05 | 3.7465e-05 | 3.4722e-05 | 4.2555e-05 | 5.1156e-05 | 6.6742e-05 | 6.3763e-05 | 6.1986e-05 | 0.00023067 | 0.00021924
VIC1 | LS Battery | 1.497e-05 | 1.3874e-05 | 1.2892e-05 | 1.1915e-05 | 1.1042e-05 | 1.4943e-05 | 1.9401e-05 | 2.1189e-05 | 1.9638e-05 | 4.0714e-05 | 3.7833e-05 | 3.4963e-05 | 3.2404e-05 | 3.0031e-05 | 6.0734e-05 | 0.00039214 | 1726.927 | 1600.4884 | 1487.2161 | 1970.23 | 1825.9778
VIC1 | Pumped Hydro | 0 | 0 | 2.4156e-05 | 2.4409e-05 | 2.3966e-05 | 2.4258e-05 | 2.5192e-05 | 2.592e-05 | 2.7968e-05 | 3.0847e-05 | 3.8256e-05 | 4.5361e-05 | 5.3113e-05 | 4.9224e-05 | 0.00027228 | 56.8126 | 822.8983 | 762.649 | 708.6736 | 786.367 | 728.7924
VIC1 | VPP | 0 | 0 | 0 | 0 | 0 | 0 | 0 | 0 | 0 | 0 | 0 | 0 | 0 | 0 | 0 | 0 | 0 | 0 | 0 | 0 | 0
Total excluding storage |  | 0.00021873 | 0.00020563 | 0.00019108 | 0.00020487 | 0.00019963 | 0.00019904 | 0.00018802 | 0.00021463 | -23284.3984 | -43159.2168 | -41843.6413 | 1179.4478 | -48140.7572 | -44616.0862 | -41458.4451 | -38314.054 | -35508.8542 | -32909.0399 | -19670.2536 | -8096.1197 | 0.00075552
Region | Technology | 2021-22 | 2022-23 | 2023-24 | 2024-25 | 2025-26 | 2026-27 | 2027-28 | 2028-29 | 2029-30 | 2030-31 | 2031-32 | 2032-33 | 2033-34 | 2034-35 | 2035-36 | 2036-37 | 2037-38 | 2038-39 | 2039-40 | 2040-41 | 2041-42
SA1 | Black Coal | 0 | 0 | 0 | 0 | 0 | 0 | 0 | 0 | 0 | 0 | 0 | 0 | 0 | 0 | 0 | 0 | 0 | 0 | 0 | 0 | 0
SA1 | Brown Coal | 0 | 0 | 0 | 0 | 0 | 0 | 0 | 0 | 0 | 0 | 0 | 0 | 0 | 0 | 0 | 0 | 0 | 0 | 0 | 0 | 0
SA1 | CCGT | 4.6886e-06 | 4.3453e-06 | 5.0041e-06 | 4.6245e-06 | 4.286e-06 | 3.9722e-06 | 3.691e-06 | 3.4111e-06 | 3.1613e-06 | 3.371e-06 | 3.1324e-06 | 3.6315e-06 | 3.851e-06 | 4.0273e-06 | 6.109e-06 | 7.5729e-06 | 1.15e-05 | 1.0658e-05 | 9.9036e-06 | 1.2645e-05 | 1.1719e-05
SA1 | Gas - Steam | 0 | 0 | 0 | 0 | 0 | 0 | 0 | 0 | 0 | 0 | 0 | 0 | 0 | 0 | 0 | 0 | 0 | 0 | 0 | 0 | 0
SA1 | OCGT / Diesel | 2.3198e-06 | 2.1499e-06 | 1.9978e-06 | 1.8462e-06 | 1.7111e-06 | 1.5858e-06 | 1.4736e-06 | 1.3618e-06 | 1.2621e-06 | 1.3502e-06 | 1.4317e-06 | 1.5212e-06 | 1.5913e-06 | 1.6607e-06 | 4.8876e-06 | 8.4329e-06 | 8.6301e-06 | 7.9982e-06 | 7.4322e-06 | 195.0437 | 180.7634
SA1 | Hydro | 0 | 0 | 0 | 0 | 0 | 0 | 0 | 0 | 0 | 0 | 0 | 0 | 0 | 0 | 0 | 0 | 0 | 0 | 0 | 0 | 0
SA1 | Wind | 0.00034339 | 0.00031825 | 0.00032105 | 0.00029913 | 0.00027722 | 0.00028206 | 0.00026209 | 0.00031702 | 0.00031454 | 0.00033574 | 0.00031198 | 0.000361 | 0.00035335 | 0.0003783 | 0.00049221 | 0.00068877 | 0.0021057 | 0.0019515 | 0.001834 | 279.1811 | 258.7406
SA1 | Solar PV | 4.934e-05 | 4.5727e-05 | 4.2491e-05 | 4.0239e-05 | 6.5541e-05 | 6.6778e-05 | 6.8833e-05 | 7.3767e-05 | 6.8366e-05 | 8.1223e-05 | 8.2563e-05 | 8.8684e-05 | 0.00010497 | 0.00010041 | 0.00016081 | 0.00029262 | 2734.3596 | 2534.1608 | 2354.8092 | 4739.4521 | 4392.4486
SA1 | LS Battery | 1.5467e-05 | 1.4335e-05 | 1.332e-05 | 1.231e-05 | 1.1409e-05 | 1.4963e-05 | 1.9534e-05 | 2.1213e-05 | 1.966e-05 | 4.0399e-05 | 3.754e-05 | 3.4692e-05 | 3.2152e-05 | 2.9798e-05 | 261.5263 | 1267.3395 | 2182.1016 | 2022.337 | 1879.2089 | 3161.9652 | 2930.459
SA1 | Pumped Hydro | 0 | 0 | 1.8208e-05 | 1.6827e-05 | 1.5595e-05 | 1.5757e-05 | 1.5948e-05 | 1.5981e-05 | 1.6151e-05 | 1.6357e-05 | 1.6512e-05 | 1.6827e-05 | 1.6711e-05 | 1.6775e-05 | 2.3529e-05 | 2.5468e-05 | 2.9896e-05 | 2.7707e-05 | 2.5747e-05 | 3.457e-05 | 3.2039e-05
SA1 | VPP | 0 | 0 | 0 | 0 | 0 | 0 | 0 | 0 | 0 | 0 | 0 | 0 | 0 | 0 | 0 | 0 | 0 | 0 | 0 | 0 | 0
Total excluding storage |  | 0.00039974 | 0.00037047 | 0.00037055 | 0.00034583 | 0.00034876 | 0.00035439 | 0.00033609 | 0.00039556 | 0.00038733 | 0.00042169 | 0.00039911 | 0.00045484 | 0.00046376 | 0.00048439 | 0.00066401 | 0.0009974 | 2734.3617 | 2534.1628 | 2354.811 | 5213.6769 | 4831.9526
Region | Technology | 2021-22 | 2022-23 | 2023-24 | 2024-25 | 2025-26 | 2026-27 | 2027-28 | 2028-29 | 2029-30 | 2030-31 | 2031-32 | 2032-33 | 2033-34 | 2034-35 | 2035-36 | 2036-37 | 2037-38 | 2038-39 | 2039-40 | 2040-41 | 2041-42
TAS1 | Black Coal | 0 | 0 | 0 | 0 | 0 | 0 | 0 | 0 | 0 | 0 | 0 | 0 | 0 | 0 | 0 | 0 | 0 | 0 | 0 | 0 | 0
TAS1 | Brown Coal | 0 | 0 | 0 | 0 | 0 | 0 | 0 | 0 | 0 | 0 | 0 | 0 | 0 | 0 | 0 | 0 | 0 | 0 | 0 | 0 | 0
TAS1 | CCGT | 4.3382e-06 | 4.0206e-06 | 3.736e-06 | 3.4527e-06 | 3.1999e-06 | 2.9656e-06 | 2.7557e-06 | 2.5467e-06 | 2.3602e-06 | 2.1874e-06 | 2.0326e-06 | 1.8785e-06 | 1.7409e-06 | 1.6135e-06 | 1.4993e-06 | 1.6764e-06 | 1.8526e-06 | 2.0102e-06 | 2.166e-06 | 2.293e-06 | 2.4285e-06
TAS1 | Gas - Steam | 0 | 0 | 0 | 0 | 0 | 0 | 0 | 0 | 0 | 0 | 0 | 0 | 0 | 0 | 0 | 0 | 0 | 0 | 0 | 0 | 0
TAS1 | OCGT / Diesel | 2.3971e-06 | 2.2216e-06 | 2.0644e-06 | 1.9078e-06 | 1.7681e-06 | 1.6387e-06 | 1.5227e-06 | 1.4072e-06 | 1.3042e-06 | 1.3892e-06 | 1.4722e-06 | 1.5424e-06 | 1.6115e-06 | 1.6757e-06 | 1.7407e-06 | 1.7922e-06 | 1.8452e-06 | 1.8947e-06 | 1.9467e-06 | 1.9849e-06 | 2.0292e-06
TAS1 | Hydro | 0 | 0 | 0 | 0 | 0 | 0 | 0 | 0 | 0 | 0 | 0 | 0 | 0 | 0 | 0 | 0 | 0 | 0 | 0 | 0 | 0
TAS1 | Wind | 0.00013641 | 0.00012642 | 3730.2426 | 6894.6548 | 9588.1471 | 11900.3784 | 13859.0587 | 15396.4018 | 16668.097 | 17634.6473 | 18421.9765 | 18934.0443 | 19317.2559 | 19542.8529 | 19683.5994 | 19598.9989 | 19469.2186 | 19253.3803 | 19044.1044 | 18674.6481 | 17307.3661
TAS1 | Solar PV | 6.4255e-06 | 5.955e-06 | 8.8692e-06 | 1.1759e-05 | 4.0308e-05 | 5.0009e-05 | 8.67e-05 | 8.0124e-05 | 7.4258e-05 | 6.8821e-05 | 6.5048e-05 | 6.0114e-05 | 7.5982e-05 | 7.0419e-05 | 0.00010056 | 9.2932e-05 | 8.6899e-05 | 8.0537e-05 | 0.00013419 | 0.00015812 | 0.00014654
TAS1 | LS Battery | 1.5192e-05 | 1.408e-05 | 1.3083e-05 | 1.2091e-05 | 1.1206e-05 | 1.5463e-05 | 1.9874e-05 | 2.1441e-05 | 1.9871e-05 | 3.6079e-05 | 3.3526e-05 | 3.0983e-05 | 2.8715e-05 | 2.6612e-05 | 2.5901e-05 | 2.6307e-05 | 2.639e-05 | 2.6361e-05 | 2.6674e-05 | 2.7023e-05 | 3.0317e-05
TAS1 | Pumped Hydro | 0 | 0 | 6.4291e-05 | 6.3979e-05 | 6.5028e-05 | 6.6625e-05 | 6.7194e-05 | 6.7127e-05 | 6.7406e-05 | 6.756e-05 | 6.8317e-05 | 6.8097e-05 | 6.8155e-05 | 6.8624e-05 | 6.8962e-05 | 6.9119e-05 | 6.9034e-05 | 6.9306e-05 | 6.9598e-05 | 6.9714e-05 | 6.9748e-05
TAS1 | VPP | 0 | 0 | 0 | 0 | 0 | 0 | 0 | 0 | 0 | 0 | 0 | 0 | 0 | 0 | 0 | 0 | 0 | 0 | 0 | 0 | 0
Total excluding storage |  | 0.00014957 | 0.00013862 | 3730.2426 | 6894.6548 | 9588.1472 | 11900.3785 | 13859.0588 | 15396.4018 | 16668.0971 | 17634.6474 | 18421.9765 | 18934.0443 | 19317.2559 | 19542.853 | 19683.5995 | 19598.999 | 19469.2187 | 19253.3804 | 19044.1046 | 18674.6483 | 17307.3663
Ernst & Young’s liability is limited by a scheme approved under Professional Standards Legislation

## BaseCase_Fuel Cost
Fuel cost by technology ($000s) - Base Case, Slow Change Scenario
Fuel | Real June 2019 dollars discounted to 1 July 2019
Explicitly modelled generation
Region | Technology | 2021-22 | 2022-23 | 2023-24 | 2024-25 | 2025-26 | 2026-27 | 2027-28 | 2028-29 | 2029-30 | 2030-31 | 2031-32 | 2032-33 | 2033-34 | 2034-35 | 2035-36 | 2036-37 | 2037-38 | 2038-39 | 2039-40 | 2040-41 | 2041-42
NEM | Black Coal | 1369794.9981 | 1224710.3066 | 1182649.3282 | 1064891.882 | 964203.5676 | 875503.5985 | 835653.3675 | 803757.835 | 590885.7629 | 558690.6391 | 520279.4707 | 466854.2901 | 437494.3598 | 416621.9663 | 378740.2499 | 352644.4091 | 330681.0989 | 308061.4764 | 280850.8049 | 255430.0001 | 236830.4226
NEM | Brown Coal | 178950.9049 | 153322.928 | 156452.0067 | 150805.5834 | 135850.4731 | 123427.3449 | 111015.3687 | 103640.6701 | 89214.815 | 79185.5469 | 67989.665 | 65641.2405 | 60686.2446 | 57172.4456 | 52504.0289 | 49783.1399 | 46959.8296 | 44492.8862 | 40717.2746 | 38398.2395 | 36260.5182
NEM | CCGT | 117187.047 | 108737.1432 | 84779.6955 | 73201.2704 | 67526.0061 | 62612.9053 | 58044.0713 | 53950.2654 | 49831.3851 | 46176.5129 | 42883.4669 | 39806.3875 | 36882.4207 | 34125.4408 | 31642.7283 | 28499.487 | 21896.9052 | 21589.7761 | 31150.7554 | 15210.0365 | 32598.3041
NEM | Gas - Steam | 81586.6193 | 60287.4309 | 56058.1277 | 8640.0276 | 7894.8949 | 7359.5885 | 6855.8621 | 6452.6166 | 5999.3052 | 5462.3945 | 5133.8485 | 4824.9016 | 4384.656 | 4090.3456 | 1900.4316 | 1642.2013 | 1565.8113 | 1500.97 | 1069.6009 | 984.402 | 908.0998
NEM | OCGT / Diesel | 1116.2171 | 1315.118 | 3548.7838 | 9.9578 | 0.0023289 | 41.7062 | 115.6421 | 238.5104 | 201.1785 | 61.9763 | 153.5111 | 1004.7104 | 211.3106 | 287.84 | 1361.0099 | 1738.3621 | 2941.3374 | 4347.2945 | 5903.2643 | 1467.6915 | 3224.713
NEM | Hydro | 0 | 0 | 0 | 0 | 0 | 0 | 0 | 0 | 0 | 0 | 0 | 0 | 0 | 0 | 0 | 0 | 0 | 0 | 0 | 0 | 0
NEM | Wind | 0 | 0 | 0 | 0 | 0 | 0 | 0 | 0 | 0 | 0 | 0 | 0 | 0 | 0 | 0 | 0 | 0 | 0 | 0 | 0 | 0
NEM | Solar PV | 0 | 0 | 0 | 0 | 0 | 0 | 0 | 0 | 0 | 0 | 0 | 0 | 0 | 0 | 0 | 0 | 0 | 0 | 0 | 0 | 0
NEM | LS Battery | 0 | 0 | 0 | 0 | 0 | 0 | 0 | 0 | 0 | 0 | 0 | 0 | 0 | 0 | 0 | 0 | 0 | 0 | 0 | 0 | 0
NEM | Pumped Hydro | 0 | 0 | 0 | 0 | 0 | 0 | 0 | 0 | 0 | 0 | 0 | 0 | 0 | 0 | 0 | 0 | 0 | 0 | 0 | 0 | 0
NEM | VPP | 0 | 0 | 0 | 0 | 0 | 0 | 0 | 0 | 0 | 0 | 0 | 0 | 0 | 0 | 0 | 0 | 0 | 0 | 0 | 0 | 0
Total excluding storage |  | 1748635.7864 | 1548372.9267 | 1483487.9419 | 1297548.7212 | 1175474.944 | 1068945.1433 | 1011684.3116 | 968039.8975 | 736132.4467 | 689577.0698 | 636439.9622 | 578131.5302 | 539658.9917 | 512298.0382 | 466148.4487 | 434307.5994 | 404044.9824 | 379992.4031 | 359691.7001 | 311490.3696 | 309822.0578
Region | Technology | 2021-22 | 2022-23 | 2023-24 | 2024-25 | 2025-26 | 2026-27 | 2027-28 | 2028-29 | 2029-30 | 2030-31 | 2031-32 | 2032-33 | 2033-34 | 2034-35 | 2035-36 | 2036-37 | 2037-38 | 2038-39 | 2039-40 | 2040-41 | 2041-42
NSW1 | Black Coal | 719632.7784 | 617068.9779 | 576904.9646 | 511117.5419 | 448118.8023 | 406242.2818 | 406875.1392 | 416606.5953 | 283089.4364 | 266473.2029 | 256462.2019 | 200638.2271 | 189579.3873 | 185432.6373 | 178978.9546 | 168179.3653 | 161588.3565 | 149295.0763 | 137597.144 | 125096.6147 | 117375.6789
NSW1 | Brown Coal | 0 | 0 | 0 | 0 | 0 | 0 | 0 | 0 | 0 | 0 | 0 | 0 | 0 | 0 | 0 | 0 | 0 | 0 | 0 | 0 | 0
NSW1 | CCGT | 1640.5837 | 1534.6052 | 4371.0368 | 2642.4213 | 2420.8288 | 2240.3093 | 2082.9102 | 1930.5582 | 1786.9892 | 1651.4863 | 1545.1982 | 1523.2951 | 1338.9094 | 1253.1892 | 1183.6616 | 1174.236 | 1099.9456 | 3164.3435 | 12818.4543 | 871.3174 | 12373.3929
NSW1 | Gas - Steam | 0 | 0 | 0 | 0 | 0 | 0 | 0 | 0 | 0 | 0 | 0 | 0 | 0 | 0 | 0 | 0 | 0 | 0 | 0 | 0 | 0
NSW1 | OCGT / Diesel | 0.00031177 | 0.00031228 | 0.00032329 | 6.1546 | 0.00032267 | 0.00032119 | 0.0003223 | 0.000324 | 0.00031503 | 0.00031678 | 0.00031743 | 552.2791 | 127.6635 | 158.3713 | 178.4941 | 765.7179 | 789.1641 | 294.0346 | 321.4084 | 448.0855 | 417.0117
NSW1 | Hydro | 0 | 0 | 0 | 0 | 0 | 0 | 0 | 0 | 0 | 0 | 0 | 0 | 0 | 0 | 0 | 0 | 0 | 0 | 0 | 0 | 0
NSW1 | Wind | 0 | 0 | 0 | 0 | 0 | 0 | 0 | 0 | 0 | 0 | 0 | 0 | 0 | 0 | 0 | 0 | 0 | 0 | 0 | 0 | 0
NSW1 | Solar PV | 0 | 0 | 0 | 0 | 0 | 0 | 0 | 0 | 0 | 0 | 0 | 0 | 0 | 0 | 0 | 0 | 0 | 0 | 0 | 0 | 0
NSW1 | LS Battery | 0 | 0 | 0 | 0 | 0 | 0 | 0 | 0 | 0 | 0 | 0 | 0 | 0 | 0 | 0 | 0 | 0 | 0 | 0 | 0 | 0
NSW1 | Pumped Hydro | 0 | 0 | 0 | 0 | 0 | 0 | 0 | 0 | 0 | 0 | 0 | 0 | 0 | 0 | 0 | 0 | 0 | 0 | 0 | 0 | 0
NSW1 | VPP | 0 | 0 | 0 | 0 | 0 | 0 | 0 | 0 | 0 | 0 | 0 | 0 | 0 | 0 | 0 | 0 | 0 | 0 | 0 | 0 | 0
Total excluding storage |  | 721273.3624 | 618603.5834 | 581276.0017 | 513766.1179 | 450539.6314 | 408482.5914 | 408958.0497 | 418537.1537 | 284876.4259 | 268124.6895 | 258007.4004 | 202713.8012 | 191045.9601 | 186844.1979 | 180341.1102 | 170119.3192 | 163477.4662 | 152753.4544 | 150737.0066 | 126416.0175 | 130166.0835
Region | Technology | 2021-22 | 2022-23 | 2023-24 | 2024-25 | 2025-26 | 2026-27 | 2027-28 | 2028-29 | 2029-30 | 2030-31 | 2031-32 | 2032-33 | 2033-34 | 2034-35 | 2035-36 | 2036-37 | 2037-38 | 2038-39 | 2039-40 | 2040-41 | 2041-42
QLD1 | Black Coal | 650162.2197 | 607641.3287 | 605744.3636 | 553774.3401 | 516084.7653 | 469261.3167 | 428778.2283 | 387151.2397 | 307796.3265 | 292217.4362 | 263817.2688 | 266216.063 | 247914.9726 | 231189.329 | 199761.2954 | 184465.0438 | 169092.7424 | 158766.4 | 143253.6609 | 130333.3855 | 119454.7437
QLD1 | Brown Coal | 0 | 0 | 0 | 0 | 0 | 0 | 0 | 0 | 0 | 0 | 0 | 0 | 0 | 0 | 0 | 0 | 0 | 0 | 0 | 0 | 0
QLD1 | CCGT | 58206.1549 | 54233.6855 | 56056.5268 | 50986.4086 | 47136.4928 | 43728.2305 | 40520.0836 | 37640.6827 | 34766.6474 | 32292.0381 | 29982.6681 | 27784.6839 | 25723.1007 | 23865.3909 | 22100.9795 | 19601.2962 | 20796.9585 | 18425.4315 | 18332.3 | 14338.718 | 20224.9102
QLD1 | Gas - Steam | 1983.853 | 1870.5451 | 3525.9975 | 3339.1185 | 3061.4548 | 2856.4898 | 2642.028 | 2461.2292 | 2248.3745 | 2092.8599 | 1944.9616 | 1821.3869 | 1687.1491 | 1565.8674 | 1434.4264 | 1329.0231 | 1234.5241 | 1147.7041 | 1069.6009 | 984.402 | 908.0998
QLD1 | OCGT / Diesel | 0.00046962 | 0.00046769 | 0.00047284 | 0.00047091 | 0.00047075 | 0.00047088 | 0.00047067 | 22.9106 | 0.00045844 | 0.00045673 | 0.00046159 | 0.00046537 | 0.00046314 | 0.00030349 | 42.7506 | 55.1855 | 502.2253 | 191.7493 | 261.8488 | 258.498 | 266.3898
QLD1 | Hydro | 0 | 0 | 0 | 0 | 0 | 0 | 0 | 0 | 0 | 0 | 0 | 0 | 0 | 0 | 0 | 0 | 0 | 0 | 0 | 0 | 0
QLD1 | Wind | 0 | 0 | 0 | 0 | 0 | 0 | 0 | 0 | 0 | 0 | 0 | 0 | 0 | 0 | 0 | 0 | 0 | 0 | 0 | 0 | 0
QLD1 | Solar PV | 0 | 0 | 0 | 0 | 0 | 0 | 0 | 0 | 0 | 0 | 0 | 0 | 0 | 0 | 0 | 0 | 0 | 0 | 0 | 0 | 0
QLD1 | LS Battery | 0 | 0 | 0 | 0 | 0 | 0 | 0 | 0 | 0 | 0 | 0 | 0 | 0 | 0 | 0 | 0 | 0 | 0 | 0 | 0 | 0
QLD1 | Pumped Hydro | 0 | 0 | 0 | 0 | 0 | 0 | 0 | 0 | 0 | 0 | 0 | 0 | 0 | 0 | 0 | 0 | 0 | 0 | 0 | 0 | 0
QLD1 | VPP | 0 | 0 | 0 | 0 | 0 | 0 | 0 | 0 | 0 | 0 | 0 | 0 | 0 | 0 | 0 | 0 | 0 | 0 | 0 | 0 | 0
Total excluding storage |  | 710352.228 | 663745.5598 | 665326.8883 | 608099.8676 | 566282.7133 | 515846.0374 | 471940.3403 | 427276.0622 | 344811.3488 | 326602.3346 | 295744.899 | 295822.1342 | 275325.2228 | 256620.5875 | 223339.4519 | 205450.5486 | 191626.4502 | 178531.2849 | 162917.4107 | 145915.0035 | 140854.1434
Region | Technology | 2021-22 | 2022-23 | 2023-24 | 2024-25 | 2025-26 | 2026-27 | 2027-28 | 2028-29 | 2029-30 | 2030-31 | 2031-32 | 2032-33 | 2033-34 | 2034-35 | 2035-36 | 2036-37 | 2037-38 | 2038-39 | 2039-40 | 2040-41 | 2041-42
VIC1 | Black Coal | 0 | 0 | 0 | 0 | 0 | 0 | 0 | 0 | 0 | 0 | 0 | 0 | 0 | 0 | 0 | 0 | 0 | 0 | 0 | 0 | 0
VIC1 | Brown Coal | 178950.9049 | 153322.928 | 156452.0067 | 150805.5834 | 135850.4731 | 123427.3449 | 111015.3687 | 103640.6701 | 89214.815 | 79185.5469 | 67989.665 | 65641.2405 | 60686.2446 | 57172.4456 | 52504.0289 | 49783.1399 | 46959.8296 | 44492.8862 | 40717.2746 | 38398.2395 | 36260.5182
VIC1 | CCGT | 0.00014318 | 0.00014108 | 0.00014446 | 0.0001526 | 0.00014578 | 0.00014557 | 0.00015145 | 0.00015562 | 0.00016325 | 0.00017229 | 0.00018913 | 0.00021116 | 0.0002289 | 0.00021929 | 0.00030933 | 0.00033302 | 0.00049512 | 0.00049138 | 0.00048003 | 0.00047107 | 0.0004871
VIC1 | Gas - Steam | 156.0713 | 160.6373 | 440.0377 | 8.3435e-05 | 7.8597e-05 | 26.8717 | 83.1983 | 123.0934 | 187.4167 | 87.6804 | 120.1029 | 176.2249 | 62.2077 | 110.3829 | 466.0052 | 313.1782 | 331.2872 | 353.2659 | 0 | 0 | 0
VIC1 | OCGT / Diesel | 127.9101 | 9.4453 | 441.51 | 0.00052996 | 0.00050212 | 0.00050291 | 39.3742 | 110.7172 | 86.5196 | 8.7622 | 93.9072 | 307.0867 | 35.4706 | 30.8382 | 528.1052 | 456.4375 | 982.697 | 3107.2191 | 2483.2995 | 353.0863 | 705.4844
VIC1 | Hydro | 0 | 0 | 0 | 0 | 0 | 0 | 0 | 0 | 0 | 0 | 0 | 0 | 0 | 0 | 0 | 0 | 0 | 0 | 0 | 0 | 0
VIC1 | Wind | 0 | 0 | 0 | 0 | 0 | 0 | 0 | 0 | 0 | 0 | 0 | 0 | 0 | 0 | 0 | 0 | 0 | 0 | 0 | 0 | 0
VIC1 | Solar PV | 0 | 0 | 0 | 0 | 0 | 0 | 0 | 0 | 0 | 0 | 0 | 0 | 0 | 0 | 0 | 0 | 0 | 0 | 0 | 0 | 0
VIC1 | LS Battery | 0 | 0 | 0 | 0 | 0 | 0 | 0 | 0 | 0 | 0 | 0 | 0 | 0 | 0 | 0 | 0 | 0 | 0 | 0 | 0 | 0
VIC1 | Pumped Hydro | 0 | 0 | 0 | 0 | 0 | 0 | 0 | 0 | 0 | 0 | 0 | 0 | 0 | 0 | 0 | 0 | 0 | 0 | 0 | 0 | 0
VIC1 | VPP | 0 | 0 | 0 | 0 | 0 | 0 | 0 | 0 | 0 | 0 | 0 | 0 | 0 | 0 | 0 | 0 | 0 | 0 | 0 | 0 | 0
Total excluding storage |  | 179234.8864 | 153493.0108 | 157333.5545 | 150805.5841 | 135850.4738 | 123454.2172 | 111137.9414 | 103874.4808 | 89488.7514 | 79281.9898 | 68203.6753 | 66124.5524 | 60783.9231 | 57313.667 | 53498.1397 | 50552.7559 | 48273.8143 | 47953.3717 | 43200.5745 | 38751.3263 | 36966.0031
Region | Technology | 2021-22 | 2022-23 | 2023-24 | 2024-25 | 2025-26 | 2026-27 | 2027-28 | 2028-29 | 2029-30 | 2030-31 | 2031-32 | 2032-33 | 2033-34 | 2034-35 | 2035-36 | 2036-37 | 2037-38 | 2038-39 | 2039-40 | 2040-41 | 2041-42
SA1 | Black Coal | 0 | 0 | 0 | 0 | 0 | 0 | 0 | 0 | 0 | 0 | 0 | 0 | 0 | 0 | 0 | 0 | 0 | 0 | 0 | 0 | 0
SA1 | Brown Coal | 0 | 0 | 0 | 0 | 0 | 0 | 0 | 0 | 0 | 0 | 0 | 0 | 0 | 0 | 0 | 0 | 0 | 0 | 0 | 0 | 0
SA1 | CCGT | 57340.3081 | 52968.8521 | 24352.1316 | 19572.4402 | 17968.6842 | 16644.3652 | 15441.0772 | 14379.0242 | 13277.7482 | 12232.9882 | 11355.6002 | 10498.4082 | 9820.4102 | 9006.8602 | 8358.0867 | 7723.9543 | 0.00040188 | 0.00039702 | 0.00038158 | 0.00041701 | 0.00042791
SA1 | Gas - Steam | 79446.695 | 58256.2485 | 52092.0925 | 5300.909 | 4833.44 | 4476.227 | 4130.6358 | 3868.294 | 3563.514 | 3281.8542 | 3068.784 | 2827.2898 | 2635.2992 | 2414.0952 | 0 | 0 | 0 | 0 | 0 | 0 | 0
SA1 | OCGT / Diesel | 988.306 | 1305.6717 | 3107.2728 | 3.8019 | 0.00083747 | 41.7047 | 76.2669 | 104.8821 | 114.658 | 53.2131 | 59.6029 | 145.344 | 48.1759 | 98.63 | 611.6598 | 461.0211 | 667.2508 | 754.2913 | 2836.7074 | 408.0216 | 1835.8271
SA1 | Hydro | 0 | 0 | 0 | 0 | 0 | 0 | 0 | 0 | 0 | 0 | 0 | 0 | 0 | 0 | 0 | 0 | 0 | 0 | 0 | 0 | 0
SA1 | Wind | 0 | 0 | 0 | 0 | 0 | 0 | 0 | 0 | 0 | 0 | 0 | 0 | 0 | 0 | 0 | 0 | 0 | 0 | 0 | 0 | 0
SA1 | Solar PV | 0 | 0 | 0 | 0 | 0 | 0 | 0 | 0 | 0 | 0 | 0 | 0 | 0 | 0 | 0 | 0 | 0 | 0 | 0 | 0 | 0
SA1 | LS Battery | 0 | 0 | 0 | 0 | 0 | 0 | 0 | 0 | 0 | 0 | 0 | 0 | 0 | 0 | 0 | 0 | 0 | 0 | 0 | 0 | 0
SA1 | Pumped Hydro | 0 | 0 | 0 | 0 | 0 | 0 | 0 | 0 | 0 | 0 | 0 | 0 | 0 | 0 | 0 | 0 | 0 | 0 | 0 | 0 | 0
SA1 | VPP | 0 | 0 | 0 | 0 | 0 | 0 | 0 | 0 | 0 | 0 | 0 | 0 | 0 | 0 | 0 | 0 | 0 | 0 | 0 | 0 | 0
Total excluding storage |  | 137775.3092 | 112530.7724 | 79551.4969 | 24877.1511 | 22802.125 | 21162.2969 | 19647.9798 | 18352.2003 | 16955.9202 | 15568.0555 | 14483.9871 | 13471.042 | 12503.8853 | 11519.5854 | 8969.7465 | 8184.9754 | 667.2512 | 754.2917 | 2836.7078 | 408.022 | 1835.8275
Region | Technology | 2021-22 | 2022-23 | 2023-24 | 2024-25 | 2025-26 | 2026-27 | 2027-28 | 2028-29 | 2029-30 | 2030-31 | 2031-32 | 2032-33 | 2033-34 | 2034-35 | 2035-36 | 2036-37 | 2037-38 | 2038-39 | 2039-40 | 2040-41 | 2041-42
TAS1 | Black Coal | 0 | 0 | 0 | 0 | 0 | 0 | 0 | 0 | 0 | 0 | 0 | 0 | 0 | 0 | 0 | 0 | 0 | 0 | 0 | 0 | 0
TAS1 | Brown Coal | 0 | 0 | 0 | 0 | 0 | 0 | 0 | 0 | 0 | 0 | 0 | 0 | 0 | 0 | 0 | 0 | 0 | 0 | 0 | 0 | 0
TAS1 | CCGT | 0.00022744 | 0.00022298 | 0.00022759 | 0.00022777 | 0.00021755 | 0.00021609 | 0.00021627 | 0.00021607 | 0.00021601 | 0.00021579 | 0.00021576 | 0.00021535 | 0.00021535 | 0.00021445 | 0.00021445 | 0.0002147 | 0.00021459 | 0.00021486 | 0.00021553 | 0.00021445 | 0.00021455
TAS1 | Gas - Steam | 0 | 0 | 0 | 0 | 0 | 0 | 0 | 0 | 0 | 0 | 0 | 0 | 0 | 0 | 0 | 0 | 0 | 0 | 0 | 0 | 0
TAS1 | OCGT / Diesel | 0.00020763 | 0.00020184 | 0.00020474 | 0.00020651 | 0.0001959 | 0.0001993 | 0.00019936 | 0.00019643 | 0.00019381 | 0.00019897 | 0.00019885 | 0.00019677 | 0.00019723 | 0.00019618 | 0.00019877 | 0.00019696 | 0.00019639 | 0.00019791 | 0.00019755 | 0.00012636 | 0.00012709
TAS1 | Hydro | 0 | 0 | 0 | 0 | 0 | 0 | 0 | 0 | 0 | 0 | 0 | 0 | 0 | 0 | 0 | 0 | 0 | 0 | 0 | 0 | 0
TAS1 | Wind | 0 | 0 | 0 | 0 | 0 | 0 | 0 | 0 | 0 | 0 | 0 | 0 | 0 | 0 | 0 | 0 | 0 | 0 | 0 | 0 | 0
TAS1 | Solar PV | 0 | 0 | 0 | 0 | 0 | 0 | 0 | 0 | 0 | 0 | 0 | 0 | 0 | 0 | 0 | 0 | 0 | 0 | 0 | 0 | 0
TAS1 | LS Battery | 0 | 0 | 0 | 0 | 0 | 0 | 0 | 0 | 0 | 0 | 0 | 0 | 0 | 0 | 0 | 0 | 0 | 0 | 0 | 0 | 0
TAS1 | Pumped Hydro | 0 | 0 | 0 | 0 | 0 | 0 | 0 | 0 | 0 | 0 | 0 | 0 | 0 | 0 | 0 | 0 | 0 | 0 | 0 | 0 | 0
TAS1 | VPP | 0 | 0 | 0 | 0 | 0 | 0 | 0 | 0 | 0 | 0 | 0 | 0 | 0 | 0 | 0 | 0 | 0 | 0 | 0 | 0 | 0
Total excluding storage |  | 0.00043507 | 0.00042482 | 0.00043233 | 0.00043427 | 0.00041345 | 0.00041539 | 0.00041562 | 0.0004125 | 0.00040982 | 0.00041476 | 0.00041461 | 0.00041211 | 0.00041258 | 0.00041064 | 0.00041322 | 0.00041166 | 0.00041098 | 0.00041276 | 0.00041308 | 0.00034082 | 0.00034164
Explicitly modelled pumping
Region | Technology | 2021-22 | 2022-23 | 2023-24 | 2024-25 | 2025-26 | 2026-27 | 2027-28 | 2028-29 | 2029-30 | 2030-31 | 2031-32 | 2032-33 | 2033-34 | 2034-35 | 2035-36 | 2036-37 | 2037-38 | 2038-39 | 2039-40 | 2040-41 | 2041-42
NEM | LS Battery pump | 0 | 0 | 0 | 0 | 0 | 0 | 0 | 0 | 0 | 0 | 0 | 0 | 0 | 0 | 0 | 0 | 0 | 0 | 0 | 0 | 0
NEM | Pumped Hydro Pump | 0 | 0 | 0 | 0 | 0 | 0 | 0 | 0 | 0 | 0 | 0 | 0 | 0 | 0 | 0 | 0 | 0 | 0 | 0 | 0 | 0
NEM | VPP pump | 0 | 0 | 0 | 0 | 0 | 0 | 0 | 0 | 0 | 0 | 0 | 0 | 0 | 0 | 0 | 0 | 0 | 0 | 0 | 0 | 0
Region | Technology | 2021-22 | 2022-23 | 2023-24 | 2024-25 | 2025-26 | 2026-27 | 2027-28 | 2028-29 | 2029-30 | 2030-31 | 2031-32 | 2032-33 | 2033-34 | 2034-35 | 2035-36 | 2036-37 | 2037-38 | 2038-39 | 2039-40 | 2040-41 | 2041-42
NSW1 | LS Battery pump | 0 | 0 | 0 | 0 | 0 | 0 | 0 | 0 | 0 | 0 | 0 | 0 | 0 | 0 | 0 | 0 | 0 | 0 | 0 | 0 | 0
NSW1 | Pumped Hydro Pump | 0 | 0 | 0 | 0 | 0 | 0 | 0 | 0 | 0 | 0 | 0 | 0 | 0 | 0 | 0 | 0 | 0 | 0 | 0 | 0 | 0
NSW1 | VPP pump | 0 | 0 | 0 | 0 | 0 | 0 | 0 | 0 | 0 | 0 | 0 | 0 | 0 | 0 | 0 | 0 | 0 | 0 | 0 | 0 | 0
Region | Technology | 2021-22 | 2022-23 | 2023-24 | 2024-25 | 2025-26 | 2026-27 | 2027-28 | 2028-29 | 2029-30 | 2030-31 | 2031-32 | 2032-33 | 2033-34 | 2034-35 | 2035-36 | 2036-37 | 2037-38 | 2038-39 | 2039-40 | 2040-41 | 2041-42
QLD1 | LS Battery pump | 0 | 0 | 0 | 0 | 0 | 0 | 0 | 0 | 0 | 0 | 0 | 0 | 0 | 0 | 0 | 0 | 0 | 0 | 0 | 0 | 0
QLD1 | Pumped Hydro Pump | 0 | 0 | 0 | 0 | 0 | 0 | 0 | 0 | 0 | 0 | 0 | 0 | 0 | 0 | 0 | 0 | 0 | 0 | 0 | 0 | 0
QLD1 | VPP pump | 0 | 0 | 0 | 0 | 0 | 0 | 0 | 0 | 0 | 0 | 0 | 0 | 0 | 0 | 0 | 0 | 0 | 0 | 0 | 0 | 0
Region | Technology | 2021-22 | 2022-23 | 2023-24 | 2024-25 | 2025-26 | 2026-27 | 2027-28 | 2028-29 | 2029-30 | 2030-31 | 2031-32 | 2032-33 | 2033-34 | 2034-35 | 2035-36 | 2036-37 | 2037-38 | 2038-39 | 2039-40 | 2040-41 | 2041-42
VIC1 | LS Battery pump | 0 | 0 | 0 | 0 | 0 | 0 | 0 | 0 | 0 | 0 | 0 | 0 | 0 | 0 | 0 | 0 | 0 | 0 | 0 | 0 | 0
VIC1 | Pumped Hydro Pump | 0 | 0 | 0 | 0 | 0 | 0 | 0 | 0 | 0 | 0 | 0 | 0 | 0 | 0 | 0 | 0 | 0 | 0 | 0 | 0 | 0
VIC1 | VPP pump | 0 | 0 | 0 | 0 | 0 | 0 | 0 | 0 | 0 | 0 | 0 | 0 | 0 | 0 | 0 | 0 | 0 | 0 | 0 | 0 | 0
Region | Technology | 2021-22 | 2022-23 | 2023-24 | 2024-25 | 2025-26 | 2026-27 | 2027-28 | 2028-29 | 2029-30 | 2030-31 | 2031-32 | 2032-33 | 2033-34 | 2034-35 | 2035-36 | 2036-37 | 2037-38 | 2038-39 | 2039-40 | 2040-41 | 2041-42
SA1 | LS Battery pump | 0 | 0 | 0 | 0 | 0 | 0 | 0 | 0 | 0 | 0 | 0 | 0 | 0 | 0 | 0 | 0 | 0 | 0 | 0 | 0 | 0
SA1 | Pumped Hydro Pump | 0 | 0 | 0 | 0 | 0 | 0 | 0 | 0 | 0 | 0 | 0 | 0 | 0 | 0 | 0 | 0 | 0 | 0 | 0 | 0 | 0
SA1 | VPP pump | 0 | 0 | 0 | 0 | 0 | 0 | 0 | 0 | 0 | 0 | 0 | 0 | 0 | 0 | 0 | 0 | 0 | 0 | 0 | 0 | 0
Region | Technology | 2021-22 | 2022-23 | 2023-24 | 2024-25 | 2025-26 | 2026-27 | 2027-28 | 2028-29 | 2029-30 | 2030-31 | 2031-32 | 2032-33 | 2033-34 | 2034-35 | 2035-36 | 2036-37 | 2037-38 | 2038-39 | 2039-40 | 2040-41 | 2041-42
TAS1 | LS Battery pump | 0 | 0 | 0 | 0 | 0 | 0 | 0 | 0 | 0 | 0 | 0 | 0 | 0 | 0 | 0 | 0 | 0 | 0 | 0 | 0 | 0
TAS1 | Pumped Hydro Pump | 0 | 0 | 0 | 0 | 0 | 0 | 0 | 0 | 0 | 0 | 0 | 0 | 0 | 0 | 0 | 0 | 0 | 0 | 0 | 0 | 0
TAS1 | VPP pump | 0 | 0 | 0 | 0 | 0 | 0 | 0 | 0 | 0 | 0 | 0 | 0 | 0 | 0 | 0 | 0 | 0 | 0 | 0 | 0 | 0
Ernst & Young’s liability is limited by a scheme approved under Professional Standards Legislation

## BaseCase_Build Cost
New generation build cost (CAPEX) by technology ($000s) - Base Case, Slow Change Scenario
CAPEX (Install) | Real June 2019 dollars discounted to 1 July 2019. The total capital costs are annualised for modelling purposes.
Explicitly modelled generation
Region | Technology | 2021-22 | 2022-23 | 2023-24 | 2024-25 | 2025-26 | 2026-27 | 2027-28 | 2028-29 | 2029-30 | 2030-31 | 2031-32 | 2032-33 | 2033-34 | 2034-35 | 2035-36 | 2036-37 | 2037-38 | 2038-39 | 2039-40 | 2040-41 | 2041-42
NEM | Black Coal | 0 | 0 | 0 | 0 | 0 | 0 | 0 | 0 | 0 | 0 | 0 | 0 | 0 | 0 | 0 | 0 | 0 | 0 | 0 | 0 | 0
NEM | Brown Coal | 0 | 0 | 0 | 0 | 0 | 0 | 0 | 0 | 0 | 0 | 0 | 0 | 0 | 0 | 0 | 0 | 0 | 0 | 0 | 0 | 0
NEM | CCGT | 0.00039839 | 0.00036922 | 0.00035916 | 0.00033192 | 0.00030762 | 0.0002851 | 0.00026492 | 0.00024483 | 0.00023697 | 0.00023799 | 0.00023796 | 0.00027127 | 0.00030073 | 0.00029224 | 0.000397 | 0.00049135 | 0.00075182 | 0.00070683 | 0.00066578 | 0.00078517 | 0.0007324
NEM | Gas - Steam | 0 | 0 | 0 | 0 | 0 | 0 | 0 | 0 | 0 | 0 | 0 | 0 | 0 | 0 | 0 | 0 | 0 | 0 | 0 | 0 | 0
NEM | OCGT / Diesel | 0.00039636 | 0.00036734 | 0.00034134 | 0.00031545 | 0.00029236 | 0.00027095 | 0.00025178 | 0.00023268 | 0.00021564 | 0.00022989 | 0.0002436 | 0.00025698 | 0.00028198 | 0.00028547 | 0.00042832 | 0.00080368 | 0.0010544 | 0.00098311 | 0.00091946 | 6471.2399 | 5997.4419
NEM | Hydro | 0 | 0 | 0 | 0 | 0 | 0 | 0 | 0 | 0 | 0 | 0 | 0 | 0 | 0 | 0 | 0 | 0 | 0 | 0 | 0 | 0
NEM | Wind | 0.0062941 | 0.0059122 | 18012.4654 | 33202.7994 | 46033.3438 | 56692.666 | 65626.5321 | 72371.3863 | 77882.1397 | 82118.8171 | 85495.1472 | 87352.7937 | 88645.1578 | 89168.6612 | 89340.3879 | 97114.8023 | 99053.4133 | 101914.1043 | 104493.8829 | 108411.2035 | 102526.986
NEM | Solar PV | 0.0012726 | 0.0011795 | 0.0011203 | 0.0011414 | 0.0019005 | 0.0020338 | 0.0022884 | 0.0022506 | 0.0020858 | 0.0022685 | 0.0022447 | 0.0023659 | 0.0027364 | 0.0025561 | 0.003628 | 10128.6532 | 40344.7244 | 48560.939 | 53556.0926 | 67470.305 | 64891.6304
NEM | LS Battery | 0.0025237 | 0.0023389 | 0.0021733 | 0.0020085 | 0.0018615 | 0.0022376 | 0.0026162 | 0.0027059 | 0.0025078 | 0.0038744 | 0.0024178 | 0.0022344 | 0.0020708 | 0.0019192 | 4023.9352 | 19414.8045 | 59864.4779 | 55481.4435 | 51554.8221 | 97338.328 | 90211.6105
NEM | Pumped Hydro | 0 | 0 | 0.0027731 | 0.0027394 | 0.0026971 | 0.0027273 | 0.0027598 | 0.0027664 | 0.0028274 | 0.0028891 | 0.0030305 | 0.0031396 | 0.0033474 | 0.0032287 | 0.0070257 | 924.7859 | 13377.8253 | 12398.3553 | 11520.8791 | 12775.0059 | 11839.6718
NEM | VPP | 0 | 0 | 0 | 0 | 0 | 0 | 0 | 0 | 0 | 0 | 0 | 0 | 0 | 0 | 0 | 0 | 0 | 0 | 0 | 0 | 0
Total excluding storage |  | 0.0083615 | 0.0078282 | 18012.4672 | 33202.8012 | 46033.3463 | 56692.6686 | 65626.5349 | 72371.3891 | 77882.1423 | 82118.8199 | 85495.1499 | 87352.7966 | 88645.1611 | 89168.6643 | 89340.3924 | 107243.4569 | 139398.1395 | 150475.0449 | 158049.977 | 182352.7491 | 173416.0591
Region | Technology | 2021-22 | 2022-23 | 2023-24 | 2024-25 | 2025-26 | 2026-27 | 2027-28 | 2028-29 | 2029-30 | 2030-31 | 2031-32 | 2032-33 | 2033-34 | 2034-35 | 2035-36 | 2036-37 | 2037-38 | 2038-39 | 2039-40 | 2040-41 | 2041-42
NSW1 | Black Coal | 0 | 0 | 0 | 0 | 0 | 0 | 0 | 0 | 0 | 0 | 0 | 0 | 0 | 0 | 0 | 0 | 0 | 0 | 0 | 0 | 0
NSW1 | Brown Coal | 0 | 0 | 0 | 0 | 0 | 0 | 0 | 0 | 0 | 0 | 0 | 0 | 0 | 0 | 0 | 0 | 0 | 0 | 0 | 0 | 0
NSW1 | CCGT | 8.3637e-05 | 7.7514e-05 | 7.2028e-05 | 6.6565e-05 | 6.1691e-05 | 5.7174e-05 | 5.3128e-05 | 4.9099e-05 | 4.5504e-05 | 4.2172e-05 | 3.9187e-05 | 4.9086e-05 | 6.1031e-05 | 5.6563e-05 | 6.2109e-05 | 0.00011059 | 0.00016916 | 0.00015677 | 0.00014568 | 0.00016536 | 0.00015326
NSW1 | Gas - Steam | 0 | 0 | 0 | 0 | 0 | 0 | 0 | 0 | 0 | 0 | 0 | 0 | 0 | 0 | 0 | 0 | 0 | 0 | 0 | 0 | 0
NSW1 | OCGT / Diesel | 7.9335e-05 | 7.3526e-05 | 6.8322e-05 | 6.314e-05 | 5.8518e-05 | 5.4233e-05 | 5.0395e-05 | 4.6573e-05 | 4.3163e-05 | 4.5986e-05 | 4.8686e-05 | 5.1648e-05 | 6.7496e-05 | 6.2554e-05 | 5.8127e-05 | 0.00026595 | 0.00032395 | 0.00030023 | 0.00027898 | 0.0006203 | 0.00057489
NSW1 | Hydro | 0 | 0 | 0 | 0 | 0 | 0 | 0 | 0 | 0 | 0 | 0 | 0 | 0 | 0 | 0 | 0 | 0 | 0 | 0 | 0 | 0
NSW1 | Wind | 0.0011892 | 0.0011311 | 0.0011261 | 0.0011912 | 0.0012359 | 0.001242 | 0.0011541 | 0.0013269 | 0.0012298 | 0.001303 | 0.0012179 | 0.0014258 | 0.0015002 | 0.0015058 | 0.0015691 | 8654.3621 | 11633.723 | 10781.949 | 10018.8717 | 15542.9214 | 14404.9319
NSW1 | Solar PV | 0.00027231 | 0.00025237 | 0.00023451 | 0.00024621 | 0.00042332 | 0.00045948 | 0.00047403 | 0.00045876 | 0.00042517 | 0.00049242 | 0.00048725 | 0.00060318 | 0.00072857 | 0.00067523 | 0.0010862 | 10128.65 | 26327.3033 | 35569.8165 | 41484.3982 | 43065.7875 | 42273.9125
NSW1 | LS Battery | 0.00049745 | 0.00046103 | 0.0004284 | 0.00039591 | 0.00036692 | 0.00043546 | 0.0005046 | 0.00051963 | 0.00048158 | 0.00073741 | 0.00045214 | 0.00041785 | 0.00038726 | 0.0003589 | 0.0003335 | 0.0057285 | 0.0052722 | 0.0048613 | 0.0045172 | 19219.1308 | 17811.984
NSW1 | Pumped Hydro | 0 | 0 | 0.00076291 | 0.00076326 | 0.00074991 | 0.00075195 | 0.00075592 | 0.00075139 | 0.00076454 | 0.00076964 | 0.0007756 | 0.00076448 | 0.0008494 | 0.00078721 | 0.00076999 | 0.0014923 | 0.0018302 | 0.0016962 | 0.0015761 | 0.0023399 | 0.0021686
NSW1 | VPP | 0 | 0 | 0 | 0 | 0 | 0 | 0 | 0 | 0 | 0 | 0 | 0 | 0 | 0 | 0 | 0 | 0 | 0 | 0 | 0 | 0
Total excluding storage |  | 0.0016245 | 0.0015345 | 0.001501 | 0.0015671 | 0.0017794 | 0.0018129 | 0.0017316 | 0.0018814 | 0.0017436 | 0.0018836 | 0.001793 | 0.0021297 | 0.0023574 | 0.0023002 | 0.0027756 | 18783.0125 | 37961.0267 | 46351.766 | 51503.2703 | 58608.7097 | 56678.8452
Region | Technology | 2021-22 | 2022-23 | 2023-24 | 2024-25 | 2025-26 | 2026-27 | 2027-28 | 2028-29 | 2029-30 | 2030-31 | 2031-32 | 2032-33 | 2033-34 | 2034-35 | 2035-36 | 2036-37 | 2037-38 | 2038-39 | 2039-40 | 2040-41 | 2041-42
QLD1 | Black Coal | 0 | 0 | 0 | 0 | 0 | 0 | 0 | 0 | 0 | 0 | 0 | 0 | 0 | 0 | 0 | 0 | 0 | 0 | 0 | 0 | 0
QLD1 | Brown Coal | 0 | 0 | 0 | 0 | 0 | 0 | 0 | 0 | 0 | 0 | 0 | 0 | 0 | 0 | 0 | 0 | 0 | 0 | 0 | 0 | 0
QLD1 | CCGT | 8.932e-05 | 8.278e-05 | 7.6922e-05 | 7.1088e-05 | 6.5883e-05 | 6.1059e-05 | 5.6738e-05 | 5.2435e-05 | 4.8596e-05 | 4.5038e-05 | 4.185e-05 | 4.5781e-05 | 4.9233e-05 | 5.1658e-05 | 5.9636e-05 | 6.451e-05 | 9.4769e-05 | 9.3309e-05 | 9.1028e-05 | 0.00011808 | 0.00010943
QLD1 | Gas - Steam | 0 | 0 | 0 | 0 | 0 | 0 | 0 | 0 | 0 | 0 | 0 | 0 | 0 | 0 | 0 | 0 | 0 | 0 | 0 | 0 | 0
QLD1 | OCGT / Diesel | 8.0282e-05 | 7.4404e-05 | 6.9138e-05 | 6.3894e-05 | 5.9216e-05 | 5.4881e-05 | 5.0997e-05 | 4.7129e-05 | 4.3678e-05 | 4.6453e-05 | 4.92e-05 | 5.1553e-05 | 5.383e-05 | 5.5882e-05 | 5.851e-05 | 6.0551e-05 | 9.0862e-05 | 8.4209e-05 | 7.825e-05 | 0.00015417 | 0.00014289
QLD1 | Hydro | 0 | 0 | 0 | 0 | 0 | 0 | 0 | 0 | 0 | 0 | 0 | 0 | 0 | 0 | 0 | 0 | 0 | 0 | 0 | 0 | 0
QLD1 | Wind | 0.0017252 | 0.0016341 | 0.0015455 | 0.0014283 | 0.0014378 | 0.001424 | 0.0013232 | 0.001602 | 0.0014847 | 0.0015333 | 0.0014342 | 0.0015356 | 0.0014292 | 0.0016072 | 0.001743 | 0.0021233 | 0.003608 | 5121.7699 | 9816.7347 | 9072.1931 | 10461.1749
QLD1 | Solar PV | 0.00043364 | 0.00040189 | 0.00037345 | 0.00034513 | 0.00053807 | 0.00057064 | 0.00058402 | 0.00057266 | 0.00053073 | 0.00058771 | 0.00059387 | 0.00059762 | 0.000656 | 0.00061122 | 0.00076843 | 0.00075835 | 0.00079255 | 0.00078777 | 0.00080966 | 0.00084266 | 0.00094351
QLD1 | LS Battery | 0.00049306 | 0.00045696 | 0.00042462 | 0.00039242 | 0.00036369 | 0.00043699 | 0.00050736 | 0.00052627 | 0.00048774 | 0.00073438 | 0.00045138 | 0.00041715 | 0.00038661 | 0.0003583 | 0.00036292 | 0.00034805 | 0.00070312 | 0.00062482 | 0.0005806 | 0.011549 | 0.010704
QLD1 | Pumped Hydro | 0 | 0 | 0.00038644 | 0.00038627 | 0.00038276 | 0.00038349 | 0.00038564 | 0.00038553 | 0.00039302 | 0.00039639 | 0.00039866 | 0.00039861 | 0.00039816 | 0.00039937 | 0.00041078 | 0.00042444 | 0.00057681 | 0.00058676 | 0.00057455 | 0.00083753 | 0.00077621
QLD1 | VPP | 0 | 0 | 0 | 0 | 0 | 0 | 0 | 0 | 0 | 0 | 0 | 0 | 0 | 0 | 0 | 0 | 0 | 0 | 0 | 0 | 0
Total excluding storage |  | 0.0023285 | 0.0021932 | 0.002065 | 0.0019084 | 0.002101 | 0.0021106 | 0.002015 | 0.0022742 | 0.0021077 | 0.0022125 | 0.0021191 | 0.0022305 | 0.0021882 | 0.002326 | 0.0026296 | 0.0030067 | 0.0045862 | 5121.7709 | 9816.7357 | 9072.1942 | 10461.1761
Region | Technology | 2021-22 | 2022-23 | 2023-24 | 2024-25 | 2025-26 | 2026-27 | 2027-28 | 2028-29 | 2029-30 | 2030-31 | 2031-32 | 2032-33 | 2033-34 | 2034-35 | 2035-36 | 2036-37 | 2037-38 | 2038-39 | 2039-40 | 2040-41 | 2041-42
VIC1 | Black Coal | 0 | 0 | 0 | 0 | 0 | 0 | 0 | 0 | 0 | 0 | 0 | 0 | 0 | 0 | 0 | 0 | 0 | 0 | 0 | 0 | 0
VIC1 | Brown Coal | 0 | 0 | 0 | 0 | 0 | 0 | 0 | 0 | 0 | 0 | 0 | 0 | 0 | 0 | 0 | 0 | 0 | 0 | 0 | 0 | 0
VIC1 | CCGT | 7.7621e-05 | 7.1938e-05 | 6.6847e-05 | 6.1777e-05 | 5.7254e-05 | 5.3062e-05 | 4.9307e-05 | 4.5567e-05 | 5.2299e-05 | 5.9575e-05 | 7.2174e-05 | 8.5992e-05 | 9.8725e-05 | 9.1497e-05 | 0.00015062 | 0.00016507 | 0.00027013 | 0.00025035 | 0.00023263 | 0.00025903 | 0.00024007
VIC1 | Gas - Steam | 0 | 0 | 0 | 0 | 0 | 0 | 0 | 0 | 0 | 0 | 0 | 0 | 0 | 0 | 0 | 0 | 0 | 0 | 0 | 0 | 0
VIC1 | OCGT / Diesel | 7.902e-05 | 7.3234e-05 | 6.8051e-05 | 6.289e-05 | 5.8285e-05 | 5.4018e-05 | 5.0195e-05 | 4.6388e-05 | 4.2991e-05 | 4.601e-05 | 4.8944e-05 | 5.1832e-05 | 5.4235e-05 | 5.6329e-05 | 9.112e-05 | 0.00013676 | 0.00029107 | 0.00026976 | 0.00025067 | 0.0033499 | 0.0031046
VIC1 | Hydro | 0 | 0 | 0 | 0 | 0 | 0 | 0 | 0 | 0 | 0 | 0 | 0 | 0 | 0 | 0 | 0 | 0 | 0 | 0 | 0 | 0
VIC1 | Wind | 0.0010242 | 0.00096382 | 0.00089561 | 0.00093685 | 0.00086826 | 0.00085892 | 0.00079813 | 0.00091621 | 0.00091226 | 0.00093767 | 0.00087835 | 0.00094341 | 0.00089355 | 0.00094377 | 0.0010189 | 0.0013097 | 0.0016628 | 0.0016023 | 0.0015942 | 0.0020606 | 0.0019378
VIC1 | Solar PV | 0.00011402 | 0.00010568 | 9.8197e-05 | 0.00013639 | 0.00019158 | 0.00019655 | 0.00020213 | 0.00020823 | 0.00019298 | 0.00021761 | 0.00021551 | 0.00021974 | 0.00024405 | 0.00022618 | 0.00026687 | 0.00031158 | 0.00039369 | 0.00037512 | 0.00036309 | 0.0012448 | 0.0011821
VIC1 | LS Battery | 0.0005094 | 0.0004721 | 0.00043869 | 0.00040542 | 0.00037574 | 0.00045497 | 0.00053539 | 0.00055645 | 0.00051571 | 0.0008346 | 0.00053686 | 0.00049614 | 0.00045982 | 0.00042615 | 0.00090373 | 0.0059543 | 26493.7628 | 24553.9969 | 22816.2222 | 30102.4346 | 27898.4564
VIC1 | Pumped Hydro | 0 | 0 | 0.00040028 | 0.00040441 | 0.00039702 | 0.00040172 | 0.00041698 | 0.00042878 | 0.00046223 | 0.00050925 | 0.00063042 | 0.00074637 | 0.00087272 | 0.00080883 | 0.0044442 | 924.7825 | 13377.8213 | 12398.3515 | 11520.8755 | 12775.0011 | 11839.6673
VIC1 | VPP | 0 | 0 | 0 | 0 | 0 | 0 | 0 | 0 | 0 | 0 | 0 | 0 | 0 | 0 | 0 | 0 | 0 | 0 | 0 | 0 | 0
Total excluding storage |  | 0.0012948 | 0.0012147 | 0.0011287 | 0.0011979 | 0.0011754 | 0.0011626 | 0.0010998 | 0.0012164 | 0.0012005 | 0.0012609 | 0.001215 | 0.001301 | 0.0012906 | 0.0013178 | 0.0015275 | 0.0019231 | 0.0026177 | 0.0024975 | 0.0024405 | 0.0069143 | 0.0064645
Region | Technology | 2021-22 | 2022-23 | 2023-24 | 2024-25 | 2025-26 | 2026-27 | 2027-28 | 2028-29 | 2029-30 | 2030-31 | 2031-32 | 2032-33 | 2033-34 | 2034-35 | 2035-36 | 2036-37 | 2037-38 | 2038-39 | 2039-40 | 2040-41 | 2041-42
SA1 | Black Coal | 0 | 0 | 0 | 0 | 0 | 0 | 0 | 0 | 0 | 0 | 0 | 0 | 0 | 0 | 0 | 0 | 0 | 0 | 0 | 0 | 0
SA1 | Brown Coal | 0 | 0 | 0 | 0 | 0 | 0 | 0 | 0 | 0 | 0 | 0 | 0 | 0 | 0 | 0 | 0 | 0 | 0 | 0 | 0 | 0
SA1 | CCGT | 7.8243e-05 | 7.2514e-05 | 8.3458e-05 | 7.7129e-05 | 7.1482e-05 | 6.6248e-05 | 6.1559e-05 | 5.689e-05 | 5.2725e-05 | 5.6125e-05 | 5.2153e-05 | 6.0286e-05 | 6.3825e-05 | 6.6649e-05 | 0.00010059 | 0.0001244 | 0.00018827 | 0.00017448 | 0.00016214 | 0.00020646 | 0.00019134
SA1 | Gas - Steam | 0 | 0 | 0 | 0 | 0 | 0 | 0 | 0 | 0 | 0 | 0 | 0 | 0 | 0 | 0 | 0 | 0 | 0 | 0 | 0 | 0
SA1 | OCGT / Diesel | 7.9211e-05 | 7.3411e-05 | 6.8216e-05 | 6.3042e-05 | 5.8426e-05 | 5.4149e-05 | 5.0316e-05 | 4.65e-05 | 4.3096e-05 | 4.6021e-05 | 4.8717e-05 | 5.1675e-05 | 5.3977e-05 | 5.6251e-05 | 0.00016407 | 0.00028235 | 0.00028882 | 0.00026768 | 0.00024873 | 6471.2357 | 5997.438
SA1 | Hydro | 0 | 0 | 0 | 0 | 0 | 0 | 0 | 0 | 0 | 0 | 0 | 0 | 0 | 0 | 0 | 0 | 0 | 0 | 0 | 0 | 0
SA1 | Wind | 0.0016945 | 0.0015704 | 0.0015817 | 0.0014738 | 0.0013659 | 0.001386 | 0.0012879 | 0.0015377 | 0.0015218 | 0.0016134 | 0.0014992 | 0.0017118 | 0.001671 | 0.0017723 | 0.0022614 | 0.0030935 | 0.0091173 | 0.0084498 | 0.0079372 | 1191.7974 | 1104.5389
SA1 | Solar PV | 0.00040224 | 0.00037279 | 0.00034641 | 0.0003272 | 0.00048534 | 0.00048794 | 0.00049516 | 0.00051827 | 0.00048033 | 0.00054757 | 0.00054889 | 0.00057646 | 0.00065937 | 0.00062782 | 0.00094115 | 0.0016288 | 14017.4194 | 12991.1209 | 12071.6925 | 24404.5146 | 22617.715
SA1 | LS Battery | 0.00052361 | 0.00048527 | 0.00045093 | 0.00041673 | 0.00038621 | 0.00045691 | 0.00053894 | 0.00055756 | 0.00051674 | 0.00082841 | 0.00052445 | 0.00048467 | 0.00044919 | 0.0004163 | 4023.9332 | 19414.7922 | 33370.7088 | 30927.4409 | 28738.5945 | 48016.7509 | 44501.1592
SA1 | Pumped Hydro | 0 | 0 | 0.00045072 | 0.00041653 | 0.00038604 | 0.00038991 | 0.00039448 | 0.00039511 | 0.00039908 | 0.00040391 | 0.00040745 | 0.00041486 | 0.00041174 | 0.00041299 | 0.00057712 | 0.00062391 | 0.00073104 | 0.00067752 | 0.00062957 | 0.00084243 | 0.00078075
SA1 | VPP | 0 | 0 | 0 | 0 | 0 | 0 | 0 | 0 | 0 | 0 | 0 | 0 | 0 | 0 | 0 | 0 | 0 | 0 | 0 | 0 | 0
Total excluding storage |  | 0.0022542 | 0.0020892 | 0.0020797 | 0.0019412 | 0.0019811 | 0.0019943 | 0.0018949 | 0.0021594 | 0.002098 | 0.0022631 | 0.002149 | 0.0024002 | 0.0024482 | 0.002523 | 0.0034672 | 0.005129 | 14017.429 | 12991.1297 | 12071.7008 | 32067.5479 | 29719.6921
Region | Technology | 2021-22 | 2022-23 | 2023-24 | 2024-25 | 2025-26 | 2026-27 | 2027-28 | 2028-29 | 2029-30 | 2030-31 | 2031-32 | 2032-33 | 2033-34 | 2034-35 | 2035-36 | 2036-37 | 2037-38 | 2038-39 | 2039-40 | 2040-41 | 2041-42
TAS1 | Black Coal | 0 | 0 | 0 | 0 | 0 | 0 | 0 | 0 | 0 | 0 | 0 | 0 | 0 | 0 | 0 | 0 | 0 | 0 | 0 | 0 | 0
TAS1 | Brown Coal | 0 | 0 | 0 | 0 | 0 | 0 | 0 | 0 | 0 | 0 | 0 | 0 | 0 | 0 | 0 | 0 | 0 | 0 | 0 | 0 | 0
TAS1 | CCGT | 6.9565e-05 | 6.4471e-05 | 5.9909e-05 | 5.5365e-05 | 5.1311e-05 | 4.7554e-05 | 4.4189e-05 | 4.0837e-05 | 3.7847e-05 | 3.5076e-05 | 3.2594e-05 | 3.0122e-05 | 2.7916e-05 | 2.5873e-05 | 2.4041e-05 | 2.6776e-05 | 2.9493e-05 | 3.1914e-05 | 3.4306e-05 | 3.624e-05 | 3.8304e-05
TAS1 | Gas - Steam | 0 | 0 | 0 | 0 | 0 | 0 | 0 | 0 | 0 | 0 | 0 | 0 | 0 | 0 | 0 | 0 | 0 | 0 | 0 | 0 | 0
TAS1 | OCGT / Diesel | 7.8515e-05 | 7.2766e-05 | 6.7616e-05 | 6.2488e-05 | 5.7913e-05 | 5.3673e-05 | 4.9874e-05 | 4.6091e-05 | 4.2717e-05 | 4.5422e-05 | 4.8057e-05 | 5.027e-05 | 5.2443e-05 | 5.4453e-05 | 5.6486e-05 | 5.8076e-05 | 5.9715e-05 | 6.1234e-05 | 6.2831e-05 | 6.398e-05 | 6.5319e-05
TAS1 | Hydro | 0 | 0 | 0 | 0 | 0 | 0 | 0 | 0 | 0 | 0 | 0 | 0 | 0 | 0 | 0 | 0 | 0 | 0 | 0 | 0 | 0
TAS1 | Wind | 0.00066103 | 0.00061263 | 18012.4603 | 33202.7944 | 46033.3389 | 56692.6611 | 65626.5275 | 72371.3809 | 77882.1346 | 82118.8118 | 85495.1421 | 87352.7881 | 88645.1523 | 89168.6553 | 89340.3813 | 88460.4337 | 87419.6759 | 86010.3752 | 84658.2669 | 82604.2894 | 76556.3384
TAS1 | Solar PV | 5.0415e-05 | 4.6724e-05 | 6.7746e-05 | 8.6492e-05 | 0.00026215 | 0.00031921 | 0.00053308 | 0.00049265 | 0.00045658 | 0.00042315 | 0.00039917 | 0.00036889 | 0.00044843 | 0.0004156 | 0.00056537 | 0.00052249 | 0.00048811 | 0.00045237 | 0.00071248 | 0.00082393 | 0.00076361
TAS1 | LS Battery | 0.00050013 | 0.00046351 | 0.0004307 | 0.00039804 | 0.0003689 | 0.00045322 | 0.0005299 | 0.00054599 | 0.00050601 | 0.00073963 | 0.00045295 | 0.0004186 | 0.00038795 | 0.00035955 | 0.00035163 | 0.00030822 | 0.0002648 | 0.00024728 | 0.00026184 | 0.00015025 | 0.00021645
TAS1 | Pumped Hydro | 0 | 0 | 0.00077279 | 0.00076895 | 0.00078136 | 0.00080024 | 0.0008068 | 0.00080557 | 0.00080857 | 0.00080994 | 0.00081841 | 0.00081529 | 0.00081534 | 0.00082033 | 0.00082365 | 0.0008248 | 0.00082306 | 0.00082554 | 0.00082823 | 0.00082876 | 0.00082834
TAS1 | VPP | 0 | 0 | 0 | 0 | 0 | 0 | 0 | 0 | 0 | 0 | 0 | 0 | 0 | 0 | 0 | 0 | 0 | 0 | 0 | 0 | 0
Total excluding storage |  | 0.00085953 | 0.0007966 | 18012.4604 | 33202.7946 | 46033.3393 | 56692.6616 | 65626.5282 | 72371.3815 | 77882.1351 | 82118.8123 | 85495.1426 | 87352.7885 | 88645.1528 | 89168.6558 | 89340.382 | 88460.4343 | 87419.6765 | 86010.3758 | 84658.2677 | 82604.2903 | 76556.3393
Ernst & Young’s liability is limited by a scheme approved under Professional Standards Legislation

## BaseCase_REHAB Cost
Rehabilition cost by technology ($000s) - Base Case, Slow Change Scenario
REHAB | Real June 2019 dollars discounted to 1 July 2019
Explicitly modelled generation
Region | Technology | 2021-22 | 2022-23 | 2023-24 | 2024-25 | 2025-26 | 2026-27 | 2027-28 | 2028-29 | 2029-30 | 2030-31 | 2031-32 | 2032-33 | 2033-34 | 2034-35 | 2035-36 | 2036-37 | 2037-38 | 2038-39 | 2039-40 | 2040-41 | 2041-42
NEM | Black Coal | 0 | 33884.635 | 94211.226 | 0 | 0 | 0 | 0 | 30555.6888 | 53400.6462 | 0 | 0 | 92727.8521 | 0 | 0 | 26419.2868 | 0.0093377 | 10023.4272 | 0 | 0 | 0 | 0
NEM | Brown Coal | 0 | 0 | 0 | 0 | 0 | 0 | 0 | 0 | 14159.2622 | 13124.9758 | 9767.7907 | 0 | 0 | 0 | 0 | 0 | 0 | 0 | 0 | 0 | 0
NEM | CCGT | 0 | 0 | 0 | 0 | 0 | 0 | 0 | 0 | 0 | 0 | 0 | 0 | 0 | 0 | 0 | 0 | 0 | 0 | 0 | 0 | 0
NEM | Gas - Steam | 0 | 0 | 0 | 0 | 0 | 0 | 0 | 0 | 0 | 0 | 0 | 0 | 0 | 0 | 0 | 0 | 0 | 0 | 0 | 0 | 0
NEM | OCGT / Diesel | 0 | 0 | 0 | 0 | 0 | 0 | 0 | 0 | 0 | 0 | 0 | 0 | 0 | 0 | 0 | 0 | 0 | 0 | 0 | 0 | 0
NEM | Hydro | 0 | 0 | 0 | 0 | 0 | 0 | 0 | 0 | 0 | 0 | 0 | 0 | 0 | 0 | 0 | 0 | 0 | 0 | 0 | 0 | 0
NEM | Wind | 0 | 0 | 0 | 0 | 0 | 0 | 0 | 0 | 0 | 0 | 0 | 0 | 0 | 0 | 0 | 0 | 0 | 0 | 0 | 0 | 0
NEM | Solar PV | 0 | 0 | 0 | 0 | 0 | 0 | 0 | 0 | 0 | 0 | 0 | 0 | 0 | 0 | 0 | 0 | 0 | 0 | 0 | 0 | 0
NEM | LS Battery | 0 | 0 | 0 | 0 | 0 | 0 | 0 | 0 | 0 | 0 | 0 | 0 | 0 | 0 | 0 | 0 | 0 | 0 | 0 | 0 | 0
NEM | Pumped Hydro | 0 | 0 | 0 | 0 | 0 | 0 | 0 | 0 | 0 | 0 | 0 | 0 | 0 | 0 | 0 | 0 | 0 | 0 | 0 | 0 | 0
NEM | VPP | 0 | 0 | 0 | 0 | 0 | 0 | 0 | 0 | 0 | 0 | 0 | 0 | 0 | 0 | 0 | 0 | 0 | 0 | 0 | 0 | 0
Total excluding storage |  | 0 | 33884.635 | 94211.226 | 0 | 0 | 0 | 0 | 30555.6888 | 67559.9085 | 13124.9758 | 9767.7907 | 92727.8521 | 0 | 0 | 26419.2868 | 0.0093377 | 10023.4272 | 0 | 0 | 0 | 0
Region | Technology | 2021-22 | 2022-23 | 2023-24 | 2024-25 | 2025-26 | 2026-27 | 2027-28 | 2028-29 | 2029-30 | 2030-31 | 2031-32 | 2032-33 | 2033-34 | 2034-35 | 2035-36 | 2036-37 | 2037-38 | 2038-39 | 2039-40 | 2040-41 | 2041-42
NSW1 | Black Coal | 0 | 33884.635 | 94211.226 | 0 | 0 | 0 | 0 | 0 | 53400.6462 | 0 | 0 | 92727.8521 | 0 | 0 | 0 | 0 | 0 | 0 | 0 | 0 | 0
NSW1 | Brown Coal | 0 | 0 | 0 | 0 | 0 | 0 | 0 | 0 | 0 | 0 | 0 | 0 | 0 | 0 | 0 | 0 | 0 | 0 | 0 | 0 | 0
NSW1 | CCGT | 0 | 0 | 0 | 0 | 0 | 0 | 0 | 0 | 0 | 0 | 0 | 0 | 0 | 0 | 0 | 0 | 0 | 0 | 0 | 0 | 0
NSW1 | Gas - Steam | 0 | 0 | 0 | 0 | 0 | 0 | 0 | 0 | 0 | 0 | 0 | 0 | 0 | 0 | 0 | 0 | 0 | 0 | 0 | 0 | 0
NSW1 | OCGT / Diesel | 0 | 0 | 0 | 0 | 0 | 0 | 0 | 0 | 0 | 0 | 0 | 0 | 0 | 0 | 0 | 0 | 0 | 0 | 0 | 0 | 0
NSW1 | Hydro | 0 | 0 | 0 | 0 | 0 | 0 | 0 | 0 | 0 | 0 | 0 | 0 | 0 | 0 | 0 | 0 | 0 | 0 | 0 | 0 | 0
NSW1 | Wind | 0 | 0 | 0 | 0 | 0 | 0 | 0 | 0 | 0 | 0 | 0 | 0 | 0 | 0 | 0 | 0 | 0 | 0 | 0 | 0 | 0
NSW1 | Solar PV | 0 | 0 | 0 | 0 | 0 | 0 | 0 | 0 | 0 | 0 | 0 | 0 | 0 | 0 | 0 | 0 | 0 | 0 | 0 | 0 | 0
NSW1 | LS Battery | 0 | 0 | 0 | 0 | 0 | 0 | 0 | 0 | 0 | 0 | 0 | 0 | 0 | 0 | 0 | 0 | 0 | 0 | 0 | 0 | 0
NSW1 | Pumped Hydro | 0 | 0 | 0 | 0 | 0 | 0 | 0 | 0 | 0 | 0 | 0 | 0 | 0 | 0 | 0 | 0 | 0 | 0 | 0 | 0 | 0
NSW1 | VPP | 0 | 0 | 0 | 0 | 0 | 0 | 0 | 0 | 0 | 0 | 0 | 0 | 0 | 0 | 0 | 0 | 0 | 0 | 0 | 0 | 0
Total excluding storage |  | 0 | 33884.635 | 94211.226 | 0 | 0 | 0 | 0 | 0 | 53400.6462 | 0 | 0 | 92727.8521 | 0 | 0 | 0 | 0 | 0 | 0 | 0 | 0 | 0
Region | Technology | 2021-22 | 2022-23 | 2023-24 | 2024-25 | 2025-26 | 2026-27 | 2027-28 | 2028-29 | 2029-30 | 2030-31 | 2031-32 | 2032-33 | 2033-34 | 2034-35 | 2035-36 | 2036-37 | 2037-38 | 2038-39 | 2039-40 | 2040-41 | 2041-42
QLD1 | Black Coal | 0 | 0 | 0 | 0 | 0 | 0 | 0 | 30555.6888 | 0 | 0 | 0 | 0 | 0 | 0 | 26419.2868 | 0.0093377 | 10023.4272 | 0 | 0 | 0 | 0
QLD1 | Brown Coal | 0 | 0 | 0 | 0 | 0 | 0 | 0 | 0 | 0 | 0 | 0 | 0 | 0 | 0 | 0 | 0 | 0 | 0 | 0 | 0 | 0
QLD1 | CCGT | 0 | 0 | 0 | 0 | 0 | 0 | 0 | 0 | 0 | 0 | 0 | 0 | 0 | 0 | 0 | 0 | 0 | 0 | 0 | 0 | 0
QLD1 | Gas - Steam | 0 | 0 | 0 | 0 | 0 | 0 | 0 | 0 | 0 | 0 | 0 | 0 | 0 | 0 | 0 | 0 | 0 | 0 | 0 | 0 | 0
QLD1 | OCGT / Diesel | 0 | 0 | 0 | 0 | 0 | 0 | 0 | 0 | 0 | 0 | 0 | 0 | 0 | 0 | 0 | 0 | 0 | 0 | 0 | 0 | 0
QLD1 | Hydro | 0 | 0 | 0 | 0 | 0 | 0 | 0 | 0 | 0 | 0 | 0 | 0 | 0 | 0 | 0 | 0 | 0 | 0 | 0 | 0 | 0
QLD1 | Wind | 0 | 0 | 0 | 0 | 0 | 0 | 0 | 0 | 0 | 0 | 0 | 0 | 0 | 0 | 0 | 0 | 0 | 0 | 0 | 0 | 0
QLD1 | Solar PV | 0 | 0 | 0 | 0 | 0 | 0 | 0 | 0 | 0 | 0 | 0 | 0 | 0 | 0 | 0 | 0 | 0 | 0 | 0 | 0 | 0
QLD1 | LS Battery | 0 | 0 | 0 | 0 | 0 | 0 | 0 | 0 | 0 | 0 | 0 | 0 | 0 | 0 | 0 | 0 | 0 | 0 | 0 | 0 | 0
QLD1 | Pumped Hydro | 0 | 0 | 0 | 0 | 0 | 0 | 0 | 0 | 0 | 0 | 0 | 0 | 0 | 0 | 0 | 0 | 0 | 0 | 0 | 0 | 0
QLD1 | VPP | 0 | 0 | 0 | 0 | 0 | 0 | 0 | 0 | 0 | 0 | 0 | 0 | 0 | 0 | 0 | 0 | 0 | 0 | 0 | 0 | 0
Total excluding storage |  | 0 | 0 | 0 | 0 | 0 | 0 | 0 | 30555.6888 | 0 | 0 | 0 | 0 | 0 | 0 | 26419.2868 | 0.0093377 | 10023.4272 | 0 | 0 | 0 | 0
Region | Technology | 2021-22 | 2022-23 | 2023-24 | 2024-25 | 2025-26 | 2026-27 | 2027-28 | 2028-29 | 2029-30 | 2030-31 | 2031-32 | 2032-33 | 2033-34 | 2034-35 | 2035-36 | 2036-37 | 2037-38 | 2038-39 | 2039-40 | 2040-41 | 2041-42
VIC1 | Black Coal | 0 | 0 | 0 | 0 | 0 | 0 | 0 | 0 | 0 | 0 | 0 | 0 | 0 | 0 | 0 | 0 | 0 | 0 | 0 | 0 | 0
VIC1 | Brown Coal | 0 | 0 | 0 | 0 | 0 | 0 | 0 | 0 | 14159.2622 | 13124.9758 | 9767.7907 | 0 | 0 | 0 | 0 | 0 | 0 | 0 | 0 | 0 | 0
VIC1 | CCGT | 0 | 0 | 0 | 0 | 0 | 0 | 0 | 0 | 0 | 0 | 0 | 0 | 0 | 0 | 0 | 0 | 0 | 0 | 0 | 0 | 0
VIC1 | Gas - Steam | 0 | 0 | 0 | 0 | 0 | 0 | 0 | 0 | 0 | 0 | 0 | 0 | 0 | 0 | 0 | 0 | 0 | 0 | 0 | 0 | 0
VIC1 | OCGT / Diesel | 0 | 0 | 0 | 0 | 0 | 0 | 0 | 0 | 0 | 0 | 0 | 0 | 0 | 0 | 0 | 0 | 0 | 0 | 0 | 0 | 0
VIC1 | Hydro | 0 | 0 | 0 | 0 | 0 | 0 | 0 | 0 | 0 | 0 | 0 | 0 | 0 | 0 | 0 | 0 | 0 | 0 | 0 | 0 | 0
VIC1 | Wind | 0 | 0 | 0 | 0 | 0 | 0 | 0 | 0 | 0 | 0 | 0 | 0 | 0 | 0 | 0 | 0 | 0 | 0 | 0 | 0 | 0
VIC1 | Solar PV | 0 | 0 | 0 | 0 | 0 | 0 | 0 | 0 | 0 | 0 | 0 | 0 | 0 | 0 | 0 | 0 | 0 | 0 | 0 | 0 | 0
VIC1 | LS Battery | 0 | 0 | 0 | 0 | 0 | 0 | 0 | 0 | 0 | 0 | 0 | 0 | 0 | 0 | 0 | 0 | 0 | 0 | 0 | 0 | 0
VIC1 | Pumped Hydro | 0 | 0 | 0 | 0 | 0 | 0 | 0 | 0 | 0 | 0 | 0 | 0 | 0 | 0 | 0 | 0 | 0 | 0 | 0 | 0 | 0
VIC1 | VPP | 0 | 0 | 0 | 0 | 0 | 0 | 0 | 0 | 0 | 0 | 0 | 0 | 0 | 0 | 0 | 0 | 0 | 0 | 0 | 0 | 0
Total excluding storage |  | 0 | 0 | 0 | 0 | 0 | 0 | 0 | 0 | 14159.2622 | 13124.9758 | 9767.7907 | 0 | 0 | 0 | 0 | 0 | 0 | 0 | 0 | 0 | 0
Region | Technology | 2021-22 | 2022-23 | 2023-24 | 2024-25 | 2025-26 | 2026-27 | 2027-28 | 2028-29 | 2029-30 | 2030-31 | 2031-32 | 2032-33 | 2033-34 | 2034-35 | 2035-36 | 2036-37 | 2037-38 | 2038-39 | 2039-40 | 2040-41 | 2041-42
SA1 | Black Coal | 0 | 0 | 0 | 0 | 0 | 0 | 0 | 0 | 0 | 0 | 0 | 0 | 0 | 0 | 0 | 0 | 0 | 0 | 0 | 0 | 0
SA1 | Brown Coal | 0 | 0 | 0 | 0 | 0 | 0 | 0 | 0 | 0 | 0 | 0 | 0 | 0 | 0 | 0 | 0 | 0 | 0 | 0 | 0 | 0
SA1 | CCGT | 0 | 0 | 0 | 0 | 0 | 0 | 0 | 0 | 0 | 0 | 0 | 0 | 0 | 0 | 0 | 0 | 0 | 0 | 0 | 0 | 0
SA1 | Gas - Steam | 0 | 0 | 0 | 0 | 0 | 0 | 0 | 0 | 0 | 0 | 0 | 0 | 0 | 0 | 0 | 0 | 0 | 0 | 0 | 0 | 0
SA1 | OCGT / Diesel | 0 | 0 | 0 | 0 | 0 | 0 | 0 | 0 | 0 | 0 | 0 | 0 | 0 | 0 | 0 | 0 | 0 | 0 | 0 | 0 | 0
SA1 | Hydro | 0 | 0 | 0 | 0 | 0 | 0 | 0 | 0 | 0 | 0 | 0 | 0 | 0 | 0 | 0 | 0 | 0 | 0 | 0 | 0 | 0
SA1 | Wind | 0 | 0 | 0 | 0 | 0 | 0 | 0 | 0 | 0 | 0 | 0 | 0 | 0 | 0 | 0 | 0 | 0 | 0 | 0 | 0 | 0
SA1 | Solar PV | 0 | 0 | 0 | 0 | 0 | 0 | 0 | 0 | 0 | 0 | 0 | 0 | 0 | 0 | 0 | 0 | 0 | 0 | 0 | 0 | 0
SA1 | LS Battery | 0 | 0 | 0 | 0 | 0 | 0 | 0 | 0 | 0 | 0 | 0 | 0 | 0 | 0 | 0 | 0 | 0 | 0 | 0 | 0 | 0
SA1 | Pumped Hydro | 0 | 0 | 0 | 0 | 0 | 0 | 0 | 0 | 0 | 0 | 0 | 0 | 0 | 0 | 0 | 0 | 0 | 0 | 0 | 0 | 0
SA1 | VPP | 0 | 0 | 0 | 0 | 0 | 0 | 0 | 0 | 0 | 0 | 0 | 0 | 0 | 0 | 0 | 0 | 0 | 0 | 0 | 0 | 0
Total excluding storage |  | 0 | 0 | 0 | 0 | 0 | 0 | 0 | 0 | 0 | 0 | 0 | 0 | 0 | 0 | 0 | 0 | 0 | 0 | 0 | 0 | 0
Region | Technology | 2021-22 | 2022-23 | 2023-24 | 2024-25 | 2025-26 | 2026-27 | 2027-28 | 2028-29 | 2029-30 | 2030-31 | 2031-32 | 2032-33 | 2033-34 | 2034-35 | 2035-36 | 2036-37 | 2037-38 | 2038-39 | 2039-40 | 2040-41 | 2041-42
TAS1 | Black Coal | 0 | 0 | 0 | 0 | 0 | 0 | 0 | 0 | 0 | 0 | 0 | 0 | 0 | 0 | 0 | 0 | 0 | 0 | 0 | 0 | 0
TAS1 | Brown Coal | 0 | 0 | 0 | 0 | 0 | 0 | 0 | 0 | 0 | 0 | 0 | 0 | 0 | 0 | 0 | 0 | 0 | 0 | 0 | 0 | 0
TAS1 | CCGT | 0 | 0 | 0 | 0 | 0 | 0 | 0 | 0 | 0 | 0 | 0 | 0 | 0 | 0 | 0 | 0 | 0 | 0 | 0 | 0 | 0
TAS1 | Gas - Steam | 0 | 0 | 0 | 0 | 0 | 0 | 0 | 0 | 0 | 0 | 0 | 0 | 0 | 0 | 0 | 0 | 0 | 0 | 0 | 0 | 0
TAS1 | OCGT / Diesel | 0 | 0 | 0 | 0 | 0 | 0 | 0 | 0 | 0 | 0 | 0 | 0 | 0 | 0 | 0 | 0 | 0 | 0 | 0 | 0 | 0
TAS1 | Hydro | 0 | 0 | 0 | 0 | 0 | 0 | 0 | 0 | 0 | 0 | 0 | 0 | 0 | 0 | 0 | 0 | 0 | 0 | 0 | 0 | 0
TAS1 | Wind | 0 | 0 | 0 | 0 | 0 | 0 | 0 | 0 | 0 | 0 | 0 | 0 | 0 | 0 | 0 | 0 | 0 | 0 | 0 | 0 | 0
TAS1 | Solar PV | 0 | 0 | 0 | 0 | 0 | 0 | 0 | 0 | 0 | 0 | 0 | 0 | 0 | 0 | 0 | 0 | 0 | 0 | 0 | 0 | 0
TAS1 | LS Battery | 0 | 0 | 0 | 0 | 0 | 0 | 0 | 0 | 0 | 0 | 0 | 0 | 0 | 0 | 0 | 0 | 0 | 0 | 0 | 0 | 0
TAS1 | Pumped Hydro | 0 | 0 | 0 | 0 | 0 | 0 | 0 | 0 | 0 | 0 | 0 | 0 | 0 | 0 | 0 | 0 | 0 | 0 | 0 | 0 | 0
TAS1 | VPP | 0 | 0 | 0 | 0 | 0 | 0 | 0 | 0 | 0 | 0 | 0 | 0 | 0 | 0 | 0 | 0 | 0 | 0 | 0 | 0 | 0
Total excluding storage |  | 0 | 0 | 0 | 0 | 0 | 0 | 0 | 0 | 0 | 0 | 0 | 0 | 0 | 0 | 0 | 0 | 0 | 0 | 0 | 0 | 0
Ernst & Young’s liability is limited by a scheme approved under Professional Standards Legislation

## BaseCase_REZ Tx Cost
REZ transmission expansion cost by region ($000s) - Base Case, Slow Change Scenario
REZ Expansion | Real June 2019 dollars discounted to 1 July 2019. As with the total capital costs, the REZ transmission expansion costs are annualised for modelling purposes.
Region | Aggregation | 2021-22 | 2022-23 | 2023-24 | 2024-25 | 2025-26 | 2026-27 | 2027-28 | 2028-29 | 2029-30 | 2030-31 | 2031-32 | 2032-33 | 2033-34 | 2034-35 | 2035-36 | 2036-37 | 2037-38 | 2038-39 | 2039-40 | 2040-41 | 2041-42
NSW1 | Transmission | 0.00016766 | 0.00016368 | 0.00015858 | 0.00015318 | 0.0001542 | 0.00015391 | 0.00014697 | 0.00014694 | 0.00014045 | 0.00014231 | 0.00013695 | 0.00014491 | 0.00014935 | 0.00014174 | 0.00014878 | 0.00018896 | 0.00022053 | 0.00020439 | 0.00018992 | 0.00028831 | 0.0002672
QLD1 | Transmission | 0.00014702 | 0.00014902 | 0.0001489 | 0.00014905 | 0.00016616 | 0.00017228 | 0.00016685 | 0.00017655 | 0.00016563 | 0.00017256 | 0.0001682 | 0.00017749 | 0.00017611 | 0.00018514 | 0.00020402 | 0.00021976 | 0.00024276 | 0.00025002 | 0.00024543 | 0.00026731 | 0.00027517
VIC1 | Transmission | 3.6844e-05 | 3.4146e-05 | 3.173e-05 | 2.9323e-05 | 2.7176e-05 | 2.5187e-05 | 2.3404e-05 | 2.1629e-05 | 2.0045e-05 | 1.8578e-05 | 1.7263e-05 | 1.5954e-05 | 1.4786e-05 | 1.3703e-05 | 1.2733e-05 | 1.1767e-05 | 1.0906e-05 | 1.0107e-05 | 9.3921e-06 | 8.6797e-06 | 8.0442e-06
SA1 | Transmission | 0.00013366 | 0.00013604 | 0.00014089 | 0.00013949 | 0.0001446 | 0.00014873 | 0.00014359 | 0.00016253 | 0.00016042 | 0.00016886 | 0.00016219 | 0.00017531 | 0.0001752 | 0.00017894 | 0.00022254 | 0.00029766 | 0.00069085 | 0.00064027 | 0.00061389 | 0.00074762 | 0.0006929
TAS1 | Transmission | 0 | 0 | 0 | 0 | 0 | 0 | 0 | 0 | 0 | 572.3188 | 1360.1983 | 2524.2868 | 3513.9396 | 4345.1422 | 5049.0643 | 5600.8537 | 6057.0758 | 6416.4687 | 6727.8753 | 6931.0748 | 6423.6096
NEM | Total | 0.00048518 | 0.00048288 | 0.0004801 | 0.00047105 | 0.00049214 | 0.00050011 | 0.00048082 | 0.00050766 | 0.00048655 | 572.3193 | 1360.1987 | 2524.2873 | 3513.9401 | 4345.1427 | 5049.0649 | 5600.8544 | 6057.077 | 6416.4698 | 6727.8764 | 6931.0761 | 6423.6109
Ernst & Young’s liability is limited by a scheme approved under Professional Standards Legislation

## BaseCase_USE+DSP Cost
USE and USE / DSP cost by region ($000s) - Base Case, Slow Change Scenario
USE / DSP | Real June 2019 dollars discounted to 1 July 2019
Region | Aggregation | 2021-22 | 2022-23 | 2023-24 | 2024-25 | 2025-26 | 2026-27 | 2027-28 | 2028-29 | 2029-30 | 2030-31 | 2031-32 | 2032-33 | 2033-34 | 2034-35 | 2035-36 | 2036-37 | 2037-38 | 2038-39 | 2039-40 | 2040-41 | 2041-42
NSW1 | USE / DSP | 0.0003725 | 0.00037256 | 0.00037548 | 0.00037435 | 0.00037449 | 0.00037429 | 0.0003753 | 0.00037481 | 0.00037304 | 0.00037339 | 0.00037424 | 0.00037719 | 1695.124 | 0.00037798 | 0.00038074 | 4421.4711 | 23152.9103 | 569.0337 | 0.00039228 | 8298.0381 | 0.00039059
QLD1 | USE / DSP | 0.00044429 | 0.00044376 | 0.00044561 | 0.00044446 | 0.00044451 | 0.00044443 | 0.00044549 | 0.00044516 | 0.00044281 | 0.0004428 | 0.00044417 | 0.00044348 | 0.00044378 | 0.0004436 | 0.00044771 | 0.00044781 | 844.0104 | 921.0633 | 462.137 | 5627.0146 | 597.8458
VIC1 | USE / DSP | 0.00039019 | 0.00038965 | 0.00039126 | 0.00039162 | 0.00039005 | 0.00038985 | 0.00039208 | 0.00039151 | 0.000392 | 0.00039253 | 0.00039366 | 0.00039422 | 0.00039507 | 0.00039575 | 181.0435 | 368.9401 | 1300.3122 | 0.00040589 | 0.00040988 | 2960.8092 | 49.995
SA1 | USE / DSP | 0.00036729 | 0.00036684 | 0.00037535 | 0.00037082 | 0.00037053 | 0.00036954 | 0.00037068 | 0.00037047 | 0.00037033 | 0.00037115 | 0.00037178 | 0.0003743 | 0.00037507 | 0.00037554 | 4729.4037 | 6281.4023 | 3516.5767 | 0.00038916 | 0.00039276 | 234.8633 | 8.8868
TAS1 | USE / DSP | 0.00021887 | 0.00021847 | 0.00021929 | 0.00021867 | 0.00021768 | 0.00021747 | 0.000218 | 0.00021736 | 0.00021732 | 0.00021726 | 0.00021776 | 0.00021716 | 0.00021713 | 0.00021706 | 0.00021761 | 0.00021696 | 0.00021696 | 0.00021692 | 0.00021749 | 0.00021684 | 0.00021685
NEM | Total | 0.0017931 | 0.0017913 | 0.001807 | 0.0017999 | 0.0017973 | 0.0017956 | 0.0018015 | 0.0017993 | 0.0017955 | 0.0017971 | 0.0018016 | 0.0018064 | 1695.1255 | 0.0018099 | 4910.4483 | 11071.8142 | 28813.8098 | 1490.098 | 462.1384 | 17120.7254 | 656.7281
Ernst & Young’s liability is limited by a scheme approved under Professional Standards Legislation

## BaseCase_SyncCon Cost
Synchronous Condenser cost by region ($000s) - Base Case, Slow Change Scenario
SyncCon | Real June 2019 dollars discounted to 1 July 2019
Region | Aggregation | 2021-22 | 2022-23 | 2023-24 | 2024-25 | 2025-26 | 2026-27 | 2027-28 | 2028-29 | 2029-30 | 2030-31 | 2031-32 | 2032-33 | 2033-34 | 2034-35 | 2035-36 | 2036-37 | 2037-38 | 2038-39 | 2039-40 | 2040-41 | 2041-42
TAS1 | SyncCon | 1142.7647 | 1284.1864 | 1173.5696 | 707.9152 | 687.2076 | 1608.106 | 1832.8724 | 1796.7917 | 1812.7549 | 1801.0371 | 1993.3667 | 1798.1146 | 1701.4893 | 1708.5229 | 1673.2512 | 1660.6049 | 1523.1094 | 1459.3367 | 1354.3115 | 1313.5257 | 1159.7128
NEM | Total | 1142.7647 | 1284.1864 | 1173.5696 | 707.9152 | 687.2076 | 1608.106 | 1832.8724 | 1796.7917 | 1812.7549 | 1801.0371 | 1993.3667 | 1798.1146 | 1701.4893 | 1708.5229 | 1673.2512 | 1660.6049 | 1523.1094 | 1459.3367 | 1354.3115 | 1313.5257 | 1159.7128
Ernst & Young’s liability is limited by a scheme approved under Professional Standards Legislation

## M27_30_Generation
Annual sent-out generation by technology (GWh) - Marinus 1500MW M27_30, Slow Change Scenario
Explicitly modelled generation
Region | Technology | 2021-22 | 2022-23 | 2023-24 | 2024-25 | 2025-26 | 2026-27 | 2027-28 | 2028-29 | 2029-30 | 2030-31 | 2031-32 | 2032-33 | 2033-34 | 2034-35 | 2035-36 | 2036-37 | 2037-38 | 2038-39 | 2039-40 | 2040-41 | 2041-42
NEM | Black Coal | 79355.9514 | 77578.6693 | 77992.8618 | 76055.0653 | 75696.1773 | 74018.8292 | 73981.7286 | 75056.6031 | 59512.9234 | 58350.38 | 56816.351 | 59219.3928 | 59775.1713 | 60196.2988 | 59240.8592 | 60423.3262 | 63627.2475 | 64220.4833 | 63427.529 | 61837.3381 | 62223.2649
NEM | Brown Coal | 25361.9774 | 23279.9888 | 25735.0369 | 26779.2052 | 26102.0873 | 25485.5092 | 20750.7011 | 21122.1492 | 20884.4189 | 20600.2627 | 19414.7985 | 19446.8369 | 18994.3063 | 19168.8735 | 18798.3698 | 19467.1932 | 19608.0347 | 20202.8981 | 19807.5573 | 20223.6666 | 21612.7284
NEM | CCGT | 2252.4521 | 2252.4521 | 1879.904 | 1723.8376 | 1723.5298 | 1723.5298 | 1728.2519 | 1723.5298 | 1723.5298 | 1723.5298 | 1728.3157 | 1726.5403 | 1724.3373 | 1724.8601 | 1731.3961 | 1683.0775 | 1422.4356 | 1428.1016 | 1697.309 | 1212.246 | 1786.0915
NEM | Gas - Steam | 959.2718 | 767.1732 | 765.3817 | 152.6952 | 152.6952 | 153.1984 | 153.4663 | 153.9659 | 154.0016 | 152.6952 | 153.1136 | 154.7313 | 152.6952 | 152.6952 | 77.4217 | 76.0845 | 83.9715 | 81.3646 | 73.0035 | 72.804 | 72.804
NEM | OCGT / Diesel | 18.7472 | 23.8917 | 63.6581 | 0.19691 | 1.1266e-05 | 0.96801 | 0.85991 | 1.9698 | 1.2604 | 1.4904e-05 | 0.11118 | 19.3656 | 4.2762 | 5.1697 | 25.4604 | 43.1996 | 112.4265 | 100.8509 | 196.2277 | 70.8434 | 82.1874
NEM | Hydro | 13071.1548 | 13679.4599 | 12879.1177 | 14523.4707 | 14869.8403 | 11031.6168 | 14984.5617 | 16796.0396 | 14767.6378 | 14717.6957 | 13379.3861 | 13526.283 | 14462.9121 | 14414.252 | 14091.6885 | 13653.3345 | 16016.4294 | 14639.4656 | 14005.8526 | 13024.4972 | 13836.1562
NEM | Wind | 26581.0625 | 29121.234 | 26968.5705 | 28270.6758 | 29436.6399 | 31077.7813 | 31595.451 | 28787.1045 | 29175.7959 | 29234.3059 | 32543.2074 | 30078.5023 | 30006.0659 | 31048.8674 | 32748.2259 | 33106.9441 | 29799.375 | 28700.0998 | 28652.3521 | 30897.1355 | 28629.9201
NEM | Solar PV | 15292.9881 | 15986.3349 | 16249.8449 | 15574.2946 | 14991.2286 | 15956.183 | 16047.6992 | 14287.0929 | 15195.5055 | 15764.721 | 16010.4732 | 16207.1615 | 15581.8492 | 15005.4715 | 16012.0002 | 16681.8805 | 15899.3325 | 18668.5461 | 21673.8084 | 23705.8407 | 23880.5752
NEM | LS Battery | 136.7064 | 145.5969 | 158.3947 | 174.3841 | 154.3904 | 164.932 | 166.5227 | 162.6541 | 155.2299 | 150.4635 | 165.6982 | 181.6839 | 145.2855 | 125.7099 | 249.4893 | 703.1627 | 1160.9704 | 1170.2997 | 1174.8611 | 3353.1861 | 3377.3774
NEM | Pumped Hydro | 71.8853 | 113.8756 | 49.8296 | 491.2926 | 2619.5584 | 2391.1084 | 2092.5918 | 2137.2979 | 2305.1098 | 2643.5087 | 2643.4088 | 4128.0627 | 3414.8409 | 2994.655 | 4375.9888 | 4343.5452 | 5341.8617 | 6102.5408 | 7285.8739 | 5718.739 | 6773.7087
NEM | VPP | 12.0759 | 17.7378 | 20.8702 | 30.1659 | 35.5238 | 48.3784 | 60.6803 | 66.5559 | 70.048 | 73.6161 | 98.5244 | 129.495 | 148.2566 | 160.1083 | 175.7145 | 182.7857 | 173.2576 | 184.3933 | 190.186 | 184.4722 | 187.2891
Total excluding storage |  | 162893.6055 | 162689.204 | 162534.3756 | 163079.4415 | 162972.1984 | 159447.6158 | 159242.7197 | 157928.4548 | 141415.0734 | 140543.5904 | 140045.7566 | 140378.8136 | 140701.6136 | 141716.4881 | 142725.4219 | 145135.0401 | 146569.2528 | 148041.8101 | 149533.6394 | 151044.3714 | 152123.7277
Region | Technology | 2021-22 | 2022-23 | 2023-24 | 2024-25 | 2025-26 | 2026-27 | 2027-28 | 2028-29 | 2029-30 | 2030-31 | 2031-32 | 2032-33 | 2033-34 | 2034-35 | 2035-36 | 2036-37 | 2037-38 | 2038-39 | 2039-40 | 2040-41 | 2041-42
NSW1 | Black Coal | 40345.8876 | 36921.5447 | 33328.3612 | 31652.4014 | 30978.9328 | 29633.3996 | 29733.3135 | 31066.0973 | 22983.1733 | 23193.5449 | 23395.6526 | 20719.1985 | 21000.1034 | 21674.3278 | 22776.6994 | 22903.4053 | 25347.7177 | 25347.7171 | 25417.1616 | 24546.5611 | 25347.7181
NSW1 | Brown Coal | 0 | 0 | 0 | 0 | 0 | 0 | 0 | 0 | 0 | 0 | 0 | 0 | 0 | 0 | 0 | 0 | 0 | 0 | 0 | 0 | 0
NSW1 | CCGT | 33.6489 | 33.6489 | 101.2233 | 63.8669 | 63.5591 | 63.5591 | 63.7332 | 63.5591 | 63.5591 | 63.5591 | 63.7332 | 66.1877 | 64.1703 | 64.4696 | 65.1567 | 68.1411 | 68.4993 | 103.4862 | 231.101 | 66.5384 | 135.1962
NSW1 | Gas - Steam | 0 | 0 | 0 | 0 | 0 | 0 | 0 | 0 | 0 | 0 | 0 | 0 | 0 | 0 | 0 | 0 | 0 | 0 | 0 | 0 | 0
NSW1 | OCGT / Diesel | 1.1885e-06 | 1.2864e-06 | 1.4299e-06 | 0.11797 | 1.6408e-06 | 1.7624e-06 | 1.8944e-06 | 2.0704e-06 | 2.14e-06 | 2.2823e-06 | 2.459e-06 | 16.2309 | 4.0337 | 4.3918 | 5.5452 | 26.7441 | 36.4032 | 19.0414 | 20.1121 | 24.8369 | 20.0112
NSW1 | Hydro | 2076.3033 | 2043.1067 | 1779.5321 | 2343.3793 | 2379.9934 | 2205.8522 | 2087.0284 | 3029.843 | 2370.5641 | 2025.0487 | 1985.2293 | 1747.3788 | 2167.3353 | 2235.1795 | 2174.9807 | 2124.0872 | 2890.2195 | 2415.3209 | 2197.8631 | 1830.2842 | 2000.817
NSW1 | Wind | 6057.7228 | 7063.7979 | 6709.883 | 6625.5443 | 6874.4961 | 7291.9824 | 7255.2242 | 5950.2362 | 5573.5715 | 6047.022 | 7079.6917 | 6689.0873 | 6625.8216 | 6858.9706 | 7309.7378 | 7196.6438 | 5143.4641 | 4196.0517 | 4527.6163 | 5805.1713 | 5396.4938
NSW1 | Solar PV | 5680.3348 | 6065.0354 | 6102.2597 | 5873.7173 | 5592.1664 | 6055.5395 | 6091.8711 | 5522.0269 | 5715.2888 | 6006.7457 | 6074.4701 | 6091.2948 | 5869.2593 | 5592.2392 | 6065.4709 | 7067.8631 | 6399.4486 | 8456.3516 | 11165.756 | 11684.8489 | 11656.312
NSW1 | LS Battery | 2.6982e-06 | 2.7207e-06 | 2.7013e-06 | 2.7223e-06 | 2.7401e-06 | 3.7587e-06 | 4.9976e-06 | 5.6776e-06 | 5.924e-06 | 1.0869e-05 | 1.1185e-05 | 1.056e-05 | 1.0696e-05 | 1.0923e-05 | 1.1117e-05 | 0.00024143 | 0.00023577 | 0.00023526 | 0.00023753 | 945.1537 | 931.5524
NSW1 | Pumped Hydro | 33.7837 | 58.0932 | 29.5815 | 454.9269 | 2617.0219 | 2384.2327 | 2078.4211 | 2127.981 | 2202.4098 | 2469.2082 | 2418.633 | 3803.1954 | 2966.4919 | 2544.8535 | 3859.278 | 3696.6512 | 3660.9593 | 4145.2145 | 5159.0904 | 4062.2646 | 4877.4739
NSW1 | VPP | 6.1021 | 8.1665 | 8.4921 | 11.6824 | 14.7124 | 20.8445 | 26.5711 | 28.937 | 27.8464 | 28.7779 | 33.8508 | 48.2634 | 54.9874 | 57.3614 | 63.73 | 68.6048 | 66.7976 | 69.759 | 69.7365 | 69.834 | 68.057
Total excluding storage |  | 54193.8974 | 52127.1335 | 48021.2594 | 46559.0272 | 45889.1478 | 45250.3328 | 45231.1703 | 45631.7624 | 36706.1567 | 37335.9204 | 38598.7769 | 35329.378 | 35730.7237 | 36429.5785 | 38397.5907 | 39386.8846 | 39885.7525 | 40537.9689 | 43559.61 | 43958.2408 | 44556.5483
Region | Technology | 2021-22 | 2022-23 | 2023-24 | 2024-25 | 2025-26 | 2026-27 | 2027-28 | 2028-29 | 2029-30 | 2030-31 | 2031-32 | 2032-33 | 2033-34 | 2034-35 | 2035-36 | 2036-37 | 2037-38 | 2038-39 | 2039-40 | 2040-41 | 2041-42
QLD1 | Black Coal | 39010.0638 | 40657.1246 | 44664.5006 | 44402.6639 | 44717.2445 | 44385.4296 | 44248.4151 | 43990.5057 | 36529.7501 | 35156.8351 | 33420.6984 | 38500.1943 | 38775.0678 | 38521.971 | 36464.1598 | 37519.9209 | 38279.5298 | 38872.7661 | 38010.3674 | 37290.777 | 36875.5468
QLD1 | Brown Coal | 0 | 0 | 0 | 0 | 0 | 0 | 0 | 0 | 0 | 0 | 0 | 0 | 0 | 0 | 0 | 0 | 0 | 0 | 0 | 0 | 0
QLD1 | CCGT | 1113.0547 | 1113.0547 | 1240.8356 | 1205.8349 | 1205.8349 | 1205.8349 | 1209.1385 | 1205.8349 | 1205.8349 | 1205.8349 | 1209.1385 | 1205.8349 | 1205.8349 | 1205.8349 | 1209.1385 | 1156.7635 | 1347.6907 | 1300.4543 | 1285.9262 | 1142.8279 | 1540.8243
QLD1 | Gas - Steam | 37.1158 | 37.1158 | 73.7192 | 72.804 | 72.804 | 72.804 | 73.0035 | 72.804 | 72.804 | 72.804 | 73.0035 | 72.804 | 72.804 | 72.804 | 73.0035 | 72.804 | 72.804 | 72.804 | 73.0035 | 72.804 | 72.804
QLD1 | OCGT / Diesel | 1.9e-06 | 2.0396e-06 | 2.1654e-06 | 2.2624e-06 | 2.4419e-06 | 2.6361e-06 | 2.8366e-06 | 0.48918 | 3.2107e-06 | 3.431e-06 | 3.741e-06 | 4.1077e-06 | 4.435e-06 | 2.9742e-06 | 1.7749 | 2.7243 | 23.7403 | 8.9153 | 15.3061 | 13.898 | 15.6185
QLD1 | Hydro | 672.7133 | 668.3778 | 666.8224 | 661.3881 | 657.885 | 654.3819 | 653.6536 | 647.4026 | 643.3874 | 639.8224 | 638.7216 | 632.883 | 629.1613 | 625.0128 | 625.4904 | 618.2736 | 231.7218 | 230.1098 | 228.2209 | 227.4333 | 226.1156
QLD1 | Wind | 2133.8272 | 1974.322 | 1944.2993 | 1723.0957 | 2108.328 | 2130.1435 | 2283.976 | 2129.1027 | 2076.9239 | 2113.2179 | 1959.2519 | 1907.9251 | 1687.3057 | 2047.4504 | 2126.7899 | 2269.3861 | 2128.26 | 2091.8929 | 3051.9701 | 2863.4584 | 2775.1367
QLD1 | Solar PV | 6071.058 | 6392.671 | 6497.1098 | 6212.7848 | 6072.8637 | 6411.5047 | 6387.1949 | 5416.6807 | 5999.2689 | 6224.2312 | 6405.3558 | 6475.1921 | 6199.7904 | 6060.7201 | 6425.3538 | 6033.4827 | 4996.399 | 5551.1016 | 5772.302 | 5910.4519 | 6003.3399
QLD1 | LS Battery | 27.2835 | 27.7743 | 26.7993 | 26.1216 | 23.9082 | 24.9997 | 25.4036 | 28.4072 | 26.3406 | 26.8593 | 27.8849 | 27.0876 | 26.2916 | 25.495 | 30.509 | 31.5689 | 32.1029 | 31.9894 | 32.0177 | 74.297 | 72.2096
QLD1 | Pumped Hydro | 38.1016 | 55.7824 | 20.2481 | 36.3657 | 2.5365 | 6.8757 | 14.1706 | 9.3169 | 102.7 | 174.3004 | 224.7758 | 181.2241 | 158.0814 | 206.6125 | 177.3808 | 343.8767 | 548.6906 | 739.0783 | 755.4035 | 423.6793 | 723.2721
QLD1 | VPP | 1.7329 | 2.1664 | 2.5987 | 3.4488 | 4.8706 | 6.4265 | 8.3545 | 9.8074 | 10.7389 | 11.3485 | 15.3043 | 17.6627 | 19.7029 | 20.2157 | 25.4216 | 27.5248 | 29.5179 | 31.0329 | 31.8137 | 31.4999 | 31.2114
Total excluding storage |  | 49037.8327 | 50842.6658 | 55087.2869 | 54278.5714 | 54834.96 | 54860.0985 | 54855.3817 | 53462.8199 | 46527.9692 | 45412.7455 | 43706.1698 | 48794.8334 | 48569.9641 | 48533.7932 | 46925.7107 | 47673.3551 | 47080.1456 | 48128.0441 | 48437.0962 | 47521.6505 | 47509.3859
Region | Technology | 2021-22 | 2022-23 | 2023-24 | 2024-25 | 2025-26 | 2026-27 | 2027-28 | 2028-29 | 2029-30 | 2030-31 | 2031-32 | 2032-33 | 2033-34 | 2034-35 | 2035-36 | 2036-37 | 2037-38 | 2038-39 | 2039-40 | 2040-41 | 2041-42
VIC1 | Black Coal | 0 | 0 | 0 | 0 | 0 | 0 | 0 | 0 | 0 | 0 | 0 | 0 | 0 | 0 | 0 | 0 | 0 | 0 | 0 | 0 | 0
VIC1 | Brown Coal | 25361.9774 | 23279.9888 | 25735.0369 | 26779.2052 | 26102.0873 | 25485.5092 | 20750.7011 | 21122.1492 | 20884.4189 | 20600.2627 | 19414.7985 | 19446.8369 | 18994.3063 | 19168.8735 | 18798.3698 | 19467.1932 | 19608.0347 | 20202.8981 | 19807.5573 | 20223.6666 | 21612.7284
VIC1 | CCGT | 1.0371e-06 | 1.1028e-06 | 1.1808e-06 | 1.3065e-06 | 1.3482e-06 | 1.4522e-06 | 1.5621e-06 | 1.6926e-06 | 1.8516e-06 | 2.0029e-06 | 2.3447e-06 | 4.664e-06 | 5.3215e-06 | 5.4065e-06 | 6.2423e-06 | 6.3789e-06 | 9.1121e-06 | 9.5615e-06 | 1.3051e-05 | 1.2169e-05 | 1.3111e-05
VIC1 | Gas - Steam | 2.0943 | 2.3473 | 6.7282 | 4.9736e-07 | 5.0618e-07 | 0.50318 | 0.35274 | 1.2707 | 1.3063 | 7.4611e-07 | 8.4689e-07 | 2.0361 | 1.6852e-06 | 1.3754e-06 | 4.4182 | 3.2805 | 11.1675 | 8.5606 | 0 | 0 | 0
VIC1 | OCGT / Diesel | 1.7223 | 0.13884 | 6.6228 | 2.6025e-06 | 2.6674e-06 | 2.8813e-06 | 3.1253e-06 | 0.4006 | 0.094405 | 4.0424e-06 | 4.7199e-06 | 0.46673 | 9.2244e-06 | 7.0122e-06 | 3.8439 | 3.0135 | 21.6766 | 37.712 | 96.4291 | 11.8366 | 12.6505
VIC1 | Hydro | 2680.8112 | 2682.0644 | 2435.7325 | 2976.8641 | 3054.1346 | 2881.0782 | 2900.6202 | 3646.4785 | 3020.4639 | 2576.7605 | 2587.1163 | 2376.3734 | 2897.2717 | 2957.6078 | 2815.0812 | 2807.0112 | 3491.7525 | 2896.7355 | 2531.8721 | 2504.6301 | 2267.2137
VIC1 | Wind | 10618.9206 | 11814.2879 | 10179.9553 | 10540.8105 | 10480.162 | 10726.8837 | 10663.404 | 9638.628 | 10152.4268 | 9792.6917 | 11174.2569 | 9775.2017 | 10128.8741 | 10303.6201 | 11074.497 | 11467.4443 | 10420.471 | 10226.631 | 9916.3118 | 10446.2486 | 9180.4445
VIC1 | Solar PV | 2656.3955 | 2640.3495 | 2747.763 | 2627.6398 | 2486.8756 | 2629.3977 | 2681.7627 | 2506.5014 | 2603.9324 | 2648.478 | 2641.0895 | 2739.0997 | 2623.5165 | 2486.5946 | 2631.6174 | 2667.4887 | 2509.154 | 2601.8521 | 2660.0532 | 2639.185 | 2744.458
VIC1 | LS Battery | 22.523 | 26.1718 | 25.358 | 41.3224 | 24.7198 | 31.1477 | 28.6952 | 26.0947 | 28.4865 | 27.8705 | 40.6652 | 46.7605 | 9.8991 | 10.5799 | 10.254 | 10.2027 | 7.9872 | 8.5062 | 8.8479 | 377.1641 | 383.2234
VIC1 | Pumped Hydro | 0 | 0 | 2.9284e-06 | 3.2142e-06 | 3.3687e-06 | 3.7041e-06 | 4.0574e-06 | 4.4181e-06 | 4.8844e-06 | 5.3518e-06 | 7.3034e-06 | 143.6431 | 290.2675 | 243.189 | 339.33 | 303.0173 | 1132.2117 | 1218.2479 | 1371.3799 | 1232.795 | 1172.9626
VIC1 | VPP | 1.648 | 2.8068 | 3.28 | 7.1513 | 6.1063 | 8.9295 | 11.0429 | 11.5183 | 14.4982 | 15.4447 | 29.5322 | 39.8134 | 48.0982 | 55.306 | 57.8862 | 58.0745 | 49.4955 | 55.1655 | 58.4607 | 55.0459 | 58.6288
Total excluding storage |  | 41321.9213 | 40419.1768 | 41111.8387 | 42924.5196 | 42123.2596 | 41723.3719 | 36996.8407 | 36915.4285 | 36662.6427 | 35618.193 | 35817.2611 | 34340.0146 | 34643.9686 | 34916.696 | 35327.8276 | 36415.4314 | 36062.2564 | 35974.3894 | 35012.2235 | 35825.5669 | 35817.495
Region | Technology | 2021-22 | 2022-23 | 2023-24 | 2024-25 | 2025-26 | 2026-27 | 2027-28 | 2028-29 | 2029-30 | 2030-31 | 2031-32 | 2032-33 | 2033-34 | 2034-35 | 2035-36 | 2036-37 | 2037-38 | 2038-39 | 2039-40 | 2040-41 | 2041-42
SA1 | Black Coal | 0 | 0 | 0 | 0 | 0 | 0 | 0 | 0 | 0 | 0 | 0 | 0 | 0 | 0 | 0 | 0 | 0 | 0 | 0 | 0 | 0
SA1 | Brown Coal | 0 | 0 | 0 | 0 | 0 | 0 | 0 | 0 | 0 | 0 | 0 | 0 | 0 | 0 | 0 | 0 | 0 | 0 | 0 | 0 | 0
SA1 | CCGT | 1105.7485 | 1105.7485 | 537.8451 | 454.1359 | 454.1359 | 454.1359 | 455.3802 | 454.1359 | 454.1359 | 454.1359 | 455.3802 | 454.1359 | 454.1359 | 454.1359 | 455.3802 | 454.1359 | 8.2303e-06 | 8.6531e-06 | 9.0396e-06 | 9.917e-06 | 1.0824e-05
SA1 | Gas - Steam | 920.0617 | 727.7102 | 684.9343 | 79.8912 | 79.8912 | 79.8912 | 80.1101 | 79.8912 | 79.8912 | 79.8912 | 80.1101 | 79.8912 | 79.8912 | 79.8912 | 0 | 0 | 0 | 0 | 0 | 0 | 0
SA1 | OCGT / Diesel | 17.025 | 23.7528 | 57.0353 | 0.078931 | 3.5384e-06 | 0.96801 | 0.8599 | 1.08 | 1.166 | 3.6671e-06 | 0.11117 | 2.668 | 0.2425 | 0.77794 | 14.2964 | 10.7177 | 29.761 | 35.1822 | 64.3805 | 20.1605 | 33.5237
SA1 | Hydro | 0 | 0 | 0 | 0 | 0 | 0 | 0 | 0 | 0 | 0 | 0 | 0 | 0 | 0 | 0 | 0 | 0 | 0 | 0 | 0 | 0
SA1 | Wind | 5989.6976 | 6246.9088 | 5674.0168 | 6412.4494 | 6215.1068 | 6912.5279 | 6876.5337 | 6364.6263 | 6238.7689 | 5937.3495 | 6282.8411 | 5628.6621 | 5164.2305 | 5000.4685 | 4982.0046 | 4422.7752 | 4061.3299 | 3820.7285 | 2792.4324 | 3100.8525 | 2874.2302
SA1 | Solar PV | 885.1998 | 888.2789 | 902.7125 | 860.1527 | 839.3229 | 859.7412 | 886.8705 | 841.8838 | 877.0154 | 885.2661 | 889.5578 | 901.5747 | 859.9656 | 839.4746 | 861.0622 | 885.4374 | 1966.3446 | 2029.5063 | 2046.2413 | 3442.5079 | 3447.2807
SA1 | LS Battery | 86.8998 | 91.6507 | 106.2374 | 106.9401 | 105.7624 | 108.7847 | 112.4239 | 108.1522 | 100.4027 | 95.7336 | 97.1481 | 107.8357 | 109.0948 | 89.6349 | 208.7263 | 661.3908 | 1120.8801 | 1129.8038 | 1133.9952 | 1956.5713 | 1990.392
SA1 | Pumped Hydro | 0 | 0 | 2.1771e-06 | 2.1412e-06 | 2.2451e-06 | 2.4553e-06 | 2.6729e-06 | 2.8686e-06 | 3.113e-06 | 3.3707e-06 | 3.6708e-06 | 3.9513e-06 | 4.213e-06 | 4.548e-06 | 6.7097e-06 | 7.2409e-06 | 9.5088e-06 | 9.4837e-06 | 9.5662e-06 | 1.2445e-05 | 1.2299e-05
SA1 | VPP | 2.5091 | 4.4304 | 6.3253 | 7.6798 | 9.3746 | 11.5226 | 13.8476 | 15.3459 | 15.84 | 16.5833 | 17.4784 | 21.0122 | 22.3599 | 24.1896 | 25.4693 | 25.5419 | 24.4872 | 25.3511 | 26.6469 | 25.147 | 26.0059
Total excluding storage |  | 8917.7326 | 8992.3994 | 7856.5439 | 7806.7081 | 7588.4569 | 8307.2642 | 8299.7544 | 7741.6172 | 7650.9775 | 7356.6427 | 7708.0003 | 7066.9319 | 6558.4658 | 6374.7482 | 6312.7434 | 5773.0663 | 6057.4355 | 5885.417 | 4903.0542 | 6563.5209 | 6355.0346
Region | Technology | 2021-22 | 2022-23 | 2023-24 | 2024-25 | 2025-26 | 2026-27 | 2027-28 | 2028-29 | 2029-30 | 2030-31 | 2031-32 | 2032-33 | 2033-34 | 2034-35 | 2035-36 | 2036-37 | 2037-38 | 2038-39 | 2039-40 | 2040-41 | 2041-42
TAS1 | Black Coal | 0 | 0 | 0 | 0 | 0 | 0 | 0 | 0 | 0 | 0 | 0 | 0 | 0 | 0 | 0 | 0 | 0 | 0 | 0 | 0 | 0
TAS1 | Brown Coal | 0 | 0 | 0 | 0 | 0 | 0 | 0 | 0 | 0 | 0 | 0 | 0 | 0 | 0 | 0 | 0 | 0 | 0 | 0 | 0 | 0
TAS1 | CCGT | 1.4127e-06 | 1.495e-06 | 1.6027e-06 | 1.6888e-06 | 1.7727e-06 | 1.8897e-06 | 2.0701e-06 | 2.2417e-06 | 2.4308e-06 | 2.6406e-06 | 0.063821 | 0.38176 | 0.19623 | 0.41966 | 1.7207 | 4.037 | 6.2455 | 24.1611 | 180.2818 | 2.8796 | 110.071
TAS1 | Gas - Steam | 0 | 0 | 0 | 0 | 0 | 0 | 0 | 0 | 0 | 0 | 0 | 0 | 0 | 0 | 0 | 0 | 0 | 0 | 0 | 0 | 0
TAS1 | OCGT / Diesel | 7.9252e-07 | 8.3221e-07 | 8.8675e-07 | 9.4103e-07 | 9.7782e-07 | 1.0683e-06 | 1.1638e-06 | 1.2419e-06 | 1.3273e-06 | 1.4808e-06 | 1.6126e-06 | 1.8284e-06 | 1.9856e-06 | 2.1436e-06 | 2.3916e-06 | 2.6383e-06 | 0.84538 | 3.5861e-06 | 4.2226e-06 | 0.11142 | 0.3834
TAS1 | Hydro | 7641.327 | 8285.9111 | 7997.0307 | 8541.8393 | 8777.8272 | 5290.3045 | 9343.2596 | 9472.3155 | 8733.2224 | 9476.0641 | 8168.3189 | 8769.6477 | 8769.1438 | 8596.4518 | 8476.1362 | 8103.9624 | 9402.7356 | 9097.2994 | 9047.8966 | 8462.1497 | 9342.0099
TAS1 | Wind | 1780.8944 | 2021.9175 | 2460.416 | 2968.7759 | 3758.5469 | 4016.2439 | 4516.313 | 4704.5113 | 5134.1047 | 5344.0248 | 6047.1658 | 6077.6262 | 6399.834 | 6838.3578 | 7255.1966 | 7750.6947 | 8045.85 | 8364.7958 | 8364.0214 | 8681.4047 | 8403.6149
TAS1 | Solar PV | 1.9541e-07 | 2.1953e-07 | 3.5138e-07 | 5.1184e-07 | 1.8591e-06 | 2.7184e-06 | 4.6468e-06 | 4.5993e-06 | 4.8663e-06 | 1.4843e-05 | 9.1264e-05 | 9.2071e-05 | 29.3174 | 26.443 | 28.496 | 27.6086 | 27.9863 | 29.7345 | 29.4558 | 28.847 | 29.1846
TAS1 | LS Battery | 2.9497e-06 | 2.9946e-06 | 2.9985e-06 | 3.0022e-06 | 3.0595e-06 | 4.5224e-06 | 6.1086e-06 | 7.0486e-06 | 7.0659e-06 | 1.3285e-05 | 1.3544e-05 | 1.345e-05 | 1.3485e-05 | 1.3724e-05 | 1.4627e-05 | 1.6015e-05 | 2.0908e-05 | 2.1113e-05 | 2.0992e-05 | 2.2475e-05 | 2.4406e-05
TAS1 | Pumped Hydro | 0 | 0 | 7.4096e-06 | 7.9358e-06 | 8.8442e-06 | 1.0259e-05 | 1.0809e-05 | 1.1648e-05 | 1.2581e-05 | 1.3889e-05 | 1.5791e-05 | 1.9267e-05 | 2.0935e-05 | 2.3717e-05 | 2.76e-05 | 3.2532e-05 | 6.0027e-05 | 6.2985e-05 | 7.0535e-05 | 7.12e-05 | 0.0001029
TAS1 | VPP | 0.08378 | 0.16771 | 0.17412 | 0.20355 | 0.45985 | 0.65528 | 0.86408 | 0.94735 | 1.1245 | 1.4617 | 2.3588 | 2.7433 | 3.1082 | 3.0357 | 3.2074 | 3.0398 | 2.9594 | 3.0848 | 3.5281 | 2.9454 | 3.386
Total excluding storage |  | 9422.2214 | 10307.8285 | 10457.4467 | 11510.6152 | 12536.3742 | 9306.5484 | 13859.5726 | 14176.8268 | 13867.3272 | 14820.0889 | 14215.5486 | 14847.6557 | 15198.4915 | 15461.6723 | 15761.5495 | 15886.3027 | 17483.6627 | 17515.9907 | 17621.6556 | 17175.3924 | 17885.2638
Explicitly modelled pumping
Region | Technology | 2021-22 | 2022-23 | 2023-24 | 2024-25 | 2025-26 | 2026-27 | 2027-28 | 2028-29 | 2029-30 | 2030-31 | 2031-32 | 2032-33 | 2033-34 | 2034-35 | 2035-36 | 2036-37 | 2037-38 | 2038-39 | 2039-40 | 2040-41 | 2041-42
NEM | LS Battery pump | 171.6424 | 183.8213 | 199.1834 | 219.8297 | 194.6216 | 207.2518 | 210.2025 | 204.3985 | 195.9442 | 189.4168 | 208.7412 | 228.7639 | 182.6764 | 158.4324 | 310.9708 | 870.8578 | 1436.067 | 1448.9522 | 1451.5013 | 4150.4177 | 4163.7643
NEM | Pumped Hydro Pump | 247.5415 | 424.7317 | 218.6546 | 1078.6079 | 3262.2287 | 3210.8813 | 3267.5957 | 2508.7022 | 3485.1458 | 3718.1305 | 4121.5466 | 5351.9243 | 4603.0326 | 4186.2987 | 5874.5156 | 6547.9121 | 7182.0152 | 8310.7942 | 10066.8445 | 8428.5829 | 9159.7401
NEM | VPP pump | 14.4939 | 21.3337 | 25.0372 | 36.1946 | 42.7104 | 57.9717 | 72.9666 | 79.7471 | 84.1794 | 88.3159 | 118.4754 | 155.2513 | 177.8383 | 192.2273 | 210.8313 | 219.3986 | 207.9556 | 221.4651 | 228.1015 | 221.7778 | 224.4241
Region | Technology | 2021-22 | 2022-23 | 2023-24 | 2024-25 | 2025-26 | 2026-27 | 2027-28 | 2028-29 | 2029-30 | 2030-31 | 2031-32 | 2032-33 | 2033-34 | 2034-35 | 2035-36 | 2036-37 | 2037-38 | 2038-39 | 2039-40 | 2040-41 | 2041-42
NSW1 | LS Battery pump | 3.3323e-06 | 3.3596e-06 | 3.3347e-06 | 3.361e-06 | 3.3829e-06 | 4.6407e-06 | 6.1713e-06 | 7.0086e-06 | 7.3153e-06 | 1.3422e-05 | 1.3811e-05 | 1.3036e-05 | 1.3205e-05 | 1.3485e-05 | 1.372e-05 | 0.00029808 | 0.00029109 | 0.00029045 | 0.0002932 | 1169.1235 | 1147.7975
NSW1 | Pumped Hydro Pump | 193.4149 | 340.2422 | 189.1444 | 1028.3733 | 3258.9564 | 3200.6223 | 3243.9907 | 2498.3139 | 3335.1759 | 3461.5686 | 3793.5835 | 4911.1437 | 4008.2763 | 3579.7994 | 5195.0467 | 5666.4611 | 4968.5743 | 5706.7946 | 7255.7047 | 6265.5622 | 6643.9607
NSW1 | VPP pump | 7.324 | 9.8197 | 10.192 | 14.0042 | 17.7023 | 24.9745 | 31.9337 | 34.6893 | 33.4228 | 34.5417 | 40.7464 | 57.8086 | 65.9976 | 68.8473 | 76.4912 | 82.3421 | 80.1729 | 83.7274 | 83.7004 | 83.9747 | 81.5274
Region | Technology | 2021-22 | 2022-23 | 2023-24 | 2024-25 | 2025-26 | 2026-27 | 2027-28 | 2028-29 | 2029-30 | 2030-31 | 2031-32 | 2032-33 | 2033-34 | 2034-35 | 2035-36 | 2036-37 | 2037-38 | 2038-39 | 2039-40 | 2040-41 | 2041-42
QLD1 | LS Battery pump | 34.2641 | 34.982 | 33.7539 | 32.9004 | 30.2123 | 31.3876 | 32.021 | 35.7542 | 33.1763 | 33.9044 | 35.0817 | 34.0819 | 33.1144 | 32.211 | 38.3266 | 39.7614 | 40.4339 | 40.291 | 40.3266 | 92.4915 | 89.8981
QLD1 | Pumped Hydro Pump | 54.1267 | 84.4895 | 29.5102 | 50.2345 | 3.2723 | 10.2589 | 23.6051 | 10.3882 | 149.9698 | 256.562 | 327.963 | 260.9313 | 232.1646 | 302.5423 | 255.3298 | 502.6794 | 798.1763 | 1077.1559 | 1100.9487 | 617.4835 | 1054.1194
QLD1 | VPP pump | 2.0798 | 2.6002 | 3.1191 | 4.1394 | 5.8622 | 7.697 | 10.044 | 11.7547 | 12.8893 | 13.6592 | 18.3609 | 21.1691 | 23.6481 | 24.3315 | 30.4441 | 33.0379 | 35.4268 | 37.2468 | 38.184 | 37.8074 | 37.4611
Region | Technology | 2021-22 | 2022-23 | 2023-24 | 2024-25 | 2025-26 | 2026-27 | 2027-28 | 2028-29 | 2029-30 | 2030-31 | 2031-32 | 2032-33 | 2033-34 | 2034-35 | 2035-36 | 2036-37 | 2037-38 | 2038-39 | 2039-40 | 2040-41 | 2041-42
VIC1 | LS Battery pump | 28.2432 | 33.0883 | 31.9386 | 51.9212 | 31.2047 | 39.1609 | 36.2665 | 32.7418 | 36.0037 | 34.9785 | 51.2597 | 58.8755 | 12.4462 | 13.3255 | 12.915 | 12.8505 | 10.0598 | 10.7386 | 11.119 | 467.0779 | 472.028
VIC1 | Pumped Hydro Pump | 0 | 0 | 3.6669e-06 | 4.0171e-06 | 4.2127e-06 | 4.6282e-06 | 5.0761e-06 | 5.522e-06 | 6.1073e-06 | 6.6903e-06 | 9.1334e-06 | 179.8493 | 362.5916 | 303.9569 | 424.139 | 378.7716 | 1415.2645 | 1526.8436 | 1710.191 | 1545.5371 | 1461.6598
VIC1 | VPP pump | 1.978 | 3.3808 | 3.9393 | 8.5687 | 7.3397 | 10.7069 | 13.2947 | 13.784 | 17.4573 | 18.4813 | 35.528 | 47.7638 | 57.6686 | 66.3803 | 69.4772 | 69.7034 | 59.4062 | 66.3531 | 70.0254 | 66.2203 | 70.2163
Region | Technology | 2021-22 | 2022-23 | 2023-24 | 2024-25 | 2025-26 | 2026-27 | 2027-28 | 2028-29 | 2029-30 | 2030-31 | 2031-32 | 2032-33 | 2033-34 | 2034-35 | 2035-36 | 2036-37 | 2037-38 | 2038-39 | 2039-40 | 2040-41 | 2041-42
SA1 | LS Battery pump | 109.135 | 115.751 | 133.4908 | 135.0081 | 133.2046 | 136.7033 | 141.915 | 135.9025 | 126.7642 | 120.5339 | 122.3998 | 135.8065 | 137.1158 | 112.896 | 259.7292 | 818.2456 | 1385.5729 | 1397.9224 | 1400.0554 | 2421.7248 | 2454.0406
SA1 | Pumped Hydro Pump | 0 | 0 | 2.7231e-06 | 2.6799e-06 | 2.8061e-06 | 3.0678e-06 | 3.3456e-06 | 3.5829e-06 | 3.8947e-06 | 4.2123e-06 | 4.5894e-06 | 4.9405e-06 | 5.2656e-06 | 5.6841e-06 | 8.3879e-06 | 9.0568e-06 | 1.189e-05 | 1.186e-05 | 1.194e-05 | 1.5594e-05 | 1.5331e-05
SA1 | VPP pump | 3.0115 | 5.3305 | 7.5789 | 9.2371 | 11.2554 | 13.8069 | 16.6531 | 18.3861 | 19.0549 | 19.8847 | 21.0021 | 25.2159 | 26.7931 | 29.0333 | 30.5692 | 30.6564 | 29.408 | 30.4354 | 31.9571 | 30.2378 | 31.1578
Region | Technology | 2021-22 | 2022-23 | 2023-24 | 2024-25 | 2025-26 | 2026-27 | 2027-28 | 2028-29 | 2029-30 | 2030-31 | 2031-32 | 2032-33 | 2033-34 | 2034-35 | 2035-36 | 2036-37 | 2037-38 | 2038-39 | 2039-40 | 2040-41 | 2041-42
TAS1 | LS Battery pump | 3.643e-06 | 3.6977e-06 | 3.7019e-06 | 3.7066e-06 | 3.7774e-06 | 5.5843e-06 | 7.5436e-06 | 8.7028e-06 | 8.7245e-06 | 1.6402e-05 | 1.6727e-05 | 1.6606e-05 | 1.6648e-05 | 1.6945e-05 | 1.8056e-05 | 1.9783e-05 | 2.5809e-05 | 2.6071e-05 | 2.5915e-05 | 2.7754e-05 | 3.0127e-05
TAS1 | Pumped Hydro Pump | 0 | 0 | 9.2855e-06 | 9.9234e-06 | 1.1057e-05 | 1.2825e-05 | 1.352e-05 | 1.4555e-05 | 1.5734e-05 | 1.7357e-05 | 1.9755e-05 | 2.4096e-05 | 2.6166e-05 | 2.9655e-05 | 3.4472e-05 | 4.0787e-05 | 7.4986e-05 | 7.8762e-05 | 8.8088e-05 | 8.925e-05 | 0.0001284
TAS1 | VPP pump | 0.10056 | 0.20249 | 0.20793 | 0.24523 | 0.55089 | 0.78646 | 1.0412 | 1.133 | 1.3551 | 1.7489 | 2.838 | 3.2939 | 3.7309 | 3.635 | 3.8496 | 3.6588 | 3.5416 | 3.7025 | 4.2346 | 3.5377 | 4.0615
Non-controllable generation
Region | Technology | 2021-22 | 2022-23 | 2023-24 | 2024-25 | 2025-26 | 2026-27 | 2027-28 | 2028-29 | 2029-30 | 2030-31 | 2031-32 | 2032-33 | 2033-34 | 2034-35 | 2035-36 | 2036-37 | 2037-38 | 2038-39 | 2039-40 | 2040-41 | 2041-42
NEM | Distributed PV | 18416.6551 | 19890.3751 | 21470.9729 | 20886.6109 | 21808.8854 | 23879.0636 | 25505.1538 | 25543.0316 | 27497.1858 | 29285.1908 | 30344.1321 | 31860.0671 | 30284.5007 | 30927.727 | 33025.9515 | 34335.9779 | 33404.366 | 35459.3798 | 37726.0857 | 39046.9012 | 40732.3267
NEM | Behind the meter battery | 243.573 | 287.9177 | 303.1503 | 325.699 | 368.7184 | 409.5486 | 447.7615 | 430.0642 | 488.3985 | 509.2524 | 581.0916 | 653.3209 | 715.3874 | 762.7049 | 788.1614 | 801.3391 | 736.5355 | 811.8913 | 823.6042 | 833.6449 | 843.0422
NEM | Behind the meter battery pump | 243.559 | 288.0314 | 303.1299 | 325.9837 | 369.0794 | 409.4028 | 447.6 | 430.2173 | 488.3386 | 507.9317 | 580.2673 | 652.9834 | 714.4012 | 760.9817 | 787.8464 | 801.7258 | 735.7409 | 811.0597 | 821.0527 | 832.1813 | 842.2029
Region | Technology | 2021-22 | 2022-23 | 2023-24 | 2024-25 | 2025-26 | 2026-27 | 2027-28 | 2028-29 | 2029-30 | 2030-31 | 2031-32 | 2032-33 | 2033-34 | 2034-35 | 2035-36 | 2036-37 | 2037-38 | 2038-39 | 2039-40 | 2040-41 | 2041-42
NSW1 | Distributed PV | 5278.0803 | 5655.5985 | 5780.9003 | 5584.277 | 5637.8501 | 6226.2272 | 6412.0092 | 6372.7397 | 6612.8389 | 7169.1898 | 7694.892 | 7987.4244 | 7705.1364 | 7794.0119 | 8541.541 | 8763.7714 | 8608.4946 | 8824.8944 | 9517.831 | 10223.9406 | 10555.7999
NSW1 | Behind the meter battery | 95.7139 | 107.689 | 110.1901 | 122.0404 | 141.6472 | 158.1273 | 172.6476 | 165.189 | 186.5424 | 194.1097 | 220.7583 | 250.2257 | 274.2913 | 291.8799 | 301.38 | 305.5896 | 279.308 | 304.8168 | 307.7295 | 309.9733 | 312.3065
NSW1 | Behind the meter battery pump | 95.7198 | 107.7036 | 110.1947 | 122.1946 | 141.7716 | 157.9429 | 172.6037 | 165.3967 | 186.5546 | 193.4537 | 220.5097 | 250.1763 | 273.5904 | 291.2323 | 301.0876 | 305.6549 | 279.1351 | 304.4458 | 306.7094 | 309.447 | 312.013
Region | Technology | 2021-22 | 2022-23 | 2023-24 | 2024-25 | 2025-26 | 2026-27 | 2027-28 | 2028-29 | 2029-30 | 2030-31 | 2031-32 | 2032-33 | 2033-34 | 2034-35 | 2035-36 | 2036-37 | 2037-38 | 2038-39 | 2039-40 | 2040-41 | 2041-42
QLD1 | Distributed PV | 5920.4119 | 6373.1042 | 6625.1981 | 6486.1466 | 6843.7723 | 7444.3432 | 7821.0205 | 7466.1333 | 8253.6547 | 8789.8106 | 9451.6361 | 9788.6923 | 9582.7577 | 10035.4923 | 10787.2007 | 11208.8747 | 10547.1301 | 11604.163 | 12303.7915 | 13099.2681 | 13393.1963
QLD1 | Behind the meter battery | 42.6739 | 44.7278 | 44.7641 | 47.6476 | 56.4685 | 65.3756 | 72.9554 | 71.2571 | 81.6121 | 86.0304 | 101.1545 | 115.3793 | 125.4541 | 134.2154 | 138.3192 | 139.9806 | 128.6353 | 142.0417 | 145.1012 | 146.611 | 148.134
QLD1 | Behind the meter battery pump | 42.6883 | 44.734 | 44.728 | 47.6514 | 56.5151 | 65.353 | 72.9641 | 71.2765 | 81.6022 | 85.8967 | 100.9682 | 115.2499 | 125.2381 | 133.8851 | 138.1943 | 139.9906 | 128.5428 | 141.9422 | 144.6714 | 146.3551 | 148.0011
Region | Technology | 2021-22 | 2022-23 | 2023-24 | 2024-25 | 2025-26 | 2026-27 | 2027-28 | 2028-29 | 2029-30 | 2030-31 | 2031-32 | 2032-33 | 2033-34 | 2034-35 | 2035-36 | 2036-37 | 2037-38 | 2038-39 | 2039-40 | 2040-41 | 2041-42
VIC1 | Distributed PV | 4228.304 | 4792.7658 | 5783.6543 | 5714.1883 | 6236.9032 | 7052.4465 | 7894.8076 | 8374.3497 | 9061.5644 | 9630.0668 | 9521.7865 | 10230.0197 | 9322.4405 | 9418.9596 | 9931.9131 | 10355.1583 | 10260.0016 | 10823.9812 | 11503.4501 | 11376.2725 | 12236.4672
VIC1 | Behind the meter battery | 53.8314 | 64.9331 | 68.3792 | 73.6793 | 84.8102 | 94.9496 | 104.9258 | 101.6835 | 117.0574 | 123.768 | 148.986 | 173.8292 | 197.483 | 215.4948 | 223.9437 | 229.4245 | 212.144 | 234.9432 | 238.7472 | 242.9232 | 246.4727
VIC1 | Behind the meter battery pump | 53.7884 | 64.9583 | 68.3701 | 73.743 | 84.9434 | 94.9485 | 104.8593 | 101.5958 | 117.0125 | 123.4908 | 148.7738 | 173.7199 | 197.5524 | 214.7652 | 224.1656 | 229.7494 | 211.7147 | 234.6889 | 238.0054 | 242.4853 | 246.177
Region | Technology | 2021-22 | 2022-23 | 2023-24 | 2024-25 | 2025-26 | 2026-27 | 2027-28 | 2028-29 | 2029-30 | 2030-31 | 2031-32 | 2032-33 | 2033-34 | 2034-35 | 2035-36 | 2036-37 | 2037-38 | 2038-39 | 2039-40 | 2040-41 | 2041-42
SA1 | Distributed PV | 2723.4786 | 2804.5231 | 3002.8484 | 2841.3192 | 2833.8702 | 2887.1881 | 3104.167 | 3041.8652 | 3273.5944 | 3387.0293 | 3373.3575 | 3539.0289 | 3380.5748 | 3387.213 | 3462.2392 | 3701.0676 | 3663.0632 | 3872.0136 | 4048.3731 | 4002.6049 | 4187.2828
SA1 | Behind the meter battery | 44.2352 | 62.983 | 72.3868 | 74.3667 | 76.9305 | 81.1582 | 85.9357 | 81.1209 | 90.6573 | 92.2617 | 94.8755 | 96.8723 | 99.6574 | 101.7187 | 104.7955 | 106.3811 | 98.4087 | 110.0807 | 112.0554 | 114.0415 | 116.1841
SA1 | Behind the meter battery pump | 44.2492 | 63.0473 | 72.4108 | 74.424 | 76.9826 | 81.2426 | 85.9031 | 81.1479 | 90.6454 | 92.0339 | 94.7418 | 96.8025 | 99.5375 | 101.7368 | 104.6913 | 106.3545 | 98.3325 | 109.9843 | 111.7468 | 113.828 | 116.0797
Region | Technology | 2021-22 | 2022-23 | 2023-24 | 2024-25 | 2025-26 | 2026-27 | 2027-28 | 2028-29 | 2029-30 | 2030-31 | 2031-32 | 2032-33 | 2033-34 | 2034-35 | 2035-36 | 2036-37 | 2037-38 | 2038-39 | 2039-40 | 2040-41 | 2041-42
TAS1 | Distributed PV | 266.3803 | 264.3835 | 278.3718 | 260.6799 | 256.4897 | 268.8586 | 273.1495 | 287.9437 | 295.5334 | 309.0941 | 302.46 | 314.9018 | 293.5913 | 292.0502 | 303.0575 | 307.1059 | 325.6765 | 334.3276 | 352.64 | 344.815 | 359.5804
TAS1 | Behind the meter battery | 7.1186 | 7.5847 | 7.4302 | 7.9649 | 8.862 | 9.9379 | 11.297 | 10.8136 | 12.5292 | 13.0825 | 15.3173 | 17.0144 | 18.5017 | 19.396 | 19.7231 | 19.9633 | 18.0396 | 20.0089 | 19.9708 | 20.0959 | 19.945
TAS1 | Behind the meter battery pump | 7.1133 | 7.5882 | 7.4263 | 7.9707 | 8.8668 | 9.9158 | 11.2697 | 10.8004 | 12.5238 | 13.0565 | 15.2738 | 17.0348 | 18.4828 | 19.3622 | 19.7077 | 19.9764 | 18.0158 | 19.9985 | 19.9197 | 20.066 | 19.9322
Ernst & Young’s liability is limited by a scheme approved under Professional Standards Legislation

## M27_30_Capacity
Installed capacity by technology (MW) - Marinus 1500MW M27_30, Slow Change Scenario
Capacity calculated on 1 July. In early study years some wind and solar projects enter later in the financial year and are reflected in the following financial year's capacity.
Explicitly modelled generation
Region | Technology | 2021-22 | 2022-23 | 2023-24 | 2024-25 | 2025-26 | 2026-27 | 2027-28 | 2028-29 | 2029-30 | 2030-31 | 2031-32 | 2032-33 | 2033-34 | 2034-35 | 2035-36 | 2036-37 | 2037-38 | 2038-39 | 2039-40 | 2040-41 | 2041-42
NEM | Black Coal | 18366 | 17891 | 16416 | 16416 | 16416 | 16416 | 16416 | 15716 | 14396 | 14396 | 14396 | 11516 | 11516 | 11516 | 10395.9959 | 10395.9958 | 10019.9412 | 10019.9412 | 10019.9412 | 10019.9412 | 10019.9412
NEM | Brown Coal | 4820 | 4835 | 4835 | 4835 | 4835 | 4835 | 4835 | 4835 | 4485 | 4135 | 3760 | 3388.9236 | 3388.9236 | 3388.9236 | 3388.9236 | 3388.9236 | 3388.9236 | 3388.9236 | 3388.9236 | 3388.9236 | 3388.9236
NEM | CCGT | 3055 | 3055 | 3055 | 2875 | 2875 | 2875 | 2875 | 2875 | 2875 | 2875 | 2875 | 2875 | 2875 | 2875 | 2875 | 2490 | 1961 | 1961 | 1818 | 1818 | 1818
NEM | Gas - Steam | 1864 | 1864 | 1384 | 1384 | 1384 | 1384 | 1384 | 1384 | 1384 | 1384 | 1384 | 1384 | 1384 | 1384 | 584 | 584 | 584 | 584 | 84 | 84 | 84
NEM | OCGT / Diesel | 6741 | 6741 | 6741 | 6741 | 6741 | 6741 | 6741 | 6741 | 6741 | 6358 | 6358 | 6089 | 5627 | 5510 | 5380 | 5380 | 5380 | 5380 | 4940 | 4959.2791 | 4959.2791
NEM | Hydro | 7364.9 | 7364.9 | 7364.9 | 7364.9 | 7364.9 | 7364.9 | 7614.9 | 7614.9 | 7614.9 | 7614.9 | 7614.9 | 7614.9 | 7614.9 | 7614.9 | 7614.9 | 7614.9 | 7528.9 | 7528.9 | 7528.9 | 7528.9 | 7528.9
NEM | Wind | 9260 | 9346 | 9487.6558 | 9629.3118 | 9770.704 | 9907.8594 | 10012.015 | 10149.1705 | 10195.3259 | 10220.4815 | 10357.637 | 10494.7923 | 10431.0463 | 10568.2017 | 10483.3571 | 10433.4235 | 10244.2618 | 9604.9175 | 9597.2596 | 9611.8116 | 9563.8116
NEM | Solar PV | 6097 | 6302 | 6302 | 6302 | 6302 | 6302 | 6302 | 6302 | 6302 | 6302 | 6302 | 6302 | 6316.7404 | 6316.7404 | 6316.7404 | 6558.2782 | 6936.1322 | 7687.0384 | 8524.4343 | 9134.5855 | 9180.0777
NEM | LS Battery | 300 | 300 | 300 | 300 | 300 | 300 | 300 | 300 | 300 | 270 | 270 | 270 | 215 | 190 | 282.9293 | 671.469 | 1095.1547 | 1095.1547 | 1095.1547 | 3045.8465 | 3045.8465
NEM | Pumped Hydro | 810 | 810 | 810 | 810 | 2850 | 2850 | 2850 | 2850 | 2850 | 2850 | 2850 | 2875.6878 | 2899.6129 | 2899.6129 | 2912.9596 | 2912.9596 | 3152.8917 | 3152.8917 | 3152.8917 | 3152.8917 | 3152.8917
NEM | VPP | 16.664 | 23.784 | 29.264 | 39.576 | 51.967 | 65.293 | 79.86 | 94.306 | 109.741 | 119.148 | 146.679 | 164.379 | 187.385 | 202.9 | 213.633 | 223.149 | 232.423 | 242.169 | 252.817 | 263.667 | 274.382
Total excluding storage |  | 57567.9 | 57398.9 | 55585.5558 | 55547.2118 | 55688.604 | 55825.7594 | 56179.915 | 55617.0705 | 53993.2259 | 53285.3815 | 53047.537 | 49664.6159 | 49153.6102 | 49173.7656 | 47038.9169 | 46845.5211 | 46043.1587 | 46154.7207 | 45901.4586 | 46545.4409 | 46542.9331
Region | Technology | 2021-22 | 2022-23 | 2023-24 | 2024-25 | 2025-26 | 2026-27 | 2027-28 | 2028-29 | 2029-30 | 2030-31 | 2031-32 | 2032-33 | 2033-34 | 2034-35 | 2035-36 | 2036-37 | 2037-38 | 2038-39 | 2039-40 | 2040-41 | 2041-42
NSW1 | Black Coal | 10240 | 9765 | 8290 | 8290 | 8290 | 8290 | 8290 | 8290 | 6970 | 6970 | 6970 | 4090 | 4090 | 4090 | 4090 | 4090 | 4090 | 4090 | 4090 | 4090 | 4090
NSW1 | Brown Coal | 0 | 0 | 0 | 0 | 0 | 0 | 0 | 0 | 0 | 0 | 0 | 0 | 0 | 0 | 0 | 0 | 0 | 0 | 0 | 0 | 0
NSW1 | CCGT | 625 | 625 | 625 | 625 | 625 | 625 | 625 | 625 | 625 | 625 | 625 | 625 | 625 | 625 | 625 | 625 | 625 | 625 | 625 | 625 | 625
NSW1 | Gas - Steam | 0 | 0 | 0 | 0 | 0 | 0 | 0 | 0 | 0 | 0 | 0 | 0 | 0 | 0 | 0 | 0 | 0 | 0 | 0 | 0 | 0
NSW1 | OCGT / Diesel | 1438 | 1438 | 1438 | 1438 | 1438 | 1438 | 1438 | 1438 | 1438 | 1438 | 1438 | 1438 | 1438 | 1438 | 1388 | 1388 | 1388 | 1388 | 1388 | 1388 | 1388
NSW1 | Hydro | 2585 | 2585 | 2585 | 2585 | 2585 | 2585 | 2585 | 2585 | 2585 | 2585 | 2585 | 2585 | 2585 | 2585 | 2585 | 2585 | 2585 | 2585 | 2585 | 2585 | 2585
NSW1 | Wind | 2137 | 2137 | 2137 | 2137 | 2137 | 2137 | 2137 | 2137 | 2137 | 2137 | 2137 | 2137 | 2137 | 2137 | 2137 | 2134.9108 | 1872.1515 | 1670.1515 | 1670.1515 | 1756.9999 | 1708.9999
NSW1 | Solar PV | 2282 | 2432 | 2432 | 2432 | 2432 | 2432 | 2432 | 2432 | 2432 | 2432 | 2432 | 2432 | 2432 | 2432 | 2432 | 2794.5378 | 2794.538 | 3545.4442 | 4382.8401 | 4504.6174 | 4550.1096
NSW1 | LS Battery | 0 | 0 | 0 | 0 | 0 | 0 | 0 | 0 | 0 | 0 | 0 | 0 | 0 | 0 | 0 | 0.00017214 | 0.00017214 | 0.00017214 | 0.00017214 | 799.9478 | 799.9478
NSW1 | Pumped Hydro | 240 | 240 | 240 | 240 | 2280 | 2280 | 2280 | 2280 | 2280 | 2280 | 2280 | 2280 | 2280 | 2280 | 2280 | 2280 | 2280 | 2280 | 2280 | 2280 | 2280
NSW1 | VPP | 6.558 | 8.786 | 10.68 | 15.384 | 20.217 | 25.635 | 31.095 | 36.873 | 42.845 | 46.41 | 57.069 | 64.706 | 73.35 | 79.327 | 83.166 | 86.441 | 89.566 | 92.826 | 96.448 | 100.138 | 103.729
Total excluding storage |  | 19307 | 18982 | 17507 | 17507 | 17507 | 17507 | 17507 | 17507 | 16187 | 16187 | 16187 | 13307 | 13307 | 13307 | 13257 | 13617.4486 | 13354.6895 | 13903.5957 | 14740.9916 | 14949.6173 | 14947.1095
Region | Technology | 2021-22 | 2022-23 | 2023-24 | 2024-25 | 2025-26 | 2026-27 | 2027-28 | 2028-29 | 2029-30 | 2030-31 | 2031-32 | 2032-33 | 2033-34 | 2034-35 | 2035-36 | 2036-37 | 2037-38 | 2038-39 | 2039-40 | 2040-41 | 2041-42
QLD1 | Black Coal | 8126 | 8126 | 8126 | 8126 | 8126 | 8126 | 8126 | 7426 | 7426 | 7426 | 7426 | 7426 | 7426 | 7426 | 6305.9959 | 6305.9958 | 5929.9412 | 5929.9412 | 5929.9412 | 5929.9412 | 5929.9412
QLD1 | Brown Coal | 0 | 0 | 0 | 0 | 0 | 0 | 0 | 0 | 0 | 0 | 0 | 0 | 0 | 0 | 0 | 0 | 0 | 0 | 0 | 0 | 0
QLD1 | CCGT | 1513 | 1513 | 1513 | 1513 | 1513 | 1513 | 1513 | 1513 | 1513 | 1513 | 1513 | 1513 | 1513 | 1513 | 1513 | 1128 | 1128 | 1128 | 985 | 985 | 985
QLD1 | Gas - Steam | 84 | 84 | 84 | 84 | 84 | 84 | 84 | 84 | 84 | 84 | 84 | 84 | 84 | 84 | 84 | 84 | 84 | 84 | 84 | 84 | 84
QLD1 | OCGT / Diesel | 1910 | 1910 | 1910 | 1910 | 1910 | 1910 | 1910 | 1910 | 1910 | 1910 | 1910 | 1910 | 1618 | 1501 | 1501 | 1501 | 1501 | 1501 | 1501 | 1501 | 1501
QLD1 | Hydro | 152 | 152 | 152 | 152 | 152 | 152 | 152 | 152 | 152 | 152 | 152 | 152 | 152 | 152 | 152 | 152 | 66 | 66 | 66 | 66 | 66
QLD1 | Wind | 677 | 677 | 677 | 677 | 677 | 677 | 677 | 677 | 677 | 677 | 677 | 677 | 677 | 677 | 677 | 677 | 677 | 677 | 855.8461 | 855.8461 | 855.8461
QLD1 | Solar PV | 2374 | 2429 | 2429 | 2429 | 2429 | 2429 | 2429 | 2429 | 2429 | 2429 | 2429 | 2429 | 2429 | 2429 | 2429 | 2308 | 2258 | 2258 | 2258 | 2258 | 2258
QLD1 | LS Battery | 20 | 20 | 20 | 20 | 20 | 20 | 20 | 20 | 20 | 20 | 20 | 20 | 20 | 20 | 20 | 20 | 20 | 20 | 20 | 53.3345 | 53.3345
QLD1 | Pumped Hydro | 570 | 570 | 570 | 570 | 570 | 570 | 570 | 570 | 570 | 570 | 570 | 570 | 570 | 570 | 570 | 570 | 570 | 570 | 570 | 570 | 570
QLD1 | VPP | 2.603 | 3.317 | 4.026 | 5.403 | 7.677 | 9.803 | 12.359 | 14.691 | 17.29 | 18.852 | 24.22 | 26.67 | 30.579 | 33.136 | 34.83 | 36.323 | 37.834 | 39.483 | 41.237 | 42.889 | 44.434
Total excluding storage |  | 14836 | 14891 | 14891 | 14891 | 14891 | 14891 | 14891 | 14191 | 14191 | 14191 | 14191 | 14191 | 13899 | 13782 | 12661.9959 | 12155.9958 | 11643.9412 | 11643.9412 | 11679.7872 | 11679.7872 | 11679.7872
Region | Technology | 2021-22 | 2022-23 | 2023-24 | 2024-25 | 2025-26 | 2026-27 | 2027-28 | 2028-29 | 2029-30 | 2030-31 | 2031-32 | 2032-33 | 2033-34 | 2034-35 | 2035-36 | 2036-37 | 2037-38 | 2038-39 | 2039-40 | 2040-41 | 2041-42
VIC1 | Black Coal | 0 | 0 | 0 | 0 | 0 | 0 | 0 | 0 | 0 | 0 | 0 | 0 | 0 | 0 | 0 | 0 | 0 | 0 | 0 | 0 | 0
VIC1 | Brown Coal | 4820 | 4835 | 4835 | 4835 | 4835 | 4835 | 4835 | 4835 | 4485 | 4135 | 3760 | 3388.9236 | 3388.9236 | 3388.9236 | 3388.9236 | 3388.9236 | 3388.9236 | 3388.9236 | 3388.9236 | 3388.9236 | 3388.9236
VIC1 | CCGT | 0 | 0 | 0 | 0 | 0 | 0 | 0 | 0 | 0 | 0 | 0 | 0 | 0 | 0 | 0 | 0 | 0 | 0 | 0 | 0 | 0
VIC1 | Gas - Steam | 500 | 500 | 500 | 500 | 500 | 500 | 500 | 500 | 500 | 500 | 500 | 500 | 500 | 500 | 500 | 500 | 500 | 500 | 0 | 0 | 0
VIC1 | OCGT / Diesel | 1900 | 1900 | 1900 | 1900 | 1900 | 1900 | 1900 | 1900 | 1900 | 1900 | 1900 | 1900 | 1730 | 1730 | 1730 | 1730 | 1730 | 1730 | 1290 | 1290 | 1290
VIC1 | Hydro | 2219 | 2219 | 2219 | 2219 | 2219 | 2219 | 2219 | 2219 | 2219 | 2219 | 2219 | 2219 | 2219 | 2219 | 2219 | 2219 | 2219 | 2219 | 2219 | 2219 | 2219
VIC1 | Wind | 3818 | 3818 | 3818 | 3818 | 3818 | 3818 | 3818 | 3818 | 3818 | 3818 | 3818 | 3818 | 3818 | 3818 | 3818 | 3818 | 3751 | 3331 | 3331 | 3072 | 3072
VIC1 | Solar PV | 1088 | 1088 | 1088 | 1088 | 1088 | 1088 | 1088 | 1088 | 1088 | 1088 | 1088 | 1088 | 1088 | 1088 | 1088 | 1088 | 1088 | 1088 | 1088 | 1088 | 1088
VIC1 | LS Battery | 75 | 75 | 75 | 75 | 75 | 75 | 75 | 75 | 75 | 75 | 75 | 75 | 20 | 20 | 20 | 20 | 20 | 20 | 20 | 334.8143 | 334.8143
VIC1 | Pumped Hydro | 0 | 0 | 0 | 0 | 0 | 0 | 0 | 0 | 0 | 0 | 0 | 25.6878 | 49.6129 | 49.6129 | 62.9596 | 62.9596 | 302.8917 | 302.8917 | 302.8917 | 302.8917 | 302.8917
VIC1 | VPP | 3.731 | 5.337 | 6.562 | 8.868 | 11.994 | 15.011 | 18.664 | 22.177 | 26.3 | 29 | 38.307 | 44.082 | 52.345 | 57.273 | 60.753 | 63.832 | 66.791 | 69.883 | 73.295 | 76.876 | 80.486
Total excluding storage |  | 14345 | 14360 | 14360 | 14360 | 14360 | 14360 | 14360 | 14360 | 14010 | 13660 | 13285 | 12913.9236 | 12743.9236 | 12743.9236 | 12743.9236 | 12743.9236 | 12676.9236 | 12256.9236 | 11316.9236 | 11057.9236 | 11057.9236
Region | Technology | 2021-22 | 2022-23 | 2023-24 | 2024-25 | 2025-26 | 2026-27 | 2027-28 | 2028-29 | 2029-30 | 2030-31 | 2031-32 | 2032-33 | 2033-34 | 2034-35 | 2035-36 | 2036-37 | 2037-38 | 2038-39 | 2039-40 | 2040-41 | 2041-42
SA1 | Black Coal | 0 | 0 | 0 | 0 | 0 | 0 | 0 | 0 | 0 | 0 | 0 | 0 | 0 | 0 | 0 | 0 | 0 | 0 | 0 | 0 | 0
SA1 | Brown Coal | 0 | 0 | 0 | 0 | 0 | 0 | 0 | 0 | 0 | 0 | 0 | 0 | 0 | 0 | 0 | 0 | 0 | 0 | 0 | 0 | 0
SA1 | CCGT | 709 | 709 | 709 | 529 | 529 | 529 | 529 | 529 | 529 | 529 | 529 | 529 | 529 | 529 | 529 | 529 | 0 | 0 | 0 | 0 | 0
SA1 | Gas - Steam | 1280 | 1280 | 800 | 800 | 800 | 800 | 800 | 800 | 800 | 800 | 800 | 800 | 800 | 800 | 0 | 0 | 0 | 0 | 0 | 0 | 0
SA1 | OCGT / Diesel | 1315 | 1315 | 1315 | 1315 | 1315 | 1315 | 1315 | 1315 | 1315 | 932 | 932 | 663 | 663 | 663 | 583 | 583 | 583 | 583 | 583 | 722.2791 | 722.2791
SA1 | Hydro | 0 | 0 | 0 | 0 | 0 | 0 | 0 | 0 | 0 | 0 | 0 | 0 | 0 | 0 | 0 | 0 | 0 | 0 | 0 | 0 | 0
SA1 | Wind | 2054 | 2140 | 2140 | 2140 | 2140 | 2140 | 2107 | 2107 | 2016 | 1904 | 1904 | 1904 | 1710 | 1710 | 1488 | 1303 | 1303 | 1144 | 817 | 861.7721 | 861.7721
SA1 | Solar PV | 353 | 353 | 353 | 353 | 353 | 353 | 353 | 353 | 353 | 353 | 353 | 353 | 353 | 353 | 353 | 353 | 780.8538 | 780.8538 | 780.8538 | 1269.2277 | 1269.2277
SA1 | LS Battery | 205 | 205 | 205 | 205 | 205 | 205 | 205 | 205 | 205 | 175 | 175 | 175 | 175 | 150 | 242.9292 | 631.4688 | 1055.1545 | 1055.1545 | 1055.1545 | 1857.7499 | 1857.7499
SA1 | Pumped Hydro | 0 | 0 | 0 | 0 | 0 | 0 | 0 | 0 | 0 | 0 | 0 | 0 | 0 | 0 | 0 | 0 | 0 | 0 | 0 | 0 | 0
SA1 | VPP | 3.332 | 5.788 | 7.33 | 9.022 | 10.892 | 13.305 | 15.805 | 18.292 | 20.649 | 22.005 | 23.441 | 24.951 | 26.615 | 28.315 | 29.831 | 31.335 | 32.863 | 34.455 | 36.142 | 37.889 | 39.684
Total excluding storage |  | 5711 | 5797 | 5317 | 5137 | 5137 | 5137 | 5104 | 5104 | 5013 | 4518 | 4518 | 4249 | 4055 | 4055 | 2953 | 2768 | 2666.8538 | 2507.8538 | 2180.8538 | 2853.2789 | 2853.2789
Region | Technology | 2021-22 | 2022-23 | 2023-24 | 2024-25 | 2025-26 | 2026-27 | 2027-28 | 2028-29 | 2029-30 | 2030-31 | 2031-32 | 2032-33 | 2033-34 | 2034-35 | 2035-36 | 2036-37 | 2037-38 | 2038-39 | 2039-40 | 2040-41 | 2041-42
TAS1 | Black Coal | 0 | 0 | 0 | 0 | 0 | 0 | 0 | 0 | 0 | 0 | 0 | 0 | 0 | 0 | 0 | 0 | 0 | 0 | 0 | 0 | 0
TAS1 | Brown Coal | 0 | 0 | 0 | 0 | 0 | 0 | 0 | 0 | 0 | 0 | 0 | 0 | 0 | 0 | 0 | 0 | 0 | 0 | 0 | 0 | 0
TAS1 | CCGT | 208 | 208 | 208 | 208 | 208 | 208 | 208 | 208 | 208 | 208 | 208 | 208 | 208 | 208 | 208 | 208 | 208 | 208 | 208 | 208 | 208
TAS1 | Gas - Steam | 0 | 0 | 0 | 0 | 0 | 0 | 0 | 0 | 0 | 0 | 0 | 0 | 0 | 0 | 0 | 0 | 0 | 0 | 0 | 0 | 0
TAS1 | OCGT / Diesel | 178 | 178 | 178 | 178 | 178 | 178 | 178 | 178 | 178 | 178 | 178 | 178 | 178 | 178 | 178 | 178 | 178 | 178 | 178 | 58 | 58
TAS1 | Hydro | 2408.9 | 2408.9 | 2408.9 | 2408.9 | 2408.9 | 2408.9 | 2658.9 | 2658.9 | 2658.9 | 2658.9 | 2658.9 | 2658.9 | 2658.9 | 2658.9 | 2658.9 | 2658.9 | 2658.9 | 2658.9 | 2658.9 | 2658.9 | 2658.9
TAS1 | Wind | 574 | 574 | 715.6558 | 857.3118 | 998.704 | 1135.8594 | 1273.015 | 1410.1705 | 1547.3259 | 1684.4815 | 1821.637 | 1958.7923 | 2089.0463 | 2226.2017 | 2363.3571 | 2500.5127 | 2641.1103 | 2782.766 | 2923.262 | 3065.1935 | 3065.1935
TAS1 | Solar PV | 0 | 0 | 0 | 0 | 0 | 0 | 0 | 0 | 0 | 0 | 0 | 0 | 14.7404 | 14.7404 | 14.7404 | 14.7404 | 14.7404 | 14.7404 | 14.7404 | 14.7404 | 14.7404
TAS1 | LS Battery | 0 | 0 | 0 | 0 | 0 | 0 | 0 | 0 | 0 | 0 | 0 | 0 | 0 | 0 | 0 | 0 | 0 | 0 | 0 | 0 | 0
TAS1 | Pumped Hydro | 0 | 0 | 0 | 0 | 0 | 0 | 0 | 0 | 0 | 0 | 0 | 0 | 0 | 0 | 0 | 0 | 0 | 0 | 0 | 0 | 0
TAS1 | VPP | 0.44 | 0.556 | 0.666 | 0.899 | 1.187 | 1.539 | 1.937 | 2.273 | 2.657 | 2.881 | 3.642 | 3.97 | 4.496 | 4.849 | 5.053 | 5.218 | 5.369 | 5.522 | 5.695 | 5.875 | 6.049
Total excluding storage |  | 3368.9 | 3368.9 | 3510.5558 | 3652.2118 | 3793.604 | 3930.7594 | 4317.915 | 4455.0705 | 4592.2259 | 4729.3815 | 4866.537 | 5003.6923 | 5148.6866 | 5285.842 | 5422.9974 | 5560.1531 | 5700.7506 | 5842.4064 | 5982.9023 | 6004.8339 | 6004.8339
Explicitly modelled pumping
Region | Technology | 2021-22 | 2022-23 | 2023-24 | 2024-25 | 2025-26 | 2026-27 | 2027-28 | 2028-29 | 2029-30 | 2030-31 | 2031-32 | 2032-33 | 2033-34 | 2034-35 | 2035-36 | 2036-37 | 2037-38 | 2038-39 | 2039-40 | 2040-41 | 2041-42
NEM | LS Battery pump | 300 | 300 | 300 | 300 | 300 | 300 | 300 | 300 | 300 | 270 | 270 | 270 | 215 | 190 | 282.9293 | 671.469 | 1095.1547 | 1095.1547 | 1095.1547 | 3045.8465 | 3045.8465
NEM | Pumped Hydro Pump | 1410 | 1410 | 1410 | 1410 | 3450 | 3450 | 3450 | 3450 | 3450 | 3450 | 3450 | 3475.6878 | 3499.6129 | 3499.6129 | 3512.9596 | 3512.9596 | 3752.8917 | 3752.8917 | 3752.8917 | 3752.8917 | 3752.8917
NEM | VPP pump | 16.664 | 23.784 | 29.264 | 39.576 | 51.967 | 65.293 | 79.86 | 94.306 | 109.741 | 119.148 | 146.679 | 164.379 | 187.385 | 202.9 | 213.633 | 223.149 | 232.423 | 242.169 | 252.817 | 263.667 | 274.382
Region | Technology | 2021-22 | 2022-23 | 2023-24 | 2024-25 | 2025-26 | 2026-27 | 2027-28 | 2028-29 | 2029-30 | 2030-31 | 2031-32 | 2032-33 | 2033-34 | 2034-35 | 2035-36 | 2036-37 | 2037-38 | 2038-39 | 2039-40 | 2040-41 | 2041-42
NSW1 | LS Battery pump | 0 | 0 | 0 | 0 | 0 | 0 | 0 | 0 | 0 | 0 | 0 | 0 | 0 | 0 | 0 | 0.00017214 | 0.00017214 | 0.00017214 | 0.00017214 | 799.9478 | 799.9478
NSW1 | Pumped Hydro Pump | 840 | 840 | 840 | 840 | 2880 | 2880 | 2880 | 2880 | 2880 | 2880 | 2880 | 2880 | 2880 | 2880 | 2880 | 2880 | 2880 | 2880 | 2880 | 2880 | 2880
NSW1 | VPP pump | 6.558 | 8.786 | 10.68 | 15.384 | 20.217 | 25.635 | 31.095 | 36.873 | 42.845 | 46.41 | 57.069 | 64.706 | 73.35 | 79.327 | 83.166 | 86.441 | 89.566 | 92.826 | 96.448 | 100.138 | 103.729
Region | Technology | 2021-22 | 2022-23 | 2023-24 | 2024-25 | 2025-26 | 2026-27 | 2027-28 | 2028-29 | 2029-30 | 2030-31 | 2031-32 | 2032-33 | 2033-34 | 2034-35 | 2035-36 | 2036-37 | 2037-38 | 2038-39 | 2039-40 | 2040-41 | 2041-42
QLD1 | LS Battery pump | 20 | 20 | 20 | 20 | 20 | 20 | 20 | 20 | 20 | 20 | 20 | 20 | 20 | 20 | 20 | 20 | 20 | 20 | 20 | 53.3345 | 53.3345
QLD1 | Pumped Hydro Pump | 570 | 570 | 570 | 570 | 570 | 570 | 570 | 570 | 570 | 570 | 570 | 570 | 570 | 570 | 570 | 570 | 570 | 570 | 570 | 570 | 570
QLD1 | VPP pump | 2.603 | 3.317 | 4.026 | 5.403 | 7.677 | 9.803 | 12.359 | 14.691 | 17.29 | 18.852 | 24.22 | 26.67 | 30.579 | 33.136 | 34.83 | 36.323 | 37.834 | 39.483 | 41.237 | 42.889 | 44.434
Region | Technology | 2021-22 | 2022-23 | 2023-24 | 2024-25 | 2025-26 | 2026-27 | 2027-28 | 2028-29 | 2029-30 | 2030-31 | 2031-32 | 2032-33 | 2033-34 | 2034-35 | 2035-36 | 2036-37 | 2037-38 | 2038-39 | 2039-40 | 2040-41 | 2041-42
VIC1 | LS Battery pump | 75 | 75 | 75 | 75 | 75 | 75 | 75 | 75 | 75 | 75 | 75 | 75 | 20 | 20 | 20 | 20 | 20 | 20 | 20 | 334.8143 | 334.8143
VIC1 | Pumped Hydro Pump | 0 | 0 | 0 | 0 | 0 | 0 | 0 | 0 | 0 | 0 | 0 | 25.6878 | 49.6129 | 49.6129 | 62.9596 | 62.9596 | 302.8917 | 302.8917 | 302.8917 | 302.8917 | 302.8917
VIC1 | VPP pump | 3.731 | 5.337 | 6.562 | 8.868 | 11.994 | 15.011 | 18.664 | 22.177 | 26.3 | 29 | 38.307 | 44.082 | 52.345 | 57.273 | 60.753 | 63.832 | 66.791 | 69.883 | 73.295 | 76.876 | 80.486
Region | Technology | 2021-22 | 2022-23 | 2023-24 | 2024-25 | 2025-26 | 2026-27 | 2027-28 | 2028-29 | 2029-30 | 2030-31 | 2031-32 | 2032-33 | 2033-34 | 2034-35 | 2035-36 | 2036-37 | 2037-38 | 2038-39 | 2039-40 | 2040-41 | 2041-42
SA1 | LS Battery pump | 205 | 205 | 205 | 205 | 205 | 205 | 205 | 205 | 205 | 175 | 175 | 175 | 175 | 150 | 242.9292 | 631.4688 | 1055.1545 | 1055.1545 | 1055.1545 | 1857.7499 | 1857.7499
SA1 | Pumped Hydro Pump | 0 | 0 | 0 | 0 | 0 | 0 | 0 | 0 | 0 | 0 | 0 | 0 | 0 | 0 | 0 | 0 | 0 | 0 | 0 | 0 | 0
SA1 | VPP pump | 3.332 | 5.788 | 7.33 | 9.022 | 10.892 | 13.305 | 15.805 | 18.292 | 20.649 | 22.005 | 23.441 | 24.951 | 26.615 | 28.315 | 29.831 | 31.335 | 32.863 | 34.455 | 36.142 | 37.889 | 39.684
Region | Technology | 2021-22 | 2022-23 | 2023-24 | 2024-25 | 2025-26 | 2026-27 | 2027-28 | 2028-29 | 2029-30 | 2030-31 | 2031-32 | 2032-33 | 2033-34 | 2034-35 | 2035-36 | 2036-37 | 2037-38 | 2038-39 | 2039-40 | 2040-41 | 2041-42
TAS1 | LS Battery pump | 0 | 0 | 0 | 0 | 0 | 0 | 0 | 0 | 0 | 0 | 0 | 0 | 0 | 0 | 0 | 0 | 0 | 0 | 0 | 0 | 0
TAS1 | Pumped Hydro Pump | 0 | 0 | 0 | 0 | 0 | 0 | 0 | 0 | 0 | 0 | 0 | 0 | 0 | 0 | 0 | 0 | 0 | 0 | 0 | 0 | 0
TAS1 | VPP pump | 0.44 | 0.556 | 0.666 | 0.899 | 1.187 | 1.539 | 1.937 | 2.273 | 2.657 | 2.881 | 3.642 | 3.97 | 4.496 | 4.849 | 5.053 | 5.218 | 5.369 | 5.522 | 5.695 | 5.875 | 6.049
Non-controllable capacity
Region | Technology | 2021-22 | 2022-23 | 2023-24 | 2024-25 | 2025-26 | 2026-27 | 2027-28 | 2028-29 | 2029-30 | 2030-31 | 2031-32 | 2032-33 | 2033-34 | 2034-35 | 2035-36 | 2036-37 | 2037-38 | 2038-39 | 2039-40 | 2040-41 | 2041-42
NEM | Distributed PV | 12071.9601 | 12836.0361 | 13523.7203 | 14178.8822 | 14835.3555 | 15512.5326 | 16239.5508 | 16947.0386 | 17304.9306 | 17661.8011 | 18071.8312 | 18473.5992 | 18889.9324 | 19279.6463 | 19731.7674 | 20174.5607 | 20632.9484 | 21060.8571 | 21555.5786 | 22035.2366 | 22529.408
NEM | Behind the meter battery | 514.1064 | 585.3478 | 595.3437 | 685.9684 | 782.6593 | 866.7638 | 945.3748 | 1004.6752 | 1060.4116 | 1110.67 | 1327.6239 | 1440.0893 | 1591.4468 | 1669.9923 | 1705.206 | 1728.7142 | 1748.9506 | 1771.3652 | 1798.8911 | 1826.0495 | 1850.4803
NEM | Behind the meter battery pump | 514.1064 | 585.3478 | 595.3437 | 685.9684 | 782.6593 | 866.7638 | 945.3748 | 1004.6752 | 1060.4116 | 1110.67 | 1327.6239 | 1440.0893 | 1591.4468 | 1669.9923 | 1705.206 | 1728.7142 | 1748.9506 | 1771.3652 | 1798.8911 | 1826.0495 | 1850.4803
Region | Technology | 2021-22 | 2022-23 | 2023-24 | 2024-25 | 2025-26 | 2026-27 | 2027-28 | 2028-29 | 2029-30 | 2030-31 | 2031-32 | 2032-33 | 2033-34 | 2034-35 | 2035-36 | 2036-37 | 2037-38 | 2038-39 | 2039-40 | 2040-41 | 2041-42
NSW1 | Distributed PV | 3430.8612 | 3527.2651 | 3614.3143 | 3699.3742 | 3789.5904 | 3891.8215 | 4014.3248 | 4133.0652 | 4245.4669 | 4356.5247 | 4487.0786 | 4613.9457 | 4737.3366 | 4858.6192 | 5000.9756 | 5145.5395 | 5282.184 | 5417.1154 | 5576.6413 | 5731.6154 | 5876.7806
NSW1 | Behind the meter battery | 201.8425 | 215.0956 | 216.044 | 265.7299 | 303.2702 | 339.0331 | 366.6425 | 391.3739 | 412.4335 | 431.0225 | 514.9359 | 565.5105 | 621.4301 | 651.4138 | 662.3484 | 668.2059 | 672.5308 | 677.5009 | 684.7548 | 691.967 | 697.9817
NSW1 | Behind the meter battery pump | 201.8425 | 215.0956 | 216.044 | 265.7299 | 303.2702 | 339.0331 | 366.6425 | 391.3739 | 412.4335 | 431.0225 | 514.9359 | 565.5105 | 621.4301 | 651.4138 | 662.3484 | 668.2059 | 672.5308 | 677.5009 | 684.7548 | 691.967 | 697.9817
Region | Technology | 2021-22 | 2022-23 | 2023-24 | 2024-25 | 2025-26 | 2026-27 | 2027-28 | 2028-29 | 2029-30 | 2030-31 | 2031-32 | 2032-33 | 2033-34 | 2034-35 | 2035-36 | 2036-37 | 2037-38 | 2038-39 | 2039-40 | 2040-41 | 2041-42
QLD1 | Distributed PV | 3741.7238 | 3869.0981 | 3973.6735 | 4075.8552 | 4172.314 | 4278.4141 | 4391.7895 | 4494.34 | 4600.5328 | 4727.8011 | 4862.3166 | 4995.4091 | 5135.1279 | 5271.4915 | 5416.5844 | 5560.3624 | 5711.0651 | 5858.7107 | 6015.515 | 6171.571 | 6334.8512
QLD1 | Behind the meter battery | 79.1619 | 80.0456 | 80.2553 | 91.9589 | 113.9541 | 128.2439 | 144.3047 | 154.2479 | 164.5714 | 173.1135 | 216.8678 | 231.0434 | 257.056 | 270.0904 | 275.4225 | 278.8244 | 282.1678 | 286.3251 | 290.9821 | 294.6175 | 297.2521
QLD1 | Behind the meter battery pump | 79.1619 | 80.0456 | 80.2553 | 91.9589 | 113.9541 | 128.2439 | 144.3047 | 154.2479 | 164.5714 | 173.1135 | 216.8678 | 231.0434 | 257.056 | 270.0904 | 275.4225 | 278.8244 | 282.1678 | 286.3251 | 290.9821 | 294.6175 | 297.2521
Region | Technology | 2021-22 | 2022-23 | 2023-24 | 2024-25 | 2025-26 | 2026-27 | 2027-28 | 2028-29 | 2029-30 | 2030-31 | 2031-32 | 2032-33 | 2033-34 | 2034-35 | 2035-36 | 2036-37 | 2037-38 | 2038-39 | 2039-40 | 2040-41 | 2041-42
VIC1 | Distributed PV | 3041.4624 | 3518.1757 | 3971.6673 | 4412.0893 | 4853.275 | 5291.2838 | 5750.236 | 6186.4027 | 6286.932 | 6368.0063 | 6473.0152 | 6560.8448 | 6673.5508 | 6766.6424 | 6889.6154 | 6988.2177 | 7116.9713 | 7221.569 | 7356.466 | 7467.3854 | 7608.9017
VIC1 | Behind the meter battery | 115.7393 | 131.9635 | 134.0108 | 154.2941 | 181.5779 | 200.4463 | 222.3465 | 237.7722 | 255.9185 | 272.173 | 349.3498 | 389.0715 | 447.974 | 474.7568 | 488.0991 | 497.513 | 505.4526 | 513.9217 | 524.2135 | 535.0676 | 545.4484
VIC1 | Behind the meter battery pump | 115.7393 | 131.9635 | 134.0108 | 154.2941 | 181.5779 | 200.4463 | 222.3465 | 237.7722 | 255.9185 | 272.173 | 349.3498 | 389.0715 | 447.974 | 474.7568 | 488.0991 | 497.513 | 505.4526 | 513.9217 | 524.2135 | 535.0676 | 545.4484
Region | Technology | 2021-22 | 2022-23 | 2023-24 | 2024-25 | 2025-26 | 2026-27 | 2027-28 | 2028-29 | 2029-30 | 2030-31 | 2031-32 | 2032-33 | 2033-34 | 2034-35 | 2035-36 | 2036-37 | 2037-38 | 2038-39 | 2039-40 | 2040-41 | 2041-42
SA1 | Distributed PV | 1673.4667 | 1732.8694 | 1772.1978 | 1795.6398 | 1822.1359 | 1849.3844 | 1879.1234 | 1926.8971 | 1963.3836 | 1998.2747 | 2035.4872 | 2084.6971 | 2122.6241 | 2158.9148 | 2197.706 | 2248.5938 | 2288.0676 | 2325.98 | 2366.3689 | 2418.8952 | 2460.0783
SA1 | Behind the meter battery | 103.8777 | 144.6948 | 151.6093 | 158.568 | 166.1892 | 178.8479 | 189.3883 | 197.3464 | 202.0985 | 207.7729 | 213.7084 | 219.9022 | 227.0097 | 234.0225 | 239.1948 | 243.9355 | 248.5752 | 253.4013 | 258.592 | 263.8861 | 269.1748
SA1 | Behind the meter battery pump | 103.8777 | 144.6948 | 151.6093 | 158.568 | 166.1892 | 178.8479 | 189.3883 | 197.3464 | 202.0985 | 207.7729 | 213.7084 | 219.9022 | 227.0097 | 234.0225 | 239.1948 | 243.9355 | 248.5752 | 253.4013 | 258.592 | 263.8861 | 269.1748
Region | Technology | 2021-22 | 2022-23 | 2023-24 | 2024-25 | 2025-26 | 2026-27 | 2027-28 | 2028-29 | 2029-30 | 2030-31 | 2031-32 | 2032-33 | 2033-34 | 2034-35 | 2035-36 | 2036-37 | 2037-38 | 2038-39 | 2039-40 | 2040-41 | 2041-42
TAS1 | Distributed PV | 184.446 | 188.6279 | 191.8675 | 195.9237 | 198.0401 | 201.6287 | 204.0771 | 206.3336 | 208.6153 | 211.1944 | 213.9334 | 218.7025 | 221.2929 | 223.9783 | 226.886 | 231.8473 | 234.6604 | 237.482 | 240.5874 | 245.7697 | 248.7962
TAS1 | Behind the meter battery | 13.485 | 13.5484 | 13.4243 | 15.4175 | 17.668 | 20.1927 | 22.6929 | 23.9348 | 25.3896 | 26.5881 | 32.762 | 34.5616 | 37.977 | 39.7089 | 40.1412 | 40.2354 | 40.2243 | 40.2162 | 40.3488 | 40.5113 | 40.6232
TAS1 | Behind the meter battery pump | 13.485 | 13.5484 | 13.4243 | 15.4175 | 17.668 | 20.1927 | 22.6929 | 23.9348 | 25.3896 | 26.5881 | 32.762 | 34.5616 | 37.977 | 39.7089 | 40.1412 | 40.2354 | 40.2243 | 40.2162 | 40.3488 | 40.5113 | 40.6232
Ernst & Young’s liability is limited by a scheme approved under Professional Standards Legislation

## M27_30_VOM Cost
VOM cost by technology ($000s) - Marinus 1500MW M27_30, Slow Change Scenario
VOM | Real June 2019 dollars discounted to 1 July 2019
Explicitly modelled generation
Region | Technology | 2021-22 | 2022-23 | 2023-24 | 2024-25 | 2025-26 | 2026-27 | 2027-28 | 2028-29 | 2029-30 | 2030-31 | 2031-32 | 2032-33 | 2033-34 | 2034-35 | 2035-36 | 2036-37 | 2037-38 | 2038-39 | 2039-40 | 2040-41 | 2041-42
NEM | Black Coal | 280922.9208 | 254363.1639 | 236959.1758 | 214134.7203 | 197583.4518 | 178973.7414 | 165776.9169 | 155883.1596 | 114578.415 | 104113.8103 | 93911.7129 | 90654.5703 | 84847.1456 | 79197.7837 | 72212.33 | 68245.7652 | 66637.2659 | 62323.9882 | 57045.4094 | 51511.8355 | 48049.6245
NEM | Brown Coal | 89614.7734 | 76270.5685 | 78168.956 | 75466.9305 | 68053.696 | 61603.709 | 46523.5971 | 43915.9893 | 40170.1958 | 36689.0421 | 32047.5141 | 29788.7899 | 26983.0801 | 25171.2082 | 22914.1093 | 21980.7854 | 20545.6508 | 19606.9041 | 17824.191 | 16857.0005 | 16705.013
NEM | CCGT | 13841.7722 | 12844.0397 | 9934.2989 | 8464.8041 | 7809.6852 | 7240.9694 | 6713.5199 | 6239.2521 | 5774.7165 | 5367.3352 | 4956.8114 | 4605.1971 | 4282.1433 | 3946.6862 | 3661.3392 | 3305.9945 | 2602.4141 | 2411.9802 | 2676.1127 | 1764.6523 | 2401.0208
NEM | Gas - Steam | 2034.8198 | 1540.5981 | 1551.529 | 481.3876 | 440.7217 | 411.0961 | 379.4842 | 355.3531 | 326.8435 | 301.0193 | 278.6149 | 261.8451 | 243.3271 | 223.7149 | 156.3355 | 144.0481 | 138.4012 | 127.4568 | 114.5864 | 105.2558 | 96.8079
NEM | OCGT / Diesel | 173.4666 | 206.0501 | 502.8983 | 1.4006 | 7.443e-05 | 6.1051 | 4.9626 | 10.3354 | 6.2688 | 6.7394e-05 | 0.4833 | 74.3352 | 15.0507 | 17.0083 | 78.2868 | 121.9684 | 297.8025 | 248.897 | 449.5342 | 149.6277 | 160.015
NEM | Hydro | 78580.7036 | 75893.3983 | 66434.821 | 69402.8302 | 65713.7849 | 45242.9694 | 56789.4896 | 59075.0944 | 48256.7687 | 44562.2924 | 37451.2067 | 35124.0152 | 34830.299 | 32160.2223 | 29058.9258 | 26095.2989 | 28409.6182 | 24061.8288 | 21321.6451 | 18340.7517 | 18074.6999
NEM | Wind | 59645.5379 | 60650.0695 | 52013.6183 | 50525.3089 | 48988.1325 | 47876.875 | 45177.3196 | 38203.2143 | 35929.212 | 33413.7141 | 34492.2819 | 29548.668 | 27300.0073 | 26280.2859 | 25643.1762 | 24057.9534 | 20122.5734 | 17981.2492 | 16677.8621 | 16779.5612 | 14397.9258
NEM | Solar PV | 126.4782 | 122.628 | 115.497 | 102.6286 | 91.4083 | 90.2308 | 84.1325 | 69.3534 | 68.4255 | 65.7605 | 61.9398 | 58.0978 | 51.6987 | 46.0751 | 45.5968 | 41.6981 | 34.4353 | 33.6059 | 32.8623 | 31.1791 | 29.2969
NEM | LS Battery | 1.1322 | 1.1185 | 1.1254 | 1.1483 | 0.94403 | 0.93297 | 0.87346 | 0.79004 | 0.69871 | 0.62805 | 0.64101 | 0.65057 | 0.48204 | 0.38698 | 0.3941 | 0.48496 | 0.57587 | 0.54051 | 0.50267 | 0.97069 | 0.9086
NEM | Pumped Hydro | 438.1086 | 645.494 | 261.1563 | 346.8561 | 34.3567 | 54.005 | 83.7355 | 51.3084 | 439.0708 | 666.5162 | 784.3861 | 547.6711 | 427.5139 | 522.4999 | 424.8686 | 744.4849 | 1025.3469 | 1325.1401 | 1341.7537 | 690.6248 | 1075.9424
NEM | VPP | 0.099915 | 0.13602 | 0.14825 | 0.19855 | 0.21708 | 0.27358 | 0.3181 | 0.32295 | 0.31536 | 0.30748 | 0.38101 | 0.46349 | 0.49174 | 0.49246 | 0.50036 | 0.48247 | 0.42375 | 0.41795 | 0.39954 | 0.35929 | 0.33816
Total excluding storage |  | 524940.4724 | 481890.5162 | 445680.7943 | 418580.0108 | 388680.8805 | 341445.6962 | 321449.4223 | 303751.7515 | 245110.8458 | 224512.9738 | 203200.565 | 190115.5184 | 178552.7518 | 167042.9846 | 153770.0997 | 143993.5121 | 138788.1615 | 126795.9102 | 116142.2031 | 105539.8638 | 99914.4038
Region | Technology | 2021-22 | 2022-23 | 2023-24 | 2024-25 | 2025-26 | 2026-27 | 2027-28 | 2028-29 | 2029-30 | 2030-31 | 2031-32 | 2032-33 | 2033-34 | 2034-35 | 2035-36 | 2036-37 | 2037-38 | 2038-39 | 2039-40 | 2040-41 | 2041-42
NSW1 | Black Coal | 142777.1723 | 121090.2297 | 101256.8918 | 89191.6057 | 80893.2106 | 71648.3923 | 66604.3142 | 64503.4938 | 44248.7569 | 41383.424 | 38688.2923 | 31699.189 | 29812.6222 | 28507.8137 | 27764.3815 | 25871.7926 | 26528.6675 | 24598.651 | 22858.7605 | 20437.5518 | 19569.5432
NSW1 | Brown Coal | 0 | 0 | 0 | 0 | 0 | 0 | 0 | 0 | 0 | 0 | 0 | 0 | 0 | 0 | 0 | 0 | 0 | 0 | 0 | 0 | 0
NSW1 | CCGT | 201.1284 | 188.1359 | 520.9641 | 305.6728 | 280.4199 | 259.5066 | 241.5383 | 223.8368 | 207.1789 | 204.9466 | 178.8261 | 173.2943 | 163.8096 | 143.7231 | 134.5478 | 131.413 | 125.4383 | 172.9687 | 370.8263 | 99.2956 | 178.1316
NSW1 | Gas - Steam | 0 | 0 | 0 | 0 | 0 | 0 | 0 | 0 | 0 | 0 | 0 | 0 | 0 | 0 | 0 | 0 | 0 | 0 | 0 | 0 | 0
NSW1 | OCGT / Diesel | 1.0817e-05 | 1.0851e-05 | 1.117e-05 | 0.82289 | 1.1003e-05 | 1.0956e-05 | 1.0913e-05 | 1.1053e-05 | 1.0592e-05 | 1.047e-05 | 1.0451e-05 | 62.0163 | 14.155 | 14.3432 | 16.5785 | 74.8121 | 95.8342 | 46.1668 | 46.0172 | 52.099 | 38.2877
NSW1 | Hydro | 12428.6503 | 11358.4647 | 9226.754 | 11250.3228 | 10501.354 | 9063.2576 | 7919.9045 | 10667.9934 | 7732.5503 | 6110.687 | 5532.955 | 4551.5237 | 5223.2202 | 4968.9204 | 4467.6643 | 4038.8136 | 5124.8058 | 3967.494 | 3345.6151 | 2581.3736 | 2617.3291
NSW1 | Wind | 13585.8178 | 14717.6465 | 12934.6569 | 11808.9706 | 11399.2887 | 11186.6718 | 10322.2047 | 7834.335 | 6808.1379 | 6839.8544 | 7431.0329 | 6503.7039 | 5955.5734 | 5734.9185 | 5655.2446 | 5176.1477 | 3428.4084 | 2597.6273 | 2594.9958 | 3227.6409 | 2770.7337
NSW1 | Solar PV | 46.9633 | 46.5192 | 43.3743 | 38.6983 | 34.0874 | 34.2361 | 31.9266 | 26.8088 | 25.7285 | 25.0517 | 23.5006 | 21.8375 | 19.5042 | 17.1944 | 17.2973 | 16.3375 | 13.7284 | 12.8341 | 13.0144 | 12.2695 | 11.3947
NSW1 | LS Battery | 2.7555e-09 | 2.5747e-09 | 2.3682e-09 | 2.2121e-09 | 2.0634e-09 | 2.6231e-09 | 3.2327e-09 | 3.4019e-09 | 3.2908e-09 | 5.5965e-09 | 5.3373e-09 | 4.6679e-09 | 4.3818e-09 | 4.1479e-09 | 3.9109e-09 | 7.8691e-08 | 7.1214e-08 | 6.5879e-08 | 6.1626e-08 | 0.2278 | 0.20731
NSW1 | Pumped Hydro | 206.2289 | 328.8515 | 154.9276 | 168.8719 | 23.0379 | 25.3271 | 28.8515 | 17.9749 | 98.6258 | 132.2874 | 144.1345 | 70.5347 | 41.0638 | 57.1352 | 56.167 | 81.3517 | 45.5537 | 99.9701 | 181.7172 | 86.8985 | 122.0656
NSW1 | VPP | 0.050449 | 0.062497 | 0.06031 | 0.076898 | 0.089822 | 0.11782 | 0.13914 | 0.14024 | 0.12539 | 0.12026 | 0.13082 | 0.17271 | 0.18244 | 0.17631 | 0.18137 | 0.18101 | 0.16335 | 0.15811 | 0.14651 | 0.13599 | 0.12286
Total excluding storage |  | 169039.7321 | 147400.9961 | 123982.6412 | 112596.0931 | 103108.3606 | 92192.0643 | 85119.8884 | 83256.4677 | 59022.3526 | 54563.9638 | 51854.607 | 43011.5647 | 41188.8845 | 39386.9133 | 38055.7139 | 35309.3166 | 35316.8827 | 31395.7419 | 29229.2293 | 26410.2304 | 25185.42
Region | Technology | 2021-22 | 2022-23 | 2023-24 | 2024-25 | 2025-26 | 2026-27 | 2027-28 | 2028-29 | 2029-30 | 2030-31 | 2031-32 | 2032-33 | 2033-34 | 2034-35 | 2035-36 | 2036-37 | 2037-38 | 2038-39 | 2039-40 | 2040-41 | 2041-42
QLD1 | Black Coal | 138145.7485 | 133272.9342 | 135702.284 | 124943.1146 | 116690.2412 | 107325.3491 | 99172.6027 | 91379.6658 | 70329.658 | 62730.3862 | 55223.4206 | 58955.3812 | 55034.5234 | 50689.97 | 44447.9485 | 42373.9726 | 40108.5984 | 37725.3372 | 34186.6489 | 31074.2836 | 28480.0813
QLD1 | Brown Coal | 0 | 0 | 0 | 0 | 0 | 0 | 0 | 0 | 0 | 0 | 0 | 0 | 0 | 0 | 0 | 0 | 0 | 0 | 0 | 0 | 0
QLD1 | CCGT | 6842.6841 | 6376.0948 | 6547.5765 | 5917.1583 | 5470.9984 | 5074.8939 | 4702.4206 | 4367.9173 | 4038.0761 | 3749.4974 | 3474.2731 | 3222.8117 | 2987.2598 | 2769.2219 | 2564.084 | 2278.0773 | 2465.5339 | 2198.867 | 2022.1009 | 1661.0857 | 2075.1019
QLD1 | Gas - Steam | 224.3626 | 211.5483 | 387.6566 | 356.7796 | 327.1024 | 305.2031 | 281.8284 | 262.8915 | 240.947 | 222.618 | 206.35 | 193.9579 | 180.3187 | 166.9921 | 153.3758 | 142.0341 | 131.9688 | 122.8856 | 114.5864 | 105.2558 | 96.8079
QLD1 | OCGT / Diesel | 1.6979e-05 | 1.6896e-05 | 1.6622e-05 | 1.6092e-05 | 1.6097e-05 | 1.611e-05 | 1.6061e-05 | 2.5081 | 1.5615e-05 | 1.5469e-05 | 1.5626e-05 | 1.5898e-05 | 1.5908e-05 | 9.9531e-06 | 5.3609 | 7.6684 | 61.3237 | 21.5406 | 34.5541 | 28.8766 | 29.836
QLD1 | Hydro | 4064.414 | 3751.1954 | 3464.1824 | 3180.8576 | 2930.9275 | 2707.9598 | 2505.7082 | 2299.0899 | 2119.5763 | 1953.7091 | 1806.0867 | 1658.3262 | 1528.353 | 1408.4878 | 1302.9756 | 1193.4332 | 415.6907 | 382.5534 | 351.5735 | 324.6955 | 299.1766
QLD1 | Wind | 4780.8884 | 4098.4353 | 3744.2392 | 3073.9043 | 3487.7943 | 3257.6138 | 3238.4888 | 2805.9463 | 2533.655 | 2388.0785 | 2049.4011 | 1851.9082 | 1516.8824 | 1707.2662 | 1639.8491 | 1622.5477 | 1414.4429 | 1286.6971 | 1776.214 | 1543.388 | 1387.19
QLD1 | Solar PV | 50.2423 | 49.0535 | 46.184 | 40.9537 | 37.0439 | 36.2698 | 33.506 | 26.289 | 27.0293 | 25.976 | 24.784 | 23.2114 | 20.609 | 18.6453 | 18.3317 | 15.9629 | 12.2242 | 12.6097 | 12.1445 | 11.5293 | 10.8498
QLD1 | LS Battery | 0.22559 | 0.21288 | 0.19045 | 0.17225 | 0.14586 | 0.14152 | 0.13314 | 0.13789 | 0.11857 | 0.11199 | 0.10776 | 0.097071 | 0.087375 | 0.078414 | 0.086858 | 0.083352 | 0.078564 | 0.072552 | 0.067289 | 0.070368 | 0.063722
QLD1 | Pumped Hydro | 231.8798 | 316.6425 | 106.2287 | 177.9842 | 11.3188 | 28.6779 | 54.884 | 33.3335 | 340.445 | 534.2288 | 640.2516 | 477.0721 | 386.3299 | 465.2712 | 368.5807 | 663.0331 | 979.4476 | 1224.8238 | 1159.6774 | 603.4254 | 953.6129
QLD1 | VPP | 0.014322 | 0.016603 | 0.018455 | 0.022705 | 0.029705 | 0.036318 | 0.043776 | 0.04759 | 0.048364 | 0.047338 | 0.059146 | 0.063268 | 0.065429 | 0.062174 | 0.072375 | 0.072662 | 0.072244 | 0.070357 | 0.066848 | 0.061323 | 0.05634
Total excluding storage |  | 154108.3399 | 147759.2615 | 149892.1226 | 137512.7681 | 128944.1078 | 118707.2895 | 109934.5548 | 101144.3079 | 79288.9418 | 71070.2652 | 62784.3156 | 65905.5966 | 61267.9463 | 56760.5834 | 50131.9255 | 47633.6962 | 44609.7825 | 41750.4906 | 38497.8223 | 34749.1146 | 32379.0437
Region | Technology | 2021-22 | 2022-23 | 2023-24 | 2024-25 | 2025-26 | 2026-27 | 2027-28 | 2028-29 | 2029-30 | 2030-31 | 2031-32 | 2032-33 | 2033-34 | 2034-35 | 2035-36 | 2036-37 | 2037-38 | 2038-39 | 2039-40 | 2040-41 | 2041-42
VIC1 | Black Coal | 0 | 0 | 0 | 0 | 0 | 0 | 0 | 0 | 0 | 0 | 0 | 0 | 0 | 0 | 0 | 0 | 0 | 0 | 0 | 0 | 0
VIC1 | Brown Coal | 89614.7734 | 76270.5685 | 78168.956 | 75466.9305 | 68053.696 | 61603.709 | 46523.5971 | 43915.9893 | 40170.1958 | 36689.0421 | 32047.5141 | 29788.7899 | 26983.0801 | 25171.2082 | 22914.1093 | 21980.7854 | 20545.6508 | 19606.9041 | 17824.191 | 16857.0005 | 16705.013
VIC1 | CCGT | 6.4228e-06 | 6.3297e-06 | 6.2805e-06 | 6.4397e-06 | 6.1588e-06 | 6.1482e-06 | 6.1285e-06 | 6.1537e-06 | 6.2389e-06 | 6.2546e-06 | 6.7849e-06 | 1.2506e-05 | 1.3226e-05 | 1.2451e-05 | 1.3321e-05 | 1.2614e-05 | 1.6703e-05 | 1.624e-05 | 2.0538e-05 | 1.7749e-05 | 1.7723e-05
VIC1 | Gas - Steam | 4.124 | 4.2447 | 11.3035 | 7.7542e-07 | 7.3144e-07 | 0.67082 | 0.43529 | 1.4523 | 1.3788 | 7.3695e-07 | 7.7521e-07 | 1.7252 | 1.3237e-06 | 1.0028e-06 | 2.9598 | 2.014 | 6.4324 | 4.5712 | 0 | 0 | 0
VIC1 | OCGT / Diesel | 15.3231 | 1.1334 | 50.2212 | 1.8317e-05 | 1.7398e-05 | 1.7419e-05 | 1.7506e-05 | 2.0672 | 0.44923 | 1.8028e-05 | 1.9508e-05 | 1.7853 | 3.27e-05 | 2.3081e-05 | 11.6524 | 8.4382 | 56.3709 | 91.4715 | 216.8766 | 24.8256 | 24.2609
VIC1 | Hydro | 16298.174 | 14937.6362 | 12656.2466 | 14257.4452 | 13609.6635 | 11888.993 | 11013.8226 | 12862.2878 | 9943.8346 | 7872.4649 | 7302.1292 | 6198.8558 | 7019.4681 | 6672.9897 | 5842.0042 | 5396.0121 | 6226.6975 | 4786.2247 | 3872.3618 | 3534.3373 | 2978.9827
VIC1 | Wind | 23849.0278 | 24616.377 | 19607.5871 | 18808.6949 | 17400.8837 | 16470.0129 | 15176.8324 | 12694.9514 | 12387.4526 | 11087.2695 | 11729.8225 | 9495.0718 | 9106.0243 | 8628.3804 | 8573.7704 | 8227.9569 | 6920.8737 | 6296.2349 | 5663.0073 | 5531.8828 | 4495.2252
VIC1 | Solar PV | 21.9528 | 20.244 | 19.5237 | 17.309 | 15.1583 | 14.8651 | 14.053 | 12.1683 | 11.7198 | 11.0403 | 10.2146 | 9.8176 | 8.7174 | 7.645 | 7.5048 | 7.0504 | 6.1403 | 5.9028 | 5.5892 | 5.1447 | 4.9583
VIC1 | LS Battery | 0.18682 | 0.2018 | 0.18034 | 0.27187 | 0.15167 | 0.17631 | 0.15108 | 0.12692 | 0.12821 | 0.11654 | 0.15737 | 0.16728 | 0.03281 | 0.032553 | 0.029226 | 0.026933 | 0.019522 | 0.019273 | 0.018587 | 0.10291 | 0.096749
VIC1 | Pumped Hydro | 0 | 0 | 2.6043e-09 | 2.6436e-09 | 2.5695e-09 | 2.6163e-09 | 2.6593e-09 | 2.6804e-09 | 2.7477e-09 | 2.7901e-09 | 3.5316e-09 | 0.064367 | 0.12026 | 0.093586 | 0.12093 | 0.10007 | 0.34571 | 0.34622 | 0.3591 | 0.30087 | 0.26392
VIC1 | VPP | 0.013672 | 0.021618 | 0.023323 | 0.047053 | 0.037432 | 0.050559 | 0.058068 | 0.055993 | 0.065255 | 0.064547 | 0.11431 | 0.14246 | 0.15942 | 0.17018 | 0.16489 | 0.15335 | 0.12099 | 0.12502 | 0.12281 | 0.10725 | 0.1059
Total excluding storage |  | 129803.3751 | 115850.2038 | 110513.8381 | 108550.3796 | 99079.4015 | 89978.2508 | 72728.7404 | 69488.9162 | 62515.0309 | 55659.8169 | 51089.6804 | 45496.0457 | 43117.29 | 40480.2234 | 37352.0009 | 35622.257 | 33762.1656 | 30791.3093 | 27582.0259 | 25953.1909 | 24208.4401
Region | Technology | 2021-22 | 2022-23 | 2023-24 | 2024-25 | 2025-26 | 2026-27 | 2027-28 | 2028-29 | 2029-30 | 2030-31 | 2031-32 | 2032-33 | 2033-34 | 2034-35 | 2035-36 | 2036-37 | 2037-38 | 2038-39 | 2039-40 | 2040-41 | 2041-42
SA1 | Black Coal | 0 | 0 | 0 | 0 | 0 | 0 | 0 | 0 | 0 | 0 | 0 | 0 | 0 | 0 | 0 | 0 | 0 | 0 | 0 | 0 | 0
SA1 | Brown Coal | 0 | 0 | 0 | 0 | 0 | 0 | 0 | 0 | 0 | 0 | 0 | 0 | 0 | 0 | 0 | 0 | 0 | 0 | 0 | 0 | 0
SA1 | CCGT | 6797.9597 | 6279.809 | 2865.7583 | 2241.973 | 2058.2669 | 1906.5689 | 1769.5609 | 1647.498 | 1529.4615 | 1412.8912 | 1303.5281 | 1208.0678 | 1130.5931 | 1032.781 | 959.1038 | 888.7443 | 1.5239e-05 | 1.4847e-05 | 1.4371e-05 | 1.461e-05 | 1.4778e-05
SA1 | Gas - Steam | 1806.3331 | 1324.8051 | 1152.5689 | 124.608 | 113.6192 | 105.2223 | 97.2205 | 91.0093 | 84.5177 | 78.4013 | 72.2649 | 66.162 | 63.0083 | 56.7228 | 0 | 0 | 0 | 0 | 0 | 0 | 0
SA1 | OCGT / Diesel | 158.1434 | 204.9166 | 452.6771 | 0.57769 | 2.3452e-05 | 6.105 | 4.9625 | 5.7601 | 5.8196 | 1.6721e-05 | 0.48324 | 10.5335 | 0.89564 | 2.665 | 44.695 | 31.0497 | 82.0756 | 89.7181 | 152.0862 | 43.5951 | 66.8913
SA1 | Hydro | 0 | 0 | 0 | 0 | 0 | 0 | 0 | 0 | 0 | 0 | 0 | 0 | 0 | 0 | 0 | 0 | 0 | 0 | 0 | 0 | 0
SA1 | Wind | 13433.7484 | 13000.3334 | 10935.1064 | 11438.2883 | 10318.7559 | 10619.0828 | 9787.6258 | 8381.4954 | 7609.3424 | 6720.7905 | 6596.01 | 5472.7652 | 4644.2705 | 4187.6624 | 3858.2974 | 3173.7456 | 2696.4404 | 2351.3689 | 1593.5833 | 1642.4053 | 1409.59
SA1 | Solar PV | 7.3198 | 6.8113 | 6.415 | 5.6676 | 5.1188 | 4.8598 | 4.6468 | 4.0874 | 3.9479 | 3.6924 | 3.4406 | 3.2314 | 2.8583 | 2.5823 | 2.4549 | 2.34 | 2.3355 | 2.2525 | 2.108 | 2.23 | 2.0888
SA1 | LS Battery | 0.71977 | 0.70382 | 0.75458 | 0.70413 | 0.6465 | 0.61515 | 0.58924 | 0.52523 | 0.45194 | 0.39952 | 0.37589 | 0.38622 | 0.36185 | 0.27601 | 0.27802 | 0.37468 | 0.47779 | 0.44868 | 0.4168 | 0.56961 | 0.54082
SA1 | Pumped Hydro | 0 | 0 | 1.934e-09 | 1.7637e-09 | 1.7117e-09 | 1.7342e-09 | 1.7527e-09 | 1.7392e-09 | 1.7521e-09 | 1.7563e-09 | 1.7734e-09 | 1.7691e-09 | 1.7473e-09 | 1.7484e-09 | 2.391e-09 | 2.3926e-09 | 2.9104e-09 | 2.6907e-09 | 2.5106e-09 | 3.039e-09 | 2.7687e-09
SA1 | VPP | 0.020775 | 0.034004 | 0.044922 | 0.050564 | 0.057286 | 0.065174 | 0.072561 | 0.074515 | 0.071287 | 0.069216 | 0.067615 | 0.075234 | 0.074129 | 0.074475 | 0.072592 | 0.067419 | 0.059926 | 0.057469 | 0.055985 | 0.049005 | 0.04696
Total excluding storage |  | 22203.5045 | 20816.6754 | 15412.5256 | 13811.1145 | 12495.7608 | 12641.8388 | 11664.0165 | 10129.8503 | 9233.089 | 8215.7754 | 7975.7268 | 6760.7599 | 5841.626 | 5282.4135 | 4864.551 | 4095.8796 | 2780.8515 | 2443.3396 | 1747.7776 | 1688.2304 | 1478.5701
Region | Technology | 2021-22 | 2022-23 | 2023-24 | 2024-25 | 2025-26 | 2026-27 | 2027-28 | 2028-29 | 2029-30 | 2030-31 | 2031-32 | 2032-33 | 2033-34 | 2034-35 | 2035-36 | 2036-37 | 2037-38 | 2038-39 | 2039-40 | 2040-41 | 2041-42
TAS1 | Black Coal | 0 | 0 | 0 | 0 | 0 | 0 | 0 | 0 | 0 | 0 | 0 | 0 | 0 | 0 | 0 | 0 | 0 | 0 | 0 | 0 | 0
TAS1 | Brown Coal | 0 | 0 | 0 | 0 | 0 | 0 | 0 | 0 | 0 | 0 | 0 | 0 | 0 | 0 | 0 | 0 | 0 | 0 | 0 | 0 | 0
TAS1 | CCGT | 9.0308e-06 | 8.8575e-06 | 8.8015e-06 | 8.5965e-06 | 8.3615e-06 | 8.2617e-06 | 8.3868e-06 | 8.4154e-06 | 8.4569e-06 | 8.5126e-06 | 0.18405 | 1.0233 | 0.48082 | 0.96018 | 3.6036 | 7.7598 | 11.4419 | 40.1444 | 283.1854 | 4.271 | 147.7872
TAS1 | Gas - Steam | 0 | 0 | 0 | 0 | 0 | 0 | 0 | 0 | 0 | 0 | 0 | 0 | 0 | 0 | 0 | 0 | 0 | 0 | 0 | 0 | 0
TAS1 | OCGT / Diesel | 7.1184e-06 | 6.9274e-06 | 6.8419e-06 | 6.7299e-06 | 6.4791e-06 | 6.5606e-06 | 6.6222e-06 | 6.5508e-06 | 6.4919e-06 | 6.7059e-06 | 6.7665e-06 | 7.1053e-06 | 7.1513e-06 | 7.1499e-06 | 7.3892e-06 | 7.5491e-06 | 2.1982 | 8.7989e-06 | 9.5964e-06 | 0.23135 | 0.73905
TAS1 | Hydro | 45789.4654 | 45846.102 | 41087.638 | 40714.2046 | 38671.8399 | 21582.759 | 35350.0543 | 33245.7234 | 28460.8074 | 28625.4314 | 22810.0359 | 22715.3094 | 21059.2577 | 19109.8243 | 17446.2818 | 15467.04 | 16642.4243 | 14925.5566 | 13752.0947 | 11900.3453 | 12179.2115
TAS1 | Wind | 3996.0554 | 4217.2774 | 4792.0287 | 5395.4508 | 6381.4099 | 6343.4938 | 6652.1678 | 6486.4861 | 6590.6241 | 6377.7211 | 6686.0154 | 6225.2188 | 6077.2568 | 6022.0584 | 5916.0148 | 5857.5555 | 5662.408 | 5449.3211 | 5050.0616 | 4834.2442 | 4335.187
TAS1 | Solar PV | 1.6147e-10 | 1.6822e-10 | 2.4969e-10 | 3.3747e-10 | 1.134e-09 | 1.5374e-09 | 2.4352e-09 | 2.2338e-09 | 2.1925e-09 | 6.1856e-09 | 3.5276e-08 | 3.3006e-08 | 0.0097506 | 0.008139 | 0.0081301 | 0.0072997 | 0.0068518 | 0.0067518 | 0.0061889 | 0.0056207 | 0.005273
TAS1 | LS Battery | 3.0125e-09 | 2.8342e-09 | 2.629e-09 | 2.4391e-09 | 2.3042e-09 | 3.1566e-09 | 3.952e-09 | 4.2248e-09 | 3.9251e-09 | 6.8403e-09 | 6.4653e-09 | 5.9463e-09 | 5.5238e-09 | 5.2136e-09 | 5.1464e-09 | 5.2252e-09 | 6.3189e-09 | 5.9142e-09 | 5.4507e-09 | 5.4101e-09 | 5.4397e-09
TAS1 | Pumped Hydro | 0 | 0 | 6.5946e-09 | 6.5295e-09 | 6.7459e-09 | 7.2498e-09 | 7.0837e-09 | 7.0664e-09 | 7.0789e-09 | 7.2377e-09 | 7.6352e-09 | 8.6283e-09 | 8.682e-09 | 9.1245e-09 | 9.826e-09 | 1.0774e-08 | 1.8361e-08 | 1.7869e-08 | 1.8529e-08 | 1.7402e-08 | 2.3181e-08
TAS1 | VPP | 0.00069768 | 0.0013022 | 0.0012381 | 0.0013279 | 0.0028354 | 0.0037126 | 0.004555 | 0.0046111 | 0.0050635 | 0.0061186 | 0.0091161 | 0.009817 | 0.010321 | 0.0093247 | 0.0091335 | 0.0080308 | 0.007231 | 0.007 | 0.0073938 | 0.0057252 | 0.0061078
Total excluding storage |  | 49785.5208 | 50063.3794 | 45879.6668 | 46109.6555 | 45053.2498 | 27926.2528 | 42002.2222 | 39732.2095 | 35051.4315 | 35003.1525 | 29496.2353 | 28941.5515 | 27137.005 | 25132.8511 | 23365.9083 | 21332.3627 | 22318.4793 | 20415.0288 | 19085.348 | 16739.0975 | 16662.93
Explicitly modelled pumping
Region | Technology | 2021-22 | 2022-23 | 2023-24 | 2024-25 | 2025-26 | 2026-27 | 2027-28 | 2028-29 | 2029-30 | 2030-31 | 2031-32 | 2032-33 | 2033-34 | 2034-35 | 2035-36 | 2036-37 | 2037-38 | 2038-39 | 2039-40 | 2040-41 | 2041-42
NEM | LS Battery pump | 1.3933 | 1.3842 | 1.3871 | 1.4188 | 1.1664 | 1.1491 | 1.0807 | 0.97312 | 0.86449 | 0.77493 | 0.79148 | 0.80289 | 0.59409 | 0.47807 | 0.4312 | 0.36017 | 0.31712 | 0.2995 | 0.27868 | 0.22932 | 0.22069
NEM | Pumped Hydro Pump | 1479.8001 | 2357.688 | 1119.3902 | 1114.8207 | 132.8412 | 107.0161 | 228.1586 | 69.8438 | 1166.2386 | 1658.1494 | 1903.4151 | 1106.0219 | 790.1273 | 1020.8522 | 852.5333 | 1581.3749 | 1602.9983 | 2381.4474 | 2747.3992 | 1499.7269 | 2219.5144
NEM | VPP pump | 0.11756 | 0.16036 | 0.17432 | 0.23351 | 0.25582 | 0.32134 | 0.37492 | 0.3793 | 0.37149 | 0.36158 | 0.44907 | 0.54465 | 0.57819 | 0.57957 | 0.58849 | 0.56767 | 0.49856 | 0.49205 | 0.46972 | 0.4234 | 0.39719
Region | Technology | 2021-22 | 2022-23 | 2023-24 | 2024-25 | 2025-26 | 2026-27 | 2027-28 | 2028-29 | 2029-30 | 2030-31 | 2031-32 | 2032-33 | 2033-34 | 2034-35 | 2035-36 | 2036-37 | 2037-38 | 2038-39 | 2039-40 | 2040-41 | 2041-42
NSW1 | LS Battery pump | 0 | 0 | 0 | 0 | 0 | 0 | 0 | 0 | 0 | 0 | 0 | 0 | 0 | 0 | 0 | 0 | 0 | 0 | 0 | 0 | 0
NSW1 | Pumped Hydro Pump | 1156.5565 | 1887.7661 | 968.3739 | 873.951 | 118.3232 | 64.8621 | 138.7758 | 33.3215 | 678.725 | 887.4631 | 988.152 | 432.7412 | 233.9651 | 353.2463 | 332.5472 | 631.2566 | 206.3647 | 631.563 | 1090.5901 | 637.5459 | 857.0984
NSW1 | VPP pump | 0.059354 | 0.073659 | 0.070943 | 0.090356 | 0.10593 | 0.13837 | 0.1639 | 0.16479 | 0.14754 | 0.1415 | 0.15435 | 0.20277 | 0.21465 | 0.20743 | 0.21339 | 0.21296 | 0.19219 | 0.18602 | 0.17237 | 0.16028 | 0.14426
Region | Technology | 2021-22 | 2022-23 | 2023-24 | 2024-25 | 2025-26 | 2026-27 | 2027-28 | 2028-29 | 2029-30 | 2030-31 | 2031-32 | 2032-33 | 2033-34 | 2034-35 | 2035-36 | 2036-37 | 2037-38 | 2038-39 | 2039-40 | 2040-41 | 2041-42
QLD1 | LS Battery pump | 0.27769 | 0.26283 | 0.23514 | 0.21268 | 0.18066 | 0.17415 | 0.16451 | 0.17012 | 0.14639 | 0.13857 | 0.13288 | 0.11972 | 0.10788 | 0.097104 | 0.10695 | 0.10291 | 0.097 | 0.089577 | 0.083079 | 0.07395 | 0.06708
QLD1 | Pumped Hydro Pump | 323.2436 | 469.9219 | 151.0163 | 240.8697 | 14.5179 | 42.154 | 89.3828 | 36.5223 | 487.5137 | 770.6862 | 915.2631 | 673.2807 | 556.1622 | 667.6059 | 519.9861 | 950.1182 | 1396.6336 | 1749.8844 | 1656.8091 | 862.1811 | 1362.416
QLD1 | VPP pump | 0.01685 | 0.019534 | 0.021713 | 0.026714 | 0.035044 | 0.042635 | 0.051586 | 0.055909 | 0.056903 | 0.055846 | 0.069548 | 0.074327 | 0.076981 | 0.073348 | 0.084955 | 0.085494 | 0.084993 | 0.082777 | 0.078649 | 0.072149 | 0.066286
Region | Technology | 2021-22 | 2022-23 | 2023-24 | 2024-25 | 2025-26 | 2026-27 | 2027-28 | 2028-29 | 2029-30 | 2030-31 | 2031-32 | 2032-33 | 2033-34 | 2034-35 | 2035-36 | 2036-37 | 2037-38 | 2038-39 | 2039-40 | 2040-41 | 2041-42
VIC1 | LS Battery pump | 0.22962 | 0.25006 | 0.2226 | 0.33482 | 0.18767 | 0.21728 | 0.18715 | 0.15609 | 0.15882 | 0.14336 | 0.19444 | 0.20645 | 0.040435 | 0.04019 | 0.036083 | 0.033253 | 0.024103 | 0.023849 | 0.022895 | 0.016878 | 0.016174
VIC1 | Pumped Hydro Pump | 0 | 0 | 0 | 0 | 0 | 0 | 0 | 0 | 0 | 0 | 0 | 0 | 0 | 0 | 0 | 0 | 0 | 0 | 0 | 0 | 0
VIC1 | VPP pump | 0.016087 | 0.025522 | 0.027452 | 0.055263 | 0.044103 | 0.059424 | 0.068521 | 0.065679 | 0.077014 | 0.075707 | 0.13479 | 0.16752 | 0.18736 | 0.20022 | 0.19399 | 0.18042 | 0.14235 | 0.14739 | 0.14419 | 0.12646 | 0.12431
Region | Technology | 2021-22 | 2022-23 | 2023-24 | 2024-25 | 2025-26 | 2026-27 | 2027-28 | 2028-29 | 2029-30 | 2030-31 | 2031-32 | 2032-33 | 2033-34 | 2034-35 | 2035-36 | 2036-37 | 2037-38 | 2038-39 | 2039-40 | 2040-41 | 2041-42
SA1 | LS Battery pump | 0.88601 | 0.87126 | 0.92935 | 0.87131 | 0.79803 | 0.7577 | 0.72906 | 0.64691 | 0.55928 | 0.493 | 0.46416 | 0.47672 | 0.44578 | 0.34078 | 0.28817 | 0.22401 | 0.19601 | 0.18607 | 0.17271 | 0.13849 | 0.13743
SA1 | Pumped Hydro Pump | 0 | 0 | 0 | 0 | 0 | 0 | 0 | 0 | 0 | 0 | 0 | 0 | 0 | 0 | 0 | 0 | 0 | 0 | 0 | 0 | 0
SA1 | VPP pump | 0.024443 | 0.040101 | 0.052759 | 0.059612 | 0.067411 | 0.076547 | 0.085532 | 0.087509 | 0.084056 | 0.081347 | 0.079632 | 0.088491 | 0.087066 | 0.087622 | 0.085407 | 0.079321 | 0.070546 | 0.067629 | 0.065814 | 0.057759 | 0.055149
Region | Technology | 2021-22 | 2022-23 | 2023-24 | 2024-25 | 2025-26 | 2026-27 | 2027-28 | 2028-29 | 2029-30 | 2030-31 | 2031-32 | 2032-33 | 2033-34 | 2034-35 | 2035-36 | 2036-37 | 2037-38 | 2038-39 | 2039-40 | 2040-41 | 2041-42
TAS1 | LS Battery pump | 0 | 0 | 0 | 0 | 0 | 0 | 0 | 0 | 0 | 0 | 0 | 0 | 0 | 0 | 0 | 0 | 0 | 0 | 0 | 0 | 0
TAS1 | Pumped Hydro Pump | 0 | 0 | 0 | 0 | 0 | 0 | 0 | 0 | 0 | 0 | 0 | 0 | 0 | 0 | 0 | 0 | 0 | 0 | 0 | 0 | 0
TAS1 | VPP pump | 0.00082104 | 0.0015409 | 0.0014491 | 0.0015681 | 0.0033296 | 0.0043681 | 0.0053796 | 0.0054052 | 0.0059809 | 0.0071759 | 0.010751 | 0.011553 | 0.012142 | 0.010944 | 0.010746 | 0.0094747 | 0.0084819 | 0.008236 | 0.0086992 | 0.0067407 | 0.0071816
Ernst & Young’s liability is limited by a scheme approved under Professional Standards Legislation

## M27_30_FOM Cost
FOM cost by technology ($000s) - Marinus 1500MW M27_30, Slow Change Scenario
FOM | Real June 2019 dollars discounted to 1 July 2019. For new entrant capacity, the FOM is incurred annually in modelling. For existing capacity, FOM is considered to be a sunk cost, since the fixed retirement dates are assumed to be the same in the Base Case and the case with Marinus Link. As such, early retirements are presented as an annual FOM saving, or negative cost, that continues until the assumed fixed date retirement.
Explicitly modelled generation
Region | Technology | 2021-22 | 2022-23 | 2023-24 | 2024-25 | 2025-26 | 2026-27 | 2027-28 | 2028-29 | 2029-30 | 2030-31 | 2031-32 | 2032-33 | 2033-34 | 2034-35 | 2035-36 | 2036-37 | 2037-38 | 2038-39 | 2039-40 | 2040-41 | 2041-42
NEM | Black Coal | 0 | -19933.7702 | -74091.9423 | -68472.4831 | -63459.2056 | -58812.98 | -54650.5737 | -68182.6053 | -94083.71 | -87195.2824 | -81024.1583 | -119210.2359 | -84587.893 | -78394.7106 | 282640.0717 | -9565.7549 | -6492.8489 | -67218.5097 | -47986.5029 | -44346.9952 | -41100.0881
NEM | Brown Coal | 0 | 0 | 0 | 0 | 0 | 0 | 0 | 0 | -23284.3986 | -43159.2188 | -61589.3385 | -76009.7266 | -70959.7329 | -65764.3491 | -61109.9693 | -56475.1202 | -52340.241 | -48508.1008 | -34165.3128 | -21491.8093 | -9906.7585
NEM | CCGT | 9.2409e-06 | 8.5643e-06 | 7.9582e-06 | 7.3546e-06 | 6.8161e-06 | 6.3171e-06 | 5.87e-06 | 5.4248e-06 | 5.0276e-06 | 4.6595e-06 | 4.3297e-06 | 6.1502e-06 | 6.2543e-06 | 5.7964e-06 | 6.7781e-06 | 8.8189e-06 | 1.2484e-05 | 1.1848e-05 | 1.2617e-05 | 1.4095e-05 | 1.3063e-05
NEM | Gas - Steam | 0 | 0 | 0 | 0 | 0 | 0 | 0 | 0 | 0 | 0 | 0 | 0 | 0 | 0 | 0 | 0 | 0 | 0 | 0 | 0 | 0
NEM | OCGT / Diesel | 4.4932e-06 | 4.1643e-06 | 3.8695e-06 | 3.5761e-06 | 3.3142e-06 | 3.0716e-06 | 2.8542e-06 | 2.6377e-06 | 2.4446e-06 | 2.2656e-06 | 2.1053e-06 | 1.9456e-06 | 2.0442e-06 | 1.8945e-06 | 3.316e-06 | 6.7494e-06 | 1.0449e-05 | 9.6838e-06 | 8.9984e-06 | 112.5508 | 104.3103
NEM | Hydro | 0 | 0 | 0 | 0 | 0 | 0 | 0 | 0 | 0 | 0 | 0 | 0 | 0 | 0 | 0 | 0 | 0 | 0 | 0 | 0 | 0
NEM | Wind | 0.00047156 | 0.00043703 | 3730.2429 | 6894.6551 | 9588.1475 | 11900.3789 | 13859.0593 | 15396.4024 | 16668.0977 | 17671.0463 | 18486.3659 | 18993.5502 | 19283.363 | 19511.4417 | 19654.4114 | 20044.0745 | 19934.6128 | 19663.3392 | 20843.6127 | 24513.6622 | 22718.8713
NEM | Solar PV | 5.7508e-05 | 5.3297e-05 | 5.0779e-05 | 5.2422e-05 | 9.6659e-05 | 9.5469e-05 | 9.9921e-05 | 9.2342e-05 | 8.5581e-05 | 0.00013528 | 0.00037704 | 0.00036489 | 78.7156 | 72.9524 | 67.7894 | 1712.2075 | 3258.0157 | 6540.3579 | 9118.5272 | 10353.8152 | 9737.2502
NEM | LS Battery | 2.8571e-05 | 2.6479e-05 | 2.4605e-05 | 2.2739e-05 | 2.1074e-05 | 2.8151e-05 | 3.6131e-05 | 3.904e-05 | 3.6181e-05 | 6.9029e-05 | 6.4143e-05 | 5.9278e-05 | 5.4938e-05 | 5.0916e-05 | 209.8516 | 1004.785 | 1750.6776 | 1622.5001 | 1507.6699 | 4541.3832 | 4208.8815
NEM | Pumped Hydro | 0 | 0 | 6.8655e-05 | 6.3448e-05 | 5.987e-05 | 5.7996e-05 | 5.4765e-05 | 5.2468e-05 | 5.3975e-05 | 5.5509e-05 | 5.8877e-05 | 143.8527 | 257.4922 | 238.6397 | 281.4049 | 260.0619 | 1159.5272 | 1074.6313 | 998.5758 | 922.8394 | 855.2729
NEM | VPP | 0 | 0 | 0 | 0 | 0 | 0 | 0 | 0 | 0 | 0 | 0 | 0 | 0 | 0 | 0 | 0 | 0 | 0 | 0 | 0 | 0
Total excluding storage |  | 0.0005428 | -19933.7697 | -70361.6993 | -61577.828 | -53871.058 | -46912.601 | -40791.5143 | -52786.2028 | -100700.0109 | -112683.4548 | -124127.1306 | -176226.4119 | -136185.5472 | -124574.6655 | 241252.3032 | -44284.5931 | -35640.4613 | -89522.9134 | -52189.6758 | -30858.7763 | -18446.4148
Region | Technology | 2021-22 | 2022-23 | 2023-24 | 2024-25 | 2025-26 | 2026-27 | 2027-28 | 2028-29 | 2029-30 | 2030-31 | 2031-32 | 2032-33 | 2033-34 | 2034-35 | 2035-36 | 2036-37 | 2037-38 | 2038-39 | 2039-40 | 2040-41 | 2041-42
NSW1 | Black Coal | 0 | -19933.7702 | -74091.9423 | -68472.4831 | -63459.2056 | -58812.98 | -54650.5737 | -50505.6336 | -77700.9744 | -72012.0243 | -66915.4741 | -106171.6163 | -72503.9083 | -67195.4662 | 246547.198 | -57704.0917 | -53479.2322 | -49563.6997 | -31581.1874 | -29185.9311 | -27049.0556
NSW1 | Brown Coal | 0 | 0 | 0 | 0 | 0 | 0 | 0 | 0 | 0 | 0 | 0 | 0 | 0 | 0 | 0 | 0 | 0 | 0 | 0 | 0 | 0
NSW1 | CCGT | 2.0603e-06 | 1.9095e-06 | 1.7743e-06 | 1.6398e-06 | 1.5197e-06 | 1.4084e-06 | 1.3088e-06 | 1.2095e-06 | 1.1209e-06 | 1.0389e-06 | 9.6534e-07 | 8.9213e-07 | 8.2681e-07 | 7.6627e-07 | 7.1204e-07 | 2.7385e-06 | 2.538e-06 | 2.3521e-06 | 2.1857e-06 | 2.9704e-06 | 2.7529e-06
NSW1 | Gas - Steam | 0 | 0 | 0 | 0 | 0 | 0 | 0 | 0 | 0 | 0 | 0 | 0 | 0 | 0 | 0 | 0 | 0 | 0 | 0 | 0 | 0
NSW1 | OCGT / Diesel | 9.5706e-07 | 8.8699e-07 | 8.2421e-07 | 7.617e-07 | 7.0593e-07 | 6.5425e-07 | 6.0794e-07 | 5.6183e-07 | 5.207e-07 | 4.8258e-07 | 4.4842e-07 | 4.1441e-07 | 6.2512e-07 | 5.7935e-07 | 5.3835e-07 | 3.4594e-06 | 3.2061e-06 | 2.9714e-06 | 2.7611e-06 | 6.6913e-06 | 6.2014e-06
NSW1 | Hydro | 0 | 0 | 0 | 0 | 0 | 0 | 0 | 0 | 0 | 0 | 0 | 0 | 0 | 0 | 0 | 0 | 0 | 0 | 0 | 0 | 0
NSW1 | Wind | 9.9097e-05 | 9.1841e-05 | 8.5341e-05 | 9.0669e-05 | 9.1285e-05 | 8.4601e-05 | 7.8614e-05 | 8.115e-05 | 7.5209e-05 | 6.9702e-05 | 6.4769e-05 | 8.4931e-05 | 8.6592e-05 | 8.7482e-05 | 8.5929e-05 | 472.0499 | 508.0221 | 470.8268 | 437.5047 | 3999.7907 | 3706.9423
NSW1 | Solar PV | 1.2534e-05 | 1.1617e-05 | 1.0795e-05 | 1.1802e-05 | 2.2656e-05 | 2.1935e-05 | 2.0383e-05 | 1.8837e-05 | 1.7458e-05 | 2.1258e-05 | 1.9754e-05 | 2.8865e-05 | 3.6077e-05 | 3.3436e-05 | 5.3433e-05 | 1649.5595 | 1528.7867 | 4937.736 | 7629.3286 | 7459.387 | 7054.7402
NSW1 | LS Battery | 5.9072e-06 | 5.4747e-06 | 5.0873e-06 | 4.7014e-06 | 4.3572e-06 | 5.732e-06 | 7.3105e-06 | 7.8954e-06 | 7.3173e-06 | 1.4172e-05 | 1.3169e-05 | 1.217e-05 | 1.1279e-05 | 1.0453e-05 | 9.7133e-06 | 0.00040208 | 0.00037264 | 0.00034536 | 0.00032092 | 1378.3596 | 1277.4417
NSW1 | Pumped Hydro | 0 | 0 | 2.0099e-05 | 1.8574e-05 | 1.7214e-05 | 1.5954e-05 | 1.4825e-05 | 1.3701e-05 | 1.4512e-05 | 1.508e-05 | 1.5635e-05 | 1.5117e-05 | 1.7831e-05 | 1.6525e-05 | 1.5356e-05 | 3.9803e-05 | 3.6889e-05 | 3.4188e-05 | 3.1768e-05 | 4.9253e-05 | 4.5647e-05
NSW1 | VPP | 0 | 0 | 0 | 0 | 0 | 0 | 0 | 0 | 0 | 0 | 0 | 0 | 0 | 0 | 0 | 0 | 0 | 0 | 0 | 0 | 0
Total excluding storage |  | 0.00011465 | -19933.7701 | -74091.9422 | -68472.483 | -63459.2055 | -58812.9799 | -54650.5736 | -50505.6334 | -77700.9743 | -72012.0242 | -66915.474 | -106171.6162 | -72503.9082 | -67195.4661 | 246547.1981 | -55582.4823 | -51442.4234 | -44155.137 | -23514.3541 | -17726.7534 | -16287.3731
Region | Technology | 2021-22 | 2022-23 | 2023-24 | 2024-25 | 2025-26 | 2026-27 | 2027-28 | 2028-29 | 2029-30 | 2030-31 | 2031-32 | 2032-33 | 2033-34 | 2034-35 | 2035-36 | 2036-37 | 2037-38 | 2038-39 | 2039-40 | 2040-41 | 2041-42
QLD1 | Black Coal | 0 | 0 | 0 | 0 | 0 | 0 | 0 | -17676.9717 | -16382.7356 | -15183.2581 | -14108.6843 | -13038.6196 | -12083.9847 | -11199.2444 | 36092.8737 | 48138.3368 | 46986.3833 | -17654.81 | -16405.3155 | -15161.0642 | -14051.0325
QLD1 | Brown Coal | 0 | 0 | 0 | 0 | 0 | 0 | 0 | 0 | 0 | 0 | 0 | 0 | 0 | 0 | 0 | 0 | 0 | 0 | 0 | 0 | 0
QLD1 | CCGT | 2.0996e-06 | 1.9459e-06 | 1.8081e-06 | 1.671e-06 | 1.5487e-06 | 1.4353e-06 | 1.3337e-06 | 1.2325e-06 | 1.1423e-06 | 1.0587e-06 | 9.8374e-07 | 9.0913e-07 | 8.4257e-07 | 7.8088e-07 | 7.2561e-07 | 6.7058e-07 | 1.492e-06 | 1.6605e-06 | 1.543e-06 | 2.0963e-06 | 1.9428e-06
QLD1 | Gas - Steam | 0 | 0 | 0 | 0 | 0 | 0 | 0 | 0 | 0 | 0 | 0 | 0 | 0 | 0 | 0 | 0 | 0 | 0 | 0 | 0 | 0
QLD1 | OCGT / Diesel | 9.2313e-07 | 8.5554e-07 | 7.9499e-07 | 7.3469e-07 | 6.809e-07 | 6.3105e-07 | 5.8639e-07 | 5.4191e-07 | 5.0224e-07 | 4.6546e-07 | 4.3252e-07 | 3.9972e-07 | 3.7045e-07 | 3.4333e-07 | 3.1903e-07 | 2.9483e-07 | 8.3685e-07 | 7.7558e-07 | 7.2069e-07 | 1.759e-06 | 1.6302e-06
QLD1 | Hydro | 0 | 0 | 0 | 0 | 0 | 0 | 0 | 0 | 0 | 0 | 0 | 0 | 0 | 0 | 0 | 0 | 0 | 0 | 0 | 0 | 0
QLD1 | Wind | 0.00013388 | 0.00012408 | 0.00011529 | 0.00010655 | 9.8749e-05 | 9.1519e-05 | 8.5042e-05 | 0.00010455 | 9.6897e-05 | 8.9802e-05 | 8.3447e-05 | 8.801e-05 | 8.1566e-05 | 9.6439e-05 | 0.00010103 | 0.00013713 | 0.00024896 | 0.00058687 | 1420.5337 | 1312.7943 | 1216.6768
QLD1 | Solar PV | 2.031e-05 | 1.8823e-05 | 1.7491e-05 | 1.6164e-05 | 2.7038e-05 | 2.5059e-05 | 2.3285e-05 | 2.1519e-05 | 1.9944e-05 | 2.3461e-05 | 2.1801e-05 | 2.2083e-05 | 2.7083e-05 | 2.51e-05 | 3.6937e-05 | 3.762e-05 | 4.19e-05 | 4.3988e-05 | 4.6038e-05 | 5.0486e-05 | 6.2094e-05
QLD1 | LS Battery | 5.6371e-06 | 5.2243e-06 | 4.8546e-06 | 4.4864e-06 | 4.1579e-06 | 5.5658e-06 | 7.1004e-06 | 7.7407e-06 | 7.1739e-06 | 1.3551e-05 | 1.2592e-05 | 1.1637e-05 | 1.0785e-05 | 9.9951e-06 | 9.7943e-06 | 1.0424e-05 | 2.5467e-05 | 2.6718e-05 | 2.4827e-05 | 54.375 | 50.3939
QLD1 | Pumped Hydro | 0 | 0 | 8.8746e-06 | 8.2015e-06 | 7.6011e-06 | 7.0445e-06 | 6.546e-06 | 6.0495e-06 | 6.4335e-06 | 6.7201e-06 | 6.9567e-06 | 7.1028e-06 | 7.2397e-06 | 7.4187e-06 | 7.6937e-06 | 8.0753e-06 | 1.2193e-05 | 1.3163e-05 | 1.3401e-05 | 1.7607e-05 | 1.6318e-05
QLD1 | VPP | 0 | 0 | 0 | 0 | 0 | 0 | 0 | 0 | 0 | 0 | 0 | 0 | 0 | 0 | 0 | 0 | 0 | 0 | 0 | 0 | 0
Total excluding storage |  | 0.00015721 | 0.0001457 | 0.00013539 | 0.00012512 | 0.00012802 | 0.00011864 | 0.00011025 | -17676.9716 | -16382.7355 | -15183.258 | -14108.6842 | -13038.6194 | -12083.9846 | -11199.2442 | 36092.8739 | 48138.337 | 46986.3835 | -17654.8094 | -14984.7818 | -13848.2698 | -12834.3556
Region | Technology | 2021-22 | 2022-23 | 2023-24 | 2024-25 | 2025-26 | 2026-27 | 2027-28 | 2028-29 | 2029-30 | 2030-31 | 2031-32 | 2032-33 | 2033-34 | 2034-35 | 2035-36 | 2036-37 | 2037-38 | 2038-39 | 2039-40 | 2040-41 | 2041-42
VIC1 | Black Coal | 0 | 0 | 0 | 0 | 0 | 0 | 0 | 0 | 0 | 0 | 0 | 0 | 0 | 0 | 0 | 0 | 0 | 0 | 0 | 0 | 0
VIC1 | Brown Coal | 0 | 0 | 0 | 0 | 0 | 0 | 0 | 0 | -23284.3986 | -43159.2188 | -61589.3385 | -76009.7266 | -70959.7329 | -65764.3491 | -61109.9693 | -56475.1202 | -52340.241 | -48508.1008 | -34165.3128 | -21491.8093 | -9906.7585
VIC1 | CCGT | 1.7233e-06 | 1.5971e-06 | 1.4841e-06 | 1.3715e-06 | 1.2711e-06 | 1.178e-06 | 1.0947e-06 | 1.0116e-06 | 9.3758e-07 | 8.6893e-07 | 8.0744e-07 | 2.895e-06 | 3.2375e-06 | 3.0004e-06 | 3.3635e-06 | 3.1084e-06 | 4.6491e-06 | 4.3087e-06 | 5.6118e-06 | 5.1861e-06 | 4.8064e-06
VIC1 | Gas - Steam | 0 | 0 | 0 | 0 | 0 | 0 | 0 | 0 | 0 | 0 | 0 | 0 | 0 | 0 | 0 | 0 | 0 | 0 | 0 | 0 | 0
VIC1 | OCGT / Diesel | 8.5866e-07 | 7.958e-07 | 7.3948e-07 | 6.8339e-07 | 6.3336e-07 | 5.8698e-07 | 5.4544e-07 | 5.0407e-07 | 4.6717e-07 | 4.3296e-07 | 4.0232e-07 | 3.7181e-07 | 3.4458e-07 | 3.1935e-07 | 2.9675e-07 | 2.7425e-07 | 1.3558e-06 | 1.2565e-06 | 1.1676e-06 | 3.3905e-06 | 3.1423e-06
VIC1 | Hydro | 0 | 0 | 0 | 0 | 0 | 0 | 0 | 0 | 0 | 0 | 0 | 0 | 0 | 0 | 0 | 0 | 0 | 0 | 0 | 0 | 0
VIC1 | Wind | 6.0031e-05 | 5.5636e-05 | 5.1698e-05 | 5.4096e-05 | 5.0136e-05 | 4.6465e-05 | 4.3176e-05 | 4.2065e-05 | 3.8985e-05 | 3.6131e-05 | 3.3574e-05 | 3.667e-05 | 3.3985e-05 | 3.6432e-05 | 3.3853e-05 | 4.2997e-05 | 6.9754e-05 | 6.8681e-05 | 7.2807e-05 | 9.3155e-05 | 8.6334e-05
VIC1 | Solar PV | 3.9041e-06 | 3.6182e-06 | 3.3622e-06 | 5.452e-06 | 8.7205e-06 | 8.082e-06 | 7.51e-06 | 6.9404e-06 | 6.4323e-06 | 8.2614e-06 | 7.6767e-06 | 7.0945e-06 | 9.1322e-06 | 8.4636e-06 | 1.0599e-05 | 1.0204e-05 | 1.408e-05 | 1.3682e-05 | 1.4532e-05 | 2.1424e-05 | 2.1001e-05
VIC1 | LS Battery | 5.5939e-06 | 5.1843e-06 | 4.8174e-06 | 4.452e-06 | 4.1261e-06 | 5.5532e-06 | 7.1454e-06 | 7.7002e-06 | 7.1364e-06 | 1.3744e-05 | 1.2771e-05 | 1.1803e-05 | 1.0938e-05 | 1.0138e-05 | 1.0262e-05 | 1.0725e-05 | 7.4561e-05 | 6.9102e-05 | 6.4212e-05 | 479.8775 | 444.7428
VIC1 | Pumped Hydro | 0 | 0 | 8.983e-06 | 8.3017e-06 | 7.6939e-06 | 7.1306e-06 | 6.6259e-06 | 6.1234e-06 | 6.4804e-06 | 6.7738e-06 | 8.3123e-06 | 143.8527 | 257.4922 | 238.6396 | 281.4048 | 260.0619 | 1159.5271 | 1074.6312 | 998.5757 | 922.8393 | 855.2728
VIC1 | VPP | 0 | 0 | 0 | 0 | 0 | 0 | 0 | 0 | 0 | 0 | 0 | 0 | 0 | 0 | 0 | 0 | 0 | 0 | 0 | 0 | 0
Total excluding storage |  | 6.6517e-05 | 6.1647e-05 | 5.7284e-05 | 6.1603e-05 | 6.0761e-05 | 5.6312e-05 | 5.2326e-05 | 5.0521e-05 | -23284.3986 | -43159.2188 | -61589.3385 | -76009.7265 | -70959.7328 | -65764.349 | -61109.9693 | -56475.1201 | -52340.2409 | -48508.1007 | -34165.3127 | -21491.8092 | -9906.7584
Region | Technology | 2021-22 | 2022-23 | 2023-24 | 2024-25 | 2025-26 | 2026-27 | 2027-28 | 2028-29 | 2029-30 | 2030-31 | 2031-32 | 2032-33 | 2033-34 | 2034-35 | 2035-36 | 2036-37 | 2037-38 | 2038-39 | 2039-40 | 2040-41 | 2041-42
SA1 | Black Coal | 0 | 0 | 0 | 0 | 0 | 0 | 0 | 0 | 0 | 0 | 0 | 0 | 0 | 0 | 0 | 0 | 0 | 0 | 0 | 0 | 0
SA1 | Brown Coal | 0 | 0 | 0 | 0 | 0 | 0 | 0 | 0 | 0 | 0 | 0 | 0 | 0 | 0 | 0 | 0 | 0 | 0 | 0 | 0 | 0
SA1 | CCGT | 1.7444e-06 | 1.6167e-06 | 1.5022e-06 | 1.3883e-06 | 1.2867e-06 | 1.1925e-06 | 1.1081e-06 | 1.024e-06 | 9.4905e-07 | 8.7956e-07 | 8.1731e-07 | 7.5533e-07 | 7.0002e-07 | 6.4877e-07 | 1.4194e-06 | 1.7862e-06 | 3.3273e-06 | 3.0837e-06 | 2.8654e-06 | 3.4624e-06 | 3.2089e-06
SA1 | Gas - Steam | 0 | 0 | 0 | 0 | 0 | 0 | 0 | 0 | 0 | 0 | 0 | 0 | 0 | 0 | 0 | 0 | 0 | 0 | 0 | 0 | 0
SA1 | OCGT / Diesel | 8.6283e-07 | 7.9966e-07 | 7.4306e-07 | 6.867e-07 | 6.3643e-07 | 5.8983e-07 | 5.4809e-07 | 5.0652e-07 | 4.6943e-07 | 4.3506e-07 | 4.0427e-07 | 3.7361e-07 | 3.4625e-07 | 3.209e-07 | 1.8537e-06 | 2.4362e-06 | 4.5592e-06 | 4.2254e-06 | 3.9264e-06 | 112.5508 | 104.3103
SA1 | Hydro | 0 | 0 | 0 | 0 | 0 | 0 | 0 | 0 | 0 | 0 | 0 | 0 | 0 | 0 | 0 | 0 | 0 | 0 | 0 | 0 | 0
SA1 | Wind | 0.0001278 | 0.00011845 | 0.00011006 | 0.00010172 | 9.4268e-05 | 8.7366e-05 | 8.1183e-05 | 8.3234e-05 | 7.714e-05 | 7.1492e-05 | 6.6432e-05 | 8.5768e-05 | 7.9488e-05 | 8.0492e-05 | 0.00011957 | 0.0001609 | 0.00042419 | 0.00057696 | 0.00053613 | 580.5204 | 538.0171
SA1 | Solar PV | 1.837e-05 | 1.7025e-05 | 1.582e-05 | 1.462e-05 | 2.3224e-05 | 2.1524e-05 | 2.0001e-05 | 1.8484e-05 | 1.713e-05 | 2.0853e-05 | 1.9377e-05 | 2.1813e-05 | 2.7885e-05 | 2.5843e-05 | 4.6668e-05 | 7.5135e-05 | 1671.1681 | 1548.8119 | 1439.1969 | 2848.2188 | 2639.6838
SA1 | LS Battery | 5.784e-06 | 5.3605e-06 | 4.9812e-06 | 4.6034e-06 | 4.2663e-06 | 5.5578e-06 | 7.2255e-06 | 7.7873e-06 | 7.2171e-06 | 1.4031e-05 | 1.3038e-05 | 1.2049e-05 | 1.1167e-05 | 1.0349e-05 | 209.8515 | 1004.7846 | 1750.6771 | 1622.4996 | 1507.6695 | 2628.7711 | 2436.3032
SA1 | Pumped Hydro | 0 | 0 | 6.7781e-06 | 6.2641e-06 | 5.8054e-06 | 5.3804e-06 | 4.9996e-06 | 4.6204e-06 | 4.2821e-06 | 3.9686e-06 | 3.6877e-06 | 3.99e-06 | 3.6979e-06 | 3.4271e-06 | 6.1538e-06 | 6.5415e-06 | 8.9953e-06 | 8.3367e-06 | 7.7467e-06 | 9.9965e-06 | 9.2646e-06
SA1 | VPP | 0 | 0 | 0 | 0 | 0 | 0 | 0 | 0 | 0 | 0 | 0 | 0 | 0 | 0 | 0 | 0 | 0 | 0 | 0 | 0 | 0
Total excluding storage |  | 0.00014878 | 0.00013789 | 0.00012813 | 0.00011841 | 0.00011942 | 0.00011067 | 0.00010284 | 0.00010325 | 9.5689e-05 | 9.366e-05 | 8.7031e-05 | 0.00010871 | 0.00010842 | 0.0001073 | 0.00016951 | 0.00024026 | 1671.1685 | 1548.8125 | 1439.1975 | 3541.29 | 3282.0112
Region | Technology | 2021-22 | 2022-23 | 2023-24 | 2024-25 | 2025-26 | 2026-27 | 2027-28 | 2028-29 | 2029-30 | 2030-31 | 2031-32 | 2032-33 | 2033-34 | 2034-35 | 2035-36 | 2036-37 | 2037-38 | 2038-39 | 2039-40 | 2040-41 | 2041-42
TAS1 | Black Coal | 0 | 0 | 0 | 0 | 0 | 0 | 0 | 0 | 0 | 0 | 0 | 0 | 0 | 0 | 0 | 0 | 0 | 0 | 0 | 0 | 0
TAS1 | Brown Coal | 0 | 0 | 0 | 0 | 0 | 0 | 0 | 0 | 0 | 0 | 0 | 0 | 0 | 0 | 0 | 0 | 0 | 0 | 0 | 0 | 0
TAS1 | CCGT | 1.6133e-06 | 1.4952e-06 | 1.3894e-06 | 1.284e-06 | 1.19e-06 | 1.1029e-06 | 1.0248e-06 | 9.4709e-07 | 8.7774e-07 | 8.1348e-07 | 7.5591e-07 | 6.9858e-07 | 6.4743e-07 | 6.0003e-07 | 5.5756e-07 | 5.1527e-07 | 4.7755e-07 | 4.4258e-07 | 4.1126e-07 | 3.8007e-07 | 3.5224e-07
TAS1 | Gas - Steam | 0 | 0 | 0 | 0 | 0 | 0 | 0 | 0 | 0 | 0 | 0 | 0 | 0 | 0 | 0 | 0 | 0 | 0 | 0 | 0 | 0
TAS1 | OCGT / Diesel | 8.9155e-07 | 8.2628e-07 | 7.678e-07 | 7.0957e-07 | 6.5761e-07 | 6.0947e-07 | 5.6633e-07 | 5.2338e-07 | 4.8506e-07 | 4.4955e-07 | 4.1773e-07 | 3.8605e-07 | 3.5778e-07 | 3.3159e-07 | 3.0812e-07 | 2.8475e-07 | 4.9078e-07 | 4.5485e-07 | 4.2266e-07 | 3.906e-07 | 3.62e-07
TAS1 | Hydro | 0 | 0 | 0 | 0 | 0 | 0 | 0 | 0 | 0 | 0 | 0 | 0 | 0 | 0 | 0 | 0 | 0 | 0 | 0 | 0 | 0
TAS1 | Wind | 5.0752e-05 | 4.7036e-05 | 3730.2425 | 6894.6547 | 9588.1472 | 11900.3786 | 13859.059 | 15396.402 | 16668.0974 | 17671.046 | 18486.3656 | 18993.5499 | 19283.3627 | 19511.4414 | 19654.4111 | 19572.0243 | 19426.5899 | 19192.5112 | 18985.5738 | 18620.5567 | 17257.2351
TAS1 | Solar PV | 2.3896e-06 | 2.2146e-06 | 3.3122e-06 | 4.3848e-06 | 1.502e-05 | 1.8869e-05 | 2.8742e-05 | 2.6562e-05 | 2.4617e-05 | 6.145e-05 | 0.00030843 | 0.00028504 | 78.7155 | 72.9523 | 67.7892 | 62.6478 | 58.061 | 53.81 | 50.0017 | 46.2093 | 42.826
TAS1 | LS Battery | 5.6488e-06 | 5.2352e-06 | 4.8647e-06 | 4.4957e-06 | 4.1666e-06 | 5.7419e-06 | 7.3496e-06 | 7.916e-06 | 7.3365e-06 | 1.3532e-05 | 1.2574e-05 | 1.162e-05 | 1.077e-05 | 9.9812e-06 | 9.7799e-06 | 9.9533e-06 | 1.2338e-05 | 1.1435e-05 | 1.0625e-05 | 1.0378e-05 | 1.1873e-05
TAS1 | Pumped Hydro | 0 | 0 | 2.392e-05 | 2.2106e-05 | 2.1555e-05 | 2.2487e-05 | 2.1769e-05 | 2.1974e-05 | 2.2266e-05 | 2.2967e-05 | 2.4285e-05 | 2.8289e-05 | 2.879e-05 | 3.0139e-05 | 3.2541e-05 | 3.5881e-05 | 6.3263e-05 | 6.1018e-05 | 6.4096e-05 | 5.9235e-05 | 8.1066e-05
TAS1 | VPP | 0 | 0 | 0 | 0 | 0 | 0 | 0 | 0 | 0 | 0 | 0 | 0 | 0 | 0 | 0 | 0 | 0 | 0 | 0 | 0 | 0
Total excluding storage |  | 5.5646e-05 | 5.1572e-05 | 3730.2426 | 6894.6547 | 9588.1472 | 11900.3786 | 13859.059 | 15396.4021 | 16668.0974 | 17671.0461 | 18486.366 | 18993.5501 | 19362.0783 | 19584.3937 | 19722.2003 | 19634.6721 | 19484.6509 | 19246.3212 | 19035.5754 | 18666.766 | 17300.0611
Ernst & Young’s liability is limited by a scheme approved under Professional Standards Legislation

## M27_30_Fuel Cost
Fuel cost by technology ($000s) - Marinus 1500MW M27_30, Slow Change Scenario
Fuel | Real June 2019 dollars discounted to 1 July 2019
Explicitly modelled generation
Region | Technology | 2021-22 | 2022-23 | 2023-24 | 2024-25 | 2025-26 | 2026-27 | 2027-28 | 2028-29 | 2029-30 | 2030-31 | 2031-32 | 2032-33 | 2033-34 | 2034-35 | 2035-36 | 2036-37 | 2037-38 | 2038-39 | 2039-40 | 2040-41 | 2041-42
NEM | Black Coal | 1369793.6801 | 1224710.281 | 1182648.9356 | 1064870.3814 | 964266.6101 | 875505.8409 | 831649.7579 | 796579.5471 | 575770.6384 | 531643.3116 | 496310.0418 | 440816.664 | 414923.7798 | 395022.8387 | 358859.8583 | 338149.2428 | 331418.5222 | 309660.0983 | 282253.7435 | 252559.3789 | 238833.4675
NEM | Brown Coal | 178957.3422 | 153395.504 | 156480.4477 | 150728.4224 | 135867.6391 | 123424.7414 | 94064.4642 | 88219.9638 | 80171.0933 | 72301.0684 | 62603.1222 | 57098.5427 | 51681.6836 | 48220.3657 | 43943.8544 | 42108.049 | 39178.3916 | 37351.944 | 33972.6845 | 32131.9404 | 31778.2127
NEM | CCGT | 117186.6929 | 108737.4879 | 84779.6473 | 73200.8425 | 67526.0051 | 62613.0082 | 58050.1542 | 53950.0404 | 49931.4308 | 46404.0499 | 42857.1542 | 39838.4045 | 37032.7859 | 34133.0778 | 31669.7361 | 28595.1546 | 22253.8998 | 20702.261 | 23317.9384 | 15206.474 | 20598.212
NEM | Gas - Steam | 81586.6188 | 60287.4319 | 56058.1276 | 8640.1202 | 7894.8948 | 7359.5902 | 6790.9833 | 6390.2576 | 5905.7698 | 5418.7969 | 5005.4931 | 4698.9967 | 4368.0779 | 3975.9596 | 1554.0543 | 1410.0188 | 1492.8075 | 1333.2362 | 1072.4498 | 985.1219 | 906.0559
NEM | OCGT / Diesel | 1116.2157 | 1315.1166 | 3548.7824 | 9.9563 | 0.0008686 | 41.7047 | 36.9997 | 84.7776 | 44.5147 | 0.00074936 | 3.1805 | 603.2709 | 133.7279 | 132.2064 | 682.229 | 1076.4487 | 2623.8906 | 2321.9689 | 3652.9111 | 1342.1898 | 1340.5743
NEM | Hydro | 0 | 0 | 0 | 0 | 0 | 0 | 0 | 0 | 0 | 0 | 0 | 0 | 0 | 0 | 0 | 0 | 0 | 0 | 0 | 0 | 0
NEM | Wind | 0 | 0 | 0 | 0 | 0 | 0 | 0 | 0 | 0 | 0 | 0 | 0 | 0 | 0 | 0 | 0 | 0 | 0 | 0 | 0 | 0
NEM | Solar PV | 0 | 0 | 0 | 0 | 0 | 0 | 0 | 0 | 0 | 0 | 0 | 0 | 0 | 0 | 0 | 0 | 0 | 0 | 0 | 0 | 0
NEM | LS Battery | 0 | 0 | 0 | 0 | 0 | 0 | 0 | 0 | 0 | 0 | 0 | 0 | 0 | 0 | 0 | 0 | 0 | 0 | 0 | 0 | 0
NEM | Pumped Hydro | 0 | 0 | 0 | 0 | 0 | 0 | 0 | 0 | 0 | 0 | 0 | 0 | 0 | 0 | 0 | 0 | 0 | 0 | 0 | 0 | 0
NEM | VPP | 0 | 0 | 0 | 0 | 0 | 0 | 0 | 0 | 0 | 0 | 0 | 0 | 0 | 0 | 0 | 0 | 0 | 0 | 0 | 0 | 0
Total excluding storage |  | 1748640.5497 | 1548445.8214 | 1483515.9406 | 1297449.7228 | 1175555.15 | 1068944.8854 | 990592.3593 | 945224.5865 | 711823.4469 | 655767.2275 | 606778.9917 | 543055.8788 | 508140.055 | 481484.4482 | 436709.7321 | 411338.9138 | 396967.5116 | 371369.5085 | 344269.7273 | 302225.105 | 293456.5224
Region | Technology | 2021-22 | 2022-23 | 2023-24 | 2024-25 | 2025-26 | 2026-27 | 2027-28 | 2028-29 | 2029-30 | 2030-31 | 2031-32 | 2032-33 | 2033-34 | 2034-35 | 2035-36 | 2036-37 | 2037-38 | 2038-39 | 2039-40 | 2040-41 | 2041-42
NSW1 | Black Coal | 719631.3344 | 617068.9503 | 576904.57 | 511102.5513 | 448170.2498 | 406243.3552 | 406165.6186 | 411944.3567 | 276427.3443 | 259109.2307 | 252348.8048 | 179035.6642 | 171695.98 | 168627.531 | 166126.9297 | 156246.4159 | 161599.2566 | 149301.0243 | 137561.3962 | 121524.5886 | 117357.8661
NSW1 | Brown Coal | 0 | 0 | 0 | 0 | 0 | 0 | 0 | 0 | 0 | 0 | 0 | 0 | 0 | 0 | 0 | 0 | 0 | 0 | 0 | 0 | 0
NSW1 | CCGT | 1640.5835 | 1534.605 | 4371.0011 | 2642.2147 | 2420.8283 | 2240.2866 | 2085.1691 | 1932.3539 | 1788.5482 | 1769.2772 | 1543.7827 | 1511.8464 | 1417.5268 | 1245.4581 | 1168.2436 | 1154.6108 | 1103.4281 | 1506.0942 | 3216.7081 | 867.1209 | 1550.8549
NSW1 | Gas - Steam | 0 | 0 | 0 | 0 | 0 | 0 | 0 | 0 | 0 | 0 | 0 | 0 | 0 | 0 | 0 | 0 | 0 | 0 | 0 | 0 | 0
NSW1 | OCGT / Diesel | 0.00011605 | 0.00011625 | 0.00012037 | 6.1544 | 0.00012013 | 0.00011959 | 0.00011926 | 0.00012019 | 0.00011618 | 0.00011486 | 0.00011485 | 510.1451 | 127.8338 | 113.9445 | 125.1191 | 623.8752 | 794.2403 | 367.856 | 371.2286 | 435.2268 | 303.7361
NSW1 | Hydro | 0 | 0 | 0 | 0 | 0 | 0 | 0 | 0 | 0 | 0 | 0 | 0 | 0 | 0 | 0 | 0 | 0 | 0 | 0 | 0 | 0
NSW1 | Wind | 0 | 0 | 0 | 0 | 0 | 0 | 0 | 0 | 0 | 0 | 0 | 0 | 0 | 0 | 0 | 0 | 0 | 0 | 0 | 0 | 0
NSW1 | Solar PV | 0 | 0 | 0 | 0 | 0 | 0 | 0 | 0 | 0 | 0 | 0 | 0 | 0 | 0 | 0 | 0 | 0 | 0 | 0 | 0 | 0
NSW1 | LS Battery | 0 | 0 | 0 | 0 | 0 | 0 | 0 | 0 | 0 | 0 | 0 | 0 | 0 | 0 | 0 | 0 | 0 | 0 | 0 | 0 | 0
NSW1 | Pumped Hydro | 0 | 0 | 0 | 0 | 0 | 0 | 0 | 0 | 0 | 0 | 0 | 0 | 0 | 0 | 0 | 0 | 0 | 0 | 0 | 0 | 0
NSW1 | VPP | 0 | 0 | 0 | 0 | 0 | 0 | 0 | 0 | 0 | 0 | 0 | 0 | 0 | 0 | 0 | 0 | 0 | 0 | 0 | 0 | 0
Total excluding storage |  | 721271.918 | 618603.5554 | 581275.5712 | 513750.9204 | 450591.0782 | 408483.642 | 408250.7879 | 413876.7107 | 278215.8926 | 260878.508 | 253892.5876 | 181057.6558 | 173241.3406 | 169986.9335 | 167420.2924 | 158024.9019 | 163496.925 | 151174.9745 | 141149.3329 | 122826.9363 | 119212.4571
Region | Technology | 2021-22 | 2022-23 | 2023-24 | 2024-25 | 2025-26 | 2026-27 | 2027-28 | 2028-29 | 2029-30 | 2030-31 | 2031-32 | 2032-33 | 2033-34 | 2034-35 | 2035-36 | 2036-37 | 2037-38 | 2038-39 | 2039-40 | 2040-41 | 2041-42
QLD1 | Black Coal | 650162.3457 | 607641.3307 | 605744.3656 | 553767.8301 | 516096.3603 | 469262.4857 | 425484.1393 | 384635.1904 | 299343.2941 | 272534.0809 | 243961.237 | 261780.9998 | 243227.7998 | 226395.3077 | 192732.9287 | 181902.8268 | 169819.2655 | 160359.074 | 144692.3473 | 131034.7904 | 121475.6014
QLD1 | Brown Coal | 0 | 0 | 0 | 0 | 0 | 0 | 0 | 0 | 0 | 0 | 0 | 0 | 0 | 0 | 0 | 0 | 0 | 0 | 0 | 0 | 0
QLD1 | CCGT | 58206.1552 | 54233.6847 | 56056.5148 | 50986.1877 | 47136.4926 | 43728.3624 | 40516.7069 | 37635.0173 | 34790.6724 | 32300.2215 | 29931.7358 | 27769.9635 | 25740.4012 | 23861.9056 | 22092.7469 | 19604.7896 | 21036.9199 | 18797.767 | 17290.8515 | 14296.9664 | 17580.6923
QLD1 | Gas - Steam | 1983.8525 | 1870.5461 | 3525.9975 | 3339.2122 | 3061.4548 | 2856.4915 | 2637.7208 | 2460.4838 | 2255.0992 | 2083.5521 | 1931.2946 | 1815.3128 | 1687.6598 | 1562.9318 | 1435.4919 | 1329.3419 | 1235.1375 | 1150.1252 | 1072.4498 | 985.1219 | 906.0559
QLD1 | OCGT / Diesel | 0.00017488 | 0.00017418 | 0.00017611 | 0.00017538 | 0.00017534 | 0.0001754 | 0.0001749 | 22.9103 | 0.00017024 | 0.00016875 | 0.00017029 | 0.0001729 | 0.00017176 | 0.00011267 | 49.6773 | 70.4581 | 575.0567 | 205.8639 | 325.3545 | 285.1441 | 281.0367
QLD1 | Hydro | 0 | 0 | 0 | 0 | 0 | 0 | 0 | 0 | 0 | 0 | 0 | 0 | 0 | 0 | 0 | 0 | 0 | 0 | 0 | 0 | 0
QLD1 | Wind | 0 | 0 | 0 | 0 | 0 | 0 | 0 | 0 | 0 | 0 | 0 | 0 | 0 | 0 | 0 | 0 | 0 | 0 | 0 | 0 | 0
QLD1 | Solar PV | 0 | 0 | 0 | 0 | 0 | 0 | 0 | 0 | 0 | 0 | 0 | 0 | 0 | 0 | 0 | 0 | 0 | 0 | 0 | 0 | 0
QLD1 | LS Battery | 0 | 0 | 0 | 0 | 0 | 0 | 0 | 0 | 0 | 0 | 0 | 0 | 0 | 0 | 0 | 0 | 0 | 0 | 0 | 0 | 0
QLD1 | Pumped Hydro | 0 | 0 | 0 | 0 | 0 | 0 | 0 | 0 | 0 | 0 | 0 | 0 | 0 | 0 | 0 | 0 | 0 | 0 | 0 | 0 | 0
QLD1 | VPP | 0 | 0 | 0 | 0 | 0 | 0 | 0 | 0 | 0 | 0 | 0 | 0 | 0 | 0 | 0 | 0 | 0 | 0 | 0 | 0 | 0
Total excluding storage |  | 710352.3536 | 663745.5617 | 665326.878 | 608093.2301 | 566294.3079 | 515847.3398 | 468638.5671 | 424753.6018 | 336389.0659 | 306917.8547 | 275824.2676 | 291366.2762 | 270655.861 | 251820.1452 | 216310.8448 | 202907.4164 | 192666.3796 | 180512.8302 | 163381.003 | 146602.0228 | 140243.3863
Region | Technology | 2021-22 | 2022-23 | 2023-24 | 2024-25 | 2025-26 | 2026-27 | 2027-28 | 2028-29 | 2029-30 | 2030-31 | 2031-32 | 2032-33 | 2033-34 | 2034-35 | 2035-36 | 2036-37 | 2037-38 | 2038-39 | 2039-40 | 2040-41 | 2041-42
VIC1 | Black Coal | 0 | 0 | 0 | 0 | 0 | 0 | 0 | 0 | 0 | 0 | 0 | 0 | 0 | 0 | 0 | 0 | 0 | 0 | 0 | 0 | 0
VIC1 | Brown Coal | 178957.3422 | 153395.504 | 156480.4477 | 150728.4224 | 135867.6391 | 123424.7414 | 94064.4642 | 88219.9638 | 80171.0933 | 72301.0684 | 62603.1222 | 57098.5427 | 51681.6836 | 48220.3657 | 43943.8544 | 42108.049 | 39178.3916 | 37351.944 | 33972.6845 | 32131.9404 | 31778.2127
VIC1 | CCGT | 5.3267e-05 | 5.2495e-05 | 5.3739e-05 | 5.6794e-05 | 5.4317e-05 | 5.4224e-05 | 5.4049e-05 | 5.4272e-05 | 5.5023e-05 | 5.5161e-05 | 5.9838e-05 | 0.00011029 | 0.00011664 | 0.00010981 | 0.00011748 | 0.00011125 | 0.00014731 | 0.00014323 | 0.00018113 | 0.00015653 | 0.00015631
VIC1 | Gas - Steam | 156.0713 | 160.6373 | 440.0376 | 3.1062e-05 | 2.93e-05 | 26.8717 | 17.4367 | 58.1758 | 55.2308 | 2.9521e-05 | 3.1053e-05 | 69.1067 | 5.3024e-05 | 4.0169e-05 | 118.5624 | 80.6769 | 257.67 | 183.111 | 0 | 0 | 0
VIC1 | OCGT / Diesel | 127.9098 | 9.445 | 441.5097 | 0.00019731 | 0.00018714 | 0.00018741 | 0.00018861 | 18.3242 | 3.9822 | 0.00019484 | 0.00021186 | 15.8259 | 0.00035432 | 0.00024691 | 106.4469 | 79.9436 | 581.4309 | 1065.4262 | 1928.8082 | 245.1603 | 231.7594
VIC1 | Hydro | 0 | 0 | 0 | 0 | 0 | 0 | 0 | 0 | 0 | 0 | 0 | 0 | 0 | 0 | 0 | 0 | 0 | 0 | 0 | 0 | 0
VIC1 | Wind | 0 | 0 | 0 | 0 | 0 | 0 | 0 | 0 | 0 | 0 | 0 | 0 | 0 | 0 | 0 | 0 | 0 | 0 | 0 | 0 | 0
VIC1 | Solar PV | 0 | 0 | 0 | 0 | 0 | 0 | 0 | 0 | 0 | 0 | 0 | 0 | 0 | 0 | 0 | 0 | 0 | 0 | 0 | 0 | 0
VIC1 | LS Battery | 0 | 0 | 0 | 0 | 0 | 0 | 0 | 0 | 0 | 0 | 0 | 0 | 0 | 0 | 0 | 0 | 0 | 0 | 0 | 0 | 0
VIC1 | Pumped Hydro | 0 | 0 | 0 | 0 | 0 | 0 | 0 | 0 | 0 | 0 | 0 | 0 | 0 | 0 | 0 | 0 | 0 | 0 | 0 | 0 | 0
VIC1 | VPP | 0 | 0 | 0 | 0 | 0 | 0 | 0 | 0 | 0 | 0 | 0 | 0 | 0 | 0 | 0 | 0 | 0 | 0 | 0 | 0 | 0
Total excluding storage |  | 179241.3233 | 153565.5863 | 157361.9951 | 150728.4226 | 135867.6394 | 123451.6133 | 94081.9011 | 88296.4638 | 80230.3063 | 72301.0687 | 62603.1225 | 57183.4754 | 51681.6841 | 48220.3661 | 44168.8639 | 42268.6696 | 40017.4926 | 38600.4813 | 35901.4929 | 32377.1008 | 32009.9722
Region | Technology | 2021-22 | 2022-23 | 2023-24 | 2024-25 | 2025-26 | 2026-27 | 2027-28 | 2028-29 | 2029-30 | 2030-31 | 2031-32 | 2032-33 | 2033-34 | 2034-35 | 2035-36 | 2036-37 | 2037-38 | 2038-39 | 2039-40 | 2040-41 | 2041-42
SA1 | Black Coal | 0 | 0 | 0 | 0 | 0 | 0 | 0 | 0 | 0 | 0 | 0 | 0 | 0 | 0 | 0 | 0 | 0 | 0 | 0 | 0 | 0
SA1 | Brown Coal | 0 | 0 | 0 | 0 | 0 | 0 | 0 | 0 | 0 | 0 | 0 | 0 | 0 | 0 | 0 | 0 | 0 | 0 | 0 | 0 | 0
SA1 | CCGT | 57339.9541 | 52969.1981 | 24352.1313 | 19572.4401 | 17968.6841 | 16644.3591 | 15448.2781 | 14382.6691 | 13352.2101 | 12334.5511 | 11379.8091 | 10546.4391 | 9870.0861 | 9016.1851 | 8372.9826 | 7758.7441 | 0.00013581 | 0.00013232 | 0.00012808 | 0.00013021 | 0.00013171
SA1 | Gas - Steam | 79446.695 | 58256.2485 | 52092.0925 | 5300.908 | 4833.44 | 4476.227 | 4135.8258 | 3871.598 | 3595.4398 | 3335.2448 | 3074.1985 | 2814.5772 | 2680.418 | 2413.0278 | 0 | 0 | 0 | 0 | 0 | 0 | 0
SA1 | OCGT / Diesel | 988.3056 | 1305.6713 | 3107.2723 | 3.8014 | 0.00031205 | 41.7042 | 36.9991 | 43.543 | 40.5321 | 0.00019428 | 3.1799 | 77.2996 | 5.8935 | 18.2615 | 400.9856 | 302.1718 | 647.5413 | 682.8227 | 1027.5197 | 373.8531 | 515.0801
SA1 | Hydro | 0 | 0 | 0 | 0 | 0 | 0 | 0 | 0 | 0 | 0 | 0 | 0 | 0 | 0 | 0 | 0 | 0 | 0 | 0 | 0 | 0
SA1 | Wind | 0 | 0 | 0 | 0 | 0 | 0 | 0 | 0 | 0 | 0 | 0 | 0 | 0 | 0 | 0 | 0 | 0 | 0 | 0 | 0 | 0
SA1 | Solar PV | 0 | 0 | 0 | 0 | 0 | 0 | 0 | 0 | 0 | 0 | 0 | 0 | 0 | 0 | 0 | 0 | 0 | 0 | 0 | 0 | 0
SA1 | LS Battery | 0 | 0 | 0 | 0 | 0 | 0 | 0 | 0 | 0 | 0 | 0 | 0 | 0 | 0 | 0 | 0 | 0 | 0 | 0 | 0 | 0
SA1 | Pumped Hydro | 0 | 0 | 0 | 0 | 0 | 0 | 0 | 0 | 0 | 0 | 0 | 0 | 0 | 0 | 0 | 0 | 0 | 0 | 0 | 0 | 0
SA1 | VPP | 0 | 0 | 0 | 0 | 0 | 0 | 0 | 0 | 0 | 0 | 0 | 0 | 0 | 0 | 0 | 0 | 0 | 0 | 0 | 0 | 0
Total excluding storage |  | 137774.9546 | 112531.1178 | 79551.4961 | 24877.1495 | 22802.1244 | 21162.2902 | 19621.103 | 18297.8101 | 16988.182 | 15669.7961 | 14457.1874 | 13438.3158 | 12556.3976 | 11447.4743 | 8773.9682 | 8060.9159 | 647.5414 | 682.8228 | 1027.5198 | 373.8532 | 515.0803
Region | Technology | 2021-22 | 2022-23 | 2023-24 | 2024-25 | 2025-26 | 2026-27 | 2027-28 | 2028-29 | 2029-30 | 2030-31 | 2031-32 | 2032-33 | 2033-34 | 2034-35 | 2035-36 | 2036-37 | 2037-38 | 2038-39 | 2039-40 | 2040-41 | 2041-42
TAS1 | Black Coal | 0 | 0 | 0 | 0 | 0 | 0 | 0 | 0 | 0 | 0 | 0 | 0 | 0 | 0 | 0 | 0 | 0 | 0 | 0 | 0 | 0
TAS1 | Brown Coal | 0 | 0 | 0 | 0 | 0 | 0 | 0 | 0 | 0 | 0 | 0 | 0 | 0 | 0 | 0 | 0 | 0 | 0 | 0 | 0 | 0
TAS1 | CCGT | 8.458e-05 | 8.2955e-05 | 8.4642e-05 | 8.4745e-05 | 8.2427e-05 | 8.1444e-05 | 8.2676e-05 | 8.296e-05 | 8.337e-05 | 8.3922e-05 | 1.8265 | 10.1555 | 4.7717 | 9.529 | 35.7628 | 77.0099 | 113.5515 | 398.3995 | 2810.3786 | 42.3865 | 1466.6646
TAS1 | Gas - Steam | 0 | 0 | 0 | 0 | 0 | 0 | 0 | 0 | 0 | 0 | 0 | 0 | 0 | 0 | 0 | 0 | 0 | 0 | 0 | 0 | 0
TAS1 | OCGT / Diesel | 7.7274e-05 | 7.5138e-05 | 7.6203e-05 | 7.6882e-05 | 7.3931e-05 | 7.4954e-05 | 7.5645e-05 | 7.4782e-05 | 7.4052e-05 | 7.6628e-05 | 7.7337e-05 | 8.127e-05 | 8.1812e-05 | 8.18e-05 | 8.4633e-05 | 8.6496e-05 | 25.6214 | 0.00010112 | 0.00011038 | 2.8054 | 8.962
TAS1 | Hydro | 0 | 0 | 0 | 0 | 0 | 0 | 0 | 0 | 0 | 0 | 0 | 0 | 0 | 0 | 0 | 0 | 0 | 0 | 0 | 0 | 0
TAS1 | Wind | 0 | 0 | 0 | 0 | 0 | 0 | 0 | 0 | 0 | 0 | 0 | 0 | 0 | 0 | 0 | 0 | 0 | 0 | 0 | 0 | 0
TAS1 | Solar PV | 0 | 0 | 0 | 0 | 0 | 0 | 0 | 0 | 0 | 0 | 0 | 0 | 0 | 0 | 0 | 0 | 0 | 0 | 0 | 0 | 0
TAS1 | LS Battery | 0 | 0 | 0 | 0 | 0 | 0 | 0 | 0 | 0 | 0 | 0 | 0 | 0 | 0 | 0 | 0 | 0 | 0 | 0 | 0 | 0
TAS1 | Pumped Hydro | 0 | 0 | 0 | 0 | 0 | 0 | 0 | 0 | 0 | 0 | 0 | 0 | 0 | 0 | 0 | 0 | 0 | 0 | 0 | 0 | 0
TAS1 | VPP | 0 | 0 | 0 | 0 | 0 | 0 | 0 | 0 | 0 | 0 | 0 | 0 | 0 | 0 | 0 | 0 | 0 | 0 | 0 | 0 | 0
Total excluding storage |  | 0.00016185 | 0.00015809 | 0.00016085 | 0.00016163 | 0.00015636 | 0.0001564 | 0.00015832 | 0.00015774 | 0.00015742 | 0.00016055 | 1.8266 | 10.1555 | 4.7718 | 9.5291 | 35.7629 | 77.01 | 139.1729 | 398.3996 | 2810.3787 | 45.1919 | 1475.6266
Explicitly modelled pumping
Region | Technology | 2021-22 | 2022-23 | 2023-24 | 2024-25 | 2025-26 | 2026-27 | 2027-28 | 2028-29 | 2029-30 | 2030-31 | 2031-32 | 2032-33 | 2033-34 | 2034-35 | 2035-36 | 2036-37 | 2037-38 | 2038-39 | 2039-40 | 2040-41 | 2041-42
NEM | LS Battery pump | 0 | 0 | 0 | 0 | 0 | 0 | 0 | 0 | 0 | 0 | 0 | 0 | 0 | 0 | 0 | 0 | 0 | 0 | 0 | 0 | 0
NEM | Pumped Hydro Pump | 0 | 0 | 0 | 0 | 0 | 0 | 0 | 0 | 0 | 0 | 0 | 0 | 0 | 0 | 0 | 0 | 0 | 0 | 0 | 0 | 0
NEM | VPP pump | 0 | 0 | 0 | 0 | 0 | 0 | 0 | 0 | 0 | 0 | 0 | 0 | 0 | 0 | 0 | 0 | 0 | 0 | 0 | 0 | 0
Region | Technology | 2021-22 | 2022-23 | 2023-24 | 2024-25 | 2025-26 | 2026-27 | 2027-28 | 2028-29 | 2029-30 | 2030-31 | 2031-32 | 2032-33 | 2033-34 | 2034-35 | 2035-36 | 2036-37 | 2037-38 | 2038-39 | 2039-40 | 2040-41 | 2041-42
NSW1 | LS Battery pump | 0 | 0 | 0 | 0 | 0 | 0 | 0 | 0 | 0 | 0 | 0 | 0 | 0 | 0 | 0 | 0 | 0 | 0 | 0 | 0 | 0
NSW1 | Pumped Hydro Pump | 0 | 0 | 0 | 0 | 0 | 0 | 0 | 0 | 0 | 0 | 0 | 0 | 0 | 0 | 0 | 0 | 0 | 0 | 0 | 0 | 0
NSW1 | VPP pump | 0 | 0 | 0 | 0 | 0 | 0 | 0 | 0 | 0 | 0 | 0 | 0 | 0 | 0 | 0 | 0 | 0 | 0 | 0 | 0 | 0
Region | Technology | 2021-22 | 2022-23 | 2023-24 | 2024-25 | 2025-26 | 2026-27 | 2027-28 | 2028-29 | 2029-30 | 2030-31 | 2031-32 | 2032-33 | 2033-34 | 2034-35 | 2035-36 | 2036-37 | 2037-38 | 2038-39 | 2039-40 | 2040-41 | 2041-42
QLD1 | LS Battery pump | 0 | 0 | 0 | 0 | 0 | 0 | 0 | 0 | 0 | 0 | 0 | 0 | 0 | 0 | 0 | 0 | 0 | 0 | 0 | 0 | 0
QLD1 | Pumped Hydro Pump | 0 | 0 | 0 | 0 | 0 | 0 | 0 | 0 | 0 | 0 | 0 | 0 | 0 | 0 | 0 | 0 | 0 | 0 | 0 | 0 | 0
QLD1 | VPP pump | 0 | 0 | 0 | 0 | 0 | 0 | 0 | 0 | 0 | 0 | 0 | 0 | 0 | 0 | 0 | 0 | 0 | 0 | 0 | 0 | 0
Region | Technology | 2021-22 | 2022-23 | 2023-24 | 2024-25 | 2025-26 | 2026-27 | 2027-28 | 2028-29 | 2029-30 | 2030-31 | 2031-32 | 2032-33 | 2033-34 | 2034-35 | 2035-36 | 2036-37 | 2037-38 | 2038-39 | 2039-40 | 2040-41 | 2041-42
VIC1 | LS Battery pump | 0 | 0 | 0 | 0 | 0 | 0 | 0 | 0 | 0 | 0 | 0 | 0 | 0 | 0 | 0 | 0 | 0 | 0 | 0 | 0 | 0
VIC1 | Pumped Hydro Pump | 0 | 0 | 0 | 0 | 0 | 0 | 0 | 0 | 0 | 0 | 0 | 0 | 0 | 0 | 0 | 0 | 0 | 0 | 0 | 0 | 0
VIC1 | VPP pump | 0 | 0 | 0 | 0 | 0 | 0 | 0 | 0 | 0 | 0 | 0 | 0 | 0 | 0 | 0 | 0 | 0 | 0 | 0 | 0 | 0
Region | Technology | 2021-22 | 2022-23 | 2023-24 | 2024-25 | 2025-26 | 2026-27 | 2027-28 | 2028-29 | 2029-30 | 2030-31 | 2031-32 | 2032-33 | 2033-34 | 2034-35 | 2035-36 | 2036-37 | 2037-38 | 2038-39 | 2039-40 | 2040-41 | 2041-42
SA1 | LS Battery pump | 0 | 0 | 0 | 0 | 0 | 0 | 0 | 0 | 0 | 0 | 0 | 0 | 0 | 0 | 0 | 0 | 0 | 0 | 0 | 0 | 0
SA1 | Pumped Hydro Pump | 0 | 0 | 0 | 0 | 0 | 0 | 0 | 0 | 0 | 0 | 0 | 0 | 0 | 0 | 0 | 0 | 0 | 0 | 0 | 0 | 0
SA1 | VPP pump | 0 | 0 | 0 | 0 | 0 | 0 | 0 | 0 | 0 | 0 | 0 | 0 | 0 | 0 | 0 | 0 | 0 | 0 | 0 | 0 | 0
Region | Technology | 2021-22 | 2022-23 | 2023-24 | 2024-25 | 2025-26 | 2026-27 | 2027-28 | 2028-29 | 2029-30 | 2030-31 | 2031-32 | 2032-33 | 2033-34 | 2034-35 | 2035-36 | 2036-37 | 2037-38 | 2038-39 | 2039-40 | 2040-41 | 2041-42
TAS1 | LS Battery pump | 0 | 0 | 0 | 0 | 0 | 0 | 0 | 0 | 0 | 0 | 0 | 0 | 0 | 0 | 0 | 0 | 0 | 0 | 0 | 0 | 0
TAS1 | Pumped Hydro Pump | 0 | 0 | 0 | 0 | 0 | 0 | 0 | 0 | 0 | 0 | 0 | 0 | 0 | 0 | 0 | 0 | 0 | 0 | 0 | 0 | 0
TAS1 | VPP pump | 0 | 0 | 0 | 0 | 0 | 0 | 0 | 0 | 0 | 0 | 0 | 0 | 0 | 0 | 0 | 0 | 0 | 0 | 0 | 0 | 0
Ernst & Young’s liability is limited by a scheme approved under Professional Standards Legislation

## M27_30_Build Cost
New generation build cost (CAPEX) by technology ($000s) - Marinus 1500MW M27_30, Slow Change Scenario
CAPEX (Install) | Real June 2019 dollars discounted to 1 July 2019. The total capital costs are annualised for modelling purposes.
Explicitly modelled generation
Region | Technology | 2021-22 | 2022-23 | 2023-24 | 2024-25 | 2025-26 | 2026-27 | 2027-28 | 2028-29 | 2029-30 | 2030-31 | 2031-32 | 2032-33 | 2033-34 | 2034-35 | 2035-36 | 2036-37 | 2037-38 | 2038-39 | 2039-40 | 2040-41 | 2041-42
NEM | Black Coal | 0 | 0 | 0 | 0 | 0 | 0 | 0 | 0 | 0 | 0 | 0 | 0 | 0 | 0 | 0 | 0 | 0 | 0 | 0 | 0 | 0
NEM | Brown Coal | 0 | 0 | 0 | 0 | 0 | 0 | 0 | 0 | 0 | 0 | 0 | 0 | 0 | 0 | 0 | 0 | 0 | 0 | 0 | 0 | 0
NEM | CCGT | 0.00014822 | 0.00013737 | 0.00012765 | 0.00011796 | 0.00010933 | 0.00010132 | 9.4152e-05 | 8.7011e-05 | 8.0641e-05 | 7.4737e-05 | 6.9447e-05 | 9.9584e-05 | 0.00010141 | 9.3989e-05 | 0.00011011 | 0.00014021 | 0.00019953 | 0.00018921 | 0.00020203 | 0.00022416 | 0.00020775
NEM | Gas - Steam | 0 | 0 | 0 | 0 | 0 | 0 | 0 | 0 | 0 | 0 | 0 | 0 | 0 | 0 | 0 | 0 | 0 | 0 | 0 | 0 | 0
NEM | OCGT / Diesel | 0.00014743 | 0.00013663 | 0.00012696 | 0.00011733 | 0.00010874 | 0.00010078 | 9.3648e-05 | 8.6545e-05 | 8.0209e-05 | 7.4336e-05 | 6.9075e-05 | 6.3836e-05 | 6.6461e-05 | 6.1595e-05 | 0.00010924 | 0.00021436 | 0.00033722 | 0.00031253 | 0.00029041 | 3734.2545 | 3460.8476
NEM | Hydro | 0 | 0 | 0 | 0 | 0 | 0 | 0 | 0 | 0 | 0 | 0 | 0 | 0 | 0 | 0 | 0 | 0 | 0 | 0 | 0 | 0
NEM | Wind | 0.0022655 | 0.0020996 | 18012.462 | 33202.7959 | 46033.3407 | 56692.6635 | 65626.5305 | 72371.3837 | 77882.1378 | 82110.8775 | 85481.0634 | 87339.7774 | 88246.2287 | 88798.9397 | 88996.8324 | 90025.196 | 89153.7984 | 87622.6097 | 91996.6257 | 105581.0766 | 97850.8584
NEM | Solar PV | 0.00045487 | 0.00042156 | 0.00040088 | 0.00040731 | 0.00067561 | 0.00066137 | 0.00068044 | 0.00062884 | 0.0005828 | 0.00084835 | 0.0021532 | 0.002075 | 413.7918 | 383.4956 | 356.3546 | 8082.9097 | 16058.192 | 31123.3898 | 42752.7921 | 48869.1757 | 45920.7204
NEM | LS Battery | 0.00094077 | 0.00087189 | 0.00081018 | 0.00074874 | 0.00069392 | 0.00083219 | 0.00097046 | 0.0010003 | 0.00092702 | 0.0014034 | 0.00086325 | 0.00079777 | 0.00073937 | 0.00068523 | 3228.8484 | 15392.8247 | 26772.5167 | 24812.3416 | 23056.2829 | 67175.5372 | 62257.2168
NEM | Pumped Hydro | 0 | 0 | 0.0010316 | 0.00095339 | 0.00089588 | 0.00086032 | 0.00080946 | 0.00077022 | 0.00078841 | 0.00080598 | 0.00085105 | 2354.4559 | 4211.6273 | 3903.2691 | 4599.3945 | 4250.5567 | 18870.1508 | 17488.5549 | 16250.827 | 15018.2932 | 13918.715
NEM | VPP | 0 | 0 | 0 | 0 | 0 | 0 | 0 | 0 | 0 | 0 | 0 | 0 | 0 | 0 | 0 | 0 | 0 | 0 | 0 | 0 | 0
Total excluding storage |  | 0.003016 | 0.0027952 | 18012.4626 | 33202.7965 | 46033.3416 | 56692.6644 | 65626.5314 | 72371.3845 | 77882.1385 | 82110.8785 | 85481.0657 | 87339.7796 | 88660.0206 | 89182.4355 | 89353.1872 | 98108.106 | 105211.991 | 118746 | 134749.4183 | 158184.507 | 147232.4266
Region | Technology | 2021-22 | 2022-23 | 2023-24 | 2024-25 | 2025-26 | 2026-27 | 2027-28 | 2028-29 | 2029-30 | 2030-31 | 2031-32 | 2032-33 | 2033-34 | 2034-35 | 2035-36 | 2036-37 | 2037-38 | 2038-39 | 2039-40 | 2040-41 | 2041-42
NSW1 | Black Coal | 0 | 0 | 0 | 0 | 0 | 0 | 0 | 0 | 0 | 0 | 0 | 0 | 0 | 0 | 0 | 0 | 0 | 0 | 0 | 0 | 0
NSW1 | Brown Coal | 0 | 0 | 0 | 0 | 0 | 0 | 0 | 0 | 0 | 0 | 0 | 0 | 0 | 0 | 0 | 0 | 0 | 0 | 0 | 0 | 0
NSW1 | CCGT | 3.112e-05 | 2.8842e-05 | 2.6801e-05 | 2.4768e-05 | 2.2955e-05 | 2.1274e-05 | 1.9768e-05 | 1.8269e-05 | 1.6931e-05 | 1.5692e-05 | 1.4581e-05 | 1.3475e-05 | 1.2489e-05 | 1.1574e-05 | 1.0755e-05 | 4.0653e-05 | 3.7677e-05 | 3.4918e-05 | 3.2447e-05 | 4.3933e-05 | 4.0717e-05
NSW1 | Gas - Steam | 0 | 0 | 0 | 0 | 0 | 0 | 0 | 0 | 0 | 0 | 0 | 0 | 0 | 0 | 0 | 0 | 0 | 0 | 0 | 0 | 0
NSW1 | OCGT / Diesel | 2.9509e-05 | 2.7348e-05 | 2.5413e-05 | 2.3485e-05 | 2.1766e-05 | 2.0172e-05 | 1.8744e-05 | 1.7323e-05 | 1.6055e-05 | 1.4879e-05 | 1.3826e-05 | 1.2777e-05 | 1.9141e-05 | 1.7739e-05 | 1.6484e-05 | 0.00010451 | 9.6859e-05 | 8.9768e-05 | 8.3415e-05 | 0.00020112 | 0.00018639
NSW1 | Hydro | 0 | 0 | 0 | 0 | 0 | 0 | 0 | 0 | 0 | 0 | 0 | 0 | 0 | 0 | 0 | 0 | 0 | 0 | 0 | 0 | 0
NSW1 | Wind | 0.00044257 | 0.00041016 | 0.00038113 | 0.00040256 | 0.00040475 | 0.00037512 | 0.00034857 | 0.0003581 | 0.00033188 | 0.00030758 | 0.00028581 | 0.00036604 | 0.00037054 | 0.00037236 | 0.00036449 | 1882.2548 | 2024.2192 | 1876.0141 | 1743.2418 | 15327.8432 | 14205.6007
NSW1 | Solar PV | 9.1863e-05 | 8.5137e-05 | 7.9112e-05 | 8.4092e-05 | 0.00014519 | 0.00013997 | 0.00013006 | 0.0001202 | 0.0001114 | 0.00012908 | 0.00011995 | 0.00016348 | 0.00019692 | 0.00018251 | 0.00027537 | 7753.5827 | 7185.9023 | 22900.6931 | 35112.0452 | 34281.6794 | 32401.2613
NSW1 | LS Battery | 0.00018526 | 0.00017169 | 0.00015954 | 0.00014744 | 0.00013664 | 0.00016202 | 0.00018789 | 0.0001935 | 0.00017933 | 0.00027407 | 0.00016787 | 0.00015514 | 0.00014378 | 0.00013325 | 0.00012382 | 0.0056697 | 0.0052372 | 0.0048444 | 0.0045016 | 19219.1868 | 17812.0359
NSW1 | Pumped Hydro | 0 | 0 | 0.00028378 | 0.00026226 | 0.00024306 | 0.00022526 | 0.00020932 | 0.00019344 | 0.00020469 | 0.0002125 | 0.00022011 | 0.00021213 | 0.0002497 | 0.00023142 | 0.00021504 | 0.00055166 | 0.00051127 | 0.00047384 | 0.00044031 | 0.00067895 | 0.00062924
NSW1 | VPP | 0 | 0 | 0 | 0 | 0 | 0 | 0 | 0 | 0 | 0 | 0 | 0 | 0 | 0 | 0 | 0 | 0 | 0 | 0 | 0 | 0
Total excluding storage |  | 0.00059506 | 0.00055149 | 0.00051246 | 0.0005349 | 0.00059466 | 0.00055653 | 0.00051714 | 0.00051389 | 0.00047626 | 0.00046724 | 0.00043417 | 0.00055578 | 0.00059909 | 0.00058418 | 0.0006671 | 9635.8376 | 9210.1216 | 24776.7072 | 36855.2872 | 49609.5229 | 46606.8623
Region | Technology | 2021-22 | 2022-23 | 2023-24 | 2024-25 | 2025-26 | 2026-27 | 2027-28 | 2028-29 | 2029-30 | 2030-31 | 2031-32 | 2032-33 | 2033-34 | 2034-35 | 2035-36 | 2036-37 | 2037-38 | 2038-39 | 2039-40 | 2040-41 | 2041-42
QLD1 | Black Coal | 0 | 0 | 0 | 0 | 0 | 0 | 0 | 0 | 0 | 0 | 0 | 0 | 0 | 0 | 0 | 0 | 0 | 0 | 0 | 0 | 0
QLD1 | Brown Coal | 0 | 0 | 0 | 0 | 0 | 0 | 0 | 0 | 0 | 0 | 0 | 0 | 0 | 0 | 0 | 0 | 0 | 0 | 0 | 0 | 0
QLD1 | CCGT | 3.3242e-05 | 3.0809e-05 | 2.8628e-05 | 2.6457e-05 | 2.452e-05 | 2.2725e-05 | 2.1116e-05 | 1.9515e-05 | 1.8086e-05 | 1.6762e-05 | 1.5575e-05 | 1.4394e-05 | 1.334e-05 | 1.2364e-05 | 1.1489e-05 | 1.0617e-05 | 2.3289e-05 | 2.587e-05 | 2.4039e-05 | 3.2525e-05 | 3.0144e-05
QLD1 | Gas - Steam | 0 | 0 | 0 | 0 | 0 | 0 | 0 | 0 | 0 | 0 | 0 | 0 | 0 | 0 | 0 | 0 | 0 | 0 | 0 | 0 | 0
QLD1 | OCGT / Diesel | 2.9862e-05 | 2.7676e-05 | 2.5717e-05 | 2.3766e-05 | 2.2026e-05 | 2.0414e-05 | 1.8969e-05 | 1.753e-05 | 1.6247e-05 | 1.5057e-05 | 1.3992e-05 | 1.293e-05 | 1.1984e-05 | 1.1106e-05 | 1.032e-05 | 9.5375e-06 | 2.6635e-05 | 2.4685e-05 | 2.2938e-05 | 5.5551e-05 | 5.1484e-05
QLD1 | Hydro | 0 | 0 | 0 | 0 | 0 | 0 | 0 | 0 | 0 | 0 | 0 | 0 | 0 | 0 | 0 | 0 | 0 | 0 | 0 | 0 | 0
QLD1 | Wind | 0.00064225 | 0.00059523 | 0.0005531 | 0.00051115 | 0.00047373 | 0.00043904 | 0.00040797 | 0.00049491 | 0.00045868 | 0.00042509 | 0.00039501 | 0.00041277 | 0.00038255 | 0.00044404 | 0.0004614 | 0.00060967 | 0.0010738 | 0.0024682 | 5848.316 | 5404.7546 | 5009.0404
QLD1 | Solar PV | 0.00016146 | 0.00014964 | 0.00013905 | 0.0001285 | 0.00019515 | 0.00018086 | 0.00016806 | 0.00015531 | 0.00014394 | 0.00016125 | 0.00014984 | 0.00014903 | 0.0001736 | 0.00016089 | 0.00022014 | 0.00022149 | 0.0002413 | 0.00024984 | 0.00025808 | 0.00027769 | 0.00033241
QLD1 | LS Battery | 0.00018341 | 0.00016998 | 0.00015795 | 0.00014597 | 0.00013528 | 0.00016249 | 0.00018864 | 0.00019565 | 0.00018133 | 0.00027258 | 0.00016735 | 0.00015466 | 0.00014334 | 0.00013284 | 0.00013093 | 0.00012385 | 0.00032907 | 0.00034059 | 0.00031648 | 786.6979 | 729.0991
QLD1 | Pumped Hydro | 0 | 0 | 0.0001437 | 0.0001328 | 0.00012308 | 0.00011406 | 0.00010599 | 9.7952e-05 | 0.00010406 | 0.00010859 | 0.00011231 | 0.00011457 | 0.00011667 | 0.00011944 | 0.00012373 | 0.0001297 | 0.000195 | 0.00021027 | 0.00021392 | 0.00028031 | 0.00025978
QLD1 | VPP | 0 | 0 | 0 | 0 | 0 | 0 | 0 | 0 | 0 | 0 | 0 | 0 | 0 | 0 | 0 | 0 | 0 | 0 | 0 | 0 | 0
Total excluding storage |  | 0.00086682 | 0.00080335 | 0.0007465 | 0.00068988 | 0.00071542 | 0.00066304 | 0.00061612 | 0.00068727 | 0.00063695 | 0.00061816 | 0.00057441 | 0.00058913 | 0.00058147 | 0.0006284 | 0.00070335 | 0.00085131 | 0.001365 | 0.0027686 | 5848.3163 | 5404.755 | 5009.0408
Region | Technology | 2021-22 | 2022-23 | 2023-24 | 2024-25 | 2025-26 | 2026-27 | 2027-28 | 2028-29 | 2029-30 | 2030-31 | 2031-32 | 2032-33 | 2033-34 | 2034-35 | 2035-36 | 2036-37 | 2037-38 | 2038-39 | 2039-40 | 2040-41 | 2041-42
VIC1 | Black Coal | 0 | 0 | 0 | 0 | 0 | 0 | 0 | 0 | 0 | 0 | 0 | 0 | 0 | 0 | 0 | 0 | 0 | 0 | 0 | 0 | 0
VIC1 | Brown Coal | 0 | 0 | 0 | 0 | 0 | 0 | 0 | 0 | 0 | 0 | 0 | 0 | 0 | 0 | 0 | 0 | 0 | 0 | 0 | 0 | 0
VIC1 | CCGT | 2.8877e-05 | 2.6763e-05 | 2.4869e-05 | 2.2982e-05 | 2.13e-05 | 1.974e-05 | 1.8343e-05 | 1.6952e-05 | 1.5711e-05 | 1.4561e-05 | 1.353e-05 | 4.7908e-05 | 5.3521e-05 | 4.9603e-05 | 5.553e-05 | 5.1318e-05 | 7.6472e-05 | 7.0873e-05 | 9.2068e-05 | 8.5085e-05 | 7.8856e-05
VIC1 | Gas - Steam | 0 | 0 | 0 | 0 | 0 | 0 | 0 | 0 | 0 | 0 | 0 | 0 | 0 | 0 | 0 | 0 | 0 | 0 | 0 | 0 | 0
VIC1 | OCGT / Diesel | 2.9391e-05 | 2.7239e-05 | 2.5311e-05 | 2.3392e-05 | 2.1679e-05 | 2.0092e-05 | 1.867e-05 | 1.7254e-05 | 1.5991e-05 | 1.482e-05 | 1.3771e-05 | 1.2726e-05 | 1.1795e-05 | 1.0931e-05 | 1.0157e-05 | 9.3871e-06 | 4.55e-05 | 4.2168e-05 | 3.9184e-05 | 0.00011308 | 0.0001048
VIC1 | Hydro | 0 | 0 | 0 | 0 | 0 | 0 | 0 | 0 | 0 | 0 | 0 | 0 | 0 | 0 | 0 | 0 | 0 | 0 | 0 | 0 | 0
VIC1 | Wind | 0.00030407 | 0.00028181 | 0.00026186 | 0.00027348 | 0.00025346 | 0.0002349 | 0.00021828 | 0.00021208 | 0.00019655 | 0.00018216 | 0.00016927 | 0.00018227 | 0.00016892 | 0.00017883 | 0.00016617 | 0.00020525 | 0.00032129 | 0.0003154 | 0.00033205 | 0.00041786 | 0.00038727
VIC1 | Solar PV | 3.3039e-05 | 3.062e-05 | 2.8453e-05 | 4.3277e-05 | 6.4612e-05 | 5.9882e-05 | 5.5644e-05 | 5.1423e-05 | 4.7658e-05 | 5.7812e-05 | 5.372e-05 | 4.9646e-05 | 6.0529e-05 | 5.6097e-05 | 6.7195e-05 | 6.4343e-05 | 8.4721e-05 | 8.1922e-05 | 8.5781e-05 | 0.00012117 | 0.00011827
VIC1 | LS Battery | 0.00019034 | 0.00017641 | 0.00016392 | 0.00015149 | 0.0001404 | 0.00016932 | 0.00019787 | 0.00020361 | 0.0001887 | 0.00028783 | 0.00017828 | 0.00016476 | 0.00015269 | 0.00014151 | 0.00014452 | 0.00013434 | 0.001097 | 0.001007 | 0.00093573 | 7262.2182 | 6730.5081
VIC1 | Pumped Hydro | 0 | 0 | 0.00014885 | 0.00013756 | 0.00012749 | 0.00011816 | 0.00010979 | 0.00010147 | 0.00010727 | 0.00011202 | 0.00013717 | 2354.4552 | 4211.6265 | 3903.2683 | 4599.3937 | 4250.5554 | 18870.1491 | 17488.5533 | 16250.8254 | 15018.2913 | 13918.7129
VIC1 | VPP | 0 | 0 | 0 | 0 | 0 | 0 | 0 | 0 | 0 | 0 | 0 | 0 | 0 | 0 | 0 | 0 | 0 | 0 | 0 | 0 | 0
Total excluding storage |  | 0.00039538 | 0.00036643 | 0.0003405 | 0.00036314 | 0.00036105 | 0.00033462 | 0.00031093 | 0.00029771 | 0.00027591 | 0.00026935 | 0.00025029 | 0.00029255 | 0.00029477 | 0.00029546 | 0.00029906 | 0.0003303 | 0.00052799 | 0.00051036 | 0.00054908 | 0.00073719 | 0.00068919
Region | Technology | 2021-22 | 2022-23 | 2023-24 | 2024-25 | 2025-26 | 2026-27 | 2027-28 | 2028-29 | 2029-30 | 2030-31 | 2031-32 | 2032-33 | 2033-34 | 2034-35 | 2035-36 | 2036-37 | 2037-38 | 2038-39 | 2039-40 | 2040-41 | 2041-42
SA1 | Black Coal | 0 | 0 | 0 | 0 | 0 | 0 | 0 | 0 | 0 | 0 | 0 | 0 | 0 | 0 | 0 | 0 | 0 | 0 | 0 | 0 | 0
SA1 | Brown Coal | 0 | 0 | 0 | 0 | 0 | 0 | 0 | 0 | 0 | 0 | 0 | 0 | 0 | 0 | 0 | 0 | 0 | 0 | 0 | 0 | 0
SA1 | CCGT | 2.911e-05 | 2.6979e-05 | 2.5069e-05 | 2.3168e-05 | 2.1472e-05 | 1.99e-05 | 1.8491e-05 | 1.7089e-05 | 1.5838e-05 | 1.4678e-05 | 1.3639e-05 | 1.2605e-05 | 1.1682e-05 | 1.0827e-05 | 2.3398e-05 | 2.9362e-05 | 5.4439e-05 | 5.0453e-05 | 4.6883e-05 | 5.6526e-05 | 5.2388e-05
SA1 | Gas - Steam | 0 | 0 | 0 | 0 | 0 | 0 | 0 | 0 | 0 | 0 | 0 | 0 | 0 | 0 | 0 | 0 | 0 | 0 | 0 | 0 | 0
SA1 | OCGT / Diesel | 2.9462e-05 | 2.7305e-05 | 2.5373e-05 | 2.3448e-05 | 2.1732e-05 | 2.014e-05 | 1.8715e-05 | 1.7296e-05 | 1.6029e-05 | 1.4856e-05 | 1.3804e-05 | 1.2757e-05 | 1.1823e-05 | 1.0958e-05 | 6.2184e-05 | 8.1602e-05 | 0.00015233 | 0.00014118 | 0.00013119 | 3734.2541 | 3460.8472
SA1 | Hydro | 0 | 0 | 0 | 0 | 0 | 0 | 0 | 0 | 0 | 0 | 0 | 0 | 0 | 0 | 0 | 0 | 0 | 0 | 0 | 0 | 0
SA1 | Wind | 0.00063066 | 0.00058449 | 0.00054312 | 0.00050193 | 0.00046518 | 0.00043112 | 0.00040061 | 0.00040833 | 0.00037844 | 0.00035073 | 0.00032591 | 0.00041087 | 0.00038079 | 0.00038316 | 0.00055166 | 0.00072613 | 0.001849 | 0.0024756 | 0.0023004 | 2478.1865 | 2296.7437
SA1 | Solar PV | 0.00014976 | 0.00013879 | 0.00012897 | 0.00011919 | 0.00017296 | 0.0001603 | 0.00014896 | 0.00013766 | 0.00012758 | 0.00014692 | 0.00013652 | 0.00014808 | 0.00017937 | 0.00016624 | 0.00027446 | 0.00042137 | 8567.075 | 7939.8286 | 7377.8983 | 14344.5832 | 13294.331
SA1 | LS Battery | 0.0001958 | 0.00018147 | 0.00016862 | 0.00015583 | 0.00014442 | 0.00017001 | 0.00019985 | 0.00020558 | 0.00019053 | 0.00029228 | 0.00017985 | 0.00016621 | 0.00015404 | 0.00014276 | 3228.8479 | 15392.8186 | 26772.5099 | 24812.3353 | 23056.277 | 39907.4342 | 36985.5737
SA1 | Pumped Hydro | 0 | 0 | 0.00016778 | 0.00015506 | 0.00014371 | 0.00013318 | 0.00012376 | 0.00011437 | 0.000106 | 9.8237e-05 | 9.1285e-05 | 9.8591e-05 | 9.1372e-05 | 8.4682e-05 | 0.00015099 | 0.00016031 | 0.0002198 | 0.0002037 | 0.00018929 | 0.00024355 | 0.00022572
SA1 | VPP | 0 | 0 | 0 | 0 | 0 | 0 | 0 | 0 | 0 | 0 | 0 | 0 | 0 | 0 | 0 | 0 | 0 | 0 | 0 | 0 | 0
Total excluding storage |  | 0.00083899 | 0.00077756 | 0.00072253 | 0.00066773 | 0.00068135 | 0.00063146 | 0.00058677 | 0.00058038 | 0.00053788 | 0.00052718 | 0.00048987 | 0.00058432 | 0.00058367 | 0.00057118 | 0.00091171 | 0.0012585 | 8567.0771 | 7939.8313 | 7377.9008 | 20557.0239 | 19051.922
Region | Technology | 2021-22 | 2022-23 | 2023-24 | 2024-25 | 2025-26 | 2026-27 | 2027-28 | 2028-29 | 2029-30 | 2030-31 | 2031-32 | 2032-33 | 2033-34 | 2034-35 | 2035-36 | 2036-37 | 2037-38 | 2038-39 | 2039-40 | 2040-41 | 2041-42
TAS1 | Black Coal | 0 | 0 | 0 | 0 | 0 | 0 | 0 | 0 | 0 | 0 | 0 | 0 | 0 | 0 | 0 | 0 | 0 | 0 | 0 | 0 | 0
TAS1 | Brown Coal | 0 | 0 | 0 | 0 | 0 | 0 | 0 | 0 | 0 | 0 | 0 | 0 | 0 | 0 | 0 | 0 | 0 | 0 | 0 | 0 | 0
TAS1 | CCGT | 2.587e-05 | 2.3976e-05 | 2.2279e-05 | 2.0589e-05 | 1.9082e-05 | 1.7685e-05 | 1.6433e-05 | 1.5187e-05 | 1.4075e-05 | 1.3044e-05 | 1.2121e-05 | 1.1202e-05 | 1.0382e-05 | 9.6216e-06 | 8.9407e-06 | 8.2626e-06 | 7.6576e-06 | 7.097e-06 | 6.5947e-06 | 6.0945e-06 | 5.6483e-06
TAS1 | Gas - Steam | 0 | 0 | 0 | 0 | 0 | 0 | 0 | 0 | 0 | 0 | 0 | 0 | 0 | 0 | 0 | 0 | 0 | 0 | 0 | 0 | 0
TAS1 | OCGT / Diesel | 2.9202e-05 | 2.7064e-05 | 2.5149e-05 | 2.3241e-05 | 2.154e-05 | 1.9962e-05 | 1.855e-05 | 1.7143e-05 | 1.5888e-05 | 1.4724e-05 | 1.3682e-05 | 1.2645e-05 | 1.1719e-05 | 1.0861e-05 | 1.0092e-05 | 9.3267e-06 | 1.5896e-05 | 1.4732e-05 | 1.369e-05 | 1.2651e-05 | 1.1725e-05
TAS1 | Hydro | 0 | 0 | 0 | 0 | 0 | 0 | 0 | 0 | 0 | 0 | 0 | 0 | 0 | 0 | 0 | 0 | 0 | 0 | 0 | 0 | 0
TAS1 | Wind | 0.00024594 | 0.00022793 | 18012.4603 | 33202.7942 | 46033.3391 | 56692.6621 | 65626.5292 | 72371.3823 | 77882.1364 | 82110.8762 | 85481.0623 | 87339.776 | 88246.2274 | 88798.9383 | 88996.8309 | 88142.9396 | 87129.576 | 85746.5904 | 84405.0652 | 82370.2918 | 76339.4731
TAS1 | Solar PV | 1.8749e-05 | 1.7376e-05 | 2.5295e-05 | 3.2251e-05 | 9.7689e-05 | 0.00012036 | 0.00017772 | 0.00016424 | 0.00015222 | 0.00035329 | 0.0016932 | 0.0015648 | 413.7911 | 383.495 | 356.3537 | 329.3263 | 305.2143 | 282.8678 | 262.8482 | 242.9127 | 225.1276
TAS1 | LS Battery | 0.00018596 | 0.00017234 | 0.00016015 | 0.000148 | 0.00013716 | 0.00016835 | 0.00019622 | 0.00020191 | 0.00018713 | 0.0002766 | 0.00016989 | 0.00015701 | 0.00014551 | 0.00013486 | 0.00013287 | 0.00011715 | 0.00013624 | 0.00011665 | 0.0001084 | 6.0139e-05 | 8.8752e-05
TAS1 | Pumped Hydro | 0 | 0 | 0.00028752 | 0.00026572 | 0.00025855 | 0.00026965 | 0.0002606 | 0.00026299 | 0.0002664 | 0.00027463 | 0.00029018 | 0.00033753 | 0.00034331 | 0.00035909 | 0.00038726 | 0.00042641 | 0.00074807 | 0.00072153 | 0.00075784 | 0.00070037 | 0.00095596
TAS1 | VPP | 0 | 0 | 0 | 0 | 0 | 0 | 0 | 0 | 0 | 0 | 0 | 0 | 0 | 0 | 0 | 0 | 0 | 0 | 0 | 0 | 0
Total excluding storage |  | 0.00031976 | 0.00029635 | 18012.4603 | 33202.7943 | 46033.3393 | 56692.6622 | 65626.5294 | 72371.3825 | 77882.1366 | 82110.8766 | 85481.064 | 87339.7776 | 88660.0186 | 89182.4334 | 89353.1846 | 88472.2659 | 87434.7904 | 86029.4582 | 84667.9134 | 82613.2045 | 76564.6007
Ernst & Young’s liability is limited by a scheme approved under Professional Standards Legislation

## M27_30_REHAB Cost
Rehabilitation cost by technology ($000s) - Marinus 1500MW M27_30, Slow Change Scenario
REHAB | Real June 2019 dollars discounted to 1 July 2019
Explicitly modelled generation
Region | Technology | 2021-22 | 2022-23 | 2023-24 | 2024-25 | 2025-26 | 2026-27 | 2027-28 | 2028-29 | 2029-30 | 2030-31 | 2031-32 | 2032-33 | 2033-34 | 2034-35 | 2035-36 | 2036-37 | 2037-38 | 2038-39 | 2039-40 | 2040-41 | 2041-42
NEM | Black Coal | 0 | 33884.635 | 94211.226 | 0 | 0 | 0 | 0 | 30555.6888 | 53400.6462 | 0 | 0 | 92727.8669 | 0 | 0 | 28711.2669 | 0.0018635 | 8276.9627 | 0 | 0 | 0 | 0
NEM | Brown Coal | 0 | 0 | 0 | 0 | 0 | 0 | 0 | 0 | 14159.2622 | 13124.9769 | 13032.8775 | 11947.6128 | 0 | 0 | 0 | 0 | 0 | 0 | 0 | 0 | 0
NEM | CCGT | 0 | 0 | 0 | 0 | 0 | 0 | 0 | 0 | 0 | 0 | 0 | 0 | 0 | 0 | 0 | 0 | 0 | 0 | 0 | 0 | 0
NEM | Gas - Steam | 0 | 0 | 0 | 0 | 0 | 0 | 0 | 0 | 0 | 0 | 0 | 0 | 0 | 0 | 0 | 0 | 0 | 0 | 0 | 0 | 0
NEM | OCGT / Diesel | 0 | 0 | 0 | 0 | 0 | 0 | 0 | 0 | 0 | 0 | 0 | 0 | 0 | 0 | 0 | 0 | 0 | 0 | 0 | 0 | 0
NEM | Hydro | 0 | 0 | 0 | 0 | 0 | 0 | 0 | 0 | 0 | 0 | 0 | 0 | 0 | 0 | 0 | 0 | 0 | 0 | 0 | 0 | 0
NEM | Wind | 0 | 0 | 0 | 0 | 0 | 0 | 0 | 0 | 0 | 0 | 0 | 0 | 0 | 0 | 0 | 0 | 0 | 0 | 0 | 0 | 0
NEM | Solar PV | 0 | 0 | 0 | 0 | 0 | 0 | 0 | 0 | 0 | 0 | 0 | 0 | 0 | 0 | 0 | 0 | 0 | 0 | 0 | 0 | 0
NEM | LS Battery | 0 | 0 | 0 | 0 | 0 | 0 | 0 | 0 | 0 | 0 | 0 | 0 | 0 | 0 | 0 | 0 | 0 | 0 | 0 | 0 | 0
NEM | Pumped Hydro | 0 | 0 | 0 | 0 | 0 | 0 | 0 | 0 | 0 | 0 | 0 | 0 | 0 | 0 | 0 | 0 | 0 | 0 | 0 | 0 | 0
NEM | VPP | 0 | 0 | 0 | 0 | 0 | 0 | 0 | 0 | 0 | 0 | 0 | 0 | 0 | 0 | 0 | 0 | 0 | 0 | 0 | 0 | 0
Total excluding storage |  | 0 | 33884.635 | 94211.226 | 0 | 0 | 0 | 0 | 30555.6888 | 67559.9085 | 13124.9769 | 13032.8775 | 104675.4797 | 0 | 0 | 28711.2669 | 0.0018635 | 8276.9627 | 0 | 0 | 0 | 0
Region | Technology | 2021-22 | 2022-23 | 2023-24 | 2024-25 | 2025-26 | 2026-27 | 2027-28 | 2028-29 | 2029-30 | 2030-31 | 2031-32 | 2032-33 | 2033-34 | 2034-35 | 2035-36 | 2036-37 | 2037-38 | 2038-39 | 2039-40 | 2040-41 | 2041-42
NSW1 | Black Coal | 0 | 33884.635 | 94211.226 | 0 | 0 | 0 | 0 | 0 | 53400.6462 | 0 | 0 | 92727.8669 | 0 | 0 | 0 | 0 | 0 | 0 | 0 | 0 | 0
NSW1 | Brown Coal | 0 | 0 | 0 | 0 | 0 | 0 | 0 | 0 | 0 | 0 | 0 | 0 | 0 | 0 | 0 | 0 | 0 | 0 | 0 | 0 | 0
NSW1 | CCGT | 0 | 0 | 0 | 0 | 0 | 0 | 0 | 0 | 0 | 0 | 0 | 0 | 0 | 0 | 0 | 0 | 0 | 0 | 0 | 0 | 0
NSW1 | Gas - Steam | 0 | 0 | 0 | 0 | 0 | 0 | 0 | 0 | 0 | 0 | 0 | 0 | 0 | 0 | 0 | 0 | 0 | 0 | 0 | 0 | 0
NSW1 | OCGT / Diesel | 0 | 0 | 0 | 0 | 0 | 0 | 0 | 0 | 0 | 0 | 0 | 0 | 0 | 0 | 0 | 0 | 0 | 0 | 0 | 0 | 0
NSW1 | Hydro | 0 | 0 | 0 | 0 | 0 | 0 | 0 | 0 | 0 | 0 | 0 | 0 | 0 | 0 | 0 | 0 | 0 | 0 | 0 | 0 | 0
NSW1 | Wind | 0 | 0 | 0 | 0 | 0 | 0 | 0 | 0 | 0 | 0 | 0 | 0 | 0 | 0 | 0 | 0 | 0 | 0 | 0 | 0 | 0
NSW1 | Solar PV | 0 | 0 | 0 | 0 | 0 | 0 | 0 | 0 | 0 | 0 | 0 | 0 | 0 | 0 | 0 | 0 | 0 | 0 | 0 | 0 | 0
NSW1 | LS Battery | 0 | 0 | 0 | 0 | 0 | 0 | 0 | 0 | 0 | 0 | 0 | 0 | 0 | 0 | 0 | 0 | 0 | 0 | 0 | 0 | 0
NSW1 | Pumped Hydro | 0 | 0 | 0 | 0 | 0 | 0 | 0 | 0 | 0 | 0 | 0 | 0 | 0 | 0 | 0 | 0 | 0 | 0 | 0 | 0 | 0
NSW1 | VPP | 0 | 0 | 0 | 0 | 0 | 0 | 0 | 0 | 0 | 0 | 0 | 0 | 0 | 0 | 0 | 0 | 0 | 0 | 0 | 0 | 0
Total excluding storage |  | 0 | 33884.635 | 94211.226 | 0 | 0 | 0 | 0 | 0 | 53400.6462 | 0 | 0 | 92727.8669 | 0 | 0 | 0 | 0 | 0 | 0 | 0 | 0 | 0
Region | Technology | 2021-22 | 2022-23 | 2023-24 | 2024-25 | 2025-26 | 2026-27 | 2027-28 | 2028-29 | 2029-30 | 2030-31 | 2031-32 | 2032-33 | 2033-34 | 2034-35 | 2035-36 | 2036-37 | 2037-38 | 2038-39 | 2039-40 | 2040-41 | 2041-42
QLD1 | Black Coal | 0 | 0 | 0 | 0 | 0 | 0 | 0 | 30555.6888 | 0 | 0 | 0 | 0 | 0 | 0 | 28711.2669 | 0.0018635 | 8276.9627 | 0 | 0 | 0 | 0
QLD1 | Brown Coal | 0 | 0 | 0 | 0 | 0 | 0 | 0 | 0 | 0 | 0 | 0 | 0 | 0 | 0 | 0 | 0 | 0 | 0 | 0 | 0 | 0
QLD1 | CCGT | 0 | 0 | 0 | 0 | 0 | 0 | 0 | 0 | 0 | 0 | 0 | 0 | 0 | 0 | 0 | 0 | 0 | 0 | 0 | 0 | 0
QLD1 | Gas - Steam | 0 | 0 | 0 | 0 | 0 | 0 | 0 | 0 | 0 | 0 | 0 | 0 | 0 | 0 | 0 | 0 | 0 | 0 | 0 | 0 | 0
QLD1 | OCGT / Diesel | 0 | 0 | 0 | 0 | 0 | 0 | 0 | 0 | 0 | 0 | 0 | 0 | 0 | 0 | 0 | 0 | 0 | 0 | 0 | 0 | 0
QLD1 | Hydro | 0 | 0 | 0 | 0 | 0 | 0 | 0 | 0 | 0 | 0 | 0 | 0 | 0 | 0 | 0 | 0 | 0 | 0 | 0 | 0 | 0
QLD1 | Wind | 0 | 0 | 0 | 0 | 0 | 0 | 0 | 0 | 0 | 0 | 0 | 0 | 0 | 0 | 0 | 0 | 0 | 0 | 0 | 0 | 0
QLD1 | Solar PV | 0 | 0 | 0 | 0 | 0 | 0 | 0 | 0 | 0 | 0 | 0 | 0 | 0 | 0 | 0 | 0 | 0 | 0 | 0 | 0 | 0
QLD1 | LS Battery | 0 | 0 | 0 | 0 | 0 | 0 | 0 | 0 | 0 | 0 | 0 | 0 | 0 | 0 | 0 | 0 | 0 | 0 | 0 | 0 | 0
QLD1 | Pumped Hydro | 0 | 0 | 0 | 0 | 0 | 0 | 0 | 0 | 0 | 0 | 0 | 0 | 0 | 0 | 0 | 0 | 0 | 0 | 0 | 0 | 0
QLD1 | VPP | 0 | 0 | 0 | 0 | 0 | 0 | 0 | 0 | 0 | 0 | 0 | 0 | 0 | 0 | 0 | 0 | 0 | 0 | 0 | 0 | 0
Total excluding storage |  | 0 | 0 | 0 | 0 | 0 | 0 | 0 | 30555.6888 | 0 | 0 | 0 | 0 | 0 | 0 | 28711.2669 | 0.0018635 | 8276.9627 | 0 | 0 | 0 | 0
Region | Technology | 2021-22 | 2022-23 | 2023-24 | 2024-25 | 2025-26 | 2026-27 | 2027-28 | 2028-29 | 2029-30 | 2030-31 | 2031-32 | 2032-33 | 2033-34 | 2034-35 | 2035-36 | 2036-37 | 2037-38 | 2038-39 | 2039-40 | 2040-41 | 2041-42
VIC1 | Black Coal | 0 | 0 | 0 | 0 | 0 | 0 | 0 | 0 | 0 | 0 | 0 | 0 | 0 | 0 | 0 | 0 | 0 | 0 | 0 | 0 | 0
VIC1 | Brown Coal | 0 | 0 | 0 | 0 | 0 | 0 | 0 | 0 | 14159.2622 | 13124.9769 | 13032.8775 | 11947.6128 | 0 | 0 | 0 | 0 | 0 | 0 | 0 | 0 | 0
VIC1 | CCGT | 0 | 0 | 0 | 0 | 0 | 0 | 0 | 0 | 0 | 0 | 0 | 0 | 0 | 0 | 0 | 0 | 0 | 0 | 0 | 0 | 0
VIC1 | Gas - Steam | 0 | 0 | 0 | 0 | 0 | 0 | 0 | 0 | 0 | 0 | 0 | 0 | 0 | 0 | 0 | 0 | 0 | 0 | 0 | 0 | 0
VIC1 | OCGT / Diesel | 0 | 0 | 0 | 0 | 0 | 0 | 0 | 0 | 0 | 0 | 0 | 0 | 0 | 0 | 0 | 0 | 0 | 0 | 0 | 0 | 0
VIC1 | Hydro | 0 | 0 | 0 | 0 | 0 | 0 | 0 | 0 | 0 | 0 | 0 | 0 | 0 | 0 | 0 | 0 | 0 | 0 | 0 | 0 | 0
VIC1 | Wind | 0 | 0 | 0 | 0 | 0 | 0 | 0 | 0 | 0 | 0 | 0 | 0 | 0 | 0 | 0 | 0 | 0 | 0 | 0 | 0 | 0
VIC1 | Solar PV | 0 | 0 | 0 | 0 | 0 | 0 | 0 | 0 | 0 | 0 | 0 | 0 | 0 | 0 | 0 | 0 | 0 | 0 | 0 | 0 | 0
VIC1 | LS Battery | 0 | 0 | 0 | 0 | 0 | 0 | 0 | 0 | 0 | 0 | 0 | 0 | 0 | 0 | 0 | 0 | 0 | 0 | 0 | 0 | 0
VIC1 | Pumped Hydro | 0 | 0 | 0 | 0 | 0 | 0 | 0 | 0 | 0 | 0 | 0 | 0 | 0 | 0 | 0 | 0 | 0 | 0 | 0 | 0 | 0
VIC1 | VPP | 0 | 0 | 0 | 0 | 0 | 0 | 0 | 0 | 0 | 0 | 0 | 0 | 0 | 0 | 0 | 0 | 0 | 0 | 0 | 0 | 0
Total excluding storage |  | 0 | 0 | 0 | 0 | 0 | 0 | 0 | 0 | 14159.2622 | 13124.9769 | 13032.8775 | 11947.6128 | 0 | 0 | 0 | 0 | 0 | 0 | 0 | 0 | 0
Region | Technology | 2021-22 | 2022-23 | 2023-24 | 2024-25 | 2025-26 | 2026-27 | 2027-28 | 2028-29 | 2029-30 | 2030-31 | 2031-32 | 2032-33 | 2033-34 | 2034-35 | 2035-36 | 2036-37 | 2037-38 | 2038-39 | 2039-40 | 2040-41 | 2041-42
SA1 | Black Coal | 0 | 0 | 0 | 0 | 0 | 0 | 0 | 0 | 0 | 0 | 0 | 0 | 0 | 0 | 0 | 0 | 0 | 0 | 0 | 0 | 0
SA1 | Brown Coal | 0 | 0 | 0 | 0 | 0 | 0 | 0 | 0 | 0 | 0 | 0 | 0 | 0 | 0 | 0 | 0 | 0 | 0 | 0 | 0 | 0
SA1 | CCGT | 0 | 0 | 0 | 0 | 0 | 0 | 0 | 0 | 0 | 0 | 0 | 0 | 0 | 0 | 0 | 0 | 0 | 0 | 0 | 0 | 0
SA1 | Gas - Steam | 0 | 0 | 0 | 0 | 0 | 0 | 0 | 0 | 0 | 0 | 0 | 0 | 0 | 0 | 0 | 0 | 0 | 0 | 0 | 0 | 0
SA1 | OCGT / Diesel | 0 | 0 | 0 | 0 | 0 | 0 | 0 | 0 | 0 | 0 | 0 | 0 | 0 | 0 | 0 | 0 | 0 | 0 | 0 | 0 | 0
SA1 | Hydro | 0 | 0 | 0 | 0 | 0 | 0 | 0 | 0 | 0 | 0 | 0 | 0 | 0 | 0 | 0 | 0 | 0 | 0 | 0 | 0 | 0
SA1 | Wind | 0 | 0 | 0 | 0 | 0 | 0 | 0 | 0 | 0 | 0 | 0 | 0 | 0 | 0 | 0 | 0 | 0 | 0 | 0 | 0 | 0
SA1 | Solar PV | 0 | 0 | 0 | 0 | 0 | 0 | 0 | 0 | 0 | 0 | 0 | 0 | 0 | 0 | 0 | 0 | 0 | 0 | 0 | 0 | 0
SA1 | LS Battery | 0 | 0 | 0 | 0 | 0 | 0 | 0 | 0 | 0 | 0 | 0 | 0 | 0 | 0 | 0 | 0 | 0 | 0 | 0 | 0 | 0
SA1 | Pumped Hydro | 0 | 0 | 0 | 0 | 0 | 0 | 0 | 0 | 0 | 0 | 0 | 0 | 0 | 0 | 0 | 0 | 0 | 0 | 0 | 0 | 0
SA1 | VPP | 0 | 0 | 0 | 0 | 0 | 0 | 0 | 0 | 0 | 0 | 0 | 0 | 0 | 0 | 0 | 0 | 0 | 0 | 0 | 0 | 0
Total excluding storage |  | 0 | 0 | 0 | 0 | 0 | 0 | 0 | 0 | 0 | 0 | 0 | 0 | 0 | 0 | 0 | 0 | 0 | 0 | 0 | 0 | 0
Region | Technology | 2021-22 | 2022-23 | 2023-24 | 2024-25 | 2025-26 | 2026-27 | 2027-28 | 2028-29 | 2029-30 | 2030-31 | 2031-32 | 2032-33 | 2033-34 | 2034-35 | 2035-36 | 2036-37 | 2037-38 | 2038-39 | 2039-40 | 2040-41 | 2041-42
TAS1 | Black Coal | 0 | 0 | 0 | 0 | 0 | 0 | 0 | 0 | 0 | 0 | 0 | 0 | 0 | 0 | 0 | 0 | 0 | 0 | 0 | 0 | 0
TAS1 | Brown Coal | 0 | 0 | 0 | 0 | 0 | 0 | 0 | 0 | 0 | 0 | 0 | 0 | 0 | 0 | 0 | 0 | 0 | 0 | 0 | 0 | 0
TAS1 | CCGT | 0 | 0 | 0 | 0 | 0 | 0 | 0 | 0 | 0 | 0 | 0 | 0 | 0 | 0 | 0 | 0 | 0 | 0 | 0 | 0 | 0
TAS1 | Gas - Steam | 0 | 0 | 0 | 0 | 0 | 0 | 0 | 0 | 0 | 0 | 0 | 0 | 0 | 0 | 0 | 0 | 0 | 0 | 0 | 0 | 0
TAS1 | OCGT / Diesel | 0 | 0 | 0 | 0 | 0 | 0 | 0 | 0 | 0 | 0 | 0 | 0 | 0 | 0 | 0 | 0 | 0 | 0 | 0 | 0 | 0
TAS1 | Hydro | 0 | 0 | 0 | 0 | 0 | 0 | 0 | 0 | 0 | 0 | 0 | 0 | 0 | 0 | 0 | 0 | 0 | 0 | 0 | 0 | 0
TAS1 | Wind | 0 | 0 | 0 | 0 | 0 | 0 | 0 | 0 | 0 | 0 | 0 | 0 | 0 | 0 | 0 | 0 | 0 | 0 | 0 | 0 | 0
TAS1 | Solar PV | 0 | 0 | 0 | 0 | 0 | 0 | 0 | 0 | 0 | 0 | 0 | 0 | 0 | 0 | 0 | 0 | 0 | 0 | 0 | 0 | 0
TAS1 | LS Battery | 0 | 0 | 0 | 0 | 0 | 0 | 0 | 0 | 0 | 0 | 0 | 0 | 0 | 0 | 0 | 0 | 0 | 0 | 0 | 0 | 0
TAS1 | Pumped Hydro | 0 | 0 | 0 | 0 | 0 | 0 | 0 | 0 | 0 | 0 | 0 | 0 | 0 | 0 | 0 | 0 | 0 | 0 | 0 | 0 | 0
TAS1 | VPP | 0 | 0 | 0 | 0 | 0 | 0 | 0 | 0 | 0 | 0 | 0 | 0 | 0 | 0 | 0 | 0 | 0 | 0 | 0 | 0 | 0
Total excluding storage |  | 0 | 0 | 0 | 0 | 0 | 0 | 0 | 0 | 0 | 0 | 0 | 0 | 0 | 0 | 0 | 0 | 0 | 0 | 0 | 0 | 0
Ernst & Young’s liability is limited by a scheme approved under Professional Standards Legislation

## M27_30_REZ Tx Cost
REZ transmission expansion cost by region ($000s) - Marinus 1500MW M27_30, Slow Change Scenario
REZ Expansion | Real June 2019 dollars discounted to 1 July 2019. As with the total capital costs, the REZ transmission expansion costs are annualised for modelling purposes.
Region | Aggregation | 2021-22 | 2022-23 | 2023-24 | 2024-25 | 2025-26 | 2026-27 | 2027-28 | 2028-29 | 2029-30 | 2030-31 | 2031-32 | 2032-33 | 2033-34 | 2034-35 | 2035-36 | 2036-37 | 2037-38 | 2038-39 | 2039-40 | 2040-41 | 2041-42
NSW1 | Transmission | 6.2364e-05 | 5.7798e-05 | 5.3707e-05 | 4.9634e-05 | 5.0551e-05 | 5.0932e-05 | 4.7327e-05 | 4.7914e-05 | 4.4406e-05 | 4.5123e-05 | 4.193e-05 | 4.5705e-05 | 4.752e-05 | 4.4041e-05 | 4.6471e-05 | 7.0824e-05 | 6.8437e-05 | 6.3427e-05 | 5.8938e-05 | 7.6173e-05 | 7.0596e-05
QLD1 | Transmission | 5.4724e-05 | 5.0718e-05 | 4.7128e-05 | 4.3554e-05 | 5.0816e-05 | 5.0296e-05 | 4.6736e-05 | 5.1555e-05 | 4.778e-05 | 5.1001e-05 | 4.7392e-05 | 5.2443e-05 | 5.2856e-05 | 5.7141e-05 | 6.3925e-05 | 7.0647e-05 | 8.0261e-05 | 8.5086e-05 | 8.2947e-05 | 9.0607e-05 | 9.4522e-05
VIC1 | Transmission | 9.6999e-06 | 8.9897e-06 | 8.3535e-06 | 7.7199e-06 | 7.1547e-06 | 6.6309e-06 | 6.1616e-06 | 5.6942e-06 | 5.2773e-06 | 4.891e-06 | 4.5448e-06 | 4.2001e-06 | 3.8926e-06 | 3.6076e-06 | 3.3523e-06 | 3.098e-06 | 2.8712e-06 | 2.661e-06 | 2.4726e-06 | 2.2851e-06 | 2.1178e-06
SA1 | Transmission | 4.9741e-05 | 4.61e-05 | 4.2839e-05 | 3.959e-05 | 4.2474e-05 | 4.1784e-05 | 3.8827e-05 | 4.6683e-05 | 4.3266e-05 | 4.638e-05 | 4.3098e-05 | 4.9546e-05 | 4.9515e-05 | 5.1487e-05 | 6.7171e-05 | 8.2963e-05 | 0.00016536 | 0.0003247 | 0.00030173 | 0.00029782 | 0.00027602
TAS1 | Transmission | 0 | 0 | 0 | 0 | 0 | 0 | 0 | 0 | 0 | 0 | 0 | 0 | 0 | 0 | 0 | 0 | 277.1921 | 592.7803 | 1027.5983 | 1394.7737 | 1292.6541
NEM | Total | 0.00017653 | 0.00016361 | 0.00015203 | 0.0001405 | 0.000151 | 0.00014964 | 0.00013905 | 0.00015185 | 0.00014073 | 0.0001474 | 0.00013696 | 0.00015189 | 0.00015378 | 0.00015628 | 0.00018092 | 0.00022753 | 277.1924 | 592.7808 | 1027.5987 | 1394.7742 | 1292.6545
Ernst & Young’s liability is limited by a scheme approved under Professional Standards Legislation

## M27_30_USE+DSP Cost
USE and USE / DSP cost by region ($000s) - Marinus 1500MW M27_30, Slow Change Scenario
USE / DSP | Real June 2019 dollars discounted to 1 July 2019
Region | Aggregation | 2021-22 | 2022-23 | 2023-24 | 2024-25 | 2025-26 | 2026-27 | 2027-28 | 2028-29 | 2029-30 | 2030-31 | 2031-32 | 2032-33 | 2033-34 | 2034-35 | 2035-36 | 2036-37 | 2037-38 | 2038-39 | 2039-40 | 2040-41 | 2041-42
NSW1 | USE / DSP | 0.00013871 | 0.00013875 | 0.00013984 | 0.00013942 | 0.00013948 | 0.00013942 | 0.00013967 | 0.00013955 | 0.00013877 | 0.00013856 | 0.00013883 | 0.00014019 | 1695.1297 | 0.00014023 | 0.00014105 | 8481.6511 | 23067.2366 | 944.5984 | 0.00014533 | 12314.3921 | 0.00014461
QLD1 | USE / DSP | 0.00016552 | 0.00016533 | 0.00016603 | 0.00016561 | 0.00016563 | 0.00016561 | 0.00016597 | 0.00016587 | 0.00016497 | 0.00016487 | 0.00016535 | 0.00016526 | 0.00016535 | 0.00016532 | 0.00016664 | 0.00016675 | 1756.019 | 1087.3003 | 618.9088 | 6117.77 | 564.6522
VIC1 | USE / DSP | 0.00014529 | 0.0001451 | 0.00014571 | 0.00014585 | 0.0001453 | 0.00014522 | 0.00014551 | 0.00014508 | 0.00014513 | 0.00014498 | 0.00014561 | 0.00014595 | 0.00014626 | 0.00014643 | 0.00014695 | 0.00014674 | 2042.5736 | 10.805 | 0.00015085 | 3397.2906 | 14.0918
SA1 | USE / DSP | 0.00013687 | 0.00013671 | 0.00013991 | 0.00013822 | 0.00013814 | 0.00013777 | 0.000138 | 0.00013791 | 0.00013758 | 0.00013747 | 0.00013773 | 0.00013892 | 0.00013912 | 0.00013918 | 2688.9165 | 289.4795 | 3818.9349 | 310.6226 | 0.00014526 | 3528.7326 | 7.9058
TAS1 | USE / DSP | 8.158e-05 | 8.1436e-05 | 8.1749e-05 | 8.1525e-05 | 8.1305e-05 | 8.1174e-05 | 8.1514e-05 | 8.1312e-05 | 8.1342e-05 | 8.1354e-05 | 8.1535e-05 | 8.1466e-05 | 8.1491e-05 | 8.141e-05 | 8.1608e-05 | 8.138e-05 | 27.7099 | 8.1463e-05 | 8.2004e-05 | 0.082555 | 8.1772e-05
NEM | Total | 0.00066798 | 0.00066733 | 0.00067323 | 0.00067062 | 0.00066986 | 0.0006692 | 0.00067066 | 0.00066972 | 0.00066779 | 0.00066723 | 0.00066906 | 0.00067179 | 1695.1302 | 0.00067257 | 2688.917 | 8771.1311 | 30712.474 | 2353.3264 | 618.9093 | 25358.2679 | 586.6501
Ernst & Young’s liability is limited by a scheme approved under Professional Standards Legislation

## M27_30_SyncCon Cost
Synchronous Condenser cost by region ($000s) - Marinus 1500MW M27_30, Slow Change Scenario
SyncCon | Real June 2019 dollars discounted to 1 July 2019
Region | Aggregation | 2021-22 | 2022-23 | 2023-24 | 2024-25 | 2025-26 | 2026-27 | 2027-28 | 2028-29 | 2029-30 | 2030-31 | 2031-32 | 2032-33 | 2033-34 | 2034-35 | 2035-36 | 2036-37 | 2037-38 | 2038-39 | 2039-40 | 2040-41 | 2041-42
TAS1 | SyncCon | 1136.7542 | 1283.4409 | 1172.3994 | 725.2935 | 757.6317 | 1913.0485 | 1559.6795 | 1581.0745 | 1564.1896 | 1695.4712 | 1936.4683 | 1745.9558 | 1695.4927 | 1692.8759 | 1670.3647 | 1651.979 | 1510.0702 | 1433.1236 | 1307.6659 | 1312.1083 | 1123.297
NEM | Total | 1136.7542 | 1283.4409 | 1172.3994 | 725.2935 | 757.6317 | 1913.0485 | 1559.6795 | 1581.0745 | 1564.1896 | 1695.4712 | 1936.4683 | 1745.9558 | 1695.4927 | 1692.8759 | 1670.3647 | 1651.979 | 1510.0702 | 1433.1236 | 1307.6659 | 1312.1083 | 1123.297
Ernst & Young’s liability is limited by a scheme approved under Professional Standards Legislation