## Cover
Project Marinus Economic Modelling Results
Supporting material for the Economic Modelling Appendix to the TasNetworks Supplementary Analysis Report
TasNetworks | 09 November 2020

## Release notice
Notice
Ernst & Young ("EY") was engaged on the instructions of Tasmanian Networks Pty Ltd (“TasNetworks” or “Client”) to provide market modelling in relation to the proposed Marinus Link interconnector (“Project”), in accordance with the contract dated 14 June 2018.
The results of EY’s work, including the assumptions and qualifications made in preparing the workbook dated 9 November 2020 (“Workbook”), are set out in EY's report dated 27 November 2019 ("Report") and addendum report dated 9 November 2020 ("Addendum") which is an addendum to the Report prepared at the specific request of the Client to update the scenarios and various input assumptions to align with more recent data. The Workbook must be read in conjunction with the Report and Addendum (https://www.marinuslink.com.au/rit-t-process/) to understand the full context and details of the model used to compute the long-term least-cost generation development plan and gross market benefits of Marinus Link. The Workbook, Report and Addendum should be read in their entirety including this notice, the applicable scope of the work and any limitations. A reference to the Workbook includes any part of the Report, Addendum and Workbook. No further work has been undertaken by EY since the date of the Workbook to update it. Except as described in the Addendum, no further work has been undertaken by EY since the date of the Report to update its contents.
EY has prepared the Workbook under the directions of the Client. EY has not been engaged to act, and has not acted, as advisor to any other party. Accordingly, EY makes no representations as to the appropriateness, accuracy or completeness of the Workbook for any other party's purposes.
No reliance may be placed upon the Workbook or any of its contents by any party other than the Client (“Third Parties”). Any Third Party receiving a copy of the Workbook must make and rely on their own enquiries in relation to the issues to which the Workbook relates, the contents of the Workbook and all matters arising from or relating to or in any way connected with the Workbook or its contents.
EY disclaims all responsibility to any Third Parties for any loss or liability that the Third Parties may suffer or incur arising from or relating to or in any way connected with the contents of the Workbook, the provision of the Workbook to the Third Parties or the reliance upon the Workbook by the Third Parties.
No claim or demand or any actions or proceedings may be brought against EY arising from or connected with the contents of the Workbook or the provision of the Workbook to the Third Parties. EY will be released and forever discharged from any such claims, demands, actions or proceedings.
Our work commenced on 6 January 2020 and was completed on 21 October 2020. Therefore, our Workbook does not take account of events or circumstances arising after 21 October 2020 and we have no responsibility to update the Workbook for such events or circumstances.
In preparing this Workbook we have considered and relied upon information from a range of sources believed to be reliable and accurate. We do not imply, and it should not be construed, that we have verified any of the information provided to us, or that our enquiries could have identified any matter that a more extensive examination might disclose.
The work performed as part of our scope considers information provided to us and a number of combinations of input assumptions relating to future conditions, which may not necessarily represent actual or most likely future conditions. Additionally, modelling work performed as part of our scope inherently requires assumptions about future behaviours and market interactions, which may result in forecasts that deviate from future conditions. There will usually be differences between estimated and actual results, because events and circumstances frequently do not occur as expected, and those differences may be material. We take no responsibility that the projected outcomes will be achieved, if any.
We highlight that our analysis and Workbook do not constitute investment advice or a recommendation to you on a future course of action. We provide no assurance that the scenarios we have modelled will be accepted by any relevant authority or third party.
Our conclusions are based, in part, on the assumptions stated and on information provided by the Client and other information sources used during the course of the engagement. The modelled outcomes are contingent on the collection of assumptions as agreed with the Client and no consideration of other market events, announcements or other changing circumstances are reflected in this Workbook. Neither EY nor any member or employee thereof undertakes responsibility in any way whatsoever to any person in respect of errors in this Workbook arising from incorrect information provided by the Client or other information sources used.
EY has consented to the Workbook being published electronically on the Client’s website alongside the Report and Addendum for informational purposes only. EY has not consented to distribution or disclosure beyond this. The material contained in the Workbook, including the EY logo, is copyright. The copyright in the material contained in the Workbook itself, excluding EY logo, vests in the Client. The Workbook, including the EY logo, cannot be altered without prior written permission from EY.
EY’s liability is limited by a scheme approved under Professional Standards Legislation.

## Version notes
Change log
2020-11-09 | 1 | Supporting material for the Economic Modelling Appendix to the TasNetworks Supplementary Analysis Report, Slow Scenario. Marinus Link stage 1 from 1 July 2031 and stage 2 from 1 July 2034.

## Abbreviations and notes
Abbreviations
CCGT | Closed cycle gas turbine
Diesel | Diesel generator
Distributed PV | Small-scale PV (PVNSG) and Rooftop PV
DSP | Demand-side participation
FOM | Fixed operations and maintenance
Gas - Steam | Gas-powered steam turbine
GWh | Gigawatt-hours
LS Battery | Explicitly modelled existing and new entrant (4 hour) battery storage
MW | Megawatts
NEM | National Electricity Market
OCGT | Open cycle gas turbine
PADR | Project Assessment Draft Report
PV | Photovoltaic
PVNSG | PV non-scheduled generators
Rehab | Rehabilitation (after closing an existing generator)
USE | Unserved energy
VOM | Variable operations and maintenance
VPP | Virtual power plants
Notes
1. BaseCase simulations do not include Marinus Link. M31_34 simulations include Marinus Link stage 1 from 1 July 2031 and stage 2 from 1 July 2034.
2. Tumut 3 generation is included in Hydro, whereas Tumut 3 pump is included in Pumped Hydro Pump.
3. REZ expansion costs only capture intra-regional network augmentations. These costs do not include the cost of interconnectors.
4. New entrant capacity and retiring capacity for allowable generators are made at the beginning of each financial year, on 1 July.
5. Other non-scheduled generation is handled on the demand side as per Australian Energy Market Operator's (AEMO's) 2020 Electricity Statement of Opportunities (ESOO).

## ---Compare options---
Compare |  | M31_34 | to | BaseCase |  | 0 | 1 | 2 | 3 | 4 | 5 | 6 | 7 | 8 | 9 | 10 | 11 | 12 | 13 | 14 | 15 | 16 | 17 | 18 | 19 | 20
NEM discounted gross market benefits by year
Select region | NEM
[5 empty] | Real June 2019 dollars ($m) discounted to 1 July 2019 | 2021-22 | 2022-23 | 2023-24 | 2024-25 | 2025-26 | 2026-27 | 2027-28 | 2028-29 | 2029-30 | 2030-31 | 2031-32 | 2032-33 | 2033-34 | 2034-35 | 2035-36 | 2036-37 | 2037-38 | 2038-39 | 2039-40 | 2040-41 | 2041-42
|  |  |  | Build | CAPEX | 6.2482e-06 | 5.8696e-06 | 6.5921e-06 | 6.7051e-06 | 7.0009e-06 | 6.7743e-06 | 6.3479e-06 | 7.214e-06 | 6.3384e-06 | 8.2259e-06 | 7.3833e-06 | -4.4136 | -5.1784 | -4.7992 | -4.2755 | 10.138 | 61.6614 | 57.5188 | 47.5089 | 52.1301 | 52.2753
|  |  |  | FOM | FOM | 9.0942e-07 | 8.5961e-07 | 8.2541e-07 | 8.6492e-07 | 9.1549e-07 | 8.2066e-07 | 6.8015e-07 | 8.6798e-07 | 6.9642e-07 | 2.831e-06 | 19.7457 | 77.6829 | 22.695 | 21.0333 | 31.073 | 22.0786 | 19.2339 | 24.9686 | 21.8833 | 20.078 | 17.0368
|  |  |  | Fuel | Fuel | -0.00049934 | 0.082115 | -0.031231 | -0.056356 | -0.00052177 | -0.00095431 | -0.0029451 | -0.00015058 | 0.016795 | 1.1344 | 23.4646 | 22.9847 | 19.9927 | 32.8833 | 30.7876 | 23.5235 | 7.7682 | 9.0181 | 15.7179 | 10.0011 | 16.4035
|  |  |  | VOM | VOM | 0.0090427 | -0.023883 | 0.020833 | 0.014215 | -0.013818 | -0.0014634 | 0.00079405 | -0.011647 | 0.0034965 | 0.19375 | -5.2004 | -5.1293 | -4.8464 | -5.5892 | -4.022 | -3.759 | -7.0819 | -6.1774 | -5.0795 | -4.0992 | -4.8331
|  |  |  | REHAB | REHAB | 0 | 0 | 0 | 0 | 0 | 0 | 0 | 0 | 0 | -1.125e-06 | -3.2651 | -12.0739 | 0 | 0 | -2.2919 | 7.336e-06 | 1.7007 | 0 | 0 | 0 | 0
|  |  |  | REZ Tx | REZ | 2.7462e-07 | 2.8774e-07 | 2.9877e-07 | 3.0346e-07 | 3.1265e-07 | 3.1585e-07 | 3.096e-07 | 3.2182e-07 | 3.1431e-07 | 3.9355e-07 | 0.20901 | 0.66981 | 1.0625 | 2.0732 | 2.9379 | 3.6498 | 4.2489 | 4.7407 | 5.1577 | 5.0349 | 4.6662
|  |  |  | USE+DSP | USE+DSP | 1.0143e-06 | 1.0132e-06 | 1.022e-06 | 1.018e-06 | 1.0165e-06 | 1.0155e-06 | 1.0188e-06 | 1.0175e-06 | 1.0153e-06 | 1.0162e-06 | 1.0208e-06 | 1.0223e-06 | -4.7866e-06 | 1.0262e-06 | 2.2215 | 1.8777 | -2.1671 | -0.91231 | -0.18656 | -8.2135 | 0.073366
|  |  |  | SyncCon | SyncCon | -0.0048077 | -0.0001122 | -0.0017423 | -0.020625 | -0.023069 | -0.056364 | -0.050897 | -0.050898 | -0.057384 | -0.064408 | 0.19246 | 0.18584 | 0.14352 | 0.080588 | 0.052219 | 0.068709 | 0.10162 | 0.16534 | 0.26615 | 0.10989 | 0.17155
[5 empty] | Total cumulative gross benefits | 0.0037442 | 0.061872 | 0.04974 | -0.013017 | -0.050417 | -0.10919 | -0.16223 | -0.22491 | -0.262 | 1.0018 | 36.1481 | 116.0545 | 149.9234 | 195.6055 | 252.0883 | 309.6656 | 395.1315 | 484.4533 | 569.721 | 644.7623 | 730.5559
NEM capacity difference by year
Select region | NEM
[5 empty] | Capacity difference (MW) | 2021-22 | 2022-23 | 2023-24 | 2024-25 | 2025-26 | 2026-27 | 2027-28 | 2028-29 | 2029-30 | 2030-31 | 2031-32 | 2032-33 | 2033-34 | 2034-35 | 2035-36 | 2036-37 | 2037-38 | 2038-39 | 2039-40 | 2040-41 | 2041-42
[5 empty] | Black Coal | 0 | 0 | 0 | 0 | 0 | 0 | 0 | 0 | 0 | 0 | 0 | -0.00037315 | -0.00037315 | -0.00037314 | -89.4058 | -89.4055 | -12.1373 | -12.1373 | -12.1373 | -12.1373 | -12.1373
[5 empty] | Brown Coal | 0 | 0 | 0 | 0 | 0 | 0 | 0 | 0 | 0 | 0 | -93.9476 | -468.9463 | -468.9463 | -468.9463 | -468.9463 | -468.9463 | -468.9463 | -468.9463 | -468.9463 | -468.9463 | -374.9987
[5 empty] | CCGT | 0 | 0 | 0 | 0 | 0 | 0 | 0 | 0 | 0 | 0 | 0 | 0 | 0 | 0 | 0 | 0 | 0 | 0 | 0 | 0 | 0
[5 empty] | Gas - Steam | 0 | 0 | 0 | 0 | 0 | 0 | 0 | 0 | 0 | 0 | 0 | 0 | 0 | 0 | 0 | 0 | 0 | 0 | 0 | 0 | 0
[5 empty] | OCGT / Diesel | 0 | 0 | 0 | 0 | 0 | 0 | 0 | 0 | 0 | 0 | 0 | 0 | 0 | 0 | 0 | 0 | 0 | 0 | 0 | -98.0191 | -98.0191
[5 empty] | Hydro | 0 | 0 | 0 | 0 | 0 | 0 | 0 | 0 | 0 | 0 | 250 | 250 | 250 | 250 | 250 | 250 | 250 | 250 | 250 | 250 | 250
[5 empty] | Wind | 0 | 0 | 2.9e-05 | 1.5e-05 | 2.6e-05 | 3e-05 | 4e-05 | 4e-05 | 6e-05 | 3e-05 | 6e-05 | 3e-05 | 0 | 4e-05 | -70.2338 | -254.1023 | -332.202 | -477.014 | -460.2257 | -160.8793 | -235.5536
[5 empty] | Solar PV | 0 | 0 | 0 | 0 | 0 | 0 | 0 | 0 | 0 | 0 | 0 | 0 | 0 | 0 | 150 | 44.1211 | -1094.9559 | -831.4755 | -505.0213 | -1096.6994 | -1234.633
[5 empty] | LS Battery | 0 | 0 | 0 | 0 | 0 | 0 | 0 | 0 | 0 | 0 | 0 | 0 | 0 | 0 | -22.8833 | -122.8887 | -1124.2135 | -1124.2135 | -1124.2135 | -1292.4648 | -1292.4648
[5 empty] | Pumped Hydro | 0 | 0 | 0 | 0 | 0 | 0 | 0 | 0 | 0 | 0 | 0 | 48.1538 | 60.9786 | 60.9786 | 66.6244 | 52.8704 | 94.7731 | 94.7731 | 94.7731 | 51.6315 | 51.6315
[5 empty] | VPP | 0 | 0 | 0 | 0 | 0 | 0 | 0 | 0 | 0 | 0 | 0 | 0 | 0 | 0 | 0 | 0 | 0 | 0 | 0 | 0 | 0
[5 empty] | LS Battery pump | 0 | 0 | 0 | 0 | 0 | 0 | 0 | 0 | 0 | 0 | 0 | 0 | 0 | 0 | -22.8833 | -122.8887 | -1124.2135 | -1124.2135 | -1124.2135 | -1292.4648 | -1292.4648
[5 empty] | Pumped Hydro Pump | 0 | 0 | 0 | 0 | 0 | 0 | 0 | 0 | 0 | 0 | 0 | 48.1538 | 60.9786 | 60.9786 | 66.6244 | 52.8704 | 94.7731 | 94.7731 | 94.7731 | 51.6315 | 51.6315
[5 empty] | VPP pump | 0 | 0 | 0 | 0 | 0 | 0 | 0 | 0 | 0 | 0 | 0 | 0 | 0 | 0 | 0 | 0 | 0 | 0 | 0 | 0 | 0
NEM generation difference by year
Select region | NEM
[5 empty] | Sent-out generation difference (GWh)* | 2021-22 | 2022-23 | 2023-24 | 2024-25 | 2025-26 | 2026-27 | 2027-28 | 2028-29 | 2029-30 | 2030-31 | 2031-32 | 2032-33 | 2033-34 | 2034-35 | 2035-36 | 2036-37 | 2037-38 | 2038-39 | 2039-40 | 2040-41 | 2041-42
[5 empty] | Black Coal | 0.0188 | 0.0033976 | 0.0015477 | 0.80044 | 0.053344 | 0.058139 | 0.20824 | 0.010108 | -1.7835 | -144.5904 | -2095.5761 | -1138.6494 | -960.5576 | -2616.8562 | -2721.8023 | -1889.3811 | 143.4101 | 407.4716 | 371.8391 | -487.3613 | 618.7942
[5 empty] | Brown Coal | -0.11548 | -14.3331 | 2.7945 | 9.1026 | 0.0178 | 0.0072 | 0.0002 | -0.0002 | -0.0003345 | -1.3875 | -2282.9748 | -3660.3762 | -3919.3618 | -3493.3331 | -3532.0611 | -3444.9763 | -3895.3671 | -3795.0842 | -3711.5182 | -3835.1723 | -2986.4437
[5 empty] | CCGT | -9.651e-06 | -1.0307e-05 | -1.6432e-05 | -1.1953e-05 | -1.2686e-05 | -1.3603e-05 | -1.4813e-05 | -1.6204e-05 | -1.7262e-05 | -1.8921e-05 | -2.1135e-05 | -0.011285 | -0.032412 | 0.15738 | 1.2611 | 3.4355 | 23.8714 | -64.0667 | -615.0805 | -1.2768 | -1040.9921
[5 empty] | Gas - Steam | -5e-07 | -6e-07 | -5e-07 | -7.6e-07 | -7.7e-07 | -7.5e-07 | -9e-07 | -1e-06 | -7e-07 | -1.2e-06 | -2.0846 | -2.2102 | -0.99166 | -3.8092 | -13.1471 | -9.4002 | -3.1881 | -7.9887 | 0 | 0 | 0
[5 empty] | OCGT / Diesel | -1.4465e-05 | -1.3174e-05 | -1.4562e-05 | -1.6063e-05 | -1.7087e-05 | -1.838e-05 | -2.001e-05 | -2.1726e-05 | -2.3703e-05 | -2.3858e-05 | -3.1619 | -6.3962 | -1.2123 | -5.8911 | -25.0157 | -27.5108 | -9.7686 | -67.3876 | -144.4652 | -7.5176 | -133.4314
[5 empty] | Hydro | -1.8617 | 9.9729 | -6.4428 | -12.0312 | -0.15975 | -0.20081 | -1.0864 | -0.025816 | -1.0957 | 18.5531 | 4237.0981 | 4541.7852 | 4566.8998 | 5807.4442 | 5682.7447 | 5548.9222 | 6822.6441 | 6796.8272 | 6925.033 | 6259.5584 | 6891.3079
[5 empty] | Wind | -0.0001148 | 0.00011817 | 6.6599e-07 | 0.00024947 | 4.3039e-05 | 0.00024949 | 0.00016214 | 0.00023478 | 0.00020153 | -0.035699 | 476.1487 | 636.0784 | 761.5023 | 752.9071 | 627.8616 | 129.7963 | -370.8619 | -1045.9319 | -1159.7063 | 569.7919 | 19.0085
[5 empty] | Solar PV | 7.0007e-05 | 9.2092e-06 | 1.0779e-05 | -1.3458e-05 | 4.7245e-06 | -2.1943e-05 | -4.1971e-05 | -3.737e-05 | -5.8684e-05 | -0.00044229 | 0.3089 | 1.3716 | 1.044 | 3.2419 | 287.9637 | -18.587 | -2685.5474 | -2117.8419 | -1337.1487 | -2733.5329 | -3178.365
[5 empty] | LS Battery | -0.20803 | 0.24639 | -0.01484 | 0.0003848 | 0.00019377 | -0.021538 | 0.0073057 | -0.022171 | 0.0053522 | -0.030876 | -0.76429 | 7.852 | 3.5628 | 4.4202 | -29.4227 | -158.3694 | -1249.3682 | -1261.7316 | -1252.2511 | -1331.4675 | -1350.531
[5 empty] | Pumped Hydro | 1.8254 | 4.6999 | 2.2958 | 1.2425 | 0.00053429 | 0.019716 | 0.38382 | -0.01704 | 1.8549 | -1.7657 | -302.4824 | 206.4907 | 386.586 | 71.6548 | -181.4797 | -587.0069 | -356.1328 | 108.9922 | 487.4572 | -280.1322 | 89.7723
[5 empty] | VPP | 0.0017717 | -0.001217 | -0.022183 | -0.040847 | 0.0047677 | -0.04381 | -0.038748 | -0.062638 | -0.088336 | -0.17983 | -2.3295 | 7.8193 | 3.8354 | 9.7614 | 11.7053 | 7.5104 | 2.7958 | 11.9232 | 16.9641 | 7.8718 | 9.5674
[5 empty] | LS Battery pump | -0.26201 | 0.31031 | -0.018673 | 0.00048379 | 0.00017748 | -0.027074 | 0.0092006 | -0.027924 | 0.006722 | -0.03887 | -0.92348 | 9.8684 | 4.2576 | 5.7793 | -36.2918 | -195.5334 | -1542.1392 | -1562.3473 | -1541.2777 | -1649.9461 | -1661.0549
[5 empty] | Pumped Hydro Pump | -0.029392 | -0.003989 | -0.0092259 | -0.28046 | 4.0054e-05 | -0.068898 | -0.33352 | -0.0057847 | -0.50267 | -124.2241 | -305.6477 | 223.4453 | 478.8316 | 74.4511 | -252.6427 | -822.8903 | -851.1299 | -207.1528 | 476.751 | -776.7953 | -208.4231
[5 empty] | VPP pump | 0.0021261 | -0.0014424 | -0.026225 | -0.047911 | 0.0041527 | -0.052548 | -0.046507 | -0.075185 | -0.10685 | -0.21635 | -2.7876 | 9.4473 | 4.4194 | 11.8308 | 14.0491 | 8.9821 | 3.4039 | 14.2602 | 20.3948 | 9.5629 | 11.3687
*Generation shown is sent-out, as is demand. The difference in sent-out generation with the Marinus Link option and the Base Case is due to the difference in losses from interconnectors and storage.
Ernst & Young’s liability is limited by a scheme approved under Professional Standards Legislation

## BaseCase_Generation
Annual sent-out generation by technology (GWh) - Base Case, Slow Change Scenario
Explicitly modelled generation
Region | Technology | 2021-22 | 2022-23 | 2023-24 | 2024-25 | 2025-26 | 2026-27 | 2027-28 | 2028-29 | 2029-30 | 2030-31 | 2031-32 | 2032-33 | 2033-34 | 2034-35 | 2035-36 | 2036-37 | 2037-38 | 2038-39 | 2039-40 | 2040-41 | 2041-42
NEM | Black Coal | 79355.9996 | 77578.6694 | 77992.8812 | 76056.8447 | 75688.6191 | 74018.399 | 74351.3292 | 75686.8818 | 61219.1689 | 61716.5664 | 59959.0383 | 61746.8452 | 62159.7726 | 62656.8797 | 61849.6564 | 62293.5952 | 63478.0204 | 63809.3874 | 63060.7462 | 62250.1975 | 61610.1274
NEM | Brown Coal | 25362.4137 | 23267.3984 | 25728.6686 | 26793.9162 | 26098.4999 | 25485.9442 | 24674.1257 | 24931.9863 | 23321.5398 | 22581.4835 | 21098.4024 | 22056.6587 | 21988.3333 | 22371.2561 | 22135.9476 | 22684.7994 | 23149.4756 | 23692.1574 | 23360.1832 | 23784.718 | 24352.4856
NEM | CCGT | 2252.4521 | 2252.4521 | 1879.904 | 1723.8377 | 1723.5299 | 1723.5299 | 1728.2519 | 1723.5299 | 1723.5299 | 1723.5299 | 1728.2519 | 1726.5657 | 1724.1735 | 1724.6978 | 1730.1875 | 1679.9225 | 1399.7255 | 1494.9793 | 2318.4988 | 1213.2253 | 2850.7908
NEM | Gas - Steam | 959.2718 | 767.1732 | 765.3817 | 152.6952 | 152.6952 | 153.1984 | 154.7987 | 155.3839 | 157.1151 | 154.9241 | 156.3989 | 157.8933 | 154.688 | 156.5044 | 90.5686 | 85.4716 | 87.162 | 89.3194 | 73.0035 | 72.804 | 72.804
NEM | OCGT / Diesel | 18.7472 | 23.8917 | 63.6581 | 0.19693 | 3.0204e-05 | 0.96804 | 2.579 | 5.4623 | 5.1982 | 1.9351 | 4.5025 | 30.5637 | 7.0602 | 11.0279 | 50.4979 | 70.8679 | 122.2631 | 173.2303 | 333.9484 | 78.6476 | 215.3359
NEM | Hydro | 13071.9439 | 13693.9599 | 12885.6766 | 14505.2347 | 14890.0348 | 11033.4714 | 10341.5368 | 12018.2992 | 10319.7333 | 9454.6761 | 8683.2719 | 8405.6072 | 9300.2549 | 9104.9684 | 8704.848 | 8419.6075 | 9673.1437 | 8475.5428 | 7948.1379 | 7375.4452 | 7618.6849
NEM | Wind | 26581.0629 | 29121.2338 | 26968.5704 | 28270.6758 | 29436.6396 | 31077.7812 | 31589.5851 | 28733.3518 | 29065.292 | 28958.8831 | 32181.2213 | 29630.838 | 29461.0479 | 30366.376 | 31942.8127 | 32687.3188 | 29831.1001 | 29215.1911 | 28901.3236 | 29889.66 | 28002.6297
NEM | Solar PV | 15292.9881 | 15986.3349 | 16249.8449 | 15574.2946 | 14991.2286 | 15956.1831 | 16047.6993 | 14286.7654 | 15195.1406 | 15763.8836 | 16010.1018 | 16207.9041 | 15552.157 | 14975.8568 | 15983.2048 | 16962.1234 | 18850.3614 | 21024.168 | 23241.8258 | 26675.1349 | 27266.3953
NEM | LS Battery | 136.7177 | 145.6092 | 158.297 | 174.3759 | 157.0801 | 165.785 | 183.2083 | 174.1557 | 170.7123 | 176.9136 | 181.263 | 178.2364 | 148.8062 | 120.7154 | 280.2294 | 865.5269 | 2411.5242 | 2433.1838 | 2428.1677 | 4682.8457 | 4723.3394
NEM | Pumped Hydro | 71.0335 | 112.0015 | 48.9408 | 490.596 | 2619.7366 | 2391.5452 | 2087.3441 | 2081.7393 | 2419.1043 | 3217.9993 | 2968.6306 | 4126.764 | 3240.6487 | 2995.0633 | 4580.2832 | 4943.1356 | 5725.5068 | 6000.0618 | 6830.1648 | 6012.1419 | 6688.7753
NEM | VPP | 12.0699 | 17.7359 | 20.8586 | 30.1308 | 35.749 | 48.5332 | 66.1752 | 70.6442 | 78.4148 | 88.4765 | 111.2811 | 124.2162 | 148.6433 | 150.1146 | 166.0494 | 177.3788 | 171.1689 | 172.7814 | 173.3224 | 177.7904 | 176.9919
Total excluding storage |  | 162894.8792 | 162691.1134 | 162534.5854 | 163077.6957 | 162981.2472 | 159449.4752 | 158889.9057 | 157541.6605 | 141006.7177 | 140355.8817 | 139821.189 | 139962.8758 | 140347.4874 | 141367.5672 | 142487.7235 | 144883.7062 | 146591.2518 | 147973.9758 | 149237.6673 | 151339.8325 | 151989.2536
Region | Technology | 2021-22 | 2022-23 | 2023-24 | 2024-25 | 2025-26 | 2026-27 | 2027-28 | 2028-29 | 2029-30 | 2030-31 | 2031-32 | 2032-33 | 2033-34 | 2034-35 | 2035-36 | 2036-37 | 2037-38 | 2038-39 | 2039-40 | 2040-41 | 2041-42
NSW1 | Black Coal | 40345.9502 | 36921.5451 | 33328.3807 | 31653.4183 | 30972.6204 | 29633.3338 | 29781.9527 | 31412.1383 | 23652.9532 | 24117.2609 | 23946.7381 | 22601.6217 | 22662.5522 | 23351.4889 | 24168.2357 | 24321.0626 | 25347.7211 | 25347.7202 | 25417.1647 | 25125.5176 | 25347.721
NSW1 | Brown Coal | 0 | 0 | 0 | 0 | 0 | 0 | 0 | 0 | 0 | 0 | 0 | 0 | 0 | 0 | 0 | 0 | 0 | 0 | 0 | 0 | 0
NSW1 | CCGT | 33.6489 | 33.6489 | 101.2233 | 63.8669 | 63.5591 | 63.5591 | 63.7332 | 63.5591 | 63.5591 | 63.5591 | 63.7332 | 66.5949 | 64.2027 | 64.727 | 65.6687 | 69.023 | 68.3822 | 220.8738 | 949.968 | 66.8152 | 1065.0797
NSW1 | Gas - Steam | 0 | 0 | 0 | 0 | 0 | 0 | 0 | 0 | 0 | 0 | 0 | 0 | 0 | 0 | 0 | 0 | 0 | 0 | 0 | 0 | 0
NSW1 | OCGT / Diesel | 3.1937e-06 | 3.4589e-06 | 3.8384e-06 | 0.11798 | 4.4085e-06 | 4.7263e-06 | 5.1303e-06 | 5.5828e-06 | 5.8194e-06 | 6.3307e-06 | 6.8345e-06 | 17.7782 | 4.0292 | 6.1037 | 7.8899 | 33.5962 | 36.325 | 15.3956 | 17.6036 | 25.5858 | 28.2006
NSW1 | Hydro | 2077.0924 | 2044.9795 | 1780.4001 | 2343.4809 | 2380.0275 | 2205.3909 | 2096.9297 | 3036.675 | 2343.631 | 2025.991 | 1994.9703 | 1706.9247 | 2184.2939 | 2264.7197 | 2182.8239 | 2250.6728 | 2956.2135 | 2573.2816 | 2332.7984 | 2062.8618 | 2206.5432
NSW1 | Wind | 6057.7227 | 7063.7979 | 6709.883 | 6625.5443 | 6874.4961 | 7291.9824 | 7255.2242 | 5950.2362 | 5573.2258 | 6046.3468 | 7078.837 | 6689.0167 | 6625.7992 | 6862.1738 | 7309.7379 | 7732.622 | 5983.02 | 4928.6077 | 5298.8894 | 5777.9198 | 5364.6438
NSW1 | Solar PV | 5680.3348 | 6065.0354 | 6102.2597 | 5873.7173 | 5592.1664 | 6055.5395 | 6091.8711 | 5522.0269 | 5715.2888 | 6006.7457 | 6074.4701 | 6091.2949 | 5869.2594 | 5592.2393 | 6065.4709 | 7369.8381 | 8663.0621 | 10108.8068 | 12027.0917 | 13029.972 | 13369.4755
NSW1 | LS Battery | 7.249e-06 | 7.3098e-06 | 7.2579e-06 | 7.3136e-06 | 7.3612e-06 | 1.011e-05 | 1.3373e-05 | 1.521e-05 | 1.5811e-05 | 2.8641e-05 | 2.9414e-05 | 2.7965e-05 | 2.8187e-05 | 2.867e-05 | 2.9152e-05 | 0.0002686 | 0.00025058 | 0.0002463 | 0.00025022 | 947.0649 | 917.2327
NSW1 | Pumped Hydro | 32.9318 | 56.2189 | 28.7086 | 454.4117 | 2617.2001 | 2384.6694 | 2072.4456 | 2072.2094 | 2321.4499 | 3056.8224 | 2780.0577 | 3945.7308 | 3082.4848 | 2787.3585 | 4313.056 | 4439.8965 | 4440.1523 | 4537.8171 | 5349.9921 | 4593.6817 | 5128.2166
NSW1 | VPP | 6.1022 | 8.1665 | 8.4921 | 11.6825 | 14.7125 | 20.8445 | 26.6289 | 27.691 | 28.8938 | 33.5092 | 40.8105 | 46.5755 | 56.0477 | 54.8454 | 57.2799 | 67.2234 | 65.6913 | 63.9246 | 63.3069 | 67.3657 | 65.9182
Total excluding storage |  | 54194.7491 | 52129.0068 | 48022.1468 | 46560.1457 | 45882.8694 | 45249.8057 | 45289.7109 | 45984.6354 | 37348.6579 | 38259.9036 | 39158.7487 | 37173.231 | 37410.1365 | 38141.4523 | 39799.827 | 41776.8147 | 43054.7239 | 43194.6858 | 46043.5157 | 46088.6722 | 47381.6636
Region | Technology | 2021-22 | 2022-23 | 2023-24 | 2024-25 | 2025-26 | 2026-27 | 2027-28 | 2028-29 | 2029-30 | 2030-31 | 2031-32 | 2032-33 | 2033-34 | 2034-35 | 2035-36 | 2036-37 | 2037-38 | 2038-39 | 2039-40 | 2040-41 | 2041-42
QLD1 | Black Coal | 39010.0494 | 40657.1243 | 44664.5005 | 44403.4264 | 44715.9987 | 44385.0652 | 44569.3765 | 44274.7435 | 37566.2158 | 37599.3055 | 36012.3002 | 39145.2235 | 39497.2204 | 39305.3909 | 37681.4207 | 37972.5326 | 38130.2993 | 38461.6673 | 37643.5815 | 37124.6798 | 36262.4064
QLD1 | Brown Coal | 0 | 0 | 0 | 0 | 0 | 0 | 0 | 0 | 0 | 0 | 0 | 0 | 0 | 0 | 0 | 0 | 0 | 0 | 0 | 0 | 0
QLD1 | CCGT | 1113.0547 | 1113.0547 | 1240.8356 | 1205.8349 | 1205.8349 | 1205.8349 | 1209.1385 | 1205.8349 | 1205.8349 | 1205.8349 | 1209.1385 | 1205.8349 | 1205.8349 | 1205.8349 | 1209.1385 | 1156.7635 | 1331.3432 | 1274.1054 | 1368.5308 | 1146.41 | 1785.7111
QLD1 | Gas - Steam | 37.1158 | 37.1158 | 73.7192 | 72.804 | 72.804 | 72.804 | 73.0035 | 72.804 | 72.804 | 72.804 | 73.0035 | 72.804 | 72.804 | 72.804 | 73.0035 | 72.804 | 72.804 | 72.804 | 73.0035 | 72.804 | 72.804
QLD1 | OCGT / Diesel | 5.104e-06 | 5.469e-06 | 5.8144e-06 | 6.0709e-06 | 6.5623e-06 | 7.0743e-06 | 7.6379e-06 | 0.48919 | 8.653e-06 | 9.2925e-06 | 1.0162e-05 | 1.1052e-05 | 1.1961e-05 | 8.0206e-06 | 1.5277 | 2.1452 | 20.6993 | 8.2801 | 12.2595 | 12.5164 | 14.5042
QLD1 | Hydro | 672.7133 | 668.3778 | 666.8224 | 661.3881 | 657.885 | 654.3818 | 653.6536 | 647.4026 | 643.3874 | 639.8775 | 638.9041 | 632.6626 | 629.1594 | 624.8389 | 625.6487 | 618.2737 | 231.7338 | 230.0977 | 228.0595 | 227.4333 | 226.1156
QLD1 | Wind | 2133.8271 | 1974.322 | 1944.2993 | 1723.0957 | 2108.328 | 2130.1435 | 2283.9761 | 2129.1028 | 2076.6908 | 2113.06 | 1958.225 | 1907.9592 | 1687.1876 | 2047.3736 | 2124.5623 | 2266.2773 | 2124.1985 | 2842.035 | 3657.3788 | 3440.5648 | 3655.9086
QLD1 | Solar PV | 6071.058 | 6392.671 | 6497.1098 | 6212.7848 | 6072.8637 | 6411.5047 | 6387.1949 | 5416.6808 | 5999.2689 | 6224.2312 | 6405.3558 | 6475.1921 | 6199.6223 | 6057.4634 | 6425.2064 | 6033.4827 | 4996.399 | 5551.1017 | 5770.5009 | 5905.9793 | 6003.3396
QLD1 | LS Battery | 27.2836 | 27.7741 | 26.7993 | 26.1216 | 23.9082 | 24.9997 | 24.6046 | 28.3816 | 26.3199 | 27.1263 | 27.8092 | 27.2433 | 27.2037 | 25.631 | 31.8318 | 31.4822 | 31.3546 | 31.5247 | 31.8665 | 31.1332 | 30.1062
QLD1 | Pumped Hydro | 38.1017 | 55.7825 | 20.2322 | 36.1843 | 2.5365 | 6.8758 | 14.8984 | 9.5298 | 97.6544 | 161.1768 | 188.5728 | 181.0332 | 158.1638 | 207.7047 | 267.2269 | 452.2508 | 628.1821 | 772.8033 | 771.8424 | 646.6998 | 761.2141
QLD1 | VPP | 1.7329 | 2.1664 | 2.5988 | 3.4488 | 4.8706 | 6.4266 | 8.5205 | 9.8073 | 10.8717 | 11.4621 | 15.4447 | 17.5594 | 19.8061 | 20.034 | 26.8109 | 26.9581 | 29.4656 | 29.9087 | 31.0398 | 30.8773 | 29.6328
Total excluding storage |  | 49037.8182 | 50842.6655 | 55087.2868 | 54279.3339 | 54833.7142 | 54859.7341 | 55176.3431 | 53747.0577 | 47564.2018 | 47855.1131 | 46296.9271 | 49439.6762 | 49291.8286 | 49313.7056 | 48140.5077 | 48122.279 | 46907.4772 | 48440.0912 | 48753.3144 | 47930.3877 | 48020.7894
Region | Technology | 2021-22 | 2022-23 | 2023-24 | 2024-25 | 2025-26 | 2026-27 | 2027-28 | 2028-29 | 2029-30 | 2030-31 | 2031-32 | 2032-33 | 2033-34 | 2034-35 | 2035-36 | 2036-37 | 2037-38 | 2038-39 | 2039-40 | 2040-41 | 2041-42
VIC1 | Black Coal | 0 | 0 | 0 | 0 | 0 | 0 | 0 | 0 | 0 | 0 | 0 | 0 | 0 | 0 | 0 | 0 | 0 | 0 | 0 | 0 | 0
VIC1 | Brown Coal | 25362.4137 | 23267.3984 | 25728.6686 | 26793.9162 | 26098.4999 | 25485.9442 | 24674.1257 | 24931.9863 | 23321.5398 | 22581.4835 | 21098.4024 | 22056.6587 | 21988.3333 | 22371.2561 | 22135.9476 | 22684.7994 | 23149.4756 | 23692.1574 | 23360.1832 | 23784.718 | 24352.4856
VIC1 | CCGT | 2.7876e-06 | 2.9638e-06 | 3.1741e-06 | 3.5104e-06 | 3.6184e-06 | 3.8986e-06 | 4.3773e-06 | 4.8535e-06 | 5.4937e-06 | 6.2562e-06 | 7.4114e-06 | 8.9292e-06 | 1.0443e-05 | 1.0796e-05 | 1.6437e-05 | 1.9099e-05 | 3.0629e-05 | 3.2805e-05 | 3.4586e-05 | 3.6628e-05 | 4.0866e-05
VIC1 | Gas - Steam | 2.0943 | 2.3473 | 6.7282 | 1.34e-06 | 1.36e-06 | 0.50318 | 1.6851 | 2.6886 | 4.4199 | 2.2289 | 3.2854 | 5.1981 | 1.9928 | 3.8092 | 17.5651 | 12.6676 | 14.358 | 16.5154 | 0 | 0 | 0
VIC1 | OCGT / Diesel | 1.7223 | 0.13884 | 6.6228 | 6.9816e-06 | 7.1547e-06 | 7.7352e-06 | 0.79596 | 2.3499 | 2.0204 | 0.22292 | 2.5418 | 7.836 | 1.1413 | 1.0651 | 17.4943 | 15.9616 | 35.5799 | 107.8333 | 123.6877 | 17.3061 | 39.8604
VIC1 | Hydro | 2680.8112 | 2683.1023 | 2434.6946 | 2976.8554 | 3054.1516 | 2880.0478 | 2900.81 | 3648.5285 | 3022.6431 | 2594.2013 | 2616.6405 | 2370.549 | 2894.0003 | 2953.6531 | 2815.8967 | 2808.8681 | 3514.3983 | 2900.5847 | 2510.4661 | 2492.8272 | 2257.8576
VIC1 | Wind | 10618.9205 | 11814.2871 | 10179.9546 | 10540.8104 | 10480.1619 | 10726.884 | 10649.4505 | 9632.0129 | 10152.7688 | 9787.5357 | 11174.1753 | 9756.5647 | 10098.9821 | 10247.5596 | 11028.0418 | 11411.2683 | 10527.5521 | 10300.5246 | 9939.5852 | 10395.3477 | 9134.5174
VIC1 | Solar PV | 2656.3955 | 2640.3495 | 2747.763 | 2627.6398 | 2486.8756 | 2629.3977 | 2681.7627 | 2506.1739 | 2603.5674 | 2647.6407 | 2640.7181 | 2739.8424 | 2623.3097 | 2486.6795 | 2631.4653 | 2673.365 | 2509.154 | 2601.852 | 2660.2619 | 2637.8486 | 2744.4578
VIC1 | LS Battery | 22.5052 | 26.0528 | 25.3546 | 41.3096 | 26.7327 | 31.7443 | 45.9893 | 41.7726 | 42.5867 | 44.3116 | 45.4794 | 45.4427 | 9.9092 | 9.5859 | 9.7899 | 9.7846 | 1020.7805 | 1037.9203 | 1041.0734 | 1379.7718 | 1425.2782
VIC1 | Pumped Hydro | 0 | 0 | 7.8751e-06 | 8.6439e-06 | 9.0935e-06 | 9.9896e-06 | 1.1292e-05 | 1.2644e-05 | 1.5208e-05 | 1.8423e-05 | 2.6809e-05 | 3.3558e-05 | 4.3751e-05 | 4.224e-05 | 0.00025307 | 50.9882 | 657.1723 | 689.4414 | 708.3301 | 771.7604 | 799.3445
VIC1 | VPP | 1.6415 | 2.8068 | 3.28 | 7.1585 | 6.361 | 9.0073 | 16.4019 | 17.4673 | 21.0031 | 23.9117 | 33.5566 | 38.1214 | 48.1359 | 49.9315 | 54.5946 | 55.9181 | 50.2211 | 52.8497 | 52.487 | 53.2444 | 54.6438
Total excluding storage |  | 41322.3575 | 40407.6234 | 41104.4318 | 42939.2218 | 42119.689 | 41722.7768 | 40908.63 | 40723.7403 | 39106.9594 | 37613.3129 | 37535.7635 | 36936.649 | 37607.7595 | 38064.0226 | 38646.4108 | 39606.93 | 39750.5179 | 39619.4675 | 38594.1842 | 39328.0476 | 38529.1789
| Technology | 2021-22 | 2022-23 | 2023-24 | 2024-25 | 2025-26 | 2026-27 | 2027-28 | 2028-29 | 2029-30 | 2030-31 | 2031-32 | 2032-33 | 2033-34 | 2034-35 | 2035-36 | 2036-37 | 2037-38 | 2038-39 | 2039-40 | 2040-41 | 2041-42
SA1 | Black Coal | 0 | 0 | 0 | 0 | 0 | 0 | 0 | 0 | 0 | 0 | 0 | 0 | 0 | 0 | 0 | 0 | 0 | 0 | 0 | 0 | 0
SA1 | Brown Coal | 0 | 0 | 0 | 0 | 0 | 0 | 0 | 0 | 0 | 0 | 0 | 0 | 0 | 0 | 0 | 0 | 0 | 0 | 0 | 0 | 0
SA1 | CCGT | 1105.7485 | 1105.7485 | 537.8451 | 454.1359 | 454.1359 | 454.1359 | 455.3802 | 454.1359 | 454.1359 | 454.1359 | 455.3802 | 454.1359 | 454.1359 | 454.1359 | 455.3802 | 454.1359 | 2.4355e-05 | 2.5966e-05 | 2.6932e-05 | 3.1769e-05 | 3.5171e-05
SA1 | Gas - Steam | 920.0617 | 727.7102 | 684.9343 | 79.8912 | 79.8912 | 79.8912 | 80.1101 | 79.8912 | 79.8912 | 79.8912 | 80.1101 | 79.8912 | 79.8912 | 79.8912 | 0 | 0 | 0 | 0 | 0 | 0 | 0
SA1 | OCGT / Diesel | 17.025 | 23.7528 | 57.0353 | 0.078937 | 9.4885e-06 | 0.96801 | 1.783 | 2.6232 | 3.1778 | 1.7122 | 1.9607 | 4.9494 | 1.8897 | 3.8592 | 23.586 | 19.1649 | 29.6589 | 41.7213 | 180.3976 | 23.2393 | 132.7708
SA1 | Hydro | 0 | 0 | 0 | 0 | 0 | 0 | 0 | 0 | 0 | 0 | 0 | 0 | 0 | 0 | 0 | 0 | 0 | 0 | 0 | 0 | 0
SA1 | Wind | 5989.6981 | 6246.9094 | 5674.0174 | 6412.4494 | 6215.1068 | 6912.5278 | 6876.425 | 6363.4641 | 6238.8575 | 5934.8254 | 6282.0296 | 5626.6718 | 5162.8094 | 4993.0082 | 4985.1238 | 4426.0003 | 4060.6998 | 3794.1913 | 2772.505 | 2877.7782 | 2672.4417
SA1 | Solar PV | 885.1998 | 888.2789 | 902.7125 | 860.1527 | 839.3229 | 859.7412 | 886.8705 | 841.8838 | 877.0154 | 885.266 | 889.5578 | 901.5748 | 859.9656 | 839.4746 | 861.0622 | 885.4375 | 2681.7462 | 2762.4075 | 2783.9712 | 5101.3348 | 5149.1223
SA1 | LS Battery | 86.9289 | 91.7823 | 106.1431 | 106.9447 | 106.4392 | 109.041 | 112.6144 | 104.0014 | 101.8056 | 105.4757 | 107.9744 | 105.5503 | 111.6932 | 85.4985 | 238.6076 | 824.2598 | 1359.3888 | 1363.7385 | 1355.2275 | 2324.8758 | 2350.7221
SA1 | Pumped Hydro | 0 | 0 | 5.8482e-06 | 5.7581e-06 | 6.0465e-06 | 6.6082e-06 | 7.1798e-06 | 7.7121e-06 | 8.3892e-06 | 9.1177e-06 | 9.928e-06 | 1.0707e-05 | 1.1389e-05 | 1.2285e-05 | 1.8007e-05 | 2.05e-05 | 2.5261e-05 | 2.5111e-05 | 2.5317e-05 | 3.6242e-05 | 3.5849e-05
SA1 | VPP | 2.5094 | 4.4282 | 6.3136 | 7.6868 | 9.4179 | 11.5666 | 13.6261 | 14.5055 | 16.3257 | 18.1696 | 19.5188 | 19.9276 | 22.5922 | 23.2275 | 25.2894 | 25.1231 | 23.765 | 23.8459 | 24.2835 | 24.1031 | 24.5835
Total excluding storage |  | 8917.7331 | 8992.3999 | 7856.5445 | 7806.7082 | 7588.4568 | 8307.2641 | 8300.5688 | 7741.9983 | 7653.0779 | 7355.8307 | 7709.0383 | 7067.2231 | 6558.6918 | 6370.3691 | 6325.1522 | 5784.7387 | 6772.1049 | 6598.3201 | 5736.8738 | 8002.3524 | 7954.3348
Region | Technology | 2021-22 | 2022-23 | 2023-24 | 2024-25 | 2025-26 | 2026-27 | 2027-28 | 2028-29 | 2029-30 | 2030-31 | 2031-32 | 2032-33 | 2033-34 | 2034-35 | 2035-36 | 2036-37 | 2037-38 | 2038-39 | 2039-40 | 2040-41 | 2041-42
TAS1 | Black Coal | 0 | 0 | 0 | 0 | 0 | 0 | 0 | 0 | 0 | 0 | 0 | 0 | 0 | 0 | 0 | 0 | 0 | 0 | 0 | 0 | 0
TAS1 | Brown Coal | 0 | 0 | 0 | 0 | 0 | 0 | 0 | 0 | 0 | 0 | 0 | 0 | 0 | 0 | 0 | 0 | 0 | 0 | 0 | 0 | 0
TAS1 | CCGT | 3.8035e-06 | 4.0163e-06 | 4.3099e-06 | 4.5414e-06 | 4.6752e-06 | 5.0126e-06 | 5.419e-06 | 5.8398e-06 | 6.3003e-06 | 6.7852e-06 | 7.3269e-06 | 7.8912e-06 | 8.5132e-06 | 9.1473e-06 | 9.87e-06 | 1.0662e-05 | 1.1499e-05 | 1.2417e-05 | 1.3447e-05 | 1.4434e-05 | 1.5583e-05
TAS1 | Gas - Steam | 0 | 0 | 0 | 0 | 0 | 0 | 0 | 0 | 0 | 0 | 0 | 0 | 0 | 0 | 0 | 0 | 0 | 0 | 0 | 0 | 0
TAS1 | OCGT / Diesel | 2.1301e-06 | 2.2357e-06 | 2.3828e-06 | 2.5281e-06 | 2.59e-06 | 2.8451e-06 | 3.0653e-06 | 3.2584e-06 | 3.4696e-06 | 3.8372e-06 | 4.1431e-06 | 4.4334e-06 | 4.7843e-06 | 5.1519e-06 | 5.6246e-06 | 6.0075e-06 | 6.4695e-06 | 7.0305e-06 | 7.5729e-06 | 5.2028e-06 | 5.6399e-06
TAS1 | Hydro | 7641.327 | 8297.5003 | 8003.7595 | 8523.5103 | 8797.9708 | 5293.6509 | 4690.1435 | 4685.6931 | 4310.0718 | 4194.6062 | 3432.757 | 3695.4708 | 3592.8013 | 3261.7568 | 3080.4788 | 2741.793 | 2970.7982 | 2771.5787 | 2876.8139 | 2592.323 | 2928.1685
TAS1 | Wind | 1780.8944 | 2021.9175 | 2460.416 | 2968.7758 | 3758.5469 | 4016.2435 | 4524.5094 | 4658.5358 | 5023.7489 | 5077.1152 | 5687.9543 | 5650.6256 | 5886.2696 | 6216.2608 | 6495.3469 | 6851.1508 | 7135.6297 | 7349.8325 | 7232.9652 | 7398.0496 | 7175.1182
TAS1 | Solar PV | 5.2586e-07 | 5.9037e-07 | 9.4132e-07 | 1.3751e-06 | 4.7965e-06 | 6.9807e-06 | 1.3655e-05 | 1.3541e-05 | 1.4244e-05 | 1.3774e-05 | 1.3567e-05 | 1.3493e-05 | 1.9337e-05 | 1.687e-05 | 3.002e-05 | 2.8363e-05 | 2.901e-05 | 3.0519e-05 | 5.8863e-05 | 7.5289e-05 | 7.5329e-05
TAS1 | LS Battery | 7.9334e-06 | 8.0563e-06 | 8.0649e-06 | 8.0753e-06 | 8.3073e-06 | 1.2277e-05 | 1.6866e-05 | 1.9576e-05 | 1.9662e-05 | 3.7259e-05 | 3.7764e-05 | 3.7798e-05 | 3.7976e-05 | 3.8253e-05 | 4.0287e-05 | 4.4171e-05 | 4.7747e-05 | 5.1505e-05 | 5.6187e-05 | 6.1491e-05 | 6.6196e-05
TAS1 | Pumped Hydro | 0 | 0 | 1.992e-05 | 2.1325e-05 | 2.4068e-05 | 2.746e-05 | 3.004e-05 | 3.2369e-05 | 3.5184e-05 | 3.8101e-05 | 4.1893e-05 | 4.4921e-05 | 4.8504e-05 | 5.2921e-05 | 5.751e-05 | 6.2358e-05 | 6.7056e-05 | 7.272e-05 | 7.873e-05 | 8.5303e-05 | 9.1907e-05
TAS1 | VPP | 0.083831 | 0.16786 | 0.1741 | 0.15429 | 0.38707 | 0.68815 | 0.99781 | 1.1732 | 1.3205 | 1.4239 | 1.9505 | 2.0324 | 2.0614 | 2.0763 | 2.0746 | 2.1562 | 2.026 | 2.2526 | 2.2051 | 2.1999 | 2.2136
Total excluding storage |  | 9422.2214 | 10319.4178 | 10464.1755 | 11492.2862 | 12556.5177 | 9309.8944 | 9214.6529 | 9344.2289 | 9333.8208 | 9271.7214 | 9120.7113 | 9346.0965 | 9479.0709 | 9478.0176 | 9575.8258 | 9592.9438 | 10106.4279 | 10121.4112 | 10109.7792 | 9990.3727 | 10103.2869
Explicitly modelled pumping
Region | Technology | 2021-22 | 2022-23 | 2023-24 | 2024-25 | 2025-26 | 2026-27 | 2027-28 | 2028-29 | 2029-30 | 2030-31 | 2031-32 | 2032-33 | 2033-34 | 2034-35 | 2035-36 | 2036-37 | 2037-38 | 2038-39 | 2039-40 | 2040-41 | 2041-42
NEM | LS Battery pump | 171.6565 | 183.8369 | 199.0603 | 219.8194 | 198.0092 | 208.3261 | 231.2182 | 218.8849 | 215.4326 | 222.4052 | 228.6964 | 224.4095 | 187.3214 | 151.9299 | 348.916 | 1071.3299 | 2979.6735 | 3012.7251 | 2994.083 | 5797.9602 | 5819.3454
NEM | Pumped Hydro Pump | 247.45 | 424.7298 | 218.6237 | 1077.7319 | 3262.5486 | 3211.6036 | 3221.4135 | 2504.6021 | 3689.9207 | 4486.4234 | 4546.5245 | 5366.447 | 4447.1649 | 4207.7212 | 6157.7692 | 7384.5299 | 8071.1497 | 8523.882 | 9621.2086 | 9215.4534 | 9380.0472
NEM | VPP pump | 14.4867 | 21.3313 | 25.0234 | 36.1517 | 42.9815 | 58.1573 | 79.5617 | 84.6541 | 94.276 | 106.0348 | 133.832 | 148.9039 | 178.4429 | 180.1306 | 199.221 | 212.9409 | 205.3993 | 207.5817 | 207.8255 | 213.649 | 212.1737
Region | Technology | 2021-22 | 2022-23 | 2023-24 | 2024-25 | 2025-26 | 2026-27 | 2027-28 | 2028-29 | 2029-30 | 2030-31 | 2031-32 | 2032-33 | 2033-34 | 2034-35 | 2035-36 | 2036-37 | 2037-38 | 2038-39 | 2039-40 | 2040-41 | 2041-42
NSW1 | LS Battery pump | 8.9524e-06 | 9.0262e-06 | 8.9597e-06 | 9.0294e-06 | 9.0882e-06 | 1.2482e-05 | 1.6514e-05 | 1.8775e-05 | 1.9525e-05 | 3.5366e-05 | 3.6317e-05 | 3.4524e-05 | 3.4795e-05 | 3.5393e-05 | 3.598e-05 | 0.00033163 | 0.00030942 | 0.00030423 | 0.00030867 | 1172.0775 | 1129.5245
NSW1 | Pumped Hydro Pump | 193.3233 | 340.2402 | 189.1366 | 1027.7616 | 3259.2763 | 3201.3444 | 3196.7476 | 2493.9034 | 3547.3044 | 4248.9881 | 4271.5213 | 5105.5972 | 4214.88 | 3903.5871 | 5771.4944 | 6661.6564 | 6333.9527 | 6533.2188 | 7613.655 | 7304.3607 | 7275.3207
NSW1 | VPP pump | 7.3241 | 9.8197 | 10.1921 | 14.0043 | 17.7023 | 24.9745 | 32.003 | 33.1938 | 34.7427 | 40.1573 | 49.1 | 55.7847 | 67.2683 | 65.8274 | 68.7496 | 80.684 | 78.8451 | 76.7247 | 75.9833 | 80.9068 | 79.0656
Region | Technology | 2021-22 | 2022-23 | 2023-24 | 2024-25 | 2025-26 | 2026-27 | 2027-28 | 2028-29 | 2029-30 | 2030-31 | 2031-32 | 2032-33 | 2033-34 | 2034-35 | 2035-36 | 2036-37 | 2037-38 | 2038-39 | 2039-40 | 2040-41 | 2041-42
QLD1 | LS Battery pump | 34.2641 | 34.9817 | 33.7539 | 32.9004 | 30.2123 | 31.3876 | 31.0147 | 35.722 | 33.1501 | 34.1659 | 35.0612 | 34.278 | 34.2633 | 32.3822 | 39.9927 | 39.6723 | 39.4712 | 39.7056 | 40.1362 | 39.2125 | 37.919
QLD1 | Pumped Hydro Pump | 54.1267 | 84.4897 | 29.4871 | 49.9702 | 3.2723 | 10.2591 | 24.6658 | 10.6986 | 142.6162 | 237.4352 | 275.003 | 260.8497 | 232.2847 | 304.1339 | 386.2744 | 659.1245 | 915.5323 | 1126.3077 | 1124.9073 | 942.5205 | 1109.4172
QLD1 | VPP pump | 2.0799 | 2.6003 | 3.1192 | 4.1394 | 5.8622 | 7.6971 | 10.2431 | 11.7545 | 13.0487 | 13.7572 | 18.5677 | 21.045 | 23.7721 | 24.1134 | 32.1115 | 32.3916 | 35.3303 | 35.8976 | 37.2551 | 37.0601 | 35.5664
Region | Technology | 2021-22 | 2022-23 | 2023-24 | 2024-25 | 2025-26 | 2026-27 | 2027-28 | 2028-29 | 2029-30 | 2030-31 | 2031-32 | 2032-33 | 2033-34 | 2034-35 | 2035-36 | 2036-37 | 2037-38 | 2038-39 | 2039-40 | 2040-41 | 2041-42
VIC1 | LS Battery pump | 28.2208 | 32.9384 | 31.9343 | 51.9051 | 33.7399 | 39.9124 | 58.0486 | 52.4883 | 53.7512 | 55.6979 | 57.4057 | 57.121 | 12.4961 | 12.0486 | 12.3305 | 12.3237 | 1260.377 | 1285.1258 | 1281.8537 | 1708.6931 | 1754.6221
VIC1 | Pumped Hydro Pump | 0 | 0 | 9.8614e-06 | 1.0803e-05 | 1.1372e-05 | 1.2482e-05 | 1.4131e-05 | 1.5794e-05 | 1.903e-05 | 2.3022e-05 | 3.3525e-05 | 4.1969e-05 | 5.4673e-05 | 5.2779e-05 | 0.00031631 | 63.7489 | 821.6645 | 864.3554 | 882.6461 | 968.572 | 995.3092
VIC1 | VPP pump | 1.9702 | 3.3809 | 3.9393 | 8.5773 | 7.6453 | 10.8002 | 19.7267 | 20.9243 | 25.2592 | 28.6492 | 40.358 | 45.6964 | 57.8379 | 59.8423 | 65.5265 | 67.115 | 60.2772 | 63.5735 | 62.8555 | 64.0581 | 65.4334
Region | Technology | 2021-22 | 2022-23 | 2023-24 | 2024-25 | 2025-26 | 2026-27 | 2027-28 | 2028-29 | 2029-30 | 2030-31 | 2031-32 | 2032-33 | 2033-34 | 2034-35 | 2035-36 | 2036-37 | 2037-38 | 2038-39 | 2039-40 | 2040-41 | 2041-42
SA1 | LS Battery pump | 109.1716 | 115.9167 | 133.372 | 135.0138 | 134.057 | 137.026 | 142.1549 | 130.6746 | 128.5312 | 132.5414 | 136.2294 | 133.0105 | 140.562 | 107.499 | 296.5928 | 1019.3335 | 1679.825 | 1687.8934 | 1672.0927 | 2877.977 | 2897.2797
SA1 | Pumped Hydro Pump | 0 | 0 | 7.3153e-06 | 7.2066e-06 | 7.5573e-06 | 8.2566e-06 | 8.9872e-06 | 9.6316e-06 | 1.0498e-05 | 1.1392e-05 | 1.2412e-05 | 1.3389e-05 | 1.4233e-05 | 1.5353e-05 | 2.2506e-05 | 2.5641e-05 | 3.1589e-05 | 3.1411e-05 | 3.1598e-05 | 4.541e-05 | 4.4685e-05
SA1 | VPP pump | 3.0119 | 5.3278 | 7.5649 | 9.2454 | 11.3073 | 13.8596 | 16.3872 | 17.3775 | 19.6379 | 21.7646 | 23.4607 | 23.9347 | 27.0984 | 27.8457 | 30.3533 | 30.1537 | 28.5237 | 28.6813 | 29.0854 | 28.979 | 29.4565
Region | Technology | 2021-22 | 2022-23 | 2023-24 | 2024-25 | 2025-26 | 2026-27 | 2027-28 | 2028-29 | 2029-30 | 2030-31 | 2031-32 | 2032-33 | 2033-34 | 2034-35 | 2035-36 | 2036-37 | 2037-38 | 2038-39 | 2039-40 | 2040-41 | 2041-42
TAS1 | LS Battery pump | 9.7981e-06 | 9.9477e-06 | 9.9568e-06 | 9.9699e-06 | 1.0257e-05 | 1.516e-05 | 2.0829e-05 | 2.417e-05 | 2.4279e-05 | 4.6005e-05 | 4.6634e-05 | 4.6674e-05 | 4.6886e-05 | 4.7233e-05 | 4.9735e-05 | 5.4547e-05 | 5.8947e-05 | 6.3596e-05 | 6.9375e-05 | 7.5925e-05 | 8.1717e-05
TAS1 | Pumped Hydro Pump | 0 | 0 | 2.4964e-05 | 2.6662e-05 | 3.0092e-05 | 3.4324e-05 | 3.7574e-05 | 4.0455e-05 | 4.3997e-05 | 4.7623e-05 | 5.2384e-05 | 5.617e-05 | 6.0629e-05 | 6.6168e-05 | 7.1871e-05 | 7.8001e-05 | 8.3802e-05 | 9.0925e-05 | 9.8409e-05 | 0.00010668 | 0.00011478
TAS1 | VPP pump | 0.10062 | 0.20265 | 0.20804 | 0.18531 | 0.46429 | 0.82585 | 1.2017 | 1.404 | 1.5875 | 1.7064 | 2.3456 | 2.443 | 2.4662 | 2.5017 | 2.4801 | 2.5966 | 2.4229 | 2.7046 | 2.6462 | 2.645 | 2.6518
Non-controllable generation
Region | Technology | 2021-22 | 2022-23 | 2023-24 | 2024-25 | 2025-26 | 2026-27 | 2027-28 | 2028-29 | 2029-30 | 2030-31 | 2031-32 | 2032-33 | 2033-34 | 2034-35 | 2035-36 | 2036-37 | 2037-38 | 2038-39 | 2039-40 | 2040-41 | 2041-42
NEM | Distributed PV | 18416.6551 | 19890.3751 | 21470.9729 | 20886.6109 | 21808.8854 | 23879.0636 | 25505.1538 | 25543.0316 | 27497.1858 | 29285.1908 | 30344.1321 | 31860.0671 | 30284.5007 | 30927.727 | 33025.9515 | 34335.9779 | 33404.366 | 35459.3798 | 37726.0857 | 39046.9012 | 40732.3267
NEM | Behind the meter battery | 243.573 | 287.9177 | 303.1503 | 325.699 | 368.7184 | 409.5486 | 447.7615 | 430.0642 | 488.3985 | 509.2524 | 581.0916 | 653.3209 | 715.3874 | 762.7049 | 788.1614 | 801.3391 | 736.5355 | 811.8913 | 823.6042 | 833.6449 | 843.0422
NEM | Behind the meter battery pump | 243.559 | 288.0314 | 303.1299 | 325.9837 | 369.0794 | 409.4028 | 447.6 | 430.2173 | 488.3386 | 507.9317 | 580.2673 | 652.9834 | 714.4012 | 760.9817 | 787.8464 | 801.7258 | 735.7409 | 811.0597 | 821.0527 | 832.1813 | 842.2029
Region | Technology | 2021-22 | 2022-23 | 2023-24 | 2024-25 | 2025-26 | 2026-27 | 2027-28 | 2028-29 | 2029-30 | 2030-31 | 2031-32 | 2032-33 | 2033-34 | 2034-35 | 2035-36 | 2036-37 | 2037-38 | 2038-39 | 2039-40 | 2040-41 | 2041-42
NSW1 | Distributed PV | 5278.0803 | 5655.5985 | 5780.9003 | 5584.277 | 5637.8501 | 6226.2272 | 6412.0092 | 6372.7397 | 6612.8389 | 7169.1898 | 7694.892 | 7987.4244 | 7705.1364 | 7794.0119 | 8541.541 | 8763.7714 | 8608.4946 | 8824.8944 | 9517.831 | 10223.9406 | 10555.7999
NSW1 | Behind the meter battery | 95.7139 | 107.689 | 110.1901 | 122.0404 | 141.6472 | 158.1273 | 172.6476 | 165.189 | 186.5424 | 194.1097 | 220.7583 | 250.2257 | 274.2913 | 291.8799 | 301.38 | 305.5896 | 279.308 | 304.8168 | 307.7295 | 309.9733 | 312.3065
NSW1 | Behind the meter battery pump | 95.7198 | 107.7036 | 110.1947 | 122.1946 | 141.7716 | 157.9429 | 172.6037 | 165.3967 | 186.5546 | 193.4537 | 220.5097 | 250.1763 | 273.5904 | 291.2323 | 301.0876 | 305.6549 | 279.1351 | 304.4458 | 306.7094 | 309.447 | 312.013
Region | Technology | 2021-22 | 2022-23 | 2023-24 | 2024-25 | 2025-26 | 2026-27 | 2027-28 | 2028-29 | 2029-30 | 2030-31 | 2031-32 | 2032-33 | 2033-34 | 2034-35 | 2035-36 | 2036-37 | 2037-38 | 2038-39 | 2039-40 | 2040-41 | 2041-42
QLD1 | Distributed PV | 5920.4119 | 6373.1042 | 6625.1981 | 6486.1466 | 6843.7723 | 7444.3432 | 7821.0205 | 7466.1333 | 8253.6547 | 8789.8106 | 9451.6361 | 9788.6923 | 9582.7577 | 10035.4923 | 10787.2007 | 11208.8747 | 10547.1301 | 11604.163 | 12303.7915 | 13099.2681 | 13393.1963
QLD1 | Behind the meter battery | 42.6739 | 44.7278 | 44.7641 | 47.6476 | 56.4685 | 65.3756 | 72.9554 | 71.2571 | 81.6121 | 86.0304 | 101.1545 | 115.3793 | 125.4541 | 134.2154 | 138.3192 | 139.9806 | 128.6353 | 142.0417 | 145.1012 | 146.611 | 148.134
QLD1 | Behind the meter battery pump | 42.6883 | 44.734 | 44.728 | 47.6514 | 56.5151 | 65.353 | 72.9641 | 71.2765 | 81.6022 | 85.8967 | 100.9682 | 115.2499 | 125.2381 | 133.8851 | 138.1943 | 139.9906 | 128.5428 | 141.9422 | 144.6714 | 146.3551 | 148.0011
Region | Technology | 2021-22 | 2022-23 | 2023-24 | 2024-25 | 2025-26 | 2026-27 | 2027-28 | 2028-29 | 2029-30 | 2030-31 | 2031-32 | 2032-33 | 2033-34 | 2034-35 | 2035-36 | 2036-37 | 2037-38 | 2038-39 | 2039-40 | 2040-41 | 2041-42
VIC1 | Distributed PV | 4228.304 | 4792.7658 | 5783.6543 | 5714.1883 | 6236.9032 | 7052.4465 | 7894.8076 | 8374.3497 | 9061.5644 | 9630.0668 | 9521.7865 | 10230.0197 | 9322.4405 | 9418.9596 | 9931.9131 | 10355.1583 | 10260.0016 | 10823.9812 | 11503.4501 | 11376.2725 | 12236.4672
VIC1 | Behind the meter battery | 53.8314 | 64.9331 | 68.3792 | 73.6793 | 84.8102 | 94.9496 | 104.9258 | 101.6835 | 117.0574 | 123.768 | 148.986 | 173.8292 | 197.483 | 215.4948 | 223.9437 | 229.4245 | 212.144 | 234.9432 | 238.7472 | 242.9232 | 246.4727
VIC1 | Behind the meter battery pump | 53.7884 | 64.9583 | 68.3701 | 73.743 | 84.9434 | 94.9485 | 104.8593 | 101.5958 | 117.0125 | 123.4908 | 148.7738 | 173.7199 | 197.5524 | 214.7652 | 224.1656 | 229.7494 | 211.7147 | 234.6889 | 238.0054 | 242.4853 | 246.177
Region | Technology | 2021-22 | 2022-23 | 2023-24 | 2024-25 | 2025-26 | 2026-27 | 2027-28 | 2028-29 | 2029-30 | 2030-31 | 2031-32 | 2032-33 | 2033-34 | 2034-35 | 2035-36 | 2036-37 | 2037-38 | 2038-39 | 2039-40 | 2040-41 | 2041-42
SA1 | Distributed PV | 2723.4786 | 2804.5231 | 3002.8484 | 2841.3192 | 2833.8702 | 2887.1881 | 3104.167 | 3041.8652 | 3273.5944 | 3387.0293 | 3373.3575 | 3539.0289 | 3380.5748 | 3387.213 | 3462.2392 | 3701.0676 | 3663.0632 | 3872.0136 | 4048.3731 | 4002.6049 | 4187.2828
SA1 | Behind the meter battery | 44.2352 | 62.983 | 72.3868 | 74.3667 | 76.9305 | 81.1582 | 85.9357 | 81.1209 | 90.6573 | 92.2617 | 94.8755 | 96.8723 | 99.6574 | 101.7187 | 104.7955 | 106.3811 | 98.4087 | 110.0807 | 112.0554 | 114.0415 | 116.1841
SA1 | Behind the meter battery pump | 44.2492 | 63.0473 | 72.4108 | 74.424 | 76.9826 | 81.2426 | 85.9031 | 81.1479 | 90.6454 | 92.0339 | 94.7418 | 96.8025 | 99.5375 | 101.7368 | 104.6913 | 106.3545 | 98.3325 | 109.9843 | 111.7468 | 113.828 | 116.0797
Region | Technology | 2021-22 | 2022-23 | 2023-24 | 2024-25 | 2025-26 | 2026-27 | 2027-28 | 2028-29 | 2029-30 | 2030-31 | 2031-32 | 2032-33 | 2033-34 | 2034-35 | 2035-36 | 2036-37 | 2037-38 | 2038-39 | 2039-40 | 2040-41 | 2041-42
TAS1 | Distributed PV | 266.3803 | 264.3835 | 278.3718 | 260.6799 | 256.4897 | 268.8586 | 273.1495 | 287.9437 | 295.5334 | 309.0941 | 302.46 | 314.9018 | 293.5913 | 292.0502 | 303.0575 | 307.1059 | 325.6765 | 334.3276 | 352.64 | 344.815 | 359.5804
TAS1 | Behind the meter battery | 7.1186 | 7.5847 | 7.4302 | 7.9649 | 8.862 | 9.9379 | 11.297 | 10.8136 | 12.5292 | 13.0825 | 15.3173 | 17.0144 | 18.5017 | 19.396 | 19.7231 | 19.9633 | 18.0396 | 20.0089 | 19.9708 | 20.0959 | 19.945
TAS1 | Behind the meter battery pump | 7.1133 | 7.5882 | 7.4263 | 7.9707 | 8.8668 | 9.9158 | 11.2697 | 10.8004 | 12.5238 | 13.0565 | 15.2738 | 17.0348 | 18.4828 | 19.3622 | 19.7077 | 19.9764 | 18.0158 | 19.9985 | 19.9197 | 20.066 | 19.9322
Ernst & Young’s liability is limited by a scheme approved under Professional Standards Legislation

## BaseCase_Capacity
Installed capacity by technology (MW) - Base Case, Slow Change Scenario
Capacity calculated on 1 July. In early study years some wind and solar projects enter later in the financial year and are reflected in the following financial year's capacity.
Explicitly modelled generation
Region | Technology | 2021-22 | 2022-23 | 2023-24 | 2024-25 | 2025-26 | 2026-27 | 2027-28 | 2028-29 | 2029-30 | 2030-31 | 2031-32 | 2032-33 | 2033-34 | 2034-35 | 2035-36 | 2036-37 | 2037-38 | 2038-39 | 2039-40 | 2040-41 | 2041-42
NEM | Black Coal | 18366 | 17891 | 16416 | 16416 | 16416 | 16416 | 16416 | 15716 | 14396 | 14396 | 14396 | 11516.0004 | 11516.0004 | 11516.0004 | 10485.4047 | 10485.4043 | 10030.001 | 10030.001 | 10030.001 | 10030.001 | 10030.001
NEM | Brown Coal | 4820 | 4835 | 4835 | 4835 | 4835 | 4835 | 4835 | 4835 | 4485 | 4135 | 3853.9476 | 3853.9476 | 3853.9476 | 3853.9476 | 3853.9476 | 3853.9476 | 3853.9476 | 3853.9476 | 3853.9476 | 3853.9476 | 3760
NEM | CCGT | 3055 | 3055 | 3055 | 2875 | 2875 | 2875 | 2875 | 2875 | 2875 | 2875 | 2875 | 2875 | 2875 | 2875 | 2875 | 2490 | 1961 | 1961 | 1818 | 1818 | 1818
NEM | Gas - Steam | 1864 | 1864 | 1384 | 1384 | 1384 | 1384 | 1384 | 1384 | 1384 | 1384 | 1384 | 1384 | 1384 | 1384 | 584 | 584 | 584 | 584 | 84 | 84 | 84
NEM | OCGT / Diesel | 6741 | 6741 | 6741 | 6741 | 6741 | 6741 | 6741 | 6741 | 6741 | 6358 | 6358 | 6089 | 5627 | 5510 | 5380 | 5380 | 5380 | 5380 | 4940 | 5061.3623 | 5061.3623
NEM | Hydro | 7364.9 | 7364.9 | 7364.9 | 7364.9 | 7364.9 | 7364.9 | 7364.9 | 7364.9 | 7364.9 | 7364.9 | 7364.9 | 7364.9 | 7364.9 | 7364.9 | 7364.9 | 7364.9 | 7278.9 | 7278.9 | 7278.9 | 7278.9 | 7278.9
NEM | Wind | 9260 | 9346 | 9487.6558 | 9629.3118 | 9770.7039 | 9907.8593 | 10012.015 | 10149.1704 | 10195.3258 | 10224.6535 | 10365.5794 | 10502.7348 | 10445.8905 | 10583.0459 | 10498.2013 | 10609.8508 | 10503.5123 | 10004.4797 | 9972.8768 | 9696.0953 | 9722.7697
NEM | Solar PV | 6097 | 6302 | 6302 | 6302 | 6302 | 6302 | 6302 | 6302 | 6302 | 6302 | 6302 | 6302 | 6302 | 6302 | 6302 | 6654.5899 | 8170.0586 | 8639.6792 | 9150.1514 | 10355.9395 | 10526.5662
NEM | LS Battery | 300 | 300 | 300 | 300 | 300 | 300 | 300 | 300 | 300 | 270 | 270 | 270 | 215 | 190 | 305.8125 | 797.2793 | 2219.8755 | 2219.8755 | 2219.8755 | 4336.61 | 4336.61
NEM | Pumped Hydro | 810 | 810 | 810 | 810 | 2850 | 2850 | 2850 | 2850 | 2850 | 2850 | 2850 | 2850 | 2850 | 2850 | 2850 | 2863.754 | 3064.9575 | 3064.9575 | 3064.9575 | 3108.0991 | 3108.0991
NEM | VPP | 16.664 | 23.784 | 29.264 | 39.576 | 51.967 | 65.293 | 79.86 | 94.306 | 109.741 | 119.148 | 146.679 | 164.379 | 187.385 | 202.9 | 213.633 | 223.149 | 232.423 | 242.169 | 252.817 | 263.667 | 274.382
Total excluding storage |  | 57567.9 | 57398.9 | 55585.5558 | 55547.2118 | 55688.6039 | 55825.7593 | 55929.915 | 55367.0704 | 53743.2258 | 53039.5535 | 52899.427 | 49887.5828 | 49368.7384 | 49388.8938 | 47343.4535 | 47422.6926 | 47761.4195 | 47732.0075 | 47127.8768 | 48178.2457 | 48281.5992
Region | Technology | 2021-22 | 2022-23 | 2023-24 | 2024-25 | 2025-26 | 2026-27 | 2027-28 | 2028-29 | 2029-30 | 2030-31 | 2031-32 | 2032-33 | 2033-34 | 2034-35 | 2035-36 | 2036-37 | 2037-38 | 2038-39 | 2039-40 | 2040-41 | 2041-42
NSW1 | Black Coal | 10240 | 9765 | 8290 | 8290 | 8290 | 8290 | 8290 | 8290 | 6970 | 6970 | 6970 | 4090.0004 | 4090.0004 | 4090.0004 | 4090.0004 | 4090.0004 | 4090.0004 | 4090.0004 | 4090.0004 | 4090.0004 | 4090.0004
NSW1 | Brown Coal | 0 | 0 | 0 | 0 | 0 | 0 | 0 | 0 | 0 | 0 | 0 | 0 | 0 | 0 | 0 | 0 | 0 | 0 | 0 | 0 | 0
NSW1 | CCGT | 625 | 625 | 625 | 625 | 625 | 625 | 625 | 625 | 625 | 625 | 625 | 625 | 625 | 625 | 625 | 625 | 625 | 625 | 625 | 625 | 625
NSW1 | Gas - Steam | 0 | 0 | 0 | 0 | 0 | 0 | 0 | 0 | 0 | 0 | 0 | 0 | 0 | 0 | 0 | 0 | 0 | 0 | 0 | 0 | 0
NSW1 | OCGT / Diesel | 1438 | 1438 | 1438 | 1438 | 1438 | 1438 | 1438 | 1438 | 1438 | 1438 | 1438 | 1438 | 1438 | 1438 | 1388 | 1388 | 1388 | 1388 | 1388 | 1388 | 1388
NSW1 | Hydro | 2585 | 2585 | 2585 | 2585 | 2585 | 2585 | 2585 | 2585 | 2585 | 2585 | 2585 | 2585 | 2585 | 2585 | 2585 | 2585 | 2585 | 2585 | 2585 | 2585 | 2585
NSW1 | Wind | 2137 | 2137 | 2137 | 2137 | 2137 | 2137 | 2137 | 2137 | 2137 | 2137 | 2137 | 2137 | 2137 | 2137 | 2137 | 2296.4939 | 2120 | 1918 | 1918 | 1756.9999 | 1708.9999
NSW1 | Solar PV | 2282 | 2432 | 2432 | 2432 | 2432 | 2432 | 2432 | 2432 | 2432 | 2432 | 2432 | 2432 | 2432 | 2432 | 2432 | 2905.5899 | 3771.0057 | 4240.6263 | 4751.0985 | 5065.2453 | 5235.872
NSW1 | LS Battery | 0 | 0 | 0 | 0 | 0 | 0 | 0 | 0 | 0 | 0 | 0 | 0 | 0 | 0 | 0 | 0.00017544 | 0.00017576 | 0.00017577 | 0.00017577 | 799.9454 | 799.9454
NSW1 | Pumped Hydro | 240 | 240 | 240 | 240 | 2280 | 2280 | 2280 | 2280 | 2280 | 2280 | 2280 | 2280 | 2280 | 2280 | 2280 | 2280 | 2280 | 2280 | 2280 | 2280 | 2280
NSW1 | VPP | 6.558 | 8.786 | 10.68 | 15.384 | 20.217 | 25.635 | 31.095 | 36.873 | 42.845 | 46.41 | 57.069 | 64.706 | 73.35 | 79.327 | 83.166 | 86.441 | 89.566 | 92.826 | 96.448 | 100.138 | 103.729
Total excluding storage |  | 19307 | 18982 | 17507 | 17507 | 17507 | 17507 | 17507 | 17507 | 16187 | 16187 | 16187 | 13307.0004 | 13307.0004 | 13307.0004 | 13257.0004 | 13890.0842 | 14579.0061 | 14846.6267 | 15357.0989 | 15510.2457 | 15632.8724
Region | Technology | 2021-22 | 2022-23 | 2023-24 | 2024-25 | 2025-26 | 2026-27 | 2027-28 | 2028-29 | 2029-30 | 2030-31 | 2031-32 | 2032-33 | 2033-34 | 2034-35 | 2035-36 | 2036-37 | 2037-38 | 2038-39 | 2039-40 | 2040-41 | 2041-42
QLD1 | Black Coal | 8126 | 8126 | 8126 | 8126 | 8126 | 8126 | 8126 | 7426 | 7426 | 7426 | 7426 | 7426 | 7426 | 7426 | 6395.4043 | 6395.4039 | 5940.0006 | 5940.0006 | 5940.0006 | 5940.0006 | 5940.0006
QLD1 | Brown Coal | 0 | 0 | 0 | 0 | 0 | 0 | 0 | 0 | 0 | 0 | 0 | 0 | 0 | 0 | 0 | 0 | 0 | 0 | 0 | 0 | 0
QLD1 | CCGT | 1513 | 1513 | 1513 | 1513 | 1513 | 1513 | 1513 | 1513 | 1513 | 1513 | 1513 | 1513 | 1513 | 1513 | 1513 | 1128 | 1128 | 1128 | 985 | 985 | 985
QLD1 | Gas - Steam | 84 | 84 | 84 | 84 | 84 | 84 | 84 | 84 | 84 | 84 | 84 | 84 | 84 | 84 | 84 | 84 | 84 | 84 | 84 | 84 | 84
QLD1 | OCGT / Diesel | 1910 | 1910 | 1910 | 1910 | 1910 | 1910 | 1910 | 1910 | 1910 | 1910 | 1910 | 1910 | 1618 | 1501 | 1501 | 1501 | 1501 | 1501 | 1501 | 1501 | 1501
QLD1 | Hydro | 152 | 152 | 152 | 152 | 152 | 152 | 152 | 152 | 152 | 152 | 152 | 152 | 152 | 152 | 152 | 152 | 66 | 66 | 66 | 66 | 66
QLD1 | Wind | 677 | 677 | 677 | 677 | 677 | 677 | 677 | 677 | 677 | 677 | 677 | 677 | 677 | 677 | 677 | 677 | 677 | 821.812 | 976.4729 | 976.4729 | 1051.1472
QLD1 | Solar PV | 2374 | 2429 | 2429 | 2429 | 2429 | 2429 | 2429 | 2429 | 2429 | 2429 | 2429 | 2429 | 2429 | 2429 | 2429 | 2308 | 2258 | 2258 | 2258 | 2258 | 2258
QLD1 | LS Battery | 20 | 20 | 20 | 20 | 20 | 20 | 20 | 20 | 20 | 20 | 20 | 20 | 20 | 20 | 20 | 20 | 20 | 20 | 20 | 20.0005 | 20.0005
QLD1 | Pumped Hydro | 570 | 570 | 570 | 570 | 570 | 570 | 570 | 570 | 570 | 570 | 570 | 570 | 570 | 570 | 570 | 570 | 570 | 570 | 570 | 570 | 570
QLD1 | VPP | 2.603 | 3.317 | 4.026 | 5.403 | 7.677 | 9.803 | 12.359 | 14.691 | 17.29 | 18.852 | 24.22 | 26.67 | 30.579 | 33.136 | 34.83 | 36.323 | 37.834 | 39.483 | 41.237 | 42.889 | 44.434
Total excluding storage |  | 14836 | 14891 | 14891 | 14891 | 14891 | 14891 | 14891 | 14191 | 14191 | 14191 | 14191 | 14191 | 13899 | 13782 | 12751.4043 | 12245.4039 | 11654.0006 | 11798.8126 | 11810.4735 | 11810.4735 | 11885.1478
Region | Technology | 2021-22 | 2022-23 | 2023-24 | 2024-25 | 2025-26 | 2026-27 | 2027-28 | 2028-29 | 2029-30 | 2030-31 | 2031-32 | 2032-33 | 2033-34 | 2034-35 | 2035-36 | 2036-37 | 2037-38 | 2038-39 | 2039-40 | 2040-41 | 2041-42
VIC1 | Black Coal | 0 | 0 | 0 | 0 | 0 | 0 | 0 | 0 | 0 | 0 | 0 | 0 | 0 | 0 | 0 | 0 | 0 | 0 | 0 | 0 | 0
VIC1 | Brown Coal | 4820 | 4835 | 4835 | 4835 | 4835 | 4835 | 4835 | 4835 | 4485 | 4135 | 3853.9476 | 3853.9476 | 3853.9476 | 3853.9476 | 3853.9476 | 3853.9476 | 3853.9476 | 3853.9476 | 3853.9476 | 3853.9476 | 3760
VIC1 | CCGT | 0 | 0 | 0 | 0 | 0 | 0 | 0 | 0 | 0 | 0 | 0 | 0 | 0 | 0 | 0 | 0 | 0 | 0 | 0 | 0 | 0
VIC1 | Gas - Steam | 500 | 500 | 500 | 500 | 500 | 500 | 500 | 500 | 500 | 500 | 500 | 500 | 500 | 500 | 500 | 500 | 500 | 500 | 0 | 0 | 0
VIC1 | OCGT / Diesel | 1900 | 1900 | 1900 | 1900 | 1900 | 1900 | 1900 | 1900 | 1900 | 1900 | 1900 | 1900 | 1730 | 1730 | 1730 | 1730 | 1730 | 1730 | 1290 | 1290.0001 | 1290.0001
VIC1 | Hydro | 2219 | 2219 | 2219 | 2219 | 2219 | 2219 | 2219 | 2219 | 2219 | 2219 | 2219 | 2219 | 2219 | 2219 | 2219 | 2219 | 2219 | 2219 | 2219 | 2219 | 2219
VIC1 | Wind | 3818 | 3818 | 3818 | 3818 | 3818 | 3818 | 3818 | 3818 | 3818 | 3818 | 3818 | 3818 | 3818 | 3818 | 3818 | 3818 | 3751 | 3331 | 3331 | 3072 | 3072
VIC1 | Solar PV | 1088 | 1088 | 1088 | 1088 | 1088 | 1088 | 1088 | 1088 | 1088 | 1088 | 1088 | 1088 | 1088 | 1088 | 1088 | 1088 | 1088 | 1088 | 1088 | 1088 | 1088
VIC1 | LS Battery | 75 | 75 | 75 | 75 | 75 | 75 | 75 | 75 | 75 | 75 | 75 | 75 | 20 | 20 | 20 | 20.0002 | 921.6609 | 921.6609 | 921.6609 | 1312.5311 | 1312.5311
VIC1 | Pumped Hydro | 0 | 0 | 0 | 0 | 0 | 0 | 0 | 0 | 0 | 0 | 0 | 0 | 0 | 0 | 0 | 13.754 | 214.9575 | 214.9575 | 214.9575 | 258.0991 | 258.0991
VIC1 | VPP | 3.731 | 5.337 | 6.562 | 8.868 | 11.994 | 15.011 | 18.664 | 22.177 | 26.3 | 29 | 38.307 | 44.082 | 52.345 | 57.273 | 60.753 | 63.832 | 66.791 | 69.883 | 73.295 | 76.876 | 80.486
Total excluding storage |  | 14345 | 14360 | 14360 | 14360 | 14360 | 14360 | 14360 | 14360 | 14010 | 13660 | 13378.9476 | 13378.9476 | 13208.9476 | 13208.9476 | 13208.9476 | 13208.9476 | 13141.9476 | 12721.9476 | 11781.9476 | 11522.9477 | 11429.0001
Region | Technology | 2021-22 | 2022-23 | 2023-24 | 2024-25 | 2025-26 | 2026-27 | 2027-28 | 2028-29 | 2029-30 | 2030-31 | 2031-32 | 2032-33 | 2033-34 | 2034-35 | 2035-36 | 2036-37 | 2037-38 | 2038-39 | 2039-40 | 2040-41 | 2041-42
SA1 | Black Coal | 0 | 0 | 0 | 0 | 0 | 0 | 0 | 0 | 0 | 0 | 0 | 0 | 0 | 0 | 0 | 0 | 0 | 0 | 0 | 0 | 0
SA1 | Brown Coal | 0 | 0 | 0 | 0 | 0 | 0 | 0 | 0 | 0 | 0 | 0 | 0 | 0 | 0 | 0 | 0 | 0 | 0 | 0 | 0 | 0
SA1 | CCGT | 709 | 709 | 709 | 529 | 529 | 529 | 529 | 529 | 529 | 529 | 529 | 529 | 529 | 529 | 529 | 529 | 0 | 0 | 0 | 0 | 0
SA1 | Gas - Steam | 1280 | 1280 | 800 | 800 | 800 | 800 | 800 | 800 | 800 | 800 | 800 | 800 | 800 | 800 | 0 | 0 | 0 | 0 | 0 | 0 | 0
SA1 | OCGT / Diesel | 1315 | 1315 | 1315 | 1315 | 1315 | 1315 | 1315 | 1315 | 1315 | 932 | 932 | 663 | 663 | 663 | 583 | 583 | 583 | 583 | 583 | 824.3622 | 824.3622
SA1 | Hydro | 0 | 0 | 0 | 0 | 0 | 0 | 0 | 0 | 0 | 0 | 0 | 0 | 0 | 0 | 0 | 0 | 0 | 0 | 0 | 0 | 0
SA1 | Wind | 2054 | 2140 | 2140 | 2140 | 2140 | 2140 | 2107 | 2107 | 2016 | 1904 | 1904 | 1904 | 1710 | 1710 | 1488 | 1303 | 1303 | 1144 | 817 | 818.287 | 818.287
SA1 | Solar PV | 353 | 353 | 353 | 353 | 353 | 353 | 353 | 353 | 353 | 353 | 353 | 353 | 353 | 353 | 353 | 353 | 1053.0529 | 1053.0529 | 1053.0529 | 1944.6942 | 1944.6942
SA1 | LS Battery | 205 | 205 | 205 | 205 | 205 | 205 | 205 | 205 | 205 | 175 | 175 | 175 | 175 | 150 | 265.8125 | 757.2789 | 1278.2144 | 1278.2144 | 1278.2144 | 2204.133 | 2204.133
SA1 | Pumped Hydro | 0 | 0 | 0 | 0 | 0 | 0 | 0 | 0 | 0 | 0 | 0 | 0 | 0 | 0 | 0 | 0 | 0 | 0 | 0 | 0 | 0
SA1 | VPP | 3.332 | 5.788 | 7.33 | 9.022 | 10.892 | 13.305 | 15.805 | 18.292 | 20.649 | 22.005 | 23.441 | 24.951 | 26.615 | 28.315 | 29.831 | 31.335 | 32.863 | 34.455 | 36.142 | 37.889 | 39.684
Total excluding storage |  | 5711 | 5797 | 5317 | 5137 | 5137 | 5137 | 5104 | 5104 | 5013 | 4518 | 4518 | 4249 | 4055 | 4055 | 2953 | 2768 | 2939.0529 | 2780.0529 | 2453.0529 | 3587.3434 | 3587.3434
Region | Technology | 2021-22 | 2022-23 | 2023-24 | 2024-25 | 2025-26 | 2026-27 | 2027-28 | 2028-29 | 2029-30 | 2030-31 | 2031-32 | 2032-33 | 2033-34 | 2034-35 | 2035-36 | 2036-37 | 2037-38 | 2038-39 | 2039-40 | 2040-41 | 2041-42
TAS1 | Black Coal | 0 | 0 | 0 | 0 | 0 | 0 | 0 | 0 | 0 | 0 | 0 | 0 | 0 | 0 | 0 | 0 | 0 | 0 | 0 | 0 | 0
TAS1 | Brown Coal | 0 | 0 | 0 | 0 | 0 | 0 | 0 | 0 | 0 | 0 | 0 | 0 | 0 | 0 | 0 | 0 | 0 | 0 | 0 | 0 | 0
TAS1 | CCGT | 208 | 208 | 208 | 208 | 208 | 208 | 208 | 208 | 208 | 208 | 208 | 208 | 208 | 208 | 208 | 208 | 208 | 208 | 208 | 208 | 208
TAS1 | Gas - Steam | 0 | 0 | 0 | 0 | 0 | 0 | 0 | 0 | 0 | 0 | 0 | 0 | 0 | 0 | 0 | 0 | 0 | 0 | 0 | 0 | 0
TAS1 | OCGT / Diesel | 178 | 178 | 178 | 178 | 178 | 178 | 178 | 178 | 178 | 178 | 178 | 178 | 178 | 178 | 178 | 178 | 178 | 178 | 178 | 58 | 58
TAS1 | Hydro | 2408.9 | 2408.9 | 2408.9 | 2408.9 | 2408.9 | 2408.9 | 2408.9 | 2408.9 | 2408.9 | 2408.9 | 2408.9 | 2408.9 | 2408.9 | 2408.9 | 2408.9 | 2408.9 | 2408.9 | 2408.9 | 2408.9 | 2408.9 | 2408.9
TAS1 | Wind | 574 | 574 | 715.6558 | 857.3118 | 998.7039 | 1135.8593 | 1273.015 | 1410.1704 | 1547.3258 | 1688.6535 | 1829.5794 | 1966.7348 | 2103.8905 | 2241.0459 | 2378.2013 | 2515.357 | 2652.5123 | 2789.6677 | 2930.404 | 3072.3355 | 3072.3355
TAS1 | Solar PV | 0 | 0 | 0 | 0 | 0 | 0 | 0 | 0 | 0 | 0 | 0 | 0 | 0 | 0 | 0 | 0 | 0 | 0 | 0 | 0 | 0
TAS1 | LS Battery | 0 | 0 | 0 | 0 | 0 | 0 | 0 | 0 | 0 | 0 | 0 | 0 | 0 | 0 | 0 | 0 | 0 | 0 | 0 | 0 | 0
TAS1 | Pumped Hydro | 0 | 0 | 0 | 0 | 0 | 0 | 0 | 0 | 0 | 0 | 0 | 0 | 0 | 0 | 0 | 0 | 0 | 0 | 0 | 0 | 0
TAS1 | VPP | 0.44 | 0.556 | 0.666 | 0.899 | 1.187 | 1.539 | 1.937 | 2.273 | 2.657 | 2.881 | 3.642 | 3.97 | 4.496 | 4.849 | 5.053 | 5.218 | 5.369 | 5.522 | 5.695 | 5.875 | 6.049
Total excluding storage |  | 3368.9 | 3368.9 | 3510.5558 | 3652.2118 | 3793.6039 | 3930.7593 | 4067.915 | 4205.0704 | 4342.2258 | 4483.5535 | 4624.4794 | 4761.6348 | 4898.7905 | 5035.9459 | 5173.1013 | 5310.2569 | 5447.4123 | 5584.5677 | 5725.304 | 5747.2355 | 5747.2355
Explicitly modelled pumping
Region | Technology | 2021-22 | 2022-23 | 2023-24 | 2024-25 | 2025-26 | 2026-27 | 2027-28 | 2028-29 | 2029-30 | 2030-31 | 2031-32 | 2032-33 | 2033-34 | 2034-35 | 2035-36 | 2036-37 | 2037-38 | 2038-39 | 2039-40 | 2040-41 | 2041-42
NEM | LS Battery pump | 300 | 300 | 300 | 300 | 300 | 300 | 300 | 300 | 300 | 270 | 270 | 270 | 215 | 190 | 305.8125 | 797.2793 | 2219.8755 | 2219.8755 | 2219.8755 | 4336.61 | 4336.61
NEM | Pumped Hydro Pump | 1410 | 1410 | 1410 | 1410 | 3450 | 3450 | 3450 | 3450 | 3450 | 3450 | 3450 | 3450 | 3450 | 3450 | 3450 | 3463.754 | 3664.9575 | 3664.9575 | 3664.9575 | 3708.0991 | 3708.0991
NEM | VPP pump | 16.664 | 23.784 | 29.264 | 39.576 | 51.967 | 65.293 | 79.86 | 94.306 | 109.741 | 119.148 | 146.679 | 164.379 | 187.385 | 202.9 | 213.633 | 223.149 | 232.423 | 242.169 | 252.817 | 263.667 | 274.382
Region | Technology | 2021-22 | 2022-23 | 2023-24 | 2024-25 | 2025-26 | 2026-27 | 2027-28 | 2028-29 | 2029-30 | 2030-31 | 2031-32 | 2032-33 | 2033-34 | 2034-35 | 2035-36 | 2036-37 | 2037-38 | 2038-39 | 2039-40 | 2040-41 | 2041-42
NSW1 | LS Battery pump | 0 | 0 | 0 | 0 | 0 | 0 | 0 | 0 | 0 | 0 | 0 | 0 | 0 | 0 | 0 | 0.00017544 | 0.00017576 | 0.00017577 | 0.00017577 | 799.9454 | 799.9454
NSW1 | Pumped Hydro Pump | 840 | 840 | 840 | 840 | 2880 | 2880 | 2880 | 2880 | 2880 | 2880 | 2880 | 2880 | 2880 | 2880 | 2880 | 2880 | 2880 | 2880 | 2880 | 2880 | 2880
NSW1 | VPP pump | 6.558 | 8.786 | 10.68 | 15.384 | 20.217 | 25.635 | 31.095 | 36.873 | 42.845 | 46.41 | 57.069 | 64.706 | 73.35 | 79.327 | 83.166 | 86.441 | 89.566 | 92.826 | 96.448 | 100.138 | 103.729
Region | Technology | 2021-22 | 2022-23 | 2023-24 | 2024-25 | 2025-26 | 2026-27 | 2027-28 | 2028-29 | 2029-30 | 2030-31 | 2031-32 | 2032-33 | 2033-34 | 2034-35 | 2035-36 | 2036-37 | 2037-38 | 2038-39 | 2039-40 | 2040-41 | 2041-42
QLD1 | LS Battery pump | 20 | 20 | 20 | 20 | 20 | 20 | 20 | 20 | 20 | 20 | 20 | 20 | 20 | 20 | 20 | 20 | 20 | 20 | 20 | 20.0005 | 20.0005
QLD1 | Pumped Hydro Pump | 570 | 570 | 570 | 570 | 570 | 570 | 570 | 570 | 570 | 570 | 570 | 570 | 570 | 570 | 570 | 570 | 570 | 570 | 570 | 570 | 570
QLD1 | VPP pump | 2.603 | 3.317 | 4.026 | 5.403 | 7.677 | 9.803 | 12.359 | 14.691 | 17.29 | 18.852 | 24.22 | 26.67 | 30.579 | 33.136 | 34.83 | 36.323 | 37.834 | 39.483 | 41.237 | 42.889 | 44.434
Region | Technology | 2021-22 | 2022-23 | 2023-24 | 2024-25 | 2025-26 | 2026-27 | 2027-28 | 2028-29 | 2029-30 | 2030-31 | 2031-32 | 2032-33 | 2033-34 | 2034-35 | 2035-36 | 2036-37 | 2037-38 | 2038-39 | 2039-40 | 2040-41 | 2041-42
VIC1 | LS Battery pump | 75 | 75 | 75 | 75 | 75 | 75 | 75 | 75 | 75 | 75 | 75 | 75 | 20 | 20 | 20 | 20.0002 | 921.6609 | 921.6609 | 921.6609 | 1312.5311 | 1312.5311
VIC1 | Pumped Hydro Pump | 0 | 0 | 0 | 0 | 0 | 0 | 0 | 0 | 0 | 0 | 0 | 0 | 0 | 0 | 0 | 13.754 | 214.9575 | 214.9575 | 214.9575 | 258.0991 | 258.0991
VIC1 | VPP pump | 3.731 | 5.337 | 6.562 | 8.868 | 11.994 | 15.011 | 18.664 | 22.177 | 26.3 | 29 | 38.307 | 44.082 | 52.345 | 57.273 | 60.753 | 63.832 | 66.791 | 69.883 | 73.295 | 76.876 | 80.486
Region | Technology | 2021-22 | 2022-23 | 2023-24 | 2024-25 | 2025-26 | 2026-27 | 2027-28 | 2028-29 | 2029-30 | 2030-31 | 2031-32 | 2032-33 | 2033-34 | 2034-35 | 2035-36 | 2036-37 | 2037-38 | 2038-39 | 2039-40 | 2040-41 | 2041-42
SA1 | LS Battery pump | 205 | 205 | 205 | 205 | 205 | 205 | 205 | 205 | 205 | 175 | 175 | 175 | 175 | 150 | 265.8125 | 757.2789 | 1278.2144 | 1278.2144 | 1278.2144 | 2204.133 | 2204.133
SA1 | Pumped Hydro Pump | 0 | 0 | 0 | 0 | 0 | 0 | 0 | 0 | 0 | 0 | 0 | 0 | 0 | 0 | 0 | 0 | 0 | 0 | 0 | 0 | 0
SA1 | VPP pump | 3.332 | 5.788 | 7.33 | 9.022 | 10.892 | 13.305 | 15.805 | 18.292 | 20.649 | 22.005 | 23.441 | 24.951 | 26.615 | 28.315 | 29.831 | 31.335 | 32.863 | 34.455 | 36.142 | 37.889 | 39.684
Region | Technology | 2021-22 | 2022-23 | 2023-24 | 2024-25 | 2025-26 | 2026-27 | 2027-28 | 2028-29 | 2029-30 | 2030-31 | 2031-32 | 2032-33 | 2033-34 | 2034-35 | 2035-36 | 2036-37 | 2037-38 | 2038-39 | 2039-40 | 2040-41 | 2041-42
TAS1 | LS Battery pump | 0 | 0 | 0 | 0 | 0 | 0 | 0 | 0 | 0 | 0 | 0 | 0 | 0 | 0 | 0 | 0 | 0 | 0 | 0 | 0 | 0
TAS1 | Pumped Hydro Pump | 0 | 0 | 0 | 0 | 0 | 0 | 0 | 0 | 0 | 0 | 0 | 0 | 0 | 0 | 0 | 0 | 0 | 0 | 0 | 0 | 0
TAS1 | VPP pump | 0.44 | 0.556 | 0.666 | 0.899 | 1.187 | 1.539 | 1.937 | 2.273 | 2.657 | 2.881 | 3.642 | 3.97 | 4.496 | 4.849 | 5.053 | 5.218 | 5.369 | 5.522 | 5.695 | 5.875 | 6.049
Non-controllable capacity
Region | Technology | 2021-22 | 2022-23 | 2023-24 | 2024-25 | 2025-26 | 2026-27 | 2027-28 | 2028-29 | 2029-30 | 2030-31 | 2031-32 | 2032-33 | 2033-34 | 2034-35 | 2035-36 | 2036-37 | 2037-38 | 2038-39 | 2039-40 | 2040-41 | 2041-42
NEM | Distributed PV | 12071.9601 | 12836.0361 | 13523.7203 | 14178.8822 | 14835.3555 | 15512.5326 | 16239.5508 | 16947.0386 | 17304.9306 | 17661.8011 | 18071.8312 | 18473.5992 | 18889.9324 | 19279.6463 | 19731.7674 | 20174.5607 | 20632.9484 | 21060.8571 | 21555.5786 | 22035.2366 | 22529.408
NEM | Behind the meter battery | 514.1064 | 585.3478 | 595.3437 | 685.9684 | 782.6593 | 866.7638 | 945.3748 | 1004.6752 | 1060.4116 | 1110.67 | 1327.6239 | 1440.0893 | 1591.4468 | 1669.9923 | 1705.206 | 1728.7142 | 1748.9506 | 1771.3652 | 1798.8911 | 1826.0495 | 1850.4803
NEM | Behind the meter battery pump | 514.1064 | 585.3478 | 595.3437 | 685.9684 | 782.6593 | 866.7638 | 945.3748 | 1004.6752 | 1060.4116 | 1110.67 | 1327.6239 | 1440.0893 | 1591.4468 | 1669.9923 | 1705.206 | 1728.7142 | 1748.9506 | 1771.3652 | 1798.8911 | 1826.0495 | 1850.4803
Region | Technology | 2021-22 | 2022-23 | 2023-24 | 2024-25 | 2025-26 | 2026-27 | 2027-28 | 2028-29 | 2029-30 | 2030-31 | 2031-32 | 2032-33 | 2033-34 | 2034-35 | 2035-36 | 2036-37 | 2037-38 | 2038-39 | 2039-40 | 2040-41 | 2041-42
NSW1 | Distributed PV | 3430.8612 | 3527.2651 | 3614.3143 | 3699.3742 | 3789.5904 | 3891.8215 | 4014.3248 | 4133.0652 | 4245.4669 | 4356.5247 | 4487.0786 | 4613.9457 | 4737.3366 | 4858.6192 | 5000.9756 | 5145.5395 | 5282.184 | 5417.1154 | 5576.6413 | 5731.6154 | 5876.7806
NSW1 | Behind the meter battery | 201.8425 | 215.0956 | 216.044 | 265.7299 | 303.2702 | 339.0331 | 366.6425 | 391.3739 | 412.4335 | 431.0225 | 514.9359 | 565.5105 | 621.4301 | 651.4138 | 662.3484 | 668.2059 | 672.5308 | 677.5009 | 684.7548 | 691.967 | 697.9817
NSW1 | Behind the meter battery pump | 201.8425 | 215.0956 | 216.044 | 265.7299 | 303.2702 | 339.0331 | 366.6425 | 391.3739 | 412.4335 | 431.0225 | 514.9359 | 565.5105 | 621.4301 | 651.4138 | 662.3484 | 668.2059 | 672.5308 | 677.5009 | 684.7548 | 691.967 | 697.9817
Region | Technology | 2021-22 | 2022-23 | 2023-24 | 2024-25 | 2025-26 | 2026-27 | 2027-28 | 2028-29 | 2029-30 | 2030-31 | 2031-32 | 2032-33 | 2033-34 | 2034-35 | 2035-36 | 2036-37 | 2037-38 | 2038-39 | 2039-40 | 2040-41 | 2041-42
QLD1 | Distributed PV | 3741.7238 | 3869.0981 | 3973.6735 | 4075.8552 | 4172.314 | 4278.4141 | 4391.7895 | 4494.34 | 4600.5328 | 4727.8011 | 4862.3166 | 4995.4091 | 5135.1279 | 5271.4915 | 5416.5844 | 5560.3624 | 5711.0651 | 5858.7107 | 6015.515 | 6171.571 | 6334.8512
QLD1 | Behind the meter battery | 79.1619 | 80.0456 | 80.2553 | 91.9589 | 113.9541 | 128.2439 | 144.3047 | 154.2479 | 164.5714 | 173.1135 | 216.8678 | 231.0434 | 257.056 | 270.0904 | 275.4225 | 278.8244 | 282.1678 | 286.3251 | 290.9821 | 294.6175 | 297.2521
QLD1 | Behind the meter battery pump | 79.1619 | 80.0456 | 80.2553 | 91.9589 | 113.9541 | 128.2439 | 144.3047 | 154.2479 | 164.5714 | 173.1135 | 216.8678 | 231.0434 | 257.056 | 270.0904 | 275.4225 | 278.8244 | 282.1678 | 286.3251 | 290.9821 | 294.6175 | 297.2521
Region | Technology | 2021-22 | 2022-23 | 2023-24 | 2024-25 | 2025-26 | 2026-27 | 2027-28 | 2028-29 | 2029-30 | 2030-31 | 2031-32 | 2032-33 | 2033-34 | 2034-35 | 2035-36 | 2036-37 | 2037-38 | 2038-39 | 2039-40 | 2040-41 | 2041-42
VIC1 | Distributed PV | 3041.4624 | 3518.1757 | 3971.6673 | 4412.0893 | 4853.275 | 5291.2838 | 5750.236 | 6186.4027 | 6286.932 | 6368.0063 | 6473.0152 | 6560.8448 | 6673.5508 | 6766.6424 | 6889.6154 | 6988.2177 | 7116.9713 | 7221.569 | 7356.466 | 7467.3854 | 7608.9017
VIC1 | Behind the meter battery | 115.7393 | 131.9635 | 134.0108 | 154.2941 | 181.5779 | 200.4463 | 222.3465 | 237.7722 | 255.9185 | 272.173 | 349.3498 | 389.0715 | 447.974 | 474.7568 | 488.0991 | 497.513 | 505.4526 | 513.9217 | 524.2135 | 535.0676 | 545.4484
VIC1 | Behind the meter battery pump | 115.7393 | 131.9635 | 134.0108 | 154.2941 | 181.5779 | 200.4463 | 222.3465 | 237.7722 | 255.9185 | 272.173 | 349.3498 | 389.0715 | 447.974 | 474.7568 | 488.0991 | 497.513 | 505.4526 | 513.9217 | 524.2135 | 535.0676 | 545.4484
Region | Technology | 2021-22 | 2022-23 | 2023-24 | 2024-25 | 2025-26 | 2026-27 | 2027-28 | 2028-29 | 2029-30 | 2030-31 | 2031-32 | 2032-33 | 2033-34 | 2034-35 | 2035-36 | 2036-37 | 2037-38 | 2038-39 | 2039-40 | 2040-41 | 2041-42
SA1 | Distributed PV | 1673.4667 | 1732.8694 | 1772.1978 | 1795.6398 | 1822.1359 | 1849.3844 | 1879.1234 | 1926.8971 | 1963.3836 | 1998.2747 | 2035.4872 | 2084.6971 | 2122.6241 | 2158.9148 | 2197.706 | 2248.5938 | 2288.0676 | 2325.98 | 2366.3689 | 2418.8952 | 2460.0783
SA1 | Behind the meter battery | 103.8777 | 144.6948 | 151.6093 | 158.568 | 166.1892 | 178.8479 | 189.3883 | 197.3464 | 202.0985 | 207.7729 | 213.7084 | 219.9022 | 227.0097 | 234.0225 | 239.1948 | 243.9355 | 248.5752 | 253.4013 | 258.592 | 263.8861 | 269.1748
SA1 | Behind the meter battery pump | 103.8777 | 144.6948 | 151.6093 | 158.568 | 166.1892 | 178.8479 | 189.3883 | 197.3464 | 202.0985 | 207.7729 | 213.7084 | 219.9022 | 227.0097 | 234.0225 | 239.1948 | 243.9355 | 248.5752 | 253.4013 | 258.592 | 263.8861 | 269.1748
Region | Technology | 2021-22 | 2022-23 | 2023-24 | 2024-25 | 2025-26 | 2026-27 | 2027-28 | 2028-29 | 2029-30 | 2030-31 | 2031-32 | 2032-33 | 2033-34 | 2034-35 | 2035-36 | 2036-37 | 2037-38 | 2038-39 | 2039-40 | 2040-41 | 2041-42
TAS1 | Distributed PV | 184.446 | 188.6279 | 191.8675 | 195.9237 | 198.0401 | 201.6287 | 204.0771 | 206.3336 | 208.6153 | 211.1944 | 213.9334 | 218.7025 | 221.2929 | 223.9783 | 226.886 | 231.8473 | 234.6604 | 237.482 | 240.5874 | 245.7697 | 248.7962
TAS1 | Behind the meter battery | 13.485 | 13.5484 | 13.4243 | 15.4175 | 17.668 | 20.1927 | 22.6929 | 23.9348 | 25.3896 | 26.5881 | 32.762 | 34.5616 | 37.977 | 39.7089 | 40.1412 | 40.2354 | 40.2243 | 40.2162 | 40.3488 | 40.5113 | 40.6232
TAS1 | Behind the meter battery pump | 13.485 | 13.5484 | 13.4243 | 15.4175 | 17.668 | 20.1927 | 22.6929 | 23.9348 | 25.3896 | 26.5881 | 32.762 | 34.5616 | 37.977 | 39.7089 | 40.1412 | 40.2354 | 40.2243 | 40.2162 | 40.3488 | 40.5113 | 40.6232
Ernst & Young’s liability is limited by a scheme approved under Professional Standards Legislation

## BaseCase_VOM Cost
VOM cost by technology ($000s) - Base Case, Slow Change Scenario
VOM | Real June 2019 dollars discounted to 1 July 2019
Explicitly modelled generation
Region | Technology | 2021-22 | 2022-23 | 2023-24 | 2024-25 | 2025-26 | 2026-27 | 2027-28 | 2028-29 | 2029-30 | 2030-31 | 2031-32 | 2032-33 | 2033-34 | 2034-35 | 2035-36 | 2036-37 | 2037-38 | 2038-39 | 2039-40 | 2040-41 | 2041-42
NEM | Black Coal | 280923.098 | 254363.1707 | 236959.2338 | 214139.772 | 197563.7492 | 178972.6832 | 166597.9901 | 157185.7781 | 117859.4364 | 110101.5724 | 99089.7321 | 94542.5931 | 88243.8302 | 82448.9464 | 75400.55 | 70355.0295 | 66475.7923 | 61922.824 | 56720.5733 | 51857.6321 | 47575.7431
NEM | Brown Coal | 89615.851 | 76229.953 | 78150.3575 | 75508.579 | 68044.3817 | 61604.8097 | 55316.6638 | 51827.582 | 44891.7716 | 40262.2844 | 34852.6582 | 33793.2171 | 31230.3789 | 29408.5185 | 26990.8551 | 25628.6525 | 24257.5903 | 22994.3506 | 21019.3853 | 19837.5683 | 18818.0166
NEM | CCGT | 13841.814 | 12843.9986 | 9934.3043 | 8464.8536 | 7809.6853 | 7240.9575 | 6712.7494 | 6239.2896 | 5763.2988 | 5340.8637 | 4959.8715 | 4601.3144 | 4264.7995 | 3945.7501 | 3658.5266 | 3295.6978 | 2560.8693 | 2518.1907 | 3634.3874 | 1765.9264 | 3832.5829
NEM | Gas - Steam | 2034.8198 | 1540.598 | 1551.529 | 481.3775 | 440.7217 | 411.096 | 381.464 | 356.9756 | 328.6744 | 302.9476 | 282.9461 | 265.467 | 243.7649 | 226.8093 | 164.8952 | 149.8182 | 140.1735 | 131.4458 | 114.282 | 105.1789 | 97.0263
NEM | OCGT / Diesel | 173.4667 | 206.0502 | 502.8984 | 1.4007 | 0.00019955 | 6.1052 | 14.7084 | 28.6759 | 25.4166 | 8.9603 | 18.9093 | 117.5149 | 25.1198 | 36.4517 | 154.0349 | 199.6246 | 323.0733 | 424.7061 | 772.034 | 166.0862 | 425.0337
NEM | Hydro | 78577.1446 | 75965.9161 | 66437.8283 | 69254.8453 | 65739.8639 | 45249.6164 | 39192.563 | 42280.3097 | 33685.1561 | 28613.838 | 24295.311 | 21796.3528 | 22420.1909 | 20266.6954 | 17932.5547 | 16086.9077 | 17187.4469 | 13951.9916 | 12118.2421 | 10368.8875 | 9968.6824
NEM | Wind | 59645.538 | 60650.0697 | 52013.6185 | 50525.3092 | 48988.1324 | 47876.8755 | 45167.9486 | 38122.7063 | 35775.4524 | 33038.6187 | 34023.5469 | 29026.7049 | 26723.1518 | 25625.023 | 24934.1775 | 23718.5628 | 20143.781 | 18327.4614 | 16841.5007 | 16205.7677 | 14063.7836
NEM | Solar PV | 126.4782 | 122.628 | 115.497 | 102.6286 | 91.4083 | 90.2308 | 84.1325 | 69.3518 | 68.4239 | 65.7569 | 61.9383 | 58.1005 | 51.6877 | 46.057 | 45.5878 | 41.7862 | 35.1575 | 34.1404 | 33.1888 | 31.7375 | 29.9072
NEM | LS Battery | 1.1323 | 1.1186 | 1.1247 | 1.1482 | 0.96023 | 0.93783 | 0.96023 | 0.84548 | 0.76791 | 0.7377 | 0.7003 | 0.63836 | 0.49372 | 0.37156 | 0.40463 | 0.5382 | 0.94379 | 0.88654 | 0.81988 | 1.2885 | 1.2037
NEM | Pumped Hydro | 432.9084 | 634.9587 | 256.5019 | 343.1866 | 34.3796 | 53.9245 | 86.8321 | 51.1788 | 429.9099 | 642.2768 | 715.6729 | 548.316 | 428.5197 | 526.3602 | 627.5246 | 1000.4183 | 1218.8315 | 1463.8732 | 1413.4963 | 1079.1604 | 1209.0048
NEM | VPP | 0.099866 | 0.13601 | 0.14817 | 0.19832 | 0.21841 | 0.27446 | 0.34664 | 0.34275 | 0.3528 | 0.36884 | 0.42979 | 0.44484 | 0.49318 | 0.46167 | 0.47319 | 0.46832 | 0.41869 | 0.39171 | 0.36434 | 0.34632 | 0.31972
Total excluding storage |  | 524938.2103 | 481922.3842 | 445665.2668 | 418478.7659 | 388677.9427 | 341452.3742 | 313468.2199 | 296110.6692 | 238397.6302 | 217734.8421 | 197584.9135 | 184201.2648 | 173202.9237 | 162004.2514 | 149281.1819 | 139476.0793 | 131123.8841 | 120305.1107 | 111253.5937 | 100338.7845 | 94810.7757
Region | Technology | 2021-22 | 2022-23 | 2023-24 | 2024-25 | 2025-26 | 2026-27 | 2027-28 | 2028-29 | 2029-30 | 2030-31 | 2031-32 | 2032-33 | 2033-34 | 2034-35 | 2035-36 | 2036-37 | 2037-38 | 2038-39 | 2039-40 | 2040-41 | 2041-42
NSW1 | Black Coal | 142777.3965 | 121090.235 | 101256.9493 | 89194.496 | 80876.7653 | 71648.2255 | 66712.9341 | 65219.5326 | 45540.8226 | 43020.6517 | 39584.2696 | 34603.1655 | 32185.3285 | 30724.5544 | 29466.0199 | 27467.5401 | 26525.7636 | 24595.8501 | 22863.6389 | 20921.7213 | 19570.3167
NSW1 | Brown Coal | 0 | 0 | 0 | 0 | 0 | 0 | 0 | 0 | 0 | 0 | 0 | 0 | 0 | 0 | 0 | 0 | 0 | 0 | 0 | 0 | 0
NSW1 | CCGT | 201.1284 | 188.1359 | 520.9683 | 305.6967 | 280.4199 | 259.5092 | 241.2767 | 223.6288 | 206.9983 | 191.3021 | 178.9901 | 174.3357 | 154.6826 | 144.4651 | 136.0591 | 133.2458 | 125.0876 | 365.2497 | 1483.3175 | 99.6756 | 1430.5127
NSW1 | Gas - Steam | 0 | 0 | 0 | 0 | 0 | 0 | 0 | 0 | 0 | 0 | 0 | 0 | 0 | 0 | 0 | 0 | 0 | 0 | 0 | 0 | 0
NSW1 | OCGT / Diesel | 2.9064e-05 | 2.9151e-05 | 3.0002e-05 | 0.82291 | 2.9556e-05 | 2.9428e-05 | 2.9535e-05 | 2.9822e-05 | 2.8781e-05 | 2.9039e-05 | 2.9063e-05 | 67.8937 | 14.1393 | 19.9471 | 23.4734 | 93.6431 | 95.6923 | 37.1566 | 40.2828 | 53.657 | 53.5615
NSW1 | Hydro | 12433.4679 | 11368.9924 | 9231.2962 | 11250.7859 | 10501.5148 | 9061.3924 | 7962.3827 | 10693.5895 | 7628.1444 | 6119.8531 | 5559.1456 | 4424.3576 | 5241.7571 | 5018.3885 | 4475.3723 | 4284.5397 | 5247.6029 | 4231.858 | 3555.4941 | 2904.635 | 2892.374
NSW1 | Wind | 13585.8178 | 14717.6465 | 12934.657 | 11808.9704 | 11399.2887 | 11186.6718 | 10322.2047 | 7834.335 | 6807.7089 | 6839.0769 | 7430.1239 | 6503.6356 | 5955.5411 | 5737.6454 | 5655.2446 | 5611.1214 | 4058.9737 | 3108.1448 | 3093.8347 | 3211.5459 | 2753.1049
NSW1 | Solar PV | 46.9633 | 46.5192 | 43.3743 | 38.6983 | 34.0874 | 34.2361 | 31.9266 | 26.8088 | 25.7285 | 25.0517 | 23.5006 | 21.8375 | 19.5042 | 17.1944 | 17.2973 | 16.4173 | 14.2823 | 13.2091 | 13.1953 | 12.5316 | 11.7042
NSW1 | LS Battery | 7.403e-09 | 6.9174e-09 | 6.3631e-09 | 5.9429e-09 | 5.5434e-09 | 7.0554e-09 | 8.6503e-09 | 9.1134e-09 | 8.7832e-09 | 1.4746e-08 | 1.4035e-08 | 1.2363e-08 | 1.1546e-08 | 1.0887e-08 | 1.0257e-08 | 8.76e-08 | 7.5716e-08 | 6.9003e-08 | 6.4912e-08 | 0.22839 | 0.20402
NSW1 | Pumped Hydro | 201.0285 | 318.3157 | 150.3586 | 166.0793 | 23.0608 | 25.2461 | 29.1618 | 17.1042 | 105.8923 | 148.5747 | 178.9073 | 71.7494 | 41.9894 | 58.6415 | 70.8678 | 127.9462 | 97.2391 | 183.0747 | 228.3897 | 159.8424 | 205.1454
NSW1 | VPP | 0.050449 | 0.062497 | 0.06031 | 0.076898 | 0.089822 | 0.11782 | 0.13944 | 0.13422 | 0.13 | 0.13963 | 0.1575 | 0.16673 | 0.18603 | 0.16863 | 0.16318 | 0.17743 | 0.16069 | 0.14492 | 0.13307 | 0.13123 | 0.11907
Total excluding storage |  | 169044.774 | 147411.5291 | 123987.2452 | 112599.4703 | 103092.0761 | 92190.035 | 85270.7248 | 83997.8947 | 60209.4028 | 56195.9356 | 52776.0299 | 45795.2256 | 43570.9528 | 41662.1949 | 39773.4665 | 37606.5074 | 36067.4024 | 32351.4682 | 31049.7633 | 27203.7665 | 26711.5739
Region | Technology | 2021-22 | 2022-23 | 2023-24 | 2024-25 | 2025-26 | 2026-27 | 2027-28 | 2028-29 | 2029-30 | 2030-31 | 2031-32 | 2032-33 | 2033-34 | 2034-35 | 2035-36 | 2036-37 | 2037-38 | 2038-39 | 2039-40 | 2040-41 | 2041-42
QLD1 | Black Coal | 138145.7015 | 133272.9357 | 135702.2845 | 124945.276 | 116686.9839 | 107324.4577 | 99885.056 | 91966.2455 | 72318.6137 | 67080.9206 | 59505.4625 | 59939.4276 | 56058.5017 | 51724.392 | 45934.5302 | 42887.4894 | 39950.0286 | 37326.9739 | 33856.9344 | 30935.9107 | 28005.4264
QLD1 | Brown Coal | 0 | 0 | 0 | 0 | 0 | 0 | 0 | 0 | 0 | 0 | 0 | 0 | 0 | 0 | 0 | 0 | 0 | 0 | 0 | 0 | 0
QLD1 | CCGT | 6842.6841 | 6376.0949 | 6547.5779 | 5917.1838 | 5470.9984 | 5074.8788 | 4702.7367 | 4368.5803 | 4035.3684 | 3748.304 | 3480.1264 | 3224.4128 | 2985.2138 | 2769.5721 | 2565.0698 | 2277.6927 | 2435.7816 | 2152.9408 | 2151.0698 | 1666.2506 | 2402.0701
QLD1 | Gas - Steam | 224.3627 | 211.5482 | 387.6566 | 356.7696 | 327.1025 | 305.2029 | 282.2886 | 262.9711 | 240.2285 | 223.6125 | 207.8103 | 194.6069 | 180.2642 | 167.3058 | 153.2619 | 142 | 131.9033 | 122.6269 | 114.282 | 105.1789 | 97.0263
QLD1 | OCGT / Diesel | 4.5592e-05 | 4.5363e-05 | 4.4624e-05 | 4.3205e-05 | 4.3211e-05 | 4.3244e-05 | 4.3227e-05 | 2.5081 | 4.2059e-05 | 4.1898e-05 | 4.2391e-05 | 4.28e-05 | 4.2912e-05 | 2.6823e-05 | 4.6142 | 6.0127 | 53.4426 | 20.0116 | 27.6547 | 26.0087 | 27.7174
QLD1 | Hydro | 4064.414 | 3751.1954 | 3464.1824 | 3180.8576 | 2930.9275 | 2707.9597 | 2503.9112 | 2297.9116 | 2119.766 | 1952.6374 | 1805.5058 | 1659.5301 | 1529.833 | 1409.4037 | 1305.0054 | 1193.3352 | 415.7138 | 382.534 | 351.3177 | 324.6958 | 299.1779
QLD1 | Wind | 4780.8886 | 4098.4353 | 3744.2392 | 3073.9043 | 3487.7943 | 3257.6138 | 3238.4889 | 2805.9464 | 2533.3643 | 2387.8992 | 2048.3212 | 1851.9408 | 1516.774 | 1707.2009 | 1638.0982 | 1620.2939 | 1411.7083 | 1780.7641 | 2145.8963 | 1869.162 | 1848.7532
QLD1 | Solar PV | 50.2423 | 49.0535 | 46.184 | 40.9537 | 37.0439 | 36.2698 | 33.506 | 26.289 | 27.0293 | 25.976 | 24.784 | 23.2114 | 20.6085 | 18.635 | 18.3313 | 15.9629 | 12.2242 | 12.6097 | 12.1406 | 11.5206 | 10.8498
QLD1 | LS Battery | 0.22559 | 0.21288 | 0.19045 | 0.17225 | 0.14586 | 0.14152 | 0.12898 | 0.13777 | 0.11851 | 0.1131 | 0.10747 | 0.097618 | 0.090348 | 0.07884 | 0.090654 | 0.083129 | 0.076739 | 0.071514 | 0.066985 | 0.060628 | 0.05437
QLD1 | Pumped Hydro | 231.8799 | 316.643 | 106.1433 | 177.1073 | 11.3188 | 28.6784 | 57.6704 | 34.0747 | 324.0176 | 493.7021 | 536.7656 | 476.5666 | 386.5303 | 467.7187 | 556.6568 | 872.4552 | 1121.3916 | 1280.6024 | 1184.921 | 919.1294 | 1003.6796
QLD1 | VPP | 0.014322 | 0.016603 | 0.018456 | 0.022706 | 0.029706 | 0.036318 | 0.044623 | 0.04759 | 0.048957 | 0.047806 | 0.059683 | 0.062885 | 0.065758 | 0.061606 | 0.076328 | 0.071186 | 0.072123 | 0.067829 | 0.065231 | 0.060106 | 0.053525
Total excluding storage |  | 154108.2931 | 147759.263 | 149892.1245 | 137514.9451 | 128940.8505 | 118706.3828 | 110645.9874 | 101730.4519 | 81274.3703 | 75419.3498 | 67072.0102 | 66893.1295 | 62291.1953 | 57796.5095 | 51618.911 | 48142.7868 | 44410.8024 | 41798.4611 | 38659.2956 | 34938.7273 | 32691.0212
Region | Technology | 2021-22 | 2022-23 | 2023-24 | 2024-25 | 2025-26 | 2026-27 | 2027-28 | 2028-29 | 2029-30 | 2030-31 | 2031-32 | 2032-33 | 2033-34 | 2034-35 | 2035-36 | 2036-37 | 2037-38 | 2038-39 | 2039-40 | 2040-41 | 2041-42
VIC1 | Black Coal | 0 | 0 | 0 | 0 | 0 | 0 | 0 | 0 | 0 | 0 | 0 | 0 | 0 | 0 | 0 | 0 | 0 | 0 | 0 | 0 | 0
VIC1 | Brown Coal | 89615.851 | 76229.953 | 78150.3575 | 75508.579 | 68044.3817 | 61604.8097 | 55316.6638 | 51827.582 | 44891.7716 | 40262.2844 | 34852.6582 | 33793.2171 | 31230.3789 | 29408.5185 | 26990.8551 | 25628.6525 | 24257.5903 | 22994.3506 | 21019.3853 | 19837.5683 | 18818.0166
VIC1 | CCGT | 1.7264e-05 | 1.7011e-05 | 1.6883e-05 | 1.7303e-05 | 1.6529e-05 | 1.6505e-05 | 1.7173e-05 | 1.7645e-05 | 1.8511e-05 | 1.9536e-05 | 2.1445e-05 | 2.3943e-05 | 2.5955e-05 | 2.4865e-05 | 3.5074e-05 | 3.776e-05 | 5.614e-05 | 5.5716e-05 | 5.443e-05 | 5.3413e-05 | 5.523e-05
VIC1 | Gas - Steam | 4.124 | 4.2447 | 11.3035 | 2.0829e-06 | 1.9621e-06 | 0.67082 | 2.077 | 3.0729 | 4.6786 | 2.1888 | 2.9982 | 4.3993 | 1.5529 | 2.7556 | 11.6333 | 7.8181 | 8.2702 | 8.8189 | 0 | 0 | 0
VIC1 | OCGT / Diesel | 15.3231 | 1.1335 | 50.2212 | 4.9195e-05 | 4.6679e-05 | 4.6741e-05 | 4.4345 | 12.1259 | 9.6262 | 0.98847 | 10.4722 | 29.9733 | 3.9949 | 3.4789 | 52.8119 | 44.6461 | 92.5397 | 261.7313 | 279.0353 | 36.1167 | 76.8103
VIC1 | Hydro | 16299.0781 | 14943.2805 | 12650.6518 | 14257.4199 | 13609.8563 | 11884.638 | 11008.5016 | 12884.6711 | 9930.2571 | 7932.9078 | 7393.9868 | 6168.5027 | 7027.2102 | 6626.728 | 5825.6138 | 5385.3502 | 6275.3135 | 4793.4112 | 3844.3768 | 3510.679 | 2964.1095
VIC1 | Wind | 23849.027 | 24616.3759 | 19607.5861 | 18808.6953 | 17400.8838 | 16470.0139 | 15157.0423 | 12686.3111 | 12387.9543 | 11081.5181 | 11729.9952 | 9476.4942 | 9078.9601 | 8581.8586 | 8537.9285 | 8187.5591 | 6991.7577 | 6341.5947 | 5676.378 | 5504.9 | 4472.7229
VIC1 | Solar PV | 21.9528 | 20.244 | 19.5237 | 17.309 | 15.1583 | 14.8651 | 14.053 | 12.1667 | 11.7182 | 11.0368 | 10.2131 | 9.8203 | 8.7167 | 7.6453 | 7.5044 | 7.066 | 6.1403 | 5.9028 | 5.5896 | 5.1421 | 4.9583
VIC1 | LS Battery | 0.18668 | 0.20089 | 0.18032 | 0.27179 | 0.16381 | 0.1797 | 0.24101 | 0.20273 | 0.19159 | 0.18472 | 0.17569 | 0.16277 | 0.032862 | 0.029486 | 0.027912 | 0.025845 | 0.32156 | 0.3038 | 0.28176 | 0.34264 | 0.32645
VIC1 | Pumped Hydro | 0 | 0 | 7.0038e-09 | 7.1095e-09 | 6.9361e-09 | 7.0559e-09 | 7.4033e-09 | 7.6654e-09 | 8.5613e-09 | 9.6034e-09 | 1.2964e-08 | 1.5024e-08 | 1.8135e-08 | 1.6252e-08 | 9.0254e-08 | 0.016857 | 0.20087 | 0.19609 | 0.18558 | 0.18863 | 0.17985
VIC1 | VPP | 0.013619 | 0.021619 | 0.023323 | 0.0471 | 0.038964 | 0.051001 | 0.085932 | 0.0848 | 0.094481 | 0.099697 | 0.12965 | 0.13658 | 0.15961 | 0.15357 | 0.15567 | 0.14766 | 0.12275 | 0.11978 | 0.11036 | 0.10376 | 0.098714
Total excluding storage |  | 129805.3561 | 115815.2316 | 110489.6438 | 108592.0032 | 99070.2802 | 89974.9975 | 81502.7722 | 77425.9298 | 67236.0061 | 59290.9244 | 54000.3238 | 49482.407 | 47350.8138 | 44630.985 | 41426.3471 | 39261.0921 | 37631.6118 | 34405.8096 | 30824.7651 | 28894.4061 | 26336.6176
Region | Technology | 2021-22 | 2022-23 | 2023-24 | 2024-25 | 2025-26 | 2026-27 | 2027-28 | 2028-29 | 2029-30 | 2030-31 | 2031-32 | 2032-33 | 2033-34 | 2034-35 | 2035-36 | 2036-37 | 2037-38 | 2038-39 | 2039-40 | 2040-41 | 2041-42
SA1 | Black Coal | 0 | 0 | 0 | 0 | 0 | 0 | 0 | 0 | 0 | 0 | 0 | 0 | 0 | 0 | 0 | 0 | 0 | 0 | 0 | 0 | 0
SA1 | Brown Coal | 0 | 0 | 0 | 0 | 0 | 0 | 0 | 0 | 0 | 0 | 0 | 0 | 0 | 0 | 0 | 0 | 0 | 0 | 0 | 0 | 0
SA1 | CCGT | 6798.0014 | 6279.7677 | 2865.7581 | 2241.973 | 2058.2669 | 1906.5695 | 1768.736 | 1647.0805 | 1520.9321 | 1401.2576 | 1300.755 | 1202.5659 | 1124.903 | 1031.7129 | 957.3975 | 884.7592 | 4.5093e-05 | 4.4547e-05 | 4.2815e-05 | 4.679e-05 | 4.8013e-05
SA1 | Gas - Steam | 1806.3331 | 1324.8051 | 1152.5689 | 124.608 | 113.6192 | 105.2223 | 97.0985 | 90.9316 | 83.7672 | 77.1462 | 72.1376 | 66.4608 | 61.9477 | 56.7479 | 0 | 0 | 0 | 0 | 0 | 0 | 0
SA1 | OCGT / Diesel | 158.1434 | 204.9166 | 452.6771 | 0.57773 | 6.2933e-05 | 6.1051 | 10.2738 | 14.0418 | 15.7903 | 7.9718 | 8.437 | 19.6478 | 6.9855 | 13.0256 | 73.1353 | 55.3227 | 81.3986 | 105.8066 | 425.0613 | 50.3038 | 266.9445
SA1 | Hydro | 0 | 0 | 0 | 0 | 0 | 0 | 0 | 0 | 0 | 0 | 0 | 0 | 0 | 0 | 0 | 0 | 0 | 0 | 0 | 0 | 0
SA1 | Wind | 13433.7492 | 13000.3345 | 10935.1076 | 11438.2884 | 10318.7559 | 10619.0827 | 9787.4659 | 8379.9682 | 7609.4406 | 6717.92 | 6595.1499 | 5470.7549 | 4643.0203 | 4181.4515 | 3860.7687 | 3176.0588 | 2696.0039 | 2334.9563 | 1582.1454 | 1523.2493 | 1309.8651
SA1 | Solar PV | 7.3198 | 6.8113 | 6.415 | 5.6676 | 5.1188 | 4.8598 | 4.6468 | 4.0874 | 3.9479 | 3.6924 | 3.4406 | 3.2314 | 2.8583 | 2.5823 | 2.4549 | 2.34 | 2.5107 | 2.4188 | 2.2632 | 2.5432 | 2.3949
SA1 | LS Battery | 0.72001 | 0.70481 | 0.75389 | 0.70416 | 0.65056 | 0.61661 | 0.59025 | 0.50498 | 0.45781 | 0.43988 | 0.41714 | 0.37798 | 0.37051 | 0.26323 | 0.28606 | 0.42922 | 0.54548 | 0.51122 | 0.47114 | 0.65682 | 0.61888
SA1 | Pumped Hydro | 0 | 0 | 5.1954e-09 | 4.7428e-09 | 4.6099e-09 | 4.6674e-09 | 4.7082e-09 | 4.6754e-09 | 4.7228e-09 | 4.7498e-09 | 4.7963e-09 | 4.7946e-09 | 4.723e-09 | 4.7226e-09 | 6.4159e-09 | 6.7746e-09 | 7.7326e-09 | 7.1262e-09 | 6.6442e-09 | 8.8505e-09 | 8.0706e-09
SA1 | VPP | 0.020778 | 0.033987 | 0.044838 | 0.050609 | 0.057544 | 0.065426 | 0.071403 | 0.070431 | 0.073414 | 0.075767 | 0.075407 | 0.071367 | 0.074935 | 0.071488 | 0.072087 | 0.066357 | 0.058163 | 0.054075 | 0.051054 | 0.046955 | 0.044414
Total excluding storage |  | 22203.5471 | 20816.6353 | 15412.5266 | 13811.1147 | 12495.7609 | 12641.8393 | 11668.2211 | 10136.1096 | 9233.8781 | 8207.988 | 7979.9202 | 6762.6609 | 5839.7149 | 5285.5202 | 4893.7563 | 4118.4807 | 2779.9132 | 2443.1818 | 2009.47 | 1576.0963 | 1579.2045
Region | Technology | 2021-22 | 2022-23 | 2023-24 | 2024-25 | 2025-26 | 2026-27 | 2027-28 | 2028-29 | 2029-30 | 2030-31 | 2031-32 | 2032-33 | 2033-34 | 2034-35 | 2035-36 | 2036-37 | 2037-38 | 2038-39 | 2039-40 | 2040-41 | 2041-42
TAS1 | Black Coal | 0 | 0 | 0 | 0 | 0 | 0 | 0 | 0 | 0 | 0 | 0 | 0 | 0 | 0 | 0 | 0 | 0 | 0 | 0 | 0 | 0
TAS1 | Brown Coal | 0 | 0 | 0 | 0 | 0 | 0 | 0 | 0 | 0 | 0 | 0 | 0 | 0 | 0 | 0 | 0 | 0 | 0 | 0 | 0 | 0
TAS1 | CCGT | 2.4284e-05 | 2.3808e-05 | 2.3666e-05 | 2.3105e-05 | 2.2069e-05 | 2.1921e-05 | 2.1939e-05 | 2.1919e-05 | 2.1912e-05 | 2.189e-05 | 2.1887e-05 | 2.1845e-05 | 2.1846e-05 | 2.1755e-05 | 2.1755e-05 | 2.178e-05 | 2.1769e-05 | 2.1796e-05 | 2.1864e-05 | 2.1755e-05 | 2.1766e-05
TAS1 | Gas - Steam | 0 | 0 | 0 | 0 | 0 | 0 | 0 | 0 | 0 | 0 | 0 | 0 | 0 | 0 | 0 | 0 | 0 | 0 | 0 | 0 | 0
TAS1 | OCGT / Diesel | 1.9127e-05 | 1.861e-05 | 1.8383e-05 | 1.8077e-05 | 1.7169e-05 | 1.7446e-05 | 1.7453e-05 | 1.7208e-05 | 1.6992e-05 | 1.7416e-05 | 1.7407e-05 | 1.7233e-05 | 1.727e-05 | 1.7183e-05 | 1.7398e-05 | 1.7245e-05 | 1.72e-05 | 1.7324e-05 | 1.7298e-05 | 1.1098e-05 | 1.1158e-05
TAS1 | Hydro | 45780.1846 | 45902.4478 | 41091.698 | 40565.7818 | 38697.5653 | 21595.6263 | 17717.7677 | 16404.1375 | 14006.9886 | 12608.4397 | 9536.6727 | 9543.9624 | 8621.3905 | 7212.1752 | 6326.5633 | 5223.6826 | 5248.8168 | 4544.1885 | 4367.0534 | 3628.8777 | 3813.021
TAS1 | Wind | 3996.0553 | 4217.2774 | 4792.0287 | 5395.4507 | 6381.4097 | 6343.4933 | 6662.7467 | 6416.1456 | 6436.9842 | 6012.2045 | 6219.9566 | 5723.8794 | 5528.8563 | 5416.8666 | 5242.1376 | 5123.5296 | 4985.3374 | 4762.0014 | 4343.2462 | 4096.9106 | 3679.3374
TAS1 | Solar PV | 4.3452e-10 | 4.524e-10 | 6.689e-10 | 9.0663e-10 | 2.9265e-09 | 3.9479e-09 | 7.1572e-09 | 6.577e-09 | 6.4179e-09 | 5.7412e-09 | 5.2442e-09 | 4.8369e-09 | 6.4321e-09 | 5.1924e-09 | 8.5649e-09 | 7.5e-09 | 7.1025e-09 | 6.9306e-09 | 1.2366e-08 | 1.4668e-08 | 1.3611e-08
TAS1 | LS Battery | 8.1023e-09 | 7.6248e-09 | 7.0711e-09 | 6.5605e-09 | 6.2559e-09 | 8.5693e-09 | 1.0911e-08 | 1.1733e-08 | 1.0923e-08 | 1.9182e-08 | 1.802e-08 | 1.6712e-08 | 1.5558e-08 | 1.4527e-08 | 1.4174e-08 | 1.4406e-08 | 1.4428e-08 | 1.4426e-08 | 1.4584e-08 | 1.4792e-08 | 1.4753e-08
TAS1 | Pumped Hydro | 0 | 0 | 1.7729e-08 | 1.7544e-08 | 1.8356e-08 | 1.9403e-08 | 1.9684e-08 | 1.9639e-08 | 1.9793e-08 | 1.9857e-08 | 2.0244e-08 | 2.0113e-08 | 2.0118e-08 | 2.0353e-08 | 2.0485e-08 | 2.0601e-08 | 2.0512e-08 | 2.0626e-08 | 2.0689e-08 | 2.0786e-08 | 2.0724e-08
TAS1 | VPP | 0.00069811 | 0.0013033 | 0.0012379 | 0.0010118 | 0.0023737 | 0.0038958 | 0.0052418 | 0.0057026 | 0.005946 | 0.0059447 | 0.007549 | 0.0072779 | 0.0068535 | 0.0063732 | 0.0059199 | 0.0056913 | 0.0049603 | 0.0051046 | 0.0046339 | 0.0042711 | 0.0039958
Total excluding storage |  | 49776.24 | 50119.7252 | 45883.7267 | 45961.2326 | 45078.975 | 27939.1196 | 24380.5144 | 22820.2832 | 20443.9729 | 18620.6442 | 15756.6293 | 15267.8418 | 14150.2469 | 12629.0418 | 11568.701 | 10347.2121 | 10234.1543 | 9306.19 | 8710.2997 | 7725.7883 | 7492.3584
Explicitly modelled pumping
Region | Technology | 2021-22 | 2022-23 | 2023-24 | 2024-25 | 2025-26 | 2026-27 | 2027-28 | 2028-29 | 2029-30 | 2030-31 | 2031-32 | 2032-33 | 2033-34 | 2034-35 | 2035-36 | 2036-37 | 2037-38 | 2038-39 | 2039-40 | 2040-41 | 2041-42
NEM | LS Battery pump | 1.3934 | 1.3843 | 1.3862 | 1.4188 | 1.1864 | 1.1551 | 1.1878 | 1.0416 | 0.94987 | 0.90902 | 0.86606 | 0.78777 | 0.60917 | 0.45837 | 0.43069 | 0.36059 | 0.3032 | 0.28754 | 0.26837 | 0.22445 | 0.21516
NEM | Pumped Hydro Pump | 1479.2569 | 2357.6782 | 1119.2277 | 1110.7406 | 132.8423 | 107.4787 | 235.719 | 70.8723 | 1185.1015 | 1674.4466 | 1929.7244 | 1106.4682 | 798.8708 | 1024.0444 | 1177.4928 | 2162.5151 | 2225.4756 | 2955.1754 | 3091.7995 | 2505.6858 | 2775.1257
NEM | VPP pump | 0.1175 | 0.16034 | 0.17422 | 0.23324 | 0.25739 | 0.32237 | 0.4085 | 0.40258 | 0.41576 | 0.43329 | 0.50665 | 0.52267 | 0.58034 | 0.54302 | 0.55649 | 0.55111 | 0.49249 | 0.4613 | 0.42823 | 0.40793 | 0.37569
Region | Technology | 2021-22 | 2022-23 | 2023-24 | 2024-25 | 2025-26 | 2026-27 | 2027-28 | 2028-29 | 2029-30 | 2030-31 | 2031-32 | 2032-33 | 2033-34 | 2034-35 | 2035-36 | 2036-37 | 2037-38 | 2038-39 | 2039-40 | 2040-41 | 2041-42
NSW1 | LS Battery pump | 0 | 0 | 0 | 0 | 0 | 0 | 0 | 0 | 0 | 0 | 0 | 0 | 0 | 0 | 0 | 0 | 0 | 0 | 0 | 0 | 0
NSW1 | Pumped Hydro Pump | 1156.013 | 1887.7556 | 968.3333 | 871.1245 | 118.3241 | 65.3243 | 142.3729 | 33.2863 | 721.0369 | 961.7081 | 1162.8239 | 433.3886 | 242.4172 | 352.9468 | 388.8374 | 915.9693 | 623.3332 | 1125.6086 | 1398.927 | 1192.5089 | 1341.1871
NSW1 | VPP pump | 0.059355 | 0.073659 | 0.070944 | 0.090356 | 0.10593 | 0.13837 | 0.16426 | 0.15771 | 0.15323 | 0.16401 | 0.18573 | 0.19574 | 0.21886 | 0.1984 | 0.19199 | 0.20876 | 0.18905 | 0.1705 | 0.15656 | 0.15449 | 0.14
Region | Technology | 2021-22 | 2022-23 | 2023-24 | 2024-25 | 2025-26 | 2026-27 | 2027-28 | 2028-29 | 2029-30 | 2030-31 | 2031-32 | 2032-33 | 2033-34 | 2034-35 | 2035-36 | 2036-37 | 2037-38 | 2038-39 | 2039-40 | 2040-41 | 2041-42
QLD1 | LS Battery pump | 0.27769 | 0.26283 | 0.23514 | 0.21268 | 0.18066 | 0.17415 | 0.15937 | 0.16997 | 0.14632 | 0.13964 | 0.13282 | 0.1204 | 0.11155 | 0.09763 | 0.11164 | 0.10268 | 0.094696 | 0.088295 | 0.082704 | 0.074855 | 0.067128
QLD1 | Pumped Hydro Pump | 323.2439 | 469.9227 | 150.8944 | 239.6162 | 14.5181 | 42.1544 | 93.346 | 37.5859 | 464.0646 | 712.7386 | 766.9005 | 673.0796 | 556.4536 | 671.0976 | 788.6554 | 1246.5458 | 1602.1424 | 1829.5668 | 1692.8725 | 1313.1769 | 1433.9386
QLD1 | VPP pump | 0.016851 | 0.019535 | 0.021714 | 0.026714 | 0.035044 | 0.042636 | 0.052583 | 0.05591 | 0.0576 | 0.056246 | 0.070331 | 0.073876 | 0.077368 | 0.072679 | 0.089606 | 0.083842 | 0.084767 | 0.079804 | 0.076746 | 0.070717 | 0.062974
Region | Technology | 2021-22 | 2022-23 | 2023-24 | 2024-25 | 2025-26 | 2026-27 | 2027-28 | 2028-29 | 2029-30 | 2030-31 | 2031-32 | 2032-33 | 2033-34 | 2034-35 | 2035-36 | 2036-37 | 2037-38 | 2038-39 | 2039-40 | 2040-41 | 2041-42
VIC1 | LS Battery pump | 0.22944 | 0.24894 | 0.22257 | 0.33472 | 0.20265 | 0.22147 | 0.29817 | 0.24968 | 0.23702 | 0.22758 | 0.21736 | 0.20054 | 0.040618 | 0.036326 | 0.034461 | 0.031908 | 0.018676 | 0.017524 | 0.017114 | 0.013564 | 0.013419
VIC1 | Pumped Hydro Pump | 0 | 0 | 0 | 0 | 0 | 0 | 0 | 0 | 0 | 0 | 0 | 0 | 0 | 0 | 0 | 0 | 0 | 0 | 0 | 0 | 0
VIC1 | VPP pump | 0.016024 | 0.025523 | 0.027452 | 0.055317 | 0.045905 | 0.059944 | 0.1013 | 0.099569 | 0.11137 | 0.11708 | 0.15284 | 0.16047 | 0.18797 | 0.18041 | 0.18315 | 0.17372 | 0.14442 | 0.14123 | 0.12954 | 0.12235 | 0.11586
Region | Technology | 2021-22 | 2022-23 | 2023-24 | 2024-25 | 2025-26 | 2026-27 | 2027-28 | 2028-29 | 2029-30 | 2030-31 | 2031-32 | 2032-33 | 2033-34 | 2034-35 | 2035-36 | 2036-37 | 2037-38 | 2038-39 | 2039-40 | 2040-41 | 2041-42
SA1 | LS Battery pump | 0.88631 | 0.87248 | 0.9285 | 0.87135 | 0.80305 | 0.7595 | 0.73031 | 0.62191 | 0.56653 | 0.54179 | 0.51588 | 0.46684 | 0.457 | 0.32441 | 0.2846 | 0.22599 | 0.18983 | 0.18172 | 0.16855 | 0.13603 | 0.13462
SA1 | Pumped Hydro Pump | 0 | 0 | 0 | 0 | 0 | 0 | 0 | 0 | 0 | 0 | 0 | 0 | 0 | 0 | 0 | 0 | 0 | 0 | 0 | 0 | 0
SA1 | VPP pump | 0.024446 | 0.040082 | 0.05266 | 0.059664 | 0.067714 | 0.076843 | 0.084169 | 0.082704 | 0.086558 | 0.088959 | 0.088841 | 0.084014 | 0.088096 | 0.084005 | 0.084812 | 0.078071 | 0.068432 | 0.063752 | 0.059938 | 0.055337 | 0.052165
Region | Technology | 2021-22 | 2022-23 | 2023-24 | 2024-25 | 2025-26 | 2026-27 | 2027-28 | 2028-29 | 2029-30 | 2030-31 | 2031-32 | 2032-33 | 2033-34 | 2034-35 | 2035-36 | 2036-37 | 2037-38 | 2038-39 | 2039-40 | 2040-41 | 2041-42
TAS1 | LS Battery pump | 0 | 0 | 0 | 0 | 0 | 0 | 0 | 0 | 0 | 0 | 0 | 0 | 0 | 0 | 0 | 0 | 0 | 0 | 0 | 0 | 0
TAS1 | Pumped Hydro Pump | 0 | 0 | 0 | 0 | 0 | 0 | 0 | 0 | 0 | 0 | 0 | 0 | 0 | 0 | 0 | 0 | 0 | 0 | 0 | 0 | 0
TAS1 | VPP pump | 0.00082155 | 0.0015421 | 0.0014498 | 0.0011913 | 0.0027911 | 0.0045833 | 0.0061878 | 0.0066895 | 0.0070073 | 0.0069833 | 0.0088987 | 0.0085743 | 0.008037 | 0.0075267 | 0.0069365 | 0.006718 | 0.0058146 | 0.0060081 | 0.0054509 | 0.0050337 | 0.0046921
Ernst & Young’s liability is limited by a scheme approved under Professional Standards Legislation

## BaseCase_FOM Cost
FOM cost by technology ($000s) - Base Case, Slow Change Scenario
FOM | Real June 2019 dollars discounted to 1 July 2019. For new entrant capacity, the FOM is incurred annually in modelling. For existing capacity, FOM is considered to be a sunk cost, since the fixed retirement dates are assumed to be the same in the Base Case and the case with Marinus Link. As such, early retirements are presented as an annual FOM saving, or negative cost, that continues until the assumed fixed date retirement.
Explicitly modelled generation
Region | Technology | 2021-22 | 2022-23 | 2023-24 | 2024-25 | 2025-26 | 2026-27 | 2027-28 | 2028-29 | 2029-30 | 2030-31 | 2031-32 | 2032-33 | 2033-34 | 2034-35 | 2035-36 | 2036-37 | 2037-38 | 2038-39 | 2039-40 | 2040-41 | 2041-42
NEM | Black Coal | 0 | -19933.7702 | -74091.9423 | -68472.4831 | -63459.2056 | -58812.98 | -54650.5737 | -68182.6053 | -94083.71 | -87195.2824 | -81024.1583 | -119210.1571 | -84587.8851 | -78394.7032 | 294051.7644 | -8337.3979 | -14048.9065 | -67099.795 | -47876.1901 | -44245.049 | -41005.606
NEM | Brown Coal | 0 | 0 | 0 | 0 | 0 | 0 | 0 | 0 | -23284.3986 | -43159.217 | -41843.6415 | 1179.4476 | -48140.7574 | -44616.0864 | -41458.4454 | -38314.0543 | -35508.8547 | -32909.0404 | -19670.254 | -8096.1205 | 0
NEM | CCGT | 2.4838e-05 | 2.3019e-05 | 2.2356e-05 | 2.0661e-05 | 1.9148e-05 | 1.7746e-05 | 1.649e-05 | 1.5239e-05 | 1.4732e-05 | 1.4766e-05 | 1.474e-05 | 1.6853e-05 | 1.8746e-05 | 1.8221e-05 | 2.4694e-05 | 3.083e-05 | 4.7304e-05 | 4.4489e-05 | 4.1919e-05 | 4.9532e-05 | 4.6209e-05
NEM | Gas - Steam | 0 | 0 | 0 | 0 | 0 | 0 | 0 | 0 | 0 | 0 | 0 | 0 | 0 | 0 | 0 | 0 | 0 | 0 | 0 | 0 | 0
NEM | OCGT / Diesel | 1.208e-05 | 1.1196e-05 | 1.0403e-05 | 9.6144e-06 | 8.9105e-06 | 8.2581e-06 | 7.6736e-06 | 7.0916e-06 | 6.5724e-06 | 7.0188e-06 | 7.4495e-06 | 7.8712e-06 | 8.6816e-06 | 8.7838e-06 | 1.3055e-05 | 2.4981e-05 | 3.2745e-05 | 3.0532e-05 | 2.8557e-05 | 195.0438 | 180.7635
NEM | Hydro | 0 | 0 | 0 | 0 | 0 | 0 | 0 | 0 | 0 | 0 | 0 | 0 | 0 | 0 | 0 | 0 | 0 | 0 | 0 | 0 | 0
NEM | Wind | 0.001304 | 0.0012253 | 3730.2436 | 6894.6558 | 9588.1481 | 11900.3795 | 13859.0596 | 15396.4029 | 16668.0981 | 17634.6484 | 18421.9776 | 18934.0455 | 19317.2571 | 19542.8542 | 19683.6009 | 21769.4241 | 22391.6044 | 23199.6143 | 23939.4849 | 25151.8601 | 23818.3471
NEM | Solar PV | 0.00016107 | 0.00014928 | 0.00014205 | 0.00014701 | 0.00027242 | 0.00029781 | 0.00034443 | 0.00034146 | 0.00031646 | 0.00035421 | 0.00035414 | 0.00038302 | 0.00045907 | 0.00042919 | 0.0006472 | 2154.851 | 8380.812 | 10188.7762 | 11321.4904 | 14080.3779 | 13580.1877
NEM | LS Battery | 7.6647e-05 | 7.1035e-05 | 6.6007e-05 | 6.1001e-05 | 5.6535e-05 | 7.575e-05 | 9.7542e-05 | 0.00010587 | 9.8117e-05 | 0.00019188 | 0.0001783 | 0.00016477 | 0.00015271 | 0.00014153 | 261.5264 | 1267.3403 | 3909.0291 | 3622.8258 | 3366.4254 | 6510.5517 | 6033.8755
NEM | Pumped Hydro | 0 | 0 | 0.00018456 | 0.00018314 | 0.00018136 | 0.00018362 | 0.00018576 | 0.00018616 | 0.0001901 | 0.00019396 | 0.0002029 | 0.00020935 | 0.00022319 | 0.0002155 | 0.00044517 | 56.8128 | 822.8986 | 762.6493 | 708.6739 | 786.3673 | 728.7927
NEM | VPP | 0 | 0 | 0 | 0 | 0 | 0 | 0 | 0 | 0 | 0 | 0 | 0 | 0 | 0 | 0 | 0 | 0 | 0 | 0 | 0 | 0
Total excluding storage |  | 0.001502 | -19933.7688 | -70361.6985 | -61577.8271 | -53871.0572 | -46912.6002 | -40791.5137 | -52786.202 | -100700.0102 | -112719.8505 | -104445.822 | -99096.6636 | -113411.3849 | -103467.9349 | 272276.9206 | -22727.177 | -18785.3448 | -66620.4448 | -32285.4687 | -12913.8876 | -3426.3077
Region | Technology | 2021-22 | 2022-23 | 2023-24 | 2024-25 | 2025-26 | 2026-27 | 2027-28 | 2028-29 | 2029-30 | 2030-31 | 2031-32 | 2032-33 | 2033-34 | 2034-35 | 2035-36 | 2036-37 | 2037-38 | 2038-39 | 2039-40 | 2040-41 | 2041-42
NSW1 | Black Coal | 0 | -19933.7702 | -74091.9423 | -68472.4831 | -63459.2056 | -58812.98 | -54650.5737 | -50505.6336 | -77700.9744 | -72012.0243 | -66915.4741 | -106171.5375 | -72503.9003 | -67195.4589 | 246547.2048 | -57704.0854 | -53479.2263 | -49563.6943 | -31581.1823 | -29185.9264 | -27049.0513
NSW1 | Brown Coal | 0 | 0 | 0 | 0 | 0 | 0 | 0 | 0 | 0 | 0 | 0 | 0 | 0 | 0 | 0 | 0 | 0 | 0 | 0 | 0 | 0
NSW1 | CCGT | 5.5372e-06 | 5.1318e-06 | 4.7686e-06 | 4.4069e-06 | 4.0842e-06 | 3.7852e-06 | 3.5173e-06 | 3.2505e-06 | 3.0126e-06 | 2.792e-06 | 2.5944e-06 | 3.2642e-06 | 4.0729e-06 | 3.7747e-06 | 4.1534e-06 | 7.4414e-06 | 1.1419e-05 | 1.0583e-05 | 9.8341e-06 | 1.1183e-05 | 1.0364e-05
NSW1 | Gas - Steam | 0 | 0 | 0 | 0 | 0 | 0 | 0 | 0 | 0 | 0 | 0 | 0 | 0 | 0 | 0 | 0 | 0 | 0 | 0 | 0 | 0
NSW1 | OCGT / Diesel | 2.5731e-06 | 2.3847e-06 | 2.2159e-06 | 2.0478e-06 | 1.8979e-06 | 1.759e-06 | 1.6345e-06 | 1.5105e-06 | 1.3999e-06 | 1.4941e-06 | 1.5845e-06 | 1.6837e-06 | 2.2087e-06 | 2.047e-06 | 1.9021e-06 | 8.7989e-06 | 1.0729e-05 | 9.9431e-06 | 9.2394e-06 | 2.0637e-05 | 1.9126e-05
NSW1 | Hydro | 0 | 0 | 0 | 0 | 0 | 0 | 0 | 0 | 0 | 0 | 0 | 0 | 0 | 0 | 0 | 0 | 0 | 0 | 0 | 0 | 0
NSW1 | Wind | 0.00026628 | 0.00025326 | 0.00025214 | 0.00026822 | 0.00027872 | 0.00028071 | 0.00026085 | 0.00030304 | 0.00028085 | 0.00029972 | 0.00028022 | 0.00033292 | 0.00035316 | 0.00035608 | 0.00037392 | 2170.4237 | 2922.3824 | 2708.4175 | 2516.733 | 3999.7915 | 3706.943
NSW1 | Solar PV | 3.729e-05 | 3.4559e-05 | 3.2113e-05 | 3.4581e-05 | 6.6085e-05 | 7.3258e-05 | 7.6715e-05 | 7.4813e-05 | 6.9336e-05 | 8.3606e-05 | 8.3574e-05 | 0.00010807 | 0.00013497 | 0.00012509 | 0.00021307 | 2154.8505 | 5646.4521 | 7654.6151 | 8966.6809 | 9340.9253 | 9187.7385
NSW1 | LS Battery | 1.5862e-05 | 1.4701e-05 | 1.3661e-05 | 1.2624e-05 | 1.17e-05 | 1.5411e-05 | 1.9633e-05 | 2.1201e-05 | 1.9648e-05 | 3.8153e-05 | 3.5453e-05 | 3.2764e-05 | 3.0365e-05 | 2.8142e-05 | 2.615e-05 | 0.00040973 | 0.00038042 | 0.00035257 | 0.00032761 | 1378.3556 | 1277.438
NSW1 | Pumped Hydro | 0 | 0 | 5.4033e-05 | 5.4063e-05 | 5.3126e-05 | 5.3286e-05 | 5.3588e-05 | 5.3288e-05 | 5.4255e-05 | 5.465e-05 | 5.511e-05 | 5.4347e-05 | 6.0505e-05 | 5.6075e-05 | 5.486e-05 | 0.00010741 | 0.00013204 | 0.00012238 | 0.00011372 | 0.00016981 | 0.00015738
NSW1 | VPP | 0 | 0 | 0 | 0 | 0 | 0 | 0 | 0 | 0 | 0 | 0 | 0 | 0 | 0 | 0 | 0 | 0 | 0 | 0 | 0 | 0
Total excluding storage |  | 0.00031168 | -19933.77 | -74091.942 | -68472.4828 | -63459.2053 | -58812.9797 | -54650.5733 | -50505.6332 | -77700.9741 | -72012.0239 | -66915.4737 | -106171.5371 | -72503.8999 | -67195.4584 | 246547.2054 | -53378.8112 | -44910.3917 | -39200.6617 | -20097.7683 | -15845.2096 | -14154.3698
Region | Technology | 2021-22 | 2022-23 | 2023-24 | 2024-25 | 2025-26 | 2026-27 | 2027-28 | 2028-29 | 2029-30 | 2030-31 | 2031-32 | 2032-33 | 2033-34 | 2034-35 | 2035-36 | 2036-37 | 2037-38 | 2038-39 | 2039-40 | 2040-41 | 2041-42
QLD1 | Black Coal | 0 | 0 | 0 | 0 | 0 | 0 | 0 | -17676.9717 | -16382.7356 | -15183.2581 | -14108.6843 | -13038.6196 | -12083.9847 | -11199.2444 | 47504.5596 | 49366.6875 | 39430.3198 | -17536.1007 | -16295.0077 | -15059.1226 | -13956.5547
QLD1 | Brown Coal | 0 | 0 | 0 | 0 | 0 | 0 | 0 | 0 | 0 | 0 | 0 | 0 | 0 | 0 | 0 | 0 | 0 | 0 | 0 | 0 | 0
QLD1 | CCGT | 5.6414e-06 | 5.2284e-06 | 4.8584e-06 | 4.4899e-06 | 4.1612e-06 | 3.8565e-06 | 3.5836e-06 | 3.3118e-06 | 3.0693e-06 | 2.8446e-06 | 2.6432e-06 | 2.8991e-06 | 3.1246e-06 | 3.2842e-06 | 3.8025e-06 | 4.1213e-06 | 6.0837e-06 | 5.9935e-06 | 5.8499e-06 | 7.6139e-06 | 7.0565e-06
QLD1 | Gas - Steam | 0 | 0 | 0 | 0 | 0 | 0 | 0 | 0 | 0 | 0 | 0 | 0 | 0 | 0 | 0 | 0 | 0 | 0 | 0 | 0 | 0
QLD1 | OCGT / Diesel | 2.4818e-06 | 2.3001e-06 | 2.1373e-06 | 1.9752e-06 | 1.8306e-06 | 1.6965e-06 | 1.5765e-06 | 1.4569e-06 | 1.3502e-06 | 1.4386e-06 | 1.5261e-06 | 1.6016e-06 | 1.6749e-06 | 1.7412e-06 | 1.8258e-06 | 1.8922e-06 | 2.8541e-06 | 2.6451e-06 | 2.4579e-06 | 4.8758e-06 | 4.5188e-06
QLD1 | Hydro | 0 | 0 | 0 | 0 | 0 | 0 | 0 | 0 | 0 | 0 | 0 | 0 | 0 | 0 | 0 | 0 | 0 | 0 | 0 | 0 | 0
QLD1 | Wind | 0.00035962 | 0.00034067 | 0.00032225 | 0.00029781 | 0.00030025 | 0.00029782 | 0.00027674 | 0.00033948 | 0.00031463 | 0.00032688 | 0.00030587 | 0.0003309 | 0.00030806 | 0.00035166 | 0.00038546 | 0.00047864 | 0.0008364 | 1237.8142 | 2378.6452 | 2198.239 | 2545.297
QLD1 | Solar PV | 5.4547e-05 | 5.0554e-05 | 4.6976e-05 | 4.3413e-05 | 7.4958e-05 | 8.1183e-05 | 8.4409e-05 | 8.3635e-05 | 7.7512e-05 | 8.9009e-05 | 9.1368e-05 | 9.3404e-05 | 0.00010568 | 9.8552e-05 | 0.00013021 | 0.00012967 | 0.00013774 | 0.00013814 | 0.00014388 | 0.0001521 | 0.00017412
QLD1 | LS Battery | 1.5154e-05 | 1.4045e-05 | 1.3051e-05 | 1.2061e-05 | 1.1178e-05 | 1.4971e-05 | 1.91e-05 | 2.0824e-05 | 1.9299e-05 | 3.653e-05 | 3.3944e-05 | 3.137e-05 | 2.9073e-05 | 2.6945e-05 | 2.7065e-05 | 2.9047e-05 | 5.6085e-05 | 5.1979e-05 | 4.83e-05 | 0.00081493 | 0.00075527
QLD1 | Pumped Hydro | 0 | 0 | 2.3866e-05 | 2.3858e-05 | 2.3646e-05 | 2.3698e-05 | 2.3839e-05 | 2.3843e-05 | 2.4321e-05 | 2.4545e-05 | 2.4702e-05 | 2.4716e-05 | 2.4705e-05 | 2.48e-05 | 2.5536e-05 | 2.6416e-05 | 3.6031e-05 | 3.6683e-05 | 3.5937e-05 | 5.259e-05 | 4.874e-05
QLD1 | VPP | 0 | 0 | 0 | 0 | 0 | 0 | 0 | 0 | 0 | 0 | 0 | 0 | 0 | 0 | 0 | 0 | 0 | 0 | 0 | 0 | 0
Total excluding storage |  | 0.00042229 | 0.00039875 | 0.00037622 | 0.00034768 | 0.0003812 | 0.00038455 | 0.00036631 | -17676.9713 | -16382.7352 | -15183.2577 | -14108.6839 | -13038.6191 | -12083.9843 | -11199.2439 | 47504.5601 | 49366.6882 | 39430.3208 | -16298.2863 | -13916.3623 | -12860.8834 | -11411.2575
Region | Technology | 2021-22 | 2022-23 | 2023-24 | 2024-25 | 2025-26 | 2026-27 | 2027-28 | 2028-29 | 2029-30 | 2030-31 | 2031-32 | 2032-33 | 2033-34 | 2034-35 | 2035-36 | 2036-37 | 2037-38 | 2038-39 | 2039-40 | 2040-41 | 2041-42
VIC1 | Black Coal | 0 | 0 | 0 | 0 | 0 | 0 | 0 | 0 | 0 | 0 | 0 | 0 | 0 | 0 | 0 | 0 | 0 | 0 | 0 | 0 | 0
VIC1 | Brown Coal | 0 | 0 | 0 | 0 | 0 | 0 | 0 | 0 | -23284.3986 | -43159.217 | -41843.6415 | 1179.4476 | -48140.7574 | -44616.0864 | -41458.4454 | -38314.0543 | -35508.8547 | -32909.0404 | -19670.254 | -8096.1205 | 0
VIC1 | CCGT | 4.6322e-06 | 4.2931e-06 | 3.9892e-06 | 3.6867e-06 | 3.4168e-06 | 3.1666e-06 | 2.9425e-06 | 2.7193e-06 | 3.1285e-06 | 3.5714e-06 | 4.3376e-06 | 5.1795e-06 | 5.957e-06 | 5.5209e-06 | 9.1298e-06 | 1.0018e-05 | 1.6449e-05 | 1.5244e-05 | 1.4165e-05 | 1.5797e-05 | 1.4641e-05
VIC1 | Gas - Steam | 0 | 0 | 0 | 0 | 0 | 0 | 0 | 0 | 0 | 0 | 0 | 0 | 0 | 0 | 0 | 0 | 0 | 0 | 0 | 0 | 0
VIC1 | OCGT / Diesel | 2.3086e-06 | 2.1395e-06 | 1.9881e-06 | 1.8373e-06 | 1.7028e-06 | 1.5781e-06 | 1.4664e-06 | 1.3552e-06 | 1.256e-06 | 1.3467e-06 | 1.435e-06 | 1.5222e-06 | 1.5952e-06 | 1.6591e-06 | 2.699e-06 | 4.0651e-06 | 8.6865e-06 | 8.0505e-06 | 7.4807e-06 | 0.00010069 | 9.3314e-05
VIC1 | Hydro | 0 | 0 | 0 | 0 | 0 | 0 | 0 | 0 | 0 | 0 | 0 | 0 | 0 | 0 | 0 | 0 | 0 | 0 | 0 | 0 | 0
VIC1 | Wind | 0.00019832 | 0.00018671 | 0.0001735 | 0.00018233 | 0.00016898 | 0.00016771 | 0.00015584 | 0.00018143 | 0.00018144 | 0.00018774 | 0.00017595 | 0.00019121 | 0.00018145 | 0.00019383 | 0.00021082 | 0.00027726 | 0.00035935 | 0.00034707 | 0.00034676 | 0.00045601 | 0.00042833
VIC1 | Solar PV | 1.347e-05 | 1.2484e-05 | 1.16e-05 | 1.7022e-05 | 2.5531e-05 | 2.6582e-05 | 2.7772e-05 | 2.9125e-05 | 2.6993e-05 | 3.1552e-05 | 3.1585e-05 | 3.2747e-05 | 3.7465e-05 | 3.4722e-05 | 4.2555e-05 | 5.1156e-05 | 6.6742e-05 | 6.3763e-05 | 6.1986e-05 | 0.00023067 | 0.00021924
VIC1 | LS Battery | 1.497e-05 | 1.3874e-05 | 1.2892e-05 | 1.1915e-05 | 1.1042e-05 | 1.4943e-05 | 1.9401e-05 | 2.1189e-05 | 1.9638e-05 | 4.0714e-05 | 3.7833e-05 | 3.4963e-05 | 3.2404e-05 | 3.0031e-05 | 6.0734e-05 | 0.00039214 | 1726.927 | 1600.4884 | 1487.2161 | 1970.23 | 1825.9778
VIC1 | Pumped Hydro | 0 | 0 | 2.4156e-05 | 2.4409e-05 | 2.3966e-05 | 2.4258e-05 | 2.5192e-05 | 2.592e-05 | 2.7968e-05 | 3.0847e-05 | 3.8256e-05 | 4.5361e-05 | 5.3113e-05 | 4.9224e-05 | 0.00027228 | 56.8126 | 822.8983 | 762.649 | 708.6736 | 786.367 | 728.7924
VIC1 | VPP | 0 | 0 | 0 | 0 | 0 | 0 | 0 | 0 | 0 | 0 | 0 | 0 | 0 | 0 | 0 | 0 | 0 | 0 | 0 | 0 | 0
Total excluding storage |  | 0.00021873 | 0.00020563 | 0.00019108 | 0.00020487 | 0.00019963 | 0.00019904 | 0.00018802 | 0.00021463 | -23284.3984 | -43159.2168 | -41843.6413 | 1179.4478 | -48140.7572 | -44616.0862 | -41458.4451 | -38314.054 | -35508.8542 | -32909.0399 | -19670.2536 | -8096.1197 | 0.00075552
Region | Technology | 2021-22 | 2022-23 | 2023-24 | 2024-25 | 2025-26 | 2026-27 | 2027-28 | 2028-29 | 2029-30 | 2030-31 | 2031-32 | 2032-33 | 2033-34 | 2034-35 | 2035-36 | 2036-37 | 2037-38 | 2038-39 | 2039-40 | 2040-41 | 2041-42
SA1 | Black Coal | 0 | 0 | 0 | 0 | 0 | 0 | 0 | 0 | 0 | 0 | 0 | 0 | 0 | 0 | 0 | 0 | 0 | 0 | 0 | 0 | 0
SA1 | Brown Coal | 0 | 0 | 0 | 0 | 0 | 0 | 0 | 0 | 0 | 0 | 0 | 0 | 0 | 0 | 0 | 0 | 0 | 0 | 0 | 0 | 0
SA1 | CCGT | 4.6886e-06 | 4.3453e-06 | 5.0041e-06 | 4.6245e-06 | 4.286e-06 | 3.9722e-06 | 3.691e-06 | 3.4111e-06 | 3.1613e-06 | 3.371e-06 | 3.1324e-06 | 3.6315e-06 | 3.851e-06 | 4.0273e-06 | 6.109e-06 | 7.5729e-06 | 1.15e-05 | 1.0658e-05 | 9.9036e-06 | 1.2645e-05 | 1.1719e-05
SA1 | Gas - Steam | 0 | 0 | 0 | 0 | 0 | 0 | 0 | 0 | 0 | 0 | 0 | 0 | 0 | 0 | 0 | 0 | 0 | 0 | 0 | 0 | 0
SA1 | OCGT / Diesel | 2.3198e-06 | 2.1499e-06 | 1.9978e-06 | 1.8462e-06 | 1.7111e-06 | 1.5858e-06 | 1.4736e-06 | 1.3618e-06 | 1.2621e-06 | 1.3502e-06 | 1.4317e-06 | 1.5212e-06 | 1.5913e-06 | 1.6607e-06 | 4.8876e-06 | 8.4329e-06 | 8.6301e-06 | 7.9982e-06 | 7.4322e-06 | 195.0437 | 180.7634
SA1 | Hydro | 0 | 0 | 0 | 0 | 0 | 0 | 0 | 0 | 0 | 0 | 0 | 0 | 0 | 0 | 0 | 0 | 0 | 0 | 0 | 0 | 0
SA1 | Wind | 0.00034339 | 0.00031825 | 0.00032105 | 0.00029913 | 0.00027722 | 0.00028206 | 0.00026209 | 0.00031702 | 0.00031454 | 0.00033574 | 0.00031198 | 0.000361 | 0.00035335 | 0.0003783 | 0.00049221 | 0.00068877 | 0.0021057 | 0.0019515 | 0.001834 | 279.1811 | 258.7406
SA1 | Solar PV | 4.934e-05 | 4.5727e-05 | 4.2491e-05 | 4.0239e-05 | 6.5541e-05 | 6.6778e-05 | 6.8833e-05 | 7.3767e-05 | 6.8366e-05 | 8.1223e-05 | 8.2563e-05 | 8.8684e-05 | 0.00010497 | 0.00010041 | 0.00016081 | 0.00029262 | 2734.3596 | 2534.1608 | 2354.8092 | 4739.4521 | 4392.4486
SA1 | LS Battery | 1.5467e-05 | 1.4335e-05 | 1.332e-05 | 1.231e-05 | 1.1409e-05 | 1.4963e-05 | 1.9534e-05 | 2.1213e-05 | 1.966e-05 | 4.0399e-05 | 3.754e-05 | 3.4692e-05 | 3.2152e-05 | 2.9798e-05 | 261.5263 | 1267.3395 | 2182.1016 | 2022.337 | 1879.2089 | 3161.9652 | 2930.459
SA1 | Pumped Hydro | 0 | 0 | 1.8208e-05 | 1.6827e-05 | 1.5595e-05 | 1.5757e-05 | 1.5948e-05 | 1.5981e-05 | 1.6151e-05 | 1.6357e-05 | 1.6512e-05 | 1.6827e-05 | 1.6711e-05 | 1.6775e-05 | 2.3529e-05 | 2.5468e-05 | 2.9896e-05 | 2.7707e-05 | 2.5747e-05 | 3.457e-05 | 3.2039e-05
SA1 | VPP | 0 | 0 | 0 | 0 | 0 | 0 | 0 | 0 | 0 | 0 | 0 | 0 | 0 | 0 | 0 | 0 | 0 | 0 | 0 | 0 | 0
Total excluding storage |  | 0.00039974 | 0.00037047 | 0.00037055 | 0.00034583 | 0.00034876 | 0.00035439 | 0.00033609 | 0.00039556 | 0.00038733 | 0.00042169 | 0.00039911 | 0.00045484 | 0.00046376 | 0.00048439 | 0.00066401 | 0.0009974 | 2734.3617 | 2534.1628 | 2354.811 | 5213.6769 | 4831.9526
Region | Technology | 2021-22 | 2022-23 | 2023-24 | 2024-25 | 2025-26 | 2026-27 | 2027-28 | 2028-29 | 2029-30 | 2030-31 | 2031-32 | 2032-33 | 2033-34 | 2034-35 | 2035-36 | 2036-37 | 2037-38 | 2038-39 | 2039-40 | 2040-41 | 2041-42
TAS1 | Black Coal | 0 | 0 | 0 | 0 | 0 | 0 | 0 | 0 | 0 | 0 | 0 | 0 | 0 | 0 | 0 | 0 | 0 | 0 | 0 | 0 | 0
TAS1 | Brown Coal | 0 | 0 | 0 | 0 | 0 | 0 | 0 | 0 | 0 | 0 | 0 | 0 | 0 | 0 | 0 | 0 | 0 | 0 | 0 | 0 | 0
TAS1 | CCGT | 4.3382e-06 | 4.0206e-06 | 3.736e-06 | 3.4527e-06 | 3.1999e-06 | 2.9656e-06 | 2.7557e-06 | 2.5467e-06 | 2.3602e-06 | 2.1874e-06 | 2.0326e-06 | 1.8785e-06 | 1.7409e-06 | 1.6135e-06 | 1.4993e-06 | 1.6764e-06 | 1.8526e-06 | 2.0102e-06 | 2.166e-06 | 2.293e-06 | 2.4285e-06
TAS1 | Gas - Steam | 0 | 0 | 0 | 0 | 0 | 0 | 0 | 0 | 0 | 0 | 0 | 0 | 0 | 0 | 0 | 0 | 0 | 0 | 0 | 0 | 0
TAS1 | OCGT / Diesel | 2.3971e-06 | 2.2216e-06 | 2.0644e-06 | 1.9078e-06 | 1.7681e-06 | 1.6387e-06 | 1.5227e-06 | 1.4072e-06 | 1.3042e-06 | 1.3892e-06 | 1.4722e-06 | 1.5424e-06 | 1.6115e-06 | 1.6757e-06 | 1.7407e-06 | 1.7922e-06 | 1.8452e-06 | 1.8947e-06 | 1.9467e-06 | 1.9849e-06 | 2.0292e-06
TAS1 | Hydro | 0 | 0 | 0 | 0 | 0 | 0 | 0 | 0 | 0 | 0 | 0 | 0 | 0 | 0 | 0 | 0 | 0 | 0 | 0 | 0 | 0
TAS1 | Wind | 0.00013641 | 0.00012642 | 3730.2426 | 6894.6548 | 9588.1471 | 11900.3784 | 13859.0587 | 15396.4018 | 16668.097 | 17634.6473 | 18421.9765 | 18934.0443 | 19317.2559 | 19542.8529 | 19683.5994 | 19598.9989 | 19469.2186 | 19253.3803 | 19044.1044 | 18674.6481 | 17307.3661
TAS1 | Solar PV | 6.4255e-06 | 5.955e-06 | 8.8692e-06 | 1.1759e-05 | 4.0308e-05 | 5.0009e-05 | 8.67e-05 | 8.0124e-05 | 7.4258e-05 | 6.8821e-05 | 6.5048e-05 | 6.0114e-05 | 7.5982e-05 | 7.0419e-05 | 0.00010056 | 9.2932e-05 | 8.6899e-05 | 8.0537e-05 | 0.00013419 | 0.00015812 | 0.00014654
TAS1 | LS Battery | 1.5192e-05 | 1.408e-05 | 1.3083e-05 | 1.2091e-05 | 1.1206e-05 | 1.5463e-05 | 1.9874e-05 | 2.1441e-05 | 1.9871e-05 | 3.6079e-05 | 3.3526e-05 | 3.0983e-05 | 2.8715e-05 | 2.6612e-05 | 2.5901e-05 | 2.6307e-05 | 2.639e-05 | 2.6361e-05 | 2.6674e-05 | 2.7023e-05 | 3.0317e-05
TAS1 | Pumped Hydro | 0 | 0 | 6.4291e-05 | 6.3979e-05 | 6.5028e-05 | 6.6625e-05 | 6.7194e-05 | 6.7127e-05 | 6.7406e-05 | 6.756e-05 | 6.8317e-05 | 6.8097e-05 | 6.8155e-05 | 6.8624e-05 | 6.8962e-05 | 6.9119e-05 | 6.9034e-05 | 6.9306e-05 | 6.9598e-05 | 6.9714e-05 | 6.9748e-05
TAS1 | VPP | 0 | 0 | 0 | 0 | 0 | 0 | 0 | 0 | 0 | 0 | 0 | 0 | 0 | 0 | 0 | 0 | 0 | 0 | 0 | 0 | 0
Total excluding storage |  | 0.00014957 | 0.00013862 | 3730.2426 | 6894.6548 | 9588.1472 | 11900.3785 | 13859.0588 | 15396.4018 | 16668.0971 | 17634.6474 | 18421.9765 | 18934.0443 | 19317.2559 | 19542.853 | 19683.5995 | 19598.999 | 19469.2187 | 19253.3804 | 19044.1046 | 18674.6483 | 17307.3663
Ernst & Young’s liability is limited by a scheme approved under Professional Standards Legislation

## BaseCase_Fuel Cost
Fuel cost by technology ($000s) - Base Case, Slow Change Scenario
Fuel | Real June 2019 dollars discounted to 1 July 2019
Explicitly modelled generation
Region | Technology | 2021-22 | 2022-23 | 2023-24 | 2024-25 | 2025-26 | 2026-27 | 2027-28 | 2028-29 | 2029-30 | 2030-31 | 2031-32 | 2032-33 | 2033-34 | 2034-35 | 2035-36 | 2036-37 | 2037-38 | 2038-39 | 2039-40 | 2040-41 | 2041-42
NEM | Black Coal | 1369794.9981 | 1224710.3066 | 1182649.3282 | 1064891.882 | 964203.5676 | 875503.5985 | 835653.3675 | 803757.835 | 590885.7629 | 558690.6391 | 520279.4707 | 466854.2901 | 437494.3598 | 416621.9663 | 378740.2499 | 352644.4091 | 330681.0989 | 308061.4764 | 280850.8049 | 255430.0001 | 236830.4226
NEM | Brown Coal | 178950.9049 | 153322.928 | 156452.0067 | 150805.5834 | 135850.4731 | 123427.3449 | 111015.3687 | 103640.6701 | 89214.815 | 79185.5469 | 67989.665 | 65641.2405 | 60686.2446 | 57172.4456 | 52504.0289 | 49783.1399 | 46959.8296 | 44492.8862 | 40717.2746 | 38398.2395 | 36260.5182
NEM | CCGT | 117187.047 | 108737.1432 | 84779.6955 | 73201.2704 | 67526.0061 | 62612.9053 | 58044.0713 | 53950.2654 | 49831.3851 | 46176.5129 | 42883.4669 | 39806.3875 | 36882.4207 | 34125.4408 | 31642.7283 | 28499.487 | 21896.9052 | 21589.7761 | 31150.7554 | 15210.0365 | 32598.3041
NEM | Gas - Steam | 81586.6193 | 60287.4309 | 56058.1277 | 8640.0276 | 7894.8949 | 7359.5885 | 6855.8621 | 6452.6166 | 5999.3052 | 5462.3945 | 5133.8485 | 4824.9016 | 4384.656 | 4090.3456 | 1900.4316 | 1642.2013 | 1565.8113 | 1500.97 | 1069.6009 | 984.402 | 908.0998
NEM | OCGT / Diesel | 1116.2171 | 1315.118 | 3548.7838 | 9.9578 | 0.0023289 | 41.7062 | 115.6421 | 238.5104 | 201.1785 | 61.9763 | 153.5111 | 1004.7104 | 211.3106 | 287.84 | 1361.0099 | 1738.3621 | 2941.3374 | 4347.2945 | 5903.2643 | 1467.6915 | 3224.713
NEM | Hydro | 0 | 0 | 0 | 0 | 0 | 0 | 0 | 0 | 0 | 0 | 0 | 0 | 0 | 0 | 0 | 0 | 0 | 0 | 0 | 0 | 0
NEM | Wind | 0 | 0 | 0 | 0 | 0 | 0 | 0 | 0 | 0 | 0 | 0 | 0 | 0 | 0 | 0 | 0 | 0 | 0 | 0 | 0 | 0
NEM | Solar PV | 0 | 0 | 0 | 0 | 0 | 0 | 0 | 0 | 0 | 0 | 0 | 0 | 0 | 0 | 0 | 0 | 0 | 0 | 0 | 0 | 0
NEM | LS Battery | 0 | 0 | 0 | 0 | 0 | 0 | 0 | 0 | 0 | 0 | 0 | 0 | 0 | 0 | 0 | 0 | 0 | 0 | 0 | 0 | 0
NEM | Pumped Hydro | 0 | 0 | 0 | 0 | 0 | 0 | 0 | 0 | 0 | 0 | 0 | 0 | 0 | 0 | 0 | 0 | 0 | 0 | 0 | 0 | 0
NEM | VPP | 0 | 0 | 0 | 0 | 0 | 0 | 0 | 0 | 0 | 0 | 0 | 0 | 0 | 0 | 0 | 0 | 0 | 0 | 0 | 0 | 0
Total excluding storage |  | 1748635.7864 | 1548372.9267 | 1483487.9419 | 1297548.7212 | 1175474.944 | 1068945.1433 | 1011684.3116 | 968039.8975 | 736132.4467 | 689577.0698 | 636439.9622 | 578131.5302 | 539658.9917 | 512298.0382 | 466148.4487 | 434307.5994 | 404044.9824 | 379992.4031 | 359691.7001 | 311490.3696 | 309822.0578
Region | Technology | 2021-22 | 2022-23 | 2023-24 | 2024-25 | 2025-26 | 2026-27 | 2027-28 | 2028-29 | 2029-30 | 2030-31 | 2031-32 | 2032-33 | 2033-34 | 2034-35 | 2035-36 | 2036-37 | 2037-38 | 2038-39 | 2039-40 | 2040-41 | 2041-42
NSW1 | Black Coal | 719632.7784 | 617068.9779 | 576904.9646 | 511117.5419 | 448118.8023 | 406242.2818 | 406875.1392 | 416606.5953 | 283089.4364 | 266473.2029 | 256462.2019 | 200638.2271 | 189579.3873 | 185432.6373 | 178978.9546 | 168179.3653 | 161588.3565 | 149295.0763 | 137597.144 | 125096.6147 | 117375.6789
NSW1 | Brown Coal | 0 | 0 | 0 | 0 | 0 | 0 | 0 | 0 | 0 | 0 | 0 | 0 | 0 | 0 | 0 | 0 | 0 | 0 | 0 | 0 | 0
NSW1 | CCGT | 1640.5837 | 1534.6052 | 4371.0368 | 2642.4213 | 2420.8288 | 2240.3093 | 2082.9102 | 1930.5582 | 1786.9892 | 1651.4863 | 1545.1982 | 1523.2951 | 1338.9094 | 1253.1892 | 1183.6616 | 1174.236 | 1099.9456 | 3164.3435 | 12818.4543 | 871.3174 | 12373.3929
NSW1 | Gas - Steam | 0 | 0 | 0 | 0 | 0 | 0 | 0 | 0 | 0 | 0 | 0 | 0 | 0 | 0 | 0 | 0 | 0 | 0 | 0 | 0 | 0
NSW1 | OCGT / Diesel | 0.00031177 | 0.00031228 | 0.00032329 | 6.1546 | 0.00032267 | 0.00032119 | 0.0003223 | 0.000324 | 0.00031503 | 0.00031678 | 0.00031743 | 552.2791 | 127.6635 | 158.3713 | 178.4941 | 765.7179 | 789.1641 | 294.0346 | 321.4084 | 448.0855 | 417.0117
NSW1 | Hydro | 0 | 0 | 0 | 0 | 0 | 0 | 0 | 0 | 0 | 0 | 0 | 0 | 0 | 0 | 0 | 0 | 0 | 0 | 0 | 0 | 0
NSW1 | Wind | 0 | 0 | 0 | 0 | 0 | 0 | 0 | 0 | 0 | 0 | 0 | 0 | 0 | 0 | 0 | 0 | 0 | 0 | 0 | 0 | 0
NSW1 | Solar PV | 0 | 0 | 0 | 0 | 0 | 0 | 0 | 0 | 0 | 0 | 0 | 0 | 0 | 0 | 0 | 0 | 0 | 0 | 0 | 0 | 0
NSW1 | LS Battery | 0 | 0 | 0 | 0 | 0 | 0 | 0 | 0 | 0 | 0 | 0 | 0 | 0 | 0 | 0 | 0 | 0 | 0 | 0 | 0 | 0
NSW1 | Pumped Hydro | 0 | 0 | 0 | 0 | 0 | 0 | 0 | 0 | 0 | 0 | 0 | 0 | 0 | 0 | 0 | 0 | 0 | 0 | 0 | 0 | 0
NSW1 | VPP | 0 | 0 | 0 | 0 | 0 | 0 | 0 | 0 | 0 | 0 | 0 | 0 | 0 | 0 | 0 | 0 | 0 | 0 | 0 | 0 | 0
Total excluding storage |  | 721273.3624 | 618603.5834 | 581276.0017 | 513766.1179 | 450539.6314 | 408482.5914 | 408958.0497 | 418537.1537 | 284876.4259 | 268124.6895 | 258007.4004 | 202713.8012 | 191045.9601 | 186844.1979 | 180341.1102 | 170119.3192 | 163477.4662 | 152753.4544 | 150737.0066 | 126416.0175 | 130166.0835
Region | Technology | 2021-22 | 2022-23 | 2023-24 | 2024-25 | 2025-26 | 2026-27 | 2027-28 | 2028-29 | 2029-30 | 2030-31 | 2031-32 | 2032-33 | 2033-34 | 2034-35 | 2035-36 | 2036-37 | 2037-38 | 2038-39 | 2039-40 | 2040-41 | 2041-42
QLD1 | Black Coal | 650162.2197 | 607641.3287 | 605744.3636 | 553774.3401 | 516084.7653 | 469261.3167 | 428778.2283 | 387151.2397 | 307796.3265 | 292217.4362 | 263817.2688 | 266216.063 | 247914.9726 | 231189.329 | 199761.2954 | 184465.0438 | 169092.7424 | 158766.4 | 143253.6609 | 130333.3855 | 119454.7437
QLD1 | Brown Coal | 0 | 0 | 0 | 0 | 0 | 0 | 0 | 0 | 0 | 0 | 0 | 0 | 0 | 0 | 0 | 0 | 0 | 0 | 0 | 0 | 0
QLD1 | CCGT | 58206.1549 | 54233.6855 | 56056.5268 | 50986.4086 | 47136.4928 | 43728.2305 | 40520.0836 | 37640.6827 | 34766.6474 | 32292.0381 | 29982.6681 | 27784.6839 | 25723.1007 | 23865.3909 | 22100.9795 | 19601.2962 | 20796.9585 | 18425.4315 | 18332.3 | 14338.718 | 20224.9102
QLD1 | Gas - Steam | 1983.853 | 1870.5451 | 3525.9975 | 3339.1185 | 3061.4548 | 2856.4898 | 2642.028 | 2461.2292 | 2248.3745 | 2092.8599 | 1944.9616 | 1821.3869 | 1687.1491 | 1565.8674 | 1434.4264 | 1329.0231 | 1234.5241 | 1147.7041 | 1069.6009 | 984.402 | 908.0998
QLD1 | OCGT / Diesel | 0.00046962 | 0.00046769 | 0.00047284 | 0.00047091 | 0.00047075 | 0.00047088 | 0.00047067 | 22.9106 | 0.00045844 | 0.00045673 | 0.00046159 | 0.00046537 | 0.00046314 | 0.00030349 | 42.7506 | 55.1855 | 502.2253 | 191.7493 | 261.8488 | 258.498 | 266.3898
QLD1 | Hydro | 0 | 0 | 0 | 0 | 0 | 0 | 0 | 0 | 0 | 0 | 0 | 0 | 0 | 0 | 0 | 0 | 0 | 0 | 0 | 0 | 0
QLD1 | Wind | 0 | 0 | 0 | 0 | 0 | 0 | 0 | 0 | 0 | 0 | 0 | 0 | 0 | 0 | 0 | 0 | 0 | 0 | 0 | 0 | 0
QLD1 | Solar PV | 0 | 0 | 0 | 0 | 0 | 0 | 0 | 0 | 0 | 0 | 0 | 0 | 0 | 0 | 0 | 0 | 0 | 0 | 0 | 0 | 0
QLD1 | LS Battery | 0 | 0 | 0 | 0 | 0 | 0 | 0 | 0 | 0 | 0 | 0 | 0 | 0 | 0 | 0 | 0 | 0 | 0 | 0 | 0 | 0
QLD1 | Pumped Hydro | 0 | 0 | 0 | 0 | 0 | 0 | 0 | 0 | 0 | 0 | 0 | 0 | 0 | 0 | 0 | 0 | 0 | 0 | 0 | 0 | 0
QLD1 | VPP | 0 | 0 | 0 | 0 | 0 | 0 | 0 | 0 | 0 | 0 | 0 | 0 | 0 | 0 | 0 | 0 | 0 | 0 | 0 | 0 | 0
Total excluding storage |  | 710352.228 | 663745.5598 | 665326.8883 | 608099.8676 | 566282.7133 | 515846.0374 | 471940.3403 | 427276.0622 | 344811.3488 | 326602.3346 | 295744.899 | 295822.1342 | 275325.2228 | 256620.5875 | 223339.4519 | 205450.5486 | 191626.4502 | 178531.2849 | 162917.4107 | 145915.0035 | 140854.1434
Region | Technology | 2021-22 | 2022-23 | 2023-24 | 2024-25 | 2025-26 | 2026-27 | 2027-28 | 2028-29 | 2029-30 | 2030-31 | 2031-32 | 2032-33 | 2033-34 | 2034-35 | 2035-36 | 2036-37 | 2037-38 | 2038-39 | 2039-40 | 2040-41 | 2041-42
VIC1 | Black Coal | 0 | 0 | 0 | 0 | 0 | 0 | 0 | 0 | 0 | 0 | 0 | 0 | 0 | 0 | 0 | 0 | 0 | 0 | 0 | 0 | 0
VIC1 | Brown Coal | 178950.9049 | 153322.928 | 156452.0067 | 150805.5834 | 135850.4731 | 123427.3449 | 111015.3687 | 103640.6701 | 89214.815 | 79185.5469 | 67989.665 | 65641.2405 | 60686.2446 | 57172.4456 | 52504.0289 | 49783.1399 | 46959.8296 | 44492.8862 | 40717.2746 | 38398.2395 | 36260.5182
VIC1 | CCGT | 0.00014318 | 0.00014108 | 0.00014446 | 0.0001526 | 0.00014578 | 0.00014557 | 0.00015145 | 0.00015562 | 0.00016325 | 0.00017229 | 0.00018913 | 0.00021116 | 0.0002289 | 0.00021929 | 0.00030933 | 0.00033302 | 0.00049512 | 0.00049138 | 0.00048003 | 0.00047107 | 0.0004871
VIC1 | Gas - Steam | 156.0713 | 160.6373 | 440.0377 | 8.3435e-05 | 7.8597e-05 | 26.8717 | 83.1983 | 123.0934 | 187.4167 | 87.6804 | 120.1029 | 176.2249 | 62.2077 | 110.3829 | 466.0052 | 313.1782 | 331.2872 | 353.2659 | 0 | 0 | 0
VIC1 | OCGT / Diesel | 127.9101 | 9.4453 | 441.51 | 0.00052996 | 0.00050212 | 0.00050291 | 39.3742 | 110.7172 | 86.5196 | 8.7622 | 93.9072 | 307.0867 | 35.4706 | 30.8382 | 528.1052 | 456.4375 | 982.697 | 3107.2191 | 2483.2995 | 353.0863 | 705.4844
VIC1 | Hydro | 0 | 0 | 0 | 0 | 0 | 0 | 0 | 0 | 0 | 0 | 0 | 0 | 0 | 0 | 0 | 0 | 0 | 0 | 0 | 0 | 0
VIC1 | Wind | 0 | 0 | 0 | 0 | 0 | 0 | 0 | 0 | 0 | 0 | 0 | 0 | 0 | 0 | 0 | 0 | 0 | 0 | 0 | 0 | 0
VIC1 | Solar PV | 0 | 0 | 0 | 0 | 0 | 0 | 0 | 0 | 0 | 0 | 0 | 0 | 0 | 0 | 0 | 0 | 0 | 0 | 0 | 0 | 0
VIC1 | LS Battery | 0 | 0 | 0 | 0 | 0 | 0 | 0 | 0 | 0 | 0 | 0 | 0 | 0 | 0 | 0 | 0 | 0 | 0 | 0 | 0 | 0
VIC1 | Pumped Hydro | 0 | 0 | 0 | 0 | 0 | 0 | 0 | 0 | 0 | 0 | 0 | 0 | 0 | 0 | 0 | 0 | 0 | 0 | 0 | 0 | 0
VIC1 | VPP | 0 | 0 | 0 | 0 | 0 | 0 | 0 | 0 | 0 | 0 | 0 | 0 | 0 | 0 | 0 | 0 | 0 | 0 | 0 | 0 | 0
Total excluding storage |  | 179234.8864 | 153493.0108 | 157333.5545 | 150805.5841 | 135850.4738 | 123454.2172 | 111137.9414 | 103874.4808 | 89488.7514 | 79281.9898 | 68203.6753 | 66124.5524 | 60783.9231 | 57313.667 | 53498.1397 | 50552.7559 | 48273.8143 | 47953.3717 | 43200.5745 | 38751.3263 | 36966.0031
Region | Technology | 2021-22 | 2022-23 | 2023-24 | 2024-25 | 2025-26 | 2026-27 | 2027-28 | 2028-29 | 2029-30 | 2030-31 | 2031-32 | 2032-33 | 2033-34 | 2034-35 | 2035-36 | 2036-37 | 2037-38 | 2038-39 | 2039-40 | 2040-41 | 2041-42
SA1 | Black Coal | 0 | 0 | 0 | 0 | 0 | 0 | 0 | 0 | 0 | 0 | 0 | 0 | 0 | 0 | 0 | 0 | 0 | 0 | 0 | 0 | 0
SA1 | Brown Coal | 0 | 0 | 0 | 0 | 0 | 0 | 0 | 0 | 0 | 0 | 0 | 0 | 0 | 0 | 0 | 0 | 0 | 0 | 0 | 0 | 0
SA1 | CCGT | 57340.3081 | 52968.8521 | 24352.1316 | 19572.4402 | 17968.6842 | 16644.3652 | 15441.0772 | 14379.0242 | 13277.7482 | 12232.9882 | 11355.6002 | 10498.4082 | 9820.4102 | 9006.8602 | 8358.0867 | 7723.9543 | 0.00040188 | 0.00039702 | 0.00038158 | 0.00041701 | 0.00042791
SA1 | Gas - Steam | 79446.695 | 58256.2485 | 52092.0925 | 5300.909 | 4833.44 | 4476.227 | 4130.6358 | 3868.294 | 3563.514 | 3281.8542 | 3068.784 | 2827.2898 | 2635.2992 | 2414.0952 | 0 | 0 | 0 | 0 | 0 | 0 | 0
SA1 | OCGT / Diesel | 988.306 | 1305.6717 | 3107.2728 | 3.8019 | 0.00083747 | 41.7047 | 76.2669 | 104.8821 | 114.658 | 53.2131 | 59.6029 | 145.344 | 48.1759 | 98.63 | 611.6598 | 461.0211 | 667.2508 | 754.2913 | 2836.7074 | 408.0216 | 1835.8271
SA1 | Hydro | 0 | 0 | 0 | 0 | 0 | 0 | 0 | 0 | 0 | 0 | 0 | 0 | 0 | 0 | 0 | 0 | 0 | 0 | 0 | 0 | 0
SA1 | Wind | 0 | 0 | 0 | 0 | 0 | 0 | 0 | 0 | 0 | 0 | 0 | 0 | 0 | 0 | 0 | 0 | 0 | 0 | 0 | 0 | 0
SA1 | Solar PV | 0 | 0 | 0 | 0 | 0 | 0 | 0 | 0 | 0 | 0 | 0 | 0 | 0 | 0 | 0 | 0 | 0 | 0 | 0 | 0 | 0
SA1 | LS Battery | 0 | 0 | 0 | 0 | 0 | 0 | 0 | 0 | 0 | 0 | 0 | 0 | 0 | 0 | 0 | 0 | 0 | 0 | 0 | 0 | 0
SA1 | Pumped Hydro | 0 | 0 | 0 | 0 | 0 | 0 | 0 | 0 | 0 | 0 | 0 | 0 | 0 | 0 | 0 | 0 | 0 | 0 | 0 | 0 | 0
SA1 | VPP | 0 | 0 | 0 | 0 | 0 | 0 | 0 | 0 | 0 | 0 | 0 | 0 | 0 | 0 | 0 | 0 | 0 | 0 | 0 | 0 | 0
Total excluding storage |  | 137775.3092 | 112530.7724 | 79551.4969 | 24877.1511 | 22802.125 | 21162.2969 | 19647.9798 | 18352.2003 | 16955.9202 | 15568.0555 | 14483.9871 | 13471.042 | 12503.8853 | 11519.5854 | 8969.7465 | 8184.9754 | 667.2512 | 754.2917 | 2836.7078 | 408.022 | 1835.8275
Region | Technology | 2021-22 | 2022-23 | 2023-24 | 2024-25 | 2025-26 | 2026-27 | 2027-28 | 2028-29 | 2029-30 | 2030-31 | 2031-32 | 2032-33 | 2033-34 | 2034-35 | 2035-36 | 2036-37 | 2037-38 | 2038-39 | 2039-40 | 2040-41 | 2041-42
TAS1 | Black Coal | 0 | 0 | 0 | 0 | 0 | 0 | 0 | 0 | 0 | 0 | 0 | 0 | 0 | 0 | 0 | 0 | 0 | 0 | 0 | 0 | 0
TAS1 | Brown Coal | 0 | 0 | 0 | 0 | 0 | 0 | 0 | 0 | 0 | 0 | 0 | 0 | 0 | 0 | 0 | 0 | 0 | 0 | 0 | 0 | 0
TAS1 | CCGT | 0.00022744 | 0.00022298 | 0.00022759 | 0.00022777 | 0.00021755 | 0.00021609 | 0.00021627 | 0.00021607 | 0.00021601 | 0.00021579 | 0.00021576 | 0.00021535 | 0.00021535 | 0.00021445 | 0.00021445 | 0.0002147 | 0.00021459 | 0.00021486 | 0.00021553 | 0.00021445 | 0.00021455
TAS1 | Gas - Steam | 0 | 0 | 0 | 0 | 0 | 0 | 0 | 0 | 0 | 0 | 0 | 0 | 0 | 0 | 0 | 0 | 0 | 0 | 0 | 0 | 0
TAS1 | OCGT / Diesel | 0.00020763 | 0.00020184 | 0.00020474 | 0.00020651 | 0.0001959 | 0.0001993 | 0.00019936 | 0.00019643 | 0.00019381 | 0.00019897 | 0.00019885 | 0.00019677 | 0.00019723 | 0.00019618 | 0.00019877 | 0.00019696 | 0.00019639 | 0.00019791 | 0.00019755 | 0.00012636 | 0.00012709
TAS1 | Hydro | 0 | 0 | 0 | 0 | 0 | 0 | 0 | 0 | 0 | 0 | 0 | 0 | 0 | 0 | 0 | 0 | 0 | 0 | 0 | 0 | 0
TAS1 | Wind | 0 | 0 | 0 | 0 | 0 | 0 | 0 | 0 | 0 | 0 | 0 | 0 | 0 | 0 | 0 | 0 | 0 | 0 | 0 | 0 | 0
TAS1 | Solar PV | 0 | 0 | 0 | 0 | 0 | 0 | 0 | 0 | 0 | 0 | 0 | 0 | 0 | 0 | 0 | 0 | 0 | 0 | 0 | 0 | 0
TAS1 | LS Battery | 0 | 0 | 0 | 0 | 0 | 0 | 0 | 0 | 0 | 0 | 0 | 0 | 0 | 0 | 0 | 0 | 0 | 0 | 0 | 0 | 0
TAS1 | Pumped Hydro | 0 | 0 | 0 | 0 | 0 | 0 | 0 | 0 | 0 | 0 | 0 | 0 | 0 | 0 | 0 | 0 | 0 | 0 | 0 | 0 | 0
TAS1 | VPP | 0 | 0 | 0 | 0 | 0 | 0 | 0 | 0 | 0 | 0 | 0 | 0 | 0 | 0 | 0 | 0 | 0 | 0 | 0 | 0 | 0
Total excluding storage |  | 0.00043507 | 0.00042482 | 0.00043233 | 0.00043427 | 0.00041345 | 0.00041539 | 0.00041562 | 0.0004125 | 0.00040982 | 0.00041476 | 0.00041461 | 0.00041211 | 0.00041258 | 0.00041064 | 0.00041322 | 0.00041166 | 0.00041098 | 0.00041276 | 0.00041308 | 0.00034082 | 0.00034164
Explicitly modelled pumping
Region | Technology | 2021-22 | 2022-23 | 2023-24 | 2024-25 | 2025-26 | 2026-27 | 2027-28 | 2028-29 | 2029-30 | 2030-31 | 2031-32 | 2032-33 | 2033-34 | 2034-35 | 2035-36 | 2036-37 | 2037-38 | 2038-39 | 2039-40 | 2040-41 | 2041-42
NEM | LS Battery pump | 0 | 0 | 0 | 0 | 0 | 0 | 0 | 0 | 0 | 0 | 0 | 0 | 0 | 0 | 0 | 0 | 0 | 0 | 0 | 0 | 0
NEM | Pumped Hydro Pump | 0 | 0 | 0 | 0 | 0 | 0 | 0 | 0 | 0 | 0 | 0 | 0 | 0 | 0 | 0 | 0 | 0 | 0 | 0 | 0 | 0
NEM | VPP pump | 0 | 0 | 0 | 0 | 0 | 0 | 0 | 0 | 0 | 0 | 0 | 0 | 0 | 0 | 0 | 0 | 0 | 0 | 0 | 0 | 0
Region | Technology | 2021-22 | 2022-23 | 2023-24 | 2024-25 | 2025-26 | 2026-27 | 2027-28 | 2028-29 | 2029-30 | 2030-31 | 2031-32 | 2032-33 | 2033-34 | 2034-35 | 2035-36 | 2036-37 | 2037-38 | 2038-39 | 2039-40 | 2040-41 | 2041-42
NSW1 | LS Battery pump | 0 | 0 | 0 | 0 | 0 | 0 | 0 | 0 | 0 | 0 | 0 | 0 | 0 | 0 | 0 | 0 | 0 | 0 | 0 | 0 | 0
NSW1 | Pumped Hydro Pump | 0 | 0 | 0 | 0 | 0 | 0 | 0 | 0 | 0 | 0 | 0 | 0 | 0 | 0 | 0 | 0 | 0 | 0 | 0 | 0 | 0
NSW1 | VPP pump | 0 | 0 | 0 | 0 | 0 | 0 | 0 | 0 | 0 | 0 | 0 | 0 | 0 | 0 | 0 | 0 | 0 | 0 | 0 | 0 | 0
Region | Technology | 2021-22 | 2022-23 | 2023-24 | 2024-25 | 2025-26 | 2026-27 | 2027-28 | 2028-29 | 2029-30 | 2030-31 | 2031-32 | 2032-33 | 2033-34 | 2034-35 | 2035-36 | 2036-37 | 2037-38 | 2038-39 | 2039-40 | 2040-41 | 2041-42
QLD1 | LS Battery pump | 0 | 0 | 0 | 0 | 0 | 0 | 0 | 0 | 0 | 0 | 0 | 0 | 0 | 0 | 0 | 0 | 0 | 0 | 0 | 0 | 0
QLD1 | Pumped Hydro Pump | 0 | 0 | 0 | 0 | 0 | 0 | 0 | 0 | 0 | 0 | 0 | 0 | 0 | 0 | 0 | 0 | 0 | 0 | 0 | 0 | 0
QLD1 | VPP pump | 0 | 0 | 0 | 0 | 0 | 0 | 0 | 0 | 0 | 0 | 0 | 0 | 0 | 0 | 0 | 0 | 0 | 0 | 0 | 0 | 0
Region | Technology | 2021-22 | 2022-23 | 2023-24 | 2024-25 | 2025-26 | 2026-27 | 2027-28 | 2028-29 | 2029-30 | 2030-31 | 2031-32 | 2032-33 | 2033-34 | 2034-35 | 2035-36 | 2036-37 | 2037-38 | 2038-39 | 2039-40 | 2040-41 | 2041-42
VIC1 | LS Battery pump | 0 | 0 | 0 | 0 | 0 | 0 | 0 | 0 | 0 | 0 | 0 | 0 | 0 | 0 | 0 | 0 | 0 | 0 | 0 | 0 | 0
VIC1 | Pumped Hydro Pump | 0 | 0 | 0 | 0 | 0 | 0 | 0 | 0 | 0 | 0 | 0 | 0 | 0 | 0 | 0 | 0 | 0 | 0 | 0 | 0 | 0
VIC1 | VPP pump | 0 | 0 | 0 | 0 | 0 | 0 | 0 | 0 | 0 | 0 | 0 | 0 | 0 | 0 | 0 | 0 | 0 | 0 | 0 | 0 | 0
Region | Technology | 2021-22 | 2022-23 | 2023-24 | 2024-25 | 2025-26 | 2026-27 | 2027-28 | 2028-29 | 2029-30 | 2030-31 | 2031-32 | 2032-33 | 2033-34 | 2034-35 | 2035-36 | 2036-37 | 2037-38 | 2038-39 | 2039-40 | 2040-41 | 2041-42
SA1 | LS Battery pump | 0 | 0 | 0 | 0 | 0 | 0 | 0 | 0 | 0 | 0 | 0 | 0 | 0 | 0 | 0 | 0 | 0 | 0 | 0 | 0 | 0
SA1 | Pumped Hydro Pump | 0 | 0 | 0 | 0 | 0 | 0 | 0 | 0 | 0 | 0 | 0 | 0 | 0 | 0 | 0 | 0 | 0 | 0 | 0 | 0 | 0
SA1 | VPP pump | 0 | 0 | 0 | 0 | 0 | 0 | 0 | 0 | 0 | 0 | 0 | 0 | 0 | 0 | 0 | 0 | 0 | 0 | 0 | 0 | 0
Region | Technology | 2021-22 | 2022-23 | 2023-24 | 2024-25 | 2025-26 | 2026-27 | 2027-28 | 2028-29 | 2029-30 | 2030-31 | 2031-32 | 2032-33 | 2033-34 | 2034-35 | 2035-36 | 2036-37 | 2037-38 | 2038-39 | 2039-40 | 2040-41 | 2041-42
TAS1 | LS Battery pump | 0 | 0 | 0 | 0 | 0 | 0 | 0 | 0 | 0 | 0 | 0 | 0 | 0 | 0 | 0 | 0 | 0 | 0 | 0 | 0 | 0
TAS1 | Pumped Hydro Pump | 0 | 0 | 0 | 0 | 0 | 0 | 0 | 0 | 0 | 0 | 0 | 0 | 0 | 0 | 0 | 0 | 0 | 0 | 0 | 0 | 0
TAS1 | VPP pump | 0 | 0 | 0 | 0 | 0 | 0 | 0 | 0 | 0 | 0 | 0 | 0 | 0 | 0 | 0 | 0 | 0 | 0 | 0 | 0 | 0
Ernst & Young’s liability is limited by a scheme approved under Professional Standards Legislation

## BaseCase_Build Cost
New generation build cost (CAPEX) by technology ($000s) - Base Case, Slow Change Scenario
CAPEX (Install) | Real June 2019 dollars discounted to 1 July 2019. The total capital costs are annualised for modelling purposes.
Explicitly modelled generation
Region | Technology | 2021-22 | 2022-23 | 2023-24 | 2024-25 | 2025-26 | 2026-27 | 2027-28 | 2028-29 | 2029-30 | 2030-31 | 2031-32 | 2032-33 | 2033-34 | 2034-35 | 2035-36 | 2036-37 | 2037-38 | 2038-39 | 2039-40 | 2040-41 | 2041-42
NEM | Black Coal | 0 | 0 | 0 | 0 | 0 | 0 | 0 | 0 | 0 | 0 | 0 | 0 | 0 | 0 | 0 | 0 | 0 | 0 | 0 | 0 | 0
NEM | Brown Coal | 0 | 0 | 0 | 0 | 0 | 0 | 0 | 0 | 0 | 0 | 0 | 0 | 0 | 0 | 0 | 0 | 0 | 0 | 0 | 0 | 0
NEM | CCGT | 0.00039839 | 0.00036922 | 0.00035916 | 0.00033192 | 0.00030762 | 0.0002851 | 0.00026492 | 0.00024483 | 0.00023697 | 0.00023799 | 0.00023796 | 0.00027127 | 0.00030073 | 0.00029224 | 0.000397 | 0.00049135 | 0.00075182 | 0.00070683 | 0.00066578 | 0.00078517 | 0.0007324
NEM | Gas - Steam | 0 | 0 | 0 | 0 | 0 | 0 | 0 | 0 | 0 | 0 | 0 | 0 | 0 | 0 | 0 | 0 | 0 | 0 | 0 | 0 | 0
NEM | OCGT / Diesel | 0.00039636 | 0.00036734 | 0.00034134 | 0.00031545 | 0.00029236 | 0.00027095 | 0.00025178 | 0.00023268 | 0.00021564 | 0.00022989 | 0.0002436 | 0.00025698 | 0.00028198 | 0.00028547 | 0.00042832 | 0.00080368 | 0.0010544 | 0.00098311 | 0.00091946 | 6471.2399 | 5997.4419
NEM | Hydro | 0 | 0 | 0 | 0 | 0 | 0 | 0 | 0 | 0 | 0 | 0 | 0 | 0 | 0 | 0 | 0 | 0 | 0 | 0 | 0 | 0
NEM | Wind | 0.0062941 | 0.0059122 | 18012.4654 | 33202.7994 | 46033.3438 | 56692.666 | 65626.5321 | 72371.3863 | 77882.1397 | 82118.8171 | 85495.1472 | 87352.7937 | 88645.1578 | 89168.6612 | 89340.3879 | 97114.8023 | 99053.4133 | 101914.1043 | 104493.8829 | 108411.2035 | 102526.986
NEM | Solar PV | 0.0012726 | 0.0011795 | 0.0011203 | 0.0011414 | 0.0019005 | 0.0020338 | 0.0022884 | 0.0022506 | 0.0020858 | 0.0022685 | 0.0022447 | 0.0023659 | 0.0027364 | 0.0025561 | 0.003628 | 10128.6532 | 40344.7244 | 48560.939 | 53556.0926 | 67470.305 | 64891.6304
NEM | LS Battery | 0.0025237 | 0.0023389 | 0.0021733 | 0.0020085 | 0.0018615 | 0.0022376 | 0.0026162 | 0.0027059 | 0.0025078 | 0.0038744 | 0.0024178 | 0.0022344 | 0.0020708 | 0.0019192 | 4023.9352 | 19414.8045 | 59864.4779 | 55481.4435 | 51554.8221 | 97338.328 | 90211.6105
NEM | Pumped Hydro | 0 | 0 | 0.0027731 | 0.0027394 | 0.0026971 | 0.0027273 | 0.0027598 | 0.0027664 | 0.0028274 | 0.0028891 | 0.0030305 | 0.0031396 | 0.0033474 | 0.0032287 | 0.0070257 | 924.7859 | 13377.8253 | 12398.3553 | 11520.8791 | 12775.0059 | 11839.6718
NEM | VPP | 0 | 0 | 0 | 0 | 0 | 0 | 0 | 0 | 0 | 0 | 0 | 0 | 0 | 0 | 0 | 0 | 0 | 0 | 0 | 0 | 0
Total excluding storage |  | 0.0083615 | 0.0078282 | 18012.4672 | 33202.8012 | 46033.3463 | 56692.6686 | 65626.5349 | 72371.3891 | 77882.1423 | 82118.8199 | 85495.1499 | 87352.7966 | 88645.1611 | 89168.6643 | 89340.3924 | 107243.4569 | 139398.1395 | 150475.0449 | 158049.977 | 182352.7491 | 173416.0591
Region | Technology | 2021-22 | 2022-23 | 2023-24 | 2024-25 | 2025-26 | 2026-27 | 2027-28 | 2028-29 | 2029-30 | 2030-31 | 2031-32 | 2032-33 | 2033-34 | 2034-35 | 2035-36 | 2036-37 | 2037-38 | 2038-39 | 2039-40 | 2040-41 | 2041-42
NSW1 | Black Coal | 0 | 0 | 0 | 0 | 0 | 0 | 0 | 0 | 0 | 0 | 0 | 0 | 0 | 0 | 0 | 0 | 0 | 0 | 0 | 0 | 0
NSW1 | Brown Coal | 0 | 0 | 0 | 0 | 0 | 0 | 0 | 0 | 0 | 0 | 0 | 0 | 0 | 0 | 0 | 0 | 0 | 0 | 0 | 0 | 0
NSW1 | CCGT | 8.3637e-05 | 7.7514e-05 | 7.2028e-05 | 6.6565e-05 | 6.1691e-05 | 5.7174e-05 | 5.3128e-05 | 4.9099e-05 | 4.5504e-05 | 4.2172e-05 | 3.9187e-05 | 4.9086e-05 | 6.1031e-05 | 5.6563e-05 | 6.2109e-05 | 0.00011059 | 0.00016916 | 0.00015677 | 0.00014568 | 0.00016536 | 0.00015326
NSW1 | Gas - Steam | 0 | 0 | 0 | 0 | 0 | 0 | 0 | 0 | 0 | 0 | 0 | 0 | 0 | 0 | 0 | 0 | 0 | 0 | 0 | 0 | 0
NSW1 | OCGT / Diesel | 7.9335e-05 | 7.3526e-05 | 6.8322e-05 | 6.314e-05 | 5.8518e-05 | 5.4233e-05 | 5.0395e-05 | 4.6573e-05 | 4.3163e-05 | 4.5986e-05 | 4.8686e-05 | 5.1648e-05 | 6.7496e-05 | 6.2554e-05 | 5.8127e-05 | 0.00026595 | 0.00032395 | 0.00030023 | 0.00027898 | 0.0006203 | 0.00057489
NSW1 | Hydro | 0 | 0 | 0 | 0 | 0 | 0 | 0 | 0 | 0 | 0 | 0 | 0 | 0 | 0 | 0 | 0 | 0 | 0 | 0 | 0 | 0
NSW1 | Wind | 0.0011892 | 0.0011311 | 0.0011261 | 0.0011912 | 0.0012359 | 0.001242 | 0.0011541 | 0.0013269 | 0.0012298 | 0.001303 | 0.0012179 | 0.0014258 | 0.0015002 | 0.0015058 | 0.0015691 | 8654.3621 | 11633.723 | 10781.949 | 10018.8717 | 15542.9214 | 14404.9319
NSW1 | Solar PV | 0.00027231 | 0.00025237 | 0.00023451 | 0.00024621 | 0.00042332 | 0.00045948 | 0.00047403 | 0.00045876 | 0.00042517 | 0.00049242 | 0.00048725 | 0.00060318 | 0.00072857 | 0.00067523 | 0.0010862 | 10128.65 | 26327.3033 | 35569.8165 | 41484.3982 | 43065.7875 | 42273.9125
NSW1 | LS Battery | 0.00049745 | 0.00046103 | 0.0004284 | 0.00039591 | 0.00036692 | 0.00043546 | 0.0005046 | 0.00051963 | 0.00048158 | 0.00073741 | 0.00045214 | 0.00041785 | 0.00038726 | 0.0003589 | 0.0003335 | 0.0057285 | 0.0052722 | 0.0048613 | 0.0045172 | 19219.1308 | 17811.984
NSW1 | Pumped Hydro | 0 | 0 | 0.00076291 | 0.00076326 | 0.00074991 | 0.00075195 | 0.00075592 | 0.00075139 | 0.00076454 | 0.00076964 | 0.0007756 | 0.00076448 | 0.0008494 | 0.00078721 | 0.00076999 | 0.0014923 | 0.0018302 | 0.0016962 | 0.0015761 | 0.0023399 | 0.0021686
NSW1 | VPP | 0 | 0 | 0 | 0 | 0 | 0 | 0 | 0 | 0 | 0 | 0 | 0 | 0 | 0 | 0 | 0 | 0 | 0 | 0 | 0 | 0
Total excluding storage |  | 0.0016245 | 0.0015345 | 0.001501 | 0.0015671 | 0.0017794 | 0.0018129 | 0.0017316 | 0.0018814 | 0.0017436 | 0.0018836 | 0.001793 | 0.0021297 | 0.0023574 | 0.0023002 | 0.0027756 | 18783.0125 | 37961.0267 | 46351.766 | 51503.2703 | 58608.7097 | 56678.8452
Region | Technology | 2021-22 | 2022-23 | 2023-24 | 2024-25 | 2025-26 | 2026-27 | 2027-28 | 2028-29 | 2029-30 | 2030-31 | 2031-32 | 2032-33 | 2033-34 | 2034-35 | 2035-36 | 2036-37 | 2037-38 | 2038-39 | 2039-40 | 2040-41 | 2041-42
QLD1 | Black Coal | 0 | 0 | 0 | 0 | 0 | 0 | 0 | 0 | 0 | 0 | 0 | 0 | 0 | 0 | 0 | 0 | 0 | 0 | 0 | 0 | 0
QLD1 | Brown Coal | 0 | 0 | 0 | 0 | 0 | 0 | 0 | 0 | 0 | 0 | 0 | 0 | 0 | 0 | 0 | 0 | 0 | 0 | 0 | 0 | 0
QLD1 | CCGT | 8.932e-05 | 8.278e-05 | 7.6922e-05 | 7.1088e-05 | 6.5883e-05 | 6.1059e-05 | 5.6738e-05 | 5.2435e-05 | 4.8596e-05 | 4.5038e-05 | 4.185e-05 | 4.5781e-05 | 4.9233e-05 | 5.1658e-05 | 5.9636e-05 | 6.451e-05 | 9.4769e-05 | 9.3309e-05 | 9.1028e-05 | 0.00011808 | 0.00010943
QLD1 | Gas - Steam | 0 | 0 | 0 | 0 | 0 | 0 | 0 | 0 | 0 | 0 | 0 | 0 | 0 | 0 | 0 | 0 | 0 | 0 | 0 | 0 | 0
QLD1 | OCGT / Diesel | 8.0282e-05 | 7.4404e-05 | 6.9138e-05 | 6.3894e-05 | 5.9216e-05 | 5.4881e-05 | 5.0997e-05 | 4.7129e-05 | 4.3678e-05 | 4.6453e-05 | 4.92e-05 | 5.1553e-05 | 5.383e-05 | 5.5882e-05 | 5.851e-05 | 6.0551e-05 | 9.0862e-05 | 8.4209e-05 | 7.825e-05 | 0.00015417 | 0.00014289
QLD1 | Hydro | 0 | 0 | 0 | 0 | 0 | 0 | 0 | 0 | 0 | 0 | 0 | 0 | 0 | 0 | 0 | 0 | 0 | 0 | 0 | 0 | 0
QLD1 | Wind | 0.0017252 | 0.0016341 | 0.0015455 | 0.0014283 | 0.0014378 | 0.001424 | 0.0013232 | 0.001602 | 0.0014847 | 0.0015333 | 0.0014342 | 0.0015356 | 0.0014292 | 0.0016072 | 0.001743 | 0.0021233 | 0.003608 | 5121.7699 | 9816.7347 | 9072.1931 | 10461.1749
QLD1 | Solar PV | 0.00043364 | 0.00040189 | 0.00037345 | 0.00034513 | 0.00053807 | 0.00057064 | 0.00058402 | 0.00057266 | 0.00053073 | 0.00058771 | 0.00059387 | 0.00059762 | 0.000656 | 0.00061122 | 0.00076843 | 0.00075835 | 0.00079255 | 0.00078777 | 0.00080966 | 0.00084266 | 0.00094351
QLD1 | LS Battery | 0.00049306 | 0.00045696 | 0.00042462 | 0.00039242 | 0.00036369 | 0.00043699 | 0.00050736 | 0.00052627 | 0.00048774 | 0.00073438 | 0.00045138 | 0.00041715 | 0.00038661 | 0.0003583 | 0.00036292 | 0.00034805 | 0.00070312 | 0.00062482 | 0.0005806 | 0.011549 | 0.010704
QLD1 | Pumped Hydro | 0 | 0 | 0.00038644 | 0.00038627 | 0.00038276 | 0.00038349 | 0.00038564 | 0.00038553 | 0.00039302 | 0.00039639 | 0.00039866 | 0.00039861 | 0.00039816 | 0.00039937 | 0.00041078 | 0.00042444 | 0.00057681 | 0.00058676 | 0.00057455 | 0.00083753 | 0.00077621
QLD1 | VPP | 0 | 0 | 0 | 0 | 0 | 0 | 0 | 0 | 0 | 0 | 0 | 0 | 0 | 0 | 0 | 0 | 0 | 0 | 0 | 0 | 0
Total excluding storage |  | 0.0023285 | 0.0021932 | 0.002065 | 0.0019084 | 0.002101 | 0.0021106 | 0.002015 | 0.0022742 | 0.0021077 | 0.0022125 | 0.0021191 | 0.0022305 | 0.0021882 | 0.002326 | 0.0026296 | 0.0030067 | 0.0045862 | 5121.7709 | 9816.7357 | 9072.1942 | 10461.1761
Region | Technology | 2021-22 | 2022-23 | 2023-24 | 2024-25 | 2025-26 | 2026-27 | 2027-28 | 2028-29 | 2029-30 | 2030-31 | 2031-32 | 2032-33 | 2033-34 | 2034-35 | 2035-36 | 2036-37 | 2037-38 | 2038-39 | 2039-40 | 2040-41 | 2041-42
VIC1 | Black Coal | 0 | 0 | 0 | 0 | 0 | 0 | 0 | 0 | 0 | 0 | 0 | 0 | 0 | 0 | 0 | 0 | 0 | 0 | 0 | 0 | 0
VIC1 | Brown Coal | 0 | 0 | 0 | 0 | 0 | 0 | 0 | 0 | 0 | 0 | 0 | 0 | 0 | 0 | 0 | 0 | 0 | 0 | 0 | 0 | 0
VIC1 | CCGT | 7.7621e-05 | 7.1938e-05 | 6.6847e-05 | 6.1777e-05 | 5.7254e-05 | 5.3062e-05 | 4.9307e-05 | 4.5567e-05 | 5.2299e-05 | 5.9575e-05 | 7.2174e-05 | 8.5992e-05 | 9.8725e-05 | 9.1497e-05 | 0.00015062 | 0.00016507 | 0.00027013 | 0.00025035 | 0.00023263 | 0.00025903 | 0.00024007
VIC1 | Gas - Steam | 0 | 0 | 0 | 0 | 0 | 0 | 0 | 0 | 0 | 0 | 0 | 0 | 0 | 0 | 0 | 0 | 0 | 0 | 0 | 0 | 0
VIC1 | OCGT / Diesel | 7.902e-05 | 7.3234e-05 | 6.8051e-05 | 6.289e-05 | 5.8285e-05 | 5.4018e-05 | 5.0195e-05 | 4.6388e-05 | 4.2991e-05 | 4.601e-05 | 4.8944e-05 | 5.1832e-05 | 5.4235e-05 | 5.6329e-05 | 9.112e-05 | 0.00013676 | 0.00029107 | 0.00026976 | 0.00025067 | 0.0033499 | 0.0031046
VIC1 | Hydro | 0 | 0 | 0 | 0 | 0 | 0 | 0 | 0 | 0 | 0 | 0 | 0 | 0 | 0 | 0 | 0 | 0 | 0 | 0 | 0 | 0
VIC1 | Wind | 0.0010242 | 0.00096382 | 0.00089561 | 0.00093685 | 0.00086826 | 0.00085892 | 0.00079813 | 0.00091621 | 0.00091226 | 0.00093767 | 0.00087835 | 0.00094341 | 0.00089355 | 0.00094377 | 0.0010189 | 0.0013097 | 0.0016628 | 0.0016023 | 0.0015942 | 0.0020606 | 0.0019378
VIC1 | Solar PV | 0.00011402 | 0.00010568 | 9.8197e-05 | 0.00013639 | 0.00019158 | 0.00019655 | 0.00020213 | 0.00020823 | 0.00019298 | 0.00021761 | 0.00021551 | 0.00021974 | 0.00024405 | 0.00022618 | 0.00026687 | 0.00031158 | 0.00039369 | 0.00037512 | 0.00036309 | 0.0012448 | 0.0011821
VIC1 | LS Battery | 0.0005094 | 0.0004721 | 0.00043869 | 0.00040542 | 0.00037574 | 0.00045497 | 0.00053539 | 0.00055645 | 0.00051571 | 0.0008346 | 0.00053686 | 0.00049614 | 0.00045982 | 0.00042615 | 0.00090373 | 0.0059543 | 26493.7628 | 24553.9969 | 22816.2222 | 30102.4346 | 27898.4564
VIC1 | Pumped Hydro | 0 | 0 | 0.00040028 | 0.00040441 | 0.00039702 | 0.00040172 | 0.00041698 | 0.00042878 | 0.00046223 | 0.00050925 | 0.00063042 | 0.00074637 | 0.00087272 | 0.00080883 | 0.0044442 | 924.7825 | 13377.8213 | 12398.3515 | 11520.8755 | 12775.0011 | 11839.6673
VIC1 | VPP | 0 | 0 | 0 | 0 | 0 | 0 | 0 | 0 | 0 | 0 | 0 | 0 | 0 | 0 | 0 | 0 | 0 | 0 | 0 | 0 | 0
Total excluding storage |  | 0.0012948 | 0.0012147 | 0.0011287 | 0.0011979 | 0.0011754 | 0.0011626 | 0.0010998 | 0.0012164 | 0.0012005 | 0.0012609 | 0.001215 | 0.001301 | 0.0012906 | 0.0013178 | 0.0015275 | 0.0019231 | 0.0026177 | 0.0024975 | 0.0024405 | 0.0069143 | 0.0064645
Region | Technology | 2021-22 | 2022-23 | 2023-24 | 2024-25 | 2025-26 | 2026-27 | 2027-28 | 2028-29 | 2029-30 | 2030-31 | 2031-32 | 2032-33 | 2033-34 | 2034-35 | 2035-36 | 2036-37 | 2037-38 | 2038-39 | 2039-40 | 2040-41 | 2041-42
SA1 | Black Coal | 0 | 0 | 0 | 0 | 0 | 0 | 0 | 0 | 0 | 0 | 0 | 0 | 0 | 0 | 0 | 0 | 0 | 0 | 0 | 0 | 0
SA1 | Brown Coal | 0 | 0 | 0 | 0 | 0 | 0 | 0 | 0 | 0 | 0 | 0 | 0 | 0 | 0 | 0 | 0 | 0 | 0 | 0 | 0 | 0
SA1 | CCGT | 7.8243e-05 | 7.2514e-05 | 8.3458e-05 | 7.7129e-05 | 7.1482e-05 | 6.6248e-05 | 6.1559e-05 | 5.689e-05 | 5.2725e-05 | 5.6125e-05 | 5.2153e-05 | 6.0286e-05 | 6.3825e-05 | 6.6649e-05 | 0.00010059 | 0.0001244 | 0.00018827 | 0.00017448 | 0.00016214 | 0.00020646 | 0.00019134
SA1 | Gas - Steam | 0 | 0 | 0 | 0 | 0 | 0 | 0 | 0 | 0 | 0 | 0 | 0 | 0 | 0 | 0 | 0 | 0 | 0 | 0 | 0 | 0
SA1 | OCGT / Diesel | 7.9211e-05 | 7.3411e-05 | 6.8216e-05 | 6.3042e-05 | 5.8426e-05 | 5.4149e-05 | 5.0316e-05 | 4.65e-05 | 4.3096e-05 | 4.6021e-05 | 4.8717e-05 | 5.1675e-05 | 5.3977e-05 | 5.6251e-05 | 0.00016407 | 0.00028235 | 0.00028882 | 0.00026768 | 0.00024873 | 6471.2357 | 5997.438
SA1 | Hydro | 0 | 0 | 0 | 0 | 0 | 0 | 0 | 0 | 0 | 0 | 0 | 0 | 0 | 0 | 0 | 0 | 0 | 0 | 0 | 0 | 0
SA1 | Wind | 0.0016945 | 0.0015704 | 0.0015817 | 0.0014738 | 0.0013659 | 0.001386 | 0.0012879 | 0.0015377 | 0.0015218 | 0.0016134 | 0.0014992 | 0.0017118 | 0.001671 | 0.0017723 | 0.0022614 | 0.0030935 | 0.0091173 | 0.0084498 | 0.0079372 | 1191.7974 | 1104.5389
SA1 | Solar PV | 0.00040224 | 0.00037279 | 0.00034641 | 0.0003272 | 0.00048534 | 0.00048794 | 0.00049516 | 0.00051827 | 0.00048033 | 0.00054757 | 0.00054889 | 0.00057646 | 0.00065937 | 0.00062782 | 0.00094115 | 0.0016288 | 14017.4194 | 12991.1209 | 12071.6925 | 24404.5146 | 22617.715
SA1 | LS Battery | 0.00052361 | 0.00048527 | 0.00045093 | 0.00041673 | 0.00038621 | 0.00045691 | 0.00053894 | 0.00055756 | 0.00051674 | 0.00082841 | 0.00052445 | 0.00048467 | 0.00044919 | 0.0004163 | 4023.9332 | 19414.7922 | 33370.7088 | 30927.4409 | 28738.5945 | 48016.7509 | 44501.1592
SA1 | Pumped Hydro | 0 | 0 | 0.00045072 | 0.00041653 | 0.00038604 | 0.00038991 | 0.00039448 | 0.00039511 | 0.00039908 | 0.00040391 | 0.00040745 | 0.00041486 | 0.00041174 | 0.00041299 | 0.00057712 | 0.00062391 | 0.00073104 | 0.00067752 | 0.00062957 | 0.00084243 | 0.00078075
SA1 | VPP | 0 | 0 | 0 | 0 | 0 | 0 | 0 | 0 | 0 | 0 | 0 | 0 | 0 | 0 | 0 | 0 | 0 | 0 | 0 | 0 | 0
Total excluding storage |  | 0.0022542 | 0.0020892 | 0.0020797 | 0.0019412 | 0.0019811 | 0.0019943 | 0.0018949 | 0.0021594 | 0.002098 | 0.0022631 | 0.002149 | 0.0024002 | 0.0024482 | 0.002523 | 0.0034672 | 0.005129 | 14017.429 | 12991.1297 | 12071.7008 | 32067.5479 | 29719.6921
Region | Technology | 2021-22 | 2022-23 | 2023-24 | 2024-25 | 2025-26 | 2026-27 | 2027-28 | 2028-29 | 2029-30 | 2030-31 | 2031-32 | 2032-33 | 2033-34 | 2034-35 | 2035-36 | 2036-37 | 2037-38 | 2038-39 | 2039-40 | 2040-41 | 2041-42
TAS1 | Black Coal | 0 | 0 | 0 | 0 | 0 | 0 | 0 | 0 | 0 | 0 | 0 | 0 | 0 | 0 | 0 | 0 | 0 | 0 | 0 | 0 | 0
TAS1 | Brown Coal | 0 | 0 | 0 | 0 | 0 | 0 | 0 | 0 | 0 | 0 | 0 | 0 | 0 | 0 | 0 | 0 | 0 | 0 | 0 | 0 | 0
TAS1 | CCGT | 6.9565e-05 | 6.4471e-05 | 5.9909e-05 | 5.5365e-05 | 5.1311e-05 | 4.7554e-05 | 4.4189e-05 | 4.0837e-05 | 3.7847e-05 | 3.5076e-05 | 3.2594e-05 | 3.0122e-05 | 2.7916e-05 | 2.5873e-05 | 2.4041e-05 | 2.6776e-05 | 2.9493e-05 | 3.1914e-05 | 3.4306e-05 | 3.624e-05 | 3.8304e-05
TAS1 | Gas - Steam | 0 | 0 | 0 | 0 | 0 | 0 | 0 | 0 | 0 | 0 | 0 | 0 | 0 | 0 | 0 | 0 | 0 | 0 | 0 | 0 | 0
TAS1 | OCGT / Diesel | 7.8515e-05 | 7.2766e-05 | 6.7616e-05 | 6.2488e-05 | 5.7913e-05 | 5.3673e-05 | 4.9874e-05 | 4.6091e-05 | 4.2717e-05 | 4.5422e-05 | 4.8057e-05 | 5.027e-05 | 5.2443e-05 | 5.4453e-05 | 5.6486e-05 | 5.8076e-05 | 5.9715e-05 | 6.1234e-05 | 6.2831e-05 | 6.398e-05 | 6.5319e-05
TAS1 | Hydro | 0 | 0 | 0 | 0 | 0 | 0 | 0 | 0 | 0 | 0 | 0 | 0 | 0 | 0 | 0 | 0 | 0 | 0 | 0 | 0 | 0
TAS1 | Wind | 0.00066103 | 0.00061263 | 18012.4603 | 33202.7944 | 46033.3389 | 56692.6611 | 65626.5275 | 72371.3809 | 77882.1346 | 82118.8118 | 85495.1421 | 87352.7881 | 88645.1523 | 89168.6553 | 89340.3813 | 88460.4337 | 87419.6759 | 86010.3752 | 84658.2669 | 82604.2894 | 76556.3384
TAS1 | Solar PV | 5.0415e-05 | 4.6724e-05 | 6.7746e-05 | 8.6492e-05 | 0.00026215 | 0.00031921 | 0.00053308 | 0.00049265 | 0.00045658 | 0.00042315 | 0.00039917 | 0.00036889 | 0.00044843 | 0.0004156 | 0.00056537 | 0.00052249 | 0.00048811 | 0.00045237 | 0.00071248 | 0.00082393 | 0.00076361
TAS1 | LS Battery | 0.00050013 | 0.00046351 | 0.0004307 | 0.00039804 | 0.0003689 | 0.00045322 | 0.0005299 | 0.00054599 | 0.00050601 | 0.00073963 | 0.00045295 | 0.0004186 | 0.00038795 | 0.00035955 | 0.00035163 | 0.00030822 | 0.0002648 | 0.00024728 | 0.00026184 | 0.00015025 | 0.00021645
TAS1 | Pumped Hydro | 0 | 0 | 0.00077279 | 0.00076895 | 0.00078136 | 0.00080024 | 0.0008068 | 0.00080557 | 0.00080857 | 0.00080994 | 0.00081841 | 0.00081529 | 0.00081534 | 0.00082033 | 0.00082365 | 0.0008248 | 0.00082306 | 0.00082554 | 0.00082823 | 0.00082876 | 0.00082834
TAS1 | VPP | 0 | 0 | 0 | 0 | 0 | 0 | 0 | 0 | 0 | 0 | 0 | 0 | 0 | 0 | 0 | 0 | 0 | 0 | 0 | 0 | 0
Total excluding storage |  | 0.00085953 | 0.0007966 | 18012.4604 | 33202.7946 | 46033.3393 | 56692.6616 | 65626.5282 | 72371.3815 | 77882.1351 | 82118.8123 | 85495.1426 | 87352.7885 | 88645.1528 | 89168.6558 | 89340.382 | 88460.4343 | 87419.6765 | 86010.3758 | 84658.2677 | 82604.2903 | 76556.3393
Ernst & Young’s liability is limited by a scheme approved under Professional Standards Legislation

## BaseCase_REHAB Cost
Rehabilition cost by technology ($000s) - Base Case, Slow Change Scenario
REHAB | Real June 2019 dollars discounted to 1 July 2019
Explicitly modelled generation
Region | Technology | 2021-22 | 2022-23 | 2023-24 | 2024-25 | 2025-26 | 2026-27 | 2027-28 | 2028-29 | 2029-30 | 2030-31 | 2031-32 | 2032-33 | 2033-34 | 2034-35 | 2035-36 | 2036-37 | 2037-38 | 2038-39 | 2039-40 | 2040-41 | 2041-42
NEM | Black Coal | 0 | 33884.635 | 94211.226 | 0 | 0 | 0 | 0 | 30555.6888 | 53400.6462 | 0 | 0 | 92727.8521 | 0 | 0 | 26419.2868 | 0.0093377 | 10023.4272 | 0 | 0 | 0 | 0
NEM | Brown Coal | 0 | 0 | 0 | 0 | 0 | 0 | 0 | 0 | 14159.2622 | 13124.9758 | 9767.7907 | 0 | 0 | 0 | 0 | 0 | 0 | 0 | 0 | 0 | 0
NEM | CCGT | 0 | 0 | 0 | 0 | 0 | 0 | 0 | 0 | 0 | 0 | 0 | 0 | 0 | 0 | 0 | 0 | 0 | 0 | 0 | 0 | 0
NEM | Gas - Steam | 0 | 0 | 0 | 0 | 0 | 0 | 0 | 0 | 0 | 0 | 0 | 0 | 0 | 0 | 0 | 0 | 0 | 0 | 0 | 0 | 0
NEM | OCGT / Diesel | 0 | 0 | 0 | 0 | 0 | 0 | 0 | 0 | 0 | 0 | 0 | 0 | 0 | 0 | 0 | 0 | 0 | 0 | 0 | 0 | 0
NEM | Hydro | 0 | 0 | 0 | 0 | 0 | 0 | 0 | 0 | 0 | 0 | 0 | 0 | 0 | 0 | 0 | 0 | 0 | 0 | 0 | 0 | 0
NEM | Wind | 0 | 0 | 0 | 0 | 0 | 0 | 0 | 0 | 0 | 0 | 0 | 0 | 0 | 0 | 0 | 0 | 0 | 0 | 0 | 0 | 0
NEM | Solar PV | 0 | 0 | 0 | 0 | 0 | 0 | 0 | 0 | 0 | 0 | 0 | 0 | 0 | 0 | 0 | 0 | 0 | 0 | 0 | 0 | 0
NEM | LS Battery | 0 | 0 | 0 | 0 | 0 | 0 | 0 | 0 | 0 | 0 | 0 | 0 | 0 | 0 | 0 | 0 | 0 | 0 | 0 | 0 | 0
NEM | Pumped Hydro | 0 | 0 | 0 | 0 | 0 | 0 | 0 | 0 | 0 | 0 | 0 | 0 | 0 | 0 | 0 | 0 | 0 | 0 | 0 | 0 | 0
NEM | VPP | 0 | 0 | 0 | 0 | 0 | 0 | 0 | 0 | 0 | 0 | 0 | 0 | 0 | 0 | 0 | 0 | 0 | 0 | 0 | 0 | 0
Total excluding storage |  | 0 | 33884.635 | 94211.226 | 0 | 0 | 0 | 0 | 30555.6888 | 67559.9085 | 13124.9758 | 9767.7907 | 92727.8521 | 0 | 0 | 26419.2868 | 0.0093377 | 10023.4272 | 0 | 0 | 0 | 0
Region | Technology | 2021-22 | 2022-23 | 2023-24 | 2024-25 | 2025-26 | 2026-27 | 2027-28 | 2028-29 | 2029-30 | 2030-31 | 2031-32 | 2032-33 | 2033-34 | 2034-35 | 2035-36 | 2036-37 | 2037-38 | 2038-39 | 2039-40 | 2040-41 | 2041-42
NSW1 | Black Coal | 0 | 33884.635 | 94211.226 | 0 | 0 | 0 | 0 | 0 | 53400.6462 | 0 | 0 | 92727.8521 | 0 | 0 | 0 | 0 | 0 | 0 | 0 | 0 | 0
NSW1 | Brown Coal | 0 | 0 | 0 | 0 | 0 | 0 | 0 | 0 | 0 | 0 | 0 | 0 | 0 | 0 | 0 | 0 | 0 | 0 | 0 | 0 | 0
NSW1 | CCGT | 0 | 0 | 0 | 0 | 0 | 0 | 0 | 0 | 0 | 0 | 0 | 0 | 0 | 0 | 0 | 0 | 0 | 0 | 0 | 0 | 0
NSW1 | Gas - Steam | 0 | 0 | 0 | 0 | 0 | 0 | 0 | 0 | 0 | 0 | 0 | 0 | 0 | 0 | 0 | 0 | 0 | 0 | 0 | 0 | 0
NSW1 | OCGT / Diesel | 0 | 0 | 0 | 0 | 0 | 0 | 0 | 0 | 0 | 0 | 0 | 0 | 0 | 0 | 0 | 0 | 0 | 0 | 0 | 0 | 0
NSW1 | Hydro | 0 | 0 | 0 | 0 | 0 | 0 | 0 | 0 | 0 | 0 | 0 | 0 | 0 | 0 | 0 | 0 | 0 | 0 | 0 | 0 | 0
NSW1 | Wind | 0 | 0 | 0 | 0 | 0 | 0 | 0 | 0 | 0 | 0 | 0 | 0 | 0 | 0 | 0 | 0 | 0 | 0 | 0 | 0 | 0
NSW1 | Solar PV | 0 | 0 | 0 | 0 | 0 | 0 | 0 | 0 | 0 | 0 | 0 | 0 | 0 | 0 | 0 | 0 | 0 | 0 | 0 | 0 | 0
NSW1 | LS Battery | 0 | 0 | 0 | 0 | 0 | 0 | 0 | 0 | 0 | 0 | 0 | 0 | 0 | 0 | 0 | 0 | 0 | 0 | 0 | 0 | 0
NSW1 | Pumped Hydro | 0 | 0 | 0 | 0 | 0 | 0 | 0 | 0 | 0 | 0 | 0 | 0 | 0 | 0 | 0 | 0 | 0 | 0 | 0 | 0 | 0
NSW1 | VPP | 0 | 0 | 0 | 0 | 0 | 0 | 0 | 0 | 0 | 0 | 0 | 0 | 0 | 0 | 0 | 0 | 0 | 0 | 0 | 0 | 0
Total excluding storage |  | 0 | 33884.635 | 94211.226 | 0 | 0 | 0 | 0 | 0 | 53400.6462 | 0 | 0 | 92727.8521 | 0 | 0 | 0 | 0 | 0 | 0 | 0 | 0 | 0
Region | Technology | 2021-22 | 2022-23 | 2023-24 | 2024-25 | 2025-26 | 2026-27 | 2027-28 | 2028-29 | 2029-30 | 2030-31 | 2031-32 | 2032-33 | 2033-34 | 2034-35 | 2035-36 | 2036-37 | 2037-38 | 2038-39 | 2039-40 | 2040-41 | 2041-42
QLD1 | Black Coal | 0 | 0 | 0 | 0 | 0 | 0 | 0 | 30555.6888 | 0 | 0 | 0 | 0 | 0 | 0 | 26419.2868 | 0.0093377 | 10023.4272 | 0 | 0 | 0 | 0
QLD1 | Brown Coal | 0 | 0 | 0 | 0 | 0 | 0 | 0 | 0 | 0 | 0 | 0 | 0 | 0 | 0 | 0 | 0 | 0 | 0 | 0 | 0 | 0
QLD1 | CCGT | 0 | 0 | 0 | 0 | 0 | 0 | 0 | 0 | 0 | 0 | 0 | 0 | 0 | 0 | 0 | 0 | 0 | 0 | 0 | 0 | 0
QLD1 | Gas - Steam | 0 | 0 | 0 | 0 | 0 | 0 | 0 | 0 | 0 | 0 | 0 | 0 | 0 | 0 | 0 | 0 | 0 | 0 | 0 | 0 | 0
QLD1 | OCGT / Diesel | 0 | 0 | 0 | 0 | 0 | 0 | 0 | 0 | 0 | 0 | 0 | 0 | 0 | 0 | 0 | 0 | 0 | 0 | 0 | 0 | 0
QLD1 | Hydro | 0 | 0 | 0 | 0 | 0 | 0 | 0 | 0 | 0 | 0 | 0 | 0 | 0 | 0 | 0 | 0 | 0 | 0 | 0 | 0 | 0
QLD1 | Wind | 0 | 0 | 0 | 0 | 0 | 0 | 0 | 0 | 0 | 0 | 0 | 0 | 0 | 0 | 0 | 0 | 0 | 0 | 0 | 0 | 0
QLD1 | Solar PV | 0 | 0 | 0 | 0 | 0 | 0 | 0 | 0 | 0 | 0 | 0 | 0 | 0 | 0 | 0 | 0 | 0 | 0 | 0 | 0 | 0
QLD1 | LS Battery | 0 | 0 | 0 | 0 | 0 | 0 | 0 | 0 | 0 | 0 | 0 | 0 | 0 | 0 | 0 | 0 | 0 | 0 | 0 | 0 | 0
QLD1 | Pumped Hydro | 0 | 0 | 0 | 0 | 0 | 0 | 0 | 0 | 0 | 0 | 0 | 0 | 0 | 0 | 0 | 0 | 0 | 0 | 0 | 0 | 0
QLD1 | VPP | 0 | 0 | 0 | 0 | 0 | 0 | 0 | 0 | 0 | 0 | 0 | 0 | 0 | 0 | 0 | 0 | 0 | 0 | 0 | 0 | 0
Total excluding storage |  | 0 | 0 | 0 | 0 | 0 | 0 | 0 | 30555.6888 | 0 | 0 | 0 | 0 | 0 | 0 | 26419.2868 | 0.0093377 | 10023.4272 | 0 | 0 | 0 | 0
Region | Technology | 2021-22 | 2022-23 | 2023-24 | 2024-25 | 2025-26 | 2026-27 | 2027-28 | 2028-29 | 2029-30 | 2030-31 | 2031-32 | 2032-33 | 2033-34 | 2034-35 | 2035-36 | 2036-37 | 2037-38 | 2038-39 | 2039-40 | 2040-41 | 2041-42
VIC1 | Black Coal | 0 | 0 | 0 | 0 | 0 | 0 | 0 | 0 | 0 | 0 | 0 | 0 | 0 | 0 | 0 | 0 | 0 | 0 | 0 | 0 | 0
VIC1 | Brown Coal | 0 | 0 | 0 | 0 | 0 | 0 | 0 | 0 | 14159.2622 | 13124.9758 | 9767.7907 | 0 | 0 | 0 | 0 | 0 | 0 | 0 | 0 | 0 | 0
VIC1 | CCGT | 0 | 0 | 0 | 0 | 0 | 0 | 0 | 0 | 0 | 0 | 0 | 0 | 0 | 0 | 0 | 0 | 0 | 0 | 0 | 0 | 0
VIC1 | Gas - Steam | 0 | 0 | 0 | 0 | 0 | 0 | 0 | 0 | 0 | 0 | 0 | 0 | 0 | 0 | 0 | 0 | 0 | 0 | 0 | 0 | 0
VIC1 | OCGT / Diesel | 0 | 0 | 0 | 0 | 0 | 0 | 0 | 0 | 0 | 0 | 0 | 0 | 0 | 0 | 0 | 0 | 0 | 0 | 0 | 0 | 0
VIC1 | Hydro | 0 | 0 | 0 | 0 | 0 | 0 | 0 | 0 | 0 | 0 | 0 | 0 | 0 | 0 | 0 | 0 | 0 | 0 | 0 | 0 | 0
VIC1 | Wind | 0 | 0 | 0 | 0 | 0 | 0 | 0 | 0 | 0 | 0 | 0 | 0 | 0 | 0 | 0 | 0 | 0 | 0 | 0 | 0 | 0
VIC1 | Solar PV | 0 | 0 | 0 | 0 | 0 | 0 | 0 | 0 | 0 | 0 | 0 | 0 | 0 | 0 | 0 | 0 | 0 | 0 | 0 | 0 | 0
VIC1 | LS Battery | 0 | 0 | 0 | 0 | 0 | 0 | 0 | 0 | 0 | 0 | 0 | 0 | 0 | 0 | 0 | 0 | 0 | 0 | 0 | 0 | 0
VIC1 | Pumped Hydro | 0 | 0 | 0 | 0 | 0 | 0 | 0 | 0 | 0 | 0 | 0 | 0 | 0 | 0 | 0 | 0 | 0 | 0 | 0 | 0 | 0
VIC1 | VPP | 0 | 0 | 0 | 0 | 0 | 0 | 0 | 0 | 0 | 0 | 0 | 0 | 0 | 0 | 0 | 0 | 0 | 0 | 0 | 0 | 0
Total excluding storage |  | 0 | 0 | 0 | 0 | 0 | 0 | 0 | 0 | 14159.2622 | 13124.9758 | 9767.7907 | 0 | 0 | 0 | 0 | 0 | 0 | 0 | 0 | 0 | 0
Region | Technology | 2021-22 | 2022-23 | 2023-24 | 2024-25 | 2025-26 | 2026-27 | 2027-28 | 2028-29 | 2029-30 | 2030-31 | 2031-32 | 2032-33 | 2033-34 | 2034-35 | 2035-36 | 2036-37 | 2037-38 | 2038-39 | 2039-40 | 2040-41 | 2041-42
SA1 | Black Coal | 0 | 0 | 0 | 0 | 0 | 0 | 0 | 0 | 0 | 0 | 0 | 0 | 0 | 0 | 0 | 0 | 0 | 0 | 0 | 0 | 0
SA1 | Brown Coal | 0 | 0 | 0 | 0 | 0 | 0 | 0 | 0 | 0 | 0 | 0 | 0 | 0 | 0 | 0 | 0 | 0 | 0 | 0 | 0 | 0
SA1 | CCGT | 0 | 0 | 0 | 0 | 0 | 0 | 0 | 0 | 0 | 0 | 0 | 0 | 0 | 0 | 0 | 0 | 0 | 0 | 0 | 0 | 0
SA1 | Gas - Steam | 0 | 0 | 0 | 0 | 0 | 0 | 0 | 0 | 0 | 0 | 0 | 0 | 0 | 0 | 0 | 0 | 0 | 0 | 0 | 0 | 0
SA1 | OCGT / Diesel | 0 | 0 | 0 | 0 | 0 | 0 | 0 | 0 | 0 | 0 | 0 | 0 | 0 | 0 | 0 | 0 | 0 | 0 | 0 | 0 | 0
SA1 | Hydro | 0 | 0 | 0 | 0 | 0 | 0 | 0 | 0 | 0 | 0 | 0 | 0 | 0 | 0 | 0 | 0 | 0 | 0 | 0 | 0 | 0
SA1 | Wind | 0 | 0 | 0 | 0 | 0 | 0 | 0 | 0 | 0 | 0 | 0 | 0 | 0 | 0 | 0 | 0 | 0 | 0 | 0 | 0 | 0
SA1 | Solar PV | 0 | 0 | 0 | 0 | 0 | 0 | 0 | 0 | 0 | 0 | 0 | 0 | 0 | 0 | 0 | 0 | 0 | 0 | 0 | 0 | 0
SA1 | LS Battery | 0 | 0 | 0 | 0 | 0 | 0 | 0 | 0 | 0 | 0 | 0 | 0 | 0 | 0 | 0 | 0 | 0 | 0 | 0 | 0 | 0
SA1 | Pumped Hydro | 0 | 0 | 0 | 0 | 0 | 0 | 0 | 0 | 0 | 0 | 0 | 0 | 0 | 0 | 0 | 0 | 0 | 0 | 0 | 0 | 0
SA1 | VPP | 0 | 0 | 0 | 0 | 0 | 0 | 0 | 0 | 0 | 0 | 0 | 0 | 0 | 0 | 0 | 0 | 0 | 0 | 0 | 0 | 0
Total excluding storage |  | 0 | 0 | 0 | 0 | 0 | 0 | 0 | 0 | 0 | 0 | 0 | 0 | 0 | 0 | 0 | 0 | 0 | 0 | 0 | 0 | 0
Region | Technology | 2021-22 | 2022-23 | 2023-24 | 2024-25 | 2025-26 | 2026-27 | 2027-28 | 2028-29 | 2029-30 | 2030-31 | 2031-32 | 2032-33 | 2033-34 | 2034-35 | 2035-36 | 2036-37 | 2037-38 | 2038-39 | 2039-40 | 2040-41 | 2041-42
TAS1 | Black Coal | 0 | 0 | 0 | 0 | 0 | 0 | 0 | 0 | 0 | 0 | 0 | 0 | 0 | 0 | 0 | 0 | 0 | 0 | 0 | 0 | 0
TAS1 | Brown Coal | 0 | 0 | 0 | 0 | 0 | 0 | 0 | 0 | 0 | 0 | 0 | 0 | 0 | 0 | 0 | 0 | 0 | 0 | 0 | 0 | 0
TAS1 | CCGT | 0 | 0 | 0 | 0 | 0 | 0 | 0 | 0 | 0 | 0 | 0 | 0 | 0 | 0 | 0 | 0 | 0 | 0 | 0 | 0 | 0
TAS1 | Gas - Steam | 0 | 0 | 0 | 0 | 0 | 0 | 0 | 0 | 0 | 0 | 0 | 0 | 0 | 0 | 0 | 0 | 0 | 0 | 0 | 0 | 0
TAS1 | OCGT / Diesel | 0 | 0 | 0 | 0 | 0 | 0 | 0 | 0 | 0 | 0 | 0 | 0 | 0 | 0 | 0 | 0 | 0 | 0 | 0 | 0 | 0
TAS1 | Hydro | 0 | 0 | 0 | 0 | 0 | 0 | 0 | 0 | 0 | 0 | 0 | 0 | 0 | 0 | 0 | 0 | 0 | 0 | 0 | 0 | 0
TAS1 | Wind | 0 | 0 | 0 | 0 | 0 | 0 | 0 | 0 | 0 | 0 | 0 | 0 | 0 | 0 | 0 | 0 | 0 | 0 | 0 | 0 | 0
TAS1 | Solar PV | 0 | 0 | 0 | 0 | 0 | 0 | 0 | 0 | 0 | 0 | 0 | 0 | 0 | 0 | 0 | 0 | 0 | 0 | 0 | 0 | 0
TAS1 | LS Battery | 0 | 0 | 0 | 0 | 0 | 0 | 0 | 0 | 0 | 0 | 0 | 0 | 0 | 0 | 0 | 0 | 0 | 0 | 0 | 0 | 0
TAS1 | Pumped Hydro | 0 | 0 | 0 | 0 | 0 | 0 | 0 | 0 | 0 | 0 | 0 | 0 | 0 | 0 | 0 | 0 | 0 | 0 | 0 | 0 | 0
TAS1 | VPP | 0 | 0 | 0 | 0 | 0 | 0 | 0 | 0 | 0 | 0 | 0 | 0 | 0 | 0 | 0 | 0 | 0 | 0 | 0 | 0 | 0
Total excluding storage |  | 0 | 0 | 0 | 0 | 0 | 0 | 0 | 0 | 0 | 0 | 0 | 0 | 0 | 0 | 0 | 0 | 0 | 0 | 0 | 0 | 0
Ernst & Young’s liability is limited by a scheme approved under Professional Standards Legislation

## BaseCase_REZ Tx Cost
REZ transmission expansion cost by region ($000s) - Base Case, Slow Change Scenario
REZ Expansion | Real June 2019 dollars discounted to 1 July 2019. As with the total capital costs, the REZ transmission expansion costs are annualised for modelling purposes.
Region | Aggregation | 2021-22 | 2022-23 | 2023-24 | 2024-25 | 2025-26 | 2026-27 | 2027-28 | 2028-29 | 2029-30 | 2030-31 | 2031-32 | 2032-33 | 2033-34 | 2034-35 | 2035-36 | 2036-37 | 2037-38 | 2038-39 | 2039-40 | 2040-41 | 2041-42
NSW1 | Transmission | 0.00016766 | 0.00016368 | 0.00015858 | 0.00015318 | 0.0001542 | 0.00015391 | 0.00014697 | 0.00014694 | 0.00014045 | 0.00014231 | 0.00013695 | 0.00014491 | 0.00014935 | 0.00014174 | 0.00014878 | 0.00018896 | 0.00022053 | 0.00020439 | 0.00018992 | 0.00028831 | 0.0002672
QLD1 | Transmission | 0.00014702 | 0.00014902 | 0.0001489 | 0.00014905 | 0.00016616 | 0.00017228 | 0.00016685 | 0.00017655 | 0.00016563 | 0.00017256 | 0.0001682 | 0.00017749 | 0.00017611 | 0.00018514 | 0.00020402 | 0.00021976 | 0.00024276 | 0.00025002 | 0.00024543 | 0.00026731 | 0.00027517
VIC1 | Transmission | 3.6844e-05 | 3.4146e-05 | 3.173e-05 | 2.9323e-05 | 2.7176e-05 | 2.5187e-05 | 2.3404e-05 | 2.1629e-05 | 2.0045e-05 | 1.8578e-05 | 1.7263e-05 | 1.5954e-05 | 1.4786e-05 | 1.3703e-05 | 1.2733e-05 | 1.1767e-05 | 1.0906e-05 | 1.0107e-05 | 9.3921e-06 | 8.6797e-06 | 8.0442e-06
SA1 | Transmission | 0.00013366 | 0.00013604 | 0.00014089 | 0.00013949 | 0.0001446 | 0.00014873 | 0.00014359 | 0.00016253 | 0.00016042 | 0.00016886 | 0.00016219 | 0.00017531 | 0.0001752 | 0.00017894 | 0.00022254 | 0.00029766 | 0.00069085 | 0.00064027 | 0.00061389 | 0.00074762 | 0.0006929
TAS1 | Transmission | 0 | 0 | 0 | 0 | 0 | 0 | 0 | 0 | 0 | 572.3188 | 1360.1983 | 2524.2868 | 3513.9396 | 4345.1422 | 5049.0643 | 5600.8537 | 6057.0758 | 6416.4687 | 6727.8753 | 6931.0748 | 6423.6096
NEM | Total | 0.00048518 | 0.00048288 | 0.0004801 | 0.00047105 | 0.00049214 | 0.00050011 | 0.00048082 | 0.00050766 | 0.00048655 | 572.3193 | 1360.1987 | 2524.2873 | 3513.9401 | 4345.1427 | 5049.0649 | 5600.8544 | 6057.077 | 6416.4698 | 6727.8764 | 6931.0761 | 6423.6109
Ernst & Young’s liability is limited by a scheme approved under Professional Standards Legislation

## BaseCase_USE+DSP Cost
USE and USE / DSP cost by region ($000s) - Base Case, Slow Change Scenario
USE / DSP | Real June 2019 dollars discounted to 1 July 2019
Region | Aggregation | 2021-22 | 2022-23 | 2023-24 | 2024-25 | 2025-26 | 2026-27 | 2027-28 | 2028-29 | 2029-30 | 2030-31 | 2031-32 | 2032-33 | 2033-34 | 2034-35 | 2035-36 | 2036-37 | 2037-38 | 2038-39 | 2039-40 | 2040-41 | 2041-42
NSW1 | USE / DSP | 0.0003725 | 0.00037256 | 0.00037548 | 0.00037435 | 0.00037449 | 0.00037429 | 0.0003753 | 0.00037481 | 0.00037304 | 0.00037339 | 0.00037424 | 0.00037719 | 1695.124 | 0.00037798 | 0.00038074 | 4421.4711 | 23152.9103 | 569.0337 | 0.00039228 | 8298.0381 | 0.00039059
QLD1 | USE / DSP | 0.00044429 | 0.00044376 | 0.00044561 | 0.00044446 | 0.00044451 | 0.00044443 | 0.00044549 | 0.00044516 | 0.00044281 | 0.0004428 | 0.00044417 | 0.00044348 | 0.00044378 | 0.0004436 | 0.00044771 | 0.00044781 | 844.0104 | 921.0633 | 462.137 | 5627.0146 | 597.8458
VIC1 | USE / DSP | 0.00039019 | 0.00038965 | 0.00039126 | 0.00039162 | 0.00039005 | 0.00038985 | 0.00039208 | 0.00039151 | 0.000392 | 0.00039253 | 0.00039366 | 0.00039422 | 0.00039507 | 0.00039575 | 181.0435 | 368.9401 | 1300.3122 | 0.00040589 | 0.00040988 | 2960.8092 | 49.995
SA1 | USE / DSP | 0.00036729 | 0.00036684 | 0.00037535 | 0.00037082 | 0.00037053 | 0.00036954 | 0.00037068 | 0.00037047 | 0.00037033 | 0.00037115 | 0.00037178 | 0.0003743 | 0.00037507 | 0.00037554 | 4729.4037 | 6281.4023 | 3516.5767 | 0.00038916 | 0.00039276 | 234.8633 | 8.8868
TAS1 | USE / DSP | 0.00021887 | 0.00021847 | 0.00021929 | 0.00021867 | 0.00021768 | 0.00021747 | 0.000218 | 0.00021736 | 0.00021732 | 0.00021726 | 0.00021776 | 0.00021716 | 0.00021713 | 0.00021706 | 0.00021761 | 0.00021696 | 0.00021696 | 0.00021692 | 0.00021749 | 0.00021684 | 0.00021685
NEM | Total | 0.0017931 | 0.0017913 | 0.001807 | 0.0017999 | 0.0017973 | 0.0017956 | 0.0018015 | 0.0017993 | 0.0017955 | 0.0017971 | 0.0018016 | 0.0018064 | 1695.1255 | 0.0018099 | 4910.4483 | 11071.8142 | 28813.8098 | 1490.098 | 462.1384 | 17120.7254 | 656.7281
Ernst & Young’s liability is limited by a scheme approved under Professional Standards Legislation

## BaseCase_SyncCon Cost
Synchronous Condenser cost by region ($000s) - Base Case, Slow Change Scenario
SyncCon | Real June 2019 dollars discounted to 1 July 2019
Region | Aggregation | 2021-22 | 2022-23 | 2023-24 | 2024-25 | 2025-26 | 2026-27 | 2027-28 | 2028-29 | 2029-30 | 2030-31 | 2031-32 | 2032-33 | 2033-34 | 2034-35 | 2035-36 | 2036-37 | 2037-38 | 2038-39 | 2039-40 | 2040-41 | 2041-42
TAS1 | SyncCon | 1142.7647 | 1284.1864 | 1173.5696 | 707.9152 | 687.2076 | 1608.106 | 1832.8724 | 1796.7917 | 1812.7549 | 1801.0371 | 1993.3667 | 1798.1146 | 1701.4893 | 1708.5229 | 1673.2512 | 1660.6049 | 1523.1094 | 1459.3367 | 1354.3115 | 1313.5257 | 1159.7128
NEM | Total | 1142.7647 | 1284.1864 | 1173.5696 | 707.9152 | 687.2076 | 1608.106 | 1832.8724 | 1796.7917 | 1812.7549 | 1801.0371 | 1993.3667 | 1798.1146 | 1701.4893 | 1708.5229 | 1673.2512 | 1660.6049 | 1523.1094 | 1459.3367 | 1354.3115 | 1313.5257 | 1159.7128
Ernst & Young’s liability is limited by a scheme approved under Professional Standards Legislation

## M31_34_Generation
Annual sent-out generation by technology (GWh) - Marinus 1500MW M31_34, Slow Change Scenario
Explicitly modelled generation
Region | Technology | 2021-22 | 2022-23 | 2023-24 | 2024-25 | 2025-26 | 2026-27 | 2027-28 | 2028-29 | 2029-30 | 2030-31 | 2031-32 | 2032-33 | 2033-34 | 2034-35 | 2035-36 | 2036-37 | 2037-38 | 2038-39 | 2039-40 | 2040-41 | 2041-42
NEM | Black Coal | 79356.0184 | 77578.6728 | 77992.8827 | 76057.6451 | 75688.6724 | 74018.4571 | 74351.5374 | 75686.8919 | 61217.3854 | 61571.976 | 57863.4621 | 60608.1958 | 61199.215 | 60040.0235 | 59127.854 | 60404.2141 | 63621.4305 | 64216.859 | 63432.5852 | 61762.8362 | 62228.9215
NEM | Brown Coal | 25362.2982 | 23253.0653 | 25731.4631 | 26803.0188 | 26098.5177 | 25485.9514 | 24674.1259 | 24931.9861 | 23321.5394 | 22580.0959 | 18815.4276 | 18396.2825 | 18068.9715 | 18877.923 | 18603.8865 | 19239.823 | 19254.1085 | 19897.0732 | 19648.6649 | 19949.5457 | 21366.0419
NEM | CCGT | 2252.4521 | 2252.4521 | 1879.904 | 1723.8376 | 1723.5298 | 1723.5298 | 1728.2519 | 1723.5299 | 1723.5299 | 1723.5299 | 1728.2519 | 1726.5544 | 1724.1411 | 1724.8552 | 1731.4486 | 1683.358 | 1423.5968 | 1430.9126 | 1703.4183 | 1211.9485 | 1809.7987
NEM | Gas - Steam | 959.2718 | 767.1732 | 765.3817 | 152.6952 | 152.6952 | 153.1984 | 154.7987 | 155.3839 | 157.1151 | 154.9241 | 154.3143 | 155.6831 | 153.6963 | 152.6952 | 77.4215 | 76.0714 | 83.9739 | 81.3308 | 73.0035 | 72.804 | 72.804
NEM | OCGT / Diesel | 18.7472 | 23.8917 | 63.6581 | 0.19691 | 1.3117e-05 | 0.96802 | 2.579 | 5.4623 | 5.1982 | 1.9351 | 1.3406 | 24.1675 | 5.8479 | 5.1369 | 25.4822 | 43.3571 | 112.4945 | 105.8427 | 189.4832 | 71.13 | 81.9045
NEM | Hydro | 13070.0822 | 13703.9328 | 12879.2337 | 14493.2035 | 14889.8751 | 11033.2706 | 10340.4505 | 12018.2734 | 10318.6376 | 9473.2292 | 12920.37 | 12947.3924 | 13867.1548 | 14912.4126 | 14387.5928 | 13968.5297 | 16495.7878 | 15272.37 | 14873.1708 | 13635.0036 | 14509.9927
NEM | Wind | 26581.0627 | 29121.234 | 26968.5704 | 28270.676 | 29436.6397 | 31077.7814 | 31589.5853 | 28733.352 | 29065.2922 | 28958.8474 | 32657.37 | 30266.9164 | 30222.5502 | 31119.283 | 32570.6743 | 32817.1151 | 29460.2382 | 28169.2592 | 27741.6174 | 30459.4519 | 28021.6381
NEM | Solar PV | 15292.9881 | 15986.3349 | 16249.8449 | 15574.2946 | 14991.2286 | 15956.183 | 16047.6992 | 14286.7654 | 15195.1406 | 15763.8832 | 16010.4107 | 16209.2757 | 15553.2011 | 14979.0987 | 16271.1686 | 16943.5363 | 16164.814 | 18906.3261 | 21904.6771 | 23941.6021 | 24088.0302
NEM | LS Battery | 136.5096 | 145.8556 | 158.2821 | 174.3763 | 157.0803 | 165.7634 | 183.2156 | 174.1335 | 170.7176 | 176.8828 | 180.4988 | 186.0884 | 152.369 | 125.1356 | 250.8067 | 707.1574 | 1162.156 | 1171.4522 | 1175.9166 | 3351.3782 | 3372.8083
NEM | Pumped Hydro | 72.8589 | 116.7014 | 51.2366 | 491.8385 | 2619.7372 | 2391.5649 | 2087.7279 | 2081.7222 | 2420.9592 | 3216.2336 | 2666.1482 | 4333.2547 | 3627.2348 | 3066.7181 | 4398.8035 | 4356.1287 | 5369.374 | 6109.0541 | 7317.622 | 5732.0097 | 6778.5476
NEM | VPP | 12.0716 | 17.7346 | 20.8364 | 30.09 | 35.7538 | 48.4894 | 66.1364 | 70.5816 | 78.3265 | 88.2967 | 108.9516 | 132.0355 | 152.4787 | 159.876 | 177.7546 | 184.8892 | 173.9648 | 184.7046 | 190.2865 | 185.6622 | 186.5593
Total excluding storage |  | 162892.9208 | 162686.7568 | 162530.9386 | 163075.5678 | 162981.1586 | 159449.3399 | 158889.0278 | 157541.6448 | 141003.8383 | 140228.4208 | 140150.9473 | 140334.4677 | 140794.7778 | 141811.4281 | 142795.5285 | 145176.0047 | 146616.4444 | 148079.9736 | 149566.6205 | 151104.3219 | 152179.1317
Region | Technology | 2021-22 | 2022-23 | 2023-24 | 2024-25 | 2025-26 | 2026-27 | 2027-28 | 2028-29 | 2029-30 | 2030-31 | 2031-32 | 2032-33 | 2033-34 | 2034-35 | 2035-36 | 2036-37 | 2037-38 | 2038-39 | 2039-40 | 2040-41 | 2041-42
NSW1 | Black Coal | 40345.9697 | 36921.5482 | 33328.4111 | 31653.8357 | 30972.6742 | 29633.3921 | 29782.1526 | 31412.1483 | 23652.9455 | 23999.1363 | 23474.2521 | 21854.842 | 22084.9691 | 21569.9738 | 22695.1144 | 22902.9987 | 25347.7177 | 25347.7179 | 25417.1624 | 24530.2277 | 25347.7179
NSW1 | Brown Coal | 0 | 0 | 0 | 0 | 0 | 0 | 0 | 0 | 0 | 0 | 0 | 0 | 0 | 0 | 0 | 0 | 0 | 0 | 0 | 0 | 0
NSW1 | CCGT | 33.6489 | 33.6489 | 101.2233 | 63.8669 | 63.5591 | 63.5591 | 63.7332 | 63.5591 | 63.5591 | 63.5591 | 63.7332 | 66.5836 | 64.1703 | 64.4696 | 65.1568 | 68.1786 | 68.5149 | 108.6291 | 232.5442 | 66.55 | 132.5861
NSW1 | Gas - Steam | 0 | 0 | 0 | 0 | 0 | 0 | 0 | 0 | 0 | 0 | 0 | 0 | 0 | 0 | 0 | 0 | 0 | 0 | 0 | 0 | 0
NSW1 | OCGT / Diesel | 1.3859e-06 | 1.5003e-06 | 1.6679e-06 | 0.11797 | 1.9134e-06 | 2.055e-06 | 2.2259e-06 | 2.4304e-06 | 2.5226e-06 | 2.7478e-06 | 2.9002e-06 | 16.8319 | 4.129 | 4.3849 | 5.56 | 26.8847 | 36.4968 | 19.2233 | 20.449 | 24.9802 | 20.2365
NSW1 | Hydro | 2075.2427 | 2040.3056 | 1778.0976 | 2342.062 | 2380.0432 | 2205.3202 | 2096.3378 | 3036.6808 | 2343.1578 | 2045.7192 | 1958.6806 | 1721.0695 | 2224.1637 | 2221.8383 | 2173.0761 | 2124.5251 | 2892.1194 | 2411.7739 | 2196.5328 | 1827.9044 | 2008.0717
NSW1 | Wind | 6057.7228 | 7063.7979 | 6709.8831 | 6625.5443 | 6874.4961 | 7291.9824 | 7255.2242 | 5950.2362 | 5573.2259 | 6046.347 | 7079.6066 | 6688.5481 | 6626.693 | 6859.0933 | 7309.7378 | 7122.597 | 5095.6273 | 4154.0834 | 4482.1115 | 5805.1488 | 5396.4908
NSW1 | Solar PV | 5680.3348 | 6065.0354 | 6102.2597 | 5873.7173 | 5592.1664 | 6055.5395 | 6091.8711 | 5522.0269 | 5715.2888 | 6006.7457 | 6074.4701 | 6091.2948 | 5869.2593 | 5592.2393 | 6065.4709 | 7081.9301 | 6411.9728 | 8425.2659 | 11131.2901 | 11639.8023 | 11578.9965
NSW1 | LS Battery | 3.1476e-06 | 3.1738e-06 | 3.1512e-06 | 3.1756e-06 | 3.1964e-06 | 4.3848e-06 | 5.8003e-06 | 6.5967e-06 | 6.8564e-06 | 1.235e-05 | 1.2868e-05 | 1.2172e-05 | 1.2499e-05 | 1.285e-05 | 1.3091e-05 | 0.00025636 | 0.00024992 | 0.00024991 | 0.00025226 | 945.5056 | 931.2004
NSW1 | Pumped Hydro | 34.7573 | 60.919 | 31.0044 | 455.7861 | 2617.2007 | 2384.6892 | 2072.8675 | 2072.1924 | 2323.3049 | 3055.0568 | 2455.4885 | 3900.8808 | 3124.371 | 2567.4298 | 3865.6419 | 3692.1078 | 3673.0375 | 4133.3655 | 5164.116 | 4059.3563 | 4867.2298
NSW1 | VPP | 6.1021 | 8.1665 | 8.4921 | 11.6824 | 14.7125 | 20.8445 | 26.6289 | 27.691 | 28.8945 | 33.4768 | 37.2693 | 48.962 | 57.5248 | 57.0969 | 63.7728 | 68.6122 | 66.8614 | 69.8834 | 69.9104 | 70.1717 | 68.0072
Total excluding storage |  | 54192.9189 | 52124.336 | 48019.8748 | 46559.1443 | 45882.9389 | 45249.7933 | 45289.3188 | 45984.6513 | 37348.177 | 38161.5072 | 38650.7426 | 36439.17 | 36873.3844 | 36311.9991 | 38314.1159 | 39327.1144 | 39852.4489 | 40466.6935 | 43480.0899 | 43894.6132 | 44484.0994
Region | Technology | 2021-22 | 2022-23 | 2023-24 | 2024-25 | 2025-26 | 2026-27 | 2027-28 | 2028-29 | 2029-30 | 2030-31 | 2031-32 | 2032-33 | 2033-34 | 2034-35 | 2035-36 | 2036-37 | 2037-38 | 2038-39 | 2039-40 | 2040-41 | 2041-42
QLD1 | Black Coal | 39010.0487 | 40657.1246 | 44664.4716 | 44403.8094 | 44715.9982 | 44385.065 | 44569.3848 | 44274.7435 | 37564.4399 | 37572.8397 | 34389.2101 | 38753.3538 | 39114.2459 | 38470.0497 | 36432.7397 | 37501.2153 | 38273.7129 | 38869.1411 | 38015.4229 | 37232.6085 | 36881.2037
QLD1 | Brown Coal | 0 | 0 | 0 | 0 | 0 | 0 | 0 | 0 | 0 | 0 | 0 | 0 | 0 | 0 | 0 | 0 | 0 | 0 | 0 | 0 | 0
QLD1 | CCGT | 1113.0547 | 1113.0547 | 1240.8356 | 1205.8349 | 1205.8349 | 1205.8349 | 1209.1385 | 1205.8349 | 1205.8349 | 1205.8349 | 1209.1385 | 1205.8349 | 1205.8349 | 1205.8349 | 1209.1385 | 1156.7635 | 1348.5471 | 1303.3326 | 1284.3542 | 1142.5017 | 1544.8762
QLD1 | Gas - Steam | 37.1158 | 37.1158 | 73.7192 | 72.804 | 72.804 | 72.804 | 73.0035 | 72.804 | 72.804 | 72.804 | 73.0035 | 72.804 | 72.804 | 72.804 | 73.0035 | 72.804 | 72.804 | 72.804 | 73.0035 | 72.804 | 72.804
QLD1 | OCGT / Diesel | 2.2152e-06 | 2.3792e-06 | 2.5249e-06 | 2.6385e-06 | 2.8472e-06 | 3.0745e-06 | 3.3165e-06 | 0.48918 | 3.7578e-06 | 4.037e-06 | 4.3782e-06 | 4.8029e-06 | 5.2045e-06 | 3.4635e-06 | 1.7749 | 2.7243 | 23.7912 | 8.9608 | 15.4799 | 13.9493 | 15.7276
QLD1 | Hydro | 672.7133 | 668.3778 | 666.8224 | 661.3881 | 657.885 | 654.3819 | 653.6536 | 647.4026 | 643.3874 | 639.8776 | 638.6664 | 632.883 | 629.1768 | 624.9973 | 625.4904 | 618.2736 | 231.7163 | 230.1153 | 228.2266 | 227.4333 | 226.1156
QLD1 | Wind | 2133.8272 | 1974.322 | 1944.2993 | 1723.0957 | 2108.328 | 2130.1435 | 2283.976 | 2129.1027 | 2076.6907 | 2113.06 | 1959.0622 | 1907.9251 | 1687.3057 | 2047.4504 | 2126.7898 | 2269.4349 | 2128.2677 | 2092.0801 | 3026.1825 | 2838.5689 | 2752.8352
QLD1 | Solar PV | 6071.058 | 6392.671 | 6497.1098 | 6212.7848 | 6072.8637 | 6411.5047 | 6387.1949 | 5416.6807 | 5999.2689 | 6224.2312 | 6405.3558 | 6475.8867 | 6198.979 | 6060.7202 | 6425.3538 | 6033.4827 | 4996.399 | 5551.1016 | 5772.2705 | 5910.4591 | 6003.34
QLD1 | LS Battery | 27.2835 | 27.7746 | 26.7993 | 26.1216 | 23.9082 | 24.9997 | 24.6046 | 28.3816 | 26.3198 | 27.1216 | 27.8133 | 27.1755 | 26.7738 | 25.4974 | 30.5054 | 31.5242 | 32.1265 | 32.0119 | 31.981 | 77.4534 | 75.2474
QLD1 | Pumped Hydro | 38.1016 | 55.7824 | 20.2322 | 36.0524 | 2.5365 | 6.8757 | 14.8603 | 9.5298 | 97.6543 | 161.1768 | 210.6597 | 181.184 | 158.1301 | 206.5778 | 174.8888 | 343.6451 | 549.417 | 738.5556 | 754.6683 | 416.9893 | 721.7022
QLD1 | VPP | 1.7329 | 2.1664 | 2.5987 | 3.4488 | 4.8706 | 6.4265 | 8.5204 | 9.8072 | 10.8717 | 11.462 | 15.3678 | 17.6908 | 19.6844 | 20.2012 | 25.3901 | 27.5213 | 29.5577 | 31.0282 | 31.8206 | 31.7258 | 31.2448
Total excluding storage |  | 49037.8176 | 50842.6658 | 55087.2579 | 54279.7169 | 54833.7137 | 54859.7339 | 55176.3513 | 53747.0577 | 47562.4258 | 47828.6474 | 44674.4365 | 49048.6875 | 48908.3463 | 48481.8564 | 46894.2905 | 47654.6984 | 47075.2382 | 48127.5354 | 48414.94 | 47438.3247 | 47496.9023
Region | Technology | 2021-22 | 2022-23 | 2023-24 | 2024-25 | 2025-26 | 2026-27 | 2027-28 | 2028-29 | 2029-30 | 2030-31 | 2031-32 | 2032-33 | 2033-34 | 2034-35 | 2035-36 | 2036-37 | 2037-38 | 2038-39 | 2039-40 | 2040-41 | 2041-42
VIC1 | Black Coal | 0 | 0 | 0 | 0 | 0 | 0 | 0 | 0 | 0 | 0 | 0 | 0 | 0 | 0 | 0 | 0 | 0 | 0 | 0 | 0 | 0
VIC1 | Brown Coal | 25362.2982 | 23253.0653 | 25731.4631 | 26803.0188 | 26098.5177 | 25485.9514 | 24674.1259 | 24931.9861 | 23321.5394 | 22580.0959 | 18815.4276 | 18396.2825 | 18068.9715 | 18877.923 | 18603.8865 | 19239.823 | 19254.1085 | 19897.0732 | 19648.6649 | 19949.5457 | 21366.0419
VIC1 | CCGT | 1.2095e-06 | 1.2863e-06 | 1.3772e-06 | 1.5237e-06 | 1.5706e-06 | 1.6925e-06 | 1.9005e-06 | 2.1076e-06 | 2.3867e-06 | 2.715e-06 | 3.0792e-06 | 5.5521e-06 | 6.219e-06 | 6.2321e-06 | 7.1395e-06 | 7.3014e-06 | 1.0376e-05 | 1.0876e-05 | 1.4828e-05 | 1.3835e-05 | 1.4901e-05
VIC1 | Gas - Steam | 2.0943 | 2.3473 | 6.7282 | 5.8e-07 | 5.9e-07 | 0.50318 | 1.6851 | 2.6886 | 4.4199 | 2.2289 | 1.2007 | 2.9879 | 1.0011 | 1.58e-06 | 4.418 | 3.2674 | 11.1699 | 8.5268 | 0 | 0 | 0
VIC1 | OCGT / Diesel | 1.7223 | 0.13884 | 6.6228 | 3.0342e-06 | 3.1065e-06 | 3.3577e-06 | 0.79595 | 2.3499 | 2.0204 | 0.22291 | 0.25218 | 3.4146 | 0.71217 | 8.0499e-06 | 3.8428 | 2.9989 | 21.6606 | 42.2512 | 89.2093 | 11.8651 | 12.5058
VIC1 | Hydro | 2680.8153 | 2683.0737 | 2434.6945 | 2976.835 | 3054.1342 | 2880.0402 | 2900.81 | 3648.5286 | 3022.6431 | 2594.2274 | 2615.0224 | 2373.5085 | 2900.6582 | 2955.2444 | 2814.7442 | 2806.6277 | 3491.7392 | 2896.5569 | 2530.3072 | 2503.076 | 2264.9254
VIC1 | Wind | 10618.9206 | 11814.2877 | 10179.9551 | 10540.8107 | 10480.1619 | 10726.8839 | 10649.4502 | 9632.0129 | 10152.7688 | 9787.5214 | 11190.3213 | 9809.1518 | 10150.4324 | 10317.2388 | 11073.429 | 11460.9127 | 10417.9985 | 10213.4417 | 9896.8261 | 10444.9843 | 9171.2386
VIC1 | Solar PV | 2656.3955 | 2640.3495 | 2747.763 | 2627.6398 | 2486.8756 | 2629.3977 | 2681.7627 | 2506.1739 | 2603.5674 | 2647.6402 | 2641.027 | 2740.5193 | 2624.9971 | 2486.6647 | 2629.3021 | 2661.7365 | 2509.149 | 2601.8076 | 2659.0924 | 2638.2571 | 2744.458
VIC1 | LS Battery | 22.5081 | 26.0527 | 25.3547 | 41.3093 | 26.7231 | 31.729 | 45.9886 | 41.7587 | 42.5863 | 44.2868 | 47.2302 | 48.8601 | 10.3757 | 10.4699 | 10.5665 | 10.4647 | 8.0579 | 8.6156 | 8.9267 | 375.1925 | 378.7986
VIC1 | Pumped Hydro | 0 | 0 | 3.416e-06 | 3.7479e-06 | 3.9417e-06 | 4.3292e-06 | 4.8953e-06 | 5.4807e-06 | 6.5963e-06 | 7.9804e-06 | 1.2035e-05 | 251.1899 | 344.7337 | 292.7105 | 358.2726 | 320.3758 | 1146.9194 | 1237.1329 | 1398.8376 | 1255.6641 | 1189.6155
VIC1 | VPP | 1.6414 | 2.8068 | 3.2785 | 7.1283 | 6.3608 | 9.0071 | 16.4136 | 17.467 | 21.0029 | 23.8802 | 34.7732 | 41.7837 | 49.7225 | 55.2161 | 59.382 | 59.8527 | 50.0543 | 55.1186 | 58.5955 | 55.6728 | 58.0433
Total excluding storage |  | 41322.2462 | 40393.2623 | 41107.2267 | 42948.3042 | 42119.6894 | 41722.7764 | 40908.6299 | 40723.74 | 39106.959 | 37611.9368 | 35263.2512 | 33325.8646 | 33746.7725 | 34637.0709 | 35129.6226 | 36175.3661 | 35705.8257 | 35659.6574 | 34824.1 | 35547.7281 | 35559.1696
Region | Technology | 2021-22 | 2022-23 | 2023-24 | 2024-25 | 2025-26 | 2026-27 | 2027-28 | 2028-29 | 2029-30 | 2030-31 | 2031-32 | 2032-33 | 2033-34 | 2034-35 | 2035-36 | 2036-37 | 2037-38 | 2038-39 | 2039-40 | 2040-41 | 2041-42
SA1 | Black Coal | 0 | 0 | 0 | 0 | 0 | 0 | 0 | 0 | 0 | 0 | 0 | 0 | 0 | 0 | 0 | 0 | 0 | 0 | 0 | 0 | 0
SA1 | Brown Coal | 0 | 0 | 0 | 0 | 0 | 0 | 0 | 0 | 0 | 0 | 0 | 0 | 0 | 0 | 0 | 0 | 0 | 0 | 0 | 0 | 0
SA1 | CCGT | 1105.7485 | 1105.7485 | 537.8451 | 454.1359 | 454.1359 | 454.1359 | 455.3802 | 454.1359 | 454.1359 | 454.1359 | 455.3802 | 454.1359 | 454.1359 | 454.1359 | 455.3802 | 454.1359 | 9.5916e-06 | 1.0078e-05 | 1.053e-05 | 1.1455e-05 | 1.2506e-05
SA1 | Gas - Steam | 920.0617 | 727.7102 | 684.9343 | 79.8912 | 79.8912 | 79.8912 | 80.1101 | 79.8912 | 79.8912 | 79.8912 | 80.1101 | 79.8912 | 79.8912 | 79.8912 | 0 | 0 | 0 | 0 | 0 | 0 | 0
SA1 | OCGT / Diesel | 17.025 | 23.7528 | 57.0353 | 0.078932 | 4.1246e-06 | 0.96801 | 1.783 | 2.6232 | 3.1778 | 1.7122 | 1.0884 | 3.921 | 1.0067 | 0.75197 | 14.3046 | 10.7492 | 29.7024 | 35.4075 | 64.345 | 20.234 | 33.0512
SA1 | Hydro | 0 | 0 | 0 | 0 | 0 | 0 | 0 | 0 | 0 | 0 | 0 | 0 | 0 | 0 | 0 | 0 | 0 | 0 | 0 | 0 | 0
SA1 | Wind | 5989.6977 | 6246.909 | 5674.0169 | 6412.4494 | 6215.1068 | 6912.5278 | 6876.4249 | 6363.4641 | 6238.8577 | 5934.8253 | 6281.6397 | 5637.3205 | 5167.089 | 5002.413 | 4980.1982 | 4422.6531 | 4061.3891 | 3819.8278 | 2792.7635 | 3078.1933 | 2854.1676
SA1 | Solar PV | 885.1998 | 888.2789 | 902.7125 | 860.1527 | 839.3229 | 859.7412 | 886.8705 | 841.8838 | 877.0154 | 885.2661 | 889.5578 | 901.5747 | 859.9656 | 839.4746 | 861.0621 | 885.4374 | 1962.5005 | 2025.5683 | 2042.2772 | 3459.5317 | 3464.249
SA1 | LS Battery | 86.7179 | 92.0283 | 106.1281 | 106.9454 | 106.449 | 109.0347 | 112.6224 | 103.9932 | 101.8114 | 105.4743 | 105.4552 | 110.0529 | 115.2195 | 89.1683 | 209.7347 | 665.1682 | 1121.9713 | 1130.8245 | 1135.0086 | 1953.2267 | 1987.5619
SA1 | Pumped Hydro | 0 | 0 | 2.5392e-06 | 2.4975e-06 | 2.6222e-06 | 2.8662e-06 | 3.1145e-06 | 3.3448e-06 | 3.6377e-06 | 3.9547e-06 | 4.3009e-06 | 4.6604e-06 | 4.9674e-06 | 5.3126e-06 | 7.8361e-06 | 8.453e-06 | 1.1172e-05 | 1.1144e-05 | 1.1239e-05 | 1.4583e-05 | 1.44e-05
SA1 | VPP | 2.5121 | 4.4273 | 6.2934 | 7.6781 | 9.4212 | 11.5536 | 13.6362 | 14.5055 | 16.3229 | 18.147 | 19.5581 | 21.7911 | 23.2664 | 24.3731 | 25.8956 | 25.6662 | 24.4531 | 25.4477 | 26.6706 | 25.227 | 26.0013
Total excluding storage |  | 8917.7327 | 8992.3995 | 7856.544 | 7806.7081 | 7588.4569 | 8307.2641 | 8300.5687 | 7741.9982 | 7653.078 | 7355.8307 | 7707.7761 | 7076.8434 | 6562.0885 | 6376.6666 | 6310.9451 | 5772.9756 | 6053.592 | 5880.8035 | 4899.3857 | 6557.9591 | 6351.4679
Region | Technology | 2021-22 | 2022-23 | 2023-24 | 2024-25 | 2025-26 | 2026-27 | 2027-28 | 2028-29 | 2029-30 | 2030-31 | 2031-32 | 2032-33 | 2033-34 | 2034-35 | 2035-36 | 2036-37 | 2037-38 | 2038-39 | 2039-40 | 2040-41 | 2041-42
TAS1 | Black Coal | 0 | 0 | 0 | 0 | 0 | 0 | 0 | 0 | 0 | 0 | 0 | 0 | 0 | 0 | 0 | 0 | 0 | 0 | 0 | 0 | 0
TAS1 | Brown Coal | 0 | 0 | 0 | 0 | 0 | 0 | 0 | 0 | 0 | 0 | 0 | 0 | 0 | 0 | 0 | 0 | 0 | 0 | 0 | 0 | 0
TAS1 | CCGT | 1.6476e-06 | 1.7443e-06 | 1.87e-06 | 1.9704e-06 | 2.0314e-06 | 2.1785e-06 | 2.3523e-06 | 2.537e-06 | 2.7366e-06 | 2.9483e-06 | 3.2036e-06 | 3.4581e-06 | 3.8064e-06 | 0.41472 | 1.7731 | 4.2799 | 6.5349 | 18.9509 | 186.5199 | 2.8968 | 132.3364
TAS1 | Gas - Steam | 0 | 0 | 0 | 0 | 0 | 0 | 0 | 0 | 0 | 0 | 0 | 0 | 0 | 0 | 0 | 0 | 0 | 0 | 0 | 0 | 0
TAS1 | OCGT / Diesel | 9.2453e-07 | 9.705e-07 | 1.0349e-06 | 1.0984e-06 | 1.1256e-06 | 1.2346e-06 | 1.333e-06 | 1.4187e-06 | 1.511e-06 | 1.672e-06 | 1.8123e-06 | 1.9383e-06 | 2.1318e-06 | 2.49e-06 | 2.7827e-06 | 3.0749e-06 | 0.84351 | 4.1833e-06 | 4.9157e-06 | 0.10148 | 0.3834
TAS1 | Hydro | 7641.3109 | 8312.1758 | 7999.6192 | 8512.9184 | 8797.8127 | 5293.5283 | 4689.6491 | 4685.6614 | 4309.4492 | 4193.4051 | 7708.0006 | 8219.9314 | 8113.1559 | 9110.3327 | 8774.2822 | 8419.1033 | 9880.213 | 9733.9238 | 9918.1042 | 9076.59 | 10010.88
TAS1 | Wind | 1780.8944 | 2021.9175 | 2460.416 | 2968.7759 | 3758.5469 | 4016.2439 | 4524.5099 | 4658.5362 | 5023.7491 | 5077.0936 | 6146.7402 | 6223.971 | 6591.0302 | 6893.0876 | 7080.5195 | 7541.5173 | 7756.9556 | 7889.8263 | 7543.7338 | 8292.5566 | 7846.9059
TAS1 | Solar PV | 2.2796e-07 | 2.5617e-07 | 4.0963e-07 | 5.9775e-07 | 2.0995e-06 | 3.0189e-06 | 3.3934e-06 | 3.3647e-06 | 3.5448e-06 | 3.4293e-06 | 3.3499e-06 | 3.3399e-06 | 3.4445e-06 | 2.9357e-05 | 289.9797 | 280.9496 | 284.7927 | 302.5828 | 299.7469 | 293.5519 | 296.9868
TAS1 | LS Battery | 3.4418e-06 | 3.4944e-06 | 3.4987e-06 | 3.5028e-06 | 3.6014e-06 | 5.3216e-06 | 7.3105e-06 | 8.484e-06 | 8.5208e-06 | 1.6159e-05 | 1.6238e-05 | 1.6259e-05 | 1.6124e-05 | 1.6104e-05 | 1.7379e-05 | 1.9071e-05 | 2.5093e-05 | 2.5288e-05 | 2.5215e-05 | 2.6894e-05 | 2.9235e-05
TAS1 | Pumped Hydro | 0 | 0 | 8.656e-06 | 9.2564e-06 | 1.0457e-05 | 1.1987e-05 | 1.3111e-05 | 1.4146e-05 | 1.5369e-05 | 1.6638e-05 | 1.7991e-05 | 1.9358e-05 | 2.1123e-05 | 2.8491e-05 | 3.3597e-05 | 4.0388e-05 | 7.8634e-05 | 8.1082e-05 | 9.0072e-05 | 9.1058e-05 | 0.00013572
TAS1 | VPP | 0.083094 | 0.16762 | 0.17369 | 0.15235 | 0.38874 | 0.65759 | 0.93724 | 1.1109 | 1.2345 | 1.3307 | 1.9831 | 1.8079 | 2.2806 | 2.9887 | 3.3141 | 3.2368 | 3.0381 | 3.2266 | 3.2893 | 2.8648 | 3.2627
Total excluding storage |  | 9422.2053 | 10334.0932 | 10460.0352 | 11481.6943 | 12556.3596 | 9309.7722 | 9214.159 | 9344.1976 | 9333.1983 | 9270.4987 | 13854.7409 | 14443.9023 | 14704.1862 | 16003.835 | 16146.5544 | 16245.8502 | 17929.3396 | 17945.2838 | 17948.1048 | 17665.6968 | 18287.4925
Explicitly modelled pumping
Region | Technology | 2021-22 | 2022-23 | 2023-24 | 2024-25 | 2025-26 | 2026-27 | 2027-28 | 2028-29 | 2029-30 | 2030-31 | 2031-32 | 2032-33 | 2033-34 | 2034-35 | 2035-36 | 2036-37 | 2037-38 | 2038-39 | 2039-40 | 2040-41 | 2041-42
NEM | LS Battery pump | 171.3945 | 184.1472 | 199.0416 | 219.8199 | 198.0094 | 208.299 | 231.2274 | 218.857 | 215.4393 | 222.3664 | 227.7729 | 234.2779 | 191.579 | 157.7092 | 312.6243 | 875.7965 | 1437.5343 | 1450.3778 | 1452.8053 | 4148.0141 | 4158.2904
NEM | Pumped Hydro Pump | 247.4206 | 424.7258 | 218.6145 | 1077.4515 | 3262.5487 | 3211.5347 | 3221.08 | 2504.5963 | 3689.418 | 4362.1992 | 4240.8768 | 5589.8922 | 4925.9965 | 4282.1723 | 5905.1265 | 6561.6397 | 7220.0198 | 8316.7292 | 10097.9596 | 8438.6581 | 9171.624
NEM | VPP pump | 14.4888 | 21.3299 | 24.9972 | 36.1038 | 42.9856 | 58.1048 | 79.5152 | 84.5789 | 94.1692 | 105.8184 | 131.0444 | 158.3513 | 182.8623 | 191.9614 | 213.27 | 221.923 | 208.8032 | 221.8419 | 228.2203 | 223.2119 | 223.5424
Region | Technology | 2021-22 | 2022-23 | 2023-24 | 2024-25 | 2025-26 | 2026-27 | 2027-28 | 2028-29 | 2029-30 | 2030-31 | 2031-32 | 2032-33 | 2033-34 | 2034-35 | 2035-36 | 2036-37 | 2037-38 | 2038-39 | 2039-40 | 2040-41 | 2041-42
NSW1 | LS Battery pump | 3.8872e-06 | 3.9191e-06 | 3.89e-06 | 3.9206e-06 | 3.9462e-06 | 5.4137e-06 | 7.1623e-06 | 8.1432e-06 | 8.4669e-06 | 1.525e-05 | 1.589e-05 | 1.5026e-05 | 1.5429e-05 | 1.5865e-05 | 1.6155e-05 | 0.00031652 | 0.00030856 | 0.00030854 | 0.00031137 | 1169.4133 | 1147.5077
NSW1 | Pumped Hydro Pump | 193.2939 | 340.2363 | 189.1274 | 1027.6734 | 3259.2764 | 3201.2757 | 3196.4697 | 2493.8977 | 3546.8018 | 4124.764 | 3933.487 | 5014.3966 | 4263.4168 | 3613.7851 | 5205.6574 | 5659.113 | 4986.8505 | 5689.8287 | 7253.6253 | 6256.6986 | 6637.4191
NSW1 | VPP pump | 7.324 | 9.8197 | 10.192 | 14.0042 | 17.7023 | 24.9745 | 32.003 | 33.1938 | 34.7426 | 40.118 | 44.8511 | 58.6477 | 69.0425 | 68.5298 | 76.5425 | 82.3509 | 80.2496 | 83.8767 | 83.909 | 84.3801 | 81.4674
Region | Technology | 2021-22 | 2022-23 | 2023-24 | 2024-25 | 2025-26 | 2026-27 | 2027-28 | 2028-29 | 2029-30 | 2030-31 | 2031-32 | 2032-33 | 2033-34 | 2034-35 | 2035-36 | 2036-37 | 2037-38 | 2038-39 | 2039-40 | 2040-41 | 2041-42
QLD1 | LS Battery pump | 34.2641 | 34.9823 | 33.7539 | 32.9004 | 30.2123 | 31.3876 | 31.0146 | 35.722 | 33.1501 | 34.1599 | 35.0664 | 34.1925 | 33.7218 | 32.214 | 38.3221 | 39.7051 | 40.4636 | 40.3192 | 40.2803 | 96.3897 | 93.6473
QLD1 | Pumped Hydro Pump | 54.1267 | 84.4895 | 29.4871 | 49.778 | 3.2723 | 10.259 | 24.6103 | 10.6986 | 142.6162 | 237.4352 | 307.3898 | 260.8728 | 232.2355 | 302.4917 | 251.698 | 502.0569 | 799.5198 | 1076.3942 | 1099.8773 | 607.7332 | 1051.8313
QLD1 | VPP pump | 2.0798 | 2.6002 | 3.1191 | 4.1394 | 5.8622 | 7.697 | 10.2431 | 11.7544 | 13.0486 | 13.7571 | 18.4754 | 21.2027 | 23.6259 | 24.3141 | 30.4063 | 33.0338 | 35.4747 | 37.2413 | 38.1923 | 38.0785 | 37.5012
Region | Technology | 2021-22 | 2022-23 | 2023-24 | 2024-25 | 2025-26 | 2026-27 | 2027-28 | 2028-29 | 2029-30 | 2030-31 | 2031-32 | 2032-33 | 2033-34 | 2034-35 | 2035-36 | 2036-37 | 2037-38 | 2038-39 | 2039-40 | 2040-41 | 2041-42
VIC1 | LS Battery pump | 28.2245 | 32.9383 | 31.9345 | 51.9048 | 33.7278 | 39.8932 | 58.0478 | 52.4708 | 53.7507 | 55.6668 | 59.6116 | 61.4399 | 13.0433 | 13.187 | 13.3086 | 13.1804 | 10.149 | 10.8764 | 11.2183 | 464.639 | 466.5676
VIC1 | Pumped Hydro Pump | 0 | 0 | 4.2775e-06 | 4.6842e-06 | 4.9292e-06 | 5.4094e-06 | 6.1259e-06 | 6.8465e-06 | 8.254e-06 | 9.9714e-06 | 1.5062e-05 | 314.6228 | 430.3441 | 365.8955 | 447.771 | 400.4697 | 1433.6493 | 1550.5062 | 1744.4568 | 1574.2261 | 1482.3734
VIC1 | VPP pump | 1.9701 | 3.3808 | 3.9375 | 8.5411 | 7.6452 | 10.8 | 19.7408 | 20.924 | 25.259 | 28.6114 | 41.8186 | 50.1625 | 59.5843 | 66.2725 | 71.2725 | 71.8375 | 60.0771 | 66.2968 | 70.1872 | 66.9728 | 69.5136
Region | Technology | 2021-22 | 2022-23 | 2023-24 | 2024-25 | 2025-26 | 2026-27 | 2027-28 | 2028-29 | 2029-30 | 2030-31 | 2031-32 | 2032-33 | 2033-34 | 2034-35 | 2035-36 | 2036-37 | 2037-38 | 2038-39 | 2039-40 | 2040-41 | 2041-42
SA1 | LS Battery pump | 108.9059 | 116.2265 | 133.3532 | 135.0147 | 134.0693 | 137.0182 | 142.1649 | 130.6642 | 128.5385 | 132.5397 | 133.0949 | 138.6455 | 144.8138 | 112.3082 | 260.9935 | 822.9107 | 1386.9214 | 1399.1819 | 1401.3063 | 2417.572 | 2450.5678
SA1 | Pumped Hydro Pump | 0 | 0 | 3.176e-06 | 3.1258e-06 | 3.2774e-06 | 3.5811e-06 | 3.8984e-06 | 4.1773e-06 | 4.552e-06 | 4.9407e-06 | 5.3773e-06 | 5.8274e-06 | 6.2078e-06 | 6.6403e-06 | 9.796e-06 | 1.0573e-05 | 1.3969e-05 | 1.3936e-05 | 1.4027e-05 | 1.8274e-05 | 1.795e-05
SA1 | VPP pump | 3.0151 | 5.3268 | 7.5406 | 9.235 | 11.3113 | 13.8441 | 16.3993 | 17.3775 | 19.6346 | 21.7375 | 23.5121 | 26.1671 | 27.8749 | 29.2535 | 31.0809 | 30.8055 | 29.3657 | 30.5544 | 31.9838 | 30.3356 | 31.1506
Region | Technology | 2021-22 | 2022-23 | 2023-24 | 2024-25 | 2025-26 | 2026-27 | 2027-28 | 2028-29 | 2029-30 | 2030-31 | 2031-32 | 2032-33 | 2033-34 | 2034-35 | 2035-36 | 2036-37 | 2037-38 | 2038-39 | 2039-40 | 2040-41 | 2041-42
TAS1 | LS Battery pump | 4.2507e-06 | 4.3147e-06 | 4.3194e-06 | 4.3246e-06 | 4.4465e-06 | 6.571e-06 | 9.0277e-06 | 1.0475e-05 | 1.0521e-05 | 1.9953e-05 | 2.005e-05 | 2.0073e-05 | 1.9907e-05 | 1.9885e-05 | 2.1452e-05 | 2.3552e-05 | 3.0977e-05 | 3.1224e-05 | 3.113e-05 | 3.3206e-05 | 3.6088e-05
TAS1 | Pumped Hydro Pump | 0 | 0 | 1.0847e-05 | 1.1573e-05 | 1.3075e-05 | 1.4983e-05 | 1.64e-05 | 1.7679e-05 | 1.9218e-05 | 2.0798e-05 | 2.2495e-05 | 2.4202e-05 | 2.6406e-05 | 3.5643e-05 | 4.1964e-05 | 5.0618e-05 | 9.8251e-05 | 0.00010139 | 0.00011252 | 0.00011405 | 0.0001694
TAS1 | VPP pump | 0.099733 | 0.20238 | 0.20794 | 0.18411 | 0.46468 | 0.78926 | 1.129 | 1.3292 | 1.4845 | 1.5944 | 2.3871 | 2.1713 | 2.7346 | 3.5915 | 3.9678 | 3.8953 | 3.6361 | 3.8727 | 3.948 | 3.4449 | 3.9096
Non-controllable generation
Region | Technology | 2021-22 | 2022-23 | 2023-24 | 2024-25 | 2025-26 | 2026-27 | 2027-28 | 2028-29 | 2029-30 | 2030-31 | 2031-32 | 2032-33 | 2033-34 | 2034-35 | 2035-36 | 2036-37 | 2037-38 | 2038-39 | 2039-40 | 2040-41 | 2041-42
NEM | Distributed PV | 18416.6551 | 19890.3751 | 21470.9729 | 20886.6109 | 21808.8854 | 23879.0636 | 25505.1538 | 25543.0316 | 27497.1858 | 29285.1908 | 30344.1321 | 31860.0671 | 30284.5007 | 30927.727 | 33025.9515 | 34335.9779 | 33404.366 | 35459.3798 | 37726.0857 | 39046.9012 | 40732.3267
NEM | Behind the meter battery | 243.573 | 287.9177 | 303.1503 | 325.699 | 368.7184 | 409.5486 | 447.7615 | 430.0642 | 488.3985 | 509.2524 | 581.0916 | 653.3209 | 715.3874 | 762.7049 | 788.1614 | 801.3391 | 736.5355 | 811.8913 | 823.6042 | 833.6449 | 843.0422
NEM | Behind the meter battery pump | 243.559 | 288.0314 | 303.1299 | 325.9837 | 369.0794 | 409.4028 | 447.6 | 430.2173 | 488.3386 | 507.9317 | 580.2673 | 652.9834 | 714.4012 | 760.9817 | 787.8464 | 801.7258 | 735.7409 | 811.0597 | 821.0527 | 832.1813 | 842.2029
Region | Technology | 2021-22 | 2022-23 | 2023-24 | 2024-25 | 2025-26 | 2026-27 | 2027-28 | 2028-29 | 2029-30 | 2030-31 | 2031-32 | 2032-33 | 2033-34 | 2034-35 | 2035-36 | 2036-37 | 2037-38 | 2038-39 | 2039-40 | 2040-41 | 2041-42
NSW1 | Distributed PV | 5278.0803 | 5655.5985 | 5780.9003 | 5584.277 | 5637.8501 | 6226.2272 | 6412.0092 | 6372.7397 | 6612.8389 | 7169.1898 | 7694.892 | 7987.4244 | 7705.1364 | 7794.0119 | 8541.541 | 8763.7714 | 8608.4946 | 8824.8944 | 9517.831 | 10223.9406 | 10555.7999
NSW1 | Behind the meter battery | 95.7139 | 107.689 | 110.1901 | 122.0404 | 141.6472 | 158.1273 | 172.6476 | 165.189 | 186.5424 | 194.1097 | 220.7583 | 250.2257 | 274.2913 | 291.8799 | 301.38 | 305.5896 | 279.308 | 304.8168 | 307.7295 | 309.9733 | 312.3065
NSW1 | Behind the meter battery pump | 95.7198 | 107.7036 | 110.1947 | 122.1946 | 141.7716 | 157.9429 | 172.6037 | 165.3967 | 186.5546 | 193.4537 | 220.5097 | 250.1763 | 273.5904 | 291.2323 | 301.0876 | 305.6549 | 279.1351 | 304.4458 | 306.7094 | 309.447 | 312.013
Region | Technology | 2021-22 | 2022-23 | 2023-24 | 2024-25 | 2025-26 | 2026-27 | 2027-28 | 2028-29 | 2029-30 | 2030-31 | 2031-32 | 2032-33 | 2033-34 | 2034-35 | 2035-36 | 2036-37 | 2037-38 | 2038-39 | 2039-40 | 2040-41 | 2041-42
QLD1 | Distributed PV | 5920.4119 | 6373.1042 | 6625.1981 | 6486.1466 | 6843.7723 | 7444.3432 | 7821.0205 | 7466.1333 | 8253.6547 | 8789.8106 | 9451.6361 | 9788.6923 | 9582.7577 | 10035.4923 | 10787.2007 | 11208.8747 | 10547.1301 | 11604.163 | 12303.7915 | 13099.2681 | 13393.1963
QLD1 | Behind the meter battery | 42.6739 | 44.7278 | 44.7641 | 47.6476 | 56.4685 | 65.3756 | 72.9554 | 71.2571 | 81.6121 | 86.0304 | 101.1545 | 115.3793 | 125.4541 | 134.2154 | 138.3192 | 139.9806 | 128.6353 | 142.0417 | 145.1012 | 146.611 | 148.134
QLD1 | Behind the meter battery pump | 42.6883 | 44.734 | 44.728 | 47.6514 | 56.5151 | 65.353 | 72.9641 | 71.2765 | 81.6022 | 85.8967 | 100.9682 | 115.2499 | 125.2381 | 133.8851 | 138.1943 | 139.9906 | 128.5428 | 141.9422 | 144.6714 | 146.3551 | 148.0011
Region | Technology | 2021-22 | 2022-23 | 2023-24 | 2024-25 | 2025-26 | 2026-27 | 2027-28 | 2028-29 | 2029-30 | 2030-31 | 2031-32 | 2032-33 | 2033-34 | 2034-35 | 2035-36 | 2036-37 | 2037-38 | 2038-39 | 2039-40 | 2040-41 | 2041-42
VIC1 | Distributed PV | 4228.304 | 4792.7658 | 5783.6543 | 5714.1883 | 6236.9032 | 7052.4465 | 7894.8076 | 8374.3497 | 9061.5644 | 9630.0668 | 9521.7865 | 10230.0197 | 9322.4405 | 9418.9596 | 9931.9131 | 10355.1583 | 10260.0016 | 10823.9812 | 11503.4501 | 11376.2725 | 12236.4672
VIC1 | Behind the meter battery | 53.8314 | 64.9331 | 68.3792 | 73.6793 | 84.8102 | 94.9496 | 104.9258 | 101.6835 | 117.0574 | 123.768 | 148.986 | 173.8292 | 197.483 | 215.4948 | 223.9437 | 229.4245 | 212.144 | 234.9432 | 238.7472 | 242.9232 | 246.4727
VIC1 | Behind the meter battery pump | 53.7884 | 64.9583 | 68.3701 | 73.743 | 84.9434 | 94.9485 | 104.8593 | 101.5958 | 117.0125 | 123.4908 | 148.7738 | 173.7199 | 197.5524 | 214.7652 | 224.1656 | 229.7494 | 211.7147 | 234.6889 | 238.0054 | 242.4853 | 246.177
Region | Technology | 2021-22 | 2022-23 | 2023-24 | 2024-25 | 2025-26 | 2026-27 | 2027-28 | 2028-29 | 2029-30 | 2030-31 | 2031-32 | 2032-33 | 2033-34 | 2034-35 | 2035-36 | 2036-37 | 2037-38 | 2038-39 | 2039-40 | 2040-41 | 2041-42
SA1 | Distributed PV | 2723.4786 | 2804.5231 | 3002.8484 | 2841.3192 | 2833.8702 | 2887.1881 | 3104.167 | 3041.8652 | 3273.5944 | 3387.0293 | 3373.3575 | 3539.0289 | 3380.5748 | 3387.213 | 3462.2392 | 3701.0676 | 3663.0632 | 3872.0136 | 4048.3731 | 4002.6049 | 4187.2828
SA1 | Behind the meter battery | 44.2352 | 62.983 | 72.3868 | 74.3667 | 76.9305 | 81.1582 | 85.9357 | 81.1209 | 90.6573 | 92.2617 | 94.8755 | 96.8723 | 99.6574 | 101.7187 | 104.7955 | 106.3811 | 98.4087 | 110.0807 | 112.0554 | 114.0415 | 116.1841
SA1 | Behind the meter battery pump | 44.2492 | 63.0473 | 72.4108 | 74.424 | 76.9826 | 81.2426 | 85.9031 | 81.1479 | 90.6454 | 92.0339 | 94.7418 | 96.8025 | 99.5375 | 101.7368 | 104.6913 | 106.3545 | 98.3325 | 109.9843 | 111.7468 | 113.828 | 116.0797
Region | Technology | 2021-22 | 2022-23 | 2023-24 | 2024-25 | 2025-26 | 2026-27 | 2027-28 | 2028-29 | 2029-30 | 2030-31 | 2031-32 | 2032-33 | 2033-34 | 2034-35 | 2035-36 | 2036-37 | 2037-38 | 2038-39 | 2039-40 | 2040-41 | 2041-42
TAS1 | Distributed PV | 266.3803 | 264.3835 | 278.3718 | 260.6799 | 256.4897 | 268.8586 | 273.1495 | 287.9437 | 295.5334 | 309.0941 | 302.46 | 314.9018 | 293.5913 | 292.0502 | 303.0575 | 307.1059 | 325.6765 | 334.3276 | 352.64 | 344.815 | 359.5804
TAS1 | Behind the meter battery | 7.1186 | 7.5847 | 7.4302 | 7.9649 | 8.862 | 9.9379 | 11.297 | 10.8136 | 12.5292 | 13.0825 | 15.3173 | 17.0144 | 18.5017 | 19.396 | 19.7231 | 19.9633 | 18.0396 | 20.0089 | 19.9708 | 20.0959 | 19.945
TAS1 | Behind the meter battery pump | 7.1133 | 7.5882 | 7.4263 | 7.9707 | 8.8668 | 9.9158 | 11.2697 | 10.8004 | 12.5238 | 13.0565 | 15.2738 | 17.0348 | 18.4828 | 19.3622 | 19.7077 | 19.9764 | 18.0158 | 19.9985 | 19.9197 | 20.066 | 19.9322
Ernst & Young’s liability is limited by a scheme approved under Professional Standards Legislation

## M31_34_Capacity
Installed capacity by technology (MW) - Marinus 1500MW M31_34, Slow Change Scenario
Capacity calculated on 1 July. In early study years some wind and solar projects enter later in the financial year and are reflected in the following financial year's capacity.
Explicitly modelled generation
Region | Technology | 2021-22 | 2022-23 | 2023-24 | 2024-25 | 2025-26 | 2026-27 | 2027-28 | 2028-29 | 2029-30 | 2030-31 | 2031-32 | 2032-33 | 2033-34 | 2034-35 | 2035-36 | 2036-37 | 2037-38 | 2038-39 | 2039-40 | 2040-41 | 2041-42
NEM | Black Coal | 18366 | 17891 | 16416 | 16416 | 16416 | 16416 | 16416 | 15716 | 14396 | 14396 | 14396 | 11516 | 11516 | 11516 | 10395.9988 | 10395.9988 | 10017.8637 | 10017.8637 | 10017.8637 | 10017.8637 | 10017.8637
NEM | Brown Coal | 4820 | 4835 | 4835 | 4835 | 4835 | 4835 | 4835 | 4835 | 4485 | 4135 | 3760 | 3385.0013 | 3385.0013 | 3385.0013 | 3385.0013 | 3385.0013 | 3385.0013 | 3385.0013 | 3385.0013 | 3385.0013 | 3385.0013
NEM | CCGT | 3055 | 3055 | 3055 | 2875 | 2875 | 2875 | 2875 | 2875 | 2875 | 2875 | 2875 | 2875 | 2875 | 2875 | 2875 | 2490 | 1961 | 1961 | 1818 | 1818 | 1818
NEM | Gas - Steam | 1864 | 1864 | 1384 | 1384 | 1384 | 1384 | 1384 | 1384 | 1384 | 1384 | 1384 | 1384 | 1384 | 1384 | 584 | 584 | 584 | 584 | 84 | 84 | 84
NEM | OCGT / Diesel | 6741 | 6741 | 6741 | 6741 | 6741 | 6741 | 6741 | 6741 | 6741 | 6358 | 6358 | 6089 | 5627 | 5510 | 5380 | 5380 | 5380 | 5380 | 4940 | 4963.3431 | 4963.3431
NEM | Hydro | 7364.9 | 7364.9 | 7364.9 | 7364.9 | 7364.9 | 7364.9 | 7364.9 | 7364.9 | 7364.9 | 7364.9 | 7614.9 | 7614.9 | 7614.9 | 7614.9 | 7614.9 | 7614.9 | 7528.9 | 7528.9 | 7528.9 | 7528.9 | 7528.9
NEM | Wind | 9260 | 9346 | 9487.6558 | 9629.3118 | 9770.704 | 9907.8594 | 10012.015 | 10149.1705 | 10195.3259 | 10224.6536 | 10365.5794 | 10502.7348 | 10445.8905 | 10583.0459 | 10427.9675 | 10355.7486 | 10171.3103 | 9527.4657 | 9512.6511 | 9535.216 | 9487.216
NEM | Solar PV | 6097 | 6302 | 6302 | 6302 | 6302 | 6302 | 6302 | 6302 | 6302 | 6302 | 6302 | 6302 | 6302 | 6302 | 6452 | 6698.711 | 7075.1027 | 7808.2037 | 8645.1301 | 9259.2401 | 9291.9332
NEM | LS Battery | 300 | 300 | 300 | 300 | 300 | 300 | 300 | 300 | 300 | 270 | 270 | 270 | 215 | 190 | 282.9293 | 674.3906 | 1095.662 | 1095.662 | 1095.662 | 3044.1452 | 3044.1452
NEM | Pumped Hydro | 810 | 810 | 810 | 810 | 2850 | 2850 | 2850 | 2850 | 2850 | 2850 | 2850 | 2898.1538 | 2910.9786 | 2910.9786 | 2916.6244 | 2916.6244 | 3159.7306 | 3159.7306 | 3159.7306 | 3159.7306 | 3159.7306
NEM | VPP | 16.664 | 23.784 | 29.264 | 39.576 | 51.967 | 65.293 | 79.86 | 94.306 | 109.741 | 119.148 | 146.679 | 164.379 | 187.385 | 202.9 | 213.633 | 223.149 | 232.423 | 242.169 | 252.817 | 263.667 | 274.382
Total excluding storage |  | 57567.9 | 57398.9 | 55585.5558 | 55547.2118 | 55688.604 | 55825.7594 | 55929.915 | 55367.0705 | 53743.2259 | 53039.5536 | 53055.4794 | 49668.6361 | 49149.7918 | 49169.9472 | 47114.8677 | 46904.3597 | 46103.1781 | 46192.4345 | 45931.5463 | 46591.5643 | 46576.2574
Region | Technology | 2021-22 | 2022-23 | 2023-24 | 2024-25 | 2025-26 | 2026-27 | 2027-28 | 2028-29 | 2029-30 | 2030-31 | 2031-32 | 2032-33 | 2033-34 | 2034-35 | 2035-36 | 2036-37 | 2037-38 | 2038-39 | 2039-40 | 2040-41 | 2041-42
NSW1 | Black Coal | 10240 | 9765 | 8290 | 8290 | 8290 | 8290 | 8290 | 8290 | 6970 | 6970 | 6970 | 4090 | 4090 | 4090 | 4090 | 4090 | 4090 | 4090 | 4090 | 4090 | 4090
NSW1 | Brown Coal | 0 | 0 | 0 | 0 | 0 | 0 | 0 | 0 | 0 | 0 | 0 | 0 | 0 | 0 | 0 | 0 | 0 | 0 | 0 | 0 | 0
NSW1 | CCGT | 625 | 625 | 625 | 625 | 625 | 625 | 625 | 625 | 625 | 625 | 625 | 625 | 625 | 625 | 625 | 625 | 625 | 625 | 625 | 625 | 625
NSW1 | Gas - Steam | 0 | 0 | 0 | 0 | 0 | 0 | 0 | 0 | 0 | 0 | 0 | 0 | 0 | 0 | 0 | 0 | 0 | 0 | 0 | 0 | 0
NSW1 | OCGT / Diesel | 1438 | 1438 | 1438 | 1438 | 1438 | 1438 | 1438 | 1438 | 1438 | 1438 | 1438 | 1438 | 1438 | 1438 | 1388 | 1388 | 1388 | 1388 | 1388 | 1388 | 1388
NSW1 | Hydro | 2585 | 2585 | 2585 | 2585 | 2585 | 2585 | 2585 | 2585 | 2585 | 2585 | 2585 | 2585 | 2585 | 2585 | 2585 | 2585 | 2585 | 2585 | 2585 | 2585 | 2585
NSW1 | Wind | 2137 | 2137 | 2137 | 2137 | 2137 | 2137 | 2137 | 2137 | 2137 | 2137 | 2137 | 2137 | 2137 | 2137 | 2137 | 2112.6254 | 1858.0317 | 1656.0317 | 1656.0317 | 1756.9999 | 1708.9999
NSW1 | Solar PV | 2282 | 2432 | 2432 | 2432 | 2432 | 2432 | 2432 | 2432 | 2432 | 2432 | 2432 | 2432 | 2432 | 2432 | 2432 | 2799.711 | 2799.7116 | 3532.8126 | 4369.739 | 4487.9055 | 4520.5986
NSW1 | LS Battery | 0 | 0 | 0 | 0 | 0 | 0 | 0 | 0 | 0 | 0 | 0 | 0 | 0 | 0 | 0 | 0.00018152 | 0.00018153 | 0.00018153 | 0.00018153 | 799.9478 | 799.9478
NSW1 | Pumped Hydro | 240 | 240 | 240 | 240 | 2280 | 2280 | 2280 | 2280 | 2280 | 2280 | 2280 | 2280 | 2280 | 2280 | 2280 | 2280 | 2280 | 2280 | 2280 | 2280 | 2280
NSW1 | VPP | 6.558 | 8.786 | 10.68 | 15.384 | 20.217 | 25.635 | 31.095 | 36.873 | 42.845 | 46.41 | 57.069 | 64.706 | 73.35 | 79.327 | 83.166 | 86.441 | 89.566 | 92.826 | 96.448 | 100.138 | 103.729
Total excluding storage |  | 19307 | 18982 | 17507 | 17507 | 17507 | 17507 | 17507 | 17507 | 16187 | 16187 | 16187 | 13307 | 13307 | 13307 | 13257 | 13600.3364 | 13345.7433 | 13876.8443 | 14713.7707 | 14932.9054 | 14917.5985
Region | Technology | 2021-22 | 2022-23 | 2023-24 | 2024-25 | 2025-26 | 2026-27 | 2027-28 | 2028-29 | 2029-30 | 2030-31 | 2031-32 | 2032-33 | 2033-34 | 2034-35 | 2035-36 | 2036-37 | 2037-38 | 2038-39 | 2039-40 | 2040-41 | 2041-42
QLD1 | Black Coal | 8126 | 8126 | 8126 | 8126 | 8126 | 8126 | 8126 | 7426 | 7426 | 7426 | 7426 | 7426 | 7426 | 7426 | 6305.9988 | 6305.9988 | 5927.8637 | 5927.8637 | 5927.8637 | 5927.8637 | 5927.8637
QLD1 | Brown Coal | 0 | 0 | 0 | 0 | 0 | 0 | 0 | 0 | 0 | 0 | 0 | 0 | 0 | 0 | 0 | 0 | 0 | 0 | 0 | 0 | 0
QLD1 | CCGT | 1513 | 1513 | 1513 | 1513 | 1513 | 1513 | 1513 | 1513 | 1513 | 1513 | 1513 | 1513 | 1513 | 1513 | 1513 | 1128 | 1128 | 1128 | 985 | 985 | 985
QLD1 | Gas - Steam | 84 | 84 | 84 | 84 | 84 | 84 | 84 | 84 | 84 | 84 | 84 | 84 | 84 | 84 | 84 | 84 | 84 | 84 | 84 | 84 | 84
QLD1 | OCGT / Diesel | 1910 | 1910 | 1910 | 1910 | 1910 | 1910 | 1910 | 1910 | 1910 | 1910 | 1910 | 1910 | 1618 | 1501 | 1501 | 1501 | 1501 | 1501 | 1501 | 1501 | 1501
QLD1 | Hydro | 152 | 152 | 152 | 152 | 152 | 152 | 152 | 152 | 152 | 152 | 152 | 152 | 152 | 152 | 152 | 152 | 66 | 66 | 66 | 66 | 66
QLD1 | Wind | 677 | 677 | 677 | 677 | 677 | 677 | 677 | 677 | 677 | 677 | 677 | 677 | 677 | 677 | 677 | 677 | 677 | 677 | 850.8948 | 850.8948 | 850.8948
QLD1 | Solar PV | 2374 | 2429 | 2429 | 2429 | 2429 | 2429 | 2429 | 2429 | 2429 | 2429 | 2429 | 2429 | 2429 | 2429 | 2429 | 2308 | 2258 | 2258 | 2258 | 2258 | 2258
QLD1 | LS Battery | 20 | 20 | 20 | 20 | 20 | 20 | 20 | 20 | 20 | 20 | 20 | 20 | 20 | 20 | 20 | 20 | 20 | 20 | 20 | 55.8102 | 55.8102
QLD1 | Pumped Hydro | 570 | 570 | 570 | 570 | 570 | 570 | 570 | 570 | 570 | 570 | 570 | 570 | 570 | 570 | 570 | 570 | 570 | 570 | 570 | 570 | 570
QLD1 | VPP | 2.603 | 3.317 | 4.026 | 5.403 | 7.677 | 9.803 | 12.359 | 14.691 | 17.29 | 18.852 | 24.22 | 26.67 | 30.579 | 33.136 | 34.83 | 36.323 | 37.834 | 39.483 | 41.237 | 42.889 | 44.434
Total excluding storage |  | 14836 | 14891 | 14891 | 14891 | 14891 | 14891 | 14891 | 14191 | 14191 | 14191 | 14191 | 14191 | 13899 | 13782 | 12661.9988 | 12155.9988 | 11641.8637 | 11641.8637 | 11672.7585 | 11672.7585 | 11672.7585
Region | Technology | 2021-22 | 2022-23 | 2023-24 | 2024-25 | 2025-26 | 2026-27 | 2027-28 | 2028-29 | 2029-30 | 2030-31 | 2031-32 | 2032-33 | 2033-34 | 2034-35 | 2035-36 | 2036-37 | 2037-38 | 2038-39 | 2039-40 | 2040-41 | 2041-42
VIC1 | Black Coal | 0 | 0 | 0 | 0 | 0 | 0 | 0 | 0 | 0 | 0 | 0 | 0 | 0 | 0 | 0 | 0 | 0 | 0 | 0 | 0 | 0
VIC1 | Brown Coal | 4820 | 4835 | 4835 | 4835 | 4835 | 4835 | 4835 | 4835 | 4485 | 4135 | 3760 | 3385.0013 | 3385.0013 | 3385.0013 | 3385.0013 | 3385.0013 | 3385.0013 | 3385.0013 | 3385.0013 | 3385.0013 | 3385.0013
VIC1 | CCGT | 0 | 0 | 0 | 0 | 0 | 0 | 0 | 0 | 0 | 0 | 0 | 0 | 0 | 0 | 0 | 0 | 0 | 0 | 0 | 0 | 0
VIC1 | Gas - Steam | 500 | 500 | 500 | 500 | 500 | 500 | 500 | 500 | 500 | 500 | 500 | 500 | 500 | 500 | 500 | 500 | 500 | 500 | 0 | 0 | 0
VIC1 | OCGT / Diesel | 1900 | 1900 | 1900 | 1900 | 1900 | 1900 | 1900 | 1900 | 1900 | 1900 | 1900 | 1900 | 1730 | 1730 | 1730 | 1730 | 1730 | 1730 | 1290 | 1290 | 1290
VIC1 | Hydro | 2219 | 2219 | 2219 | 2219 | 2219 | 2219 | 2219 | 2219 | 2219 | 2219 | 2219 | 2219 | 2219 | 2219 | 2219 | 2219 | 2219 | 2219 | 2219 | 2219 | 2219
VIC1 | Wind | 3818 | 3818 | 3818 | 3818 | 3818 | 3818 | 3818 | 3818 | 3818 | 3818 | 3818 | 3818 | 3818 | 3818 | 3818 | 3818 | 3751 | 3331 | 3331 | 3072 | 3072
VIC1 | Solar PV | 1088 | 1088 | 1088 | 1088 | 1088 | 1088 | 1088 | 1088 | 1088 | 1088 | 1088 | 1088 | 1088 | 1088 | 1088 | 1088 | 1088 | 1088 | 1088 | 1088 | 1088
VIC1 | LS Battery | 75 | 75 | 75 | 75 | 75 | 75 | 75 | 75 | 75 | 75 | 75 | 75 | 20 | 20 | 20 | 20 | 20 | 20 | 20 | 333.4263 | 333.4263
VIC1 | Pumped Hydro | 0 | 0 | 0 | 0 | 0 | 0 | 0 | 0 | 0 | 0 | 0 | 48.1538 | 60.9786 | 60.9786 | 66.6244 | 66.6244 | 309.7306 | 309.7306 | 309.7306 | 309.7306 | 309.7306
VIC1 | VPP | 3.731 | 5.337 | 6.562 | 8.868 | 11.994 | 15.011 | 18.664 | 22.177 | 26.3 | 29 | 38.307 | 44.082 | 52.345 | 57.273 | 60.753 | 63.832 | 66.791 | 69.883 | 73.295 | 76.876 | 80.486
Total excluding storage |  | 14345 | 14360 | 14360 | 14360 | 14360 | 14360 | 14360 | 14360 | 14010 | 13660 | 13285 | 12910.0013 | 12740.0013 | 12740.0013 | 12740.0013 | 12740.0013 | 12673.0013 | 12253.0013 | 11313.0013 | 11054.0013 | 11054.0013
Region | Technology | 2021-22 | 2022-23 | 2023-24 | 2024-25 | 2025-26 | 2026-27 | 2027-28 | 2028-29 | 2029-30 | 2030-31 | 2031-32 | 2032-33 | 2033-34 | 2034-35 | 2035-36 | 2036-37 | 2037-38 | 2038-39 | 2039-40 | 2040-41 | 2041-42
SA1 | Black Coal | 0 | 0 | 0 | 0 | 0 | 0 | 0 | 0 | 0 | 0 | 0 | 0 | 0 | 0 | 0 | 0 | 0 | 0 | 0 | 0 | 0
SA1 | Brown Coal | 0 | 0 | 0 | 0 | 0 | 0 | 0 | 0 | 0 | 0 | 0 | 0 | 0 | 0 | 0 | 0 | 0 | 0 | 0 | 0 | 0
SA1 | CCGT | 709 | 709 | 709 | 529 | 529 | 529 | 529 | 529 | 529 | 529 | 529 | 529 | 529 | 529 | 529 | 529 | 0 | 0 | 0 | 0 | 0
SA1 | Gas - Steam | 1280 | 1280 | 800 | 800 | 800 | 800 | 800 | 800 | 800 | 800 | 800 | 800 | 800 | 800 | 0 | 0 | 0 | 0 | 0 | 0 | 0
SA1 | OCGT / Diesel | 1315 | 1315 | 1315 | 1315 | 1315 | 1315 | 1315 | 1315 | 1315 | 932 | 932 | 663 | 663 | 663 | 583 | 583 | 583 | 583 | 583 | 726.3432 | 726.3432
SA1 | Hydro | 0 | 0 | 0 | 0 | 0 | 0 | 0 | 0 | 0 | 0 | 0 | 0 | 0 | 0 | 0 | 0 | 0 | 0 | 0 | 0 | 0
SA1 | Wind | 2054 | 2140 | 2140 | 2140 | 2140 | 2140 | 2107 | 2107 | 2016 | 1904 | 1904 | 1904 | 1710 | 1710 | 1488 | 1303 | 1303 | 1144 | 817 | 855.6653 | 855.6653
SA1 | Solar PV | 353 | 353 | 353 | 353 | 353 | 353 | 353 | 353 | 353 | 353 | 353 | 353 | 353 | 353 | 353 | 353 | 779.3911 | 779.3911 | 779.3911 | 1275.3346 | 1275.3346
SA1 | LS Battery | 205 | 205 | 205 | 205 | 205 | 205 | 205 | 205 | 205 | 175 | 175 | 175 | 175 | 150 | 242.9292 | 634.3904 | 1055.6618 | 1055.6618 | 1055.6618 | 1854.9609 | 1854.9609
SA1 | Pumped Hydro | 0 | 0 | 0 | 0 | 0 | 0 | 0 | 0 | 0 | 0 | 0 | 0 | 0 | 0 | 0 | 0 | 0 | 0 | 0 | 0 | 0
SA1 | VPP | 3.332 | 5.788 | 7.33 | 9.022 | 10.892 | 13.305 | 15.805 | 18.292 | 20.649 | 22.005 | 23.441 | 24.951 | 26.615 | 28.315 | 29.831 | 31.335 | 32.863 | 34.455 | 36.142 | 37.889 | 39.684
Total excluding storage |  | 5711 | 5797 | 5317 | 5137 | 5137 | 5137 | 5104 | 5104 | 5013 | 4518 | 4518 | 4249 | 4055 | 4055 | 2953 | 2768 | 2665.3911 | 2506.3911 | 2179.3911 | 2857.343 | 2857.343
Region | Technology | 2021-22 | 2022-23 | 2023-24 | 2024-25 | 2025-26 | 2026-27 | 2027-28 | 2028-29 | 2029-30 | 2030-31 | 2031-32 | 2032-33 | 2033-34 | 2034-35 | 2035-36 | 2036-37 | 2037-38 | 2038-39 | 2039-40 | 2040-41 | 2041-42
TAS1 | Black Coal | 0 | 0 | 0 | 0 | 0 | 0 | 0 | 0 | 0 | 0 | 0 | 0 | 0 | 0 | 0 | 0 | 0 | 0 | 0 | 0 | 0
TAS1 | Brown Coal | 0 | 0 | 0 | 0 | 0 | 0 | 0 | 0 | 0 | 0 | 0 | 0 | 0 | 0 | 0 | 0 | 0 | 0 | 0 | 0 | 0
TAS1 | CCGT | 208 | 208 | 208 | 208 | 208 | 208 | 208 | 208 | 208 | 208 | 208 | 208 | 208 | 208 | 208 | 208 | 208 | 208 | 208 | 208 | 208
TAS1 | Gas - Steam | 0 | 0 | 0 | 0 | 0 | 0 | 0 | 0 | 0 | 0 | 0 | 0 | 0 | 0 | 0 | 0 | 0 | 0 | 0 | 0 | 0
TAS1 | OCGT / Diesel | 178 | 178 | 178 | 178 | 178 | 178 | 178 | 178 | 178 | 178 | 178 | 178 | 178 | 178 | 178 | 178 | 178 | 178 | 178 | 58 | 58
TAS1 | Hydro | 2408.9 | 2408.9 | 2408.9 | 2408.9 | 2408.9 | 2408.9 | 2408.9 | 2408.9 | 2408.9 | 2408.9 | 2658.9 | 2658.9 | 2658.9 | 2658.9 | 2658.9 | 2658.9 | 2658.9 | 2658.9 | 2658.9 | 2658.9 | 2658.9
TAS1 | Wind | 574 | 574 | 715.6558 | 857.3118 | 998.704 | 1135.8594 | 1273.015 | 1410.1705 | 1547.3259 | 1688.6536 | 1829.5794 | 1966.7348 | 2103.8905 | 2241.0459 | 2307.9675 | 2445.1232 | 2582.2786 | 2719.434 | 2857.7246 | 2999.6561 | 2999.6561
TAS1 | Solar PV | 0 | 0 | 0 | 0 | 0 | 0 | 0 | 0 | 0 | 0 | 0 | 0 | 0 | 0 | 150 | 150 | 150 | 150 | 150 | 150 | 150
TAS1 | LS Battery | 0 | 0 | 0 | 0 | 0 | 0 | 0 | 0 | 0 | 0 | 0 | 0 | 0 | 0 | 0 | 0 | 0 | 0 | 0 | 0 | 0
TAS1 | Pumped Hydro | 0 | 0 | 0 | 0 | 0 | 0 | 0 | 0 | 0 | 0 | 0 | 0 | 0 | 0 | 0 | 0 | 0 | 0 | 0 | 0 | 0
TAS1 | VPP | 0.44 | 0.556 | 0.666 | 0.899 | 1.187 | 1.539 | 1.937 | 2.273 | 2.657 | 2.881 | 3.642 | 3.97 | 4.496 | 4.849 | 5.053 | 5.218 | 5.369 | 5.522 | 5.695 | 5.875 | 6.049
Total excluding storage |  | 3368.9 | 3368.9 | 3510.5558 | 3652.2118 | 3793.604 | 3930.7594 | 4067.915 | 4205.0705 | 4342.2259 | 4483.5536 | 4874.4794 | 5011.6348 | 5148.7905 | 5285.9459 | 5502.8675 | 5640.0232 | 5777.1786 | 5914.334 | 6052.6246 | 6074.556 | 6074.556
Explicitly modelled pumping
Region | Technology | 2021-22 | 2022-23 | 2023-24 | 2024-25 | 2025-26 | 2026-27 | 2027-28 | 2028-29 | 2029-30 | 2030-31 | 2031-32 | 2032-33 | 2033-34 | 2034-35 | 2035-36 | 2036-37 | 2037-38 | 2038-39 | 2039-40 | 2040-41 | 2041-42
NEM | LS Battery pump | 300 | 300 | 300 | 300 | 300 | 300 | 300 | 300 | 300 | 270 | 270 | 270 | 215 | 190 | 282.9293 | 674.3906 | 1095.662 | 1095.662 | 1095.662 | 3044.1452 | 3044.1452
NEM | Pumped Hydro Pump | 1410 | 1410 | 1410 | 1410 | 3450 | 3450 | 3450 | 3450 | 3450 | 3450 | 3450 | 3498.1538 | 3510.9786 | 3510.9786 | 3516.6244 | 3516.6244 | 3759.7306 | 3759.7306 | 3759.7306 | 3759.7306 | 3759.7306
NEM | VPP pump | 16.664 | 23.784 | 29.264 | 39.576 | 51.967 | 65.293 | 79.86 | 94.306 | 109.741 | 119.148 | 146.679 | 164.379 | 187.385 | 202.9 | 213.633 | 223.149 | 232.423 | 242.169 | 252.817 | 263.667 | 274.382
Region | Technology | 2021-22 | 2022-23 | 2023-24 | 2024-25 | 2025-26 | 2026-27 | 2027-28 | 2028-29 | 2029-30 | 2030-31 | 2031-32 | 2032-33 | 2033-34 | 2034-35 | 2035-36 | 2036-37 | 2037-38 | 2038-39 | 2039-40 | 2040-41 | 2041-42
NSW1 | LS Battery pump | 0 | 0 | 0 | 0 | 0 | 0 | 0 | 0 | 0 | 0 | 0 | 0 | 0 | 0 | 0 | 0.00018152 | 0.00018153 | 0.00018153 | 0.00018153 | 799.9478 | 799.9478
NSW1 | Pumped Hydro Pump | 840 | 840 | 840 | 840 | 2880 | 2880 | 2880 | 2880 | 2880 | 2880 | 2880 | 2880 | 2880 | 2880 | 2880 | 2880 | 2880 | 2880 | 2880 | 2880 | 2880
NSW1 | VPP pump | 6.558 | 8.786 | 10.68 | 15.384 | 20.217 | 25.635 | 31.095 | 36.873 | 42.845 | 46.41 | 57.069 | 64.706 | 73.35 | 79.327 | 83.166 | 86.441 | 89.566 | 92.826 | 96.448 | 100.138 | 103.729
Region | Technology | 2021-22 | 2022-23 | 2023-24 | 2024-25 | 2025-26 | 2026-27 | 2027-28 | 2028-29 | 2029-30 | 2030-31 | 2031-32 | 2032-33 | 2033-34 | 2034-35 | 2035-36 | 2036-37 | 2037-38 | 2038-39 | 2039-40 | 2040-41 | 2041-42
QLD1 | LS Battery pump | 20 | 20 | 20 | 20 | 20 | 20 | 20 | 20 | 20 | 20 | 20 | 20 | 20 | 20 | 20 | 20 | 20 | 20 | 20 | 55.8102 | 55.8102
QLD1 | Pumped Hydro Pump | 570 | 570 | 570 | 570 | 570 | 570 | 570 | 570 | 570 | 570 | 570 | 570 | 570 | 570 | 570 | 570 | 570 | 570 | 570 | 570 | 570
QLD1 | VPP pump | 2.603 | 3.317 | 4.026 | 5.403 | 7.677 | 9.803 | 12.359 | 14.691 | 17.29 | 18.852 | 24.22 | 26.67 | 30.579 | 33.136 | 34.83 | 36.323 | 37.834 | 39.483 | 41.237 | 42.889 | 44.434
Region | Technology | 2021-22 | 2022-23 | 2023-24 | 2024-25 | 2025-26 | 2026-27 | 2027-28 | 2028-29 | 2029-30 | 2030-31 | 2031-32 | 2032-33 | 2033-34 | 2034-35 | 2035-36 | 2036-37 | 2037-38 | 2038-39 | 2039-40 | 2040-41 | 2041-42
VIC1 | LS Battery pump | 75 | 75 | 75 | 75 | 75 | 75 | 75 | 75 | 75 | 75 | 75 | 75 | 20 | 20 | 20 | 20 | 20 | 20 | 20 | 333.4263 | 333.4263
VIC1 | Pumped Hydro Pump | 0 | 0 | 0 | 0 | 0 | 0 | 0 | 0 | 0 | 0 | 0 | 48.1538 | 60.9786 | 60.9786 | 66.6244 | 66.6244 | 309.7306 | 309.7306 | 309.7306 | 309.7306 | 309.7306
VIC1 | VPP pump | 3.731 | 5.337 | 6.562 | 8.868 | 11.994 | 15.011 | 18.664 | 22.177 | 26.3 | 29 | 38.307 | 44.082 | 52.345 | 57.273 | 60.753 | 63.832 | 66.791 | 69.883 | 73.295 | 76.876 | 80.486
Region | Technology | 2021-22 | 2022-23 | 2023-24 | 2024-25 | 2025-26 | 2026-27 | 2027-28 | 2028-29 | 2029-30 | 2030-31 | 2031-32 | 2032-33 | 2033-34 | 2034-35 | 2035-36 | 2036-37 | 2037-38 | 2038-39 | 2039-40 | 2040-41 | 2041-42
SA1 | LS Battery pump | 205 | 205 | 205 | 205 | 205 | 205 | 205 | 205 | 205 | 175 | 175 | 175 | 175 | 150 | 242.9292 | 634.3904 | 1055.6618 | 1055.6618 | 1055.6618 | 1854.9609 | 1854.9609
SA1 | Pumped Hydro Pump | 0 | 0 | 0 | 0 | 0 | 0 | 0 | 0 | 0 | 0 | 0 | 0 | 0 | 0 | 0 | 0 | 0 | 0 | 0 | 0 | 0
SA1 | VPP pump | 3.332 | 5.788 | 7.33 | 9.022 | 10.892 | 13.305 | 15.805 | 18.292 | 20.649 | 22.005 | 23.441 | 24.951 | 26.615 | 28.315 | 29.831 | 31.335 | 32.863 | 34.455 | 36.142 | 37.889 | 39.684
Region | Technology | 2021-22 | 2022-23 | 2023-24 | 2024-25 | 2025-26 | 2026-27 | 2027-28 | 2028-29 | 2029-30 | 2030-31 | 2031-32 | 2032-33 | 2033-34 | 2034-35 | 2035-36 | 2036-37 | 2037-38 | 2038-39 | 2039-40 | 2040-41 | 2041-42
TAS1 | LS Battery pump | 0 | 0 | 0 | 0 | 0 | 0 | 0 | 0 | 0 | 0 | 0 | 0 | 0 | 0 | 0 | 0 | 0 | 0 | 0 | 0 | 0
TAS1 | Pumped Hydro Pump | 0 | 0 | 0 | 0 | 0 | 0 | 0 | 0 | 0 | 0 | 0 | 0 | 0 | 0 | 0 | 0 | 0 | 0 | 0 | 0 | 0
TAS1 | VPP pump | 0.44 | 0.556 | 0.666 | 0.899 | 1.187 | 1.539 | 1.937 | 2.273 | 2.657 | 2.881 | 3.642 | 3.97 | 4.496 | 4.849 | 5.053 | 5.218 | 5.369 | 5.522 | 5.695 | 5.875 | 6.049
Non-controllable capacity
Region | Technology | 2021-22 | 2022-23 | 2023-24 | 2024-25 | 2025-26 | 2026-27 | 2027-28 | 2028-29 | 2029-30 | 2030-31 | 2031-32 | 2032-33 | 2033-34 | 2034-35 | 2035-36 | 2036-37 | 2037-38 | 2038-39 | 2039-40 | 2040-41 | 2041-42
NEM | Distributed PV | 12071.9601 | 12836.0361 | 13523.7203 | 14178.8822 | 14835.3555 | 15512.5326 | 16239.5508 | 16947.0386 | 17304.9306 | 17661.8011 | 18071.8312 | 18473.5992 | 18889.9324 | 19279.6463 | 19731.7674 | 20174.5607 | 20632.9484 | 21060.8571 | 21555.5786 | 22035.2366 | 22529.408
NEM | Behind the meter battery | 514.1064 | 585.3478 | 595.3437 | 685.9684 | 782.6593 | 866.7638 | 945.3748 | 1004.6752 | 1060.4116 | 1110.67 | 1327.6239 | 1440.0893 | 1591.4468 | 1669.9923 | 1705.206 | 1728.7142 | 1748.9506 | 1771.3652 | 1798.8911 | 1826.0495 | 1850.4803
NEM | Behind the meter battery pump | 514.1064 | 585.3478 | 595.3437 | 685.9684 | 782.6593 | 866.7638 | 945.3748 | 1004.6752 | 1060.4116 | 1110.67 | 1327.6239 | 1440.0893 | 1591.4468 | 1669.9923 | 1705.206 | 1728.7142 | 1748.9506 | 1771.3652 | 1798.8911 | 1826.0495 | 1850.4803
Region | Technology | 2021-22 | 2022-23 | 2023-24 | 2024-25 | 2025-26 | 2026-27 | 2027-28 | 2028-29 | 2029-30 | 2030-31 | 2031-32 | 2032-33 | 2033-34 | 2034-35 | 2035-36 | 2036-37 | 2037-38 | 2038-39 | 2039-40 | 2040-41 | 2041-42
NSW1 | Distributed PV | 3430.8612 | 3527.2651 | 3614.3143 | 3699.3742 | 3789.5904 | 3891.8215 | 4014.3248 | 4133.0652 | 4245.4669 | 4356.5247 | 4487.0786 | 4613.9457 | 4737.3366 | 4858.6192 | 5000.9756 | 5145.5395 | 5282.184 | 5417.1154 | 5576.6413 | 5731.6154 | 5876.7806
NSW1 | Behind the meter battery | 201.8425 | 215.0956 | 216.044 | 265.7299 | 303.2702 | 339.0331 | 366.6425 | 391.3739 | 412.4335 | 431.0225 | 514.9359 | 565.5105 | 621.4301 | 651.4138 | 662.3484 | 668.2059 | 672.5308 | 677.5009 | 684.7548 | 691.967 | 697.9817
NSW1 | Behind the meter battery pump | 201.8425 | 215.0956 | 216.044 | 265.7299 | 303.2702 | 339.0331 | 366.6425 | 391.3739 | 412.4335 | 431.0225 | 514.9359 | 565.5105 | 621.4301 | 651.4138 | 662.3484 | 668.2059 | 672.5308 | 677.5009 | 684.7548 | 691.967 | 697.9817
Region | Technology | 2021-22 | 2022-23 | 2023-24 | 2024-25 | 2025-26 | 2026-27 | 2027-28 | 2028-29 | 2029-30 | 2030-31 | 2031-32 | 2032-33 | 2033-34 | 2034-35 | 2035-36 | 2036-37 | 2037-38 | 2038-39 | 2039-40 | 2040-41 | 2041-42
QLD1 | Distributed PV | 3741.7238 | 3869.0981 | 3973.6735 | 4075.8552 | 4172.314 | 4278.4141 | 4391.7895 | 4494.34 | 4600.5328 | 4727.8011 | 4862.3166 | 4995.4091 | 5135.1279 | 5271.4915 | 5416.5844 | 5560.3624 | 5711.0651 | 5858.7107 | 6015.515 | 6171.571 | 6334.8512
QLD1 | Behind the meter battery | 79.1619 | 80.0456 | 80.2553 | 91.9589 | 113.9541 | 128.2439 | 144.3047 | 154.2479 | 164.5714 | 173.1135 | 216.8678 | 231.0434 | 257.056 | 270.0904 | 275.4225 | 278.8244 | 282.1678 | 286.3251 | 290.9821 | 294.6175 | 297.2521
QLD1 | Behind the meter battery pump | 79.1619 | 80.0456 | 80.2553 | 91.9589 | 113.9541 | 128.2439 | 144.3047 | 154.2479 | 164.5714 | 173.1135 | 216.8678 | 231.0434 | 257.056 | 270.0904 | 275.4225 | 278.8244 | 282.1678 | 286.3251 | 290.9821 | 294.6175 | 297.2521
Region | Technology | 2021-22 | 2022-23 | 2023-24 | 2024-25 | 2025-26 | 2026-27 | 2027-28 | 2028-29 | 2029-30 | 2030-31 | 2031-32 | 2032-33 | 2033-34 | 2034-35 | 2035-36 | 2036-37 | 2037-38 | 2038-39 | 2039-40 | 2040-41 | 2041-42
VIC1 | Distributed PV | 3041.4624 | 3518.1757 | 3971.6673 | 4412.0893 | 4853.275 | 5291.2838 | 5750.236 | 6186.4027 | 6286.932 | 6368.0063 | 6473.0152 | 6560.8448 | 6673.5508 | 6766.6424 | 6889.6154 | 6988.2177 | 7116.9713 | 7221.569 | 7356.466 | 7467.3854 | 7608.9017
VIC1 | Behind the meter battery | 115.7393 | 131.9635 | 134.0108 | 154.2941 | 181.5779 | 200.4463 | 222.3465 | 237.7722 | 255.9185 | 272.173 | 349.3498 | 389.0715 | 447.974 | 474.7568 | 488.0991 | 497.513 | 505.4526 | 513.9217 | 524.2135 | 535.0676 | 545.4484
VIC1 | Behind the meter battery pump | 115.7393 | 131.9635 | 134.0108 | 154.2941 | 181.5779 | 200.4463 | 222.3465 | 237.7722 | 255.9185 | 272.173 | 349.3498 | 389.0715 | 447.974 | 474.7568 | 488.0991 | 497.513 | 505.4526 | 513.9217 | 524.2135 | 535.0676 | 545.4484
Region | Technology | 2021-22 | 2022-23 | 2023-24 | 2024-25 | 2025-26 | 2026-27 | 2027-28 | 2028-29 | 2029-30 | 2030-31 | 2031-32 | 2032-33 | 2033-34 | 2034-35 | 2035-36 | 2036-37 | 2037-38 | 2038-39 | 2039-40 | 2040-41 | 2041-42
SA1 | Distributed PV | 1673.4667 | 1732.8694 | 1772.1978 | 1795.6398 | 1822.1359 | 1849.3844 | 1879.1234 | 1926.8971 | 1963.3836 | 1998.2747 | 2035.4872 | 2084.6971 | 2122.6241 | 2158.9148 | 2197.706 | 2248.5938 | 2288.0676 | 2325.98 | 2366.3689 | 2418.8952 | 2460.0783
SA1 | Behind the meter battery | 103.8777 | 144.6948 | 151.6093 | 158.568 | 166.1892 | 178.8479 | 189.3883 | 197.3464 | 202.0985 | 207.7729 | 213.7084 | 219.9022 | 227.0097 | 234.0225 | 239.1948 | 243.9355 | 248.5752 | 253.4013 | 258.592 | 263.8861 | 269.1748
SA1 | Behind the meter battery pump | 103.8777 | 144.6948 | 151.6093 | 158.568 | 166.1892 | 178.8479 | 189.3883 | 197.3464 | 202.0985 | 207.7729 | 213.7084 | 219.9022 | 227.0097 | 234.0225 | 239.1948 | 243.9355 | 248.5752 | 253.4013 | 258.592 | 263.8861 | 269.1748
Region | Technology | 2021-22 | 2022-23 | 2023-24 | 2024-25 | 2025-26 | 2026-27 | 2027-28 | 2028-29 | 2029-30 | 2030-31 | 2031-32 | 2032-33 | 2033-34 | 2034-35 | 2035-36 | 2036-37 | 2037-38 | 2038-39 | 2039-40 | 2040-41 | 2041-42
TAS1 | Distributed PV | 184.446 | 188.6279 | 191.8675 | 195.9237 | 198.0401 | 201.6287 | 204.0771 | 206.3336 | 208.6153 | 211.1944 | 213.9334 | 218.7025 | 221.2929 | 223.9783 | 226.886 | 231.8473 | 234.6604 | 237.482 | 240.5874 | 245.7697 | 248.7962
TAS1 | Behind the meter battery | 13.485 | 13.5484 | 13.4243 | 15.4175 | 17.668 | 20.1927 | 22.6929 | 23.9348 | 25.3896 | 26.5881 | 32.762 | 34.5616 | 37.977 | 39.7089 | 40.1412 | 40.2354 | 40.2243 | 40.2162 | 40.3488 | 40.5113 | 40.6232
TAS1 | Behind the meter battery pump | 13.485 | 13.5484 | 13.4243 | 15.4175 | 17.668 | 20.1927 | 22.6929 | 23.9348 | 25.3896 | 26.5881 | 32.762 | 34.5616 | 37.977 | 39.7089 | 40.1412 | 40.2354 | 40.2243 | 40.2162 | 40.3488 | 40.5113 | 40.6232
Ernst & Young’s liability is limited by a scheme approved under Professional Standards Legislation

## M31_34_VOM Cost
VOM cost by technology ($000s) - Marinus 1500MW M31_34, Slow Change Scenario
VOM | Real June 2019 dollars discounted to 1 July 2019
Explicitly modelled generation
Region | Technology | 2021-22 | 2022-23 | 2023-24 | 2024-25 | 2025-26 | 2026-27 | 2027-28 | 2028-29 | 2029-30 | 2030-31 | 2031-32 | 2032-33 | 2033-34 | 2034-35 | 2035-36 | 2036-37 | 2037-38 | 2038-39 | 2039-40 | 2040-41 | 2041-42
NEM | Black Coal | 280923.1641 | 254363.1782 | 236959.2358 | 214142.0273 | 197563.8923 | 178972.8232 | 166598.4471 | 157185.7987 | 117856.1368 | 109849.4049 | 95640.5988 | 92803.9672 | 86871.3405 | 78992.0315 | 72075.2228 | 68223.7552 | 66631.4129 | 62320.6877 | 57050.1741 | 51449.8165 | 48053.6641
NEM | Brown Coal | 89614.5121 | 76183.519 | 78160.287 | 75534.591 | 68044.4275 | 61604.8273 | 55316.6643 | 51827.5823 | 44891.7715 | 40259.8074 | 31079.7071 | 28181.8427 | 25658.7883 | 24782.3811 | 22675.3586 | 21724.6779 | 20172.9817 | 19307.6271 | 17679.9048 | 16628.6471 | 16513.5302
NEM | CCGT | 13841.8681 | 12844.0027 | 9934.3044 | 8464.8741 | 7809.6852 | 7240.9576 | 6712.749 | 6239.2907 | 5763.3087 | 5341.2102 | 4955.3478 | 4605.4897 | 4283.405 | 3946.4502 | 3661.4185 | 3306.3739 | 2604.5828 | 2417.0217 | 2686.2248 | 1764.2516 | 2433.1329
NEM | Gas - Steam | 2034.8198 | 1540.5981 | 1551.5291 | 481.38 | 440.7217 | 411.0961 | 381.4641 | 356.9756 | 328.6733 | 302.9453 | 280.0836 | 263.4822 | 243.9341 | 223.7247 | 156.3359 | 144.0265 | 138.392 | 127.4487 | 114.5712 | 105.273 | 96.7956
NEM | OCGT / Diesel | 173.4666 | 206.0501 | 502.8983 | 1.4006 | 8.6656e-05 | 6.1051 | 14.7083 | 28.6758 | 25.4165 | 8.9602 | 5.7708 | 92.9204 | 20.7484 | 16.8985 | 78.3515 | 122.416 | 297.9616 | 261.0641 | 434.1458 | 150.2332 | 159.4484
NEM | Hydro | 78558.3768 | 76009.8543 | 66395.0945 | 69206.717 | 65753.4983 | 45251.1307 | 39191.0945 | 42291.9362 | 33684.77 | 28673.414 | 36130.06 | 33590.1796 | 33422.2457 | 33280.5215 | 29679.4401 | 26702.2675 | 29268.7916 | 25108.0933 | 22645.0769 | 19203.6767 | 18959.6321
NEM | Wind | 59645.538 | 60650.0695 | 52013.6188 | 50525.3089 | 48988.1325 | 47876.8752 | 45167.9486 | 38122.7061 | 35775.452 | 33038.5751 | 34583.6118 | 29708.9278 | 27477.0006 | 26309.9541 | 25468.3978 | 23807.0616 | 19865.0399 | 17626.8161 | 16116.2811 | 16531.3685 | 14078.4
NEM | Solar PV | 126.4782 | 122.628 | 115.497 | 102.6286 | 91.4083 | 90.2308 | 84.1325 | 69.3518 | 68.4239 | 65.7569 | 61.9395 | 58.1055 | 51.6912 | 46.0672 | 45.6648 | 41.7536 | 34.5003 | 33.6598 | 32.9089 | 31.2235 | 29.3344
NEM | LS Battery | 1.1305 | 1.1204 | 1.1245 | 1.1482 | 0.96023 | 0.93771 | 0.96027 | 0.84537 | 0.76793 | 0.73757 | 0.69763 | 0.66624 | 0.5056 | 0.38524 | 0.39721 | 0.4869 | 0.5764 | 0.54111 | 0.50305 | 0.97027 | 0.90727
NEM | Pumped Hydro | 444.0346 | 661.3443 | 268.5191 | 349.6653 | 34.3735 | 54.0076 | 88.3037 | 51.1787 | 431.5025 | 645.772 | 761.7697 | 543.3492 | 433.5479 | 522.9111 | 421.5316 | 745.7621 | 1027.6061 | 1324.5009 | 1341.3399 | 680.4894 | 1075.9117
NEM | VPP | 0.09988 | 0.136 | 0.14801 | 0.19806 | 0.21844 | 0.27421 | 0.34644 | 0.34244 | 0.35241 | 0.3681 | 0.42113 | 0.47243 | 0.50595 | 0.49164 | 0.50618 | 0.48797 | 0.42547 | 0.41861 | 0.39975 | 0.36154 | 0.33687
Total excluding storage |  | 524918.2237 | 481919.8999 | 445632.465 | 418458.9275 | 388691.7659 | 341454.0461 | 313467.2084 | 296122.3172 | 238393.9528 | 217540.0741 | 202737.1194 | 189304.915 | 178029.1537 | 167598.0288 | 153840.1899 | 144072.3322 | 139013.6629 | 127202.4184 | 116759.2876 | 105864.4901 | 100323.9377
Region | Technology | 2021-22 | 2022-23 | 2023-24 | 2024-25 | 2025-26 | 2026-27 | 2027-28 | 2028-29 | 2029-30 | 2030-31 | 2031-32 | 2032-33 | 2033-34 | 2034-35 | 2035-36 | 2036-37 | 2037-38 | 2038-39 | 2039-40 | 2040-41 | 2041-42
NSW1 | Black Coal | 142777.4701 | 121090.244 | 101257.0423 | 89195.6758 | 80876.9075 | 71648.3668 | 66713.3737 | 65219.5541 | 45540.8088 | 42815.8017 | 38817.3753 | 33462.8178 | 31356.9946 | 28370.5965 | 27665.6782 | 25871.2067 | 26528.9128 | 24598.7964 | 22858.9477 | 20424.1115 | 19569.1799
NSW1 | Brown Coal | 0 | 0 | 0 | 0 | 0 | 0 | 0 | 0 | 0 | 0 | 0 | 0 | 0 | 0 | 0 | 0 | 0 | 0 | 0 | 0 | 0
NSW1 | CCGT | 201.1284 | 188.1359 | 520.9683 | 305.6932 | 280.4199 | 259.5069 | 241.2767 | 223.6288 | 206.9979 | 191.4626 | 178.9035 | 174.2701 | 162.4501 | 143.6959 | 134.5485 | 131.4918 | 125.535 | 181.6357 | 373.2809 | 99.3131 | 174.7192
NSW1 | Gas - Steam | 0 | 0 | 0 | 0 | 0 | 0 | 0 | 0 | 0 | 0 | 0 | 0 | 0 | 0 | 0 | 0 | 0 | 0 | 0 | 0 | 0
NSW1 | OCGT / Diesel | 1.2615e-05 | 1.2654e-05 | 1.3026e-05 | 0.8229 | 1.2831e-05 | 1.2777e-05 | 1.2823e-05 | 1.2948e-05 | 1.2496e-05 | 1.2601e-05 | 1.234e-05 | 64.322 | 14.4893 | 14.3206 | 16.6234 | 75.2104 | 96.081 | 46.6139 | 46.7772 | 52.4048 | 38.7159
NSW1 | Hydro | 12422.192 | 11342.7527 | 9219.2465 | 11243.8232 | 10501.5853 | 9061.0983 | 7960.1042 | 10693.609 | 7626.5397 | 6179.0039 | 5458.4258 | 4458.5184 | 5356.836 | 4936.9805 | 4464.2869 | 4039.7507 | 5128.0132 | 3961.6789 | 3343.9107 | 2578.3682 | 2626.5247
NSW1 | Wind | 13585.8178 | 14717.6465 | 12934.6569 | 11808.9706 | 11399.2887 | 11186.6718 | 10322.2047 | 7834.335 | 6807.7088 | 6839.077 | 7430.9423 | 6503.1651 | 5956.3592 | 5735.0222 | 5655.2446 | 5116.0571 | 3392.4795 | 2568.3866 | 2565.6596 | 3227.6479 | 2770.7388
NSW1 | Solar PV | 46.9633 | 46.5192 | 43.3743 | 38.6983 | 34.0874 | 34.2361 | 31.9266 | 26.8088 | 25.7285 | 25.0517 | 23.5006 | 21.8375 | 19.5042 | 17.1944 | 17.2973 | 16.3412 | 13.7315 | 12.827 | 13.0072 | 12.2607 | 11.3807
NSW1 | LS Battery | 3.2144e-09 | 3.0035e-09 | 2.7627e-09 | 2.5805e-09 | 2.407e-09 | 3.0601e-09 | 3.7518e-09 | 3.9526e-09 | 3.8089e-09 | 6.3583e-09 | 6.1407e-09 | 5.3808e-09 | 5.1196e-09 | 4.8797e-09 | 4.6052e-09 | 8.3558e-08 | 7.5489e-08 | 6.9977e-08 | 6.5446e-08 | 0.22786 | 0.20726
NSW1 | Pumped Hydro | 212.1548 | 344.7018 | 162.3758 | 173.1982 | 23.0547 | 25.3297 | 30.7767 | 17.104 | 107.4849 | 152.0646 | 162.0026 | 66.2623 | 46.9603 | 57.6042 | 58.0542 | 83.1268 | 46.5214 | 100.1959 | 182.4167 | 86.2099 | 124.1038
NSW1 | VPP | 0.050449 | 0.062497 | 0.06031 | 0.076898 | 0.089822 | 0.11782 | 0.13944 | 0.13422 | 0.13001 | 0.13949 | 0.14413 | 0.17506 | 0.19095 | 0.1755 | 0.18149 | 0.18103 | 0.16351 | 0.15837 | 0.14687 | 0.13661 | 0.12277
Total excluding storage |  | 169033.5717 | 147385.2983 | 123975.2884 | 112593.6841 | 103092.2888 | 92189.8799 | 85268.8859 | 83997.9357 | 60207.7838 | 56050.3969 | 51909.1475 | 44684.9309 | 42866.6333 | 39217.8101 | 37953.6789 | 35250.0578 | 35284.7531 | 31369.9385 | 29201.5832 | 26394.1061 | 25191.2592
Region | Technology | 2021-22 | 2022-23 | 2023-24 | 2024-25 | 2025-26 | 2026-27 | 2027-28 | 2028-29 | 2029-30 | 2030-31 | 2031-32 | 2032-33 | 2033-34 | 2034-35 | 2035-36 | 2036-37 | 2037-38 | 2038-39 | 2039-40 | 2040-41 | 2041-42
QLD1 | Black Coal | 138145.694 | 133272.9342 | 135702.1935 | 124946.3515 | 116686.9848 | 107324.4564 | 99885.0734 | 91966.2447 | 72315.328 | 67033.6032 | 56823.2235 | 59341.1493 | 55514.3459 | 50621.4349 | 44409.5446 | 42352.5485 | 40102.5001 | 37721.8913 | 34191.2264 | 31025.705 | 28484.4842
QLD1 | Brown Coal | 0 | 0 | 0 | 0 | 0 | 0 | 0 | 0 | 0 | 0 | 0 | 0 | 0 | 0 | 0 | 0 | 0 | 0 | 0 | 0 | 0
QLD1 | CCGT | 6842.6841 | 6376.0948 | 6547.5778 | 5917.2026 | 5470.9984 | 5074.8811 | 4702.7364 | 4368.5814 | 4035.3725 | 3748.3764 | 3473.5524 | 3224.1235 | 2988.0039 | 2769.2148 | 2564.0262 | 2278.0883 | 2467.0654 | 2203.8699 | 2019.6958 | 1660.6424 | 2080.4349
QLD1 | Gas - Steam | 224.3627 | 211.5483 | 387.6567 | 356.7713 | 327.1024 | 305.203 | 282.2887 | 262.9711 | 240.2272 | 223.6092 | 206.6603 | 194.6918 | 180.3029 | 166.9793 | 153.3762 | 142.0206 | 131.9582 | 122.8956 | 114.5712 | 105.273 | 96.7956
QLD1 | OCGT / Diesel | 1.9799e-05 | 1.9701e-05 | 1.9382e-05 | 1.8764e-05 | 1.8769e-05 | 1.8784e-05 | 1.8777e-05 | 2.5081 | 1.8274e-05 | 1.8201e-05 | 1.8291e-05 | 1.8575e-05 | 1.8644e-05 | 1.1603e-05 | 5.3608 | 7.6683 | 61.4555 | 21.6502 | 34.947 | 28.983 | 30.0419
QLD1 | Hydro | 4064.414 | 3751.1954 | 3464.1824 | 3180.8546 | 2930.9275 | 2707.9598 | 2503.9113 | 2297.9115 | 2119.766 | 1952.6384 | 1805.9187 | 1659.5698 | 1529.6219 | 1408.1234 | 1303.0665 | 1193.3384 | 415.6812 | 382.5631 | 351.5826 | 324.6947 | 299.1772
QLD1 | Wind | 4780.8885 | 4098.4353 | 3744.2392 | 3073.9043 | 3487.7943 | 3257.6138 | 3238.4888 | 2805.9463 | 2533.3644 | 2387.8991 | 2049.2033 | 1851.9083 | 1516.8822 | 1707.2661 | 1639.849 | 1622.5832 | 1414.4481 | 1286.8125 | 1760.4845 | 1529.3496 | 1375.4991
QLD1 | Solar PV | 50.2423 | 49.0535 | 46.184 | 40.9537 | 37.0439 | 36.2698 | 33.506 | 26.289 | 27.0293 | 25.976 | 24.784 | 23.2139 | 20.6063 | 18.6453 | 18.3317 | 15.9629 | 12.2242 | 12.6097 | 12.1444 | 11.5293 | 10.8498
QLD1 | LS Battery | 0.22559 | 0.21288 | 0.19045 | 0.17225 | 0.14586 | 0.14152 | 0.12898 | 0.13777 | 0.11851 | 0.11308 | 0.10747 | 0.097376 | 0.088933 | 0.078422 | 0.086848 | 0.083232 | 0.078623 | 0.072601 | 0.067211 | 0.071223 | 0.064329
QLD1 | Pumped Hydro | 231.8797 | 316.6424 | 106.1433 | 176.4671 | 11.3188 | 28.6779 | 57.527 | 34.0747 | 324.0176 | 493.7074 | 599.7671 | 476.9743 | 386.4449 | 465.1942 | 363.3498 | 662.5295 | 980.7346 | 1223.9534 | 1158.5569 | 593.9731 | 951.5402
QLD1 | VPP | 0.014322 | 0.016603 | 0.018455 | 0.022705 | 0.029705 | 0.036318 | 0.044623 | 0.04759 | 0.048956 | 0.047806 | 0.059388 | 0.063369 | 0.065359 | 0.06213 | 0.072287 | 0.072652 | 0.072342 | 0.070342 | 0.066864 | 0.061763 | 0.056405
Total excluding storage |  | 154108.2855 | 147759.2615 | 149892.0336 | 137516.0381 | 128940.8514 | 118706.3839 | 110646.0046 | 101730.452 | 81271.0873 | 75372.1023 | 64383.3422 | 66294.6567 | 61749.7633 | 56691.6638 | 50093.5551 | 47612.2103 | 44605.3327 | 41752.2924 | 38484.6518 | 34686.177 | 32377.2828
Region | Technology | 2021-22 | 2022-23 | 2023-24 | 2024-25 | 2025-26 | 2026-27 | 2027-28 | 2028-29 | 2029-30 | 2030-31 | 2031-32 | 2032-33 | 2033-34 | 2034-35 | 2035-36 | 2036-37 | 2037-38 | 2038-39 | 2039-40 | 2040-41 | 2041-42
VIC1 | Black Coal | 0 | 0 | 0 | 0 | 0 | 0 | 0 | 0 | 0 | 0 | 0 | 0 | 0 | 0 | 0 | 0 | 0 | 0 | 0 | 0 | 0
VIC1 | Brown Coal | 89614.5121 | 76183.519 | 78160.287 | 75534.591 | 68044.4275 | 61604.8273 | 55316.6643 | 51827.5823 | 44891.7715 | 40259.8074 | 31079.7071 | 28181.8427 | 25658.7883 | 24782.3811 | 22675.3586 | 21724.6779 | 20172.9817 | 19307.6271 | 17679.9048 | 16628.6471 | 16513.5302
VIC1 | CCGT | 7.4911e-06 | 7.3829e-06 | 7.3254e-06 | 7.5104e-06 | 7.1749e-06 | 7.1655e-06 | 7.4558e-06 | 7.6625e-06 | 8.0418e-06 | 8.4781e-06 | 8.91e-06 | 1.4887e-05 | 1.5456e-05 | 1.4352e-05 | 1.5236e-05 | 1.4438e-05 | 1.902e-05 | 1.8473e-05 | 2.3333e-05 | 2.0179e-05 | 2.0142e-05
VIC1 | Gas - Steam | 4.124 | 4.2447 | 11.3035 | 9.0434e-07 | 8.5189e-07 | 0.67082 | 2.077 | 3.0729 | 4.6786 | 2.1888 | 1.0957 | 2.5316 | 0.77619 | 1.1506e-06 | 2.9597 | 2.0059 | 6.4338 | 4.5531 | 0 | 0 | 0
VIC1 | OCGT / Diesel | 15.3231 | 1.1334 | 50.2212 | 2.1361e-05 | 2.0268e-05 | 2.0298e-05 | 4.4345 | 12.1259 | 9.6262 | 0.98844 | 1.0389 | 13.0618 | 2.5159 | 2.6522e-05 | 11.6489 | 8.3976 | 56.3291 | 102.5094 | 200.3899 | 24.8861 | 23.9824
VIC1 | Hydro | 16299.3655 | 14943.1643 | 12650.3248 | 14257.3226 | 13609.7787 | 11884.6075 | 11008.5014 | 12884.6708 | 9930.2596 | 7933.4305 | 7384.998 | 6181.1069 | 7029.8649 | 6668.5406 | 5840.0639 | 5395.423 | 6226.1419 | 4785.2849 | 3869.8348 | 3532.3813 | 2974.9053
VIC1 | Wind | 23849.0277 | 24616.377 | 19607.5874 | 18808.6948 | 17400.8836 | 16470.0131 | 15157.0419 | 12686.3108 | 12387.954 | 11081.5023 | 11746.9136 | 9527.9447 | 9125.2823 | 8639.8366 | 8572.9429 | 8223.3561 | 6919.2868 | 6288.2203 | 5651.9218 | 5531.2624 | 4490.7405
VIC1 | Solar PV | 21.9528 | 20.244 | 19.5237 | 17.309 | 15.1583 | 14.8651 | 14.053 | 12.1667 | 11.7182 | 11.0368 | 10.2143 | 9.8227 | 8.7224 | 7.6452 | 7.4982 | 7.0352 | 6.1403 | 5.9027 | 5.5871 | 5.1429 | 4.9583
VIC1 | LS Battery | 0.1867 | 0.20089 | 0.18032 | 0.27179 | 0.16375 | 0.17962 | 0.241 | 0.20266 | 0.19158 | 0.18462 | 0.1825 | 0.17481 | 0.034414 | 0.032202 | 0.030106 | 0.027621 | 0.019692 | 0.019518 | 0.018748 | 0.10246 | 0.095565
VIC1 | Pumped Hydro | 0 | 0 | 3.038e-09 | 3.0826e-09 | 3.0065e-09 | 3.0579e-09 | 3.2094e-09 | 3.3228e-09 | 3.7134e-09 | 4.1595e-09 | 5.8248e-09 | 0.11261 | 0.14274 | 0.11266 | 0.12767 | 0.1058 | 0.35016 | 0.35158 | 0.36628 | 0.30643 | 0.26768
VIC1 | VPP | 0.013618 | 0.021618 | 0.023313 | 0.046901 | 0.038964 | 0.051 | 0.085995 | 0.084799 | 0.09448 | 0.099566 | 0.13436 | 0.14953 | 0.16491 | 0.1698 | 0.16918 | 0.15799 | 0.12235 | 0.12489 | 0.12309 | 0.10844 | 0.10485
Total excluding storage |  | 129804.3052 | 115768.6824 | 110499.2476 | 108617.9174 | 99070.2483 | 89974.9839 | 81502.772 | 77425.9294 | 67236.0081 | 59288.9542 | 50223.9678 | 43916.3104 | 41825.95 | 40098.4036 | 37110.4721 | 35360.8957 | 33387.3137 | 30494.0974 | 27407.6384 | 25722.3199 | 24008.1168
Region | Technology | 2021-22 | 2022-23 | 2023-24 | 2024-25 | 2025-26 | 2026-27 | 2027-28 | 2028-29 | 2029-30 | 2030-31 | 2031-32 | 2032-33 | 2033-34 | 2034-35 | 2035-36 | 2036-37 | 2037-38 | 2038-39 | 2039-40 | 2040-41 | 2041-42
SA1 | Black Coal | 0 | 0 | 0 | 0 | 0 | 0 | 0 | 0 | 0 | 0 | 0 | 0 | 0 | 0 | 0 | 0 | 0 | 0 | 0 | 0 | 0
SA1 | Brown Coal | 0 | 0 | 0 | 0 | 0 | 0 | 0 | 0 | 0 | 0 | 0 | 0 | 0 | 0 | 0 | 0 | 0 | 0 | 0 | 0 | 0
SA1 | CCGT | 6798.0556 | 6279.772 | 2865.7583 | 2241.9782 | 2058.2669 | 1906.5696 | 1768.736 | 1647.0805 | 1520.9382 | 1401.3712 | 1302.8918 | 1207.096 | 1132.951 | 1032.5906 | 959.1322 | 888.5708 | 1.7759e-05 | 1.7291e-05 | 1.6742e-05 | 1.6876e-05 | 1.7074e-05
SA1 | Gas - Steam | 1806.3331 | 1324.8051 | 1152.5689 | 124.6086 | 113.6192 | 105.2223 | 97.0985 | 90.9316 | 83.7674 | 77.1473 | 72.3276 | 66.2588 | 62.8549 | 56.7454 | 0 | 0 | 0 | 0 | 0 | 0 | 0
SA1 | OCGT / Diesel | 158.1434 | 204.9166 | 452.6771 | 0.57769 | 2.7328e-05 | 6.105 | 10.2738 | 14.0418 | 15.7903 | 7.9718 | 4.7318 | 15.5366 | 3.7432 | 2.5778 | 44.7183 | 31.1397 | 81.9026 | 90.2906 | 152.0316 | 43.7486 | 65.9692
SA1 | Hydro | 0 | 0 | 0 | 0 | 0 | 0 | 0 | 0 | 0 | 0 | 0 | 0 | 0 | 0 | 0 | 0 | 0 | 0 | 0 | 0 | 0
SA1 | Wind | 13433.7485 | 13000.3333 | 10935.1066 | 11438.2883 | 10318.7559 | 10619.0829 | 9787.466 | 8379.9682 | 7609.4405 | 6717.92 | 6594.7563 | 5481.2007 | 4646.8478 | 4189.2932 | 3856.9007 | 3173.659 | 2696.4798 | 2350.8163 | 1593.7729 | 1630.29 | 1399.6534
SA1 | Solar PV | 7.3198 | 6.8113 | 6.415 | 5.6676 | 5.1188 | 4.8598 | 4.6468 | 4.0874 | 3.9479 | 3.6924 | 3.4406 | 3.2314 | 2.8583 | 2.5823 | 2.4549 | 2.34 | 2.3346 | 2.2516 | 2.1072 | 2.2333 | 2.0919
SA1 | LS Battery | 0.71825 | 0.70668 | 0.75378 | 0.70416 | 0.65062 | 0.61658 | 0.59029 | 0.50494 | 0.45784 | 0.43987 | 0.40765 | 0.39406 | 0.38225 | 0.27462 | 0.28026 | 0.37604 | 0.47809 | 0.449 | 0.41709 | 0.56872 | 0.54012
SA1 | Pumped Hydro | 0 | 0 | 2.2556e-09 | 2.0572e-09 | 1.9992e-09 | 2.0244e-09 | 2.0423e-09 | 2.0278e-09 | 2.0478e-09 | 2.0601e-09 | 2.0779e-09 | 2.0868e-09 | 2.06e-09 | 2.0425e-09 | 2.7924e-09 | 2.7931e-09 | 3.4193e-09 | 3.1618e-09 | 2.9495e-09 | 3.5611e-09 | 3.2417e-09
SA1 | VPP | 0.0208 | 0.03398 | 0.044695 | 0.050553 | 0.057563 | 0.065351 | 0.071457 | 0.070431 | 0.073401 | 0.075675 | 0.075571 | 0.077981 | 0.07717 | 0.07504 | 0.073791 | 0.067745 | 0.059843 | 0.057687 | 0.056036 | 0.049163 | 0.046949
Total excluding storage |  | 22203.6005 | 20816.6384 | 15412.5258 | 13811.1205 | 12495.7608 | 12641.8396 | 11668.2211 | 10136.1095 | 9233.8843 | 8208.1026 | 7978.1481 | 6773.3234 | 5849.2553 | 5283.7894 | 4863.2061 | 4095.7095 | 2780.717 | 2443.3585 | 1747.9118 | 1676.272 | 1467.7145
Region | Technology | 2021-22 | 2022-23 | 2023-24 | 2024-25 | 2025-26 | 2026-27 | 2027-28 | 2028-29 | 2029-30 | 2030-31 | 2031-32 | 2032-33 | 2033-34 | 2034-35 | 2035-36 | 2036-37 | 2037-38 | 2038-39 | 2039-40 | 2040-41 | 2041-42
TAS1 | Black Coal | 0 | 0 | 0 | 0 | 0 | 0 | 0 | 0 | 0 | 0 | 0 | 0 | 0 | 0 | 0 | 0 | 0 | 0 | 0 | 0 | 0
TAS1 | Brown Coal | 0 | 0 | 0 | 0 | 0 | 0 | 0 | 0 | 0 | 0 | 0 | 0 | 0 | 0 | 0 | 0 | 0 | 0 | 0 | 0 | 0
TAS1 | CCGT | 1.0536e-05 | 1.0333e-05 | 1.0269e-05 | 1.0029e-05 | 9.5854e-06 | 9.5236e-06 | 9.5334e-06 | 9.5256e-06 | 9.5242e-06 | 9.5121e-06 | 9.5761e-06 | 9.5731e-06 | 9.756e-06 | 0.94892 | 3.7116 | 8.2231 | 11.9824 | 31.516 | 293.2482 | 4.2961 | 177.9787
TAS1 | Gas - Steam | 0 | 0 | 0 | 0 | 0 | 0 | 0 | 0 | 0 | 0 | 0 | 0 | 0 | 0 | 0 | 0 | 0 | 0 | 0 | 0 | 0
TAS1 | OCGT / Diesel | 8.3035e-06 | 8.0804e-06 | 7.9818e-06 | 7.8503e-06 | 7.46e-06 | 7.5834e-06 | 7.588e-06 | 7.482e-06 | 7.3891e-06 | 7.5726e-06 | 7.6052e-06 | 7.5417e-06 | 7.6806e-06 | 8.3041e-06 | 8.5868e-06 | 8.8e-06 | 2.1934 | 1.0262e-05 | 1.1171e-05 | 0.21071 | 0.73905
TAS1 | Hydro | 45772.4053 | 45972.7419 | 41061.3408 | 40524.7166 | 38711.2068 | 21597.4651 | 17718.5776 | 16415.7448 | 14008.2048 | 12608.3413 | 21480.7176 | 21290.9846 | 19505.9229 | 20266.877 | 18072.0228 | 16073.7553 | 17498.9553 | 15978.5665 | 15079.7488 | 12768.2325 | 13059.0249
TAS1 | Wind | 3996.0554 | 4217.2774 | 4792.0287 | 5395.4508 | 6381.4099 | 6343.4936 | 6662.7472 | 6416.1458 | 6436.9845 | 6012.1767 | 6761.7963 | 6344.709 | 6231.6289 | 6038.536 | 5743.4606 | 5671.4061 | 5442.3458 | 5132.5805 | 4544.4423 | 4612.8186 | 4041.7681
TAS1 | Solar PV | 1.8837e-10 | 1.963e-10 | 2.9108e-10 | 3.9411e-10 | 1.281e-09 | 1.7074e-09 | 1.7787e-09 | 1.6343e-09 | 1.5971e-09 | 1.4294e-09 | 1.2948e-09 | 1.1973e-09 | 1.1456e-09 | 9.0332e-09 | 0.082733 | 0.074283 | 0.069725 | 0.068707 | 0.062979 | 0.057197 | 0.053659
TAS1 | LS Battery | 3.515e-09 | 3.3071e-09 | 3.0675e-09 | 2.8457e-09 | 2.7121e-09 | 3.7144e-09 | 4.7291e-09 | 5.0848e-09 | 4.7332e-09 | 8.3195e-09 | 7.7476e-09 | 7.1873e-09 | 6.6057e-09 | 6.118e-09 | 6.1142e-09 | 6.2204e-09 | 7.5848e-09 | 7.0828e-09 | 6.548e-09 | 6.4722e-09 | 6.5162e-09
TAS1 | Pumped Hydro | 0 | 0 | 7.7039e-09 | 7.615e-09 | 7.9759e-09 | 8.47e-09 | 8.5917e-09 | 8.5824e-09 | 8.6457e-09 | 8.6724e-09 | 8.6933e-09 | 8.6659e-09 | 8.7622e-09 | 1.0967e-08 | 1.1961e-08 | 1.337e-08 | 2.406e-08 | 2.3002e-08 | 2.3671e-08 | 2.2235e-08 | 3.0586e-08
TAS1 | VPP | 0.00069208 | 0.0013015 | 0.0012351 | 0.00099972 | 0.0023845 | 0.0037246 | 0.0049281 | 0.0054014 | 0.0055623 | 0.0055606 | 0.0076813 | 0.0064834 | 0.0075645 | 0.0091674 | 0.0094334 | 0.0085456 | 0.0074209 | 0.0073151 | 0.0068957 | 0.0055651 | 0.0058887
Total excluding storage |  | 49768.4607 | 50190.0193 | 45853.3695 | 45920.1674 | 45092.6167 | 27940.9587 | 24381.3248 | 22831.8907 | 20445.1893 | 18620.518 | 28242.5138 | 27635.6936 | 25737.5518 | 26306.3619 | 23819.2778 | 21753.4588 | 22955.5465 | 21142.7317 | 19917.5022 | 17385.6151 | 17279.5644
Explicitly modelled pumping
Region | Technology | 2021-22 | 2022-23 | 2023-24 | 2024-25 | 2025-26 | 2026-27 | 2027-28 | 2028-29 | 2029-30 | 2030-31 | 2031-32 | 2032-33 | 2033-34 | 2034-35 | 2035-36 | 2036-37 | 2037-38 | 2038-39 | 2039-40 | 2040-41 | 2041-42
NEM | LS Battery pump | 1.3913 | 1.3866 | 1.3861 | 1.4188 | 1.1864 | 1.155 | 1.1879 | 1.0414 | 0.9499 | 0.90886 | 0.8629 | 0.82211 | 0.62312 | 0.47593 | 0.43494 | 0.36106 | 0.31739 | 0.29994 | 0.27877 | 0.2294 | 0.22019
NEM | Pumped Hydro Pump | 1479.0784 | 2357.6562 | 1119.1798 | 1109.8862 | 132.8431 | 107.1881 | 234.4651 | 70.8722 | 1183.6905 | 1671.9665 | 1931.8205 | 1136.9283 | 813.9258 | 1022.8009 | 846.3737 | 1579.8907 | 1609.1413 | 2374.941 | 2738.02 | 1478.0865 | 2228.4268
NEM | VPP pump | 0.11751 | 0.16033 | 0.17404 | 0.23294 | 0.25741 | 0.32208 | 0.40827 | 0.40223 | 0.4153 | 0.43241 | 0.49648 | 0.55534 | 0.59477 | 0.57864 | 0.59532 | 0.57414 | 0.50059 | 0.49283 | 0.46996 | 0.42606 | 0.39566
Region | Technology | 2021-22 | 2022-23 | 2023-24 | 2024-25 | 2025-26 | 2026-27 | 2027-28 | 2028-29 | 2029-30 | 2030-31 | 2031-32 | 2032-33 | 2033-34 | 2034-35 | 2035-36 | 2036-37 | 2037-38 | 2038-39 | 2039-40 | 2040-41 | 2041-42
NSW1 | LS Battery pump | 0 | 0 | 0 | 0 | 0 | 0 | 0 | 0 | 0 | 0 | 0 | 0 | 0 | 0 | 0 | 0 | 0 | 0 | 0 | 0 | 0
NSW1 | Pumped Hydro Pump | 1155.8348 | 1887.7344 | 968.2855 | 871.1854 | 118.3251 | 65.0341 | 141.324 | 33.2862 | 719.6261 | 959.2279 | 1074.3653 | 463.7995 | 257.5914 | 355.3051 | 333.8596 | 631.0101 | 210.1509 | 626.2999 | 1082.8116 | 629.408 | 868.9716
NSW1 | VPP pump | 0.059354 | 0.073659 | 0.070943 | 0.090356 | 0.10593 | 0.13837 | 0.16426 | 0.15771 | 0.15322 | 0.16386 | 0.17001 | 0.20554 | 0.22466 | 0.20649 | 0.21353 | 0.21299 | 0.19238 | 0.18633 | 0.1728 | 0.16102 | 0.14416
Region | Technology | 2021-22 | 2022-23 | 2023-24 | 2024-25 | 2025-26 | 2026-27 | 2027-28 | 2028-29 | 2029-30 | 2030-31 | 2031-32 | 2032-33 | 2033-34 | 2034-35 | 2035-36 | 2036-37 | 2037-38 | 2038-39 | 2039-40 | 2040-41 | 2041-42
QLD1 | LS Battery pump | 0.27769 | 0.26284 | 0.23514 | 0.21268 | 0.18066 | 0.17415 | 0.15937 | 0.16997 | 0.14632 | 0.13962 | 0.13282 | 0.1201 | 0.1098 | 0.097114 | 0.10694 | 0.10276 | 0.097072 | 0.089637 | 0.082982 | 0.074087 | 0.066983
QLD1 | Pumped Hydro Pump | 323.2436 | 469.9218 | 150.8944 | 238.7007 | 14.5179 | 42.1539 | 93.1411 | 37.586 | 464.0644 | 712.7386 | 857.4552 | 673.1288 | 556.3344 | 667.4958 | 512.5141 | 948.8806 | 1398.9904 | 1748.6411 | 1655.2084 | 848.6784 | 1359.4552
QLD1 | VPP pump | 0.01685 | 0.019535 | 0.021713 | 0.026714 | 0.035044 | 0.042635 | 0.052582 | 0.05591 | 0.057599 | 0.056246 | 0.069984 | 0.074445 | 0.076897 | 0.073295 | 0.084851 | 0.085482 | 0.085109 | 0.08276 | 0.078667 | 0.072666 | 0.066362
Region | Technology | 2021-22 | 2022-23 | 2023-24 | 2024-25 | 2025-26 | 2026-27 | 2027-28 | 2028-29 | 2029-30 | 2030-31 | 2031-32 | 2032-33 | 2033-34 | 2034-35 | 2035-36 | 2036-37 | 2037-38 | 2038-39 | 2039-40 | 2040-41 | 2041-42
VIC1 | LS Battery pump | 0.22947 | 0.24893 | 0.22257 | 0.33472 | 0.20258 | 0.22137 | 0.29816 | 0.24959 | 0.23702 | 0.22746 | 0.22578 | 0.21545 | 0.042404 | 0.039758 | 0.03717 | 0.034101 | 0.024312 | 0.024151 | 0.023093 | 0.016933 | 0.015881
VIC1 | Pumped Hydro Pump | 0 | 0 | 0 | 0 | 0 | 0 | 0 | 0 | 0 | 0 | 0 | 0 | 0 | 0 | 0 | 0 | 0 | 0 | 0 | 0 | 0
VIC1 | VPP pump | 0.016023 | 0.025522 | 0.02744 | 0.055083 | 0.045905 | 0.059943 | 0.10138 | 0.099568 | 0.11137 | 0.11693 | 0.15837 | 0.17595 | 0.1937 | 0.19977 | 0.19905 | 0.18589 | 0.14395 | 0.14724 | 0.14451 | 0.12787 | 0.12308
Region | Technology | 2021-22 | 2022-23 | 2023-24 | 2024-25 | 2025-26 | 2026-27 | 2027-28 | 2028-29 | 2029-30 | 2030-31 | 2031-32 | 2032-33 | 2033-34 | 2034-35 | 2035-36 | 2036-37 | 2037-38 | 2038-39 | 2039-40 | 2040-41 | 2041-42
SA1 | LS Battery pump | 0.88414 | 0.87479 | 0.92837 | 0.87136 | 0.80312 | 0.75946 | 0.73036 | 0.62186 | 0.56656 | 0.54178 | 0.5043 | 0.48656 | 0.47091 | 0.33905 | 0.29083 | 0.22419 | 0.19601 | 0.18615 | 0.17269 | 0.13838 | 0.13733
SA1 | Pumped Hydro Pump | 0 | 0 | 0 | 0 | 0 | 0 | 0 | 0 | 0 | 0 | 0 | 0 | 0 | 0 | 0 | 0 | 0 | 0 | 0 | 0 | 0
SA1 | VPP pump | 0.024472 | 0.040073 | 0.052492 | 0.059598 | 0.067737 | 0.076755 | 0.084233 | 0.082704 | 0.086542 | 0.088851 | 0.08905 | 0.09178 | 0.090622 | 0.088286 | 0.086817 | 0.079705 | 0.070445 | 0.067893 | 0.065871 | 0.057949 | 0.055133
Region | Technology | 2021-22 | 2022-23 | 2023-24 | 2024-25 | 2025-26 | 2026-27 | 2027-28 | 2028-29 | 2029-30 | 2030-31 | 2031-32 | 2032-33 | 2033-34 | 2034-35 | 2035-36 | 2036-37 | 2037-38 | 2038-39 | 2039-40 | 2040-41 | 2041-42
TAS1 | LS Battery pump | 0 | 0 | 0 | 0 | 0 | 0 | 0 | 0 | 0 | 0 | 0 | 0 | 0 | 0 | 0 | 0 | 0 | 0 | 0 | 0 | 0
TAS1 | Pumped Hydro Pump | 0 | 0 | 0 | 0 | 0 | 0 | 0 | 0 | 0 | 0 | 0 | 0 | 0 | 0 | 0 | 0 | 0 | 0 | 0 | 0 | 0
TAS1 | VPP pump | 0.00081442 | 0.00154 | 0.0014492 | 0.0011837 | 0.0027937 | 0.0043824 | 0.0058186 | 0.006335 | 0.0065562 | 0.006531 | 0.0090629 | 0.007631 | 0.00889 | 0.010798 | 0.01107 | 0.01008 | 0.0087052 | 0.0086066 | 0.0081132 | 0.0065595 | 0.0069166
Ernst & Young’s liability is limited by a scheme approved under Professional Standards Legislation

## M31_34_FOM Cost
FOM cost by technology ($000s) - Marinus 1500MW M31_34, Slow Change Scenario
FOM | Real June 2019 dollars discounted to 1 July 2019. For new entrant capacity, the FOM is incurred annually in modelling. For existing capacity, FOM is considered to be a sunk cost, since the fixed retirement dates are assumed to be the same in the Base Case and the case with Marinus Link. As such, early retirements are presented as an annual FOM saving, or negative cost, that continues until the assumed fixed date retirement.
Explicitly modelled generation
Region | Technology | 2021-22 | 2022-23 | 2023-24 | 2024-25 | 2025-26 | 2026-27 | 2027-28 | 2028-29 | 2029-30 | 2030-31 | 2031-32 | 2032-33 | 2033-34 | 2034-35 | 2035-36 | 2036-37 | 2037-38 | 2038-39 | 2039-40 | 2040-41 | 2041-42
NEM | Black Coal | 0 | -19933.7702 | -74091.9423 | -68472.4831 | -63459.2056 | -58812.98 | -54650.5737 | -68182.6053 | -94083.71 | -87195.2824 | -81024.1583 | -119210.2359 | -84587.893 | -78394.7106 | 282640.4505 | -9565.7145 | -6720.7684 | -67243.0258 | -48009.2839 | -44368.0484 | -41119.5999
NEM | Brown Coal | 0 | 0 | 0 | 0 | 0 | 0 | 0 | 0 | -23284.3986 | -43159.2188 | -61589.3385 | -76773.0399 | -71152.2012 | -65942.7257 | -61275.7216 | -56628.301 | -52482.2065 | -48639.6722 | -34287.5725 | -21604.7963 | -10011.473
NEM | CCGT | 1.0778e-05 | 9.9887e-06 | 9.2818e-06 | 8.5778e-06 | 7.9498e-06 | 7.3677e-06 | 6.8463e-06 | 6.327e-06 | 5.8638e-06 | 5.4345e-06 | 5.0499e-06 | 6.9322e-06 | 7.367e-06 | 6.8276e-06 | 7.9041e-06 | 1.0283e-05 | 1.5063e-05 | 1.4274e-05 | 1.5081e-05 | 1.6728e-05 | 1.5503e-05
NEM | Gas - Steam | 0 | 0 | 0 | 0 | 0 | 0 | 0 | 0 | 0 | 0 | 0 | 0 | 0 | 0 | 0 | 0 | 0 | 0 | 0 | 0 | 0
NEM | OCGT / Diesel | 5.241e-06 | 4.8573e-06 | 4.5135e-06 | 4.1712e-06 | 3.8658e-06 | 3.5827e-06 | 3.3292e-06 | 3.0767e-06 | 2.8514e-06 | 2.6426e-06 | 2.4556e-06 | 2.2694e-06 | 2.3801e-06 | 2.2058e-06 | 3.8455e-06 | 7.8257e-06 | 1.2362e-05 | 1.1457e-05 | 1.0646e-05 | 115.835 | 107.354
NEM | Hydro | 0 | 0 | 0 | 0 | 0 | 0 | 0 | 0 | 0 | 0 | 0 | 0 | 0 | 0 | 0 | 0 | 0 | 0 | 0 | 0 | 0
NEM | Wind | 0.00054997 | 0.0005097 | 3730.243 | 6894.6552 | 9588.1475 | 11900.379 | 13859.0594 | 15396.4025 | 16668.0978 | 17634.648 | 18421.9771 | 18934.045 | 19317.2565 | 19542.8535 | 18903.2678 | 19115.6632 | 19171.3484 | 18977.3195 | 20148.745 | 23938.6455 | 22185.955
NEM | Solar PV | 6.9922e-05 | 6.4802e-05 | 6.1675e-05 | 6.3407e-05 | 0.00011692 | 0.00011799 | 0.00011288 | 0.00010432 | 9.6682e-05 | 0.00011287 | 0.00010488 | 0.00011838 | 0.00014023 | 0.00021424 | 689.8333 | 2310.6113 | 3806.8952 | 6979.4652 | 9524.8523 | 10740.7354 | 10056.031
NEM | LS Battery | 3.3331e-05 | 3.089e-05 | 2.8704e-05 | 2.6527e-05 | 2.4585e-05 | 3.2859e-05 | 4.2304e-05 | 4.5906e-05 | 4.2545e-05 | 8.2276e-05 | 7.6453e-05 | 7.0655e-05 | 6.5482e-05 | 6.0687e-05 | 209.8516 | 1010.8821 | 1751.6588 | 1623.4094 | 1508.5149 | 4539.0127 | 4206.6846
NEM | Pumped Hydro | 0 | 0 | 8.0098e-05 | 7.4023e-05 | 7.1112e-05 | 6.9609e-05 | 6.9049e-05 | 6.8039e-05 | 7.0084e-05 | 7.2058e-05 | 7.5941e-05 | 269.6635 | 316.4809 | 293.3095 | 297.7856 | 275.2002 | 1185.7078 | 1098.8951 | 1021.1223 | 943.6759 | 874.5838
NEM | VPP | 0 | 0 | 0 | 0 | 0 | 0 | 0 | 0 | 0 | 0 | 0 | 0 | 0 | 0 | 0 | 0 | 0 | 0 | 0 | 0 | 0
Total excluding storage |  | 0.00063591 | -19933.7697 | -70361.6991 | -61577.8279 | -53871.058 | -46912.6009 | -40791.5142 | -52786.2027 | -100700.0108 | -112719.8531 | -124191.5197 | -177049.2307 | -136422.8375 | -124794.5825 | 240957.8301 | -44767.7411 | -36224.7314 | -89925.9132 | -52623.259 | -31177.6288 | -18781.7328
Region | Technology | 2021-22 | 2022-23 | 2023-24 | 2024-25 | 2025-26 | 2026-27 | 2027-28 | 2028-29 | 2029-30 | 2030-31 | 2031-32 | 2032-33 | 2033-34 | 2034-35 | 2035-36 | 2036-37 | 2037-38 | 2038-39 | 2039-40 | 2040-41 | 2041-42
NSW1 | Black Coal | 0 | -19933.7702 | -74091.9423 | -68472.4831 | -63459.2056 | -58812.98 | -54650.5737 | -50505.6336 | -77700.9744 | -72012.0243 | -66915.4741 | -106171.6163 | -72503.9083 | -67195.4662 | 246547.198 | -57704.0917 | -53479.2322 | -49563.6997 | -31581.1874 | -29185.9311 | -27049.0556
NSW1 | Brown Coal | 0 | 0 | 0 | 0 | 0 | 0 | 0 | 0 | 0 | 0 | 0 | 0 | 0 | 0 | 0 | 0 | 0 | 0 | 0 | 0 | 0
NSW1 | CCGT | 2.4029e-06 | 2.227e-06 | 2.0694e-06 | 1.9124e-06 | 1.7724e-06 | 1.6427e-06 | 1.5264e-06 | 1.4106e-06 | 1.3073e-06 | 1.2116e-06 | 1.1259e-06 | 1.0405e-06 | 1.3651e-06 | 1.2651e-06 | 1.1756e-06 | 3.5065e-06 | 3.5466e-06 | 3.287e-06 | 3.0543e-06 | 3.9312e-06 | 3.6434e-06
NSW1 | Gas - Steam | 0 | 0 | 0 | 0 | 0 | 0 | 0 | 0 | 0 | 0 | 0 | 0 | 0 | 0 | 0 | 0 | 0 | 0 | 0 | 0 | 0
NSW1 | OCGT / Diesel | 1.1163e-06 | 1.0346e-06 | 9.6137e-07 | 8.8846e-07 | 8.2341e-07 | 7.6312e-07 | 7.0911e-07 | 6.5533e-07 | 6.0735e-07 | 5.6288e-07 | 5.2305e-07 | 4.8338e-07 | 7.2485e-07 | 6.7178e-07 | 6.2424e-07 | 3.9879e-06 | 3.6959e-06 | 3.4253e-06 | 3.1829e-06 | 7.9128e-06 | 7.3334e-06
NSW1 | Hydro | 0 | 0 | 0 | 0 | 0 | 0 | 0 | 0 | 0 | 0 | 0 | 0 | 0 | 0 | 0 | 0 | 0 | 0 | 0 | 0 | 0
NSW1 | Wind | 0.00011557 | 0.00010711 | 9.953e-05 | 0.00010574 | 0.00010646 | 9.8664e-05 | 9.1681e-05 | 0.00010177 | 9.4319e-05 | 9.1189e-05 | 8.4735e-05 | 0.00010977 | 0.00011382 | 0.0001129 | 0.00011031 | 237.812 | 370.4775 | 343.3527 | 319.0524 | 3999.7905 | 3706.9421
NSW1 | Solar PV | 1.6185e-05 | 1.5e-05 | 1.3938e-05 | 1.501e-05 | 2.7573e-05 | 2.9846e-05 | 2.7733e-05 | 2.563e-05 | 2.3753e-05 | 2.9669e-05 | 2.7569e-05 | 3.9594e-05 | 4.7254e-05 | 4.3794e-05 | 6.536e-05 | 1673.0979 | 1550.603 | 4888.3696 | 7581.7511 | 7403.2997 | 6962.9488
NSW1 | LS Battery | 6.8904e-06 | 6.3859e-06 | 5.9339e-06 | 5.4839e-06 | 5.0824e-06 | 6.6861e-06 | 8.5177e-06 | 9.1974e-06 | 8.524e-06 | 1.6422e-05 | 1.526e-05 | 1.4102e-05 | 1.307e-05 | 1.2113e-05 | 1.1256e-05 | 0.00042381 | 0.00039278 | 0.00036403 | 0.00033826 | 1378.3596 | 1277.4417
NSW1 | Pumped Hydro | 0 | 0 | 2.3444e-05 | 2.1666e-05 | 2.008e-05 | 1.8609e-05 | 1.8229e-05 | 1.7708e-05 | 1.8523e-05 | 1.9064e-05 | 1.9609e-05 | 1.9629e-05 | 2.2634e-05 | 2.0977e-05 | 2.0544e-05 | 4.8617e-05 | 4.5057e-05 | 4.1759e-05 | 3.8803e-05 | 5.9243e-05 | 5.4906e-05
NSW1 | VPP | 0 | 0 | 0 | 0 | 0 | 0 | 0 | 0 | 0 | 0 | 0 | 0 | 0 | 0 | 0 | 0 | 0 | 0 | 0 | 0 | 0
Total excluding storage |  | 0.00013528 | -19933.7701 | -74091.9421 | -68472.483 | -63459.2055 | -58812.9799 | -54650.5736 | -50505.6334 | -77700.9743 | -72012.0241 | -66915.4739 | -106171.6162 | -72503.9081 | -67195.4661 | 246547.1981 | -55793.1817 | -51558.1516 | -44331.9774 | -23680.3839 | -17782.8409 | -16379.1647
Region | Technology | 2021-22 | 2022-23 | 2023-24 | 2024-25 | 2025-26 | 2026-27 | 2027-28 | 2028-29 | 2029-30 | 2030-31 | 2031-32 | 2032-33 | 2033-34 | 2034-35 | 2035-36 | 2036-37 | 2037-38 | 2038-39 | 2039-40 | 2040-41 | 2041-42
QLD1 | Black Coal | 0 | 0 | 0 | 0 | 0 | 0 | 0 | -17676.9717 | -16382.7356 | -15183.2581 | -14108.6843 | -13038.6196 | -12083.9847 | -11199.2444 | 36093.2525 | 48138.3772 | 46758.4638 | -17679.326 | -16428.0965 | -15182.1173 | -14070.5443
QLD1 | Brown Coal | 0 | 0 | 0 | 0 | 0 | 0 | 0 | 0 | 0 | 0 | 0 | 0 | 0 | 0 | 0 | 0 | 0 | 0 | 0 | 0 | 0
QLD1 | CCGT | 2.4486e-06 | 2.2693e-06 | 2.1087e-06 | 1.9488e-06 | 1.8061e-06 | 1.6739e-06 | 1.5554e-06 | 1.4374e-06 | 1.3322e-06 | 1.2346e-06 | 1.1473e-06 | 1.0603e-06 | 9.8263e-07 | 9.1068e-07 | 8.4623e-07 | 7.8205e-07 | 1.7499e-06 | 1.9351e-06 | 1.7981e-06 | 2.4402e-06 | 2.2615e-06
QLD1 | Gas - Steam | 0 | 0 | 0 | 0 | 0 | 0 | 0 | 0 | 0 | 0 | 0 | 0 | 0 | 0 | 0 | 0 | 0 | 0 | 0 | 0 | 0
QLD1 | OCGT / Diesel | 1.0767e-06 | 9.979e-07 | 9.2728e-07 | 8.5695e-07 | 7.9421e-07 | 7.3606e-07 | 6.8396e-07 | 6.3209e-07 | 5.8581e-07 | 5.4292e-07 | 5.045e-07 | 4.6623e-07 | 4.321e-07 | 4.0046e-07 | 3.7212e-07 | 3.4389e-07 | 9.8468e-07 | 9.1259e-07 | 8.48e-07 | 2.06e-06 | 1.9092e-06
QLD1 | Hydro | 0 | 0 | 0 | 0 | 0 | 0 | 0 | 0 | 0 | 0 | 0 | 0 | 0 | 0 | 0 | 0 | 0 | 0 | 0 | 0 | 0
QLD1 | Wind | 0.00015613 | 0.0001447 | 0.00013446 | 0.00012426 | 0.00011516 | 0.00010673 | 9.9177e-05 | 0.00012425 | 0.00011515 | 0.00010672 | 9.917e-05 | 0.00010835 | 0.00010041 | 0.00012079 | 0.00012664 | 0.000168 | 0.00029997 | 0.00068934 | 1381.2072 | 1276.4506 | 1182.994
QLD1 | Solar PV | 2.3684e-05 | 2.195e-05 | 2.0396e-05 | 1.8849e-05 | 3.2567e-05 | 3.0182e-05 | 2.8046e-05 | 2.5919e-05 | 2.4021e-05 | 2.8584e-05 | 2.6561e-05 | 2.7304e-05 | 3.3113e-05 | 3.0688e-05 | 4.4266e-05 | 4.4988e-05 | 5.0388e-05 | 5.304e-05 | 5.5759e-05 | 6.0639e-05 | 7.4418e-05
QLD1 | LS Battery | 6.5755e-06 | 6.0941e-06 | 5.6628e-06 | 5.2333e-06 | 4.8501e-06 | 6.4931e-06 | 8.2822e-06 | 9.0271e-06 | 8.3661e-06 | 1.5821e-05 | 1.4701e-05 | 1.3586e-05 | 1.2592e-05 | 1.167e-05 | 1.143e-05 | 1.2162e-05 | 3.0209e-05 | 3.1062e-05 | 2.8864e-05 | 58.4133 | 54.1365
QLD1 | Pumped Hydro | 0 | 0 | 1.0353e-05 | 9.5674e-06 | 8.8669e-06 | 8.2177e-06 | 7.6361e-06 | 7.057e-06 | 7.5008e-06 | 7.8241e-06 | 8.1063e-06 | 8.2886e-06 | 8.4702e-06 | 8.6564e-06 | 8.9756e-06 | 9.4203e-06 | 1.4292e-05 | 1.5334e-05 | 1.5599e-05 | 2.0468e-05 | 1.897e-05
QLD1 | VPP | 0 | 0 | 0 | 0 | 0 | 0 | 0 | 0 | 0 | 0 | 0 | 0 | 0 | 0 | 0 | 0 | 0 | 0 | 0 | 0 | 0
Total excluding storage |  | 0.00018334 | 0.00016992 | 0.00015789 | 0.00014592 | 0.00015033 | 0.00013932 | 0.00012946 | -17676.9716 | -16382.7354 | -15183.258 | -14108.6842 | -13038.6194 | -12083.9846 | -11199.2442 | 36093.2527 | 48138.3774 | 46758.4642 | -17679.3253 | -15046.8892 | -13905.6667 | -12887.5502
Region | Technology | 2021-22 | 2022-23 | 2023-24 | 2024-25 | 2025-26 | 2026-27 | 2027-28 | 2028-29 | 2029-30 | 2030-31 | 2031-32 | 2032-33 | 2033-34 | 2034-35 | 2035-36 | 2036-37 | 2037-38 | 2038-39 | 2039-40 | 2040-41 | 2041-42
VIC1 | Black Coal | 0 | 0 | 0 | 0 | 0 | 0 | 0 | 0 | 0 | 0 | 0 | 0 | 0 | 0 | 0 | 0 | 0 | 0 | 0 | 0 | 0
VIC1 | Brown Coal | 0 | 0 | 0 | 0 | 0 | 0 | 0 | 0 | -23284.3986 | -43159.2188 | -61589.3385 | -76773.0399 | -71152.2012 | -65942.7257 | -61275.7216 | -56628.301 | -52482.2065 | -48639.6722 | -34287.5725 | -21604.7963 | -10011.473
VIC1 | CCGT | 2.0099e-06 | 1.8628e-06 | 1.7309e-06 | 1.5996e-06 | 1.4825e-06 | 1.374e-06 | 1.2767e-06 | 1.1799e-06 | 1.0935e-06 | 1.0135e-06 | 9.4173e-07 | 3.1357e-06 | 3.4477e-06 | 3.1953e-06 | 3.588e-06 | 3.3159e-06 | 5.0552e-06 | 4.6851e-06 | 6.171e-06 | 5.703e-06 | 5.2854e-06
VIC1 | Gas - Steam | 0 | 0 | 0 | 0 | 0 | 0 | 0 | 0 | 0 | 0 | 0 | 0 | 0 | 0 | 0 | 0 | 0 | 0 | 0 | 0 | 0
VIC1 | OCGT / Diesel | 1.0016e-06 | 9.2823e-07 | 8.6254e-07 | 7.9712e-07 | 7.3876e-07 | 6.8467e-07 | 6.3621e-07 | 5.8796e-07 | 5.4491e-07 | 5.0501e-07 | 4.6927e-07 | 4.3368e-07 | 4.0193e-07 | 3.725e-07 | 3.4614e-07 | 3.1988e-07 | 1.5649e-06 | 1.4504e-06 | 1.3477e-06 | 3.9325e-06 | 3.6446e-06
VIC1 | Hydro | 0 | 0 | 0 | 0 | 0 | 0 | 0 | 0 | 0 | 0 | 0 | 0 | 0 | 0 | 0 | 0 | 0 | 0 | 0 | 0 | 0
VIC1 | Wind | 7.0017e-05 | 6.489e-05 | 6.0298e-05 | 6.3091e-05 | 5.8472e-05 | 5.4191e-05 | 5.0356e-05 | 6.2805e-05 | 5.8207e-05 | 5.3945e-05 | 5.0127e-05 | 5.7153e-05 | 5.2968e-05 | 5.2913e-05 | 4.9169e-05 | 5.9049e-05 | 8.8907e-05 | 8.6948e-05 | 9.1227e-05 | 0.0001133 | 0.00010501
VIC1 | Solar PV | 5.8446e-06 | 5.4167e-06 | 5.0333e-06 | 7.3872e-06 | 1.1082e-05 | 1.0271e-05 | 9.544e-06 | 8.8201e-06 | 8.1743e-06 | 1.041e-05 | 9.6737e-06 | 8.94e-06 | 1.1273e-05 | 1.0448e-05 | 1.2733e-05 | 1.2675e-05 | 1.6899e-05 | 1.637e-05 | 1.7296e-05 | 2.4761e-05 | 2.4183e-05
VIC1 | LS Battery | 6.5254e-06 | 6.0476e-06 | 5.6196e-06 | 5.1934e-06 | 4.8132e-06 | 6.483e-06 | 8.4139e-06 | 9.1866e-06 | 8.514e-06 | 1.7197e-05 | 1.598e-05 | 1.4768e-05 | 1.3687e-05 | 1.2685e-05 | 1.2053e-05 | 1.2556e-05 | 8.7067e-05 | 8.0692e-05 | 7.4982e-05 | 477.7617 | 442.7819
VIC1 | Pumped Hydro | 0 | 0 | 1.0479e-05 | 9.6841e-06 | 8.9751e-06 | 9.2038e-06 | 9.7044e-06 | 1.0111e-05 | 1.1087e-05 | 1.2396e-05 | 1.5467e-05 | 269.6635 | 316.4808 | 293.3094 | 297.7855 | 275.2001 | 1185.7076 | 1098.8949 | 1021.1222 | 943.6758 | 874.5837
VIC1 | VPP | 0 | 0 | 0 | 0 | 0 | 0 | 0 | 0 | 0 | 0 | 0 | 0 | 0 | 0 | 0 | 0 | 0 | 0 | 0 | 0 | 0
Total excluding storage |  | 7.8873e-05 | 7.3098e-05 | 6.7924e-05 | 7.2875e-05 | 7.1776e-05 | 6.6521e-05 | 6.1813e-05 | 7.3393e-05 | -23284.3986 | -43159.2188 | -61589.3385 | -76773.0398 | -71152.2012 | -65942.7256 | -61275.7215 | -56628.301 | -52482.2064 | -48639.6721 | -34287.5724 | -21604.7961 | -10011.4729
Region | Technology | 2021-22 | 2022-23 | 2023-24 | 2024-25 | 2025-26 | 2026-27 | 2027-28 | 2028-29 | 2029-30 | 2030-31 | 2031-32 | 2032-33 | 2033-34 | 2034-35 | 2035-36 | 2036-37 | 2037-38 | 2038-39 | 2039-40 | 2040-41 | 2041-42
SA1 | Black Coal | 0 | 0 | 0 | 0 | 0 | 0 | 0 | 0 | 0 | 0 | 0 | 0 | 0 | 0 | 0 | 0 | 0 | 0 | 0 | 0 | 0
SA1 | Brown Coal | 0 | 0 | 0 | 0 | 0 | 0 | 0 | 0 | 0 | 0 | 0 | 0 | 0 | 0 | 0 | 0 | 0 | 0 | 0 | 0 | 0
SA1 | CCGT | 2.0344e-06 | 1.8855e-06 | 1.752e-06 | 1.6192e-06 | 1.5006e-06 | 1.3907e-06 | 1.2923e-06 | 1.1943e-06 | 1.1069e-06 | 1.0258e-06 | 9.5322e-07 | 8.8093e-07 | 8.1643e-07 | 7.5665e-07 | 1.6438e-06 | 2.0775e-06 | 3.8835e-06 | 3.5992e-06 | 3.3445e-06 | 3.9949e-06 | 3.7024e-06
SA1 | Gas - Steam | 0 | 0 | 0 | 0 | 0 | 0 | 0 | 0 | 0 | 0 | 0 | 0 | 0 | 0 | 0 | 0 | 0 | 0 | 0 | 0 | 0
SA1 | OCGT / Diesel | 1.0064e-06 | 9.3273e-07 | 8.6672e-07 | 8.0098e-07 | 7.4234e-07 | 6.8799e-07 | 6.3929e-07 | 5.9081e-07 | 5.4755e-07 | 5.0746e-07 | 4.7155e-07 | 4.3578e-07 | 4.0388e-07 | 3.7431e-07 | 2.1436e-06 | 2.8419e-06 | 5.5451e-06 | 5.1391e-06 | 4.7754e-06 | 115.8349 | 107.354
SA1 | Hydro | 0 | 0 | 0 | 0 | 0 | 0 | 0 | 0 | 0 | 0 | 0 | 0 | 0 | 0 | 0 | 0 | 0 | 0 | 0 | 0 | 0
SA1 | Wind | 0.00014905 | 0.00013814 | 0.00012836 | 0.00011863 | 0.00010994 | 0.00010189 | 9.4681e-05 | 0.00011186 | 0.00010367 | 9.6079e-05 | 8.9279e-05 | 0.00011392 | 0.00010558 | 0.00010327 | 0.00014734 | 0.00019505 | 0.00049511 | 0.00068059 | 0.00063242 | 538.2015 | 498.7965
SA1 | Solar PV | 2.1422e-05 | 1.9853e-05 | 1.8448e-05 | 1.7049e-05 | 2.8097e-05 | 2.604e-05 | 2.4197e-05 | 2.2362e-05 | 2.0725e-05 | 2.5659e-05 | 2.3843e-05 | 2.6619e-05 | 3.3836e-05 | 3.1359e-05 | 5.4598e-05 | 8.6686e-05 | 1665.455 | 1543.5172 | 1434.2769 | 2867.2029 | 2657.2779
SA1 | LS Battery | 6.7481e-06 | 6.254e-06 | 5.8114e-06 | 5.3706e-06 | 4.9774e-06 | 6.4885e-06 | 8.4695e-06 | 9.1956e-06 | 8.5223e-06 | 1.7181e-05 | 1.5965e-05 | 1.4754e-05 | 1.3674e-05 | 1.2673e-05 | 209.8515 | 1010.8816 | 1751.6583 | 1623.4089 | 1508.5145 | 2624.4781 | 2432.3245
SA1 | Pumped Hydro | 0 | 0 | 7.9054e-06 | 7.3058e-06 | 6.7709e-06 | 6.2752e-06 | 5.8311e-06 | 5.3888e-06 | 4.9943e-06 | 4.6286e-06 | 4.301e-06 | 4.7051e-06 | 4.3606e-06 | 4.0414e-06 | 7.2123e-06 | 7.6649e-06 | 1.0612e-05 | 9.8351e-06 | 9.139e-06 | 1.1716e-05 | 1.0858e-05
SA1 | VPP | 0 | 0 | 0 | 0 | 0 | 0 | 0 | 0 | 0 | 0 | 0 | 0 | 0 | 0 | 0 | 0 | 0 | 0 | 0 | 0 | 0
Total excluding storage |  | 0.00017351 | 0.00016081 | 0.00014943 | 0.0001381 | 0.00014028 | 0.00013001 | 0.00012081 | 0.00013601 | 0.00012605 | 0.00012327 | 0.00011455 | 0.00014186 | 0.00014064 | 0.00013576 | 0.00020572 | 0.00028665 | 1665.4555 | 1543.5179 | 1434.2775 | 3521.2393 | 3263.4284
Region | Technology | 2021-22 | 2022-23 | 2023-24 | 2024-25 | 2025-26 | 2026-27 | 2027-28 | 2028-29 | 2029-30 | 2030-31 | 2031-32 | 2032-33 | 2033-34 | 2034-35 | 2035-36 | 2036-37 | 2037-38 | 2038-39 | 2039-40 | 2040-41 | 2041-42
TAS1 | Black Coal | 0 | 0 | 0 | 0 | 0 | 0 | 0 | 0 | 0 | 0 | 0 | 0 | 0 | 0 | 0 | 0 | 0 | 0 | 0 | 0 | 0
TAS1 | Brown Coal | 0 | 0 | 0 | 0 | 0 | 0 | 0 | 0 | 0 | 0 | 0 | 0 | 0 | 0 | 0 | 0 | 0 | 0 | 0 | 0 | 0
TAS1 | CCGT | 1.8819e-06 | 1.7442e-06 | 1.6207e-06 | 1.4978e-06 | 1.3881e-06 | 1.2865e-06 | 1.1954e-06 | 1.1048e-06 | 1.0239e-06 | 9.4893e-07 | 8.8177e-07 | 8.1489e-07 | 7.5523e-07 | 6.9993e-07 | 6.504e-07 | 6.0107e-07 | 8.2794e-07 | 7.6732e-07 | 7.1301e-07 | 6.5894e-07 | 6.1069e-07
TAS1 | Gas - Steam | 0 | 0 | 0 | 0 | 0 | 0 | 0 | 0 | 0 | 0 | 0 | 0 | 0 | 0 | 0 | 0 | 0 | 0 | 0 | 0 | 0
TAS1 | OCGT / Diesel | 1.0399e-06 | 9.638e-07 | 8.9559e-07 | 8.2766e-07 | 7.6707e-07 | 7.109e-07 | 6.6059e-07 | 6.1049e-07 | 5.6579e-07 | 5.2437e-07 | 4.8726e-07 | 4.503e-07 | 4.1733e-07 | 3.8678e-07 | 3.594e-07 | 3.3214e-07 | 5.7143e-07 | 5.2959e-07 | 4.9211e-07 | 4.5478e-07 | 5.0252e-07
TAS1 | Hydro | 0 | 0 | 0 | 0 | 0 | 0 | 0 | 0 | 0 | 0 | 0 | 0 | 0 | 0 | 0 | 0 | 0 | 0 | 0 | 0 | 0
TAS1 | Wind | 5.9195e-05 | 5.4861e-05 | 3730.2426 | 6894.6548 | 9588.1472 | 11900.3786 | 13859.059 | 15396.4021 | 16668.0974 | 17634.6476 | 18421.9768 | 18934.0446 | 19317.2562 | 19542.8531 | 18903.2674 | 18877.8507 | 18800.8699 | 18633.9654 | 18448.4847 | 18124.2029 | 16797.2223
TAS1 | Solar PV | 2.787e-06 | 2.5829e-06 | 3.8592e-06 | 5.1112e-06 | 1.7604e-05 | 2.1655e-05 | 2.336e-05 | 2.1588e-05 | 2.0008e-05 | 1.8543e-05 | 1.7231e-05 | 1.5924e-05 | 1.4758e-05 | 9.7955e-05 | 689.8331 | 637.5132 | 590.837 | 547.5783 | 508.8242 | 470.2328 | 435.8042
TAS1 | LS Battery | 6.5913e-06 | 6.1087e-06 | 5.6763e-06 | 5.2458e-06 | 4.8617e-06 | 6.7079e-06 | 8.6206e-06 | 9.2996e-06 | 8.6187e-06 | 1.5655e-05 | 1.4547e-05 | 1.3444e-05 | 1.2459e-05 | 1.1547e-05 | 1.1445e-05 | 1.1664e-05 | 1.4512e-05 | 1.345e-05 | 1.2498e-05 | 1.2168e-05 | 1.3923e-05
TAS1 | Pumped Hydro | 0 | 0 | 2.7917e-05 | 2.58e-05 | 2.6419e-05 | 2.7303e-05 | 2.7649e-05 | 2.7774e-05 | 2.7979e-05 | 2.8146e-05 | 2.8457e-05 | 2.858e-05 | 2.9277e-05 | 3.7074e-05 | 4.0226e-05 | 4.494e-05 | 8.1788e-05 | 7.7854e-05 | 8.1358e-05 | 7.5188e-05 | 0.00010511
TAS1 | VPP | 0 | 0 | 0 | 0 | 0 | 0 | 0 | 0 | 0 | 0 | 0 | 0 | 0 | 0 | 0 | 0 | 0 | 0 | 0 | 0 | 0
Total excluding storage |  | 6.4904e-05 | 6.0152e-05 | 3730.2426 | 6894.6548 | 9588.1472 | 11900.3786 | 13859.059 | 15396.4021 | 16668.0974 | 17634.6476 | 18421.9768 | 18934.0446 | 19317.2562 | 19542.8532 | 19593.1005 | 19515.3639 | 19391.707 | 19181.5438 | 18957.309 | 18594.4357 | 17233.0265
Ernst & Young’s liability is limited by a scheme approved under Professional Standards Legislation

## M31_34_Fuel Cost
Fuel cost by technology ($000s) - Marinus 1500MW M31_34, Slow Change Scenario
Fuel | Real June 2019 dollars discounted to 1 July 2019
Explicitly modelled generation
Region | Technology | 2021-22 | 2022-23 | 2023-24 | 2024-25 | 2025-26 | 2026-27 | 2027-28 | 2028-29 | 2029-30 | 2030-31 | 2031-32 | 2032-33 | 2033-34 | 2034-35 | 2035-36 | 2036-37 | 2037-38 | 2038-39 | 2039-40 | 2040-41 | 2041-42
NEM | Black Coal | 1369795.4481 | 1224710.358 | 1182649.4796 | 1064902.0874 | 964204.0092 | 875504.517 | 835656.315 | 803757.9791 | 590868.8875 | 557557.7417 | 504158.9654 | 455574.9523 | 428742.2881 | 393659.7873 | 357945.4797 | 338052.721 | 331380.2048 | 309633.0657 | 282259.2517 | 252236.2166 | 238834.7741
NEM | Brown Coal | 178950.5059 | 153240.725 | 156483.0877 | 150851.5094 | 135850.5556 | 123427.3804 | 111015.3682 | 103640.6691 | 89214.8158 | 79180.9704 | 60876.3662 | 54223.476 | 49306.6144 | 47515.7887 | 43508.0194 | 41642.5742 | 38505.2389 | 36808.59 | 33706.3005 | 31716.5481 | 31429.2461
NEM | CCGT | 117187.4968 | 108737.1797 | 84779.6943 | 73201.4512 | 67526.0052 | 62612.9055 | 58044.0702 | 53950.2744 | 49831.4689 | 46179.5793 | 42844.7214 | 39842.8747 | 37042.9389 | 34130.9882 | 31670.5583 | 28599.1577 | 22272.5035 | 20731.9904 | 23419.7353 | 15203.3777 | 20911.5395
NEM | Gas - Steam | 81586.6192 | 60287.4322 | 56058.1289 | 8640.0727 | 7894.8948 | 7359.5899 | 6855.8625 | 6452.6163 | 5999.3026 | 5462.4084 | 5054.9564 | 4742.2874 | 4392.4966 | 3976.801 | 1554.0543 | 1409.566 | 1492.7633 | 1332.6046 | 1072.3079 | 985.2828 | 905.9409
NEM | OCGT / Diesel | 1116.2159 | 1315.1168 | 3548.7825 | 9.9564 | 0.0010113 | 41.7049 | 115.6407 | 238.5091 | 201.1772 | 61.9752 | 40.3457 | 763.2476 | 182.0034 | 131.3565 | 682.7612 | 1080.1286 | 2626.0387 | 2468.0117 | 3516.2316 | 1347.8012 | 1337.0858
NEM | Hydro | 0 | 0 | 0 | 0 | 0 | 0 | 0 | 0 | 0 | 0 | 0 | 0 | 0 | 0 | 0 | 0 | 0 | 0 | 0 | 0 | 0
NEM | Wind | 0 | 0 | 0 | 0 | 0 | 0 | 0 | 0 | 0 | 0 | 0 | 0 | 0 | 0 | 0 | 0 | 0 | 0 | 0 | 0 | 0
NEM | Solar PV | 0 | 0 | 0 | 0 | 0 | 0 | 0 | 0 | 0 | 0 | 0 | 0 | 0 | 0 | 0 | 0 | 0 | 0 | 0 | 0 | 0
NEM | LS Battery | 0 | 0 | 0 | 0 | 0 | 0 | 0 | 0 | 0 | 0 | 0 | 0 | 0 | 0 | 0 | 0 | 0 | 0 | 0 | 0 | 0
NEM | Pumped Hydro | 0 | 0 | 0 | 0 | 0 | 0 | 0 | 0 | 0 | 0 | 0 | 0 | 0 | 0 | 0 | 0 | 0 | 0 | 0 | 0 | 0
NEM | VPP | 0 | 0 | 0 | 0 | 0 | 0 | 0 | 0 | 0 | 0 | 0 | 0 | 0 | 0 | 0 | 0 | 0 | 0 | 0 | 0 | 0
Total excluding storage |  | 1748636.2858 | 1548290.8117 | 1483519.1731 | 1297605.0771 | 1175475.4658 | 1068946.0976 | 1011687.2567 | 968040.048 | 736115.652 | 688442.6749 | 612975.3552 | 555146.8379 | 519666.3414 | 479414.7217 | 435360.873 | 410784.1475 | 396276.7492 | 370974.2624 | 343973.827 | 301489.2263 | 293418.5866
Region | Technology | 2021-22 | 2022-23 | 2023-24 | 2024-25 | 2025-26 | 2026-27 | 2027-28 | 2028-29 | 2029-30 | 2030-31 | 2031-32 | 2032-33 | 2033-34 | 2034-35 | 2035-36 | 2036-37 | 2037-38 | 2038-39 | 2039-40 | 2040-41 | 2041-42
NSW1 | Black Coal | 719633.2344 | 617069.0373 | 576905.57 | 511123.3293 | 448119.2379 | 406243.2013 | 406877.9927 | 416606.7447 | 283089.3743 | 265558.6247 | 252955.6759 | 192107.8785 | 183334.9243 | 167585.5031 | 165381.4638 | 156241.3201 | 161600.4049 | 149301.9966 | 137562.3304 | 121425.0397 | 117355.7383
NSW1 | Brown Coal | 0 | 0 | 0 | 0 | 0 | 0 | 0 | 0 | 0 | 0 | 0 | 0 | 0 | 0 | 0 | 0 | 0 | 0 | 0 | 0 | 0
NSW1 | CCGT | 1640.5835 | 1534.605 | 4371.0366 | 2642.3912 | 2420.8283 | 2240.2896 | 2082.91 | 1930.558 | 1786.9862 | 1652.8715 | 1544.4507 | 1522.6496 | 1405.7903 | 1245.2232 | 1168.25 | 1155.4544 | 1104.3255 | 1580.9994 | 3238.1014 | 867.312 | 1521.4617
NSW1 | Gas - Steam | 0 | 0 | 0 | 0 | 0 | 0 | 0 | 0 | 0 | 0 | 0 | 0 | 0 | 0 | 0 | 0 | 0 | 0 | 0 | 0 | 0
NSW1 | OCGT / Diesel | 0.00013534 | 0.00013557 | 0.00014036 | 6.1544 | 0.00014009 | 0.00013946 | 0.00013994 | 0.00014068 | 0.00013679 | 0.00013749 | 0.00013531 | 528.7899 | 130.5088 | 113.7757 | 125.4553 | 627.3812 | 796.4714 | 371.6123 | 377.4204 | 437.907 | 307.1671
NSW1 | Hydro | 0 | 0 | 0 | 0 | 0 | 0 | 0 | 0 | 0 | 0 | 0 | 0 | 0 | 0 | 0 | 0 | 0 | 0 | 0 | 0 | 0
NSW1 | Wind | 0 | 0 | 0 | 0 | 0 | 0 | 0 | 0 | 0 | 0 | 0 | 0 | 0 | 0 | 0 | 0 | 0 | 0 | 0 | 0 | 0
NSW1 | Solar PV | 0 | 0 | 0 | 0 | 0 | 0 | 0 | 0 | 0 | 0 | 0 | 0 | 0 | 0 | 0 | 0 | 0 | 0 | 0 | 0 | 0
NSW1 | LS Battery | 0 | 0 | 0 | 0 | 0 | 0 | 0 | 0 | 0 | 0 | 0 | 0 | 0 | 0 | 0 | 0 | 0 | 0 | 0 | 0 | 0
NSW1 | Pumped Hydro | 0 | 0 | 0 | 0 | 0 | 0 | 0 | 0 | 0 | 0 | 0 | 0 | 0 | 0 | 0 | 0 | 0 | 0 | 0 | 0 | 0
NSW1 | VPP | 0 | 0 | 0 | 0 | 0 | 0 | 0 | 0 | 0 | 0 | 0 | 0 | 0 | 0 | 0 | 0 | 0 | 0 | 0 | 0 | 0
Total excluding storage |  | 721273.818 | 618603.6424 | 581276.6068 | 513771.875 | 450540.0663 | 408483.491 | 408960.9028 | 418537.3029 | 284876.3607 | 267211.4964 | 254500.1267 | 194159.3179 | 184871.2233 | 168944.5019 | 166675.1691 | 158024.1557 | 163501.2018 | 151254.6083 | 141177.8522 | 122730.2587 | 119184.3671
Region | Technology | 2021-22 | 2022-23 | 2023-24 | 2024-25 | 2025-26 | 2026-27 | 2027-28 | 2028-29 | 2029-30 | 2030-31 | 2031-32 | 2032-33 | 2033-34 | 2034-35 | 2035-36 | 2036-37 | 2037-38 | 2038-39 | 2039-40 | 2040-41 | 2041-42
QLD1 | Black Coal | 650162.2137 | 607641.3207 | 605743.9096 | 553778.7581 | 516084.7713 | 469261.3157 | 428778.3223 | 387151.2344 | 307779.5131 | 291999.1169 | 251203.2895 | 263467.0738 | 245407.3638 | 226074.2842 | 192564.0159 | 181811.4009 | 169779.7999 | 160331.0691 | 144696.9213 | 130811.1769 | 121479.0358
QLD1 | Brown Coal | 0 | 0 | 0 | 0 | 0 | 0 | 0 | 0 | 0 | 0 | 0 | 0 | 0 | 0 | 0 | 0 | 0 | 0 | 0 | 0 | 0
QLD1 | CCGT | 58206.155 | 54233.6845 | 56056.5263 | 50986.5738 | 47136.4926 | 43728.2507 | 40520.083 | 37640.6922 | 34766.6805 | 32292.7265 | 29926.0165 | 27782.2689 | 25746.4783 | 23861.8246 | 22092.2423 | 19604.8673 | 21049.2627 | 18838.2205 | 17271.391 | 14293.4304 | 17623.7875
QLD1 | Gas - Steam | 1983.8529 | 1870.5464 | 3525.9988 | 3339.1352 | 3061.4548 | 2856.4912 | 2642.0288 | 2461.229 | 2248.3625 | 2092.8285 | 1934.199 | 1822.182 | 1687.5118 | 1562.812 | 1435.4965 | 1329.2158 | 1235.038 | 1150.2188 | 1072.3079 | 985.2828 | 905.9409
QLD1 | OCGT / Diesel | 0.00020392 | 0.0002031 | 0.00020535 | 0.00020451 | 0.00020445 | 0.00020452 | 0.00020444 | 22.9103 | 0.00019917 | 0.0001984 | 0.00019927 | 0.00020197 | 0.00020121 | 0.00013135 | 49.677 | 70.4575 | 576.2784 | 206.8768 | 328.9749 | 286.1299 | 282.299
QLD1 | Hydro | 0 | 0 | 0 | 0 | 0 | 0 | 0 | 0 | 0 | 0 | 0 | 0 | 0 | 0 | 0 | 0 | 0 | 0 | 0 | 0 | 0
QLD1 | Wind | 0 | 0 | 0 | 0 | 0 | 0 | 0 | 0 | 0 | 0 | 0 | 0 | 0 | 0 | 0 | 0 | 0 | 0 | 0 | 0 | 0
QLD1 | Solar PV | 0 | 0 | 0 | 0 | 0 | 0 | 0 | 0 | 0 | 0 | 0 | 0 | 0 | 0 | 0 | 0 | 0 | 0 | 0 | 0 | 0
QLD1 | LS Battery | 0 | 0 | 0 | 0 | 0 | 0 | 0 | 0 | 0 | 0 | 0 | 0 | 0 | 0 | 0 | 0 | 0 | 0 | 0 | 0 | 0
QLD1 | Pumped Hydro | 0 | 0 | 0 | 0 | 0 | 0 | 0 | 0 | 0 | 0 | 0 | 0 | 0 | 0 | 0 | 0 | 0 | 0 | 0 | 0 | 0
QLD1 | VPP | 0 | 0 | 0 | 0 | 0 | 0 | 0 | 0 | 0 | 0 | 0 | 0 | 0 | 0 | 0 | 0 | 0 | 0 | 0 | 0 | 0
Total excluding storage |  | 710352.2218 | 663745.5518 | 665326.4349 | 608104.4673 | 566282.7189 | 515846.0578 | 471940.4343 | 427276.0659 | 344794.5563 | 326384.6721 | 283063.5052 | 293071.5248 | 272841.3541 | 251498.9209 | 216141.4318 | 202815.9415 | 192640.3789 | 180526.3852 | 163369.5951 | 146376.02 | 140291.0633
Region | Technology | 2021-22 | 2022-23 | 2023-24 | 2024-25 | 2025-26 | 2026-27 | 2027-28 | 2028-29 | 2029-30 | 2030-31 | 2031-32 | 2032-33 | 2033-34 | 2034-35 | 2035-36 | 2036-37 | 2037-38 | 2038-39 | 2039-40 | 2040-41 | 2041-42
VIC1 | Black Coal | 0 | 0 | 0 | 0 | 0 | 0 | 0 | 0 | 0 | 0 | 0 | 0 | 0 | 0 | 0 | 0 | 0 | 0 | 0 | 0 | 0
VIC1 | Brown Coal | 178950.5059 | 153240.725 | 156483.0877 | 150851.5094 | 135850.5556 | 123427.3804 | 111015.3682 | 103640.6691 | 89214.8158 | 79180.9704 | 60876.3662 | 54223.476 | 49306.6144 | 47515.7887 | 43508.0194 | 41642.5742 | 38505.2389 | 36808.59 | 33706.3005 | 31716.5481 | 31429.2461
VIC1 | CCGT | 6.2126e-05 | 6.123e-05 | 6.2679e-05 | 6.6237e-05 | 6.3278e-05 | 6.3195e-05 | 6.5755e-05 | 6.7578e-05 | 7.0924e-05 | 7.4771e-05 | 7.8581e-05 | 0.00013129 | 0.00013632 | 0.00012658 | 0.00013437 | 0.00012734 | 0.00016774 | 0.00016292 | 0.00020579 | 0.00017797 | 0.00017764
VIC1 | Gas - Steam | 156.0713 | 160.6373 | 440.0376 | 3.6226e-05 | 3.4125e-05 | 26.8717 | 83.1982 | 123.0933 | 187.4166 | 87.6804 | 43.8922 | 101.4086 | 31.0926 | 4.6092e-05 | 118.5578 | 80.3502 | 257.7253 | 182.3858 | 0 | 0 | 0
VIC1 | OCGT / Diesel | 127.9098 | 9.445 | 441.5097 | 0.00023011 | 0.00021802 | 0.0002184 | 39.3739 | 110.7169 | 86.5192 | 8.7619 | 9.2094 | 118.9298 | 26.8635 | 0.00028373 | 106.4132 | 79.5257 | 580.9987 | 1202.8551 | 1782.5805 | 245.8252 | 229.2629
VIC1 | Hydro | 0 | 0 | 0 | 0 | 0 | 0 | 0 | 0 | 0 | 0 | 0 | 0 | 0 | 0 | 0 | 0 | 0 | 0 | 0 | 0 | 0
VIC1 | Wind | 0 | 0 | 0 | 0 | 0 | 0 | 0 | 0 | 0 | 0 | 0 | 0 | 0 | 0 | 0 | 0 | 0 | 0 | 0 | 0 | 0
VIC1 | Solar PV | 0 | 0 | 0 | 0 | 0 | 0 | 0 | 0 | 0 | 0 | 0 | 0 | 0 | 0 | 0 | 0 | 0 | 0 | 0 | 0 | 0
VIC1 | LS Battery | 0 | 0 | 0 | 0 | 0 | 0 | 0 | 0 | 0 | 0 | 0 | 0 | 0 | 0 | 0 | 0 | 0 | 0 | 0 | 0 | 0
VIC1 | Pumped Hydro | 0 | 0 | 0 | 0 | 0 | 0 | 0 | 0 | 0 | 0 | 0 | 0 | 0 | 0 | 0 | 0 | 0 | 0 | 0 | 0 | 0
VIC1 | VPP | 0 | 0 | 0 | 0 | 0 | 0 | 0 | 0 | 0 | 0 | 0 | 0 | 0 | 0 | 0 | 0 | 0 | 0 | 0 | 0 | 0
Total excluding storage |  | 179234.487 | 153410.8074 | 157364.6351 | 150851.5097 | 135850.5559 | 123454.2523 | 111137.9404 | 103874.4793 | 89488.7518 | 79277.4128 | 60929.4679 | 54443.8145 | 49364.5707 | 47515.7892 | 43732.9906 | 41802.4501 | 39343.9631 | 38193.8311 | 35488.8812 | 31962.3735 | 31658.5092
Region | Technology | 2021-22 | 2022-23 | 2023-24 | 2024-25 | 2025-26 | 2026-27 | 2027-28 | 2028-29 | 2029-30 | 2030-31 | 2031-32 | 2032-33 | 2033-34 | 2034-35 | 2035-36 | 2036-37 | 2037-38 | 2038-39 | 2039-40 | 2040-41 | 2041-42
SA1 | Black Coal | 0 | 0 | 0 | 0 | 0 | 0 | 0 | 0 | 0 | 0 | 0 | 0 | 0 | 0 | 0 | 0 | 0 | 0 | 0 | 0 | 0
SA1 | Brown Coal | 0 | 0 | 0 | 0 | 0 | 0 | 0 | 0 | 0 | 0 | 0 | 0 | 0 | 0 | 0 | 0 | 0 | 0 | 0 | 0 | 0
SA1 | CCGT | 57340.7581 | 52968.8901 | 24352.1313 | 19572.4861 | 17968.6841 | 16644.3651 | 15441.0771 | 14379.0241 | 13277.8021 | 12233.9811 | 11374.2541 | 10537.9561 | 9890.6701 | 9014.5231 | 8373.2311 | 7757.2286 | 0.00015828 | 0.0001541 | 0.00014921 | 0.0001504 | 0.00015217
SA1 | Gas - Steam | 79446.695 | 58256.2485 | 52092.0925 | 5300.9375 | 4833.44 | 4476.227 | 4130.6355 | 3868.294 | 3563.5235 | 3281.8995 | 3076.8652 | 2818.6968 | 2673.8922 | 2413.989 | 0 | 0 | 0 | 0 | 0 | 0 | 0
SA1 | OCGT / Diesel | 988.3056 | 1305.6713 | 3107.2724 | 3.8015 | 0.00036366 | 41.7042 | 76.2664 | 104.8817 | 114.6575 | 53.2128 | 31.1359 | 115.5276 | 24.6308 | 17.5803 | 401.2155 | 302.7642 | 646.7246 | 686.6674 | 1027.2557 | 375.3839 | 509.3948
SA1 | Hydro | 0 | 0 | 0 | 0 | 0 | 0 | 0 | 0 | 0 | 0 | 0 | 0 | 0 | 0 | 0 | 0 | 0 | 0 | 0 | 0 | 0
SA1 | Wind | 0 | 0 | 0 | 0 | 0 | 0 | 0 | 0 | 0 | 0 | 0 | 0 | 0 | 0 | 0 | 0 | 0 | 0 | 0 | 0 | 0
SA1 | Solar PV | 0 | 0 | 0 | 0 | 0 | 0 | 0 | 0 | 0 | 0 | 0 | 0 | 0 | 0 | 0 | 0 | 0 | 0 | 0 | 0 | 0
SA1 | LS Battery | 0 | 0 | 0 | 0 | 0 | 0 | 0 | 0 | 0 | 0 | 0 | 0 | 0 | 0 | 0 | 0 | 0 | 0 | 0 | 0 | 0
SA1 | Pumped Hydro | 0 | 0 | 0 | 0 | 0 | 0 | 0 | 0 | 0 | 0 | 0 | 0 | 0 | 0 | 0 | 0 | 0 | 0 | 0 | 0 | 0
SA1 | VPP | 0 | 0 | 0 | 0 | 0 | 0 | 0 | 0 | 0 | 0 | 0 | 0 | 0 | 0 | 0 | 0 | 0 | 0 | 0 | 0 | 0
Total excluding storage |  | 137775.7587 | 112530.8099 | 79551.4961 | 24877.225 | 22802.1244 | 21162.2963 | 19647.9789 | 18352.1997 | 16955.9831 | 15569.0934 | 14482.2552 | 13472.1805 | 12589.1931 | 11446.0924 | 8774.4466 | 8059.9928 | 646.7247 | 686.6675 | 1027.2559 | 375.3841 | 509.395
Region | Technology | 2021-22 | 2022-23 | 2023-24 | 2024-25 | 2025-26 | 2026-27 | 2027-28 | 2028-29 | 2029-30 | 2030-31 | 2031-32 | 2032-33 | 2033-34 | 2034-35 | 2035-36 | 2036-37 | 2037-38 | 2038-39 | 2039-40 | 2040-41 | 2041-42
TAS1 | Black Coal | 0 | 0 | 0 | 0 | 0 | 0 | 0 | 0 | 0 | 0 | 0 | 0 | 0 | 0 | 0 | 0 | 0 | 0 | 0 | 0 | 0
TAS1 | Brown Coal | 0 | 0 | 0 | 0 | 0 | 0 | 0 | 0 | 0 | 0 | 0 | 0 | 0 | 0 | 0 | 0 | 0 | 0 | 0 | 0 | 0
TAS1 | CCGT | 9.8679e-05 | 9.6775e-05 | 9.8759e-05 | 9.8865e-05 | 9.449e-05 | 9.3881e-05 | 9.3977e-05 | 9.3903e-05 | 9.3889e-05 | 9.3769e-05 | 9.4401e-05 | 9.4372e-05 | 9.6179e-05 | 9.4172 | 36.8347 | 81.6072 | 118.915 | 312.7702 | 2910.2426 | 42.6349 | 1766.29
TAS1 | Gas - Steam | 0 | 0 | 0 | 0 | 0 | 0 | 0 | 0 | 0 | 0 | 0 | 0 | 0 | 0 | 0 | 0 | 0 | 0 | 0 | 0 | 0
TAS1 | OCGT / Diesel | 9.014e-05 | 8.7644e-05 | 8.8898e-05 | 8.9681e-05 | 8.5121e-05 | 8.6635e-05 | 8.668e-05 | 8.5413e-05 | 8.4288e-05 | 8.6519e-05 | 8.6886e-05 | 8.6123e-05 | 8.7738e-05 | 9.5019e-05 | 9.837e-05 | 0.00010086 | 25.5656 | 0.00011796 | 0.0001285 | 2.5551 | 8.962
TAS1 | Hydro | 0 | 0 | 0 | 0 | 0 | 0 | 0 | 0 | 0 | 0 | 0 | 0 | 0 | 0 | 0 | 0 | 0 | 0 | 0 | 0 | 0
TAS1 | Wind | 0 | 0 | 0 | 0 | 0 | 0 | 0 | 0 | 0 | 0 | 0 | 0 | 0 | 0 | 0 | 0 | 0 | 0 | 0 | 0 | 0
TAS1 | Solar PV | 0 | 0 | 0 | 0 | 0 | 0 | 0 | 0 | 0 | 0 | 0 | 0 | 0 | 0 | 0 | 0 | 0 | 0 | 0 | 0 | 0
TAS1 | LS Battery | 0 | 0 | 0 | 0 | 0 | 0 | 0 | 0 | 0 | 0 | 0 | 0 | 0 | 0 | 0 | 0 | 0 | 0 | 0 | 0 | 0
TAS1 | Pumped Hydro | 0 | 0 | 0 | 0 | 0 | 0 | 0 | 0 | 0 | 0 | 0 | 0 | 0 | 0 | 0 | 0 | 0 | 0 | 0 | 0 | 0
TAS1 | VPP | 0 | 0 | 0 | 0 | 0 | 0 | 0 | 0 | 0 | 0 | 0 | 0 | 0 | 0 | 0 | 0 | 0 | 0 | 0 | 0 | 0
Total excluding storage |  | 0.00018882 | 0.00018442 | 0.00018766 | 0.00018855 | 0.00017961 | 0.00018052 | 0.00018066 | 0.00017932 | 0.00017818 | 0.00018029 | 0.00018129 | 0.00018049 | 0.00018392 | 9.4173 | 36.8348 | 81.6073 | 144.4806 | 312.7703 | 2910.2427 | 45.19 | 1775.252
Explicitly modelled pumping
Region | Technology | 2021-22 | 2022-23 | 2023-24 | 2024-25 | 2025-26 | 2026-27 | 2027-28 | 2028-29 | 2029-30 | 2030-31 | 2031-32 | 2032-33 | 2033-34 | 2034-35 | 2035-36 | 2036-37 | 2037-38 | 2038-39 | 2039-40 | 2040-41 | 2041-42
NEM | LS Battery pump | 0 | 0 | 0 | 0 | 0 | 0 | 0 | 0 | 0 | 0 | 0 | 0 | 0 | 0 | 0 | 0 | 0 | 0 | 0 | 0 | 0
NEM | Pumped Hydro Pump | 0 | 0 | 0 | 0 | 0 | 0 | 0 | 0 | 0 | 0 | 0 | 0 | 0 | 0 | 0 | 0 | 0 | 0 | 0 | 0 | 0
NEM | VPP pump | 0 | 0 | 0 | 0 | 0 | 0 | 0 | 0 | 0 | 0 | 0 | 0 | 0 | 0 | 0 | 0 | 0 | 0 | 0 | 0 | 0
Region | Technology | 2021-22 | 2022-23 | 2023-24 | 2024-25 | 2025-26 | 2026-27 | 2027-28 | 2028-29 | 2029-30 | 2030-31 | 2031-32 | 2032-33 | 2033-34 | 2034-35 | 2035-36 | 2036-37 | 2037-38 | 2038-39 | 2039-40 | 2040-41 | 2041-42
NSW1 | LS Battery pump | 0 | 0 | 0 | 0 | 0 | 0 | 0 | 0 | 0 | 0 | 0 | 0 | 0 | 0 | 0 | 0 | 0 | 0 | 0 | 0 | 0
NSW1 | Pumped Hydro Pump | 0 | 0 | 0 | 0 | 0 | 0 | 0 | 0 | 0 | 0 | 0 | 0 | 0 | 0 | 0 | 0 | 0 | 0 | 0 | 0 | 0
NSW1 | VPP pump | 0 | 0 | 0 | 0 | 0 | 0 | 0 | 0 | 0 | 0 | 0 | 0 | 0 | 0 | 0 | 0 | 0 | 0 | 0 | 0 | 0
Region | Technology | 2021-22 | 2022-23 | 2023-24 | 2024-25 | 2025-26 | 2026-27 | 2027-28 | 2028-29 | 2029-30 | 2030-31 | 2031-32 | 2032-33 | 2033-34 | 2034-35 | 2035-36 | 2036-37 | 2037-38 | 2038-39 | 2039-40 | 2040-41 | 2041-42
QLD1 | LS Battery pump | 0 | 0 | 0 | 0 | 0 | 0 | 0 | 0 | 0 | 0 | 0 | 0 | 0 | 0 | 0 | 0 | 0 | 0 | 0 | 0 | 0
QLD1 | Pumped Hydro Pump | 0 | 0 | 0 | 0 | 0 | 0 | 0 | 0 | 0 | 0 | 0 | 0 | 0 | 0 | 0 | 0 | 0 | 0 | 0 | 0 | 0
QLD1 | VPP pump | 0 | 0 | 0 | 0 | 0 | 0 | 0 | 0 | 0 | 0 | 0 | 0 | 0 | 0 | 0 | 0 | 0 | 0 | 0 | 0 | 0
Region | Technology | 2021-22 | 2022-23 | 2023-24 | 2024-25 | 2025-26 | 2026-27 | 2027-28 | 2028-29 | 2029-30 | 2030-31 | 2031-32 | 2032-33 | 2033-34 | 2034-35 | 2035-36 | 2036-37 | 2037-38 | 2038-39 | 2039-40 | 2040-41 | 2041-42
VIC1 | LS Battery pump | 0 | 0 | 0 | 0 | 0 | 0 | 0 | 0 | 0 | 0 | 0 | 0 | 0 | 0 | 0 | 0 | 0 | 0 | 0 | 0 | 0
VIC1 | Pumped Hydro Pump | 0 | 0 | 0 | 0 | 0 | 0 | 0 | 0 | 0 | 0 | 0 | 0 | 0 | 0 | 0 | 0 | 0 | 0 | 0 | 0 | 0
VIC1 | VPP pump | 0 | 0 | 0 | 0 | 0 | 0 | 0 | 0 | 0 | 0 | 0 | 0 | 0 | 0 | 0 | 0 | 0 | 0 | 0 | 0 | 0
Region | Technology | 2021-22 | 2022-23 | 2023-24 | 2024-25 | 2025-26 | 2026-27 | 2027-28 | 2028-29 | 2029-30 | 2030-31 | 2031-32 | 2032-33 | 2033-34 | 2034-35 | 2035-36 | 2036-37 | 2037-38 | 2038-39 | 2039-40 | 2040-41 | 2041-42
SA1 | LS Battery pump | 0 | 0 | 0 | 0 | 0 | 0 | 0 | 0 | 0 | 0 | 0 | 0 | 0 | 0 | 0 | 0 | 0 | 0 | 0 | 0 | 0
SA1 | Pumped Hydro Pump | 0 | 0 | 0 | 0 | 0 | 0 | 0 | 0 | 0 | 0 | 0 | 0 | 0 | 0 | 0 | 0 | 0 | 0 | 0 | 0 | 0
SA1 | VPP pump | 0 | 0 | 0 | 0 | 0 | 0 | 0 | 0 | 0 | 0 | 0 | 0 | 0 | 0 | 0 | 0 | 0 | 0 | 0 | 0 | 0
Region | Technology | 2021-22 | 2022-23 | 2023-24 | 2024-25 | 2025-26 | 2026-27 | 2027-28 | 2028-29 | 2029-30 | 2030-31 | 2031-32 | 2032-33 | 2033-34 | 2034-35 | 2035-36 | 2036-37 | 2037-38 | 2038-39 | 2039-40 | 2040-41 | 2041-42
TAS1 | LS Battery pump | 0 | 0 | 0 | 0 | 0 | 0 | 0 | 0 | 0 | 0 | 0 | 0 | 0 | 0 | 0 | 0 | 0 | 0 | 0 | 0 | 0
TAS1 | Pumped Hydro Pump | 0 | 0 | 0 | 0 | 0 | 0 | 0 | 0 | 0 | 0 | 0 | 0 | 0 | 0 | 0 | 0 | 0 | 0 | 0 | 0 | 0
TAS1 | VPP pump | 0 | 0 | 0 | 0 | 0 | 0 | 0 | 0 | 0 | 0 | 0 | 0 | 0 | 0 | 0 | 0 | 0 | 0 | 0 | 0 | 0
Ernst & Young’s liability is limited by a scheme approved under Professional Standards Legislation

## M31_34_Build Cost
New generation build cost (CAPEX) by technology ($000s) - Marinus 1500MW M31_34, Slow Change Scenario
CAPEX (Install) | Real June 2019 dollars discounted to 1 July 2019. The total capital costs are annualised for modelling purposes.
Explicitly modelled generation
Region | Technology | 2021-22 | 2022-23 | 2023-24 | 2024-25 | 2025-26 | 2026-27 | 2027-28 | 2028-29 | 2029-30 | 2030-31 | 2031-32 | 2032-33 | 2033-34 | 2034-35 | 2035-36 | 2036-37 | 2037-38 | 2038-39 | 2039-40 | 2040-41 | 2041-42
NEM | Black Coal | 0 | 0 | 0 | 0 | 0 | 0 | 0 | 0 | 0 | 0 | 0 | 0 | 0 | 0 | 0 | 0 | 0 | 0 | 0 | 0 | 0
NEM | Brown Coal | 0 | 0 | 0 | 0 | 0 | 0 | 0 | 0 | 0 | 0 | 0 | 0 | 0 | 0 | 0 | 0 | 0 | 0 | 0 | 0 | 0
NEM | CCGT | 0.00017287 | 0.00016022 | 0.00014888 | 0.00013758 | 0.00012751 | 0.00011818 | 0.00010981 | 0.00010148 | 9.4053e-05 | 8.7167e-05 | 8.0998e-05 | 0.00011218 | 0.00011882 | 0.00011012 | 0.00012784 | 0.00016298 | 0.0002398 | 0.00022707 | 0.00024063 | 0.00026527 | 0.00024585
NEM | Gas - Steam | 0 | 0 | 0 | 0 | 0 | 0 | 0 | 0 | 0 | 0 | 0 | 0 | 0 | 0 | 0 | 0 | 0 | 0 | 0 | 0 | 0
NEM | OCGT / Diesel | 0.00017196 | 0.00015937 | 0.00014809 | 0.00013686 | 0.00012684 | 0.00011755 | 0.00010923 | 0.00010095 | 9.3557e-05 | 8.6707e-05 | 8.057e-05 | 7.446e-05 | 7.7391e-05 | 7.1725e-05 | 0.00012668 | 0.00024863 | 0.00039928 | 0.00037004 | 0.00034385 | 3843.2179 | 3561.8331
NEM | Hydro | 0 | 0 | 0 | 0 | 0 | 0 | 0 | 0 | 0 | 0 | 0 | 0 | 0 | 0 | 0 | 0 | 0 | 0 | 0 | 0 | 0
NEM | Wind | 0.0026422 | 0.0024487 | 18012.4626 | 33202.7965 | 46033.3409 | 56692.6638 | 65626.5308 | 72371.3842 | 77882.1383 | 82118.8148 | 85495.145 | 87352.7914 | 88645.1553 | 89168.6578 | 86020.8545 | 86340.9278 | 86050.641 | 84741.5782 | 89083.3864 | 103131.5809 | 95580.7049
NEM | Solar PV | 0.00055245 | 0.000512 | 0.00048641 | 0.00049249 | 0.00081691 | 0.00081346 | 0.00077492 | 0.00071615 | 0.00066371 | 0.00074342 | 0.00069081 | 0.00074918 | 0.00085491 | 0.0012317 | 3519.22 | 11116.5293 | 18840.4213 | 33380.936 | 44842.8085 | 50862.9883 | 47591.4318
NEM | LS Battery | 0.0010975 | 0.0010171 | 0.00094515 | 0.00087347 | 0.00080951 | 0.00097123 | 0.0011353 | 0.001174 | 0.001088 | 0.0016661 | 0.001034 | 0.00095557 | 0.00088561 | 0.00082077 | 3228.8484 | 15486.1316 | 26787.726 | 24826.4373 | 23069.381 | 67137.6603 | 62222.1131
NEM | Pumped Hydro | 0 | 0 | 0.0012035 | 0.0011123 | 0.0010609 | 0.0010315 | 0.0010171 | 0.00099657 | 0.0010235 | 0.0010502 | 0.0011078 | 4413.6169 | 5178.3924 | 4799.2516 | 4870.9182 | 4501.4868 | 19300.2241 | 17887.14 | 16621.2029 | 15360.5782 | 14235.9393
NEM | VPP | 0 | 0 | 0 | 0 | 0 | 0 | 0 | 0 | 0 | 0 | 0 | 0 | 0 | 0 | 0 | 0 | 0 | 0 | 0 | 0 | 0
Total excluding storage |  | 0.0035395 | 0.0032803 | 18012.4634 | 33202.7973 | 46033.342 | 56692.6648 | 65626.5318 | 72371.3851 | 77882.1391 | 82118.8157 | 85495.1458 | 87352.7923 | 88645.1564 | 89168.6592 | 89540.0748 | 97457.4575 | 104891.0629 | 118122.5148 | 133926.1955 | 157837.7874 | 146733.97
Region | Technology | 2021-22 | 2022-23 | 2023-24 | 2024-25 | 2025-26 | 2026-27 | 2027-28 | 2028-29 | 2029-30 | 2030-31 | 2031-32 | 2032-33 | 2033-34 | 2034-35 | 2035-36 | 2036-37 | 2037-38 | 2038-39 | 2039-40 | 2040-41 | 2041-42
NSW1 | Black Coal | 0 | 0 | 0 | 0 | 0 | 0 | 0 | 0 | 0 | 0 | 0 | 0 | 0 | 0 | 0 | 0 | 0 | 0 | 0 | 0 | 0
NSW1 | Brown Coal | 0 | 0 | 0 | 0 | 0 | 0 | 0 | 0 | 0 | 0 | 0 | 0 | 0 | 0 | 0 | 0 | 0 | 0 | 0 | 0 | 0
NSW1 | CCGT | 3.6296e-05 | 3.3638e-05 | 3.1258e-05 | 2.8887e-05 | 2.6772e-05 | 2.4812e-05 | 2.3056e-05 | 2.1307e-05 | 1.9747e-05 | 1.8301e-05 | 1.7006e-05 | 1.5716e-05 | 2.0509e-05 | 1.9008e-05 | 1.7662e-05 | 5.2051e-05 | 5.2616e-05 | 4.8764e-05 | 4.5313e-05 | 5.8142e-05 | 5.3885e-05
NSW1 | Gas - Steam | 0 | 0 | 0 | 0 | 0 | 0 | 0 | 0 | 0 | 0 | 0 | 0 | 0 | 0 | 0 | 0 | 0 | 0 | 0 | 0 | 0
NSW1 | OCGT / Diesel | 3.4419e-05 | 3.1899e-05 | 2.9642e-05 | 2.7394e-05 | 2.5388e-05 | 2.3529e-05 | 2.1864e-05 | 2.0206e-05 | 1.8726e-05 | 1.7355e-05 | 1.6127e-05 | 1.4904e-05 | 2.2196e-05 | 2.0571e-05 | 1.9115e-05 | 0.00012048 | 0.00011166 | 0.00010348 | 9.6159e-05 | 0.00023781 | 0.0002204
NSW1 | Hydro | 0 | 0 | 0 | 0 | 0 | 0 | 0 | 0 | 0 | 0 | 0 | 0 | 0 | 0 | 0 | 0 | 0 | 0 | 0 | 0 | 0
NSW1 | Wind | 0.00051614 | 0.00047835 | 0.0004445 | 0.00046947 | 0.00047203 | 0.00043747 | 0.00040651 | 0.00044757 | 0.0004148 | 0.00040025 | 0.00037192 | 0.00047149 | 0.00048529 | 0.00047943 | 0.00046703 | 948.2533 | 1474.1133 | 1366.1847 | 1269.4949 | 15313.474 | 14192.2836
NSW1 | Solar PV | 0.00011819 | 0.00010954 | 0.00010178 | 0.00010687 | 0.00017745 | 0.00018864 | 0.00017529 | 0.00016199 | 0.00015013 | 0.0001781 | 0.0001655 | 0.00022294 | 0.00025803 | 0.00023914 | 0.00033888 | 7864.2225 | 7288.4479 | 22674.7511 | 34894.3388 | 34026.1443 | 31987.313
NSW1 | LS Battery | 0.00021609 | 0.00020026 | 0.00018609 | 0.00017198 | 0.00015939 | 0.00018899 | 0.00021898 | 0.00022548 | 0.00020897 | 0.00031806 | 0.00019431 | 0.00017957 | 0.00016642 | 0.00015424 | 0.00014332 | 0.0059727 | 0.0055152 | 0.0051006 | 0.0047396 | 19219.187 | 17812.0361
NSW1 | Pumped Hydro | 0 | 0 | 0.00033101 | 0.00030591 | 0.00028351 | 0.00026275 | 0.00025647 | 0.00024834 | 0.00025971 | 0.00026723 | 0.00027477 | 0.00027498 | 0.00031658 | 0.0002934 | 0.00028734 | 0.00067387 | 0.00062454 | 0.00057881 | 0.00053785 | 0.00081678 | 0.00075698
NSW1 | VPP | 0 | 0 | 0 | 0 | 0 | 0 | 0 | 0 | 0 | 0 | 0 | 0 | 0 | 0 | 0 | 0 | 0 | 0 | 0 | 0 | 0
Total excluding storage |  | 0.00070505 | 0.00065343 | 0.00060718 | 0.00063262 | 0.00070165 | 0.00067445 | 0.00062672 | 0.00065108 | 0.00060341 | 0.00061401 | 0.00057056 | 0.00072505 | 0.00078603 | 0.00075815 | 0.00084268 | 8812.476 | 8762.5614 | 24040.936 | 36163.8339 | 49339.6186 | 46179.5969
Region | Technology | 2021-22 | 2022-23 | 2023-24 | 2024-25 | 2025-26 | 2026-27 | 2027-28 | 2028-29 | 2029-30 | 2030-31 | 2031-32 | 2032-33 | 2033-34 | 2034-35 | 2035-36 | 2036-37 | 2037-38 | 2038-39 | 2039-40 | 2040-41 | 2041-42
QLD1 | Black Coal | 0 | 0 | 0 | 0 | 0 | 0 | 0 | 0 | 0 | 0 | 0 | 0 | 0 | 0 | 0 | 0 | 0 | 0 | 0 | 0 | 0
QLD1 | Brown Coal | 0 | 0 | 0 | 0 | 0 | 0 | 0 | 0 | 0 | 0 | 0 | 0 | 0 | 0 | 0 | 0 | 0 | 0 | 0 | 0 | 0
QLD1 | CCGT | 3.8768e-05 | 3.593e-05 | 3.3387e-05 | 3.0855e-05 | 2.8596e-05 | 2.6502e-05 | 2.4626e-05 | 2.2759e-05 | 2.1092e-05 | 1.9548e-05 | 1.8165e-05 | 1.6787e-05 | 1.5558e-05 | 1.4419e-05 | 1.3398e-05 | 1.2382e-05 | 2.7315e-05 | 3.0148e-05 | 2.8014e-05 | 3.7862e-05 | 3.509e-05
QLD1 | Gas - Steam | 0 | 0 | 0 | 0 | 0 | 0 | 0 | 0 | 0 | 0 | 0 | 0 | 0 | 0 | 0 | 0 | 0 | 0 | 0 | 0 | 0
QLD1 | OCGT / Diesel | 3.4831e-05 | 3.2281e-05 | 2.9996e-05 | 2.7721e-05 | 2.5692e-05 | 2.3811e-05 | 2.2125e-05 | 2.0447e-05 | 1.895e-05 | 1.7563e-05 | 1.632e-05 | 1.5082e-05 | 1.3978e-05 | 1.2954e-05 | 1.2038e-05 | 1.1125e-05 | 3.1338e-05 | 2.9043e-05 | 2.6988e-05 | 6.5057e-05 | 6.0294e-05
QLD1 | Hydro | 0 | 0 | 0 | 0 | 0 | 0 | 0 | 0 | 0 | 0 | 0 | 0 | 0 | 0 | 0 | 0 | 0 | 0 | 0 | 0 | 0
QLD1 | Wind | 0.000749 | 0.00069417 | 0.00064504 | 0.00059611 | 0.00055247 | 0.00051202 | 0.00047578 | 0.00058779 | 0.00054475 | 0.00050487 | 0.00046914 | 0.00050681 | 0.00046971 | 0.00055378 | 0.00057611 | 0.00074581 | 0.0012935 | 0.0029001 | 5686.4096 | 5255.1279 | 4870.3688
QLD1 | Solar PV | 0.00018828 | 0.0001745 | 0.00016215 | 0.00014985 | 0.00023375 | 0.00021664 | 0.00020131 | 0.00018604 | 0.00017242 | 0.00019516 | 0.00018135 | 0.00018264 | 0.00021112 | 0.00019566 | 0.00026354 | 0.00026468 | 0.00028972 | 0.00030077 | 0.00031188 | 0.00033317 | 0.00039812
QLD1 | LS Battery | 0.00021394 | 0.00019828 | 0.00018425 | 0.00017027 | 0.0001578 | 0.00018955 | 0.00022004 | 0.00022818 | 0.00021148 | 0.00031817 | 0.00019541 | 0.00018059 | 0.00016737 | 0.00015512 | 0.00015281 | 0.0001445 | 0.00039121 | 0.0003958 | 0.00036779 | 845.1243 | 783.2477
QLD1 | Pumped Hydro | 0 | 0 | 0.00016763 | 0.00015491 | 0.00014357 | 0.00013306 | 0.00012364 | 0.00011427 | 0.00012132 | 0.00012643 | 0.00013087 | 0.0001337 | 0.0001365 | 0.00013937 | 0.00014435 | 0.0001513 | 0.00022856 | 0.00024496 | 0.000249 | 0.00032586 | 0.00030201
QLD1 | VPP | 0 | 0 | 0 | 0 | 0 | 0 | 0 | 0 | 0 | 0 | 0 | 0 | 0 | 0 | 0 | 0 | 0 | 0 | 0 | 0 | 0
Total excluding storage |  | 0.0010109 | 0.00093687 | 0.00087057 | 0.00080454 | 0.00084051 | 0.00077897 | 0.00072384 | 0.00081703 | 0.00075721 | 0.00073714 | 0.00068497 | 0.00072132 | 0.00071036 | 0.00077682 | 0.00086509 | 0.001034 | 0.0016419 | 0.00326 | 5686.4099 | 5255.1284 | 4870.3693
Region | Technology | 2021-22 | 2022-23 | 2023-24 | 2024-25 | 2025-26 | 2026-27 | 2027-28 | 2028-29 | 2029-30 | 2030-31 | 2031-32 | 2032-33 | 2033-34 | 2034-35 | 2035-36 | 2036-37 | 2037-38 | 2038-39 | 2039-40 | 2040-41 | 2041-42
VIC1 | Black Coal | 0 | 0 | 0 | 0 | 0 | 0 | 0 | 0 | 0 | 0 | 0 | 0 | 0 | 0 | 0 | 0 | 0 | 0 | 0 | 0 | 0
VIC1 | Brown Coal | 0 | 0 | 0 | 0 | 0 | 0 | 0 | 0 | 0 | 0 | 0 | 0 | 0 | 0 | 0 | 0 | 0 | 0 | 0 | 0 | 0
VIC1 | CCGT | 3.368e-05 | 3.1214e-05 | 2.9005e-05 | 2.6805e-05 | 2.4842e-05 | 2.3024e-05 | 2.1394e-05 | 1.9771e-05 | 1.8324e-05 | 1.6982e-05 | 1.578e-05 | 5.1909e-05 | 5.7017e-05 | 5.2843e-05 | 5.9253e-05 | 5.4759e-05 | 8.3158e-05 | 7.7069e-05 | 0.00010124 | 9.3562e-05 | 8.6712e-05
VIC1 | Gas - Steam | 0 | 0 | 0 | 0 | 0 | 0 | 0 | 0 | 0 | 0 | 0 | 0 | 0 | 0 | 0 | 0 | 0 | 0 | 0 | 0 | 0
VIC1 | OCGT / Diesel | 3.4282e-05 | 3.1772e-05 | 2.9524e-05 | 2.7284e-05 | 2.5287e-05 | 2.3435e-05 | 2.1777e-05 | 2.0125e-05 | 1.8652e-05 | 1.7286e-05 | 1.6063e-05 | 1.4844e-05 | 1.3758e-05 | 1.275e-05 | 1.1848e-05 | 1.0949e-05 | 5.2521e-05 | 4.8676e-05 | 4.5231e-05 | 0.00013115 | 0.00012155
VIC1 | Hydro | 0 | 0 | 0 | 0 | 0 | 0 | 0 | 0 | 0 | 0 | 0 | 0 | 0 | 0 | 0 | 0 | 0 | 0 | 0 | 0 | 0
VIC1 | Wind | 0.00035465 | 0.00032868 | 0.00030542 | 0.00031896 | 0.00029561 | 0.00027396 | 0.00025457 | 0.00031294 | 0.00029003 | 0.0002688 | 0.00024977 | 0.00028066 | 0.00026011 | 0.00025828 | 0.00024 | 0.00028185 | 0.00041103 | 0.00040082 | 0.0004177 | 0.00051042 | 0.00047305
VIC1 | Solar PV | 4.9476e-05 | 4.5853e-05 | 4.2608e-05 | 5.9189e-05 | 8.3155e-05 | 7.7067e-05 | 7.1613e-05 | 6.6181e-05 | 6.1336e-05 | 7.3659e-05 | 6.8446e-05 | 6.3254e-05 | 7.5586e-05 | 7.0052e-05 | 8.1761e-05 | 8.0549e-05 | 0.00010261 | 9.8903e-05 | 0.00010298 | 0.00014116 | 0.00013726
VIC1 | LS Battery | 0.00022204 | 0.00020578 | 0.00019122 | 0.00017672 | 0.00016378 | 0.00019762 | 0.00023243 | 0.0002415 | 0.00022382 | 0.00035485 | 0.0002257 | 0.00020858 | 0.00019331 | 0.00017916 | 0.00017059 | 0.00015805 | 0.001281 | 0.0011747 | 0.0010916 | 7230.1989 | 6700.8331
VIC1 | Pumped Hydro | 0 | 0 | 0.00017364 | 0.00016047 | 0.00014872 | 0.00015245 | 0.00016064 | 0.00016727 | 0.00018323 | 0.00020461 | 0.00025484 | 4413.6161 | 5178.3915 | 4799.2506 | 4870.9171 | 4501.4853 | 19300.222 | 17887.138 | 16621.2009 | 15360.5758 | 14235.9368
VIC1 | VPP | 0 | 0 | 0 | 0 | 0 | 0 | 0 | 0 | 0 | 0 | 0 | 0 | 0 | 0 | 0 | 0 | 0 | 0 | 0 | 0 | 0
Total excluding storage |  | 0.00047209 | 0.00043752 | 0.00040656 | 0.00043224 | 0.00042889 | 0.00039749 | 0.00036936 | 0.00041902 | 0.00038834 | 0.00037672 | 0.00035006 | 0.00041067 | 0.00040647 | 0.00039392 | 0.00039286 | 0.00042811 | 0.00064932 | 0.00062547 | 0.00066715 | 0.0008763 | 0.00081857
Region | Technology | 2021-22 | 2022-23 | 2023-24 | 2024-25 | 2025-26 | 2026-27 | 2027-28 | 2028-29 | 2029-30 | 2030-31 | 2031-32 | 2032-33 | 2033-34 | 2034-35 | 2035-36 | 2036-37 | 2037-38 | 2038-39 | 2039-40 | 2040-41 | 2041-42
SA1 | Black Coal | 0 | 0 | 0 | 0 | 0 | 0 | 0 | 0 | 0 | 0 | 0 | 0 | 0 | 0 | 0 | 0 | 0 | 0 | 0 | 0 | 0
SA1 | Brown Coal | 0 | 0 | 0 | 0 | 0 | 0 | 0 | 0 | 0 | 0 | 0 | 0 | 0 | 0 | 0 | 0 | 0 | 0 | 0 | 0 | 0
SA1 | CCGT | 3.3951e-05 | 3.1465e-05 | 2.9238e-05 | 2.7021e-05 | 2.5042e-05 | 2.3209e-05 | 2.1566e-05 | 1.993e-05 | 1.8471e-05 | 1.7119e-05 | 1.5907e-05 | 1.4701e-05 | 1.3624e-05 | 1.2627e-05 | 2.71e-05 | 3.4151e-05 | 6.3539e-05 | 5.8887e-05 | 5.472e-05 | 6.5226e-05 | 6.045e-05
SA1 | Gas - Steam | 0 | 0 | 0 | 0 | 0 | 0 | 0 | 0 | 0 | 0 | 0 | 0 | 0 | 0 | 0 | 0 | 0 | 0 | 0 | 0 | 0
SA1 | OCGT / Diesel | 3.4365e-05 | 3.1849e-05 | 2.9595e-05 | 2.735e-05 | 2.5348e-05 | 2.3492e-05 | 2.1829e-05 | 2.0174e-05 | 1.8697e-05 | 1.7328e-05 | 1.6101e-05 | 1.488e-05 | 1.3791e-05 | 1.2781e-05 | 7.1909e-05 | 9.5193e-05 | 0.00018525 | 0.00017169 | 0.00015954 | 3843.2175 | 3561.8327
SA1 | Hydro | 0 | 0 | 0 | 0 | 0 | 0 | 0 | 0 | 0 | 0 | 0 | 0 | 0 | 0 | 0 | 0 | 0 | 0 | 0 | 0 | 0
SA1 | Wind | 0.00073552 | 0.00068167 | 0.00063342 | 0.00058538 | 0.00054252 | 0.0005028 | 0.00046722 | 0.00054507 | 0.00050516 | 0.00046818 | 0.00043504 | 0.00054306 | 0.0005033 | 0.00049063 | 0.00068041 | 0.00088153 | 0.002161 | 0.002922 | 0.0027152 | 2297.5307 | 2129.3149
SA1 | Solar PV | 0.00017464 | 0.00016185 | 0.0001504 | 0.00013899 | 0.00020808 | 0.00019285 | 0.0001792 | 0.00016561 | 0.00015348 | 0.00017941 | 0.00016671 | 0.00017979 | 0.00021698 | 0.00020109 | 0.0003217 | 0.00048721 | 8537.7878 | 7912.6856 | 7352.6764 | 14437.9271 | 13380.8406
SA1 | LS Battery | 0.00022844 | 0.00021171 | 0.00019673 | 0.00018181 | 0.0001685 | 0.00019845 | 0.00023397 | 0.00024199 | 0.00022427 | 0.00035414 | 0.00022204 | 0.0002052 | 0.00019018 | 0.00017625 | 3228.8477 | 15486.1252 | 26787.7186 | 24826.4305 | 23069.3747 | 39843.15 | 36925.9961
SA1 | Pumped Hydro | 0 | 0 | 0.00019569 | 0.00018085 | 0.00016761 | 0.00015533 | 0.00014434 | 0.00013339 | 0.00012363 | 0.00011458 | 0.00010647 | 0.00011625 | 0.00010774 | 9.9848e-05 | 0.00017696 | 0.00018784 | 0.00025929 | 0.0002403 | 0.0002233 | 0.00028544 | 0.00026454
SA1 | VPP | 0 | 0 | 0 | 0 | 0 | 0 | 0 | 0 | 0 | 0 | 0 | 0 | 0 | 0 | 0 | 0 | 0 | 0 | 0 | 0 | 0
Total excluding storage |  | 0.00097847 | 0.00090683 | 0.00084265 | 0.00077874 | 0.000801 | 0.00074235 | 0.00068981 | 0.00075078 | 0.00069581 | 0.00068203 | 0.00063376 | 0.00075244 | 0.00074769 | 0.00071713 | 0.0011011 | 0.0014981 | 8537.7902 | 7912.6888 | 7352.6793 | 20578.6753 | 19071.9882
Region | Technology | 2021-22 | 2022-23 | 2023-24 | 2024-25 | 2025-26 | 2026-27 | 2027-28 | 2028-29 | 2029-30 | 2030-31 | 2031-32 | 2032-33 | 2033-34 | 2034-35 | 2035-36 | 2036-37 | 2037-38 | 2038-39 | 2039-40 | 2040-41 | 2041-42
TAS1 | Black Coal | 0 | 0 | 0 | 0 | 0 | 0 | 0 | 0 | 0 | 0 | 0 | 0 | 0 | 0 | 0 | 0 | 0 | 0 | 0 | 0 | 0
TAS1 | Brown Coal | 0 | 0 | 0 | 0 | 0 | 0 | 0 | 0 | 0 | 0 | 0 | 0 | 0 | 0 | 0 | 0 | 0 | 0 | 0 | 0 | 0
TAS1 | CCGT | 3.0178e-05 | 2.7968e-05 | 2.5989e-05 | 2.4018e-05 | 2.2259e-05 | 2.0629e-05 | 1.9169e-05 | 1.7716e-05 | 1.6418e-05 | 1.5216e-05 | 1.4139e-05 | 1.3067e-05 | 1.211e-05 | 1.1224e-05 | 1.0429e-05 | 9.6383e-06 | 1.3171e-05 | 1.2207e-05 | 1.1343e-05 | 1.0482e-05 | 9.7149e-06
TAS1 | Gas - Steam | 0 | 0 | 0 | 0 | 0 | 0 | 0 | 0 | 0 | 0 | 0 | 0 | 0 | 0 | 0 | 0 | 0 | 0 | 0 | 0 | 0
TAS1 | OCGT / Diesel | 3.4062e-05 | 3.1568e-05 | 2.9334e-05 | 2.7109e-05 | 2.5124e-05 | 2.3285e-05 | 2.1637e-05 | 1.9996e-05 | 1.8532e-05 | 1.7175e-05 | 1.596e-05 | 1.4749e-05 | 1.3669e-05 | 1.2668e-05 | 1.1772e-05 | 1.0879e-05 | 1.8509e-05 | 1.7154e-05 | 1.594e-05 | 1.4731e-05 | 1.6227e-05
TAS1 | Hydro | 0 | 0 | 0 | 0 | 0 | 0 | 0 | 0 | 0 | 0 | 0 | 0 | 0 | 0 | 0 | 0 | 0 | 0 | 0 | 0 | 0
TAS1 | Wind | 0.00028685 | 0.00026585 | 18012.4606 | 33202.7946 | 46033.3391 | 56692.6621 | 65626.5292 | 72371.3823 | 77882.1365 | 82118.8131 | 85495.1434 | 87352.7896 | 88645.1536 | 89168.656 | 86020.8525 | 85392.6726 | 84576.5238 | 83375.3872 | 82127.4787 | 80265.4476 | 74388.7371
TAS1 | Solar PV | 2.1867e-05 | 2.0266e-05 | 2.9473e-05 | 3.7593e-05 | 0.00011447 | 0.00013827 | 0.00014751 | 0.00013632 | 0.00012634 | 0.00011709 | 0.00010881 | 0.00010055 | 9.3191e-05 | 0.00052574 | 3519.219 | 3252.306 | 3014.1853 | 2793.4989 | 2595.7929 | 2398.9165 | 2223.2776
TAS1 | LS Battery | 0.00021699 | 0.0002011 | 0.00018687 | 0.00017269 | 0.00016005 | 0.00019662 | 0.00022986 | 0.00023682 | 0.00021948 | 0.00032091 | 0.00019653 | 0.00018162 | 0.00016833 | 0.000156 | 0.00015566 | 0.00013747 | 0.00016038 | 0.00013723 | 0.00012752 | 7.1996e-05 | 0.00010546
TAS1 | Pumped Hydro | 0 | 0 | 0.00033556 | 0.00031011 | 0.00031747 | 0.00032794 | 0.00033198 | 0.00033331 | 0.0003356 | 0.00033739 | 0.0003409 | 0.00034213 | 0.00035014 | 0.00044209 | 0.00047902 | 0.00053427 | 0.00096693 | 0.00092046 | 0.00096185 | 0.0008889 | 0.0012391
TAS1 | VPP | 0 | 0 | 0 | 0 | 0 | 0 | 0 | 0 | 0 | 0 | 0 | 0 | 0 | 0 | 0 | 0 | 0 | 0 | 0 | 0 | 0
Total excluding storage |  | 0.00037296 | 0.00034565 | 18012.4607 | 33202.7946 | 46033.3392 | 56692.6622 | 65626.5294 | 72371.3825 | 77882.1367 | 82118.8133 | 85495.1436 | 87352.7897 | 88645.1537 | 89168.6565 | 89540.0716 | 88644.9786 | 87590.7091 | 86168.8861 | 84723.2717 | 82664.3642 | 76612.0148
Ernst & Young’s liability is limited by a scheme approved under Professional Standards Legislation

## M31_34_REHAB Cost
Rehabilitation cost by technology ($000s) - Marinus 1500MW M31_34, Slow Change Scenario
REHAB | Real June 2019 dollars discounted to 1 July 2019
Explicitly modelled generation
Region | Technology | 2021-22 | 2022-23 | 2023-24 | 2024-25 | 2025-26 | 2026-27 | 2027-28 | 2028-29 | 2029-30 | 2030-31 | 2031-32 | 2032-33 | 2033-34 | 2034-35 | 2035-36 | 2036-37 | 2037-38 | 2038-39 | 2039-40 | 2040-41 | 2041-42
NEM | Black Coal | 0 | 33884.635 | 94211.226 | 0 | 0 | 0 | 0 | 30555.6888 | 53400.6462 | 0 | 0 | 92727.8669 | 0 | 0 | 28711.1913 | 0.0020017 | 8322.7528 | 0 | 0 | 0 | 0
NEM | Brown Coal | 0 | 0 | 0 | 0 | 0 | 0 | 0 | 0 | 14159.2622 | 13124.9769 | 13032.8775 | 12073.8991 | 0 | 0 | 0 | 0 | 0 | 0 | 0 | 0 | 0
NEM | CCGT | 0 | 0 | 0 | 0 | 0 | 0 | 0 | 0 | 0 | 0 | 0 | 0 | 0 | 0 | 0 | 0 | 0 | 0 | 0 | 0 | 0
NEM | Gas - Steam | 0 | 0 | 0 | 0 | 0 | 0 | 0 | 0 | 0 | 0 | 0 | 0 | 0 | 0 | 0 | 0 | 0 | 0 | 0 | 0 | 0
NEM | OCGT / Diesel | 0 | 0 | 0 | 0 | 0 | 0 | 0 | 0 | 0 | 0 | 0 | 0 | 0 | 0 | 0 | 0 | 0 | 0 | 0 | 0 | 0
NEM | Hydro | 0 | 0 | 0 | 0 | 0 | 0 | 0 | 0 | 0 | 0 | 0 | 0 | 0 | 0 | 0 | 0 | 0 | 0 | 0 | 0 | 0
NEM | Wind | 0 | 0 | 0 | 0 | 0 | 0 | 0 | 0 | 0 | 0 | 0 | 0 | 0 | 0 | 0 | 0 | 0 | 0 | 0 | 0 | 0
NEM | Solar PV | 0 | 0 | 0 | 0 | 0 | 0 | 0 | 0 | 0 | 0 | 0 | 0 | 0 | 0 | 0 | 0 | 0 | 0 | 0 | 0 | 0
NEM | LS Battery | 0 | 0 | 0 | 0 | 0 | 0 | 0 | 0 | 0 | 0 | 0 | 0 | 0 | 0 | 0 | 0 | 0 | 0 | 0 | 0 | 0
NEM | Pumped Hydro | 0 | 0 | 0 | 0 | 0 | 0 | 0 | 0 | 0 | 0 | 0 | 0 | 0 | 0 | 0 | 0 | 0 | 0 | 0 | 0 | 0
NEM | VPP | 0 | 0 | 0 | 0 | 0 | 0 | 0 | 0 | 0 | 0 | 0 | 0 | 0 | 0 | 0 | 0 | 0 | 0 | 0 | 0 | 0
Total excluding storage |  | 0 | 33884.635 | 94211.226 | 0 | 0 | 0 | 0 | 30555.6888 | 67559.9085 | 13124.9769 | 13032.8775 | 104801.766 | 0 | 0 | 28711.1913 | 0.0020017 | 8322.7528 | 0 | 0 | 0 | 0
Region | Technology | 2021-22 | 2022-23 | 2023-24 | 2024-25 | 2025-26 | 2026-27 | 2027-28 | 2028-29 | 2029-30 | 2030-31 | 2031-32 | 2032-33 | 2033-34 | 2034-35 | 2035-36 | 2036-37 | 2037-38 | 2038-39 | 2039-40 | 2040-41 | 2041-42
NSW1 | Black Coal | 0 | 33884.635 | 94211.226 | 0 | 0 | 0 | 0 | 0 | 53400.6462 | 0 | 0 | 92727.8669 | 0 | 0 | 0 | 0 | 0 | 0 | 0 | 0 | 0
NSW1 | Brown Coal | 0 | 0 | 0 | 0 | 0 | 0 | 0 | 0 | 0 | 0 | 0 | 0 | 0 | 0 | 0 | 0 | 0 | 0 | 0 | 0 | 0
NSW1 | CCGT | 0 | 0 | 0 | 0 | 0 | 0 | 0 | 0 | 0 | 0 | 0 | 0 | 0 | 0 | 0 | 0 | 0 | 0 | 0 | 0 | 0
NSW1 | Gas - Steam | 0 | 0 | 0 | 0 | 0 | 0 | 0 | 0 | 0 | 0 | 0 | 0 | 0 | 0 | 0 | 0 | 0 | 0 | 0 | 0 | 0
NSW1 | OCGT / Diesel | 0 | 0 | 0 | 0 | 0 | 0 | 0 | 0 | 0 | 0 | 0 | 0 | 0 | 0 | 0 | 0 | 0 | 0 | 0 | 0 | 0
NSW1 | Hydro | 0 | 0 | 0 | 0 | 0 | 0 | 0 | 0 | 0 | 0 | 0 | 0 | 0 | 0 | 0 | 0 | 0 | 0 | 0 | 0 | 0
NSW1 | Wind | 0 | 0 | 0 | 0 | 0 | 0 | 0 | 0 | 0 | 0 | 0 | 0 | 0 | 0 | 0 | 0 | 0 | 0 | 0 | 0 | 0
NSW1 | Solar PV | 0 | 0 | 0 | 0 | 0 | 0 | 0 | 0 | 0 | 0 | 0 | 0 | 0 | 0 | 0 | 0 | 0 | 0 | 0 | 0 | 0
NSW1 | LS Battery | 0 | 0 | 0 | 0 | 0 | 0 | 0 | 0 | 0 | 0 | 0 | 0 | 0 | 0 | 0 | 0 | 0 | 0 | 0 | 0 | 0
NSW1 | Pumped Hydro | 0 | 0 | 0 | 0 | 0 | 0 | 0 | 0 | 0 | 0 | 0 | 0 | 0 | 0 | 0 | 0 | 0 | 0 | 0 | 0 | 0
NSW1 | VPP | 0 | 0 | 0 | 0 | 0 | 0 | 0 | 0 | 0 | 0 | 0 | 0 | 0 | 0 | 0 | 0 | 0 | 0 | 0 | 0 | 0
Total excluding storage |  | 0 | 33884.635 | 94211.226 | 0 | 0 | 0 | 0 | 0 | 53400.6462 | 0 | 0 | 92727.8669 | 0 | 0 | 0 | 0 | 0 | 0 | 0 | 0 | 0
Region | Technology | 2021-22 | 2022-23 | 2023-24 | 2024-25 | 2025-26 | 2026-27 | 2027-28 | 2028-29 | 2029-30 | 2030-31 | 2031-32 | 2032-33 | 2033-34 | 2034-35 | 2035-36 | 2036-37 | 2037-38 | 2038-39 | 2039-40 | 2040-41 | 2041-42
QLD1 | Black Coal | 0 | 0 | 0 | 0 | 0 | 0 | 0 | 30555.6888 | 0 | 0 | 0 | 0 | 0 | 0 | 28711.1913 | 0.0020017 | 8322.7528 | 0 | 0 | 0 | 0
QLD1 | Brown Coal | 0 | 0 | 0 | 0 | 0 | 0 | 0 | 0 | 0 | 0 | 0 | 0 | 0 | 0 | 0 | 0 | 0 | 0 | 0 | 0 | 0
QLD1 | CCGT | 0 | 0 | 0 | 0 | 0 | 0 | 0 | 0 | 0 | 0 | 0 | 0 | 0 | 0 | 0 | 0 | 0 | 0 | 0 | 0 | 0
QLD1 | Gas - Steam | 0 | 0 | 0 | 0 | 0 | 0 | 0 | 0 | 0 | 0 | 0 | 0 | 0 | 0 | 0 | 0 | 0 | 0 | 0 | 0 | 0
QLD1 | OCGT / Diesel | 0 | 0 | 0 | 0 | 0 | 0 | 0 | 0 | 0 | 0 | 0 | 0 | 0 | 0 | 0 | 0 | 0 | 0 | 0 | 0 | 0
QLD1 | Hydro | 0 | 0 | 0 | 0 | 0 | 0 | 0 | 0 | 0 | 0 | 0 | 0 | 0 | 0 | 0 | 0 | 0 | 0 | 0 | 0 | 0
QLD1 | Wind | 0 | 0 | 0 | 0 | 0 | 0 | 0 | 0 | 0 | 0 | 0 | 0 | 0 | 0 | 0 | 0 | 0 | 0 | 0 | 0 | 0
QLD1 | Solar PV | 0 | 0 | 0 | 0 | 0 | 0 | 0 | 0 | 0 | 0 | 0 | 0 | 0 | 0 | 0 | 0 | 0 | 0 | 0 | 0 | 0
QLD1 | LS Battery | 0 | 0 | 0 | 0 | 0 | 0 | 0 | 0 | 0 | 0 | 0 | 0 | 0 | 0 | 0 | 0 | 0 | 0 | 0 | 0 | 0
QLD1 | Pumped Hydro | 0 | 0 | 0 | 0 | 0 | 0 | 0 | 0 | 0 | 0 | 0 | 0 | 0 | 0 | 0 | 0 | 0 | 0 | 0 | 0 | 0
QLD1 | VPP | 0 | 0 | 0 | 0 | 0 | 0 | 0 | 0 | 0 | 0 | 0 | 0 | 0 | 0 | 0 | 0 | 0 | 0 | 0 | 0 | 0
Total excluding storage |  | 0 | 0 | 0 | 0 | 0 | 0 | 0 | 30555.6888 | 0 | 0 | 0 | 0 | 0 | 0 | 28711.1913 | 0.0020017 | 8322.7528 | 0 | 0 | 0 | 0
Region | Technology | 2021-22 | 2022-23 | 2023-24 | 2024-25 | 2025-26 | 2026-27 | 2027-28 | 2028-29 | 2029-30 | 2030-31 | 2031-32 | 2032-33 | 2033-34 | 2034-35 | 2035-36 | 2036-37 | 2037-38 | 2038-39 | 2039-40 | 2040-41 | 2041-42
VIC1 | Black Coal | 0 | 0 | 0 | 0 | 0 | 0 | 0 | 0 | 0 | 0 | 0 | 0 | 0 | 0 | 0 | 0 | 0 | 0 | 0 | 0 | 0
VIC1 | Brown Coal | 0 | 0 | 0 | 0 | 0 | 0 | 0 | 0 | 14159.2622 | 13124.9769 | 13032.8775 | 12073.8991 | 0 | 0 | 0 | 0 | 0 | 0 | 0 | 0 | 0
VIC1 | CCGT | 0 | 0 | 0 | 0 | 0 | 0 | 0 | 0 | 0 | 0 | 0 | 0 | 0 | 0 | 0 | 0 | 0 | 0 | 0 | 0 | 0
VIC1 | Gas - Steam | 0 | 0 | 0 | 0 | 0 | 0 | 0 | 0 | 0 | 0 | 0 | 0 | 0 | 0 | 0 | 0 | 0 | 0 | 0 | 0 | 0
VIC1 | OCGT / Diesel | 0 | 0 | 0 | 0 | 0 | 0 | 0 | 0 | 0 | 0 | 0 | 0 | 0 | 0 | 0 | 0 | 0 | 0 | 0 | 0 | 0
VIC1 | Hydro | 0 | 0 | 0 | 0 | 0 | 0 | 0 | 0 | 0 | 0 | 0 | 0 | 0 | 0 | 0 | 0 | 0 | 0 | 0 | 0 | 0
VIC1 | Wind | 0 | 0 | 0 | 0 | 0 | 0 | 0 | 0 | 0 | 0 | 0 | 0 | 0 | 0 | 0 | 0 | 0 | 0 | 0 | 0 | 0
VIC1 | Solar PV | 0 | 0 | 0 | 0 | 0 | 0 | 0 | 0 | 0 | 0 | 0 | 0 | 0 | 0 | 0 | 0 | 0 | 0 | 0 | 0 | 0
VIC1 | LS Battery | 0 | 0 | 0 | 0 | 0 | 0 | 0 | 0 | 0 | 0 | 0 | 0 | 0 | 0 | 0 | 0 | 0 | 0 | 0 | 0 | 0
VIC1 | Pumped Hydro | 0 | 0 | 0 | 0 | 0 | 0 | 0 | 0 | 0 | 0 | 0 | 0 | 0 | 0 | 0 | 0 | 0 | 0 | 0 | 0 | 0
VIC1 | VPP | 0 | 0 | 0 | 0 | 0 | 0 | 0 | 0 | 0 | 0 | 0 | 0 | 0 | 0 | 0 | 0 | 0 | 0 | 0 | 0 | 0
Total excluding storage |  | 0 | 0 | 0 | 0 | 0 | 0 | 0 | 0 | 14159.2622 | 13124.9769 | 13032.8775 | 12073.8991 | 0 | 0 | 0 | 0 | 0 | 0 | 0 | 0 | 0
Region | Technology | 2021-22 | 2022-23 | 2023-24 | 2024-25 | 2025-26 | 2026-27 | 2027-28 | 2028-29 | 2029-30 | 2030-31 | 2031-32 | 2032-33 | 2033-34 | 2034-35 | 2035-36 | 2036-37 | 2037-38 | 2038-39 | 2039-40 | 2040-41 | 2041-42
SA1 | Black Coal | 0 | 0 | 0 | 0 | 0 | 0 | 0 | 0 | 0 | 0 | 0 | 0 | 0 | 0 | 0 | 0 | 0 | 0 | 0 | 0 | 0
SA1 | Brown Coal | 0 | 0 | 0 | 0 | 0 | 0 | 0 | 0 | 0 | 0 | 0 | 0 | 0 | 0 | 0 | 0 | 0 | 0 | 0 | 0 | 0
SA1 | CCGT | 0 | 0 | 0 | 0 | 0 | 0 | 0 | 0 | 0 | 0 | 0 | 0 | 0 | 0 | 0 | 0 | 0 | 0 | 0 | 0 | 0
SA1 | Gas - Steam | 0 | 0 | 0 | 0 | 0 | 0 | 0 | 0 | 0 | 0 | 0 | 0 | 0 | 0 | 0 | 0 | 0 | 0 | 0 | 0 | 0
SA1 | OCGT / Diesel | 0 | 0 | 0 | 0 | 0 | 0 | 0 | 0 | 0 | 0 | 0 | 0 | 0 | 0 | 0 | 0 | 0 | 0 | 0 | 0 | 0
SA1 | Hydro | 0 | 0 | 0 | 0 | 0 | 0 | 0 | 0 | 0 | 0 | 0 | 0 | 0 | 0 | 0 | 0 | 0 | 0 | 0 | 0 | 0
SA1 | Wind | 0 | 0 | 0 | 0 | 0 | 0 | 0 | 0 | 0 | 0 | 0 | 0 | 0 | 0 | 0 | 0 | 0 | 0 | 0 | 0 | 0
SA1 | Solar PV | 0 | 0 | 0 | 0 | 0 | 0 | 0 | 0 | 0 | 0 | 0 | 0 | 0 | 0 | 0 | 0 | 0 | 0 | 0 | 0 | 0
SA1 | LS Battery | 0 | 0 | 0 | 0 | 0 | 0 | 0 | 0 | 0 | 0 | 0 | 0 | 0 | 0 | 0 | 0 | 0 | 0 | 0 | 0 | 0
SA1 | Pumped Hydro | 0 | 0 | 0 | 0 | 0 | 0 | 0 | 0 | 0 | 0 | 0 | 0 | 0 | 0 | 0 | 0 | 0 | 0 | 0 | 0 | 0
SA1 | VPP | 0 | 0 | 0 | 0 | 0 | 0 | 0 | 0 | 0 | 0 | 0 | 0 | 0 | 0 | 0 | 0 | 0 | 0 | 0 | 0 | 0
Total excluding storage |  | 0 | 0 | 0 | 0 | 0 | 0 | 0 | 0 | 0 | 0 | 0 | 0 | 0 | 0 | 0 | 0 | 0 | 0 | 0 | 0 | 0
Region | Technology | 2021-22 | 2022-23 | 2023-24 | 2024-25 | 2025-26 | 2026-27 | 2027-28 | 2028-29 | 2029-30 | 2030-31 | 2031-32 | 2032-33 | 2033-34 | 2034-35 | 2035-36 | 2036-37 | 2037-38 | 2038-39 | 2039-40 | 2040-41 | 2041-42
TAS1 | Black Coal | 0 | 0 | 0 | 0 | 0 | 0 | 0 | 0 | 0 | 0 | 0 | 0 | 0 | 0 | 0 | 0 | 0 | 0 | 0 | 0 | 0
TAS1 | Brown Coal | 0 | 0 | 0 | 0 | 0 | 0 | 0 | 0 | 0 | 0 | 0 | 0 | 0 | 0 | 0 | 0 | 0 | 0 | 0 | 0 | 0
TAS1 | CCGT | 0 | 0 | 0 | 0 | 0 | 0 | 0 | 0 | 0 | 0 | 0 | 0 | 0 | 0 | 0 | 0 | 0 | 0 | 0 | 0 | 0
TAS1 | Gas - Steam | 0 | 0 | 0 | 0 | 0 | 0 | 0 | 0 | 0 | 0 | 0 | 0 | 0 | 0 | 0 | 0 | 0 | 0 | 0 | 0 | 0
TAS1 | OCGT / Diesel | 0 | 0 | 0 | 0 | 0 | 0 | 0 | 0 | 0 | 0 | 0 | 0 | 0 | 0 | 0 | 0 | 0 | 0 | 0 | 0 | 0
TAS1 | Hydro | 0 | 0 | 0 | 0 | 0 | 0 | 0 | 0 | 0 | 0 | 0 | 0 | 0 | 0 | 0 | 0 | 0 | 0 | 0 | 0 | 0
TAS1 | Wind | 0 | 0 | 0 | 0 | 0 | 0 | 0 | 0 | 0 | 0 | 0 | 0 | 0 | 0 | 0 | 0 | 0 | 0 | 0 | 0 | 0
TAS1 | Solar PV | 0 | 0 | 0 | 0 | 0 | 0 | 0 | 0 | 0 | 0 | 0 | 0 | 0 | 0 | 0 | 0 | 0 | 0 | 0 | 0 | 0
TAS1 | LS Battery | 0 | 0 | 0 | 0 | 0 | 0 | 0 | 0 | 0 | 0 | 0 | 0 | 0 | 0 | 0 | 0 | 0 | 0 | 0 | 0 | 0
TAS1 | Pumped Hydro | 0 | 0 | 0 | 0 | 0 | 0 | 0 | 0 | 0 | 0 | 0 | 0 | 0 | 0 | 0 | 0 | 0 | 0 | 0 | 0 | 0
TAS1 | VPP | 0 | 0 | 0 | 0 | 0 | 0 | 0 | 0 | 0 | 0 | 0 | 0 | 0 | 0 | 0 | 0 | 0 | 0 | 0 | 0 | 0
Total excluding storage |  | 0 | 0 | 0 | 0 | 0 | 0 | 0 | 0 | 0 | 0 | 0 | 0 | 0 | 0 | 0 | 0 | 0 | 0 | 0 | 0 | 0
Ernst & Young’s liability is limited by a scheme approved under Professional Standards Legislation

## M31_34_REZ Tx Cost
REZ transmission expansion cost by region ($000s) - Marinus 1500MW M31_34, Slow Change Scenario
REZ Expansion | Real June 2019 dollars discounted to 1 July 2019. As with the total capital costs, the REZ transmission expansion costs are annualised for modelling purposes.
Region | Aggregation | 2021-22 | 2022-23 | 2023-24 | 2024-25 | 2025-26 | 2026-27 | 2027-28 | 2028-29 | 2029-30 | 2030-31 | 2031-32 | 2032-33 | 2033-34 | 2034-35 | 2035-36 | 2036-37 | 2037-38 | 2038-39 | 2039-40 | 2040-41 | 2041-42
NSW1 | Transmission | 7.2742e-05 | 6.7416e-05 | 6.2645e-05 | 5.7893e-05 | 5.8964e-05 | 5.9436e-05 | 5.5229e-05 | 5.5873e-05 | 5.1783e-05 | 5.321e-05 | 4.9444e-05 | 5.396e-05 | 5.6059e-05 | 5.1955e-05 | 5.4595e-05 | 8.2883e-05 | 8.0002e-05 | 7.4144e-05 | 6.8897e-05 | 8.883e-05 | 8.2326e-05
QLD1 | Transmission | 6.3822e-05 | 5.9149e-05 | 5.4963e-05 | 5.0794e-05 | 5.9259e-05 | 6.2886e-05 | 5.8435e-05 | 6.3748e-05 | 5.908e-05 | 6.3005e-05 | 5.8546e-05 | 6.4054e-05 | 6.4452e-05 | 6.8981e-05 | 7.6684e-05 | 8.4352e-05 | 9.5637e-05 | 0.00010089 | 9.8315e-05 | 0.00010698 | 0.00011157
VIC1 | Transmission | 1.5984e-05 | 1.4814e-05 | 1.3765e-05 | 1.2721e-05 | 1.179e-05 | 1.0927e-05 | 1.0153e-05 | 9.3832e-06 | 8.6962e-06 | 8.0595e-06 | 7.4891e-06 | 6.9211e-06 | 6.4143e-06 | 5.9447e-06 | 5.524e-06 | 5.105e-06 | 4.7312e-06 | 4.3848e-06 | 4.0745e-06 | 3.7655e-06 | 3.4898e-06
SA1 | Transmission | 5.8013e-05 | 5.3767e-05 | 4.9963e-05 | 4.6174e-05 | 4.9477e-05 | 5.101e-05 | 4.74e-05 | 5.6834e-05 | 5.2674e-05 | 5.7117e-05 | 5.3075e-05 | 6.0181e-05 | 6.099e-05 | 6.1815e-05 | 7.9577e-05 | 9.808e-05 | 0.0001915 | 0.00038374 | 0.00035658 | 0.00035176 | 0.00032601
TAS1 | Transmission | 0 | 0 | 0 | 0 | 0 | 0 | 0 | 0 | 0 | 572.3187 | 1151.1929 | 1854.4816 | 2451.4208 | 2271.9377 | 2111.1445 | 1951.026 | 1808.1798 | 1675.7922 | 1570.2012 | 1896.2233 | 1757.3895
NEM | Total | 0.00021056 | 0.00019515 | 0.00018134 | 0.00016758 | 0.00017949 | 0.00018426 | 0.00017122 | 0.00018584 | 0.00017223 | 572.3189 | 1151.1931 | 1854.4818 | 2451.421 | 2271.9379 | 2111.1447 | 1951.0263 | 1808.1802 | 1675.7928 | 1570.2018 | 1896.2239 | 1757.3901
Ernst & Young’s liability is limited by a scheme approved under Professional Standards Legislation

## M31_34_USE+DSP Cost
USE and USE / DSP cost by region ($000s) - Marinus 1500MW M31_34, Slow Change Scenario
USE / DSP | Real June 2019 dollars discounted to 1 July 2019
Region | Aggregation | 2021-22 | 2022-23 | 2023-24 | 2024-25 | 2025-26 | 2026-27 | 2027-28 | 2028-29 | 2029-30 | 2030-31 | 2031-32 | 2032-33 | 2033-34 | 2034-35 | 2035-36 | 2036-37 | 2037-38 | 2038-39 | 2039-40 | 2040-41 | 2041-42
NSW1 | USE / DSP | 0.00016175 | 0.00016179 | 0.00016306 | 0.00016257 | 0.00016264 | 0.00016256 | 0.000163 | 0.0001628 | 0.00016203 | 0.00016218 | 0.00016212 | 0.00016378 | 1695.1296 | 0.00016347 | 0.00016444 | 8948.2288 | 23365.4046 | 967.5493 | 0.00016941 | 12285.0551 | 0.00016857
QLD1 | USE / DSP | 0.00019299 | 0.00019277 | 0.00019358 | 0.00019309 | 0.00019311 | 0.00019309 | 0.00019356 | 0.00019342 | 0.00019241 | 0.00019241 | 0.00019286 | 0.00019271 | 0.00019287 | 0.00019272 | 0.00019425 | 0.00019438 | 1756.019 | 1111.3766 | 648.7006 | 6137.9216 | 564.6522
VIC1 | USE / DSP | 0.00016943 | 0.0001692 | 0.0001699 | 0.00017007 | 0.00016939 | 0.00016931 | 0.00017029 | 0.00017005 | 0.00017027 | 0.0001705 | 0.00017016 | 0.00017068 | 0.00017104 | 0.00017057 | 0.00017116 | 0.00017096 | 2037.4558 | 10.8051 | 0.00017574 | 3381.9528 | 10.8033
SA1 | USE / DSP | 0.00015958 | 0.00015939 | 0.00016311 | 0.00016114 | 0.00016102 | 0.0001606 | 0.00016111 | 0.00016103 | 0.00016098 | 0.00016133 | 0.00016092 | 0.00016241 | 0.00016271 | 0.00016218 | 2688.9165 | 245.8861 | 3794.327 | 312.674 | 0.00016924 | 3529.2106 | 7.9059
TAS1 | USE / DSP | 9.5111e-05 | 9.4941e-05 | 9.5305e-05 | 9.5043e-05 | 9.4624e-05 | 9.4532e-05 | 9.4769e-05 | 9.45e-05 | 9.4487e-05 | 9.4468e-05 | 9.4752e-05 | 9.4504e-05 | 9.4624e-05 | 9.4758e-05 | 9.4965e-05 | 9.4694e-05 | 27.7099 | 9.4775e-05 | 9.5419e-05 | 0.082568 | 9.5143e-05
NEM | Total | 0.00077886 | 0.00077809 | 0.00078496 | 0.00078192 | 0.0007808 | 0.0007801 | 0.00078273 | 0.0007818 | 0.00078018 | 0.0007809 | 0.00078082 | 0.00078408 | 1695.1302 | 0.0007837 | 2688.9171 | 9194.1154 | 30980.9163 | 2402.405 | 648.7012 | 25334.2227 | 583.3617
Ernst & Young’s liability is limited by a scheme approved under Professional Standards Legislation

## M31_34_SyncCon Cost
Synchronous Condenser cost by region ($000s) - Marinus 1500MW M31_34, Slow Change Scenario
SyncCon | Real June 2019 dollars discounted to 1 July 2019
Region | Aggregation | 2021-22 | 2022-23 | 2023-24 | 2024-25 | 2025-26 | 2026-27 | 2027-28 | 2028-29 | 2029-30 | 2030-31 | 2031-32 | 2032-33 | 2033-34 | 2034-35 | 2035-36 | 2036-37 | 2037-38 | 2038-39 | 2039-40 | 2040-41 | 2041-42
TAS1 | SyncCon | 1147.5724 | 1284.2986 | 1175.3119 | 728.54 | 710.2768 | 1664.4696 | 1883.7696 | 1847.6894 | 1870.1391 | 1865.4453 | 1800.9057 | 1612.2763 | 1557.9697 | 1627.9352 | 1621.0317 | 1591.8959 | 1421.4888 | 1293.9933 | 1088.1622 | 1203.637 | 988.1615
NEM | Total | 1147.5724 | 1284.2986 | 1175.3119 | 728.54 | 710.2768 | 1664.4696 | 1883.7696 | 1847.6894 | 1870.1391 | 1865.4453 | 1800.9057 | 1612.2763 | 1557.9697 | 1627.9352 | 1621.0317 | 1591.8959 | 1421.4888 | 1293.9933 | 1088.1622 | 1203.637 | 988.1615
Ernst & Young’s liability is limited by a scheme approved under Professional Standards Legislation