## Cover
Project Marinus Economic Modelling Results
Supporting material for the Economic Modelling Appendix to the TasNetworks Supplementary Analysis Report
TasNetworks | 09 November 2020

## Release notice
Notice
Ernst & Young ("EY") was engaged on the instructions of Tasmanian Networks Pty Ltd (“TasNetworks” or “Client”) to provide market modelling in relation to the proposed Marinus Link interconnector (“Project”), in accordance with the contract dated 14 June 2018.
The results of EY’s work, including the assumptions and qualifications made in preparing the workbook dated 9 November 2020 (“Workbook”), are set out in EY's report dated 27 November 2019 ("Report") and addendum report dated 9 November 2020 ("Addendum") which is an addendum to the Report prepared at the specific request of the Client to update the scenarios and various input assumptions to align with more recent data. The Workbook must be read in conjunction with the Report and Addendum (https://www.marinuslink.com.au/rit-t-process/) to understand the full context and details of the model used to compute the long-term least-cost generation development plan and gross market benefits of Marinus Link. The Workbook, Report and Addendum should be read in their entirety including this notice, the applicable scope of the work and any limitations. A reference to the Workbook includes any part of the Report, Addendum and Workbook. No further work has been undertaken by EY since the date of the Workbook to update it. Except as described in the Addendum, no further work has been undertaken by EY since the date of the Report to update its contents.
EY has prepared the Workbook under the directions of the Client. EY has not been engaged to act, and has not acted, as advisor to any other party. Accordingly, EY makes no representations as to the appropriateness, accuracy or completeness of the Workbook for any other party's purposes.
No reliance may be placed upon the Workbook or any of its contents by any party other than the Client (“Third Parties”). Any Third Party receiving a copy of the Workbook must make and rely on their own enquiries in relation to the issues to which the Workbook relates, the contents of the Workbook and all matters arising from or relating to or in any way connected with the Workbook or its contents.
EY disclaims all responsibility to any Third Parties for any loss or liability that the Third Parties may suffer or incur arising from or relating to or in any way connected with the contents of the Workbook, the provision of the Workbook to the Third Parties or the reliance upon the Workbook by the Third Parties.
No claim or demand or any actions or proceedings may be brought against EY arising from or connected with the contents of the Workbook or the provision of the Workbook to the Third Parties. EY will be released and forever discharged from any such claims, demands, actions or proceedings.
Our work commenced on 6 January 2020 and was completed on 21 October 2020. Therefore, our Workbook does not take account of events or circumstances arising after 21 October 2020 and we have no responsibility to update the Workbook for such events or circumstances.
In preparing this Workbook we have considered and relied upon information from a range of sources believed to be reliable and accurate. We do not imply, and it should not be construed, that we have verified any of the information provided to us, or that our enquiries could have identified any matter that a more extensive examination might disclose.
The work performed as part of our scope considers information provided to us and a number of combinations of input assumptions relating to future conditions, which may not necessarily represent actual or most likely future conditions. Additionally, modelling work performed as part of our scope inherently requires assumptions about future behaviours and market interactions, which may result in forecasts that deviate from future conditions. There will usually be differences between estimated and actual results, because events and circumstances frequently do not occur as expected, and those differences may be material. We take no responsibility that the projected outcomes will be achieved, if any.
We highlight that our analysis and Workbook do not constitute investment advice or a recommendation to you on a future course of action. We provide no assurance that the scenarios we have modelled will be accepted by any relevant authority or third party.
Our conclusions are based, in part, on the assumptions stated and on information provided by the Client and other information sources used during the course of the engagement. The modelled outcomes are contingent on the collection of assumptions as agreed with the Client and no consideration of other market events, announcements or other changing circumstances are reflected in this Workbook. Neither EY nor any member or employee thereof undertakes responsibility in any way whatsoever to any person in respect of errors in this Workbook arising from incorrect information provided by the Client or other information sources used.
EY has consented to the Workbook being published electronically on the Client’s website alongside the Report and Addendum for informational purposes only. EY has not consented to distribution or disclosure beyond this. The material contained in the Workbook, including the EY logo, is copyright. The copyright in the material contained in the Workbook itself, excluding EY logo, vests in the Client. The Workbook, including the EY logo, cannot be altered without prior written permission from EY.
EY’s liability is limited by a scheme approved under Professional Standards Legislation.

## Version notes
Change log
2020-11-09 | 1 | Supporting material for the Economic Modelling Appendix to the TasNetworks Supplementary Analysis Report, Step Scenario. Marinus Link stage 1 from 1 July 2027 and stage 2 from 1 July 2030.

## Abbreviations and notes
Abbreviations
CCGT | Closed cycle gas turbine
Diesel | Diesel generator
Distributed PV | Small-scale PV (PVNSG) and Rooftop PV
DSP | Demand-side participation
FOM | Fixed operations and maintenance
Gas - Steam | Gas-powered steam turbine
GWh | Gigawatt-hours
LS Battery | Explicitly modelled existing and new entrant (4 hour) battery storage
MW | Megawatts
NEM | National Electricity Market
OCGT | Open cycle gas turbine
PADR | Project Assessment Draft Report
PV | Photovoltaic
PVNSG | PV non-scheduled generators
Rehab | Rehabilitation (after closing an existing generator)
USE | Unserved energy
VOM | Variable operations and maintenance
VPP | Virtual power plants
Notes
1. BaseCase simulations do not include Marinus Link. M27_30 simulations include Marinus Link stage 1 from 1 July 2027 and stage 2 from 1 July 2030.
2. Tumut 3 generation is included in Hydro, whereas Tumut 3 pump is included in Pumped Hydro Pump.
3. REZ expansion costs only capture intra-regional network augmentations. These costs do not include the cost of interconnectors.
4. New entrant capacity and retiring capacity for allowable generators are made at the beginning of each financial year, on 1 July.
5. Other non-scheduled generation is handled on the demand side as per Australian Energy Market Operator's (AEMO's) 2020 Electricity Statement of Opportunities (ESOO).

## ---Compare options---
Compare |  | M27_30 | to | BaseCase |  | 0 | 1 | 2 | 3 | 4 | 5 | 6 | 7 | 8 | 9 | 10 | 11 | 12 | 13 | 14 | 15 | 16 | 17 | 18 | 19 | 20
NEM discounted gross market benefits by year
Select region | NEM
[5 empty] | Real June 2019 dollars ($m) discounted to 1 July 2019 | 2021-22 | 2022-23 | 2023-24 | 2024-25 | 2025-26 | 2026-27 | 2027-28 | 2028-29 | 2029-30 | 2030-31 | 2031-32 | 2032-33 | 2033-34 | 2034-35 | 2035-36 | 2036-37 | 2037-38 | 2038-39 | 2039-40 | 2040-41 | 2041-42
|  |  |  | Build | CAPEX | 0.0001154 | 0.00012788 | 0.00016109 | 22.1711 | 30.0341 | 84.6194 | 60.4439 | 38.4763 | 54.1947 | 14.511 | 44.4514 | 78.2837 | 79.3736 | 88.2687 | 88.4039 | 83.0497 | 113.2844 | 85.684 | 110.6103 | 120.95 | 100.2171
|  |  |  | FOM | FOM | 2.3647e-05 | 2.6578e-05 | 3.1081e-05 | -7.5602 | -37.115 | -9.4341 | 25.7446 | 5.7536 | 12.2965 | 13.4253 | -17.9128 | 18.7122 | 13.1314 | 19.8156 | 19.6182 | 18.702 | 35.4757 | 20.469 | 22.6347 | 30.38 | 26.0077
|  |  |  | Fuel | Fuel | 1.9281 | 0.9811 | 0.91769 | -2.5305 | -9.9776 | -15.5048 | 26.6285 | 56.2136 | 36.8999 | 74.4986 | 71.8649 | 77.6676 | 79.8958 | 72.4681 | 60.9579 | 47.5308 | 42.1884 | 76.9867 | 69.1503 | 48.5662 | 55.5935
|  |  |  | VOM | VOM | -0.016656 | 0.00074909 | 0.1321 | -0.036345 | 1.7134 | 1.7439 | 0.38263 | 1.3119 | 2.1389 | 3.1498 | -0.71958 | 2.1881 | 0.78712 | -2.4419 | -3.3978 | -2.2339 | -4.69 | -2.7691 | -4.2448 | -5.6388 | -3.1897
|  |  |  | REHAB | REHAB | 0 | 0 | 0 | 12.6226 | 0.47817 | 9.9936 | -20.3272 | 3.8841 | 2.4904 | -4.5463 | 5.7072 | 4.1759 | -5.5469 | -0.61206 | 0.2836 | 1.5043e-06 | 2.2065e-07 | 7.3972 | 0 | -11.3898 | 4.736e-06
|  |  |  | REZ Tx | REZ | 5.3705e-06 | 5.438e-06 | 5.9493e-06 | 7.3026e-06 | 3.8341 | 3.999 | 6.1687 | 11.1922 | 10.8566 | 14.3525 | 20.3703 | 24.7105 | 24.3978 | 29.6003 | 34.4864 | 21.8691 | 28.007 | 22.4387 | 24.4891 | 28.3792 | 31.691
|  |  |  | USE+DSP | USE+DSP | 9.8101e-06 | 1.4205e-05 | 9.9712e-06 | -0.0039202 | 1.4475e-05 | 0.15504 | 1.4415e-05 | -0.39905 | -0.2557 | -0.1605 | -0.12571 | 2.1592 | -2.3713 | -1.191 | 1.1815 | 7.2583 | 4.2241 | -1.2816 | 0.83493 | 0.87949 | 2.395
|  |  |  | SyncCon | SyncCon | 0.011299 | -0.01232 | -0.0012291 | -0.0077427 | -0.20524 | -0.30757 | -1.1745 | -1.1018 | -1.0298 | -1.1133 | -0.63183 | -0.74334 | -0.47498 | 0.14363 | 0.2138 | 0.1267 | 0.38783 | 0.29256 | 0.58452 | 0.70131 | 0.50514
[5 empty] | Total cumulative gross benefits | 1.9229 | 2.8926 | 3.9414 | 28.5963 | 17.3582 | 92.6226 | 190.4892 | 305.8201 | 423.4117 | 537.5288 | 660.5328 | 867.6865 | 1056.8792 | 1262.9304 | 1464.6779 | 1640.9806 | 1859.8581 | 2069.0756 | 2293.1347 | 2505.9622 | 2719.1819
NEM capacity difference by year
Select region | NEM
[5 empty] | Capacity difference (MW) | 2021-22 | 2022-23 | 2023-24 | 2024-25 | 2025-26 | 2026-27 | 2027-28 | 2028-29 | 2029-30 | 2030-31 | 2031-32 | 2032-33 | 2033-34 | 2034-35 | 2035-36 | 2036-37 | 2037-38 | 2038-39 | 2039-40 | 2040-41 | 2041-42
[5 empty] | Black Coal | 0 | 0 | 0 | 87.9322 | 120.0384 | -133.3411 | -121.4684 | -121.4684 | -46.714 | -388.6306 | -317.0611 | 366.5519 | 203.8016 | 43.9982 | 117.2011 | 117.2011 | 117.2011 | 374.7119 | 374.7119 | 134.8629 | 134.863
[5 empty] | Brown Coal | 0 | 0 | 0 | 83.1657 | 57.7213 | 273.2703 | -58.6788 | -0.001142 | -0.0011423 | -0.0011422 | -0.0011421 | -0.0011429 | -0.0011422 | -0.00018711 | -0.00011546 | 0 | 0 | 0 | 0 | 0 | 0
[5 empty] | CCGT | 0 | 0 | 0 | 0 | 0 | 0 | 0 | -121.8796 | -57.1158 | -57.1158 | -57.1158 | -57.1159 | -57.1159 | -57.1159 | -57.1159 | -57.1159 | -57.116 | -57.116 | -57.116 | -57.116 | -7e-05
[5 empty] | Gas - Steam | 0 | 0 | 0 | 0 | 0 | 0 | 0 | 0 | 0 | 0 | 0 | 0 | 0 | 0 | 0 | 0 | 0 | 0 | 0 | 0 | 0
[5 empty] | OCGT / Diesel | 0 | 0 | 0 | 0 | 0 | 0 | 0 | 0 | 0 | 0 | 0 | 0 | 0 | 0 | 0 | 0 | -344.2936 | -344.2935 | -344.2935 | -344.2935 | -355.7739
[5 empty] | Hydro | 0 | 0 | 0 | 0 | 0 | 0 | 250 | 250 | 250 | 250 | 250 | 250 | 250 | 250 | 250 | 250 | 250 | 250 | 250 | 250 | 250
[5 empty] | Wind | 4e-05 | 4e-05 | 0.00011 | -149.5225 | -239.6656 | -384.9187 | -275.0981 | -109.1497 | -615.9341 | -339.1545 | -567.6214 | -987.1709 | -1131.6075 | -1380.9064 | -1635.627 | -1502.7918 | -2984.5065 | -2335.8456 | -2309.781 | -2627.3491 | -2366.8206
[5 empty] | Solar PV | 0 | 0 | 0 | 0 | 0 | 275.5631 | 310.3561 | 312.7647 | 312.7647 | 307.2623 | 157.2938 | 114.8879 | -35.425 | -35.425 | 149.0354 | 149.0353 | -289.217 | -101.8375 | -548.045 | -902.7847 | -845.5886
[5 empty] | LS Battery | 0 | 0 | 0 | 0 | 0 | -430.0287 | -709.901 | -475.1641 | -252.1517 | -252.1517 | -252.1517 | -252.1517 | -252.1517 | -252.1517 | -252.1517 | -118.7835 | 1.3046 | 1.3046 | 200.266 | 200.266 | 155.0984
[5 empty] | Pumped Hydro | 0 | 0 | 0 | -42.6823 | -42.853 | -215.4863 | 0 | -0.00019259 | -0.00019289 | 193.5553 | 96.1236 | 1.6215 | 95.8727 | 95.8727 | 155.9233 | -211.5745 | 331.4749 | 331.4749 | 19.1952 | 19.1952 | 92.8967
[5 empty] | VPP | 0 | 0 | 0 | 0 | 0 | 0 | 0 | 0 | 0 | 0 | 0 | 0 | 0 | 0 | 0 | 0 | 0 | 0 | 0 | 0 | 0
[5 empty] | LS Battery pump | 0 | 0 | 0 | 0 | 0 | -430.0287 | -709.901 | -475.1641 | -252.1517 | -252.1517 | -252.1517 | -252.1517 | -252.1517 | -252.1517 | -252.1517 | -118.7835 | 1.3046 | 1.3046 | 200.266 | 200.266 | 155.0984
[5 empty] | Pumped Hydro Pump | 0 | 0 | 0 | -42.6823 | -42.853 | -215.4863 | 0 | -0.00019259 | -0.00019289 | 193.5553 | 96.1236 | 1.6215 | 95.8727 | 95.8727 | 155.9233 | -211.5745 | 331.4749 | 331.4749 | 19.1952 | 19.1952 | 92.8967
[5 empty] | VPP pump | 0 | 0 | 0 | 0 | 0 | 0 | 0 | 0 | 0 | 0 | 0 | 0 | 0 | 0 | 0 | 0 | 0 | 0 | 0 | 0 | 0
NEM generation difference by year
Select region | NEM
[5 empty] | Sent-out generation difference (GWh)* | 2021-22 | 2022-23 | 2023-24 | 2024-25 | 2025-26 | 2026-27 | 2027-28 | 2028-29 | 2029-30 | 2030-31 | 2031-32 | 2032-33 | 2033-34 | 2034-35 | 2035-36 | 2036-37 | 2037-38 | 2038-39 | 2039-40 | 2040-41 | 2041-42
[5 empty] | Black Coal | -101.8081 | -64.675 | -79.0837 | 303.9993 | 924.3246 | -53.3854 | -277.4599 | -609.7534 | 753.7648 | -799.6423 | -1054.558 | 2151.3824 | 1822.0336 | 244.1699 | 302.9808 | 75.5425 | 776.8044 | 1717.6592 | 1751.1098 | 815.494 | 726.1771
[5 empty] | Brown Coal | 111.4813 | 91.7109 | 142.622 | 331.7827 | 629.6806 | 1596.3952 | -316.5475 | -0.0072633 | -0.0064488 | -0.0066443 | -0.0062577 | -0.0062242 | -0.0064696 | -0.001946 | -0.001503 | -0.0012656 | -0.0012135 | -0.0008895 | -0.00085414 | -0.00084317 | -0.00087755
[5 empty] | CCGT | -0.00019064 | -0.00017939 | -3.3349 | -108.5393 | -7.9613 | 300.4478 | -209.1969 | -928.542 | -852.2889 | -1060.7302 | -781.1817 | -1622.6042 | -1859.3466 | -1116.2922 | -1273.4888 | -969.3822 | -673.8518 | -1275.4485 | -657.1882 | -293.4177 | -220.5043
[5 empty] | Gas - Steam | -1.05e-05 | -0.002416 | -0.004308 | -0.97645 | -1.9807 | 5.5004 | -9.0106 | -0.9231 | -1.5151 | -54.6945 | -54.1266 | -171.3757 | -129.3326 | -274.9665 | -84.6 | -65.5306 | -124.3357 | -325.7241 | -20.5875 | -8.6622 | -11.4704
[5 empty] | OCGT / Diesel | -0.040718 | -0.00017308 | -0.051788 | 8.0002 | -19.1752 | 42.1383 | -7.6135 | 16.1481 | 4.8671 | -84.3049 | -157.6714 | -320.4938 | -332.0841 | -389.5256 | -307.0915 | -277.1124 | -459.7903 | -976.3329 | -1508.0642 | -1139.77 | -1503.7841
[5 empty] | Hydro | -4.147 | -18.3793 | -58.5269 | -81.9913 | -850.9049 | -937.488 | 1081.2871 | 1359.4579 | 1019.0758 | 1337.0474 | 2490.614 | 1444.0967 | 2146.6507 | 3620.8097 | 3931.3872 | 3431.3124 | 4174.6841 | 3987.0222 | 4023.4565 | 4412.0586 | 3968.0909
[5 empty] | Wind | -0.001841 | -0.0022 | -0.0028995 | -481.7844 | -819.7941 | -2022.0364 | -1238.6388 | -719.8444 | -2024.2645 | -315.3327 | -1041.9249 | -2187.002 | -1757.5433 | -2212.9338 | -2863.5559 | -2928.4594 | -3049.7518 | -2736.0968 | -1705.2499 | -1061.723 | -768.6907
[5 empty] | Solar PV | -0.0001228 | -0.00018398 | -0.00023942 | -0.00068485 | -0.00078686 | 771.4519 | 842.5118 | 753.5419 | 767.915 | 829.2977 | 456.8457 | 288.2621 | -71.9005 | -85.6895 | 414.899 | 381.4664 | -577.2235 | -195.856 | -1295.5258 | -2074.8428 | -1801.0444
[5 empty] | LS Battery | -0.080166 | 0.1422 | 0.37331 | 1.5479 | 0.53575 | -455.4754 | -807.6788 | -539.4044 | -258.092 | -283.9988 | -244.521 | -266.3964 | -256.4118 | -243.1334 | -146.7945 | -37.8447 | 124.3532 | 113.3166 | 370.2008 | 332.9875 | 293.0758
[5 empty] | Pumped Hydro | 0.85195 | 1.2704 | 0.83862 | -183.9122 | -192.2629 | -403.9243 | -122.5222 | 260.4723 | -78.0406 | 554.5044 | 386.6043 | -259.5497 | 185.8136 | 436.3503 | 736.6905 | -241.4653 | 842.6024 | 970.0019 | 1112.9593 | 1175.4605 | 1055.6395
[5 empty] | VPP | 0.068258 | 0.33221 | -0.61597 | 11.6534 | 2.7229 | 11.8888 | 6.2664 | 15.3071 | 14.132 | 21.6383 | 41.3676 | 41.4237 | 51.2239 | 97.5773 | 139.5837 | 91.8749 | 101.643 | 150.2534 | 163.8281 | 179.6816 | 6.3345
[5 empty] | LS Battery pump | -0.10098 | 0.17911 | 0.47019 | 1.9497 | 0.67476 | -562.1175 | -999.0602 | -663.8286 | -320.1035 | -349.0627 | -301.1238 | -329.3063 | -316.2955 | -300.4671 | -180.5555 | -46.6263 | 154.2798 | 138.5843 | 457.9996 | 412.0236 | 361.1358
[5 empty] | Pumped Hydro Pump | 0.037773 | 0.006687 | -0.13087 | -215.7193 | -251.3568 | -546.5076 | -146.7277 | 254.9385 | -348.0491 | 398.7966 | 165.7178 | -601.9252 | -55.7011 | 144.7139 | 675.7639 | -705.1581 | 704.4897 | 954.4263 | 1438.9418 | 1445.9136 | 1179.3753
[5 empty] | VPP pump | 0.081924 | 0.39876 | -0.73934 | 13.9574 | 3.3981 | 14.1689 | 7.6117 | 18.2811 | 17.9528 | 23.4412 | 50.8285 | 49.7926 | 58.3765 | 119.417 | 168.6242 | 109.9021 | 122.3653 | 180.9398 | 196.0329 | 215.9823 | 7.2814
*Generation shown is sent-out, as is demand. The difference in sent-out generation with the Marinus Link option and the Base Case is due to the difference in losses from interconnectors and storage.
Ernst & Young’s liability is limited by a scheme approved under Professional Standards Legislation

## BaseCase_Generation
Annual sent-out generation by technology (GWh) - Base Case, Step Change Scenario
Explicitly modelled generation
Region | Technology | 2021-22 | 2022-23 | 2023-24 | 2024-25 | 2025-26 | 2026-27 | 2027-28 | 2028-29 | 2029-30 | 2030-31 | 2031-32 | 2032-33 | 2033-34 | 2034-35 | 2035-36 | 2036-37 | 2037-38 | 2038-39 | 2039-40 | 2040-41 | 2041-42
NEM | Black Coal | 91431.675 | 88462.5842 | 88798.0482 | 80532.6484 | 64964.4021 | 46679.4655 | 46011.6517 | 45248.2149 | 41514.666 | 38197.3657 | 33282.7739 | 28350.7632 | 26712.1473 | 22876.9154 | 15272.5147 | 14092.3178 | 14697.819 | 14027.7003 | 12750.5833 | 10800.5914 | 8405.5873
NEM | Brown Coal | 27277.409 | 24784.1133 | 25984.5518 | 18848.2597 | 18030.7309 | 10359.2344 | 2703.573 | 0.0075593 | 0.0067234 | 0.0069079 | 0.0064921 | 0.0064464 | 0.0066887 | 0.0021489 | 0.0016452 | 0.0013984 | 0.0013529 | 0.0010033 | 0.00096344 | 0.00095187 | 0.00099035
NEM | CCGT | 2252.5549 | 2253.1017 | 2123.8238 | 4084.3405 | 3144.6341 | 3044.8605 | 2746.2021 | 3962.482 | 4701.9204 | 5404.1184 | 5874.8047 | 5371.3171 | 7015.8563 | 6629.08 | 5803.7008 | 4246.9396 | 4167.4832 | 5208.9635 | 4796.2012 | 5348.6122 | 5493.9585
NEM | Gas - Steam | 993.6258 | 793.8032 | 805.0643 | 177.7372 | 175.2861 | 179.0842 | 172.6746 | 162.8569 | 156.1483 | 226.5628 | 227.9756 | 379.3241 | 287.676 | 498.8657 | 287.1039 | 258.9384 | 413.2151 | 528.6465 | 96.3754 | 164.3018 | 158.3821
NEM | OCGT / Diesel | 55.7175 | 57.5125 | 124.6597 | 625.4921 | 235.062 | 203.568 | 93.3642 | 182.8737 | 90.8757 | 427.9475 | 625.3493 | 725.0138 | 623.8119 | 884.2692 | 1086.1551 | 846.5371 | 1369.5188 | 1614.9825 | 3298.2378 | 4608.5178 | 4211.5514
NEM | Hydro | 13425.3406 | 14111.2563 | 13120.0397 | 15856.8624 | 17122.3831 | 16120.9737 | 15541.8289 | 17175.2589 | 15364.6031 | 14246.3196 | 13179.9028 | 12894.0555 | 13628.5782 | 13462.9166 | 12700.8283 | 12226.8458 | 13637.4929 | 12031.9759 | 10705.1372 | 10432.2054 | 10475.4247
NEM | Wind | 31486.8831 | 34208.2932 | 31579.0924 | 42537.2184 | 58935.6827 | 72531.3515 | 76199.6706 | 78474.1123 | 83611.967 | 88786.1869 | 94934.2507 | 96992.2335 | 97469.1302 | 106306.3328 | 112105.2641 | 120108.5816 | 120897.8804 | 121350.9063 | 123353.4234 | 117323.7369 | 118216.7604
NEM | Solar PV | 15292.9883 | 15986.3351 | 16249.8452 | 15574.2954 | 14991.2295 | 30292.6223 | 37046.8794 | 36691.2432 | 38464.0064 | 40383.195 | 43724.9206 | 50949.0992 | 52986.096 | 51354.6858 | 59507.1145 | 59716.0596 | 60221.7824 | 64481.5344 | 68586.758 | 79517.5432 | 85748.2402
NEM | LS Battery | 114.7416 | 121.2472 | 132.5425 | 163.2732 | 156.0503 | 1762.167 | 2120.0161 | 3490.1427 | 3550.2255 | 3536.3332 | 3537.8675 | 3663.1412 | 3522.221 | 3314.1907 | 3414.6014 | 3361.0076 | 3168.0641 | 3311.4585 | 3106.3519 | 3209.6095 | 3666.2145
NEM | Pumped Hydro | 38.9328 | 84.8753 | 68.5807 | 2701.8183 | 4684.827 | 9866.3238 | 13223.4356 | 13269.4357 | 13574.5773 | 14031.5431 | 15268.7612 | 19118.5698 | 18225.9758 | 18336.9104 | 19674.2883 | 20935.5632 | 21771.3672 | 21399.4506 | 23923.1356 | 24441.4947 | 27532.3846
NEM | VPP | 37.0726 | 94.122 | 250.667 | 638.6796 | 946.0888 | 1176.2344 | 1528.0106 | 1881.2489 | 2347.1856 | 2711.8285 | 3012.7904 | 3518.9886 | 3907.8105 | 4152.0786 | 4812.3939 | 5000.3561 | 4999.7724 | 5236.4164 | 5332.5421 | 5456.7452 | 5805.0914
Total excluding storage |  | 182216.1942 | 180656.9995 | 178785.1251 | 178236.8541 | 177599.4104 | 179411.1601 | 180515.8445 | 181897.0494 | 183904.1937 | 187671.7029 | 191849.9841 | 195661.8128 | 198723.3027 | 202013.0678 | 206762.683 | 211496.2212 | 215405.1931 | 219244.7104 | 223586.7172 | 228195.5095 | 232709.9056
Region | Technology | 2021-22 | 2022-23 | 2023-24 | 2024-25 | 2025-26 | 2026-27 | 2027-28 | 2028-29 | 2029-30 | 2030-31 | 2031-32 | 2032-33 | 2033-34 | 2034-35 | 2035-36 | 2036-37 | 2037-38 | 2038-39 | 2039-40 | 2040-41 | 2041-42
NSW1 | Black Coal | 49192.9794 | 45858.5945 | 45275.725 | 46361.1917 | 32880.5516 | 23731.7401 | 24550.1949 | 24300.7999 | 23813.2317 | 21218.9931 | 18503.2344 | 13744.7095 | 14322.6189 | 11988.9766 | 6733.1336 | 6090.2339 | 6572.6762 | 6924.0398 | 6224.699 | 6545.5139 | 6355.8356
NSW1 | Brown Coal | 0 | 0 | 0 | 0 | 0 | 0 | 0 | 0 | 0 | 0 | 0 | 0 | 0 | 0 | 0 | 0 | 0 | 0 | 0 | 0 | 0
NSW1 | CCGT | 33.7516 | 34.2983 | 104.1708 | 545.3548 | 377.1278 | 300.9706 | 278.0334 | 446.629 | 627.8347 | 766.6194 | 842.3426 | 774.0975 | 1144.345 | 1091.741 | 825.1308 | 581.6558 | 893.9554 | 1309.5799 | 1215.019 | 1315.4854 | 1371.564
NSW1 | Gas - Steam | 0 | 0 | 0 | 0 | 0 | 0 | 0 | 0 | 0 | 0 | 0 | 0 | 0 | 0 | 0 | 0 | 0 | 0 | 0 | 0 | 0
NSW1 | OCGT / Diesel | 0.07454 | 0.80707 | 13.0726 | 37.1161 | 11.684 | 31.2268 | 25.3245 | 58.9766 | 42.4866 | 199.2541 | 257.9012 | 397.9212 | 404.6856 | 553.7707 | 473.595 | 360.2174 | 536.9048 | 847.6848 | 1137.6865 | 1474.7222 | 1288.3856
NSW1 | Hydro | 2066.5443 | 2014.1544 | 1823.221 | 2500.1026 | 2537.8679 | 2833.9028 | 2916.6737 | 3837.7121 | 3206.5975 | 3027.4754 | 3117.2112 | 2895.0769 | 3397.3783 | 3658.7456 | 3750.7534 | 3614.0114 | 4512.6838 | 3826.531 | 3344.8689 | 3381.0793 | 3131.0897
NSW1 | Wind | 6057.723 | 7063.7983 | 6711.1403 | 7876.2105 | 19024.8947 | 21161.6035 | 20747.4167 | 19566.6921 | 18190.6967 | 23826.5596 | 24848.9512 | 27132.1559 | 26161.1304 | 28053.2641 | 28407.3669 | 29002.789 | 24749.1652 | 22468.8581 | 24265.1399 | 24030.3256 | 29802.3358
NSW1 | Solar PV | 5680.3348 | 6065.0355 | 6102.2598 | 5873.7176 | 5592.1668 | 15280.8456 | 16125.0303 | 16330.2877 | 16794.6629 | 17597.4261 | 17748.6355 | 21223.5218 | 23145.08 | 22254.4289 | 26732.0486 | 26877.5833 | 29937.7207 | 32263.5967 | 34943.5006 | 38388.2351 | 39570.0913
NSW1 | LS Battery | 3.2733e-05 | 3.867e-05 | 4.1507e-05 | 4.5937e-05 | 4.864e-05 | 0.0006584 | 277.0017 | 404.9535 | 402.685 | 418.1912 | 400.2717 | 417.5663 | 405.823 | 382.1965 | 407.0347 | 407.9317 | 408.9926 | 410.3878 | 407.5866 | 402.8769 | 401.1493
NSW1 | Pumped Hydro | 11.2362 | 22.5319 | 22.1999 | 1209.4921 | 3287.9294 | 4612.7446 | 4250.1649 | 4706.6307 | 4777.202 | 4991.2226 | 5244.5346 | 7403.3141 | 6833.343 | 7180.4642 | 7916.2332 | 9338.2038 | 10446.699 | 9737.5926 | 11043.2316 | 11024.6223 | 12245.3381
NSW1 | VPP | 7.4491 | 21.7964 | 69.2546 | 209.7774 | 295.0656 | 389.8579 | 487.0878 | 607.859 | 762.1249 | 900.8681 | 1009.0043 | 1190.6082 | 1356.9603 | 1458.2442 | 1666.2944 | 1733.0406 | 1788.0264 | 1872.4905 | 1942.5587 | 2006.2697 | 2071.7658
Total excluding storage |  | 63031.4077 | 61036.688 | 60029.5896 | 63193.6933 | 60424.2928 | 63340.2894 | 64642.6735 | 64541.0973 | 62675.5101 | 66636.3277 | 65318.276 | 66167.4828 | 68575.2382 | 67600.9269 | 66922.0283 | 66526.4907 | 67203.1061 | 67640.2903 | 71130.9138 | 75135.3614 | 81519.302
Region | Technology | 2021-22 | 2022-23 | 2023-24 | 2024-25 | 2025-26 | 2026-27 | 2027-28 | 2028-29 | 2029-30 | 2030-31 | 2031-32 | 2032-33 | 2033-34 | 2034-35 | 2035-36 | 2036-37 | 2037-38 | 2038-39 | 2039-40 | 2040-41 | 2041-42
QLD1 | Black Coal | 42238.6956 | 42603.9897 | 43522.3232 | 34171.4567 | 32083.8505 | 22947.7253 | 21461.4568 | 20947.415 | 17701.4343 | 16978.3727 | 14779.5396 | 14606.0537 | 12389.5284 | 10887.9388 | 8539.3811 | 8002.0839 | 8125.1428 | 7103.6605 | 6525.8843 | 4255.0775 | 2049.7517
QLD1 | Brown Coal | 0 | 0 | 0 | 0 | 0 | 0 | 0 | 0 | 0 | 0 | 0 | 0 | 0 | 0 | 0 | 0 | 0 | 0 | 0 | 0 | 0
QLD1 | CCGT | 1113.0547 | 1113.0547 | 1240.8356 | 2362.8931 | 1639.5236 | 2152.4783 | 1958.5346 | 1871.52 | 2267.197 | 2558.236 | 2903.2892 | 2345.9504 | 3508.6999 | 3047.6465 | 2906.5128 | 1851.0381 | 2084.3239 | 2539.1701 | 2238.9481 | 2673.3298 | 2752.5422
QLD1 | Gas - Steam | 37.1158 | 37.1158 | 73.7192 | 72.804 | 72.804 | 72.804 | 73.0035 | 72.804 | 72.804 | 72.804 | 73.0035 | 72.804 | 106.2524 | 85.0338 | 75.7143 | 72.804 | 77.8783 | 103.2312 | 96.3754 | 164.3018 | 158.3821
QLD1 | OCGT / Diesel | 4.1665e-05 | 4.0705e-05 | 4.2945e-05 | 20.0214 | 13.4651 | 45.6261 | 29.9255 | 47.708 | 41.3743 | 131.2272 | 252.7134 | 74.8253 | 89.6785 | 18.0059 | 185.9709 | 147.5895 | 196.3361 | 158.6978 | 526.806 | 931.1257 | 656.7497
QLD1 | Hydro | 695.1332 | 693.6167 | 694.4097 | 692.2155 | 690.032 | 690.8959 | 692.1616 | 687.8403 | 684.8851 | 684.9868 | 685.8871 | 681.8446 | 680.5901 | 665.5017 | 651.9533 | 642.4246 | 214.5926 | 217.0278 | 171.4382 | 192.2116 | 197.3737
QLD1 | Wind | 5789.2313 | 5519.9988 | 5206.2204 | 12489.8929 | 17011.3783 | 21586.5233 | 23438.7173 | 25381.8911 | 27280.3564 | 27379.3032 | 26945.549 | 30180.1846 | 28704.6658 | 35100.7742 | 37914.2238 | 43701.3039 | 46049.9723 | 46967.6035 | 47699.4997 | 40147.6831 | 40239.97
QLD1 | Solar PV | 6071.0581 | 6392.6711 | 6497.1099 | 6212.785 | 6072.8639 | 8295.4631 | 8305.6378 | 8642.4515 | 9478.8238 | 10344.9144 | 13650.917 | 16186.3146 | 16366.5463 | 16051.4688 | 19078.5409 | 18890.2797 | 16420.2583 | 17751.0677 | 18545.6405 | 26375.9129 | 28158.2398
QLD1 | LS Battery | 15.1918 | 11.5432 | 18.0359 | 29.2938 | 28.8291 | 1190.6056 | 1244.9683 | 2498.045 | 2568.6365 | 2541.0803 | 2593.8678 | 2676.5751 | 2581.4464 | 2445.4826 | 2509.2223 | 2432.945 | 2269.5559 | 2395.5927 | 2214.656 | 2362.9157 | 2345.4115
QLD1 | Pumped Hydro | 27.6966 | 62.3434 | 46.3805 | 259.9258 | 281.4295 | 469.9419 | 510.0554 | 414.062 | 486.1279 | 547.533 | 1508.9242 | 3177.7582 | 2981.8772 | 2831.7416 | 3305.8255 | 3229.5066 | 3193.2033 | 3384.6001 | 4700.2105 | 5413.5589 | 7232.3576
QLD1 | VPP | 9.5094 | 26.5827 | 68.4669 | 159.6746 | 244.523 | 316.2559 | 411.8293 | 498.4227 | 632.7572 | 723.4131 | 823.2838 | 944.7689 | 1074.3984 | 1177.4667 | 1300.6968 | 1342.6082 | 1343.229 | 1421.5081 | 1418.4443 | 1496.9689 | 1554.2704
Total excluding storage |  | 55944.2887 | 56360.4469 | 57234.6181 | 56022.0686 | 57583.9173 | 55791.5161 | 55959.4371 | 57651.63 | 57526.8749 | 58149.8443 | 59290.8987 | 64147.9772 | 61845.9614 | 65856.3696 | 69352.2972 | 73307.5238 | 73168.5043 | 74840.4586 | 75804.5921 | 74739.6423 | 74213.0092
Region | Technology | 2021-22 | 2022-23 | 2023-24 | 2024-25 | 2025-26 | 2026-27 | 2027-28 | 2028-29 | 2029-30 | 2030-31 | 2031-32 | 2032-33 | 2033-34 | 2034-35 | 2035-36 | 2036-37 | 2037-38 | 2038-39 | 2039-40 | 2040-41 | 2041-42
VIC1 | Black Coal | 0 | 0 | 0 | 0 | 0 | 0 | 0 | 0 | 0 | 0 | 0 | 0 | 0 | 0 | 0 | 0 | 0 | 0 | 0 | 0 | 0
VIC1 | Brown Coal | 27277.409 | 24784.1133 | 25984.5518 | 18848.2597 | 18030.7309 | 10359.2344 | 2703.573 | 0.0075593 | 0.0067234 | 0.0069079 | 0.0064921 | 0.0064464 | 0.0066887 | 0.0021489 | 0.0016452 | 0.0013984 | 0.0013529 | 0.0010033 | 0.00096344 | 0.00095187 | 0.00099035
VIC1 | CCGT | 3.9913e-05 | 3.9013e-05 | 4.0656e-05 | 0.00029564 | 0.00028097 | 0.00026834 | 0.00026286 | 1040.227 | 1085.6711 | 1245.5992 | 1265.2308 | 1297.8768 | 1335.6351 | 1324.0612 | 1246.803 | 1100.8608 | 1189.116 | 1360.2134 | 1342.2231 | 1359.7968 | 1368.5785
VIC1 | Gas - Steam | 10.5875 | 10.0819 | 13.9636 | 25.042 | 22.5909 | 26.389 | 19.5611 | 10.1617 | 3.4531 | 73.8676 | 74.8621 | 188.2675 | 101.5324 | 260.0821 | 211.3895 | 186.1344 | 335.3368 | 425.4153 | 0 | 0 | 0
VIC1 | OCGT / Diesel | 12.7343 | 11.6387 | 22.0455 | 456.2495 | 127.8491 | 81.0026 | 23.0093 | 16.784 | 2.9746 | 21.5148 | 24.5849 | 124.9889 | 17.0973 | 113.3849 | 249.3242 | 203.4955 | 338.5826 | 272.0854 | 1181.1216 | 1596.2916 | 1696.4414
VIC1 | Hydro | 2764.6159 | 2772.3355 | 2522.4678 | 3149.1387 | 3224.4829 | 3059.7538 | 3082.879 | 3888.7109 | 3231.7881 | 2774.406 | 2794.8365 | 2526.2697 | 3101.9883 | 3202.2049 | 3050.829 | 3059.1368 | 3859.1252 | 3191.9727 | 2763.5258 | 2758.5182 | 2508.9364
VIC1 | Wind | 11105.2044 | 12503.8718 | 10779.1177 | 12509.9469 | 12690.4874 | 15640.6252 | 17442.9541 | 18342.0408 | 21804.5424 | 21068.709 | 24897.892 | 22264.028 | 25230.1958 | 25820.4526 | 27439.8003 | 28585.7638 | 30894.8956 | 31887.3655 | 30874.3558 | 32146.2553 | 28215.9559
VIC1 | Solar PV | 2656.3955 | 2640.3495 | 2747.7629 | 2627.6399 | 2486.8757 | 5455.5594 | 10612.7374 | 9859.8264 | 10251.1122 | 10472.6876 | 10356.6284 | 10811.7562 | 10223.1375 | 9887.5944 | 10407.1408 | 10562.6829 | 10675.6375 | 11140.609 | 11397.8034 | 11143.1802 | 14339.7484
VIC1 | LS Battery | 15.0801 | 21.0635 | 21.6692 | 37.6867 | 35.3779 | 30.3973 | 31.6174 | 28.9402 | 29.3242 | 29.759 | 27.9422 | 29.6447 | 5.2004 | 4.6054 | 5.1105 | 5.0913 | 4.5967 | 4.6167 | 4.4363 | 4.2407 | 4.4427
VIC1 | Pumped Hydro | 0 | 0 | 7.585e-05 | 1232.4003 | 1115.4679 | 4783.637 | 8463.215 | 8148.7427 | 8311.247 | 8492.787 | 8515.302 | 8537.497 | 8410.755 | 8324.704 | 8452.229 | 8367.852 | 8131.464 | 8277.257 | 8179.6924 | 8003.3125 | 8054.6875
VIC1 | VPP | 6.7606 | 16.2879 | 61.2576 | 188.2998 | 294.9971 | 339.6216 | 466.1444 | 570.7048 | 698.4146 | 801.0526 | 855.9819 | 1011.0241 | 1059.9786 | 1079.6587 | 1362.0943 | 1419.9501 | 1372.7735 | 1419.9713 | 1438.2276 | 1429.5508 | 1619.3521
Total excluding storage |  | 43826.9468 | 42722.3907 | 42069.9093 | 37616.277 | 36583.0171 | 34622.5646 | 33884.7141 | 33157.7583 | 36379.5483 | 35656.7912 | 39414.0411 | 37213.1934 | 40009.593 | 40607.7822 | 42605.2885 | 43698.0757 | 47292.6951 | 48277.6622 | 47559.0307 | 49004.043 | 48129.6615
| Technology | 2021-22 | 2022-23 | 2023-24 | 2024-25 | 2025-26 | 2026-27 | 2027-28 | 2028-29 | 2029-30 | 2030-31 | 2031-32 | 2032-33 | 2033-34 | 2034-35 | 2035-36 | 2036-37 | 2037-38 | 2038-39 | 2039-40 | 2040-41 | 2041-42
SA1 | Black Coal | 0 | 0 | 0 | 0 | 0 | 0 | 0 | 0 | 0 | 0 | 0 | 0 | 0 | 0 | 0 | 0 | 0 | 0 | 0 | 0 | 0
SA1 | Brown Coal | 0 | 0 | 0 | 0 | 0 | 0 | 0 | 0 | 0 | 0 | 0 | 0 | 0 | 0 | 0 | 0 | 0 | 0 | 0 | 0 | 0
SA1 | CCGT | 1105.7486 | 1105.7486 | 778.8173 | 1176.0922 | 1127.3047 | 591.4113 | 509.6338 | 604.106 | 721.2176 | 833.6638 | 863.942 | 951.2948 | 1027.1764 | 1165.6313 | 825.2542 | 713.3449 | 0.00010623 | 0.00010824 | 0.00010729 | 0.00010818 | 0.00012831
SA1 | Gas - Steam | 945.9224 | 746.6055 | 717.3815 | 79.8912 | 79.8912 | 79.8912 | 80.1101 | 79.8912 | 79.8912 | 79.8912 | 80.1101 | 118.2526 | 79.8912 | 153.7499 | 0 | 0 | 0 | 0 | 0 | 0 | 0
SA1 | OCGT / Diesel | 42.9086 | 45.0667 | 89.5416 | 112.1051 | 82.0639 | 45.7125 | 15.1049 | 59.4051 | 4.0402 | 75.9514 | 90.1498 | 127.2784 | 112.3504 | 199.1078 | 177.265 | 135.2347 | 297.6953 | 336.5145 | 452.6237 | 606.3783 | 569.8599
SA1 | Hydro | 0 | 0 | 0 | 0 | 0 | 0 | 0 | 0 | 0 | 0 | 0 | 0 | 0 | 0 | 0 | 0 | 0 | 0 | 0 | 0 | 0
SA1 | Wind | 6262.1169 | 6580.5065 | 5847.4832 | 6689.9066 | 6436.2277 | 9772.9317 | 9565.2168 | 9969.9267 | 10693.9848 | 10574.0751 | 11327.7612 | 10527.8127 | 10240.2697 | 9566.0738 | 10229.2252 | 10105.0784 | 10695.7871 | 11068.4997 | 12039.4367 | 12178.4457 | 11438.6563
SA1 | Solar PV | 885.1998 | 888.279 | 902.7126 | 860.1529 | 839.3231 | 1260.7541 | 2003.4737 | 1858.6773 | 1939.4072 | 1968.1666 | 1968.7395 | 2727.5063 | 3251.332 | 3161.1935 | 3289.3839 | 3385.5133 | 3188.1651 | 3326.2588 | 3400.0668 | 3316.6633 | 3383.1741
SA1 | LS Battery | 84.4696 | 88.6405 | 92.8373 | 96.2926 | 91.8433 | 541.1631 | 566.4283 | 558.2037 | 549.5794 | 547.3025 | 515.7855 | 539.3549 | 529.7509 | 481.9058 | 493.2336 | 515.0393 | 484.9186 | 500.8609 | 479.6725 | 439.5756 | 915.2104
SA1 | Pumped Hydro | 0 | 0 | 5.343e-05 | 5.2968e-05 | 5.495e-05 | 6.638e-05 | 7.455e-05 | 8.0512e-05 | 9.2038e-05 | 0.00010909 | 0.00012716 | 0.00017283 | 0.0001717 | 0.00017144 | 0.00019695 | 0.00031999 | 0.00037777 | 0.00038221 | 0.00039685 | 0.00039717 | 0.00064255
SA1 | VPP | 13.158 | 28.0116 | 49.7548 | 79.1132 | 105.9441 | 118.3638 | 144.2899 | 182.2371 | 224.9414 | 248.2199 | 277.829 | 317.9586 | 355.0134 | 372.208 | 409.5174 | 424.3061 | 423.9258 | 445.1303 | 455.2181 | 441.6098 | 471.2589
Total excluding storage |  | 9241.8963 | 9366.2062 | 8335.9361 | 8918.1481 | 8564.8106 | 11750.7008 | 12173.5392 | 12572.0063 | 13438.5411 | 13531.7481 | 14330.7026 | 14452.1448 | 14711.0196 | 14245.7563 | 14521.1283 | 14339.1713 | 14181.6476 | 14731.273 | 15892.1273 | 16101.4874 | 15391.6905
Region | Technology | 2021-22 | 2022-23 | 2023-24 | 2024-25 | 2025-26 | 2026-27 | 2027-28 | 2028-29 | 2029-30 | 2030-31 | 2031-32 | 2032-33 | 2033-34 | 2034-35 | 2035-36 | 2036-37 | 2037-38 | 2038-39 | 2039-40 | 2040-41 | 2041-42
TAS1 | Black Coal | 0 | 0 | 0 | 0 | 0 | 0 | 0 | 0 | 0 | 0 | 0 | 0 | 0 | 0 | 0 | 0 | 0 | 0 | 0 | 0 | 0
TAS1 | Brown Coal | 0 | 0 | 0 | 0 | 0 | 0 | 0 | 0 | 0 | 0 | 0 | 0 | 0 | 0 | 0 | 0 | 0 | 0 | 0 | 0 | 0
TAS1 | CCGT | 4.1841e-05 | 3.8815e-05 | 4.1325e-05 | 4.1854e-05 | 0.67766 | 3.1428e-05 | 3.1827e-05 | 3.1864e-05 | 3.2254e-05 | 3.5731e-05 | 3.2889e-05 | 2.0977 | 3.6073e-05 | 3.786e-05 | 3.9563e-05 | 0.039977 | 0.087778 | 4.701e-05 | 0.010931 | 5.138e-05 | 1.2737
TAS1 | Gas - Steam | 0 | 0 | 0 | 0 | 0 | 0 | 0 | 0 | 0 | 0 | 0 | 0 | 0 | 0 | 0 | 0 | 0 | 0 | 0 | 0 | 0
TAS1 | OCGT / Diesel | 2.1075e-05 | 1.9284e-05 | 2.1284e-05 | 2.2399e-05 | 1.5429e-05 | 1.5881e-05 | 1.6355e-05 | 1.6405e-05 | 1.6762e-05 | 1.7641e-05 | 1.8029e-05 | 1.9077e-05 | 1.9999e-05 | 2.0936e-05 | 2.2278e-05 | 2.3179e-05 | 2.4979e-05 | 2.6263e-05 | 2.7499e-05 | 1.8975e-05 | 0.11486
TAS1 | Hydro | 7899.0471 | 8631.1496 | 8079.9412 | 9515.4056 | 10670.0003 | 9536.4212 | 8850.1146 | 8760.9956 | 8241.3323 | 7759.4514 | 6581.968 | 6790.8643 | 6448.6215 | 5936.4645 | 5247.2926 | 4911.273 | 5051.0913 | 4796.4444 | 4425.3043 | 4100.3963 | 4638.0249
TAS1 | Wind | 2272.6076 | 2540.1179 | 3035.1307 | 2971.2614 | 3772.6945 | 4369.6678 | 5005.3657 | 5213.5616 | 5642.3866 | 5937.54 | 6914.0973 | 6888.0523 | 7132.8686 | 7765.768 | 8114.6478 | 8713.6464 | 8508.0602 | 8958.5796 | 8474.9914 | 8821.0273 | 8519.8424
TAS1 | Solar PV | 7.7325e-06 | 7.5847e-06 | 1.0397e-05 | 1.5504e-05 | 1.2376e-05 | 7.7634e-05 | 0.00027357 | 0.00027273 | 0.00028842 | 0.00027987 | 0.00026988 | 0.00027727 | 0.00027665 | 0.00024209 | 0.00026059 | 0.0003168 | 0.0007271 | 0.0023286 | 299.7467 | 293.5517 | 296.9866
TAS1 | LS Battery | 3.3857e-05 | 4.2898e-05 | 4.4223e-05 | 4.8088e-05 | 7.0541e-05 | 0.00026539 | 0.00027643 | 0.00028148 | 0.00028388 | 0.00028682 | 0.00029352 | 0.00029336 | 0.0002956 | 0.00030018 | 0.0003039 | 0.00030494 | 0.00037105 | 0.00037345 | 0.00049148 | 0.00049641 | 0.00046063
TAS1 | Pumped Hydro | 0 | 0 | 0.00012255 | 0.000129 | 0.00020485 | 0.0002259 | 0.0002454 | 0.0002626 | 0.00027953 | 0.00030176 | 0.00032768 | 0.0003507 | 0.00036851 | 0.00039689 | 0.000429 | 0.00045853 | 0.00059179 | 0.00059437 | 0.00071123 | 0.00071562 | 0.00071644
TAS1 | VPP | 0.19546 | 1.4434 | 1.9331 | 1.8146 | 5.559 | 12.1352 | 18.6592 | 22.0253 | 28.9475 | 38.2748 | 46.6913 | 54.6288 | 61.4598 | 64.5011 | 73.791 | 80.4512 | 71.8177 | 77.3162 | 78.0934 | 82.346 | 88.4442
Total excluding storage |  | 10171.6548 | 11171.2676 | 11115.072 | 12486.6671 | 14443.3725 | 13906.0891 | 13855.4806 | 13974.5575 | 13883.7192 | 13696.9917 | 13496.0657 | 13681.0146 | 13581.4904 | 13702.2328 | 13361.9407 | 13624.9597 | 13559.24 | 13755.0263 | 13200.0533 | 13214.9754 | 13456.2424
Explicitly modelled pumping
Region | Technology | 2021-22 | 2022-23 | 2023-24 | 2024-25 | 2025-26 | 2026-27 | 2027-28 | 2028-29 | 2029-30 | 2030-31 | 2031-32 | 2032-33 | 2033-34 | 2034-35 | 2035-36 | 2036-37 | 2037-38 | 2038-39 | 2039-40 | 2040-41 | 2041-42
NEM | LS Battery pump | 143.9776 | 153.212 | 166.4383 | 205.644 | 196.9266 | 2178.6287 | 2623.4664 | 4309.7248 | 4388.5337 | 4367.235 | 4381.5523 | 4515.1556 | 4350.9808 | 4094.4986 | 4216.875 | 4151.6414 | 3923.8669 | 4082.3151 | 3834.4063 | 3976.9836 | 4515.5044
NEM | Pumped Hydro Pump | 99.3097 | 264.726 | 224.0111 | 4060.5226 | 6361.8437 | 13657.8362 | 18224.5382 | 18096.0518 | 18834.726 | 19506.0011 | 21636.8831 | 26025.4624 | 25226.4524 | 25244.3728 | 27457.2991 | 29210.9103 | 30024.3152 | 29403.728 | 32269.409 | 33708.4372 | 36814.6255
NEM | VPP pump | 44.4959 | 113.329 | 300.5236 | 766.6366 | 1137.5774 | 1409.6217 | 1837.0683 | 2254.854 | 2818.711 | 3254.8469 | 3621.0438 | 4218.4758 | 4693.2208 | 4982.7421 | 5772.4637 | 6001.9853 | 6011.1554 | 6286.135 | 6388.5165 | 6569.587 | 6947.2928
Region | Technology | 2021-22 | 2022-23 | 2023-24 | 2024-25 | 2025-26 | 2026-27 | 2027-28 | 2028-29 | 2029-30 | 2030-31 | 2031-32 | 2032-33 | 2033-34 | 2034-35 | 2035-36 | 2036-37 | 2037-38 | 2038-39 | 2039-40 | 2040-41 | 2041-42
NSW1 | LS Battery pump | 4.0431e-05 | 4.7749e-05 | 5.1238e-05 | 5.6715e-05 | 6.0067e-05 | 0.0008128 | 342.3991 | 499.5208 | 497.142 | 516.2855 | 495.6147 | 514.0618 | 501.0161 | 472.5012 | 501.8583 | 503.6193 | 506.3812 | 505.9128 | 502.48 | 498.831 | 493.794
NSW1 | Pumped Hydro Pump | 60.3476 | 170.6742 | 159.6048 | 2140.1495 | 4550.9926 | 7000.7812 | 6874.2331 | 7334.5716 | 7716.3855 | 8111.6299 | 8966.4199 | 11283.1934 | 10884.2992 | 11213.4438 | 12684.5008 | 14631.0495 | 15766.1175 | 14745.0624 | 16139.1368 | 16794.1372 | 17686.9586
NSW1 | VPP pump | 8.9407 | 26.3418 | 82.941 | 251.8568 | 354.4916 | 467.5052 | 585.5096 | 728.6868 | 914.731 | 1081.2558 | 1214.4519 | 1425.6059 | 1628.6748 | 1752.7315 | 1997.4573 | 2080.0606 | 2152.0479 | 2245.255 | 2327.7193 | 2414.7588 | 2479.8529
Region | Technology | 2021-22 | 2022-23 | 2023-24 | 2024-25 | 2025-26 | 2026-27 | 2027-28 | 2028-29 | 2029-30 | 2030-31 | 2031-32 | 2032-33 | 2033-34 | 2034-35 | 2035-36 | 2036-37 | 2037-38 | 2038-39 | 2039-40 | 2040-41 | 2041-42
QLD1 | LS Battery pump | 19.0345 | 14.5981 | 22.6571 | 36.8958 | 36.4102 | 1470.4663 | 1537.6867 | 3084.603 | 3171.7902 | 3137.7505 | 3212.1284 | 3295.86 | 3187.5477 | 3019.8478 | 3098.1939 | 3004.198 | 2811.6061 | 2948.8936 | 2734.6031 | 2926.9138 | 2886.9197
QLD1 | Pumped Hydro Pump | 38.9621 | 94.0517 | 64.4059 | 378.8239 | 413.3546 | 681.7176 | 743.3708 | 603.4668 | 708.498 | 797.9917 | 2015.0216 | 4078.4664 | 3819.0735 | 3626.8592 | 4219.7625 | 4120.0459 | 4093.8665 | 4288.4753 | 5929.2738 | 6874.1576 | 9095.3062
QLD1 | VPP pump | 11.4136 | 31.9056 | 82.1766 | 191.6474 | 294.1651 | 378.9029 | 494.2931 | 598.2257 | 759.459 | 868.2676 | 990.7913 | 1131.2922 | 1289.5334 | 1413.9792 | 1560.406 | 1611.4489 | 1616.8126 | 1701.529 | 1702.4703 | 1801.8778 | 1860.3343
Region | Technology | 2021-22 | 2022-23 | 2023-24 | 2024-25 | 2025-26 | 2026-27 | 2027-28 | 2028-29 | 2029-30 | 2030-31 | 2031-32 | 2032-33 | 2033-34 | 2034-35 | 2035-36 | 2036-37 | 2037-38 | 2038-39 | 2039-40 | 2040-41 | 2041-42
VIC1 | LS Battery pump | 18.8688 | 26.6543 | 27.1679 | 47.4667 | 44.6835 | 38.161 | 39.9471 | 36.3257 | 37.0587 | 37.4153 | 35.1965 | 37.2891 | 6.562 | 5.7756 | 6.4367 | 6.4125 | 5.7895 | 5.8397 | 5.5626 | 5.3661 | 5.5706
VIC1 | Pumped Hydro Pump | 0 | 0 | 9.5148e-05 | 1541.549 | 1397.4961 | 5975.337 | 10606.934 | 10158.013 | 10409.842 | 10596.379 | 10655.441 | 10663.802 | 10523.079 | 10404.069 | 10553.035 | 10459.814 | 10164.33 | 10370.189 | 10200.997 | 10040.141 | 10032.359
VIC1 | VPP pump | 8.1143 | 19.6344 | 73.4386 | 226.0045 | 354.9061 | 406.7872 | 561.1283 | 683.3371 | 838.9059 | 962.3259 | 1026.3201 | 1214.088 | 1275.3439 | 1291.6572 | 1634.8368 | 1704.2776 | 1647.6545 | 1710.3898 | 1720.1279 | 1722.3585 | 1937.0493
Region | Technology | 2021-22 | 2022-23 | 2023-24 | 2024-25 | 2025-26 | 2026-27 | 2027-28 | 2028-29 | 2029-30 | 2030-31 | 2031-32 | 2032-33 | 2033-34 | 2034-35 | 2035-36 | 2036-37 | 2037-38 | 2038-39 | 2039-40 | 2040-41 | 2041-42
SA1 | LS Battery pump | 106.0741 | 111.9595 | 116.6132 | 121.2813 | 115.8327 | 670.0002 | 703.4332 | 689.275 | 682.5424 | 675.7834 | 638.6123 | 667.9443 | 655.8547 | 596.3737 | 610.3857 | 637.4113 | 600.0897 | 621.6685 | 591.76 | 545.8721 | 1129.2195
SA1 | Pumped Hydro Pump | 0 | 0 | 6.6861e-05 | 6.627e-05 | 6.8693e-05 | 8.2842e-05 | 9.3512e-05 | 0.00010031 | 0.00011546 | 0.00013615 | 0.00015892 | 0.00021622 | 0.00021463 | 0.00021403 | 0.00024613 | 0.00040002 | 0.00047218 | 0.00047869 | 0.00049512 | 0.00049837 | 0.00080128
SA1 | VPP pump | 15.7928 | 33.702 | 59.6362 | 94.9547 | 127.3173 | 141.9054 | 173.6505 | 218.2594 | 270.7074 | 297.2232 | 333.4362 | 381.6757 | 426.0507 | 446.7381 | 491.5182 | 509.2681 | 508.8117 | 535.7632 | 544.8687 | 531.6453 | 564.0141
Region | Technology | 2021-22 | 2022-23 | 2023-24 | 2024-25 | 2025-26 | 2026-27 | 2027-28 | 2028-29 | 2029-30 | 2030-31 | 2031-32 | 2032-33 | 2033-34 | 2034-35 | 2035-36 | 2036-37 | 2037-38 | 2038-39 | 2039-40 | 2040-41 | 2041-42
TAS1 | LS Battery pump | 4.1809e-05 | 5.2982e-05 | 5.4597e-05 | 5.9375e-05 | 8.71e-05 | 0.00032775 | 0.00034132 | 0.00034747 | 0.00035049 | 0.00035406 | 0.00036241 | 0.0003622 | 0.00036492 | 0.00037061 | 0.00037512 | 0.00037655 | 0.00045804 | 0.00046114 | 0.00060677 | 0.00061287 | 0.00056852
TAS1 | Pumped Hydro Pump | 0 | 0 | 0.00015374 | 0.00016133 | 0.00025611 | 0.00028238 | 0.00030695 | 0.00032819 | 0.00034958 | 0.00037712 | 0.0004098 | 0.00043852 | 0.00046054 | 0.00049632 | 0.00053606 | 0.00057369 | 0.0007396 | 0.00074323 | 0.00088891 | 0.00089528 | 0.00089414
TAS1 | VPP pump | 0.2346 | 1.7452 | 2.3312 | 2.1731 | 6.6973 | 14.521 | 22.4868 | 26.3449 | 34.9077 | 45.7745 | 56.0443 | 65.8141 | 73.618 | 77.6361 | 88.2455 | 96.9301 | 85.8287 | 93.1981 | 93.3303 | 98.9466 | 106.0422
Non-controllable generation
Region | Technology | 2021-22 | 2022-23 | 2023-24 | 2024-25 | 2025-26 | 2026-27 | 2027-28 | 2028-29 | 2029-30 | 2030-31 | 2031-32 | 2032-33 | 2033-34 | 2034-35 | 2035-36 | 2036-37 | 2037-38 | 2038-39 | 2039-40 | 2040-41 | 2041-42
NEM | Distributed PV | 21634.277 | 24938.1876 | 29228.7162 | 30942.1347 | 34590.3031 | 39854.5923 | 44516.015 | 45227.5647 | 50350.2604 | 55779.5447 | 60408.8616 | 66055.2225 | 65340.6946 | 68217.7638 | 74402.2875 | 77895.4446 | 75718.3571 | 80549.7276 | 86009.9591 | 90439.143 | 95466.5296
NEM | Behind the meter battery | 239.3098 | 356.2529 | 591.0127 | 842.0309 | 1067.7086 | 1240.6742 | 1380.0129 | 1328.9597 | 1491.8396 | 1622.9995 | 1754.649 | 1852.9278 | 1942.5574 | 1991.1821 | 2024.1283 | 1982.1819 | 1712.7582 | 1770.9208 | 1673.7221 | 1568.2864 | 1459.6055
NEM | Behind the meter battery pump | 239.2865 | 356.4701 | 591.1312 | 842.73 | 1068.8513 | 1240.0714 | 1379.5737 | 1329.0699 | 1491.3309 | 1619.2075 | 1752.3792 | 1851.5563 | 1940.1384 | 1986.7666 | 2023.67 | 1983.0993 | 1710.6966 | 1768.956 | 1668.7878 | 1565.5247 | 1457.925
Region | Technology | 2021-22 | 2022-23 | 2023-24 | 2024-25 | 2025-26 | 2026-27 | 2027-28 | 2028-29 | 2029-30 | 2030-31 | 2031-32 | 2032-33 | 2033-34 | 2034-35 | 2035-36 | 2036-37 | 2037-38 | 2038-39 | 2039-40 | 2040-41 | 2041-42
NSW1 | Distributed PV | 6362.6517 | 7562.0789 | 8713.8639 | 9454.8098 | 10505.4097 | 12477.1427 | 13733.7733 | 14179.7492 | 15287.3618 | 17304.7649 | 19477.0342 | 21110.7644 | 21203.7558 | 21946.8155 | 24486.9041 | 25277.5362 | 25051.3805 | 25665.6626 | 27750.0319 | 30243.4816 | 31514.9104
NSW1 | Behind the meter battery | 83.0093 | 128.2506 | 198.5096 | 261.2605 | 327.3386 | 380.7046 | 425.9735 | 413.1495 | 467.2475 | 511.099 | 554.3421 | 587.9831 | 617.1149 | 634.6344 | 647.6128 | 637.0576 | 550.085 | 567.136 | 536.6893 | 503.7588 | 470.5993
NSW1 | Behind the meter battery pump | 83.0118 | 128.3155 | 198.5848 | 261.5959 | 327.6641 | 380.2559 | 425.8584 | 413.5614 | 467.1805 | 509.4575 | 553.8384 | 587.7068 | 615.6542 | 633.3739 | 647.0783 | 637.1483 | 549.6348 | 566.38 | 534.9817 | 502.8992 | 470.063
Region | Technology | 2021-22 | 2022-23 | 2023-24 | 2024-25 | 2025-26 | 2026-27 | 2027-28 | 2028-29 | 2029-30 | 2030-31 | 2031-32 | 2032-33 | 2033-34 | 2034-35 | 2035-36 | 2036-37 | 2037-38 | 2038-39 | 2039-40 | 2040-41 | 2041-42
QLD1 | Distributed PV | 6623.9066 | 7705.9026 | 8720.6807 | 9260.5236 | 10549.103 | 12100.8811 | 13324.6176 | 13124.7291 | 15052.0938 | 16436.1664 | 18042.3585 | 19238.6776 | 19407.41 | 20755.3195 | 22652.8226 | 23518.5348 | 22194.8882 | 24382.4459 | 25655.2172 | 27254.9164 | 27955.3155
QLD1 | Behind the meter battery | 51.3834 | 97.4626 | 172.6717 | 244.8689 | 309.6057 | 354.9029 | 387.3766 | 371.8472 | 416.7699 | 457.0766 | 495.5327 | 527.0306 | 551.9813 | 565.9613 | 573.8761 | 558.892 | 481.7177 | 497.4672 | 470.8348 | 440.1073 | 410.4361
QLD1 | Behind the meter battery pump | 51.3988 | 97.5328 | 172.5924 | 244.9217 | 309.8552 | 354.7904 | 387.4171 | 371.905 | 416.722 | 456.4212 | 494.7879 | 526.4699 | 551.1736 | 564.7397 | 573.4641 | 558.929 | 481.3114 | 497.0608 | 469.4923 | 439.341 | 410.0142
Region | Technology | 2021-22 | 2022-23 | 2023-24 | 2024-25 | 2025-26 | 2026-27 | 2027-28 | 2028-29 | 2029-30 | 2030-31 | 2031-32 | 2032-33 | 2033-34 | 2034-35 | 2035-36 | 2036-37 | 2037-38 | 2038-39 | 2039-40 | 2040-41 | 2041-42
VIC1 | Distributed PV | 5136.6724 | 5943.1365 | 7523.2564 | 7818.3975 | 8813.5731 | 10198.9737 | 11743.65 | 12050.7031 | 13500.0402 | 15052.6228 | 15716.1094 | 17939.8355 | 17106.8866 | 17737.1621 | 19121.9443 | 20397.5771 | 19650.8181 | 21092.3225 | 22665.7962 | 23007.0507 | 25542.2557
VIC1 | Behind the meter battery | 50.4039 | 59.6549 | 125.7578 | 220.6552 | 300.2937 | 366.2893 | 421.8743 | 410.2319 | 460.5257 | 496.5775 | 535.2483 | 560.052 | 586.6032 | 601.0058 | 610.4256 | 598.0499 | 517.0597 | 533.459 | 501.4198 | 470.0789 | 435.3969
VIC1 | Behind the meter battery pump | 50.3609 | 59.6693 | 125.849 | 220.8713 | 300.7745 | 366.2065 | 421.6278 | 409.887 | 460.1955 | 495.4117 | 534.5177 | 559.5711 | 586.6319 | 599.1019 | 611.0984 | 598.856 | 516.0174 | 532.8067 | 499.9347 | 469.2218 | 434.811
Region | Technology | 2021-22 | 2022-23 | 2023-24 | 2024-25 | 2025-26 | 2026-27 | 2027-28 | 2028-29 | 2029-30 | 2030-31 | 2031-32 | 2032-33 | 2033-34 | 2034-35 | 2035-36 | 2036-37 | 2037-38 | 2038-39 | 2039-40 | 2040-41 | 2041-42
SA1 | Distributed PV | 3203.0641 | 3390.958 | 3866.4208 | 3973.8482 | 4237.5607 | 4528.7497 | 5100.2248 | 5177.3637 | 5750.5803 | 6142.8582 | 6309.4828 | 6810.928 | 6679.5776 | 6801.2308 | 7085.4779 | 7611.7053 | 7618.8145 | 8135.15 | 8565.854 | 8566.0489 | 8998.3264
SA1 | Behind the meter battery | 46.9014 | 58.7146 | 74.9415 | 88.494 | 98.4924 | 102.9792 | 105.586 | 97.0366 | 105.9276 | 113.8388 | 121.8613 | 128.5403 | 135.4131 | 138.1102 | 140.9157 | 138.5808 | 122.1085 | 129.8086 | 125.354 | 117.1019 | 108.6468
SA1 | Behind the meter battery pump | 46.9089 | 58.7735 | 74.9795 | 88.5672 | 98.5598 | 103.0936 | 105.5519 | 97.0651 | 105.8903 | 113.5837 | 121.688 | 128.4352 | 135.2758 | 138.1541 | 140.769 | 138.5373 | 122.0043 | 129.6878 | 125.049 | 116.8787 | 108.5341
Region | Technology | 2021-22 | 2022-23 | 2023-24 | 2024-25 | 2025-26 | 2026-27 | 2027-28 | 2028-29 | 2029-30 | 2030-31 | 2031-32 | 2032-33 | 2033-34 | 2034-35 | 2035-36 | 2036-37 | 2037-38 | 2038-39 | 2039-40 | 2040-41 | 2041-42
TAS1 | Distributed PV | 307.9822 | 336.1115 | 404.4943 | 434.5556 | 484.6566 | 548.8451 | 613.7492 | 695.0196 | 760.1843 | 843.1325 | 863.8768 | 955.0171 | 943.0646 | 977.2359 | 1055.1386 | 1090.0913 | 1202.4558 | 1274.1466 | 1373.0597 | 1367.6453 | 1455.7217
TAS1 | Behind the meter battery | 7.6117 | 12.1703 | 19.1321 | 26.7523 | 31.9781 | 35.7981 | 39.2025 | 36.6945 | 41.3688 | 44.4075 | 47.6647 | 49.3218 | 51.4449 | 51.4704 | 51.2981 | 49.6016 | 41.7873 | 43.0499 | 39.4242 | 37.2395 | 34.5264
TAS1 | Behind the meter battery pump | 7.606 | 12.179 | 19.1255 | 26.7738 | 31.9977 | 35.725 | 39.1184 | 36.6513 | 41.3426 | 44.3333 | 47.5472 | 49.3733 | 51.403 | 51.3969 | 51.2603 | 49.6286 | 41.7288 | 43.0208 | 39.3301 | 37.184 | 34.5026
Ernst & Young’s liability is limited by a scheme approved under Professional Standards Legislation

## BaseCase_Capacity
Installed capacity by technology (MW) - Base Case, Step Change Scenario
Capacity calculated on 1 July. In early study years some wind and solar projects enter later in the financial year and are reflected in the following financial year's capacity.
Explicitly modelled generation
Region | Technology | 2021-22 | 2022-23 | 2023-24 | 2024-25 | 2025-26 | 2026-27 | 2027-28 | 2028-29 | 2029-30 | 2030-31 | 2031-32 | 2032-33 | 2033-34 | 2034-35 | 2035-36 | 2036-37 | 2037-38 | 2038-39 | 2039-40 | 2040-41 | 2041-42
NEM | Black Coal | 18366 | 17891 | 16416 | 13595.8394 | 11033.3175 | 8284.439 | 8111.8706 | 8111.8706 | 7459.4778 | 7080.3457 | 6431.9422 | 5623.569 | 4948.5187 | 4503.12 | 3054.2906 | 3054.2906 | 3054.2906 | 2796.7799 | 2796.7799 | 2196.7431 | 1770.7429
NEM | Brown Coal | 4820 | 4835 | 4835 | 3249.4719 | 3126.1695 | 1911.821 | 471.6644 | 0.001142 | 0.0011423 | 0.0011422 | 0.0011421 | 0.0011429 | 0.0011422 | 0.00018711 | 0.00011546 | 0 | 0 | 0 | 0 | 0 | 0
NEM | CCGT | 3055 | 3055 | 3055 | 2875 | 2875 | 2875 | 2875 | 3152.9224 | 3152.9228 | 3152.9228 | 3152.9228 | 3152.9228 | 3152.9228 | 3152.9228 | 3152.9228 | 2767.9228 | 2238.9229 | 2238.9229 | 2095.9229 | 2095.9229 | 2095.9231
NEM | Gas - Steam | 1864 | 1864 | 1384 | 1384 | 1384 | 1384 | 1384 | 1384 | 1384 | 1384 | 1384 | 1384 | 1384 | 1384 | 584 | 584 | 584 | 584 | 84 | 84 | 84
NEM | OCGT / Diesel | 6741 | 6741 | 6741 | 6741 | 6741 | 6741 | 6741 | 6741 | 6741 | 6358 | 6358 | 6089 | 5627 | 5510 | 5380 | 5380 | 6254.8738 | 6254.8737 | 5814.8737 | 5694.8737 | 5706.3541
NEM | Hydro | 7364.9 | 7364.9 | 7364.9 | 7364.9 | 7364.9 | 7364.9 | 7364.9 | 7364.9 | 7364.9 | 7364.9 | 7364.9 | 7364.9 | 7364.9 | 7364.9 | 7364.9 | 7364.9 | 7278.9 | 7278.9 | 7278.9 | 7278.9 | 7278.9
NEM | Wind | 10073.3247 | 10159.3247 | 10329.3117 | 13790.8929 | 17900.3888 | 21915.7849 | 22689.6742 | 25359.0993 | 27422.9193 | 29577.5441 | 31379.3694 | 34374.6574 | 35861.2717 | 36425.4187 | 37489.1485 | 38387.9952 | 41916.7811 | 41352.8055 | 42237.5736 | 42353.1885 | 44914.4425
NEM | Solar PV | 6097 | 6302 | 6302 | 6302 | 6302 | 11948.7162 | 14539.863 | 15899.6252 | 15899.6252 | 16085.812 | 17137.1898 | 19777.6023 | 21326.4867 | 21326.4867 | 23142.0263 | 23021.0264 | 25948.3649 | 26538.1394 | 26984.3469 | 30928.9255 | 33591.6084
NEM | LS Battery | 300 | 300 | 300 | 300 | 300 | 1730.9291 | 2010.8015 | 3387.9759 | 3387.9759 | 3357.9759 | 3357.9759 | 3357.9759 | 3302.9759 | 3277.9759 | 3277.9759 | 3277.9759 | 3277.976 | 3277.976 | 3277.976 | 3277.976 | 3784.0146
NEM | Pumped Hydro | 810 | 810 | 810 | 1090.4891 | 3130.6598 | 4144.6539 | 5250 | 5250.0002 | 5250.0002 | 5250.0002 | 5594.4325 | 7006.1022 | 7006.1022 | 7006.1022 | 7006.1022 | 7844.0209 | 8119.3109 | 8119.3109 | 9275.8575 | 9275.8575 | 10387.9601
NEM | VPP | 95.565 | 222.304 | 472.724 | 827.389 | 1275.464 | 1796.003 | 2438.396 | 3184.437 | 4042.566 | 4718.547 | 5463.892 | 6261.2279 | 7107.5971 | 7905.5149 | 8730.1272 | 9162.649 | 9618.3372 | 10079.154 | 10567.0661 | 11065.4949 | 11575.234
Total excluding storage |  | 58381.2247 | 58212.2247 | 56427.2117 | 55303.1041 | 56726.7759 | 62425.6611 | 64177.9722 | 68013.4186 | 69424.8461 | 71003.5257 | 73208.3252 | 77766.6527 | 79665.1012 | 79666.8484 | 80167.2884 | 80560.1351 | 87276.1332 | 87044.4213 | 87292.3971 | 90632.5537 | 95441.9711
Region | Technology | 2021-22 | 2022-23 | 2023-24 | 2024-25 | 2025-26 | 2026-27 | 2027-28 | 2028-29 | 2029-30 | 2030-31 | 2031-32 | 2032-33 | 2033-34 | 2034-35 | 2035-36 | 2036-37 | 2037-38 | 2038-39 | 2039-40 | 2040-41 | 2041-42
NSW1 | Black Coal | 10240 | 9765 | 8290 | 7886.5362 | 5594.8 | 4287.4483 | 4287.4483 | 4287.4483 | 4287.448 | 3939.2954 | 3478.5187 | 2771.8372 | 2771.8371 | 2326.4384 | 1327.6089 | 1327.6089 | 1327.6089 | 1327.6089 | 1327.6089 | 1327.6089 | 1327.6089
NSW1 | Brown Coal | 0 | 0 | 0 | 0 | 0 | 0 | 0 | 0 | 0 | 0 | 0 | 0 | 0 | 0 | 0 | 0 | 0 | 0 | 0 | 0 | 0
NSW1 | CCGT | 625 | 625 | 625 | 625 | 625 | 625 | 625 | 625 | 625 | 625 | 625 | 625 | 625 | 625 | 625 | 625 | 625 | 625 | 625 | 625 | 625
NSW1 | Gas - Steam | 0 | 0 | 0 | 0 | 0 | 0 | 0 | 0 | 0 | 0 | 0 | 0 | 0 | 0 | 0 | 0 | 0 | 0 | 0 | 0 | 0
NSW1 | OCGT / Diesel | 1438 | 1438 | 1438 | 1438 | 1438 | 1438 | 1438 | 1438 | 1438 | 1438 | 1438 | 1438 | 1438 | 1438 | 1388 | 1388 | 2093.5519 | 2093.5519 | 2093.5519 | 2093.5519 | 2093.5519
NSW1 | Hydro | 2585 | 2585 | 2585 | 2585 | 2585 | 2585 | 2585 | 2585 | 2585 | 2585 | 2585 | 2585 | 2585 | 2585 | 2585 | 2585 | 2585 | 2585 | 2585 | 2585 | 2585
NSW1 | Wind | 2137 | 2137 | 2137 | 2536.9999 | 5810.4024 | 6507.7306 | 6507.7306 | 7115.7807 | 7115.7807 | 9042.6314 | 9165.0631 | 10065.5581 | 10065.5581 | 10065.5581 | 10065.5581 | 10018.5581 | 9748.5581 | 9546.5581 | 9728.4272 | 10000.1104 | 12195.654
NSW1 | Solar PV | 2282 | 2432 | 2432 | 2432 | 2432 | 6010.1249 | 6319.9071 | 6980.3766 | 6980.3766 | 6980.3766 | 6980.3766 | 8294.4872 | 9323.9933 | 9323.9933 | 10323.9933 | 10323.9933 | 12693.5905 | 13283.3642 | 13579.573 | 14824.2897 | 15481.0876
NSW1 | LS Battery | 0 | 0 | 0 | 0 | 0 | 0.00045923 | 240.8394 | 367.5493 | 367.5493 | 367.5493 | 367.5493 | 367.5493 | 367.5493 | 367.5493 | 367.5493 | 367.5493 | 367.5493 | 367.5493 | 367.5493 | 367.5493 | 367.5493
NSW1 | Pumped Hydro | 240 | 240 | 240 | 240 | 2280 | 2280 | 2280 | 2280 | 2280 | 2280 | 2280.0001 | 3019.9617 | 3019.9617 | 3019.9617 | 3019.9617 | 3857.8804 | 4133.1704 | 4133.1704 | 4689.5446 | 4689.5446 | 5088.5919
NSW1 | VPP | 33.809 | 82.709 | 156.761 | 263.89 | 405.048 | 567.059 | 769.634 | 1010.103 | 1287.846 | 1513.002 | 1757.995 | 2022.7529 | 2303.851 | 2570.3709 | 2845.8051 | 2993.4 | 3149.6021 | 3306.082 | 3472.6761 | 3642.4991 | 3815.654
Total excluding storage |  | 19307 | 18982 | 17507 | 17503.5362 | 18485.2024 | 21453.3038 | 21763.086 | 23031.6055 | 23031.6053 | 24610.3034 | 24271.9584 | 25779.8825 | 26809.3886 | 26363.9899 | 26315.1604 | 26268.1604 | 29073.3095 | 29461.0831 | 29939.161 | 31455.5609 | 34307.9024
Region | Technology | 2021-22 | 2022-23 | 2023-24 | 2024-25 | 2025-26 | 2026-27 | 2027-28 | 2028-29 | 2029-30 | 2030-31 | 2031-32 | 2032-33 | 2033-34 | 2034-35 | 2035-36 | 2036-37 | 2037-38 | 2038-39 | 2039-40 | 2040-41 | 2041-42
QLD1 | Black Coal | 8126 | 8126 | 8126 | 5709.3031 | 5438.5175 | 3996.9907 | 3824.4223 | 3824.4223 | 3172.0297 | 3141.0503 | 2953.4235 | 2851.7319 | 2176.6816 | 2176.6816 | 1726.6817 | 1726.6817 | 1726.6817 | 1469.171 | 1469.171 | 869.1342 | 443.1341
QLD1 | Brown Coal | 0 | 0 | 0 | 0 | 0 | 0 | 0 | 0 | 0 | 0 | 0 | 0 | 0 | 0 | 0 | 0 | 0 | 0 | 0 | 0 | 0
QLD1 | CCGT | 1513 | 1513 | 1513 | 1513 | 1513 | 1513 | 1513 | 1513 | 1513 | 1513 | 1513 | 1513 | 1513 | 1513 | 1513 | 1128 | 1128 | 1128 | 985 | 985 | 985
QLD1 | Gas - Steam | 84 | 84 | 84 | 84 | 84 | 84 | 84 | 84 | 84 | 84 | 84 | 84 | 84 | 84 | 84 | 84 | 84 | 84 | 84 | 84 | 84
QLD1 | OCGT / Diesel | 1910 | 1910 | 1910 | 1910 | 1910 | 1910 | 1910 | 1910 | 1910 | 1910 | 1910 | 1910 | 1618 | 1501 | 1501 | 1501 | 1501.0003 | 1501.0003 | 1501.0003 | 1501.0003 | 1501.0003
QLD1 | Hydro | 152 | 152 | 152 | 152 | 152 | 152 | 152 | 152 | 152 | 152 | 152 | 152 | 152 | 152 | 152 | 152 | 66 | 66 | 66 | 66 | 66
QLD1 | Wind | 1377 | 1377 | 1377 | 3890.6175 | 4585.319 | 6110.194 | 6279.9267 | 7021.8905 | 7680.5695 | 7680.5695 | 8383.8813 | 9884.09 | 10380.3121 | 10807.3037 | 11955.878 | 12724.637 | 13882.3721 | 13882.3721 | 13882.3721 | 13882.3721 | 13882.3741
QLD1 | Solar PV | 2374 | 2429 | 2429 | 2429 | 2429 | 3153.842 | 3153.8421 | 3853.1348 | 3853.1348 | 4039.3216 | 5090.6994 | 6129.6984 | 6381.4932 | 6381.4932 | 7197.0328 | 7076.0328 | 7210.4935 | 7210.4935 | 7210.4935 | 9910.3553 | 10816.2395
QLD1 | LS Battery | 20 | 20 | 20 | 20 | 20 | 1029.8028 | 1068.8363 | 2319.3008 | 2319.3008 | 2319.3008 | 2319.3008 | 2319.3008 | 2319.3008 | 2319.3008 | 2319.3008 | 2319.3008 | 2319.3008 | 2319.3008 | 2319.3008 | 2319.3008 | 2319.3008
QLD1 | Pumped Hydro | 570 | 570 | 570 | 570 | 570 | 570 | 570 | 570.0002 | 570.0002 | 570.0002 | 914.4324 | 1586.1404 | 1586.1404 | 1586.1404 | 1586.1404 | 1586.1404 | 1586.1404 | 1586.1404 | 2186.3127 | 2186.3127 | 2899.368
QLD1 | VPP | 18.792 | 56.93 | 116.312 | 203.741 | 316.675 | 441.512 | 598.097 | 788.338 | 1007.196 | 1181.6699 | 1375.488 | 1581.047 | 1799.564 | 2003.201 | 2215.979 | 2320.634 | 2431.5501 | 2543.859 | 2662.8169 | 2785.4379 | 2910.14
Total excluding storage |  | 15536 | 15591 | 15591 | 15687.9207 | 16111.8366 | 16920.0267 | 16917.191 | 18358.4476 | 18364.734 | 18519.9414 | 20087.0041 | 22524.5202 | 22305.4868 | 22615.4784 | 24129.5924 | 24392.3514 | 25598.5476 | 25341.0368 | 25198.0368 | 27297.8619 | 27777.748
Region | Technology | 2021-22 | 2022-23 | 2023-24 | 2024-25 | 2025-26 | 2026-27 | 2027-28 | 2028-29 | 2029-30 | 2030-31 | 2031-32 | 2032-33 | 2033-34 | 2034-35 | 2035-36 | 2036-37 | 2037-38 | 2038-39 | 2039-40 | 2040-41 | 2041-42
VIC1 | Black Coal | 0 | 0 | 0 | 0 | 0 | 0 | 0 | 0 | 0 | 0 | 0 | 0 | 0 | 0 | 0 | 0 | 0 | 0 | 0 | 0 | 0
VIC1 | Brown Coal | 4820 | 4835 | 4835 | 3249.4719 | 3126.1695 | 1911.821 | 471.6644 | 0.001142 | 0.0011423 | 0.0011422 | 0.0011421 | 0.0011429 | 0.0011422 | 0.00018711 | 0.00011546 | 0 | 0 | 0 | 0 | 0 | 0
VIC1 | CCGT | 0 | 0 | 0 | 0 | 0 | 0 | 0 | 277.9224 | 277.9228 | 277.9228 | 277.9228 | 277.9228 | 277.9228 | 277.9228 | 277.9228 | 277.9228 | 277.9229 | 277.9229 | 277.9229 | 277.9229 | 277.9231
VIC1 | Gas - Steam | 500 | 500 | 500 | 500 | 500 | 500 | 500 | 500 | 500 | 500 | 500 | 500 | 500 | 500 | 500 | 500 | 500 | 500 | 0 | 0 | 0
VIC1 | OCGT / Diesel | 1900 | 1900 | 1900 | 1900 | 1900 | 1900 | 1900 | 1900 | 1900 | 1900 | 1900 | 1900 | 1730 | 1730 | 1730 | 1730 | 1730.0002 | 1730.0002 | 1290.0002 | 1290.0002 | 1301.4805
VIC1 | Hydro | 2219 | 2219 | 2219 | 2219 | 2219 | 2219 | 2219 | 2219 | 2219 | 2219 | 2219 | 2219 | 2219 | 2219 | 2219 | 2219 | 2219 | 2219 | 2219 | 2219 | 2219
VIC1 | Wind | 3818 | 3818 | 3818 | 4268 | 4268 | 5018.0003 | 5518.0012 | 6268.0011 | 7285.2439 | 7348.8028 | 8183.9586 | 8395.8337 | 9443.0703 | 9443.0703 | 9443.0703 | 9668.0011 | 11645.7107 | 11264.0212 | 11264.0212 | 11005.0214 | 11264.579
VIC1 | Solar PV | 1088 | 1088 | 1088 | 1088 | 1088 | 2267.9996 | 4267.9998 | 4267.9998 | 4267.9998 | 4267.9998 | 4267.9998 | 4267.9998 | 4267.9998 | 4267.9998 | 4267.9998 | 4267.9998 | 4667.9996 | 4667.9996 | 4667.9996 | 4667.9996 | 5768
VIC1 | LS Battery | 75 | 75 | 75 | 75 | 75 | 75.0006 | 75.0006 | 75.0006 | 75.0006 | 75.0006 | 75.0006 | 75.0006 | 20.0006 | 20.0006 | 20.0006 | 20.0006 | 20.0006 | 20.0006 | 20.0006 | 20.0006 | 20.0016
VIC1 | Pumped Hydro | 0 | 0 | 0 | 280.4891 | 280.6598 | 1294.6539 | 2400 | 2400 | 2400 | 2400 | 2400 | 2400 | 2400 | 2400 | 2400 | 2400 | 2400 | 2400 | 2400 | 2400 | 2400
VIC1 | VPP | 21.325 | 39.333 | 124.653 | 240.512 | 387.463 | 568.474 | 786.961 | 1024.836 | 1297.201 | 1508.3761 | 1741.758 | 1990.8499 | 2255.0251 | 2511.472 | 2773.6561 | 2913.049 | 3058.5721 | 3207.3251 | 3364.194 | 3523.546 | 3687.863
Total excluding storage |  | 14345 | 14360 | 14360 | 13224.4719 | 13101.1695 | 13816.8209 | 14876.6654 | 15432.9245 | 16450.1677 | 16513.7266 | 17348.8824 | 17560.7576 | 18437.9941 | 18437.9931 | 18437.993 | 18662.9238 | 21040.6334 | 20658.9439 | 19718.9439 | 19459.9441 | 20830.9826
Region | Technology | 2021-22 | 2022-23 | 2023-24 | 2024-25 | 2025-26 | 2026-27 | 2027-28 | 2028-29 | 2029-30 | 2030-31 | 2031-32 | 2032-33 | 2033-34 | 2034-35 | 2035-36 | 2036-37 | 2037-38 | 2038-39 | 2039-40 | 2040-41 | 2041-42
SA1 | Black Coal | 0 | 0 | 0 | 0 | 0 | 0 | 0 | 0 | 0 | 0 | 0 | 0 | 0 | 0 | 0 | 0 | 0 | 0 | 0 | 0 | 0
SA1 | Brown Coal | 0 | 0 | 0 | 0 | 0 | 0 | 0 | 0 | 0 | 0 | 0 | 0 | 0 | 0 | 0 | 0 | 0 | 0 | 0 | 0 | 0
SA1 | CCGT | 709 | 709 | 709 | 529 | 529 | 529 | 529 | 529 | 529 | 529 | 529 | 529 | 529 | 529 | 529 | 529 | 0 | 0 | 0 | 0 | 0
SA1 | Gas - Steam | 1280 | 1280 | 800 | 800 | 800 | 800 | 800 | 800 | 800 | 800 | 800 | 800 | 800 | 800 | 0 | 0 | 0 | 0 | 0 | 0 | 0
SA1 | OCGT / Diesel | 1315 | 1315 | 1315 | 1315 | 1315 | 1315 | 1315 | 1315 | 1315 | 932 | 932 | 663 | 663 | 663 | 583 | 583 | 752.3214 | 752.3214 | 752.3214 | 752.3214 | 752.3214
SA1 | Hydro | 0 | 0 | 0 | 0 | 0 | 0 | 0 | 0 | 0 | 0 | 0 | 0 | 0 | 0 | 0 | 0 | 0 | 0 | 0 | 0 | 0
SA1 | Wind | 2054 | 2140 | 2140 | 2237.9637 | 2237.9637 | 3144.0007 | 3111.0008 | 3543.2566 | 3793.9994 | 3816.8869 | 3816.8869 | 4062.4407 | 3868.4407 | 3868.4407 | 3646.4407 | 3461.442 | 3987.6277 | 3870.1865 | 4505.0283 | 4466.0283 | 4572.1791
SA1 | Solar PV | 353 | 353 | 353 | 353 | 353 | 516.7497 | 798.1138 | 798.1138 | 798.1138 | 798.1138 | 798.1138 | 1085.4167 | 1353.0002 | 1353.0002 | 1353.0002 | 1353.0002 | 1376.2809 | 1376.2809 | 1376.2809 | 1376.2809 | 1376.2813
SA1 | LS Battery | 205 | 205 | 205 | 205 | 205 | 626.1252 | 626.1252 | 626.1252 | 626.1252 | 596.1252 | 596.1252 | 596.1252 | 596.1252 | 571.1252 | 571.1252 | 571.1252 | 571.1252 | 571.1252 | 571.1252 | 571.1252 | 1077.1628
SA1 | Pumped Hydro | 0 | 0 | 0 | 0 | 0 | 0 | 0 | 0 | 0 | 0 | 0 | 0 | 0 | 0 | 0 | 0.00010673 | 0.0001261 | 0.0001262 | 0.00012762 | 0.00012785 | 0.00021738
SA1 | VPP | 19.108 | 37.433 | 64.042 | 100.939 | 139.006 | 181.29 | 233.207 | 295.748 | 367.725 | 418.77 | 476.54 | 537.83 | 602.483 | 656.359 | 712.614 | 743.766 | 776.579 | 809.532 | 844.201 | 879.819 | 916.083
Total excluding storage |  | 5711 | 5797 | 5317 | 5234.9637 | 5234.9637 | 6304.7503 | 6553.1147 | 6985.3705 | 7236.1132 | 6876.0007 | 6876.0007 | 7139.8575 | 7213.441 | 7213.441 | 6111.441 | 5926.4423 | 6116.23 | 5998.7888 | 6633.6305 | 6594.6306 | 6700.7818
Region | Technology | 2021-22 | 2022-23 | 2023-24 | 2024-25 | 2025-26 | 2026-27 | 2027-28 | 2028-29 | 2029-30 | 2030-31 | 2031-32 | 2032-33 | 2033-34 | 2034-35 | 2035-36 | 2036-37 | 2037-38 | 2038-39 | 2039-40 | 2040-41 | 2041-42
TAS1 | Black Coal | 0 | 0 | 0 | 0 | 0 | 0 | 0 | 0 | 0 | 0 | 0 | 0 | 0 | 0 | 0 | 0 | 0 | 0 | 0 | 0 | 0
TAS1 | Brown Coal | 0 | 0 | 0 | 0 | 0 | 0 | 0 | 0 | 0 | 0 | 0 | 0 | 0 | 0 | 0 | 0 | 0 | 0 | 0 | 0 | 0
TAS1 | CCGT | 208 | 208 | 208 | 208 | 208 | 208 | 208 | 208 | 208 | 208 | 208 | 208 | 208 | 208 | 208 | 208 | 208 | 208 | 208 | 208 | 208
TAS1 | Gas - Steam | 0 | 0 | 0 | 0 | 0 | 0 | 0 | 0 | 0 | 0 | 0 | 0 | 0 | 0 | 0 | 0 | 0 | 0 | 0 | 0 | 0
TAS1 | OCGT / Diesel | 178 | 178 | 178 | 178 | 178 | 178 | 178 | 178 | 178 | 178 | 178 | 178 | 178 | 178 | 178 | 178 | 178 | 178 | 178 | 58 | 58
TAS1 | Hydro | 2408.9 | 2408.9 | 2408.9 | 2408.9 | 2408.9 | 2408.9 | 2408.9 | 2408.9 | 2408.9 | 2408.9 | 2408.9 | 2408.9 | 2408.9 | 2408.9 | 2408.9 | 2408.9 | 2408.9 | 2408.9 | 2408.9 | 2408.9 | 2408.9
TAS1 | Wind | 687.3247 | 687.3247 | 857.3117 | 857.3117 | 998.7037 | 1135.8593 | 1273.0149 | 1410.1703 | 1547.3258 | 1688.6534 | 1829.5794 | 1966.7348 | 2103.8905 | 2241.0459 | 2378.2014 | 2515.357 | 2652.5124 | 2789.6674 | 2857.7248 | 2999.6563 | 2999.6563
TAS1 | Solar PV | 0 | 0 | 0 | 0 | 0 | 0 | 0.00017225 | 0.0001723 | 0.00017233 | 0.00017248 | 0.00017252 | 0.00017701 | 0.00017709 | 0.00017714 | 0.00017801 | 0.00021906 | 0.00044951 | 0.0012377 | 150 | 150 | 150
TAS1 | LS Battery | 0 | 0 | 0 | 0 | 0 | 0 | 0 | 0 | 0 | 0 | 0 | 0 | 0 | 0 | 0 | 0 | 0.0001057 | 0.00010603 | 0.00014108 | 0.0001416 | 0.00013086
TAS1 | Pumped Hydro | 0 | 0 | 0 | 0 | 0 | 0 | 0 | 0 | 0 | 0 | 0 | 0 | 0 | 0 | 0 | 0 | 0 | 0 | 0 | 0 | 0
TAS1 | VPP | 2.531 | 5.899 | 10.956 | 18.307 | 27.272 | 37.668 | 50.497 | 65.412 | 82.598 | 96.729 | 112.111 | 128.748 | 146.674 | 164.112 | 182.073 | 191.8 | 202.034 | 212.356 | 223.178 | 234.193 | 245.494
Total excluding storage |  | 3482.2247 | 3482.2247 | 3652.2117 | 3652.2117 | 3793.6037 | 3930.7593 | 4067.9151 | 4205.0705 | 4342.2259 | 4483.5536 | 4624.4796 | 4761.635 | 4898.7907 | 5035.9461 | 5173.1016 | 5310.2572 | 5447.4128 | 5584.5687 | 5802.6247 | 5824.5563 | 5824.5563
Explicitly modelled pumping
Region | Technology | 2021-22 | 2022-23 | 2023-24 | 2024-25 | 2025-26 | 2026-27 | 2027-28 | 2028-29 | 2029-30 | 2030-31 | 2031-32 | 2032-33 | 2033-34 | 2034-35 | 2035-36 | 2036-37 | 2037-38 | 2038-39 | 2039-40 | 2040-41 | 2041-42
NEM | LS Battery pump | 300 | 300 | 300 | 300 | 300 | 1730.9291 | 2010.8015 | 3387.9759 | 3387.9759 | 3357.9759 | 3357.9759 | 3357.9759 | 3302.9759 | 3277.9759 | 3277.9759 | 3277.9759 | 3277.976 | 3277.976 | 3277.976 | 3277.976 | 3784.0146
NEM | Pumped Hydro Pump | 1410 | 1410 | 1410 | 1690.4891 | 3730.6598 | 4744.6539 | 5850 | 5850.0002 | 5850.0002 | 5850.0002 | 6194.4325 | 7606.1022 | 7606.1022 | 7606.1022 | 7606.1022 | 8444.0209 | 8719.3109 | 8719.3109 | 9875.8575 | 9875.8575 | 10987.9601
NEM | VPP pump | 95.565 | 222.304 | 472.724 | 827.389 | 1275.464 | 1796.003 | 2438.396 | 3184.437 | 4042.566 | 4718.547 | 5463.892 | 6261.2279 | 7107.5971 | 7905.5149 | 8730.1272 | 9162.649 | 9618.3372 | 10079.154 | 10567.0661 | 11065.4949 | 11575.234
Region | Technology | 2021-22 | 2022-23 | 2023-24 | 2024-25 | 2025-26 | 2026-27 | 2027-28 | 2028-29 | 2029-30 | 2030-31 | 2031-32 | 2032-33 | 2033-34 | 2034-35 | 2035-36 | 2036-37 | 2037-38 | 2038-39 | 2039-40 | 2040-41 | 2041-42
NSW1 | LS Battery pump | 0 | 0 | 0 | 0 | 0 | 0.00045923 | 240.8394 | 367.5493 | 367.5493 | 367.5493 | 367.5493 | 367.5493 | 367.5493 | 367.5493 | 367.5493 | 367.5493 | 367.5493 | 367.5493 | 367.5493 | 367.5493 | 367.5493
NSW1 | Pumped Hydro Pump | 840 | 840 | 840 | 840 | 2880 | 2880 | 2880 | 2880 | 2880 | 2880 | 2880.0001 | 3619.9617 | 3619.9617 | 3619.9617 | 3619.9617 | 4457.8804 | 4733.1704 | 4733.1704 | 5289.5446 | 5289.5446 | 5688.5919
NSW1 | VPP pump | 33.809 | 82.709 | 156.761 | 263.89 | 405.048 | 567.059 | 769.634 | 1010.103 | 1287.846 | 1513.002 | 1757.995 | 2022.7529 | 2303.851 | 2570.3709 | 2845.8051 | 2993.4 | 3149.6021 | 3306.082 | 3472.6761 | 3642.4991 | 3815.654
Region | Technology | 2021-22 | 2022-23 | 2023-24 | 2024-25 | 2025-26 | 2026-27 | 2027-28 | 2028-29 | 2029-30 | 2030-31 | 2031-32 | 2032-33 | 2033-34 | 2034-35 | 2035-36 | 2036-37 | 2037-38 | 2038-39 | 2039-40 | 2040-41 | 2041-42
QLD1 | LS Battery pump | 20 | 20 | 20 | 20 | 20 | 1029.8028 | 1068.8363 | 2319.3008 | 2319.3008 | 2319.3008 | 2319.3008 | 2319.3008 | 2319.3008 | 2319.3008 | 2319.3008 | 2319.3008 | 2319.3008 | 2319.3008 | 2319.3008 | 2319.3008 | 2319.3008
QLD1 | Pumped Hydro Pump | 570 | 570 | 570 | 570 | 570 | 570 | 570 | 570.0002 | 570.0002 | 570.0002 | 914.4324 | 1586.1404 | 1586.1404 | 1586.1404 | 1586.1404 | 1586.1404 | 1586.1404 | 1586.1404 | 2186.3127 | 2186.3127 | 2899.368
QLD1 | VPP pump | 18.792 | 56.93 | 116.312 | 203.741 | 316.675 | 441.512 | 598.097 | 788.338 | 1007.196 | 1181.6699 | 1375.488 | 1581.047 | 1799.564 | 2003.201 | 2215.979 | 2320.634 | 2431.5501 | 2543.859 | 2662.8169 | 2785.4379 | 2910.14
Region | Technology | 2021-22 | 2022-23 | 2023-24 | 2024-25 | 2025-26 | 2026-27 | 2027-28 | 2028-29 | 2029-30 | 2030-31 | 2031-32 | 2032-33 | 2033-34 | 2034-35 | 2035-36 | 2036-37 | 2037-38 | 2038-39 | 2039-40 | 2040-41 | 2041-42
VIC1 | LS Battery pump | 75 | 75 | 75 | 75 | 75 | 75.0006 | 75.0006 | 75.0006 | 75.0006 | 75.0006 | 75.0006 | 75.0006 | 20.0006 | 20.0006 | 20.0006 | 20.0006 | 20.0006 | 20.0006 | 20.0006 | 20.0006 | 20.0016
VIC1 | Pumped Hydro Pump | 0 | 0 | 0 | 280.4891 | 280.6598 | 1294.6539 | 2400 | 2400 | 2400 | 2400 | 2400 | 2400 | 2400 | 2400 | 2400 | 2400 | 2400 | 2400 | 2400 | 2400 | 2400
VIC1 | VPP pump | 21.325 | 39.333 | 124.653 | 240.512 | 387.463 | 568.474 | 786.961 | 1024.836 | 1297.201 | 1508.3761 | 1741.758 | 1990.8499 | 2255.0251 | 2511.472 | 2773.6561 | 2913.049 | 3058.5721 | 3207.3251 | 3364.194 | 3523.546 | 3687.863
Region | Technology | 2021-22 | 2022-23 | 2023-24 | 2024-25 | 2025-26 | 2026-27 | 2027-28 | 2028-29 | 2029-30 | 2030-31 | 2031-32 | 2032-33 | 2033-34 | 2034-35 | 2035-36 | 2036-37 | 2037-38 | 2038-39 | 2039-40 | 2040-41 | 2041-42
SA1 | LS Battery pump | 205 | 205 | 205 | 205 | 205 | 626.1252 | 626.1252 | 626.1252 | 626.1252 | 596.1252 | 596.1252 | 596.1252 | 596.1252 | 571.1252 | 571.1252 | 571.1252 | 571.1252 | 571.1252 | 571.1252 | 571.1252 | 1077.1628
SA1 | Pumped Hydro Pump | 0 | 0 | 0 | 0 | 0 | 0 | 0 | 0 | 0 | 0 | 0 | 0 | 0 | 0 | 0 | 0.00010673 | 0.0001261 | 0.0001262 | 0.00012762 | 0.00012785 | 0.00021738
SA1 | VPP pump | 19.108 | 37.433 | 64.042 | 100.939 | 139.006 | 181.29 | 233.207 | 295.748 | 367.725 | 418.77 | 476.54 | 537.83 | 602.483 | 656.359 | 712.614 | 743.766 | 776.579 | 809.532 | 844.201 | 879.819 | 916.083
Region | Technology | 2021-22 | 2022-23 | 2023-24 | 2024-25 | 2025-26 | 2026-27 | 2027-28 | 2028-29 | 2029-30 | 2030-31 | 2031-32 | 2032-33 | 2033-34 | 2034-35 | 2035-36 | 2036-37 | 2037-38 | 2038-39 | 2039-40 | 2040-41 | 2041-42
TAS1 | LS Battery pump | 0 | 0 | 0 | 0 | 0 | 0 | 0 | 0 | 0 | 0 | 0 | 0 | 0 | 0 | 0 | 0 | 0.0001057 | 0.00010603 | 0.00014108 | 0.0001416 | 0.00013086
TAS1 | Pumped Hydro Pump | 0 | 0 | 0 | 0 | 0 | 0 | 0 | 0 | 0 | 0 | 0 | 0 | 0 | 0 | 0 | 0 | 0 | 0 | 0 | 0 | 0
TAS1 | VPP pump | 2.531 | 5.899 | 10.956 | 18.307 | 27.272 | 37.668 | 50.497 | 65.412 | 82.598 | 96.729 | 112.111 | 128.748 | 146.674 | 164.112 | 182.073 | 191.8 | 202.034 | 212.356 | 223.178 | 234.193 | 245.494
Non-controllable capacity
Region | Technology | 2021-22 | 2022-23 | 2023-24 | 2024-25 | 2025-26 | 2026-27 | 2027-28 | 2028-29 | 2029-30 | 2030-31 | 2031-32 | 2032-33 | 2033-34 | 2034-35 | 2035-36 | 2036-37 | 2037-38 | 2038-39 | 2039-40 | 2040-41 | 2041-42
NEM | Distributed PV | 14317.7356 | 16038.0317 | 18141.6625 | 20467.1628 | 22742.4627 | 24794.1362 | 27203.2648 | 29404.585 | 31633.6844 | 33722.4221 | 35881.7358 | 38229.6173 | 40526.8079 | 42201.4543 | 43959.2481 | 45343.5576 | 47243.3825 | 48591.0021 | 50017.1079 | 51711.9741 | 53139.0243
NEM | Behind the meter battery | 579.4577 | 1031.0387 | 1768.4027 | 2546.1777 | 3286.9147 | 3921.6237 | 4557.7626 | 5129.6256 | 5641.2567 | 6326.0198 | 7040.3706 | 7755.7347 | 8465.7337 | 9049.4997 | 9600.4117 | 9649.7217 | 9702.8895 | 9740.4287 | 9784.1325 | 9816.9557 | 9839.7728
NEM | Behind the meter battery pump | 579.4577 | 1031.0387 | 1768.4027 | 2546.1777 | 3286.9147 | 3921.6237 | 4557.7626 | 5129.6256 | 5641.2567 | 6326.0198 | 7040.3706 | 7755.7347 | 8465.7337 | 9049.4997 | 9600.4117 | 9649.7217 | 9702.8895 | 9740.4287 | 9784.1325 | 9816.9557 | 9839.7728
Region | Technology | 2021-22 | 2022-23 | 2023-24 | 2024-25 | 2025-26 | 2026-27 | 2027-28 | 2028-29 | 2029-30 | 2030-31 | 2031-32 | 2032-33 | 2033-34 | 2034-35 | 2035-36 | 2036-37 | 2037-38 | 2038-39 | 2039-40 | 2040-41 | 2041-42
NSW1 | Distributed PV | 4241.3829 | 4711.3319 | 5343.9405 | 6062.9209 | 6807.486 | 7463.937 | 8257.1661 | 9003.6689 | 9768.9282 | 10504.7979 | 11253.5547 | 12077.6261 | 12885.6859 | 13472.8481 | 14095.5227 | 14591.8154 | 15270.2051 | 15752.2725 | 16264.251 | 16864 | 17367.3523
NSW1 | Behind the meter battery | 203.5213 | 385.8493 | 584.9893 | 808.5723 | 1038.7303 | 1231.3074 | 1430.1443 | 1617.7273 | 1785.9803 | 2016.8083 | 2252.5393 | 2492.1973 | 2729.7153 | 2928.2515 | 3115.2053 | 3140.1863 | 3166.7363 | 3186.3523 | 3208.5303 | 3226.2913 | 3239.8923
NSW1 | Behind the meter battery pump | 203.5213 | 385.8493 | 584.9893 | 808.5723 | 1038.7303 | 1231.3074 | 1430.1443 | 1617.7273 | 1785.9803 | 2016.8083 | 2252.5393 | 2492.1973 | 2729.7153 | 2928.2515 | 3115.2053 | 3140.1863 | 3166.7363 | 3186.3523 | 3208.5303 | 3226.2913 | 3239.8923
Region | Technology | 2021-22 | 2022-23 | 2023-24 | 2024-25 | 2025-26 | 2026-27 | 2027-28 | 2028-29 | 2029-30 | 2030-31 | 2031-32 | 2032-33 | 2033-34 | 2034-35 | 2035-36 | 2036-37 | 2037-38 | 2038-39 | 2039-40 | 2040-41 | 2041-42
QLD1 | Distributed PV | 4265.744 | 4680.9516 | 5183.1304 | 5787.5574 | 6389.4727 | 6895.2299 | 7516.7694 | 8113.269 | 8718.3391 | 9285.1582 | 9878.2021 | 10523.7462 | 11158.6323 | 11620.782 | 12106.7961 | 12479.3207 | 13012.871 | 13376.0881 | 13757.3877 | 14223.626 | 14602.6743
QLD1 | Behind the meter battery | 112.9997 | 269.1257 | 441.4557 | 636.2708 | 828.8848 | 979.7717 | 1137.4507 | 1294.7498 | 1435.4037 | 1617.9778 | 1809.9158 | 1999.4127 | 2187.6277 | 2339.4106 | 2485.7607 | 2493.2378 | 2502.5776 | 2508.5327 | 2516.1506 | 2522.2578 | 2525.2717
QLD1 | Behind the meter battery pump | 112.9997 | 269.1257 | 441.4557 | 636.2708 | 828.8848 | 979.7717 | 1137.4507 | 1294.7498 | 1435.4037 | 1617.9778 | 1809.9158 | 1999.4127 | 2187.6277 | 2339.4106 | 2485.7607 | 2493.2378 | 2502.5776 | 2508.5327 | 2516.1506 | 2522.2578 | 2525.2717
Region | Technology | 2021-22 | 2022-23 | 2023-24 | 2024-25 | 2025-26 | 2026-27 | 2027-28 | 2028-29 | 2029-30 | 2030-31 | 2031-32 | 2032-33 | 2033-34 | 2034-35 | 2035-36 | 2036-37 | 2037-38 | 2038-39 | 2039-40 | 2040-41 | 2041-42
VIC1 | Distributed PV | 3672.0127 | 4323.9168 | 5053.769 | 5790.9588 | 6520.7274 | 7238.1152 | 8018.1381 | 8676.475 | 9331.2351 | 9932.0548 | 10554.2346 | 11213.8539 | 11851.77 | 12333.99 | 12826.3418 | 13223.2949 | 13731.8735 | 14116.3628 | 14523.5542 | 14994.7249 | 15411.9817
VIC1 | Behind the meter battery | 127.8803 | 169.8963 | 458.6764 | 733.4774 | 991.5743 | 1234.7513 | 1463.3203 | 1639.2893 | 1795.5123 | 2004.5533 | 2224.0112 | 2443.1914 | 2661.1284 | 2848.6934 | 3022.4214 | 3038.0483 | 3053.5933 | 3065.3804 | 3078.7153 | 3087.8074 | 3095.0745
VIC1 | Behind the meter battery pump | 127.8803 | 169.8963 | 458.6764 | 733.4774 | 991.5743 | 1234.7513 | 1463.3203 | 1639.2893 | 1795.5123 | 2004.5533 | 2224.0112 | 2443.1914 | 2661.1284 | 2848.6934 | 3022.4214 | 3038.0483 | 3053.5933 | 3065.3804 | 3078.7153 | 3087.8074 | 3095.0745
Region | Technology | 2021-22 | 2022-23 | 2023-24 | 2024-25 | 2025-26 | 2026-27 | 2027-28 | 2028-29 | 2029-30 | 2030-31 | 2031-32 | 2032-33 | 2033-34 | 2034-35 | 2035-36 | 2036-37 | 2037-38 | 2038-39 | 2039-40 | 2040-41 | 2041-42
SA1 | Distributed PV | 1913.5206 | 2069.284 | 2265.9702 | 2481.53 | 2637.3888 | 2773.9861 | 2939.5508 | 3101.8464 | 3268.0304 | 3414.8693 | 3571.6486 | 3741.8128 | 3908.6521 | 4020.1996 | 4138.7558 | 4231.3834 | 4360.8052 | 4451.8956 | 4549.1459 | 4665.1984 | 4763.3252
SA1 | Behind the meter battery | 119.4801 | 177.9751 | 241.3261 | 310.2571 | 355.8901 | 391.6861 | 430.2571 | 469.9121 | 506.1151 | 553.7061 | 605.8841 | 657.6341 | 708.5131 | 741.0171 | 772.3381 | 771.6461 | 771.4251 | 770.0601 | 769.0871 | 767.7171 | 765.6371
SA1 | Behind the meter battery pump | 119.4801 | 177.9751 | 241.3261 | 310.2571 | 355.8901 | 391.6861 | 430.2571 | 469.9121 | 506.1151 | 553.7061 | 605.8841 | 657.6341 | 708.5131 | 741.0171 | 772.3381 | 771.6461 | 771.4251 | 770.0601 | 769.0871 | 767.7171 | 765.6371
Region | Technology | 2021-22 | 2022-23 | 2023-24 | 2024-25 | 2025-26 | 2026-27 | 2027-28 | 2028-29 | 2029-30 | 2030-31 | 2031-32 | 2032-33 | 2033-34 | 2034-35 | 2035-36 | 2036-37 | 2037-38 | 2038-39 | 2039-40 | 2040-41 | 2041-42
TAS1 | Distributed PV | 225.0754 | 252.5473 | 294.8524 | 344.1958 | 387.3879 | 422.8681 | 471.6404 | 509.3257 | 547.1516 | 585.5419 | 624.0958 | 672.5783 | 722.0675 | 753.6346 | 791.8317 | 817.7431 | 867.6277 | 894.3831 | 922.7691 | 964.4249 | 993.6908
TAS1 | Behind the meter battery | 15.5762 | 28.1922 | 41.9552 | 57.6002 | 71.8352 | 84.1072 | 96.5902 | 107.9472 | 118.2452 | 132.9742 | 148.0202 | 163.2992 | 178.7492 | 192.1272 | 204.6862 | 206.6032 | 208.5572 | 210.1032 | 211.6492 | 212.8822 | 213.8972
TAS1 | Behind the meter battery pump | 15.5762 | 28.1922 | 41.9552 | 57.6002 | 71.8352 | 84.1072 | 96.5902 | 107.9472 | 118.2452 | 132.9742 | 148.0202 | 163.2992 | 178.7492 | 192.1272 | 204.6862 | 206.6032 | 208.5572 | 210.1032 | 211.6492 | 212.8822 | 213.8972
Ernst & Young’s liability is limited by a scheme approved under Professional Standards Legislation

## BaseCase_VOM Cost
VOM cost by technology ($000s) - Base Case, Step Change Scenario
VOM | Real June 2019 dollars discounted to 1 July 2019
Explicitly modelled generation
Region | Technology | 2021-22 | 2022-23 | 2023-24 | 2024-25 | 2025-26 | 2026-27 | 2027-28 | 2028-29 | 2029-30 | 2030-31 | 2031-32 | 2032-33 | 2033-34 | 2034-35 | 2035-36 | 2036-37 | 2037-38 | 2038-39 | 2039-40 | 2040-41 | 2041-42
NEM | Black Coal | 339136.4287 | 309697.0522 | 293526.8741 | 251341.4816 | 191470.0285 | 129856.454 | 120866.7281 | 112224.082 | 97204.893 | 84456.4792 | 69388.9461 | 55848.3835 | 49765.3491 | 40198.1733 | 25342.6618 | 22053.7654 | 21740.7362 | 19581.3436 | 16811.9114 | 13427.1997 | 9868.483
NEM | Brown Coal | 101034.741 | 86706.8325 | 85874.605 | 58889.6252 | 53127.5928 | 28835.1507 | 7099.7367 | 0.018745 | 0.015732 | 0.015263 | 0.013541 | 0.0127 | 0.012449 | 0.0037726 | 0.0027314 | 0.0021906 | 0.0020036 | 0.0014012 | 0.0012706 | 0.0011853 | 0.0011653
NEM | CCGT | 14553.9586 | 13761.8957 | 12270.2206 | 22343.5052 | 16136.2852 | 14812.0753 | 12585.6146 | 17161.5285 | 19225.6785 | 20843.5132 | 21411.2875 | 18435.0741 | 22805.152 | 20313.2302 | 16798.7579 | 11615.9124 | 10757.0711 | 12699.084 | 11041.6477 | 11616.184 | 11267.9734
NEM | Gas - Steam | 2203.7523 | 1696.7246 | 1764.3968 | 582.0618 | 537.5821 | 517.4078 | 477.9716 | 437.4141 | 403.4404 | 465.0646 | 444.2694 | 576.4697 | 532.5595 | 656.5815 | 409.8412 | 359.7376 | 476.5393 | 577.0558 | 221.8109 | 355.0117 | 323.9624
NEM | OCGT / Diesel | 537.9006 | 521.1997 | 1063.1427 | 4926.2626 | 1758.7392 | 1427.753 | 618.3857 | 1153.9687 | 530.4127 | 2361.6847 | 3297.3952 | 3548.0884 | 2934.3729 | 3878.234 | 4462.0568 | 3322.6021 | 5152.477 | 5659.4632 | 10853.8891 | 14332.1428 | 12371.5917
NEM | Hydro | 84468.0465 | 83635.4936 | 73563.6151 | 83904.5902 | 85342.2152 | 75946.1535 | 69058.8208 | 72156.3273 | 60944.4956 | 53322.6634 | 46492.7916 | 42930.5521 | 42985.0459 | 39947.3115 | 35690.2656 | 32396.2916 | 34171.5025 | 28461.4408 | 23874.3447 | 21913.5528 | 20810.5119
NEM | Wind | 74667.6797 | 76602.4233 | 66762.4464 | 86165.2128 | 116628.4944 | 135499.7448 | 134360.036 | 130790.9071 | 131286.6917 | 132196.2405 | 133144.4034 | 128955.6358 | 122004.9412 | 126177.9783 | 125347.8959 | 126891.8005 | 120638.0826 | 114301.0356 | 109774.2005 | 98429.3658 | 94204.0722
NEM | Solar PV | 132.5242 | 130.8915 | 125.615 | 113.7171 | 103.2377 | 113.142 | 111.4329 | 95.726 | 95.7352 | 94.0657 | 91.172 | 90.3082 | 83.5156 | 76.2289 | 78.5104 | 73.1609 | 63.4242 | 62.799 | 62.1862 | 59.858 | 58.9413
NEM | LS Battery | 0.99505 | 0.99509 | 1.0242 | 1.191 | 1.0751 | 2.214 | 2.3939 | 3.1961 | 3.0645 | 2.8726 | 2.6894 | 2.6271 | 2.2938 | 1.9784 | 1.934 | 1.8106 | 1.6043 | 1.5821 | 1.3958 | 1.3563 | 1.4237
NEM | Pumped Hydro | 248.0091 | 511.6001 | 388.428 | 1709.8624 | 1624.2499 | 3148.8142 | 3305.3907 | 2709.201 | 2911.6954 | 3135.5965 | 3166.7106 | 2731.1225 | 2281.0931 | 1897.9367 | 2145.4901 | 1701.7056 | 1637.855 | 1365.8958 | 993.1507 | 1291.7582 | 1243.2569
NEM | VPP | 0.32171 | 0.77321 | 1.9375 | 4.6588 | 6.5145 | 7.6496 | 9.3855 | 10.9076 | 12.849 | 14.0236 | 14.7131 | 16.2261 | 17.015 | 17.0612 | 18.6762 | 18.3241 | 17.2981 | 17.1101 | 16.4514 | 15.8977 | 15.9673
Total excluding storage |  | 616735.0315 | 572752.5131 | 534950.9156 | 508266.4563 | 465104.1751 | 387007.881 | 345178.7263 | 334019.9724 | 309691.3628 | 293739.7265 | 274270.2787 | 250384.5244 | 241110.9487 | 231247.7416 | 208129.9923 | 196713.2727 | 192999.8347 | 181342.2235 | 172639.9917 | 160133.3159 | 148905.537
Region | Technology | 2021-22 | 2022-23 | 2023-24 | 2024-25 | 2025-26 | 2026-27 | 2027-28 | 2028-29 | 2029-30 | 2030-31 | 2031-32 | 2032-33 | 2033-34 | 2034-35 | 2035-36 | 2036-37 | 2037-38 | 2038-39 | 2039-40 | 2040-41 | 2041-42
NSW1 | Black Coal | 182439.3235 | 160565.7058 | 149666.602 | 144738.4395 | 96933.063 | 66018.4804 | 64486.8267 | 60279.4818 | 55768.9834 | 46907.2524 | 38579.4746 | 27074.6025 | 26704.2235 | 21064.9864 | 11171.274 | 9536.28 | 9716.322 | 9662.3265 | 8209.7198 | 8136.6432 | 7463.5878
NSW1 | Brown Coal | 0 | 0 | 0 | 0 | 0 | 0 | 0 | 0 | 0 | 0 | 0 | 0 | 0 | 0 | 0 | 0 | 0 | 0 | 0 | 0 | 0
NSW1 | CCGT | 216.2043 | 206.4107 | 599.6855 | 2995.9528 | 1920.1348 | 1461.7809 | 1268.3662 | 1930.5076 | 2564.7215 | 2952.7691 | 3063.4311 | 2649.513 | 3716.2327 | 3340.4709 | 2384.4079 | 1589.2622 | 2308.7775 | 3188.8496 | 2798.347 | 2853.7318 | 2810.8941
NSW1 | Gas - Steam | 0 | 0 | 0 | 0 | 0 | 0 | 0 | 0 | 0 | 0 | 0 | 0 | 0 | 0 | 0 | 0 | 0 | 0 | 0 | 0 | 0
NSW1 | OCGT / Diesel | 0.68858 | 7.0721 | 108.0932 | 291.5219 | 85.5006 | 217.1754 | 166.1446 | 366.7011 | 247.294 | 1086.2991 | 1349.2152 | 1924.6351 | 1886.0416 | 2399.0515 | 1936.8198 | 1408.9262 | 2008.5808 | 2943.8748 | 3750.8884 | 4592.7257 | 3784.7
NSW1 | Hydro | 12948.2605 | 11895.0714 | 10202.2031 | 13214.6257 | 12608.0939 | 13349.9474 | 12940.4314 | 16095.9353 | 12697.8646 | 11337.8914 | 11004.9175 | 9652.9174 | 10698.3262 | 10881.458 | 10548.993 | 9588.905 | 11303.4611 | 9057.9339 | 7471.9245 | 7121.816 | 6235.0636
NSW1 | Wind | 14232.8305 | 15700.4618 | 14067.5404 | 15944.9571 | 39760.917 | 41986.5723 | 38884.8409 | 34695.4802 | 30517.9623 | 37644.3073 | 36945.9433 | 38192.8892 | 34671.602 | 35254.8347 | 33639.4237 | 32498.7334 | 26268.2606 | 22655.0129 | 23056.9697 | 21560.5242 | 25339.1701
NSW1 | Solar PV | 49.2122 | 49.6552 | 47.1736 | 42.8815 | 38.5017 | 45.3937 | 43.5916 | 38.2935 | 37.3438 | 37.0401 | 35.2887 | 34.9426 | 32.9759 | 29.6892 | 31.3541 | 29.7471 | 27.3612 | 26.0362 | 26.2091 | 24.8826 | 23.8522
NSW1 | LS Battery | 3.5034e-08 | 3.9073e-08 | 3.9584e-08 | 4.138e-08 | 4.1384e-08 | 5.2884e-07 | 0.2103 | 0.28961 | 0.27225 | 0.26702 | 0.24213 | 0.23704 | 0.21821 | 0.19411 | 0.19477 | 0.18462 | 0.17512 | 0.16531 | 0.15508 | 0.14534 | 0.13586
NSW1 | Pumped Hydro | 71.6937 | 135.6691 | 125.8952 | 314.7194 | 207.7284 | 910.8418 | 1008.0481 | 952.0403 | 960.3235 | 1061.5487 | 1086.4667 | 978.7013 | 876.7277 | 682.2453 | 791.0231 | 622.3157 | 611.2983 | 492.7549 | 393.7248 | 461.2321 | 447.3356
NSW1 | VPP | 0.06491 | 0.17975 | 0.53576 | 1.531 | 2.0313 | 2.5351 | 2.9912 | 3.5244 | 4.1729 | 4.6586 | 4.9278 | 5.4895 | 5.9074 | 5.9913 | 6.4678 | 6.3507 | 6.1863 | 6.1197 | 5.9941 | 5.8453 | 5.7001
Total excluding storage |  | 209886.5196 | 188424.377 | 174691.2979 | 177228.3785 | 151346.211 | 123079.3502 | 117790.2016 | 113406.3995 | 101834.1696 | 99965.5593 | 90978.2704 | 79529.4996 | 77709.4017 | 72970.4908 | 59712.2726 | 54651.854 | 51632.7632 | 47534.0339 | 45314.0585 | 44290.3235 | 45657.2678
Region | Technology | 2021-22 | 2022-23 | 2023-24 | 2024-25 | 2025-26 | 2026-27 | 2027-28 | 2028-29 | 2029-30 | 2030-31 | 2031-32 | 2032-33 | 2033-34 | 2034-35 | 2035-36 | 2036-37 | 2037-38 | 2038-39 | 2039-40 | 2040-41 | 2041-42
QLD1 | Black Coal | 156697.1052 | 149131.3464 | 143860.2721 | 106603.0421 | 94536.9655 | 63837.9736 | 56379.9013 | 51944.6001 | 41435.9096 | 37549.2269 | 30809.4715 | 28773.781 | 23061.1256 | 19133.1869 | 14171.3878 | 12517.4854 | 12024.4142 | 9919.0171 | 8602.1916 | 5290.5565 | 2404.8952
QLD1 | Brown Coal | 0 | 0 | 0 | 0 | 0 | 0 | 0 | 0 | 0 | 0 | 0 | 0 | 0 | 0 | 0 | 0 | 0 | 0 | 0 | 0 | 0
QLD1 | CCGT | 7171.2333 | 6803.7883 | 7159.9311 | 12918.7482 | 8421.166 | 10482.6754 | 8986.2763 | 8093.2831 | 9261.7025 | 9858.6675 | 10587.5158 | 8036.0069 | 11392.797 | 9336.8062 | 8412.2155 | 5066.1982 | 5367.545 | 6185.6708 | 5145.249 | 5802.1066 | 5637.6074
QLD1 | Gas - Steam | 236.9758 | 226.9353 | 425.6249 | 398.6007 | 371.5548 | 354.8034 | 334.1337 | 312.5213 | 296.39 | 279.6515 | 265.455 | 247.6808 | 344.3549 | 259.1815 | 218.2442 | 199.0949 | 200.4022 | 250.4133 | 221.8109 | 355.0117 | 323.9624
QLD1 | OCGT / Diesel | 0.00039018 | 0.00036012 | 0.00035873 | 156.5387 | 98.8171 | 316.2062 | 195.9987 | 293.3353 | 241.1744 | 717.8687 | 1327.4772 | 364.6559 | 415.8603 | 78.452 | 756.9564 | 575.2764 | 731.0126 | 550.5278 | 1705.4494 | 2862.5801 | 1903.1904
QLD1 | Hydro | 4402.0671 | 4152.2824 | 3922.4199 | 3690.8461 | 3472.846 | 3286.0905 | 3106.9188 | 2912.8324 | 2739.0074 | 2586.218 | 2446.1748 | 2294.6054 | 2162.9967 | 1995.4539 | 1846.2616 | 1717.8063 | 543.2005 | 519.1617 | 387.1539 | 409.8293 | 396.9368
QLD1 | Wind | 14201.114 | 12776.1473 | 11382.8103 | 26178.0489 | 33726.9139 | 40412.1964 | 41434.7037 | 42492.384 | 43107.2018 | 40841.1818 | 37941.9755 | 40178.2214 | 36069.7809 | 41693.6115 | 42460.5094 | 46225.0163 | 46124.3037 | 44376.1875 | 42555.7162 | 33794.7192 | 31999.7312
QLD1 | Solar PV | 52.6354 | 52.3545 | 50.2283 | 45.3746 | 41.8335 | 42.9523 | 40.4482 | 33.2765 | 34.7942 | 34.3423 | 34.8428 | 34.3588 | 31.4459 | 29.0642 | 29.8305 | 26.7568 | 21.1628 | 22.0817 | 21.7053 | 22.0982 | 21.8006
QLD1 | LS Battery | 0.13162 | 0.095017 | 0.13952 | 0.21372 | 0.19852 | 1.112 | 1.0928 | 1.9091 | 1.859 | 1.7334 | 1.6777 | 1.6213 | 1.476 | 1.315 | 1.2848 | 1.1734 | 1.0332 | 1.0274 | 0.89334 | 0.90893 | 0.84581
QLD1 | Pumped Hydro | 176.3154 | 375.931 | 262.5328 | 1394.0195 | 1415.5586 | 2234.084 | 2290.8235 | 1751.2679 | 1945.6705 | 2068.566 | 2075.0385 | 1747.501 | 1399.7832 | 1211.4104 | 1350.3683 | 1075.5528 | 1023.0389 | 869.7504 | 596.2758 | 827.5977 | 793.1585
QLD1 | VPP | 0.082305 | 0.21793 | 0.52906 | 1.1649 | 1.684 | 2.0574 | 2.53 | 2.8901 | 3.4643 | 3.7408 | 4.0197 | 4.355 | 4.6772 | 4.8391 | 5.0471 | 4.9201 | 4.647 | 4.6458 | 4.3745 | 4.3619 | 4.2761
Total excluding storage |  | 182761.1312 | 173142.8546 | 166801.2869 | 149991.1993 | 140670.0968 | 118732.8978 | 110478.3807 | 106082.2327 | 97116.1799 | 91867.1565 | 83412.9127 | 79929.3101 | 73478.3614 | 72525.7562 | 67895.4054 | 66327.6343 | 65012.041 | 61823.0599 | 58639.2764 | 48536.9016 | 42688.124
Region | Technology | 2021-22 | 2022-23 | 2023-24 | 2024-25 | 2025-26 | 2026-27 | 2027-28 | 2028-29 | 2029-30 | 2030-31 | 2031-32 | 2032-33 | 2033-34 | 2034-35 | 2035-36 | 2036-37 | 2037-38 | 2038-39 | 2039-40 | 2040-41 | 2041-42
VIC1 | Black Coal | 0 | 0 | 0 | 0 | 0 | 0 | 0 | 0 | 0 | 0 | 0 | 0 | 0 | 0 | 0 | 0 | 0 | 0 | 0 | 0 | 0
VIC1 | Brown Coal | 101034.741 | 86706.8325 | 85874.605 | 58889.6252 | 53127.5928 | 28835.1507 | 7099.7367 | 0.018745 | 0.015732 | 0.015263 | 0.013541 | 0.0127 | 0.012449 | 0.0037726 | 0.0027314 | 0.0021906 | 0.0020036 | 0.0014012 | 0.0012706 | 0.0011853 | 0.0011653
VIC1 | CCGT | 0.00025901 | 0.000239 | 0.00023524 | 0.0016152 | 0.0014485 | 0.0013064 | 0.0012081 | 4516.5365 | 4449.515 | 4816.5955 | 4618.5425 | 4475.676 | 4350.635 | 4069.9465 | 3618.0932 | 3017.1545 | 3080.5145 | 3324.5632 | 3098.0268 | 2960.3452 | 2816.7808
VIC1 | Gas - Steam | 21.73 | 19.484 | 25.519 | 43.5061 | 36.7262 | 40.6766 | 28.2185 | 13.8714 | 4.3576 | 88.6857 | 86.3496 | 201.7762 | 104.9781 | 250.0997 | 191.597 | 160.6427 | 276.1371 | 326.6425 | 0 | 0 | 0
VIC1 | OCGT / Diesel | 118.1339 | 101.5733 | 182.0369 | 3549.8395 | 941.7576 | 562.6597 | 150.7357 | 103.3426 | 17.3835 | 118.2544 | 126.7922 | 607.991 | 80.2287 | 489.0557 | 1013.6463 | 791.8024 | 1266.9643 | 941.5605 | 3861.5799 | 4937.9197 | 4962.5233
VIC1 | Hydro | 17538.5042 | 16484.5218 | 14257.6668 | 16759.8423 | 16151.8948 | 14464.7333 | 13727.6467 | 16412.625 | 12878.7215 | 10414.6271 | 9890.4346 | 8415.0743 | 9824.9018 | 9517.9706 | 8590.8664 | 8110.3327 | 9726.0888 | 7584.4332 | 6181.604 | 5811.4641 | 4993.6287
VIC1 | Wind | 26119.5429 | 27801.0081 | 22579.722 | 24825.1781 | 23852.8741 | 27819.9296 | 29367.6571 | 29206.7083 | 32839.4427 | 30000.359 | 33514.6108 | 28265.9936 | 30240.4629 | 29329.9925 | 29387.5303 | 28899.9365 | 29485.5524 | 28761.9274 | 26316.9664 | 25880.8341 | 21424.7713
VIC1 | Solar PV | 23.0065 | 21.6108 | 21.2358 | 19.1809 | 17.1215 | 18.9431 | 21.308 | 18.7637 | 18.2923 | 17.6459 | 16.3288 | 16.1748 | 14.4553 | 13.1538 | 13.1244 | 12.5745 | 11.2799 | 11.1203 | 10.766 | 9.7325 | 10.2727
VIC1 | LS Battery | 0.13099 | 0.17351 | 0.16735 | 0.27479 | 0.24364 | 0.19769 | 0.1942 | 0.16782 | 0.16054 | 0.15393 | 0.13659 | 0.13677 | 0.022651 | 0.018927 | 0.01984 | 0.018672 | 0.015894 | 0.015093 | 0.013691 | 0.012351 | 0.012221
VIC1 | Pumped Hydro | 0 | 0 | 7.3506e-08 | 1.1235 | 0.96285 | 3.8884 | 6.5191 | 5.8928 | 5.7014 | 5.4818 | 5.2054 | 4.9202 | 4.5821 | 4.2811 | 4.0987 | 3.837 | 3.5177 | 3.3905 | 3.1501 | 2.9284 | 2.7628
VIC1 | VPP | 0.058715 | 0.13415 | 0.47337 | 1.3728 | 2.0308 | 2.2082 | 2.8634 | 3.3087 | 3.8216 | 4.1427 | 4.181 | 4.6632 | 4.6175 | 4.436 | 5.2858 | 5.2037 | 4.7501 | 4.6374 | 4.4377 | 4.1649 | 4.4515
Total excluding storage |  | 144855.6588 | 131135.0306 | 122940.7858 | 104087.1736 | 94127.9684 | 71742.0943 | 50395.304 | 50271.8663 | 50207.7285 | 45456.1829 | 48253.072 | 41982.6986 | 44615.6743 | 43670.2226 | 42814.8602 | 40992.4455 | 43846.5389 | 40950.2485 | 39468.9444 | 39600.2968 | 34207.978
Region | Technology | 2021-22 | 2022-23 | 2023-24 | 2024-25 | 2025-26 | 2026-27 | 2027-28 | 2028-29 | 2029-30 | 2030-31 | 2031-32 | 2032-33 | 2033-34 | 2034-35 | 2035-36 | 2036-37 | 2037-38 | 2038-39 | 2039-40 | 2040-41 | 2041-42
SA1 | Black Coal | 0 | 0 | 0 | 0 | 0 | 0 | 0 | 0 | 0 | 0 | 0 | 0 | 0 | 0 | 0 | 0 | 0 | 0 | 0 | 0 | 0
SA1 | Brown Coal | 0 | 0 | 0 | 0 | 0 | 0 | 0 | 0 | 0 | 0 | 0 | 0 | 0 | 0 | 0 | 0 | 0 | 0 | 0 | 0 | 0
SA1 | CCGT | 7166.5204 | 6751.6962 | 4510.6036 | 6428.8023 | 5791.3872 | 2867.6174 | 2330.9707 | 2621.2012 | 2949.7394 | 3215.481 | 3141.798 | 3266.4477 | 3345.4872 | 3566.0064 | 2384.0412 | 1943.1907 | 0.000278 | 0.00026735 | 0.00025023 | 0.00023811 | 0.00026676
SA1 | Gas - Steam | 1945.0465 | 1450.3053 | 1313.2529 | 139.955 | 129.3011 | 121.9278 | 115.6195 | 111.0215 | 102.6928 | 96.7274 | 92.4647 | 127.0127 | 83.2264 | 147.3003 | 0 | 0 | 0 | 0 | 0 | 0 | 0
SA1 | OCGT / Diesel | 419.0775 | 412.5538 | 773.012 | 928.3623 | 632.6638 | 331.7115 | 105.5065 | 390.5895 | 24.5607 | 439.2625 | 493.9104 | 650.8063 | 552.2422 | 911.6746 | 754.6342 | 546.597 | 1145.9191 | 1223.5001 | 1535.9713 | 1938.9173 | 1720.8313
SA1 | Hydro | 0 | 0 | 0 | 0 | 0 | 0 | 0 | 0 | 0 | 0 | 0 | 0 | 0 | 0 | 0 | 0 | 0 | 0 | 0 | 0 | 0
SA1 | Wind | 14715.1974 | 14617.8618 | 12256.3248 | 13231.5039 | 12059.2895 | 17317.89 | 15998.2764 | 15785.6911 | 15986.2485 | 14939.7341 | 15114.1521 | 13260.9111 | 12161.0874 | 10765.3439 | 10857.317 | 10128.0557 | 10294.5702 | 10071.9904 | 10323.6314 | 9832.315 | 8728.3727
SA1 | Solar PV | 7.67 | 7.271 | 6.9773 | 6.2801 | 5.7809 | 5.8529 | 6.085 | 5.3923 | 5.3048 | 5.0375 | 4.7117 | 4.832 | 4.6385 | 4.3218 | 4.2014 | 4.0825 | 3.6203 | 3.5609 | 3.4133 | 3.0591 | 2.934
SA1 | LS Battery | 0.73245 | 0.72656 | 0.71735 | 0.70252 | 0.63292 | 0.90427 | 0.89661 | 0.8295 | 0.77265 | 0.71826 | 0.63296 | 0.63194 | 0.57692 | 0.45038 | 0.43466 | 0.43388 | 0.38009 | 0.37426 | 0.33373 | 0.28967 | 0.42977
SA1 | Pumped Hydro | 0 | 0 | 5.1657e-08 | 4.8347e-08 | 4.7332e-08 | 5.3904e-08 | 5.7452e-08 | 5.8184e-08 | 6.3242e-08 | 7.0435e-08 | 7.7659e-08 | 9.9744e-08 | 9.3471e-08 | 8.8055e-08 | 9.5605e-08 | 1.4672e-07 | 1.6346e-07 | 1.5653e-07 | 1.5285e-07 | 1.4535e-07 | 2.2059e-07
SA1 | VPP | 0.11408 | 0.22941 | 0.38442 | 0.57707 | 0.72985 | 0.76986 | 0.88596 | 1.0566 | 1.2316 | 1.2834 | 1.3561 | 1.4661 | 1.5453 | 1.5292 | 1.589 | 1.5546 | 1.4662 | 1.4544 | 1.4044 | 1.2857 | 1.2963
Total excluding storage |  | 24253.5119 | 23239.6881 | 18860.1704 | 20734.9035 | 18618.4226 | 20644.9996 | 18556.4581 | 18913.8957 | 19068.5462 | 18696.2425 | 18847.0369 | 17310.0098 | 16146.6816 | 15394.647 | 14000.1938 | 12621.9258 | 11444.1099 | 11299.0517 | 11863.0162 | 11774.2917 | 10452.1383
Region | Technology | 2021-22 | 2022-23 | 2023-24 | 2024-25 | 2025-26 | 2026-27 | 2027-28 | 2028-29 | 2029-30 | 2030-31 | 2031-32 | 2032-33 | 2033-34 | 2034-35 | 2035-36 | 2036-37 | 2037-38 | 2038-39 | 2039-40 | 2040-41 | 2041-42
TAS1 | Black Coal | 0 | 0 | 0 | 0 | 0 | 0 | 0 | 0 | 0 | 0 | 0 | 0 | 0 | 0 | 0 | 0 | 0 | 0 | 0 | 0 | 0
TAS1 | Brown Coal | 0 | 0 | 0 | 0 | 0 | 0 | 0 | 0 | 0 | 0 | 0 | 0 | 0 | 0 | 0 | 0 | 0 | 0 | 0 | 0 | 0
TAS1 | CCGT | 0.00027993 | 0.00024505 | 0.00024685 | 0.00023599 | 3.5957 | 0.00015876 | 0.00015176 | 0.00014349 | 0.00013709 | 0.00014313 | 0.00012462 | 7.4306 | 0.00012189 | 0.00012076 | 0.00011914 | 0.10678 | 0.23377 | 0.00011922 | 0.024585 | 0.00011634 | 2.6908
TAS1 | Gas - Steam | 0 | 0 | 0 | 0 | 0 | 0 | 0 | 0 | 0 | 0 | 0 | 0 | 0 | 0 | 0 | 0 | 0 | 0 | 0 | 0 | 0
TAS1 | OCGT / Diesel | 0.00019827 | 0.0001713 | 0.00017863 | 0.00017774 | 0.00011553 | 0.00011227 | 0.0001092 | 0.00010341 | 9.9845e-05 | 9.9134e-05 | 9.5682e-05 | 9.5642e-05 | 9.4656e-05 | 9.3535e-05 | 9.3973e-05 | 9.2323e-05 | 9.397e-05 | 9.3296e-05 | 9.222e-05 | 6.0583e-05 | 0.34664
TAS1 | Hydro | 49579.2147 | 51103.618 | 45181.3253 | 50239.2761 | 53109.3805 | 44845.3822 | 39283.8239 | 36734.9346 | 32628.9021 | 28983.9269 | 23151.2647 | 22567.955 | 20298.8213 | 17552.4291 | 14704.1446 | 12979.2477 | 12598.7521 | 11299.9119 | 9833.6623 | 8570.4433 | 9184.8827
TAS1 | Wind | 5398.9949 | 5706.9444 | 6476.0489 | 5985.5248 | 7228.4999 | 7963.1566 | 8674.5579 | 8610.6435 | 8835.8363 | 8770.6583 | 9627.7217 | 9057.6206 | 8862.0082 | 9134.1957 | 9003.1155 | 9140.0586 | 8465.3957 | 8435.9174 | 7520.9168 | 7360.9733 | 6712.027
TAS1 | Solar PV | 6.6957e-09 | 6.2027e-09 | 8.0358e-09 | 1.1329e-08 | 8.5261e-09 | 5.0515e-08 | 1.6809e-07 | 1.5822e-07 | 1.5811e-07 | 1.4468e-07 | 1.318e-07 | 1.2793e-07 | 1.2065e-07 | 9.9565e-08 | 1.0123e-07 | 1.162e-07 | 2.5166e-07 | 7.6153e-07 | 0.09245 | 0.085535 | 0.081749
TAS1 | LS Battery | 3.623e-08 | 4.3383e-08 | 4.2176e-08 | 4.3261e-08 | 6.0002e-08 | 2.1317e-07 | 2.0963e-07 | 2.015e-07 | 1.9192e-07 | 1.8309e-07 | 1.7697e-07 | 1.6697e-07 | 1.5884e-07 | 1.5237e-07 | 1.456e-07 | 1.38e-07 | 1.5851e-07 | 1.5069e-07 | 1.8722e-07 | 1.7858e-07 | 1.564e-07
TAS1 | Pumped Hydro | 0 | 0 | 1.1877e-07 | 1.1746e-07 | 1.7645e-07 | 1.8368e-07 | 1.8853e-07 | 1.9033e-07 | 1.9143e-07 | 1.9503e-07 | 2.0013e-07 | 2.0217e-07 | 2.0046e-07 | 2.0408e-07 | 2.0808e-07 | 2.1027e-07 | 2.5596e-07 | 2.4288e-07 | 2.7431e-07 | 2.6091e-07 | 2.4601e-07
TAS1 | VPP | 0.0017015 | 0.011963 | 0.01493 | 0.013141 | 0.038491 | 0.079066 | 0.11487 | 0.1277 | 0.15867 | 0.19812 | 0.22851 | 0.25236 | 0.26771 | 0.26575 | 0.28656 | 0.29501 | 0.24843 | 0.25278 | 0.24075 | 0.23984 | 0.24325
Total excluding storage |  | 54978.2101 | 56810.5628 | 51657.3746 | 56224.8014 | 60341.4763 | 52808.5391 | 47958.3821 | 45345.5784 | 41464.7386 | 37754.5854 | 32778.9867 | 31633.0062 | 29160.8297 | 26686.625 | 23707.2603 | 22119.4131 | 21064.3817 | 19735.8295 | 17354.6962 | 15931.5023 | 15900.0289
Explicitly modelled pumping
Region | Technology | 2021-22 | 2022-23 | 2023-24 | 2024-25 | 2025-26 | 2026-27 | 2027-28 | 2028-29 | 2029-30 | 2030-31 | 2031-32 | 2032-33 | 2033-34 | 2034-35 | 2035-36 | 2036-37 | 2037-38 | 2038-39 | 2039-40 | 2040-41 | 2041-42
NEM | LS Battery pump | 1.2238 | 1.2325 | 1.2607 | 1.4705 | 1.3298 | 1.1227 | 1.1084 | 0.98263 | 0.9361 | 0.86633 | 0.77705 | 0.76974 | 0.56392 | 0.41879 | 0.42011 | 0.40812 | 0.34963 | 0.35065 | 0.29995 | 0.28042 | 0.25498
NEM | Pumped Hydro Pump | 622.047 | 1564.1631 | 1243.4427 | 4025.0509 | 3328.0643 | 8381.8411 | 9093.3728 | 8317.1498 | 8800.8072 | 10166.1459 | 10588.056 | 9558.2058 | 8529.1795 | 8116.153 | 9343.2802 | 8163.6086 | 7697.8861 | 6821.8527 | 5935.2206 | 6620.6609 | 5924.1731
NEM | VPP pump | 0.37852 | 0.91255 | 2.277 | 5.4817 | 7.6778 | 8.986 | 11.0604 | 12.8151 | 15.1254 | 16.499 | 17.3333 | 19.0664 | 20.0307 | 20.0694 | 21.9595 | 21.5603 | 20.3856 | 20.1326 | 19.3191 | 18.7604 | 18.7303
Region | Technology | 2021-22 | 2022-23 | 2023-24 | 2024-25 | 2025-26 | 2026-27 | 2027-28 | 2028-29 | 2029-30 | 2030-31 | 2031-32 | 2032-33 | 2033-34 | 2034-35 | 2035-36 | 2036-37 | 2037-38 | 2038-39 | 2039-40 | 2040-41 | 2041-42
NSW1 | LS Battery pump | 0 | 0 | 0 | 0 | 0 | 0 | 0 | 0 | 0 | 0 | 0 | 0 | 0 | 0 | 0 | 0 | 0 | 0 | 0 | 0 | 0
NSW1 | Pumped Hydro Pump | 378.6289 | 1008.3601 | 886.0532 | 2033.1778 | 1290.1629 | 5205.1966 | 5820.42 | 5814.9763 | 6020.9594 | 7210.7521 | 7613.388 | 7065.6956 | 6530.7447 | 6387.2095 | 7425.0008 | 6628.7506 | 6230.2523 | 5588.5981 | 5085.6522 | 5434.3411 | 4800.7169
NSW1 | VPP pump | 0.076378 | 0.21292 | 0.62895 | 1.8017 | 2.3921 | 2.9798 | 3.5244 | 4.1413 | 4.9096 | 5.481 | 5.8135 | 6.4427 | 6.9502 | 7.0587 | 7.5998 | 7.4719 | 7.2982 | 7.1922 | 7.0404 | 6.896 | 6.6877
Region | Technology | 2021-22 | 2022-23 | 2023-24 | 2024-25 | 2025-26 | 2026-27 | 2027-28 | 2028-29 | 2029-30 | 2030-31 | 2031-32 | 2032-33 | 2033-34 | 2034-35 | 2035-36 | 2036-37 | 2037-38 | 2038-39 | 2039-40 | 2040-41 | 2041-42
QLD1 | LS Battery pump | 0.16164 | 0.11779 | 0.1718 | 0.26386 | 0.24576 | 0.21904 | 0.20945 | 0.17106 | 0.17192 | 0.1572 | 0.15496 | 0.14332 | 0.12439 | 0.10525 | 0.11616 | 0.10207 | 0.086211 | 0.089492 | 0.07023 | 0.079718 | 0.072414
QLD1 | Pumped Hydro Pump | 243.4182 | 555.8031 | 357.3895 | 1991.8731 | 2037.9014 | 3176.6445 | 3272.9528 | 2502.1735 | 2779.8478 | 2955.3938 | 2974.668 | 2492.5102 | 1998.4348 | 1728.9435 | 1918.2794 | 1534.858 | 1467.6338 | 1233.2546 | 849.5684 | 1186.3198 | 1123.4562
QLD1 | VPP pump | 0.096837 | 0.25641 | 0.62246 | 1.3705 | 1.9857 | 2.4161 | 2.9767 | 3.4003 | 4.0759 | 4.4011 | 4.7417 | 5.1115 | 5.5029 | 5.6962 | 5.9352 | 5.7886 | 5.4826 | 5.4507 | 5.1467 | 5.1463 | 5.0167
Region | Technology | 2021-22 | 2022-23 | 2023-24 | 2024-25 | 2025-26 | 2026-27 | 2027-28 | 2028-29 | 2029-30 | 2030-31 | 2031-32 | 2032-33 | 2033-34 | 2034-35 | 2035-36 | 2036-37 | 2037-38 | 2038-39 | 2039-40 | 2040-41 | 2041-42
VIC1 | LS Battery pump | 0.16065 | 0.21521 | 0.20565 | 0.33926 | 0.30163 | 0.24326 | 0.24049 | 0.20647 | 0.19887 | 0.18969 | 0.16864 | 0.16863 | 0.028013 | 0.023265 | 0.024495 | 0.023054 | 0.019624 | 0.018713 | 0.016826 | 0.015318 | 0.015019
VIC1 | Pumped Hydro Pump | 0 | 0 | 0 | 0 | 0 | 0 | 0 | 0 | 0 | 0 | 0 | 0 | 0 | 0 | 0 | 0 | 0 | 0 | 0 | 0 | 0
VIC1 | VPP pump | 0.069085 | 0.1585 | 0.55629 | 1.6151 | 2.3948 | 2.5926 | 3.3786 | 3.8833 | 4.4997 | 4.8782 | 4.9139 | 5.4891 | 5.4454 | 5.2019 | 6.219 | 6.1224 | 5.5888 | 5.4752 | 5.2023 | 4.9185 | 5.2193
Region | Technology | 2021-22 | 2022-23 | 2023-24 | 2024-25 | 2025-26 | 2026-27 | 2027-28 | 2028-29 | 2029-30 | 2030-31 | 2031-32 | 2032-33 | 2033-34 | 2034-35 | 2035-36 | 2036-37 | 2037-38 | 2038-39 | 2039-40 | 2040-41 | 2041-42
SA1 | LS Battery pump | 0.90155 | 0.8995 | 0.8832 | 0.86736 | 0.78244 | 0.66037 | 0.6584 | 0.6051 | 0.56531 | 0.51944 | 0.45345 | 0.45779 | 0.41151 | 0.29027 | 0.27945 | 0.283 | 0.24379 | 0.24244 | 0.2129 | 0.18539 | 0.16755
SA1 | Pumped Hydro Pump | 0 | 0 | 0 | 0 | 0 | 0 | 0 | 0 | 0 | 0 | 0 | 0 | 0 | 0 | 0 | 0 | 0 | 0 | 0 | 0 | 0
SA1 | VPP pump | 0.13422 | 0.27054 | 0.45164 | 0.67894 | 0.85973 | 0.90472 | 1.0451 | 1.2404 | 1.4528 | 1.5063 | 1.5953 | 1.7251 | 1.8179 | 1.7991 | 1.8695 | 1.829 | 1.7251 | 1.7158 | 1.6476 | 1.5172 | 1.5207
Region | Technology | 2021-22 | 2022-23 | 2023-24 | 2024-25 | 2025-26 | 2026-27 | 2027-28 | 2028-29 | 2029-30 | 2030-31 | 2031-32 | 2032-33 | 2033-34 | 2034-35 | 2035-36 | 2036-37 | 2037-38 | 2038-39 | 2039-40 | 2040-41 | 2041-42
TAS1 | LS Battery pump | 0 | 0 | 0 | 0 | 0 | 0 | 0 | 0 | 0 | 0 | 0 | 0 | 0 | 0 | 0 | 0 | 0 | 0 | 0 | 0 | 0
TAS1 | Pumped Hydro Pump | 0 | 0 | 0 | 0 | 0 | 0 | 0 | 0 | 0 | 0 | 0 | 0 | 0 | 0 | 0 | 0 | 0 | 0 | 0 | 0 | 0
TAS1 | VPP pump | 0.0020026 | 0.014176 | 0.017644 | 0.015419 | 0.045447 | 0.092736 | 0.13568 | 0.14971 | 0.18754 | 0.23224 | 0.26888 | 0.298 | 0.31429 | 0.3135 | 0.33589 | 0.34839 | 0.29101 | 0.29866 | 0.28201 | 0.2825 | 0.28589
Ernst & Young’s liability is limited by a scheme approved under Professional Standards Legislation

## BaseCase_FOM Cost
FOM cost by technology ($000s) - Base Case, Step Change Scenario
FOM | Real June 2019 dollars discounted to 1 July 2019. For new entrant capacity, the FOM is incurred annually in modelling. For existing capacity, FOM is considered to be a sunk cost, since the fixed retirement dates are assumed to be the same in the Base Case and the case with Marinus Link. As such, early retirements are presented as an annual FOM saving, or negative cost, that continues until the assumed fixed date retirement.
Explicitly modelled generation
Region | Technology | 2021-22 | 2022-23 | 2023-24 | 2024-25 | 2025-26 | 2026-27 | 2027-28 | 2028-29 | 2029-30 | 2030-31 | 2031-32 | 2032-33 | 2033-34 | 2034-35 | 2035-36 | 2036-37 | 2037-38 | 2038-39 | 2039-40 | 2040-41 | 2041-42
NEM | Black Coal | 0 | 0 | 0 | -108033.233 | 195249.3982 | -277757.2605 | -160218.0311 | -231569.2775 | -199469.8518 | -198651.888 | 2793.5755 | 213326.6325 | -150135.0787 | -151385.3572 | -82605.8288 | -64312.5899 | -39830.3694 | -42030.371 | -39794.3468 | -46651.8952 | -50207.2299
NEM | Brown Coal | 0 | 0 | 0 | -171596.8285 | -174715.1418 | -278484.2697 | -369599.6821 | -387331.4261 | -337142.4701 | -291343.5777 | -248438.5533 | -208132.05 | -196536.4022 | -185586.8231 | -175713.5704 | -165457.7154 | -156239.5624 | -147535.0188 | -139686.126 | -131533.0794 | -124204.9852
NEM | CCGT | 0.00030231 | 0.00028547 | 0.00029576 | 0.00072637 | 0.0006859 | 0.00064768 | 0.00061323 | 1670.7976 | 1577.7145 | 1489.8154 | 1410.5569 | 1328.2275 | 1254.228 | 1184.3513 | 1121.3436 | 1055.8942 | 997.0677 | 941.5181 | 891.4292 | 839.3992 | 792.6343
NEM | Gas - Steam | 0 | 0 | 0 | 0 | 0 | 0 | 0 | 0 | 0 | 0 | 0 | 0 | 0 | 0 | 0 | 0 | 0 | 0 | 0 | 0 | 0
NEM | OCGT / Diesel | 0.00013282 | 0.00013044 | 0.00013324 | 0.00013134 | 0.00013154 | 0.00012669 | 0.00012334 | 0.00013938 | 0.00014114 | 0.00013736 | 0.00013398 | 0.00018573 | 0.00017673 | 0.00016825 | 0.00016326 | 0.00029954 | 1391.1806 | 1313.6738 | 1243.7861 | 1171.1901 | 1119.0426
NEM | Hydro | 0 | 0 | 0 | 0 | 0 | 0 | 0 | 0 | 0 | 0 | 0 | 0 | 0 | 0 | 0 | 0 | 0 | 0 | 0 | 0 | 0
NEM | Wind | 26736.8511 | 25247.2669 | 28819.7443 | 123426.0768 | 233788.3818 | 320691.8857 | 322197.9603 | 362527.4582 | 386115.4971 | 411078.1733 | 422461.8214 | 450922.1474 | 452925.8196 | 436581.0967 | 432453.4717 | 422832.2531 | 449333.5792 | 427005.0173 | 418061.7575 | 402688.9073 | 409421.8477
NEM | Solar PV | 0.0020409 | 0.0022179 | 0.0028556 | 0.0043484 | 0.0053653 | 61170.2105 | 82081.5582 | 90680.8258 | 85628.7307 | 82326.6655 | 85798.5119 | 100559.4119 | 106100.3496 | 100189.1875 | 106469.4319 | 100255.1411 | 112066.7525 | 110027.4675 | 106521.7562 | 118369.4713 | 123014.8917
NEM | LS Battery | 0.00043579 | 0.00048674 | 0.00052333 | 0.00053313 | 0.00057996 | 7737.0292 | 8852.9421 | 15121.8294 | 14279.3479 | 13483.8035 | 12766.4624 | 12021.3236 | 11351.5803 | 10719.1504 | 10148.8895 | 9556.5302 | 9024.1079 | 8521.3484 | 8068.0111 | 7597.1062 | 8284.3285
NEM | Pumped Hydro | 0 | 0 | 0.0019477 | 3230.4082 | 3052.2889 | 13295.4495 | 23335.5859 | 21973.5617 | 20749.3508 | 19593.3437 | 21400.0585 | 31468.0263 | 29714.8502 | 28059.3486 | 26566.5857 | 30493.7775 | 30494.2922 | 28795.3656 | 33471.5746 | 31517.9425 | 35034.7028
NEM | VPP | 0 | 0 | 0 | 0 | 0 | 0 | 0 | 0 | 0 | 0 | 0 | 0 | 0 | 0 | 0 | 0 | 0 | 0 | 0 | 0 | 0
Total excluding storage |  | 26736.8535 | 25247.2695 | 28819.7475 | -156203.9795 | 254322.6444 | -174379.4332 | -125538.1939 | -164021.6218 | -63290.3794 | 4899.1886 | 264025.9127 | 558004.3695 | 213608.9166 | 200982.4553 | 281724.8481 | 294372.9835 | 367718.6482 | 349722.287 | 347238.2562 | 344883.9934 | 359936.2012
Region | Technology | 2021-22 | 2022-23 | 2023-24 | 2024-25 | 2025-26 | 2026-27 | 2027-28 | 2028-29 | 2029-30 | 2030-31 | 2031-32 | 2032-33 | 2033-34 | 2034-35 | 2035-36 | 2036-37 | 2037-38 | 2038-39 | 2039-40 | 2040-41 | 2041-42
NSW1 | Black Coal | 0 | 0 | 0 | -15455.6791 | 292464.2995 | -136718.8955 | -129445.4227 | -121890.0942 | -77140.713 | -82296.8384 | -89765.0811 | 207996.2789 | -30133.7054 | -38069.5847 | -457.6373 | -430.9264 | -406.9182 | -384.2476 | -363.8056 | -342.5714 | -323.4857
NSW1 | Brown Coal | 0 | 0 | 0 | 0 | 0 | 0 | 0 | 0 | 0 | 0 | 0 | 0 | 0 | 0 | 0 | 0 | 0 | 0 | 0 | 0 | 0
NSW1 | CCGT | 6.3837e-05 | 6.028e-05 | 6.2312e-05 | 7.0953e-05 | 6.7e-05 | 6.3267e-05 | 5.9901e-05 | 5.7885e-05 | 6.1447e-05 | 5.8024e-05 | 5.4937e-05 | 7.0964e-05 | 6.701e-05 | 6.3277e-05 | 5.9911e-05 | 5.7848e-05 | 8.9967e-05 | 8.4954e-05 | 8.0435e-05 | 7.574e-05 | 7.778e-05
NSW1 | Gas - Steam | 0 | 0 | 0 | 0 | 0 | 0 | 0 | 0 | 0 | 0 | 0 | 0 | 0 | 0 | 0 | 0 | 0 | 0 | 0 | 0 | 0
NSW1 | OCGT / Diesel | 2.5832e-05 | 2.5768e-05 | 2.5929e-05 | 2.6728e-05 | 2.6082e-05 | 2.5874e-05 | 2.591e-05 | 2.589e-05 | 3.0101e-05 | 2.8424e-05 | 2.6911e-05 | 4.6662e-05 | 4.4063e-05 | 4.1608e-05 | 3.9394e-05 | 7.3106e-05 | 1145.808 | 1081.9716 | 1024.4105 | 964.6189 | 910.8771
NSW1 | Hydro | 0 | 0 | 0 | 0 | 0 | 0 | 0 | 0 | 0 | 0 | 0 | 0 | 0 | 0 | 0 | 0 | 0 | 0 | 0 | 0 | 0
NSW1 | Wind | 0.0050526 | 0.005364 | 0.0069718 | 11955.7649 | 106680.0907 | 120409.0336 | 114003.2487 | 121886.0764 | 115095.4487 | 148711.4687 | 143386.916 | 151705.9546 | 143253.9704 | 135272.8709 | 128076.3269 | 120600.9083 | 113881.8775 | 107537.1837 | 104076.8284 | 105407.4661 | 124864.1031
NSW1 | Solar PV | 0.00050618 | 0.00058163 | 0.00077765 | 0.0013458 | 0.0024314 | 41030.2422 | 42435.9489 | 47163.4289 | 44535.8157 | 42054.5947 | 39817.2817 | 48048.5532 | 53165.7936 | 50203.7711 | 54301.5849 | 51132.1696 | 62544.8832 | 63264.6027 | 61492.7711 | 63970.3571 | 63317.0974
NSW1 | LS Battery | 8.2892e-05 | 9.5553e-05 | 9.9071e-05 | 0.00010726 | 0.00010919 | 0.0026671 | 1324.3329 | 1903.1229 | 1797.0943 | 1696.9729 | 1606.6936 | 1512.9159 | 1428.6269 | 1349.0339 | 1277.265 | 1202.715 | 1135.7082 | 1072.4346 | 1015.3809 | 956.1162 | 902.8482
NSW1 | Pumped Hydro | 0 | 0 | 0.00051425 | 0.0005782 | 0.00055587 | 0.00079854 | 0.00092348 | 0.0009631 | 0.0016352 | 0.0015552 | 0.0017865 | 6085.0711 | 5746.0539 | 5425.9243 | 5137.2641 | 10315.2187 | 11439.9398 | 10802.5872 | 13298.5899 | 12522.3924 | 13783.0387
NSW1 | VPP | 0 | 0 | 0 | 0 | 0 | 0 | 0 | 0 | 0 | 0 | 0 | 0 | 0 | 0 | 0 | 0 | 0 | 0 | 0 | 0 | 0
Total excluding storage |  | 0.0056484 | 0.0060317 | 0.0078376 | -3499.9127 | 399144.3928 | 24720.3805 | 26993.775 | 47159.4111 | 82490.5515 | 108469.2251 | 93439.1168 | 407750.7869 | 166286.0587 | 147407.0574 | 181920.2746 | 171302.1516 | 177165.6505 | 171499.5105 | 166230.2046 | 169999.8708 | 188768.592
Region | Technology | 2021-22 | 2022-23 | 2023-24 | 2024-25 | 2025-26 | 2026-27 | 2027-28 | 2028-29 | 2029-30 | 2030-31 | 2031-32 | 2032-33 | 2033-34 | 2034-35 | 2035-36 | 2036-37 | 2037-38 | 2038-39 | 2039-40 | 2040-41 | 2041-42
QLD1 | Black Coal | 0 | 0 | 0 | -92577.5539 | -97214.9013 | -141038.365 | -30772.6084 | -109679.1833 | -122329.1388 | -116355.0496 | 92558.6566 | 5330.3536 | -120001.3732 | -113315.7725 | -82148.1915 | -63881.6635 | -39423.4511 | -41646.1234 | -39430.5412 | -46309.3238 | -49883.7442
QLD1 | Brown Coal | 0 | 0 | 0 | 0 | 0 | 0 | 0 | 0 | 0 | 0 | 0 | 0 | 0 | 0 | 0 | 0 | 0 | 0 | 0 | 0 | 0
QLD1 | CCGT | 6.3867e-05 | 6.0309e-05 | 6.0493e-05 | 7.2587e-05 | 6.8543e-05 | 6.4724e-05 | 6.1281e-05 | 7.099e-05 | 6.7035e-05 | 6.33e-05 | 6.5905e-05 | 7.1429e-05 | 7.1983e-05 | 6.7973e-05 | 6.4356e-05 | 6.06e-05 | 8.9674e-05 | 8.4678e-05 | 8.0173e-05 | 7.5493e-05 | 8.0086e-05
QLD1 | Gas - Steam | 0 | 0 | 0 | 0 | 0 | 0 | 0 | 0 | 0 | 0 | 0 | 0 | 0 | 0 | 0 | 0 | 0 | 0 | 0 | 0 | 0
QLD1 | OCGT / Diesel | 2.4852e-05 | 2.4742e-05 | 2.4848e-05 | 2.5238e-05 | 2.9402e-05 | 2.7763e-05 | 2.6286e-05 | 4.3034e-05 | 4.0637e-05 | 3.8373e-05 | 3.6331e-05 | 5.5182e-05 | 5.2108e-05 | 4.9205e-05 | 4.6587e-05 | 5.8242e-05 | 0.00040144 | 0.00037908 | 0.00035891 | 0.00033796 | 0.00031913
QLD1 | Hydro | 0 | 0 | 0 | 0 | 0 | 0 | 0 | 0 | 0 | 0 | 0 | 0 | 0 | 0 | 0 | 0 | 0 | 0 | 0 | 0 | 0
QLD1 | Wind | 23071.394 | 21786.0218 | 20627.0025 | 89168.9824 | 102403.2297 | 134425.8817 | 131250.4411 | 139956.0497 | 145878.4161 | 137751.1011 | 143520.0113 | 161449.9412 | 160671.7538 | 158396.6673 | 166973.5304 | 167944.3216 | 173827.3575 | 164142.9249 | 155410.4881 | 146339.6594 | 138186.6682
QLD1 | Solar PV | 0.00066624 | 0.00075222 | 0.00092229 | 0.0011824 | 0.0011401 | 7191.8233 | 6809.2169 | 12597.563 | 11895.7157 | 12701.5334 | 19877.4509 | 26023.5827 | 26245.7238 | 24783.4974 | 28306.6752 | 26654.5022 | 26143.2312 | 24686.7151 | 23373.3769 | 34007.4768 | 35914.3299
QLD1 | LS Battery | 8.2362e-05 | 9.3039e-05 | 9.6808e-05 | 0.00010613 | 0.00013312 | 5552.0287 | 5459.8537 | 11270.6979 | 10642.7742 | 10049.834 | 9515.1808 | 8959.8092 | 8460.6319 | 7989.2652 | 7564.2347 | 7122.7338 | 6725.9053 | 6351.1854 | 6013.3011 | 5662.3233 | 5346.8586
QLD1 | Pumped Hydro | 0 | 0 | 0.00023341 | 0.00027618 | 0.00035683 | 0.00040979 | 0.00045072 | 0.001887 | 0.0017847 | 0.0016904 | 2849.0858 | 7914.747 | 7473.7932 | 7057.4062 | 6681.9508 | 6291.946 | 5941.4032 | 5610.3902 | 8449.3419 | 7956.18 | 10827.3293
QLD1 | VPP | 0 | 0 | 0 | 0 | 0 | 0 | 0 | 0 | 0 | 0 | 0 | 0 | 0 | 0 | 0 | 0 | 0 | 0 | 0 | 0 | 0
Total excluding storage |  | 23071.3947 | 21786.0226 | 20627.0035 | -3408.5703 | 5188.3297 | 579.34 | 107287.0497 | 42874.4295 | 35444.9931 | 34097.585 | 255956.1189 | 192803.8777 | 66916.1045 | 69864.3924 | 113132.0142 | 130717.1605 | 160547.1381 | 147183.517 | 139353.3243 | 134037.8128 | 124217.2542
Region | Technology | 2021-22 | 2022-23 | 2023-24 | 2024-25 | 2025-26 | 2026-27 | 2027-28 | 2028-29 | 2029-30 | 2030-31 | 2031-32 | 2032-33 | 2033-34 | 2034-35 | 2035-36 | 2036-37 | 2037-38 | 2038-39 | 2039-40 | 2040-41 | 2041-42
VIC1 | Black Coal | 0 | 0 | 0 | 0 | 0 | 0 | 0 | 0 | 0 | 0 | 0 | 0 | 0 | 0 | 0 | 0 | 0 | 0 | 0 | 0 | 0
VIC1 | Brown Coal | 0 | 0 | 0 | -171596.8285 | -174715.1418 | -278484.2697 | -369599.6821 | -387331.4261 | -337142.4701 | -291343.5777 | -248438.5533 | -208132.05 | -196536.4022 | -185586.8231 | -175713.5704 | -165457.7154 | -156239.5624 | -147535.0188 | -139686.126 | -131533.0794 | -124204.9852
VIC1 | CCGT | 6.9728e-05 | 6.5843e-05 | 6.3595e-05 | 0.00047825 | 0.0004516 | 0.00042644 | 0.00040375 | 1670.7974 | 1577.7143 | 1489.8152 | 1410.5567 | 1328.2272 | 1254.2278 | 1184.3511 | 1121.3434 | 1055.894 | 997.0674 | 941.5178 | 891.4289 | 839.399 | 792.634
VIC1 | Gas - Steam | 0 | 0 | 0 | 0 | 0 | 0 | 0 | 0 | 0 | 0 | 0 | 0 | 0 | 0 | 0 | 0 | 0 | 0 | 0 | 0 | 0
VIC1 | OCGT / Diesel | 3.3879e-05 | 3.1991e-05 | 3.0289e-05 | 2.8521e-05 | 2.6932e-05 | 2.5432e-05 | 2.4079e-05 | 2.3547e-05 | 2.3518e-05 | 2.3628e-05 | 2.3665e-05 | 3.0605e-05 | 2.89e-05 | 2.729e-05 | 2.6642e-05 | 6.6044e-05 | 0.0002894 | 0.00027328 | 0.00025874 | 0.00024364 | 13.1031
VIC1 | Hydro | 0 | 0 | 0 | 0 | 0 | 0 | 0 | 0 | 0 | 0 | 0 | 0 | 0 | 0 | 0 | 0 | 0 | 0 | 0 | 0 | 0
VIC1 | Wind | 0.0033661 | 0.0032928 | 0.0034122 | 12020.614 | 11350.911 | 28582.7145 | 38338.0024 | 52026.9334 | 69526.4999 | 66856.4752 | 78272.2424 | 77280.4972 | 89540.9314 | 84552.3432 | 80054.1414 | 78312.1386 | 99589.5852 | 94499.5986 | 89472.2009 | 84249.9862 | 82221.6482
VIC1 | Solar PV | 0.00020451 | 0.00019311 | 0.00019205 | 0.00045631 | 0.00043404 | 11414.4976 | 28889.3313 | 27203.1505 | 25687.5831 | 24256.4524 | 22966.0042 | 21625.5497 | 20420.7268 | 19283.0281 | 18257.1672 | 17191.5528 | 18265.9306 | 17248.2819 | 16330.6699 | 15377.4993 | 19048.6778
VIC1 | LS Battery | 0.00010871 | 0.00010358 | 0.00011114 | 0.0001073 | 0.00011115 | 0.0031452 | 0.0029786 | 0.0028047 | 0.0026485 | 0.0025009 | 0.0023679 | 0.0022297 | 0.0021054 | 0.0019881 | 0.0018824 | 0.0017725 | 0.0016737 | 0.0015808 | 0.0015486 | 0.0014588 | 0.0036083
VIC1 | Pumped Hydro | 0 | 0 | 0.00035798 | 3230.4065 | 3052.2872 | 13295.4473 | 23335.5836 | 21973.5579 | 20749.3465 | 19593.3394 | 18550.9698 | 17468.2072 | 16495.002 | 15576.017 | 14747.3698 | 13886.6115 | 13112.9476 | 12382.3867 | 11723.6413 | 11039.3686 | 10424.333
VIC1 | VPP | 0 | 0 | 0 | 0 | 0 | 0 | 0 | 0 | 0 | 0 | 0 | 0 | 0 | 0 | 0 | 0 | 0 | 0 | 0 | 0 | 0
Total excluding storage |  | 0.0036742 | 0.0035837 | 0.0036981 | -159576.2136 | -163364.2299 | -238487.0572 | -302372.3479 | -306430.5448 | -240350.6728 | -198740.8349 | -145789.7499 | -107897.7758 | -85320.5161 | -80567.1007 | -76280.9185 | -68898.1298 | -37386.9789 | -34845.6201 | -32991.826 | -31066.1947 | -22128.922
Region | Technology | 2021-22 | 2022-23 | 2023-24 | 2024-25 | 2025-26 | 2026-27 | 2027-28 | 2028-29 | 2029-30 | 2030-31 | 2031-32 | 2032-33 | 2033-34 | 2034-35 | 2035-36 | 2036-37 | 2037-38 | 2038-39 | 2039-40 | 2040-41 | 2041-42
SA1 | Black Coal | 0 | 0 | 0 | 0 | 0 | 0 | 0 | 0 | 0 | 0 | 0 | 0 | 0 | 0 | 0 | 0 | 0 | 0 | 0 | 0 | 0
SA1 | Brown Coal | 0 | 0 | 0 | 0 | 0 | 0 | 0 | 0 | 0 | 0 | 0 | 0 | 0 | 0 | 0 | 0 | 0 | 0 | 0 | 0 | 0
SA1 | CCGT | 5.89e-05 | 5.5618e-05 | 6.8256e-05 | 6.5872e-05 | 6.2202e-05 | 5.8737e-05 | 5.5612e-05 | 5.2366e-05 | 4.9449e-05 | 4.8033e-05 | 4.5478e-05 | 5.405e-05 | 5.1038e-05 | 4.9081e-05 | 4.647e-05 | 5.1591e-05 | 7.8127e-05 | 7.3774e-05 | 6.985e-05 | 6.5773e-05 | 7.3633e-05
SA1 | Gas - Steam | 0 | 0 | 0 | 0 | 0 | 0 | 0 | 0 | 0 | 0 | 0 | 0 | 0 | 0 | 0 | 0 | 0 | 0 | 0 | 0 | 0
SA1 | OCGT / Diesel | 2.3687e-05 | 2.3604e-05 | 2.7665e-05 | 2.6452e-05 | 2.5439e-05 | 2.4022e-05 | 2.3406e-05 | 2.3343e-05 | 2.3308e-05 | 2.3365e-05 | 2.3436e-05 | 2.9656e-05 | 2.8004e-05 | 2.6444e-05 | 2.6827e-05 | 7.8339e-05 | 245.3719 | 231.7015 | 219.3749 | 206.5707 | 195.062
SA1 | Hydro | 0 | 0 | 0 | 0 | 0 | 0 | 0 | 0 | 0 | 0 | 0 | 0 | 0 | 0 | 0 | 0 | 0 | 0 | 0 | 0 | 0
SA1 | Wind | 0.0068126 | 0.0071193 | 0.0088112 | 2566.1767 | 2423.2076 | 23451.0374 | 22203.4403 | 30091.4367 | 35134.9829 | 35682.1632 | 33783.8652 | 35877.0232 | 33878.2089 | 31990.7547 | 30288.8402 | 28520.9917 | 34247.6075 | 32827.2521 | 41767.2858 | 39329.4589 | 38311.5276
SA1 | Solar PV | 0.00058941 | 0.00061766 | 0.00087453 | 0.0012469 | 0.0012276 | 1533.6468 | 3947.0594 | 3716.6818 | 3509.6146 | 3314.0836 | 3137.7737 | 4861.7249 | 6268.1041 | 5918.8897 | 5604.0035 | 5276.9152 | 5112.705 | 4827.8612 | 4571.018 | 4304.2219 | 4064.4218
SA1 | LS Battery | 8.238e-05 | 9.996e-05 | 0.00011973 | 0.00011411 | 0.00011492 | 2184.9942 | 2068.7521 | 1948.0054 | 1839.4763 | 1736.9937 | 1644.5853 | 1548.5959 | 1462.3191 | 1380.849 | 1307.3876 | 1231.0794 | 1162.4923 | 1097.7265 | 1039.3272 | 978.6649 | 2034.6178
SA1 | Pumped Hydro | 0 | 0 | 0.00021566 | 0.00020441 | 0.00019938 | 0.00022456 | 0.00024105 | 0.00024508 | 0.00026463 | 0.00029393 | 0.00032125 | 0.00042034 | 0.00039779 | 0.00037563 | 0.00039411 | 0.00062321 | 0.00069538 | 0.00065664 | 0.0006287 | 0.00059306 | 0.00095274
SA1 | VPP | 0 | 0 | 0 | 0 | 0 | 0 | 0 | 0 | 0 | 0 | 0 | 0 | 0 | 0 | 0 | 0 | 0 | 0 | 0 | 0 | 0
Total excluding storage |  | 0.0074846 | 0.0078162 | 0.0097817 | 2566.1781 | 2423.2089 | 24984.6843 | 26150.4998 | 33808.1186 | 38644.5976 | 38996.2469 | 36921.639 | 40738.7482 | 40146.3131 | 37909.6445 | 35892.8438 | 33797.9071 | 39605.6845 | 37886.8148 | 46557.6788 | 43840.2515 | 42571.0115
Region | Technology | 2021-22 | 2022-23 | 2023-24 | 2024-25 | 2025-26 | 2026-27 | 2027-28 | 2028-29 | 2029-30 | 2030-31 | 2031-32 | 2032-33 | 2033-34 | 2034-35 | 2035-36 | 2036-37 | 2037-38 | 2038-39 | 2039-40 | 2040-41 | 2041-42
TAS1 | Black Coal | 0 | 0 | 0 | 0 | 0 | 0 | 0 | 0 | 0 | 0 | 0 | 0 | 0 | 0 | 0 | 0 | 0 | 0 | 0 | 0 | 0
TAS1 | Brown Coal | 0 | 0 | 0 | 0 | 0 | 0 | 0 | 0 | 0 | 0 | 0 | 0 | 0 | 0 | 0 | 0 | 0 | 0 | 0 | 0 | 0
TAS1 | CCGT | 4.5979e-05 | 4.3417e-05 | 4.1107e-05 | 3.8708e-05 | 3.6551e-05 | 3.4515e-05 | 3.2679e-05 | 3.0771e-05 | 2.9057e-05 | 2.7438e-05 | 2.5978e-05 | 2.5684e-05 | 2.55e-05 | 2.5292e-05 | 2.512e-05 | 2.4848e-05 | 2.6686e-05 | 2.5199e-05 | 2.6374e-05 | 2.4834e-05 | 2.4293e-05
TAS1 | Gas - Steam | 0 | 0 | 0 | 0 | 0 | 0 | 0 | 0 | 0 | 0 | 0 | 0 | 0 | 0 | 0 | 0 | 0 | 0 | 0 | 0 | 0
TAS1 | OCGT / Diesel | 2.4567e-05 | 2.433e-05 | 2.4512e-05 | 2.4402e-05 | 2.3681e-05 | 2.3595e-05 | 2.3655e-05 | 2.3569e-05 | 2.3574e-05 | 2.3574e-05 | 2.3636e-05 | 2.3627e-05 | 2.3661e-05 | 2.3699e-05 | 2.3807e-05 | 2.3809e-05 | 3.0651e-05 | 2.8943e-05 | 3.242e-05 | 3.0528e-05 | 2.9046e-05
TAS1 | Hydro | 0 | 0 | 0 | 0 | 0 | 0 | 0 | 0 | 0 | 0 | 0 | 0 | 0 | 0 | 0 | 0 | 0 | 0 | 0 | 0 | 0
TAS1 | Wind | 3665.4419 | 3461.2294 | 8192.7226 | 7714.5388 | 10930.9427 | 13823.2186 | 16402.8277 | 18566.962 | 20480.1496 | 22076.9651 | 23498.7865 | 24608.7312 | 25580.9551 | 26368.4605 | 27060.6328 | 27453.8928 | 27787.1515 | 27998.0582 | 27334.9542 | 27362.3366 | 25837.9005
TAS1 | Solar PV | 7.457e-05 | 7.3253e-05 | 8.9097e-05 | 0.00011697 | 0.00013214 | 0.00057746 | 0.0017232 | 0.0016227 | 0.0015323 | 0.0014481 | 0.0013711 | 0.0013246 | 0.0012508 | 0.0011812 | 0.0011238 | 0.0013026 | 0.0025256 | 0.0065688 | 753.9203 | 709.9163 | 670.3648
TAS1 | LS Battery | 7.9447e-05 | 9.4608e-05 | 9.6577e-05 | 9.8328e-05 | 0.00011159 | 0.00045833 | 0.00043914 | 0.00041351 | 0.00039047 | 0.00036872 | 0.0003491 | 0.00032872 | 0.00031041 | 0.00029312 | 0.00027752 | 0.00026172 | 0.00030331 | 0.0002873 | 0.00036198 | 0.00034211 | 0.00032376
TAS1 | Pumped Hydro | 0 | 0 | 0.00062639 | 0.00060304 | 0.00066139 | 0.00068224 | 0.00069136 | 0.00069238 | 0.00069506 | 0.00070426 | 0.00070975 | 0.00071998 | 0.0007128 | 0.00071614 | 0.00072364 | 0.00072974 | 0.0008841 | 0.00083889 | 0.00093768 | 0.0008868 | 0.00084433
TAS1 | VPP | 0 | 0 | 0 | 0 | 0 | 0 | 0 | 0 | 0 | 0 | 0 | 0 | 0 | 0 | 0 | 0 | 0 | 0 | 0 | 0 | 0
Total excluding storage |  | 3665.442 | 3461.2295 | 8192.7227 | 7714.539 | 10930.9429 | 13823.2192 | 16402.8295 | 18566.9637 | 20480.1512 | 22076.9666 | 23498.7879 | 24608.7325 | 25580.9564 | 26368.4618 | 27060.634 | 27453.8941 | 27787.1541 | 27998.0648 | 28088.8746 | 28072.253 | 26508.2653
Ernst & Young’s liability is limited by a scheme approved under Professional Standards Legislation

## BaseCase_Fuel Cost
Fuel cost by technology ($000s) - Base Case, Step Change Scenario
Fuel | Real June 2019 dollars discounted to 1 July 2019
Explicitly modelled generation
Region | Technology | 2021-22 | 2022-23 | 2023-24 | 2024-25 | 2025-26 | 2026-27 | 2027-28 | 2028-29 | 2029-30 | 2030-31 | 2031-32 | 2032-33 | 2033-34 | 2034-35 | 2035-36 | 2036-37 | 2037-38 | 2038-39 | 2039-40 | 2040-41 | 2041-42
NEM | Black Coal | 1689594.8558 | 1539332.1215 | 1501802.4594 | 1272266.4679 | 961088.1935 | 618652.9482 | 579165.2658 | 538128.2306 | 458432.9499 | 392093.3919 | 330211.0879 | 255521.6573 | 226244.43 | 182532.2953 | 111804.5929 | 96701.3828 | 94856.7593 | 87572.6499 | 75212.8683 | 62484.6079 | 50573.187
NEM | Brown Coal | 200287.2821 | 173229.5613 | 171053.2411 | 112927.2144 | 101893.0769 | 55609.4368 | 13556.5405 | 0.034108 | 0.028583 | 0.02764 | 0.024433 | 0.022841 | 0.022397 | 0.0067479 | 0.0048746 | 0.0039034 | 0.003566 | 0.0025069 | 0.0022737 | 0.0021204 | 0.0020841
NEM | CCGT | 136466.9949 | 133046.2158 | 118648.0205 | 208322.6807 | 157428.3086 | 148129.7541 | 127736.3355 | 182408.3024 | 207813.8476 | 232440.0457 | 244662.3687 | 208564.6864 | 255375.9054 | 225344.5273 | 184592.8792 | 126613.4059 | 117313.6283 | 139146.1002 | 120899.8877 | 127384.7639 | 123267.946
NEM | Gas - Steam | 93055.1018 | 73634.9015 | 69860.6488 | 12076.7978 | 11586.9776 | 11752.0687 | 10848.9234 | 10054.5073 | 9151.0626 | 13285.7033 | 13105.2795 | 20674.801 | 14181.0377 | 23886.849 | 12318.0618 | 10474.1377 | 16329.0445 | 19473.4205 | 2615.803 | 4186.6318 | 3820.4688
NEM | OCGT / Diesel | 3988.1361 | 4125.7302 | 9128.9429 | 45648.0525 | 18259.3232 | 15587.6905 | 6612.1921 | 11647.1119 | 5707.5759 | 23579.2653 | 34593.23 | 34957.3744 | 27258.847 | 35380.6301 | 46735.4693 | 34373.2586 | 53669.9969 | 53972.5694 | 115968.9504 | 153830.344 | 135012.6852
NEM | Hydro | 0 | 0 | 0 | 0 | 0 | 0 | 0 | 0 | 0 | 0 | 0 | 0 | 0 | 0 | 0 | 0 | 0 | 0 | 0 | 0 | 0
NEM | Wind | 0 | 0 | 0 | 0 | 0 | 0 | 0 | 0 | 0 | 0 | 0 | 0 | 0 | 0 | 0 | 0 | 0 | 0 | 0 | 0 | 0
NEM | Solar PV | 0 | 0 | 0 | 0 | 0 | 0 | 0 | 0 | 0 | 0 | 0 | 0 | 0 | 0 | 0 | 0 | 0 | 0 | 0 | 0 | 0
NEM | LS Battery | 0 | 0 | 0 | 0 | 0 | 0 | 0 | 0 | 0 | 0 | 0 | 0 | 0 | 0 | 0 | 0 | 0 | 0 | 0 | 0 | 0
NEM | Pumped Hydro | 0 | 0 | 0 | 0 | 0 | 0 | 0 | 0 | 0 | 0 | 0 | 0 | 0 | 0 | 0 | 0 | 0 | 0 | 0 | 0 | 0
NEM | VPP | 0 | 0 | 0 | 0 | 0 | 0 | 0 | 0 | 0 | 0 | 0 | 0 | 0 | 0 | 0 | 0 | 0 | 0 | 0 | 0 | 0
Total excluding storage |  | 2123392.3706 | 1923368.5304 | 1870493.3128 | 1651241.2132 | 1250255.8799 | 849731.8983 | 737919.2573 | 742238.1863 | 681105.4646 | 661398.4338 | 622571.9906 | 519718.5419 | 523060.2425 | 467144.3085 | 355451.0081 | 268162.1888 | 282169.4325 | 300164.7425 | 314697.5117 | 347886.3497 | 312674.2891
Region | Technology | 2021-22 | 2022-23 | 2023-24 | 2024-25 | 2025-26 | 2026-27 | 2027-28 | 2028-29 | 2029-30 | 2030-31 | 2031-32 | 2032-33 | 2033-34 | 2034-35 | 2035-36 | 2036-37 | 2037-38 | 2038-39 | 2039-40 | 2040-41 | 2041-42
NSW1 | Black Coal | 952161.6575 | 855963.6112 | 856150.544 | 811456.9344 | 554761.9184 | 358537.2854 | 359473.0124 | 341962.3556 | 307836.4813 | 255658.0985 | 216827.1097 | 148807.4583 | 145554.2418 | 114865.71 | 67557.1906 | 57371.6762 | 57092.4108 | 55834.0468 | 47577.1413 | 46897.4632 | 43139.9481
NSW1 | Brown Coal | 0 | 0 | 0 | 0 | 0 | 0 | 0 | 0 | 0 | 0 | 0 | 0 | 0 | 0 | 0 | 0 | 0 | 0 | 0 | 0 | 0
NSW1 | CCGT | 1916.6058 | 1933.2301 | 5710.0429 | 28204.1533 | 18901.5584 | 15072.1364 | 13331.7063 | 20958.1609 | 28394.7563 | 33826.3532 | 36059.0608 | 31142.9138 | 42697.2976 | 38289.648 | 27152.3403 | 18093.3984 | 26244.4291 | 36291.301 | 32098.287 | 32941.8899 | 32134.2009
NSW1 | Gas - Steam | 0 | 0 | 0 | 0 | 0 | 0 | 0 | 0 | 0 | 0 | 0 | 0 | 0 | 0 | 0 | 0 | 0 | 0 | 0 | 0 | 0
NSW1 | OCGT / Diesel | 5.8822 | 60.4065 | 948.7662 | 2610.9772 | 755.1983 | 1987.4506 | 1474.1271 | 3288.2705 | 2353.8319 | 9516.6749 | 11617.417 | 16989.7259 | 16265.8095 | 20799.5372 | 18056.1827 | 12674.0409 | 18228.4464 | 25444.4816 | 35793.1408 | 43291.9682 | 36900.5442
NSW1 | Hydro | 0 | 0 | 0 | 0 | 0 | 0 | 0 | 0 | 0 | 0 | 0 | 0 | 0 | 0 | 0 | 0 | 0 | 0 | 0 | 0 | 0
NSW1 | Wind | 0 | 0 | 0 | 0 | 0 | 0 | 0 | 0 | 0 | 0 | 0 | 0 | 0 | 0 | 0 | 0 | 0 | 0 | 0 | 0 | 0
NSW1 | Solar PV | 0 | 0 | 0 | 0 | 0 | 0 | 0 | 0 | 0 | 0 | 0 | 0 | 0 | 0 | 0 | 0 | 0 | 0 | 0 | 0 | 0
NSW1 | LS Battery | 0 | 0 | 0 | 0 | 0 | 0 | 0 | 0 | 0 | 0 | 0 | 0 | 0 | 0 | 0 | 0 | 0 | 0 | 0 | 0 | 0
NSW1 | Pumped Hydro | 0 | 0 | 0 | 0 | 0 | 0 | 0 | 0 | 0 | 0 | 0 | 0 | 0 | 0 | 0 | 0 | 0 | 0 | 0 | 0 | 0
NSW1 | VPP | 0 | 0 | 0 | 0 | 0 | 0 | 0 | 0 | 0 | 0 | 0 | 0 | 0 | 0 | 0 | 0 | 0 | 0 | 0 | 0 | 0
Total excluding storage |  | 954084.1455 | 857957.2479 | 862809.3532 | 842272.0649 | 574418.6752 | 375596.8724 | 374278.8458 | 366208.7869 | 338585.0695 | 299001.1266 | 264503.5875 | 196940.098 | 204517.349 | 173954.8951 | 112765.7137 | 88139.1154 | 101565.2863 | 117569.8294 | 115468.5691 | 123131.3212 | 112174.6932
Region | Technology | 2021-22 | 2022-23 | 2023-24 | 2024-25 | 2025-26 | 2026-27 | 2027-28 | 2028-29 | 2029-30 | 2030-31 | 2031-32 | 2032-33 | 2033-34 | 2034-35 | 2035-36 | 2036-37 | 2037-38 | 2038-39 | 2039-40 | 2040-41 | 2041-42
QLD1 | Black Coal | 737433.1983 | 683368.5103 | 645651.9154 | 460809.5335 | 406326.2751 | 260115.6628 | 219692.2534 | 196165.8751 | 150596.4685 | 136435.2934 | 113383.9782 | 106714.1991 | 80690.1882 | 67666.5854 | 44247.4023 | 39329.7066 | 37764.3485 | 31738.6031 | 27635.727 | 15587.1447 | 7433.2389
QLD1 | Brown Coal | 0 | 0 | 0 | 0 | 0 | 0 | 0 | 0 | 0 | 0 | 0 | 0 | 0 | 0 | 0 | 0 | 0 | 0 | 0 | 0 | 0
QLD1 | CCGT | 70387.5819 | 67206.3008 | 70688.2697 | 120652.8309 | 82134.244 | 103860.2698 | 90168.2602 | 82828.3776 | 96224.9595 | 105259.5645 | 115939.6762 | 86246.1351 | 123328.2239 | 99637.5836 | 89172.1554 | 52337.5982 | 55704.1512 | 64724.7386 | 53332.1004 | 60549.9818 | 58851.5325
QLD1 | Gas - Steam | 2213.1255 | 2232.113 | 4246.826 | 3944.8472 | 3858.027 | 3853.1828 | 3703.2478 | 3590.4742 | 3477.2762 | 3385.8198 | 3302.767 | 3036.414 | 4172.6942 | 3101.19 | 2589.2318 | 2351.9522 | 2367.3955 | 2958.1875 | 2615.803 | 4186.6318 | 3820.4688
QLD1 | OCGT / Diesel | 0.0042481 | 0.0041413 | 0.0041803 | 1555.0745 | 1190.7393 | 3509.41 | 2202.469 | 3851.0796 | 2880.9364 | 8854.6457 | 17108.2184 | 4737.4758 | 5261.2111 | 1013.6668 | 9204.2602 | 6946.4741 | 9054.6857 | 6606.8181 | 20646.1589 | 34220.0259 | 22997.5313
QLD1 | Hydro | 0 | 0 | 0 | 0 | 0 | 0 | 0 | 0 | 0 | 0 | 0 | 0 | 0 | 0 | 0 | 0 | 0 | 0 | 0 | 0 | 0
QLD1 | Wind | 0 | 0 | 0 | 0 | 0 | 0 | 0 | 0 | 0 | 0 | 0 | 0 | 0 | 0 | 0 | 0 | 0 | 0 | 0 | 0 | 0
QLD1 | Solar PV | 0 | 0 | 0 | 0 | 0 | 0 | 0 | 0 | 0 | 0 | 0 | 0 | 0 | 0 | 0 | 0 | 0 | 0 | 0 | 0 | 0
QLD1 | LS Battery | 0 | 0 | 0 | 0 | 0 | 0 | 0 | 0 | 0 | 0 | 0 | 0 | 0 | 0 | 0 | 0 | 0 | 0 | 0 | 0 | 0
QLD1 | Pumped Hydro | 0 | 0 | 0 | 0 | 0 | 0 | 0 | 0 | 0 | 0 | 0 | 0 | 0 | 0 | 0 | 0 | 0 | 0 | 0 | 0 | 0
QLD1 | VPP | 0 | 0 | 0 | 0 | 0 | 0 | 0 | 0 | 0 | 0 | 0 | 0 | 0 | 0 | 0 | 0 | 0 | 0 | 0 | 0 | 0
Total excluding storage |  | 810033.9099 | 752806.9283 | 720587.0152 | 586962.2861 | 493509.2855 | 371338.5254 | 315766.2304 | 286435.8065 | 253179.6406 | 253935.3234 | 249734.6398 | 200734.2239 | 213452.3175 | 171419.0257 | 145213.0497 | 100965.7311 | 104890.5809 | 106028.3473 | 104229.7892 | 114543.7842 | 93102.7714
Region | Technology | 2021-22 | 2022-23 | 2023-24 | 2024-25 | 2025-26 | 2026-27 | 2027-28 | 2028-29 | 2029-30 | 2030-31 | 2031-32 | 2032-33 | 2033-34 | 2034-35 | 2035-36 | 2036-37 | 2037-38 | 2038-39 | 2039-40 | 2040-41 | 2041-42
VIC1 | Black Coal | 0 | 0 | 0 | 0 | 0 | 0 | 0 | 0 | 0 | 0 | 0 | 0 | 0 | 0 | 0 | 0 | 0 | 0 | 0 | 0 | 0
VIC1 | Brown Coal | 200287.2821 | 173229.5613 | 171053.2411 | 112927.2144 | 101893.0769 | 55609.4368 | 13556.5405 | 0.034108 | 0.028583 | 0.02764 | 0.024433 | 0.022841 | 0.022397 | 0.0067479 | 0.0048746 | 0.0039034 | 0.003566 | 0.0025069 | 0.0022737 | 0.0021204 | 0.0020841
VIC1 | CCGT | 0.0023314 | 0.0022698 | 0.0022697 | 0.015438 | 0.014562 | 0.013742 | 0.012976 | 50339.272 | 50672.332 | 56703.9 | 55867.076 | 53369.388 | 51218.336 | 47296.444 | 41679.576 | 34604.328 | 35362.172 | 38130.056 | 35469.196 | 33892.888 | 32249.222
VIC1 | Gas - Steam | 868.5712 | 820.23 | 1089.7958 | 1842.8341 | 1632.1561 | 1890.6884 | 1338.5671 | 682.0816 | 218.8089 | 4595.62 | 4598.235 | 10587.231 | 5444.436 | 12808 | 9728.83 | 8122.1855 | 13961.649 | 16515.233 | 0 | 0 | 0
VIC1 | OCGT / Diesel | 1170.0752 | 1019.6632 | 1998.4655 | 34993.2897 | 11672.7605 | 7480.1965 | 2107.3467 | 1306.4121 | 271.0022 | 1440.4449 | 1562.3747 | 7479.9312 | 1000.633 | 5741.2281 | 12414.0761 | 9630.5775 | 15059.6579 | 10816.6253 | 44679.5736 | 57196.8 | 57960.4109
VIC1 | Hydro | 0 | 0 | 0 | 0 | 0 | 0 | 0 | 0 | 0 | 0 | 0 | 0 | 0 | 0 | 0 | 0 | 0 | 0 | 0 | 0 | 0
VIC1 | Wind | 0 | 0 | 0 | 0 | 0 | 0 | 0 | 0 | 0 | 0 | 0 | 0 | 0 | 0 | 0 | 0 | 0 | 0 | 0 | 0 | 0
VIC1 | Solar PV | 0 | 0 | 0 | 0 | 0 | 0 | 0 | 0 | 0 | 0 | 0 | 0 | 0 | 0 | 0 | 0 | 0 | 0 | 0 | 0 | 0
VIC1 | LS Battery | 0 | 0 | 0 | 0 | 0 | 0 | 0 | 0 | 0 | 0 | 0 | 0 | 0 | 0 | 0 | 0 | 0 | 0 | 0 | 0 | 0
VIC1 | Pumped Hydro | 0 | 0 | 0 | 0 | 0 | 0 | 0 | 0 | 0 | 0 | 0 | 0 | 0 | 0 | 0 | 0 | 0 | 0 | 0 | 0 | 0
VIC1 | VPP | 0 | 0 | 0 | 0 | 0 | 0 | 0 | 0 | 0 | 0 | 0 | 0 | 0 | 0 | 0 | 0 | 0 | 0 | 0 | 0 | 0
Total excluding storage |  | 202325.9309 | 175069.4568 | 174141.5047 | 149763.3536 | 115198.008 | 64980.3355 | 17002.4673 | 52327.7998 | 51162.1717 | 62739.9925 | 62027.7101 | 71436.5731 | 57663.4274 | 65845.6788 | 63822.487 | 52357.0949 | 64383.4825 | 65461.9168 | 80148.7718 | 91089.6902 | 90209.635
Region | Technology | 2021-22 | 2022-23 | 2023-24 | 2024-25 | 2025-26 | 2026-27 | 2027-28 | 2028-29 | 2029-30 | 2030-31 | 2031-32 | 2032-33 | 2033-34 | 2034-35 | 2035-36 | 2036-37 | 2037-38 | 2038-39 | 2039-40 | 2040-41 | 2041-42
SA1 | Black Coal | 0 | 0 | 0 | 0 | 0 | 0 | 0 | 0 | 0 | 0 | 0 | 0 | 0 | 0 | 0 | 0 | 0 | 0 | 0 | 0 | 0
SA1 | Brown Coal | 0 | 0 | 0 | 0 | 0 | 0 | 0 | 0 | 0 | 0 | 0 | 0 | 0 | 0 | 0 | 0 | 0 | 0 | 0 | 0 | 0
SA1 | CCGT | 64162.8021 | 63906.6801 | 42249.7031 | 59465.6786 | 56353.2385 | 29197.3324 | 24236.3543 | 28282.4903 | 32521.7982 | 36650.2262 | 36796.5541 | 37711.7585 | 38132.0464 | 40120.8502 | 26588.8061 | 21576.7702 | 0.0032961 | 0.0031672 | 0.0029593 | 0.0028159 | 0.0031548
SA1 | Gas - Steam | 89973.405 | 70582.5585 | 64524.027 | 6289.1165 | 6096.7945 | 6008.1975 | 5807.1085 | 5781.9515 | 5454.9775 | 5304.2635 | 5204.2775 | 7051.156 | 4563.9075 | 7977.659 | 0 | 0 | 0 | 0 | 0 | 0 | 0
SA1 | OCGT / Diesel | 2812.1721 | 3045.6543 | 6181.7048 | 6488.709 | 4640.6236 | 2610.6319 | 828.2479 | 3201.3483 | 201.804 | 3767.4984 | 4305.2185 | 5750.24 | 4731.1918 | 7826.1967 | 7060.9488 | 5122.1648 | 11327.2055 | 11104.643 | 14850.0759 | 19121.549 | 17149.0064
SA1 | Hydro | 0 | 0 | 0 | 0 | 0 | 0 | 0 | 0 | 0 | 0 | 0 | 0 | 0 | 0 | 0 | 0 | 0 | 0 | 0 | 0 | 0
SA1 | Wind | 0 | 0 | 0 | 0 | 0 | 0 | 0 | 0 | 0 | 0 | 0 | 0 | 0 | 0 | 0 | 0 | 0 | 0 | 0 | 0 | 0
SA1 | Solar PV | 0 | 0 | 0 | 0 | 0 | 0 | 0 | 0 | 0 | 0 | 0 | 0 | 0 | 0 | 0 | 0 | 0 | 0 | 0 | 0 | 0
SA1 | LS Battery | 0 | 0 | 0 | 0 | 0 | 0 | 0 | 0 | 0 | 0 | 0 | 0 | 0 | 0 | 0 | 0 | 0 | 0 | 0 | 0 | 0
SA1 | Pumped Hydro | 0 | 0 | 0 | 0 | 0 | 0 | 0 | 0 | 0 | 0 | 0 | 0 | 0 | 0 | 0 | 0 | 0 | 0 | 0 | 0 | 0
SA1 | VPP | 0 | 0 | 0 | 0 | 0 | 0 | 0 | 0 | 0 | 0 | 0 | 0 | 0 | 0 | 0 | 0 | 0 | 0 | 0 | 0 | 0
Total excluding storage |  | 156948.3792 | 137534.8928 | 112955.4349 | 72243.5041 | 67090.6567 | 37816.1617 | 30871.7107 | 37265.79 | 38178.5796 | 45721.9881 | 46306.0501 | 50513.1545 | 47427.1457 | 55924.706 | 33649.7549 | 26698.935 | 11327.2088 | 11104.6462 | 14850.0788 | 19121.5518 | 17149.0095
Region | Technology | 2021-22 | 2022-23 | 2023-24 | 2024-25 | 2025-26 | 2026-27 | 2027-28 | 2028-29 | 2029-30 | 2030-31 | 2031-32 | 2032-33 | 2033-34 | 2034-35 | 2035-36 | 2036-37 | 2037-38 | 2038-39 | 2039-40 | 2040-41 | 2041-42
TAS1 | Black Coal | 0 | 0 | 0 | 0 | 0 | 0 | 0 | 0 | 0 | 0 | 0 | 0 | 0 | 0 | 0 | 0 | 0 | 0 | 0 | 0 | 0
TAS1 | Brown Coal | 0 | 0 | 0 | 0 | 0 | 0 | 0 | 0 | 0 | 0 | 0 | 0 | 0 | 0 | 0 | 0 | 0 | 0 | 0 | 0 | 0
TAS1 | CCGT | 0.0027578 | 0.0025271 | 0.0025821 | 0.0024482 | 39.2531 | 0.0017922 | 0.001744 | 0.0017058 | 0.0016603 | 0.001787 | 0.0015935 | 94.491 | 0.0015209 | 0.0014893 | 0.0014578 | 1.3111 | 2.8727 | 0.001453 | 0.30138 | 0.0014155 | 32.9875
TAS1 | Gas - Steam | 0 | 0 | 0 | 0 | 0 | 0 | 0 | 0 | 0 | 0 | 0 | 0 | 0 | 0 | 0 | 0 | 0 | 0 | 0 | 0 | 0
TAS1 | OCGT / Diesel | 0.0022889 | 0.0020681 | 0.0021871 | 0.0021597 | 0.0014641 | 0.0014827 | 0.0014681 | 0.0014365 | 0.0014123 | 0.0014462 | 0.0014301 | 0.001411 | 0.0013806 | 0.0013484 | 0.0013451 | 0.001316 | 0.0013393 | 0.0013298 | 0.001312 | 0.00085305 | 5.1925
TAS1 | Hydro | 0 | 0 | 0 | 0 | 0 | 0 | 0 | 0 | 0 | 0 | 0 | 0 | 0 | 0 | 0 | 0 | 0 | 0 | 0 | 0 | 0
TAS1 | Wind | 0 | 0 | 0 | 0 | 0 | 0 | 0 | 0 | 0 | 0 | 0 | 0 | 0 | 0 | 0 | 0 | 0 | 0 | 0 | 0 | 0
TAS1 | Solar PV | 0 | 0 | 0 | 0 | 0 | 0 | 0 | 0 | 0 | 0 | 0 | 0 | 0 | 0 | 0 | 0 | 0 | 0 | 0 | 0 | 0
TAS1 | LS Battery | 0 | 0 | 0 | 0 | 0 | 0 | 0 | 0 | 0 | 0 | 0 | 0 | 0 | 0 | 0 | 0 | 0 | 0 | 0 | 0 | 0
TAS1 | Pumped Hydro | 0 | 0 | 0 | 0 | 0 | 0 | 0 | 0 | 0 | 0 | 0 | 0 | 0 | 0 | 0 | 0 | 0 | 0 | 0 | 0 | 0
TAS1 | VPP | 0 | 0 | 0 | 0 | 0 | 0 | 0 | 0 | 0 | 0 | 0 | 0 | 0 | 0 | 0 | 0 | 0 | 0 | 0 | 0 | 0
Total excluding storage |  | 0.0050467 | 0.0045952 | 0.0047692 | 0.0046079 | 39.2546 | 0.0032749 | 0.0032122 | 0.0031422 | 0.0030726 | 0.0032333 | 0.0030236 | 94.4924 | 0.0029016 | 0.0028377 | 0.0028029 | 1.3124 | 2.874 | 0.0027828 | 0.30269 | 0.0022685 | 38.1799
Explicitly modelled pumping
Region | Technology | 2021-22 | 2022-23 | 2023-24 | 2024-25 | 2025-26 | 2026-27 | 2027-28 | 2028-29 | 2029-30 | 2030-31 | 2031-32 | 2032-33 | 2033-34 | 2034-35 | 2035-36 | 2036-37 | 2037-38 | 2038-39 | 2039-40 | 2040-41 | 2041-42
NEM | LS Battery pump | 0 | 0 | 0 | 0 | 0 | 0 | 0 | 0 | 0 | 0 | 0 | 0 | 0 | 0 | 0 | 0 | 0 | 0 | 0 | 0 | 0
NEM | Pumped Hydro Pump | 0 | 0 | 0 | 0 | 0 | 0 | 0 | 0 | 0 | 0 | 0 | 0 | 0 | 0 | 0 | 0 | 0 | 0 | 0 | 0 | 0
NEM | VPP pump | 0 | 0 | 0 | 0 | 0 | 0 | 0 | 0 | 0 | 0 | 0 | 0 | 0 | 0 | 0 | 0 | 0 | 0 | 0 | 0 | 0
Region | Technology | 2021-22 | 2022-23 | 2023-24 | 2024-25 | 2025-26 | 2026-27 | 2027-28 | 2028-29 | 2029-30 | 2030-31 | 2031-32 | 2032-33 | 2033-34 | 2034-35 | 2035-36 | 2036-37 | 2037-38 | 2038-39 | 2039-40 | 2040-41 | 2041-42
NSW1 | LS Battery pump | 0 | 0 | 0 | 0 | 0 | 0 | 0 | 0 | 0 | 0 | 0 | 0 | 0 | 0 | 0 | 0 | 0 | 0 | 0 | 0 | 0
NSW1 | Pumped Hydro Pump | 0 | 0 | 0 | 0 | 0 | 0 | 0 | 0 | 0 | 0 | 0 | 0 | 0 | 0 | 0 | 0 | 0 | 0 | 0 | 0 | 0
NSW1 | VPP pump | 0 | 0 | 0 | 0 | 0 | 0 | 0 | 0 | 0 | 0 | 0 | 0 | 0 | 0 | 0 | 0 | 0 | 0 | 0 | 0 | 0
Region | Technology | 2021-22 | 2022-23 | 2023-24 | 2024-25 | 2025-26 | 2026-27 | 2027-28 | 2028-29 | 2029-30 | 2030-31 | 2031-32 | 2032-33 | 2033-34 | 2034-35 | 2035-36 | 2036-37 | 2037-38 | 2038-39 | 2039-40 | 2040-41 | 2041-42
QLD1 | LS Battery pump | 0 | 0 | 0 | 0 | 0 | 0 | 0 | 0 | 0 | 0 | 0 | 0 | 0 | 0 | 0 | 0 | 0 | 0 | 0 | 0 | 0
QLD1 | Pumped Hydro Pump | 0 | 0 | 0 | 0 | 0 | 0 | 0 | 0 | 0 | 0 | 0 | 0 | 0 | 0 | 0 | 0 | 0 | 0 | 0 | 0 | 0
QLD1 | VPP pump | 0 | 0 | 0 | 0 | 0 | 0 | 0 | 0 | 0 | 0 | 0 | 0 | 0 | 0 | 0 | 0 | 0 | 0 | 0 | 0 | 0
Region | Technology | 2021-22 | 2022-23 | 2023-24 | 2024-25 | 2025-26 | 2026-27 | 2027-28 | 2028-29 | 2029-30 | 2030-31 | 2031-32 | 2032-33 | 2033-34 | 2034-35 | 2035-36 | 2036-37 | 2037-38 | 2038-39 | 2039-40 | 2040-41 | 2041-42
VIC1 | LS Battery pump | 0 | 0 | 0 | 0 | 0 | 0 | 0 | 0 | 0 | 0 | 0 | 0 | 0 | 0 | 0 | 0 | 0 | 0 | 0 | 0 | 0
VIC1 | Pumped Hydro Pump | 0 | 0 | 0 | 0 | 0 | 0 | 0 | 0 | 0 | 0 | 0 | 0 | 0 | 0 | 0 | 0 | 0 | 0 | 0 | 0 | 0
VIC1 | VPP pump | 0 | 0 | 0 | 0 | 0 | 0 | 0 | 0 | 0 | 0 | 0 | 0 | 0 | 0 | 0 | 0 | 0 | 0 | 0 | 0 | 0
Region | Technology | 2021-22 | 2022-23 | 2023-24 | 2024-25 | 2025-26 | 2026-27 | 2027-28 | 2028-29 | 2029-30 | 2030-31 | 2031-32 | 2032-33 | 2033-34 | 2034-35 | 2035-36 | 2036-37 | 2037-38 | 2038-39 | 2039-40 | 2040-41 | 2041-42
SA1 | LS Battery pump | 0 | 0 | 0 | 0 | 0 | 0 | 0 | 0 | 0 | 0 | 0 | 0 | 0 | 0 | 0 | 0 | 0 | 0 | 0 | 0 | 0
SA1 | Pumped Hydro Pump | 0 | 0 | 0 | 0 | 0 | 0 | 0 | 0 | 0 | 0 | 0 | 0 | 0 | 0 | 0 | 0 | 0 | 0 | 0 | 0 | 0
SA1 | VPP pump | 0 | 0 | 0 | 0 | 0 | 0 | 0 | 0 | 0 | 0 | 0 | 0 | 0 | 0 | 0 | 0 | 0 | 0 | 0 | 0 | 0
Region | Technology | 2021-22 | 2022-23 | 2023-24 | 2024-25 | 2025-26 | 2026-27 | 2027-28 | 2028-29 | 2029-30 | 2030-31 | 2031-32 | 2032-33 | 2033-34 | 2034-35 | 2035-36 | 2036-37 | 2037-38 | 2038-39 | 2039-40 | 2040-41 | 2041-42
TAS1 | LS Battery pump | 0 | 0 | 0 | 0 | 0 | 0 | 0 | 0 | 0 | 0 | 0 | 0 | 0 | 0 | 0 | 0 | 0 | 0 | 0 | 0 | 0
TAS1 | Pumped Hydro Pump | 0 | 0 | 0 | 0 | 0 | 0 | 0 | 0 | 0 | 0 | 0 | 0 | 0 | 0 | 0 | 0 | 0 | 0 | 0 | 0 | 0
TAS1 | VPP pump | 0 | 0 | 0 | 0 | 0 | 0 | 0 | 0 | 0 | 0 | 0 | 0 | 0 | 0 | 0 | 0 | 0 | 0 | 0 | 0 | 0
Ernst & Young’s liability is limited by a scheme approved under Professional Standards Legislation

## BaseCase_Build Cost
New generation build cost (CAPEX) by technology ($000s) - Base Case, Step Change Scenario
CAPEX (Install) | Real June 2019 dollars discounted to 1 July 2019. The total capital costs are annualised for modelling purposes.
Explicitly modelled generation
Region | Technology | 2021-22 | 2022-23 | 2023-24 | 2024-25 | 2025-26 | 2026-27 | 2027-28 | 2028-29 | 2029-30 | 2030-31 | 2031-32 | 2032-33 | 2033-34 | 2034-35 | 2035-36 | 2036-37 | 2037-38 | 2038-39 | 2039-40 | 2040-41 | 2041-42
NEM | Black Coal | 0 | 0 | 0 | 0 | 0 | 0 | 0 | 0 | 0 | 0 | 0 | 0 | 0 | 0 | 0 | 0 | 0 | 0 | 0 | 0 | 0
NEM | Brown Coal | 0 | 0 | 0 | 0 | 0 | 0 | 0 | 0 | 0 | 0 | 0 | 0 | 0 | 0 | 0 | 0 | 0 | 0 | 0 | 0 | 0
NEM | CCGT | 0.0040578 | 0.0038318 | 0.0039724 | 0.0099437 | 0.0093897 | 0.0088666 | 0.0083949 | 23107.0171 | 21819.6843 | 20604.0456 | 19507.9063 | 18369.2956 | 17345.8883 | 16379.498 | 15508.1054 | 14602.9454 | 13789.378 | 13021.1313 | 12328.4045 | 11608.8337 | 10962.0783
NEM | Gas - Steam | 0 | 0 | 0 | 0 | 0 | 0 | 0 | 0 | 0 | 0 | 0 | 0 | 0 | 0 | 0 | 0 | 0 | 0 | 0 | 0 | 0
NEM | OCGT / Diesel | 0.0036486 | 0.003581 | 0.0036593 | 0.0036017 | 0.0036023 | 0.0034669 | 0.0033727 | 0.0037985 | 0.0038379 | 0.0037376 | 0.0036474 | 0.0050136 | 0.0047705 | 0.0045411 | 0.0044085 | 0.0080943 | 35591.6832 | 33608.766 | 31820.773 | 29963.493 | 28657.0785
NEM | Hydro | 0 | 0 | 0 | 0 | 0 | 0 | 0 | 0 | 0 | 0 | 0 | 0 | 0 | 0 | 0 | 0 | 0 | 0 | 0 | 0 | 0
NEM | Wind | 107720.2279 | 101718.8346 | 115501.8956 | 470682.8571 | 852150.9183 | 1163136.6309 | 1169108.9711 | 1309168.8868 | 1392631.4068 | 1469290.3996 | 1506645.6183 | 1597550.5598 | 1602346.0986 | 1543025.3358 | 1525093.8666 | 1488822.2551 | 1576175.4853 | 1497371.4407 | 1463907.7885 | 1406507.8779 | 1418069.1268
NEM | Solar PV | 0.014054 | 0.015101 | 0.018713 | 0.026468 | 0.030685 | 256750.482 | 350699.4536 | 383018.6854 | 361679.5895 | 347579.1116 | 361134.364 | 414715.8435 | 432920.945 | 408801.6476 | 428433.2183 | 403426.899 | 439083.6347 | 427999.8414 | 412751.5879 | 448763.9254 | 461995.1085
NEM | LS Battery | 0.013109 | 0.014382 | 0.0151 | 0.01502 | 0.015478 | 106038.1535 | 120337.1022 | 203955.1246 | 192592.1856 | 181862.3093 | 172187.1903 | 162137.1561 | 153104.0181 | 144574.1431 | 136882.7688 | 69148.8538 | 54091.3869 | 0.00074102 | 0.0027232 | 0.0026195 | 14945.0983
NEM | Pumped Hydro | 0 | 0 | 0.02427 | 43379.3613 | 40987.4078 | 177538.8348 | 311189.0981 | 293025.9753 | 276700.647 | 261284.8429 | 284249.6194 | 408733.6972 | 385961.9428 | 364458.8698 | 345069.5856 | 390706.0402 | 389317.2627 | 367627.2546 | 424946.5765 | 400143.7609 | 441970.9786
NEM | VPP | 0 | 0 | 0 | 0 | 0 | 0 | 0 | 0 | 0 | 0 | 0 | 0 | 0 | 0 | 0 | 0 | 0 | 0 | 0 | 0 | 0
Total excluding storage |  | 107720.2497 | 101718.8571 | 115501.9219 | 470682.8971 | 852150.9619 | 1419887.1252 | 1519808.4365 | 1715294.593 | 1776130.6844 | 1837473.5606 | 1887287.8923 | 2030635.704 | 2052612.9366 | 1968206.4859 | 1969035.1947 | 1906852.1076 | 2064640.1813 | 1972001.1794 | 1920808.554 | 1896844.1301 | 1919683.3921
Region | Technology | 2021-22 | 2022-23 | 2023-24 | 2024-25 | 2025-26 | 2026-27 | 2027-28 | 2028-29 | 2029-30 | 2030-31 | 2031-32 | 2032-33 | 2033-34 | 2034-35 | 2035-36 | 2036-37 | 2037-38 | 2038-39 | 2039-40 | 2040-41 | 2041-42
NSW1 | Black Coal | 0 | 0 | 0 | 0 | 0 | 0 | 0 | 0 | 0 | 0 | 0 | 0 | 0 | 0 | 0 | 0 | 0 | 0 | 0 | 0 | 0
NSW1 | Brown Coal | 0 | 0 | 0 | 0 | 0 | 0 | 0 | 0 | 0 | 0 | 0 | 0 | 0 | 0 | 0 | 0 | 0 | 0 | 0 | 0 | 0
NSW1 | CCGT | 0.00080441 | 0.00075959 | 0.000785 | 0.00089319 | 0.00084343 | 0.00079644 | 0.00075407 | 0.0007285 | 0.00077241 | 0.00072937 | 0.00069057 | 0.0008886 | 0.00083909 | 0.00079234 | 0.00075019 | 0.00072407 | 0.0011183 | 0.001056 | 0.00099985 | 0.00094149 | 0.00096555
NSW1 | Gas - Steam | 0 | 0 | 0 | 0 | 0 | 0 | 0 | 0 | 0 | 0 | 0 | 0 | 0 | 0 | 0 | 0 | 0 | 0 | 0 | 0 | 0
NSW1 | OCGT / Diesel | 0.00066445 | 0.00066276 | 0.00066679 | 0.00068707 | 0.00067034 | 0.00066479 | 0.00066543 | 0.00066456 | 0.0007712 | 0.00072824 | 0.00068949 | 0.0011886 | 0.0011224 | 0.0010599 | 0.0010035 | 0.0018505 | 28769.1248 | 27166.3123 | 25721.059 | 24219.8005 | 22870.4442
NSW1 | Hydro | 0 | 0 | 0 | 0 | 0 | 0 | 0 | 0 | 0 | 0 | 0 | 0 | 0 | 0 | 0 | 0 | 0 | 0 | 0 | 0 | 0
NSW1 | Wind | 0.018869 | 0.019986 | 0.025766 | 42335.64 | 366917.6502 | 411758.1197 | 389852.5046 | 414964.821 | 391845.9233 | 501233.5863 | 482817.5112 | 508479.7064 | 480150.8086 | 453400.1968 | 429279.2148 | 404223.5164 | 381703.0371 | 360437.2399 | 348258.3308 | 350727.0114 | 408280.1808
NSW1 | Solar PV | 0.003229 | 0.0036662 | 0.0047154 | 0.0074596 | 0.012249 | 164055.4365 | 168853.6213 | 185649.4532 | 175306.377 | 165539.5439 | 156732.8067 | 185313.5259 | 202681.6755 | 191389.6841 | 204320.0756 | 192394.5455 | 228073.2308 | 228745.4321 | 221544.7181 | 227666.9936 | 224167.6643
NSW1 | LS Battery | 0.0023694 | 0.0026777 | 0.0027277 | 0.0028377 | 0.0028074 | 0.036134 | 17201.6924 | 24673.683 | 23299.0396 | 22000.9817 | 20830.5237 | 19614.7103 | 18521.9171 | 17490.0065 | 16559.5346 | 15592.9869 | 5058.1406 | 9.8719e-06 | 2.0561e-05 | 2.8996e-05 | 4.6829e-05
NSW1 | Pumped Hydro | 0 | 0 | 0.0059073 | 0.006638 | 0.0063818 | 0.0091313 | 0.010544 | 0.010999 | 0.018621 | 0.017712 | 0.020445 | 73469.4686 | 69376.2687 | 65511.113 | 62025.9086 | 124182.7408 | 137642.7548 | 129974.2727 | 159781.7506 | 150455.7847 | 163889.1876
NSW1 | VPP | 0 | 0 | 0 | 0 | 0 | 0 | 0 | 0 | 0 | 0 | 0 | 0 | 0 | 0 | 0 | 0 | 0 | 0 | 0 | 0 | 0
Total excluding storage |  | 0.023567 | 0.025074 | 0.031934 | 42335.649 | 366917.664 | 575813.5576 | 558706.1274 | 600614.2756 | 567152.3018 | 666773.1316 | 639550.3193 | 693793.2343 | 682832.486 | 644789.8828 | 633599.2922 | 596618.0645 | 638545.3938 | 616348.9854 | 595524.109 | 602613.8064 | 655318.2903
Region | Technology | 2021-22 | 2022-23 | 2023-24 | 2024-25 | 2025-26 | 2026-27 | 2027-28 | 2028-29 | 2029-30 | 2030-31 | 2031-32 | 2032-33 | 2033-34 | 2034-35 | 2035-36 | 2036-37 | 2037-38 | 2038-39 | 2039-40 | 2040-41 | 2041-42
QLD1 | Black Coal | 0 | 0 | 0 | 0 | 0 | 0 | 0 | 0 | 0 | 0 | 0 | 0 | 0 | 0 | 0 | 0 | 0 | 0 | 0 | 0 | 0
QLD1 | Brown Coal | 0 | 0 | 0 | 0 | 0 | 0 | 0 | 0 | 0 | 0 | 0 | 0 | 0 | 0 | 0 | 0 | 0 | 0 | 0 | 0 | 0
QLD1 | CCGT | 0.00084359 | 0.00079659 | 0.00079889 | 0.00095769 | 0.00090434 | 0.00085395 | 0.00080852 | 0.00093495 | 0.00088286 | 0.00083368 | 0.00086702 | 0.00093812 | 0.00094465 | 0.00089202 | 0.00084456 | 0.00079527 | 0.0011692 | 0.0011041 | 0.0010453 | 0.00098433 | 0.0010422
QLD1 | Gas - Steam | 0 | 0 | 0 | 0 | 0 | 0 | 0 | 0 | 0 | 0 | 0 | 0 | 0 | 0 | 0 | 0 | 0 | 0 | 0 | 0 | 0
QLD1 | OCGT / Diesel | 0.00067067 | 0.00066764 | 0.00067041 | 0.00068071 | 0.00079219 | 0.00074805 | 0.00070826 | 0.0011551 | 0.0010907 | 0.00103 | 0.00097517 | 0.0014749 | 0.0013927 | 0.0013151 | 0.0012451 | 0.0015517 | 0.010591 | 0.010001 | 0.0094689 | 0.0089162 | 0.0084195
QLD1 | Hydro | 0 | 0 | 0 | 0 | 0 | 0 | 0 | 0 | 0 | 0 | 0 | 0 | 0 | 0 | 0 | 0 | 0 | 0 | 0 | 0 | 0
QLD1 | Wind | 92749.4509 | 87582.1181 | 82922.7373 | 339960.6914 | 388202.8525 | 501669.6723 | 489130.3505 | 517902.7046 | 536851.4991 | 506941.9255 | 524956.3718 | 583721.5959 | 578905.7124 | 569211.0959 | 596119.3393 | 597202.8792 | 614365.2061 | 580137.1161 | 549273.7044 | 517214.2999 | 488398.8397
QLD1 | Solar PV | 0.0046187 | 0.0051533 | 0.0061255 | 0.007473 | 0.0071731 | 31860.286 | 30165.3128 | 54541.8346 | 51503.1489 | 54683.5113 | 83820.8688 | 107779.3691 | 108332.7273 | 102297.1928 | 115122.501 | 108403.1571 | 105868.1209 | 99969.8971 | 94651.4787 | 130177.1798 | 135780.5218
QLD1 | LS Battery | 0.0024425 | 0.00271 | 0.0027682 | 0.002906 | 0.0032959 | 75230.1127 | 73966.3971 | 151814.9339 | 143356.878 | 135370.0453 | 128168.3302 | 120687.5414 | 113963.6839 | 107614.4322 | 101889.3224 | 53555.8668 | 49033.2455 | 0 | 6.5808e-06 | 1.4543e-05 | 3.0028e-05
QLD1 | Pumped Hydro | 0 | 0 | 0.0030737 | 0.0036343 | 0.0046875 | 0.0053753 | 0.0059055 | 0.024563 | 0.023231 | 0.022004 | 36865.1988 | 102318.8869 | 96618.4012 | 91235.5063 | 86381.759 | 81339.9232 | 76808.2374 | 72529.0249 | 108825.4953 | 102473.6882 | 139069.2356
QLD1 | VPP | 0 | 0 | 0 | 0 | 0 | 0 | 0 | 0 | 0 | 0 | 0 | 0 | 0 | 0 | 0 | 0 | 0 | 0 | 0 | 0 | 0
Total excluding storage |  | 92749.457 | 87582.1247 | 82922.7449 | 339960.7005 | 388202.8613 | 533529.9598 | 519295.6648 | 572444.5413 | 588354.6499 | 561625.4386 | 608777.2425 | 691500.9675 | 687238.4419 | 671508.291 | 711241.8424 | 705606.0387 | 720233.3388 | 680107.0243 | 643925.1936 | 647391.4896 | 624179.3709
Region | Technology | 2021-22 | 2022-23 | 2023-24 | 2024-25 | 2025-26 | 2026-27 | 2027-28 | 2028-29 | 2029-30 | 2030-31 | 2031-32 | 2032-33 | 2033-34 | 2034-35 | 2035-36 | 2036-37 | 2037-38 | 2038-39 | 2039-40 | 2040-41 | 2041-42
VIC1 | Black Coal | 0 | 0 | 0 | 0 | 0 | 0 | 0 | 0 | 0 | 0 | 0 | 0 | 0 | 0 | 0 | 0 | 0 | 0 | 0 | 0 | 0
VIC1 | Brown Coal | 0 | 0 | 0 | 0 | 0 | 0 | 0 | 0 | 0 | 0 | 0 | 0 | 0 | 0 | 0 | 0 | 0 | 0 | 0 | 0 | 0
VIC1 | CCGT | 0.00097475 | 0.00092044 | 0.00088896 | 0.0066586 | 0.0062877 | 0.0059374 | 0.0056215 | 23107.0143 | 21819.6815 | 20604.043 | 19507.9038 | 18369.2927 | 17345.8855 | 16379.4952 | 15508.1028 | 14602.9429 | 13789.3743 | 13021.1278 | 12328.4012 | 11608.8306 | 10962.075
VIC1 | Gas - Steam | 0 | 0 | 0 | 0 | 0 | 0 | 0 | 0 | 0 | 0 | 0 | 0 | 0 | 0 | 0 | 0 | 0 | 0 | 0 | 0 | 0
VIC1 | OCGT / Diesel | 0.00096742 | 0.00091352 | 0.00086492 | 0.00081444 | 0.00076907 | 0.00072622 | 0.00068758 | 0.00067212 | 0.00067087 | 0.00067351 | 0.00067407 | 0.00086838 | 0.00082 | 0.00077432 | 0.00075562 | 0.0018546 | 0.0080784 | 0.0076283 | 0.0072225 | 0.0068009 | 362.9461
VIC1 | Hydro | 0 | 0 | 0 | 0 | 0 | 0 | 0 | 0 | 0 | 0 | 0 | 0 | 0 | 0 | 0 | 0 | 0 | 0 | 0 | 0 | 0
VIC1 | Wind | 0.014436 | 0.014104 | 0.014556 | 47569.6154 | 44919.3753 | 108652.2195 | 144809.1246 | 195149.8028 | 257896.3881 | 247830.8087 | 287900.5724 | 283682.809 | 326093.8695 | 307926.2223 | 291544.4851 | 284864.0288 | 358553.6575 | 340161.5704 | 322064.9064 | 303266.9771 | 295416.403
VIC1 | Solar PV | 0.0015093 | 0.0014252 | 0.0014074 | 0.0029157 | 0.0027698 | 53558.9249 | 133288.8053 | 125509.1505 | 118516.6671 | 111913.7555 | 105959.9211 | 99775.3687 | 94216.5899 | 88967.5069 | 84234.4176 | 79317.9155 | 82660.7587 | 78055.4851 | 73902.9176 | 69589.4332 | 81904.9756
VIC1 | LS Battery | 0.0033717 | 0.0032095 | 0.003356 | 0.0032155 | 0.0032087 | 0.04612 | 0.043676 | 0.041127 | 0.038835 | 0.036672 | 0.032816 | 0.030886 | 0.028987 | 0.027341 | 0.025789 | 5.4553e-06 | 0 | 4.624e-06 | 0.00070941 | 0.00067629 | 0.030818
VIC1 | Pumped Hydro | 0 | 0 | 0.0048242 | 43379.341 | 40987.3862 | 177538.8091 | 311189.0701 | 293025.9281 | 276700.5931 | 261284.7905 | 247384.3869 | 232945.3263 | 219967.258 | 207712.236 | 196661.9031 | 185183.3568 | 174866.2482 | 165123.9359 | 156339.3092 | 147214.2678 | 139012.5286
VIC1 | VPP | 0 | 0 | 0 | 0 | 0 | 0 | 0 | 0 | 0 | 0 | 0 | 0 | 0 | 0 | 0 | 0 | 0 | 0 | 0 | 0 | 0
Total excluding storage |  | 0.017888 | 0.017363 | 0.017717 | 47569.6258 | 44919.3851 | 162211.151 | 278097.9362 | 343765.9683 | 398232.7374 | 380348.6079 | 413368.398 | 401827.4713 | 437656.3457 | 413273.2253 | 391287.0063 | 378784.889 | 455003.7987 | 431238.191 | 408296.2324 | 384465.2476 | 388646.3997
Region | Technology | 2021-22 | 2022-23 | 2023-24 | 2024-25 | 2025-26 | 2026-27 | 2027-28 | 2028-29 | 2029-30 | 2030-31 | 2031-32 | 2032-33 | 2033-34 | 2034-35 | 2035-36 | 2036-37 | 2037-38 | 2038-39 | 2039-40 | 2040-41 | 2041-42
SA1 | Black Coal | 0 | 0 | 0 | 0 | 0 | 0 | 0 | 0 | 0 | 0 | 0 | 0 | 0 | 0 | 0 | 0 | 0 | 0 | 0 | 0 | 0
SA1 | Brown Coal | 0 | 0 | 0 | 0 | 0 | 0 | 0 | 0 | 0 | 0 | 0 | 0 | 0 | 0 | 0 | 0 | 0 | 0 | 0 | 0 | 0
SA1 | CCGT | 0.00082 | 0.00077431 | 0.00094959 | 0.00091634 | 0.00086529 | 0.00081708 | 0.00077361 | 0.00072846 | 0.00068788 | 0.00066794 | 0.00063241 | 0.00074918 | 0.00070745 | 0.00068013 | 0.00064394 | 0.00071294 | 0.0010728 | 0.001013 | 0.00095912 | 0.00090314 | 0.0010085
SA1 | Gas - Steam | 0 | 0 | 0 | 0 | 0 | 0 | 0 | 0 | 0 | 0 | 0 | 0 | 0 | 0 | 0 | 0 | 0 | 0 | 0 | 0 | 0
SA1 | OCGT / Diesel | 0.00067476 | 0.00067234 | 0.00078757 | 0.00075298 | 0.00072408 | 0.00068374 | 0.00066605 | 0.00066393 | 0.00066255 | 0.00066371 | 0.00066529 | 0.00083904 | 0.00079229 | 0.00074815 | 0.00075827 | 0.0021921 | 6822.539 | 6442.4353 | 6099.6964 | 5743.676 | 5423.679
SA1 | Hydro | 0 | 0 | 0 | 0 | 0 | 0 | 0 | 0 | 0 | 0 | 0 | 0 | 0 | 0 | 0 | 0 | 0 | 0 | 0 | 0 | 0
SA1 | Wind | 0.028015 | 0.029246 | 0.035865 | 10139.3681 | 9574.4743 | 88397.4763 | 83694.7232 | 112223.4393 | 130707.982 | 132560.8942 | 125508.6291 | 132782.0346 | 125384.3578 | 118398.8282 | 112099.9868 | 105557.1182 | 123843.2181 | 118618.8174 | 148821.7073 | 140135.4459 | 136111.4337
SA1 | Solar PV | 0.0041869 | 0.0043561 | 0.0058764 | 0.0078887 | 0.0076974 | 7275.8319 | 18391.7066 | 17318.2399 | 16353.3899 | 15442.2945 | 14620.7613 | 21847.574 | 27689.9468 | 26147.2586 | 24756.2191 | 23311.2753 | 22481.5146 | 21229.0034 | 20099.6161 | 18926.4638 | 17872.0176
SA1 | LS Battery | 0.0025419 | 0.00301 | 0.0034559 | 0.0032826 | 0.0032248 | 30807.9509 | 29168.9618 | 27466.4598 | 25936.2226 | 24491.2395 | 23188.2992 | 21834.8696 | 20618.3846 | 19469.6738 | 18433.8831 | 1.2166e-05 | 3.859e-06 | 1.0151e-05 | 0.0001244 | 0.00012973 | 14945.0657
SA1 | Pumped Hydro | 0 | 0 | 0.0043415 | 0.004115 | 0.0040129 | 0.004512 | 0.0048376 | 0.0049147 | 0.0052996 | 0.0058767 | 0.0064138 | 0.0083674 | 0.0079184 | 0.0074772 | 0.0078361 | 0.012332 | 0.013742 | 0.012976 | 0.012423 | 0.011718 | 0.018729
SA1 | VPP | 0 | 0 | 0 | 0 | 0 | 0 | 0 | 0 | 0 | 0 | 0 | 0 | 0 | 0 | 0 | 0 | 0 | 0 | 0 | 0 | 0
Total excluding storage |  | 0.033696 | 0.035049 | 0.043478 | 10139.3776 | 9574.4836 | 95673.3097 | 102086.4313 | 129541.6805 | 147061.3732 | 148003.1901 | 140129.3917 | 154629.6103 | 153074.3061 | 144546.0883 | 136856.2074 | 128868.3964 | 153147.2727 | 146290.257 | 175021.0208 | 164805.5866 | 159407.1313
Region | Technology | 2021-22 | 2022-23 | 2023-24 | 2024-25 | 2025-26 | 2026-27 | 2027-28 | 2028-29 | 2029-30 | 2030-31 | 2031-32 | 2032-33 | 2033-34 | 2034-35 | 2035-36 | 2036-37 | 2037-38 | 2038-39 | 2039-40 | 2040-41 | 2041-42
TAS1 | Black Coal | 0 | 0 | 0 | 0 | 0 | 0 | 0 | 0 | 0 | 0 | 0 | 0 | 0 | 0 | 0 | 0 | 0 | 0 | 0 | 0 | 0
TAS1 | Brown Coal | 0 | 0 | 0 | 0 | 0 | 0 | 0 | 0 | 0 | 0 | 0 | 0 | 0 | 0 | 0 | 0 | 0 | 0 | 0 | 0 | 0
TAS1 | CCGT | 0.00061508 | 0.00058081 | 0.00054991 | 0.00051781 | 0.00048896 | 0.00046172 | 0.00043716 | 0.00041164 | 0.00038871 | 0.00036705 | 0.00034753 | 0.00034332 | 0.00034056 | 0.00033749 | 0.00033491 | 0.00033096 | 0.00035458 | 0.00033483 | 0.00034975 | 0.00032933 | 0.00032191
TAS1 | Gas - Steam | 0 | 0 | 0 | 0 | 0 | 0 | 0 | 0 | 0 | 0 | 0 | 0 | 0 | 0 | 0 | 0 | 0 | 0 | 0 | 0 | 0
TAS1 | OCGT / Diesel | 0.00067128 | 0.00066478 | 0.00066962 | 0.00066648 | 0.00064667 | 0.0006441 | 0.00064543 | 0.00064276 | 0.00064254 | 0.00064214 | 0.00064341 | 0.00064268 | 0.00064309 | 0.00064361 | 0.00064598 | 0.00064544 | 0.00082731 | 0.00078121 | 0.00087302 | 0.00082206 | 0.00078207
TAS1 | Hydro | 0 | 0 | 0 | 0 | 0 | 0 | 0 | 0 | 0 | 0 | 0 | 0 | 0 | 0 | 0 | 0 | 0 | 0 | 0 | 0 | 0
TAS1 | Wind | 14970.7157 | 14136.6532 | 32579.0821 | 30677.5421 | 42536.566 | 52659.1432 | 61622.2682 | 68928.1191 | 75329.6144 | 80723.185 | 85462.5338 | 88884.4137 | 91811.3503 | 94088.9925 | 96050.8405 | 96974.7125 | 97710.3664 | 98016.6969 | 95489.1396 | 95164.1436 | 89862.2697
TAS1 | Solar PV | 0.00051018 | 0.00049975 | 0.00058854 | 0.00073098 | 0.00079538 | 0.0027198 | 0.0075447 | 0.0071043 | 0.0067085 | 0.0063399 | 0.0060026 | 0.0057823 | 0.0054601 | 0.0051559 | 0.0049019 | 0.0054993 | 0.0097671 | 0.023679 | 2552.8575 | 2403.8551 | 2269.9292
TAS1 | LS Battery | 0.0023839 | 0.002775 | 0.0027918 | 0.0027783 | 0.0029415 | 0.0076168 | 0.0072825 | 0.0068574 | 0.0064754 | 0.0061146 | 0.0044424 | 0.0038879 | 0.0035789 | 0.0032953 | 0.0029403 | 4.7362e-05 | 0.00074618 | 0.00071637 | 0.0018622 | 0.00177 | 0.0016806
TAS1 | Pumped Hydro | 0 | 0 | 0.0061229 | 0.0058943 | 0.0064581 | 0.0066566 | 0.0067408 | 0.0067468 | 0.0067684 | 0.0068521 | 0.0069002 | 0.0069934 | 0.006919 | 0.0069457 | 0.0070118 | 0.0070641 | 0.0085264 | 0.0080902 | 0.0090221 | 0.0085322 | 0.008123
TAS1 | VPP | 0 | 0 | 0 | 0 | 0 | 0 | 0 | 0 | 0 | 0 | 0 | 0 | 0 | 0 | 0 | 0 | 0 | 0 | 0 | 0 | 0
Total excluding storage |  | 14970.7175 | 14136.655 | 32579.0839 | 30677.5441 | 42536.5679 | 52659.147 | 61622.2768 | 68928.1273 | 75329.6221 | 80723.1923 | 85462.5408 | 88884.4205 | 91811.3568 | 94088.9986 | 96050.8464 | 96974.719 | 97710.3774 | 98016.7217 | 98041.9983 | 97567.9998 | 92132.2
Ernst & Young’s liability is limited by a scheme approved under Professional Standards Legislation

## BaseCase_REHAB Cost
Rehabilition cost by technology ($000s) - Base Case, Step Change Scenario
REHAB | Real June 2019 dollars discounted to 1 July 2019
Explicitly modelled generation
Region | Technology | 2021-22 | 2022-23 | 2023-24 | 2024-25 | 2025-26 | 2026-27 | 2027-28 | 2028-29 | 2029-30 | 2030-31 | 2031-32 | 2032-33 | 2033-34 | 2034-35 | 2035-36 | 2036-37 | 2037-38 | 2038-39 | 2039-40 | 2040-41 | 2041-42
NEM | Black Coal | 0 | 0 | 0 | 167613.7242 | 117523.5498 | 68108.4512 | 17727.1962 | 0 | 42401.7747 | 5944.8038 | 15150.2234 | 4175.8537 | 24189.5362 | 1705.9893 | 3168.5833 | 0.00023385 | 0 | 7397.1932 | 0 | 18489.0292 | 8555.4803
NEM | Brown Coal | 0 | 0 | 0 | 73114.5922 | 4698.2195 | 94711.1385 | 101480.717 | 31221.3454 | 0 | 0 | 1.3924e-05 | 0 | 0 | 0.03178 | 0.0027609 | 0.0013025 | 0.00022065 | 0.0021591 | 0 | 0 | 0
NEM | CCGT | 0 | 0 | 0 | 0 | 0 | 0 | 0 | 0 | 0 | 0 | 0 | 0 | 0 | 0 | 0 | 0 | 0 | 0 | 0 | 0 | 0
NEM | Gas - Steam | 0 | 0 | 0 | 0 | 0 | 0 | 0 | 0 | 0 | 0 | 0 | 0 | 0 | 0 | 0 | 0 | 0 | 0 | 0 | 0 | 0
NEM | OCGT / Diesel | 0 | 0 | 0 | 0 | 0 | 0 | 0 | 0 | 0 | 0 | 0 | 0 | 0 | 0 | 0 | 0 | 0 | 0 | 0 | 0 | 0
NEM | Hydro | 0 | 0 | 0 | 0 | 0 | 0 | 0 | 0 | 0 | 0 | 0 | 0 | 0 | 0 | 0 | 0 | 0 | 0 | 0 | 0 | 0
NEM | Wind | 0 | 0 | 0 | 0 | 0 | 0 | 0 | 0 | 0 | 0 | 0 | 0 | 0 | 0 | 0 | 0 | 0 | 0 | 0 | 0 | 0
NEM | Solar PV | 0 | 0 | 0 | 0 | 0 | 0 | 0 | 0 | 0 | 0 | 0 | 0 | 0 | 0 | 0 | 0 | 0 | 0 | 0 | 0 | 0
NEM | LS Battery | 0 | 0 | 0 | 0 | 0 | 0 | 0 | 0 | 0 | 0 | 0 | 0 | 0 | 0 | 0 | 0 | 0 | 0 | 0 | 0 | 0
NEM | Pumped Hydro | 0 | 0 | 0 | 0 | 0 | 0 | 0 | 0 | 0 | 0 | 0 | 0 | 0 | 0 | 0 | 0 | 0 | 0 | 0 | 0 | 0
NEM | VPP | 0 | 0 | 0 | 0 | 0 | 0 | 0 | 0 | 0 | 0 | 0 | 0 | 0 | 0 | 0 | 0 | 0 | 0 | 0 | 0 | 0
Total excluding storage |  | 0 | 0 | 0 | 240728.3163 | 122221.7692 | 162819.5897 | 119207.9132 | 31221.3454 | 42401.7747 | 5944.8038 | 15150.2234 | 4175.8537 | 24189.5362 | 1706.0211 | 3168.5861 | 0.0015364 | 0.00022065 | 7397.1953 | 0 | 18489.0292 | 8555.4803
Region | Technology | 2021-22 | 2022-23 | 2023-24 | 2024-25 | 2025-26 | 2026-27 | 2027-28 | 2028-29 | 2029-30 | 2030-31 | 2031-32 | 2032-33 | 2033-34 | 2034-35 | 2035-36 | 2036-37 | 2037-38 | 2038-39 | 2039-40 | 2040-41 | 2041-42
NSW1 | Black Coal | 0 | 0 | 0 | 18115.7389 | 102924.9927 | 22489.927 | 2.634e-05 | 0 | 0 | 3265.6563 | 2101.9807 | 753.5425 | 0 | 1705.9893 | 0 | 0 | 0 | 0 | 0 | 0 | 2.5413e-06
NSW1 | Brown Coal | 0 | 0 | 0 | 0 | 0 | 0 | 0 | 0 | 0 | 0 | 0 | 0 | 0 | 0 | 0 | 0 | 0 | 0 | 0 | 0 | 0
NSW1 | CCGT | 0 | 0 | 0 | 0 | 0 | 0 | 0 | 0 | 0 | 0 | 0 | 0 | 0 | 0 | 0 | 0 | 0 | 0 | 0 | 0 | 0
NSW1 | Gas - Steam | 0 | 0 | 0 | 0 | 0 | 0 | 0 | 0 | 0 | 0 | 0 | 0 | 0 | 0 | 0 | 0 | 0 | 0 | 0 | 0 | 0
NSW1 | OCGT / Diesel | 0 | 0 | 0 | 0 | 0 | 0 | 0 | 0 | 0 | 0 | 0 | 0 | 0 | 0 | 0 | 0 | 0 | 0 | 0 | 0 | 0
NSW1 | Hydro | 0 | 0 | 0 | 0 | 0 | 0 | 0 | 0 | 0 | 0 | 0 | 0 | 0 | 0 | 0 | 0 | 0 | 0 | 0 | 0 | 0
NSW1 | Wind | 0 | 0 | 0 | 0 | 0 | 0 | 0 | 0 | 0 | 0 | 0 | 0 | 0 | 0 | 0 | 0 | 0 | 0 | 0 | 0 | 0
NSW1 | Solar PV | 0 | 0 | 0 | 0 | 0 | 0 | 0 | 0 | 0 | 0 | 0 | 0 | 0 | 0 | 0 | 0 | 0 | 0 | 0 | 0 | 0
NSW1 | LS Battery | 0 | 0 | 0 | 0 | 0 | 0 | 0 | 0 | 0 | 0 | 0 | 0 | 0 | 0 | 0 | 0 | 0 | 0 | 0 | 0 | 0
NSW1 | Pumped Hydro | 0 | 0 | 0 | 0 | 0 | 0 | 0 | 0 | 0 | 0 | 0 | 0 | 0 | 0 | 0 | 0 | 0 | 0 | 0 | 0 | 0
NSW1 | VPP | 0 | 0 | 0 | 0 | 0 | 0 | 0 | 0 | 0 | 0 | 0 | 0 | 0 | 0 | 0 | 0 | 0 | 0 | 0 | 0 | 0
Total excluding storage |  | 0 | 0 | 0 | 18115.7389 | 102924.9927 | 22489.927 | 2.634e-05 | 0 | 0 | 3265.6563 | 2101.9807 | 753.5425 | 0 | 1705.9893 | 0 | 0 | 0 | 0 | 0 | 0 | 2.5413e-06
Region | Technology | 2021-22 | 2022-23 | 2023-24 | 2024-25 | 2025-26 | 2026-27 | 2027-28 | 2028-29 | 2029-30 | 2030-31 | 2031-32 | 2032-33 | 2033-34 | 2034-35 | 2035-36 | 2036-37 | 2037-38 | 2038-39 | 2039-40 | 2040-41 | 2041-42
QLD1 | Black Coal | 0 | 0 | 0 | 149497.9853 | 14598.5571 | 45618.5243 | 17727.1962 | 0 | 42401.7747 | 2679.1476 | 13048.2426 | 3422.3112 | 24189.5362 | 3.092e-06 | 3168.5833 | 0.00023385 | 0 | 7397.1932 | 0 | 18489.0292 | 8555.4803
QLD1 | Brown Coal | 0 | 0 | 0 | 0 | 0 | 0 | 0 | 0 | 0 | 0 | 0 | 0 | 0 | 0 | 0 | 0 | 0 | 0 | 0 | 0 | 0
QLD1 | CCGT | 0 | 0 | 0 | 0 | 0 | 0 | 0 | 0 | 0 | 0 | 0 | 0 | 0 | 0 | 0 | 0 | 0 | 0 | 0 | 0 | 0
QLD1 | Gas - Steam | 0 | 0 | 0 | 0 | 0 | 0 | 0 | 0 | 0 | 0 | 0 | 0 | 0 | 0 | 0 | 0 | 0 | 0 | 0 | 0 | 0
QLD1 | OCGT / Diesel | 0 | 0 | 0 | 0 | 0 | 0 | 0 | 0 | 0 | 0 | 0 | 0 | 0 | 0 | 0 | 0 | 0 | 0 | 0 | 0 | 0
QLD1 | Hydro | 0 | 0 | 0 | 0 | 0 | 0 | 0 | 0 | 0 | 0 | 0 | 0 | 0 | 0 | 0 | 0 | 0 | 0 | 0 | 0 | 0
QLD1 | Wind | 0 | 0 | 0 | 0 | 0 | 0 | 0 | 0 | 0 | 0 | 0 | 0 | 0 | 0 | 0 | 0 | 0 | 0 | 0 | 0 | 0
QLD1 | Solar PV | 0 | 0 | 0 | 0 | 0 | 0 | 0 | 0 | 0 | 0 | 0 | 0 | 0 | 0 | 0 | 0 | 0 | 0 | 0 | 0 | 0
QLD1 | LS Battery | 0 | 0 | 0 | 0 | 0 | 0 | 0 | 0 | 0 | 0 | 0 | 0 | 0 | 0 | 0 | 0 | 0 | 0 | 0 | 0 | 0
QLD1 | Pumped Hydro | 0 | 0 | 0 | 0 | 0 | 0 | 0 | 0 | 0 | 0 | 0 | 0 | 0 | 0 | 0 | 0 | 0 | 0 | 0 | 0 | 0
QLD1 | VPP | 0 | 0 | 0 | 0 | 0 | 0 | 0 | 0 | 0 | 0 | 0 | 0 | 0 | 0 | 0 | 0 | 0 | 0 | 0 | 0 | 0
Total excluding storage |  | 0 | 0 | 0 | 149497.9853 | 14598.5571 | 45618.5243 | 17727.1962 | 0 | 42401.7747 | 2679.1476 | 13048.2426 | 3422.3112 | 24189.5362 | 3.092e-06 | 3168.5833 | 0.00023385 | 0 | 7397.1932 | 0 | 18489.0292 | 8555.4803
Region | Technology | 2021-22 | 2022-23 | 2023-24 | 2024-25 | 2025-26 | 2026-27 | 2027-28 | 2028-29 | 2029-30 | 2030-31 | 2031-32 | 2032-33 | 2033-34 | 2034-35 | 2035-36 | 2036-37 | 2037-38 | 2038-39 | 2039-40 | 2040-41 | 2041-42
VIC1 | Black Coal | 0 | 0 | 0 | 0 | 0 | 0 | 0 | 0 | 0 | 0 | 0 | 0 | 0 | 0 | 0 | 0 | 0 | 0 | 0 | 0 | 0
VIC1 | Brown Coal | 0 | 0 | 0 | 73114.5922 | 4698.2195 | 94711.1385 | 101480.717 | 31221.3454 | 0 | 0 | 1.3924e-05 | 0 | 0 | 0.03178 | 0.0027609 | 0.0013025 | 0.00022065 | 0.0021591 | 0 | 0 | 0
VIC1 | CCGT | 0 | 0 | 0 | 0 | 0 | 0 | 0 | 0 | 0 | 0 | 0 | 0 | 0 | 0 | 0 | 0 | 0 | 0 | 0 | 0 | 0
VIC1 | Gas - Steam | 0 | 0 | 0 | 0 | 0 | 0 | 0 | 0 | 0 | 0 | 0 | 0 | 0 | 0 | 0 | 0 | 0 | 0 | 0 | 0 | 0
VIC1 | OCGT / Diesel | 0 | 0 | 0 | 0 | 0 | 0 | 0 | 0 | 0 | 0 | 0 | 0 | 0 | 0 | 0 | 0 | 0 | 0 | 0 | 0 | 0
VIC1 | Hydro | 0 | 0 | 0 | 0 | 0 | 0 | 0 | 0 | 0 | 0 | 0 | 0 | 0 | 0 | 0 | 0 | 0 | 0 | 0 | 0 | 0
VIC1 | Wind | 0 | 0 | 0 | 0 | 0 | 0 | 0 | 0 | 0 | 0 | 0 | 0 | 0 | 0 | 0 | 0 | 0 | 0 | 0 | 0 | 0
VIC1 | Solar PV | 0 | 0 | 0 | 0 | 0 | 0 | 0 | 0 | 0 | 0 | 0 | 0 | 0 | 0 | 0 | 0 | 0 | 0 | 0 | 0 | 0
VIC1 | LS Battery | 0 | 0 | 0 | 0 | 0 | 0 | 0 | 0 | 0 | 0 | 0 | 0 | 0 | 0 | 0 | 0 | 0 | 0 | 0 | 0 | 0
VIC1 | Pumped Hydro | 0 | 0 | 0 | 0 | 0 | 0 | 0 | 0 | 0 | 0 | 0 | 0 | 0 | 0 | 0 | 0 | 0 | 0 | 0 | 0 | 0
VIC1 | VPP | 0 | 0 | 0 | 0 | 0 | 0 | 0 | 0 | 0 | 0 | 0 | 0 | 0 | 0 | 0 | 0 | 0 | 0 | 0 | 0 | 0
Total excluding storage |  | 0 | 0 | 0 | 73114.5922 | 4698.2195 | 94711.1385 | 101480.717 | 31221.3454 | 0 | 0 | 1.3924e-05 | 0 | 0 | 0.03178 | 0.0027609 | 0.0013025 | 0.00022065 | 0.0021591 | 0 | 0 | 0
Region | Technology | 2021-22 | 2022-23 | 2023-24 | 2024-25 | 2025-26 | 2026-27 | 2027-28 | 2028-29 | 2029-30 | 2030-31 | 2031-32 | 2032-33 | 2033-34 | 2034-35 | 2035-36 | 2036-37 | 2037-38 | 2038-39 | 2039-40 | 2040-41 | 2041-42
SA1 | Black Coal | 0 | 0 | 0 | 0 | 0 | 0 | 0 | 0 | 0 | 0 | 0 | 0 | 0 | 0 | 0 | 0 | 0 | 0 | 0 | 0 | 0
SA1 | Brown Coal | 0 | 0 | 0 | 0 | 0 | 0 | 0 | 0 | 0 | 0 | 0 | 0 | 0 | 0 | 0 | 0 | 0 | 0 | 0 | 0 | 0
SA1 | CCGT | 0 | 0 | 0 | 0 | 0 | 0 | 0 | 0 | 0 | 0 | 0 | 0 | 0 | 0 | 0 | 0 | 0 | 0 | 0 | 0 | 0
SA1 | Gas - Steam | 0 | 0 | 0 | 0 | 0 | 0 | 0 | 0 | 0 | 0 | 0 | 0 | 0 | 0 | 0 | 0 | 0 | 0 | 0 | 0 | 0
SA1 | OCGT / Diesel | 0 | 0 | 0 | 0 | 0 | 0 | 0 | 0 | 0 | 0 | 0 | 0 | 0 | 0 | 0 | 0 | 0 | 0 | 0 | 0 | 0
SA1 | Hydro | 0 | 0 | 0 | 0 | 0 | 0 | 0 | 0 | 0 | 0 | 0 | 0 | 0 | 0 | 0 | 0 | 0 | 0 | 0 | 0 | 0
SA1 | Wind | 0 | 0 | 0 | 0 | 0 | 0 | 0 | 0 | 0 | 0 | 0 | 0 | 0 | 0 | 0 | 0 | 0 | 0 | 0 | 0 | 0
SA1 | Solar PV | 0 | 0 | 0 | 0 | 0 | 0 | 0 | 0 | 0 | 0 | 0 | 0 | 0 | 0 | 0 | 0 | 0 | 0 | 0 | 0 | 0
SA1 | LS Battery | 0 | 0 | 0 | 0 | 0 | 0 | 0 | 0 | 0 | 0 | 0 | 0 | 0 | 0 | 0 | 0 | 0 | 0 | 0 | 0 | 0
SA1 | Pumped Hydro | 0 | 0 | 0 | 0 | 0 | 0 | 0 | 0 | 0 | 0 | 0 | 0 | 0 | 0 | 0 | 0 | 0 | 0 | 0 | 0 | 0
SA1 | VPP | 0 | 0 | 0 | 0 | 0 | 0 | 0 | 0 | 0 | 0 | 0 | 0 | 0 | 0 | 0 | 0 | 0 | 0 | 0 | 0 | 0
Total excluding storage |  | 0 | 0 | 0 | 0 | 0 | 0 | 0 | 0 | 0 | 0 | 0 | 0 | 0 | 0 | 0 | 0 | 0 | 0 | 0 | 0 | 0
Region | Technology | 2021-22 | 2022-23 | 2023-24 | 2024-25 | 2025-26 | 2026-27 | 2027-28 | 2028-29 | 2029-30 | 2030-31 | 2031-32 | 2032-33 | 2033-34 | 2034-35 | 2035-36 | 2036-37 | 2037-38 | 2038-39 | 2039-40 | 2040-41 | 2041-42
TAS1 | Black Coal | 0 | 0 | 0 | 0 | 0 | 0 | 0 | 0 | 0 | 0 | 0 | 0 | 0 | 0 | 0 | 0 | 0 | 0 | 0 | 0 | 0
TAS1 | Brown Coal | 0 | 0 | 0 | 0 | 0 | 0 | 0 | 0 | 0 | 0 | 0 | 0 | 0 | 0 | 0 | 0 | 0 | 0 | 0 | 0 | 0
TAS1 | CCGT | 0 | 0 | 0 | 0 | 0 | 0 | 0 | 0 | 0 | 0 | 0 | 0 | 0 | 0 | 0 | 0 | 0 | 0 | 0 | 0 | 0
TAS1 | Gas - Steam | 0 | 0 | 0 | 0 | 0 | 0 | 0 | 0 | 0 | 0 | 0 | 0 | 0 | 0 | 0 | 0 | 0 | 0 | 0 | 0 | 0
TAS1 | OCGT / Diesel | 0 | 0 | 0 | 0 | 0 | 0 | 0 | 0 | 0 | 0 | 0 | 0 | 0 | 0 | 0 | 0 | 0 | 0 | 0 | 0 | 0
TAS1 | Hydro | 0 | 0 | 0 | 0 | 0 | 0 | 0 | 0 | 0 | 0 | 0 | 0 | 0 | 0 | 0 | 0 | 0 | 0 | 0 | 0 | 0
TAS1 | Wind | 0 | 0 | 0 | 0 | 0 | 0 | 0 | 0 | 0 | 0 | 0 | 0 | 0 | 0 | 0 | 0 | 0 | 0 | 0 | 0 | 0
TAS1 | Solar PV | 0 | 0 | 0 | 0 | 0 | 0 | 0 | 0 | 0 | 0 | 0 | 0 | 0 | 0 | 0 | 0 | 0 | 0 | 0 | 0 | 0
TAS1 | LS Battery | 0 | 0 | 0 | 0 | 0 | 0 | 0 | 0 | 0 | 0 | 0 | 0 | 0 | 0 | 0 | 0 | 0 | 0 | 0 | 0 | 0
TAS1 | Pumped Hydro | 0 | 0 | 0 | 0 | 0 | 0 | 0 | 0 | 0 | 0 | 0 | 0 | 0 | 0 | 0 | 0 | 0 | 0 | 0 | 0 | 0
TAS1 | VPP | 0 | 0 | 0 | 0 | 0 | 0 | 0 | 0 | 0 | 0 | 0 | 0 | 0 | 0 | 0 | 0 | 0 | 0 | 0 | 0 | 0
Total excluding storage |  | 0 | 0 | 0 | 0 | 0 | 0 | 0 | 0 | 0 | 0 | 0 | 0 | 0 | 0 | 0 | 0 | 0 | 0 | 0 | 0 | 0
Ernst & Young’s liability is limited by a scheme approved under Professional Standards Legislation

## BaseCase_REZ Tx Cost
REZ transmission expansion cost by region ($000s) - Base Case, Step Change Scenario
REZ Expansion | Real June 2019 dollars discounted to 1 July 2019. As with the total capital costs, the REZ transmission expansion costs are annualised for modelling purposes.
Region | Aggregation | 2021-22 | 2022-23 | 2023-24 | 2024-25 | 2025-26 | 2026-27 | 2027-28 | 2028-29 | 2029-30 | 2030-31 | 2031-32 | 2032-33 | 2033-34 | 2034-35 | 2035-36 | 2036-37 | 2037-38 | 2038-39 | 2039-40 | 2040-41 | 2041-42
NSW1 | Transmission | 0.0016785 | 0.001725 | 0.0017939 | 0.0020822 | 20436.2829 | 38052.3179 | 36027.9269 | 41305.9794 | 39004.7027 | 63902.3122 | 61529.3137 | 71334.0654 | 74714.7914 | 70552.2109 | 66798.8191 | 62899.9789 | 72853.4263 | 72761.9108 | 71923.8516 | 80698.4882 | 99899.5837
QLD1 | Transmission | 0.0018399 | 0.0019042 | 0.002119 | 0.0026725 | 13362.539 | 18922.4827 | 19313.5925 | 65889.4665 | 67041.7804 | 64594.0914 | 88760.5209 | 93068.4721 | 92237.6866 | 107753.4268 | 154624.356 | 178752.7304 | 223618.34 | 211159.9056 | 199926.1564 | 198775.3386 | 192591.0745
VIC1 | Transmission | 0.00047364 | 0.0004502 | 0.00042771 | 0.00040586 | 0.00038424 | 0.00037203 | 1487.9639 | 1401.1161 | 6706.5122 | 6650.4993 | 10248.2292 | 10594.0476 | 13252.4185 | 12514.0873 | 11848.3354 | 11156.7847 | 20004.4695 | 19090.0923 | 18074.4956 | 17019.5436 | 25756.1356
SA1 | Transmission | 0.0020919 | 0.0020734 | 0.0023917 | 0.0031075 | 0.0030109 | 296.7821 | 280.9947 | 5721.0853 | 9144.6135 | 10029.9378 | 9496.3431 | 11205.8082 | 10581.4998 | 9991.9736 | 9460.3987 | 8908.2343 | 21373.4715 | 20456.7496 | 25373.8104 | 23892.82 | 24640.2472
TAS1 | Transmission | 5.1087e-06 | 4.824e-06 | 5.972e-06 | 5.6235e-06 | 5.3102e-06 | 7.4213e-06 | 7.0265e-06 | 1.0005e-05 | 3.6123e-05 | 554.722 | 1343.3079 | 2540.0869 | 3602.7126 | 4539.0482 | 5374.1318 | 6074.1884 | 6693.0271 | 7224.0594 | 8237.6102 | 8590.7461 | 8112.1304
NEM | Total | 0.0060891 | 0.0061576 | 0.0067382 | 0.0082738 | 33798.8253 | 57271.5831 | 57110.478 | 114317.6472 | 121897.6089 | 145731.5626 | 171377.7148 | 188742.4803 | 194389.1089 | 205350.7469 | 248106.041 | 267791.9167 | 344542.7344 | 330692.7177 | 323535.9242 | 328976.9365 | 350999.1714
Ernst & Young’s liability is limited by a scheme approved under Professional Standards Legislation

## BaseCase_USE+DSP Cost
USE and USE / DSP cost by region ($000s) - Base Case, Step Change Scenario
USE / DSP | Real June 2019 dollars discounted to 1 July 2019
Region | Aggregation | 2021-22 | 2022-23 | 2023-24 | 2024-25 | 2025-26 | 2026-27 | 2027-28 | 2028-29 | 2029-30 | 2030-31 | 2031-32 | 2032-33 | 2033-34 | 2034-35 | 2035-36 | 2036-37 | 2037-38 | 2038-39 | 2039-40 | 2040-41 | 2041-42
NSW1 | USE / DSP | 0.0033828 | 0.0033887 | 0.0034261 | 131.7452 | 0.003495 | 0.0034677 | 0.0034801 | 0.003502 | 1131.8937 | 0.0035398 | 0.0035744 | 4862.8386 | 427.0259 | 222.3284 | 956.5908 | 1674.1103 | 9096.5531 | 0.0036188 | 2087.6682 | 452.6781 | 3894.028
QLD1 | USE / DSP | 0.0039577 | 0.003956 | 0.0039825 | 0.004046 | 480.3194 | 160.4143 | 0.0040458 | 16854.3554 | 0.0040717 | 0.92003 | 77.2989 | 12353.7105 | 15870.0413 | 7993.2841 | 33.0409 | 10757.5666 | 4492.2973 | 0.0041073 | 12401.3358 | 55.4566 | 163.5889
VIC1 | USE / DSP | 19443.4905 | 0.0035423 | 633.9564 | 0.0036907 | 0.0036742 | 0.0036637 | 0.0036819 | 0.0037078 | 0.0037094 | 0.0037426 | 0.0037402 | 916.2298 | 0.0037905 | 0.0038154 | 881.3265 | 1379.1672 | 6313.4329 | 0.003811 | 1544.5342 | 387.3257 | 3605.276
SA1 | USE / DSP | 0.0033734 | 0.003361 | 669.0967 | 0.0034785 | 0.0034657 | 0.0033911 | 0.0033714 | 0.0033863 | 0.0033738 | 0.003393 | 0.0034056 | 953.7958 | 0.0034552 | 0.0034875 | 127.4454 | 1227.6587 | 5784.8983 | 10.7076 | 1461.8521 | 108.8143 | 1509.6944
TAS1 | USE / DSP | 0.0019588 | 0.0019407 | 0.001964 | 0.0019518 | 0.0018536 | 0.0018524 | 0.0018552 | 0.0018485 | 0.0018482 | 0.001848 | 0.0018507 | 0.0018465 | 0.001845 | 0.0018434 | 0.0018474 | 0.0018421 | 97.0644 | 0.001841 | 51.9608 | 0.0018394 | 145.2671
NEM | Total | 19443.5032 | 0.016189 | 1303.0625 | 131.7584 | 480.3318 | 160.4267 | 0.016434 | 16854.3679 | 1131.9067 | 0.93255 | 77.3115 | 19086.5766 | 16297.0763 | 8215.6216 | 1998.4054 | 15038.5046 | 25784.246 | 10.721 | 17547.3511 | 1004.2766 | 9317.8542
Ernst & Young’s liability is limited by a scheme approved under Professional Standards Legislation

## BaseCase_SyncCon Cost
Synchronous Condenser cost by region ($000s) - Base Case, Step Change Scenario
SyncCon | Real June 2019 dollars discounted to 1 July 2019
Region | Aggregation | 2021-22 | 2022-23 | 2023-24 | 2024-25 | 2025-26 | 2026-27 | 2027-28 | 2028-29 | 2029-30 | 2030-31 | 2031-32 | 2032-33 | 2033-34 | 2034-35 | 2035-36 | 2036-37 | 2037-38 | 2038-39 | 2039-40 | 2040-41 | 2041-42
TAS1 | SyncCon | 1298.2113 | 1127.9267 | 1368.2153 | 792.657 | 399.0694 | 737.1399 | 837.7592 | 899.911 | 975.328 | 1226.7634 | 1537.3562 | 1449.5914 | 1487.5047 | 1609.7724 | 1724.7359 | 1698.8611 | 1619.056 | 1539.3365 | 1554.2857 | 1575.0573 | 1385.9065
NEM | Total | 1298.2113 | 1127.9267 | 1368.2153 | 792.657 | 399.0694 | 737.1399 | 837.7592 | 899.911 | 975.328 | 1226.7634 | 1537.3562 | 1449.5914 | 1487.5047 | 1609.7724 | 1724.7359 | 1698.8611 | 1619.056 | 1539.3365 | 1554.2857 | 1575.0573 | 1385.9065
Ernst & Young’s liability is limited by a scheme approved under Professional Standards Legislation

## M27_30_Generation
Annual sent-out generation by technology (GWh) - Marinus 1500MW M27_30, Step Change Scenario
Explicitly modelled generation
Region | Technology | 2021-22 | 2022-23 | 2023-24 | 2024-25 | 2025-26 | 2026-27 | 2027-28 | 2028-29 | 2029-30 | 2030-31 | 2031-32 | 2032-33 | 2033-34 | 2034-35 | 2035-36 | 2036-37 | 2037-38 | 2038-39 | 2039-40 | 2040-41 | 2041-42
NEM | Black Coal | 91329.8669 | 88397.9092 | 88718.9645 | 80836.6478 | 65888.7267 | 46626.08 | 45734.1918 | 44638.4616 | 42268.4308 | 37397.7234 | 32228.216 | 30502.1456 | 28534.1809 | 23121.0853 | 15575.4955 | 14167.8602 | 15474.6235 | 15745.3595 | 14501.6931 | 11616.0854 | 9131.7644
NEM | Brown Coal | 27388.8903 | 24875.8242 | 26127.1738 | 19180.0424 | 18660.4115 | 11955.6296 | 2387.0255 | 0.000296 | 0.0002746 | 0.0002636 | 0.0002344 | 0.0002222 | 0.0002191 | 0.0002029 | 0.0001422 | 0.0001328 | 0.0001394 | 0.0001138 | 0.0001093 | 0.0001087 | 0.0001128
NEM | CCGT | 2252.5547 | 2253.1015 | 2120.4889 | 3975.8012 | 3136.6728 | 3345.3083 | 2537.0052 | 3033.94 | 3849.6316 | 4343.3882 | 5093.623 | 3748.713 | 5156.5097 | 5512.7878 | 4530.212 | 3277.5573 | 3493.6314 | 3933.515 | 4139.013 | 5055.1945 | 5273.4541
NEM | Gas - Steam | 993.6257 | 793.8008 | 805.06 | 176.7608 | 173.3054 | 184.5846 | 163.664 | 161.9338 | 154.6332 | 171.8682 | 173.8491 | 207.9483 | 158.3434 | 223.8992 | 202.5039 | 193.4078 | 288.8794 | 202.9224 | 75.7879 | 155.6396 | 146.9117
NEM | OCGT / Diesel | 55.6768 | 57.5124 | 124.6079 | 633.4924 | 215.8869 | 245.7063 | 85.7507 | 199.0217 | 95.7428 | 343.6427 | 467.6778 | 404.52 | 291.7278 | 494.7436 | 779.0636 | 569.4248 | 909.7285 | 638.6496 | 1790.1736 | 3468.7477 | 2707.7673
NEM | Hydro | 13421.1936 | 14092.8771 | 13061.5127 | 15774.8711 | 16271.4782 | 15183.4857 | 16623.116 | 18534.7168 | 16383.679 | 15583.3671 | 15670.5168 | 14338.1522 | 15775.2289 | 17083.7264 | 16632.2155 | 15658.1582 | 17812.177 | 16018.998 | 14728.5938 | 14844.264 | 14443.5157
NEM | Wind | 31486.8813 | 34208.291 | 31579.0895 | 42055.434 | 58115.8886 | 70509.3152 | 74961.0318 | 77754.2679 | 81587.7025 | 88470.8542 | 93892.3258 | 94805.2315 | 95711.5869 | 104093.399 | 109241.7082 | 117180.1222 | 117848.1287 | 118614.8096 | 121648.1735 | 116262.0139 | 117448.0697
NEM | Solar PV | 15292.9882 | 15986.3349 | 16249.8449 | 15574.2947 | 14991.2287 | 31064.0742 | 37889.3912 | 37444.7851 | 39231.9214 | 41212.4927 | 44181.7663 | 51237.3612 | 52914.1955 | 51268.9963 | 59922.0135 | 60097.526 | 59644.5589 | 64285.6784 | 67291.2322 | 77442.7004 | 83947.1958
NEM | LS Battery | 114.6615 | 121.3894 | 132.9158 | 164.8211 | 156.5861 | 1306.6917 | 1312.3372 | 2950.7383 | 3292.1335 | 3252.3344 | 3293.3465 | 3396.7448 | 3265.8092 | 3071.0573 | 3267.8069 | 3323.1629 | 3292.4173 | 3424.7752 | 3476.5526 | 3542.597 | 3959.2903
NEM | Pumped Hydro | 39.7848 | 86.1457 | 69.4193 | 2517.9061 | 4492.5641 | 9462.3995 | 13100.9134 | 13529.9081 | 13496.5368 | 14586.0475 | 15655.3655 | 18859.0201 | 18411.7894 | 18773.2607 | 20410.9788 | 20694.0979 | 22613.9696 | 22369.4525 | 25036.0949 | 25616.9552 | 28588.0241
NEM | VPP | 37.1409 | 94.4542 | 250.051 | 650.333 | 948.8117 | 1188.1232 | 1534.2771 | 1896.5561 | 2361.3176 | 2733.4668 | 3054.158 | 3560.4123 | 3959.0343 | 4249.656 | 4951.9775 | 5092.231 | 5101.4154 | 5386.6698 | 5496.3702 | 5636.4268 | 5811.4259
Total excluding storage |  | 182221.6775 | 180665.651 | 178786.7423 | 178207.3443 | 177453.5988 | 179114.1839 | 180381.1762 | 181767.1271 | 183571.7416 | 187523.3368 | 191707.975 | 195244.072 | 198541.7734 | 201798.6377 | 206883.2123 | 211144.0566 | 215471.7275 | 219439.9327 | 224174.6671 | 228844.6456 | 233098.6788
Region | Technology | 2021-22 | 2022-23 | 2023-24 | 2024-25 | 2025-26 | 2026-27 | 2027-28 | 2028-29 | 2029-30 | 2030-31 | 2031-32 | 2032-33 | 2033-34 | 2034-35 | 2035-36 | 2036-37 | 2037-38 | 2038-39 | 2039-40 | 2040-41 | 2041-42
NSW1 | Black Coal | 49061.7855 | 45779.7332 | 45202.6586 | 46307.4586 | 33700.5496 | 23219.6587 | 23699.5695 | 23205.9238 | 23488.6026 | 19382.2611 | 15768.324 | 13629.6203 | 14468.5184 | 10873.3678 | 5801.7076 | 5041.2321 | 5812.7078 | 5971.5175 | 5471.0937 | 5748.8268 | 5621.1485
NSW1 | Brown Coal | 0 | 0 | 0 | 0 | 0 | 0 | 0 | 0 | 0 | 0 | 0 | 0 | 0 | 0 | 0 | 0 | 0 | 0 | 0 | 0 | 0
NSW1 | CCGT | 33.7515 | 34.2983 | 104.1708 | 522.9615 | 374.8975 | 379.4529 | 203.3793 | 288.5534 | 443.6868 | 511.9866 | 696.5937 | 362.2371 | 713.3888 | 814.2797 | 592.7534 | 381.1538 | 649.1524 | 881.7554 | 1009.9354 | 1279.7857 | 1243.1417
NSW1 | Gas - Steam | 0 | 0 | 0 | 0 | 0 | 0 | 0 | 0 | 0 | 0 | 0 | 0 | 0 | 0 | 0 | 0 | 0 | 0 | 0 | 0 | 0
NSW1 | OCGT / Diesel | 0.074517 | 0.80705 | 13.0726 | 36.5903 | 9.8843 | 38.6384 | 24.6021 | 40.2209 | 33.8819 | 141.4379 | 151.6368 | 202.1295 | 119.6957 | 303.464 | 327.9142 | 273.0812 | 400.658 | 341.2873 | 843.5531 | 1231.5259 | 953.6626
NSW1 | Hydro | 2065.9705 | 2012.9934 | 1822.0415 | 2493.0579 | 2522.1371 | 2891.7764 | 2859.4511 | 3789.5165 | 3047.506 | 2855.7261 | 2962.2484 | 2686.7168 | 3147.6725 | 3480.0557 | 3557.8913 | 3340.0424 | 4300.9946 | 3617.9525 | 3401.5676 | 3359.6781 | 3007.5337
NSW1 | Wind | 6057.7228 | 7063.7979 | 6711.14 | 7875.9395 | 18287.1383 | 19968.6739 | 19544.9126 | 18992.8231 | 17753.2537 | 22995.0762 | 24589.7127 | 26789.6808 | 25998.6093 | 27995.8075 | 28480.1436 | 28787.7577 | 25146.2407 | 22538.2548 | 24619.9859 | 24042.8758 | 30094.0051
NSW1 | Solar PV | 5680.3348 | 6065.0354 | 6102.2597 | 5873.7174 | 5592.1664 | 16409.8503 | 17324.6574 | 17412.9108 | 17894.4288 | 18772.1208 | 18959.1932 | 22457.4552 | 23952.0852 | 23045.9335 | 27582.0155 | 27718.601 | 30580.0234 | 33014.1438 | 34952.4042 | 37913.6561 | 38496.2855
NSW1 | LS Battery | 3.968e-06 | 4.6634e-06 | 5.0241e-06 | 5.6056e-06 | 5.8817e-06 | 0.00016206 | 0.00034356 | 309.3412 | 559.7418 | 564.3041 | 553.5641 | 570.9878 | 560.2009 | 522.0719 | 561.4211 | 560.3466 | 549.8936 | 561.7787 | 567.0476 | 554.6252 | 547.6774
NSW1 | Pumped Hydro | 12.0668 | 23.6964 | 23.263 | 1209.2213 | 3252.8077 | 4957.011 | 3941.6711 | 4385.6397 | 4449.8912 | 4845.8458 | 5124.4771 | 6889.3319 | 6554.1062 | 6964.2215 | 7811.3344 | 8356.4722 | 9968.628 | 9568.6179 | 10292.2937 | 10236.6294 | 11544.9284
NSW1 | VPP | 7.478 | 21.8983 | 69.0154 | 212.9085 | 297.7174 | 391.0316 | 489.9184 | 614.2187 | 769.3465 | 898.1047 | 1016.0857 | 1192.8111 | 1357.8476 | 1467.3195 | 1680.2245 | 1738.3575 | 1784.566 | 1872.5721 | 1953.8562 | 2019.2466 | 2073.4143
Total excluding storage |  | 62899.6396 | 60956.6652 | 59955.3431 | 63109.7253 | 60486.7733 | 62908.0507 | 63656.572 | 63729.9485 | 62661.3597 | 64658.6087 | 63127.7088 | 66127.8397 | 68399.9699 | 66512.9081 | 66342.4256 | 65541.8682 | 66889.7769 | 66364.9113 | 70298.5399 | 73576.3484 | 79415.7771
Region | Technology | 2021-22 | 2022-23 | 2023-24 | 2024-25 | 2025-26 | 2026-27 | 2027-28 | 2028-29 | 2029-30 | 2030-31 | 2031-32 | 2032-33 | 2033-34 | 2034-35 | 2035-36 | 2036-37 | 2037-38 | 2038-39 | 2039-40 | 2040-41 | 2041-42
QLD1 | Black Coal | 42268.0814 | 42618.176 | 43516.3059 | 34529.1892 | 32188.1771 | 23406.4213 | 22034.6223 | 21432.5378 | 18779.8282 | 18015.4624 | 16459.892 | 16872.5253 | 14065.6625 | 12247.7176 | 9773.7879 | 9126.6281 | 9661.9157 | 9773.842 | 9030.5994 | 5867.2586 | 3510.6159
QLD1 | Brown Coal | 0 | 0 | 0 | 0 | 0 | 0 | 0 | 0 | 0 | 0 | 0 | 0 | 0 | 0 | 0 | 0 | 0 | 0 | 0 | 0 | 0
QLD1 | CCGT | 1113.0547 | 1113.0547 | 1240.8356 | 2317.8418 | 1650.5963 | 2260.2701 | 1876.665 | 1730.3725 | 2039.7971 | 2359.7496 | 2774.3269 | 1877.7722 | 2880.0018 | 2727.0071 | 2472.4071 | 1607.4881 | 1925.0069 | 2089.3184 | 2013.2797 | 2620.8967 | 2636.4501
QLD1 | Gas - Steam | 37.1158 | 37.1158 | 73.7192 | 72.804 | 72.804 | 72.804 | 73.0035 | 72.804 | 72.804 | 72.804 | 73.0035 | 72.804 | 72.804 | 72.804 | 73.0035 | 72.804 | 72.804 | 72.804 | 75.7879 | 155.6396 | 146.9117
QLD1 | OCGT / Diesel | 5.0973e-06 | 4.9834e-06 | 5.263e-06 | 18.518 | 13.4689 | 48.4958 | 32.5229 | 44.5916 | 30.5326 | 113.8978 | 230.6601 | 51.9455 | 86.6672 | 17.7711 | 127.0143 | 96.1253 | 135.5721 | 53.4983 | 290.7264 | 674.9607 | 530.196
QLD1 | Hydro | 695.1332 | 693.6168 | 694.4097 | 692.2155 | 690.032 | 690.8959 | 692.3535 | 687.9802 | 685.476 | 685.2496 | 687.1698 | 683.6956 | 682.8861 | 670.064 | 670.6279 | 658.2688 | 225.5668 | 235.8549 | 213.0745 | 204.1346 | 210.3369
QLD1 | Wind | 5789.2308 | 5519.9978 | 5206.2197 | 12049.8784 | 16970.0148 | 21177.6975 | 22490.2515 | 24707.8779 | 26533.1937 | 26714.1036 | 25642.6102 | 28801.8284 | 28000.0859 | 33934.4367 | 36292.668 | 42714.4872 | 45614.2965 | 46188.8683 | 46984.1131 | 40137.236 | 39965.3146
QLD1 | Solar PV | 6071.058 | 6392.671 | 6497.1098 | 6212.7848 | 6072.8637 | 8219.3275 | 8227.8041 | 8567.6607 | 9399.2186 | 10247.5581 | 13137.3272 | 15232.4458 | 15396.0504 | 15099.8873 | 18563.939 | 18368.6066 | 15548.0089 | 16819.0604 | 17574.7071 | 25026.6504 | 27272.4286
QLD1 | LS Battery | 15.219 | 11.5454 | 17.9671 | 29.5352 | 28.861 | 1161.0638 | 1166.022 | 2497.9208 | 2590.602 | 2548.5819 | 2604.4841 | 2687.0109 | 2591.402 | 2457.6263 | 2610.5216 | 2519.6982 | 2377.7301 | 2495.6922 | 2346.0909 | 2461.1274 | 2443.6995
QLD1 | Pumped Hydro | 27.718 | 62.4493 | 46.1562 | 258.7372 | 281.5275 | 490.0723 | 509.0883 | 405.7973 | 461.1235 | 528.9297 | 1152.2264 | 2483.2884 | 2366.1336 | 2184.6805 | 2677.5106 | 2561.4646 | 2636.0674 | 2735.0526 | 4061.8933 | 4841.927 | 6713.4458
QLD1 | VPP | 9.5398 | 26.6136 | 68.1161 | 160.8017 | 245.6677 | 314.6904 | 413.4812 | 498.2105 | 628.156 | 724.7868 | 827.2185 | 942.8281 | 1075.1704 | 1184.453 | 1326.7915 | 1358.0843 | 1369.5877 | 1448.7909 | 1468.2982 | 1530.1622 | 1578.8059
Total excluding storage |  | 55973.6739 | 56374.632 | 57228.5999 | 55893.2316 | 57657.9568 | 55875.9122 | 55427.2229 | 57243.8246 | 57540.8503 | 58208.825 | 59004.9897 | 63593.0169 | 61184.1578 | 64769.6877 | 67973.4477 | 72644.4082 | 73183.1709 | 75233.2462 | 76182.2881 | 74686.7767 | 74272.2538
Region | Technology | 2021-22 | 2022-23 | 2023-24 | 2024-25 | 2025-26 | 2026-27 | 2027-28 | 2028-29 | 2029-30 | 2030-31 | 2031-32 | 2032-33 | 2033-34 | 2034-35 | 2035-36 | 2036-37 | 2037-38 | 2038-39 | 2039-40 | 2040-41 | 2041-42
VIC1 | Black Coal | 0 | 0 | 0 | 0 | 0 | 0 | 0 | 0 | 0 | 0 | 0 | 0 | 0 | 0 | 0 | 0 | 0 | 0 | 0 | 0 | 0
VIC1 | Brown Coal | 27388.8903 | 24875.8242 | 26127.1738 | 19180.0424 | 18660.4115 | 11955.6296 | 2387.0255 | 0.000296 | 0.0002746 | 0.0002636 | 0.0002344 | 0.0002222 | 0.0002191 | 0.0002029 | 0.0001422 | 0.0001328 | 0.0001394 | 0.0001138 | 0.0001093 | 0.0001087 | 0.0001128
VIC1 | CCGT | 4.8938e-06 | 4.7883e-06 | 4.9234e-06 | 3.5952e-05 | 3.4655e-05 | 3.312e-05 | 5.9619e-05 | 543.9976 | 770.7768 | 812.1401 | 844.2823 | 819.9966 | 813.1935 | 937.8104 | 816.4791 | 788.3331 | 855.1764 | 929.0557 | 1009.9168 | 1034.74 | 1301.592
VIC1 | Gas - Steam | 10.5875 | 10.0819 | 13.9636 | 24.0656 | 20.6102 | 31.8894 | 10.5505 | 9.2386 | 1.938 | 19.173 | 20.7355 | 55.2531 | 5.6482 | 63.2332 | 129.5004 | 120.6038 | 216.0754 | 130.1184 | 0 | 0 | 0
VIC1 | OCGT / Diesel | 12.7342 | 11.6387 | 22.0454 | 468.315 | 105.7258 | 103.2302 | 19.3489 | 64.3673 | 28.2401 | 33.9361 | 22.2534 | 75.9327 | 41.3462 | 42.8669 | 187.1358 | 107.2459 | 160.187 | 57.5705 | 367.3298 | 1115.7186 | 816.1237
VIC1 | Hydro | 2764.3941 | 2772.2189 | 2522.4413 | 3148.4891 | 3226.8417 | 3059.365 | 3088.6559 | 3894.1714 | 3232.6282 | 2772.6747 | 2792.845 | 2527.9017 | 3099.387 | 3202.7703 | 3050.6133 | 3062.2331 | 3859.1969 | 3195.5543 | 2765.9601 | 2764.3521 | 2510.7581
VIC1 | Wind | 11105.2062 | 12503.8758 | 10779.1219 | 12492.4195 | 12665.8868 | 15389.9409 | 16514.6474 | 18036.4849 | 19868.8476 | 19030.4319 | 22565.434 | 19632.3605 | 22396.9073 | 23074.4841 | 24525.3811 | 24985.6808 | 25125.0302 | 27545.6053 | 27594.7251 | 28524.5984 | 25811.458
VIC1 | Solar PV | 2656.3955 | 2640.3495 | 2747.763 | 2627.6398 | 2486.8756 | 5455.56 | 10664.8024 | 9909.1472 | 10315.3715 | 10542.7189 | 10437.0119 | 10881.8003 | 10309.3149 | 9957.1097 | 10480.7821 | 10630.8889 | 10380.0428 | 11175.8765 | 11415.6635 | 11210.1173 | 14425.2136
VIC1 | LS Battery | 15.0951 | 21.0749 | 21.599 | 38.307 | 34.8364 | 31.8794 | 30.6014 | 29.6875 | 29.0678 | 30.2555 | 28.8739 | 29.0344 | 5.0652 | 4.8908 | 5.5264 | 5.1878 | 4.7126 | 4.7325 | 4.891 | 4.7131 | 4.5943
VIC1 | Pumped Hydro | 0 | 0 | 9.0537e-06 | 1049.9476 | 958.2289 | 4015.3162 | 8650.154 | 8738.471 | 8585.522 | 8744.234 | 8759.056 | 8799.938 | 8639.102 | 8605.512 | 8751.712 | 8698.876 | 8440.513 | 8602.853 | 8783.516 | 8364.446 | 8324.122
VIC1 | VPP | 6.7741 | 16.3577 | 61.123 | 193.7266 | 293.3678 | 352.8216 | 463.5263 | 573.1678 | 705.6192 | 808.489 | 874.8139 | 1038.9166 | 1101.4211 | 1146.0196 | 1438.8147 | 1474.9205 | 1431.5233 | 1528.2031 | 1531.9241 | 1535.1419 | 1598.1875
Total excluding storage |  | 43938.2079 | 42813.989 | 42212.509 | 37940.9713 | 37166.3517 | 35995.6151 | 32685.0306 | 32457.4073 | 34217.8024 | 33211.075 | 36682.5624 | 33993.2452 | 36665.7973 | 37278.2747 | 39189.8919 | 39694.9858 | 40595.7088 | 43033.7807 | 43153.5954 | 44649.5265 | 44865.1455
Region | Technology | 2021-22 | 2022-23 | 2023-24 | 2024-25 | 2025-26 | 2026-27 | 2027-28 | 2028-29 | 2029-30 | 2030-31 | 2031-32 | 2032-33 | 2033-34 | 2034-35 | 2035-36 | 2036-37 | 2037-38 | 2038-39 | 2039-40 | 2040-41 | 2041-42
SA1 | Black Coal | 0 | 0 | 0 | 0 | 0 | 0 | 0 | 0 | 0 | 0 | 0 | 0 | 0 | 0 | 0 | 0 | 0 | 0 | 0 | 0 | 0
SA1 | Brown Coal | 0 | 0 | 0 | 0 | 0 | 0 | 0 | 0 | 0 | 0 | 0 | 0 | 0 | 0 | 0 | 0 | 0 | 0 | 0 | 0 | 0
SA1 | CCGT | 1105.7485 | 1105.7485 | 775.4825 | 1134.9978 | 1110.51 | 705.5853 | 455.3802 | 468.404 | 594.6132 | 611.0043 | 718.6705 | 634.6245 | 707.6449 | 943.8617 | 584.2288 | 454.1359 | 1.2123e-05 | 1.2287e-05 | 1.2314e-05 | 1.2452e-05 | 1.4858e-05
SA1 | Gas - Steam | 945.9224 | 746.6031 | 717.3772 | 79.8912 | 79.8912 | 79.8912 | 80.1101 | 79.8912 | 79.8912 | 79.8912 | 80.1101 | 79.8912 | 79.8912 | 87.862 | 0 | 0 | 0 | 0 | 0 | 0 | 0
SA1 | OCGT / Diesel | 42.8681 | 45.0666 | 89.4899 | 110.0691 | 86.8078 | 55.3418 | 9.2767 | 49.8419 | 3.0883 | 54.3708 | 63.1275 | 73.9528 | 44.0004 | 130.6417 | 132.9372 | 92.7676 | 210.5141 | 186.2936 | 286.8032 | 446.066 | 399.2179
SA1 | Hydro | 0 | 0 | 0 | 0 | 0 | 0 | 0 | 0 | 0 | 0 | 0 | 0 | 0 | 0 | 0 | 0 | 0 | 0 | 0 | 0 | 0
SA1 | Wind | 6262.1141 | 6580.5017 | 5847.4771 | 6665.9349 | 6418.5696 | 9582.896 | 9411.5213 | 9072.4282 | 10615.3996 | 10445.8129 | 11275.4331 | 9932.8775 | 9683.0951 | 9086.1659 | 9687.4447 | 10124.4858 | 11167.2857 | 11382.6006 | 11955.8233 | 12316.369 | 11058.6963
SA1 | Solar PV | 885.1998 | 888.279 | 902.7125 | 860.1527 | 839.3229 | 979.3363 | 1672.1273 | 1555.0663 | 1622.9026 | 1650.0949 | 1648.2341 | 2665.6598 | 3256.745 | 3166.0659 | 3295.2769 | 3379.4296 | 3136.4837 | 3276.5977 | 3348.4573 | 3292.2766 | 3753.268
SA1 | LS Battery | 84.3474 | 88.769 | 93.3497 | 96.9788 | 92.8888 | 113.7482 | 115.7134 | 113.7888 | 112.7218 | 109.1929 | 106.4243 | 109.7117 | 109.1411 | 86.4683 | 90.3377 | 237.9302 | 360.0809 | 362.5717 | 558.5231 | 522.1312 | 963.319
SA1 | Pumped Hydro | 0 | 0 | 6.4431e-06 | 6.3836e-06 | 6.3871e-06 | 8.4388e-06 | 8.9018e-06 | 9.6863e-06 | 1.1061e-05 | 1.2847e-05 | 1.4608e-05 | 1.7036e-05 | 1.685e-05 | 1.6917e-05 | 2.1949e-05 | 2.6424e-05 | 4.9089e-05 | 4.9084e-05 | 5.0116e-05 | 5.0702e-05 | 6.088e-05
SA1 | VPP | 13.1537 | 28.1428 | 49.8636 | 79.9183 | 106.0727 | 118.9673 | 145.0269 | 181.3947 | 224.2716 | 249.7024 | 280.3536 | 322.3794 | 360.2037 | 382.3025 | 421.9316 | 431.8909 | 439.2955 | 456.1605 | 460.9876 | 466.2208 | 482.652
Total excluding storage |  | 9241.8529 | 9366.1989 | 8332.5392 | 8851.0458 | 8535.1016 | 11403.0507 | 11628.4155 | 11225.6316 | 12915.8949 | 12841.1742 | 13785.5753 | 13387.0057 | 13771.3765 | 13414.5971 | 13699.8876 | 14050.8189 | 14514.2835 | 14845.4919 | 15591.0838 | 16054.7115 | 15211.1823
Region | Technology | 2021-22 | 2022-23 | 2023-24 | 2024-25 | 2025-26 | 2026-27 | 2027-28 | 2028-29 | 2029-30 | 2030-31 | 2031-32 | 2032-33 | 2033-34 | 2034-35 | 2035-36 | 2036-37 | 2037-38 | 2038-39 | 2039-40 | 2040-41 | 2041-42
TAS1 | Black Coal | 0 | 0 | 0 | 0 | 0 | 0 | 0 | 0 | 0 | 0 | 0 | 0 | 0 | 0 | 0 | 0 | 0 | 0 | 0 | 0 | 0
TAS1 | Brown Coal | 0 | 0 | 0 | 0 | 0 | 0 | 0 | 0 | 0 | 0 | 0 | 0 | 0 | 0 | 0 | 0 | 0 | 0 | 0 | 0 | 0
TAS1 | CCGT | 5.493e-06 | 5.121e-06 | 5.6926e-06 | 5.8069e-06 | 0.66893 | 5.4961e-06 | 1.5806 | 2.6125 | 0.75768 | 48.5075 | 59.7496 | 54.0826 | 42.2806 | 89.8289 | 64.3437 | 46.4465 | 64.2957 | 33.3855 | 105.881 | 119.772 | 92.2703
TAS1 | Gas - Steam | 0 | 0 | 0 | 0 | 0 | 0 | 0 | 0 | 0 | 0 | 0 | 0 | 0 | 0 | 0 | 0 | 0 | 0 | 0 | 0 | 0
TAS1 | OCGT / Diesel | 2.5777e-06 | 2.3696e-06 | 2.6118e-06 | 2.7822e-06 | 2.5207e-06 | 2.6591e-06 | 2.8415e-06 | 2.9169e-06 | 3.0596e-06 | 3.6669e-06 | 3.6815e-06 | 0.55948 | 0.01849 | 4.5319e-06 | 4.0621 | 0.20465 | 2.7974 | 5.3295e-06 | 1.7611 | 0.47652 | 8.567
TAS1 | Hydro | 7895.6958 | 8614.0481 | 8022.6202 | 9441.1086 | 9832.4674 | 8541.4482 | 9982.6554 | 10163.0487 | 9418.0687 | 9269.7167 | 9228.2535 | 8439.8381 | 8845.2834 | 9730.8364 | 9353.083 | 8597.6138 | 9426.4187 | 8969.6363 | 8347.9915 | 8516.0992 | 8714.887
TAS1 | Wind | 2272.6074 | 2540.1178 | 3035.1309 | 2971.2617 | 3774.2791 | 4390.1069 | 6999.6992 | 6944.6538 | 6817.0079 | 9285.4297 | 9819.1357 | 9648.4844 | 9632.8893 | 10002.5049 | 10256.0708 | 10567.7107 | 10795.2756 | 10959.4807 | 10493.5262 | 11240.9348 | 10518.5958
TAS1 | Solar PV | 9.2643e-07 | 9.0853e-07 | 1.2293e-06 | 1.8959e-06 | 1.8352e-06 | 2.6327e-06 | 2.3461e-06 | 2.3164e-06 | 2.4927e-06 | 9.3522e-06 | 9.0642e-06 | 2.376e-05 | 2.4124e-05 | 2.1317e-05 | 2.2511e-05 | 2.1903e-05 | 2.2047e-05 | 2.3786e-05 | 2.2477e-05 | 5.1848e-05 | 5.33e-05
TAS1 | LS Battery | 4.0594e-06 | 5.1642e-06 | 5.3376e-06 | 5.8084e-06 | 6.8534e-06 | 2.0319e-05 | 2.8345e-05 | 2.8604e-05 | 2.7418e-05 | 3.4167e-05 | 3.6992e-05 | 3.4153e-05 | 3.3786e-05 | 3.7247e-05 | 3.9356e-05 | 3.8045e-05 | 3.8952e-05 | 3.7133e-05 | 5.3142e-05 | 5.954e-05 | 5.5401e-05
TAS1 | Pumped Hydro | 0 | 0 | 1.4825e-05 | 1.5817e-05 | 1.9234e-05 | 2.1738e-05 | 3.142e-05 | 3.5281e-05 | 3.6877e-05 | 467.038 | 619.6061 | 686.4618 | 852.4477 | 1018.8468 | 1170.4218 | 1077.285 | 1568.7611 | 1462.9289 | 1898.3918 | 2173.9528 | 2005.5278
TAS1 | VPP | 0.19531 | 1.4418 | 1.9328 | 2.9781 | 5.986 | 10.6122 | 22.3242 | 29.5643 | 33.9243 | 52.3839 | 55.6863 | 63.4771 | 64.3916 | 69.5614 | 84.2152 | 88.9778 | 76.4429 | 80.9432 | 81.3041 | 85.6553 | 78.3662
Total excluding storage |  | 10168.3033 | 11154.1659 | 11057.7511 | 12412.3703 | 13607.4155 | 12931.5552 | 16983.9352 | 17110.315 | 16235.8343 | 18603.654 | 19107.1388 | 18142.9646 | 18520.4719 | 19823.1702 | 19677.5596 | 19211.9756 | 20288.7874 | 19962.5026 | 18949.1599 | 19877.2825 | 19334.3201
Explicitly modelled pumping
Region | Technology | 2021-22 | 2022-23 | 2023-24 | 2024-25 | 2025-26 | 2026-27 | 2027-28 | 2028-29 | 2029-30 | 2030-31 | 2031-32 | 2032-33 | 2033-34 | 2034-35 | 2035-36 | 2036-37 | 2037-38 | 2038-39 | 2039-40 | 2040-41 | 2041-42
NEM | LS Battery pump | 143.8766 | 153.3911 | 166.9085 | 207.5936 | 197.6013 | 1616.5112 | 1624.4062 | 3645.8962 | 4068.4302 | 4018.1723 | 4080.4285 | 4185.8493 | 4034.6853 | 3794.0315 | 4036.3195 | 4105.0151 | 4078.1467 | 4220.8994 | 4292.4059 | 4389.0072 | 4876.6402
NEM | Pumped Hydro Pump | 99.3474 | 264.7327 | 223.8802 | 3844.8033 | 6110.4868 | 13111.3286 | 18077.8106 | 18350.9903 | 18486.6768 | 19904.7977 | 21802.6009 | 25423.5372 | 25170.7513 | 25389.0867 | 28133.063 | 28505.7523 | 30728.8049 | 30358.1543 | 33708.3507 | 35154.3508 | 37994.0008
NEM | VPP pump | 44.5779 | 113.7278 | 299.7842 | 780.5939 | 1140.9755 | 1423.7906 | 1844.68 | 2273.135 | 2836.6638 | 3278.2881 | 3671.8724 | 4268.2685 | 4751.5973 | 5102.1591 | 5941.0879 | 6111.8874 | 6133.5207 | 6467.0748 | 6584.5494 | 6785.5693 | 6954.5741
Region | Technology | 2021-22 | 2022-23 | 2023-24 | 2024-25 | 2025-26 | 2026-27 | 2027-28 | 2028-29 | 2029-30 | 2030-31 | 2031-32 | 2032-33 | 2033-34 | 2034-35 | 2035-36 | 2036-37 | 2037-38 | 2038-39 | 2039-40 | 2040-41 | 2041-42
NSW1 | LS Battery pump | 4.9012e-06 | 5.7581e-06 | 6.202e-06 | 6.9208e-06 | 7.2637e-06 | 0.00020007 | 0.00042478 | 381.9026 | 691.0393 | 696.6717 | 685.2915 | 703.0442 | 691.6061 | 644.7387 | 692.907 | 691.7859 | 680.871 | 691.9518 | 699.6709 | 686.7124 | 674.155
NSW1 | Pumped Hydro Pump | 60.3542 | 170.5266 | 159.565 | 2155.1136 | 4496.0354 | 7384.6943 | 6495.0053 | 6864.631 | 7064.6189 | 7637.9276 | 8491.6945 | 10370.4518 | 10247.5662 | 10550.0088 | 12289.2398 | 12975.5277 | 14830.8726 | 14250.657 | 15240.5906 | 15762.6628 | 16686.77
NSW1 | VPP pump | 8.9753 | 26.4641 | 82.6539 | 255.5649 | 357.8112 | 468.8271 | 588.9851 | 736.2419 | 923.3986 | 1077.939 | 1222.8713 | 1428.3297 | 1629.7398 | 1762.411 | 2015.3898 | 2086.4421 | 2147.8947 | 2246.3438 | 2340.2881 | 2430.334 | 2481.8317
Region | Technology | 2021-22 | 2022-23 | 2023-24 | 2024-25 | 2025-26 | 2026-27 | 2027-28 | 2028-29 | 2029-30 | 2030-31 | 2031-32 | 2032-33 | 2033-34 | 2034-35 | 2035-36 | 2036-37 | 2037-38 | 2038-39 | 2039-40 | 2040-41 | 2041-42
QLD1 | LS Battery pump | 19.0687 | 14.6009 | 22.5703 | 37.1999 | 36.4504 | 1434.0002 | 1440.2311 | 3084.445 | 3198.909 | 3147.0023 | 3225.2872 | 3308.7084 | 3199.8481 | 3034.8443 | 3223.285 | 3111.3248 | 2945.2282 | 3072.4386 | 2896.9133 | 3048.2373 | 3008.2391
QLD1 | Pumped Hydro Pump | 38.9932 | 94.2061 | 64.3151 | 376.8557 | 413.4975 | 711.0563 | 741.9613 | 591.4218 | 672.0559 | 770.8788 | 1569.5862 | 3204.3312 | 3051.0067 | 2816.8987 | 3449.375 | 3300.3072 | 3396.057 | 3495.609 | 5145.0369 | 6160.6384 | 8453.2193
QLD1 | VPP pump | 11.45 | 31.9427 | 81.7555 | 193.0002 | 295.539 | 377.0238 | 496.2757 | 597.971 | 753.9365 | 869.9163 | 995.5138 | 1128.9627 | 1290.4599 | 1422.8081 | 1591.2822 | 1630.0241 | 1648.4494 | 1734.2747 | 1762.3068 | 1841.7176 | 1889.7828
Region | Technology | 2021-22 | 2022-23 | 2023-24 | 2024-25 | 2025-26 | 2026-27 | 2027-28 | 2028-29 | 2029-30 | 2030-31 | 2031-32 | 2032-33 | 2033-34 | 2034-35 | 2035-36 | 2036-37 | 2037-38 | 2038-39 | 2039-40 | 2040-41 | 2041-42
VIC1 | LS Battery pump | 18.8877 | 26.6687 | 27.0795 | 48.2481 | 44.0014 | 40.0277 | 38.6675 | 37.267 | 36.7358 | 37.9824 | 36.4105 | 36.5353 | 6.3948 | 6.1351 | 6.9606 | 6.5341 | 5.9356 | 5.9856 | 6.1353 | 5.9611 | 5.7616
VIC1 | Pumped Hydro Pump | 0 | 0 | 1.1356e-05 | 1312.834 | 1200.9539 | 5015.578 | 10840.844 | 10894.9375 | 10750.002 | 10912.194 | 10962.604 | 10990.202 | 10810.762 | 10745.585 | 10934.997 | 10874.463 | 10549.772 | 10780.6045 | 10952.356 | 10491.558 | 10369.152
VIC1 | VPP pump | 8.1305 | 19.7181 | 73.2772 | 232.5179 | 352.9505 | 422.6304 | 557.986 | 686.2933 | 848.5436 | 968.7461 | 1050.0356 | 1247.7303 | 1322.0313 | 1374.5971 | 1726.9196 | 1770.2551 | 1718.168 | 1840.2936 | 1832.5862 | 1849.0929 | 1911.6467
Region | Technology | 2021-22 | 2022-23 | 2023-24 | 2024-25 | 2025-26 | 2026-27 | 2027-28 | 2028-29 | 2029-30 | 2030-31 | 2031-32 | 2032-33 | 2033-34 | 2034-35 | 2035-36 | 2036-37 | 2037-38 | 2038-39 | 2039-40 | 2040-41 | 2041-42
SA1 | LS Battery pump | 105.9202 | 112.1215 | 117.2587 | 122.1457 | 117.1495 | 142.4831 | 145.5072 | 142.2816 | 141.7461 | 136.5159 | 133.4393 | 137.5613 | 136.8364 | 108.3134 | 113.1669 | 295.3702 | 446.1119 | 450.5234 | 689.6863 | 648.0962 | 1188.4844
SA1 | Pumped Hydro Pump | 0 | 0 | 8.0627e-06 | 7.9864e-06 | 7.9854e-06 | 1.0532e-05 | 1.1166e-05 | 1.2069e-05 | 1.3874e-05 | 1.6031e-05 | 1.8258e-05 | 2.1306e-05 | 2.1066e-05 | 2.1122e-05 | 2.7427e-05 | 3.3041e-05 | 6.1351e-05 | 6.1494e-05 | 6.2507e-05 | 6.3625e-05 | 7.5853e-05
SA1 | VPP pump | 15.7876 | 33.8595 | 59.7668 | 95.9209 | 127.4717 | 142.6298 | 174.5352 | 217.2484 | 269.9035 | 298.9779 | 336.4909 | 386.9319 | 432.33 | 458.8539 | 506.4181 | 518.3718 | 527.259 | 549.0116 | 551.784 | 561.1843 | 577.6885
Region | Technology | 2021-22 | 2022-23 | 2023-24 | 2024-25 | 2025-26 | 2026-27 | 2027-28 | 2028-29 | 2029-30 | 2030-31 | 2031-32 | 2032-33 | 2033-34 | 2034-35 | 2035-36 | 2036-37 | 2037-38 | 2038-39 | 2039-40 | 2040-41 | 2041-42
TAS1 | LS Battery pump | 5.0129e-06 | 6.378e-06 | 6.5899e-06 | 7.1746e-06 | 8.4594e-06 | 2.5097e-05 | 3.503e-05 | 3.5271e-05 | 3.3891e-05 | 4.2144e-05 | 4.5712e-05 | 4.2184e-05 | 4.1688e-05 | 4.5981e-05 | 4.8561e-05 | 4.6985e-05 | 4.8075e-05 | 4.5892e-05 | 6.5561e-05 | 7.3574e-05 | 6.8331e-05
TAS1 | Pumped Hydro Pump | 0 | 0 | 1.8599e-05 | 1.9833e-05 | 2.3998e-05 | 2.7158e-05 | 3.9409e-05 | 4.3922e-05 | 4.642e-05 | 583.7974 | 778.7162 | 858.5522 | 1061.4163 | 1276.5941 | 1459.4511 | 1355.4543 | 1952.1032 | 1831.2837 | 2370.3671 | 2739.4915 | 2484.8594
TAS1 | VPP pump | 0.23442 | 1.7434 | 2.3308 | 3.59 | 7.203 | 12.6794 | 26.898 | 35.3804 | 40.8816 | 62.7088 | 66.9607 | 76.3139 | 77.0362 | 83.489 | 101.0783 | 106.7945 | 91.7497 | 97.151 | 97.5842 | 103.2403 | 93.6244
Non-controllable generation
Region | Technology | 2021-22 | 2022-23 | 2023-24 | 2024-25 | 2025-26 | 2026-27 | 2027-28 | 2028-29 | 2029-30 | 2030-31 | 2031-32 | 2032-33 | 2033-34 | 2034-35 | 2035-36 | 2036-37 | 2037-38 | 2038-39 | 2039-40 | 2040-41 | 2041-42
NEM | Distributed PV | 21634.277 | 24938.1876 | 29228.7162 | 30942.1347 | 34590.3031 | 39854.5923 | 44516.015 | 45227.5647 | 50350.2604 | 55779.5447 | 60408.8616 | 66055.2225 | 65340.6946 | 68217.7638 | 74402.2875 | 77895.4446 | 75718.3571 | 80549.7276 | 86009.9591 | 90439.143 | 95466.5296
NEM | Behind the meter battery | 239.3098 | 356.2529 | 591.0127 | 842.0309 | 1067.7086 | 1240.6742 | 1380.0129 | 1328.9597 | 1491.8396 | 1622.9995 | 1754.649 | 1852.9278 | 1942.5574 | 1991.1821 | 2024.1283 | 1982.1819 | 1712.7582 | 1770.9208 | 1673.7221 | 1568.2864 | 1459.6055
NEM | Behind the meter battery pump | 239.2865 | 356.4701 | 591.1312 | 842.73 | 1068.8513 | 1240.0714 | 1379.5737 | 1329.0699 | 1491.3309 | 1619.2075 | 1752.3792 | 1851.5563 | 1940.1384 | 1986.7666 | 2023.67 | 1983.0993 | 1710.6966 | 1768.956 | 1668.7878 | 1565.5247 | 1457.925
Region | Technology | 2021-22 | 2022-23 | 2023-24 | 2024-25 | 2025-26 | 2026-27 | 2027-28 | 2028-29 | 2029-30 | 2030-31 | 2031-32 | 2032-33 | 2033-34 | 2034-35 | 2035-36 | 2036-37 | 2037-38 | 2038-39 | 2039-40 | 2040-41 | 2041-42
NSW1 | Distributed PV | 6362.6517 | 7562.0789 | 8713.8639 | 9454.8098 | 10505.4097 | 12477.1427 | 13733.7733 | 14179.7492 | 15287.3618 | 17304.7649 | 19477.0342 | 21110.7644 | 21203.7558 | 21946.8155 | 24486.9041 | 25277.5362 | 25051.3805 | 25665.6626 | 27750.0319 | 30243.4816 | 31514.9104
NSW1 | Behind the meter battery | 83.0093 | 128.2506 | 198.5096 | 261.2605 | 327.3386 | 380.7046 | 425.9735 | 413.1495 | 467.2475 | 511.099 | 554.3421 | 587.9831 | 617.1149 | 634.6344 | 647.6128 | 637.0576 | 550.085 | 567.136 | 536.6893 | 503.7588 | 470.5993
NSW1 | Behind the meter battery pump | 83.0118 | 128.3155 | 198.5848 | 261.5959 | 327.6641 | 380.2559 | 425.8584 | 413.5614 | 467.1805 | 509.4575 | 553.8384 | 587.7068 | 615.6542 | 633.3739 | 647.0783 | 637.1483 | 549.6348 | 566.38 | 534.9817 | 502.8992 | 470.063
Region | Technology | 2021-22 | 2022-23 | 2023-24 | 2024-25 | 2025-26 | 2026-27 | 2027-28 | 2028-29 | 2029-30 | 2030-31 | 2031-32 | 2032-33 | 2033-34 | 2034-35 | 2035-36 | 2036-37 | 2037-38 | 2038-39 | 2039-40 | 2040-41 | 2041-42
QLD1 | Distributed PV | 6623.9066 | 7705.9026 | 8720.6807 | 9260.5236 | 10549.103 | 12100.8811 | 13324.6176 | 13124.7291 | 15052.0938 | 16436.1664 | 18042.3585 | 19238.6776 | 19407.41 | 20755.3195 | 22652.8226 | 23518.5348 | 22194.8882 | 24382.4459 | 25655.2172 | 27254.9164 | 27955.3155
QLD1 | Behind the meter battery | 51.3834 | 97.4626 | 172.6717 | 244.8689 | 309.6057 | 354.9029 | 387.3766 | 371.8472 | 416.7699 | 457.0766 | 495.5327 | 527.0306 | 551.9813 | 565.9613 | 573.8761 | 558.892 | 481.7177 | 497.4672 | 470.8348 | 440.1073 | 410.4361
QLD1 | Behind the meter battery pump | 51.3988 | 97.5328 | 172.5924 | 244.9217 | 309.8552 | 354.7904 | 387.4171 | 371.905 | 416.722 | 456.4212 | 494.7879 | 526.4699 | 551.1736 | 564.7397 | 573.4641 | 558.929 | 481.3114 | 497.0608 | 469.4923 | 439.341 | 410.0142
Region | Technology | 2021-22 | 2022-23 | 2023-24 | 2024-25 | 2025-26 | 2026-27 | 2027-28 | 2028-29 | 2029-30 | 2030-31 | 2031-32 | 2032-33 | 2033-34 | 2034-35 | 2035-36 | 2036-37 | 2037-38 | 2038-39 | 2039-40 | 2040-41 | 2041-42
VIC1 | Distributed PV | 5136.6724 | 5943.1365 | 7523.2564 | 7818.3975 | 8813.5731 | 10198.9737 | 11743.65 | 12050.7031 | 13500.0402 | 15052.6228 | 15716.1094 | 17939.8355 | 17106.8866 | 17737.1621 | 19121.9443 | 20397.5771 | 19650.8181 | 21092.3225 | 22665.7962 | 23007.0507 | 25542.2557
VIC1 | Behind the meter battery | 50.4039 | 59.6549 | 125.7578 | 220.6552 | 300.2937 | 366.2893 | 421.8743 | 410.2319 | 460.5257 | 496.5775 | 535.2483 | 560.052 | 586.6032 | 601.0058 | 610.4256 | 598.0499 | 517.0597 | 533.459 | 501.4198 | 470.0789 | 435.3969
VIC1 | Behind the meter battery pump | 50.3609 | 59.6693 | 125.849 | 220.8713 | 300.7745 | 366.2065 | 421.6278 | 409.887 | 460.1955 | 495.4117 | 534.5177 | 559.5711 | 586.6319 | 599.1019 | 611.0984 | 598.856 | 516.0174 | 532.8067 | 499.9347 | 469.2218 | 434.811
Region | Technology | 2021-22 | 2022-23 | 2023-24 | 2024-25 | 2025-26 | 2026-27 | 2027-28 | 2028-29 | 2029-30 | 2030-31 | 2031-32 | 2032-33 | 2033-34 | 2034-35 | 2035-36 | 2036-37 | 2037-38 | 2038-39 | 2039-40 | 2040-41 | 2041-42
SA1 | Distributed PV | 3203.0641 | 3390.958 | 3866.4208 | 3973.8482 | 4237.5607 | 4528.7497 | 5100.2248 | 5177.3637 | 5750.5803 | 6142.8582 | 6309.4828 | 6810.928 | 6679.5776 | 6801.2308 | 7085.4779 | 7611.7053 | 7618.8145 | 8135.15 | 8565.854 | 8566.0489 | 8998.3264
SA1 | Behind the meter battery | 46.9014 | 58.7146 | 74.9415 | 88.494 | 98.4924 | 102.9792 | 105.586 | 97.0366 | 105.9276 | 113.8388 | 121.8613 | 128.5403 | 135.4131 | 138.1102 | 140.9157 | 138.5808 | 122.1085 | 129.8086 | 125.354 | 117.1019 | 108.6468
SA1 | Behind the meter battery pump | 46.9089 | 58.7735 | 74.9795 | 88.5672 | 98.5598 | 103.0936 | 105.5519 | 97.0651 | 105.8903 | 113.5837 | 121.688 | 128.4352 | 135.2758 | 138.1541 | 140.769 | 138.5373 | 122.0043 | 129.6878 | 125.049 | 116.8787 | 108.5341
Region | Technology | 2021-22 | 2022-23 | 2023-24 | 2024-25 | 2025-26 | 2026-27 | 2027-28 | 2028-29 | 2029-30 | 2030-31 | 2031-32 | 2032-33 | 2033-34 | 2034-35 | 2035-36 | 2036-37 | 2037-38 | 2038-39 | 2039-40 | 2040-41 | 2041-42
TAS1 | Distributed PV | 307.9822 | 336.1115 | 404.4943 | 434.5556 | 484.6566 | 548.8451 | 613.7492 | 695.0196 | 760.1843 | 843.1325 | 863.8768 | 955.0171 | 943.0646 | 977.2359 | 1055.1386 | 1090.0913 | 1202.4558 | 1274.1466 | 1373.0597 | 1367.6453 | 1455.7217
TAS1 | Behind the meter battery | 7.6117 | 12.1703 | 19.1321 | 26.7523 | 31.9781 | 35.7981 | 39.2025 | 36.6945 | 41.3688 | 44.4075 | 47.6647 | 49.3218 | 51.4449 | 51.4704 | 51.2981 | 49.6016 | 41.7873 | 43.0499 | 39.4242 | 37.2395 | 34.5264
TAS1 | Behind the meter battery pump | 7.606 | 12.179 | 19.1255 | 26.7738 | 31.9977 | 35.725 | 39.1184 | 36.6513 | 41.3426 | 44.3333 | 47.5472 | 49.3733 | 51.403 | 51.3969 | 51.2603 | 49.6286 | 41.7288 | 43.0208 | 39.3301 | 37.184 | 34.5026
Ernst & Young’s liability is limited by a scheme approved under Professional Standards Legislation

## M27_30_Capacity
Installed capacity by technology (MW) - Marinus 1500MW M27_30, Step Change Scenario
Capacity calculated on 1 July. In early study years some wind and solar projects enter later in the financial year and are reflected in the following financial year's capacity.
Explicitly modelled generation
Region | Technology | 2021-22 | 2022-23 | 2023-24 | 2024-25 | 2025-26 | 2026-27 | 2027-28 | 2028-29 | 2029-30 | 2030-31 | 2031-32 | 2032-33 | 2033-34 | 2034-35 | 2035-36 | 2036-37 | 2037-38 | 2038-39 | 2039-40 | 2040-41 | 2041-42
NEM | Black Coal | 18366 | 17891 | 16416 | 13683.7716 | 11153.3559 | 8151.0979 | 7990.4022 | 7990.4022 | 7412.7638 | 6691.7152 | 6114.8811 | 5990.1209 | 5152.3204 | 4547.1181 | 3171.4917 | 3171.4917 | 3171.4917 | 3171.4917 | 3171.4917 | 2331.6059 | 1905.6059
NEM | Brown Coal | 4820 | 4835 | 4835 | 3332.6376 | 3183.8908 | 2185.0913 | 412.9856 | 0 | 0 | 0 | 0 | 0 | 0 | 0 | 0 | 0 | 0 | 0 | 0 | 0 | 0
NEM | CCGT | 3055 | 3055 | 3055 | 2875 | 2875 | 2875 | 2875 | 3031.0428 | 3095.8069 | 3095.8069 | 3095.8069 | 3095.8069 | 3095.8069 | 3095.8069 | 3095.8069 | 2710.8069 | 2181.8069 | 2181.8069 | 2038.8069 | 2038.8069 | 2095.923
NEM | Gas - Steam | 1864 | 1864 | 1384 | 1384 | 1384 | 1384 | 1384 | 1384 | 1384 | 1384 | 1384 | 1384 | 1384 | 1384 | 584 | 584 | 584 | 584 | 84 | 84 | 84
NEM | OCGT / Diesel | 6741 | 6741 | 6741 | 6741 | 6741 | 6741 | 6741 | 6741 | 6741 | 6358 | 6358 | 6089 | 5627 | 5510 | 5380 | 5380 | 5910.5802 | 5910.5802 | 5470.5802 | 5350.5802 | 5350.5802
NEM | Hydro | 7364.9 | 7364.9 | 7364.9 | 7364.9 | 7364.9 | 7364.9 | 7614.9 | 7614.9 | 7614.9 | 7614.9 | 7614.9 | 7614.9 | 7614.9 | 7614.9 | 7614.9 | 7614.9 | 7528.9 | 7528.9 | 7528.9 | 7528.9 | 7528.9
NEM | Wind | 10073.3247 | 10159.3247 | 10329.3118 | 13641.3704 | 17660.7232 | 21530.8662 | 22414.5761 | 25249.9495 | 26806.9852 | 29238.3897 | 30811.748 | 33387.4866 | 34729.6643 | 35044.5123 | 35853.5215 | 36885.2034 | 38932.2746 | 39016.9598 | 39927.7926 | 39725.8394 | 42547.6219
NEM | Solar PV | 6097 | 6302 | 6302 | 6302 | 6302 | 12224.2794 | 14850.2191 | 16212.3899 | 16212.3899 | 16393.0743 | 17294.4836 | 19892.4902 | 21291.0617 | 21291.0617 | 23291.0617 | 23170.0617 | 25659.1479 | 26436.3019 | 26436.3019 | 30026.1409 | 32746.0198
NEM | LS Battery | 300 | 300 | 300 | 300 | 300 | 1300.9003 | 1300.9005 | 2912.8117 | 3135.8242 | 3105.8242 | 3105.8242 | 3105.8242 | 3050.8242 | 3025.8242 | 3025.8242 | 3159.1924 | 3279.2805 | 3279.2805 | 3478.242 | 3478.242 | 3939.113
NEM | Pumped Hydro | 810 | 810 | 810 | 1047.8068 | 3087.8068 | 3929.1676 | 5250 | 5250 | 5250 | 5443.5555 | 5690.5561 | 7007.7237 | 7101.9749 | 7101.9749 | 7162.0255 | 7632.4464 | 8450.7859 | 8450.7859 | 9295.0527 | 9295.0527 | 10480.8568
NEM | VPP | 95.565 | 222.304 | 472.724 | 827.389 | 1275.464 | 1796.003 | 2438.396 | 3184.437 | 4042.566 | 4718.547 | 5463.892 | 6261.2279 | 7107.5971 | 7905.5149 | 8730.1272 | 9162.649 | 9618.3372 | 10079.154 | 10567.0661 | 11065.4949 | 11575.234
Total excluding storage |  | 58381.2247 | 58212.2247 | 56427.2118 | 55324.6795 | 56664.87 | 62456.2347 | 64283.083 | 68223.6845 | 69267.8458 | 70775.8861 | 72673.8196 | 77453.8046 | 78894.7533 | 78487.3991 | 78990.7818 | 79516.4638 | 83968.2014 | 84830.0406 | 84657.8733 | 87085.8733 | 92258.6508
Region | Technology | 2021-22 | 2022-23 | 2023-24 | 2024-25 | 2025-26 | 2026-27 | 2027-28 | 2028-29 | 2029-30 | 2030-31 | 2031-32 | 2032-33 | 2033-34 | 2034-35 | 2035-36 | 2036-37 | 2037-38 | 2038-39 | 2039-40 | 2040-41 | 2041-42
NSW1 | Black Coal | 10240 | 9765 | 8290 | 7906.861 | 5719.2216 | 4100.8922 | 4100.8922 | 4100.8922 | 4100.8922 | 3428.1912 | 2857.4712 | 2732.7111 | 2732.7111 | 2127.5088 | 1161.6059 | 1161.6059 | 1161.6059 | 1161.6059 | 1161.6059 | 1161.6059 | 1161.6059
NSW1 | Brown Coal | 0 | 0 | 0 | 0 | 0 | 0 | 0 | 0 | 0 | 0 | 0 | 0 | 0 | 0 | 0 | 0 | 0 | 0 | 0 | 0 | 0
NSW1 | CCGT | 625 | 625 | 625 | 625 | 625 | 625 | 625 | 625 | 625 | 625 | 625 | 625 | 625 | 625 | 625 | 625 | 625 | 625 | 625 | 625 | 625
NSW1 | Gas - Steam | 0 | 0 | 0 | 0 | 0 | 0 | 0 | 0 | 0 | 0 | 0 | 0 | 0 | 0 | 0 | 0 | 0 | 0 | 0 | 0 | 0
NSW1 | OCGT / Diesel | 1438 | 1438 | 1438 | 1438 | 1438 | 1438 | 1438 | 1438 | 1438 | 1438 | 1438 | 1438 | 1438 | 1438 | 1388 | 1388 | 1918.5802 | 1918.5802 | 1918.5802 | 1918.5802 | 1918.5802
NSW1 | Hydro | 2585 | 2585 | 2585 | 2585 | 2585 | 2585 | 2585 | 2585 | 2585 | 2585 | 2585 | 2585 | 2585 | 2585 | 2585 | 2585 | 2585 | 2585 | 2585 | 2585 | 2585
NSW1 | Wind | 2137 | 2137 | 2137 | 2537 | 5585.8866 | 6184.1249 | 6184.1249 | 6961.21 | 6961.21 | 8707.2587 | 9047.0954 | 9978.2861 | 9978.2861 | 9978.2861 | 9978.2861 | 9931.2861 | 9661.2861 | 9459.2861 | 9686.2434 | 9587.4111 | 11909.0002
NSW1 | Solar PV | 2282 | 2432 | 2432 | 2432 | 2432 | 6428.8088 | 6762.4545 | 7428.8088 | 7428.8088 | 7428.8088 | 7428.8088 | 8770.012 | 9638.1802 | 9638.1802 | 10638.1802 | 10638.1802 | 12951.3115 | 13580.694 | 13580.694 | 14614.368 | 15018.078
NSW1 | LS Battery | 0 | 0 | 0 | 0 | 0 | 0.00012048 | 0.00027127 | 280.6972 | 503.7097 | 503.7097 | 503.7097 | 503.7097 | 503.7097 | 503.7097 | 503.7097 | 503.7097 | 503.7097 | 503.7097 | 503.7097 | 503.7097 | 503.7097
NSW1 | Pumped Hydro | 240 | 240 | 240 | 240 | 2280 | 2280 | 2280 | 2280 | 2280 | 2280 | 2280 | 2976.2042 | 2976.2042 | 2976.2042 | 2976.2042 | 3446.6251 | 3983.0881 | 3983.0881 | 4173.1327 | 4173.1327 | 4621.7596
NSW1 | VPP | 33.809 | 82.709 | 156.761 | 263.89 | 405.048 | 567.059 | 769.634 | 1010.103 | 1287.846 | 1513.002 | 1757.995 | 2022.7529 | 2303.851 | 2570.3709 | 2845.8051 | 2993.4 | 3149.6021 | 3306.082 | 3472.6761 | 3642.4991 | 3815.654
Total excluding storage |  | 19307 | 18982 | 17507 | 17523.861 | 18385.1082 | 21361.8259 | 21695.4716 | 23138.911 | 23138.911 | 24212.2587 | 23981.3754 | 26129.0092 | 26997.1774 | 26391.9751 | 26376.0722 | 26329.0722 | 28902.7837 | 29330.1662 | 29557.1235 | 30491.9652 | 33217.2644
Region | Technology | 2021-22 | 2022-23 | 2023-24 | 2024-25 | 2025-26 | 2026-27 | 2027-28 | 2028-29 | 2029-30 | 2030-31 | 2031-32 | 2032-33 | 2033-34 | 2034-35 | 2035-36 | 2036-37 | 2037-38 | 2038-39 | 2039-40 | 2040-41 | 2041-42
QLD1 | Black Coal | 8126 | 8126 | 8126 | 5776.9106 | 5434.1344 | 4050.2056 | 3889.51 | 3889.51 | 3311.8716 | 3263.524 | 3257.4098 | 3257.4098 | 2419.6093 | 2419.6093 | 2009.8858 | 2009.8858 | 2009.8858 | 2009.8858 | 2009.8858 | 1170 | 744
QLD1 | Brown Coal | 0 | 0 | 0 | 0 | 0 | 0 | 0 | 0 | 0 | 0 | 0 | 0 | 0 | 0 | 0 | 0 | 0 | 0 | 0 | 0 | 0
QLD1 | CCGT | 1513 | 1513 | 1513 | 1513 | 1513 | 1513 | 1513 | 1513 | 1513 | 1513 | 1513 | 1513 | 1513 | 1513 | 1513 | 1128 | 1128 | 1128 | 985 | 985 | 985
QLD1 | Gas - Steam | 84 | 84 | 84 | 84 | 84 | 84 | 84 | 84 | 84 | 84 | 84 | 84 | 84 | 84 | 84 | 84 | 84 | 84 | 84 | 84 | 84
QLD1 | OCGT / Diesel | 1910 | 1910 | 1910 | 1910 | 1910 | 1910 | 1910 | 1910 | 1910 | 1910 | 1910 | 1910 | 1618 | 1501 | 1501 | 1501 | 1501 | 1501 | 1501 | 1501 | 1501
QLD1 | Hydro | 152 | 152 | 152 | 152 | 152 | 152 | 152 | 152 | 152 | 152 | 152 | 152 | 152 | 152 | 152 | 152 | 66 | 66 | 66 | 66 | 66
QLD1 | Wind | 1377 | 1377 | 1377 | 3748.1896 | 4577.0001 | 6043.1994 | 6043.1994 | 6880.7782 | 7542.641 | 7542.641 | 7978.7641 | 9465.67 | 10113.1231 | 10427.9712 | 11458.9803 | 12450.4634 | 13547.6904 | 13547.6904 | 13547.6904 | 13547.6904 | 13547.6904
QLD1 | Solar PV | 2374 | 2429 | 2429 | 2429 | 2429 | 3125.2218 | 3125.2218 | 3821.0383 | 3821.0383 | 4001.7227 | 4903.132 | 5767.2119 | 6005.6079 | 6005.6079 | 7005.6079 | 6884.6079 | 6834.6079 | 6834.6079 | 6834.6079 | 9390.7729 | 10457.9999
QLD1 | LS Battery | 20 | 20 | 20 | 20 | 20 | 998.7787 | 998.7787 | 2329.993 | 2329.993 | 2329.993 | 2329.993 | 2329.993 | 2329.993 | 2329.993 | 2329.993 | 2329.993 | 2329.993 | 2329.993 | 2329.993 | 2329.993 | 2329.993
QLD1 | Pumped Hydro | 570 | 570 | 570 | 570 | 570 | 570 | 570 | 570 | 570 | 570 | 777.6953 | 1336.9576 | 1336.9576 | 1336.9576 | 1336.9576 | 1336.9576 | 1400.9326 | 1400.9326 | 1986.9043 | 1986.9043 | 2693.005
QLD1 | VPP | 18.792 | 56.93 | 116.312 | 203.741 | 316.675 | 441.512 | 598.097 | 788.338 | 1007.196 | 1181.6699 | 1375.488 | 1581.047 | 1799.564 | 2003.201 | 2215.979 | 2320.634 | 2431.5501 | 2543.859 | 2662.8169 | 2785.4379 | 2910.14
Total excluding storage |  | 15536 | 15591 | 15591 | 15613.1002 | 16099.1344 | 16877.6269 | 16716.9313 | 18250.3266 | 18334.551 | 18466.8878 | 19798.306 | 22149.2918 | 21905.3403 | 22103.1884 | 23724.474 | 24209.9571 | 25171.1841 | 25171.1841 | 25028.1841 | 26744.4633 | 27385.6903
Region | Technology | 2021-22 | 2022-23 | 2023-24 | 2024-25 | 2025-26 | 2026-27 | 2027-28 | 2028-29 | 2029-30 | 2030-31 | 2031-32 | 2032-33 | 2033-34 | 2034-35 | 2035-36 | 2036-37 | 2037-38 | 2038-39 | 2039-40 | 2040-41 | 2041-42
VIC1 | Black Coal | 0 | 0 | 0 | 0 | 0 | 0 | 0 | 0 | 0 | 0 | 0 | 0 | 0 | 0 | 0 | 0 | 0 | 0 | 0 | 0 | 0
VIC1 | Brown Coal | 4820 | 4835 | 4835 | 3332.6376 | 3183.8908 | 2185.0913 | 412.9856 | 0 | 0 | 0 | 0 | 0 | 0 | 0 | 0 | 0 | 0 | 0 | 0 | 0 | 0
VIC1 | CCGT | 0 | 0 | 0 | 0 | 0 | 0 | 0 | 156.0428 | 220.8069 | 220.8069 | 220.8069 | 220.8069 | 220.8069 | 220.8069 | 220.8069 | 220.8069 | 220.8069 | 220.8069 | 220.8069 | 220.8069 | 277.923
VIC1 | Gas - Steam | 500 | 500 | 500 | 500 | 500 | 500 | 500 | 500 | 500 | 500 | 500 | 500 | 500 | 500 | 500 | 500 | 500 | 500 | 0 | 0 | 0
VIC1 | OCGT / Diesel | 1900 | 1900 | 1900 | 1900 | 1900 | 1900 | 1900 | 1900 | 1900 | 1900 | 1900 | 1900 | 1730 | 1730 | 1730 | 1730 | 1730 | 1730 | 1290 | 1290 | 1290
VIC1 | Hydro | 2219 | 2219 | 2219 | 2219 | 2219 | 2219 | 2219 | 2219 | 2219 | 2219 | 2219 | 2219 | 2219 | 2219 | 2219 | 2219 | 2219 | 2219 | 2219 | 2219 | 2219
VIC1 | Wind | 3818 | 3818 | 3818 | 4268 | 4268 | 5018 | 5268 | 6241.7264 | 6592.4759 | 6592.4759 | 7389.8744 | 7389.8744 | 8278.599 | 8278.599 | 8278.599 | 8278.599 | 8851.0484 | 9167.8726 | 9483.6628 | 9271.8066 | 9772
VIC1 | Solar PV | 1088 | 1088 | 1088 | 1088 | 1088 | 2267.9999 | 4294.2736 | 4294.2736 | 4294.2736 | 4294.2736 | 4294.2736 | 4294.2736 | 4294.2736 | 4294.2736 | 4294.2736 | 4294.2736 | 4520.2285 | 4667.9999 | 4667.9999 | 4667.9999 | 5768
VIC1 | LS Battery | 75 | 75 | 75 | 75 | 75 | 75 | 75 | 75 | 75 | 75 | 75 | 75 | 20 | 20 | 20 | 20 | 20 | 20 | 20 | 20 | 20
VIC1 | Pumped Hydro | 0 | 0 | 0 | 237.8068 | 237.8068 | 1079.1676 | 2400 | 2400 | 2400 | 2400 | 2400 | 2400 | 2400 | 2400 | 2400 | 2400 | 2400 | 2400 | 2400 | 2400 | 2400
VIC1 | VPP | 21.325 | 39.333 | 124.653 | 240.512 | 387.463 | 568.474 | 786.961 | 1024.836 | 1297.201 | 1508.3761 | 1741.758 | 1990.8499 | 2255.0251 | 2511.472 | 2773.6561 | 2913.049 | 3058.5721 | 3207.3251 | 3364.194 | 3523.546 | 3687.863
Total excluding storage |  | 14345 | 14360 | 14360 | 13307.6376 | 13158.8908 | 14090.0912 | 14594.2592 | 15311.0428 | 15726.5564 | 15726.5564 | 16523.9549 | 16523.9549 | 17242.6795 | 17242.6795 | 17242.6795 | 17242.6795 | 18041.0838 | 18505.6795 | 17881.4697 | 17669.6135 | 19326.923
Region | Technology | 2021-22 | 2022-23 | 2023-24 | 2024-25 | 2025-26 | 2026-27 | 2027-28 | 2028-29 | 2029-30 | 2030-31 | 2031-32 | 2032-33 | 2033-34 | 2034-35 | 2035-36 | 2036-37 | 2037-38 | 2038-39 | 2039-40 | 2040-41 | 2041-42
SA1 | Black Coal | 0 | 0 | 0 | 0 | 0 | 0 | 0 | 0 | 0 | 0 | 0 | 0 | 0 | 0 | 0 | 0 | 0 | 0 | 0 | 0 | 0
SA1 | Brown Coal | 0 | 0 | 0 | 0 | 0 | 0 | 0 | 0 | 0 | 0 | 0 | 0 | 0 | 0 | 0 | 0 | 0 | 0 | 0 | 0 | 0
SA1 | CCGT | 709 | 709 | 709 | 529 | 529 | 529 | 529 | 529 | 529 | 529 | 529 | 529 | 529 | 529 | 529 | 529 | 0 | 0 | 0 | 0 | 0
SA1 | Gas - Steam | 1280 | 1280 | 800 | 800 | 800 | 800 | 800 | 800 | 800 | 800 | 800 | 800 | 800 | 800 | 0 | 0 | 0 | 0 | 0 | 0 | 0
SA1 | OCGT / Diesel | 1315 | 1315 | 1315 | 1315 | 1315 | 1315 | 1315 | 1315 | 1315 | 932 | 932 | 663 | 663 | 663 | 583 | 583 | 583 | 583 | 583 | 583 | 583
SA1 | Hydro | 0 | 0 | 0 | 0 | 0 | 0 | 0 | 0 | 0 | 0 | 0 | 0 | 0 | 0 | 0 | 0 | 0 | 0 | 0 | 0 | 0
SA1 | Wind | 2054 | 2140 | 2140 | 2230.8689 | 2230.8689 | 3144.9184 | 3111.9184 | 3264.205 | 3808.6284 | 3768.6258 | 3768.6258 | 3793.8653 | 3599.8653 | 3599.8653 | 3377.8653 | 3465.0642 | 4002.6431 | 3906.5052 | 4274.5904 | 4235.5904 | 4235.5904
SA1 | Solar PV | 353 | 353 | 353 | 353 | 353 | 402.2488 | 668.2692 | 668.2692 | 668.2692 | 668.2692 | 668.2692 | 1060.9927 | 1353 | 1353 | 1353 | 1353 | 1353 | 1353 | 1353 | 1353 | 1501.9418
SA1 | LS Battery | 205 | 205 | 205 | 205 | 205 | 227.1215 | 227.1215 | 227.1215 | 227.1215 | 197.1215 | 197.1215 | 197.1215 | 197.1215 | 172.1215 | 172.1215 | 305.4897 | 425.5779 | 425.5779 | 624.5393 | 624.5393 | 1085.4103
SA1 | Pumped Hydro | 0 | 0 | 0 | 0 | 0 | 0 | 0 | 0 | 0 | 0 | 0 | 0 | 0 | 0 | 0 | 0 | 0 | 0 | 0 | 0 | 0
SA1 | VPP | 19.108 | 37.433 | 64.042 | 100.939 | 139.006 | 181.29 | 233.207 | 295.748 | 367.725 | 418.77 | 476.54 | 537.83 | 602.483 | 656.359 | 712.614 | 743.766 | 776.579 | 809.532 | 844.201 | 879.819 | 916.083
Total excluding storage |  | 5711 | 5797 | 5317 | 5227.8689 | 5227.8689 | 6191.1672 | 6424.1876 | 6576.4742 | 7120.8975 | 6697.895 | 6697.895 | 6846.858 | 6944.8653 | 6944.8653 | 5842.8653 | 5930.0642 | 5938.6431 | 5842.5052 | 6210.5904 | 6171.5904 | 6320.5322
Region | Technology | 2021-22 | 2022-23 | 2023-24 | 2024-25 | 2025-26 | 2026-27 | 2027-28 | 2028-29 | 2029-30 | 2030-31 | 2031-32 | 2032-33 | 2033-34 | 2034-35 | 2035-36 | 2036-37 | 2037-38 | 2038-39 | 2039-40 | 2040-41 | 2041-42
TAS1 | Black Coal | 0 | 0 | 0 | 0 | 0 | 0 | 0 | 0 | 0 | 0 | 0 | 0 | 0 | 0 | 0 | 0 | 0 | 0 | 0 | 0 | 0
TAS1 | Brown Coal | 0 | 0 | 0 | 0 | 0 | 0 | 0 | 0 | 0 | 0 | 0 | 0 | 0 | 0 | 0 | 0 | 0 | 0 | 0 | 0 | 0
TAS1 | CCGT | 208 | 208 | 208 | 208 | 208 | 208 | 208 | 208 | 208 | 208 | 208 | 208 | 208 | 208 | 208 | 208 | 208 | 208 | 208 | 208 | 208
TAS1 | Gas - Steam | 0 | 0 | 0 | 0 | 0 | 0 | 0 | 0 | 0 | 0 | 0 | 0 | 0 | 0 | 0 | 0 | 0 | 0 | 0 | 0 | 0
TAS1 | OCGT / Diesel | 178 | 178 | 178 | 178 | 178 | 178 | 178 | 178 | 178 | 178 | 178 | 178 | 178 | 178 | 178 | 178 | 178 | 178 | 178 | 58 | 58
TAS1 | Hydro | 2408.9 | 2408.9 | 2408.9 | 2408.9 | 2408.9 | 2408.9 | 2658.9 | 2658.9 | 2658.9 | 2658.9 | 2658.9 | 2658.9 | 2658.9 | 2658.9 | 2658.9 | 2658.9 | 2658.9 | 2658.9 | 2658.9 | 2658.9 | 2658.9
TAS1 | Wind | 687.3247 | 687.3247 | 857.3118 | 857.3118 | 998.9676 | 1140.6234 | 1807.3333 | 1902.03 | 1902.03 | 2627.3883 | 2627.3883 | 2759.7908 | 2759.7908 | 2759.7908 | 2759.7908 | 2759.7908 | 2869.6066 | 2935.6056 | 2935.6056 | 3083.3409 | 3083.3409
TAS1 | Solar PV | 0 | 0 | 0 | 0 | 0 | 0 | 0 | 0 | 0 | 0 | 0 | 0 | 0 | 0 | 0 | 0 | 0 | 0 | 0 | 0 | 0
TAS1 | LS Battery | 0 | 0 | 0 | 0 | 0 | 0 | 0 | 0 | 0 | 0 | 0 | 0 | 0 | 0 | 0 | 0 | 0 | 0 | 0 | 0 | 0
TAS1 | Pumped Hydro | 0 | 0 | 0 | 0 | 0 | 0 | 0 | 0 | 0 | 193.5555 | 232.8607 | 294.5619 | 388.8131 | 388.8131 | 448.8637 | 448.8637 | 666.7652 | 666.7652 | 735.0156 | 735.0156 | 766.0921
TAS1 | VPP | 2.531 | 5.899 | 10.956 | 18.307 | 27.272 | 37.668 | 50.497 | 65.412 | 82.598 | 96.729 | 112.111 | 128.748 | 146.674 | 164.112 | 182.073 | 191.8 | 202.034 | 212.356 | 223.178 | 234.193 | 245.494
Total excluding storage |  | 3482.2247 | 3482.2247 | 3652.2118 | 3652.2118 | 3793.8676 | 3935.5234 | 4852.2333 | 4946.93 | 4946.93 | 5672.2883 | 5672.2883 | 5804.6908 | 5804.6908 | 5804.6907 | 5804.6908 | 5804.6908 | 5914.5066 | 5980.5056 | 5980.5056 | 6008.2409 | 6008.2409
Explicitly modelled pumping
Region | Technology | 2021-22 | 2022-23 | 2023-24 | 2024-25 | 2025-26 | 2026-27 | 2027-28 | 2028-29 | 2029-30 | 2030-31 | 2031-32 | 2032-33 | 2033-34 | 2034-35 | 2035-36 | 2036-37 | 2037-38 | 2038-39 | 2039-40 | 2040-41 | 2041-42
NEM | LS Battery pump | 300 | 300 | 300 | 300 | 300 | 1300.9003 | 1300.9005 | 2912.8117 | 3135.8242 | 3105.8242 | 3105.8242 | 3105.8242 | 3050.8242 | 3025.8242 | 3025.8242 | 3159.1924 | 3279.2805 | 3279.2805 | 3478.242 | 3478.242 | 3939.113
NEM | Pumped Hydro Pump | 1410 | 1410 | 1410 | 1647.8068 | 3687.8068 | 4529.1676 | 5850 | 5850 | 5850 | 6043.5555 | 6290.5561 | 7607.7237 | 7701.9749 | 7701.9749 | 7762.0255 | 8232.4464 | 9050.7859 | 9050.7859 | 9895.0527 | 9895.0527 | 11080.8568
NEM | VPP pump | 95.565 | 222.304 | 472.724 | 827.389 | 1275.464 | 1796.003 | 2438.396 | 3184.437 | 4042.566 | 4718.547 | 5463.892 | 6261.2279 | 7107.5971 | 7905.5149 | 8730.1272 | 9162.649 | 9618.3372 | 10079.154 | 10567.0661 | 11065.4949 | 11575.234
Region | Technology | 2021-22 | 2022-23 | 2023-24 | 2024-25 | 2025-26 | 2026-27 | 2027-28 | 2028-29 | 2029-30 | 2030-31 | 2031-32 | 2032-33 | 2033-34 | 2034-35 | 2035-36 | 2036-37 | 2037-38 | 2038-39 | 2039-40 | 2040-41 | 2041-42
NSW1 | LS Battery pump | 0 | 0 | 0 | 0 | 0 | 0.00012048 | 0.00027127 | 280.6972 | 503.7097 | 503.7097 | 503.7097 | 503.7097 | 503.7097 | 503.7097 | 503.7097 | 503.7097 | 503.7097 | 503.7097 | 503.7097 | 503.7097 | 503.7097
NSW1 | Pumped Hydro Pump | 840 | 840 | 840 | 840 | 2880 | 2880 | 2880 | 2880 | 2880 | 2880 | 2880 | 3576.2042 | 3576.2042 | 3576.2042 | 3576.2042 | 4046.6251 | 4583.0881 | 4583.0881 | 4773.1327 | 4773.1327 | 5221.7596
NSW1 | VPP pump | 33.809 | 82.709 | 156.761 | 263.89 | 405.048 | 567.059 | 769.634 | 1010.103 | 1287.846 | 1513.002 | 1757.995 | 2022.7529 | 2303.851 | 2570.3709 | 2845.8051 | 2993.4 | 3149.6021 | 3306.082 | 3472.6761 | 3642.4991 | 3815.654
Region | Technology | 2021-22 | 2022-23 | 2023-24 | 2024-25 | 2025-26 | 2026-27 | 2027-28 | 2028-29 | 2029-30 | 2030-31 | 2031-32 | 2032-33 | 2033-34 | 2034-35 | 2035-36 | 2036-37 | 2037-38 | 2038-39 | 2039-40 | 2040-41 | 2041-42
QLD1 | LS Battery pump | 20 | 20 | 20 | 20 | 20 | 998.7787 | 998.7787 | 2329.993 | 2329.993 | 2329.993 | 2329.993 | 2329.993 | 2329.993 | 2329.993 | 2329.993 | 2329.993 | 2329.993 | 2329.993 | 2329.993 | 2329.993 | 2329.993
QLD1 | Pumped Hydro Pump | 570 | 570 | 570 | 570 | 570 | 570 | 570 | 570 | 570 | 570 | 777.6953 | 1336.9576 | 1336.9576 | 1336.9576 | 1336.9576 | 1336.9576 | 1400.9326 | 1400.9326 | 1986.9043 | 1986.9043 | 2693.005
QLD1 | VPP pump | 18.792 | 56.93 | 116.312 | 203.741 | 316.675 | 441.512 | 598.097 | 788.338 | 1007.196 | 1181.6699 | 1375.488 | 1581.047 | 1799.564 | 2003.201 | 2215.979 | 2320.634 | 2431.5501 | 2543.859 | 2662.8169 | 2785.4379 | 2910.14
Region | Technology | 2021-22 | 2022-23 | 2023-24 | 2024-25 | 2025-26 | 2026-27 | 2027-28 | 2028-29 | 2029-30 | 2030-31 | 2031-32 | 2032-33 | 2033-34 | 2034-35 | 2035-36 | 2036-37 | 2037-38 | 2038-39 | 2039-40 | 2040-41 | 2041-42
VIC1 | LS Battery pump | 75 | 75 | 75 | 75 | 75 | 75 | 75 | 75 | 75 | 75 | 75 | 75 | 20 | 20 | 20 | 20 | 20 | 20 | 20 | 20 | 20
VIC1 | Pumped Hydro Pump | 0 | 0 | 0 | 237.8068 | 237.8068 | 1079.1676 | 2400 | 2400 | 2400 | 2400 | 2400 | 2400 | 2400 | 2400 | 2400 | 2400 | 2400 | 2400 | 2400 | 2400 | 2400
VIC1 | VPP pump | 21.325 | 39.333 | 124.653 | 240.512 | 387.463 | 568.474 | 786.961 | 1024.836 | 1297.201 | 1508.3761 | 1741.758 | 1990.8499 | 2255.0251 | 2511.472 | 2773.6561 | 2913.049 | 3058.5721 | 3207.3251 | 3364.194 | 3523.546 | 3687.863
Region | Technology | 2021-22 | 2022-23 | 2023-24 | 2024-25 | 2025-26 | 2026-27 | 2027-28 | 2028-29 | 2029-30 | 2030-31 | 2031-32 | 2032-33 | 2033-34 | 2034-35 | 2035-36 | 2036-37 | 2037-38 | 2038-39 | 2039-40 | 2040-41 | 2041-42
SA1 | LS Battery pump | 205 | 205 | 205 | 205 | 205 | 227.1215 | 227.1215 | 227.1215 | 227.1215 | 197.1215 | 197.1215 | 197.1215 | 197.1215 | 172.1215 | 172.1215 | 305.4897 | 425.5779 | 425.5779 | 624.5393 | 624.5393 | 1085.4103
SA1 | Pumped Hydro Pump | 0 | 0 | 0 | 0 | 0 | 0 | 0 | 0 | 0 | 0 | 0 | 0 | 0 | 0 | 0 | 0 | 0 | 0 | 0 | 0 | 0
SA1 | VPP pump | 19.108 | 37.433 | 64.042 | 100.939 | 139.006 | 181.29 | 233.207 | 295.748 | 367.725 | 418.77 | 476.54 | 537.83 | 602.483 | 656.359 | 712.614 | 743.766 | 776.579 | 809.532 | 844.201 | 879.819 | 916.083
Region | Technology | 2021-22 | 2022-23 | 2023-24 | 2024-25 | 2025-26 | 2026-27 | 2027-28 | 2028-29 | 2029-30 | 2030-31 | 2031-32 | 2032-33 | 2033-34 | 2034-35 | 2035-36 | 2036-37 | 2037-38 | 2038-39 | 2039-40 | 2040-41 | 2041-42
TAS1 | LS Battery pump | 0 | 0 | 0 | 0 | 0 | 0 | 0 | 0 | 0 | 0 | 0 | 0 | 0 | 0 | 0 | 0 | 0 | 0 | 0 | 0 | 0
TAS1 | Pumped Hydro Pump | 0 | 0 | 0 | 0 | 0 | 0 | 0 | 0 | 0 | 193.5555 | 232.8607 | 294.5619 | 388.8131 | 388.8131 | 448.8637 | 448.8637 | 666.7652 | 666.7652 | 735.0156 | 735.0156 | 766.0921
TAS1 | VPP pump | 2.531 | 5.899 | 10.956 | 18.307 | 27.272 | 37.668 | 50.497 | 65.412 | 82.598 | 96.729 | 112.111 | 128.748 | 146.674 | 164.112 | 182.073 | 191.8 | 202.034 | 212.356 | 223.178 | 234.193 | 245.494
Non-controllable capacity
Region | Technology | 2021-22 | 2022-23 | 2023-24 | 2024-25 | 2025-26 | 2026-27 | 2027-28 | 2028-29 | 2029-30 | 2030-31 | 2031-32 | 2032-33 | 2033-34 | 2034-35 | 2035-36 | 2036-37 | 2037-38 | 2038-39 | 2039-40 | 2040-41 | 2041-42
NEM | Distributed PV | 14317.7356 | 16038.0317 | 18141.6625 | 20467.1628 | 22742.4627 | 24794.1362 | 27203.2648 | 29404.585 | 31633.6844 | 33722.4221 | 35881.7358 | 38229.6173 | 40526.8079 | 42201.4543 | 43959.2481 | 45343.5576 | 47243.3825 | 48591.0021 | 50017.1079 | 51711.9741 | 53139.0243
NEM | Behind the meter battery | 579.4577 | 1031.0387 | 1768.4027 | 2546.1777 | 3286.9147 | 3921.6237 | 4557.7626 | 5129.6256 | 5641.2567 | 6326.0198 | 7040.3706 | 7755.7347 | 8465.7337 | 9049.4997 | 9600.4117 | 9649.7217 | 9702.8895 | 9740.4287 | 9784.1325 | 9816.9557 | 9839.7728
NEM | Behind the meter battery pump | 579.4577 | 1031.0387 | 1768.4027 | 2546.1777 | 3286.9147 | 3921.6237 | 4557.7626 | 5129.6256 | 5641.2567 | 6326.0198 | 7040.3706 | 7755.7347 | 8465.7337 | 9049.4997 | 9600.4117 | 9649.7217 | 9702.8895 | 9740.4287 | 9784.1325 | 9816.9557 | 9839.7728
Region | Technology | 2021-22 | 2022-23 | 2023-24 | 2024-25 | 2025-26 | 2026-27 | 2027-28 | 2028-29 | 2029-30 | 2030-31 | 2031-32 | 2032-33 | 2033-34 | 2034-35 | 2035-36 | 2036-37 | 2037-38 | 2038-39 | 2039-40 | 2040-41 | 2041-42
NSW1 | Distributed PV | 4241.3829 | 4711.3319 | 5343.9405 | 6062.9209 | 6807.486 | 7463.937 | 8257.1661 | 9003.6689 | 9768.9282 | 10504.7979 | 11253.5547 | 12077.6261 | 12885.6859 | 13472.8481 | 14095.5227 | 14591.8154 | 15270.2051 | 15752.2725 | 16264.251 | 16864 | 17367.3523
NSW1 | Behind the meter battery | 203.5213 | 385.8493 | 584.9893 | 808.5723 | 1038.7303 | 1231.3074 | 1430.1443 | 1617.7273 | 1785.9803 | 2016.8083 | 2252.5393 | 2492.1973 | 2729.7153 | 2928.2515 | 3115.2053 | 3140.1863 | 3166.7363 | 3186.3523 | 3208.5303 | 3226.2913 | 3239.8923
NSW1 | Behind the meter battery pump | 203.5213 | 385.8493 | 584.9893 | 808.5723 | 1038.7303 | 1231.3074 | 1430.1443 | 1617.7273 | 1785.9803 | 2016.8083 | 2252.5393 | 2492.1973 | 2729.7153 | 2928.2515 | 3115.2053 | 3140.1863 | 3166.7363 | 3186.3523 | 3208.5303 | 3226.2913 | 3239.8923
Region | Technology | 2021-22 | 2022-23 | 2023-24 | 2024-25 | 2025-26 | 2026-27 | 2027-28 | 2028-29 | 2029-30 | 2030-31 | 2031-32 | 2032-33 | 2033-34 | 2034-35 | 2035-36 | 2036-37 | 2037-38 | 2038-39 | 2039-40 | 2040-41 | 2041-42
QLD1 | Distributed PV | 4265.744 | 4680.9516 | 5183.1304 | 5787.5574 | 6389.4727 | 6895.2299 | 7516.7694 | 8113.269 | 8718.3391 | 9285.1582 | 9878.2021 | 10523.7462 | 11158.6323 | 11620.782 | 12106.7961 | 12479.3207 | 13012.871 | 13376.0881 | 13757.3877 | 14223.626 | 14602.6743
QLD1 | Behind the meter battery | 112.9997 | 269.1257 | 441.4557 | 636.2708 | 828.8848 | 979.7717 | 1137.4507 | 1294.7498 | 1435.4037 | 1617.9778 | 1809.9158 | 1999.4127 | 2187.6277 | 2339.4106 | 2485.7607 | 2493.2378 | 2502.5776 | 2508.5327 | 2516.1506 | 2522.2578 | 2525.2717
QLD1 | Behind the meter battery pump | 112.9997 | 269.1257 | 441.4557 | 636.2708 | 828.8848 | 979.7717 | 1137.4507 | 1294.7498 | 1435.4037 | 1617.9778 | 1809.9158 | 1999.4127 | 2187.6277 | 2339.4106 | 2485.7607 | 2493.2378 | 2502.5776 | 2508.5327 | 2516.1506 | 2522.2578 | 2525.2717
Region | Technology | 2021-22 | 2022-23 | 2023-24 | 2024-25 | 2025-26 | 2026-27 | 2027-28 | 2028-29 | 2029-30 | 2030-31 | 2031-32 | 2032-33 | 2033-34 | 2034-35 | 2035-36 | 2036-37 | 2037-38 | 2038-39 | 2039-40 | 2040-41 | 2041-42
VIC1 | Distributed PV | 3672.0127 | 4323.9168 | 5053.769 | 5790.9588 | 6520.7274 | 7238.1152 | 8018.1381 | 8676.475 | 9331.2351 | 9932.0548 | 10554.2346 | 11213.8539 | 11851.77 | 12333.99 | 12826.3418 | 13223.2949 | 13731.8735 | 14116.3628 | 14523.5542 | 14994.7249 | 15411.9817
VIC1 | Behind the meter battery | 127.8803 | 169.8963 | 458.6764 | 733.4774 | 991.5743 | 1234.7513 | 1463.3203 | 1639.2893 | 1795.5123 | 2004.5533 | 2224.0112 | 2443.1914 | 2661.1284 | 2848.6934 | 3022.4214 | 3038.0483 | 3053.5933 | 3065.3804 | 3078.7153 | 3087.8074 | 3095.0745
VIC1 | Behind the meter battery pump | 127.8803 | 169.8963 | 458.6764 | 733.4774 | 991.5743 | 1234.7513 | 1463.3203 | 1639.2893 | 1795.5123 | 2004.5533 | 2224.0112 | 2443.1914 | 2661.1284 | 2848.6934 | 3022.4214 | 3038.0483 | 3053.5933 | 3065.3804 | 3078.7153 | 3087.8074 | 3095.0745
Region | Technology | 2021-22 | 2022-23 | 2023-24 | 2024-25 | 2025-26 | 2026-27 | 2027-28 | 2028-29 | 2029-30 | 2030-31 | 2031-32 | 2032-33 | 2033-34 | 2034-35 | 2035-36 | 2036-37 | 2037-38 | 2038-39 | 2039-40 | 2040-41 | 2041-42
SA1 | Distributed PV | 1913.5206 | 2069.284 | 2265.9702 | 2481.53 | 2637.3888 | 2773.9861 | 2939.5508 | 3101.8464 | 3268.0304 | 3414.8693 | 3571.6486 | 3741.8128 | 3908.6521 | 4020.1996 | 4138.7558 | 4231.3834 | 4360.8052 | 4451.8956 | 4549.1459 | 4665.1984 | 4763.3252
SA1 | Behind the meter battery | 119.4801 | 177.9751 | 241.3261 | 310.2571 | 355.8901 | 391.6861 | 430.2571 | 469.9121 | 506.1151 | 553.7061 | 605.8841 | 657.6341 | 708.5131 | 741.0171 | 772.3381 | 771.6461 | 771.4251 | 770.0601 | 769.0871 | 767.7171 | 765.6371
SA1 | Behind the meter battery pump | 119.4801 | 177.9751 | 241.3261 | 310.2571 | 355.8901 | 391.6861 | 430.2571 | 469.9121 | 506.1151 | 553.7061 | 605.8841 | 657.6341 | 708.5131 | 741.0171 | 772.3381 | 771.6461 | 771.4251 | 770.0601 | 769.0871 | 767.7171 | 765.6371
Region | Technology | 2021-22 | 2022-23 | 2023-24 | 2024-25 | 2025-26 | 2026-27 | 2027-28 | 2028-29 | 2029-30 | 2030-31 | 2031-32 | 2032-33 | 2033-34 | 2034-35 | 2035-36 | 2036-37 | 2037-38 | 2038-39 | 2039-40 | 2040-41 | 2041-42
TAS1 | Distributed PV | 225.0754 | 252.5473 | 294.8524 | 344.1958 | 387.3879 | 422.8681 | 471.6404 | 509.3257 | 547.1516 | 585.5419 | 624.0958 | 672.5783 | 722.0675 | 753.6346 | 791.8317 | 817.7431 | 867.6277 | 894.3831 | 922.7691 | 964.4249 | 993.6908
TAS1 | Behind the meter battery | 15.5762 | 28.1922 | 41.9552 | 57.6002 | 71.8352 | 84.1072 | 96.5902 | 107.9472 | 118.2452 | 132.9742 | 148.0202 | 163.2992 | 178.7492 | 192.1272 | 204.6862 | 206.6032 | 208.5572 | 210.1032 | 211.6492 | 212.8822 | 213.8972
TAS1 | Behind the meter battery pump | 15.5762 | 28.1922 | 41.9552 | 57.6002 | 71.8352 | 84.1072 | 96.5902 | 107.9472 | 118.2452 | 132.9742 | 148.0202 | 163.2992 | 178.7492 | 192.1272 | 204.6862 | 206.6032 | 208.5572 | 210.1032 | 211.6492 | 212.8822 | 213.8972
Ernst & Young’s liability is limited by a scheme approved under Professional Standards Legislation

## M27_30_VOM Cost
VOM cost by technology ($000s) - Marinus 1500MW M27_30, Step Change Scenario
VOM | Real June 2019 dollars discounted to 1 July 2019
Explicitly modelled generation
Region | Technology | 2021-22 | 2022-23 | 2023-24 | 2024-25 | 2025-26 | 2026-27 | 2027-28 | 2028-29 | 2029-30 | 2030-31 | 2031-32 | 2032-33 | 2033-34 | 2034-35 | 2035-36 | 2036-37 | 2037-38 | 2038-39 | 2039-40 | 2040-41 | 2041-42
NEM | Black Coal | 338758.6882 | 309470.0442 | 293265.4329 | 252288.3045 | 194191.8002 | 129705.0477 | 120135.4158 | 110715.348 | 98976.538 | 82688.5824 | 67188.3698 | 60089.5592 | 53170.2437 | 40617.4894 | 25848.9638 | 22172.7142 | 22891.9473 | 21984.3785 | 19121.3329 | 14442.7701 | 10721.2224
NEM | Brown Coal | 101451.0191 | 87029.561 | 86342.7645 | 59924.4357 | 54977.2338 | 33276.6 | 6267.6218 | 0.00073466 | 0.00064277 | 0.00058214 | 0.00048919 | 0.00043802 | 0.00040802 | 0.00035609 | 0.0002361 | 0.00020814 | 0.00020658 | 0.00015909 | 0.00014408 | 0.00013525 | 0.00013265
NEM | CCGT | 14553.6436 | 13761.3665 | 12250.6717 | 21753.487 | 16093.1472 | 16282.4803 | 11632.2088 | 13145.8707 | 15740.7024 | 16746.699 | 18570.6594 | 12845.251 | 16760.926 | 16878.9191 | 13108.553 | 8978.4917 | 9024.1583 | 9588.6134 | 9518.4349 | 10977.3163 | 10815.6704
NEM | Gas - Steam | 2203.7553 | 1696.6983 | 1764.2961 | 580.4444 | 533.9279 | 525.5505 | 465.1494 | 436.0604 | 401.4061 | 399.3978 | 381.7193 | 393.3548 | 325.3922 | 365.634 | 326.86 | 303.5563 | 365.3734 | 275.9094 | 174.052 | 336.5081 | 300.4255
NEM | OCGT / Diesel | 537.5102 | 521.1982 | 1062.6797 | 4987.8836 | 1620.1751 | 1722.2445 | 565.2874 | 1247.2762 | 560.0702 | 1896.8366 | 2472.3852 | 1985.2082 | 1374.1263 | 2170.335 | 3200.7131 | 2238.5709 | 3435.8111 | 2243.7848 | 5886.365 | 10767.3716 | 7931.4659
NEM | Hydro | 84441.1976 | 83531.9 | 73240.8152 | 83474.8354 | 81136.5281 | 71595.5282 | 73908.8373 | 77835.1915 | 64993.916 | 58318.4881 | 55297.1535 | 47751.3935 | 49725.6161 | 50764.1994 | 46709.7618 | 41481.1421 | 44637.6196 | 37880.5208 | 32871.8667 | 31221.646 | 28715.1127
NEM | Wind | 74667.6742 | 76602.4184 | 66762.44 | 85151.5433 | 114880.6926 | 131462.9374 | 132062.4468 | 129584.5162 | 128095.4843 | 131847.9342 | 131839.9252 | 126277.9124 | 120062.8956 | 123797.0751 | 122395.0749 | 124027.6608 | 118016.991 | 112033.3997 | 108559.2242 | 97876.2724 | 93744.9256
NEM | Solar PV | 132.5242 | 130.8915 | 125.615 | 113.7171 | 103.2377 | 113.638 | 111.8876 | 96.0951 | 96.1433 | 94.557 | 91.5354 | 90.4238 | 83.6257 | 76.2751 | 78.7295 | 73.2555 | 63.4136 | 62.9187 | 61.8953 | 59.7978 | 59.0224
NEM | LS Battery | 0.99435 | 0.99624 | 1.027 | 1.2023 | 1.0788 | 1.8932 | 1.7959 | 2.8323 | 2.9094 | 2.705 | 2.5779 | 2.4917 | 2.185 | 1.8777 | 1.894 | 1.806 | 1.6794 | 1.6377 | 1.5523 | 1.4905 | 1.5331
NEM | Pumped Hydro | 253.453 | 519.2379 | 393.2382 | 1711.8849 | 1610.0194 | 3313.3315 | 3251.0674 | 2660.0239 | 2709.477 | 2979.6735 | 3158.9947 | 2621.7013 | 2208.3521 | 1865.3056 | 2406.5058 | 2017.7874 | 1662.7923 | 1680.4475 | 1236.9548 | 1361.7434 | 1309.5847
NEM | VPP | 0.32232 | 0.77594 | 1.9328 | 4.7433 | 6.5339 | 7.7281 | 9.4241 | 10.9956 | 12.9293 | 14.1354 | 14.9161 | 16.4143 | 17.2346 | 17.4631 | 19.22 | 18.6616 | 17.6503 | 17.6041 | 16.9557 | 16.4246 | 15.9862
Total excluding storage |  | 616746.0124 | 572744.0781 | 534814.7153 | 508274.651 | 463536.7425 | 384684.0266 | 345148.8548 | 333060.3588 | 308864.261 | 291992.4957 | 275841.7482 | 249433.1034 | 241502.8259 | 234669.9275 | 211668.6564 | 199275.3917 | 198435.3145 | 184069.5255 | 176193.171 | 165681.6824 | 152287.8451
Region | Technology | 2021-22 | 2022-23 | 2023-24 | 2024-25 | 2025-26 | 2026-27 | 2027-28 | 2028-29 | 2029-30 | 2030-31 | 2031-32 | 2032-33 | 2033-34 | 2034-35 | 2035-36 | 2036-37 | 2037-38 | 2038-39 | 2039-40 | 2040-41 | 2041-42
NSW1 | Black Coal | 181951.933 | 160288.4426 | 149424.719 | 144567.503 | 99346.3283 | 64591.5898 | 62248.0123 | 57566.0495 | 55011.966 | 42843.4901 | 32875.7248 | 26848.6467 | 26982.322 | 19097.2738 | 9627.0465 | 7893.1725 | 8593.5395 | 8332.5365 | 7214.6175 | 7146.5614 | 6601.798
NSW1 | Brown Coal | 0 | 0 | 0 | 0 | 0 | 0 | 0 | 0 | 0 | 0 | 0 | 0 | 0 | 0 | 0 | 0 | 0 | 0 | 0 | 0 | 0
NSW1 | CCGT | 216.1839 | 206.4104 | 599.7648 | 2874.5268 | 1907.9626 | 1850.3433 | 925.921 | 1255.6305 | 1812.9507 | 1972.1994 | 2531.988 | 1229.7242 | 2311.3382 | 2489.4779 | 1711.7092 | 1041.8389 | 1676.5913 | 2148.4621 | 2321.4941 | 2777.171 | 2547.7964
NSW1 | Gas - Steam | 0 | 0 | 0 | 0 | 0 | 0 | 0 | 0 | 0 | 0 | 0 | 0 | 0 | 0 | 0 | 0 | 0 | 0 | 0 | 0 | 0
NSW1 | OCGT / Diesel | 0.68835 | 7.0719 | 108.093 | 287.3417 | 72.3936 | 268.1704 | 161.6215 | 248.99 | 197.7239 | 771.529 | 797.7988 | 978.5753 | 561.2048 | 1309.8689 | 1340.7588 | 1065.7075 | 1502.0274 | 1178.5861 | 2774.4867 | 3817.2942 | 2786.3408
NSW1 | Hydro | 12946.2557 | 11888.6445 | 10195.1415 | 13175.4505 | 12532.1375 | 13628.1703 | 12688.557 | 15888.0391 | 12061.6589 | 10682.9043 | 10451.7994 | 8949.3378 | 9909.8307 | 10345.647 | 10002.015 | 8855.6933 | 10766.0732 | 8562.7068 | 7599.8822 | 7077.2448 | 5988.7169
NSW1 | Wind | 14232.8296 | 15700.4611 | 14067.5394 | 15944.335 | 38175.1855 | 39519.5838 | 36559.4698 | 33619.0895 | 29740.5922 | 36294.9114 | 36518.2712 | 37713.4291 | 34468.6514 | 35199.3222 | 33740.7219 | 32271.2446 | 26722.1642 | 22738.4992 | 23406.4975 | 21618.9039 | 25521.2024
NSW1 | Solar PV | 49.2122 | 49.6552 | 47.1736 | 42.8815 | 38.5017 | 46.1282 | 44.3288 | 38.9105 | 37.9263 | 37.6489 | 35.9052 | 35.4625 | 33.3418 | 30.0293 | 31.6892 | 30.0115 | 27.6407 | 26.325 | 26.2284 | 24.9313 | 23.8111
NSW1 | LS Battery | 4.2469e-09 | 4.7118e-09 | 4.7914e-09 | 5.0494e-09 | 5.0044e-09 | 1.3015e-07 | 2.6096e-07 | 0.22137 | 0.37843 | 0.36037 | 0.33474 | 0.32418 | 0.30118 | 0.26491 | 0.26895 | 0.25365 | 0.23548 | 0.22613 | 0.21596 | 0.20014 | 0.18548
NSW1 | Pumped Hydro | 77.005 | 142.6645 | 131.9438 | 323.0531 | 192.8531 | 980.2697 | 957.2412 | 937.536 | 857.4994 | 974.7358 | 1036.0602 | 927.8411 | 819.4912 | 667.8107 | 867.2799 | 739.3255 | 618.5801 | 610.0061 | 496.7634 | 495.8112 | 472.8058
NSW1 | VPP | 0.065164 | 0.18059 | 0.53387 | 1.5535 | 2.0494 | 2.543 | 3.0082 | 3.5609 | 4.2126 | 4.6443 | 4.9625 | 5.499 | 5.911 | 6.0292 | 6.5216 | 6.3707 | 6.174 | 6.1203 | 6.0298 | 5.8834 | 5.7046
Total excluding storage |  | 209397.1028 | 188140.6857 | 174442.4313 | 176892.0385 | 152072.5091 | 119903.9859 | 112627.9105 | 108616.7092 | 98862.8178 | 92602.6831 | 83211.4873 | 75755.1756 | 74266.689 | 68471.6189 | 56453.9406 | 51157.6684 | 49288.0364 | 42987.1156 | 43343.2064 | 42462.1065 | 43469.6657
Region | Technology | 2021-22 | 2022-23 | 2023-24 | 2024-25 | 2025-26 | 2026-27 | 2027-28 | 2028-29 | 2029-30 | 2030-31 | 2031-32 | 2032-33 | 2033-34 | 2034-35 | 2035-36 | 2036-37 | 2037-38 | 2038-39 | 2039-40 | 2040-41 | 2041-42
QLD1 | Black Coal | 156806.7552 | 149181.6016 | 143840.7139 | 107720.8015 | 94845.4719 | 65113.4579 | 57887.4035 | 53149.2985 | 43964.572 | 39845.0923 | 34312.645 | 33240.9125 | 26187.9216 | 21520.2156 | 16221.9173 | 14279.5417 | 14298.4078 | 13651.842 | 11906.7154 | 7296.2087 | 4119.4244
QLD1 | Brown Coal | 0 | 0 | 0 | 0 | 0 | 0 | 0 | 0 | 0 | 0 | 0 | 0 | 0 | 0 | 0 | 0 | 0 | 0 | 0 | 0 | 0
QLD1 | CCGT | 7170.8546 | 6803.3123 | 7159.6737 | 12673.5455 | 8475.9479 | 11008.2583 | 8615.7398 | 7484.4807 | 8332.22 | 9090.3347 | 10121.1777 | 6426.1398 | 9355.5532 | 8346.2066 | 7153.3677 | 4408.5737 | 4962.5314 | 5086.3781 | 4625.679 | 5690.3825 | 5402.126
QLD1 | Gas - Steam | 236.979 | 226.9139 | 425.5321 | 398.6751 | 371.1204 | 354.3768 | 334.0892 | 312.7743 | 296.3587 | 279.4729 | 265.5141 | 247.3216 | 236.1558 | 221.3736 | 210.2981 | 199.3758 | 187.2538 | 176.4862 | 174.052 | 336.5081 | 300.4255
QLD1 | OCGT / Diesel | 4.7778e-05 | 4.4125e-05 | 4.3962e-05 | 144.7279 | 98.8444 | 336.0916 | 212.8239 | 274.1108 | 177.9786 | 623.4164 | 1212.3524 | 253.093 | 401.6372 | 77.4619 | 517.0006 | 375.8869 | 506.7308 | 186.8347 | 939.7202 | 2073.581 | 1536.1136
QLD1 | Hydro | 4401.9607 | 4152.1225 | 3922.0956 | 3690.9625 | 3472.7004 | 3286.005 | 3107.8421 | 2913.5887 | 2741.5131 | 2587.2298 | 2450.2328 | 2300.5384 | 2170.7555 | 2008.7767 | 1899.559 | 1760.0791 | 571.1916 | 564.1262 | 481.1052 | 435.3091 | 423.0608
QLD1 | Wind | 14201.1126 | 12776.1451 | 11382.8088 | 25247.928 | 33644.5077 | 39641.2725 | 39746.9531 | 41357.2922 | 41921.4852 | 39842.1899 | 36098.7638 | 38335.5853 | 35180.4088 | 40305.2939 | 40639.1711 | 45178.5003 | 45684.6443 | 43639.443 | 41914.7402 | 33785.9339 | 31781.3211
QLD1 | Solar PV | 52.6354 | 52.3545 | 50.2283 | 45.3746 | 41.8335 | 42.9028 | 40.4004 | 33.2331 | 34.7506 | 34.2919 | 34.5945 | 33.9186 | 31.0258 | 28.6757 | 29.6154 | 26.5581 | 20.8723 | 21.7757 | 21.4165 | 21.8869 | 21.7159
QLD1 | LS Battery | 0.13185 | 0.095033 | 0.13899 | 0.21546 | 0.19874 | 1.0895 | 1.0349 | 1.9081 | 1.8741 | 1.7364 | 1.6859 | 1.6285 | 1.4827 | 1.3232 | 1.3366 | 1.2158 | 1.0833 | 1.0687 | 0.94819 | 0.94748 | 0.88093
QLD1 | Pumped Hydro | 176.448 | 376.5734 | 261.2944 | 1387.8751 | 1416.3389 | 2329.7982 | 2287.164 | 1716.1672 | 1846.0898 | 1998.9895 | 2117.197 | 1688.3937 | 1383.6922 | 1192.5465 | 1534.4118 | 1273.9755 | 1039.8832 | 1066.3178 | 736.077 | 862.0714 | 833.2381
QLD1 | VPP | 0.082575 | 0.21818 | 0.52638 | 1.173 | 1.692 | 2.0473 | 2.5401 | 2.8886 | 3.4394 | 3.7476 | 4.0391 | 4.3459 | 4.6802 | 4.8682 | 5.1486 | 4.9767 | 4.7388 | 4.7349 | 4.5292 | 4.4584 | 4.3439
Total excluding storage |  | 182870.2976 | 173192.4499 | 166781.0525 | 149922.0151 | 140950.4263 | 119782.3649 | 109945.252 | 105524.7783 | 97468.8783 | 92302.0281 | 84495.2802 | 80837.5092 | 73563.4579 | 72508.004 | 66670.9291 | 66228.5156 | 66231.6319 | 63326.8858 | 60063.4285 | 49639.8102 | 43584.1872
Region | Technology | 2021-22 | 2022-23 | 2023-24 | 2024-25 | 2025-26 | 2026-27 | 2027-28 | 2028-29 | 2029-30 | 2030-31 | 2031-32 | 2032-33 | 2033-34 | 2034-35 | 2035-36 | 2036-37 | 2037-38 | 2038-39 | 2039-40 | 2040-41 | 2041-42
VIC1 | Black Coal | 0 | 0 | 0 | 0 | 0 | 0 | 0 | 0 | 0 | 0 | 0 | 0 | 0 | 0 | 0 | 0 | 0 | 0 | 0 | 0 | 0
VIC1 | Brown Coal | 101451.0191 | 87029.561 | 86342.7645 | 59924.4357 | 54977.2338 | 33276.6 | 6267.6218 | 0.00073466 | 0.00064277 | 0.00058214 | 0.00048919 | 0.00043802 | 0.00040802 | 0.00035609 | 0.0002361 | 0.00020814 | 0.00020658 | 0.00015909 | 0.00014408 | 0.00013525 | 0.00013265
VIC1 | CCGT | 3.1757e-05 | 2.9334e-05 | 2.8487e-05 | 0.00019643 | 0.00017866 | 0.00016125 | 0.00027412 | 2363.763 | 3159.5502 | 3141.6542 | 3083.915 | 2826.8382 | 2650.99 | 2878.7182 | 2370.5705 | 2162.5208 | 2216.6035 | 2270.9185 | 2330.4145 | 2252.2205 | 2678.4312
VIC1 | Gas - Steam | 21.73 | 19.484 | 25.519 | 41.8245 | 33.5613 | 49.2163 | 15.1023 | 12.6314 | 2.4457 | 23.2141 | 23.8183 | 59.8946 | 5.9577 | 60.08 | 116.5619 | 104.1805 | 178.1196 | 99.4232 | 0 | 0 | 0
VIC1 | OCGT / Diesel | 118.1335 | 101.5729 | 182.0365 | 3644.254 | 779.6099 | 716.2598 | 127.1466 | 397.2609 | 165.5367 | 187.88 | 116.1928 | 373.5967 | 193.1779 | 185.3512 | 760.7039 | 420.0172 | 600.6132 | 198.8666 | 1189.8284 | 3441.496 | 2374.2486
VIC1 | Hydro | 17530.9291 | 16484.3176 | 14258.462 | 16756.9544 | 16159.5537 | 14465.762 | 13770.1296 | 16425.0903 | 12885.4283 | 10403.7228 | 9879.5712 | 8423.7387 | 9830.9452 | 9511.2045 | 8596.5563 | 8125.8801 | 9716.0864 | 7594.6319 | 6183.8602 | 5828.1623 | 4999.9318
VIC1 | Wind | 26119.5469 | 27801.0173 | 22579.7308 | 24790.1048 | 23806.5186 | 27371.8443 | 27776.6977 | 28715.302 | 29882.643 | 27057.2612 | 30331.1965 | 24881.181 | 26824.2553 | 26194.8855 | 26248.3079 | 25251.0831 | 23996.5023 | 24879.7362 | 23563.996 | 23006.7147 | 19631.4676
VIC1 | Solar PV | 23.0065 | 21.6108 | 21.2358 | 19.1809 | 17.1215 | 18.9431 | 21.2939 | 18.7484 | 18.3436 | 17.7238 | 16.4585 | 16.2377 | 14.5959 | 13.2282 | 13.2007 | 12.6257 | 11.2686 | 11.2354 | 10.8211 | 9.8714 | 10.4417
VIC1 | LS Battery | 0.13112 | 0.17361 | 0.16681 | 0.2793 | 0.23997 | 0.20736 | 0.18803 | 0.17213 | 0.15915 | 0.15646 | 0.14111 | 0.13395 | 0.022051 | 0.020108 | 0.021469 | 0.019041 | 0.016311 | 0.015469 | 0.015094 | 0.013754 | 0.012642
VIC1 | Pumped Hydro | 0 | 0 | 8.7727e-09 | 0.95677 | 0.82737 | 3.2636 | 6.6622 | 6.3207 | 5.8878 | 5.6457 | 5.3561 | 5.0704 | 4.707 | 4.4221 | 4.2467 | 3.9883 | 3.6518 | 3.524 | 3.3818 | 3.0604 | 2.8555
VIC1 | VPP | 0.058833 | 0.13472 | 0.4724 | 1.4123 | 2.0201 | 2.2945 | 2.8478 | 3.3227 | 3.8629 | 4.1811 | 4.2737 | 4.7908 | 4.7946 | 4.7085 | 5.5856 | 5.4056 | 4.9532 | 4.9937 | 4.7237 | 4.4749 | 4.3945
Total excluding storage |  | 145264.3652 | 131457.5634 | 123409.7487 | 105176.7546 | 95773.5989 | 75898.6257 | 47977.9922 | 47932.7966 | 46113.9481 | 40831.4566 | 43451.1526 | 36581.4873 | 39519.9224 | 38843.468 | 38105.9013 | 36076.3075 | 36719.1938 | 35054.812 | 33278.9203 | 34538.465 | 29694.5211
Region | Technology | 2021-22 | 2022-23 | 2023-24 | 2024-25 | 2025-26 | 2026-27 | 2027-28 | 2028-29 | 2029-30 | 2030-31 | 2031-32 | 2032-33 | 2033-34 | 2034-35 | 2035-36 | 2036-37 | 2037-38 | 2038-39 | 2039-40 | 2040-41 | 2041-42
SA1 | Black Coal | 0 | 0 | 0 | 0 | 0 | 0 | 0 | 0 | 0 | 0 | 0 | 0 | 0 | 0 | 0 | 0 | 0 | 0 | 0 | 0 | 0
SA1 | Brown Coal | 0 | 0 | 0 | 0 | 0 | 0 | 0 | 0 | 0 | 0 | 0 | 0 | 0 | 0 | 0 | 0 | 0 | 0 | 0 | 0 | 0
SA1 | CCGT | 7166.605 | 6751.6437 | 4491.2332 | 6205.4145 | 5705.687 | 3423.8785 | 2083.0828 | 2030.6291 | 2432.9598 | 2354.4165 | 2612.2592 | 2175.8318 | 2307.382 | 2884.8635 | 1686.533 | 1237.3832 | 3.1729e-05 | 3.0356e-05 | 2.8719e-05 | 2.7409e-05 | 3.0891e-05
SA1 | Gas - Steam | 1945.0464 | 1450.3005 | 1313.245 | 139.9447 | 129.2463 | 121.9574 | 115.9579 | 110.6547 | 102.6017 | 96.7108 | 92.387 | 86.1386 | 83.2787 | 84.1804 | 0 | 0 | 0 | 0 | 0 | 0 | 0
SA1 | OCGT / Diesel | 418.6883 | 412.5534 | 772.5502 | 911.56 | 669.3272 | 401.7226 | 63.6953 | 326.9145 | 18.831 | 314.0112 | 346.0413 | 377.2495 | 218.0222 | 597.653 | 565.8462 | 376.1774 | 815.7857 | 679.4975 | 976.6198 | 1433.4761 | 1209.849
SA1 | Hydro | 0 | 0 | 0 | 0 | 0 | 0 | 0 | 0 | 0 | 0 | 0 | 0 | 0 | 0 | 0 | 0 | 0 | 0 | 0 | 0 | 0
SA1 | Wind | 14715.1907 | 14617.8508 | 12256.3118 | 13183.6502 | 12025.898 | 16980.4811 | 15740.7706 | 14355.1967 | 15861.9229 | 14753.6179 | 15040.4371 | 12507.4375 | 11495.9201 | 10223.6669 | 10280.9317 | 10146.0169 | 10759.7353 | 10366.3864 | 10270.7076 | 9964.7518 | 8438.8609
SA1 | Solar PV | 7.67 | 7.271 | 6.9773 | 6.2801 | 5.7809 | 5.6639 | 5.8645 | 5.203 | 5.1228 | 4.8924 | 4.5773 | 4.8052 | 4.6622 | 4.342 | 4.2243 | 4.0602 | 3.632 | 3.5826 | 3.4293 | 3.1083 | 3.0537
SA1 | LS Battery | 0.73138 | 0.7276 | 0.72124 | 0.7075 | 0.64009 | 0.59633 | 0.57296 | 0.53072 | 0.49771 | 0.45184 | 0.41611 | 0.40509 | 0.37899 | 0.26947 | 0.26691 | 0.31747 | 0.34436 | 0.32738 | 0.37303 | 0.32913 | 0.45405
SA1 | Pumped Hydro | 0 | 0 | 6.2292e-09 | 5.8264e-09 | 5.5022e-09 | 6.8529e-09 | 6.8599e-09 | 7.0001e-09 | 7.5994e-09 | 8.293e-09 | 8.9218e-09 | 9.8272e-09 | 9.1726e-09 | 8.6896e-09 | 1.0652e-08 | 1.2117e-08 | 2.1239e-08 | 2.0108e-08 | 1.9297e-08 | 1.8558e-08 | 2.0882e-08
SA1 | VPP | 0.11404 | 0.2305 | 0.38525 | 0.58296 | 0.73083 | 0.77395 | 0.89041 | 1.0517 | 1.2281 | 1.2914 | 1.3685 | 1.486 | 1.5681 | 1.5712 | 1.6373 | 1.5824 | 1.5198 | 1.4904 | 1.4221 | 1.3582 | 1.3276
Total excluding storage |  | 24253.2004 | 23239.6194 | 18840.3174 | 20446.8495 | 18535.9394 | 20933.7035 | 18009.3711 | 16828.598 | 18421.4383 | 17523.6488 | 18095.7018 | 15151.4626 | 14109.2653 | 13794.7057 | 12537.5352 | 11763.6377 | 11579.153 | 11049.4666 | 11250.7567 | 11401.3363 | 9651.7636
Region | Technology | 2021-22 | 2022-23 | 2023-24 | 2024-25 | 2025-26 | 2026-27 | 2027-28 | 2028-29 | 2029-30 | 2030-31 | 2031-32 | 2032-33 | 2033-34 | 2034-35 | 2035-36 | 2036-37 | 2037-38 | 2038-39 | 2039-40 | 2040-41 | 2041-42
TAS1 | Black Coal | 0 | 0 | 0 | 0 | 0 | 0 | 0 | 0 | 0 | 0 | 0 | 0 | 0 | 0 | 0 | 0 | 0 | 0 | 0 | 0 | 0
TAS1 | Brown Coal | 0 | 0 | 0 | 0 | 0 | 0 | 0 | 0 | 0 | 0 | 0 | 0 | 0 | 0 | 0 | 0 | 0 | 0 | 0 | 0 | 0
TAS1 | CCGT | 3.6811e-05 | 3.2439e-05 | 3.4012e-05 | 3.2796e-05 | 3.5494 | 2.7678e-05 | 7.4649 | 11.3674 | 3.0218 | 188.0941 | 221.3194 | 186.717 | 135.6625 | 279.653 | 186.3726 | 128.1751 | 168.432 | 82.8546 | 240.8473 | 257.5422 | 187.3167
TAS1 | Gas - Steam | 0 | 0 | 0 | 0 | 0 | 0 | 0 | 0 | 0 | 0 | 0 | 0 | 0 | 0 | 0 | 0 | 0 | 0 | 0 | 0 | 0
TAS1 | OCGT / Diesel | 2.4252e-05 | 2.1037e-05 | 2.1929e-05 | 2.2074e-05 | 1.884e-05 | 1.8778e-05 | 1.8948e-05 | 1.8373e-05 | 1.8233e-05 | 2.0525e-05 | 1.9505e-05 | 2.6937 | 0.084276 | 2.0171e-05 | 16.4036 | 0.78193 | 10.654 | 1.8889e-05 | 5.7099 | 1.5242 | 24.9139
TAS1 | Hydro | 49562.052 | 51006.8155 | 44865.1161 | 49851.468 | 48972.1366 | 40215.5908 | 44342.3086 | 42608.4734 | 37305.3156 | 34644.6312 | 32515.5502 | 28077.7786 | 27814.0846 | 28898.5713 | 26211.6316 | 22739.4895 | 23584.2684 | 21159.0559 | 18607.019 | 17880.9299 | 17303.4032
TAS1 | Wind | 5398.9944 | 5706.9441 | 6476.0492 | 5985.5253 | 7228.5828 | 7949.7557 | 12238.5555 | 11537.6358 | 10688.841 | 13899.9538 | 13851.2567 | 12840.2795 | 12093.66 | 11873.9066 | 11485.9423 | 11180.8159 | 10853.945 | 10409.3349 | 9403.2829 | 9499.9681 | 8372.0736
TAS1 | Solar PV | 8.0222e-10 | 7.43e-10 | 9.5013e-10 | 1.3852e-09 | 1.2635e-09 | 1.7125e-09 | 1.4409e-09 | 1.3436e-09 | 1.366e-09 | 4.8324e-09 | 4.423e-09 | 1.0959e-08 | 1.052e-08 | 8.7614e-09 | 8.7409e-09 | 8.0305e-09 | 7.6289e-09 | 7.7757e-09 | 6.9284e-09 | 1.5097e-08 | 1.4665e-08
TAS1 | LS Battery | 4.3439e-09 | 5.2224e-09 | 5.0907e-09 | 5.2285e-09 | 5.8341e-09 | 1.6373e-08 | 2.1582e-08 | 2.0483e-08 | 1.8593e-08 | 2.1833e-08 | 2.2392e-08 | 1.9473e-08 | 1.812e-08 | 1.8976e-08 | 1.8882e-08 | 1.7263e-08 | 1.6659e-08 | 1.5028e-08 | 2.0269e-08 | 2.1508e-08 | 1.8837e-08
TAS1 | Pumped Hydro | 0 | 0 | 1.4368e-08 | 1.444e-08 | 1.6569e-08 | 1.7692e-08 | 2.4253e-08 | 2.5504e-08 | 2.5456e-08 | 0.30253 | 0.38133 | 0.39612 | 0.46176 | 0.52623 | 0.56751 | 0.49804 | 0.67714 | 0.59959 | 0.73263 | 0.80037 | 0.68534
TAS1 | VPP | 0.0017004 | 0.011951 | 0.014929 | 0.021441 | 0.041671 | 0.069344 | 0.13762 | 0.17175 | 0.18634 | 0.27099 | 0.27234 | 0.29273 | 0.28064 | 0.28602 | 0.32687 | 0.32617 | 0.26448 | 0.26473 | 0.25083 | 0.24963 | 0.21551
Total excluding storage |  | 54961.0465 | 56713.7597 | 51341.1654 | 55836.9933 | 56204.2688 | 48165.3466 | 56588.329 | 54157.4766 | 47997.1784 | 48732.6791 | 46588.1263 | 41107.4688 | 40043.4914 | 41052.1309 | 37900.3501 | 34049.2625 | 34617.2994 | 31651.2455 | 28256.8591 | 27639.9643 | 25887.7075
Explicitly modelled pumping
Region | Technology | 2021-22 | 2022-23 | 2023-24 | 2024-25 | 2025-26 | 2026-27 | 2027-28 | 2028-29 | 2029-30 | 2030-31 | 2031-32 | 2032-33 | 2033-34 | 2034-35 | 2035-36 | 2036-37 | 2037-38 | 2038-39 | 2039-40 | 2040-41 | 2041-42
NEM | LS Battery pump | 1.223 | 1.2339 | 1.2641 | 1.4843 | 1.3344 | 1.1862 | 1.1303 | 1.0127 | 0.9645 | 0.88401 | 0.82762 | 0.79276 | 0.60492 | 0.45045 | 0.46182 | 0.42552 | 0.38025 | 0.36526 | 0.32125 | 0.30038 | 0.26924
NEM | Pumped Hydro Pump | 622.2781 | 1564.2027 | 1242.7324 | 4050.9695 | 3196.319 | 8797.3976 | 8795.4262 | 8014.2129 | 7691.1518 | 8919.4178 | 9743.4959 | 8430.6843 | 7422.5257 | 7167.724 | 8940.1909 | 7518.5929 | 6926.6266 | 6547.97 | 6381.7647 | 6639.8486 | 5665.0656
NEM | VPP pump | 0.37923 | 0.91576 | 2.2714 | 5.5808 | 7.7016 | 9.0776 | 11.1064 | 12.9182 | 15.225 | 16.6177 | 17.5781 | 19.2883 | 20.2762 | 20.5521 | 22.6035 | 21.9562 | 20.8014 | 20.7156 | 19.9106 | 19.3812 | 18.7517
Region | Technology | 2021-22 | 2022-23 | 2023-24 | 2024-25 | 2025-26 | 2026-27 | 2027-28 | 2028-29 | 2029-30 | 2030-31 | 2031-32 | 2032-33 | 2033-34 | 2034-35 | 2035-36 | 2036-37 | 2037-38 | 2038-39 | 2039-40 | 2040-41 | 2041-42
NSW1 | LS Battery pump | 0 | 0 | 0 | 0 | 0 | 0 | 0 | 0 | 0 | 0 | 0 | 0 | 0 | 0 | 0 | 0 | 0 | 0 | 0 | 0 | 0
NSW1 | Pumped Hydro Pump | 378.6709 | 1007.4848 | 885.8417 | 2069.1361 | 1157.2996 | 5484.0176 | 5527.703 | 5562.1797 | 5053.572 | 6063.414 | 6708.2814 | 6026.0738 | 5442.1737 | 5465.669 | 6758.5221 | 5699.7768 | 5434.5826 | 5033.4822 | 5332.1065 | 5403.9737 | 4484.0886
NSW1 | VPP pump | 0.076677 | 0.21391 | 0.62673 | 1.8279 | 2.4143 | 2.9886 | 3.5449 | 4.1839 | 4.9563 | 5.4642 | 5.854 | 6.4543 | 6.9545 | 7.0985 | 7.6679 | 7.4954 | 7.2837 | 7.196 | 7.0793 | 6.9408 | 6.693
Region | Technology | 2021-22 | 2022-23 | 2023-24 | 2024-25 | 2025-26 | 2026-27 | 2027-28 | 2028-29 | 2029-30 | 2030-31 | 2031-32 | 2032-33 | 2033-34 | 2034-35 | 2035-36 | 2036-37 | 2037-38 | 2038-39 | 2039-40 | 2040-41 | 2041-42
QLD1 | LS Battery pump | 0.16193 | 0.11781 | 0.17114 | 0.26601 | 0.24602 | 0.22074 | 0.2122 | 0.16984 | 0.17213 | 0.15475 | 0.15744 | 0.1449 | 0.12643 | 0.10795 | 0.12034 | 0.10645 | 0.091675 | 0.090732 | 0.077176 | 0.084389 | 0.074907
QLD1 | Pumped Hydro Pump | 243.6072 | 556.7179 | 356.8907 | 1981.8334 | 2039.0194 | 3313.38 | 3267.7232 | 2452.0332 | 2637.5798 | 2856.0038 | 3035.2145 | 2404.6105 | 1980.352 | 1702.055 | 2181.6688 | 1818.8161 | 1492.044 | 1514.4878 | 1049.6582 | 1235.8749 | 1180.977
QLD1 | VPP pump | 0.097153 | 0.2567 | 0.6193 | 1.3801 | 1.9951 | 2.4043 | 2.9885 | 3.3986 | 4.0465 | 4.4091 | 4.7645 | 5.1008 | 5.5065 | 5.7323 | 6.0529 | 5.8553 | 5.5906 | 5.5555 | 5.3288 | 5.2597 | 5.0965
Region | Technology | 2021-22 | 2022-23 | 2023-24 | 2024-25 | 2025-26 | 2026-27 | 2027-28 | 2028-29 | 2029-30 | 2030-31 | 2031-32 | 2032-33 | 2033-34 | 2034-35 | 2035-36 | 2036-37 | 2037-38 | 2038-39 | 2039-40 | 2040-41 | 2041-42
VIC1 | LS Battery pump | 0.16081 | 0.21533 | 0.20499 | 0.34483 | 0.2971 | 0.2552 | 0.23288 | 0.21179 | 0.19714 | 0.19252 | 0.17443 | 0.16522 | 0.027287 | 0.024724 | 0.026508 | 0.02351 | 0.020139 | 0.019178 | 0.018558 | 0.017051 | 0.01554
VIC1 | Pumped Hydro Pump | 0 | 0 | 0 | 0 | 0 | 0 | 0 | 0 | 0 | 0 | 0 | 0 | 0 | 0 | 0 | 0 | 0 | 0 | 0 | 0 | 0
VIC1 | VPP pump | 0.069224 | 0.15917 | 0.55514 | 1.6617 | 2.3822 | 2.6941 | 3.3602 | 3.8997 | 4.5535 | 4.9108 | 5.0285 | 5.64 | 5.6412 | 5.5362 | 6.5717 | 6.36 | 5.8278 | 5.8944 | 5.5388 | 5.2833 | 5.1523
Region | Technology | 2021-22 | 2022-23 | 2023-24 | 2024-25 | 2025-26 | 2026-27 | 2027-28 | 2028-29 | 2029-30 | 2030-31 | 2031-32 | 2032-33 | 2033-34 | 2034-35 | 2035-36 | 2036-37 | 2037-38 | 2038-39 | 2039-40 | 2040-41 | 2041-42
SA1 | LS Battery pump | 0.90023 | 0.90078 | 0.888 | 0.8735 | 0.7913 | 0.71025 | 0.68523 | 0.63103 | 0.59523 | 0.53674 | 0.49575 | 0.48263 | 0.45121 | 0.31778 | 0.31497 | 0.29555 | 0.26844 | 0.25535 | 0.22552 | 0.19894 | 0.17879
SA1 | Pumped Hydro Pump | 0 | 0 | 0 | 0 | 0 | 0 | 0 | 0 | 0 | 0 | 0 | 0 | 0 | 0 | 0 | 0 | 0 | 0 | 0 | 0 | 0
SA1 | VPP pump | 0.13418 | 0.27182 | 0.45263 | 0.68587 | 0.86088 | 0.90953 | 1.0503 | 1.2346 | 1.4487 | 1.5156 | 1.6101 | 1.7483 | 1.8449 | 1.8485 | 1.9264 | 1.8617 | 1.7881 | 1.7582 | 1.6685 | 1.6025 | 1.5576
Region | Technology | 2021-22 | 2022-23 | 2023-24 | 2024-25 | 2025-26 | 2026-27 | 2027-28 | 2028-29 | 2029-30 | 2030-31 | 2031-32 | 2032-33 | 2033-34 | 2034-35 | 2035-36 | 2036-37 | 2037-38 | 2038-39 | 2039-40 | 2040-41 | 2041-42
TAS1 | LS Battery pump | 0 | 0 | 0 | 0 | 0 | 0 | 0 | 0 | 0 | 0 | 0 | 0 | 0 | 0 | 0 | 0 | 0 | 0 | 0 | 0 | 0
TAS1 | Pumped Hydro Pump | 0 | 0 | 0 | 0 | 0 | 0 | 0 | 0 | 0 | 0 | 0 | 0 | 0 | 0 | 0 | 0 | 0 | 0 | 0 | 0 | 0
TAS1 | VPP pump | 0.0020011 | 0.014161 | 0.017641 | 0.025326 | 0.049135 | 0.081209 | 0.16252 | 0.20146 | 0.2201 | 0.31798 | 0.321 | 0.34494 | 0.3291 | 0.33652 | 0.38458 | 0.38376 | 0.31119 | 0.31147 | 0.29513 | 0.29492 | 0.25236
Ernst & Young’s liability is limited by a scheme approved under Professional Standards Legislation

## M27_30_FOM Cost
FOM cost by technology ($000s) - Marinus 1500MW M27_30, Step Change Scenario
FOM | Real June 2019 dollars discounted to 1 July 2019. For new entrant capacity, the FOM is incurred annually in modelling. For existing capacity, FOM is considered to be a sunk cost, since the fixed retirement dates are assumed to be the same in the Base Case and the case with Marinus Link. As such, early retirements are presented as an annual FOM saving, or negative cost, that continues until the assumed fixed date retirement.
Explicitly modelled generation
Region | Technology | 2021-22 | 2022-23 | 2023-24 | 2024-25 | 2025-26 | 2026-27 | 2027-28 | 2028-29 | 2029-30 | 2030-31 | 2031-32 | 2032-33 | 2033-34 | 2034-35 | 2035-36 | 2036-37 | 2037-38 | 2038-39 | 2039-40 | 2040-41 | 2041-42
NEM | Black Coal | 0 | 0 | 0 | -104664.7696 | 233849.7072 | -282311.9803 | -173843.5031 | -235268.3811 | -200813.1931 | -209204.9125 | 29383.2153 | 210579.0453 | -145476.1394 | -150435.5922 | -80210.4403 | -62057.012 | -37700.4536 | -35600.0506 | -33706.1207 | -44588.5736 | -48258.8604
NEM | Brown Coal | 0 | 0 | 0 | -162775.6559 | -169001.7394 | -252942.1787 | -374792.7546 | -387331.5696 | -337142.5649 | -291343.6634 | -248438.6324 | -208132.1219 | -196536.4701 | -185586.8462 | -175713.589 | -165457.731 | -156239.5948 | -147535.0284 | -139686.1351 | -131533.088 | -124204.9933
NEM | CCGT | 3.7753e-05 | 3.565e-05 | 3.5864e-05 | 8.8963e-05 | 8.4007e-05 | 7.9326e-05 | 0.0001291 | 938.0887 | 1253.4787 | 1183.6437 | 1120.6736 | 1055.2634 | 996.4715 | 940.9552 | 890.8962 | 838.8973 | 792.1599 | 748.0263 | 708.2312 | 666.8939 | 792.6339
NEM | Gas - Steam | 0 | 0 | 0 | 0 | 0 | 0 | 0 | 0 | 0 | 0 | 0 | 0 | 0 | 0 | 0 | 0 | 0 | 0 | 0 | 0 | 0
NEM | OCGT / Diesel | 1.6158e-05 | 1.5257e-05 | 1.5175e-05 | 1.4289e-05 | 1.416e-05 | 1.3371e-05 | 1.266e-05 | 1.422e-05 | 1.441e-05 | 1.3608e-05 | 1.2884e-05 | 1.8762e-05 | 1.7716e-05 | 1.7088e-05 | 1.6899e-05 | 1.9658e-05 | 861.6561 | 813.6507 | 770.3643 | 725.4005 | 684.9863
NEM | Hydro | 0 | 0 | 0 | 0 | 0 | 0 | 0 | 0 | 0 | 0 | 0 | 0 | 0 | 0 | 0 | 0 | 0 | 0 | 0 | 0 | 0
NEM | Wind | 26736.83 | 25247.2431 | 28819.7182 | 119288.227 | 227055.7216 | 310212.4701 | 315343.0405 | 360046.143 | 373301.2851 | 404832.9938 | 412523.5593 | 434866.4688 | 435526.7035 | 416185.1726 | 409307.1878 | 402820.6916 | 411910.6668 | 399344.1411 | 392220.5802 | 374588.5922 | 384948.0053
NEM | Solar PV | 0.00024892 | 0.00025842 | 0.00033416 | 0.00051328 | 0.00071028 | 64550.1085 | 85659.5563 | 94083.4295 | 88841.7654 | 85317.291 | 87510.0775 | 101838.5655 | 106150.9045 | 100236.9259 | 107609.7274 | 101328.8808 | 110753.0949 | 109721.0138 | 103883.834 | 114256.0474 | 119346.1643
NEM | LS Battery | 5.2561e-05 | 5.8662e-05 | 6.3586e-05 | 6.4503e-05 | 6.8838e-05 | 5496.232 | 5203.8322 | 12878.8518 | 13251.7296 | 12513.4368 | 11847.7195 | 11156.2048 | 10534.6598 | 9947.743 | 9418.5211 | 9258.6676 | 9074.3367 | 8568.7787 | 8603.9504 | 8101.7644 | 8661.7524
NEM | Pumped Hydro | 0 | 0 | 0.00023431 | 2738.8322 | 2586.2438 | 11082.5112 | 23335.5839 | 21973.5583 | 20749.3469 | 21252.2713 | 22158.623 | 31418.1064 | 30347.7811 | 28657.0171 | 27519.8463 | 28988.9229 | 32309.5064 | 30509.4489 | 33348.4231 | 31401.9789 | 35277.8926
NEM | VPP | 0 | 0 | 0 | 0 | 0 | 0 | 0 | 0 | 0 | 0 | 0 | 0 | 0 | 0 | 0 | 0 | 0 | 0 | 0 | 0 | 0
Total excluding storage |  | 26736.8303 | 25247.2434 | 28819.7186 | -148152.1979 | 291903.6902 | -160491.5804 | -147633.6608 | -167532.2895 | -74559.2289 | -9214.6474 | 282098.8932 | 540207.2211 | 200661.47 | 181340.6153 | 261883.782 | 277473.7268 | 330377.5293 | 327491.7529 | 324190.7539 | 314115.2725 | 333307.9361
Region | Technology | 2021-22 | 2022-23 | 2023-24 | 2024-25 | 2025-26 | 2026-27 | 2027-28 | 2028-29 | 2029-30 | 2030-31 | 2031-32 | 2032-33 | 2033-34 | 2034-35 | 2035-36 | 2036-37 | 2037-38 | 2038-39 | 2039-40 | 2040-41 | 2041-42
NSW1 | Black Coal | 0 | 0 | 0 | -14677.0895 | 331223.2386 | -143091.2683 | -135478.7866 | -127571.3094 | -82505.4034 | -96175.5502 | -105732.0527 | 177051.2271 | -31028.1432 | -42363.8301 | -3850.4625 | -3625.7229 | -3423.7232 | -3232.9776 | -3060.9825 | -2882.3224 | -2721.7398
NSW1 | Brown Coal | 0 | 0 | 0 | 0 | 0 | 0 | 0 | 0 | 0 | 0 | 0 | 0 | 0 | 0 | 0 | 0 | 0 | 0 | 0 | 0 | 0
NSW1 | CCGT | 7.7628e-06 | 7.3303e-06 | 6.9403e-06 | 8.0686e-06 | 7.6191e-06 | 7.1946e-06 | 6.8119e-06 | 6.4143e-06 | 7.2373e-06 | 6.8341e-06 | 6.4705e-06 | 8.2866e-06 | 7.8249e-06 | 7.3889e-06 | 6.9958e-06 | 6.5875e-06 | 1.0896e-05 | 1.0289e-05 | 9.7418e-06 | 9.1732e-06 | 8.6621e-06
NSW1 | Gas - Steam | 0 | 0 | 0 | 0 | 0 | 0 | 0 | 0 | 0 | 0 | 0 | 0 | 0 | 0 | 0 | 0 | 0 | 0 | 0 | 0 | 0
NSW1 | OCGT / Diesel | 3.1305e-06 | 2.9561e-06 | 2.7988e-06 | 2.6354e-06 | 2.4886e-06 | 2.35e-06 | 2.2249e-06 | 2.0951e-06 | 2.9607e-06 | 2.7958e-06 | 2.6471e-06 | 6.1605e-06 | 5.8173e-06 | 5.4932e-06 | 5.201e-06 | 6.6771e-06 | 861.6559 | 813.6506 | 770.3642 | 725.4004 | 684.9862
NSW1 | Hydro | 0 | 0 | 0 | 0 | 0 | 0 | 0 | 0 | 0 | 0 | 0 | 0 | 0 | 0 | 0 | 0 | 0 | 0 | 0 | 0 | 0
NSW1 | Wind | 0.00059859 | 0.00063317 | 0.00080272 | 11955.7604 | 100344.7455 | 111631.2086 | 105692.4058 | 117998.4205 | 111424.3828 | 141488.9533 | 140772.2123 | 150089.6041 | 141727.6715 | 133831.6066 | 126711.7381 | 119315.9664 | 112668.5234 | 106391.4291 | 103552.4776 | 100576.9986 | 121163.3614
NSW1 | Solar PV | 6.1248e-05 | 6.8834e-05 | 9.1479e-05 | 0.00015541 | 0.00033439 | 45766.4992 | 47196.6712 | 51710.4734 | 48829.5311 | 46109.0945 | 43656.0814 | 51861.0516 | 55544.4331 | 52449.8896 | 56428.2094 | 53134.6696 | 64095.9775 | 64954.3853 | 61498.7989 | 62985.1623 | 61265.1867
NSW1 | LS Battery | 1.0049e-05 | 1.1513e-05 | 1.1969e-05 | 1.3048e-05 | 1.3184e-05 | 0.00069971 | 0.0014917 | 1453.4142 | 2462.8367 | 2325.6249 | 2201.9012 | 2073.383 | 1957.8687 | 1848.7901 | 1750.4341 | 1648.2667 | 1556.4369 | 1469.7232 | 1391.5337 | 1310.3142 | 1237.3127
NSW1 | Pumped Hydro | 0 | 0 | 6.181e-05 | 7.0145e-05 | 6.6237e-05 | 0.00010218 | 0.00010651 | 0.0001119 | 0.00020916 | 0.0001975 | 0.0001887 | 5725.2315 | 5406.2621 | 5105.0633 | 4833.4729 | 7626.6829 | 10513.4571 | 9927.7215 | 10448.4445 | 9838.6011 | 11492.0804
NSW1 | VPP | 0 | 0 | 0 | 0 | 0 | 0 | 0 | 0 | 0 | 0 | 0 | 0 | 0 | 0 | 0 | 0 | 0 | 0 | 0 | 0 | 0
Total excluding storage |  | 0.00067073 | 0.00071229 | 0.00090394 | -2721.3289 | 431567.9845 | 14306.4395 | 17410.2904 | 42137.5845 | 77748.5105 | 91422.4976 | 78696.241 | 379001.8828 | 166243.9613 | 143917.6661 | 179289.4851 | 168824.913 | 174202.4336 | 168926.4874 | 162760.6582 | 161405.2388 | 180391.7945
Region | Technology | 2021-22 | 2022-23 | 2023-24 | 2024-25 | 2025-26 | 2026-27 | 2027-28 | 2028-29 | 2029-30 | 2030-31 | 2031-32 | 2032-33 | 2033-34 | 2034-35 | 2035-36 | 2036-37 | 2037-38 | 2038-39 | 2039-40 | 2040-41 | 2041-42
QLD1 | Black Coal | 0 | 0 | 0 | -89987.6801 | -97373.5314 | -139220.712 | -38364.7165 | -107697.0718 | -118307.7897 | -113029.3623 | 135115.2679 | 33527.8182 | -114447.9962 | -108071.7622 | -76359.9778 | -58431.2891 | -34276.7304 | -32367.073 | -30645.1382 | -41706.2512 | -45537.1207
QLD1 | Brown Coal | 0 | 0 | 0 | 0 | 0 | 0 | 0 | 0 | 0 | 0 | 0 | 0 | 0 | 0 | 0 | 0 | 0 | 0 | 0 | 0 | 0
QLD1 | CCGT | 7.7852e-06 | 7.3515e-06 | 6.9604e-06 | 8.5157e-06 | 8.0413e-06 | 7.5933e-06 | 7.1893e-06 | 8.2722e-06 | 7.8113e-06 | 7.3761e-06 | 7.9013e-06 | 8.1124e-06 | 8.5534e-06 | 8.0769e-06 | 7.6472e-06 | 7.2009e-06 | 1.1213e-05 | 1.0588e-05 | 1.0025e-05 | 9.4396e-06 | 8.9137e-06
QLD1 | Gas - Steam | 0 | 0 | 0 | 0 | 0 | 0 | 0 | 0 | 0 | 0 | 0 | 0 | 0 | 0 | 0 | 0 | 0 | 0 | 0 | 0 | 0
QLD1 | OCGT / Diesel | 3.0125e-06 | 2.8447e-06 | 2.6934e-06 | 2.5362e-06 | 3.0625e-06 | 2.8919e-06 | 2.738e-06 | 4.8773e-06 | 4.6055e-06 | 4.3489e-06 | 4.1176e-06 | 6.8394e-06 | 6.4584e-06 | 6.0985e-06 | 5.7741e-06 | 6.1268e-06 | 0.00010855 | 0.0001025 | 9.7049e-05 | 9.1385e-05 | 8.6294e-05
QLD1 | Hydro | 0 | 0 | 0 | 0 | 0 | 0 | 0 | 0 | 0 | 0 | 0 | 0 | 0 | 0 | 0 | 0 | 0 | 0 | 0 | 0 | 0
QLD1 | Wind | 23071.3885 | 21786.014 | 20626.9938 | 85216.9977 | 102185.2582 | 132768.3265 | 125705.0248 | 136843.3847 | 143005.4826 | 135038.2271 | 135975.7899 | 154112.7774 | 156247.52 | 152465.4527 | 159617.4102 | 164122.3319 | 169421.8128 | 159982.826 | 151471.7073 | 142630.7729 | 134684.3939
QLD1 | Solar PV | 8.1512e-05 | 8.9344e-05 | 0.00010978 | 0.0001438 | 0.00013737 | 6907.8545 | 6540.3553 | 12313.6455 | 11627.6162 | 12404.9687 | 18476.7055 | 23474.5505 | 23749.7347 | 22426.5672 | 27170.2309 | 25584.3887 | 24159.0073 | 22813.038 | 21599.3798 | 31698.424 | 34410.991
QLD1 | LS Battery | 9.8196e-06 | 1.1184e-05 | 1.1658e-05 | 1.2804e-05 | 1.5984e-05 | 5381.4544 | 5095.1599 | 11323.1095 | 10692.2659 | 10096.5683 | 9559.4288 | 9001.4746 | 8499.976 | 8026.4174 | 7599.4103 | 7155.8563 | 6757.1825 | 6380.72 | 6041.2644 | 5688.6546 | 5371.7229
QLD1 | Pumped Hydro | 0 | 0 | 2.7801e-05 | 3.286e-05 | 4.2289e-05 | 5.0928e-05 | 5.3215e-05 | 0.00016421 | 0.00015506 | 0.00014642 | 1718.0206 | 5973.8549 | 5641.0339 | 5326.7553 | 5043.3709 | 4749.0049 | 4858.4872 | 4587.8066 | 7406.926 | 6974.6067 | 9868.1163
QLD1 | VPP | 0 | 0 | 0 | 0 | 0 | 0 | 0 | 0 | 0 | 0 | 0 | 0 | 0 | 0 | 0 | 0 | 0 | 0 | 0 | 0 | 0
Total excluding storage |  | 23071.3886 | 21786.0141 | 20626.9939 | -4770.6823 | 4811.7269 | 455.469 | 93880.6636 | 41459.9584 | 36325.3091 | 34413.8336 | 289567.7634 | 211115.1461 | 65549.2585 | 66820.2577 | 110427.6633 | 131275.4315 | 159304.0898 | 150428.7911 | 142425.949 | 132622.9458 | 123558.2644
Region | Technology | 2021-22 | 2022-23 | 2023-24 | 2024-25 | 2025-26 | 2026-27 | 2027-28 | 2028-29 | 2029-30 | 2030-31 | 2031-32 | 2032-33 | 2033-34 | 2034-35 | 2035-36 | 2036-37 | 2037-38 | 2038-39 | 2039-40 | 2040-41 | 2041-42
VIC1 | Black Coal | 0 | 0 | 0 | 0 | 0 | 0 | 0 | 0 | 0 | 0 | 0 | 0 | 0 | 0 | 0 | 0 | 0 | 0 | 0 | 0 | 0
VIC1 | Brown Coal | 0 | 0 | 0 | -162775.6559 | -169001.7394 | -252942.1787 | -374792.7546 | -387331.5696 | -337142.5649 | -291343.6634 | -248438.6324 | -208132.1219 | -196536.4701 | -185586.8462 | -175713.589 | -165457.731 | -156239.5948 | -147535.0284 | -139686.1351 | -131533.088 | -124204.9933
VIC1 | CCGT | 8.5736e-06 | 8.0959e-06 | 7.6652e-06 | 5.8915e-05 | 5.5633e-05 | 5.2533e-05 | 0.00010373 | 938.0887 | 1253.4786 | 1183.6437 | 1120.6736 | 1055.2633 | 996.4715 | 940.9552 | 890.8961 | 838.8973 | 792.1599 | 748.0263 | 708.2312 | 666.8939 | 792.6339
VIC1 | Gas - Steam | 0 | 0 | 0 | 0 | 0 | 0 | 0 | 0 | 0 | 0 | 0 | 0 | 0 | 0 | 0 | 0 | 0 | 0 | 0 | 0 | 0
VIC1 | OCGT / Diesel | 4.1651e-06 | 3.933e-06 | 3.7238e-06 | 3.5064e-06 | 3.3111e-06 | 3.1266e-06 | 2.9603e-06 | 2.7875e-06 | 2.6322e-06 | 2.4855e-06 | 2.3533e-06 | 2.216e-06 | 2.0925e-06 | 2.1506e-06 | 2.259e-06 | 2.1272e-06 | 6.6476e-06 | 6.2772e-06 | 5.9433e-06 | 5.5964e-06 | 5.4555e-06
VIC1 | Hydro | 0 | 0 | 0 | 0 | 0 | 0 | 0 | 0 | 0 | 0 | 0 | 0 | 0 | 0 | 0 | 0 | 0 | 0 | 0 | 0 | 0
VIC1 | Wind | 0.00040655 | 0.00039612 | 0.00040584 | 12020.6097 | 11350.9064 | 28582.7039 | 32700.0352 | 51468.9752 | 55634.8488 | 52535.268 | 64036.0199 | 60298.4357 | 71106.1375 | 67144.6057 | 63572.4991 | 59861.9692 | 64630.2978 | 69846.7355 | 69708.7312 | 66143.0036 | 67497.023
VIC1 | Solar PV | 2.4919e-05 | 2.3531e-05 | 2.2279e-05 | 5.5921e-05 | 5.5509e-05 | 11414.5005 | 29126.8733 | 27426.8279 | 25898.7988 | 24455.9007 | 23154.8418 | 21803.3654 | 20588.6359 | 19441.5825 | 18407.2864 | 17332.9101 | 17515.1899 | 17248.2834 | 16330.6712 | 15377.5005 | 19048.6773
VIC1 | LS Battery | 1.3288e-05 | 1.2548e-05 | 1.3665e-05 | 1.2868e-05 | 1.3152e-05 | 0.00015331 | 0.00014515 | 0.00013668 | 0.00012907 | 0.00012188 | 0.00011539 | 0.00010866 | 0.0001026 | 9.6887e-05 | 9.1732e-05 | 8.6378e-05 | 8.1566e-05 | 7.7022e-05 | 0.0001088 | 0.00010245 | 0.00010937
VIC1 | Pumped Hydro | 0 | 0 | 4.2687e-05 | 2738.832 | 2586.2436 | 11082.5109 | 23335.5836 | 21973.5578 | 20749.3464 | 19593.3393 | 18550.9697 | 17468.2071 | 16495.002 | 15576.017 | 14747.3697 | 13886.6114 | 13112.9475 | 12382.3867 | 11723.6412 | 11039.3686 | 10424.3329
VIC1 | VPP | 0 | 0 | 0 | 0 | 0 | 0 | 0 | 0 | 0 | 0 | 0 | 0 | 0 | 0 | 0 | 0 | 0 | 0 | 0 | 0 | 0
Total excluding storage |  | 0.0004442 | 0.00043168 | 0.00043951 | -150755.0461 | -157650.8329 | -212944.9743 | -312965.8459 | -307497.6778 | -254355.4387 | -213168.8511 | -160127.0971 | -124975.0575 | -103845.2253 | -98059.7028 | -92842.9073 | -87423.9544 | -73301.9472 | -59691.9832 | -52938.5015 | -49345.69 | -36866.6591
Region | Technology | 2021-22 | 2022-23 | 2023-24 | 2024-25 | 2025-26 | 2026-27 | 2027-28 | 2028-29 | 2029-30 | 2030-31 | 2031-32 | 2032-33 | 2033-34 | 2034-35 | 2035-36 | 2036-37 | 2037-38 | 2038-39 | 2039-40 | 2040-41 | 2041-42
SA1 | Black Coal | 0 | 0 | 0 | 0 | 0 | 0 | 0 | 0 | 0 | 0 | 0 | 0 | 0 | 0 | 0 | 0 | 0 | 0 | 0 | 0 | 0
SA1 | Brown Coal | 0 | 0 | 0 | 0 | 0 | 0 | 0 | 0 | 0 | 0 | 0 | 0 | 0 | 0 | 0 | 0 | 0 | 0 | 0 | 0 | 0
SA1 | CCGT | 7.2081e-06 | 6.8065e-06 | 8.5552e-06 | 8.0559e-06 | 7.607e-06 | 7.1832e-06 | 6.8011e-06 | 6.4041e-06 | 6.0473e-06 | 5.7104e-06 | 5.4066e-06 | 5.0911e-06 | 5.3317e-06 | 5.0347e-06 | 4.7668e-06 | 4.4886e-06 | 7.9512e-06 | 7.5082e-06 | 7.1088e-06 | 6.6939e-06 | 7.7397e-06
SA1 | Gas - Steam | 0 | 0 | 0 | 0 | 0 | 0 | 0 | 0 | 0 | 0 | 0 | 0 | 0 | 0 | 0 | 0 | 0 | 0 | 0 | 0 | 0
SA1 | OCGT / Diesel | 2.8715e-06 | 2.7115e-06 | 3.296e-06 | 3.1037e-06 | 2.9307e-06 | 2.7675e-06 | 2.6202e-06 | 2.4673e-06 | 2.3298e-06 | 2.2e-06 | 2.083e-06 | 1.9614e-06 | 1.8521e-06 | 1.9331e-06 | 2.1244e-06 | 3.2767e-06 | 2.7353e-05 | 2.583e-05 | 2.4455e-05 | 2.3028e-05 | 2.1745e-05
SA1 | Hydro | 0 | 0 | 0 | 0 | 0 | 0 | 0 | 0 | 0 | 0 | 0 | 0 | 0 | 0 | 0 | 0 | 0 | 0 | 0 | 0 | 0
SA1 | Wind | 0.00082973 | 0.00084947 | 0.0010558 | 2380.3208 | 2247.7062 | 23472.4672 | 22223.7272 | 24252.2329 | 35396.0329 | 34760.8979 | 32911.6112 | 31408.4889 | 29658.6298 | 28006.2604 | 26516.3218 | 28550.8474 | 34434.2018 | 33253.4381 | 39207.0264 | 36918.6336 | 34861.7884
SA1 | Solar PV | 7.2273e-05 | 6.8246e-05 | 0.00010033 | 0.00014413 | 0.00016782 | 461.2543 | 2795.6564 | 2632.4826 | 2485.8193 | 2347.327 | 2222.4487 | 4699.5979 | 6268.1008 | 5918.8865 | 5604.0006 | 5276.9124 | 4982.9201 | 4705.307 | 4454.984 | 4194.9604 | 4621.309
SA1 | LS Battery | 9.8663e-06 | 1.1978e-05 | 1.4597e-05 | 1.3745e-05 | 1.3583e-05 | 114.7767 | 108.6705 | 102.3278 | 96.6268 | 91.2434 | 86.3893 | 81.347 | 76.8149 | 72.5353 | 68.6764 | 454.5445 | 760.7171 | 718.3353 | 1171.1521 | 1102.7956 | 2052.7166
SA1 | Pumped Hydro | 0 | 0 | 2.6053e-05 | 2.4532e-05 | 2.3165e-05 | 2.8355e-05 | 2.8538e-05 | 2.9237e-05 | 3.1661e-05 | 3.4501e-05 | 3.6709e-05 | 4.0687e-05 | 3.8421e-05 | 3.628e-05 | 4.36e-05 | 5.0166e-05 | 9.0958e-05 | 8.589e-05 | 8.1321e-05 | 7.6574e-05 | 9.0193e-05
SA1 | VPP | 0 | 0 | 0 | 0 | 0 | 0 | 0 | 0 | 0 | 0 | 0 | 0 | 0 | 0 | 0 | 0 | 0 | 0 | 0 | 0 | 0
Total excluding storage |  | 0.00091208 | 0.00092723 | 0.001168 | 2380.321 | 2247.7063 | 23933.7215 | 25019.3837 | 26884.7155 | 37881.8522 | 37108.2249 | 35134.0599 | 36108.0868 | 35926.7306 | 33925.147 | 32120.3223 | 33827.7598 | 39417.122 | 37958.7452 | 43662.0104 | 41113.5941 | 39483.0974
Region | Technology | 2021-22 | 2022-23 | 2023-24 | 2024-25 | 2025-26 | 2026-27 | 2027-28 | 2028-29 | 2029-30 | 2030-31 | 2031-32 | 2032-33 | 2033-34 | 2034-35 | 2035-36 | 2036-37 | 2037-38 | 2038-39 | 2039-40 | 2040-41 | 2041-42
TAS1 | Black Coal | 0 | 0 | 0 | 0 | 0 | 0 | 0 | 0 | 0 | 0 | 0 | 0 | 0 | 0 | 0 | 0 | 0 | 0 | 0 | 0 | 0
TAS1 | Brown Coal | 0 | 0 | 0 | 0 | 0 | 0 | 0 | 0 | 0 | 0 | 0 | 0 | 0 | 0 | 0 | 0 | 0 | 0 | 0 | 0 | 0
TAS1 | CCGT | 6.4235e-06 | 6.0657e-06 | 5.743e-06 | 5.4078e-06 | 5.1065e-06 | 4.822e-06 | 4.5655e-06 | 4.299e-06 | 4.0595e-06 | 3.8333e-06 | 3.6294e-06 | 3.951e-06 | 3.7309e-06 | 3.523e-06 | 3.3356e-06 | 3.1409e-06 | 4.2043e-06 | 3.9701e-06 | 4.5611e-06 | 4.2949e-06 | 4.5143e-06
TAS1 | Gas - Steam | 0 | 0 | 0 | 0 | 0 | 0 | 0 | 0 | 0 | 0 | 0 | 0 | 0 | 0 | 0 | 0 | 0 | 0 | 0 | 0 | 0
TAS1 | OCGT / Diesel | 2.9781e-06 | 2.8121e-06 | 2.6625e-06 | 2.5071e-06 | 2.3675e-06 | 2.2356e-06 | 2.1166e-06 | 1.9931e-06 | 1.882e-06 | 1.7772e-06 | 1.6826e-06 | 1.5844e-06 | 1.4962e-06 | 1.4128e-06 | 1.5405e-06 | 1.4506e-06 | 3.0364e-06 | 2.8673e-06 | 4.6334e-06 | 4.3629e-06 | 4.2771e-06
TAS1 | Hydro | 0 | 0 | 0 | 0 | 0 | 0 | 0 | 0 | 0 | 0 | 0 | 0 | 0 | 0 | 0 | 0 | 0 | 0 | 0 | 0 | 0
TAS1 | Wind | 3665.4397 | 3461.2272 | 8192.7222 | 7714.5385 | 10927.1054 | 13757.7638 | 29021.8475 | 29483.1298 | 27840.538 | 41009.6475 | 38827.926 | 38957.1627 | 36786.7447 | 34737.2471 | 32889.2186 | 30969.5768 | 30755.8309 | 29869.7124 | 28280.6377 | 28319.1836 | 26741.4387
TAS1 | Solar PV | 8.9642e-06 | 8.4648e-06 | 1.0288e-05 | 1.4026e-05 | 1.5192e-05 | 1.8546e-05 | 1.756e-05 | 1.6535e-05 | 1.5614e-05 | 5.1817e-05 | 4.906e-05 | 0.00010916 | 0.00010308 | 9.7338e-05 | 9.2159e-05 | 8.678e-05 | 8.1945e-05 | 7.738e-05 | 7.3263e-05 | 0.00015305 | 0.00014452
TAS1 | LS Battery | 9.5381e-06 | 1.144e-05 | 1.1696e-05 | 1.2037e-05 | 1.2935e-05 | 7.1184e-05 | 9.1476e-05 | 8.6137e-05 | 8.1338e-05 | 7.6806e-05 | 7.272e-05 | 6.8476e-05 | 6.4661e-05 | 6.1058e-05 | 5.781e-05 | 5.4436e-05 | 5.1403e-05 | 4.8539e-05 | 6.4314e-05 | 6.0561e-05 | 6.1985e-05
TAS1 | Pumped Hydro | 0 | 0 | 7.5962e-05 | 7.516e-05 | 8.0913e-05 | 9.1413e-05 | 0.00013 | 0.00013729 | 0.00014643 | 1658.9315 | 1889.6324 | 2250.8128 | 2805.4831 | 2649.1814 | 2895.6327 | 2726.6236 | 3824.6145 | 3611.534 | 3769.4113 | 3549.4025 | 3493.3629
TAS1 | VPP | 0 | 0 | 0 | 0 | 0 | 0 | 0 | 0 | 0 | 0 | 0 | 0 | 0 | 0 | 0 | 0 | 0 | 0 | 0 | 0 | 0
Total excluding storage |  | 3665.4397 | 3461.2273 | 8192.7222 | 7714.5385 | 10927.1054 | 13757.7638 | 29021.8476 | 29483.1298 | 27840.538 | 41009.6476 | 38827.926 | 38957.1628 | 36786.7448 | 34737.2472 | 32889.2187 | 30969.5769 | 30755.831 | 29869.7125 | 28280.6378 | 28319.1838 | 26741.4388
Ernst & Young’s liability is limited by a scheme approved under Professional Standards Legislation

## M27_30_Fuel Cost
Fuel cost by technology ($000s) - Marinus 1500MW M27_30, Step Change Scenario
Fuel | Real June 2019 dollars discounted to 1 July 2019
Explicitly modelled generation
Region | Technology | 2021-22 | 2022-23 | 2023-24 | 2024-25 | 2025-26 | 2026-27 | 2027-28 | 2028-29 | 2029-30 | 2030-31 | 2031-32 | 2032-33 | 2033-34 | 2034-35 | 2035-36 | 2036-37 | 2037-38 | 2038-39 | 2039-40 | 2040-41 | 2041-42
NEM | Black Coal | 1686841.0518 | 1537779.9695 | 1500177.9584 | 1277320.4962 | 970232.5314 | 607194.7896 | 564999.8003 | 522967.4939 | 459144.8494 | 371370.9428 | 302350.1347 | 266759.2192 | 234273.0456 | 178225.5372 | 109346.0254 | 92999.12 | 95584.7224 | 91254.8807 | 79496.7908 | 62856.6189 | 50824.7384
NEM | Brown Coal | 201118.7234 | 173806.1543 | 171947.7181 | 115036.9343 | 105315.6175 | 64107.0292 | 11960.3068 | 0.001363 | 0.0011869 | 0.0010649 | 0.00088517 | 0.00078263 | 0.00072936 | 0.00063619 | 0.00042045 | 0.00037044 | 0.00036745 | 0.00028398 | 0.00025725 | 0.00024141 | 0.00023671
NEM | CCGT | 136463.8 | 133041.0964 | 118464.8638 | 202954.3282 | 156987.2318 | 162974.9766 | 117964.3881 | 138545.7286 | 169183.5989 | 185530.1713 | 211080.8833 | 143700.4539 | 186143.6245 | 186258.6857 | 143330.7752 | 97371.3041 | 97859.7527 | 103992.0014 | 103825.2028 | 120251.1808 | 118265.7915
NEM | Gas - Steam | 93055.1302 | 73634.4978 | 69859.3986 | 12005.8454 | 11439.2261 | 12145.8282 | 10243.2492 | 9977.3394 | 9049.8511 | 9889.9456 | 9771.7551 | 10956.7065 | 7737.3577 | 10284.7362 | 8413.6883 | 7622.695 | 11217.9005 | 7111.7639 | 2052.5844 | 3968.4198 | 3542.9
NEM | OCGT / Diesel | 3985.5609 | 4125.7115 | 9125.6873 | 46454.1451 | 16258.8669 | 18814.0551 | 6123.0057 | 14534.0276 | 6827.2247 | 20108.744 | 27504.284 | 20634.5275 | 15010.39 | 19907.2617 | 33402.5791 | 22638.2723 | 35318.6229 | 20819.3512 | 60172.6704 | 112243.965 | 84447.3466
NEM | Hydro | 0 | 0 | 0 | 0 | 0 | 0 | 0 | 0 | 0 | 0 | 0 | 0 | 0 | 0 | 0 | 0 | 0 | 0 | 0 | 0 | 0
NEM | Wind | 0 | 0 | 0 | 0 | 0 | 0 | 0 | 0 | 0 | 0 | 0 | 0 | 0 | 0 | 0 | 0 | 0 | 0 | 0 | 0 | 0
NEM | Solar PV | 0 | 0 | 0 | 0 | 0 | 0 | 0 | 0 | 0 | 0 | 0 | 0 | 0 | 0 | 0 | 0 | 0 | 0 | 0 | 0 | 0
NEM | LS Battery | 0 | 0 | 0 | 0 | 0 | 0 | 0 | 0 | 0 | 0 | 0 | 0 | 0 | 0 | 0 | 0 | 0 | 0 | 0 | 0 | 0
NEM | Pumped Hydro | 0 | 0 | 0 | 0 | 0 | 0 | 0 | 0 | 0 | 0 | 0 | 0 | 0 | 0 | 0 | 0 | 0 | 0 | 0 | 0 | 0
NEM | VPP | 0 | 0 | 0 | 0 | 0 | 0 | 0 | 0 | 0 | 0 | 0 | 0 | 0 | 0 | 0 | 0 | 0 | 0 | 0 | 0 | 0
Total excluding storage |  | 2121464.2663 | 1922387.4296 | 1869575.6262 | 1653771.7492 | 1260233.4738 | 865236.6787 | 711290.7501 | 686024.5909 | 644205.5252 | 586899.8048 | 550707.0581 | 442050.9079 | 443164.4184 | 394676.2215 | 294493.0685 | 220631.3917 | 239980.9989 | 223177.9976 | 245547.2487 | 299320.1848 | 257080.7767
Region | Technology | 2021-22 | 2022-23 | 2023-24 | 2024-25 | 2025-26 | 2026-27 | 2027-28 | 2028-29 | 2029-30 | 2030-31 | 2031-32 | 2032-33 | 2033-34 | 2034-35 | 2035-36 | 2036-37 | 2037-38 | 2038-39 | 2039-40 | 2040-41 | 2041-42
NSW1 | Black Coal | 948908.3855 | 854187.6862 | 854632.7 | 810438.3584 | 562821.7816 | 340757.7023 | 339049.443 | 322348.8071 | 298852.4285 | 226242.5757 | 176180.6409 | 144283.2225 | 144119.6221 | 103297.9699 | 58284.2234 | 47775.303 | 50430.4951 | 48193.8413 | 41792.1412 | 41150.3701 | 38119.097
NSW1 | Brown Coal | 0 | 0 | 0 | 0 | 0 | 0 | 0 | 0 | 0 | 0 | 0 | 0 | 0 | 0 | 0 | 0 | 0 | 0 | 0 | 0 | 0
NSW1 | CCGT | 1916.4247 | 1933.2274 | 5710.792 | 27067.0471 | 18780.0462 | 19085.9071 | 9738.6422 | 13642.1518 | 20081.4274 | 22610.611 | 29778.35 | 14334.201 | 26478.4481 | 28250.0556 | 19520.4285 | 11864.2818 | 19013.0298 | 24137.0289 | 26454.0664 | 31969.3874 | 28945.9518
NSW1 | Gas - Steam | 0 | 0 | 0 | 0 | 0 | 0 | 0 | 0 | 0 | 0 | 0 | 0 | 0 | 0 | 0 | 0 | 0 | 0 | 0 | 0 | 0
NSW1 | OCGT / Diesel | 5.8796 | 60.4039 | 948.7637 | 2575.3833 | 644.1532 | 2461.7179 | 1436.4937 | 2347.4658 | 1935.9517 | 6843.9714 | 7075.3583 | 8638.5999 | 4949.5079 | 11355.1252 | 12084.0733 | 9495.0085 | 13570.6107 | 10113.1449 | 26027.7021 | 34742.1954 | 26611.7007
NSW1 | Hydro | 0 | 0 | 0 | 0 | 0 | 0 | 0 | 0 | 0 | 0 | 0 | 0 | 0 | 0 | 0 | 0 | 0 | 0 | 0 | 0 | 0
NSW1 | Wind | 0 | 0 | 0 | 0 | 0 | 0 | 0 | 0 | 0 | 0 | 0 | 0 | 0 | 0 | 0 | 0 | 0 | 0 | 0 | 0 | 0
NSW1 | Solar PV | 0 | 0 | 0 | 0 | 0 | 0 | 0 | 0 | 0 | 0 | 0 | 0 | 0 | 0 | 0 | 0 | 0 | 0 | 0 | 0 | 0
NSW1 | LS Battery | 0 | 0 | 0 | 0 | 0 | 0 | 0 | 0 | 0 | 0 | 0 | 0 | 0 | 0 | 0 | 0 | 0 | 0 | 0 | 0 | 0
NSW1 | Pumped Hydro | 0 | 0 | 0 | 0 | 0 | 0 | 0 | 0 | 0 | 0 | 0 | 0 | 0 | 0 | 0 | 0 | 0 | 0 | 0 | 0 | 0
NSW1 | VPP | 0 | 0 | 0 | 0 | 0 | 0 | 0 | 0 | 0 | 0 | 0 | 0 | 0 | 0 | 0 | 0 | 0 | 0 | 0 | 0 | 0
Total excluding storage |  | 950830.6898 | 856181.3176 | 861292.2557 | 840080.7887 | 582245.981 | 362305.3273 | 350224.5788 | 338338.4246 | 320869.8076 | 255697.1581 | 213034.3492 | 167256.0234 | 175547.5782 | 142903.1507 | 89888.7252 | 69134.5933 | 83014.1356 | 82444.0151 | 94273.9097 | 107861.9528 | 93676.7496
Region | Technology | 2021-22 | 2022-23 | 2023-24 | 2024-25 | 2025-26 | 2026-27 | 2027-28 | 2028-29 | 2029-30 | 2030-31 | 2031-32 | 2032-33 | 2033-34 | 2034-35 | 2035-36 | 2036-37 | 2037-38 | 2038-39 | 2039-40 | 2040-41 | 2041-42
QLD1 | Black Coal | 737932.6663 | 683592.2833 | 645545.2584 | 466882.1378 | 407410.7498 | 266437.0873 | 225950.3573 | 200618.6869 | 160292.4208 | 145128.3671 | 126169.4939 | 122475.9967 | 90153.4234 | 74927.5673 | 51061.802 | 45223.8169 | 45154.2273 | 43061.0394 | 37704.6496 | 21706.2489 | 12705.6413
QLD1 | Brown Coal | 0 | 0 | 0 | 0 | 0 | 0 | 0 | 0 | 0 | 0 | 0 | 0 | 0 | 0 | 0 | 0 | 0 | 0 | 0 | 0 | 0
QLD1 | CCGT | 70383.8344 | 67201.5762 | 70685.7793 | 118487.9146 | 82649.1038 | 109028.0313 | 86480.3823 | 76511.7179 | 86259.3129 | 96733.8648 | 110553.0533 | 68163.3423 | 100451.0758 | 88623.3698 | 75394.8405 | 45391.1941 | 51331.8819 | 52792.0214 | 47737.6944 | 59338.9244 | 56358.2108
QLD1 | Gas - Steam | 2213.1548 | 2231.902 | 4245.9005 | 3945.5842 | 3853.516 | 3848.5502 | 3702.7555 | 3593.3812 | 3476.9092 | 3383.658 | 3303.501 | 3032.01 | 2861.5995 | 2648.8062 | 2494.9598 | 2355.2705 | 2212.0705 | 2084.8699 | 2052.5844 | 3968.4198 | 3542.9
QLD1 | OCGT / Diesel | 0.00052007 | 0.0005073 | 0.00051217 | 1437.6699 | 1158.9917 | 3728.4173 | 2391.5368 | 3626.4247 | 2126.455 | 7683.9192 | 15594.8657 | 3349.6924 | 5135.7823 | 1001.584 | 6235.0848 | 4579.6946 | 6376.1169 | 2246.7192 | 11279.1219 | 24793.1304 | 18519.5226
QLD1 | Hydro | 0 | 0 | 0 | 0 | 0 | 0 | 0 | 0 | 0 | 0 | 0 | 0 | 0 | 0 | 0 | 0 | 0 | 0 | 0 | 0 | 0
QLD1 | Wind | 0 | 0 | 0 | 0 | 0 | 0 | 0 | 0 | 0 | 0 | 0 | 0 | 0 | 0 | 0 | 0 | 0 | 0 | 0 | 0 | 0
QLD1 | Solar PV | 0 | 0 | 0 | 0 | 0 | 0 | 0 | 0 | 0 | 0 | 0 | 0 | 0 | 0 | 0 | 0 | 0 | 0 | 0 | 0 | 0
QLD1 | LS Battery | 0 | 0 | 0 | 0 | 0 | 0 | 0 | 0 | 0 | 0 | 0 | 0 | 0 | 0 | 0 | 0 | 0 | 0 | 0 | 0 | 0
QLD1 | Pumped Hydro | 0 | 0 | 0 | 0 | 0 | 0 | 0 | 0 | 0 | 0 | 0 | 0 | 0 | 0 | 0 | 0 | 0 | 0 | 0 | 0 | 0
QLD1 | VPP | 0 | 0 | 0 | 0 | 0 | 0 | 0 | 0 | 0 | 0 | 0 | 0 | 0 | 0 | 0 | 0 | 0 | 0 | 0 | 0 | 0
Total excluding storage |  | 810529.656 | 753025.762 | 720476.9387 | 590753.3065 | 495072.3614 | 383042.0861 | 318525.0319 | 284350.2107 | 252155.0979 | 252929.8091 | 255620.9139 | 197021.0415 | 198601.8811 | 167201.3273 | 135186.6871 | 97549.9761 | 105074.2966 | 100184.6499 | 98774.0502 | 109806.7234 | 91126.2748
Region | Technology | 2021-22 | 2022-23 | 2023-24 | 2024-25 | 2025-26 | 2026-27 | 2027-28 | 2028-29 | 2029-30 | 2030-31 | 2031-32 | 2032-33 | 2033-34 | 2034-35 | 2035-36 | 2036-37 | 2037-38 | 2038-39 | 2039-40 | 2040-41 | 2041-42
VIC1 | Black Coal | 0 | 0 | 0 | 0 | 0 | 0 | 0 | 0 | 0 | 0 | 0 | 0 | 0 | 0 | 0 | 0 | 0 | 0 | 0 | 0 | 0
VIC1 | Brown Coal | 201118.7234 | 173806.1543 | 171947.7181 | 115036.9343 | 105315.6175 | 64107.0292 | 11960.3068 | 0.001363 | 0.0011869 | 0.0010649 | 0.00088517 | 0.00078263 | 0.00072936 | 0.00063619 | 0.00042045 | 0.00037044 | 0.00036745 | 0.00028398 | 0.00025725 | 0.00024141 | 0.00023671
VIC1 | CCGT | 0.00028586 | 0.00027859 | 0.00027487 | 0.0018774 | 0.0017961 | 0.0016961 | 0.0029444 | 26345.432 | 35981.848 | 36985.472 | 37303.824 | 33708.124 | 31209.074 | 33453.298 | 27308.408 | 24802.366 | 25445.072 | 26045.602 | 26680.832 | 25785.592 | 30665.264
VIC1 | Gas - Steam | 868.5704 | 820.2292 | 1089.7951 | 1771.6052 | 1491.5031 | 2287.624 | 716.3897 | 621.1082 | 122.8049 | 1202.9336 | 1268.3546 | 3142.6785 | 308.9807 | 3076.7935 | 5918.7285 | 5267.4245 | 9005.83 | 5026.894 | 0 | 0 | 0
VIC1 | OCGT / Diesel | 1170.0705 | 1019.6588 | 1998.4608 | 36070.3438 | 9547.8008 | 9408.5764 | 1777.6647 | 5856.6605 | 2610.0942 | 2900.9338 | 1817.3571 | 5247.5284 | 3056.3483 | 2458.5396 | 9563.4461 | 5005.3586 | 7460.2107 | 2458.1461 | 13792.6861 | 39476.6883 | 27552.2918
VIC1 | Hydro | 0 | 0 | 0 | 0 | 0 | 0 | 0 | 0 | 0 | 0 | 0 | 0 | 0 | 0 | 0 | 0 | 0 | 0 | 0 | 0 | 0
VIC1 | Wind | 0 | 0 | 0 | 0 | 0 | 0 | 0 | 0 | 0 | 0 | 0 | 0 | 0 | 0 | 0 | 0 | 0 | 0 | 0 | 0 | 0
VIC1 | Solar PV | 0 | 0 | 0 | 0 | 0 | 0 | 0 | 0 | 0 | 0 | 0 | 0 | 0 | 0 | 0 | 0 | 0 | 0 | 0 | 0 | 0
VIC1 | LS Battery | 0 | 0 | 0 | 0 | 0 | 0 | 0 | 0 | 0 | 0 | 0 | 0 | 0 | 0 | 0 | 0 | 0 | 0 | 0 | 0 | 0
VIC1 | Pumped Hydro | 0 | 0 | 0 | 0 | 0 | 0 | 0 | 0 | 0 | 0 | 0 | 0 | 0 | 0 | 0 | 0 | 0 | 0 | 0 | 0 | 0
VIC1 | VPP | 0 | 0 | 0 | 0 | 0 | 0 | 0 | 0 | 0 | 0 | 0 | 0 | 0 | 0 | 0 | 0 | 0 | 0 | 0 | 0 | 0
Total excluding storage |  | 203157.3646 | 175646.0427 | 175035.9743 | 152878.8852 | 116354.9232 | 75803.2312 | 14454.3641 | 32823.2021 | 38714.7483 | 41089.3404 | 40389.5366 | 42098.3317 | 34574.4037 | 38988.6317 | 42790.583 | 35075.1495 | 41911.1131 | 33530.6424 | 40473.5184 | 65262.2805 | 58217.5561
Region | Technology | 2021-22 | 2022-23 | 2023-24 | 2024-25 | 2025-26 | 2026-27 | 2027-28 | 2028-29 | 2029-30 | 2030-31 | 2031-32 | 2032-33 | 2033-34 | 2034-35 | 2035-36 | 2036-37 | 2037-38 | 2038-39 | 2039-40 | 2040-41 | 2041-42
SA1 | Black Coal | 0 | 0 | 0 | 0 | 0 | 0 | 0 | 0 | 0 | 0 | 0 | 0 | 0 | 0 | 0 | 0 | 0 | 0 | 0 | 0 | 0
SA1 | Brown Coal | 0 | 0 | 0 | 0 | 0 | 0 | 0 | 0 | 0 | 0 | 0 | 0 | 0 | 0 | 0 | 0 | 0 | 0 | 0 | 0 | 0
SA1 | CCGT | 64163.5403 | 63906.2923 | 42068.2918 | 57399.3643 | 55519.3323 | 34861.0363 | 21658.9303 | 21910.2783 | 26824.1423 | 26835.7663 | 30594.6303 | 25120.3903 | 26299.6663 | 32457.3683 | 18809.6142 | 13739.6362 | 0.00037619 | 0.00035961 | 0.00033964 | 0.00032415 | 0.00036533
SA1 | Gas - Steam | 89973.405 | 70582.3665 | 64523.703 | 6288.656 | 6094.207 | 6009.654 | 5824.104 | 5762.85 | 5450.137 | 5303.354 | 5199.8995 | 4782.018 | 4566.7775 | 4559.1365 | 0 | 0 | 0 | 0 | 0 | 0 | 0
SA1 | OCGT / Diesel | 2809.61 | 3045.648 | 6178.462 | 6370.7479 | 4907.921 | 3215.3433 | 517.3104 | 2703.4763 | 154.7236 | 2679.9193 | 3016.7025 | 3357.6176 | 1867.4968 | 5092.0126 | 5276.0856 | 3546.834 | 7754.6371 | 6001.3407 | 8988.3257 | 13209.1191 | 11390.6285
SA1 | Hydro | 0 | 0 | 0 | 0 | 0 | 0 | 0 | 0 | 0 | 0 | 0 | 0 | 0 | 0 | 0 | 0 | 0 | 0 | 0 | 0 | 0
SA1 | Wind | 0 | 0 | 0 | 0 | 0 | 0 | 0 | 0 | 0 | 0 | 0 | 0 | 0 | 0 | 0 | 0 | 0 | 0 | 0 | 0 | 0
SA1 | Solar PV | 0 | 0 | 0 | 0 | 0 | 0 | 0 | 0 | 0 | 0 | 0 | 0 | 0 | 0 | 0 | 0 | 0 | 0 | 0 | 0 | 0
SA1 | LS Battery | 0 | 0 | 0 | 0 | 0 | 0 | 0 | 0 | 0 | 0 | 0 | 0 | 0 | 0 | 0 | 0 | 0 | 0 | 0 | 0 | 0
SA1 | Pumped Hydro | 0 | 0 | 0 | 0 | 0 | 0 | 0 | 0 | 0 | 0 | 0 | 0 | 0 | 0 | 0 | 0 | 0 | 0 | 0 | 0 | 0
SA1 | VPP | 0 | 0 | 0 | 0 | 0 | 0 | 0 | 0 | 0 | 0 | 0 | 0 | 0 | 0 | 0 | 0 | 0 | 0 | 0 | 0 | 0
Total excluding storage |  | 156946.5553 | 137534.3067 | 112770.4569 | 70058.7682 | 66521.4603 | 44086.0336 | 28000.3446 | 30376.6046 | 32429.0029 | 34819.0396 | 38811.2323 | 33260.0258 | 32733.9405 | 42108.5174 | 24085.6998 | 17286.4702 | 7754.6374 | 6001.3411 | 8988.326 | 13209.1194 | 11390.6289
Region | Technology | 2021-22 | 2022-23 | 2023-24 | 2024-25 | 2025-26 | 2026-27 | 2027-28 | 2028-29 | 2029-30 | 2030-31 | 2031-32 | 2032-33 | 2033-34 | 2034-35 | 2035-36 | 2036-37 | 2037-38 | 2038-39 | 2039-40 | 2040-41 | 2041-42
TAS1 | Black Coal | 0 | 0 | 0 | 0 | 0 | 0 | 0 | 0 | 0 | 0 | 0 | 0 | 0 | 0 | 0 | 0 | 0 | 0 | 0 | 0 | 0
TAS1 | Brown Coal | 0 | 0 | 0 | 0 | 0 | 0 | 0 | 0 | 0 | 0 | 0 | 0 | 0 | 0 | 0 | 0 | 0 | 0 | 0 | 0 | 0
TAS1 | CCGT | 0.00036255 | 0.00033446 | 0.00035564 | 0.0003401 | 38.7477 | 0.00031262 | 86.4304 | 136.1486 | 36.8683 | 2364.4572 | 2851.0257 | 2374.3962 | 1705.3602 | 3474.594 | 2297.484 | 1573.826 | 2069.7686 | 1017.3488 | 2952.6097 | 3157.2767 | 2296.3644
TAS1 | Gas - Steam | 0 | 0 | 0 | 0 | 0 | 0 | 0 | 0 | 0 | 0 | 0 | 0 | 0 | 0 | 0 | 0 | 0 | 0 | 0 | 0 | 0
TAS1 | OCGT / Diesel | 0.00027999 | 0.000254 | 0.00026852 | 0.00026824 | 0.00023897 | 0.00024822 | 0.00025502 | 0.00025552 | 0.00025823 | 0.00030084 | 0.00029293 | 41.0892 | 1.2546 | 0.00029248 | 243.8893 | 11.3766 | 157.0476 | 0.00027001 | 84.8346 | 22.8319 | 373.203
TAS1 | Hydro | 0 | 0 | 0 | 0 | 0 | 0 | 0 | 0 | 0 | 0 | 0 | 0 | 0 | 0 | 0 | 0 | 0 | 0 | 0 | 0 | 0
TAS1 | Wind | 0 | 0 | 0 | 0 | 0 | 0 | 0 | 0 | 0 | 0 | 0 | 0 | 0 | 0 | 0 | 0 | 0 | 0 | 0 | 0 | 0
TAS1 | Solar PV | 0 | 0 | 0 | 0 | 0 | 0 | 0 | 0 | 0 | 0 | 0 | 0 | 0 | 0 | 0 | 0 | 0 | 0 | 0 | 0 | 0
TAS1 | LS Battery | 0 | 0 | 0 | 0 | 0 | 0 | 0 | 0 | 0 | 0 | 0 | 0 | 0 | 0 | 0 | 0 | 0 | 0 | 0 | 0 | 0
TAS1 | Pumped Hydro | 0 | 0 | 0 | 0 | 0 | 0 | 0 | 0 | 0 | 0 | 0 | 0 | 0 | 0 | 0 | 0 | 0 | 0 | 0 | 0 | 0
TAS1 | VPP | 0 | 0 | 0 | 0 | 0 | 0 | 0 | 0 | 0 | 0 | 0 | 0 | 0 | 0 | 0 | 0 | 0 | 0 | 0 | 0 | 0
Total excluding storage |  | 0.00064255 | 0.00058846 | 0.00062415 | 0.00060835 | 38.7479 | 0.00056083 | 86.4306 | 136.1489 | 36.8686 | 2364.4575 | 2851.026 | 2415.4855 | 1706.6149 | 3474.5943 | 2541.3733 | 1585.2026 | 2226.8162 | 1017.3491 | 3037.4444 | 3180.1086 | 2669.5675
Explicitly modelled pumping
Region | Technology | 2021-22 | 2022-23 | 2023-24 | 2024-25 | 2025-26 | 2026-27 | 2027-28 | 2028-29 | 2029-30 | 2030-31 | 2031-32 | 2032-33 | 2033-34 | 2034-35 | 2035-36 | 2036-37 | 2037-38 | 2038-39 | 2039-40 | 2040-41 | 2041-42
NEM | LS Battery pump | 0 | 0 | 0 | 0 | 0 | 0 | 0 | 0 | 0 | 0 | 0 | 0 | 0 | 0 | 0 | 0 | 0 | 0 | 0 | 0 | 0
NEM | Pumped Hydro Pump | 0 | 0 | 0 | 0 | 0 | 0 | 0 | 0 | 0 | 0 | 0 | 0 | 0 | 0 | 0 | 0 | 0 | 0 | 0 | 0 | 0
NEM | VPP pump | 0 | 0 | 0 | 0 | 0 | 0 | 0 | 0 | 0 | 0 | 0 | 0 | 0 | 0 | 0 | 0 | 0 | 0 | 0 | 0 | 0
Region | Technology | 2021-22 | 2022-23 | 2023-24 | 2024-25 | 2025-26 | 2026-27 | 2027-28 | 2028-29 | 2029-30 | 2030-31 | 2031-32 | 2032-33 | 2033-34 | 2034-35 | 2035-36 | 2036-37 | 2037-38 | 2038-39 | 2039-40 | 2040-41 | 2041-42
NSW1 | LS Battery pump | 0 | 0 | 0 | 0 | 0 | 0 | 0 | 0 | 0 | 0 | 0 | 0 | 0 | 0 | 0 | 0 | 0 | 0 | 0 | 0 | 0
NSW1 | Pumped Hydro Pump | 0 | 0 | 0 | 0 | 0 | 0 | 0 | 0 | 0 | 0 | 0 | 0 | 0 | 0 | 0 | 0 | 0 | 0 | 0 | 0 | 0
NSW1 | VPP pump | 0 | 0 | 0 | 0 | 0 | 0 | 0 | 0 | 0 | 0 | 0 | 0 | 0 | 0 | 0 | 0 | 0 | 0 | 0 | 0 | 0
Region | Technology | 2021-22 | 2022-23 | 2023-24 | 2024-25 | 2025-26 | 2026-27 | 2027-28 | 2028-29 | 2029-30 | 2030-31 | 2031-32 | 2032-33 | 2033-34 | 2034-35 | 2035-36 | 2036-37 | 2037-38 | 2038-39 | 2039-40 | 2040-41 | 2041-42
QLD1 | LS Battery pump | 0 | 0 | 0 | 0 | 0 | 0 | 0 | 0 | 0 | 0 | 0 | 0 | 0 | 0 | 0 | 0 | 0 | 0 | 0 | 0 | 0
QLD1 | Pumped Hydro Pump | 0 | 0 | 0 | 0 | 0 | 0 | 0 | 0 | 0 | 0 | 0 | 0 | 0 | 0 | 0 | 0 | 0 | 0 | 0 | 0 | 0
QLD1 | VPP pump | 0 | 0 | 0 | 0 | 0 | 0 | 0 | 0 | 0 | 0 | 0 | 0 | 0 | 0 | 0 | 0 | 0 | 0 | 0 | 0 | 0
Region | Technology | 2021-22 | 2022-23 | 2023-24 | 2024-25 | 2025-26 | 2026-27 | 2027-28 | 2028-29 | 2029-30 | 2030-31 | 2031-32 | 2032-33 | 2033-34 | 2034-35 | 2035-36 | 2036-37 | 2037-38 | 2038-39 | 2039-40 | 2040-41 | 2041-42
VIC1 | LS Battery pump | 0 | 0 | 0 | 0 | 0 | 0 | 0 | 0 | 0 | 0 | 0 | 0 | 0 | 0 | 0 | 0 | 0 | 0 | 0 | 0 | 0
VIC1 | Pumped Hydro Pump | 0 | 0 | 0 | 0 | 0 | 0 | 0 | 0 | 0 | 0 | 0 | 0 | 0 | 0 | 0 | 0 | 0 | 0 | 0 | 0 | 0
VIC1 | VPP pump | 0 | 0 | 0 | 0 | 0 | 0 | 0 | 0 | 0 | 0 | 0 | 0 | 0 | 0 | 0 | 0 | 0 | 0 | 0 | 0 | 0
Region | Technology | 2021-22 | 2022-23 | 2023-24 | 2024-25 | 2025-26 | 2026-27 | 2027-28 | 2028-29 | 2029-30 | 2030-31 | 2031-32 | 2032-33 | 2033-34 | 2034-35 | 2035-36 | 2036-37 | 2037-38 | 2038-39 | 2039-40 | 2040-41 | 2041-42
SA1 | LS Battery pump | 0 | 0 | 0 | 0 | 0 | 0 | 0 | 0 | 0 | 0 | 0 | 0 | 0 | 0 | 0 | 0 | 0 | 0 | 0 | 0 | 0
SA1 | Pumped Hydro Pump | 0 | 0 | 0 | 0 | 0 | 0 | 0 | 0 | 0 | 0 | 0 | 0 | 0 | 0 | 0 | 0 | 0 | 0 | 0 | 0 | 0
SA1 | VPP pump | 0 | 0 | 0 | 0 | 0 | 0 | 0 | 0 | 0 | 0 | 0 | 0 | 0 | 0 | 0 | 0 | 0 | 0 | 0 | 0 | 0
Region | Technology | 2021-22 | 2022-23 | 2023-24 | 2024-25 | 2025-26 | 2026-27 | 2027-28 | 2028-29 | 2029-30 | 2030-31 | 2031-32 | 2032-33 | 2033-34 | 2034-35 | 2035-36 | 2036-37 | 2037-38 | 2038-39 | 2039-40 | 2040-41 | 2041-42
TAS1 | LS Battery pump | 0 | 0 | 0 | 0 | 0 | 0 | 0 | 0 | 0 | 0 | 0 | 0 | 0 | 0 | 0 | 0 | 0 | 0 | 0 | 0 | 0
TAS1 | Pumped Hydro Pump | 0 | 0 | 0 | 0 | 0 | 0 | 0 | 0 | 0 | 0 | 0 | 0 | 0 | 0 | 0 | 0 | 0 | 0 | 0 | 0 | 0
TAS1 | VPP pump | 0 | 0 | 0 | 0 | 0 | 0 | 0 | 0 | 0 | 0 | 0 | 0 | 0 | 0 | 0 | 0 | 0 | 0 | 0 | 0 | 0
Ernst & Young’s liability is limited by a scheme approved under Professional Standards Legislation

## M27_30_Build Cost
New generation build cost (CAPEX) by technology ($000s) - Marinus 1500MW M27_30, Step Change Scenario
CAPEX (Install) | Real June 2019 dollars discounted to 1 July 2019. The total capital costs are annualised for modelling purposes.
Explicitly modelled generation
Region | Technology | 2021-22 | 2022-23 | 2023-24 | 2024-25 | 2025-26 | 2026-27 | 2027-28 | 2028-29 | 2029-30 | 2030-31 | 2031-32 | 2032-33 | 2033-34 | 2034-35 | 2035-36 | 2036-37 | 2037-38 | 2038-39 | 2039-40 | 2040-41 | 2041-42
NEM | Black Coal | 0 | 0 | 0 | 0 | 0 | 0 | 0 | 0 | 0 | 0 | 0 | 0 | 0 | 0 | 0 | 0 | 0 | 0 | 0 | 0 | 0
NEM | Brown Coal | 0 | 0 | 0 | 0 | 0 | 0 | 0 | 0 | 0 | 0 | 0 | 0 | 0 | 0 | 0 | 0 | 0 | 0 | 0 | 0 | 0
NEM | CCGT | 0.00050679 | 0.00047855 | 0.00048239 | 0.0012186 | 0.0011507 | 0.0010866 | 0.0017767 | 12973.703 | 17327.7272 | 16362.3486 | 15491.8684 | 14587.656 | 13774.9349 | 13007.4928 | 12315.4916 | 11596.6745 | 10950.5898 | 10340.5003 | 9790.3836 | 9218.9493 | 10913.6709
NEM | Gas - Steam | 0 | 0 | 0 | 0 | 0 | 0 | 0 | 0 | 0 | 0 | 0 | 0 | 0 | 0 | 0 | 0 | 0 | 0 | 0 | 0 | 0
NEM | OCGT / Diesel | 0.00044393 | 0.0004192 | 0.00041759 | 0.00039322 | 0.00038922 | 0.00036754 | 0.00034798 | 0.00038906 | 0.00039235 | 0.00037049 | 0.00035078 | 0.00050172 | 0.00047377 | 0.00045741 | 0.00045293 | 0.00052498 | 21634.5954 | 20429.2686 | 19342.4274 | 18213.4698 | 17198.7439
NEM | Hydro | 0 | 0 | 0 | 0 | 0 | 0 | 0 | 0 | 0 | 0 | 0 | 0 | 0 | 0 | 0 | 0 | 0 | 0 | 0 | 0 | 0
NEM | Wind | 107720.1431 | 101718.7392 | 115501.7924 | 455112.925 | 828375.0602 | 1126853.7497 | 1144974.4615 | 1299301.9378 | 1346326.5933 | 1445772.4642 | 1469678.5086 | 1538413.316 | 1538304.6885 | 1469234.6065 | 1442407.5469 | 1416950.9077 | 1443607.0249 | 1398906.0663 | 1371671.4104 | 1308207.562 | 1332306.3075
NEM | Solar PV | 0.0017145 | 0.0017645 | 0.0021937 | 0.0031279 | 0.0039841 | 269461.2273 | 364233.4475 | 395870.2818 | 373815.1861 | 358859.805 | 367243.8057 | 419316.5704 | 433220.9478 | 409084.9364 | 432833.2224 | 407570.0876 | 434539.6759 | 427075.2747 | 404354.7849 | 435509.0043 | 450472.1002
NEM | LS Battery | 0.0015812 | 0.0017335 | 0.0018323 | 0.0018168 | 0.0018496 | 74537.1653 | 70571.7842 | 172701.0422 | 177128.0786 | 167259.7531 | 158361.4996 | 149118.4291 | 140810.6033 | 132965.631 | 125891.8325 | 81853.7511 | 81792.3221 | 17363.1194 | 15147.187 | 14263.0926 | 27079.5907
NEM | Pumped Hydro | 0 | 0 | 0.0029184 | 36778.2613 | 34729.2366 | 147992.5607 | 311111.01 | 292952.4256 | 276631.1869 | 277855.3527 | 288497.5776 | 401786.9123 | 386194.1556 | 364678.1449 | 349135.5524 | 365685.9009 | 402240.226 | 379830.2416 | 414838.6534 | 390625.8059 | 438411.9706
NEM | VPP | 0 | 0 | 0 | 0 | 0 | 0 | 0 | 0 | 0 | 0 | 0 | 0 | 0 | 0 | 0 | 0 | 0 | 0 | 0 | 0 | 0
Total excluding storage |  | 107720.1458 | 101718.7419 | 115501.7955 | 455112.9297 | 828375.0657 | 1396314.9785 | 1509207.9111 | 1708145.9231 | 1737469.5069 | 1820994.6182 | 1852414.183 | 1972317.5429 | 1985300.5717 | 1891327.0363 | 1887556.2614 | 1836117.6703 | 1910731.8861 | 1856751.1099 | 1805159.0063 | 1771148.9853 | 1810890.8225
Region | Technology | 2021-22 | 2022-23 | 2023-24 | 2024-25 | 2025-26 | 2026-27 | 2027-28 | 2028-29 | 2029-30 | 2030-31 | 2031-32 | 2032-33 | 2033-34 | 2034-35 | 2035-36 | 2036-37 | 2037-38 | 2038-39 | 2039-40 | 2040-41 | 2041-42
NSW1 | Black Coal | 0 | 0 | 0 | 0 | 0 | 0 | 0 | 0 | 0 | 0 | 0 | 0 | 0 | 0 | 0 | 0 | 0 | 0 | 0 | 0 | 0
NSW1 | Brown Coal | 0 | 0 | 0 | 0 | 0 | 0 | 0 | 0 | 0 | 0 | 0 | 0 | 0 | 0 | 0 | 0 | 0 | 0 | 0 | 0 | 0
NSW1 | CCGT | 9.782e-05 | 9.237e-05 | 8.7456e-05 | 0.00010159 | 9.5926e-05 | 9.0581e-05 | 8.5763e-05 | 8.0757e-05 | 9.0951e-05 | 8.5884e-05 | 8.1315e-05 | 0.00010375 | 9.7972e-05 | 9.2514e-05 | 8.7592e-05 | 8.2479e-05 | 0.00013538 | 0.00012784 | 0.00012104 | 0.00011397 | 0.00010763
NSW1 | Gas - Steam | 0 | 0 | 0 | 0 | 0 | 0 | 0 | 0 | 0 | 0 | 0 | 0 | 0 | 0 | 0 | 0 | 0 | 0 | 0 | 0 | 0
NSW1 | OCGT / Diesel | 8.0522e-05 | 7.6036e-05 | 7.1991e-05 | 6.7789e-05 | 6.4012e-05 | 6.0446e-05 | 5.723e-05 | 5.389e-05 | 7.5853e-05 | 7.1627e-05 | 6.7816e-05 | 0.00015665 | 0.00014792 | 0.00013968 | 0.00013225 | 0.00016928 | 21634.5915 | 20429.2649 | 19342.4239 | 18213.4665 | 17198.7408
NSW1 | Hydro | 0 | 0 | 0 | 0 | 0 | 0 | 0 | 0 | 0 | 0 | 0 | 0 | 0 | 0 | 0 | 0 | 0 | 0 | 0 | 0 | 0
NSW1 | Wind | 0.0022355 | 0.0023592 | 0.0029687 | 42335.6232 | 344984.8739 | 381770.6623 | 361460.386 | 401329.9445 | 378970.6773 | 476763.0361 | 473479.3313 | 502127.5115 | 474152.5131 | 447736.084 | 423916.4339 | 399173.7444 | 376934.6027 | 355934.4689 | 345729.632 | 334996.3112 | 396503.6423
NSW1 | Solar PV | 0.00039074 | 0.00043463 | 0.00055572 | 0.00086433 | 0.0016578 | 183111.7527 | 187938.0852 | 203857.4795 | 192499.9809 | 181775.2416 | 172104.7621 | 200528.4102 | 212709.0953 | 200858.4469 | 213285.0983 | 200836.3076 | 234939.0547 | 235945.0664 | 223392.7412 | 226243.7933 | 219284.5714
NSW1 | LS Battery | 0.00028724 | 0.0003228 | 0.00032954 | 0.00034456 | 0.00033931 | 0.0092952 | 0.019571 | 18776.6789 | 31779.2937 | 30008.7759 | 28412.3028 | 26753.9647 | 25263.4227 | 23855.9232 | 22586.7833 | 21268.4576 | 20083.5233 | 8383.7179 | 0 | 0 | 0
NSW1 | Pumped Hydro | 0 | 0 | 0.0007099 | 0.00080521 | 0.00076035 | 0.0011676 | 0.001216 | 0.0012776 | 0.00238 | 0.0022474 | 0.0021484 | 69124.8692 | 65273.7197 | 61637.129 | 58358.0213 | 91880.1537 | 126473.4294 | 119427.2232 | 125617.091 | 118285.2104 | 137952.3234
NSW1 | VPP | 0 | 0 | 0 | 0 | 0 | 0 | 0 | 0 | 0 | 0 | 0 | 0 | 0 | 0 | 0 | 0 | 0 | 0 | 0 | 0 | 0
Total excluding storage |  | 0.0028046 | 0.0029623 | 0.0036839 | 42335.6242 | 344984.8757 | 564882.4152 | 549398.4714 | 605187.4242 | 571470.6584 | 658538.2778 | 645584.0935 | 702655.922 | 686861.6087 | 648594.5311 | 637201.5325 | 600010.0523 | 633508.249 | 612308.8003 | 588464.7972 | 579453.5711 | 632986.9547
Region | Technology | 2021-22 | 2022-23 | 2023-24 | 2024-25 | 2025-26 | 2026-27 | 2027-28 | 2028-29 | 2029-30 | 2030-31 | 2031-32 | 2032-33 | 2033-34 | 2034-35 | 2035-36 | 2036-37 | 2037-38 | 2038-39 | 2039-40 | 2040-41 | 2041-42
QLD1 | Black Coal | 0 | 0 | 0 | 0 | 0 | 0 | 0 | 0 | 0 | 0 | 0 | 0 | 0 | 0 | 0 | 0 | 0 | 0 | 0 | 0 | 0
QLD1 | Brown Coal | 0 | 0 | 0 | 0 | 0 | 0 | 0 | 0 | 0 | 0 | 0 | 0 | 0 | 0 | 0 | 0 | 0 | 0 | 0 | 0 | 0
QLD1 | CCGT | 0.00010283 | 9.7102e-05 | 9.1936e-05 | 0.00011236 | 0.0001061 | 0.00010019 | 9.486e-05 | 0.00010896 | 0.00010289 | 9.7155e-05 | 0.00010392 | 0.00010659 | 0.00011223 | 0.00010598 | 0.00010034 | 9.4484e-05 | 0.0001461 | 0.00013796 | 0.00013062 | 0.000123 | 0.00011615
QLD1 | Gas - Steam | 0 | 0 | 0 | 0 | 0 | 0 | 0 | 0 | 0 | 0 | 0 | 0 | 0 | 0 | 0 | 0 | 0 | 0 | 0 | 0 | 0
QLD1 | OCGT / Diesel | 8.1299e-05 | 7.677e-05 | 7.2685e-05 | 6.8443e-05 | 8.2539e-05 | 7.794e-05 | 7.3794e-05 | 0.00013088 | 0.00012358 | 0.0001167 | 0.00011049 | 0.00018266 | 0.00017248 | 0.00016287 | 0.00015421 | 0.0001634 | 0.0028612 | 0.0027018 | 0.0025581 | 0.0024088 | 0.0022746
QLD1 | Hydro | 0 | 0 | 0 | 0 | 0 | 0 | 0 | 0 | 0 | 0 | 0 | 0 | 0 | 0 | 0 | 0 | 0 | 0 | 0 | 0 | 0
QLD1 | Wind | 92749.4289 | 87582.0869 | 82922.7028 | 325122.0077 | 387049.5522 | 495319.5141 | 468968.4161 | 506304.4211 | 526130.4496 | 496818.1769 | 498281.8068 | 557811.1405 | 562882.3197 | 548155.8826 | 570330.397 | 583313.449 | 598543.0598 | 565196.468 | 535127.9018 | 503894.1433 | 475820.7215
QLD1 | Solar PV | 0.00056509 | 0.00061348 | 0.00073028 | 0.00090724 | 0.00086449 | 30602.2828 | 28974.2352 | 53290.3532 | 50321.3911 | 53388.7993 | 78023.9192 | 97463.6252 | 98242.7324 | 92769.3412 | 110233.3194 | 103799.3419 | 98016.3757 | 92555.5955 | 87631.6192 | 121382.194 | 129765.2364
QLD1 | LS Battery | 0.00029121 | 0.0003255 | 0.00033302 | 0.00035009 | 0.00039588 | 72918.8257 | 69039.5294 | 152481.5599 | 143986.3644 | 135964.4611 | 128731.1242 | 121217.4871 | 114464.1048 | 108086.9733 | 102336.7245 | 55279.3898 | 52199.6126 | 0 | 0 | 0 | 0
QLD1 | Pumped Hydro | 0 | 0 | 0.0003661 | 0.00043241 | 0.00055553 | 0.00066783 | 0.00069731 | 0.0021391 | 0.0020199 | 0.0019074 | 22229.9971 | 77220.5653 | 72918.3808 | 68855.8837 | 65192.7368 | 61387.6386 | 62768.1681 | 59271.1691 | 95322.8597 | 89759.1596 | 126650.4667
QLD1 | VPP | 0 | 0 | 0 | 0 | 0 | 0 | 0 | 0 | 0 | 0 | 0 | 0 | 0 | 0 | 0 | 0 | 0 | 0 | 0 | 0 | 0
Total excluding storage |  | 92749.4297 | 87582.0877 | 82922.7037 | 325122.0088 | 387049.5533 | 525921.7971 | 497942.6514 | 559594.7745 | 576451.8409 | 550206.9764 | 576305.7261 | 655274.766 | 661125.0524 | 640925.2241 | 680563.7167 | 687112.7911 | 696559.4385 | 657752.0664 | 622759.5237 | 625276.3399 | 605585.9604
Region | Technology | 2021-22 | 2022-23 | 2023-24 | 2024-25 | 2025-26 | 2026-27 | 2027-28 | 2028-29 | 2029-30 | 2030-31 | 2031-32 | 2032-33 | 2033-34 | 2034-35 | 2035-36 | 2036-37 | 2037-38 | 2038-39 | 2039-40 | 2040-41 | 2041-42
VIC1 | Black Coal | 0 | 0 | 0 | 0 | 0 | 0 | 0 | 0 | 0 | 0 | 0 | 0 | 0 | 0 | 0 | 0 | 0 | 0 | 0 | 0 | 0
VIC1 | Brown Coal | 0 | 0 | 0 | 0 | 0 | 0 | 0 | 0 | 0 | 0 | 0 | 0 | 0 | 0 | 0 | 0 | 0 | 0 | 0 | 0 | 0
VIC1 | CCGT | 0.00011985 | 0.00011318 | 0.00010716 | 0.00082027 | 0.00077457 | 0.00073142 | 0.0014404 | 12973.7027 | 17327.7269 | 16362.3483 | 15491.8681 | 14587.6557 | 13774.9346 | 13007.4925 | 12315.4913 | 11596.6742 | 10950.5894 | 10340.4999 | 9790.3832 | 9218.9489 | 10913.6705
VIC1 | Gas - Steam | 0 | 0 | 0 | 0 | 0 | 0 | 0 | 0 | 0 | 0 | 0 | 0 | 0 | 0 | 0 | 0 | 0 | 0 | 0 | 0 | 0
VIC1 | OCGT / Diesel | 0.00011894 | 0.00011231 | 0.00010633 | 0.00010013 | 9.4549e-05 | 8.9282e-05 | 8.4532e-05 | 7.9598e-05 | 7.5163e-05 | 7.0976e-05 | 6.72e-05 | 6.3278e-05 | 5.9752e-05 | 6.1313e-05 | 6.4281e-05 | 6.0529e-05 | 0.00018644 | 0.00017605 | 0.00016668 | 0.00015695 | 0.00015294
VIC1 | Hydro | 0 | 0 | 0 | 0 | 0 | 0 | 0 | 0 | 0 | 0 | 0 | 0 | 0 | 0 | 0 | 0 | 0 | 0 | 0 | 0 | 0
VIC1 | Wind | 0.0017438 | 0.0016972 | 0.0017311 | 47569.5979 | 44919.3565 | 108652.1782 | 124018.6753 | 192775.1489 | 207419.1931 | 195863.2608 | 236290.0847 | 222498.5642 | 259554.936 | 245094.3681 | 232055.2983 | 218510.9491 | 234561.0935 | 251957.7946 | 250623.2442 | 237682.6345 | 241252.5067
VIC1 | Solar PV | 0.00018391 | 0.00017366 | 0.00016442 | 0.00035656 | 0.00035086 | 53558.9378 | 134373.6377 | 126530.6645 | 119481.2696 | 112824.6171 | 106822.3247 | 100587.4364 | 94983.4149 | 89691.6099 | 84919.9981 | 79963.4808 | 79893.0677 | 78091.9142 | 73937.4086 | 69621.911 | 81935.638
VIC1 | LS Battery | 0.00041213 | 0.00038917 | 0.00041181 | 0.00038777 | 0.00038373 | 0.0023592 | 0.0022337 | 0.0021033 | 0.0019861 | 0.0018755 | 0.0015429 | 0.0014528 | 0.0013475 | 0.0012724 | 0.0011948 | 0 | 0 | 0 | 0.00048802 | 0.00045954 | 0.0006048
VIC1 | Pumped Hydro | 0 | 0 | 0.00057527 | 36778.2588 | 34729.234 | 147992.5574 | 311111.0063 | 292952.4202 | 276631.1805 | 261219.2449 | 247322.3284 | 232886.8899 | 219912.0773 | 207660.1296 | 196612.5687 | 185136.9019 | 174822.3814 | 165082.513 | 156300.09 | 147177.3378 | 138977.656
VIC1 | VPP | 0 | 0 | 0 | 0 | 0 | 0 | 0 | 0 | 0 | 0 | 0 | 0 | 0 | 0 | 0 | 0 | 0 | 0 | 0 | 0 | 0
Total excluding storage |  | 0.0021665 | 0.0020963 | 0.002109 | 47569.5992 | 44919.3578 | 162211.1168 | 258392.3145 | 332279.5162 | 344228.1897 | 325050.2263 | 358604.2776 | 337673.6564 | 368313.2855 | 347793.4706 | 329290.7877 | 310071.1042 | 325404.7508 | 340390.2089 | 334351.0362 | 316523.4945 | 334101.8154
Region | Technology | 2021-22 | 2022-23 | 2023-24 | 2024-25 | 2025-26 | 2026-27 | 2027-28 | 2028-29 | 2029-30 | 2030-31 | 2031-32 | 2032-33 | 2033-34 | 2034-35 | 2035-36 | 2036-37 | 2037-38 | 2038-39 | 2039-40 | 2040-41 | 2041-42
SA1 | Black Coal | 0 | 0 | 0 | 0 | 0 | 0 | 0 | 0 | 0 | 0 | 0 | 0 | 0 | 0 | 0 | 0 | 0 | 0 | 0 | 0 | 0
SA1 | Brown Coal | 0 | 0 | 0 | 0 | 0 | 0 | 0 | 0 | 0 | 0 | 0 | 0 | 0 | 0 | 0 | 0 | 0 | 0 | 0 | 0 | 0
SA1 | CCGT | 0.00010035 | 9.476e-05 | 0.00011901 | 0.00011207 | 0.00010582 | 9.9929e-05 | 9.4613e-05 | 8.909e-05 | 8.4127e-05 | 7.944e-05 | 7.5214e-05 | 7.0824e-05 | 7.4045e-05 | 6.992e-05 | 6.62e-05 | 6.2336e-05 | 0.0001093 | 0.00010321 | 9.7722e-05 | 9.2018e-05 | 0.00010605
SA1 | Gas - Steam | 0 | 0 | 0 | 0 | 0 | 0 | 0 | 0 | 0 | 0 | 0 | 0 | 0 | 0 | 0 | 0 | 0 | 0 | 0 | 0 | 0
SA1 | OCGT / Diesel | 8.1799e-05 | 7.7242e-05 | 9.3829e-05 | 8.8353e-05 | 8.343e-05 | 7.8782e-05 | 7.4591e-05 | 7.0237e-05 | 6.6324e-05 | 6.2629e-05 | 5.9297e-05 | 5.5836e-05 | 5.2725e-05 | 5.4933e-05 | 6.0212e-05 | 9.2238e-05 | 0.00076163 | 0.0007192 | 0.00068093 | 0.00064119 | 0.00060547
SA1 | Hydro | 0 | 0 | 0 | 0 | 0 | 0 | 0 | 0 | 0 | 0 | 0 | 0 | 0 | 0 | 0 | 0 | 0 | 0 | 0 | 0 | 0
SA1 | Wind | 0.0034125 | 0.0034914 | 0.0042991 | 9408.1554 | 8883.9995 | 88439.7688 | 83734.7553 | 90805.8461 | 131741.5167 | 129277.7212 | 122400.1206 | 116756.5714 | 110251.7201 | 104109.2731 | 98570.6388 | 105278.1274 | 124103.0498 | 119722.9264 | 139740.468 | 131584.2496 | 124253.3054
SA1 | Solar PV | 0.00051342 | 0.00048482 | 0.00067512 | 0.00091243 | 0.0010191 | 2188.2539 | 12947.4893 | 12191.7845 | 11512.5444 | 10871.1467 | 10292.7995 | 20737.098 | 27285.7048 | 25765.538 | 24394.8062 | 22970.9569 | 21691.1775 | 20482.6983 | 19393.0156 | 18261.1054 | 19486.6538
SA1 | LS Battery | 0.00030443 | 0.00036067 | 0.00042014 | 0.00039562 | 0.00038411 | 1618.3268 | 1532.2315 | 1442.7999 | 1362.4173 | 1286.513 | 1218.0701 | 1146.9751 | 1083.0737 | 1022.7325 | 968.3229 | 5305.9035 | 9509.1861 | 8979.4014 | 15147.1863 | 14263.0919 | 27079.5898
SA1 | Pumped Hydro | 0 | 0 | 0.00052449 | 0.00049388 | 0.00046636 | 0.00056945 | 0.0005728 | 0.00058632 | 0.00063406 | 0.00068992 | 0.00073321 | 0.00081133 | 0.00076613 | 0.00072344 | 0.00086693 | 0.00099534 | 0.001795 | 0.001695 | 0.0016049 | 0.0015112 | 0.001776
SA1 | VPP | 0 | 0 | 0 | 0 | 0 | 0 | 0 | 0 | 0 | 0 | 0 | 0 | 0 | 0 | 0 | 0 | 0 | 0 | 0 | 0 | 0
Total excluding storage |  | 0.0041081 | 0.0041482 | 0.0051871 | 9408.1565 | 8884.0007 | 90628.0229 | 96682.2448 | 102997.6308 | 143254.0613 | 140148.868 | 132692.9202 | 137493.6695 | 137537.425 | 129874.8113 | 122965.4452 | 128249.0844 | 145794.2281 | 140205.6255 | 159133.4844 | 149845.3558 | 143739.9599
Region | Technology | 2021-22 | 2022-23 | 2023-24 | 2024-25 | 2025-26 | 2026-27 | 2027-28 | 2028-29 | 2029-30 | 2030-31 | 2031-32 | 2032-33 | 2033-34 | 2034-35 | 2035-36 | 2036-37 | 2037-38 | 2038-39 | 2039-40 | 2040-41 | 2041-42
TAS1 | Black Coal | 0 | 0 | 0 | 0 | 0 | 0 | 0 | 0 | 0 | 0 | 0 | 0 | 0 | 0 | 0 | 0 | 0 | 0 | 0 | 0 | 0
TAS1 | Brown Coal | 0 | 0 | 0 | 0 | 0 | 0 | 0 | 0 | 0 | 0 | 0 | 0 | 0 | 0 | 0 | 0 | 0 | 0 | 0 | 0 | 0
TAS1 | CCGT | 8.5931e-05 | 8.1143e-05 | 7.6826e-05 | 7.2342e-05 | 6.8312e-05 | 6.4506e-05 | 6.1074e-05 | 5.751e-05 | 5.4306e-05 | 5.128e-05 | 4.8552e-05 | 5.2735e-05 | 4.9797e-05 | 4.7023e-05 | 4.4521e-05 | 4.1923e-05 | 5.5752e-05 | 5.2646e-05 | 6.0285e-05 | 5.6766e-05 | 5.9554e-05
TAS1 | Gas - Steam | 0 | 0 | 0 | 0 | 0 | 0 | 0 | 0 | 0 | 0 | 0 | 0 | 0 | 0 | 0 | 0 | 0 | 0 | 0 | 0 | 0
TAS1 | OCGT / Diesel | 8.1376e-05 | 7.6842e-05 | 7.2754e-05 | 6.8508e-05 | 6.4691e-05 | 6.1087e-05 | 5.7837e-05 | 5.4461e-05 | 5.1427e-05 | 4.8562e-05 | 4.5978e-05 | 4.3295e-05 | 4.0883e-05 | 3.8605e-05 | 4.1977e-05 | 3.9527e-05 | 8.177e-05 | 7.7215e-05 | 0.00012412 | 0.00011687 | 0.00011453
TAS1 | Hydro | 0 | 0 | 0 | 0 | 0 | 0 | 0 | 0 | 0 | 0 | 0 | 0 | 0 | 0 | 0 | 0 | 0 | 0 | 0 | 0 | 0
TAS1 | Wind | 14970.7068 | 14136.6448 | 32579.0806 | 30677.5408 | 42537.278 | 52671.6263 | 106792.2288 | 108086.5772 | 102064.7565 | 147050.2692 | 139227.1652 | 139219.5285 | 131463.1996 | 124138.9987 | 117534.7789 | 110674.6379 | 109465.2191 | 106094.4083 | 100450.1644 | 100050.2234 | 94476.1316
TAS1 | Solar PV | 6.1329e-05 | 5.7912e-05 | 6.812e-05 | 8.7336e-05 | 9.191e-05 | 0.00010506 | 9.9471e-05 | 9.3665e-05 | 8.8446e-05 | 0.00023341 | 0.000221 | 0.00045209 | 0.00042691 | 0.00040312 | 0.00038168 | 0.0003594 | 0.00033938 | 0.00032047 | 0.00030342 | 0.0005678 | 0.00053616
TAS1 | LS Battery | 0.0002862 | 0.00033533 | 0.00033781 | 0.0003388 | 0.00034654 | 0.0011357 | 0.0014037 | 0.0013218 | 0.0012481 | 0.0011786 | 0.00095418 | 0.00086182 | 0.00080239 | 0.00074601 | 0.00069129 | 0.0001954 | 0 | 0 | 0.00024158 | 0.00022748 | 0.0002776
TAS1 | Pumped Hydro | 0 | 0 | 0.00074261 | 0.00073475 | 0.00079046 | 0.00089161 | 0.0012634 | 0.001333 | 0.0014197 | 16636.103 | 18945.2492 | 22554.5871 | 28089.977 | 26525.0019 | 28972.2247 | 27281.2057 | 38176.2453 | 36049.3345 | 37598.611 | 35404.0966 | 34831.5226
TAS1 | VPP | 0 | 0 | 0 | 0 | 0 | 0 | 0 | 0 | 0 | 0 | 0 | 0 | 0 | 0 | 0 | 0 | 0 | 0 | 0 | 0 | 0
Total excluding storage |  | 14970.707 | 14136.645 | 32579.0808 | 30677.541 | 42537.2782 | 52671.6265 | 106792.229 | 108086.5774 | 102064.7567 | 147050.2696 | 139227.1655 | 139219.529 | 131463.2001 | 124138.9992 | 117534.7793 | 110674.6383 | 109465.2196 | 106094.4088 | 100450.1649 | 100050.2241 | 94476.1323
Ernst & Young’s liability is limited by a scheme approved under Professional Standards Legislation

## M27_30_REHAB Cost
Rehabilitation cost by technology ($000s) - Marinus 1500MW M27_30, Step Change Scenario
REHAB | Real June 2019 dollars discounted to 1 July 2019
Explicitly modelled generation
Region | Technology | 2021-22 | 2022-23 | 2023-24 | 2024-25 | 2025-26 | 2026-27 | 2027-28 | 2028-29 | 2029-30 | 2030-31 | 2031-32 | 2032-33 | 2033-34 | 2034-35 | 2035-36 | 2036-37 | 2037-38 | 2038-39 | 2039-40 | 2040-41 | 2041-42
NEM | Black Coal | 0 | 0 | 0 | 161398.3291 | 116075.8391 | 74926.2214 | 14176.4504 | 0 | 39911.3715 | 10491.0767 | 9443.0054 | 0.0013624 | 29736.3997 | 2318.0768 | 2884.9857 | 0 | 0 | 0 | 0 | 29878.8346 | 8555.4756
NEM | Brown Coal | 0 | 0 | 0 | 66707.4159 | 5667.7596 | 77899.7347 | 125358.6563 | 27337.2503 | 0 | 0 | 0 | 0 | 0 | 1.3016e-05 | 0.0003584 | 3.2107e-05 | 0 | 0.00015762 | 0 | 0 | 0
NEM | CCGT | 0 | 0 | 0 | 0 | 0 | 0 | 0 | 0 | 0 | 0 | 0 | 0 | 0 | 0 | 0 | 0 | 0 | 0 | 0 | 0 | 0
NEM | Gas - Steam | 0 | 0 | 0 | 0 | 0 | 0 | 0 | 0 | 0 | 0 | 0 | 0 | 0 | 0 | 0 | 0 | 0 | 0 | 0 | 0 | 0
NEM | OCGT / Diesel | 0 | 0 | 0 | 0 | 0 | 0 | 0 | 0 | 0 | 0 | 0 | 0 | 0 | 0 | 0 | 0 | 0 | 0 | 0 | 0 | 0
NEM | Hydro | 0 | 0 | 0 | 0 | 0 | 0 | 0 | 0 | 0 | 0 | 0 | 0 | 0 | 0 | 0 | 0 | 0 | 0 | 0 | 0 | 0
NEM | Wind | 0 | 0 | 0 | 0 | 0 | 0 | 0 | 0 | 0 | 0 | 0 | 0 | 0 | 0 | 0 | 0 | 0 | 0 | 0 | 0 | 0
NEM | Solar PV | 0 | 0 | 0 | 0 | 0 | 0 | 0 | 0 | 0 | 0 | 0 | 0 | 0 | 0 | 0 | 0 | 0 | 0 | 0 | 0 | 0
NEM | LS Battery | 0 | 0 | 0 | 0 | 0 | 0 | 0 | 0 | 0 | 0 | 0 | 0 | 0 | 0 | 0 | 0 | 0 | 0 | 0 | 0 | 0
NEM | Pumped Hydro | 0 | 0 | 0 | 0 | 0 | 0 | 0 | 0 | 0 | 0 | 0 | 0 | 0 | 0 | 0 | 0 | 0 | 0 | 0 | 0 | 0
NEM | VPP | 0 | 0 | 0 | 0 | 0 | 0 | 0 | 0 | 0 | 0 | 0 | 0 | 0 | 0 | 0 | 0 | 0 | 0 | 0 | 0 | 0
Total excluding storage |  | 0 | 0 | 0 | 228105.745 | 121743.5987 | 152825.9561 | 139535.1067 | 27337.2503 | 39911.3715 | 10491.0767 | 9443.0054 | 0.0013624 | 29736.3997 | 2318.0768 | 2884.9861 | 3.2107e-05 | 0 | 0.00015762 | 0 | 29878.8346 | 8555.4756
Region | Technology | 2021-22 | 2022-23 | 2023-24 | 2024-25 | 2025-26 | 2026-27 | 2027-28 | 2028-29 | 2029-30 | 2030-31 | 2031-32 | 2032-33 | 2033-34 | 2034-35 | 2035-36 | 2036-37 | 2037-38 | 2038-39 | 2039-40 | 2040-41 | 2041-42
NSW1 | Black Coal | 0 | 0 | 0 | 17203.1478 | 97596.1059 | 32160.0815 | 0.0009212 | 0 | 0 | 6309.9062 | 8943.699 | 0.0009205 | 9.7017e-05 | 2318.0768 | 0 | 0 | 0 | 0 | 0 | 0 | 0
NSW1 | Brown Coal | 0 | 0 | 0 | 0 | 0 | 0 | 0 | 0 | 0 | 0 | 0 | 0 | 0 | 0 | 0 | 0 | 0 | 0 | 0 | 0 | 0
NSW1 | CCGT | 0 | 0 | 0 | 0 | 0 | 0 | 0 | 0 | 0 | 0 | 0 | 0 | 0 | 0 | 0 | 0 | 0 | 0 | 0 | 0 | 0
NSW1 | Gas - Steam | 0 | 0 | 0 | 0 | 0 | 0 | 0 | 0 | 0 | 0 | 0 | 0 | 0 | 0 | 0 | 0 | 0 | 0 | 0 | 0 | 0
NSW1 | OCGT / Diesel | 0 | 0 | 0 | 0 | 0 | 0 | 0 | 0 | 0 | 0 | 0 | 0 | 0 | 0 | 0 | 0 | 0 | 0 | 0 | 0 | 0
NSW1 | Hydro | 0 | 0 | 0 | 0 | 0 | 0 | 0 | 0 | 0 | 0 | 0 | 0 | 0 | 0 | 0 | 0 | 0 | 0 | 0 | 0 | 0
NSW1 | Wind | 0 | 0 | 0 | 0 | 0 | 0 | 0 | 0 | 0 | 0 | 0 | 0 | 0 | 0 | 0 | 0 | 0 | 0 | 0 | 0 | 0
NSW1 | Solar PV | 0 | 0 | 0 | 0 | 0 | 0 | 0 | 0 | 0 | 0 | 0 | 0 | 0 | 0 | 0 | 0 | 0 | 0 | 0 | 0 | 0
NSW1 | LS Battery | 0 | 0 | 0 | 0 | 0 | 0 | 0 | 0 | 0 | 0 | 0 | 0 | 0 | 0 | 0 | 0 | 0 | 0 | 0 | 0 | 0
NSW1 | Pumped Hydro | 0 | 0 | 0 | 0 | 0 | 0 | 0 | 0 | 0 | 0 | 0 | 0 | 0 | 0 | 0 | 0 | 0 | 0 | 0 | 0 | 0
NSW1 | VPP | 0 | 0 | 0 | 0 | 0 | 0 | 0 | 0 | 0 | 0 | 0 | 0 | 0 | 0 | 0 | 0 | 0 | 0 | 0 | 0 | 0
Total excluding storage |  | 0 | 0 | 0 | 17203.1478 | 97596.1059 | 32160.0815 | 0.0009212 | 0 | 0 | 6309.9062 | 8943.699 | 0.0009205 | 9.7017e-05 | 2318.0768 | 0 | 0 | 0 | 0 | 0 | 0 | 0
Region | Technology | 2021-22 | 2022-23 | 2023-24 | 2024-25 | 2025-26 | 2026-27 | 2027-28 | 2028-29 | 2029-30 | 2030-31 | 2031-32 | 2032-33 | 2033-34 | 2034-35 | 2035-36 | 2036-37 | 2037-38 | 2038-39 | 2039-40 | 2040-41 | 2041-42
QLD1 | Black Coal | 0 | 0 | 0 | 144195.1813 | 18479.7333 | 42766.14 | 14176.4495 | 0 | 39911.3715 | 4181.1705 | 499.3064 | 0.00044193 | 29736.3996 | 0 | 2884.9857 | 0 | 0 | 0 | 0 | 29878.8346 | 8555.4756
QLD1 | Brown Coal | 0 | 0 | 0 | 0 | 0 | 0 | 0 | 0 | 0 | 0 | 0 | 0 | 0 | 0 | 0 | 0 | 0 | 0 | 0 | 0 | 0
QLD1 | CCGT | 0 | 0 | 0 | 0 | 0 | 0 | 0 | 0 | 0 | 0 | 0 | 0 | 0 | 0 | 0 | 0 | 0 | 0 | 0 | 0 | 0
QLD1 | Gas - Steam | 0 | 0 | 0 | 0 | 0 | 0 | 0 | 0 | 0 | 0 | 0 | 0 | 0 | 0 | 0 | 0 | 0 | 0 | 0 | 0 | 0
QLD1 | OCGT / Diesel | 0 | 0 | 0 | 0 | 0 | 0 | 0 | 0 | 0 | 0 | 0 | 0 | 0 | 0 | 0 | 0 | 0 | 0 | 0 | 0 | 0
QLD1 | Hydro | 0 | 0 | 0 | 0 | 0 | 0 | 0 | 0 | 0 | 0 | 0 | 0 | 0 | 0 | 0 | 0 | 0 | 0 | 0 | 0 | 0
QLD1 | Wind | 0 | 0 | 0 | 0 | 0 | 0 | 0 | 0 | 0 | 0 | 0 | 0 | 0 | 0 | 0 | 0 | 0 | 0 | 0 | 0 | 0
QLD1 | Solar PV | 0 | 0 | 0 | 0 | 0 | 0 | 0 | 0 | 0 | 0 | 0 | 0 | 0 | 0 | 0 | 0 | 0 | 0 | 0 | 0 | 0
QLD1 | LS Battery | 0 | 0 | 0 | 0 | 0 | 0 | 0 | 0 | 0 | 0 | 0 | 0 | 0 | 0 | 0 | 0 | 0 | 0 | 0 | 0 | 0
QLD1 | Pumped Hydro | 0 | 0 | 0 | 0 | 0 | 0 | 0 | 0 | 0 | 0 | 0 | 0 | 0 | 0 | 0 | 0 | 0 | 0 | 0 | 0 | 0
QLD1 | VPP | 0 | 0 | 0 | 0 | 0 | 0 | 0 | 0 | 0 | 0 | 0 | 0 | 0 | 0 | 0 | 0 | 0 | 0 | 0 | 0 | 0
Total excluding storage |  | 0 | 0 | 0 | 144195.1813 | 18479.7333 | 42766.14 | 14176.4495 | 0 | 39911.3715 | 4181.1705 | 499.3064 | 0.00044193 | 29736.3996 | 0 | 2884.9857 | 0 | 0 | 0 | 0 | 29878.8346 | 8555.4756
Region | Technology | 2021-22 | 2022-23 | 2023-24 | 2024-25 | 2025-26 | 2026-27 | 2027-28 | 2028-29 | 2029-30 | 2030-31 | 2031-32 | 2032-33 | 2033-34 | 2034-35 | 2035-36 | 2036-37 | 2037-38 | 2038-39 | 2039-40 | 2040-41 | 2041-42
VIC1 | Black Coal | 0 | 0 | 0 | 0 | 0 | 0 | 0 | 0 | 0 | 0 | 0 | 0 | 0 | 0 | 0 | 0 | 0 | 0 | 0 | 0 | 0
VIC1 | Brown Coal | 0 | 0 | 0 | 66707.4159 | 5667.7596 | 77899.7347 | 125358.6563 | 27337.2503 | 0 | 0 | 0 | 0 | 0 | 1.3016e-05 | 0.0003584 | 3.2107e-05 | 0 | 0.00015762 | 0 | 0 | 0
VIC1 | CCGT | 0 | 0 | 0 | 0 | 0 | 0 | 0 | 0 | 0 | 0 | 0 | 0 | 0 | 0 | 0 | 0 | 0 | 0 | 0 | 0 | 0
VIC1 | Gas - Steam | 0 | 0 | 0 | 0 | 0 | 0 | 0 | 0 | 0 | 0 | 0 | 0 | 0 | 0 | 0 | 0 | 0 | 0 | 0 | 0 | 0
VIC1 | OCGT / Diesel | 0 | 0 | 0 | 0 | 0 | 0 | 0 | 0 | 0 | 0 | 0 | 0 | 0 | 0 | 0 | 0 | 0 | 0 | 0 | 0 | 0
VIC1 | Hydro | 0 | 0 | 0 | 0 | 0 | 0 | 0 | 0 | 0 | 0 | 0 | 0 | 0 | 0 | 0 | 0 | 0 | 0 | 0 | 0 | 0
VIC1 | Wind | 0 | 0 | 0 | 0 | 0 | 0 | 0 | 0 | 0 | 0 | 0 | 0 | 0 | 0 | 0 | 0 | 0 | 0 | 0 | 0 | 0
VIC1 | Solar PV | 0 | 0 | 0 | 0 | 0 | 0 | 0 | 0 | 0 | 0 | 0 | 0 | 0 | 0 | 0 | 0 | 0 | 0 | 0 | 0 | 0
VIC1 | LS Battery | 0 | 0 | 0 | 0 | 0 | 0 | 0 | 0 | 0 | 0 | 0 | 0 | 0 | 0 | 0 | 0 | 0 | 0 | 0 | 0 | 0
VIC1 | Pumped Hydro | 0 | 0 | 0 | 0 | 0 | 0 | 0 | 0 | 0 | 0 | 0 | 0 | 0 | 0 | 0 | 0 | 0 | 0 | 0 | 0 | 0
VIC1 | VPP | 0 | 0 | 0 | 0 | 0 | 0 | 0 | 0 | 0 | 0 | 0 | 0 | 0 | 0 | 0 | 0 | 0 | 0 | 0 | 0 | 0
Total excluding storage |  | 0 | 0 | 0 | 66707.4159 | 5667.7596 | 77899.7347 | 125358.6563 | 27337.2503 | 0 | 0 | 0 | 0 | 0 | 1.3016e-05 | 0.0003584 | 3.2107e-05 | 0 | 0.00015762 | 0 | 0 | 0
Region | Technology | 2021-22 | 2022-23 | 2023-24 | 2024-25 | 2025-26 | 2026-27 | 2027-28 | 2028-29 | 2029-30 | 2030-31 | 2031-32 | 2032-33 | 2033-34 | 2034-35 | 2035-36 | 2036-37 | 2037-38 | 2038-39 | 2039-40 | 2040-41 | 2041-42
SA1 | Black Coal | 0 | 0 | 0 | 0 | 0 | 0 | 0 | 0 | 0 | 0 | 0 | 0 | 0 | 0 | 0 | 0 | 0 | 0 | 0 | 0 | 0
SA1 | Brown Coal | 0 | 0 | 0 | 0 | 0 | 0 | 0 | 0 | 0 | 0 | 0 | 0 | 0 | 0 | 0 | 0 | 0 | 0 | 0 | 0 | 0
SA1 | CCGT | 0 | 0 | 0 | 0 | 0 | 0 | 0 | 0 | 0 | 0 | 0 | 0 | 0 | 0 | 0 | 0 | 0 | 0 | 0 | 0 | 0
SA1 | Gas - Steam | 0 | 0 | 0 | 0 | 0 | 0 | 0 | 0 | 0 | 0 | 0 | 0 | 0 | 0 | 0 | 0 | 0 | 0 | 0 | 0 | 0
SA1 | OCGT / Diesel | 0 | 0 | 0 | 0 | 0 | 0 | 0 | 0 | 0 | 0 | 0 | 0 | 0 | 0 | 0 | 0 | 0 | 0 | 0 | 0 | 0
SA1 | Hydro | 0 | 0 | 0 | 0 | 0 | 0 | 0 | 0 | 0 | 0 | 0 | 0 | 0 | 0 | 0 | 0 | 0 | 0 | 0 | 0 | 0
SA1 | Wind | 0 | 0 | 0 | 0 | 0 | 0 | 0 | 0 | 0 | 0 | 0 | 0 | 0 | 0 | 0 | 0 | 0 | 0 | 0 | 0 | 0
SA1 | Solar PV | 0 | 0 | 0 | 0 | 0 | 0 | 0 | 0 | 0 | 0 | 0 | 0 | 0 | 0 | 0 | 0 | 0 | 0 | 0 | 0 | 0
SA1 | LS Battery | 0 | 0 | 0 | 0 | 0 | 0 | 0 | 0 | 0 | 0 | 0 | 0 | 0 | 0 | 0 | 0 | 0 | 0 | 0 | 0 | 0
SA1 | Pumped Hydro | 0 | 0 | 0 | 0 | 0 | 0 | 0 | 0 | 0 | 0 | 0 | 0 | 0 | 0 | 0 | 0 | 0 | 0 | 0 | 0 | 0
SA1 | VPP | 0 | 0 | 0 | 0 | 0 | 0 | 0 | 0 | 0 | 0 | 0 | 0 | 0 | 0 | 0 | 0 | 0 | 0 | 0 | 0 | 0
Total excluding storage |  | 0 | 0 | 0 | 0 | 0 | 0 | 0 | 0 | 0 | 0 | 0 | 0 | 0 | 0 | 0 | 0 | 0 | 0 | 0 | 0 | 0
Region | Technology | 2021-22 | 2022-23 | 2023-24 | 2024-25 | 2025-26 | 2026-27 | 2027-28 | 2028-29 | 2029-30 | 2030-31 | 2031-32 | 2032-33 | 2033-34 | 2034-35 | 2035-36 | 2036-37 | 2037-38 | 2038-39 | 2039-40 | 2040-41 | 2041-42
TAS1 | Black Coal | 0 | 0 | 0 | 0 | 0 | 0 | 0 | 0 | 0 | 0 | 0 | 0 | 0 | 0 | 0 | 0 | 0 | 0 | 0 | 0 | 0
TAS1 | Brown Coal | 0 | 0 | 0 | 0 | 0 | 0 | 0 | 0 | 0 | 0 | 0 | 0 | 0 | 0 | 0 | 0 | 0 | 0 | 0 | 0 | 0
TAS1 | CCGT | 0 | 0 | 0 | 0 | 0 | 0 | 0 | 0 | 0 | 0 | 0 | 0 | 0 | 0 | 0 | 0 | 0 | 0 | 0 | 0 | 0
TAS1 | Gas - Steam | 0 | 0 | 0 | 0 | 0 | 0 | 0 | 0 | 0 | 0 | 0 | 0 | 0 | 0 | 0 | 0 | 0 | 0 | 0 | 0 | 0
TAS1 | OCGT / Diesel | 0 | 0 | 0 | 0 | 0 | 0 | 0 | 0 | 0 | 0 | 0 | 0 | 0 | 0 | 0 | 0 | 0 | 0 | 0 | 0 | 0
TAS1 | Hydro | 0 | 0 | 0 | 0 | 0 | 0 | 0 | 0 | 0 | 0 | 0 | 0 | 0 | 0 | 0 | 0 | 0 | 0 | 0 | 0 | 0
TAS1 | Wind | 0 | 0 | 0 | 0 | 0 | 0 | 0 | 0 | 0 | 0 | 0 | 0 | 0 | 0 | 0 | 0 | 0 | 0 | 0 | 0 | 0
TAS1 | Solar PV | 0 | 0 | 0 | 0 | 0 | 0 | 0 | 0 | 0 | 0 | 0 | 0 | 0 | 0 | 0 | 0 | 0 | 0 | 0 | 0 | 0
TAS1 | LS Battery | 0 | 0 | 0 | 0 | 0 | 0 | 0 | 0 | 0 | 0 | 0 | 0 | 0 | 0 | 0 | 0 | 0 | 0 | 0 | 0 | 0
TAS1 | Pumped Hydro | 0 | 0 | 0 | 0 | 0 | 0 | 0 | 0 | 0 | 0 | 0 | 0 | 0 | 0 | 0 | 0 | 0 | 0 | 0 | 0 | 0
TAS1 | VPP | 0 | 0 | 0 | 0 | 0 | 0 | 0 | 0 | 0 | 0 | 0 | 0 | 0 | 0 | 0 | 0 | 0 | 0 | 0 | 0 | 0
Total excluding storage |  | 0 | 0 | 0 | 0 | 0 | 0 | 0 | 0 | 0 | 0 | 0 | 0 | 0 | 0 | 0 | 0 | 0 | 0 | 0 | 0 | 0
Ernst & Young’s liability is limited by a scheme approved under Professional Standards Legislation

## M27_30_REZ Tx Cost
REZ transmission expansion cost by region ($000s) - Marinus 1500MW M27_30, Step Change Scenario
REZ Expansion | Real June 2019 dollars discounted to 1 July 2019. As with the total capital costs, the REZ transmission expansion costs are annualised for modelling purposes.
Region | Aggregation | 2021-22 | 2022-23 | 2023-24 | 2024-25 | 2025-26 | 2026-27 | 2027-28 | 2028-29 | 2029-30 | 2030-31 | 2031-32 | 2032-33 | 2033-34 | 2034-35 | 2035-36 | 2036-37 | 2037-38 | 2038-39 | 2039-40 | 2040-41 | 2041-42
NSW1 | Transmission | 0.00019885 | 0.00020353 | 0.00021046 | 0.00024166 | 17272.7218 | 37884.3609 | 35868.9053 | 43819.5351 | 41378.2205 | 63603.474 | 64315.0223 | 73838.6068 | 75927.1743 | 71697.0484 | 67882.7509 | 63920.645 | 73496.5368 | 73581.6111 | 71574.9266 | 75770.0312 | 92278.1014
QLD1 | Transmission | 0.00021453 | 0.00022104 | 0.00024528 | 0.00031228 | 12645.3019 | 14430.9104 | 13663.1831 | 53767.7251 | 55618.6903 | 53769.3672 | 69658.4176 | 73920.9802 | 74959.3029 | 86013.0293 | 128656.1913 | 163905.3851 | 208249.6119 | 196647.4144 | 186185.7323 | 185277.077 | 178880.8623
VIC1 | Transmission | 5.6834e-05 | 5.3667e-05 | 5.0812e-05 | 4.7846e-05 | 4.5181e-05 | 4.2664e-05 | 4.0394e-05 | 1401.1113 | 3179.2889 | 3002.1614 | 6615.3366 | 6229.2199 | 9621.14 | 9085.118 | 8601.7879 | 8099.7282 | 12435.984 | 16364.1818 | 16437.8682 | 15611.1801 | 23907.1759
SA1 | Transmission | 0.00024837 | 0.00024139 | 0.00028236 | 0.00036938 | 0.00036953 | 160.5084 | 151.9694 | 2261.846 | 9094.059 | 9331.8885 | 8835.4302 | 8552.4137 | 8075.9337 | 7625.9997 | 7220.295 | 8811.9244 | 21234.4788 | 20465.9833 | 23717.0297 | 22332.7401 | 22724.8271
TAS1 | Transmission | 0 | 0 | 0 | 0 | 46.7109 | 796.8211 | 1257.7464 | 1875.2755 | 1770.7984 | 1672.1421 | 1583.1838 | 1490.7782 | 1407.7226 | 1329.2942 | 1258.5755 | 1185.1164 | 1119.09 | 1194.7915 | 1131.2283 | 1606.7465 | 1517.2299
NEM | Total | 0.00071858 | 0.00071963 | 0.00078891 | 0.00097117 | 29964.7351 | 53272.6009 | 50941.8042 | 103125.4931 | 111041.0572 | 131379.0332 | 151007.3904 | 164031.9988 | 169991.2733 | 175750.4896 | 213619.6007 | 245922.7989 | 316535.7016 | 308253.9821 | 299046.785 | 300597.7749 | 319308.1966
Ernst & Young’s liability is limited by a scheme approved under Professional Standards Legislation

## M27_30_USE+DSP Cost
USE and USE / DSP cost by region ($000s) - Marinus 1500MW M27_30, Step Change Scenario
USE / DSP | Real June 2019 dollars discounted to 1 July 2019
Region | Aggregation | 2021-22 | 2022-23 | 2023-24 | 2024-25 | 2025-26 | 2026-27 | 2027-28 | 2028-29 | 2029-30 | 2030-31 | 2031-32 | 2032-33 | 2033-34 | 2034-35 | 2035-36 | 2036-37 | 2037-38 | 2038-39 | 2039-40 | 2040-41 | 2041-42
NSW1 | USE / DSP | 0.00041305 | 0.00041349 | 0.00041779 | 135.677 | 0.00042635 | 0.00042441 | 0.00042299 | 101.2249 | 1387.6038 | 157.5878 | 125.7203 | 4038.939 | 503.5906 | 364.1547 | 512.962 | 1519.0307 | 9096.5501 | 0.00043356 | 1838.1653 | 0.00045092 | 2718.1184
QLD1 | USE / DSP | 0.00048551 | 0.00048522 | 0.0004884 | 0.00049638 | 480.3158 | 5.3864 | 0.00049625 | 17152.1874 | 0.00049897 | 3.8438 | 77.2953 | 12888.4804 | 18164.8177 | 9042.4705 | 17.2951 | 5386.8351 | 4499.0964 | 0.00049872 | 12319.4627 | 0.00051809 | 759.0525
VIC1 | USE / DSP | 19443.4918 | 0.00043249 | 633.9573 | 0.00044966 | 0.00044914 | 0.0004477 | 0.00044644 | 0.00044791 | 0.0004507 | 0.00045212 | 0.00045169 | 0.00045285 | 0.00045488 | 0.0004571 | 192.6151 | 198.4543 | 3387.9305 | 0.00045498 | 1238.1823 | 0.00046893 | 1876.5821
SA1 | USE / DSP | 0.0004148 | 0.00041313 | 669.0941 | 0.00042703 | 0.00042662 | 0.00041821 | 0.00041254 | 0.00041435 | 0.00041367 | 0.00041489 | 0.00041643 | 0.00041691 | 0.00042044 | 0.00042468 | 94.0691 | 675.8647 | 4050.9362 | 1292.2961 | 1230.0092 | 124.7828 | 1485.9839
TAS1 | USE / DSP | 0.00024129 | 0.00023909 | 0.00024199 | 0.00024107 | 0.00023841 | 0.00023976 | 0.00024148 | 0.00024177 | 0.00024312 | 0.00024338 | 0.00024305 | 0.00024429 | 0.00024463 | 0.0002432 | 0.00024182 | 0.00024127 | 525.5877 | 0.00024259 | 86.599 | 0.00024235 | 83.0762
NEM | Total | 19443.4934 | 0.0019834 | 1303.0526 | 135.6786 | 480.3174 | 5.3879 | 0.0020197 | 17253.4134 | 1387.6054 | 161.4327 | 203.0166 | 16927.4206 | 18668.4094 | 9406.6263 | 816.9415 | 7780.185 | 21560.101 | 1292.2977 | 16712.4186 | 124.7845 | 6922.813
Ernst & Young’s liability is limited by a scheme approved under Professional Standards Legislation

## M27_30_SyncCon Cost
Synchronous Condenser cost by region ($000s) - Marinus 1500MW M27_30, Step Change Scenario
SyncCon | Real June 2019 dollars discounted to 1 July 2019
Region | Aggregation | 2021-22 | 2022-23 | 2023-24 | 2024-25 | 2025-26 | 2026-27 | 2027-28 | 2028-29 | 2029-30 | 2030-31 | 2031-32 | 2032-33 | 2033-34 | 2034-35 | 2035-36 | 2036-37 | 2037-38 | 2038-39 | 2039-40 | 2040-41 | 2041-42
TAS1 | SyncCon | 1286.9127 | 1140.2469 | 1369.4444 | 800.3997 | 604.3071 | 1044.7127 | 2012.2894 | 2001.6656 | 2005.119 | 2340.028 | 2169.1878 | 2192.9275 | 1962.4822 | 1466.14 | 1510.9385 | 1572.1574 | 1231.2287 | 1246.7809 | 969.7682 | 873.7505 | 880.77
NEM | Total | 1286.9127 | 1140.2469 | 1369.4444 | 800.3997 | 604.3071 | 1044.7127 | 2012.2894 | 2001.6656 | 2005.119 | 2340.028 | 2169.1878 | 2192.9275 | 1962.4822 | 1466.14 | 1510.9385 | 1572.1574 | 1231.2287 | 1246.7809 | 969.7682 | 873.7505 | 880.77
Ernst & Young’s liability is limited by a scheme approved under Professional Standards Legislation