## Cover
Project Marinus Economic Modelling Results
Supporting material for the Economic Modelling Appendix to the TasNetworks Supplementary Analysis Report
TasNetworks | 09 November 2020

## Release notice
Notice
Ernst & Young ("EY") was engaged on the instructions of Tasmanian Networks Pty Ltd (“TasNetworks” or “Client”) to provide market modelling in relation to the proposed Marinus Link interconnector (“Project”), in accordance with the contract dated 14 June 2018.
The results of EY’s work, including the assumptions and qualifications made in preparing the workbook dated 9 November 2020 (“Workbook”), are set out in EY's report dated 27 November 2019 ("Report") and addendum report dated 9 November 2020 ("Addendum") which is an addendum to the Report prepared at the specific request of the Client to update the scenarios and various input assumptions to align with more recent data. The Workbook must be read in conjunction with the Report and Addendum (https://www.marinuslink.com.au/rit-t-process/) to understand the full context and details of the model used to compute the long-term least-cost generation development plan and gross market benefits of Marinus Link. The Workbook, Report and Addendum should be read in their entirety including this notice, the applicable scope of the work and any limitations. A reference to the Workbook includes any part of the Report, Addendum and Workbook. No further work has been undertaken by EY since the date of the Workbook to update it. Except as described in the Addendum, no further work has been undertaken by EY since the date of the Report to update its contents.
EY has prepared the Workbook under the directions of the Client. EY has not been engaged to act, and has not acted, as advisor to any other party. Accordingly, EY makes no representations as to the appropriateness, accuracy or completeness of the Workbook for any other party's purposes.
No reliance may be placed upon the Workbook or any of its contents by any party other than the Client (“Third Parties”). Any Third Party receiving a copy of the Workbook must make and rely on their own enquiries in relation to the issues to which the Workbook relates, the contents of the Workbook and all matters arising from or relating to or in any way connected with the Workbook or its contents.
EY disclaims all responsibility to any Third Parties for any loss or liability that the Third Parties may suffer or incur arising from or relating to or in any way connected with the contents of the Workbook, the provision of the Workbook to the Third Parties or the reliance upon the Workbook by the Third Parties.
No claim or demand or any actions or proceedings may be brought against EY arising from or connected with the contents of the Workbook or the provision of the Workbook to the Third Parties. EY will be released and forever discharged from any such claims, demands, actions or proceedings.
Our work commenced on 6 January 2020 and was completed on 21 October 2020. Therefore, our Workbook does not take account of events or circumstances arising after 21 October 2020 and we have no responsibility to update the Workbook for such events or circumstances.
In preparing this Workbook we have considered and relied upon information from a range of sources believed to be reliable and accurate. We do not imply, and it should not be construed, that we have verified any of the information provided to us, or that our enquiries could have identified any matter that a more extensive examination might disclose.
The work performed as part of our scope considers information provided to us and a number of combinations of input assumptions relating to future conditions, which may not necessarily represent actual or most likely future conditions. Additionally, modelling work performed as part of our scope inherently requires assumptions about future behaviours and market interactions, which may result in forecasts that deviate from future conditions. There will usually be differences between estimated and actual results, because events and circumstances frequently do not occur as expected, and those differences may be material. We take no responsibility that the projected outcomes will be achieved, if any.
We highlight that our analysis and Workbook do not constitute investment advice or a recommendation to you on a future course of action. We provide no assurance that the scenarios we have modelled will be accepted by any relevant authority or third party.
Our conclusions are based, in part, on the assumptions stated and on information provided by the Client and other information sources used during the course of the engagement. The modelled outcomes are contingent on the collection of assumptions as agreed with the Client and no consideration of other market events, announcements or other changing circumstances are reflected in this Workbook. Neither EY nor any member or employee thereof undertakes responsibility in any way whatsoever to any person in respect of errors in this Workbook arising from incorrect information provided by the Client or other information sources used.
EY has consented to the Workbook being published electronically on the Client’s website alongside the Report and Addendum for informational purposes only. EY has not consented to distribution or disclosure beyond this. The material contained in the Workbook, including the EY logo, is copyright. The copyright in the material contained in the Workbook itself, excluding EY logo, vests in the Client. The Workbook, including the EY logo, cannot be altered without prior written permission from EY.
EY’s liability is limited by a scheme approved under Professional Standards Legislation.

## Version notes
Change log
2020-11-09 | 1 | Supporting material for the Economic Modelling Appendix to the TasNetworks Supplementary Analysis Report, Step Scenario. Marinus Link stage 1 from 1 July 2031 and stage 2 from 1 July 2034.

## Abbreviations and notes
Abbreviations
CCGT | Closed cycle gas turbine
Diesel | Diesel generator
Distributed PV | Small-scale PV (PVNSG) and Rooftop PV
DSP | Demand-side participation
FOM | Fixed operations and maintenance
Gas - Steam | Gas-powered steam turbine
GWh | Gigawatt-hours
LS Battery | Explicitly modelled existing and new entrant (4 hour) battery storage
MW | Megawatts
NEM | National Electricity Market
OCGT | Open cycle gas turbine
PADR | Project Assessment Draft Report
PV | Photovoltaic
PVNSG | PV non-scheduled generators
Rehab | Rehabilitation (after closing an existing generator)
USE | Unserved energy
VOM | Variable operations and maintenance
VPP | Virtual power plants
Notes
1. BaseCase simulations do not include Marinus Link. M31_34 simulations include Marinus Link stage 1 from 1 July 2031 and stage 2 from 1 July 2034.
2. Tumut 3 generation is included in Hydro, whereas Tumut 3 pump is included in Pumped Hydro Pump.
3. REZ expansion costs only capture intra-regional network augmentations. These costs do not include the cost of interconnectors.
4. New entrant capacity and retiring capacity for allowable generators are made at the beginning of each financial year, on 1 July.
5. Other non-scheduled generation is handled on the demand side as per Australian Energy Market Operator's (AEMO's) 2020 Electricity Statement of Opportunities (ESOO).

## ---Compare options---
Compare |  | M31_34 | to | BaseCase |  | 0 | 1 | 2 | 3 | 4 | 5 | 6 | 7 | 8 | 9 | 10 | 11 | 12 | 13 | 14 | 15 | 16 | 17 | 18 | 19 | 20
NEM discounted gross market benefits by year
Select region | NEM
[5 empty] | Real June 2019 dollars ($m) discounted to 1 July 2019 | 2021-22 | 2022-23 | 2023-24 | 2024-25 | 2025-26 | 2026-27 | 2027-28 | 2028-29 | 2029-30 | 2030-31 | 2031-32 | 2032-33 | 2033-34 | 2034-35 | 2035-36 | 2036-37 | 2037-38 | 2038-39 | 2039-40 | 2040-41 | 2041-42
|  |  |  | Build | CAPEX | 9.1024e-05 | 0.00010139 | 0.00012673 | 18.3819 | 30.7353 | 60.7993 | 28.9579 | 35.4523 | 24.0589 | 22.5924 | 70.4703 | 74.7855 | 96.6145 | 76.4463 | 78.6316 | 74.6688 | 131.4208 | 91.5047 | 110.2755 | 122.6091 | 97.6807
|  |  |  | FOM | FOM | 1.8644e-05 | 2.1092e-05 | 2.4417e-05 | -4.6082 | -1.6704 | -5.81 | 1.4573 | 2.1701 | -1.8725 | 0.25426 | -2.4427 | 24.9947 | 20.4358 | 20.3364 | 20.2565 | 16.427 | 37.6324 | 21.6839 | 24.8327 | 32.2063 | 26.5964
|  |  |  | Fuel | Fuel | 1.7768 | 0.92014 | 0.6496 | -1.8981 | -12.5378 | -15.2401 | -10.9233 | -10.5352 | -1.4217 | -4.2636 | 52.41 | 58.5175 | 53.9272 | 69.0499 | 62.5723 | 46.8038 | 35.0873 | 69.1764 | 61.149 | 41.9248 | 53.4439
|  |  |  | VOM | VOM | -0.010769 | 0.028246 | 0.22915 | -0.10372 | -0.12969 | -0.12166 | 2.0974 | 0.44228 | 0.99091 | 0.81937 | -4.0291 | -0.71169 | -2.0894 | -2.0678 | -2.8788 | -1.6991 | -5.1553 | -3.7064 | -4.7892 | -5.9673 | -3.1479
|  |  |  | REHAB | REHAB | 0 | 0 | 0 | 7.3518 | 0.093253 | 6.8182 | -6.8516 | -7.0284e-05 | 2.1703 | -2.2797 | -0.63765 | 4.1759 | -1.2238 | -0.46925 | 0.031865 | 1.5262e-06 | 2.2065e-07 | 7.3972 | 0 | -8.624 | -4.0027e-06
|  |  |  | REZ Tx | REZ | 4.2816e-06 | 4.3432e-06 | 4.7499e-06 | 5.8257e-06 | 3.3198 | 2.6784 | 2.7848 | 3.7777 | 2.7239 | 2.0367 | 7.6298 | 8.5221 | 10.3876 | 20.6 | 30.5394 | 14.0622 | 29.3011 | 25.0829 | 27.1543 | 30.9244 | 33.0885
|  |  |  | USE+DSP | USE+DSP | 6.8417e-06 | 1.121e-05 | 8.2197e-06 | -0.00098595 | 1.143e-05 | 1.1301e-05 | 1.1359e-05 | -0.41493 | 0.063425 | 0.00092742 | -0.11466 | -5.3091 | 0.2233 | -0.13613 | 1.253 | 7.8268 | 5.5016 | -1.2812 | 0.8104 | 0.88707 | 2.6885
|  |  |  | SyncCon | SyncCon | 0.0098138 | -0.014526 | -0.0036411 | 0.0017471 | -0.051275 | -0.098441 | -0.11702 | -0.15902 | -0.14534 | -0.11934 | -0.10387 | -0.21834 | -0.14073 | 0.11571 | 0.24591 | 0.077358 | 0.3977 | 0.27464 | 0.55194 | 0.70724 | 0.49774
[5 empty] | Total cumulative gross benefits | 1.776 | 2.71 | 3.5852 | 22.7096 | 42.4688 | 91.4946 | 108.9001 | 139.6331 | 166.2011 | 185.2422 | 308.4242 | 473.1808 | 651.3152 | 835.1903 | 1025.842 | 1184.0088 | 1418.1943 | 1628.3265 | 1848.3112 | 2062.9789 | 2273.8267
NEM capacity difference by year
Select region | NEM
[5 empty] | Capacity difference (MW) | 2021-22 | 2022-23 | 2023-24 | 2024-25 | 2025-26 | 2026-27 | 2027-28 | 2028-29 | 2029-30 | 2030-31 | 2031-32 | 2032-33 | 2033-34 | 2034-35 | 2035-36 | 2036-37 | 2037-38 | 2038-39 | 2039-40 | 2040-41 | 2041-42
[5 empty] | Black Coal | 0 | 0 | 0 | 57.6349 | 116.327 | 89.0402 | 111.6928 | 111.6928 | 159.1594 | 80.4119 | -264.1332 | 98.5646 | 59.8813 | -62.6384 | 58.3549 | 58.3549 | 58.3549 | 315.8656 | 315.8656 | 132.7799 | 132.7798
[5 empty] | Brown Coal | 0 | 0 | 0 | 59.8302 | 36.5456 | 131.2414 | -0.0001416 | -0.0010395 | -0.0010399 | -0.0010397 | -0.0010395 | -0.0010403 | -0.0010397 | -0.00018711 | -0.00011546 | 0 | 0 | 0 | 0 | 0 | 0
[5 empty] | CCGT | 0 | 0 | 0 | 0 | 0 | 0 | 0 | 0.0004 | 6e-05 | 6e-05 | 6e-05 | -3e-05 | -3e-05 | -3e-05 | -3e-05 | -3e-05 | -8e-05 | -8e-05 | -8e-05 | -8e-05 | -7e-05
[5 empty] | Gas - Steam | 0 | 0 | 0 | 0 | 0 | 0 | 0 | 0 | 0 | 0 | 0 | 0 | 0 | 0 | 0 | 0 | 0 | 0 | 0 | 0 | 0
[5 empty] | OCGT / Diesel | 0 | 0 | 0 | 0 | 0 | 0 | 0 | 0 | 0 | 0 | 0 | 0 | 0 | 0 | 0 | 0 | -269.797 | -269.797 | -269.797 | -269.797 | -281.2773
[5 empty] | Hydro | 0 | 0 | 0 | 0 | 0 | 0 | 0 | 0 | 0 | 0 | 250 | 250 | 250 | 250 | 250 | 250 | 250 | 250 | 250 | 250 | 250
[5 empty] | Wind | 3.5e-05 | 3.5e-05 | 9.5e-05 | -131.0935 | -263.4839 | -290.5996 | -320.831 | -251.6994 | -121.4315 | -127.9746 | -762.0334 | -1003.3497 | -1370.9363 | -1366.7071 | -1721.3069 | -1353.2234 | -3065.0084 | -2239.8271 | -2353.1069 | -2777.8429 | -2466.3184
[5 empty] | Solar PV | 0 | 0 | 0 | 0 | 0 | 98.8765 | 517.4892 | 164.7211 | 164.7211 | 180.7781 | 124.3094 | 364.5362 | 159.9859 | 159.9859 | 344.4462 | 344.4461 | -265.0919 | -346.5047 | -710.2677 | -937.4757 | -764.4855
[5 empty] | LS Battery | 0 | 0 | 0 | 0 | 0 | -308.0689 | -328.5731 | -324.8361 | -324.8361 | -324.8361 | -324.8361 | -324.8361 | -324.8361 | -324.8361 | -324.8361 | -303.504 | -162.2386 | -162.2386 | 27.7281 | 27.7281 | -34.4801
[5 empty] | Pumped Hydro | 0 | 0 | 0 | -30.6608 | -30.8315 | -111.3654 | 0 | -0.00019259 | -0.00019289 | -0.00019348 | -62.6358 | -80.8512 | -80.8512 | 130.2302 | 245.5645 | -154.2082 | 335.0226 | 335.0225 | 57.8941 | 57.8941 | 193.357
[5 empty] | VPP | 0 | 0 | 0 | 0 | 0 | 0 | 0 | 0 | 0 | 0 | 0 | 0 | 0 | 0 | 0 | 0 | 0 | 0 | 0 | 0 | 0
[5 empty] | LS Battery pump | 0 | 0 | 0 | 0 | 0 | -308.0689 | -328.5731 | -324.8361 | -324.8361 | -324.8361 | -324.8361 | -324.8361 | -324.8361 | -324.8361 | -324.8361 | -303.504 | -162.2386 | -162.2386 | 27.7281 | 27.7281 | -34.4801
[5 empty] | Pumped Hydro Pump | 0 | 0 | 0 | -30.6608 | -30.8315 | -111.3654 | 0 | -0.00019259 | -0.00019289 | -0.00019348 | -62.6358 | -80.8512 | -80.8512 | 130.2302 | 245.5645 | -154.2082 | 335.0226 | 335.0225 | 57.8941 | 57.8941 | 193.357
[5 empty] | VPP pump | 0 | 0 | 0 | 0 | 0 | 0 | 0 | 0 | 0 | 0 | 0 | 0 | 0 | 0 | 0 | 0 | 0 | 0 | 0 | 0 | 0
NEM generation difference by year
Select region | NEM
[5 empty] | Sent-out generation difference (GWh)* | 2021-22 | 2022-23 | 2023-24 | 2024-25 | 2025-26 | 2026-27 | 2027-28 | 2028-29 | 2029-30 | 2030-31 | 2031-32 | 2032-33 | 2033-34 | 2034-35 | 2035-36 | 2036-37 | 2037-38 | 2038-39 | 2039-40 | 2040-41 | 2041-42
[5 empty] | Black Coal | -94.0155 | -61.8308 | -72.0574 | 250.1777 | 695.0537 | 482.4419 | 568.5619 | 668.1362 | 688.1271 | 522.8362 | -1472.927 | 280.0852 | 584.4699 | -395.3284 | -64.2565 | -464.9799 | 574.1284 | 1491.2122 | 1555.6469 | 841.4021 | 740.1777
[5 empty] | Brown Coal | 103.2611 | 90.83 | 160.4808 | 250.3922 | 256.9379 | 600.9553 | -4.0738 | -0.0062466 | -0.0055555 | -0.0057358 | -0.0054487 | -0.0054406 | -0.0056518 | -0.0016237 | -0.0013253 | -0.0010914 | -0.0010276 | -0.0007309 | -0.00070124 | -0.00069087 | -0.00071905
[5 empty] | CCGT | -0.00015352 | -0.00014343 | -3.2553 | -81.2095 | -30.3113 | 45.4232 | 19.9303 | 4.8162 | -132.201 | -29.1737 | -464.9118 | -952.6424 | -953.6867 | -856.205 | -1150.7576 | -791.9462 | -392.8725 | -982.6809 | -345.994 | 3.0361 | -189.1481
[5 empty] | Gas - Steam | -7.5e-06 | -0.000164 | -0.033507 | -1.2795 | -2.1163 | 0.6591 | 0.11899 | 1.7642 | -1.5151 | -2.4891 | -29.7552 | -113.7227 | -99.9127 | -277.0585 | -86.3301 | -69.5305 | -131.2112 | -328.3209 | -18.6764 | -6.0935 | -10.1941
[5 empty] | OCGT / Diesel | -0.031572 | -0.00013438 | -0.05175 | 1.8961 | 0.67056 | 10.7154 | 15.256 | 5.9886 | -9.0723 | 1.2252 | -122.2399 | -183.8213 | -288.2848 | -412.0064 | -365.6823 | -304.8966 | -442.6313 | -933.5251 | -1484.2663 | -1164.0198 | -1462.547
[5 empty] | Hydro | -3.5366 | -19.7029 | -84.697 | -32.0978 | -116.2572 | -175.0333 | -181.8619 | -104.9675 | -163.4028 | -161.9002 | 3622.14 | 2604.2924 | 3153.9367 | 3820.0563 | 4204.8337 | 3351.1285 | 4271.7476 | 3921.8406 | 3967.2756 | 4402.1182 | 3960.2802
[5 empty] | Wind | -0.0013391 | -0.0023587 | -0.002379 | -415.1728 | -872.6814 | -1346.7941 | -1734.414 | -1022.4484 | -803.1907 | -868.0407 | -2094.2478 | -2933.6301 | -3139.58 | -2602.6358 | -3467.5364 | -3004.7828 | -3358.5654 | -2255.8112 | -1502.1926 | -1363.0228 | -1031.0914
[5 empty] | Solar PV | -0.00015162 | -0.00014376 | -0.00017284 | -0.00053966 | -0.00063062 | 299.5456 | 1298.6852 | 382.4257 | 380.7596 | 448.6504 | 372.4719 | 929.4517 | 418.7618 | 414.1409 | 946.7744 | 912.3672 | -540.4888 | -766.9001 | -1697.4141 | -2149.5102 | -1614.496
[5 empty] | LS Battery | -0.16811 | 0.16406 | 0.38286 | 1.045 | 1.0011 | -324.4239 | -364.9437 | -362.6691 | -344.4184 | -358.534 | -323.168 | -344.6217 | -336.6358 | -316.9212 | -240.9165 | -255.5721 | -61.2433 | -76.837 | 162.8689 | 139.1184 | 99.6003
[5 empty] | Pumped Hydro | 0.14114 | 0.35545 | 0.1022 | -131.5123 | -113.1346 | -258.1693 | 161.3805 | 92.9987 | 45.0304 | 37.3011 | -220.4214 | -495.2814 | -250.9053 | 94.1401 | 651.5748 | -327.8002 | 667.2263 | 779.5848 | 983.6689 | 1032.1219 | 1291.7791
[5 empty] | VPP | 0.068354 | 0.33251 | -0.62107 | 8.0125 | 3.6225 | 9.5172 | 4.8832 | -1.8965 | 9.399 | 4.7696 | 41.2084 | 46.2269 | 72.6564 | 73.7902 | 108.8166 | 73.4772 | 109.0334 | 131.8456 | 151.638 | 169.4422 | 11.0495
[5 empty] | LS Battery pump | -0.21175 | 0.20664 | 0.48221 | 1.3162 | 1.2608 | -400.3818 | -451.7225 | -446.3844 | -426.3141 | -441.3996 | -398.8512 | -425.3332 | -415.3512 | -391.4553 | -296.9467 | -315.4214 | -75.5089 | -95.3697 | 201.8773 | 171.9989 | 122.9723
[5 empty] | Pumped Hydro Pump | 0.019929 | 0.006721 | -0.13061 | -162.6953 | -161.0347 | -256.0642 | 248.5235 | 142.175 | 97.7726 | 61.4688 | -453.6058 | -733.5085 | -544.5249 | -222.3682 | 569.9072 | -726.6018 | 499.2239 | 760.9917 | 1242.8715 | 1259.7541 | 1462.0635
[5 empty] | VPP pump | 0.082041 | 0.39911 | -0.74546 | 9.624 | 4.4238 | 11.3399 | 5.8477 | -2.2637 | 11.3556 | 5.4564 | 50.3811 | 53.7663 | 85.2474 | 89.2937 | 132.8253 | 87.8206 | 131.2357 | 157.9253 | 182.3227 | 203.6928 | 12.9406
*Generation shown is sent-out, as is demand. The difference in sent-out generation with the Marinus Link option and the Base Case is due to the difference in losses from interconnectors and storage.
Ernst & Young’s liability is limited by a scheme approved under Professional Standards Legislation

## BaseCase_Generation
Annual sent-out generation by technology (GWh) - Base Case, Step Change Scenario
Explicitly modelled generation
Region | Technology | 2021-22 | 2022-23 | 2023-24 | 2024-25 | 2025-26 | 2026-27 | 2027-28 | 2028-29 | 2029-30 | 2030-31 | 2031-32 | 2032-33 | 2033-34 | 2034-35 | 2035-36 | 2036-37 | 2037-38 | 2038-39 | 2039-40 | 2040-41 | 2041-42
NEM | Black Coal | 91431.675 | 88462.5842 | 88798.0482 | 80532.6484 | 64964.4021 | 46679.4655 | 46011.6517 | 45248.2149 | 41514.666 | 38197.3657 | 33282.7739 | 28350.7632 | 26712.1473 | 22876.9154 | 15272.5147 | 14092.3178 | 14697.819 | 14027.7003 | 12750.5833 | 10800.5914 | 8405.5873
NEM | Brown Coal | 27277.409 | 24784.1133 | 25984.5518 | 18848.2597 | 18030.7309 | 10359.2344 | 2703.573 | 0.0075593 | 0.0067234 | 0.0069079 | 0.0064921 | 0.0064464 | 0.0066887 | 0.0021489 | 0.0016452 | 0.0013984 | 0.0013529 | 0.0010033 | 0.00096344 | 0.00095187 | 0.00099035
NEM | CCGT | 2252.5549 | 2253.1017 | 2123.8238 | 4084.3405 | 3144.6341 | 3044.8605 | 2746.2021 | 3962.482 | 4701.9204 | 5404.1184 | 5874.8047 | 5371.3171 | 7015.8563 | 6629.08 | 5803.7008 | 4246.9396 | 4167.4832 | 5208.9635 | 4796.2012 | 5348.6122 | 5493.9585
NEM | Gas - Steam | 993.6258 | 793.8032 | 805.0643 | 177.7372 | 175.2861 | 179.0842 | 172.6746 | 162.8569 | 156.1483 | 226.5628 | 227.9756 | 379.3241 | 287.676 | 498.8657 | 287.1039 | 258.9384 | 413.2151 | 528.6465 | 96.3754 | 164.3018 | 158.3821
NEM | OCGT / Diesel | 55.7175 | 57.5125 | 124.6597 | 625.4921 | 235.062 | 203.568 | 93.3642 | 182.8737 | 90.8757 | 427.9475 | 625.3493 | 725.0138 | 623.8119 | 884.2692 | 1086.1551 | 846.5371 | 1369.5188 | 1614.9825 | 3298.2378 | 4608.5178 | 4211.5514
NEM | Hydro | 13425.3406 | 14111.2563 | 13120.0397 | 15856.8624 | 17122.3831 | 16120.9737 | 15541.8289 | 17175.2589 | 15364.6031 | 14246.3196 | 13179.9028 | 12894.0555 | 13628.5782 | 13462.9166 | 12700.8283 | 12226.8458 | 13637.4929 | 12031.9759 | 10705.1372 | 10432.2054 | 10475.4247
NEM | Wind | 31486.8831 | 34208.2932 | 31579.0924 | 42537.2184 | 58935.6827 | 72531.3515 | 76199.6706 | 78474.1123 | 83611.967 | 88786.1869 | 94934.2507 | 96992.2335 | 97469.1302 | 106306.3328 | 112105.2641 | 120108.5816 | 120897.8804 | 121350.9063 | 123353.4234 | 117323.7369 | 118216.7604
NEM | Solar PV | 15292.9883 | 15986.3351 | 16249.8452 | 15574.2954 | 14991.2295 | 30292.6223 | 37046.8794 | 36691.2432 | 38464.0064 | 40383.195 | 43724.9206 | 50949.0992 | 52986.096 | 51354.6858 | 59507.1145 | 59716.0596 | 60221.7824 | 64481.5344 | 68586.758 | 79517.5432 | 85748.2402
NEM | LS Battery | 114.7416 | 121.2472 | 132.5425 | 163.2732 | 156.0503 | 1762.167 | 2120.0161 | 3490.1427 | 3550.2255 | 3536.3332 | 3537.8675 | 3663.1412 | 3522.221 | 3314.1907 | 3414.6014 | 3361.0076 | 3168.0641 | 3311.4585 | 3106.3519 | 3209.6095 | 3666.2145
NEM | Pumped Hydro | 38.9328 | 84.8753 | 68.5807 | 2701.8183 | 4684.827 | 9866.3238 | 13223.4356 | 13269.4357 | 13574.5773 | 14031.5431 | 15268.7612 | 19118.5698 | 18225.9758 | 18336.9104 | 19674.2883 | 20935.5632 | 21771.3672 | 21399.4506 | 23923.1356 | 24441.4947 | 27532.3846
NEM | VPP | 37.0726 | 94.122 | 250.667 | 638.6796 | 946.0888 | 1176.2344 | 1528.0106 | 1881.2489 | 2347.1856 | 2711.8285 | 3012.7904 | 3518.9886 | 3907.8105 | 4152.0786 | 4812.3939 | 5000.3561 | 4999.7724 | 5236.4164 | 5332.5421 | 5456.7452 | 5805.0914
Total excluding storage |  | 182216.1942 | 180656.9995 | 178785.1251 | 178236.8541 | 177599.4104 | 179411.1601 | 180515.8445 | 181897.0494 | 183904.1937 | 187671.7029 | 191849.9841 | 195661.8128 | 198723.3027 | 202013.0678 | 206762.683 | 211496.2212 | 215405.1931 | 219244.7104 | 223586.7172 | 228195.5095 | 232709.9056
Region | Technology | 2021-22 | 2022-23 | 2023-24 | 2024-25 | 2025-26 | 2026-27 | 2027-28 | 2028-29 | 2029-30 | 2030-31 | 2031-32 | 2032-33 | 2033-34 | 2034-35 | 2035-36 | 2036-37 | 2037-38 | 2038-39 | 2039-40 | 2040-41 | 2041-42
NSW1 | Black Coal | 49192.9794 | 45858.5945 | 45275.725 | 46361.1917 | 32880.5516 | 23731.7401 | 24550.1949 | 24300.7999 | 23813.2317 | 21218.9931 | 18503.2344 | 13744.7095 | 14322.6189 | 11988.9766 | 6733.1336 | 6090.2339 | 6572.6762 | 6924.0398 | 6224.699 | 6545.5139 | 6355.8356
NSW1 | Brown Coal | 0 | 0 | 0 | 0 | 0 | 0 | 0 | 0 | 0 | 0 | 0 | 0 | 0 | 0 | 0 | 0 | 0 | 0 | 0 | 0 | 0
NSW1 | CCGT | 33.7516 | 34.2983 | 104.1708 | 545.3548 | 377.1278 | 300.9706 | 278.0334 | 446.629 | 627.8347 | 766.6194 | 842.3426 | 774.0975 | 1144.345 | 1091.741 | 825.1308 | 581.6558 | 893.9554 | 1309.5799 | 1215.019 | 1315.4854 | 1371.564
NSW1 | Gas - Steam | 0 | 0 | 0 | 0 | 0 | 0 | 0 | 0 | 0 | 0 | 0 | 0 | 0 | 0 | 0 | 0 | 0 | 0 | 0 | 0 | 0
NSW1 | OCGT / Diesel | 0.07454 | 0.80707 | 13.0726 | 37.1161 | 11.684 | 31.2268 | 25.3245 | 58.9766 | 42.4866 | 199.2541 | 257.9012 | 397.9212 | 404.6856 | 553.7707 | 473.595 | 360.2174 | 536.9048 | 847.6848 | 1137.6865 | 1474.7222 | 1288.3856
NSW1 | Hydro | 2066.5443 | 2014.1544 | 1823.221 | 2500.1026 | 2537.8679 | 2833.9028 | 2916.6737 | 3837.7121 | 3206.5975 | 3027.4754 | 3117.2112 | 2895.0769 | 3397.3783 | 3658.7456 | 3750.7534 | 3614.0114 | 4512.6838 | 3826.531 | 3344.8689 | 3381.0793 | 3131.0897
NSW1 | Wind | 6057.723 | 7063.7983 | 6711.1403 | 7876.2105 | 19024.8947 | 21161.6035 | 20747.4167 | 19566.6921 | 18190.6967 | 23826.5596 | 24848.9512 | 27132.1559 | 26161.1304 | 28053.2641 | 28407.3669 | 29002.789 | 24749.1652 | 22468.8581 | 24265.1399 | 24030.3256 | 29802.3358
NSW1 | Solar PV | 5680.3348 | 6065.0355 | 6102.2598 | 5873.7176 | 5592.1668 | 15280.8456 | 16125.0303 | 16330.2877 | 16794.6629 | 17597.4261 | 17748.6355 | 21223.5218 | 23145.08 | 22254.4289 | 26732.0486 | 26877.5833 | 29937.7207 | 32263.5967 | 34943.5006 | 38388.2351 | 39570.0913
NSW1 | LS Battery | 3.2733e-05 | 3.867e-05 | 4.1507e-05 | 4.5937e-05 | 4.864e-05 | 0.0006584 | 277.0017 | 404.9535 | 402.685 | 418.1912 | 400.2717 | 417.5663 | 405.823 | 382.1965 | 407.0347 | 407.9317 | 408.9926 | 410.3878 | 407.5866 | 402.8769 | 401.1493
NSW1 | Pumped Hydro | 11.2362 | 22.5319 | 22.1999 | 1209.4921 | 3287.9294 | 4612.7446 | 4250.1649 | 4706.6307 | 4777.202 | 4991.2226 | 5244.5346 | 7403.3141 | 6833.343 | 7180.4642 | 7916.2332 | 9338.2038 | 10446.699 | 9737.5926 | 11043.2316 | 11024.6223 | 12245.3381
NSW1 | VPP | 7.4491 | 21.7964 | 69.2546 | 209.7774 | 295.0656 | 389.8579 | 487.0878 | 607.859 | 762.1249 | 900.8681 | 1009.0043 | 1190.6082 | 1356.9603 | 1458.2442 | 1666.2944 | 1733.0406 | 1788.0264 | 1872.4905 | 1942.5587 | 2006.2697 | 2071.7658
Total excluding storage |  | 63031.4077 | 61036.688 | 60029.5896 | 63193.6933 | 60424.2928 | 63340.2894 | 64642.6735 | 64541.0973 | 62675.5101 | 66636.3277 | 65318.276 | 66167.4828 | 68575.2382 | 67600.9269 | 66922.0283 | 66526.4907 | 67203.1061 | 67640.2903 | 71130.9138 | 75135.3614 | 81519.302
Region | Technology | 2021-22 | 2022-23 | 2023-24 | 2024-25 | 2025-26 | 2026-27 | 2027-28 | 2028-29 | 2029-30 | 2030-31 | 2031-32 | 2032-33 | 2033-34 | 2034-35 | 2035-36 | 2036-37 | 2037-38 | 2038-39 | 2039-40 | 2040-41 | 2041-42
QLD1 | Black Coal | 42238.6956 | 42603.9897 | 43522.3232 | 34171.4567 | 32083.8505 | 22947.7253 | 21461.4568 | 20947.415 | 17701.4343 | 16978.3727 | 14779.5396 | 14606.0537 | 12389.5284 | 10887.9388 | 8539.3811 | 8002.0839 | 8125.1428 | 7103.6605 | 6525.8843 | 4255.0775 | 2049.7517
QLD1 | Brown Coal | 0 | 0 | 0 | 0 | 0 | 0 | 0 | 0 | 0 | 0 | 0 | 0 | 0 | 0 | 0 | 0 | 0 | 0 | 0 | 0 | 0
QLD1 | CCGT | 1113.0547 | 1113.0547 | 1240.8356 | 2362.8931 | 1639.5236 | 2152.4783 | 1958.5346 | 1871.52 | 2267.197 | 2558.236 | 2903.2892 | 2345.9504 | 3508.6999 | 3047.6465 | 2906.5128 | 1851.0381 | 2084.3239 | 2539.1701 | 2238.9481 | 2673.3298 | 2752.5422
QLD1 | Gas - Steam | 37.1158 | 37.1158 | 73.7192 | 72.804 | 72.804 | 72.804 | 73.0035 | 72.804 | 72.804 | 72.804 | 73.0035 | 72.804 | 106.2524 | 85.0338 | 75.7143 | 72.804 | 77.8783 | 103.2312 | 96.3754 | 164.3018 | 158.3821
QLD1 | OCGT / Diesel | 4.1665e-05 | 4.0705e-05 | 4.2945e-05 | 20.0214 | 13.4651 | 45.6261 | 29.9255 | 47.708 | 41.3743 | 131.2272 | 252.7134 | 74.8253 | 89.6785 | 18.0059 | 185.9709 | 147.5895 | 196.3361 | 158.6978 | 526.806 | 931.1257 | 656.7497
QLD1 | Hydro | 695.1332 | 693.6167 | 694.4097 | 692.2155 | 690.032 | 690.8959 | 692.1616 | 687.8403 | 684.8851 | 684.9868 | 685.8871 | 681.8446 | 680.5901 | 665.5017 | 651.9533 | 642.4246 | 214.5926 | 217.0278 | 171.4382 | 192.2116 | 197.3737
QLD1 | Wind | 5789.2313 | 5519.9988 | 5206.2204 | 12489.8929 | 17011.3783 | 21586.5233 | 23438.7173 | 25381.8911 | 27280.3564 | 27379.3032 | 26945.549 | 30180.1846 | 28704.6658 | 35100.7742 | 37914.2238 | 43701.3039 | 46049.9723 | 46967.6035 | 47699.4997 | 40147.6831 | 40239.97
QLD1 | Solar PV | 6071.0581 | 6392.6711 | 6497.1099 | 6212.785 | 6072.8639 | 8295.4631 | 8305.6378 | 8642.4515 | 9478.8238 | 10344.9144 | 13650.917 | 16186.3146 | 16366.5463 | 16051.4688 | 19078.5409 | 18890.2797 | 16420.2583 | 17751.0677 | 18545.6405 | 26375.9129 | 28158.2398
QLD1 | LS Battery | 15.1918 | 11.5432 | 18.0359 | 29.2938 | 28.8291 | 1190.6056 | 1244.9683 | 2498.045 | 2568.6365 | 2541.0803 | 2593.8678 | 2676.5751 | 2581.4464 | 2445.4826 | 2509.2223 | 2432.945 | 2269.5559 | 2395.5927 | 2214.656 | 2362.9157 | 2345.4115
QLD1 | Pumped Hydro | 27.6966 | 62.3434 | 46.3805 | 259.9258 | 281.4295 | 469.9419 | 510.0554 | 414.062 | 486.1279 | 547.533 | 1508.9242 | 3177.7582 | 2981.8772 | 2831.7416 | 3305.8255 | 3229.5066 | 3193.2033 | 3384.6001 | 4700.2105 | 5413.5589 | 7232.3576
QLD1 | VPP | 9.5094 | 26.5827 | 68.4669 | 159.6746 | 244.523 | 316.2559 | 411.8293 | 498.4227 | 632.7572 | 723.4131 | 823.2838 | 944.7689 | 1074.3984 | 1177.4667 | 1300.6968 | 1342.6082 | 1343.229 | 1421.5081 | 1418.4443 | 1496.9689 | 1554.2704
Total excluding storage |  | 55944.2887 | 56360.4469 | 57234.6181 | 56022.0686 | 57583.9173 | 55791.5161 | 55959.4371 | 57651.63 | 57526.8749 | 58149.8443 | 59290.8987 | 64147.9772 | 61845.9614 | 65856.3696 | 69352.2972 | 73307.5238 | 73168.5043 | 74840.4586 | 75804.5921 | 74739.6423 | 74213.0092
Region | Technology | 2021-22 | 2022-23 | 2023-24 | 2024-25 | 2025-26 | 2026-27 | 2027-28 | 2028-29 | 2029-30 | 2030-31 | 2031-32 | 2032-33 | 2033-34 | 2034-35 | 2035-36 | 2036-37 | 2037-38 | 2038-39 | 2039-40 | 2040-41 | 2041-42
VIC1 | Black Coal | 0 | 0 | 0 | 0 | 0 | 0 | 0 | 0 | 0 | 0 | 0 | 0 | 0 | 0 | 0 | 0 | 0 | 0 | 0 | 0 | 0
VIC1 | Brown Coal | 27277.409 | 24784.1133 | 25984.5518 | 18848.2597 | 18030.7309 | 10359.2344 | 2703.573 | 0.0075593 | 0.0067234 | 0.0069079 | 0.0064921 | 0.0064464 | 0.0066887 | 0.0021489 | 0.0016452 | 0.0013984 | 0.0013529 | 0.0010033 | 0.00096344 | 0.00095187 | 0.00099035
VIC1 | CCGT | 3.9913e-05 | 3.9013e-05 | 4.0656e-05 | 0.00029564 | 0.00028097 | 0.00026834 | 0.00026286 | 1040.227 | 1085.6711 | 1245.5992 | 1265.2308 | 1297.8768 | 1335.6351 | 1324.0612 | 1246.803 | 1100.8608 | 1189.116 | 1360.2134 | 1342.2231 | 1359.7968 | 1368.5785
VIC1 | Gas - Steam | 10.5875 | 10.0819 | 13.9636 | 25.042 | 22.5909 | 26.389 | 19.5611 | 10.1617 | 3.4531 | 73.8676 | 74.8621 | 188.2675 | 101.5324 | 260.0821 | 211.3895 | 186.1344 | 335.3368 | 425.4153 | 0 | 0 | 0
VIC1 | OCGT / Diesel | 12.7343 | 11.6387 | 22.0455 | 456.2495 | 127.8491 | 81.0026 | 23.0093 | 16.784 | 2.9746 | 21.5148 | 24.5849 | 124.9889 | 17.0973 | 113.3849 | 249.3242 | 203.4955 | 338.5826 | 272.0854 | 1181.1216 | 1596.2916 | 1696.4414
VIC1 | Hydro | 2764.6159 | 2772.3355 | 2522.4678 | 3149.1387 | 3224.4829 | 3059.7538 | 3082.879 | 3888.7109 | 3231.7881 | 2774.406 | 2794.8365 | 2526.2697 | 3101.9883 | 3202.2049 | 3050.829 | 3059.1368 | 3859.1252 | 3191.9727 | 2763.5258 | 2758.5182 | 2508.9364
VIC1 | Wind | 11105.2044 | 12503.8718 | 10779.1177 | 12509.9469 | 12690.4874 | 15640.6252 | 17442.9541 | 18342.0408 | 21804.5424 | 21068.709 | 24897.892 | 22264.028 | 25230.1958 | 25820.4526 | 27439.8003 | 28585.7638 | 30894.8956 | 31887.3655 | 30874.3558 | 32146.2553 | 28215.9559
VIC1 | Solar PV | 2656.3955 | 2640.3495 | 2747.7629 | 2627.6399 | 2486.8757 | 5455.5594 | 10612.7374 | 9859.8264 | 10251.1122 | 10472.6876 | 10356.6284 | 10811.7562 | 10223.1375 | 9887.5944 | 10407.1408 | 10562.6829 | 10675.6375 | 11140.609 | 11397.8034 | 11143.1802 | 14339.7484
VIC1 | LS Battery | 15.0801 | 21.0635 | 21.6692 | 37.6867 | 35.3779 | 30.3973 | 31.6174 | 28.9402 | 29.3242 | 29.759 | 27.9422 | 29.6447 | 5.2004 | 4.6054 | 5.1105 | 5.0913 | 4.5967 | 4.6167 | 4.4363 | 4.2407 | 4.4427
VIC1 | Pumped Hydro | 0 | 0 | 7.585e-05 | 1232.4003 | 1115.4679 | 4783.637 | 8463.215 | 8148.7427 | 8311.247 | 8492.787 | 8515.302 | 8537.497 | 8410.755 | 8324.704 | 8452.229 | 8367.852 | 8131.464 | 8277.257 | 8179.6924 | 8003.3125 | 8054.6875
VIC1 | VPP | 6.7606 | 16.2879 | 61.2576 | 188.2998 | 294.9971 | 339.6216 | 466.1444 | 570.7048 | 698.4146 | 801.0526 | 855.9819 | 1011.0241 | 1059.9786 | 1079.6587 | 1362.0943 | 1419.9501 | 1372.7735 | 1419.9713 | 1438.2276 | 1429.5508 | 1619.3521
Total excluding storage |  | 43826.9468 | 42722.3907 | 42069.9093 | 37616.277 | 36583.0171 | 34622.5646 | 33884.7141 | 33157.7583 | 36379.5483 | 35656.7912 | 39414.0411 | 37213.1934 | 40009.593 | 40607.7822 | 42605.2885 | 43698.0757 | 47292.6951 | 48277.6622 | 47559.0307 | 49004.043 | 48129.6615
| Technology | 2021-22 | 2022-23 | 2023-24 | 2024-25 | 2025-26 | 2026-27 | 2027-28 | 2028-29 | 2029-30 | 2030-31 | 2031-32 | 2032-33 | 2033-34 | 2034-35 | 2035-36 | 2036-37 | 2037-38 | 2038-39 | 2039-40 | 2040-41 | 2041-42
SA1 | Black Coal | 0 | 0 | 0 | 0 | 0 | 0 | 0 | 0 | 0 | 0 | 0 | 0 | 0 | 0 | 0 | 0 | 0 | 0 | 0 | 0 | 0
SA1 | Brown Coal | 0 | 0 | 0 | 0 | 0 | 0 | 0 | 0 | 0 | 0 | 0 | 0 | 0 | 0 | 0 | 0 | 0 | 0 | 0 | 0 | 0
SA1 | CCGT | 1105.7486 | 1105.7486 | 778.8173 | 1176.0922 | 1127.3047 | 591.4113 | 509.6338 | 604.106 | 721.2176 | 833.6638 | 863.942 | 951.2948 | 1027.1764 | 1165.6313 | 825.2542 | 713.3449 | 0.00010623 | 0.00010824 | 0.00010729 | 0.00010818 | 0.00012831
SA1 | Gas - Steam | 945.9224 | 746.6055 | 717.3815 | 79.8912 | 79.8912 | 79.8912 | 80.1101 | 79.8912 | 79.8912 | 79.8912 | 80.1101 | 118.2526 | 79.8912 | 153.7499 | 0 | 0 | 0 | 0 | 0 | 0 | 0
SA1 | OCGT / Diesel | 42.9086 | 45.0667 | 89.5416 | 112.1051 | 82.0639 | 45.7125 | 15.1049 | 59.4051 | 4.0402 | 75.9514 | 90.1498 | 127.2784 | 112.3504 | 199.1078 | 177.265 | 135.2347 | 297.6953 | 336.5145 | 452.6237 | 606.3783 | 569.8599
SA1 | Hydro | 0 | 0 | 0 | 0 | 0 | 0 | 0 | 0 | 0 | 0 | 0 | 0 | 0 | 0 | 0 | 0 | 0 | 0 | 0 | 0 | 0
SA1 | Wind | 6262.1169 | 6580.5065 | 5847.4832 | 6689.9066 | 6436.2277 | 9772.9317 | 9565.2168 | 9969.9267 | 10693.9848 | 10574.0751 | 11327.7612 | 10527.8127 | 10240.2697 | 9566.0738 | 10229.2252 | 10105.0784 | 10695.7871 | 11068.4997 | 12039.4367 | 12178.4457 | 11438.6563
SA1 | Solar PV | 885.1998 | 888.279 | 902.7126 | 860.1529 | 839.3231 | 1260.7541 | 2003.4737 | 1858.6773 | 1939.4072 | 1968.1666 | 1968.7395 | 2727.5063 | 3251.332 | 3161.1935 | 3289.3839 | 3385.5133 | 3188.1651 | 3326.2588 | 3400.0668 | 3316.6633 | 3383.1741
SA1 | LS Battery | 84.4696 | 88.6405 | 92.8373 | 96.2926 | 91.8433 | 541.1631 | 566.4283 | 558.2037 | 549.5794 | 547.3025 | 515.7855 | 539.3549 | 529.7509 | 481.9058 | 493.2336 | 515.0393 | 484.9186 | 500.8609 | 479.6725 | 439.5756 | 915.2104
SA1 | Pumped Hydro | 0 | 0 | 5.343e-05 | 5.2968e-05 | 5.495e-05 | 6.638e-05 | 7.455e-05 | 8.0512e-05 | 9.2038e-05 | 0.00010909 | 0.00012716 | 0.00017283 | 0.0001717 | 0.00017144 | 0.00019695 | 0.00031999 | 0.00037777 | 0.00038221 | 0.00039685 | 0.00039717 | 0.00064255
SA1 | VPP | 13.158 | 28.0116 | 49.7548 | 79.1132 | 105.9441 | 118.3638 | 144.2899 | 182.2371 | 224.9414 | 248.2199 | 277.829 | 317.9586 | 355.0134 | 372.208 | 409.5174 | 424.3061 | 423.9258 | 445.1303 | 455.2181 | 441.6098 | 471.2589
Total excluding storage |  | 9241.8963 | 9366.2062 | 8335.9361 | 8918.1481 | 8564.8106 | 11750.7008 | 12173.5392 | 12572.0063 | 13438.5411 | 13531.7481 | 14330.7026 | 14452.1448 | 14711.0196 | 14245.7563 | 14521.1283 | 14339.1713 | 14181.6476 | 14731.273 | 15892.1273 | 16101.4874 | 15391.6905
Region | Technology | 2021-22 | 2022-23 | 2023-24 | 2024-25 | 2025-26 | 2026-27 | 2027-28 | 2028-29 | 2029-30 | 2030-31 | 2031-32 | 2032-33 | 2033-34 | 2034-35 | 2035-36 | 2036-37 | 2037-38 | 2038-39 | 2039-40 | 2040-41 | 2041-42
TAS1 | Black Coal | 0 | 0 | 0 | 0 | 0 | 0 | 0 | 0 | 0 | 0 | 0 | 0 | 0 | 0 | 0 | 0 | 0 | 0 | 0 | 0 | 0
TAS1 | Brown Coal | 0 | 0 | 0 | 0 | 0 | 0 | 0 | 0 | 0 | 0 | 0 | 0 | 0 | 0 | 0 | 0 | 0 | 0 | 0 | 0 | 0
TAS1 | CCGT | 4.1841e-05 | 3.8815e-05 | 4.1325e-05 | 4.1854e-05 | 0.67766 | 3.1428e-05 | 3.1827e-05 | 3.1864e-05 | 3.2254e-05 | 3.5731e-05 | 3.2889e-05 | 2.0977 | 3.6073e-05 | 3.786e-05 | 3.9563e-05 | 0.039977 | 0.087778 | 4.701e-05 | 0.010931 | 5.138e-05 | 1.2737
TAS1 | Gas - Steam | 0 | 0 | 0 | 0 | 0 | 0 | 0 | 0 | 0 | 0 | 0 | 0 | 0 | 0 | 0 | 0 | 0 | 0 | 0 | 0 | 0
TAS1 | OCGT / Diesel | 2.1075e-05 | 1.9284e-05 | 2.1284e-05 | 2.2399e-05 | 1.5429e-05 | 1.5881e-05 | 1.6355e-05 | 1.6405e-05 | 1.6762e-05 | 1.7641e-05 | 1.8029e-05 | 1.9077e-05 | 1.9999e-05 | 2.0936e-05 | 2.2278e-05 | 2.3179e-05 | 2.4979e-05 | 2.6263e-05 | 2.7499e-05 | 1.8975e-05 | 0.11486
TAS1 | Hydro | 7899.0471 | 8631.1496 | 8079.9412 | 9515.4056 | 10670.0003 | 9536.4212 | 8850.1146 | 8760.9956 | 8241.3323 | 7759.4514 | 6581.968 | 6790.8643 | 6448.6215 | 5936.4645 | 5247.2926 | 4911.273 | 5051.0913 | 4796.4444 | 4425.3043 | 4100.3963 | 4638.0249
TAS1 | Wind | 2272.6076 | 2540.1179 | 3035.1307 | 2971.2614 | 3772.6945 | 4369.6678 | 5005.3657 | 5213.5616 | 5642.3866 | 5937.54 | 6914.0973 | 6888.0523 | 7132.8686 | 7765.768 | 8114.6478 | 8713.6464 | 8508.0602 | 8958.5796 | 8474.9914 | 8821.0273 | 8519.8424
TAS1 | Solar PV | 7.7325e-06 | 7.5847e-06 | 1.0397e-05 | 1.5504e-05 | 1.2376e-05 | 7.7634e-05 | 0.00027357 | 0.00027273 | 0.00028842 | 0.00027987 | 0.00026988 | 0.00027727 | 0.00027665 | 0.00024209 | 0.00026059 | 0.0003168 | 0.0007271 | 0.0023286 | 299.7467 | 293.5517 | 296.9866
TAS1 | LS Battery | 3.3857e-05 | 4.2898e-05 | 4.4223e-05 | 4.8088e-05 | 7.0541e-05 | 0.00026539 | 0.00027643 | 0.00028148 | 0.00028388 | 0.00028682 | 0.00029352 | 0.00029336 | 0.0002956 | 0.00030018 | 0.0003039 | 0.00030494 | 0.00037105 | 0.00037345 | 0.00049148 | 0.00049641 | 0.00046063
TAS1 | Pumped Hydro | 0 | 0 | 0.00012255 | 0.000129 | 0.00020485 | 0.0002259 | 0.0002454 | 0.0002626 | 0.00027953 | 0.00030176 | 0.00032768 | 0.0003507 | 0.00036851 | 0.00039689 | 0.000429 | 0.00045853 | 0.00059179 | 0.00059437 | 0.00071123 | 0.00071562 | 0.00071644
TAS1 | VPP | 0.19546 | 1.4434 | 1.9331 | 1.8146 | 5.559 | 12.1352 | 18.6592 | 22.0253 | 28.9475 | 38.2748 | 46.6913 | 54.6288 | 61.4598 | 64.5011 | 73.791 | 80.4512 | 71.8177 | 77.3162 | 78.0934 | 82.346 | 88.4442
Total excluding storage |  | 10171.6548 | 11171.2676 | 11115.072 | 12486.6671 | 14443.3725 | 13906.0891 | 13855.4806 | 13974.5575 | 13883.7192 | 13696.9917 | 13496.0657 | 13681.0146 | 13581.4904 | 13702.2328 | 13361.9407 | 13624.9597 | 13559.24 | 13755.0263 | 13200.0533 | 13214.9754 | 13456.2424
Explicitly modelled pumping
Region | Technology | 2021-22 | 2022-23 | 2023-24 | 2024-25 | 2025-26 | 2026-27 | 2027-28 | 2028-29 | 2029-30 | 2030-31 | 2031-32 | 2032-33 | 2033-34 | 2034-35 | 2035-36 | 2036-37 | 2037-38 | 2038-39 | 2039-40 | 2040-41 | 2041-42
NEM | LS Battery pump | 143.9776 | 153.212 | 166.4383 | 205.644 | 196.9266 | 2178.6287 | 2623.4664 | 4309.7248 | 4388.5337 | 4367.235 | 4381.5523 | 4515.1556 | 4350.9808 | 4094.4986 | 4216.875 | 4151.6414 | 3923.8669 | 4082.3151 | 3834.4063 | 3976.9836 | 4515.5044
NEM | Pumped Hydro Pump | 99.3097 | 264.726 | 224.0111 | 4060.5226 | 6361.8437 | 13657.8362 | 18224.5382 | 18096.0518 | 18834.726 | 19506.0011 | 21636.8831 | 26025.4624 | 25226.4524 | 25244.3728 | 27457.2991 | 29210.9103 | 30024.3152 | 29403.728 | 32269.409 | 33708.4372 | 36814.6255
NEM | VPP pump | 44.4959 | 113.329 | 300.5236 | 766.6366 | 1137.5774 | 1409.6217 | 1837.0683 | 2254.854 | 2818.711 | 3254.8469 | 3621.0438 | 4218.4758 | 4693.2208 | 4982.7421 | 5772.4637 | 6001.9853 | 6011.1554 | 6286.135 | 6388.5165 | 6569.587 | 6947.2928
Region | Technology | 2021-22 | 2022-23 | 2023-24 | 2024-25 | 2025-26 | 2026-27 | 2027-28 | 2028-29 | 2029-30 | 2030-31 | 2031-32 | 2032-33 | 2033-34 | 2034-35 | 2035-36 | 2036-37 | 2037-38 | 2038-39 | 2039-40 | 2040-41 | 2041-42
NSW1 | LS Battery pump | 4.0431e-05 | 4.7749e-05 | 5.1238e-05 | 5.6715e-05 | 6.0067e-05 | 0.0008128 | 342.3991 | 499.5208 | 497.142 | 516.2855 | 495.6147 | 514.0618 | 501.0161 | 472.5012 | 501.8583 | 503.6193 | 506.3812 | 505.9128 | 502.48 | 498.831 | 493.794
NSW1 | Pumped Hydro Pump | 60.3476 | 170.6742 | 159.6048 | 2140.1495 | 4550.9926 | 7000.7812 | 6874.2331 | 7334.5716 | 7716.3855 | 8111.6299 | 8966.4199 | 11283.1934 | 10884.2992 | 11213.4438 | 12684.5008 | 14631.0495 | 15766.1175 | 14745.0624 | 16139.1368 | 16794.1372 | 17686.9586
NSW1 | VPP pump | 8.9407 | 26.3418 | 82.941 | 251.8568 | 354.4916 | 467.5052 | 585.5096 | 728.6868 | 914.731 | 1081.2558 | 1214.4519 | 1425.6059 | 1628.6748 | 1752.7315 | 1997.4573 | 2080.0606 | 2152.0479 | 2245.255 | 2327.7193 | 2414.7588 | 2479.8529
Region | Technology | 2021-22 | 2022-23 | 2023-24 | 2024-25 | 2025-26 | 2026-27 | 2027-28 | 2028-29 | 2029-30 | 2030-31 | 2031-32 | 2032-33 | 2033-34 | 2034-35 | 2035-36 | 2036-37 | 2037-38 | 2038-39 | 2039-40 | 2040-41 | 2041-42
QLD1 | LS Battery pump | 19.0345 | 14.5981 | 22.6571 | 36.8958 | 36.4102 | 1470.4663 | 1537.6867 | 3084.603 | 3171.7902 | 3137.7505 | 3212.1284 | 3295.86 | 3187.5477 | 3019.8478 | 3098.1939 | 3004.198 | 2811.6061 | 2948.8936 | 2734.6031 | 2926.9138 | 2886.9197
QLD1 | Pumped Hydro Pump | 38.9621 | 94.0517 | 64.4059 | 378.8239 | 413.3546 | 681.7176 | 743.3708 | 603.4668 | 708.498 | 797.9917 | 2015.0216 | 4078.4664 | 3819.0735 | 3626.8592 | 4219.7625 | 4120.0459 | 4093.8665 | 4288.4753 | 5929.2738 | 6874.1576 | 9095.3062
QLD1 | VPP pump | 11.4136 | 31.9056 | 82.1766 | 191.6474 | 294.1651 | 378.9029 | 494.2931 | 598.2257 | 759.459 | 868.2676 | 990.7913 | 1131.2922 | 1289.5334 | 1413.9792 | 1560.406 | 1611.4489 | 1616.8126 | 1701.529 | 1702.4703 | 1801.8778 | 1860.3343
Region | Technology | 2021-22 | 2022-23 | 2023-24 | 2024-25 | 2025-26 | 2026-27 | 2027-28 | 2028-29 | 2029-30 | 2030-31 | 2031-32 | 2032-33 | 2033-34 | 2034-35 | 2035-36 | 2036-37 | 2037-38 | 2038-39 | 2039-40 | 2040-41 | 2041-42
VIC1 | LS Battery pump | 18.8688 | 26.6543 | 27.1679 | 47.4667 | 44.6835 | 38.161 | 39.9471 | 36.3257 | 37.0587 | 37.4153 | 35.1965 | 37.2891 | 6.562 | 5.7756 | 6.4367 | 6.4125 | 5.7895 | 5.8397 | 5.5626 | 5.3661 | 5.5706
VIC1 | Pumped Hydro Pump | 0 | 0 | 9.5148e-05 | 1541.549 | 1397.4961 | 5975.337 | 10606.934 | 10158.013 | 10409.842 | 10596.379 | 10655.441 | 10663.802 | 10523.079 | 10404.069 | 10553.035 | 10459.814 | 10164.33 | 10370.189 | 10200.997 | 10040.141 | 10032.359
VIC1 | VPP pump | 8.1143 | 19.6344 | 73.4386 | 226.0045 | 354.9061 | 406.7872 | 561.1283 | 683.3371 | 838.9059 | 962.3259 | 1026.3201 | 1214.088 | 1275.3439 | 1291.6572 | 1634.8368 | 1704.2776 | 1647.6545 | 1710.3898 | 1720.1279 | 1722.3585 | 1937.0493
Region | Technology | 2021-22 | 2022-23 | 2023-24 | 2024-25 | 2025-26 | 2026-27 | 2027-28 | 2028-29 | 2029-30 | 2030-31 | 2031-32 | 2032-33 | 2033-34 | 2034-35 | 2035-36 | 2036-37 | 2037-38 | 2038-39 | 2039-40 | 2040-41 | 2041-42
SA1 | LS Battery pump | 106.0741 | 111.9595 | 116.6132 | 121.2813 | 115.8327 | 670.0002 | 703.4332 | 689.275 | 682.5424 | 675.7834 | 638.6123 | 667.9443 | 655.8547 | 596.3737 | 610.3857 | 637.4113 | 600.0897 | 621.6685 | 591.76 | 545.8721 | 1129.2195
SA1 | Pumped Hydro Pump | 0 | 0 | 6.6861e-05 | 6.627e-05 | 6.8693e-05 | 8.2842e-05 | 9.3512e-05 | 0.00010031 | 0.00011546 | 0.00013615 | 0.00015892 | 0.00021622 | 0.00021463 | 0.00021403 | 0.00024613 | 0.00040002 | 0.00047218 | 0.00047869 | 0.00049512 | 0.00049837 | 0.00080128
SA1 | VPP pump | 15.7928 | 33.702 | 59.6362 | 94.9547 | 127.3173 | 141.9054 | 173.6505 | 218.2594 | 270.7074 | 297.2232 | 333.4362 | 381.6757 | 426.0507 | 446.7381 | 491.5182 | 509.2681 | 508.8117 | 535.7632 | 544.8687 | 531.6453 | 564.0141
Region | Technology | 2021-22 | 2022-23 | 2023-24 | 2024-25 | 2025-26 | 2026-27 | 2027-28 | 2028-29 | 2029-30 | 2030-31 | 2031-32 | 2032-33 | 2033-34 | 2034-35 | 2035-36 | 2036-37 | 2037-38 | 2038-39 | 2039-40 | 2040-41 | 2041-42
TAS1 | LS Battery pump | 4.1809e-05 | 5.2982e-05 | 5.4597e-05 | 5.9375e-05 | 8.71e-05 | 0.00032775 | 0.00034132 | 0.00034747 | 0.00035049 | 0.00035406 | 0.00036241 | 0.0003622 | 0.00036492 | 0.00037061 | 0.00037512 | 0.00037655 | 0.00045804 | 0.00046114 | 0.00060677 | 0.00061287 | 0.00056852
TAS1 | Pumped Hydro Pump | 0 | 0 | 0.00015374 | 0.00016133 | 0.00025611 | 0.00028238 | 0.00030695 | 0.00032819 | 0.00034958 | 0.00037712 | 0.0004098 | 0.00043852 | 0.00046054 | 0.00049632 | 0.00053606 | 0.00057369 | 0.0007396 | 0.00074323 | 0.00088891 | 0.00089528 | 0.00089414
TAS1 | VPP pump | 0.2346 | 1.7452 | 2.3312 | 2.1731 | 6.6973 | 14.521 | 22.4868 | 26.3449 | 34.9077 | 45.7745 | 56.0443 | 65.8141 | 73.618 | 77.6361 | 88.2455 | 96.9301 | 85.8287 | 93.1981 | 93.3303 | 98.9466 | 106.0422
Non-controllable generation
Region | Technology | 2021-22 | 2022-23 | 2023-24 | 2024-25 | 2025-26 | 2026-27 | 2027-28 | 2028-29 | 2029-30 | 2030-31 | 2031-32 | 2032-33 | 2033-34 | 2034-35 | 2035-36 | 2036-37 | 2037-38 | 2038-39 | 2039-40 | 2040-41 | 2041-42
NEM | Distributed PV | 21634.277 | 24938.1876 | 29228.7162 | 30942.1347 | 34590.3031 | 39854.5923 | 44516.015 | 45227.5647 | 50350.2604 | 55779.5447 | 60408.8616 | 66055.2225 | 65340.6946 | 68217.7638 | 74402.2875 | 77895.4446 | 75718.3571 | 80549.7276 | 86009.9591 | 90439.143 | 95466.5296
NEM | Behind the meter battery | 239.3098 | 356.2529 | 591.0127 | 842.0309 | 1067.7086 | 1240.6742 | 1380.0129 | 1328.9597 | 1491.8396 | 1622.9995 | 1754.649 | 1852.9278 | 1942.5574 | 1991.1821 | 2024.1283 | 1982.1819 | 1712.7582 | 1770.9208 | 1673.7221 | 1568.2864 | 1459.6055
NEM | Behind the meter battery pump | 239.2865 | 356.4701 | 591.1312 | 842.73 | 1068.8513 | 1240.0714 | 1379.5737 | 1329.0699 | 1491.3309 | 1619.2075 | 1752.3792 | 1851.5563 | 1940.1384 | 1986.7666 | 2023.67 | 1983.0993 | 1710.6966 | 1768.956 | 1668.7878 | 1565.5247 | 1457.925
Region | Technology | 2021-22 | 2022-23 | 2023-24 | 2024-25 | 2025-26 | 2026-27 | 2027-28 | 2028-29 | 2029-30 | 2030-31 | 2031-32 | 2032-33 | 2033-34 | 2034-35 | 2035-36 | 2036-37 | 2037-38 | 2038-39 | 2039-40 | 2040-41 | 2041-42
NSW1 | Distributed PV | 6362.6517 | 7562.0789 | 8713.8639 | 9454.8098 | 10505.4097 | 12477.1427 | 13733.7733 | 14179.7492 | 15287.3618 | 17304.7649 | 19477.0342 | 21110.7644 | 21203.7558 | 21946.8155 | 24486.9041 | 25277.5362 | 25051.3805 | 25665.6626 | 27750.0319 | 30243.4816 | 31514.9104
NSW1 | Behind the meter battery | 83.0093 | 128.2506 | 198.5096 | 261.2605 | 327.3386 | 380.7046 | 425.9735 | 413.1495 | 467.2475 | 511.099 | 554.3421 | 587.9831 | 617.1149 | 634.6344 | 647.6128 | 637.0576 | 550.085 | 567.136 | 536.6893 | 503.7588 | 470.5993
NSW1 | Behind the meter battery pump | 83.0118 | 128.3155 | 198.5848 | 261.5959 | 327.6641 | 380.2559 | 425.8584 | 413.5614 | 467.1805 | 509.4575 | 553.8384 | 587.7068 | 615.6542 | 633.3739 | 647.0783 | 637.1483 | 549.6348 | 566.38 | 534.9817 | 502.8992 | 470.063
Region | Technology | 2021-22 | 2022-23 | 2023-24 | 2024-25 | 2025-26 | 2026-27 | 2027-28 | 2028-29 | 2029-30 | 2030-31 | 2031-32 | 2032-33 | 2033-34 | 2034-35 | 2035-36 | 2036-37 | 2037-38 | 2038-39 | 2039-40 | 2040-41 | 2041-42
QLD1 | Distributed PV | 6623.9066 | 7705.9026 | 8720.6807 | 9260.5236 | 10549.103 | 12100.8811 | 13324.6176 | 13124.7291 | 15052.0938 | 16436.1664 | 18042.3585 | 19238.6776 | 19407.41 | 20755.3195 | 22652.8226 | 23518.5348 | 22194.8882 | 24382.4459 | 25655.2172 | 27254.9164 | 27955.3155
QLD1 | Behind the meter battery | 51.3834 | 97.4626 | 172.6717 | 244.8689 | 309.6057 | 354.9029 | 387.3766 | 371.8472 | 416.7699 | 457.0766 | 495.5327 | 527.0306 | 551.9813 | 565.9613 | 573.8761 | 558.892 | 481.7177 | 497.4672 | 470.8348 | 440.1073 | 410.4361
QLD1 | Behind the meter battery pump | 51.3988 | 97.5328 | 172.5924 | 244.9217 | 309.8552 | 354.7904 | 387.4171 | 371.905 | 416.722 | 456.4212 | 494.7879 | 526.4699 | 551.1736 | 564.7397 | 573.4641 | 558.929 | 481.3114 | 497.0608 | 469.4923 | 439.341 | 410.0142
Region | Technology | 2021-22 | 2022-23 | 2023-24 | 2024-25 | 2025-26 | 2026-27 | 2027-28 | 2028-29 | 2029-30 | 2030-31 | 2031-32 | 2032-33 | 2033-34 | 2034-35 | 2035-36 | 2036-37 | 2037-38 | 2038-39 | 2039-40 | 2040-41 | 2041-42
VIC1 | Distributed PV | 5136.6724 | 5943.1365 | 7523.2564 | 7818.3975 | 8813.5731 | 10198.9737 | 11743.65 | 12050.7031 | 13500.0402 | 15052.6228 | 15716.1094 | 17939.8355 | 17106.8866 | 17737.1621 | 19121.9443 | 20397.5771 | 19650.8181 | 21092.3225 | 22665.7962 | 23007.0507 | 25542.2557
VIC1 | Behind the meter battery | 50.4039 | 59.6549 | 125.7578 | 220.6552 | 300.2937 | 366.2893 | 421.8743 | 410.2319 | 460.5257 | 496.5775 | 535.2483 | 560.052 | 586.6032 | 601.0058 | 610.4256 | 598.0499 | 517.0597 | 533.459 | 501.4198 | 470.0789 | 435.3969
VIC1 | Behind the meter battery pump | 50.3609 | 59.6693 | 125.849 | 220.8713 | 300.7745 | 366.2065 | 421.6278 | 409.887 | 460.1955 | 495.4117 | 534.5177 | 559.5711 | 586.6319 | 599.1019 | 611.0984 | 598.856 | 516.0174 | 532.8067 | 499.9347 | 469.2218 | 434.811
Region | Technology | 2021-22 | 2022-23 | 2023-24 | 2024-25 | 2025-26 | 2026-27 | 2027-28 | 2028-29 | 2029-30 | 2030-31 | 2031-32 | 2032-33 | 2033-34 | 2034-35 | 2035-36 | 2036-37 | 2037-38 | 2038-39 | 2039-40 | 2040-41 | 2041-42
SA1 | Distributed PV | 3203.0641 | 3390.958 | 3866.4208 | 3973.8482 | 4237.5607 | 4528.7497 | 5100.2248 | 5177.3637 | 5750.5803 | 6142.8582 | 6309.4828 | 6810.928 | 6679.5776 | 6801.2308 | 7085.4779 | 7611.7053 | 7618.8145 | 8135.15 | 8565.854 | 8566.0489 | 8998.3264
SA1 | Behind the meter battery | 46.9014 | 58.7146 | 74.9415 | 88.494 | 98.4924 | 102.9792 | 105.586 | 97.0366 | 105.9276 | 113.8388 | 121.8613 | 128.5403 | 135.4131 | 138.1102 | 140.9157 | 138.5808 | 122.1085 | 129.8086 | 125.354 | 117.1019 | 108.6468
SA1 | Behind the meter battery pump | 46.9089 | 58.7735 | 74.9795 | 88.5672 | 98.5598 | 103.0936 | 105.5519 | 97.0651 | 105.8903 | 113.5837 | 121.688 | 128.4352 | 135.2758 | 138.1541 | 140.769 | 138.5373 | 122.0043 | 129.6878 | 125.049 | 116.8787 | 108.5341
Region | Technology | 2021-22 | 2022-23 | 2023-24 | 2024-25 | 2025-26 | 2026-27 | 2027-28 | 2028-29 | 2029-30 | 2030-31 | 2031-32 | 2032-33 | 2033-34 | 2034-35 | 2035-36 | 2036-37 | 2037-38 | 2038-39 | 2039-40 | 2040-41 | 2041-42
TAS1 | Distributed PV | 307.9822 | 336.1115 | 404.4943 | 434.5556 | 484.6566 | 548.8451 | 613.7492 | 695.0196 | 760.1843 | 843.1325 | 863.8768 | 955.0171 | 943.0646 | 977.2359 | 1055.1386 | 1090.0913 | 1202.4558 | 1274.1466 | 1373.0597 | 1367.6453 | 1455.7217
TAS1 | Behind the meter battery | 7.6117 | 12.1703 | 19.1321 | 26.7523 | 31.9781 | 35.7981 | 39.2025 | 36.6945 | 41.3688 | 44.4075 | 47.6647 | 49.3218 | 51.4449 | 51.4704 | 51.2981 | 49.6016 | 41.7873 | 43.0499 | 39.4242 | 37.2395 | 34.5264
TAS1 | Behind the meter battery pump | 7.606 | 12.179 | 19.1255 | 26.7738 | 31.9977 | 35.725 | 39.1184 | 36.6513 | 41.3426 | 44.3333 | 47.5472 | 49.3733 | 51.403 | 51.3969 | 51.2603 | 49.6286 | 41.7288 | 43.0208 | 39.3301 | 37.184 | 34.5026
Ernst & Young’s liability is limited by a scheme approved under Professional Standards Legislation

## BaseCase_Capacity
Installed capacity by technology (MW) - Base Case, Step Change Scenario
Capacity calculated on 1 July. In early study years some wind and solar projects enter later in the financial year and are reflected in the following financial year's capacity.
Explicitly modelled generation
Region | Technology | 2021-22 | 2022-23 | 2023-24 | 2024-25 | 2025-26 | 2026-27 | 2027-28 | 2028-29 | 2029-30 | 2030-31 | 2031-32 | 2032-33 | 2033-34 | 2034-35 | 2035-36 | 2036-37 | 2037-38 | 2038-39 | 2039-40 | 2040-41 | 2041-42
NEM | Black Coal | 18366 | 17891 | 16416 | 13595.8394 | 11033.3175 | 8284.439 | 8111.8706 | 8111.8706 | 7459.4778 | 7080.3457 | 6431.9422 | 5623.569 | 4948.5187 | 4503.12 | 3054.2906 | 3054.2906 | 3054.2906 | 2796.7799 | 2796.7799 | 2196.7431 | 1770.7429
NEM | Brown Coal | 4820 | 4835 | 4835 | 3249.4719 | 3126.1695 | 1911.821 | 471.6644 | 0.001142 | 0.0011423 | 0.0011422 | 0.0011421 | 0.0011429 | 0.0011422 | 0.00018711 | 0.00011546 | 0 | 0 | 0 | 0 | 0 | 0
NEM | CCGT | 3055 | 3055 | 3055 | 2875 | 2875 | 2875 | 2875 | 3152.9224 | 3152.9228 | 3152.9228 | 3152.9228 | 3152.9228 | 3152.9228 | 3152.9228 | 3152.9228 | 2767.9228 | 2238.9229 | 2238.9229 | 2095.9229 | 2095.9229 | 2095.9231
NEM | Gas - Steam | 1864 | 1864 | 1384 | 1384 | 1384 | 1384 | 1384 | 1384 | 1384 | 1384 | 1384 | 1384 | 1384 | 1384 | 584 | 584 | 584 | 584 | 84 | 84 | 84
NEM | OCGT / Diesel | 6741 | 6741 | 6741 | 6741 | 6741 | 6741 | 6741 | 6741 | 6741 | 6358 | 6358 | 6089 | 5627 | 5510 | 5380 | 5380 | 6254.8738 | 6254.8737 | 5814.8737 | 5694.8737 | 5706.3541
NEM | Hydro | 7364.9 | 7364.9 | 7364.9 | 7364.9 | 7364.9 | 7364.9 | 7364.9 | 7364.9 | 7364.9 | 7364.9 | 7364.9 | 7364.9 | 7364.9 | 7364.9 | 7364.9 | 7364.9 | 7278.9 | 7278.9 | 7278.9 | 7278.9 | 7278.9
NEM | Wind | 10073.3247 | 10159.3247 | 10329.3117 | 13790.8929 | 17900.3888 | 21915.7849 | 22689.6742 | 25359.0993 | 27422.9193 | 29577.5441 | 31379.3694 | 34374.6574 | 35861.2717 | 36425.4187 | 37489.1485 | 38387.9952 | 41916.7811 | 41352.8055 | 42237.5736 | 42353.1885 | 44914.4425
NEM | Solar PV | 6097 | 6302 | 6302 | 6302 | 6302 | 11948.7162 | 14539.863 | 15899.6252 | 15899.6252 | 16085.812 | 17137.1898 | 19777.6023 | 21326.4867 | 21326.4867 | 23142.0263 | 23021.0264 | 25948.3649 | 26538.1394 | 26984.3469 | 30928.9255 | 33591.6084
NEM | LS Battery | 300 | 300 | 300 | 300 | 300 | 1730.9291 | 2010.8015 | 3387.9759 | 3387.9759 | 3357.9759 | 3357.9759 | 3357.9759 | 3302.9759 | 3277.9759 | 3277.9759 | 3277.9759 | 3277.976 | 3277.976 | 3277.976 | 3277.976 | 3784.0146
NEM | Pumped Hydro | 810 | 810 | 810 | 1090.4891 | 3130.6598 | 4144.6539 | 5250 | 5250.0002 | 5250.0002 | 5250.0002 | 5594.4325 | 7006.1022 | 7006.1022 | 7006.1022 | 7006.1022 | 7844.0209 | 8119.3109 | 8119.3109 | 9275.8575 | 9275.8575 | 10387.9601
NEM | VPP | 95.565 | 222.304 | 472.724 | 827.389 | 1275.464 | 1796.003 | 2438.396 | 3184.437 | 4042.566 | 4718.547 | 5463.892 | 6261.2279 | 7107.5971 | 7905.5149 | 8730.1272 | 9162.649 | 9618.3372 | 10079.154 | 10567.0661 | 11065.4949 | 11575.234
Total excluding storage |  | 58381.2247 | 58212.2247 | 56427.2117 | 55303.1041 | 56726.7759 | 62425.6611 | 64177.9722 | 68013.4186 | 69424.8461 | 71003.5257 | 73208.3252 | 77766.6527 | 79665.1012 | 79666.8484 | 80167.2884 | 80560.1351 | 87276.1332 | 87044.4213 | 87292.3971 | 90632.5537 | 95441.9711
Region | Technology | 2021-22 | 2022-23 | 2023-24 | 2024-25 | 2025-26 | 2026-27 | 2027-28 | 2028-29 | 2029-30 | 2030-31 | 2031-32 | 2032-33 | 2033-34 | 2034-35 | 2035-36 | 2036-37 | 2037-38 | 2038-39 | 2039-40 | 2040-41 | 2041-42
NSW1 | Black Coal | 10240 | 9765 | 8290 | 7886.5362 | 5594.8 | 4287.4483 | 4287.4483 | 4287.4483 | 4287.448 | 3939.2954 | 3478.5187 | 2771.8372 | 2771.8371 | 2326.4384 | 1327.6089 | 1327.6089 | 1327.6089 | 1327.6089 | 1327.6089 | 1327.6089 | 1327.6089
NSW1 | Brown Coal | 0 | 0 | 0 | 0 | 0 | 0 | 0 | 0 | 0 | 0 | 0 | 0 | 0 | 0 | 0 | 0 | 0 | 0 | 0 | 0 | 0
NSW1 | CCGT | 625 | 625 | 625 | 625 | 625 | 625 | 625 | 625 | 625 | 625 | 625 | 625 | 625 | 625 | 625 | 625 | 625 | 625 | 625 | 625 | 625
NSW1 | Gas - Steam | 0 | 0 | 0 | 0 | 0 | 0 | 0 | 0 | 0 | 0 | 0 | 0 | 0 | 0 | 0 | 0 | 0 | 0 | 0 | 0 | 0
NSW1 | OCGT / Diesel | 1438 | 1438 | 1438 | 1438 | 1438 | 1438 | 1438 | 1438 | 1438 | 1438 | 1438 | 1438 | 1438 | 1438 | 1388 | 1388 | 2093.5519 | 2093.5519 | 2093.5519 | 2093.5519 | 2093.5519
NSW1 | Hydro | 2585 | 2585 | 2585 | 2585 | 2585 | 2585 | 2585 | 2585 | 2585 | 2585 | 2585 | 2585 | 2585 | 2585 | 2585 | 2585 | 2585 | 2585 | 2585 | 2585 | 2585
NSW1 | Wind | 2137 | 2137 | 2137 | 2536.9999 | 5810.4024 | 6507.7306 | 6507.7306 | 7115.7807 | 7115.7807 | 9042.6314 | 9165.0631 | 10065.5581 | 10065.5581 | 10065.5581 | 10065.5581 | 10018.5581 | 9748.5581 | 9546.5581 | 9728.4272 | 10000.1104 | 12195.654
NSW1 | Solar PV | 2282 | 2432 | 2432 | 2432 | 2432 | 6010.1249 | 6319.9071 | 6980.3766 | 6980.3766 | 6980.3766 | 6980.3766 | 8294.4872 | 9323.9933 | 9323.9933 | 10323.9933 | 10323.9933 | 12693.5905 | 13283.3642 | 13579.573 | 14824.2897 | 15481.0876
NSW1 | LS Battery | 0 | 0 | 0 | 0 | 0 | 0.00045923 | 240.8394 | 367.5493 | 367.5493 | 367.5493 | 367.5493 | 367.5493 | 367.5493 | 367.5493 | 367.5493 | 367.5493 | 367.5493 | 367.5493 | 367.5493 | 367.5493 | 367.5493
NSW1 | Pumped Hydro | 240 | 240 | 240 | 240 | 2280 | 2280 | 2280 | 2280 | 2280 | 2280 | 2280.0001 | 3019.9617 | 3019.9617 | 3019.9617 | 3019.9617 | 3857.8804 | 4133.1704 | 4133.1704 | 4689.5446 | 4689.5446 | 5088.5919
NSW1 | VPP | 33.809 | 82.709 | 156.761 | 263.89 | 405.048 | 567.059 | 769.634 | 1010.103 | 1287.846 | 1513.002 | 1757.995 | 2022.7529 | 2303.851 | 2570.3709 | 2845.8051 | 2993.4 | 3149.6021 | 3306.082 | 3472.6761 | 3642.4991 | 3815.654
Total excluding storage |  | 19307 | 18982 | 17507 | 17503.5362 | 18485.2024 | 21453.3038 | 21763.086 | 23031.6055 | 23031.6053 | 24610.3034 | 24271.9584 | 25779.8825 | 26809.3886 | 26363.9899 | 26315.1604 | 26268.1604 | 29073.3095 | 29461.0831 | 29939.161 | 31455.5609 | 34307.9024
Region | Technology | 2021-22 | 2022-23 | 2023-24 | 2024-25 | 2025-26 | 2026-27 | 2027-28 | 2028-29 | 2029-30 | 2030-31 | 2031-32 | 2032-33 | 2033-34 | 2034-35 | 2035-36 | 2036-37 | 2037-38 | 2038-39 | 2039-40 | 2040-41 | 2041-42
QLD1 | Black Coal | 8126 | 8126 | 8126 | 5709.3031 | 5438.5175 | 3996.9907 | 3824.4223 | 3824.4223 | 3172.0297 | 3141.0503 | 2953.4235 | 2851.7319 | 2176.6816 | 2176.6816 | 1726.6817 | 1726.6817 | 1726.6817 | 1469.171 | 1469.171 | 869.1342 | 443.1341
QLD1 | Brown Coal | 0 | 0 | 0 | 0 | 0 | 0 | 0 | 0 | 0 | 0 | 0 | 0 | 0 | 0 | 0 | 0 | 0 | 0 | 0 | 0 | 0
QLD1 | CCGT | 1513 | 1513 | 1513 | 1513 | 1513 | 1513 | 1513 | 1513 | 1513 | 1513 | 1513 | 1513 | 1513 | 1513 | 1513 | 1128 | 1128 | 1128 | 985 | 985 | 985
QLD1 | Gas - Steam | 84 | 84 | 84 | 84 | 84 | 84 | 84 | 84 | 84 | 84 | 84 | 84 | 84 | 84 | 84 | 84 | 84 | 84 | 84 | 84 | 84
QLD1 | OCGT / Diesel | 1910 | 1910 | 1910 | 1910 | 1910 | 1910 | 1910 | 1910 | 1910 | 1910 | 1910 | 1910 | 1618 | 1501 | 1501 | 1501 | 1501.0003 | 1501.0003 | 1501.0003 | 1501.0003 | 1501.0003
QLD1 | Hydro | 152 | 152 | 152 | 152 | 152 | 152 | 152 | 152 | 152 | 152 | 152 | 152 | 152 | 152 | 152 | 152 | 66 | 66 | 66 | 66 | 66
QLD1 | Wind | 1377 | 1377 | 1377 | 3890.6175 | 4585.319 | 6110.194 | 6279.9267 | 7021.8905 | 7680.5695 | 7680.5695 | 8383.8813 | 9884.09 | 10380.3121 | 10807.3037 | 11955.878 | 12724.637 | 13882.3721 | 13882.3721 | 13882.3721 | 13882.3721 | 13882.3741
QLD1 | Solar PV | 2374 | 2429 | 2429 | 2429 | 2429 | 3153.842 | 3153.8421 | 3853.1348 | 3853.1348 | 4039.3216 | 5090.6994 | 6129.6984 | 6381.4932 | 6381.4932 | 7197.0328 | 7076.0328 | 7210.4935 | 7210.4935 | 7210.4935 | 9910.3553 | 10816.2395
QLD1 | LS Battery | 20 | 20 | 20 | 20 | 20 | 1029.8028 | 1068.8363 | 2319.3008 | 2319.3008 | 2319.3008 | 2319.3008 | 2319.3008 | 2319.3008 | 2319.3008 | 2319.3008 | 2319.3008 | 2319.3008 | 2319.3008 | 2319.3008 | 2319.3008 | 2319.3008
QLD1 | Pumped Hydro | 570 | 570 | 570 | 570 | 570 | 570 | 570 | 570.0002 | 570.0002 | 570.0002 | 914.4324 | 1586.1404 | 1586.1404 | 1586.1404 | 1586.1404 | 1586.1404 | 1586.1404 | 1586.1404 | 2186.3127 | 2186.3127 | 2899.368
QLD1 | VPP | 18.792 | 56.93 | 116.312 | 203.741 | 316.675 | 441.512 | 598.097 | 788.338 | 1007.196 | 1181.6699 | 1375.488 | 1581.047 | 1799.564 | 2003.201 | 2215.979 | 2320.634 | 2431.5501 | 2543.859 | 2662.8169 | 2785.4379 | 2910.14
Total excluding storage |  | 15536 | 15591 | 15591 | 15687.9207 | 16111.8366 | 16920.0267 | 16917.191 | 18358.4476 | 18364.734 | 18519.9414 | 20087.0041 | 22524.5202 | 22305.4868 | 22615.4784 | 24129.5924 | 24392.3514 | 25598.5476 | 25341.0368 | 25198.0368 | 27297.8619 | 27777.748
Region | Technology | 2021-22 | 2022-23 | 2023-24 | 2024-25 | 2025-26 | 2026-27 | 2027-28 | 2028-29 | 2029-30 | 2030-31 | 2031-32 | 2032-33 | 2033-34 | 2034-35 | 2035-36 | 2036-37 | 2037-38 | 2038-39 | 2039-40 | 2040-41 | 2041-42
VIC1 | Black Coal | 0 | 0 | 0 | 0 | 0 | 0 | 0 | 0 | 0 | 0 | 0 | 0 | 0 | 0 | 0 | 0 | 0 | 0 | 0 | 0 | 0
VIC1 | Brown Coal | 4820 | 4835 | 4835 | 3249.4719 | 3126.1695 | 1911.821 | 471.6644 | 0.001142 | 0.0011423 | 0.0011422 | 0.0011421 | 0.0011429 | 0.0011422 | 0.00018711 | 0.00011546 | 0 | 0 | 0 | 0 | 0 | 0
VIC1 | CCGT | 0 | 0 | 0 | 0 | 0 | 0 | 0 | 277.9224 | 277.9228 | 277.9228 | 277.9228 | 277.9228 | 277.9228 | 277.9228 | 277.9228 | 277.9228 | 277.9229 | 277.9229 | 277.9229 | 277.9229 | 277.9231
VIC1 | Gas - Steam | 500 | 500 | 500 | 500 | 500 | 500 | 500 | 500 | 500 | 500 | 500 | 500 | 500 | 500 | 500 | 500 | 500 | 500 | 0 | 0 | 0
VIC1 | OCGT / Diesel | 1900 | 1900 | 1900 | 1900 | 1900 | 1900 | 1900 | 1900 | 1900 | 1900 | 1900 | 1900 | 1730 | 1730 | 1730 | 1730 | 1730.0002 | 1730.0002 | 1290.0002 | 1290.0002 | 1301.4805
VIC1 | Hydro | 2219 | 2219 | 2219 | 2219 | 2219 | 2219 | 2219 | 2219 | 2219 | 2219 | 2219 | 2219 | 2219 | 2219 | 2219 | 2219 | 2219 | 2219 | 2219 | 2219 | 2219
VIC1 | Wind | 3818 | 3818 | 3818 | 4268 | 4268 | 5018.0003 | 5518.0012 | 6268.0011 | 7285.2439 | 7348.8028 | 8183.9586 | 8395.8337 | 9443.0703 | 9443.0703 | 9443.0703 | 9668.0011 | 11645.7107 | 11264.0212 | 11264.0212 | 11005.0214 | 11264.579
VIC1 | Solar PV | 1088 | 1088 | 1088 | 1088 | 1088 | 2267.9996 | 4267.9998 | 4267.9998 | 4267.9998 | 4267.9998 | 4267.9998 | 4267.9998 | 4267.9998 | 4267.9998 | 4267.9998 | 4267.9998 | 4667.9996 | 4667.9996 | 4667.9996 | 4667.9996 | 5768
VIC1 | LS Battery | 75 | 75 | 75 | 75 | 75 | 75.0006 | 75.0006 | 75.0006 | 75.0006 | 75.0006 | 75.0006 | 75.0006 | 20.0006 | 20.0006 | 20.0006 | 20.0006 | 20.0006 | 20.0006 | 20.0006 | 20.0006 | 20.0016
VIC1 | Pumped Hydro | 0 | 0 | 0 | 280.4891 | 280.6598 | 1294.6539 | 2400 | 2400 | 2400 | 2400 | 2400 | 2400 | 2400 | 2400 | 2400 | 2400 | 2400 | 2400 | 2400 | 2400 | 2400
VIC1 | VPP | 21.325 | 39.333 | 124.653 | 240.512 | 387.463 | 568.474 | 786.961 | 1024.836 | 1297.201 | 1508.3761 | 1741.758 | 1990.8499 | 2255.0251 | 2511.472 | 2773.6561 | 2913.049 | 3058.5721 | 3207.3251 | 3364.194 | 3523.546 | 3687.863
Total excluding storage |  | 14345 | 14360 | 14360 | 13224.4719 | 13101.1695 | 13816.8209 | 14876.6654 | 15432.9245 | 16450.1677 | 16513.7266 | 17348.8824 | 17560.7576 | 18437.9941 | 18437.9931 | 18437.993 | 18662.9238 | 21040.6334 | 20658.9439 | 19718.9439 | 19459.9441 | 20830.9826
Region | Technology | 2021-22 | 2022-23 | 2023-24 | 2024-25 | 2025-26 | 2026-27 | 2027-28 | 2028-29 | 2029-30 | 2030-31 | 2031-32 | 2032-33 | 2033-34 | 2034-35 | 2035-36 | 2036-37 | 2037-38 | 2038-39 | 2039-40 | 2040-41 | 2041-42
SA1 | Black Coal | 0 | 0 | 0 | 0 | 0 | 0 | 0 | 0 | 0 | 0 | 0 | 0 | 0 | 0 | 0 | 0 | 0 | 0 | 0 | 0 | 0
SA1 | Brown Coal | 0 | 0 | 0 | 0 | 0 | 0 | 0 | 0 | 0 | 0 | 0 | 0 | 0 | 0 | 0 | 0 | 0 | 0 | 0 | 0 | 0
SA1 | CCGT | 709 | 709 | 709 | 529 | 529 | 529 | 529 | 529 | 529 | 529 | 529 | 529 | 529 | 529 | 529 | 529 | 0 | 0 | 0 | 0 | 0
SA1 | Gas - Steam | 1280 | 1280 | 800 | 800 | 800 | 800 | 800 | 800 | 800 | 800 | 800 | 800 | 800 | 800 | 0 | 0 | 0 | 0 | 0 | 0 | 0
SA1 | OCGT / Diesel | 1315 | 1315 | 1315 | 1315 | 1315 | 1315 | 1315 | 1315 | 1315 | 932 | 932 | 663 | 663 | 663 | 583 | 583 | 752.3214 | 752.3214 | 752.3214 | 752.3214 | 752.3214
SA1 | Hydro | 0 | 0 | 0 | 0 | 0 | 0 | 0 | 0 | 0 | 0 | 0 | 0 | 0 | 0 | 0 | 0 | 0 | 0 | 0 | 0 | 0
SA1 | Wind | 2054 | 2140 | 2140 | 2237.9637 | 2237.9637 | 3144.0007 | 3111.0008 | 3543.2566 | 3793.9994 | 3816.8869 | 3816.8869 | 4062.4407 | 3868.4407 | 3868.4407 | 3646.4407 | 3461.442 | 3987.6277 | 3870.1865 | 4505.0283 | 4466.0283 | 4572.1791
SA1 | Solar PV | 353 | 353 | 353 | 353 | 353 | 516.7497 | 798.1138 | 798.1138 | 798.1138 | 798.1138 | 798.1138 | 1085.4167 | 1353.0002 | 1353.0002 | 1353.0002 | 1353.0002 | 1376.2809 | 1376.2809 | 1376.2809 | 1376.2809 | 1376.2813
SA1 | LS Battery | 205 | 205 | 205 | 205 | 205 | 626.1252 | 626.1252 | 626.1252 | 626.1252 | 596.1252 | 596.1252 | 596.1252 | 596.1252 | 571.1252 | 571.1252 | 571.1252 | 571.1252 | 571.1252 | 571.1252 | 571.1252 | 1077.1628
SA1 | Pumped Hydro | 0 | 0 | 0 | 0 | 0 | 0 | 0 | 0 | 0 | 0 | 0 | 0 | 0 | 0 | 0 | 0.00010673 | 0.0001261 | 0.0001262 | 0.00012762 | 0.00012785 | 0.00021738
SA1 | VPP | 19.108 | 37.433 | 64.042 | 100.939 | 139.006 | 181.29 | 233.207 | 295.748 | 367.725 | 418.77 | 476.54 | 537.83 | 602.483 | 656.359 | 712.614 | 743.766 | 776.579 | 809.532 | 844.201 | 879.819 | 916.083
Total excluding storage |  | 5711 | 5797 | 5317 | 5234.9637 | 5234.9637 | 6304.7503 | 6553.1147 | 6985.3705 | 7236.1132 | 6876.0007 | 6876.0007 | 7139.8575 | 7213.441 | 7213.441 | 6111.441 | 5926.4423 | 6116.23 | 5998.7888 | 6633.6305 | 6594.6306 | 6700.7818
Region | Technology | 2021-22 | 2022-23 | 2023-24 | 2024-25 | 2025-26 | 2026-27 | 2027-28 | 2028-29 | 2029-30 | 2030-31 | 2031-32 | 2032-33 | 2033-34 | 2034-35 | 2035-36 | 2036-37 | 2037-38 | 2038-39 | 2039-40 | 2040-41 | 2041-42
TAS1 | Black Coal | 0 | 0 | 0 | 0 | 0 | 0 | 0 | 0 | 0 | 0 | 0 | 0 | 0 | 0 | 0 | 0 | 0 | 0 | 0 | 0 | 0
TAS1 | Brown Coal | 0 | 0 | 0 | 0 | 0 | 0 | 0 | 0 | 0 | 0 | 0 | 0 | 0 | 0 | 0 | 0 | 0 | 0 | 0 | 0 | 0
TAS1 | CCGT | 208 | 208 | 208 | 208 | 208 | 208 | 208 | 208 | 208 | 208 | 208 | 208 | 208 | 208 | 208 | 208 | 208 | 208 | 208 | 208 | 208
TAS1 | Gas - Steam | 0 | 0 | 0 | 0 | 0 | 0 | 0 | 0 | 0 | 0 | 0 | 0 | 0 | 0 | 0 | 0 | 0 | 0 | 0 | 0 | 0
TAS1 | OCGT / Diesel | 178 | 178 | 178 | 178 | 178 | 178 | 178 | 178 | 178 | 178 | 178 | 178 | 178 | 178 | 178 | 178 | 178 | 178 | 178 | 58 | 58
TAS1 | Hydro | 2408.9 | 2408.9 | 2408.9 | 2408.9 | 2408.9 | 2408.9 | 2408.9 | 2408.9 | 2408.9 | 2408.9 | 2408.9 | 2408.9 | 2408.9 | 2408.9 | 2408.9 | 2408.9 | 2408.9 | 2408.9 | 2408.9 | 2408.9 | 2408.9
TAS1 | Wind | 687.3247 | 687.3247 | 857.3117 | 857.3117 | 998.7037 | 1135.8593 | 1273.0149 | 1410.1703 | 1547.3258 | 1688.6534 | 1829.5794 | 1966.7348 | 2103.8905 | 2241.0459 | 2378.2014 | 2515.357 | 2652.5124 | 2789.6674 | 2857.7248 | 2999.6563 | 2999.6563
TAS1 | Solar PV | 0 | 0 | 0 | 0 | 0 | 0 | 0.00017225 | 0.0001723 | 0.00017233 | 0.00017248 | 0.00017252 | 0.00017701 | 0.00017709 | 0.00017714 | 0.00017801 | 0.00021906 | 0.00044951 | 0.0012377 | 150 | 150 | 150
TAS1 | LS Battery | 0 | 0 | 0 | 0 | 0 | 0 | 0 | 0 | 0 | 0 | 0 | 0 | 0 | 0 | 0 | 0 | 0.0001057 | 0.00010603 | 0.00014108 | 0.0001416 | 0.00013086
TAS1 | Pumped Hydro | 0 | 0 | 0 | 0 | 0 | 0 | 0 | 0 | 0 | 0 | 0 | 0 | 0 | 0 | 0 | 0 | 0 | 0 | 0 | 0 | 0
TAS1 | VPP | 2.531 | 5.899 | 10.956 | 18.307 | 27.272 | 37.668 | 50.497 | 65.412 | 82.598 | 96.729 | 112.111 | 128.748 | 146.674 | 164.112 | 182.073 | 191.8 | 202.034 | 212.356 | 223.178 | 234.193 | 245.494
Total excluding storage |  | 3482.2247 | 3482.2247 | 3652.2117 | 3652.2117 | 3793.6037 | 3930.7593 | 4067.9151 | 4205.0705 | 4342.2259 | 4483.5536 | 4624.4796 | 4761.635 | 4898.7907 | 5035.9461 | 5173.1016 | 5310.2572 | 5447.4128 | 5584.5687 | 5802.6247 | 5824.5563 | 5824.5563
Explicitly modelled pumping
Region | Technology | 2021-22 | 2022-23 | 2023-24 | 2024-25 | 2025-26 | 2026-27 | 2027-28 | 2028-29 | 2029-30 | 2030-31 | 2031-32 | 2032-33 | 2033-34 | 2034-35 | 2035-36 | 2036-37 | 2037-38 | 2038-39 | 2039-40 | 2040-41 | 2041-42
NEM | LS Battery pump | 300 | 300 | 300 | 300 | 300 | 1730.9291 | 2010.8015 | 3387.9759 | 3387.9759 | 3357.9759 | 3357.9759 | 3357.9759 | 3302.9759 | 3277.9759 | 3277.9759 | 3277.9759 | 3277.976 | 3277.976 | 3277.976 | 3277.976 | 3784.0146
NEM | Pumped Hydro Pump | 1410 | 1410 | 1410 | 1690.4891 | 3730.6598 | 4744.6539 | 5850 | 5850.0002 | 5850.0002 | 5850.0002 | 6194.4325 | 7606.1022 | 7606.1022 | 7606.1022 | 7606.1022 | 8444.0209 | 8719.3109 | 8719.3109 | 9875.8575 | 9875.8575 | 10987.9601
NEM | VPP pump | 95.565 | 222.304 | 472.724 | 827.389 | 1275.464 | 1796.003 | 2438.396 | 3184.437 | 4042.566 | 4718.547 | 5463.892 | 6261.2279 | 7107.5971 | 7905.5149 | 8730.1272 | 9162.649 | 9618.3372 | 10079.154 | 10567.0661 | 11065.4949 | 11575.234
Region | Technology | 2021-22 | 2022-23 | 2023-24 | 2024-25 | 2025-26 | 2026-27 | 2027-28 | 2028-29 | 2029-30 | 2030-31 | 2031-32 | 2032-33 | 2033-34 | 2034-35 | 2035-36 | 2036-37 | 2037-38 | 2038-39 | 2039-40 | 2040-41 | 2041-42
NSW1 | LS Battery pump | 0 | 0 | 0 | 0 | 0 | 0.00045923 | 240.8394 | 367.5493 | 367.5493 | 367.5493 | 367.5493 | 367.5493 | 367.5493 | 367.5493 | 367.5493 | 367.5493 | 367.5493 | 367.5493 | 367.5493 | 367.5493 | 367.5493
NSW1 | Pumped Hydro Pump | 840 | 840 | 840 | 840 | 2880 | 2880 | 2880 | 2880 | 2880 | 2880 | 2880.0001 | 3619.9617 | 3619.9617 | 3619.9617 | 3619.9617 | 4457.8804 | 4733.1704 | 4733.1704 | 5289.5446 | 5289.5446 | 5688.5919
NSW1 | VPP pump | 33.809 | 82.709 | 156.761 | 263.89 | 405.048 | 567.059 | 769.634 | 1010.103 | 1287.846 | 1513.002 | 1757.995 | 2022.7529 | 2303.851 | 2570.3709 | 2845.8051 | 2993.4 | 3149.6021 | 3306.082 | 3472.6761 | 3642.4991 | 3815.654
Region | Technology | 2021-22 | 2022-23 | 2023-24 | 2024-25 | 2025-26 | 2026-27 | 2027-28 | 2028-29 | 2029-30 | 2030-31 | 2031-32 | 2032-33 | 2033-34 | 2034-35 | 2035-36 | 2036-37 | 2037-38 | 2038-39 | 2039-40 | 2040-41 | 2041-42
QLD1 | LS Battery pump | 20 | 20 | 20 | 20 | 20 | 1029.8028 | 1068.8363 | 2319.3008 | 2319.3008 | 2319.3008 | 2319.3008 | 2319.3008 | 2319.3008 | 2319.3008 | 2319.3008 | 2319.3008 | 2319.3008 | 2319.3008 | 2319.3008 | 2319.3008 | 2319.3008
QLD1 | Pumped Hydro Pump | 570 | 570 | 570 | 570 | 570 | 570 | 570 | 570.0002 | 570.0002 | 570.0002 | 914.4324 | 1586.1404 | 1586.1404 | 1586.1404 | 1586.1404 | 1586.1404 | 1586.1404 | 1586.1404 | 2186.3127 | 2186.3127 | 2899.368
QLD1 | VPP pump | 18.792 | 56.93 | 116.312 | 203.741 | 316.675 | 441.512 | 598.097 | 788.338 | 1007.196 | 1181.6699 | 1375.488 | 1581.047 | 1799.564 | 2003.201 | 2215.979 | 2320.634 | 2431.5501 | 2543.859 | 2662.8169 | 2785.4379 | 2910.14
Region | Technology | 2021-22 | 2022-23 | 2023-24 | 2024-25 | 2025-26 | 2026-27 | 2027-28 | 2028-29 | 2029-30 | 2030-31 | 2031-32 | 2032-33 | 2033-34 | 2034-35 | 2035-36 | 2036-37 | 2037-38 | 2038-39 | 2039-40 | 2040-41 | 2041-42
VIC1 | LS Battery pump | 75 | 75 | 75 | 75 | 75 | 75.0006 | 75.0006 | 75.0006 | 75.0006 | 75.0006 | 75.0006 | 75.0006 | 20.0006 | 20.0006 | 20.0006 | 20.0006 | 20.0006 | 20.0006 | 20.0006 | 20.0006 | 20.0016
VIC1 | Pumped Hydro Pump | 0 | 0 | 0 | 280.4891 | 280.6598 | 1294.6539 | 2400 | 2400 | 2400 | 2400 | 2400 | 2400 | 2400 | 2400 | 2400 | 2400 | 2400 | 2400 | 2400 | 2400 | 2400
VIC1 | VPP pump | 21.325 | 39.333 | 124.653 | 240.512 | 387.463 | 568.474 | 786.961 | 1024.836 | 1297.201 | 1508.3761 | 1741.758 | 1990.8499 | 2255.0251 | 2511.472 | 2773.6561 | 2913.049 | 3058.5721 | 3207.3251 | 3364.194 | 3523.546 | 3687.863
Region | Technology | 2021-22 | 2022-23 | 2023-24 | 2024-25 | 2025-26 | 2026-27 | 2027-28 | 2028-29 | 2029-30 | 2030-31 | 2031-32 | 2032-33 | 2033-34 | 2034-35 | 2035-36 | 2036-37 | 2037-38 | 2038-39 | 2039-40 | 2040-41 | 2041-42
SA1 | LS Battery pump | 205 | 205 | 205 | 205 | 205 | 626.1252 | 626.1252 | 626.1252 | 626.1252 | 596.1252 | 596.1252 | 596.1252 | 596.1252 | 571.1252 | 571.1252 | 571.1252 | 571.1252 | 571.1252 | 571.1252 | 571.1252 | 1077.1628
SA1 | Pumped Hydro Pump | 0 | 0 | 0 | 0 | 0 | 0 | 0 | 0 | 0 | 0 | 0 | 0 | 0 | 0 | 0 | 0.00010673 | 0.0001261 | 0.0001262 | 0.00012762 | 0.00012785 | 0.00021738
SA1 | VPP pump | 19.108 | 37.433 | 64.042 | 100.939 | 139.006 | 181.29 | 233.207 | 295.748 | 367.725 | 418.77 | 476.54 | 537.83 | 602.483 | 656.359 | 712.614 | 743.766 | 776.579 | 809.532 | 844.201 | 879.819 | 916.083
Region | Technology | 2021-22 | 2022-23 | 2023-24 | 2024-25 | 2025-26 | 2026-27 | 2027-28 | 2028-29 | 2029-30 | 2030-31 | 2031-32 | 2032-33 | 2033-34 | 2034-35 | 2035-36 | 2036-37 | 2037-38 | 2038-39 | 2039-40 | 2040-41 | 2041-42
TAS1 | LS Battery pump | 0 | 0 | 0 | 0 | 0 | 0 | 0 | 0 | 0 | 0 | 0 | 0 | 0 | 0 | 0 | 0 | 0.0001057 | 0.00010603 | 0.00014108 | 0.0001416 | 0.00013086
TAS1 | Pumped Hydro Pump | 0 | 0 | 0 | 0 | 0 | 0 | 0 | 0 | 0 | 0 | 0 | 0 | 0 | 0 | 0 | 0 | 0 | 0 | 0 | 0 | 0
TAS1 | VPP pump | 2.531 | 5.899 | 10.956 | 18.307 | 27.272 | 37.668 | 50.497 | 65.412 | 82.598 | 96.729 | 112.111 | 128.748 | 146.674 | 164.112 | 182.073 | 191.8 | 202.034 | 212.356 | 223.178 | 234.193 | 245.494
Non-controllable capacity
Region | Technology | 2021-22 | 2022-23 | 2023-24 | 2024-25 | 2025-26 | 2026-27 | 2027-28 | 2028-29 | 2029-30 | 2030-31 | 2031-32 | 2032-33 | 2033-34 | 2034-35 | 2035-36 | 2036-37 | 2037-38 | 2038-39 | 2039-40 | 2040-41 | 2041-42
NEM | Distributed PV | 14317.7356 | 16038.0317 | 18141.6625 | 20467.1628 | 22742.4627 | 24794.1362 | 27203.2648 | 29404.585 | 31633.6844 | 33722.4221 | 35881.7358 | 38229.6173 | 40526.8079 | 42201.4543 | 43959.2481 | 45343.5576 | 47243.3825 | 48591.0021 | 50017.1079 | 51711.9741 | 53139.0243
NEM | Behind the meter battery | 579.4577 | 1031.0387 | 1768.4027 | 2546.1777 | 3286.9147 | 3921.6237 | 4557.7626 | 5129.6256 | 5641.2567 | 6326.0198 | 7040.3706 | 7755.7347 | 8465.7337 | 9049.4997 | 9600.4117 | 9649.7217 | 9702.8895 | 9740.4287 | 9784.1325 | 9816.9557 | 9839.7728
NEM | Behind the meter battery pump | 579.4577 | 1031.0387 | 1768.4027 | 2546.1777 | 3286.9147 | 3921.6237 | 4557.7626 | 5129.6256 | 5641.2567 | 6326.0198 | 7040.3706 | 7755.7347 | 8465.7337 | 9049.4997 | 9600.4117 | 9649.7217 | 9702.8895 | 9740.4287 | 9784.1325 | 9816.9557 | 9839.7728
Region | Technology | 2021-22 | 2022-23 | 2023-24 | 2024-25 | 2025-26 | 2026-27 | 2027-28 | 2028-29 | 2029-30 | 2030-31 | 2031-32 | 2032-33 | 2033-34 | 2034-35 | 2035-36 | 2036-37 | 2037-38 | 2038-39 | 2039-40 | 2040-41 | 2041-42
NSW1 | Distributed PV | 4241.3829 | 4711.3319 | 5343.9405 | 6062.9209 | 6807.486 | 7463.937 | 8257.1661 | 9003.6689 | 9768.9282 | 10504.7979 | 11253.5547 | 12077.6261 | 12885.6859 | 13472.8481 | 14095.5227 | 14591.8154 | 15270.2051 | 15752.2725 | 16264.251 | 16864 | 17367.3523
NSW1 | Behind the meter battery | 203.5213 | 385.8493 | 584.9893 | 808.5723 | 1038.7303 | 1231.3074 | 1430.1443 | 1617.7273 | 1785.9803 | 2016.8083 | 2252.5393 | 2492.1973 | 2729.7153 | 2928.2515 | 3115.2053 | 3140.1863 | 3166.7363 | 3186.3523 | 3208.5303 | 3226.2913 | 3239.8923
NSW1 | Behind the meter battery pump | 203.5213 | 385.8493 | 584.9893 | 808.5723 | 1038.7303 | 1231.3074 | 1430.1443 | 1617.7273 | 1785.9803 | 2016.8083 | 2252.5393 | 2492.1973 | 2729.7153 | 2928.2515 | 3115.2053 | 3140.1863 | 3166.7363 | 3186.3523 | 3208.5303 | 3226.2913 | 3239.8923
Region | Technology | 2021-22 | 2022-23 | 2023-24 | 2024-25 | 2025-26 | 2026-27 | 2027-28 | 2028-29 | 2029-30 | 2030-31 | 2031-32 | 2032-33 | 2033-34 | 2034-35 | 2035-36 | 2036-37 | 2037-38 | 2038-39 | 2039-40 | 2040-41 | 2041-42
QLD1 | Distributed PV | 4265.744 | 4680.9516 | 5183.1304 | 5787.5574 | 6389.4727 | 6895.2299 | 7516.7694 | 8113.269 | 8718.3391 | 9285.1582 | 9878.2021 | 10523.7462 | 11158.6323 | 11620.782 | 12106.7961 | 12479.3207 | 13012.871 | 13376.0881 | 13757.3877 | 14223.626 | 14602.6743
QLD1 | Behind the meter battery | 112.9997 | 269.1257 | 441.4557 | 636.2708 | 828.8848 | 979.7717 | 1137.4507 | 1294.7498 | 1435.4037 | 1617.9778 | 1809.9158 | 1999.4127 | 2187.6277 | 2339.4106 | 2485.7607 | 2493.2378 | 2502.5776 | 2508.5327 | 2516.1506 | 2522.2578 | 2525.2717
QLD1 | Behind the meter battery pump | 112.9997 | 269.1257 | 441.4557 | 636.2708 | 828.8848 | 979.7717 | 1137.4507 | 1294.7498 | 1435.4037 | 1617.9778 | 1809.9158 | 1999.4127 | 2187.6277 | 2339.4106 | 2485.7607 | 2493.2378 | 2502.5776 | 2508.5327 | 2516.1506 | 2522.2578 | 2525.2717
Region | Technology | 2021-22 | 2022-23 | 2023-24 | 2024-25 | 2025-26 | 2026-27 | 2027-28 | 2028-29 | 2029-30 | 2030-31 | 2031-32 | 2032-33 | 2033-34 | 2034-35 | 2035-36 | 2036-37 | 2037-38 | 2038-39 | 2039-40 | 2040-41 | 2041-42
VIC1 | Distributed PV | 3672.0127 | 4323.9168 | 5053.769 | 5790.9588 | 6520.7274 | 7238.1152 | 8018.1381 | 8676.475 | 9331.2351 | 9932.0548 | 10554.2346 | 11213.8539 | 11851.77 | 12333.99 | 12826.3418 | 13223.2949 | 13731.8735 | 14116.3628 | 14523.5542 | 14994.7249 | 15411.9817
VIC1 | Behind the meter battery | 127.8803 | 169.8963 | 458.6764 | 733.4774 | 991.5743 | 1234.7513 | 1463.3203 | 1639.2893 | 1795.5123 | 2004.5533 | 2224.0112 | 2443.1914 | 2661.1284 | 2848.6934 | 3022.4214 | 3038.0483 | 3053.5933 | 3065.3804 | 3078.7153 | 3087.8074 | 3095.0745
VIC1 | Behind the meter battery pump | 127.8803 | 169.8963 | 458.6764 | 733.4774 | 991.5743 | 1234.7513 | 1463.3203 | 1639.2893 | 1795.5123 | 2004.5533 | 2224.0112 | 2443.1914 | 2661.1284 | 2848.6934 | 3022.4214 | 3038.0483 | 3053.5933 | 3065.3804 | 3078.7153 | 3087.8074 | 3095.0745
Region | Technology | 2021-22 | 2022-23 | 2023-24 | 2024-25 | 2025-26 | 2026-27 | 2027-28 | 2028-29 | 2029-30 | 2030-31 | 2031-32 | 2032-33 | 2033-34 | 2034-35 | 2035-36 | 2036-37 | 2037-38 | 2038-39 | 2039-40 | 2040-41 | 2041-42
SA1 | Distributed PV | 1913.5206 | 2069.284 | 2265.9702 | 2481.53 | 2637.3888 | 2773.9861 | 2939.5508 | 3101.8464 | 3268.0304 | 3414.8693 | 3571.6486 | 3741.8128 | 3908.6521 | 4020.1996 | 4138.7558 | 4231.3834 | 4360.8052 | 4451.8956 | 4549.1459 | 4665.1984 | 4763.3252
SA1 | Behind the meter battery | 119.4801 | 177.9751 | 241.3261 | 310.2571 | 355.8901 | 391.6861 | 430.2571 | 469.9121 | 506.1151 | 553.7061 | 605.8841 | 657.6341 | 708.5131 | 741.0171 | 772.3381 | 771.6461 | 771.4251 | 770.0601 | 769.0871 | 767.7171 | 765.6371
SA1 | Behind the meter battery pump | 119.4801 | 177.9751 | 241.3261 | 310.2571 | 355.8901 | 391.6861 | 430.2571 | 469.9121 | 506.1151 | 553.7061 | 605.8841 | 657.6341 | 708.5131 | 741.0171 | 772.3381 | 771.6461 | 771.4251 | 770.0601 | 769.0871 | 767.7171 | 765.6371
Region | Technology | 2021-22 | 2022-23 | 2023-24 | 2024-25 | 2025-26 | 2026-27 | 2027-28 | 2028-29 | 2029-30 | 2030-31 | 2031-32 | 2032-33 | 2033-34 | 2034-35 | 2035-36 | 2036-37 | 2037-38 | 2038-39 | 2039-40 | 2040-41 | 2041-42
TAS1 | Distributed PV | 225.0754 | 252.5473 | 294.8524 | 344.1958 | 387.3879 | 422.8681 | 471.6404 | 509.3257 | 547.1516 | 585.5419 | 624.0958 | 672.5783 | 722.0675 | 753.6346 | 791.8317 | 817.7431 | 867.6277 | 894.3831 | 922.7691 | 964.4249 | 993.6908
TAS1 | Behind the meter battery | 15.5762 | 28.1922 | 41.9552 | 57.6002 | 71.8352 | 84.1072 | 96.5902 | 107.9472 | 118.2452 | 132.9742 | 148.0202 | 163.2992 | 178.7492 | 192.1272 | 204.6862 | 206.6032 | 208.5572 | 210.1032 | 211.6492 | 212.8822 | 213.8972
TAS1 | Behind the meter battery pump | 15.5762 | 28.1922 | 41.9552 | 57.6002 | 71.8352 | 84.1072 | 96.5902 | 107.9472 | 118.2452 | 132.9742 | 148.0202 | 163.2992 | 178.7492 | 192.1272 | 204.6862 | 206.6032 | 208.5572 | 210.1032 | 211.6492 | 212.8822 | 213.8972
Ernst & Young’s liability is limited by a scheme approved under Professional Standards Legislation

## BaseCase_VOM Cost
VOM cost by technology ($000s) - Base Case, Step Change Scenario
VOM | Real June 2019 dollars discounted to 1 July 2019
Explicitly modelled generation
Region | Technology | 2021-22 | 2022-23 | 2023-24 | 2024-25 | 2025-26 | 2026-27 | 2027-28 | 2028-29 | 2029-30 | 2030-31 | 2031-32 | 2032-33 | 2033-34 | 2034-35 | 2035-36 | 2036-37 | 2037-38 | 2038-39 | 2039-40 | 2040-41 | 2041-42
NEM | Black Coal | 339136.4287 | 309697.0522 | 293526.8741 | 251341.4816 | 191470.0285 | 129856.454 | 120866.7281 | 112224.082 | 97204.893 | 84456.4792 | 69388.9461 | 55848.3835 | 49765.3491 | 40198.1733 | 25342.6618 | 22053.7654 | 21740.7362 | 19581.3436 | 16811.9114 | 13427.1997 | 9868.483
NEM | Brown Coal | 101034.741 | 86706.8325 | 85874.605 | 58889.6252 | 53127.5928 | 28835.1507 | 7099.7367 | 0.018745 | 0.015732 | 0.015263 | 0.013541 | 0.0127 | 0.012449 | 0.0037726 | 0.0027314 | 0.0021906 | 0.0020036 | 0.0014012 | 0.0012706 | 0.0011853 | 0.0011653
NEM | CCGT | 14553.9586 | 13761.8957 | 12270.2206 | 22343.5052 | 16136.2852 | 14812.0753 | 12585.6146 | 17161.5285 | 19225.6785 | 20843.5132 | 21411.2875 | 18435.0741 | 22805.152 | 20313.2302 | 16798.7579 | 11615.9124 | 10757.0711 | 12699.084 | 11041.6477 | 11616.184 | 11267.9734
NEM | Gas - Steam | 2203.7523 | 1696.7246 | 1764.3968 | 582.0618 | 537.5821 | 517.4078 | 477.9716 | 437.4141 | 403.4404 | 465.0646 | 444.2694 | 576.4697 | 532.5595 | 656.5815 | 409.8412 | 359.7376 | 476.5393 | 577.0558 | 221.8109 | 355.0117 | 323.9624
NEM | OCGT / Diesel | 537.9006 | 521.1997 | 1063.1427 | 4926.2626 | 1758.7392 | 1427.753 | 618.3857 | 1153.9687 | 530.4127 | 2361.6847 | 3297.3952 | 3548.0884 | 2934.3729 | 3878.234 | 4462.0568 | 3322.6021 | 5152.477 | 5659.4632 | 10853.8891 | 14332.1428 | 12371.5917
NEM | Hydro | 84468.0465 | 83635.4936 | 73563.6151 | 83904.5902 | 85342.2152 | 75946.1535 | 69058.8208 | 72156.3273 | 60944.4956 | 53322.6634 | 46492.7916 | 42930.5521 | 42985.0459 | 39947.3115 | 35690.2656 | 32396.2916 | 34171.5025 | 28461.4408 | 23874.3447 | 21913.5528 | 20810.5119
NEM | Wind | 74667.6797 | 76602.4233 | 66762.4464 | 86165.2128 | 116628.4944 | 135499.7448 | 134360.036 | 130790.9071 | 131286.6917 | 132196.2405 | 133144.4034 | 128955.6358 | 122004.9412 | 126177.9783 | 125347.8959 | 126891.8005 | 120638.0826 | 114301.0356 | 109774.2005 | 98429.3658 | 94204.0722
NEM | Solar PV | 132.5242 | 130.8915 | 125.615 | 113.7171 | 103.2377 | 113.142 | 111.4329 | 95.726 | 95.7352 | 94.0657 | 91.172 | 90.3082 | 83.5156 | 76.2289 | 78.5104 | 73.1609 | 63.4242 | 62.799 | 62.1862 | 59.858 | 58.9413
NEM | LS Battery | 0.99505 | 0.99509 | 1.0242 | 1.191 | 1.0751 | 2.214 | 2.3939 | 3.1961 | 3.0645 | 2.8726 | 2.6894 | 2.6271 | 2.2938 | 1.9784 | 1.934 | 1.8106 | 1.6043 | 1.5821 | 1.3958 | 1.3563 | 1.4237
NEM | Pumped Hydro | 248.0091 | 511.6001 | 388.428 | 1709.8624 | 1624.2499 | 3148.8142 | 3305.3907 | 2709.201 | 2911.6954 | 3135.5965 | 3166.7106 | 2731.1225 | 2281.0931 | 1897.9367 | 2145.4901 | 1701.7056 | 1637.855 | 1365.8958 | 993.1507 | 1291.7582 | 1243.2569
NEM | VPP | 0.32171 | 0.77321 | 1.9375 | 4.6588 | 6.5145 | 7.6496 | 9.3855 | 10.9076 | 12.849 | 14.0236 | 14.7131 | 16.2261 | 17.015 | 17.0612 | 18.6762 | 18.3241 | 17.2981 | 17.1101 | 16.4514 | 15.8977 | 15.9673
Total excluding storage |  | 616735.0315 | 572752.5131 | 534950.9156 | 508266.4563 | 465104.1751 | 387007.881 | 345178.7263 | 334019.9724 | 309691.3628 | 293739.7265 | 274270.2787 | 250384.5244 | 241110.9487 | 231247.7416 | 208129.9923 | 196713.2727 | 192999.8347 | 181342.2235 | 172639.9917 | 160133.3159 | 148905.537
Region | Technology | 2021-22 | 2022-23 | 2023-24 | 2024-25 | 2025-26 | 2026-27 | 2027-28 | 2028-29 | 2029-30 | 2030-31 | 2031-32 | 2032-33 | 2033-34 | 2034-35 | 2035-36 | 2036-37 | 2037-38 | 2038-39 | 2039-40 | 2040-41 | 2041-42
NSW1 | Black Coal | 182439.3235 | 160565.7058 | 149666.602 | 144738.4395 | 96933.063 | 66018.4804 | 64486.8267 | 60279.4818 | 55768.9834 | 46907.2524 | 38579.4746 | 27074.6025 | 26704.2235 | 21064.9864 | 11171.274 | 9536.28 | 9716.322 | 9662.3265 | 8209.7198 | 8136.6432 | 7463.5878
NSW1 | Brown Coal | 0 | 0 | 0 | 0 | 0 | 0 | 0 | 0 | 0 | 0 | 0 | 0 | 0 | 0 | 0 | 0 | 0 | 0 | 0 | 0 | 0
NSW1 | CCGT | 216.2043 | 206.4107 | 599.6855 | 2995.9528 | 1920.1348 | 1461.7809 | 1268.3662 | 1930.5076 | 2564.7215 | 2952.7691 | 3063.4311 | 2649.513 | 3716.2327 | 3340.4709 | 2384.4079 | 1589.2622 | 2308.7775 | 3188.8496 | 2798.347 | 2853.7318 | 2810.8941
NSW1 | Gas - Steam | 0 | 0 | 0 | 0 | 0 | 0 | 0 | 0 | 0 | 0 | 0 | 0 | 0 | 0 | 0 | 0 | 0 | 0 | 0 | 0 | 0
NSW1 | OCGT / Diesel | 0.68858 | 7.0721 | 108.0932 | 291.5219 | 85.5006 | 217.1754 | 166.1446 | 366.7011 | 247.294 | 1086.2991 | 1349.2152 | 1924.6351 | 1886.0416 | 2399.0515 | 1936.8198 | 1408.9262 | 2008.5808 | 2943.8748 | 3750.8884 | 4592.7257 | 3784.7
NSW1 | Hydro | 12948.2605 | 11895.0714 | 10202.2031 | 13214.6257 | 12608.0939 | 13349.9474 | 12940.4314 | 16095.9353 | 12697.8646 | 11337.8914 | 11004.9175 | 9652.9174 | 10698.3262 | 10881.458 | 10548.993 | 9588.905 | 11303.4611 | 9057.9339 | 7471.9245 | 7121.816 | 6235.0636
NSW1 | Wind | 14232.8305 | 15700.4618 | 14067.5404 | 15944.9571 | 39760.917 | 41986.5723 | 38884.8409 | 34695.4802 | 30517.9623 | 37644.3073 | 36945.9433 | 38192.8892 | 34671.602 | 35254.8347 | 33639.4237 | 32498.7334 | 26268.2606 | 22655.0129 | 23056.9697 | 21560.5242 | 25339.1701
NSW1 | Solar PV | 49.2122 | 49.6552 | 47.1736 | 42.8815 | 38.5017 | 45.3937 | 43.5916 | 38.2935 | 37.3438 | 37.0401 | 35.2887 | 34.9426 | 32.9759 | 29.6892 | 31.3541 | 29.7471 | 27.3612 | 26.0362 | 26.2091 | 24.8826 | 23.8522
NSW1 | LS Battery | 3.5034e-08 | 3.9073e-08 | 3.9584e-08 | 4.138e-08 | 4.1384e-08 | 5.2884e-07 | 0.2103 | 0.28961 | 0.27225 | 0.26702 | 0.24213 | 0.23704 | 0.21821 | 0.19411 | 0.19477 | 0.18462 | 0.17512 | 0.16531 | 0.15508 | 0.14534 | 0.13586
NSW1 | Pumped Hydro | 71.6937 | 135.6691 | 125.8952 | 314.7194 | 207.7284 | 910.8418 | 1008.0481 | 952.0403 | 960.3235 | 1061.5487 | 1086.4667 | 978.7013 | 876.7277 | 682.2453 | 791.0231 | 622.3157 | 611.2983 | 492.7549 | 393.7248 | 461.2321 | 447.3356
NSW1 | VPP | 0.06491 | 0.17975 | 0.53576 | 1.531 | 2.0313 | 2.5351 | 2.9912 | 3.5244 | 4.1729 | 4.6586 | 4.9278 | 5.4895 | 5.9074 | 5.9913 | 6.4678 | 6.3507 | 6.1863 | 6.1197 | 5.9941 | 5.8453 | 5.7001
Total excluding storage |  | 209886.5196 | 188424.377 | 174691.2979 | 177228.3785 | 151346.211 | 123079.3502 | 117790.2016 | 113406.3995 | 101834.1696 | 99965.5593 | 90978.2704 | 79529.4996 | 77709.4017 | 72970.4908 | 59712.2726 | 54651.854 | 51632.7632 | 47534.0339 | 45314.0585 | 44290.3235 | 45657.2678
Region | Technology | 2021-22 | 2022-23 | 2023-24 | 2024-25 | 2025-26 | 2026-27 | 2027-28 | 2028-29 | 2029-30 | 2030-31 | 2031-32 | 2032-33 | 2033-34 | 2034-35 | 2035-36 | 2036-37 | 2037-38 | 2038-39 | 2039-40 | 2040-41 | 2041-42
QLD1 | Black Coal | 156697.1052 | 149131.3464 | 143860.2721 | 106603.0421 | 94536.9655 | 63837.9736 | 56379.9013 | 51944.6001 | 41435.9096 | 37549.2269 | 30809.4715 | 28773.781 | 23061.1256 | 19133.1869 | 14171.3878 | 12517.4854 | 12024.4142 | 9919.0171 | 8602.1916 | 5290.5565 | 2404.8952
QLD1 | Brown Coal | 0 | 0 | 0 | 0 | 0 | 0 | 0 | 0 | 0 | 0 | 0 | 0 | 0 | 0 | 0 | 0 | 0 | 0 | 0 | 0 | 0
QLD1 | CCGT | 7171.2333 | 6803.7883 | 7159.9311 | 12918.7482 | 8421.166 | 10482.6754 | 8986.2763 | 8093.2831 | 9261.7025 | 9858.6675 | 10587.5158 | 8036.0069 | 11392.797 | 9336.8062 | 8412.2155 | 5066.1982 | 5367.545 | 6185.6708 | 5145.249 | 5802.1066 | 5637.6074
QLD1 | Gas - Steam | 236.9758 | 226.9353 | 425.6249 | 398.6007 | 371.5548 | 354.8034 | 334.1337 | 312.5213 | 296.39 | 279.6515 | 265.455 | 247.6808 | 344.3549 | 259.1815 | 218.2442 | 199.0949 | 200.4022 | 250.4133 | 221.8109 | 355.0117 | 323.9624
QLD1 | OCGT / Diesel | 0.00039018 | 0.00036012 | 0.00035873 | 156.5387 | 98.8171 | 316.2062 | 195.9987 | 293.3353 | 241.1744 | 717.8687 | 1327.4772 | 364.6559 | 415.8603 | 78.452 | 756.9564 | 575.2764 | 731.0126 | 550.5278 | 1705.4494 | 2862.5801 | 1903.1904
QLD1 | Hydro | 4402.0671 | 4152.2824 | 3922.4199 | 3690.8461 | 3472.846 | 3286.0905 | 3106.9188 | 2912.8324 | 2739.0074 | 2586.218 | 2446.1748 | 2294.6054 | 2162.9967 | 1995.4539 | 1846.2616 | 1717.8063 | 543.2005 | 519.1617 | 387.1539 | 409.8293 | 396.9368
QLD1 | Wind | 14201.114 | 12776.1473 | 11382.8103 | 26178.0489 | 33726.9139 | 40412.1964 | 41434.7037 | 42492.384 | 43107.2018 | 40841.1818 | 37941.9755 | 40178.2214 | 36069.7809 | 41693.6115 | 42460.5094 | 46225.0163 | 46124.3037 | 44376.1875 | 42555.7162 | 33794.7192 | 31999.7312
QLD1 | Solar PV | 52.6354 | 52.3545 | 50.2283 | 45.3746 | 41.8335 | 42.9523 | 40.4482 | 33.2765 | 34.7942 | 34.3423 | 34.8428 | 34.3588 | 31.4459 | 29.0642 | 29.8305 | 26.7568 | 21.1628 | 22.0817 | 21.7053 | 22.0982 | 21.8006
QLD1 | LS Battery | 0.13162 | 0.095017 | 0.13952 | 0.21372 | 0.19852 | 1.112 | 1.0928 | 1.9091 | 1.859 | 1.7334 | 1.6777 | 1.6213 | 1.476 | 1.315 | 1.2848 | 1.1734 | 1.0332 | 1.0274 | 0.89334 | 0.90893 | 0.84581
QLD1 | Pumped Hydro | 176.3154 | 375.931 | 262.5328 | 1394.0195 | 1415.5586 | 2234.084 | 2290.8235 | 1751.2679 | 1945.6705 | 2068.566 | 2075.0385 | 1747.501 | 1399.7832 | 1211.4104 | 1350.3683 | 1075.5528 | 1023.0389 | 869.7504 | 596.2758 | 827.5977 | 793.1585
QLD1 | VPP | 0.082305 | 0.21793 | 0.52906 | 1.1649 | 1.684 | 2.0574 | 2.53 | 2.8901 | 3.4643 | 3.7408 | 4.0197 | 4.355 | 4.6772 | 4.8391 | 5.0471 | 4.9201 | 4.647 | 4.6458 | 4.3745 | 4.3619 | 4.2761
Total excluding storage |  | 182761.1312 | 173142.8546 | 166801.2869 | 149991.1993 | 140670.0968 | 118732.8978 | 110478.3807 | 106082.2327 | 97116.1799 | 91867.1565 | 83412.9127 | 79929.3101 | 73478.3614 | 72525.7562 | 67895.4054 | 66327.6343 | 65012.041 | 61823.0599 | 58639.2764 | 48536.9016 | 42688.124
Region | Technology | 2021-22 | 2022-23 | 2023-24 | 2024-25 | 2025-26 | 2026-27 | 2027-28 | 2028-29 | 2029-30 | 2030-31 | 2031-32 | 2032-33 | 2033-34 | 2034-35 | 2035-36 | 2036-37 | 2037-38 | 2038-39 | 2039-40 | 2040-41 | 2041-42
VIC1 | Black Coal | 0 | 0 | 0 | 0 | 0 | 0 | 0 | 0 | 0 | 0 | 0 | 0 | 0 | 0 | 0 | 0 | 0 | 0 | 0 | 0 | 0
VIC1 | Brown Coal | 101034.741 | 86706.8325 | 85874.605 | 58889.6252 | 53127.5928 | 28835.1507 | 7099.7367 | 0.018745 | 0.015732 | 0.015263 | 0.013541 | 0.0127 | 0.012449 | 0.0037726 | 0.0027314 | 0.0021906 | 0.0020036 | 0.0014012 | 0.0012706 | 0.0011853 | 0.0011653
VIC1 | CCGT | 0.00025901 | 0.000239 | 0.00023524 | 0.0016152 | 0.0014485 | 0.0013064 | 0.0012081 | 4516.5365 | 4449.515 | 4816.5955 | 4618.5425 | 4475.676 | 4350.635 | 4069.9465 | 3618.0932 | 3017.1545 | 3080.5145 | 3324.5632 | 3098.0268 | 2960.3452 | 2816.7808
VIC1 | Gas - Steam | 21.73 | 19.484 | 25.519 | 43.5061 | 36.7262 | 40.6766 | 28.2185 | 13.8714 | 4.3576 | 88.6857 | 86.3496 | 201.7762 | 104.9781 | 250.0997 | 191.597 | 160.6427 | 276.1371 | 326.6425 | 0 | 0 | 0
VIC1 | OCGT / Diesel | 118.1339 | 101.5733 | 182.0369 | 3549.8395 | 941.7576 | 562.6597 | 150.7357 | 103.3426 | 17.3835 | 118.2544 | 126.7922 | 607.991 | 80.2287 | 489.0557 | 1013.6463 | 791.8024 | 1266.9643 | 941.5605 | 3861.5799 | 4937.9197 | 4962.5233
VIC1 | Hydro | 17538.5042 | 16484.5218 | 14257.6668 | 16759.8423 | 16151.8948 | 14464.7333 | 13727.6467 | 16412.625 | 12878.7215 | 10414.6271 | 9890.4346 | 8415.0743 | 9824.9018 | 9517.9706 | 8590.8664 | 8110.3327 | 9726.0888 | 7584.4332 | 6181.604 | 5811.4641 | 4993.6287
VIC1 | Wind | 26119.5429 | 27801.0081 | 22579.722 | 24825.1781 | 23852.8741 | 27819.9296 | 29367.6571 | 29206.7083 | 32839.4427 | 30000.359 | 33514.6108 | 28265.9936 | 30240.4629 | 29329.9925 | 29387.5303 | 28899.9365 | 29485.5524 | 28761.9274 | 26316.9664 | 25880.8341 | 21424.7713
VIC1 | Solar PV | 23.0065 | 21.6108 | 21.2358 | 19.1809 | 17.1215 | 18.9431 | 21.308 | 18.7637 | 18.2923 | 17.6459 | 16.3288 | 16.1748 | 14.4553 | 13.1538 | 13.1244 | 12.5745 | 11.2799 | 11.1203 | 10.766 | 9.7325 | 10.2727
VIC1 | LS Battery | 0.13099 | 0.17351 | 0.16735 | 0.27479 | 0.24364 | 0.19769 | 0.1942 | 0.16782 | 0.16054 | 0.15393 | 0.13659 | 0.13677 | 0.022651 | 0.018927 | 0.01984 | 0.018672 | 0.015894 | 0.015093 | 0.013691 | 0.012351 | 0.012221
VIC1 | Pumped Hydro | 0 | 0 | 7.3506e-08 | 1.1235 | 0.96285 | 3.8884 | 6.5191 | 5.8928 | 5.7014 | 5.4818 | 5.2054 | 4.9202 | 4.5821 | 4.2811 | 4.0987 | 3.837 | 3.5177 | 3.3905 | 3.1501 | 2.9284 | 2.7628
VIC1 | VPP | 0.058715 | 0.13415 | 0.47337 | 1.3728 | 2.0308 | 2.2082 | 2.8634 | 3.3087 | 3.8216 | 4.1427 | 4.181 | 4.6632 | 4.6175 | 4.436 | 5.2858 | 5.2037 | 4.7501 | 4.6374 | 4.4377 | 4.1649 | 4.4515
Total excluding storage |  | 144855.6588 | 131135.0306 | 122940.7858 | 104087.1736 | 94127.9684 | 71742.0943 | 50395.304 | 50271.8663 | 50207.7285 | 45456.1829 | 48253.072 | 41982.6986 | 44615.6743 | 43670.2226 | 42814.8602 | 40992.4455 | 43846.5389 | 40950.2485 | 39468.9444 | 39600.2968 | 34207.978
Region | Technology | 2021-22 | 2022-23 | 2023-24 | 2024-25 | 2025-26 | 2026-27 | 2027-28 | 2028-29 | 2029-30 | 2030-31 | 2031-32 | 2032-33 | 2033-34 | 2034-35 | 2035-36 | 2036-37 | 2037-38 | 2038-39 | 2039-40 | 2040-41 | 2041-42
SA1 | Black Coal | 0 | 0 | 0 | 0 | 0 | 0 | 0 | 0 | 0 | 0 | 0 | 0 | 0 | 0 | 0 | 0 | 0 | 0 | 0 | 0 | 0
SA1 | Brown Coal | 0 | 0 | 0 | 0 | 0 | 0 | 0 | 0 | 0 | 0 | 0 | 0 | 0 | 0 | 0 | 0 | 0 | 0 | 0 | 0 | 0
SA1 | CCGT | 7166.5204 | 6751.6962 | 4510.6036 | 6428.8023 | 5791.3872 | 2867.6174 | 2330.9707 | 2621.2012 | 2949.7394 | 3215.481 | 3141.798 | 3266.4477 | 3345.4872 | 3566.0064 | 2384.0412 | 1943.1907 | 0.000278 | 0.00026735 | 0.00025023 | 0.00023811 | 0.00026676
SA1 | Gas - Steam | 1945.0465 | 1450.3053 | 1313.2529 | 139.955 | 129.3011 | 121.9278 | 115.6195 | 111.0215 | 102.6928 | 96.7274 | 92.4647 | 127.0127 | 83.2264 | 147.3003 | 0 | 0 | 0 | 0 | 0 | 0 | 0
SA1 | OCGT / Diesel | 419.0775 | 412.5538 | 773.012 | 928.3623 | 632.6638 | 331.7115 | 105.5065 | 390.5895 | 24.5607 | 439.2625 | 493.9104 | 650.8063 | 552.2422 | 911.6746 | 754.6342 | 546.597 | 1145.9191 | 1223.5001 | 1535.9713 | 1938.9173 | 1720.8313
SA1 | Hydro | 0 | 0 | 0 | 0 | 0 | 0 | 0 | 0 | 0 | 0 | 0 | 0 | 0 | 0 | 0 | 0 | 0 | 0 | 0 | 0 | 0
SA1 | Wind | 14715.1974 | 14617.8618 | 12256.3248 | 13231.5039 | 12059.2895 | 17317.89 | 15998.2764 | 15785.6911 | 15986.2485 | 14939.7341 | 15114.1521 | 13260.9111 | 12161.0874 | 10765.3439 | 10857.317 | 10128.0557 | 10294.5702 | 10071.9904 | 10323.6314 | 9832.315 | 8728.3727
SA1 | Solar PV | 7.67 | 7.271 | 6.9773 | 6.2801 | 5.7809 | 5.8529 | 6.085 | 5.3923 | 5.3048 | 5.0375 | 4.7117 | 4.832 | 4.6385 | 4.3218 | 4.2014 | 4.0825 | 3.6203 | 3.5609 | 3.4133 | 3.0591 | 2.934
SA1 | LS Battery | 0.73245 | 0.72656 | 0.71735 | 0.70252 | 0.63292 | 0.90427 | 0.89661 | 0.8295 | 0.77265 | 0.71826 | 0.63296 | 0.63194 | 0.57692 | 0.45038 | 0.43466 | 0.43388 | 0.38009 | 0.37426 | 0.33373 | 0.28967 | 0.42977
SA1 | Pumped Hydro | 0 | 0 | 5.1657e-08 | 4.8347e-08 | 4.7332e-08 | 5.3904e-08 | 5.7452e-08 | 5.8184e-08 | 6.3242e-08 | 7.0435e-08 | 7.7659e-08 | 9.9744e-08 | 9.3471e-08 | 8.8055e-08 | 9.5605e-08 | 1.4672e-07 | 1.6346e-07 | 1.5653e-07 | 1.5285e-07 | 1.4535e-07 | 2.2059e-07
SA1 | VPP | 0.11408 | 0.22941 | 0.38442 | 0.57707 | 0.72985 | 0.76986 | 0.88596 | 1.0566 | 1.2316 | 1.2834 | 1.3561 | 1.4661 | 1.5453 | 1.5292 | 1.589 | 1.5546 | 1.4662 | 1.4544 | 1.4044 | 1.2857 | 1.2963
Total excluding storage |  | 24253.5119 | 23239.6881 | 18860.1704 | 20734.9035 | 18618.4226 | 20644.9996 | 18556.4581 | 18913.8957 | 19068.5462 | 18696.2425 | 18847.0369 | 17310.0098 | 16146.6816 | 15394.647 | 14000.1938 | 12621.9258 | 11444.1099 | 11299.0517 | 11863.0162 | 11774.2917 | 10452.1383
Region | Technology | 2021-22 | 2022-23 | 2023-24 | 2024-25 | 2025-26 | 2026-27 | 2027-28 | 2028-29 | 2029-30 | 2030-31 | 2031-32 | 2032-33 | 2033-34 | 2034-35 | 2035-36 | 2036-37 | 2037-38 | 2038-39 | 2039-40 | 2040-41 | 2041-42
TAS1 | Black Coal | 0 | 0 | 0 | 0 | 0 | 0 | 0 | 0 | 0 | 0 | 0 | 0 | 0 | 0 | 0 | 0 | 0 | 0 | 0 | 0 | 0
TAS1 | Brown Coal | 0 | 0 | 0 | 0 | 0 | 0 | 0 | 0 | 0 | 0 | 0 | 0 | 0 | 0 | 0 | 0 | 0 | 0 | 0 | 0 | 0
TAS1 | CCGT | 0.00027993 | 0.00024505 | 0.00024685 | 0.00023599 | 3.5957 | 0.00015876 | 0.00015176 | 0.00014349 | 0.00013709 | 0.00014313 | 0.00012462 | 7.4306 | 0.00012189 | 0.00012076 | 0.00011914 | 0.10678 | 0.23377 | 0.00011922 | 0.024585 | 0.00011634 | 2.6908
TAS1 | Gas - Steam | 0 | 0 | 0 | 0 | 0 | 0 | 0 | 0 | 0 | 0 | 0 | 0 | 0 | 0 | 0 | 0 | 0 | 0 | 0 | 0 | 0
TAS1 | OCGT / Diesel | 0.00019827 | 0.0001713 | 0.00017863 | 0.00017774 | 0.00011553 | 0.00011227 | 0.0001092 | 0.00010341 | 9.9845e-05 | 9.9134e-05 | 9.5682e-05 | 9.5642e-05 | 9.4656e-05 | 9.3535e-05 | 9.3973e-05 | 9.2323e-05 | 9.397e-05 | 9.3296e-05 | 9.222e-05 | 6.0583e-05 | 0.34664
TAS1 | Hydro | 49579.2147 | 51103.618 | 45181.3253 | 50239.2761 | 53109.3805 | 44845.3822 | 39283.8239 | 36734.9346 | 32628.9021 | 28983.9269 | 23151.2647 | 22567.955 | 20298.8213 | 17552.4291 | 14704.1446 | 12979.2477 | 12598.7521 | 11299.9119 | 9833.6623 | 8570.4433 | 9184.8827
TAS1 | Wind | 5398.9949 | 5706.9444 | 6476.0489 | 5985.5248 | 7228.4999 | 7963.1566 | 8674.5579 | 8610.6435 | 8835.8363 | 8770.6583 | 9627.7217 | 9057.6206 | 8862.0082 | 9134.1957 | 9003.1155 | 9140.0586 | 8465.3957 | 8435.9174 | 7520.9168 | 7360.9733 | 6712.027
TAS1 | Solar PV | 6.6957e-09 | 6.2027e-09 | 8.0358e-09 | 1.1329e-08 | 8.5261e-09 | 5.0515e-08 | 1.6809e-07 | 1.5822e-07 | 1.5811e-07 | 1.4468e-07 | 1.318e-07 | 1.2793e-07 | 1.2065e-07 | 9.9565e-08 | 1.0123e-07 | 1.162e-07 | 2.5166e-07 | 7.6153e-07 | 0.09245 | 0.085535 | 0.081749
TAS1 | LS Battery | 3.623e-08 | 4.3383e-08 | 4.2176e-08 | 4.3261e-08 | 6.0002e-08 | 2.1317e-07 | 2.0963e-07 | 2.015e-07 | 1.9192e-07 | 1.8309e-07 | 1.7697e-07 | 1.6697e-07 | 1.5884e-07 | 1.5237e-07 | 1.456e-07 | 1.38e-07 | 1.5851e-07 | 1.5069e-07 | 1.8722e-07 | 1.7858e-07 | 1.564e-07
TAS1 | Pumped Hydro | 0 | 0 | 1.1877e-07 | 1.1746e-07 | 1.7645e-07 | 1.8368e-07 | 1.8853e-07 | 1.9033e-07 | 1.9143e-07 | 1.9503e-07 | 2.0013e-07 | 2.0217e-07 | 2.0046e-07 | 2.0408e-07 | 2.0808e-07 | 2.1027e-07 | 2.5596e-07 | 2.4288e-07 | 2.7431e-07 | 2.6091e-07 | 2.4601e-07
TAS1 | VPP | 0.0017015 | 0.011963 | 0.01493 | 0.013141 | 0.038491 | 0.079066 | 0.11487 | 0.1277 | 0.15867 | 0.19812 | 0.22851 | 0.25236 | 0.26771 | 0.26575 | 0.28656 | 0.29501 | 0.24843 | 0.25278 | 0.24075 | 0.23984 | 0.24325
Total excluding storage |  | 54978.2101 | 56810.5628 | 51657.3746 | 56224.8014 | 60341.4763 | 52808.5391 | 47958.3821 | 45345.5784 | 41464.7386 | 37754.5854 | 32778.9867 | 31633.0062 | 29160.8297 | 26686.625 | 23707.2603 | 22119.4131 | 21064.3817 | 19735.8295 | 17354.6962 | 15931.5023 | 15900.0289
Explicitly modelled pumping
Region | Technology | 2021-22 | 2022-23 | 2023-24 | 2024-25 | 2025-26 | 2026-27 | 2027-28 | 2028-29 | 2029-30 | 2030-31 | 2031-32 | 2032-33 | 2033-34 | 2034-35 | 2035-36 | 2036-37 | 2037-38 | 2038-39 | 2039-40 | 2040-41 | 2041-42
NEM | LS Battery pump | 1.2238 | 1.2325 | 1.2607 | 1.4705 | 1.3298 | 1.1227 | 1.1084 | 0.98263 | 0.9361 | 0.86633 | 0.77705 | 0.76974 | 0.56392 | 0.41879 | 0.42011 | 0.40812 | 0.34963 | 0.35065 | 0.29995 | 0.28042 | 0.25498
NEM | Pumped Hydro Pump | 622.047 | 1564.1631 | 1243.4427 | 4025.0509 | 3328.0643 | 8381.8411 | 9093.3728 | 8317.1498 | 8800.8072 | 10166.1459 | 10588.056 | 9558.2058 | 8529.1795 | 8116.153 | 9343.2802 | 8163.6086 | 7697.8861 | 6821.8527 | 5935.2206 | 6620.6609 | 5924.1731
NEM | VPP pump | 0.37852 | 0.91255 | 2.277 | 5.4817 | 7.6778 | 8.986 | 11.0604 | 12.8151 | 15.1254 | 16.499 | 17.3333 | 19.0664 | 20.0307 | 20.0694 | 21.9595 | 21.5603 | 20.3856 | 20.1326 | 19.3191 | 18.7604 | 18.7303
Region | Technology | 2021-22 | 2022-23 | 2023-24 | 2024-25 | 2025-26 | 2026-27 | 2027-28 | 2028-29 | 2029-30 | 2030-31 | 2031-32 | 2032-33 | 2033-34 | 2034-35 | 2035-36 | 2036-37 | 2037-38 | 2038-39 | 2039-40 | 2040-41 | 2041-42
NSW1 | LS Battery pump | 0 | 0 | 0 | 0 | 0 | 0 | 0 | 0 | 0 | 0 | 0 | 0 | 0 | 0 | 0 | 0 | 0 | 0 | 0 | 0 | 0
NSW1 | Pumped Hydro Pump | 378.6289 | 1008.3601 | 886.0532 | 2033.1778 | 1290.1629 | 5205.1966 | 5820.42 | 5814.9763 | 6020.9594 | 7210.7521 | 7613.388 | 7065.6956 | 6530.7447 | 6387.2095 | 7425.0008 | 6628.7506 | 6230.2523 | 5588.5981 | 5085.6522 | 5434.3411 | 4800.7169
NSW1 | VPP pump | 0.076378 | 0.21292 | 0.62895 | 1.8017 | 2.3921 | 2.9798 | 3.5244 | 4.1413 | 4.9096 | 5.481 | 5.8135 | 6.4427 | 6.9502 | 7.0587 | 7.5998 | 7.4719 | 7.2982 | 7.1922 | 7.0404 | 6.896 | 6.6877
Region | Technology | 2021-22 | 2022-23 | 2023-24 | 2024-25 | 2025-26 | 2026-27 | 2027-28 | 2028-29 | 2029-30 | 2030-31 | 2031-32 | 2032-33 | 2033-34 | 2034-35 | 2035-36 | 2036-37 | 2037-38 | 2038-39 | 2039-40 | 2040-41 | 2041-42
QLD1 | LS Battery pump | 0.16164 | 0.11779 | 0.1718 | 0.26386 | 0.24576 | 0.21904 | 0.20945 | 0.17106 | 0.17192 | 0.1572 | 0.15496 | 0.14332 | 0.12439 | 0.10525 | 0.11616 | 0.10207 | 0.086211 | 0.089492 | 0.07023 | 0.079718 | 0.072414
QLD1 | Pumped Hydro Pump | 243.4182 | 555.8031 | 357.3895 | 1991.8731 | 2037.9014 | 3176.6445 | 3272.9528 | 2502.1735 | 2779.8478 | 2955.3938 | 2974.668 | 2492.5102 | 1998.4348 | 1728.9435 | 1918.2794 | 1534.858 | 1467.6338 | 1233.2546 | 849.5684 | 1186.3198 | 1123.4562
QLD1 | VPP pump | 0.096837 | 0.25641 | 0.62246 | 1.3705 | 1.9857 | 2.4161 | 2.9767 | 3.4003 | 4.0759 | 4.4011 | 4.7417 | 5.1115 | 5.5029 | 5.6962 | 5.9352 | 5.7886 | 5.4826 | 5.4507 | 5.1467 | 5.1463 | 5.0167
Region | Technology | 2021-22 | 2022-23 | 2023-24 | 2024-25 | 2025-26 | 2026-27 | 2027-28 | 2028-29 | 2029-30 | 2030-31 | 2031-32 | 2032-33 | 2033-34 | 2034-35 | 2035-36 | 2036-37 | 2037-38 | 2038-39 | 2039-40 | 2040-41 | 2041-42
VIC1 | LS Battery pump | 0.16065 | 0.21521 | 0.20565 | 0.33926 | 0.30163 | 0.24326 | 0.24049 | 0.20647 | 0.19887 | 0.18969 | 0.16864 | 0.16863 | 0.028013 | 0.023265 | 0.024495 | 0.023054 | 0.019624 | 0.018713 | 0.016826 | 0.015318 | 0.015019
VIC1 | Pumped Hydro Pump | 0 | 0 | 0 | 0 | 0 | 0 | 0 | 0 | 0 | 0 | 0 | 0 | 0 | 0 | 0 | 0 | 0 | 0 | 0 | 0 | 0
VIC1 | VPP pump | 0.069085 | 0.1585 | 0.55629 | 1.6151 | 2.3948 | 2.5926 | 3.3786 | 3.8833 | 4.4997 | 4.8782 | 4.9139 | 5.4891 | 5.4454 | 5.2019 | 6.219 | 6.1224 | 5.5888 | 5.4752 | 5.2023 | 4.9185 | 5.2193
Region | Technology | 2021-22 | 2022-23 | 2023-24 | 2024-25 | 2025-26 | 2026-27 | 2027-28 | 2028-29 | 2029-30 | 2030-31 | 2031-32 | 2032-33 | 2033-34 | 2034-35 | 2035-36 | 2036-37 | 2037-38 | 2038-39 | 2039-40 | 2040-41 | 2041-42
SA1 | LS Battery pump | 0.90155 | 0.8995 | 0.8832 | 0.86736 | 0.78244 | 0.66037 | 0.6584 | 0.6051 | 0.56531 | 0.51944 | 0.45345 | 0.45779 | 0.41151 | 0.29027 | 0.27945 | 0.283 | 0.24379 | 0.24244 | 0.2129 | 0.18539 | 0.16755
SA1 | Pumped Hydro Pump | 0 | 0 | 0 | 0 | 0 | 0 | 0 | 0 | 0 | 0 | 0 | 0 | 0 | 0 | 0 | 0 | 0 | 0 | 0 | 0 | 0
SA1 | VPP pump | 0.13422 | 0.27054 | 0.45164 | 0.67894 | 0.85973 | 0.90472 | 1.0451 | 1.2404 | 1.4528 | 1.5063 | 1.5953 | 1.7251 | 1.8179 | 1.7991 | 1.8695 | 1.829 | 1.7251 | 1.7158 | 1.6476 | 1.5172 | 1.5207
Region | Technology | 2021-22 | 2022-23 | 2023-24 | 2024-25 | 2025-26 | 2026-27 | 2027-28 | 2028-29 | 2029-30 | 2030-31 | 2031-32 | 2032-33 | 2033-34 | 2034-35 | 2035-36 | 2036-37 | 2037-38 | 2038-39 | 2039-40 | 2040-41 | 2041-42
TAS1 | LS Battery pump | 0 | 0 | 0 | 0 | 0 | 0 | 0 | 0 | 0 | 0 | 0 | 0 | 0 | 0 | 0 | 0 | 0 | 0 | 0 | 0 | 0
TAS1 | Pumped Hydro Pump | 0 | 0 | 0 | 0 | 0 | 0 | 0 | 0 | 0 | 0 | 0 | 0 | 0 | 0 | 0 | 0 | 0 | 0 | 0 | 0 | 0
TAS1 | VPP pump | 0.0020026 | 0.014176 | 0.017644 | 0.015419 | 0.045447 | 0.092736 | 0.13568 | 0.14971 | 0.18754 | 0.23224 | 0.26888 | 0.298 | 0.31429 | 0.3135 | 0.33589 | 0.34839 | 0.29101 | 0.29866 | 0.28201 | 0.2825 | 0.28589
Ernst & Young’s liability is limited by a scheme approved under Professional Standards Legislation

## BaseCase_FOM Cost
FOM cost by technology ($000s) - Base Case, Step Change Scenario
FOM | Real June 2019 dollars discounted to 1 July 2019. For new entrant capacity, the FOM is incurred annually in modelling. For existing capacity, FOM is considered to be a sunk cost, since the fixed retirement dates are assumed to be the same in the Base Case and the case with Marinus Link. As such, early retirements are presented as an annual FOM saving, or negative cost, that continues until the assumed fixed date retirement.
Explicitly modelled generation
Region | Technology | 2021-22 | 2022-23 | 2023-24 | 2024-25 | 2025-26 | 2026-27 | 2027-28 | 2028-29 | 2029-30 | 2030-31 | 2031-32 | 2032-33 | 2033-34 | 2034-35 | 2035-36 | 2036-37 | 2037-38 | 2038-39 | 2039-40 | 2040-41 | 2041-42
NEM | Black Coal | 0 | 0 | 0 | -108033.233 | 195249.3982 | -277757.2605 | -160218.0311 | -231569.2775 | -199469.8518 | -198651.888 | 2793.5755 | 213326.6325 | -150135.0787 | -151385.3572 | -82605.8288 | -64312.5899 | -39830.3694 | -42030.371 | -39794.3468 | -46651.8952 | -50207.2299
NEM | Brown Coal | 0 | 0 | 0 | -171596.8285 | -174715.1418 | -278484.2697 | -369599.6821 | -387331.4261 | -337142.4701 | -291343.5777 | -248438.5533 | -208132.05 | -196536.4022 | -185586.8231 | -175713.5704 | -165457.7154 | -156239.5624 | -147535.0188 | -139686.126 | -131533.0794 | -124204.9852
NEM | CCGT | 0.00030231 | 0.00028547 | 0.00029576 | 0.00072637 | 0.0006859 | 0.00064768 | 0.00061323 | 1670.7976 | 1577.7145 | 1489.8154 | 1410.5569 | 1328.2275 | 1254.228 | 1184.3513 | 1121.3436 | 1055.8942 | 997.0677 | 941.5181 | 891.4292 | 839.3992 | 792.6343
NEM | Gas - Steam | 0 | 0 | 0 | 0 | 0 | 0 | 0 | 0 | 0 | 0 | 0 | 0 | 0 | 0 | 0 | 0 | 0 | 0 | 0 | 0 | 0
NEM | OCGT / Diesel | 0.00013282 | 0.00013044 | 0.00013324 | 0.00013134 | 0.00013154 | 0.00012669 | 0.00012334 | 0.00013938 | 0.00014114 | 0.00013736 | 0.00013398 | 0.00018573 | 0.00017673 | 0.00016825 | 0.00016326 | 0.00029954 | 1391.1806 | 1313.6738 | 1243.7861 | 1171.1901 | 1119.0426
NEM | Hydro | 0 | 0 | 0 | 0 | 0 | 0 | 0 | 0 | 0 | 0 | 0 | 0 | 0 | 0 | 0 | 0 | 0 | 0 | 0 | 0 | 0
NEM | Wind | 26736.8511 | 25247.2669 | 28819.7443 | 123426.0768 | 233788.3818 | 320691.8857 | 322197.9603 | 362527.4582 | 386115.4971 | 411078.1733 | 422461.8214 | 450922.1474 | 452925.8196 | 436581.0967 | 432453.4717 | 422832.2531 | 449333.5792 | 427005.0173 | 418061.7575 | 402688.9073 | 409421.8477
NEM | Solar PV | 0.0020409 | 0.0022179 | 0.0028556 | 0.0043484 | 0.0053653 | 61170.2105 | 82081.5582 | 90680.8258 | 85628.7307 | 82326.6655 | 85798.5119 | 100559.4119 | 106100.3496 | 100189.1875 | 106469.4319 | 100255.1411 | 112066.7525 | 110027.4675 | 106521.7562 | 118369.4713 | 123014.8917
NEM | LS Battery | 0.00043579 | 0.00048674 | 0.00052333 | 0.00053313 | 0.00057996 | 7737.0292 | 8852.9421 | 15121.8294 | 14279.3479 | 13483.8035 | 12766.4624 | 12021.3236 | 11351.5803 | 10719.1504 | 10148.8895 | 9556.5302 | 9024.1079 | 8521.3484 | 8068.0111 | 7597.1062 | 8284.3285
NEM | Pumped Hydro | 0 | 0 | 0.0019477 | 3230.4082 | 3052.2889 | 13295.4495 | 23335.5859 | 21973.5617 | 20749.3508 | 19593.3437 | 21400.0585 | 31468.0263 | 29714.8502 | 28059.3486 | 26566.5857 | 30493.7775 | 30494.2922 | 28795.3656 | 33471.5746 | 31517.9425 | 35034.7028
NEM | VPP | 0 | 0 | 0 | 0 | 0 | 0 | 0 | 0 | 0 | 0 | 0 | 0 | 0 | 0 | 0 | 0 | 0 | 0 | 0 | 0 | 0
Total excluding storage |  | 26736.8535 | 25247.2695 | 28819.7475 | -156203.9795 | 254322.6444 | -174379.4332 | -125538.1939 | -164021.6218 | -63290.3794 | 4899.1886 | 264025.9127 | 558004.3695 | 213608.9166 | 200982.4553 | 281724.8481 | 294372.9835 | 367718.6482 | 349722.287 | 347238.2562 | 344883.9934 | 359936.2012
Region | Technology | 2021-22 | 2022-23 | 2023-24 | 2024-25 | 2025-26 | 2026-27 | 2027-28 | 2028-29 | 2029-30 | 2030-31 | 2031-32 | 2032-33 | 2033-34 | 2034-35 | 2035-36 | 2036-37 | 2037-38 | 2038-39 | 2039-40 | 2040-41 | 2041-42
NSW1 | Black Coal | 0 | 0 | 0 | -15455.6791 | 292464.2995 | -136718.8955 | -129445.4227 | -121890.0942 | -77140.713 | -82296.8384 | -89765.0811 | 207996.2789 | -30133.7054 | -38069.5847 | -457.6373 | -430.9264 | -406.9182 | -384.2476 | -363.8056 | -342.5714 | -323.4857
NSW1 | Brown Coal | 0 | 0 | 0 | 0 | 0 | 0 | 0 | 0 | 0 | 0 | 0 | 0 | 0 | 0 | 0 | 0 | 0 | 0 | 0 | 0 | 0
NSW1 | CCGT | 6.3837e-05 | 6.028e-05 | 6.2312e-05 | 7.0953e-05 | 6.7e-05 | 6.3267e-05 | 5.9901e-05 | 5.7885e-05 | 6.1447e-05 | 5.8024e-05 | 5.4937e-05 | 7.0964e-05 | 6.701e-05 | 6.3277e-05 | 5.9911e-05 | 5.7848e-05 | 8.9967e-05 | 8.4954e-05 | 8.0435e-05 | 7.574e-05 | 7.778e-05
NSW1 | Gas - Steam | 0 | 0 | 0 | 0 | 0 | 0 | 0 | 0 | 0 | 0 | 0 | 0 | 0 | 0 | 0 | 0 | 0 | 0 | 0 | 0 | 0
NSW1 | OCGT / Diesel | 2.5832e-05 | 2.5768e-05 | 2.5929e-05 | 2.6728e-05 | 2.6082e-05 | 2.5874e-05 | 2.591e-05 | 2.589e-05 | 3.0101e-05 | 2.8424e-05 | 2.6911e-05 | 4.6662e-05 | 4.4063e-05 | 4.1608e-05 | 3.9394e-05 | 7.3106e-05 | 1145.808 | 1081.9716 | 1024.4105 | 964.6189 | 910.8771
NSW1 | Hydro | 0 | 0 | 0 | 0 | 0 | 0 | 0 | 0 | 0 | 0 | 0 | 0 | 0 | 0 | 0 | 0 | 0 | 0 | 0 | 0 | 0
NSW1 | Wind | 0.0050526 | 0.005364 | 0.0069718 | 11955.7649 | 106680.0907 | 120409.0336 | 114003.2487 | 121886.0764 | 115095.4487 | 148711.4687 | 143386.916 | 151705.9546 | 143253.9704 | 135272.8709 | 128076.3269 | 120600.9083 | 113881.8775 | 107537.1837 | 104076.8284 | 105407.4661 | 124864.1031
NSW1 | Solar PV | 0.00050618 | 0.00058163 | 0.00077765 | 0.0013458 | 0.0024314 | 41030.2422 | 42435.9489 | 47163.4289 | 44535.8157 | 42054.5947 | 39817.2817 | 48048.5532 | 53165.7936 | 50203.7711 | 54301.5849 | 51132.1696 | 62544.8832 | 63264.6027 | 61492.7711 | 63970.3571 | 63317.0974
NSW1 | LS Battery | 8.2892e-05 | 9.5553e-05 | 9.9071e-05 | 0.00010726 | 0.00010919 | 0.0026671 | 1324.3329 | 1903.1229 | 1797.0943 | 1696.9729 | 1606.6936 | 1512.9159 | 1428.6269 | 1349.0339 | 1277.265 | 1202.715 | 1135.7082 | 1072.4346 | 1015.3809 | 956.1162 | 902.8482
NSW1 | Pumped Hydro | 0 | 0 | 0.00051425 | 0.0005782 | 0.00055587 | 0.00079854 | 0.00092348 | 0.0009631 | 0.0016352 | 0.0015552 | 0.0017865 | 6085.0711 | 5746.0539 | 5425.9243 | 5137.2641 | 10315.2187 | 11439.9398 | 10802.5872 | 13298.5899 | 12522.3924 | 13783.0387
NSW1 | VPP | 0 | 0 | 0 | 0 | 0 | 0 | 0 | 0 | 0 | 0 | 0 | 0 | 0 | 0 | 0 | 0 | 0 | 0 | 0 | 0 | 0
Total excluding storage |  | 0.0056484 | 0.0060317 | 0.0078376 | -3499.9127 | 399144.3928 | 24720.3805 | 26993.775 | 47159.4111 | 82490.5515 | 108469.2251 | 93439.1168 | 407750.7869 | 166286.0587 | 147407.0574 | 181920.2746 | 171302.1516 | 177165.6505 | 171499.5105 | 166230.2046 | 169999.8708 | 188768.592
Region | Technology | 2021-22 | 2022-23 | 2023-24 | 2024-25 | 2025-26 | 2026-27 | 2027-28 | 2028-29 | 2029-30 | 2030-31 | 2031-32 | 2032-33 | 2033-34 | 2034-35 | 2035-36 | 2036-37 | 2037-38 | 2038-39 | 2039-40 | 2040-41 | 2041-42
QLD1 | Black Coal | 0 | 0 | 0 | -92577.5539 | -97214.9013 | -141038.365 | -30772.6084 | -109679.1833 | -122329.1388 | -116355.0496 | 92558.6566 | 5330.3536 | -120001.3732 | -113315.7725 | -82148.1915 | -63881.6635 | -39423.4511 | -41646.1234 | -39430.5412 | -46309.3238 | -49883.7442
QLD1 | Brown Coal | 0 | 0 | 0 | 0 | 0 | 0 | 0 | 0 | 0 | 0 | 0 | 0 | 0 | 0 | 0 | 0 | 0 | 0 | 0 | 0 | 0
QLD1 | CCGT | 6.3867e-05 | 6.0309e-05 | 6.0493e-05 | 7.2587e-05 | 6.8543e-05 | 6.4724e-05 | 6.1281e-05 | 7.099e-05 | 6.7035e-05 | 6.33e-05 | 6.5905e-05 | 7.1429e-05 | 7.1983e-05 | 6.7973e-05 | 6.4356e-05 | 6.06e-05 | 8.9674e-05 | 8.4678e-05 | 8.0173e-05 | 7.5493e-05 | 8.0086e-05
QLD1 | Gas - Steam | 0 | 0 | 0 | 0 | 0 | 0 | 0 | 0 | 0 | 0 | 0 | 0 | 0 | 0 | 0 | 0 | 0 | 0 | 0 | 0 | 0
QLD1 | OCGT / Diesel | 2.4852e-05 | 2.4742e-05 | 2.4848e-05 | 2.5238e-05 | 2.9402e-05 | 2.7763e-05 | 2.6286e-05 | 4.3034e-05 | 4.0637e-05 | 3.8373e-05 | 3.6331e-05 | 5.5182e-05 | 5.2108e-05 | 4.9205e-05 | 4.6587e-05 | 5.8242e-05 | 0.00040144 | 0.00037908 | 0.00035891 | 0.00033796 | 0.00031913
QLD1 | Hydro | 0 | 0 | 0 | 0 | 0 | 0 | 0 | 0 | 0 | 0 | 0 | 0 | 0 | 0 | 0 | 0 | 0 | 0 | 0 | 0 | 0
QLD1 | Wind | 23071.394 | 21786.0218 | 20627.0025 | 89168.9824 | 102403.2297 | 134425.8817 | 131250.4411 | 139956.0497 | 145878.4161 | 137751.1011 | 143520.0113 | 161449.9412 | 160671.7538 | 158396.6673 | 166973.5304 | 167944.3216 | 173827.3575 | 164142.9249 | 155410.4881 | 146339.6594 | 138186.6682
QLD1 | Solar PV | 0.00066624 | 0.00075222 | 0.00092229 | 0.0011824 | 0.0011401 | 7191.8233 | 6809.2169 | 12597.563 | 11895.7157 | 12701.5334 | 19877.4509 | 26023.5827 | 26245.7238 | 24783.4974 | 28306.6752 | 26654.5022 | 26143.2312 | 24686.7151 | 23373.3769 | 34007.4768 | 35914.3299
QLD1 | LS Battery | 8.2362e-05 | 9.3039e-05 | 9.6808e-05 | 0.00010613 | 0.00013312 | 5552.0287 | 5459.8537 | 11270.6979 | 10642.7742 | 10049.834 | 9515.1808 | 8959.8092 | 8460.6319 | 7989.2652 | 7564.2347 | 7122.7338 | 6725.9053 | 6351.1854 | 6013.3011 | 5662.3233 | 5346.8586
QLD1 | Pumped Hydro | 0 | 0 | 0.00023341 | 0.00027618 | 0.00035683 | 0.00040979 | 0.00045072 | 0.001887 | 0.0017847 | 0.0016904 | 2849.0858 | 7914.747 | 7473.7932 | 7057.4062 | 6681.9508 | 6291.946 | 5941.4032 | 5610.3902 | 8449.3419 | 7956.18 | 10827.3293
QLD1 | VPP | 0 | 0 | 0 | 0 | 0 | 0 | 0 | 0 | 0 | 0 | 0 | 0 | 0 | 0 | 0 | 0 | 0 | 0 | 0 | 0 | 0
Total excluding storage |  | 23071.3947 | 21786.0226 | 20627.0035 | -3408.5703 | 5188.3297 | 579.34 | 107287.0497 | 42874.4295 | 35444.9931 | 34097.585 | 255956.1189 | 192803.8777 | 66916.1045 | 69864.3924 | 113132.0142 | 130717.1605 | 160547.1381 | 147183.517 | 139353.3243 | 134037.8128 | 124217.2542
Region | Technology | 2021-22 | 2022-23 | 2023-24 | 2024-25 | 2025-26 | 2026-27 | 2027-28 | 2028-29 | 2029-30 | 2030-31 | 2031-32 | 2032-33 | 2033-34 | 2034-35 | 2035-36 | 2036-37 | 2037-38 | 2038-39 | 2039-40 | 2040-41 | 2041-42
VIC1 | Black Coal | 0 | 0 | 0 | 0 | 0 | 0 | 0 | 0 | 0 | 0 | 0 | 0 | 0 | 0 | 0 | 0 | 0 | 0 | 0 | 0 | 0
VIC1 | Brown Coal | 0 | 0 | 0 | -171596.8285 | -174715.1418 | -278484.2697 | -369599.6821 | -387331.4261 | -337142.4701 | -291343.5777 | -248438.5533 | -208132.05 | -196536.4022 | -185586.8231 | -175713.5704 | -165457.7154 | -156239.5624 | -147535.0188 | -139686.126 | -131533.0794 | -124204.9852
VIC1 | CCGT | 6.9728e-05 | 6.5843e-05 | 6.3595e-05 | 0.00047825 | 0.0004516 | 0.00042644 | 0.00040375 | 1670.7974 | 1577.7143 | 1489.8152 | 1410.5567 | 1328.2272 | 1254.2278 | 1184.3511 | 1121.3434 | 1055.894 | 997.0674 | 941.5178 | 891.4289 | 839.399 | 792.634
VIC1 | Gas - Steam | 0 | 0 | 0 | 0 | 0 | 0 | 0 | 0 | 0 | 0 | 0 | 0 | 0 | 0 | 0 | 0 | 0 | 0 | 0 | 0 | 0
VIC1 | OCGT / Diesel | 3.3879e-05 | 3.1991e-05 | 3.0289e-05 | 2.8521e-05 | 2.6932e-05 | 2.5432e-05 | 2.4079e-05 | 2.3547e-05 | 2.3518e-05 | 2.3628e-05 | 2.3665e-05 | 3.0605e-05 | 2.89e-05 | 2.729e-05 | 2.6642e-05 | 6.6044e-05 | 0.0002894 | 0.00027328 | 0.00025874 | 0.00024364 | 13.1031
VIC1 | Hydro | 0 | 0 | 0 | 0 | 0 | 0 | 0 | 0 | 0 | 0 | 0 | 0 | 0 | 0 | 0 | 0 | 0 | 0 | 0 | 0 | 0
VIC1 | Wind | 0.0033661 | 0.0032928 | 0.0034122 | 12020.614 | 11350.911 | 28582.7145 | 38338.0024 | 52026.9334 | 69526.4999 | 66856.4752 | 78272.2424 | 77280.4972 | 89540.9314 | 84552.3432 | 80054.1414 | 78312.1386 | 99589.5852 | 94499.5986 | 89472.2009 | 84249.9862 | 82221.6482
VIC1 | Solar PV | 0.00020451 | 0.00019311 | 0.00019205 | 0.00045631 | 0.00043404 | 11414.4976 | 28889.3313 | 27203.1505 | 25687.5831 | 24256.4524 | 22966.0042 | 21625.5497 | 20420.7268 | 19283.0281 | 18257.1672 | 17191.5528 | 18265.9306 | 17248.2819 | 16330.6699 | 15377.4993 | 19048.6778
VIC1 | LS Battery | 0.00010871 | 0.00010358 | 0.00011114 | 0.0001073 | 0.00011115 | 0.0031452 | 0.0029786 | 0.0028047 | 0.0026485 | 0.0025009 | 0.0023679 | 0.0022297 | 0.0021054 | 0.0019881 | 0.0018824 | 0.0017725 | 0.0016737 | 0.0015808 | 0.0015486 | 0.0014588 | 0.0036083
VIC1 | Pumped Hydro | 0 | 0 | 0.00035798 | 3230.4065 | 3052.2872 | 13295.4473 | 23335.5836 | 21973.5579 | 20749.3465 | 19593.3394 | 18550.9698 | 17468.2072 | 16495.002 | 15576.017 | 14747.3698 | 13886.6115 | 13112.9476 | 12382.3867 | 11723.6413 | 11039.3686 | 10424.333
VIC1 | VPP | 0 | 0 | 0 | 0 | 0 | 0 | 0 | 0 | 0 | 0 | 0 | 0 | 0 | 0 | 0 | 0 | 0 | 0 | 0 | 0 | 0
Total excluding storage |  | 0.0036742 | 0.0035837 | 0.0036981 | -159576.2136 | -163364.2299 | -238487.0572 | -302372.3479 | -306430.5448 | -240350.6728 | -198740.8349 | -145789.7499 | -107897.7758 | -85320.5161 | -80567.1007 | -76280.9185 | -68898.1298 | -37386.9789 | -34845.6201 | -32991.826 | -31066.1947 | -22128.922
Region | Technology | 2021-22 | 2022-23 | 2023-24 | 2024-25 | 2025-26 | 2026-27 | 2027-28 | 2028-29 | 2029-30 | 2030-31 | 2031-32 | 2032-33 | 2033-34 | 2034-35 | 2035-36 | 2036-37 | 2037-38 | 2038-39 | 2039-40 | 2040-41 | 2041-42
SA1 | Black Coal | 0 | 0 | 0 | 0 | 0 | 0 | 0 | 0 | 0 | 0 | 0 | 0 | 0 | 0 | 0 | 0 | 0 | 0 | 0 | 0 | 0
SA1 | Brown Coal | 0 | 0 | 0 | 0 | 0 | 0 | 0 | 0 | 0 | 0 | 0 | 0 | 0 | 0 | 0 | 0 | 0 | 0 | 0 | 0 | 0
SA1 | CCGT | 5.89e-05 | 5.5618e-05 | 6.8256e-05 | 6.5872e-05 | 6.2202e-05 | 5.8737e-05 | 5.5612e-05 | 5.2366e-05 | 4.9449e-05 | 4.8033e-05 | 4.5478e-05 | 5.405e-05 | 5.1038e-05 | 4.9081e-05 | 4.647e-05 | 5.1591e-05 | 7.8127e-05 | 7.3774e-05 | 6.985e-05 | 6.5773e-05 | 7.3633e-05
SA1 | Gas - Steam | 0 | 0 | 0 | 0 | 0 | 0 | 0 | 0 | 0 | 0 | 0 | 0 | 0 | 0 | 0 | 0 | 0 | 0 | 0 | 0 | 0
SA1 | OCGT / Diesel | 2.3687e-05 | 2.3604e-05 | 2.7665e-05 | 2.6452e-05 | 2.5439e-05 | 2.4022e-05 | 2.3406e-05 | 2.3343e-05 | 2.3308e-05 | 2.3365e-05 | 2.3436e-05 | 2.9656e-05 | 2.8004e-05 | 2.6444e-05 | 2.6827e-05 | 7.8339e-05 | 245.3719 | 231.7015 | 219.3749 | 206.5707 | 195.062
SA1 | Hydro | 0 | 0 | 0 | 0 | 0 | 0 | 0 | 0 | 0 | 0 | 0 | 0 | 0 | 0 | 0 | 0 | 0 | 0 | 0 | 0 | 0
SA1 | Wind | 0.0068126 | 0.0071193 | 0.0088112 | 2566.1767 | 2423.2076 | 23451.0374 | 22203.4403 | 30091.4367 | 35134.9829 | 35682.1632 | 33783.8652 | 35877.0232 | 33878.2089 | 31990.7547 | 30288.8402 | 28520.9917 | 34247.6075 | 32827.2521 | 41767.2858 | 39329.4589 | 38311.5276
SA1 | Solar PV | 0.00058941 | 0.00061766 | 0.00087453 | 0.0012469 | 0.0012276 | 1533.6468 | 3947.0594 | 3716.6818 | 3509.6146 | 3314.0836 | 3137.7737 | 4861.7249 | 6268.1041 | 5918.8897 | 5604.0035 | 5276.9152 | 5112.705 | 4827.8612 | 4571.018 | 4304.2219 | 4064.4218
SA1 | LS Battery | 8.238e-05 | 9.996e-05 | 0.00011973 | 0.00011411 | 0.00011492 | 2184.9942 | 2068.7521 | 1948.0054 | 1839.4763 | 1736.9937 | 1644.5853 | 1548.5959 | 1462.3191 | 1380.849 | 1307.3876 | 1231.0794 | 1162.4923 | 1097.7265 | 1039.3272 | 978.6649 | 2034.6178
SA1 | Pumped Hydro | 0 | 0 | 0.00021566 | 0.00020441 | 0.00019938 | 0.00022456 | 0.00024105 | 0.00024508 | 0.00026463 | 0.00029393 | 0.00032125 | 0.00042034 | 0.00039779 | 0.00037563 | 0.00039411 | 0.00062321 | 0.00069538 | 0.00065664 | 0.0006287 | 0.00059306 | 0.00095274
SA1 | VPP | 0 | 0 | 0 | 0 | 0 | 0 | 0 | 0 | 0 | 0 | 0 | 0 | 0 | 0 | 0 | 0 | 0 | 0 | 0 | 0 | 0
Total excluding storage |  | 0.0074846 | 0.0078162 | 0.0097817 | 2566.1781 | 2423.2089 | 24984.6843 | 26150.4998 | 33808.1186 | 38644.5976 | 38996.2469 | 36921.639 | 40738.7482 | 40146.3131 | 37909.6445 | 35892.8438 | 33797.9071 | 39605.6845 | 37886.8148 | 46557.6788 | 43840.2515 | 42571.0115
Region | Technology | 2021-22 | 2022-23 | 2023-24 | 2024-25 | 2025-26 | 2026-27 | 2027-28 | 2028-29 | 2029-30 | 2030-31 | 2031-32 | 2032-33 | 2033-34 | 2034-35 | 2035-36 | 2036-37 | 2037-38 | 2038-39 | 2039-40 | 2040-41 | 2041-42
TAS1 | Black Coal | 0 | 0 | 0 | 0 | 0 | 0 | 0 | 0 | 0 | 0 | 0 | 0 | 0 | 0 | 0 | 0 | 0 | 0 | 0 | 0 | 0
TAS1 | Brown Coal | 0 | 0 | 0 | 0 | 0 | 0 | 0 | 0 | 0 | 0 | 0 | 0 | 0 | 0 | 0 | 0 | 0 | 0 | 0 | 0 | 0
TAS1 | CCGT | 4.5979e-05 | 4.3417e-05 | 4.1107e-05 | 3.8708e-05 | 3.6551e-05 | 3.4515e-05 | 3.2679e-05 | 3.0771e-05 | 2.9057e-05 | 2.7438e-05 | 2.5978e-05 | 2.5684e-05 | 2.55e-05 | 2.5292e-05 | 2.512e-05 | 2.4848e-05 | 2.6686e-05 | 2.5199e-05 | 2.6374e-05 | 2.4834e-05 | 2.4293e-05
TAS1 | Gas - Steam | 0 | 0 | 0 | 0 | 0 | 0 | 0 | 0 | 0 | 0 | 0 | 0 | 0 | 0 | 0 | 0 | 0 | 0 | 0 | 0 | 0
TAS1 | OCGT / Diesel | 2.4567e-05 | 2.433e-05 | 2.4512e-05 | 2.4402e-05 | 2.3681e-05 | 2.3595e-05 | 2.3655e-05 | 2.3569e-05 | 2.3574e-05 | 2.3574e-05 | 2.3636e-05 | 2.3627e-05 | 2.3661e-05 | 2.3699e-05 | 2.3807e-05 | 2.3809e-05 | 3.0651e-05 | 2.8943e-05 | 3.242e-05 | 3.0528e-05 | 2.9046e-05
TAS1 | Hydro | 0 | 0 | 0 | 0 | 0 | 0 | 0 | 0 | 0 | 0 | 0 | 0 | 0 | 0 | 0 | 0 | 0 | 0 | 0 | 0 | 0
TAS1 | Wind | 3665.4419 | 3461.2294 | 8192.7226 | 7714.5388 | 10930.9427 | 13823.2186 | 16402.8277 | 18566.962 | 20480.1496 | 22076.9651 | 23498.7865 | 24608.7312 | 25580.9551 | 26368.4605 | 27060.6328 | 27453.8928 | 27787.1515 | 27998.0582 | 27334.9542 | 27362.3366 | 25837.9005
TAS1 | Solar PV | 7.457e-05 | 7.3253e-05 | 8.9097e-05 | 0.00011697 | 0.00013214 | 0.00057746 | 0.0017232 | 0.0016227 | 0.0015323 | 0.0014481 | 0.0013711 | 0.0013246 | 0.0012508 | 0.0011812 | 0.0011238 | 0.0013026 | 0.0025256 | 0.0065688 | 753.9203 | 709.9163 | 670.3648
TAS1 | LS Battery | 7.9447e-05 | 9.4608e-05 | 9.6577e-05 | 9.8328e-05 | 0.00011159 | 0.00045833 | 0.00043914 | 0.00041351 | 0.00039047 | 0.00036872 | 0.0003491 | 0.00032872 | 0.00031041 | 0.00029312 | 0.00027752 | 0.00026172 | 0.00030331 | 0.0002873 | 0.00036198 | 0.00034211 | 0.00032376
TAS1 | Pumped Hydro | 0 | 0 | 0.00062639 | 0.00060304 | 0.00066139 | 0.00068224 | 0.00069136 | 0.00069238 | 0.00069506 | 0.00070426 | 0.00070975 | 0.00071998 | 0.0007128 | 0.00071614 | 0.00072364 | 0.00072974 | 0.0008841 | 0.00083889 | 0.00093768 | 0.0008868 | 0.00084433
TAS1 | VPP | 0 | 0 | 0 | 0 | 0 | 0 | 0 | 0 | 0 | 0 | 0 | 0 | 0 | 0 | 0 | 0 | 0 | 0 | 0 | 0 | 0
Total excluding storage |  | 3665.442 | 3461.2295 | 8192.7227 | 7714.539 | 10930.9429 | 13823.2192 | 16402.8295 | 18566.9637 | 20480.1512 | 22076.9666 | 23498.7879 | 24608.7325 | 25580.9564 | 26368.4618 | 27060.634 | 27453.8941 | 27787.1541 | 27998.0648 | 28088.8746 | 28072.253 | 26508.2653
Ernst & Young’s liability is limited by a scheme approved under Professional Standards Legislation

## BaseCase_Fuel Cost
Fuel cost by technology ($000s) - Base Case, Step Change Scenario
Fuel | Real June 2019 dollars discounted to 1 July 2019
Explicitly modelled generation
Region | Technology | 2021-22 | 2022-23 | 2023-24 | 2024-25 | 2025-26 | 2026-27 | 2027-28 | 2028-29 | 2029-30 | 2030-31 | 2031-32 | 2032-33 | 2033-34 | 2034-35 | 2035-36 | 2036-37 | 2037-38 | 2038-39 | 2039-40 | 2040-41 | 2041-42
NEM | Black Coal | 1689594.8558 | 1539332.1215 | 1501802.4594 | 1272266.4679 | 961088.1935 | 618652.9482 | 579165.2658 | 538128.2306 | 458432.9499 | 392093.3919 | 330211.0879 | 255521.6573 | 226244.43 | 182532.2953 | 111804.5929 | 96701.3828 | 94856.7593 | 87572.6499 | 75212.8683 | 62484.6079 | 50573.187
NEM | Brown Coal | 200287.2821 | 173229.5613 | 171053.2411 | 112927.2144 | 101893.0769 | 55609.4368 | 13556.5405 | 0.034108 | 0.028583 | 0.02764 | 0.024433 | 0.022841 | 0.022397 | 0.0067479 | 0.0048746 | 0.0039034 | 0.003566 | 0.0025069 | 0.0022737 | 0.0021204 | 0.0020841
NEM | CCGT | 136466.9949 | 133046.2158 | 118648.0205 | 208322.6807 | 157428.3086 | 148129.7541 | 127736.3355 | 182408.3024 | 207813.8476 | 232440.0457 | 244662.3687 | 208564.6864 | 255375.9054 | 225344.5273 | 184592.8792 | 126613.4059 | 117313.6283 | 139146.1002 | 120899.8877 | 127384.7639 | 123267.946
NEM | Gas - Steam | 93055.1018 | 73634.9015 | 69860.6488 | 12076.7978 | 11586.9776 | 11752.0687 | 10848.9234 | 10054.5073 | 9151.0626 | 13285.7033 | 13105.2795 | 20674.801 | 14181.0377 | 23886.849 | 12318.0618 | 10474.1377 | 16329.0445 | 19473.4205 | 2615.803 | 4186.6318 | 3820.4688
NEM | OCGT / Diesel | 3988.1361 | 4125.7302 | 9128.9429 | 45648.0525 | 18259.3232 | 15587.6905 | 6612.1921 | 11647.1119 | 5707.5759 | 23579.2653 | 34593.23 | 34957.3744 | 27258.847 | 35380.6301 | 46735.4693 | 34373.2586 | 53669.9969 | 53972.5694 | 115968.9504 | 153830.344 | 135012.6852
NEM | Hydro | 0 | 0 | 0 | 0 | 0 | 0 | 0 | 0 | 0 | 0 | 0 | 0 | 0 | 0 | 0 | 0 | 0 | 0 | 0 | 0 | 0
NEM | Wind | 0 | 0 | 0 | 0 | 0 | 0 | 0 | 0 | 0 | 0 | 0 | 0 | 0 | 0 | 0 | 0 | 0 | 0 | 0 | 0 | 0
NEM | Solar PV | 0 | 0 | 0 | 0 | 0 | 0 | 0 | 0 | 0 | 0 | 0 | 0 | 0 | 0 | 0 | 0 | 0 | 0 | 0 | 0 | 0
NEM | LS Battery | 0 | 0 | 0 | 0 | 0 | 0 | 0 | 0 | 0 | 0 | 0 | 0 | 0 | 0 | 0 | 0 | 0 | 0 | 0 | 0 | 0
NEM | Pumped Hydro | 0 | 0 | 0 | 0 | 0 | 0 | 0 | 0 | 0 | 0 | 0 | 0 | 0 | 0 | 0 | 0 | 0 | 0 | 0 | 0 | 0
NEM | VPP | 0 | 0 | 0 | 0 | 0 | 0 | 0 | 0 | 0 | 0 | 0 | 0 | 0 | 0 | 0 | 0 | 0 | 0 | 0 | 0 | 0
Total excluding storage |  | 2123392.3706 | 1923368.5304 | 1870493.3128 | 1651241.2132 | 1250255.8799 | 849731.8983 | 737919.2573 | 742238.1863 | 681105.4646 | 661398.4338 | 622571.9906 | 519718.5419 | 523060.2425 | 467144.3085 | 355451.0081 | 268162.1888 | 282169.4325 | 300164.7425 | 314697.5117 | 347886.3497 | 312674.2891
Region | Technology | 2021-22 | 2022-23 | 2023-24 | 2024-25 | 2025-26 | 2026-27 | 2027-28 | 2028-29 | 2029-30 | 2030-31 | 2031-32 | 2032-33 | 2033-34 | 2034-35 | 2035-36 | 2036-37 | 2037-38 | 2038-39 | 2039-40 | 2040-41 | 2041-42
NSW1 | Black Coal | 952161.6575 | 855963.6112 | 856150.544 | 811456.9344 | 554761.9184 | 358537.2854 | 359473.0124 | 341962.3556 | 307836.4813 | 255658.0985 | 216827.1097 | 148807.4583 | 145554.2418 | 114865.71 | 67557.1906 | 57371.6762 | 57092.4108 | 55834.0468 | 47577.1413 | 46897.4632 | 43139.9481
NSW1 | Brown Coal | 0 | 0 | 0 | 0 | 0 | 0 | 0 | 0 | 0 | 0 | 0 | 0 | 0 | 0 | 0 | 0 | 0 | 0 | 0 | 0 | 0
NSW1 | CCGT | 1916.6058 | 1933.2301 | 5710.0429 | 28204.1533 | 18901.5584 | 15072.1364 | 13331.7063 | 20958.1609 | 28394.7563 | 33826.3532 | 36059.0608 | 31142.9138 | 42697.2976 | 38289.648 | 27152.3403 | 18093.3984 | 26244.4291 | 36291.301 | 32098.287 | 32941.8899 | 32134.2009
NSW1 | Gas - Steam | 0 | 0 | 0 | 0 | 0 | 0 | 0 | 0 | 0 | 0 | 0 | 0 | 0 | 0 | 0 | 0 | 0 | 0 | 0 | 0 | 0
NSW1 | OCGT / Diesel | 5.8822 | 60.4065 | 948.7662 | 2610.9772 | 755.1983 | 1987.4506 | 1474.1271 | 3288.2705 | 2353.8319 | 9516.6749 | 11617.417 | 16989.7259 | 16265.8095 | 20799.5372 | 18056.1827 | 12674.0409 | 18228.4464 | 25444.4816 | 35793.1408 | 43291.9682 | 36900.5442
NSW1 | Hydro | 0 | 0 | 0 | 0 | 0 | 0 | 0 | 0 | 0 | 0 | 0 | 0 | 0 | 0 | 0 | 0 | 0 | 0 | 0 | 0 | 0
NSW1 | Wind | 0 | 0 | 0 | 0 | 0 | 0 | 0 | 0 | 0 | 0 | 0 | 0 | 0 | 0 | 0 | 0 | 0 | 0 | 0 | 0 | 0
NSW1 | Solar PV | 0 | 0 | 0 | 0 | 0 | 0 | 0 | 0 | 0 | 0 | 0 | 0 | 0 | 0 | 0 | 0 | 0 | 0 | 0 | 0 | 0
NSW1 | LS Battery | 0 | 0 | 0 | 0 | 0 | 0 | 0 | 0 | 0 | 0 | 0 | 0 | 0 | 0 | 0 | 0 | 0 | 0 | 0 | 0 | 0
NSW1 | Pumped Hydro | 0 | 0 | 0 | 0 | 0 | 0 | 0 | 0 | 0 | 0 | 0 | 0 | 0 | 0 | 0 | 0 | 0 | 0 | 0 | 0 | 0
NSW1 | VPP | 0 | 0 | 0 | 0 | 0 | 0 | 0 | 0 | 0 | 0 | 0 | 0 | 0 | 0 | 0 | 0 | 0 | 0 | 0 | 0 | 0
Total excluding storage |  | 954084.1455 | 857957.2479 | 862809.3532 | 842272.0649 | 574418.6752 | 375596.8724 | 374278.8458 | 366208.7869 | 338585.0695 | 299001.1266 | 264503.5875 | 196940.098 | 204517.349 | 173954.8951 | 112765.7137 | 88139.1154 | 101565.2863 | 117569.8294 | 115468.5691 | 123131.3212 | 112174.6932
Region | Technology | 2021-22 | 2022-23 | 2023-24 | 2024-25 | 2025-26 | 2026-27 | 2027-28 | 2028-29 | 2029-30 | 2030-31 | 2031-32 | 2032-33 | 2033-34 | 2034-35 | 2035-36 | 2036-37 | 2037-38 | 2038-39 | 2039-40 | 2040-41 | 2041-42
QLD1 | Black Coal | 737433.1983 | 683368.5103 | 645651.9154 | 460809.5335 | 406326.2751 | 260115.6628 | 219692.2534 | 196165.8751 | 150596.4685 | 136435.2934 | 113383.9782 | 106714.1991 | 80690.1882 | 67666.5854 | 44247.4023 | 39329.7066 | 37764.3485 | 31738.6031 | 27635.727 | 15587.1447 | 7433.2389
QLD1 | Brown Coal | 0 | 0 | 0 | 0 | 0 | 0 | 0 | 0 | 0 | 0 | 0 | 0 | 0 | 0 | 0 | 0 | 0 | 0 | 0 | 0 | 0
QLD1 | CCGT | 70387.5819 | 67206.3008 | 70688.2697 | 120652.8309 | 82134.244 | 103860.2698 | 90168.2602 | 82828.3776 | 96224.9595 | 105259.5645 | 115939.6762 | 86246.1351 | 123328.2239 | 99637.5836 | 89172.1554 | 52337.5982 | 55704.1512 | 64724.7386 | 53332.1004 | 60549.9818 | 58851.5325
QLD1 | Gas - Steam | 2213.1255 | 2232.113 | 4246.826 | 3944.8472 | 3858.027 | 3853.1828 | 3703.2478 | 3590.4742 | 3477.2762 | 3385.8198 | 3302.767 | 3036.414 | 4172.6942 | 3101.19 | 2589.2318 | 2351.9522 | 2367.3955 | 2958.1875 | 2615.803 | 4186.6318 | 3820.4688
QLD1 | OCGT / Diesel | 0.0042481 | 0.0041413 | 0.0041803 | 1555.0745 | 1190.7393 | 3509.41 | 2202.469 | 3851.0796 | 2880.9364 | 8854.6457 | 17108.2184 | 4737.4758 | 5261.2111 | 1013.6668 | 9204.2602 | 6946.4741 | 9054.6857 | 6606.8181 | 20646.1589 | 34220.0259 | 22997.5313
QLD1 | Hydro | 0 | 0 | 0 | 0 | 0 | 0 | 0 | 0 | 0 | 0 | 0 | 0 | 0 | 0 | 0 | 0 | 0 | 0 | 0 | 0 | 0
QLD1 | Wind | 0 | 0 | 0 | 0 | 0 | 0 | 0 | 0 | 0 | 0 | 0 | 0 | 0 | 0 | 0 | 0 | 0 | 0 | 0 | 0 | 0
QLD1 | Solar PV | 0 | 0 | 0 | 0 | 0 | 0 | 0 | 0 | 0 | 0 | 0 | 0 | 0 | 0 | 0 | 0 | 0 | 0 | 0 | 0 | 0
QLD1 | LS Battery | 0 | 0 | 0 | 0 | 0 | 0 | 0 | 0 | 0 | 0 | 0 | 0 | 0 | 0 | 0 | 0 | 0 | 0 | 0 | 0 | 0
QLD1 | Pumped Hydro | 0 | 0 | 0 | 0 | 0 | 0 | 0 | 0 | 0 | 0 | 0 | 0 | 0 | 0 | 0 | 0 | 0 | 0 | 0 | 0 | 0
QLD1 | VPP | 0 | 0 | 0 | 0 | 0 | 0 | 0 | 0 | 0 | 0 | 0 | 0 | 0 | 0 | 0 | 0 | 0 | 0 | 0 | 0 | 0
Total excluding storage |  | 810033.9099 | 752806.9283 | 720587.0152 | 586962.2861 | 493509.2855 | 371338.5254 | 315766.2304 | 286435.8065 | 253179.6406 | 253935.3234 | 249734.6398 | 200734.2239 | 213452.3175 | 171419.0257 | 145213.0497 | 100965.7311 | 104890.5809 | 106028.3473 | 104229.7892 | 114543.7842 | 93102.7714
Region | Technology | 2021-22 | 2022-23 | 2023-24 | 2024-25 | 2025-26 | 2026-27 | 2027-28 | 2028-29 | 2029-30 | 2030-31 | 2031-32 | 2032-33 | 2033-34 | 2034-35 | 2035-36 | 2036-37 | 2037-38 | 2038-39 | 2039-40 | 2040-41 | 2041-42
VIC1 | Black Coal | 0 | 0 | 0 | 0 | 0 | 0 | 0 | 0 | 0 | 0 | 0 | 0 | 0 | 0 | 0 | 0 | 0 | 0 | 0 | 0 | 0
VIC1 | Brown Coal | 200287.2821 | 173229.5613 | 171053.2411 | 112927.2144 | 101893.0769 | 55609.4368 | 13556.5405 | 0.034108 | 0.028583 | 0.02764 | 0.024433 | 0.022841 | 0.022397 | 0.0067479 | 0.0048746 | 0.0039034 | 0.003566 | 0.0025069 | 0.0022737 | 0.0021204 | 0.0020841
VIC1 | CCGT | 0.0023314 | 0.0022698 | 0.0022697 | 0.015438 | 0.014562 | 0.013742 | 0.012976 | 50339.272 | 50672.332 | 56703.9 | 55867.076 | 53369.388 | 51218.336 | 47296.444 | 41679.576 | 34604.328 | 35362.172 | 38130.056 | 35469.196 | 33892.888 | 32249.222
VIC1 | Gas - Steam | 868.5712 | 820.23 | 1089.7958 | 1842.8341 | 1632.1561 | 1890.6884 | 1338.5671 | 682.0816 | 218.8089 | 4595.62 | 4598.235 | 10587.231 | 5444.436 | 12808 | 9728.83 | 8122.1855 | 13961.649 | 16515.233 | 0 | 0 | 0
VIC1 | OCGT / Diesel | 1170.0752 | 1019.6632 | 1998.4655 | 34993.2897 | 11672.7605 | 7480.1965 | 2107.3467 | 1306.4121 | 271.0022 | 1440.4449 | 1562.3747 | 7479.9312 | 1000.633 | 5741.2281 | 12414.0761 | 9630.5775 | 15059.6579 | 10816.6253 | 44679.5736 | 57196.8 | 57960.4109
VIC1 | Hydro | 0 | 0 | 0 | 0 | 0 | 0 | 0 | 0 | 0 | 0 | 0 | 0 | 0 | 0 | 0 | 0 | 0 | 0 | 0 | 0 | 0
VIC1 | Wind | 0 | 0 | 0 | 0 | 0 | 0 | 0 | 0 | 0 | 0 | 0 | 0 | 0 | 0 | 0 | 0 | 0 | 0 | 0 | 0 | 0
VIC1 | Solar PV | 0 | 0 | 0 | 0 | 0 | 0 | 0 | 0 | 0 | 0 | 0 | 0 | 0 | 0 | 0 | 0 | 0 | 0 | 0 | 0 | 0
VIC1 | LS Battery | 0 | 0 | 0 | 0 | 0 | 0 | 0 | 0 | 0 | 0 | 0 | 0 | 0 | 0 | 0 | 0 | 0 | 0 | 0 | 0 | 0
VIC1 | Pumped Hydro | 0 | 0 | 0 | 0 | 0 | 0 | 0 | 0 | 0 | 0 | 0 | 0 | 0 | 0 | 0 | 0 | 0 | 0 | 0 | 0 | 0
VIC1 | VPP | 0 | 0 | 0 | 0 | 0 | 0 | 0 | 0 | 0 | 0 | 0 | 0 | 0 | 0 | 0 | 0 | 0 | 0 | 0 | 0 | 0
Total excluding storage |  | 202325.9309 | 175069.4568 | 174141.5047 | 149763.3536 | 115198.008 | 64980.3355 | 17002.4673 | 52327.7998 | 51162.1717 | 62739.9925 | 62027.7101 | 71436.5731 | 57663.4274 | 65845.6788 | 63822.487 | 52357.0949 | 64383.4825 | 65461.9168 | 80148.7718 | 91089.6902 | 90209.635
Region | Technology | 2021-22 | 2022-23 | 2023-24 | 2024-25 | 2025-26 | 2026-27 | 2027-28 | 2028-29 | 2029-30 | 2030-31 | 2031-32 | 2032-33 | 2033-34 | 2034-35 | 2035-36 | 2036-37 | 2037-38 | 2038-39 | 2039-40 | 2040-41 | 2041-42
SA1 | Black Coal | 0 | 0 | 0 | 0 | 0 | 0 | 0 | 0 | 0 | 0 | 0 | 0 | 0 | 0 | 0 | 0 | 0 | 0 | 0 | 0 | 0
SA1 | Brown Coal | 0 | 0 | 0 | 0 | 0 | 0 | 0 | 0 | 0 | 0 | 0 | 0 | 0 | 0 | 0 | 0 | 0 | 0 | 0 | 0 | 0
SA1 | CCGT | 64162.8021 | 63906.6801 | 42249.7031 | 59465.6786 | 56353.2385 | 29197.3324 | 24236.3543 | 28282.4903 | 32521.7982 | 36650.2262 | 36796.5541 | 37711.7585 | 38132.0464 | 40120.8502 | 26588.8061 | 21576.7702 | 0.0032961 | 0.0031672 | 0.0029593 | 0.0028159 | 0.0031548
SA1 | Gas - Steam | 89973.405 | 70582.5585 | 64524.027 | 6289.1165 | 6096.7945 | 6008.1975 | 5807.1085 | 5781.9515 | 5454.9775 | 5304.2635 | 5204.2775 | 7051.156 | 4563.9075 | 7977.659 | 0 | 0 | 0 | 0 | 0 | 0 | 0
SA1 | OCGT / Diesel | 2812.1721 | 3045.6543 | 6181.7048 | 6488.709 | 4640.6236 | 2610.6319 | 828.2479 | 3201.3483 | 201.804 | 3767.4984 | 4305.2185 | 5750.24 | 4731.1918 | 7826.1967 | 7060.9488 | 5122.1648 | 11327.2055 | 11104.643 | 14850.0759 | 19121.549 | 17149.0064
SA1 | Hydro | 0 | 0 | 0 | 0 | 0 | 0 | 0 | 0 | 0 | 0 | 0 | 0 | 0 | 0 | 0 | 0 | 0 | 0 | 0 | 0 | 0
SA1 | Wind | 0 | 0 | 0 | 0 | 0 | 0 | 0 | 0 | 0 | 0 | 0 | 0 | 0 | 0 | 0 | 0 | 0 | 0 | 0 | 0 | 0
SA1 | Solar PV | 0 | 0 | 0 | 0 | 0 | 0 | 0 | 0 | 0 | 0 | 0 | 0 | 0 | 0 | 0 | 0 | 0 | 0 | 0 | 0 | 0
SA1 | LS Battery | 0 | 0 | 0 | 0 | 0 | 0 | 0 | 0 | 0 | 0 | 0 | 0 | 0 | 0 | 0 | 0 | 0 | 0 | 0 | 0 | 0
SA1 | Pumped Hydro | 0 | 0 | 0 | 0 | 0 | 0 | 0 | 0 | 0 | 0 | 0 | 0 | 0 | 0 | 0 | 0 | 0 | 0 | 0 | 0 | 0
SA1 | VPP | 0 | 0 | 0 | 0 | 0 | 0 | 0 | 0 | 0 | 0 | 0 | 0 | 0 | 0 | 0 | 0 | 0 | 0 | 0 | 0 | 0
Total excluding storage |  | 156948.3792 | 137534.8928 | 112955.4349 | 72243.5041 | 67090.6567 | 37816.1617 | 30871.7107 | 37265.79 | 38178.5796 | 45721.9881 | 46306.0501 | 50513.1545 | 47427.1457 | 55924.706 | 33649.7549 | 26698.935 | 11327.2088 | 11104.6462 | 14850.0788 | 19121.5518 | 17149.0095
Region | Technology | 2021-22 | 2022-23 | 2023-24 | 2024-25 | 2025-26 | 2026-27 | 2027-28 | 2028-29 | 2029-30 | 2030-31 | 2031-32 | 2032-33 | 2033-34 | 2034-35 | 2035-36 | 2036-37 | 2037-38 | 2038-39 | 2039-40 | 2040-41 | 2041-42
TAS1 | Black Coal | 0 | 0 | 0 | 0 | 0 | 0 | 0 | 0 | 0 | 0 | 0 | 0 | 0 | 0 | 0 | 0 | 0 | 0 | 0 | 0 | 0
TAS1 | Brown Coal | 0 | 0 | 0 | 0 | 0 | 0 | 0 | 0 | 0 | 0 | 0 | 0 | 0 | 0 | 0 | 0 | 0 | 0 | 0 | 0 | 0
TAS1 | CCGT | 0.0027578 | 0.0025271 | 0.0025821 | 0.0024482 | 39.2531 | 0.0017922 | 0.001744 | 0.0017058 | 0.0016603 | 0.001787 | 0.0015935 | 94.491 | 0.0015209 | 0.0014893 | 0.0014578 | 1.3111 | 2.8727 | 0.001453 | 0.30138 | 0.0014155 | 32.9875
TAS1 | Gas - Steam | 0 | 0 | 0 | 0 | 0 | 0 | 0 | 0 | 0 | 0 | 0 | 0 | 0 | 0 | 0 | 0 | 0 | 0 | 0 | 0 | 0
TAS1 | OCGT / Diesel | 0.0022889 | 0.0020681 | 0.0021871 | 0.0021597 | 0.0014641 | 0.0014827 | 0.0014681 | 0.0014365 | 0.0014123 | 0.0014462 | 0.0014301 | 0.001411 | 0.0013806 | 0.0013484 | 0.0013451 | 0.001316 | 0.0013393 | 0.0013298 | 0.001312 | 0.00085305 | 5.1925
TAS1 | Hydro | 0 | 0 | 0 | 0 | 0 | 0 | 0 | 0 | 0 | 0 | 0 | 0 | 0 | 0 | 0 | 0 | 0 | 0 | 0 | 0 | 0
TAS1 | Wind | 0 | 0 | 0 | 0 | 0 | 0 | 0 | 0 | 0 | 0 | 0 | 0 | 0 | 0 | 0 | 0 | 0 | 0 | 0 | 0 | 0
TAS1 | Solar PV | 0 | 0 | 0 | 0 | 0 | 0 | 0 | 0 | 0 | 0 | 0 | 0 | 0 | 0 | 0 | 0 | 0 | 0 | 0 | 0 | 0
TAS1 | LS Battery | 0 | 0 | 0 | 0 | 0 | 0 | 0 | 0 | 0 | 0 | 0 | 0 | 0 | 0 | 0 | 0 | 0 | 0 | 0 | 0 | 0
TAS1 | Pumped Hydro | 0 | 0 | 0 | 0 | 0 | 0 | 0 | 0 | 0 | 0 | 0 | 0 | 0 | 0 | 0 | 0 | 0 | 0 | 0 | 0 | 0
TAS1 | VPP | 0 | 0 | 0 | 0 | 0 | 0 | 0 | 0 | 0 | 0 | 0 | 0 | 0 | 0 | 0 | 0 | 0 | 0 | 0 | 0 | 0
Total excluding storage |  | 0.0050467 | 0.0045952 | 0.0047692 | 0.0046079 | 39.2546 | 0.0032749 | 0.0032122 | 0.0031422 | 0.0030726 | 0.0032333 | 0.0030236 | 94.4924 | 0.0029016 | 0.0028377 | 0.0028029 | 1.3124 | 2.874 | 0.0027828 | 0.30269 | 0.0022685 | 38.1799
Explicitly modelled pumping
Region | Technology | 2021-22 | 2022-23 | 2023-24 | 2024-25 | 2025-26 | 2026-27 | 2027-28 | 2028-29 | 2029-30 | 2030-31 | 2031-32 | 2032-33 | 2033-34 | 2034-35 | 2035-36 | 2036-37 | 2037-38 | 2038-39 | 2039-40 | 2040-41 | 2041-42
NEM | LS Battery pump | 0 | 0 | 0 | 0 | 0 | 0 | 0 | 0 | 0 | 0 | 0 | 0 | 0 | 0 | 0 | 0 | 0 | 0 | 0 | 0 | 0
NEM | Pumped Hydro Pump | 0 | 0 | 0 | 0 | 0 | 0 | 0 | 0 | 0 | 0 | 0 | 0 | 0 | 0 | 0 | 0 | 0 | 0 | 0 | 0 | 0
NEM | VPP pump | 0 | 0 | 0 | 0 | 0 | 0 | 0 | 0 | 0 | 0 | 0 | 0 | 0 | 0 | 0 | 0 | 0 | 0 | 0 | 0 | 0
Region | Technology | 2021-22 | 2022-23 | 2023-24 | 2024-25 | 2025-26 | 2026-27 | 2027-28 | 2028-29 | 2029-30 | 2030-31 | 2031-32 | 2032-33 | 2033-34 | 2034-35 | 2035-36 | 2036-37 | 2037-38 | 2038-39 | 2039-40 | 2040-41 | 2041-42
NSW1 | LS Battery pump | 0 | 0 | 0 | 0 | 0 | 0 | 0 | 0 | 0 | 0 | 0 | 0 | 0 | 0 | 0 | 0 | 0 | 0 | 0 | 0 | 0
NSW1 | Pumped Hydro Pump | 0 | 0 | 0 | 0 | 0 | 0 | 0 | 0 | 0 | 0 | 0 | 0 | 0 | 0 | 0 | 0 | 0 | 0 | 0 | 0 | 0
NSW1 | VPP pump | 0 | 0 | 0 | 0 | 0 | 0 | 0 | 0 | 0 | 0 | 0 | 0 | 0 | 0 | 0 | 0 | 0 | 0 | 0 | 0 | 0
Region | Technology | 2021-22 | 2022-23 | 2023-24 | 2024-25 | 2025-26 | 2026-27 | 2027-28 | 2028-29 | 2029-30 | 2030-31 | 2031-32 | 2032-33 | 2033-34 | 2034-35 | 2035-36 | 2036-37 | 2037-38 | 2038-39 | 2039-40 | 2040-41 | 2041-42
QLD1 | LS Battery pump | 0 | 0 | 0 | 0 | 0 | 0 | 0 | 0 | 0 | 0 | 0 | 0 | 0 | 0 | 0 | 0 | 0 | 0 | 0 | 0 | 0
QLD1 | Pumped Hydro Pump | 0 | 0 | 0 | 0 | 0 | 0 | 0 | 0 | 0 | 0 | 0 | 0 | 0 | 0 | 0 | 0 | 0 | 0 | 0 | 0 | 0
QLD1 | VPP pump | 0 | 0 | 0 | 0 | 0 | 0 | 0 | 0 | 0 | 0 | 0 | 0 | 0 | 0 | 0 | 0 | 0 | 0 | 0 | 0 | 0
Region | Technology | 2021-22 | 2022-23 | 2023-24 | 2024-25 | 2025-26 | 2026-27 | 2027-28 | 2028-29 | 2029-30 | 2030-31 | 2031-32 | 2032-33 | 2033-34 | 2034-35 | 2035-36 | 2036-37 | 2037-38 | 2038-39 | 2039-40 | 2040-41 | 2041-42
VIC1 | LS Battery pump | 0 | 0 | 0 | 0 | 0 | 0 | 0 | 0 | 0 | 0 | 0 | 0 | 0 | 0 | 0 | 0 | 0 | 0 | 0 | 0 | 0
VIC1 | Pumped Hydro Pump | 0 | 0 | 0 | 0 | 0 | 0 | 0 | 0 | 0 | 0 | 0 | 0 | 0 | 0 | 0 | 0 | 0 | 0 | 0 | 0 | 0
VIC1 | VPP pump | 0 | 0 | 0 | 0 | 0 | 0 | 0 | 0 | 0 | 0 | 0 | 0 | 0 | 0 | 0 | 0 | 0 | 0 | 0 | 0 | 0
Region | Technology | 2021-22 | 2022-23 | 2023-24 | 2024-25 | 2025-26 | 2026-27 | 2027-28 | 2028-29 | 2029-30 | 2030-31 | 2031-32 | 2032-33 | 2033-34 | 2034-35 | 2035-36 | 2036-37 | 2037-38 | 2038-39 | 2039-40 | 2040-41 | 2041-42
SA1 | LS Battery pump | 0 | 0 | 0 | 0 | 0 | 0 | 0 | 0 | 0 | 0 | 0 | 0 | 0 | 0 | 0 | 0 | 0 | 0 | 0 | 0 | 0
SA1 | Pumped Hydro Pump | 0 | 0 | 0 | 0 | 0 | 0 | 0 | 0 | 0 | 0 | 0 | 0 | 0 | 0 | 0 | 0 | 0 | 0 | 0 | 0 | 0
SA1 | VPP pump | 0 | 0 | 0 | 0 | 0 | 0 | 0 | 0 | 0 | 0 | 0 | 0 | 0 | 0 | 0 | 0 | 0 | 0 | 0 | 0 | 0
Region | Technology | 2021-22 | 2022-23 | 2023-24 | 2024-25 | 2025-26 | 2026-27 | 2027-28 | 2028-29 | 2029-30 | 2030-31 | 2031-32 | 2032-33 | 2033-34 | 2034-35 | 2035-36 | 2036-37 | 2037-38 | 2038-39 | 2039-40 | 2040-41 | 2041-42
TAS1 | LS Battery pump | 0 | 0 | 0 | 0 | 0 | 0 | 0 | 0 | 0 | 0 | 0 | 0 | 0 | 0 | 0 | 0 | 0 | 0 | 0 | 0 | 0
TAS1 | Pumped Hydro Pump | 0 | 0 | 0 | 0 | 0 | 0 | 0 | 0 | 0 | 0 | 0 | 0 | 0 | 0 | 0 | 0 | 0 | 0 | 0 | 0 | 0
TAS1 | VPP pump | 0 | 0 | 0 | 0 | 0 | 0 | 0 | 0 | 0 | 0 | 0 | 0 | 0 | 0 | 0 | 0 | 0 | 0 | 0 | 0 | 0
Ernst & Young’s liability is limited by a scheme approved under Professional Standards Legislation

## BaseCase_Build Cost
New generation build cost (CAPEX) by technology ($000s) - Base Case, Step Change Scenario
CAPEX (Install) | Real June 2019 dollars discounted to 1 July 2019. The total capital costs are annualised for modelling purposes.
Explicitly modelled generation
Region | Technology | 2021-22 | 2022-23 | 2023-24 | 2024-25 | 2025-26 | 2026-27 | 2027-28 | 2028-29 | 2029-30 | 2030-31 | 2031-32 | 2032-33 | 2033-34 | 2034-35 | 2035-36 | 2036-37 | 2037-38 | 2038-39 | 2039-40 | 2040-41 | 2041-42
NEM | Black Coal | 0 | 0 | 0 | 0 | 0 | 0 | 0 | 0 | 0 | 0 | 0 | 0 | 0 | 0 | 0 | 0 | 0 | 0 | 0 | 0 | 0
NEM | Brown Coal | 0 | 0 | 0 | 0 | 0 | 0 | 0 | 0 | 0 | 0 | 0 | 0 | 0 | 0 | 0 | 0 | 0 | 0 | 0 | 0 | 0
NEM | CCGT | 0.0040578 | 0.0038318 | 0.0039724 | 0.0099437 | 0.0093897 | 0.0088666 | 0.0083949 | 23107.0171 | 21819.6843 | 20604.0456 | 19507.9063 | 18369.2956 | 17345.8883 | 16379.498 | 15508.1054 | 14602.9454 | 13789.378 | 13021.1313 | 12328.4045 | 11608.8337 | 10962.0783
NEM | Gas - Steam | 0 | 0 | 0 | 0 | 0 | 0 | 0 | 0 | 0 | 0 | 0 | 0 | 0 | 0 | 0 | 0 | 0 | 0 | 0 | 0 | 0
NEM | OCGT / Diesel | 0.0036486 | 0.003581 | 0.0036593 | 0.0036017 | 0.0036023 | 0.0034669 | 0.0033727 | 0.0037985 | 0.0038379 | 0.0037376 | 0.0036474 | 0.0050136 | 0.0047705 | 0.0045411 | 0.0044085 | 0.0080943 | 35591.6832 | 33608.766 | 31820.773 | 29963.493 | 28657.0785
NEM | Hydro | 0 | 0 | 0 | 0 | 0 | 0 | 0 | 0 | 0 | 0 | 0 | 0 | 0 | 0 | 0 | 0 | 0 | 0 | 0 | 0 | 0
NEM | Wind | 107720.2279 | 101718.8346 | 115501.8956 | 470682.8571 | 852150.9183 | 1163136.6309 | 1169108.9711 | 1309168.8868 | 1392631.4068 | 1469290.3996 | 1506645.6183 | 1597550.5598 | 1602346.0986 | 1543025.3358 | 1525093.8666 | 1488822.2551 | 1576175.4853 | 1497371.4407 | 1463907.7885 | 1406507.8779 | 1418069.1268
NEM | Solar PV | 0.014054 | 0.015101 | 0.018713 | 0.026468 | 0.030685 | 256750.482 | 350699.4536 | 383018.6854 | 361679.5895 | 347579.1116 | 361134.364 | 414715.8435 | 432920.945 | 408801.6476 | 428433.2183 | 403426.899 | 439083.6347 | 427999.8414 | 412751.5879 | 448763.9254 | 461995.1085
NEM | LS Battery | 0.013109 | 0.014382 | 0.0151 | 0.01502 | 0.015478 | 106038.1535 | 120337.1022 | 203955.1246 | 192592.1856 | 181862.3093 | 172187.1903 | 162137.1561 | 153104.0181 | 144574.1431 | 136882.7688 | 69148.8538 | 54091.3869 | 0.00074102 | 0.0027232 | 0.0026195 | 14945.0983
NEM | Pumped Hydro | 0 | 0 | 0.02427 | 43379.3613 | 40987.4078 | 177538.8348 | 311189.0981 | 293025.9753 | 276700.647 | 261284.8429 | 284249.6194 | 408733.6972 | 385961.9428 | 364458.8698 | 345069.5856 | 390706.0402 | 389317.2627 | 367627.2546 | 424946.5765 | 400143.7609 | 441970.9786
NEM | VPP | 0 | 0 | 0 | 0 | 0 | 0 | 0 | 0 | 0 | 0 | 0 | 0 | 0 | 0 | 0 | 0 | 0 | 0 | 0 | 0 | 0
Total excluding storage |  | 107720.2497 | 101718.8571 | 115501.9219 | 470682.8971 | 852150.9619 | 1419887.1252 | 1519808.4365 | 1715294.593 | 1776130.6844 | 1837473.5606 | 1887287.8923 | 2030635.704 | 2052612.9366 | 1968206.4859 | 1969035.1947 | 1906852.1076 | 2064640.1813 | 1972001.1794 | 1920808.554 | 1896844.1301 | 1919683.3921
Region | Technology | 2021-22 | 2022-23 | 2023-24 | 2024-25 | 2025-26 | 2026-27 | 2027-28 | 2028-29 | 2029-30 | 2030-31 | 2031-32 | 2032-33 | 2033-34 | 2034-35 | 2035-36 | 2036-37 | 2037-38 | 2038-39 | 2039-40 | 2040-41 | 2041-42
NSW1 | Black Coal | 0 | 0 | 0 | 0 | 0 | 0 | 0 | 0 | 0 | 0 | 0 | 0 | 0 | 0 | 0 | 0 | 0 | 0 | 0 | 0 | 0
NSW1 | Brown Coal | 0 | 0 | 0 | 0 | 0 | 0 | 0 | 0 | 0 | 0 | 0 | 0 | 0 | 0 | 0 | 0 | 0 | 0 | 0 | 0 | 0
NSW1 | CCGT | 0.00080441 | 0.00075959 | 0.000785 | 0.00089319 | 0.00084343 | 0.00079644 | 0.00075407 | 0.0007285 | 0.00077241 | 0.00072937 | 0.00069057 | 0.0008886 | 0.00083909 | 0.00079234 | 0.00075019 | 0.00072407 | 0.0011183 | 0.001056 | 0.00099985 | 0.00094149 | 0.00096555
NSW1 | Gas - Steam | 0 | 0 | 0 | 0 | 0 | 0 | 0 | 0 | 0 | 0 | 0 | 0 | 0 | 0 | 0 | 0 | 0 | 0 | 0 | 0 | 0
NSW1 | OCGT / Diesel | 0.00066445 | 0.00066276 | 0.00066679 | 0.00068707 | 0.00067034 | 0.00066479 | 0.00066543 | 0.00066456 | 0.0007712 | 0.00072824 | 0.00068949 | 0.0011886 | 0.0011224 | 0.0010599 | 0.0010035 | 0.0018505 | 28769.1248 | 27166.3123 | 25721.059 | 24219.8005 | 22870.4442
NSW1 | Hydro | 0 | 0 | 0 | 0 | 0 | 0 | 0 | 0 | 0 | 0 | 0 | 0 | 0 | 0 | 0 | 0 | 0 | 0 | 0 | 0 | 0
NSW1 | Wind | 0.018869 | 0.019986 | 0.025766 | 42335.64 | 366917.6502 | 411758.1197 | 389852.5046 | 414964.821 | 391845.9233 | 501233.5863 | 482817.5112 | 508479.7064 | 480150.8086 | 453400.1968 | 429279.2148 | 404223.5164 | 381703.0371 | 360437.2399 | 348258.3308 | 350727.0114 | 408280.1808
NSW1 | Solar PV | 0.003229 | 0.0036662 | 0.0047154 | 0.0074596 | 0.012249 | 164055.4365 | 168853.6213 | 185649.4532 | 175306.377 | 165539.5439 | 156732.8067 | 185313.5259 | 202681.6755 | 191389.6841 | 204320.0756 | 192394.5455 | 228073.2308 | 228745.4321 | 221544.7181 | 227666.9936 | 224167.6643
NSW1 | LS Battery | 0.0023694 | 0.0026777 | 0.0027277 | 0.0028377 | 0.0028074 | 0.036134 | 17201.6924 | 24673.683 | 23299.0396 | 22000.9817 | 20830.5237 | 19614.7103 | 18521.9171 | 17490.0065 | 16559.5346 | 15592.9869 | 5058.1406 | 9.8719e-06 | 2.0561e-05 | 2.8996e-05 | 4.6829e-05
NSW1 | Pumped Hydro | 0 | 0 | 0.0059073 | 0.006638 | 0.0063818 | 0.0091313 | 0.010544 | 0.010999 | 0.018621 | 0.017712 | 0.020445 | 73469.4686 | 69376.2687 | 65511.113 | 62025.9086 | 124182.7408 | 137642.7548 | 129974.2727 | 159781.7506 | 150455.7847 | 163889.1876
NSW1 | VPP | 0 | 0 | 0 | 0 | 0 | 0 | 0 | 0 | 0 | 0 | 0 | 0 | 0 | 0 | 0 | 0 | 0 | 0 | 0 | 0 | 0
Total excluding storage |  | 0.023567 | 0.025074 | 0.031934 | 42335.649 | 366917.664 | 575813.5576 | 558706.1274 | 600614.2756 | 567152.3018 | 666773.1316 | 639550.3193 | 693793.2343 | 682832.486 | 644789.8828 | 633599.2922 | 596618.0645 | 638545.3938 | 616348.9854 | 595524.109 | 602613.8064 | 655318.2903
Region | Technology | 2021-22 | 2022-23 | 2023-24 | 2024-25 | 2025-26 | 2026-27 | 2027-28 | 2028-29 | 2029-30 | 2030-31 | 2031-32 | 2032-33 | 2033-34 | 2034-35 | 2035-36 | 2036-37 | 2037-38 | 2038-39 | 2039-40 | 2040-41 | 2041-42
QLD1 | Black Coal | 0 | 0 | 0 | 0 | 0 | 0 | 0 | 0 | 0 | 0 | 0 | 0 | 0 | 0 | 0 | 0 | 0 | 0 | 0 | 0 | 0
QLD1 | Brown Coal | 0 | 0 | 0 | 0 | 0 | 0 | 0 | 0 | 0 | 0 | 0 | 0 | 0 | 0 | 0 | 0 | 0 | 0 | 0 | 0 | 0
QLD1 | CCGT | 0.00084359 | 0.00079659 | 0.00079889 | 0.00095769 | 0.00090434 | 0.00085395 | 0.00080852 | 0.00093495 | 0.00088286 | 0.00083368 | 0.00086702 | 0.00093812 | 0.00094465 | 0.00089202 | 0.00084456 | 0.00079527 | 0.0011692 | 0.0011041 | 0.0010453 | 0.00098433 | 0.0010422
QLD1 | Gas - Steam | 0 | 0 | 0 | 0 | 0 | 0 | 0 | 0 | 0 | 0 | 0 | 0 | 0 | 0 | 0 | 0 | 0 | 0 | 0 | 0 | 0
QLD1 | OCGT / Diesel | 0.00067067 | 0.00066764 | 0.00067041 | 0.00068071 | 0.00079219 | 0.00074805 | 0.00070826 | 0.0011551 | 0.0010907 | 0.00103 | 0.00097517 | 0.0014749 | 0.0013927 | 0.0013151 | 0.0012451 | 0.0015517 | 0.010591 | 0.010001 | 0.0094689 | 0.0089162 | 0.0084195
QLD1 | Hydro | 0 | 0 | 0 | 0 | 0 | 0 | 0 | 0 | 0 | 0 | 0 | 0 | 0 | 0 | 0 | 0 | 0 | 0 | 0 | 0 | 0
QLD1 | Wind | 92749.4509 | 87582.1181 | 82922.7373 | 339960.6914 | 388202.8525 | 501669.6723 | 489130.3505 | 517902.7046 | 536851.4991 | 506941.9255 | 524956.3718 | 583721.5959 | 578905.7124 | 569211.0959 | 596119.3393 | 597202.8792 | 614365.2061 | 580137.1161 | 549273.7044 | 517214.2999 | 488398.8397
QLD1 | Solar PV | 0.0046187 | 0.0051533 | 0.0061255 | 0.007473 | 0.0071731 | 31860.286 | 30165.3128 | 54541.8346 | 51503.1489 | 54683.5113 | 83820.8688 | 107779.3691 | 108332.7273 | 102297.1928 | 115122.501 | 108403.1571 | 105868.1209 | 99969.8971 | 94651.4787 | 130177.1798 | 135780.5218
QLD1 | LS Battery | 0.0024425 | 0.00271 | 0.0027682 | 0.002906 | 0.0032959 | 75230.1127 | 73966.3971 | 151814.9339 | 143356.878 | 135370.0453 | 128168.3302 | 120687.5414 | 113963.6839 | 107614.4322 | 101889.3224 | 53555.8668 | 49033.2455 | 0 | 6.5808e-06 | 1.4543e-05 | 3.0028e-05
QLD1 | Pumped Hydro | 0 | 0 | 0.0030737 | 0.0036343 | 0.0046875 | 0.0053753 | 0.0059055 | 0.024563 | 0.023231 | 0.022004 | 36865.1988 | 102318.8869 | 96618.4012 | 91235.5063 | 86381.759 | 81339.9232 | 76808.2374 | 72529.0249 | 108825.4953 | 102473.6882 | 139069.2356
QLD1 | VPP | 0 | 0 | 0 | 0 | 0 | 0 | 0 | 0 | 0 | 0 | 0 | 0 | 0 | 0 | 0 | 0 | 0 | 0 | 0 | 0 | 0
Total excluding storage |  | 92749.457 | 87582.1247 | 82922.7449 | 339960.7005 | 388202.8613 | 533529.9598 | 519295.6648 | 572444.5413 | 588354.6499 | 561625.4386 | 608777.2425 | 691500.9675 | 687238.4419 | 671508.291 | 711241.8424 | 705606.0387 | 720233.3388 | 680107.0243 | 643925.1936 | 647391.4896 | 624179.3709
Region | Technology | 2021-22 | 2022-23 | 2023-24 | 2024-25 | 2025-26 | 2026-27 | 2027-28 | 2028-29 | 2029-30 | 2030-31 | 2031-32 | 2032-33 | 2033-34 | 2034-35 | 2035-36 | 2036-37 | 2037-38 | 2038-39 | 2039-40 | 2040-41 | 2041-42
VIC1 | Black Coal | 0 | 0 | 0 | 0 | 0 | 0 | 0 | 0 | 0 | 0 | 0 | 0 | 0 | 0 | 0 | 0 | 0 | 0 | 0 | 0 | 0
VIC1 | Brown Coal | 0 | 0 | 0 | 0 | 0 | 0 | 0 | 0 | 0 | 0 | 0 | 0 | 0 | 0 | 0 | 0 | 0 | 0 | 0 | 0 | 0
VIC1 | CCGT | 0.00097475 | 0.00092044 | 0.00088896 | 0.0066586 | 0.0062877 | 0.0059374 | 0.0056215 | 23107.0143 | 21819.6815 | 20604.043 | 19507.9038 | 18369.2927 | 17345.8855 | 16379.4952 | 15508.1028 | 14602.9429 | 13789.3743 | 13021.1278 | 12328.4012 | 11608.8306 | 10962.075
VIC1 | Gas - Steam | 0 | 0 | 0 | 0 | 0 | 0 | 0 | 0 | 0 | 0 | 0 | 0 | 0 | 0 | 0 | 0 | 0 | 0 | 0 | 0 | 0
VIC1 | OCGT / Diesel | 0.00096742 | 0.00091352 | 0.00086492 | 0.00081444 | 0.00076907 | 0.00072622 | 0.00068758 | 0.00067212 | 0.00067087 | 0.00067351 | 0.00067407 | 0.00086838 | 0.00082 | 0.00077432 | 0.00075562 | 0.0018546 | 0.0080784 | 0.0076283 | 0.0072225 | 0.0068009 | 362.9461
VIC1 | Hydro | 0 | 0 | 0 | 0 | 0 | 0 | 0 | 0 | 0 | 0 | 0 | 0 | 0 | 0 | 0 | 0 | 0 | 0 | 0 | 0 | 0
VIC1 | Wind | 0.014436 | 0.014104 | 0.014556 | 47569.6154 | 44919.3753 | 108652.2195 | 144809.1246 | 195149.8028 | 257896.3881 | 247830.8087 | 287900.5724 | 283682.809 | 326093.8695 | 307926.2223 | 291544.4851 | 284864.0288 | 358553.6575 | 340161.5704 | 322064.9064 | 303266.9771 | 295416.403
VIC1 | Solar PV | 0.0015093 | 0.0014252 | 0.0014074 | 0.0029157 | 0.0027698 | 53558.9249 | 133288.8053 | 125509.1505 | 118516.6671 | 111913.7555 | 105959.9211 | 99775.3687 | 94216.5899 | 88967.5069 | 84234.4176 | 79317.9155 | 82660.7587 | 78055.4851 | 73902.9176 | 69589.4332 | 81904.9756
VIC1 | LS Battery | 0.0033717 | 0.0032095 | 0.003356 | 0.0032155 | 0.0032087 | 0.04612 | 0.043676 | 0.041127 | 0.038835 | 0.036672 | 0.032816 | 0.030886 | 0.028987 | 0.027341 | 0.025789 | 5.4553e-06 | 0 | 4.624e-06 | 0.00070941 | 0.00067629 | 0.030818
VIC1 | Pumped Hydro | 0 | 0 | 0.0048242 | 43379.341 | 40987.3862 | 177538.8091 | 311189.0701 | 293025.9281 | 276700.5931 | 261284.7905 | 247384.3869 | 232945.3263 | 219967.258 | 207712.236 | 196661.9031 | 185183.3568 | 174866.2482 | 165123.9359 | 156339.3092 | 147214.2678 | 139012.5286
VIC1 | VPP | 0 | 0 | 0 | 0 | 0 | 0 | 0 | 0 | 0 | 0 | 0 | 0 | 0 | 0 | 0 | 0 | 0 | 0 | 0 | 0 | 0
Total excluding storage |  | 0.017888 | 0.017363 | 0.017717 | 47569.6258 | 44919.3851 | 162211.151 | 278097.9362 | 343765.9683 | 398232.7374 | 380348.6079 | 413368.398 | 401827.4713 | 437656.3457 | 413273.2253 | 391287.0063 | 378784.889 | 455003.7987 | 431238.191 | 408296.2324 | 384465.2476 | 388646.3997
Region | Technology | 2021-22 | 2022-23 | 2023-24 | 2024-25 | 2025-26 | 2026-27 | 2027-28 | 2028-29 | 2029-30 | 2030-31 | 2031-32 | 2032-33 | 2033-34 | 2034-35 | 2035-36 | 2036-37 | 2037-38 | 2038-39 | 2039-40 | 2040-41 | 2041-42
SA1 | Black Coal | 0 | 0 | 0 | 0 | 0 | 0 | 0 | 0 | 0 | 0 | 0 | 0 | 0 | 0 | 0 | 0 | 0 | 0 | 0 | 0 | 0
SA1 | Brown Coal | 0 | 0 | 0 | 0 | 0 | 0 | 0 | 0 | 0 | 0 | 0 | 0 | 0 | 0 | 0 | 0 | 0 | 0 | 0 | 0 | 0
SA1 | CCGT | 0.00082 | 0.00077431 | 0.00094959 | 0.00091634 | 0.00086529 | 0.00081708 | 0.00077361 | 0.00072846 | 0.00068788 | 0.00066794 | 0.00063241 | 0.00074918 | 0.00070745 | 0.00068013 | 0.00064394 | 0.00071294 | 0.0010728 | 0.001013 | 0.00095912 | 0.00090314 | 0.0010085
SA1 | Gas - Steam | 0 | 0 | 0 | 0 | 0 | 0 | 0 | 0 | 0 | 0 | 0 | 0 | 0 | 0 | 0 | 0 | 0 | 0 | 0 | 0 | 0
SA1 | OCGT / Diesel | 0.00067476 | 0.00067234 | 0.00078757 | 0.00075298 | 0.00072408 | 0.00068374 | 0.00066605 | 0.00066393 | 0.00066255 | 0.00066371 | 0.00066529 | 0.00083904 | 0.00079229 | 0.00074815 | 0.00075827 | 0.0021921 | 6822.539 | 6442.4353 | 6099.6964 | 5743.676 | 5423.679
SA1 | Hydro | 0 | 0 | 0 | 0 | 0 | 0 | 0 | 0 | 0 | 0 | 0 | 0 | 0 | 0 | 0 | 0 | 0 | 0 | 0 | 0 | 0
SA1 | Wind | 0.028015 | 0.029246 | 0.035865 | 10139.3681 | 9574.4743 | 88397.4763 | 83694.7232 | 112223.4393 | 130707.982 | 132560.8942 | 125508.6291 | 132782.0346 | 125384.3578 | 118398.8282 | 112099.9868 | 105557.1182 | 123843.2181 | 118618.8174 | 148821.7073 | 140135.4459 | 136111.4337
SA1 | Solar PV | 0.0041869 | 0.0043561 | 0.0058764 | 0.0078887 | 0.0076974 | 7275.8319 | 18391.7066 | 17318.2399 | 16353.3899 | 15442.2945 | 14620.7613 | 21847.574 | 27689.9468 | 26147.2586 | 24756.2191 | 23311.2753 | 22481.5146 | 21229.0034 | 20099.6161 | 18926.4638 | 17872.0176
SA1 | LS Battery | 0.0025419 | 0.00301 | 0.0034559 | 0.0032826 | 0.0032248 | 30807.9509 | 29168.9618 | 27466.4598 | 25936.2226 | 24491.2395 | 23188.2992 | 21834.8696 | 20618.3846 | 19469.6738 | 18433.8831 | 1.2166e-05 | 3.859e-06 | 1.0151e-05 | 0.0001244 | 0.00012973 | 14945.0657
SA1 | Pumped Hydro | 0 | 0 | 0.0043415 | 0.004115 | 0.0040129 | 0.004512 | 0.0048376 | 0.0049147 | 0.0052996 | 0.0058767 | 0.0064138 | 0.0083674 | 0.0079184 | 0.0074772 | 0.0078361 | 0.012332 | 0.013742 | 0.012976 | 0.012423 | 0.011718 | 0.018729
SA1 | VPP | 0 | 0 | 0 | 0 | 0 | 0 | 0 | 0 | 0 | 0 | 0 | 0 | 0 | 0 | 0 | 0 | 0 | 0 | 0 | 0 | 0
Total excluding storage |  | 0.033696 | 0.035049 | 0.043478 | 10139.3776 | 9574.4836 | 95673.3097 | 102086.4313 | 129541.6805 | 147061.3732 | 148003.1901 | 140129.3917 | 154629.6103 | 153074.3061 | 144546.0883 | 136856.2074 | 128868.3964 | 153147.2727 | 146290.257 | 175021.0208 | 164805.5866 | 159407.1313
Region | Technology | 2021-22 | 2022-23 | 2023-24 | 2024-25 | 2025-26 | 2026-27 | 2027-28 | 2028-29 | 2029-30 | 2030-31 | 2031-32 | 2032-33 | 2033-34 | 2034-35 | 2035-36 | 2036-37 | 2037-38 | 2038-39 | 2039-40 | 2040-41 | 2041-42
TAS1 | Black Coal | 0 | 0 | 0 | 0 | 0 | 0 | 0 | 0 | 0 | 0 | 0 | 0 | 0 | 0 | 0 | 0 | 0 | 0 | 0 | 0 | 0
TAS1 | Brown Coal | 0 | 0 | 0 | 0 | 0 | 0 | 0 | 0 | 0 | 0 | 0 | 0 | 0 | 0 | 0 | 0 | 0 | 0 | 0 | 0 | 0
TAS1 | CCGT | 0.00061508 | 0.00058081 | 0.00054991 | 0.00051781 | 0.00048896 | 0.00046172 | 0.00043716 | 0.00041164 | 0.00038871 | 0.00036705 | 0.00034753 | 0.00034332 | 0.00034056 | 0.00033749 | 0.00033491 | 0.00033096 | 0.00035458 | 0.00033483 | 0.00034975 | 0.00032933 | 0.00032191
TAS1 | Gas - Steam | 0 | 0 | 0 | 0 | 0 | 0 | 0 | 0 | 0 | 0 | 0 | 0 | 0 | 0 | 0 | 0 | 0 | 0 | 0 | 0 | 0
TAS1 | OCGT / Diesel | 0.00067128 | 0.00066478 | 0.00066962 | 0.00066648 | 0.00064667 | 0.0006441 | 0.00064543 | 0.00064276 | 0.00064254 | 0.00064214 | 0.00064341 | 0.00064268 | 0.00064309 | 0.00064361 | 0.00064598 | 0.00064544 | 0.00082731 | 0.00078121 | 0.00087302 | 0.00082206 | 0.00078207
TAS1 | Hydro | 0 | 0 | 0 | 0 | 0 | 0 | 0 | 0 | 0 | 0 | 0 | 0 | 0 | 0 | 0 | 0 | 0 | 0 | 0 | 0 | 0
TAS1 | Wind | 14970.7157 | 14136.6532 | 32579.0821 | 30677.5421 | 42536.566 | 52659.1432 | 61622.2682 | 68928.1191 | 75329.6144 | 80723.185 | 85462.5338 | 88884.4137 | 91811.3503 | 94088.9925 | 96050.8405 | 96974.7125 | 97710.3664 | 98016.6969 | 95489.1396 | 95164.1436 | 89862.2697
TAS1 | Solar PV | 0.00051018 | 0.00049975 | 0.00058854 | 0.00073098 | 0.00079538 | 0.0027198 | 0.0075447 | 0.0071043 | 0.0067085 | 0.0063399 | 0.0060026 | 0.0057823 | 0.0054601 | 0.0051559 | 0.0049019 | 0.0054993 | 0.0097671 | 0.023679 | 2552.8575 | 2403.8551 | 2269.9292
TAS1 | LS Battery | 0.0023839 | 0.002775 | 0.0027918 | 0.0027783 | 0.0029415 | 0.0076168 | 0.0072825 | 0.0068574 | 0.0064754 | 0.0061146 | 0.0044424 | 0.0038879 | 0.0035789 | 0.0032953 | 0.0029403 | 4.7362e-05 | 0.00074618 | 0.00071637 | 0.0018622 | 0.00177 | 0.0016806
TAS1 | Pumped Hydro | 0 | 0 | 0.0061229 | 0.0058943 | 0.0064581 | 0.0066566 | 0.0067408 | 0.0067468 | 0.0067684 | 0.0068521 | 0.0069002 | 0.0069934 | 0.006919 | 0.0069457 | 0.0070118 | 0.0070641 | 0.0085264 | 0.0080902 | 0.0090221 | 0.0085322 | 0.008123
TAS1 | VPP | 0 | 0 | 0 | 0 | 0 | 0 | 0 | 0 | 0 | 0 | 0 | 0 | 0 | 0 | 0 | 0 | 0 | 0 | 0 | 0 | 0
Total excluding storage |  | 14970.7175 | 14136.655 | 32579.0839 | 30677.5441 | 42536.5679 | 52659.147 | 61622.2768 | 68928.1273 | 75329.6221 | 80723.1923 | 85462.5408 | 88884.4205 | 91811.3568 | 94088.9986 | 96050.8464 | 96974.719 | 97710.3774 | 98016.7217 | 98041.9983 | 97567.9998 | 92132.2
Ernst & Young’s liability is limited by a scheme approved under Professional Standards Legislation

## BaseCase_REHAB Cost
Rehabilition cost by technology ($000s) - Base Case, Step Change Scenario
REHAB | Real June 2019 dollars discounted to 1 July 2019
Explicitly modelled generation
Region | Technology | 2021-22 | 2022-23 | 2023-24 | 2024-25 | 2025-26 | 2026-27 | 2027-28 | 2028-29 | 2029-30 | 2030-31 | 2031-32 | 2032-33 | 2033-34 | 2034-35 | 2035-36 | 2036-37 | 2037-38 | 2038-39 | 2039-40 | 2040-41 | 2041-42
NEM | Black Coal | 0 | 0 | 0 | 167613.7242 | 117523.5498 | 68108.4512 | 17727.1962 | 0 | 42401.7747 | 5944.8038 | 15150.2234 | 4175.8537 | 24189.5362 | 1705.9893 | 3168.5833 | 0.00023385 | 0 | 7397.1932 | 0 | 18489.0292 | 8555.4803
NEM | Brown Coal | 0 | 0 | 0 | 73114.5922 | 4698.2195 | 94711.1385 | 101480.717 | 31221.3454 | 0 | 0 | 1.3924e-05 | 0 | 0 | 0.03178 | 0.0027609 | 0.0013025 | 0.00022065 | 0.0021591 | 0 | 0 | 0
NEM | CCGT | 0 | 0 | 0 | 0 | 0 | 0 | 0 | 0 | 0 | 0 | 0 | 0 | 0 | 0 | 0 | 0 | 0 | 0 | 0 | 0 | 0
NEM | Gas - Steam | 0 | 0 | 0 | 0 | 0 | 0 | 0 | 0 | 0 | 0 | 0 | 0 | 0 | 0 | 0 | 0 | 0 | 0 | 0 | 0 | 0
NEM | OCGT / Diesel | 0 | 0 | 0 | 0 | 0 | 0 | 0 | 0 | 0 | 0 | 0 | 0 | 0 | 0 | 0 | 0 | 0 | 0 | 0 | 0 | 0
NEM | Hydro | 0 | 0 | 0 | 0 | 0 | 0 | 0 | 0 | 0 | 0 | 0 | 0 | 0 | 0 | 0 | 0 | 0 | 0 | 0 | 0 | 0
NEM | Wind | 0 | 0 | 0 | 0 | 0 | 0 | 0 | 0 | 0 | 0 | 0 | 0 | 0 | 0 | 0 | 0 | 0 | 0 | 0 | 0 | 0
NEM | Solar PV | 0 | 0 | 0 | 0 | 0 | 0 | 0 | 0 | 0 | 0 | 0 | 0 | 0 | 0 | 0 | 0 | 0 | 0 | 0 | 0 | 0
NEM | LS Battery | 0 | 0 | 0 | 0 | 0 | 0 | 0 | 0 | 0 | 0 | 0 | 0 | 0 | 0 | 0 | 0 | 0 | 0 | 0 | 0 | 0
NEM | Pumped Hydro | 0 | 0 | 0 | 0 | 0 | 0 | 0 | 0 | 0 | 0 | 0 | 0 | 0 | 0 | 0 | 0 | 0 | 0 | 0 | 0 | 0
NEM | VPP | 0 | 0 | 0 | 0 | 0 | 0 | 0 | 0 | 0 | 0 | 0 | 0 | 0 | 0 | 0 | 0 | 0 | 0 | 0 | 0 | 0
Total excluding storage |  | 0 | 0 | 0 | 240728.3163 | 122221.7692 | 162819.5897 | 119207.9132 | 31221.3454 | 42401.7747 | 5944.8038 | 15150.2234 | 4175.8537 | 24189.5362 | 1706.0211 | 3168.5861 | 0.0015364 | 0.00022065 | 7397.1953 | 0 | 18489.0292 | 8555.4803
Region | Technology | 2021-22 | 2022-23 | 2023-24 | 2024-25 | 2025-26 | 2026-27 | 2027-28 | 2028-29 | 2029-30 | 2030-31 | 2031-32 | 2032-33 | 2033-34 | 2034-35 | 2035-36 | 2036-37 | 2037-38 | 2038-39 | 2039-40 | 2040-41 | 2041-42
NSW1 | Black Coal | 0 | 0 | 0 | 18115.7389 | 102924.9927 | 22489.927 | 2.634e-05 | 0 | 0 | 3265.6563 | 2101.9807 | 753.5425 | 0 | 1705.9893 | 0 | 0 | 0 | 0 | 0 | 0 | 2.5413e-06
NSW1 | Brown Coal | 0 | 0 | 0 | 0 | 0 | 0 | 0 | 0 | 0 | 0 | 0 | 0 | 0 | 0 | 0 | 0 | 0 | 0 | 0 | 0 | 0
NSW1 | CCGT | 0 | 0 | 0 | 0 | 0 | 0 | 0 | 0 | 0 | 0 | 0 | 0 | 0 | 0 | 0 | 0 | 0 | 0 | 0 | 0 | 0
NSW1 | Gas - Steam | 0 | 0 | 0 | 0 | 0 | 0 | 0 | 0 | 0 | 0 | 0 | 0 | 0 | 0 | 0 | 0 | 0 | 0 | 0 | 0 | 0
NSW1 | OCGT / Diesel | 0 | 0 | 0 | 0 | 0 | 0 | 0 | 0 | 0 | 0 | 0 | 0 | 0 | 0 | 0 | 0 | 0 | 0 | 0 | 0 | 0
NSW1 | Hydro | 0 | 0 | 0 | 0 | 0 | 0 | 0 | 0 | 0 | 0 | 0 | 0 | 0 | 0 | 0 | 0 | 0 | 0 | 0 | 0 | 0
NSW1 | Wind | 0 | 0 | 0 | 0 | 0 | 0 | 0 | 0 | 0 | 0 | 0 | 0 | 0 | 0 | 0 | 0 | 0 | 0 | 0 | 0 | 0
NSW1 | Solar PV | 0 | 0 | 0 | 0 | 0 | 0 | 0 | 0 | 0 | 0 | 0 | 0 | 0 | 0 | 0 | 0 | 0 | 0 | 0 | 0 | 0
NSW1 | LS Battery | 0 | 0 | 0 | 0 | 0 | 0 | 0 | 0 | 0 | 0 | 0 | 0 | 0 | 0 | 0 | 0 | 0 | 0 | 0 | 0 | 0
NSW1 | Pumped Hydro | 0 | 0 | 0 | 0 | 0 | 0 | 0 | 0 | 0 | 0 | 0 | 0 | 0 | 0 | 0 | 0 | 0 | 0 | 0 | 0 | 0
NSW1 | VPP | 0 | 0 | 0 | 0 | 0 | 0 | 0 | 0 | 0 | 0 | 0 | 0 | 0 | 0 | 0 | 0 | 0 | 0 | 0 | 0 | 0
Total excluding storage |  | 0 | 0 | 0 | 18115.7389 | 102924.9927 | 22489.927 | 2.634e-05 | 0 | 0 | 3265.6563 | 2101.9807 | 753.5425 | 0 | 1705.9893 | 0 | 0 | 0 | 0 | 0 | 0 | 2.5413e-06
Region | Technology | 2021-22 | 2022-23 | 2023-24 | 2024-25 | 2025-26 | 2026-27 | 2027-28 | 2028-29 | 2029-30 | 2030-31 | 2031-32 | 2032-33 | 2033-34 | 2034-35 | 2035-36 | 2036-37 | 2037-38 | 2038-39 | 2039-40 | 2040-41 | 2041-42
QLD1 | Black Coal | 0 | 0 | 0 | 149497.9853 | 14598.5571 | 45618.5243 | 17727.1962 | 0 | 42401.7747 | 2679.1476 | 13048.2426 | 3422.3112 | 24189.5362 | 3.092e-06 | 3168.5833 | 0.00023385 | 0 | 7397.1932 | 0 | 18489.0292 | 8555.4803
QLD1 | Brown Coal | 0 | 0 | 0 | 0 | 0 | 0 | 0 | 0 | 0 | 0 | 0 | 0 | 0 | 0 | 0 | 0 | 0 | 0 | 0 | 0 | 0
QLD1 | CCGT | 0 | 0 | 0 | 0 | 0 | 0 | 0 | 0 | 0 | 0 | 0 | 0 | 0 | 0 | 0 | 0 | 0 | 0 | 0 | 0 | 0
QLD1 | Gas - Steam | 0 | 0 | 0 | 0 | 0 | 0 | 0 | 0 | 0 | 0 | 0 | 0 | 0 | 0 | 0 | 0 | 0 | 0 | 0 | 0 | 0
QLD1 | OCGT / Diesel | 0 | 0 | 0 | 0 | 0 | 0 | 0 | 0 | 0 | 0 | 0 | 0 | 0 | 0 | 0 | 0 | 0 | 0 | 0 | 0 | 0
QLD1 | Hydro | 0 | 0 | 0 | 0 | 0 | 0 | 0 | 0 | 0 | 0 | 0 | 0 | 0 | 0 | 0 | 0 | 0 | 0 | 0 | 0 | 0
QLD1 | Wind | 0 | 0 | 0 | 0 | 0 | 0 | 0 | 0 | 0 | 0 | 0 | 0 | 0 | 0 | 0 | 0 | 0 | 0 | 0 | 0 | 0
QLD1 | Solar PV | 0 | 0 | 0 | 0 | 0 | 0 | 0 | 0 | 0 | 0 | 0 | 0 | 0 | 0 | 0 | 0 | 0 | 0 | 0 | 0 | 0
QLD1 | LS Battery | 0 | 0 | 0 | 0 | 0 | 0 | 0 | 0 | 0 | 0 | 0 | 0 | 0 | 0 | 0 | 0 | 0 | 0 | 0 | 0 | 0
QLD1 | Pumped Hydro | 0 | 0 | 0 | 0 | 0 | 0 | 0 | 0 | 0 | 0 | 0 | 0 | 0 | 0 | 0 | 0 | 0 | 0 | 0 | 0 | 0
QLD1 | VPP | 0 | 0 | 0 | 0 | 0 | 0 | 0 | 0 | 0 | 0 | 0 | 0 | 0 | 0 | 0 | 0 | 0 | 0 | 0 | 0 | 0
Total excluding storage |  | 0 | 0 | 0 | 149497.9853 | 14598.5571 | 45618.5243 | 17727.1962 | 0 | 42401.7747 | 2679.1476 | 13048.2426 | 3422.3112 | 24189.5362 | 3.092e-06 | 3168.5833 | 0.00023385 | 0 | 7397.1932 | 0 | 18489.0292 | 8555.4803
Region | Technology | 2021-22 | 2022-23 | 2023-24 | 2024-25 | 2025-26 | 2026-27 | 2027-28 | 2028-29 | 2029-30 | 2030-31 | 2031-32 | 2032-33 | 2033-34 | 2034-35 | 2035-36 | 2036-37 | 2037-38 | 2038-39 | 2039-40 | 2040-41 | 2041-42
VIC1 | Black Coal | 0 | 0 | 0 | 0 | 0 | 0 | 0 | 0 | 0 | 0 | 0 | 0 | 0 | 0 | 0 | 0 | 0 | 0 | 0 | 0 | 0
VIC1 | Brown Coal | 0 | 0 | 0 | 73114.5922 | 4698.2195 | 94711.1385 | 101480.717 | 31221.3454 | 0 | 0 | 1.3924e-05 | 0 | 0 | 0.03178 | 0.0027609 | 0.0013025 | 0.00022065 | 0.0021591 | 0 | 0 | 0
VIC1 | CCGT | 0 | 0 | 0 | 0 | 0 | 0 | 0 | 0 | 0 | 0 | 0 | 0 | 0 | 0 | 0 | 0 | 0 | 0 | 0 | 0 | 0
VIC1 | Gas - Steam | 0 | 0 | 0 | 0 | 0 | 0 | 0 | 0 | 0 | 0 | 0 | 0 | 0 | 0 | 0 | 0 | 0 | 0 | 0 | 0 | 0
VIC1 | OCGT / Diesel | 0 | 0 | 0 | 0 | 0 | 0 | 0 | 0 | 0 | 0 | 0 | 0 | 0 | 0 | 0 | 0 | 0 | 0 | 0 | 0 | 0
VIC1 | Hydro | 0 | 0 | 0 | 0 | 0 | 0 | 0 | 0 | 0 | 0 | 0 | 0 | 0 | 0 | 0 | 0 | 0 | 0 | 0 | 0 | 0
VIC1 | Wind | 0 | 0 | 0 | 0 | 0 | 0 | 0 | 0 | 0 | 0 | 0 | 0 | 0 | 0 | 0 | 0 | 0 | 0 | 0 | 0 | 0
VIC1 | Solar PV | 0 | 0 | 0 | 0 | 0 | 0 | 0 | 0 | 0 | 0 | 0 | 0 | 0 | 0 | 0 | 0 | 0 | 0 | 0 | 0 | 0
VIC1 | LS Battery | 0 | 0 | 0 | 0 | 0 | 0 | 0 | 0 | 0 | 0 | 0 | 0 | 0 | 0 | 0 | 0 | 0 | 0 | 0 | 0 | 0
VIC1 | Pumped Hydro | 0 | 0 | 0 | 0 | 0 | 0 | 0 | 0 | 0 | 0 | 0 | 0 | 0 | 0 | 0 | 0 | 0 | 0 | 0 | 0 | 0
VIC1 | VPP | 0 | 0 | 0 | 0 | 0 | 0 | 0 | 0 | 0 | 0 | 0 | 0 | 0 | 0 | 0 | 0 | 0 | 0 | 0 | 0 | 0
Total excluding storage |  | 0 | 0 | 0 | 73114.5922 | 4698.2195 | 94711.1385 | 101480.717 | 31221.3454 | 0 | 0 | 1.3924e-05 | 0 | 0 | 0.03178 | 0.0027609 | 0.0013025 | 0.00022065 | 0.0021591 | 0 | 0 | 0
Region | Technology | 2021-22 | 2022-23 | 2023-24 | 2024-25 | 2025-26 | 2026-27 | 2027-28 | 2028-29 | 2029-30 | 2030-31 | 2031-32 | 2032-33 | 2033-34 | 2034-35 | 2035-36 | 2036-37 | 2037-38 | 2038-39 | 2039-40 | 2040-41 | 2041-42
SA1 | Black Coal | 0 | 0 | 0 | 0 | 0 | 0 | 0 | 0 | 0 | 0 | 0 | 0 | 0 | 0 | 0 | 0 | 0 | 0 | 0 | 0 | 0
SA1 | Brown Coal | 0 | 0 | 0 | 0 | 0 | 0 | 0 | 0 | 0 | 0 | 0 | 0 | 0 | 0 | 0 | 0 | 0 | 0 | 0 | 0 | 0
SA1 | CCGT | 0 | 0 | 0 | 0 | 0 | 0 | 0 | 0 | 0 | 0 | 0 | 0 | 0 | 0 | 0 | 0 | 0 | 0 | 0 | 0 | 0
SA1 | Gas - Steam | 0 | 0 | 0 | 0 | 0 | 0 | 0 | 0 | 0 | 0 | 0 | 0 | 0 | 0 | 0 | 0 | 0 | 0 | 0 | 0 | 0
SA1 | OCGT / Diesel | 0 | 0 | 0 | 0 | 0 | 0 | 0 | 0 | 0 | 0 | 0 | 0 | 0 | 0 | 0 | 0 | 0 | 0 | 0 | 0 | 0
SA1 | Hydro | 0 | 0 | 0 | 0 | 0 | 0 | 0 | 0 | 0 | 0 | 0 | 0 | 0 | 0 | 0 | 0 | 0 | 0 | 0 | 0 | 0
SA1 | Wind | 0 | 0 | 0 | 0 | 0 | 0 | 0 | 0 | 0 | 0 | 0 | 0 | 0 | 0 | 0 | 0 | 0 | 0 | 0 | 0 | 0
SA1 | Solar PV | 0 | 0 | 0 | 0 | 0 | 0 | 0 | 0 | 0 | 0 | 0 | 0 | 0 | 0 | 0 | 0 | 0 | 0 | 0 | 0 | 0
SA1 | LS Battery | 0 | 0 | 0 | 0 | 0 | 0 | 0 | 0 | 0 | 0 | 0 | 0 | 0 | 0 | 0 | 0 | 0 | 0 | 0 | 0 | 0
SA1 | Pumped Hydro | 0 | 0 | 0 | 0 | 0 | 0 | 0 | 0 | 0 | 0 | 0 | 0 | 0 | 0 | 0 | 0 | 0 | 0 | 0 | 0 | 0
SA1 | VPP | 0 | 0 | 0 | 0 | 0 | 0 | 0 | 0 | 0 | 0 | 0 | 0 | 0 | 0 | 0 | 0 | 0 | 0 | 0 | 0 | 0
Total excluding storage |  | 0 | 0 | 0 | 0 | 0 | 0 | 0 | 0 | 0 | 0 | 0 | 0 | 0 | 0 | 0 | 0 | 0 | 0 | 0 | 0 | 0
Region | Technology | 2021-22 | 2022-23 | 2023-24 | 2024-25 | 2025-26 | 2026-27 | 2027-28 | 2028-29 | 2029-30 | 2030-31 | 2031-32 | 2032-33 | 2033-34 | 2034-35 | 2035-36 | 2036-37 | 2037-38 | 2038-39 | 2039-40 | 2040-41 | 2041-42
TAS1 | Black Coal | 0 | 0 | 0 | 0 | 0 | 0 | 0 | 0 | 0 | 0 | 0 | 0 | 0 | 0 | 0 | 0 | 0 | 0 | 0 | 0 | 0
TAS1 | Brown Coal | 0 | 0 | 0 | 0 | 0 | 0 | 0 | 0 | 0 | 0 | 0 | 0 | 0 | 0 | 0 | 0 | 0 | 0 | 0 | 0 | 0
TAS1 | CCGT | 0 | 0 | 0 | 0 | 0 | 0 | 0 | 0 | 0 | 0 | 0 | 0 | 0 | 0 | 0 | 0 | 0 | 0 | 0 | 0 | 0
TAS1 | Gas - Steam | 0 | 0 | 0 | 0 | 0 | 0 | 0 | 0 | 0 | 0 | 0 | 0 | 0 | 0 | 0 | 0 | 0 | 0 | 0 | 0 | 0
TAS1 | OCGT / Diesel | 0 | 0 | 0 | 0 | 0 | 0 | 0 | 0 | 0 | 0 | 0 | 0 | 0 | 0 | 0 | 0 | 0 | 0 | 0 | 0 | 0
TAS1 | Hydro | 0 | 0 | 0 | 0 | 0 | 0 | 0 | 0 | 0 | 0 | 0 | 0 | 0 | 0 | 0 | 0 | 0 | 0 | 0 | 0 | 0
TAS1 | Wind | 0 | 0 | 0 | 0 | 0 | 0 | 0 | 0 | 0 | 0 | 0 | 0 | 0 | 0 | 0 | 0 | 0 | 0 | 0 | 0 | 0
TAS1 | Solar PV | 0 | 0 | 0 | 0 | 0 | 0 | 0 | 0 | 0 | 0 | 0 | 0 | 0 | 0 | 0 | 0 | 0 | 0 | 0 | 0 | 0
TAS1 | LS Battery | 0 | 0 | 0 | 0 | 0 | 0 | 0 | 0 | 0 | 0 | 0 | 0 | 0 | 0 | 0 | 0 | 0 | 0 | 0 | 0 | 0
TAS1 | Pumped Hydro | 0 | 0 | 0 | 0 | 0 | 0 | 0 | 0 | 0 | 0 | 0 | 0 | 0 | 0 | 0 | 0 | 0 | 0 | 0 | 0 | 0
TAS1 | VPP | 0 | 0 | 0 | 0 | 0 | 0 | 0 | 0 | 0 | 0 | 0 | 0 | 0 | 0 | 0 | 0 | 0 | 0 | 0 | 0 | 0
Total excluding storage |  | 0 | 0 | 0 | 0 | 0 | 0 | 0 | 0 | 0 | 0 | 0 | 0 | 0 | 0 | 0 | 0 | 0 | 0 | 0 | 0 | 0
Ernst & Young’s liability is limited by a scheme approved under Professional Standards Legislation

## BaseCase_REZ Tx Cost
REZ transmission expansion cost by region ($000s) - Base Case, Step Change Scenario
REZ Expansion | Real June 2019 dollars discounted to 1 July 2019. As with the total capital costs, the REZ transmission expansion costs are annualised for modelling purposes.
Region | Aggregation | 2021-22 | 2022-23 | 2023-24 | 2024-25 | 2025-26 | 2026-27 | 2027-28 | 2028-29 | 2029-30 | 2030-31 | 2031-32 | 2032-33 | 2033-34 | 2034-35 | 2035-36 | 2036-37 | 2037-38 | 2038-39 | 2039-40 | 2040-41 | 2041-42
NSW1 | Transmission | 0.0016785 | 0.001725 | 0.0017939 | 0.0020822 | 20436.2829 | 38052.3179 | 36027.9269 | 41305.9794 | 39004.7027 | 63902.3122 | 61529.3137 | 71334.0654 | 74714.7914 | 70552.2109 | 66798.8191 | 62899.9789 | 72853.4263 | 72761.9108 | 71923.8516 | 80698.4882 | 99899.5837
QLD1 | Transmission | 0.0018399 | 0.0019042 | 0.002119 | 0.0026725 | 13362.539 | 18922.4827 | 19313.5925 | 65889.4665 | 67041.7804 | 64594.0914 | 88760.5209 | 93068.4721 | 92237.6866 | 107753.4268 | 154624.356 | 178752.7304 | 223618.34 | 211159.9056 | 199926.1564 | 198775.3386 | 192591.0745
VIC1 | Transmission | 0.00047364 | 0.0004502 | 0.00042771 | 0.00040586 | 0.00038424 | 0.00037203 | 1487.9639 | 1401.1161 | 6706.5122 | 6650.4993 | 10248.2292 | 10594.0476 | 13252.4185 | 12514.0873 | 11848.3354 | 11156.7847 | 20004.4695 | 19090.0923 | 18074.4956 | 17019.5436 | 25756.1356
SA1 | Transmission | 0.0020919 | 0.0020734 | 0.0023917 | 0.0031075 | 0.0030109 | 296.7821 | 280.9947 | 5721.0853 | 9144.6135 | 10029.9378 | 9496.3431 | 11205.8082 | 10581.4998 | 9991.9736 | 9460.3987 | 8908.2343 | 21373.4715 | 20456.7496 | 25373.8104 | 23892.82 | 24640.2472
TAS1 | Transmission | 5.1087e-06 | 4.824e-06 | 5.972e-06 | 5.6235e-06 | 5.3102e-06 | 7.4213e-06 | 7.0265e-06 | 1.0005e-05 | 3.6123e-05 | 554.722 | 1343.3079 | 2540.0869 | 3602.7126 | 4539.0482 | 5374.1318 | 6074.1884 | 6693.0271 | 7224.0594 | 8237.6102 | 8590.7461 | 8112.1304
NEM | Total | 0.0060891 | 0.0061576 | 0.0067382 | 0.0082738 | 33798.8253 | 57271.5831 | 57110.478 | 114317.6472 | 121897.6089 | 145731.5626 | 171377.7148 | 188742.4803 | 194389.1089 | 205350.7469 | 248106.041 | 267791.9167 | 344542.7344 | 330692.7177 | 323535.9242 | 328976.9365 | 350999.1714
Ernst & Young’s liability is limited by a scheme approved under Professional Standards Legislation

## BaseCase_USE+DSP Cost
USE and USE / DSP cost by region ($000s) - Base Case, Step Change Scenario
USE / DSP | Real June 2019 dollars discounted to 1 July 2019
Region | Aggregation | 2021-22 | 2022-23 | 2023-24 | 2024-25 | 2025-26 | 2026-27 | 2027-28 | 2028-29 | 2029-30 | 2030-31 | 2031-32 | 2032-33 | 2033-34 | 2034-35 | 2035-36 | 2036-37 | 2037-38 | 2038-39 | 2039-40 | 2040-41 | 2041-42
NSW1 | USE / DSP | 0.0033828 | 0.0033887 | 0.0034261 | 131.7452 | 0.003495 | 0.0034677 | 0.0034801 | 0.003502 | 1131.8937 | 0.0035398 | 0.0035744 | 4862.8386 | 427.0259 | 222.3284 | 956.5908 | 1674.1103 | 9096.5531 | 0.0036188 | 2087.6682 | 452.6781 | 3894.028
QLD1 | USE / DSP | 0.0039577 | 0.003956 | 0.0039825 | 0.004046 | 480.3194 | 160.4143 | 0.0040458 | 16854.3554 | 0.0040717 | 0.92003 | 77.2989 | 12353.7105 | 15870.0413 | 7993.2841 | 33.0409 | 10757.5666 | 4492.2973 | 0.0041073 | 12401.3358 | 55.4566 | 163.5889
VIC1 | USE / DSP | 19443.4905 | 0.0035423 | 633.9564 | 0.0036907 | 0.0036742 | 0.0036637 | 0.0036819 | 0.0037078 | 0.0037094 | 0.0037426 | 0.0037402 | 916.2298 | 0.0037905 | 0.0038154 | 881.3265 | 1379.1672 | 6313.4329 | 0.003811 | 1544.5342 | 387.3257 | 3605.276
SA1 | USE / DSP | 0.0033734 | 0.003361 | 669.0967 | 0.0034785 | 0.0034657 | 0.0033911 | 0.0033714 | 0.0033863 | 0.0033738 | 0.003393 | 0.0034056 | 953.7958 | 0.0034552 | 0.0034875 | 127.4454 | 1227.6587 | 5784.8983 | 10.7076 | 1461.8521 | 108.8143 | 1509.6944
TAS1 | USE / DSP | 0.0019588 | 0.0019407 | 0.001964 | 0.0019518 | 0.0018536 | 0.0018524 | 0.0018552 | 0.0018485 | 0.0018482 | 0.001848 | 0.0018507 | 0.0018465 | 0.001845 | 0.0018434 | 0.0018474 | 0.0018421 | 97.0644 | 0.001841 | 51.9608 | 0.0018394 | 145.2671
NEM | Total | 19443.5032 | 0.016189 | 1303.0625 | 131.7584 | 480.3318 | 160.4267 | 0.016434 | 16854.3679 | 1131.9067 | 0.93255 | 77.3115 | 19086.5766 | 16297.0763 | 8215.6216 | 1998.4054 | 15038.5046 | 25784.246 | 10.721 | 17547.3511 | 1004.2766 | 9317.8542
Ernst & Young’s liability is limited by a scheme approved under Professional Standards Legislation

## BaseCase_SyncCon Cost
Synchronous Condenser cost by region ($000s) - Base Case, Step Change Scenario
SyncCon | Real June 2019 dollars discounted to 1 July 2019
Region | Aggregation | 2021-22 | 2022-23 | 2023-24 | 2024-25 | 2025-26 | 2026-27 | 2027-28 | 2028-29 | 2029-30 | 2030-31 | 2031-32 | 2032-33 | 2033-34 | 2034-35 | 2035-36 | 2036-37 | 2037-38 | 2038-39 | 2039-40 | 2040-41 | 2041-42
TAS1 | SyncCon | 1298.2113 | 1127.9267 | 1368.2153 | 792.657 | 399.0694 | 737.1399 | 837.7592 | 899.911 | 975.328 | 1226.7634 | 1537.3562 | 1449.5914 | 1487.5047 | 1609.7724 | 1724.7359 | 1698.8611 | 1619.056 | 1539.3365 | 1554.2857 | 1575.0573 | 1385.9065
NEM | Total | 1298.2113 | 1127.9267 | 1368.2153 | 792.657 | 399.0694 | 737.1399 | 837.7592 | 899.911 | 975.328 | 1226.7634 | 1537.3562 | 1449.5914 | 1487.5047 | 1609.7724 | 1724.7359 | 1698.8611 | 1619.056 | 1539.3365 | 1554.2857 | 1575.0573 | 1385.9065
Ernst & Young’s liability is limited by a scheme approved under Professional Standards Legislation

## M31_34_Generation
Annual sent-out generation by technology (GWh) - Marinus 1500MW M31_34, Step Change Scenario
Explicitly modelled generation
Region | Technology | 2021-22 | 2022-23 | 2023-24 | 2024-25 | 2025-26 | 2026-27 | 2027-28 | 2028-29 | 2029-30 | 2030-31 | 2031-32 | 2032-33 | 2033-34 | 2034-35 | 2035-36 | 2036-37 | 2037-38 | 2038-39 | 2039-40 | 2040-41 | 2041-42
NEM | Black Coal | 91337.6595 | 88400.7534 | 88725.9908 | 80782.8261 | 65659.4558 | 47161.9073 | 46580.2136 | 45916.3512 | 42202.7931 | 38720.2019 | 31809.847 | 28630.8484 | 27296.6171 | 22481.5871 | 15208.2582 | 13627.3379 | 15271.9474 | 15518.9124 | 14306.2302 | 11641.9935 | 9145.7651
NEM | Brown Coal | 27380.6701 | 24874.9433 | 26145.0326 | 19098.6518 | 18287.6688 | 10960.1897 | 2699.4992 | 0.0013128 | 0.0011679 | 0.0011721 | 0.0010434 | 0.0010058 | 0.0010369 | 0.00052525 | 0.0003199 | 0.000307 | 0.0003253 | 0.0002724 | 0.0002622 | 0.000261 | 0.0002713
NEM | CCGT | 2252.5548 | 2253.1015 | 2120.5685 | 4003.131 | 3114.3228 | 3090.2837 | 2766.1324 | 3967.2981 | 4569.7195 | 5374.9447 | 5409.8929 | 4418.6747 | 6062.1697 | 5772.875 | 4652.9433 | 3454.9933 | 3774.6106 | 4226.2826 | 4450.2071 | 5351.6483 | 5304.8103
NEM | Gas - Steam | 993.6257 | 793.803 | 805.0308 | 176.4578 | 173.1697 | 179.7433 | 172.7936 | 164.6211 | 154.6332 | 224.0737 | 198.2205 | 265.6014 | 187.7633 | 221.8072 | 200.7738 | 189.4079 | 282.0039 | 200.3255 | 77.699 | 158.2082 | 148.188
NEM | OCGT / Diesel | 55.686 | 57.5124 | 124.608 | 627.3882 | 235.7326 | 214.2834 | 108.6202 | 188.8622 | 81.8034 | 429.1727 | 503.1093 | 541.1925 | 335.5271 | 472.2628 | 720.4729 | 541.6406 | 926.8875 | 681.4574 | 1813.9715 | 3444.4979 | 2749.0044
NEM | Hydro | 13421.8039 | 14091.5534 | 13035.3427 | 15824.7646 | 17006.1259 | 15945.9403 | 15359.9669 | 17070.2914 | 15201.2003 | 14084.4194 | 16802.0428 | 15498.3479 | 16782.5149 | 17282.973 | 16905.662 | 15577.9743 | 17909.2405 | 15953.8164 | 14672.4128 | 14834.3236 | 14435.7049
NEM | Wind | 31486.8818 | 34208.2909 | 31579.09 | 42122.0456 | 58063.0013 | 71184.5575 | 74465.2566 | 77451.6639 | 82808.7763 | 87918.1462 | 92840.0028 | 94058.6034 | 94329.5502 | 103703.697 | 108637.7277 | 117103.7988 | 117539.315 | 119095.0952 | 121851.2308 | 115960.7141 | 117185.669
NEM | Solar PV | 15292.9881 | 15986.3349 | 16249.845 | 15574.2948 | 14991.2289 | 30592.168 | 38345.5647 | 37073.6688 | 38844.766 | 40831.8454 | 44097.3925 | 51878.5508 | 53404.8578 | 51768.8267 | 60453.8888 | 60628.4268 | 59681.2935 | 63714.6343 | 66889.3439 | 77368.033 | 84133.7442
NEM | LS Battery | 114.5735 | 121.4113 | 132.9254 | 164.3182 | 157.0514 | 1437.7431 | 1755.0724 | 3127.4736 | 3205.8071 | 3177.7992 | 3214.6995 | 3318.5195 | 3185.5852 | 2997.2694 | 3173.6849 | 3105.4355 | 3106.8207 | 3234.6215 | 3269.2208 | 3348.7279 | 3765.8148
NEM | Pumped Hydro | 39.074 | 85.2308 | 68.6828 | 2570.3061 | 4571.6924 | 9608.1546 | 13384.8161 | 13362.4345 | 13619.6077 | 14068.8442 | 15048.3398 | 18623.2884 | 17975.0705 | 18431.0504 | 20325.8631 | 20607.7629 | 22438.5936 | 22179.0354 | 24906.8045 | 25473.6167 | 28824.1637
NEM | VPP | 37.141 | 94.4545 | 250.0459 | 646.6921 | 949.7113 | 1185.7516 | 1532.8939 | 1879.3524 | 2356.5846 | 2716.5981 | 3053.9988 | 3565.2155 | 3980.4669 | 4225.8688 | 4921.2104 | 5073.8333 | 5108.8058 | 5368.262 | 5484.1801 | 5626.1874 | 5816.1409
Total excluding storage |  | 182221.87 | 180666.2928 | 178785.5085 | 178209.56 | 177530.7058 | 179329.0732 | 180498.0472 | 181832.7582 | 183863.6929 | 187582.8052 | 191660.5088 | 195291.8202 | 198399.0013 | 201704.0292 | 206779.7271 | 211123.5798 | 215385.2989 | 219390.5241 | 224061.0956 | 228759.4188 | 233102.8861
Region | Technology | 2021-22 | 2022-23 | 2023-24 | 2024-25 | 2025-26 | 2026-27 | 2027-28 | 2028-29 | 2029-30 | 2030-31 | 2031-32 | 2032-33 | 2033-34 | 2034-35 | 2035-36 | 2036-37 | 2037-38 | 2038-39 | 2039-40 | 2040-41 | 2041-42
NSW1 | Black Coal | 49072.0918 | 45782.9999 | 45208.2718 | 46283.7537 | 33515.578 | 24215.2247 | 25005.9105 | 24862.9055 | 24119.1837 | 21464.3809 | 16254.9538 | 12750.372 | 13570.7861 | 10407.7317 | 5720.9455 | 4866.6605 | 5818.5252 | 5964.346 | 5470.9153 | 5765.4261 | 5627.0083
NSW1 | Brown Coal | 0 | 0 | 0 | 0 | 0 | 0 | 0 | 0 | 0 | 0 | 0 | 0 | 0 | 0 | 0 | 0 | 0 | 0 | 0 | 0 | 0
NSW1 | CCGT | 33.7515 | 34.2983 | 104.1708 | 530.0685 | 364.9643 | 291.1019 | 252.8302 | 445.0901 | 571.5999 | 741.2575 | 742.074 | 469.8208 | 916.0519 | 816.7165 | 566.6818 | 372.9518 | 675.6982 | 887.8553 | 1026.9033 | 1286.3923 | 1249.3317
NSW1 | Gas - Steam | 0 | 0 | 0 | 0 | 0 | 0 | 0 | 0 | 0 | 0 | 0 | 0 | 0 | 0 | 0 | 0 | 0 | 0 | 0 | 0 | 0
NSW1 | OCGT / Diesel | 0.074522 | 0.80705 | 13.0726 | 36.5793 | 10.489 | 31.9948 | 26.944 | 60.1569 | 38.7623 | 196.838 | 185.4952 | 324.8456 | 159.9622 | 301.5854 | 316.6691 | 261.7406 | 415.475 | 380.1167 | 867.0951 | 1251.8252 | 966.742
NSW1 | Hydro | 2066.5884 | 2013.9083 | 1822.8513 | 2498.8599 | 2533.7029 | 2855.4637 | 2947.3845 | 3851.9716 | 3208.9807 | 3055.1331 | 3039.4773 | 2789.0567 | 3265.3969 | 3454.8871 | 3550.6612 | 3401.1699 | 4308.5379 | 3635.933 | 3391.2809 | 3357.3942 | 2996.9203
NSW1 | Wind | 6057.7228 | 7063.798 | 6711.1401 | 7876.1189 | 18252.167 | 20045.6454 | 19500.0185 | 18971.8431 | 17586.7821 | 23292.3544 | 24793.9381 | 27035.3511 | 26251.1922 | 28262.5448 | 28749.9198 | 29011.7333 | 25420.6991 | 22864.3402 | 24815.9701 | 23998.534 | 30097.1002
NSW1 | Solar PV | 5680.3348 | 6065.0354 | 6102.2597 | 5873.7174 | 5592.1665 | 15931.2731 | 17733.6931 | 16983.8309 | 17449.3813 | 18300.965 | 18478.4206 | 22849.758 | 24246.1345 | 23336.2907 | 27894.6612 | 28030.6792 | 30263.5544 | 32279.9545 | 34383.8803 | 37872.5306 | 38604.8892
NSW1 | LS Battery | 9.9532e-06 | 1.1704e-05 | 1.2608e-05 | 1.4043e-05 | 1.4767e-05 | 0.00021831 | 251.4231 | 329.5653 | 331.6082 | 339.5575 | 327.8329 | 338.9351 | 331.236 | 311.7595 | 331.502 | 332.6512 | 327.3531 | 331.8356 | 335.1198 | 326.9921 | 324.8134
NSW1 | Pumped Hydro | 11.3682 | 22.7814 | 22.5151 | 1211.3657 | 3288.2744 | 4702.3315 | 4388.8128 | 4787.7018 | 4821.6138 | 5025.8302 | 5179.0656 | 7438.5971 | 7074.6453 | 7270.8224 | 8206.1825 | 8682.6839 | 9921.8133 | 9476.1632 | 10338.4148 | 10310.2229 | 11826.1919
NSW1 | VPP | 7.478 | 21.8983 | 69.009 | 211.5503 | 295.4917 | 391.3652 | 488.0238 | 609.3848 | 765.6172 | 903.3665 | 1016.4036 | 1192.3812 | 1358.6171 | 1460.1788 | 1674.8613 | 1735.1209 | 1789.2188 | 1869.8126 | 1951.863 | 2018.685 | 2071.7358
Total excluding storage |  | 62910.5639 | 60960.8469 | 59961.7663 | 63099.0977 | 60269.0677 | 63370.7036 | 65466.7807 | 65175.7979 | 62974.69 | 67050.9289 | 63494.359 | 66219.2041 | 68409.5237 | 66579.7562 | 66799.5386 | 65944.9353 | 66902.4897 | 66012.5458 | 69956.0451 | 73532.1025 | 79541.9917
Region | Technology | 2021-22 | 2022-23 | 2023-24 | 2024-25 | 2025-26 | 2026-27 | 2027-28 | 2028-29 | 2029-30 | 2030-31 | 2031-32 | 2032-33 | 2033-34 | 2034-35 | 2035-36 | 2036-37 | 2037-38 | 2038-39 | 2039-40 | 2040-41 | 2041-42
QLD1 | Black Coal | 42265.5677 | 42617.7535 | 43517.719 | 34499.0724 | 32143.8778 | 22946.6827 | 21574.3031 | 21053.4457 | 18083.6094 | 17255.8211 | 15554.8931 | 15880.4764 | 13725.831 | 12073.8554 | 9487.3127 | 8760.6774 | 9453.4222 | 9554.5664 | 8835.3149 | 5876.5674 | 3518.7568
QLD1 | Brown Coal | 0 | 0 | 0 | 0 | 0 | 0 | 0 | 0 | 0 | 0 | 0 | 0 | 0 | 0 | 0 | 0 | 0 | 0 | 0 | 0 | 0
QLD1 | CCGT | 1113.0547 | 1113.0547 | 1240.8356 | 2325.7344 | 1641.8553 | 2190.0664 | 1976.5938 | 1860.3412 | 2201.5275 | 2550.039 | 2798.7864 | 2056.0044 | 3129.571 | 2728.1739 | 2447.1852 | 1586.0441 | 1955.5514 | 2129.6177 | 2042.9886 | 2635.3318 | 2657.9092
QLD1 | Gas - Steam | 37.1158 | 37.1158 | 73.7192 | 72.804 | 72.804 | 72.804 | 73.0035 | 72.804 | 72.804 | 72.804 | 73.0035 | 72.804 | 86.819 | 72.804 | 73.0035 | 72.804 | 72.804 | 72.804 | 77.699 | 158.2082 | 148.188
QLD1 | OCGT / Diesel | 1.2801e-05 | 1.252e-05 | 1.3208e-05 | 18.5382 | 13.5245 | 48.3392 | 31.1984 | 46.6551 | 34.7558 | 123.89 | 233.9694 | 59.9094 | 82.6208 | 14.3235 | 120.5491 | 90.2696 | 140.8071 | 57.002 | 302.8176 | 692.231 | 535.7647
QLD1 | Hydro | 695.1332 | 693.6168 | 694.4097 | 692.2155 | 690.032 | 690.8959 | 692.2514 | 687.8654 | 685.5322 | 685.1031 | 686.8504 | 683.6781 | 682.8861 | 667.6966 | 670.2985 | 657.5504 | 225.9279 | 236.2104 | 212.7792 | 204.1141 | 210.2894
QLD1 | Wind | 5789.2309 | 5519.9978 | 5206.2198 | 12136.9429 | 16972.4606 | 21353.8617 | 23050.0016 | 25213.3643 | 26926.1059 | 27024.7258 | 26316.0886 | 29279.1778 | 28334.4468 | 34056.9682 | 36102.7982 | 42770.8555 | 45461.6834 | 46102.3467 | 46897.114 | 40074.269 | 39862.5367
QLD1 | Solar PV | 6071.058 | 6392.671 | 6497.1098 | 6212.7849 | 6072.8637 | 8266.1962 | 8275.718 | 8617.7229 | 9452.5032 | 10359.0134 | 13511.6774 | 15563.8654 | 15668.3214 | 15367.3867 | 18844.8225 | 18651.2339 | 15793.58 | 17080.9855 | 17847.0355 | 25044.6878 | 27271.6598
QLD1 | LS Battery | 15.2189 | 11.5615 | 17.9776 | 29.3771 | 29.024 | 1188.6292 | 1247.4285 | 2548.0073 | 2626.1172 | 2594.1829 | 2649.7578 | 2734.216 | 2633.8999 | 2496.0019 | 2644.137 | 2548.7378 | 2409.068 | 2531.3851 | 2378.9819 | 2500.4241 | 2490.4528
QLD1 | Pumped Hydro | 27.7057 | 62.4494 | 46.1677 | 258.8511 | 283.626 | 477.567 | 516.2143 | 409.1466 | 475.9598 | 540.0399 | 1348.2921 | 2633.8221 | 2477.6339 | 2287.0675 | 2809.5413 | 2703.2183 | 2780.0509 | 2874.1543 | 4131.0019 | 4867.0855 | 6678.8887
QLD1 | VPP | 9.5397 | 26.6137 | 68.1342 | 160.2824 | 245.1555 | 315.0263 | 412.1039 | 497.2922 | 632.4201 | 723.9399 | 825.3103 | 941.6718 | 1077.6416 | 1184.3902 | 1325.4437 | 1356.2467 | 1368.8259 | 1445.2743 | 1463.434 | 1530.4361 | 1579.4544
Total excluding storage |  | 55971.1603 | 56374.2095 | 57230.0132 | 55958.0923 | 57607.4179 | 55568.8462 | 55673.0698 | 57552.1986 | 57456.838 | 58071.3964 | 59175.2687 | 63595.9155 | 61710.4961 | 64981.2083 | 67745.9696 | 72589.435 | 73103.776 | 75233.5328 | 76215.7488 | 74685.4094 | 74205.1045
Region | Technology | 2021-22 | 2022-23 | 2023-24 | 2024-25 | 2025-26 | 2026-27 | 2027-28 | 2028-29 | 2029-30 | 2030-31 | 2031-32 | 2032-33 | 2033-34 | 2034-35 | 2035-36 | 2036-37 | 2037-38 | 2038-39 | 2039-40 | 2040-41 | 2041-42
VIC1 | Black Coal | 0 | 0 | 0 | 0 | 0 | 0 | 0 | 0 | 0 | 0 | 0 | 0 | 0 | 0 | 0 | 0 | 0 | 0 | 0 | 0 | 0
VIC1 | Brown Coal | 27380.6701 | 24874.9433 | 26145.0326 | 19098.6518 | 18287.6688 | 10960.1897 | 2699.4992 | 0.0013128 | 0.0011679 | 0.0011721 | 0.0010434 | 0.0010058 | 0.0010369 | 0.00052525 | 0.0003199 | 0.000307 | 0.0003253 | 0.0002724 | 0.0002622 | 0.000261 | 0.0002713
VIC1 | CCGT | 1.229e-05 | 1.2025e-05 | 1.2361e-05 | 8.6215e-05 | 8.2487e-05 | 7.8466e-05 | 7.7687e-05 | 1035.064 | 1072.0034 | 1229.4487 | 1101.5817 | 1101.4957 | 1136.6448 | 1189.2673 | 1026.3304 | 988.028 | 1075.9661 | 1165.5846 | 1276.5234 | 1304.7732 | 1303.2684
VIC1 | Gas - Steam | 10.5875 | 10.0819 | 13.9636 | 23.7626 | 20.4745 | 27.0481 | 19.6801 | 11.9259 | 1.938 | 71.3784 | 45.1069 | 106.812 | 21.0531 | 66.3839 | 127.7703 | 116.6039 | 209.1999 | 127.5215 | 0 | 0 | 0
VIC1 | OCGT / Diesel | 12.7342 | 11.6387 | 22.0454 | 461.2552 | 131.673 | 82.6589 | 21.2386 | 20.0442 | 3.0598 | 23.404 | 11.9968 | 62.3427 | 11.8465 | 30.5178 | 157.3059 | 99.3267 | 152.0109 | 48.2863 | 348.4403 | 1048.061 | 834.5255
VIC1 | Hydro | 2764.4747 | 2772.2189 | 2522.4413 | 3148.8269 | 3225.0926 | 3062.4279 | 3083.0288 | 3888.599 | 3233.6434 | 2775.2529 | 2793.0172 | 2528.7819 | 3101.1383 | 3201.1589 | 3051.7001 | 3060.711 | 3859.0967 | 3195.361 | 2765.5945 | 2764.1716 | 2510.8288
VIC1 | Wind | 11105.2058 | 12503.8746 | 10779.1208 | 12498.1396 | 12674.024 | 15512.1934 | 17276.6238 | 18236.92 | 21998.6842 | 21148.1704 | 23470.9112 | 20632.9241 | 22625.9971 | 23213.0026 | 24735.0675 | 25168.4485 | 24944.2502 | 27691.7363 | 27342.364 | 28416.2196 | 25745.3669
VIC1 | Solar PV | 2656.3955 | 2640.3495 | 2747.763 | 2627.6398 | 2486.8756 | 5455.5601 | 10585.8885 | 9839.9009 | 10240.6686 | 10449.8119 | 10373.7255 | 10807.8962 | 10237.6409 | 9898.8575 | 10421.8274 | 10567.9397 | 10487.5534 | 11069.6828 | 11307.9774 | 11104.5967 | 14424.165
VIC1 | LS Battery | 15.0951 | 21.0742 | 21.5992 | 38.1581 | 35.5455 | 31.6296 | 32.2568 | 29.3742 | 29.9773 | 30.0509 | 28.609 | 30.0188 | 5.3971 | 4.8119 | 5.4258 | 5.0574 | 4.7133 | 4.7922 | 4.8122 | 4.6545 | 4.5756
VIC1 | Pumped Hydro | 0 | 0 | 2.2723e-05 | 1100.0892 | 999.7919 | 4428.256 | 8479.789 | 8165.586 | 8322.034 | 8502.974 | 8520.982 | 8550.869 | 8422.791 | 8327.114 | 8494.088 | 8415.838 | 8189.722 | 8336.98 | 8512.358 | 8127.2627 | 8313.103
VIC1 | VPP | 6.7734 | 16.3566 | 61.1232 | 192.2035 | 298.1969 | 350.3444 | 472.723 | 571.4515 | 709.6331 | 807.7232 | 881.8552 | 1050.5541 | 1120.2053 | 1129.7784 | 1416.1807 | 1463.0378 | 1432.9056 | 1519.692 | 1528.9176 | 1525.2047 | 1601.68
Total excluding storage |  | 43930.068 | 42813.1069 | 42230.3667 | 37858.276 | 36825.8086 | 35100.0781 | 33685.959 | 33032.4553 | 36549.9986 | 35697.4675 | 37796.3404 | 35240.2536 | 37134.3217 | 37599.1885 | 39520.0019 | 40001.0581 | 40728.0775 | 43298.1728 | 43040.8998 | 44637.8224 | 44818.1548
Region | Technology | 2021-22 | 2022-23 | 2023-24 | 2024-25 | 2025-26 | 2026-27 | 2027-28 | 2028-29 | 2029-30 | 2030-31 | 2031-32 | 2032-33 | 2033-34 | 2034-35 | 2035-36 | 2036-37 | 2037-38 | 2038-39 | 2039-40 | 2040-41 | 2041-42
SA1 | Black Coal | 0 | 0 | 0 | 0 | 0 | 0 | 0 | 0 | 0 | 0 | 0 | 0 | 0 | 0 | 0 | 0 | 0 | 0 | 0 | 0 | 0
SA1 | Brown Coal | 0 | 0 | 0 | 0 | 0 | 0 | 0 | 0 | 0 | 0 | 0 | 0 | 0 | 0 | 0 | 0 | 0 | 0 | 0 | 0 | 0
SA1 | CCGT | 1105.7485 | 1105.7485 | 775.5621 | 1147.328 | 1106.8297 | 609.1152 | 536.7083 | 626.8029 | 724.5886 | 854.0695 | 762.0152 | 776.471 | 872.2784 | 933.3867 | 561.0098 | 454.1359 | 3.0442e-05 | 3.0795e-05 | 3.0911e-05 | 3.1237e-05 | 3.7408e-05
SA1 | Gas - Steam | 945.9224 | 746.6054 | 717.348 | 79.8912 | 79.8912 | 79.8912 | 80.1101 | 79.8912 | 79.8912 | 79.8912 | 80.1101 | 85.9853 | 79.8912 | 82.6193 | 0 | 0 | 0 | 0 | 0 | 0 | 0
SA1 | OCGT / Diesel | 42.8772 | 45.0667 | 89.4899 | 111.0155 | 80.0461 | 51.2905 | 29.2392 | 62.0061 | 5.2256 | 85.0407 | 71.6479 | 93.2936 | 81.0977 | 125.8361 | 120.965 | 89.8958 | 215.8872 | 196.0524 | 293.7645 | 451.2251 | 403.3602
SA1 | Hydro | 0 | 0 | 0 | 0 | 0 | 0 | 0 | 0 | 0 | 0 | 0 | 0 | 0 | 0 | 0 | 0 | 0 | 0 | 0 | 0 | 0
SA1 | Wind | 6262.1147 | 6580.5028 | 5847.4786 | 6639.5827 | 6393.6376 | 9906.1774 | 9641.9429 | 9817.2651 | 10656.8772 | 10522.3535 | 11374.0862 | 10098.1545 | 9850.4294 | 9243.7737 | 9864.4103 | 10091.3393 | 11000.2205 | 11113.7197 | 11894.6561 | 12291.0299 | 11015.3047
SA1 | Solar PV | 885.1998 | 888.279 | 902.7125 | 860.1527 | 839.323 | 939.1384 | 1750.2651 | 1632.2141 | 1702.2129 | 1722.0551 | 1733.569 | 2657.0312 | 3252.7611 | 3166.2917 | 3292.5777 | 3378.574 | 3136.6057 | 3284.0113 | 3350.4504 | 3294.2126 | 3780.4164
SA1 | LS Battery | 84.2595 | 88.7755 | 93.3486 | 96.7829 | 92.4818 | 217.4841 | 223.9639 | 220.5266 | 218.1044 | 214.0079 | 208.4996 | 215.3496 | 215.0522 | 184.6961 | 192.6199 | 218.989 | 365.6862 | 366.6085 | 550.3068 | 516.6571 | 945.9728
SA1 | Pumped Hydro | 0 | 0 | 1.6186e-05 | 1.6017e-05 | 1.6131e-05 | 2.0542e-05 | 2.325e-05 | 2.5132e-05 | 2.8754e-05 | 3.4819e-05 | 3.7443e-05 | 4.3194e-05 | 4.2659e-05 | 4.2675e-05 | 5.2473e-05 | 6.61e-05 | 0.0001185 | 0.00011865 | 0.00012102 | 0.00012254 | 0.00014954
SA1 | VPP | 13.1546 | 28.1439 | 49.8467 | 79.6818 | 105.5486 | 119.3652 | 144.7221 | 181.5341 | 224.9882 | 248.4348 | 282.3682 | 319.6482 | 360.8568 | 381.2719 | 419.9945 | 431.2744 | 439.3127 | 455.5006 | 460.5123 | 466.638 | 484.006
Total excluding storage |  | 9241.8627 | 9366.2023 | 8332.5911 | 8837.9701 | 8499.7276 | 11585.6128 | 12038.2656 | 12218.1794 | 13168.7955 | 13263.4099 | 14021.4283 | 13710.9357 | 14136.4578 | 13551.9075 | 13838.9627 | 14013.9451 | 14352.7134 | 14593.7835 | 15538.8709 | 16036.4677 | 15199.0814
Region | Technology | 2021-22 | 2022-23 | 2023-24 | 2024-25 | 2025-26 | 2026-27 | 2027-28 | 2028-29 | 2029-30 | 2030-31 | 2031-32 | 2032-33 | 2033-34 | 2034-35 | 2035-36 | 2036-37 | 2037-38 | 2038-39 | 2039-40 | 2040-41 | 2041-42
TAS1 | Black Coal | 0 | 0 | 0 | 0 | 0 | 0 | 0 | 0 | 0 | 0 | 0 | 0 | 0 | 0 | 0 | 0 | 0 | 0 | 0 | 0 | 0
TAS1 | Brown Coal | 0 | 0 | 0 | 0 | 0 | 0 | 0 | 0 | 0 | 0 | 0 | 0 | 0 | 0 | 0 | 0 | 0 | 0 | 0 | 0 | 0
TAS1 | CCGT | 1.3767e-05 | 1.2841e-05 | 1.371e-05 | 1.389e-05 | 0.67337 | 1.1896e-05 | 1.2147e-05 | 1.2189e-05 | 1.2978e-05 | 0.13 | 5.4356 | 14.883 | 7.6236 | 105.3306 | 51.7361 | 53.8334 | 67.395 | 43.2248 | 103.7917 | 125.151 | 94.301
TAS1 | Gas - Steam | 0 | 0 | 0 | 0 | 0 | 0 | 0 | 0 | 0 | 0 | 0 | 0 | 0 | 0 | 0 | 0 | 0 | 0 | 0 | 0 | 0
TAS1 | OCGT / Diesel | 6.4675e-06 | 5.9516e-06 | 6.5557e-06 | 6.938e-06 | 5.6402e-06 | 5.9077e-06 | 6.158e-06 | 6.1656e-06 | 6.4361e-06 | 6.6951e-06 | 7.563e-06 | 0.80114 | 8.8827e-06 | 1.1563e-05 | 4.9839 | 0.40788 | 2.7073 | 1.3285e-05 | 1.854 | 1.1556 | 8.612
TAS1 | Hydro | 7895.6076 | 8611.8095 | 7995.6404 | 9484.8622 | 10557.2985 | 9337.1529 | 8637.3022 | 8641.8555 | 8073.044 | 7568.9303 | 10282.698 | 9496.8312 | 9733.0937 | 9959.2304 | 9633.0023 | 8458.5429 | 9515.6779 | 8886.3119 | 8302.7582 | 8508.6437 | 8717.6664
TAS1 | Wind | 2272.6075 | 2540.1178 | 3035.1308 | 2971.2616 | 3770.7121 | 4366.6796 | 4996.6698 | 5212.2715 | 5640.3269 | 5930.5421 | 6884.9787 | 7012.9959 | 7267.4847 | 8927.4076 | 9185.532 | 10061.4221 | 10712.4618 | 11322.9522 | 10901.1266 | 11180.6614 | 10465.3605
TAS1 | Solar PV | 2.3252e-06 | 2.2835e-06 | 3.0899e-06 | 4.7815e-06 | 4.4293e-06 | 1.731e-05 | 1.6306e-05 | 1.6038e-05 | 1.7232e-05 | 1.6466e-05 | 1.5298e-05 | 1.547e-05 | 1.569e-05 | 3.9191e-05 | 4.1425e-05 | 4.0766e-05 | 0.00016295 | 0.00018848 | 0.00036532 | 52.0053 | 52.6138
TAS1 | LS Battery | 1.0187e-05 | 1.296e-05 | 1.3394e-05 | 1.4562e-05 | 1.8367e-05 | 5.3651e-05 | 6.153e-05 | 6.7664e-05 | 6.3665e-05 | 7.1328e-05 | 7.7117e-05 | 7.2695e-05 | 7.4766e-05 | 7.9722e-05 | 8.286e-05 | 8.3055e-05 | 9.1571e-05 | 9.0637e-05 | 0.00013347 | 0.00014799 | 0.00014026
TAS1 | Pumped Hydro | 0 | 0 | 3.7159e-05 | 3.9329e-05 | 5.1338e-05 | 5.6765e-05 | 6.2489e-05 | 6.8898e-05 | 6.9849e-05 | 8.3914e-05 | 0.00012364 | 0.00018987 | 0.0002248 | 546.0466 | 816.0513 | 806.0227 | 1547.0072 | 1491.7377 | 1925.0297 | 2169.0454 | 2005.9799
TAS1 | VPP | 0.19535 | 1.4421 | 1.9329 | 2.974 | 5.3187 | 9.6504 | 15.321 | 19.6898 | 23.9259 | 33.1337 | 48.0614 | 60.9601 | 63.1461 | 70.2495 | 84.7303 | 88.1535 | 78.5428 | 77.9825 | 79.4532 | 85.2236 | 79.2647
Total excluding storage |  | 10168.2152 | 11151.9273 | 11030.7712 | 12456.1239 | 14328.684 | 13703.8325 | 13633.9721 | 13854.127 | 13713.3709 | 13499.6025 | 17173.1124 | 16525.5113 | 17008.202 | 18991.9687 | 18875.2543 | 18574.2063 | 20298.2421 | 20252.4892 | 19309.5309 | 19867.6169 | 19338.5537
Explicitly modelled pumping
Region | Technology | 2021-22 | 2022-23 | 2023-24 | 2024-25 | 2025-26 | 2026-27 | 2027-28 | 2028-29 | 2029-30 | 2030-31 | 2031-32 | 2032-33 | 2033-34 | 2034-35 | 2035-36 | 2036-37 | 2037-38 | 2038-39 | 2039-40 | 2040-41 | 2041-42
NEM | LS Battery pump | 143.7658 | 153.4187 | 166.9205 | 206.9601 | 198.1874 | 1778.2469 | 2171.7439 | 3863.3405 | 3962.2196 | 3925.8354 | 3982.7011 | 4089.8224 | 3935.6296 | 3703.0433 | 3919.9283 | 3836.2201 | 3848.358 | 3986.9455 | 4036.2836 | 4148.9825 | 4638.4767
NEM | Pumped Hydro Pump | 99.3296 | 264.7327 | 223.8805 | 3897.8274 | 6200.8089 | 13401.772 | 18473.0617 | 18238.2268 | 18932.4986 | 19567.4699 | 21183.2773 | 25291.954 | 24681.9274 | 25022.0045 | 28027.2063 | 28484.3085 | 30523.5391 | 30164.7196 | 33512.2804 | 34968.1912 | 38276.689
NEM | VPP pump | 44.578 | 113.7281 | 299.7781 | 776.2606 | 1142.0012 | 1420.9616 | 1842.916 | 2252.5902 | 2830.0666 | 3260.3033 | 3671.4249 | 4272.2421 | 4778.4682 | 5072.0357 | 5905.2891 | 6089.8059 | 6142.3911 | 6444.0603 | 6570.8392 | 6773.2798 | 6960.2333
Region | Technology | 2021-22 | 2022-23 | 2023-24 | 2024-25 | 2025-26 | 2026-27 | 2027-28 | 2028-29 | 2029-30 | 2030-31 | 2031-32 | 2032-33 | 2033-34 | 2034-35 | 2035-36 | 2036-37 | 2037-38 | 2038-39 | 2039-40 | 2040-41 | 2041-42
NSW1 | LS Battery pump | 1.2294e-05 | 1.4451e-05 | 1.5564e-05 | 1.7337e-05 | 1.8237e-05 | 0.00026951 | 310.75 | 406.5197 | 409.3928 | 419.2068 | 405.9089 | 417.2614 | 408.9333 | 384.9705 | 409.1796 | 410.6805 | 405.3166 | 409.0075 | 413.2174 | 404.8709 | 399.8273
NSW1 | Pumped Hydro Pump | 60.3542 | 170.5266 | 159.5652 | 2145.0608 | 4531.3823 | 7177.369 | 7092.6437 | 7463.2777 | 7815.2571 | 8172.0797 | 8702.9925 | 11218.5748 | 10961.4769 | 10990.1279 | 12778.2233 | 13470.7759 | 14785.6446 | 14178.8355 | 15265.0627 | 15847.3506 | 17025.838
NSW1 | VPP pump | 8.9754 | 26.4641 | 82.6462 | 253.9715 | 355.0856 | 469.245 | 586.6893 | 730.4618 | 918.9226 | 1084.2545 | 1223.3327 | 1427.7339 | 1630.6634 | 1752.7433 | 2010.0501 | 2082.5575 | 2153.4792 | 2241.8867 | 2339.0409 | 2429.66 | 2479.8169
Region | Technology | 2021-22 | 2022-23 | 2023-24 | 2024-25 | 2025-26 | 2026-27 | 2027-28 | 2028-29 | 2029-30 | 2030-31 | 2031-32 | 2032-33 | 2033-34 | 2034-35 | 2035-36 | 2036-37 | 2037-38 | 2038-39 | 2039-40 | 2040-41 | 2041-42
QLD1 | LS Battery pump | 19.0686 | 14.6211 | 22.5836 | 37.0007 | 36.6557 | 1468.0302 | 1540.7278 | 3146.2885 | 3242.7504 | 3203.3095 | 3281.327 | 3366.8312 | 3252.3126 | 3082.4925 | 3264.509 | 3147.1736 | 2984.0654 | 3116.3457 | 2937.5124 | 3096.9001 | 3065.8122
QLD1 | Pumped Hydro Pump | 38.9754 | 94.2061 | 64.3152 | 377.0382 | 416.5559 | 692.8306 | 752.3469 | 596.303 | 693.6788 | 787.0711 | 1814.4056 | 3395.7709 | 3191.4462 | 2942.934 | 3613.6105 | 3476.6943 | 3576.4956 | 3669.2447 | 5231.2238 | 6192.4829 | 8409.9708
QLD1 | VPP pump | 11.4499 | 31.9427 | 81.7772 | 192.377 | 294.9242 | 377.4271 | 494.6226 | 596.8688 | 759.0544 | 868.8999 | 993.2234 | 1127.5749 | 1293.4261 | 1422.7012 | 1589.696 | 1627.8185 | 1647.5349 | 1730.0538 | 1756.4685 | 1842.0464 | 1890.5613
Region | Technology | 2021-22 | 2022-23 | 2023-24 | 2024-25 | 2025-26 | 2026-27 | 2027-28 | 2028-29 | 2029-30 | 2030-31 | 2031-32 | 2032-33 | 2033-34 | 2034-35 | 2035-36 | 2036-37 | 2037-38 | 2038-39 | 2039-40 | 2040-41 | 2041-42
VIC1 | LS Battery pump | 18.8878 | 26.6678 | 27.0797 | 48.0605 | 44.8946 | 39.713 | 40.7525 | 36.8724 | 37.8813 | 37.7831 | 36.0375 | 37.76 | 6.8089 | 6.0357 | 6.8339 | 6.3699 | 5.9365 | 6.0608 | 6.0361 | 5.8873 | 5.7381
VIC1 | Pumped Hydro Pump | 0 | 0 | 2.8504e-05 | 1375.7283 | 1252.8706 | 5531.5723 | 10628.071 | 10178.646 | 10423.5625 | 10608.319 | 10665.879 | 10677.608 | 10529.004 | 10404.952 | 10616.741 | 10520.8545 | 10236.095 | 10448.593 | 10613.081 | 10195.078 | 10355.378
VIC1 | VPP pump | 8.1297 | 19.7169 | 73.2773 | 230.6899 | 358.7465 | 419.6571 | 569.0242 | 684.2333 | 852.4447 | 970.0885 | 1058.2747 | 1259.8914 | 1345.4115 | 1354.9428 | 1699.7533 | 1755.9931 | 1719.8273 | 1830.0783 | 1828.9778 | 1837.166 | 1915.8388
Region | Technology | 2021-22 | 2022-23 | 2023-24 | 2024-25 | 2025-26 | 2026-27 | 2027-28 | 2028-29 | 2029-30 | 2030-31 | 2031-32 | 2032-33 | 2033-34 | 2034-35 | 2035-36 | 2036-37 | 2037-38 | 2038-39 | 2039-40 | 2040-41 | 2041-42
SA1 | LS Battery pump | 105.8095 | 112.1297 | 117.2572 | 121.8989 | 116.637 | 270.5034 | 279.5136 | 273.6598 | 272.1951 | 265.536 | 259.4276 | 267.9697 | 267.5747 | 229.5446 | 239.4058 | 271.996 | 453.0394 | 455.5313 | 679.5176 | 641.3241 | 1167.099
SA1 | Pumped Hydro Pump | 0 | 0 | 2.0255e-05 | 2.0038e-05 | 2.0166e-05 | 2.5637e-05 | 2.9164e-05 | 3.1312e-05 | 3.607e-05 | 4.3454e-05 | 4.6796e-05 | 5.4029e-05 | 5.332e-05 | 5.3281e-05 | 6.557e-05 | 8.2653e-05 | 0.0001481 | 0.00014864 | 0.00015094 | 0.00015377 | 0.00018633
SA1 | VPP pump | 15.7886 | 33.8608 | 59.7465 | 95.6371 | 126.8427 | 143.1074 | 174.1693 | 217.4157 | 270.7636 | 297.4565 | 338.909 | 383.6538 | 433.1139 | 457.6168 | 504.0932 | 517.6317 | 527.2796 | 548.2196 | 551.2136 | 561.6851 | 579.3137
Region | Technology | 2021-22 | 2022-23 | 2023-24 | 2024-25 | 2025-26 | 2026-27 | 2027-28 | 2028-29 | 2029-30 | 2030-31 | 2031-32 | 2032-33 | 2033-34 | 2034-35 | 2035-36 | 2036-37 | 2037-38 | 2038-39 | 2039-40 | 2040-41 | 2041-42
TAS1 | LS Battery pump | 1.2579e-05 | 1.6006e-05 | 1.6536e-05 | 1.7987e-05 | 2.2671e-05 | 6.6233e-05 | 7.605e-05 | 8.3464e-05 | 7.8682e-05 | 8.8056e-05 | 9.5237e-05 | 8.9767e-05 | 9.2311e-05 | 9.8415e-05 | 0.00010224 | 0.00010258 | 0.00011302 | 0.00011201 | 0.00016468 | 0.00018288 | 0.000173
TAS1 | Pumped Hydro Pump | 0 | 0 | 4.6618e-05 | 4.929e-05 | 6.4079e-05 | 7.0805e-05 | 7.8352e-05 | 8.5853e-05 | 8.7604e-05 | 0.00010487 | 0.00015485 | 0.00023759 | 0.00028078 | 683.9906 | 1018.6315 | 1015.9838 | 1925.3037 | 1868.0463 | 2402.9127 | 2733.2796 | 2485.5021
TAS1 | VPP pump | 0.23446 | 1.7436 | 2.3309 | 3.5851 | 6.4021 | 11.525 | 18.4107 | 23.6106 | 28.8812 | 39.6039 | 57.6852 | 73.3881 | 75.8534 | 84.0316 | 101.6965 | 105.8051 | 94.27 | 93.8219 | 95.1384 | 102.7222 | 94.7028
Non-controllable generation
Region | Technology | 2021-22 | 2022-23 | 2023-24 | 2024-25 | 2025-26 | 2026-27 | 2027-28 | 2028-29 | 2029-30 | 2030-31 | 2031-32 | 2032-33 | 2033-34 | 2034-35 | 2035-36 | 2036-37 | 2037-38 | 2038-39 | 2039-40 | 2040-41 | 2041-42
NEM | Distributed PV | 21634.277 | 24938.1876 | 29228.7162 | 30942.1347 | 34590.3031 | 39854.5923 | 44516.015 | 45227.5647 | 50350.2604 | 55779.5447 | 60408.8616 | 66055.2225 | 65340.6946 | 68217.7638 | 74402.2875 | 77895.4446 | 75718.3571 | 80549.7276 | 86009.9591 | 90439.143 | 95466.5296
NEM | Behind the meter battery | 239.3098 | 356.2529 | 591.0127 | 842.0309 | 1067.7086 | 1240.6742 | 1380.0129 | 1328.9597 | 1491.8396 | 1622.9995 | 1754.649 | 1852.9278 | 1942.5574 | 1991.1821 | 2024.1283 | 1982.1819 | 1712.7582 | 1770.9208 | 1673.7221 | 1568.2864 | 1459.6055
NEM | Behind the meter battery pump | 239.2865 | 356.4701 | 591.1312 | 842.73 | 1068.8513 | 1240.0714 | 1379.5737 | 1329.0699 | 1491.3309 | 1619.2075 | 1752.3792 | 1851.5563 | 1940.1384 | 1986.7666 | 2023.67 | 1983.0993 | 1710.6966 | 1768.956 | 1668.7878 | 1565.5247 | 1457.925
Region | Technology | 2021-22 | 2022-23 | 2023-24 | 2024-25 | 2025-26 | 2026-27 | 2027-28 | 2028-29 | 2029-30 | 2030-31 | 2031-32 | 2032-33 | 2033-34 | 2034-35 | 2035-36 | 2036-37 | 2037-38 | 2038-39 | 2039-40 | 2040-41 | 2041-42
NSW1 | Distributed PV | 6362.6517 | 7562.0789 | 8713.8639 | 9454.8098 | 10505.4097 | 12477.1427 | 13733.7733 | 14179.7492 | 15287.3618 | 17304.7649 | 19477.0342 | 21110.7644 | 21203.7558 | 21946.8155 | 24486.9041 | 25277.5362 | 25051.3805 | 25665.6626 | 27750.0319 | 30243.4816 | 31514.9104
NSW1 | Behind the meter battery | 83.0093 | 128.2506 | 198.5096 | 261.2605 | 327.3386 | 380.7046 | 425.9735 | 413.1495 | 467.2475 | 511.099 | 554.3421 | 587.9831 | 617.1149 | 634.6344 | 647.6128 | 637.0576 | 550.085 | 567.136 | 536.6893 | 503.7588 | 470.5993
NSW1 | Behind the meter battery pump | 83.0118 | 128.3155 | 198.5848 | 261.5959 | 327.6641 | 380.2559 | 425.8584 | 413.5614 | 467.1805 | 509.4575 | 553.8384 | 587.7068 | 615.6542 | 633.3739 | 647.0783 | 637.1483 | 549.6348 | 566.38 | 534.9817 | 502.8992 | 470.063
Region | Technology | 2021-22 | 2022-23 | 2023-24 | 2024-25 | 2025-26 | 2026-27 | 2027-28 | 2028-29 | 2029-30 | 2030-31 | 2031-32 | 2032-33 | 2033-34 | 2034-35 | 2035-36 | 2036-37 | 2037-38 | 2038-39 | 2039-40 | 2040-41 | 2041-42
QLD1 | Distributed PV | 6623.9066 | 7705.9026 | 8720.6807 | 9260.5236 | 10549.103 | 12100.8811 | 13324.6176 | 13124.7291 | 15052.0938 | 16436.1664 | 18042.3585 | 19238.6776 | 19407.41 | 20755.3195 | 22652.8226 | 23518.5348 | 22194.8882 | 24382.4459 | 25655.2172 | 27254.9164 | 27955.3155
QLD1 | Behind the meter battery | 51.3834 | 97.4626 | 172.6717 | 244.8689 | 309.6057 | 354.9029 | 387.3766 | 371.8472 | 416.7699 | 457.0766 | 495.5327 | 527.0306 | 551.9813 | 565.9613 | 573.8761 | 558.892 | 481.7177 | 497.4672 | 470.8348 | 440.1073 | 410.4361
QLD1 | Behind the meter battery pump | 51.3988 | 97.5328 | 172.5924 | 244.9217 | 309.8552 | 354.7904 | 387.4171 | 371.905 | 416.722 | 456.4212 | 494.7879 | 526.4699 | 551.1736 | 564.7397 | 573.4641 | 558.929 | 481.3114 | 497.0608 | 469.4923 | 439.341 | 410.0142
Region | Technology | 2021-22 | 2022-23 | 2023-24 | 2024-25 | 2025-26 | 2026-27 | 2027-28 | 2028-29 | 2029-30 | 2030-31 | 2031-32 | 2032-33 | 2033-34 | 2034-35 | 2035-36 | 2036-37 | 2037-38 | 2038-39 | 2039-40 | 2040-41 | 2041-42
VIC1 | Distributed PV | 5136.6724 | 5943.1365 | 7523.2564 | 7818.3975 | 8813.5731 | 10198.9737 | 11743.65 | 12050.7031 | 13500.0402 | 15052.6228 | 15716.1094 | 17939.8355 | 17106.8866 | 17737.1621 | 19121.9443 | 20397.5771 | 19650.8181 | 21092.3225 | 22665.7962 | 23007.0507 | 25542.2557
VIC1 | Behind the meter battery | 50.4039 | 59.6549 | 125.7578 | 220.6552 | 300.2937 | 366.2893 | 421.8743 | 410.2319 | 460.5257 | 496.5775 | 535.2483 | 560.052 | 586.6032 | 601.0058 | 610.4256 | 598.0499 | 517.0597 | 533.459 | 501.4198 | 470.0789 | 435.3969
VIC1 | Behind the meter battery pump | 50.3609 | 59.6693 | 125.849 | 220.8713 | 300.7745 | 366.2065 | 421.6278 | 409.887 | 460.1955 | 495.4117 | 534.5177 | 559.5711 | 586.6319 | 599.1019 | 611.0984 | 598.856 | 516.0174 | 532.8067 | 499.9347 | 469.2218 | 434.811
Region | Technology | 2021-22 | 2022-23 | 2023-24 | 2024-25 | 2025-26 | 2026-27 | 2027-28 | 2028-29 | 2029-30 | 2030-31 | 2031-32 | 2032-33 | 2033-34 | 2034-35 | 2035-36 | 2036-37 | 2037-38 | 2038-39 | 2039-40 | 2040-41 | 2041-42
SA1 | Distributed PV | 3203.0641 | 3390.958 | 3866.4208 | 3973.8482 | 4237.5607 | 4528.7497 | 5100.2248 | 5177.3637 | 5750.5803 | 6142.8582 | 6309.4828 | 6810.928 | 6679.5776 | 6801.2308 | 7085.4779 | 7611.7053 | 7618.8145 | 8135.15 | 8565.854 | 8566.0489 | 8998.3264
SA1 | Behind the meter battery | 46.9014 | 58.7146 | 74.9415 | 88.494 | 98.4924 | 102.9792 | 105.586 | 97.0366 | 105.9276 | 113.8388 | 121.8613 | 128.5403 | 135.4131 | 138.1102 | 140.9157 | 138.5808 | 122.1085 | 129.8086 | 125.354 | 117.1019 | 108.6468
SA1 | Behind the meter battery pump | 46.9089 | 58.7735 | 74.9795 | 88.5672 | 98.5598 | 103.0936 | 105.5519 | 97.0651 | 105.8903 | 113.5837 | 121.688 | 128.4352 | 135.2758 | 138.1541 | 140.769 | 138.5373 | 122.0043 | 129.6878 | 125.049 | 116.8787 | 108.5341
Region | Technology | 2021-22 | 2022-23 | 2023-24 | 2024-25 | 2025-26 | 2026-27 | 2027-28 | 2028-29 | 2029-30 | 2030-31 | 2031-32 | 2032-33 | 2033-34 | 2034-35 | 2035-36 | 2036-37 | 2037-38 | 2038-39 | 2039-40 | 2040-41 | 2041-42
TAS1 | Distributed PV | 307.9822 | 336.1115 | 404.4943 | 434.5556 | 484.6566 | 548.8451 | 613.7492 | 695.0196 | 760.1843 | 843.1325 | 863.8768 | 955.0171 | 943.0646 | 977.2359 | 1055.1386 | 1090.0913 | 1202.4558 | 1274.1466 | 1373.0597 | 1367.6453 | 1455.7217
TAS1 | Behind the meter battery | 7.6117 | 12.1703 | 19.1321 | 26.7523 | 31.9781 | 35.7981 | 39.2025 | 36.6945 | 41.3688 | 44.4075 | 47.6647 | 49.3218 | 51.4449 | 51.4704 | 51.2981 | 49.6016 | 41.7873 | 43.0499 | 39.4242 | 37.2395 | 34.5264
TAS1 | Behind the meter battery pump | 7.606 | 12.179 | 19.1255 | 26.7738 | 31.9977 | 35.725 | 39.1184 | 36.6513 | 41.3426 | 44.3333 | 47.5472 | 49.3733 | 51.403 | 51.3969 | 51.2603 | 49.6286 | 41.7288 | 43.0208 | 39.3301 | 37.184 | 34.5026
Ernst & Young’s liability is limited by a scheme approved under Professional Standards Legislation

## M31_34_Capacity
Installed capacity by technology (MW) - Marinus 1500MW M31_34, Step Change Scenario
Capacity calculated on 1 July. In early study years some wind and solar projects enter later in the financial year and are reflected in the following financial year's capacity.
Explicitly modelled generation
Region | Technology | 2021-22 | 2022-23 | 2023-24 | 2024-25 | 2025-26 | 2026-27 | 2027-28 | 2028-29 | 2029-30 | 2030-31 | 2031-32 | 2032-33 | 2033-34 | 2034-35 | 2035-36 | 2036-37 | 2037-38 | 2038-39 | 2039-40 | 2040-41 | 2041-42
NEM | Black Coal | 18366 | 17891 | 16416 | 13653.4743 | 11149.6445 | 8373.4792 | 8223.5634 | 8223.5634 | 7618.6372 | 7160.7576 | 6167.809 | 5722.1336 | 5008.4 | 4440.4816 | 3112.6455 | 3112.6455 | 3112.6455 | 3112.6455 | 3112.6455 | 2329.523 | 1903.5228
NEM | Brown Coal | 4820 | 4835 | 4835 | 3309.302 | 3162.7151 | 2043.0624 | 471.6643 | 0.00010251 | 0.00010246 | 0.00010248 | 0.00010251 | 0.00010254 | 0.00010251 | 0 | 0 | 0 | 0 | 0 | 0 | 0 | 0
NEM | CCGT | 3055 | 3055 | 3055 | 2875 | 2875 | 2875 | 2875 | 3152.9228 | 3152.9228 | 3152.9228 | 3152.9228 | 3152.9228 | 3152.9228 | 3152.9228 | 3152.9228 | 2767.9228 | 2238.9228 | 2238.9228 | 2095.9228 | 2095.9228 | 2095.923
NEM | Gas - Steam | 1864 | 1864 | 1384 | 1384 | 1384 | 1384 | 1384 | 1384 | 1384 | 1384 | 1384 | 1384 | 1384 | 1384 | 584 | 584 | 584 | 584 | 84 | 84 | 84
NEM | OCGT / Diesel | 6741 | 6741 | 6741 | 6741 | 6741 | 6741 | 6741 | 6741 | 6741 | 6358 | 6358 | 6089 | 5627 | 5510 | 5380 | 5380 | 5985.0767 | 5985.0767 | 5545.0767 | 5425.0767 | 5425.0767
NEM | Hydro | 7364.9 | 7364.9 | 7364.9 | 7364.9 | 7364.9 | 7364.9 | 7364.9 | 7364.9 | 7364.9 | 7364.9 | 7614.9 | 7614.9 | 7614.9 | 7614.9 | 7614.9 | 7614.9 | 7528.9 | 7528.9 | 7528.9 | 7528.9 | 7528.9
NEM | Wind | 10073.3247 | 10159.3247 | 10329.3118 | 13659.7993 | 17636.9049 | 21625.1853 | 22368.8432 | 25107.3999 | 27301.4878 | 29449.5695 | 30617.336 | 33371.3077 | 34490.3355 | 35058.7116 | 35767.8415 | 37034.7718 | 38851.7727 | 39112.9784 | 39884.4667 | 39575.3457 | 42448.1242
NEM | Solar PV | 6097 | 6302 | 6302 | 6302 | 6302 | 12047.5927 | 15057.3522 | 16064.3463 | 16064.3463 | 16266.5901 | 17261.4992 | 20142.1385 | 21486.4726 | 21486.4726 | 23486.4725 | 23365.4725 | 25683.2729 | 26191.6347 | 26274.0793 | 29991.4498 | 32827.1229
NEM | LS Battery | 300 | 300 | 300 | 300 | 300 | 1422.8601 | 1682.2284 | 3063.1398 | 3063.1398 | 3033.1398 | 3033.1398 | 3033.1398 | 2978.1398 | 2953.1398 | 2953.1398 | 2974.4719 | 3115.7373 | 3115.7373 | 3305.7042 | 3305.7042 | 3749.5345
NEM | Pumped Hydro | 810 | 810 | 810 | 1059.8283 | 3099.8283 | 4033.2885 | 5250 | 5250 | 5250 | 5250 | 5531.7967 | 6925.251 | 6925.251 | 7136.3324 | 7251.6667 | 7689.8127 | 8454.3335 | 8454.3335 | 9333.7516 | 9333.7516 | 10581.3171
NEM | VPP | 95.565 | 222.304 | 472.724 | 827.389 | 1275.464 | 1796.003 | 2438.396 | 3184.437 | 4042.566 | 4718.547 | 5463.892 | 6261.2279 | 7107.5971 | 7905.5149 | 8730.1272 | 9162.649 | 9618.3372 | 10079.154 | 10567.0661 | 11065.4949 | 11575.234
Total excluding storage |  | 58381.2247 | 58212.2247 | 56427.2118 | 55289.4756 | 56616.1645 | 62454.2196 | 64486.3231 | 68038.1324 | 69627.2941 | 71136.7402 | 72556.4671 | 77476.4027 | 78764.031 | 78647.4886 | 79098.7824 | 79859.7127 | 83984.5907 | 84754.1581 | 84525.091 | 87030.218 | 92312.6696
Region | Technology | 2021-22 | 2022-23 | 2023-24 | 2024-25 | 2025-26 | 2026-27 | 2027-28 | 2028-29 | 2029-30 | 2030-31 | 2031-32 | 2032-33 | 2033-34 | 2034-35 | 2035-36 | 2036-37 | 2037-38 | 2038-39 | 2039-40 | 2040-41 | 2041-42
NSW1 | Black Coal | 10240 | 9765 | 8290 | 7891.6706 | 5731.1444 | 4392.4619 | 4392.4619 | 4392.4619 | 4392.4619 | 3985.5494 | 3055.478 | 2609.8027 | 2609.8027 | 2041.8843 | 1159.5228 | 1159.5228 | 1159.5228 | 1159.5228 | 1159.5228 | 1159.5228 | 1159.5228
NSW1 | Brown Coal | 0 | 0 | 0 | 0 | 0 | 0 | 0 | 0 | 0 | 0 | 0 | 0 | 0 | 0 | 0 | 0 | 0 | 0 | 0 | 0 | 0
NSW1 | CCGT | 625 | 625 | 625 | 625 | 625 | 625 | 625 | 625 | 625 | 625 | 625 | 625 | 625 | 625 | 625 | 625 | 625 | 625 | 625 | 625 | 625
NSW1 | Gas - Steam | 0 | 0 | 0 | 0 | 0 | 0 | 0 | 0 | 0 | 0 | 0 | 0 | 0 | 0 | 0 | 0 | 0 | 0 | 0 | 0 | 0
NSW1 | OCGT / Diesel | 1438 | 1438 | 1438 | 1438 | 1438 | 1438 | 1438 | 1438 | 1438 | 1438 | 1438 | 1438 | 1438 | 1438 | 1388 | 1388 | 1993.0764 | 1993.0764 | 1993.0764 | 1993.0764 | 1993.0764
NSW1 | Hydro | 2585 | 2585 | 2585 | 2585 | 2585 | 2585 | 2585 | 2585 | 2585 | 2585 | 2585 | 2585 | 2585 | 2585 | 2585 | 2585 | 2585 | 2585 | 2585 | 2585 | 2585
NSW1 | Wind | 2137 | 2137 | 2137 | 2537 | 5571.482 | 6180.4144 | 6180.4144 | 6920.7383 | 6920.7383 | 8900.0735 | 9119.1452 | 10094.496 | 10094.496 | 10094.496 | 10094.496 | 10047.496 | 9777.496 | 9575.496 | 9732.999 | 9566.5862 | 11909.0006
NSW1 | Solar PV | 2282 | 2432 | 2432 | 2432 | 2432 | 6251.3315 | 6944.0195 | 7251.3314 | 7251.3314 | 7251.3314 | 7251.3314 | 8921.9125 | 9754.1867 | 9754.1867 | 10754.1867 | 10754.1867 | 12820.9098 | 13279.2145 | 13361.6588 | 14597.0962 | 15062.2389
NSW1 | LS Battery | 0 | 0 | 0 | 0 | 0 | 0.00015262 | 217.1806 | 297.9077 | 297.9077 | 297.9077 | 297.9077 | 297.9077 | 297.9077 | 297.9077 | 297.9077 | 297.9077 | 297.9077 | 297.9077 | 297.9077 | 297.9077 | 297.9077
NSW1 | Pumped Hydro | 240 | 240 | 240 | 240 | 2280 | 2280 | 2280 | 2280 | 2280 | 2280 | 2280 | 3140.1007 | 3140.1007 | 3140.1007 | 3140.1007 | 3578.2467 | 3952.6925 | 3952.6925 | 4200.8478 | 4200.8478 | 4729.3774
NSW1 | VPP | 33.809 | 82.709 | 156.761 | 263.89 | 405.048 | 567.059 | 769.634 | 1010.103 | 1287.846 | 1513.002 | 1757.995 | 2022.7529 | 2303.851 | 2570.3709 | 2845.8051 | 2993.4 | 3149.6021 | 3306.082 | 3472.6761 | 3642.4991 | 3815.654
Total excluding storage |  | 19307 | 18982 | 17507 | 17508.6705 | 18382.6264 | 21472.2078 | 22164.8958 | 23212.5316 | 23212.5316 | 24784.9543 | 24073.9546 | 26274.2112 | 27106.4854 | 26538.567 | 26606.2055 | 26559.2055 | 28961.005 | 29217.3097 | 29457.257 | 30526.2816 | 33333.8387
Region | Technology | 2021-22 | 2022-23 | 2023-24 | 2024-25 | 2025-26 | 2026-27 | 2027-28 | 2028-29 | 2029-30 | 2030-31 | 2031-32 | 2032-33 | 2033-34 | 2034-35 | 2035-36 | 2036-37 | 2037-38 | 2038-39 | 2039-40 | 2040-41 | 2041-42
QLD1 | Black Coal | 8126 | 8126 | 8126 | 5761.8037 | 5418.5001 | 3981.0173 | 3831.1015 | 3831.1015 | 3226.1752 | 3175.2083 | 3112.3309 | 3112.3309 | 2398.5973 | 2398.5973 | 1953.1227 | 1953.1227 | 1953.1227 | 1953.1227 | 1953.1227 | 1170.0002 | 743.9999
QLD1 | Brown Coal | 0 | 0 | 0 | 0 | 0 | 0 | 0 | 0 | 0 | 0 | 0 | 0 | 0 | 0 | 0 | 0 | 0 | 0 | 0 | 0 | 0
QLD1 | CCGT | 1513 | 1513 | 1513 | 1513 | 1513 | 1513 | 1513 | 1513 | 1513 | 1513 | 1513 | 1513 | 1513 | 1513 | 1513 | 1128 | 1128 | 1128 | 985 | 985 | 985
QLD1 | Gas - Steam | 84 | 84 | 84 | 84 | 84 | 84 | 84 | 84 | 84 | 84 | 84 | 84 | 84 | 84 | 84 | 84 | 84 | 84 | 84 | 84 | 84
QLD1 | OCGT / Diesel | 1910 | 1910 | 1910 | 1910 | 1910 | 1910 | 1910 | 1910 | 1910 | 1910 | 1910 | 1910 | 1618 | 1501 | 1501 | 1501 | 1501.0003 | 1501.0003 | 1501.0003 | 1501.0003 | 1501.0003
QLD1 | Hydro | 152 | 152 | 152 | 152 | 152 | 152 | 152 | 152 | 152 | 152 | 152 | 152 | 152 | 152 | 152 | 152 | 66 | 66 | 66 | 66 | 66
QLD1 | Wind | 1377 | 1377 | 1377 | 3775.4404 | 4577.0003 | 6070.168 | 6209.67 | 7002.6615 | 7612.2803 | 7612.2803 | 8186.4077 | 9617.4554 | 10251.1274 | 10478.5397 | 11409.6696 | 12506.9215 | 13504.9961 | 13504.9961 | 13504.9961 | 13504.9961 | 13504.9963
QLD1 | Solar PV | 2374 | 2429 | 2429 | 2429 | 2429 | 3142.8403 | 3142.8403 | 3842.5225 | 3842.5225 | 4044.7663 | 5039.6753 | 5893.4977 | 6111.2859 | 6111.2859 | 7111.2859 | 6990.2859 | 6940.2859 | 6940.2859 | 6940.2859 | 9395.6453 | 10458.0001
QLD1 | LS Battery | 20 | 20 | 20 | 20 | 20 | 1026.1959 | 1068.3837 | 2368.568 | 2368.568 | 2368.568 | 2368.568 | 2368.568 | 2368.568 | 2368.568 | 2368.568 | 2368.568 | 2368.568 | 2368.568 | 2368.568 | 2368.568 | 2368.568
QLD1 | Pumped Hydro | 570 | 570 | 570 | 570 | 570 | 570 | 570 | 570 | 570 | 570 | 851.7967 | 1385.1503 | 1385.1503 | 1385.1503 | 1385.1503 | 1385.1503 | 1444.3256 | 1444.3255 | 2000.4773 | 2000.4773 | 2677.3289
QLD1 | VPP | 18.792 | 56.93 | 116.312 | 203.741 | 316.675 | 441.512 | 598.097 | 788.338 | 1007.196 | 1181.6699 | 1375.488 | 1581.047 | 1799.564 | 2003.201 | 2215.979 | 2320.634 | 2431.5501 | 2543.859 | 2662.8169 | 2785.4379 | 2910.14
Total excluding storage |  | 15536 | 15591 | 15591 | 15625.2441 | 16083.5003 | 16853.0256 | 16842.6118 | 18335.2854 | 18339.978 | 18491.2549 | 19997.414 | 22282.2839 | 22128.0106 | 22238.4229 | 23724.0781 | 24315.33 | 25177.405 | 25177.405 | 25034.405 | 26706.642 | 27342.9966
Region | Technology | 2021-22 | 2022-23 | 2023-24 | 2024-25 | 2025-26 | 2026-27 | 2027-28 | 2028-29 | 2029-30 | 2030-31 | 2031-32 | 2032-33 | 2033-34 | 2034-35 | 2035-36 | 2036-37 | 2037-38 | 2038-39 | 2039-40 | 2040-41 | 2041-42
VIC1 | Black Coal | 0 | 0 | 0 | 0 | 0 | 0 | 0 | 0 | 0 | 0 | 0 | 0 | 0 | 0 | 0 | 0 | 0 | 0 | 0 | 0 | 0
VIC1 | Brown Coal | 4820 | 4835 | 4835 | 3309.302 | 3162.7151 | 2043.0624 | 471.6643 | 0.00010251 | 0.00010246 | 0.00010248 | 0.00010251 | 0.00010254 | 0.00010251 | 0 | 0 | 0 | 0 | 0 | 0 | 0 | 0
VIC1 | CCGT | 0 | 0 | 0 | 0 | 0 | 0 | 0 | 277.9228 | 277.9228 | 277.9228 | 277.9228 | 277.9228 | 277.9228 | 277.9228 | 277.9228 | 277.9228 | 277.9228 | 277.9228 | 277.9228 | 277.9228 | 277.923
VIC1 | Gas - Steam | 500 | 500 | 500 | 500 | 500 | 500 | 500 | 500 | 500 | 500 | 500 | 500 | 500 | 500 | 500 | 500 | 500 | 500 | 0 | 0 | 0
VIC1 | OCGT / Diesel | 1900 | 1900 | 1900 | 1900 | 1900 | 1900 | 1900 | 1900 | 1900 | 1900 | 1900 | 1900 | 1730 | 1730 | 1730 | 1730 | 1730 | 1730 | 1290 | 1290 | 1290
VIC1 | Hydro | 2219 | 2219 | 2219 | 2219 | 2219 | 2219 | 2219 | 2219 | 2219 | 2219 | 2219 | 2219 | 2219 | 2219 | 2219 | 2219 | 2219 | 2219 | 2219 | 2219 | 2219
VIC1 | Wind | 3818 | 3818 | 3818 | 4268 | 4268 | 5017.9999 | 5518.0003 | 6268.0002 | 7419.7719 | 7437.3739 | 7670.2855 | 7764.3544 | 8359.1389 | 8359.1389 | 8359.1389 | 8359.1389 | 8798.6932 | 9192.2641 | 9340.2452 | 9211.7615 | 9742.1255
VIC1 | Solar PV | 1088 | 1088 | 1088 | 1088 | 1088 | 2267.9999 | 4268 | 4268 | 4268 | 4268 | 4268 | 4268 | 4268 | 4268 | 4268 | 4268 | 4569.0774 | 4619.1343 | 4619.1343 | 4619.1343 | 5768
VIC1 | LS Battery | 75 | 75 | 75 | 75 | 75 | 75 | 75 | 75 | 75 | 75 | 75 | 75 | 20 | 20 | 20 | 20 | 20 | 20 | 20.0001 | 20.0001 | 20.0001
VIC1 | Pumped Hydro | 0 | 0 | 0 | 249.8283 | 249.8283 | 1183.2885 | 2400 | 2400 | 2400 | 2400 | 2400 | 2400 | 2400 | 2400 | 2400 | 2400 | 2400 | 2400 | 2400 | 2400 | 2400
VIC1 | VPP | 21.325 | 39.333 | 124.653 | 240.512 | 387.463 | 568.474 | 786.961 | 1024.836 | 1297.201 | 1508.3761 | 1741.758 | 1990.8499 | 2255.0251 | 2511.472 | 2773.6561 | 2913.049 | 3058.5721 | 3207.3251 | 3364.194 | 3523.546 | 3687.863
Total excluding storage |  | 14345 | 14360 | 14360 | 13284.302 | 13137.7151 | 13948.0623 | 14876.6646 | 15432.9231 | 16584.6948 | 16602.2968 | 16835.2084 | 16929.2773 | 17354.0618 | 17354.0617 | 17354.0617 | 17354.0617 | 18094.6934 | 18538.3213 | 17746.3024 | 17617.8187 | 19297.0486
Region | Technology | 2021-22 | 2022-23 | 2023-24 | 2024-25 | 2025-26 | 2026-27 | 2027-28 | 2028-29 | 2029-30 | 2030-31 | 2031-32 | 2032-33 | 2033-34 | 2034-35 | 2035-36 | 2036-37 | 2037-38 | 2038-39 | 2039-40 | 2040-41 | 2041-42
SA1 | Black Coal | 0 | 0 | 0 | 0 | 0 | 0 | 0 | 0 | 0 | 0 | 0 | 0 | 0 | 0 | 0 | 0 | 0 | 0 | 0 | 0 | 0
SA1 | Brown Coal | 0 | 0 | 0 | 0 | 0 | 0 | 0 | 0 | 0 | 0 | 0 | 0 | 0 | 0 | 0 | 0 | 0 | 0 | 0 | 0 | 0
SA1 | CCGT | 709 | 709 | 709 | 529 | 529 | 529 | 529 | 529 | 529 | 529 | 529 | 529 | 529 | 529 | 529 | 529 | 0 | 0 | 0 | 0 | 0
SA1 | Gas - Steam | 1280 | 1280 | 800 | 800 | 800 | 800 | 800 | 800 | 800 | 800 | 800 | 800 | 800 | 800 | 0 | 0 | 0 | 0 | 0 | 0 | 0
SA1 | OCGT / Diesel | 1315 | 1315 | 1315 | 1315 | 1315 | 1315 | 1315 | 1315 | 1315 | 932 | 932 | 663 | 663 | 663 | 583 | 583 | 583 | 583 | 583 | 583 | 583
SA1 | Hydro | 0 | 0 | 0 | 0 | 0 | 0 | 0 | 0 | 0 | 0 | 0 | 0 | 0 | 0 | 0 | 0 | 0 | 0 | 0 | 0 | 0
SA1 | Wind | 2054 | 2140 | 2140 | 2222.0471 | 2222.0471 | 3221.0719 | 3188.0719 | 3506.1578 | 3801.6998 | 3811.9182 | 3811.9182 | 3871.6345 | 3677.6345 | 3677.6345 | 3455.6345 | 3479.134 | 3928.683 | 3793.549 | 4242.5774 | 4228.3529 | 4228.3529
SA1 | Solar PV | 353 | 353 | 353 | 353 | 353 | 385.421 | 702.4924 | 702.4924 | 702.4924 | 702.4924 | 702.4924 | 1058.7283 | 1352.9999 | 1352.9999 | 1352.9999 | 1352.9999 | 1352.9999 | 1352.9999 | 1353.0001 | 1353.0001 | 1512.3101
SA1 | LS Battery | 205 | 205 | 205 | 205 | 205 | 321.6641 | 321.6641 | 321.6641 | 321.6641 | 291.6641 | 291.6641 | 291.6641 | 291.6641 | 266.6641 | 266.6641 | 287.9962 | 429.2616 | 429.2616 | 619.2284 | 619.2284 | 1063.0587
SA1 | Pumped Hydro | 0 | 0 | 0 | 0 | 0 | 0 | 0 | 0 | 0 | 0 | 0 | 0 | 0 | 0 | 0 | 0 | 0 | 0 | 0 | 0 | 0
SA1 | VPP | 19.108 | 37.433 | 64.042 | 100.939 | 139.006 | 181.29 | 233.207 | 295.748 | 367.725 | 418.77 | 476.54 | 537.83 | 602.483 | 656.359 | 712.614 | 743.766 | 776.579 | 809.532 | 844.201 | 879.819 | 916.083
Total excluding storage |  | 5711 | 5797 | 5317 | 5219.0471 | 5219.0471 | 6250.4929 | 6534.5643 | 6852.6502 | 7148.1922 | 6775.4106 | 6775.4106 | 6922.3629 | 7022.6345 | 7022.6345 | 5920.6345 | 5944.1339 | 5864.6829 | 5729.5489 | 6178.5776 | 6164.353 | 6323.663
Region | Technology | 2021-22 | 2022-23 | 2023-24 | 2024-25 | 2025-26 | 2026-27 | 2027-28 | 2028-29 | 2029-30 | 2030-31 | 2031-32 | 2032-33 | 2033-34 | 2034-35 | 2035-36 | 2036-37 | 2037-38 | 2038-39 | 2039-40 | 2040-41 | 2041-42
TAS1 | Black Coal | 0 | 0 | 0 | 0 | 0 | 0 | 0 | 0 | 0 | 0 | 0 | 0 | 0 | 0 | 0 | 0 | 0 | 0 | 0 | 0 | 0
TAS1 | Brown Coal | 0 | 0 | 0 | 0 | 0 | 0 | 0 | 0 | 0 | 0 | 0 | 0 | 0 | 0 | 0 | 0 | 0 | 0 | 0 | 0 | 0
TAS1 | CCGT | 208 | 208 | 208 | 208 | 208 | 208 | 208 | 208 | 208 | 208 | 208 | 208 | 208 | 208 | 208 | 208 | 208 | 208 | 208 | 208 | 208
TAS1 | Gas - Steam | 0 | 0 | 0 | 0 | 0 | 0 | 0 | 0 | 0 | 0 | 0 | 0 | 0 | 0 | 0 | 0 | 0 | 0 | 0 | 0 | 0
TAS1 | OCGT / Diesel | 178 | 178 | 178 | 178 | 178 | 178 | 178 | 178 | 178 | 178 | 178 | 178 | 178 | 178 | 178 | 178 | 178 | 178 | 178 | 58 | 58
TAS1 | Hydro | 2408.9 | 2408.9 | 2408.9 | 2408.9 | 2408.9 | 2408.9 | 2408.9 | 2408.9 | 2408.9 | 2408.9 | 2658.9 | 2658.9 | 2658.9 | 2658.9 | 2658.9 | 2658.9 | 2658.9 | 2658.9 | 2658.9 | 2658.9 | 2658.9
TAS1 | Wind | 687.3247 | 687.3247 | 857.3118 | 857.3118 | 998.3755 | 1135.531 | 1272.6866 | 1409.842 | 1546.9975 | 1687.9236 | 1829.5794 | 2023.3674 | 2107.9386 | 2448.9025 | 2448.9025 | 2642.0815 | 2841.9043 | 3046.6732 | 3063.6489 | 3063.6489 | 3063.6489
TAS1 | Solar PV | 0 | 0 | 0 | 0 | 0 | 0 | 0 | 0 | 0 | 0 | 0 | 0 | 0 | 0 | 0 | 0 | 0 | 0.00010509 | 0.00019957 | 26.5738 | 26.5738
TAS1 | LS Battery | 0 | 0 | 0 | 0 | 0 | 0 | 0 | 0 | 0 | 0 | 0 | 0 | 0 | 0 | 0 | 0 | 0 | 0 | 0 | 0 | 0
TAS1 | Pumped Hydro | 0 | 0 | 0 | 0 | 0 | 0 | 0 | 0 | 0 | 0 | 0 | 0 | 0 | 211.0813 | 326.4157 | 326.4157 | 657.3154 | 657.3154 | 732.4265 | 732.4265 | 774.6109
TAS1 | VPP | 2.531 | 5.899 | 10.956 | 18.307 | 27.272 | 37.668 | 50.497 | 65.412 | 82.598 | 96.729 | 112.111 | 128.748 | 146.674 | 164.112 | 182.073 | 191.8 | 202.034 | 212.356 | 223.178 | 234.193 | 245.494
Total excluding storage |  | 3482.2247 | 3482.2247 | 3652.2118 | 3652.2118 | 3793.2755 | 3930.431 | 4067.5866 | 4204.742 | 4341.8974 | 4482.8236 | 4874.4794 | 5068.2674 | 5152.8386 | 5493.8025 | 5493.8025 | 5686.9815 | 5886.8043 | 6091.5733 | 6108.5491 | 6015.1227 | 6015.1227
Explicitly modelled pumping
Region | Technology | 2021-22 | 2022-23 | 2023-24 | 2024-25 | 2025-26 | 2026-27 | 2027-28 | 2028-29 | 2029-30 | 2030-31 | 2031-32 | 2032-33 | 2033-34 | 2034-35 | 2035-36 | 2036-37 | 2037-38 | 2038-39 | 2039-40 | 2040-41 | 2041-42
NEM | LS Battery pump | 300 | 300 | 300 | 300 | 300 | 1422.8601 | 1682.2284 | 3063.1398 | 3063.1398 | 3033.1398 | 3033.1398 | 3033.1398 | 2978.1398 | 2953.1398 | 2953.1398 | 2974.4719 | 3115.7373 | 3115.7373 | 3305.7042 | 3305.7042 | 3749.5345
NEM | Pumped Hydro Pump | 1410 | 1410 | 1410 | 1659.8283 | 3699.8283 | 4633.2885 | 5850 | 5850 | 5850 | 5850 | 6131.7967 | 7525.251 | 7525.251 | 7736.3324 | 7851.6667 | 8289.8127 | 9054.3335 | 9054.3335 | 9933.7516 | 9933.7516 | 11181.3171
NEM | VPP pump | 95.565 | 222.304 | 472.724 | 827.389 | 1275.464 | 1796.003 | 2438.396 | 3184.437 | 4042.566 | 4718.547 | 5463.892 | 6261.2279 | 7107.5971 | 7905.5149 | 8730.1272 | 9162.649 | 9618.3372 | 10079.154 | 10567.0661 | 11065.4949 | 11575.234
Region | Technology | 2021-22 | 2022-23 | 2023-24 | 2024-25 | 2025-26 | 2026-27 | 2027-28 | 2028-29 | 2029-30 | 2030-31 | 2031-32 | 2032-33 | 2033-34 | 2034-35 | 2035-36 | 2036-37 | 2037-38 | 2038-39 | 2039-40 | 2040-41 | 2041-42
NSW1 | LS Battery pump | 0 | 0 | 0 | 0 | 0 | 0.00015262 | 217.1806 | 297.9077 | 297.9077 | 297.9077 | 297.9077 | 297.9077 | 297.9077 | 297.9077 | 297.9077 | 297.9077 | 297.9077 | 297.9077 | 297.9077 | 297.9077 | 297.9077
NSW1 | Pumped Hydro Pump | 840 | 840 | 840 | 840 | 2880 | 2880 | 2880 | 2880 | 2880 | 2880 | 2880 | 3740.1007 | 3740.1007 | 3740.1007 | 3740.1007 | 4178.2467 | 4552.6925 | 4552.6925 | 4800.8478 | 4800.8478 | 5329.3774
NSW1 | VPP pump | 33.809 | 82.709 | 156.761 | 263.89 | 405.048 | 567.059 | 769.634 | 1010.103 | 1287.846 | 1513.002 | 1757.995 | 2022.7529 | 2303.851 | 2570.3709 | 2845.8051 | 2993.4 | 3149.6021 | 3306.082 | 3472.6761 | 3642.4991 | 3815.654
Region | Technology | 2021-22 | 2022-23 | 2023-24 | 2024-25 | 2025-26 | 2026-27 | 2027-28 | 2028-29 | 2029-30 | 2030-31 | 2031-32 | 2032-33 | 2033-34 | 2034-35 | 2035-36 | 2036-37 | 2037-38 | 2038-39 | 2039-40 | 2040-41 | 2041-42
QLD1 | LS Battery pump | 20 | 20 | 20 | 20 | 20 | 1026.1959 | 1068.3837 | 2368.568 | 2368.568 | 2368.568 | 2368.568 | 2368.568 | 2368.568 | 2368.568 | 2368.568 | 2368.568 | 2368.568 | 2368.568 | 2368.568 | 2368.568 | 2368.568
QLD1 | Pumped Hydro Pump | 570 | 570 | 570 | 570 | 570 | 570 | 570 | 570 | 570 | 570 | 851.7967 | 1385.1503 | 1385.1503 | 1385.1503 | 1385.1503 | 1385.1503 | 1444.3256 | 1444.3255 | 2000.4773 | 2000.4773 | 2677.3289
QLD1 | VPP pump | 18.792 | 56.93 | 116.312 | 203.741 | 316.675 | 441.512 | 598.097 | 788.338 | 1007.196 | 1181.6699 | 1375.488 | 1581.047 | 1799.564 | 2003.201 | 2215.979 | 2320.634 | 2431.5501 | 2543.859 | 2662.8169 | 2785.4379 | 2910.14
Region | Technology | 2021-22 | 2022-23 | 2023-24 | 2024-25 | 2025-26 | 2026-27 | 2027-28 | 2028-29 | 2029-30 | 2030-31 | 2031-32 | 2032-33 | 2033-34 | 2034-35 | 2035-36 | 2036-37 | 2037-38 | 2038-39 | 2039-40 | 2040-41 | 2041-42
VIC1 | LS Battery pump | 75 | 75 | 75 | 75 | 75 | 75 | 75 | 75 | 75 | 75 | 75 | 75 | 20 | 20 | 20 | 20 | 20 | 20 | 20.0001 | 20.0001 | 20.0001
VIC1 | Pumped Hydro Pump | 0 | 0 | 0 | 249.8283 | 249.8283 | 1183.2885 | 2400 | 2400 | 2400 | 2400 | 2400 | 2400 | 2400 | 2400 | 2400 | 2400 | 2400 | 2400 | 2400 | 2400 | 2400
VIC1 | VPP pump | 21.325 | 39.333 | 124.653 | 240.512 | 387.463 | 568.474 | 786.961 | 1024.836 | 1297.201 | 1508.3761 | 1741.758 | 1990.8499 | 2255.0251 | 2511.472 | 2773.6561 | 2913.049 | 3058.5721 | 3207.3251 | 3364.194 | 3523.546 | 3687.863
Region | Technology | 2021-22 | 2022-23 | 2023-24 | 2024-25 | 2025-26 | 2026-27 | 2027-28 | 2028-29 | 2029-30 | 2030-31 | 2031-32 | 2032-33 | 2033-34 | 2034-35 | 2035-36 | 2036-37 | 2037-38 | 2038-39 | 2039-40 | 2040-41 | 2041-42
SA1 | LS Battery pump | 205 | 205 | 205 | 205 | 205 | 321.6641 | 321.6641 | 321.6641 | 321.6641 | 291.6641 | 291.6641 | 291.6641 | 291.6641 | 266.6641 | 266.6641 | 287.9962 | 429.2616 | 429.2616 | 619.2284 | 619.2284 | 1063.0587
SA1 | Pumped Hydro Pump | 0 | 0 | 0 | 0 | 0 | 0 | 0 | 0 | 0 | 0 | 0 | 0 | 0 | 0 | 0 | 0 | 0 | 0 | 0 | 0 | 0
SA1 | VPP pump | 19.108 | 37.433 | 64.042 | 100.939 | 139.006 | 181.29 | 233.207 | 295.748 | 367.725 | 418.77 | 476.54 | 537.83 | 602.483 | 656.359 | 712.614 | 743.766 | 776.579 | 809.532 | 844.201 | 879.819 | 916.083
Region | Technology | 2021-22 | 2022-23 | 2023-24 | 2024-25 | 2025-26 | 2026-27 | 2027-28 | 2028-29 | 2029-30 | 2030-31 | 2031-32 | 2032-33 | 2033-34 | 2034-35 | 2035-36 | 2036-37 | 2037-38 | 2038-39 | 2039-40 | 2040-41 | 2041-42
TAS1 | LS Battery pump | 0 | 0 | 0 | 0 | 0 | 0 | 0 | 0 | 0 | 0 | 0 | 0 | 0 | 0 | 0 | 0 | 0 | 0 | 0 | 0 | 0
TAS1 | Pumped Hydro Pump | 0 | 0 | 0 | 0 | 0 | 0 | 0 | 0 | 0 | 0 | 0 | 0 | 0 | 211.0813 | 326.4157 | 326.4157 | 657.3154 | 657.3154 | 732.4265 | 732.4265 | 774.6109
TAS1 | VPP pump | 2.531 | 5.899 | 10.956 | 18.307 | 27.272 | 37.668 | 50.497 | 65.412 | 82.598 | 96.729 | 112.111 | 128.748 | 146.674 | 164.112 | 182.073 | 191.8 | 202.034 | 212.356 | 223.178 | 234.193 | 245.494
Non-controllable capacity
Region | Technology | 2021-22 | 2022-23 | 2023-24 | 2024-25 | 2025-26 | 2026-27 | 2027-28 | 2028-29 | 2029-30 | 2030-31 | 2031-32 | 2032-33 | 2033-34 | 2034-35 | 2035-36 | 2036-37 | 2037-38 | 2038-39 | 2039-40 | 2040-41 | 2041-42
NEM | Distributed PV | 14317.7356 | 16038.0317 | 18141.6625 | 20467.1628 | 22742.4627 | 24794.1362 | 27203.2648 | 29404.585 | 31633.6844 | 33722.4221 | 35881.7358 | 38229.6173 | 40526.8079 | 42201.4543 | 43959.2481 | 45343.5576 | 47243.3825 | 48591.0021 | 50017.1079 | 51711.9741 | 53139.0243
NEM | Behind the meter battery | 579.4577 | 1031.0387 | 1768.4027 | 2546.1777 | 3286.9147 | 3921.6237 | 4557.7626 | 5129.6256 | 5641.2567 | 6326.0198 | 7040.3706 | 7755.7347 | 8465.7337 | 9049.4997 | 9600.4117 | 9649.7217 | 9702.8895 | 9740.4287 | 9784.1325 | 9816.9557 | 9839.7728
NEM | Behind the meter battery pump | 579.4577 | 1031.0387 | 1768.4027 | 2546.1777 | 3286.9147 | 3921.6237 | 4557.7626 | 5129.6256 | 5641.2567 | 6326.0198 | 7040.3706 | 7755.7347 | 8465.7337 | 9049.4997 | 9600.4117 | 9649.7217 | 9702.8895 | 9740.4287 | 9784.1325 | 9816.9557 | 9839.7728
Region | Technology | 2021-22 | 2022-23 | 2023-24 | 2024-25 | 2025-26 | 2026-27 | 2027-28 | 2028-29 | 2029-30 | 2030-31 | 2031-32 | 2032-33 | 2033-34 | 2034-35 | 2035-36 | 2036-37 | 2037-38 | 2038-39 | 2039-40 | 2040-41 | 2041-42
NSW1 | Distributed PV | 4241.3829 | 4711.3319 | 5343.9405 | 6062.9209 | 6807.486 | 7463.937 | 8257.1661 | 9003.6689 | 9768.9282 | 10504.7979 | 11253.5547 | 12077.6261 | 12885.6859 | 13472.8481 | 14095.5227 | 14591.8154 | 15270.2051 | 15752.2725 | 16264.251 | 16864 | 17367.3523
NSW1 | Behind the meter battery | 203.5213 | 385.8493 | 584.9893 | 808.5723 | 1038.7303 | 1231.3074 | 1430.1443 | 1617.7273 | 1785.9803 | 2016.8083 | 2252.5393 | 2492.1973 | 2729.7153 | 2928.2515 | 3115.2053 | 3140.1863 | 3166.7363 | 3186.3523 | 3208.5303 | 3226.2913 | 3239.8923
NSW1 | Behind the meter battery pump | 203.5213 | 385.8493 | 584.9893 | 808.5723 | 1038.7303 | 1231.3074 | 1430.1443 | 1617.7273 | 1785.9803 | 2016.8083 | 2252.5393 | 2492.1973 | 2729.7153 | 2928.2515 | 3115.2053 | 3140.1863 | 3166.7363 | 3186.3523 | 3208.5303 | 3226.2913 | 3239.8923
Region | Technology | 2021-22 | 2022-23 | 2023-24 | 2024-25 | 2025-26 | 2026-27 | 2027-28 | 2028-29 | 2029-30 | 2030-31 | 2031-32 | 2032-33 | 2033-34 | 2034-35 | 2035-36 | 2036-37 | 2037-38 | 2038-39 | 2039-40 | 2040-41 | 2041-42
QLD1 | Distributed PV | 4265.744 | 4680.9516 | 5183.1304 | 5787.5574 | 6389.4727 | 6895.2299 | 7516.7694 | 8113.269 | 8718.3391 | 9285.1582 | 9878.2021 | 10523.7462 | 11158.6323 | 11620.782 | 12106.7961 | 12479.3207 | 13012.871 | 13376.0881 | 13757.3877 | 14223.626 | 14602.6743
QLD1 | Behind the meter battery | 112.9997 | 269.1257 | 441.4557 | 636.2708 | 828.8848 | 979.7717 | 1137.4507 | 1294.7498 | 1435.4037 | 1617.9778 | 1809.9158 | 1999.4127 | 2187.6277 | 2339.4106 | 2485.7607 | 2493.2378 | 2502.5776 | 2508.5327 | 2516.1506 | 2522.2578 | 2525.2717
QLD1 | Behind the meter battery pump | 112.9997 | 269.1257 | 441.4557 | 636.2708 | 828.8848 | 979.7717 | 1137.4507 | 1294.7498 | 1435.4037 | 1617.9778 | 1809.9158 | 1999.4127 | 2187.6277 | 2339.4106 | 2485.7607 | 2493.2378 | 2502.5776 | 2508.5327 | 2516.1506 | 2522.2578 | 2525.2717
Region | Technology | 2021-22 | 2022-23 | 2023-24 | 2024-25 | 2025-26 | 2026-27 | 2027-28 | 2028-29 | 2029-30 | 2030-31 | 2031-32 | 2032-33 | 2033-34 | 2034-35 | 2035-36 | 2036-37 | 2037-38 | 2038-39 | 2039-40 | 2040-41 | 2041-42
VIC1 | Distributed PV | 3672.0127 | 4323.9168 | 5053.769 | 5790.9588 | 6520.7274 | 7238.1152 | 8018.1381 | 8676.475 | 9331.2351 | 9932.0548 | 10554.2346 | 11213.8539 | 11851.77 | 12333.99 | 12826.3418 | 13223.2949 | 13731.8735 | 14116.3628 | 14523.5542 | 14994.7249 | 15411.9817
VIC1 | Behind the meter battery | 127.8803 | 169.8963 | 458.6764 | 733.4774 | 991.5743 | 1234.7513 | 1463.3203 | 1639.2893 | 1795.5123 | 2004.5533 | 2224.0112 | 2443.1914 | 2661.1284 | 2848.6934 | 3022.4214 | 3038.0483 | 3053.5933 | 3065.3804 | 3078.7153 | 3087.8074 | 3095.0745
VIC1 | Behind the meter battery pump | 127.8803 | 169.8963 | 458.6764 | 733.4774 | 991.5743 | 1234.7513 | 1463.3203 | 1639.2893 | 1795.5123 | 2004.5533 | 2224.0112 | 2443.1914 | 2661.1284 | 2848.6934 | 3022.4214 | 3038.0483 | 3053.5933 | 3065.3804 | 3078.7153 | 3087.8074 | 3095.0745
Region | Technology | 2021-22 | 2022-23 | 2023-24 | 2024-25 | 2025-26 | 2026-27 | 2027-28 | 2028-29 | 2029-30 | 2030-31 | 2031-32 | 2032-33 | 2033-34 | 2034-35 | 2035-36 | 2036-37 | 2037-38 | 2038-39 | 2039-40 | 2040-41 | 2041-42
SA1 | Distributed PV | 1913.5206 | 2069.284 | 2265.9702 | 2481.53 | 2637.3888 | 2773.9861 | 2939.5508 | 3101.8464 | 3268.0304 | 3414.8693 | 3571.6486 | 3741.8128 | 3908.6521 | 4020.1996 | 4138.7558 | 4231.3834 | 4360.8052 | 4451.8956 | 4549.1459 | 4665.1984 | 4763.3252
SA1 | Behind the meter battery | 119.4801 | 177.9751 | 241.3261 | 310.2571 | 355.8901 | 391.6861 | 430.2571 | 469.9121 | 506.1151 | 553.7061 | 605.8841 | 657.6341 | 708.5131 | 741.0171 | 772.3381 | 771.6461 | 771.4251 | 770.0601 | 769.0871 | 767.7171 | 765.6371
SA1 | Behind the meter battery pump | 119.4801 | 177.9751 | 241.3261 | 310.2571 | 355.8901 | 391.6861 | 430.2571 | 469.9121 | 506.1151 | 553.7061 | 605.8841 | 657.6341 | 708.5131 | 741.0171 | 772.3381 | 771.6461 | 771.4251 | 770.0601 | 769.0871 | 767.7171 | 765.6371
Region | Technology | 2021-22 | 2022-23 | 2023-24 | 2024-25 | 2025-26 | 2026-27 | 2027-28 | 2028-29 | 2029-30 | 2030-31 | 2031-32 | 2032-33 | 2033-34 | 2034-35 | 2035-36 | 2036-37 | 2037-38 | 2038-39 | 2039-40 | 2040-41 | 2041-42
TAS1 | Distributed PV | 225.0754 | 252.5473 | 294.8524 | 344.1958 | 387.3879 | 422.8681 | 471.6404 | 509.3257 | 547.1516 | 585.5419 | 624.0958 | 672.5783 | 722.0675 | 753.6346 | 791.8317 | 817.7431 | 867.6277 | 894.3831 | 922.7691 | 964.4249 | 993.6908
TAS1 | Behind the meter battery | 15.5762 | 28.1922 | 41.9552 | 57.6002 | 71.8352 | 84.1072 | 96.5902 | 107.9472 | 118.2452 | 132.9742 | 148.0202 | 163.2992 | 178.7492 | 192.1272 | 204.6862 | 206.6032 | 208.5572 | 210.1032 | 211.6492 | 212.8822 | 213.8972
TAS1 | Behind the meter battery pump | 15.5762 | 28.1922 | 41.9552 | 57.6002 | 71.8352 | 84.1072 | 96.5902 | 107.9472 | 118.2452 | 132.9742 | 148.0202 | 163.2992 | 178.7492 | 192.1272 | 204.6862 | 206.6032 | 208.5572 | 210.1032 | 211.6492 | 212.8822 | 213.8972
Ernst & Young’s liability is limited by a scheme approved under Professional Standards Legislation

## M31_34_VOM Cost
VOM cost by technology ($000s) - Marinus 1500MW M31_34, Step Change Scenario
VOM | Real June 2019 dollars discounted to 1 July 2019
Explicitly modelled generation
Region | Technology | 2021-22 | 2022-23 | 2023-24 | 2024-25 | 2025-26 | 2026-27 | 2027-28 | 2028-29 | 2029-30 | 2030-31 | 2031-32 | 2032-33 | 2033-34 | 2034-35 | 2035-36 | 2036-37 | 2037-38 | 2038-39 | 2039-40 | 2040-41 | 2041-42
NEM | Black Coal | 338787.6177 | 309479.9998 | 293288.7995 | 252122.7299 | 193522.3309 | 131201.5088 | 122360.9073 | 113882.7239 | 98817.7366 | 85612.4873 | 66310.6978 | 56406.2412 | 50857.962 | 39494.6802 | 25239.3028 | 21326.6731 | 22593.1578 | 21668.7119 | 18864.2425 | 14475.4104 | 10737.797
NEM | Brown Coal | 101420.417 | 87026.4555 | 86401.615 | 59671.1392 | 53885.1358 | 30508.1522 | 7088.9815 | 0.0032561 | 0.002734 | 0.0025906 | 0.0021765 | 0.0019818 | 0.0019305 | 0.00092205 | 0.00053138 | 0.00048104 | 0.00048166 | 0.00038058 | 0.00034589 | 0.00032517 | 0.00031928
NEM | CCGT | 14553.6955 | 13761.4048 | 12251.1913 | 21900.7018 | 15979.0999 | 15034.0477 | 12676.7494 | 17183.2622 | 18684.0692 | 20729.4133 | 19724.6814 | 15149.7328 | 19708.3386 | 17677.3689 | 13462.1641 | 9465.7947 | 9751.2536 | 10303.6989 | 10237.0118 | 11622.8691 | 10880.1617
NEM | Gas - Steam | 2203.7535 | 1696.7044 | 1764.2598 | 579.9302 | 534.0494 | 518.7303 | 478.4648 | 439.6258 | 401.9345 | 462.2361 | 409.7378 | 455.2053 | 386.5577 | 363.9925 | 325.2887 | 300.1057 | 359.5529 | 273.9076 | 178.493 | 342.0586 | 303.0652
NEM | OCGT / Diesel | 537.5972 | 521.1985 | 1062.6801 | 4940.5534 | 1763.2303 | 1502.9055 | 721.8812 | 1190.7952 | 478.0486 | 2372.0152 | 2660.2091 | 2647.0801 | 1587.8419 | 2071.7245 | 2958.0577 | 2130.3294 | 3500.3469 | 2392.4331 | 5967.5753 | 10695.014 | 8054.8763
NEM | Hydro | 84441.4949 | 83503.004 | 73065.2497 | 83731.2497 | 84766.1372 | 75132.3573 | 68250.1629 | 71714.5786 | 60326.6168 | 52761.9898 | 59316.6887 | 51652.7371 | 52933.8376 | 51361.3916 | 47477.4934 | 41269.3585 | 44880.0471 | 37727.2523 | 32744.5599 | 31200.6795 | 28699.0921
NEM | Wind | 74667.6759 | 76602.4191 | 66762.4421 | 85294.8295 | 114753.4303 | 132742.6266 | 131073.0181 | 129024.2422 | 129936.2852 | 130838.7628 | 130224.1248 | 125184.5793 | 118270.3481 | 123321.7844 | 121704.8605 | 123956.2653 | 117729.7786 | 112520.9113 | 108767.197 | 97620.3625 | 93537.3166
NEM | Solar PV | 132.5242 | 130.8915 | 125.615 | 113.7171 | 103.2377 | 113.3369 | 112.004 | 95.8111 | 95.8064 | 94.1275 | 91.4705 | 90.6339 | 83.7649 | 76.475 | 78.9253 | 73.4138 | 63.4225 | 62.7914 | 61.8103 | 59.8098 | 59.0559
NEM | LS Battery | 0.99356 | 0.99642 | 1.0271 | 1.1986 | 1.082 | 1.9855 | 2.1376 | 2.9539 | 2.8495 | 2.6566 | 2.5228 | 2.4495 | 2.1403 | 1.8336 | 1.8439 | 1.7079 | 1.6004 | 1.5619 | 1.4711 | 1.4207 | 1.4689
NEM | Pumped Hydro | 248.9138 | 513.7412 | 389.0523 | 1708.7144 | 1624.002 | 3230.7004 | 3357.3502 | 2697.4641 | 2867 | 3124.7863 | 3147.7796 | 2725.4303 | 2265.1686 | 1838.4094 | 2374.699 | 2010.9249 | 1661.6457 | 1675.784 | 1217.3186 | 1363.9611 | 1310.8176
NEM | VPP | 0.32232 | 0.77595 | 1.9328 | 4.717 | 6.5399 | 7.7121 | 9.4159 | 10.8966 | 12.9011 | 14.0479 | 14.9149 | 16.4369 | 17.3289 | 17.3655 | 19.1001 | 18.5945 | 17.6757 | 17.5434 | 16.9185 | 16.3948 | 15.9991
Total excluding storage |  | 616744.7759 | 572722.0776 | 534721.8525 | 508354.8507 | 465306.6515 | 386753.6653 | 342762.1692 | 333531.0423 | 308740.5 | 292871.0347 | 278737.6122 | 251586.2117 | 243828.6527 | 234367.418 | 211246.093 | 198521.9409 | 198877.5599 | 184949.7069 | 176820.8902 | 166016.2043 | 152271.3652
Region | Technology | 2021-22 | 2022-23 | 2023-24 | 2024-25 | 2025-26 | 2026-27 | 2027-28 | 2028-29 | 2029-30 | 2030-31 | 2031-32 | 2032-33 | 2033-34 | 2034-35 | 2035-36 | 2036-37 | 2037-38 | 2038-39 | 2039-40 | 2040-41 | 2041-42
NSW1 | Black Coal | 181990.247 | 160299.8791 | 149443.357 | 144495.9175 | 98808.8067 | 67366.6241 | 65685.5469 | 61673.4924 | 56485.1293 | 47448.5601 | 33888.4575 | 25120.7462 | 25306.1635 | 18279.661 | 9492.9613 | 7618.718 | 8602.1235 | 8322.5805 | 7214.5595 | 7167.6162 | 6608.8313
NSW1 | Brown Coal | 0 | 0 | 0 | 0 | 0 | 0 | 0 | 0 | 0 | 0 | 0 | 0 | 0 | 0 | 0 | 0 | 0 | 0 | 0 | 0 | 0
NSW1 | CCGT | 216.182 | 206.4105 | 599.7676 | 2912.9061 | 1856.0787 | 1413.9811 | 1150.4713 | 1923.9301 | 2334.3634 | 2856.0542 | 2699.2722 | 1599.549 | 2972.5801 | 2496.6587 | 1634.8911 | 1019.2945 | 1744.8235 | 2162.8417 | 2360.7849 | 2791.6755 | 2560.5111
NSW1 | Gas - Steam | 0 | 0 | 0 | 0 | 0 | 0 | 0 | 0 | 0 | 0 | 0 | 0 | 0 | 0 | 0 | 0 | 0 | 0 | 0 | 0 | 0
NSW1 | OCGT / Diesel | 0.6884 | 7.0719 | 108.093 | 287.2194 | 76.7386 | 222.1839 | 176.9684 | 373.3109 | 225.61 | 1073.7077 | 975.169 | 1570.248 | 749.5806 | 1302.458 | 1294.992 | 1021.7129 | 1557.8156 | 1312.544 | 2854.3775 | 3881.7433 | 2827.0283
NSW1 | Hydro | 12950.0456 | 11894.0278 | 10199.7017 | 13206.5393 | 12585.6197 | 13452.3556 | 13082.2684 | 16156.1013 | 12707.7136 | 11441.7745 | 10727.7901 | 9294.4759 | 10281.5345 | 10267.8278 | 9982.3572 | 9021.3642 | 10784.9802 | 8606.2147 | 7576.9369 | 7072.604 | 5967.3251
NSW1 | Wind | 14232.8298 | 15700.4611 | 14067.5397 | 15944.7506 | 38074.9952 | 39661.6948 | 36453.3704 | 33570.1418 | 29439.7219 | 36737.562 | 36801.6048 | 38058.0585 | 34803.1753 | 35533.7451 | 34059.3285 | 32519.2664 | 27011.8122 | 23062.9121 | 23591.9832 | 21579.4862 | 25524.2617
NSW1 | Solar PV | 49.2122 | 49.6552 | 47.1736 | 42.8815 | 38.5017 | 45.8168 | 44.5654 | 38.6646 | 37.6429 | 37.3818 | 35.6635 | 35.6199 | 33.4598 | 30.1471 | 31.8082 | 30.1149 | 27.5287 | 26.1007 | 26.0745 | 24.9265 | 23.8293
NSW1 | LS Battery | 1.0653e-08 | 1.1825e-08 | 1.2024e-08 | 1.2649e-08 | 1.2564e-08 | 1.7536e-07 | 0.19087 | 0.23569 | 0.22417 | 0.21682 | 0.19828 | 0.19241 | 0.17808 | 0.15818 | 0.15882 | 0.15055 | 0.14019 | 0.13366 | 0.12754 | 0.118 | 0.11
NSW1 | Pumped Hydro | 72.5422 | 137.1674 | 127.6951 | 319.1944 | 196.5009 | 956.9049 | 1032.8018 | 960.9858 | 956.3122 | 1078.7843 | 1048.5048 | 969.7548 | 860.6005 | 658.1782 | 850.3216 | 743.1433 | 619.9546 | 602.1206 | 478.1524 | 496.1853 | 472.5567
NSW1 | VPP | 0.065164 | 0.18059 | 0.53382 | 1.5438 | 2.0342 | 2.5449 | 2.9968 | 3.5333 | 4.1921 | 4.6713 | 4.964 | 5.4971 | 5.9149 | 5.9995 | 6.5005 | 6.359 | 6.1904 | 6.1111 | 6.0236 | 5.8818 | 5.7001
Total excluding storage |  | 209439.205 | 188157.5056 | 174465.6326 | 176890.2144 | 151440.7406 | 122162.6563 | 116593.1909 | 113735.641 | 101230.1811 | 99595.0403 | 85127.9571 | 75678.6974 | 74146.4937 | 67910.4977 | 56496.3383 | 51230.4709 | 49729.0837 | 43493.1936 | 43624.7165 | 42518.0518 | 43511.7868
Region | Technology | 2021-22 | 2022-23 | 2023-24 | 2024-25 | 2025-26 | 2026-27 | 2027-28 | 2028-29 | 2029-30 | 2030-31 | 2031-32 | 2032-33 | 2033-34 | 2034-35 | 2035-36 | 2036-37 | 2037-38 | 2038-39 | 2039-40 | 2040-41 | 2041-42
QLD1 | Black Coal | 156797.3707 | 149180.1207 | 143845.4425 | 107626.8124 | 94713.5242 | 63834.8847 | 56675.3604 | 52209.2315 | 42332.6072 | 38163.9272 | 32422.2403 | 31285.495 | 25551.7985 | 21215.0193 | 15746.3415 | 13707.9551 | 13991.0343 | 13346.1314 | 11649.683 | 7307.7942 | 4128.9657
QLD1 | Brown Coal | 0 | 0 | 0 | 0 | 0 | 0 | 0 | 0 | 0 | 0 | 0 | 0 | 0 | 0 | 0 | 0 | 0 | 0 | 0 | 0 | 0
QLD1 | CCGT | 7170.9033 | 6803.3213 | 7159.7263 | 12715.469 | 8433.6492 | 10665.4466 | 9070.8341 | 8046.201 | 8992.2283 | 9826.3553 | 10210.1202 | 7036.9516 | 10165.1113 | 8350.8082 | 7079.584 | 4349.866 | 5040.9589 | 5184.48 | 4694.4644 | 5722.0352 | 5446.2959
QLD1 | Gas - Steam | 236.9771 | 226.9153 | 425.5476 | 398.695 | 371.4943 | 354.8914 | 334.3803 | 312.5114 | 296.7926 | 279.6723 | 265.5607 | 247.6848 | 281.3778 | 221.5939 | 210.3147 | 199.3754 | 187.165 | 176.4993 | 178.493 | 342.0586 | 303.0652
QLD1 | OCGT / Diesel | 0.00011992 | 0.00011075 | 0.00011035 | 144.9053 | 99.2527 | 335.0376 | 204.2419 | 286.8358 | 202.5874 | 677.5881 | 1229.9274 | 291.6805 | 382.9989 | 62.4607 | 490.8192 | 352.9341 | 525.6743 | 198.9401 | 978.9737 | 2126.8647 | 1552.115
QLD1 | Hydro | 4401.9517 | 4152.1212 | 3922.1087 | 3691.0381 | 3472.8285 | 3285.9479 | 3107.5306 | 2913.0566 | 2741.468 | 2586.7165 | 2449.4006 | 2300.8816 | 2170.4702 | 2001.5886 | 1898.5354 | 1758.0782 | 572.1186 | 564.9868 | 480.4702 | 435.2594 | 422.9642
QLD1 | Wind | 14201.1132 | 12776.1456 | 11382.8093 | 25431.9885 | 33649.4533 | 39973.4572 | 40743.0001 | 42209.072 | 42545.2671 | 40309.0061 | 37051.3827 | 38973.4161 | 35602.3979 | 40450.6619 | 40425.7109 | 45237.7811 | 45531.4842 | 43557.2782 | 41836.5182 | 33732.7853 | 31699.4408
QLD1 | Solar PV | 52.6354 | 52.3545 | 50.2283 | 45.3746 | 41.8335 | 42.9333 | 40.4298 | 33.2622 | 34.7798 | 34.3496 | 34.7776 | 34.0678 | 31.1414 | 28.7848 | 29.7216 | 26.648 | 20.9551 | 21.8614 | 21.4957 | 21.9041 | 21.7135
QLD1 | LS Battery | 0.13185 | 0.095167 | 0.13907 | 0.21431 | 0.19986 | 1.1113 | 1.0955 | 1.9457 | 1.8971 | 1.7673 | 1.7122 | 1.6548 | 1.5053 | 1.3418 | 1.3529 | 1.2286 | 1.0963 | 1.0824 | 0.95997 | 0.96124 | 0.89728
QLD1 | Pumped Hydro | 176.3716 | 376.5737 | 261.3572 | 1388.5174 | 1426.6379 | 2270.196 | 2318.0165 | 1730.5735 | 1904.9788 | 2040.514 | 2094.0643 | 1750.7491 | 1399.9837 | 1175.6672 | 1519.8584 | 1263.5496 | 1037.48 | 1069.636 | 735.1465 | 864.0034 | 834.7238
QLD1 | VPP | 0.082573 | 0.21818 | 0.52651 | 1.1693 | 1.6885 | 2.0496 | 2.5317 | 2.8836 | 3.4625 | 3.7432 | 4.0296 | 4.3407 | 4.6911 | 4.868 | 5.1435 | 4.97 | 4.736 | 4.7235 | 4.5143 | 4.4592 | 4.3457
Total excluding storage |  | 182860.9515 | 173190.9787 | 166785.8628 | 150054.2828 | 140782.0359 | 118492.5987 | 110175.7772 | 106010.1705 | 97145.7305 | 91877.6151 | 83663.4096 | 80170.1774 | 74185.296 | 72330.9173 | 65881.0273 | 65632.638 | 65869.3904 | 63050.1772 | 59840.0982 | 49688.7016 | 43574.5604
Region | Technology | 2021-22 | 2022-23 | 2023-24 | 2024-25 | 2025-26 | 2026-27 | 2027-28 | 2028-29 | 2029-30 | 2030-31 | 2031-32 | 2032-33 | 2033-34 | 2034-35 | 2035-36 | 2036-37 | 2037-38 | 2038-39 | 2039-40 | 2040-41 | 2041-42
VIC1 | Black Coal | 0 | 0 | 0 | 0 | 0 | 0 | 0 | 0 | 0 | 0 | 0 | 0 | 0 | 0 | 0 | 0 | 0 | 0 | 0 | 0 | 0
VIC1 | Brown Coal | 101420.417 | 87026.4555 | 86401.615 | 59671.1392 | 53885.1358 | 30508.1522 | 7088.9815 | 0.0032561 | 0.002734 | 0.0025906 | 0.0021765 | 0.0019818 | 0.0019305 | 0.00092205 | 0.00053138 | 0.00048104 | 0.00048166 | 0.00038058 | 0.00034589 | 0.00032517 | 0.00031928
VIC1 | CCGT | 7.9756e-05 | 7.3667e-05 | 7.1524e-05 | 0.00047103 | 0.00042525 | 0.00038202 | 0.00035708 | 4494.443 | 4393.3975 | 4753.1505 | 4023.8388 | 3796.663 | 3703.2585 | 3650.7838 | 2979.9162 | 2710.3222 | 2788.9725 | 2849.4522 | 2945.808 | 2840.0532 | 2681.906
VIC1 | Gas - Steam | 21.73 | 19.484 | 25.519 | 41.2935 | 33.356 | 41.6863 | 28.3744 | 16.2823 | 2.4457 | 85.781 | 51.6252 | 114.8752 | 21.7533 | 63.221 | 114.974 | 100.7302 | 172.3879 | 97.4082 | 0 | 0 | 0
VIC1 | OCGT / Diesel | 118.1336 | 101.5729 | 182.0366 | 3589.093 | 970.0792 | 573.4237 | 139.1198 | 123.5361 | 17.7932 | 128.6695 | 62.4829 | 305.299 | 55.8737 | 131.0424 | 637.6098 | 389.3999 | 570.286 | 166.3527 | 1127.5847 | 3232.525 | 2428.3618
VIC1 | Hydro | 17531.914 | 16484.2983 | 14260.8771 | 16758.1292 | 16155.2149 | 14476.8235 | 13731.1217 | 16412.5356 | 12886.1864 | 10417.9207 | 9885.9972 | 8424.3028 | 9829.5489 | 9506.4126 | 8600.1515 | 8120.775 | 9716.0287 | 7593.0751 | 6182.0201 | 5827.5953 | 5000.0123
VIC1 | Wind | 26119.5459 | 27801.0147 | 22579.7288 | 24801.5391 | 23821.8958 | 27590.4998 | 29085.8177 | 29038.3258 | 33138.5228 | 30117.2359 | 31566.3936 | 26167.8139 | 27102.2129 | 26354.2249 | 26475.7964 | 25438.4945 | 23822.1756 | 25012.6268 | 23345.501 | 22918.2709 | 19580.728
VIC1 | Solar PV | 23.0065 | 21.6108 | 21.2358 | 19.1809 | 17.1215 | 18.9431 | 21.1428 | 18.6481 | 18.2353 | 17.5273 | 16.4125 | 16.1569 | 14.519 | 13.2002 | 13.1816 | 12.5938 | 11.3062 | 11.2223 | 10.8047 | 9.8536 | 10.4387
VIC1 | LS Battery | 0.13112 | 0.1736 | 0.16681 | 0.27822 | 0.2448 | 0.20573 | 0.19808 | 0.17032 | 0.16414 | 0.15543 | 0.13986 | 0.13848 | 0.023493 | 0.019787 | 0.021086 | 0.018562 | 0.016312 | 0.015662 | 0.014851 | 0.013583 | 0.01259
VIC1 | Pumped Hydro | 0 | 0 | 2.2021e-08 | 1.0026 | 0.86317 | 3.5995 | 6.5319 | 5.9048 | 5.709 | 5.488 | 5.2105 | 4.9264 | 4.5844 | 4.282 | 4.123 | 3.8587 | 3.5433 | 3.4155 | 3.2769 | 2.9738 | 2.8517
VIC1 | VPP | 0.058827 | 0.13471 | 0.4724 | 1.4013 | 2.053 | 2.2781 | 2.9041 | 3.3127 | 3.8832 | 4.1769 | 4.3076 | 4.8442 | 4.8771 | 4.6422 | 5.4973 | 5.3621 | 4.9577 | 4.9655 | 4.715 | 4.4461 | 4.404
Total excluding storage |  | 145234.7471 | 131454.4362 | 123471.0124 | 104880.3754 | 94882.8036 | 73209.529 | 50094.5583 | 50103.7741 | 50456.5836 | 45520.2875 | 45606.7524 | 38825.1127 | 40727.1684 | 39718.8858 | 38821.63 | 36772.3162 | 37081.1574 | 35730.1377 | 33611.7188 | 34828.2983 | 29701.4471
Region | Technology | 2021-22 | 2022-23 | 2023-24 | 2024-25 | 2025-26 | 2026-27 | 2027-28 | 2028-29 | 2029-30 | 2030-31 | 2031-32 | 2032-33 | 2033-34 | 2034-35 | 2035-36 | 2036-37 | 2037-38 | 2038-39 | 2039-40 | 2040-41 | 2041-42
SA1 | Black Coal | 0 | 0 | 0 | 0 | 0 | 0 | 0 | 0 | 0 | 0 | 0 | 0 | 0 | 0 | 0 | 0 | 0 | 0 | 0 | 0 | 0
SA1 | Brown Coal | 0 | 0 | 0 | 0 | 0 | 0 | 0 | 0 | 0 | 0 | 0 | 0 | 0 | 0 | 0 | 0 | 0 | 0 | 0 | 0 | 0
SA1 | CCGT | 7166.6101 | 6751.6729 | 4491.6973 | 6272.3261 | 5685.7986 | 2954.6196 | 2455.4436 | 2718.6881 | 2964.0799 | 3293.3356 | 2771.1876 | 2665.1183 | 2842.5683 | 2852.3639 | 1618.7157 | 1237.602 | 7.9673e-05 | 7.6077e-05 | 7.2092e-05 | 6.8759e-05 | 7.7775e-05
SA1 | Gas - Steam | 1945.0464 | 1450.3051 | 1313.1932 | 139.9416 | 129.199 | 122.1526 | 115.71 | 110.832 | 102.6962 | 96.7829 | 92.5518 | 92.6453 | 83.4266 | 79.1776 | 0 | 0 | 0 | 0 | 0 | 0 | 0
SA1 | OCGT / Diesel | 418.775 | 412.5535 | 772.5502 | 919.3356 | 617.1598 | 372.2603 | 201.551 | 407.1124 | 32.058 | 492.0499 | 392.6298 | 475.9954 | 399.3887 | 575.7634 | 514.5096 | 364.7241 | 836.2602 | 714.5963 | 1000.6299 | 1450.2939 | 1222.3288
SA1 | Hydro | 0 | 0 | 0 | 0 | 0 | 0 | 0 | 0 | 0 | 0 | 0 | 0 | 0 | 0 | 0 | 0 | 0 | 0 | 0 | 0 | 0
SA1 | Wind | 14715.1924 | 14617.8536 | 12256.3151 | 13131.0262 | 11978.7058 | 17555.9539 | 16128.5925 | 15594.8743 | 15977.5736 | 14909.2495 | 15212.4691 | 12748.0932 | 11721.8934 | 10424.6997 | 10493.3867 | 10135.7219 | 10602.6505 | 10126.8224 | 10219.1592 | 9944.7914 | 8406.2656
SA1 | Solar PV | 7.67 | 7.271 | 6.9773 | 6.2801 | 5.7809 | 5.6437 | 5.866 | 5.2363 | 5.1484 | 4.8688 | 4.6169 | 4.7894 | 4.6447 | 4.3429 | 4.2138 | 4.057 | 3.6324 | 3.6071 | 3.4354 | 3.1105 | 3.0599
SA1 | LS Battery | 0.73059 | 0.72765 | 0.72123 | 0.70609 | 0.63738 | 0.66848 | 0.65309 | 0.60224 | 0.56408 | 0.51707 | 0.47245 | 0.46381 | 0.43342 | 0.31384 | 0.31111 | 0.3102 | 0.34764 | 0.33012 | 0.36875 | 0.32785 | 0.44901
SA1 | Pumped Hydro | 0 | 0 | 1.5649e-08 | 1.4618e-08 | 1.3895e-08 | 1.6681e-08 | 1.7917e-08 | 1.8162e-08 | 1.9758e-08 | 2.2479e-08 | 2.2866e-08 | 2.492e-08 | 2.3218e-08 | 2.192e-08 | 2.5466e-08 | 3.0312e-08 | 5.127e-08 | 4.8603e-08 | 4.6599e-08 | 4.4851e-08 | 5.1295e-08
SA1 | VPP | 0.11405 | 0.23051 | 0.38513 | 0.58123 | 0.72712 | 0.7765 | 0.88859 | 1.0525 | 1.2319 | 1.2845 | 1.3784 | 1.4735 | 1.5708 | 1.567 | 1.6298 | 1.5801 | 1.5199 | 1.4883 | 1.4206 | 1.3594 | 1.3313
Total excluding storage |  | 24253.2939 | 23239.656 | 18840.7331 | 20468.9097 | 18416.6441 | 21010.63 | 18907.1631 | 18836.7431 | 19081.5561 | 18796.2866 | 18473.4552 | 15986.6415 | 15051.9217 | 13936.3475 | 12630.8257 | 11742.105 | 11442.5432 | 10845.0258 | 11223.2246 | 11398.1958 | 9631.6543
Region | Technology | 2021-22 | 2022-23 | 2023-24 | 2024-25 | 2025-26 | 2026-27 | 2027-28 | 2028-29 | 2029-30 | 2030-31 | 2031-32 | 2032-33 | 2033-34 | 2034-35 | 2035-36 | 2036-37 | 2037-38 | 2038-39 | 2039-40 | 2040-41 | 2041-42
TAS1 | Black Coal | 0 | 0 | 0 | 0 | 0 | 0 | 0 | 0 | 0 | 0 | 0 | 0 | 0 | 0 | 0 | 0 | 0 | 0 | 0 | 0 | 0
TAS1 | Brown Coal | 0 | 0 | 0 | 0 | 0 | 0 | 0 | 0 | 0 | 0 | 0 | 0 | 0 | 0 | 0 | 0 | 0 | 0 | 0 | 0 | 0
TAS1 | CCGT | 9.2236e-05 | 8.1268e-05 | 8.1928e-05 | 7.8411e-05 | 3.573 | 5.9983e-05 | 5.7797e-05 | 5.4786e-05 | 5.5091e-05 | 0.51778 | 20.2626 | 51.4509 | 24.8204 | 326.7543 | 149.0572 | 148.71 | 176.4986 | 106.925 | 235.9544 | 269.105 | 191.4486
TAS1 | Gas - Steam | 0 | 0 | 0 | 0 | 0 | 0 | 0 | 0 | 0 | 0 | 0 | 0 | 0 | 0 | 0 | 0 | 0 | 0 | 0 | 0 | 0
TAS1 | OCGT / Diesel | 6.0888e-05 | 5.2811e-05 | 5.5057e-05 | 5.5047e-05 | 4.2141e-05 | 4.1754e-05 | 4.1053e-05 | 3.8828e-05 | 3.8334e-05 | 3.7571e-05 | 4.0016e-05 | 3.8572 | 4.199e-05 | 5.145e-05 | 20.1272 | 1.5584 | 10.3108 | 4.7093e-05 | 6.0096 | 3.5871 | 25.0425
TAS1 | Hydro | 49557.5836 | 50972.5567 | 44682.5622 | 50075.5431 | 52552.4741 | 43917.2303 | 38329.2422 | 36232.8852 | 31991.2488 | 28315.578 | 36253.5007 | 31633.0768 | 30652.284 | 29585.5626 | 26996.4492 | 22369.1411 | 23806.9197 | 20962.9758 | 18505.1327 | 17865.2208 | 17308.7904
TAS1 | Wind | 5398.9945 | 5706.9442 | 6476.0492 | 5985.5251 | 7228.3801 | 7961.0209 | 8662.2375 | 8611.8283 | 8835.1997 | 8765.7093 | 9592.2745 | 9237.1977 | 9040.6685 | 10558.4527 | 10250.638 | 10625.0013 | 10761.6561 | 10761.2719 | 9774.0355 | 9445.0287 | 8326.6206
TAS1 | Solar PV | 2.0135e-09 | 1.8675e-09 | 2.3882e-09 | 3.4936e-09 | 3.0498e-09 | 1.126e-08 | 1.0016e-08 | 9.2998e-09 | 9.4435e-09 | 8.508e-09 | 7.4647e-09 | 7.135e-09 | 6.8412e-09 | 1.6107e-08 | 1.6085e-08 | 1.4946e-08 | 5.639e-08 | 6.1622e-08 | 1.1265e-07 | 0.015153 | 0.014482
TAS1 | LS Battery | 1.09e-08 | 1.3106e-08 | 1.2774e-08 | 1.3107e-08 | 1.5629e-08 | 4.3152e-08 | 4.6849e-08 | 4.8488e-08 | 4.3171e-08 | 4.5651e-08 | 4.6667e-08 | 4.1417e-08 | 4.0126e-08 | 4.0606e-08 | 3.9749e-08 | 3.7679e-08 | 3.9163e-08 | 3.668e-08 | 5.0912e-08 | 5.346e-08 | 4.7691e-08
TAS1 | Pumped Hydro | 0 | 0 | 3.6013e-08 | 3.5887e-08 | 4.4207e-08 | 4.6089e-08 | 4.8189e-08 | 4.9833e-08 | 4.8021e-08 | 5.4312e-08 | 7.5838e-08 | 1.0963e-07 | 1.2201e-07 | 0.28198 | 0.39605 | 0.37326 | 0.66786 | 0.61189 | 0.74277 | 0.79857 | 0.68543
TAS1 | VPP | 0.0017005 | 0.011953 | 0.014929 | 0.021411 | 0.037061 | 0.063016 | 0.094671 | 0.11448 | 0.13148 | 0.17191 | 0.23536 | 0.28135 | 0.275 | 0.28895 | 0.32898 | 0.32325 | 0.27164 | 0.2551 | 0.24496 | 0.24838 | 0.21797
Total excluding storage |  | 54956.5783 | 56679.501 | 51158.6115 | 56061.0683 | 59784.4273 | 51878.2513 | 46991.4797 | 44844.7135 | 40826.4486 | 37081.8051 | 45866.0379 | 40925.5826 | 39717.773 | 40470.7697 | 37416.2716 | 33144.4108 | 34755.3852 | 31831.1727 | 28521.1321 | 27582.9568 | 25851.9166
Explicitly modelled pumping
Region | Technology | 2021-22 | 2022-23 | 2023-24 | 2024-25 | 2025-26 | 2026-27 | 2027-28 | 2028-29 | 2029-30 | 2030-31 | 2031-32 | 2032-33 | 2033-34 | 2034-35 | 2035-36 | 2036-37 | 2037-38 | 2038-39 | 2039-40 | 2040-41 | 2041-42
NEM | LS Battery pump | 1.222 | 1.2341 | 1.2642 | 1.4799 | 1.3384 | 1.168 | 1.1382 | 1.0062 | 0.96223 | 0.88342 | 0.81708 | 0.79568 | 0.60277 | 0.4408 | 0.45493 | 0.4263 | 0.38083 | 0.36616 | 0.31826 | 0.30059 | 0.27105
NEM | Pumped Hydro Pump | 622.169 | 1564.203 | 1242.7333 | 4041.3789 | 3255.4562 | 8675.8785 | 9360.7185 | 8375.7765 | 8805.5338 | 10226.4209 | 10168.4812 | 9073.5967 | 7916.2556 | 7123.2681 | 8875.9329 | 7744.2839 | 6950.8177 | 6609.9215 | 6318.2796 | 6631.6611 | 5638.579
NEM | VPP pump | 0.37923 | 0.91577 | 2.2714 | 5.5502 | 7.7083 | 9.059 | 11.0961 | 12.8023 | 15.187 | 16.5261 | 17.5751 | 19.3066 | 20.3921 | 20.431 | 22.4668 | 21.8772 | 20.8312 | 20.6414 | 19.8697 | 19.3462 | 18.7668
Region | Technology | 2021-22 | 2022-23 | 2023-24 | 2024-25 | 2025-26 | 2026-27 | 2027-28 | 2028-29 | 2029-30 | 2030-31 | 2031-32 | 2032-33 | 2033-34 | 2034-35 | 2035-36 | 2036-37 | 2037-38 | 2038-39 | 2039-40 | 2040-41 | 2041-42
NSW1 | LS Battery pump | 0 | 0 | 0 | 0 | 0 | 0 | 0 | 0 | 0 | 0 | 0 | 0 | 0 | 0 | 0 | 0 | 0 | 0 | 0 | 0 | 0
NSW1 | Pumped Hydro Pump | 378.671 | 1007.4847 | 885.8424 | 2058.5427 | 1201.72 | 5447.648 | 6048.9207 | 5903.162 | 6083.8183 | 7311.0987 | 7166.4884 | 6580.4262 | 5912.2958 | 5445.4063 | 6715.1414 | 5940.4567 | 5462.2937 | 5090.7689 | 5269.9837 | 5393.0395 | 4455.4622
NSW1 | VPP pump | 0.076677 | 0.21391 | 0.62667 | 1.8167 | 2.3961 | 2.991 | 3.5314 | 4.1515 | 4.9321 | 5.496 | 5.8561 | 6.4517 | 6.9591 | 7.0593 | 7.6474 | 7.4816 | 7.303 | 7.1816 | 7.0756 | 6.9389 | 6.6876
Region | Technology | 2021-22 | 2022-23 | 2023-24 | 2024-25 | 2025-26 | 2026-27 | 2027-28 | 2028-29 | 2029-30 | 2030-31 | 2031-32 | 2032-33 | 2033-34 | 2034-35 | 2035-36 | 2036-37 | 2037-38 | 2038-39 | 2039-40 | 2040-41 | 2041-42
QLD1 | LS Battery pump | 0.16193 | 0.11797 | 0.17124 | 0.26459 | 0.24741 | 0.22028 | 0.2107 | 0.1722 | 0.17084 | 0.1572 | 0.15597 | 0.1443 | 0.126 | 0.10638 | 0.12072 | 0.10601 | 0.090992 | 0.089838 | 0.076071 | 0.083827 | 0.075614
QLD1 | Pumped Hydro Pump | 243.498 | 556.7183 | 356.8909 | 1982.8362 | 2053.7362 | 3228.2305 | 3311.7978 | 2472.6145 | 2721.7155 | 2915.3222 | 3001.9928 | 2493.1705 | 2003.9598 | 1677.8618 | 2160.7915 | 1803.8272 | 1488.524 | 1519.1526 | 1048.2959 | 1238.6216 | 1183.1168
QLD1 | VPP pump | 0.097152 | 0.2567 | 0.61947 | 1.3757 | 1.991 | 2.4069 | 2.9786 | 3.3926 | 4.0737 | 4.404 | 4.7534 | 5.0946 | 5.5193 | 5.7319 | 6.047 | 5.8473 | 5.5873 | 5.5421 | 5.3112 | 5.2607 | 5.0986
Region | Technology | 2021-22 | 2022-23 | 2023-24 | 2024-25 | 2025-26 | 2026-27 | 2027-28 | 2028-29 | 2029-30 | 2030-31 | 2031-32 | 2032-33 | 2033-34 | 2034-35 | 2035-36 | 2036-37 | 2037-38 | 2038-39 | 2039-40 | 2040-41 | 2041-42
VIC1 | LS Battery pump | 0.16081 | 0.21532 | 0.20499 | 0.3435 | 0.30306 | 0.25319 | 0.24529 | 0.20956 | 0.20331 | 0.19154 | 0.17268 | 0.17074 | 0.029049 | 0.024327 | 0.026035 | 0.022918 | 0.020141 | 0.019416 | 0.018259 | 0.016839 | 0.015476
VIC1 | Pumped Hydro Pump | 0 | 0 | 0 | 0 | 0 | 0 | 0 | 0 | 0 | 0 | 0 | 0 | 0 | 0 | 0 | 0 | 0 | 0 | 0 | 0 | 0
VIC1 | VPP pump | 0.069217 | 0.15916 | 0.55514 | 1.6487 | 2.4209 | 2.6748 | 3.4264 | 3.888 | 4.5725 | 4.9172 | 5.067 | 5.6947 | 5.7418 | 5.4575 | 6.4678 | 6.3088 | 5.833 | 5.8611 | 5.5286 | 5.2493 | 5.1634
Region | Technology | 2021-22 | 2022-23 | 2023-24 | 2024-25 | 2025-26 | 2026-27 | 2027-28 | 2028-29 | 2029-30 | 2030-31 | 2031-32 | 2032-33 | 2033-34 | 2034-35 | 2035-36 | 2036-37 | 2037-38 | 2038-39 | 2039-40 | 2040-41 | 2041-42
SA1 | LS Battery pump | 0.89926 | 0.90085 | 0.88799 | 0.87176 | 0.78795 | 0.69453 | 0.68218 | 0.62445 | 0.58808 | 0.53468 | 0.48844 | 0.48065 | 0.44772 | 0.31009 | 0.30817 | 0.29738 | 0.2697 | 0.25691 | 0.22393 | 0.19992 | 0.17996
SA1 | Pumped Hydro Pump | 0 | 0 | 0 | 0 | 0 | 0 | 0 | 0 | 0 | 0 | 0 | 0 | 0 | 0 | 0 | 0 | 0 | 0 | 0 | 0 | 0
SA1 | VPP pump | 0.13419 | 0.27183 | 0.45248 | 0.68383 | 0.85652 | 0.91254 | 1.0482 | 1.2356 | 1.4531 | 1.5075 | 1.6217 | 1.7337 | 1.8481 | 1.8436 | 1.9175 | 1.8591 | 1.7882 | 1.7557 | 1.6667 | 1.6039 | 1.5619
Region | Technology | 2021-22 | 2022-23 | 2023-24 | 2024-25 | 2025-26 | 2026-27 | 2027-28 | 2028-29 | 2029-30 | 2030-31 | 2031-32 | 2032-33 | 2033-34 | 2034-35 | 2035-36 | 2036-37 | 2037-38 | 2038-39 | 2039-40 | 2040-41 | 2041-42
TAS1 | LS Battery pump | 0 | 0 | 0 | 0 | 0 | 0 | 0 | 0 | 0 | 0 | 0 | 0 | 0 | 0 | 0 | 0 | 0 | 0 | 0 | 0 | 0
TAS1 | Pumped Hydro Pump | 0 | 0 | 0 | 0 | 0 | 0 | 0 | 0 | 0 | 0 | 0 | 0 | 0 | 0 | 0 | 0 | 0 | 0 | 0 | 0 | 0
TAS1 | VPP pump | 0.0020014 | 0.014163 | 0.017642 | 0.025291 | 0.043712 | 0.073763 | 0.11151 | 0.13457 | 0.15555 | 0.20141 | 0.27692 | 0.332 | 0.32376 | 0.33879 | 0.38707 | 0.38033 | 0.3196 | 0.30085 | 0.28753 | 0.29344 | 0.25527
Ernst & Young’s liability is limited by a scheme approved under Professional Standards Legislation

## M31_34_FOM Cost
FOM cost by technology ($000s) - Marinus 1500MW M31_34, Step Change Scenario
FOM | Real June 2019 dollars discounted to 1 July 2019. For new entrant capacity, the FOM is incurred annually in modelling. For existing capacity, FOM is considered to be a sunk cost, since the fixed retirement dates are assumed to be the same in the Base Case and the case with Marinus Link. As such, early retirements are presented as an annual FOM saving, or negative cost, that continues until the assumed fixed date retirement.
Explicitly modelled generation
Region | Technology | 2021-22 | 2022-23 | 2023-24 | 2024-25 | 2025-26 | 2026-27 | 2027-28 | 2028-29 | 2029-30 | 2030-31 | 2031-32 | 2032-33 | 2033-34 | 2034-35 | 2035-36 | 2036-37 | 2037-38 | 2038-39 | 2039-40 | 2040-41 | 2041-42
NEM | Black Coal | 0 | 0 | 0 | -105825.3816 | 201091.2443 | -274715.8901 | -157695.3338 | -228167.8973 | -194893.0001 | -196468.3619 | 19879.6237 | 203714.8452 | -148766.2094 | -152737.5275 | -81413.1568 | -63189.5302 | -38769.8763 | -36609.8926 | -34662.2389 | -44620.4402 | -48288.9547
NEM | Brown Coal | 0 | 0 | 0 | -165230.5217 | -171097.7589 | -266217.3747 | -369599.9091 | -387331.5464 | -337142.5454 | -291343.6461 | -248438.6164 | -208132.1081 | -196536.457 | -185586.8385 | -175713.583 | -165457.7253 | -156239.5895 | -147535.0237 | -139686.1306 | -131533.0838 | -124204.9893
NEM | CCGT | 9.4728e-05 | 8.9451e-05 | 9.2747e-05 | 0.00021841 | 0.00020624 | 0.00019475 | 0.00018439 | 1670.7998 | 1577.7146 | 1489.8155 | 1410.557 | 1328.2272 | 1254.2278 | 1184.3511 | 1121.3433 | 1055.894 | 997.0671 | 941.5175 | 891.4286 | 839.3987 | 792.6339
NEM | Gas - Steam | 0 | 0 | 0 | 0 | 0 | 0 | 0 | 0 | 0 | 0 | 0 | 0 | 0 | 0 | 0 | 0 | 0 | 0 | 0 | 0 | 0
NEM | OCGT / Diesel | 4.0557e-05 | 3.9482e-05 | 4.0552e-05 | 3.9908e-05 | 3.9381e-05 | 3.796e-05 | 3.7063e-05 | 4.1805e-05 | 4.2378e-05 | 4.1277e-05 | 4.0246e-05 | 5.634e-05 | 5.4315e-05 | 5.2609e-05 | 5.1541e-05 | 5.9127e-05 | 982.6374 | 927.8918 | 878.5278 | 827.2508 | 781.1623
NEM | Hydro | 0 | 0 | 0 | 0 | 0 | 0 | 0 | 0 | 0 | 0 | 0 | 0 | 0 | 0 | 0 | 0 | 0 | 0 | 0 | 0 | 0
NEM | Wind | 26736.8344 | 25247.248 | 28819.7238 | 119813.2797 | 226334.8471 | 312547.34 | 313778.527 | 356618.7409 | 383092.6395 | 408212.9795 | 408353.5779 | 434138.8843 | 431350.5744 | 416375.257 | 408008.541 | 405012.4507 | 410977.3229 | 400725.513 | 391859.2575 | 372916.825 | 383903.4904
NEM | Solar PV | 0.0006255 | 0.00067583 | 0.00086753 | 0.0013206 | 0.0017264 | 62559.6454 | 88149.2973 | 92545.6487 | 87389.6588 | 84116.1373 | 87071.0788 | 103751.6298 | 107562.9916 | 101570.3415 | 108872.205 | 102517.6715 | 110774.2998 | 108299.9967 | 102982.0365 | 114113.4115 | 119706.5823
NEM | LS Battery | 0.0001319 | 0.00014724 | 0.00015952 | 0.00016161 | 0.00017334 | 6137.5069 | 7224.8408 | 13594.3803 | 12836.9974 | 12121.8106 | 11476.9278 | 10807.0551 | 10204.9623 | 9636.4139 | 9123.7547 | 8653.5896 | 8561.4281 | 8084.4458 | 8123.1853 | 7649.0601 | 8196.8747
NEM | Pumped Hydro | 0 | 0 | 0.00058789 | 2877.2853 | 2716.9834 | 12151.7791 | 23335.5805 | 21973.5553 | 20749.3443 | 19593.3374 | 20881.9416 | 30890.4675 | 29169.4689 | 28982.5562 | 28184.7034 | 29403.9807 | 32321.3824 | 30520.6632 | 33559.0598 | 31600.3214 | 35771.9997
NEM | VPP | 0 | 0 | 0 | 0 | 0 | 0 | 0 | 0 | 0 | 0 | 0 | 0 | 0 | 0 | 0 | 0 | 0 | 0 | 0 | 0 | 0
Total excluding storage |  | 26736.8352 | 25247.2488 | 28819.7248 | -151242.6221 | 256328.3345 | -165826.2791 | -125367.4184 | -164664.2542 | -59975.5325 | 6006.9243 | 268276.221 | 534801.4785 | 194865.1273 | 180805.5835 | 260875.3496 | 279938.7608 | 328721.8614 | 326750.0028 | 322262.8808 | 312543.3621 | 332689.9249
Region | Technology | 2021-22 | 2022-23 | 2023-24 | 2024-25 | 2025-26 | 2026-27 | 2027-28 | 2028-29 | 2029-30 | 2030-31 | 2031-32 | 2032-33 | 2033-34 | 2034-35 | 2035-36 | 2036-37 | 2037-38 | 2038-39 | 2039-40 | 2040-41 | 2041-42
NSW1 | Black Coal | 0 | 0 | 0 | -15258.9969 | 299030.3196 | -133131.8495 | -126049.2083 | -118692.1063 | -74120.8873 | -81040.8429 | -100641.346 | 173699.2732 | -33837.8744 | -44212.1876 | -3893.0377 | -3665.8131 | -3461.5799 | -3268.7251 | -3094.8283 | -2914.1928 | -2751.8345
NSW1 | Brown Coal | 0 | 0 | 0 | 0 | 0 | 0 | 0 | 0 | 0 | 0 | 0 | 0 | 0 | 0 | 0 | 0 | 0 | 0 | 0 | 0 | 0
NSW1 | CCGT | 1.9488e-05 | 1.8403e-05 | 1.8998e-05 | 2.1797e-05 | 2.0582e-05 | 1.9435e-05 | 1.8401e-05 | 1.7327e-05 | 1.8336e-05 | 1.7315e-05 | 1.6394e-05 | 2.1371e-05 | 2.0181e-05 | 1.9056e-05 | 1.8042e-05 | 1.6989e-05 | 2.821e-05 | 2.6638e-05 | 2.5221e-05 | 2.3749e-05 | 2.2426e-05
NSW1 | Gas - Steam | 0 | 0 | 0 | 0 | 0 | 0 | 0 | 0 | 0 | 0 | 0 | 0 | 0 | 0 | 0 | 0 | 0 | 0 | 0 | 0 | 0
NSW1 | OCGT / Diesel | 7.8576e-06 | 7.838e-06 | 7.8865e-06 | 8.1729e-06 | 7.7175e-06 | 7.6647e-06 | 7.6874e-06 | 7.6942e-06 | 8.9857e-06 | 8.4851e-06 | 8.0337e-06 | 1.6965e-05 | 1.602e-05 | 1.5127e-05 | 1.4323e-05 | 1.8459e-05 | 982.6368 | 927.8912 | 878.5272 | 827.2503 | 781.1618
NSW1 | Hydro | 0 | 0 | 0 | 0 | 0 | 0 | 0 | 0 | 0 | 0 | 0 | 0 | 0 | 0 | 0 | 0 | 0 | 0 | 0 | 0 | 0
NSW1 | Wind | 0.0015045 | 0.0015918 | 0.0020292 | 11955.7609 | 99833.458 | 111450.0968 | 105520.9291 | 116980.5057 | 110463.1791 | 145427.5889 | 142092.4645 | 152241.9082 | 143760.0644 | 135750.769 | 128528.8006 | 121026.9725 | 114284.2044 | 107917.0958 | 104133.656 | 100333.2539 | 121163.3674
NSW1 | Solar PV | 0.00015383 | 0.00017621 | 0.00023318 | 0.00039627 | 0.00078873 | 43758.8318 | 49454.9669 | 49920.5618 | 47139.3407 | 44513.0696 | 42144.9653 | 53078.9096 | 56422.6938 | 53279.2199 | 57213.4191 | 53874.049 | 63311.1543 | 63241.0203 | 60320.2054 | 62904.1051 | 61460.8953
NSW1 | LS Battery | 2.5206e-05 | 2.8897e-05 | 3.0042e-05 | 3.2704e-05 | 3.31e-05 | 0.00088637 | 1194.2374 | 1542.5279 | 1456.5891 | 1375.4382 | 1302.2647 | 1226.2555 | 1157.9372 | 1093.4251 | 1035.2547 | 974.8301 | 920.5194 | 869.2346 | 822.9911 | 774.9557 | 731.7806
NSW1 | Pumped Hydro | 0 | 0 | 0.00015516 | 0.0001758 | 0.00016601 | 0.00024349 | 0.00027972 | 0.0002909 | 0.00048832 | 0.00046111 | 0.00047917 | 7073.0339 | 6678.9744 | 6306.8691 | 5971.3424 | 8487.1448 | 10325.8196 | 9750.5379 | 10601.4077 | 9982.6364 | 12020.21
NSW1 | VPP | 0 | 0 | 0 | 0 | 0 | 0 | 0 | 0 | 0 | 0 | 0 | 0 | 0 | 0 | 0 | 0 | 0 | 0 | 0 | 0 | 0
Total excluding storage |  | 0.0016857 | 0.0017942 | 0.0022893 | -3303.2355 | 398863.7784 | 22077.0791 | 28926.6878 | 48208.9612 | 83481.6325 | 108899.8156 | 83596.0838 | 379020.0911 | 166344.8838 | 144817.8012 | 181849.1821 | 171235.2085 | 175116.4156 | 168817.2821 | 162237.5603 | 161150.4165 | 180653.5899
Region | Technology | 2021-22 | 2022-23 | 2023-24 | 2024-25 | 2025-26 | 2026-27 | 2027-28 | 2028-29 | 2029-30 | 2030-31 | 2031-32 | 2032-33 | 2033-34 | 2034-35 | 2035-36 | 2036-37 | 2037-38 | 2038-39 | 2039-40 | 2040-41 | 2041-42
QLD1 | Black Coal | 0 | 0 | 0 | -90566.3847 | -97939.0752 | -141584.0405 | -31646.1255 | -109475.791 | -120772.1129 | -115427.519 | 120520.9697 | 30015.572 | -114928.335 | -108525.3399 | -77520.1191 | -59523.717 | -35308.2963 | -33341.1674 | -31567.4106 | -41706.2474 | -45537.1202
QLD1 | Brown Coal | 0 | 0 | 0 | 0 | 0 | 0 | 0 | 0 | 0 | 0 | 0 | 0 | 0 | 0 | 0 | 0 | 0 | 0 | 0 | 0 | 0
QLD1 | CCGT | 1.9544e-05 | 1.8455e-05 | 1.8513e-05 | 2.2384e-05 | 2.1137e-05 | 1.9959e-05 | 1.8897e-05 | 2.1647e-05 | 2.0441e-05 | 1.9302e-05 | 2.0364e-05 | 2.1513e-05 | 2.1831e-05 | 2.0615e-05 | 1.9518e-05 | 1.8379e-05 | 2.9143e-05 | 2.7519e-05 | 2.6055e-05 | 2.4534e-05 | 2.3627e-05
QLD1 | Gas - Steam | 0 | 0 | 0 | 0 | 0 | 0 | 0 | 0 | 0 | 0 | 0 | 0 | 0 | 0 | 0 | 0 | 0 | 0 | 0 | 0 | 0
QLD1 | OCGT / Diesel | 7.5616e-06 | 7.5281e-06 | 7.5605e-06 | 7.6812e-06 | 8.9494e-06 | 8.4508e-06 | 8.0012e-06 | 1.2904e-05 | 1.2186e-05 | 1.1507e-05 | 1.0894e-05 | 1.7788e-05 | 1.6797e-05 | 1.5861e-05 | 1.5017e-05 | 1.5915e-05 | 0.00051783 | 0.00048898 | 0.00046296 | 0.00043594 | 0.00041165
QLD1 | Hydro | 0 | 0 | 0 | 0 | 0 | 0 | 0 | 0 | 0 | 0 | 0 | 0 | 0 | 0 | 0 | 0 | 0 | 0 | 0 | 0 | 0
QLD1 | Wind | 23071.3897 | 21786.0155 | 20626.9955 | 85973.1327 | 102185.2648 | 133435.5747 | 129604.6539 | 139531.8953 | 144456.0069 | 136407.9385 | 139842.5907 | 156774.3913 | 158532.6561 | 153256.1381 | 158887.4123 | 164909.3625 | 168859.8154 | 159452.1391 | 150969.2531 | 142157.6453 | 134237.6263
QLD1 | Solar PV | 0.0002047 | 0.00023014 | 0.00028127 | 0.00036649 | 0.00035261 | 7082.6637 | 6705.8646 | 12503.6888 | 11807.0715 | 12744.478 | 19496.4061 | 24362.6008 | 24451.4683 | 23089.2051 | 27797.6164 | 26175.1556 | 24716.8608 | 23339.8119 | 22098.1292 | 31720.0772 | 34410.9902
QLD1 | LS Battery | 2.464e-05 | 2.8071e-05 | 2.9263e-05 | 3.2127e-05 | 4.0093e-05 | 5532.1976 | 5457.4975 | 11512.1969 | 10870.8186 | 10265.1733 | 9719.064 | 9151.7924 | 8641.9191 | 8160.4524 | 7726.3147 | 7275.3537 | 6870.0223 | 6487.2732 | 6142.149 | 5783.6508 | 5461.4266
QLD1 | Pumped Hydro | 0 | 0 | 6.979e-05 | 8.24e-05 | 0.00010606 | 0.00012559 | 0.00013767 | 0.00044076 | 0.0004162 | 0.00039302 | 2330.9739 | 6349.2287 | 5995.4945 | 5661.4679 | 5360.2767 | 5047.4139 | 5112.2073 | 4827.3912 | 7477.8793 | 7041.4186 | 9795.2504
QLD1 | VPP | 0 | 0 | 0 | 0 | 0 | 0 | 0 | 0 | 0 | 0 | 0 | 0 | 0 | 0 | 0 | 0 | 0 | 0 | 0 | 0 | 0
Total excluding storage |  | 23071.3899 | 21786.0158 | 20626.9958 | -4593.2517 | 4246.19 | -1065.8021 | 104664.393 | 42559.7931 | 35490.9656 | 33724.8975 | 279859.9665 | 211152.5641 | 68055.7895 | 67820.0034 | 109164.9097 | 131560.8011 | 158268.3804 | 149450.7841 | 141499.9722 | 132171.4756 | 123111.4968
Region | Technology | 2021-22 | 2022-23 | 2023-24 | 2024-25 | 2025-26 | 2026-27 | 2027-28 | 2028-29 | 2029-30 | 2030-31 | 2031-32 | 2032-33 | 2033-34 | 2034-35 | 2035-36 | 2036-37 | 2037-38 | 2038-39 | 2039-40 | 2040-41 | 2041-42
VIC1 | Black Coal | 0 | 0 | 0 | 0 | 0 | 0 | 0 | 0 | 0 | 0 | 0 | 0 | 0 | 0 | 0 | 0 | 0 | 0 | 0 | 0 | 0
VIC1 | Brown Coal | 0 | 0 | 0 | -165230.5217 | -171097.7589 | -266217.3747 | -369599.9091 | -387331.5464 | -337142.5454 | -291343.6461 | -248438.6164 | -208132.1081 | -196536.457 | -185586.8385 | -175713.583 | -165457.7253 | -156239.5895 | -147535.0237 | -139686.1306 | -131533.0838 | -124204.9893
VIC1 | CCGT | 2.1531e-05 | 2.0331e-05 | 1.925e-05 | 0.00014034 | 0.00013252 | 0.00012514 | 0.00011848 | 1670.7997 | 1577.7146 | 1489.8155 | 1410.557 | 1328.2271 | 1254.2277 | 1184.351 | 1121.3433 | 1055.8939 | 997.067 | 941.5175 | 891.4285 | 839.3986 | 792.6338
VIC1 | Gas - Steam | 0 | 0 | 0 | 0 | 0 | 0 | 0 | 0 | 0 | 0 | 0 | 0 | 0 | 0 | 0 | 0 | 0 | 0 | 0 | 0 | 0
VIC1 | OCGT / Diesel | 1.0455e-05 | 9.8726e-06 | 9.3473e-06 | 8.8018e-06 | 8.3114e-06 | 7.8483e-06 | 7.4308e-06 | 7.2759e-06 | 7.2581e-06 | 7.2978e-06 | 7.2471e-06 | 7.3406e-06 | 7.3049e-06 | 7.2974e-06 | 7.4534e-06 | 7.3339e-06 | 1.7475e-05 | 1.6502e-05 | 1.6226e-05 | 1.5279e-05 | 1.5182e-05
VIC1 | Hydro | 0 | 0 | 0 | 0 | 0 | 0 | 0 | 0 | 0 | 0 | 0 | 0 | 0 | 0 | 0 | 0 | 0 | 0 | 0 | 0 | 0
VIC1 | Wind | 0.0010254 | 0.00099908 | 0.0010234 | 12020.6108 | 11350.9075 | 28582.706 | 38337.9812 | 52026.9142 | 72224.1054 | 68533.5887 | 69063.1925 | 66620.207 | 72390.0199 | 68356.9593 | 64720.3552 | 60942.8285 | 63966.8261 | 70138.6161 | 68083.8309 | 65502.4114 | 67196.0613
VIC1 | Solar PV | 6.2924e-05 | 5.9419e-05 | 5.8558e-05 | 0.0001414 | 0.00013461 | 11414.5002 | 28889.333 | 27203.1521 | 25687.5846 | 24256.4538 | 22966.0056 | 21625.551 | 20420.728 | 19283.0293 | 18257.1682 | 17191.5538 | 17763.3635 | 17013.8565 | 16108.7159 | 15168.5 | 19048.6776
VIC1 | LS Battery | 3.3352e-05 | 3.1494e-05 | 3.4262e-05 | 3.2262e-05 | 3.3218e-05 | 0.00044305 | 0.00041948 | 0.00039499 | 0.00037299 | 0.00035221 | 0.00033347 | 0.000314 | 0.00029651 | 0.00027999 | 0.0002651 | 0.00024962 | 0.00023572 | 0.00022258 | 0.00026786 | 0.00025222 | 0.00027955
VIC1 | Pumped Hydro | 0 | 0 | 0.00010716 | 2877.2848 | 2716.9828 | 12151.7785 | 23335.5798 | 21973.5543 | 20749.343 | 19593.3362 | 18550.9668 | 17468.2043 | 16494.9993 | 15576.0145 | 14747.3673 | 13886.6092 | 13112.9454 | 12382.3847 | 11723.6393 | 11039.3668 | 10424.3313
VIC1 | VPP | 0 | 0 | 0 | 0 | 0 | 0 | 0 | 0 | 0 | 0 | 0 | 0 | 0 | 0 | 0 | 0 | 0 | 0 | 0 | 0 | 0
Total excluding storage |  | 0.0011203 | 0.0010887 | 0.0011106 | -153209.9107 | -159746.8511 | -226220.1683 | -302372.5948 | -306430.6803 | -237653.1408 | -197063.7881 | -154998.8614 | -118558.123 | -102471.4814 | -96762.499 | -91614.7163 | -86267.449 | -73512.3329 | -59441.0336 | -54602.1553 | -50022.7737 | -37167.6166
Region | Technology | 2021-22 | 2022-23 | 2023-24 | 2024-25 | 2025-26 | 2026-27 | 2027-28 | 2028-29 | 2029-30 | 2030-31 | 2031-32 | 2032-33 | 2033-34 | 2034-35 | 2035-36 | 2036-37 | 2037-38 | 2038-39 | 2039-40 | 2040-41 | 2041-42
SA1 | Black Coal | 0 | 0 | 0 | 0 | 0 | 0 | 0 | 0 | 0 | 0 | 0 | 0 | 0 | 0 | 0 | 0 | 0 | 0 | 0 | 0 | 0
SA1 | Brown Coal | 0 | 0 | 0 | 0 | 0 | 0 | 0 | 0 | 0 | 0 | 0 | 0 | 0 | 0 | 0 | 0 | 0 | 0 | 0 | 0 | 0
SA1 | CCGT | 1.8098e-05 | 1.7089e-05 | 2.1622e-05 | 2.036e-05 | 1.9226e-05 | 1.8155e-05 | 1.7189e-05 | 1.6186e-05 | 1.5284e-05 | 1.4432e-05 | 1.3664e-05 | 1.3966e-05 | 1.4758e-05 | 1.3936e-05 | 1.3194e-05 | 1.3275e-05 | 2.2019e-05 | 2.0792e-05 | 1.9686e-05 | 1.8537e-05 | 2.1139e-05
SA1 | Gas - Steam | 0 | 0 | 0 | 0 | 0 | 0 | 0 | 0 | 0 | 0 | 0 | 0 | 0 | 0 | 0 | 0 | 0 | 0 | 0 | 0 | 0
SA1 | OCGT / Diesel | 7.2077e-06 | 7.1847e-06 | 8.6247e-06 | 8.1213e-06 | 7.6688e-06 | 7.2415e-06 | 7.1386e-06 | 7.1276e-06 | 7.1085e-06 | 7.1306e-06 | 7.1221e-06 | 7.1942e-06 | 7.1675e-06 | 7.2046e-06 | 7.4766e-06 | 1.0268e-05 | 6.2473e-05 | 5.8992e-05 | 5.5854e-05 | 5.2594e-05 | 4.9663e-05
SA1 | Hydro | 0 | 0 | 0 | 0 | 0 | 0 | 0 | 0 | 0 | 0 | 0 | 0 | 0 | 0 | 0 | 0 | 0 | 0 | 0 | 0 | 0
SA1 | Wind | 0.0020862 | 0.0021593 | 0.0026832 | 2149.2364 | 2029.4962 | 25251.232 | 23907.8619 | 29508.44 | 35465.3988 | 35758.9241 | 33856.5423 | 32869.014 | 31037.7848 | 29308.5788 | 27749.3565 | 28873.6139 | 33515.0988 | 31927.934 | 38851.3516 | 36842.9176 | 34790.2911
SA1 | Solar PV | 0.00018156 | 0.00018883 | 0.0002687 | 0.00038113 | 0.00041226 | 303.6496 | 3099.1327 | 2918.2459 | 2755.6619 | 2602.1359 | 2463.7017 | 4684.5684 | 6268.1014 | 5918.8871 | 5604.0011 | 5276.9129 | 4982.9206 | 4705.3075 | 4454.985 | 4194.9613 | 4667.2582
SA1 | LS Battery | 2.4765e-05 | 3.0067e-05 | 3.6598e-05 | 3.4462e-05 | 3.4237e-05 | 605.3079 | 573.1054 | 539.655 | 509.5892 | 481.1985 | 455.5986 | 429.0068 | 405.1055 | 382.5359 | 362.1849 | 403.4055 | 770.886 | 727.9377 | 1158.0447 | 1090.4533 | 2003.667
SA1 | Pumped Hydro | 0 | 0 | 6.5464e-05 | 6.1643e-05 | 5.8208e-05 | 6.8879e-05 | 7.4605e-05 | 7.6081e-05 | 8.2187e-05 | 9.3442e-05 | 9.3986e-05 | 0.00010309 | 9.7347e-05 | 9.1923e-05 | 0.00010413 | 0.00012531 | 0.00021926 | 0.00020705 | 0.00019603 | 0.00018459 | 0.00022116
SA1 | VPP | 0 | 0 | 0 | 0 | 0 | 0 | 0 | 0 | 0 | 0 | 0 | 0 | 0 | 0 | 0 | 0 | 0 | 0 | 0 | 0 | 0
Total excluding storage |  | 0.0022931 | 0.0023725 | 0.0029822 | 2149.2368 | 2029.4966 | 25554.8816 | 27006.9946 | 32426.6859 | 38221.0607 | 38361.06 | 36320.244 | 37553.5824 | 37305.8863 | 35227.4659 | 33353.3576 | 34150.5268 | 38498.0195 | 36633.2416 | 43306.3366 | 41037.879 | 39457.5494
Region | Technology | 2021-22 | 2022-23 | 2023-24 | 2024-25 | 2025-26 | 2026-27 | 2027-28 | 2028-29 | 2029-30 | 2030-31 | 2031-32 | 2032-33 | 2033-34 | 2034-35 | 2035-36 | 2036-37 | 2037-38 | 2038-39 | 2039-40 | 2040-41 | 2041-42
TAS1 | Black Coal | 0 | 0 | 0 | 0 | 0 | 0 | 0 | 0 | 0 | 0 | 0 | 0 | 0 | 0 | 0 | 0 | 0 | 0 | 0 | 0 | 0
TAS1 | Brown Coal | 0 | 0 | 0 | 0 | 0 | 0 | 0 | 0 | 0 | 0 | 0 | 0 | 0 | 0 | 0 | 0 | 0 | 0 | 0 | 0 | 0
TAS1 | CCGT | 1.6067e-05 | 1.5172e-05 | 1.4365e-05 | 1.3526e-05 | 1.2773e-05 | 1.2061e-05 | 1.1419e-05 | 1.0753e-05 | 1.0815e-05 | 1.0212e-05 | 1.0889e-05 | 1.1847e-05 | 1.1187e-05 | 1.1828e-05 | 1.1199e-05 | 1.0545e-05 | 1.2902e-05 | 1.2183e-05 | 1.3633e-05 | 1.2837e-05 | 1.3409e-05
TAS1 | Gas - Steam | 0 | 0 | 0 | 0 | 0 | 0 | 0 | 0 | 0 | 0 | 0 | 0 | 0 | 0 | 0 | 0 | 0 | 0 | 0 | 0 | 0
TAS1 | OCGT / Diesel | 7.4752e-06 | 7.0588e-06 | 7.1328e-06 | 7.131e-06 | 6.7338e-06 | 6.7548e-06 | 6.8045e-06 | 6.8031e-06 | 6.8405e-06 | 6.8563e-06 | 6.9486e-06 | 7.052e-06 | 7.026e-06 | 7.1189e-06 | 7.2712e-06 | 7.1506e-06 | 1.0982e-05 | 1.0371e-05 | 1.4625e-05 | 1.3772e-05 | 1.3388e-05
TAS1 | Hydro | 0 | 0 | 0 | 0 | 0 | 0 | 0 | 0 | 0 | 0 | 0 | 0 | 0 | 0 | 0 | 0 | 0 | 0 | 0 | 0 | 0
TAS1 | Wind | 3665.4402 | 3461.2277 | 8192.7226 | 7714.5389 | 10935.7206 | 13827.7305 | 16407.101 | 18570.9858 | 20483.9493 | 22084.9392 | 23498.7879 | 25633.3638 | 25630.0491 | 29702.8119 | 28122.6163 | 29259.6732 | 30351.3782 | 31289.7281 | 29821.1659 | 28080.5968 | 26516.1443
TAS1 | Solar PV | 2.2496e-05 | 2.1243e-05 | 2.5826e-05 | 3.5346e-05 | 3.824e-05 | 0.00011441 | 0.00010832 | 0.000102 | 9.6319e-05 | 9.0952e-05 | 8.6114e-05 | 8.1088e-05 | 7.657e-05 | 0.00018425 | 0.00017444 | 0.00016688 | 0.00054758 | 0.0005573 | 0.0010025 | 125.7679 | 118.761
TAS1 | LS Battery | 2.3939e-05 | 2.8713e-05 | 2.9356e-05 | 3.0057e-05 | 3.2687e-05 | 0.00015525 | 0.00017625 | 0.00017773 | 0.00016782 | 0.00015847 | 0.00015004 | 0.00014129 | 0.00013341 | 0.00012598 | 0.00011928 | 0.00011232 | 0.00011833 | 0.00011173 | 0.0001594 | 0.0001501 | 0.00015738
TAS1 | Pumped Hydro | 0 | 0 | 0.00019032 | 0.00018516 | 0.00019787 | 0.0002141 | 0.00022638 | 0.00023253 | 0.00023484 | 0.00026091 | 0.00037263 | 0.00060248 | 0.00066363 | 1438.2047 | 2105.7169 | 1982.8127 | 3770.4098 | 3560.3492 | 3756.1332 | 3536.8994 | 3532.2079
TAS1 | VPP | 0 | 0 | 0 | 0 | 0 | 0 | 0 | 0 | 0 | 0 | 0 | 0 | 0 | 0 | 0 | 0 | 0 | 0 | 0 | 0 | 0
Total excluding storage |  | 3665.4402 | 3461.2278 | 8192.7227 | 7714.539 | 10935.7206 | 13827.7306 | 16407.1011 | 18570.986 | 20483.9494 | 22084.9393 | 23498.788 | 25633.3639 | 25630.0492 | 29702.8121 | 28122.6165 | 29259.6734 | 30351.3788 | 31289.7286 | 29821.1669 | 28206.3648 | 26634.9053
Ernst & Young’s liability is limited by a scheme approved under Professional Standards Legislation

## M31_34_Fuel Cost
Fuel cost by technology ($000s) - Marinus 1500MW M31_34, Step Change Scenario
Fuel | Real June 2019 dollars discounted to 1 July 2019
Explicitly modelled generation
Region | Technology | 2021-22 | 2022-23 | 2023-24 | 2024-25 | 2025-26 | 2026-27 | 2027-28 | 2028-29 | 2029-30 | 2030-31 | 2031-32 | 2032-33 | 2033-34 | 2034-35 | 2035-36 | 2036-37 | 2037-38 | 2038-39 | 2039-40 | 2040-41 | 2041-42
NEM | Black Coal | 1687052.8198 | 1537846.236 | 1500319.7434 | 1276371.4165 | 973803.2024 | 627651.6854 | 588434.0303 | 547908.827 | 466490.3306 | 397828.4109 | 305554.08 | 250933.9486 | 224423.2277 | 173752.1281 | 106709.7012 | 89389.5595 | 94261.1473 | 89872.3787 | 78366.2188 | 62988.1966 | 50880.5479
NEM | Brown Coal | 201057.2018 | 173800.2923 | 172071.1411 | 114538.3555 | 103321.3363 | 58867.8049 | 13537.5559 | 0.0059813 | 0.0050086 | 0.0047165 | 0.0039292 | 0.0035539 | 0.0034635 | 0.0016483 | 0.00094594 | 0.00085612 | 0.00085671 | 0.00067912 | 0.00061737 | 0.00058019 | 0.00056954
NEM | CCGT | 136464.3133 | 133041.4503 | 118469.7421 | 204287.6048 | 155890.2766 | 150319.5701 | 128627.7163 | 182653.6412 | 201861.2917 | 231125.6336 | 224768.0512 | 170372.6339 | 219970.8967 | 195588.434 | 147482.189 | 103035.7923 | 106140.236 | 112154.969 | 112007.3461 | 127637.6257 | 118979.1255
NEM | Gas - Steam | 93055.1131 | 73634.6961 | 69857.3967 | 11983.412 | 11431.7604 | 11811.0349 | 10863.602 | 10163.0773 | 9059.9639 | 13138.476 | 11262.3723 | 14207.222 | 9112.6421 | 10177.2798 | 8333.2565 | 7448.2438 | 10927.0535 | 7010.042 | 2104.957 | 4033.877 | 3574.0295
NEM | OCGT / Diesel | 3986.1345 | 4125.7155 | 9125.6914 | 45958.5656 | 18347.1161 | 16321.8623 | 7379.6861 | 12047.8816 | 5115.5277 | 23569.5255 | 28577.5217 | 25687.2737 | 15626.292 | 18576.551 | 30353.5968 | 21484.8378 | 35753.6975 | 21950.9451 | 61069.9687 | 111301.841 | 85796.6951
NEM | Hydro | 0 | 0 | 0 | 0 | 0 | 0 | 0 | 0 | 0 | 0 | 0 | 0 | 0 | 0 | 0 | 0 | 0 | 0 | 0 | 0 | 0
NEM | Wind | 0 | 0 | 0 | 0 | 0 | 0 | 0 | 0 | 0 | 0 | 0 | 0 | 0 | 0 | 0 | 0 | 0 | 0 | 0 | 0 | 0
NEM | Solar PV | 0 | 0 | 0 | 0 | 0 | 0 | 0 | 0 | 0 | 0 | 0 | 0 | 0 | 0 | 0 | 0 | 0 | 0 | 0 | 0 | 0
NEM | LS Battery | 0 | 0 | 0 | 0 | 0 | 0 | 0 | 0 | 0 | 0 | 0 | 0 | 0 | 0 | 0 | 0 | 0 | 0 | 0 | 0 | 0
NEM | Pumped Hydro | 0 | 0 | 0 | 0 | 0 | 0 | 0 | 0 | 0 | 0 | 0 | 0 | 0 | 0 | 0 | 0 | 0 | 0 | 0 | 0 | 0
NEM | VPP | 0 | 0 | 0 | 0 | 0 | 0 | 0 | 0 | 0 | 0 | 0 | 0 | 0 | 0 | 0 | 0 | 0 | 0 | 0 | 0 | 0
Total excluding storage |  | 2121615.5823 | 1922448.3903 | 1869843.7147 | 1653139.3543 | 1262793.6918 | 864971.9577 | 748842.5905 | 752773.4331 | 682527.1189 | 665662.0507 | 570162.0291 | 461201.0817 | 469133.062 | 398094.3945 | 292878.7444 | 221358.4343 | 247082.1351 | 230988.3356 | 253548.4913 | 305961.5409 | 259230.3986
Region | Technology | 2021-22 | 2022-23 | 2023-24 | 2024-25 | 2025-26 | 2026-27 | 2027-28 | 2028-29 | 2029-30 | 2030-31 | 2031-32 | 2032-33 | 2033-34 | 2034-35 | 2035-36 | 2036-37 | 2037-38 | 2038-39 | 2039-40 | 2040-41 | 2041-42
NSW1 | Black Coal | 949163.3575 | 854260.9437 | 854750.548 | 809925.8588 | 567215.9023 | 367807.9257 | 367724.4205 | 350810.8507 | 312294.2767 | 258991.6218 | 186767.2778 | 136227.041 | 136293.3108 | 99719.1762 | 57543.8081 | 46294.1473 | 50466.6329 | 48133.1114 | 41783.9455 | 41251.7156 | 38148.5666
NSW1 | Brown Coal | 0 | 0 | 0 | 0 | 0 | 0 | 0 | 0 | 0 | 0 | 0 | 0 | 0 | 0 | 0 | 0 | 0 | 0 | 0 | 0 | 0
NSW1 | CCGT | 1916.4084 | 1933.228 | 5710.8181 | 27423.678 | 18272.3337 | 14583.421 | 12082.9851 | 20895.5601 | 25846.6269 | 32725.1853 | 31770.5653 | 18712.5535 | 34100.0546 | 28338.425 | 18655.1158 | 11607.4645 | 19785.4472 | 24307.999 | 26907.6117 | 32141.9574 | 29102.5139
NSW1 | Gas - Steam | 0 | 0 | 0 | 0 | 0 | 0 | 0 | 0 | 0 | 0 | 0 | 0 | 0 | 0 | 0 | 0 | 0 | 0 | 0 | 0 | 0
NSW1 | OCGT / Diesel | 5.8801 | 60.4045 | 948.7642 | 2573.3906 | 678.209 | 2051.1142 | 1566.5771 | 3345.7062 | 2161.4998 | 9430.8642 | 8589.4946 | 13839.2988 | 6566.3779 | 11295.5648 | 11652.2952 | 9115.6447 | 14106.9112 | 11300.1998 | 26890.3655 | 35411.9272 | 27074.7664
NSW1 | Hydro | 0 | 0 | 0 | 0 | 0 | 0 | 0 | 0 | 0 | 0 | 0 | 0 | 0 | 0 | 0 | 0 | 0 | 0 | 0 | 0 | 0
NSW1 | Wind | 0 | 0 | 0 | 0 | 0 | 0 | 0 | 0 | 0 | 0 | 0 | 0 | 0 | 0 | 0 | 0 | 0 | 0 | 0 | 0 | 0
NSW1 | Solar PV | 0 | 0 | 0 | 0 | 0 | 0 | 0 | 0 | 0 | 0 | 0 | 0 | 0 | 0 | 0 | 0 | 0 | 0 | 0 | 0 | 0
NSW1 | LS Battery | 0 | 0 | 0 | 0 | 0 | 0 | 0 | 0 | 0 | 0 | 0 | 0 | 0 | 0 | 0 | 0 | 0 | 0 | 0 | 0 | 0
NSW1 | Pumped Hydro | 0 | 0 | 0 | 0 | 0 | 0 | 0 | 0 | 0 | 0 | 0 | 0 | 0 | 0 | 0 | 0 | 0 | 0 | 0 | 0 | 0
NSW1 | VPP | 0 | 0 | 0 | 0 | 0 | 0 | 0 | 0 | 0 | 0 | 0 | 0 | 0 | 0 | 0 | 0 | 0 | 0 | 0 | 0 | 0
Total excluding storage |  | 951085.646 | 856254.5762 | 861410.1303 | 839922.9274 | 586166.4451 | 384442.4609 | 381373.9827 | 375052.1169 | 340302.4034 | 301147.6713 | 227127.3377 | 168778.8933 | 176959.7433 | 139353.1661 | 87851.2191 | 67017.2564 | 84358.9913 | 83741.3102 | 95581.9228 | 108805.6003 | 94325.8468
Region | Technology | 2021-22 | 2022-23 | 2023-24 | 2024-25 | 2025-26 | 2026-27 | 2027-28 | 2028-29 | 2029-30 | 2030-31 | 2031-32 | 2032-33 | 2033-34 | 2034-35 | 2035-36 | 2036-37 | 2037-38 | 2038-39 | 2039-40 | 2040-41 | 2041-42
QLD1 | Black Coal | 737889.4623 | 683585.2923 | 645569.1954 | 466445.5577 | 406587.3001 | 259843.7597 | 220709.6099 | 197097.9763 | 154196.0539 | 138836.7891 | 118786.8021 | 114706.9076 | 88129.9169 | 74032.9518 | 49165.8931 | 43095.4122 | 43794.5144 | 41739.2674 | 36582.2733 | 21736.481 | 12731.9813
QLD1 | Brown Coal | 0 | 0 | 0 | 0 | 0 | 0 | 0 | 0 | 0 | 0 | 0 | 0 | 0 | 0 | 0 | 0 | 0 | 0 | 0 | 0 | 0
QLD1 | CCGT | 70384.3146 | 67201.6641 | 70686.2937 | 118845.6327 | 82253.1289 | 105652.9797 | 91014.16 | 82330.6938 | 93301.5095 | 104899.3348 | 111607.0933 | 74963.8876 | 109562.0674 | 88673.0838 | 74608.401 | 44775.0872 | 52170.4237 | 53853.151 | 48480.6554 | 59680.9704 | 56824.5459
QLD1 | Gas - Steam | 2213.1375 | 2231.9162 | 4246.0545 | 3945.7815 | 3857.3985 | 3854.1385 | 3705.981 | 3590.3608 | 3482.0005 | 3386.071 | 3304.082 | 3036.463 | 3409.574 | 2651.4418 | 2495.1565 | 2355.2658 | 2211.0215 | 2085.0255 | 2104.957 | 4033.877 | 3574.0295
QLD1 | OCGT / Diesel | 0.0013053 | 0.0012732 | 0.0012855 | 1439.585 | 1163.2675 | 3716.3184 | 2295.0989 | 3774.952 | 2420.4761 | 8355.2893 | 15776.4677 | 3830.8532 | 4887.1615 | 818.5208 | 5908.133 | 4294.2947 | 6602.764 | 2391.8 | 11791.7076 | 25424.5143 | 18703.7855
QLD1 | Hydro | 0 | 0 | 0 | 0 | 0 | 0 | 0 | 0 | 0 | 0 | 0 | 0 | 0 | 0 | 0 | 0 | 0 | 0 | 0 | 0 | 0
QLD1 | Wind | 0 | 0 | 0 | 0 | 0 | 0 | 0 | 0 | 0 | 0 | 0 | 0 | 0 | 0 | 0 | 0 | 0 | 0 | 0 | 0 | 0
QLD1 | Solar PV | 0 | 0 | 0 | 0 | 0 | 0 | 0 | 0 | 0 | 0 | 0 | 0 | 0 | 0 | 0 | 0 | 0 | 0 | 0 | 0 | 0
QLD1 | LS Battery | 0 | 0 | 0 | 0 | 0 | 0 | 0 | 0 | 0 | 0 | 0 | 0 | 0 | 0 | 0 | 0 | 0 | 0 | 0 | 0 | 0
QLD1 | Pumped Hydro | 0 | 0 | 0 | 0 | 0 | 0 | 0 | 0 | 0 | 0 | 0 | 0 | 0 | 0 | 0 | 0 | 0 | 0 | 0 | 0 | 0
QLD1 | VPP | 0 | 0 | 0 | 0 | 0 | 0 | 0 | 0 | 0 | 0 | 0 | 0 | 0 | 0 | 0 | 0 | 0 | 0 | 0 | 0 | 0
Total excluding storage |  | 810486.9157 | 753018.8739 | 720501.5448 | 590676.5569 | 493861.095 | 373067.1963 | 317724.8497 | 286793.9829 | 253400.0399 | 255477.4841 | 249474.4451 | 196538.1114 | 205988.7198 | 166175.9982 | 132177.5837 | 94520.0599 | 104778.7237 | 100069.2439 | 98959.5932 | 110875.8427 | 91834.3422
Region | Technology | 2021-22 | 2022-23 | 2023-24 | 2024-25 | 2025-26 | 2026-27 | 2027-28 | 2028-29 | 2029-30 | 2030-31 | 2031-32 | 2032-33 | 2033-34 | 2034-35 | 2035-36 | 2036-37 | 2037-38 | 2038-39 | 2039-40 | 2040-41 | 2041-42
VIC1 | Black Coal | 0 | 0 | 0 | 0 | 0 | 0 | 0 | 0 | 0 | 0 | 0 | 0 | 0 | 0 | 0 | 0 | 0 | 0 | 0 | 0 | 0
VIC1 | Brown Coal | 201057.2018 | 173800.2923 | 172071.1411 | 114538.3555 | 103321.3363 | 58867.8049 | 13537.5559 | 0.0059813 | 0.0050086 | 0.0047165 | 0.0039292 | 0.0035539 | 0.0034635 | 0.0016483 | 0.00094594 | 0.00085612 | 0.00085671 | 0.00067912 | 0.00061737 | 0.00058019 | 0.00056954
VIC1 | CCGT | 0.00071792 | 0.00069962 | 0.00069011 | 0.004502 | 0.0042752 | 0.0040183 | 0.0038354 | 50093.024 | 50033.248 | 55956.988 | 48673.384 | 45272.62 | 43597.02 | 42425.396 | 34327.928 | 31085.208 | 32015.47 | 32680.916 | 33726.452 | 32515.668 | 30705.046
VIC1 | Gas - Steam | 868.5706 | 820.2294 | 1089.7952 | 1749.1135 | 1482.3814 | 1937.6204 | 1345.964 | 800.6315 | 122.8054 | 4445.098 | 2749.1128 | 6027.5225 | 1128.1806 | 3237.646 | 5838.1 | 5092.978 | 8716.032 | 4925.0165 | 0 | 0 | 0
VIC1 | OCGT / Diesel | 1170.0715 | 1019.6597 | 1998.4619 | 35520.7145 | 11977.4227 | 7585.4919 | 1913.7496 | 1574.9725 | 270.1487 | 1555.4304 | 779.9136 | 3743.2405 | 760.8475 | 1555.2022 | 7720.3501 | 4616.9678 | 6938.0651 | 1917.1317 | 13088.5754 | 37052.7052 | 28159.5022
VIC1 | Hydro | 0 | 0 | 0 | 0 | 0 | 0 | 0 | 0 | 0 | 0 | 0 | 0 | 0 | 0 | 0 | 0 | 0 | 0 | 0 | 0 | 0
VIC1 | Wind | 0 | 0 | 0 | 0 | 0 | 0 | 0 | 0 | 0 | 0 | 0 | 0 | 0 | 0 | 0 | 0 | 0 | 0 | 0 | 0 | 0
VIC1 | Solar PV | 0 | 0 | 0 | 0 | 0 | 0 | 0 | 0 | 0 | 0 | 0 | 0 | 0 | 0 | 0 | 0 | 0 | 0 | 0 | 0 | 0
VIC1 | LS Battery | 0 | 0 | 0 | 0 | 0 | 0 | 0 | 0 | 0 | 0 | 0 | 0 | 0 | 0 | 0 | 0 | 0 | 0 | 0 | 0 | 0
VIC1 | Pumped Hydro | 0 | 0 | 0 | 0 | 0 | 0 | 0 | 0 | 0 | 0 | 0 | 0 | 0 | 0 | 0 | 0 | 0 | 0 | 0 | 0 | 0
VIC1 | VPP | 0 | 0 | 0 | 0 | 0 | 0 | 0 | 0 | 0 | 0 | 0 | 0 | 0 | 0 | 0 | 0 | 0 | 0 | 0 | 0 | 0
Total excluding storage |  | 203095.8445 | 175640.1822 | 175159.3989 | 151808.188 | 116781.1447 | 68390.9212 | 16797.2732 | 52468.634 | 50426.2071 | 61957.5211 | 52202.4143 | 55043.3865 | 45486.0515 | 47218.2458 | 47886.379 | 40795.1547 | 47669.568 | 39523.0649 | 46815.028 | 69568.3738 | 58864.5487
Region | Technology | 2021-22 | 2022-23 | 2023-24 | 2024-25 | 2025-26 | 2026-27 | 2027-28 | 2028-29 | 2029-30 | 2030-31 | 2031-32 | 2032-33 | 2033-34 | 2034-35 | 2035-36 | 2036-37 | 2037-38 | 2038-39 | 2039-40 | 2040-41 | 2041-42
SA1 | Black Coal | 0 | 0 | 0 | 0 | 0 | 0 | 0 | 0 | 0 | 0 | 0 | 0 | 0 | 0 | 0 | 0 | 0 | 0 | 0 | 0 | 0
SA1 | Brown Coal | 0 | 0 | 0 | 0 | 0 | 0 | 0 | 0 | 0 | 0 | 0 | 0 | 0 | 0 | 0 | 0 | 0 | 0 | 0 | 0 | 0
SA1 | CCGT | 64163.5887 | 63906.5566 | 42072.6288 | 58018.2888 | 55325.8048 | 30083.1647 | 25530.5667 | 29334.3627 | 32679.9067 | 37537.6167 | 32455.9867 | 30769.2947 | 32399.7467 | 32091.7167 | 18053.2606 | 13742.0646 | 0.00094463 | 0.00090124 | 0.00085258 | 0.00081317 | 0.00091979
SA1 | Gas - Steam | 89973.405 | 70582.5505 | 64521.547 | 6288.517 | 6091.9805 | 6019.276 | 5811.657 | 5772.085 | 5455.158 | 5307.307 | 5209.1775 | 5143.2365 | 4574.8875 | 4288.192 | 0 | 0 | 0 | 0 | 0 | 0 | 0
SA1 | OCGT / Diesel | 2810.1809 | 3045.6494 | 6178.4634 | 6424.8748 | 4528.2163 | 2968.9373 | 1604.26 | 3352.2503 | 263.4026 | 4227.9411 | 3431.6453 | 4214.899 | 3411.9045 | 4907.2625 | 4773.9476 | 3435.2569 | 7953.9166 | 6341.8128 | 9210.0005 | 13358.9604 | 11483.5129
SA1 | Hydro | 0 | 0 | 0 | 0 | 0 | 0 | 0 | 0 | 0 | 0 | 0 | 0 | 0 | 0 | 0 | 0 | 0 | 0 | 0 | 0 | 0
SA1 | Wind | 0 | 0 | 0 | 0 | 0 | 0 | 0 | 0 | 0 | 0 | 0 | 0 | 0 | 0 | 0 | 0 | 0 | 0 | 0 | 0 | 0
SA1 | Solar PV | 0 | 0 | 0 | 0 | 0 | 0 | 0 | 0 | 0 | 0 | 0 | 0 | 0 | 0 | 0 | 0 | 0 | 0 | 0 | 0 | 0
SA1 | LS Battery | 0 | 0 | 0 | 0 | 0 | 0 | 0 | 0 | 0 | 0 | 0 | 0 | 0 | 0 | 0 | 0 | 0 | 0 | 0 | 0 | 0
SA1 | Pumped Hydro | 0 | 0 | 0 | 0 | 0 | 0 | 0 | 0 | 0 | 0 | 0 | 0 | 0 | 0 | 0 | 0 | 0 | 0 | 0 | 0 | 0
SA1 | VPP | 0 | 0 | 0 | 0 | 0 | 0 | 0 | 0 | 0 | 0 | 0 | 0 | 0 | 0 | 0 | 0 | 0 | 0 | 0 | 0 | 0
Total excluding storage |  | 156947.1745 | 137534.7565 | 112772.6392 | 70731.6806 | 65946.0016 | 39071.378 | 32946.4837 | 38458.698 | 38398.4672 | 47072.8647 | 41096.8094 | 40127.4301 | 40386.5387 | 41287.1711 | 22827.2082 | 17177.3215 | 7953.9175 | 6341.8137 | 9210.0013 | 13358.9612 | 11483.5138
Region | Technology | 2021-22 | 2022-23 | 2023-24 | 2024-25 | 2025-26 | 2026-27 | 2027-28 | 2028-29 | 2029-30 | 2030-31 | 2031-32 | 2032-33 | 2033-34 | 2034-35 | 2035-36 | 2036-37 | 2037-38 | 2038-39 | 2039-40 | 2040-41 | 2041-42
TAS1 | Black Coal | 0 | 0 | 0 | 0 | 0 | 0 | 0 | 0 | 0 | 0 | 0 | 0 | 0 | 0 | 0 | 0 | 0 | 0 | 0 | 0 | 0
TAS1 | Brown Coal | 0 | 0 | 0 | 0 | 0 | 0 | 0 | 0 | 0 | 0 | 0 | 0 | 0 | 0 | 0 | 0 | 0 | 0 | 0 | 0 | 0
TAS1 | CCGT | 0.00090844 | 0.0008379 | 0.00085677 | 0.00081324 | 39.0049 | 0.00067732 | 0.0006644 | 0.00065149 | 0.00066735 | 6.5088 | 261.0219 | 654.2781 | 312.008 | 4059.8126 | 1837.4835 | 1825.9681 | 2168.8941 | 1312.9022 | 2892.6261 | 3299.0291 | 2347.0188
TAS1 | Gas - Steam | 0 | 0 | 0 | 0 | 0 | 0 | 0 | 0 | 0 | 0 | 0 | 0 | 0 | 0 | 0 | 0 | 0 | 0 | 0 | 0 | 0
TAS1 | OCGT / Diesel | 0.00070295 | 0.00063764 | 0.00067416 | 0.00066891 | 0.00053434 | 0.00055172 | 0.00055223 | 0.00053965 | 0.00054255 | 0.00054842 | 0.00059863 | 58.9822 | 0.00061345 | 0.00074611 | 298.8709 | 22.6737 | 152.0406 | 0.00067338 | 89.3197 | 53.7339 | 375.1281
TAS1 | Hydro | 0 | 0 | 0 | 0 | 0 | 0 | 0 | 0 | 0 | 0 | 0 | 0 | 0 | 0 | 0 | 0 | 0 | 0 | 0 | 0 | 0
TAS1 | Wind | 0 | 0 | 0 | 0 | 0 | 0 | 0 | 0 | 0 | 0 | 0 | 0 | 0 | 0 | 0 | 0 | 0 | 0 | 0 | 0 | 0
TAS1 | Solar PV | 0 | 0 | 0 | 0 | 0 | 0 | 0 | 0 | 0 | 0 | 0 | 0 | 0 | 0 | 0 | 0 | 0 | 0 | 0 | 0 | 0
TAS1 | LS Battery | 0 | 0 | 0 | 0 | 0 | 0 | 0 | 0 | 0 | 0 | 0 | 0 | 0 | 0 | 0 | 0 | 0 | 0 | 0 | 0 | 0
TAS1 | Pumped Hydro | 0 | 0 | 0 | 0 | 0 | 0 | 0 | 0 | 0 | 0 | 0 | 0 | 0 | 0 | 0 | 0 | 0 | 0 | 0 | 0 | 0
TAS1 | VPP | 0 | 0 | 0 | 0 | 0 | 0 | 0 | 0 | 0 | 0 | 0 | 0 | 0 | 0 | 0 | 0 | 0 | 0 | 0 | 0 | 0
Total excluding storage |  | 0.0016114 | 0.0014755 | 0.0015309 | 0.0014821 | 39.0055 | 0.001229 | 0.0012166 | 0.0011911 | 0.0012099 | 6.5094 | 261.0225 | 713.2603 | 312.0086 | 4059.8133 | 2136.3545 | 1848.6418 | 2320.9346 | 1312.9028 | 2981.9459 | 3352.763 | 2722.1469
Explicitly modelled pumping
Region | Technology | 2021-22 | 2022-23 | 2023-24 | 2024-25 | 2025-26 | 2026-27 | 2027-28 | 2028-29 | 2029-30 | 2030-31 | 2031-32 | 2032-33 | 2033-34 | 2034-35 | 2035-36 | 2036-37 | 2037-38 | 2038-39 | 2039-40 | 2040-41 | 2041-42
NEM | LS Battery pump | 0 | 0 | 0 | 0 | 0 | 0 | 0 | 0 | 0 | 0 | 0 | 0 | 0 | 0 | 0 | 0 | 0 | 0 | 0 | 0 | 0
NEM | Pumped Hydro Pump | 0 | 0 | 0 | 0 | 0 | 0 | 0 | 0 | 0 | 0 | 0 | 0 | 0 | 0 | 0 | 0 | 0 | 0 | 0 | 0 | 0
NEM | VPP pump | 0 | 0 | 0 | 0 | 0 | 0 | 0 | 0 | 0 | 0 | 0 | 0 | 0 | 0 | 0 | 0 | 0 | 0 | 0 | 0 | 0
Region | Technology | 2021-22 | 2022-23 | 2023-24 | 2024-25 | 2025-26 | 2026-27 | 2027-28 | 2028-29 | 2029-30 | 2030-31 | 2031-32 | 2032-33 | 2033-34 | 2034-35 | 2035-36 | 2036-37 | 2037-38 | 2038-39 | 2039-40 | 2040-41 | 2041-42
NSW1 | LS Battery pump | 0 | 0 | 0 | 0 | 0 | 0 | 0 | 0 | 0 | 0 | 0 | 0 | 0 | 0 | 0 | 0 | 0 | 0 | 0 | 0 | 0
NSW1 | Pumped Hydro Pump | 0 | 0 | 0 | 0 | 0 | 0 | 0 | 0 | 0 | 0 | 0 | 0 | 0 | 0 | 0 | 0 | 0 | 0 | 0 | 0 | 0
NSW1 | VPP pump | 0 | 0 | 0 | 0 | 0 | 0 | 0 | 0 | 0 | 0 | 0 | 0 | 0 | 0 | 0 | 0 | 0 | 0 | 0 | 0 | 0
Region | Technology | 2021-22 | 2022-23 | 2023-24 | 2024-25 | 2025-26 | 2026-27 | 2027-28 | 2028-29 | 2029-30 | 2030-31 | 2031-32 | 2032-33 | 2033-34 | 2034-35 | 2035-36 | 2036-37 | 2037-38 | 2038-39 | 2039-40 | 2040-41 | 2041-42
QLD1 | LS Battery pump | 0 | 0 | 0 | 0 | 0 | 0 | 0 | 0 | 0 | 0 | 0 | 0 | 0 | 0 | 0 | 0 | 0 | 0 | 0 | 0 | 0
QLD1 | Pumped Hydro Pump | 0 | 0 | 0 | 0 | 0 | 0 | 0 | 0 | 0 | 0 | 0 | 0 | 0 | 0 | 0 | 0 | 0 | 0 | 0 | 0 | 0
QLD1 | VPP pump | 0 | 0 | 0 | 0 | 0 | 0 | 0 | 0 | 0 | 0 | 0 | 0 | 0 | 0 | 0 | 0 | 0 | 0 | 0 | 0 | 0
Region | Technology | 2021-22 | 2022-23 | 2023-24 | 2024-25 | 2025-26 | 2026-27 | 2027-28 | 2028-29 | 2029-30 | 2030-31 | 2031-32 | 2032-33 | 2033-34 | 2034-35 | 2035-36 | 2036-37 | 2037-38 | 2038-39 | 2039-40 | 2040-41 | 2041-42
VIC1 | LS Battery pump | 0 | 0 | 0 | 0 | 0 | 0 | 0 | 0 | 0 | 0 | 0 | 0 | 0 | 0 | 0 | 0 | 0 | 0 | 0 | 0 | 0
VIC1 | Pumped Hydro Pump | 0 | 0 | 0 | 0 | 0 | 0 | 0 | 0 | 0 | 0 | 0 | 0 | 0 | 0 | 0 | 0 | 0 | 0 | 0 | 0 | 0
VIC1 | VPP pump | 0 | 0 | 0 | 0 | 0 | 0 | 0 | 0 | 0 | 0 | 0 | 0 | 0 | 0 | 0 | 0 | 0 | 0 | 0 | 0 | 0
Region | Technology | 2021-22 | 2022-23 | 2023-24 | 2024-25 | 2025-26 | 2026-27 | 2027-28 | 2028-29 | 2029-30 | 2030-31 | 2031-32 | 2032-33 | 2033-34 | 2034-35 | 2035-36 | 2036-37 | 2037-38 | 2038-39 | 2039-40 | 2040-41 | 2041-42
SA1 | LS Battery pump | 0 | 0 | 0 | 0 | 0 | 0 | 0 | 0 | 0 | 0 | 0 | 0 | 0 | 0 | 0 | 0 | 0 | 0 | 0 | 0 | 0
SA1 | Pumped Hydro Pump | 0 | 0 | 0 | 0 | 0 | 0 | 0 | 0 | 0 | 0 | 0 | 0 | 0 | 0 | 0 | 0 | 0 | 0 | 0 | 0 | 0
SA1 | VPP pump | 0 | 0 | 0 | 0 | 0 | 0 | 0 | 0 | 0 | 0 | 0 | 0 | 0 | 0 | 0 | 0 | 0 | 0 | 0 | 0 | 0
Region | Technology | 2021-22 | 2022-23 | 2023-24 | 2024-25 | 2025-26 | 2026-27 | 2027-28 | 2028-29 | 2029-30 | 2030-31 | 2031-32 | 2032-33 | 2033-34 | 2034-35 | 2035-36 | 2036-37 | 2037-38 | 2038-39 | 2039-40 | 2040-41 | 2041-42
TAS1 | LS Battery pump | 0 | 0 | 0 | 0 | 0 | 0 | 0 | 0 | 0 | 0 | 0 | 0 | 0 | 0 | 0 | 0 | 0 | 0 | 0 | 0 | 0
TAS1 | Pumped Hydro Pump | 0 | 0 | 0 | 0 | 0 | 0 | 0 | 0 | 0 | 0 | 0 | 0 | 0 | 0 | 0 | 0 | 0 | 0 | 0 | 0 | 0
TAS1 | VPP pump | 0 | 0 | 0 | 0 | 0 | 0 | 0 | 0 | 0 | 0 | 0 | 0 | 0 | 0 | 0 | 0 | 0 | 0 | 0 | 0 | 0
Ernst & Young’s liability is limited by a scheme approved under Professional Standards Legislation

## M31_34_Build Cost
New generation build cost (CAPEX) by technology ($000s) - Marinus 1500MW M31_34, Step Change Scenario
CAPEX (Install) | Real June 2019 dollars discounted to 1 July 2019. The total capital costs are annualised for modelling purposes.
Explicitly modelled generation
Region | Technology | 2021-22 | 2022-23 | 2023-24 | 2024-25 | 2025-26 | 2026-27 | 2027-28 | 2028-29 | 2029-30 | 2030-31 | 2031-32 | 2032-33 | 2033-34 | 2034-35 | 2035-36 | 2036-37 | 2037-38 | 2038-39 | 2039-40 | 2040-41 | 2041-42
NEM | Black Coal | 0 | 0 | 0 | 0 | 0 | 0 | 0 | 0 | 0 | 0 | 0 | 0 | 0 | 0 | 0 | 0 | 0 | 0 | 0 | 0 | 0
NEM | Brown Coal | 0 | 0 | 0 | 0 | 0 | 0 | 0 | 0 | 0 | 0 | 0 | 0 | 0 | 0 | 0 | 0 | 0 | 0 | 0 | 0 | 0
NEM | CCGT | 0.0012716 | 0.0012008 | 0.0012459 | 0.0029879 | 0.0028214 | 0.0026642 | 0.0025225 | 23107.048 | 21819.6865 | 20604.0477 | 19507.9082 | 18369.2922 | 17345.885 | 16379.4948 | 15508.1024 | 14602.9425 | 13789.3701 | 13021.1238 | 12328.3974 | 11608.8271 | 10962.0731
NEM | Gas - Steam | 0 | 0 | 0 | 0 | 0 | 0 | 0 | 0 | 0 | 0 | 0 | 0 | 0 | 0 | 0 | 0 | 0 | 0 | 0 | 0 | 0
NEM | OCGT / Diesel | 0.0011143 | 0.0010842 | 0.0011141 | 0.0010946 | 0.0010791 | 0.0010393 | 0.001014 | 0.0011399 | 0.0011529 | 0.0011236 | 0.001096 | 0.0015115 | 0.0014581 | 0.0014132 | 0.0013857 | 0.0015835 | 24672.2143 | 23297.6528 | 22058.2131 | 20770.7435 | 19613.5444
NEM | Hydro | 0 | 0 | 0 | 0 | 0 | 0 | 0 | 0 | 0 | 0 | 0 | 0 | 0 | 0 | 0 | 0 | 0 | 0 | 0 | 0 | 0
NEM | Wind | 107720.1611 | 101718.7589 | 115501.8146 | 457042.8709 | 825918.2147 | 1135498.0353 | 1140420.5447 | 1288015.3119 | 1382074.6313 | 1458926.0881 | 1456178.1096 | 1536612.6913 | 1524294.6461 | 1469763.9453 | 1437935.4966 | 1423957.3249 | 1440004.1918 | 1402968.5269 | 1370154.5465 | 1302746.519 | 1328868.1527
NEM | Solar PV | 0.0043085 | 0.004604 | 0.0056907 | 0.0080509 | 0.0097824 | 261410.1012 | 373289.7347 | 390054.3729 | 368323.2982 | 354374.4159 | 365846.9661 | 426137.5769 | 438219.4314 | 413804.9403 | 437302.1211 | 411778.1505 | 435146.2665 | 422801.8551 | 401691.6282 | 435059.6962 | 451702.1971
NEM | LS Battery | 0.0039681 | 0.0043509 | 0.0045971 | 0.0045541 | 0.0046508 | 83496.1321 | 97525.838 | 182666.3754 | 172489.4951 | 162879.5987 | 154214.3689 | 145213.3534 | 137123.0907 | 129483.5605 | 122595.0087 | 69244.421 | 60299.0727 | 5754.1552 | 11793.0927 | 11104.7664 | 23593.9554
NEM | Pumped Hydro | 0 | 0 | 0.0073236 | 38637.4714 | 36484.865 | 162260.4935 | 311140.6274 | 292980.3172 | 276657.526 | 261244.1233 | 277507.0692 | 400388.1354 | 378081.3373 | 371361.2965 | 359015.234 | 372455.3385 | 402716.9618 | 380280.417 | 417453.7214 | 393088.2404 | 444178.7966
NEM | VPP | 0 | 0 | 0 | 0 | 0 | 0 | 0 | 0 | 0 | 0 | 0 | 0 | 0 | 0 | 0 | 0 | 0 | 0 | 0 | 0 | 0
Total excluding storage |  | 107720.1678 | 101718.7658 | 115501.8227 | 457042.883 | 825918.2284 | 1396908.1402 | 1513710.2829 | 1701176.734 | 1772217.6171 | 1833904.5529 | 1841532.985 | 1981119.5619 | 1979859.964 | 1899948.3819 | 1890745.7215 | 1850338.4194 | 1913612.0428 | 1862089.1586 | 1806232.7852 | 1770185.7858 | 1811145.9673
Region | Technology | 2021-22 | 2022-23 | 2023-24 | 2024-25 | 2025-26 | 2026-27 | 2027-28 | 2028-29 | 2029-30 | 2030-31 | 2031-32 | 2032-33 | 2033-34 | 2034-35 | 2035-36 | 2036-37 | 2037-38 | 2038-39 | 2039-40 | 2040-41 | 2041-42
NSW1 | Black Coal | 0 | 0 | 0 | 0 | 0 | 0 | 0 | 0 | 0 | 0 | 0 | 0 | 0 | 0 | 0 | 0 | 0 | 0 | 0 | 0 | 0
NSW1 | Brown Coal | 0 | 0 | 0 | 0 | 0 | 0 | 0 | 0 | 0 | 0 | 0 | 0 | 0 | 0 | 0 | 0 | 0 | 0 | 0 | 0 | 0
NSW1 | CCGT | 0.00024558 | 0.00023189 | 0.00023933 | 0.00027438 | 0.00025909 | 0.00024466 | 0.00023164 | 0.00021812 | 0.00023055 | 0.0002177 | 0.00020612 | 0.00026763 | 0.00025272 | 0.00023864 | 0.00022594 | 0.00021275 | 0.00035052 | 0.00033099 | 0.00031338 | 0.00029509 | 0.00027865
NSW1 | Gas - Steam | 0 | 0 | 0 | 0 | 0 | 0 | 0 | 0 | 0 | 0 | 0 | 0 | 0 | 0 | 0 | 0 | 0 | 0 | 0 | 0 | 0
NSW1 | OCGT / Diesel | 0.00020211 | 0.00020159 | 0.00020281 | 0.00021009 | 0.00019838 | 0.00019696 | 0.00019745 | 0.00019752 | 0.00023023 | 0.00021741 | 0.00020584 | 0.00043163 | 0.00040759 | 0.00038488 | 0.0003644 | 0.00046817 | 24672.1981 | 23297.6375 | 22058.1985 | 20770.7297 | 19613.5314
NSW1 | Hydro | 0 | 0 | 0 | 0 | 0 | 0 | 0 | 0 | 0 | 0 | 0 | 0 | 0 | 0 | 0 | 0 | 0 | 0 | 0 | 0 | 0
NSW1 | Wind | 0.0056189 | 0.0059312 | 0.0075031 | 42335.6252 | 343329.205 | 381208.3899 | 360928.0266 | 397979.6953 | 375807.0806 | 489662.5141 | 477871.1899 | 509101.9119 | 480738.3491 | 453955.0038 | 429804.5059 | 404718.1478 | 382170.1111 | 360878.2918 | 347738.5626 | 334453.0716 | 396695.2558
NSW1 | Solar PV | 0.00098135 | 0.0011109 | 0.0014155 | 0.0022028 | 0.0039392 | 175033.9083 | 195966.7896 | 196929.4817 | 185957.9618 | 175597.6976 | 166255.8646 | 204468.2348 | 215463.91 | 203459.7827 | 215748.0426 | 203155.4974 | 232304.2752 | 230363.1369 | 219490.6842 | 225738.562 | 219666.5632
NSW1 | LS Battery | 0.0007205 | 0.00081018 | 0.00082709 | 0.0008639 | 0.00085162 | 0.011971 | 15511.8879 | 20006.5826 | 18891.9571 | 17839.4307 | 16890.369 | 15904.5304 | 15018.4422 | 14181.7207 | 13427.2502 | 12643.5369 | 3222.5508 | 0 | 0 | 0 | 0
NSW1 | Pumped Hydro | 0 | 0 | 0.001782 | 0.0020181 | 0.0019057 | 0.0027836 | 0.0031933 | 0.0033213 | 0.0055592 | 0.0052495 | 0.0054717 | 85397.8622 | 80640.0965 | 76147.3999 | 72096.3429 | 102283.014 | 124303.234 | 117377.9358 | 127512.283 | 120069.7859 | 144314.0015
NSW1 | VPP | 0 | 0 | 0 | 0 | 0 | 0 | 0 | 0 | 0 | 0 | 0 | 0 | 0 | 0 | 0 | 0 | 0 | 0 | 0 | 0 | 0
Total excluding storage |  | 0.007048 | 0.0074755 | 0.0093607 | 42335.6279 | 343329.2094 | 556242.2986 | 556894.8165 | 594909.1773 | 561765.0429 | 665260.2122 | 644127.0549 | 713570.1474 | 696202.2598 | 657414.7871 | 645552.549 | 607873.6459 | 639146.5848 | 614539.0666 | 589287.4456 | 580962.3636 | 635975.3506
Region | Technology | 2021-22 | 2022-23 | 2023-24 | 2024-25 | 2025-26 | 2026-27 | 2027-28 | 2028-29 | 2029-30 | 2030-31 | 2031-32 | 2032-33 | 2033-34 | 2034-35 | 2035-36 | 2036-37 | 2037-38 | 2038-39 | 2039-40 | 2040-41 | 2041-42
QLD1 | Black Coal | 0 | 0 | 0 | 0 | 0 | 0 | 0 | 0 | 0 | 0 | 0 | 0 | 0 | 0 | 0 | 0 | 0 | 0 | 0 | 0 | 0
QLD1 | Brown Coal | 0 | 0 | 0 | 0 | 0 | 0 | 0 | 0 | 0 | 0 | 0 | 0 | 0 | 0 | 0 | 0 | 0 | 0 | 0 | 0 | 0
QLD1 | CCGT | 0.00025815 | 0.00024377 | 0.00024449 | 0.00029532 | 0.00027887 | 0.00026333 | 0.00024932 | 0.00028511 | 0.00026923 | 0.00025423 | 0.00026788 | 0.0002826 | 0.00028652 | 0.00027056 | 0.00025617 | 0.00024122 | 0.00037972 | 0.00035856 | 0.00033949 | 0.00031967 | 0.00030775
QLD1 | Gas - Steam | 0 | 0 | 0 | 0 | 0 | 0 | 0 | 0 | 0 | 0 | 0 | 0 | 0 | 0 | 0 | 0 | 0 | 0 | 0 | 0 | 0
QLD1 | OCGT / Diesel | 0.00020406 | 0.00020314 | 0.00020398 | 0.00020718 | 0.00024113 | 0.0002277 | 0.00021558 | 0.0003464 | 0.0003271 | 0.00030888 | 0.00029244 | 0.00047521 | 0.00044873 | 0.00042373 | 0.00040119 | 0.00042459 | 0.013645 | 0.012885 | 0.0122 | 0.011487 | 0.010847
QLD1 | Hydro | 0 | 0 | 0 | 0 | 0 | 0 | 0 | 0 | 0 | 0 | 0 | 0 | 0 | 0 | 0 | 0 | 0 | 0 | 0 | 0 | 0
QLD1 | Wind | 92749.4337 | 87582.0931 | 82922.7096 | 327961.0997 | 387108.4735 | 497793.7103 | 482940.4339 | 516016.2877 | 531509.6966 | 501897.7303 | 511917.883 | 567322.4443 | 571094.3045 | 551291.1315 | 568325.6217 | 586361.8093 | 597108.6097 | 563841.9353 | 533845.4305 | 502686.526 | 474680.3863
QLD1 | Solar PV | 0.0014191 | 0.001577 | 0.0018691 | 0.002312 | 0.0022155 | 31376.7002 | 29707.4535 | 54125.2587 | 51109.7816 | 54833.796 | 82241.9676 | 101150.6414 | 101187.6025 | 95550.1439 | 112866.1828 | 106278.5332 | 100357.4441 | 94766.2361 | 89724.6533 | 121820.3581 | 130109.8395
QLD1 | LS Battery | 0.00073072 | 0.00081699 | 0.00083587 | 0.0008785 | 0.00099317 | 74961.3994 | 73933.2778 | 155050.7641 | 146412.4307 | 138255.3641 | 130900.1504 | 123259.9139 | 116392.7421 | 109908.1605 | 104061.0241 | 55752.2115 | 50982.8713 | 0 | 0 | 0 | 0
QLD1 | Pumped Hydro | 0 | 0 | 0.00091904 | 0.0010843 | 0.0013932 | 0.0016471 | 0.0018035 | 0.0057406 | 0.0054207 | 0.0051187 | 30161.189 | 82081.2084 | 77508.2232 | 73190.0125 | 69296.289 | 65251.6792 | 66056.7714 | 62376.5546 | 96267.9054 | 90649.0459 | 125755.4572
QLD1 | VPP | 0 | 0 | 0 | 0 | 0 | 0 | 0 | 0 | 0 | 0 | 0 | 0 | 0 | 0 | 0 | 0 | 0 | 0 | 0 | 0 | 0
Total excluding storage |  | 92749.4355 | 87582.0951 | 82922.7119 | 327961.1025 | 387108.4762 | 529170.411 | 512647.8878 | 570141.5471 | 582619.4788 | 556731.5269 | 594159.8512 | 668473.0865 | 672281.9077 | 646841.2762 | 681191.8052 | 692640.3432 | 697466.0678 | 658608.1847 | 623570.0963 | 624506.896 | 604790.237
Region | Technology | 2021-22 | 2022-23 | 2023-24 | 2024-25 | 2025-26 | 2026-27 | 2027-28 | 2028-29 | 2029-30 | 2030-31 | 2031-32 | 2032-33 | 2033-34 | 2034-35 | 2035-36 | 2036-37 | 2037-38 | 2038-39 | 2039-40 | 2040-41 | 2041-42
VIC1 | Black Coal | 0 | 0 | 0 | 0 | 0 | 0 | 0 | 0 | 0 | 0 | 0 | 0 | 0 | 0 | 0 | 0 | 0 | 0 | 0 | 0 | 0
VIC1 | Brown Coal | 0 | 0 | 0 | 0 | 0 | 0 | 0 | 0 | 0 | 0 | 0 | 0 | 0 | 0 | 0 | 0 | 0 | 0 | 0 | 0 | 0
VIC1 | CCGT | 0.00030099 | 0.00028422 | 0.0002691 | 0.001954 | 0.0018451 | 0.0017423 | 0.0016496 | 23107.0471 | 21819.6857 | 20604.0469 | 19507.9074 | 18369.2913 | 17345.8841 | 16379.494 | 15508.1016 | 14602.9417 | 13789.3689 | 13021.1227 | 12328.3963 | 11608.826 | 10962.0721
VIC1 | Gas - Steam | 0 | 0 | 0 | 0 | 0 | 0 | 0 | 0 | 0 | 0 | 0 | 0 | 0 | 0 | 0 | 0 | 0 | 0 | 0 | 0 | 0
VIC1 | OCGT / Diesel | 0.00029855 | 0.00028191 | 0.00026692 | 0.00025134 | 0.00023733 | 0.00022411 | 0.00021219 | 0.00020768 | 0.00020704 | 0.00020802 | 0.00020644 | 0.0002089 | 0.00020772 | 0.00020734 | 0.00021152 | 0.00020798 | 0.0004904 | 0.00046308 | 0.00045517 | 0.00042861 | 0.00042561
VIC1 | Hydro | 0 | 0 | 0 | 0 | 0 | 0 | 0 | 0 | 0 | 0 | 0 | 0 | 0 | 0 | 0 | 0 | 0 | 0 | 0 | 0 | 0
VIC1 | Wind | 0.004398 | 0.0042804 | 0.0043652 | 47569.6021 | 44919.361 | 108652.1864 | 144809.0441 | 195149.7299 | 267632.3165 | 253913.3023 | 255256.8714 | 245946.3231 | 265340.2617 | 250557.3764 | 237227.6734 | 223381.4288 | 233294.4918 | 253934.9397 | 246081.4574 | 236390.2405 | 241046.1621
VIC1 | Solar PV | 0.00046439 | 0.00043852 | 0.00042968 | 0.00090263 | 0.00085802 | 53558.9365 | 133288.8129 | 125509.1577 | 118516.6739 | 111913.7619 | 105959.9272 | 99775.3743 | 94216.5952 | 88967.5119 | 84234.4223 | 79317.92 | 80741.2031 | 77140.5233 | 73036.6318 | 68773.7098 | 81843.0048
VIC1 | LS Battery | 0.0010344 | 0.00097679 | 0.0010327 | 0.00097242 | 0.00096654 | 0.0067475 | 0.0063885 | 0.0060156 | 0.0056805 | 0.005364 | 0.0044942 | 0.0042319 | 0.0039355 | 0.0037162 | 0.0034912 | 0 | 0 | 0 | 0.00077701 | 0.00073166 | 0.0012507
VIC1 | Pumped Hydro | 0 | 0 | 0.0014441 | 38637.4653 | 36484.8586 | 162260.4856 | 311140.6187 | 292980.3043 | 276657.5111 | 261244.1086 | 247345.8692 | 232909.0568 | 219933.0092 | 207679.8953 | 196631.2829 | 185154.5238 | 174839.0215 | 165098.2261 | 156314.9671 | 147191.3466 | 138990.8843
VIC1 | VPP | 0 | 0 | 0 | 0 | 0 | 0 | 0 | 0 | 0 | 0 | 0 | 0 | 0 | 0 | 0 | 0 | 0 | 0 | 0 | 0 | 0
Total excluding storage |  | 0.0054619 | 0.005285 | 0.0053309 | 47569.6052 | 44919.364 | 162211.1249 | 278097.8589 | 343765.9349 | 407968.6763 | 386431.1113 | 380724.7062 | 364090.989 | 376902.7412 | 355904.3825 | 336970.1975 | 317302.2906 | 327825.0644 | 344096.5861 | 331446.486 | 316772.7768 | 333851.2394
Region | Technology | 2021-22 | 2022-23 | 2023-24 | 2024-25 | 2025-26 | 2026-27 | 2027-28 | 2028-29 | 2029-30 | 2030-31 | 2031-32 | 2032-33 | 2033-34 | 2034-35 | 2035-36 | 2036-37 | 2037-38 | 2038-39 | 2039-40 | 2040-41 | 2041-42
SA1 | Black Coal | 0 | 0 | 0 | 0 | 0 | 0 | 0 | 0 | 0 | 0 | 0 | 0 | 0 | 0 | 0 | 0 | 0 | 0 | 0 | 0 | 0
SA1 | Brown Coal | 0 | 0 | 0 | 0 | 0 | 0 | 0 | 0 | 0 | 0 | 0 | 0 | 0 | 0 | 0 | 0 | 0 | 0 | 0 | 0 | 0
SA1 | CCGT | 0.00025195 | 0.00023792 | 0.00030079 | 0.00028323 | 0.00026745 | 0.00025255 | 0.00023912 | 0.00022516 | 0.00021262 | 0.00020077 | 0.00019009 | 0.00019403 | 0.00020469 | 0.00019329 | 0.00018301 | 0.00018389 | 0.0003025 | 0.00028564 | 0.00027045 | 0.00025466 | 0.00028955
SA1 | Gas - Steam | 0 | 0 | 0 | 0 | 0 | 0 | 0 | 0 | 0 | 0 | 0 | 0 | 0 | 0 | 0 | 0 | 0 | 0 | 0 | 0 | 0
SA1 | OCGT / Diesel | 0.00020532 | 0.00020465 | 0.00024551 | 0.00023118 | 0.0002183 | 0.00020614 | 0.00020314 | 0.00020272 | 0.00020206 | 0.00020256 | 0.00020219 | 0.00020405 | 0.00020315 | 0.00020402 | 0.00021144 | 0.00028899 | 0.0017403 | 0.0016434 | 0.0015559 | 0.0014651 | 0.0013835
SA1 | Hydro | 0 | 0 | 0 | 0 | 0 | 0 | 0 | 0 | 0 | 0 | 0 | 0 | 0 | 0 | 0 | 0 | 0 | 0 | 0 | 0 | 0
SA1 | Wind | 0.00858 | 0.0088718 | 0.010922 | 8499.0013 | 8025.4971 | 95185.4428 | 90121.5599 | 109942.222 | 131796.6237 | 132730.8874 | 125669.5779 | 121884.9595 | 115094.3911 | 108682.1448 | 102900.2329 | 106438.9754 | 121156.1288 | 115368.2222 | 138690.2028 | 131476.2076 | 124151.2841
SA1 | Solar PV | 0.0012898 | 0.0013322 | 0.0018054 | 0.0024135 | 0.0025384 | 1440.5556 | 14326.6782 | 13490.4744 | 12738.8804 | 12029.16 | 11389.2062 | 20743.3259 | 27351.3235 | 25827.5009 | 24453.4726 | 23026.1992 | 21743.3421 | 20531.9567 | 19439.6553 | 18305.0229 | 19684.2595
SA1 | LS Battery | 0.00076413 | 0.00090534 | 0.0010536 | 0.00099207 | 0.00096637 | 8534.7115 | 8080.6631 | 7609.0198 | 7185.099 | 6784.796 | 6423.843 | 6048.9031 | 5711.9008 | 5393.6741 | 5106.7295 | 848.6723 | 6093.6502 | 5754.1551 | 11793.091 | 11104.7648 | 23593.9532
SA1 | Pumped Hydro | 0 | 0 | 0.0013179 | 0.001241 | 0.0011718 | 0.0013837 | 0.0014968 | 0.0015253 | 0.0016455 | 0.0018675 | 0.0018772 | 0.0020559 | 0.0019413 | 0.0018332 | 0.002072 | 0.0024865 | 0.0043284 | 0.0040872 | 0.0038698 | 0.0036439 | 0.0043551
SA1 | VPP | 0 | 0 | 0 | 0 | 0 | 0 | 0 | 0 | 0 | 0 | 0 | 0 | 0 | 0 | 0 | 0 | 0 | 0 | 0 | 0 | 0
Total excluding storage |  | 0.010327 | 0.010647 | 0.013273 | 8499.0043 | 8025.5002 | 96625.9989 | 104448.2385 | 123432.6968 | 144535.5046 | 144760.0478 | 137058.7846 | 142628.2858 | 142445.715 | 134509.6461 | 127353.706 | 129465.1751 | 142899.4729 | 135900.1809 | 158129.8599 | 149781.2322 | 143835.5453
Region | Technology | 2021-22 | 2022-23 | 2023-24 | 2024-25 | 2025-26 | 2026-27 | 2027-28 | 2028-29 | 2029-30 | 2030-31 | 2031-32 | 2032-33 | 2033-34 | 2034-35 | 2035-36 | 2036-37 | 2037-38 | 2038-39 | 2039-40 | 2040-41 | 2041-42
TAS1 | Black Coal | 0 | 0 | 0 | 0 | 0 | 0 | 0 | 0 | 0 | 0 | 0 | 0 | 0 | 0 | 0 | 0 | 0 | 0 | 0 | 0 | 0
TAS1 | Brown Coal | 0 | 0 | 0 | 0 | 0 | 0 | 0 | 0 | 0 | 0 | 0 | 0 | 0 | 0 | 0 | 0 | 0 | 0 | 0 | 0 | 0
TAS1 | CCGT | 0.00021493 | 0.00020296 | 0.00019216 | 0.00018095 | 0.00017087 | 0.00016135 | 0.00015276 | 0.00014385 | 0.00014457 | 0.00013651 | 0.00014532 | 0.0001578 | 0.00014901 | 0.00015728 | 0.00014892 | 0.00014022 | 0.00017084 | 0.00016132 | 0.00018005 | 0.00016954 | 0.00017679
TAS1 | Gas - Steam | 0 | 0 | 0 | 0 | 0 | 0 | 0 | 0 | 0 | 0 | 0 | 0 | 0 | 0 | 0 | 0 | 0 | 0 | 0 | 0 | 0
TAS1 | OCGT / Diesel | 0.00020426 | 0.00019288 | 0.00019487 | 0.00019477 | 0.00018392 | 0.00018441 | 0.00018568 | 0.00018554 | 0.00018645 | 0.00018676 | 0.00018912 | 0.00019176 | 0.00019092 | 0.00019326 | 0.00019718 | 0.00019379 | 0.0002958 | 0.00027932 | 0.00039224 | 0.00036935 | 0.00035893
TAS1 | Hydro | 0 | 0 | 0 | 0 | 0 | 0 | 0 | 0 | 0 | 0 | 0 | 0 | 0 | 0 | 0 | 0 | 0 | 0 | 0 | 0 | 0
TAS1 | Wind | 14970.7088 | 14136.6467 | 32579.0823 | 30677.5426 | 42535.678 | 52658.3058 | 61621.4802 | 68927.377 | 75328.9138 | 80721.6539 | 85462.5873 | 92357.0525 | 92027.3396 | 105278.2888 | 99677.4627 | 103056.9636 | 106274.8504 | 108945.1378 | 103798.8932 | 97740.4733 | 92295.0644
TAS1 | Solar PV | 0.00015391 | 0.00014533 | 0.00017099 | 0.00021997 | 0.00023129 | 0.00055893 | 0.0005292 | 0.00049831 | 0.00047055 | 0.00044433 | 0.00042069 | 0.00039614 | 0.00037407 | 0.00077729 | 0.00073594 | 0.00070246 | 0.0020403 | 0.0020656 | 0.0035635 | 422.0433 | 398.5301
TAS1 | LS Battery | 0.00071831 | 0.00084165 | 0.00084786 | 0.00084721 | 0.00087307 | 0.0025299 | 0.0027942 | 0.0027907 | 0.0026352 | 0.0024884 | 0.0019502 | 0.0017443 | 0.0016185 | 0.0015008 | 0.0013796 | 0.00033824 | 0.00025707 | 0.00015284 | 0.00085029 | 0.00080066 | 0.00096078
TAS1 | Pumped Hydro | 0 | 0 | 0.0018606 | 0.0018102 | 0.001933 | 0.002089 | 0.002206 | 0.0022647 | 0.0022845 | 0.0025348 | 0.0036102 | 0.0058157 | 0.0064081 | 14343.987 | 20991.3171 | 19766.1189 | 37517.9305 | 35427.6964 | 37358.5619 | 35178.0583 | 35118.4493
TAS1 | VPP | 0 | 0 | 0 | 0 | 0 | 0 | 0 | 0 | 0 | 0 | 0 | 0 | 0 | 0 | 0 | 0 | 0 | 0 | 0 | 0 | 0
Total excluding storage |  | 14970.7094 | 14136.6472 | 32579.0828 | 30677.5432 | 42535.6786 | 52658.3067 | 61621.4811 | 68927.3778 | 75328.9146 | 80721.6547 | 85462.5881 | 92357.0532 | 92027.3404 | 105278.2899 | 99677.4637 | 103056.9646 | 106274.8529 | 108945.1404 | 103798.8973 | 98162.5171 | 92693.595
Ernst & Young’s liability is limited by a scheme approved under Professional Standards Legislation

## M31_34_REHAB Cost
Rehabilitation cost by technology ($000s) - Marinus 1500MW M31_34, Step Change Scenario
REHAB | Real June 2019 dollars discounted to 1 July 2019
Explicitly modelled generation
Region | Technology | 2021-22 | 2022-23 | 2023-24 | 2024-25 | 2025-26 | 2026-27 | 2027-28 | 2028-29 | 2029-30 | 2030-31 | 2031-32 | 2032-33 | 2033-34 | 2034-35 | 2035-36 | 2036-37 | 2037-38 | 2038-39 | 2039-40 | 2040-41 | 2041-42
NEM | Black Coal | 0 | 0 | 0 | 164640.7051 | 116543.0575 | 68675.929 | 15138.295 | 1.8935e-05 | 40231.4363 | 8224.522 | 15787.8741 | 0.0020774 | 25413.3584 | 2175.2706 | 3136.72 | 0 | 0 | 0 | 0 | 27112.9995 | 8555.4843
NEM | Brown Coal | 0 | 0 | 0 | 68735.8016 | 5585.459 | 87325.4966 | 110921.2447 | 31221.4157 | 0 | 0 | 9.0217e-06 | 0 | 0 | 0.0035826 | 0.0012852 | 1.0222e-05 | 0 | 0.00032318 | 0 | 0 | 0
NEM | CCGT | 0 | 0 | 0 | 0 | 0 | 0 | 0 | 0 | 0 | 0 | 0 | 0 | 0 | 0 | 0 | 0 | 0 | 0 | 0 | 0 | 0
NEM | Gas - Steam | 0 | 0 | 0 | 0 | 0 | 0 | 0 | 0 | 0 | 0 | 0 | 0 | 0 | 0 | 0 | 0 | 0 | 0 | 0 | 0 | 0
NEM | OCGT / Diesel | 0 | 0 | 0 | 0 | 0 | 0 | 0 | 0 | 0 | 0 | 0 | 0 | 0 | 0 | 0 | 0 | 0 | 0 | 0 | 0 | 0
NEM | Hydro | 0 | 0 | 0 | 0 | 0 | 0 | 0 | 0 | 0 | 0 | 0 | 0 | 0 | 0 | 0 | 0 | 0 | 0 | 0 | 0 | 0
NEM | Wind | 0 | 0 | 0 | 0 | 0 | 0 | 0 | 0 | 0 | 0 | 0 | 0 | 0 | 0 | 0 | 0 | 0 | 0 | 0 | 0 | 0
NEM | Solar PV | 0 | 0 | 0 | 0 | 0 | 0 | 0 | 0 | 0 | 0 | 0 | 0 | 0 | 0 | 0 | 0 | 0 | 0 | 0 | 0 | 0
NEM | LS Battery | 0 | 0 | 0 | 0 | 0 | 0 | 0 | 0 | 0 | 0 | 0 | 0 | 0 | 0 | 0 | 0 | 0 | 0 | 0 | 0 | 0
NEM | Pumped Hydro | 0 | 0 | 0 | 0 | 0 | 0 | 0 | 0 | 0 | 0 | 0 | 0 | 0 | 0 | 0 | 0 | 0 | 0 | 0 | 0 | 0
NEM | VPP | 0 | 0 | 0 | 0 | 0 | 0 | 0 | 0 | 0 | 0 | 0 | 0 | 0 | 0 | 0 | 0 | 0 | 0 | 0 | 0 | 0
Total excluding storage |  | 0 | 0 | 0 | 233376.5067 | 122128.5165 | 156001.4256 | 126059.5397 | 31221.4157 | 40231.4363 | 8224.522 | 15787.8741 | 0.0020774 | 25413.3584 | 2175.2742 | 3136.7212 | 1.0222e-05 | 0 | 0.00032318 | 0 | 27112.9995 | 8555.4843
Region | Technology | 2021-22 | 2022-23 | 2023-24 | 2024-25 | 2025-26 | 2026-27 | 2027-28 | 2028-29 | 2029-30 | 2030-31 | 2031-32 | 2032-33 | 2033-34 | 2034-35 | 2035-36 | 2036-37 | 2037-38 | 2038-39 | 2039-40 | 2040-41 | 2041-42
NSW1 | Black Coal | 0 | 0 | 0 | 17885.2064 | 98034.891 | 23299.4665 | 1.6127e-06 | 0 | 0 | 3816.8213 | 10653.0987 | 0.00091403 | 0 | 2175.2706 | 0 | 0 | 0 | 0 | 0 | 0 | 2.8544e-07
NSW1 | Brown Coal | 0 | 0 | 0 | 0 | 0 | 0 | 0 | 0 | 0 | 0 | 0 | 0 | 0 | 0 | 0 | 0 | 0 | 0 | 0 | 0 | 0
NSW1 | CCGT | 0 | 0 | 0 | 0 | 0 | 0 | 0 | 0 | 0 | 0 | 0 | 0 | 0 | 0 | 0 | 0 | 0 | 0 | 0 | 0 | 0
NSW1 | Gas - Steam | 0 | 0 | 0 | 0 | 0 | 0 | 0 | 0 | 0 | 0 | 0 | 0 | 0 | 0 | 0 | 0 | 0 | 0 | 0 | 0 | 0
NSW1 | OCGT / Diesel | 0 | 0 | 0 | 0 | 0 | 0 | 0 | 0 | 0 | 0 | 0 | 0 | 0 | 0 | 0 | 0 | 0 | 0 | 0 | 0 | 0
NSW1 | Hydro | 0 | 0 | 0 | 0 | 0 | 0 | 0 | 0 | 0 | 0 | 0 | 0 | 0 | 0 | 0 | 0 | 0 | 0 | 0 | 0 | 0
NSW1 | Wind | 0 | 0 | 0 | 0 | 0 | 0 | 0 | 0 | 0 | 0 | 0 | 0 | 0 | 0 | 0 | 0 | 0 | 0 | 0 | 0 | 0
NSW1 | Solar PV | 0 | 0 | 0 | 0 | 0 | 0 | 0 | 0 | 0 | 0 | 0 | 0 | 0 | 0 | 0 | 0 | 0 | 0 | 0 | 0 | 0
NSW1 | LS Battery | 0 | 0 | 0 | 0 | 0 | 0 | 0 | 0 | 0 | 0 | 0 | 0 | 0 | 0 | 0 | 0 | 0 | 0 | 0 | 0 | 0
NSW1 | Pumped Hydro | 0 | 0 | 0 | 0 | 0 | 0 | 0 | 0 | 0 | 0 | 0 | 0 | 0 | 0 | 0 | 0 | 0 | 0 | 0 | 0 | 0
NSW1 | VPP | 0 | 0 | 0 | 0 | 0 | 0 | 0 | 0 | 0 | 0 | 0 | 0 | 0 | 0 | 0 | 0 | 0 | 0 | 0 | 0 | 0
Total excluding storage |  | 0 | 0 | 0 | 17885.2064 | 98034.891 | 23299.4665 | 1.6127e-06 | 0 | 0 | 3816.8213 | 10653.0987 | 0.00091403 | 0 | 2175.2706 | 0 | 0 | 0 | 0 | 0 | 0 | 2.8544e-07
Region | Technology | 2021-22 | 2022-23 | 2023-24 | 2024-25 | 2025-26 | 2026-27 | 2027-28 | 2028-29 | 2029-30 | 2030-31 | 2031-32 | 2032-33 | 2033-34 | 2034-35 | 2035-36 | 2036-37 | 2037-38 | 2038-39 | 2039-40 | 2040-41 | 2041-42
QLD1 | Black Coal | 0 | 0 | 0 | 146755.4987 | 18508.1665 | 45376.4625 | 15138.295 | 1.8935e-05 | 40231.4363 | 4407.7006 | 5134.7755 | 0.0011634 | 25413.3584 | 0 | 3136.72 | 0 | 0 | 0 | 0 | 27112.9995 | 8555.4843
QLD1 | Brown Coal | 0 | 0 | 0 | 0 | 0 | 0 | 0 | 0 | 0 | 0 | 0 | 0 | 0 | 0 | 0 | 0 | 0 | 0 | 0 | 0 | 0
QLD1 | CCGT | 0 | 0 | 0 | 0 | 0 | 0 | 0 | 0 | 0 | 0 | 0 | 0 | 0 | 0 | 0 | 0 | 0 | 0 | 0 | 0 | 0
QLD1 | Gas - Steam | 0 | 0 | 0 | 0 | 0 | 0 | 0 | 0 | 0 | 0 | 0 | 0 | 0 | 0 | 0 | 0 | 0 | 0 | 0 | 0 | 0
QLD1 | OCGT / Diesel | 0 | 0 | 0 | 0 | 0 | 0 | 0 | 0 | 0 | 0 | 0 | 0 | 0 | 0 | 0 | 0 | 0 | 0 | 0 | 0 | 0
QLD1 | Hydro | 0 | 0 | 0 | 0 | 0 | 0 | 0 | 0 | 0 | 0 | 0 | 0 | 0 | 0 | 0 | 0 | 0 | 0 | 0 | 0 | 0
QLD1 | Wind | 0 | 0 | 0 | 0 | 0 | 0 | 0 | 0 | 0 | 0 | 0 | 0 | 0 | 0 | 0 | 0 | 0 | 0 | 0 | 0 | 0
QLD1 | Solar PV | 0 | 0 | 0 | 0 | 0 | 0 | 0 | 0 | 0 | 0 | 0 | 0 | 0 | 0 | 0 | 0 | 0 | 0 | 0 | 0 | 0
QLD1 | LS Battery | 0 | 0 | 0 | 0 | 0 | 0 | 0 | 0 | 0 | 0 | 0 | 0 | 0 | 0 | 0 | 0 | 0 | 0 | 0 | 0 | 0
QLD1 | Pumped Hydro | 0 | 0 | 0 | 0 | 0 | 0 | 0 | 0 | 0 | 0 | 0 | 0 | 0 | 0 | 0 | 0 | 0 | 0 | 0 | 0 | 0
QLD1 | VPP | 0 | 0 | 0 | 0 | 0 | 0 | 0 | 0 | 0 | 0 | 0 | 0 | 0 | 0 | 0 | 0 | 0 | 0 | 0 | 0 | 0
Total excluding storage |  | 0 | 0 | 0 | 146755.4987 | 18508.1665 | 45376.4625 | 15138.295 | 1.8935e-05 | 40231.4363 | 4407.7006 | 5134.7755 | 0.0011634 | 25413.3584 | 0 | 3136.72 | 0 | 0 | 0 | 0 | 27112.9995 | 8555.4843
Region | Technology | 2021-22 | 2022-23 | 2023-24 | 2024-25 | 2025-26 | 2026-27 | 2027-28 | 2028-29 | 2029-30 | 2030-31 | 2031-32 | 2032-33 | 2033-34 | 2034-35 | 2035-36 | 2036-37 | 2037-38 | 2038-39 | 2039-40 | 2040-41 | 2041-42
VIC1 | Black Coal | 0 | 0 | 0 | 0 | 0 | 0 | 0 | 0 | 0 | 0 | 0 | 0 | 0 | 0 | 0 | 0 | 0 | 0 | 0 | 0 | 0
VIC1 | Brown Coal | 0 | 0 | 0 | 68735.8016 | 5585.459 | 87325.4966 | 110921.2447 | 31221.4157 | 0 | 0 | 9.0217e-06 | 0 | 0 | 0.0035826 | 0.0012852 | 1.0222e-05 | 0 | 0.00032318 | 0 | 0 | 0
VIC1 | CCGT | 0 | 0 | 0 | 0 | 0 | 0 | 0 | 0 | 0 | 0 | 0 | 0 | 0 | 0 | 0 | 0 | 0 | 0 | 0 | 0 | 0
VIC1 | Gas - Steam | 0 | 0 | 0 | 0 | 0 | 0 | 0 | 0 | 0 | 0 | 0 | 0 | 0 | 0 | 0 | 0 | 0 | 0 | 0 | 0 | 0
VIC1 | OCGT / Diesel | 0 | 0 | 0 | 0 | 0 | 0 | 0 | 0 | 0 | 0 | 0 | 0 | 0 | 0 | 0 | 0 | 0 | 0 | 0 | 0 | 0
VIC1 | Hydro | 0 | 0 | 0 | 0 | 0 | 0 | 0 | 0 | 0 | 0 | 0 | 0 | 0 | 0 | 0 | 0 | 0 | 0 | 0 | 0 | 0
VIC1 | Wind | 0 | 0 | 0 | 0 | 0 | 0 | 0 | 0 | 0 | 0 | 0 | 0 | 0 | 0 | 0 | 0 | 0 | 0 | 0 | 0 | 0
VIC1 | Solar PV | 0 | 0 | 0 | 0 | 0 | 0 | 0 | 0 | 0 | 0 | 0 | 0 | 0 | 0 | 0 | 0 | 0 | 0 | 0 | 0 | 0
VIC1 | LS Battery | 0 | 0 | 0 | 0 | 0 | 0 | 0 | 0 | 0 | 0 | 0 | 0 | 0 | 0 | 0 | 0 | 0 | 0 | 0 | 0 | 0
VIC1 | Pumped Hydro | 0 | 0 | 0 | 0 | 0 | 0 | 0 | 0 | 0 | 0 | 0 | 0 | 0 | 0 | 0 | 0 | 0 | 0 | 0 | 0 | 0
VIC1 | VPP | 0 | 0 | 0 | 0 | 0 | 0 | 0 | 0 | 0 | 0 | 0 | 0 | 0 | 0 | 0 | 0 | 0 | 0 | 0 | 0 | 0
Total excluding storage |  | 0 | 0 | 0 | 68735.8016 | 5585.459 | 87325.4966 | 110921.2447 | 31221.4157 | 0 | 0 | 9.0217e-06 | 0 | 0 | 0.0035826 | 0.0012852 | 1.0222e-05 | 0 | 0.00032318 | 0 | 0 | 0
Region | Technology | 2021-22 | 2022-23 | 2023-24 | 2024-25 | 2025-26 | 2026-27 | 2027-28 | 2028-29 | 2029-30 | 2030-31 | 2031-32 | 2032-33 | 2033-34 | 2034-35 | 2035-36 | 2036-37 | 2037-38 | 2038-39 | 2039-40 | 2040-41 | 2041-42
SA1 | Black Coal | 0 | 0 | 0 | 0 | 0 | 0 | 0 | 0 | 0 | 0 | 0 | 0 | 0 | 0 | 0 | 0 | 0 | 0 | 0 | 0 | 0
SA1 | Brown Coal | 0 | 0 | 0 | 0 | 0 | 0 | 0 | 0 | 0 | 0 | 0 | 0 | 0 | 0 | 0 | 0 | 0 | 0 | 0 | 0 | 0
SA1 | CCGT | 0 | 0 | 0 | 0 | 0 | 0 | 0 | 0 | 0 | 0 | 0 | 0 | 0 | 0 | 0 | 0 | 0 | 0 | 0 | 0 | 0
SA1 | Gas - Steam | 0 | 0 | 0 | 0 | 0 | 0 | 0 | 0 | 0 | 0 | 0 | 0 | 0 | 0 | 0 | 0 | 0 | 0 | 0 | 0 | 0
SA1 | OCGT / Diesel | 0 | 0 | 0 | 0 | 0 | 0 | 0 | 0 | 0 | 0 | 0 | 0 | 0 | 0 | 0 | 0 | 0 | 0 | 0 | 0 | 0
SA1 | Hydro | 0 | 0 | 0 | 0 | 0 | 0 | 0 | 0 | 0 | 0 | 0 | 0 | 0 | 0 | 0 | 0 | 0 | 0 | 0 | 0 | 0
SA1 | Wind | 0 | 0 | 0 | 0 | 0 | 0 | 0 | 0 | 0 | 0 | 0 | 0 | 0 | 0 | 0 | 0 | 0 | 0 | 0 | 0 | 0
SA1 | Solar PV | 0 | 0 | 0 | 0 | 0 | 0 | 0 | 0 | 0 | 0 | 0 | 0 | 0 | 0 | 0 | 0 | 0 | 0 | 0 | 0 | 0
SA1 | LS Battery | 0 | 0 | 0 | 0 | 0 | 0 | 0 | 0 | 0 | 0 | 0 | 0 | 0 | 0 | 0 | 0 | 0 | 0 | 0 | 0 | 0
SA1 | Pumped Hydro | 0 | 0 | 0 | 0 | 0 | 0 | 0 | 0 | 0 | 0 | 0 | 0 | 0 | 0 | 0 | 0 | 0 | 0 | 0 | 0 | 0
SA1 | VPP | 0 | 0 | 0 | 0 | 0 | 0 | 0 | 0 | 0 | 0 | 0 | 0 | 0 | 0 | 0 | 0 | 0 | 0 | 0 | 0 | 0
Total excluding storage |  | 0 | 0 | 0 | 0 | 0 | 0 | 0 | 0 | 0 | 0 | 0 | 0 | 0 | 0 | 0 | 0 | 0 | 0 | 0 | 0 | 0
Region | Technology | 2021-22 | 2022-23 | 2023-24 | 2024-25 | 2025-26 | 2026-27 | 2027-28 | 2028-29 | 2029-30 | 2030-31 | 2031-32 | 2032-33 | 2033-34 | 2034-35 | 2035-36 | 2036-37 | 2037-38 | 2038-39 | 2039-40 | 2040-41 | 2041-42
TAS1 | Black Coal | 0 | 0 | 0 | 0 | 0 | 0 | 0 | 0 | 0 | 0 | 0 | 0 | 0 | 0 | 0 | 0 | 0 | 0 | 0 | 0 | 0
TAS1 | Brown Coal | 0 | 0 | 0 | 0 | 0 | 0 | 0 | 0 | 0 | 0 | 0 | 0 | 0 | 0 | 0 | 0 | 0 | 0 | 0 | 0 | 0
TAS1 | CCGT | 0 | 0 | 0 | 0 | 0 | 0 | 0 | 0 | 0 | 0 | 0 | 0 | 0 | 0 | 0 | 0 | 0 | 0 | 0 | 0 | 0
TAS1 | Gas - Steam | 0 | 0 | 0 | 0 | 0 | 0 | 0 | 0 | 0 | 0 | 0 | 0 | 0 | 0 | 0 | 0 | 0 | 0 | 0 | 0 | 0
TAS1 | OCGT / Diesel | 0 | 0 | 0 | 0 | 0 | 0 | 0 | 0 | 0 | 0 | 0 | 0 | 0 | 0 | 0 | 0 | 0 | 0 | 0 | 0 | 0
TAS1 | Hydro | 0 | 0 | 0 | 0 | 0 | 0 | 0 | 0 | 0 | 0 | 0 | 0 | 0 | 0 | 0 | 0 | 0 | 0 | 0 | 0 | 0
TAS1 | Wind | 0 | 0 | 0 | 0 | 0 | 0 | 0 | 0 | 0 | 0 | 0 | 0 | 0 | 0 | 0 | 0 | 0 | 0 | 0 | 0 | 0
TAS1 | Solar PV | 0 | 0 | 0 | 0 | 0 | 0 | 0 | 0 | 0 | 0 | 0 | 0 | 0 | 0 | 0 | 0 | 0 | 0 | 0 | 0 | 0
TAS1 | LS Battery | 0 | 0 | 0 | 0 | 0 | 0 | 0 | 0 | 0 | 0 | 0 | 0 | 0 | 0 | 0 | 0 | 0 | 0 | 0 | 0 | 0
TAS1 | Pumped Hydro | 0 | 0 | 0 | 0 | 0 | 0 | 0 | 0 | 0 | 0 | 0 | 0 | 0 | 0 | 0 | 0 | 0 | 0 | 0 | 0 | 0
TAS1 | VPP | 0 | 0 | 0 | 0 | 0 | 0 | 0 | 0 | 0 | 0 | 0 | 0 | 0 | 0 | 0 | 0 | 0 | 0 | 0 | 0 | 0
Total excluding storage |  | 0 | 0 | 0 | 0 | 0 | 0 | 0 | 0 | 0 | 0 | 0 | 0 | 0 | 0 | 0 | 0 | 0 | 0 | 0 | 0 | 0
Ernst & Young’s liability is limited by a scheme approved under Professional Standards Legislation

## M31_34_REZ Tx Cost
REZ transmission expansion cost by region ($000s) - Marinus 1500MW M31_34, Step Change Scenario
REZ Expansion | Real June 2019 dollars discounted to 1 July 2019. As with the total capital costs, the REZ transmission expansion costs are annualised for modelling purposes.
Region | Aggregation | 2021-22 | 2022-23 | 2023-24 | 2024-25 | 2025-26 | 2026-27 | 2027-28 | 2028-29 | 2029-30 | 2030-31 | 2031-32 | 2032-33 | 2033-34 | 2034-35 | 2035-36 | 2036-37 | 2037-38 | 2038-39 | 2039-40 | 2040-41 | 2041-42
NSW1 | Transmission | 0.00049908 | 0.00051088 | 0.00052838 | 0.00060738 | 17960.7227 | 36207.4711 | 34281.2263 | 41745.3194 | 39419.5653 | 65031.4273 | 64173.5191 | 76443.4142 | 78130.4266 | 73777.5511 | 69852.5705 | 65775.4922 | 73848.605 | 72996.5862 | 70855.7921 | 75468.4738 | 92608.1965
QLD1 | Transmission | 0.0005389 | 0.00055556 | 0.00061648 | 0.00078533 | 12518.2682 | 16089.6359 | 16382.4961 | 60812.7534 | 61888.6591 | 59839.0923 | 80082.9935 | 83329.5262 | 83643.4897 | 89983.9247 | 127841.4838 | 167699.5931 | 207000.0161 | 195467.4372 | 185068.5302 | 183832.3602 | 177498.7111
VIC1 | Transmission | 0.00014493 | 0.00013686 | 0.00012958 | 0.00012201 | 0.00011522 | 0.0001088 | 1487.9605 | 1401.1129 | 7418.4636 | 7093.1235 | 7817.7892 | 7780.5975 | 9849.4446 | 9300.7031 | 8805.9038 | 8291.9305 | 12297.8726 | 16124.2318 | 15708.9064 | 15159.5131 | 23775.7918
SA1 | Transmission | 0.00062451 | 0.00061115 | 0.00071385 | 0.0009334 | 0.00092047 | 2296.1158 | 2173.9622 | 6580.8066 | 10447.013 | 11128.7723 | 10536.7193 | 10472.2429 | 9888.8035 | 9337.8693 | 8841.0928 | 9867.0298 | 20116.1852 | 19152.8362 | 22979.1217 | 21926.1497 | 22454.7965
TAS1 | Transmission | 0 | 0 | 0 | 0 | 0 | 0 | 0 | 0 | 0 | 602.3991 | 1136.8976 | 2194.5779 | 2489.3515 | 2350.6624 | 2225.6067 | 2095.7049 | 1978.947 | 1868.6941 | 1769.2792 | 1666.0118 | 1573.1934
NEM | Total | 0.0018074 | 0.0018145 | 0.0019883 | 0.0024481 | 30478.9919 | 54593.2228 | 54325.6451 | 110539.9922 | 119173.701 | 143694.8144 | 163747.9187 | 180220.3587 | 184001.5158 | 184750.7106 | 217566.6575 | 253729.7506 | 315241.6259 | 305609.7854 | 296381.6296 | 298052.5087 | 317910.6893
Ernst & Young’s liability is limited by a scheme approved under Professional Standards Legislation

## M31_34_USE+DSP Cost
USE and USE / DSP cost by region ($000s) - Marinus 1500MW M31_34, Step Change Scenario
USE / DSP | Real June 2019 dollars discounted to 1 July 2019
Region | Aggregation | 2021-22 | 2022-23 | 2023-24 | 2024-25 | 2025-26 | 2026-27 | 2027-28 | 2028-29 | 2029-30 | 2030-31 | 2031-32 | 2032-33 | 2033-34 | 2034-35 | 2035-36 | 2036-37 | 2037-38 | 2038-39 | 2039-40 | 2040-41 | 2041-42
NSW1 | USE / DSP | 0.0010368 | 0.0010379 | 0.0010487 | 132.7403 | 0.0010699 | 0.0010618 | 0.0010659 | 0.0010726 | 1068.4779 | 0.0010837 | 131.1101 | 11580.2801 | 486.4087 | 932.8795 | 458.4041 | 1489.0399 | 9096.5505 | 0.0010867 | 1864.6677 | 0.0011314 | 2550.5685
QLD1 | USE / DSP | 0.0012186 | 0.0012178 | 0.0012258 | 0.0012459 | 480.3166 | 160.4115 | 0.0012468 | 17269.294 | 0.0012538 | 0.001263 | 60.8627 | 12752.5861 | 15587.3615 | 7418.8651 | 17.2959 | 4883.2994 | 4499.0975 | 0.0012507 | 12320.0019 | 0.0012996 | 724.0638
VIC1 | USE / DSP | 19443.4924 | 0.0010855 | 633.9567 | 0.0011292 | 0.0011258 | 0.0011218 | 0.0011284 | 0.0011367 | 0.0011357 | 0.0011469 | 0.001137 | 55.8609 | 0.0011509 | 0.001149 | 191.1229 | 164.6998 | 2802.806 | 0.0011392 | 1232.8148 | 0.0011761 | 1838.2406
SA1 | USE / DSP | 0.0010411 | 0.0010369 | 669.0947 | 0.0010723 | 0.0010699 | 0.0010466 | 0.0010404 | 0.0010464 | 0.001041 | 0.001048 | 0.0010466 | 6.9232 | 0.0010618 | 0.0010663 | 78.6229 | 674.6348 | 3633.3502 | 1291.8994 | 1232.8656 | 117.1992 | 1434.4237
TAS1 | USE / DSP | 0.0006056 | 0.00060007 | 0.00060738 | 0.00060446 | 0.00058911 | 0.0005914 | 0.00059385 | 0.00059221 | 0.00059522 | 0.00059431 | 0.00060366 | 0.00060965 | 0.00060707 | 0.00061213 | 0.00061006 | 0.00060579 | 250.8571 | 0.00060648 | 86.5994 | 0.00060825 | 82.0943
NEM | Total | 19443.4963 | 0.0049782 | 1303.0543 | 132.7444 | 480.3204 | 160.4154 | 0.0050754 | 17269.2978 | 1068.482 | 0.0051358 | 191.9756 | 24395.6509 | 16073.773 | 8351.7474 | 745.4464 | 7211.6744 | 20282.6613 | 1291.9035 | 16736.9494 | 117.2034 | 6629.3909
Ernst & Young’s liability is limited by a scheme approved under Professional Standards Legislation

## M31_34_SyncCon Cost
Synchronous Condenser cost by region ($000s) - Marinus 1500MW M31_34, Step Change Scenario
SyncCon | Real June 2019 dollars discounted to 1 July 2019
Region | Aggregation | 2021-22 | 2022-23 | 2023-24 | 2024-25 | 2025-26 | 2026-27 | 2027-28 | 2028-29 | 2029-30 | 2030-31 | 2031-32 | 2032-33 | 2033-34 | 2034-35 | 2035-36 | 2036-37 | 2037-38 | 2038-39 | 2039-40 | 2040-41 | 2041-42
TAS1 | SyncCon | 1288.3975 | 1142.4529 | 1371.8563 | 790.9098 | 450.3441 | 835.5805 | 954.7788 | 1058.9284 | 1120.6708 | 1346.0996 | 1641.2284 | 1667.9316 | 1628.2324 | 1494.0595 | 1478.8264 | 1621.5033 | 1221.3521 | 1264.7012 | 1002.3418 | 867.8179 | 888.1705
NEM | Total | 1288.3975 | 1142.4529 | 1371.8563 | 790.9098 | 450.3441 | 835.5805 | 954.7788 | 1058.9284 | 1120.6708 | 1346.0996 | 1641.2284 | 1667.9316 | 1628.2324 | 1494.0595 | 1478.8264 | 1621.5033 | 1221.3521 | 1264.7012 | 1002.3418 | 867.8179 | 888.1705
Ernst & Young’s liability is limited by a scheme approved under Professional Standards Legislation