## Cover
Project Marinus Economic Modelling Results
Supporting the Economic Modelling Appendix to the TasNetworks PACR
TasNetworks | 22 June 2021

## Release notice
Notice
Ernst & Young ("EY") was engaged on the instructions of Tasmanian Networks Pty Ltd (“TasNetworks” or “Client”) to provide market modelling in relation to the proposed Marinus Link interconnector (“Project”), in accordance with the contract dated 14 June 2018.
The results of Ernst & Young’s work, including the assumptions and qualifications made in preparing the workbook dated 22 June 2021 (“Workbook”), are set out in Ernst & Young's report dated 22 June 2021 ("Report"). The Workbook and Report should be read in their entirety including this notice, the applicable scope of the work and any limitations. A reference to the Workbook includes any part of the Workbook. No further work has been undertaken by Ernst & Young since the date of the Workbook to update it.
EY has prepared the Workbook under the directions of the Client. EY has not been engaged to act, and has not acted, as advisor to any other party. Accordingly, EY makes no representations as to the appropriateness, accuracy or completeness of the Workbook for any other party's purposes.
No reliance may be placed upon the Workbook or any of its contents by any party other than the Client (“Third Parties”). Any Third Party receiving a copy of the Workbook must make and rely on their own enquiries in relation to the issues to which the Workbook relates, the contents of the Workbook and all matters arising from or relating to or in any way connected with the Workbook or its contents.
EY disclaims all responsibility to any Third Parties for any loss or liability that the Third Parties may suffer or incur arising from or relating to or in any way connected with the contents of the Workbook, the provision of the Workbook to the Third Parties or the reliance upon the Workbook by the Third Parties.
No claim or demand or any actions or proceedings may be brought against EY arising from or connected with the contents of the Workbook or the provision of the Workbook to the Third Parties. EY will be released and forever discharged from any such claims, demands, actions or proceedings.
Our work commenced on 12 January 2021 and was completed on 19 May 2021. Therefore, our Workbook does not take account of events or circumstances arising after 19 May 2021 and we have no responsibility to update the Workbook for such events or circumstances.
In preparing this Workbook we have considered and relied upon information from a range of sources believed to be reliable and accurate. We do not imply, and it should not be construed, that we have verified any of the information provided to us, or that our enquiries could have identified any matter that a more extensive examination might disclose.
The work performed as part of our scope considers information provided to us and a number of combinations of input assumptions relating to future conditions, which may not necessarily represent actual or most likely future conditions. Additionally, modelling work performed as part of our scope inherently requires assumptions about future behaviours and market interactions, which may result in forecasts that deviate from future conditions. There will usually be differences between estimated and actual results, because events and circumstances frequently do not occur as expected, and those differences may be material. We take no responsibility that the projected outcomes will be achieved, if any.
We highlight that our analysis and Workbook do not constitute investment advice or a recommendation to you on a future course of action. We provide no assurance that the scenarios we have modelled will be accepted by any relevant authority or third party.
Our conclusions are based, in part, on the assumptions stated and on information provided by the Client and other information sources used during the course of the engagement. The modelled outcomes are contingent on the collection of assumptions as agreed with the Client and no consideration of other market events, announcements or other changing circumstances are reflected in this Workbook. Neither EY nor any member or employee thereof undertakes responsibility in any way whatsoever to any person in respect of errors in this Workbook arising from incorrect information provided by the Client or other information sources used.
EY has consented to the Workbook being published electronically on the Client’s website alongside the Report and Addendum for informational purposes only. EY has not consented to distribution or disclosure beyond this. The material contained in the Workbook, including the EY logo, is copyright. The copyright in the material contained in the Workbook itself, excluding EY logo, vests in the Client. The Workbook, including the EY logo, cannot be altered without prior written permission from EY.
EY’s liability is limited by a scheme approved under Professional Standards Legislation.

## Version notes
Change log
2021-06-22 | 1 | Project Marinus Economic Modelling Result Workbooks supporting the Addendum to the PACR, Central Scenario. Marinus Link from 1 July 2027.

## Abbreviations and notes
Acronyms
AEMO | Australian Energy Market Operator
CCGT | Closed cycle gas turbine
Diesel | Diesel generator
Distributed PV | PV non-scheduled generators (PVNSG) and Rooftop PV
DSP | Demand-side participation
ESOO | Electricity Statement Of Opportunities
FOM | Fixed operations and maintenance
Gas - Steam | Gas-powered steam turbine
GWh | Gigawatt-hours
Grid Battery | Explicitly modelled existing and new entrant (8 hour or less) battery storage
MW | Megawatts
NEM | National Electricity Market
OCGT | Open cycle gas turbine
PACR | Project Assessment Conclusions Report
PV | Photovoltaic
PVNSG | PV non-scheduled generators
Rehab | Rehabilitation (after closing an existing generator)
USE | Unserved energy
VOM | Variable operations and maintenance
VPP | Virtual power plants
Notes
1. BaseCase simulations do not include Marinus Link. Marinus simulations include Marinus Link from 1 July 2027.
2. Tumut 3 generation is included in Hydro, whereas Tumut 3 pump is included in Pumped Hydro Pump.
3. REZ expansion costs only capture intra-regional network augmentations. These costs do not include the cost of interconnectors.
4. New entrant capacity and retiring capacity for allowable generators are made at the beginning of each financial year, on 1 July.
5. Other non-scheduled generation is handled on the demand side as per AEMO's 2020 ESOO.

## ---Compare options---
Compare |  | Marinus | to | BaseCase |  | 0 | 1 | 2 | 3 | 4 | 5 | 6 | 7 | 8 | 9 | 10 | 11 | 12 | 13 | 14 | 15 | 16 | 17 | 18 | 19 | 20 | 21 | 22 | 23 | 24 | 25 | 26 | 27 | 28
NEM discounted market benefits by year
Select region | NEM
[5 empty] | Real June 2020 dollars ($m) discounted to 1 July 2020 | 2021-22 | 2022-23 | 2023-24 | 2024-25 | 2025-26 | 2026-27 | 2027-28 | 2028-29 | 2029-30 | 2030-31 | 2031-32 | 2032-33 | 2033-34 | 2034-35 | 2035-36 | 2036-37 | 2037-38 | 2038-39 | 2039-40 | 2040-41 | 2041-42 | 2042-43 | 2043-44 | 2044-45 | 2045-46 | 2046-47 | 2047-48 | 2048-49 | 2049-50
|  |  |  | Build | CAPEX | 5.6396e-05 | 4.654e-05 | 5.538e-05 | 17.9078 | 0.096515 | 0.092093 | 7.0718 | 6.0755 | 11.7542 | 11.2179 | 10.7327 | 12.5309 | 42.4411 | 52.8305 | 71.258 | 57.5432 | 105.5123 | 83.7945 | 90.1821 | 96.4482 | 85.9356 | 86.7521 | 97.9922 | 100.9329 | 96.3786 | 92.9581 | 82.1013 | 53.891 | 56.244
|  |  |  | FOM | FOM | 1.025e-05 | 8.1853e-06 | 8.9255e-06 | -10.611 | 84.3723 | 6.6851 | 21.4768 | 20.2994 | 19.9386 | 17.2203 | 16.3965 | 11.3081 | 17.1466 | 18.9728 | 15.0101 | 11.7785 | 20.7071 | 15.7312 | 17.0533 | 18.9602 | 17.2727 | 17.1469 | 20.2777 | 19.3654 | 19.4011 | 18.2693 | 16.1614 | 10.3891 | 12.2093
|  |  |  | Fuel | Fuel | -0.29289 | -2.7195 | -3.1188 | -15.1282 | -22.6014 | -29.8608 | 15.6006 | 33.4193 | 20.4244 | 14.9465 | 21.9988 | 79.7301 | 51.5428 | 42.7872 | 31.708 | 48.7087 | 34.8635 | 42.9099 | 45.3451 | 42.0344 | 43.4291 | 54.4969 | 34.3768 | 15.4269 | 19.3108 | 18.0661 | 26.5179 | 65.886 | 52.155
|  |  |  | VOM | VOM | 0.03987 | 0.46434 | 0.49264 | -0.027692 | 2.0547 | 3.9014 | 0.71119 | 1.6405 | 1.0221 | 2.0027 | 0.35984 | -1.0209 | -5.628 | -8.9016 | -9.7584 | -7.1009 | -11.0261 | -7.3933 | -6.171 | -8.1522 | -5.4512 | -6.5813 | -8.9579 | -9.0836 | -8.7392 | -8.3159 | -7.0335 | -5.2998 | -5.384
|  |  |  | REHAB | REHAB | 0 | 0 | 0 | 9.6712 | -13.1866 | -0.7479 | -10.2714 | 0 | -0.43975 | 0.32837 | 0.011402 | 0 | 0 | 0 | 0 | 0 | 0 | 2.0588e-08 | 0 | 0 | 0 | 0 | 0 | 0 | 0 | 0 | 0 | 0 | 0
|  |  |  | REZ Tx | REZ | 2.1574e-06 | 2.6672e-06 | 2.7894e-06 | 2.8256e-06 | 2.7125e-06 | 2.6542e-06 | 3.3668e-06 | 1.0282 | 0.42698 | 0.40743 | 0.6027 | 1.085 | 1.5235 | 1.9195 | 3.3181 | 3.5285 | 7.819 | 6.2152 | 6.995 | 8.1696 | 5.413 | 4.4713 | 5.0244 | 5.8099 | 3.3455 | 9.6486 | 8.661 | 13.9166 | 14.6366
|  |  |  | USE+DSP | USE+DSP | 7.9772e-06 | 7.9371e-06 | 8.02e-06 | 0.044406 | 8.0376e-06 | 8.0082e-06 | 8.0251e-06 | -0.095147 | 7.9984e-06 | 7.994e-06 | 8.0129e-06 | 7.3379 | -1.1822 | -0.06998 | 4.0851 | -1.3033 | 16.6974 | 0.16409 | -6.3356 | 0.45954 | -6.2151 | 0.11143 | -2.2954 | 0.029837 | -3.0799 | -0.19056 | -0.14092 | -1.6257 | 0.58872
|  |  |  | SyncCon | SyncCon | -0.0042955 | -0.01997 | -0.009037 | 0.34997 | 0.0005522 | -0.65137 | -1.0705 | -0.96573 | -1.1496 | -1.138 | -0.80477 | -0.51041 | -0.49838 | -0.23189 | -0.34902 | -0.40021 | -1.2929 | -1.4757 | -1.5666 | -1.2354 | -1.3856 | -1.1691 | -0.87373 | -0.84717 | -0.78015 | -0.76288 | -0.82525 | -0.55041 | -0.52921
|  |  |  | System Strength | System Strength | 5.2991e-07 | 5.7754e-07 | 5.3811e-07 | 0.36308 | 0.00039525 | 0.0003772 | 0.00036106 | 0.027842 | -0.052477 | -0.050385 | -0.048206 | 0.0045402 | 0.65964 | 0.89865 | 1.313 | 0.94469 | 1.8213 | 1.4258 | 1.413 | 1.4725 | 1.4444 | 1.1535 | 1.5899 | 1.5395 | 1.5452 | 1.5639 | 1.4113 | 0.80874 | 1.0643
[5 empty] | Total cumulative market benefits | -0.25724 | -2.5323 | -5.1674 | -2.5979 | 48.1386 | 27.5576 | 61.0764 | 122.5063 | 174.4308 | 219.3655 | 268.6145 | 379.0797 | 485.0848 | 593.29 | 709.8748 | 823.5739 | 998.6756 | 1140.0472 | 1286.9626 | 1445.1194 | 1585.5622 | 1741.9439 | 1889.0779 | 2022.2516 | 2149.6336 | 2280.8702 | 2407.7233 | 2545.1388 | 2676.1237
NEM capacity difference by year
Select region | NEM
[5 empty] | Capacity difference (MW) | 2021-22 | 2022-23 | 2023-24 | 2024-25 | 2025-26 | 2026-27 | 2027-28 | 2028-29 | 2029-30 | 2030-31 | 2031-32 | 2032-33 | 2033-34 | 2034-35 | 2035-36 | 2036-37 | 2037-38 | 2038-39 | 2039-40 | 2040-41 | 2041-42 | 2042-43 | 2043-44 | 2044-45 | 2045-46 | 2046-47 | 2047-48 | 2048-49 | 2049-50
[5 empty] | Black Coal | 0 | 0 | 0 | 201.6773 | -99.2011 | 27.4206 | -475.7473 | -475.7473 | -519.9003 | -483.7421 | -481.1742 | -318.0921 | -318.0921 | -318.0921 | -17.2123 | 0 | 0 | 0 | 0 | 0 | 0 | 0 | 0 | 0 | 0 | 0 | 0 | 0 | 0
[5 empty] | Brown Coal | 0 | 0 | 0 | 46.8939 | 86.5679 | -25.5822 | -25.5822 | -25.5822 | -7.0645 | -0.00092292 | -0.00010315 | 0 | 0 | 0 | 0 | 0 | 0 | 0 | 0 | 0 | 0 | 0 | 0 | 0 | 0 | 0 | 0 | 0 | 0
[5 empty] | CCGT | 0 | 0 | 0 | 0 | 0 | 0 | 0 | 0 | 0 | 0 | 0 | 0 | 0 | 0 | 0 | 0 | 0 | 0 | 0 | 0 | 0 | 0 | 0 | 0 | 0 | 0 | 0 | 0 | 0
[5 empty] | Gas - Steam | 0 | 0 | 0 | 0 | 0 | 0 | 0 | 0 | 0 | 0 | 0 | 0 | 0 | 0 | 0 | 0 | 0 | 0 | 0 | 0 | 0 | 0 | 0 | 0 | 0 | 0 | 0 | 0 | 0
[5 empty] | OCGT / Diesel | 0 | 0 | 0 | 0 | 0 | 0 | 0 | 0 | 0 | 0 | 0 | 0 | 0 | 0 | 0 | 0 | -0.00024559 | -0.00024562 | -113.4924 | -113.4924 | -228.3148 | -228.3153 | -218.8309 | -200.3197 | -197.7258 | -208.7355 | -208.7355 | -332.121 | -396.2792
[5 empty] | Hydro | 0 | 0 | 0 | 0 | 0 | 0 | 250 | 250 | 250 | 250 | 250 | 250 | 250 | 250 | 250 | 250 | 250 | 250 | 250 | 250 | 250 | 250 | 250 | 250 | 250 | 250 | 250 | 250 | 250
[5 empty] | Wind | 0 | -5.798e-05 | -2.1335e-05 | -172.9263 | -0.32837 | -0.32835 | -228.6978 | -220.9205 | -424.0392 | -423.7108 | -423.7105 | -458.6546 | -934.716 | -1139.6899 | -1500.3298 | -1316.2543 | -1555.1901 | -1223.6836 | -1270.6459 | -1426.4418 | -1105.2288 | -1159.0926 | -1432.6049 | -1464.9827 | -1166.9142 | -1419.8929 | -1106.6181 | -890.8607 | -1183.8146
[5 empty] | Solar PV | 0 | 0 | 0 | 0 | 0 | 0 | 257.0979 | 257.0978 | 489.4822 | 489.4822 | 489.4822 | 489.4822 | 489.4822 | 489.4822 | 489.4822 | 489.4822 | -155.6487 | -155.6485 | -155.6487 | -310.2285 | -531.2141 | -503.0964 | -792.8696 | -792.8696 | -1345.9642 | -1110.8763 | -1304.3339 | -301.9679 | -403.9865
[5 empty] | Grid Battery | 0 | 0 | 0 | 0 | 0 | 0 | 0 | 0 | 0 | 0 | 0 | 0 | -0.00018818 | -0.00018831 | -0.00053799 | -0.00041474 | 83.0304 | 83.0304 | -34.474 | -34.474 | -229.5879 | -229.5879 | -229.5879 | -52.105 | -52.1049 | 56.9013 | 56.9012 | -99.5018 | -99.5018
[5 empty] | Pumped Hydro | 0 | 0 | 0 | 0 | 0 | 0 | 0 | 0 | 0.0001 | 0.0001 | 0.0001 | 0.0001 | -0.00013722 | -0.00013733 | -0.00013789 | -0.00013804 | -306.3557 | -306.3557 | -305.997 | -305.997 | -213.4869 | -260.5808 | -260.5808 | -471.4261 | -471.4261 | -457.2438 | -457.2438 | -194.5709 | -194.5709
[5 empty] | VPP | 0 | 0 | 0 | 0 | 0 | 0 | 0 | 0 | 0 | 0 | 0 | 0 | 0 | 0 | 0 | 0 | 0 | 0 | 0 | 0 | 0 | 0 | 0 | 0 | 0 | 0 | 0 | 0 | 0
[5 empty] | Grid Battery pump | 0 | 0 | 0 | 0 | 0 | 0 | 0 | 0 | 0 | 0 | 0 | 0 | -0.00018818 | -0.00018831 | -0.00053799 | -0.00041474 | 83.0304 | 83.0304 | -34.474 | -34.474 | -229.5879 | -229.5879 | -229.5879 | -52.105 | -52.1049 | 56.9013 | 56.9012 | -99.5018 | -99.5018
[5 empty] | Pumped Hydro Pump | 0 | 0 | 0 | 0 | 0 | 0 | 0 | 0 | 0.0001 | 0.0001 | 0.0001 | 0.0001 | -0.00013722 | -0.00013733 | -0.00013789 | -0.00013804 | -306.3557 | -306.3557 | -305.997 | -305.997 | -213.4869 | -260.5808 | -260.5808 | -471.4261 | -471.4261 | -457.2438 | -457.2438 | -194.5709 | -194.5709
[5 empty] | VPP pump | 0 | 0 | 0 | 0 | 0 | 0 | 0 | 0 | 0 | 0 | 0 | 0 | 0 | 0 | 0 | 0 | 0 | 0 | 0 | 0 | 0 | 0 | 0 | 0 | 0 | 0 | 0 | 0 | 0
NEM generation difference by year
Select region | NEM
[5 empty] | Sent-out generation difference (GWh)* | 2021-22 | 2022-23 | 2023-24 | 2024-25 | 2025-26 | 2026-27 | 2027-28 | 2028-29 | 2029-30 | 2030-31 | 2031-32 | 2032-33 | 2033-34 | 2034-35 | 2035-36 | 2036-37 | 2037-38 | 2038-39 | 2039-40 | 2040-41 | 2041-42 | 2042-43 | 2043-44 | 2044-45 | 2045-46 | 2046-47 | 2047-48 | 2048-49 | 2049-50
[5 empty] | Black Coal | 12.6623 | 130.2722 | 149.8826 | 646.0452 | 255.8761 | 980.4291 | -784.9793 | -1406.1572 | -789.5888 | -545.0289 | -1127.8758 | -1319.5449 | -616.2692 | -1071.4547 | 593.7395 | 885.9073 | 550.7046 | 980.9887 | 1374.0629 | 483.7181 | 1205.962 | 507.1608 | -36.9161 | -107.0908 | 5.5064 | 10.7278 | 8.1003 | 7.7046 | -9.4332
[5 empty] | Brown Coal | -0.0001 | 17.0778 | -1.3485 | 292.3335 | 627.1823 | 41.246 | -121.6208 | -49.4163 | 8.1705 | 60.7919 | 246.329 | 255.2435 | 343.1869 | 303.3259 | 354.7556 | 249.1471 | 522.1647 | 474.9922 | 424.1287 | 628.5653 | 504.8015 | 504.1666 | 428.5665 | 542.048 | 599.1861 | 374.4758 | 386.8878 | 0 | 0
[5 empty] | CCGT | -5.5787e-05 | -5.6283e-05 | 3.8033e-05 | -15.85 | 25.1584 | 7.0211 | -1.778 | -31.2323 | 1.2217 | 7.1988 | -2.928 | -1044.9727 | -754.5341 | -283.9262 | -793.0866 | -1239.0708 | -388.2731 | -292.7583 | -113.8412 | -95.6252 | -190.5514 | -119.7501 | -48.8703 | -55.6799 | -11.8127 | -0.00056612 | -0.00056944 | -0.0009597 | -0.00093281
[5 empty] | Gas - Steam | -2e-06 | -1.2e-06 | -0.009641 | -2.4192 | -0.18267 | 0.22456 | -1.6112 | -3.0078 | 0.77568 | -0.67097 | -0.23066 | -72.9753 | -40.7006 | -127.3351 | -26.9649 | -41.5527 | -67.0472 | -68.6073 | -5.3481 | -1.554 | -10.0323 | -4.7664 | -4.0677 | -4.0614 | -5.1167 | 0 | 0 | 0 | 0
[5 empty] | OCGT / Diesel | -9.0475e-05 | -9.0805e-05 | -0.00011464 | -5.2689 | 1.6667 | 0.42724 | -2.0298 | -0.92736 | 0.63598 | 6.4426 | 0.8563 | -93.2101 | -69.7929 | -102.4504 | -121.2101 | -178.609 | -496.6701 | -778.2112 | -1019.5873 | -871.2345 | -1037.6819 | -1206.8969 | -730.1906 | -336.324 | -495.8436 | -477.0984 | -704.3792 | -1654.2585 | -1363.6941
[5 empty] | Hydro | -13.0847 | -158.6004 | -168.5254 | -412.0818 | -1004.5467 | -1303.5504 | 550.4638 | 925.252 | 439.4051 | 56.1402 | 672.9534 | 2304.8712 | 2561.5252 | 3265.0456 | 3104.0409 | 2822.0397 | 3618.7023 | 2791.2965 | 2057.3701 | 3058.9253 | 2210.9887 | 2952.7451 | 3778.5247 | 3748.0087 | 3857.3252 | 3807.6548 | 3519.7705 | 3443.2406 | 3350.0176
[5 empty] | Wind | -0.00064431 | -0.00084677 | -0.0025642 | -677.3051 | -19.5754 | 7.9695 | -717.655 | -578.2112 | -1151.6764 | -1169.2342 | -1289.187 | -1367.768 | -2583.8314 | -3227.1699 | -4463.1346 | -3624.7461 | -3342.2477 | -2638.5306 | -2507.6699 | -2479.0323 | -1419.4732 | -1469.5427 | -1802.3872 | -2287.9155 | -1266.2493 | -1815.2429 | -1202.8997 | -1299.7257 | -1601.8835
[5 empty] | Solar PV | -1.2013e-05 | -0.0015034 | -0.018376 | 0.00015142 | -6.7781e-05 | 0.30292 | 697.9255 | 608.4466 | 1184.095 | 1258.6288 | 1289.3375 | 1249.3683 | 1228.3326 | 1209.9804 | 1283.7692 | 1287.1708 | -352.8932 | -356.3455 | -363.6006 | -685.6126 | -1273.5029 | -1096.6084 | -1592.2079 | -1662.3815 | -2760.2079 | -1915.0951 | -2181.6393 | -412.6098 | -376.077
[5 empty] | Grid Battery | 0.17807 | 0.80865 | -1.9558 | -2.1627 | -4.423 | -1.9534 | -22.8916 | -15.5986 | -13.3922 | -17.576 | -8.4571 | 0.08631 | -0.82499 | -1.1773 | 1.8875 | 1.9478 | 118.7885 | 105.82 | -30.0675 | -29.7582 | -222.713 | -227.5631 | -252.782 | -54.6919 | -56.0098 | 72.4727 | 72.4293 | -70.7777 | -32.229
[5 empty] | Pumped Hydro | -0.2137 | -0.089737 | -0.15946 | -190.448 | 18.8347 | -71.1239 | -709.8121 | -754.0933 | -650.2663 | -537.6921 | -345.8985 | -18.8731 | 340.7668 | -158.729 | 45.2385 | 334.3785 | -742.8562 | -608.0953 | -525.1506 | -558.9797 | -383.711 | -383.864 | -589.3019 | -1109.6929 | -1272.1562 | -1007.9089 | -1237.4333 | -144.1238 | -259.8712
[5 empty] | VPP | 0.00064751 | -0.034241 | -0.16245 | -0.47198 | -1.4172 | 0.44732 | -10.1094 | -9.8029 | -8.7013 | -14.092 | -7.2749 | -1.9056 | -4.6652 | -5.8961 | -8.826 | 4.3749 | 7.9315 | 10.483 | 14.214 | 14.0834 | 44.6064 | 22.8949 | 29.7761 | 20.4269 | 28.9917 | 16.4959 | 16.576 | 25.2829 | 42.47
[5 empty] | Grid Battery pump | 0.21983 | 0.99834 | -2.4146 | -2.8228 | -5.0899 | -2.6295 | -28.2612 | -19.2575 | -16.3232 | -21.9091 | -10.4316 | 0.097323 | -1.0185 | -1.4456 | 2.3225 | 2.4048 | 140.4669 | 124.3888 | -34.9839 | -34.7222 | -262.0467 | -267.9377 | -296.4119 | -64.5638 | -66.5342 | 85.9443 | 85.3486 | -82.7879 | -38.4548
[5 empty] | Pumped Hydro Pump | -5.34e-05 | 0.063194 | 0.33224 | -310.8572 | 47.7576 | -134.1521 | -1036.1885 | -1252.5661 | -957.1704 | -856.7426 | -610.9903 | -211.9096 | 264.1195 | -316.1166 | -72.2065 | 369.4464 | -971.7475 | -695.0662 | -827.0029 | -784.2493 | -460.5543 | -534.3558 | -772.723 | -1452.2919 | -1608.2704 | -1265.4441 | -1603.9895 | -169.1606 | -360.5508
[5 empty] | VPP pump | 0.00077625 | -0.041051 | -0.19519 | -0.61131 | -1.6307 | 0.51164 | -12.1914 | -11.708 | -10.4021 | -16.9552 | -8.7299 | -2.3299 | -5.6331 | -6.9359 | -10.6595 | 5.1933 | 9.5774 | 12.5821 | 17.0601 | 17.181 | 53.2607 | 27.5758 | 35.6631 | 24.468 | 34.7124 | 19.9112 | 19.8955 | 30.3503 | 50.969
*Generation shown is sent-out, as is demand. The difference in sent-out generation with the Marinus Link option and the Base Case is due to the difference in losses from interconnectors and storage.

## BaseCase_CF
Annual capacity factor by technology - BaseCase, Central Scenario
Explicitly modelled generation
Region | Technology | 2021-22 | 2022-23 | 2023-24 | 2024-25 | 2025-26 | 2026-27 | 2027-28 | 2028-29 | 2029-30 | 2030-31 | 2031-32 | 2032-33 | 2033-34 | 2034-35 | 2035-36 | 2036-37 | 2037-38 | 2038-39 | 2039-40 | 2040-41 | 2041-42 | 2042-43 | 2043-44 | 2044-45 | 2045-46 | 2046-47 | 2047-48 | 2048-49 | 2049-50
NEM | Black Coal | 56.22% | 50.57% | 54.96% | 65.6% | 69.5% | 68.13% | 62.08% | 69.24% | 64.16% | 62.64% | 59.5% | 64.37% | 69.31% | 65.76% | 64.66% | 67.06% | 70.55% | 70.82% | 67.07% | 64.74% | 61.91% | 68.56% | 64.88% | 63.28% | 61.67% | 61.7% | 59.23% | 58.13% | 54.5%
NEM | Brown Coal | 71.35% | 67.54% | 68.35% | 68.74% | 72.35% | 74.22% | 72.42% | 71.4% | 70.31% | 73.8% | 72.17% | 71.08% | 72.83% | 72.27% | 74.3% | 70.13% | 65.05% | 67.2% | 59.08% | 62.86% | 69.52% | 68.12% | 64.97% | 65.28% | 61.63% | 63.81% | 64.4% | - | -
NEM | CCGT | 8.417% | 8.417% | 7.572% | 7.846% | 6.989% | 7.122% | 6.924% | 8.025% | 6.971% | 7.13% | 7.476% | 19.41% | 19.79% | 21.5% | 17.42% | 20.77% | 31.74% | 31.95% | 27.29% | 28.44% | 30.74% | 33.35% | 29.04% | 30.46% | 31.69% | 28.26% | 28.34% | 28.26% | 28.26%
NEM | Gas - Steam | 5.784% | 5.9% | 6.035% | 1.43% | 1.318% | 1.403% | 1.343% | 1.43% | 1.276% | 1.317% | 1.292% | 2.247% | 1.68% | 2.843% | 2.512% | 2.613% | 5.815% | 6.007% | 23.48% | 26.05% | 28.49% | 33.56% | 33.15% | 26.58% | 36.52% | - | - | - | -
NEM | OCGT / Diesel | 0.09057% | 0.04108% | 0.2036% | 0.1655% | 0.05955% | 0.11% | 0.04715% | 0.1412% | 0.01482% | 0.0452% | 0.04372% | 0.8258% | 0.5538% | 0.873% | 0.8544% | 1.082% | 3.696% | 4.429% | 8.164% | 9.177% | 7.025% | 10.97% | 14.79% | 8.318% | 9.755% | 12.41% | 16.99% | 19.76% | 19.91%
NEM | Hydro | 20.35% | 20.94% | 20.84% | 25% | 26.11% | 23.89% | 24.34% | 27.29% | 23.6% | 21.85% | 20.81% | 21.09% | 21.88% | 21.15% | 20.31% | 19.01% | 21.58% | 19.16% | 18.13% | 16.62% | 16.91% | 18.21% | 17.81% | 17.85% | 17.09% | 20.01% | 17.62% | 17.01% | 15.77%
NEM | Wind | 34.17% | 35.79% | 32.84% | 33.75% | 36.23% | 37.81% | 38.85% | 35.75% | 33.94% | 34.94% | 36.62% | 34.71% | 33.78% | 35.81% | 37.02% | 37.78% | 35.79% | 35.36% | 35.69% | 36.06% | 34.28% | 31.97% | 34.2% | 36.03% | 36.54% | 34.77% | 34.27% | 34.23% | 33.52%
NEM | Solar PV | 29.56% | 29.16% | 29.66% | 28.44% | 27.85% | 29.49% | 29.85% | 26.39% | 27.47% | 28.73% | 29.2% | 29.31% | 28.23% | 27.51% | 29.35% | 29.43% | 26.16% | 27.4% | 28.7% | 29.08% | 29.12% | 27.82% | 27.02% | 28.62% | 28.29% | 25.09% | 25.75% | 26.69% | 26.82%
NEM | Grid Battery | 9.487% | 5.823% | 5.978% | 6.864% | 6.835% | 6.952% | 6.524% | 6.23% | 5.607% | 5.942% | 5.745% | 5.979% | 5.864% | 5.387% | 5.713% | 5.834% | 10.42% | 10.47% | 11.5% | 11.18% | 12.78% | 13.73% | 13.71% | 14.23% | 14.09% | 13.46% | 13.58% | 13.53% | 13.49%
NEM | Pumped Hydro | 0.6853% | 1.814% | 2.81% | 23.4% | 19.99% | 21.83% | 21.45% | 25.06% | 22.96% | 24.78% | 23.97% | 26.36% | 23.79% | 24.51% | 25.83% | 25.14% | 24.93% | 23.89% | 24.86% | 23.54% | 24.41% | 24.5% | 23.84% | 25.46% | 25.01% | 24.06% | 23.39% | 24.24% | 24.28%
NEM | VPP | 7.708% | 8.96% | 8.257% | 9.695% | 10% | 9.815% | 9.244% | 8.887% | 8.027% | 8.063% | 7.908% | 8.125% | 7.964% | 7.543% | 7.683% | 7.55% | 6.694% | 6.463% | 6.211% | 5.993% | 5.682% | 5.681% | 5.47% | 5.691% | 5.398% | 5.094% | 5.061% | 4.976% | 4.529%
Region | Technology | 2021-22 | 2022-23 | 2023-24 | 2024-25 | 2025-26 | 2026-27 | 2027-28 | 2028-29 | 2029-30 | 2030-31 | 2031-32 | 2032-33 | 2033-34 | 2034-35 | 2035-36 | 2036-37 | 2037-38 | 2038-39 | 2039-40 | 2040-41 | 2041-42 | 2042-43 | 2043-44 | 2044-45 | 2045-46 | 2046-47 | 2047-48 | 2048-49 | 2049-50
NSW1 | Black Coal | 51.37% | 45.26% | 49.18% | 60.77% | 67.46% | 64.59% | 58.11% | 66.1% | 59.22% | 59.39% | 53.49% | 56.39% | 67.39% | 61.1% | 52.77% | 64.25% | 70.21% | 67.65% | 64.03% | 55.26% | 49.41% | - | - | - | - | - | - | - | -
NSW1 | Brown Coal | bar: 2021-22 to 2049-50
NSW1 | CCGT | 0.6146% | 0.6146% | 1.85% | 1.176% | 1.161% | 1.161% | 1.164% | 1.162% | 1.161% | 1.161% | 1.164% | 17.69% | 14.61% | 19.66% | 12.2% | 19.21% | 29.13% | 31.58% | 26.42% | 26.77% | 28% | 31.97% | 1.193% | - | - | - | - | - | -
NSW1 | Gas - Steam | bar: 2021-22 to 2049-50
NSW1 | OCGT / Diesel | 0.001432% | 1.737e-07% | 0.119% | 0.4018% | 0.08832% | 0.148% | 0.0549% | 0.1092% | 2.433e-07% | 0.0078% | 2.648e-07% | 0.278% | 0.1426% | 0.1991% | 0.7069% | 0.509% | 2.231% | 4.393% | 9.759% | 12.86% | 7.079% | 13.25% | 20.13% | 8.974% | 9.115% | 12.17% | 21.52% | 24.85% | 24.41%
NSW1 | Hydro | 8.829% | 9.287% | 8.511% | 12.51% | 12.51% | 11.61% | 11.45% | 16.02% | 12.6% | 11.54% | 11.15% | 12.77% | 14.26% | 14.69% | 15.25% | 14.1% | 17.67% | 14.39% | 13.21% | 12.24% | 11.87% | 14.61% | 14.87% | 15.63% | 15.08% | 18.12% | 14.88% | 14.15% | 13.4%
NSW1 | Wind | 32.14% | 36.7% | 35.21% | 34.55% | 37.6% | 38.67% | 38.32% | 33.95% | 30.71% | 32.92% | 34.33% | 34.05% | 33.03% | 35.25% | 36.89% | 36.91% | 33.27% | 30.5% | 32.73% | 33.71% | 33.89% | 32.07% | 34.11% | 35.84% | 35.61% | 31.92% | 29.63% | 31.05% | 31.28%
NSW1 | Solar PV | 28.63% | 28.53% | 28.72% | 27.65% | 26.32% | 28.48% | 28.63% | 26.08% | 26.88% | 28.38% | 28.96% | 28.74% | 27.83% | 26.7% | 28.82% | 28.79% | 26% | 26.89% | 28.41% | 28.87% | 28.76% | 27.8% | 26.8% | 28.69% | 28.64% | 25.65% | 26.15% | 27.19% | 27.29%
NSW1 | Grid Battery | - | - | - | - | - | - | - | - | - | - | - | - | - | - | - | - | - | - | 14.91% | 14.38% | 13.91% | 13.88% | 13.99% | 14.67% | 14.53% | 14.38% | 13.86% | 14.52% | 14.41%
NSW1 | Pumped Hydro | 0.9948% | 3.179% | 4.441% | 54.55% | 22.38% | 25.1% | 24.92% | 28.6% | 24.81% | 26.71% | 25.87% | 27.99% | 25.15% | 26% | 27.35% | 26.63% | 26.59% | 25.07% | 26.03% | 24.74% | 25.48% | 25.28% | 24.77% | 27.25% | 26.62% | 27.28% | 25.78% | 27.03% | 26.98%
NSW1 | VPP | 7.14% | 8.894% | 7.392% | 9.363% | 9.575% | 9.491% | 9.157% | 8.869% | 7.789% | 7.885% | 7.461% | 7.794% | 7.599% | 7.002% | 7.147% | 7.036% | 6.536% | 6.159% | 6.088% | 5.877% | 5.532% | 5.583% | 5.436% | 5.719% | 5.423% | 5.362% | 5.142% | 5.317% | 5.082%
Region | Technology | 2021-22 | 2022-23 | 2023-24 | 2024-25 | 2025-26 | 2026-27 | 2027-28 | 2028-29 | 2029-30 | 2030-31 | 2031-32 | 2032-33 | 2033-34 | 2034-35 | 2035-36 | 2036-37 | 2037-38 | 2038-39 | 2039-40 | 2040-41 | 2041-42 | 2042-43 | 2043-44 | 2044-45 | 2045-46 | 2046-47 | 2047-48 | 2048-49 | 2049-50
QLD1 | Black Coal | 62.34% | 56.96% | 60.85% | 71.15% | 71.21% | 70.89% | 65.04% | 71.88% | 66.81% | 64.22% | 62.42% | 67.4% | 70.04% | 67.53% | 67.57% | 67.81% | 70.67% | 71.92% | 68.13% | 68.02% | 66.24% | 68.56% | 64.88% | 63.28% | 61.67% | 61.7% | 59.23% | 58.13% | 54.5%
QLD1 | Brown Coal | bar: 2021-22 to 2049-50
QLD1 | CCGT | 8.33% | 8.33% | 9.298% | 11.03% | 9.41% | 9.663% | 9.275% | 11.38% | 9.376% | 9.678% | 10.32% | 22.67% | 25.02% | 24.12% | 22.51% | 26.52% | 39.03% | 38.04% | 33.61% | 35.51% | 38.97% | 41.27% | 40.41% | 36.9% | 51.08% | 60.92% | 61.08% | 60.92% | 60.92%
QLD1 | Gas - Steam | 5.044% | 5.044% | 10.02% | 9.894% | 9.894% | 9.894% | 9.921% | 9.894% | 9.894% | 9.894% | 9.921% | 9.894% | 9.894% | 9.894% | 9.921% | 11.67% | 24.76% | 27.02% | 23.48% | 26.05% | 28.49% | 33.56% | 33.15% | 26.58% | 36.52% | - | - | - | -
QLD1 | OCGT / Diesel | 2.193e-07% | 2.271e-07% | 0.009978% | 0.1875% | 0.08474% | 0.1265% | 0.05265% | 0.3084% | 0.04457% | 0.1157% | 0.1334% | 1.157% | 0.7855% | 0.4823% | 0.7581% | 1.75% | 6.126% | 6.332% | 9.481% | 8.692% | 9.308% | 13.59% | 14.04% | 13.76% | 16.92% | 18.54% | 17.9% | 17.02% | 17.09%
QLD1 | Hydro | 51.22% | 51% | 51.01% | 50.58% | 50.37% | 50.16% | 50.15% | 49.74% | 49.52% | 48.46% | 49.36% | 48.93% | 48.73% | 48.52% | 48.48% | 48.09% | 41.37% | 41.49% | 41.12% | 40.92% | 40.91% | - | - | - | - | - | - | - | -
QLD1 | Wind | 36.02% | 34.98% | 34.93% | 34.47% | 42.92% | 44.08% | 46.1% | 43.71% | 41.41% | 42.73% | 41.7% | 39.46% | 35.66% | 41.34% | 40.64% | 43.74% | 43.36% | 43.03% | 44.06% | 41.44% | 39.19% | 33.17% | 38.92% | 39.43% | 42.02% | 41.74% | 41.73% | 42.16% | 37.5%
QLD1 | Solar PV | 31.43% | 30.43% | 31.03% | 29.65% | 30.07% | 31.49% | 31.87% | 26.62% | 28.83% | 29.98% | 30.46% | 30.92% | 29.58% | 30.04% | 31.54% | 31.76% | 26.34% | 28.4% | 29.58% | 30.18% | 30.14% | 28.45% | 28.23% | 29.53% | 29.38% | 25.25% | 26.87% | 27.81% | 27.79%
QLD1 | Grid Battery | - | 14.74% | 14.92% | 18.71% | 19.81% | 19.47% | 18.99% | 18.79% | 18.01% | 18.09% | 17.84% | 18.29% | 18.09% | 18.48% | 18.29% | 18.39% | 15.19% | 15.4% | 15.3% | 15.25% | 14.93% | 14.8% | 14.93% | 14.84% | 14.55% | 13.37% | 13.85% | 13.7% | 14.1%
QLD1 | Pumped Hydro | 0.555% | 1.239% | 2.124% | 10.29% | 10.43% | 8.743% | 7.573% | 10.93% | 9.086% | 10.25% | 9.702% | 14.13% | 13.62% | 13.35% | 14.44% | 13.99% | 19.27% | 19.45% | 20.35% | 19% | 20.4% | 22.56% | 21.85% | 21.91% | 21.29% | 18.35% | 18.5% | 19.53% | 20.24%
QLD1 | VPP | 6.698% | 7.595% | 7.373% | 9.492% | 10.2% | 10.01% | 9.682% | 9.455% | 8.901% | 8.773% | 8.813% | 8.869% | 8.633% | 8.748% | 8.412% | 8.286% | 6.331% | 6.274% | 6.168% | 6.059% | 5.993% | 6.043% | 5.932% | 5.734% | 5.295% | 4.414% | 4.686% | 4.702% | 4.208%
Region | Technology | 2021-22 | 2022-23 | 2023-24 | 2024-25 | 2025-26 | 2026-27 | 2027-28 | 2028-29 | 2029-30 | 2030-31 | 2031-32 | 2032-33 | 2033-34 | 2034-35 | 2035-36 | 2036-37 | 2037-38 | 2038-39 | 2039-40 | 2040-41 | 2041-42 | 2042-43 | 2043-44 | 2044-45 | 2045-46 | 2046-47 | 2047-48 | 2048-49 | 2049-50
VIC1 | Black Coal | bar: 2021-22 to 2049-50
VIC1 | Brown Coal | 71.35% | 67.54% | 68.35% | 68.74% | 72.35% | 74.22% | 72.42% | 71.4% | 70.31% | 73.8% | 72.17% | 71.08% | 72.83% | 72.27% | 74.3% | 70.13% | 65.05% | 67.2% | 59.08% | 62.86% | 69.52% | 68.12% | 64.97% | 65.28% | 61.63% | 63.81% | 64.4% | - | -
VIC1 | CCGT | bar: 2021-22 to 2049-50
VIC1 | Gas - Steam | 0.1869% | 0.07927% | 0.2219% | 0.4325% | 0.1242% | 0.3579% | 0.1839% | 0.4342% | 0.007595% | 0.1211% | 0.04098% | 0.5191% | 0.3874% | 0.3438% | 1.267% | 1.091% | 2.632% | 2.478% | - | - | - | - | - | - | - | - | - | - | -
VIC1 | OCGT / Diesel | 0.0469% | 2.164e-07% | 0.05433% | 0.02295% | 0.01559% | 0.05287% | 0.02907% | 0.01483% | 3.352e-07% | 3.47e-07% | 3.553e-07% | 0.2405% | 0.09282% | 0.1117% | 0.2124% | 0.1514% | 0.4261% | 0.161% | 1.543% | 1.13% | 0.91% | 0.4954% | 2.607% | 1.814% | 1.721% | 1.245% | 1.646% | 16.35% | 17.66%
VIC1 | Hydro | 14.06% | 14.1% | 12.75% | 15.74% | 16.05% | 15.18% | 15.37% | 19.35% | 16.04% | 13.7% | 13.78% | 12.44% | 15.23% | 15.7% | 14.85% | 14.88% | 18.71% | 15.52% | 13.32% | 13.27% | 12.05% | 14.75% | 15.26% | 14.38% | 14.45% | 18.11% | 15.05% | 12.91% | 12.91%
VIC1 | Wind | 35.94% | 36.56% | 31.51% | 32.39% | 33.14% | 34.34% | 35.85% | 32.35% | 32.63% | 31.43% | 35.13% | 30.96% | 31.99% | 32.38% | 33.76% | 34.21% | 32.41% | 34.78% | 33.2% | 34.2% | 30.55% | 29.68% | 31.08% | 33.52% | 32.85% | 31.9% | 33.08% | 32.35% | 32.42%
VIC1 | Solar PV | 27.59% | 27.39% | 28.46% | 27.27% | 25.9% | 27.24% | 27.86% | 26.09% | 27.05% | 27.59% | 27.43% | 28.48% | 27.25% | 25.9% | 27.37% | 27.82% | 26.09% | 27.01% | 27.63% | 27.4% | 28.21% | 26.5% | 25.48% | 27.15% | 26.28% | 23.73% | 23.18% | 25.08% | 24.81%
VIC1 | Grid Battery | 23.3% | 5.296% | 5.348% | 6.332% | 6.271% | 6.419% | 6.045% | 5.695% | 5.139% | 5.229% | 5.008% | 5.293% | 4.967% | 4.661% | 5.004% | 5.118% | 4.682% | 4.51% | 4.37% | 4.181% | 8.548% | 13.89% | 13.69% | 14.82% | 14.57% | 14.35% | 14.38% | 13.52% | 12.99%
VIC1 | Pumped Hydro | - | - | - | - | - | - | - | - | - | - | - | - | - | - | - | - | 27.63% | 27.92% | 28.93% | 27.27% | 27.87% | 27.05% | 25.12% | 25.87% | 26.7% | 26.36% | 27.05% | 24.94% | 24.07%
VIC1 | VPP | 8.514% | 9.379% | 8.988% | 10.58% | 10.97% | 10.7% | 9.71% | 9.083% | 8.28% | 8.26% | 8.108% | 8.342% | 8.252% | 7.65% | 7.951% | 7.783% | 7.084% | 6.91% | 6.513% | 6.245% | 5.844% | 5.724% | 5.367% | 5.818% | 5.544% | 5.369% | 5.36% | 4.917% | 4.312%
Region | Technology | 2021-22 | 2022-23 | 2023-24 | 2024-25 | 2025-26 | 2026-27 | 2027-28 | 2028-29 | 2029-30 | 2030-31 | 2031-32 | 2032-33 | 2033-34 | 2034-35 | 2035-36 | 2036-37 | 2037-38 | 2038-39 | 2039-40 | 2040-41 | 2041-42 | 2042-43 | 2043-44 | 2044-45 | 2045-46 | 2046-47 | 2047-48 | 2048-49 | 2049-50
SA1 | Black Coal | bar: 2021-22 to 2049-50
SA1 | Brown Coal | bar: 2021-22 to 2049-50
SA1 | CCGT | 17.95% | 17.95% | 12.37% | 9.7% | 9.7% | 9.7% | 9.727% | 9.7% | 9.7% | 9.7% | 9.727% | 19.74% | 18.75% | 24.61% | 15.89% | 18.52% | - | - | - | - | - | - | - | - | - | - | - | - | -
SA1 | Gas - Steam | 9.36% | 9.628% | 9.249% | 1.164% | 1.164% | 1.164% | 1.167% | 1.164% | 1.164% | 1.164% | 1.167% | 2.523% | 1.625% | 3.665% | - | - | - | - | - | - | - | - | - | - | - | - | - | - | -
SA1 | OCGT / Diesel | 0.3691% | 0.1962% | 0.7683% | 0.1086% | 0.06277% | 0.1391% | 0.0618% | 0.1357% | 0.01155% | 0.05755% | 0.02703% | 2.626% | 1.971% | 4.729% | 3.139% | 3.342% | 10.36% | 12.04% | 14.09% | 13.13% | 12.42% | 15.22% | 18.6% | 6.959% | 7.322% | 7.38% | 10.5% | 14.27% | 14.46%
SA1 | Hydro | bar: 2021-22 to 2049-50
SA1 | Wind | 34.88% | 34.46% | 30.54% | 33.89% | 33.05% | 36.47% | 36.94% | 34.57% | 33.74% | 34.2% | 36.04% | 32.62% | 33.15% | 31.67% | 35.67% | 35.76% | 35.01% | 35.71% | 35.86% | 37.7% | 34.07% | 32.62% | 30.85% | 34.76% | 34.75% | 33.92% | 34.32% | 32.07% | 33.6%
SA1 | Solar PV | 30.63% | 29.1% | 29.37% | 28.19% | 27.51% | 28.16% | 29.03% | 27.61% | 28.77% | 29.03% | 29.15% | 29.61% | 28.19% | 27.51% | 28.21% | 28.99% | 27.61% | 28.79% | 29.07% | 27.75% | 28.23% | 25.47% | 23.51% | 23.6% | 22.94% | 20.45% | 19.9% | 18.57% | 19.51%
SA1 | Grid Battery | 5.759% | 5.918% | 6.259% | 6.684% | 6.602% | 6.707% | 6.184% | 5.984% | 5.253% | 6.085% | 5.943% | 6.043% | 6.106% | 5.189% | 5.549% | 5.686% | 5.389% | 5.348% | 11.77% | 11.23% | 12.3% | 12.24% | 12.03% | 12.51% | 12.69% | 12.37% | 12.23% | 12% | 11.38%
SA1 | Pumped Hydro | bar: 2021-22 to 2049-50
SA1 | VPP | 9.58% | 10.26% | 10.56% | 10.55% | 10.61% | 10.22% | 9.379% | 9.064% | 7.927% | 8.016% | 7.991% | 7.994% | 7.798% | 7.156% | 7.663% | 7.358% | 7.051% | 6.75% | 5.971% | 5.51% | 4.96% | 5.015% | 4.802% | 5.149% | 5.005% | 4.817% | 4.683% | 4.615% | 3.946%
Region | Technology | 2021-22 | 2022-23 | 2023-24 | 2024-25 | 2025-26 | 2026-27 | 2027-28 | 2028-29 | 2029-30 | 2030-31 | 2031-32 | 2032-33 | 2033-34 | 2034-35 | 2035-36 | 2036-37 | 2037-38 | 2038-39 | 2039-40 | 2040-41 | 2041-42 | 2042-43 | 2043-44 | 2044-45 | 2045-46 | 2046-47 | 2047-48 | 2048-49 | 2049-50
TAS1 | Black Coal | bar: 2021-22 to 2049-50
TAS1 | Brown Coal | bar: 2021-22 to 2049-50
TAS1 | CCGT | 9.732e-07% | 9.632e-07% | 9.834e-07% | 9.838e-07% | 9.756e-07% | 9.842e-07% | 1.023e-06% | 1.062e-06% | 1.104e-06% | 1.129e-06% | 1.129e-06% | 1.184e-06% | 1.21e-06% | 1.246e-06% | 1.296e-06% | 1.342e-06% | 1.406e-06% | 1.466e-06% | 1.603e-06% | 1.615e-06% | 1.746e-06% | 1.77e-06% | 1.851e-06% | 1.93e-06% | 2.015e-06% | 2.117e-06% | 2.223e-06% | 2.355e-06% | 2.426e-06%
TAS1 | Gas - Steam | bar: 2021-22 to 2049-50
TAS1 | OCGT / Diesel | 9.075e-07% | 8.791e-07% | 9.207e-07% | 9.382e-07% | 9.138e-07% | 9.608e-07% | 1.001e-06% | 1.041e-06% | 1.087e-06% | 1.117e-06% | 1.103e-06% | 0.008098% | 1.191e-06% | 1.229e-06% | 1.276e-06% | 1.318e-06% | 1.391e-06% | 1.429e-06% | 1.517e-06% | 3.899e-06% | 0.01129% | 4.276e-06% | 4.482e-06% | 4.688e-06% | 4.825e-06% | 5.12e-06% | 5.356e-06% | 0.04638% | 5.823e-06%
TAS1 | Hydro | 36.54% | 37.85% | 39.6% | 45.31% | 48.42% | 43.42% | 44.82% | 45.27% | 40.74% | 38.74% | 35.87% | 36.21% | 34.48% | 31.36% | 29% | 26.23% | 27.87% | 27.02% | 27.21% | 23.75% | 26.13% | 25.25% | 23.34% | 23.43% | 21.67% | 23.8% | 22.91% | 23.85% | 20.95%
TAS1 | Wind | 26.66% | 32.22% | 32.49% | 34.77% | 37.95% | 39.43% | 41.1% | 39.19% | 39.34% | 38.2% | 42.25% | 39.16% | 38.54% | 40.19% | 39.63% | 39.97% | 37.01% | 35.82% | 33.72% | 34.8% | 33.4% | 32.82% | 34.01% | 35.32% | 35.91% | 33.79% | 33.7% | 32.01% | 33.27%
TAS1 | Solar PV | bar: 2021-22 to 2049-50
TAS1 | Grid Battery | bar: 2021-22 to 2049-50
TAS1 | Pumped Hydro | bar: 2021-22 to 2049-50
TAS1 | VPP | - | 3.454% | 1.561% | 2.062% | 2.396% | 2.813% | 2.447% | 2.572% | 3.078% | 3.352% | 4.46% | 4.811% | 4.858% | 5.31% | 5.731% | 6.28% | 5.893% | 5.746% | 5.578% | 5.819% | 5.807% | 5.762% | 5.549% | 5.399% | 5.776% | 5.533% | 5.223% | 5.053% | 5.085%
Explicitly modelled pumping
Region | Technology | 2021-22 | 2022-23 | 2023-24 | 2024-25 | 2025-26 | 2026-27 | 2027-28 | 2028-29 | 2029-30 | 2030-31 | 2031-32 | 2032-33 | 2033-34 | 2034-35 | 2035-36 | 2036-37 | 2037-38 | 2038-39 | 2039-40 | 2040-41 | 2041-42 | 2042-43 | 2043-44 | 2044-45 | 2045-46 | 2046-47 | 2047-48 | 2048-49 | 2049-50
NEM | Grid Battery pump | 11.68% | 7.206% | 7.361% | 8.483% | 8.432% | 8.581% | 8.071% | 7.674% | 6.922% | 7.336% | 7.112% | 7.362% | 7.25% | 6.639% | 7.053% | 7.203% | 12.43% | 12.45% | 13.63% | 13.26% | 15.05% | 16.17% | 16.13% | 16.75% | 16.61% | 15.84% | 15.99% | 15.92% | 15.86%
NEM | Pumped Hydro Pump | 1.152% | 3.703% | 5.068% | 30.36% | 23.28% | 26.48% | 27.44% | 30.6% | 28.96% | 30.78% | 30.82% | 33.74% | 31.94% | 31.24% | 34.29% | 33.84% | 31.96% | 30.71% | 32.17% | 30.79% | 31.32% | 32.38% | 30.29% | 33.6% | 33.15% | 31.46% | 30.4% | 31.67% | 31.28%
NEM | VPP pump | 9.251% | 10.78% | 9.894% | 11.65% | 12% | 11.78% | 11.12% | 10.65% | 9.635% | 9.678% | 9.515% | 9.733% | 9.567% | 9.052% | 9.216% | 9.062% | 8.046% | 7.762% | 7.441% | 7.208% | 6.813% | 6.824% | 6.557% | 6.829% | 6.491% | 6.104% | 6.086% | 5.96% | 5.433%
Region | Technology | 2021-22 | 2022-23 | 2023-24 | 2024-25 | 2025-26 | 2026-27 | 2027-28 | 2028-29 | 2029-30 | 2030-31 | 2031-32 | 2032-33 | 2033-34 | 2034-35 | 2035-36 | 2036-37 | 2037-38 | 2038-39 | 2039-40 | 2040-41 | 2041-42 | 2042-43 | 2043-44 | 2044-45 | 2045-46 | 2046-47 | 2047-48 | 2048-49 | 2049-50
NSW1 | Grid Battery pump | - | - | - | - | - | - | - | - | - | - | - | - | - | - | - | - | - | - | 17.54% | 16.97% | 16.4% | 16.3% | 16.45% | 17.26% | 17.14% | 16.88% | 16.35% | 17.03% | 16.96%
NSW1 | Pumped Hydro Pump | 1.302% | 4.612% | 5.984% | 38.04% | 24.26% | 28.51% | 29.95% | 32.71% | 30.35% | 32.15% | 32.28% | 34.76% | 32.86% | 32.13% | 35.31% | 34.89% | 33.31% | 31.62% | 33.13% | 31.89% | 32.12% | 33.45% | 30.97% | 36.04% | 35.42% | 35.41% | 33.3% | 35.33% | 34.53%
NSW1 | VPP pump | 8.569% | 10.7% | 8.856% | 11.24% | 11.49% | 11.39% | 11.01% | 10.63% | 9.349% | 9.464% | 8.979% | 9.335% | 9.122% | 8.416% | 8.566% | 8.445% | 7.866% | 7.393% | 7.288% | 7.074% | 6.64% | 6.691% | 6.518% | 6.864% | 6.524% | 6.422% | 6.19% | 6.363% | 6.1%
Region | Technology | 2021-22 | 2022-23 | 2023-24 | 2024-25 | 2025-26 | 2026-27 | 2027-28 | 2028-29 | 2029-30 | 2030-31 | 2031-32 | 2032-33 | 2033-34 | 2034-35 | 2035-36 | 2036-37 | 2037-38 | 2038-39 | 2039-40 | 2040-41 | 2041-42 | 2042-43 | 2043-44 | 2044-45 | 2045-46 | 2046-47 | 2047-48 | 2048-49 | 2049-50
QLD1 | Grid Battery pump | - | 18.19% | 18.36% | 23.1% | 24.47% | 24.02% | 23.45% | 23.19% | 22.24% | 22.33% | 22.07% | 22.54% | 22.33% | 22.81% | 22.59% | 22.71% | 17.95% | 18.1% | 18.04% | 17.96% | 17.56% | 17.43% | 17.57% | 17.45% | 17.11% | 15.76% | 16.26% | 16.15% | 16.56%
QLD1 | Pumped Hydro Pump | 0.8954% | 2.144% | 3.497% | 17.18% | 17.46% | 14.59% | 12.69% | 18.24% | 15.19% | 17.13% | 16.26% | 23.58% | 22.76% | 22.33% | 24.14% | 23.39% | 26.39% | 26.4% | 27.71% | 25.87% | 27.58% | 29.68% | 28.6% | 28.66% | 27.94% | 23.87% | 23.93% | 25.39% | 26.1%
QLD1 | VPP pump | 8.039% | 9.139% | 8.833% | 11.39% | 12.25% | 12.01% | 11.64% | 11.34% | 10.68% | 10.53% | 10.6% | 10.63% | 10.36% | 10.5% | 10.1% | 9.945% | 7.62% | 7.512% | 7.404% | 7.273% | 7.192% | 7.262% | 7.123% | 6.879% | 6.348% | 5.309% | 5.614% | 5.654% | 5.04%
Region | Technology | 2021-22 | 2022-23 | 2023-24 | 2024-25 | 2025-26 | 2026-27 | 2027-28 | 2028-29 | 2029-30 | 2030-31 | 2031-32 | 2032-33 | 2033-34 | 2034-35 | 2035-36 | 2036-37 | 2037-38 | 2038-39 | 2039-40 | 2040-41 | 2041-42 | 2042-43 | 2043-44 | 2044-45 | 2045-46 | 2046-47 | 2047-48 | 2048-49 | 2049-50
VIC1 | Grid Battery pump | 28.67% | 6.556% | 6.584% | 7.825% | 7.736% | 7.923% | 7.481% | 7.013% | 6.345% | 6.455% | 6.2% | 6.516% | 6.15% | 5.737% | 6.178% | 6.319% | 5.781% | 5.586% | 5.378% | 5.178% | 10.09% | 16.39% | 16.06% | 17.43% | 17.19% | 16.84% | 16.97% | 15.89% | 15.28%
VIC1 | Pumped Hydro Pump | - | - | - | - | - | - | - | - | - | - | - | - | - | - | - | - | 34.54% | 35.07% | 36.01% | 34.26% | 34.7% | 33.97% | 31.24% | 32.35% | 33.53% | 32.78% | 33.99% | 31.08% | 30.08%
VIC1 | VPP pump | 10.22% | 11.28% | 10.77% | 12.72% | 13.16% | 12.84% | 11.68% | 10.88% | 9.938% | 9.914% | 9.755% | 9.992% | 9.927% | 9.162% | 9.543% | 9.341% | 8.503% | 8.315% | 7.798% | 7.516% | 6.995% | 6.891% | 6.423% | 6.983% | 6.675% | 6.425% | 6.452% | 5.883% | 5.175%
Region | Technology | 2021-22 | 2022-23 | 2023-24 | 2024-25 | 2025-26 | 2026-27 | 2027-28 | 2028-29 | 2029-30 | 2030-31 | 2031-32 | 2032-33 | 2033-34 | 2034-35 | 2035-36 | 2036-37 | 2037-38 | 2038-39 | 2039-40 | 2040-41 | 2041-42 | 2042-43 | 2043-44 | 2044-45 | 2045-46 | 2046-47 | 2047-48 | 2048-49 | 2049-50
SA1 | Grid Battery pump | 7.093% | 7.324% | 7.71% | 8.261% | 8.141% | 8.28% | 7.651% | 7.371% | 6.485% | 7.512% | 7.357% | 7.441% | 7.538% | 6.406% | 6.851% | 7.02% | 6.653% | 6.62% | 13.94% | 13.33% | 14.5% | 14.48% | 14.15% | 14.76% | 15.01% | 14.55% | 14.48% | 14.11% | 13.43%
SA1 | Pumped Hydro Pump | bar: 2021-22 to 2049-50
SA1 | VPP pump | 11.5% | 12.34% | 12.66% | 12.67% | 12.72% | 12.26% | 11.28% | 10.86% | 9.515% | 9.622% | 9.614% | 9.574% | 9.36% | 8.589% | 9.198% | 8.831% | 8.463% | 8.122% | 7.147% | 6.632% | 5.934% | 6.032% | 5.752% | 6.182% | 6.024% | 5.764% | 5.639% | 5.521% | 4.736%
Region | Technology | 2021-22 | 2022-23 | 2023-24 | 2024-25 | 2025-26 | 2026-27 | 2027-28 | 2028-29 | 2029-30 | 2030-31 | 2031-32 | 2032-33 | 2033-34 | 2034-35 | 2035-36 | 2036-37 | 2037-38 | 2038-39 | 2039-40 | 2040-41 | 2041-42 | 2042-43 | 2043-44 | 2044-45 | 2045-46 | 2046-47 | 2047-48 | 2048-49 | 2049-50
TAS1 | Grid Battery pump | bar: 2021-22 to 2049-50
TAS1 | Pumped Hydro Pump | bar: 2021-22 to 2049-50
TAS1 | VPP pump | - | 4.168% | 1.861% | 2.495% | 2.863% | 3.374% | 2.961% | 3.068% | 3.694% | 4.023% | 5.353% | 5.797% | 5.833% | 6.376% | 6.859% | 7.559% | 7.054% | 6.896% | 6.694% | 6.984% | 6.97% | 6.93% | 6.652% | 6.476% | 6.95% | 6.623% | 6.287% | 6.047% | 6.104%
Non-controllable capacity
Region | Technology | 2021-22 | 2022-23 | 2023-24 | 2024-25 | 2025-26 | 2026-27 | 2027-28 | 2028-29 | 2029-30 | 2030-31 | 2031-32 | 2032-33 | 2033-34 | 2034-35 | 2035-36 | 2036-37 | 2037-38 | 2038-39 | 2039-40 | 2040-41 | 2041-42 | 2042-43 | 2043-44 | 2044-45 | 2045-46 | 2046-47 | 2047-48 | 2048-49 | 2049-50
NEM | Distributed PV | 15.77% | 16.13% | 16.31% | 15.86% | 15.31% | 16.39% | 16.4% | 14.89% | 15.69% | 16.31% | 16.53% | 16.71% | 16.17% | 15.67% | 16.78% | 16.8% | 15.17% | 15.97% | 16.63% | 16.87% | 16.95% | 16.51% | 15.94% | 17.04% | 17% | 15.32% | 16.09% | 16.78% | 17.01%
NEM | Behind the meter battery | 5.748% | 5.692% | 5.637% | 5.571% | 5.54% | 5.531% | 5.51% | 5.445% | 5.434% | 5.4% | 5.428% | 5.333% | 5.256% | 5.16% | 5.074% | 4.963% | 4.868% | 4.799% | 4.763% | 4.713% | 4.686% | 4.66% | 4.646% | 4.581% | 4.527% | 4.461% | 4.415% | 4.344% | 4.278%
NEM | Behind the meter battery pump | 4.884% | 4.836% | 4.789% | 4.733% | 4.706% | 4.698% | 4.681% | 4.626% | 4.616% | 4.587% | 4.612% | 4.531% | 4.464% | 4.383% | 4.31% | 4.216% | 4.136% | 4.077% | 4.045% | 4.004% | 3.981% | 3.957% | 3.948% | 3.891% | 3.845% | 3.789% | 3.751% | 3.691% | 3.634%
Region | Technology | 2021-22 | 2022-23 | 2023-24 | 2024-25 | 2025-26 | 2026-27 | 2027-28 | 2028-29 | 2029-30 | 2030-31 | 2031-32 | 2032-33 | 2033-34 | 2034-35 | 2035-36 | 2036-37 | 2037-38 | 2038-39 | 2039-40 | 2040-41 | 2041-42 | 2042-43 | 2043-44 | 2044-45 | 2045-46 | 2046-47 | 2047-48 | 2048-49 | 2049-50
NSW1 | Distributed PV | 15.89% | 16.59% | 16.28% | 16.1% | 15.42% | 17.11% | 16.87% | 15.03% | 15.45% | 16.39% | 17.13% | 16.7% | 16.38% | 15.81% | 17.37% | 17.11% | 15.24% | 15.71% | 16.66% | 17.39% | 16.89% | 16.65% | 16% | 17.57% | 17.26% | 15.35% | 15.79% | 16.75% | 17.46%
NSW1 | Behind the meter battery | 5.743% | 5.655% | 5.625% | 5.578% | 5.567% | 5.568% | 5.534% | 5.457% | 5.423% | 5.371% | 5.388% | 5.278% | 5.194% | 5.093% | 5.007% | 4.898% | 4.816% | 4.746% | 4.723% | 4.676% | 4.646% | 4.616% | 4.599% | 4.534% | 4.479% | 4.414% | 4.361% | 4.297% | 4.233%
NSW1 | Behind the meter battery pump | 4.879% | 4.803% | 4.778% | 4.739% | 4.729% | 4.729% | 4.701% | 4.635% | 4.607% | 4.563% | 4.579% | 4.484% | 4.41% | 4.328% | 4.251% | 4.161% | 4.092% | 4.033% | 4.011% | 3.973% | 3.947% | 3.919% | 3.909% | 3.854% | 3.802% | 3.751% | 3.706% | 3.65% | 3.594%
Region | Technology | 2021-22 | 2022-23 | 2023-24 | 2024-25 | 2025-26 | 2026-27 | 2027-28 | 2028-29 | 2029-30 | 2030-31 | 2031-32 | 2032-33 | 2033-34 | 2034-35 | 2035-36 | 2036-37 | 2037-38 | 2038-39 | 2039-40 | 2040-41 | 2041-42 | 2042-43 | 2043-44 | 2044-45 | 2045-46 | 2046-47 | 2047-48 | 2048-49 | 2049-50
QLD1 | Distributed PV | 16.23% | 17.23% | 17.2% | 16.55% | 16.67% | 17.73% | 17.8% | 14.99% | 16.26% | 16.82% | 17.72% | 17.58% | 16.78% | 16.96% | 18.05% | 18.11% | 15.29% | 16.67% | 17.29% | 18.16% | 17.93% | 17.24% | 17.36% | 18.37% | 18.37% | 15.48% | 16.85% | 17.47% | 18.34%
QLD1 | Behind the meter battery | 5.678% | 5.582% | 5.557% | 5.521% | 5.512% | 5.514% | 5.493% | 5.432% | 5.405% | 5.391% | 5.428% | 5.338% | 5.269% | 5.176% | 5.092% | 4.973% | 4.875% | 4.794% | 4.746% | 4.725% | 4.712% | 4.699% | 4.696% | 4.635% | 4.584% | 4.527% | 4.479% | 4.407% | 4.348%
QLD1 | Behind the meter battery pump | 4.822% | 4.742% | 4.72% | 4.691% | 4.681% | 4.683% | 4.665% | 4.616% | 4.593% | 4.577% | 4.611% | 4.536% | 4.474% | 4.395% | 4.325% | 4.224% | 4.141% | 4.073% | 4.032% | 4.015% | 4.005% | 3.989% | 3.99% | 3.937% | 3.896% | 3.844% | 3.807% | 3.745% | 3.692%
Region | Technology | 2021-22 | 2022-23 | 2023-24 | 2024-25 | 2025-26 | 2026-27 | 2027-28 | 2028-29 | 2029-30 | 2030-31 | 2031-32 | 2032-33 | 2033-34 | 2034-35 | 2035-36 | 2036-37 | 2037-38 | 2038-39 | 2039-40 | 2040-41 | 2041-42 | 2042-43 | 2043-44 | 2044-45 | 2045-46 | 2046-47 | 2047-48 | 2048-49 | 2049-50
VIC1 | Distributed PV | 14.6% | 14.16% | 14.99% | 14.63% | 13.83% | 14.71% | 14.77% | 14.23% | 15.01% | 15.58% | 14.94% | 15.73% | 15.23% | 14.39% | 15.27% | 15.35% | 14.57% | 15.22% | 15.82% | 15.22% | 15.93% | 15.53% | 14.6% | 15.51% | 15.5% | 14.74% | 15.37% | 16% | 15.33%
VIC1 | Behind the meter battery | 5.776% | 5.713% | 5.667% | 5.611% | 5.588% | 5.591% | 5.599% | 5.543% | 5.541% | 5.5% | 5.521% | 5.438% | 5.364% | 5.266% | 5.181% | 5.068% | 4.961% | 4.893% | 4.856% | 4.792% | 4.76% | 4.735% | 4.72% | 4.654% | 4.604% | 4.535% | 4.493% | 4.42% | 4.35%
VIC1 | Behind the meter battery pump | 4.909% | 4.855% | 4.816% | 4.768% | 4.748% | 4.751% | 4.757% | 4.709% | 4.705% | 4.672% | 4.689% | 4.621% | 4.559% | 4.472% | 4.403% | 4.307% | 4.217% | 4.154% | 4.124% | 4.068% | 4.044% | 4.021% | 4.01% | 3.953% | 3.91% | 3.851% | 3.816% | 3.755% | 3.695%
Region | Technology | 2021-22 | 2022-23 | 2023-24 | 2024-25 | 2025-26 | 2026-27 | 2027-28 | 2028-29 | 2029-30 | 2030-31 | 2031-32 | 2032-33 | 2033-34 | 2034-35 | 2035-36 | 2036-37 | 2037-38 | 2038-39 | 2039-40 | 2040-41 | 2041-42 | 2042-43 | 2043-44 | 2044-45 | 2045-46 | 2046-47 | 2047-48 | 2048-49 | 2049-50
SA1 | Distributed PV | 16.93% | 17.17% | 17.71% | 17.12% | 16.19% | 16.82% | 17.34% | 16.48% | 17.3% | 17.53% | 17.53% | 17.98% | 17.32% | 16.39% | 17.08% | 17.64% | 16.81% | 17.61% | 17.85% | 17.82% | 18.27% | 17.65% | 16.69% | 17.32% | 17.86% | 16.97% | 17.75% | 18% | 17.98%
SA1 | Behind the meter battery | 5.793% | 5.815% | 5.7% | 5.557% | 5.445% | 5.366% | 5.32% | 5.251% | 5.291% | 5.29% | 5.345% | 5.244% | 5.158% | 5.071% | 4.977% | 4.871% | 4.765% | 4.72% | 4.664% | 4.587% | 4.547% | 4.499% | 4.482% | 4.4% | 4.344% | 4.253% | 4.22% | 4.138% | 4.064%
SA1 | Behind the meter battery pump | 4.922% | 4.94% | 4.844% | 4.721% | 4.624% | 4.557% | 4.521% | 4.461% | 4.495% | 4.496% | 4.538% | 4.454% | 4.381% | 4.307% | 4.225% | 4.136% | 4.047% | 4.009% | 3.963% | 3.898% | 3.86% | 3.823% | 3.807% | 3.738% | 3.687% | 3.615% | 3.587% | 3.516% | 3.452%
Region | Technology | 2021-22 | 2022-23 | 2023-24 | 2024-25 | 2025-26 | 2026-27 | 2027-28 | 2028-29 | 2029-30 | 2030-31 | 2031-32 | 2032-33 | 2033-34 | 2034-35 | 2035-36 | 2036-37 | 2037-38 | 2038-39 | 2039-40 | 2040-41 | 2041-42 | 2042-43 | 2043-44 | 2044-45 | 2045-46 | 2046-47 | 2047-48 | 2048-49 | 2049-50
TAS1 | Distributed PV | 13.91% | 13.69% | 14.24% | 14.25% | 13.43% | 14.24% | 14.41% | 13.95% | 13.99% | 14.25% | 14.08% | 14.44% | 14.34% | 13.61% | 14.44% | 14.48% | 14% | 14.1% | 14.4% | 14.2% | 14.6% | 14.54% | 13.75% | 14.59% | 14.57% | 14.08% | 14.15% | 14.48% | 14.3%
TAS1 | Behind the meter battery | 5.704% | 5.607% | 5.547% | 5.538% | 5.501% | 5.496% | 5.475% | 5.417% | 5.367% | 5.318% | 5.332% | 5.23% | 5.159% | 5.071% | 4.992% | 4.89% | 4.814% | 4.766% | 4.719% | 4.656% | 4.613% | 4.574% | 4.546% | 4.462% | 4.404% | 4.339% | 4.284% | 4.205% | 4.139%
TAS1 | Behind the meter battery pump | 4.846% | 4.765% | 4.713% | 4.703% | 4.675% | 4.669% | 4.651% | 4.604% | 4.558% | 4.518% | 4.532% | 4.443% | 4.383% | 4.307% | 4.241% | 4.155% | 4.092% | 4.048% | 4.011% | 3.958% | 3.916% | 3.885% | 3.863% | 3.789% | 3.743% | 3.686% | 3.64% | 3.572% | 3.515%

## BaseCase_Generation
Annual sent-out generation by technology (GWh) - BaseCase, Central Scenario
Explicitly modelled generation
Region | Technology | 2021-22 | 2022-23 | 2023-24 | 2024-25 | 2025-26 | 2026-27 | 2027-28 | 2028-29 | 2029-30 | 2030-31 | 2031-32 | 2032-33 | 2033-34 | 2034-35 | 2035-36 | 2036-37 | 2037-38 | 2038-39 | 2039-40 | 2040-41 | 2041-42 | 2042-43 | 2043-44 | 2044-45 | 2045-46 | 2046-47 | 2047-48 | 2048-49 | 2049-50
NEM | Black Coal | 90455.2938 | 79261.4694 | 79032.247 | 79629.6411 | 72261.5514 | 66262.5432 | 59179.4895 | 61761.8195 | 47797.1466 | 45114.6143 | 42839.7103 | 43048.0659 | 46355.7423 | 43980.8972 | 38985.0081 | 37572.9138 | 32421.8248 | 32545.3725 | 30823.1902 | 29751.0005 | 28448.4813 | 18930.8658 | 15839.8128 | 13426.8409 | 11112.235 | 9145.0999 | 8778.3897 | 8615.4231 | 8078.4278
NEM | Brown Coal | 29938.3147 | 28342.0482 | 28678.4516 | 22666.3444 | 23608.1187 | 22803.3194 | 22250.7775 | 21936.9891 | 21485.8203 | 21592.1336 | 21116.458 | 20796.2103 | 21309.5171 | 21146.2653 | 21739.545 | 20519.5113 | 19031.7522 | 19660.6035 | 17286.7221 | 18391.1482 | 20341.7629 | 19930.7727 | 19009.4916 | 19099.4365 | 18031.2736 | 18669.5209 | 12552.785 | 0 | 0
NEM | CCGT | 2252.5066 | 2252.5066 | 1906.8808 | 1976.0377 | 1760.142 | 1793.7201 | 1743.6345 | 2021.1352 | 1755.6872 | 1795.6752 | 1882.7462 | 4887.811 | 4984.5358 | 5413.9713 | 4387.9312 | 4529.7971 | 5451.4219 | 5487.4294 | 4344.7777 | 4527.9248 | 4893.9993 | 5309.7333 | 3504.6725 | 3182.0913 | 1521.4659 | 960.5245 | 963.1562 | 960.525 | 960.525
NEM | Gas - Steam | 701.2469 | 715.3088 | 731.6174 | 173.3193 | 159.8176 | 170.0514 | 162.8568 | 173.3962 | 154.7098 | 159.6832 | 156.5951 | 272.387 | 203.6699 | 344.6882 | 128.5142 | 133.6611 | 297.478 | 307.3223 | 172.7792 | 191.679 | 209.6042 | 246.9181 | 243.8993 | 195.6201 | 268.7559 | 0 | 0 | 0 | 0
NEM | OCGT / Diesel | 54.4534 | 24.6985 | 122.436 | 99.4734 | 35.8011 | 66.1252 | 28.3448 | 84.9153 | 8.9117 | 25.6588 | 24.8226 | 449.3239 | 278.9249 | 430.7272 | 411.7998 | 521.3445 | 1781.247 | 2134.8548 | 4347.2964 | 4790.2724 | 3773.3485 | 5799.2461 | 7912.423 | 4405.5627 | 5625.2323 | 8334.4168 | 10539.625 | 15077.9105 | 14648.9988
NEM | Hydro | 13127.2059 | 13510.8947 | 13443.2458 | 16128.3948 | 16843.8597 | 15412.9123 | 15707.268 | 17605.3624 | 15228.6645 | 14097.5466 | 13429.7528 | 13604.591 | 14115.8203 | 13645.8471 | 13106.4073 | 12262.9524 | 13759.6902 | 12215.927 | 11560.1847 | 10599.4902 | 10779.6526 | 11504.0428 | 11256.1798 | 11278.3678 | 10795.3874 | 12646.3527 | 11131.0624 | 10746.4709 | 9963.6896
NEM | Wind | 26800.9324 | 35728.7269 | 35378.6068 | 39923.2913 | 46747.6223 | 51949.6496 | 59007.4928 | 59165.5974 | 66382.966 | 68442.0537 | 72184.1101 | 69980.0899 | 69492.9298 | 74741.1605 | 80249.3341 | 86020.4556 | 94759.0708 | 94843.9203 | 97921.7651 | 98309.691 | 98425.9585 | 99195.2792 | 106938.1607 | 111807.3462 | 114913.7059 | 115775.6727 | 117788.9402 | 121012.0848 | 120549.4128
NEM | Solar PV | 14501.0477 | 17776.7644 | 18079.939 | 17335.5479 | 16977.4582 | 17976.588 | 18196.2271 | 16538.3136 | 26644.4374 | 27871.454 | 28323.4952 | 28429.1675 | 27387.0412 | 26679.4189 | 28465.1482 | 28237.4045 | 28760.7933 | 29770.0992 | 31183.1692 | 32493.0555 | 34729.9817 | 44905.9222 | 43404.9267 | 44932.7429 | 47325.0079 | 50762.1193 | 53392.1326 | 58601.1036 | 61056.4108
NEM | Grid Battery | 216.3475 | 306.2316 | 314.3554 | 360.9953 | 359.4389 | 365.6081 | 343.0691 | 327.6193 | 294.8545 | 296.8922 | 287.0252 | 298.7144 | 264.5398 | 231.2157 | 245.2394 | 250.4288 | 924.0429 | 928.7147 | 1356.1681 | 1298.7102 | 3829.3439 | 3752.2185 | 3748.6499 | 4672.9657 | 4628.7879 | 5681.0876 | 5733.5765 | 6642.5121 | 6621.6264
NEM | Pumped Hydro | 48.6287 | 128.7143 | 199.3972 | 1660.58 | 4989.6996 | 5450.3415 | 5355.6159 | 6257.5182 | 9756.6062 | 10526.325 | 10183.2027 | 11201.2563 | 10107.4016 | 10414.7043 | 10975.4374 | 10682.6306 | 13016.8581 | 12474.7551 | 13047.1919 | 12350.3919 | 13253.7444 | 14934.5502 | 14532.4573 | 16635.3751 | 16344.1179 | 16810.4001 | 16339.2761 | 18281.6272 | 18315.2055
NEM | VPP | 24.6756 | 43.0981 | 57.3036 | 94.8794 | 136.2184 | 183.0948 | 222.0543 | 271.2938 | 322.2031 | 393.7041 | 490.8696 | 586.0919 | 665.1016 | 714.3159 | 817.0796 | 890.448 | 867.7264 | 913.8018 | 950.7582 | 987.8935 | 1006.3589 | 1079.0705 | 1110.7952 | 1212.8815 | 1206.6018 | 1192.9142 | 1240.2032 | 1274.1234 | 1210.3393
Total excluding storage |  | 177831.0015 | 177612.4175 | 177373.4244 | 177932.0499 | 178394.3711 | 176434.9092 | 176276.091 | 179287.5288 | 179458.3435 | 179098.8194 | 179957.6903 | 181467.6465 | 184128.1814 | 186382.9756 | 187473.6879 | 189798.0403 | 196263.2782 | 196965.529 | 197639.8846 | 199054.2616 | 201602.789 | 205822.7802 | 208109.5666 | 208328.0083 | 209593.0638 | 216293.7068 | 215146.0911 | 215013.518 | 215257.4647
Region | Technology | 2021-22 | 2022-23 | 2023-24 | 2024-25 | 2025-26 | 2026-27 | 2027-28 | 2028-29 | 2029-30 | 2030-31 | 2031-32 | 2032-33 | 2033-34 | 2034-35 | 2035-36 | 2036-37 | 2037-38 | 2038-39 | 2039-40 | 2040-41 | 2041-42 | 2042-43 | 2043-44 | 2044-45 | 2045-46 | 2046-47 | 2047-48 | 2048-49 | 2049-50
NSW1 | Black Coal | 46079.8209 | 38717.0189 | 35717.1828 | 39453.6324 | 32049.0461 | 27560.2131 | 23672.8718 | 26929.927 | 15417.6782 | 13993.2656 | 12591.145 | 10386.1079 | 12413.2208 | 11254.6297 | 6240.9417 | 7598.6963 | 8302.6895 | 7999.8325 | 7572.2075 | 6535.1039 | 5843.137 | 0 | 0 | 0 | 0 | 0 | 0 | 0 | 0
NSW1 | Brown Coal | 0 | 0 | 0 | 0 | 0 | 0 | 0 | 0 | 0 | 0 | 0 | 0 | 0 | 0 | 0 | 0 | 0 | 0 | 0 | 0 | 0 | 0 | 0 | 0 | 0 | 0 | 0 | 0 | 0
NSW1 | CCGT | 33.6489 | 33.6489 | 101.2649 | 64.3621 | 63.5591 | 63.5591 | 63.7332 | 63.6103 | 63.5591 | 63.5591 | 63.7332 | 968.3699 | 799.6468 | 1076.5167 | 668.1165 | 1051.8987 | 1594.9534 | 1728.9301 | 1446.3851 | 1465.6338 | 1533.0597 | 1750.43 | 19.3316 | 0.00028353 | 0.00029749 | 0.00041769 | 0.00041823 | 0.00047475 | 0.00045768
NSW1 | Gas - Steam | 0 | 0 | 0 | 0 | 0 | 0 | 0 | 0 | 0 | 0 | 0 | 0 | 0 | 0 | 0 | 0 | 0 | 0 | 0 | 0 | 0 | 0 | 0 | 0 | 0 | 0 | 0 | 0 | 0
NSW1 | OCGT / Diesel | 0.18041 | 2.1886e-05 | 14.9955 | 50.6125 | 11.1254 | 18.6424 | 6.9163 | 13.7511 | 3.0649e-05 | 0.98261 | 3.3354e-05 | 35.017 | 17.9657 | 25.0762 | 85.9565 | 61.8927 | 271.2611 | 534.082 | 2055.5044 | 2708.7636 | 1491.1028 | 2789.8817 | 4362.5642 | 2129.8283 | 2163.3214 | 2888.7111 | 5107.3814 | 7757.9806 | 7622.145
NSW1 | Hydro | 1999.2933 | 2103.0892 | 1927.3034 | 2832.0833 | 2832.8269 | 2629.3559 | 2592.8134 | 3626.7506 | 2854.274 | 2612.8215 | 2524.1374 | 2892.7667 | 3228.3716 | 3327.1766 | 3454.0906 | 3192.5056 | 4002.3017 | 3257.5273 | 2990.9125 | 2771.133 | 2687.4107 | 3308.6691 | 3366.3483 | 3539.59 | 3413.7598 | 4103.8668 | 3369.4764 | 3204.5119 | 3034.2198
NSW1 | Wind | 6252.6978 | 9583.5911 | 11541.8218 | 13663.9743 | 17418.788 | 20680.2646 | 23236.6753 | 22487.5129 | 27329.4351 | 29295.104 | 30545.7422 | 30299.1309 | 29388.6382 | 31367.3788 | 32822.425 | 32696.7674 | 28975.1235 | 26867.4796 | 31473.258 | 32263.6124 | 35603.0537 | 35034.5344 | 36378.805 | 38228.139 | 39546.1137 | 34823.9417 | 33238.5751 | 36041.1052 | 36004.1331
NSW1 | Solar PV | 5342.8113 | 6499.59 | 6543.0269 | 6299.1536 | 5994.6271 | 6487.115 | 6521.684 | 6388.1613 | 15809.2607 | 16689.2428 | 17033.0873 | 16906.1314 | 16368.8935 | 15702.5339 | 16948.8906 | 16930.8087 | 16917.7432 | 17143.5 | 18114.4712 | 18405.7751 | 18339.3585 | 23731.4713 | 22711.9149 | 24313.96 | 24268.4743 | 26739.0312 | 27260.9557 | 31909.8642 | 32150.3429
NSW1 | Grid Battery | 7.6105e-05 | 7.9295e-05 | 7.9253e-05 | 7.8604e-05 | 7.7335e-05 | 7.8859e-05 | 9.5757e-05 | 0.00010361 | 0.00031707 | 0.00032733 | 0.0003304 | 0.00037596 | 0.00037572 | 0.0003781 | 0.00044145 | 0.00043915 | 0.0066806 | 0.0066244 | 35.8227 | 34.5464 | 916.9706 | 914.9452 | 922.3275 | 1241.2058 | 1229.8542 | 1216.8395 | 1172.562 | 1228.3983 | 1219.6228
NSW1 | Pumped Hydro | 20.9156 | 66.8436 | 93.3584 | 1146.8542 | 4468.9491 | 5013.7906 | 4977.4786 | 5711.7069 | 9302.9262 | 10014.5898 | 9698.7402 | 10495.6986 | 9427.5677 | 9747.8743 | 10254.4735 | 9984.1482 | 9970.9853 | 9399.3659 | 9761.1931 | 9275.3501 | 9554.1779 | 9478.001 | 9288.1223 | 10216.1377 | 9980.2166 | 10227.8528 | 9664.7554 | 10136.0117 | 10115.7115
NSW1 | VPP | 8.6917 | 15.3462 | 18.8838 | 34.4491 | 49.8492 | 67.8717 | 82.6402 | 100.6916 | 115.2025 | 140.3363 | 166.8315 | 199.9367 | 224.462 | 233.5548 | 266.7465 | 289.6743 | 293.8693 | 300.3476 | 319.617 | 330.573 | 332.8726 | 359.1557 | 372.9018 | 411.3451 | 408.7559 | 423.1156 | 424.2808 | 458.1229 | 456.6783
Total excluding storage |  | 59708.4526 | 56936.9381 | 55845.5953 | 62363.8181 | 58369.9726 | 57439.15 | 56094.694 | 59509.7132 | 61474.2071 | 62654.9755 | 62757.8452 | 61487.5238 | 62216.7365 | 62753.3118 | 60220.4209 | 61532.5694 | 60064.0724 | 57531.3514 | 63652.7386 | 64150.0217 | 65497.1224 | 66614.9866 | 66838.9638 | 68211.5176 | 69391.6696 | 68555.5514 | 68976.389 | 78913.4623 | 78810.8412
Region | Technology | 2021-22 | 2022-23 | 2023-24 | 2024-25 | 2025-26 | 2026-27 | 2027-28 | 2028-29 | 2029-30 | 2030-31 | 2031-32 | 2032-33 | 2033-34 | 2034-35 | 2035-36 | 2036-37 | 2037-38 | 2038-39 | 2039-40 | 2040-41 | 2041-42 | 2042-43 | 2043-44 | 2044-45 | 2045-46 | 2046-47 | 2047-48 | 2048-49 | 2049-50
QLD1 | Black Coal | 44375.4729 | 40544.4505 | 43315.0642 | 40176.0087 | 40212.5053 | 38702.3301 | 35506.6176 | 34831.8925 | 32379.4684 | 31121.3487 | 30248.5653 | 32661.958 | 33942.5215 | 32726.2675 | 32744.0664 | 29974.2175 | 24119.1353 | 24545.54 | 23250.9827 | 23215.8966 | 22605.3443 | 18930.8658 | 15839.8128 | 13426.8409 | 11112.235 | 9145.0999 | 8778.3897 | 8615.4231 | 8078.4278
QLD1 | Brown Coal | 0 | 0 | 0 | 0 | 0 | 0 | 0 | 0 | 0 | 0 | 0 | 0 | 0 | 0 | 0 | 0 | 0 | 0 | 0 | 0 | 0 | 0 | 0 | 0 | 0 | 0 | 0 | 0 | 0
QLD1 | CCGT | 1104.025 | 1104.025 | 1232.2762 | 1462.1737 | 1247.081 | 1280.6591 | 1229.1678 | 1508.0229 | 1242.6261 | 1282.6142 | 1368.2795 | 3004.531 | 3316.1359 | 3196.8861 | 2983.5353 | 2619.8526 | 3856.4683 | 3758.4991 | 2898.3924 | 3062.2907 | 3360.9393 | 3559.3029 | 3485.3406 | 3182.0907 | 1521.4652 | 960.5237 | 963.1554 | 960.5237 | 960.5237
QLD1 | Gas - Steam | 37.1158 | 37.1158 | 73.7192 | 72.804 | 72.804 | 72.804 | 73.0035 | 72.804 | 72.804 | 72.804 | 73.0035 | 72.804 | 72.804 | 72.804 | 73.0035 | 85.8557 | 182.184 | 198.8002 | 172.7792 | 191.679 | 209.6042 | 246.9181 | 243.8993 | 195.6201 | 268.7559 | 0 | 0 | 0 | 0
QLD1 | OCGT / Diesel | 3.67e-05 | 3.7997e-05 | 1.6695 | 31.3746 | 14.1785 | 21.1666 | 8.8095 | 51.6076 | 7.4576 | 19.3597 | 22.325 | 193.5367 | 111.3359 | 63.423 | 99.6849 | 230.0549 | 805.5482 | 832.6374 | 1246.6429 | 1142.853 | 1223.8823 | 1787.0138 | 1845.7728 | 1650.4745 | 2823.727 | 4853.7278 | 4687.289 | 4571.7947 | 4125.7945
QLD1 | Hydro | 683.757 | 680.856 | 681.0038 | 675.2371 | 672.3981 | 669.609 | 669.4905 | 664.0977 | 661.1255 | 647.0145 | 658.9569 | 653.2163 | 650.5419 | 647.7035 | 647.2054 | 642.0749 | 239.1799 | 239.8672 | 237.7158 | 236.5915 | 236.5265 | 0 | 0 | 0 | 0 | 0 | 0 | 0 | 0
QLD1 | Wind | 2135.09 | 3605.6705 | 3600.7451 | 4428.1371 | 6679.8838 | 6860.5518 | 10141.0939 | 12594.792 | 14808.8957 | 15281.2867 | 14912.9575 | 14111.6318 | 12752.7601 | 14783.6364 | 15130.1648 | 18610.4764 | 24845.6357 | 24655.5651 | 25248.2327 | 23866.5836 | 23716.9913 | 25056.1156 | 28781.065 | 29795.2476 | 32939.2406 | 35523.6786 | 35522.3149 | 35886.2448 | 33992.784
QLD1 | Solar PV | 5555.0976 | 7538.3561 | 7685.5593 | 7343.985 | 7448.1656 | 7800.5727 | 7893.2138 | 6593.3674 | 7142.0099 | 7427.255 | 7545.9946 | 7659.7088 | 7327.594 | 7442.0829 | 7813.5748 | 7531.2362 | 8286.3004 | 8936.685 | 9308.1322 | 10023.2578 | 11448.8489 | 16042.0444 | 15508.666 | 15699.6773 | 15849.4401 | 17538.5112 | 18408.1892 | 17753.5698 | 20126.7375
QLD1 | Grid Battery | 5.1291e-05 | 25.8193 | 26.1385 | 32.7758 | 34.7123 | 34.114 | 33.2623 | 32.9221 | 31.5608 | 31.6955 | 31.2617 | 32.0521 | 31.696 | 32.3744 | 32.0528 | 32.2281 | 721.9686 | 732.0013 | 727.5109 | 698.3378 | 1437.9493 | 1425.2052 | 1437.7393 | 1969.5212 | 1930.2064 | 3027.742 | 3134.4102 | 3102.1724 | 3191.7979
QLD1 | Pumped Hydro | 27.7131 | 61.8707 | 106.0386 | 513.7256 | 520.7502 | 436.5505 | 378.137 | 545.811 | 453.6797 | 511.7348 | 484.4621 | 705.5571 | 679.8333 | 666.8294 | 720.9632 | 698.4817 | 2356.1286 | 2378.2963 | 2488.6012 | 2323.5372 | 2686.7009 | 4473.3794 | 4331.0926 | 4342.5772 | 4220.7323 | 4466.1193 | 4502.5442 | 4751.4859 | 4924.6921
QLD1 | VPP | 3.6864 | 6.0129 | 8.8147 | 16.6694 | 25.5848 | 35.011 | 43.9141 | 54.7077 | 67.2376 | 84.0979 | 109.9793 | 131.2232 | 151.0205 | 176.6018 | 193.4839 | 214.5034 | 182.7285 | 199.4975 | 213.9041 | 227.8821 | 243.4621 | 264.663 | 279.2035 | 284.0154 | 275.6625 | 241.357 | 268.7488 | 282.512 | 264.4886
Total excluding storage |  | 53890.5584 | 53510.474 | 56590.0372 | 54189.7202 | 56347.0162 | 55407.6932 | 55521.3966 | 56316.5842 | 56314.3872 | 55851.6829 | 54830.0822 | 58357.3866 | 58173.6933 | 58932.8034 | 59491.2351 | 59693.7682 | 62334.4518 | 63167.594 | 62362.8778 | 61739.1522 | 62802.1368 | 65622.2606 | 65704.5566 | 63949.951 | 64514.8638 | 68021.5412 | 68359.3381 | 67787.5561 | 67284.2675
Region | Technology | 2021-22 | 2022-23 | 2023-24 | 2024-25 | 2025-26 | 2026-27 | 2027-28 | 2028-29 | 2029-30 | 2030-31 | 2031-32 | 2032-33 | 2033-34 | 2034-35 | 2035-36 | 2036-37 | 2037-38 | 2038-39 | 2039-40 | 2040-41 | 2041-42 | 2042-43 | 2043-44 | 2044-45 | 2045-46 | 2046-47 | 2047-48 | 2048-49 | 2049-50
VIC1 | Black Coal | 0 | 0 | 0 | 0 | 0 | 0 | 0 | 0 | 0 | 0 | 0 | 0 | 0 | 0 | 0 | 0 | 0 | 0 | 0 | 0 | 0 | 0 | 0 | 0 | 0 | 0 | 0 | 0 | 0
VIC1 | Brown Coal | 29938.3147 | 28342.0482 | 28678.4516 | 22666.3444 | 23608.1187 | 22803.3194 | 22250.7775 | 21936.9891 | 21485.8203 | 21592.1336 | 21116.458 | 20796.2103 | 21309.5171 | 21146.2653 | 21739.545 | 20519.5113 | 19031.7522 | 19660.6035 | 17286.7221 | 18391.1482 | 20341.7629 | 19930.7727 | 19009.4916 | 19099.4365 | 18031.2736 | 18669.5209 | 12552.785 | 0 | 0
VIC1 | CCGT | 2.0371e-05 | 2.0172e-05 | 2.119e-05 | 2.4399e-05 | 2.4727e-05 | 2.4698e-05 | 2.6321e-05 | 2.8907e-05 | 2.8741e-05 | 2.9022e-05 | 2.9808e-05 | 5.184e-05 | 5.1664e-05 | 5.2184e-05 | 5.1905e-05 | 5.2336e-05 | 8.7794e-05 | 8.9401e-05 | 0.00012171 | 0.00011988 | 0.00012787 | 0.00013133 | 0.00013194 | 0.00012384 | 0.00012883 | 0.00013743 | 0.00013978 | 0.00052006 | 0.00050756
VIC1 | Gas - Steam | 8.1851 | 3.4719 | 9.7191 | 18.9422 | 5.4405 | 15.6743 | 8.0567 | 19.0191 | 0.33266 | 5.3061 | 1.795 | 22.7383 | 16.9696 | 15.0573 | 55.5108 | 47.8054 | 115.294 | 108.5221 | 0 | 0 | 0 | 0 | 0 | 0 | 0 | 0 | 0 | 0 | 0
VIC1 | OCGT / Diesel | 7.8061 | 3.6018e-05 | 9.0423 | 3.8204 | 2.5945 | 8.7993 | 4.8383 | 2.4683 | 5.5789e-05 | 5.7757e-05 | 5.9139e-05 | 40.0254 | 14.0663 | 16.9205 | 32.1906 | 22.9426 | 64.572 | 24.4043 | 174.3593 | 127.6771 | 102.8316 | 51.9013 | 273.1457 | 190.0459 | 180.279 | 130.414 | 88.2233 | 1734.0232 | 1873.3226
VIC1 | Hydro | 2733.6744 | 2740.6969 | 2478.8953 | 3059.1948 | 3120.5723 | 2950.9738 | 2986.9133 | 3761.1064 | 3116.9904 | 2663.2465 | 2678.3416 | 2417.8311 | 2961.3041 | 3052.667 | 2886.1383 | 2892.3797 | 3636.7967 | 3016.1343 | 2590.0968 | 2580.2295 | 2342.7615 | 2866.7816 | 2965.5562 | 2794.9846 | 2809.0359 | 3520.0331 | 2926.2475 | 2510.1888 | 2509.4179
VIC1 | Wind | 10813.3002 | 13843.5481 | 11929.6314 | 12263.8376 | 12546.6918 | 13001.506 | 13573.2654 | 12247.7048 | 12354.3026 | 11901.8419 | 13300.1418 | 11723.0634 | 13300.8806 | 14042.1305 | 14695.763 | 16480.9221 | 20948.9991 | 21642.5111 | 20102.2007 | 19847.4664 | 18393.3283 | 19041.2503 | 22570.5818 | 23421.4136 | 22816.148 | 25135.5389 | 28342.7964 | 28482.4769 | 29036.3429
VIC1 | Solar PV | 2656.001 | 2637.1107 | 2739.4172 | 2624.9489 | 2493.1716 | 2622.6246 | 2682.0564 | 2511.5759 | 2603.909 | 2656.0214 | 2640.7452 | 2742.2001 | 2623.4124 | 2493.1748 | 2634.7843 | 2677.9184 | 2511.5754 | 2600.0617 | 2659.9299 | 2637.4073 | 3378.2189 | 3332.1072 | 3204.17 | 3158.1389 | 5091.6167 | 4598.4137 | 5887.7335 | 7006.2019 | 6935.3437
VIC1 | Grid Battery | 112.9282 | 174.1313 | 175.8233 | 208.1858 | 206.176 | 211.0572 | 198.7629 | 187.2336 | 168.9669 | 171.9139 | 164.6497 | 174.0216 | 139.2454 | 130.6638 | 140.2684 | 143.4804 | 131.2555 | 126.4362 | 122.505 | 117.2039 | 492.171 | 434.7029 | 428.4696 | 463.7532 | 456.0388 | 449.1363 | 450.077 | 1354.1288 | 1301.38
VIC1 | Pumped Hydro | 0 | 0 | 6.5818e-05 | 7.5216e-05 | 7.7736e-05 | 8.4129e-05 | 8.1452e-05 | 8.6467e-05 | 8.6757e-05 | 9.3257e-05 | 9.7301e-05 | 0.00021873 | 0.00021406 | 0.00020988 | 0.0002776 | 0.00027966 | 689.7437 | 697.0924 | 797.3969 | 751.504 | 1012.8648 | 983.1691 | 913.2418 | 2076.6594 | 2143.1682 | 2116.4272 | 2171.9756 | 3394.1287 | 3274.801
VIC1 | VPP | 5.9418 | 10.01 | 14.1784 | 23.9959 | 35.8552 | 49.6408 | 60.8928 | 74.8501 | 94.131 | 115.3512 | 145.9416 | 177.9907 | 204.7308 | 215.5935 | 251.8858 | 273.8785 | 275.1175 | 294.6078 | 302.8674 | 314.8052 | 318.3661 | 335.9298 | 337.5973 | 384.7719 | 385.1166 | 391.2618 | 409.3377 | 392.9832 | 360.0785
Total excluding storage |  | 46157.2815 | 47566.8758 | 45845.1569 | 40637.0883 | 41776.5894 | 41402.8974 | 41505.9077 | 40478.8636 | 39561.3551 | 38818.5495 | 39737.4817 | 37742.0687 | 40226.1501 | 40766.2155 | 42043.9321 | 42641.4795 | 46308.9895 | 47052.2371 | 42813.309 | 43583.9286 | 44558.9033 | 45222.8132 | 48022.9455 | 48664.0196 | 48928.3533 | 52053.9207 | 49797.7858 | 39732.8913 | 40354.4277
Region | Technology | 2021-22 | 2022-23 | 2023-24 | 2024-25 | 2025-26 | 2026-27 | 2027-28 | 2028-29 | 2029-30 | 2030-31 | 2031-32 | 2032-33 | 2033-34 | 2034-35 | 2035-36 | 2036-37 | 2037-38 | 2038-39 | 2039-40 | 2040-41 | 2041-42 | 2042-43 | 2043-44 | 2044-45 | 2045-46 | 2046-47 | 2047-48 | 2048-49 | 2049-50
SA1 | Black Coal | 0 | 0 | 0 | 0 | 0 | 0 | 0 | 0 | 0 | 0 | 0 | 0 | 0 | 0 | 0 | 0 | 0 | 0 | 0 | 0 | 0 | 0 | 0 | 0 | 0 | 0 | 0 | 0 | 0
SA1 | Brown Coal | 0 | 0 | 0 | 0 | 0 | 0 | 0 | 0 | 0 | 0 | 0 | 0 | 0 | 0 | 0 | 0 | 0 | 0 | 0 | 0 | 0 | 0 | 0 | 0 | 0 | 0 | 0 | 0 | 0
SA1 | CCGT | 1114.8326 | 1114.8326 | 573.3397 | 449.5019 | 449.5019 | 449.5019 | 450.7334 | 449.5019 | 449.5019 | 449.5019 | 450.7334 | 914.9101 | 868.7531 | 1140.5685 | 736.2794 | 858.0457 | 0.00011524 | 0.00011601 | 0.00012823 | 0.0001258 | 0.00018194 | 0.00018743 | 0.00019397 | 0.00018067 | 0.00018855 | 0.00019189 | 0.00019279 | 0.00027873 | 0.00027068
SA1 | Gas - Steam | 655.946 | 674.7211 | 648.1791 | 81.5731 | 81.5731 | 81.5731 | 81.7966 | 81.5731 | 81.5731 | 81.5731 | 81.7966 | 176.8447 | 113.8963 | 256.8268 | 0 | 0 | 0 | 0 | 0 | 0 | 0 | 0 | 0 | 0 | 0 | 0 | 0 | 0 | 0
SA1 | OCGT / Diesel | 46.4669 | 24.6984 | 96.7287 | 13.6659 | 7.9028 | 17.5169 | 7.7806 | 17.0883 | 1.454 | 5.3164 | 2.4976 | 180.6184 | 135.557 | 325.3075 | 193.9677 | 206.4544 | 639.8657 | 743.731 | 870.7898 | 810.9787 | 955.4744 | 1170.4493 | 1430.9404 | 435.2139 | 457.9049 | 461.5638 | 656.7314 | 1013.8763 | 1027.7367
SA1 | Hydro | 0 | 0 | 0 | 0 | 0 | 0 | 0 | 0 | 0 | 0 | 0 | 0 | 0 | 0 | 0 | 0 | 0 | 0 | 0 | 0 | 0 | 0 | 0 | 0 | 0 | 0 | 0 | 0 | 0
SA1 | Wind | 6273.6961 | 7093.237 | 6287.1561 | 6975.0943 | 6802.7771 | 7505.917 | 7495.8058 | 7016.3673 | 6579.6447 | 6333.9266 | 6673.1698 | 7099.7665 | 6929.964 | 6620.3326 | 9287.7276 | 9349.6719 | 11302.0819 | 12821.979 | 12323.9989 | 12826.7238 | 11591.1969 | 11099.7816 | 9918.519 | 11174.1422 | 10271.2525 | 11503.6071 | 11919.6747 | 12276.9976 | 12861.0078
SA1 | Solar PV | 947.1378 | 1101.7076 | 1111.9357 | 1067.4603 | 1041.4939 | 1066.2757 | 1099.2729 | 1045.2091 | 1089.2578 | 1098.9348 | 1103.6681 | 1121.1271 | 1067.1413 | 1041.6272 | 1067.8984 | 1097.4411 | 1045.1741 | 1089.8525 | 1100.6358 | 1426.6152 | 1563.5553 | 1800.2992 | 1980.1757 | 1760.9666 | 2115.4766 | 1886.1632 | 1835.2542 | 1931.4677 | 1843.9866
SA1 | Grid Battery | 103.4191 | 106.2809 | 112.3934 | 120.0337 | 118.5504 | 120.4368 | 111.0437 | 107.4633 | 94.3263 | 93.2824 | 91.1133 | 92.6401 | 93.598 | 68.177 | 72.9176 | 74.7196 | 70.812 | 70.2704 | 470.3293 | 448.6219 | 982.2527 | 977.3648 | 960.1132 | 998.4851 | 1012.6881 | 987.3695 | 976.5269 | 957.8122 | 908.8252
SA1 | Pumped Hydro | 0 | 0 | 5.1202e-05 | 4.9815e-05 | 4.9523e-05 | 5.1634e-05 | 5.1808e-05 | 5.4965e-05 | 5.6327e-05 | 6.0059e-05 | 6.2847e-05 | 9.0972e-05 | 9.0503e-05 | 8.9543e-05 | 0.00012801 | 0.00013364 | 0.00018825 | 0.00018868 | 0.00018915 | 0.0001887 | 0.00022276 | 0.00021984 | 0.00021958 | 0.00030588 | 0.00030419 | 0.00030226 | 0.0003035 | 0.0003051 | 0.00030649
SA1 | VPP | 6.2125 | 11.3009 | 15.1482 | 19.2306 | 24.0461 | 29.1185 | 32.9512 | 38.8233 | 42.2585 | 49.5874 | 60.9903 | 68.201 | 74.835 | 76.2583 | 90.1739 | 94.5245 | 97.6759 | 100.0402 | 94.2778 | 92.273 | 87.9167 | 94.2729 | 95.5045 | 106.7645 | 108.0789 | 108.2548 | 109.4228 | 111.9415 | 99.2545
Total excluding storage |  | 9038.0794 | 10009.1968 | 8717.3394 | 8587.2956 | 8383.2488 | 9120.7847 | 9135.3893 | 8609.7397 | 8201.4315 | 7969.2528 | 8311.8655 | 9493.2668 | 9115.3117 | 9384.6625 | 11285.8731 | 11511.6131 | 12987.1218 | 14655.5627 | 14295.4246 | 15064.3179 | 14110.2268 | 14070.5303 | 13329.6353 | 13370.3229 | 12844.6342 | 13851.3343 | 14411.6604 | 15222.3418 | 15732.7314
Region | Technology | 2021-22 | 2022-23 | 2023-24 | 2024-25 | 2025-26 | 2026-27 | 2027-28 | 2028-29 | 2029-30 | 2030-31 | 2031-32 | 2032-33 | 2033-34 | 2034-35 | 2035-36 | 2036-37 | 2037-38 | 2038-39 | 2039-40 | 2040-41 | 2041-42 | 2042-43 | 2043-44 | 2044-45 | 2045-46 | 2046-47 | 2047-48 | 2048-49 | 2049-50
TAS1 | Black Coal | 0 | 0 | 0 | 0 | 0 | 0 | 0 | 0 | 0 | 0 | 0 | 0 | 0 | 0 | 0 | 0 | 0 | 0 | 0 | 0 | 0 | 0 | 0 | 0 | 0 | 0 | 0 | 0 | 0
TAS1 | Brown Coal | 0 | 0 | 0 | 0 | 0 | 0 | 0 | 0 | 0 | 0 | 0 | 0 | 0 | 0 | 0 | 0 | 0 | 0 | 0 | 0 | 0 | 0 | 0 | 0 | 0 | 0 | 0 | 0 | 0
TAS1 | CCGT | 1.7732e-05 | 1.755e-05 | 1.7918e-05 | 1.7926e-05 | 1.7776e-05 | 1.7933e-05 | 1.8633e-05 | 1.9347e-05 | 2.0107e-05 | 2.0576e-05 | 2.0574e-05 | 2.1568e-05 | 2.2045e-05 | 2.2705e-05 | 2.3606e-05 | 2.4461e-05 | 2.5613e-05 | 2.6707e-05 | 2.9213e-05 | 2.9421e-05 | 3.1816e-05 | 3.2253e-05 | 3.3726e-05 | 3.517e-05 | 3.6717e-05 | 3.8573e-05 | 4.0498e-05 | 4.2904e-05 | 4.4205e-05
TAS1 | Gas - Steam | 0 | 0 | 0 | 0 | 0 | 0 | 0 | 0 | 0 | 0 | 0 | 0 | 0 | 0 | 0 | 0 | 0 | 0 | 0 | 0 | 0 | 0 | 0 | 0 | 0 | 0 | 0 | 0 | 0
TAS1 | OCGT / Diesel | 1.415e-05 | 1.3708e-05 | 1.4356e-05 | 1.4629e-05 | 1.4249e-05 | 1.4981e-05 | 1.5612e-05 | 1.6235e-05 | 1.6942e-05 | 1.742e-05 | 1.7205e-05 | 0.12627 | 1.8571e-05 | 1.917e-05 | 1.9895e-05 | 2.0556e-05 | 2.169e-05 | 2.2277e-05 | 2.3653e-05 | 1.981e-05 | 0.05737 | 2.1727e-05 | 2.277e-05 | 2.382e-05 | 2.4516e-05 | 2.6013e-05 | 2.7213e-05 | 0.23564 | 2.9585e-05
TAS1 | Hydro | 7710.4812 | 7986.2526 | 8356.0433 | 9561.8797 | 10218.0623 | 9162.9736 | 9458.0508 | 9553.4078 | 8596.2746 | 8174.4641 | 7568.3169 | 7640.777 | 7275.6028 | 6618.2999 | 6118.973 | 5535.9922 | 5881.4118 | 5702.3982 | 5741.4596 | 5011.5362 | 5512.9539 | 5328.5921 | 4924.2754 | 4943.7932 | 4572.5916 | 5022.4527 | 4835.3385 | 5031.7703 | 4420.0518
TAS1 | Wind | 1326.1483 | 1602.6802 | 2019.2523 | 2592.2479 | 3299.4817 | 3901.4103 | 4560.6525 | 4819.2203 | 5310.6879 | 5629.8944 | 6752.0988 | 6746.4973 | 7120.687 | 7927.6823 | 8313.2536 | 8882.6178 | 8687.2307 | 8856.3855 | 8774.0748 | 9505.3049 | 9121.3882 | 8963.5973 | 9289.19 | 9188.4039 | 9340.9511 | 8788.9064 | 8765.5791 | 8325.2603 | 8655.145
TAS1 | Solar PV | 3.9132e-06 | 5.5973e-06 | 9.0379e-06 | 1.0708e-05 | 9.0274e-06 | 1.0947e-05 | 1.2841e-05 | 1.4083e-05 | 1.9329e-05 | 2.6398e-05 | 3.2137e-05 | 3.3109e-05 | 3.3979e-05 | 2.9454e-05 | 3.1937e-05 | 3.1189e-05 | 3.9138e-05 | 4.8227e-05 | 5.1176e-05 | 7.8851e-05 | 7.8714e-05 | 7.857e-05 | 6.9543e-05 | 7.5021e-05 | 7.1395e-05 | 7.1349e-05 | 7.5282e-05 | 7.3799e-05 | 7.1706e-05
TAS1 | Grid Battery | 4.9911e-05 | 5.1817e-05 | 5.1156e-05 | 5.14e-05 | 5.5641e-05 | 5.787e-05 | 6.3872e-05 | 7.5294e-05 | 0.00010614 | 0.00011372 | 0.00012612 | 0.000148 | 0.00014887 | 0.00016029 | 0.00017053 | 0.00018492 | 0.00019952 | 0.00020874 | 0.00028252 | 0.00028485 | 0.00030761 | 0.00030881 | 0.00032033 | 0.00033118 | 0.00034722 | 0.00037533 | 0.00039769 | 0.00046157 | 0.00045642
TAS1 | Pumped Hydro | 0 | 0 | 0.00013081 | 0.00013791 | 0.00016118 | 0.00016894 | 0.00017626 | 0.00018581 | 0.00019599 | 0.0002077 | 0.00023732 | 0.00026485 | 0.00026845 | 0.00027961 | 0.00029816 | 0.00031585 | 0.00033497 | 0.0003501 | 0.00043407 | 0.00043808 | 0.00046595 | 0.00046818 | 0.00047694 | 0.00048823 | 0.0005081 | 0.00053407 | 0.00055879 | 0.00062094 | 0.00062976
TAS1 | VPP | 0.14327 | 0.42811 | 0.27844 | 0.53436 | 0.88305 | 1.4528 | 1.656 | 2.2211 | 3.3735 | 4.3312 | 7.1268 | 8.7403 | 10.0532 | 12.3074 | 14.7896 | 17.8673 | 18.3352 | 19.3086 | 20.0918 | 22.3603 | 23.7414 | 25.0492 | 25.5881 | 25.9846 | 28.9879 | 28.925 | 28.4131 | 28.5636 | 29.8394
Total excluding storage |  | 9036.6295 | 9588.9328 | 10375.2956 | 12154.1276 | 13517.5441 | 13064.3839 | 14018.7033 | 14372.6281 | 13906.9626 | 13804.3586 | 14320.4158 | 14387.4006 | 14396.2898 | 14545.9823 | 14432.2267 | 14418.6101 | 14568.6426 | 14558.7838 | 14515.5345 | 14516.8412 | 14634.3996 | 14292.1895 | 14213.4655 | 14132.1972 | 13913.5429 | 13811.3593 | 13600.9177 | 13357.2664 | 13075.197
Explicitly modelled pumping
Region | Technology | 2021-22 | 2022-23 | 2023-24 | 2024-25 | 2025-26 | 2026-27 | 2027-28 | 2028-29 | 2029-30 | 2030-31 | 2031-32 | 2032-33 | 2033-34 | 2034-35 | 2035-36 | 2036-37 | 2037-38 | 2038-39 | 2039-40 | 2040-41 | 2041-42 | 2042-43 | 2043-44 | 2044-45 | 2045-46 | 2046-47 | 2047-48 | 2048-49 | 2049-50
NEM | Grid Battery pump | 266.3311 | 378.9576 | 387.1003 | 446.111 | 443.4176 | 451.2645 | 424.456 | 403.5543 | 364.0178 | 366.5336 | 355.3102 | 367.825 | 327.0825 | 284.9618 | 302.7638 | 309.1712 | 1102.7051 | 1104.0936 | 1607.196 | 1540.7361 | 4510.4564 | 4421.3095 | 4409.0559 | 5499.8616 | 5456.8245 | 6685.0997 | 6750.645 | 7814.7278 | 7787.549
NEM | Pumped Hydro Pump | 134.2603 | 431.3974 | 590.4354 | 3536.9802 | 6871.1119 | 7818.3882 | 8100.1641 | 9034.9583 | 13624.7792 | 14479.6615 | 14496.2411 | 15871.3834 | 15024.7761 | 14693.9221 | 16129.8699 | 15919.4104 | 18143.5704 | 17433.45 | 18348.8218 | 17559.959 | 18431.63 | 21210.0931 | 19841.9835 | 23483.3541 | 23174.8846 | 23410.9034 | 22622.2433 | 25333.0484 | 25022.2289
NEM | VPP pump | 29.6166 | 51.8463 | 68.6602 | 113.9703 | 163.4627 | 219.6959 | 267.025 | 325.11 | 386.7204 | 472.5384 | 590.5739 | 702.0769 | 798.8921 | 857.1803 | 980.2053 | 1068.8085 | 1042.9418 | 1097.4391 | 1138.9528 | 1188.2041 | 1206.5667 | 1296.3093 | 1331.3871 | 1455.6212 | 1450.8367 | 1429.3378 | 1491.4952 | 1526.3394 | 1452.0584
Region | Technology | 2021-22 | 2022-23 | 2023-24 | 2024-25 | 2025-26 | 2026-27 | 2027-28 | 2028-29 | 2029-30 | 2030-31 | 2031-32 | 2032-33 | 2033-34 | 2034-35 | 2035-36 | 2036-37 | 2037-38 | 2038-39 | 2039-40 | 2040-41 | 2041-42 | 2042-43 | 2043-44 | 2044-45 | 2045-46 | 2046-47 | 2047-48 | 2048-49 | 2049-50
NSW1 | Grid Battery pump | 9.0351e-05 | 9.4084e-05 | 9.3967e-05 | 9.3269e-05 | 9.1751e-05 | 9.3516e-05 | 0.00011365 | 0.00012287 | 0.00037905 | 0.00039125 | 0.00039539 | 0.00044778 | 0.00044791 | 0.00045079 | 0.00052486 | 0.00052264 | 0.0078832 | 0.0077998 | 42.1443 | 40.7564 | 1081.0569 | 1074.4619 | 1084.6537 | 1460.2421 | 1450.5301 | 1427.933 | 1383.2821 | 1441.3771 | 1434.8504
NSW1 | Pumped Hydro Pump | 95.8259 | 339.3636 | 440.3486 | 2799.4759 | 6121.5515 | 7192.1454 | 7555.4116 | 8251.8409 | 12972.7646 | 13744.2116 | 13798.2784 | 14859.0871 | 14047.7403 | 13735.5746 | 15093.7239 | 14915.5736 | 14239.9542 | 13515.0784 | 14163.1426 | 13634.0876 | 13731.844 | 14298.9761 | 13237.1899 | 15405.964 | 15141.1409 | 15137.641 | 14237.1875 | 15103.1706 | 14759.8823
NSW1 | VPP pump | 10.4321 | 18.4611 | 22.6231 | 41.3637 | 59.8158 | 81.4606 | 99.3684 | 120.6732 | 138.2703 | 168.4369 | 200.7529 | 239.4561 | 269.4379 | 280.7236 | 319.7267 | 347.678 | 353.6332 | 360.5533 | 382.6314 | 397.8875 | 399.5988 | 430.3788 | 447.0702 | 493.7119 | 491.758 | 506.6855 | 510.7818 | 548.3124 | 548.1224
Region | Technology | 2021-22 | 2022-23 | 2023-24 | 2024-25 | 2025-26 | 2026-27 | 2027-28 | 2028-29 | 2029-30 | 2030-31 | 2031-32 | 2032-33 | 2033-34 | 2034-35 | 2035-36 | 2036-37 | 2037-38 | 2038-39 | 2039-40 | 2040-41 | 2041-42 | 2042-43 | 2043-44 | 2044-45 | 2045-46 | 2046-47 | 2047-48 | 2048-49 | 2049-50
QLD1 | Grid Battery pump | 6.0366e-05 | 31.8756 | 32.171 | 40.4639 | 42.8794 | 42.0914 | 41.0846 | 40.6246 | 38.9639 | 39.1302 | 38.6688 | 39.4964 | 39.1308 | 39.9691 | 39.5705 | 39.7877 | 853.2314 | 860.5173 | 857.5102 | 822.1033 | 1691.1757 | 1678.0394 | 1692.0306 | 2315.8845 | 2270.13 | 3568.7483 | 3680.8423 | 3655.0588 | 3749.6116
QLD1 | Pumped Hydro Pump | 38.4344 | 92.0338 | 150.0865 | 737.504 | 749.5601 | 626.2424 | 544.752 | 783.117 | 652.0141 | 735.4495 | 697.9622 | 1012.2957 | 977.0351 | 958.3468 | 1036.1451 | 1003.8359 | 3041.4359 | 3042.7307 | 3193.2072 | 2981.7717 | 3438.4232 | 5676.1748 | 5469.2205 | 5480.3273 | 5342.2735 | 5641.474 | 5656.3385 | 6000.9627 | 6168.8443
QLD1 | VPP pump | 4.4246 | 7.236 | 10.5607 | 20.0073 | 30.7368 | 41.9925 | 52.7844 | 65.5852 | 80.7011 | 100.9375 | 132.2926 | 157.2077 | 181.2605 | 211.9658 | 232.2251 | 257.4551 | 219.9207 | 238.8413 | 256.7358 | 273.5159 | 292.2092 | 318.0155 | 335.2607 | 340.7439 | 330.4953 | 290.277 | 321.9712 | 339.718 | 316.8128
Region | Technology | 2021-22 | 2022-23 | 2023-24 | 2024-25 | 2025-26 | 2026-27 | 2027-28 | 2028-29 | 2029-30 | 2030-31 | 2031-32 | 2032-33 | 2033-34 | 2034-35 | 2035-36 | 2036-37 | 2037-38 | 2038-39 | 2039-40 | 2040-41 | 2041-42 | 2042-43 | 2043-44 | 2044-45 | 2045-46 | 2046-47 | 2047-48 | 2048-49 | 2049-50
VIC1 | Grid Battery pump | 138.9579 | 215.5659 | 216.4768 | 257.2908 | 254.3458 | 260.4856 | 245.9753 | 230.5636 | 208.6012 | 212.2394 | 203.8603 | 214.2525 | 172.3981 | 160.823 | 173.1708 | 177.1363 | 162.0438 | 156.5843 | 150.7504 | 145.1615 | 580.9077 | 512.8948 | 502.6023 | 545.592 | 537.9959 | 526.916 | 530.9819 | 1591.613 | 1531.0352
VIC1 | Pumped Hydro Pump | 0 | 0 | 8.237e-05 | 9.4121e-05 | 9.7112e-05 | 0.00010504 | 0.00010209 | 0.00010784 | 0.00010861 | 0.00011651 | 0.00012187 | 0.00027344 | 0.00026778 | 0.00026209 | 0.00034664 | 0.0003496 | 862.1796 | 875.6402 | 992.4713 | 944.099 | 1261.3619 | 1234.9414 | 1135.5723 | 2597.0618 | 2691.4692 | 2631.7874 | 2728.7163 | 4228.914 | 4093.5012
VIC1 | VPP pump | 7.1315 | 12.0409 | 16.991 | 28.8416 | 43.0236 | 59.5511 | 73.2383 | 89.6854 | 112.9796 | 138.4489 | 175.596 | 213.1998 | 246.304 | 258.1851 | 302.3228 | 328.7193 | 330.2064 | 354.4994 | 362.6129 | 378.8845 | 381.0714 | 404.3959 | 403.9967 | 461.8177 | 463.614 | 468.2245 | 492.7836 | 470.1922 | 432.1798
Region | Technology | 2021-22 | 2022-23 | 2023-24 | 2024-25 | 2025-26 | 2026-27 | 2027-28 | 2028-29 | 2029-30 | 2030-31 | 2031-32 | 2032-33 | 2033-34 | 2034-35 | 2035-36 | 2036-37 | 2037-38 | 2038-39 | 2039-40 | 2040-41 | 2041-42 | 2042-43 | 2043-44 | 2044-45 | 2045-46 | 2046-47 | 2047-48 | 2048-49 | 2049-50
SA1 | Grid Battery pump | 127.373 | 131.5159 | 138.4524 | 148.3561 | 146.1922 | 148.6873 | 137.396 | 132.3658 | 116.4523 | 115.1635 | 112.7806 | 114.0755 | 115.553 | 84.1691 | 90.0217 | 92.2464 | 87.4218 | 86.984 | 556.7908 | 532.7146 | 1157.3157 | 1155.913 | 1129.7689 | 1178.1426 | 1198.1682 | 1161.5019 | 1155.5382 | 1126.6784 | 1072.0513
SA1 | Pumped Hydro Pump | 0 | 0 | 6.4021e-05 | 6.2382e-05 | 6.1853e-05 | 6.4476e-05 | 6.4929e-05 | 6.856e-05 | 7.0527e-05 | 7.5022e-05 | 7.8633e-05 | 0.00011374 | 0.00011315 | 0.0001118 | 0.00015994 | 0.00016707 | 0.00023528 | 0.00023672 | 0.00023559 | 0.0002368 | 0.00027753 | 0.00027556 | 0.00027398 | 0.00038265 | 0.00038107 | 0.00037641 | 0.00038089 | 0.00037986 | 0.00038357
SA1 | VPP pump | 7.4564 | 13.5917 | 18.1535 | 23.1112 | 28.8312 | 34.9491 | 39.6302 | 46.5163 | 50.7203 | 59.5167 | 73.3785 | 81.6818 | 89.8198 | 91.5281 | 108.2301 | 113.4519 | 117.2343 | 120.37 | 112.8577 | 111.0785 | 105.192 | 113.3937 | 114.3843 | 128.1775 | 130.0884 | 129.5288 | 131.7564 | 133.9335 | 119.1291
Region | Technology | 2021-22 | 2022-23 | 2023-24 | 2024-25 | 2025-26 | 2026-27 | 2027-28 | 2028-29 | 2029-30 | 2030-31 | 2031-32 | 2032-33 | 2033-34 | 2034-35 | 2035-36 | 2036-37 | 2037-38 | 2038-39 | 2039-40 | 2040-41 | 2041-42 | 2042-43 | 2043-44 | 2044-45 | 2045-46 | 2046-47 | 2047-48 | 2048-49 | 2049-50
TAS1 | Grid Battery pump | 5.8732e-05 | 6.0981e-05 | 6.0181e-05 | 6.0474e-05 | 6.546e-05 | 6.808e-05 | 7.5155e-05 | 8.8573e-05 | 0.0001249 | 0.00013376 | 0.00014843 | 0.00017414 | 0.00017515 | 0.00018859 | 0.0002006 | 0.00021761 | 0.0002347 | 0.0002456 | 0.0003324 | 0.00033515 | 0.00036187 | 0.00036338 | 0.00037684 | 0.0003896 | 0.00040866 | 0.00044143 | 0.000468 | 0.00054292 | 0.00053697
TAS1 | Pumped Hydro Pump | 0 | 0 | 0.00016398 | 0.00017244 | 0.00020149 | 0.00021107 | 0.00022054 | 0.00023201 | 0.0002453 | 0.00025926 | 0.00029708 | 0.00033118 | 0.00033549 | 0.00034968 | 0.00037249 | 0.00039519 | 0.0004185 | 0.00043767 | 0.00054261 | 0.00054827 | 0.00058231 | 0.00058547 | 0.00059585 | 0.00060996 | 0.00063616 | 0.0006666 | 0.0006994 | 0.00077543 | 0.00078711
TAS1 | VPP pump | 0.17196 | 0.5167 | 0.33185 | 0.64649 | 1.0554 | 1.7426 | 2.0036 | 2.6499 | 4.0491 | 5.1984 | 8.5538 | 10.5314 | 12.0698 | 14.7777 | 17.7007 | 21.5043 | 21.9473 | 23.175 | 24.115 | 26.8376 | 28.4953 | 30.1254 | 30.6752 | 31.1701 | 34.881 | 34.622 | 34.2023 | 34.1833 | 35.8143
Non-controllable capacity
Region | Technology | 2021-22 | 2022-23 | 2023-24 | 2024-25 | 2025-26 | 2026-27 | 2027-28 | 2028-29 | 2029-30 | 2030-31 | 2031-32 | 2032-33 | 2033-34 | 2034-35 | 2035-36 | 2036-37 | 2037-38 | 2038-39 | 2039-40 | 2040-41 | 2041-42 | 2042-43 | 2043-44 | 2044-45 | 2045-46 | 2046-47 | 2047-48 | 2048-49 | 2049-50
NEM | Distributed PV | 17966.1251 | 20100.6795 | 21848.5557 | 22765.7608 | 23520.219 | 26712.9041 | 28250.2682 | 26710.882 | 28962.3643 | 30914.2247 | 32262.7878 | 33604.8783 | 33813.0341 | 33976.8825 | 37696.6292 | 38914.4849 | 36303.367 | 39129.5695 | 41710.6576 | 43318.6363 | 44440.8755 | 44228.555 | 43943.4562 | 48400.6107 | 49711.1476 | 46026.6458 | 49621.4902 | 52962.0301 | 54802.2134
NEM | Behind the meter battery | 274.2921 | 322.7655 | 377.4056 | 441.916 | 524.7405 | 624.9438 | 702.6065 | 780.1503 | 916.5023 | 1062.9236 | 1310.8182 | 1435.9449 | 1573.1611 | 1680.3963 | 1781.133 | 1856.768 | 1927.461 | 2000.5502 | 2079.2953 | 2147.8019 | 2226.1602 | 2306.7147 | 2389.4767 | 2400.7435 | 2416.8737 | 2424.2587 | 2440.1321 | 2439.5699 | 2438.5083
NEM | Behind the meter battery pump | 233.0404 | 274.1938 | 320.6539 | 375.4693 | 445.7175 | 530.8198 | 596.8722 | 662.6992 | 778.5165 | 902.9392 | 1113.6428 | 1220.0169 | 1336.223 | 1427.318 | 1512.8203 | 1577.4412 | 1637.703 | 1699.356 | 1766.0472 | 1824.66 | 1891.329 | 1958.7365 | 2030.3464 | 2039.52 | 2052.599 | 2059.134 | 2073.3251 | 2072.6927 | 2071.1611
Region | Technology | 2021-22 | 2022-23 | 2023-24 | 2024-25 | 2025-26 | 2026-27 | 2027-28 | 2028-29 | 2029-30 | 2030-31 | 2031-32 | 2032-33 | 2033-34 | 2034-35 | 2035-36 | 2036-37 | 2037-38 | 2038-39 | 2039-40 | 2040-41 | 2041-42 | 2042-43 | 2043-44 | 2044-45 | 2045-46 | 2046-47 | 2047-48 | 2048-49 | 2049-50
NSW1 | Distributed PV | 5204.0164 | 5881.733 | 6097.6203 | 6362.1284 | 6503.6664 | 7561.6005 | 7799.3333 | 7221.9231 | 7693.3554 | 8429.2142 | 9135.0771 | 9232.9948 | 9474.093 | 9536.0352 | 10952.211 | 11213.6267 | 10409.2512 | 11061.1613 | 12074.4253 | 12966.5624 | 12905.9314 | 13078.0882 | 13015.2652 | 14802.4008 | 15046.9679 | 13816.9635 | 14650.873 | 15983.8137 | 17049.5514
NSW1 | Behind the meter battery | 103.7437 | 114.2404 | 137.9244 | 165.9003 | 201.313 | 240.9159 | 264.5842 | 289.7374 | 335.4861 | 383.0036 | 465.2208 | 500.5256 | 543.8767 | 577.0925 | 608.9188 | 631.888 | 654.0991 | 675.5199 | 700.7784 | 721.1068 | 744.6086 | 768.4752 | 793.5574 | 797.0251 | 801.425 | 803.7639 | 807.3625 | 807.7907 | 807.16
NSW1 | Behind the meter battery pump | 88.1293 | 97.0216 | 117.1621 | 140.9418 | 170.997 | 204.6077 | 224.7487 | 246.0761 | 284.9925 | 325.3838 | 395.4208 | 425.2231 | 461.797 | 490.3539 | 517.0464 | 536.8256 | 555.8161 | 574.0677 | 595.1176 | 612.7617 | 632.5367 | 652.4851 | 674.521 | 677.4172 | 680.3664 | 682.9967 | 685.9903 | 686.2534 | 685.4489
Region | Technology | 2021-22 | 2022-23 | 2023-24 | 2024-25 | 2025-26 | 2026-27 | 2027-28 | 2028-29 | 2029-30 | 2030-31 | 2031-32 | 2032-33 | 2033-34 | 2034-35 | 2035-36 | 2036-37 | 2037-38 | 2038-39 | 2039-40 | 2040-41 | 2041-42 | 2042-43 | 2043-44 | 2044-45 | 2045-46 | 2046-47 | 2047-48 | 2048-49 | 2049-50
QLD1 | Distributed PV | 5567.3648 | 6252.7151 | 6535.0958 | 6564.9108 | 6903.5367 | 7623.4303 | 7934.3665 | 6899.0674 | 7734.7975 | 8266.4241 | 9020.1611 | 9268.269 | 9263.1607 | 9754.2535 | 10771.5054 | 11127.7048 | 9702.5719 | 10828.6207 | 11489.8808 | 12365.4002 | 12482.6233 | 12281.9138 | 12714.2217 | 13851.0346 | 14256.9572 | 12334.5707 | 13776.1666 | 14614.4548 | 15684.6206
QLD1 | Behind the meter battery | 46.1059 | 51.2898 | 62.8898 | 76.9438 | 94.1079 | 114.339 | 129.4405 | 144.185 | 167.6189 | 204.8006 | 260.2955 | 292.0182 | 328.1998 | 357.9519 | 385.721 | 407.778 | 429.0894 | 449.044 | 469.664 | 492.0875 | 514.8354 | 538.0025 | 561.6947 | 566.605 | 572.2196 | 576.7274 | 581.9254 | 583.27 | 585.6388
QLD1 | Behind the meter battery pump | 39.1572 | 43.5755 | 53.4177 | 65.3788 | 79.9186 | 97.0955 | 109.9162 | 122.5159 | 142.4376 | 173.9088 | 221.1189 | 248.1635 | 278.7158 | 303.9474 | 327.6112 | 346.3668 | 364.4744 | 381.5345 | 399.0059 | 418.1686 | 437.5687 | 456.7426 | 477.2466 | 481.3082 | 486.3169 | 489.674 | 494.6069 | 495.5824 | 497.3207
Region | Technology | 2021-22 | 2022-23 | 2023-24 | 2024-25 | 2025-26 | 2026-27 | 2027-28 | 2028-29 | 2029-30 | 2030-31 | 2031-32 | 2032-33 | 2033-34 | 2034-35 | 2035-36 | 2036-37 | 2037-38 | 2038-39 | 2039-40 | 2040-41 | 2041-42 | 2042-43 | 2043-44 | 2044-45 | 2045-46 | 2046-47 | 2047-48 | 2048-49 | 2049-50
VIC1 | Distributed PV | 4329.4005 | 4908.7952 | 5934.1919 | 6528.7696 | 6863.0057 | 8027.2367 | 8796.0994 | 8929.0801 | 9626.1225 | 10179.6404 | 9984.4368 | 10760.8291 | 10744.8887 | 10455.0049 | 11440.4569 | 11800.6131 | 11528.2593 | 12300.9387 | 13053.8349 | 12807.4881 | 13660.682 | 13556.1803 | 13075.8792 | 14262.8401 | 14649.2457 | 14279.6933 | 15258.3695 | 16219.645 | 15845.6324
VIC1 | Behind the meter battery | 60.3615 | 72.3202 | 86.6818 | 103.6542 | 127.6658 | 157.9156 | 187.3608 | 216.0942 | 267.3679 | 312.7858 | 390.6955 | 438.5207 | 483.411 | 517.6718 | 549.9019 | 574.0839 | 596.4233 | 621.8879 | 649.6279 | 672.0144 | 699.0363 | 727.0829 | 754.4992 | 759.0364 | 765.4179 | 768.307 | 774.8118 | 775.1915 | 774.81
VIC1 | Behind the meter battery pump | 51.3066 | 61.4512 | 73.6598 | 88.083 | 108.4706 | 134.1928 | 159.1916 | 183.5475 | 227.026 | 265.6899 | 331.839 | 372.6114 | 410.8313 | 439.6676 | 467.2812 | 487.8914 | 506.9155 | 527.9599 | 551.6485 | 570.5388 | 593.9882 | 617.4131 | 640.9921 | 644.5839 | 650.0555 | 652.3952 | 658.1553 | 658.6052 | 658.2953
Region | Technology | 2021-22 | 2022-23 | 2023-24 | 2024-25 | 2025-26 | 2026-27 | 2027-28 | 2028-29 | 2029-30 | 2030-31 | 2031-32 | 2032-33 | 2033-34 | 2034-35 | 2035-36 | 2036-37 | 2037-38 | 2038-39 | 2039-40 | 2040-41 | 2041-42 | 2042-43 | 2043-44 | 2044-45 | 2045-46 | 2046-47 | 2047-48 | 2048-49 | 2049-50
SA1 | Distributed PV | 2623.5452 | 2798.1478 | 2996.8815 | 3008.3834 | 2949.0755 | 3160.1857 | 3360.8342 | 3300.464 | 3533.7408 | 3645.3258 | 3718.3325 | 3905.4589 | 3875.3563 | 3779.4643 | 4028.9273 | 4246.1349 | 4126.3157 | 4379.708 | 4502.8278 | 4576.0415 | 4756.5856 | 4662.4055 | 4501.1598 | 4782.4214 | 5031.6478 | 4870.1344 | 5185.5389 | 5354.2666 | 5426.7292
SA1 | Behind the meter battery | 56.7354 | 76.761 | 80.3364 | 83.7752 | 87.4369 | 94.3938 | 101.223 | 107.735 | 120.7804 | 134.1477 | 160.928 | 168.8699 | 178.8956 | 186.8102 | 193.693 | 198.596 | 201.84 | 206.6333 | 210.4501 | 212.7899 | 216.7262 | 220.9463 | 226.2016 | 224.8024 | 224.5688 | 222.3658 | 222.9625 | 220.6855 | 218.5777
SA1 | Behind the meter battery pump | 48.2076 | 65.216 | 68.2817 | 71.1775 | 74.2498 | 80.1578 | 86.0269 | 91.5227 | 102.6208 | 114.0145 | 136.6407 | 143.4284 | 151.9345 | 158.6357 | 164.4393 | 168.6089 | 171.3923 | 175.4796 | 178.8172 | 180.8586 | 183.9819 | 187.7459 | 192.102 | 190.9761 | 190.6156 | 188.965 | 189.485 | 187.5319 | 185.6623
Region | Technology | 2021-22 | 2022-23 | 2023-24 | 2024-25 | 2025-26 | 2026-27 | 2027-28 | 2028-29 | 2029-30 | 2030-31 | 2031-32 | 2032-33 | 2033-34 | 2034-35 | 2035-36 | 2036-37 | 2037-38 | 2038-39 | 2039-40 | 2040-41 | 2041-42 | 2042-43 | 2043-44 | 2044-45 | 2045-46 | 2046-47 | 2047-48 | 2048-49 | 2049-50
TAS1 | Distributed PV | 241.7982 | 259.2885 | 284.7662 | 301.5686 | 300.9347 | 340.451 | 359.6348 | 360.3473 | 374.3481 | 393.6202 | 404.7802 | 437.3265 | 455.5355 | 452.1246 | 503.5286 | 526.4053 | 536.969 | 559.1407 | 589.6888 | 603.1441 | 635.0531 | 649.9672 | 636.9304 | 701.9138 | 726.329 | 725.2839 | 750.5421 | 789.8501 | 795.6798
TAS1 | Behind the meter battery | 7.3456 | 8.1541 | 9.5732 | 11.6426 | 14.2168 | 17.3795 | 19.9981 | 22.3987 | 25.2488 | 28.1858 | 33.6784 | 36.0105 | 38.7781 | 40.8699 | 42.8983 | 44.4221 | 46.0092 | 47.4651 | 48.7751 | 49.8034 | 50.9537 | 52.2079 | 53.5239 | 53.2746 | 53.2423 | 53.0947 | 53.07 | 52.6323 | 52.3218
TAS1 | Behind the meter battery pump | 6.2397 | 6.9295 | 8.1325 | 9.8883 | 12.0815 | 14.7661 | 16.9888 | 19.037 | 21.4396 | 23.9422 | 28.6235 | 30.5904 | 32.9445 | 34.7133 | 36.4422 | 37.7485 | 39.1047 | 40.3143 | 41.458 | 42.3322 | 43.2535 | 44.3498 | 45.4846 | 45.2346 | 45.2446 | 45.103 | 45.0875 | 44.7198 | 44.4337

## BaseCase_Capacity
Installed capacity by technology (MW) - BaseCase, Central Scenario
Capacity calculated on 1 July. In early study years some wind and solar projects enter later in the financial year and are therefore reflected in the following financial year's capacity.
Explicitly modelled generation
Region | Technology | 2021-22 | 2022-23 | 2023-24 | 2024-25 | 2025-26 | 2026-27 | 2027-28 | 2028-29 | 2029-30 | 2030-31 | 2031-32 | 2032-33 | 2033-34 | 2034-35 | 2035-36 | 2036-37 | 2037-38 | 2038-39 | 2039-40 | 2040-41 | 2041-42 | 2042-43 | 2043-44 | 2044-45 | 2045-46 | 2046-47 | 2047-48 | 2048-49 | 2049-50
NEM | Black Coal | 18366 | 17891 | 16416 | 13857.0408 | 11869.708 | 11103.1587 | 10882.8122 | 10182.8122 | 8503.8941 | 8221.8634 | 8219.2949 | 7634.8238 | 7634.8238 | 7634.8238 | 6882.155 | 6395.9999 | 5246 | 5246 | 5246 | 5246 | 5246 | 3152 | 2787 | 2422 | 2057 | 1692 | 1692 | 1692 | 1692
NEM | Brown Coal | 4790 | 4790 | 4790 | 3764.4082 | 3724.7342 | 3507.1917 | 3507.1917 | 3507.1917 | 3488.6695 | 3340.0011 | 3340.0001 | 3340 | 3340 | 3340 | 3340 | 3340 | 3340 | 3340 | 3340 | 3340 | 3340 | 3340 | 3340 | 3340 | 3340 | 3340 | 2225 | 0 | 0
NEM | CCGT | 3054.9 | 3054.9 | 2874.9 | 2874.9 | 2874.9 | 2874.9 | 2874.9 | 2874.9 | 2874.9 | 2874.9 | 2874.9 | 2874.9 | 2874.9 | 2874.9 | 2874.9 | 2489.9 | 1960.9 | 1960.9 | 1817.5 | 1817.5 | 1817.5 | 1817.5 | 1377.5 | 1192.5 | 548 | 388 | 388 | 388 | 388
NEM | Gas - Steam | 1384 | 1384 | 1384 | 1384 | 1384 | 1384 | 1384 | 1384 | 1384 | 1384 | 1384 | 1384 | 1384 | 1384 | 584 | 584 | 584 | 584 | 84 | 84 | 84 | 84 | 84 | 84 | 84 | 0 | 0 | 0 | 0
NEM | OCGT / Diesel | 6863.14 | 6863.14 | 6863.14 | 6863.14 | 6863.14 | 6863.14 | 6863.14 | 6863.14 | 6863.14 | 6480.64 | 6480.64 | 6211.3 | 5749.3 | 5632.3 | 5502.3 | 5502.3 | 5502.3002 | 5502.3002 | 6078.6743 | 5958.6743 | 6131.3839 | 6037.3845 | 6107.5472 | 6046.2163 | 6582.8606 | 7666.2102 | 7082.2102 | 8710.0106 | 8399.9322
NEM | Hydro | 7365.3 | 7365.3 | 7365.3 | 7365.3 | 7365.3 | 7365.3 | 7365.3 | 7365.3 | 7365.3 | 7365.3 | 7365.3 | 7365.3 | 7365.3 | 7365.3 | 7365.3 | 7365.3 | 7278.9 | 7278.9 | 7278.9 | 7278.9 | 7278.9 | 7212.9 | 7212.9 | 7212.9 | 7212.9 | 7212.9 | 7212.9 | 7212.9 | 7212.9
NEM | Wind | 8952.838 | 11397.4521 | 12299.8136 | 13503.5235 | 14729.3846 | 15683.7605 | 17339.7274 | 18893.1622 | 22329.3915 | 22358.7191 | 22500.5227 | 23014.0822 | 23481.5121 | 23829.0537 | 24744.2305 | 25989.2541 | 30225.94 | 30621.1093 | 31324.2327 | 31125.4736 | 32774.667 | 35418.5799 | 35696.0255 | 35419.6375 | 35899.3977 | 38005.9579 | 39236.1985 | 40358.9499 | 41048.5101
NEM | Solar PV | 5599.971 | 6959.156 | 6959.156 | 6959.156 | 6959.156 | 6959.156 | 6959.1565 | 7154.6543 | 11072.7734 | 11072.7734 | 11072.7734 | 11072.7734 | 11072.7734 | 11072.7734 | 11072.7734 | 10951.7734 | 12551.8965 | 12401.5964 | 12401.5964 | 12756.1793 | 13613.3888 | 18425.4584 | 18340.2316 | 17921.6116 | 19095.0344 | 23094.0726 | 23670.7507 | 25061.1977 | 25986.4663
NEM | Grid Battery | 260.33 | 600.33 | 600.33 | 600.33 | 600.33 | 600.33 | 600.33 | 600.33 | 600.33 | 570.33 | 570.33 | 570.33 | 515.0003 | 490.0003 | 490.0007 | 490.0007 | 1012.6401 | 1012.6401 | 1346.1438 | 1326.1438 | 3420.4918 | 3120.4918 | 3120.4918 | 3749.2383 | 3749.2384 | 4818.7637 | 4818.7638 | 5604.9549 | 5604.9548
NEM | Pumped Hydro | 810 | 810 | 810 | 810 | 2850 | 2850 | 2850 | 2850 | 4849.9999 | 4849.9999 | 4849.9999 | 4849.9999 | 4850.0001 | 4850.0001 | 4850.0001 | 4850.0001 | 5960.694 | 5960.694 | 5990.3079 | 5990.3079 | 6198.3467 | 6958.0096 | 6958.0096 | 7459.5189 | 7459.5189 | 7974.309 | 7974.309 | 8611.2702 | 8611.2702
NEM | VPP | 36.545 | 54.909 | 79.222 | 111.716 | 155.475 | 212.948 | 274.212 | 348.483 | 458.205 | 557.379 | 708.547 | 823.447 | 953.292 | 1081.03 | 1214.079 | 1346.365 | 1479.677 | 1613.916 | 1747.369 | 1881.885 | 2021.695 | 2168.3841 | 2317.988 | 2433.084 | 2551.477 | 2673.029 | 2797.397 | 2923.275 | 3050.769
Total excluding storage |  | 56376.149 | 59704.9481 | 58952.3096 | 56571.4685 | 55770.3228 | 55740.6068 | 57176.2278 | 58225.1605 | 63882.0685 | 63098.197 | 63237.4311 | 62897.1793 | 62902.6093 | 63133.1509 | 62365.6589 | 62618.5274 | 66689.9367 | 66934.806 | 67570.9034 | 67606.7272 | 70285.8398 | 75487.8228 | 74945.2043 | 73638.8655 | 74819.1927 | 81399.1407 | 81507.0594 | 83423.0582 | 84727.8086
Region | Technology | 2021-22 | 2022-23 | 2023-24 | 2024-25 | 2025-26 | 2026-27 | 2027-28 | 2028-29 | 2029-30 | 2030-31 | 2031-32 | 2032-33 | 2033-34 | 2034-35 | 2035-36 | 2036-37 | 2037-38 | 2038-39 | 2039-40 | 2040-41 | 2041-42 | 2042-43 | 2043-44 | 2044-45 | 2045-46 | 2046-47 | 2047-48 | 2048-49 | 2049-50
NSW1 | Black Coal | 10240 | 9765 | 8290 | 7411.0395 | 5423.7082 | 4871.0036 | 4650.6572 | 4650.6572 | 2971.739 | 2689.7084 | 2687.1399 | 2102.6688 | 2102.6688 | 2102.6688 | 1350 | 1350 | 1350 | 1350 | 1350 | 1350 | 1350 | 0 | 0 | 0 | 0 | 0 | 0 | 0 | 0
NSW1 | Brown Coal | 0 | 0 | 0 | 0 | 0 | 0 | 0 | 0 | 0 | 0 | 0 | 0 | 0 | 0 | 0 | 0 | 0 | 0 | 0 | 0 | 0 | 0 | 0 | 0 | 0 | 0 | 0 | 0 | 0
NSW1 | CCGT | 625 | 625 | 625 | 625 | 625 | 625 | 625 | 625 | 625 | 625 | 625 | 625 | 625 | 625 | 625 | 625 | 625 | 625 | 625 | 625 | 625 | 625 | 185 | 0 | 0 | 0 | 0 | 0 | 0
NSW1 | Gas - Steam | 0 | 0 | 0 | 0 | 0 | 0 | 0 | 0 | 0 | 0 | 0 | 0 | 0 | 0 | 0 | 0 | 0 | 0 | 0 | 0 | 0 | 0 | 0 | 0 | 0 | 0 | 0 | 0 | 0
NSW1 | OCGT / Diesel | 1438 | 1438 | 1438 | 1438 | 1438 | 1438 | 1438 | 1438 | 1438 | 1438 | 1438 | 1438 | 1438 | 1438 | 1388 | 1388 | 1388.0002 | 1388.0002 | 2404.3738 | 2404.3738 | 2404.3738 | 2404.3738 | 2474.5365 | 2709.2666 | 2709.2666 | 2709.2666 | 2709.2666 | 3564.2701 | 3564.2701
NSW1 | Hydro | 2585 | 2585 | 2585 | 2585 | 2585 | 2585 | 2585 | 2585 | 2585 | 2585 | 2585 | 2585 | 2585 | 2585 | 2585 | 2585 | 2585 | 2585 | 2585 | 2585 | 2585 | 2585 | 2585 | 2585 | 2585 | 2585 | 2585 | 2585 | 2585
NSW1 | Wind | 2220.73 | 2981.1841 | 3741.89 | 4514.1738 | 5288.4127 | 6105.6332 | 6922.8532 | 7560.7288 | 10158.0212 | 10158.0212 | 10158.021 | 10158.0212 | 10158.0212 | 10158.0212 | 10158.0212 | 10111.5212 | 9941.5212 | 10054.3665 | 10977.4593 | 10926.0488 | 11992.9508 | 12471.3079 | 12176.3279 | 12176.3279 | 12679.0518 | 12452.2521 | 12805.6448 | 13251.1303 | 13137.9403
NSW1 | Solar PV | 2130.363 | 2600.363 | 2600.363 | 2600.363 | 2600.363 | 2600.363 | 2600.3635 | 2795.8613 | 6713.9804 | 6713.9804 | 6713.9804 | 6713.9804 | 6713.9804 | 6713.9804 | 6713.9804 | 6713.9804 | 7429.0517 | 7278.7517 | 7278.7517 | 7278.7517 | 7278.7517 | 9745.7007 | 9672.7007 | 9672.7007 | 9672.7007 | 11899.4705 | 11899.4705 | 13397.1655 | 13449.0041
NSW1 | Grid Battery | 0 | 0 | 0 | 0 | 0 | 0 | 0 | 0 | 0 | 0 | 0 | 0 | 0 | 0 | 0 | 0 | 0.0044331 | 0.0044332 | 27.4218 | 27.4218 | 752.6824 | 752.6824 | 752.6824 | 965.925 | 965.925 | 965.925 | 965.925 | 965.925 | 965.9249
NSW1 | Pumped Hydro | 240 | 240 | 240 | 240 | 2280 | 2280 | 2280 | 2280 | 4279.9999 | 4279.9999 | 4279.9999 | 4279.9999 | 4279.9999 | 4279.9999 | 4279.9999 | 4279.9999 | 4280.0002 | 4280.0002 | 4280.0002 | 4280.0002 | 4280.0002 | 4280.0002 | 4280.0002 | 4280.0003 | 4280.0003 | 4280.0003 | 4280.0003 | 4280.0003 | 4280.0003
NSW1 | VPP | 13.897 | 19.697 | 29.162 | 42.001 | 59.431 | 81.633 | 103.019 | 129.604 | 168.832 | 203.169 | 255.242 | 292.839 | 337.193 | 380.779 | 426.084 | 469.969 | 513.223 | 556.711 | 599.309 | 642.059 | 686.952 | 734.321 | 783.025 | 821.133 | 860.401 | 900.734 | 941.995 | 983.641 | 1025.804
Total excluding storage |  | 19239.093 | 19994.5471 | 19280.253 | 19173.5763 | 17960.4839 | 18224.9998 | 18821.8739 | 19655.2474 | 24491.7406 | 24209.71 | 24207.1413 | 23622.6704 | 23622.6704 | 23622.6704 | 22820.0016 | 22773.5016 | 23318.5731 | 23281.1184 | 25220.5847 | 25169.1742 | 26236.0762 | 27831.3823 | 27093.565 | 27143.2951 | 27646.0191 | 29645.9891 | 29999.3819 | 32797.5658 | 32736.2145
Region | Technology | 2021-22 | 2022-23 | 2023-24 | 2024-25 | 2025-26 | 2026-27 | 2027-28 | 2028-29 | 2029-30 | 2030-31 | 2031-32 | 2032-33 | 2033-34 | 2034-35 | 2035-36 | 2036-37 | 2037-38 | 2038-39 | 2039-40 | 2040-41 | 2041-42 | 2042-43 | 2043-44 | 2044-45 | 2045-46 | 2046-47 | 2047-48 | 2048-49 | 2049-50
QLD1 | Black Coal | 8126 | 8126 | 8126 | 6446.0013 | 6445.9998 | 6232.155 | 6232.155 | 5532.155 | 5532.155 | 5532.155 | 5532.155 | 5532.155 | 5532.155 | 5532.155 | 5532.155 | 5045.9999 | 3896 | 3896 | 3896 | 3896 | 3896 | 3152 | 2787 | 2422 | 2057 | 1692 | 1692 | 1692 | 1692
QLD1 | Brown Coal | 0 | 0 | 0 | 0 | 0 | 0 | 0 | 0 | 0 | 0 | 0 | 0 | 0 | 0 | 0 | 0 | 0 | 0 | 0 | 0 | 0 | 0 | 0 | 0 | 0 | 0 | 0 | 0 | 0
QLD1 | CCGT | 1512.9 | 1512.9 | 1512.9 | 1512.9 | 1512.9 | 1512.9 | 1512.9 | 1512.9 | 1512.9 | 1512.9 | 1512.9 | 1512.9 | 1512.9 | 1512.9 | 1512.9 | 1127.9 | 1127.9 | 1127.9 | 984.5 | 984.5 | 984.5 | 984.5 | 984.5 | 984.5 | 340 | 180 | 180 | 180 | 180
QLD1 | Gas - Steam | 84 | 84 | 84 | 84 | 84 | 84 | 84 | 84 | 84 | 84 | 84 | 84 | 84 | 84 | 84 | 84 | 84 | 84 | 84 | 84 | 84 | 84 | 84 | 84 | 84 | 0 | 0 | 0 | 0
QLD1 | OCGT / Diesel | 1910 | 1910 | 1910 | 1910 | 1910 | 1910 | 1910 | 1910 | 1910 | 1910 | 1910 | 1910 | 1618 | 1501 | 1501 | 1501 | 1501 | 1501 | 1501 | 1501 | 1501 | 1501.0005 | 1501.0005 | 1369.0005 | 1905.6448 | 2988.9944 | 2988.9944 | 3065.6482 | 2755.5698
QLD1 | Hydro | 152.4 | 152.4 | 152.4 | 152.4 | 152.4 | 152.4 | 152.4 | 152.4 | 152.4 | 152.4 | 152.4 | 152.4 | 152.4 | 152.4 | 152.4 | 152.4 | 66 | 66 | 66 | 66 | 66 | 0 | 0 | 0 | 0 | 0 | 0 | 0 | 0
QLD1 | Wind | 676.608 | 1176.608 | 1176.608 | 1466.3781 | 1776.608 | 1776.608 | 2511.1993 | 3289.603 | 4082.1345 | 4082.1345 | 4082.1345 | 4082.1345 | 4082.1345 | 4082.1345 | 4249.7482 | 4856.8732 | 6541.5573 | 6541.5573 | 6541.5573 | 6573.7731 | 6908.0195 | 8623.0464 | 8442.5284 | 8626.5404 | 8948.8574 | 9716.4714 | 9716.4714 | 9716.4714 | 10346.9113
QLD1 | Solar PV | 2017.635 | 2827.62 | 2827.62 | 2827.62 | 2827.62 | 2827.62 | 2827.62 | 2827.62 | 2827.62 | 2827.62 | 2827.62 | 2827.62 | 2827.62 | 2827.62 | 2827.62 | 2706.62 | 3591.671 | 3591.671 | 3591.671 | 3791.6705 | 4335.5779 | 6437.2772 | 6270.2772 | 6069.1772 | 6157.4133 | 7929.6817 | 7819.2817 | 7288.3817 | 8267.2612
QLD1 | Grid Battery | 0 | 20 | 20 | 20 | 20 | 20 | 20 | 20 | 20 | 20 | 20 | 20 | 20.0003 | 20.0003 | 20.0003 | 20.0003 | 542.6318 | 542.6318 | 542.6318 | 522.6318 | 1099.2615 | 1099.2615 | 1099.2615 | 1514.7655 | 1514.7655 | 2584.2908 | 2584.2908 | 2584.2908 | 2584.2908
QLD1 | Pumped Hydro | 570 | 570 | 570 | 570 | 570 | 570 | 570 | 570 | 570 | 570 | 570 | 570 | 570.0002 | 570.0002 | 570.0002 | 570.0002 | 1395.7055 | 1395.7055 | 1395.7055 | 1395.7055 | 1503.4074 | 2263.0703 | 2263.0703 | 2263.0703 | 2263.0703 | 2777.8604 | 2777.8604 | 2777.8604 | 2777.8604
QLD1 | VPP | 6.283 | 9.038 | 13.648 | 20.047 | 28.646 | 39.92 | 51.776 | 66.05 | 86.234 | 109.423 | 142.449 | 168.902 | 199.702 | 230.441 | 262.576 | 295.532 | 329.475 | 362.967 | 395.859 | 429.33 | 463.784 | 499.933 | 537.296 | 565.416 | 594.354 | 624.143 | 654.722 | 685.861 | 717.549
Total excluding storage |  | 14479.543 | 15789.528 | 15789.528 | 14399.2994 | 14709.5278 | 14495.683 | 15230.2743 | 15308.678 | 16101.2095 | 16101.2095 | 16101.2095 | 16101.2095 | 15809.2095 | 15692.2095 | 15859.8232 | 15474.7931 | 16808.1284 | 16808.1284 | 16664.7284 | 16896.9436 | 17775.0974 | 20781.8241 | 20069.3061 | 19555.2181 | 19492.9155 | 22507.1475 | 22396.7475 | 21942.5013 | 23241.7423
Region | Technology | 2021-22 | 2022-23 | 2023-24 | 2024-25 | 2025-26 | 2026-27 | 2027-28 | 2028-29 | 2029-30 | 2030-31 | 2031-32 | 2032-33 | 2033-34 | 2034-35 | 2035-36 | 2036-37 | 2037-38 | 2038-39 | 2039-40 | 2040-41 | 2041-42 | 2042-43 | 2043-44 | 2044-45 | 2045-46 | 2046-47 | 2047-48 | 2048-49 | 2049-50
VIC1 | Black Coal | 0 | 0 | 0 | 0 | 0 | 0 | 0 | 0 | 0 | 0 | 0 | 0 | 0 | 0 | 0 | 0 | 0 | 0 | 0 | 0 | 0 | 0 | 0 | 0 | 0 | 0 | 0 | 0 | 0
VIC1 | Brown Coal | 4790 | 4790 | 4790 | 3764.4082 | 3724.7342 | 3507.1917 | 3507.1917 | 3507.1917 | 3488.6695 | 3340.0011 | 3340.0001 | 3340 | 3340 | 3340 | 3340 | 3340 | 3340 | 3340 | 3340 | 3340 | 3340 | 3340 | 3340 | 3340 | 3340 | 3340 | 2225 | 0 | 0
VIC1 | CCGT | 0 | 0 | 0 | 0 | 0 | 0 | 0 | 0 | 0 | 0 | 0 | 0 | 0 | 0 | 0 | 0 | 0 | 0 | 0 | 0 | 0 | 0 | 0 | 0 | 0 | 0 | 0 | 0 | 0
VIC1 | Gas - Steam | 500 | 500 | 500 | 500 | 500 | 500 | 500 | 500 | 500 | 500 | 500 | 500 | 500 | 500 | 500 | 500 | 500 | 500 | 0 | 0 | 0 | 0 | 0 | 0 | 0 | 0 | 0 | 0 | 0
VIC1 | OCGT / Diesel | 1900 | 1900 | 1900 | 1900 | 1900 | 1900 | 1900 | 1900 | 1900 | 1900 | 1900 | 1900 | 1730 | 1730 | 1730 | 1730 | 1730 | 1730 | 1290 | 1290 | 1290.0001 | 1196.0001 | 1196.0001 | 1196.0001 | 1196.0001 | 1196.0001 | 612.0001 | 1210.92 | 1210.92
VIC1 | Hydro | 2219 | 2219 | 2219 | 2219 | 2219 | 2219 | 2219 | 2219 | 2219 | 2219 | 2219 | 2219 | 2219 | 2219 | 2219 | 2219 | 2219 | 2219 | 2219 | 2219 | 2219 | 2219 | 2219 | 2219 | 2219 | 2219 | 2219 | 2219 | 2219
VIC1 | Wind | 3434.44 | 4322.2 | 4322.2 | 4322.2 | 4322.2 | 4322.2 | 4322.2 | 4322.2 | 4322.2 | 4322.2 | 4322.2 | 4322.2004 | 4745.7623 | 4950.7362 | 4969.7001 | 5498.9449 | 7378.3805 | 7104.2771 | 6912.2785 | 6623.9786 | 6872.0235 | 7322.5523 | 8289.3557 | 7977.3557 | 7927.8562 | 8995.8964 | 9780.4897 | 10051.7897 | 10224.1
VIC1 | Solar PV | 1098.973 | 1098.973 | 1098.973 | 1098.973 | 1098.973 | 1098.973 | 1098.973 | 1098.973 | 1098.973 | 1098.973 | 1098.973 | 1098.973 | 1098.973 | 1098.973 | 1098.973 | 1098.973 | 1098.9732 | 1098.9732 | 1098.9732 | 1098.9734 | 1366.8593 | 1435.5973 | 1435.5973 | 1328.0773 | 2212.0365 | 2212.0366 | 2899.1147 | 3188.4507 | 3191.0007
VIC1 | Grid Battery | 55.33 | 375.33 | 375.33 | 375.33 | 375.33 | 375.33 | 375.33 | 375.33 | 375.33 | 375.33 | 375.33 | 375.33 | 320 | 320 | 320.0001 | 320.0001 | 320.0002 | 320.0002 | 320.0017 | 320.0017 | 657.284 | 357.284 | 357.284 | 357.284 | 357.284 | 357.284 | 357.284 | 1143.4751 | 1143.4751
VIC1 | Pumped Hydro | 0 | 0 | 0 | 0 | 0 | 0 | 0 | 0 | 0 | 0 | 0 | 0 | 0 | 0 | 0 | 0 | 284.9883 | 284.9883 | 314.6023 | 314.6023 | 414.9391 | 414.9391 | 414.9391 | 916.4482 | 916.4482 | 916.4482 | 916.4482 | 1553.4094 | 1553.4094
VIC1 | VPP | 7.967 | 12.184 | 18.007 | 25.892 | 37.312 | 52.961 | 71.587 | 94.075 | 129.773 | 159.421 | 205.486 | 243.58 | 283.23 | 321.698 | 361.635 | 401.73 | 443.322 | 486.699 | 530.824 | 575.442 | 621.935 | 669.907 | 718.015 | 754.911 | 792.922 | 831.94 | 871.864 | 912.314 | 953.272
Total excluding storage |  | 13942.413 | 14830.173 | 14830.173 | 13804.5812 | 13764.9071 | 13547.3647 | 13547.3647 | 13547.3647 | 13528.8425 | 13380.1741 | 13380.1731 | 13380.1734 | 13633.7353 | 13838.7092 | 13857.6731 | 14386.9179 | 16266.3536 | 15992.2503 | 14860.2516 | 14571.952 | 15087.8829 | 15513.1497 | 16479.9531 | 16060.4331 | 16894.8928 | 17962.9331 | 17735.6045 | 16670.1604 | 16845.0207
Region | Technology | 2021-22 | 2022-23 | 2023-24 | 2024-25 | 2025-26 | 2026-27 | 2027-28 | 2028-29 | 2029-30 | 2030-31 | 2031-32 | 2032-33 | 2033-34 | 2034-35 | 2035-36 | 2036-37 | 2037-38 | 2038-39 | 2039-40 | 2040-41 | 2041-42 | 2042-43 | 2043-44 | 2044-45 | 2045-46 | 2046-47 | 2047-48 | 2048-49 | 2049-50
SA1 | Black Coal | 0 | 0 | 0 | 0 | 0 | 0 | 0 | 0 | 0 | 0 | 0 | 0 | 0 | 0 | 0 | 0 | 0 | 0 | 0 | 0 | 0 | 0 | 0 | 0 | 0 | 0 | 0 | 0 | 0
SA1 | Brown Coal | 0 | 0 | 0 | 0 | 0 | 0 | 0 | 0 | 0 | 0 | 0 | 0 | 0 | 0 | 0 | 0 | 0 | 0 | 0 | 0 | 0 | 0 | 0 | 0 | 0 | 0 | 0 | 0 | 0
SA1 | CCGT | 709 | 709 | 529 | 529 | 529 | 529 | 529 | 529 | 529 | 529 | 529 | 529 | 529 | 529 | 529 | 529 | 0 | 0 | 0 | 0 | 0 | 0 | 0 | 0 | 0 | 0 | 0 | 0 | 0
SA1 | Gas - Steam | 800 | 800 | 800 | 800 | 800 | 800 | 800 | 800 | 800 | 800 | 800 | 800 | 800 | 800 | 0 | 0 | 0 | 0 | 0 | 0 | 0 | 0 | 0 | 0 | 0 | 0 | 0 | 0 | 0
SA1 | OCGT / Diesel | 1437.14 | 1437.14 | 1437.14 | 1437.14 | 1437.14 | 1437.14 | 1437.14 | 1437.14 | 1437.14 | 1054.64 | 1054.64 | 785.3 | 785.3 | 785.3 | 705.3 | 705.3 | 705.3 | 705.3 | 705.3005 | 705.3005 | 878.01 | 878.01 | 878.01 | 713.9491 | 713.9491 | 713.9491 | 713.9491 | 811.1723 | 811.1723
SA1 | Hydro | 0 | 0 | 0 | 0 | 0 | 0 | 0 | 0 | 0 | 0 | 0 | 0 | 0 | 0 | 0 | 0 | 0 | 0 | 0 | 0 | 0 | 0 | 0 | 0 | 0 | 0 | 0 | 0 | 0
SA1 | Wind | 2053.31 | 2349.71 | 2349.71 | 2349.71 | 2349.71 | 2349.71 | 2316.71 | 2316.71 | 2225.96 | 2113.96 | 2113.96 | 2484.9512 | 2386.2512 | 2386.2512 | 2972.2827 | 2984.8685 | 3684.867 | 4098.5659 | 3922.8595 | 3883.8596 | 3883.8597 | 3883.8598 | 3670.0001 | 3670.0001 | 3374.2188 | 3871.9245 | 3964.179 | 4370.145 | 4370.145
SA1 | Solar PV | 353 | 432.2 | 432.2 | 432.2 | 432.2 | 432.2 | 432.2 | 432.2 | 432.2 | 432.2 | 432.2 | 432.2 | 432.2 | 432.2 | 432.2 | 432.2 | 432.2006 | 432.2006 | 432.2006 | 586.7838 | 632.2 | 806.8832 | 961.6564 | 851.6564 | 1052.8838 | 1052.8838 | 1052.8838 | 1187.1999 | 1079.2003
SA1 | Grid Battery | 205 | 205 | 205 | 205 | 205 | 205 | 205 | 205 | 205 | 175 | 175 | 175 | 175 | 150 | 150.0002 | 150.0002 | 150.0037 | 150.0037 | 456.0885 | 456.0885 | 911.2639 | 911.2639 | 911.2639 | 911.2639 | 911.2639 | 911.2639 | 911.2639 | 911.2639 | 911.2639
SA1 | Pumped Hydro | 0 | 0 | 0 | 0 | 0 | 0 | 0 | 0 | 0 | 0 | 0 | 0 | 0 | 0 | 0 | 0 | 0 | 0 | 0 | 0 | 0 | 0 | 0 | 0.00010083 | 0.00010107 | 0.00010116 | 0.00010128 | 0.00010144 | 0.00010153
SA1 | VPP | 7.403 | 12.575 | 16.369 | 20.818 | 25.878 | 32.539 | 40.105 | 48.895 | 60.853 | 70.614 | 87.129 | 97.388 | 109.546 | 121.655 | 134.326 | 146.657 | 158.138 | 169.176 | 180.255 | 191.186 | 202.356 | 214.599 | 227.014 | 236.682 | 246.511 | 256.534 | 266.715 | 276.923 | 287.161
Total excluding storage |  | 5352.45 | 5728.05 | 5548.05 | 5548.05 | 5548.05 | 5548.05 | 5515.05 | 5515.05 | 5424.3 | 4929.8 | 4929.8 | 5031.4512 | 4932.7512 | 4932.7512 | 4638.7827 | 4651.3685 | 4822.3676 | 5236.0665 | 5060.3605 | 5175.9439 | 5394.0698 | 5568.7531 | 5509.6665 | 5235.6056 | 5141.0517 | 5638.7575 | 5731.012 | 6368.5172 | 6260.5176
Region | Technology | 2021-22 | 2022-23 | 2023-24 | 2024-25 | 2025-26 | 2026-27 | 2027-28 | 2028-29 | 2029-30 | 2030-31 | 2031-32 | 2032-33 | 2033-34 | 2034-35 | 2035-36 | 2036-37 | 2037-38 | 2038-39 | 2039-40 | 2040-41 | 2041-42 | 2042-43 | 2043-44 | 2044-45 | 2045-46 | 2046-47 | 2047-48 | 2048-49 | 2049-50
TAS1 | Black Coal | 0 | 0 | 0 | 0 | 0 | 0 | 0 | 0 | 0 | 0 | 0 | 0 | 0 | 0 | 0 | 0 | 0 | 0 | 0 | 0 | 0 | 0 | 0 | 0 | 0 | 0 | 0 | 0 | 0
TAS1 | Brown Coal | 0 | 0 | 0 | 0 | 0 | 0 | 0 | 0 | 0 | 0 | 0 | 0 | 0 | 0 | 0 | 0 | 0 | 0 | 0 | 0 | 0 | 0 | 0 | 0 | 0 | 0 | 0 | 0 | 0
TAS1 | CCGT | 208 | 208 | 208 | 208 | 208 | 208 | 208 | 208 | 208 | 208 | 208 | 208 | 208 | 208 | 208 | 208 | 208 | 208 | 208 | 208 | 208 | 208 | 208 | 208 | 208 | 208 | 208 | 208 | 208
TAS1 | Gas - Steam | 0 | 0 | 0 | 0 | 0 | 0 | 0 | 0 | 0 | 0 | 0 | 0 | 0 | 0 | 0 | 0 | 0 | 0 | 0 | 0 | 0 | 0 | 0 | 0 | 0 | 0 | 0 | 0 | 0
TAS1 | OCGT / Diesel | 178 | 178 | 178 | 178 | 178 | 178 | 178 | 178 | 178 | 178 | 178 | 178 | 178 | 178 | 178 | 178 | 178 | 178 | 178 | 58 | 58 | 58 | 58 | 58 | 58 | 58 | 58 | 58 | 58
TAS1 | Hydro | 2408.9 | 2408.9 | 2408.9 | 2408.9 | 2408.9 | 2408.9 | 2408.9 | 2408.9 | 2408.9 | 2408.9 | 2408.9 | 2408.9 | 2408.9 | 2408.9 | 2408.9 | 2408.9 | 2408.9 | 2408.9 | 2408.9 | 2408.9 | 2408.9 | 2408.9 | 2408.9 | 2408.9 | 2408.9 | 2408.9 | 2408.9 | 2408.9 | 2408.9
TAS1 | Wind | 567.75 | 567.75 | 709.4056 | 851.0617 | 992.4539 | 1129.6093 | 1266.7649 | 1403.9204 | 1541.0758 | 1682.4034 | 1824.2072 | 1966.7749 | 2109.3429 | 2251.9106 | 2394.4783 | 2537.0463 | 2679.614 | 2822.3425 | 2970.0782 | 3117.8135 | 3117.8135 | 3117.8135 | 3117.8135 | 2969.4135 | 2969.4135 | 2969.4135 | 2969.4135 | 2969.4135 | 2969.4135
TAS1 | Solar PV | 0 | 0 | 0 | 0 | 0 | 0 | 0 | 0 | 0 | 0 | 0 | 0 | 0 | 0 | 0 | 0 | 0 | 0 | 0 | 0 | 0 | 0 | 0 | 0 | 0 | 0 | 0 | 0 | 0
TAS1 | Grid Battery | 0 | 0 | 0 | 0 | 0 | 0 | 0 | 0 | 0 | 0 | 0 | 0 | 0 | 0 | 0 | 0 | 0 | 0 | 0 | 0 | 0 | 0 | 0 | 0 | 0 | 0 | 0.00010575 | 0.00012382 | 0.00012136
TAS1 | Pumped Hydro | 0 | 0 | 0 | 0 | 0 | 0 | 0 | 0 | 0 | 0 | 0 | 0 | 0 | 0 | 0 | 0 | 0 | 0 | 0 | 0 | 0 | 0 | 0 | 0 | 0 | 0 | 0 | 0 | 0
TAS1 | VPP | 0.995 | 1.415 | 2.036 | 2.958 | 4.208 | 5.895 | 7.725 | 9.859 | 12.513 | 14.752 | 18.241 | 20.738 | 23.621 | 26.457 | 29.458 | 32.477 | 35.519 | 38.363 | 41.122 | 43.868 | 46.668 | 49.624 | 52.638 | 54.942 | 57.289 | 59.678 | 62.101 | 64.536 | 66.983
Total excluding storage |  | 3362.65 | 3362.65 | 3504.3056 | 3645.9616 | 3787.3539 | 3924.5093 | 4061.6649 | 4198.8204 | 4335.9758 | 4477.3034 | 4619.1072 | 4761.6749 | 4904.2429 | 5046.8106 | 5189.3783 | 5331.9463 | 5474.514 | 5617.2425 | 5764.9781 | 5792.7135 | 5792.7135 | 5792.7135 | 5792.7135 | 5644.3135 | 5644.3135 | 5644.3135 | 5644.3135 | 5644.3135 | 5644.3135
Explicitly modelled pumping
Region | Technology | 2021-22 | 2022-23 | 2023-24 | 2024-25 | 2025-26 | 2026-27 | 2027-28 | 2028-29 | 2029-30 | 2030-31 | 2031-32 | 2032-33 | 2033-34 | 2034-35 | 2035-36 | 2036-37 | 2037-38 | 2038-39 | 2039-40 | 2040-41 | 2041-42 | 2042-43 | 2043-44 | 2044-45 | 2045-46 | 2046-47 | 2047-48 | 2048-49 | 2049-50
NEM | Grid Battery pump | 260.33 | 600.33 | 600.33 | 600.33 | 600.33 | 600.33 | 600.33 | 600.33 | 600.33 | 570.33 | 570.33 | 570.33 | 515.0003 | 490.0003 | 490.0007 | 490.0007 | 1012.6401 | 1012.6401 | 1346.1438 | 1326.1438 | 3420.4918 | 3120.4918 | 3120.4918 | 3749.2383 | 3749.2384 | 4818.7637 | 4818.7638 | 5604.9549 | 5604.9548
NEM | Pumped Hydro Pump | 1330 | 1330 | 1330 | 1330 | 3370 | 3370 | 3370 | 3370 | 5369.9999 | 5369.9999 | 5369.9999 | 5369.9999 | 5370.0001 | 5370.0001 | 5370.0001 | 5370.0001 | 6480.694 | 6480.694 | 6510.3079 | 6510.3079 | 6718.3467 | 7478.0096 | 7478.0096 | 7979.5189 | 7979.5189 | 8494.309 | 8494.309 | 9131.2702 | 9131.2702
NEM | VPP pump | 36.545 | 54.909 | 79.222 | 111.716 | 155.475 | 212.948 | 274.212 | 348.483 | 458.205 | 557.379 | 708.547 | 823.447 | 953.292 | 1081.03 | 1214.079 | 1346.365 | 1479.677 | 1613.916 | 1747.369 | 1881.885 | 2021.695 | 2168.3841 | 2317.988 | 2433.084 | 2551.477 | 2673.029 | 2797.397 | 2923.275 | 3050.769
Region | Technology | 2021-22 | 2022-23 | 2023-24 | 2024-25 | 2025-26 | 2026-27 | 2027-28 | 2028-29 | 2029-30 | 2030-31 | 2031-32 | 2032-33 | 2033-34 | 2034-35 | 2035-36 | 2036-37 | 2037-38 | 2038-39 | 2039-40 | 2040-41 | 2041-42 | 2042-43 | 2043-44 | 2044-45 | 2045-46 | 2046-47 | 2047-48 | 2048-49 | 2049-50
NSW1 | Grid Battery pump | 0 | 0 | 0 | 0 | 0 | 0 | 0 | 0 | 0 | 0 | 0 | 0 | 0 | 0 | 0 | 0 | 0.0044331 | 0.0044332 | 27.4218 | 27.4218 | 752.6824 | 752.6824 | 752.6824 | 965.925 | 965.925 | 965.925 | 965.925 | 965.925 | 965.9249
NSW1 | Pumped Hydro Pump | 840 | 840 | 840 | 840 | 2880 | 2880 | 2880 | 2880 | 4879.9999 | 4879.9999 | 4879.9999 | 4879.9999 | 4879.9999 | 4879.9999 | 4879.9999 | 4879.9999 | 4880.0002 | 4880.0002 | 4880.0002 | 4880.0002 | 4880.0002 | 4880.0002 | 4880.0002 | 4880.0003 | 4880.0003 | 4880.0003 | 4880.0003 | 4880.0003 | 4880.0003
NSW1 | VPP pump | 13.897 | 19.697 | 29.162 | 42.001 | 59.431 | 81.633 | 103.019 | 129.604 | 168.832 | 203.169 | 255.242 | 292.839 | 337.193 | 380.779 | 426.084 | 469.969 | 513.223 | 556.711 | 599.309 | 642.059 | 686.952 | 734.321 | 783.025 | 821.133 | 860.401 | 900.734 | 941.995 | 983.641 | 1025.804
Region | Technology | 2021-22 | 2022-23 | 2023-24 | 2024-25 | 2025-26 | 2026-27 | 2027-28 | 2028-29 | 2029-30 | 2030-31 | 2031-32 | 2032-33 | 2033-34 | 2034-35 | 2035-36 | 2036-37 | 2037-38 | 2038-39 | 2039-40 | 2040-41 | 2041-42 | 2042-43 | 2043-44 | 2044-45 | 2045-46 | 2046-47 | 2047-48 | 2048-49 | 2049-50
QLD1 | Grid Battery pump | 0 | 20 | 20 | 20 | 20 | 20 | 20 | 20 | 20 | 20 | 20 | 20 | 20.0003 | 20.0003 | 20.0003 | 20.0003 | 542.6318 | 542.6318 | 542.6318 | 522.6318 | 1099.2615 | 1099.2615 | 1099.2615 | 1514.7655 | 1514.7655 | 2584.2908 | 2584.2908 | 2584.2908 | 2584.2908
QLD1 | Pumped Hydro Pump | 490 | 490 | 490 | 490 | 490 | 490 | 490 | 490 | 490 | 490 | 490 | 490 | 490.0002 | 490.0002 | 490.0002 | 490.0002 | 1315.7055 | 1315.7055 | 1315.7055 | 1315.7055 | 1423.4074 | 2183.0703 | 2183.0703 | 2183.0703 | 2183.0703 | 2697.8604 | 2697.8604 | 2697.8604 | 2697.8604
QLD1 | VPP pump | 6.283 | 9.038 | 13.648 | 20.047 | 28.646 | 39.92 | 51.776 | 66.05 | 86.234 | 109.423 | 142.449 | 168.902 | 199.702 | 230.441 | 262.576 | 295.532 | 329.475 | 362.967 | 395.859 | 429.33 | 463.784 | 499.933 | 537.296 | 565.416 | 594.354 | 624.143 | 654.722 | 685.861 | 717.549
Region | Technology | 2021-22 | 2022-23 | 2023-24 | 2024-25 | 2025-26 | 2026-27 | 2027-28 | 2028-29 | 2029-30 | 2030-31 | 2031-32 | 2032-33 | 2033-34 | 2034-35 | 2035-36 | 2036-37 | 2037-38 | 2038-39 | 2039-40 | 2040-41 | 2041-42 | 2042-43 | 2043-44 | 2044-45 | 2045-46 | 2046-47 | 2047-48 | 2048-49 | 2049-50
VIC1 | Grid Battery pump | 55.33 | 375.33 | 375.33 | 375.33 | 375.33 | 375.33 | 375.33 | 375.33 | 375.33 | 375.33 | 375.33 | 375.33 | 320 | 320 | 320.0001 | 320.0001 | 320.0002 | 320.0002 | 320.0017 | 320.0017 | 657.284 | 357.284 | 357.284 | 357.284 | 357.284 | 357.284 | 357.284 | 1143.4751 | 1143.4751
VIC1 | Pumped Hydro Pump | 0 | 0 | 0 | 0 | 0 | 0 | 0 | 0 | 0 | 0 | 0 | 0 | 0 | 0 | 0 | 0 | 284.9883 | 284.9883 | 314.6023 | 314.6023 | 414.9391 | 414.9391 | 414.9391 | 916.4482 | 916.4482 | 916.4482 | 916.4482 | 1553.4094 | 1553.4094
VIC1 | VPP pump | 7.967 | 12.184 | 18.007 | 25.892 | 37.312 | 52.961 | 71.587 | 94.075 | 129.773 | 159.421 | 205.486 | 243.58 | 283.23 | 321.698 | 361.635 | 401.73 | 443.322 | 486.699 | 530.824 | 575.442 | 621.935 | 669.907 | 718.015 | 754.911 | 792.922 | 831.94 | 871.864 | 912.314 | 953.272
Region | Technology | 2021-22 | 2022-23 | 2023-24 | 2024-25 | 2025-26 | 2026-27 | 2027-28 | 2028-29 | 2029-30 | 2030-31 | 2031-32 | 2032-33 | 2033-34 | 2034-35 | 2035-36 | 2036-37 | 2037-38 | 2038-39 | 2039-40 | 2040-41 | 2041-42 | 2042-43 | 2043-44 | 2044-45 | 2045-46 | 2046-47 | 2047-48 | 2048-49 | 2049-50
SA1 | Grid Battery pump | 205 | 205 | 205 | 205 | 205 | 205 | 205 | 205 | 205 | 175 | 175 | 175 | 175 | 150 | 150.0002 | 150.0002 | 150.0037 | 150.0037 | 456.0885 | 456.0885 | 911.2639 | 911.2639 | 911.2639 | 911.2639 | 911.2639 | 911.2639 | 911.2639 | 911.2639 | 911.2639
SA1 | Pumped Hydro Pump | 0 | 0 | 0 | 0 | 0 | 0 | 0 | 0 | 0 | 0 | 0 | 0 | 0 | 0 | 0 | 0 | 0 | 0 | 0 | 0 | 0 | 0 | 0 | 0.00010083 | 0.00010107 | 0.00010116 | 0.00010128 | 0.00010144 | 0.00010153
SA1 | VPP pump | 7.403 | 12.575 | 16.369 | 20.818 | 25.878 | 32.539 | 40.105 | 48.895 | 60.853 | 70.614 | 87.129 | 97.388 | 109.546 | 121.655 | 134.326 | 146.657 | 158.138 | 169.176 | 180.255 | 191.186 | 202.356 | 214.599 | 227.014 | 236.682 | 246.511 | 256.534 | 266.715 | 276.923 | 287.161
Region | Technology | 2021-22 | 2022-23 | 2023-24 | 2024-25 | 2025-26 | 2026-27 | 2027-28 | 2028-29 | 2029-30 | 2030-31 | 2031-32 | 2032-33 | 2033-34 | 2034-35 | 2035-36 | 2036-37 | 2037-38 | 2038-39 | 2039-40 | 2040-41 | 2041-42 | 2042-43 | 2043-44 | 2044-45 | 2045-46 | 2046-47 | 2047-48 | 2048-49 | 2049-50
TAS1 | Grid Battery pump | 0 | 0 | 0 | 0 | 0 | 0 | 0 | 0 | 0 | 0 | 0 | 0 | 0 | 0 | 0 | 0 | 0 | 0 | 0 | 0 | 0 | 0 | 0 | 0 | 0 | 0 | 0.00010575 | 0.00012382 | 0.00012136
TAS1 | Pumped Hydro Pump | 0 | 0 | 0 | 0 | 0 | 0 | 0 | 0 | 0 | 0 | 0 | 0 | 0 | 0 | 0 | 0 | 0 | 0 | 0 | 0 | 0 | 0 | 0 | 0 | 0 | 0 | 0 | 0 | 0
TAS1 | VPP pump | 0.995 | 1.415 | 2.036 | 2.958 | 4.208 | 5.895 | 7.725 | 9.859 | 12.513 | 14.752 | 18.241 | 20.738 | 23.621 | 26.457 | 29.458 | 32.477 | 35.519 | 38.363 | 41.122 | 43.868 | 46.668 | 49.624 | 52.638 | 54.942 | 57.289 | 59.678 | 62.101 | 64.536 | 66.983
Non-controllable capacity
Region | Technology | 2021-22 | 2022-23 | 2023-24 | 2024-25 | 2025-26 | 2026-27 | 2027-28 | 2028-29 | 2029-30 | 2030-31 | 2031-32 | 2032-33 | 2033-34 | 2034-35 | 2035-36 | 2036-37 | 2037-38 | 2038-39 | 2039-40 | 2040-41 | 2041-42 | 2042-43 | 2043-44 | 2044-45 | 2045-46 | 2046-47 | 2047-48 | 2048-49 | 2049-50
NEM | Distributed PV | 13006.6816 | 14224.8792 | 15292.6597 | 16381.0803 | 17541.1041 | 18602.7398 | 19662.1092 | 20484.5331 | 21073.2893 | 21631.3933 | 22277.9233 | 22963.9359 | 23877.2686 | 24756.3331 | 25651.8935 | 26434.6046 | 27315.8111 | 27968.2454 | 28626.6322 | 29309.9993 | 29924.0702 | 30587.1516 | 31477.3629 | 32428.9214 | 33385.576 | 34291.5504 | 35195.7202 | 36032.3688 | 36787.5486
NEM | Behind the meter battery | 544.7 | 647.3 | 764.3 | 905.6 | 1081.3 | 1289.9 | 1455.7 | 1635.5 | 1925.3 | 2247 | 2756.7 | 3073.8 | 3416.8 | 3717.5 | 4007.2 | 4270.9 | 4520.2 | 4758.3 | 4983.6 | 5202 | 5423.5 | 5651.2 | 5870.5 | 5983.1 | 6093.9 | 6203.2 | 6309.6 | 6410.4 | 6506.3
NEM | Behind the meter battery pump | 544.7 | 647.3 | 764.3 | 905.6 | 1081.3 | 1289.9 | 1455.7 | 1635.5 | 1925.3 | 2247 | 2756.7 | 3073.8 | 3416.8 | 3717.5 | 4007.2 | 4270.9 | 4520.2 | 4758.3 | 4983.6 | 5202 | 5423.5 | 5651.2 | 5870.5 | 5983.1 | 6093.9 | 6203.2 | 6309.6 | 6410.4 | 6506.3
Region | Technology | 2021-22 | 2022-23 | 2023-24 | 2024-25 | 2025-26 | 2026-27 | 2027-28 | 2028-29 | 2029-30 | 2030-31 | 2031-32 | 2032-33 | 2033-34 | 2034-35 | 2035-36 | 2036-37 | 2037-38 | 2038-39 | 2039-40 | 2040-41 | 2041-42 | 2042-43 | 2043-44 | 2044-45 | 2045-46 | 2046-47 | 2047-48 | 2048-49 | 2049-50
NSW1 | Distributed PV | 3737.71 | 4047.0972 | 4276.3001 | 4511.1261 | 4815.3821 | 5044.3135 | 5278.3342 | 5484.2823 | 5684.085 | 5871.6786 | 6088.9363 | 6310.131 | 6601.7031 | 6885.3973 | 7196.653 | 7481.676 | 7799.1989 | 8038.4142 | 8273.8079 | 8514.1819 | 8722.285 | 8966.2119 | 9285.2472 | 9619.8883 | 9953.0646 | 10273.535 | 10594.078 | 10890.1448 | 11149.8041
NSW1 | Behind the meter battery | 206.2 | 230.6 | 279.9 | 339.5 | 412.8 | 493.9 | 545.8 | 606.1 | 706.2 | 814.1 | 985.7 | 1082.6 | 1195.3 | 1293.4 | 1388.4 | 1472.6 | 1550.5 | 1624.8 | 1693.8 | 1760.5 | 1829.4 | 1900.5 | 1969.8 | 2006.5 | 2042.7 | 2078.5 | 2113.3 | 2146 | 2177
NSW1 | Behind the meter battery pump | 206.2 | 230.6 | 279.9 | 339.5 | 412.8 | 493.9 | 545.8 | 606.1 | 706.2 | 814.1 | 985.7 | 1082.6 | 1195.3 | 1293.4 | 1388.4 | 1472.6 | 1550.5 | 1624.8 | 1693.8 | 1760.5 | 1829.4 | 1900.5 | 1969.8 | 2006.5 | 2042.7 | 2078.5 | 2113.3 | 2146 | 2177
Region | Technology | 2021-22 | 2022-23 | 2023-24 | 2024-25 | 2025-26 | 2026-27 | 2027-28 | 2028-29 | 2029-30 | 2030-31 | 2031-32 | 2032-33 | 2033-34 | 2034-35 | 2035-36 | 2036-37 | 2037-38 | 2038-39 | 2039-40 | 2040-41 | 2041-42 | 2042-43 | 2043-44 | 2044-45 | 2045-46 | 2046-47 | 2047-48 | 2048-49 | 2049-50
QLD1 | Distributed PV | 3916.3055 | 4142.5532 | 4336.6096 | 4528.467 | 4727.611 | 4909.4651 | 5088.6729 | 5253.6436 | 5431.4722 | 5610.0033 | 5810.8232 | 6019.4889 | 6302.7184 | 6567.2092 | 6810.6754 | 7014.3019 | 7245.4789 | 7413.5796 | 7586.3036 | 7773.2087 | 7946.4691 | 8130.8672 | 8361.9191 | 8609.5702 | 8858.2352 | 9095.8901 | 9330.6571 | 9552.0789 | 9761.0817
QLD1 | Behind the meter battery | 92.7 | 104.9 | 129.2 | 159.1 | 194.9 | 236.7 | 269 | 303 | 354 | 433.7 | 547.4 | 624.5 | 711.1 | 789.4 | 864.8 | 936.1 | 1004.8 | 1069.3 | 1129.7 | 1188.8 | 1247.3 | 1307 | 1365.4 | 1395.4 | 1425 | 1454.3 | 1483 | 1510.7 | 1537.5
QLD1 | Behind the meter battery pump | 92.7 | 104.9 | 129.2 | 159.1 | 194.9 | 236.7 | 269 | 303 | 354 | 433.7 | 547.4 | 624.5 | 711.1 | 789.4 | 864.8 | 936.1 | 1004.8 | 1069.3 | 1129.7 | 1188.8 | 1247.3 | 1307 | 1365.4 | 1395.4 | 1425 | 1454.3 | 1483 | 1510.7 | 1537.5
Region | Technology | 2021-22 | 2022-23 | 2023-24 | 2024-25 | 2025-26 | 2026-27 | 2027-28 | 2028-29 | 2029-30 | 2030-31 | 2031-32 | 2032-33 | 2033-34 | 2034-35 | 2035-36 | 2036-37 | 2037-38 | 2038-39 | 2039-40 | 2040-41 | 2041-42 | 2042-43 | 2043-44 | 2044-45 | 2045-46 | 2046-47 | 2047-48 | 2048-49 | 2049-50
VIC1 | Distributed PV | 3384.7909 | 3958.6096 | 4519.9081 | 5093.6761 | 5662.8487 | 6230.9394 | 6797.0106 | 7165.1329 | 7320.8549 | 7460.899 | 7628.0635 | 7808.5128 | 8055.4056 | 8292.8816 | 8553.5922 | 8775.0681 | 9031.8771 | 9223.5199 | 9419.1702 | 9606.5992 | 9787.397 | 9964.4167 | 10222.967 | 10497.9597 | 10788.7145 | 11057.8052 | 11330.5183 | 11571.16 | 11796.186
VIC1 | Behind the meter battery | 119.3 | 144.5 | 174.6 | 210.9 | 260.8 | 322.4 | 382 | 445 | 550.8 | 649.2 | 807.8 | 920.5 | 1028.7 | 1122.2 | 1211.6 | 1293.1 | 1372.3 | 1450.8 | 1527 | 1601 | 1676.6 | 1752.8 | 1824.8 | 1861.6 | 1898 | 1933.9 | 1968.8 | 2002 | 2033.5
VIC1 | Behind the meter battery pump | 119.3 | 144.5 | 174.6 | 210.9 | 260.8 | 322.4 | 382 | 445 | 550.8 | 649.2 | 807.8 | 920.5 | 1028.7 | 1122.2 | 1211.6 | 1293.1 | 1372.3 | 1450.8 | 1527 | 1601 | 1676.6 | 1752.8 | 1824.8 | 1861.6 | 1898 | 1933.9 | 1968.8 | 2002 | 2033.5
Region | Technology | 2021-22 | 2022-23 | 2023-24 | 2024-25 | 2025-26 | 2026-27 | 2027-28 | 2028-29 | 2029-30 | 2030-31 | 2031-32 | 2032-33 | 2033-34 | 2034-35 | 2035-36 | 2036-37 | 2037-38 | 2038-39 | 2039-40 | 2040-41 | 2041-42 | 2042-43 | 2043-44 | 2044-45 | 2045-46 | 2046-47 | 2047-48 | 2048-49 | 2049-50
SA1 | Distributed PV | 1769.3743 | 1860.4858 | 1931.5703 | 2006.2437 | 2079.5262 | 2145.1152 | 2213.1578 | 2286.6978 | 2331.4307 | 2373.5904 | 2422.0252 | 2480.1325 | 2554.8207 | 2631.6817 | 2692.8516 | 2748.4629 | 2801.3577 | 2839.9127 | 2879.8268 | 2931.2379 | 2971.4767 | 3015.2011 | 3078.5992 | 3152.1736 | 3216.472 | 3276.4829 | 3334.9137 | 3396.3866 | 3445.1749
SA1 | Behind the meter battery | 111.8 | 150.7 | 160.9 | 172.1 | 183.3 | 200.8 | 217.2 | 234.2 | 260.6 | 289.5 | 343.7 | 367.6 | 395.9 | 420.5 | 444.3 | 465.4 | 483.5 | 499.7 | 515.1 | 529.6 | 544.1 | 560.6 | 576.1 | 583.3 | 590.2 | 596.8 | 603.1 | 608.8 | 614
SA1 | Behind the meter battery pump | 111.8 | 150.7 | 160.9 | 172.1 | 183.3 | 200.8 | 217.2 | 234.2 | 260.6 | 289.5 | 343.7 | 367.6 | 395.9 | 420.5 | 444.3 | 465.4 | 483.5 | 499.7 | 515.1 | 529.6 | 544.1 | 560.6 | 576.1 | 583.3 | 590.2 | 596.8 | 603.1 | 608.8 | 614
Region | Technology | 2021-22 | 2022-23 | 2023-24 | 2024-25 | 2025-26 | 2026-27 | 2027-28 | 2028-29 | 2029-30 | 2030-31 | 2031-32 | 2032-33 | 2033-34 | 2034-35 | 2035-36 | 2036-37 | 2037-38 | 2038-39 | 2039-40 | 2040-41 | 2041-42 | 2042-43 | 2043-44 | 2044-45 | 2045-46 | 2046-47 | 2047-48 | 2048-49 | 2049-50
TAS1 | Distributed PV | 198.501 | 216.1334 | 228.2716 | 241.5674 | 255.7361 | 272.9066 | 284.9338 | 294.7765 | 305.4465 | 315.222 | 328.075 | 345.6708 | 362.6207 | 379.1633 | 398.1214 | 415.0956 | 437.8985 | 452.8191 | 467.5238 | 484.7715 | 496.4424 | 510.4546 | 528.6303 | 549.3296 | 569.0898 | 587.8371 | 605.553 | 622.5986 | 635.3019
TAS1 | Behind the meter battery | 14.7 | 16.6 | 19.7 | 24 | 29.5 | 36.1 | 41.7 | 47.2 | 53.7 | 60.5 | 72.1 | 78.6 | 85.8 | 92 | 98.1 | 103.7 | 109.1 | 113.7 | 118 | 122.1 | 126.1 | 130.3 | 134.4 | 136.3 | 138 | 139.7 | 141.4 | 142.9 | 144.3
TAS1 | Behind the meter battery pump | 14.7 | 16.6 | 19.7 | 24 | 29.5 | 36.1 | 41.7 | 47.2 | 53.7 | 60.5 | 72.1 | 78.6 | 85.8 | 92 | 98.1 | 103.7 | 109.1 | 113.7 | 118 | 122.1 | 126.1 | 130.3 | 134.4 | 136.3 | 138 | 139.7 | 141.4 | 142.9 | 144.3

## BaseCase_VOM Cost
VOM cost by technology ($000s) - Base Case, Central Scenario
VOM | Real June 2020 dollars discounted to 1 July 2020
Explicitly modelled generation
Region | Technology | 2021-22 | 2022-23 | 2023-24 | 2024-25 | 2025-26 | 2026-27 | 2027-28 | 2028-29 | 2029-30 | 2030-31 | 2031-32 | 2032-33 | 2033-34 | 2034-35 | 2035-36 | 2036-37 | 2037-38 | 2038-39 | 2039-40 | 2040-41 | 2041-42 | 2042-43 | 2043-44 | 2044-45 | 2045-46 | 2046-47 | 2047-48 | 2048-49 | 2049-50
NEM | Black Coal | 359435.5032 | 300391.3342 | 285797.032 | 274660.6364 | 237889.9051 | 208162.2091 | 177417.0095 | 176633.6617 | 130423.2439 | 117447.9675 | 106390.4853 | 102001.0612 | 104833.4056 | 94885.7857 | 80249.8746 | 73796.5537 | 60785.2655 | 58204.3228 | 52633.8257 | 48414.4108 | 44190.9128 | 28063.4592 | 22412.5347 | 18128.3477 | 14322.0574 | 11244.0898 | 10287.5085 | 9645.453 | 8605.1862
NEM | Brown Coal | 118999.223 | 107351.844 | 103718.662 | 78314.9714 | 77717.8274 | 71618.9418 | 66688.9031 | 62724.2407 | 58667.7488 | 56258.9644 | 52479.4335 | 49320.6895 | 48174.631 | 45670.748 | 44774.682 | 40329.268 | 35686.169 | 35146.295 | 29530.4555 | 29964.6773 | 31587.449 | 29571.6485 | 26897.5835 | 25780.6495 | 23233.4405 | 22946.7061 | 14711.7775 | 0 | 0
NEM | CCGT | 15641.2444 | 14905.3694 | 12041.325 | 11976.3654 | 10121.1036 | 9842.8197 | 9108.6155 | 10130.5142 | 8358.3969 | 8173.8335 | 8148.5357 | 20205.4315 | 19705.2785 | 20392.9339 | 15778.8102 | 15522.2077 | 17870.6899 | 17164.1782 | 12962.5542 | 12862.4382 | 13293.1109 | 13734.8122 | 8673.2433 | 7510.9991 | 3425.2445 | 2066.3613 | 1977.5338 | 1877.5175 | 1792.721
NEM | Gas - Steam | 1716.528 | 1668.3226 | 1782.1366 | 637.4038 | 577.2582 | 570.0425 | 529.5237 | 525.8214 | 469.2663 | 456.1978 | 429.1377 | 558.3063 | 455.1017 | 594.6572 | 324.2379 | 346.1227 | 717.3053 | 728.8703 | 514.0801 | 543.3658 | 568.5859 | 638.788 | 601.6203 | 460.7257 | 604.4783 | 0 | 0 | 0 | 0
NEM | OCGT / Diesel | 568.8004 | 249.695 | 1158.1276 | 873.6577 | 298.8638 | 522.629 | 212.4311 | 618.8008 | 61.1606 | 169.0927 | 155.4945 | 2702.9826 | 1634.3524 | 2417.0886 | 2152.6716 | 2599.65 | 8494.5165 | 9700.3012 | 15635.6781 | 15393.5591 | 12382.797 | 17521.3759 | 21576.5496 | 9428.493 | 10255.2609 | 9433.0908 | 11145.3239 | 14762.8087 | 13564.3349
NEM | Hydro | 89291.164 | 87621.4687 | 83172.8621 | 95304.3735 | 94803.1119 | 82830.4808 | 80394.1711 | 86123.1764 | 71014.5472 | 62733.2465 | 56829.2962 | 55013.5868 | 54716.3363 | 50170.4508 | 46083.5048 | 41101.3684 | 44105.1239 | 37367.5062 | 33679.1409 | 29406.9875 | 28614.913 | 29194.3197 | 27135.5036 | 25996.6346 | 23709.0569 | 26556.6583 | 22314.7227 | 20517.4859 | 18123.9266
NEM | Wind | 67478.86 | 80526.3705 | 69210.7853 | 67489.6367 | 66835.6071 | 66980.3728 | 65389.1366 | 55850.6382 | 50858.2716 | 48201.8132 | 50107.8076 | 43456.1911 | 40696.0709 | 39480.8412 | 37888.4881 | 35554.7391 | 28708.2802 | 25391.9877 | 22563.0171 | 21395.7252 | 19056.5966 | 17085.1075 | 13293.7135 | 11938.282 | 8045.7604 | 5971.1844 | 5589.6832 | 5057.557 | 2986.6788
NEM | Solar PV | 13.5121 | 15.8213 | 15.3519 | 14.0481 | 13.1168 | 13.2564 | 12.8065 | 13.9292 | 72.9215 | 73.437 | 71.8382 | 67.851 | 62.7644 | 57.7871 | 59.2547 | 56.3152 | 64.59 | 64.0577 | 64.3543 | 66.1071 | 70.3101 | 106.5049 | 100.1969 | 101.0053 | 103.8277 | 114.0515 | 115.1092 | 126.7932 | 135.7582
NEM | Grid Battery | 0.20108 | 0.27266 | 0.26693 | 0.29254 | 0.27781 | 0.26974 | 0.24142 | 0.21995 | 0.18887 | 0.18152 | 0.16749 | 0.16632 | 0.14044 | 0.11722 | 0.11858 | 0.11554 | 0.76728 | 0.73707 | 1.082 | 1.0024 | 3.0005 | 2.8215 | 2.6875 | 3.2007 | 3.0275 | 3.5478 | 3.4178 | 3.7796 | 3.5969
NEM | Pumped Hydro | 331.6334 | 839.7688 | 1237.3025 | 4101.441 | 3471.9685 | 2960.4672 | 2742.6323 | 3538.699 | 2893.255 | 3183.3616 | 2800.0617 | 4122.9826 | 3719.4515 | 3284.1923 | 3621.2939 | 3305.1626 | 2144.3429 | 2022.1129 | 2016.2424 | 1493.0729 | 1653.8782 | 1727.0215 | 1136.8689 | 1236.3952 | 1140.1273 | 1002.7964 | 846.5106 | 783.3191 | 730.2875
NEM | VPP | 0.23003 | 0.3834 | 0.48638 | 0.76846 | 1.0525 | 1.3503 | 1.5618 | 1.8209 | 2.0634 | 2.4066 | 2.8625 | 3.2606 | 3.5299 | 3.6192 | 3.9499 | 4.107 | 3.8194 | 3.8372 | 3.8106 | 3.7788 | 3.6725 | 3.7567 | 3.6901 | 3.8435 | 3.6487 | 3.4414 | 3.4145 | 3.3464 | 3.0349
Total excluding storage |  | 653144.8351 | 592730.2258 | 556896.2824 | 529271.0931 | 488256.794 | 440540.752 | 399752.5972 | 392620.7826 | 319925.5567 | 293514.5527 | 274612.0288 | 273326.1001 | 270277.9407 | 253670.2926 | 227311.5239 | 209306.2248 | 196431.9404 | 183767.5191 | 167583.1058 | 158047.271 | 149764.6753 | 135916.016 | 120690.9454 | 99345.1368 | 83699.1266 | 78332.1422 | 66141.6587 | 51987.6153 | 45208.6057
Region | Technology | 2021-22 | 2022-23 | 2023-24 | 2024-25 | 2025-26 | 2026-27 | 2027-28 | 2028-29 | 2029-30 | 2030-31 | 2031-32 | 2032-33 | 2033-34 | 2034-35 | 2035-36 | 2036-37 | 2037-38 | 2038-39 | 2039-40 | 2040-41 | 2041-42 | 2042-43 | 2043-44 | 2044-45 | 2045-46 | 2046-47 | 2047-48 | 2048-49 | 2049-50
NSW1 | Black Coal | 183057.1995 | 146738.814 | 129163.4775 | 136058.3641 | 105464.0946 | 86570.2634 | 70995.3386 | 77021.1862 | 42041.6618 | 36414.3573 | 31263.312 | 24598.5871 | 28076.5801 | 24285.6559 | 12827.387 | 14910.9075 | 15562.5485 | 14298.6235 | 12924.6045 | 10615.526 | 9111.1945 | 0 | 0 | 0 | 0 | 0 | 0 | 0 | 0
NSW1 | Brown Coal | 0 | 0 | 0 | 0 | 0 | 0 | 0 | 0 | 0 | 0 | 0 | 0 | 0 | 0 | 0 | 0 | 0 | 0 | 0 | 0 | 0 | 0 | 0 | 0 | 0 | 0 | 0 | 0 | 0
NSW1 | CCGT | 231.402 | 219.7269 | 642.1278 | 396.5816 | 368.5014 | 348.3288 | 332.7893 | 320.9834 | 302.0212 | 290.4336 | 272.4026 | 3996.2349 | 3162.2958 | 4046.8904 | 2400.4655 | 3595.1415 | 5235.3672 | 5409.113 | 4324.9264 | 4165.6743 | 4166.9717 | 4525.348 | 67.0465 | 0.00037542 | 0.00037581 | 0.0005035 | 0.00048095 | 0.00052099 | 0.00047898
NSW1 | Gas - Steam | 0 | 0 | 0 | 0 | 0 | 0 | 0 | 0 | 0 | 0 | 0 | 0 | 0 | 0 | 0 | 0 | 0 | 0 | 0 | 0 | 0 | 0 | 0 | 0 | 0 | 0 | 0 | 0 | 0
NSW1 | OCGT / Diesel | 1.8335 | 0.00014494 | 135.6584 | 442.7797 | 91.5192 | 145.6326 | 50.9994 | 99.7564 | 0.00014735 | 6.4918 | 0.00014613 | 206.1941 | 102.4929 | 134.0152 | 437.9673 | 303.9858 | 1282.656 | 2393.8296 | 5757.4223 | 6833.7998 | 3849.6079 | 6707.6676 | 9696.4741 | 2591.201 | 2674.0597 | 3138.8202 | 5546.2636 | 7131.8791 | 7050.2826
NSW1 | Hydro | 13699.1007 | 13692.6713 | 11958.855 | 16796.3357 | 15935.5097 | 14130.8954 | 13224.7046 | 17732.2809 | 13299.642 | 11615.6948 | 10665.0118 | 11674.6318 | 12481.4471 | 12236.0225 | 12145.7706 | 10701.4401 | 12818.7421 | 9958.5844 | 8705.201 | 7686.001 | 7122.2415 | 8383.0662 | 8125.5649 | 8157.1238 | 7495.2285 | 8613.3501 | 6752.917 | 6119.7908 | 5524.834
NSW1 | Wind | 15743.2869 | 17631.4088 | 15861.0958 | 14962.6619 | 14903.6943 | 15103.4289 | 14178.4079 | 11102.1443 | 9314.1322 | 9692.0679 | 10896.58 | 9873.2505 | 9403.1595 | 9203.9272 | 9015.424 | 8379.1414 | 5825.2596 | 4312.0456 | 4428.1264 | 4063.2346 | 3674.5668 | 3401.2709 | 2430.0653 | 2491.9595 | 2221.3861 | 1198.1848 | 1065.909 | 1033.222 | 843.3404
NSW1 | Solar PV | 4.9791 | 5.7841 | 5.5559 | 5.1042 | 4.6301 | 4.7833 | 4.5891 | 7.1159 | 65.9773 | 66.6004 | 65.2499 | 61.4356 | 56.9098 | 52.2255 | 53.6858 | 51.0968 | 50.9959 | 50.2671 | 50.7033 | 49.3472 | 46.7605 | 64.8237 | 59.6905 | 60.8408 | 57.8602 | 64.0346 | 62.1097 | 71.1121 | 71.9011
NSW1 | Grid Battery | 1.5516e-07 | 1.5422e-07 | 1.4701e-07 | 1.3918e-07 | 1.3065e-07 | 1.2709e-07 | 1.4733e-07 | 1.5202e-07 | 4.4595e-07 | 4.3926e-07 | 4.2347e-07 | 4.5852e-07 | 4.3743e-07 | 4.202e-07 | 4.6737e-07 | 4.4386e-07 | 6.4115e-06 | 6.0582e-06 | 0.031244 | 0.028806 | 0.7292 | 0.69268 | 0.66643 | 0.85605 | 0.81061 | 0.76319 | 0.70361 | 0.7013 | 0.66524
NSW1 | Pumped Hydro | 142.7626 | 436.1323 | 578.1201 | 1062.4855 | 544.4143 | 613.2627 | 802.3025 | 872.1258 | 777.1248 | 905.6511 | 741.5853 | 1264.8554 | 1090.2705 | 826.5368 | 1085.4484 | 959.5206 | 760.0639 | 673.8579 | 679.3428 | 499.2381 | 527.7477 | 622.6114 | 358.3266 | 469.8793 | 452.7548 | 450.8212 | 382.3676 | 378.4307 | 335.7368
NSW1 | VPP | 0.080974 | 0.13643 | 0.16022 | 0.27908 | 0.38503 | 0.50059 | 0.58122 | 0.6758 | 0.73775 | 0.85777 | 0.97286 | 1.1122 | 1.1913 | 1.1833 | 1.2894 | 1.3357 | 1.294 | 1.2611 | 1.2809 | 1.2645 | 1.2149 | 1.2506 | 1.2387 | 1.3035 | 1.2361 | 1.2206 | 1.1682 | 1.2032 | 1.1446
Total excluding storage |  | 212737.8018 | 178288.4052 | 157766.7704 | 168661.8271 | 136767.9493 | 116303.3324 | 98786.8289 | 106283.4671 | 65023.4346 | 58085.6457 | 53162.5564 | 50410.334 | 53282.8852 | 49958.7366 | 36880.7004 | 37941.7132 | 40775.5694 | 36422.4633 | 36190.9838 | 33413.5828 | 27971.343 | 23082.1764 | 20378.8412 | 13301.1256 | 12448.5349 | 13014.3901 | 13427.1998 | 14356.0044 | 13490.3585
Region | Technology | 2021-22 | 2022-23 | 2023-24 | 2024-25 | 2025-26 | 2026-27 | 2027-28 | 2028-29 | 2029-30 | 2030-31 | 2031-32 | 2032-33 | 2033-34 | 2034-35 | 2035-36 | 2036-37 | 2037-38 | 2038-39 | 2039-40 | 2040-41 | 2041-42 | 2042-43 | 2043-44 | 2044-45 | 2045-46 | 2046-47 | 2047-48 | 2048-49 | 2049-50
QLD1 | Black Coal | 176378.3037 | 153652.5202 | 156633.5545 | 138602.2723 | 132425.8105 | 121591.9457 | 106421.6709 | 99612.4755 | 88381.5821 | 81033.6102 | 75127.1733 | 77402.4742 | 76756.8255 | 70600.1298 | 67422.4876 | 58885.6462 | 45222.717 | 43905.6993 | 39709.2212 | 37798.8848 | 35079.7183 | 28063.4592 | 22412.5347 | 18128.3477 | 14322.0574 | 11244.0898 | 10287.5085 | 9645.453 | 8605.1862
QLD1 | Brown Coal | 0 | 0 | 0 | 0 | 0 | 0 | 0 | 0 | 0 | 0 | 0 | 0 | 0 | 0 | 0 | 0 | 0 | 0 | 0 | 0 | 0 | 0 | 0 | 0 | 0 | 0 | 0 | 0 | 0
QLD1 | CCGT | 7663.3352 | 7324.8376 | 7772.1722 | 8850.0841 | 7172.7948 | 7028.5469 | 6428.0772 | 7553.9314 | 5916.5167 | 5842.2861 | 5934.7176 | 12435.2848 | 13102.7274 | 12057.3933 | 10738.5972 | 8989.9457 | 12635.3223 | 11755.0649 | 8637.6274 | 8696.7635 | 9126.1387 | 9209.4637 | 8606.1963 | 7510.9983 | 3425.2437 | 2066.3604 | 1977.5329 | 1877.5162 | 1792.7198
QLD1 | Gas - Steam | 257.1445 | 245.8484 | 463.2697 | 442.6624 | 418.5338 | 401.3993 | 381.7712 | 365.2446 | 345.9903 | 331.2106 | 315.1757 | 300.6468 | 288.922 | 274.3706 | 261.6699 | 294.3342 | 597.1101 | 621.27 | 514.0801 | 543.3658 | 568.5859 | 638.788 | 601.6203 | 460.7257 | 604.4783 | 0 | 0 | 0 | 0
QLD1 | OCGT / Diesel | 0.0002892 | 0.00028585 | 15.2609 | 272.5118 | 117.5212 | 165.6085 | 65.7202 | 371.7336 | 50.6881 | 125.9971 | 138.9052 | 1134.1273 | 631.1213 | 342.7281 | 511.8706 | 1128.1986 | 3761.4417 | 3717.5255 | 5284.2236 | 4617.3793 | 4728.1788 | 6602.5981 | 6482.8579 | 5547.8383 | 6292.1492 | 5228.0968 | 4447.4262 | 4418.665 | 3130.5183
QLD1 | Hydro | 4642.1668 | 4414.0554 | 4213.0108 | 3985.997 | 3786.4794 | 3600.3917 | 3433.5506 | 3248.6907 | 3086.1027 | 2881.2031 | 2798.9721 | 2645.6112 | 2514.0253 | 2390.0113 | 2279.2998 | 2156.9673 | 768.0477 | 734.9559 | 694.8844 | 659.9382 | 629.5215 | 0 | 0 | 0 | 0 | 0 | 0 | 0 | 0
QLD1 | Wind | 5372.5628 | 8660.6617 | 8254.0371 | 7254.1212 | 8191.7086 | 7817.227 | 8011.6573 | 7288.76 | 6396.9769 | 6339.5886 | 5401.1025 | 5127.5747 | 4510.1824 | 5091.0044 | 4641.8053 | 4765.6166 | 4505.7902 | 4172.9743 | 4096.5667 | 3382.0122 | 3268.4726 | 2661.7051 | 2520.9698 | 1313.5116 | 1345.8693 | 1182.9173 | 1132.9846 | 1073.5132 | 652.2312
QLD1 | Solar PV | 5.1758 | 6.7105 | 6.5263 | 5.9521 | 5.7564 | 5.7532 | 5.5568 | 4.4257 | 4.5781 | 4.5419 | 4.4036 | 4.2646 | 3.8937 | 3.7712 | 3.7787 | 3.4765 | 12.0291 | 12.241 | 12.1446 | 14.0899 | 18.2044 | 35.3822 | 32.8629 | 32.7216 | 31.9011 | 38.2221 | 38.6077 | 37.9706 | 44.6369
QLD1 | Grid Battery | 1.0408e-07 | 0.022966 | 0.022199 | 0.026545 | 0.026818 | 0.025153 | 0.023393 | 0.0221 | 0.020211 | 0.019374 | 0.018225 | 0.017832 | 0.016827 | 0.016394 | 0.015492 | 0.014866 | 0.67832 | 0.65444 | 0.62131 | 0.5814 | 1.1415 | 1.0802 | 1.0394 | 1.3579 | 1.27 | 1.9031 | 1.8766 | 1.775 | 1.7398
QLD1 | Pumped Hydro | 188.8709 | 403.6365 | 659.1824 | 3038.9555 | 2927.5542 | 2347.2045 | 1940.3298 | 2666.5732 | 2116.1302 | 2277.7105 | 2058.4764 | 2858.1272 | 2629.181 | 2457.6555 | 2535.8455 | 2345.642 | 1383.5959 | 1347.5944 | 1336.182 | 993.1859 | 1125.3005 | 1103.6376 | 777.8609 | 765.0342 | 685.9088 | 550.6047 | 462.7931 | 402.8847 | 392.7008
QLD1 | VPP | 0.034387 | 0.053448 | 0.074821 | 0.13498 | 0.19765 | 0.25812 | 0.30889 | 0.36722 | 0.43052 | 0.51404 | 0.64099 | 0.72967 | 0.80162 | 0.89417 | 0.93526 | 0.98941 | 0.80408 | 0.83777 | 0.85714 | 0.8714 | 0.88809 | 0.92133 | 0.92714 | 0.89995 | 0.83317 | 0.6964 | 0.74019 | 0.7418 | 0.66305
Total excluding storage |  | 194318.6891 | 174304.6342 | 177357.8315 | 159413.6009 | 152118.6046 | 140610.8723 | 124748.0041 | 118445.2616 | 104182.435 | 96558.4377 | 89720.45 | 99049.9835 | 97807.6976 | 90759.4087 | 85859.509 | 76224.1853 | 67502.4582 | 64919.731 | 58948.7481 | 55712.4337 | 53418.8202 | 47211.3963 | 40657.0419 | 32994.1432 | 26021.699 | 19759.6865 | 17884.06 | 17053.118 | 14225.2923
Region | Technology | 2021-22 | 2022-23 | 2023-24 | 2024-25 | 2025-26 | 2026-27 | 2027-28 | 2028-29 | 2029-30 | 2030-31 | 2031-32 | 2032-33 | 2033-34 | 2034-35 | 2035-36 | 2036-37 | 2037-38 | 2038-39 | 2039-40 | 2040-41 | 2041-42 | 2042-43 | 2043-44 | 2044-45 | 2045-46 | 2046-47 | 2047-48 | 2048-49 | 2049-50
VIC1 | Black Coal | 0 | 0 | 0 | 0 | 0 | 0 | 0 | 0 | 0 | 0 | 0 | 0 | 0 | 0 | 0 | 0 | 0 | 0 | 0 | 0 | 0 | 0 | 0 | 0 | 0 | 0 | 0 | 0 | 0
VIC1 | Brown Coal | 118999.223 | 107351.844 | 103718.662 | 78314.9714 | 77717.8274 | 71618.9418 | 66688.9031 | 62724.2407 | 58667.7488 | 56258.9644 | 52479.4335 | 49320.6895 | 48174.631 | 45670.748 | 44774.682 | 40329.268 | 35686.169 | 35146.295 | 29530.4555 | 29964.6773 | 31587.449 | 29571.6485 | 26897.5835 | 25780.6495 | 23233.4405 | 22946.7061 | 14711.7775 | 0 | 0
VIC1 | CCGT | 7.026e-05 | 6.6384e-05 | 6.6542e-05 | 7.311e-05 | 7.069e-05 | 6.7375e-05 | 6.8504e-05 | 7.1796e-05 | 6.8106e-05 | 6.5621e-05 | 6.4301e-05 | 0.00010668 | 0.00010148 | 9.7764e-05 | 9.2795e-05 | 8.9272e-05 | 0.00014292 | 0.00013887 | 0.00018031 | 0.0001694 | 0.00017251 | 0.00016907 | 0.00016198 | 0.00014513 | 0.00014402 | 0.00014666 | 0.0001423 | 0.00050501 | 0.00047002
VIC1 | Gas - Steam | 17.8634 | 7.308 | 19.4085 | 36.6541 | 9.8265 | 26.8567 | 13.2314 | 30.5451 | 0.49093 | 7.6789 | 2.5144 | 29.5064 | 21.6091 | 17.654 | 62.568 | 51.7885 | 120.1952 | 107.6003 | 0 | 0 | 0 | 0 | 0 | 0 | 0 | 0 | 0 | 0 | 0
VIC1 | OCGT / Diesel | 76.863 | 0.00027829 | 81.4978 | 32.8949 | 21.7306 | 68.6716 | 35.5621 | 18.0226 | 0.00031657 | 0.00031298 | 0.00030545 | 237.3462 | 81.0436 | 91.66 | 163.871 | 112.1227 | 307.276 | 109.7894 | 734.0921 | 521.1653 | 396.0847 | 193.1811 | 951.9339 | 631.2276 | 576.2943 | 405.7238 | 258.1168 | 2042.1147 | 2268.0713
VIC1 | Hydro | 18562.5692 | 17707.4075 | 15349.912 | 18092.0883 | 17551.8419 | 15857.4051 | 15254.9227 | 18427.2403 | 14505.7385 | 11837.2028 | 11278.5922 | 9720.9889 | 11517.7309 | 11173.7766 | 10132.7231 | 9654.4313 | 11659.0694 | 9225.725 | 7522.2886 | 7146.3545 | 6213.87 | 7277.3077 | 7122.0259 | 6427.4836 | 6147.133 | 7391.5694 | 5862.0735 | 4774.179 | 4554.9519
VIC1 | Wind | 27226.7313 | 33315.0527 | 27344.7893 | 26815.7361 | 26245.5964 | 25916.3955 | 25821.4318 | 22208.0464 | 21369.0287 | 19658.1959 | 20969.0475 | 17616.8216 | 16772.6065 | 16059.59 | 15927.1469 | 15263.7106 | 12443.9637 | 11550.4722 | 10001.1505 | 10083.3777 | 8580.5741 | 7749.7533 | 6011.5278 | 5664.3447 | 2837.9471 | 2306.8514 | 2075.4953 | 1822.6091 | 573.8602
VIC1 | Solar PV | 2.475 | 2.3463 | 2.3256 | 2.1268 | 1.9257 | 1.9338 | 1.8872 | 1.6859 | 1.6682 | 1.623 | 1.5408 | 1.5266 | 1.3939 | 1.2627 | 1.274 | 1.2356 | 1.1051 | 1.0918 | 1.0654 | 1.0086 | 3.3216 | 3.3764 | 3.1785 | 3.1235 | 8.9104 | 7.4699 | 10.4703 | 13.7237 | 15.0733
VIC1 | Grid Battery | 0.10464 | 0.15512 | 0.14931 | 0.16874 | 0.15939 | 0.15575 | 0.1399 | 0.12571 | 0.10826 | 0.10513 | 0.096116 | 0.096922 | 0.073939 | 0.066268 | 0.067835 | 0.066208 | 0.057785 | 0.053114 | 0.049157 | 0.044858 | 0.37387 | 0.32981 | 0.30936 | 0.31981 | 0.30061 | 0.28158 | 0.26998 | 0.77376 | 0.71033
VIC1 | Pumped Hydro | 0 | 0 | 1.2576e-07 | 1.3715e-07 | 1.3512e-07 | 1.3948e-07 | 1.2914e-07 | 1.3043e-07 | 1.2515e-07 | 1.2822e-07 | 1.2786e-07 | 2.7401e-07 | 2.5587e-07 | 2.393e-07 | 3.0186e-07 | 2.9042e-07 | 0.68309 | 0.66055 | 0.71765 | 0.64894 | 0.82999 | 0.77249 | 0.68138 | 1.4817 | 1.4637 | 1.3705 | 1.35 | 2.0037 | 1.8498
VIC1 | VPP | 0.055389 | 0.089117 | 0.12037 | 0.19437 | 0.27704 | 0.36604 | 0.42824 | 0.50236 | 0.60285 | 0.70509 | 0.85121 | 0.99049 | 1.0865 | 1.0927 | 1.2178 | 1.2634 | 1.2107 | 1.237 | 1.2141 | 1.2043 | 1.162 | 1.1694 | 1.122 | 1.2192 | 1.1649 | 1.1285 | 1.1265 | 1.0324 | 0.9034
Total excluding storage |  | 164885.725 | 158383.9588 | 146516.5953 | 123294.4717 | 121548.7486 | 113490.2045 | 107815.9384 | 103409.7811 | 94544.6755 | 87763.6654 | 84731.1288 | 76926.8794 | 76569.015 | 73014.6914 | 71062.2651 | 65412.5568 | 60217.7787 | 56140.9738 | 47789.0522 | 47716.5836 | 46781.2995 | 44795.2672 | 40986.2498 | 38506.829 | 32803.7255 | 33058.3206 | 22917.9335 | 8652.6271 | 7411.9572
Region | Technology | 2021-22 | 2022-23 | 2023-24 | 2024-25 | 2025-26 | 2026-27 | 2027-28 | 2028-29 | 2029-30 | 2030-31 | 2031-32 | 2032-33 | 2033-34 | 2034-35 | 2035-36 | 2036-37 | 2037-38 | 2038-39 | 2039-40 | 2040-41 | 2041-42 | 2042-43 | 2043-44 | 2044-45 | 2045-46 | 2046-47 | 2047-48 | 2048-49 | 2049-50
SA1 | Black Coal | 0 | 0 | 0 | 0 | 0 | 0 | 0 | 0 | 0 | 0 | 0 | 0 | 0 | 0 | 0 | 0 | 0 | 0 | 0 | 0 | 0 | 0 | 0 | 0 | 0 | 0 | 0 | 0 | 0
SA1 | Brown Coal | 0 | 0 | 0 | 0 | 0 | 0 | 0 | 0 | 0 | 0 | 0 | 0 | 0 | 0 | 0 | 0 | 0 | 0 | 0 | 0 | 0 | 0 | 0 | 0 | 0 | 0 | 0 | 0 | 0
SA1 | CCGT | 7746.5071 | 7360.8048 | 3627.0249 | 2729.6996 | 2579.8073 | 2465.9439 | 2347.7489 | 2255.5993 | 2139.8589 | 2041.1137 | 1941.4155 | 3773.9116 | 3440.2551 | 4288.6501 | 2639.7473 | 2937.1203 | 0.00018948 | 0.00018198 | 0.00019188 | 0.00017953 | 0.00024788 | 0.00024368 | 0.00024047 | 0.00021381 | 0.00021287 | 0.00020682 | 0.00019822 | 0.00027338 | 0.00025319
SA1 | Gas - Steam | 1441.5201 | 1415.1662 | 1299.4584 | 158.0874 | 148.8979 | 141.7865 | 134.5212 | 130.0316 | 122.7851 | 117.3083 | 111.4475 | 228.153 | 144.5706 | 302.6326 | 0 | 0 | 0 | 0 | 0 | 0 | 0 | 0 | 0 | 0 | 0 | 0 | 0 | 0 | 0
SA1 | OCGT / Diesel | 490.1035 | 249.6942 | 925.7104 | 125.4713 | 68.0928 | 142.7163 | 60.1493 | 129.288 | 10.4719 | 36.6034 | 16.5888 | 1124.5502 | 819.6945 | 1848.6852 | 1038.9627 | 1055.3428 | 3143.1427 | 3479.1565 | 3859.94 | 3421.2146 | 3408.707 | 4017.9291 | 4445.2837 | 658.226 | 712.7577 | 660.45 | 893.5171 | 1169.4772 | 1115.4626
SA1 | Hydro | 0 | 0 | 0 | 0 | 0 | 0 | 0 | 0 | 0 | 0 | 0 | 0 | 0 | 0 | 0 | 0 | 0 | 0 | 0 | 0 | 0 | 0 | 0 | 0 | 0 | 0 | 0 | 0 | 0
SA1 | Wind | 15791.3355 | 17054.72 | 14417.8536 | 15248.3184 | 14228.3357 | 14964.0939 | 14256.5875 | 12721.4076 | 11376.0165 | 10458.4586 | 10518.4756 | 8903.5954 | 8247.6677 | 7537.727 | 6956.216 | 5921.0435 | 5100.7606 | 4545.8574 | 3407.8355 | 3256.2976 | 2949.5704 | 2731.9028 | 1855.3962 | 2068.681 | 1246.5529 | 978.8809 | 996.0298 | 852.6948 | 660.646
SA1 | Solar PV | 0.88216 | 0.98031 | 0.94406 | 0.86505 | 0.80469 | 0.78615 | 0.77342 | 0.70164 | 0.69789 | 0.67175 | 0.64397 | 0.62414 | 0.5671 | 0.52772 | 0.51627 | 0.50631 | 0.4599 | 0.4577 | 0.44099 | 1.6614 | 2.0237 | 2.9226 | 4.465 | 4.3194 | 5.156 | 4.3249 | 3.9216 | 3.9868 | 4.147
SA1 | Grid Battery | 0.096445 | 0.094572 | 0.095423 | 0.097246 | 0.091599 | 0.088835 | 0.078126 | 0.072132 | 0.060404 | 0.05702 | 0.053152 | 0.051567 | 0.049675 | 0.034559 | 0.03525 | 0.034462 | 0.031167 | 0.029509 | 0.38025 | 0.34736 | 0.75593 | 0.71881 | 0.67224 | 0.66695 | 0.64632 | 0.59989 | 0.56759 | 0.52948 | 0.48148
SA1 | Pumped Hydro | 0 | 0 | 9.7791e-08 | 9.0866e-08 | 8.6072e-08 | 8.5613e-08 | 8.2135e-08 | 8.2915e-08 | 8.1257e-08 | 8.2564e-08 | 8.2529e-08 | 1.1396e-07 | 1.0814e-07 | 1.0206e-07 | 1.3924e-07 | 1.3876e-07 | 1.8643e-07 | 1.7869e-07 | 1.7026e-07 | 1.6282e-07 | 1.8259e-07 | 1.7251e-07 | 1.6407e-07 | 2.1829e-07 | 2.0737e-07 | 1.959e-07 | 1.8851e-07 | 1.8002e-07 | 1.7318e-07
SA1 | VPP | 0.057927 | 0.10055 | 0.1286 | 0.15575 | 0.18583 | 0.21478 | 0.23174 | 0.26058 | 0.27057 | 0.30311 | 0.35574 | 0.37952 | 0.39714 | 0.38652 | 0.43596 | 0.4359 | 0.42993 | 0.42011 | 0.37787 | 0.35291 | 0.32088 | 0.32814 | 0.31712 | 0.33835 | 0.32684 | 0.3123 | 0.30134 | 0.29393 | 0.24904
Total excluding storage |  | 25470.3484 | 26081.3655 | 20270.9913 | 18262.4417 | 17025.9383 | 17715.3267 | 16799.7802 | 15237.0282 | 13649.8302 | 12654.1557 | 12588.5714 | 14030.8344 | 12652.755 | 13978.2227 | 10635.4423 | 9914.0129 | 8244.3635 | 8025.4718 | 7268.2167 | 6679.1738 | 6360.3013 | 6752.7548 | 6305.1451 | 2731.2266 | 1964.4668 | 1643.656 | 1893.4687 | 2026.159 | 1780.2558
Region | Technology | 2021-22 | 2022-23 | 2023-24 | 2024-25 | 2025-26 | 2026-27 | 2027-28 | 2028-29 | 2029-30 | 2030-31 | 2031-32 | 2032-33 | 2033-34 | 2034-35 | 2035-36 | 2036-37 | 2037-38 | 2038-39 | 2039-40 | 2040-41 | 2041-42 | 2042-43 | 2043-44 | 2044-45 | 2045-46 | 2046-47 | 2047-48 | 2048-49 | 2049-50
TAS1 | Black Coal | 0 | 0 | 0 | 0 | 0 | 0 | 0 | 0 | 0 | 0 | 0 | 0 | 0 | 0 | 0 | 0 | 0 | 0 | 0 | 0 | 0 | 0 | 0 | 0 | 0 | 0 | 0 | 0 | 0
TAS1 | Brown Coal | 0 | 0 | 0 | 0 | 0 | 0 | 0 | 0 | 0 | 0 | 0 | 0 | 0 | 0 | 0 | 0 | 0 | 0 | 0 | 0 | 0 | 0 | 0 | 0 | 0 | 0 | 0 | 0 | 0
TAS1 | CCGT | 6.4216e-05 | 6.0641e-05 | 5.9079e-05 | 5.6402e-05 | 5.3359e-05 | 5.1367e-05 | 5.0923e-05 | 5.045e-05 | 5.003e-05 | 4.8853e-05 | 4.6607e-05 | 4.6619e-05 | 4.5469e-05 | 4.4684e-05 | 4.4326e-05 | 4.3825e-05 | 4.3788e-05 | 4.3566e-05 | 4.5469e-05 | 4.3692e-05 | 4.5086e-05 | 4.3611e-05 | 4.3512e-05 | 4.3293e-05 | 4.3128e-05 | 4.3232e-05 | 4.3309e-05 | 4.3777e-05 | 4.3039e-05
TAS1 | Gas - Steam | 0 | 0 | 0 | 0 | 0 | 0 | 0 | 0 | 0 | 0 | 0 | 0 | 0 | 0 | 0 | 0 | 0 | 0 | 0 | 0 | 0 | 0 | 0 | 0 | 0 | 0 | 0 | 0 | 0
TAS1 | OCGT / Diesel | 8.0957e-05 | 7.51e-05 | 7.5058e-05 | 7.3191e-05 | 6.7843e-05 | 6.8411e-05 | 6.7742e-05 | 6.7372e-05 | 6.7495e-05 | 6.6048e-05 | 6.211e-05 | 0.76469 | 6.0948e-05 | 6.0159e-05 | 5.9574e-05 | 5.8589e-05 | 5.9314e-05 | 5.7589e-05 | 5.8155e-05 | 3.8289e-05 | 0.21858 | 3.8325e-05 | 3.8107e-05 | 3.8304e-05 | 3.7279e-05 | 3.82e-05 | 3.805e-05 | 0.67279 | 3.7483e-05
TAS1 | Hydro | 52387.3272 | 51807.3346 | 51651.0843 | 56429.9525 | 57529.2809 | 49241.7886 | 48480.9932 | 46714.9645 | 40123.0639 | 36399.1459 | 32086.7202 | 30972.355 | 28203.1331 | 24370.6404 | 21525.7113 | 18588.5296 | 18859.2647 | 17448.2409 | 16756.7669 | 13914.6938 | 14649.28 | 13533.9458 | 11887.9128 | 11412.0271 | 10066.6954 | 10551.7388 | 9699.7322 | 9623.5161 | 8044.1407
TAS1 | Wind | 3344.9436 | 3864.5274 | 3333.0094 | 3208.7992 | 3266.2721 | 3179.2275 | 3121.0522 | 2530.2799 | 2402.1173 | 2053.5022 | 2322.602 | 1934.949 | 1762.4548 | 1588.5927 | 1347.8958 | 1225.227 | 832.506 | 810.6381 | 629.338 | 610.8031 | 583.4127 | 540.4754 | 475.7545 | 399.7852 | 394.0049 | 304.3501 | 319.2645 | 275.518 | 256.601
TAS1 | Solar PV | 3.6459e-08 | 4.9772e-08 | 7.6729e-08 | 8.6811e-08 | 6.9756e-08 | 8.0728e-08 | 9.0356e-08 | 9.4546e-08 | 1.2389e-07 | 1.6126e-07 | 1.8742e-07 | 1.8433e-07 | 1.8064e-07 | 1.4926e-07 | 1.5445e-07 | 1.4393e-07 | 1.7224e-07 | 2.0261e-07 | 2.0493e-07 | 3.0136e-07 | 2.8721e-07 | 2.7377e-07 | 2.3096e-07 | 2.3778e-07 | 2.1596e-07 | 2.059e-07 | 2.0742e-07 | 1.938e-07 | 1.7975e-07
TAS1 | Grid Battery | 1.0128e-07 | 1.0036e-07 | 9.449e-08 | 9.0573e-08 | 9.3581e-08 | 9.2864e-08 | 9.7809e-08 | 1.1e-07 | 1.4799e-07 | 1.5127e-07 | 1.601e-07 | 1.7923e-07 | 1.7201e-07 | 1.7675e-07 | 1.7939e-07 | 1.8564e-07 | 1.9108e-07 | 1.9077e-07 | 2.4637e-07 | 2.3703e-07 | 2.442e-07 | 2.3394e-07 | 2.3155e-07 | 2.2839e-07 | 2.2854e-07 | 2.3564e-07 | 2.383e-07 | 2.6383e-07 | 2.4899e-07
TAS1 | Pumped Hydro | 0 | 0 | 2.5019e-07 | 2.512e-07 | 2.803e-07 | 2.802e-07 | 2.7919e-07 | 2.8048e-07 | 2.8267e-07 | 2.8544e-07 | 3.1164e-07 | 3.3162e-07 | 3.206e-07 | 3.1881e-07 | 3.2415e-07 | 3.2792e-07 | 3.3157e-07 | 3.3078e-07 | 3.9131e-07 | 3.771e-07 | 3.8236e-07 | 3.667e-07 | 3.5631e-07 | 3.4797e-07 | 3.4597e-07 | 3.464e-07 | 3.4634e-07 | 3.6676e-07 | 3.5512e-07
TAS1 | VPP | 0.0013528 | 0.0038607 | 0.002372 | 0.0042923 | 0.0068971 | 0.010775 | 0.011763 | 0.014943 | 0.021667 | 0.026604 | 0.041707 | 0.048679 | 0.053375 | 0.062518 | 0.071521 | 0.082515 | 0.080739 | 0.081208 | 0.080546 | 0.085634 | 0.086604 | 0.087287 | 0.085082 | 0.082389 | 0.087729 | 0.083516 | 0.07826 | 0.075065 | 0.074894
Total excluding storage |  | 55732.2709 | 55671.8621 | 54984.0939 | 59638.7518 | 60795.5532 | 52421.0162 | 51602.0455 | 49245.2445 | 42525.1813 | 38452.6482 | 34409.3223 | 32908.0686 | 29965.588 | 25959.2332 | 22873.6072 | 19813.7567 | 19691.7708 | 18258.8792 | 17386.1051 | 14525.497 | 15232.9113 | 14074.4213 | 12363.6674 | 11811.8124 | 10460.7004 | 10856.089 | 10018.9968 | 9899.7069 | 8300.7418
Explicitly modelled pumping
Region | Technology | 2021-22 | 2022-23 | 2023-24 | 2024-25 | 2025-26 | 2026-27 | 2027-28 | 2028-29 | 2029-30 | 2030-31 | 2031-32 | 2032-33 | 2033-34 | 2034-35 | 2035-36 | 2036-37 | 2037-38 | 2038-39 | 2039-40 | 2040-41 | 2041-42 | 2042-43 | 2043-44 | 2044-45 | 2045-46 | 2046-47 | 2047-48 | 2048-49 | 2049-50
NEM | Grid Battery pump | 0.24754 | 0.33741 | 0.32869 | 0.36151 | 0.34271 | 0.33294 | 0.29868 | 0.27092 | 0.23318 | 0.22411 | 0.20734 | 0.2048 | 0.17365 | 0.14447 | 0.1464 | 0.14264 | 0.12476 | 0.11655 | 0.1056 | 0.083494 | 0.043226 | 0.023821 | 0.02171 | 0.022855 | 0.022234 | 0.02001 | 0.019376 | 0.017931 | 0.015181
NEM | Pumped Hydro Pump | 909.1404 | 2796.0214 | 3637.5879 | 11202.6124 | 7914.7195 | 7222.5812 | 7428.5727 | 8963.2583 | 8056.4067 | 8937.5458 | 8358.4028 | 12625.2232 | 11519.3489 | 9791.8244 | 11816.9457 | 10372.783 | 7970.1365 | 7102.4055 | 7720.3625 | 6099.911 | 6621.1499 | 6967.5871 | 5410.211 | 6808.9019 | 6139.0725 | 5558.829 | 4659.8978 | 5132.2209 | 4393.6502
NEM | VPP pump | 0.27064 | 0.45209 | 0.57123 | 0.90482 | 1.238 | 1.5882 | 1.8409 | 2.1389 | 2.4276 | 2.8314 | 3.3757 | 3.8285 | 4.1561 | 4.257 | 4.6448 | 4.8322 | 4.4997 | 4.5169 | 4.4745 | 4.455 | 4.3159 | 4.4236 | 4.3354 | 4.5215 | 4.3004 | 4.0418 | 4.0251 | 3.9295 | 3.5691
Region | Technology | 2021-22 | 2022-23 | 2023-24 | 2024-25 | 2025-26 | 2026-27 | 2027-28 | 2028-29 | 2029-30 | 2030-31 | 2031-32 | 2032-33 | 2033-34 | 2034-35 | 2035-36 | 2036-37 | 2037-38 | 2038-39 | 2039-40 | 2040-41 | 2041-42 | 2042-43 | 2043-44 | 2044-45 | 2045-46 | 2046-47 | 2047-48 | 2048-49 | 2049-50
NSW1 | Grid Battery pump | 0 | 0 | 0 | 0 | 0 | 0 | 0 | 0 | 0 | 0 | 0 | 0 | 0 | 0 | 0 | 0 | 0 | 0 | 0 | 0 | 0 | 0 | 0 | 0 | 0 | 0 | 0 | 0 | 0
NSW1 | Pumped Hydro Pump | 648.5763 | 2199.389 | 2710.1951 | 6865.7304 | 3725.896 | 3875.4102 | 4649.8649 | 5160.0775 | 5033.0927 | 5683.4013 | 5410.4233 | 8549.0102 | 7763.1677 | 6280.6886 | 8194.1187 | 7021.6822 | 5986.2436 | 5189.5485 | 5813.9613 | 4674.7591 | 5016.4453 | 5396.606 | 4309.9525 | 5719.9153 | 5162.8621 | 4769.565 | 4004.2811 | 4559.1092 | 3842.1954
NSW1 | VPP pump | 0.095268 | 0.16087 | 0.18815 | 0.32846 | 0.45288 | 0.58894 | 0.68503 | 0.79387 | 0.86798 | 1.0092 | 1.1475 | 1.3057 | 1.4018 | 1.3941 | 1.5149 | 1.5715 | 1.5262 | 1.4838 | 1.5031 | 1.4918 | 1.4295 | 1.4689 | 1.4558 | 1.5337 | 1.4577 | 1.4328 | 1.3785 | 1.4116 | 1.3466
Region | Technology | 2021-22 | 2022-23 | 2023-24 | 2024-25 | 2025-26 | 2026-27 | 2027-28 | 2028-29 | 2029-30 | 2030-31 | 2031-32 | 2032-33 | 2033-34 | 2034-35 | 2035-36 | 2036-37 | 2037-38 | 2038-39 | 2039-40 | 2040-41 | 2041-42 | 2042-43 | 2043-44 | 2044-45 | 2045-46 | 2046-47 | 2047-48 | 2048-49 | 2049-50
QLD1 | Grid Battery pump | 0 | 0.028351 | 0.027321 | 0.032773 | 0.033129 | 0.031035 | 0.028895 | 0.027272 | 0.024953 | 0.023919 | 0.022543 | 0.021973 | 0.020774 | 0.02024 | 0.019126 | 0.018352 | 0.014943 | 0.014255 | 0.013752 | 0 | 0 | 0 | 0 | 0 | 0 | 0 | 0 | 0 | 0
QLD1 | Pumped Hydro Pump | 260.5641 | 596.6324 | 927.3928 | 4336.882 | 4188.8235 | 3347.171 | 2778.7078 | 3803.1808 | 3023.314 | 3254.1445 | 2947.9795 | 4076.213 | 3756.1812 | 3511.1358 | 3622.827 | 3351.1008 | 1983.8929 | 1912.857 | 1906.4012 | 1425.1519 | 1604.7046 | 1570.9811 | 1100.2585 | 1088.9866 | 976.2104 | 789.264 | 655.6167 | 573.1117 | 551.4548
QLD1 | VPP pump | 0.040457 | 0.063045 | 0.087866 | 0.15881 | 0.23275 | 0.30347 | 0.36393 | 0.43152 | 0.50651 | 0.60477 | 0.75576 | 0.85684 | 0.94312 | 1.052 | 1.1003 | 1.1641 | 0.94856 | 0.98311 | 1.0084 | 1.0252 | 1.0448 | 1.0852 | 1.0912 | 1.0583 | 0.97916 | 0.82099 | 0.86924 | 0.87437 | 0.77852
Region | Technology | 2021-22 | 2022-23 | 2023-24 | 2024-25 | 2025-26 | 2026-27 | 2027-28 | 2028-29 | 2029-30 | 2030-31 | 2031-32 | 2032-33 | 2033-34 | 2034-35 | 2035-36 | 2036-37 | 2037-38 | 2038-39 | 2039-40 | 2040-41 | 2041-42 | 2042-43 | 2043-44 | 2044-45 | 2045-46 | 2046-47 | 2047-48 | 2048-49 | 2049-50
VIC1 | Grid Battery pump | 0.12875 | 0.19203 | 0.18383 | 0.20855 | 0.19663 | 0.19223 | 0.17312 | 0.1548 | 0.13366 | 0.12979 | 0.119 | 0.11933 | 0.091541 | 0.081562 | 0.08375 | 0.081741 | 0.071343 | 0.065777 | 0.060487 | 0.055554 | 0.018307 | 0 | 0 | 0 | 0 | 0 | 0 | 0 | 0
VIC1 | Pumped Hydro Pump | 0 | 0 | 0 | 0 | 0 | 0 | 0 | 0 | 0 | 0 | 0 | 0 | 0 | 0 | 0 | 0 | 0 | 0 | 0 | 0 | 0 | 0 | 0 | 0 | 0 | 0 | 0 | 0 | 0
VIC1 | VPP pump | 0.065166 | 0.10507 | 0.14139 | 0.22899 | 0.32584 | 0.43042 | 0.50485 | 0.59001 | 0.70927 | 0.82955 | 1.0039 | 1.1629 | 1.2812 | 1.2826 | 1.4327 | 1.4865 | 1.4244 | 1.459 | 1.4248 | 1.4208 | 1.3634 | 1.3798 | 1.3161 | 1.4345 | 1.3745 | 1.3238 | 1.3293 | 1.2108 | 1.0629
Region | Technology | 2021-22 | 2022-23 | 2023-24 | 2024-25 | 2025-26 | 2026-27 | 2027-28 | 2028-29 | 2029-30 | 2030-31 | 2031-32 | 2032-33 | 2033-34 | 2034-35 | 2035-36 | 2036-37 | 2037-38 | 2038-39 | 2039-40 | 2040-41 | 2041-42 | 2042-43 | 2043-44 | 2044-45 | 2045-46 | 2046-47 | 2047-48 | 2048-49 | 2049-50
SA1 | Grid Battery pump | 0.11878 | 0.11703 | 0.11755 | 0.12019 | 0.11296 | 0.10968 | 0.096665 | 0.088845 | 0.074575 | 0.070398 | 0.065791 | 0.063497 | 0.06133 | 0.042667 | 0.04352 | 0.042547 | 0.038473 | 0.03652 | 0.031363 | 0.02794 | 0.024919 | 0.023821 | 0.02171 | 0.022855 | 0.022234 | 0.02001 | 0.019376 | 0.017931 | 0.015181
SA1 | Pumped Hydro Pump | 0 | 0 | 0 | 0 | 0 | 0 | 0 | 0 | 0 | 0 | 0 | 0 | 0 | 0 | 0 | 0 | 0 | 0 | 0 | 0 | 0 | 0 | 0 | 0 | 0 | 0 | 0 | 0 | 0
SA1 | VPP pump | 0.068152 | 0.11854 | 0.15106 | 0.18347 | 0.2184 | 0.2527 | 0.27319 | 0.30603 | 0.31833 | 0.35661 | 0.41952 | 0.44553 | 0.46725 | 0.45474 | 0.51292 | 0.51284 | 0.50582 | 0.49547 | 0.44338 | 0.41641 | 0.37633 | 0.38689 | 0.3723 | 0.39819 | 0.3856 | 0.36627 | 0.35566 | 0.3447 | 0.29302
Region | Technology | 2021-22 | 2022-23 | 2023-24 | 2024-25 | 2025-26 | 2026-27 | 2027-28 | 2028-29 | 2029-30 | 2030-31 | 2031-32 | 2032-33 | 2033-34 | 2034-35 | 2035-36 | 2036-37 | 2037-38 | 2038-39 | 2039-40 | 2040-41 | 2041-42 | 2042-43 | 2043-44 | 2044-45 | 2045-46 | 2046-47 | 2047-48 | 2048-49 | 2049-50
TAS1 | Grid Battery pump | 0 | 0 | 0 | 0 | 0 | 0 | 0 | 0 | 0 | 0 | 0 | 0 | 0 | 0 | 0 | 0 | 0 | 0 | 0 | 0 | 0 | 0 | 0 | 0 | 0 | 0 | 0 | 0 | 0
TAS1 | Pumped Hydro Pump | 0 | 0 | 0 | 0 | 0 | 0 | 0 | 0 | 0 | 0 | 0 | 0 | 0 | 0 | 0 | 0 | 0 | 0 | 0 | 0 | 0 | 0 | 0 | 0 | 0 | 0 | 0 | 0 | 0
TAS1 | VPP pump | 0.0015919 | 0.0045668 | 0.0027709 | 0.0050903 | 0.0080802 | 0.012669 | 0.013948 | 0.017475 | 0.025493 | 0.031301 | 0.04907 | 0.057491 | 0.062806 | 0.073573 | 0.083903 | 0.097343 | 0.09473 | 0.095543 | 0.094764 | 0.10075 | 0.10189 | 0.1029 | 0.099976 | 0.096876 | 0.10347 | 0.097984 | 0.092339 | 0.088054 | 0.088115

## BaseCase_FOM Cost
FOM cost by technology ($000s) - Base Case, Central Scenario
FOM | Real June 2020 dollars discounted to 1 July 2020. For new entrant capacity, the FOM is incurred annually in modelling. For existing capacity, FOM is considered to be a sunk cost, since the fixed retirement dates are assumed to be the same in the Base Case and the case with Marinus Link. As such, early retirements are presented as an annual FOM saving, or negative cost, that continues until the assumed fixed date retirement.
Explicitly modelled generation
Region | Technology | 2021-22 | 2022-23 | 2023-24 | 2024-25 | 2025-26 | 2026-27 | 2027-28 | 2028-29 | 2029-30 | 2030-31 | 2031-32 | 2032-33 | 2033-34 | 2034-35 | 2035-36 | 2036-37 | 2037-38 | 2038-39 | 2039-40 | 2040-41 | 2041-42 | 2042-43 | 2043-44 | 2044-45 | 2045-46 | 2046-47 | 2047-48 | 2048-49 | 2049-50
NEM | Black Coal | 0 | 0 | 0 | -109008.508 | 41210.2866 | 133793.8868 | -82299.5812 | -195376.1121 | -198520.484 | -198495.0723 | 193447.1675 | 339149.2862 | 192816.8307 | -103427.4743 | -5452.1871 | -0.0029586 | -0.00056564 | -0.00057791 | -0.00055291 | -0.00052611 | 239835.4415 | 0 | 0 | 0 | 0 | 0 | 0 | 0 | 0
NEM | Brown Coal | 0 | 0 | 0 | -124190.2586 | -123086.3014 | -141433.4676 | 169521.2552 | 451614.9107 | -91113.3921 | -68540.9568 | -32788.364 | -0.0040173 | -0.0038333 | -0.0036577 | -0.0034995 | -0.0033299 | 190672.8153 | 363063.5483 | -0.0029007 | -0.0027601 | -0.0026337 | -0.0025131 | -0.0024044 | -0.0022879 | -0.0021831 | -0.0020831 | -0.0014916 | 0 | 0
NEM | CCGT | 0.00018903 | 0.00018302 | 0.00019137 | 0.00019963 | 0.00019049 | 0.00018177 | 0.00017675 | 0.00018344 | 0.00017603 | 0.00017075 | 0.0001695 | 0.00025895 | 0.00024885 | 0.00023813 | 0.0002384 | 0.00023314 | 0.00046145 | 0.00044125 | 0.00048431 | 0.00046083 | 0.0005893 | 0.00058533 | 0.00056382 | 0.00053749 | 0.00054262 | 0.00058585 | 0.00056194 | 0.0007752 | 0.00074034
NEM | Gas - Steam | 0 | 0 | 0 | 0 | 0 | 0 | 0 | 0 | 0 | 0 | 0 | 0 | 0 | 0 | 0 | 0 | 0 | 0 | 0 | 0 | 0 | 0 | 0 | 0 | 0 | 0 | 0 | 0 | 0
NEM | OCGT / Diesel | 0.00081245 | 0.00079729 | 0.00076806 | 0.00073083 | 0.00069736 | 0.00066542 | 0.00063664 | 0.00062086 | 0.00061394 | 0.00061475 | 0.0006186 | 0.00079536 | 0.00075893 | 0.00072598 | 0.00077065 | 0.00075055 | 0.0023894 | 0.002286 | 4596.6765 | 4373.8768 | 4807.4322 | 4587.2461 | 4651.8776 | 8186.8014 | 9541.4202 | 13986.0648 | 13381.1853 | 17299.2743 | 17065.0753
NEM | Hydro | 0 | 0 | 0 | 0 | 0 | 0 | 0 | 0 | 0 | 0 | 0 | 0 | 0 | 0 | 0 | 0 | 0 | 0 | 0 | 0 | 0 | 0 | 0 | 0 | 0 | 0 | 0 | 0 | 0
NEM | Wind | 0.015406 | 19157.3775 | 39754.9153 | 64604.7698 | 87673.8392 | 103462.3724 | 131474.2927 | 153195.9133 | 208464.3913 | 201138.9438 | 194565.7781 | 192259.4396 | 191750.6795 | 187431.3743 | 193283.5708 | 201537.7795 | 244639.743 | 246387.1281 | 248981.2499 | 242202.6828 | 248126.4413 | 262047.0388 | 261522.716 | 254119.4366 | 258738.6479 | 264385.4277 | 263733.7343 | 259328.3373 | 257361.5562
NEM | Solar PV | 0.0014086 | 0.0022965 | 0.0025291 | 0.0028913 | 0.0034185 | 0.0035826 | 0.010574 | 2656.647 | 51250.5035 | 48903.1524 | 46788.1532 | 44520.3448 | 42481.2452 | 40535.5395 | 38782.4288 | 36902.6558 | 48889.1159 | 46649.9199 | 44632.37 | 44816.9543 | 48234.7553 | 79328.2468 | 77514.6746 | 73757.5586 | 76946.267 | 95991.9863 | 95081.9575 | 101274.8341 | 107898.3751
NEM | Grid Battery | 0.001661 | 0.0016024 | 0.0015331 | 0.0014588 | 0.0014218 | 0.0013828 | 0.001559 | 0.0017431 | 0.0041877 | 0.0040781 | 0.0039462 | 0.005536 | 0.007894 | 0.0075683 | 0.0092337 | 0.0088487 | 4624.2673 | 4412.4688 | 6789.295 | 6460.2196 | 21610.5486 | 20620.7526 | 19728.9312 | 22854.5251 | 21807.753 | 27012.8711 | 25844.5987 | 28472.0179 | 27167.9561
NEM | Pumped Hydro | 0 | 0 | 0.0018307 | 0.001973 | 0.001944 | 0.0019129 | 0.0018953 | 0.00196 | 22893.9937 | 21845.4139 | 20900.6275 | 19887.5807 | 18976.7007 | 18107.5388 | 17324.4111 | 16484.7014 | 23862.427 | 22769.4914 | 21972.908 | 20907.8869 | 21193.9708 | 24697.85 | 23629.6993 | 24997.7047 | 23852.7717 | 25273.6808 | 24180.6262 | 25654.5551 | 24479.5373
NEM | VPP | 0 | 0 | 0 | 0 | 0 | 0 | 0 | 0 | 0 | 0 | 0 | 0 | 0 | 0 | 0 | 0 | 0 | 0 | 0 | 0 | 0 | 0 | 0 | 0 | 0 | 0 | 0 | 0 | 0
Total excluding storage |  | 0.017816 | 19157.3807 | 39754.9188 | -168593.9929 | 5797.8286 | 95822.7961 | 218695.9781 | 412091.3598 | -29918.9805 | -16993.9322 | 402012.7356 | 575929.0677 | 427048.7526 | 124539.4367 | 226613.81 | 238440.4299 | 484201.6766 | 656100.5984 | 298210.2934 | 291393.5111 | 541004.0682 | 345962.5298 | 343689.2664 | 336063.7948 | 345226.3334 | 374363.4773 | 372196.8761 | 377902.4465 | 382325.0074
Region | Technology | 2021-22 | 2022-23 | 2023-24 | 2024-25 | 2025-26 | 2026-27 | 2027-28 | 2028-29 | 2029-30 | 2030-31 | 2031-32 | 2032-33 | 2033-34 | 2034-35 | 2035-36 | 2036-37 | 2037-38 | 2038-39 | 2039-40 | 2040-41 | 2041-42 | 2042-43 | 2043-44 | 2044-45 | 2045-46 | 2046-47 | 2047-48 | 2048-49 | 2049-50
NSW1 | Black Coal | 0 | 0 | 0 | -37442.6363 | 109498.2147 | -132609.0282 | -135050.5793 | -128504.7128 | -134711.8969 | -137609.016 | -131736.6017 | 233718.2329 | -55501.4274 | -52959.3773 | -0.0003708 | -0.00035283 | -0.00033667 | -0.00032125 | -0.00030735 | -0.00029246 | -0.00027906 | 0 | 0 | 0 | 0 | 0 | 0 | 0 | 0
NSW1 | Brown Coal | 0 | 0 | 0 | 0 | 0 | 0 | 0 | 0 | 0 | 0 | 0 | 0 | 0 | 0 | 0 | 0 | 0 | 0 | 0 | 0 | 0 | 0 | 0 | 0 | 0 | 0 | 0 | 0 | 0
NSW1 | CCGT | 4.0998e-05 | 4.0375e-05 | 4.192e-05 | 4.5202e-05 | 4.3132e-05 | 4.1156e-05 | 3.9376e-05 | 3.9965e-05 | 3.8135e-05 | 3.7209e-05 | 3.6914e-05 | 6.2817e-05 | 5.994e-05 | 5.7195e-05 | 6.1558e-05 | 5.8574e-05 | 0.00017933 | 0.00017112 | 0.00016614 | 0.00015808 | 0.0002164 | 0.00020649 | 0.00019756 | 0.00018798 | 0.00017937 | 0.0002338 | 0.00022409 | 0.00024115 | 0.00023011
NSW1 | Gas - Steam | 0 | 0 | 0 | 0 | 0 | 0 | 0 | 0 | 0 | 0 | 0 | 0 | 0 | 0 | 0 | 0 | 0 | 0 | 0 | 0 | 0 | 0 | 0 | 0 | 0 | 0 | 0 | 0 | 0
NSW1 | OCGT / Diesel | 0.00016835 | 0.00016838 | 0.00016634 | 0.00015828 | 0.00015103 | 0.00014411 | 0.00013788 | 0.0001312 | 0.00012787 | 0.00012775 | 0.00012838 | 0.0001784 | 0.00017023 | 0.00016243 | 0.00017636 | 0.00016781 | 0.0013986 | 0.0013346 | 4596.6732 | 4373.8737 | 4173.5436 | 3982.3889 | 4073.1797 | 7081.5884 | 6757.2409 | 6447.7489 | 6168.8919 | 8397.8973 | 8013.2607
NSW1 | Hydro | 0 | 0 | 0 | 0 | 0 | 0 | 0 | 0 | 0 | 0 | 0 | 0 | 0 | 0 | 0 | 0 | 0 | 0 | 0 | 0 | 0 | 0 | 0 | 0 | 0 | 0 | 0 | 0 | 0
NSW1 | Wind | 0.0028841 | 19157.3653 | 36664.0473 | 52591.8948 | 67138.8454 | 81141.8408 | 93972.0027 | 101378.5599 | 143390.0527 | 136822.5693 | 130905.1665 | 124560.2271 | 118855.1785 | 113411.4298 | 108506.5292 | 103247.2462 | 99829.2776 | 99201.2544 | 105143.2761 | 103566.8108 | 110335.205 | 110648.0187 | 105862.632 | 100731.4978 | 101016.9324 | 96390.2042 | 95365.4399 | 94471.1022 | 90144.1815
NSW1 | Solar PV | 0.00032949 | 0.00080983 | 0.00083598 | 0.00098515 | 0.001594 | 0.0018074 | 0.0082959 | 2656.6447 | 51250.5003 | 48903.1491 | 46788.1499 | 44520.3404 | 42481.2408 | 40535.5351 | 38782.4246 | 36902.6506 | 41582.995 | 39678.4304 | 37962.3885 | 36122.3614 | 34467.9021 | 50991.1327 | 48785.8308 | 46421.1943 | 44295.0327 | 55475.9971 | 53076.7306 | 58733.5653 | 59237.2467
NSW1 | Grid Battery | 0.00057862 | 0.00056473 | 0.00054031 | 0.00051412 | 0.00049057 | 0.0004681 | 0.00054442 | 0.0005754 | 0.0024811 | 0.0023728 | 0.0022751 | 0.0025214 | 0.0024059 | 0.0022975 | 0.0024417 | 0.0023263 | 0.042818 | 0.040858 | 233.9225 | 222.5843 | 5829.6929 | 5562.6841 | 5322.1051 | 6498.8677 | 6201.2096 | 5917.1849 | 5661.2741 | 5386.8737 | 5140.1466
NSW1 | Pumped Hydro | 0 | 0 | 0.00054025 | 0.00061449 | 0.00058634 | 0.00055949 | 0.00055934 | 0.00058105 | 22893.9923 | 21845.4125 | 20900.6261 | 19887.5784 | 18976.697 | 18107.5353 | 17324.4074 | 16484.6979 | 15729.6752 | 15009.2321 | 14360.1018 | 13664.0714 | 13038.2361 | 12441.065 | 11903.0047 | 11326.0699 | 10807.3186 | 10312.3269 | 9866.3318 | 9388.1133 | 8958.1234
NSW1 | VPP | 0 | 0 | 0 | 0 | 0 | 0 | 0 | 0 | 0 | 0 | 0 | 0 | 0 | 0 | 0 | 0 | 0 | 0 | 0 | 0 | 0 | 0 | 0 | 0 | 0 | 0 | 0 | 0 | 0
Total excluding storage |  | 0.003423 | 19157.3663 | 36664.0484 | 15149.2597 | 176637.0619 | -51467.1854 | -41078.5681 | -24469.5081 | 59928.6562 | 48116.7026 | 45956.7149 | 402798.8007 | 105834.9922 | 100987.5879 | 147288.9537 | 140149.8966 | 141412.2739 | 138879.6859 | 147702.3377 | 144063.0458 | 148976.6506 | 165621.5405 | 158721.6427 | 154234.2807 | 152069.2062 | 158313.9504 | 154611.0626 | 161602.5651 | 157394.6892
Region | Technology | 2021-22 | 2022-23 | 2023-24 | 2024-25 | 2025-26 | 2026-27 | 2027-28 | 2028-29 | 2029-30 | 2030-31 | 2031-32 | 2032-33 | 2033-34 | 2034-35 | 2035-36 | 2036-37 | 2037-38 | 2038-39 | 2039-40 | 2040-41 | 2041-42 | 2042-43 | 2043-44 | 2044-45 | 2045-46 | 2046-47 | 2047-48 | 2048-49 | 2049-50
QLD1 | Black Coal | 0 | 0 | 0 | -71565.8717 | -68287.9281 | 266402.915 | 52750.998 | -66871.3993 | -63808.5871 | -60886.0563 | 325183.7692 | 105431.0532 | 248318.2581 | -50468.097 | -5452.1867 | -0.0026057 | -0.00022897 | -0.00025666 | -0.00024556 | -0.00023366 | 239835.4418 | 0 | 0 | 0 | 0 | 0 | 0 | 0 | 0
QLD1 | Brown Coal | 0 | 0 | 0 | 0 | 0 | 0 | 0 | 0 | 0 | 0 | 0 | 0 | 0 | 0 | 0 | 0 | 0 | 0 | 0 | 0 | 0 | 0 | 0 | 0 | 0 | 0 | 0 | 0 | 0
QLD1 | CCGT | 4.3731e-05 | 4.3114e-05 | 4.4129e-05 | 4.9424e-05 | 4.716e-05 | 4.5e-05 | 4.3054e-05 | 4.5951e-05 | 4.3847e-05 | 4.2795e-05 | 4.3817e-05 | 6.2008e-05 | 6.0925e-05 | 5.8135e-05 | 5.562e-05 | 5.8361e-05 | 9.8412e-05 | 9.3905e-05 | 0.0001134 | 0.0001079 | 0.0001429 | 0.00015937 | 0.00015248 | 0.00014509 | 0.00016726 | 0.00016029 | 0.00015336 | 0.00014593 | 0.00013924
QLD1 | Gas - Steam | 0 | 0 | 0 | 0 | 0 | 0 | 0 | 0 | 0 | 0 | 0 | 0 | 0 | 0 | 0 | 0 | 0 | 0 | 0 | 0 | 0 | 0 | 0 | 0 | 0 | 0 | 0 | 0 | 0
QLD1 | OCGT / Diesel | 0.00016558 | 0.00016366 | 0.00015659 | 0.000149 | 0.00014217 | 0.00013566 | 0.00012979 | 0.00012923 | 0.0001273 | 0.00012777 | 0.00012937 | 0.00015284 | 0.00014584 | 0.00013916 | 0.00013792 | 0.00014289 | 0.00018852 | 0.00017989 | 0.00055826 | 0.0005312 | 0.00051394 | 0.0022024 | 0.0021071 | 0.0020088 | 1729.5887 | 6532.0271 | 6249.5252 | 6161.2224 | 6437.1632
QLD1 | Hydro | 0 | 0 | 0 | 0 | 0 | 0 | 0 | 0 | 0 | 0 | 0 | 0 | 0 | 0 | 0 | 0 | 0 | 0 | 0 | 0 | 0 | 0 | 0 | 0 | 0 | 0 | 0 | 0 | 0
QLD1 | Wind | 0.0052656 | 0.0051691 | 0.0051789 | 6130.776 | 12112.9998 | 11558.206 | 24597.2439 | 37056.0554 | 48621.0434 | 46394.1254 | 44387.6383 | 42236.181 | 40301.6995 | 38455.8203 | 38915.1454 | 44344.3193 | 61682.6778 | 58857.5169 | 56312.0039 | 53904.3311 | 54620.8257 | 67714.8597 | 64786.2781 | 66918.7626 | 66399.9015 | 69144.6709 | 66154.2515 | 62947.7721 | 64192.6566
QLD1 | Solar PV | 0.00046173 | 0.00066771 | 0.000726 | 0.00079106 | 0.00075483 | 0.00074078 | 0.0011193 | 0.0010916 | 0.0019625 | 0.0018726 | 0.0017916 | 0.0017047 | 0.0016301 | 0.0015554 | 0.0014891 | 0.001422 | 7306.1118 | 6971.4807 | 6669.973 | 7704.1819 | 10874.0125 | 24148.8423 | 23104.4355 | 21984.5696 | 21796.0317 | 30157.9713 | 28853.6772 | 27455.147 | 32552.5606
QLD1 | Grid Battery | 0.00027152 | 0.00025908 | 0.00024788 | 0.00023586 | 0.00023593 | 0.00022512 | 0.00027058 | 0.00035449 | 0.00045195 | 0.00046553 | 0.00045494 | 0.00088288 | 0.0034515 | 0.0032961 | 0.0031604 | 0.003009 | 4624.1915 | 4412.3965 | 4221.5659 | 4016.9477 | 8061.9507 | 7692.7012 | 7360.0016 | 9650.3906 | 9208.388 | 14990.5761 | 14342.2527 | 13647.0874 | 13022.03
QLD1 | Pumped Hydro | 0 | 0 | 0.00023629 | 0.00028118 | 0.00027206 | 0.00026961 | 0.00026811 | 0.00029779 | 0.00028565 | 0.00028858 | 0.00028848 | 0.00062199 | 0.0021313 | 0.0020346 | 0.0019512 | 0.0018578 | 6149.2228 | 5867.579 | 5613.8136 | 5341.7135 | 5761.8955 | 9972.5873 | 9541.2855 | 9078.8219 | 8662.998 | 10779.6219 | 10313.4169 | 9813.5283 | 9364.0537
QLD1 | VPP | 0 | 0 | 0 | 0 | 0 | 0 | 0 | 0 | 0 | 0 | 0 | 0 | 0 | 0 | 0 | 0 | 0 | 0 | 0 | 0 | 0 | 0 | 0 | 0 | 0 | 0 | 0 | 0 | 0
Total excluding storage |  | 0.0059367 | 0.0060436 | 0.0061056 | -65435.0946 | -56174.9273 | 277961.1219 | 77348.2432 | -29815.3426 | -15187.5415 | -14491.9289 | 369571.4094 | 147667.2361 | 288619.9595 | -12012.275 | 33462.9604 | 44344.3183 | 68988.7896 | 65828.9976 | 62981.9773 | 61608.5134 | 305330.2807 | 91863.7044 | 87890.7158 | 88903.3344 | 89925.5221 | 105834.6694 | 101257.4541 | 96564.1416 | 103182.3805
Region | Technology | 2021-22 | 2022-23 | 2023-24 | 2024-25 | 2025-26 | 2026-27 | 2027-28 | 2028-29 | 2029-30 | 2030-31 | 2031-32 | 2032-33 | 2033-34 | 2034-35 | 2035-36 | 2036-37 | 2037-38 | 2038-39 | 2039-40 | 2040-41 | 2041-42 | 2042-43 | 2043-44 | 2044-45 | 2045-46 | 2046-47 | 2047-48 | 2048-49 | 2049-50
VIC1 | Black Coal | 0 | 0 | 0 | 0 | 0 | 0 | 0 | 0 | 0 | 0 | 0 | 0 | 0 | 0 | 0 | 0 | 0 | 0 | 0 | 0 | 0 | 0 | 0 | 0 | 0 | 0 | 0 | 0 | 0
VIC1 | Brown Coal | 0 | 0 | 0 | -124190.2586 | -123086.3014 | -141433.4676 | 169521.2552 | 451614.9107 | -91113.3921 | -68540.9568 | -32788.364 | -0.0040173 | -0.0038333 | -0.0036577 | -0.0034995 | -0.0033299 | 190672.8153 | 363063.5483 | -0.0029007 | -0.0027601 | -0.0026337 | -0.0025131 | -0.0024044 | -0.0022879 | -0.0021831 | -0.0020831 | -0.0014916 | 0 | 0
VIC1 | CCGT | 3.5939e-05 | 3.4293e-05 | 3.4303e-05 | 3.7435e-05 | 3.572e-05 | 3.4084e-05 | 3.4601e-05 | 3.6033e-05 | 3.4383e-05 | 3.2808e-05 | 3.2239e-05 | 5.2761e-05 | 5.0345e-05 | 4.8039e-05 | 4.5961e-05 | 4.3733e-05 | 7.0288e-05 | 6.7068e-05 | 8.8561e-05 | 8.4268e-05 | 8.5094e-05 | 8.1196e-05 | 7.7685e-05 | 7.3919e-05 | 7.0534e-05 | 7.0967e-05 | 6.7897e-05 | 0.0002365 | 0.00022567
VIC1 | Gas - Steam | 0 | 0 | 0 | 0 | 0 | 0 | 0 | 0 | 0 | 0 | 0 | 0 | 0 | 0 | 0 | 0 | 0 | 0 | 0 | 0 | 0 | 0 | 0 | 0 | 0 | 0 | 0 | 0 | 0
VIC1 | OCGT / Diesel | 0.00015879 | 0.0001546 | 0.00014791 | 0.00014074 | 0.0001343 | 0.00012815 | 0.0001226 | 0.00012029 | 0.00011946 | 0.00011952 | 0.00012012 | 0.00016506 | 0.0001575 | 0.00015029 | 0.00015985 | 0.0001521 | 0.00022913 | 0.00021863 | 0.00040882 | 0.00038901 | 0.00051858 | 0.00049483 | 0.00047342 | 0.00049752 | 0.00047473 | 0.00045299 | 0.0004334 | 1567.1167 | 1495.3403
VIC1 | Hydro | 0 | 0 | 0 | 0 | 0 | 0 | 0 | 0 | 0 | 0 | 0 | 0 | 0 | 0 | 0 | 0 | 0 | 0 | 0 | 0 | 0 | 0 | 0 | 0 | 0 | 0 | 0 | 0 | 0
VIC1 | Wind | 0.0018952 | 0.0018557 | 0.0018792 | 0.0021718 | 0.0020723 | 0.0019774 | 0.0020382 | 0.0022124 | 0.0021423 | 0.0021056 | 0.0021237 | 0.0090545 | 6356.4691 | 8676.8301 | 8532.7297 | 14257.7436 | 35149.1792 | 35080.051 | 33562.8971 | 31936.113 | 32793.0932 | 35614.2001 | 44882.8092 | 42707.3511 | 49210.7708 | 54706.3754 | 59351.0471 | 58494.4637 | 61598.1921
VIC1 | Solar PV | 0.00012619 | 0.00014251 | 0.00014837 | 0.000264 | 0.00025191 | 0.00024037 | 0.0002743 | 0.00028838 | 0.00028887 | 0.00031013 | 0.00033624 | 0.00059331 | 0.00061249 | 0.00060403 | 0.00059527 | 0.00071736 | 0.0023312 | 0.0022348 | 0.0021616 | 0.0034336 | 1670.1447 | 2002.5694 | 1915.9608 | 1823.0947 | 6468.4188 | 6172.1556 | 9146.7206 | 10684.1503 | 11908.2115
VIC1 | Grid Battery | 0.00026384 | 0.00025473 | 0.00024372 | 0.0002319 | 0.00023109 | 0.00023172 | 0.00025014 | 0.00026686 | 0.0004228 | 0.0004164 | 0.00040479 | 0.00080124 | 0.00076454 | 0.00073129 | 0.001014 | 0.00096825 | 0.0018223 | 0.001741 | 0.012758 | 0.012142 | 2448.8883 | 2336.7254 | 2235.665 | 2127.3029 | 2029.8692 | 1936.8981 | 1853.1297 | 5643.4091 | 5384.9323
VIC1 | Pumped Hydro | 0 | 0 | 0.00025981 | 0.00029309 | 0.00029036 | 0.000292 | 0.00027937 | 0.00028563 | 0.00027429 | 0.00027802 | 0.00027706 | 0.00065963 | 0.00062942 | 0.00060059 | 0.0007264 | 0.00069384 | 1983.5278 | 1892.6792 | 1998.9913 | 1902.1007 | 2393.838 | 2284.1965 | 2185.4079 | 4592.8117 | 4382.4539 | 4181.7309 | 4000.8763 | 6452.9123 | 6157.3591
VIC1 | VPP | 0 | 0 | 0 | 0 | 0 | 0 | 0 | 0 | 0 | 0 | 0 | 0 | 0 | 0 | 0 | 0 | 0 | 0 | 0 | 0 | 0 | 0 | 0 | 0 | 0 | 0 | 0 | 0 | 0
Total excluding storage |  | 0.0022161 | 0.0021871 | 0.0022098 | -124190.256 | -123086.2989 | -141433.4652 | 169521.2577 | 451614.9133 | -91113.3895 | -68540.9542 | -32788.3614 | 0.0058483 | 6356.4661 | 8676.8272 | 8532.727 | 14257.7412 | 225821.9972 | 398143.6018 | 33562.8968 | 31936.1141 | 34463.2359 | 37616.7676 | 46798.7681 | 44530.444 | 55679.188 | 60878.5294 | 68497.7667 | 70745.7308 | 75001.7441
Region | Technology | 2021-22 | 2022-23 | 2023-24 | 2024-25 | 2025-26 | 2026-27 | 2027-28 | 2028-29 | 2029-30 | 2030-31 | 2031-32 | 2032-33 | 2033-34 | 2034-35 | 2035-36 | 2036-37 | 2037-38 | 2038-39 | 2039-40 | 2040-41 | 2041-42 | 2042-43 | 2043-44 | 2044-45 | 2045-46 | 2046-47 | 2047-48 | 2048-49 | 2049-50
SA1 | Black Coal | 0 | 0 | 0 | 0 | 0 | 0 | 0 | 0 | 0 | 0 | 0 | 0 | 0 | 0 | 0 | 0 | 0 | 0 | 0 | 0 | 0 | 0 | 0 | 0 | 0 | 0 | 0 | 0 | 0
SA1 | Brown Coal | 0 | 0 | 0 | 0 | 0 | 0 | 0 | 0 | 0 | 0 | 0 | 0 | 0 | 0 | 0 | 0 | 0 | 0 | 0 | 0 | 0 | 0 | 0 | 0 | 0 | 0 | 0 | 0 | 0
SA1 | CCGT | 3.5386e-05 | 3.3765e-05 | 4.091e-05 | 3.8927e-05 | 3.7144e-05 | 3.5443e-05 | 3.391e-05 | 3.5907e-05 | 3.4262e-05 | 3.3703e-05 | 3.3339e-05 | 5.8094e-05 | 5.5433e-05 | 5.2895e-05 | 5.3504e-05 | 5.0911e-05 | 9.1827e-05 | 8.7621e-05 | 9.3475e-05 | 8.8944e-05 | 0.00012239 | 0.00011679 | 0.00011464 | 0.00010908 | 0.00010409 | 9.9318e-05 | 9.5023e-05 | 0.00012974 | 0.00012379
SA1 | Gas - Steam | 0 | 0 | 0 | 0 | 0 | 0 | 0 | 0 | 0 | 0 | 0 | 0 | 0 | 0 | 0 | 0 | 0 | 0 | 0 | 0 | 0 | 0 | 0 | 0 | 0 | 0 | 0 | 0 | 0
SA1 | OCGT / Diesel | 0.00015873 | 0.00015553 | 0.0001488 | 0.00014159 | 0.00013511 | 0.00012892 | 0.00012334 | 0.00012052 | 0.00011969 | 0.00011998 | 0.0001206 | 0.00016791 | 0.00016022 | 0.00015288 | 0.00017604 | 0.00016751 | 0.00045257 | 0.00043184 | 0.0021556 | 0.0020511 | 633.8874 | 604.8544 | 578.6952 | 1105.2104 | 1054.59 | 1006.2882 | 962.7675 | 1173.0378 | 1119.3109
SA1 | Hydro | 0 | 0 | 0 | 0 | 0 | 0 | 0 | 0 | 0 | 0 | 0 | 0 | 0 | 0 | 0 | 0 | 0 | 0 | 0 | 0 | 0 | 0 | 0 | 0 | 0 | 0 | 0 | 0 | 0
SA1 | Wind | 0.0033015 | 0.003159 | 0.0037543 | 0.0036093 | 0.003444 | 0.0032862 | 0.0032626 | 0.0036172 | 0.0034632 | 0.0034416 | 0.0033757 | 5090.5121 | 4857.3589 | 4634.8845 | 14267.5563 | 16058.9269 | 23822.8221 | 28662.3224 | 28918.7128 | 27517.0305 | 26256.7092 | 25054.1128 | 23970.5555 | 22808.7089 | 22117.6117 | 25066.4755 | 24610.3805 | 26047.0835 | 24854.0873
SA1 | Solar PV | 0.00043372 | 0.00059705 | 0.00070747 | 0.00072878 | 0.0006954 | 0.00066505 | 0.0007389 | 0.00079043 | 0.00078669 | 0.00084154 | 0.00093614 | 0.0018077 | 0.0018623 | 0.001906 | 0.0018269 | 0.0027885 | 0.0065064 | 0.0062217 | 0.0059555 | 990.4071 | 1222.6955 | 2185.702 | 3708.4471 | 3528.6996 | 4386.7833 | 4185.862 | 4004.8288 | 4401.9712 | 4200.356
SA1 | Grid Battery | 0.00028519 | 0.000274 | 0.00026215 | 0.00024944 | 0.00023802 | 0.00023327 | 0.00025593 | 0.00027647 | 0.00045777 | 0.00044075 | 0.00042538 | 0.00089479 | 0.00085501 | 0.00081813 | 0.0021873 | 0.0021002 | 0.030684 | 0.029281 | 2333.7933 | 2220.6749 | 5270.016 | 5028.6412 | 4811.1589 | 4577.9633 | 4368.2856 | 4168.2114 | 3987.9416 | 3794.6471 | 3620.8464
SA1 | Pumped Hydro | 0 | 0 | 0.00020009 | 0.00019039 | 0.00018167 | 0.00017684 | 0.00017173 | 0.00017547 | 0.00017142 | 0.00017334 | 0.00017307 | 0.00025829 | 0.00024646 | 0.00023517 | 0.0003144 | 0.00031352 | 0.00043727 | 0.00041806 | 0.00040065 | 0.00038123 | 0.00044119 | 0.00042165 | 0.00040341 | 0.00050859 | 0.00048644 | 0.00046416 | 0.00044465 | 0.00042373 | 0.00040433
SA1 | VPP | 0 | 0 | 0 | 0 | 0 | 0 | 0 | 0 | 0 | 0 | 0 | 0 | 0 | 0 | 0 | 0 | 0 | 0 | 0 | 0 | 0 | 0 | 0 | 0 | 0 | 0 | 0 | 0 | 0
Total excluding storage |  | 0.0039293 | 0.0039454 | 0.0046515 | 0.0045186 | 0.0043116 | 0.0041157 | 0.0041588 | 0.004564 | 0.0044039 | 0.0044368 | 0.0044658 | 5090.5141 | 4857.3609 | 4634.8866 | 14267.5584 | 16058.93 | 23822.8291 | 28662.3291 | 28918.721 | 28507.4398 | 28113.2922 | 27844.6693 | 28257.6979 | 27442.619 | 27558.9851 | 30258.6257 | 29577.9769 | 31622.0926 | 30173.7543
Region | Technology | 2021-22 | 2022-23 | 2023-24 | 2024-25 | 2025-26 | 2026-27 | 2027-28 | 2028-29 | 2029-30 | 2030-31 | 2031-32 | 2032-33 | 2033-34 | 2034-35 | 2035-36 | 2036-37 | 2037-38 | 2038-39 | 2039-40 | 2040-41 | 2041-42 | 2042-43 | 2043-44 | 2044-45 | 2045-46 | 2046-47 | 2047-48 | 2048-49 | 2049-50
TAS1 | Black Coal | 0 | 0 | 0 | 0 | 0 | 0 | 0 | 0 | 0 | 0 | 0 | 0 | 0 | 0 | 0 | 0 | 0 | 0 | 0 | 0 | 0 | 0 | 0 | 0 | 0 | 0 | 0 | 0 | 0
TAS1 | Brown Coal | 0 | 0 | 0 | 0 | 0 | 0 | 0 | 0 | 0 | 0 | 0 | 0 | 0 | 0 | 0 | 0 | 0 | 0 | 0 | 0 | 0 | 0 | 0 | 0 | 0 | 0 | 0 | 0 | 0
TAS1 | CCGT | 3.2977e-05 | 3.1467e-05 | 3.0106e-05 | 2.8647e-05 | 2.7335e-05 | 2.6083e-05 | 2.581e-05 | 2.5582e-05 | 2.5399e-05 | 2.4236e-05 | 2.3188e-05 | 2.327e-05 | 2.2204e-05 | 2.1872e-05 | 2.1759e-05 | 2.1561e-05 | 2.1597e-05 | 2.1541e-05 | 2.2738e-05 | 2.1636e-05 | 2.2513e-05 | 2.1481e-05 | 2.1463e-05 | 2.1416e-05 | 2.1375e-05 | 2.1477e-05 | 2.1564e-05 | 2.188e-05 | 2.152e-05
TAS1 | Gas - Steam | 0 | 0 | 0 | 0 | 0 | 0 | 0 | 0 | 0 | 0 | 0 | 0 | 0 | 0 | 0 | 0 | 0 | 0 | 0 | 0 | 0 | 0 | 0 | 0 | 0 | 0 | 0 | 0 | 0
TAS1 | OCGT / Diesel | 0.000161 | 0.00015512 | 0.00014841 | 0.00014122 | 0.00013475 | 0.00012858 | 0.00012302 | 0.00011963 | 0.00011961 | 0.00011974 | 0.00012011 | 0.00013115 | 0.00012514 | 0.00012122 | 0.00012048 | 0.00012024 | 0.00012059 | 0.00012108 | 0.00015325 | 0.00014582 | 0.00014252 | 0.00013599 | 0.00013011 | 0.0001256 | 0.00012306 | 0.00012366 | 0.00012396 | 0.00013196 | 0.00012698
TAS1 | Hydro | 0 | 0 | 0 | 0 | 0 | 0 | 0 | 0 | 0 | 0 | 0 | 0 | 0 | 0 | 0 | 0 | 0 | 0 | 0 | 0 | 0 | 0 | 0 | 0 | 0 | 0 | 0 | 0 | 0
TAS1 | Wind | 0.0020592 | 0.0019672 | 3090.8572 | 5882.0932 | 8421.9884 | 10762.3204 | 12905.0409 | 14761.2922 | 16453.2895 | 17922.2435 | 19272.9678 | 20372.5104 | 21379.9734 | 22252.4096 | 23061.6101 | 23629.5434 | 24155.7864 | 24585.9835 | 25044.3602 | 25278.3974 | 24120.6082 | 23015.8475 | 22020.4412 | 20953.1162 | 19993.4315 | 19077.7018 | 18252.6153 | 17367.9158 | 16572.4388
TAS1 | Solar PV | 5.7449e-05 | 7.9344e-05 | 0.00011125 | 0.00012235 | 0.00012237 | 0.00012896 | 0.0001452 | 0.00014942 | 0.00017913 | 0.00022826 | 0.00029167 | 0.00028521 | 0.00027724 | 0.00026455 | 0.0002575 | 0.00025032 | 0.0002939 | 0.00032335 | 0.00033244 | 0.00047568 | 0.00045389 | 0.0004331 | 0.00041437 | 0.00039429 | 0.00037623 | 0.000359 | 0.00034347 | 0.00032682 | 0.00031185
TAS1 | Grid Battery | 0.00026182 | 0.00024983 | 0.00023902 | 0.00022744 | 0.00022624 | 0.00022459 | 0.00023793 | 0.0002699 | 0.00037406 | 0.00038264 | 0.00038591 | 0.00043571 | 0.00041696 | 0.00042531 | 0.00043032 | 0.000445 | 0.00045829 | 0.00045733 | 0.00059679 | 0.00057028 | 0.00069279 | 0.00066274 | 0.00065066 | 0.00063797 | 0.00063745 | 0.00065603 | 0.00066903 | 0.00074726 | 0.00074646
TAS1 | Pumped Hydro | 0 | 0 | 0.00059428 | 0.00059383 | 0.00061358 | 0.00061494 | 0.0006168 | 0.00062003 | 0.00062779 | 0.00063241 | 0.00064872 | 0.00069554 | 0.00067017 | 0.00065841 | 0.00066664 | 0.00067244 | 0.00067958 | 0.00067708 | 0.00080572 | 0.00076929 | 0.00078367 | 0.00075082 | 0.00072468 | 0.00070678 | 0.00070172 | 0.00070404 | 0.00070459 | 0.0007486 | 0.00071874
TAS1 | VPP | 0 | 0 | 0 | 0 | 0 | 0 | 0 | 0 | 0 | 0 | 0 | 0 | 0 | 0 | 0 | 0 | 0 | 0 | 0 | 0 | 0 | 0 | 0 | 0 | 0 | 0 | 0 | 0 | 0
Total excluding storage |  | 0.0023106 | 0.0022331 | 3090.8575 | 5882.0935 | 8421.9887 | 10762.3207 | 12905.0411 | 14761.2925 | 16453.2899 | 17922.2439 | 19272.9682 | 20372.5108 | 21379.9739 | 22252.41 | 23061.6105 | 23629.5438 | 24155.7868 | 24585.984 | 25044.3607 | 25278.398 | 24120.6088 | 23015.8481 | 22020.4418 | 20953.1167 | 19993.432 | 19077.7023 | 18252.6158 | 17367.9163 | 16572.4392

## BaseCase_Fuel Cost
Fuel cost by technology ($000s) - Base Case, Central Scenario
Fuel | Real June 2020 dollars discounted to 1 July 2020
Explicitly modelled generation
Region | Technology | 2021-22 | 2022-23 | 2023-24 | 2024-25 | 2025-26 | 2026-27 | 2027-28 | 2028-29 | 2029-30 | 2030-31 | 2031-32 | 2032-33 | 2033-34 | 2034-35 | 2035-36 | 2036-37 | 2037-38 | 2038-39 | 2039-40 | 2040-41 | 2041-42 | 2042-43 | 2043-44 | 2044-45 | 2045-46 | 2046-47 | 2047-48 | 2048-49 | 2049-50
NEM | Black Coal | 1734126.6168 | 1469669.6862 | 1432829.0444 | 1316326.9283 | 1173832.44 | 1013974.3322 | 885994.9117 | 918120.464 | 658104.892 | 591048.001 | 537305.0323 | 509180.077 | 518461.7138 | 467101.4195 | 377171.5557 | 343696.4961 | 272130.954 | 257925.8021 | 235222.1364 | 214436.6844 | 196505.4979 | 125614.6047 | 98303.0832 | 75359.4672 | 56592.6634 | 39904.2485 | 36780.2568 | 34537.913 | 31180.0786
NEM | Brown Coal | 230976.9491 | 210169.4501 | 202374.568 | 149576.9021 | 148094.8322 | 135598.5505 | 125909.4477 | 118537.541 | 110972.1802 | 105895.2728 | 98878.4046 | 92967.9296 | 90726.3133 | 86041.2609 | 84405.9599 | 76069.7966 | 67338.9999 | 66370.299 | 55804.8932 | 56670.0859 | 59582.822 | 55882.1178 | 51047.7507 | 48947.408 | 44137.1227 | 43633.5478 | 27788.8268 | 0 | 0
NEM | CCGT | 185391.6455 | 177223.0226 | 139266.9718 | 139346.2959 | 127293.0169 | 123763.8951 | 113169.8248 | 118971.3722 | 102540.5108 | 103556.8471 | 105413.5977 | 226395.7915 | 217054.0007 | 225144.3138 | 174253.3099 | 174242.0566 | 190889.7967 | 184128.2113 | 144485.8723 | 143168.7393 | 147157.0375 | 151891.0269 | 96828.7027 | 84857.2935 | 45844.2505 | 30886.7909 | 29724.0298 | 28403.4458 | 27270.1872
NEM | Gas - Steam | 86050.2618 | 82697.8363 | 78097.1574 | 14002.3198 | 12299.1726 | 12620.4408 | 11253.6688 | 11667.3702 | 9727.3245 | 9840.487 | 9298.108 | 16662.987 | 11790.9571 | 19602.0285 | 6278.771 | 6027.1735 | 13122.585 | 12673.974 | 5379.3895 | 5724.555 | 6024.9845 | 6814.392 | 6460.766 | 4975.8455 | 6571.4475 | 0 | 0 | 0 | 0
NEM | OCGT / Diesel | 4826.7899 | 1984.0357 | 10397.8405 | 9369.4759 | 3093.1308 | 5510.9095 | 2254.9612 | 6424.4407 | 597.3086 | 1683.1767 | 1523.4244 | 27806.9514 | 16184.0177 | 22356.0998 | 22737.4941 | 26930.1946 | 89083.1496 | 101802.113 | 213830.2407 | 228542.1595 | 167233.53 | 250437.959 | 334351.7156 | 180791.8418 | 214475.4132 | 298810.4906 | 371973.5175 | 529759.4662 | 494055.1487
NEM | Hydro | 0 | 0 | 0 | 0 | 0 | 0 | 0 | 0 | 0 | 0 | 0 | 0 | 0 | 0 | 0 | 0 | 0 | 0 | 0 | 0 | 0 | 0 | 0 | 0 | 0 | 0 | 0 | 0 | 0
NEM | Wind | 0 | 0 | 0 | 0 | 0 | 0 | 0 | 0 | 0 | 0 | 0 | 0 | 0 | 0 | 0 | 0 | 0 | 0 | 0 | 0 | 0 | 0 | 0 | 0 | 0 | 0 | 0 | 0 | 0
NEM | Solar PV | 0 | 0 | 0 | 0 | 0 | 0 | 0 | 0 | 0 | 0 | 0 | 0 | 0 | 0 | 0 | 0 | 0 | 0 | 0 | 0 | 0 | 0 | 0 | 0 | 0 | 0 | 0 | 0 | 0
NEM | Grid Battery | 0 | 0 | 0 | 0 | 0 | 0 | 0 | 0 | 0 | 0 | 0 | 0 | 0 | 0 | 0 | 0 | 0 | 0 | 0 | 0 | 0 | 0 | 0 | 0 | 0 | 0 | 0 | 0 | 0
NEM | Pumped Hydro | 0 | 0 | 0 | 0 | 0 | 0 | 0 | 0 | 0 | 0 | 0 | 0 | 0 | 0 | 0 | 0 | 0 | 0 | 0 | 0 | 0 | 0 | 0 | 0 | 0 | 0 | 0 | 0 | 0
NEM | VPP | 0 | 0 | 0 | 0 | 0 | 0 | 0 | 0 | 0 | 0 | 0 | 0 | 0 | 0 | 0 | 0 | 0 | 0 | 0 | 0 | 0 | 0 | 0 | 0 | 0 | 0 | 0 | 0 | 0
Total excluding storage |  | 2241372.2631 | 1941744.0308 | 1862965.5821 | 1628621.9219 | 1464612.5925 | 1291468.128 | 1138582.8141 | 1173721.1881 | 881942.216 | 812023.7846 | 752418.567 | 873013.7364 | 854217.0026 | 820245.1225 | 664847.0907 | 626965.7174 | 632565.4853 | 622900.3994 | 654722.5321 | 648542.2241 | 576503.8718 | 590640.1004 | 586992.0182 | 394931.8561 | 367620.8972 | 413235.0777 | 466266.6309 | 592700.825 | 552505.4146
Region | Technology | 2021-22 | 2022-23 | 2023-24 | 2024-25 | 2025-26 | 2026-27 | 2027-28 | 2028-29 | 2029-30 | 2030-31 | 2031-32 | 2032-33 | 2033-34 | 2034-35 | 2035-36 | 2036-37 | 2037-38 | 2038-39 | 2039-40 | 2040-41 | 2041-42 | 2042-43 | 2043-44 | 2044-45 | 2045-46 | 2046-47 | 2047-48 | 2048-49 | 2049-50
NSW1 | Black Coal | 919164.6251 | 749947.9347 | 708599.82 | 707059.8797 | 590593.1579 | 474238.6516 | 408203.6893 | 463714.0965 | 256400.6444 | 221485.771 | 191312.527 | 151054.9434 | 169500.1839 | 147482.6971 | 71104.8002 | 82063.1397 | 84991.6134 | 77203.1283 | 69712.5203 | 57424.754 | 48915.457 | 0 | 0 | 0 | 0 | 0 | 0 | 0 | 0
NSW1 | Brown Coal | 0 | 0 | 0 | 0 | 0 | 0 | 0 | 0 | 0 | 0 | 0 | 0 | 0 | 0 | 0 | 0 | 0 | 0 | 0 | 0 | 0 | 0 | 0 | 0 | 0 | 0 | 0 | 0 | 0
NSW1 | CCGT | 2337.0403 | 2210.8936 | 6456.6474 | 4060.3278 | 3797.6258 | 3632.1594 | 3507.5367 | 3420.7665 | 3242.6667 | 3137.3023 | 2960.3939 | 43656.1589 | 34550.0054 | 44283.7593 | 26356.1996 | 39531.6963 | 57682.4235 | 59613.3235 | 47752.0165 | 46016.5203 | 46111.6673 | 50084.6263 | 1041.7887 | 0.0079522 | 0.0079731 | 0.010691 | 0.01022 | 0.01108 | 0.010194
NSW1 | Gas - Steam | 0 | 0 | 0 | 0 | 0 | 0 | 0 | 0 | 0 | 0 | 0 | 0 | 0 | 0 | 0 | 0 | 0 | 0 | 0 | 0 | 0 | 0 | 0 | 0 | 0 | 0 | 0 | 0 | 0
NSW1 | OCGT / Diesel | 20.7612 | 0.0027805 | 1542.394 | 5154.649 | 1063.4402 | 1712.4434 | 610.0625 | 1201.776 | 0.0029396 | 78.5962 | 0.0029373 | 2623.8717 | 1266.7533 | 1659.3427 | 5435.9659 | 3778.6543 | 15950.1245 | 29651.581 | 111326.459 | 140459.0817 | 73334.2129 | 132729.7263 | 197579.7652 | 94006.5132 | 91125.0996 | 116829.189 | 197193.6023 | 285952.2904 | 267620.3937
NSW1 | Hydro | 0 | 0 | 0 | 0 | 0 | 0 | 0 | 0 | 0 | 0 | 0 | 0 | 0 | 0 | 0 | 0 | 0 | 0 | 0 | 0 | 0 | 0 | 0 | 0 | 0 | 0 | 0 | 0 | 0
NSW1 | Wind | 0 | 0 | 0 | 0 | 0 | 0 | 0 | 0 | 0 | 0 | 0 | 0 | 0 | 0 | 0 | 0 | 0 | 0 | 0 | 0 | 0 | 0 | 0 | 0 | 0 | 0 | 0 | 0 | 0
NSW1 | Solar PV | 0 | 0 | 0 | 0 | 0 | 0 | 0 | 0 | 0 | 0 | 0 | 0 | 0 | 0 | 0 | 0 | 0 | 0 | 0 | 0 | 0 | 0 | 0 | 0 | 0 | 0 | 0 | 0 | 0
NSW1 | Grid Battery | 0 | 0 | 0 | 0 | 0 | 0 | 0 | 0 | 0 | 0 | 0 | 0 | 0 | 0 | 0 | 0 | 0 | 0 | 0 | 0 | 0 | 0 | 0 | 0 | 0 | 0 | 0 | 0 | 0
NSW1 | Pumped Hydro | 0 | 0 | 0 | 0 | 0 | 0 | 0 | 0 | 0 | 0 | 0 | 0 | 0 | 0 | 0 | 0 | 0 | 0 | 0 | 0 | 0 | 0 | 0 | 0 | 0 | 0 | 0 | 0 | 0
NSW1 | VPP | 0 | 0 | 0 | 0 | 0 | 0 | 0 | 0 | 0 | 0 | 0 | 0 | 0 | 0 | 0 | 0 | 0 | 0 | 0 | 0 | 0 | 0 | 0 | 0 | 0 | 0 | 0 | 0 | 0
Total excluding storage |  | 921522.4266 | 752158.8311 | 716598.8613 | 716274.8566 | 595454.2239 | 479583.2544 | 412321.2884 | 468336.639 | 259643.314 | 224701.6695 | 194272.9238 | 197334.974 | 205316.9426 | 193425.7991 | 102896.9657 | 125373.4903 | 158624.1614 | 166468.0328 | 228790.9958 | 243900.356 | 168361.3373 | 182814.3526 | 198621.5539 | 94006.5212 | 91125.1076 | 116829.1997 | 197193.6125 | 285952.3015 | 267620.4038
Region | Technology | 2021-22 | 2022-23 | 2023-24 | 2024-25 | 2025-26 | 2026-27 | 2027-28 | 2028-29 | 2029-30 | 2030-31 | 2031-32 | 2032-33 | 2033-34 | 2034-35 | 2035-36 | 2036-37 | 2037-38 | 2038-39 | 2039-40 | 2040-41 | 2041-42 | 2042-43 | 2043-44 | 2044-45 | 2045-46 | 2046-47 | 2047-48 | 2048-49 | 2049-50
QLD1 | Black Coal | 814961.9917 | 719721.7515 | 724229.2244 | 609267.0486 | 583239.2822 | 539735.6805 | 477791.2224 | 454406.3675 | 401704.2476 | 369562.2301 | 345992.5054 | 358125.1336 | 348961.5299 | 319618.7225 | 306066.7555 | 261633.3564 | 187139.3406 | 180722.6738 | 165509.6161 | 157011.9304 | 147590.0409 | 125614.6047 | 98303.0832 | 75359.4672 | 56592.6634 | 39904.2485 | 36780.2568 | 34537.913 | 31180.0786
QLD1 | Brown Coal | 0 | 0 | 0 | 0 | 0 | 0 | 0 | 0 | 0 | 0 | 0 | 0 | 0 | 0 | 0 | 0 | 0 | 0 | 0 | 0 | 0 | 0 | 0 | 0 | 0 | 0 | 0 | 0 | 0
QLD1 | CCGT | 90043.3726 | 87633.5946 | 92167.4716 | 104348.7252 | 93926.7283 | 91746.7251 | 82522.2076 | 89364.725 | 74413.4876 | 76583.0002 | 79628.0234 | 138072.5458 | 141616.6127 | 129763.3201 | 116341.8 | 99484.5941 | 133207.3637 | 124514.8786 | 96733.8451 | 97152.209 | 101045.3583 | 101806.389 | 95786.9027 | 84857.2753 | 45844.2323 | 30886.77 | 29724.0097 | 28403.4134 | 27270.1571
QLD1 | Gas - Steam | 2295.546 | 2237.2472 | 4295.971 | 4361.7125 | 4354.021 | 4188.0282 | 3839.4512 | 3554.2732 | 3419.7332 | 3462.4522 | 3458.4432 | 3335.7402 | 3132.1262 | 2898.9722 | 2735.4782 | 3064.964 | 6205.6785 | 6463.0925 | 5379.3895 | 5724.555 | 6024.9845 | 6814.392 | 6460.766 | 4975.8455 | 6571.4475 | 0 | 0 | 0 | 0
QLD1 | OCGT / Diesel | 0.0049556 | 0.0048787 | 152.7332 | 2725.808 | 1166.7835 | 1677.5861 | 669.9275 | 3812.9738 | 511.7607 | 1282.9957 | 1386.4122 | 11809.023 | 6615.4844 | 3453.9438 | 5232.9529 | 11531.2506 | 38818.3631 | 37955.9048 | 55023.8101 | 47738.7151 | 49276.5212 | 69283.2854 | 68583.6014 | 58255.8197 | 95909.3491 | 157560.438 | 145601.284 | 135684.0132 | 117023.1904
QLD1 | Hydro | 0 | 0 | 0 | 0 | 0 | 0 | 0 | 0 | 0 | 0 | 0 | 0 | 0 | 0 | 0 | 0 | 0 | 0 | 0 | 0 | 0 | 0 | 0 | 0 | 0 | 0 | 0 | 0 | 0
QLD1 | Wind | 0 | 0 | 0 | 0 | 0 | 0 | 0 | 0 | 0 | 0 | 0 | 0 | 0 | 0 | 0 | 0 | 0 | 0 | 0 | 0 | 0 | 0 | 0 | 0 | 0 | 0 | 0 | 0 | 0
QLD1 | Solar PV | 0 | 0 | 0 | 0 | 0 | 0 | 0 | 0 | 0 | 0 | 0 | 0 | 0 | 0 | 0 | 0 | 0 | 0 | 0 | 0 | 0 | 0 | 0 | 0 | 0 | 0 | 0 | 0 | 0
QLD1 | Grid Battery | 0 | 0 | 0 | 0 | 0 | 0 | 0 | 0 | 0 | 0 | 0 | 0 | 0 | 0 | 0 | 0 | 0 | 0 | 0 | 0 | 0 | 0 | 0 | 0 | 0 | 0 | 0 | 0 | 0
QLD1 | Pumped Hydro | 0 | 0 | 0 | 0 | 0 | 0 | 0 | 0 | 0 | 0 | 0 | 0 | 0 | 0 | 0 | 0 | 0 | 0 | 0 | 0 | 0 | 0 | 0 | 0 | 0 | 0 | 0 | 0 | 0
QLD1 | VPP | 0 | 0 | 0 | 0 | 0 | 0 | 0 | 0 | 0 | 0 | 0 | 0 | 0 | 0 | 0 | 0 | 0 | 0 | 0 | 0 | 0 | 0 | 0 | 0 | 0 | 0 | 0 | 0 | 0
Total excluding storage |  | 907300.9153 | 809592.5981 | 820845.4002 | 720703.2943 | 682686.815 | 637348.0199 | 564822.8088 | 551138.3395 | 480049.2291 | 450890.6782 | 430465.3842 | 511342.4425 | 500325.7532 | 455734.9586 | 430376.9867 | 375714.1651 | 365370.7459 | 349656.5496 | 322646.6609 | 307627.4095 | 303936.9049 | 303518.671 | 269134.3532 | 223448.4077 | 204917.6923 | 228351.4564 | 212105.5505 | 198625.3396 | 175473.4262
Region | Technology | 2021-22 | 2022-23 | 2023-24 | 2024-25 | 2025-26 | 2026-27 | 2027-28 | 2028-29 | 2029-30 | 2030-31 | 2031-32 | 2032-33 | 2033-34 | 2034-35 | 2035-36 | 2036-37 | 2037-38 | 2038-39 | 2039-40 | 2040-41 | 2041-42 | 2042-43 | 2043-44 | 2044-45 | 2045-46 | 2046-47 | 2047-48 | 2048-49 | 2049-50
VIC1 | Black Coal | 0 | 0 | 0 | 0 | 0 | 0 | 0 | 0 | 0 | 0 | 0 | 0 | 0 | 0 | 0 | 0 | 0 | 0 | 0 | 0 | 0 | 0 | 0 | 0 | 0 | 0 | 0 | 0 | 0
VIC1 | Brown Coal | 230976.9491 | 210169.4501 | 202374.568 | 149576.9021 | 148094.8322 | 135598.5505 | 125909.4477 | 118537.541 | 110972.1802 | 105895.2728 | 98878.4046 | 92967.9296 | 90726.3133 | 86041.2609 | 84405.9599 | 76069.7966 | 67338.9999 | 66370.299 | 55804.8932 | 56670.0859 | 59582.822 | 55882.1178 | 51047.7507 | 48947.408 | 44137.1227 | 43633.5478 | 27788.8268 | 0 | 0
VIC1 | CCGT | 0.0014723 | 0.0014444 | 0.0015038 | 0.0016885 | 0.0016339 | 0.0015522 | 0.0015769 | 0.0016677 | 0.0016107 | 0.001582 | 0.0015772 | 0.0026554 | 0.0025473 | 0.0024838 | 0.0023895 | 0.002321 | 0.0037377 | 0.0036422 | 0.0047362 | 0.0044559 | 0.0045411 | 0.0044569 | 0.0042732 | 0.0038341 | 0.0038076 | 0.003883 | 0.003773 | 0.0134 | 0.012489
VIC1 | Gas - Steam | 815.9988 | 347.2201 | 959.4034 | 1853.4699 | 497.3218 | 1354.5336 | 666.7574 | 1553.8898 | 25.4456 | 406.0527 | 135.3721 | 1613.0482 | 1191.6924 | 985.9005 | 3543.2928 | 2962.2095 | 6916.9065 | 6210.8815 | 0 | 0 | 0 | 0 | 0 | 0 | 0 | 0 | 0 | 0 | 0
VIC1 | OCGT / Diesel | 820.3708 | 0.0042892 | 1036.3171 | 389.3053 | 254.8153 | 802.7821 | 416.7579 | 209.8895 | 0.0053125 | 0.0053471 | 0.0053188 | 3752.3591 | 1344.8436 | 1581.2166 | 2322.5606 | 1690.421 | 4614.3355 | 1578.0134 | 10023.7204 | 7129.5905 | 5438.745 | 2631.3024 | 13152.5413 | 8893.0361 | 8078.2984 | 5649.8874 | 3774.4227 | 70535.173 | 73055.786
VIC1 | Hydro | 0 | 0 | 0 | 0 | 0 | 0 | 0 | 0 | 0 | 0 | 0 | 0 | 0 | 0 | 0 | 0 | 0 | 0 | 0 | 0 | 0 | 0 | 0 | 0 | 0 | 0 | 0 | 0 | 0
VIC1 | Wind | 0 | 0 | 0 | 0 | 0 | 0 | 0 | 0 | 0 | 0 | 0 | 0 | 0 | 0 | 0 | 0 | 0 | 0 | 0 | 0 | 0 | 0 | 0 | 0 | 0 | 0 | 0 | 0 | 0
VIC1 | Solar PV | 0 | 0 | 0 | 0 | 0 | 0 | 0 | 0 | 0 | 0 | 0 | 0 | 0 | 0 | 0 | 0 | 0 | 0 | 0 | 0 | 0 | 0 | 0 | 0 | 0 | 0 | 0 | 0 | 0
VIC1 | Grid Battery | 0 | 0 | 0 | 0 | 0 | 0 | 0 | 0 | 0 | 0 | 0 | 0 | 0 | 0 | 0 | 0 | 0 | 0 | 0 | 0 | 0 | 0 | 0 | 0 | 0 | 0 | 0 | 0 | 0
VIC1 | Pumped Hydro | 0 | 0 | 0 | 0 | 0 | 0 | 0 | 0 | 0 | 0 | 0 | 0 | 0 | 0 | 0 | 0 | 0 | 0 | 0 | 0 | 0 | 0 | 0 | 0 | 0 | 0 | 0 | 0 | 0
VIC1 | VPP | 0 | 0 | 0 | 0 | 0 | 0 | 0 | 0 | 0 | 0 | 0 | 0 | 0 | 0 | 0 | 0 | 0 | 0 | 0 | 0 | 0 | 0 | 0 | 0 | 0 | 0 | 0 | 0 | 0
Total excluding storage |  | 232613.3202 | 210516.6759 | 204370.29 | 151819.679 | 148846.971 | 137755.8677 | 126992.9646 | 120301.322 | 110997.6327 | 106301.3324 | 99013.7836 | 98333.3395 | 93262.8518 | 88608.3805 | 90271.8158 | 80722.4294 | 78870.2456 | 74159.1975 | 65828.6184 | 63799.6808 | 65021.5715 | 58513.4246 | 64200.2963 | 57840.448 | 52215.4249 | 49283.4391 | 31563.2532 | 70535.1864 | 73055.7985
Region | Technology | 2021-22 | 2022-23 | 2023-24 | 2024-25 | 2025-26 | 2026-27 | 2027-28 | 2028-29 | 2029-30 | 2030-31 | 2031-32 | 2032-33 | 2033-34 | 2034-35 | 2035-36 | 2036-37 | 2037-38 | 2038-39 | 2039-40 | 2040-41 | 2041-42 | 2042-43 | 2043-44 | 2044-45 | 2045-46 | 2046-47 | 2047-48 | 2048-49 | 2049-50
SA1 | Black Coal | 0 | 0 | 0 | 0 | 0 | 0 | 0 | 0 | 0 | 0 | 0 | 0 | 0 | 0 | 0 | 0 | 0 | 0 | 0 | 0 | 0 | 0 | 0 | 0 | 0 | 0 | 0 | 0 | 0
SA1 | Brown Coal | 0 | 0 | 0 | 0 | 0 | 0 | 0 | 0 | 0 | 0 | 0 | 0 | 0 | 0 | 0 | 0 | 0 | 0 | 0 | 0 | 0 | 0 | 0 | 0 | 0 | 0 | 0 | 0 | 0
SA1 | CCGT | 93011.2296 | 87378.5315 | 40642.8498 | 30937.2397 | 29568.6597 | 28385.0076 | 27140.0776 | 26185.8777 | 24884.3536 | 23836.5416 | 22825.1776 | 44667.0828 | 40887.3787 | 51097.2306 | 31555.3066 | 35225.7625 | 0.0045513 | 0.0043781 | 0.0046198 | 0.0043294 | 0.0059822 | 0.0058855 | 0.0058125 | 0.0051763 | 0.0051575 | 0.0050147 | 0.00481 | 0.0066443 | 0.0061583
SA1 | Gas - Steam | 82938.717 | 80113.369 | 72841.783 | 7787.1374 | 7447.8298 | 7077.879 | 6747.4601 | 6559.2072 | 6282.1457 | 5971.9821 | 5704.2927 | 11714.1986 | 7467.1385 | 15717.1558 | 0 | 0 | 0 | 0 | 0 | 0 | 0 | 0 | 0 | 0 | 0 | 0 | 0 | 0 | 0
SA1 | OCGT / Diesel | 3985.6511 | 1984.0219 | 7666.3944 | 1099.7117 | 608.0901 | 1318.0962 | 558.2117 | 1199.7997 | 85.5379 | 321.5777 | 137.0023 | 9609.649 | 6956.9349 | 15661.5951 | 9746.013 | 9929.8671 | 29700.3248 | 32616.6122 | 37456.2495 | 33214.7708 | 39180.2396 | 45793.6437 | 55035.8065 | 19636.4715 | 19362.6648 | 18770.9749 | 25404.2073 | 37576.1714 | 36355.7773
SA1 | Hydro | 0 | 0 | 0 | 0 | 0 | 0 | 0 | 0 | 0 | 0 | 0 | 0 | 0 | 0 | 0 | 0 | 0 | 0 | 0 | 0 | 0 | 0 | 0 | 0 | 0 | 0 | 0 | 0 | 0
SA1 | Wind | 0 | 0 | 0 | 0 | 0 | 0 | 0 | 0 | 0 | 0 | 0 | 0 | 0 | 0 | 0 | 0 | 0 | 0 | 0 | 0 | 0 | 0 | 0 | 0 | 0 | 0 | 0 | 0 | 0
SA1 | Solar PV | 0 | 0 | 0 | 0 | 0 | 0 | 0 | 0 | 0 | 0 | 0 | 0 | 0 | 0 | 0 | 0 | 0 | 0 | 0 | 0 | 0 | 0 | 0 | 0 | 0 | 0 | 0 | 0 | 0
SA1 | Grid Battery | 0 | 0 | 0 | 0 | 0 | 0 | 0 | 0 | 0 | 0 | 0 | 0 | 0 | 0 | 0 | 0 | 0 | 0 | 0 | 0 | 0 | 0 | 0 | 0 | 0 | 0 | 0 | 0 | 0
SA1 | Pumped Hydro | 0 | 0 | 0 | 0 | 0 | 0 | 0 | 0 | 0 | 0 | 0 | 0 | 0 | 0 | 0 | 0 | 0 | 0 | 0 | 0 | 0 | 0 | 0 | 0 | 0 | 0 | 0 | 0 | 0
SA1 | VPP | 0 | 0 | 0 | 0 | 0 | 0 | 0 | 0 | 0 | 0 | 0 | 0 | 0 | 0 | 0 | 0 | 0 | 0 | 0 | 0 | 0 | 0 | 0 | 0 | 0 | 0 | 0 | 0 | 0
Total excluding storage |  | 179935.5976 | 169475.9224 | 121151.0273 | 39824.0889 | 37624.5796 | 36780.9829 | 34445.7494 | 33944.8846 | 31252.0373 | 30130.1014 | 28666.4726 | 65990.9304 | 55311.4521 | 82475.9815 | 41301.3196 | 45155.6296 | 29700.3294 | 32616.6166 | 37456.2541 | 33214.7752 | 39180.2455 | 45793.6496 | 55035.8123 | 19636.4767 | 19362.67 | 18770.9799 | 25404.2121 | 37576.1781 | 36355.7835
Region | Technology | 2021-22 | 2022-23 | 2023-24 | 2024-25 | 2025-26 | 2026-27 | 2027-28 | 2028-29 | 2029-30 | 2030-31 | 2031-32 | 2032-33 | 2033-34 | 2034-35 | 2035-36 | 2036-37 | 2037-38 | 2038-39 | 2039-40 | 2040-41 | 2041-42 | 2042-43 | 2043-44 | 2044-45 | 2045-46 | 2046-47 | 2047-48 | 2048-49 | 2049-50
TAS1 | Black Coal | 0 | 0 | 0 | 0 | 0 | 0 | 0 | 0 | 0 | 0 | 0 | 0 | 0 | 0 | 0 | 0 | 0 | 0 | 0 | 0 | 0 | 0 | 0 | 0 | 0 | 0 | 0 | 0 | 0
TAS1 | Brown Coal | 0 | 0 | 0 | 0 | 0 | 0 | 0 | 0 | 0 | 0 | 0 | 0 | 0 | 0 | 0 | 0 | 0 | 0 | 0 | 0 | 0 | 0 | 0 | 0 | 0 | 0 | 0 | 0 | 0
TAS1 | CCGT | 0.0015293 | 0.001485 | 0.0014876 | 0.0014478 | 0.0013746 | 0.0013233 | 0.0013165 | 0.0013153 | 0.0013225 | 0.0013109 | 0.0012676 | 0.0012824 | 0.0012598 | 0.0012495 | 0.0012516 | 0.0012462 | 0.0012499 | 0.0012468 | 0.0013029 | 0.0012535 | 0.0012944 | 0.0012536 | 0.0012515 | 0.0012468 | 0.0012429 | 0.0012474 | 0.0012504 | 0.0012655 | 0.001245
TAS1 | Gas - Steam | 0 | 0 | 0 | 0 | 0 | 0 | 0 | 0 | 0 | 0 | 0 | 0 | 0 | 0 | 0 | 0 | 0 | 0 | 0 | 0 | 0 | 0 | 0 | 0 | 0 | 0 | 0 | 0 | 0
TAS1 | OCGT / Diesel | 0.0018522 | 0.0017627 | 0.0018143 | 0.0018005 | 0.0016784 | 0.0016845 | 0.0016802 | 0.0016821 | 0.0017005 | 0.001694 | 0.0016184 | 12.0487 | 0.0016217 | 0.0016123 | 0.0016127 | 0.0016008 | 0.0016194 | 0.0015897 | 0.001612 | 0.0012799 | 3.8113 | 0.001281 | 0.0012813 | 0.0012808 | 0.0012578 | 0.0012766 | 0.0012751 | 11.8182 | 0.0012639
TAS1 | Hydro | 0 | 0 | 0 | 0 | 0 | 0 | 0 | 0 | 0 | 0 | 0 | 0 | 0 | 0 | 0 | 0 | 0 | 0 | 0 | 0 | 0 | 0 | 0 | 0 | 0 | 0 | 0 | 0 | 0
TAS1 | Wind | 0 | 0 | 0 | 0 | 0 | 0 | 0 | 0 | 0 | 0 | 0 | 0 | 0 | 0 | 0 | 0 | 0 | 0 | 0 | 0 | 0 | 0 | 0 | 0 | 0 | 0 | 0 | 0 | 0
TAS1 | Solar PV | 0 | 0 | 0 | 0 | 0 | 0 | 0 | 0 | 0 | 0 | 0 | 0 | 0 | 0 | 0 | 0 | 0 | 0 | 0 | 0 | 0 | 0 | 0 | 0 | 0 | 0 | 0 | 0 | 0
TAS1 | Grid Battery | 0 | 0 | 0 | 0 | 0 | 0 | 0 | 0 | 0 | 0 | 0 | 0 | 0 | 0 | 0 | 0 | 0 | 0 | 0 | 0 | 0 | 0 | 0 | 0 | 0 | 0 | 0 | 0 | 0
TAS1 | Pumped Hydro | 0 | 0 | 0 | 0 | 0 | 0 | 0 | 0 | 0 | 0 | 0 | 0 | 0 | 0 | 0 | 0 | 0 | 0 | 0 | 0 | 0 | 0 | 0 | 0 | 0 | 0 | 0 | 0 | 0
TAS1 | VPP | 0 | 0 | 0 | 0 | 0 | 0 | 0 | 0 | 0 | 0 | 0 | 0 | 0 | 0 | 0 | 0 | 0 | 0 | 0 | 0 | 0 | 0 | 0 | 0 | 0 | 0 | 0 | 0 | 0
Total excluding storage |  | 0.0033814 | 0.0032477 | 0.0033018 | 0.0032484 | 0.003053 | 0.0030078 | 0.0029967 | 0.0029974 | 0.003023 | 0.0030049 | 0.0028861 | 12.05 | 0.0028816 | 0.0028618 | 0.0028643 | 0.002847 | 0.0028693 | 0.0028365 | 0.0029149 | 0.0025335 | 3.8126 | 0.0025346 | 0.0025328 | 0.0025277 | 0.0025006 | 0.0025241 | 0.0025255 | 11.8194 | 0.0025089

## BaseCase_Build Cost
New generation build cost (CAPEX) by technology ($000s) - Base Case, Central Scenario
CAPEX (Install) | Real June 2020 dollars discounted to 1 July 2020. The total capital costs are annualised for modelling purposes.
Explicitly modelled generation
Region | Technology | 2021-22 | 2022-23 | 2023-24 | 2024-25 | 2025-26 | 2026-27 | 2027-28 | 2028-29 | 2029-30 | 2030-31 | 2031-32 | 2032-33 | 2033-34 | 2034-35 | 2035-36 | 2036-37 | 2037-38 | 2038-39 | 2039-40 | 2040-41 | 2041-42 | 2042-43 | 2043-44 | 2044-45 | 2045-46 | 2046-47 | 2047-48 | 2048-49 | 2049-50
NEM | Black Coal | 0 | 0 | 0 | 0 | 0 | 0 | 0 | 0 | 0 | 0 | 0 | 0 | 0 | 0 | 0 | 0 | 0 | 0 | 0 | 0 | 0 | 0 | 0 | 0 | 0 | 0 | 0 | 0 | 0
NEM | Brown Coal | 0 | 0 | 0 | 0 | 0 | 0 | 0 | 0 | 0 | 0 | 0 | 0 | 0 | 0 | 0 | 0 | 0 | 0 | 0 | 0 | 0 | 0 | 0 | 0 | 0 | 0 | 0 | 0 | 0
NEM | CCGT | 0.0023245 | 0.0022497 | 0.0023534 | 0.0024521 | 0.0023398 | 0.0022327 | 0.0021713 | 0.0022518 | 0.0021606 | 0.0020952 | 0.0020783 | 0.0031551 | 0.0030315 | 0.0029009 | 0.0028997 | 0.0028338 | 0.0055161 | 0.0052745 | 0.0057924 | 0.0055116 | 0.0070089 | 0.0069574 | 0.0067024 | 0.0063892 | 0.0064432 | 0.0061991 | 0.0059376 | 0.0084524 | 0.0080068
NEM | Gas - Steam | 0 | 0 | 0 | 0 | 0 | 0 | 0 | 0 | 0 | 0 | 0 | 0 | 0 | 0 | 0 | 0 | 0 | 0 | 0 | 0 | 0 | 0 | 0 | 0 | 0 | 0 | 0 | 0 | 0
NEM | OCGT / Diesel | 0.0065888 | 0.0064626 | 0.0062225 | 0.0059209 | 0.0056498 | 0.005391 | 0.0051578 | 0.0050305 | 0.0049727 | 0.0049761 | 0.005003 | 0.0063785 | 0.0060864 | 0.0058224 | 0.0061718 | 0.0060079 | 0.017628 | 0.016868 | 30880.1006 | 29383.3502 | 32571.1846 | 31079.3866 | 31489.9195 | 55250.0141 | 64554.5945 | 94934.4944 | 90828.6978 | 117430.4935 | 115844.2292
NEM | Hydro | 0 | 0 | 0 | 0 | 0 | 0 | 0 | 0 | 0 | 0 | 0 | 0 | 0 | 0 | 0 | 0 | 0 | 0 | 0 | 0 | 0 | 0 | 0 | 0 | 0 | 0 | 0 | 0 | 0
NEM | Wind | 0.07661 | 90911.1418 | 188682.059 | 306800.2872 | 415772.191 | 488750.0152 | 620447.9736 | 722460.4804 | 976644.2419 | 942539.3003 | 911898.6005 | 901936.4233 | 900168.7568 | 879784.5578 | 905990.7181 | 941085.379 | 1131047.6431 | 1136482.1435 | 1143648.4515 | 1110244.5688 | 1130425.5454 | 1185407.7646 | 1180945.9894 | 1146145.7088 | 1162259.769 | 1183474.4346 | 1149224.7358 | 1096382.0525 | 1048221.1966
NEM | Solar PV | 0.0077832 | 0.012232 | 0.013346 | 0.014981 | 0.017162 | 0.017732 | 0.045978 | 10383.6231 | 196621.99 | 187616.4033 | 179502.2325 | 170801.8106 | 162978.8276 | 155514.1489 | 148788.3591 | 141576.6304 | 180952.9243 | 172665.0043 | 165197.4618 | 165223.4878 | 175844.8068 | 270235.0678 | 263857.6883 | 251068.575 | 259740.7357 | 310520.4822 | 306716.9123 | 320907.2457 | 337250.6448
NEM | Grid Battery | 0.013822 | 0.013331 | 0.012754 | 0.012136 | 0.011801 | 0.011445 | 0.012419 | 0.013344 | 0.025641 | 0.024922 | 0.024086 | 0.032454 | 0.044494 | 0.04264 | 0.051088 | 0.048926 | 22238.5154 | 21219.9576 | 32648.0267 | 31065.5854 | 99353.8945 | 94803.3348 | 90703.2108 | 103701.9784 | 98952.2696 | 120549.7264 | 115336.1031 | 126561.3555 | 120764.6474
NEM | Pumped Hydro | 0 | 0 | 0.019645 | 0.02111 | 0.020706 | 0.020355 | 0.020113 | 0.020822 | 241735.9802 | 230664.1042 | 220688.1747 | 209991.4891 | 200373.5756 | 191196.16 | 182927.1729 | 174060.741 | 257268.3995 | 245485.1142 | 237008.0231 | 225520.3059 | 229113.9103 | 268098.8814 | 256503.9445 | 272408.5022 | 259931.7771 | 275623.7709 | 263703.3923 | 280544.0786 | 267694.7316
NEM | VPP | 0 | 0 | 0 | 0 | 0 | 0 | 0 | 0 | 0 | 0 | 0 | 0 | 0 | 0 | 0 | 0 | 0 | 0 | 0 | 0 | 0 | 0 | 0 | 0 | 0 | 0 | 0 | 0 | 0
Total excluding storage |  | 0.093307 | 90911.1627 | 188682.0809 | 306800.3105 | 415772.2161 | 488750.0406 | 620448.0269 | 732844.1107 | 1173266.239 | 1130155.7107 | 1091400.8401 | 1072738.2434 | 1063147.5935 | 1035298.7155 | 1054779.0863 | 1082662.0182 | 1312000.5905 | 1309147.17 | 1339726.0197 | 1304851.4123 | 1338841.5438 | 1486722.2258 | 1476293.6038 | 1452464.3043 | 1486555.1057 | 1588929.4174 | 1546770.3518 | 1534719.8002 | 1501316.0785
Region | Technology | 2021-22 | 2022-23 | 2023-24 | 2024-25 | 2025-26 | 2026-27 | 2027-28 | 2028-29 | 2029-30 | 2030-31 | 2031-32 | 2032-33 | 2033-34 | 2034-35 | 2035-36 | 2036-37 | 2037-38 | 2038-39 | 2039-40 | 2040-41 | 2041-42 | 2042-43 | 2043-44 | 2044-45 | 2045-46 | 2046-47 | 2047-48 | 2048-49 | 2049-50
NSW1 | Black Coal | 0 | 0 | 0 | 0 | 0 | 0 | 0 | 0 | 0 | 0 | 0 | 0 | 0 | 0 | 0 | 0 | 0 | 0 | 0 | 0 | 0 | 0 | 0 | 0 | 0 | 0 | 0 | 0 | 0
NSW1 | Brown Coal | 0 | 0 | 0 | 0 | 0 | 0 | 0 | 0 | 0 | 0 | 0 | 0 | 0 | 0 | 0 | 0 | 0 | 0 | 0 | 0 | 0 | 0 | 0 | 0 | 0 | 0 | 0 | 0 | 0
NSW1 | CCGT | 0.00048444 | 0.00047706 | 0.00049516 | 0.00053358 | 0.00050914 | 0.00048582 | 0.00046481 | 0.0004714 | 0.00044981 | 0.00043875 | 0.000435 | 0.00073434 | 0.00070071 | 0.00066862 | 0.00071833 | 0.00068352 | 0.0020665 | 0.0019719 | 0.0019142 | 0.0018214 | 0.0024834 | 0.0023696 | 0.0022671 | 0.0021572 | 0.0020584 | 0.0025197 | 0.0024107 | 0.0025952 | 0.002457
NSW1 | Gas - Steam | 0 | 0 | 0 | 0 | 0 | 0 | 0 | 0 | 0 | 0 | 0 | 0 | 0 | 0 | 0 | 0 | 0 | 0 | 0 | 0 | 0 | 0 | 0 | 0 | 0 | 0 | 0 | 0 | 0
NSW1 | OCGT / Diesel | 0.0013135 | 0.0013134 | 0.0012961 | 0.0012332 | 0.0011768 | 0.0011229 | 0.0010743 | 0.0010222 | 0.00099673 | 0.00099524 | 0.00099944 | 0.0013731 | 0.0013102 | 0.0012502 | 0.0013551 | 0.0012894 | 0.0097881 | 0.0093398 | 30880.0762 | 29383.3269 | 28037.5257 | 26753.3642 | 27350.9919 | 47369.1211 | 45199.5431 | 43129.3346 | 41264.0455 | 55976.7931 | 53412.9705
NSW1 | Hydro | 0 | 0 | 0 | 0 | 0 | 0 | 0 | 0 | 0 | 0 | 0 | 0 | 0 | 0 | 0 | 0 | 0 | 0 | 0 | 0 | 0 | 0 | 0 | 0 | 0 | 0 | 0 | 0 | 0
NSW1 | Wind | 0.013665 | 90911.0808 | 173256.1799 | 247543.2085 | 314926.7956 | 379367.2793 | 438049.2873 | 471632.464 | 662796.8991 | 632439.789 | 605087.5693 | 575759.1322 | 549388.4847 | 524225.6532 | 501553.558 | 477243.3883 | 460805.5483 | 455999.4423 | 479059.0959 | 470151.31 | 495669.1521 | 494006.1251 | 472640.986 | 449732.2004 | 448125.8952 | 427601.0469 | 392910.0513 | 361584.4717 | 319434.0492
NSW1 | Solar PV | 0.0017233 | 0.004065 | 0.004175 | 0.004811 | 0.0074319 | 0.0082953 | 0.034442 | 10383.6114 | 196621.9748 | 187616.3881 | 179502.217 | 170801.7912 | 162978.8084 | 155514.1301 | 148788.341 | 141576.6088 | 155661.2967 | 148531.7717 | 142107.9607 | 135220.0248 | 129026.7412 | 176853.2925 | 169204.6117 | 161003.3082 | 153629.1109 | 182166.9022 | 174288.4138 | 187329.2554 | 187150.4208
NSW1 | Grid Battery | 0.0044892 | 0.0043835 | 0.0041939 | 0.0039907 | 0.0038079 | 0.0036335 | 0.0040409 | 0.0041544 | 0.013462 | 0.012873 | 0.012342 | 0.013543 | 0.012923 | 0.01234 | 0.01297 | 0.012355 | 0.19901 | 0.1899 | 1039.0613 | 988.6982 | 25185.1214 | 24031.6044 | 22992.268 | 27826.7845 | 26552.2753 | 25336.141 | 24240.3848 | 23065.4596 | 22009.0227
NSW1 | Pumped Hydro | 0 | 0 | 0.0053816 | 0.0061182 | 0.005838 | 0.0055706 | 0.0055691 | 0.005783 | 241735.9655 | 230664.0893 | 220688.1597 | 209991.4641 | 200373.5344 | 191196.1205 | 182927.1315 | 174060.7011 | 166088.4703 | 158481.3648 | 151627.2466 | 144277.9134 | 137669.7651 | 131364.2796 | 125682.9409 | 119591.1279 | 114113.6716 | 108887.0912 | 104177.8625 | 99128.3886 | 94588.157
NSW1 | VPP | 0 | 0 | 0 | 0 | 0 | 0 | 0 | 0 | 0 | 0 | 0 | 0 | 0 | 0 | 0 | 0 | 0 | 0 | 0 | 0 | 0 | 0 | 0 | 0 | 0 | 0 | 0 | 0 | 0
Total excluding storage |  | 0.017186 | 90911.0866 | 173256.1859 | 247543.2151 | 314926.8047 | 379367.2892 | 438049.3233 | 482016.0769 | 859418.8754 | 820056.1785 | 784589.7877 | 746560.9256 | 712367.2951 | 679739.7851 | 650341.901 | 618819.9991 | 616466.8569 | 604531.2252 | 652047.1347 | 634754.6636 | 652733.4215 | 697612.7842 | 669196.5919 | 658104.6319 | 646954.5512 | 652897.2861 | 608462.513 | 604890.5228 | 559997.4429
Region | Technology | 2021-22 | 2022-23 | 2023-24 | 2024-25 | 2025-26 | 2026-27 | 2027-28 | 2028-29 | 2029-30 | 2030-31 | 2031-32 | 2032-33 | 2033-34 | 2034-35 | 2035-36 | 2036-37 | 2037-38 | 2038-39 | 2039-40 | 2040-41 | 2041-42 | 2042-43 | 2043-44 | 2044-45 | 2045-46 | 2046-47 | 2047-48 | 2048-49 | 2049-50
QLD1 | Black Coal | 0 | 0 | 0 | 0 | 0 | 0 | 0 | 0 | 0 | 0 | 0 | 0 | 0 | 0 | 0 | 0 | 0 | 0 | 0 | 0 | 0 | 0 | 0 | 0 | 0 | 0 | 0 | 0 | 0
QLD1 | Brown Coal | 0 | 0 | 0 | 0 | 0 | 0 | 0 | 0 | 0 | 0 | 0 | 0 | 0 | 0 | 0 | 0 | 0 | 0 | 0 | 0 | 0 | 0 | 0 | 0 | 0 | 0 | 0 | 0 | 0
QLD1 | CCGT | 0.00053328 | 0.00052572 | 0.00053797 | 0.00060201 | 0.00057444 | 0.00054813 | 0.00052442 | 0.00055897 | 0.00053337 | 0.00052041 | 0.00053226 | 0.00074904 | 0.00073567 | 0.00070198 | 0.00067162 | 0.00070348 | 0.0011764 | 0.0011226 | 0.0013514 | 0.0012859 | 0.0016957 | 0.0018876 | 0.001806 | 0.0017184 | 0.0019753 | 0.001728 | 0.001648 | 0.0015573 | 0.0014581
QLD1 | Gas - Steam | 0 | 0 | 0 | 0 | 0 | 0 | 0 | 0 | 0 | 0 | 0 | 0 | 0 | 0 | 0 | 0 | 0 | 0 | 0 | 0 | 0 | 0 | 0 | 0 | 0 | 0 | 0 | 0 | 0
QLD1 | OCGT / Diesel | 0.0013317 | 0.0013163 | 0.0012594 | 0.0011983 | 0.0011435 | 0.0010911 | 0.0010439 | 0.0010392 | 0.001023 | 0.001026 | 0.001038 | 0.0012211 | 0.0011651 | 0.0011118 | 0.0011021 | 0.0011399 | 0.001492 | 0.0014237 | 0.0041824 | 0.0039797 | 0.0038568 | 0.015609 | 0.014934 | 0.014238 | 11835.1291 | 44629.6625 | 42699.4862 | 42090.9758 | 43955.3764
QLD1 | Hydro | 0 | 0 | 0 | 0 | 0 | 0 | 0 | 0 | 0 | 0 | 0 | 0 | 0 | 0 | 0 | 0 | 0 | 0 | 0 | 0 | 0 | 0 | 0 | 0 | 0 | 0 | 0 | 0 | 0
QLD1 | Wind | 0.026399 | 0.025907 | 0.02593 | 30007.6575 | 59110.1894 | 56402.8526 | 119183.1781 | 178819.6443 | 233877.0934 | 223165.1654 | 213513.5547 | 203164.6083 | 193859.3596 | 184980.3055 | 186584.4624 | 210026.4917 | 285887.7617 | 272793.6656 | 260995.6852 | 249734.1075 | 251953.4484 | 306870.1174 | 293598.3747 | 301807.6021 | 298771.6017 | 309271.8779 | 295896.2607 | 281554.2456 | 276258.8467
QLD1 | Solar PV | 0.0025622 | 0.0036193 | 0.0038958 | 0.0041872 | 0.0039954 | 0.0039037 | 0.0055016 | 0.0053456 | 0.0088291 | 0.0084247 | 0.0080603 | 0.0076696 | 0.007331 | 0.0069952 | 0.0066964 | 0.0063891 | 25291.5932 | 24133.1996 | 23089.4693 | 26509.2181 | 36829.4416 | 79060.9742 | 75641.6872 | 71975.3546 | 71098.383 | 94943.9984 | 90837.7904 | 86434.9062 | 100151.4398
QLD1 | Grid Battery | 0.0022764 | 0.0021721 | 0.0020782 | 0.0019775 | 0.0019655 | 0.0018754 | 0.0021442 | 0.0026136 | 0.0031277 | 0.0031718 | 0.0030859 | 0.0053045 | 0.018574 | 0.017737 | 0.017004 | 0.016189 | 22238.148 | 21219.6069 | 20301.8858 | 19317.8586 | 37465.0411 | 35749.0854 | 34202.9828 | 43991.3558 | 41976.4845 | 66183.5186 | 63321.1652 | 60252.0045 | 57492.3705
QLD1 | Pumped Hydro | 0 | 0 | 0.0026984 | 0.0032101 | 0.0031059 | 0.0030774 | 0.0030596 | 0.0033946 | 0.003256 | 0.0032877 | 0.0032849 | 0.0070342 | 0.023976 | 0.022888 | 0.021949 | 0.020899 | 68553.3955 | 65413.5453 | 62584.4924 | 59551.0383 | 64186.5915 | 110725.4857 | 105936.7487 | 100802.0221 | 96185.1356 | 119376.9753 | 114214.0724 | 108678.146 | 103700.5211
QLD1 | VPP | 0 | 0 | 0 | 0 | 0 | 0 | 0 | 0 | 0 | 0 | 0 | 0 | 0 | 0 | 0 | 0 | 0 | 0 | 0 | 0 | 0 | 0 | 0 | 0 | 0 | 0 | 0 | 0 | 0
Total excluding storage |  | 0.030826 | 0.031368 | 0.031624 | 30007.6635 | 59110.1951 | 56402.8582 | 119183.1852 | 178819.6513 | 233877.1038 | 223165.1754 | 213513.5643 | 203164.6179 | 193859.3688 | 184980.3143 | 186584.4708 | 210026.4999 | 311179.3576 | 296926.8678 | 284085.16 | 276243.3309 | 288782.8955 | 385931.1091 | 369240.0787 | 373782.9726 | 381705.1157 | 448845.5405 | 429433.5389 | 410080.1291 | 420365.6644
Region | Technology | 2021-22 | 2022-23 | 2023-24 | 2024-25 | 2025-26 | 2026-27 | 2027-28 | 2028-29 | 2029-30 | 2030-31 | 2031-32 | 2032-33 | 2033-34 | 2034-35 | 2035-36 | 2036-37 | 2037-38 | 2038-39 | 2039-40 | 2040-41 | 2041-42 | 2042-43 | 2043-44 | 2044-45 | 2045-46 | 2046-47 | 2047-48 | 2048-49 | 2049-50
VIC1 | Black Coal | 0 | 0 | 0 | 0 | 0 | 0 | 0 | 0 | 0 | 0 | 0 | 0 | 0 | 0 | 0 | 0 | 0 | 0 | 0 | 0 | 0 | 0 | 0 | 0 | 0 | 0 | 0 | 0 | 0
VIC1 | Brown Coal | 0 | 0 | 0 | 0 | 0 | 0 | 0 | 0 | 0 | 0 | 0 | 0 | 0 | 0 | 0 | 0 | 0 | 0 | 0 | 0 | 0 | 0 | 0 | 0 | 0 | 0 | 0 | 0 | 0
VIC1 | CCGT | 0.00045449 | 0.00043368 | 0.00043373 | 0.00047298 | 0.00045132 | 0.00043065 | 0.0004369 | 0.00045452 | 0.00043371 | 0.00041384 | 0.00040648 | 0.00066024 | 0.00063 | 0.00060115 | 0.00057515 | 0.00054727 | 0.00087233 | 0.00083238 | 0.0010943 | 0.0010413 | 0.0010506 | 0.0010024 | 0.00095909 | 0.0009126 | 0.00087081 | 0.00073441 | 0.00070265 | 0.0027262 | 0.0025826
VIC1 | Gas - Steam | 0 | 0 | 0 | 0 | 0 | 0 | 0 | 0 | 0 | 0 | 0 | 0 | 0 | 0 | 0 | 0 | 0 | 0 | 0 | 0 | 0 | 0 | 0 | 0 | 0 | 0 | 0 | 0 | 0
VIC1 | OCGT / Diesel | 0.0013204 | 0.0012853 | 0.0012298 | 0.0011702 | 0.0011166 | 0.0010654 | 0.0010193 | 0.00099999 | 0.00099236 | 0.00099215 | 0.00099632 | 0.0013528 | 0.0012908 | 0.0012317 | 0.0013082 | 0.0012448 | 0.0018416 | 0.0017573 | 0.0031929 | 0.0030382 | 0.0039966 | 0.0038136 | 0.0036487 | 0.0038377 | 0.0036619 | 0.0030856 | 0.0029442 | 11016.5097 | 10511.9368
VIC1 | Hydro | 0 | 0 | 0 | 0 | 0 | 0 | 0 | 0 | 0 | 0 | 0 | 0 | 0 | 0 | 0 | 0 | 0 | 0 | 0 | 0 | 0 | 0 | 0 | 0 | 0 | 0 | 0 | 0 | 0
VIC1 | Wind | 0.0091825 | 0.0089635 | 0.0090661 | 0.010575 | 0.010091 | 0.0096284 | 0.0098869 | 0.010711 | 0.010316 | 0.010146 | 0.010167 | 0.043613 | 30484.2309 | 41421.2759 | 40709.2405 | 66601.2539 | 161006.8663 | 160538.666 | 153595.6354 | 146150.8984 | 149779.7997 | 162181.1884 | 201972.6595 | 192183.0972 | 220669.5826 | 244256.4621 | 264117.6329 | 259964.2809 | 272611.24
VIC1 | Solar PV | 0.00072971 | 0.00081513 | 0.00084196 | 0.0014143 | 0.0013495 | 0.0012877 | 0.0014306 | 0.0014801 | 0.00147 | 0.0015441 | 0.0016357 | 0.0026321 | 0.0026915 | 0.0026433 | 0.002594 | 0.0030227 | 0.0088157 | 0.0084488 | 0.008166 | 0.012564 | 5694.7835 | 6791.9284 | 6498.1862 | 6183.2208 | 20463.1803 | 19525.9359 | 28307.5127 | 32742.1521 | 36207.4319
VIC1 | Grid Battery | 0.0023291 | 0.0022483 | 0.0021511 | 0.0020468 | 0.0020277 | 0.0020152 | 0.0021178 | 0.0021947 | 0.0030813 | 0.0030148 | 0.0029206 | 0.0050847 | 0.0048518 | 0.004639 | 0.006089 | 0.0058112 | 0.010094 | 0.0096428 | 0.063329 | 0.060269 | 11605.0906 | 11073.5597 | 10594.6423 | 10081.1228 | 9619.392 | 9178.8091 | 8781.8372 | 25171.7472 | 24018.8424
VIC1 | Pumped Hydro | 0 | 0 | 0.0030359 | 0.003424 | 0.0033917 | 0.0034101 | 0.0032626 | 0.0033339 | 0.0032014 | 0.003243 | 0.0032303 | 0.0076311 | 0.0072816 | 0.0069481 | 0.008385 | 0.0080088 | 22626.5204 | 21590.1913 | 22796.2704 | 21691.3412 | 27257.5395 | 26009.1026 | 24884.2419 | 52015.3376 | 49632.9557 | 47359.6906 | 45311.444 | 72737.5306 | 69406.0406
VIC1 | VPP | 0 | 0 | 0 | 0 | 0 | 0 | 0 | 0 | 0 | 0 | 0 | 0 | 0 | 0 | 0 | 0 | 0 | 0 | 0 | 0 | 0 | 0 | 0 | 0 | 0 | 0 | 0 | 0 | 0
Total excluding storage |  | 0.011687 | 0.011498 | 0.011572 | 0.013632 | 0.013008 | 0.012412 | 0.012774 | 0.013646 | 0.013212 | 0.013096 | 0.013205 | 0.048258 | 30484.2355 | 41421.2804 | 40709.2449 | 66601.2587 | 161006.8778 | 160538.677 | 153595.6478 | 146150.915 | 155474.5883 | 168973.1216 | 208470.8503 | 198366.3228 | 241132.7675 | 263782.4018 | 292425.1493 | 303722.9454 | 319330.6113
Region | Technology | 2021-22 | 2022-23 | 2023-24 | 2024-25 | 2025-26 | 2026-27 | 2027-28 | 2028-29 | 2029-30 | 2030-31 | 2031-32 | 2032-33 | 2033-34 | 2034-35 | 2035-36 | 2036-37 | 2037-38 | 2038-39 | 2039-40 | 2040-41 | 2041-42 | 2042-43 | 2043-44 | 2044-45 | 2045-46 | 2046-47 | 2047-48 | 2048-49 | 2049-50
SA1 | Black Coal | 0 | 0 | 0 | 0 | 0 | 0 | 0 | 0 | 0 | 0 | 0 | 0 | 0 | 0 | 0 | 0 | 0 | 0 | 0 | 0 | 0 | 0 | 0 | 0 | 0 | 0 | 0 | 0 | 0
SA1 | Brown Coal | 0 | 0 | 0 | 0 | 0 | 0 | 0 | 0 | 0 | 0 | 0 | 0 | 0 | 0 | 0 | 0 | 0 | 0 | 0 | 0 | 0 | 0 | 0 | 0 | 0 | 0 | 0 | 0 | 0
SA1 | CCGT | 0.00044751 | 0.00042701 | 0.00051696 | 0.00049191 | 0.00046938 | 0.00044788 | 0.00042851 | 0.00045316 | 0.00043241 | 0.00042516 | 0.00042033 | 0.00072654 | 0.00069326 | 0.00066151 | 0.00066857 | 0.00063616 | 0.0011374 | 0.0010853 | 0.0011561 | 0.0011001 | 0.0015063 | 0.0014373 | 0.0014103 | 0.001342 | 0.0012805 | 0.0010834 | 0.0010365 | 0.0014249 | 0.0013596
SA1 | Gas - Steam | 0 | 0 | 0 | 0 | 0 | 0 | 0 | 0 | 0 | 0 | 0 | 0 | 0 | 0 | 0 | 0 | 0 | 0 | 0 | 0 | 0 | 0 | 0 | 0 | 0 | 0 | 0 | 0 | 0
SA1 | OCGT / Diesel | 0.0013232 | 0.0012964 | 0.0012404 | 0.0011803 | 0.0011262 | 0.0010746 | 0.0010281 | 0.0010045 | 0.00099682 | 0.00099851 | 0.0010029 | 0.0013807 | 0.0013174 | 0.0012571 | 0.0014406 | 0.0013707 | 0.0035414 | 0.0033792 | 0.015869 | 0.015099 | 4533.6499 | 4326.0018 | 4138.9079 | 7880.8738 | 7519.9178 | 7175.4937 | 6865.1626 | 8346.2142 | 7963.9448
SA1 | Hydro | 0 | 0 | 0 | 0 | 0 | 0 | 0 | 0 | 0 | 0 | 0 | 0 | 0 | 0 | 0 | 0 | 0 | 0 | 0 | 0 | 0 | 0 | 0 | 0 | 0 | 0 | 0 | 0 | 0
SA1 | Wind | 0.016974 | 0.016242 | 0.019248 | 0.018504 | 0.017656 | 0.016848 | 0.016706 | 0.018384 | 0.0176 | 0.017464 | 0.017112 | 24641.8683 | 23513.2332 | 22436.2915 | 66986.312 | 74817.7721 | 108912.2253 | 131133.6352 | 132283.8757 | 125872.1119 | 120106.9801 | 114605.9014 | 109649.3471 | 104334.6719 | 101097.1387 | 113036.3194 | 110854.5518 | 116735.0113 | 111388.3695
SA1 | Solar PV | 0.0024525 | 0.0033055 | 0.0038519 | 0.003937 | 0.0037567 | 0.0035917 | 0.0038864 | 0.004069 | 0.004017 | 0.0041986 | 0.0045309 | 0.0078373 | 0.0080008 | 0.0081127 | 0.0077742 | 0.011161 | 0.024366 | 0.023297 | 0.0223 | 3494.2306 | 4293.8389 | 7528.8711 | 12513.2016 | 11906.69 | 14550.0601 | 13883.6445 | 13283.1942 | 14400.931 | 13741.3514
SA1 | Grid Battery | 0.0025007 | 0.0024024 | 0.0022985 | 0.0021871 | 0.0020869 | 0.0020351 | 0.0021642 | 0.0022629 | 0.0032902 | 0.0031621 | 0.0030461 | 0.0055958 | 0.005346 | 0.0051132 | 0.012217 | 0.011722 | 0.15544 | 0.14834 | 11307.0129 | 10758.965 | 25098.6384 | 23949.0824 | 22913.315 | 21802.7126 | 20804.1151 | 19851.2548 | 18992.7132 | 18072.1412 | 17244.4091
SA1 | Pumped Hydro | 0 | 0 | 0.0034923 | 0.003323 | 0.0031708 | 0.0030862 | 0.0029967 | 0.0030603 | 0.002989 | 0.0030206 | 0.0030143 | 0.0044775 | 0.0042724 | 0.0040767 | 0.0054289 | 0.0054109 | 0.0075162 | 0.0071859 | 0.0068864 | 0.0065526 | 0.0075629 | 0.0072278 | 0.0069152 | 0.0086805 | 0.0083023 | 0.007922 | 0.0075888 | 0.0072316 | 0.0069004
SA1 | VPP | 0 | 0 | 0 | 0 | 0 | 0 | 0 | 0 | 0 | 0 | 0 | 0 | 0 | 0 | 0 | 0 | 0 | 0 | 0 | 0 | 0 | 0 | 0 | 0 | 0 | 0 | 0 | 0 | 0
Total excluding storage |  | 0.021197 | 0.02127 | 0.024857 | 0.024113 | 0.023009 | 0.021962 | 0.022049 | 0.02391 | 0.023046 | 0.023086 | 0.023066 | 24641.8782 | 23513.2432 | 22436.3015 | 66986.3219 | 74817.7852 | 108912.2544 | 131133.663 | 132283.9151 | 129366.3587 | 128934.4704 | 126460.7758 | 126301.4581 | 124122.2371 | 123167.1179 | 134095.4586 | 131002.9097 | 139482.1579 | 133093.667
Region | Technology | 2021-22 | 2022-23 | 2023-24 | 2024-25 | 2025-26 | 2026-27 | 2027-28 | 2028-29 | 2029-30 | 2030-31 | 2031-32 | 2032-33 | 2033-34 | 2034-35 | 2035-36 | 2036-37 | 2037-38 | 2038-39 | 2039-40 | 2040-41 | 2041-42 | 2042-43 | 2043-44 | 2044-45 | 2045-46 | 2046-47 | 2047-48 | 2048-49 | 2049-50
TAS1 | Black Coal | 0 | 0 | 0 | 0 | 0 | 0 | 0 | 0 | 0 | 0 | 0 | 0 | 0 | 0 | 0 | 0 | 0 | 0 | 0 | 0 | 0 | 0 | 0 | 0 | 0 | 0 | 0 | 0 | 0
TAS1 | Brown Coal | 0 | 0 | 0 | 0 | 0 | 0 | 0 | 0 | 0 | 0 | 0 | 0 | 0 | 0 | 0 | 0 | 0 | 0 | 0 | 0 | 0 | 0 | 0 | 0 | 0 | 0 | 0 | 0 | 0
TAS1 | CCGT | 0.00040481 | 0.00038626 | 0.00036956 | 0.00035165 | 0.00033554 | 0.00032017 | 0.0003167 | 0.00031374 | 0.00031132 | 0.00029706 | 0.00028421 | 0.00028494 | 0.00027189 | 0.00026763 | 0.00026601 | 0.00026333 | 0.00026345 | 0.00026247 | 0.00027635 | 0.00026296 | 0.00027297 | 0.00026047 | 0.00025992 | 0.00025898 | 0.00025814 | 0.00013369 | 0.00013976 | 0.00014884 | 0.0001495
TAS1 | Gas - Steam | 0 | 0 | 0 | 0 | 0 | 0 | 0 | 0 | 0 | 0 | 0 | 0 | 0 | 0 | 0 | 0 | 0 | 0 | 0 | 0 | 0 | 0 | 0 | 0 | 0 | 0 | 0 | 0 | 0
TAS1 | OCGT / Diesel | 0.0012999 | 0.0012511 | 0.001197 | 0.0011389 | 0.0010868 | 0.001037 | 0.00099216 | 0.00096465 | 0.00096384 | 0.00096417 | 0.00096633 | 0.001051 | 0.0010028 | 0.00097172 | 0.00096582 | 0.00096309 | 0.00096484 | 0.0009676 | 0.0012107 | 0.001152 | 0.0011281 | 0.0010764 | 0.0010299 | 0.00099485 | 0.00097534 | 0.00057653 | 0.00059191 | 0.0006694 | 0.00064721
TAS1 | Hydro | 0 | 0 | 0 | 0 | 0 | 0 | 0 | 0 | 0 | 0 | 0 | 0 | 0 | 0 | 0 | 0 | 0 | 0 | 0 | 0 | 0 | 0 | 0 | 0 | 0 | 0 | 0 | 0 | 0
TAS1 | Wind | 0.010391 | 0.0099263 | 15425.8248 | 29249.3921 | 41735.1783 | 52979.8568 | 63215.4816 | 72008.343 | 79970.2215 | 86934.3184 | 93297.4492 | 98370.7709 | 102923.4484 | 106721.0317 | 110157.1453 | 112396.473 | 114435.2414 | 116016.7344 | 117714.1593 | 118336.141 | 112916.165 | 107744.4322 | 103084.622 | 98088.1372 | 93595.5507 | 89308.7284 | 85446.239 | 76544.0432 | 68528.6911
TAS1 | Solar PV | 0.00031556 | 0.00042654 | 0.00058167 | 0.00063159 | 0.00062829 | 0.00065325 | 0.00071773 | 0.00072932 | 0.00084205 | 0.0010264 | 0.0012605 | 0.0012281 | 0.0011906 | 0.001136 | 0.0011025 | 0.0010675 | 0.0012065 | 0.0012963 | 0.0013174 | 0.0017788 | 0.0016974 | 0.0016196 | 0.0015496 | 0.0014745 | 0.0014069 | 0.0012448 | 0.0011521 | 0.0010427 | 0.00097074
TAS1 | Grid Battery | 0.0022262 | 0.0021242 | 0.0020323 | 0.0019338 | 0.0019129 | 0.0018854 | 0.001952 | 0.0021181 | 0.0026799 | 0.0026997 | 0.0026909 | 0.0029261 | 0.0027984 | 0.0028114 | 0.0028081 | 0.0028484 | 0.0028822 | 0.0028461 | 0.0034711 | 0.003314 | 0.0029695 | 0.0028411 | 0.0027918 | 0.0027391 | 0.0027116 | 0.002768 | 0.002765 | 0.0029909 | 0.0027334
TAS1 | Pumped Hydro | 0 | 0 | 0.0050372 | 0.0050346 | 0.0052 | 0.0052103 | 0.0052246 | 0.0052501 | 0.0053128 | 0.0053491 | 0.0054823 | 0.0058701 | 0.0056552 | 0.005554 | 0.0056184 | 0.0056628 | 0.0057169 | 0.0056915 | 0.0067473 | 0.0064417 | 0.0065552 | 0.0062799 | 0.0060602 | 0.0059081 | 0.0058606 | 0.0058732 | 0.0058719 | 0.0062218 | 0.0059728
TAS1 | VPP | 0 | 0 | 0 | 0 | 0 | 0 | 0 | 0 | 0 | 0 | 0 | 0 | 0 | 0 | 0 | 0 | 0 | 0 | 0 | 0 | 0 | 0 | 0 | 0 | 0 | 0 | 0 | 0 | 0
Total excluding storage |  | 0.012411 | 0.01199 | 15425.827 | 29249.3942 | 41735.1803 | 52979.8588 | 63215.4836 | 72008.345 | 79970.2236 | 86934.3207 | 93297.4517 | 98370.7734 | 102923.4509 | 106721.034 | 110157.1476 | 112396.4752 | 114435.2439 | 116016.737 | 117714.1621 | 118336.1442 | 112916.1681 | 107744.4352 | 103084.6249 | 98088.1399 | 93595.5534 | 89308.7303 | 85446.2409 | 76544.045 | 68528.6929

## BaseCase_REHAB Cost
Rehabilition cost by technology ($000s) - Base Case, Central Scenario
REHAB | Real June 2020 dollars discounted to 1 July 2020
Explicitly modelled generation
Region | Technology | 2021-22 | 2022-23 | 2023-24 | 2024-25 | 2025-26 | 2026-27 | 2027-28 | 2028-29 | 2029-30 | 2030-31 | 2031-32 | 2032-33 | 2033-34 | 2034-35 | 2035-36 | 2036-37 | 2037-38 | 2038-39 | 2039-40 | 2040-41 | 2041-42 | 2042-43 | 2043-44 | 2044-45 | 2045-46 | 2046-47 | 2047-48 | 2048-49 | 2049-50
NEM | Black Coal | 0 | 0 | 0 | 118649.0041 | 95333.8135 | 18663.4285 | 3880.1522 | 0 | 23413.197 | 2561.2686 | 11.4047 | 0 | 0 | 0 | 0 | 0 | 0 | 2.0588e-05 | 0 | 0 | 0 | 0 | 0 | 0 | 0 | 0 | 0 | 0 | 0
NEM | Brown Coal | 0 | 0 | 0 | 37334.6432 | 1246.8178 | 4167.1896 | 0 | 0 | 176.0417 | 6.2217e-05 | 0.00027719 | 0 | 0 | 0 | 0 | 0 | 0 | 0 | 0 | 0 | 0 | 0 | 0 | 0 | 0 | 0 | 0 | 0 | 0
NEM | CCGT | 0 | 0 | 0 | 0 | 0 | 0 | 0 | 0 | 0 | 0 | 0 | 0 | 0 | 0 | 0 | 0 | 0 | 0 | 0 | 0 | 0 | 0 | 0 | 0 | 0 | 0 | 0 | 0 | 0
NEM | Gas - Steam | 0 | 0 | 0 | 0 | 0 | 0 | 0 | 0 | 0 | 0 | 0 | 0 | 0 | 0 | 0 | 0 | 0 | 0 | 0 | 0 | 0 | 0 | 0 | 0 | 0 | 0 | 0 | 0 | 0
NEM | OCGT / Diesel | 0 | 0 | 0 | 0 | 0 | 0 | 0 | 0 | 0 | 0 | 0 | 0 | 0 | 0 | 0 | 0 | 0 | 0 | 0 | 0 | 0 | 0 | 0 | 0 | 0 | 0 | 0 | 0 | 0
NEM | Hydro | 0 | 0 | 0 | 0 | 0 | 0 | 0 | 0 | 0 | 0 | 0 | 0 | 0 | 0 | 0 | 0 | 0 | 0 | 0 | 0 | 0 | 0 | 0 | 0 | 0 | 0 | 0 | 0 | 0
NEM | Wind | 0 | 0 | 0 | 0 | 0 | 0 | 0 | 0 | 0 | 0 | 0 | 0 | 0 | 0 | 0 | 0 | 0 | 0 | 0 | 0 | 0 | 0 | 0 | 0 | 0 | 0 | 0 | 0 | 0
NEM | Solar PV | 0 | 0 | 0 | 0 | 0 | 0 | 0 | 0 | 0 | 0 | 0 | 0 | 0 | 0 | 0 | 0 | 0 | 0 | 0 | 0 | 0 | 0 | 0 | 0 | 0 | 0 | 0 | 0 | 0
NEM | Grid Battery | 0 | 0 | 0 | 0 | 0 | 0 | 0 | 0 | 0 | 0 | 0 | 0 | 0 | 0 | 0 | 0 | 0 | 0 | 0 | 0 | 0 | 0 | 0 | 0 | 0 | 0 | 0 | 0 | 0
NEM | Pumped Hydro | 0 | 0 | 0 | 0 | 0 | 0 | 0 | 0 | 0 | 0 | 0 | 0 | 0 | 0 | 0 | 0 | 0 | 0 | 0 | 0 | 0 | 0 | 0 | 0 | 0 | 0 | 0 | 0 | 0
NEM | VPP | 0 | 0 | 0 | 0 | 0 | 0 | 0 | 0 | 0 | 0 | 0 | 0 | 0 | 0 | 0 | 0 | 0 | 0 | 0 | 0 | 0 | 0 | 0 | 0 | 0 | 0 | 0 | 0 | 0
Total excluding storage |  | 0 | 0 | 0 | 155983.6473 | 96580.6313 | 22830.6181 | 3880.1522 | 0 | 23589.2387 | 2561.2687 | 11.405 | 0 | 0 | 0 | 0 | 0 | 0 | 2.0588e-05 | 0 | 0 | 0 | 0 | 0 | 0 | 0 | 0 | 0 | 0 | 0
Region | Technology | 2021-22 | 2022-23 | 2023-24 | 2024-25 | 2025-26 | 2026-27 | 2027-28 | 2028-29 | 2029-30 | 2030-31 | 2031-32 | 2032-33 | 2033-34 | 2034-35 | 2035-36 | 2036-37 | 2037-38 | 2038-39 | 2039-40 | 2040-41 | 2041-42 | 2042-43 | 2043-44 | 2044-45 | 2045-46 | 2046-47 | 2047-48 | 2048-49 | 2049-50
NSW1 | Black Coal | 0 | 0 | 0 | 27726.8878 | 95333.7671 | 8872.8781 | 3880.1521 | 0 | 23413.197 | 2561.2686 | 11.4047 | 0 | 0 | 0 | 0 | 0 | 0 | 0 | 0 | 0 | 0 | 0 | 0 | 0 | 0 | 0 | 0 | 0 | 0
NSW1 | Brown Coal | 0 | 0 | 0 | 0 | 0 | 0 | 0 | 0 | 0 | 0 | 0 | 0 | 0 | 0 | 0 | 0 | 0 | 0 | 0 | 0 | 0 | 0 | 0 | 0 | 0 | 0 | 0 | 0 | 0
NSW1 | CCGT | 0 | 0 | 0 | 0 | 0 | 0 | 0 | 0 | 0 | 0 | 0 | 0 | 0 | 0 | 0 | 0 | 0 | 0 | 0 | 0 | 0 | 0 | 0 | 0 | 0 | 0 | 0 | 0 | 0
NSW1 | Gas - Steam | 0 | 0 | 0 | 0 | 0 | 0 | 0 | 0 | 0 | 0 | 0 | 0 | 0 | 0 | 0 | 0 | 0 | 0 | 0 | 0 | 0 | 0 | 0 | 0 | 0 | 0 | 0 | 0 | 0
NSW1 | OCGT / Diesel | 0 | 0 | 0 | 0 | 0 | 0 | 0 | 0 | 0 | 0 | 0 | 0 | 0 | 0 | 0 | 0 | 0 | 0 | 0 | 0 | 0 | 0 | 0 | 0 | 0 | 0 | 0 | 0 | 0
NSW1 | Hydro | 0 | 0 | 0 | 0 | 0 | 0 | 0 | 0 | 0 | 0 | 0 | 0 | 0 | 0 | 0 | 0 | 0 | 0 | 0 | 0 | 0 | 0 | 0 | 0 | 0 | 0 | 0 | 0 | 0
NSW1 | Wind | 0 | 0 | 0 | 0 | 0 | 0 | 0 | 0 | 0 | 0 | 0 | 0 | 0 | 0 | 0 | 0 | 0 | 0 | 0 | 0 | 0 | 0 | 0 | 0 | 0 | 0 | 0 | 0 | 0
NSW1 | Solar PV | 0 | 0 | 0 | 0 | 0 | 0 | 0 | 0 | 0 | 0 | 0 | 0 | 0 | 0 | 0 | 0 | 0 | 0 | 0 | 0 | 0 | 0 | 0 | 0 | 0 | 0 | 0 | 0 | 0
NSW1 | Grid Battery | 0 | 0 | 0 | 0 | 0 | 0 | 0 | 0 | 0 | 0 | 0 | 0 | 0 | 0 | 0 | 0 | 0 | 0 | 0 | 0 | 0 | 0 | 0 | 0 | 0 | 0 | 0 | 0 | 0
NSW1 | Pumped Hydro | 0 | 0 | 0 | 0 | 0 | 0 | 0 | 0 | 0 | 0 | 0 | 0 | 0 | 0 | 0 | 0 | 0 | 0 | 0 | 0 | 0 | 0 | 0 | 0 | 0 | 0 | 0 | 0 | 0
NSW1 | VPP | 0 | 0 | 0 | 0 | 0 | 0 | 0 | 0 | 0 | 0 | 0 | 0 | 0 | 0 | 0 | 0 | 0 | 0 | 0 | 0 | 0 | 0 | 0 | 0 | 0 | 0 | 0 | 0 | 0
Total excluding storage |  | 0 | 0 | 0 | 27726.8878 | 95333.7671 | 8872.8781 | 3880.1521 | 0 | 23413.197 | 2561.2686 | 11.4047 | 0 | 0 | 0 | 0 | 0 | 0 | 0 | 0 | 0 | 0 | 0 | 0 | 0 | 0 | 0 | 0 | 0 | 0
Region | Technology | 2021-22 | 2022-23 | 2023-24 | 2024-25 | 2025-26 | 2026-27 | 2027-28 | 2028-29 | 2029-30 | 2030-31 | 2031-32 | 2032-33 | 2033-34 | 2034-35 | 2035-36 | 2036-37 | 2037-38 | 2038-39 | 2039-40 | 2040-41 | 2041-42 | 2042-43 | 2043-44 | 2044-45 | 2045-46 | 2046-47 | 2047-48 | 2048-49 | 2049-50
QLD1 | Black Coal | 0 | 0 | 0 | 90922.1163 | 0.046437 | 9790.5504 | 0.00012111 | 0 | 0 | 0 | 0 | 0 | 0 | 0 | 0 | 0 | 0 | 2.0588e-05 | 0 | 0 | 0 | 0 | 0 | 0 | 0 | 0 | 0 | 0 | 0
QLD1 | Brown Coal | 0 | 0 | 0 | 0 | 0 | 0 | 0 | 0 | 0 | 0 | 0 | 0 | 0 | 0 | 0 | 0 | 0 | 0 | 0 | 0 | 0 | 0 | 0 | 0 | 0 | 0 | 0 | 0 | 0
QLD1 | CCGT | 0 | 0 | 0 | 0 | 0 | 0 | 0 | 0 | 0 | 0 | 0 | 0 | 0 | 0 | 0 | 0 | 0 | 0 | 0 | 0 | 0 | 0 | 0 | 0 | 0 | 0 | 0 | 0 | 0
QLD1 | Gas - Steam | 0 | 0 | 0 | 0 | 0 | 0 | 0 | 0 | 0 | 0 | 0 | 0 | 0 | 0 | 0 | 0 | 0 | 0 | 0 | 0 | 0 | 0 | 0 | 0 | 0 | 0 | 0 | 0 | 0
QLD1 | OCGT / Diesel | 0 | 0 | 0 | 0 | 0 | 0 | 0 | 0 | 0 | 0 | 0 | 0 | 0 | 0 | 0 | 0 | 0 | 0 | 0 | 0 | 0 | 0 | 0 | 0 | 0 | 0 | 0 | 0 | 0
QLD1 | Hydro | 0 | 0 | 0 | 0 | 0 | 0 | 0 | 0 | 0 | 0 | 0 | 0 | 0 | 0 | 0 | 0 | 0 | 0 | 0 | 0 | 0 | 0 | 0 | 0 | 0 | 0 | 0 | 0 | 0
QLD1 | Wind | 0 | 0 | 0 | 0 | 0 | 0 | 0 | 0 | 0 | 0 | 0 | 0 | 0 | 0 | 0 | 0 | 0 | 0 | 0 | 0 | 0 | 0 | 0 | 0 | 0 | 0 | 0 | 0 | 0
QLD1 | Solar PV | 0 | 0 | 0 | 0 | 0 | 0 | 0 | 0 | 0 | 0 | 0 | 0 | 0 | 0 | 0 | 0 | 0 | 0 | 0 | 0 | 0 | 0 | 0 | 0 | 0 | 0 | 0 | 0 | 0
QLD1 | Grid Battery | 0 | 0 | 0 | 0 | 0 | 0 | 0 | 0 | 0 | 0 | 0 | 0 | 0 | 0 | 0 | 0 | 0 | 0 | 0 | 0 | 0 | 0 | 0 | 0 | 0 | 0 | 0 | 0 | 0
QLD1 | Pumped Hydro | 0 | 0 | 0 | 0 | 0 | 0 | 0 | 0 | 0 | 0 | 0 | 0 | 0 | 0 | 0 | 0 | 0 | 0 | 0 | 0 | 0 | 0 | 0 | 0 | 0 | 0 | 0 | 0 | 0
QLD1 | VPP | 0 | 0 | 0 | 0 | 0 | 0 | 0 | 0 | 0 | 0 | 0 | 0 | 0 | 0 | 0 | 0 | 0 | 0 | 0 | 0 | 0 | 0 | 0 | 0 | 0 | 0 | 0 | 0 | 0
Total excluding storage |  | 0 | 0 | 0 | 90922.1163 | 0.046437 | 9790.5504 | 0.00012111 | 0 | 0 | 0 | 0 | 0 | 0 | 0 | 0 | 0 | 0 | 2.0588e-05 | 0 | 0 | 0 | 0 | 0 | 0 | 0 | 0 | 0 | 0 | 0
Region | Technology | 2021-22 | 2022-23 | 2023-24 | 2024-25 | 2025-26 | 2026-27 | 2027-28 | 2028-29 | 2029-30 | 2030-31 | 2031-32 | 2032-33 | 2033-34 | 2034-35 | 2035-36 | 2036-37 | 2037-38 | 2038-39 | 2039-40 | 2040-41 | 2041-42 | 2042-43 | 2043-44 | 2044-45 | 2045-46 | 2046-47 | 2047-48 | 2048-49 | 2049-50
VIC1 | Black Coal | 0 | 0 | 0 | 0 | 0 | 0 | 0 | 0 | 0 | 0 | 0 | 0 | 0 | 0 | 0 | 0 | 0 | 0 | 0 | 0 | 0 | 0 | 0 | 0 | 0 | 0 | 0 | 0 | 0
VIC1 | Brown Coal | 0 | 0 | 0 | 37334.6432 | 1246.8178 | 4167.1896 | 0 | 0 | 176.0417 | 6.2217e-05 | 0.00027719 | 0 | 0 | 0 | 0 | 0 | 0 | 0 | 0 | 0 | 0 | 0 | 0 | 0 | 0 | 0 | 0 | 0 | 0
VIC1 | CCGT | 0 | 0 | 0 | 0 | 0 | 0 | 0 | 0 | 0 | 0 | 0 | 0 | 0 | 0 | 0 | 0 | 0 | 0 | 0 | 0 | 0 | 0 | 0 | 0 | 0 | 0 | 0 | 0 | 0
VIC1 | Gas - Steam | 0 | 0 | 0 | 0 | 0 | 0 | 0 | 0 | 0 | 0 | 0 | 0 | 0 | 0 | 0 | 0 | 0 | 0 | 0 | 0 | 0 | 0 | 0 | 0 | 0 | 0 | 0 | 0 | 0
VIC1 | OCGT / Diesel | 0 | 0 | 0 | 0 | 0 | 0 | 0 | 0 | 0 | 0 | 0 | 0 | 0 | 0 | 0 | 0 | 0 | 0 | 0 | 0 | 0 | 0 | 0 | 0 | 0 | 0 | 0 | 0 | 0
VIC1 | Hydro | 0 | 0 | 0 | 0 | 0 | 0 | 0 | 0 | 0 | 0 | 0 | 0 | 0 | 0 | 0 | 0 | 0 | 0 | 0 | 0 | 0 | 0 | 0 | 0 | 0 | 0 | 0 | 0 | 0
VIC1 | Wind | 0 | 0 | 0 | 0 | 0 | 0 | 0 | 0 | 0 | 0 | 0 | 0 | 0 | 0 | 0 | 0 | 0 | 0 | 0 | 0 | 0 | 0 | 0 | 0 | 0 | 0 | 0 | 0 | 0
VIC1 | Solar PV | 0 | 0 | 0 | 0 | 0 | 0 | 0 | 0 | 0 | 0 | 0 | 0 | 0 | 0 | 0 | 0 | 0 | 0 | 0 | 0 | 0 | 0 | 0 | 0 | 0 | 0 | 0 | 0 | 0
VIC1 | Grid Battery | 0 | 0 | 0 | 0 | 0 | 0 | 0 | 0 | 0 | 0 | 0 | 0 | 0 | 0 | 0 | 0 | 0 | 0 | 0 | 0 | 0 | 0 | 0 | 0 | 0 | 0 | 0 | 0 | 0
VIC1 | Pumped Hydro | 0 | 0 | 0 | 0 | 0 | 0 | 0 | 0 | 0 | 0 | 0 | 0 | 0 | 0 | 0 | 0 | 0 | 0 | 0 | 0 | 0 | 0 | 0 | 0 | 0 | 0 | 0 | 0 | 0
VIC1 | VPP | 0 | 0 | 0 | 0 | 0 | 0 | 0 | 0 | 0 | 0 | 0 | 0 | 0 | 0 | 0 | 0 | 0 | 0 | 0 | 0 | 0 | 0 | 0 | 0 | 0 | 0 | 0 | 0 | 0
Total excluding storage |  | 0 | 0 | 0 | 37334.6432 | 1246.8178 | 4167.1896 | 0 | 0 | 176.0417 | 6.2217e-05 | 0.00027719 | 0 | 0 | 0 | 0 | 0 | 0 | 0 | 0 | 0 | 0 | 0 | 0 | 0 | 0 | 0 | 0 | 0 | 0
Region | Technology | 2021-22 | 2022-23 | 2023-24 | 2024-25 | 2025-26 | 2026-27 | 2027-28 | 2028-29 | 2029-30 | 2030-31 | 2031-32 | 2032-33 | 2033-34 | 2034-35 | 2035-36 | 2036-37 | 2037-38 | 2038-39 | 2039-40 | 2040-41 | 2041-42 | 2042-43 | 2043-44 | 2044-45 | 2045-46 | 2046-47 | 2047-48 | 2048-49 | 2049-50
SA1 | Black Coal | 0 | 0 | 0 | 0 | 0 | 0 | 0 | 0 | 0 | 0 | 0 | 0 | 0 | 0 | 0 | 0 | 0 | 0 | 0 | 0 | 0 | 0 | 0 | 0 | 0 | 0 | 0 | 0 | 0
SA1 | Brown Coal | 0 | 0 | 0 | 0 | 0 | 0 | 0 | 0 | 0 | 0 | 0 | 0 | 0 | 0 | 0 | 0 | 0 | 0 | 0 | 0 | 0 | 0 | 0 | 0 | 0 | 0 | 0 | 0 | 0
SA1 | CCGT | 0 | 0 | 0 | 0 | 0 | 0 | 0 | 0 | 0 | 0 | 0 | 0 | 0 | 0 | 0 | 0 | 0 | 0 | 0 | 0 | 0 | 0 | 0 | 0 | 0 | 0 | 0 | 0 | 0
SA1 | Gas - Steam | 0 | 0 | 0 | 0 | 0 | 0 | 0 | 0 | 0 | 0 | 0 | 0 | 0 | 0 | 0 | 0 | 0 | 0 | 0 | 0 | 0 | 0 | 0 | 0 | 0 | 0 | 0 | 0 | 0
SA1 | OCGT / Diesel | 0 | 0 | 0 | 0 | 0 | 0 | 0 | 0 | 0 | 0 | 0 | 0 | 0 | 0 | 0 | 0 | 0 | 0 | 0 | 0 | 0 | 0 | 0 | 0 | 0 | 0 | 0 | 0 | 0
SA1 | Hydro | 0 | 0 | 0 | 0 | 0 | 0 | 0 | 0 | 0 | 0 | 0 | 0 | 0 | 0 | 0 | 0 | 0 | 0 | 0 | 0 | 0 | 0 | 0 | 0 | 0 | 0 | 0 | 0 | 0
SA1 | Wind | 0 | 0 | 0 | 0 | 0 | 0 | 0 | 0 | 0 | 0 | 0 | 0 | 0 | 0 | 0 | 0 | 0 | 0 | 0 | 0 | 0 | 0 | 0 | 0 | 0 | 0 | 0 | 0 | 0
SA1 | Solar PV | 0 | 0 | 0 | 0 | 0 | 0 | 0 | 0 | 0 | 0 | 0 | 0 | 0 | 0 | 0 | 0 | 0 | 0 | 0 | 0 | 0 | 0 | 0 | 0 | 0 | 0 | 0 | 0 | 0
SA1 | Grid Battery | 0 | 0 | 0 | 0 | 0 | 0 | 0 | 0 | 0 | 0 | 0 | 0 | 0 | 0 | 0 | 0 | 0 | 0 | 0 | 0 | 0 | 0 | 0 | 0 | 0 | 0 | 0 | 0 | 0
SA1 | Pumped Hydro | 0 | 0 | 0 | 0 | 0 | 0 | 0 | 0 | 0 | 0 | 0 | 0 | 0 | 0 | 0 | 0 | 0 | 0 | 0 | 0 | 0 | 0 | 0 | 0 | 0 | 0 | 0 | 0 | 0
SA1 | VPP | 0 | 0 | 0 | 0 | 0 | 0 | 0 | 0 | 0 | 0 | 0 | 0 | 0 | 0 | 0 | 0 | 0 | 0 | 0 | 0 | 0 | 0 | 0 | 0 | 0 | 0 | 0 | 0 | 0
Total excluding storage |  | 0 | 0 | 0 | 0 | 0 | 0 | 0 | 0 | 0 | 0 | 0 | 0 | 0 | 0 | 0 | 0 | 0 | 0 | 0 | 0 | 0 | 0 | 0 | 0 | 0 | 0 | 0 | 0 | 0
Region | Technology | 2021-22 | 2022-23 | 2023-24 | 2024-25 | 2025-26 | 2026-27 | 2027-28 | 2028-29 | 2029-30 | 2030-31 | 2031-32 | 2032-33 | 2033-34 | 2034-35 | 2035-36 | 2036-37 | 2037-38 | 2038-39 | 2039-40 | 2040-41 | 2041-42 | 2042-43 | 2043-44 | 2044-45 | 2045-46 | 2046-47 | 2047-48 | 2048-49 | 2049-50
TAS1 | Black Coal | 0 | 0 | 0 | 0 | 0 | 0 | 0 | 0 | 0 | 0 | 0 | 0 | 0 | 0 | 0 | 0 | 0 | 0 | 0 | 0 | 0 | 0 | 0 | 0 | 0 | 0 | 0 | 0 | 0
TAS1 | Brown Coal | 0 | 0 | 0 | 0 | 0 | 0 | 0 | 0 | 0 | 0 | 0 | 0 | 0 | 0 | 0 | 0 | 0 | 0 | 0 | 0 | 0 | 0 | 0 | 0 | 0 | 0 | 0 | 0 | 0
TAS1 | CCGT | 0 | 0 | 0 | 0 | 0 | 0 | 0 | 0 | 0 | 0 | 0 | 0 | 0 | 0 | 0 | 0 | 0 | 0 | 0 | 0 | 0 | 0 | 0 | 0 | 0 | 0 | 0 | 0 | 0
TAS1 | Gas - Steam | 0 | 0 | 0 | 0 | 0 | 0 | 0 | 0 | 0 | 0 | 0 | 0 | 0 | 0 | 0 | 0 | 0 | 0 | 0 | 0 | 0 | 0 | 0 | 0 | 0 | 0 | 0 | 0 | 0
TAS1 | OCGT / Diesel | 0 | 0 | 0 | 0 | 0 | 0 | 0 | 0 | 0 | 0 | 0 | 0 | 0 | 0 | 0 | 0 | 0 | 0 | 0 | 0 | 0 | 0 | 0 | 0 | 0 | 0 | 0 | 0 | 0
TAS1 | Hydro | 0 | 0 | 0 | 0 | 0 | 0 | 0 | 0 | 0 | 0 | 0 | 0 | 0 | 0 | 0 | 0 | 0 | 0 | 0 | 0 | 0 | 0 | 0 | 0 | 0 | 0 | 0 | 0 | 0
TAS1 | Wind | 0 | 0 | 0 | 0 | 0 | 0 | 0 | 0 | 0 | 0 | 0 | 0 | 0 | 0 | 0 | 0 | 0 | 0 | 0 | 0 | 0 | 0 | 0 | 0 | 0 | 0 | 0 | 0 | 0
TAS1 | Solar PV | 0 | 0 | 0 | 0 | 0 | 0 | 0 | 0 | 0 | 0 | 0 | 0 | 0 | 0 | 0 | 0 | 0 | 0 | 0 | 0 | 0 | 0 | 0 | 0 | 0 | 0 | 0 | 0 | 0
TAS1 | Grid Battery | 0 | 0 | 0 | 0 | 0 | 0 | 0 | 0 | 0 | 0 | 0 | 0 | 0 | 0 | 0 | 0 | 0 | 0 | 0 | 0 | 0 | 0 | 0 | 0 | 0 | 0 | 0 | 0 | 0
TAS1 | Pumped Hydro | 0 | 0 | 0 | 0 | 0 | 0 | 0 | 0 | 0 | 0 | 0 | 0 | 0 | 0 | 0 | 0 | 0 | 0 | 0 | 0 | 0 | 0 | 0 | 0 | 0 | 0 | 0 | 0 | 0
TAS1 | VPP | 0 | 0 | 0 | 0 | 0 | 0 | 0 | 0 | 0 | 0 | 0 | 0 | 0 | 0 | 0 | 0 | 0 | 0 | 0 | 0 | 0 | 0 | 0 | 0 | 0 | 0 | 0 | 0 | 0
Total excluding storage |  | 0 | 0 | 0 | 0 | 0 | 0 | 0 | 0 | 0 | 0 | 0 | 0 | 0 | 0 | 0 | 0 | 0 | 0 | 0 | 0 | 0 | 0 | 0 | 0 | 0 | 0 | 0 | 0 | 0

## BaseCase_REZ Tx Cost
REZ transmission expansion cost by region ($000s) - Base Case, Central Scenario
REZ Expansion | Real June 2020 dollars discounted to 1 July 2020. As with the total capital costs, the REZ transmission expansion costs are annualised for modelling purposes.
Explicitly modelled generation
Region | Technology | 2021-22 | 2022-23 | 2023-24 | 2024-25 | 2025-26 | 2026-27 | 2027-28 | 2028-29 | 2029-30 | 2030-31 | 2031-32 | 2032-33 | 2033-34 | 2034-35 | 2035-36 | 2036-37 | 2037-38 | 2038-39 | 2039-40 | 2040-41 | 2041-42 | 2042-43 | 2043-44 | 2044-45 | 2045-46 | 2046-47 | 2047-48 | 2048-49 | 2049-50
NSW1 | Transmission | 0.001278 | 4278.33 | 14086.6927 | 23132.3797 | 31180.0308 | 38916.6753 | 46001.9528 | 52115.6236 | 114834.0318 | 109574.4578 | 104835.5013 | 99754.1518 | 95185.2593 | 90825.6291 | 86897.5357 | 82685.6349 | 83355.5951 | 81387.8965 | 86437.9528 | 83899.324 | 88259.8039 | 96711.2988 | 92528.6577 | 88043.8178 | 85711.535 | 91310.8984 | 87361.8182 | 93262.3312 | 92890.7879
QLD1 | Transmission | 0.0012693 | 0.001334 | 0.0014074 | 0.001612 | 0.0015517 | 0.0015249 | 0.0027125 | 1028.2489 | 981.1564 | 936.2179 | 895.7277 | 852.312 | 813.275 | 776.0259 | 2963.6287 | 2819.9825 | 31169.2737 | 29741.6734 | 28455.3837 | 27708.3879 | 30075.0589 | 44277.3425 | 42362.4042 | 60551.2786 | 68075.8606 | 97513.3229 | 93295.9953 | 88773.9627 | 100272.6742
VIC1 | Transmission | 0.00024925 | 0.00023783 | 0.00022754 | 0.00021652 | 0.0002066 | 0.00019714 | 0.00018861 | 0.00017947 | 0.00017125 | 0.0001634 | 0.00015634 | 0.00014876 | 0.00014195 | 0.00013614 | 0.00013139 | 0.00012634 | 5638.9217 | 5882.7389 | 5628.3179 | 5355.5148 | 5110.224 | 4876.168 | 8187.5903 | 7790.7399 | 7433.9122 | 10350.0948 | 11851.9837 | 11277.5222 | 17093.631
SA1 | Transmission | 0.0012764 | 0.0012828 | 0.0014454 | 0.0013999 | 0.0013358 | 0.0012788 | 0.0012923 | 0.0015388 | 0.001481 | 0.0014633 | 0.0014504 | 0.0028409 | 0.0027544 | 0.0027184 | 0.0043084 | 166.9847 | 7185.533 | 10942.5695 | 11500.0475 | 10942.6432 | 10441.4535 | 9963.2191 | 9532.3234 | 9070.2942 | 9141.2432 | 17158.8302 | 17280.6106 | 20060.2534 | 19141.4665
TAS1 | Transmission | 4.9539e-06 | 4.727e-06 | 4.5225e-06 | 4.3033e-06 | 4.1062e-06 | 3.9182e-06 | 3.7487e-06 | 3.567e-06 | 7.6999e-06 | 556.4041 | 1320.0747 | 2317.5689 | 3224.283 | 4043.076 | 4792.8895 | 5440.4337 | 6030.8078 | 6556.5916 | 7067.265 | 7480.4564 | 7137.84 | 6810.9161 | 6516.3526 | 6200.5067 | 5916.514 | 5645.5286 | 5401.3666 | 5139.5638 | 4904.1639
NEM | Total | 0.0040779 | 4278.3329 | 14086.6958 | 23132.3829 | 31180.0339 | 38916.6783 | 46001.957 | 53143.8742 | 115815.1898 | 111067.0814 | 107051.3052 | 102924.0357 | 99222.8202 | 95644.7338 | 94654.0584 | 91113.036 | 133380.1314 | 134511.4698 | 139088.9668 | 135386.3262 | 141024.3803 | 162638.9444 | 159127.3282 | 171656.6371 | 176279.0649 | 221978.675 | 215191.7744 | 218513.6332 | 234302.7235

## BaseCase_USE+DSP Cost
USE and USE / DSP cost by region ($000s) - Base Case, Central Scenario
USE / DSP | Real June 2020 dollars discounted to 1 July 2020
Explicitly modelled generation
Region | Technology | 2021-22 | 2022-23 | 2023-24 | 2024-25 | 2025-26 | 2026-27 | 2027-28 | 2028-29 | 2029-30 | 2030-31 | 2031-32 | 2032-33 | 2033-34 | 2034-35 | 2035-36 | 2036-37 | 2037-38 | 2038-39 | 2039-40 | 2040-41 | 2041-42 | 2042-43 | 2043-44 | 2044-45 | 2045-46 | 2046-47 | 2047-48 | 2048-49 | 2049-50
NSW1 | USE / DSP | 0.003142 | 0.0031345 | 8.8989 | 814.1751 | 0.0031912 | 0.0031778 | 0.0031745 | 0.0031884 | 0.0031662 | 0.0031641 | 0.0031698 | 12271.0451 | 12.5077 | 0.003297 | 2373.2692 | 55.9129 | 26803.7689 | 21.598 | 16171.1887 | 1155.3583 | 28484.0921 | 14.5908 | 4736.953 | 16845.274 | 10573.5051 | 2718.5853 | 102.6506 | 1365.2437 | 0.0034689
QLD1 | USE / DSP | 0.0031365 | 0.0031304 | 0.0031426 | 0.0031736 | 0.003181 | 0.0031738 | 0.0031695 | 83.6803 | 0.0031642 | 0.0031628 | 0.0031763 | 677.3893 | 20791.2152 | 480.4528 | 2631.6555 | 1574.784 | 58082.91 | 619.9013 | 10467.0579 | 8248.8949 | 4046.7459 | 9449.1679 | 7811.9128 | 13195.5112 | 5053.0725 | 67129.6658 | 2963.1989 | 5587.5348 | 21982.7665
VIC1 | USE / DSP | 0.003105 | 0.0030861 | 0.0031085 | 0.0031373 | 0.0031459 | 0.0031274 | 0.003141 | 0.0031459 | 0.0031276 | 0.0031246 | 0.0031355 | 1577.8372 | 0.0032388 | 0.0032545 | 1094.3628 | 2.0061 | 10839.7502 | 0.0033254 | 8167.163 | 247.0904 | 16528.4011 | 0.0033731 | 1462.4075 | 11235.3722 | 1592.9839 | 1636.0744 | 127.4426 | 1437.543 | 674.9218
SA1 | USE / DSP | 0.003143 | 0.0031144 | 0.0032037 | 0.0031665 | 0.003181 | 0.0031547 | 0.0031646 | 0.0031737 | 0.0031521 | 0.0031492 | 0.0031694 | 1721.6664 | 0.0032752 | 0.0032871 | 1303.8131 | 1133.0935 | 5868.7296 | 11.1093 | 4874.8102 | 488.4126 | 5932.2408 | 0.003379 | 1626.1066 | 4746.7085 | 4529.6978 | 1638.9921 | 123.7453 | 1164.8609 | 0.0034192
TAS1 | USE / DSP | 0.0025871 | 0.0025749 | 0.0025891 | 0.0025806 | 0.0025646 | 0.0025645 | 0.0025725 | 0.0025655 | 0.0025658 | 0.0025652 | 0.0025594 | 131.2438 | 0.0025523 | 0.0025501 | 0.0025561 | 0.0025484 | 0.0025483 | 0.0025474 | 430.6153 | 0.002546 | 548.2361 | 0.002546 | 0.0025529 | 0.0025453 | 0.0025442 | 0.0025445 | 0.002551 | 49.5357 | 0.0025426
NEM | Total | 0.015114 | 0.01504 | 8.911 | 814.1872 | 0.015264 | 0.015198 | 0.015222 | 83.6924 | 0.015176 | 0.015166 | 0.01521 | 16379.1818 | 20803.732 | 480.4652 | 7403.1032 | 2765.799 | 101595.1613 | 652.6144 | 40110.835 | 10139.7587 | 55539.716 | 9463.768 | 15637.3825 | 46022.8685 | 21749.262 | 73123.3201 | 3317.0399 | 9604.7182 | 22657.6977

## BaseCase_SyncCon Cost
Synchronous Condenser cost by region ($000s) - Base Case, Central Scenario
SyncCon | Real June 2020 dollars discounted to 1 July 2020
Explicitly modelled generation
Region | Technology | 2021-22 | 2022-23 | 2023-24 | 2024-25 | 2025-26 | 2026-27 | 2027-28 | 2028-29 | 2029-30 | 2030-31 | 2031-32 | 2032-33 | 2033-34 | 2034-35 | 2035-36 | 2036-37 | 2037-38 | 2038-39 | 2039-40 | 2040-41 | 2041-42 | 2042-43 | 2043-44 | 2044-45 | 2045-46 | 2046-47 | 2047-48 | 2048-49 | 2049-50
NSW1 | SyncCon | 0 | 0 | 0 | 0 | 0 | 0 | 0 | 0 | 0 | 0 | 0 | 0 | 0 | 0 | 0 | 0 | 0 | 0 | 0 | 0 | 0 | 0 | 0 | 0 | 0 | 0 | 0 | 0 | 0
QLD1 | SyncCon | 0 | 0 | 0 | 1.9207e-06 | 1.8328e-06 | 1.7488e-06 | 1.6732e-06 | 1.5921e-06 | 1.5192e-06 | 1.4496e-06 | 1.3869e-06 | 1.3197e-06 | 1.2592e-06 | 1.2016e-06 | 1.1496e-06 | 1.0939e-06 | 1.0438e-06 | 9.9596e-07 | 9.5289e-07 | 9.067e-07 | 8.6517e-07 | 8.2555e-07 | 7.8984e-07 | 1.3589e-06 | 2.2642e-06 | 2.8256e-06 | 3.37e-06 | 3.9096e-06 | 4.751e-06
VIC1 | SyncCon | 0 | 0 | 0 | 5406.3509 | 5158.7318 | 5138.8182 | 5860.1525 | 5617.3106 | 5360.0292 | 5114.5317 | 5471.9278 | 5515.4349 | 5262.8196 | 5021.7744 | 4804.589 | 4571.7118 | 4362.3205 | 4162.5195 | 3982.4958 | 3789.4653 | 3615.902 | 3450.2882 | 3301.0676 | 3141.0657 | 2997.2001 | 2859.9237 | 2736.2357 | 3087.5991 | 2946.1824
SA1 | SyncCon | 0 | 0 | 0 | 0 | 0 | 0 | 0 | 0 | 0 | 0 | 0 | 0 | 0 | 0 | 0 | 0 | 0 | 0 | 0 | 0 | 0 | 0 | 0 | 0 | 0 | 0 | 0 | 0 | 0
TAS1 | SyncCon | 1251.1394 | 1391.7555 | 1555.1833 | 967.9728 | 672.1794 | 998.1434 | 726.812 | 743.35 | 1077.2447 | 1259.2447 | 1458.7015 | 1423.0919 | 1514.8159 | 1744.0384 | 1880.0133 | 1981.3519 | 1859.9997 | 1785.6043 | 1756.8187 | 1902.9063 | 1704.3215 | 1626.1599 | 1668.0774 | 1580.0741 | 1539.7843 | 1404.5643 | 1314.4857 | 1241.5375 | 1285.3705
NEM | Total | 1251.1394 | 1391.7555 | 1555.1833 | 6374.3237 | 5830.9112 | 6136.9615 | 6586.9645 | 6360.6606 | 6437.2739 | 6373.7764 | 6930.6293 | 6938.5268 | 6777.6354 | 6765.8127 | 6684.6023 | 6553.0638 | 6222.3202 | 5948.1238 | 5739.3145 | 5692.3716 | 5320.2235 | 5076.448 | 4969.145 | 4721.1398 | 4536.9843 | 4264.488 | 4050.7214 | 4329.1366 | 4231.5529

## BaseCase_System Strength Cost
System Strength cost by region ($000s) - Base Case, Central Scenario
System Strength | Real June 2020 dollars discounted to 1 July 2020
Explicitly modelled generation
Region | Technology | 2021-22 | 2022-23 | 2023-24 | 2024-25 | 2025-26 | 2026-27 | 2027-28 | 2028-29 | 2029-30 | 2030-31 | 2031-32 | 2032-33 | 2033-34 | 2034-35 | 2035-36 | 2036-37 | 2037-38 | 2038-39 | 2039-40 | 2040-41 | 2041-42 | 2042-43 | 2043-44 | 2044-45 | 2045-46 | 2046-47 | 2047-48 | 2048-49 | 2049-50
NSW1 | System Strength | 9.3119e-05 | 480.0192 | 1580.4959 | 2595.4023 | 3498.3312 | 4366.3657 | 5161.3184 | 5847.2588 | 14365.2363 | 13707.2865 | 13114.4638 | 12478.8091 | 11907.2606 | 11361.8899 | 10870.5026 | 10343.6121 | 10657.2555 | 10443.7798 | 10953.6325 | 10667.7972 | 11165.9516 | 12940.9008 | 12381.2232 | 11781.1085 | 11635.6179 | 12634.9821 | 12341.45 | 12889.8027 | 12747.1402
QLD1 | System Strength | 0.00036463 | 0.00037775 | 0.00037744 | 608.4134 | 1202.0847 | 1147.0274 | 1280.3234 | 1413.3799 | 2224.0194 | 2122.1559 | 2030.3754 | 1931.9636 | 1843.4767 | 1759.0427 | 1893.6007 | 1801.8184 | 2852.4694 | 2721.822 | 2604.1066 | 2509.817 | 2893.1761 | 4896.0088 | 4684.2626 | 4980.4723 | 5076.7377 | 6238.5142 | 5968.7064 | 5679.4047 | 6756.9183
VIC1 | System Strength | 0.00014026 | 0.00013914 | 0.00014108 | 0.00018766 | 0.00017906 | 0.00017107 | 0.00018181 | 0.00019839 | 0.00019203 | 0.00019318 | 0.000197 | 0.00090898 | 655.3087 | 894.5221 | 879.6663 | 1469.8762 | 3623.641 | 3616.514 | 3460.1044 | 3292.3943 | 3629.5432 | 3662.4668 | 4618.3916 | 4394.5394 | 4910.6107 | 5484.6213 | 6110.9957 | 6319.5698 | 6874.8613
SA1 | System Strength | 0.00027877 | 0.00028673 | 0.00033688 | 0.0003284 | 0.00031335 | 0.00029947 | 0.000306 | 0.0003462 | 0.00033463 | 0.00033642 | 0.0003424 | 455.8467 | 434.9682 | 415.046 | 1412.3953 | 1579.9621 | 2306.2872 | 2824.1695 | 2859.3091 | 2720.7191 | 2596.1061 | 2634.8418 | 2771.0819 | 2636.7683 | 2710.9223 | 2959.0558 | 2897.1048 | 3124.6086 | 2981.497
TAS1 | System Strength | 0.00012876 | 0.00012663 | 187.5461 | 356.9119 | 510.5301 | 644.468 | 767.1129 | 873.1527 | 969.8228 | 1059.7727 | 1177.1673 | 1325.7772 | 1461.302 | 1581.6308 | 1692.3872 | 1780.834 | 1861.9372 | 1932.0501 | 2002.379 | 2051.7528 | 1957.7794 | 1868.1101 | 1787.3167 | 1700.6859 | 1622.7919 | 1548.4656 | 1481.4964 | 1409.6887 | 1345.1228
NEM | Total | 0.0010055 | 480.0201 | 1768.0429 | 3560.7281 | 5210.9464 | 6157.8616 | 7208.7552 | 8133.792 | 17559.079 | 16889.2157 | 16322.007 | 16192.3976 | 16302.3162 | 16012.1315 | 16748.552 | 16976.1028 | 21301.5902 | 21538.3353 | 21879.5316 | 21242.4804 | 22242.5563 | 26002.3283 | 26242.2761 | 25493.5744 | 25956.6806 | 28865.639 | 28799.7532 | 29423.0745 | 30705.5396

## Marinus_CF
Annual capacity factor by technology - Marinus Link, Central Scenario
Explicitly modelled generation
Region | Technology | 2021-22 | 2022-23 | 2023-24 | 2024-25 | 2025-26 | 2026-27 | 2027-28 | 2028-29 | 2029-30 | 2030-31 | 2031-32 | 2032-33 | 2033-34 | 2034-35 | 2035-36 | 2036-37 | 2037-38 | 2038-39 | 2039-40 | 2040-41 | 2041-42 | 2042-43 | 2043-44 | 2044-45 | 2045-46 | 2046-47 | 2047-48 | 2048-49 | 2049-50
NEM | Black Coal | 56.23% | 50.66% | 55.06% | 65.18% | 70.33% | 68.96% | 64.05% | 70.98% | 67.21% | 65.75% | 61.53% | 65.1% | 71.36% | 66.95% | 65.81% | 68.64% | 71.75% | 72.95% | 70.06% | 65.79% | 64.53% | 70.4% | 64.73% | 62.78% | 61.7% | 61.77% | 59.28% | 58.18% | 54.44%
NEM | Brown Coal | 71.35% | 67.59% | 68.34% | 68.77% | 72.59% | 74.9% | 72.56% | 71.77% | 70.47% | 74.01% | 73.01% | 71.95% | 74.01% | 73.31% | 75.51% | 70.98% | 66.83% | 68.82% | 60.53% | 65.01% | 71.25% | 69.84% | 66.44% | 67.13% | 63.68% | 65.09% | 66.39% | - | -
NEM | CCGT | 8.417% | 8.417% | 7.572% | 7.783% | 7.089% | 7.15% | 6.916% | 7.901% | 6.976% | 7.159% | 7.464% | 15.26% | 16.8% | 20.37% | 14.27% | 15.09% | 29.48% | 30.24% | 26.57% | 27.84% | 29.54% | 32.6% | 28.64% | 29.93% | 31.45% | 28.26% | 28.34% | 28.26% | 28.26%
NEM | Gas - Steam | 5.784% | 5.9% | 6.034% | 1.41% | 1.317% | 1.404% | 1.33% | 1.405% | 1.282% | 1.312% | 1.29% | 1.645% | 1.344% | 1.793% | 1.985% | 1.8% | 4.504% | 4.666% | 22.75% | 25.84% | 27.12% | 32.91% | 32.59% | 26.03% | 35.83% | - | - | - | -
NEM | OCGT / Diesel | 0.09057% | 0.04108% | 0.2036% | 0.1567% | 0.06232% | 0.1107% | 0.04377% | 0.1397% | 0.01588% | 0.05655% | 0.04523% | 0.6545% | 0.4152% | 0.6654% | 0.6029% | 0.7111% | 2.665% | 2.815% | 6.368% | 7.654% | 5.29% | 9.025% | 13.92% | 7.946% | 9.17% | 12.03% | 16.33% | 18.29% | 18.95%
NEM | Hydro | 20.33% | 20.69% | 20.57% | 24.36% | 24.55% | 21.87% | 24.37% | 27.78% | 23.49% | 21.22% | 21.14% | 23.85% | 25% | 25.35% | 24.3% | 22.61% | 26.35% | 22.75% | 20.65% | 20.71% | 19.7% | 22.11% | 23% | 22.98% | 22.41% | 25.17% | 22.41% | 21.71% | 20.37%
NEM | Wind | 34.17% | 35.79% | 32.84% | 33.61% | 36.22% | 37.82% | 38.89% | 35.82% | 33.99% | 35.01% | 36.66% | 34.73% | 33.88% | 35.98% | 37.22% | 38.12% | 36.4% | 35.8% | 36.24% | 36.83% | 34.97% | 32.56% | 35.03% | 36.82% | 37.35% | 35.56% | 34.9% | 34.62% | 34.06%
NEM | Solar PV | 29.56% | 29.16% | 29.66% | 28.44% | 27.85% | 29.49% | 29.89% | 26.41% | 27.48% | 28.76% | 29.24% | 29.3% | 28.25% | 27.54% | 29.37% | 29.46% | 26.16% | 27.42% | 28.73% | 29.17% | 29.19% | 27.9% | 27.2% | 28.84% | 28.66% | 25.37% | 26.14% | 26.83% | 27.08%
NEM | Grid Battery | 9.495% | 5.838% | 5.94% | 6.823% | 6.751% | 6.915% | 6.088% | 5.933% | 5.352% | 5.591% | 5.576% | 5.981% | 5.846% | 5.359% | 5.757% | 5.88% | 10.87% | 10.78% | 11.54% | 11.21% | 12.9% | 13.92% | 13.8% | 14.26% | 14.12% | 13.47% | 13.59% | 13.63% | 13.66%
NEM | Pumped Hydro | 0.6823% | 1.813% | 2.808% | 20.72% | 20.06% | 21.55% | 18.61% | 22.04% | 21.43% | 23.51% | 23.15% | 26.32% | 24.59% | 24.14% | 25.94% | 25.93% | 24.78% | 23.96% | 25.15% | 23.68% | 24.55% | 24.8% | 23.77% | 25.36% | 24.62% | 24% | 22.93% | 24.6% | 24.49%
NEM | VPP | 7.708% | 8.953% | 8.234% | 9.647% | 9.898% | 9.839% | 8.823% | 8.566% | 7.81% | 7.775% | 7.791% | 8.099% | 7.909% | 7.481% | 7.6% | 7.587% | 6.756% | 6.538% | 6.304% | 6.078% | 5.934% | 5.801% | 5.617% | 5.786% | 5.528% | 5.165% | 5.129% | 5.074% | 4.688%
Region | Technology | 2021-22 | 2022-23 | 2023-24 | 2024-25 | 2025-26 | 2026-27 | 2027-28 | 2028-29 | 2029-30 | 2030-31 | 2031-32 | 2032-33 | 2033-34 | 2034-35 | 2035-36 | 2036-37 | 2037-38 | 2038-39 | 2039-40 | 2040-41 | 2041-42 | 2042-43 | 2043-44 | 2044-45 | 2045-46 | 2046-47 | 2047-48 | 2048-49 | 2049-50
NSW1 | Black Coal | 51.38% | 45.32% | 49.35% | 59.99% | 68.81% | 66.15% | 61.36% | 68.55% | 64.26% | 65.1% | 57.25% | 56.4% | 70.5% | 62.6% | 53.83% | 66.3% | 70.5% | 70.5% | 69.69% | 57.33% | 54.66% | - | - | - | - | - | - | - | -
NSW1 | Brown Coal | bar: 2021-22 to 2049-50
NSW1 | CCGT | 0.6146% | 0.6146% | 1.85% | 1.17% | 1.161% | 1.161% | 1.164% | 1.165% | 1.161% | 1.161% | 1.164% | 7.209% | 7.441% | 17.59% | 7.799% | 8.061% | 25.55% | 29.19% | 25.55% | 25.43% | 26.42% | 30.77% | 0.5346% | - | - | - | - | - | -
NSW1 | Gas - Steam | bar: 2021-22 to 2049-50
NSW1 | OCGT / Diesel | 0.001432% | 8.209e-08% | 0.119% | 0.3622% | 0.09746% | 0.1438% | 0.06327% | 0.1152% | 1.15e-07% | 0.01944% | 0.0004606% | 0.2284% | 0.1657% | 0.184% | 0.5068% | 0.3323% | 1.459% | 1.116% | 6.694% | 10.07% | 5.453% | 9.684% | 19.05% | 8.659% | 8.589% | 11.45% | 20.13% | 22.94% | 23.33%
NSW1 | Hydro | 8.83% | 9.288% | 8.512% | 12.24% | 12.69% | 11.47% | 11.08% | 15.19% | 12.29% | 10.95% | 10.8% | 12.19% | 13.77% | 14.37% | 14.83% | 13.82% | 17.55% | 14.15% | 13.15% | 12% | 11.74% | 14.52% | 14.76% | 15.47% | 15.1% | 18.17% | 14.87% | 14.17% | 13.31%
NSW1 | Wind | 32.14% | 36.7% | 35.21% | 34.55% | 37.6% | 38.67% | 38.35% | 34.08% | 30.76% | 33.02% | 34.42% | 34.1% | 33.15% | 35.3% | 36.9% | 36.9% | 33.5% | 30.58% | 32.84% | 33.86% | 33.96% | 32.18% | 34.38% | 36.07% | 35.89% | 32.14% | 29.73% | 31.27% | 31.47%
NSW1 | Solar PV | 28.63% | 28.53% | 28.72% | 27.65% | 26.32% | 28.48% | 28.84% | 26.16% | 26.93% | 28.44% | 29.04% | 28.77% | 27.89% | 26.8% | 28.89% | 28.87% | 25.99% | 26.89% | 28.43% | 28.91% | 28.76% | 27.83% | 26.86% | 28.79% | 28.75% | 25.73% | 26.24% | 27.46% | 27.47%
NSW1 | Grid Battery | - | - | - | - | - | - | - | - | - | - | - | - | - | - | - | - | - | - | 14.94% | 14.32% | 14.52% | 14.26% | 14.14% | 14.72% | 14.54% | 14.3% | 13.81% | 14.47% | 14.33%
NSW1 | Pumped Hydro | 0.9847% | 3.181% | 4.434% | 45.33% | 22.4% | 24.74% | 21.46% | 24.98% | 23.18% | 25.37% | 25.01% | 27.95% | 26.03% | 25.59% | 27.5% | 27.52% | 26.56% | 25.31% | 26.57% | 25.2% | 25.84% | 25.77% | 24.7% | 26.98% | 26.19% | 27.23% | 25.33% | 27.12% | 26.87%
NSW1 | VPP | 7.14% | 8.852% | 7.374% | 9.32% | 9.398% | 9.511% | 8.686% | 8.517% | 7.609% | 7.565% | 7.322% | 7.721% | 7.448% | 6.932% | 7.06% | 7.019% | 6.536% | 6.26% | 6.034% | 5.823% | 5.72% | 5.67% | 5.514% | 5.784% | 5.551% | 5.348% | 5.142% | 5.332% | 5.062%
Region | Technology | 2021-22 | 2022-23 | 2023-24 | 2024-25 | 2025-26 | 2026-27 | 2027-28 | 2028-29 | 2029-30 | 2030-31 | 2031-32 | 2032-33 | 2033-34 | 2034-35 | 2035-36 | 2036-37 | 2037-38 | 2038-39 | 2039-40 | 2040-41 | 2041-42 | 2042-43 | 2043-44 | 2044-45 | 2045-46 | 2046-47 | 2047-48 | 2048-49 | 2049-50
QLD1 | Black Coal | 62.34% | 57.07% | 60.89% | 71.31% | 71.59% | 71.19% | 65.87% | 72.82% | 68.53% | 66.01% | 63.26% | 67.95% | 71.64% | 68.37% | 68.75% | 69.27% | 72.18% | 73.81% | 70.19% | 68.72% | 67.95% | 70.4% | 64.73% | 62.78% | 61.7% | 61.77% | 59.28% | 58.18% | 54.44%
QLD1 | Brown Coal | bar: 2021-22 to 2049-50
QLD1 | CCGT | 8.33% | 8.33% | 9.298% | 10.92% | 9.6% | 9.716% | 9.261% | 11.14% | 9.385% | 9.732% | 10.3% | 21.06% | 23.91% | 23.92% | 20.25% | 23.98% | 37.09% | 36.4% | 32.84% | 35.25% | 37.77% | 40.64% | 39.97% | 36.25% | 50.69% | 60.92% | 61.08% | 60.92% | 60.92%
QLD1 | Gas - Steam | 5.044% | 5.044% | 10.02% | 9.894% | 9.894% | 9.894% | 9.921% | 9.894% | 9.894% | 9.894% | 9.921% | 9.894% | 9.894% | 9.894% | 9.921% | 9.894% | 22.3% | 25.33% | 22.75% | 25.84% | 27.12% | 32.91% | 32.59% | 26.03% | 35.83% | - | - | - | -
QLD1 | OCGT / Diesel | 1.037e-07% | 1.074e-07% | 0.009978% | 0.1957% | 0.0871% | 0.129% | 0.05302% | 0.3249% | 0.0499% | 0.1529% | 0.1423% | 1.062% | 0.723% | 0.4407% | 0.7347% | 1.338% | 4.575% | 4.673% | 8.424% | 8.16% | 7.297% | 12.61% | 13.73% | 13.34% | 16.24% | 18.28% | 17.81% | 16.64% | 16.87%
QLD1 | Hydro | 51.22% | 51% | 51.01% | 50.58% | 50.37% | 50.16% | 50.15% | 49.74% | 49.52% | 48.53% | 49.35% | 48.94% | 48.73% | 48.52% | 48.48% | 48.09% | 41.47% | 41.49% | 41.12% | 40.92% | 40.91% | - | - | - | - | - | - | - | -
QLD1 | Wind | 36.02% | 34.98% | 34.93% | 33.23% | 42.92% | 44.09% | 46.11% | 43.59% | 41.28% | 42.62% | 41.59% | 39.35% | 35.67% | 41.32% | 40.57% | 43.76% | 43.58% | 43.25% | 44.31% | 41.7% | 39.52% | 33.22% | 38.99% | 39.52% | 42.12% | 41.85% | 41.79% | 42.24% | 37.62%
QLD1 | Solar PV | 31.43% | 30.43% | 31.03% | 29.65% | 30.07% | 31.49% | 31.87% | 26.62% | 28.83% | 29.98% | 30.46% | 30.92% | 29.58% | 30.04% | 31.54% | 31.76% | 26.36% | 28.42% | 29.61% | 30.2% | 30.22% | 28.46% | 28.25% | 29.55% | 29.48% | 25.31% | 26.93% | 27.86% | 27.93%
QLD1 | Grid Battery | - | 14.68% | 14.92% | 18.6% | 19.79% | 19.53% | 18.56% | 18.54% | 18.12% | 18.16% | 18.06% | 18.41% | 18.15% | 18.27% | 18.25% | 18.44% | 15.22% | 15.22% | 15.29% | 15.12% | 14.9% | 14.81% | 14.9% | 14.83% | 14.52% | 13.37% | 13.85% | 13.68% | 14.13%
QLD1 | Pumped Hydro | 0.555% | 1.237% | 2.123% | 10.36% | 10.71% | 8.762% | 7.211% | 10.28% | 8.304% | 9.555% | 9.2% | 14.11% | 13.76% | 13.28% | 14.2% | 14.01% | 19.25% | 19.76% | 20.61% | 18.85% | 20.54% | 22.76% | 21.88% | 21.99% | 21.24% | 18.53% | 18.54% | 19.69% | 20.34%
QLD1 | VPP | 6.698% | 7.553% | 7.373% | 9.489% | 10.28% | 10.05% | 9.405% | 9.219% | 8.854% | 8.788% | 8.953% | 9.002% | 8.67% | 8.559% | 8.244% | 8.279% | 6.259% | 6.179% | 6.087% | 6.008% | 6.016% | 6.084% | 5.979% | 5.751% | 5.349% | 4.443% | 4.689% | 4.717% | 4.277%
Region | Technology | 2021-22 | 2022-23 | 2023-24 | 2024-25 | 2025-26 | 2026-27 | 2027-28 | 2028-29 | 2029-30 | 2030-31 | 2031-32 | 2032-33 | 2033-34 | 2034-35 | 2035-36 | 2036-37 | 2037-38 | 2038-39 | 2039-40 | 2040-41 | 2041-42 | 2042-43 | 2043-44 | 2044-45 | 2045-46 | 2046-47 | 2047-48 | 2048-49 | 2049-50
VIC1 | Black Coal | bar: 2021-22 to 2049-50
VIC1 | Brown Coal | 71.35% | 67.59% | 68.34% | 68.77% | 72.59% | 74.9% | 72.56% | 71.77% | 70.47% | 74.01% | 73.01% | 71.95% | 74.01% | 73.31% | 75.51% | 70.98% | 66.83% | 68.82% | 60.53% | 65.01% | 71.25% | 69.84% | 66.44% | 67.13% | 63.68% | 65.09% | 66.39% | - | -
VIC1 | CCGT | bar: 2021-22 to 2049-50
VIC1 | Gas - Steam | 0.1869% | 0.07927% | 0.2219% | 0.3772% | 0.12% | 0.363% | 0.1472% | 0.3656% | 0.0253% | 0.1058% | 0.03572% | 0.4115% | 0.1962% | 0.1898% | 0.6517% | 0.4407% | 1.515% | 1.194% | - | - | - | - | - | - | - | - | - | - | -
VIC1 | OCGT / Diesel | 0.0469% | 1.025e-07% | 0.05433% | 0.0187% | 0.0128% | 0.05523% | 0.01991% | 0.00553% | 1.579e-07% | 1.624e-07% | 1.666e-07% | 0.1915% | 0.04465% | 0.07566% | 0.12% | 0.09075% | 0.3484% | 0.09236% | 0.9567% | 0.7026% | 0.4427% | 0.3196% | 1.892% | 1.528% | 1.199% | 0.9148% | 1.1% | 7.194% | 10.77%
VIC1 | Hydro | 14.06% | 14.1% | 12.75% | 15.75% | 16.07% | 15.2% | 15.4% | 19.37% | 16.05% | 13.71% | 13.8% | 12.45% | 15.25% | 15.71% | 14.85% | 14.88% | 18.73% | 15.52% | 13.33% | 13.29% | 12.05% | 14.76% | 15.27% | 14.38% | 14.45% | 18.11% | 15.06% | 12.91% | 12.91%
VIC1 | Wind | 35.94% | 36.56% | 31.51% | 32.36% | 33.09% | 34.36% | 35.92% | 32.39% | 32.65% | 31.51% | 35.08% | 30.93% | 31.53% | 31.86% | 33.2% | 34.3% | 32.18% | 34.46% | 32.97% | 34.65% | 31.03% | 30.35% | 31.93% | 34.36% | 33.87% | 32.88% | 33.99% | 32.26% | 32.65%
VIC1 | Solar PV | 27.59% | 27.39% | 28.46% | 27.27% | 25.9% | 27.25% | 27.86% | 26.09% | 27.05% | 27.59% | 27.43% | 28.48% | 27.25% | 25.9% | 27.37% | 27.82% | 26.09% | 27.01% | 27.63% | 27.4% | 28.48% | 27.27% | 25.93% | 27.79% | 28.33% | 26.46% | 25.49% | 24.8% | 25.29%
VIC1 | Grid Battery | 23.33% | 5.313% | 5.301% | 6.341% | 6.169% | 6.406% | 5.558% | 5.37% | 4.776% | 4.801% | 4.803% | 5.255% | 4.971% | 4.64% | 5.049% | 5.172% | 4.839% | 4.602% | 4.513% | 4.362% | 6.378% | 14.49% | 14.23% | 15.35% | 14.87% | 14.6% | 14.67% | 14.01% | 13.61%
VIC1 | Pumped Hydro | - | - | - | - | - | - | - | - | - | - | - | - | - | - | - | - | - | - | 29.92% | 28.22% | 28.51% | 27.63% | 25.19% | 26.86% | 26.65% | 27% | 27.29% | 26.73% | 25.48%
VIC1 | VPP | 8.516% | 9.395% | 8.941% | 10.52% | 10.7% | 10.62% | 8.918% | 8.469% | 7.659% | 7.542% | 7.724% | 8.148% | 8.117% | 7.554% | 7.853% | 7.877% | 7.27% | 7.063% | 6.715% | 6.406% | 6.332% | 5.938% | 5.656% | 6.031% | 5.758% | 5.55% | 5.553% | 5.187% | 4.698%
Region | Technology | 2021-22 | 2022-23 | 2023-24 | 2024-25 | 2025-26 | 2026-27 | 2027-28 | 2028-29 | 2029-30 | 2030-31 | 2031-32 | 2032-33 | 2033-34 | 2034-35 | 2035-36 | 2036-37 | 2037-38 | 2038-39 | 2039-40 | 2040-41 | 2041-42 | 2042-43 | 2043-44 | 2044-45 | 2045-46 | 2046-47 | 2047-48 | 2048-49 | 2049-50
SA1 | Black Coal | bar: 2021-22 to 2049-50
SA1 | Brown Coal | bar: 2021-22 to 2049-50
SA1 | CCGT | 17.95% | 17.95% | 12.37% | 9.7% | 9.7% | 9.7% | 9.727% | 9.7% | 9.7% | 9.7% | 9.727% | 14.19% | 14.11% | 21.52% | 10.44% | 10.37% | - | - | - | - | - | - | - | - | - | - | - | - | -
SA1 | Gas - Steam | 9.36% | 9.628% | 9.249% | 1.164% | 1.164% | 1.164% | 1.167% | 1.164% | 1.164% | 1.164% | 1.167% | 1.549% | 1.164% | 1.944% | - | - | - | - | - | - | - | - | - | - | - | - | - | - | -
SA1 | OCGT / Diesel | 0.3691% | 0.1962% | 0.7683% | 0.101% | 0.06742% | 0.1403% | 0.04893% | 0.1127% | 0.009525% | 0.04405% | 0.01962% | 1.703% | 1.149% | 3.426% | 1.84% | 1.82% | 7.303% | 9.591% | 12.43% | 12.08% | 9.481% | 14.35% | 18.35% | 6.04% | 5.932% | 6.776% | 9.871% | 13.96% | 14.24%
SA1 | Hydro | bar: 2021-22 to 2049-50
SA1 | Wind | 34.88% | 34.46% | 30.54% | 33.88% | 33.05% | 36.47% | 36.99% | 34.63% | 33.73% | 34.23% | 35.95% | 32.56% | 33.25% | 31.9% | 35.96% | 36.11% | 35.52% | 36.08% | 36.12% | 38.17% | 34.42% | 33.03% | 31.72% | 35.57% | 35.38% | 34.65% | 35.01% | 32.71% | 34.54%
SA1 | Solar PV | 30.63% | 29.1% | 29.37% | 28.19% | 27.51% | 28.16% | 29.03% | 27.61% | 28.77% | 29.03% | 29.15% | 29.61% | 28.19% | 27.51% | 28.21% | 28.99% | 27.61% | 28.79% | 29.07% | 29.11% | 28.43% | 25.49% | 24.52% | 24.46% | 23.85% | 21.13% | 20.53% | 18.96% | 20.35%
SA1 | Grid Battery | 5.761% | 5.939% | 6.235% | 6.557% | 6.543% | 6.617% | 5.842% | 5.733% | 5.161% | 5.848% | 5.806% | 6.115% | 6.038% | 5.173% | 5.602% | 5.716% | 5.55% | 5.43% | 10.44% | 9.936% | 12.6% | 12.56% | 12.23% | 12.68% | 12.91% | 12.56% | 12.48% | 12.18% | 11.65%
SA1 | Pumped Hydro | bar: 2021-22 to 2049-50
SA1 | VPP | 9.579% | 10.31% | 10.54% | 10.45% | 10.4% | 10.14% | 8.725% | 8.555% | 7.694% | 7.637% | 7.672% | 7.842% | 7.797% | 7.139% | 7.621% | 7.526% | 7.2% | 6.925% | 6.404% | 5.952% | 5.132% | 5.083% | 4.783% | 5.101% | 5.107% | 4.912% | 4.716% | 4.595% | 4.138%
Region | Technology | 2021-22 | 2022-23 | 2023-24 | 2024-25 | 2025-26 | 2026-27 | 2027-28 | 2028-29 | 2029-30 | 2030-31 | 2031-32 | 2032-33 | 2033-34 | 2034-35 | 2035-36 | 2036-37 | 2037-38 | 2038-39 | 2039-40 | 2040-41 | 2041-42 | 2042-43 | 2043-44 | 2044-45 | 2045-46 | 2046-47 | 2047-48 | 2048-49 | 2049-50
TAS1 | Black Coal | bar: 2021-22 to 2049-50
TAS1 | Brown Coal | bar: 2021-22 to 2049-50
TAS1 | CCGT | 4.612e-07% | 4.571e-07% | 4.783e-07% | 4.825e-07% | 4.846e-07% | 4.997e-07% | 5.42e-07% | 5.762e-07% | 5.892e-07% | 6.057e-07% | 6.174e-07% | 7.388e-07% | 7.4e-07% | 7.462e-07% | 7.449e-07% | 7.528e-07% | 8.192e-07% | 8.282e-07% | 9.386e-07% | 9.356e-07% | 1.027e-06% | 1.026e-06% | 1.032e-06% | 1.019e-06% | 1.025e-06% | 1.084e-06% | 1.126e-06% | 1.27e-06% | 1.26e-06%
TAS1 | Gas - Steam | bar: 2021-22 to 2049-50
TAS1 | OCGT / Diesel | 4.286e-07% | 4.169e-07% | 4.372e-07% | 4.485e-07% | 4.586e-07% | 4.85e-07% | 5.181e-07% | 5.51e-07% | 5.658e-07% | 5.821e-07% | 5.9e-07% | 0.03547% | 6.897e-07% | 7.217e-07% | 0.03035% | 0.01624% | 0.09906% | 8.063e-07% | 0.04059% | 0.03292% | 0.06802% | 2.475e-06% | 0.05306% | 0.2398% | 0.05892% | 0.1198% | 0.07935% | 0.3052% | 0.2036%
TAS1 | Hydro | 36.48% | 37.09% | 38.8% | 43.64% | 43.45% | 37.38% | 43.3% | 45.77% | 39.09% | 35.91% | 35.7% | 43.26% | 42.69% | 42.74% | 40.01% | 36.15% | 40.89% | 36.69% | 33.53% | 34.87% | 33.29% | 35.64% | 37.46% | 37.47% | 36.16% | 37.86% | 35.88% | 36.37% | 33.45%
TAS1 | Wind | 26.66% | 32.22% | 32.49% | 34.77% | 37.94% | 39.42% | 41.03% | 39.17% | 39.21% | 38% | 42.09% | 39.25% | 39.18% | 41.3% | 41.25% | 42.02% | 40.27% | 39.36% | 37.46% | 38.94% | 36.98% | 36.12% | 37.6% | 39.11% | 39.51% | 37.47% | 37.07% | 34.79% | 36.67%
TAS1 | Solar PV | bar: 2021-22 to 2049-50
TAS1 | Grid Battery | bar: 2021-22 to 2049-50
TAS1 | Pumped Hydro | bar: 2021-22 to 2049-50
TAS1 | VPP | - | 3.43% | 1.564% | 2.09% | 4.047% | 4.311% | 6.396% | 5.803% | 5.478% | 6.32% | 6.613% | 6.707% | 6.054% | 6.676% | 6.461% | 6.205% | 6.138% | 5.579% | 6.604% | 6.734% | 6.459% | 6.171% | 6.519% | 5.775% | 5.674% | 5.672% | 5.361% | 5.417% | 5.568%
Explicitly modelled pumping
Region | Technology | 2021-22 | 2022-23 | 2023-24 | 2024-25 | 2025-26 | 2026-27 | 2027-28 | 2028-29 | 2029-30 | 2030-31 | 2031-32 | 2032-33 | 2033-34 | 2034-35 | 2035-36 | 2036-37 | 2037-38 | 2038-39 | 2039-40 | 2040-41 | 2041-42 | 2042-43 | 2043-44 | 2044-45 | 2045-46 | 2046-47 | 2047-48 | 2048-49 | 2049-50
NEM | Grid Battery pump | 11.69% | 7.225% | 7.315% | 8.429% | 8.335% | 8.531% | 7.534% | 7.308% | 6.612% | 6.898% | 6.903% | 7.364% | 7.228% | 6.605% | 7.108% | 7.259% | 12.95% | 12.8% | 13.68% | 13.31% | 15.2% | 16.4% | 16.24% | 16.78% | 16.64% | 15.85% | 16.01% | 16.03% | 16.07%
NEM | Pumped Hydro Pump | 1.152% | 3.703% | 5.071% | 27.69% | 23.44% | 26.03% | 23.93% | 26.36% | 26.93% | 28.96% | 29.52% | 33.29% | 32.5% | 30.56% | 34.14% | 34.63% | 31.75% | 30.95% | 32.24% | 30.87% | 31.54% | 32.7% | 30.16% | 33.5% | 32.79% | 31.45% | 29.85% | 32.14% | 31.5%
NEM | VPP pump | 9.252% | 10.77% | 9.865% | 11.58% | 11.88% | 11.8% | 10.61% | 10.27% | 9.375% | 9.331% | 9.374% | 9.701% | 9.499% | 8.978% | 9.116% | 9.106% | 8.12% | 7.851% | 7.552% | 7.312% | 7.114% | 6.97% | 6.732% | 6.944% | 6.646% | 6.189% | 6.168% | 6.079% | 5.624%
Region | Technology | 2021-22 | 2022-23 | 2023-24 | 2024-25 | 2025-26 | 2026-27 | 2027-28 | 2028-29 | 2029-30 | 2030-31 | 2031-32 | 2032-33 | 2033-34 | 2034-35 | 2035-36 | 2036-37 | 2037-38 | 2038-39 | 2039-40 | 2040-41 | 2041-42 | 2042-43 | 2043-44 | 2044-45 | 2045-46 | 2046-47 | 2047-48 | 2048-49 | 2049-50
NSW1 | Grid Battery pump | - | - | - | - | - | - | - | - | - | - | - | - | - | - | - | - | - | - | 17.58% | 16.89% | 17.11% | 16.76% | 16.62% | 17.32% | 17.14% | 16.78% | 16.29% | 16.98% | 16.85%
NSW1 | Pumped Hydro Pump | 1.302% | 4.615% | 5.987% | 33.75% | 24.37% | 27.97% | 25.94% | 27.93% | 28.24% | 30.26% | 30.93% | 34.27% | 33.46% | 31.4% | 35.18% | 35.75% | 33.16% | 32.03% | 33.3% | 32.21% | 32.55% | 33.86% | 30.79% | 35.6% | 34.91% | 35.33% | 32.69% | 35.43% | 34.32%
NSW1 | VPP pump | 8.569% | 10.65% | 8.834% | 11.19% | 11.28% | 11.42% | 10.44% | 10.21% | 9.133% | 9.08% | 8.811% | 9.247% | 8.94% | 8.332% | 8.462% | 8.424% | 7.865% | 7.515% | 7.223% | 7.009% | 6.867% | 6.796% | 6.61% | 6.942% | 6.677% | 6.405% | 6.191% | 6.381% | 6.076%
Region | Technology | 2021-22 | 2022-23 | 2023-24 | 2024-25 | 2025-26 | 2026-27 | 2027-28 | 2028-29 | 2029-30 | 2030-31 | 2031-32 | 2032-33 | 2033-34 | 2034-35 | 2035-36 | 2036-37 | 2037-38 | 2038-39 | 2039-40 | 2040-41 | 2041-42 | 2042-43 | 2043-44 | 2044-45 | 2045-46 | 2046-47 | 2047-48 | 2048-49 | 2049-50
QLD1 | Grid Battery pump | - | 18.12% | 18.36% | 22.97% | 24.45% | 24.1% | 22.93% | 22.88% | 22.38% | 22.42% | 22.34% | 22.69% | 22.4% | 22.56% | 22.52% | 22.76% | 17.98% | 17.89% | 18.02% | 17.8% | 17.52% | 17.43% | 17.54% | 17.44% | 17.08% | 15.76% | 16.26% | 16.12% | 16.6%
QLD1 | Pumped Hydro Pump | 0.8954% | 2.14% | 3.5% | 17.29% | 17.94% | 14.62% | 12.09% | 17.16% | 13.88% | 15.97% | 15.42% | 23.55% | 23% | 22.2% | 23.73% | 23.42% | 26.41% | 26.86% | 28.11% | 25.7% | 27.69% | 29.95% | 28.65% | 28.76% | 27.87% | 24.1% | 23.98% | 25.61% | 26.23%
QLD1 | VPP pump | 8.039% | 9.09% | 8.833% | 11.39% | 12.35% | 12.05% | 11.3% | 11.06% | 10.63% | 10.55% | 10.77% | 10.78% | 10.41% | 10.28% | 9.891% | 9.936% | 7.534% | 7.398% | 7.306% | 7.216% | 7.215% | 7.31% | 7.179% | 6.899% | 6.414% | 5.343% | 5.618% | 5.673% | 5.124%
Region | Technology | 2021-22 | 2022-23 | 2023-24 | 2024-25 | 2025-26 | 2026-27 | 2027-28 | 2028-29 | 2029-30 | 2030-31 | 2031-32 | 2032-33 | 2033-34 | 2034-35 | 2035-36 | 2036-37 | 2037-38 | 2038-39 | 2039-40 | 2040-41 | 2041-42 | 2042-43 | 2043-44 | 2044-45 | 2045-46 | 2046-47 | 2047-48 | 2048-49 | 2049-50
VIC1 | Grid Battery pump | 28.71% | 6.577% | 6.526% | 7.835% | 7.619% | 7.899% | 6.88% | 6.612% | 5.896% | 5.927% | 5.948% | 6.47% | 6.155% | 5.71% | 6.234% | 6.385% | 5.974% | 5.699% | 5.554% | 5.402% | 7.556% | 17.09% | 16.69% | 18.06% | 17.54% | 17.12% | 17.3% | 16.47% | 16.01%
VIC1 | Pumped Hydro Pump | - | - | - | - | - | - | - | - | - | - | - | - | - | - | - | - | - | - | 37.4% | 35.45% | 35.61% | 34.69% | 31.34% | 33.57% | 33.49% | 33.58% | 34.28% | 33.36% | 31.85%
VIC1 | VPP pump | 10.22% | 11.3% | 10.71% | 12.64% | 12.86% | 12.73% | 10.73% | 10.15% | 9.192% | 9.052% | 9.295% | 9.759% | 9.766% | 9.046% | 9.426% | 9.454% | 8.725% | 8.499% | 8.04% | 7.71% | 7.581% | 7.147% | 6.77% | 7.239% | 6.931% | 6.643% | 6.685% | 6.207% | 5.638%
Region | Technology | 2021-22 | 2022-23 | 2023-24 | 2024-25 | 2025-26 | 2026-27 | 2027-28 | 2028-29 | 2029-30 | 2030-31 | 2031-32 | 2032-33 | 2033-34 | 2034-35 | 2035-36 | 2036-37 | 2037-38 | 2038-39 | 2039-40 | 2040-41 | 2041-42 | 2042-43 | 2043-44 | 2044-45 | 2045-46 | 2046-47 | 2047-48 | 2048-49 | 2049-50
SA1 | Grid Battery pump | 7.095% | 7.349% | 7.681% | 8.1% | 8.073% | 8.169% | 7.229% | 7.061% | 6.383% | 7.206% | 7.187% | 7.531% | 7.455% | 6.387% | 6.916% | 7.057% | 6.852% | 6.722% | 12.42% | 11.86% | 14.85% | 14.85% | 14.4% | 14.96% | 15.28% | 14.77% | 14.77% | 14.32% | 13.74%
SA1 | Pumped Hydro Pump | bar: 2021-22 to 2049-50
SA1 | VPP pump | 11.5% | 12.4% | 12.63% | 12.54% | 12.49% | 12.17% | 10.49% | 10.25% | 9.238% | 9.163% | 9.231% | 9.392% | 9.359% | 8.568% | 9.147% | 9.033% | 8.641% | 8.332% | 7.667% | 7.164% | 6.141% | 6.113% | 5.729% | 6.126% | 6.146% | 5.877% | 5.678% | 5.497% | 4.967%
Region | Technology | 2021-22 | 2022-23 | 2023-24 | 2024-25 | 2025-26 | 2026-27 | 2027-28 | 2028-29 | 2029-30 | 2030-31 | 2031-32 | 2032-33 | 2033-34 | 2034-35 | 2035-36 | 2036-37 | 2037-38 | 2038-39 | 2039-40 | 2040-41 | 2041-42 | 2042-43 | 2043-44 | 2044-45 | 2045-46 | 2046-47 | 2047-48 | 2048-49 | 2049-50
TAS1 | Grid Battery pump | bar: 2021-22 to 2049-50
TAS1 | Pumped Hydro Pump | bar: 2021-22 to 2049-50
TAS1 | VPP pump | - | 4.14% | 1.862% | 2.529% | 4.849% | 5.169% | 7.7% | 6.947% | 6.598% | 7.566% | 7.938% | 8.049% | 7.266% | 8.035% | 7.735% | 7.448% | 7.367% | 6.696% | 7.927% | 8.102% | 7.734% | 7.426% | 7.815% | 6.923% | 6.829% | 6.79% | 6.453% | 6.484% | 6.683%
Non-controllable capacity
Region | Technology | 2021-22 | 2022-23 | 2023-24 | 2024-25 | 2025-26 | 2026-27 | 2027-28 | 2028-29 | 2029-30 | 2030-31 | 2031-32 | 2032-33 | 2033-34 | 2034-35 | 2035-36 | 2036-37 | 2037-38 | 2038-39 | 2039-40 | 2040-41 | 2041-42 | 2042-43 | 2043-44 | 2044-45 | 2045-46 | 2046-47 | 2047-48 | 2048-49 | 2049-50
NEM | Distributed PV | 15.77% | 16.13% | 16.31% | 15.86% | 15.31% | 16.39% | 16.4% | 14.89% | 15.69% | 16.31% | 16.53% | 16.71% | 16.17% | 15.67% | 16.78% | 16.8% | 15.17% | 15.97% | 16.63% | 16.87% | 16.95% | 16.51% | 15.94% | 17.04% | 17% | 15.32% | 16.09% | 16.78% | 17.01%
NEM | Behind the meter battery | 5.748% | 5.692% | 5.637% | 5.571% | 5.54% | 5.531% | 5.51% | 5.445% | 5.434% | 5.4% | 5.428% | 5.333% | 5.256% | 5.16% | 5.074% | 4.963% | 4.868% | 4.799% | 4.763% | 4.713% | 4.686% | 4.66% | 4.646% | 4.581% | 4.527% | 4.461% | 4.415% | 4.344% | 4.278%
NEM | Behind the meter battery pump | 4.884% | 4.836% | 4.789% | 4.733% | 4.706% | 4.698% | 4.681% | 4.626% | 4.616% | 4.587% | 4.612% | 4.531% | 4.464% | 4.383% | 4.31% | 4.216% | 4.136% | 4.077% | 4.045% | 4.004% | 3.981% | 3.957% | 3.948% | 3.891% | 3.845% | 3.789% | 3.751% | 3.691% | 3.634%
Region | Technology | 2021-22 | 2022-23 | 2023-24 | 2024-25 | 2025-26 | 2026-27 | 2027-28 | 2028-29 | 2029-30 | 2030-31 | 2031-32 | 2032-33 | 2033-34 | 2034-35 | 2035-36 | 2036-37 | 2037-38 | 2038-39 | 2039-40 | 2040-41 | 2041-42 | 2042-43 | 2043-44 | 2044-45 | 2045-46 | 2046-47 | 2047-48 | 2048-49 | 2049-50
NSW1 | Distributed PV | 15.89% | 16.59% | 16.28% | 16.1% | 15.42% | 17.11% | 16.87% | 15.03% | 15.45% | 16.39% | 17.13% | 16.7% | 16.38% | 15.81% | 17.37% | 17.11% | 15.24% | 15.71% | 16.66% | 17.39% | 16.89% | 16.65% | 16% | 17.57% | 17.26% | 15.35% | 15.79% | 16.75% | 17.46%
NSW1 | Behind the meter battery | 5.743% | 5.655% | 5.625% | 5.578% | 5.567% | 5.568% | 5.534% | 5.457% | 5.423% | 5.371% | 5.388% | 5.278% | 5.194% | 5.093% | 5.007% | 4.898% | 4.816% | 4.746% | 4.723% | 4.676% | 4.646% | 4.616% | 4.599% | 4.534% | 4.479% | 4.414% | 4.361% | 4.297% | 4.233%
NSW1 | Behind the meter battery pump | 4.879% | 4.803% | 4.778% | 4.739% | 4.729% | 4.729% | 4.701% | 4.635% | 4.607% | 4.563% | 4.579% | 4.484% | 4.41% | 4.328% | 4.251% | 4.161% | 4.092% | 4.033% | 4.011% | 3.973% | 3.947% | 3.919% | 3.909% | 3.854% | 3.802% | 3.751% | 3.706% | 3.65% | 3.594%
Region | Technology | 2021-22 | 2022-23 | 2023-24 | 2024-25 | 2025-26 | 2026-27 | 2027-28 | 2028-29 | 2029-30 | 2030-31 | 2031-32 | 2032-33 | 2033-34 | 2034-35 | 2035-36 | 2036-37 | 2037-38 | 2038-39 | 2039-40 | 2040-41 | 2041-42 | 2042-43 | 2043-44 | 2044-45 | 2045-46 | 2046-47 | 2047-48 | 2048-49 | 2049-50
QLD1 | Distributed PV | 16.23% | 17.23% | 17.2% | 16.55% | 16.67% | 17.73% | 17.8% | 14.99% | 16.26% | 16.82% | 17.72% | 17.58% | 16.78% | 16.96% | 18.05% | 18.11% | 15.29% | 16.67% | 17.29% | 18.16% | 17.93% | 17.24% | 17.36% | 18.37% | 18.37% | 15.48% | 16.85% | 17.47% | 18.34%
QLD1 | Behind the meter battery | 5.678% | 5.582% | 5.557% | 5.521% | 5.512% | 5.514% | 5.493% | 5.432% | 5.405% | 5.391% | 5.428% | 5.338% | 5.269% | 5.176% | 5.092% | 4.973% | 4.875% | 4.794% | 4.746% | 4.725% | 4.712% | 4.699% | 4.696% | 4.635% | 4.584% | 4.527% | 4.479% | 4.407% | 4.348%
QLD1 | Behind the meter battery pump | 4.822% | 4.742% | 4.72% | 4.691% | 4.681% | 4.683% | 4.665% | 4.616% | 4.593% | 4.577% | 4.611% | 4.536% | 4.474% | 4.395% | 4.325% | 4.224% | 4.141% | 4.073% | 4.032% | 4.015% | 4.005% | 3.989% | 3.99% | 3.937% | 3.896% | 3.844% | 3.807% | 3.745% | 3.692%
Region | Technology | 2021-22 | 2022-23 | 2023-24 | 2024-25 | 2025-26 | 2026-27 | 2027-28 | 2028-29 | 2029-30 | 2030-31 | 2031-32 | 2032-33 | 2033-34 | 2034-35 | 2035-36 | 2036-37 | 2037-38 | 2038-39 | 2039-40 | 2040-41 | 2041-42 | 2042-43 | 2043-44 | 2044-45 | 2045-46 | 2046-47 | 2047-48 | 2048-49 | 2049-50
VIC1 | Distributed PV | 14.6% | 14.16% | 14.99% | 14.63% | 13.83% | 14.71% | 14.77% | 14.23% | 15.01% | 15.58% | 14.94% | 15.73% | 15.23% | 14.39% | 15.27% | 15.35% | 14.57% | 15.22% | 15.82% | 15.22% | 15.93% | 15.53% | 14.6% | 15.51% | 15.5% | 14.74% | 15.37% | 16% | 15.33%
VIC1 | Behind the meter battery | 5.776% | 5.713% | 5.667% | 5.611% | 5.588% | 5.591% | 5.599% | 5.543% | 5.541% | 5.5% | 5.521% | 5.438% | 5.364% | 5.266% | 5.181% | 5.068% | 4.961% | 4.893% | 4.856% | 4.792% | 4.76% | 4.735% | 4.72% | 4.654% | 4.604% | 4.535% | 4.493% | 4.42% | 4.35%
VIC1 | Behind the meter battery pump | 4.909% | 4.855% | 4.816% | 4.768% | 4.748% | 4.751% | 4.757% | 4.709% | 4.705% | 4.672% | 4.689% | 4.621% | 4.559% | 4.472% | 4.403% | 4.307% | 4.217% | 4.154% | 4.124% | 4.068% | 4.044% | 4.021% | 4.01% | 3.953% | 3.91% | 3.851% | 3.816% | 3.755% | 3.695%
Region | Technology | 2021-22 | 2022-23 | 2023-24 | 2024-25 | 2025-26 | 2026-27 | 2027-28 | 2028-29 | 2029-30 | 2030-31 | 2031-32 | 2032-33 | 2033-34 | 2034-35 | 2035-36 | 2036-37 | 2037-38 | 2038-39 | 2039-40 | 2040-41 | 2041-42 | 2042-43 | 2043-44 | 2044-45 | 2045-46 | 2046-47 | 2047-48 | 2048-49 | 2049-50
SA1 | Distributed PV | 16.93% | 17.17% | 17.71% | 17.12% | 16.19% | 16.82% | 17.34% | 16.48% | 17.3% | 17.53% | 17.53% | 17.98% | 17.32% | 16.39% | 17.08% | 17.64% | 16.81% | 17.61% | 17.85% | 17.82% | 18.27% | 17.65% | 16.69% | 17.32% | 17.86% | 16.97% | 17.75% | 18% | 17.98%
SA1 | Behind the meter battery | 5.793% | 5.815% | 5.7% | 5.557% | 5.445% | 5.366% | 5.32% | 5.251% | 5.291% | 5.29% | 5.345% | 5.244% | 5.158% | 5.071% | 4.977% | 4.871% | 4.765% | 4.72% | 4.664% | 4.587% | 4.547% | 4.499% | 4.482% | 4.4% | 4.344% | 4.253% | 4.22% | 4.138% | 4.064%
SA1 | Behind the meter battery pump | 4.922% | 4.94% | 4.844% | 4.721% | 4.624% | 4.557% | 4.521% | 4.461% | 4.495% | 4.496% | 4.538% | 4.454% | 4.381% | 4.307% | 4.225% | 4.136% | 4.047% | 4.009% | 3.963% | 3.898% | 3.86% | 3.823% | 3.807% | 3.738% | 3.687% | 3.615% | 3.587% | 3.516% | 3.452%
Region | Technology | 2021-22 | 2022-23 | 2023-24 | 2024-25 | 2025-26 | 2026-27 | 2027-28 | 2028-29 | 2029-30 | 2030-31 | 2031-32 | 2032-33 | 2033-34 | 2034-35 | 2035-36 | 2036-37 | 2037-38 | 2038-39 | 2039-40 | 2040-41 | 2041-42 | 2042-43 | 2043-44 | 2044-45 | 2045-46 | 2046-47 | 2047-48 | 2048-49 | 2049-50
TAS1 | Distributed PV | 13.91% | 13.69% | 14.24% | 14.25% | 13.43% | 14.24% | 14.41% | 13.95% | 13.99% | 14.25% | 14.08% | 14.44% | 14.34% | 13.61% | 14.44% | 14.48% | 14% | 14.1% | 14.4% | 14.2% | 14.6% | 14.54% | 13.75% | 14.59% | 14.57% | 14.08% | 14.15% | 14.48% | 14.3%
TAS1 | Behind the meter battery | 5.704% | 5.607% | 5.547% | 5.538% | 5.501% | 5.496% | 5.475% | 5.417% | 5.367% | 5.318% | 5.332% | 5.23% | 5.159% | 5.071% | 4.992% | 4.89% | 4.814% | 4.766% | 4.719% | 4.656% | 4.613% | 4.574% | 4.546% | 4.462% | 4.404% | 4.339% | 4.284% | 4.205% | 4.139%
TAS1 | Behind the meter battery pump | 4.846% | 4.765% | 4.713% | 4.703% | 4.675% | 4.669% | 4.651% | 4.604% | 4.558% | 4.518% | 4.532% | 4.443% | 4.383% | 4.307% | 4.241% | 4.155% | 4.092% | 4.048% | 4.011% | 3.958% | 3.916% | 3.885% | 3.863% | 3.789% | 3.743% | 3.686% | 3.64% | 3.572% | 3.515%

## Marinus_Generation
Annual sent-out generation by technology (GWh) - Marinus Link, Central Scenario
Explicitly modelled generation
Region | Technology | 2021-22 | 2022-23 | 2023-24 | 2024-25 | 2025-26 | 2026-27 | 2027-28 | 2028-29 | 2029-30 | 2030-31 | 2031-32 | 2032-33 | 2033-34 | 2034-35 | 2035-36 | 2036-37 | 2037-38 | 2038-39 | 2039-40 | 2040-41 | 2041-42 | 2042-43 | 2043-44 | 2044-45 | 2045-46 | 2046-47 | 2047-48 | 2048-49 | 2049-50
NEM | Black Coal | 90467.9561 | 79391.7416 | 79182.1296 | 80275.6862 | 72517.4275 | 67242.9723 | 58394.5102 | 60355.6623 | 47007.5578 | 44569.5854 | 41711.8345 | 41728.521 | 45739.4731 | 42909.4425 | 39578.7476 | 38458.8211 | 32972.5294 | 33526.3612 | 32197.2531 | 30234.7186 | 29654.4433 | 19438.0266 | 15802.8967 | 13319.7501 | 11117.7414 | 9155.8277 | 8786.49 | 8623.1277 | 8068.9946
NEM | Brown Coal | 29938.3146 | 28359.126 | 28677.1031 | 22958.6779 | 24235.301 | 22844.5654 | 22129.1568 | 21887.5728 | 21493.9908 | 21652.9255 | 21362.787 | 21051.4538 | 21652.704 | 21449.5912 | 22094.3006 | 20768.6584 | 19553.9169 | 20135.5957 | 17710.8508 | 19019.7135 | 20846.5644 | 20434.9393 | 19438.0581 | 19641.4845 | 18630.4597 | 19043.9967 | 12939.6728 | 0 | 0
NEM | CCGT | 2252.5066 | 2252.5066 | 1906.8809 | 1960.1877 | 1785.3003 | 1800.7411 | 1741.8565 | 1989.9028 | 1756.9089 | 1802.874 | 1879.8182 | 3842.8383 | 4230.0018 | 5130.0451 | 3594.8446 | 3290.7263 | 5063.1488 | 5194.6712 | 4230.9365 | 4432.2996 | 4703.4479 | 5189.9832 | 3455.8022 | 3126.4114 | 1509.6532 | 960.524 | 963.1556 | 960.5241 | 960.5241
NEM | Gas - Steam | 701.2469 | 715.3088 | 731.6077 | 170.9002 | 159.6349 | 170.2759 | 161.2456 | 170.3884 | 155.4855 | 159.0122 | 156.3645 | 199.4118 | 162.9693 | 217.3531 | 101.5493 | 92.1084 | 230.4309 | 238.715 | 167.431 | 190.125 | 199.5719 | 242.1517 | 239.8316 | 191.5588 | 263.6392 | 0 | 0 | 0 | 0
NEM | OCGT / Diesel | 54.4533 | 24.6984 | 122.4359 | 94.2045 | 37.4678 | 66.5525 | 26.315 | 83.988 | 9.5477 | 32.1014 | 25.6789 | 356.1138 | 209.132 | 328.2768 | 290.5896 | 342.7355 | 1284.5769 | 1356.6435 | 3327.7091 | 3919.0379 | 2735.6666 | 4592.3492 | 7182.2325 | 4069.2387 | 5129.3887 | 7857.3184 | 9835.2458 | 13423.652 | 13285.3047
NEM | Hydro | 13114.1212 | 13352.2943 | 13274.7204 | 15716.3129 | 15839.313 | 14109.362 | 16257.7318 | 18530.6144 | 15668.0696 | 14153.6868 | 14102.7063 | 15909.4622 | 16677.3455 | 16910.8927 | 16210.4482 | 15084.9921 | 17378.3925 | 15007.2235 | 13617.5548 | 13658.4155 | 12990.6414 | 14456.7879 | 15034.7046 | 15026.3765 | 14652.7126 | 16454.0075 | 14650.8329 | 14189.7115 | 13313.7071
NEM | Wind | 26800.9318 | 35728.726 | 35378.6042 | 39245.9861 | 46728.0469 | 51957.6191 | 58289.8379 | 58587.3862 | 65231.2896 | 67272.8195 | 70894.923 | 68612.3218 | 66909.0984 | 71513.9906 | 75786.1995 | 82395.7095 | 91416.8232 | 92205.3896 | 95414.0951 | 95830.6587 | 97006.4852 | 97725.7365 | 105135.7736 | 109519.4307 | 113647.4566 | 113960.4298 | 116586.0405 | 119712.3591 | 118947.5293
NEM | Solar PV | 14501.0477 | 17776.7629 | 18079.9206 | 17335.5481 | 16977.4582 | 17976.8909 | 18894.1526 | 17146.7602 | 27828.5324 | 29130.0828 | 29612.8327 | 29678.5358 | 28615.3738 | 27889.3993 | 29748.9173 | 29524.5753 | 28407.9001 | 29413.7537 | 30819.5686 | 31807.4429 | 33456.4788 | 43809.3138 | 41812.7188 | 43270.3613 | 44564.8 | 48847.0242 | 51210.4933 | 58188.4939 | 60680.3337
NEM | Grid Battery | 216.5256 | 307.0402 | 312.3995 | 358.8326 | 355.0159 | 363.6547 | 320.1775 | 312.0207 | 281.4622 | 279.3162 | 278.5681 | 298.8007 | 263.7148 | 230.0384 | 247.1269 | 252.3765 | 1042.8314 | 1034.5348 | 1326.1006 | 1268.952 | 3606.6309 | 3524.6554 | 3495.8679 | 4618.2738 | 4572.7781 | 5753.5604 | 5806.0059 | 6571.7344 | 6589.3974
NEM | Pumped Hydro | 48.415 | 128.6246 | 199.2378 | 1470.132 | 5008.5343 | 5379.2175 | 4645.8037 | 5503.425 | 9106.3399 | 9988.6329 | 9837.3041 | 11182.3831 | 10448.1684 | 10255.9753 | 11020.6759 | 11017.0091 | 12274.0019 | 11866.6598 | 12522.0412 | 11791.4122 | 12870.0334 | 14550.6862 | 13943.1555 | 15525.6822 | 15071.9617 | 15802.4912 | 15101.8428 | 18137.5034 | 18055.3343
NEM | VPP | 24.6762 | 43.0639 | 57.1411 | 94.4074 | 134.8012 | 183.5421 | 211.945 | 261.491 | 313.5018 | 379.6121 | 483.5947 | 584.1863 | 660.4364 | 708.4198 | 808.2537 | 894.8229 | 875.6579 | 924.2848 | 964.9723 | 1001.9769 | 1050.9654 | 1101.9654 | 1140.5713 | 1233.3084 | 1235.5936 | 1209.41 | 1256.7791 | 1299.4062 | 1252.8093
Total excluding storage |  | 177830.5782 | 177601.1646 | 177353.4024 | 177757.5036 | 178279.9497 | 176168.9792 | 175894.8064 | 178752.2752 | 179151.3823 | 178773.0876 | 179746.9451 | 181378.6585 | 184196.098 | 186348.9913 | 187405.5968 | 189958.3266 | 196307.7186 | 197078.3534 | 197485.399 | 199092.4117 | 201593.2995 | 205889.2882 | 208102.0181 | 208164.612 | 209515.8513 | 216279.1283 | 214971.9309 | 215097.8682 | 215256.3935
Region | Technology | 2021-22 | 2022-23 | 2023-24 | 2024-25 | 2025-26 | 2026-27 | 2027-28 | 2028-29 | 2029-30 | 2030-31 | 2031-32 | 2032-33 | 2033-34 | 2034-35 | 2035-36 | 2036-37 | 2037-38 | 2038-39 | 2039-40 | 2040-41 | 2041-42 | 2042-43 | 2043-44 | 2044-45 | 2045-46 | 2046-47 | 2047-48 | 2048-49 | 2049-50
NSW1 | Black Coal | 46091.0633 | 38768.7937 | 35835.7508 | 40008.7262 | 32095.0689 | 28482.9053 | 22531.6198 | 25174.6122 | 13899.4336 | 12678.3189 | 11149.0378 | 8901.5464 | 11127.4893 | 9880.7485 | 6366.0703 | 7840.3037 | 8337.3301 | 8337.33 | 8241.0662 | 6779.6031 | 6463.698 | 0 | 0 | 0 | 0 | 0 | 0 | 0 | 0
NSW1 | Brown Coal | 0 | 0 | 0 | 0 | 0 | 0 | 0 | 0 | 0 | 0 | 0 | 0 | 0 | 0 | 0 | 0 | 0 | 0 | 0 | 0 | 0 | 0 | 0 | 0 | 0 | 0 | 0 | 0 | 0
NSW1 | CCGT | 33.6489 | 33.6489 | 101.2649 | 64.0781 | 63.5591 | 63.5591 | 63.7332 | 63.7736 | 63.5591 | 63.5591 | 63.7332 | 394.7018 | 407.4049 | 962.9693 | 427.0055 | 441.3639 | 1398.6423 | 1598.3624 | 1398.7824 | 1392.4412 | 1446.2938 | 1684.7651 | 8.6645 | 0.00011163 | 0.00011749 | 0.00020292 | 0.00020318 | 0.00020528 | 0.00019875
NSW1 | Gas - Steam | 0 | 0 | 0 | 0 | 0 | 0 | 0 | 0 | 0 | 0 | 0 | 0 | 0 | 0 | 0 | 0 | 0 | 0 | 0 | 0 | 0 | 0 | 0 | 0 | 0 | 0 | 0 | 0 | 0
NSW1 | OCGT / Diesel | 0.1804 | 1.0341e-05 | 14.9955 | 45.6275 | 12.2772 | 18.1122 | 7.9696 | 14.5119 | 1.4485e-05 | 2.4487 | 0.058025 | 28.768 | 20.8687 | 23.1803 | 61.6261 | 40.4037 | 177.4558 | 135.6758 | 1343.3027 | 2020.3453 | 1094.2685 | 1943.4878 | 3956.6633 | 1967.8504 | 1951.815 | 2601.3084 | 4574.6511 | 7404.667 | 7531.2366
NSW1 | Hydro | 1999.4816 | 2103.2231 | 1927.6143 | 2770.7236 | 2874.1531 | 2596.5502 | 2509.2787 | 3440.1844 | 2782.1379 | 2478.552 | 2444.9312 | 2761.0765 | 3118.8584 | 3254.6353 | 3358.8134 | 3130.103 | 3974.8678 | 3204.4742 | 2976.916 | 2717.1391 | 2658.3194 | 3287.0737 | 3342.4538 | 3503.3239 | 3420.4665 | 4114.8064 | 3367.6639 | 3207.8434 | 3014.3196
NSW1 | Wind | 6252.6977 | 9583.5912 | 11541.8205 | 13661.9718 | 17419.8491 | 20680.335 | 22488.4878 | 21887.8703 | 26212.9509 | 28134.0425 | 29328.2686 | 29052.2078 | 28246.8299 | 30075.8478 | 31441.3169 | 31289.7377 | 27909.9546 | 26382.4956 | 30578.0796 | 30978.9518 | 35678.9835 | 35112.9742 | 36622.9771 | 38416.153 | 39054.8867 | 34336.2595 | 32743.6871 | 34685.1149 | 34590.8368
NSW1 | Solar PV | 5342.8113 | 6499.5899 | 6543.0277 | 6299.1536 | 5994.627 | 6487.1149 | 7219.6094 | 6996.6075 | 16993.3528 | 17947.8681 | 18322.4219 | 18155.4962 | 17597.2222 | 16912.5116 | 18232.6528 | 18217.9724 | 16550.6947 | 16772.7687 | 17734.3624 | 18028.3442 | 17938.2417 | 22954.8938 | 21984.0701 | 23562.2177 | 23955.654 | 26723.636 | 27254.2915 | 31331.6361 | 32376.4608
NSW1 | Grid Battery | 3.5954e-05 | 3.7296e-05 | 3.7295e-05 | 3.7053e-05 | 3.6242e-05 | 3.7009e-05 | 4.5046e-05 | 4.8972e-05 | 0.00014936 | 0.00015444 | 0.00015649 | 0.00017703 | 0.00017474 | 0.00017658 | 0.00018636 | 0.00019135 | 0.0007016 | 0.00069619 | 88.135 | 84.4864 | 807.6581 | 793.4256 | 786.4679 | 1341.9002 | 1325.0538 | 1447.8918 | 1398.4591 | 1465.3526 | 1450.9182
NSW1 | Pumped Hydro | 20.7025 | 66.8824 | 93.2102 | 952.953 | 4473.6553 | 4941.728 | 4285.7372 | 4990.0838 | 8691.7196 | 9511.5327 | 9377.9228 | 10477.6546 | 9761.2442 | 9593.0155 | 10311.8153 | 10317.5739 | 9956.5207 | 9487.8591 | 9961.7782 | 9447.404 | 9687.7942 | 9660.1679 | 9262.5924 | 10115.4728 | 9817.4957 | 10209.7345 | 9495.0705 | 10166.5542 | 10074.0599
NSW1 | VPP | 8.6916 | 15.2744 | 18.837 | 34.29 | 48.9298 | 68.0153 | 78.3845 | 96.7006 | 112.5346 | 134.6394 | 163.7144 | 198.0596 | 220.0032 | 231.2114 | 263.5001 | 288.9525 | 293.8523 | 305.286 | 316.7632 | 327.5229 | 344.2151 | 364.71 | 378.2517 | 416.0432 | 418.4039 | 421.9538 | 424.3473 | 459.4029 | 454.8774
Total excluding storage |  | 59719.8832 | 56988.8468 | 55964.4736 | 62850.2807 | 58459.5344 | 58328.5767 | 54820.6985 | 57577.5598 | 59951.4343 | 61304.7892 | 61308.4506 | 59293.7968 | 60518.6733 | 61109.8927 | 59887.4851 | 60959.8844 | 58348.9453 | 56431.1067 | 62272.5093 | 61916.8247 | 65279.8049 | 64983.1945 | 65914.8288 | 67449.5452 | 68382.8224 | 67776.0105 | 67940.2938 | 76629.2617 | 77512.854
Region | Technology | 2021-22 | 2022-23 | 2023-24 | 2024-25 | 2025-26 | 2026-27 | 2027-28 | 2028-29 | 2029-30 | 2030-31 | 2031-32 | 2032-33 | 2033-34 | 2034-35 | 2035-36 | 2036-37 | 2037-38 | 2038-39 | 2039-40 | 2040-41 | 2041-42 | 2042-43 | 2043-44 | 2044-45 | 2045-46 | 2046-47 | 2047-48 | 2048-49 | 2049-50
QLD1 | Black Coal | 44376.8928 | 40622.9479 | 43346.3788 | 40266.9601 | 40422.3586 | 38760.0669 | 35862.8904 | 35181.0501 | 33108.1241 | 31891.2665 | 30562.7967 | 32826.9745 | 34611.9838 | 33028.6941 | 33212.6773 | 30618.5174 | 24635.1993 | 25189.0312 | 23956.1869 | 23455.1155 | 23190.7453 | 19438.0266 | 15802.8967 | 13319.7501 | 11117.7414 | 9155.8277 | 8786.49 | 8623.1277 | 8068.9946
QLD1 | Brown Coal | 0 | 0 | 0 | 0 | 0 | 0 | 0 | 0 | 0 | 0 | 0 | 0 | 0 | 0 | 0 | 0 | 0 | 0 | 0 | 0 | 0 | 0 | 0 | 0 | 0 | 0 | 0 | 0 | 0
QLD1 | CCGT | 1104.025 | 1104.025 | 1232.2762 | 1446.6077 | 1272.2394 | 1287.6802 | 1227.3899 | 1476.6274 | 1243.8479 | 1289.813 | 1365.3515 | 2790.4805 | 3168.9431 | 3169.7394 | 2684.132 | 2369.0319 | 3664.5064 | 3596.3087 | 2832.154 | 3039.8582 | 3257.1539 | 3505.218 | 3447.1376 | 3126.4112 | 1509.6529 | 960.5236 | 963.1552 | 960.5236 | 960.5236
QLD1 | Gas - Steam | 37.1158 | 37.1158 | 73.7192 | 72.804 | 72.804 | 72.804 | 73.0035 | 72.804 | 72.804 | 72.804 | 73.0035 | 72.804 | 72.804 | 72.804 | 73.0035 | 72.804 | 164.0672 | 186.4092 | 167.431 | 190.125 | 199.5719 | 242.1517 | 239.8316 | 191.5588 | 263.6392 | 0 | 0 | 0 | 0
QLD1 | OCGT / Diesel | 1.7346e-05 | 1.7965e-05 | 1.6695 | 32.7465 | 14.573 | 21.5884 | 8.8718 | 54.3671 | 8.3485 | 25.5831 | 23.8084 | 177.7356 | 102.4711 | 57.9449 | 96.6096 | 175.8933 | 601.5644 | 614.3935 | 1107.6123 | 1072.9635 | 967.2385 | 1670.9726 | 1819.4364 | 1613.7985 | 2731.1967 | 4793.5182 | 4668.0013 | 4557.3407 | 4068.7711
QLD1 | Hydro | 683.7571 | 680.856 | 681.0038 | 675.2371 | 672.3981 | 669.6091 | 669.4905 | 664.0977 | 661.1255 | 647.8579 | 658.8726 | 653.3336 | 650.5419 | 647.7036 | 647.1725 | 642.0749 | 239.7795 | 239.8581 | 237.725 | 236.5916 | 236.5265 | 0 | 0 | 0 | 0 | 0 | 0 | 0 | 0
QLD1 | Wind | 2135.0897 | 3605.6702 | 3600.7446 | 3765.1741 | 6680.3411 | 6861.3414 | 10143.1741 | 12591.0647 | 14788.501 | 15269.7473 | 14900.8614 | 14099.2188 | 12779.5304 | 14804.7534 | 14837.1084 | 18061.6441 | 24962.0656 | 24771.7758 | 25376.5006 | 23920.7574 | 23616.8465 | 25073.8468 | 28812.1135 | 29730.678 | 33168.7889 | 35469.7593 | 35416.8824 | 35798.6489 | 34098.3475
QLD1 | Solar PV | 5555.0976 | 7538.3561 | 7685.56 | 7343.985 | 7448.1655 | 7800.5726 | 7893.2139 | 6593.3674 | 7142.0107 | 7427.256 | 7545.9951 | 7659.7098 | 7327.5949 | 7442.0837 | 7813.5769 | 7531.2389 | 8300.452 | 8951.0631 | 9324.6323 | 10039.509 | 11233.9612 | 16214.498 | 15684.1935 | 15885.9831 | 15819.8196 | 17735.7571 | 18608.9174 | 17957.8124 | 20196.7591
QLD1 | Grid Battery | 2.4099e-05 | 25.7152 | 26.1383 | 32.5911 | 34.6758 | 34.2212 | 32.5215 | 32.4895 | 31.7536 | 31.8142 | 31.6356 | 32.2626 | 31.7922 | 32.0066 | 31.9715 | 32.3009 | 834.2422 | 834.17 | 838.2627 | 802.2527 | 1474.7035 | 1465.3656 | 1474.9781 | 1988.6454 | 1946.67 | 3038.412 | 3145.7727 | 3106.9375 | 3211.0178
QLD1 | Pumped Hydro | 27.7126 | 61.7421 | 106.0274 | 517.1789 | 534.8789 | 437.4894 | 360.0664 | 513.341 | 414.6201 | 477.1 | 459.3812 | 704.7283 | 686.9239 | 662.9596 | 708.8603 | 699.4349 | 2317.4806 | 2378.8 | 2481.7116 | 2269.9125 | 2772.209 | 4493.2 | 4318.2618 | 4340.1976 | 4192.4681 | 4516.9291 | 4519.4987 | 4799.3596 | 4957.8155
QLD1 | VPP | 3.6863 | 5.9803 | 8.8145 | 16.6642 | 25.8043 | 35.1399 | 42.6566 | 53.3418 | 66.8821 | 84.2384 | 111.7235 | 133.1848 | 151.6799 | 172.7752 | 189.6198 | 214.3245 | 180.6579 | 196.4805 | 211.074 | 225.9455 | 244.4008 | 266.4395 | 281.3917 | 284.8418 | 278.5025 | 242.9189 | 268.9573 | 283.42 | 268.8693
Total excluding storage |  | 53891.978 | 53588.971 | 56621.3521 | 53603.5144 | 56582.8796 | 55473.6626 | 55878.034 | 56633.3785 | 57024.7618 | 56624.3278 | 55130.6891 | 58280.2568 | 58713.8692 | 59223.723 | 59364.2801 | 59471.2046 | 62567.6344 | 63548.8396 | 63002.2421 | 61954.9202 | 62702.0438 | 66144.7137 | 65805.6093 | 63868.1797 | 64610.8387 | 68115.3858 | 68443.4463 | 67897.4532 | 67393.3959
Region | Technology | 2021-22 | 2022-23 | 2023-24 | 2024-25 | 2025-26 | 2026-27 | 2027-28 | 2028-29 | 2029-30 | 2030-31 | 2031-32 | 2032-33 | 2033-34 | 2034-35 | 2035-36 | 2036-37 | 2037-38 | 2038-39 | 2039-40 | 2040-41 | 2041-42 | 2042-43 | 2043-44 | 2044-45 | 2045-46 | 2046-47 | 2047-48 | 2048-49 | 2049-50
VIC1 | Black Coal | 0 | 0 | 0 | 0 | 0 | 0 | 0 | 0 | 0 | 0 | 0 | 0 | 0 | 0 | 0 | 0 | 0 | 0 | 0 | 0 | 0 | 0 | 0 | 0 | 0 | 0 | 0 | 0 | 0
VIC1 | Brown Coal | 29938.3146 | 28359.126 | 28677.1031 | 22958.6779 | 24235.301 | 22844.5654 | 22129.1568 | 21887.5728 | 21493.9908 | 21652.9255 | 21362.787 | 21051.4538 | 21652.704 | 21449.5912 | 22094.3006 | 20768.6584 | 19553.9169 | 20135.5957 | 17710.8508 | 19019.7135 | 20846.5644 | 20434.9393 | 19438.0581 | 19641.4845 | 18630.4597 | 19043.9967 | 12939.6728 | 0 | 0
VIC1 | CCGT | 9.6322e-06 | 9.5444e-06 | 1.0018e-05 | 1.1521e-05 | 1.178e-05 | 1.1803e-05 | 1.2378e-05 | 1.3479e-05 | 1.346e-05 | 1.3625e-05 | 1.4018e-05 | 2.2133e-05 | 2.2247e-05 | 2.2379e-05 | 2.2098e-05 | 2.2203e-05 | 3.443e-05 | 3.5084e-05 | 5.1146e-05 | 5.049e-05 | 5.3771e-05 | 5.5847e-05 | 5.6178e-05 | 5.2495e-05 | 5.496e-05 | 6.2592e-05 | 6.3393e-05 | 0.000159 | 0.00015594
VIC1 | Gas - Steam | 8.1851 | 3.4719 | 9.7191 | 16.523 | 5.2578 | 15.8988 | 6.4456 | 16.0113 | 1.1083 | 4.6351 | 1.5644 | 18.0216 | 8.5921 | 8.3149 | 28.5459 | 19.3044 | 66.3636 | 52.3059 | 0 | 0 | 0 | 0 | 0 | 0 | 0 | 0 | 0 | 0 | 0
VIC1 | OCGT / Diesel | 7.8061 | 1.7054e-05 | 9.0423 | 3.1128 | 2.1297 | 9.1929 | 3.3141 | 0.92046 | 2.6277e-05 | 2.7027e-05 | 2.7722e-05 | 31.8797 | 6.7669 | 11.4662 | 18.1916 | 13.7532 | 52.7968 | 13.9975 | 108.1073 | 79.3975 | 50.0257 | 33.4895 | 198.1983 | 160.0836 | 125.6628 | 95.8444 | 58.9721 | 407.8528 | 610.8164
VIC1 | Hydro | 2733.6997 | 2740.6969 | 2478.8953 | 3060.8501 | 3123.5154 | 2955.6013 | 2993.3597 | 3764.9985 | 3119.0919 | 2664.2702 | 2682.9456 | 2419.4752 | 2964.7893 | 3054.2787 | 2885.9851 | 2893.086 | 3640.0397 | 3017.391 | 2591.9674 | 2582.5251 | 2342.2952 | 2868.5716 | 2967.4365 | 2795.8285 | 2809.771 | 3519.8529 | 2926.7116 | 2510.0949 | 2509.0795
VIC1 | Wind | 10813.3018 | 13843.5503 | 11929.6336 | 12253.3876 | 12528.1752 | 13009.3481 | 13598.8869 | 12265.2577 | 12361.4202 | 11930.6011 | 13282.6393 | 11710.959 | 11794.013 | 11914.6561 | 12419.3921 | 14933.0499 | 17734.6965 | 18724.256 | 17360.3013 | 17369.6355 | 15959.716 | 16494.6633 | 19293.424 | 19825.5117 | 20899.7532 | 23162.6988 | 27423.0642 | 28402.9913 | 28283.5219
VIC1 | Solar PV | 2656.001 | 2637.1176 | 2739.5166 | 2624.949 | 2493.1716 | 2622.9244 | 2682.0565 | 2511.5761 | 2603.9101 | 2656.0227 | 2640.7465 | 2742.2014 | 2623.414 | 2493.1758 | 2634.7868 | 2677.9208 | 2511.5777 | 2600.0656 | 2659.9342 | 2637.412 | 2742.1574 | 2624.9605 | 2496.1968 | 2413.8576 | 2383.0195 | 2256.4012 | 3276.1335 | 6927.1946 | 6183.0315
VIC1 | Grid Battery | 113.0686 | 174.6692 | 174.2842 | 208.4863 | 202.8381 | 210.6059 | 182.7533 | 176.5694 | 157.0249 | 157.8543 | 157.9317 | 172.7904 | 139.3522 | 130.0564 | 141.5427 | 144.9686 | 135.6557 | 129.0088 | 126.5038 | 122.2761 | 256.101 | 201.0111 | 197.4035 | 213.0033 | 206.2893 | 202.4952 | 203.4604 | 967.3508 | 939.6968
VIC1 | Pumped Hydro | 0 | 0 | 3.1119e-05 | 3.4015e-05 | 3.5622e-05 | 3.7645e-05 | 3.6271e-05 | 3.7639e-05 | 3.8508e-05 | 4.1701e-05 | 4.36e-05 | 7.8201e-05 | 7.6876e-05 | 7.5447e-05 | 8.1157e-05 | 8.7277e-05 | 0.00032147 | 0.00031957 | 78.551 | 74.0952 | 410.0297 | 397.3177 | 362.3007 | 1070.0112 | 1061.9973 | 1075.827 | 1087.273 | 3171.589 | 3023.4583
VIC1 | VPP | 5.9432 | 10.0274 | 14.1032 | 23.8555 | 34.9891 | 49.2609 | 55.9238 | 69.7942 | 87.0636 | 105.3273 | 139.0377 | 173.855 | 201.401 | 212.8831 | 248.7872 | 277.2043 | 282.3118 | 301.1401 | 312.2278 | 322.9423 | 344.9701 | 348.4375 | 355.7548 | 398.8603 | 399.931 | 404.504 | 424.1254 | 414.5019 | 392.2958
Total excluding storage |  | 46157.3083 | 47583.9626 | 45843.9099 | 40917.5005 | 42387.5508 | 41457.5309 | 41413.2196 | 40446.337 | 39579.5215 | 38908.4547 | 39970.6828 | 37973.9907 | 39050.2794 | 38931.483 | 40081.2021 | 41305.7727 | 43559.3912 | 44543.6116 | 40431.1611 | 41688.6836 | 41940.7588 | 42456.6242 | 44393.3138 | 44836.7659 | 44848.6663 | 48078.794 | 46624.5542 | 38248.1338 | 37586.4495
Region | Technology | 2021-22 | 2022-23 | 2023-24 | 2024-25 | 2025-26 | 2026-27 | 2027-28 | 2028-29 | 2029-30 | 2030-31 | 2031-32 | 2032-33 | 2033-34 | 2034-35 | 2035-36 | 2036-37 | 2037-38 | 2038-39 | 2039-40 | 2040-41 | 2041-42 | 2042-43 | 2043-44 | 2044-45 | 2045-46 | 2046-47 | 2047-48 | 2048-49 | 2049-50
SA1 | Black Coal | 0 | 0 | 0 | 0 | 0 | 0 | 0 | 0 | 0 | 0 | 0 | 0 | 0 | 0 | 0 | 0 | 0 | 0 | 0 | 0 | 0 | 0 | 0 | 0 | 0 | 0 | 0 | 0 | 0
SA1 | Brown Coal | 0 | 0 | 0 | 0 | 0 | 0 | 0 | 0 | 0 | 0 | 0 | 0 | 0 | 0 | 0 | 0 | 0 | 0 | 0 | 0 | 0 | 0 | 0 | 0 | 0 | 0 | 0 | 0 | 0
SA1 | CCGT | 1114.8326 | 1114.8326 | 573.3398 | 449.5019 | 449.5019 | 449.5019 | 450.7334 | 449.5019 | 449.5019 | 449.5019 | 450.7334 | 657.656 | 653.6537 | 997.3364 | 483.7071 | 480.3305 | 4.3391e-05 | 4.3748e-05 | 5.4057e-05 | 5.3206e-05 | 7.6725e-05 | 7.9915e-05 | 8.4511e-05 | 7.7924e-05 | 8.4182e-05 | 8.837e-05 | 8.8682e-05 | 0.00012195 | 0.00011884
SA1 | Gas - Steam | 655.946 | 674.7211 | 648.1695 | 81.5731 | 81.5731 | 81.5731 | 81.7966 | 81.5731 | 81.5731 | 81.5731 | 81.7966 | 108.5861 | 81.5731 | 136.2341 | 0 | 0 | 0 | 0 | 0 | 0 | 0 | 0 | 0 | 0 | 0 | 0 | 0 | 0 | 0
SA1 | OCGT / Diesel | 46.4669 | 24.6984 | 96.7286 | 12.7177 | 8.4879 | 17.6589 | 6.1595 | 14.1885 | 1.1991 | 4.0696 | 1.8125 | 117.1774 | 79.0254 | 235.6854 | 113.6891 | 112.4321 | 451.2153 | 592.5768 | 768.0539 | 746.1643 | 623.7884 | 944.3994 | 1207.665 | 326.2877 | 320.4148 | 366.0389 | 533.2182 | 1052.2408 | 1073.4458
SA1 | Hydro | 0 | 0 | 0 | 0 | 0 | 0 | 0 | 0 | 0 | 0 | 0 | 0 | 0 | 0 | 0 | 0 | 0 | 0 | 0 | 0 | 0 | 0 | 0 | 0 | 0 | 0 | 0 | 0 | 0
SA1 | Wind | 6273.6943 | 7093.2344 | 6287.1533 | 6973.3902 | 6802.1569 | 7506.6314 | 7507.2437 | 7027.5887 | 6576.5691 | 6338.6428 | 6657.5063 | 6987.3628 | 6849.2161 | 6571.0945 | 8440.3609 | 8797.8106 | 11400.1628 | 12656.1477 | 12413.5505 | 12986.8297 | 11710.3334 | 11237.0654 | 10198.1075 | 11434.9325 | 10310.8659 | 11303.5396 | 11418.9858 | 11830.7215 | 12493.7983
SA1 | Solar PV | 947.1378 | 1101.6994 | 1111.8164 | 1067.4604 | 1041.494 | 1066.279 | 1099.2729 | 1045.2092 | 1089.2589 | 1098.936 | 1103.6692 | 1121.1284 | 1067.1427 | 1041.6282 | 1067.9008 | 1097.4431 | 1045.1757 | 1089.8563 | 1100.6396 | 1102.1777 | 1542.1184 | 2014.9615 | 1648.2584 | 1408.3029 | 2406.3068 | 2131.23 | 2071.1509 | 1971.8507 | 1924.0822
SA1 | Grid Battery | 103.4569 | 106.6558 | 111.9769 | 117.7552 | 117.502 | 118.8276 | 104.9026 | 102.9617 | 92.6836 | 89.6475 | 89.0006 | 93.7475 | 92.5701 | 67.9751 | 73.6124 | 75.1068 | 72.9327 | 71.3551 | 273.199 | 259.9366 | 1068.1682 | 1064.853 | 1037.0183 | 1074.7247 | 1094.7649 | 1064.7611 | 1058.3134 | 1032.0932 | 987.7643
SA1 | Pumped Hydro | 0 | 0 | 2.3931e-05 | 2.3243e-05 | 2.2951e-05 | 2.3824e-05 | 2.377e-05 | 2.4792e-05 | 2.5889e-05 | 2.7599e-05 | 2.8855e-05 | 4.0816e-05 | 4.043e-05 | 4.007e-05 | 4.4432e-05 | 6.3101e-05 | 7.8964e-05 | 7.96e-05 | 8.1898e-05 | 8.1168e-05 | 0.00010594 | 0.00010464 | 0.00010327 | 0.00013297 | 0.00014352 | 0.00014182 | 0.00014307 | 0.00014299 | 0.00014345
SA1 | VPP | 6.212 | 11.3566 | 15.1076 | 19.0562 | 23.5864 | 28.8998 | 30.6519 | 36.6425 | 41.0169 | 47.2398 | 58.5528 | 66.9023 | 74.8253 | 76.0765 | 89.6746 | 96.6884 | 99.7374 | 102.6302 | 101.1169 | 99.6904 | 90.9739 | 95.5543 | 95.1114 | 105.7706 | 110.28 | 110.3794 | 110.1855 | 111.4565 | 104.0967
Total excluding storage |  | 9038.0776 | 10009.1858 | 8717.2076 | 8584.6433 | 8383.2137 | 9121.6442 | 9145.206 | 8618.0613 | 8198.1021 | 7972.7234 | 8295.5181 | 8991.9107 | 8730.611 | 8981.9786 | 10105.658 | 10488.0164 | 12896.5538 | 14338.5808 | 14282.2441 | 14835.1718 | 13876.2403 | 14196.4264 | 13054.0309 | 13169.5233 | 13037.5876 | 13800.8086 | 14023.355 | 14854.8131 | 15491.3264
Region | Technology | 2021-22 | 2022-23 | 2023-24 | 2024-25 | 2025-26 | 2026-27 | 2027-28 | 2028-29 | 2029-30 | 2030-31 | 2031-32 | 2032-33 | 2033-34 | 2034-35 | 2035-36 | 2036-37 | 2037-38 | 2038-39 | 2039-40 | 2040-41 | 2041-42 | 2042-43 | 2043-44 | 2044-45 | 2045-46 | 2046-47 | 2047-48 | 2048-49 | 2049-50
TAS1 | Black Coal | 0 | 0 | 0 | 0 | 0 | 0 | 0 | 0 | 0 | 0 | 0 | 0 | 0 | 0 | 0 | 0 | 0 | 0 | 0 | 0 | 0 | 0 | 0 | 0 | 0 | 0 | 0 | 0 | 0
TAS1 | Brown Coal | 0 | 0 | 0 | 0 | 0 | 0 | 0 | 0 | 0 | 0 | 0 | 0 | 0 | 0 | 0 | 0 | 0 | 0 | 0 | 0 | 0 | 0 | 0 | 0 | 0 | 0 | 0 | 0 | 0
TAS1 | CCGT | 8.4043e-06 | 8.3281e-06 | 8.7147e-06 | 8.7919e-06 | 8.8304e-06 | 9.1056e-06 | 9.8759e-06 | 1.0499e-05 | 1.0736e-05 | 1.1037e-05 | 1.1249e-05 | 1.3461e-05 | 1.3484e-05 | 1.3596e-05 | 1.3573e-05 | 1.3717e-05 | 1.4926e-05 | 1.509e-05 | 1.7101e-05 | 1.7048e-05 | 1.8713e-05 | 1.8701e-05 | 1.8798e-05 | 1.8569e-05 | 1.8683e-05 | 1.9759e-05 | 2.0511e-05 | 2.3137e-05 | 2.2967e-05
TAS1 | Gas - Steam | 0 | 0 | 0 | 0 | 0 | 0 | 0 | 0 | 0 | 0 | 0 | 0 | 0 | 0 | 0 | 0 | 0 | 0 | 0 | 0 | 0 | 0 | 0 | 0 | 0 | 0 | 0 | 0 | 0
TAS1 | OCGT / Diesel | 6.6836e-06 | 6.5002e-06 | 6.8169e-06 | 6.9935e-06 | 7.1505e-06 | 7.5632e-06 | 8.0789e-06 | 8.591e-06 | 8.8229e-06 | 9.076e-06 | 9.1992e-06 | 0.55315 | 1.0755e-05 | 1.1254e-05 | 0.47317 | 0.25323 | 1.5446 | 1.2573e-05 | 0.63284 | 0.16725 | 0.34558 | 1.2574e-05 | 0.26959 | 1.2184 | 0.29936 | 0.60862 | 0.40317 | 1.5507 | 1.0347
TAS1 | Hydro | 7697.1828 | 7827.5182 | 8187.2069 | 9209.5022 | 9169.2464 | 7887.6014 | 10085.6028 | 10661.3338 | 9105.7143 | 8363.0066 | 8315.9569 | 10075.577 | 9943.1559 | 9954.2751 | 9318.4772 | 8419.7281 | 9523.7055 | 8545.5002 | 7810.9464 | 8122.1598 | 7753.5002 | 8301.1425 | 8724.8142 | 8727.2241 | 8422.4751 | 8819.3482 | 8356.4574 | 8471.7732 | 7790.3081
TAS1 | Wind | 1326.1482 | 1602.68 | 2019.2523 | 2592.0624 | 3297.5246 | 3899.9633 | 4552.0454 | 4815.6048 | 5291.8484 | 5599.7858 | 6725.6475 | 6762.5733 | 7239.5091 | 8147.6388 | 8648.0212 | 9313.4672 | 9409.9437 | 9670.7145 | 9685.6631 | 10574.4843 | 10040.6058 | 9807.1868 | 10209.1515 | 10112.1554 | 10213.1618 | 9688.1726 | 9583.421 | 8994.8825 | 9481.0249
TAS1 | Solar PV | 1.8409e-06 | 2.6597e-06 | 4.2694e-06 | 5.0196e-06 | 4.4586e-06 | 5.4821e-06 | 5.3569e-06 | 5.6666e-06 | 6.6866e-06 | 6.8701e-06 | 8.9299e-06 | 9.5992e-06 | 1.2147e-05 | 1.0672e-05 | 1.2601e-05 | 1.2752e-05 | 1.6363e-05 | 1.8835e-05 | 2.3476e-05 | 4.259e-05 | 4.3822e-05 | 4.2751e-05 | 3.5952e-05 | 3.7413e-05 | 3.5619e-05 | 3.5528e-05 | 3.6953e-05 | 3.5996e-05 | 3.4575e-05
TAS1 | Grid Battery | 2.3423e-05 | 2.4281e-05 | 2.396e-05 | 2.4e-05 | 2.5184e-05 | 2.5966e-05 | 2.8664e-05 | 3.3101e-05 | 4.7856e-05 | 5.161e-05 | 5.3879e-05 | 6.568e-05 | 6.7452e-05 | 7.0772e-05 | 7.7958e-05 | 8.502e-05 | 9.4815e-05 | 9.6828e-05 | 0.00015103 | 0.00015769 | 0.00015924 | 0.00016216 | 0.00017868 | 0.00019037 | 0.00019086 | 0.00020705 | 0.00020715 | 0.00027843 | 0.000276
TAS1 | Pumped Hydro | 0 | 0 | 6.1449e-05 | 6.4423e-05 | 7.0547e-05 | 7.4922e-05 | 8.0918e-05 | 8.4202e-05 | 9.2005e-05 | 0.00010136 | 0.00010707 | 0.00014114 | 0.00014711 | 0.00015395 | 0.00016294 | 0.0001865 | 0.00023839 | 0.00024137 | 0.0003926 | 0.00041272 | 0.00039524 | 0.00040089 | 0.00043822 | 0.00045642 | 0.00045773 | 0.00046263 | 0.00046209 | 0.00047003 | 0.00048878
TAS1 | VPP | 0.14312 | 0.42516 | 0.27888 | 0.54153 | 1.4917 | 2.2262 | 4.3282 | 5.0119 | 6.0046 | 8.1672 | 10.5663 | 12.1845 | 12.5269 | 15.4735 | 16.6719 | 17.6532 | 19.0985 | 18.7481 | 23.7904 | 25.8758 | 26.4054 | 26.8241 | 30.0617 | 27.7924 | 28.4762 | 29.6538 | 29.1637 | 30.6248 | 32.6701
Total excluding storage |  | 9023.331 | 9430.1983 | 10206.4593 | 11801.5646 | 12466.7711 | 11787.5647 | 14637.6483 | 15476.9386 | 14397.5627 | 13962.7924 | 15041.6044 | 16838.7035 | 17182.6651 | 18101.914 | 17966.9716 | 17733.4486 | 18935.1939 | 18216.2147 | 17497.2424 | 18696.8114 | 17794.4517 | 18108.3294 | 18934.2354 | 18840.5979 | 18635.9363 | 18508.1295 | 17940.2816 | 17468.2064 | 17272.3677
Explicitly modelled pumping
Region | Technology | 2021-22 | 2022-23 | 2023-24 | 2024-25 | 2025-26 | 2026-27 | 2027-28 | 2028-29 | 2029-30 | 2030-31 | 2031-32 | 2032-33 | 2033-34 | 2034-35 | 2035-36 | 2036-37 | 2037-38 | 2038-39 | 2039-40 | 2040-41 | 2041-42 | 2042-43 | 2043-44 | 2044-45 | 2045-46 | 2046-47 | 2047-48 | 2048-49 | 2049-50
NEM | Grid Battery pump | 266.5509 | 379.9559 | 384.6857 | 443.2882 | 438.3277 | 448.635 | 396.1948 | 384.2968 | 347.6946 | 344.6245 | 344.8786 | 367.9223 | 326.064 | 283.5163 | 305.0863 | 311.5759 | 1243.1719 | 1228.4824 | 1572.2121 | 1506.014 | 4248.4097 | 4153.3718 | 4112.644 | 5435.2978 | 5390.2903 | 6771.0439 | 6835.9936 | 7731.9398 | 7749.0942
NEM | Pumped Hydro Pump | 134.2602 | 431.4606 | 590.7677 | 3226.123 | 6918.8695 | 7684.2361 | 7063.9756 | 7782.3922 | 12667.6088 | 13622.919 | 13885.2508 | 15659.4738 | 15288.8956 | 14377.8056 | 16057.6634 | 16288.8568 | 17171.8229 | 16738.3838 | 17521.8189 | 16775.7097 | 17971.0758 | 20675.7373 | 19069.2606 | 22031.0622 | 21566.6142 | 22145.4593 | 21018.2538 | 25163.8878 | 24661.6782
NEM | VPP pump | 29.6174 | 51.8052 | 68.465 | 113.359 | 161.832 | 220.2075 | 254.8336 | 313.402 | 376.3183 | 455.5832 | 581.844 | 699.747 | 793.259 | 850.2444 | 969.5459 | 1074.0018 | 1052.5192 | 1110.0212 | 1156.0129 | 1205.385 | 1259.8274 | 1323.885 | 1367.0502 | 1480.0892 | 1485.5491 | 1449.249 | 1511.3907 | 1556.6897 | 1503.0275
Region | Technology | 2021-22 | 2022-23 | 2023-24 | 2024-25 | 2025-26 | 2026-27 | 2027-28 | 2028-29 | 2029-30 | 2030-31 | 2031-32 | 2032-33 | 2033-34 | 2034-35 | 2035-36 | 2036-37 | 2037-38 | 2038-39 | 2039-40 | 2040-41 | 2041-42 | 2042-43 | 2043-44 | 2044-45 | 2045-46 | 2046-47 | 2047-48 | 2048-49 | 2049-50
NSW1 | Grid Battery pump | 4.2683e-05 | 4.4252e-05 | 4.422e-05 | 4.3966e-05 | 4.2998e-05 | 4.3887e-05 | 5.3465e-05 | 5.808e-05 | 0.00017859 | 0.00018462 | 0.00018729 | 0.00021091 | 0.00020844 | 0.00021059 | 0.00022196 | 0.00022806 | 0.00082962 | 0.00082211 | 103.6882 | 99.6746 | 951.7302 | 932.1293 | 924.7457 | 1578.706 | 1562.4262 | 1699.8624 | 1649.7539 | 1719.4363 | 1706.9626
NSW1 | Pumped Hydro Pump | 95.8267 | 339.6115 | 440.5317 | 2483.8212 | 6149.0038 | 7056.6443 | 6545.1865 | 7045.9473 | 12071.7295 | 12937.2457 | 13223.2651 | 14648.4374 | 14301.6699 | 13425.0206 | 15038.9114 | 15283.6506 | 14177.4912 | 13693.2223 | 14236.5729 | 13768.1053 | 13915.2398 | 14474.128 | 13164.266 | 15217.7886 | 14925.6722 | 15101.5416 | 13975.9322 | 15143.8328 | 14672.8364
NSW1 | VPP pump | 10.432 | 18.3749 | 22.5669 | 41.1647 | 58.7192 | 81.6341 | 94.2277 | 115.9161 | 135.0683 | 161.5993 | 197.0116 | 237.2032 | 264.0562 | 277.9399 | 315.8315 | 346.8116 | 353.6128 | 366.4805 | 379.2061 | 394.2265 | 413.2126 | 437.1335 | 453.4031 | 499.3507 | 503.2252 | 505.4037 | 510.8615 | 549.8487 | 545.961
Region | Technology | 2021-22 | 2022-23 | 2023-24 | 2024-25 | 2025-26 | 2026-27 | 2027-28 | 2028-29 | 2029-30 | 2030-31 | 2031-32 | 2032-33 | 2033-34 | 2034-35 | 2035-36 | 2036-37 | 2037-38 | 2038-39 | 2039-40 | 2040-41 | 2041-42 | 2042-43 | 2043-44 | 2044-45 | 2045-46 | 2046-47 | 2047-48 | 2048-49 | 2049-50
QLD1 | Grid Battery pump | 2.8363e-05 | 31.7471 | 32.1708 | 40.2359 | 42.8296 | 42.2283 | 40.17 | 40.0905 | 39.2019 | 39.2768 | 39.1396 | 39.747 | 39.2496 | 39.5229 | 39.4623 | 39.8777 | 985.6544 | 980.3976 | 987.8097 | 944.6305 | 1734.1414 | 1725.3398 | 1735.9736 | 2338.0884 | 2289.6086 | 3581.2966 | 3694.2146 | 3661.2664 | 3771.622
QLD1 | Pumped Hydro Pump | 38.4335 | 91.8491 | 150.2358 | 742.3016 | 769.8655 | 627.5916 | 518.7889 | 736.4448 | 595.879 | 685.6731 | 661.9855 | 1011.036 | 987.2254 | 952.7846 | 1018.7516 | 1005.2057 | 2994.3309 | 3045.1607 | 3187.0566 | 2914.5352 | 3543.7478 | 5702.7269 | 5454.3526 | 5475.7184 | 5306.6628 | 5705.9556 | 5676.4072 | 6062.3903 | 6209.5185
QLD1 | VPP pump | 4.4244 | 7.1969 | 10.5604 | 20.001 | 31.0002 | 42.1472 | 51.2503 | 63.9706 | 80.2745 | 101.106 | 134.3859 | 159.5623 | 182.0519 | 207.4404 | 227.5198 | 257.2404 | 217.4355 | 235.2202 | 253.339 | 271.3929 | 293.1345 | 320.1505 | 337.8896 | 341.6905 | 333.944 | 292.1512 | 322.2219 | 340.8127 | 322.0656
Region | Technology | 2021-22 | 2022-23 | 2023-24 | 2024-25 | 2025-26 | 2026-27 | 2027-28 | 2028-29 | 2029-30 | 2030-31 | 2031-32 | 2032-33 | 2033-34 | 2034-35 | 2035-36 | 2036-37 | 2037-38 | 2038-39 | 2039-40 | 2040-41 | 2041-42 | 2042-43 | 2043-44 | 2044-45 | 2045-46 | 2046-47 | 2047-48 | 2048-49 | 2049-50
VIC1 | Grid Battery pump | 139.1312 | 216.23 | 214.5767 | 257.5947 | 250.5146 | 259.7058 | 226.2103 | 217.3979 | 193.8578 | 194.8819 | 195.5664 | 212.7324 | 172.53 | 160.0733 | 174.7441 | 178.9735 | 167.4761 | 159.7604 | 155.6872 | 151.4237 | 303.4132 | 237.1395 | 231.5835 | 250.5921 | 243.3491 | 237.5738 | 240.021 | 1137.4039 | 1105.5256
VIC1 | Pumped Hydro Pump | 0 | 0 | 3.8941e-05 | 4.2571e-05 | 4.45e-05 | 4.6998e-05 | 4.5448e-05 | 4.6962e-05 | 4.821e-05 | 5.2092e-05 | 5.4594e-05 | 9.7738e-05 | 9.6162e-05 | 9.4232e-05 | 0.00010131 | 0.00010911 | 0.00040182 | 0.00040121 | 98.1888 | 93.0686 | 512.0875 | 498.8818 | 450.6413 | 1337.5544 | 1334.2784 | 1337.9613 | 1365.9136 | 3957.664 | 3779.3225
VIC1 | VPP pump | 7.1333 | 12.0617 | 16.9008 | 28.6614 | 42.0205 | 59.0702 | 67.2743 | 83.6171 | 104.497 | 126.4178 | 167.3095 | 208.236 | 242.3073 | 254.932 | 298.6038 | 332.711 | 338.8413 | 362.3397 | 373.8475 | 388.651 | 413.0026 | 419.4081 | 425.7901 | 478.7272 | 481.3948 | 484.1184 | 510.5324 | 496.0197 | 470.8482
Region | Technology | 2021-22 | 2022-23 | 2023-24 | 2024-25 | 2025-26 | 2026-27 | 2027-28 | 2028-29 | 2029-30 | 2030-31 | 2031-32 | 2032-33 | 2033-34 | 2034-35 | 2035-36 | 2036-37 | 2037-38 | 2038-39 | 2039-40 | 2040-41 | 2041-42 | 2042-43 | 2043-44 | 2044-45 | 2045-46 | 2046-47 | 2047-48 | 2048-49 | 2049-50
SA1 | Grid Battery pump | 127.4196 | 131.9787 | 137.9381 | 145.4576 | 144.9834 | 146.7008 | 129.8143 | 126.8083 | 114.6346 | 110.4655 | 110.1723 | 115.4426 | 114.2841 | 83.9199 | 90.8795 | 92.7244 | 90.0404 | 88.3235 | 325.0267 | 310.2849 | 1259.1247 | 1258.763 | 1220.341 | 1267.9111 | 1294.9062 | 1252.3109 | 1252.0038 | 1213.8329 | 1164.9837
SA1 | Pumped Hydro Pump | 0 | 0 | 2.9921e-05 | 2.9109e-05 | 2.8665e-05 | 2.9748e-05 | 2.9785e-05 | 3.0932e-05 | 3.2414e-05 | 3.4472e-05 | 3.6102e-05 | 5.1026e-05 | 5.0549e-05 | 5.0038e-05 | 5.5498e-05 | 7.8894e-05 | 9.8685e-05 | 9.9845e-05 | 0.00010203 | 0.00010185 | 0.00013204 | 0.00013118 | 0.00012882 | 0.00016632 | 0.00017984 | 0.00017661 | 0.00017954 | 0.00017803 | 0.00017947
SA1 | VPP pump | 7.4559 | 13.6586 | 18.1048 | 22.8766 | 28.3046 | 34.6866 | 36.8704 | 43.8988 | 49.2463 | 56.6828 | 70.4529 | 80.123 | 89.8082 | 91.3099 | 107.6308 | 116.0491 | 119.7086 | 123.4786 | 121.0663 | 119.9811 | 108.8613 | 114.9126 | 113.9315 | 127.0028 | 132.7121 | 132.0788 | 132.6717 | 133.3514 | 124.9408
Region | Technology | 2021-22 | 2022-23 | 2023-24 | 2024-25 | 2025-26 | 2026-27 | 2027-28 | 2028-29 | 2029-30 | 2030-31 | 2031-32 | 2032-33 | 2033-34 | 2034-35 | 2035-36 | 2036-37 | 2037-38 | 2038-39 | 2039-40 | 2040-41 | 2041-42 | 2042-43 | 2043-44 | 2044-45 | 2045-46 | 2046-47 | 2047-48 | 2048-49 | 2049-50
TAS1 | Grid Battery pump | 2.7563e-05 | 2.8575e-05 | 2.8187e-05 | 2.8238e-05 | 2.9628e-05 | 3.0546e-05 | 3.373e-05 | 3.8936e-05 | 5.6323e-05 | 6.0708e-05 | 6.341e-05 | 7.7285e-05 | 7.9361e-05 | 8.3271e-05 | 9.1699e-05 | 0.00010006 | 0.00011151 | 0.00011397 | 0.00017764 | 0.00018563 | 0.00018724 | 0.00019092 | 0.00021022 | 0.00022388 | 0.00022471 | 0.00024343 | 0.00024382 | 0.00032742 | 0.00032478
TAS1 | Pumped Hydro Pump | 0 | 0 | 7.7033e-05 | 8.0557e-05 | 8.8188e-05 | 9.3597e-05 | 0.00010132 | 0.00010501 | 0.00011531 | 0.00012649 | 0.00013404 | 0.00017653 | 0.00018377 | 0.00019262 | 0.00020328 | 0.00023389 | 0.00029703 | 0.00030219 | 0.00049027 | 0.00051856 | 0.00049328 | 0.00050128 | 0.00054727 | 0.00056951 | 0.00057405 | 0.00057614 | 0.00057946 | 0.0005855 | 0.00061151
TAS1 | VPP pump | 0.17177 | 0.5132 | 0.33217 | 0.65526 | 1.7875 | 2.6693 | 5.2109 | 5.9994 | 7.2323 | 9.7772 | 12.6841 | 14.6224 | 15.0353 | 18.6222 | 19.96 | 21.1897 | 22.9211 | 22.5022 | 28.5541 | 31.1334 | 31.6165 | 32.2803 | 36.0358 | 33.3179 | 34.273 | 35.4968 | 35.1032 | 36.6572 | 39.2119
Non-controllable capacity
Region | Technology | 2021-22 | 2022-23 | 2023-24 | 2024-25 | 2025-26 | 2026-27 | 2027-28 | 2028-29 | 2029-30 | 2030-31 | 2031-32 | 2032-33 | 2033-34 | 2034-35 | 2035-36 | 2036-37 | 2037-38 | 2038-39 | 2039-40 | 2040-41 | 2041-42 | 2042-43 | 2043-44 | 2044-45 | 2045-46 | 2046-47 | 2047-48 | 2048-49 | 2049-50
NEM | Distributed PV | 17966.1251 | 20100.6795 | 21848.5557 | 22765.7608 | 23520.219 | 26712.9041 | 28250.2682 | 26710.882 | 28962.3643 | 30914.2247 | 32262.7878 | 33604.8783 | 33813.0341 | 33976.8825 | 37696.6292 | 38914.4849 | 36303.367 | 39129.5695 | 41710.6576 | 43318.6363 | 44440.8755 | 44228.555 | 43943.4562 | 48400.6107 | 49711.1476 | 46026.6458 | 49621.4902 | 52962.0301 | 54802.2134
NEM | Behind the meter battery | 274.2921 | 322.7655 | 377.4056 | 441.916 | 524.7405 | 624.9438 | 702.6065 | 780.1503 | 916.5023 | 1062.9236 | 1310.8182 | 1435.9449 | 1573.1611 | 1680.3963 | 1781.133 | 1856.768 | 1927.461 | 2000.5502 | 2079.2953 | 2147.8019 | 2226.1602 | 2306.7147 | 2389.4767 | 2400.7435 | 2416.8737 | 2424.2587 | 2440.1321 | 2439.5699 | 2438.5083
NEM | Behind the meter battery pump | 233.0404 | 274.1938 | 320.6539 | 375.4693 | 445.7175 | 530.8198 | 596.8722 | 662.6992 | 778.5165 | 902.9392 | 1113.6428 | 1220.0169 | 1336.223 | 1427.318 | 1512.8203 | 1577.4412 | 1637.703 | 1699.356 | 1766.0472 | 1824.66 | 1891.329 | 1958.7365 | 2030.3464 | 2039.52 | 2052.599 | 2059.134 | 2073.3251 | 2072.6927 | 2071.1611
Region | Technology | 2021-22 | 2022-23 | 2023-24 | 2024-25 | 2025-26 | 2026-27 | 2027-28 | 2028-29 | 2029-30 | 2030-31 | 2031-32 | 2032-33 | 2033-34 | 2034-35 | 2035-36 | 2036-37 | 2037-38 | 2038-39 | 2039-40 | 2040-41 | 2041-42 | 2042-43 | 2043-44 | 2044-45 | 2045-46 | 2046-47 | 2047-48 | 2048-49 | 2049-50
NSW1 | Distributed PV | 5204.0164 | 5881.733 | 6097.6203 | 6362.1284 | 6503.6664 | 7561.6005 | 7799.3333 | 7221.9231 | 7693.3554 | 8429.2142 | 9135.0771 | 9232.9948 | 9474.093 | 9536.0352 | 10952.211 | 11213.6267 | 10409.2512 | 11061.1613 | 12074.4253 | 12966.5624 | 12905.9314 | 13078.0882 | 13015.2652 | 14802.4008 | 15046.9679 | 13816.9635 | 14650.873 | 15983.8137 | 17049.5514
NSW1 | Behind the meter battery | 103.7437 | 114.2404 | 137.9244 | 165.9003 | 201.313 | 240.9159 | 264.5842 | 289.7374 | 335.4861 | 383.0036 | 465.2208 | 500.5256 | 543.8767 | 577.0925 | 608.9188 | 631.888 | 654.0991 | 675.5199 | 700.7784 | 721.1068 | 744.6086 | 768.4752 | 793.5574 | 797.0251 | 801.425 | 803.7639 | 807.3625 | 807.7907 | 807.16
NSW1 | Behind the meter battery pump | 88.1293 | 97.0216 | 117.1621 | 140.9418 | 170.997 | 204.6077 | 224.7487 | 246.0761 | 284.9925 | 325.3838 | 395.4208 | 425.2231 | 461.797 | 490.3539 | 517.0464 | 536.8256 | 555.8161 | 574.0677 | 595.1176 | 612.7617 | 632.5367 | 652.4851 | 674.521 | 677.4172 | 680.3664 | 682.9967 | 685.9903 | 686.2534 | 685.4489
Region | Technology | 2021-22 | 2022-23 | 2023-24 | 2024-25 | 2025-26 | 2026-27 | 2027-28 | 2028-29 | 2029-30 | 2030-31 | 2031-32 | 2032-33 | 2033-34 | 2034-35 | 2035-36 | 2036-37 | 2037-38 | 2038-39 | 2039-40 | 2040-41 | 2041-42 | 2042-43 | 2043-44 | 2044-45 | 2045-46 | 2046-47 | 2047-48 | 2048-49 | 2049-50
QLD1 | Distributed PV | 5567.3648 | 6252.7151 | 6535.0958 | 6564.9108 | 6903.5367 | 7623.4303 | 7934.3665 | 6899.0674 | 7734.7975 | 8266.4241 | 9020.1611 | 9268.269 | 9263.1607 | 9754.2535 | 10771.5054 | 11127.7048 | 9702.5719 | 10828.6207 | 11489.8808 | 12365.4002 | 12482.6233 | 12281.9138 | 12714.2217 | 13851.0346 | 14256.9572 | 12334.5707 | 13776.1666 | 14614.4548 | 15684.6206
QLD1 | Behind the meter battery | 46.1059 | 51.2898 | 62.8898 | 76.9438 | 94.1079 | 114.339 | 129.4405 | 144.185 | 167.6189 | 204.8006 | 260.2955 | 292.0182 | 328.1998 | 357.9519 | 385.721 | 407.778 | 429.0894 | 449.044 | 469.664 | 492.0875 | 514.8354 | 538.0025 | 561.6947 | 566.605 | 572.2196 | 576.7274 | 581.9254 | 583.27 | 585.6388
QLD1 | Behind the meter battery pump | 39.1572 | 43.5755 | 53.4177 | 65.3788 | 79.9186 | 97.0955 | 109.9162 | 122.5159 | 142.4376 | 173.9088 | 221.1189 | 248.1635 | 278.7158 | 303.9474 | 327.6112 | 346.3668 | 364.4744 | 381.5345 | 399.0059 | 418.1686 | 437.5687 | 456.7426 | 477.2466 | 481.3082 | 486.3169 | 489.674 | 494.6069 | 495.5824 | 497.3207
Region | Technology | 2021-22 | 2022-23 | 2023-24 | 2024-25 | 2025-26 | 2026-27 | 2027-28 | 2028-29 | 2029-30 | 2030-31 | 2031-32 | 2032-33 | 2033-34 | 2034-35 | 2035-36 | 2036-37 | 2037-38 | 2038-39 | 2039-40 | 2040-41 | 2041-42 | 2042-43 | 2043-44 | 2044-45 | 2045-46 | 2046-47 | 2047-48 | 2048-49 | 2049-50
VIC1 | Distributed PV | 4329.4005 | 4908.7952 | 5934.1919 | 6528.7696 | 6863.0057 | 8027.2367 | 8796.0994 | 8929.0801 | 9626.1225 | 10179.6404 | 9984.4368 | 10760.8291 | 10744.8887 | 10455.0049 | 11440.4569 | 11800.6131 | 11528.2593 | 12300.9387 | 13053.8349 | 12807.4881 | 13660.682 | 13556.1803 | 13075.8792 | 14262.8401 | 14649.2457 | 14279.6933 | 15258.3695 | 16219.645 | 15845.6324
VIC1 | Behind the meter battery | 60.3615 | 72.3202 | 86.6818 | 103.6542 | 127.6658 | 157.9156 | 187.3608 | 216.0942 | 267.3679 | 312.7858 | 390.6955 | 438.5207 | 483.411 | 517.6718 | 549.9019 | 574.0839 | 596.4233 | 621.8879 | 649.6279 | 672.0144 | 699.0363 | 727.0829 | 754.4992 | 759.0364 | 765.4179 | 768.307 | 774.8118 | 775.1915 | 774.81
VIC1 | Behind the meter battery pump | 51.3066 | 61.4512 | 73.6598 | 88.083 | 108.4706 | 134.1928 | 159.1916 | 183.5475 | 227.026 | 265.6899 | 331.839 | 372.6114 | 410.8313 | 439.6676 | 467.2812 | 487.8914 | 506.9155 | 527.9599 | 551.6485 | 570.5388 | 593.9882 | 617.4131 | 640.9921 | 644.5839 | 650.0555 | 652.3952 | 658.1553 | 658.6052 | 658.2953
Region | Technology | 2021-22 | 2022-23 | 2023-24 | 2024-25 | 2025-26 | 2026-27 | 2027-28 | 2028-29 | 2029-30 | 2030-31 | 2031-32 | 2032-33 | 2033-34 | 2034-35 | 2035-36 | 2036-37 | 2037-38 | 2038-39 | 2039-40 | 2040-41 | 2041-42 | 2042-43 | 2043-44 | 2044-45 | 2045-46 | 2046-47 | 2047-48 | 2048-49 | 2049-50
SA1 | Distributed PV | 2623.5452 | 2798.1478 | 2996.8815 | 3008.3834 | 2949.0755 | 3160.1857 | 3360.8342 | 3300.464 | 3533.7408 | 3645.3258 | 3718.3325 | 3905.4589 | 3875.3563 | 3779.4643 | 4028.9273 | 4246.1349 | 4126.3157 | 4379.708 | 4502.8278 | 4576.0415 | 4756.5856 | 4662.4055 | 4501.1598 | 4782.4214 | 5031.6478 | 4870.1344 | 5185.5389 | 5354.2666 | 5426.7292
SA1 | Behind the meter battery | 56.7354 | 76.761 | 80.3364 | 83.7752 | 87.4369 | 94.3938 | 101.223 | 107.735 | 120.7804 | 134.1477 | 160.928 | 168.8699 | 178.8956 | 186.8102 | 193.693 | 198.596 | 201.84 | 206.6333 | 210.4501 | 212.7899 | 216.7262 | 220.9463 | 226.2016 | 224.8024 | 224.5688 | 222.3658 | 222.9625 | 220.6855 | 218.5777
SA1 | Behind the meter battery pump | 48.2076 | 65.216 | 68.2817 | 71.1775 | 74.2498 | 80.1578 | 86.0269 | 91.5227 | 102.6208 | 114.0145 | 136.6407 | 143.4284 | 151.9345 | 158.6357 | 164.4393 | 168.6089 | 171.3923 | 175.4796 | 178.8172 | 180.8586 | 183.9819 | 187.7459 | 192.102 | 190.9761 | 190.6156 | 188.965 | 189.485 | 187.5319 | 185.6623
Region | Technology | 2021-22 | 2022-23 | 2023-24 | 2024-25 | 2025-26 | 2026-27 | 2027-28 | 2028-29 | 2029-30 | 2030-31 | 2031-32 | 2032-33 | 2033-34 | 2034-35 | 2035-36 | 2036-37 | 2037-38 | 2038-39 | 2039-40 | 2040-41 | 2041-42 | 2042-43 | 2043-44 | 2044-45 | 2045-46 | 2046-47 | 2047-48 | 2048-49 | 2049-50
TAS1 | Distributed PV | 241.7982 | 259.2885 | 284.7662 | 301.5686 | 300.9347 | 340.451 | 359.6348 | 360.3473 | 374.3481 | 393.6202 | 404.7802 | 437.3265 | 455.5355 | 452.1246 | 503.5286 | 526.4053 | 536.969 | 559.1407 | 589.6888 | 603.1441 | 635.0531 | 649.9672 | 636.9304 | 701.9138 | 726.329 | 725.2839 | 750.5421 | 789.8501 | 795.6798
TAS1 | Behind the meter battery | 7.3456 | 8.1541 | 9.5732 | 11.6426 | 14.2168 | 17.3795 | 19.9981 | 22.3987 | 25.2488 | 28.1858 | 33.6784 | 36.0105 | 38.7781 | 40.8699 | 42.8983 | 44.4221 | 46.0092 | 47.4651 | 48.7751 | 49.8034 | 50.9537 | 52.2079 | 53.5239 | 53.2746 | 53.2423 | 53.0947 | 53.07 | 52.6323 | 52.3218
TAS1 | Behind the meter battery pump | 6.2397 | 6.9295 | 8.1325 | 9.8883 | 12.0815 | 14.7661 | 16.9888 | 19.037 | 21.4396 | 23.9422 | 28.6235 | 30.5904 | 32.9445 | 34.7133 | 36.4422 | 37.7485 | 39.1047 | 40.3143 | 41.458 | 42.3322 | 43.2535 | 44.3498 | 45.4846 | 45.2346 | 45.2446 | 45.103 | 45.0875 | 44.7198 | 44.4337

## Marinus_Capacity
Installed capacity by technology (MW) - Marinus Link, Central Scenario
Capacity calculated on 1 July. In early study years some wind and solar projects enter later in the financial year and are therefore reflected in the following financial year's capacity.
Explicitly modelled generation
Region | Technology | 2021-22 | 2022-23 | 2023-24 | 2024-25 | 2025-26 | 2026-27 | 2027-28 | 2028-29 | 2029-30 | 2030-31 | 2031-32 | 2032-33 | 2033-34 | 2034-35 | 2035-36 | 2036-37 | 2037-38 | 2038-39 | 2039-40 | 2040-41 | 2041-42 | 2042-43 | 2043-44 | 2044-45 | 2045-46 | 2046-47 | 2047-48 | 2048-49 | 2049-50
NEM | Black Coal | 18366 | 17891 | 16416 | 14058.7181 | 11770.507 | 11130.5792 | 10407.0649 | 9707.0649 | 7983.9938 | 7738.1213 | 7738.1207 | 7316.7317 | 7316.7317 | 7316.7317 | 6864.9427 | 6395.9999 | 5246 | 5246 | 5246 | 5246 | 5246 | 3152 | 2787 | 2422 | 2057 | 1692 | 1692 | 1692 | 1692
NEM | Brown Coal | 4790 | 4790 | 4790 | 3811.3021 | 3811.3021 | 3481.6095 | 3481.6095 | 3481.6095 | 3481.6051 | 3340.0002 | 3340 | 3340 | 3340 | 3340 | 3340 | 3340 | 3340 | 3340 | 3340 | 3340 | 3340 | 3340 | 3340 | 3340 | 3340 | 3340 | 2225 | 0 | 0
NEM | CCGT | 3054.9 | 3054.9 | 2874.9 | 2874.9 | 2874.9 | 2874.9 | 2874.9 | 2874.9 | 2874.9 | 2874.9 | 2874.9 | 2874.9 | 2874.9 | 2874.9 | 2874.9 | 2489.9 | 1960.9 | 1960.9 | 1817.5 | 1817.5 | 1817.5 | 1817.5 | 1377.5 | 1192.5 | 548 | 388 | 388 | 388 | 388
NEM | Gas - Steam | 1384 | 1384 | 1384 | 1384 | 1384 | 1384 | 1384 | 1384 | 1384 | 1384 | 1384 | 1384 | 1384 | 1384 | 584 | 584 | 584 | 584 | 84 | 84 | 84 | 84 | 84 | 84 | 84 | 0 | 0 | 0 | 0
NEM | OCGT / Diesel | 6863.14 | 6863.14 | 6863.14 | 6863.14 | 6863.14 | 6863.14 | 6863.14 | 6863.14 | 6863.14 | 6480.64 | 6480.64 | 6211.3 | 5749.3 | 5632.3 | 5502.3 | 5502.3 | 5502.3 | 5502.3 | 5965.1818 | 5845.1818 | 5903.0692 | 5809.0692 | 5888.7163 | 5845.8967 | 6385.1348 | 7457.4747 | 6873.4747 | 8377.8896 | 8003.653
NEM | Hydro | 7365.3 | 7365.3 | 7365.3 | 7365.3 | 7365.3 | 7365.3 | 7615.3 | 7615.3 | 7615.3 | 7615.3 | 7615.3 | 7615.3 | 7615.3 | 7615.3 | 7615.3 | 7615.3 | 7528.9 | 7528.9 | 7528.9 | 7528.9 | 7528.9 | 7462.9 | 7462.9 | 7462.9 | 7462.9 | 7462.9 | 7462.9 | 7462.9 | 7462.9
NEM | Wind | 8952.838 | 11397.452 | 12299.8136 | 13330.5972 | 14729.0562 | 15683.4321 | 17111.0296 | 18672.2417 | 21905.3523 | 21935.0083 | 22076.8121 | 22555.4276 | 22546.7962 | 22689.3639 | 23243.9007 | 24672.9998 | 28670.75 | 29397.4257 | 30053.5868 | 29699.0318 | 31669.4382 | 34259.4873 | 34263.4206 | 33954.6549 | 34732.4835 | 36586.0651 | 38129.5804 | 39468.0892 | 39864.6955
NEM | Solar PV | 5599.971 | 6959.156 | 6959.156 | 6959.156 | 6959.156 | 6959.156 | 7216.2543 | 7411.7521 | 11562.2556 | 11562.2556 | 11562.2556 | 11562.2556 | 11562.2556 | 11562.2556 | 11562.2556 | 11441.2556 | 12396.2477 | 12245.9479 | 12245.9477 | 12445.9508 | 13082.1748 | 17922.362 | 17547.362 | 17128.742 | 17749.0702 | 21983.1963 | 22366.4169 | 24759.2298 | 25582.4798
NEM | Grid Battery | 260.33 | 600.33 | 600.33 | 600.33 | 600.33 | 600.33 | 600.33 | 600.33 | 600.33 | 570.33 | 570.33 | 570.33 | 515.0001 | 490.0001 | 490.0001 | 490.0003 | 1095.6706 | 1095.6706 | 1311.6698 | 1291.6698 | 3190.9039 | 2890.9039 | 2890.9039 | 3697.1333 | 3697.1334 | 4875.665 | 4875.665 | 5505.4531 | 5505.453
NEM | Pumped Hydro | 810 | 810 | 810 | 810 | 2850 | 2850 | 2850 | 2850 | 4850 | 4850 | 4850 | 4850 | 4850 | 4850 | 4850 | 4850 | 5654.3382 | 5654.3382 | 5684.311 | 5684.311 | 5984.8598 | 6697.4288 | 6697.4288 | 6988.0928 | 6988.0928 | 7517.0652 | 7517.0652 | 8416.6993 | 8416.6993
NEM | VPP | 36.545 | 54.909 | 79.222 | 111.716 | 155.475 | 212.948 | 274.212 | 348.483 | 458.205 | 557.379 | 708.547 | 823.447 | 953.292 | 1081.03 | 1214.079 | 1346.365 | 1479.677 | 1613.916 | 1747.369 | 1881.885 | 2021.695 | 2168.3841 | 2317.988 | 2433.084 | 2551.477 | 2673.029 | 2797.397 | 2923.275 | 3050.769
Total excluding storage |  | 56376.149 | 59704.948 | 58952.3095 | 56647.1134 | 55757.3612 | 55742.1169 | 56953.2984 | 58010.0083 | 63670.5467 | 62930.2254 | 63072.0284 | 62859.9149 | 62389.2835 | 62414.8512 | 61587.599 | 62041.7553 | 65229.0977 | 65805.4736 | 66281.1163 | 66006.5644 | 68671.0821 | 73847.3185 | 72750.8989 | 71430.6935 | 72358.5885 | 78909.6361 | 79137.3719 | 82148.1087 | 82993.7283
Region | Technology | 2021-22 | 2022-23 | 2023-24 | 2024-25 | 2025-26 | 2026-27 | 2027-28 | 2028-29 | 2029-30 | 2030-31 | 2031-32 | 2032-33 | 2033-34 | 2034-35 | 2035-36 | 2036-37 | 2037-38 | 2038-39 | 2039-40 | 2040-41 | 2041-42 | 2042-43 | 2043-44 | 2044-45 | 2045-46 | 2046-47 | 2047-48 | 2048-49 | 2049-50
NSW1 | Black Coal | 10240 | 9765 | 8290 | 7612.718 | 5324.507 | 4915.6365 | 4192.1222 | 4192.1222 | 2469.0511 | 2223.1786 | 2223.178 | 1801.7891 | 1801.7891 | 1801.7891 | 1350 | 1350 | 1350 | 1350 | 1350 | 1350 | 1350 | 0 | 0 | 0 | 0 | 0 | 0 | 0 | 0
NSW1 | Brown Coal | 0 | 0 | 0 | 0 | 0 | 0 | 0 | 0 | 0 | 0 | 0 | 0 | 0 | 0 | 0 | 0 | 0 | 0 | 0 | 0 | 0 | 0 | 0 | 0 | 0 | 0 | 0 | 0 | 0
NSW1 | CCGT | 625 | 625 | 625 | 625 | 625 | 625 | 625 | 625 | 625 | 625 | 625 | 625 | 625 | 625 | 625 | 625 | 625 | 625 | 625 | 625 | 625 | 625 | 185 | 0 | 0 | 0 | 0 | 0 | 0
NSW1 | Gas - Steam | 0 | 0 | 0 | 0 | 0 | 0 | 0 | 0 | 0 | 0 | 0 | 0 | 0 | 0 | 0 | 0 | 0 | 0 | 0 | 0 | 0 | 0 | 0 | 0 | 0 | 0 | 0 | 0 | 0
NSW1 | OCGT / Diesel | 1438 | 1438 | 1438 | 1438 | 1438 | 1438 | 1438 | 1438 | 1438 | 1438 | 1438 | 1438 | 1438 | 1438 | 1388 | 1388 | 1388 | 1388 | 2290.8818 | 2290.8818 | 2290.8818 | 2290.8818 | 2370.529 | 2594.1604 | 2594.1604 | 2594.1604 | 2594.1604 | 3685.1262 | 3685.1262
NSW1 | Hydro | 2585 | 2585 | 2585 | 2585 | 2585 | 2585 | 2585 | 2585 | 2585 | 2585 | 2585 | 2585 | 2585 | 2585 | 2585 | 2585 | 2585 | 2585 | 2585 | 2585 | 2585 | 2585 | 2585 | 2585 | 2585 | 2585 | 2585 | 2585 | 2585
NSW1 | Wind | 2220.73 | 2981.184 | 3741.8898 | 4514.1739 | 5288.4128 | 6105.6332 | 6694.4836 | 7332.3593 | 9726.5328 | 9726.5328 | 9726.5328 | 9726.5328 | 9726.5328 | 9726.5328 | 9726.5328 | 9680.0328 | 9510.0328 | 9847.043 | 10628.8877 | 10443.8954 | 11992.9501 | 12454.292 | 12159.312 | 12159.312 | 12422.3424 | 12195.5425 | 12571.1781 | 12661.9614 | 12548.7714
NSW1 | Solar PV | 2130.363 | 2600.363 | 2600.363 | 2600.363 | 2600.363 | 2600.363 | 2857.4613 | 3052.9592 | 7203.4626 | 7203.4626 | 7203.4626 | 7203.4626 | 7203.4626 | 7203.4626 | 7203.4626 | 7203.4626 | 7270.2609 | 7119.9611 | 7119.9609 | 7119.9609 | 7119.9609 | 9416.4784 | 9343.4784 | 9343.4784 | 9510.3724 | 11857.9884 | 11857.9884 | 13024.7833 | 13456.688
NSW1 | Grid Battery | 0 | 0 | 0 | 0 | 0 | 0 | 0 | 0 | 0 | 0 | 0 | 0 | 0 | 0 | 0 | 0 | 0.00037131 | 0.00037137 | 67.3488 | 67.3488 | 635.0189 | 635.0189 | 635.0189 | 1040.3706 | 1040.3707 | 1156.1196 | 1156.1196 | 1156.1196 | 1156.1195
NSW1 | Pumped Hydro | 240 | 240 | 240 | 240 | 2280 | 2280 | 2280 | 2280 | 4280 | 4280 | 4280 | 4280 | 4280 | 4280 | 4280 | 4280 | 4280 | 4280 | 4280.0001 | 4280.0001 | 4280.0001 | 4280.0001 | 4280.0001 | 4280.0002 | 4280.0002 | 4280.0002 | 4280.0002 | 4280.0002 | 4280.0002
NSW1 | VPP | 13.897 | 19.697 | 29.162 | 42.001 | 59.431 | 81.633 | 103.019 | 129.604 | 168.832 | 203.169 | 255.242 | 292.839 | 337.193 | 380.779 | 426.084 | 469.969 | 513.223 | 556.711 | 599.309 | 642.059 | 686.952 | 734.321 | 783.025 | 821.133 | 860.401 | 900.734 | 941.995 | 983.641 | 1025.804
Total excluding storage |  | 19239.093 | 19994.547 | 19280.2528 | 19375.2549 | 17861.2828 | 18269.6328 | 18392.0672 | 19225.4407 | 24047.0465 | 23801.174 | 23801.1734 | 23379.7844 | 23379.7844 | 23379.7844 | 22877.9954 | 22831.4954 | 22728.2937 | 22915.0041 | 24599.7304 | 24414.7381 | 25963.7928 | 27371.6522 | 26643.3194 | 26681.9508 | 27111.8752 | 29232.6913 | 29608.3269 | 31956.8709 | 32275.5856
Region | Technology | 2021-22 | 2022-23 | 2023-24 | 2024-25 | 2025-26 | 2026-27 | 2027-28 | 2028-29 | 2029-30 | 2030-31 | 2031-32 | 2032-33 | 2033-34 | 2034-35 | 2035-36 | 2036-37 | 2037-38 | 2038-39 | 2039-40 | 2040-41 | 2041-42 | 2042-43 | 2043-44 | 2044-45 | 2045-46 | 2046-47 | 2047-48 | 2048-49 | 2049-50
QLD1 | Black Coal | 8126 | 8126 | 8126 | 6446.0002 | 6445.9999 | 6214.9427 | 6214.9427 | 5514.9427 | 5514.9427 | 5514.9427 | 5514.9427 | 5514.9427 | 5514.9427 | 5514.9427 | 5514.9427 | 5045.9999 | 3896 | 3896 | 3896 | 3896 | 3896 | 3152 | 2787 | 2422 | 2057 | 1692 | 1692 | 1692 | 1692
QLD1 | Brown Coal | 0 | 0 | 0 | 0 | 0 | 0 | 0 | 0 | 0 | 0 | 0 | 0 | 0 | 0 | 0 | 0 | 0 | 0 | 0 | 0 | 0 | 0 | 0 | 0 | 0 | 0 | 0 | 0 | 0
QLD1 | CCGT | 1512.9 | 1512.9 | 1512.9 | 1512.9 | 1512.9 | 1512.9 | 1512.9 | 1512.9 | 1512.9 | 1512.9 | 1512.9 | 1512.9 | 1512.9 | 1512.9 | 1512.9 | 1127.9 | 1127.9 | 1127.9 | 984.5 | 984.5 | 984.5 | 984.5 | 984.5 | 984.5 | 340 | 180 | 180 | 180 | 180
QLD1 | Gas - Steam | 84 | 84 | 84 | 84 | 84 | 84 | 84 | 84 | 84 | 84 | 84 | 84 | 84 | 84 | 84 | 84 | 84 | 84 | 84 | 84 | 84 | 84 | 84 | 84 | 84 | 0 | 0 | 0 | 0
QLD1 | OCGT / Diesel | 1910 | 1910 | 1910 | 1910 | 1910 | 1910 | 1910 | 1910 | 1910 | 1910 | 1910 | 1910 | 1618 | 1501 | 1501 | 1501 | 1501 | 1501 | 1501 | 1501 | 1513.1011 | 1513.1011 | 1513.1011 | 1381.1011 | 1920.3393 | 2992.6792 | 2992.6792 | 3126.9119 | 2752.6753
QLD1 | Hydro | 152.4 | 152.4 | 152.4 | 152.4 | 152.4 | 152.4 | 152.4 | 152.4 | 152.4 | 152.4 | 152.4 | 152.4 | 152.4 | 152.4 | 152.4 | 152.4 | 66 | 66 | 66 | 66 | 66 | 0 | 0 | 0 | 0 | 0 | 0 | 0 | 0
QLD1 | Wind | 676.608 | 1176.608 | 1176.608 | 1293.4515 | 1776.608 | 1776.608 | 2511.1994 | 3297.3804 | 4089.9121 | 4089.9121 | 4089.9121 | 4089.9121 | 4089.9121 | 4089.9121 | 4175.1349 | 4711.5454 | 6538.4146 | 6538.4146 | 6538.4146 | 6548.4166 | 6822.017 | 8616.7661 | 8436.2481 | 8587.8824 | 8988.8229 | 9674.0458 | 9674.0458 | 9674.0458 | 10346.0855
QLD1 | Solar PV | 2017.635 | 2827.62 | 2827.62 | 2827.62 | 2827.62 | 2827.62 | 2827.62 | 2827.62 | 2827.62 | 2827.62 | 2827.62 | 2827.62 | 2827.62 | 2827.62 | 2827.62 | 2706.62 | 3594.8138 | 3594.8138 | 3594.8138 | 3794.8133 | 4244.0489 | 6504.5904 | 6337.5904 | 6136.4904 | 6126.7404 | 8000.0966 | 7889.6966 | 7358.7966 | 8255.5916
QLD1 | Grid Battery | 0 | 20 | 20 | 20 | 20 | 20 | 20 | 20 | 20 | 20 | 20 | 20 | 20.0001 | 20.0001 | 20.0001 | 20.0001 | 625.67 | 625.67 | 625.67 | 605.67 | 1129.8401 | 1129.8401 | 1129.8401 | 1530.7178 | 1530.7178 | 2593.5005 | 2593.5005 | 2593.5005 | 2593.5005
QLD1 | Pumped Hydro | 570 | 570 | 570 | 570 | 570 | 570 | 570 | 570 | 570 | 570 | 570 | 570 | 570 | 570 | 570 | 570 | 1374.3381 | 1374.3381 | 1374.3381 | 1374.3381 | 1540.701 | 2253.27 | 2253.27 | 2253.27 | 2253.27 | 2782.2424 | 2782.2424 | 2782.2424 | 2782.2424
QLD1 | VPP | 6.283 | 9.038 | 13.648 | 20.047 | 28.646 | 39.92 | 51.776 | 66.05 | 86.234 | 109.423 | 142.449 | 168.902 | 199.702 | 230.441 | 262.576 | 295.532 | 329.475 | 362.967 | 395.859 | 429.33 | 463.784 | 499.933 | 537.296 | 565.416 | 594.354 | 624.143 | 654.722 | 685.861 | 717.549
Total excluding storage |  | 14479.543 | 15789.528 | 15789.528 | 14226.3717 | 14709.528 | 14478.4707 | 15213.0621 | 15299.2431 | 16091.7748 | 16091.7748 | 16091.7748 | 16091.7748 | 15799.7748 | 15682.7748 | 15767.9975 | 15329.4653 | 16808.1284 | 16808.1284 | 16664.7284 | 16874.7299 | 17609.6671 | 20854.9577 | 20142.4397 | 19595.9739 | 19516.9025 | 22538.8216 | 22428.4216 | 22031.7543 | 23226.3524
Region | Technology | 2021-22 | 2022-23 | 2023-24 | 2024-25 | 2025-26 | 2026-27 | 2027-28 | 2028-29 | 2029-30 | 2030-31 | 2031-32 | 2032-33 | 2033-34 | 2034-35 | 2035-36 | 2036-37 | 2037-38 | 2038-39 | 2039-40 | 2040-41 | 2041-42 | 2042-43 | 2043-44 | 2044-45 | 2045-46 | 2046-47 | 2047-48 | 2048-49 | 2049-50
VIC1 | Black Coal | 0 | 0 | 0 | 0 | 0 | 0 | 0 | 0 | 0 | 0 | 0 | 0 | 0 | 0 | 0 | 0 | 0 | 0 | 0 | 0 | 0 | 0 | 0 | 0 | 0 | 0 | 0 | 0 | 0
VIC1 | Brown Coal | 4790 | 4790 | 4790 | 3811.3021 | 3811.3021 | 3481.6095 | 3481.6095 | 3481.6095 | 3481.6051 | 3340.0002 | 3340 | 3340 | 3340 | 3340 | 3340 | 3340 | 3340 | 3340 | 3340 | 3340 | 3340 | 3340 | 3340 | 3340 | 3340 | 3340 | 2225 | 0 | 0
VIC1 | CCGT | 0 | 0 | 0 | 0 | 0 | 0 | 0 | 0 | 0 | 0 | 0 | 0 | 0 | 0 | 0 | 0 | 0 | 0 | 0 | 0 | 0 | 0 | 0 | 0 | 0 | 0 | 0 | 0 | 0
VIC1 | Gas - Steam | 500 | 500 | 500 | 500 | 500 | 500 | 500 | 500 | 500 | 500 | 500 | 500 | 500 | 500 | 500 | 500 | 500 | 500 | 0 | 0 | 0 | 0 | 0 | 0 | 0 | 0 | 0 | 0 | 0
VIC1 | OCGT / Diesel | 1900 | 1900 | 1900 | 1900 | 1900 | 1900 | 1900 | 1900 | 1900 | 1900 | 1900 | 1900 | 1730 | 1730 | 1730 | 1730 | 1730 | 1730 | 1290 | 1290 | 1290 | 1196 | 1196 | 1196 | 1196 | 1196 | 612 | 647.1656 | 647.1656
VIC1 | Hydro | 2219 | 2219 | 2219 | 2219 | 2219 | 2219 | 2219 | 2219 | 2219 | 2219 | 2219 | 2219 | 2219 | 2219 | 2219 | 2219 | 2219 | 2219 | 2219 | 2219 | 2219 | 2219 | 2219 | 2219 | 2219 | 2219 | 2219 | 2219 | 2219
VIC1 | Wind | 3434.44 | 4322.2 | 4322.2 | 4322.2 | 4322.2 | 4322.2 | 4322.2 | 4322.2 | 4322.2 | 4322.2 | 4322.2 | 4322.2 | 4269.7004 | 4269.7004 | 4269.7004 | 4969.7 | 6291.2613 | 6203.5271 | 6011.5273 | 5723.2273 | 5870.9785 | 6204.9366 | 6898.2279 | 6586.2279 | 7043.2858 | 8041.4721 | 9209.3516 | 10051.7899 | 9889.5464
VIC1 | Solar PV | 1098.973 | 1098.973 | 1098.973 | 1098.973 | 1098.973 | 1098.973 | 1098.973 | 1098.973 | 1098.973 | 1098.973 | 1098.973 | 1098.973 | 1098.973 | 1098.973 | 1098.973 | 1098.973 | 1098.973 | 1098.973 | 1098.973 | 1098.973 | 1098.9731 | 1098.9733 | 1098.9733 | 991.4533 | 960.352 | 973.5058 | 1467.1264 | 3188.4501 | 2791.0003
VIC1 | Grid Battery | 55.33 | 375.33 | 375.33 | 375.33 | 375.33 | 375.33 | 375.33 | 375.33 | 375.33 | 375.33 | 375.33 | 375.33 | 320 | 320 | 320 | 320 | 320 | 320 | 320.0004 | 320.0004 | 458.3704 | 158.3704 | 158.3704 | 158.3704 | 158.3704 | 158.3704 | 158.3704 | 788.1585 | 788.1584
VIC1 | Pumped Hydro | 0 | 0 | 0 | 0 | 0 | 0 | 0 | 0 | 0 | 0 | 0 | 0 | 0 | 0 | 0 | 0 | 0.00011684 | 0.00011697 | 29.9727 | 29.9727 | 164.1587 | 164.1587 | 164.1587 | 454.8226 | 454.8226 | 454.8226 | 454.8226 | 1354.4567 | 1354.4567
VIC1 | VPP | 7.967 | 12.184 | 18.007 | 25.892 | 37.312 | 52.961 | 71.587 | 94.075 | 129.773 | 159.421 | 205.486 | 243.58 | 283.23 | 321.698 | 361.635 | 401.73 | 443.322 | 486.699 | 530.824 | 575.442 | 621.935 | 669.907 | 718.015 | 754.911 | 792.922 | 831.94 | 871.864 | 912.314 | 953.272
Total excluding storage |  | 13942.413 | 14830.173 | 14830.173 | 13851.4751 | 13851.4751 | 13521.7825 | 13521.7825 | 13521.7825 | 13521.778 | 13380.1731 | 13380.173 | 13380.173 | 13157.6733 | 13157.6733 | 13157.6733 | 13857.673 | 15179.2343 | 15091.5001 | 13959.5003 | 13671.2003 | 13818.9516 | 14058.9099 | 14752.2012 | 14332.6812 | 14758.6377 | 15769.9779 | 15732.478 | 16106.4056 | 15546.7123
Region | Technology | 2021-22 | 2022-23 | 2023-24 | 2024-25 | 2025-26 | 2026-27 | 2027-28 | 2028-29 | 2029-30 | 2030-31 | 2031-32 | 2032-33 | 2033-34 | 2034-35 | 2035-36 | 2036-37 | 2037-38 | 2038-39 | 2039-40 | 2040-41 | 2041-42 | 2042-43 | 2043-44 | 2044-45 | 2045-46 | 2046-47 | 2047-48 | 2048-49 | 2049-50
SA1 | Black Coal | 0 | 0 | 0 | 0 | 0 | 0 | 0 | 0 | 0 | 0 | 0 | 0 | 0 | 0 | 0 | 0 | 0 | 0 | 0 | 0 | 0 | 0 | 0 | 0 | 0 | 0 | 0 | 0 | 0
SA1 | Brown Coal | 0 | 0 | 0 | 0 | 0 | 0 | 0 | 0 | 0 | 0 | 0 | 0 | 0 | 0 | 0 | 0 | 0 | 0 | 0 | 0 | 0 | 0 | 0 | 0 | 0 | 0 | 0 | 0 | 0
SA1 | CCGT | 709 | 709 | 529 | 529 | 529 | 529 | 529 | 529 | 529 | 529 | 529 | 529 | 529 | 529 | 529 | 529 | 0 | 0 | 0 | 0 | 0 | 0 | 0 | 0 | 0 | 0 | 0 | 0 | 0
SA1 | Gas - Steam | 800 | 800 | 800 | 800 | 800 | 800 | 800 | 800 | 800 | 800 | 800 | 800 | 800 | 800 | 0 | 0 | 0 | 0 | 0 | 0 | 0 | 0 | 0 | 0 | 0 | 0 | 0 | 0 | 0
SA1 | OCGT / Diesel | 1437.14 | 1437.14 | 1437.14 | 1437.14 | 1437.14 | 1437.14 | 1437.14 | 1437.14 | 1437.14 | 1054.64 | 1054.64 | 785.3 | 785.3 | 785.3 | 705.3 | 705.3 | 705.3 | 705.3 | 705.3 | 705.3 | 751.0862 | 751.0862 | 751.0862 | 616.6351 | 616.6351 | 616.6351 | 616.6351 | 860.6859 | 860.6859
SA1 | Hydro | 0 | 0 | 0 | 0 | 0 | 0 | 0 | 0 | 0 | 0 | 0 | 0 | 0 | 0 | 0 | 0 | 0 | 0 | 0 | 0 | 0 | 0 | 0 | 0 | 0 | 0 | 0 | 0 | 0
SA1 | Wind | 2053.31 | 2349.71 | 2349.71 | 2349.71 | 2349.71 | 2349.71 | 2316.71 | 2316.71 | 2225.96 | 2113.96 | 2113.96 | 2450.0077 | 2351.3079 | 2351.3079 | 2679.362 | 2781.3952 | 3663.5595 | 4003.8037 | 3922.8596 | 3883.8596 | 3883.8596 | 3883.8596 | 3669.9996 | 3669.9996 | 3326.7996 | 3723.7719 | 3723.772 | 4129.0594 | 4129.0594
SA1 | Solar PV | 353 | 432.2 | 432.2 | 432.2 | 432.2 | 432.2 | 432.2 | 432.2 | 432.2 | 432.2 | 432.2 | 432.2 | 432.2 | 432.2 | 432.2 | 432.2 | 432.2 | 432.2 | 432.2 | 432.2036 | 619.1918 | 902.32 | 767.32 | 657.32 | 1151.6055 | 1151.6055 | 1151.6055 | 1187.1998 | 1079.1999
SA1 | Grid Battery | 205 | 205 | 205 | 205 | 205 | 205 | 205 | 205 | 205 | 175 | 175 | 175 | 175 | 150 | 150 | 150.0001 | 150.0002 | 150.0002 | 298.6506 | 298.6506 | 967.6746 | 967.6746 | 967.6746 | 967.6746 | 967.6746 | 967.6746 | 967.6746 | 967.6746 | 967.6746
SA1 | Pumped Hydro | 0 | 0 | 0 | 0 | 0 | 0 | 0 | 0 | 0 | 0 | 0 | 0 | 0 | 0 | 0 | 0 | 0 | 0 | 0 | 0 | 0 | 0 | 0 | 0 | 0 | 0 | 0 | 0 | 0
SA1 | VPP | 7.403 | 12.575 | 16.369 | 20.818 | 25.878 | 32.539 | 40.105 | 48.895 | 60.853 | 70.614 | 87.129 | 97.388 | 109.546 | 121.655 | 134.326 | 146.657 | 158.138 | 169.176 | 180.255 | 191.186 | 202.356 | 214.599 | 227.014 | 236.682 | 246.511 | 256.534 | 266.715 | 276.923 | 287.161
Total excluding storage |  | 5352.45 | 5728.05 | 5548.05 | 5548.05 | 5548.05 | 5548.05 | 5515.05 | 5515.05 | 5424.3 | 4929.8 | 4929.8 | 4996.5077 | 4897.8079 | 4897.8079 | 4345.862 | 4447.8952 | 4801.0595 | 5141.3037 | 5060.3596 | 5021.3632 | 5254.1376 | 5537.2658 | 5188.4058 | 4943.9547 | 5095.0402 | 5492.0125 | 5492.0126 | 6176.9451 | 6068.9452
Region | Technology | 2021-22 | 2022-23 | 2023-24 | 2024-25 | 2025-26 | 2026-27 | 2027-28 | 2028-29 | 2029-30 | 2030-31 | 2031-32 | 2032-33 | 2033-34 | 2034-35 | 2035-36 | 2036-37 | 2037-38 | 2038-39 | 2039-40 | 2040-41 | 2041-42 | 2042-43 | 2043-44 | 2044-45 | 2045-46 | 2046-47 | 2047-48 | 2048-49 | 2049-50
TAS1 | Black Coal | 0 | 0 | 0 | 0 | 0 | 0 | 0 | 0 | 0 | 0 | 0 | 0 | 0 | 0 | 0 | 0 | 0 | 0 | 0 | 0 | 0 | 0 | 0 | 0 | 0 | 0 | 0 | 0 | 0
TAS1 | Brown Coal | 0 | 0 | 0 | 0 | 0 | 0 | 0 | 0 | 0 | 0 | 0 | 0 | 0 | 0 | 0 | 0 | 0 | 0 | 0 | 0 | 0 | 0 | 0 | 0 | 0 | 0 | 0 | 0 | 0
TAS1 | CCGT | 208 | 208 | 208 | 208 | 208 | 208 | 208 | 208 | 208 | 208 | 208 | 208 | 208 | 208 | 208 | 208 | 208 | 208 | 208 | 208 | 208 | 208 | 208 | 208 | 208 | 208 | 208 | 208 | 208
TAS1 | Gas - Steam | 0 | 0 | 0 | 0 | 0 | 0 | 0 | 0 | 0 | 0 | 0 | 0 | 0 | 0 | 0 | 0 | 0 | 0 | 0 | 0 | 0 | 0 | 0 | 0 | 0 | 0 | 0 | 0 | 0
TAS1 | OCGT / Diesel | 178 | 178 | 178 | 178 | 178 | 178 | 178 | 178 | 178 | 178 | 178 | 178 | 178 | 178 | 178 | 178 | 178 | 178 | 178 | 58 | 58 | 58 | 58 | 58 | 58 | 58 | 58 | 58 | 58
TAS1 | Hydro | 2408.9 | 2408.9 | 2408.9 | 2408.9 | 2408.9 | 2408.9 | 2658.9 | 2658.9 | 2658.9 | 2658.9 | 2658.9 | 2658.9 | 2658.9 | 2658.9 | 2658.9 | 2658.9 | 2658.9 | 2658.9 | 2658.9 | 2658.9 | 2658.9 | 2658.9 | 2658.9 | 2658.9 | 2658.9 | 2658.9 | 2658.9 | 2658.9 | 2658.9
TAS1 | Wind | 567.75 | 567.75 | 709.4057 | 851.0618 | 992.1255 | 1129.2809 | 1266.4365 | 1403.592 | 1540.7474 | 1682.4035 | 1824.2072 | 1966.775 | 2109.343 | 2251.9107 | 2393.1708 | 2530.3265 | 2667.4818 | 2804.6373 | 2951.8976 | 3099.6329 | 3099.6329 | 3099.6329 | 3099.6329 | 2951.2329 | 2951.2329 | 2951.2329 | 2951.2329 | 2951.2329 | 2951.2329
TAS1 | Solar PV | 0 | 0 | 0 | 0 | 0 | 0 | 0 | 0 | 0 | 0 | 0 | 0 | 0 | 0 | 0 | 0 | 0 | 0 | 0 | 0 | 0 | 0 | 0 | 0 | 0 | 0 | 0 | 0 | 0
TAS1 | Grid Battery | 0 | 0 | 0 | 0 | 0 | 0 | 0 | 0 | 0 | 0 | 0 | 0 | 0 | 0 | 0 | 0 | 0 | 0 | 0 | 0 | 0 | 0 | 0 | 0 | 0 | 0 | 0 | 0 | 0
TAS1 | Pumped Hydro | 0 | 0 | 0 | 0 | 0 | 0 | 0 | 0 | 0 | 0 | 0 | 0 | 0 | 0 | 0 | 0 | 0 | 0 | 0 | 0 | 0 | 0 | 0 | 0 | 0 | 0 | 0 | 0 | 0
TAS1 | VPP | 0.995 | 1.415 | 2.036 | 2.958 | 4.208 | 5.895 | 7.725 | 9.859 | 12.513 | 14.752 | 18.241 | 20.738 | 23.621 | 26.457 | 29.458 | 32.477 | 35.519 | 38.363 | 41.122 | 43.868 | 46.668 | 49.624 | 52.638 | 54.942 | 57.289 | 59.678 | 62.101 | 64.536 | 66.983
Total excluding storage |  | 3362.65 | 3362.65 | 3504.3057 | 3645.9618 | 3787.0255 | 3924.1809 | 4311.3365 | 4448.492 | 4585.6474 | 4727.3035 | 4869.1072 | 5011.675 | 5154.243 | 5296.8107 | 5438.0708 | 5575.2264 | 5712.3818 | 5849.5373 | 5996.7976 | 6024.5329 | 6024.5329 | 6024.5329 | 6024.5329 | 5876.1329 | 5876.1329 | 5876.1329 | 5876.1329 | 5876.1329 | 5876.1329
Explicitly modelled pumping
Region | Technology | 2021-22 | 2022-23 | 2023-24 | 2024-25 | 2025-26 | 2026-27 | 2027-28 | 2028-29 | 2029-30 | 2030-31 | 2031-32 | 2032-33 | 2033-34 | 2034-35 | 2035-36 | 2036-37 | 2037-38 | 2038-39 | 2039-40 | 2040-41 | 2041-42 | 2042-43 | 2043-44 | 2044-45 | 2045-46 | 2046-47 | 2047-48 | 2048-49 | 2049-50
NEM | Grid Battery pump | 260.33 | 600.33 | 600.33 | 600.33 | 600.33 | 600.33 | 600.33 | 600.33 | 600.33 | 570.33 | 570.33 | 570.33 | 515.0001 | 490.0001 | 490.0001 | 490.0003 | 1095.6706 | 1095.6706 | 1311.6698 | 1291.6698 | 3190.9039 | 2890.9039 | 2890.9039 | 3697.1333 | 3697.1334 | 4875.665 | 4875.665 | 5505.4531 | 5505.453
NEM | Pumped Hydro Pump | 1330 | 1330 | 1330 | 1330 | 3370 | 3370 | 3370 | 3370 | 5370 | 5370 | 5370 | 5370 | 5370 | 5370 | 5370 | 5370 | 6174.3382 | 6174.3382 | 6204.311 | 6204.311 | 6504.8598 | 7217.4288 | 7217.4288 | 7508.0928 | 7508.0928 | 8037.0652 | 8037.0652 | 8936.6993 | 8936.6993
NEM | VPP pump | 36.545 | 54.909 | 79.222 | 111.716 | 155.475 | 212.948 | 274.212 | 348.483 | 458.205 | 557.379 | 708.547 | 823.447 | 953.292 | 1081.03 | 1214.079 | 1346.365 | 1479.677 | 1613.916 | 1747.369 | 1881.885 | 2021.695 | 2168.3841 | 2317.988 | 2433.084 | 2551.477 | 2673.029 | 2797.397 | 2923.275 | 3050.769
Region | Technology | 2021-22 | 2022-23 | 2023-24 | 2024-25 | 2025-26 | 2026-27 | 2027-28 | 2028-29 | 2029-30 | 2030-31 | 2031-32 | 2032-33 | 2033-34 | 2034-35 | 2035-36 | 2036-37 | 2037-38 | 2038-39 | 2039-40 | 2040-41 | 2041-42 | 2042-43 | 2043-44 | 2044-45 | 2045-46 | 2046-47 | 2047-48 | 2048-49 | 2049-50
NSW1 | Grid Battery pump | 0 | 0 | 0 | 0 | 0 | 0 | 0 | 0 | 0 | 0 | 0 | 0 | 0 | 0 | 0 | 0 | 0.00037131 | 0.00037137 | 67.3488 | 67.3488 | 635.0189 | 635.0189 | 635.0189 | 1040.3706 | 1040.3707 | 1156.1196 | 1156.1196 | 1156.1196 | 1156.1195
NSW1 | Pumped Hydro Pump | 840 | 840 | 840 | 840 | 2880 | 2880 | 2880 | 2880 | 4880 | 4880 | 4880 | 4880 | 4880 | 4880 | 4880 | 4880 | 4880 | 4880 | 4880.0001 | 4880.0001 | 4880.0001 | 4880.0001 | 4880.0001 | 4880.0002 | 4880.0002 | 4880.0002 | 4880.0002 | 4880.0002 | 4880.0002
NSW1 | VPP pump | 13.897 | 19.697 | 29.162 | 42.001 | 59.431 | 81.633 | 103.019 | 129.604 | 168.832 | 203.169 | 255.242 | 292.839 | 337.193 | 380.779 | 426.084 | 469.969 | 513.223 | 556.711 | 599.309 | 642.059 | 686.952 | 734.321 | 783.025 | 821.133 | 860.401 | 900.734 | 941.995 | 983.641 | 1025.804
Region | Technology | 2021-22 | 2022-23 | 2023-24 | 2024-25 | 2025-26 | 2026-27 | 2027-28 | 2028-29 | 2029-30 | 2030-31 | 2031-32 | 2032-33 | 2033-34 | 2034-35 | 2035-36 | 2036-37 | 2037-38 | 2038-39 | 2039-40 | 2040-41 | 2041-42 | 2042-43 | 2043-44 | 2044-45 | 2045-46 | 2046-47 | 2047-48 | 2048-49 | 2049-50
QLD1 | Grid Battery pump | 0 | 20 | 20 | 20 | 20 | 20 | 20 | 20 | 20 | 20 | 20 | 20 | 20.0001 | 20.0001 | 20.0001 | 20.0001 | 625.67 | 625.67 | 625.67 | 605.67 | 1129.8401 | 1129.8401 | 1129.8401 | 1530.7178 | 1530.7178 | 2593.5005 | 2593.5005 | 2593.5005 | 2593.5005
QLD1 | Pumped Hydro Pump | 490 | 490 | 490 | 490 | 490 | 490 | 490 | 490 | 490 | 490 | 490 | 490 | 490 | 490 | 490 | 490 | 1294.3381 | 1294.3381 | 1294.3381 | 1294.3381 | 1460.701 | 2173.27 | 2173.27 | 2173.27 | 2173.27 | 2702.2424 | 2702.2424 | 2702.2424 | 2702.2424
QLD1 | VPP pump | 6.283 | 9.038 | 13.648 | 20.047 | 28.646 | 39.92 | 51.776 | 66.05 | 86.234 | 109.423 | 142.449 | 168.902 | 199.702 | 230.441 | 262.576 | 295.532 | 329.475 | 362.967 | 395.859 | 429.33 | 463.784 | 499.933 | 537.296 | 565.416 | 594.354 | 624.143 | 654.722 | 685.861 | 717.549
Region | Technology | 2021-22 | 2022-23 | 2023-24 | 2024-25 | 2025-26 | 2026-27 | 2027-28 | 2028-29 | 2029-30 | 2030-31 | 2031-32 | 2032-33 | 2033-34 | 2034-35 | 2035-36 | 2036-37 | 2037-38 | 2038-39 | 2039-40 | 2040-41 | 2041-42 | 2042-43 | 2043-44 | 2044-45 | 2045-46 | 2046-47 | 2047-48 | 2048-49 | 2049-50
VIC1 | Grid Battery pump | 55.33 | 375.33 | 375.33 | 375.33 | 375.33 | 375.33 | 375.33 | 375.33 | 375.33 | 375.33 | 375.33 | 375.33 | 320 | 320 | 320 | 320 | 320 | 320 | 320.0004 | 320.0004 | 458.3704 | 158.3704 | 158.3704 | 158.3704 | 158.3704 | 158.3704 | 158.3704 | 788.1585 | 788.1584
VIC1 | Pumped Hydro Pump | 0 | 0 | 0 | 0 | 0 | 0 | 0 | 0 | 0 | 0 | 0 | 0 | 0 | 0 | 0 | 0 | 0.00011684 | 0.00011697 | 29.9727 | 29.9727 | 164.1587 | 164.1587 | 164.1587 | 454.8226 | 454.8226 | 454.8226 | 454.8226 | 1354.4567 | 1354.4567
VIC1 | VPP pump | 7.967 | 12.184 | 18.007 | 25.892 | 37.312 | 52.961 | 71.587 | 94.075 | 129.773 | 159.421 | 205.486 | 243.58 | 283.23 | 321.698 | 361.635 | 401.73 | 443.322 | 486.699 | 530.824 | 575.442 | 621.935 | 669.907 | 718.015 | 754.911 | 792.922 | 831.94 | 871.864 | 912.314 | 953.272
Region | Technology | 2021-22 | 2022-23 | 2023-24 | 2024-25 | 2025-26 | 2026-27 | 2027-28 | 2028-29 | 2029-30 | 2030-31 | 2031-32 | 2032-33 | 2033-34 | 2034-35 | 2035-36 | 2036-37 | 2037-38 | 2038-39 | 2039-40 | 2040-41 | 2041-42 | 2042-43 | 2043-44 | 2044-45 | 2045-46 | 2046-47 | 2047-48 | 2048-49 | 2049-50
SA1 | Grid Battery pump | 205 | 205 | 205 | 205 | 205 | 205 | 205 | 205 | 205 | 175 | 175 | 175 | 175 | 150 | 150 | 150.0001 | 150.0002 | 150.0002 | 298.6506 | 298.6506 | 967.6746 | 967.6746 | 967.6746 | 967.6746 | 967.6746 | 967.6746 | 967.6746 | 967.6746 | 967.6746
SA1 | Pumped Hydro Pump | 0 | 0 | 0 | 0 | 0 | 0 | 0 | 0 | 0 | 0 | 0 | 0 | 0 | 0 | 0 | 0 | 0 | 0 | 0 | 0 | 0 | 0 | 0 | 0 | 0 | 0 | 0 | 0 | 0
SA1 | VPP pump | 7.403 | 12.575 | 16.369 | 20.818 | 25.878 | 32.539 | 40.105 | 48.895 | 60.853 | 70.614 | 87.129 | 97.388 | 109.546 | 121.655 | 134.326 | 146.657 | 158.138 | 169.176 | 180.255 | 191.186 | 202.356 | 214.599 | 227.014 | 236.682 | 246.511 | 256.534 | 266.715 | 276.923 | 287.161
Region | Technology | 2021-22 | 2022-23 | 2023-24 | 2024-25 | 2025-26 | 2026-27 | 2027-28 | 2028-29 | 2029-30 | 2030-31 | 2031-32 | 2032-33 | 2033-34 | 2034-35 | 2035-36 | 2036-37 | 2037-38 | 2038-39 | 2039-40 | 2040-41 | 2041-42 | 2042-43 | 2043-44 | 2044-45 | 2045-46 | 2046-47 | 2047-48 | 2048-49 | 2049-50
TAS1 | Grid Battery pump | 0 | 0 | 0 | 0 | 0 | 0 | 0 | 0 | 0 | 0 | 0 | 0 | 0 | 0 | 0 | 0 | 0 | 0 | 0 | 0 | 0 | 0 | 0 | 0 | 0 | 0 | 0 | 0 | 0
TAS1 | Pumped Hydro Pump | 0 | 0 | 0 | 0 | 0 | 0 | 0 | 0 | 0 | 0 | 0 | 0 | 0 | 0 | 0 | 0 | 0 | 0 | 0 | 0 | 0 | 0 | 0 | 0 | 0 | 0 | 0 | 0 | 0
TAS1 | VPP pump | 0.995 | 1.415 | 2.036 | 2.958 | 4.208 | 5.895 | 7.725 | 9.859 | 12.513 | 14.752 | 18.241 | 20.738 | 23.621 | 26.457 | 29.458 | 32.477 | 35.519 | 38.363 | 41.122 | 43.868 | 46.668 | 49.624 | 52.638 | 54.942 | 57.289 | 59.678 | 62.101 | 64.536 | 66.983
Non-controllable capacity
Region | Technology | 2021-22 | 2022-23 | 2023-24 | 2024-25 | 2025-26 | 2026-27 | 2027-28 | 2028-29 | 2029-30 | 2030-31 | 2031-32 | 2032-33 | 2033-34 | 2034-35 | 2035-36 | 2036-37 | 2037-38 | 2038-39 | 2039-40 | 2040-41 | 2041-42 | 2042-43 | 2043-44 | 2044-45 | 2045-46 | 2046-47 | 2047-48 | 2048-49 | 2049-50
NEM | Distributed PV | 13006.6816 | 14224.8792 | 15292.6597 | 16381.0803 | 17541.1041 | 18602.7398 | 19662.1092 | 20484.5331 | 21073.2893 | 21631.3933 | 22277.9233 | 22963.9359 | 23877.2686 | 24756.3331 | 25651.8935 | 26434.6046 | 27315.8111 | 27968.2454 | 28626.6322 | 29309.9993 | 29924.0702 | 30587.1516 | 31477.3629 | 32428.9214 | 33385.576 | 34291.5504 | 35195.7202 | 36032.3688 | 36787.5486
NEM | Behind the meter battery | 544.7 | 647.3 | 764.3 | 905.6 | 1081.3 | 1289.9 | 1455.7 | 1635.5 | 1925.3 | 2247 | 2756.7 | 3073.8 | 3416.8 | 3717.5 | 4007.2 | 4270.9 | 4520.2 | 4758.3 | 4983.6 | 5202 | 5423.5 | 5651.2 | 5870.5 | 5983.1 | 6093.9 | 6203.2 | 6309.6 | 6410.4 | 6506.3
NEM | Behind the meter battery pump | 544.7 | 647.3 | 764.3 | 905.6 | 1081.3 | 1289.9 | 1455.7 | 1635.5 | 1925.3 | 2247 | 2756.7 | 3073.8 | 3416.8 | 3717.5 | 4007.2 | 4270.9 | 4520.2 | 4758.3 | 4983.6 | 5202 | 5423.5 | 5651.2 | 5870.5 | 5983.1 | 6093.9 | 6203.2 | 6309.6 | 6410.4 | 6506.3
Region | Technology | 2021-22 | 2022-23 | 2023-24 | 2024-25 | 2025-26 | 2026-27 | 2027-28 | 2028-29 | 2029-30 | 2030-31 | 2031-32 | 2032-33 | 2033-34 | 2034-35 | 2035-36 | 2036-37 | 2037-38 | 2038-39 | 2039-40 | 2040-41 | 2041-42 | 2042-43 | 2043-44 | 2044-45 | 2045-46 | 2046-47 | 2047-48 | 2048-49 | 2049-50
NSW1 | Distributed PV | 3737.71 | 4047.0972 | 4276.3001 | 4511.1261 | 4815.3821 | 5044.3135 | 5278.3342 | 5484.2823 | 5684.085 | 5871.6786 | 6088.9363 | 6310.131 | 6601.7031 | 6885.3973 | 7196.653 | 7481.676 | 7799.1989 | 8038.4142 | 8273.8079 | 8514.1819 | 8722.285 | 8966.2119 | 9285.2472 | 9619.8883 | 9953.0646 | 10273.535 | 10594.078 | 10890.1448 | 11149.8041
NSW1 | Behind the meter battery | 206.2 | 230.6 | 279.9 | 339.5 | 412.8 | 493.9 | 545.8 | 606.1 | 706.2 | 814.1 | 985.7 | 1082.6 | 1195.3 | 1293.4 | 1388.4 | 1472.6 | 1550.5 | 1624.8 | 1693.8 | 1760.5 | 1829.4 | 1900.5 | 1969.8 | 2006.5 | 2042.7 | 2078.5 | 2113.3 | 2146 | 2177
NSW1 | Behind the meter battery pump | 206.2 | 230.6 | 279.9 | 339.5 | 412.8 | 493.9 | 545.8 | 606.1 | 706.2 | 814.1 | 985.7 | 1082.6 | 1195.3 | 1293.4 | 1388.4 | 1472.6 | 1550.5 | 1624.8 | 1693.8 | 1760.5 | 1829.4 | 1900.5 | 1969.8 | 2006.5 | 2042.7 | 2078.5 | 2113.3 | 2146 | 2177
Region | Technology | 2021-22 | 2022-23 | 2023-24 | 2024-25 | 2025-26 | 2026-27 | 2027-28 | 2028-29 | 2029-30 | 2030-31 | 2031-32 | 2032-33 | 2033-34 | 2034-35 | 2035-36 | 2036-37 | 2037-38 | 2038-39 | 2039-40 | 2040-41 | 2041-42 | 2042-43 | 2043-44 | 2044-45 | 2045-46 | 2046-47 | 2047-48 | 2048-49 | 2049-50
QLD1 | Distributed PV | 3916.3055 | 4142.5532 | 4336.6096 | 4528.467 | 4727.611 | 4909.4651 | 5088.6729 | 5253.6436 | 5431.4722 | 5610.0033 | 5810.8232 | 6019.4889 | 6302.7184 | 6567.2092 | 6810.6754 | 7014.3019 | 7245.4789 | 7413.5796 | 7586.3036 | 7773.2087 | 7946.4691 | 8130.8672 | 8361.9191 | 8609.5702 | 8858.2352 | 9095.8901 | 9330.6571 | 9552.0789 | 9761.0817
QLD1 | Behind the meter battery | 92.7 | 104.9 | 129.2 | 159.1 | 194.9 | 236.7 | 269 | 303 | 354 | 433.7 | 547.4 | 624.5 | 711.1 | 789.4 | 864.8 | 936.1 | 1004.8 | 1069.3 | 1129.7 | 1188.8 | 1247.3 | 1307 | 1365.4 | 1395.4 | 1425 | 1454.3 | 1483 | 1510.7 | 1537.5
QLD1 | Behind the meter battery pump | 92.7 | 104.9 | 129.2 | 159.1 | 194.9 | 236.7 | 269 | 303 | 354 | 433.7 | 547.4 | 624.5 | 711.1 | 789.4 | 864.8 | 936.1 | 1004.8 | 1069.3 | 1129.7 | 1188.8 | 1247.3 | 1307 | 1365.4 | 1395.4 | 1425 | 1454.3 | 1483 | 1510.7 | 1537.5
Region | Technology | 2021-22 | 2022-23 | 2023-24 | 2024-25 | 2025-26 | 2026-27 | 2027-28 | 2028-29 | 2029-30 | 2030-31 | 2031-32 | 2032-33 | 2033-34 | 2034-35 | 2035-36 | 2036-37 | 2037-38 | 2038-39 | 2039-40 | 2040-41 | 2041-42 | 2042-43 | 2043-44 | 2044-45 | 2045-46 | 2046-47 | 2047-48 | 2048-49 | 2049-50
VIC1 | Distributed PV | 3384.7909 | 3958.6096 | 4519.9081 | 5093.6761 | 5662.8487 | 6230.9394 | 6797.0106 | 7165.1329 | 7320.8549 | 7460.899 | 7628.0635 | 7808.5128 | 8055.4056 | 8292.8816 | 8553.5922 | 8775.0681 | 9031.8771 | 9223.5199 | 9419.1702 | 9606.5992 | 9787.397 | 9964.4167 | 10222.967 | 10497.9597 | 10788.7145 | 11057.8052 | 11330.5183 | 11571.16 | 11796.186
VIC1 | Behind the meter battery | 119.3 | 144.5 | 174.6 | 210.9 | 260.8 | 322.4 | 382 | 445 | 550.8 | 649.2 | 807.8 | 920.5 | 1028.7 | 1122.2 | 1211.6 | 1293.1 | 1372.3 | 1450.8 | 1527 | 1601 | 1676.6 | 1752.8 | 1824.8 | 1861.6 | 1898 | 1933.9 | 1968.8 | 2002 | 2033.5
VIC1 | Behind the meter battery pump | 119.3 | 144.5 | 174.6 | 210.9 | 260.8 | 322.4 | 382 | 445 | 550.8 | 649.2 | 807.8 | 920.5 | 1028.7 | 1122.2 | 1211.6 | 1293.1 | 1372.3 | 1450.8 | 1527 | 1601 | 1676.6 | 1752.8 | 1824.8 | 1861.6 | 1898 | 1933.9 | 1968.8 | 2002 | 2033.5
Region | Technology | 2021-22 | 2022-23 | 2023-24 | 2024-25 | 2025-26 | 2026-27 | 2027-28 | 2028-29 | 2029-30 | 2030-31 | 2031-32 | 2032-33 | 2033-34 | 2034-35 | 2035-36 | 2036-37 | 2037-38 | 2038-39 | 2039-40 | 2040-41 | 2041-42 | 2042-43 | 2043-44 | 2044-45 | 2045-46 | 2046-47 | 2047-48 | 2048-49 | 2049-50
SA1 | Distributed PV | 1769.3743 | 1860.4858 | 1931.5703 | 2006.2437 | 2079.5262 | 2145.1152 | 2213.1578 | 2286.6978 | 2331.4307 | 2373.5904 | 2422.0252 | 2480.1325 | 2554.8207 | 2631.6817 | 2692.8516 | 2748.4629 | 2801.3577 | 2839.9127 | 2879.8268 | 2931.2379 | 2971.4767 | 3015.2011 | 3078.5992 | 3152.1736 | 3216.472 | 3276.4829 | 3334.9137 | 3396.3866 | 3445.1749
SA1 | Behind the meter battery | 111.8 | 150.7 | 160.9 | 172.1 | 183.3 | 200.8 | 217.2 | 234.2 | 260.6 | 289.5 | 343.7 | 367.6 | 395.9 | 420.5 | 444.3 | 465.4 | 483.5 | 499.7 | 515.1 | 529.6 | 544.1 | 560.6 | 576.1 | 583.3 | 590.2 | 596.8 | 603.1 | 608.8 | 614
SA1 | Behind the meter battery pump | 111.8 | 150.7 | 160.9 | 172.1 | 183.3 | 200.8 | 217.2 | 234.2 | 260.6 | 289.5 | 343.7 | 367.6 | 395.9 | 420.5 | 444.3 | 465.4 | 483.5 | 499.7 | 515.1 | 529.6 | 544.1 | 560.6 | 576.1 | 583.3 | 590.2 | 596.8 | 603.1 | 608.8 | 614
Region | Technology | 2021-22 | 2022-23 | 2023-24 | 2024-25 | 2025-26 | 2026-27 | 2027-28 | 2028-29 | 2029-30 | 2030-31 | 2031-32 | 2032-33 | 2033-34 | 2034-35 | 2035-36 | 2036-37 | 2037-38 | 2038-39 | 2039-40 | 2040-41 | 2041-42 | 2042-43 | 2043-44 | 2044-45 | 2045-46 | 2046-47 | 2047-48 | 2048-49 | 2049-50
TAS1 | Distributed PV | 198.501 | 216.1334 | 228.2716 | 241.5674 | 255.7361 | 272.9066 | 284.9338 | 294.7765 | 305.4465 | 315.222 | 328.075 | 345.6708 | 362.6207 | 379.1633 | 398.1214 | 415.0956 | 437.8985 | 452.8191 | 467.5238 | 484.7715 | 496.4424 | 510.4546 | 528.6303 | 549.3296 | 569.0898 | 587.8371 | 605.553 | 622.5986 | 635.3019
TAS1 | Behind the meter battery | 14.7 | 16.6 | 19.7 | 24 | 29.5 | 36.1 | 41.7 | 47.2 | 53.7 | 60.5 | 72.1 | 78.6 | 85.8 | 92 | 98.1 | 103.7 | 109.1 | 113.7 | 118 | 122.1 | 126.1 | 130.3 | 134.4 | 136.3 | 138 | 139.7 | 141.4 | 142.9 | 144.3
TAS1 | Behind the meter battery pump | 14.7 | 16.6 | 19.7 | 24 | 29.5 | 36.1 | 41.7 | 47.2 | 53.7 | 60.5 | 72.1 | 78.6 | 85.8 | 92 | 98.1 | 103.7 | 109.1 | 113.7 | 118 | 122.1 | 126.1 | 130.3 | 134.4 | 136.3 | 138 | 139.7 | 141.4 | 142.9 | 144.3

## Marinus_VOM Cost
VOM cost by technology ($000s) - Marinus Link, Central Scenario
VOM | Real June 2020 dollars discounted to 1 July 2020
Explicitly modelled generation
Region | Technology | 2021-22 | 2022-23 | 2023-24 | 2024-25 | 2025-26 | 2026-27 | 2027-28 | 2028-29 | 2029-30 | 2030-31 | 2031-32 | 2032-33 | 2033-34 | 2034-35 | 2035-36 | 2036-37 | 2037-38 | 2038-39 | 2039-40 | 2040-41 | 2041-42 | 2042-43 | 2043-44 | 2044-45 | 2045-46 | 2046-47 | 2047-48 | 2048-49 | 2049-50
NEM | Black Coal | 359485.7228 | 300880.3769 | 286337.7216 | 276902.1879 | 238731.3032 | 211233.7328 | 175059.4542 | 172612.1407 | 128278.7187 | 116035.5243 | 103574.8857 | 98876.9363 | 103450.517 | 92573.4226 | 81474.8065 | 75539.595 | 61819.554 | 59961.4496 | 54979.6779 | 49200.0665 | 46068.1856 | 28820.063 | 22359.9736 | 17984.496 | 14329.0717 | 11257.2698 | 10297.1153 | 9654.1592 | 8594.8394
NEM | Brown Coal | 118999.2235 | 107418.1465 | 103713.757 | 79323.4654 | 79781.1825 | 71750.3106 | 66324.477 | 62583.5376 | 58690.6687 | 56419.4169 | 53084.7571 | 49927.9155 | 48954.652 | 46326.043 | 45505.39 | 40816.807 | 36666.865 | 35994.807 | 30254.7095 | 30989.3543 | 32373.203 | 30322.5295 | 27503.2425 | 26512.6358 | 24006.4492 | 23406.0563 | 15165.3632 | 0 | 0
NEM | CCGT | 15641.3176 | 14905.6641 | 12041.2968 | 11873.6099 | 10265.1854 | 9883.6 | 9097.9861 | 9971.356 | 8361.1938 | 8202.9572 | 8133.1012 | 15865.8123 | 16737.5625 | 19322.2084 | 12929.9809 | 11271.3001 | 16602.3608 | 16245.5644 | 12624.2293 | 12590.8696 | 12773.1772 | 13425.3784 | 8542.0203 | 7380.6002 | 3398.342 | 2066.3446 | 1976.9635 | 1877.4388 | 1793.4568
NEM | Gas - Steam | 1716.5342 | 1668.3296 | 1782.1391 | 632.1523 | 576.6198 | 570.5594 | 526.8107 | 520.7329 | 469.9378 | 454.6233 | 428.734 | 463.5487 | 403.3183 | 444.1347 | 293.5074 | 270.5608 | 607.0302 | 634.4533 | 498.1906 | 539.0767 | 541.0818 | 626.4759 | 591.6144 | 451.1861 | 592.9356 | 0 | 0 | 0 | 0
NEM | OCGT / Diesel | 568.7998 | 249.6943 | 1158.1268 | 827.6385 | 312.7392 | 526.2587 | 196.8681 | 611.2427 | 65.4247 | 210.9276 | 160.8039 | 2131.0985 | 1217.2042 | 1838.7559 | 1514.4818 | 1704.5998 | 6127.8828 | 6192.811 | 12572.4686 | 13023.9295 | 9233.1307 | 14804.7809 | 20219.8243 | 8877.6231 | 9408.9404 | 8842.9698 | 10464.4002 | 13174.5768 | 12588.4598
NEM | Hydro | 89202.4523 | 86601.6697 | 82143.4376 | 92862.9949 | 89148.557 | 75854.0911 | 83229.1264 | 90674.8863 | 73058.4355 | 62961.5428 | 59739.4338 | 64338.2011 | 64570.489 | 62248.6244 | 57009.7703 | 50561.2384 | 55699.9324 | 45912.2569 | 39677.6573 | 37917.9155 | 34471.6996 | 36656.2687 | 36270.6853 | 34641.0638 | 32195.8368 | 34553.315 | 29366.0621 | 27103.5324 | 24226.3208
NEM | Wind | 67478.8597 | 80526.3706 | 69210.7851 | 67459.3876 | 66798.5935 | 67000.149 | 65467.3663 | 55897.3399 | 50841.1077 | 48214.4078 | 49994.5132 | 43452.0185 | 41040.5817 | 40159.5575 | 38768.6445 | 36350.6396 | 29864.7469 | 26069.3648 | 23096.1399 | 21993.8434 | 19634.1674 | 17613.2538 | 14143.051 | 12643.5631 | 8434.802 | 6410.5018 | 5895.5904 | 5287.7877 | 3325.6108
NEM | Solar PV | 13.5121 | 15.8213 | 15.3518 | 14.0481 | 13.1168 | 13.2566 | 17.7186 | 18.0138 | 80.5091 | 81.1322 | 79.364 | 74.8081 | 69.292 | 63.9169 | 65.4622 | 62.2551 | 63.0372 | 62.5612 | 62.8979 | 63.4865 | 65.6632 | 102.6862 | 94.9141 | 95.7403 | 95.4835 | 108.5302 | 109.1059 | 125.7107 | 134.8195
NEM | Grid Battery | 0.20125 | 0.27338 | 0.26527 | 0.29078 | 0.27441 | 0.26828 | 0.22541 | 0.20952 | 0.18033 | 0.17079 | 0.16262 | 0.16635 | 0.13998 | 0.11664 | 0.11947 | 0.11646 | 0.87796 | 0.83163 | 1.0526 | 0.97369 | 2.821 | 2.6483 | 2.5056 | 3.1629 | 2.9904 | 3.5935 | 3.4613 | 3.7392 | 3.5788
NEM | Pumped Hydro | 330.1762 | 839.1746 | 1236.3005 | 4044.05 | 3611.8564 | 2945.0753 | 2593.9102 | 3277.9766 | 2722.2457 | 3034.4543 | 2636.6919 | 4090.5163 | 3771.7758 | 3272.6722 | 3608.7743 | 3351.8853 | 2191.2819 | 2086.3235 | 2112.068 | 1526.6194 | 1709.266 | 1817.5476 | 1144.6796 | 1223.6488 | 1130.8809 | 1018.6494 | 830.6569 | 816.9752 | 725.0858
NEM | VPP | 0.23003 | 0.3831 | 0.48499 | 0.76467 | 1.0415 | 1.3536 | 1.4914 | 1.7555 | 2.0079 | 2.3208 | 2.8208 | 3.2501 | 3.5046 | 3.5893 | 3.9069 | 4.1276 | 3.8539 | 3.8817 | 3.8678 | 3.8328 | 3.8358 | 3.8362 | 3.7893 | 3.9085 | 3.7367 | 3.4895 | 3.4605 | 3.4129 | 3.141
Total excluding storage |  | 653106.422 | 592266.0731 | 556402.6158 | 529895.4846 | 485627.2975 | 436831.9584 | 399919.8072 | 392889.25 | 319845.9959 | 292580.532 | 275195.5929 | 275130.339 | 276443.6166 | 262976.6634 | 237562.0435 | 216576.9958 | 207451.4093 | 191073.2682 | 173765.971 | 166318.5419 | 155160.3085 | 142371.4365 | 129725.3255 | 108586.9084 | 92461.8612 | 86644.9874 | 73274.6006 | 57223.2056 | 50663.507
Region | Technology | 2021-22 | 2022-23 | 2023-24 | 2024-25 | 2025-26 | 2026-27 | 2027-28 | 2028-29 | 2029-30 | 2030-31 | 2031-32 | 2032-33 | 2033-34 | 2034-35 | 2035-36 | 2036-37 | 2037-38 | 2038-39 | 2039-40 | 2040-41 | 2041-42 | 2042-43 | 2043-44 | 2044-45 | 2045-46 | 2046-47 | 2047-48 | 2048-49 | 2049-50
NSW1 | Black Coal | 183101.7905 | 146932.364 | 129591.0175 | 137984.8633 | 105614.3317 | 89462.2612 | 67570.0563 | 72001.1279 | 37904.292 | 32992.1184 | 27679.8422 | 21082.4403 | 25172.9573 | 21319.2963 | 13083.9895 | 15385.687 | 15626.966 | 14902.682 | 14065.728 | 11012.098 | 10077.8017 | 0 | 0 | 0 | 0 | 0 | 0 | 0 | 0
NSW1 | Brown Coal | 0 | 0 | 0 | 0 | 0 | 0 | 0 | 0 | 0 | 0 | 0 | 0 | 0 | 0 | 0 | 0 | 0 | 0 | 0 | 0 | 0 | 0 | 0 | 0 | 0 | 0 | 0 | 0 | 0
NSW1 | CCGT | 231.4421 | 219.785 | 642.1368 | 394.2445 | 368.3452 | 349.4327 | 333.4632 | 321.9578 | 301.4838 | 289.9851 | 272.3473 | 1614.8103 | 1624.1994 | 3621.4905 | 1533.0269 | 1506.2974 | 4596.8143 | 4998.4253 | 4183.7091 | 3957.62 | 3930.1331 | 4355.8054 | 30.1311 | 0.00014783 | 0.00014841 | 0.0002446 | 0.00023363 | 0.00022527 | 0.00020801
NSW1 | Gas - Steam | 0 | 0 | 0 | 0 | 0 | 0 | 0 | 0 | 0 | 0 | 0 | 0 | 0 | 0 | 0 | 0 | 0 | 0 | 0 | 0 | 0 | 0 | 0 | 0 | 0 | 0 | 0 | 0 | 0
NSW1 | OCGT / Diesel | 1.8334 | 6.8489e-05 | 135.6583 | 399.2575 | 101.012 | 141.5712 | 58.9028 | 105.1898 | 6.964e-05 | 16.1287 | 0.36889 | 170.1652 | 118.6334 | 124.1058 | 315.1411 | 199.3203 | 839.7038 | 609.8775 | 4007.011 | 5211.6905 | 2898.2247 | 5040.5065 | 9003.5373 | 2420.6801 | 2462.8525 | 2808.33 | 5066.7849 | 6650.7102 | 6897.0644
NSW1 | Hydro | 13700.6433 | 13694.7781 | 11960.6853 | 16432.8567 | 16159.3313 | 13956.2991 | 12791.5691 | 16819.5033 | 12961.8061 | 11012.53 | 10324.8382 | 11139.8994 | 12051.7113 | 11970.316 | 11806.615 | 10485.4796 | 12729.7301 | 9800.6615 | 8666.2735 | 7535.0047 | 7047.5354 | 8326.5847 | 8068.1768 | 8072.9098 | 7510.258 | 8635.5943 | 6748.2 | 6131.3739 | 5488.0197
NSW1 | Wind | 15743.2869 | 17631.4093 | 15861.097 | 14961.5006 | 14905.6952 | 15104.3919 | 14194.0343 | 11106.6736 | 9324.9109 | 9693.849 | 10874.7954 | 9863.23 | 9414.284 | 9233.8112 | 9058.3621 | 8405.1815 | 5902.6895 | 4354.363 | 4481.0072 | 4105.1972 | 3738.1064 | 3459.8405 | 2597.5226 | 2566.8647 | 2296.9175 | 1264.1935 | 1093.2459 | 1052.9452 | 926.0356
NSW1 | Solar PV | 4.9791 | 5.7841 | 5.5559 | 5.1042 | 4.6301 | 4.7833 | 9.5012 | 11.2006 | 73.5649 | 74.2955 | 72.7757 | 68.3927 | 63.4374 | 58.3552 | 59.8933 | 57.0367 | 49.3805 | 48.71 | 49.1806 | 47.9041 | 45.2967 | 62.119 | 57.2753 | 58.4606 | 56.9152 | 63.9911 | 62.0915 | 69.5948 | 72.4703
NSW1 | Grid Battery | 7.3301e-08 | 7.2536e-08 | 6.9182e-08 | 6.5607e-08 | 6.123e-08 | 5.9643e-08 | 6.9308e-08 | 7.1856e-08 | 2.1008e-07 | 2.0727e-07 | 2.0061e-07 | 2.1594e-07 | 2.0349e-07 | 1.9627e-07 | 1.9745e-07 | 1.9354e-07 | 6.7412e-07 | 6.377e-07 | 0.076869 | 0.070452 | 0.64219 | 0.60074 | 0.56823 | 0.92556 | 0.87315 | 0.9083 | 0.8392 | 0.83657 | 0.79146
NSW1 | Pumped Hydro | 141.3091 | 436.3802 | 577.192 | 985.944 | 604.5442 | 592.6263 | 745.3604 | 769.3674 | 788.5586 | 910.2661 | 684.328 | 1236.0383 | 1114.9508 | 829.1482 | 1115.6933 | 1002.9988 | 781.0045 | 720.9533 | 731.2212 | 542.4263 | 603.6561 | 684.7473 | 367.4698 | 461.5701 | 450.5331 | 454.4528 | 375.6861 | 408.7309 | 330.1247
NSW1 | VPP | 0.080973 | 0.13579 | 0.15982 | 0.27783 | 0.37795 | 0.50164 | 0.55148 | 0.64926 | 0.72076 | 0.82308 | 0.95484 | 1.1018 | 1.1674 | 1.1715 | 1.2739 | 1.3329 | 1.2933 | 1.2819 | 1.2697 | 1.2529 | 1.2564 | 1.2697 | 1.2566 | 1.3186 | 1.2654 | 1.2175 | 1.1684 | 1.2066 | 1.1402
Total excluding storage |  | 212783.9753 | 178484.1207 | 158196.1509 | 170177.8268 | 137153.3455 | 119018.7394 | 94957.5268 | 100365.6529 | 60566.0576 | 54078.9067 | 49224.9677 | 43938.938 | 48445.2228 | 46327.3751 | 35857.0278 | 36039.0025 | 39745.2842 | 34714.7193 | 35452.9094 | 31869.5144 | 27737.0979 | 21244.8561 | 19756.6432 | 13118.9153 | 12326.9433 | 12772.1092 | 12970.3225 | 13904.6243 | 13383.5902
Region | Technology | 2021-22 | 2022-23 | 2023-24 | 2024-25 | 2025-26 | 2026-27 | 2027-28 | 2028-29 | 2029-30 | 2030-31 | 2031-32 | 2032-33 | 2033-34 | 2034-35 | 2035-36 | 2036-37 | 2037-38 | 2038-39 | 2039-40 | 2040-41 | 2041-42 | 2042-43 | 2043-44 | 2044-45 | 2045-46 | 2046-47 | 2047-48 | 2048-49 | 2049-50
QLD1 | Black Coal | 176383.9323 | 153948.0129 | 156746.7041 | 138917.3245 | 133116.9715 | 121771.4716 | 107489.3978 | 100611.0128 | 90374.4268 | 83043.406 | 75895.0436 | 77794.496 | 78277.5597 | 71254.1263 | 68390.817 | 60153.908 | 46192.588 | 45058.7676 | 40913.9499 | 38187.9685 | 35990.3839 | 28820.063 | 22359.9736 | 17984.496 | 14329.0717 | 11257.2698 | 10297.1153 | 9654.1592 | 8594.8394
QLD1 | Brown Coal | 0 | 0 | 0 | 0 | 0 | 0 | 0 | 0 | 0 | 0 | 0 | 0 | 0 | 0 | 0 | 0 | 0 | 0 | 0 | 0 | 0 | 0 | 0 | 0 | 0 | 0 | 0 | 0 | 0
QLD1 | CCGT | 7663.3589 | 7325.05 | 7772.1348 | 8751.4685 | 7316.4246 | 7067.405 | 6417.6677 | 7394.3663 | 5920.0815 | 5873.657 | 5920.3886 | 11541.9555 | 12520.3155 | 11952.0146 | 9663.176 | 8124.0934 | 12005.5464 | 11247.139 | 8440.52 | 8633.2495 | 8843.044 | 9069.5728 | 8511.8891 | 7380.5999 | 3398.3417 | 2066.3442 | 1976.963 | 1877.4382 | 1793.4563
QLD1 | Gas - Steam | 257.1508 | 245.8554 | 463.291 | 442.1196 | 418.3496 | 401.4707 | 381.7998 | 365.0426 | 345.9692 | 330.8834 | 315.4114 | 299.8027 | 288.8342 | 274.2316 | 261.3253 | 249.5664 | 537.5527 | 582.54 | 498.1906 | 539.0767 | 541.0818 | 626.4759 | 591.6144 | 451.1861 | 592.9356 | 0 | 0 | 0 | 0
QLD1 | OCGT / Diesel | 0.0001367 | 0.00013516 | 15.2608 | 284.7435 | 120.8449 | 168.9765 | 66.1869 | 391.6961 | 56.7586 | 166.7671 | 148.3896 | 1042.6247 | 580.055 | 314.1134 | 496.1247 | 863.8004 | 2810.1758 | 2741.2854 | 4695.1698 | 4335.4641 | 3684.0983 | 6097.4202 | 6320.9997 | 5361.4291 | 6005.9266 | 5147.0245 | 4420.9913 | 4354.558 | 3089.1006
QLD1 | Hydro | 4642.167 | 4414.1921 | 4212.9502 | 3986.5481 | 3785.9864 | 3599.906 | 3434.2289 | 3247.7029 | 3086.2758 | 2886.14 | 2798.4444 | 2645.8187 | 2514.136 | 2389.0062 | 2278.9611 | 2156.5102 | 769.9513 | 734.9279 | 694.9111 | 659.937 | 629.5219 | 0 | 0 | 0 | 0 | 0 | 0 | 0 | 0
QLD1 | Wind | 5372.5629 | 8660.6617 | 8254.0369 | 7251.9817 | 8192.6744 | 7818.815 | 8016.4883 | 7292.6379 | 6402.3052 | 6344.1909 | 5401.7462 | 5123.5895 | 4513.9505 | 5093.8828 | 4665.2362 | 4793.2542 | 4552.6094 | 4194.7285 | 4113.922 | 3415.2368 | 3318.1534 | 2677.1212 | 2539.2518 | 1347.7803 | 1348.5505 | 1212.9389 | 1138.3176 | 1104.7214 | 685.4951
QLD1 | Solar PV | 5.1758 | 6.7105 | 6.5263 | 5.9521 | 5.7564 | 5.7532 | 5.5568 | 4.4257 | 4.5781 | 4.5419 | 4.4036 | 4.2646 | 3.8937 | 3.7712 | 3.7787 | 3.4765 | 12.0917 | 12.3017 | 12.211 | 14.1522 | 17.4204 | 35.9829 | 33.4461 | 33.3118 | 31.8118 | 38.7908 | 39.1604 | 38.5075 | 44.8127
QLD1 | Grid Battery | 4.8903e-08 | 0.022874 | 0.022198 | 0.026396 | 0.026791 | 0.025233 | 0.022873 | 0.021807 | 0.020334 | 0.019446 | 0.018443 | 0.017948 | 0.016878 | 0.01621 | 0.015451 | 0.0149 | 0.78614 | 0.74745 | 0.71792 | 0.66794 | 1.1706 | 1.1106 | 1.0664 | 1.3709 | 1.2809 | 1.9098 | 1.8835 | 1.7778 | 1.7502
QLD1 | Pumped Hydro | 188.867 | 402.7945 | 659.1084 | 3058.106 | 3007.3122 | 2352.449 | 1848.5498 | 2508.6092 | 1933.6871 | 2124.1882 | 1952.3639 | 2854.478 | 2656.825 | 2443.524 | 2493.081 | 2348.8865 | 1410.2775 | 1365.3702 | 1380.776 | 984.1291 | 1105.2733 | 1132.4883 | 776.9394 | 761.3154 | 679.6222 | 563.4999 | 454.2951 | 406.3707 | 393.2536
QLD1 | VPP | 0.034386 | 0.053162 | 0.074819 | 0.13495 | 0.19934 | 0.25907 | 0.29997 | 0.35804 | 0.42826 | 0.51486 | 0.65109 | 0.74064 | 0.80516 | 0.87482 | 0.91647 | 0.98864 | 0.79498 | 0.825 | 0.84578 | 0.86395 | 0.89149 | 0.92755 | 0.93449 | 0.90259 | 0.84188 | 0.70106 | 0.74076 | 0.74414 | 0.67401
Total excluding storage |  | 194324.3478 | 174600.4828 | 177470.9041 | 159640.1379 | 152957.0079 | 140833.7981 | 125811.3262 | 119306.8844 | 106190.3953 | 98649.5863 | 90483.8274 | 98452.5516 | 98698.7446 | 91281.146 | 85759.419 | 76344.6092 | 66880.5153 | 64571.69 | 59368.8743 | 55785.0848 | 53023.7037 | 47326.636 | 40357.1747 | 32558.8033 | 25706.6378 | 19722.3682 | 17872.5477 | 17029.3843 | 14207.7041
Region | Technology | 2021-22 | 2022-23 | 2023-24 | 2024-25 | 2025-26 | 2026-27 | 2027-28 | 2028-29 | 2029-30 | 2030-31 | 2031-32 | 2032-33 | 2033-34 | 2034-35 | 2035-36 | 2036-37 | 2037-38 | 2038-39 | 2039-40 | 2040-41 | 2041-42 | 2042-43 | 2043-44 | 2044-45 | 2045-46 | 2046-47 | 2047-48 | 2048-49 | 2049-50
VIC1 | Black Coal | 0 | 0 | 0 | 0 | 0 | 0 | 0 | 0 | 0 | 0 | 0 | 0 | 0 | 0 | 0 | 0 | 0 | 0 | 0 | 0 | 0 | 0 | 0 | 0 | 0 | 0 | 0 | 0 | 0
VIC1 | Brown Coal | 118999.2235 | 107418.1465 | 103713.757 | 79323.4654 | 79781.1825 | 71750.3106 | 66324.477 | 62583.5376 | 58690.6687 | 56419.4169 | 53084.7571 | 49927.9155 | 48954.652 | 46326.043 | 45505.39 | 40816.807 | 36666.865 | 35994.807 | 30254.7095 | 30989.3543 | 32373.203 | 30322.5295 | 27503.2425 | 26512.6358 | 24006.4492 | 23406.0563 | 15165.3632 | 0 | 0
VIC1 | CCGT | 3.3222e-05 | 3.141e-05 | 3.146e-05 | 3.4521e-05 | 3.3676e-05 | 3.2197e-05 | 3.2217e-05 | 3.3477e-05 | 3.1897e-05 | 3.0807e-05 | 3.0239e-05 | 4.5548e-05 | 4.3701e-05 | 4.1928e-05 | 3.9509e-05 | 3.7875e-05 | 5.6052e-05 | 5.4499e-05 | 7.5779e-05 | 7.135e-05 | 7.2545e-05 | 7.1899e-05 | 6.8971e-05 | 6.1525e-05 | 6.1443e-05 | 6.6794e-05 | 6.4536e-05 | 0.0001544 | 0.00014441
VIC1 | Gas - Steam | 17.8633 | 7.308 | 19.4085 | 31.9596 | 9.4925 | 27.254 | 10.5803 | 25.7808 | 1.6357 | 6.724 | 2.1995 | 23.4185 | 10.9684 | 9.7314 | 32.1821 | 20.9944 | 69.4775 | 51.9133 | 0 | 0 | 0 | 0 | 0 | 0 | 0 | 0 | 0 | 0 | 0
VIC1 | OCGT / Diesel | 76.8629 | 0.00013178 | 81.4977 | 26.7091 | 17.8629 | 71.7658 | 24.311 | 6.7309 | 0.00014916 | 0.00014643 | 0.00014319 | 188.9 | 38.9898 | 62.1353 | 92.5179 | 67.115 | 251.2098 | 62.9572 | 456.2915 | 324.6246 | 193.3846 | 123.9956 | 690.7859 | 532.1882 | 402.2024 | 297.5777 | 172.6547 | 981.5451 | 1473.7302
VIC1 | Hydro | 18563.1384 | 17704.6612 | 15350.1174 | 18095.8457 | 17563.8809 | 15884.6864 | 15290.5484 | 18433.6499 | 14516.6134 | 11837.1544 | 11292.7325 | 9732.2155 | 11525.6417 | 11181.4107 | 10136.716 | 9660.065 | 11663.1336 | 9230.5549 | 7532.055 | 7150.4305 | 6202.1173 | 7277.8644 | 7131.5048 | 6430.867 | 6148.6503 | 7389.246 | 5863.6442 | 4776.3413 | 4555.8531
VIC1 | Wind | 27226.735 | 33315.0583 | 27344.7942 | 26792.884 | 26206.891 | 25932.0222 | 25870.2359 | 22240.0792 | 21381.361 | 19706.0934 | 20941.0999 | 17598.4025 | 16898.0667 | 16337.1457 | 16223.3639 | 15469.5311 | 12909.5906 | 11740.906 | 10200.9935 | 10266.5563 | 8759.352 | 7936.9909 | 6386.7618 | 5995.05 | 2945.5348 | 2458.5647 | 2177.408 | 1862.8807 | 628.9918
VIC1 | Solar PV | 2.475 | 2.3464 | 2.3257 | 2.1268 | 1.9257 | 1.934 | 1.8872 | 1.6859 | 1.6682 | 1.623 | 1.5408 | 1.5266 | 1.3939 | 1.2627 | 1.274 | 1.2356 | 1.1051 | 1.0918 | 1.0654 | 1.0086 | 1.0006 | 0.91417 | 0.82868 | 0.76504 | 0.72075 | 0.71623 | 3.2831 | 13.5155 | 13.188
VIC1 | Grid Battery | 0.10477 | 0.1556 | 0.148 | 0.16898 | 0.15682 | 0.1554 | 0.12872 | 0.11857 | 0.10063 | 0.096543 | 0.09224 | 0.096223 | 0.07398 | 0.065974 | 0.068434 | 0.066909 | 0.059714 | 0.054209 | 0.050731 | 0.046798 | 0.1846 | 0.15248 | 0.14253 | 0.14693 | 0.13599 | 0.12697 | 0.12205 | 0.55289 | 0.51287
VIC1 | Pumped Hydro | 0 | 0 | 5.9458e-08 | 6.2028e-08 | 6.1923e-08 | 6.2414e-08 | 5.7502e-08 | 5.6792e-08 | 5.5549e-08 | 5.7333e-08 | 5.7292e-08 | 9.7943e-08 | 9.1875e-08 | 8.6027e-08 | 8.8222e-08 | 9.0625e-08 | 3.1842e-07 | 3.0272e-07 | 0.070847 | 0.063963 | 0.33653 | 0.31205 | 0.27032 | 0.76324 | 0.72557 | 0.69673 | 0.67572 | 1.8736 | 1.7075
VIC1 | VPP | 0.055402 | 0.089265 | 0.11973 | 0.1932 | 0.27033 | 0.36328 | 0.39365 | 0.46855 | 0.55768 | 0.64407 | 0.81156 | 0.96755 | 1.0686 | 1.079 | 1.2024 | 1.2786 | 1.2424 | 1.265 | 1.2516 | 1.2356 | 1.2594 | 1.2128 | 1.1824 | 1.264 | 1.2096 | 1.1668 | 1.1674 | 1.0888 | 0.98365
Total excluding storage |  | 164886.2981 | 158447.5205 | 146511.9004 | 124272.9907 | 123581.2357 | 113667.973 | 107522.0398 | 103291.4644 | 94591.9471 | 87971.0119 | 85322.33 | 77472.3786 | 77429.7125 | 73917.7288 | 71991.4439 | 66035.748 | 61561.3817 | 57082.2303 | 48445.115 | 48731.9743 | 47529.0577 | 45662.2946 | 41713.1237 | 39471.5061 | 33503.5575 | 33552.161 | 23382.3532 | 7634.2828 | 6671.7633
Region | Technology | 2021-22 | 2022-23 | 2023-24 | 2024-25 | 2025-26 | 2026-27 | 2027-28 | 2028-29 | 2029-30 | 2030-31 | 2031-32 | 2032-33 | 2033-34 | 2034-35 | 2035-36 | 2036-37 | 2037-38 | 2038-39 | 2039-40 | 2040-41 | 2041-42 | 2042-43 | 2043-44 | 2044-45 | 2045-46 | 2046-47 | 2047-48 | 2048-49 | 2049-50
SA1 | Black Coal | 0 | 0 | 0 | 0 | 0 | 0 | 0 | 0 | 0 | 0 | 0 | 0 | 0 | 0 | 0 | 0 | 0 | 0 | 0 | 0 | 0 | 0 | 0 | 0 | 0 | 0 | 0 | 0 | 0
SA1 | Brown Coal | 0 | 0 | 0 | 0 | 0 | 0 | 0 | 0 | 0 | 0 | 0 | 0 | 0 | 0 | 0 | 0 | 0 | 0 | 0 | 0 | 0 | 0 | 0 | 0 | 0 | 0 | 0 | 0 | 0
SA1 | CCGT | 7746.5165 | 7360.829 | 3627.025 | 2727.8968 | 2580.4155 | 2466.7622 | 2346.8552 | 2255.0318 | 2139.6285 | 2039.315 | 1940.3651 | 2709.0466 | 2593.0476 | 3748.7032 | 1733.7779 | 1640.9091 | 7.1345e-05 | 6.8631e-05 | 8.0895e-05 | 7.5936e-05 | 0.00010453 | 0.00010391 | 0.00010477 | 9.2232e-05 | 9.5038e-05 | 9.5239e-05 | 9.1177e-05 | 0.00011961 | 0.00011116
SA1 | Gas - Steam | 1441.5201 | 1415.1662 | 1299.4396 | 158.0731 | 148.7776 | 141.8347 | 134.4306 | 129.9095 | 122.3329 | 117.0159 | 111.1231 | 140.3275 | 103.5157 | 160.1717 | 0 | 0 | 0 | 0 | 0 | 0 | 0 | 0 | 0 | 0 | 0 | 0 | 0 | 0 | 0
SA1 | OCGT / Diesel | 490.1033 | 249.6939 | 925.71 | 116.9285 | 73.0193 | 143.9451 | 47.4674 | 107.6258 | 8.6658 | 28.0316 | 12.0452 | 726.0884 | 479.5259 | 1338.4015 | 608.3154 | 573.0913 | 2219.3842 | 2778.6909 | 3411.3186 | 3151.4534 | 2456.1061 | 3542.8587 | 4203.5689 | 559.3049 | 536.9728 | 588.173 | 802.7713 | 1183.4693 | 1125.7477
SA1 | Hydro | 0 | 0 | 0 | 0 | 0 | 0 | 0 | 0 | 0 | 0 | 0 | 0 | 0 | 0 | 0 | 0 | 0 | 0 | 0 | 0 | 0 | 0 | 0 | 0 | 0 | 0 | 0 | 0 | 0
SA1 | Wind | 15791.3314 | 17054.7138 | 14417.8474 | 15244.6299 | 14227.0445 | 14965.5337 | 14278.4783 | 12741.6701 | 11370.7819 | 10466.2703 | 10493.6328 | 8903.1166 | 8287.4946 | 7610.0976 | 7088.633 | 6022.4912 | 5261.4025 | 4624.5456 | 3451.5927 | 3335.6265 | 3008.9608 | 2794.4037 | 1977.1872 | 2183.941 | 1276.5893 | 1055.9258 | 1050.8424 | 918.7809 | 742.1206
SA1 | Solar PV | 0.88216 | 0.9803 | 0.94396 | 0.86505 | 0.80469 | 0.78615 | 0.77342 | 0.70164 | 0.69789 | 0.67175 | 0.64397 | 0.62414 | 0.5671 | 0.52772 | 0.51627 | 0.50631 | 0.45989 | 0.4577 | 0.44099 | 0.42156 | 1.9455 | 3.6701 | 3.3639 | 3.2028 | 6.0358 | 5.032 | 4.5709 | 4.0929 | 4.3484
SA1 | Grid Battery | 0.09648 | 0.094911 | 0.095071 | 0.095402 | 0.090793 | 0.087655 | 0.07382 | 0.069138 | 0.059361 | 0.054805 | 0.051935 | 0.052177 | 0.049119 | 0.034458 | 0.035583 | 0.034653 | 0.032103 | 0.029963 | 0.2071 | 0.1885 | 0.82369 | 0.78446 | 0.72844 | 0.71945 | 0.70036 | 0.6485 | 0.61656 | 0.57188 | 0.52426
SA1 | Pumped Hydro | 0 | 0 | 4.5705e-08 | 4.2398e-08 | 3.9892e-08 | 3.9501e-08 | 3.7682e-08 | 3.7405e-08 | 3.7345e-08 | 3.7939e-08 | 3.7893e-08 | 5.1123e-08 | 4.8304e-08 | 4.5677e-08 | 4.8315e-08 | 6.5521e-08 | 7.8199e-08 | 7.5371e-08 | 7.3724e-08 | 7.003e-08 | 8.6852e-08 | 8.2109e-08 | 7.7156e-08 | 9.4886e-08 | 9.7853e-08 | 9.1918e-08 | 8.8861e-08 | 8.4373e-08 | 8.104e-08
SA1 | VPP | 0.057921 | 0.10104 | 0.12825 | 0.15434 | 0.18229 | 0.21319 | 0.2157 | 0.24603 | 0.26272 | 0.28883 | 0.34163 | 0.37225 | 0.39697 | 0.38567 | 0.43345 | 0.44586 | 0.43907 | 0.43096 | 0.40529 | 0.3812 | 0.33208 | 0.33264 | 0.31589 | 0.33521 | 0.33358 | 0.31845 | 0.30338 | 0.29273 | 0.26119
Total excluding storage |  | 25470.3535 | 26081.3833 | 20270.966 | 18248.3934 | 17030.0616 | 17718.8619 | 16808.0049 | 15234.9389 | 13642.107 | 12651.3045 | 12557.8103 | 12479.2031 | 11464.1508 | 12857.9017 | 9431.2426 | 8236.9979 | 7481.2466 | 7403.6943 | 6863.3524 | 6487.5016 | 5467.0124 | 6340.9326 | 6184.1202 | 2746.4489 | 1819.598 | 1649.1308 | 1858.1848 | 2106.3432 | 1872.2168
Region | Technology | 2021-22 | 2022-23 | 2023-24 | 2024-25 | 2025-26 | 2026-27 | 2027-28 | 2028-29 | 2029-30 | 2030-31 | 2031-32 | 2032-33 | 2033-34 | 2034-35 | 2035-36 | 2036-37 | 2037-38 | 2038-39 | 2039-40 | 2040-41 | 2041-42 | 2042-43 | 2043-44 | 2044-45 | 2045-46 | 2046-47 | 2047-48 | 2048-49 | 2049-50
TAS1 | Black Coal | 0 | 0 | 0 | 0 | 0 | 0 | 0 | 0 | 0 | 0 | 0 | 0 | 0 | 0 | 0 | 0 | 0 | 0 | 0 | 0 | 0 | 0 | 0 | 0 | 0 | 0 | 0 | 0 | 0
TAS1 | Brown Coal | 0 | 0 | 0 | 0 | 0 | 0 | 0 | 0 | 0 | 0 | 0 | 0 | 0 | 0 | 0 | 0 | 0 | 0 | 0 | 0 | 0 | 0 | 0 | 0 | 0 | 0 | 0 | 0 | 0
TAS1 | CCGT | 3.0436e-05 | 2.8776e-05 | 2.8734e-05 | 2.7661e-05 | 2.6505e-05 | 2.6081e-05 | 2.699e-05 | 2.7379e-05 | 2.6712e-05 | 2.6204e-05 | 2.5479e-05 | 2.9093e-05 | 2.7815e-05 | 2.6746e-05 | 2.5486e-05 | 2.4574e-05 | 2.5516e-05 | 2.4617e-05 | 2.6613e-05 | 2.5309e-05 | 2.6515e-05 | 2.529e-05 | 2.4246e-05 | 2.2856e-05 | 2.1945e-05 | 2.2145e-05 | 2.1935e-05 | 2.3604e-05 | 2.2359e-05
TAS1 | Gas - Steam | 0 | 0 | 0 | 0 | 0 | 0 | 0 | 0 | 0 | 0 | 0 | 0 | 0 | 0 | 0 | 0 | 0 | 0 | 0 | 0 | 0 | 0 | 0 | 0 | 0 | 0 | 0 | 0 | 0
TAS1 | OCGT / Diesel | 3.8255e-05 | 3.5613e-05 | 3.5649e-05 | 3.502e-05 | 3.3946e-05 | 3.4482e-05 | 3.5084e-05 | 3.5739e-05 | 3.5231e-05 | 3.4507e-05 | 3.3146e-05 | 3.3203 | 3.5266e-05 | 3.5293e-05 | 2.3828 | 1.2729 | 7.4092 | 3.2916e-05 | 2.6776 | 0.69685 | 1.3169 | 2.2333e-05 | 0.93248 | 4.0207 | 0.98608 | 1.8646 | 1.198 | 4.2942 | 2.8168
TAS1 | Hydro | 52296.5036 | 50788.0383 | 50619.6847 | 54347.7444 | 51639.3584 | 42413.1997 | 51712.78 | 52174.0303 | 42493.7402 | 37225.7184 | 35323.4187 | 40820.2675 | 38478.9999 | 36707.8915 | 32787.4783 | 28259.1837 | 30537.1174 | 26146.1126 | 22784.4177 | 22572.5433 | 20592.525 | 21051.8196 | 21071.0037 | 20137.287 | 18536.9285 | 18528.4747 | 16754.2179 | 16195.8172 | 14182.4481
TAS1 | Wind | 3344.9436 | 3864.5275 | 3333.0096 | 3208.3913 | 3266.2883 | 3179.3863 | 3108.1295 | 2516.2791 | 2361.7487 | 2004.0041 | 2283.2388 | 1963.6799 | 1926.7859 | 1884.6201 | 1733.0493 | 1660.1815 | 1238.4549 | 1154.8217 | 848.6246 | 871.2266 | 809.5948 | 744.8975 | 642.3276 | 549.927 | 567.2099 | 418.8789 | 435.7765 | 348.4596 | 342.9677
TAS1 | Solar PV | 1.7152e-08 | 2.365e-08 | 3.6246e-08 | 4.0695e-08 | 3.4446e-08 | 4.0422e-08 | 3.7692e-08 | 3.8047e-08 | 4.2858e-08 | 4.1968e-08 | 5.2055e-08 | 5.3434e-08 | 6.4578e-08 | 5.4052e-08 | 6.0928e-08 | 5.8834e-08 | 7.2004e-08 | 7.9118e-08 | 9.3973e-08 | 1.6267e-07 | 1.5987e-07 | 1.4895e-07 | 1.1934e-07 | 1.1857e-07 | 1.0773e-07 | 1.0252e-07 | 1.0181e-07 | 9.4501e-08 | 8.6642e-08
TAS1 | Grid Battery | 4.7533e-08 | 4.7028e-08 | 4.4256e-08 | 4.2294e-08 | 4.2362e-08 | 4.1671e-08 | 4.3898e-08 | 4.8355e-08 | 6.6731e-08 | 6.8656e-08 | 6.844e-08 | 7.9565e-08 | 7.7904e-08 | 7.8136e-08 | 8.2028e-08 | 8.5394e-08 | 9.0823e-08 | 8.8535e-08 | 1.3178e-07 | 1.3144e-07 | 1.2644e-07 | 1.2284e-07 | 1.2929e-07 | 1.3128e-07 | 1.2566e-07 | 1.2998e-07 | 1.2414e-07 | 1.5921e-07 | 1.5062e-07
TAS1 | Pumped Hydro | 0 | 0 | 1.1753e-07 | 1.1736e-07 | 1.2273e-07 | 1.2429e-07 | 1.2825e-07 | 1.2702e-07 | 1.3281e-07 | 1.393e-07 | 1.4073e-07 | 1.768e-07 | 1.7557e-07 | 1.7582e-07 | 1.7712e-07 | 1.9403e-07 | 2.3572e-07 | 2.2839e-07 | 3.5412e-07 | 3.5655e-07 | 3.2427e-07 | 3.1397e-07 | 3.276e-07 | 3.2513e-07 | 3.1205e-07 | 2.9975e-07 | 2.8677e-07 | 2.774e-07 | 2.7583e-07
TAS1 | VPP | 0.0013514 | 0.0038341 | 0.0023757 | 0.0043518 | 0.01163 | 0.016451 | 0.030558 | 0.033658 | 0.038531 | 0.049965 | 0.061728 | 0.067875 | 0.066557 | 0.078341 | 0.080694 | 0.081599 | 0.084102 | 0.078919 | 0.095452 | 0.099132 | 0.096421 | 0.093443 | 0.09995 | 0.08813 | 0.086306 | 0.08567 | 0.080494 | 0.080589 | 0.081985
Total excluding storage |  | 55641.4472 | 54652.5659 | 53952.6943 | 57556.1358 | 54905.6468 | 45592.586 | 54820.9095 | 54690.3094 | 44855.4889 | 39229.7226 | 37606.6576 | 42787.2677 | 40405.7859 | 38592.5117 | 34522.9104 | 29920.6381 | 31782.9815 | 27300.9343 | 23635.7199 | 23444.4668 | 21403.4368 | 21796.7172 | 21714.2638 | 20691.2347 | 19105.1246 | 18949.2182 | 17191.1923 | 16548.571 | 14528.2326
Explicitly modelled pumping
Region | Technology | 2021-22 | 2022-23 | 2023-24 | 2024-25 | 2025-26 | 2026-27 | 2027-28 | 2028-29 | 2029-30 | 2030-31 | 2031-32 | 2032-33 | 2033-34 | 2034-35 | 2035-36 | 2036-37 | 2037-38 | 2038-39 | 2039-40 | 2040-41 | 2041-42 | 2042-43 | 2043-44 | 2044-45 | 2045-46 | 2046-47 | 2047-48 | 2048-49 | 2049-50
NEM | Grid Battery pump | 0.24774 | 0.33829 | 0.32664 | 0.35922 | 0.3388 | 0.33098 | 0.27893 | 0.25805 | 0.22277 | 0.21073 | 0.20132 | 0.20483 | 0.17307 | 0.14376 | 0.14749 | 0.14379 | 0.12823 | 0.1187 | 0.10889 | 0.087552 | 0.045692 | 0.024472 | 0.02123 | 0.022916 | 0.022297 | 0.019971 | 0.019447 | 0.017932 | 0.015516
NEM | Pumped Hydro Pump | 909.14 | 2796.4322 | 3639.6205 | 10663.3163 | 8349.6986 | 7045.3358 | 6699.087 | 7315.1476 | 7285.018 | 8018.0295 | 7578.4665 | 11874.3871 | 10929.3717 | 9398.6461 | 11337.4245 | 10156.1311 | 7929.6639 | 7125.5557 | 7612.5601 | 5947.2231 | 6621.1967 | 7002.9092 | 5325.8559 | 6663.333 | 6124.6631 | 5545.8702 | 4576.1162 | 5162.6332 | 4327.7259
NEM | VPP pump | 0.27064 | 0.45173 | 0.5696 | 0.90001 | 1.2256 | 1.5919 | 1.7576 | 2.0624 | 2.3626 | 2.7302 | 3.3267 | 3.8159 | 4.1262 | 4.2226 | 4.5938 | 4.8562 | 4.5406 | 4.5693 | 4.5418 | 4.5195 | 4.507 | 4.5174 | 4.4518 | 4.5979 | 4.4037 | 4.0987 | 4.0791 | 4.0077 | 3.6939
Region | Technology | 2021-22 | 2022-23 | 2023-24 | 2024-25 | 2025-26 | 2026-27 | 2027-28 | 2028-29 | 2029-30 | 2030-31 | 2031-32 | 2032-33 | 2033-34 | 2034-35 | 2035-36 | 2036-37 | 2037-38 | 2038-39 | 2039-40 | 2040-41 | 2041-42 | 2042-43 | 2043-44 | 2044-45 | 2045-46 | 2046-47 | 2047-48 | 2048-49 | 2049-50
NSW1 | Grid Battery pump | 0 | 0 | 0 | 0 | 0 | 0 | 0 | 0 | 0 | 0 | 0 | 0 | 0 | 0 | 0 | 0 | 0 | 0 | 0 | 0 | 0 | 0 | 0 | 0 | 0 | 0 | 0 | 0 | 0
NSW1 | Pumped Hydro Pump | 648.5816 | 2201.0028 | 2711.3384 | 6300.0623 | 4046.9346 | 3690.675 | 4051.4552 | 3737.6594 | 4522.331 | 4983.199 | 4781.7865 | 7803.6703 | 7133.6975 | 5907.6969 | 7775.6855 | 6800.3941 | 5907.5789 | 5187.2995 | 5642.4165 | 4534.9423 | 5045.2077 | 5390.6046 | 4227.0197 | 5579.6588 | 5157.4083 | 4738.2169 | 3932.8016 | 4584.4371 | 3775.5186
NSW1 | VPP pump | 0.095266 | 0.16012 | 0.18767 | 0.32693 | 0.4446 | 0.59018 | 0.64982 | 0.76286 | 0.84798 | 0.96837 | 1.1263 | 1.2934 | 1.3734 | 1.3803 | 1.4966 | 1.5681 | 1.5255 | 1.5082 | 1.4899 | 1.4782 | 1.4783 | 1.4917 | 1.4764 | 1.5514 | 1.4918 | 1.4294 | 1.3788 | 1.4156 | 1.3414
Region | Technology | 2021-22 | 2022-23 | 2023-24 | 2024-25 | 2025-26 | 2026-27 | 2027-28 | 2028-29 | 2029-30 | 2030-31 | 2031-32 | 2032-33 | 2033-34 | 2034-35 | 2035-36 | 2036-37 | 2037-38 | 2038-39 | 2039-40 | 2040-41 | 2041-42 | 2042-43 | 2043-44 | 2044-45 | 2045-46 | 2046-47 | 2047-48 | 2048-49 | 2049-50
QLD1 | Grid Battery pump | 0 | 0.028237 | 0.027321 | 0.032588 | 0.033092 | 0.031138 | 0.028253 | 0.02691 | 0.025105 | 0.024009 | 0.022818 | 0.022111 | 0.020837 | 0.020017 | 0.019072 | 0.018395 | 0.014875 | 0.014485 | 0.013778 | 0 | 0 | 0 | 0 | 0 | 0 | 0 | 0 | 0 | 0
QLD1 | Pumped Hydro Pump | 260.5584 | 595.4294 | 928.2821 | 4363.254 | 4302.764 | 3354.6608 | 2647.6318 | 3577.4882 | 2762.687 | 3034.8305 | 2796.68 | 4070.7168 | 3795.6742 | 3490.9492 | 3561.739 | 3355.737 | 2022.085 | 1938.2562 | 1970.1436 | 1412.2808 | 1575.989 | 1612.3046 | 1098.8362 | 1083.6742 | 967.2547 | 807.6532 | 643.3146 | 578.1961 | 552.2073
QLD1 | VPP pump | 0.040456 | 0.062709 | 0.087864 | 0.15877 | 0.23474 | 0.30458 | 0.35327 | 0.42088 | 0.50385 | 0.60574 | 0.76764 | 0.86975 | 0.94728 | 1.0296 | 1.0779 | 1.1631 | 0.93786 | 0.96809 | 0.99508 | 1.0172 | 1.0481 | 1.0925 | 1.0999 | 1.0613 | 0.98952 | 0.82647 | 0.86992 | 0.87714 | 0.7914
Region | Technology | 2021-22 | 2022-23 | 2023-24 | 2024-25 | 2025-26 | 2026-27 | 2027-28 | 2028-29 | 2029-30 | 2030-31 | 2031-32 | 2032-33 | 2033-34 | 2034-35 | 2035-36 | 2036-37 | 2037-38 | 2038-39 | 2039-40 | 2040-41 | 2041-42 | 2042-43 | 2043-44 | 2044-45 | 2045-46 | 2046-47 | 2047-48 | 2048-49 | 2049-50
VIC1 | Grid Battery pump | 0.12891 | 0.19261 | 0.18221 | 0.20879 | 0.19368 | 0.19162 | 0.15932 | 0.14599 | 0.12424 | 0.11919 | 0.11422 | 0.11846 | 0.091591 | 0.081199 | 0.08449 | 0.082607 | 0.073724 | 0.067129 | 0.062432 | 0.057952 | 0.020158 | 0 | 0 | 0 | 0 | 0 | 0 | 0 | 0
VIC1 | Pumped Hydro Pump | 0 | 0 | 0 | 0 | 0 | 0 | 0 | 0 | 0 | 0 | 0 | 0 | 0 | 0 | 0 | 0 | 0 | 0 | 0 | 0 | 0 | 0 | 0 | 0 | 0 | 0 | 0 | 0 | 0
VIC1 | VPP pump | 0.065182 | 0.10525 | 0.14063 | 0.22753 | 0.31823 | 0.427 | 0.46416 | 0.55023 | 0.65612 | 0.75776 | 0.95722 | 1.1359 | 1.2601 | 1.2666 | 1.4146 | 1.5043 | 1.4617 | 1.4919 | 1.4689 | 1.4575 | 1.4779 | 1.4309 | 1.3871 | 1.4872 | 1.4271 | 1.3688 | 1.3774 | 1.2771 | 1.1573
Region | Technology | 2021-22 | 2022-23 | 2023-24 | 2024-25 | 2025-26 | 2026-27 | 2027-28 | 2028-29 | 2029-30 | 2030-31 | 2031-32 | 2032-33 | 2033-34 | 2034-35 | 2035-36 | 2036-37 | 2037-38 | 2038-39 | 2039-40 | 2040-41 | 2041-42 | 2042-43 | 2043-44 | 2044-45 | 2045-46 | 2046-47 | 2047-48 | 2048-49 | 2049-50
SA1 | Grid Battery pump | 0.11883 | 0.11744 | 0.11711 | 0.11785 | 0.11203 | 0.10822 | 0.09135 | 0.085149 | 0.07342 | 0.067531 | 0.064288 | 0.064251 | 0.060643 | 0.042543 | 0.043932 | 0.042783 | 0.039635 | 0.037088 | 0.032675 | 0.0296 | 0.025535 | 0.024472 | 0.02123 | 0.022916 | 0.022297 | 0.019971 | 0.019447 | 0.017932 | 0.015516
SA1 | Pumped Hydro Pump | 0 | 0 | 0 | 0 | 0 | 0 | 0 | 0 | 0 | 0 | 0 | 0 | 0 | 0 | 0 | 0 | 0 | 0 | 0 | 0 | 0 | 0 | 0 | 0 | 0 | 0 | 0 | 0 | 0
SA1 | VPP pump | 0.068145 | 0.11912 | 0.15065 | 0.18162 | 0.21443 | 0.25082 | 0.25432 | 0.28891 | 0.30919 | 0.33971 | 0.40292 | 0.43698 | 0.46704 | 0.45375 | 0.50996 | 0.52457 | 0.51657 | 0.50824 | 0.47564 | 0.4497 | 0.3895 | 0.39212 | 0.37091 | 0.39455 | 0.39347 | 0.3735 | 0.35805 | 0.3433 | 0.30731
Region | Technology | 2021-22 | 2022-23 | 2023-24 | 2024-25 | 2025-26 | 2026-27 | 2027-28 | 2028-29 | 2029-30 | 2030-31 | 2031-32 | 2032-33 | 2033-34 | 2034-35 | 2035-36 | 2036-37 | 2037-38 | 2038-39 | 2039-40 | 2040-41 | 2041-42 | 2042-43 | 2043-44 | 2044-45 | 2045-46 | 2046-47 | 2047-48 | 2048-49 | 2049-50
TAS1 | Grid Battery pump | 0 | 0 | 0 | 0 | 0 | 0 | 0 | 0 | 0 | 0 | 0 | 0 | 0 | 0 | 0 | 0 | 0 | 0 | 0 | 0 | 0 | 0 | 0 | 0 | 0 | 0 | 0 | 0 | 0
TAS1 | Pumped Hydro Pump | 0 | 0 | 0 | 0 | 0 | 0 | 0 | 0 | 0 | 0 | 0 | 0 | 0 | 0 | 0 | 0 | 0 | 0 | 0 | 0 | 0 | 0 | 0 | 0 | 0 | 0 | 0 | 0 | 0
TAS1 | VPP pump | 0.0015902 | 0.0045359 | 0.0027736 | 0.0051616 | 0.013659 | 0.019335 | 0.03606 | 0.039492 | 0.045489 | 0.05863 | 0.072636 | 0.079846 | 0.078306 | 0.092414 | 0.094695 | 0.096011 | 0.098942 | 0.09285 | 0.1123 | 0.11691 | 0.11316 | 0.11022 | 0.11744 | 0.10356 | 0.10182 | 0.10052 | 0.094967 | 0.094553 | 0.096458

## Marinus_FOM Cost
FOM cost by technology ($000s) - Marinus Link, Central Scenario
FOM | Real June 2020 dollars discounted to 1 July 2020. For new entrant capacity, the FOM is incurred annually in modelling. For existing capacity, FOM is considered to be a sunk cost, since the fixed retirement dates are assumed to be the same in the Base Case and the case with Marinus Link. As such, early retirements are presented as an annual FOM saving, or negative cost, that continues until the assumed fixed date retirement.
Explicitly modelled generation
Region | Technology | 2021-22 | 2022-23 | 2023-24 | 2024-25 | 2025-26 | 2026-27 | 2027-28 | 2028-29 | 2029-30 | 2030-31 | 2031-32 | 2032-33 | 2033-34 | 2034-35 | 2035-36 | 2036-37 | 2037-38 | 2038-39 | 2039-40 | 2040-41 | 2041-42 | 2042-43 | 2043-44 | 2044-45 | 2045-46 | 2046-47 | 2047-48 | 2048-49 | 2049-50
NEM | Black Coal | 0 | 0 | 0 | -100417.2886 | -53168.2394 | 129925.7405 | -99953.8627 | -212174.6956 | -216037.2933 | -214047.1196 | 178646.7101 | 329839.3153 | 183933.2708 | -111904.1537 | -5891.0321 | -0.0020846 | -0.00056961 | -0.00054352 | -0.00052002 | -0.00049481 | 239835.4416 | 0 | 0 | 0 | 0 | 0 | 0 | 0 | 0
NEM | Brown Coal | 0 | 0 | 0 | -118511.8085 | -113083.7867 | -144253.9702 | 166822.7357 | 449047.1877 | -91789.9791 | -68541.0322 | -32788.3684 | -0.0039556 | -0.0037745 | -0.0036016 | -0.0034458 | -0.0032788 | 190672.8154 | 363063.5483 | -0.0028562 | -0.0027178 | -0.0025933 | -0.0024745 | -0.0023675 | -0.0022528 | -0.0021496 | -0.0020511 | -0.0014446 | 0 | 0
NEM | CCGT | 8.94e-05 | 8.5305e-05 | 8.861e-05 | 9.2772e-05 | 8.8523e-05 | 8.4468e-05 | 8.1834e-05 | 8.5e-05 | 8.1107e-05 | 7.7392e-05 | 7.5408e-05 | 0.00011524 | 0.00010996 | 0.00010493 | 0.00010039 | 9.8552e-05 | 0.00017678 | 0.00016868 | 0.00021547 | 0.00020502 | 0.00026338 | 0.00025173 | 0.00024305 | 0.00023127 | 0.00023269 | 0.00027575 | 0.00026422 | 0.0003136 | 0.00029924
NEM | Gas - Steam | 0 | 0 | 0 | 0 | 0 | 0 | 0 | 0 | 0 | 0 | 0 | 0 | 0 | 0 | 0 | 0 | 0 | 0 | 0 | 0 | 0 | 0 | 0 | 0 | 0 | 0 | 0 | 0 | 0
NEM | OCGT / Diesel | 0.00038308 | 0.00037296 | 0.00035869 | 0.0003413 | 0.00032567 | 0.00031075 | 0.00029731 | 0.00028789 | 0.00028289 | 0.00028322 | 0.00028539 | 0.00035874 | 0.00034231 | 0.00032663 | 0.0003143 | 0.00030748 | 0.00059122 | 0.0005665 | 4083.393 | 3885.472 | 3922.6099 | 3742.9484 | 3879.6499 | 7506.8176 | 8900.9409 | 13341.0621 | 12764.078 | 16483.8821 | 16115.6303
NEM | Hydro | 0 | 0 | 0 | 0 | 0 | 0 | 0 | 0 | 0 | 0 | 0 | 0 | 0 | 0 | 0 | 0 | 0 | 0 | 0 | 0 | 0 | 0 | 0 | 0 | 0 | 0 | 0 | 0 | 0
NEM | Wind | 0.0073053 | 19157.3718 | 39754.91 | 60946.0935 | 87677.5256 | 103465.8906 | 126678.6409 | 148769.0989 | 200405.9256 | 193446.6491 | 187206.1654 | 184777.0668 | 178254.5559 | 171941.8971 | 173934.8738 | 185213.4451 | 226753.9311 | 233347.9827 | 235874.2851 | 227987.9664 | 238149.3688 | 252134.5565 | 249748.2563 | 242647.6394 | 249609.5174 | 253744.6724 | 255783.641 | 252427.0954 | 248899.1461
NEM | Solar PV | 0.0006653 | 0.0010888 | 0.0011963 | 0.001378 | 0.0015915 | 0.0016844 | 3671.6982 | 6150.3683 | 57563.8064 | 54927.2962 | 52551.7603 | 50004.5908 | 47714.3043 | 45528.9163 | 43559.8483 | 41448.5141 | 47475.8804 | 45301.4126 | 43342.1839 | 42598.9236 | 44700.5144 | 75960.2911 | 72675.1047 | 69152.5613 | 69803.9474 | 90644.4059 | 89052.9575 | 99772.4074 | 106217.3883
NEM | Grid Battery | 0.00078339 | 0.00075255 | 0.00072 | 0.0006851 | 0.0006674 | 0.00064588 | 0.0007297 | 0.00080645 | 0.0020044 | 0.0019476 | 0.0018771 | 0.0026029 | 0.0035009 | 0.0033471 | 0.0032283 | 0.0039293 | 5358.9119 | 5113.4656 | 6600.2258 | 6280.3146 | 19950.6058 | 19036.8376 | 18213.5185 | 22611.9158 | 21576.2557 | 27461.9339 | 26274.2401 | 28108.9363 | 26821.5041
NEM | Pumped Hydro | 0 | 0 | 0.00086345 | 0.00092264 | 0.00091158 | 0.00089792 | 0.00089983 | 0.0009309 | 22893.9938 | 21845.414 | 20900.6276 | 19887.5801 | 18976.6991 | 18107.5373 | 17324.4093 | 16484.6998 | 21719.7707 | 20724.972 | 20019.0908 | 19048.7707 | 19977.3971 | 23259.6031 | 22253.6547 | 22631.6986 | 21595.1323 | 23188.6887 | 22185.8073 | 24847.5751 | 23709.5183
NEM | VPP | 0 | 0 | 0 | 0 | 0 | 0 | 0 | 0 | 0 | 0 | 0 | 0 | 0 | 0 | 0 | 0 | 0 | 0 | 0 | 0 | 0 | 0 | 0 | 0 | 0 | 0 | 0 | 0 | 0
Total excluding storage |  | 0.0084431 | 19157.3734 | 39754.9117 | -157983.0017 | -78574.4985 | 89137.663 | 197219.2124 | 391791.9597 | -49857.54 | -34214.2061 | 385616.2677 | 564620.9694 | 409902.1276 | 105566.6566 | 211603.687 | 226661.9543 | 464902.6271 | 641712.9438 | 283299.8589 | 274472.359 | 526607.9323 | 331837.7937 | 326303.0087 | 319307.0163 | 328314.4038 | 357730.1386 | 357600.6754 | 368683.3852 | 371232.165
Region | Technology | 2021-22 | 2022-23 | 2023-24 | 2024-25 | 2025-26 | 2026-27 | 2027-28 | 2028-29 | 2029-30 | 2030-31 | 2031-32 | 2032-33 | 2033-34 | 2034-35 | 2035-36 | 2036-37 | 2037-38 | 2038-39 | 2039-40 | 2040-41 | 2041-42 | 2042-43 | 2043-44 | 2044-45 | 2045-46 | 2046-47 | 2047-48 | 2048-49 | 2049-50
NSW1 | Black Coal | 0 | 0 | 0 | -28851.3837 | 15119.7711 | -130877.8977 | -152066.1305 | -144695.5247 | -151648.7714 | -152607.6904 | -146007.6189 | 224912.0405 | -63904.2828 | -60977.3691 | -0.00037814 | -0.00035981 | -0.00034333 | -0.00032761 | -0.00031344 | -0.00029825 | -0.00028459 | 0 | 0 | 0 | 0 | 0 | 0 | 0 | 0
NSW1 | Brown Coal | 0 | 0 | 0 | 0 | 0 | 0 | 0 | 0 | 0 | 0 | 0 | 0 | 0 | 0 | 0 | 0 | 0 | 0 | 0 | 0 | 0 | 0 | 0 | 0 | 0 | 0 | 0 | 0 | 0
NSW1 | CCGT | 1.936e-05 | 1.8473e-05 | 1.9207e-05 | 2.081e-05 | 1.9857e-05 | 1.8947e-05 | 1.8128e-05 | 1.8477e-05 | 1.7631e-05 | 1.6823e-05 | 1.6095e-05 | 2.7212e-05 | 2.5966e-05 | 2.4777e-05 | 2.3705e-05 | 2.3514e-05 | 6.1687e-05 | 5.8862e-05 | 7.3133e-05 | 6.9588e-05 | 8.5514e-05 | 8.1597e-05 | 7.8068e-05 | 7.4284e-05 | 7.0882e-05 | 0.00011353 | 0.00010862 | 0.00010448 | 9.9696e-05
NSW1 | Gas - Steam | 0 | 0 | 0 | 0 | 0 | 0 | 0 | 0 | 0 | 0 | 0 | 0 | 0 | 0 | 0 | 0 | 0 | 0 | 0 | 0 | 0 | 0 | 0 | 0 | 0 | 0 | 0 | 0 | 0
NSW1 | OCGT / Diesel | 7.9361e-05 | 7.9405e-05 | 7.7825e-05 | 7.4052e-05 | 7.0661e-05 | 6.7424e-05 | 6.4508e-05 | 6.1382e-05 | 5.857e-05 | 5.8143e-05 | 5.8503e-05 | 7.7692e-05 | 7.4134e-05 | 7.0739e-05 | 6.7679e-05 | 6.4399e-05 | 0.0002588 | 0.00024695 | 4083.3921 | 3885.4711 | 3707.5106 | 3537.7009 | 3683.2791 | 6670.9964 | 6365.4545 | 6073.907 | 5811.2182 | 8755.2355 | 8354.2324
NSW1 | Hydro | 0 | 0 | 0 | 0 | 0 | 0 | 0 | 0 | 0 | 0 | 0 | 0 | 0 | 0 | 0 | 0 | 0 | 0 | 0 | 0 | 0 | 0 | 0 | 0 | 0 | 0 | 0 | 0 | 0
NSW1 | Wind | 0.0013623 | 19157.3661 | 36664.0478 | 52591.895 | 67138.8462 | 81141.8421 | 89172.9842 | 96812.1496 | 135198.3844 | 129006.092 | 123426.7419 | 117444.2798 | 112065.1525 | 106932.3974 | 102307.7066 | 97348.8787 | 94201.0641 | 96634.8354 | 101122.1376 | 98219.3936 | 110335.1986 | 110457.1294 | 105679.9985 | 100557.7165 | 98515.2744 | 94003.1251 | 93279.4855 | 89468.5474 | 85370.7514
NSW1 | Solar PV | 0.00015555 | 0.00038466 | 0.00039531 | 0.00047283 | 0.00072623 | 0.00085156 | 3671.6971 | 6150.3672 | 57563.8049 | 54927.2947 | 52551.7588 | 50004.5887 | 47714.3022 | 45528.9143 | 43559.8464 | 41448.512 | 40145.2097 | 38306.4978 | 36649.7903 | 34873.3845 | 33276.1302 | 48653.0228 | 46548.8412 | 44292.6309 | 43285.5254 | 55397.6449 | 53001.767 | 56902.7651 | 59321.6059
NSW1 | Grid Battery | 0.00027334 | 0.00026586 | 0.00025436 | 0.00024203 | 0.00023095 | 0.00022037 | 0.00025766 | 0.00027295 | 0.0011995 | 0.0011465 | 0.0010986 | 0.0011981 | 0.0011432 | 0.0010909 | 0.0010455 | 0.001022 | 0.004145 | 0.0039552 | 574.5171 | 546.6704 | 4918.3621 | 4693.0936 | 4490.1233 | 6999.7461 | 6679.1472 | 7082.3014 | 6776.0009 | 6447.5699 | 6152.2613
NSW1 | Pumped Hydro | 0 | 0 | 0.00025494 | 0.00028761 | 0.00027444 | 0.00026187 | 0.00025996 | 0.0002752 | 22893.9932 | 21845.4133 | 20900.6269 | 19887.579 | 18976.6975 | 18107.5358 | 17324.4078 | 16484.6983 | 15729.6744 | 15009.2313 | 14360.1014 | 13664.071 | 13038.2358 | 12441.0647 | 11903.0044 | 11326.0692 | 10807.3179 | 10312.3262 | 9866.3312 | 9388.1127 | 8958.1228
NSW1 | VPP | 0 | 0 | 0 | 0 | 0 | 0 | 0 | 0 | 0 | 0 | 0 | 0 | 0 | 0 | 0 | 0 | 0 | 0 | 0 | 0 | 0 | 0 | 0 | 0 | 0 | 0 | 0 | 0 | 0
Total excluding storage |  | 0.0016165 | 19157.3666 | 36664.0483 | 23740.5119 | 82258.6181 | -49736.0547 | -59221.4491 | -41733.0078 | 41113.418 | 31325.6964 | 29970.8819 | 392360.9092 | 95875.172 | 91483.9427 | 145867.5528 | 138797.3905 | 134346.2738 | 134941.3331 | 141855.3197 | 136978.2489 | 147318.8392 | 162647.8532 | 155912.1189 | 151521.3439 | 148166.2544 | 155474.6771 | 152092.4708 | 155126.5481 | 153046.5898
Region | Technology | 2021-22 | 2022-23 | 2023-24 | 2024-25 | 2025-26 | 2026-27 | 2027-28 | 2028-29 | 2029-30 | 2030-31 | 2031-32 | 2032-33 | 2033-34 | 2034-35 | 2035-36 | 2036-37 | 2037-38 | 2038-39 | 2039-40 | 2040-41 | 2041-42 | 2042-43 | 2043-44 | 2044-45 | 2045-46 | 2046-47 | 2047-48 | 2048-49 | 2049-50
QLD1 | Black Coal | 0 | 0 | 0 | -71565.9049 | -68288.0105 | 260803.6382 | 52112.2678 | -67479.1709 | -64388.5218 | -61439.4292 | 324654.329 | 104927.2749 | 247837.5536 | -50926.7846 | -5891.0317 | -0.0017248 | -0.00022628 | -0.00021592 | -0.00020658 | -0.00019657 | 239835.4418 | 0 | 0 | 0 | 0 | 0 | 0 | 0 | 0
QLD1 | Brown Coal | 0 | 0 | 0 | 0 | 0 | 0 | 0 | 0 | 0 | 0 | 0 | 0 | 0 | 0 | 0 | 0 | 0 | 0 | 0 | 0 | 0 | 0 | 0 | 0 | 0 | 0 | 0 | 0 | 0
QLD1 | CCGT | 2.0666e-05 | 1.9719e-05 | 2.022e-05 | 2.2844e-05 | 2.1798e-05 | 2.0799e-05 | 1.99e-05 | 2.1145e-05 | 2.0176e-05 | 1.9252e-05 | 1.9782e-05 | 2.8745e-05 | 2.7429e-05 | 2.6172e-05 | 2.5041e-05 | 2.5898e-05 | 4.3508e-05 | 4.1516e-05 | 5.5288e-05 | 5.2608e-05 | 7.901e-05 | 7.5804e-05 | 7.2526e-05 | 6.901e-05 | 7.5875e-05 | 7.4826e-05 | 7.1589e-05 | 6.812e-05 | 6.5e-05
QLD1 | Gas - Steam | 0 | 0 | 0 | 0 | 0 | 0 | 0 | 0 | 0 | 0 | 0 | 0 | 0 | 0 | 0 | 0 | 0 | 0 | 0 | 0 | 0 | 0 | 0 | 0 | 0 | 0 | 0 | 0 | 0
QLD1 | OCGT / Diesel | 7.807e-05 | 7.7191e-05 | 7.3853e-05 | 7.0273e-05 | 6.7055e-05 | 6.3984e-05 | 6.1216e-05 | 6.0927e-05 | 5.9187e-05 | 5.9498e-05 | 6.0257e-05 | 7.2572e-05 | 6.9248e-05 | 6.6076e-05 | 6.4104e-05 | 6.5723e-05 | 8.4962e-05 | 8.107e-05 | 0.00045206 | 0.00043015 | 47.0527 | 44.8976 | 42.9558 | 40.8738 | 1776.9486 | 6543.3596 | 6260.3675 | 6332.744 | 6429.4299
QLD1 | Hydro | 0 | 0 | 0 | 0 | 0 | 0 | 0 | 0 | 0 | 0 | 0 | 0 | 0 | 0 | 0 | 0 | 0 | 0 | 0 | 0 | 0 | 0 | 0 | 0 | 0 | 0 | 0 | 0 | 0
QLD1 | Wind | 0.0024926 | 0.0024444 | 0.0024458 | 2472.1028 | 12112.998 | 11558.2042 | 24597.2443 | 37192.4486 | 48751.19 | 46518.311 | 44506.453 | 42349.2368 | 40409.5774 | 38558.7571 | 37970.3144 | 42593.2309 | 61646.5404 | 58823.0347 | 56279.0129 | 53651.0794 | 53801.213 | 67657.7471 | 64731.6353 | 66598.7259 | 66715.6042 | 68824.8799 | 65848.2911 | 62656.6415 | 64187.2473
QLD1 | Solar PV | 0.00021803 | 0.00031579 | 0.00034299 | 0.00037523 | 0.00035804 | 0.00034307 | 0.00053173 | 0.00052543 | 0.00092673 | 0.00088429 | 0.00084604 | 0.00080504 | 0.00076998 | 0.00073471 | 0.00070294 | 0.00067038 | 7330.6677 | 6994.9119 | 6692.3908 | 7725.5136 | 10281.2129 | 24564.8379 | 23502.4398 | 22363.2827 | 21631.3648 | 30518.6757 | 29198.7817 | 27783.5243 | 32500.6308
QLD1 | Grid Battery | 0.00012781 | 0.00012196 | 0.00011668 | 0.00011103 | 0.00011161 | 0.0001065 | 0.00012691 | 0.00016511 | 0.00021189 | 0.00021785 | 0.00021309 | 0.0004465 | 0.0014432 | 0.0013784 | 0.0013216 | 0.0012575 | 5358.9056 | 5113.4595 | 4892.3089 | 4655.1799 | 8286.2129 | 7906.6917 | 7564.7373 | 9752.0204 | 9305.3629 | 15043.9974 | 14393.3636 | 13695.721 | 13068.436
QLD1 | Pumped Hydro | 0 | 0 | 0.00011157 | 0.00013302 | 0.00012969 | 0.00012766 | 0.0001255 | 0.00013831 | 0.00013197 | 0.00013401 | 0.00013399 | 0.00029865 | 0.00079795 | 0.0007614 | 0.00073002 | 0.00069464 | 5990.0947 | 5715.7392 | 5468.5407 | 5203.482 | 5992.1075 | 9914.8611 | 9486.0559 | 9026.2693 | 8612.8524 | 10801.017 | 10333.8867 | 9833.0059 | 9382.6392
QLD1 | VPP | 0 | 0 | 0 | 0 | 0 | 0 | 0 | 0 | 0 | 0 | 0 | 0 | 0 | 0 | 0 | 0 | 0 | 0 | 0 | 0 | 0 | 0 | 0 | 0 | 0 | 0 | 0 | 0 | 0
Total excluding storage |  | 0.0028094 | 0.0028571 | 0.0028829 | -69093.8016 | -56175.012 | 272361.8428 | 76709.5127 | -30286.7217 | -15637.3309 | -14921.1172 | 369160.7829 | 147276.5126 | 288247.1319 | -12368.0267 | 32079.2834 | 42593.2299 | 68977.208 | 65817.9465 | 62971.4041 | 61376.5933 | 303964.9204 | 92267.4826 | 88277.031 | 89002.8824 | 90123.9176 | 105886.9153 | 101307.4403 | 96772.9099 | 103117.308
Region | Technology | 2021-22 | 2022-23 | 2023-24 | 2024-25 | 2025-26 | 2026-27 | 2027-28 | 2028-29 | 2029-30 | 2030-31 | 2031-32 | 2032-33 | 2033-34 | 2034-35 | 2035-36 | 2036-37 | 2037-38 | 2038-39 | 2039-40 | 2040-41 | 2041-42 | 2042-43 | 2043-44 | 2044-45 | 2045-46 | 2046-47 | 2047-48 | 2048-49 | 2049-50
VIC1 | Black Coal | 0 | 0 | 0 | 0 | 0 | 0 | 0 | 0 | 0 | 0 | 0 | 0 | 0 | 0 | 0 | 0 | 0 | 0 | 0 | 0 | 0 | 0 | 0 | 0 | 0 | 0 | 0 | 0 | 0
VIC1 | Brown Coal | 0 | 0 | 0 | -118511.8085 | -113083.7867 | -144253.9702 | 166822.7357 | 449047.1877 | -91789.9791 | -68541.0322 | -32788.3684 | -0.0039556 | -0.0037745 | -0.0036016 | -0.0034458 | -0.0032788 | 190672.8154 | 363063.5483 | -0.0028562 | -0.0027178 | -0.0025933 | -0.0024745 | -0.0023675 | -0.0022528 | -0.0021496 | -0.0020511 | -0.0014446 | 0 | 0
VIC1 | CCGT | 1.6997e-05 | 1.6219e-05 | 1.5517e-05 | 1.7084e-05 | 1.6302e-05 | 1.5555e-05 | 1.4882e-05 | 1.552e-05 | 1.4809e-05 | 1.4131e-05 | 1.352e-05 | 2.1037e-05 | 2.0074e-05 | 1.9154e-05 | 1.8326e-05 | 1.7438e-05 | 2.6507e-05 | 2.5293e-05 | 3.6371e-05 | 3.4608e-05 | 3.5285e-05 | 3.3669e-05 | 3.2212e-05 | 3.0651e-05 | 2.9581e-05 | 3.1827e-05 | 3.0451e-05 | 7.3173e-05 | 6.9821e-05
VIC1 | Gas - Steam | 0 | 0 | 0 | 0 | 0 | 0 | 0 | 0 | 0 | 0 | 0 | 0 | 0 | 0 | 0 | 0 | 0 | 0 | 0 | 0 | 0 | 0 | 0 | 0 | 0 | 0 | 0 | 0 | 0
VIC1 | OCGT / Diesel | 7.4858e-05 | 7.1429e-05 | 6.834e-05 | 6.5027e-05 | 6.2049e-05 | 5.9207e-05 | 5.6646e-05 | 5.4713e-05 | 5.4507e-05 | 5.4618e-05 | 5.4968e-05 | 7.108e-05 | 6.7824e-05 | 6.4718e-05 | 6.1919e-05 | 5.8918e-05 | 8.0237e-05 | 7.6562e-05 | 0.0001384 | 0.0001317 | 0.00023905 | 0.0002281 | 0.00021824 | 0.00021577 | 0.00020589 | 0.00019646 | 0.00018796 | 92.0134 | 87.799
VIC1 | Hydro | 0 | 0 | 0 | 0 | 0 | 0 | 0 | 0 | 0 | 0 | 0 | 0 | 0 | 0 | 0 | 0 | 0 | 0 | 0 | 0 | 0 | 0 | 0 | 0 | 0 | 0 | 0 | 0 | 0
VIC1 | Wind | 0.00089467 | 0.00086771 | 0.00087154 | 0.0010235 | 0.00097663 | 0.0009319 | 0.00093866 | 0.0010074 | 0.0009746 | 0.00095957 | 0.00096564 | 0.0019869 | 0.0064189 | 0.0066399 | 0.0064686 | 8119.1482 | 23117.446 | 25567.5681 | 24461.8047 | 23276.1476 | 23591.8252 | 25907.9126 | 33305.6277 | 31691.3126 | 42584.856 | 47877.0882 | 55477.6923 | 58494.4649 | 59448.5506
VIC1 | Solar PV | 5.9495e-05 | 6.7288e-05 | 7.0066e-05 | 0.00012624 | 0.00012046 | 0.00011494 | 0.00013226 | 0.00013843 | 0.00013947 | 0.00014988 | 0.00016406 | 0.00028496 | 0.00029564 | 0.0002821 | 0.00027124 | 0.00028888 | 0.00073804 | 0.00070846 | 0.00068524 | 0.00093849 | 0.0013579 | 0.0023265 | 0.0022273 | 0.0021194 | 0.010697 | 64.8729 | 2390.8745 | 10684.1479 | 10194.7981
VIC1 | Grid Battery | 0.00012466 | 0.00011895 | 0.00011381 | 0.00010829 | 0.00010721 | 0.00010653 | 0.00011493 | 0.00011833 | 0.00019915 | 0.00019211 | 0.00018548 | 0.00033236 | 0.00031713 | 0.00030261 | 0.0002918 | 0.00031323 | 0.00059781 | 0.00057157 | 0.0027327 | 0.0026011 | 1085.4988 | 1035.7813 | 990.9851 | 942.9523 | 899.7636 | 858.5531 | 821.4217 | 3889.8093 | 3711.6501
VIC1 | Pumped Hydro | 0 | 0 | 0.00012295 | 0.00013284 | 0.00013457 | 0.00013236 | 0.00012664 | 0.00012627 | 0.00012323 | 0.0001259 | 0.00012528 | 0.00023375 | 0.00022304 | 0.00021283 | 0.0002047 | 0.00020797 | 0.00081265 | 0.00077631 | 190.4476 | 181.2167 | 947.0528 | 903.6764 | 864.5935 | 2279.3592 | 2174.9611 | 2075.3446 | 1985.5886 | 5626.4558 | 5368.7555
VIC1 | VPP | 0 | 0 | 0 | 0 | 0 | 0 | 0 | 0 | 0 | 0 | 0 | 0 | 0 | 0 | 0 | 0 | 0 | 0 | 0 | 0 | 0 | 0 | 0 | 0 | 0 | 0 | 0 | 0 | 0
Total excluding storage |  | 0.001046 | 0.0010226 | 0.0010255 | -118511.8072 | -113083.7855 | -144253.9691 | 166822.7369 | 449047.189 | -91789.9779 | -68541.031 | -32788.3672 | -0.0015917 | 0.0030279 | 0.0034043 | 0.0033743 | 8119.1453 | 213790.2622 | 388631.1173 | 24461.8027 | 23276.146 | 23591.8242 | 25907.9127 | 33305.6278 | 31691.3127 | 42584.8648 | 47941.9593 | 57868.5655 | 69270.6262 | 69731.1478
Region | Technology | 2021-22 | 2022-23 | 2023-24 | 2024-25 | 2025-26 | 2026-27 | 2027-28 | 2028-29 | 2029-30 | 2030-31 | 2031-32 | 2032-33 | 2033-34 | 2034-35 | 2035-36 | 2036-37 | 2037-38 | 2038-39 | 2039-40 | 2040-41 | 2041-42 | 2042-43 | 2043-44 | 2044-45 | 2045-46 | 2046-47 | 2047-48 | 2048-49 | 2049-50
SA1 | Black Coal | 0 | 0 | 0 | 0 | 0 | 0 | 0 | 0 | 0 | 0 | 0 | 0 | 0 | 0 | 0 | 0 | 0 | 0 | 0 | 0 | 0 | 0 | 0 | 0 | 0 | 0 | 0 | 0 | 0
SA1 | Brown Coal | 0 | 0 | 0 | 0 | 0 | 0 | 0 | 0 | 0 | 0 | 0 | 0 | 0 | 0 | 0 | 0 | 0 | 0 | 0 | 0 | 0 | 0 | 0 | 0 | 0 | 0 | 0 | 0 | 0
SA1 | CCGT | 1.6737e-05 | 1.5971e-05 | 1.9388e-05 | 1.8448e-05 | 1.7603e-05 | 1.6797e-05 | 1.6071e-05 | 1.6787e-05 | 1.6018e-05 | 1.5284e-05 | 1.4623e-05 | 2.4999e-05 | 2.3854e-05 | 2.2761e-05 | 2.1777e-05 | 2.0721e-05 | 3.3579e-05 | 3.2041e-05 | 3.8528e-05 | 3.666e-05 | 5.1393e-05 | 4.9039e-05 | 4.9124e-05 | 4.6743e-05 | 4.6257e-05 | 4.5353e-05 | 4.3392e-05 | 5.6772e-05 | 5.4172e-05
SA1 | Gas - Steam | 0 | 0 | 0 | 0 | 0 | 0 | 0 | 0 | 0 | 0 | 0 | 0 | 0 | 0 | 0 | 0 | 0 | 0 | 0 | 0 | 0 | 0 | 0 | 0 | 0 | 0 | 0 | 0 | 0
SA1 | OCGT / Diesel | 7.4831e-05 | 7.2458e-05 | 6.9324e-05 | 6.5964e-05 | 6.2943e-05 | 6.006e-05 | 5.7462e-05 | 5.5395e-05 | 5.5156e-05 | 5.5345e-05 | 5.5718e-05 | 7.43e-05 | 7.0897e-05 | 6.765e-05 | 6.4724e-05 | 6.2808e-05 | 0.00011075 | 0.00010568 | 0.00025388 | 0.00024157 | 168.0463 | 160.3496 | 153.4147 | 794.9472 | 758.5374 | 723.7953 | 692.492 | 1303.8891 | 1244.169
SA1 | Hydro | 0 | 0 | 0 | 0 | 0 | 0 | 0 | 0 | 0 | 0 | 0 | 0 | 0 | 0 | 0 | 0 | 0 | 0 | 0 | 0 | 0 | 0 | 0 | 0 | 0 | 0 | 0 | 0 | 0
SA1 | Wind | 0.0015667 | 0.0014949 | 0.0017946 | 0.0017259 | 0.0016468 | 0.0015714 | 0.0015371 | 0.0016933 | 0.0016194 | 0.0016276 | 0.0015867 | 4611.0377 | 4399.8462 | 4198.3266 | 10590.3083 | 13498.5469 | 23591.582 | 27681.0086 | 28918.7155 | 27517.033 | 26256.7115 | 25054.1141 | 23970.5558 | 22808.7092 | 21764.0355 | 23927.2249 | 22892.403 | 24407.9789 | 23290.0562
SA1 | Solar PV | 0.00020516 | 0.0002835 | 0.00033554 | 0.00034653 | 0.00033066 | 0.00031551 | 0.0003527 | 0.00037542 | 0.00037702 | 0.00040351 | 0.0004547 | 0.00088342 | 0.00092804 | 0.0008875 | 0.00084911 | 0.0010551 | 0.0021695 | 0.0020802 | 0.0019902 | 0.024424 | 1143.1697 | 2742.4279 | 2623.8214 | 2496.6454 | 4887.0464 | 4663.2122 | 4461.5342 | 4401.9701 | 4200.3534
SA1 | Grid Battery | 0.00013463 | 0.00012846 | 0.00012291 | 0.00011695 | 0.00011159 | 0.00010799 | 0.00011805 | 0.00012353 | 0.00021001 | 0.0002024 | 0.00019575 | 0.00038656 | 0.00036885 | 0.00035321 | 0.00034295 | 0.001101 | 0.0013539 | 0.0012929 | 1133.3967 | 1078.4613 | 5660.5315 | 5401.2705 | 5167.6724 | 4917.1967 | 4691.9816 | 4477.0817 | 4283.4536 | 4075.8357 | 3889.1562
SA1 | Pumped Hydro | 0 | 0 | 9.3457e-05 | 8.8927e-05 | 8.4854e-05 | 8.216e-05 | 7.8607e-05 | 7.8833e-05 | 7.8614e-05 | 7.9504e-05 | 7.9259e-05 | 0.0001147 | 0.00010944 | 0.00010443 | 0.00010557 | 0.00014609 | 0.00018031 | 0.00017205 | 0.00016915 | 0.00016095 | 0.00020785 | 0.00019833 | 0.00018975 | 0.00021809 | 0.0002273 | 0.00021689 | 0.00020751 | 0.00019745 | 0.0001884
SA1 | VPP | 0 | 0 | 0 | 0 | 0 | 0 | 0 | 0 | 0 | 0 | 0 | 0 | 0 | 0 | 0 | 0 | 0 | 0 | 0 | 0 | 0 | 0 | 0 | 0 | 0 | 0 | 0 | 0 | 0
Total excluding storage |  | 0.0018634 | 0.0018668 | 0.0022188 | 0.0021568 | 0.002058 | 0.0019638 | 0.0019634 | 0.002141 | 0.0020676 | 0.0021018 | 0.0021117 | 4611.0387 | 4399.8472 | 4198.3275 | 10590.3093 | 13498.548 | 23591.5843 | 27681.0108 | 28918.7178 | 27517.0577 | 27567.9276 | 27956.8916 | 26747.7919 | 26100.3019 | 27409.6194 | 29314.2325 | 28046.4293 | 30113.8381 | 28734.5786
Region | Technology | 2021-22 | 2022-23 | 2023-24 | 2024-25 | 2025-26 | 2026-27 | 2027-28 | 2028-29 | 2029-30 | 2030-31 | 2031-32 | 2032-33 | 2033-34 | 2034-35 | 2035-36 | 2036-37 | 2037-38 | 2038-39 | 2039-40 | 2040-41 | 2041-42 | 2042-43 | 2043-44 | 2044-45 | 2045-46 | 2046-47 | 2047-48 | 2048-49 | 2049-50
TAS1 | Black Coal | 0 | 0 | 0 | 0 | 0 | 0 | 0 | 0 | 0 | 0 | 0 | 0 | 0 | 0 | 0 | 0 | 0 | 0 | 0 | 0 | 0 | 0 | 0 | 0 | 0 | 0 | 0 | 0 | 0
TAS1 | Brown Coal | 0 | 0 | 0 | 0 | 0 | 0 | 0 | 0 | 0 | 0 | 0 | 0 | 0 | 0 | 0 | 0 | 0 | 0 | 0 | 0 | 0 | 0 | 0 | 0 | 0 | 0 | 0 | 0 | 0
TAS1 | CCGT | 1.564e-05 | 1.4923e-05 | 1.4278e-05 | 1.3586e-05 | 1.2964e-05 | 1.237e-05 | 1.2854e-05 | 1.3072e-05 | 1.2473e-05 | 1.1902e-05 | 1.1387e-05 | 1.3247e-05 | 1.264e-05 | 1.2061e-05 | 1.154e-05 | 1.098e-05 | 1.1496e-05 | 1.097e-05 | 1.2147e-05 | 1.1558e-05 | 1.2178e-05 | 1.162e-05 | 1.1117e-05 | 1.0578e-05 | 1.0094e-05 | 1.0217e-05 | 1.0169e-05 | 1.1057e-05 | 1.055e-05
TAS1 | Gas - Steam | 0 | 0 | 0 | 0 | 0 | 0 | 0 | 0 | 0 | 0 | 0 | 0 | 0 | 0 | 0 | 0 | 0 | 0 | 0 | 0 | 0 | 0 | 0 | 0 | 0 | 0 | 0 | 0 | 0
TAS1 | OCGT / Diesel | 7.5961e-05 | 7.2481e-05 | 6.9347e-05 | 6.5985e-05 | 6.2963e-05 | 6.0079e-05 | 5.7481e-05 | 5.5478e-05 | 5.5475e-05 | 5.5612e-05 | 5.5938e-05 | 6.3092e-05 | 6.0203e-05 | 5.7445e-05 | 5.5869e-05 | 5.5636e-05 | 5.6465e-05 | 5.6246e-05 | 8.1175e-05 | 7.7241e-05 | 7.5739e-05 | 7.227e-05 | 6.9144e-05 | 6.5793e-05 | 6.2779e-05 | 6.0918e-05 | 5.9271e-05 | 6.9956e-05 | 6.6752e-05
TAS1 | Hydro | 0 | 0 | 0 | 0 | 0 | 0 | 0 | 0 | 0 | 0 | 0 | 0 | 0 | 0 | 0 | 0 | 0 | 0 | 0 | 0 | 0 | 0 | 0 | 0 | 0 | 0 | 0 | 0 | 0
TAS1 | Wind | 0.00098904 | 0.00094374 | 3090.8571 | 5882.093 | 8425.6788 | 10765.8418 | 12908.4099 | 14764.498 | 16456.3486 | 17922.2435 | 19272.9679 | 20372.5104 | 21379.9733 | 22252.4095 | 23066.538 | 23653.6404 | 24197.2986 | 24641.5359 | 25092.6144 | 25324.3128 | 24164.4206 | 23057.6532 | 22060.4389 | 20991.1752 | 20029.7473 | 19112.3543 | 18285.7692 | 17399.4627 | 16602.5407
TAS1 | Solar PV | 2.7057e-05 | 3.7569e-05 | 5.2345e-05 | 5.7131e-05 | 5.6092e-05 | 5.9326e-05 | 5.8371e-05 | 5.7514e-05 | 6.2143e-05 | 6.263e-05 | 7.714e-05 | 7.5874e-05 | 8.8277e-05 | 8.4234e-05 | 8.9717e-05 | 8.9755e-05 | 0.00010553 | 0.00011138 | 0.00013351 | 0.00022298 | 0.00021277 | 0.00020302 | 0.00019424 | 0.00018483 | 0.00017636 | 0.00016828 | 0.000161 | 0.0001532 | 0.00014618
TAS1 | Grid Battery | 0.00012295 | 0.00011731 | 0.00011224 | 0.0001068 | 0.00010604 | 0.00010449 | 0.00011215 | 0.00012654 | 0.00018383 | 0.00018872 | 0.00018421 | 0.00023942 | 0.00022845 | 0.00022198 | 0.00022649 | 0.00023555 | 0.00025589 | 0.00024709 | 0.00039395 | 0.00037599 | 0.0004296 | 0.00040992 | 0.00039301 | 0.00037396 | 0.00035779 | 0.00037088 | 0.00035846 | 0.00047204 | 0.00045227
TAS1 | Pumped Hydro | 0 | 0 | 0.00028053 | 0.00028025 | 0.00028804 | 0.00029387 | 0.00030913 | 0.00031229 | 0.00032543 | 0.00033716 | 0.00033276 | 0.00047028 | 0.00045098 | 0.00043187 | 0.00043068 | 0.00046916 | 0.00058452 | 0.00056255 | 0.00090544 | 0.00086156 | 0.00082349 | 0.00078578 | 0.00075179 | 0.00071535 | 0.00068259 | 0.00065181 | 0.00062362 | 0.00060708 | 0.00057927
TAS1 | VPP | 0 | 0 | 0 | 0 | 0 | 0 | 0 | 0 | 0 | 0 | 0 | 0 | 0 | 0 | 0 | 0 | 0 | 0 | 0 | 0 | 0 | 0 | 0 | 0 | 0 | 0 | 0 | 0 | 0
Total excluding storage |  | 0.0011077 | 0.0010687 | 3090.8572 | 5882.0931 | 8425.6789 | 10765.8419 | 12908.4101 | 14764.4981 | 16456.3488 | 17922.2436 | 19272.968 | 20372.5106 | 21379.9735 | 22252.4096 | 23066.5382 | 23653.6406 | 24197.2988 | 24641.5361 | 25092.6146 | 25324.3131 | 24164.4209 | 23057.6535 | 22060.4392 | 20991.1754 | 20029.7475 | 19112.3545 | 18285.7694 | 17399.4629 | 16602.541

## Marinus_Fuel Cost
Fuel cost by technology ($000s) - Marinus Link, Central Scenario
Fuel | Real June 2020 dollars discounted to 1 July 2020
Explicitly modelled generation
Region | Technology | 2021-22 | 2022-23 | 2023-24 | 2024-25 | 2025-26 | 2026-27 | 2027-28 | 2028-29 | 2029-30 | 2030-31 | 2031-32 | 2032-33 | 2033-34 | 2034-35 | 2035-36 | 2036-37 | 2037-38 | 2038-39 | 2039-40 | 2040-41 | 2041-42 | 2042-43 | 2043-44 | 2044-45 | 2045-46 | 2046-47 | 2047-48 | 2048-49 | 2049-50
NEM | Black Coal | 1734418.7428 | 1472266.8422 | 1435957.9644 | 1330989.5705 | 1190848.4447 | 1043366.1038 | 871601.0033 | 886897.2449 | 637557.2461 | 575180.6306 | 514353.381 | 485470.2294 | 504261.1399 | 448285.47 | 382816.4376 | 352071.3363 | 276860.813 | 266039.8471 | 245948.5514 | 217880.8124 | 205296.8579 | 129262.1017 | 98046.4912 | 74741.7132 | 56597.2649 | 39963.4235 | 36782.6778 | 34554.2735 | 31163.6861
NEM | Brown Coal | 230976.9441 | 210288.1381 | 202365.527 | 151721.6856 | 152361.1663 | 135668.4358 | 125094.2668 | 118128.485 | 110969.775 | 106178.3893 | 99948.0156 | 94041.3026 | 92103.1123 | 87198.8569 | 85698.7159 | 76933.0486 | 69068.2569 | 67870.27 | 57086.1247 | 58476.9104 | 60972.599 | 57208.7708 | 52115.9583 | 50237.7455 | 45498.7247 | 44442.0098 | 28578.8488 | 0 | 0
NEM | CCGT | 185392.374 | 177226.599 | 139266.6004 | 138497.9638 | 128451.6655 | 124115.9715 | 113072.4522 | 117488.4026 | 102557.9506 | 103811.0028 | 105255.8746 | 179589.6943 | 184837.0695 | 213062.2724 | 143991.953 | 127617.9169 | 177916.7281 | 174760.8932 | 141035.4783 | 140232.1562 | 141778.0679 | 148663.292 | 95329.2302 | 83583.9222 | 45550.7296 | 30886.5348 | 29715.4522 | 28402.247 | 27281.374
NEM | Gas - Steam | 86050.3173 | 82697.8998 | 78096.4674 | 13763.0866 | 12307.0303 | 12634.8575 | 11107.3849 | 11413.5331 | 9790.4908 | 9762.3736 | 9276.4159 | 11845.6875 | 9087.6083 | 11762.5707 | 4554.3826 | 3799.63 | 9584.947 | 9056.712 | 5213.12 | 5679.368 | 5733.5385 | 6683.0495 | 6353.3135 | 4872.818 | 6445.964 | 0 | 0 | 0 | 0
NEM | OCGT / Diesel | 4826.7773 | 1984.0235 | 10397.8271 | 8777.821 | 3245.6457 | 5543.5676 | 2107.1281 | 6374.235 | 642.3228 | 2144.8885 | 1586.0592 | 22336.7447 | 12385.2962 | 17148.7248 | 16077.6268 | 17835.1309 | 64271.2805 | 62262.8087 | 160094.1147 | 184238.5923 | 119293.7171 | 194326.008 | 300770.195 | 166068.715 | 194217.4207 | 279877.0136 | 344671.7862 | 463858.3495 | 441905.3054
NEM | Hydro | 0 | 0 | 0 | 0 | 0 | 0 | 0 | 0 | 0 | 0 | 0 | 0 | 0 | 0 | 0 | 0 | 0 | 0 | 0 | 0 | 0 | 0 | 0 | 0 | 0 | 0 | 0 | 0 | 0
NEM | Wind | 0 | 0 | 0 | 0 | 0 | 0 | 0 | 0 | 0 | 0 | 0 | 0 | 0 | 0 | 0 | 0 | 0 | 0 | 0 | 0 | 0 | 0 | 0 | 0 | 0 | 0 | 0 | 0 | 0
NEM | Solar PV | 0 | 0 | 0 | 0 | 0 | 0 | 0 | 0 | 0 | 0 | 0 | 0 | 0 | 0 | 0 | 0 | 0 | 0 | 0 | 0 | 0 | 0 | 0 | 0 | 0 | 0 | 0 | 0 | 0
NEM | Grid Battery | 0 | 0 | 0 | 0 | 0 | 0 | 0 | 0 | 0 | 0 | 0 | 0 | 0 | 0 | 0 | 0 | 0 | 0 | 0 | 0 | 0 | 0 | 0 | 0 | 0 | 0 | 0 | 0 | 0
NEM | Pumped Hydro | 0 | 0 | 0 | 0 | 0 | 0 | 0 | 0 | 0 | 0 | 0 | 0 | 0 | 0 | 0 | 0 | 0 | 0 | 0 | 0 | 0 | 0 | 0 | 0 | 0 | 0 | 0 | 0 | 0
NEM | VPP | 0 | 0 | 0 | 0 | 0 | 0 | 0 | 0 | 0 | 0 | 0 | 0 | 0 | 0 | 0 | 0 | 0 | 0 | 0 | 0 | 0 | 0 | 0 | 0 | 0 | 0 | 0 | 0 | 0
Total excluding storage |  | 2241665.1555 | 1944463.5025 | 1866084.3863 | 1643750.1274 | 1487213.9525 | 1321328.9362 | 1122982.2353 | 1140301.9006 | 861517.7853 | 797077.2849 | 730419.7463 | 793283.6584 | 802674.2262 | 777457.8948 | 633139.1159 | 578257.0627 | 597702.0255 | 579990.531 | 609377.3892 | 606507.8392 | 533074.7803 | 536143.222 | 552615.1881 | 379504.9139 | 348310.1038 | 395168.9816 | 439748.7649 | 526814.87 | 500350.3656
Region | Technology | 2021-22 | 2022-23 | 2023-24 | 2024-25 | 2025-26 | 2026-27 | 2027-28 | 2028-29 | 2029-30 | 2030-31 | 2031-32 | 2032-33 | 2033-34 | 2034-35 | 2035-36 | 2036-37 | 2037-38 | 2038-39 | 2039-40 | 2040-41 | 2041-42 | 2042-43 | 2043-44 | 2044-45 | 2045-46 | 2046-47 | 2047-48 | 2048-49 | 2049-50
NSW1 | Black Coal | 919428.7051 | 751107.4327 | 711171.226 | 720064.7063 | 604224.2408 | 503107.5366 | 388742.0785 | 427759.9562 | 225936.4654 | 195740.8346 | 164890.2737 | 125718.0286 | 148096.4259 | 125769.2245 | 72406.8442 | 84462.7237 | 85314.5974 | 80195.0123 | 75318.3403 | 59364.898 | 53644.479 | 0 | 0 | 0 | 0 | 0 | 0 | 0 | 0
NSW1 | Brown Coal | 0 | 0 | 0 | 0 | 0 | 0 | 0 | 0 | 0 | 0 | 0 | 0 | 0 | 0 | 0 | 0 | 0 | 0 | 0 | 0 | 0 | 0 | 0 | 0 | 0 | 0 | 0 | 0 | 0
NSW1 | CCGT | 2337.4448 | 2211.4782 | 6456.7377 | 4026.48 | 3796.0149 | 3643.6693 | 3514.638 | 3436.1653 | 3236.8962 | 3132.458 | 2959.7932 | 17663.961 | 17748.8494 | 39633.1279 | 16834.6107 | 16569.9471 | 50647.9446 | 55083.4598 | 46199.5486 | 43692.2328 | 43486.4377 | 48223.161 | 468.1854 | 0.0031314 | 0.0031487 | 0.0051935 | 0.0049646 | 0.0047908 | 0.0044271
NSW1 | Gas - Steam | 0 | 0 | 0 | 0 | 0 | 0 | 0 | 0 | 0 | 0 | 0 | 0 | 0 | 0 | 0 | 0 | 0 | 0 | 0 | 0 | 0 | 0 | 0 | 0 | 0 | 0 | 0 | 0 | 0
NSW1 | OCGT / Diesel | 20.7597 | 0.0013138 | 1542.3923 | 4601.6266 | 1174.6268 | 1665.2851 | 703.6114 | 1285.852 | 0.0013895 | 195.5187 | 4.4936 | 2183.3305 | 1489.2923 | 1556.4897 | 3913.3685 | 2477.7631 | 10458.1853 | 7596.8105 | 72183.5249 | 104558.7359 | 53658.0543 | 92400.2541 | 179040.7333 | 86853.4928 | 82210.2829 | 105235.4762 | 176570.7188 | 272865.2086 | 264489.1042
NSW1 | Hydro | 0 | 0 | 0 | 0 | 0 | 0 | 0 | 0 | 0 | 0 | 0 | 0 | 0 | 0 | 0 | 0 | 0 | 0 | 0 | 0 | 0 | 0 | 0 | 0 | 0 | 0 | 0 | 0 | 0
NSW1 | Wind | 0 | 0 | 0 | 0 | 0 | 0 | 0 | 0 | 0 | 0 | 0 | 0 | 0 | 0 | 0 | 0 | 0 | 0 | 0 | 0 | 0 | 0 | 0 | 0 | 0 | 0 | 0 | 0 | 0
NSW1 | Solar PV | 0 | 0 | 0 | 0 | 0 | 0 | 0 | 0 | 0 | 0 | 0 | 0 | 0 | 0 | 0 | 0 | 0 | 0 | 0 | 0 | 0 | 0 | 0 | 0 | 0 | 0 | 0 | 0 | 0
NSW1 | Grid Battery | 0 | 0 | 0 | 0 | 0 | 0 | 0 | 0 | 0 | 0 | 0 | 0 | 0 | 0 | 0 | 0 | 0 | 0 | 0 | 0 | 0 | 0 | 0 | 0 | 0 | 0 | 0 | 0 | 0
NSW1 | Pumped Hydro | 0 | 0 | 0 | 0 | 0 | 0 | 0 | 0 | 0 | 0 | 0 | 0 | 0 | 0 | 0 | 0 | 0 | 0 | 0 | 0 | 0 | 0 | 0 | 0 | 0 | 0 | 0 | 0 | 0
NSW1 | VPP | 0 | 0 | 0 | 0 | 0 | 0 | 0 | 0 | 0 | 0 | 0 | 0 | 0 | 0 | 0 | 0 | 0 | 0 | 0 | 0 | 0 | 0 | 0 | 0 | 0 | 0 | 0 | 0 | 0
Total excluding storage |  | 921786.9096 | 753318.9122 | 719170.356 | 728692.8129 | 609194.8825 | 508416.491 | 392960.328 | 432481.9735 | 229173.363 | 199068.8113 | 167854.5605 | 145565.3202 | 167334.5676 | 166958.8421 | 93154.8234 | 103510.434 | 146420.7272 | 142875.2826 | 193701.4138 | 207615.8666 | 150788.971 | 140623.4151 | 179508.9187 | 86853.4959 | 82210.286 | 105235.4814 | 176570.7238 | 272865.2134 | 264489.1086
Region | Technology | 2021-22 | 2022-23 | 2023-24 | 2024-25 | 2025-26 | 2026-27 | 2027-28 | 2028-29 | 2029-30 | 2030-31 | 2031-32 | 2032-33 | 2033-34 | 2034-35 | 2035-36 | 2036-37 | 2037-38 | 2038-39 | 2039-40 | 2040-41 | 2041-42 | 2042-43 | 2043-44 | 2044-45 | 2045-46 | 2046-47 | 2047-48 | 2048-49 | 2049-50
QLD1 | Black Coal | 814990.0377 | 721159.4095 | 724786.7384 | 610924.8642 | 586624.204 | 540258.5672 | 482858.9248 | 459137.2887 | 411620.7807 | 379439.796 | 349463.1073 | 359752.2008 | 356164.714 | 322516.2455 | 310409.5934 | 267608.6126 | 191546.2156 | 185844.8348 | 170630.2111 | 158515.9144 | 151652.3789 | 129262.1017 | 98046.4912 | 74741.7132 | 56597.2649 | 39963.4235 | 36782.6778 | 34554.2735 | 31163.6861
QLD1 | Brown Coal | 0 | 0 | 0 | 0 | 0 | 0 | 0 | 0 | 0 | 0 | 0 | 0 | 0 | 0 | 0 | 0 | 0 | 0 | 0 | 0 | 0 | 0 | 0 | 0 | 0 | 0 | 0 | 0 | 0
QLD1 | CCGT | 90043.595 | 87636.2587 | 92167.0124 | 103554.6775 | 95080.0203 | 92077.8701 | 82428.066 | 87872.947 | 74439.3761 | 76863.0086 | 79483.2512 | 129862.1301 | 136269.8891 | 128765.1255 | 106431.9115 | 91368.053 | 127268.7797 | 119677.4296 | 94835.925 | 96539.919 | 98291.625 | 100440.1259 | 94861.0397 | 83583.9145 | 45550.7219 | 30886.5248 | 29715.4427 | 28402.2346 | 27281.3624
QLD1 | Gas - Steam | 2295.6018 | 2237.3108 | 4296.169 | 4356.364 | 4352.1045 | 4188.773 | 3839.7388 | 3552.3078 | 3419.5252 | 3459.0318 | 3461.029 | 3326.3745 | 3131.1752 | 2897.503 | 2731.876 | 2598.788 | 5586.7065 | 6060.183 | 5213.12 | 5679.368 | 5733.5385 | 6683.0495 | 6353.3135 | 4872.818 | 6445.964 | 0 | 0 | 0 | 0
QLD1 | OCGT / Diesel | 0.0023419 | 0.0023062 | 152.7307 | 2844.0033 | 1202.084 | 1711.1354 | 674.0953 | 4017.6151 | 571.535 | 1705.2742 | 1481.3051 | 10890.2094 | 6148.0329 | 3188.265 | 5103.1659 | 8852.8603 | 28971.6561 | 27993.2567 | 48865.8766 | 44793.18 | 38804.9663 | 64733.7768 | 67568.5071 | 56956.7735 | 92796.9983 | 155591.4138 | 145002.9841 | 135257.5424 | 115406.2023
QLD1 | Hydro | 0 | 0 | 0 | 0 | 0 | 0 | 0 | 0 | 0 | 0 | 0 | 0 | 0 | 0 | 0 | 0 | 0 | 0 | 0 | 0 | 0 | 0 | 0 | 0 | 0 | 0 | 0 | 0 | 0
QLD1 | Wind | 0 | 0 | 0 | 0 | 0 | 0 | 0 | 0 | 0 | 0 | 0 | 0 | 0 | 0 | 0 | 0 | 0 | 0 | 0 | 0 | 0 | 0 | 0 | 0 | 0 | 0 | 0 | 0 | 0
QLD1 | Solar PV | 0 | 0 | 0 | 0 | 0 | 0 | 0 | 0 | 0 | 0 | 0 | 0 | 0 | 0 | 0 | 0 | 0 | 0 | 0 | 0 | 0 | 0 | 0 | 0 | 0 | 0 | 0 | 0 | 0
QLD1 | Grid Battery | 0 | 0 | 0 | 0 | 0 | 0 | 0 | 0 | 0 | 0 | 0 | 0 | 0 | 0 | 0 | 0 | 0 | 0 | 0 | 0 | 0 | 0 | 0 | 0 | 0 | 0 | 0 | 0 | 0
QLD1 | Pumped Hydro | 0 | 0 | 0 | 0 | 0 | 0 | 0 | 0 | 0 | 0 | 0 | 0 | 0 | 0 | 0 | 0 | 0 | 0 | 0 | 0 | 0 | 0 | 0 | 0 | 0 | 0 | 0 | 0 | 0
QLD1 | VPP | 0 | 0 | 0 | 0 | 0 | 0 | 0 | 0 | 0 | 0 | 0 | 0 | 0 | 0 | 0 | 0 | 0 | 0 | 0 | 0 | 0 | 0 | 0 | 0 | 0 | 0 | 0 | 0 | 0
Total excluding storage |  | 907329.2369 | 811032.9813 | 821402.6504 | 721679.909 | 687258.4127 | 638236.3457 | 569800.8249 | 554580.1586 | 490051.217 | 461467.1106 | 433888.6926 | 503830.9148 | 501713.8112 | 457367.1391 | 424676.5467 | 370428.3138 | 353373.3579 | 339575.7041 | 319545.1327 | 305528.3813 | 294482.5087 | 301119.0539 | 266829.3515 | 220155.2192 | 201390.949 | 226441.3621 | 211501.1046 | 198214.0505 | 173851.2509
Region | Technology | 2021-22 | 2022-23 | 2023-24 | 2024-25 | 2025-26 | 2026-27 | 2027-28 | 2028-29 | 2029-30 | 2030-31 | 2031-32 | 2032-33 | 2033-34 | 2034-35 | 2035-36 | 2036-37 | 2037-38 | 2038-39 | 2039-40 | 2040-41 | 2041-42 | 2042-43 | 2043-44 | 2044-45 | 2045-46 | 2046-47 | 2047-48 | 2048-49 | 2049-50
VIC1 | Black Coal | 0 | 0 | 0 | 0 | 0 | 0 | 0 | 0 | 0 | 0 | 0 | 0 | 0 | 0 | 0 | 0 | 0 | 0 | 0 | 0 | 0 | 0 | 0 | 0 | 0 | 0 | 0 | 0 | 0
VIC1 | Brown Coal | 230976.9441 | 210288.1381 | 202365.527 | 151721.6856 | 152361.1663 | 135668.4358 | 125094.2668 | 118128.485 | 110969.775 | 106178.3893 | 99948.0156 | 94041.3026 | 92103.1123 | 87198.8569 | 85698.7159 | 76933.0486 | 69068.2569 | 67870.27 | 57086.1247 | 58476.9104 | 60972.599 | 57208.7708 | 52115.9583 | 50237.7455 | 45498.7247 | 44442.0098 | 28578.8488 | 0 | 0
VIC1 | CCGT | 0.0006962 | 0.00068342 | 0.00071094 | 0.00079727 | 0.00077841 | 0.00074176 | 0.0007416 | 0.00077764 | 0.00075433 | 0.00074268 | 0.00074169 | 0.0011337 | 0.0010969 | 0.0010652 | 0.0010174 | 0.0009847 | 0.0014658 | 0.0014294 | 0.0019904 | 0.0018768 | 0.0019096 | 0.0018954 | 0.0018195 | 0.0016254 | 0.0016244 | 0.0017685 | 0.0017111 | 0.0040968 | 0.0038372
VIC1 | Gas - Steam | 815.9985 | 347.22 | 959.4034 | 1616.0878 | 480.4196 | 1374.5718 | 533.1631 | 1311.5178 | 84.7795 | 355.5587 | 118.4184 | 1280.2344 | 604.8788 | 543.4582 | 1822.5066 | 1200.842 | 3998.2405 | 2996.529 | 0 | 0 | 0 | 0 | 0 | 0 | 0 | 0 | 0 | 0 | 0
VIC1 | OCGT / Diesel | 820.3685 | 0.0020307 | 1036.3147 | 317.2732 | 209.3852 | 839.0047 | 284.0604 | 77.763 | 0.0025029 | 0.0025036 | 0.0024941 | 2953.7184 | 666.1291 | 1089.4646 | 1264.3277 | 957.8599 | 3872.2137 | 973.8097 | 6224.1847 | 4448.6686 | 2700.1354 | 1694.2484 | 9528.1879 | 7519.6887 | 5634.953 | 4180.7747 | 2547.7122 | 16587.8511 | 23987.3553
VIC1 | Hydro | 0 | 0 | 0 | 0 | 0 | 0 | 0 | 0 | 0 | 0 | 0 | 0 | 0 | 0 | 0 | 0 | 0 | 0 | 0 | 0 | 0 | 0 | 0 | 0 | 0 | 0 | 0 | 0 | 0
VIC1 | Wind | 0 | 0 | 0 | 0 | 0 | 0 | 0 | 0 | 0 | 0 | 0 | 0 | 0 | 0 | 0 | 0 | 0 | 0 | 0 | 0 | 0 | 0 | 0 | 0 | 0 | 0 | 0 | 0 | 0
VIC1 | Solar PV | 0 | 0 | 0 | 0 | 0 | 0 | 0 | 0 | 0 | 0 | 0 | 0 | 0 | 0 | 0 | 0 | 0 | 0 | 0 | 0 | 0 | 0 | 0 | 0 | 0 | 0 | 0 | 0 | 0
VIC1 | Grid Battery | 0 | 0 | 0 | 0 | 0 | 0 | 0 | 0 | 0 | 0 | 0 | 0 | 0 | 0 | 0 | 0 | 0 | 0 | 0 | 0 | 0 | 0 | 0 | 0 | 0 | 0 | 0 | 0 | 0
VIC1 | Pumped Hydro | 0 | 0 | 0 | 0 | 0 | 0 | 0 | 0 | 0 | 0 | 0 | 0 | 0 | 0 | 0 | 0 | 0 | 0 | 0 | 0 | 0 | 0 | 0 | 0 | 0 | 0 | 0 | 0 | 0
VIC1 | VPP | 0 | 0 | 0 | 0 | 0 | 0 | 0 | 0 | 0 | 0 | 0 | 0 | 0 | 0 | 0 | 0 | 0 | 0 | 0 | 0 | 0 | 0 | 0 | 0 | 0 | 0 | 0 | 0 | 0
Total excluding storage |  | 232613.3118 | 210635.3608 | 204361.2458 | 153655.0474 | 153050.9719 | 137882.013 | 125911.491 | 119517.7666 | 111054.5578 | 106533.9513 | 100066.4373 | 98275.2565 | 93374.1212 | 88831.7808 | 88785.5513 | 79091.7515 | 76938.7126 | 71840.6101 | 63310.3114 | 62925.5808 | 63672.7363 | 58903.0211 | 61644.148 | 57757.4359 | 51133.6793 | 48622.7863 | 31126.5627 | 16587.8552 | 23987.3592
Region | Technology | 2021-22 | 2022-23 | 2023-24 | 2024-25 | 2025-26 | 2026-27 | 2027-28 | 2028-29 | 2029-30 | 2030-31 | 2031-32 | 2032-33 | 2033-34 | 2034-35 | 2035-36 | 2036-37 | 2037-38 | 2038-39 | 2039-40 | 2040-41 | 2041-42 | 2042-43 | 2043-44 | 2044-45 | 2045-46 | 2046-47 | 2047-48 | 2048-49 | 2049-50
SA1 | Black Coal | 0 | 0 | 0 | 0 | 0 | 0 | 0 | 0 | 0 | 0 | 0 | 0 | 0 | 0 | 0 | 0 | 0 | 0 | 0 | 0 | 0 | 0 | 0 | 0 | 0 | 0 | 0 | 0 | 0
SA1 | Brown Coal | 0 | 0 | 0 | 0 | 0 | 0 | 0 | 0 | 0 | 0 | 0 | 0 | 0 | 0 | 0 | 0 | 0 | 0 | 0 | 0 | 0 | 0 | 0 | 0 | 0 | 0 | 0 | 0 | 0
SA1 | CCGT | 93011.3327 | 87378.8607 | 40642.8489 | 30916.8048 | 29575.6288 | 28394.4308 | 27129.7467 | 26179.2888 | 24881.6768 | 23815.5348 | 22812.8287 | 32063.6013 | 30818.3292 | 44664.0172 | 20725.4291 | 19679.9151 | 0.0017137 | 0.0016511 | 0.0019477 | 0.0018312 | 0.0025227 | 0.0025096 | 0.0025325 | 0.0022329 | 0.0023026 | 0.0023093 | 0.0022125 | 0.0029069 | 0.0027038
SA1 | Gas - Steam | 82938.717 | 80113.369 | 72840.895 | 7790.6348 | 7474.5062 | 7071.5127 | 6734.483 | 6549.7076 | 6286.1861 | 5947.7831 | 5696.9685 | 7239.0786 | 5351.5543 | 8321.6095 | 0 | 0 | 0 | 0 | 0 | 0 | 0 | 0 | 0 | 0 | 0 | 0 | 0 | 0 | 0
SA1 | OCGT / Diesel | 3985.6458 | 1984.017 | 7666.3886 | 1014.917 | 659.5489 | 1328.1415 | 445.3601 | 993.004 | 70.783 | 244.0923 | 100.2571 | 6256.4691 | 4081.8409 | 11314.5044 | 5758.0626 | 5525.8596 | 20845.0699 | 25698.9309 | 32775.7643 | 30425.8671 | 24107.6022 | 35497.7279 | 44616.4764 | 14668.424 | 13557.9246 | 14836.663 | 20529.3426 | 39072.3185 | 37973.0994
SA1 | Hydro | 0 | 0 | 0 | 0 | 0 | 0 | 0 | 0 | 0 | 0 | 0 | 0 | 0 | 0 | 0 | 0 | 0 | 0 | 0 | 0 | 0 | 0 | 0 | 0 | 0 | 0 | 0 | 0 | 0
SA1 | Wind | 0 | 0 | 0 | 0 | 0 | 0 | 0 | 0 | 0 | 0 | 0 | 0 | 0 | 0 | 0 | 0 | 0 | 0 | 0 | 0 | 0 | 0 | 0 | 0 | 0 | 0 | 0 | 0 | 0
SA1 | Solar PV | 0 | 0 | 0 | 0 | 0 | 0 | 0 | 0 | 0 | 0 | 0 | 0 | 0 | 0 | 0 | 0 | 0 | 0 | 0 | 0 | 0 | 0 | 0 | 0 | 0 | 0 | 0 | 0 | 0
SA1 | Grid Battery | 0 | 0 | 0 | 0 | 0 | 0 | 0 | 0 | 0 | 0 | 0 | 0 | 0 | 0 | 0 | 0 | 0 | 0 | 0 | 0 | 0 | 0 | 0 | 0 | 0 | 0 | 0 | 0 | 0
SA1 | Pumped Hydro | 0 | 0 | 0 | 0 | 0 | 0 | 0 | 0 | 0 | 0 | 0 | 0 | 0 | 0 | 0 | 0 | 0 | 0 | 0 | 0 | 0 | 0 | 0 | 0 | 0 | 0 | 0 | 0 | 0
SA1 | VPP | 0 | 0 | 0 | 0 | 0 | 0 | 0 | 0 | 0 | 0 | 0 | 0 | 0 | 0 | 0 | 0 | 0 | 0 | 0 | 0 | 0 | 0 | 0 | 0 | 0 | 0 | 0 | 0 | 0
Total excluding storage |  | 179935.6956 | 169476.2467 | 121150.1324 | 39722.3566 | 37709.6839 | 36794.085 | 34309.5899 | 33722.0003 | 31238.6459 | 30007.4101 | 28610.0543 | 45559.1489 | 40251.7244 | 64300.1311 | 26483.4917 | 25205.7747 | 20845.0716 | 25698.9326 | 32775.7663 | 30425.8689 | 24107.6048 | 35497.7304 | 44616.4789 | 14668.4263 | 13557.9269 | 14836.6653 | 20529.3448 | 39072.3214 | 37973.1021
Region | Technology | 2021-22 | 2022-23 | 2023-24 | 2024-25 | 2025-26 | 2026-27 | 2027-28 | 2028-29 | 2029-30 | 2030-31 | 2031-32 | 2032-33 | 2033-34 | 2034-35 | 2035-36 | 2036-37 | 2037-38 | 2038-39 | 2039-40 | 2040-41 | 2041-42 | 2042-43 | 2043-44 | 2044-45 | 2045-46 | 2046-47 | 2047-48 | 2048-49 | 2049-50
TAS1 | Black Coal | 0 | 0 | 0 | 0 | 0 | 0 | 0 | 0 | 0 | 0 | 0 | 0 | 0 | 0 | 0 | 0 | 0 | 0 | 0 | 0 | 0 | 0 | 0 | 0 | 0 | 0 | 0 | 0 | 0
TAS1 | Brown Coal | 0 | 0 | 0 | 0 | 0 | 0 | 0 | 0 | 0 | 0 | 0 | 0 | 0 | 0 | 0 | 0 | 0 | 0 | 0 | 0 | 0 | 0 | 0 | 0 | 0 | 0 | 0 | 0 | 0
TAS1 | CCGT | 0.00072482 | 0.00070466 | 0.0007235 | 0.00071007 | 0.00068281 | 0.00067188 | 0.00069776 | 0.00071379 | 0.00070612 | 0.00070317 | 0.00069299 | 0.00080029 | 0.00077069 | 0.0007479 | 0.00071961 | 0.00069878 | 0.00072836 | 0.00070449 | 0.00076257 | 0.00072614 | 0.00076121 | 0.00072695 | 0.00069738 | 0.00065824 | 0.0006324 | 0.00063898 | 0.00063332 | 0.00068236 | 0.00064679
TAS1 | Gas - Steam | 0 | 0 | 0 | 0 | 0 | 0 | 0 | 0 | 0 | 0 | 0 | 0 | 0 | 0 | 0 | 0 | 0 | 0 | 0 | 0 | 0 | 0 | 0 | 0 | 0 | 0 | 0 | 0 | 0
TAS1 | OCGT / Diesel | 0.00087487 | 0.00083585 | 0.00086152 | 0.00086067 | 0.0008418 | 0.00085017 | 0.00086942 | 0.00089028 | 0.00088566 | 0.00088265 | 0.00086454 | 53.0172 | 0.0009394 | 0.00094468 | 38.7021 | 20.788 | 124.1555 | 0.00089806 | 44.7642 | 12.1408 | 22.9589 | 0.00074214 | 16.2903 | 70.3359 | 17.262 | 32.6858 | 21.0284 | 75.4289 | 49.5441
TAS1 | Hydro | 0 | 0 | 0 | 0 | 0 | 0 | 0 | 0 | 0 | 0 | 0 | 0 | 0 | 0 | 0 | 0 | 0 | 0 | 0 | 0 | 0 | 0 | 0 | 0 | 0 | 0 | 0 | 0 | 0
TAS1 | Wind | 0 | 0 | 0 | 0 | 0 | 0 | 0 | 0 | 0 | 0 | 0 | 0 | 0 | 0 | 0 | 0 | 0 | 0 | 0 | 0 | 0 | 0 | 0 | 0 | 0 | 0 | 0 | 0 | 0
TAS1 | Solar PV | 0 | 0 | 0 | 0 | 0 | 0 | 0 | 0 | 0 | 0 | 0 | 0 | 0 | 0 | 0 | 0 | 0 | 0 | 0 | 0 | 0 | 0 | 0 | 0 | 0 | 0 | 0 | 0 | 0
TAS1 | Grid Battery | 0 | 0 | 0 | 0 | 0 | 0 | 0 | 0 | 0 | 0 | 0 | 0 | 0 | 0 | 0 | 0 | 0 | 0 | 0 | 0 | 0 | 0 | 0 | 0 | 0 | 0 | 0 | 0 | 0
TAS1 | Pumped Hydro | 0 | 0 | 0 | 0 | 0 | 0 | 0 | 0 | 0 | 0 | 0 | 0 | 0 | 0 | 0 | 0 | 0 | 0 | 0 | 0 | 0 | 0 | 0 | 0 | 0 | 0 | 0 | 0 | 0
TAS1 | VPP | 0 | 0 | 0 | 0 | 0 | 0 | 0 | 0 | 0 | 0 | 0 | 0 | 0 | 0 | 0 | 0 | 0 | 0 | 0 | 0 | 0 | 0 | 0 | 0 | 0 | 0 | 0 | 0 | 0
Total excluding storage |  | 0.0015997 | 0.0015405 | 0.001585 | 0.0015707 | 0.0015246 | 0.0015221 | 0.0015672 | 0.0016041 | 0.0015918 | 0.0015858 | 0.0015575 | 53.018 | 0.0017101 | 0.0016926 | 38.7028 | 20.7887 | 124.1562 | 0.0016025 | 44.765 | 12.1415 | 22.9596 | 0.0014691 | 16.291 | 70.3366 | 17.2626 | 32.6865 | 21.0291 | 75.4296 | 49.5447

## Marinus_Build Cost
New generation build cost (CAPEX) by technology ($000s) - Marinus Link, Central Scenario
CAPEX (Install) | Real June 2020 dollars discounted to 1 July 2020. The total capital costs are annualised for modelling purposes.
Explicitly modelled generation
Region | Technology | 2021-22 | 2022-23 | 2023-24 | 2024-25 | 2025-26 | 2026-27 | 2027-28 | 2028-29 | 2029-30 | 2030-31 | 2031-32 | 2032-33 | 2033-34 | 2034-35 | 2035-36 | 2036-37 | 2037-38 | 2038-39 | 2039-40 | 2040-41 | 2041-42 | 2042-43 | 2043-44 | 2044-45 | 2045-46 | 2046-47 | 2047-48 | 2048-49 | 2049-50
NEM | Black Coal | 0 | 0 | 0 | 0 | 0 | 0 | 0 | 0 | 0 | 0 | 0 | 0 | 0 | 0 | 0 | 0 | 0 | 0 | 0 | 0 | 0 | 0 | 0 | 0 | 0 | 0 | 0 | 0 | 0
NEM | Brown Coal | 0 | 0 | 0 | 0 | 0 | 0 | 0 | 0 | 0 | 0 | 0 | 0 | 0 | 0 | 0 | 0 | 0 | 0 | 0 | 0 | 0 | 0 | 0 | 0 | 0 | 0 | 0 | 0 | 0
NEM | CCGT | 0.0010994 | 0.001049 | 0.0010899 | 0.0011397 | 0.0010875 | 0.0010377 | 0.0010051 | 0.0010431 | 0.00099535 | 0.00094977 | 0.00092498 | 0.0014037 | 0.0013394 | 0.0012781 | 0.0012228 | 0.0011991 | 0.0021186 | 0.0020215 | 0.0025738 | 0.0024491 | 0.003133 | 0.0029943 | 0.0028916 | 0.0027514 | 0.0027662 | 0.0029092 | 0.002788 | 0.0033714 | 0.0031853
NEM | Gas - Steam | 0 | 0 | 0 | 0 | 0 | 0 | 0 | 0 | 0 | 0 | 0 | 0 | 0 | 0 | 0 | 0 | 0 | 0 | 0 | 0 | 0 | 0 | 0 | 0 | 0 | 0 | 0 | 0 | 0
NEM | OCGT / Diesel | 0.0031067 | 0.0030225 | 0.0029046 | 0.0027638 | 0.0026372 | 0.0025164 | 0.0024076 | 0.0023291 | 0.0022876 | 0.002289 | 0.0023047 | 0.0028782 | 0.0027464 | 0.0026206 | 0.0025232 | 0.0024688 | 0.004546 | 0.0043563 | 27431.9019 | 26102.2848 | 26433.2115 | 25222.5302 | 26123.559 | 50551.3279 | 60128.322 | 90479.7355 | 86566.6015 | 111454.4289 | 108977.3104
NEM | Hydro | 0 | 0 | 0 | 0 | 0 | 0 | 0 | 0 | 0 | 0 | 0 | 0 | 0 | 0 | 0 | 0 | 0 | 0 | 0 | 0 | 0 | 0 | 0 | 0 | 0 | 0 | 0 | 0 | 0
NEM | Wind | 0.036331 | 90911.1134 | 188682.0324 | 288892.5533 | 415675.707 | 488657.953 | 598554.6014 | 702281.8461 | 940102.2121 | 907668.8677 | 878536.2699 | 867872.8095 | 837181.1463 | 807348.6083 | 815975.2543 | 865693.8176 | 1047934.6379 | 1074061.0496 | 1081640.3207 | 1044098.9508 | 1081390.8222 | 1136596.0686 | 1124326.0246 | 1091129.3394 | 1118305.4993 | 1133380.2002 | 1110843.864 | 1064186.3278 | 1015029.2023
NEM | Solar PV | 0.0036762 | 0.0057982 | 0.0063132 | 0.0071341 | 0.0080098 | 0.008341 | 14821.6402 | 24486.8162 | 221409.8757 | 211268.9656 | 202131.8509 | 192334.5749 | 183525.3581 | 175119.6165 | 167545.9149 | 159425.009 | 179421.1594 | 171203.3964 | 163799.0665 | 160398.7399 | 166530.0449 | 261684.6365 | 250367.1076 | 238231.8791 | 238823.86 | 294492.9225 | 288672.1609 | 316693.1458 | 332043.6957
NEM | Grid Battery | 0.0065189 | 0.0062602 | 0.0059895 | 0.0056992 | 0.0055389 | 0.0053491 | 0.0058126 | 0.0061867 | 0.012221 | 0.011854 | 0.011416 | 0.015225 | 0.019796 | 0.018923 | 0.018237 | 0.021727 | 25771.484 | 24591.1107 | 31570.6953 | 30040.472 | 91884.408 | 87675.9619 | 83884.0877 | 102169.8274 | 97490.2938 | 121853.7506 | 116583.73 | 124403.2601 | 118705.3984
NEM | Pumped Hydro | 0 | 0 | 0.0092599 | 0.0098621 | 0.0097072 | 0.0095345 | 0.0094887 | 0.0098077 | 241735.9817 | 230664.1051 | 220688.1751 | 209991.4827 | 200373.5579 | 191196.143 | 182927.1523 | 174060.7223 | 232867.8682 | 222202.1642 | 214757.9502 | 204348.6882 | 215135.3064 | 251693.1778 | 240807.7667 | 245559.5332 | 234312.532 | 251938.2273 | 241042.2182 | 271197.0585 | 258775.8192
NEM | VPP | 0 | 0 | 0 | 0 | 0 | 0 | 0 | 0 | 0 | 0 | 0 | 0 | 0 | 0 | 0 | 0 | 0 | 0 | 0 | 0 | 0 | 0 | 0 | 0 | 0 | 0 | 0 | 0 | 0
Total excluding storage |  | 0.044213 | 90911.1233 | 188682.0427 | 288892.5643 | 415675.7187 | 488657.9649 | 613376.245 | 726768.6657 | 1161512.0911 | 1118937.8365 | 1080668.1239 | 1060207.3886 | 1020706.5085 | 982468.2287 | 983521.173 | 1025118.8303 | 1227355.804 | 1245264.4524 | 1272871.2917 | 1230599.9779 | 1274354.0817 | 1423503.2383 | 1400816.6941 | 1379912.5491 | 1417257.684 | 1518352.8611 | 1486082.6292 | 1492333.9059 | 1456050.2115
Region | Technology | 2021-22 | 2022-23 | 2023-24 | 2024-25 | 2025-26 | 2026-27 | 2027-28 | 2028-29 | 2029-30 | 2030-31 | 2031-32 | 2032-33 | 2033-34 | 2034-35 | 2035-36 | 2036-37 | 2037-38 | 2038-39 | 2039-40 | 2040-41 | 2041-42 | 2042-43 | 2043-44 | 2044-45 | 2045-46 | 2046-47 | 2047-48 | 2048-49 | 2049-50
NSW1 | Black Coal | 0 | 0 | 0 | 0 | 0 | 0 | 0 | 0 | 0 | 0 | 0 | 0 | 0 | 0 | 0 | 0 | 0 | 0 | 0 | 0 | 0 | 0 | 0 | 0 | 0 | 0 | 0 | 0 | 0
NSW1 | Brown Coal | 0 | 0 | 0 | 0 | 0 | 0 | 0 | 0 | 0 | 0 | 0 | 0 | 0 | 0 | 0 | 0 | 0 | 0 | 0 | 0 | 0 | 0 | 0 | 0 | 0 | 0 | 0 | 0 | 0
NSW1 | CCGT | 0.00022876 | 0.00021828 | 0.00022688 | 0.00024565 | 0.0002344 | 0.00022367 | 0.00021399 | 0.00021794 | 0.00020795 | 0.00019843 | 0.00018985 | 0.00031831 | 0.00030373 | 0.00028982 | 0.00027728 | 0.00027484 | 0.00071196 | 0.00067936 | 0.00084192 | 0.00080111 | 0.00098172 | 0.00093676 | 0.00089624 | 0.0008528 | 0.00081374 | 0.0012225 | 0.0011696 | 0.0011201 | 0.0010595
NSW1 | Gas - Steam | 0 | 0 | 0 | 0 | 0 | 0 | 0 | 0 | 0 | 0 | 0 | 0 | 0 | 0 | 0 | 0 | 0 | 0 | 0 | 0 | 0 | 0 | 0 | 0 | 0 | 0 | 0 | 0 | 0
NSW1 | OCGT / Diesel | 0.00061918 | 0.00061938 | 0.00060542 | 0.00057608 | 0.00054969 | 0.00052451 | 0.00050183 | 0.00047751 | 0.00045563 | 0.00045229 | 0.00045475 | 0.00059914 | 0.0005717 | 0.00054552 | 0.00052192 | 0.00049663 | 0.0018757 | 0.0017898 | 27431.8949 | 26102.2781 | 24906.7539 | 23765.9866 | 24730.0088 | 44611.5948 | 42568.3156 | 40618.6216 | 38861.9177 | 58303.4657 | 55633.078
NSW1 | Hydro | 0 | 0 | 0 | 0 | 0 | 0 | 0 | 0 | 0 | 0 | 0 | 0 | 0 | 0 | 0 | 0 | 0 | 0 | 0 | 0 | 0 | 0 | 0 | 0 | 0 | 0 | 0 | 0 | 0
NSW1 | Wind | 0.0064545 | 90911.0845 | 173256.1821 | 247543.2097 | 314926.7993 | 379367.2853 | 416243.9924 | 450884.0708 | 625711.2039 | 597052.6752 | 571230.9034 | 543543.4901 | 518648.3682 | 494893.4809 | 473489.9648 | 450540.0294 | 435325.2426 | 443273.4981 | 460337.3451 | 446151.6243 | 493501.9549 | 491189.8082 | 469946.4713 | 447168.2881 | 436592.8804 | 416596.2603 | 383137.2974 | 340698.7387 | 299504.9148
NSW1 | Solar PV | 0.00081357 | 0.0019306 | 0.0019744 | 0.0023064 | 0.003396 | 0.0039065 | 14821.6347 | 24486.8107 | 221409.8686 | 211268.9585 | 202131.8437 | 192334.5658 | 183525.349 | 175119.6078 | 167545.9066 | 159425.0001 | 154044.5501 | 146989.0745 | 140631.9832 | 133815.5876 | 127686.6293 | 172009.5771 | 164570.3808 | 156593.6972 | 152227.8366 | 183066.1156 | 175148.7378 | 183553.5905 | 188342.6944
NSW1 | Grid Battery | 0.0021209 | 0.0020637 | 0.0019745 | 0.0018788 | 0.0017927 | 0.0017106 | 0.0019101 | 0.0019675 | 0.0064917 | 0.0062044 | 0.0059447 | 0.0064276 | 0.0061333 | 0.0058523 | 0.0056079 | 0.0054635 | 0.019831 | 0.018923 | 2551.9321 | 2428.2406 | 21291.2962 | 20316.1223 | 19437.4759 | 29803.6646 | 28438.6117 | 29999.8509 | 28702.3952 | 27311.1976 | 26060.3012
NSW1 | Pumped Hydro | 0 | 0 | 0.0025398 | 0.0028638 | 0.0027327 | 0.0026075 | 0.0025884 | 0.0027384 | 241735.9746 | 230664.0979 | 220688.1679 | 209991.4707 | 200373.5407 | 191196.1265 | 182927.1363 | 174060.7056 | 166088.4638 | 158481.3585 | 151627.2435 | 144277.9104 | 137669.7626 | 131364.2772 | 125682.9386 | 119591.1222 | 114113.6661 | 108887.086 | 104177.8574 | 99128.3838 | 94588.1524
NSW1 | VPP | 0 | 0 | 0 | 0 | 0 | 0 | 0 | 0 | 0 | 0 | 0 | 0 | 0 | 0 | 0 | 0 | 0 | 0 | 0 | 0 | 0 | 0 | 0 | 0 | 0 | 0 | 0 | 0 | 0
Total excluding storage |  | 0.008116 | 90911.0873 | 173256.1849 | 247543.2128 | 314926.8035 | 379367.29 | 431065.6278 | 475370.8822 | 847121.0732 | 808321.6344 | 773362.7477 | 735878.0568 | 702173.7181 | 670013.0895 | 641035.8722 | 609965.0303 | 589369.7953 | 590262.5751 | 628401.2241 | 606069.4909 | 646095.3391 | 686965.3728 | 659246.8618 | 648373.581 | 631389.0334 | 640280.9987 | 597147.9539 | 582555.7961 | 543480.6883
Region | Technology | 2021-22 | 2022-23 | 2023-24 | 2024-25 | 2025-26 | 2026-27 | 2027-28 | 2028-29 | 2029-30 | 2030-31 | 2031-32 | 2032-33 | 2033-34 | 2034-35 | 2035-36 | 2036-37 | 2037-38 | 2038-39 | 2039-40 | 2040-41 | 2041-42 | 2042-43 | 2043-44 | 2044-45 | 2045-46 | 2046-47 | 2047-48 | 2048-49 | 2049-50
QLD1 | Black Coal | 0 | 0 | 0 | 0 | 0 | 0 | 0 | 0 | 0 | 0 | 0 | 0 | 0 | 0 | 0 | 0 | 0 | 0 | 0 | 0 | 0 | 0 | 0 | 0 | 0 | 0 | 0 | 0 | 0
QLD1 | Brown Coal | 0 | 0 | 0 | 0 | 0 | 0 | 0 | 0 | 0 | 0 | 0 | 0 | 0 | 0 | 0 | 0 | 0 | 0 | 0 | 0 | 0 | 0 | 0 | 0 | 0 | 0 | 0 | 0 | 0
QLD1 | CCGT | 0.00025201 | 0.00024047 | 0.00024651 | 0.00027825 | 0.00026551 | 0.00025335 | 0.00024239 | 0.00025723 | 0.00024545 | 0.0002342 | 0.00024037 | 0.0003472 | 0.0003313 | 0.00031613 | 0.00030245 | 0.00031234 | 0.00052028 | 0.00049645 | 0.00065835 | 0.00062644 | 0.00093578 | 0.00089776 | 0.00085893 | 0.0008173 | 0.00089665 | 0.00080578 | 0.00077093 | 0.00072849 | 0.0006816
QLD1 | Gas - Steam | 0 | 0 | 0 | 0 | 0 | 0 | 0 | 0 | 0 | 0 | 0 | 0 | 0 | 0 | 0 | 0 | 0 | 0 | 0 | 0 | 0 | 0 | 0 | 0 | 0 | 0 | 0 | 0 | 0
QLD1 | OCGT / Diesel | 0.00062789 | 0.00062083 | 0.00059398 | 0.00056519 | 0.0005393 | 0.0005146 | 0.00049235 | 0.00048992 | 0.00047488 | 0.00047703 | 0.00048274 | 0.0005786 | 0.0005521 | 0.00052681 | 0.00051187 | 0.00052426 | 0.00067284 | 0.00064202 | 0.0032954 | 0.0031356 | 324.5646 | 309.6992 | 296.3051 | 281.9433 | 12161.352 | 44709.7267 | 42776.0877 | 43261.3904 | 43907.6172
QLD1 | Hydro | 0 | 0 | 0 | 0 | 0 | 0 | 0 | 0 | 0 | 0 | 0 | 0 | 0 | 0 | 0 | 0 | 0 | 0 | 0 | 0 | 0 | 0 | 0 | 0 | 0 | 0 | 0 | 0 | 0
QLD1 | Wind | 0.012497 | 0.012251 | 0.012246 | 12099.9387 | 59010.9478 | 56308.1563 | 119092.5874 | 179387.0138 | 234418.4783 | 223681.754 | 214007.8015 | 203634.899 | 194308.1112 | 185408.5032 | 182273.1113 | 202140.3617 | 285577.2824 | 272497.4068 | 260712.2392 | 248506.771 | 248304.2915 | 306477.2949 | 293222.5406 | 300309.225 | 299973.2115 | 307822.6358 | 294509.6967 | 280234.8881 | 281656.2977
QLD1 | Solar PV | 0.0012099 | 0.0017116 | 0.0018406 | 0.0019854 | 0.0018945 | 0.0018141 | 0.0026114 | 0.002566 | 0.0041706 | 0.0039796 | 0.0038075 | 0.003623 | 0.0034638 | 0.0033051 | 0.0031622 | 0.0030141 | 25376.5978 | 24214.3109 | 23167.0726 | 26583.0613 | 34892.2464 | 80342.7316 | 76868.0102 | 73142.2379 | 70656.5733 | 96021.771 | 91868.9509 | 87416.0867 | 100071.7352
QLD1 | Grid Battery | 0.0010716 | 0.0010225 | 0.00097827 | 0.00093085 | 0.00092919 | 0.00088663 | 0.0010069 | 0.0012201 | 0.0014672 | 0.0014856 | 0.0014464 | 0.002659 | 0.0078052 | 0.0074544 | 0.0071459 | 0.0067995 | 25771.452 | 24591.0801 | 23527.5471 | 22387.173 | 38662.3158 | 36891.5228 | 35296.0112 | 44628.484 | 42584.4313 | 66598.8893 | 63718.5717 | 60630.149 | 57853.1955
QLD1 | Pumped Hydro | 0 | 0 | 0.0012741 | 0.0015186 | 0.0014805 | 0.0014571 | 0.0014322 | 0.0015768 | 0.0015045 | 0.0015268 | 0.0015259 | 0.003377 | 0.008981 | 0.0085697 | 0.0082164 | 0.0078181 | 66779.3871 | 63720.7892 | 60964.9458 | 58009.9907 | 66726.5056 | 110081.7266 | 105320.8314 | 100215.9585 | 95625.9146 | 119603.6687 | 114430.9616 | 108884.5226 | 103897.4453
QLD1 | VPP | 0 | 0 | 0 | 0 | 0 | 0 | 0 | 0 | 0 | 0 | 0 | 0 | 0 | 0 | 0 | 0 | 0 | 0 | 0 | 0 | 0 | 0 | 0 | 0 | 0 | 0 | 0 | 0 | 0
Total excluding storage |  | 0.014586 | 0.014824 | 0.014927 | 12099.9415 | 59010.9505 | 56308.1589 | 119092.5908 | 179387.0171 | 234418.4832 | 223681.7587 | 214007.806 | 203634.9036 | 194308.1156 | 185408.5074 | 182273.1153 | 202140.3655 | 310953.8814 | 296711.7188 | 283879.3157 | 275089.836 | 283521.1034 | 387129.7266 | 370386.8568 | 373733.4069 | 382791.1376 | 448554.1344 | 429154.736 | 410912.3659 | 425635.6508
Region | Technology | 2021-22 | 2022-23 | 2023-24 | 2024-25 | 2025-26 | 2026-27 | 2027-28 | 2028-29 | 2029-30 | 2030-31 | 2031-32 | 2032-33 | 2033-34 | 2034-35 | 2035-36 | 2036-37 | 2037-38 | 2038-39 | 2039-40 | 2040-41 | 2041-42 | 2042-43 | 2043-44 | 2044-45 | 2045-46 | 2046-47 | 2047-48 | 2048-49 | 2049-50
VIC1 | Black Coal | 0 | 0 | 0 | 0 | 0 | 0 | 0 | 0 | 0 | 0 | 0 | 0 | 0 | 0 | 0 | 0 | 0 | 0 | 0 | 0 | 0 | 0 | 0 | 0 | 0 | 0 | 0 | 0 | 0
VIC1 | Brown Coal | 0 | 0 | 0 | 0 | 0 | 0 | 0 | 0 | 0 | 0 | 0 | 0 | 0 | 0 | 0 | 0 | 0 | 0 | 0 | 0 | 0 | 0 | 0 | 0 | 0 | 0 | 0 | 0 | 0
VIC1 | CCGT | 0.00021495 | 0.0002051 | 0.00019623 | 0.00021588 | 0.00020599 | 0.00019655 | 0.00018805 | 0.0001959 | 0.00018693 | 0.00017836 | 0.00017065 | 0.00026358 | 0.0002515 | 0.00023999 | 0.00022961 | 0.00021848 | 0.00032946 | 0.00031437 | 0.00044943 | 0.00042764 | 0.00043557 | 0.00041562 | 0.00039765 | 0.00037837 | 0.00036508 | 0.00032523 | 0.00031116 | 0.00082661 | 0.00077973
VIC1 | Gas - Steam | 0 | 0 | 0 | 0 | 0 | 0 | 0 | 0 | 0 | 0 | 0 | 0 | 0 | 0 | 0 | 0 | 0 | 0 | 0 | 0 | 0 | 0 | 0 | 0 | 0 | 0 | 0 | 0 | 0
VIC1 | OCGT / Diesel | 0.00062249 | 0.00059398 | 0.00056829 | 0.00054074 | 0.00051598 | 0.00049234 | 0.00047105 | 0.00045414 | 0.00045213 | 0.00045272 | 0.00045525 | 0.0005841 | 0.00055735 | 0.00053182 | 0.00050882 | 0.00048416 | 0.00065237 | 0.00062249 | 0.0010952 | 0.0010421 | 0.0018361 | 0.001752 | 0.0016762 | 0.0016664 | 0.0015901 | 0.0013246 | 0.0012673 | 646.8351 | 617.2091
VIC1 | Hydro | 0 | 0 | 0 | 0 | 0 | 0 | 0 | 0 | 0 | 0 | 0 | 0 | 0 | 0 | 0 | 0 | 0 | 0 | 0 | 0 | 0 | 0 | 0 | 0 | 0 | 0 | 0 | 0 | 0
VIC1 | Wind | 0.0043349 | 0.0042089 | 0.0042385 | 0.0050191 | 0.0047893 | 0.0045699 | 0.0046064 | 0.0049501 | 0.0047593 | 0.004687 | 0.0046827 | 0.0095688 | 0.030784 | 0.031772 | 0.030917 | 37501.5253 | 105114.3988 | 116028.1523 | 111010.0884 | 105629.4595 | 106940.3977 | 116940.2452 | 148769.0218 | 141558.226 | 188902.0026 | 211740.1769 | 244505.3055 | 257232.8751 | 260877.6736
VIC1 | Solar PV | 0.00034403 | 0.00038483 | 0.00039757 | 0.00067564 | 0.0006447 | 0.00061517 | 0.00068845 | 0.00070969 | 0.00070827 | 0.00074473 | 0.0007953 | 0.0012638 | 0.001298 | 0.0012386 | 0.00119 | 0.0012454 | 0.0028537 | 0.0027381 | 0.0026458 | 0.0035147 | 0.0049288 | 0.0081261 | 0.0077794 | 0.0074023 | 0.033778 | 195.6695 | 7102.8918 | 31410.376 | 29971.7343
VIC1 | Grid Battery | 0.0011005 | 0.0010501 | 0.0010047 | 0.00095597 | 0.00094174 | 0.00092887 | 0.00097553 | 0.00098405 | 0.0014453 | 0.001391 | 0.0013404 | 0.0021391 | 0.0020412 | 0.0019477 | 0.0018754 | 0.0019678 | 0.0033914 | 0.0032418 | 0.013763 | 0.0131 | 5144.0937 | 4908.4864 | 4696.2006 | 4468.577 | 4263.9093 | 4068.6158 | 3892.6533 | 17174.2902 | 16387.6812
VIC1 | Pumped Hydro | 0 | 0 | 0.0014368 | 0.001552 | 0.0015719 | 0.0015459 | 0.0014791 | 0.0014743 | 0.0014384 | 0.0014685 | 0.0014606 | 0.0027081 | 0.0025841 | 0.0024657 | 0.0023714 | 0.0024072 | 0.0093034 | 0.0088872 | 2165.7505 | 2060.7771 | 10739.0279 | 10247.164 | 9803.9871 | 25752.4428 | 24572.9417 | 23447.4635 | 22433.3904 | 63184.1437 | 60290.2134
VIC1 | VPP | 0 | 0 | 0 | 0 | 0 | 0 | 0 | 0 | 0 | 0 | 0 | 0 | 0 | 0 | 0 | 0 | 0 | 0 | 0 | 0 | 0 | 0 | 0 | 0 | 0 | 0 | 0 | 0 | 0
Total excluding storage |  | 0.0055164 | 0.0053928 | 0.0054006 | 0.0064514 | 0.0061559 | 0.005874 | 0.005954 | 0.0063098 | 0.0061066 | 0.0060628 | 0.0061039 | 0.01168 | 0.032891 | 0.033782 | 0.032845 | 37501.5272 | 105114.4027 | 116028.156 | 111010.0926 | 105629.4644 | 106940.4049 | 116940.2555 | 148769.0316 | 141558.2354 | 188902.0383 | 211935.848 | 251608.1989 | 289290.087 | 291466.6178
Region | Technology | 2021-22 | 2022-23 | 2023-24 | 2024-25 | 2025-26 | 2026-27 | 2027-28 | 2028-29 | 2029-30 | 2030-31 | 2031-32 | 2032-33 | 2033-34 | 2034-35 | 2035-36 | 2036-37 | 2037-38 | 2038-39 | 2039-40 | 2040-41 | 2041-42 | 2042-43 | 2043-44 | 2044-45 | 2045-46 | 2046-47 | 2047-48 | 2048-49 | 2049-50
SA1 | Black Coal | 0 | 0 | 0 | 0 | 0 | 0 | 0 | 0 | 0 | 0 | 0 | 0 | 0 | 0 | 0 | 0 | 0 | 0 | 0 | 0 | 0 | 0 | 0 | 0 | 0 | 0 | 0 | 0 | 0
SA1 | Brown Coal | 0 | 0 | 0 | 0 | 0 | 0 | 0 | 0 | 0 | 0 | 0 | 0 | 0 | 0 | 0 | 0 | 0 | 0 | 0 | 0 | 0 | 0 | 0 | 0 | 0 | 0 | 0 | 0 | 0
SA1 | CCGT | 0.00021167 | 0.00020197 | 0.000245 | 0.00023312 | 0.00022245 | 0.00021226 | 0.00020308 | 0.00021189 | 0.00020219 | 0.00019293 | 0.00018458 | 0.0003129 | 0.00029857 | 0.00028489 | 0.00027257 | 0.00025936 | 0.00041678 | 0.00039769 | 0.00047666 | 0.00045356 | 0.00063249 | 0.00060352 | 0.00060417 | 0.00057489 | 0.00056855 | 0.00049164 | 0.00047038 | 0.00061751 | 0.00058923
SA1 | Gas - Steam | 0 | 0 | 0 | 0 | 0 | 0 | 0 | 0 | 0 | 0 | 0 | 0 | 0 | 0 | 0 | 0 | 0 | 0 | 0 | 0 | 0 | 0 | 0 | 0 | 0 | 0 | 0 | 0 | 0
SA1 | OCGT / Diesel | 0.00062382 | 0.00060305 | 0.00057697 | 0.00054901 | 0.00052386 | 0.00049987 | 0.00047825 | 0.00046032 | 0.00045807 | 0.00045935 | 0.0004621 | 0.00061128 | 0.00058328 | 0.00055657 | 0.00053249 | 0.00051787 | 0.00089316 | 0.00085225 | 0.0019667 | 0.0018714 | 1201.8905 | 1146.8421 | 1097.2429 | 5657.7876 | 5398.6523 | 5151.3856 | 4928.5947 | 9242.7372 | 8819.4058
SA1 | Hydro | 0 | 0 | 0 | 0 | 0 | 0 | 0 | 0 | 0 | 0 | 0 | 0 | 0 | 0 | 0 | 0 | 0 | 0 | 0 | 0 | 0 | 0 | 0 | 0 | 0 | 0 | 0 | 0 | 0
SA1 | Wind | 0.0080544 | 0.0076855 | 0.0091999 | 0.0088471 | 0.0084419 | 0.0080553 | 0.0078739 | 0.0086107 | 0.0082345 | 0.0082593 | 0.008046 | 22323.5422 | 21301.095 | 20325.4724 | 50062.3791 | 63151.6989 | 107544.9194 | 126339.0156 | 131977.7952 | 125580.8662 | 119829.0735 | 114340.7196 | 109395.63 | 104093.2523 | 99325.6224 | 107992.3288 | 103321.7984 | 109548.5506 | 104531.0597
SA1 | Solar PV | 0.0011601 | 0.0015692 | 0.0018269 | 0.0018715 | 0.0017858 | 0.001704 | 0.0018535 | 0.0019327 | 0.0019219 | 0.0020099 | 0.0021922 | 0.0038203 | 0.0039679 | 0.0037934 | 0.0036293 | 0.0043387 | 0.0082455 | 0.0079028 | 0.007561 | 0.086684 | 3951.1635 | 9332.319 | 8928.7081 | 8495.9359 | 15939.4157 | 15209.3658 | 14551.5799 | 14313.0922 | 13657.5313
SA1 | Grid Battery | 0.0011805 | 0.0011264 | 0.0010777 | 0.0010255 | 0.00097852 | 0.0009444 | 0.0010012 | 0.0010219 | 0.0015124 | 0.0014546 | 0.0014035 | 0.002438 | 0.0023263 | 0.0022264 | 0.0021563 | 0.0060162 | 0.0072663 | 0.0069385 | 5491.2002 | 5225.0432 | 26786.7004 | 25559.8286 | 24454.3984 | 23269.1002 | 22203.3399 | 21186.393 | 20270.1083 | 19287.6214 | 18404.2187
SA1 | Pumped Hydro | 0 | 0 | 0.0016312 | 0.0015521 | 0.001481 | 0.0014339 | 0.0013719 | 0.0013752 | 0.0013708 | 0.0013855 | 0.0013806 | 0.0019889 | 0.0018978 | 0.0018108 | 0.0018293 | 0.0025197 | 0.0031013 | 0.0029593 | 0.0029084 | 0.0027674 | 0.0035592 | 0.0033962 | 0.0032493 | 0.003724 | 0.003876 | 0.0036985 | 0.0035385 | 0.003367 | 0.0032128
SA1 | VPP | 0 | 0 | 0 | 0 | 0 | 0 | 0 | 0 | 0 | 0 | 0 | 0 | 0 | 0 | 0 | 0 | 0 | 0 | 0 | 0 | 0 | 0 | 0 | 0 | 0 | 0 | 0 | 0 | 0
Total excluding storage |  | 0.01005 | 0.01006 | 0.011849 | 0.011501 | 0.010974 | 0.010471 | 0.010409 | 0.011216 | 0.010817 | 0.010922 | 0.010885 | 22323.547 | 21301.0999 | 20325.477 | 50062.3835 | 63151.7041 | 107544.929 | 126339.0248 | 131977.8052 | 125580.9553 | 124982.1281 | 124819.8813 | 119421.5816 | 118246.9764 | 120663.691 | 128353.0806 | 122801.9735 | 133104.3807 | 127007.9974
Region | Technology | 2021-22 | 2022-23 | 2023-24 | 2024-25 | 2025-26 | 2026-27 | 2027-28 | 2028-29 | 2029-30 | 2030-31 | 2031-32 | 2032-33 | 2033-34 | 2034-35 | 2035-36 | 2036-37 | 2037-38 | 2038-39 | 2039-40 | 2040-41 | 2041-42 | 2042-43 | 2043-44 | 2044-45 | 2045-46 | 2046-47 | 2047-48 | 2048-49 | 2049-50
TAS1 | Black Coal | 0 | 0 | 0 | 0 | 0 | 0 | 0 | 0 | 0 | 0 | 0 | 0 | 0 | 0 | 0 | 0 | 0 | 0 | 0 | 0 | 0 | 0 | 0 | 0 | 0 | 0 | 0 | 0 | 0
TAS1 | Brown Coal | 0 | 0 | 0 | 0 | 0 | 0 | 0 | 0 | 0 | 0 | 0 | 0 | 0 | 0 | 0 | 0 | 0 | 0 | 0 | 0 | 0 | 0 | 0 | 0 | 0 | 0 | 0 | 0 | 0
TAS1 | CCGT | 0.00019198 | 0.00018319 | 0.00017527 | 0.00016677 | 0.00015913 | 0.00015184 | 0.00015763 | 0.00016018 | 0.00015284 | 0.00014584 | 0.00013953 | 0.00016176 | 0.00015435 | 0.00014728 | 0.00014091 | 0.00013408 | 0.00014007 | 0.00013365 | 0.00014745 | 0.0001403 | 0.00014744 | 0.00014069 | 0.0001346 | 0.00012808 | 0.00012221 | 6.4047e-05 | 6.588e-05 | 7.877e-05 | 7.5162e-05
TAS1 | Gas - Steam | 0 | 0 | 0 | 0 | 0 | 0 | 0 | 0 | 0 | 0 | 0 | 0 | 0 | 0 | 0 | 0 | 0 | 0 | 0 | 0 | 0 | 0 | 0 | 0 | 0 | 0 | 0 | 0 | 0
TAS1 | OCGT / Diesel | 0.00061332 | 0.00058523 | 0.00055992 | 0.00053278 | 0.00050838 | 0.00048509 | 0.00046411 | 0.00044717 | 0.00044685 | 0.00044763 | 0.00044988 | 0.00050509 | 0.00048196 | 0.00045988 | 0.00044808 | 0.00044591 | 0.00045196 | 0.00044977 | 0.00063796 | 0.00060704 | 0.00059715 | 0.0005698 | 0.00054516 | 0.00051873 | 0.00049498 | 0.00029134 | 0.00028733 | 0.00037601 | 0.00035878
TAS1 | Hydro | 0 | 0 | 0 | 0 | 0 | 0 | 0 | 0 | 0 | 0 | 0 | 0 | 0 | 0 | 0 | 0 | 0 | 0 | 0 | 0 | 0 | 0 | 0 | 0 | 0 | 0 | 0 | 0 | 0
TAS1 | Wind | 0.0049907 | 0.0047622 | 15425.8246 | 29249.391 | 41737.9467 | 52982.4988 | 63218.0091 | 72010.748 | 79972.517 | 86934.4255 | 93297.5522 | 98370.8685 | 102923.5411 | 106721.1201 | 110149.7682 | 112360.2022 | 114372.7946 | 115922.9768 | 117602.8529 | 118230.2298 | 112815.1047 | 107648.0006 | 102992.361 | 98000.348 | 93511.7824 | 89228.7984 | 85369.7659 | 76471.2753 | 68459.2564
TAS1 | Solar PV | 0.00014862 | 0.00020191 | 0.00027375 | 0.00029516 | 0.00028883 | 0.00030116 | 0.00029499 | 0.00028881 | 0.00030462 | 0.00030363 | 0.00035593 | 0.00034791 | 0.00039039 | 0.00037251 | 0.0003888 | 0.00038523 | 0.00043547 | 0.00045162 | 0.00052222 | 0.00081315 | 0.0007759 | 0.00074037 | 0.00070835 | 0.00067401 | 0.00064314 | 0.00056769 | 0.00052449 | 0.0004742 | 0.00044175
TAS1 | Grid Battery | 0.0010454 | 0.00099749 | 0.00095435 | 0.00090809 | 0.00089677 | 0.00087856 | 0.00091882 | 0.00099308 | 0.0013043 | 0.0013183 | 0.0012812 | 0.0015614 | 0.0014899 | 0.0014422 | 0.0014512 | 0.0014803 | 0.0015643 | 0.0015067 | 0.0021816 | 0.0020811 | 0.0019 | 0.001813 | 0.0017382 | 0.001654 | 0.0015705 | 0.0016156 | 0.0015304 | 0.0019563 | 0.0017347
TAS1 | Pumped Hydro | 0 | 0 | 0.0023781 | 0.0023756 | 0.0024412 | 0.00249 | 0.0026172 | 0.002643 | 0.002752 | 0.0028492 | 0.0028114 | 0.0039584 | 0.0037958 | 0.0036354 | 0.0036234 | 0.0039421 | 0.0049006 | 0.004715 | 0.0075479 | 0.0071821 | 0.0068646 | 0.0065502 | 0.0062669 | 0.0059632 | 0.0056901 | 0.0054336 | 0.0051986 | 0.005056 | 0.0048244
TAS1 | VPP | 0 | 0 | 0 | 0 | 0 | 0 | 0 | 0 | 0 | 0 | 0 | 0 | 0 | 0 | 0 | 0 | 0 | 0 | 0 | 0 | 0 | 0 | 0 | 0 | 0 | 0 | 0 | 0 | 0
Total excluding storage |  | 0.0059447 | 0.0057325 | 15425.8256 | 29249.392 | 41737.9476 | 52982.4997 | 63218.01 | 72010.7489 | 79972.5179 | 86934.4264 | 93297.5532 | 98370.8696 | 102923.5421 | 106721.121 | 110149.7692 | 112360.2032 | 114372.7957 | 115922.9778 | 117602.8542 | 118230.2313 | 112815.1062 | 107648.0021 | 102992.3623 | 98000.3493 | 93511.7837 | 89228.7994 | 85369.7668 | 76471.2762 | 68459.2573

## Marinus_REHAB Cost
Rehabilition cost by technology ($000s) - Marinus Link, Central Scenario
REHAB | Real June 2020 dollars discounted to 1 July 2020
Explicitly modelled generation
Region | Technology | 2021-22 | 2022-23 | 2023-24 | 2024-25 | 2025-26 | 2026-27 | 2027-28 | 2028-29 | 2029-30 | 2030-31 | 2031-32 | 2032-33 | 2033-34 | 2034-35 | 2035-36 | 2036-37 | 2037-38 | 2038-39 | 2039-40 | 2040-41 | 2041-42 | 2042-43 | 2043-44 | 2044-45 | 2045-46 | 2046-47 | 2047-48 | 2048-49 | 2049-50
NEM | Black Coal | 0 | 0 | 0 | 110175.2188 | 109767.2074 | 17142.4206 | 14151.5071 | 0 | 24028.9479 | 2232.8972 | 0.0025691 | 0 | 0 | 0 | 0 | 0 | 0 | 0 | 0 | 0 | 0 | 0 | 0 | 0 | 0 | 0 | 0 | 0 | 0
NEM | Brown Coal | 0 | 0 | 0 | 36137.247 | 0 | 6436.1008 | 0 | 0 | 0.037787 | 0.00038004 | 0.00013339 | 0 | 0 | 0 | 0 | 0 | 0 | 0 | 0 | 0 | 0 | 0 | 0 | 0 | 0 | 0 | 0 | 0 | 0
NEM | CCGT | 0 | 0 | 0 | 0 | 0 | 0 | 0 | 0 | 0 | 0 | 0 | 0 | 0 | 0 | 0 | 0 | 0 | 0 | 0 | 0 | 0 | 0 | 0 | 0 | 0 | 0 | 0 | 0 | 0
NEM | Gas - Steam | 0 | 0 | 0 | 0 | 0 | 0 | 0 | 0 | 0 | 0 | 0 | 0 | 0 | 0 | 0 | 0 | 0 | 0 | 0 | 0 | 0 | 0 | 0 | 0 | 0 | 0 | 0 | 0 | 0
NEM | OCGT / Diesel | 0 | 0 | 0 | 0 | 0 | 0 | 0 | 0 | 0 | 0 | 0 | 0 | 0 | 0 | 0 | 0 | 0 | 0 | 0 | 0 | 0 | 0 | 0 | 0 | 0 | 0 | 0 | 0 | 0
NEM | Hydro | 0 | 0 | 0 | 0 | 0 | 0 | 0 | 0 | 0 | 0 | 0 | 0 | 0 | 0 | 0 | 0 | 0 | 0 | 0 | 0 | 0 | 0 | 0 | 0 | 0 | 0 | 0 | 0 | 0
NEM | Wind | 0 | 0 | 0 | 0 | 0 | 0 | 0 | 0 | 0 | 0 | 0 | 0 | 0 | 0 | 0 | 0 | 0 | 0 | 0 | 0 | 0 | 0 | 0 | 0 | 0 | 0 | 0 | 0 | 0
NEM | Solar PV | 0 | 0 | 0 | 0 | 0 | 0 | 0 | 0 | 0 | 0 | 0 | 0 | 0 | 0 | 0 | 0 | 0 | 0 | 0 | 0 | 0 | 0 | 0 | 0 | 0 | 0 | 0 | 0 | 0
NEM | Grid Battery | 0 | 0 | 0 | 0 | 0 | 0 | 0 | 0 | 0 | 0 | 0 | 0 | 0 | 0 | 0 | 0 | 0 | 0 | 0 | 0 | 0 | 0 | 0 | 0 | 0 | 0 | 0 | 0 | 0
NEM | Pumped Hydro | 0 | 0 | 0 | 0 | 0 | 0 | 0 | 0 | 0 | 0 | 0 | 0 | 0 | 0 | 0 | 0 | 0 | 0 | 0 | 0 | 0 | 0 | 0 | 0 | 0 | 0 | 0 | 0 | 0
NEM | VPP | 0 | 0 | 0 | 0 | 0 | 0 | 0 | 0 | 0 | 0 | 0 | 0 | 0 | 0 | 0 | 0 | 0 | 0 | 0 | 0 | 0 | 0 | 0 | 0 | 0 | 0 | 0 | 0 | 0
Total excluding storage |  | 0 | 0 | 0 | 146312.4658 | 109767.2074 | 23578.5215 | 14151.5071 | 0 | 24028.9857 | 2232.8976 | 0.0027025 | 0 | 0 | 0 | 0 | 0 | 0 | 0 | 0 | 0 | 0 | 0 | 0 | 0 | 0 | 0 | 0 | 0 | 0
Region | Technology | 2021-22 | 2022-23 | 2023-24 | 2024-25 | 2025-26 | 2026-27 | 2027-28 | 2028-29 | 2029-30 | 2030-31 | 2031-32 | 2032-33 | 2033-34 | 2034-35 | 2035-36 | 2036-37 | 2037-38 | 2038-39 | 2039-40 | 2040-41 | 2041-42 | 2042-43 | 2043-44 | 2044-45 | 2045-46 | 2046-47 | 2047-48 | 2048-49 | 2049-50
NSW1 | Black Coal | 0 | 0 | 0 | 19253.0607 | 109767.194 | 6563.8264 | 14151.507 | 0 | 24028.9479 | 2232.8972 | 0.0025691 | 0 | 0 | 0 | 0 | 0 | 0 | 0 | 0 | 0 | 0 | 0 | 0 | 0 | 0 | 0 | 0 | 0 | 0
NSW1 | Brown Coal | 0 | 0 | 0 | 0 | 0 | 0 | 0 | 0 | 0 | 0 | 0 | 0 | 0 | 0 | 0 | 0 | 0 | 0 | 0 | 0 | 0 | 0 | 0 | 0 | 0 | 0 | 0 | 0 | 0
NSW1 | CCGT | 0 | 0 | 0 | 0 | 0 | 0 | 0 | 0 | 0 | 0 | 0 | 0 | 0 | 0 | 0 | 0 | 0 | 0 | 0 | 0 | 0 | 0 | 0 | 0 | 0 | 0 | 0 | 0 | 0
NSW1 | Gas - Steam | 0 | 0 | 0 | 0 | 0 | 0 | 0 | 0 | 0 | 0 | 0 | 0 | 0 | 0 | 0 | 0 | 0 | 0 | 0 | 0 | 0 | 0 | 0 | 0 | 0 | 0 | 0 | 0 | 0
NSW1 | OCGT / Diesel | 0 | 0 | 0 | 0 | 0 | 0 | 0 | 0 | 0 | 0 | 0 | 0 | 0 | 0 | 0 | 0 | 0 | 0 | 0 | 0 | 0 | 0 | 0 | 0 | 0 | 0 | 0 | 0 | 0
NSW1 | Hydro | 0 | 0 | 0 | 0 | 0 | 0 | 0 | 0 | 0 | 0 | 0 | 0 | 0 | 0 | 0 | 0 | 0 | 0 | 0 | 0 | 0 | 0 | 0 | 0 | 0 | 0 | 0 | 0 | 0
NSW1 | Wind | 0 | 0 | 0 | 0 | 0 | 0 | 0 | 0 | 0 | 0 | 0 | 0 | 0 | 0 | 0 | 0 | 0 | 0 | 0 | 0 | 0 | 0 | 0 | 0 | 0 | 0 | 0 | 0 | 0
NSW1 | Solar PV | 0 | 0 | 0 | 0 | 0 | 0 | 0 | 0 | 0 | 0 | 0 | 0 | 0 | 0 | 0 | 0 | 0 | 0 | 0 | 0 | 0 | 0 | 0 | 0 | 0 | 0 | 0 | 0 | 0
NSW1 | Grid Battery | 0 | 0 | 0 | 0 | 0 | 0 | 0 | 0 | 0 | 0 | 0 | 0 | 0 | 0 | 0 | 0 | 0 | 0 | 0 | 0 | 0 | 0 | 0 | 0 | 0 | 0 | 0 | 0 | 0
NSW1 | Pumped Hydro | 0 | 0 | 0 | 0 | 0 | 0 | 0 | 0 | 0 | 0 | 0 | 0 | 0 | 0 | 0 | 0 | 0 | 0 | 0 | 0 | 0 | 0 | 0 | 0 | 0 | 0 | 0 | 0 | 0
NSW1 | VPP | 0 | 0 | 0 | 0 | 0 | 0 | 0 | 0 | 0 | 0 | 0 | 0 | 0 | 0 | 0 | 0 | 0 | 0 | 0 | 0 | 0 | 0 | 0 | 0 | 0 | 0 | 0 | 0 | 0
Total excluding storage |  | 0 | 0 | 0 | 19253.0607 | 109767.194 | 6563.8264 | 14151.507 | 0 | 24028.9479 | 2232.8972 | 0.0025691 | 0 | 0 | 0 | 0 | 0 | 0 | 0 | 0 | 0 | 0 | 0 | 0 | 0 | 0 | 0 | 0 | 0 | 0
Region | Technology | 2021-22 | 2022-23 | 2023-24 | 2024-25 | 2025-26 | 2026-27 | 2027-28 | 2028-29 | 2029-30 | 2030-31 | 2031-32 | 2032-33 | 2033-34 | 2034-35 | 2035-36 | 2036-37 | 2037-38 | 2038-39 | 2039-40 | 2040-41 | 2041-42 | 2042-43 | 2043-44 | 2044-45 | 2045-46 | 2046-47 | 2047-48 | 2048-49 | 2049-50
QLD1 | Black Coal | 0 | 0 | 0 | 90922.1581 | 0.013426 | 10578.5942 | 7.1149e-05 | 0 | 0 | 0 | 0 | 0 | 0 | 0 | 0 | 0 | 0 | 0 | 0 | 0 | 0 | 0 | 0 | 0 | 0 | 0 | 0 | 0 | 0
QLD1 | Brown Coal | 0 | 0 | 0 | 0 | 0 | 0 | 0 | 0 | 0 | 0 | 0 | 0 | 0 | 0 | 0 | 0 | 0 | 0 | 0 | 0 | 0 | 0 | 0 | 0 | 0 | 0 | 0 | 0 | 0
QLD1 | CCGT | 0 | 0 | 0 | 0 | 0 | 0 | 0 | 0 | 0 | 0 | 0 | 0 | 0 | 0 | 0 | 0 | 0 | 0 | 0 | 0 | 0 | 0 | 0 | 0 | 0 | 0 | 0 | 0 | 0
QLD1 | Gas - Steam | 0 | 0 | 0 | 0 | 0 | 0 | 0 | 0 | 0 | 0 | 0 | 0 | 0 | 0 | 0 | 0 | 0 | 0 | 0 | 0 | 0 | 0 | 0 | 0 | 0 | 0 | 0 | 0 | 0
QLD1 | OCGT / Diesel | 0 | 0 | 0 | 0 | 0 | 0 | 0 | 0 | 0 | 0 | 0 | 0 | 0 | 0 | 0 | 0 | 0 | 0 | 0 | 0 | 0 | 0 | 0 | 0 | 0 | 0 | 0 | 0 | 0
QLD1 | Hydro | 0 | 0 | 0 | 0 | 0 | 0 | 0 | 0 | 0 | 0 | 0 | 0 | 0 | 0 | 0 | 0 | 0 | 0 | 0 | 0 | 0 | 0 | 0 | 0 | 0 | 0 | 0 | 0 | 0
QLD1 | Wind | 0 | 0 | 0 | 0 | 0 | 0 | 0 | 0 | 0 | 0 | 0 | 0 | 0 | 0 | 0 | 0 | 0 | 0 | 0 | 0 | 0 | 0 | 0 | 0 | 0 | 0 | 0 | 0 | 0
QLD1 | Solar PV | 0 | 0 | 0 | 0 | 0 | 0 | 0 | 0 | 0 | 0 | 0 | 0 | 0 | 0 | 0 | 0 | 0 | 0 | 0 | 0 | 0 | 0 | 0 | 0 | 0 | 0 | 0 | 0 | 0
QLD1 | Grid Battery | 0 | 0 | 0 | 0 | 0 | 0 | 0 | 0 | 0 | 0 | 0 | 0 | 0 | 0 | 0 | 0 | 0 | 0 | 0 | 0 | 0 | 0 | 0 | 0 | 0 | 0 | 0 | 0 | 0
QLD1 | Pumped Hydro | 0 | 0 | 0 | 0 | 0 | 0 | 0 | 0 | 0 | 0 | 0 | 0 | 0 | 0 | 0 | 0 | 0 | 0 | 0 | 0 | 0 | 0 | 0 | 0 | 0 | 0 | 0 | 0 | 0
QLD1 | VPP | 0 | 0 | 0 | 0 | 0 | 0 | 0 | 0 | 0 | 0 | 0 | 0 | 0 | 0 | 0 | 0 | 0 | 0 | 0 | 0 | 0 | 0 | 0 | 0 | 0 | 0 | 0 | 0 | 0
Total excluding storage |  | 0 | 0 | 0 | 90922.1581 | 0.013426 | 10578.5942 | 7.1149e-05 | 0 | 0 | 0 | 0 | 0 | 0 | 0 | 0 | 0 | 0 | 0 | 0 | 0 | 0 | 0 | 0 | 0 | 0 | 0 | 0 | 0 | 0
Region | Technology | 2021-22 | 2022-23 | 2023-24 | 2024-25 | 2025-26 | 2026-27 | 2027-28 | 2028-29 | 2029-30 | 2030-31 | 2031-32 | 2032-33 | 2033-34 | 2034-35 | 2035-36 | 2036-37 | 2037-38 | 2038-39 | 2039-40 | 2040-41 | 2041-42 | 2042-43 | 2043-44 | 2044-45 | 2045-46 | 2046-47 | 2047-48 | 2048-49 | 2049-50
VIC1 | Black Coal | 0 | 0 | 0 | 0 | 0 | 0 | 0 | 0 | 0 | 0 | 0 | 0 | 0 | 0 | 0 | 0 | 0 | 0 | 0 | 0 | 0 | 0 | 0 | 0 | 0 | 0 | 0 | 0 | 0
VIC1 | Brown Coal | 0 | 0 | 0 | 36137.247 | 0 | 6436.1008 | 0 | 0 | 0.037787 | 0.00038004 | 0.00013339 | 0 | 0 | 0 | 0 | 0 | 0 | 0 | 0 | 0 | 0 | 0 | 0 | 0 | 0 | 0 | 0 | 0 | 0
VIC1 | CCGT | 0 | 0 | 0 | 0 | 0 | 0 | 0 | 0 | 0 | 0 | 0 | 0 | 0 | 0 | 0 | 0 | 0 | 0 | 0 | 0 | 0 | 0 | 0 | 0 | 0 | 0 | 0 | 0 | 0
VIC1 | Gas - Steam | 0 | 0 | 0 | 0 | 0 | 0 | 0 | 0 | 0 | 0 | 0 | 0 | 0 | 0 | 0 | 0 | 0 | 0 | 0 | 0 | 0 | 0 | 0 | 0 | 0 | 0 | 0 | 0 | 0
VIC1 | OCGT / Diesel | 0 | 0 | 0 | 0 | 0 | 0 | 0 | 0 | 0 | 0 | 0 | 0 | 0 | 0 | 0 | 0 | 0 | 0 | 0 | 0 | 0 | 0 | 0 | 0 | 0 | 0 | 0 | 0 | 0
VIC1 | Hydro | 0 | 0 | 0 | 0 | 0 | 0 | 0 | 0 | 0 | 0 | 0 | 0 | 0 | 0 | 0 | 0 | 0 | 0 | 0 | 0 | 0 | 0 | 0 | 0 | 0 | 0 | 0 | 0 | 0
VIC1 | Wind | 0 | 0 | 0 | 0 | 0 | 0 | 0 | 0 | 0 | 0 | 0 | 0 | 0 | 0 | 0 | 0 | 0 | 0 | 0 | 0 | 0 | 0 | 0 | 0 | 0 | 0 | 0 | 0 | 0
VIC1 | Solar PV | 0 | 0 | 0 | 0 | 0 | 0 | 0 | 0 | 0 | 0 | 0 | 0 | 0 | 0 | 0 | 0 | 0 | 0 | 0 | 0 | 0 | 0 | 0 | 0 | 0 | 0 | 0 | 0 | 0
VIC1 | Grid Battery | 0 | 0 | 0 | 0 | 0 | 0 | 0 | 0 | 0 | 0 | 0 | 0 | 0 | 0 | 0 | 0 | 0 | 0 | 0 | 0 | 0 | 0 | 0 | 0 | 0 | 0 | 0 | 0 | 0
VIC1 | Pumped Hydro | 0 | 0 | 0 | 0 | 0 | 0 | 0 | 0 | 0 | 0 | 0 | 0 | 0 | 0 | 0 | 0 | 0 | 0 | 0 | 0 | 0 | 0 | 0 | 0 | 0 | 0 | 0 | 0 | 0
VIC1 | VPP | 0 | 0 | 0 | 0 | 0 | 0 | 0 | 0 | 0 | 0 | 0 | 0 | 0 | 0 | 0 | 0 | 0 | 0 | 0 | 0 | 0 | 0 | 0 | 0 | 0 | 0 | 0 | 0 | 0
Total excluding storage |  | 0 | 0 | 0 | 36137.247 | 0 | 6436.1008 | 0 | 0 | 0.037787 | 0.00038004 | 0.00013339 | 0 | 0 | 0 | 0 | 0 | 0 | 0 | 0 | 0 | 0 | 0 | 0 | 0 | 0 | 0 | 0 | 0 | 0
Region | Technology | 2021-22 | 2022-23 | 2023-24 | 2024-25 | 2025-26 | 2026-27 | 2027-28 | 2028-29 | 2029-30 | 2030-31 | 2031-32 | 2032-33 | 2033-34 | 2034-35 | 2035-36 | 2036-37 | 2037-38 | 2038-39 | 2039-40 | 2040-41 | 2041-42 | 2042-43 | 2043-44 | 2044-45 | 2045-46 | 2046-47 | 2047-48 | 2048-49 | 2049-50
SA1 | Black Coal | 0 | 0 | 0 | 0 | 0 | 0 | 0 | 0 | 0 | 0 | 0 | 0 | 0 | 0 | 0 | 0 | 0 | 0 | 0 | 0 | 0 | 0 | 0 | 0 | 0 | 0 | 0 | 0 | 0
SA1 | Brown Coal | 0 | 0 | 0 | 0 | 0 | 0 | 0 | 0 | 0 | 0 | 0 | 0 | 0 | 0 | 0 | 0 | 0 | 0 | 0 | 0 | 0 | 0 | 0 | 0 | 0 | 0 | 0 | 0 | 0
SA1 | CCGT | 0 | 0 | 0 | 0 | 0 | 0 | 0 | 0 | 0 | 0 | 0 | 0 | 0 | 0 | 0 | 0 | 0 | 0 | 0 | 0 | 0 | 0 | 0 | 0 | 0 | 0 | 0 | 0 | 0
SA1 | Gas - Steam | 0 | 0 | 0 | 0 | 0 | 0 | 0 | 0 | 0 | 0 | 0 | 0 | 0 | 0 | 0 | 0 | 0 | 0 | 0 | 0 | 0 | 0 | 0 | 0 | 0 | 0 | 0 | 0 | 0
SA1 | OCGT / Diesel | 0 | 0 | 0 | 0 | 0 | 0 | 0 | 0 | 0 | 0 | 0 | 0 | 0 | 0 | 0 | 0 | 0 | 0 | 0 | 0 | 0 | 0 | 0 | 0 | 0 | 0 | 0 | 0 | 0
SA1 | Hydro | 0 | 0 | 0 | 0 | 0 | 0 | 0 | 0 | 0 | 0 | 0 | 0 | 0 | 0 | 0 | 0 | 0 | 0 | 0 | 0 | 0 | 0 | 0 | 0 | 0 | 0 | 0 | 0 | 0
SA1 | Wind | 0 | 0 | 0 | 0 | 0 | 0 | 0 | 0 | 0 | 0 | 0 | 0 | 0 | 0 | 0 | 0 | 0 | 0 | 0 | 0 | 0 | 0 | 0 | 0 | 0 | 0 | 0 | 0 | 0
SA1 | Solar PV | 0 | 0 | 0 | 0 | 0 | 0 | 0 | 0 | 0 | 0 | 0 | 0 | 0 | 0 | 0 | 0 | 0 | 0 | 0 | 0 | 0 | 0 | 0 | 0 | 0 | 0 | 0 | 0 | 0
SA1 | Grid Battery | 0 | 0 | 0 | 0 | 0 | 0 | 0 | 0 | 0 | 0 | 0 | 0 | 0 | 0 | 0 | 0 | 0 | 0 | 0 | 0 | 0 | 0 | 0 | 0 | 0 | 0 | 0 | 0 | 0
SA1 | Pumped Hydro | 0 | 0 | 0 | 0 | 0 | 0 | 0 | 0 | 0 | 0 | 0 | 0 | 0 | 0 | 0 | 0 | 0 | 0 | 0 | 0 | 0 | 0 | 0 | 0 | 0 | 0 | 0 | 0 | 0
SA1 | VPP | 0 | 0 | 0 | 0 | 0 | 0 | 0 | 0 | 0 | 0 | 0 | 0 | 0 | 0 | 0 | 0 | 0 | 0 | 0 | 0 | 0 | 0 | 0 | 0 | 0 | 0 | 0 | 0 | 0
Total excluding storage |  | 0 | 0 | 0 | 0 | 0 | 0 | 0 | 0 | 0 | 0 | 0 | 0 | 0 | 0 | 0 | 0 | 0 | 0 | 0 | 0 | 0 | 0 | 0 | 0 | 0 | 0 | 0 | 0 | 0
Region | Technology | 2021-22 | 2022-23 | 2023-24 | 2024-25 | 2025-26 | 2026-27 | 2027-28 | 2028-29 | 2029-30 | 2030-31 | 2031-32 | 2032-33 | 2033-34 | 2034-35 | 2035-36 | 2036-37 | 2037-38 | 2038-39 | 2039-40 | 2040-41 | 2041-42 | 2042-43 | 2043-44 | 2044-45 | 2045-46 | 2046-47 | 2047-48 | 2048-49 | 2049-50
TAS1 | Black Coal | 0 | 0 | 0 | 0 | 0 | 0 | 0 | 0 | 0 | 0 | 0 | 0 | 0 | 0 | 0 | 0 | 0 | 0 | 0 | 0 | 0 | 0 | 0 | 0 | 0 | 0 | 0 | 0 | 0
TAS1 | Brown Coal | 0 | 0 | 0 | 0 | 0 | 0 | 0 | 0 | 0 | 0 | 0 | 0 | 0 | 0 | 0 | 0 | 0 | 0 | 0 | 0 | 0 | 0 | 0 | 0 | 0 | 0 | 0 | 0 | 0
TAS1 | CCGT | 0 | 0 | 0 | 0 | 0 | 0 | 0 | 0 | 0 | 0 | 0 | 0 | 0 | 0 | 0 | 0 | 0 | 0 | 0 | 0 | 0 | 0 | 0 | 0 | 0 | 0 | 0 | 0 | 0
TAS1 | Gas - Steam | 0 | 0 | 0 | 0 | 0 | 0 | 0 | 0 | 0 | 0 | 0 | 0 | 0 | 0 | 0 | 0 | 0 | 0 | 0 | 0 | 0 | 0 | 0 | 0 | 0 | 0 | 0 | 0 | 0
TAS1 | OCGT / Diesel | 0 | 0 | 0 | 0 | 0 | 0 | 0 | 0 | 0 | 0 | 0 | 0 | 0 | 0 | 0 | 0 | 0 | 0 | 0 | 0 | 0 | 0 | 0 | 0 | 0 | 0 | 0 | 0 | 0
TAS1 | Hydro | 0 | 0 | 0 | 0 | 0 | 0 | 0 | 0 | 0 | 0 | 0 | 0 | 0 | 0 | 0 | 0 | 0 | 0 | 0 | 0 | 0 | 0 | 0 | 0 | 0 | 0 | 0 | 0 | 0
TAS1 | Wind | 0 | 0 | 0 | 0 | 0 | 0 | 0 | 0 | 0 | 0 | 0 | 0 | 0 | 0 | 0 | 0 | 0 | 0 | 0 | 0 | 0 | 0 | 0 | 0 | 0 | 0 | 0 | 0 | 0
TAS1 | Solar PV | 0 | 0 | 0 | 0 | 0 | 0 | 0 | 0 | 0 | 0 | 0 | 0 | 0 | 0 | 0 | 0 | 0 | 0 | 0 | 0 | 0 | 0 | 0 | 0 | 0 | 0 | 0 | 0 | 0
TAS1 | Grid Battery | 0 | 0 | 0 | 0 | 0 | 0 | 0 | 0 | 0 | 0 | 0 | 0 | 0 | 0 | 0 | 0 | 0 | 0 | 0 | 0 | 0 | 0 | 0 | 0 | 0 | 0 | 0 | 0 | 0
TAS1 | Pumped Hydro | 0 | 0 | 0 | 0 | 0 | 0 | 0 | 0 | 0 | 0 | 0 | 0 | 0 | 0 | 0 | 0 | 0 | 0 | 0 | 0 | 0 | 0 | 0 | 0 | 0 | 0 | 0 | 0 | 0
TAS1 | VPP | 0 | 0 | 0 | 0 | 0 | 0 | 0 | 0 | 0 | 0 | 0 | 0 | 0 | 0 | 0 | 0 | 0 | 0 | 0 | 0 | 0 | 0 | 0 | 0 | 0 | 0 | 0 | 0 | 0
Total excluding storage |  | 0 | 0 | 0 | 0 | 0 | 0 | 0 | 0 | 0 | 0 | 0 | 0 | 0 | 0 | 0 | 0 | 0 | 0 | 0 | 0 | 0 | 0 | 0 | 0 | 0 | 0 | 0 | 0 | 0

## Marinus_REZ Tx Cost
REZ transmission expansion cost by region ($000s) - Marinus Link, Central Scenario
REZ Expansion | Real June 2020 dollars discounted to 1 July 2020. As with the total capital costs, the REZ transmission expansion costs are annualised for modelling purposes.
Explicitly modelled generation
Region | Technology | 2021-22 | 2022-23 | 2023-24 | 2024-25 | 2025-26 | 2026-27 | 2027-28 | 2028-29 | 2029-30 | 2030-31 | 2031-32 | 2032-33 | 2033-34 | 2034-35 | 2035-36 | 2036-37 | 2037-38 | 2038-39 | 2039-40 | 2040-41 | 2041-42 | 2042-43 | 2043-44 | 2044-45 | 2045-46 | 2046-47 | 2047-48 | 2048-49 | 2049-50
NSW1 | Transmission | 0.00060055 | 4278.3289 | 14086.6915 | 23132.3786 | 31180.0297 | 38916.6743 | 46001.9517 | 52115.6225 | 115388.2039 | 110103.2479 | 105341.4219 | 100235.5506 | 95644.6093 | 91263.9402 | 87316.8904 | 83084.6634 | 79894.1549 | 79400.2453 | 83224.919 | 80128.5002 | 87687.1051 | 95335.9545 | 91212.7953 | 86791.7348 | 83521.6317 | 88492.5611 | 84665.37 | 85027.2455 | 86778.7985
QLD1 | Transmission | 0.00059747 | 0.00062375 | 0.00065891 | 0.00075931 | 0.00074449 | 0.000723 | 0.0012434 | 0.0018993 | 0.0027362 | 0.0026109 | 0.002498 | 0.0023863 | 0.0026105 | 0.0025554 | 1129.3478 | 1074.6086 | 31882.9243 | 30422.6376 | 29106.8971 | 27892.382 | 29607.575 | 44773.7409 | 42837.3336 | 59974.1513 | 69573.2792 | 96421.1134 | 92251.0224 | 87779.6394 | 99430.7055
VIC1 | Transmission | 0.00011758 | 0.00011219 | 0.00010734 | 0.00010214 | 9.7458e-05 | 9.2994e-05 | 8.8972e-05 | 8.466e-05 | 8.0782e-05 | 7.7082e-05 | 7.3748e-05 | 7.0174e-05 | 6.696e-05 | 6.3893e-05 | 6.113e-05 | 5.8664e-05 | 2844.741 | 3857.9111 | 3691.0613 | 3512.1565 | 3351.2944 | 3778.006 | 6390.4543 | 6080.7107 | 7433.9123 | 8851.0912 | 11851.9835 | 11277.521 | 13883.482
SA1 | Transmission | 0.00060488 | 0.00060312 | 0.0006796 | 0.00065713 | 0.00062703 | 0.00059832 | 0.00059667 | 0.00070817 | 0.00068397 | 0.00068084 | 0.00067539 | 0.0013256 | 0.00129 | 0.0012412 | 0.0013053 | 0.0057096 | 7026.2049 | 10266.4476 | 11500.0441 | 10942.64 | 10441.4504 | 9963.2161 | 9532.3199 | 9070.2909 | 8654.8577 | 14987.256 | 14339.0763 | 17255.2577 | 16464.941
TAS1 | Transmission | 0 | 0 | 0 | 0 | 0 | 0 | 0 | 0 | 1.0495e-06 | 556.404 | 1107.1778 | 1603.4355 | 2054.7316 | 2461.3231 | 2889.7317 | 3425.2993 | 3913.1015 | 4349.0339 | 4571.0925 | 4741.0608 | 4523.9129 | 4316.7108 | 4130.0185 | 3929.8376 | 3749.845 | 3578.0964 | 3423.3483 | 3257.4195 | 3108.2247
NEM | Total | 0.0019205 | 4278.3302 | 14086.693 | 23132.3801 | 31180.0312 | 38916.6757 | 46001.9536 | 52115.6252 | 115388.2074 | 110659.6553 | 106448.603 | 101838.9899 | 97699.3449 | 93725.2671 | 91335.9712 | 87584.5771 | 125561.1266 | 128296.2755 | 132094.0141 | 127216.7395 | 135611.3378 | 158167.6284 | 154102.9216 | 165846.7253 | 172933.526 | 212330.1181 | 206530.8005 | 204597.083 | 219666.1517

## Marinus_USE+DSP Cost
USE and USE / DSP cost by region ($000s) - Marinus Link, Central Scenario
USE / DSP | Real June 2020 dollars discounted to 1 July 2020
Explicitly modelled generation
Region | Technology | 2021-22 | 2022-23 | 2023-24 | 2024-25 | 2025-26 | 2026-27 | 2027-28 | 2028-29 | 2029-30 | 2030-31 | 2031-32 | 2032-33 | 2033-34 | 2034-35 | 2035-36 | 2036-37 | 2037-38 | 2038-39 | 2039-40 | 2040-41 | 2041-42 | 2042-43 | 2043-44 | 2044-45 | 2045-46 | 2046-47 | 2047-48 | 2048-49 | 2049-50
NSW1 | USE / DSP | 0.0014832 | 0.0014798 | 8.8972 | 769.7758 | 0.0015094 | 0.0015005 | 0.0014987 | 83.6203 | 0.0014953 | 0.0014942 | 0.0014971 | 4573.4073 | 32.1772 | 21.3602 | 58.4916 | 55.9111 | 25849.1034 | 14.5547 | 16022.7161 | 864.5806 | 29163.9549 | 38.3061 | 7567.8832 | 16729.001 | 13226.4458 | 3050.8202 | 148.8517 | 2069.4365 | 0.0016298
QLD1 | USE / DSP | 0.0014806 | 0.0014777 | 0.0014834 | 0.0014977 | 0.0015032 | 0.0014984 | 0.0014959 | 95.2145 | 0.0014935 | 0.0014928 | 0.0014992 | 977.2231 | 21953.7754 | 529.0803 | 3137.8658 | 2027.847 | 54817.4572 | 460.0456 | 16499.5083 | 7973.3061 | 8384.2756 | 9314.0306 | 7590.3638 | 13474.9139 | 5135.7591 | 66876.7932 | 2941.7618 | 5566.2464 | 22003.1738
VIC1 | USE / DSP | 0.0014674 | 0.0014589 | 0.0014694 | 0.0014801 | 0.0014901 | 0.0014808 | 0.0014839 | 0.0014839 | 0.0014781 | 0.0014762 | 0.0014815 | 1542.1692 | 0.0015277 | 0.0015324 | 0.50233 | 0.0015218 | 1564.4998 | 0.0015613 | 8108.4106 | 247.0886 | 17564.5267 | 0.0015895 | 881.8097 | 11116.9901 | 1991.2716 | 1685.3043 | 167.2195 | 2231.9912 | 65.7989
SA1 | USE / DSP | 0.001484 | 0.001471 | 0.0015131 | 0.0014921 | 0.0015053 | 0.0014916 | 0.0014936 | 0.0014952 | 0.0014881 | 0.0014865 | 0.0014963 | 1684.8625 | 0.001546 | 0.0015493 | 121.145 | 1985.3686 | 2666.6627 | 13.9204 | 4525.1091 | 595.2428 | 5932.2391 | 0.0015941 | 1879.5024 | 4649.4602 | 4475.6647 | 1684.4131 | 173.6644 | 1245.7962 | 0.0016053
TAS1 | USE / DSP | 0.0012211 | 0.0012158 | 0.0012227 | 0.0012194 | 0.0012181 | 0.0012186 | 0.0012248 | 0.0012237 | 0.0012224 | 0.0012221 | 0.0012235 | 263.6447 | 0.0012289 | 0.0012279 | 0.0012254 | 0.0012204 | 0.0012244 | 0.0012208 | 1290.6861 | 0.0012199 | 709.8078 | 0.0012212 | 13.2627 | 22.6666 | 0.0012082 | 16.5456 | 26.4586 | 116.9234 | 0.0012079
NEM | Total | 0.0071363 | 0.0071032 | 8.9029 | 769.7815 | 0.0072261 | 0.00719 | 0.007197 | 178.839 | 0.0071773 | 0.0071718 | 0.0071975 | 9041.3068 | 21985.9569 | 550.4448 | 3318.0059 | 4069.1295 | 84897.7243 | 488.5236 | 46446.4302 | 9680.2193 | 61754.8041 | 9352.3411 | 17932.8218 | 45993.0318 | 24829.1423 | 73313.8764 | 3457.9559 | 11230.3937 | 22068.9772

## Marinus_SyncCon Cost
Synchronous Condenser cost by region ($000s) - Marinus Link, Central Scenario
SyncCon | Real June 2020 dollars discounted to 1 July 2020
Explicitly modelled generation
Region | Technology | 2021-22 | 2022-23 | 2023-24 | 2024-25 | 2025-26 | 2026-27 | 2027-28 | 2028-29 | 2029-30 | 2030-31 | 2031-32 | 2032-33 | 2033-34 | 2034-35 | 2035-36 | 2036-37 | 2037-38 | 2038-39 | 2039-40 | 2040-41 | 2041-42 | 2042-43 | 2043-44 | 2044-45 | 2045-46 | 2046-47 | 2047-48 | 2048-49 | 2049-50
NSW1 | SyncCon | 0 | 0 | 0 | 0 | 0 | 0 | 0 | 0 | 0 | 0 | 0 | 0 | 0 | 0 | 0 | 0 | 0 | 0 | 0 | 0 | 0 | 0 | 0 | 0 | 0 | 0 | 0 | 0 | 0
QLD1 | SyncCon | 0 | 0 | 0 | 0 | 0 | 0 | 0 | 0 | 0 | 0 | 0 | 0 | 0 | 0 | 0 | 0 | 0 | 0 | 0 | 0 | 0 | 0 | 0 | 0 | 0 | 0 | 0 | 0 | 0
VIC1 | SyncCon | 0 | 0 | 0 | 4980.0018 | 4751.9101 | 5179.5606 | 5474.3055 | 5486.76 | 5235.458 | 4995.666 | 5441.5027 | 5605.537 | 5348.7949 | 5103.8119 | 4883.0785 | 4646.3969 | 5449.9039 | 5200.29 | 4975.3841 | 4734.2285 | 4517.3936 | 4310.4901 | 4124.0668 | 3924.1744 | 3744.4412 | 3572.9401 | 3483.7534 | 3580.3727 | 3416.3862
SA1 | SyncCon | 0 | 0 | 0 | 0 | 0 | 0 | 0 | 0 | 0 | 0 | 0 | 0 | 0 | 0 | 0 | 0 | 0 | 0 | 0 | 0 | 0 | 0 | 0 | 0 | 0 | 0 | 0 | 0 | 0
TAS1 | SyncCon | 1255.4348 | 1411.7257 | 1564.2203 | 1044.3522 | 1078.4489 | 1608.7726 | 2183.163 | 1839.6338 | 2351.3797 | 2516.1131 | 2293.8965 | 1843.4033 | 1927.218 | 1893.8958 | 2150.5419 | 2306.8776 | 2065.2779 | 2223.5402 | 2330.481 | 2193.5075 | 2188.3975 | 1935.0441 | 1718.8076 | 1644.1362 | 1572.695 | 1454.4294 | 1392.2188 | 1299.1739 | 1344.3785
NEM | Total | 1255.4348 | 1411.7257 | 1564.2203 | 6024.3539 | 5830.359 | 6788.3333 | 7657.4685 | 7326.3938 | 7586.8377 | 7511.7791 | 7735.3991 | 7448.9404 | 7276.0128 | 6997.7077 | 7033.6204 | 6953.2745 | 7515.1818 | 7423.8302 | 7305.8651 | 6927.736 | 6705.7911 | 6245.5342 | 5842.8745 | 5568.3106 | 5317.1362 | 5027.3695 | 4875.9721 | 4879.5466 | 4760.7646

## Marinus_System Strength Cost
System Strength cost by region ($000s) - Marinus Link, Central Scenario
System Strength | Real June 2020 dollars discounted to 1 July 2020
Explicitly modelled generation
Region | Technology | 2021-22 | 2022-23 | 2023-24 | 2024-25 | 2025-26 | 2026-27 | 2027-28 | 2028-29 | 2029-30 | 2030-31 | 2031-32 | 2032-33 | 2033-34 | 2034-35 | 2035-36 | 2036-37 | 2037-38 | 2038-39 | 2039-40 | 2040-41 | 2041-42 | 2042-43 | 2043-44 | 2044-45 | 2045-46 | 2046-47 | 2047-48 | 2048-49 | 2049-50
NSW1 | System Strength | 4.372e-05 | 480.0191 | 1580.4959 | 2595.4022 | 3498.331 | 4366.3655 | 5161.3181 | 5847.2586 | 14444.278 | 13782.708 | 13186.6234 | 12547.4712 | 11972.7778 | 11424.4063 | 10930.3152 | 10400.5257 | 10114.4804 | 10121.1086 | 10497.7867 | 10128.1259 | 11048.0348 | 12689.9858 | 12141.16 | 11552.6811 | 11334.416 | 12392.1671 | 12125.0553 | 12262.0777 | 12359.1553
QLD1 | System Strength | 0.00017255 | 0.00017866 | 0.0001785 | 245.3295 | 1202.0846 | 1147.0273 | 1280.3232 | 1385.8815 | 2197.7818 | 2097.12 | 2006.4222 | 1909.1715 | 1821.7285 | 1738.2906 | 1770.2082 | 1684.4067 | 2852.4694 | 2721.8219 | 2604.1066 | 2487.7998 | 2784.0316 | 4921.0375 | 4708.2088 | 4976.6575 | 5088.6445 | 6233.6146 | 5964.0187 | 5674.9443 | 6726.3551
VIC1 | System Strength | 6.62e-05 | 6.577e-05 | 6.6696e-05 | 9.0237e-05 | 8.6104e-05 | 8.216e-05 | 8.6514e-05 | 9.3919e-05 | 9.1088e-05 | 9.1821e-05 | 9.3617e-05 | 0.00020182 | 0.00065757 | 0.00067613 | 0.00065764 | 837.0289 | 2383.2512 | 2635.842 | 2521.8452 | 2399.6121 | 2429.443 | 2665.1628 | 3428.0662 | 3261.9087 | 3628.7183 | 4219.0283 | 5035.2394 | 6319.5695 | 6397.5496
SA1 | System Strength | 0.00013184 | 0.00013548 | 0.00015994 | 0.00015623 | 0.00014907 | 0.00014225 | 0.00014429 | 0.00016239 | 0.00015754 | 0.00015991 | 0.00016275 | 405.4373 | 386.8678 | 369.1487 | 1044.2917 | 1336.6576 | 2281.9755 | 2720.9991 | 2859.3091 | 2720.7191 | 2596.106 | 2720.9678 | 2603.2895 | 2477.1087 | 2751.1403 | 2922.0802 | 2795.7039 | 2960.432 | 2824.8397
TAS1 | System Strength | 6.1311e-05 | 6.0164e-05 | 187.5461 | 356.9119 | 510.1353 | 644.0914 | 766.7526 | 872.8098 | 969.4956 | 1059.7727 | 1177.1673 | 1325.7772 | 1461.302 | 1581.6307 | 1690.7439 | 1772.7986 | 1848.0943 | 1912.7739 | 1983.4414 | 2033.7331 | 1940.585 | 1851.7032 | 1771.6194 | 1685.7495 | 1608.5396 | 1534.866 | 1468.485 | 1397.3079 | 1333.3091
NEM | Total | 0.00047562 | 480.0195 | 1768.0424 | 3197.6439 | 5210.5512 | 6157.4844 | 7208.3941 | 8105.9502 | 17611.5556 | 16939.601 | 16370.2132 | 16187.8574 | 15642.6768 | 15113.477 | 15435.5596 | 16031.4174 | 19480.2708 | 20112.5454 | 20466.4889 | 19769.9899 | 20798.2005 | 24848.8571 | 24652.3439 | 23954.1055 | 24411.4586 | 27301.7562 | 27388.5023 | 28614.3314 | 29641.2088