## Cover
Project Marinus Economic Modelling Results
Supporting the Economic Modelling Appendix to the TasNetworks PACR
TasNetworks | 22 June 2021

## Release notice
Notice
Ernst & Young ("EY") was engaged on the instructions of Tasmanian Networks Pty Ltd (“TasNetworks” or “Client”) to provide market modelling in relation to the proposed Marinus Link interconnector (“Project”), in accordance with the contract dated 14 June 2018.
The results of Ernst & Young’s work, including the assumptions and qualifications made in preparing the workbook dated 22 June 2021 (“Workbook”), are set out in Ernst & Young's report dated 22 June 2021 ("Report"). The Workbook and Report should be read in their entirety including this notice, the applicable scope of the work and any limitations. A reference to the Workbook includes any part of the Workbook. No further work has been undertaken by Ernst & Young since the date of the Workbook to update it.
EY has prepared the Workbook under the directions of the Client. EY has not been engaged to act, and has not acted, as advisor to any other party. Accordingly, EY makes no representations as to the appropriateness, accuracy or completeness of the Workbook for any other party's purposes.
No reliance may be placed upon the Workbook or any of its contents by any party other than the Client (“Third Parties”). Any Third Party receiving a copy of the Workbook must make and rely on their own enquiries in relation to the issues to which the Workbook relates, the contents of the Workbook and all matters arising from or relating to or in any way connected with the Workbook or its contents.
EY disclaims all responsibility to any Third Parties for any loss or liability that the Third Parties may suffer or incur arising from or relating to or in any way connected with the contents of the Workbook, the provision of the Workbook to the Third Parties or the reliance upon the Workbook by the Third Parties.
No claim or demand or any actions or proceedings may be brought against EY arising from or connected with the contents of the Workbook or the provision of the Workbook to the Third Parties. EY will be released and forever discharged from any such claims, demands, actions or proceedings.
Our work commenced on 12 January 2021 and was completed on 19 May 2021. Therefore, our Workbook does not take account of events or circumstances arising after 19 May 2021 and we have no responsibility to update the Workbook for such events or circumstances.
In preparing this Workbook we have considered and relied upon information from a range of sources believed to be reliable and accurate. We do not imply, and it should not be construed, that we have verified any of the information provided to us, or that our enquiries could have identified any matter that a more extensive examination might disclose.
The work performed as part of our scope considers information provided to us and a number of combinations of input assumptions relating to future conditions, which may not necessarily represent actual or most likely future conditions. Additionally, modelling work performed as part of our scope inherently requires assumptions about future behaviours and market interactions, which may result in forecasts that deviate from future conditions. There will usually be differences between estimated and actual results, because events and circumstances frequently do not occur as expected, and those differences may be material. We take no responsibility that the projected outcomes will be achieved, if any.
We highlight that our analysis and Workbook do not constitute investment advice or a recommendation to you on a future course of action. We provide no assurance that the scenarios we have modelled will be accepted by any relevant authority or third party.
Our conclusions are based, in part, on the assumptions stated and on information provided by the Client and other information sources used during the course of the engagement. The modelled outcomes are contingent on the collection of assumptions as agreed with the Client and no consideration of other market events, announcements or other changing circumstances are reflected in this Workbook. Neither EY nor any member or employee thereof undertakes responsibility in any way whatsoever to any person in respect of errors in this Workbook arising from incorrect information provided by the Client or other information sources used.
EY has consented to the Workbook being published electronically on the Client’s website alongside the Report and Addendum for informational purposes only. EY has not consented to distribution or disclosure beyond this. The material contained in the Workbook, including the EY logo, is copyright. The copyright in the material contained in the Workbook itself, excluding EY logo, vests in the Client. The Workbook, including the EY logo, cannot be altered without prior written permission from EY.
EY’s liability is limited by a scheme approved under Professional Standards Legislation.

## Version notes
Change log
2021-06-22 | 1 | Project Marinus Economic Modelling Result Workbooks supporting the Addendum to the PACR, Central Scenario. Marinus Link stage 1 from 1 July 2027 and stage 2 from 1 July 2029.

## Abbreviations and notes
Acronyms
AEMO | Australian Energy Market Operator
CCGT | Closed cycle gas turbine
Diesel | Diesel generator
Distributed PV | PV non-scheduled generators (PVNSG) and Rooftop PV
DSP | Demand-side participation
ESOO | Electricity Statement Of Opportunities
FOM | Fixed operations and maintenance
Gas - Steam | Gas-powered steam turbine
GWh | Gigawatt-hours
Grid Battery | Explicitly modelled existing and new entrant (8 hour or less) battery storage
MW | Megawatts
NEM | National Electricity Market
OCGT | Open cycle gas turbine
PACR | Project Assessment Conclusions Report
PV | Photovoltaic
PVNSG | PV non-scheduled generators
Rehab | Rehabilitation (after closing an existing generator)
USE | Unserved energy
VOM | Variable operations and maintenance
VPP | Virtual power plants
Notes
1. BaseCase simulations do not include Marinus Link. Marinus simulations include Marinus Link stage 1 from 1 July 2027 and stage 2 2029.
2. Tumut 3 generation is included in Hydro, whereas Tumut 3 pump is included in Pumped Hydro Pump.
3. REZ expansion costs only capture intra-regional network augmentations. These costs do not include the cost of interconnectors.
4. New entrant capacity and retiring capacity for allowable generators are made at the beginning of each financial year, on 1 July.
5. Other non-scheduled generation is handled on the demand side as per AEMO's 2020 ESOO.

## ---Compare options---
Compare |  | Marinus | to | BaseCase |  | 0 | 1 | 2 | 3 | 4 | 5 | 6 | 7 | 8 | 9 | 10 | 11 | 12 | 13 | 14 | 15 | 16 | 17 | 18 | 19 | 20 | 21 | 22 | 23 | 24 | 25 | 26 | 27 | 28
NEM discounted market benefits by year
Select region | NEM
[5 empty] | Real June 2020 dollars ($m) discounted to 1 July 2020 | 2021-22 | 2022-23 | 2023-24 | 2024-25 | 2025-26 | 2026-27 | 2027-28 | 2028-29 | 2029-30 | 2030-31 | 2031-32 | 2032-33 | 2033-34 | 2034-35 | 2035-36 | 2036-37 | 2037-38 | 2038-39 | 2039-40 | 2040-41 | 2041-42 | 2042-43 | 2043-44 | 2044-45 | 2045-46 | 2046-47 | 2047-48 | 2048-49 | 2049-50
|  |  |  | Build | CAPEX | 9.679e-05 | 7.9082e-05 | 8.9256e-05 | 18.1608 | 0.06274 | 0.059867 | 5.9878 | 5.0536 | 15.2567 | 14.5315 | 13.9136 | 5.7422 | 35.9976 | 46.7146 | 63.1137 | 53.5251 | 100.5031 | 80.9883 | 90.4212 | 103.5779 | 85.9706 | 70.19 | 79.5696 | 96.8118 | 112.3628 | 111.8309 | 80.197 | 43.2243 | 65.6199
|  |  |  | FOM | FOM | 1.7597e-05 | 1.3889e-05 | 1.4097e-05 | -11.4557 | 83.3878 | 0.6513 | 17.6393 | 16.6499 | 24.5032 | 17.8755 | 17.0255 | 9.3062 | 15.2141 | 17.1074 | 12.7054 | 11.0165 | 21.4754 | 17.3277 | 19.3988 | 22.8535 | 17.7426 | 12.9321 | 15.4302 | 15.7925 | 20.75 | 21.1384 | 13.783 | 6.992 | 13.976
|  |  |  | Fuel | Fuel | -0.32234 | -4.8089 | -10.1164 | -18.1606 | -23.4986 | -29.2759 | 10.9443 | 31.3835 | 30.1711 | 16.0289 | 22.1234 | 102.4716 | 69.2336 | 63.0481 | 46.09 | 58.3276 | 65.9567 | 80.254 | 95.119 | 81.9084 | 81.3115 | 128.3154 | 109.4478 | 59.0364 | 59.1574 | 53.2725 | 91.6526 | 130.6722 | 81.3674
|  |  |  | VOM | VOM | 0.043802 | 0.80459 | 1.5713 | 0.42983 | 2.3454 | 4.1161 | 1.6444 | 2.7317 | 0.4848 | 2.2885 | 0.0092801 | 2.0467 | -3.6176 | -6.929 | -6.509 | -5.3458 | -9.3275 | -6.4502 | -5.0304 | -9.3232 | -2.7491 | -2.7993 | -7.0254 | -6.2713 | -9.3221 | -9.224 | -6.9628 | -4.7783 | -6.6941
|  |  |  | REHAB | REHAB | 0 | 0 | 0 | 9.895 | -13.1746 | -0.059038 | -9.8277 | 0 | -2.793 | 1.4786 | 0.011405 | 0 | 0 | 0 | 0 | 0 | 0 | 2.0588e-08 | 0 | 0 | 0 | 0 | 0 | 0 | 0 | 0 | 0 | 0 | 0
|  |  |  | REZ Tx | REZ | 3.6904e-06 | 4.4079e-06 | 4.6201e-06 | 4.6977e-06 | 4.5309e-06 | 4.4233e-06 | 5.5906e-06 | 1.0283 | 0.44484 | 0.98087 | 1.7262 | 2.3565 | 3.2614 | 4.0785 | 5.4168 | 6.2011 | 13.1834 | 11.7882 | 12.886 | 14.6747 | 9.4597 | 7.1602 | 7.8342 | 9.5519 | 7.0938 | 12.6385 | 9.336 | 13.8374 | 19.0827
|  |  |  | USE+DSP | USE+DSP | 1.3658e-05 | 1.3591e-05 | 1.3733e-05 | 0.044411 | 1.379e-05 | 1.3732e-05 | 1.3754e-05 | -0.071244 | 1.3712e-05 | 1.3704e-05 | 1.3742e-05 | 12.8179 | -0.19277 | -0.005321 | 4.3979 | -1.1494 | 23.3936 | 0.22211 | -12.9299 | 3.1902 | -9.304 | 0.069408 | 0.79869 | -0.11586 | -5.432 | 0.29703 | 0.12146 | -1.7657 | 0.71961
|  |  |  | SyncCon | SyncCon | -0.0048927 | -0.055835 | -0.041823 | 0.35163 | 0.010726 | -0.67109 | -1.023 | -0.90938 | -1.143 | -1.1586 | -0.90643 | -0.66413 | -0.58437 | -0.4096 | -0.50244 | -0.42444 | -1.084 | -1.1289 | -0.8891 | -0.63185 | -0.54891 | -0.46557 | -0.26457 | -0.38128 | -0.29682 | -0.29443 | -1.4652 | -0.96411 | -0.76336
|  |  |  | System Strength | System Strength | 9.0887e-07 | 9.7388e-07 | 9.2141e-07 | 0.36859 | 0.0054108 | 0.005163 | 0.00494 | 0.042211 | -0.043951 | -0.037972 | -0.030846 | -0.18982 | 0.48163 | 0.73591 | 1.1116 | 0.90428 | 2.0533 | 1.7196 | 1.739 | 1.9207 | 1.4868 | 0.75033 | 1.2792 | 1.2715 | 1.1818 | 1.3999 | 1.0413 | 0.53459 | 1.3025
[5 empty] | Total cumulative market benefits | -0.2833 | -4.3434 | -12.9302 | -13.2963 | 35.8427 | 10.669 | 36.0391 | 91.9476 | 158.8283 | 210.8156 | 264.6877 | 398.5748 | 518.3685 | 642.709 | 768.5328 | 891.5878 | 1107.7419 | 1292.4628 | 1493.1774 | 1711.3477 | 1894.7168 | 2110.8695 | 2317.9392 | 2493.6349 | 2679.1297 | 2870.1885 | 3057.8919 | 3245.6443 | 3420.255
NEM capacity difference by year
Select region | NEM
[5 empty] | Capacity difference (MW) | 2021-22 | 2022-23 | 2023-24 | 2024-25 | 2025-26 | 2026-27 | 2027-28 | 2028-29 | 2029-30 | 2030-31 | 2031-32 | 2032-33 | 2033-34 | 2034-35 | 2035-36 | 2036-37 | 2037-38 | 2038-39 | 2039-40 | 2040-41 | 2041-42 | 2042-43 | 2043-44 | 2044-45 | 2045-46 | 2046-47 | 2047-48 | 2048-49 | 2049-50
[5 empty] | Black Coal | 0 | 0 | 0 | 201.1375 | -99.4918 | 15.0311 | -456.1744 | -456.1744 | -653.4158 | -490.5947 | -488.0267 | -305.8347 | -305.8347 | -305.8347 | -5.2038 | 6e-05 | 0 | 0 | 0 | 0 | 0 | 0 | 0 | 0 | 0 | 0 | 0 | 0 | 0
[5 empty] | Brown Coal | 0 | 0 | 0 | 54.4646 | 94.1386 | 1.9001 | 1.9001 | 1.9001 | -2.5604 | -0.0011001 | -0.00010315 | 0 | 0 | 0 | 0 | 0 | 0 | 0 | 0 | 0 | 0 | 0 | 0 | 0 | 0 | 0 | 0 | 0 | 0
[5 empty] | CCGT | 0 | 0 | 0 | 0 | 0 | 0 | 0 | 0 | 0 | 0 | 0 | 0 | 0 | 0 | 0 | 0 | 0 | 0 | 0 | 0 | 0 | 0 | 0 | 0 | 0 | 0 | 0 | 0 | 0
[5 empty] | Gas - Steam | 0 | 0 | 0 | 0 | 0 | 0 | 0 | 0 | 0 | 0 | 0 | 0 | 0 | 0 | 0 | 0 | 0 | 0 | 0 | 0 | 0 | 0 | 0 | 0 | 0 | 0 | 0 | 0 | 0
[5 empty] | OCGT / Diesel | 0 | 0 | 0 | 0 | 0 | 0 | 0 | 0 | 0 | 0 | 0 | 0 | 0 | 0 | 0 | 0 | -0.00024559 | -0.00024562 | -331.6582 | -331.6582 | -504.3678 | -504.3683 | -574.531 | -528.6064 | -509.7223 | -539.182 | -539.182 | -653.5175 | -730.2003
[5 empty] | Hydro | 0 | 0 | 0 | 0 | 0 | 0 | 250 | 250 | 250 | 250 | 250 | 250 | 250 | 250 | 250 | 250 | 250 | 250 | 250 | 250 | 250 | 250 | 250 | 250 | 250 | 250 | 250 | 250 | 250
[5 empty] | Wind | 0 | 8.202e-05 | 0.00029366 | -175.6553 | -4.5002 | -4.5002 | -198.2074 | -190.5439 | -528.8275 | -532.9995 | -533.1472 | -421.9104 | -903.384 | -1113.7702 | -1438.017 | -1390.3121 | -2044.2764 | -1802.834 | -1839.1132 | -2169.3304 | -1385.0824 | -1161.5987 | -1521.9961 | -1587.9903 | -1932.1917 | -2296.6648 | -1402.2486 | -802.4304 | -1717.968
[5 empty] | Solar PV | 0 | 0 | 0 | 0 | 0 | 0 | 217.9566 | 217.9565 | 597.5377 | 597.5377 | 597.5377 | 597.5377 | 597.5377 | 597.5377 | 597.5377 | 597.5377 | 155.8934 | 155.8934 | 155.8941 | 53.4836 | -261.2466 | 29.9372 | -259.836 | -259.836 | -787.4213 | -733.7461 | -758.4361 | 80.6753 | -207.5817
[5 empty] | Grid Battery | 0 | 0 | 0 | 0 | 0 | 0 | 0 | 0 | 0 | 0 | 0 | 0 | -0.00032341 | -0.00032367 | -0.00067362 | -0.00067637 | -6.5937 | -6.5937 | -299.4725 | -299.4725 | -539.6489 | -539.6489 | -279.2414 | -0.87904 | 60.8958 | 199.1082 | 199.108 | -146.2481 | -146.248
[5 empty] | Pumped Hydro | 0 | 0 | 0 | 0 | 0 | 0 | 0 | 0 | 0.0001 | 0.0001 | 0.0001 | 0.0154 | -0.0028372 | -0.00013733 | -0.00013789 | 50.1928 | 30.0665 | 76.5789 | 236.7895 | 236.7896 | 241.157 | 184.6227 | 184.6057 | -302.0562 | -302.0272 | -239.2189 | -239.2304 | 114.8999 | 114.8999
[5 empty] | VPP | 0 | 0 | 0 | 0 | 0 | 0 | 0 | 0 | 0 | 0 | 0 | 0 | 0 | 0 | 0 | 0 | 0 | 0 | 0 | 0 | 0 | 0 | 0 | 0 | 0 | 0 | 0 | 0 | 0
[5 empty] | Grid Battery pump | 0 | 0 | 0 | 0 | 0 | 0 | 0 | 0 | 0 | 0 | 0 | 0 | -0.00032341 | -0.00032367 | -0.00067362 | -0.00067637 | -6.5937 | -6.5937 | -299.4725 | -299.4725 | -539.6489 | -539.6489 | -279.2414 | -0.87904 | 60.8958 | 199.1082 | 199.108 | -146.2481 | -146.248
[5 empty] | Pumped Hydro Pump | 0 | 0 | 0 | 0 | 0 | 0 | 0 | 0 | 0.0001 | 0.0001 | 0.0001 | 0.0154 | -0.0028372 | -0.00013733 | -0.00013789 | 50.1928 | 30.0665 | 76.5789 | 236.7895 | 236.7896 | 241.157 | 184.6227 | 184.6057 | -302.0562 | -302.0272 | -239.2189 | -239.2304 | 114.8999 | 114.8999
[5 empty] | VPP pump | 0 | 0 | 0 | 0 | 0 | 0 | 0 | 0 | 0 | 0 | 0 | 0 | 0 | 0 | 0 | 0 | 0 | 0 | 0 | 0 | 0 | 0 | 0 | 0 | 0 | 0 | 0 | 0 | 0
NEM generation difference by year
Select region | NEM
[5 empty] | Sent-out generation difference (GWh)* | 2021-22 | 2022-23 | 2023-24 | 2024-25 | 2025-26 | 2026-27 | 2027-28 | 2028-29 | 2029-30 | 2030-31 | 2031-32 | 2032-33 | 2033-34 | 2034-35 | 2035-36 | 2036-37 | 2037-38 | 2038-39 | 2039-40 | 2040-41 | 2041-42 | 2042-43 | 2043-44 | 2044-45 | 2045-46 | 2046-47 | 2047-48 | 2048-49 | 2049-50
[5 empty] | Black Coal | 13.9529 | 227.9059 | 476.5997 | 790.827 | 293.0512 | 911.294 | -563.5837 | -1319.3057 | -1399.4774 | -613.9346 | -1107.5756 | -1263.7585 | -547.3749 | -912.7162 | 700.8219 | 1140.4322 | 658.2693 | 1237.9861 | 1519.3261 | 534.1329 | 1048.4078 | 482.4278 | -35.6873 | 264.0989 | 369.8082 | 69.2502 | 257.7603 | 328.6594 | 0.2493
[5 empty] | Brown Coal | 0.0003 | 19.775 | -0.1488 | 343.3115 | 672.7135 | 204.8783 | 72.1971 | 145.4249 | 23.6544 | 34.2286 | 205.0887 | 200.0992 | 308.3373 | 222.8506 | 325.7652 | 227.9183 | 745.2213 | 717.6373 | 626.4048 | 750.7535 | 590.2623 | 434.1657 | 563.2386 | 905.4667 | 1283.1342 | 881.5524 | 780.0734 | 0 | 0
[5 empty] | CCGT | -9.5638e-05 | -9.6543e-05 | -6.5794e-06 | -17.6184 | 24.4054 | 2.8703 | -5.401 | -38.8863 | 1.4119 | 1.9793 | -5.8088 | -1470.1055 | -1116.5424 | -642.849 | -1141.579 | -1458.5357 | -779.2249 | -588.3725 | -220.4712 | -105.044 | -374.1202 | -144.3947 | -104.2475 | -134.8972 | -38.9692 | -0.00098087 | -0.00098467 | -0.0014759 | -0.001437
[5 empty] | Gas - Steam | -4e-06 | -2.2e-06 | -0.009641 | -2.5726 | -0.22133 | 0.034027 | -1.8652 | -3.5936 | 0.89971 | -0.65913 | -0.27156 | -103.9992 | -43.1293 | -173.1121 | -31.9124 | -49.6468 | -112.0379 | -123.208 | -11.3269 | -0.68635 | -12.9639 | -5.9884 | -9.3835 | -14.6234 | -15.4927 | 0 | 0 | 0 | 0
[5 empty] | OCGT / Diesel | -0.00015437 | -0.00015586 | -0.00019079 | -5.3429 | 1.5521 | -0.45934 | -2.9512 | -3.3117 | 1.3652 | 6.7041 | -0.6419 | -138.0317 | -110.7412 | -183.1074 | -172.9354 | -249.8945 | -836.2534 | -1379.2176 | -1973.2099 | -1657.5295 | -1709.9025 | -2819.698 | -2374.6162 | -1375.0006 | -1560.9763 | -1430.8573 | -2504.9923 | -3442.6884 | -2175.1699
[5 empty] | Hydro | -15.4374 | -274.0244 | -536.4044 | -603.325 | -1076.9912 | -1368.5418 | 150.0841 | 584.2347 | 907.3895 | 86.8347 | 722.0667 | 2195.946 | 2471.3523 | 3276.2157 | 2711.1538 | 2571.0318 | 3887.5224 | 3459.8608 | 2603.7516 | 3872.9148 | 2162.5941 | 3301.3122 | 4142.6336 | 2937.5972 | 4167.6001 | 4277.2432 | 3836.2114 | 3492.7939 | 4218.1728
[5 empty] | Wind | -0.0015521 | -0.0012165 | -0.0046015 | -691.1354 | -46.3953 | -19.1057 | -627.3598 | -438.525 | -1385.7666 | -1390.417 | -1648.9401 | -1297.764 | -2545.2914 | -3305.3198 | -4305.0128 | -3832.8518 | -4069.9893 | -3556.7116 | -3074.6512 | -3346.6203 | -1156.7226 | -922.1847 | -1469.7077 | -2222.4891 | -2358.1501 | -2507.7404 | -978.9204 | -102.9918 | -1706.5217
[5 empty] | Solar PV | -4.3025e-05 | -0.002805 | -0.035713 | 0.00029621 | -0.00016369 | -0.10991 | 592.4482 | 514.6055 | 1446.1456 | 1532.622 | 1567.5345 | 1521.1621 | 1491.7517 | 1479.381 | 1564.311 | 1572.0971 | 369.2157 | 382.0315 | 406.9039 | 183.7906 | -640.5931 | -9.3892 | -484.714 | -544.6549 | -1556.8425 | -1185.2181 | -1163.9673 | 174.4044 | -76.718
[5 empty] | Grid Battery | 0.20246 | 1.9651 | -0.93865 | -3.2191 | -4.9532 | -2.1941 | -20.1906 | -18.0194 | -25.6623 | -22.8078 | -14.643 | -6.3742 | -6.6129 | -3.2083 | -4.0668 | -2.7615 | -0.42482 | -13.6971 | -388.1881 | -375.3332 | -585.9436 | -562.0511 | -279.3072 | 40.1551 | 116.9207 | 271.8674 | 270.3576 | -104.2906 | -75.4489
[5 empty] | Pumped Hydro | 0.79279 | 3.3138 | 1.6013 | -194.4924 | 12.8819 | -93.8125 | -624.5672 | -785.2553 | -836.225 | -692.7458 | -344.9973 | -199.7146 | 118.3832 | -454.6658 | -103.3608 | 300.5961 | -336.5072 | 17.4807 | 635.7134 | 508.8893 | 278.79 | 730.6914 | 387.6933 | -517.1632 | -401.2193 | -589.9436 | -465.1701 | 817.7981 | 421.2282
[5 empty] | VPP | 9.1528e-05 | -0.014148 | -0.26136 | -0.58851 | -1.5038 | 0.74691 | -9.4581 | -11.4011 | -12.7143 | -15.2415 | -9.3816 | -8.6664 | -14.7842 | -6.5055 | -14.2801 | -5.9109 | 6.1037 | 2.955 | 32.8752 | 23.2829 | 56.3461 | 56.9 | 41.1124 | 40.3605 | 67.6467 | 37.4514 | 52.1465 | 35.2107 | 51.7622
[5 empty] | Grid Battery pump | 0.24996 | 2.4261 | -1.1588 | -4.1072 | -5.866 | -2.8247 | -24.9267 | -22.2461 | -31.4737 | -28.3659 | -18.0531 | -7.7427 | -8.5579 | -3.7004 | -5.0385 | -3.4091 | -0.53772 | -16.0398 | -456.1412 | -442.0402 | -689.8975 | -661.0224 | -325.8992 | 47.0407 | 137.0888 | 320.6111 | 319.2848 | -123.1923 | -89.1086
[5 empty] | Pumped Hydro Pump | -0.000124 | 0.2206 | 1.5553 | -320.7712 | 23.4627 | -170.7913 | -936.2529 | -1304.0366 | -1252.3015 | -987.5647 | -611.912 | -590.6871 | -54.9717 | -765.827 | -415.3111 | 199.2833 | -631.3656 | 25.0589 | 465.5672 | 488.9141 | 206.2486 | 827.6083 | 421.1134 | -890.053 | -493.3013 | -840.6325 | -554.3827 | 1108.9808 | 547.8043
[5 empty] | VPP pump | 0.00010948 | -0.017004 | -0.31407 | -0.75024 | -1.7521 | 0.88797 | -11.4097 | -13.6262 | -15.2419 | -18.3117 | -11.2361 | -10.4257 | -18.0229 | -7.4083 | -17.261 | -7.1216 | 7.353 | 3.6148 | 39.3899 | 28.0026 | 66.9273 | 68.5535 | 49.822 | 48.3585 | 81.324 | 44.8697 | 62.5276 | 42.3384 | 62.0496
*Generation shown is sent-out, as is demand. The difference in sent-out generation with the Marinus Link option and the Base Case is due to the difference in losses from interconnectors and storage.

## BaseCase_CF
Annual capacity factor by technology - BaseCase, Central Scenario
Explicitly modelled generation
Region | Technology | 2021-22 | 2022-23 | 2023-24 | 2024-25 | 2025-26 | 2026-27 | 2027-28 | 2028-29 | 2029-30 | 2030-31 | 2031-32 | 2032-33 | 2033-34 | 2034-35 | 2035-36 | 2036-37 | 2037-38 | 2038-39 | 2039-40 | 2040-41 | 2041-42 | 2042-43 | 2043-44 | 2044-45 | 2045-46 | 2046-47 | 2047-48 | 2048-49 | 2049-50
NEM | Black Coal | 56.22% | 50.57% | 54.96% | 65.6% | 69.5% | 68.13% | 62.08% | 69.24% | 64.16% | 62.64% | 59.5% | 64.37% | 69.31% | 65.76% | 64.66% | 67.06% | 70.55% | 70.82% | 67.07% | 64.74% | 61.91% | 68.56% | 64.88% | 63.28% | 61.67% | 61.7% | 59.23% | 58.13% | 54.5%
NEM | Brown Coal | 71.35% | 67.54% | 68.35% | 68.74% | 72.35% | 74.22% | 72.42% | 71.4% | 70.31% | 73.8% | 72.17% | 71.08% | 72.83% | 72.27% | 74.3% | 70.13% | 65.05% | 67.2% | 59.08% | 62.86% | 69.52% | 68.12% | 64.97% | 65.28% | 61.63% | 63.81% | 64.4% | - | -
NEM | CCGT | 8.417% | 8.417% | 7.572% | 7.846% | 6.989% | 7.122% | 6.924% | 8.025% | 6.971% | 7.13% | 7.476% | 19.41% | 19.79% | 21.5% | 17.42% | 20.77% | 31.74% | 31.95% | 27.29% | 28.44% | 30.74% | 33.35% | 29.04% | 30.46% | 31.69% | 28.26% | 28.34% | 28.26% | 28.26%
NEM | Gas - Steam | 5.784% | 5.9% | 6.035% | 1.43% | 1.318% | 1.403% | 1.343% | 1.43% | 1.276% | 1.317% | 1.292% | 2.247% | 1.68% | 2.843% | 2.512% | 2.613% | 5.815% | 6.007% | 23.48% | 26.05% | 28.49% | 33.56% | 33.15% | 26.58% | 36.52% | - | - | - | -
NEM | OCGT / Diesel | 0.09057% | 0.04108% | 0.2036% | 0.1655% | 0.05955% | 0.11% | 0.04715% | 0.1412% | 0.01482% | 0.0452% | 0.04372% | 0.8258% | 0.5538% | 0.873% | 0.8544% | 1.082% | 3.696% | 4.429% | 8.164% | 9.177% | 7.025% | 10.97% | 14.79% | 8.318% | 9.755% | 12.41% | 16.99% | 19.76% | 19.91%
NEM | Hydro | 20.35% | 20.94% | 20.84% | 25% | 26.11% | 23.89% | 24.34% | 27.29% | 23.6% | 21.85% | 20.81% | 21.09% | 21.88% | 21.15% | 20.31% | 19.01% | 21.58% | 19.16% | 18.13% | 16.62% | 16.91% | 18.21% | 17.81% | 17.85% | 17.09% | 20.01% | 17.62% | 17.01% | 15.77%
NEM | Wind | 34.17% | 35.79% | 32.84% | 33.75% | 36.23% | 37.81% | 38.85% | 35.75% | 33.94% | 34.94% | 36.62% | 34.71% | 33.78% | 35.81% | 37.02% | 37.78% | 35.79% | 35.36% | 35.69% | 36.06% | 34.28% | 31.97% | 34.2% | 36.03% | 36.54% | 34.77% | 34.27% | 34.23% | 33.52%
NEM | Solar PV | 29.56% | 29.16% | 29.66% | 28.44% | 27.85% | 29.49% | 29.85% | 26.39% | 27.47% | 28.73% | 29.2% | 29.31% | 28.23% | 27.51% | 29.35% | 29.43% | 26.16% | 27.4% | 28.7% | 29.08% | 29.12% | 27.82% | 27.02% | 28.62% | 28.29% | 25.09% | 25.75% | 26.69% | 26.82%
NEM | Grid Battery | 9.487% | 5.823% | 5.978% | 6.864% | 6.835% | 6.952% | 6.524% | 6.23% | 5.607% | 5.942% | 5.745% | 5.979% | 5.864% | 5.387% | 5.713% | 5.834% | 10.42% | 10.47% | 11.5% | 11.18% | 12.78% | 13.73% | 13.71% | 14.23% | 14.09% | 13.46% | 13.58% | 13.53% | 13.49%
NEM | Pumped Hydro | 0.6853% | 1.814% | 2.81% | 23.4% | 19.99% | 21.83% | 21.45% | 25.06% | 22.96% | 24.78% | 23.97% | 26.36% | 23.79% | 24.51% | 25.83% | 25.14% | 24.93% | 23.89% | 24.86% | 23.54% | 24.41% | 24.5% | 23.84% | 25.46% | 25.01% | 24.06% | 23.39% | 24.24% | 24.28%
NEM | VPP | 7.708% | 8.96% | 8.257% | 9.695% | 10% | 9.815% | 9.244% | 8.887% | 8.027% | 8.063% | 7.908% | 8.125% | 7.964% | 7.543% | 7.683% | 7.55% | 6.694% | 6.463% | 6.211% | 5.993% | 5.682% | 5.681% | 5.47% | 5.691% | 5.398% | 5.094% | 5.061% | 4.976% | 4.529%
Region | Technology | 2021-22 | 2022-23 | 2023-24 | 2024-25 | 2025-26 | 2026-27 | 2027-28 | 2028-29 | 2029-30 | 2030-31 | 2031-32 | 2032-33 | 2033-34 | 2034-35 | 2035-36 | 2036-37 | 2037-38 | 2038-39 | 2039-40 | 2040-41 | 2041-42 | 2042-43 | 2043-44 | 2044-45 | 2045-46 | 2046-47 | 2047-48 | 2048-49 | 2049-50
NSW1 | Black Coal | 51.37% | 45.26% | 49.18% | 60.77% | 67.46% | 64.59% | 58.11% | 66.1% | 59.22% | 59.39% | 53.49% | 56.39% | 67.39% | 61.1% | 52.77% | 64.25% | 70.21% | 67.65% | 64.03% | 55.26% | 49.41% | - | - | - | - | - | - | - | -
NSW1 | Brown Coal | bar: 2021-22 to 2049-50
NSW1 | CCGT | 0.6146% | 0.6146% | 1.85% | 1.176% | 1.161% | 1.161% | 1.164% | 1.162% | 1.161% | 1.161% | 1.164% | 17.69% | 14.61% | 19.66% | 12.2% | 19.21% | 29.13% | 31.58% | 26.42% | 26.77% | 28% | 31.97% | 1.193% | - | - | - | - | - | -
NSW1 | Gas - Steam | bar: 2021-22 to 2049-50
NSW1 | OCGT / Diesel | 0.001432% | 1.737e-07% | 0.119% | 0.4018% | 0.08832% | 0.148% | 0.0549% | 0.1092% | 2.433e-07% | 0.0078% | 2.648e-07% | 0.278% | 0.1426% | 0.1991% | 0.7069% | 0.509% | 2.231% | 4.393% | 9.759% | 12.86% | 7.079% | 13.25% | 20.13% | 8.974% | 9.115% | 12.17% | 21.52% | 24.85% | 24.41%
NSW1 | Hydro | 8.829% | 9.287% | 8.511% | 12.51% | 12.51% | 11.61% | 11.45% | 16.02% | 12.6% | 11.54% | 11.15% | 12.77% | 14.26% | 14.69% | 15.25% | 14.1% | 17.67% | 14.39% | 13.21% | 12.24% | 11.87% | 14.61% | 14.87% | 15.63% | 15.08% | 18.12% | 14.88% | 14.15% | 13.4%
NSW1 | Wind | 32.14% | 36.7% | 35.21% | 34.55% | 37.6% | 38.67% | 38.32% | 33.95% | 30.71% | 32.92% | 34.33% | 34.05% | 33.03% | 35.25% | 36.89% | 36.91% | 33.27% | 30.5% | 32.73% | 33.71% | 33.89% | 32.07% | 34.11% | 35.84% | 35.61% | 31.92% | 29.63% | 31.05% | 31.28%
NSW1 | Solar PV | 28.63% | 28.53% | 28.72% | 27.65% | 26.32% | 28.48% | 28.63% | 26.08% | 26.88% | 28.38% | 28.96% | 28.74% | 27.83% | 26.7% | 28.82% | 28.79% | 26% | 26.89% | 28.41% | 28.87% | 28.76% | 27.8% | 26.8% | 28.69% | 28.64% | 25.65% | 26.15% | 27.19% | 27.29%
NSW1 | Grid Battery | - | - | - | - | - | - | - | - | - | - | - | - | - | - | - | - | - | - | 14.91% | 14.38% | 13.91% | 13.88% | 13.99% | 14.67% | 14.53% | 14.38% | 13.86% | 14.52% | 14.41%
NSW1 | Pumped Hydro | 0.9948% | 3.179% | 4.441% | 54.55% | 22.38% | 25.1% | 24.92% | 28.6% | 24.81% | 26.71% | 25.87% | 27.99% | 25.15% | 26% | 27.35% | 26.63% | 26.59% | 25.07% | 26.03% | 24.74% | 25.48% | 25.28% | 24.77% | 27.25% | 26.62% | 27.28% | 25.78% | 27.03% | 26.98%
NSW1 | VPP | 7.14% | 8.894% | 7.392% | 9.363% | 9.575% | 9.491% | 9.157% | 8.869% | 7.789% | 7.885% | 7.461% | 7.794% | 7.599% | 7.002% | 7.147% | 7.036% | 6.536% | 6.159% | 6.088% | 5.877% | 5.532% | 5.583% | 5.436% | 5.719% | 5.423% | 5.362% | 5.142% | 5.317% | 5.082%
Region | Technology | 2021-22 | 2022-23 | 2023-24 | 2024-25 | 2025-26 | 2026-27 | 2027-28 | 2028-29 | 2029-30 | 2030-31 | 2031-32 | 2032-33 | 2033-34 | 2034-35 | 2035-36 | 2036-37 | 2037-38 | 2038-39 | 2039-40 | 2040-41 | 2041-42 | 2042-43 | 2043-44 | 2044-45 | 2045-46 | 2046-47 | 2047-48 | 2048-49 | 2049-50
QLD1 | Black Coal | 62.34% | 56.96% | 60.85% | 71.15% | 71.21% | 70.89% | 65.04% | 71.88% | 66.81% | 64.22% | 62.42% | 67.4% | 70.04% | 67.53% | 67.57% | 67.81% | 70.67% | 71.92% | 68.13% | 68.02% | 66.24% | 68.56% | 64.88% | 63.28% | 61.67% | 61.7% | 59.23% | 58.13% | 54.5%
QLD1 | Brown Coal | bar: 2021-22 to 2049-50
QLD1 | CCGT | 8.33% | 8.33% | 9.298% | 11.03% | 9.41% | 9.663% | 9.275% | 11.38% | 9.376% | 9.678% | 10.32% | 22.67% | 25.02% | 24.12% | 22.51% | 26.52% | 39.03% | 38.04% | 33.61% | 35.51% | 38.97% | 41.27% | 40.41% | 36.9% | 51.08% | 60.92% | 61.08% | 60.92% | 60.92%
QLD1 | Gas - Steam | 5.044% | 5.044% | 10.02% | 9.894% | 9.894% | 9.894% | 9.921% | 9.894% | 9.894% | 9.894% | 9.921% | 9.894% | 9.894% | 9.894% | 9.921% | 11.67% | 24.76% | 27.02% | 23.48% | 26.05% | 28.49% | 33.56% | 33.15% | 26.58% | 36.52% | - | - | - | -
QLD1 | OCGT / Diesel | 2.193e-07% | 2.271e-07% | 0.009978% | 0.1875% | 0.08474% | 0.1265% | 0.05265% | 0.3084% | 0.04457% | 0.1157% | 0.1334% | 1.157% | 0.7855% | 0.4823% | 0.7581% | 1.75% | 6.126% | 6.332% | 9.481% | 8.692% | 9.308% | 13.59% | 14.04% | 13.76% | 16.92% | 18.54% | 17.9% | 17.02% | 17.09%
QLD1 | Hydro | 51.22% | 51% | 51.01% | 50.58% | 50.37% | 50.16% | 50.15% | 49.74% | 49.52% | 48.46% | 49.36% | 48.93% | 48.73% | 48.52% | 48.48% | 48.09% | 41.37% | 41.49% | 41.12% | 40.92% | 40.91% | - | - | - | - | - | - | - | -
QLD1 | Wind | 36.02% | 34.98% | 34.93% | 34.47% | 42.92% | 44.08% | 46.1% | 43.71% | 41.41% | 42.73% | 41.7% | 39.46% | 35.66% | 41.34% | 40.64% | 43.74% | 43.36% | 43.03% | 44.06% | 41.44% | 39.19% | 33.17% | 38.92% | 39.43% | 42.02% | 41.74% | 41.73% | 42.16% | 37.5%
QLD1 | Solar PV | 31.43% | 30.43% | 31.03% | 29.65% | 30.07% | 31.49% | 31.87% | 26.62% | 28.83% | 29.98% | 30.46% | 30.92% | 29.58% | 30.04% | 31.54% | 31.76% | 26.34% | 28.4% | 29.58% | 30.18% | 30.14% | 28.45% | 28.23% | 29.53% | 29.38% | 25.25% | 26.87% | 27.81% | 27.79%
QLD1 | Grid Battery | - | 14.74% | 14.92% | 18.71% | 19.81% | 19.47% | 18.99% | 18.79% | 18.01% | 18.09% | 17.84% | 18.29% | 18.09% | 18.48% | 18.29% | 18.39% | 15.19% | 15.4% | 15.3% | 15.25% | 14.93% | 14.8% | 14.93% | 14.84% | 14.55% | 13.37% | 13.85% | 13.7% | 14.1%
QLD1 | Pumped Hydro | 0.555% | 1.239% | 2.124% | 10.29% | 10.43% | 8.743% | 7.573% | 10.93% | 9.086% | 10.25% | 9.702% | 14.13% | 13.62% | 13.35% | 14.44% | 13.99% | 19.27% | 19.45% | 20.35% | 19% | 20.4% | 22.56% | 21.85% | 21.91% | 21.29% | 18.35% | 18.5% | 19.53% | 20.24%
QLD1 | VPP | 6.698% | 7.595% | 7.373% | 9.492% | 10.2% | 10.01% | 9.682% | 9.455% | 8.901% | 8.773% | 8.813% | 8.869% | 8.633% | 8.748% | 8.412% | 8.286% | 6.331% | 6.274% | 6.168% | 6.059% | 5.993% | 6.043% | 5.932% | 5.734% | 5.295% | 4.414% | 4.686% | 4.702% | 4.208%
Region | Technology | 2021-22 | 2022-23 | 2023-24 | 2024-25 | 2025-26 | 2026-27 | 2027-28 | 2028-29 | 2029-30 | 2030-31 | 2031-32 | 2032-33 | 2033-34 | 2034-35 | 2035-36 | 2036-37 | 2037-38 | 2038-39 | 2039-40 | 2040-41 | 2041-42 | 2042-43 | 2043-44 | 2044-45 | 2045-46 | 2046-47 | 2047-48 | 2048-49 | 2049-50
VIC1 | Black Coal | bar: 2021-22 to 2049-50
VIC1 | Brown Coal | 71.35% | 67.54% | 68.35% | 68.74% | 72.35% | 74.22% | 72.42% | 71.4% | 70.31% | 73.8% | 72.17% | 71.08% | 72.83% | 72.27% | 74.3% | 70.13% | 65.05% | 67.2% | 59.08% | 62.86% | 69.52% | 68.12% | 64.97% | 65.28% | 61.63% | 63.81% | 64.4% | - | -
VIC1 | CCGT | bar: 2021-22 to 2049-50
VIC1 | Gas - Steam | 0.1869% | 0.07927% | 0.2219% | 0.4325% | 0.1242% | 0.3579% | 0.1839% | 0.4342% | 0.007595% | 0.1211% | 0.04098% | 0.5191% | 0.3874% | 0.3438% | 1.267% | 1.091% | 2.632% | 2.478% | - | - | - | - | - | - | - | - | - | - | -
VIC1 | OCGT / Diesel | 0.0469% | 2.164e-07% | 0.05433% | 0.02295% | 0.01559% | 0.05287% | 0.02907% | 0.01483% | 3.352e-07% | 3.47e-07% | 3.553e-07% | 0.2405% | 0.09282% | 0.1117% | 0.2124% | 0.1514% | 0.4261% | 0.161% | 1.543% | 1.13% | 0.91% | 0.4954% | 2.607% | 1.814% | 1.721% | 1.245% | 1.646% | 16.35% | 17.66%
VIC1 | Hydro | 14.06% | 14.1% | 12.75% | 15.74% | 16.05% | 15.18% | 15.37% | 19.35% | 16.04% | 13.7% | 13.78% | 12.44% | 15.23% | 15.7% | 14.85% | 14.88% | 18.71% | 15.52% | 13.32% | 13.27% | 12.05% | 14.75% | 15.26% | 14.38% | 14.45% | 18.11% | 15.05% | 12.91% | 12.91%
VIC1 | Wind | 35.94% | 36.56% | 31.51% | 32.39% | 33.14% | 34.34% | 35.85% | 32.35% | 32.63% | 31.43% | 35.13% | 30.96% | 31.99% | 32.38% | 33.76% | 34.21% | 32.41% | 34.78% | 33.2% | 34.2% | 30.55% | 29.68% | 31.08% | 33.52% | 32.85% | 31.9% | 33.08% | 32.35% | 32.42%
VIC1 | Solar PV | 27.59% | 27.39% | 28.46% | 27.27% | 25.9% | 27.24% | 27.86% | 26.09% | 27.05% | 27.59% | 27.43% | 28.48% | 27.25% | 25.9% | 27.37% | 27.82% | 26.09% | 27.01% | 27.63% | 27.4% | 28.21% | 26.5% | 25.48% | 27.15% | 26.28% | 23.73% | 23.18% | 25.08% | 24.81%
VIC1 | Grid Battery | 23.3% | 5.296% | 5.348% | 6.332% | 6.271% | 6.419% | 6.045% | 5.695% | 5.139% | 5.229% | 5.008% | 5.293% | 4.967% | 4.661% | 5.004% | 5.118% | 4.682% | 4.51% | 4.37% | 4.181% | 8.548% | 13.89% | 13.69% | 14.82% | 14.57% | 14.35% | 14.38% | 13.52% | 12.99%
VIC1 | Pumped Hydro | - | - | - | - | - | - | - | - | - | - | - | - | - | - | - | - | 27.63% | 27.92% | 28.93% | 27.27% | 27.87% | 27.05% | 25.12% | 25.87% | 26.7% | 26.36% | 27.05% | 24.94% | 24.07%
VIC1 | VPP | 8.514% | 9.379% | 8.988% | 10.58% | 10.97% | 10.7% | 9.71% | 9.083% | 8.28% | 8.26% | 8.108% | 8.342% | 8.252% | 7.65% | 7.951% | 7.783% | 7.084% | 6.91% | 6.513% | 6.245% | 5.844% | 5.724% | 5.367% | 5.818% | 5.544% | 5.369% | 5.36% | 4.917% | 4.312%
Region | Technology | 2021-22 | 2022-23 | 2023-24 | 2024-25 | 2025-26 | 2026-27 | 2027-28 | 2028-29 | 2029-30 | 2030-31 | 2031-32 | 2032-33 | 2033-34 | 2034-35 | 2035-36 | 2036-37 | 2037-38 | 2038-39 | 2039-40 | 2040-41 | 2041-42 | 2042-43 | 2043-44 | 2044-45 | 2045-46 | 2046-47 | 2047-48 | 2048-49 | 2049-50
SA1 | Black Coal | bar: 2021-22 to 2049-50
SA1 | Brown Coal | bar: 2021-22 to 2049-50
SA1 | CCGT | 17.95% | 17.95% | 12.37% | 9.7% | 9.7% | 9.7% | 9.727% | 9.7% | 9.7% | 9.7% | 9.727% | 19.74% | 18.75% | 24.61% | 15.89% | 18.52% | - | - | - | - | - | - | - | - | - | - | - | - | -
SA1 | Gas - Steam | 9.36% | 9.628% | 9.249% | 1.164% | 1.164% | 1.164% | 1.167% | 1.164% | 1.164% | 1.164% | 1.167% | 2.523% | 1.625% | 3.665% | - | - | - | - | - | - | - | - | - | - | - | - | - | - | -
SA1 | OCGT / Diesel | 0.3691% | 0.1962% | 0.7683% | 0.1086% | 0.06277% | 0.1391% | 0.0618% | 0.1357% | 0.01155% | 0.05755% | 0.02703% | 2.626% | 1.971% | 4.729% | 3.139% | 3.342% | 10.36% | 12.04% | 14.09% | 13.13% | 12.42% | 15.22% | 18.6% | 6.959% | 7.322% | 7.38% | 10.5% | 14.27% | 14.46%
SA1 | Hydro | bar: 2021-22 to 2049-50
SA1 | Wind | 34.88% | 34.46% | 30.54% | 33.89% | 33.05% | 36.47% | 36.94% | 34.57% | 33.74% | 34.2% | 36.04% | 32.62% | 33.15% | 31.67% | 35.67% | 35.76% | 35.01% | 35.71% | 35.86% | 37.7% | 34.07% | 32.62% | 30.85% | 34.76% | 34.75% | 33.92% | 34.32% | 32.07% | 33.6%
SA1 | Solar PV | 30.63% | 29.1% | 29.37% | 28.19% | 27.51% | 28.16% | 29.03% | 27.61% | 28.77% | 29.03% | 29.15% | 29.61% | 28.19% | 27.51% | 28.21% | 28.99% | 27.61% | 28.79% | 29.07% | 27.75% | 28.23% | 25.47% | 23.51% | 23.6% | 22.94% | 20.45% | 19.9% | 18.57% | 19.51%
SA1 | Grid Battery | 5.759% | 5.918% | 6.259% | 6.684% | 6.602% | 6.707% | 6.184% | 5.984% | 5.253% | 6.085% | 5.943% | 6.043% | 6.106% | 5.189% | 5.549% | 5.686% | 5.389% | 5.348% | 11.77% | 11.23% | 12.3% | 12.24% | 12.03% | 12.51% | 12.69% | 12.37% | 12.23% | 12% | 11.38%
SA1 | Pumped Hydro | bar: 2021-22 to 2049-50
SA1 | VPP | 9.58% | 10.26% | 10.56% | 10.55% | 10.61% | 10.22% | 9.379% | 9.064% | 7.927% | 8.016% | 7.991% | 7.994% | 7.798% | 7.156% | 7.663% | 7.358% | 7.051% | 6.75% | 5.971% | 5.51% | 4.96% | 5.015% | 4.802% | 5.149% | 5.005% | 4.817% | 4.683% | 4.615% | 3.946%
Region | Technology | 2021-22 | 2022-23 | 2023-24 | 2024-25 | 2025-26 | 2026-27 | 2027-28 | 2028-29 | 2029-30 | 2030-31 | 2031-32 | 2032-33 | 2033-34 | 2034-35 | 2035-36 | 2036-37 | 2037-38 | 2038-39 | 2039-40 | 2040-41 | 2041-42 | 2042-43 | 2043-44 | 2044-45 | 2045-46 | 2046-47 | 2047-48 | 2048-49 | 2049-50
TAS1 | Black Coal | bar: 2021-22 to 2049-50
TAS1 | Brown Coal | bar: 2021-22 to 2049-50
TAS1 | CCGT | 9.732e-07% | 9.632e-07% | 9.834e-07% | 9.838e-07% | 9.756e-07% | 9.842e-07% | 1.023e-06% | 1.062e-06% | 1.104e-06% | 1.129e-06% | 1.129e-06% | 1.184e-06% | 1.21e-06% | 1.246e-06% | 1.296e-06% | 1.342e-06% | 1.406e-06% | 1.466e-06% | 1.603e-06% | 1.615e-06% | 1.746e-06% | 1.77e-06% | 1.851e-06% | 1.93e-06% | 2.015e-06% | 2.117e-06% | 2.223e-06% | 2.355e-06% | 2.426e-06%
TAS1 | Gas - Steam | bar: 2021-22 to 2049-50
TAS1 | OCGT / Diesel | 9.075e-07% | 8.791e-07% | 9.207e-07% | 9.382e-07% | 9.138e-07% | 9.608e-07% | 1.001e-06% | 1.041e-06% | 1.087e-06% | 1.117e-06% | 1.103e-06% | 0.008098% | 1.191e-06% | 1.229e-06% | 1.276e-06% | 1.318e-06% | 1.391e-06% | 1.429e-06% | 1.517e-06% | 3.899e-06% | 0.01129% | 4.276e-06% | 4.482e-06% | 4.688e-06% | 4.825e-06% | 5.12e-06% | 5.356e-06% | 0.04638% | 5.823e-06%
TAS1 | Hydro | 36.54% | 37.85% | 39.6% | 45.31% | 48.42% | 43.42% | 44.82% | 45.27% | 40.74% | 38.74% | 35.87% | 36.21% | 34.48% | 31.36% | 29% | 26.23% | 27.87% | 27.02% | 27.21% | 23.75% | 26.13% | 25.25% | 23.34% | 23.43% | 21.67% | 23.8% | 22.91% | 23.85% | 20.95%
TAS1 | Wind | 26.66% | 32.22% | 32.49% | 34.77% | 37.95% | 39.43% | 41.1% | 39.19% | 39.34% | 38.2% | 42.25% | 39.16% | 38.54% | 40.19% | 39.63% | 39.97% | 37.01% | 35.82% | 33.72% | 34.8% | 33.4% | 32.82% | 34.01% | 35.32% | 35.91% | 33.79% | 33.7% | 32.01% | 33.27%
TAS1 | Solar PV | bar: 2021-22 to 2049-50
TAS1 | Grid Battery | bar: 2021-22 to 2049-50
TAS1 | Pumped Hydro | bar: 2021-22 to 2049-50
TAS1 | VPP | - | 3.454% | 1.561% | 2.062% | 2.396% | 2.813% | 2.447% | 2.572% | 3.078% | 3.352% | 4.46% | 4.811% | 4.858% | 5.31% | 5.731% | 6.28% | 5.893% | 5.746% | 5.578% | 5.819% | 5.807% | 5.762% | 5.549% | 5.399% | 5.776% | 5.533% | 5.223% | 5.053% | 5.085%
Explicitly modelled pumping
Region | Technology | 2021-22 | 2022-23 | 2023-24 | 2024-25 | 2025-26 | 2026-27 | 2027-28 | 2028-29 | 2029-30 | 2030-31 | 2031-32 | 2032-33 | 2033-34 | 2034-35 | 2035-36 | 2036-37 | 2037-38 | 2038-39 | 2039-40 | 2040-41 | 2041-42 | 2042-43 | 2043-44 | 2044-45 | 2045-46 | 2046-47 | 2047-48 | 2048-49 | 2049-50
NEM | Grid Battery pump | 11.68% | 7.206% | 7.361% | 8.483% | 8.432% | 8.581% | 8.071% | 7.674% | 6.922% | 7.336% | 7.112% | 7.362% | 7.25% | 6.639% | 7.053% | 7.203% | 12.43% | 12.45% | 13.63% | 13.26% | 15.05% | 16.17% | 16.13% | 16.75% | 16.61% | 15.84% | 15.99% | 15.92% | 15.86%
NEM | Pumped Hydro Pump | 1.152% | 3.703% | 5.068% | 30.36% | 23.28% | 26.48% | 27.44% | 30.6% | 28.96% | 30.78% | 30.82% | 33.74% | 31.94% | 31.24% | 34.29% | 33.84% | 31.96% | 30.71% | 32.17% | 30.79% | 31.32% | 32.38% | 30.29% | 33.6% | 33.15% | 31.46% | 30.4% | 31.67% | 31.28%
NEM | VPP pump | 9.251% | 10.78% | 9.894% | 11.65% | 12% | 11.78% | 11.12% | 10.65% | 9.635% | 9.678% | 9.515% | 9.733% | 9.567% | 9.052% | 9.216% | 9.062% | 8.046% | 7.762% | 7.441% | 7.208% | 6.813% | 6.824% | 6.557% | 6.829% | 6.491% | 6.104% | 6.086% | 5.96% | 5.433%
Region | Technology | 2021-22 | 2022-23 | 2023-24 | 2024-25 | 2025-26 | 2026-27 | 2027-28 | 2028-29 | 2029-30 | 2030-31 | 2031-32 | 2032-33 | 2033-34 | 2034-35 | 2035-36 | 2036-37 | 2037-38 | 2038-39 | 2039-40 | 2040-41 | 2041-42 | 2042-43 | 2043-44 | 2044-45 | 2045-46 | 2046-47 | 2047-48 | 2048-49 | 2049-50
NSW1 | Grid Battery pump | - | - | - | - | - | - | - | - | - | - | - | - | - | - | - | - | - | - | 17.54% | 16.97% | 16.4% | 16.3% | 16.45% | 17.26% | 17.14% | 16.88% | 16.35% | 17.03% | 16.96%
NSW1 | Pumped Hydro Pump | 1.302% | 4.612% | 5.984% | 38.04% | 24.26% | 28.51% | 29.95% | 32.71% | 30.35% | 32.15% | 32.28% | 34.76% | 32.86% | 32.13% | 35.31% | 34.89% | 33.31% | 31.62% | 33.13% | 31.89% | 32.12% | 33.45% | 30.97% | 36.04% | 35.42% | 35.41% | 33.3% | 35.33% | 34.53%
NSW1 | VPP pump | 8.569% | 10.7% | 8.856% | 11.24% | 11.49% | 11.39% | 11.01% | 10.63% | 9.349% | 9.464% | 8.979% | 9.335% | 9.122% | 8.416% | 8.566% | 8.445% | 7.866% | 7.393% | 7.288% | 7.074% | 6.64% | 6.691% | 6.518% | 6.864% | 6.524% | 6.422% | 6.19% | 6.363% | 6.1%
Region | Technology | 2021-22 | 2022-23 | 2023-24 | 2024-25 | 2025-26 | 2026-27 | 2027-28 | 2028-29 | 2029-30 | 2030-31 | 2031-32 | 2032-33 | 2033-34 | 2034-35 | 2035-36 | 2036-37 | 2037-38 | 2038-39 | 2039-40 | 2040-41 | 2041-42 | 2042-43 | 2043-44 | 2044-45 | 2045-46 | 2046-47 | 2047-48 | 2048-49 | 2049-50
QLD1 | Grid Battery pump | - | 18.19% | 18.36% | 23.1% | 24.47% | 24.02% | 23.45% | 23.19% | 22.24% | 22.33% | 22.07% | 22.54% | 22.33% | 22.81% | 22.59% | 22.71% | 17.95% | 18.1% | 18.04% | 17.96% | 17.56% | 17.43% | 17.57% | 17.45% | 17.11% | 15.76% | 16.26% | 16.15% | 16.56%
QLD1 | Pumped Hydro Pump | 0.8954% | 2.144% | 3.497% | 17.18% | 17.46% | 14.59% | 12.69% | 18.24% | 15.19% | 17.13% | 16.26% | 23.58% | 22.76% | 22.33% | 24.14% | 23.39% | 26.39% | 26.4% | 27.71% | 25.87% | 27.58% | 29.68% | 28.6% | 28.66% | 27.94% | 23.87% | 23.93% | 25.39% | 26.1%
QLD1 | VPP pump | 8.039% | 9.139% | 8.833% | 11.39% | 12.25% | 12.01% | 11.64% | 11.34% | 10.68% | 10.53% | 10.6% | 10.63% | 10.36% | 10.5% | 10.1% | 9.945% | 7.62% | 7.512% | 7.404% | 7.273% | 7.192% | 7.262% | 7.123% | 6.879% | 6.348% | 5.309% | 5.614% | 5.654% | 5.04%
Region | Technology | 2021-22 | 2022-23 | 2023-24 | 2024-25 | 2025-26 | 2026-27 | 2027-28 | 2028-29 | 2029-30 | 2030-31 | 2031-32 | 2032-33 | 2033-34 | 2034-35 | 2035-36 | 2036-37 | 2037-38 | 2038-39 | 2039-40 | 2040-41 | 2041-42 | 2042-43 | 2043-44 | 2044-45 | 2045-46 | 2046-47 | 2047-48 | 2048-49 | 2049-50
VIC1 | Grid Battery pump | 28.67% | 6.556% | 6.584% | 7.825% | 7.736% | 7.923% | 7.481% | 7.013% | 6.345% | 6.455% | 6.2% | 6.516% | 6.15% | 5.737% | 6.178% | 6.319% | 5.781% | 5.586% | 5.378% | 5.178% | 10.09% | 16.39% | 16.06% | 17.43% | 17.19% | 16.84% | 16.97% | 15.89% | 15.28%
VIC1 | Pumped Hydro Pump | - | - | - | - | - | - | - | - | - | - | - | - | - | - | - | - | 34.54% | 35.07% | 36.01% | 34.26% | 34.7% | 33.97% | 31.24% | 32.35% | 33.53% | 32.78% | 33.99% | 31.08% | 30.08%
VIC1 | VPP pump | 10.22% | 11.28% | 10.77% | 12.72% | 13.16% | 12.84% | 11.68% | 10.88% | 9.938% | 9.914% | 9.755% | 9.992% | 9.927% | 9.162% | 9.543% | 9.341% | 8.503% | 8.315% | 7.798% | 7.516% | 6.995% | 6.891% | 6.423% | 6.983% | 6.675% | 6.425% | 6.452% | 5.883% | 5.175%
Region | Technology | 2021-22 | 2022-23 | 2023-24 | 2024-25 | 2025-26 | 2026-27 | 2027-28 | 2028-29 | 2029-30 | 2030-31 | 2031-32 | 2032-33 | 2033-34 | 2034-35 | 2035-36 | 2036-37 | 2037-38 | 2038-39 | 2039-40 | 2040-41 | 2041-42 | 2042-43 | 2043-44 | 2044-45 | 2045-46 | 2046-47 | 2047-48 | 2048-49 | 2049-50
SA1 | Grid Battery pump | 7.093% | 7.324% | 7.71% | 8.261% | 8.141% | 8.28% | 7.651% | 7.371% | 6.485% | 7.512% | 7.357% | 7.441% | 7.538% | 6.406% | 6.851% | 7.02% | 6.653% | 6.62% | 13.94% | 13.33% | 14.5% | 14.48% | 14.15% | 14.76% | 15.01% | 14.55% | 14.48% | 14.11% | 13.43%
SA1 | Pumped Hydro Pump | bar: 2021-22 to 2049-50
SA1 | VPP pump | 11.5% | 12.34% | 12.66% | 12.67% | 12.72% | 12.26% | 11.28% | 10.86% | 9.515% | 9.622% | 9.614% | 9.574% | 9.36% | 8.589% | 9.198% | 8.831% | 8.463% | 8.122% | 7.147% | 6.632% | 5.934% | 6.032% | 5.752% | 6.182% | 6.024% | 5.764% | 5.639% | 5.521% | 4.736%
Region | Technology | 2021-22 | 2022-23 | 2023-24 | 2024-25 | 2025-26 | 2026-27 | 2027-28 | 2028-29 | 2029-30 | 2030-31 | 2031-32 | 2032-33 | 2033-34 | 2034-35 | 2035-36 | 2036-37 | 2037-38 | 2038-39 | 2039-40 | 2040-41 | 2041-42 | 2042-43 | 2043-44 | 2044-45 | 2045-46 | 2046-47 | 2047-48 | 2048-49 | 2049-50
TAS1 | Grid Battery pump | bar: 2021-22 to 2049-50
TAS1 | Pumped Hydro Pump | bar: 2021-22 to 2049-50
TAS1 | VPP pump | - | 4.168% | 1.861% | 2.495% | 2.863% | 3.374% | 2.961% | 3.068% | 3.694% | 4.023% | 5.353% | 5.797% | 5.833% | 6.376% | 6.859% | 7.559% | 7.054% | 6.896% | 6.694% | 6.984% | 6.97% | 6.93% | 6.652% | 6.476% | 6.95% | 6.623% | 6.287% | 6.047% | 6.104%
Non-controllable capacity
Region | Technology | 2021-22 | 2022-23 | 2023-24 | 2024-25 | 2025-26 | 2026-27 | 2027-28 | 2028-29 | 2029-30 | 2030-31 | 2031-32 | 2032-33 | 2033-34 | 2034-35 | 2035-36 | 2036-37 | 2037-38 | 2038-39 | 2039-40 | 2040-41 | 2041-42 | 2042-43 | 2043-44 | 2044-45 | 2045-46 | 2046-47 | 2047-48 | 2048-49 | 2049-50
NEM | Distributed PV | 15.77% | 16.13% | 16.31% | 15.86% | 15.31% | 16.39% | 16.4% | 14.89% | 15.69% | 16.31% | 16.53% | 16.71% | 16.17% | 15.67% | 16.78% | 16.8% | 15.17% | 15.97% | 16.63% | 16.87% | 16.95% | 16.51% | 15.94% | 17.04% | 17% | 15.32% | 16.09% | 16.78% | 17.01%
NEM | Behind the meter battery | 5.748% | 5.692% | 5.637% | 5.571% | 5.54% | 5.531% | 5.51% | 5.445% | 5.434% | 5.4% | 5.428% | 5.333% | 5.256% | 5.16% | 5.074% | 4.963% | 4.868% | 4.799% | 4.763% | 4.713% | 4.686% | 4.66% | 4.646% | 4.581% | 4.527% | 4.461% | 4.415% | 4.344% | 4.278%
NEM | Behind the meter battery pump | 4.884% | 4.836% | 4.789% | 4.733% | 4.706% | 4.698% | 4.681% | 4.626% | 4.616% | 4.587% | 4.612% | 4.531% | 4.464% | 4.383% | 4.31% | 4.216% | 4.136% | 4.077% | 4.045% | 4.004% | 3.981% | 3.957% | 3.948% | 3.891% | 3.845% | 3.789% | 3.751% | 3.691% | 3.634%
Region | Technology | 2021-22 | 2022-23 | 2023-24 | 2024-25 | 2025-26 | 2026-27 | 2027-28 | 2028-29 | 2029-30 | 2030-31 | 2031-32 | 2032-33 | 2033-34 | 2034-35 | 2035-36 | 2036-37 | 2037-38 | 2038-39 | 2039-40 | 2040-41 | 2041-42 | 2042-43 | 2043-44 | 2044-45 | 2045-46 | 2046-47 | 2047-48 | 2048-49 | 2049-50
NSW1 | Distributed PV | 15.89% | 16.59% | 16.28% | 16.1% | 15.42% | 17.11% | 16.87% | 15.03% | 15.45% | 16.39% | 17.13% | 16.7% | 16.38% | 15.81% | 17.37% | 17.11% | 15.24% | 15.71% | 16.66% | 17.39% | 16.89% | 16.65% | 16% | 17.57% | 17.26% | 15.35% | 15.79% | 16.75% | 17.46%
NSW1 | Behind the meter battery | 5.743% | 5.655% | 5.625% | 5.578% | 5.567% | 5.568% | 5.534% | 5.457% | 5.423% | 5.371% | 5.388% | 5.278% | 5.194% | 5.093% | 5.007% | 4.898% | 4.816% | 4.746% | 4.723% | 4.676% | 4.646% | 4.616% | 4.599% | 4.534% | 4.479% | 4.414% | 4.361% | 4.297% | 4.233%
NSW1 | Behind the meter battery pump | 4.879% | 4.803% | 4.778% | 4.739% | 4.729% | 4.729% | 4.701% | 4.635% | 4.607% | 4.563% | 4.579% | 4.484% | 4.41% | 4.328% | 4.251% | 4.161% | 4.092% | 4.033% | 4.011% | 3.973% | 3.947% | 3.919% | 3.909% | 3.854% | 3.802% | 3.751% | 3.706% | 3.65% | 3.594%
Region | Technology | 2021-22 | 2022-23 | 2023-24 | 2024-25 | 2025-26 | 2026-27 | 2027-28 | 2028-29 | 2029-30 | 2030-31 | 2031-32 | 2032-33 | 2033-34 | 2034-35 | 2035-36 | 2036-37 | 2037-38 | 2038-39 | 2039-40 | 2040-41 | 2041-42 | 2042-43 | 2043-44 | 2044-45 | 2045-46 | 2046-47 | 2047-48 | 2048-49 | 2049-50
QLD1 | Distributed PV | 16.23% | 17.23% | 17.2% | 16.55% | 16.67% | 17.73% | 17.8% | 14.99% | 16.26% | 16.82% | 17.72% | 17.58% | 16.78% | 16.96% | 18.05% | 18.11% | 15.29% | 16.67% | 17.29% | 18.16% | 17.93% | 17.24% | 17.36% | 18.37% | 18.37% | 15.48% | 16.85% | 17.47% | 18.34%
QLD1 | Behind the meter battery | 5.678% | 5.582% | 5.557% | 5.521% | 5.512% | 5.514% | 5.493% | 5.432% | 5.405% | 5.391% | 5.428% | 5.338% | 5.269% | 5.176% | 5.092% | 4.973% | 4.875% | 4.794% | 4.746% | 4.725% | 4.712% | 4.699% | 4.696% | 4.635% | 4.584% | 4.527% | 4.479% | 4.407% | 4.348%
QLD1 | Behind the meter battery pump | 4.822% | 4.742% | 4.72% | 4.691% | 4.681% | 4.683% | 4.665% | 4.616% | 4.593% | 4.577% | 4.611% | 4.536% | 4.474% | 4.395% | 4.325% | 4.224% | 4.141% | 4.073% | 4.032% | 4.015% | 4.005% | 3.989% | 3.99% | 3.937% | 3.896% | 3.844% | 3.807% | 3.745% | 3.692%
Region | Technology | 2021-22 | 2022-23 | 2023-24 | 2024-25 | 2025-26 | 2026-27 | 2027-28 | 2028-29 | 2029-30 | 2030-31 | 2031-32 | 2032-33 | 2033-34 | 2034-35 | 2035-36 | 2036-37 | 2037-38 | 2038-39 | 2039-40 | 2040-41 | 2041-42 | 2042-43 | 2043-44 | 2044-45 | 2045-46 | 2046-47 | 2047-48 | 2048-49 | 2049-50
VIC1 | Distributed PV | 14.6% | 14.16% | 14.99% | 14.63% | 13.83% | 14.71% | 14.77% | 14.23% | 15.01% | 15.58% | 14.94% | 15.73% | 15.23% | 14.39% | 15.27% | 15.35% | 14.57% | 15.22% | 15.82% | 15.22% | 15.93% | 15.53% | 14.6% | 15.51% | 15.5% | 14.74% | 15.37% | 16% | 15.33%
VIC1 | Behind the meter battery | 5.776% | 5.713% | 5.667% | 5.611% | 5.588% | 5.591% | 5.599% | 5.543% | 5.541% | 5.5% | 5.521% | 5.438% | 5.364% | 5.266% | 5.181% | 5.068% | 4.961% | 4.893% | 4.856% | 4.792% | 4.76% | 4.735% | 4.72% | 4.654% | 4.604% | 4.535% | 4.493% | 4.42% | 4.35%
VIC1 | Behind the meter battery pump | 4.909% | 4.855% | 4.816% | 4.768% | 4.748% | 4.751% | 4.757% | 4.709% | 4.705% | 4.672% | 4.689% | 4.621% | 4.559% | 4.472% | 4.403% | 4.307% | 4.217% | 4.154% | 4.124% | 4.068% | 4.044% | 4.021% | 4.01% | 3.953% | 3.91% | 3.851% | 3.816% | 3.755% | 3.695%
Region | Technology | 2021-22 | 2022-23 | 2023-24 | 2024-25 | 2025-26 | 2026-27 | 2027-28 | 2028-29 | 2029-30 | 2030-31 | 2031-32 | 2032-33 | 2033-34 | 2034-35 | 2035-36 | 2036-37 | 2037-38 | 2038-39 | 2039-40 | 2040-41 | 2041-42 | 2042-43 | 2043-44 | 2044-45 | 2045-46 | 2046-47 | 2047-48 | 2048-49 | 2049-50
SA1 | Distributed PV | 16.93% | 17.17% | 17.71% | 17.12% | 16.19% | 16.82% | 17.34% | 16.48% | 17.3% | 17.53% | 17.53% | 17.98% | 17.32% | 16.39% | 17.08% | 17.64% | 16.81% | 17.61% | 17.85% | 17.82% | 18.27% | 17.65% | 16.69% | 17.32% | 17.86% | 16.97% | 17.75% | 18% | 17.98%
SA1 | Behind the meter battery | 5.793% | 5.815% | 5.7% | 5.557% | 5.445% | 5.366% | 5.32% | 5.251% | 5.291% | 5.29% | 5.345% | 5.244% | 5.158% | 5.071% | 4.977% | 4.871% | 4.765% | 4.72% | 4.664% | 4.587% | 4.547% | 4.499% | 4.482% | 4.4% | 4.344% | 4.253% | 4.22% | 4.138% | 4.064%
SA1 | Behind the meter battery pump | 4.922% | 4.94% | 4.844% | 4.721% | 4.624% | 4.557% | 4.521% | 4.461% | 4.495% | 4.496% | 4.538% | 4.454% | 4.381% | 4.307% | 4.225% | 4.136% | 4.047% | 4.009% | 3.963% | 3.898% | 3.86% | 3.823% | 3.807% | 3.738% | 3.687% | 3.615% | 3.587% | 3.516% | 3.452%
Region | Technology | 2021-22 | 2022-23 | 2023-24 | 2024-25 | 2025-26 | 2026-27 | 2027-28 | 2028-29 | 2029-30 | 2030-31 | 2031-32 | 2032-33 | 2033-34 | 2034-35 | 2035-36 | 2036-37 | 2037-38 | 2038-39 | 2039-40 | 2040-41 | 2041-42 | 2042-43 | 2043-44 | 2044-45 | 2045-46 | 2046-47 | 2047-48 | 2048-49 | 2049-50
TAS1 | Distributed PV | 13.91% | 13.69% | 14.24% | 14.25% | 13.43% | 14.24% | 14.41% | 13.95% | 13.99% | 14.25% | 14.08% | 14.44% | 14.34% | 13.61% | 14.44% | 14.48% | 14% | 14.1% | 14.4% | 14.2% | 14.6% | 14.54% | 13.75% | 14.59% | 14.57% | 14.08% | 14.15% | 14.48% | 14.3%
TAS1 | Behind the meter battery | 5.704% | 5.607% | 5.547% | 5.538% | 5.501% | 5.496% | 5.475% | 5.417% | 5.367% | 5.318% | 5.332% | 5.23% | 5.159% | 5.071% | 4.992% | 4.89% | 4.814% | 4.766% | 4.719% | 4.656% | 4.613% | 4.574% | 4.546% | 4.462% | 4.404% | 4.339% | 4.284% | 4.205% | 4.139%
TAS1 | Behind the meter battery pump | 4.846% | 4.765% | 4.713% | 4.703% | 4.675% | 4.669% | 4.651% | 4.604% | 4.558% | 4.518% | 4.532% | 4.443% | 4.383% | 4.307% | 4.241% | 4.155% | 4.092% | 4.048% | 4.011% | 3.958% | 3.916% | 3.885% | 3.863% | 3.789% | 3.743% | 3.686% | 3.64% | 3.572% | 3.515%

## BaseCase_Generation
Annual sent-out generation by technology (GWh) - BaseCase, Central Scenario
Explicitly modelled generation
Region | Technology | 2021-22 | 2022-23 | 2023-24 | 2024-25 | 2025-26 | 2026-27 | 2027-28 | 2028-29 | 2029-30 | 2030-31 | 2031-32 | 2032-33 | 2033-34 | 2034-35 | 2035-36 | 2036-37 | 2037-38 | 2038-39 | 2039-40 | 2040-41 | 2041-42 | 2042-43 | 2043-44 | 2044-45 | 2045-46 | 2046-47 | 2047-48 | 2048-49 | 2049-50
NEM | Black Coal | 90455.2938 | 79261.4694 | 79032.247 | 79629.6411 | 72261.5514 | 66262.5432 | 59179.4895 | 61761.8195 | 47797.1466 | 45114.6143 | 42839.7103 | 43048.0659 | 46355.7423 | 43980.8972 | 38985.0081 | 37572.9138 | 32421.8248 | 32545.3725 | 30823.1902 | 29751.0005 | 28448.4813 | 18930.8658 | 15839.8128 | 13426.8409 | 11112.235 | 9145.0999 | 8778.3897 | 8615.4231 | 8078.4278
NEM | Brown Coal | 29938.3147 | 28342.0482 | 28678.4516 | 22666.3444 | 23608.1187 | 22803.3194 | 22250.7775 | 21936.9891 | 21485.8203 | 21592.1336 | 21116.458 | 20796.2103 | 21309.5171 | 21146.2653 | 21739.545 | 20519.5113 | 19031.7522 | 19660.6035 | 17286.7221 | 18391.1482 | 20341.7629 | 19930.7727 | 19009.4916 | 19099.4365 | 18031.2736 | 18669.5209 | 12552.785 | 0 | 0
NEM | CCGT | 2252.5066 | 2252.5066 | 1906.8808 | 1976.0377 | 1760.142 | 1793.7201 | 1743.6345 | 2021.1352 | 1755.6872 | 1795.6752 | 1882.7462 | 4887.811 | 4984.5358 | 5413.9713 | 4387.9312 | 4529.7971 | 5451.4219 | 5487.4294 | 4344.7777 | 4527.9248 | 4893.9993 | 5309.7333 | 3504.6725 | 3182.0913 | 1521.4659 | 960.5245 | 963.1562 | 960.525 | 960.525
NEM | Gas - Steam | 701.2469 | 715.3088 | 731.6174 | 173.3193 | 159.8176 | 170.0514 | 162.8568 | 173.3962 | 154.7098 | 159.6832 | 156.5951 | 272.387 | 203.6699 | 344.6882 | 128.5142 | 133.6611 | 297.478 | 307.3223 | 172.7792 | 191.679 | 209.6042 | 246.9181 | 243.8993 | 195.6201 | 268.7559 | 0 | 0 | 0 | 0
NEM | OCGT / Diesel | 54.4534 | 24.6985 | 122.436 | 99.4734 | 35.8011 | 66.1252 | 28.3448 | 84.9153 | 8.9117 | 25.6588 | 24.8226 | 449.3239 | 278.9249 | 430.7272 | 411.7998 | 521.3445 | 1781.247 | 2134.8548 | 4347.2964 | 4790.2724 | 3773.3485 | 5799.2461 | 7912.423 | 4405.5627 | 5625.2323 | 8334.4168 | 10539.625 | 15077.9105 | 14648.9988
NEM | Hydro | 13127.2059 | 13510.8947 | 13443.2458 | 16128.3948 | 16843.8597 | 15412.9123 | 15707.268 | 17605.3624 | 15228.6645 | 14097.5466 | 13429.7528 | 13604.591 | 14115.8203 | 13645.8471 | 13106.4073 | 12262.9524 | 13759.6902 | 12215.927 | 11560.1847 | 10599.4902 | 10779.6526 | 11504.0428 | 11256.1798 | 11278.3678 | 10795.3874 | 12646.3527 | 11131.0624 | 10746.4709 | 9963.6896
NEM | Wind | 26800.9324 | 35728.7269 | 35378.6068 | 39923.2913 | 46747.6223 | 51949.6496 | 59007.4928 | 59165.5974 | 66382.966 | 68442.0537 | 72184.1101 | 69980.0899 | 69492.9298 | 74741.1605 | 80249.3341 | 86020.4556 | 94759.0708 | 94843.9203 | 97921.7651 | 98309.691 | 98425.9585 | 99195.2792 | 106938.1607 | 111807.3462 | 114913.7059 | 115775.6727 | 117788.9402 | 121012.0848 | 120549.4128
NEM | Solar PV | 14501.0477 | 17776.7644 | 18079.939 | 17335.5479 | 16977.4582 | 17976.588 | 18196.2271 | 16538.3136 | 26644.4374 | 27871.454 | 28323.4952 | 28429.1675 | 27387.0412 | 26679.4189 | 28465.1482 | 28237.4045 | 28760.7933 | 29770.0992 | 31183.1692 | 32493.0555 | 34729.9817 | 44905.9222 | 43404.9267 | 44932.7429 | 47325.0079 | 50762.1193 | 53392.1326 | 58601.1036 | 61056.4108
NEM | Grid Battery | 216.3475 | 306.2316 | 314.3554 | 360.9953 | 359.4389 | 365.6081 | 343.0691 | 327.6193 | 294.8545 | 296.8922 | 287.0252 | 298.7144 | 264.5398 | 231.2157 | 245.2394 | 250.4288 | 924.0429 | 928.7147 | 1356.1681 | 1298.7102 | 3829.3439 | 3752.2185 | 3748.6499 | 4672.9657 | 4628.7879 | 5681.0876 | 5733.5765 | 6642.5121 | 6621.6264
NEM | Pumped Hydro | 48.6287 | 128.7143 | 199.3972 | 1660.58 | 4989.6996 | 5450.3415 | 5355.6159 | 6257.5182 | 9756.6062 | 10526.325 | 10183.2027 | 11201.2563 | 10107.4016 | 10414.7043 | 10975.4374 | 10682.6306 | 13016.8581 | 12474.7551 | 13047.1919 | 12350.3919 | 13253.7444 | 14934.5502 | 14532.4573 | 16635.3751 | 16344.1179 | 16810.4001 | 16339.2761 | 18281.6272 | 18315.2055
NEM | VPP | 24.6756 | 43.0981 | 57.3036 | 94.8794 | 136.2184 | 183.0948 | 222.0543 | 271.2938 | 322.2031 | 393.7041 | 490.8696 | 586.0919 | 665.1016 | 714.3159 | 817.0796 | 890.448 | 867.7264 | 913.8018 | 950.7582 | 987.8935 | 1006.3589 | 1079.0705 | 1110.7952 | 1212.8815 | 1206.6018 | 1192.9142 | 1240.2032 | 1274.1234 | 1210.3393
Total excluding storage |  | 177831.0015 | 177612.4175 | 177373.4244 | 177932.0499 | 178394.3711 | 176434.9092 | 176276.091 | 179287.5288 | 179458.3435 | 179098.8194 | 179957.6903 | 181467.6465 | 184128.1814 | 186382.9756 | 187473.6879 | 189798.0403 | 196263.2782 | 196965.529 | 197639.8846 | 199054.2616 | 201602.789 | 205822.7802 | 208109.5666 | 208328.0083 | 209593.0638 | 216293.7068 | 215146.0911 | 215013.518 | 215257.4647
Region | Technology | 2021-22 | 2022-23 | 2023-24 | 2024-25 | 2025-26 | 2026-27 | 2027-28 | 2028-29 | 2029-30 | 2030-31 | 2031-32 | 2032-33 | 2033-34 | 2034-35 | 2035-36 | 2036-37 | 2037-38 | 2038-39 | 2039-40 | 2040-41 | 2041-42 | 2042-43 | 2043-44 | 2044-45 | 2045-46 | 2046-47 | 2047-48 | 2048-49 | 2049-50
NSW1 | Black Coal | 46079.8209 | 38717.0189 | 35717.1828 | 39453.6324 | 32049.0461 | 27560.2131 | 23672.8718 | 26929.927 | 15417.6782 | 13993.2656 | 12591.145 | 10386.1079 | 12413.2208 | 11254.6297 | 6240.9417 | 7598.6963 | 8302.6895 | 7999.8325 | 7572.2075 | 6535.1039 | 5843.137 | 0 | 0 | 0 | 0 | 0 | 0 | 0 | 0
NSW1 | Brown Coal | 0 | 0 | 0 | 0 | 0 | 0 | 0 | 0 | 0 | 0 | 0 | 0 | 0 | 0 | 0 | 0 | 0 | 0 | 0 | 0 | 0 | 0 | 0 | 0 | 0 | 0 | 0 | 0 | 0
NSW1 | CCGT | 33.6489 | 33.6489 | 101.2649 | 64.3621 | 63.5591 | 63.5591 | 63.7332 | 63.6103 | 63.5591 | 63.5591 | 63.7332 | 968.3699 | 799.6468 | 1076.5167 | 668.1165 | 1051.8987 | 1594.9534 | 1728.9301 | 1446.3851 | 1465.6338 | 1533.0597 | 1750.43 | 19.3316 | 0.00028353 | 0.00029749 | 0.00041769 | 0.00041823 | 0.00047475 | 0.00045768
NSW1 | Gas - Steam | 0 | 0 | 0 | 0 | 0 | 0 | 0 | 0 | 0 | 0 | 0 | 0 | 0 | 0 | 0 | 0 | 0 | 0 | 0 | 0 | 0 | 0 | 0 | 0 | 0 | 0 | 0 | 0 | 0
NSW1 | OCGT / Diesel | 0.18041 | 2.1886e-05 | 14.9955 | 50.6125 | 11.1254 | 18.6424 | 6.9163 | 13.7511 | 3.0649e-05 | 0.98261 | 3.3354e-05 | 35.017 | 17.9657 | 25.0762 | 85.9565 | 61.8927 | 271.2611 | 534.082 | 2055.5044 | 2708.7636 | 1491.1028 | 2789.8817 | 4362.5642 | 2129.8283 | 2163.3214 | 2888.7111 | 5107.3814 | 7757.9806 | 7622.145
NSW1 | Hydro | 1999.2933 | 2103.0892 | 1927.3034 | 2832.0833 | 2832.8269 | 2629.3559 | 2592.8134 | 3626.7506 | 2854.274 | 2612.8215 | 2524.1374 | 2892.7667 | 3228.3716 | 3327.1766 | 3454.0906 | 3192.5056 | 4002.3017 | 3257.5273 | 2990.9125 | 2771.133 | 2687.4107 | 3308.6691 | 3366.3483 | 3539.59 | 3413.7598 | 4103.8668 | 3369.4764 | 3204.5119 | 3034.2198
NSW1 | Wind | 6252.6978 | 9583.5911 | 11541.8218 | 13663.9743 | 17418.788 | 20680.2646 | 23236.6753 | 22487.5129 | 27329.4351 | 29295.104 | 30545.7422 | 30299.1309 | 29388.6382 | 31367.3788 | 32822.425 | 32696.7674 | 28975.1235 | 26867.4796 | 31473.258 | 32263.6124 | 35603.0537 | 35034.5344 | 36378.805 | 38228.139 | 39546.1137 | 34823.9417 | 33238.5751 | 36041.1052 | 36004.1331
NSW1 | Solar PV | 5342.8113 | 6499.59 | 6543.0269 | 6299.1536 | 5994.6271 | 6487.115 | 6521.684 | 6388.1613 | 15809.2607 | 16689.2428 | 17033.0873 | 16906.1314 | 16368.8935 | 15702.5339 | 16948.8906 | 16930.8087 | 16917.7432 | 17143.5 | 18114.4712 | 18405.7751 | 18339.3585 | 23731.4713 | 22711.9149 | 24313.96 | 24268.4743 | 26739.0312 | 27260.9557 | 31909.8642 | 32150.3429
NSW1 | Grid Battery | 7.6105e-05 | 7.9295e-05 | 7.9253e-05 | 7.8604e-05 | 7.7335e-05 | 7.8859e-05 | 9.5757e-05 | 0.00010361 | 0.00031707 | 0.00032733 | 0.0003304 | 0.00037596 | 0.00037572 | 0.0003781 | 0.00044145 | 0.00043915 | 0.0066806 | 0.0066244 | 35.8227 | 34.5464 | 916.9706 | 914.9452 | 922.3275 | 1241.2058 | 1229.8542 | 1216.8395 | 1172.562 | 1228.3983 | 1219.6228
NSW1 | Pumped Hydro | 20.9156 | 66.8436 | 93.3584 | 1146.8542 | 4468.9491 | 5013.7906 | 4977.4786 | 5711.7069 | 9302.9262 | 10014.5898 | 9698.7402 | 10495.6986 | 9427.5677 | 9747.8743 | 10254.4735 | 9984.1482 | 9970.9853 | 9399.3659 | 9761.1931 | 9275.3501 | 9554.1779 | 9478.001 | 9288.1223 | 10216.1377 | 9980.2166 | 10227.8528 | 9664.7554 | 10136.0117 | 10115.7115
NSW1 | VPP | 8.6917 | 15.3462 | 18.8838 | 34.4491 | 49.8492 | 67.8717 | 82.6402 | 100.6916 | 115.2025 | 140.3363 | 166.8315 | 199.9367 | 224.462 | 233.5548 | 266.7465 | 289.6743 | 293.8693 | 300.3476 | 319.617 | 330.573 | 332.8726 | 359.1557 | 372.9018 | 411.3451 | 408.7559 | 423.1156 | 424.2808 | 458.1229 | 456.6783
Total excluding storage |  | 59708.4526 | 56936.9381 | 55845.5953 | 62363.8181 | 58369.9726 | 57439.15 | 56094.694 | 59509.7132 | 61474.2071 | 62654.9755 | 62757.8452 | 61487.5238 | 62216.7365 | 62753.3118 | 60220.4209 | 61532.5694 | 60064.0724 | 57531.3514 | 63652.7386 | 64150.0217 | 65497.1224 | 66614.9866 | 66838.9638 | 68211.5176 | 69391.6696 | 68555.5514 | 68976.389 | 78913.4623 | 78810.8412
Region | Technology | 2021-22 | 2022-23 | 2023-24 | 2024-25 | 2025-26 | 2026-27 | 2027-28 | 2028-29 | 2029-30 | 2030-31 | 2031-32 | 2032-33 | 2033-34 | 2034-35 | 2035-36 | 2036-37 | 2037-38 | 2038-39 | 2039-40 | 2040-41 | 2041-42 | 2042-43 | 2043-44 | 2044-45 | 2045-46 | 2046-47 | 2047-48 | 2048-49 | 2049-50
QLD1 | Black Coal | 44375.4729 | 40544.4505 | 43315.0642 | 40176.0087 | 40212.5053 | 38702.3301 | 35506.6176 | 34831.8925 | 32379.4684 | 31121.3487 | 30248.5653 | 32661.958 | 33942.5215 | 32726.2675 | 32744.0664 | 29974.2175 | 24119.1353 | 24545.54 | 23250.9827 | 23215.8966 | 22605.3443 | 18930.8658 | 15839.8128 | 13426.8409 | 11112.235 | 9145.0999 | 8778.3897 | 8615.4231 | 8078.4278
QLD1 | Brown Coal | 0 | 0 | 0 | 0 | 0 | 0 | 0 | 0 | 0 | 0 | 0 | 0 | 0 | 0 | 0 | 0 | 0 | 0 | 0 | 0 | 0 | 0 | 0 | 0 | 0 | 0 | 0 | 0 | 0
QLD1 | CCGT | 1104.025 | 1104.025 | 1232.2762 | 1462.1737 | 1247.081 | 1280.6591 | 1229.1678 | 1508.0229 | 1242.6261 | 1282.6142 | 1368.2795 | 3004.531 | 3316.1359 | 3196.8861 | 2983.5353 | 2619.8526 | 3856.4683 | 3758.4991 | 2898.3924 | 3062.2907 | 3360.9393 | 3559.3029 | 3485.3406 | 3182.0907 | 1521.4652 | 960.5237 | 963.1554 | 960.5237 | 960.5237
QLD1 | Gas - Steam | 37.1158 | 37.1158 | 73.7192 | 72.804 | 72.804 | 72.804 | 73.0035 | 72.804 | 72.804 | 72.804 | 73.0035 | 72.804 | 72.804 | 72.804 | 73.0035 | 85.8557 | 182.184 | 198.8002 | 172.7792 | 191.679 | 209.6042 | 246.9181 | 243.8993 | 195.6201 | 268.7559 | 0 | 0 | 0 | 0
QLD1 | OCGT / Diesel | 3.67e-05 | 3.7997e-05 | 1.6695 | 31.3746 | 14.1785 | 21.1666 | 8.8095 | 51.6076 | 7.4576 | 19.3597 | 22.325 | 193.5367 | 111.3359 | 63.423 | 99.6849 | 230.0549 | 805.5482 | 832.6374 | 1246.6429 | 1142.853 | 1223.8823 | 1787.0138 | 1845.7728 | 1650.4745 | 2823.727 | 4853.7278 | 4687.289 | 4571.7947 | 4125.7945
QLD1 | Hydro | 683.757 | 680.856 | 681.0038 | 675.2371 | 672.3981 | 669.609 | 669.4905 | 664.0977 | 661.1255 | 647.0145 | 658.9569 | 653.2163 | 650.5419 | 647.7035 | 647.2054 | 642.0749 | 239.1799 | 239.8672 | 237.7158 | 236.5915 | 236.5265 | 0 | 0 | 0 | 0 | 0 | 0 | 0 | 0
QLD1 | Wind | 2135.09 | 3605.6705 | 3600.7451 | 4428.1371 | 6679.8838 | 6860.5518 | 10141.0939 | 12594.792 | 14808.8957 | 15281.2867 | 14912.9575 | 14111.6318 | 12752.7601 | 14783.6364 | 15130.1648 | 18610.4764 | 24845.6357 | 24655.5651 | 25248.2327 | 23866.5836 | 23716.9913 | 25056.1156 | 28781.065 | 29795.2476 | 32939.2406 | 35523.6786 | 35522.3149 | 35886.2448 | 33992.784
QLD1 | Solar PV | 5555.0976 | 7538.3561 | 7685.5593 | 7343.985 | 7448.1656 | 7800.5727 | 7893.2138 | 6593.3674 | 7142.0099 | 7427.255 | 7545.9946 | 7659.7088 | 7327.594 | 7442.0829 | 7813.5748 | 7531.2362 | 8286.3004 | 8936.685 | 9308.1322 | 10023.2578 | 11448.8489 | 16042.0444 | 15508.666 | 15699.6773 | 15849.4401 | 17538.5112 | 18408.1892 | 17753.5698 | 20126.7375
QLD1 | Grid Battery | 5.1291e-05 | 25.8193 | 26.1385 | 32.7758 | 34.7123 | 34.114 | 33.2623 | 32.9221 | 31.5608 | 31.6955 | 31.2617 | 32.0521 | 31.696 | 32.3744 | 32.0528 | 32.2281 | 721.9686 | 732.0013 | 727.5109 | 698.3378 | 1437.9493 | 1425.2052 | 1437.7393 | 1969.5212 | 1930.2064 | 3027.742 | 3134.4102 | 3102.1724 | 3191.7979
QLD1 | Pumped Hydro | 27.7131 | 61.8707 | 106.0386 | 513.7256 | 520.7502 | 436.5505 | 378.137 | 545.811 | 453.6797 | 511.7348 | 484.4621 | 705.5571 | 679.8333 | 666.8294 | 720.9632 | 698.4817 | 2356.1286 | 2378.2963 | 2488.6012 | 2323.5372 | 2686.7009 | 4473.3794 | 4331.0926 | 4342.5772 | 4220.7323 | 4466.1193 | 4502.5442 | 4751.4859 | 4924.6921
QLD1 | VPP | 3.6864 | 6.0129 | 8.8147 | 16.6694 | 25.5848 | 35.011 | 43.9141 | 54.7077 | 67.2376 | 84.0979 | 109.9793 | 131.2232 | 151.0205 | 176.6018 | 193.4839 | 214.5034 | 182.7285 | 199.4975 | 213.9041 | 227.8821 | 243.4621 | 264.663 | 279.2035 | 284.0154 | 275.6625 | 241.357 | 268.7488 | 282.512 | 264.4886
Total excluding storage |  | 53890.5584 | 53510.474 | 56590.0372 | 54189.7202 | 56347.0162 | 55407.6932 | 55521.3966 | 56316.5842 | 56314.3872 | 55851.6829 | 54830.0822 | 58357.3866 | 58173.6933 | 58932.8034 | 59491.2351 | 59693.7682 | 62334.4518 | 63167.594 | 62362.8778 | 61739.1522 | 62802.1368 | 65622.2606 | 65704.5566 | 63949.951 | 64514.8638 | 68021.5412 | 68359.3381 | 67787.5561 | 67284.2675
Region | Technology | 2021-22 | 2022-23 | 2023-24 | 2024-25 | 2025-26 | 2026-27 | 2027-28 | 2028-29 | 2029-30 | 2030-31 | 2031-32 | 2032-33 | 2033-34 | 2034-35 | 2035-36 | 2036-37 | 2037-38 | 2038-39 | 2039-40 | 2040-41 | 2041-42 | 2042-43 | 2043-44 | 2044-45 | 2045-46 | 2046-47 | 2047-48 | 2048-49 | 2049-50
VIC1 | Black Coal | 0 | 0 | 0 | 0 | 0 | 0 | 0 | 0 | 0 | 0 | 0 | 0 | 0 | 0 | 0 | 0 | 0 | 0 | 0 | 0 | 0 | 0 | 0 | 0 | 0 | 0 | 0 | 0 | 0
VIC1 | Brown Coal | 29938.3147 | 28342.0482 | 28678.4516 | 22666.3444 | 23608.1187 | 22803.3194 | 22250.7775 | 21936.9891 | 21485.8203 | 21592.1336 | 21116.458 | 20796.2103 | 21309.5171 | 21146.2653 | 21739.545 | 20519.5113 | 19031.7522 | 19660.6035 | 17286.7221 | 18391.1482 | 20341.7629 | 19930.7727 | 19009.4916 | 19099.4365 | 18031.2736 | 18669.5209 | 12552.785 | 0 | 0
VIC1 | CCGT | 2.0371e-05 | 2.0172e-05 | 2.119e-05 | 2.4399e-05 | 2.4727e-05 | 2.4698e-05 | 2.6321e-05 | 2.8907e-05 | 2.8741e-05 | 2.9022e-05 | 2.9808e-05 | 5.184e-05 | 5.1664e-05 | 5.2184e-05 | 5.1905e-05 | 5.2336e-05 | 8.7794e-05 | 8.9401e-05 | 0.00012171 | 0.00011988 | 0.00012787 | 0.00013133 | 0.00013194 | 0.00012384 | 0.00012883 | 0.00013743 | 0.00013978 | 0.00052006 | 0.00050756
VIC1 | Gas - Steam | 8.1851 | 3.4719 | 9.7191 | 18.9422 | 5.4405 | 15.6743 | 8.0567 | 19.0191 | 0.33266 | 5.3061 | 1.795 | 22.7383 | 16.9696 | 15.0573 | 55.5108 | 47.8054 | 115.294 | 108.5221 | 0 | 0 | 0 | 0 | 0 | 0 | 0 | 0 | 0 | 0 | 0
VIC1 | OCGT / Diesel | 7.8061 | 3.6018e-05 | 9.0423 | 3.8204 | 2.5945 | 8.7993 | 4.8383 | 2.4683 | 5.5789e-05 | 5.7757e-05 | 5.9139e-05 | 40.0254 | 14.0663 | 16.9205 | 32.1906 | 22.9426 | 64.572 | 24.4043 | 174.3593 | 127.6771 | 102.8316 | 51.9013 | 273.1457 | 190.0459 | 180.279 | 130.414 | 88.2233 | 1734.0232 | 1873.3226
VIC1 | Hydro | 2733.6744 | 2740.6969 | 2478.8953 | 3059.1948 | 3120.5723 | 2950.9738 | 2986.9133 | 3761.1064 | 3116.9904 | 2663.2465 | 2678.3416 | 2417.8311 | 2961.3041 | 3052.667 | 2886.1383 | 2892.3797 | 3636.7967 | 3016.1343 | 2590.0968 | 2580.2295 | 2342.7615 | 2866.7816 | 2965.5562 | 2794.9846 | 2809.0359 | 3520.0331 | 2926.2475 | 2510.1888 | 2509.4179
VIC1 | Wind | 10813.3002 | 13843.5481 | 11929.6314 | 12263.8376 | 12546.6918 | 13001.506 | 13573.2654 | 12247.7048 | 12354.3026 | 11901.8419 | 13300.1418 | 11723.0634 | 13300.8806 | 14042.1305 | 14695.763 | 16480.9221 | 20948.9991 | 21642.5111 | 20102.2007 | 19847.4664 | 18393.3283 | 19041.2503 | 22570.5818 | 23421.4136 | 22816.148 | 25135.5389 | 28342.7964 | 28482.4769 | 29036.3429
VIC1 | Solar PV | 2656.001 | 2637.1107 | 2739.4172 | 2624.9489 | 2493.1716 | 2622.6246 | 2682.0564 | 2511.5759 | 2603.909 | 2656.0214 | 2640.7452 | 2742.2001 | 2623.4124 | 2493.1748 | 2634.7843 | 2677.9184 | 2511.5754 | 2600.0617 | 2659.9299 | 2637.4073 | 3378.2189 | 3332.1072 | 3204.17 | 3158.1389 | 5091.6167 | 4598.4137 | 5887.7335 | 7006.2019 | 6935.3437
VIC1 | Grid Battery | 112.9282 | 174.1313 | 175.8233 | 208.1858 | 206.176 | 211.0572 | 198.7629 | 187.2336 | 168.9669 | 171.9139 | 164.6497 | 174.0216 | 139.2454 | 130.6638 | 140.2684 | 143.4804 | 131.2555 | 126.4362 | 122.505 | 117.2039 | 492.171 | 434.7029 | 428.4696 | 463.7532 | 456.0388 | 449.1363 | 450.077 | 1354.1288 | 1301.38
VIC1 | Pumped Hydro | 0 | 0 | 6.5818e-05 | 7.5216e-05 | 7.7736e-05 | 8.4129e-05 | 8.1452e-05 | 8.6467e-05 | 8.6757e-05 | 9.3257e-05 | 9.7301e-05 | 0.00021873 | 0.00021406 | 0.00020988 | 0.0002776 | 0.00027966 | 689.7437 | 697.0924 | 797.3969 | 751.504 | 1012.8648 | 983.1691 | 913.2418 | 2076.6594 | 2143.1682 | 2116.4272 | 2171.9756 | 3394.1287 | 3274.801
VIC1 | VPP | 5.9418 | 10.01 | 14.1784 | 23.9959 | 35.8552 | 49.6408 | 60.8928 | 74.8501 | 94.131 | 115.3512 | 145.9416 | 177.9907 | 204.7308 | 215.5935 | 251.8858 | 273.8785 | 275.1175 | 294.6078 | 302.8674 | 314.8052 | 318.3661 | 335.9298 | 337.5973 | 384.7719 | 385.1166 | 391.2618 | 409.3377 | 392.9832 | 360.0785
Total excluding storage |  | 46157.2815 | 47566.8758 | 45845.1569 | 40637.0883 | 41776.5894 | 41402.8974 | 41505.9077 | 40478.8636 | 39561.3551 | 38818.5495 | 39737.4817 | 37742.0687 | 40226.1501 | 40766.2155 | 42043.9321 | 42641.4795 | 46308.9895 | 47052.2371 | 42813.309 | 43583.9286 | 44558.9033 | 45222.8132 | 48022.9455 | 48664.0196 | 48928.3533 | 52053.9207 | 49797.7858 | 39732.8913 | 40354.4277
Region | Technology | 2021-22 | 2022-23 | 2023-24 | 2024-25 | 2025-26 | 2026-27 | 2027-28 | 2028-29 | 2029-30 | 2030-31 | 2031-32 | 2032-33 | 2033-34 | 2034-35 | 2035-36 | 2036-37 | 2037-38 | 2038-39 | 2039-40 | 2040-41 | 2041-42 | 2042-43 | 2043-44 | 2044-45 | 2045-46 | 2046-47 | 2047-48 | 2048-49 | 2049-50
SA1 | Black Coal | 0 | 0 | 0 | 0 | 0 | 0 | 0 | 0 | 0 | 0 | 0 | 0 | 0 | 0 | 0 | 0 | 0 | 0 | 0 | 0 | 0 | 0 | 0 | 0 | 0 | 0 | 0 | 0 | 0
SA1 | Brown Coal | 0 | 0 | 0 | 0 | 0 | 0 | 0 | 0 | 0 | 0 | 0 | 0 | 0 | 0 | 0 | 0 | 0 | 0 | 0 | 0 | 0 | 0 | 0 | 0 | 0 | 0 | 0 | 0 | 0
SA1 | CCGT | 1114.8326 | 1114.8326 | 573.3397 | 449.5019 | 449.5019 | 449.5019 | 450.7334 | 449.5019 | 449.5019 | 449.5019 | 450.7334 | 914.9101 | 868.7531 | 1140.5685 | 736.2794 | 858.0457 | 0.00011524 | 0.00011601 | 0.00012823 | 0.0001258 | 0.00018194 | 0.00018743 | 0.00019397 | 0.00018067 | 0.00018855 | 0.00019189 | 0.00019279 | 0.00027873 | 0.00027068
SA1 | Gas - Steam | 655.946 | 674.7211 | 648.1791 | 81.5731 | 81.5731 | 81.5731 | 81.7966 | 81.5731 | 81.5731 | 81.5731 | 81.7966 | 176.8447 | 113.8963 | 256.8268 | 0 | 0 | 0 | 0 | 0 | 0 | 0 | 0 | 0 | 0 | 0 | 0 | 0 | 0 | 0
SA1 | OCGT / Diesel | 46.4669 | 24.6984 | 96.7287 | 13.6659 | 7.9028 | 17.5169 | 7.7806 | 17.0883 | 1.454 | 5.3164 | 2.4976 | 180.6184 | 135.557 | 325.3075 | 193.9677 | 206.4544 | 639.8657 | 743.731 | 870.7898 | 810.9787 | 955.4744 | 1170.4493 | 1430.9404 | 435.2139 | 457.9049 | 461.5638 | 656.7314 | 1013.8763 | 1027.7367
SA1 | Hydro | 0 | 0 | 0 | 0 | 0 | 0 | 0 | 0 | 0 | 0 | 0 | 0 | 0 | 0 | 0 | 0 | 0 | 0 | 0 | 0 | 0 | 0 | 0 | 0 | 0 | 0 | 0 | 0 | 0
SA1 | Wind | 6273.6961 | 7093.237 | 6287.1561 | 6975.0943 | 6802.7771 | 7505.917 | 7495.8058 | 7016.3673 | 6579.6447 | 6333.9266 | 6673.1698 | 7099.7665 | 6929.964 | 6620.3326 | 9287.7276 | 9349.6719 | 11302.0819 | 12821.979 | 12323.9989 | 12826.7238 | 11591.1969 | 11099.7816 | 9918.519 | 11174.1422 | 10271.2525 | 11503.6071 | 11919.6747 | 12276.9976 | 12861.0078
SA1 | Solar PV | 947.1378 | 1101.7076 | 1111.9357 | 1067.4603 | 1041.4939 | 1066.2757 | 1099.2729 | 1045.2091 | 1089.2578 | 1098.9348 | 1103.6681 | 1121.1271 | 1067.1413 | 1041.6272 | 1067.8984 | 1097.4411 | 1045.1741 | 1089.8525 | 1100.6358 | 1426.6152 | 1563.5553 | 1800.2992 | 1980.1757 | 1760.9666 | 2115.4766 | 1886.1632 | 1835.2542 | 1931.4677 | 1843.9866
SA1 | Grid Battery | 103.4191 | 106.2809 | 112.3934 | 120.0337 | 118.5504 | 120.4368 | 111.0437 | 107.4633 | 94.3263 | 93.2824 | 91.1133 | 92.6401 | 93.598 | 68.177 | 72.9176 | 74.7196 | 70.812 | 70.2704 | 470.3293 | 448.6219 | 982.2527 | 977.3648 | 960.1132 | 998.4851 | 1012.6881 | 987.3695 | 976.5269 | 957.8122 | 908.8252
SA1 | Pumped Hydro | 0 | 0 | 5.1202e-05 | 4.9815e-05 | 4.9523e-05 | 5.1634e-05 | 5.1808e-05 | 5.4965e-05 | 5.6327e-05 | 6.0059e-05 | 6.2847e-05 | 9.0972e-05 | 9.0503e-05 | 8.9543e-05 | 0.00012801 | 0.00013364 | 0.00018825 | 0.00018868 | 0.00018915 | 0.0001887 | 0.00022276 | 0.00021984 | 0.00021958 | 0.00030588 | 0.00030419 | 0.00030226 | 0.0003035 | 0.0003051 | 0.00030649
SA1 | VPP | 6.2125 | 11.3009 | 15.1482 | 19.2306 | 24.0461 | 29.1185 | 32.9512 | 38.8233 | 42.2585 | 49.5874 | 60.9903 | 68.201 | 74.835 | 76.2583 | 90.1739 | 94.5245 | 97.6759 | 100.0402 | 94.2778 | 92.273 | 87.9167 | 94.2729 | 95.5045 | 106.7645 | 108.0789 | 108.2548 | 109.4228 | 111.9415 | 99.2545
Total excluding storage |  | 9038.0794 | 10009.1968 | 8717.3394 | 8587.2956 | 8383.2488 | 9120.7847 | 9135.3893 | 8609.7397 | 8201.4315 | 7969.2528 | 8311.8655 | 9493.2668 | 9115.3117 | 9384.6625 | 11285.8731 | 11511.6131 | 12987.1218 | 14655.5627 | 14295.4246 | 15064.3179 | 14110.2268 | 14070.5303 | 13329.6353 | 13370.3229 | 12844.6342 | 13851.3343 | 14411.6604 | 15222.3418 | 15732.7314
Region | Technology | 2021-22 | 2022-23 | 2023-24 | 2024-25 | 2025-26 | 2026-27 | 2027-28 | 2028-29 | 2029-30 | 2030-31 | 2031-32 | 2032-33 | 2033-34 | 2034-35 | 2035-36 | 2036-37 | 2037-38 | 2038-39 | 2039-40 | 2040-41 | 2041-42 | 2042-43 | 2043-44 | 2044-45 | 2045-46 | 2046-47 | 2047-48 | 2048-49 | 2049-50
TAS1 | Black Coal | 0 | 0 | 0 | 0 | 0 | 0 | 0 | 0 | 0 | 0 | 0 | 0 | 0 | 0 | 0 | 0 | 0 | 0 | 0 | 0 | 0 | 0 | 0 | 0 | 0 | 0 | 0 | 0 | 0
TAS1 | Brown Coal | 0 | 0 | 0 | 0 | 0 | 0 | 0 | 0 | 0 | 0 | 0 | 0 | 0 | 0 | 0 | 0 | 0 | 0 | 0 | 0 | 0 | 0 | 0 | 0 | 0 | 0 | 0 | 0 | 0
TAS1 | CCGT | 1.7732e-05 | 1.755e-05 | 1.7918e-05 | 1.7926e-05 | 1.7776e-05 | 1.7933e-05 | 1.8633e-05 | 1.9347e-05 | 2.0107e-05 | 2.0576e-05 | 2.0574e-05 | 2.1568e-05 | 2.2045e-05 | 2.2705e-05 | 2.3606e-05 | 2.4461e-05 | 2.5613e-05 | 2.6707e-05 | 2.9213e-05 | 2.9421e-05 | 3.1816e-05 | 3.2253e-05 | 3.3726e-05 | 3.517e-05 | 3.6717e-05 | 3.8573e-05 | 4.0498e-05 | 4.2904e-05 | 4.4205e-05
TAS1 | Gas - Steam | 0 | 0 | 0 | 0 | 0 | 0 | 0 | 0 | 0 | 0 | 0 | 0 | 0 | 0 | 0 | 0 | 0 | 0 | 0 | 0 | 0 | 0 | 0 | 0 | 0 | 0 | 0 | 0 | 0
TAS1 | OCGT / Diesel | 1.415e-05 | 1.3708e-05 | 1.4356e-05 | 1.4629e-05 | 1.4249e-05 | 1.4981e-05 | 1.5612e-05 | 1.6235e-05 | 1.6942e-05 | 1.742e-05 | 1.7205e-05 | 0.12627 | 1.8571e-05 | 1.917e-05 | 1.9895e-05 | 2.0556e-05 | 2.169e-05 | 2.2277e-05 | 2.3653e-05 | 1.981e-05 | 0.05737 | 2.1727e-05 | 2.277e-05 | 2.382e-05 | 2.4516e-05 | 2.6013e-05 | 2.7213e-05 | 0.23564 | 2.9585e-05
TAS1 | Hydro | 7710.4812 | 7986.2526 | 8356.0433 | 9561.8797 | 10218.0623 | 9162.9736 | 9458.0508 | 9553.4078 | 8596.2746 | 8174.4641 | 7568.3169 | 7640.777 | 7275.6028 | 6618.2999 | 6118.973 | 5535.9922 | 5881.4118 | 5702.3982 | 5741.4596 | 5011.5362 | 5512.9539 | 5328.5921 | 4924.2754 | 4943.7932 | 4572.5916 | 5022.4527 | 4835.3385 | 5031.7703 | 4420.0518
TAS1 | Wind | 1326.1483 | 1602.6802 | 2019.2523 | 2592.2479 | 3299.4817 | 3901.4103 | 4560.6525 | 4819.2203 | 5310.6879 | 5629.8944 | 6752.0988 | 6746.4973 | 7120.687 | 7927.6823 | 8313.2536 | 8882.6178 | 8687.2307 | 8856.3855 | 8774.0748 | 9505.3049 | 9121.3882 | 8963.5973 | 9289.19 | 9188.4039 | 9340.9511 | 8788.9064 | 8765.5791 | 8325.2603 | 8655.145
TAS1 | Solar PV | 3.9132e-06 | 5.5973e-06 | 9.0379e-06 | 1.0708e-05 | 9.0274e-06 | 1.0947e-05 | 1.2841e-05 | 1.4083e-05 | 1.9329e-05 | 2.6398e-05 | 3.2137e-05 | 3.3109e-05 | 3.3979e-05 | 2.9454e-05 | 3.1937e-05 | 3.1189e-05 | 3.9138e-05 | 4.8227e-05 | 5.1176e-05 | 7.8851e-05 | 7.8714e-05 | 7.857e-05 | 6.9543e-05 | 7.5021e-05 | 7.1395e-05 | 7.1349e-05 | 7.5282e-05 | 7.3799e-05 | 7.1706e-05
TAS1 | Grid Battery | 4.9911e-05 | 5.1817e-05 | 5.1156e-05 | 5.14e-05 | 5.5641e-05 | 5.787e-05 | 6.3872e-05 | 7.5294e-05 | 0.00010614 | 0.00011372 | 0.00012612 | 0.000148 | 0.00014887 | 0.00016029 | 0.00017053 | 0.00018492 | 0.00019952 | 0.00020874 | 0.00028252 | 0.00028485 | 0.00030761 | 0.00030881 | 0.00032033 | 0.00033118 | 0.00034722 | 0.00037533 | 0.00039769 | 0.00046157 | 0.00045642
TAS1 | Pumped Hydro | 0 | 0 | 0.00013081 | 0.00013791 | 0.00016118 | 0.00016894 | 0.00017626 | 0.00018581 | 0.00019599 | 0.0002077 | 0.00023732 | 0.00026485 | 0.00026845 | 0.00027961 | 0.00029816 | 0.00031585 | 0.00033497 | 0.0003501 | 0.00043407 | 0.00043808 | 0.00046595 | 0.00046818 | 0.00047694 | 0.00048823 | 0.0005081 | 0.00053407 | 0.00055879 | 0.00062094 | 0.00062976
TAS1 | VPP | 0.14327 | 0.42811 | 0.27844 | 0.53436 | 0.88305 | 1.4528 | 1.656 | 2.2211 | 3.3735 | 4.3312 | 7.1268 | 8.7403 | 10.0532 | 12.3074 | 14.7896 | 17.8673 | 18.3352 | 19.3086 | 20.0918 | 22.3603 | 23.7414 | 25.0492 | 25.5881 | 25.9846 | 28.9879 | 28.925 | 28.4131 | 28.5636 | 29.8394
Total excluding storage |  | 9036.6295 | 9588.9328 | 10375.2956 | 12154.1276 | 13517.5441 | 13064.3839 | 14018.7033 | 14372.6281 | 13906.9626 | 13804.3586 | 14320.4158 | 14387.4006 | 14396.2898 | 14545.9823 | 14432.2267 | 14418.6101 | 14568.6426 | 14558.7838 | 14515.5345 | 14516.8412 | 14634.3996 | 14292.1895 | 14213.4655 | 14132.1972 | 13913.5429 | 13811.3593 | 13600.9177 | 13357.2664 | 13075.197
Explicitly modelled pumping
Region | Technology | 2021-22 | 2022-23 | 2023-24 | 2024-25 | 2025-26 | 2026-27 | 2027-28 | 2028-29 | 2029-30 | 2030-31 | 2031-32 | 2032-33 | 2033-34 | 2034-35 | 2035-36 | 2036-37 | 2037-38 | 2038-39 | 2039-40 | 2040-41 | 2041-42 | 2042-43 | 2043-44 | 2044-45 | 2045-46 | 2046-47 | 2047-48 | 2048-49 | 2049-50
NEM | Grid Battery pump | 266.3311 | 378.9576 | 387.1003 | 446.111 | 443.4176 | 451.2645 | 424.456 | 403.5543 | 364.0178 | 366.5336 | 355.3102 | 367.825 | 327.0825 | 284.9618 | 302.7638 | 309.1712 | 1102.7051 | 1104.0936 | 1607.196 | 1540.7361 | 4510.4564 | 4421.3095 | 4409.0559 | 5499.8616 | 5456.8245 | 6685.0997 | 6750.645 | 7814.7278 | 7787.549
NEM | Pumped Hydro Pump | 134.2603 | 431.3974 | 590.4354 | 3536.9802 | 6871.1119 | 7818.3882 | 8100.1641 | 9034.9583 | 13624.7792 | 14479.6615 | 14496.2411 | 15871.3834 | 15024.7761 | 14693.9221 | 16129.8699 | 15919.4104 | 18143.5704 | 17433.45 | 18348.8218 | 17559.959 | 18431.63 | 21210.0931 | 19841.9835 | 23483.3541 | 23174.8846 | 23410.9034 | 22622.2433 | 25333.0484 | 25022.2289
NEM | VPP pump | 29.6166 | 51.8463 | 68.6602 | 113.9703 | 163.4627 | 219.6959 | 267.025 | 325.11 | 386.7204 | 472.5384 | 590.5739 | 702.0769 | 798.8921 | 857.1803 | 980.2053 | 1068.8085 | 1042.9418 | 1097.4391 | 1138.9528 | 1188.2041 | 1206.5667 | 1296.3093 | 1331.3871 | 1455.6212 | 1450.8367 | 1429.3378 | 1491.4952 | 1526.3394 | 1452.0584
Region | Technology | 2021-22 | 2022-23 | 2023-24 | 2024-25 | 2025-26 | 2026-27 | 2027-28 | 2028-29 | 2029-30 | 2030-31 | 2031-32 | 2032-33 | 2033-34 | 2034-35 | 2035-36 | 2036-37 | 2037-38 | 2038-39 | 2039-40 | 2040-41 | 2041-42 | 2042-43 | 2043-44 | 2044-45 | 2045-46 | 2046-47 | 2047-48 | 2048-49 | 2049-50
NSW1 | Grid Battery pump | 9.0351e-05 | 9.4084e-05 | 9.3967e-05 | 9.3269e-05 | 9.1751e-05 | 9.3516e-05 | 0.00011365 | 0.00012287 | 0.00037905 | 0.00039125 | 0.00039539 | 0.00044778 | 0.00044791 | 0.00045079 | 0.00052486 | 0.00052264 | 0.0078832 | 0.0077998 | 42.1443 | 40.7564 | 1081.0569 | 1074.4619 | 1084.6537 | 1460.2421 | 1450.5301 | 1427.933 | 1383.2821 | 1441.3771 | 1434.8504
NSW1 | Pumped Hydro Pump | 95.8259 | 339.3636 | 440.3486 | 2799.4759 | 6121.5515 | 7192.1454 | 7555.4116 | 8251.8409 | 12972.7646 | 13744.2116 | 13798.2784 | 14859.0871 | 14047.7403 | 13735.5746 | 15093.7239 | 14915.5736 | 14239.9542 | 13515.0784 | 14163.1426 | 13634.0876 | 13731.844 | 14298.9761 | 13237.1899 | 15405.964 | 15141.1409 | 15137.641 | 14237.1875 | 15103.1706 | 14759.8823
NSW1 | VPP pump | 10.4321 | 18.4611 | 22.6231 | 41.3637 | 59.8158 | 81.4606 | 99.3684 | 120.6732 | 138.2703 | 168.4369 | 200.7529 | 239.4561 | 269.4379 | 280.7236 | 319.7267 | 347.678 | 353.6332 | 360.5533 | 382.6314 | 397.8875 | 399.5988 | 430.3788 | 447.0702 | 493.7119 | 491.758 | 506.6855 | 510.7818 | 548.3124 | 548.1224
Region | Technology | 2021-22 | 2022-23 | 2023-24 | 2024-25 | 2025-26 | 2026-27 | 2027-28 | 2028-29 | 2029-30 | 2030-31 | 2031-32 | 2032-33 | 2033-34 | 2034-35 | 2035-36 | 2036-37 | 2037-38 | 2038-39 | 2039-40 | 2040-41 | 2041-42 | 2042-43 | 2043-44 | 2044-45 | 2045-46 | 2046-47 | 2047-48 | 2048-49 | 2049-50
QLD1 | Grid Battery pump | 6.0366e-05 | 31.8756 | 32.171 | 40.4639 | 42.8794 | 42.0914 | 41.0846 | 40.6246 | 38.9639 | 39.1302 | 38.6688 | 39.4964 | 39.1308 | 39.9691 | 39.5705 | 39.7877 | 853.2314 | 860.5173 | 857.5102 | 822.1033 | 1691.1757 | 1678.0394 | 1692.0306 | 2315.8845 | 2270.13 | 3568.7483 | 3680.8423 | 3655.0588 | 3749.6116
QLD1 | Pumped Hydro Pump | 38.4344 | 92.0338 | 150.0865 | 737.504 | 749.5601 | 626.2424 | 544.752 | 783.117 | 652.0141 | 735.4495 | 697.9622 | 1012.2957 | 977.0351 | 958.3468 | 1036.1451 | 1003.8359 | 3041.4359 | 3042.7307 | 3193.2072 | 2981.7717 | 3438.4232 | 5676.1748 | 5469.2205 | 5480.3273 | 5342.2735 | 5641.474 | 5656.3385 | 6000.9627 | 6168.8443
QLD1 | VPP pump | 4.4246 | 7.236 | 10.5607 | 20.0073 | 30.7368 | 41.9925 | 52.7844 | 65.5852 | 80.7011 | 100.9375 | 132.2926 | 157.2077 | 181.2605 | 211.9658 | 232.2251 | 257.4551 | 219.9207 | 238.8413 | 256.7358 | 273.5159 | 292.2092 | 318.0155 | 335.2607 | 340.7439 | 330.4953 | 290.277 | 321.9712 | 339.718 | 316.8128
Region | Technology | 2021-22 | 2022-23 | 2023-24 | 2024-25 | 2025-26 | 2026-27 | 2027-28 | 2028-29 | 2029-30 | 2030-31 | 2031-32 | 2032-33 | 2033-34 | 2034-35 | 2035-36 | 2036-37 | 2037-38 | 2038-39 | 2039-40 | 2040-41 | 2041-42 | 2042-43 | 2043-44 | 2044-45 | 2045-46 | 2046-47 | 2047-48 | 2048-49 | 2049-50
VIC1 | Grid Battery pump | 138.9579 | 215.5659 | 216.4768 | 257.2908 | 254.3458 | 260.4856 | 245.9753 | 230.5636 | 208.6012 | 212.2394 | 203.8603 | 214.2525 | 172.3981 | 160.823 | 173.1708 | 177.1363 | 162.0438 | 156.5843 | 150.7504 | 145.1615 | 580.9077 | 512.8948 | 502.6023 | 545.592 | 537.9959 | 526.916 | 530.9819 | 1591.613 | 1531.0352
VIC1 | Pumped Hydro Pump | 0 | 0 | 8.237e-05 | 9.4121e-05 | 9.7112e-05 | 0.00010504 | 0.00010209 | 0.00010784 | 0.00010861 | 0.00011651 | 0.00012187 | 0.00027344 | 0.00026778 | 0.00026209 | 0.00034664 | 0.0003496 | 862.1796 | 875.6402 | 992.4713 | 944.099 | 1261.3619 | 1234.9414 | 1135.5723 | 2597.0618 | 2691.4692 | 2631.7874 | 2728.7163 | 4228.914 | 4093.5012
VIC1 | VPP pump | 7.1315 | 12.0409 | 16.991 | 28.8416 | 43.0236 | 59.5511 | 73.2383 | 89.6854 | 112.9796 | 138.4489 | 175.596 | 213.1998 | 246.304 | 258.1851 | 302.3228 | 328.7193 | 330.2064 | 354.4994 | 362.6129 | 378.8845 | 381.0714 | 404.3959 | 403.9967 | 461.8177 | 463.614 | 468.2245 | 492.7836 | 470.1922 | 432.1798
Region | Technology | 2021-22 | 2022-23 | 2023-24 | 2024-25 | 2025-26 | 2026-27 | 2027-28 | 2028-29 | 2029-30 | 2030-31 | 2031-32 | 2032-33 | 2033-34 | 2034-35 | 2035-36 | 2036-37 | 2037-38 | 2038-39 | 2039-40 | 2040-41 | 2041-42 | 2042-43 | 2043-44 | 2044-45 | 2045-46 | 2046-47 | 2047-48 | 2048-49 | 2049-50
SA1 | Grid Battery pump | 127.373 | 131.5159 | 138.4524 | 148.3561 | 146.1922 | 148.6873 | 137.396 | 132.3658 | 116.4523 | 115.1635 | 112.7806 | 114.0755 | 115.553 | 84.1691 | 90.0217 | 92.2464 | 87.4218 | 86.984 | 556.7908 | 532.7146 | 1157.3157 | 1155.913 | 1129.7689 | 1178.1426 | 1198.1682 | 1161.5019 | 1155.5382 | 1126.6784 | 1072.0513
SA1 | Pumped Hydro Pump | 0 | 0 | 6.4021e-05 | 6.2382e-05 | 6.1853e-05 | 6.4476e-05 | 6.4929e-05 | 6.856e-05 | 7.0527e-05 | 7.5022e-05 | 7.8633e-05 | 0.00011374 | 0.00011315 | 0.0001118 | 0.00015994 | 0.00016707 | 0.00023528 | 0.00023672 | 0.00023559 | 0.0002368 | 0.00027753 | 0.00027556 | 0.00027398 | 0.00038265 | 0.00038107 | 0.00037641 | 0.00038089 | 0.00037986 | 0.00038357
SA1 | VPP pump | 7.4564 | 13.5917 | 18.1535 | 23.1112 | 28.8312 | 34.9491 | 39.6302 | 46.5163 | 50.7203 | 59.5167 | 73.3785 | 81.6818 | 89.8198 | 91.5281 | 108.2301 | 113.4519 | 117.2343 | 120.37 | 112.8577 | 111.0785 | 105.192 | 113.3937 | 114.3843 | 128.1775 | 130.0884 | 129.5288 | 131.7564 | 133.9335 | 119.1291
Region | Technology | 2021-22 | 2022-23 | 2023-24 | 2024-25 | 2025-26 | 2026-27 | 2027-28 | 2028-29 | 2029-30 | 2030-31 | 2031-32 | 2032-33 | 2033-34 | 2034-35 | 2035-36 | 2036-37 | 2037-38 | 2038-39 | 2039-40 | 2040-41 | 2041-42 | 2042-43 | 2043-44 | 2044-45 | 2045-46 | 2046-47 | 2047-48 | 2048-49 | 2049-50
TAS1 | Grid Battery pump | 5.8732e-05 | 6.0981e-05 | 6.0181e-05 | 6.0474e-05 | 6.546e-05 | 6.808e-05 | 7.5155e-05 | 8.8573e-05 | 0.0001249 | 0.00013376 | 0.00014843 | 0.00017414 | 0.00017515 | 0.00018859 | 0.0002006 | 0.00021761 | 0.0002347 | 0.0002456 | 0.0003324 | 0.00033515 | 0.00036187 | 0.00036338 | 0.00037684 | 0.0003896 | 0.00040866 | 0.00044143 | 0.000468 | 0.00054292 | 0.00053697
TAS1 | Pumped Hydro Pump | 0 | 0 | 0.00016398 | 0.00017244 | 0.00020149 | 0.00021107 | 0.00022054 | 0.00023201 | 0.0002453 | 0.00025926 | 0.00029708 | 0.00033118 | 0.00033549 | 0.00034968 | 0.00037249 | 0.00039519 | 0.0004185 | 0.00043767 | 0.00054261 | 0.00054827 | 0.00058231 | 0.00058547 | 0.00059585 | 0.00060996 | 0.00063616 | 0.0006666 | 0.0006994 | 0.00077543 | 0.00078711
TAS1 | VPP pump | 0.17196 | 0.5167 | 0.33185 | 0.64649 | 1.0554 | 1.7426 | 2.0036 | 2.6499 | 4.0491 | 5.1984 | 8.5538 | 10.5314 | 12.0698 | 14.7777 | 17.7007 | 21.5043 | 21.9473 | 23.175 | 24.115 | 26.8376 | 28.4953 | 30.1254 | 30.6752 | 31.1701 | 34.881 | 34.622 | 34.2023 | 34.1833 | 35.8143
Non-controllable capacity
Region | Technology | 2021-22 | 2022-23 | 2023-24 | 2024-25 | 2025-26 | 2026-27 | 2027-28 | 2028-29 | 2029-30 | 2030-31 | 2031-32 | 2032-33 | 2033-34 | 2034-35 | 2035-36 | 2036-37 | 2037-38 | 2038-39 | 2039-40 | 2040-41 | 2041-42 | 2042-43 | 2043-44 | 2044-45 | 2045-46 | 2046-47 | 2047-48 | 2048-49 | 2049-50
NEM | Distributed PV | 17966.1251 | 20100.6795 | 21848.5557 | 22765.7608 | 23520.219 | 26712.9041 | 28250.2682 | 26710.882 | 28962.3643 | 30914.2247 | 32262.7878 | 33604.8783 | 33813.0341 | 33976.8825 | 37696.6292 | 38914.4849 | 36303.367 | 39129.5695 | 41710.6576 | 43318.6363 | 44440.8755 | 44228.555 | 43943.4562 | 48400.6107 | 49711.1476 | 46026.6458 | 49621.4902 | 52962.0301 | 54802.2134
NEM | Behind the meter battery | 274.2921 | 322.7655 | 377.4056 | 441.916 | 524.7405 | 624.9438 | 702.6065 | 780.1503 | 916.5023 | 1062.9236 | 1310.8182 | 1435.9449 | 1573.1611 | 1680.3963 | 1781.133 | 1856.768 | 1927.461 | 2000.5502 | 2079.2953 | 2147.8019 | 2226.1602 | 2306.7147 | 2389.4767 | 2400.7435 | 2416.8737 | 2424.2587 | 2440.1321 | 2439.5699 | 2438.5083
NEM | Behind the meter battery pump | 233.0404 | 274.1938 | 320.6539 | 375.4693 | 445.7175 | 530.8198 | 596.8722 | 662.6992 | 778.5165 | 902.9392 | 1113.6428 | 1220.0169 | 1336.223 | 1427.318 | 1512.8203 | 1577.4412 | 1637.703 | 1699.356 | 1766.0472 | 1824.66 | 1891.329 | 1958.7365 | 2030.3464 | 2039.52 | 2052.599 | 2059.134 | 2073.3251 | 2072.6927 | 2071.1611
Region | Technology | 2021-22 | 2022-23 | 2023-24 | 2024-25 | 2025-26 | 2026-27 | 2027-28 | 2028-29 | 2029-30 | 2030-31 | 2031-32 | 2032-33 | 2033-34 | 2034-35 | 2035-36 | 2036-37 | 2037-38 | 2038-39 | 2039-40 | 2040-41 | 2041-42 | 2042-43 | 2043-44 | 2044-45 | 2045-46 | 2046-47 | 2047-48 | 2048-49 | 2049-50
NSW1 | Distributed PV | 5204.0164 | 5881.733 | 6097.6203 | 6362.1284 | 6503.6664 | 7561.6005 | 7799.3333 | 7221.9231 | 7693.3554 | 8429.2142 | 9135.0771 | 9232.9948 | 9474.093 | 9536.0352 | 10952.211 | 11213.6267 | 10409.2512 | 11061.1613 | 12074.4253 | 12966.5624 | 12905.9314 | 13078.0882 | 13015.2652 | 14802.4008 | 15046.9679 | 13816.9635 | 14650.873 | 15983.8137 | 17049.5514
NSW1 | Behind the meter battery | 103.7437 | 114.2404 | 137.9244 | 165.9003 | 201.313 | 240.9159 | 264.5842 | 289.7374 | 335.4861 | 383.0036 | 465.2208 | 500.5256 | 543.8767 | 577.0925 | 608.9188 | 631.888 | 654.0991 | 675.5199 | 700.7784 | 721.1068 | 744.6086 | 768.4752 | 793.5574 | 797.0251 | 801.425 | 803.7639 | 807.3625 | 807.7907 | 807.16
NSW1 | Behind the meter battery pump | 88.1293 | 97.0216 | 117.1621 | 140.9418 | 170.997 | 204.6077 | 224.7487 | 246.0761 | 284.9925 | 325.3838 | 395.4208 | 425.2231 | 461.797 | 490.3539 | 517.0464 | 536.8256 | 555.8161 | 574.0677 | 595.1176 | 612.7617 | 632.5367 | 652.4851 | 674.521 | 677.4172 | 680.3664 | 682.9967 | 685.9903 | 686.2534 | 685.4489
Region | Technology | 2021-22 | 2022-23 | 2023-24 | 2024-25 | 2025-26 | 2026-27 | 2027-28 | 2028-29 | 2029-30 | 2030-31 | 2031-32 | 2032-33 | 2033-34 | 2034-35 | 2035-36 | 2036-37 | 2037-38 | 2038-39 | 2039-40 | 2040-41 | 2041-42 | 2042-43 | 2043-44 | 2044-45 | 2045-46 | 2046-47 | 2047-48 | 2048-49 | 2049-50
QLD1 | Distributed PV | 5567.3648 | 6252.7151 | 6535.0958 | 6564.9108 | 6903.5367 | 7623.4303 | 7934.3665 | 6899.0674 | 7734.7975 | 8266.4241 | 9020.1611 | 9268.269 | 9263.1607 | 9754.2535 | 10771.5054 | 11127.7048 | 9702.5719 | 10828.6207 | 11489.8808 | 12365.4002 | 12482.6233 | 12281.9138 | 12714.2217 | 13851.0346 | 14256.9572 | 12334.5707 | 13776.1666 | 14614.4548 | 15684.6206
QLD1 | Behind the meter battery | 46.1059 | 51.2898 | 62.8898 | 76.9438 | 94.1079 | 114.339 | 129.4405 | 144.185 | 167.6189 | 204.8006 | 260.2955 | 292.0182 | 328.1998 | 357.9519 | 385.721 | 407.778 | 429.0894 | 449.044 | 469.664 | 492.0875 | 514.8354 | 538.0025 | 561.6947 | 566.605 | 572.2196 | 576.7274 | 581.9254 | 583.27 | 585.6388
QLD1 | Behind the meter battery pump | 39.1572 | 43.5755 | 53.4177 | 65.3788 | 79.9186 | 97.0955 | 109.9162 | 122.5159 | 142.4376 | 173.9088 | 221.1189 | 248.1635 | 278.7158 | 303.9474 | 327.6112 | 346.3668 | 364.4744 | 381.5345 | 399.0059 | 418.1686 | 437.5687 | 456.7426 | 477.2466 | 481.3082 | 486.3169 | 489.674 | 494.6069 | 495.5824 | 497.3207
Region | Technology | 2021-22 | 2022-23 | 2023-24 | 2024-25 | 2025-26 | 2026-27 | 2027-28 | 2028-29 | 2029-30 | 2030-31 | 2031-32 | 2032-33 | 2033-34 | 2034-35 | 2035-36 | 2036-37 | 2037-38 | 2038-39 | 2039-40 | 2040-41 | 2041-42 | 2042-43 | 2043-44 | 2044-45 | 2045-46 | 2046-47 | 2047-48 | 2048-49 | 2049-50
VIC1 | Distributed PV | 4329.4005 | 4908.7952 | 5934.1919 | 6528.7696 | 6863.0057 | 8027.2367 | 8796.0994 | 8929.0801 | 9626.1225 | 10179.6404 | 9984.4368 | 10760.8291 | 10744.8887 | 10455.0049 | 11440.4569 | 11800.6131 | 11528.2593 | 12300.9387 | 13053.8349 | 12807.4881 | 13660.682 | 13556.1803 | 13075.8792 | 14262.8401 | 14649.2457 | 14279.6933 | 15258.3695 | 16219.645 | 15845.6324
VIC1 | Behind the meter battery | 60.3615 | 72.3202 | 86.6818 | 103.6542 | 127.6658 | 157.9156 | 187.3608 | 216.0942 | 267.3679 | 312.7858 | 390.6955 | 438.5207 | 483.411 | 517.6718 | 549.9019 | 574.0839 | 596.4233 | 621.8879 | 649.6279 | 672.0144 | 699.0363 | 727.0829 | 754.4992 | 759.0364 | 765.4179 | 768.307 | 774.8118 | 775.1915 | 774.81
VIC1 | Behind the meter battery pump | 51.3066 | 61.4512 | 73.6598 | 88.083 | 108.4706 | 134.1928 | 159.1916 | 183.5475 | 227.026 | 265.6899 | 331.839 | 372.6114 | 410.8313 | 439.6676 | 467.2812 | 487.8914 | 506.9155 | 527.9599 | 551.6485 | 570.5388 | 593.9882 | 617.4131 | 640.9921 | 644.5839 | 650.0555 | 652.3952 | 658.1553 | 658.6052 | 658.2953
Region | Technology | 2021-22 | 2022-23 | 2023-24 | 2024-25 | 2025-26 | 2026-27 | 2027-28 | 2028-29 | 2029-30 | 2030-31 | 2031-32 | 2032-33 | 2033-34 | 2034-35 | 2035-36 | 2036-37 | 2037-38 | 2038-39 | 2039-40 | 2040-41 | 2041-42 | 2042-43 | 2043-44 | 2044-45 | 2045-46 | 2046-47 | 2047-48 | 2048-49 | 2049-50
SA1 | Distributed PV | 2623.5452 | 2798.1478 | 2996.8815 | 3008.3834 | 2949.0755 | 3160.1857 | 3360.8342 | 3300.464 | 3533.7408 | 3645.3258 | 3718.3325 | 3905.4589 | 3875.3563 | 3779.4643 | 4028.9273 | 4246.1349 | 4126.3157 | 4379.708 | 4502.8278 | 4576.0415 | 4756.5856 | 4662.4055 | 4501.1598 | 4782.4214 | 5031.6478 | 4870.1344 | 5185.5389 | 5354.2666 | 5426.7292
SA1 | Behind the meter battery | 56.7354 | 76.761 | 80.3364 | 83.7752 | 87.4369 | 94.3938 | 101.223 | 107.735 | 120.7804 | 134.1477 | 160.928 | 168.8699 | 178.8956 | 186.8102 | 193.693 | 198.596 | 201.84 | 206.6333 | 210.4501 | 212.7899 | 216.7262 | 220.9463 | 226.2016 | 224.8024 | 224.5688 | 222.3658 | 222.9625 | 220.6855 | 218.5777
SA1 | Behind the meter battery pump | 48.2076 | 65.216 | 68.2817 | 71.1775 | 74.2498 | 80.1578 | 86.0269 | 91.5227 | 102.6208 | 114.0145 | 136.6407 | 143.4284 | 151.9345 | 158.6357 | 164.4393 | 168.6089 | 171.3923 | 175.4796 | 178.8172 | 180.8586 | 183.9819 | 187.7459 | 192.102 | 190.9761 | 190.6156 | 188.965 | 189.485 | 187.5319 | 185.6623
Region | Technology | 2021-22 | 2022-23 | 2023-24 | 2024-25 | 2025-26 | 2026-27 | 2027-28 | 2028-29 | 2029-30 | 2030-31 | 2031-32 | 2032-33 | 2033-34 | 2034-35 | 2035-36 | 2036-37 | 2037-38 | 2038-39 | 2039-40 | 2040-41 | 2041-42 | 2042-43 | 2043-44 | 2044-45 | 2045-46 | 2046-47 | 2047-48 | 2048-49 | 2049-50
TAS1 | Distributed PV | 241.7982 | 259.2885 | 284.7662 | 301.5686 | 300.9347 | 340.451 | 359.6348 | 360.3473 | 374.3481 | 393.6202 | 404.7802 | 437.3265 | 455.5355 | 452.1246 | 503.5286 | 526.4053 | 536.969 | 559.1407 | 589.6888 | 603.1441 | 635.0531 | 649.9672 | 636.9304 | 701.9138 | 726.329 | 725.2839 | 750.5421 | 789.8501 | 795.6798
TAS1 | Behind the meter battery | 7.3456 | 8.1541 | 9.5732 | 11.6426 | 14.2168 | 17.3795 | 19.9981 | 22.3987 | 25.2488 | 28.1858 | 33.6784 | 36.0105 | 38.7781 | 40.8699 | 42.8983 | 44.4221 | 46.0092 | 47.4651 | 48.7751 | 49.8034 | 50.9537 | 52.2079 | 53.5239 | 53.2746 | 53.2423 | 53.0947 | 53.07 | 52.6323 | 52.3218
TAS1 | Behind the meter battery pump | 6.2397 | 6.9295 | 8.1325 | 9.8883 | 12.0815 | 14.7661 | 16.9888 | 19.037 | 21.4396 | 23.9422 | 28.6235 | 30.5904 | 32.9445 | 34.7133 | 36.4422 | 37.7485 | 39.1047 | 40.3143 | 41.458 | 42.3322 | 43.2535 | 44.3498 | 45.4846 | 45.2346 | 45.2446 | 45.103 | 45.0875 | 44.7198 | 44.4337

## BaseCase_Capacity
Installed capacity by technology (MW) - BaseCase, Central Scenario
Capacity calculated on 1 July. In early study years some wind and solar projects enter later in the financial year and are therefore reflected in the following financial year's capacity.
Explicitly modelled generation
Region | Technology | 2021-22 | 2022-23 | 2023-24 | 2024-25 | 2025-26 | 2026-27 | 2027-28 | 2028-29 | 2029-30 | 2030-31 | 2031-32 | 2032-33 | 2033-34 | 2034-35 | 2035-36 | 2036-37 | 2037-38 | 2038-39 | 2039-40 | 2040-41 | 2041-42 | 2042-43 | 2043-44 | 2044-45 | 2045-46 | 2046-47 | 2047-48 | 2048-49 | 2049-50
NEM | Black Coal | 18366 | 17891 | 16416 | 13857.0408 | 11869.708 | 11103.1587 | 10882.8122 | 10182.8122 | 8503.8941 | 8221.8634 | 8219.2949 | 7634.8238 | 7634.8238 | 7634.8238 | 6882.155 | 6395.9999 | 5246 | 5246 | 5246 | 5246 | 5246 | 3152 | 2787 | 2422 | 2057 | 1692 | 1692 | 1692 | 1692
NEM | Brown Coal | 4790 | 4790 | 4790 | 3764.4082 | 3724.7342 | 3507.1917 | 3507.1917 | 3507.1917 | 3488.6695 | 3340.0011 | 3340.0001 | 3340 | 3340 | 3340 | 3340 | 3340 | 3340 | 3340 | 3340 | 3340 | 3340 | 3340 | 3340 | 3340 | 3340 | 3340 | 2225 | 0 | 0
NEM | CCGT | 3054.9 | 3054.9 | 2874.9 | 2874.9 | 2874.9 | 2874.9 | 2874.9 | 2874.9 | 2874.9 | 2874.9 | 2874.9 | 2874.9 | 2874.9 | 2874.9 | 2874.9 | 2489.9 | 1960.9 | 1960.9 | 1817.5 | 1817.5 | 1817.5 | 1817.5 | 1377.5 | 1192.5 | 548 | 388 | 388 | 388 | 388
NEM | Gas - Steam | 1384 | 1384 | 1384 | 1384 | 1384 | 1384 | 1384 | 1384 | 1384 | 1384 | 1384 | 1384 | 1384 | 1384 | 584 | 584 | 584 | 584 | 84 | 84 | 84 | 84 | 84 | 84 | 84 | 0 | 0 | 0 | 0
NEM | OCGT / Diesel | 6863.14 | 6863.14 | 6863.14 | 6863.14 | 6863.14 | 6863.14 | 6863.14 | 6863.14 | 6863.14 | 6480.64 | 6480.64 | 6211.3 | 5749.3 | 5632.3 | 5502.3 | 5502.3 | 5502.3002 | 5502.3002 | 6078.6743 | 5958.6743 | 6131.3839 | 6037.3845 | 6107.5472 | 6046.2163 | 6582.8606 | 7666.2102 | 7082.2102 | 8710.0106 | 8399.9322
NEM | Hydro | 7365.3 | 7365.3 | 7365.3 | 7365.3 | 7365.3 | 7365.3 | 7365.3 | 7365.3 | 7365.3 | 7365.3 | 7365.3 | 7365.3 | 7365.3 | 7365.3 | 7365.3 | 7365.3 | 7278.9 | 7278.9 | 7278.9 | 7278.9 | 7278.9 | 7212.9 | 7212.9 | 7212.9 | 7212.9 | 7212.9 | 7212.9 | 7212.9 | 7212.9
NEM | Wind | 8952.838 | 11397.4521 | 12299.8136 | 13503.5235 | 14729.3846 | 15683.7605 | 17339.7274 | 18893.1622 | 22329.3915 | 22358.7191 | 22500.5227 | 23014.0822 | 23481.5121 | 23829.0537 | 24744.2305 | 25989.2541 | 30225.94 | 30621.1093 | 31324.2327 | 31125.4736 | 32774.667 | 35418.5799 | 35696.0255 | 35419.6375 | 35899.3977 | 38005.9579 | 39236.1985 | 40358.9499 | 41048.5101
NEM | Solar PV | 5599.971 | 6959.156 | 6959.156 | 6959.156 | 6959.156 | 6959.156 | 6959.1565 | 7154.6543 | 11072.7734 | 11072.7734 | 11072.7734 | 11072.7734 | 11072.7734 | 11072.7734 | 11072.7734 | 10951.7734 | 12551.8965 | 12401.5964 | 12401.5964 | 12756.1793 | 13613.3888 | 18425.4584 | 18340.2316 | 17921.6116 | 19095.0344 | 23094.0726 | 23670.7507 | 25061.1977 | 25986.4663
NEM | Grid Battery | 260.33 | 600.33 | 600.33 | 600.33 | 600.33 | 600.33 | 600.33 | 600.33 | 600.33 | 570.33 | 570.33 | 570.33 | 515.0003 | 490.0003 | 490.0007 | 490.0007 | 1012.6401 | 1012.6401 | 1346.1438 | 1326.1438 | 3420.4918 | 3120.4918 | 3120.4918 | 3749.2383 | 3749.2384 | 4818.7637 | 4818.7638 | 5604.9549 | 5604.9548
NEM | Pumped Hydro | 810 | 810 | 810 | 810 | 2850 | 2850 | 2850 | 2850 | 4849.9999 | 4849.9999 | 4849.9999 | 4849.9999 | 4850.0001 | 4850.0001 | 4850.0001 | 4850.0001 | 5960.694 | 5960.694 | 5990.3079 | 5990.3079 | 6198.3467 | 6958.0096 | 6958.0096 | 7459.5189 | 7459.5189 | 7974.309 | 7974.309 | 8611.2702 | 8611.2702
NEM | VPP | 36.545 | 54.909 | 79.222 | 111.716 | 155.475 | 212.948 | 274.212 | 348.483 | 458.205 | 557.379 | 708.547 | 823.447 | 953.292 | 1081.03 | 1214.079 | 1346.365 | 1479.677 | 1613.916 | 1747.369 | 1881.885 | 2021.695 | 2168.3841 | 2317.988 | 2433.084 | 2551.477 | 2673.029 | 2797.397 | 2923.275 | 3050.769
Total excluding storage |  | 56376.149 | 59704.9481 | 58952.3096 | 56571.4685 | 55770.3228 | 55740.6068 | 57176.2278 | 58225.1605 | 63882.0685 | 63098.197 | 63237.4311 | 62897.1793 | 62902.6093 | 63133.1509 | 62365.6589 | 62618.5274 | 66689.9367 | 66934.806 | 67570.9034 | 67606.7272 | 70285.8398 | 75487.8228 | 74945.2043 | 73638.8655 | 74819.1927 | 81399.1407 | 81507.0594 | 83423.0582 | 84727.8086
Region | Technology | 2021-22 | 2022-23 | 2023-24 | 2024-25 | 2025-26 | 2026-27 | 2027-28 | 2028-29 | 2029-30 | 2030-31 | 2031-32 | 2032-33 | 2033-34 | 2034-35 | 2035-36 | 2036-37 | 2037-38 | 2038-39 | 2039-40 | 2040-41 | 2041-42 | 2042-43 | 2043-44 | 2044-45 | 2045-46 | 2046-47 | 2047-48 | 2048-49 | 2049-50
NSW1 | Black Coal | 10240 | 9765 | 8290 | 7411.0395 | 5423.7082 | 4871.0036 | 4650.6572 | 4650.6572 | 2971.739 | 2689.7084 | 2687.1399 | 2102.6688 | 2102.6688 | 2102.6688 | 1350 | 1350 | 1350 | 1350 | 1350 | 1350 | 1350 | 0 | 0 | 0 | 0 | 0 | 0 | 0 | 0
NSW1 | Brown Coal | 0 | 0 | 0 | 0 | 0 | 0 | 0 | 0 | 0 | 0 | 0 | 0 | 0 | 0 | 0 | 0 | 0 | 0 | 0 | 0 | 0 | 0 | 0 | 0 | 0 | 0 | 0 | 0 | 0
NSW1 | CCGT | 625 | 625 | 625 | 625 | 625 | 625 | 625 | 625 | 625 | 625 | 625 | 625 | 625 | 625 | 625 | 625 | 625 | 625 | 625 | 625 | 625 | 625 | 185 | 0 | 0 | 0 | 0 | 0 | 0
NSW1 | Gas - Steam | 0 | 0 | 0 | 0 | 0 | 0 | 0 | 0 | 0 | 0 | 0 | 0 | 0 | 0 | 0 | 0 | 0 | 0 | 0 | 0 | 0 | 0 | 0 | 0 | 0 | 0 | 0 | 0 | 0
NSW1 | OCGT / Diesel | 1438 | 1438 | 1438 | 1438 | 1438 | 1438 | 1438 | 1438 | 1438 | 1438 | 1438 | 1438 | 1438 | 1438 | 1388 | 1388 | 1388.0002 | 1388.0002 | 2404.3738 | 2404.3738 | 2404.3738 | 2404.3738 | 2474.5365 | 2709.2666 | 2709.2666 | 2709.2666 | 2709.2666 | 3564.2701 | 3564.2701
NSW1 | Hydro | 2585 | 2585 | 2585 | 2585 | 2585 | 2585 | 2585 | 2585 | 2585 | 2585 | 2585 | 2585 | 2585 | 2585 | 2585 | 2585 | 2585 | 2585 | 2585 | 2585 | 2585 | 2585 | 2585 | 2585 | 2585 | 2585 | 2585 | 2585 | 2585
NSW1 | Wind | 2220.73 | 2981.1841 | 3741.89 | 4514.1738 | 5288.4127 | 6105.6332 | 6922.8532 | 7560.7288 | 10158.0212 | 10158.0212 | 10158.021 | 10158.0212 | 10158.0212 | 10158.0212 | 10158.0212 | 10111.5212 | 9941.5212 | 10054.3665 | 10977.4593 | 10926.0488 | 11992.9508 | 12471.3079 | 12176.3279 | 12176.3279 | 12679.0518 | 12452.2521 | 12805.6448 | 13251.1303 | 13137.9403
NSW1 | Solar PV | 2130.363 | 2600.363 | 2600.363 | 2600.363 | 2600.363 | 2600.363 | 2600.3635 | 2795.8613 | 6713.9804 | 6713.9804 | 6713.9804 | 6713.9804 | 6713.9804 | 6713.9804 | 6713.9804 | 6713.9804 | 7429.0517 | 7278.7517 | 7278.7517 | 7278.7517 | 7278.7517 | 9745.7007 | 9672.7007 | 9672.7007 | 9672.7007 | 11899.4705 | 11899.4705 | 13397.1655 | 13449.0041
NSW1 | Grid Battery | 0 | 0 | 0 | 0 | 0 | 0 | 0 | 0 | 0 | 0 | 0 | 0 | 0 | 0 | 0 | 0 | 0.0044331 | 0.0044332 | 27.4218 | 27.4218 | 752.6824 | 752.6824 | 752.6824 | 965.925 | 965.925 | 965.925 | 965.925 | 965.925 | 965.9249
NSW1 | Pumped Hydro | 240 | 240 | 240 | 240 | 2280 | 2280 | 2280 | 2280 | 4279.9999 | 4279.9999 | 4279.9999 | 4279.9999 | 4279.9999 | 4279.9999 | 4279.9999 | 4279.9999 | 4280.0002 | 4280.0002 | 4280.0002 | 4280.0002 | 4280.0002 | 4280.0002 | 4280.0002 | 4280.0003 | 4280.0003 | 4280.0003 | 4280.0003 | 4280.0003 | 4280.0003
NSW1 | VPP | 13.897 | 19.697 | 29.162 | 42.001 | 59.431 | 81.633 | 103.019 | 129.604 | 168.832 | 203.169 | 255.242 | 292.839 | 337.193 | 380.779 | 426.084 | 469.969 | 513.223 | 556.711 | 599.309 | 642.059 | 686.952 | 734.321 | 783.025 | 821.133 | 860.401 | 900.734 | 941.995 | 983.641 | 1025.804
Total excluding storage |  | 19239.093 | 19994.5471 | 19280.253 | 19173.5763 | 17960.4839 | 18224.9998 | 18821.8739 | 19655.2474 | 24491.7406 | 24209.71 | 24207.1413 | 23622.6704 | 23622.6704 | 23622.6704 | 22820.0016 | 22773.5016 | 23318.5731 | 23281.1184 | 25220.5847 | 25169.1742 | 26236.0762 | 27831.3823 | 27093.565 | 27143.2951 | 27646.0191 | 29645.9891 | 29999.3819 | 32797.5658 | 32736.2145
Region | Technology | 2021-22 | 2022-23 | 2023-24 | 2024-25 | 2025-26 | 2026-27 | 2027-28 | 2028-29 | 2029-30 | 2030-31 | 2031-32 | 2032-33 | 2033-34 | 2034-35 | 2035-36 | 2036-37 | 2037-38 | 2038-39 | 2039-40 | 2040-41 | 2041-42 | 2042-43 | 2043-44 | 2044-45 | 2045-46 | 2046-47 | 2047-48 | 2048-49 | 2049-50
QLD1 | Black Coal | 8126 | 8126 | 8126 | 6446.0013 | 6445.9998 | 6232.155 | 6232.155 | 5532.155 | 5532.155 | 5532.155 | 5532.155 | 5532.155 | 5532.155 | 5532.155 | 5532.155 | 5045.9999 | 3896 | 3896 | 3896 | 3896 | 3896 | 3152 | 2787 | 2422 | 2057 | 1692 | 1692 | 1692 | 1692
QLD1 | Brown Coal | 0 | 0 | 0 | 0 | 0 | 0 | 0 | 0 | 0 | 0 | 0 | 0 | 0 | 0 | 0 | 0 | 0 | 0 | 0 | 0 | 0 | 0 | 0 | 0 | 0 | 0 | 0 | 0 | 0
QLD1 | CCGT | 1512.9 | 1512.9 | 1512.9 | 1512.9 | 1512.9 | 1512.9 | 1512.9 | 1512.9 | 1512.9 | 1512.9 | 1512.9 | 1512.9 | 1512.9 | 1512.9 | 1512.9 | 1127.9 | 1127.9 | 1127.9 | 984.5 | 984.5 | 984.5 | 984.5 | 984.5 | 984.5 | 340 | 180 | 180 | 180 | 180
QLD1 | Gas - Steam | 84 | 84 | 84 | 84 | 84 | 84 | 84 | 84 | 84 | 84 | 84 | 84 | 84 | 84 | 84 | 84 | 84 | 84 | 84 | 84 | 84 | 84 | 84 | 84 | 84 | 0 | 0 | 0 | 0
QLD1 | OCGT / Diesel | 1910 | 1910 | 1910 | 1910 | 1910 | 1910 | 1910 | 1910 | 1910 | 1910 | 1910 | 1910 | 1618 | 1501 | 1501 | 1501 | 1501 | 1501 | 1501 | 1501 | 1501 | 1501.0005 | 1501.0005 | 1369.0005 | 1905.6448 | 2988.9944 | 2988.9944 | 3065.6482 | 2755.5698
QLD1 | Hydro | 152.4 | 152.4 | 152.4 | 152.4 | 152.4 | 152.4 | 152.4 | 152.4 | 152.4 | 152.4 | 152.4 | 152.4 | 152.4 | 152.4 | 152.4 | 152.4 | 66 | 66 | 66 | 66 | 66 | 0 | 0 | 0 | 0 | 0 | 0 | 0 | 0
QLD1 | Wind | 676.608 | 1176.608 | 1176.608 | 1466.3781 | 1776.608 | 1776.608 | 2511.1993 | 3289.603 | 4082.1345 | 4082.1345 | 4082.1345 | 4082.1345 | 4082.1345 | 4082.1345 | 4249.7482 | 4856.8732 | 6541.5573 | 6541.5573 | 6541.5573 | 6573.7731 | 6908.0195 | 8623.0464 | 8442.5284 | 8626.5404 | 8948.8574 | 9716.4714 | 9716.4714 | 9716.4714 | 10346.9113
QLD1 | Solar PV | 2017.635 | 2827.62 | 2827.62 | 2827.62 | 2827.62 | 2827.62 | 2827.62 | 2827.62 | 2827.62 | 2827.62 | 2827.62 | 2827.62 | 2827.62 | 2827.62 | 2827.62 | 2706.62 | 3591.671 | 3591.671 | 3591.671 | 3791.6705 | 4335.5779 | 6437.2772 | 6270.2772 | 6069.1772 | 6157.4133 | 7929.6817 | 7819.2817 | 7288.3817 | 8267.2612
QLD1 | Grid Battery | 0 | 20 | 20 | 20 | 20 | 20 | 20 | 20 | 20 | 20 | 20 | 20 | 20.0003 | 20.0003 | 20.0003 | 20.0003 | 542.6318 | 542.6318 | 542.6318 | 522.6318 | 1099.2615 | 1099.2615 | 1099.2615 | 1514.7655 | 1514.7655 | 2584.2908 | 2584.2908 | 2584.2908 | 2584.2908
QLD1 | Pumped Hydro | 570 | 570 | 570 | 570 | 570 | 570 | 570 | 570 | 570 | 570 | 570 | 570 | 570.0002 | 570.0002 | 570.0002 | 570.0002 | 1395.7055 | 1395.7055 | 1395.7055 | 1395.7055 | 1503.4074 | 2263.0703 | 2263.0703 | 2263.0703 | 2263.0703 | 2777.8604 | 2777.8604 | 2777.8604 | 2777.8604
QLD1 | VPP | 6.283 | 9.038 | 13.648 | 20.047 | 28.646 | 39.92 | 51.776 | 66.05 | 86.234 | 109.423 | 142.449 | 168.902 | 199.702 | 230.441 | 262.576 | 295.532 | 329.475 | 362.967 | 395.859 | 429.33 | 463.784 | 499.933 | 537.296 | 565.416 | 594.354 | 624.143 | 654.722 | 685.861 | 717.549
Total excluding storage |  | 14479.543 | 15789.528 | 15789.528 | 14399.2994 | 14709.5278 | 14495.683 | 15230.2743 | 15308.678 | 16101.2095 | 16101.2095 | 16101.2095 | 16101.2095 | 15809.2095 | 15692.2095 | 15859.8232 | 15474.7931 | 16808.1284 | 16808.1284 | 16664.7284 | 16896.9436 | 17775.0974 | 20781.8241 | 20069.3061 | 19555.2181 | 19492.9155 | 22507.1475 | 22396.7475 | 21942.5013 | 23241.7423
Region | Technology | 2021-22 | 2022-23 | 2023-24 | 2024-25 | 2025-26 | 2026-27 | 2027-28 | 2028-29 | 2029-30 | 2030-31 | 2031-32 | 2032-33 | 2033-34 | 2034-35 | 2035-36 | 2036-37 | 2037-38 | 2038-39 | 2039-40 | 2040-41 | 2041-42 | 2042-43 | 2043-44 | 2044-45 | 2045-46 | 2046-47 | 2047-48 | 2048-49 | 2049-50
VIC1 | Black Coal | 0 | 0 | 0 | 0 | 0 | 0 | 0 | 0 | 0 | 0 | 0 | 0 | 0 | 0 | 0 | 0 | 0 | 0 | 0 | 0 | 0 | 0 | 0 | 0 | 0 | 0 | 0 | 0 | 0
VIC1 | Brown Coal | 4790 | 4790 | 4790 | 3764.4082 | 3724.7342 | 3507.1917 | 3507.1917 | 3507.1917 | 3488.6695 | 3340.0011 | 3340.0001 | 3340 | 3340 | 3340 | 3340 | 3340 | 3340 | 3340 | 3340 | 3340 | 3340 | 3340 | 3340 | 3340 | 3340 | 3340 | 2225 | 0 | 0
VIC1 | CCGT | 0 | 0 | 0 | 0 | 0 | 0 | 0 | 0 | 0 | 0 | 0 | 0 | 0 | 0 | 0 | 0 | 0 | 0 | 0 | 0 | 0 | 0 | 0 | 0 | 0 | 0 | 0 | 0 | 0
VIC1 | Gas - Steam | 500 | 500 | 500 | 500 | 500 | 500 | 500 | 500 | 500 | 500 | 500 | 500 | 500 | 500 | 500 | 500 | 500 | 500 | 0 | 0 | 0 | 0 | 0 | 0 | 0 | 0 | 0 | 0 | 0
VIC1 | OCGT / Diesel | 1900 | 1900 | 1900 | 1900 | 1900 | 1900 | 1900 | 1900 | 1900 | 1900 | 1900 | 1900 | 1730 | 1730 | 1730 | 1730 | 1730 | 1730 | 1290 | 1290 | 1290.0001 | 1196.0001 | 1196.0001 | 1196.0001 | 1196.0001 | 1196.0001 | 612.0001 | 1210.92 | 1210.92
VIC1 | Hydro | 2219 | 2219 | 2219 | 2219 | 2219 | 2219 | 2219 | 2219 | 2219 | 2219 | 2219 | 2219 | 2219 | 2219 | 2219 | 2219 | 2219 | 2219 | 2219 | 2219 | 2219 | 2219 | 2219 | 2219 | 2219 | 2219 | 2219 | 2219 | 2219
VIC1 | Wind | 3434.44 | 4322.2 | 4322.2 | 4322.2 | 4322.2 | 4322.2 | 4322.2 | 4322.2 | 4322.2 | 4322.2 | 4322.2 | 4322.2004 | 4745.7623 | 4950.7362 | 4969.7001 | 5498.9449 | 7378.3805 | 7104.2771 | 6912.2785 | 6623.9786 | 6872.0235 | 7322.5523 | 8289.3557 | 7977.3557 | 7927.8562 | 8995.8964 | 9780.4897 | 10051.7897 | 10224.1
VIC1 | Solar PV | 1098.973 | 1098.973 | 1098.973 | 1098.973 | 1098.973 | 1098.973 | 1098.973 | 1098.973 | 1098.973 | 1098.973 | 1098.973 | 1098.973 | 1098.973 | 1098.973 | 1098.973 | 1098.973 | 1098.9732 | 1098.9732 | 1098.9732 | 1098.9734 | 1366.8593 | 1435.5973 | 1435.5973 | 1328.0773 | 2212.0365 | 2212.0366 | 2899.1147 | 3188.4507 | 3191.0007
VIC1 | Grid Battery | 55.33 | 375.33 | 375.33 | 375.33 | 375.33 | 375.33 | 375.33 | 375.33 | 375.33 | 375.33 | 375.33 | 375.33 | 320 | 320 | 320.0001 | 320.0001 | 320.0002 | 320.0002 | 320.0017 | 320.0017 | 657.284 | 357.284 | 357.284 | 357.284 | 357.284 | 357.284 | 357.284 | 1143.4751 | 1143.4751
VIC1 | Pumped Hydro | 0 | 0 | 0 | 0 | 0 | 0 | 0 | 0 | 0 | 0 | 0 | 0 | 0 | 0 | 0 | 0 | 284.9883 | 284.9883 | 314.6023 | 314.6023 | 414.9391 | 414.9391 | 414.9391 | 916.4482 | 916.4482 | 916.4482 | 916.4482 | 1553.4094 | 1553.4094
VIC1 | VPP | 7.967 | 12.184 | 18.007 | 25.892 | 37.312 | 52.961 | 71.587 | 94.075 | 129.773 | 159.421 | 205.486 | 243.58 | 283.23 | 321.698 | 361.635 | 401.73 | 443.322 | 486.699 | 530.824 | 575.442 | 621.935 | 669.907 | 718.015 | 754.911 | 792.922 | 831.94 | 871.864 | 912.314 | 953.272
Total excluding storage |  | 13942.413 | 14830.173 | 14830.173 | 13804.5812 | 13764.9071 | 13547.3647 | 13547.3647 | 13547.3647 | 13528.8425 | 13380.1741 | 13380.1731 | 13380.1734 | 13633.7353 | 13838.7092 | 13857.6731 | 14386.9179 | 16266.3536 | 15992.2503 | 14860.2516 | 14571.952 | 15087.8829 | 15513.1497 | 16479.9531 | 16060.4331 | 16894.8928 | 17962.9331 | 17735.6045 | 16670.1604 | 16845.0207
Region | Technology | 2021-22 | 2022-23 | 2023-24 | 2024-25 | 2025-26 | 2026-27 | 2027-28 | 2028-29 | 2029-30 | 2030-31 | 2031-32 | 2032-33 | 2033-34 | 2034-35 | 2035-36 | 2036-37 | 2037-38 | 2038-39 | 2039-40 | 2040-41 | 2041-42 | 2042-43 | 2043-44 | 2044-45 | 2045-46 | 2046-47 | 2047-48 | 2048-49 | 2049-50
SA1 | Black Coal | 0 | 0 | 0 | 0 | 0 | 0 | 0 | 0 | 0 | 0 | 0 | 0 | 0 | 0 | 0 | 0 | 0 | 0 | 0 | 0 | 0 | 0 | 0 | 0 | 0 | 0 | 0 | 0 | 0
SA1 | Brown Coal | 0 | 0 | 0 | 0 | 0 | 0 | 0 | 0 | 0 | 0 | 0 | 0 | 0 | 0 | 0 | 0 | 0 | 0 | 0 | 0 | 0 | 0 | 0 | 0 | 0 | 0 | 0 | 0 | 0
SA1 | CCGT | 709 | 709 | 529 | 529 | 529 | 529 | 529 | 529 | 529 | 529 | 529 | 529 | 529 | 529 | 529 | 529 | 0 | 0 | 0 | 0 | 0 | 0 | 0 | 0 | 0 | 0 | 0 | 0 | 0
SA1 | Gas - Steam | 800 | 800 | 800 | 800 | 800 | 800 | 800 | 800 | 800 | 800 | 800 | 800 | 800 | 800 | 0 | 0 | 0 | 0 | 0 | 0 | 0 | 0 | 0 | 0 | 0 | 0 | 0 | 0 | 0
SA1 | OCGT / Diesel | 1437.14 | 1437.14 | 1437.14 | 1437.14 | 1437.14 | 1437.14 | 1437.14 | 1437.14 | 1437.14 | 1054.64 | 1054.64 | 785.3 | 785.3 | 785.3 | 705.3 | 705.3 | 705.3 | 705.3 | 705.3005 | 705.3005 | 878.01 | 878.01 | 878.01 | 713.9491 | 713.9491 | 713.9491 | 713.9491 | 811.1723 | 811.1723
SA1 | Hydro | 0 | 0 | 0 | 0 | 0 | 0 | 0 | 0 | 0 | 0 | 0 | 0 | 0 | 0 | 0 | 0 | 0 | 0 | 0 | 0 | 0 | 0 | 0 | 0 | 0 | 0 | 0 | 0 | 0
SA1 | Wind | 2053.31 | 2349.71 | 2349.71 | 2349.71 | 2349.71 | 2349.71 | 2316.71 | 2316.71 | 2225.96 | 2113.96 | 2113.96 | 2484.9512 | 2386.2512 | 2386.2512 | 2972.2827 | 2984.8685 | 3684.867 | 4098.5659 | 3922.8595 | 3883.8596 | 3883.8597 | 3883.8598 | 3670.0001 | 3670.0001 | 3374.2188 | 3871.9245 | 3964.179 | 4370.145 | 4370.145
SA1 | Solar PV | 353 | 432.2 | 432.2 | 432.2 | 432.2 | 432.2 | 432.2 | 432.2 | 432.2 | 432.2 | 432.2 | 432.2 | 432.2 | 432.2 | 432.2 | 432.2 | 432.2006 | 432.2006 | 432.2006 | 586.7838 | 632.2 | 806.8832 | 961.6564 | 851.6564 | 1052.8838 | 1052.8838 | 1052.8838 | 1187.1999 | 1079.2003
SA1 | Grid Battery | 205 | 205 | 205 | 205 | 205 | 205 | 205 | 205 | 205 | 175 | 175 | 175 | 175 | 150 | 150.0002 | 150.0002 | 150.0037 | 150.0037 | 456.0885 | 456.0885 | 911.2639 | 911.2639 | 911.2639 | 911.2639 | 911.2639 | 911.2639 | 911.2639 | 911.2639 | 911.2639
SA1 | Pumped Hydro | 0 | 0 | 0 | 0 | 0 | 0 | 0 | 0 | 0 | 0 | 0 | 0 | 0 | 0 | 0 | 0 | 0 | 0 | 0 | 0 | 0 | 0 | 0 | 0.00010083 | 0.00010107 | 0.00010116 | 0.00010128 | 0.00010144 | 0.00010153
SA1 | VPP | 7.403 | 12.575 | 16.369 | 20.818 | 25.878 | 32.539 | 40.105 | 48.895 | 60.853 | 70.614 | 87.129 | 97.388 | 109.546 | 121.655 | 134.326 | 146.657 | 158.138 | 169.176 | 180.255 | 191.186 | 202.356 | 214.599 | 227.014 | 236.682 | 246.511 | 256.534 | 266.715 | 276.923 | 287.161
Total excluding storage |  | 5352.45 | 5728.05 | 5548.05 | 5548.05 | 5548.05 | 5548.05 | 5515.05 | 5515.05 | 5424.3 | 4929.8 | 4929.8 | 5031.4512 | 4932.7512 | 4932.7512 | 4638.7827 | 4651.3685 | 4822.3676 | 5236.0665 | 5060.3605 | 5175.9439 | 5394.0698 | 5568.7531 | 5509.6665 | 5235.6056 | 5141.0517 | 5638.7575 | 5731.012 | 6368.5172 | 6260.5176
Region | Technology | 2021-22 | 2022-23 | 2023-24 | 2024-25 | 2025-26 | 2026-27 | 2027-28 | 2028-29 | 2029-30 | 2030-31 | 2031-32 | 2032-33 | 2033-34 | 2034-35 | 2035-36 | 2036-37 | 2037-38 | 2038-39 | 2039-40 | 2040-41 | 2041-42 | 2042-43 | 2043-44 | 2044-45 | 2045-46 | 2046-47 | 2047-48 | 2048-49 | 2049-50
TAS1 | Black Coal | 0 | 0 | 0 | 0 | 0 | 0 | 0 | 0 | 0 | 0 | 0 | 0 | 0 | 0 | 0 | 0 | 0 | 0 | 0 | 0 | 0 | 0 | 0 | 0 | 0 | 0 | 0 | 0 | 0
TAS1 | Brown Coal | 0 | 0 | 0 | 0 | 0 | 0 | 0 | 0 | 0 | 0 | 0 | 0 | 0 | 0 | 0 | 0 | 0 | 0 | 0 | 0 | 0 | 0 | 0 | 0 | 0 | 0 | 0 | 0 | 0
TAS1 | CCGT | 208 | 208 | 208 | 208 | 208 | 208 | 208 | 208 | 208 | 208 | 208 | 208 | 208 | 208 | 208 | 208 | 208 | 208 | 208 | 208 | 208 | 208 | 208 | 208 | 208 | 208 | 208 | 208 | 208
TAS1 | Gas - Steam | 0 | 0 | 0 | 0 | 0 | 0 | 0 | 0 | 0 | 0 | 0 | 0 | 0 | 0 | 0 | 0 | 0 | 0 | 0 | 0 | 0 | 0 | 0 | 0 | 0 | 0 | 0 | 0 | 0
TAS1 | OCGT / Diesel | 178 | 178 | 178 | 178 | 178 | 178 | 178 | 178 | 178 | 178 | 178 | 178 | 178 | 178 | 178 | 178 | 178 | 178 | 178 | 58 | 58 | 58 | 58 | 58 | 58 | 58 | 58 | 58 | 58
TAS1 | Hydro | 2408.9 | 2408.9 | 2408.9 | 2408.9 | 2408.9 | 2408.9 | 2408.9 | 2408.9 | 2408.9 | 2408.9 | 2408.9 | 2408.9 | 2408.9 | 2408.9 | 2408.9 | 2408.9 | 2408.9 | 2408.9 | 2408.9 | 2408.9 | 2408.9 | 2408.9 | 2408.9 | 2408.9 | 2408.9 | 2408.9 | 2408.9 | 2408.9 | 2408.9
TAS1 | Wind | 567.75 | 567.75 | 709.4056 | 851.0617 | 992.4539 | 1129.6093 | 1266.7649 | 1403.9204 | 1541.0758 | 1682.4034 | 1824.2072 | 1966.7749 | 2109.3429 | 2251.9106 | 2394.4783 | 2537.0463 | 2679.614 | 2822.3425 | 2970.0782 | 3117.8135 | 3117.8135 | 3117.8135 | 3117.8135 | 2969.4135 | 2969.4135 | 2969.4135 | 2969.4135 | 2969.4135 | 2969.4135
TAS1 | Solar PV | 0 | 0 | 0 | 0 | 0 | 0 | 0 | 0 | 0 | 0 | 0 | 0 | 0 | 0 | 0 | 0 | 0 | 0 | 0 | 0 | 0 | 0 | 0 | 0 | 0 | 0 | 0 | 0 | 0
TAS1 | Grid Battery | 0 | 0 | 0 | 0 | 0 | 0 | 0 | 0 | 0 | 0 | 0 | 0 | 0 | 0 | 0 | 0 | 0 | 0 | 0 | 0 | 0 | 0 | 0 | 0 | 0 | 0 | 0.00010575 | 0.00012382 | 0.00012136
TAS1 | Pumped Hydro | 0 | 0 | 0 | 0 | 0 | 0 | 0 | 0 | 0 | 0 | 0 | 0 | 0 | 0 | 0 | 0 | 0 | 0 | 0 | 0 | 0 | 0 | 0 | 0 | 0 | 0 | 0 | 0 | 0
TAS1 | VPP | 0.995 | 1.415 | 2.036 | 2.958 | 4.208 | 5.895 | 7.725 | 9.859 | 12.513 | 14.752 | 18.241 | 20.738 | 23.621 | 26.457 | 29.458 | 32.477 | 35.519 | 38.363 | 41.122 | 43.868 | 46.668 | 49.624 | 52.638 | 54.942 | 57.289 | 59.678 | 62.101 | 64.536 | 66.983
Total excluding storage |  | 3362.65 | 3362.65 | 3504.3056 | 3645.9616 | 3787.3539 | 3924.5093 | 4061.6649 | 4198.8204 | 4335.9758 | 4477.3034 | 4619.1072 | 4761.6749 | 4904.2429 | 5046.8106 | 5189.3783 | 5331.9463 | 5474.514 | 5617.2425 | 5764.9781 | 5792.7135 | 5792.7135 | 5792.7135 | 5792.7135 | 5644.3135 | 5644.3135 | 5644.3135 | 5644.3135 | 5644.3135 | 5644.3135
Explicitly modelled pumping
Region | Technology | 2021-22 | 2022-23 | 2023-24 | 2024-25 | 2025-26 | 2026-27 | 2027-28 | 2028-29 | 2029-30 | 2030-31 | 2031-32 | 2032-33 | 2033-34 | 2034-35 | 2035-36 | 2036-37 | 2037-38 | 2038-39 | 2039-40 | 2040-41 | 2041-42 | 2042-43 | 2043-44 | 2044-45 | 2045-46 | 2046-47 | 2047-48 | 2048-49 | 2049-50
NEM | Grid Battery pump | 260.33 | 600.33 | 600.33 | 600.33 | 600.33 | 600.33 | 600.33 | 600.33 | 600.33 | 570.33 | 570.33 | 570.33 | 515.0003 | 490.0003 | 490.0007 | 490.0007 | 1012.6401 | 1012.6401 | 1346.1438 | 1326.1438 | 3420.4918 | 3120.4918 | 3120.4918 | 3749.2383 | 3749.2384 | 4818.7637 | 4818.7638 | 5604.9549 | 5604.9548
NEM | Pumped Hydro Pump | 1330 | 1330 | 1330 | 1330 | 3370 | 3370 | 3370 | 3370 | 5369.9999 | 5369.9999 | 5369.9999 | 5369.9999 | 5370.0001 | 5370.0001 | 5370.0001 | 5370.0001 | 6480.694 | 6480.694 | 6510.3079 | 6510.3079 | 6718.3467 | 7478.0096 | 7478.0096 | 7979.5189 | 7979.5189 | 8494.309 | 8494.309 | 9131.2702 | 9131.2702
NEM | VPP pump | 36.545 | 54.909 | 79.222 | 111.716 | 155.475 | 212.948 | 274.212 | 348.483 | 458.205 | 557.379 | 708.547 | 823.447 | 953.292 | 1081.03 | 1214.079 | 1346.365 | 1479.677 | 1613.916 | 1747.369 | 1881.885 | 2021.695 | 2168.3841 | 2317.988 | 2433.084 | 2551.477 | 2673.029 | 2797.397 | 2923.275 | 3050.769
Region | Technology | 2021-22 | 2022-23 | 2023-24 | 2024-25 | 2025-26 | 2026-27 | 2027-28 | 2028-29 | 2029-30 | 2030-31 | 2031-32 | 2032-33 | 2033-34 | 2034-35 | 2035-36 | 2036-37 | 2037-38 | 2038-39 | 2039-40 | 2040-41 | 2041-42 | 2042-43 | 2043-44 | 2044-45 | 2045-46 | 2046-47 | 2047-48 | 2048-49 | 2049-50
NSW1 | Grid Battery pump | 0 | 0 | 0 | 0 | 0 | 0 | 0 | 0 | 0 | 0 | 0 | 0 | 0 | 0 | 0 | 0 | 0.0044331 | 0.0044332 | 27.4218 | 27.4218 | 752.6824 | 752.6824 | 752.6824 | 965.925 | 965.925 | 965.925 | 965.925 | 965.925 | 965.9249
NSW1 | Pumped Hydro Pump | 840 | 840 | 840 | 840 | 2880 | 2880 | 2880 | 2880 | 4879.9999 | 4879.9999 | 4879.9999 | 4879.9999 | 4879.9999 | 4879.9999 | 4879.9999 | 4879.9999 | 4880.0002 | 4880.0002 | 4880.0002 | 4880.0002 | 4880.0002 | 4880.0002 | 4880.0002 | 4880.0003 | 4880.0003 | 4880.0003 | 4880.0003 | 4880.0003 | 4880.0003
NSW1 | VPP pump | 13.897 | 19.697 | 29.162 | 42.001 | 59.431 | 81.633 | 103.019 | 129.604 | 168.832 | 203.169 | 255.242 | 292.839 | 337.193 | 380.779 | 426.084 | 469.969 | 513.223 | 556.711 | 599.309 | 642.059 | 686.952 | 734.321 | 783.025 | 821.133 | 860.401 | 900.734 | 941.995 | 983.641 | 1025.804
Region | Technology | 2021-22 | 2022-23 | 2023-24 | 2024-25 | 2025-26 | 2026-27 | 2027-28 | 2028-29 | 2029-30 | 2030-31 | 2031-32 | 2032-33 | 2033-34 | 2034-35 | 2035-36 | 2036-37 | 2037-38 | 2038-39 | 2039-40 | 2040-41 | 2041-42 | 2042-43 | 2043-44 | 2044-45 | 2045-46 | 2046-47 | 2047-48 | 2048-49 | 2049-50
QLD1 | Grid Battery pump | 0 | 20 | 20 | 20 | 20 | 20 | 20 | 20 | 20 | 20 | 20 | 20 | 20.0003 | 20.0003 | 20.0003 | 20.0003 | 542.6318 | 542.6318 | 542.6318 | 522.6318 | 1099.2615 | 1099.2615 | 1099.2615 | 1514.7655 | 1514.7655 | 2584.2908 | 2584.2908 | 2584.2908 | 2584.2908
QLD1 | Pumped Hydro Pump | 490 | 490 | 490 | 490 | 490 | 490 | 490 | 490 | 490 | 490 | 490 | 490 | 490.0002 | 490.0002 | 490.0002 | 490.0002 | 1315.7055 | 1315.7055 | 1315.7055 | 1315.7055 | 1423.4074 | 2183.0703 | 2183.0703 | 2183.0703 | 2183.0703 | 2697.8604 | 2697.8604 | 2697.8604 | 2697.8604
QLD1 | VPP pump | 6.283 | 9.038 | 13.648 | 20.047 | 28.646 | 39.92 | 51.776 | 66.05 | 86.234 | 109.423 | 142.449 | 168.902 | 199.702 | 230.441 | 262.576 | 295.532 | 329.475 | 362.967 | 395.859 | 429.33 | 463.784 | 499.933 | 537.296 | 565.416 | 594.354 | 624.143 | 654.722 | 685.861 | 717.549
Region | Technology | 2021-22 | 2022-23 | 2023-24 | 2024-25 | 2025-26 | 2026-27 | 2027-28 | 2028-29 | 2029-30 | 2030-31 | 2031-32 | 2032-33 | 2033-34 | 2034-35 | 2035-36 | 2036-37 | 2037-38 | 2038-39 | 2039-40 | 2040-41 | 2041-42 | 2042-43 | 2043-44 | 2044-45 | 2045-46 | 2046-47 | 2047-48 | 2048-49 | 2049-50
VIC1 | Grid Battery pump | 55.33 | 375.33 | 375.33 | 375.33 | 375.33 | 375.33 | 375.33 | 375.33 | 375.33 | 375.33 | 375.33 | 375.33 | 320 | 320 | 320.0001 | 320.0001 | 320.0002 | 320.0002 | 320.0017 | 320.0017 | 657.284 | 357.284 | 357.284 | 357.284 | 357.284 | 357.284 | 357.284 | 1143.4751 | 1143.4751
VIC1 | Pumped Hydro Pump | 0 | 0 | 0 | 0 | 0 | 0 | 0 | 0 | 0 | 0 | 0 | 0 | 0 | 0 | 0 | 0 | 284.9883 | 284.9883 | 314.6023 | 314.6023 | 414.9391 | 414.9391 | 414.9391 | 916.4482 | 916.4482 | 916.4482 | 916.4482 | 1553.4094 | 1553.4094
VIC1 | VPP pump | 7.967 | 12.184 | 18.007 | 25.892 | 37.312 | 52.961 | 71.587 | 94.075 | 129.773 | 159.421 | 205.486 | 243.58 | 283.23 | 321.698 | 361.635 | 401.73 | 443.322 | 486.699 | 530.824 | 575.442 | 621.935 | 669.907 | 718.015 | 754.911 | 792.922 | 831.94 | 871.864 | 912.314 | 953.272
Region | Technology | 2021-22 | 2022-23 | 2023-24 | 2024-25 | 2025-26 | 2026-27 | 2027-28 | 2028-29 | 2029-30 | 2030-31 | 2031-32 | 2032-33 | 2033-34 | 2034-35 | 2035-36 | 2036-37 | 2037-38 | 2038-39 | 2039-40 | 2040-41 | 2041-42 | 2042-43 | 2043-44 | 2044-45 | 2045-46 | 2046-47 | 2047-48 | 2048-49 | 2049-50
SA1 | Grid Battery pump | 205 | 205 | 205 | 205 | 205 | 205 | 205 | 205 | 205 | 175 | 175 | 175 | 175 | 150 | 150.0002 | 150.0002 | 150.0037 | 150.0037 | 456.0885 | 456.0885 | 911.2639 | 911.2639 | 911.2639 | 911.2639 | 911.2639 | 911.2639 | 911.2639 | 911.2639 | 911.2639
SA1 | Pumped Hydro Pump | 0 | 0 | 0 | 0 | 0 | 0 | 0 | 0 | 0 | 0 | 0 | 0 | 0 | 0 | 0 | 0 | 0 | 0 | 0 | 0 | 0 | 0 | 0 | 0.00010083 | 0.00010107 | 0.00010116 | 0.00010128 | 0.00010144 | 0.00010153
SA1 | VPP pump | 7.403 | 12.575 | 16.369 | 20.818 | 25.878 | 32.539 | 40.105 | 48.895 | 60.853 | 70.614 | 87.129 | 97.388 | 109.546 | 121.655 | 134.326 | 146.657 | 158.138 | 169.176 | 180.255 | 191.186 | 202.356 | 214.599 | 227.014 | 236.682 | 246.511 | 256.534 | 266.715 | 276.923 | 287.161
Region | Technology | 2021-22 | 2022-23 | 2023-24 | 2024-25 | 2025-26 | 2026-27 | 2027-28 | 2028-29 | 2029-30 | 2030-31 | 2031-32 | 2032-33 | 2033-34 | 2034-35 | 2035-36 | 2036-37 | 2037-38 | 2038-39 | 2039-40 | 2040-41 | 2041-42 | 2042-43 | 2043-44 | 2044-45 | 2045-46 | 2046-47 | 2047-48 | 2048-49 | 2049-50
TAS1 | Grid Battery pump | 0 | 0 | 0 | 0 | 0 | 0 | 0 | 0 | 0 | 0 | 0 | 0 | 0 | 0 | 0 | 0 | 0 | 0 | 0 | 0 | 0 | 0 | 0 | 0 | 0 | 0 | 0.00010575 | 0.00012382 | 0.00012136
TAS1 | Pumped Hydro Pump | 0 | 0 | 0 | 0 | 0 | 0 | 0 | 0 | 0 | 0 | 0 | 0 | 0 | 0 | 0 | 0 | 0 | 0 | 0 | 0 | 0 | 0 | 0 | 0 | 0 | 0 | 0 | 0 | 0
TAS1 | VPP pump | 0.995 | 1.415 | 2.036 | 2.958 | 4.208 | 5.895 | 7.725 | 9.859 | 12.513 | 14.752 | 18.241 | 20.738 | 23.621 | 26.457 | 29.458 | 32.477 | 35.519 | 38.363 | 41.122 | 43.868 | 46.668 | 49.624 | 52.638 | 54.942 | 57.289 | 59.678 | 62.101 | 64.536 | 66.983
Non-controllable capacity
Region | Technology | 2021-22 | 2022-23 | 2023-24 | 2024-25 | 2025-26 | 2026-27 | 2027-28 | 2028-29 | 2029-30 | 2030-31 | 2031-32 | 2032-33 | 2033-34 | 2034-35 | 2035-36 | 2036-37 | 2037-38 | 2038-39 | 2039-40 | 2040-41 | 2041-42 | 2042-43 | 2043-44 | 2044-45 | 2045-46 | 2046-47 | 2047-48 | 2048-49 | 2049-50
NEM | Distributed PV | 13006.6816 | 14224.8792 | 15292.6597 | 16381.0803 | 17541.1041 | 18602.7398 | 19662.1092 | 20484.5331 | 21073.2893 | 21631.3933 | 22277.9233 | 22963.9359 | 23877.2686 | 24756.3331 | 25651.8935 | 26434.6046 | 27315.8111 | 27968.2454 | 28626.6322 | 29309.9993 | 29924.0702 | 30587.1516 | 31477.3629 | 32428.9214 | 33385.576 | 34291.5504 | 35195.7202 | 36032.3688 | 36787.5486
NEM | Behind the meter battery | 544.7 | 647.3 | 764.3 | 905.6 | 1081.3 | 1289.9 | 1455.7 | 1635.5 | 1925.3 | 2247 | 2756.7 | 3073.8 | 3416.8 | 3717.5 | 4007.2 | 4270.9 | 4520.2 | 4758.3 | 4983.6 | 5202 | 5423.5 | 5651.2 | 5870.5 | 5983.1 | 6093.9 | 6203.2 | 6309.6 | 6410.4 | 6506.3
NEM | Behind the meter battery pump | 544.7 | 647.3 | 764.3 | 905.6 | 1081.3 | 1289.9 | 1455.7 | 1635.5 | 1925.3 | 2247 | 2756.7 | 3073.8 | 3416.8 | 3717.5 | 4007.2 | 4270.9 | 4520.2 | 4758.3 | 4983.6 | 5202 | 5423.5 | 5651.2 | 5870.5 | 5983.1 | 6093.9 | 6203.2 | 6309.6 | 6410.4 | 6506.3
Region | Technology | 2021-22 | 2022-23 | 2023-24 | 2024-25 | 2025-26 | 2026-27 | 2027-28 | 2028-29 | 2029-30 | 2030-31 | 2031-32 | 2032-33 | 2033-34 | 2034-35 | 2035-36 | 2036-37 | 2037-38 | 2038-39 | 2039-40 | 2040-41 | 2041-42 | 2042-43 | 2043-44 | 2044-45 | 2045-46 | 2046-47 | 2047-48 | 2048-49 | 2049-50
NSW1 | Distributed PV | 3737.71 | 4047.0972 | 4276.3001 | 4511.1261 | 4815.3821 | 5044.3135 | 5278.3342 | 5484.2823 | 5684.085 | 5871.6786 | 6088.9363 | 6310.131 | 6601.7031 | 6885.3973 | 7196.653 | 7481.676 | 7799.1989 | 8038.4142 | 8273.8079 | 8514.1819 | 8722.285 | 8966.2119 | 9285.2472 | 9619.8883 | 9953.0646 | 10273.535 | 10594.078 | 10890.1448 | 11149.8041
NSW1 | Behind the meter battery | 206.2 | 230.6 | 279.9 | 339.5 | 412.8 | 493.9 | 545.8 | 606.1 | 706.2 | 814.1 | 985.7 | 1082.6 | 1195.3 | 1293.4 | 1388.4 | 1472.6 | 1550.5 | 1624.8 | 1693.8 | 1760.5 | 1829.4 | 1900.5 | 1969.8 | 2006.5 | 2042.7 | 2078.5 | 2113.3 | 2146 | 2177
NSW1 | Behind the meter battery pump | 206.2 | 230.6 | 279.9 | 339.5 | 412.8 | 493.9 | 545.8 | 606.1 | 706.2 | 814.1 | 985.7 | 1082.6 | 1195.3 | 1293.4 | 1388.4 | 1472.6 | 1550.5 | 1624.8 | 1693.8 | 1760.5 | 1829.4 | 1900.5 | 1969.8 | 2006.5 | 2042.7 | 2078.5 | 2113.3 | 2146 | 2177
Region | Technology | 2021-22 | 2022-23 | 2023-24 | 2024-25 | 2025-26 | 2026-27 | 2027-28 | 2028-29 | 2029-30 | 2030-31 | 2031-32 | 2032-33 | 2033-34 | 2034-35 | 2035-36 | 2036-37 | 2037-38 | 2038-39 | 2039-40 | 2040-41 | 2041-42 | 2042-43 | 2043-44 | 2044-45 | 2045-46 | 2046-47 | 2047-48 | 2048-49 | 2049-50
QLD1 | Distributed PV | 3916.3055 | 4142.5532 | 4336.6096 | 4528.467 | 4727.611 | 4909.4651 | 5088.6729 | 5253.6436 | 5431.4722 | 5610.0033 | 5810.8232 | 6019.4889 | 6302.7184 | 6567.2092 | 6810.6754 | 7014.3019 | 7245.4789 | 7413.5796 | 7586.3036 | 7773.2087 | 7946.4691 | 8130.8672 | 8361.9191 | 8609.5702 | 8858.2352 | 9095.8901 | 9330.6571 | 9552.0789 | 9761.0817
QLD1 | Behind the meter battery | 92.7 | 104.9 | 129.2 | 159.1 | 194.9 | 236.7 | 269 | 303 | 354 | 433.7 | 547.4 | 624.5 | 711.1 | 789.4 | 864.8 | 936.1 | 1004.8 | 1069.3 | 1129.7 | 1188.8 | 1247.3 | 1307 | 1365.4 | 1395.4 | 1425 | 1454.3 | 1483 | 1510.7 | 1537.5
QLD1 | Behind the meter battery pump | 92.7 | 104.9 | 129.2 | 159.1 | 194.9 | 236.7 | 269 | 303 | 354 | 433.7 | 547.4 | 624.5 | 711.1 | 789.4 | 864.8 | 936.1 | 1004.8 | 1069.3 | 1129.7 | 1188.8 | 1247.3 | 1307 | 1365.4 | 1395.4 | 1425 | 1454.3 | 1483 | 1510.7 | 1537.5
Region | Technology | 2021-22 | 2022-23 | 2023-24 | 2024-25 | 2025-26 | 2026-27 | 2027-28 | 2028-29 | 2029-30 | 2030-31 | 2031-32 | 2032-33 | 2033-34 | 2034-35 | 2035-36 | 2036-37 | 2037-38 | 2038-39 | 2039-40 | 2040-41 | 2041-42 | 2042-43 | 2043-44 | 2044-45 | 2045-46 | 2046-47 | 2047-48 | 2048-49 | 2049-50
VIC1 | Distributed PV | 3384.7909 | 3958.6096 | 4519.9081 | 5093.6761 | 5662.8487 | 6230.9394 | 6797.0106 | 7165.1329 | 7320.8549 | 7460.899 | 7628.0635 | 7808.5128 | 8055.4056 | 8292.8816 | 8553.5922 | 8775.0681 | 9031.8771 | 9223.5199 | 9419.1702 | 9606.5992 | 9787.397 | 9964.4167 | 10222.967 | 10497.9597 | 10788.7145 | 11057.8052 | 11330.5183 | 11571.16 | 11796.186
VIC1 | Behind the meter battery | 119.3 | 144.5 | 174.6 | 210.9 | 260.8 | 322.4 | 382 | 445 | 550.8 | 649.2 | 807.8 | 920.5 | 1028.7 | 1122.2 | 1211.6 | 1293.1 | 1372.3 | 1450.8 | 1527 | 1601 | 1676.6 | 1752.8 | 1824.8 | 1861.6 | 1898 | 1933.9 | 1968.8 | 2002 | 2033.5
VIC1 | Behind the meter battery pump | 119.3 | 144.5 | 174.6 | 210.9 | 260.8 | 322.4 | 382 | 445 | 550.8 | 649.2 | 807.8 | 920.5 | 1028.7 | 1122.2 | 1211.6 | 1293.1 | 1372.3 | 1450.8 | 1527 | 1601 | 1676.6 | 1752.8 | 1824.8 | 1861.6 | 1898 | 1933.9 | 1968.8 | 2002 | 2033.5
Region | Technology | 2021-22 | 2022-23 | 2023-24 | 2024-25 | 2025-26 | 2026-27 | 2027-28 | 2028-29 | 2029-30 | 2030-31 | 2031-32 | 2032-33 | 2033-34 | 2034-35 | 2035-36 | 2036-37 | 2037-38 | 2038-39 | 2039-40 | 2040-41 | 2041-42 | 2042-43 | 2043-44 | 2044-45 | 2045-46 | 2046-47 | 2047-48 | 2048-49 | 2049-50
SA1 | Distributed PV | 1769.3743 | 1860.4858 | 1931.5703 | 2006.2437 | 2079.5262 | 2145.1152 | 2213.1578 | 2286.6978 | 2331.4307 | 2373.5904 | 2422.0252 | 2480.1325 | 2554.8207 | 2631.6817 | 2692.8516 | 2748.4629 | 2801.3577 | 2839.9127 | 2879.8268 | 2931.2379 | 2971.4767 | 3015.2011 | 3078.5992 | 3152.1736 | 3216.472 | 3276.4829 | 3334.9137 | 3396.3866 | 3445.1749
SA1 | Behind the meter battery | 111.8 | 150.7 | 160.9 | 172.1 | 183.3 | 200.8 | 217.2 | 234.2 | 260.6 | 289.5 | 343.7 | 367.6 | 395.9 | 420.5 | 444.3 | 465.4 | 483.5 | 499.7 | 515.1 | 529.6 | 544.1 | 560.6 | 576.1 | 583.3 | 590.2 | 596.8 | 603.1 | 608.8 | 614
SA1 | Behind the meter battery pump | 111.8 | 150.7 | 160.9 | 172.1 | 183.3 | 200.8 | 217.2 | 234.2 | 260.6 | 289.5 | 343.7 | 367.6 | 395.9 | 420.5 | 444.3 | 465.4 | 483.5 | 499.7 | 515.1 | 529.6 | 544.1 | 560.6 | 576.1 | 583.3 | 590.2 | 596.8 | 603.1 | 608.8 | 614
Region | Technology | 2021-22 | 2022-23 | 2023-24 | 2024-25 | 2025-26 | 2026-27 | 2027-28 | 2028-29 | 2029-30 | 2030-31 | 2031-32 | 2032-33 | 2033-34 | 2034-35 | 2035-36 | 2036-37 | 2037-38 | 2038-39 | 2039-40 | 2040-41 | 2041-42 | 2042-43 | 2043-44 | 2044-45 | 2045-46 | 2046-47 | 2047-48 | 2048-49 | 2049-50
TAS1 | Distributed PV | 198.501 | 216.1334 | 228.2716 | 241.5674 | 255.7361 | 272.9066 | 284.9338 | 294.7765 | 305.4465 | 315.222 | 328.075 | 345.6708 | 362.6207 | 379.1633 | 398.1214 | 415.0956 | 437.8985 | 452.8191 | 467.5238 | 484.7715 | 496.4424 | 510.4546 | 528.6303 | 549.3296 | 569.0898 | 587.8371 | 605.553 | 622.5986 | 635.3019
TAS1 | Behind the meter battery | 14.7 | 16.6 | 19.7 | 24 | 29.5 | 36.1 | 41.7 | 47.2 | 53.7 | 60.5 | 72.1 | 78.6 | 85.8 | 92 | 98.1 | 103.7 | 109.1 | 113.7 | 118 | 122.1 | 126.1 | 130.3 | 134.4 | 136.3 | 138 | 139.7 | 141.4 | 142.9 | 144.3
TAS1 | Behind the meter battery pump | 14.7 | 16.6 | 19.7 | 24 | 29.5 | 36.1 | 41.7 | 47.2 | 53.7 | 60.5 | 72.1 | 78.6 | 85.8 | 92 | 98.1 | 103.7 | 109.1 | 113.7 | 118 | 122.1 | 126.1 | 130.3 | 134.4 | 136.3 | 138 | 139.7 | 141.4 | 142.9 | 144.3

## BaseCase_VOM Cost
VOM cost by technology ($000s) - Base Case, Central Scenario
VOM | Real June 2020 dollars discounted to 1 July 2020
Explicitly modelled generation
Region | Technology | 2021-22 | 2022-23 | 2023-24 | 2024-25 | 2025-26 | 2026-27 | 2027-28 | 2028-29 | 2029-30 | 2030-31 | 2031-32 | 2032-33 | 2033-34 | 2034-35 | 2035-36 | 2036-37 | 2037-38 | 2038-39 | 2039-40 | 2040-41 | 2041-42 | 2042-43 | 2043-44 | 2044-45 | 2045-46 | 2046-47 | 2047-48 | 2048-49 | 2049-50
NEM | Black Coal | 359435.5032 | 300391.3342 | 285797.032 | 274660.6364 | 237889.9051 | 208162.2091 | 177417.0095 | 176633.6617 | 130423.2439 | 117447.9675 | 106390.4853 | 102001.0612 | 104833.4056 | 94885.7857 | 80249.8746 | 73796.5537 | 60785.2655 | 58204.3228 | 52633.8257 | 48414.4108 | 44190.9128 | 28063.4592 | 22412.5347 | 18128.3477 | 14322.0574 | 11244.0898 | 10287.5085 | 9645.453 | 8605.1862
NEM | Brown Coal | 118999.223 | 107351.844 | 103718.662 | 78314.9714 | 77717.8274 | 71618.9418 | 66688.9031 | 62724.2407 | 58667.7488 | 56258.9644 | 52479.4335 | 49320.6895 | 48174.631 | 45670.748 | 44774.682 | 40329.268 | 35686.169 | 35146.295 | 29530.4555 | 29964.6773 | 31587.449 | 29571.6485 | 26897.5835 | 25780.6495 | 23233.4405 | 22946.7061 | 14711.7775 | 0 | 0
NEM | CCGT | 15641.2444 | 14905.3694 | 12041.325 | 11976.3654 | 10121.1036 | 9842.8197 | 9108.6155 | 10130.5142 | 8358.3969 | 8173.8335 | 8148.5357 | 20205.4315 | 19705.2785 | 20392.9339 | 15778.8102 | 15522.2077 | 17870.6899 | 17164.1782 | 12962.5542 | 12862.4382 | 13293.1109 | 13734.8122 | 8673.2433 | 7510.9991 | 3425.2445 | 2066.3613 | 1977.5338 | 1877.5175 | 1792.721
NEM | Gas - Steam | 1716.528 | 1668.3226 | 1782.1366 | 637.4038 | 577.2582 | 570.0425 | 529.5237 | 525.8214 | 469.2663 | 456.1978 | 429.1377 | 558.3063 | 455.1017 | 594.6572 | 324.2379 | 346.1227 | 717.3053 | 728.8703 | 514.0801 | 543.3658 | 568.5859 | 638.788 | 601.6203 | 460.7257 | 604.4783 | 0 | 0 | 0 | 0
NEM | OCGT / Diesel | 568.8004 | 249.695 | 1158.1276 | 873.6577 | 298.8638 | 522.629 | 212.4311 | 618.8008 | 61.1606 | 169.0927 | 155.4945 | 2702.9826 | 1634.3524 | 2417.0886 | 2152.6716 | 2599.65 | 8494.5165 | 9700.3012 | 15635.6781 | 15393.5591 | 12382.797 | 17521.3759 | 21576.5496 | 9428.493 | 10255.2609 | 9433.0908 | 11145.3239 | 14762.8087 | 13564.3349
NEM | Hydro | 89291.164 | 87621.4687 | 83172.8621 | 95304.3735 | 94803.1119 | 82830.4808 | 80394.1711 | 86123.1764 | 71014.5472 | 62733.2465 | 56829.2962 | 55013.5868 | 54716.3363 | 50170.4508 | 46083.5048 | 41101.3684 | 44105.1239 | 37367.5062 | 33679.1409 | 29406.9875 | 28614.913 | 29194.3197 | 27135.5036 | 25996.6346 | 23709.0569 | 26556.6583 | 22314.7227 | 20517.4859 | 18123.9266
NEM | Wind | 67478.86 | 80526.3705 | 69210.7853 | 67489.6367 | 66835.6071 | 66980.3728 | 65389.1366 | 55850.6382 | 50858.2716 | 48201.8132 | 50107.8076 | 43456.1911 | 40696.0709 | 39480.8412 | 37888.4881 | 35554.7391 | 28708.2802 | 25391.9877 | 22563.0171 | 21395.7252 | 19056.5966 | 17085.1075 | 13293.7135 | 11938.282 | 8045.7604 | 5971.1844 | 5589.6832 | 5057.557 | 2986.6788
NEM | Solar PV | 13.5121 | 15.8213 | 15.3519 | 14.0481 | 13.1168 | 13.2564 | 12.8065 | 13.9292 | 72.9215 | 73.437 | 71.8382 | 67.851 | 62.7644 | 57.7871 | 59.2547 | 56.3152 | 64.59 | 64.0577 | 64.3543 | 66.1071 | 70.3101 | 106.5049 | 100.1969 | 101.0053 | 103.8277 | 114.0515 | 115.1092 | 126.7932 | 135.7582
NEM | Grid Battery | 0.20108 | 0.27266 | 0.26693 | 0.29254 | 0.27781 | 0.26974 | 0.24142 | 0.21995 | 0.18887 | 0.18152 | 0.16749 | 0.16632 | 0.14044 | 0.11722 | 0.11858 | 0.11554 | 0.76728 | 0.73707 | 1.082 | 1.0024 | 3.0005 | 2.8215 | 2.6875 | 3.2007 | 3.0275 | 3.5478 | 3.4178 | 3.7796 | 3.5969
NEM | Pumped Hydro | 331.6334 | 839.7688 | 1237.3025 | 4101.441 | 3471.9685 | 2960.4672 | 2742.6323 | 3538.699 | 2893.255 | 3183.3616 | 2800.0617 | 4122.9826 | 3719.4515 | 3284.1923 | 3621.2939 | 3305.1626 | 2144.3429 | 2022.1129 | 2016.2424 | 1493.0729 | 1653.8782 | 1727.0215 | 1136.8689 | 1236.3952 | 1140.1273 | 1002.7964 | 846.5106 | 783.3191 | 730.2875
NEM | VPP | 0.23003 | 0.3834 | 0.48638 | 0.76846 | 1.0525 | 1.3503 | 1.5618 | 1.8209 | 2.0634 | 2.4066 | 2.8625 | 3.2606 | 3.5299 | 3.6192 | 3.9499 | 4.107 | 3.8194 | 3.8372 | 3.8106 | 3.7788 | 3.6725 | 3.7567 | 3.6901 | 3.8435 | 3.6487 | 3.4414 | 3.4145 | 3.3464 | 3.0349
Total excluding storage |  | 653144.8351 | 592730.2258 | 556896.2824 | 529271.0931 | 488256.794 | 440540.752 | 399752.5972 | 392620.7826 | 319925.5567 | 293514.5527 | 274612.0288 | 273326.1001 | 270277.9407 | 253670.2926 | 227311.5239 | 209306.2248 | 196431.9404 | 183767.5191 | 167583.1058 | 158047.271 | 149764.6753 | 135916.016 | 120690.9454 | 99345.1368 | 83699.1266 | 78332.1422 | 66141.6587 | 51987.6153 | 45208.6057
Region | Technology | 2021-22 | 2022-23 | 2023-24 | 2024-25 | 2025-26 | 2026-27 | 2027-28 | 2028-29 | 2029-30 | 2030-31 | 2031-32 | 2032-33 | 2033-34 | 2034-35 | 2035-36 | 2036-37 | 2037-38 | 2038-39 | 2039-40 | 2040-41 | 2041-42 | 2042-43 | 2043-44 | 2044-45 | 2045-46 | 2046-47 | 2047-48 | 2048-49 | 2049-50
NSW1 | Black Coal | 183057.1995 | 146738.814 | 129163.4775 | 136058.3641 | 105464.0946 | 86570.2634 | 70995.3386 | 77021.1862 | 42041.6618 | 36414.3573 | 31263.312 | 24598.5871 | 28076.5801 | 24285.6559 | 12827.387 | 14910.9075 | 15562.5485 | 14298.6235 | 12924.6045 | 10615.526 | 9111.1945 | 0 | 0 | 0 | 0 | 0 | 0 | 0 | 0
NSW1 | Brown Coal | 0 | 0 | 0 | 0 | 0 | 0 | 0 | 0 | 0 | 0 | 0 | 0 | 0 | 0 | 0 | 0 | 0 | 0 | 0 | 0 | 0 | 0 | 0 | 0 | 0 | 0 | 0 | 0 | 0
NSW1 | CCGT | 231.402 | 219.7269 | 642.1278 | 396.5816 | 368.5014 | 348.3288 | 332.7893 | 320.9834 | 302.0212 | 290.4336 | 272.4026 | 3996.2349 | 3162.2958 | 4046.8904 | 2400.4655 | 3595.1415 | 5235.3672 | 5409.113 | 4324.9264 | 4165.6743 | 4166.9717 | 4525.348 | 67.0465 | 0.00037542 | 0.00037581 | 0.0005035 | 0.00048095 | 0.00052099 | 0.00047898
NSW1 | Gas - Steam | 0 | 0 | 0 | 0 | 0 | 0 | 0 | 0 | 0 | 0 | 0 | 0 | 0 | 0 | 0 | 0 | 0 | 0 | 0 | 0 | 0 | 0 | 0 | 0 | 0 | 0 | 0 | 0 | 0
NSW1 | OCGT / Diesel | 1.8335 | 0.00014494 | 135.6584 | 442.7797 | 91.5192 | 145.6326 | 50.9994 | 99.7564 | 0.00014735 | 6.4918 | 0.00014613 | 206.1941 | 102.4929 | 134.0152 | 437.9673 | 303.9858 | 1282.656 | 2393.8296 | 5757.4223 | 6833.7998 | 3849.6079 | 6707.6676 | 9696.4741 | 2591.201 | 2674.0597 | 3138.8202 | 5546.2636 | 7131.8791 | 7050.2826
NSW1 | Hydro | 13699.1007 | 13692.6713 | 11958.855 | 16796.3357 | 15935.5097 | 14130.8954 | 13224.7046 | 17732.2809 | 13299.642 | 11615.6948 | 10665.0118 | 11674.6318 | 12481.4471 | 12236.0225 | 12145.7706 | 10701.4401 | 12818.7421 | 9958.5844 | 8705.201 | 7686.001 | 7122.2415 | 8383.0662 | 8125.5649 | 8157.1238 | 7495.2285 | 8613.3501 | 6752.917 | 6119.7908 | 5524.834
NSW1 | Wind | 15743.2869 | 17631.4088 | 15861.0958 | 14962.6619 | 14903.6943 | 15103.4289 | 14178.4079 | 11102.1443 | 9314.1322 | 9692.0679 | 10896.58 | 9873.2505 | 9403.1595 | 9203.9272 | 9015.424 | 8379.1414 | 5825.2596 | 4312.0456 | 4428.1264 | 4063.2346 | 3674.5668 | 3401.2709 | 2430.0653 | 2491.9595 | 2221.3861 | 1198.1848 | 1065.909 | 1033.222 | 843.3404
NSW1 | Solar PV | 4.9791 | 5.7841 | 5.5559 | 5.1042 | 4.6301 | 4.7833 | 4.5891 | 7.1159 | 65.9773 | 66.6004 | 65.2499 | 61.4356 | 56.9098 | 52.2255 | 53.6858 | 51.0968 | 50.9959 | 50.2671 | 50.7033 | 49.3472 | 46.7605 | 64.8237 | 59.6905 | 60.8408 | 57.8602 | 64.0346 | 62.1097 | 71.1121 | 71.9011
NSW1 | Grid Battery | 1.5516e-07 | 1.5422e-07 | 1.4701e-07 | 1.3918e-07 | 1.3065e-07 | 1.2709e-07 | 1.4733e-07 | 1.5202e-07 | 4.4595e-07 | 4.3926e-07 | 4.2347e-07 | 4.5852e-07 | 4.3743e-07 | 4.202e-07 | 4.6737e-07 | 4.4386e-07 | 6.4115e-06 | 6.0582e-06 | 0.031244 | 0.028806 | 0.7292 | 0.69268 | 0.66643 | 0.85605 | 0.81061 | 0.76319 | 0.70361 | 0.7013 | 0.66524
NSW1 | Pumped Hydro | 142.7626 | 436.1323 | 578.1201 | 1062.4855 | 544.4143 | 613.2627 | 802.3025 | 872.1258 | 777.1248 | 905.6511 | 741.5853 | 1264.8554 | 1090.2705 | 826.5368 | 1085.4484 | 959.5206 | 760.0639 | 673.8579 | 679.3428 | 499.2381 | 527.7477 | 622.6114 | 358.3266 | 469.8793 | 452.7548 | 450.8212 | 382.3676 | 378.4307 | 335.7368
NSW1 | VPP | 0.080974 | 0.13643 | 0.16022 | 0.27908 | 0.38503 | 0.50059 | 0.58122 | 0.6758 | 0.73775 | 0.85777 | 0.97286 | 1.1122 | 1.1913 | 1.1833 | 1.2894 | 1.3357 | 1.294 | 1.2611 | 1.2809 | 1.2645 | 1.2149 | 1.2506 | 1.2387 | 1.3035 | 1.2361 | 1.2206 | 1.1682 | 1.2032 | 1.1446
Total excluding storage |  | 212737.8018 | 178288.4052 | 157766.7704 | 168661.8271 | 136767.9493 | 116303.3324 | 98786.8289 | 106283.4671 | 65023.4346 | 58085.6457 | 53162.5564 | 50410.334 | 53282.8852 | 49958.7366 | 36880.7004 | 37941.7132 | 40775.5694 | 36422.4633 | 36190.9838 | 33413.5828 | 27971.343 | 23082.1764 | 20378.8412 | 13301.1256 | 12448.5349 | 13014.3901 | 13427.1998 | 14356.0044 | 13490.3585
Region | Technology | 2021-22 | 2022-23 | 2023-24 | 2024-25 | 2025-26 | 2026-27 | 2027-28 | 2028-29 | 2029-30 | 2030-31 | 2031-32 | 2032-33 | 2033-34 | 2034-35 | 2035-36 | 2036-37 | 2037-38 | 2038-39 | 2039-40 | 2040-41 | 2041-42 | 2042-43 | 2043-44 | 2044-45 | 2045-46 | 2046-47 | 2047-48 | 2048-49 | 2049-50
QLD1 | Black Coal | 176378.3037 | 153652.5202 | 156633.5545 | 138602.2723 | 132425.8105 | 121591.9457 | 106421.6709 | 99612.4755 | 88381.5821 | 81033.6102 | 75127.1733 | 77402.4742 | 76756.8255 | 70600.1298 | 67422.4876 | 58885.6462 | 45222.717 | 43905.6993 | 39709.2212 | 37798.8848 | 35079.7183 | 28063.4592 | 22412.5347 | 18128.3477 | 14322.0574 | 11244.0898 | 10287.5085 | 9645.453 | 8605.1862
QLD1 | Brown Coal | 0 | 0 | 0 | 0 | 0 | 0 | 0 | 0 | 0 | 0 | 0 | 0 | 0 | 0 | 0 | 0 | 0 | 0 | 0 | 0 | 0 | 0 | 0 | 0 | 0 | 0 | 0 | 0 | 0
QLD1 | CCGT | 7663.3352 | 7324.8376 | 7772.1722 | 8850.0841 | 7172.7948 | 7028.5469 | 6428.0772 | 7553.9314 | 5916.5167 | 5842.2861 | 5934.7176 | 12435.2848 | 13102.7274 | 12057.3933 | 10738.5972 | 8989.9457 | 12635.3223 | 11755.0649 | 8637.6274 | 8696.7635 | 9126.1387 | 9209.4637 | 8606.1963 | 7510.9983 | 3425.2437 | 2066.3604 | 1977.5329 | 1877.5162 | 1792.7198
QLD1 | Gas - Steam | 257.1445 | 245.8484 | 463.2697 | 442.6624 | 418.5338 | 401.3993 | 381.7712 | 365.2446 | 345.9903 | 331.2106 | 315.1757 | 300.6468 | 288.922 | 274.3706 | 261.6699 | 294.3342 | 597.1101 | 621.27 | 514.0801 | 543.3658 | 568.5859 | 638.788 | 601.6203 | 460.7257 | 604.4783 | 0 | 0 | 0 | 0
QLD1 | OCGT / Diesel | 0.0002892 | 0.00028585 | 15.2609 | 272.5118 | 117.5212 | 165.6085 | 65.7202 | 371.7336 | 50.6881 | 125.9971 | 138.9052 | 1134.1273 | 631.1213 | 342.7281 | 511.8706 | 1128.1986 | 3761.4417 | 3717.5255 | 5284.2236 | 4617.3793 | 4728.1788 | 6602.5981 | 6482.8579 | 5547.8383 | 6292.1492 | 5228.0968 | 4447.4262 | 4418.665 | 3130.5183
QLD1 | Hydro | 4642.1668 | 4414.0554 | 4213.0108 | 3985.997 | 3786.4794 | 3600.3917 | 3433.5506 | 3248.6907 | 3086.1027 | 2881.2031 | 2798.9721 | 2645.6112 | 2514.0253 | 2390.0113 | 2279.2998 | 2156.9673 | 768.0477 | 734.9559 | 694.8844 | 659.9382 | 629.5215 | 0 | 0 | 0 | 0 | 0 | 0 | 0 | 0
QLD1 | Wind | 5372.5628 | 8660.6617 | 8254.0371 | 7254.1212 | 8191.7086 | 7817.227 | 8011.6573 | 7288.76 | 6396.9769 | 6339.5886 | 5401.1025 | 5127.5747 | 4510.1824 | 5091.0044 | 4641.8053 | 4765.6166 | 4505.7902 | 4172.9743 | 4096.5667 | 3382.0122 | 3268.4726 | 2661.7051 | 2520.9698 | 1313.5116 | 1345.8693 | 1182.9173 | 1132.9846 | 1073.5132 | 652.2312
QLD1 | Solar PV | 5.1758 | 6.7105 | 6.5263 | 5.9521 | 5.7564 | 5.7532 | 5.5568 | 4.4257 | 4.5781 | 4.5419 | 4.4036 | 4.2646 | 3.8937 | 3.7712 | 3.7787 | 3.4765 | 12.0291 | 12.241 | 12.1446 | 14.0899 | 18.2044 | 35.3822 | 32.8629 | 32.7216 | 31.9011 | 38.2221 | 38.6077 | 37.9706 | 44.6369
QLD1 | Grid Battery | 1.0408e-07 | 0.022966 | 0.022199 | 0.026545 | 0.026818 | 0.025153 | 0.023393 | 0.0221 | 0.020211 | 0.019374 | 0.018225 | 0.017832 | 0.016827 | 0.016394 | 0.015492 | 0.014866 | 0.67832 | 0.65444 | 0.62131 | 0.5814 | 1.1415 | 1.0802 | 1.0394 | 1.3579 | 1.27 | 1.9031 | 1.8766 | 1.775 | 1.7398
QLD1 | Pumped Hydro | 188.8709 | 403.6365 | 659.1824 | 3038.9555 | 2927.5542 | 2347.2045 | 1940.3298 | 2666.5732 | 2116.1302 | 2277.7105 | 2058.4764 | 2858.1272 | 2629.181 | 2457.6555 | 2535.8455 | 2345.642 | 1383.5959 | 1347.5944 | 1336.182 | 993.1859 | 1125.3005 | 1103.6376 | 777.8609 | 765.0342 | 685.9088 | 550.6047 | 462.7931 | 402.8847 | 392.7008
QLD1 | VPP | 0.034387 | 0.053448 | 0.074821 | 0.13498 | 0.19765 | 0.25812 | 0.30889 | 0.36722 | 0.43052 | 0.51404 | 0.64099 | 0.72967 | 0.80162 | 0.89417 | 0.93526 | 0.98941 | 0.80408 | 0.83777 | 0.85714 | 0.8714 | 0.88809 | 0.92133 | 0.92714 | 0.89995 | 0.83317 | 0.6964 | 0.74019 | 0.7418 | 0.66305
Total excluding storage |  | 194318.6891 | 174304.6342 | 177357.8315 | 159413.6009 | 152118.6046 | 140610.8723 | 124748.0041 | 118445.2616 | 104182.435 | 96558.4377 | 89720.45 | 99049.9835 | 97807.6976 | 90759.4087 | 85859.509 | 76224.1853 | 67502.4582 | 64919.731 | 58948.7481 | 55712.4337 | 53418.8202 | 47211.3963 | 40657.0419 | 32994.1432 | 26021.699 | 19759.6865 | 17884.06 | 17053.118 | 14225.2923
Region | Technology | 2021-22 | 2022-23 | 2023-24 | 2024-25 | 2025-26 | 2026-27 | 2027-28 | 2028-29 | 2029-30 | 2030-31 | 2031-32 | 2032-33 | 2033-34 | 2034-35 | 2035-36 | 2036-37 | 2037-38 | 2038-39 | 2039-40 | 2040-41 | 2041-42 | 2042-43 | 2043-44 | 2044-45 | 2045-46 | 2046-47 | 2047-48 | 2048-49 | 2049-50
VIC1 | Black Coal | 0 | 0 | 0 | 0 | 0 | 0 | 0 | 0 | 0 | 0 | 0 | 0 | 0 | 0 | 0 | 0 | 0 | 0 | 0 | 0 | 0 | 0 | 0 | 0 | 0 | 0 | 0 | 0 | 0
VIC1 | Brown Coal | 118999.223 | 107351.844 | 103718.662 | 78314.9714 | 77717.8274 | 71618.9418 | 66688.9031 | 62724.2407 | 58667.7488 | 56258.9644 | 52479.4335 | 49320.6895 | 48174.631 | 45670.748 | 44774.682 | 40329.268 | 35686.169 | 35146.295 | 29530.4555 | 29964.6773 | 31587.449 | 29571.6485 | 26897.5835 | 25780.6495 | 23233.4405 | 22946.7061 | 14711.7775 | 0 | 0
VIC1 | CCGT | 7.026e-05 | 6.6384e-05 | 6.6542e-05 | 7.311e-05 | 7.069e-05 | 6.7375e-05 | 6.8504e-05 | 7.1796e-05 | 6.8106e-05 | 6.5621e-05 | 6.4301e-05 | 0.00010668 | 0.00010148 | 9.7764e-05 | 9.2795e-05 | 8.9272e-05 | 0.00014292 | 0.00013887 | 0.00018031 | 0.0001694 | 0.00017251 | 0.00016907 | 0.00016198 | 0.00014513 | 0.00014402 | 0.00014666 | 0.0001423 | 0.00050501 | 0.00047002
VIC1 | Gas - Steam | 17.8634 | 7.308 | 19.4085 | 36.6541 | 9.8265 | 26.8567 | 13.2314 | 30.5451 | 0.49093 | 7.6789 | 2.5144 | 29.5064 | 21.6091 | 17.654 | 62.568 | 51.7885 | 120.1952 | 107.6003 | 0 | 0 | 0 | 0 | 0 | 0 | 0 | 0 | 0 | 0 | 0
VIC1 | OCGT / Diesel | 76.863 | 0.00027829 | 81.4978 | 32.8949 | 21.7306 | 68.6716 | 35.5621 | 18.0226 | 0.00031657 | 0.00031298 | 0.00030545 | 237.3462 | 81.0436 | 91.66 | 163.871 | 112.1227 | 307.276 | 109.7894 | 734.0921 | 521.1653 | 396.0847 | 193.1811 | 951.9339 | 631.2276 | 576.2943 | 405.7238 | 258.1168 | 2042.1147 | 2268.0713
VIC1 | Hydro | 18562.5692 | 17707.4075 | 15349.912 | 18092.0883 | 17551.8419 | 15857.4051 | 15254.9227 | 18427.2403 | 14505.7385 | 11837.2028 | 11278.5922 | 9720.9889 | 11517.7309 | 11173.7766 | 10132.7231 | 9654.4313 | 11659.0694 | 9225.725 | 7522.2886 | 7146.3545 | 6213.87 | 7277.3077 | 7122.0259 | 6427.4836 | 6147.133 | 7391.5694 | 5862.0735 | 4774.179 | 4554.9519
VIC1 | Wind | 27226.7313 | 33315.0527 | 27344.7893 | 26815.7361 | 26245.5964 | 25916.3955 | 25821.4318 | 22208.0464 | 21369.0287 | 19658.1959 | 20969.0475 | 17616.8216 | 16772.6065 | 16059.59 | 15927.1469 | 15263.7106 | 12443.9637 | 11550.4722 | 10001.1505 | 10083.3777 | 8580.5741 | 7749.7533 | 6011.5278 | 5664.3447 | 2837.9471 | 2306.8514 | 2075.4953 | 1822.6091 | 573.8602
VIC1 | Solar PV | 2.475 | 2.3463 | 2.3256 | 2.1268 | 1.9257 | 1.9338 | 1.8872 | 1.6859 | 1.6682 | 1.623 | 1.5408 | 1.5266 | 1.3939 | 1.2627 | 1.274 | 1.2356 | 1.1051 | 1.0918 | 1.0654 | 1.0086 | 3.3216 | 3.3764 | 3.1785 | 3.1235 | 8.9104 | 7.4699 | 10.4703 | 13.7237 | 15.0733
VIC1 | Grid Battery | 0.10464 | 0.15512 | 0.14931 | 0.16874 | 0.15939 | 0.15575 | 0.1399 | 0.12571 | 0.10826 | 0.10513 | 0.096116 | 0.096922 | 0.073939 | 0.066268 | 0.067835 | 0.066208 | 0.057785 | 0.053114 | 0.049157 | 0.044858 | 0.37387 | 0.32981 | 0.30936 | 0.31981 | 0.30061 | 0.28158 | 0.26998 | 0.77376 | 0.71033
VIC1 | Pumped Hydro | 0 | 0 | 1.2576e-07 | 1.3715e-07 | 1.3512e-07 | 1.3948e-07 | 1.2914e-07 | 1.3043e-07 | 1.2515e-07 | 1.2822e-07 | 1.2786e-07 | 2.7401e-07 | 2.5587e-07 | 2.393e-07 | 3.0186e-07 | 2.9042e-07 | 0.68309 | 0.66055 | 0.71765 | 0.64894 | 0.82999 | 0.77249 | 0.68138 | 1.4817 | 1.4637 | 1.3705 | 1.35 | 2.0037 | 1.8498
VIC1 | VPP | 0.055389 | 0.089117 | 0.12037 | 0.19437 | 0.27704 | 0.36604 | 0.42824 | 0.50236 | 0.60285 | 0.70509 | 0.85121 | 0.99049 | 1.0865 | 1.0927 | 1.2178 | 1.2634 | 1.2107 | 1.237 | 1.2141 | 1.2043 | 1.162 | 1.1694 | 1.122 | 1.2192 | 1.1649 | 1.1285 | 1.1265 | 1.0324 | 0.9034
Total excluding storage |  | 164885.725 | 158383.9588 | 146516.5953 | 123294.4717 | 121548.7486 | 113490.2045 | 107815.9384 | 103409.7811 | 94544.6755 | 87763.6654 | 84731.1288 | 76926.8794 | 76569.015 | 73014.6914 | 71062.2651 | 65412.5568 | 60217.7787 | 56140.9738 | 47789.0522 | 47716.5836 | 46781.2995 | 44795.2672 | 40986.2498 | 38506.829 | 32803.7255 | 33058.3206 | 22917.9335 | 8652.6271 | 7411.9572
Region | Technology | 2021-22 | 2022-23 | 2023-24 | 2024-25 | 2025-26 | 2026-27 | 2027-28 | 2028-29 | 2029-30 | 2030-31 | 2031-32 | 2032-33 | 2033-34 | 2034-35 | 2035-36 | 2036-37 | 2037-38 | 2038-39 | 2039-40 | 2040-41 | 2041-42 | 2042-43 | 2043-44 | 2044-45 | 2045-46 | 2046-47 | 2047-48 | 2048-49 | 2049-50
SA1 | Black Coal | 0 | 0 | 0 | 0 | 0 | 0 | 0 | 0 | 0 | 0 | 0 | 0 | 0 | 0 | 0 | 0 | 0 | 0 | 0 | 0 | 0 | 0 | 0 | 0 | 0 | 0 | 0 | 0 | 0
SA1 | Brown Coal | 0 | 0 | 0 | 0 | 0 | 0 | 0 | 0 | 0 | 0 | 0 | 0 | 0 | 0 | 0 | 0 | 0 | 0 | 0 | 0 | 0 | 0 | 0 | 0 | 0 | 0 | 0 | 0 | 0
SA1 | CCGT | 7746.5071 | 7360.8048 | 3627.0249 | 2729.6996 | 2579.8073 | 2465.9439 | 2347.7489 | 2255.5993 | 2139.8589 | 2041.1137 | 1941.4155 | 3773.9116 | 3440.2551 | 4288.6501 | 2639.7473 | 2937.1203 | 0.00018948 | 0.00018198 | 0.00019188 | 0.00017953 | 0.00024788 | 0.00024368 | 0.00024047 | 0.00021381 | 0.00021287 | 0.00020682 | 0.00019822 | 0.00027338 | 0.00025319
SA1 | Gas - Steam | 1441.5201 | 1415.1662 | 1299.4584 | 158.0874 | 148.8979 | 141.7865 | 134.5212 | 130.0316 | 122.7851 | 117.3083 | 111.4475 | 228.153 | 144.5706 | 302.6326 | 0 | 0 | 0 | 0 | 0 | 0 | 0 | 0 | 0 | 0 | 0 | 0 | 0 | 0 | 0
SA1 | OCGT / Diesel | 490.1035 | 249.6942 | 925.7104 | 125.4713 | 68.0928 | 142.7163 | 60.1493 | 129.288 | 10.4719 | 36.6034 | 16.5888 | 1124.5502 | 819.6945 | 1848.6852 | 1038.9627 | 1055.3428 | 3143.1427 | 3479.1565 | 3859.94 | 3421.2146 | 3408.707 | 4017.9291 | 4445.2837 | 658.226 | 712.7577 | 660.45 | 893.5171 | 1169.4772 | 1115.4626
SA1 | Hydro | 0 | 0 | 0 | 0 | 0 | 0 | 0 | 0 | 0 | 0 | 0 | 0 | 0 | 0 | 0 | 0 | 0 | 0 | 0 | 0 | 0 | 0 | 0 | 0 | 0 | 0 | 0 | 0 | 0
SA1 | Wind | 15791.3355 | 17054.72 | 14417.8536 | 15248.3184 | 14228.3357 | 14964.0939 | 14256.5875 | 12721.4076 | 11376.0165 | 10458.4586 | 10518.4756 | 8903.5954 | 8247.6677 | 7537.727 | 6956.216 | 5921.0435 | 5100.7606 | 4545.8574 | 3407.8355 | 3256.2976 | 2949.5704 | 2731.9028 | 1855.3962 | 2068.681 | 1246.5529 | 978.8809 | 996.0298 | 852.6948 | 660.646
SA1 | Solar PV | 0.88216 | 0.98031 | 0.94406 | 0.86505 | 0.80469 | 0.78615 | 0.77342 | 0.70164 | 0.69789 | 0.67175 | 0.64397 | 0.62414 | 0.5671 | 0.52772 | 0.51627 | 0.50631 | 0.4599 | 0.4577 | 0.44099 | 1.6614 | 2.0237 | 2.9226 | 4.465 | 4.3194 | 5.156 | 4.3249 | 3.9216 | 3.9868 | 4.147
SA1 | Grid Battery | 0.096445 | 0.094572 | 0.095423 | 0.097246 | 0.091599 | 0.088835 | 0.078126 | 0.072132 | 0.060404 | 0.05702 | 0.053152 | 0.051567 | 0.049675 | 0.034559 | 0.03525 | 0.034462 | 0.031167 | 0.029509 | 0.38025 | 0.34736 | 0.75593 | 0.71881 | 0.67224 | 0.66695 | 0.64632 | 0.59989 | 0.56759 | 0.52948 | 0.48148
SA1 | Pumped Hydro | 0 | 0 | 9.7791e-08 | 9.0866e-08 | 8.6072e-08 | 8.5613e-08 | 8.2135e-08 | 8.2915e-08 | 8.1257e-08 | 8.2564e-08 | 8.2529e-08 | 1.1396e-07 | 1.0814e-07 | 1.0206e-07 | 1.3924e-07 | 1.3876e-07 | 1.8643e-07 | 1.7869e-07 | 1.7026e-07 | 1.6282e-07 | 1.8259e-07 | 1.7251e-07 | 1.6407e-07 | 2.1829e-07 | 2.0737e-07 | 1.959e-07 | 1.8851e-07 | 1.8002e-07 | 1.7318e-07
SA1 | VPP | 0.057927 | 0.10055 | 0.1286 | 0.15575 | 0.18583 | 0.21478 | 0.23174 | 0.26058 | 0.27057 | 0.30311 | 0.35574 | 0.37952 | 0.39714 | 0.38652 | 0.43596 | 0.4359 | 0.42993 | 0.42011 | 0.37787 | 0.35291 | 0.32088 | 0.32814 | 0.31712 | 0.33835 | 0.32684 | 0.3123 | 0.30134 | 0.29393 | 0.24904
Total excluding storage |  | 25470.3484 | 26081.3655 | 20270.9913 | 18262.4417 | 17025.9383 | 17715.3267 | 16799.7802 | 15237.0282 | 13649.8302 | 12654.1557 | 12588.5714 | 14030.8344 | 12652.755 | 13978.2227 | 10635.4423 | 9914.0129 | 8244.3635 | 8025.4718 | 7268.2167 | 6679.1738 | 6360.3013 | 6752.7548 | 6305.1451 | 2731.2266 | 1964.4668 | 1643.656 | 1893.4687 | 2026.159 | 1780.2558
Region | Technology | 2021-22 | 2022-23 | 2023-24 | 2024-25 | 2025-26 | 2026-27 | 2027-28 | 2028-29 | 2029-30 | 2030-31 | 2031-32 | 2032-33 | 2033-34 | 2034-35 | 2035-36 | 2036-37 | 2037-38 | 2038-39 | 2039-40 | 2040-41 | 2041-42 | 2042-43 | 2043-44 | 2044-45 | 2045-46 | 2046-47 | 2047-48 | 2048-49 | 2049-50
TAS1 | Black Coal | 0 | 0 | 0 | 0 | 0 | 0 | 0 | 0 | 0 | 0 | 0 | 0 | 0 | 0 | 0 | 0 | 0 | 0 | 0 | 0 | 0 | 0 | 0 | 0 | 0 | 0 | 0 | 0 | 0
TAS1 | Brown Coal | 0 | 0 | 0 | 0 | 0 | 0 | 0 | 0 | 0 | 0 | 0 | 0 | 0 | 0 | 0 | 0 | 0 | 0 | 0 | 0 | 0 | 0 | 0 | 0 | 0 | 0 | 0 | 0 | 0
TAS1 | CCGT | 6.4216e-05 | 6.0641e-05 | 5.9079e-05 | 5.6402e-05 | 5.3359e-05 | 5.1367e-05 | 5.0923e-05 | 5.045e-05 | 5.003e-05 | 4.8853e-05 | 4.6607e-05 | 4.6619e-05 | 4.5469e-05 | 4.4684e-05 | 4.4326e-05 | 4.3825e-05 | 4.3788e-05 | 4.3566e-05 | 4.5469e-05 | 4.3692e-05 | 4.5086e-05 | 4.3611e-05 | 4.3512e-05 | 4.3293e-05 | 4.3128e-05 | 4.3232e-05 | 4.3309e-05 | 4.3777e-05 | 4.3039e-05
TAS1 | Gas - Steam | 0 | 0 | 0 | 0 | 0 | 0 | 0 | 0 | 0 | 0 | 0 | 0 | 0 | 0 | 0 | 0 | 0 | 0 | 0 | 0 | 0 | 0 | 0 | 0 | 0 | 0 | 0 | 0 | 0
TAS1 | OCGT / Diesel | 8.0957e-05 | 7.51e-05 | 7.5058e-05 | 7.3191e-05 | 6.7843e-05 | 6.8411e-05 | 6.7742e-05 | 6.7372e-05 | 6.7495e-05 | 6.6048e-05 | 6.211e-05 | 0.76469 | 6.0948e-05 | 6.0159e-05 | 5.9574e-05 | 5.8589e-05 | 5.9314e-05 | 5.7589e-05 | 5.8155e-05 | 3.8289e-05 | 0.21858 | 3.8325e-05 | 3.8107e-05 | 3.8304e-05 | 3.7279e-05 | 3.82e-05 | 3.805e-05 | 0.67279 | 3.7483e-05
TAS1 | Hydro | 52387.3272 | 51807.3346 | 51651.0843 | 56429.9525 | 57529.2809 | 49241.7886 | 48480.9932 | 46714.9645 | 40123.0639 | 36399.1459 | 32086.7202 | 30972.355 | 28203.1331 | 24370.6404 | 21525.7113 | 18588.5296 | 18859.2647 | 17448.2409 | 16756.7669 | 13914.6938 | 14649.28 | 13533.9458 | 11887.9128 | 11412.0271 | 10066.6954 | 10551.7388 | 9699.7322 | 9623.5161 | 8044.1407
TAS1 | Wind | 3344.9436 | 3864.5274 | 3333.0094 | 3208.7992 | 3266.2721 | 3179.2275 | 3121.0522 | 2530.2799 | 2402.1173 | 2053.5022 | 2322.602 | 1934.949 | 1762.4548 | 1588.5927 | 1347.8958 | 1225.227 | 832.506 | 810.6381 | 629.338 | 610.8031 | 583.4127 | 540.4754 | 475.7545 | 399.7852 | 394.0049 | 304.3501 | 319.2645 | 275.518 | 256.601
TAS1 | Solar PV | 3.6459e-08 | 4.9772e-08 | 7.6729e-08 | 8.6811e-08 | 6.9756e-08 | 8.0728e-08 | 9.0356e-08 | 9.4546e-08 | 1.2389e-07 | 1.6126e-07 | 1.8742e-07 | 1.8433e-07 | 1.8064e-07 | 1.4926e-07 | 1.5445e-07 | 1.4393e-07 | 1.7224e-07 | 2.0261e-07 | 2.0493e-07 | 3.0136e-07 | 2.8721e-07 | 2.7377e-07 | 2.3096e-07 | 2.3778e-07 | 2.1596e-07 | 2.059e-07 | 2.0742e-07 | 1.938e-07 | 1.7975e-07
TAS1 | Grid Battery | 1.0128e-07 | 1.0036e-07 | 9.449e-08 | 9.0573e-08 | 9.3581e-08 | 9.2864e-08 | 9.7809e-08 | 1.1e-07 | 1.4799e-07 | 1.5127e-07 | 1.601e-07 | 1.7923e-07 | 1.7201e-07 | 1.7675e-07 | 1.7939e-07 | 1.8564e-07 | 1.9108e-07 | 1.9077e-07 | 2.4637e-07 | 2.3703e-07 | 2.442e-07 | 2.3394e-07 | 2.3155e-07 | 2.2839e-07 | 2.2854e-07 | 2.3564e-07 | 2.383e-07 | 2.6383e-07 | 2.4899e-07
TAS1 | Pumped Hydro | 0 | 0 | 2.5019e-07 | 2.512e-07 | 2.803e-07 | 2.802e-07 | 2.7919e-07 | 2.8048e-07 | 2.8267e-07 | 2.8544e-07 | 3.1164e-07 | 3.3162e-07 | 3.206e-07 | 3.1881e-07 | 3.2415e-07 | 3.2792e-07 | 3.3157e-07 | 3.3078e-07 | 3.9131e-07 | 3.771e-07 | 3.8236e-07 | 3.667e-07 | 3.5631e-07 | 3.4797e-07 | 3.4597e-07 | 3.464e-07 | 3.4634e-07 | 3.6676e-07 | 3.5512e-07
TAS1 | VPP | 0.0013528 | 0.0038607 | 0.002372 | 0.0042923 | 0.0068971 | 0.010775 | 0.011763 | 0.014943 | 0.021667 | 0.026604 | 0.041707 | 0.048679 | 0.053375 | 0.062518 | 0.071521 | 0.082515 | 0.080739 | 0.081208 | 0.080546 | 0.085634 | 0.086604 | 0.087287 | 0.085082 | 0.082389 | 0.087729 | 0.083516 | 0.07826 | 0.075065 | 0.074894
Total excluding storage |  | 55732.2709 | 55671.8621 | 54984.0939 | 59638.7518 | 60795.5532 | 52421.0162 | 51602.0455 | 49245.2445 | 42525.1813 | 38452.6482 | 34409.3223 | 32908.0686 | 29965.588 | 25959.2332 | 22873.6072 | 19813.7567 | 19691.7708 | 18258.8792 | 17386.1051 | 14525.497 | 15232.9113 | 14074.4213 | 12363.6674 | 11811.8124 | 10460.7004 | 10856.089 | 10018.9968 | 9899.7069 | 8300.7418
Explicitly modelled pumping
Region | Technology | 2021-22 | 2022-23 | 2023-24 | 2024-25 | 2025-26 | 2026-27 | 2027-28 | 2028-29 | 2029-30 | 2030-31 | 2031-32 | 2032-33 | 2033-34 | 2034-35 | 2035-36 | 2036-37 | 2037-38 | 2038-39 | 2039-40 | 2040-41 | 2041-42 | 2042-43 | 2043-44 | 2044-45 | 2045-46 | 2046-47 | 2047-48 | 2048-49 | 2049-50
NEM | Grid Battery pump | 0.24754 | 0.33741 | 0.32869 | 0.36151 | 0.34271 | 0.33294 | 0.29868 | 0.27092 | 0.23318 | 0.22411 | 0.20734 | 0.2048 | 0.17365 | 0.14447 | 0.1464 | 0.14264 | 0.12476 | 0.11655 | 0.1056 | 0.083494 | 0.043226 | 0.023821 | 0.02171 | 0.022855 | 0.022234 | 0.02001 | 0.019376 | 0.017931 | 0.015181
NEM | Pumped Hydro Pump | 909.1404 | 2796.0214 | 3637.5879 | 11202.6124 | 7914.7195 | 7222.5812 | 7428.5727 | 8963.2583 | 8056.4067 | 8937.5458 | 8358.4028 | 12625.2232 | 11519.3489 | 9791.8244 | 11816.9457 | 10372.783 | 7970.1365 | 7102.4055 | 7720.3625 | 6099.911 | 6621.1499 | 6967.5871 | 5410.211 | 6808.9019 | 6139.0725 | 5558.829 | 4659.8978 | 5132.2209 | 4393.6502
NEM | VPP pump | 0.27064 | 0.45209 | 0.57123 | 0.90482 | 1.238 | 1.5882 | 1.8409 | 2.1389 | 2.4276 | 2.8314 | 3.3757 | 3.8285 | 4.1561 | 4.257 | 4.6448 | 4.8322 | 4.4997 | 4.5169 | 4.4745 | 4.455 | 4.3159 | 4.4236 | 4.3354 | 4.5215 | 4.3004 | 4.0418 | 4.0251 | 3.9295 | 3.5691
Region | Technology | 2021-22 | 2022-23 | 2023-24 | 2024-25 | 2025-26 | 2026-27 | 2027-28 | 2028-29 | 2029-30 | 2030-31 | 2031-32 | 2032-33 | 2033-34 | 2034-35 | 2035-36 | 2036-37 | 2037-38 | 2038-39 | 2039-40 | 2040-41 | 2041-42 | 2042-43 | 2043-44 | 2044-45 | 2045-46 | 2046-47 | 2047-48 | 2048-49 | 2049-50
NSW1 | Grid Battery pump | 0 | 0 | 0 | 0 | 0 | 0 | 0 | 0 | 0 | 0 | 0 | 0 | 0 | 0 | 0 | 0 | 0 | 0 | 0 | 0 | 0 | 0 | 0 | 0 | 0 | 0 | 0 | 0 | 0
NSW1 | Pumped Hydro Pump | 648.5763 | 2199.389 | 2710.1951 | 6865.7304 | 3725.896 | 3875.4102 | 4649.8649 | 5160.0775 | 5033.0927 | 5683.4013 | 5410.4233 | 8549.0102 | 7763.1677 | 6280.6886 | 8194.1187 | 7021.6822 | 5986.2436 | 5189.5485 | 5813.9613 | 4674.7591 | 5016.4453 | 5396.606 | 4309.9525 | 5719.9153 | 5162.8621 | 4769.565 | 4004.2811 | 4559.1092 | 3842.1954
NSW1 | VPP pump | 0.095268 | 0.16087 | 0.18815 | 0.32846 | 0.45288 | 0.58894 | 0.68503 | 0.79387 | 0.86798 | 1.0092 | 1.1475 | 1.3057 | 1.4018 | 1.3941 | 1.5149 | 1.5715 | 1.5262 | 1.4838 | 1.5031 | 1.4918 | 1.4295 | 1.4689 | 1.4558 | 1.5337 | 1.4577 | 1.4328 | 1.3785 | 1.4116 | 1.3466
Region | Technology | 2021-22 | 2022-23 | 2023-24 | 2024-25 | 2025-26 | 2026-27 | 2027-28 | 2028-29 | 2029-30 | 2030-31 | 2031-32 | 2032-33 | 2033-34 | 2034-35 | 2035-36 | 2036-37 | 2037-38 | 2038-39 | 2039-40 | 2040-41 | 2041-42 | 2042-43 | 2043-44 | 2044-45 | 2045-46 | 2046-47 | 2047-48 | 2048-49 | 2049-50
QLD1 | Grid Battery pump | 0 | 0.028351 | 0.027321 | 0.032773 | 0.033129 | 0.031035 | 0.028895 | 0.027272 | 0.024953 | 0.023919 | 0.022543 | 0.021973 | 0.020774 | 0.02024 | 0.019126 | 0.018352 | 0.014943 | 0.014255 | 0.013752 | 0 | 0 | 0 | 0 | 0 | 0 | 0 | 0 | 0 | 0
QLD1 | Pumped Hydro Pump | 260.5641 | 596.6324 | 927.3928 | 4336.882 | 4188.8235 | 3347.171 | 2778.7078 | 3803.1808 | 3023.314 | 3254.1445 | 2947.9795 | 4076.213 | 3756.1812 | 3511.1358 | 3622.827 | 3351.1008 | 1983.8929 | 1912.857 | 1906.4012 | 1425.1519 | 1604.7046 | 1570.9811 | 1100.2585 | 1088.9866 | 976.2104 | 789.264 | 655.6167 | 573.1117 | 551.4548
QLD1 | VPP pump | 0.040457 | 0.063045 | 0.087866 | 0.15881 | 0.23275 | 0.30347 | 0.36393 | 0.43152 | 0.50651 | 0.60477 | 0.75576 | 0.85684 | 0.94312 | 1.052 | 1.1003 | 1.1641 | 0.94856 | 0.98311 | 1.0084 | 1.0252 | 1.0448 | 1.0852 | 1.0912 | 1.0583 | 0.97916 | 0.82099 | 0.86924 | 0.87437 | 0.77852
Region | Technology | 2021-22 | 2022-23 | 2023-24 | 2024-25 | 2025-26 | 2026-27 | 2027-28 | 2028-29 | 2029-30 | 2030-31 | 2031-32 | 2032-33 | 2033-34 | 2034-35 | 2035-36 | 2036-37 | 2037-38 | 2038-39 | 2039-40 | 2040-41 | 2041-42 | 2042-43 | 2043-44 | 2044-45 | 2045-46 | 2046-47 | 2047-48 | 2048-49 | 2049-50
VIC1 | Grid Battery pump | 0.12875 | 0.19203 | 0.18383 | 0.20855 | 0.19663 | 0.19223 | 0.17312 | 0.1548 | 0.13366 | 0.12979 | 0.119 | 0.11933 | 0.091541 | 0.081562 | 0.08375 | 0.081741 | 0.071343 | 0.065777 | 0.060487 | 0.055554 | 0.018307 | 0 | 0 | 0 | 0 | 0 | 0 | 0 | 0
VIC1 | Pumped Hydro Pump | 0 | 0 | 0 | 0 | 0 | 0 | 0 | 0 | 0 | 0 | 0 | 0 | 0 | 0 | 0 | 0 | 0 | 0 | 0 | 0 | 0 | 0 | 0 | 0 | 0 | 0 | 0 | 0 | 0
VIC1 | VPP pump | 0.065166 | 0.10507 | 0.14139 | 0.22899 | 0.32584 | 0.43042 | 0.50485 | 0.59001 | 0.70927 | 0.82955 | 1.0039 | 1.1629 | 1.2812 | 1.2826 | 1.4327 | 1.4865 | 1.4244 | 1.459 | 1.4248 | 1.4208 | 1.3634 | 1.3798 | 1.3161 | 1.4345 | 1.3745 | 1.3238 | 1.3293 | 1.2108 | 1.0629
Region | Technology | 2021-22 | 2022-23 | 2023-24 | 2024-25 | 2025-26 | 2026-27 | 2027-28 | 2028-29 | 2029-30 | 2030-31 | 2031-32 | 2032-33 | 2033-34 | 2034-35 | 2035-36 | 2036-37 | 2037-38 | 2038-39 | 2039-40 | 2040-41 | 2041-42 | 2042-43 | 2043-44 | 2044-45 | 2045-46 | 2046-47 | 2047-48 | 2048-49 | 2049-50
SA1 | Grid Battery pump | 0.11878 | 0.11703 | 0.11755 | 0.12019 | 0.11296 | 0.10968 | 0.096665 | 0.088845 | 0.074575 | 0.070398 | 0.065791 | 0.063497 | 0.06133 | 0.042667 | 0.04352 | 0.042547 | 0.038473 | 0.03652 | 0.031363 | 0.02794 | 0.024919 | 0.023821 | 0.02171 | 0.022855 | 0.022234 | 0.02001 | 0.019376 | 0.017931 | 0.015181
SA1 | Pumped Hydro Pump | 0 | 0 | 0 | 0 | 0 | 0 | 0 | 0 | 0 | 0 | 0 | 0 | 0 | 0 | 0 | 0 | 0 | 0 | 0 | 0 | 0 | 0 | 0 | 0 | 0 | 0 | 0 | 0 | 0
SA1 | VPP pump | 0.068152 | 0.11854 | 0.15106 | 0.18347 | 0.2184 | 0.2527 | 0.27319 | 0.30603 | 0.31833 | 0.35661 | 0.41952 | 0.44553 | 0.46725 | 0.45474 | 0.51292 | 0.51284 | 0.50582 | 0.49547 | 0.44338 | 0.41641 | 0.37633 | 0.38689 | 0.3723 | 0.39819 | 0.3856 | 0.36627 | 0.35566 | 0.3447 | 0.29302
Region | Technology | 2021-22 | 2022-23 | 2023-24 | 2024-25 | 2025-26 | 2026-27 | 2027-28 | 2028-29 | 2029-30 | 2030-31 | 2031-32 | 2032-33 | 2033-34 | 2034-35 | 2035-36 | 2036-37 | 2037-38 | 2038-39 | 2039-40 | 2040-41 | 2041-42 | 2042-43 | 2043-44 | 2044-45 | 2045-46 | 2046-47 | 2047-48 | 2048-49 | 2049-50
TAS1 | Grid Battery pump | 0 | 0 | 0 | 0 | 0 | 0 | 0 | 0 | 0 | 0 | 0 | 0 | 0 | 0 | 0 | 0 | 0 | 0 | 0 | 0 | 0 | 0 | 0 | 0 | 0 | 0 | 0 | 0 | 0
TAS1 | Pumped Hydro Pump | 0 | 0 | 0 | 0 | 0 | 0 | 0 | 0 | 0 | 0 | 0 | 0 | 0 | 0 | 0 | 0 | 0 | 0 | 0 | 0 | 0 | 0 | 0 | 0 | 0 | 0 | 0 | 0 | 0
TAS1 | VPP pump | 0.0015919 | 0.0045668 | 0.0027709 | 0.0050903 | 0.0080802 | 0.012669 | 0.013948 | 0.017475 | 0.025493 | 0.031301 | 0.04907 | 0.057491 | 0.062806 | 0.073573 | 0.083903 | 0.097343 | 0.09473 | 0.095543 | 0.094764 | 0.10075 | 0.10189 | 0.1029 | 0.099976 | 0.096876 | 0.10347 | 0.097984 | 0.092339 | 0.088054 | 0.088115

## BaseCase_FOM Cost
FOM cost by technology ($000s) - Base Case, Central Scenario
FOM | Real June 2020 dollars discounted to 1 July 2020. For new entrant capacity, the FOM is incurred annually in modelling. For existing capacity, FOM is considered to be a sunk cost, since the fixed retirement dates are assumed to be the same in the Base Case and the case with Marinus Link. As such, early retirements are presented as an annual FOM saving, or negative cost, that continues until the assumed fixed date retirement.
Explicitly modelled generation
Region | Technology | 2021-22 | 2022-23 | 2023-24 | 2024-25 | 2025-26 | 2026-27 | 2027-28 | 2028-29 | 2029-30 | 2030-31 | 2031-32 | 2032-33 | 2033-34 | 2034-35 | 2035-36 | 2036-37 | 2037-38 | 2038-39 | 2039-40 | 2040-41 | 2041-42 | 2042-43 | 2043-44 | 2044-45 | 2045-46 | 2046-47 | 2047-48 | 2048-49 | 2049-50
NEM | Black Coal | 0 | 0 | 0 | -109008.508 | 41210.2866 | 133793.8868 | -82299.5812 | -195376.1121 | -198520.484 | -198495.0723 | 193447.1675 | 339149.2862 | 192816.8307 | -103427.4743 | -5452.1871 | -0.0029586 | -0.00056564 | -0.00057791 | -0.00055291 | -0.00052611 | 239835.4415 | 0 | 0 | 0 | 0 | 0 | 0 | 0 | 0
NEM | Brown Coal | 0 | 0 | 0 | -124190.2586 | -123086.3014 | -141433.4676 | 169521.2552 | 451614.9107 | -91113.3921 | -68540.9568 | -32788.364 | -0.0040173 | -0.0038333 | -0.0036577 | -0.0034995 | -0.0033299 | 190672.8153 | 363063.5483 | -0.0029007 | -0.0027601 | -0.0026337 | -0.0025131 | -0.0024044 | -0.0022879 | -0.0021831 | -0.0020831 | -0.0014916 | 0 | 0
NEM | CCGT | 0.00018903 | 0.00018302 | 0.00019137 | 0.00019963 | 0.00019049 | 0.00018177 | 0.00017675 | 0.00018344 | 0.00017603 | 0.00017075 | 0.0001695 | 0.00025895 | 0.00024885 | 0.00023813 | 0.0002384 | 0.00023314 | 0.00046145 | 0.00044125 | 0.00048431 | 0.00046083 | 0.0005893 | 0.00058533 | 0.00056382 | 0.00053749 | 0.00054262 | 0.00058585 | 0.00056194 | 0.0007752 | 0.00074034
NEM | Gas - Steam | 0 | 0 | 0 | 0 | 0 | 0 | 0 | 0 | 0 | 0 | 0 | 0 | 0 | 0 | 0 | 0 | 0 | 0 | 0 | 0 | 0 | 0 | 0 | 0 | 0 | 0 | 0 | 0 | 0
NEM | OCGT / Diesel | 0.00081245 | 0.00079729 | 0.00076806 | 0.00073083 | 0.00069736 | 0.00066542 | 0.00063664 | 0.00062086 | 0.00061394 | 0.00061475 | 0.0006186 | 0.00079536 | 0.00075893 | 0.00072598 | 0.00077065 | 0.00075055 | 0.0023894 | 0.002286 | 4596.6765 | 4373.8768 | 4807.4322 | 4587.2461 | 4651.8776 | 8186.8014 | 9541.4202 | 13986.0648 | 13381.1853 | 17299.2743 | 17065.0753
NEM | Hydro | 0 | 0 | 0 | 0 | 0 | 0 | 0 | 0 | 0 | 0 | 0 | 0 | 0 | 0 | 0 | 0 | 0 | 0 | 0 | 0 | 0 | 0 | 0 | 0 | 0 | 0 | 0 | 0 | 0
NEM | Wind | 0.015406 | 19157.3775 | 39754.9153 | 64604.7698 | 87673.8392 | 103462.3724 | 131474.2927 | 153195.9133 | 208464.3913 | 201138.9438 | 194565.7781 | 192259.4396 | 191750.6795 | 187431.3743 | 193283.5708 | 201537.7795 | 244639.743 | 246387.1281 | 248981.2499 | 242202.6828 | 248126.4413 | 262047.0388 | 261522.716 | 254119.4366 | 258738.6479 | 264385.4277 | 263733.7343 | 259328.3373 | 257361.5562
NEM | Solar PV | 0.0014086 | 0.0022965 | 0.0025291 | 0.0028913 | 0.0034185 | 0.0035826 | 0.010574 | 2656.647 | 51250.5035 | 48903.1524 | 46788.1532 | 44520.3448 | 42481.2452 | 40535.5395 | 38782.4288 | 36902.6558 | 48889.1159 | 46649.9199 | 44632.37 | 44816.9543 | 48234.7553 | 79328.2468 | 77514.6746 | 73757.5586 | 76946.267 | 95991.9863 | 95081.9575 | 101274.8341 | 107898.3751
NEM | Grid Battery | 0.001661 | 0.0016024 | 0.0015331 | 0.0014588 | 0.0014218 | 0.0013828 | 0.001559 | 0.0017431 | 0.0041877 | 0.0040781 | 0.0039462 | 0.005536 | 0.007894 | 0.0075683 | 0.0092337 | 0.0088487 | 4624.2673 | 4412.4688 | 6789.295 | 6460.2196 | 21610.5486 | 20620.7526 | 19728.9312 | 22854.5251 | 21807.753 | 27012.8711 | 25844.5987 | 28472.0179 | 27167.9561
NEM | Pumped Hydro | 0 | 0 | 0.0018307 | 0.001973 | 0.001944 | 0.0019129 | 0.0018953 | 0.00196 | 22893.9937 | 21845.4139 | 20900.6275 | 19887.5807 | 18976.7007 | 18107.5388 | 17324.4111 | 16484.7014 | 23862.427 | 22769.4914 | 21972.908 | 20907.8869 | 21193.9708 | 24697.85 | 23629.6993 | 24997.7047 | 23852.7717 | 25273.6808 | 24180.6262 | 25654.5551 | 24479.5373
NEM | VPP | 0 | 0 | 0 | 0 | 0 | 0 | 0 | 0 | 0 | 0 | 0 | 0 | 0 | 0 | 0 | 0 | 0 | 0 | 0 | 0 | 0 | 0 | 0 | 0 | 0 | 0 | 0 | 0 | 0
Total excluding storage |  | 0.017816 | 19157.3807 | 39754.9188 | -168593.9929 | 5797.8286 | 95822.7961 | 218695.9781 | 412091.3598 | -29918.9805 | -16993.9322 | 402012.7356 | 575929.0677 | 427048.7526 | 124539.4367 | 226613.81 | 238440.4299 | 484201.6766 | 656100.5984 | 298210.2934 | 291393.5111 | 541004.0682 | 345962.5298 | 343689.2664 | 336063.7948 | 345226.3334 | 374363.4773 | 372196.8761 | 377902.4465 | 382325.0074
Region | Technology | 2021-22 | 2022-23 | 2023-24 | 2024-25 | 2025-26 | 2026-27 | 2027-28 | 2028-29 | 2029-30 | 2030-31 | 2031-32 | 2032-33 | 2033-34 | 2034-35 | 2035-36 | 2036-37 | 2037-38 | 2038-39 | 2039-40 | 2040-41 | 2041-42 | 2042-43 | 2043-44 | 2044-45 | 2045-46 | 2046-47 | 2047-48 | 2048-49 | 2049-50
NSW1 | Black Coal | 0 | 0 | 0 | -37442.6363 | 109498.2147 | -132609.0282 | -135050.5793 | -128504.7128 | -134711.8969 | -137609.016 | -131736.6017 | 233718.2329 | -55501.4274 | -52959.3773 | -0.0003708 | -0.00035283 | -0.00033667 | -0.00032125 | -0.00030735 | -0.00029246 | -0.00027906 | 0 | 0 | 0 | 0 | 0 | 0 | 0 | 0
NSW1 | Brown Coal | 0 | 0 | 0 | 0 | 0 | 0 | 0 | 0 | 0 | 0 | 0 | 0 | 0 | 0 | 0 | 0 | 0 | 0 | 0 | 0 | 0 | 0 | 0 | 0 | 0 | 0 | 0 | 0 | 0
NSW1 | CCGT | 4.0998e-05 | 4.0375e-05 | 4.192e-05 | 4.5202e-05 | 4.3132e-05 | 4.1156e-05 | 3.9376e-05 | 3.9965e-05 | 3.8135e-05 | 3.7209e-05 | 3.6914e-05 | 6.2817e-05 | 5.994e-05 | 5.7195e-05 | 6.1558e-05 | 5.8574e-05 | 0.00017933 | 0.00017112 | 0.00016614 | 0.00015808 | 0.0002164 | 0.00020649 | 0.00019756 | 0.00018798 | 0.00017937 | 0.0002338 | 0.00022409 | 0.00024115 | 0.00023011
NSW1 | Gas - Steam | 0 | 0 | 0 | 0 | 0 | 0 | 0 | 0 | 0 | 0 | 0 | 0 | 0 | 0 | 0 | 0 | 0 | 0 | 0 | 0 | 0 | 0 | 0 | 0 | 0 | 0 | 0 | 0 | 0
NSW1 | OCGT / Diesel | 0.00016835 | 0.00016838 | 0.00016634 | 0.00015828 | 0.00015103 | 0.00014411 | 0.00013788 | 0.0001312 | 0.00012787 | 0.00012775 | 0.00012838 | 0.0001784 | 0.00017023 | 0.00016243 | 0.00017636 | 0.00016781 | 0.0013986 | 0.0013346 | 4596.6732 | 4373.8737 | 4173.5436 | 3982.3889 | 4073.1797 | 7081.5884 | 6757.2409 | 6447.7489 | 6168.8919 | 8397.8973 | 8013.2607
NSW1 | Hydro | 0 | 0 | 0 | 0 | 0 | 0 | 0 | 0 | 0 | 0 | 0 | 0 | 0 | 0 | 0 | 0 | 0 | 0 | 0 | 0 | 0 | 0 | 0 | 0 | 0 | 0 | 0 | 0 | 0
NSW1 | Wind | 0.0028841 | 19157.3653 | 36664.0473 | 52591.8948 | 67138.8454 | 81141.8408 | 93972.0027 | 101378.5599 | 143390.0527 | 136822.5693 | 130905.1665 | 124560.2271 | 118855.1785 | 113411.4298 | 108506.5292 | 103247.2462 | 99829.2776 | 99201.2544 | 105143.2761 | 103566.8108 | 110335.205 | 110648.0187 | 105862.632 | 100731.4978 | 101016.9324 | 96390.2042 | 95365.4399 | 94471.1022 | 90144.1815
NSW1 | Solar PV | 0.00032949 | 0.00080983 | 0.00083598 | 0.00098515 | 0.001594 | 0.0018074 | 0.0082959 | 2656.6447 | 51250.5003 | 48903.1491 | 46788.1499 | 44520.3404 | 42481.2408 | 40535.5351 | 38782.4246 | 36902.6506 | 41582.995 | 39678.4304 | 37962.3885 | 36122.3614 | 34467.9021 | 50991.1327 | 48785.8308 | 46421.1943 | 44295.0327 | 55475.9971 | 53076.7306 | 58733.5653 | 59237.2467
NSW1 | Grid Battery | 0.00057862 | 0.00056473 | 0.00054031 | 0.00051412 | 0.00049057 | 0.0004681 | 0.00054442 | 0.0005754 | 0.0024811 | 0.0023728 | 0.0022751 | 0.0025214 | 0.0024059 | 0.0022975 | 0.0024417 | 0.0023263 | 0.042818 | 0.040858 | 233.9225 | 222.5843 | 5829.6929 | 5562.6841 | 5322.1051 | 6498.8677 | 6201.2096 | 5917.1849 | 5661.2741 | 5386.8737 | 5140.1466
NSW1 | Pumped Hydro | 0 | 0 | 0.00054025 | 0.00061449 | 0.00058634 | 0.00055949 | 0.00055934 | 0.00058105 | 22893.9923 | 21845.4125 | 20900.6261 | 19887.5784 | 18976.697 | 18107.5353 | 17324.4074 | 16484.6979 | 15729.6752 | 15009.2321 | 14360.1018 | 13664.0714 | 13038.2361 | 12441.065 | 11903.0047 | 11326.0699 | 10807.3186 | 10312.3269 | 9866.3318 | 9388.1133 | 8958.1234
NSW1 | VPP | 0 | 0 | 0 | 0 | 0 | 0 | 0 | 0 | 0 | 0 | 0 | 0 | 0 | 0 | 0 | 0 | 0 | 0 | 0 | 0 | 0 | 0 | 0 | 0 | 0 | 0 | 0 | 0 | 0
Total excluding storage |  | 0.003423 | 19157.3663 | 36664.0484 | 15149.2597 | 176637.0619 | -51467.1854 | -41078.5681 | -24469.5081 | 59928.6562 | 48116.7026 | 45956.7149 | 402798.8007 | 105834.9922 | 100987.5879 | 147288.9537 | 140149.8966 | 141412.2739 | 138879.6859 | 147702.3377 | 144063.0458 | 148976.6506 | 165621.5405 | 158721.6427 | 154234.2807 | 152069.2062 | 158313.9504 | 154611.0626 | 161602.5651 | 157394.6892
Region | Technology | 2021-22 | 2022-23 | 2023-24 | 2024-25 | 2025-26 | 2026-27 | 2027-28 | 2028-29 | 2029-30 | 2030-31 | 2031-32 | 2032-33 | 2033-34 | 2034-35 | 2035-36 | 2036-37 | 2037-38 | 2038-39 | 2039-40 | 2040-41 | 2041-42 | 2042-43 | 2043-44 | 2044-45 | 2045-46 | 2046-47 | 2047-48 | 2048-49 | 2049-50
QLD1 | Black Coal | 0 | 0 | 0 | -71565.8717 | -68287.9281 | 266402.915 | 52750.998 | -66871.3993 | -63808.5871 | -60886.0563 | 325183.7692 | 105431.0532 | 248318.2581 | -50468.097 | -5452.1867 | -0.0026057 | -0.00022897 | -0.00025666 | -0.00024556 | -0.00023366 | 239835.4418 | 0 | 0 | 0 | 0 | 0 | 0 | 0 | 0
QLD1 | Brown Coal | 0 | 0 | 0 | 0 | 0 | 0 | 0 | 0 | 0 | 0 | 0 | 0 | 0 | 0 | 0 | 0 | 0 | 0 | 0 | 0 | 0 | 0 | 0 | 0 | 0 | 0 | 0 | 0 | 0
QLD1 | CCGT | 4.3731e-05 | 4.3114e-05 | 4.4129e-05 | 4.9424e-05 | 4.716e-05 | 4.5e-05 | 4.3054e-05 | 4.5951e-05 | 4.3847e-05 | 4.2795e-05 | 4.3817e-05 | 6.2008e-05 | 6.0925e-05 | 5.8135e-05 | 5.562e-05 | 5.8361e-05 | 9.8412e-05 | 9.3905e-05 | 0.0001134 | 0.0001079 | 0.0001429 | 0.00015937 | 0.00015248 | 0.00014509 | 0.00016726 | 0.00016029 | 0.00015336 | 0.00014593 | 0.00013924
QLD1 | Gas - Steam | 0 | 0 | 0 | 0 | 0 | 0 | 0 | 0 | 0 | 0 | 0 | 0 | 0 | 0 | 0 | 0 | 0 | 0 | 0 | 0 | 0 | 0 | 0 | 0 | 0 | 0 | 0 | 0 | 0
QLD1 | OCGT / Diesel | 0.00016558 | 0.00016366 | 0.00015659 | 0.000149 | 0.00014217 | 0.00013566 | 0.00012979 | 0.00012923 | 0.0001273 | 0.00012777 | 0.00012937 | 0.00015284 | 0.00014584 | 0.00013916 | 0.00013792 | 0.00014289 | 0.00018852 | 0.00017989 | 0.00055826 | 0.0005312 | 0.00051394 | 0.0022024 | 0.0021071 | 0.0020088 | 1729.5887 | 6532.0271 | 6249.5252 | 6161.2224 | 6437.1632
QLD1 | Hydro | 0 | 0 | 0 | 0 | 0 | 0 | 0 | 0 | 0 | 0 | 0 | 0 | 0 | 0 | 0 | 0 | 0 | 0 | 0 | 0 | 0 | 0 | 0 | 0 | 0 | 0 | 0 | 0 | 0
QLD1 | Wind | 0.0052656 | 0.0051691 | 0.0051789 | 6130.776 | 12112.9998 | 11558.206 | 24597.2439 | 37056.0554 | 48621.0434 | 46394.1254 | 44387.6383 | 42236.181 | 40301.6995 | 38455.8203 | 38915.1454 | 44344.3193 | 61682.6778 | 58857.5169 | 56312.0039 | 53904.3311 | 54620.8257 | 67714.8597 | 64786.2781 | 66918.7626 | 66399.9015 | 69144.6709 | 66154.2515 | 62947.7721 | 64192.6566
QLD1 | Solar PV | 0.00046173 | 0.00066771 | 0.000726 | 0.00079106 | 0.00075483 | 0.00074078 | 0.0011193 | 0.0010916 | 0.0019625 | 0.0018726 | 0.0017916 | 0.0017047 | 0.0016301 | 0.0015554 | 0.0014891 | 0.001422 | 7306.1118 | 6971.4807 | 6669.973 | 7704.1819 | 10874.0125 | 24148.8423 | 23104.4355 | 21984.5696 | 21796.0317 | 30157.9713 | 28853.6772 | 27455.147 | 32552.5606
QLD1 | Grid Battery | 0.00027152 | 0.00025908 | 0.00024788 | 0.00023586 | 0.00023593 | 0.00022512 | 0.00027058 | 0.00035449 | 0.00045195 | 0.00046553 | 0.00045494 | 0.00088288 | 0.0034515 | 0.0032961 | 0.0031604 | 0.003009 | 4624.1915 | 4412.3965 | 4221.5659 | 4016.9477 | 8061.9507 | 7692.7012 | 7360.0016 | 9650.3906 | 9208.388 | 14990.5761 | 14342.2527 | 13647.0874 | 13022.03
QLD1 | Pumped Hydro | 0 | 0 | 0.00023629 | 0.00028118 | 0.00027206 | 0.00026961 | 0.00026811 | 0.00029779 | 0.00028565 | 0.00028858 | 0.00028848 | 0.00062199 | 0.0021313 | 0.0020346 | 0.0019512 | 0.0018578 | 6149.2228 | 5867.579 | 5613.8136 | 5341.7135 | 5761.8955 | 9972.5873 | 9541.2855 | 9078.8219 | 8662.998 | 10779.6219 | 10313.4169 | 9813.5283 | 9364.0537
QLD1 | VPP | 0 | 0 | 0 | 0 | 0 | 0 | 0 | 0 | 0 | 0 | 0 | 0 | 0 | 0 | 0 | 0 | 0 | 0 | 0 | 0 | 0 | 0 | 0 | 0 | 0 | 0 | 0 | 0 | 0
Total excluding storage |  | 0.0059367 | 0.0060436 | 0.0061056 | -65435.0946 | -56174.9273 | 277961.1219 | 77348.2432 | -29815.3426 | -15187.5415 | -14491.9289 | 369571.4094 | 147667.2361 | 288619.9595 | -12012.275 | 33462.9604 | 44344.3183 | 68988.7896 | 65828.9976 | 62981.9773 | 61608.5134 | 305330.2807 | 91863.7044 | 87890.7158 | 88903.3344 | 89925.5221 | 105834.6694 | 101257.4541 | 96564.1416 | 103182.3805
Region | Technology | 2021-22 | 2022-23 | 2023-24 | 2024-25 | 2025-26 | 2026-27 | 2027-28 | 2028-29 | 2029-30 | 2030-31 | 2031-32 | 2032-33 | 2033-34 | 2034-35 | 2035-36 | 2036-37 | 2037-38 | 2038-39 | 2039-40 | 2040-41 | 2041-42 | 2042-43 | 2043-44 | 2044-45 | 2045-46 | 2046-47 | 2047-48 | 2048-49 | 2049-50
VIC1 | Black Coal | 0 | 0 | 0 | 0 | 0 | 0 | 0 | 0 | 0 | 0 | 0 | 0 | 0 | 0 | 0 | 0 | 0 | 0 | 0 | 0 | 0 | 0 | 0 | 0 | 0 | 0 | 0 | 0 | 0
VIC1 | Brown Coal | 0 | 0 | 0 | -124190.2586 | -123086.3014 | -141433.4676 | 169521.2552 | 451614.9107 | -91113.3921 | -68540.9568 | -32788.364 | -0.0040173 | -0.0038333 | -0.0036577 | -0.0034995 | -0.0033299 | 190672.8153 | 363063.5483 | -0.0029007 | -0.0027601 | -0.0026337 | -0.0025131 | -0.0024044 | -0.0022879 | -0.0021831 | -0.0020831 | -0.0014916 | 0 | 0
VIC1 | CCGT | 3.5939e-05 | 3.4293e-05 | 3.4303e-05 | 3.7435e-05 | 3.572e-05 | 3.4084e-05 | 3.4601e-05 | 3.6033e-05 | 3.4383e-05 | 3.2808e-05 | 3.2239e-05 | 5.2761e-05 | 5.0345e-05 | 4.8039e-05 | 4.5961e-05 | 4.3733e-05 | 7.0288e-05 | 6.7068e-05 | 8.8561e-05 | 8.4268e-05 | 8.5094e-05 | 8.1196e-05 | 7.7685e-05 | 7.3919e-05 | 7.0534e-05 | 7.0967e-05 | 6.7897e-05 | 0.0002365 | 0.00022567
VIC1 | Gas - Steam | 0 | 0 | 0 | 0 | 0 | 0 | 0 | 0 | 0 | 0 | 0 | 0 | 0 | 0 | 0 | 0 | 0 | 0 | 0 | 0 | 0 | 0 | 0 | 0 | 0 | 0 | 0 | 0 | 0
VIC1 | OCGT / Diesel | 0.00015879 | 0.0001546 | 0.00014791 | 0.00014074 | 0.0001343 | 0.00012815 | 0.0001226 | 0.00012029 | 0.00011946 | 0.00011952 | 0.00012012 | 0.00016506 | 0.0001575 | 0.00015029 | 0.00015985 | 0.0001521 | 0.00022913 | 0.00021863 | 0.00040882 | 0.00038901 | 0.00051858 | 0.00049483 | 0.00047342 | 0.00049752 | 0.00047473 | 0.00045299 | 0.0004334 | 1567.1167 | 1495.3403
VIC1 | Hydro | 0 | 0 | 0 | 0 | 0 | 0 | 0 | 0 | 0 | 0 | 0 | 0 | 0 | 0 | 0 | 0 | 0 | 0 | 0 | 0 | 0 | 0 | 0 | 0 | 0 | 0 | 0 | 0 | 0
VIC1 | Wind | 0.0018952 | 0.0018557 | 0.0018792 | 0.0021718 | 0.0020723 | 0.0019774 | 0.0020382 | 0.0022124 | 0.0021423 | 0.0021056 | 0.0021237 | 0.0090545 | 6356.4691 | 8676.8301 | 8532.7297 | 14257.7436 | 35149.1792 | 35080.051 | 33562.8971 | 31936.113 | 32793.0932 | 35614.2001 | 44882.8092 | 42707.3511 | 49210.7708 | 54706.3754 | 59351.0471 | 58494.4637 | 61598.1921
VIC1 | Solar PV | 0.00012619 | 0.00014251 | 0.00014837 | 0.000264 | 0.00025191 | 0.00024037 | 0.0002743 | 0.00028838 | 0.00028887 | 0.00031013 | 0.00033624 | 0.00059331 | 0.00061249 | 0.00060403 | 0.00059527 | 0.00071736 | 0.0023312 | 0.0022348 | 0.0021616 | 0.0034336 | 1670.1447 | 2002.5694 | 1915.9608 | 1823.0947 | 6468.4188 | 6172.1556 | 9146.7206 | 10684.1503 | 11908.2115
VIC1 | Grid Battery | 0.00026384 | 0.00025473 | 0.00024372 | 0.0002319 | 0.00023109 | 0.00023172 | 0.00025014 | 0.00026686 | 0.0004228 | 0.0004164 | 0.00040479 | 0.00080124 | 0.00076454 | 0.00073129 | 0.001014 | 0.00096825 | 0.0018223 | 0.001741 | 0.012758 | 0.012142 | 2448.8883 | 2336.7254 | 2235.665 | 2127.3029 | 2029.8692 | 1936.8981 | 1853.1297 | 5643.4091 | 5384.9323
VIC1 | Pumped Hydro | 0 | 0 | 0.00025981 | 0.00029309 | 0.00029036 | 0.000292 | 0.00027937 | 0.00028563 | 0.00027429 | 0.00027802 | 0.00027706 | 0.00065963 | 0.00062942 | 0.00060059 | 0.0007264 | 0.00069384 | 1983.5278 | 1892.6792 | 1998.9913 | 1902.1007 | 2393.838 | 2284.1965 | 2185.4079 | 4592.8117 | 4382.4539 | 4181.7309 | 4000.8763 | 6452.9123 | 6157.3591
VIC1 | VPP | 0 | 0 | 0 | 0 | 0 | 0 | 0 | 0 | 0 | 0 | 0 | 0 | 0 | 0 | 0 | 0 | 0 | 0 | 0 | 0 | 0 | 0 | 0 | 0 | 0 | 0 | 0 | 0 | 0
Total excluding storage |  | 0.0022161 | 0.0021871 | 0.0022098 | -124190.256 | -123086.2989 | -141433.4652 | 169521.2577 | 451614.9133 | -91113.3895 | -68540.9542 | -32788.3614 | 0.0058483 | 6356.4661 | 8676.8272 | 8532.727 | 14257.7412 | 225821.9972 | 398143.6018 | 33562.8968 | 31936.1141 | 34463.2359 | 37616.7676 | 46798.7681 | 44530.444 | 55679.188 | 60878.5294 | 68497.7667 | 70745.7308 | 75001.7441
Region | Technology | 2021-22 | 2022-23 | 2023-24 | 2024-25 | 2025-26 | 2026-27 | 2027-28 | 2028-29 | 2029-30 | 2030-31 | 2031-32 | 2032-33 | 2033-34 | 2034-35 | 2035-36 | 2036-37 | 2037-38 | 2038-39 | 2039-40 | 2040-41 | 2041-42 | 2042-43 | 2043-44 | 2044-45 | 2045-46 | 2046-47 | 2047-48 | 2048-49 | 2049-50
SA1 | Black Coal | 0 | 0 | 0 | 0 | 0 | 0 | 0 | 0 | 0 | 0 | 0 | 0 | 0 | 0 | 0 | 0 | 0 | 0 | 0 | 0 | 0 | 0 | 0 | 0 | 0 | 0 | 0 | 0 | 0
SA1 | Brown Coal | 0 | 0 | 0 | 0 | 0 | 0 | 0 | 0 | 0 | 0 | 0 | 0 | 0 | 0 | 0 | 0 | 0 | 0 | 0 | 0 | 0 | 0 | 0 | 0 | 0 | 0 | 0 | 0 | 0
SA1 | CCGT | 3.5386e-05 | 3.3765e-05 | 4.091e-05 | 3.8927e-05 | 3.7144e-05 | 3.5443e-05 | 3.391e-05 | 3.5907e-05 | 3.4262e-05 | 3.3703e-05 | 3.3339e-05 | 5.8094e-05 | 5.5433e-05 | 5.2895e-05 | 5.3504e-05 | 5.0911e-05 | 9.1827e-05 | 8.7621e-05 | 9.3475e-05 | 8.8944e-05 | 0.00012239 | 0.00011679 | 0.00011464 | 0.00010908 | 0.00010409 | 9.9318e-05 | 9.5023e-05 | 0.00012974 | 0.00012379
SA1 | Gas - Steam | 0 | 0 | 0 | 0 | 0 | 0 | 0 | 0 | 0 | 0 | 0 | 0 | 0 | 0 | 0 | 0 | 0 | 0 | 0 | 0 | 0 | 0 | 0 | 0 | 0 | 0 | 0 | 0 | 0
SA1 | OCGT / Diesel | 0.00015873 | 0.00015553 | 0.0001488 | 0.00014159 | 0.00013511 | 0.00012892 | 0.00012334 | 0.00012052 | 0.00011969 | 0.00011998 | 0.0001206 | 0.00016791 | 0.00016022 | 0.00015288 | 0.00017604 | 0.00016751 | 0.00045257 | 0.00043184 | 0.0021556 | 0.0020511 | 633.8874 | 604.8544 | 578.6952 | 1105.2104 | 1054.59 | 1006.2882 | 962.7675 | 1173.0378 | 1119.3109
SA1 | Hydro | 0 | 0 | 0 | 0 | 0 | 0 | 0 | 0 | 0 | 0 | 0 | 0 | 0 | 0 | 0 | 0 | 0 | 0 | 0 | 0 | 0 | 0 | 0 | 0 | 0 | 0 | 0 | 0 | 0
SA1 | Wind | 0.0033015 | 0.003159 | 0.0037543 | 0.0036093 | 0.003444 | 0.0032862 | 0.0032626 | 0.0036172 | 0.0034632 | 0.0034416 | 0.0033757 | 5090.5121 | 4857.3589 | 4634.8845 | 14267.5563 | 16058.9269 | 23822.8221 | 28662.3224 | 28918.7128 | 27517.0305 | 26256.7092 | 25054.1128 | 23970.5555 | 22808.7089 | 22117.6117 | 25066.4755 | 24610.3805 | 26047.0835 | 24854.0873
SA1 | Solar PV | 0.00043372 | 0.00059705 | 0.00070747 | 0.00072878 | 0.0006954 | 0.00066505 | 0.0007389 | 0.00079043 | 0.00078669 | 0.00084154 | 0.00093614 | 0.0018077 | 0.0018623 | 0.001906 | 0.0018269 | 0.0027885 | 0.0065064 | 0.0062217 | 0.0059555 | 990.4071 | 1222.6955 | 2185.702 | 3708.4471 | 3528.6996 | 4386.7833 | 4185.862 | 4004.8288 | 4401.9712 | 4200.356
SA1 | Grid Battery | 0.00028519 | 0.000274 | 0.00026215 | 0.00024944 | 0.00023802 | 0.00023327 | 0.00025593 | 0.00027647 | 0.00045777 | 0.00044075 | 0.00042538 | 0.00089479 | 0.00085501 | 0.00081813 | 0.0021873 | 0.0021002 | 0.030684 | 0.029281 | 2333.7933 | 2220.6749 | 5270.016 | 5028.6412 | 4811.1589 | 4577.9633 | 4368.2856 | 4168.2114 | 3987.9416 | 3794.6471 | 3620.8464
SA1 | Pumped Hydro | 0 | 0 | 0.00020009 | 0.00019039 | 0.00018167 | 0.00017684 | 0.00017173 | 0.00017547 | 0.00017142 | 0.00017334 | 0.00017307 | 0.00025829 | 0.00024646 | 0.00023517 | 0.0003144 | 0.00031352 | 0.00043727 | 0.00041806 | 0.00040065 | 0.00038123 | 0.00044119 | 0.00042165 | 0.00040341 | 0.00050859 | 0.00048644 | 0.00046416 | 0.00044465 | 0.00042373 | 0.00040433
SA1 | VPP | 0 | 0 | 0 | 0 | 0 | 0 | 0 | 0 | 0 | 0 | 0 | 0 | 0 | 0 | 0 | 0 | 0 | 0 | 0 | 0 | 0 | 0 | 0 | 0 | 0 | 0 | 0 | 0 | 0
Total excluding storage |  | 0.0039293 | 0.0039454 | 0.0046515 | 0.0045186 | 0.0043116 | 0.0041157 | 0.0041588 | 0.004564 | 0.0044039 | 0.0044368 | 0.0044658 | 5090.5141 | 4857.3609 | 4634.8866 | 14267.5584 | 16058.93 | 23822.8291 | 28662.3291 | 28918.721 | 28507.4398 | 28113.2922 | 27844.6693 | 28257.6979 | 27442.619 | 27558.9851 | 30258.6257 | 29577.9769 | 31622.0926 | 30173.7543
Region | Technology | 2021-22 | 2022-23 | 2023-24 | 2024-25 | 2025-26 | 2026-27 | 2027-28 | 2028-29 | 2029-30 | 2030-31 | 2031-32 | 2032-33 | 2033-34 | 2034-35 | 2035-36 | 2036-37 | 2037-38 | 2038-39 | 2039-40 | 2040-41 | 2041-42 | 2042-43 | 2043-44 | 2044-45 | 2045-46 | 2046-47 | 2047-48 | 2048-49 | 2049-50
TAS1 | Black Coal | 0 | 0 | 0 | 0 | 0 | 0 | 0 | 0 | 0 | 0 | 0 | 0 | 0 | 0 | 0 | 0 | 0 | 0 | 0 | 0 | 0 | 0 | 0 | 0 | 0 | 0 | 0 | 0 | 0
TAS1 | Brown Coal | 0 | 0 | 0 | 0 | 0 | 0 | 0 | 0 | 0 | 0 | 0 | 0 | 0 | 0 | 0 | 0 | 0 | 0 | 0 | 0 | 0 | 0 | 0 | 0 | 0 | 0 | 0 | 0 | 0
TAS1 | CCGT | 3.2977e-05 | 3.1467e-05 | 3.0106e-05 | 2.8647e-05 | 2.7335e-05 | 2.6083e-05 | 2.581e-05 | 2.5582e-05 | 2.5399e-05 | 2.4236e-05 | 2.3188e-05 | 2.327e-05 | 2.2204e-05 | 2.1872e-05 | 2.1759e-05 | 2.1561e-05 | 2.1597e-05 | 2.1541e-05 | 2.2738e-05 | 2.1636e-05 | 2.2513e-05 | 2.1481e-05 | 2.1463e-05 | 2.1416e-05 | 2.1375e-05 | 2.1477e-05 | 2.1564e-05 | 2.188e-05 | 2.152e-05
TAS1 | Gas - Steam | 0 | 0 | 0 | 0 | 0 | 0 | 0 | 0 | 0 | 0 | 0 | 0 | 0 | 0 | 0 | 0 | 0 | 0 | 0 | 0 | 0 | 0 | 0 | 0 | 0 | 0 | 0 | 0 | 0
TAS1 | OCGT / Diesel | 0.000161 | 0.00015512 | 0.00014841 | 0.00014122 | 0.00013475 | 0.00012858 | 0.00012302 | 0.00011963 | 0.00011961 | 0.00011974 | 0.00012011 | 0.00013115 | 0.00012514 | 0.00012122 | 0.00012048 | 0.00012024 | 0.00012059 | 0.00012108 | 0.00015325 | 0.00014582 | 0.00014252 | 0.00013599 | 0.00013011 | 0.0001256 | 0.00012306 | 0.00012366 | 0.00012396 | 0.00013196 | 0.00012698
TAS1 | Hydro | 0 | 0 | 0 | 0 | 0 | 0 | 0 | 0 | 0 | 0 | 0 | 0 | 0 | 0 | 0 | 0 | 0 | 0 | 0 | 0 | 0 | 0 | 0 | 0 | 0 | 0 | 0 | 0 | 0
TAS1 | Wind | 0.0020592 | 0.0019672 | 3090.8572 | 5882.0932 | 8421.9884 | 10762.3204 | 12905.0409 | 14761.2922 | 16453.2895 | 17922.2435 | 19272.9678 | 20372.5104 | 21379.9734 | 22252.4096 | 23061.6101 | 23629.5434 | 24155.7864 | 24585.9835 | 25044.3602 | 25278.3974 | 24120.6082 | 23015.8475 | 22020.4412 | 20953.1162 | 19993.4315 | 19077.7018 | 18252.6153 | 17367.9158 | 16572.4388
TAS1 | Solar PV | 5.7449e-05 | 7.9344e-05 | 0.00011125 | 0.00012235 | 0.00012237 | 0.00012896 | 0.0001452 | 0.00014942 | 0.00017913 | 0.00022826 | 0.00029167 | 0.00028521 | 0.00027724 | 0.00026455 | 0.0002575 | 0.00025032 | 0.0002939 | 0.00032335 | 0.00033244 | 0.00047568 | 0.00045389 | 0.0004331 | 0.00041437 | 0.00039429 | 0.00037623 | 0.000359 | 0.00034347 | 0.00032682 | 0.00031185
TAS1 | Grid Battery | 0.00026182 | 0.00024983 | 0.00023902 | 0.00022744 | 0.00022624 | 0.00022459 | 0.00023793 | 0.0002699 | 0.00037406 | 0.00038264 | 0.00038591 | 0.00043571 | 0.00041696 | 0.00042531 | 0.00043032 | 0.000445 | 0.00045829 | 0.00045733 | 0.00059679 | 0.00057028 | 0.00069279 | 0.00066274 | 0.00065066 | 0.00063797 | 0.00063745 | 0.00065603 | 0.00066903 | 0.00074726 | 0.00074646
TAS1 | Pumped Hydro | 0 | 0 | 0.00059428 | 0.00059383 | 0.00061358 | 0.00061494 | 0.0006168 | 0.00062003 | 0.00062779 | 0.00063241 | 0.00064872 | 0.00069554 | 0.00067017 | 0.00065841 | 0.00066664 | 0.00067244 | 0.00067958 | 0.00067708 | 0.00080572 | 0.00076929 | 0.00078367 | 0.00075082 | 0.00072468 | 0.00070678 | 0.00070172 | 0.00070404 | 0.00070459 | 0.0007486 | 0.00071874
TAS1 | VPP | 0 | 0 | 0 | 0 | 0 | 0 | 0 | 0 | 0 | 0 | 0 | 0 | 0 | 0 | 0 | 0 | 0 | 0 | 0 | 0 | 0 | 0 | 0 | 0 | 0 | 0 | 0 | 0 | 0
Total excluding storage |  | 0.0023106 | 0.0022331 | 3090.8575 | 5882.0935 | 8421.9887 | 10762.3207 | 12905.0411 | 14761.2925 | 16453.2899 | 17922.2439 | 19272.9682 | 20372.5108 | 21379.9739 | 22252.41 | 23061.6105 | 23629.5438 | 24155.7868 | 24585.984 | 25044.3607 | 25278.398 | 24120.6088 | 23015.8481 | 22020.4418 | 20953.1167 | 19993.432 | 19077.7023 | 18252.6158 | 17367.9163 | 16572.4392

## BaseCase_Fuel Cost
Fuel cost by technology ($000s) - Base Case, Central Scenario
Fuel | Real June 2020 dollars discounted to 1 July 2020
Explicitly modelled generation
Region | Technology | 2021-22 | 2022-23 | 2023-24 | 2024-25 | 2025-26 | 2026-27 | 2027-28 | 2028-29 | 2029-30 | 2030-31 | 2031-32 | 2032-33 | 2033-34 | 2034-35 | 2035-36 | 2036-37 | 2037-38 | 2038-39 | 2039-40 | 2040-41 | 2041-42 | 2042-43 | 2043-44 | 2044-45 | 2045-46 | 2046-47 | 2047-48 | 2048-49 | 2049-50
NEM | Black Coal | 1734126.6168 | 1469669.6862 | 1432829.0444 | 1316326.9283 | 1173832.44 | 1013974.3322 | 885994.9117 | 918120.464 | 658104.892 | 591048.001 | 537305.0323 | 509180.077 | 518461.7138 | 467101.4195 | 377171.5557 | 343696.4961 | 272130.954 | 257925.8021 | 235222.1364 | 214436.6844 | 196505.4979 | 125614.6047 | 98303.0832 | 75359.4672 | 56592.6634 | 39904.2485 | 36780.2568 | 34537.913 | 31180.0786
NEM | Brown Coal | 230976.9491 | 210169.4501 | 202374.568 | 149576.9021 | 148094.8322 | 135598.5505 | 125909.4477 | 118537.541 | 110972.1802 | 105895.2728 | 98878.4046 | 92967.9296 | 90726.3133 | 86041.2609 | 84405.9599 | 76069.7966 | 67338.9999 | 66370.299 | 55804.8932 | 56670.0859 | 59582.822 | 55882.1178 | 51047.7507 | 48947.408 | 44137.1227 | 43633.5478 | 27788.8268 | 0 | 0
NEM | CCGT | 185391.6455 | 177223.0226 | 139266.9718 | 139346.2959 | 127293.0169 | 123763.8951 | 113169.8248 | 118971.3722 | 102540.5108 | 103556.8471 | 105413.5977 | 226395.7915 | 217054.0007 | 225144.3138 | 174253.3099 | 174242.0566 | 190889.7967 | 184128.2113 | 144485.8723 | 143168.7393 | 147157.0375 | 151891.0269 | 96828.7027 | 84857.2935 | 45844.2505 | 30886.7909 | 29724.0298 | 28403.4458 | 27270.1872
NEM | Gas - Steam | 86050.2618 | 82697.8363 | 78097.1574 | 14002.3198 | 12299.1726 | 12620.4408 | 11253.6688 | 11667.3702 | 9727.3245 | 9840.487 | 9298.108 | 16662.987 | 11790.9571 | 19602.0285 | 6278.771 | 6027.1735 | 13122.585 | 12673.974 | 5379.3895 | 5724.555 | 6024.9845 | 6814.392 | 6460.766 | 4975.8455 | 6571.4475 | 0 | 0 | 0 | 0
NEM | OCGT / Diesel | 4826.7899 | 1984.0357 | 10397.8405 | 9369.4759 | 3093.1308 | 5510.9095 | 2254.9612 | 6424.4407 | 597.3086 | 1683.1767 | 1523.4244 | 27806.9514 | 16184.0177 | 22356.0998 | 22737.4941 | 26930.1946 | 89083.1496 | 101802.113 | 213830.2407 | 228542.1595 | 167233.53 | 250437.959 | 334351.7156 | 180791.8418 | 214475.4132 | 298810.4906 | 371973.5175 | 529759.4662 | 494055.1487
NEM | Hydro | 0 | 0 | 0 | 0 | 0 | 0 | 0 | 0 | 0 | 0 | 0 | 0 | 0 | 0 | 0 | 0 | 0 | 0 | 0 | 0 | 0 | 0 | 0 | 0 | 0 | 0 | 0 | 0 | 0
NEM | Wind | 0 | 0 | 0 | 0 | 0 | 0 | 0 | 0 | 0 | 0 | 0 | 0 | 0 | 0 | 0 | 0 | 0 | 0 | 0 | 0 | 0 | 0 | 0 | 0 | 0 | 0 | 0 | 0 | 0
NEM | Solar PV | 0 | 0 | 0 | 0 | 0 | 0 | 0 | 0 | 0 | 0 | 0 | 0 | 0 | 0 | 0 | 0 | 0 | 0 | 0 | 0 | 0 | 0 | 0 | 0 | 0 | 0 | 0 | 0 | 0
NEM | Grid Battery | 0 | 0 | 0 | 0 | 0 | 0 | 0 | 0 | 0 | 0 | 0 | 0 | 0 | 0 | 0 | 0 | 0 | 0 | 0 | 0 | 0 | 0 | 0 | 0 | 0 | 0 | 0 | 0 | 0
NEM | Pumped Hydro | 0 | 0 | 0 | 0 | 0 | 0 | 0 | 0 | 0 | 0 | 0 | 0 | 0 | 0 | 0 | 0 | 0 | 0 | 0 | 0 | 0 | 0 | 0 | 0 | 0 | 0 | 0 | 0 | 0
NEM | VPP | 0 | 0 | 0 | 0 | 0 | 0 | 0 | 0 | 0 | 0 | 0 | 0 | 0 | 0 | 0 | 0 | 0 | 0 | 0 | 0 | 0 | 0 | 0 | 0 | 0 | 0 | 0 | 0 | 0
Total excluding storage |  | 2241372.2631 | 1941744.0308 | 1862965.5821 | 1628621.9219 | 1464612.5925 | 1291468.128 | 1138582.8141 | 1173721.1881 | 881942.216 | 812023.7846 | 752418.567 | 873013.7364 | 854217.0026 | 820245.1225 | 664847.0907 | 626965.7174 | 632565.4853 | 622900.3994 | 654722.5321 | 648542.2241 | 576503.8718 | 590640.1004 | 586992.0182 | 394931.8561 | 367620.8972 | 413235.0777 | 466266.6309 | 592700.825 | 552505.4146
Region | Technology | 2021-22 | 2022-23 | 2023-24 | 2024-25 | 2025-26 | 2026-27 | 2027-28 | 2028-29 | 2029-30 | 2030-31 | 2031-32 | 2032-33 | 2033-34 | 2034-35 | 2035-36 | 2036-37 | 2037-38 | 2038-39 | 2039-40 | 2040-41 | 2041-42 | 2042-43 | 2043-44 | 2044-45 | 2045-46 | 2046-47 | 2047-48 | 2048-49 | 2049-50
NSW1 | Black Coal | 919164.6251 | 749947.9347 | 708599.82 | 707059.8797 | 590593.1579 | 474238.6516 | 408203.6893 | 463714.0965 | 256400.6444 | 221485.771 | 191312.527 | 151054.9434 | 169500.1839 | 147482.6971 | 71104.8002 | 82063.1397 | 84991.6134 | 77203.1283 | 69712.5203 | 57424.754 | 48915.457 | 0 | 0 | 0 | 0 | 0 | 0 | 0 | 0
NSW1 | Brown Coal | 0 | 0 | 0 | 0 | 0 | 0 | 0 | 0 | 0 | 0 | 0 | 0 | 0 | 0 | 0 | 0 | 0 | 0 | 0 | 0 | 0 | 0 | 0 | 0 | 0 | 0 | 0 | 0 | 0
NSW1 | CCGT | 2337.0403 | 2210.8936 | 6456.6474 | 4060.3278 | 3797.6258 | 3632.1594 | 3507.5367 | 3420.7665 | 3242.6667 | 3137.3023 | 2960.3939 | 43656.1589 | 34550.0054 | 44283.7593 | 26356.1996 | 39531.6963 | 57682.4235 | 59613.3235 | 47752.0165 | 46016.5203 | 46111.6673 | 50084.6263 | 1041.7887 | 0.0079522 | 0.0079731 | 0.010691 | 0.01022 | 0.01108 | 0.010194
NSW1 | Gas - Steam | 0 | 0 | 0 | 0 | 0 | 0 | 0 | 0 | 0 | 0 | 0 | 0 | 0 | 0 | 0 | 0 | 0 | 0 | 0 | 0 | 0 | 0 | 0 | 0 | 0 | 0 | 0 | 0 | 0
NSW1 | OCGT / Diesel | 20.7612 | 0.0027805 | 1542.394 | 5154.649 | 1063.4402 | 1712.4434 | 610.0625 | 1201.776 | 0.0029396 | 78.5962 | 0.0029373 | 2623.8717 | 1266.7533 | 1659.3427 | 5435.9659 | 3778.6543 | 15950.1245 | 29651.581 | 111326.459 | 140459.0817 | 73334.2129 | 132729.7263 | 197579.7652 | 94006.5132 | 91125.0996 | 116829.189 | 197193.6023 | 285952.2904 | 267620.3937
NSW1 | Hydro | 0 | 0 | 0 | 0 | 0 | 0 | 0 | 0 | 0 | 0 | 0 | 0 | 0 | 0 | 0 | 0 | 0 | 0 | 0 | 0 | 0 | 0 | 0 | 0 | 0 | 0 | 0 | 0 | 0
NSW1 | Wind | 0 | 0 | 0 | 0 | 0 | 0 | 0 | 0 | 0 | 0 | 0 | 0 | 0 | 0 | 0 | 0 | 0 | 0 | 0 | 0 | 0 | 0 | 0 | 0 | 0 | 0 | 0 | 0 | 0
NSW1 | Solar PV | 0 | 0 | 0 | 0 | 0 | 0 | 0 | 0 | 0 | 0 | 0 | 0 | 0 | 0 | 0 | 0 | 0 | 0 | 0 | 0 | 0 | 0 | 0 | 0 | 0 | 0 | 0 | 0 | 0
NSW1 | Grid Battery | 0 | 0 | 0 | 0 | 0 | 0 | 0 | 0 | 0 | 0 | 0 | 0 | 0 | 0 | 0 | 0 | 0 | 0 | 0 | 0 | 0 | 0 | 0 | 0 | 0 | 0 | 0 | 0 | 0
NSW1 | Pumped Hydro | 0 | 0 | 0 | 0 | 0 | 0 | 0 | 0 | 0 | 0 | 0 | 0 | 0 | 0 | 0 | 0 | 0 | 0 | 0 | 0 | 0 | 0 | 0 | 0 | 0 | 0 | 0 | 0 | 0
NSW1 | VPP | 0 | 0 | 0 | 0 | 0 | 0 | 0 | 0 | 0 | 0 | 0 | 0 | 0 | 0 | 0 | 0 | 0 | 0 | 0 | 0 | 0 | 0 | 0 | 0 | 0 | 0 | 0 | 0 | 0
Total excluding storage |  | 921522.4266 | 752158.8311 | 716598.8613 | 716274.8566 | 595454.2239 | 479583.2544 | 412321.2884 | 468336.639 | 259643.314 | 224701.6695 | 194272.9238 | 197334.974 | 205316.9426 | 193425.7991 | 102896.9657 | 125373.4903 | 158624.1614 | 166468.0328 | 228790.9958 | 243900.356 | 168361.3373 | 182814.3526 | 198621.5539 | 94006.5212 | 91125.1076 | 116829.1997 | 197193.6125 | 285952.3015 | 267620.4038
Region | Technology | 2021-22 | 2022-23 | 2023-24 | 2024-25 | 2025-26 | 2026-27 | 2027-28 | 2028-29 | 2029-30 | 2030-31 | 2031-32 | 2032-33 | 2033-34 | 2034-35 | 2035-36 | 2036-37 | 2037-38 | 2038-39 | 2039-40 | 2040-41 | 2041-42 | 2042-43 | 2043-44 | 2044-45 | 2045-46 | 2046-47 | 2047-48 | 2048-49 | 2049-50
QLD1 | Black Coal | 814961.9917 | 719721.7515 | 724229.2244 | 609267.0486 | 583239.2822 | 539735.6805 | 477791.2224 | 454406.3675 | 401704.2476 | 369562.2301 | 345992.5054 | 358125.1336 | 348961.5299 | 319618.7225 | 306066.7555 | 261633.3564 | 187139.3406 | 180722.6738 | 165509.6161 | 157011.9304 | 147590.0409 | 125614.6047 | 98303.0832 | 75359.4672 | 56592.6634 | 39904.2485 | 36780.2568 | 34537.913 | 31180.0786
QLD1 | Brown Coal | 0 | 0 | 0 | 0 | 0 | 0 | 0 | 0 | 0 | 0 | 0 | 0 | 0 | 0 | 0 | 0 | 0 | 0 | 0 | 0 | 0 | 0 | 0 | 0 | 0 | 0 | 0 | 0 | 0
QLD1 | CCGT | 90043.3726 | 87633.5946 | 92167.4716 | 104348.7252 | 93926.7283 | 91746.7251 | 82522.2076 | 89364.725 | 74413.4876 | 76583.0002 | 79628.0234 | 138072.5458 | 141616.6127 | 129763.3201 | 116341.8 | 99484.5941 | 133207.3637 | 124514.8786 | 96733.8451 | 97152.209 | 101045.3583 | 101806.389 | 95786.9027 | 84857.2753 | 45844.2323 | 30886.77 | 29724.0097 | 28403.4134 | 27270.1571
QLD1 | Gas - Steam | 2295.546 | 2237.2472 | 4295.971 | 4361.7125 | 4354.021 | 4188.0282 | 3839.4512 | 3554.2732 | 3419.7332 | 3462.4522 | 3458.4432 | 3335.7402 | 3132.1262 | 2898.9722 | 2735.4782 | 3064.964 | 6205.6785 | 6463.0925 | 5379.3895 | 5724.555 | 6024.9845 | 6814.392 | 6460.766 | 4975.8455 | 6571.4475 | 0 | 0 | 0 | 0
QLD1 | OCGT / Diesel | 0.0049556 | 0.0048787 | 152.7332 | 2725.808 | 1166.7835 | 1677.5861 | 669.9275 | 3812.9738 | 511.7607 | 1282.9957 | 1386.4122 | 11809.023 | 6615.4844 | 3453.9438 | 5232.9529 | 11531.2506 | 38818.3631 | 37955.9048 | 55023.8101 | 47738.7151 | 49276.5212 | 69283.2854 | 68583.6014 | 58255.8197 | 95909.3491 | 157560.438 | 145601.284 | 135684.0132 | 117023.1904
QLD1 | Hydro | 0 | 0 | 0 | 0 | 0 | 0 | 0 | 0 | 0 | 0 | 0 | 0 | 0 | 0 | 0 | 0 | 0 | 0 | 0 | 0 | 0 | 0 | 0 | 0 | 0 | 0 | 0 | 0 | 0
QLD1 | Wind | 0 | 0 | 0 | 0 | 0 | 0 | 0 | 0 | 0 | 0 | 0 | 0 | 0 | 0 | 0 | 0 | 0 | 0 | 0 | 0 | 0 | 0 | 0 | 0 | 0 | 0 | 0 | 0 | 0
QLD1 | Solar PV | 0 | 0 | 0 | 0 | 0 | 0 | 0 | 0 | 0 | 0 | 0 | 0 | 0 | 0 | 0 | 0 | 0 | 0 | 0 | 0 | 0 | 0 | 0 | 0 | 0 | 0 | 0 | 0 | 0
QLD1 | Grid Battery | 0 | 0 | 0 | 0 | 0 | 0 | 0 | 0 | 0 | 0 | 0 | 0 | 0 | 0 | 0 | 0 | 0 | 0 | 0 | 0 | 0 | 0 | 0 | 0 | 0 | 0 | 0 | 0 | 0
QLD1 | Pumped Hydro | 0 | 0 | 0 | 0 | 0 | 0 | 0 | 0 | 0 | 0 | 0 | 0 | 0 | 0 | 0 | 0 | 0 | 0 | 0 | 0 | 0 | 0 | 0 | 0 | 0 | 0 | 0 | 0 | 0
QLD1 | VPP | 0 | 0 | 0 | 0 | 0 | 0 | 0 | 0 | 0 | 0 | 0 | 0 | 0 | 0 | 0 | 0 | 0 | 0 | 0 | 0 | 0 | 0 | 0 | 0 | 0 | 0 | 0 | 0 | 0
Total excluding storage |  | 907300.9153 | 809592.5981 | 820845.4002 | 720703.2943 | 682686.815 | 637348.0199 | 564822.8088 | 551138.3395 | 480049.2291 | 450890.6782 | 430465.3842 | 511342.4425 | 500325.7532 | 455734.9586 | 430376.9867 | 375714.1651 | 365370.7459 | 349656.5496 | 322646.6609 | 307627.4095 | 303936.9049 | 303518.671 | 269134.3532 | 223448.4077 | 204917.6923 | 228351.4564 | 212105.5505 | 198625.3396 | 175473.4262
Region | Technology | 2021-22 | 2022-23 | 2023-24 | 2024-25 | 2025-26 | 2026-27 | 2027-28 | 2028-29 | 2029-30 | 2030-31 | 2031-32 | 2032-33 | 2033-34 | 2034-35 | 2035-36 | 2036-37 | 2037-38 | 2038-39 | 2039-40 | 2040-41 | 2041-42 | 2042-43 | 2043-44 | 2044-45 | 2045-46 | 2046-47 | 2047-48 | 2048-49 | 2049-50
VIC1 | Black Coal | 0 | 0 | 0 | 0 | 0 | 0 | 0 | 0 | 0 | 0 | 0 | 0 | 0 | 0 | 0 | 0 | 0 | 0 | 0 | 0 | 0 | 0 | 0 | 0 | 0 | 0 | 0 | 0 | 0
VIC1 | Brown Coal | 230976.9491 | 210169.4501 | 202374.568 | 149576.9021 | 148094.8322 | 135598.5505 | 125909.4477 | 118537.541 | 110972.1802 | 105895.2728 | 98878.4046 | 92967.9296 | 90726.3133 | 86041.2609 | 84405.9599 | 76069.7966 | 67338.9999 | 66370.299 | 55804.8932 | 56670.0859 | 59582.822 | 55882.1178 | 51047.7507 | 48947.408 | 44137.1227 | 43633.5478 | 27788.8268 | 0 | 0
VIC1 | CCGT | 0.0014723 | 0.0014444 | 0.0015038 | 0.0016885 | 0.0016339 | 0.0015522 | 0.0015769 | 0.0016677 | 0.0016107 | 0.001582 | 0.0015772 | 0.0026554 | 0.0025473 | 0.0024838 | 0.0023895 | 0.002321 | 0.0037377 | 0.0036422 | 0.0047362 | 0.0044559 | 0.0045411 | 0.0044569 | 0.0042732 | 0.0038341 | 0.0038076 | 0.003883 | 0.003773 | 0.0134 | 0.012489
VIC1 | Gas - Steam | 815.9988 | 347.2201 | 959.4034 | 1853.4699 | 497.3218 | 1354.5336 | 666.7574 | 1553.8898 | 25.4456 | 406.0527 | 135.3721 | 1613.0482 | 1191.6924 | 985.9005 | 3543.2928 | 2962.2095 | 6916.9065 | 6210.8815 | 0 | 0 | 0 | 0 | 0 | 0 | 0 | 0 | 0 | 0 | 0
VIC1 | OCGT / Diesel | 820.3708 | 0.0042892 | 1036.3171 | 389.3053 | 254.8153 | 802.7821 | 416.7579 | 209.8895 | 0.0053125 | 0.0053471 | 0.0053188 | 3752.3591 | 1344.8436 | 1581.2166 | 2322.5606 | 1690.421 | 4614.3355 | 1578.0134 | 10023.7204 | 7129.5905 | 5438.745 | 2631.3024 | 13152.5413 | 8893.0361 | 8078.2984 | 5649.8874 | 3774.4227 | 70535.173 | 73055.786
VIC1 | Hydro | 0 | 0 | 0 | 0 | 0 | 0 | 0 | 0 | 0 | 0 | 0 | 0 | 0 | 0 | 0 | 0 | 0 | 0 | 0 | 0 | 0 | 0 | 0 | 0 | 0 | 0 | 0 | 0 | 0
VIC1 | Wind | 0 | 0 | 0 | 0 | 0 | 0 | 0 | 0 | 0 | 0 | 0 | 0 | 0 | 0 | 0 | 0 | 0 | 0 | 0 | 0 | 0 | 0 | 0 | 0 | 0 | 0 | 0 | 0 | 0
VIC1 | Solar PV | 0 | 0 | 0 | 0 | 0 | 0 | 0 | 0 | 0 | 0 | 0 | 0 | 0 | 0 | 0 | 0 | 0 | 0 | 0 | 0 | 0 | 0 | 0 | 0 | 0 | 0 | 0 | 0 | 0
VIC1 | Grid Battery | 0 | 0 | 0 | 0 | 0 | 0 | 0 | 0 | 0 | 0 | 0 | 0 | 0 | 0 | 0 | 0 | 0 | 0 | 0 | 0 | 0 | 0 | 0 | 0 | 0 | 0 | 0 | 0 | 0
VIC1 | Pumped Hydro | 0 | 0 | 0 | 0 | 0 | 0 | 0 | 0 | 0 | 0 | 0 | 0 | 0 | 0 | 0 | 0 | 0 | 0 | 0 | 0 | 0 | 0 | 0 | 0 | 0 | 0 | 0 | 0 | 0
VIC1 | VPP | 0 | 0 | 0 | 0 | 0 | 0 | 0 | 0 | 0 | 0 | 0 | 0 | 0 | 0 | 0 | 0 | 0 | 0 | 0 | 0 | 0 | 0 | 0 | 0 | 0 | 0 | 0 | 0 | 0
Total excluding storage |  | 232613.3202 | 210516.6759 | 204370.29 | 151819.679 | 148846.971 | 137755.8677 | 126992.9646 | 120301.322 | 110997.6327 | 106301.3324 | 99013.7836 | 98333.3395 | 93262.8518 | 88608.3805 | 90271.8158 | 80722.4294 | 78870.2456 | 74159.1975 | 65828.6184 | 63799.6808 | 65021.5715 | 58513.4246 | 64200.2963 | 57840.448 | 52215.4249 | 49283.4391 | 31563.2532 | 70535.1864 | 73055.7985
Region | Technology | 2021-22 | 2022-23 | 2023-24 | 2024-25 | 2025-26 | 2026-27 | 2027-28 | 2028-29 | 2029-30 | 2030-31 | 2031-32 | 2032-33 | 2033-34 | 2034-35 | 2035-36 | 2036-37 | 2037-38 | 2038-39 | 2039-40 | 2040-41 | 2041-42 | 2042-43 | 2043-44 | 2044-45 | 2045-46 | 2046-47 | 2047-48 | 2048-49 | 2049-50
SA1 | Black Coal | 0 | 0 | 0 | 0 | 0 | 0 | 0 | 0 | 0 | 0 | 0 | 0 | 0 | 0 | 0 | 0 | 0 | 0 | 0 | 0 | 0 | 0 | 0 | 0 | 0 | 0 | 0 | 0 | 0
SA1 | Brown Coal | 0 | 0 | 0 | 0 | 0 | 0 | 0 | 0 | 0 | 0 | 0 | 0 | 0 | 0 | 0 | 0 | 0 | 0 | 0 | 0 | 0 | 0 | 0 | 0 | 0 | 0 | 0 | 0 | 0
SA1 | CCGT | 93011.2296 | 87378.5315 | 40642.8498 | 30937.2397 | 29568.6597 | 28385.0076 | 27140.0776 | 26185.8777 | 24884.3536 | 23836.5416 | 22825.1776 | 44667.0828 | 40887.3787 | 51097.2306 | 31555.3066 | 35225.7625 | 0.0045513 | 0.0043781 | 0.0046198 | 0.0043294 | 0.0059822 | 0.0058855 | 0.0058125 | 0.0051763 | 0.0051575 | 0.0050147 | 0.00481 | 0.0066443 | 0.0061583
SA1 | Gas - Steam | 82938.717 | 80113.369 | 72841.783 | 7787.1374 | 7447.8298 | 7077.879 | 6747.4601 | 6559.2072 | 6282.1457 | 5971.9821 | 5704.2927 | 11714.1986 | 7467.1385 | 15717.1558 | 0 | 0 | 0 | 0 | 0 | 0 | 0 | 0 | 0 | 0 | 0 | 0 | 0 | 0 | 0
SA1 | OCGT / Diesel | 3985.6511 | 1984.0219 | 7666.3944 | 1099.7117 | 608.0901 | 1318.0962 | 558.2117 | 1199.7997 | 85.5379 | 321.5777 | 137.0023 | 9609.649 | 6956.9349 | 15661.5951 | 9746.013 | 9929.8671 | 29700.3248 | 32616.6122 | 37456.2495 | 33214.7708 | 39180.2396 | 45793.6437 | 55035.8065 | 19636.4715 | 19362.6648 | 18770.9749 | 25404.2073 | 37576.1714 | 36355.7773
SA1 | Hydro | 0 | 0 | 0 | 0 | 0 | 0 | 0 | 0 | 0 | 0 | 0 | 0 | 0 | 0 | 0 | 0 | 0 | 0 | 0 | 0 | 0 | 0 | 0 | 0 | 0 | 0 | 0 | 0 | 0
SA1 | Wind | 0 | 0 | 0 | 0 | 0 | 0 | 0 | 0 | 0 | 0 | 0 | 0 | 0 | 0 | 0 | 0 | 0 | 0 | 0 | 0 | 0 | 0 | 0 | 0 | 0 | 0 | 0 | 0 | 0
SA1 | Solar PV | 0 | 0 | 0 | 0 | 0 | 0 | 0 | 0 | 0 | 0 | 0 | 0 | 0 | 0 | 0 | 0 | 0 | 0 | 0 | 0 | 0 | 0 | 0 | 0 | 0 | 0 | 0 | 0 | 0
SA1 | Grid Battery | 0 | 0 | 0 | 0 | 0 | 0 | 0 | 0 | 0 | 0 | 0 | 0 | 0 | 0 | 0 | 0 | 0 | 0 | 0 | 0 | 0 | 0 | 0 | 0 | 0 | 0 | 0 | 0 | 0
SA1 | Pumped Hydro | 0 | 0 | 0 | 0 | 0 | 0 | 0 | 0 | 0 | 0 | 0 | 0 | 0 | 0 | 0 | 0 | 0 | 0 | 0 | 0 | 0 | 0 | 0 | 0 | 0 | 0 | 0 | 0 | 0
SA1 | VPP | 0 | 0 | 0 | 0 | 0 | 0 | 0 | 0 | 0 | 0 | 0 | 0 | 0 | 0 | 0 | 0 | 0 | 0 | 0 | 0 | 0 | 0 | 0 | 0 | 0 | 0 | 0 | 0 | 0
Total excluding storage |  | 179935.5976 | 169475.9224 | 121151.0273 | 39824.0889 | 37624.5796 | 36780.9829 | 34445.7494 | 33944.8846 | 31252.0373 | 30130.1014 | 28666.4726 | 65990.9304 | 55311.4521 | 82475.9815 | 41301.3196 | 45155.6296 | 29700.3294 | 32616.6166 | 37456.2541 | 33214.7752 | 39180.2455 | 45793.6496 | 55035.8123 | 19636.4767 | 19362.67 | 18770.9799 | 25404.2121 | 37576.1781 | 36355.7835
Region | Technology | 2021-22 | 2022-23 | 2023-24 | 2024-25 | 2025-26 | 2026-27 | 2027-28 | 2028-29 | 2029-30 | 2030-31 | 2031-32 | 2032-33 | 2033-34 | 2034-35 | 2035-36 | 2036-37 | 2037-38 | 2038-39 | 2039-40 | 2040-41 | 2041-42 | 2042-43 | 2043-44 | 2044-45 | 2045-46 | 2046-47 | 2047-48 | 2048-49 | 2049-50
TAS1 | Black Coal | 0 | 0 | 0 | 0 | 0 | 0 | 0 | 0 | 0 | 0 | 0 | 0 | 0 | 0 | 0 | 0 | 0 | 0 | 0 | 0 | 0 | 0 | 0 | 0 | 0 | 0 | 0 | 0 | 0
TAS1 | Brown Coal | 0 | 0 | 0 | 0 | 0 | 0 | 0 | 0 | 0 | 0 | 0 | 0 | 0 | 0 | 0 | 0 | 0 | 0 | 0 | 0 | 0 | 0 | 0 | 0 | 0 | 0 | 0 | 0 | 0
TAS1 | CCGT | 0.0015293 | 0.001485 | 0.0014876 | 0.0014478 | 0.0013746 | 0.0013233 | 0.0013165 | 0.0013153 | 0.0013225 | 0.0013109 | 0.0012676 | 0.0012824 | 0.0012598 | 0.0012495 | 0.0012516 | 0.0012462 | 0.0012499 | 0.0012468 | 0.0013029 | 0.0012535 | 0.0012944 | 0.0012536 | 0.0012515 | 0.0012468 | 0.0012429 | 0.0012474 | 0.0012504 | 0.0012655 | 0.001245
TAS1 | Gas - Steam | 0 | 0 | 0 | 0 | 0 | 0 | 0 | 0 | 0 | 0 | 0 | 0 | 0 | 0 | 0 | 0 | 0 | 0 | 0 | 0 | 0 | 0 | 0 | 0 | 0 | 0 | 0 | 0 | 0
TAS1 | OCGT / Diesel | 0.0018522 | 0.0017627 | 0.0018143 | 0.0018005 | 0.0016784 | 0.0016845 | 0.0016802 | 0.0016821 | 0.0017005 | 0.001694 | 0.0016184 | 12.0487 | 0.0016217 | 0.0016123 | 0.0016127 | 0.0016008 | 0.0016194 | 0.0015897 | 0.001612 | 0.0012799 | 3.8113 | 0.001281 | 0.0012813 | 0.0012808 | 0.0012578 | 0.0012766 | 0.0012751 | 11.8182 | 0.0012639
TAS1 | Hydro | 0 | 0 | 0 | 0 | 0 | 0 | 0 | 0 | 0 | 0 | 0 | 0 | 0 | 0 | 0 | 0 | 0 | 0 | 0 | 0 | 0 | 0 | 0 | 0 | 0 | 0 | 0 | 0 | 0
TAS1 | Wind | 0 | 0 | 0 | 0 | 0 | 0 | 0 | 0 | 0 | 0 | 0 | 0 | 0 | 0 | 0 | 0 | 0 | 0 | 0 | 0 | 0 | 0 | 0 | 0 | 0 | 0 | 0 | 0 | 0
TAS1 | Solar PV | 0 | 0 | 0 | 0 | 0 | 0 | 0 | 0 | 0 | 0 | 0 | 0 | 0 | 0 | 0 | 0 | 0 | 0 | 0 | 0 | 0 | 0 | 0 | 0 | 0 | 0 | 0 | 0 | 0
TAS1 | Grid Battery | 0 | 0 | 0 | 0 | 0 | 0 | 0 | 0 | 0 | 0 | 0 | 0 | 0 | 0 | 0 | 0 | 0 | 0 | 0 | 0 | 0 | 0 | 0 | 0 | 0 | 0 | 0 | 0 | 0
TAS1 | Pumped Hydro | 0 | 0 | 0 | 0 | 0 | 0 | 0 | 0 | 0 | 0 | 0 | 0 | 0 | 0 | 0 | 0 | 0 | 0 | 0 | 0 | 0 | 0 | 0 | 0 | 0 | 0 | 0 | 0 | 0
TAS1 | VPP | 0 | 0 | 0 | 0 | 0 | 0 | 0 | 0 | 0 | 0 | 0 | 0 | 0 | 0 | 0 | 0 | 0 | 0 | 0 | 0 | 0 | 0 | 0 | 0 | 0 | 0 | 0 | 0 | 0
Total excluding storage |  | 0.0033814 | 0.0032477 | 0.0033018 | 0.0032484 | 0.003053 | 0.0030078 | 0.0029967 | 0.0029974 | 0.003023 | 0.0030049 | 0.0028861 | 12.05 | 0.0028816 | 0.0028618 | 0.0028643 | 0.002847 | 0.0028693 | 0.0028365 | 0.0029149 | 0.0025335 | 3.8126 | 0.0025346 | 0.0025328 | 0.0025277 | 0.0025006 | 0.0025241 | 0.0025255 | 11.8194 | 0.0025089

## BaseCase_Build Cost
New generation build cost (CAPEX) by technology ($000s) - Base Case, Central Scenario
CAPEX (Install) | Real June 2020 dollars discounted to 1 July 2020. The total capital costs are annualised for modelling purposes.
Explicitly modelled generation
Region | Technology | 2021-22 | 2022-23 | 2023-24 | 2024-25 | 2025-26 | 2026-27 | 2027-28 | 2028-29 | 2029-30 | 2030-31 | 2031-32 | 2032-33 | 2033-34 | 2034-35 | 2035-36 | 2036-37 | 2037-38 | 2038-39 | 2039-40 | 2040-41 | 2041-42 | 2042-43 | 2043-44 | 2044-45 | 2045-46 | 2046-47 | 2047-48 | 2048-49 | 2049-50
NEM | Black Coal | 0 | 0 | 0 | 0 | 0 | 0 | 0 | 0 | 0 | 0 | 0 | 0 | 0 | 0 | 0 | 0 | 0 | 0 | 0 | 0 | 0 | 0 | 0 | 0 | 0 | 0 | 0 | 0 | 0
NEM | Brown Coal | 0 | 0 | 0 | 0 | 0 | 0 | 0 | 0 | 0 | 0 | 0 | 0 | 0 | 0 | 0 | 0 | 0 | 0 | 0 | 0 | 0 | 0 | 0 | 0 | 0 | 0 | 0 | 0 | 0
NEM | CCGT | 0.0023245 | 0.0022497 | 0.0023534 | 0.0024521 | 0.0023398 | 0.0022327 | 0.0021713 | 0.0022518 | 0.0021606 | 0.0020952 | 0.0020783 | 0.0031551 | 0.0030315 | 0.0029009 | 0.0028997 | 0.0028338 | 0.0055161 | 0.0052745 | 0.0057924 | 0.0055116 | 0.0070089 | 0.0069574 | 0.0067024 | 0.0063892 | 0.0064432 | 0.0061991 | 0.0059376 | 0.0084524 | 0.0080068
NEM | Gas - Steam | 0 | 0 | 0 | 0 | 0 | 0 | 0 | 0 | 0 | 0 | 0 | 0 | 0 | 0 | 0 | 0 | 0 | 0 | 0 | 0 | 0 | 0 | 0 | 0 | 0 | 0 | 0 | 0 | 0
NEM | OCGT / Diesel | 0.0065888 | 0.0064626 | 0.0062225 | 0.0059209 | 0.0056498 | 0.005391 | 0.0051578 | 0.0050305 | 0.0049727 | 0.0049761 | 0.005003 | 0.0063785 | 0.0060864 | 0.0058224 | 0.0061718 | 0.0060079 | 0.017628 | 0.016868 | 30880.1006 | 29383.3502 | 32571.1846 | 31079.3866 | 31489.9195 | 55250.0141 | 64554.5945 | 94934.4944 | 90828.6978 | 117430.4935 | 115844.2292
NEM | Hydro | 0 | 0 | 0 | 0 | 0 | 0 | 0 | 0 | 0 | 0 | 0 | 0 | 0 | 0 | 0 | 0 | 0 | 0 | 0 | 0 | 0 | 0 | 0 | 0 | 0 | 0 | 0 | 0 | 0
NEM | Wind | 0.07661 | 90911.1418 | 188682.059 | 306800.2872 | 415772.191 | 488750.0152 | 620447.9736 | 722460.4804 | 976644.2419 | 942539.3003 | 911898.6005 | 901936.4233 | 900168.7568 | 879784.5578 | 905990.7181 | 941085.379 | 1131047.6431 | 1136482.1435 | 1143648.4515 | 1110244.5688 | 1130425.5454 | 1185407.7646 | 1180945.9894 | 1146145.7088 | 1162259.769 | 1183474.4346 | 1149224.7358 | 1096382.0525 | 1048221.1966
NEM | Solar PV | 0.0077832 | 0.012232 | 0.013346 | 0.014981 | 0.017162 | 0.017732 | 0.045978 | 10383.6231 | 196621.99 | 187616.4033 | 179502.2325 | 170801.8106 | 162978.8276 | 155514.1489 | 148788.3591 | 141576.6304 | 180952.9243 | 172665.0043 | 165197.4618 | 165223.4878 | 175844.8068 | 270235.0678 | 263857.6883 | 251068.575 | 259740.7357 | 310520.4822 | 306716.9123 | 320907.2457 | 337250.6448
NEM | Grid Battery | 0.013822 | 0.013331 | 0.012754 | 0.012136 | 0.011801 | 0.011445 | 0.012419 | 0.013344 | 0.025641 | 0.024922 | 0.024086 | 0.032454 | 0.044494 | 0.04264 | 0.051088 | 0.048926 | 22238.5154 | 21219.9576 | 32648.0267 | 31065.5854 | 99353.8945 | 94803.3348 | 90703.2108 | 103701.9784 | 98952.2696 | 120549.7264 | 115336.1031 | 126561.3555 | 120764.6474
NEM | Pumped Hydro | 0 | 0 | 0.019645 | 0.02111 | 0.020706 | 0.020355 | 0.020113 | 0.020822 | 241735.9802 | 230664.1042 | 220688.1747 | 209991.4891 | 200373.5756 | 191196.16 | 182927.1729 | 174060.741 | 257268.3995 | 245485.1142 | 237008.0231 | 225520.3059 | 229113.9103 | 268098.8814 | 256503.9445 | 272408.5022 | 259931.7771 | 275623.7709 | 263703.3923 | 280544.0786 | 267694.7316
NEM | VPP | 0 | 0 | 0 | 0 | 0 | 0 | 0 | 0 | 0 | 0 | 0 | 0 | 0 | 0 | 0 | 0 | 0 | 0 | 0 | 0 | 0 | 0 | 0 | 0 | 0 | 0 | 0 | 0 | 0
Total excluding storage |  | 0.093307 | 90911.1627 | 188682.0809 | 306800.3105 | 415772.2161 | 488750.0406 | 620448.0269 | 732844.1107 | 1173266.239 | 1130155.7107 | 1091400.8401 | 1072738.2434 | 1063147.5935 | 1035298.7155 | 1054779.0863 | 1082662.0182 | 1312000.5905 | 1309147.17 | 1339726.0197 | 1304851.4123 | 1338841.5438 | 1486722.2258 | 1476293.6038 | 1452464.3043 | 1486555.1057 | 1588929.4174 | 1546770.3518 | 1534719.8002 | 1501316.0785
Region | Technology | 2021-22 | 2022-23 | 2023-24 | 2024-25 | 2025-26 | 2026-27 | 2027-28 | 2028-29 | 2029-30 | 2030-31 | 2031-32 | 2032-33 | 2033-34 | 2034-35 | 2035-36 | 2036-37 | 2037-38 | 2038-39 | 2039-40 | 2040-41 | 2041-42 | 2042-43 | 2043-44 | 2044-45 | 2045-46 | 2046-47 | 2047-48 | 2048-49 | 2049-50
NSW1 | Black Coal | 0 | 0 | 0 | 0 | 0 | 0 | 0 | 0 | 0 | 0 | 0 | 0 | 0 | 0 | 0 | 0 | 0 | 0 | 0 | 0 | 0 | 0 | 0 | 0 | 0 | 0 | 0 | 0 | 0
NSW1 | Brown Coal | 0 | 0 | 0 | 0 | 0 | 0 | 0 | 0 | 0 | 0 | 0 | 0 | 0 | 0 | 0 | 0 | 0 | 0 | 0 | 0 | 0 | 0 | 0 | 0 | 0 | 0 | 0 | 0 | 0
NSW1 | CCGT | 0.00048444 | 0.00047706 | 0.00049516 | 0.00053358 | 0.00050914 | 0.00048582 | 0.00046481 | 0.0004714 | 0.00044981 | 0.00043875 | 0.000435 | 0.00073434 | 0.00070071 | 0.00066862 | 0.00071833 | 0.00068352 | 0.0020665 | 0.0019719 | 0.0019142 | 0.0018214 | 0.0024834 | 0.0023696 | 0.0022671 | 0.0021572 | 0.0020584 | 0.0025197 | 0.0024107 | 0.0025952 | 0.002457
NSW1 | Gas - Steam | 0 | 0 | 0 | 0 | 0 | 0 | 0 | 0 | 0 | 0 | 0 | 0 | 0 | 0 | 0 | 0 | 0 | 0 | 0 | 0 | 0 | 0 | 0 | 0 | 0 | 0 | 0 | 0 | 0
NSW1 | OCGT / Diesel | 0.0013135 | 0.0013134 | 0.0012961 | 0.0012332 | 0.0011768 | 0.0011229 | 0.0010743 | 0.0010222 | 0.00099673 | 0.00099524 | 0.00099944 | 0.0013731 | 0.0013102 | 0.0012502 | 0.0013551 | 0.0012894 | 0.0097881 | 0.0093398 | 30880.0762 | 29383.3269 | 28037.5257 | 26753.3642 | 27350.9919 | 47369.1211 | 45199.5431 | 43129.3346 | 41264.0455 | 55976.7931 | 53412.9705
NSW1 | Hydro | 0 | 0 | 0 | 0 | 0 | 0 | 0 | 0 | 0 | 0 | 0 | 0 | 0 | 0 | 0 | 0 | 0 | 0 | 0 | 0 | 0 | 0 | 0 | 0 | 0 | 0 | 0 | 0 | 0
NSW1 | Wind | 0.013665 | 90911.0808 | 173256.1799 | 247543.2085 | 314926.7956 | 379367.2793 | 438049.2873 | 471632.464 | 662796.8991 | 632439.789 | 605087.5693 | 575759.1322 | 549388.4847 | 524225.6532 | 501553.558 | 477243.3883 | 460805.5483 | 455999.4423 | 479059.0959 | 470151.31 | 495669.1521 | 494006.1251 | 472640.986 | 449732.2004 | 448125.8952 | 427601.0469 | 392910.0513 | 361584.4717 | 319434.0492
NSW1 | Solar PV | 0.0017233 | 0.004065 | 0.004175 | 0.004811 | 0.0074319 | 0.0082953 | 0.034442 | 10383.6114 | 196621.9748 | 187616.3881 | 179502.217 | 170801.7912 | 162978.8084 | 155514.1301 | 148788.341 | 141576.6088 | 155661.2967 | 148531.7717 | 142107.9607 | 135220.0248 | 129026.7412 | 176853.2925 | 169204.6117 | 161003.3082 | 153629.1109 | 182166.9022 | 174288.4138 | 187329.2554 | 187150.4208
NSW1 | Grid Battery | 0.0044892 | 0.0043835 | 0.0041939 | 0.0039907 | 0.0038079 | 0.0036335 | 0.0040409 | 0.0041544 | 0.013462 | 0.012873 | 0.012342 | 0.013543 | 0.012923 | 0.01234 | 0.01297 | 0.012355 | 0.19901 | 0.1899 | 1039.0613 | 988.6982 | 25185.1214 | 24031.6044 | 22992.268 | 27826.7845 | 26552.2753 | 25336.141 | 24240.3848 | 23065.4596 | 22009.0227
NSW1 | Pumped Hydro | 0 | 0 | 0.0053816 | 0.0061182 | 0.005838 | 0.0055706 | 0.0055691 | 0.005783 | 241735.9655 | 230664.0893 | 220688.1597 | 209991.4641 | 200373.5344 | 191196.1205 | 182927.1315 | 174060.7011 | 166088.4703 | 158481.3648 | 151627.2466 | 144277.9134 | 137669.7651 | 131364.2796 | 125682.9409 | 119591.1279 | 114113.6716 | 108887.0912 | 104177.8625 | 99128.3886 | 94588.157
NSW1 | VPP | 0 | 0 | 0 | 0 | 0 | 0 | 0 | 0 | 0 | 0 | 0 | 0 | 0 | 0 | 0 | 0 | 0 | 0 | 0 | 0 | 0 | 0 | 0 | 0 | 0 | 0 | 0 | 0 | 0
Total excluding storage |  | 0.017186 | 90911.0866 | 173256.1859 | 247543.2151 | 314926.8047 | 379367.2892 | 438049.3233 | 482016.0769 | 859418.8754 | 820056.1785 | 784589.7877 | 746560.9256 | 712367.2951 | 679739.7851 | 650341.901 | 618819.9991 | 616466.8569 | 604531.2252 | 652047.1347 | 634754.6636 | 652733.4215 | 697612.7842 | 669196.5919 | 658104.6319 | 646954.5512 | 652897.2861 | 608462.513 | 604890.5228 | 559997.4429
Region | Technology | 2021-22 | 2022-23 | 2023-24 | 2024-25 | 2025-26 | 2026-27 | 2027-28 | 2028-29 | 2029-30 | 2030-31 | 2031-32 | 2032-33 | 2033-34 | 2034-35 | 2035-36 | 2036-37 | 2037-38 | 2038-39 | 2039-40 | 2040-41 | 2041-42 | 2042-43 | 2043-44 | 2044-45 | 2045-46 | 2046-47 | 2047-48 | 2048-49 | 2049-50
QLD1 | Black Coal | 0 | 0 | 0 | 0 | 0 | 0 | 0 | 0 | 0 | 0 | 0 | 0 | 0 | 0 | 0 | 0 | 0 | 0 | 0 | 0 | 0 | 0 | 0 | 0 | 0 | 0 | 0 | 0 | 0
QLD1 | Brown Coal | 0 | 0 | 0 | 0 | 0 | 0 | 0 | 0 | 0 | 0 | 0 | 0 | 0 | 0 | 0 | 0 | 0 | 0 | 0 | 0 | 0 | 0 | 0 | 0 | 0 | 0 | 0 | 0 | 0
QLD1 | CCGT | 0.00053328 | 0.00052572 | 0.00053797 | 0.00060201 | 0.00057444 | 0.00054813 | 0.00052442 | 0.00055897 | 0.00053337 | 0.00052041 | 0.00053226 | 0.00074904 | 0.00073567 | 0.00070198 | 0.00067162 | 0.00070348 | 0.0011764 | 0.0011226 | 0.0013514 | 0.0012859 | 0.0016957 | 0.0018876 | 0.001806 | 0.0017184 | 0.0019753 | 0.001728 | 0.001648 | 0.0015573 | 0.0014581
QLD1 | Gas - Steam | 0 | 0 | 0 | 0 | 0 | 0 | 0 | 0 | 0 | 0 | 0 | 0 | 0 | 0 | 0 | 0 | 0 | 0 | 0 | 0 | 0 | 0 | 0 | 0 | 0 | 0 | 0 | 0 | 0
QLD1 | OCGT / Diesel | 0.0013317 | 0.0013163 | 0.0012594 | 0.0011983 | 0.0011435 | 0.0010911 | 0.0010439 | 0.0010392 | 0.001023 | 0.001026 | 0.001038 | 0.0012211 | 0.0011651 | 0.0011118 | 0.0011021 | 0.0011399 | 0.001492 | 0.0014237 | 0.0041824 | 0.0039797 | 0.0038568 | 0.015609 | 0.014934 | 0.014238 | 11835.1291 | 44629.6625 | 42699.4862 | 42090.9758 | 43955.3764
QLD1 | Hydro | 0 | 0 | 0 | 0 | 0 | 0 | 0 | 0 | 0 | 0 | 0 | 0 | 0 | 0 | 0 | 0 | 0 | 0 | 0 | 0 | 0 | 0 | 0 | 0 | 0 | 0 | 0 | 0 | 0
QLD1 | Wind | 0.026399 | 0.025907 | 0.02593 | 30007.6575 | 59110.1894 | 56402.8526 | 119183.1781 | 178819.6443 | 233877.0934 | 223165.1654 | 213513.5547 | 203164.6083 | 193859.3596 | 184980.3055 | 186584.4624 | 210026.4917 | 285887.7617 | 272793.6656 | 260995.6852 | 249734.1075 | 251953.4484 | 306870.1174 | 293598.3747 | 301807.6021 | 298771.6017 | 309271.8779 | 295896.2607 | 281554.2456 | 276258.8467
QLD1 | Solar PV | 0.0025622 | 0.0036193 | 0.0038958 | 0.0041872 | 0.0039954 | 0.0039037 | 0.0055016 | 0.0053456 | 0.0088291 | 0.0084247 | 0.0080603 | 0.0076696 | 0.007331 | 0.0069952 | 0.0066964 | 0.0063891 | 25291.5932 | 24133.1996 | 23089.4693 | 26509.2181 | 36829.4416 | 79060.9742 | 75641.6872 | 71975.3546 | 71098.383 | 94943.9984 | 90837.7904 | 86434.9062 | 100151.4398
QLD1 | Grid Battery | 0.0022764 | 0.0021721 | 0.0020782 | 0.0019775 | 0.0019655 | 0.0018754 | 0.0021442 | 0.0026136 | 0.0031277 | 0.0031718 | 0.0030859 | 0.0053045 | 0.018574 | 0.017737 | 0.017004 | 0.016189 | 22238.148 | 21219.6069 | 20301.8858 | 19317.8586 | 37465.0411 | 35749.0854 | 34202.9828 | 43991.3558 | 41976.4845 | 66183.5186 | 63321.1652 | 60252.0045 | 57492.3705
QLD1 | Pumped Hydro | 0 | 0 | 0.0026984 | 0.0032101 | 0.0031059 | 0.0030774 | 0.0030596 | 0.0033946 | 0.003256 | 0.0032877 | 0.0032849 | 0.0070342 | 0.023976 | 0.022888 | 0.021949 | 0.020899 | 68553.3955 | 65413.5453 | 62584.4924 | 59551.0383 | 64186.5915 | 110725.4857 | 105936.7487 | 100802.0221 | 96185.1356 | 119376.9753 | 114214.0724 | 108678.146 | 103700.5211
QLD1 | VPP | 0 | 0 | 0 | 0 | 0 | 0 | 0 | 0 | 0 | 0 | 0 | 0 | 0 | 0 | 0 | 0 | 0 | 0 | 0 | 0 | 0 | 0 | 0 | 0 | 0 | 0 | 0 | 0 | 0
Total excluding storage |  | 0.030826 | 0.031368 | 0.031624 | 30007.6635 | 59110.1951 | 56402.8582 | 119183.1852 | 178819.6513 | 233877.1038 | 223165.1754 | 213513.5643 | 203164.6179 | 193859.3688 | 184980.3143 | 186584.4708 | 210026.4999 | 311179.3576 | 296926.8678 | 284085.16 | 276243.3309 | 288782.8955 | 385931.1091 | 369240.0787 | 373782.9726 | 381705.1157 | 448845.5405 | 429433.5389 | 410080.1291 | 420365.6644
Region | Technology | 2021-22 | 2022-23 | 2023-24 | 2024-25 | 2025-26 | 2026-27 | 2027-28 | 2028-29 | 2029-30 | 2030-31 | 2031-32 | 2032-33 | 2033-34 | 2034-35 | 2035-36 | 2036-37 | 2037-38 | 2038-39 | 2039-40 | 2040-41 | 2041-42 | 2042-43 | 2043-44 | 2044-45 | 2045-46 | 2046-47 | 2047-48 | 2048-49 | 2049-50
VIC1 | Black Coal | 0 | 0 | 0 | 0 | 0 | 0 | 0 | 0 | 0 | 0 | 0 | 0 | 0 | 0 | 0 | 0 | 0 | 0 | 0 | 0 | 0 | 0 | 0 | 0 | 0 | 0 | 0 | 0 | 0
VIC1 | Brown Coal | 0 | 0 | 0 | 0 | 0 | 0 | 0 | 0 | 0 | 0 | 0 | 0 | 0 | 0 | 0 | 0 | 0 | 0 | 0 | 0 | 0 | 0 | 0 | 0 | 0 | 0 | 0 | 0 | 0
VIC1 | CCGT | 0.00045449 | 0.00043368 | 0.00043373 | 0.00047298 | 0.00045132 | 0.00043065 | 0.0004369 | 0.00045452 | 0.00043371 | 0.00041384 | 0.00040648 | 0.00066024 | 0.00063 | 0.00060115 | 0.00057515 | 0.00054727 | 0.00087233 | 0.00083238 | 0.0010943 | 0.0010413 | 0.0010506 | 0.0010024 | 0.00095909 | 0.0009126 | 0.00087081 | 0.00073441 | 0.00070265 | 0.0027262 | 0.0025826
VIC1 | Gas - Steam | 0 | 0 | 0 | 0 | 0 | 0 | 0 | 0 | 0 | 0 | 0 | 0 | 0 | 0 | 0 | 0 | 0 | 0 | 0 | 0 | 0 | 0 | 0 | 0 | 0 | 0 | 0 | 0 | 0
VIC1 | OCGT / Diesel | 0.0013204 | 0.0012853 | 0.0012298 | 0.0011702 | 0.0011166 | 0.0010654 | 0.0010193 | 0.00099999 | 0.00099236 | 0.00099215 | 0.00099632 | 0.0013528 | 0.0012908 | 0.0012317 | 0.0013082 | 0.0012448 | 0.0018416 | 0.0017573 | 0.0031929 | 0.0030382 | 0.0039966 | 0.0038136 | 0.0036487 | 0.0038377 | 0.0036619 | 0.0030856 | 0.0029442 | 11016.5097 | 10511.9368
VIC1 | Hydro | 0 | 0 | 0 | 0 | 0 | 0 | 0 | 0 | 0 | 0 | 0 | 0 | 0 | 0 | 0 | 0 | 0 | 0 | 0 | 0 | 0 | 0 | 0 | 0 | 0 | 0 | 0 | 0 | 0
VIC1 | Wind | 0.0091825 | 0.0089635 | 0.0090661 | 0.010575 | 0.010091 | 0.0096284 | 0.0098869 | 0.010711 | 0.010316 | 0.010146 | 0.010167 | 0.043613 | 30484.2309 | 41421.2759 | 40709.2405 | 66601.2539 | 161006.8663 | 160538.666 | 153595.6354 | 146150.8984 | 149779.7997 | 162181.1884 | 201972.6595 | 192183.0972 | 220669.5826 | 244256.4621 | 264117.6329 | 259964.2809 | 272611.24
VIC1 | Solar PV | 0.00072971 | 0.00081513 | 0.00084196 | 0.0014143 | 0.0013495 | 0.0012877 | 0.0014306 | 0.0014801 | 0.00147 | 0.0015441 | 0.0016357 | 0.0026321 | 0.0026915 | 0.0026433 | 0.002594 | 0.0030227 | 0.0088157 | 0.0084488 | 0.008166 | 0.012564 | 5694.7835 | 6791.9284 | 6498.1862 | 6183.2208 | 20463.1803 | 19525.9359 | 28307.5127 | 32742.1521 | 36207.4319
VIC1 | Grid Battery | 0.0023291 | 0.0022483 | 0.0021511 | 0.0020468 | 0.0020277 | 0.0020152 | 0.0021178 | 0.0021947 | 0.0030813 | 0.0030148 | 0.0029206 | 0.0050847 | 0.0048518 | 0.004639 | 0.006089 | 0.0058112 | 0.010094 | 0.0096428 | 0.063329 | 0.060269 | 11605.0906 | 11073.5597 | 10594.6423 | 10081.1228 | 9619.392 | 9178.8091 | 8781.8372 | 25171.7472 | 24018.8424
VIC1 | Pumped Hydro | 0 | 0 | 0.0030359 | 0.003424 | 0.0033917 | 0.0034101 | 0.0032626 | 0.0033339 | 0.0032014 | 0.003243 | 0.0032303 | 0.0076311 | 0.0072816 | 0.0069481 | 0.008385 | 0.0080088 | 22626.5204 | 21590.1913 | 22796.2704 | 21691.3412 | 27257.5395 | 26009.1026 | 24884.2419 | 52015.3376 | 49632.9557 | 47359.6906 | 45311.444 | 72737.5306 | 69406.0406
VIC1 | VPP | 0 | 0 | 0 | 0 | 0 | 0 | 0 | 0 | 0 | 0 | 0 | 0 | 0 | 0 | 0 | 0 | 0 | 0 | 0 | 0 | 0 | 0 | 0 | 0 | 0 | 0 | 0 | 0 | 0
Total excluding storage |  | 0.011687 | 0.011498 | 0.011572 | 0.013632 | 0.013008 | 0.012412 | 0.012774 | 0.013646 | 0.013212 | 0.013096 | 0.013205 | 0.048258 | 30484.2355 | 41421.2804 | 40709.2449 | 66601.2587 | 161006.8778 | 160538.677 | 153595.6478 | 146150.915 | 155474.5883 | 168973.1216 | 208470.8503 | 198366.3228 | 241132.7675 | 263782.4018 | 292425.1493 | 303722.9454 | 319330.6113
Region | Technology | 2021-22 | 2022-23 | 2023-24 | 2024-25 | 2025-26 | 2026-27 | 2027-28 | 2028-29 | 2029-30 | 2030-31 | 2031-32 | 2032-33 | 2033-34 | 2034-35 | 2035-36 | 2036-37 | 2037-38 | 2038-39 | 2039-40 | 2040-41 | 2041-42 | 2042-43 | 2043-44 | 2044-45 | 2045-46 | 2046-47 | 2047-48 | 2048-49 | 2049-50
SA1 | Black Coal | 0 | 0 | 0 | 0 | 0 | 0 | 0 | 0 | 0 | 0 | 0 | 0 | 0 | 0 | 0 | 0 | 0 | 0 | 0 | 0 | 0 | 0 | 0 | 0 | 0 | 0 | 0 | 0 | 0
SA1 | Brown Coal | 0 | 0 | 0 | 0 | 0 | 0 | 0 | 0 | 0 | 0 | 0 | 0 | 0 | 0 | 0 | 0 | 0 | 0 | 0 | 0 | 0 | 0 | 0 | 0 | 0 | 0 | 0 | 0 | 0
SA1 | CCGT | 0.00044751 | 0.00042701 | 0.00051696 | 0.00049191 | 0.00046938 | 0.00044788 | 0.00042851 | 0.00045316 | 0.00043241 | 0.00042516 | 0.00042033 | 0.00072654 | 0.00069326 | 0.00066151 | 0.00066857 | 0.00063616 | 0.0011374 | 0.0010853 | 0.0011561 | 0.0011001 | 0.0015063 | 0.0014373 | 0.0014103 | 0.001342 | 0.0012805 | 0.0010834 | 0.0010365 | 0.0014249 | 0.0013596
SA1 | Gas - Steam | 0 | 0 | 0 | 0 | 0 | 0 | 0 | 0 | 0 | 0 | 0 | 0 | 0 | 0 | 0 | 0 | 0 | 0 | 0 | 0 | 0 | 0 | 0 | 0 | 0 | 0 | 0 | 0 | 0
SA1 | OCGT / Diesel | 0.0013232 | 0.0012964 | 0.0012404 | 0.0011803 | 0.0011262 | 0.0010746 | 0.0010281 | 0.0010045 | 0.00099682 | 0.00099851 | 0.0010029 | 0.0013807 | 0.0013174 | 0.0012571 | 0.0014406 | 0.0013707 | 0.0035414 | 0.0033792 | 0.015869 | 0.015099 | 4533.6499 | 4326.0018 | 4138.9079 | 7880.8738 | 7519.9178 | 7175.4937 | 6865.1626 | 8346.2142 | 7963.9448
SA1 | Hydro | 0 | 0 | 0 | 0 | 0 | 0 | 0 | 0 | 0 | 0 | 0 | 0 | 0 | 0 | 0 | 0 | 0 | 0 | 0 | 0 | 0 | 0 | 0 | 0 | 0 | 0 | 0 | 0 | 0
SA1 | Wind | 0.016974 | 0.016242 | 0.019248 | 0.018504 | 0.017656 | 0.016848 | 0.016706 | 0.018384 | 0.0176 | 0.017464 | 0.017112 | 24641.8683 | 23513.2332 | 22436.2915 | 66986.312 | 74817.7721 | 108912.2253 | 131133.6352 | 132283.8757 | 125872.1119 | 120106.9801 | 114605.9014 | 109649.3471 | 104334.6719 | 101097.1387 | 113036.3194 | 110854.5518 | 116735.0113 | 111388.3695
SA1 | Solar PV | 0.0024525 | 0.0033055 | 0.0038519 | 0.003937 | 0.0037567 | 0.0035917 | 0.0038864 | 0.004069 | 0.004017 | 0.0041986 | 0.0045309 | 0.0078373 | 0.0080008 | 0.0081127 | 0.0077742 | 0.011161 | 0.024366 | 0.023297 | 0.0223 | 3494.2306 | 4293.8389 | 7528.8711 | 12513.2016 | 11906.69 | 14550.0601 | 13883.6445 | 13283.1942 | 14400.931 | 13741.3514
SA1 | Grid Battery | 0.0025007 | 0.0024024 | 0.0022985 | 0.0021871 | 0.0020869 | 0.0020351 | 0.0021642 | 0.0022629 | 0.0032902 | 0.0031621 | 0.0030461 | 0.0055958 | 0.005346 | 0.0051132 | 0.012217 | 0.011722 | 0.15544 | 0.14834 | 11307.0129 | 10758.965 | 25098.6384 | 23949.0824 | 22913.315 | 21802.7126 | 20804.1151 | 19851.2548 | 18992.7132 | 18072.1412 | 17244.4091
SA1 | Pumped Hydro | 0 | 0 | 0.0034923 | 0.003323 | 0.0031708 | 0.0030862 | 0.0029967 | 0.0030603 | 0.002989 | 0.0030206 | 0.0030143 | 0.0044775 | 0.0042724 | 0.0040767 | 0.0054289 | 0.0054109 | 0.0075162 | 0.0071859 | 0.0068864 | 0.0065526 | 0.0075629 | 0.0072278 | 0.0069152 | 0.0086805 | 0.0083023 | 0.007922 | 0.0075888 | 0.0072316 | 0.0069004
SA1 | VPP | 0 | 0 | 0 | 0 | 0 | 0 | 0 | 0 | 0 | 0 | 0 | 0 | 0 | 0 | 0 | 0 | 0 | 0 | 0 | 0 | 0 | 0 | 0 | 0 | 0 | 0 | 0 | 0 | 0
Total excluding storage |  | 0.021197 | 0.02127 | 0.024857 | 0.024113 | 0.023009 | 0.021962 | 0.022049 | 0.02391 | 0.023046 | 0.023086 | 0.023066 | 24641.8782 | 23513.2432 | 22436.3015 | 66986.3219 | 74817.7852 | 108912.2544 | 131133.663 | 132283.9151 | 129366.3587 | 128934.4704 | 126460.7758 | 126301.4581 | 124122.2371 | 123167.1179 | 134095.4586 | 131002.9097 | 139482.1579 | 133093.667
Region | Technology | 2021-22 | 2022-23 | 2023-24 | 2024-25 | 2025-26 | 2026-27 | 2027-28 | 2028-29 | 2029-30 | 2030-31 | 2031-32 | 2032-33 | 2033-34 | 2034-35 | 2035-36 | 2036-37 | 2037-38 | 2038-39 | 2039-40 | 2040-41 | 2041-42 | 2042-43 | 2043-44 | 2044-45 | 2045-46 | 2046-47 | 2047-48 | 2048-49 | 2049-50
TAS1 | Black Coal | 0 | 0 | 0 | 0 | 0 | 0 | 0 | 0 | 0 | 0 | 0 | 0 | 0 | 0 | 0 | 0 | 0 | 0 | 0 | 0 | 0 | 0 | 0 | 0 | 0 | 0 | 0 | 0 | 0
TAS1 | Brown Coal | 0 | 0 | 0 | 0 | 0 | 0 | 0 | 0 | 0 | 0 | 0 | 0 | 0 | 0 | 0 | 0 | 0 | 0 | 0 | 0 | 0 | 0 | 0 | 0 | 0 | 0 | 0 | 0 | 0
TAS1 | CCGT | 0.00040481 | 0.00038626 | 0.00036956 | 0.00035165 | 0.00033554 | 0.00032017 | 0.0003167 | 0.00031374 | 0.00031132 | 0.00029706 | 0.00028421 | 0.00028494 | 0.00027189 | 0.00026763 | 0.00026601 | 0.00026333 | 0.00026345 | 0.00026247 | 0.00027635 | 0.00026296 | 0.00027297 | 0.00026047 | 0.00025992 | 0.00025898 | 0.00025814 | 0.00013369 | 0.00013976 | 0.00014884 | 0.0001495
TAS1 | Gas - Steam | 0 | 0 | 0 | 0 | 0 | 0 | 0 | 0 | 0 | 0 | 0 | 0 | 0 | 0 | 0 | 0 | 0 | 0 | 0 | 0 | 0 | 0 | 0 | 0 | 0 | 0 | 0 | 0 | 0
TAS1 | OCGT / Diesel | 0.0012999 | 0.0012511 | 0.001197 | 0.0011389 | 0.0010868 | 0.001037 | 0.00099216 | 0.00096465 | 0.00096384 | 0.00096417 | 0.00096633 | 0.001051 | 0.0010028 | 0.00097172 | 0.00096582 | 0.00096309 | 0.00096484 | 0.0009676 | 0.0012107 | 0.001152 | 0.0011281 | 0.0010764 | 0.0010299 | 0.00099485 | 0.00097534 | 0.00057653 | 0.00059191 | 0.0006694 | 0.00064721
TAS1 | Hydro | 0 | 0 | 0 | 0 | 0 | 0 | 0 | 0 | 0 | 0 | 0 | 0 | 0 | 0 | 0 | 0 | 0 | 0 | 0 | 0 | 0 | 0 | 0 | 0 | 0 | 0 | 0 | 0 | 0
TAS1 | Wind | 0.010391 | 0.0099263 | 15425.8248 | 29249.3921 | 41735.1783 | 52979.8568 | 63215.4816 | 72008.343 | 79970.2215 | 86934.3184 | 93297.4492 | 98370.7709 | 102923.4484 | 106721.0317 | 110157.1453 | 112396.473 | 114435.2414 | 116016.7344 | 117714.1593 | 118336.141 | 112916.165 | 107744.4322 | 103084.622 | 98088.1372 | 93595.5507 | 89308.7284 | 85446.239 | 76544.0432 | 68528.6911
TAS1 | Solar PV | 0.00031556 | 0.00042654 | 0.00058167 | 0.00063159 | 0.00062829 | 0.00065325 | 0.00071773 | 0.00072932 | 0.00084205 | 0.0010264 | 0.0012605 | 0.0012281 | 0.0011906 | 0.001136 | 0.0011025 | 0.0010675 | 0.0012065 | 0.0012963 | 0.0013174 | 0.0017788 | 0.0016974 | 0.0016196 | 0.0015496 | 0.0014745 | 0.0014069 | 0.0012448 | 0.0011521 | 0.0010427 | 0.00097074
TAS1 | Grid Battery | 0.0022262 | 0.0021242 | 0.0020323 | 0.0019338 | 0.0019129 | 0.0018854 | 0.001952 | 0.0021181 | 0.0026799 | 0.0026997 | 0.0026909 | 0.0029261 | 0.0027984 | 0.0028114 | 0.0028081 | 0.0028484 | 0.0028822 | 0.0028461 | 0.0034711 | 0.003314 | 0.0029695 | 0.0028411 | 0.0027918 | 0.0027391 | 0.0027116 | 0.002768 | 0.002765 | 0.0029909 | 0.0027334
TAS1 | Pumped Hydro | 0 | 0 | 0.0050372 | 0.0050346 | 0.0052 | 0.0052103 | 0.0052246 | 0.0052501 | 0.0053128 | 0.0053491 | 0.0054823 | 0.0058701 | 0.0056552 | 0.005554 | 0.0056184 | 0.0056628 | 0.0057169 | 0.0056915 | 0.0067473 | 0.0064417 | 0.0065552 | 0.0062799 | 0.0060602 | 0.0059081 | 0.0058606 | 0.0058732 | 0.0058719 | 0.0062218 | 0.0059728
TAS1 | VPP | 0 | 0 | 0 | 0 | 0 | 0 | 0 | 0 | 0 | 0 | 0 | 0 | 0 | 0 | 0 | 0 | 0 | 0 | 0 | 0 | 0 | 0 | 0 | 0 | 0 | 0 | 0 | 0 | 0
Total excluding storage |  | 0.012411 | 0.01199 | 15425.827 | 29249.3942 | 41735.1803 | 52979.8588 | 63215.4836 | 72008.345 | 79970.2236 | 86934.3207 | 93297.4517 | 98370.7734 | 102923.4509 | 106721.034 | 110157.1476 | 112396.4752 | 114435.2439 | 116016.737 | 117714.1621 | 118336.1442 | 112916.1681 | 107744.4352 | 103084.6249 | 98088.1399 | 93595.5534 | 89308.7303 | 85446.2409 | 76544.045 | 68528.6929

## BaseCase_REHAB Cost
Rehabilition cost by technology ($000s) - Base Case, Central Scenario
REHAB | Real June 2020 dollars discounted to 1 July 2020
Explicitly modelled generation
Region | Technology | 2021-22 | 2022-23 | 2023-24 | 2024-25 | 2025-26 | 2026-27 | 2027-28 | 2028-29 | 2029-30 | 2030-31 | 2031-32 | 2032-33 | 2033-34 | 2034-35 | 2035-36 | 2036-37 | 2037-38 | 2038-39 | 2039-40 | 2040-41 | 2041-42 | 2042-43 | 2043-44 | 2044-45 | 2045-46 | 2046-47 | 2047-48 | 2048-49 | 2049-50
NEM | Black Coal | 0 | 0 | 0 | 118649.0041 | 95333.8135 | 18663.4285 | 3880.1522 | 0 | 23413.197 | 2561.2686 | 11.4047 | 0 | 0 | 0 | 0 | 0 | 0 | 2.0588e-05 | 0 | 0 | 0 | 0 | 0 | 0 | 0 | 0 | 0 | 0 | 0
NEM | Brown Coal | 0 | 0 | 0 | 37334.6432 | 1246.8178 | 4167.1896 | 0 | 0 | 176.0417 | 6.2217e-05 | 0.00027719 | 0 | 0 | 0 | 0 | 0 | 0 | 0 | 0 | 0 | 0 | 0 | 0 | 0 | 0 | 0 | 0 | 0 | 0
NEM | CCGT | 0 | 0 | 0 | 0 | 0 | 0 | 0 | 0 | 0 | 0 | 0 | 0 | 0 | 0 | 0 | 0 | 0 | 0 | 0 | 0 | 0 | 0 | 0 | 0 | 0 | 0 | 0 | 0 | 0
NEM | Gas - Steam | 0 | 0 | 0 | 0 | 0 | 0 | 0 | 0 | 0 | 0 | 0 | 0 | 0 | 0 | 0 | 0 | 0 | 0 | 0 | 0 | 0 | 0 | 0 | 0 | 0 | 0 | 0 | 0 | 0
NEM | OCGT / Diesel | 0 | 0 | 0 | 0 | 0 | 0 | 0 | 0 | 0 | 0 | 0 | 0 | 0 | 0 | 0 | 0 | 0 | 0 | 0 | 0 | 0 | 0 | 0 | 0 | 0 | 0 | 0 | 0 | 0
NEM | Hydro | 0 | 0 | 0 | 0 | 0 | 0 | 0 | 0 | 0 | 0 | 0 | 0 | 0 | 0 | 0 | 0 | 0 | 0 | 0 | 0 | 0 | 0 | 0 | 0 | 0 | 0 | 0 | 0 | 0
NEM | Wind | 0 | 0 | 0 | 0 | 0 | 0 | 0 | 0 | 0 | 0 | 0 | 0 | 0 | 0 | 0 | 0 | 0 | 0 | 0 | 0 | 0 | 0 | 0 | 0 | 0 | 0 | 0 | 0 | 0
NEM | Solar PV | 0 | 0 | 0 | 0 | 0 | 0 | 0 | 0 | 0 | 0 | 0 | 0 | 0 | 0 | 0 | 0 | 0 | 0 | 0 | 0 | 0 | 0 | 0 | 0 | 0 | 0 | 0 | 0 | 0
NEM | Grid Battery | 0 | 0 | 0 | 0 | 0 | 0 | 0 | 0 | 0 | 0 | 0 | 0 | 0 | 0 | 0 | 0 | 0 | 0 | 0 | 0 | 0 | 0 | 0 | 0 | 0 | 0 | 0 | 0 | 0
NEM | Pumped Hydro | 0 | 0 | 0 | 0 | 0 | 0 | 0 | 0 | 0 | 0 | 0 | 0 | 0 | 0 | 0 | 0 | 0 | 0 | 0 | 0 | 0 | 0 | 0 | 0 | 0 | 0 | 0 | 0 | 0
NEM | VPP | 0 | 0 | 0 | 0 | 0 | 0 | 0 | 0 | 0 | 0 | 0 | 0 | 0 | 0 | 0 | 0 | 0 | 0 | 0 | 0 | 0 | 0 | 0 | 0 | 0 | 0 | 0 | 0 | 0
Total excluding storage |  | 0 | 0 | 0 | 155983.6473 | 96580.6313 | 22830.6181 | 3880.1522 | 0 | 23589.2387 | 2561.2687 | 11.405 | 0 | 0 | 0 | 0 | 0 | 0 | 2.0588e-05 | 0 | 0 | 0 | 0 | 0 | 0 | 0 | 0 | 0 | 0 | 0
Region | Technology | 2021-22 | 2022-23 | 2023-24 | 2024-25 | 2025-26 | 2026-27 | 2027-28 | 2028-29 | 2029-30 | 2030-31 | 2031-32 | 2032-33 | 2033-34 | 2034-35 | 2035-36 | 2036-37 | 2037-38 | 2038-39 | 2039-40 | 2040-41 | 2041-42 | 2042-43 | 2043-44 | 2044-45 | 2045-46 | 2046-47 | 2047-48 | 2048-49 | 2049-50
NSW1 | Black Coal | 0 | 0 | 0 | 27726.8878 | 95333.7671 | 8872.8781 | 3880.1521 | 0 | 23413.197 | 2561.2686 | 11.4047 | 0 | 0 | 0 | 0 | 0 | 0 | 0 | 0 | 0 | 0 | 0 | 0 | 0 | 0 | 0 | 0 | 0 | 0
NSW1 | Brown Coal | 0 | 0 | 0 | 0 | 0 | 0 | 0 | 0 | 0 | 0 | 0 | 0 | 0 | 0 | 0 | 0 | 0 | 0 | 0 | 0 | 0 | 0 | 0 | 0 | 0 | 0 | 0 | 0 | 0
NSW1 | CCGT | 0 | 0 | 0 | 0 | 0 | 0 | 0 | 0 | 0 | 0 | 0 | 0 | 0 | 0 | 0 | 0 | 0 | 0 | 0 | 0 | 0 | 0 | 0 | 0 | 0 | 0 | 0 | 0 | 0
NSW1 | Gas - Steam | 0 | 0 | 0 | 0 | 0 | 0 | 0 | 0 | 0 | 0 | 0 | 0 | 0 | 0 | 0 | 0 | 0 | 0 | 0 | 0 | 0 | 0 | 0 | 0 | 0 | 0 | 0 | 0 | 0
NSW1 | OCGT / Diesel | 0 | 0 | 0 | 0 | 0 | 0 | 0 | 0 | 0 | 0 | 0 | 0 | 0 | 0 | 0 | 0 | 0 | 0 | 0 | 0 | 0 | 0 | 0 | 0 | 0 | 0 | 0 | 0 | 0
NSW1 | Hydro | 0 | 0 | 0 | 0 | 0 | 0 | 0 | 0 | 0 | 0 | 0 | 0 | 0 | 0 | 0 | 0 | 0 | 0 | 0 | 0 | 0 | 0 | 0 | 0 | 0 | 0 | 0 | 0 | 0
NSW1 | Wind | 0 | 0 | 0 | 0 | 0 | 0 | 0 | 0 | 0 | 0 | 0 | 0 | 0 | 0 | 0 | 0 | 0 | 0 | 0 | 0 | 0 | 0 | 0 | 0 | 0 | 0 | 0 | 0 | 0
NSW1 | Solar PV | 0 | 0 | 0 | 0 | 0 | 0 | 0 | 0 | 0 | 0 | 0 | 0 | 0 | 0 | 0 | 0 | 0 | 0 | 0 | 0 | 0 | 0 | 0 | 0 | 0 | 0 | 0 | 0 | 0
NSW1 | Grid Battery | 0 | 0 | 0 | 0 | 0 | 0 | 0 | 0 | 0 | 0 | 0 | 0 | 0 | 0 | 0 | 0 | 0 | 0 | 0 | 0 | 0 | 0 | 0 | 0 | 0 | 0 | 0 | 0 | 0
NSW1 | Pumped Hydro | 0 | 0 | 0 | 0 | 0 | 0 | 0 | 0 | 0 | 0 | 0 | 0 | 0 | 0 | 0 | 0 | 0 | 0 | 0 | 0 | 0 | 0 | 0 | 0 | 0 | 0 | 0 | 0 | 0
NSW1 | VPP | 0 | 0 | 0 | 0 | 0 | 0 | 0 | 0 | 0 | 0 | 0 | 0 | 0 | 0 | 0 | 0 | 0 | 0 | 0 | 0 | 0 | 0 | 0 | 0 | 0 | 0 | 0 | 0 | 0
Total excluding storage |  | 0 | 0 | 0 | 27726.8878 | 95333.7671 | 8872.8781 | 3880.1521 | 0 | 23413.197 | 2561.2686 | 11.4047 | 0 | 0 | 0 | 0 | 0 | 0 | 0 | 0 | 0 | 0 | 0 | 0 | 0 | 0 | 0 | 0 | 0 | 0
Region | Technology | 2021-22 | 2022-23 | 2023-24 | 2024-25 | 2025-26 | 2026-27 | 2027-28 | 2028-29 | 2029-30 | 2030-31 | 2031-32 | 2032-33 | 2033-34 | 2034-35 | 2035-36 | 2036-37 | 2037-38 | 2038-39 | 2039-40 | 2040-41 | 2041-42 | 2042-43 | 2043-44 | 2044-45 | 2045-46 | 2046-47 | 2047-48 | 2048-49 | 2049-50
QLD1 | Black Coal | 0 | 0 | 0 | 90922.1163 | 0.046437 | 9790.5504 | 0.00012111 | 0 | 0 | 0 | 0 | 0 | 0 | 0 | 0 | 0 | 0 | 2.0588e-05 | 0 | 0 | 0 | 0 | 0 | 0 | 0 | 0 | 0 | 0 | 0
QLD1 | Brown Coal | 0 | 0 | 0 | 0 | 0 | 0 | 0 | 0 | 0 | 0 | 0 | 0 | 0 | 0 | 0 | 0 | 0 | 0 | 0 | 0 | 0 | 0 | 0 | 0 | 0 | 0 | 0 | 0 | 0
QLD1 | CCGT | 0 | 0 | 0 | 0 | 0 | 0 | 0 | 0 | 0 | 0 | 0 | 0 | 0 | 0 | 0 | 0 | 0 | 0 | 0 | 0 | 0 | 0 | 0 | 0 | 0 | 0 | 0 | 0 | 0
QLD1 | Gas - Steam | 0 | 0 | 0 | 0 | 0 | 0 | 0 | 0 | 0 | 0 | 0 | 0 | 0 | 0 | 0 | 0 | 0 | 0 | 0 | 0 | 0 | 0 | 0 | 0 | 0 | 0 | 0 | 0 | 0
QLD1 | OCGT / Diesel | 0 | 0 | 0 | 0 | 0 | 0 | 0 | 0 | 0 | 0 | 0 | 0 | 0 | 0 | 0 | 0 | 0 | 0 | 0 | 0 | 0 | 0 | 0 | 0 | 0 | 0 | 0 | 0 | 0
QLD1 | Hydro | 0 | 0 | 0 | 0 | 0 | 0 | 0 | 0 | 0 | 0 | 0 | 0 | 0 | 0 | 0 | 0 | 0 | 0 | 0 | 0 | 0 | 0 | 0 | 0 | 0 | 0 | 0 | 0 | 0
QLD1 | Wind | 0 | 0 | 0 | 0 | 0 | 0 | 0 | 0 | 0 | 0 | 0 | 0 | 0 | 0 | 0 | 0 | 0 | 0 | 0 | 0 | 0 | 0 | 0 | 0 | 0 | 0 | 0 | 0 | 0
QLD1 | Solar PV | 0 | 0 | 0 | 0 | 0 | 0 | 0 | 0 | 0 | 0 | 0 | 0 | 0 | 0 | 0 | 0 | 0 | 0 | 0 | 0 | 0 | 0 | 0 | 0 | 0 | 0 | 0 | 0 | 0
QLD1 | Grid Battery | 0 | 0 | 0 | 0 | 0 | 0 | 0 | 0 | 0 | 0 | 0 | 0 | 0 | 0 | 0 | 0 | 0 | 0 | 0 | 0 | 0 | 0 | 0 | 0 | 0 | 0 | 0 | 0 | 0
QLD1 | Pumped Hydro | 0 | 0 | 0 | 0 | 0 | 0 | 0 | 0 | 0 | 0 | 0 | 0 | 0 | 0 | 0 | 0 | 0 | 0 | 0 | 0 | 0 | 0 | 0 | 0 | 0 | 0 | 0 | 0 | 0
QLD1 | VPP | 0 | 0 | 0 | 0 | 0 | 0 | 0 | 0 | 0 | 0 | 0 | 0 | 0 | 0 | 0 | 0 | 0 | 0 | 0 | 0 | 0 | 0 | 0 | 0 | 0 | 0 | 0 | 0 | 0
Total excluding storage |  | 0 | 0 | 0 | 90922.1163 | 0.046437 | 9790.5504 | 0.00012111 | 0 | 0 | 0 | 0 | 0 | 0 | 0 | 0 | 0 | 0 | 2.0588e-05 | 0 | 0 | 0 | 0 | 0 | 0 | 0 | 0 | 0 | 0 | 0
Region | Technology | 2021-22 | 2022-23 | 2023-24 | 2024-25 | 2025-26 | 2026-27 | 2027-28 | 2028-29 | 2029-30 | 2030-31 | 2031-32 | 2032-33 | 2033-34 | 2034-35 | 2035-36 | 2036-37 | 2037-38 | 2038-39 | 2039-40 | 2040-41 | 2041-42 | 2042-43 | 2043-44 | 2044-45 | 2045-46 | 2046-47 | 2047-48 | 2048-49 | 2049-50
VIC1 | Black Coal | 0 | 0 | 0 | 0 | 0 | 0 | 0 | 0 | 0 | 0 | 0 | 0 | 0 | 0 | 0 | 0 | 0 | 0 | 0 | 0 | 0 | 0 | 0 | 0 | 0 | 0 | 0 | 0 | 0
VIC1 | Brown Coal | 0 | 0 | 0 | 37334.6432 | 1246.8178 | 4167.1896 | 0 | 0 | 176.0417 | 6.2217e-05 | 0.00027719 | 0 | 0 | 0 | 0 | 0 | 0 | 0 | 0 | 0 | 0 | 0 | 0 | 0 | 0 | 0 | 0 | 0 | 0
VIC1 | CCGT | 0 | 0 | 0 | 0 | 0 | 0 | 0 | 0 | 0 | 0 | 0 | 0 | 0 | 0 | 0 | 0 | 0 | 0 | 0 | 0 | 0 | 0 | 0 | 0 | 0 | 0 | 0 | 0 | 0
VIC1 | Gas - Steam | 0 | 0 | 0 | 0 | 0 | 0 | 0 | 0 | 0 | 0 | 0 | 0 | 0 | 0 | 0 | 0 | 0 | 0 | 0 | 0 | 0 | 0 | 0 | 0 | 0 | 0 | 0 | 0 | 0
VIC1 | OCGT / Diesel | 0 | 0 | 0 | 0 | 0 | 0 | 0 | 0 | 0 | 0 | 0 | 0 | 0 | 0 | 0 | 0 | 0 | 0 | 0 | 0 | 0 | 0 | 0 | 0 | 0 | 0 | 0 | 0 | 0
VIC1 | Hydro | 0 | 0 | 0 | 0 | 0 | 0 | 0 | 0 | 0 | 0 | 0 | 0 | 0 | 0 | 0 | 0 | 0 | 0 | 0 | 0 | 0 | 0 | 0 | 0 | 0 | 0 | 0 | 0 | 0
VIC1 | Wind | 0 | 0 | 0 | 0 | 0 | 0 | 0 | 0 | 0 | 0 | 0 | 0 | 0 | 0 | 0 | 0 | 0 | 0 | 0 | 0 | 0 | 0 | 0 | 0 | 0 | 0 | 0 | 0 | 0
VIC1 | Solar PV | 0 | 0 | 0 | 0 | 0 | 0 | 0 | 0 | 0 | 0 | 0 | 0 | 0 | 0 | 0 | 0 | 0 | 0 | 0 | 0 | 0 | 0 | 0 | 0 | 0 | 0 | 0 | 0 | 0
VIC1 | Grid Battery | 0 | 0 | 0 | 0 | 0 | 0 | 0 | 0 | 0 | 0 | 0 | 0 | 0 | 0 | 0 | 0 | 0 | 0 | 0 | 0 | 0 | 0 | 0 | 0 | 0 | 0 | 0 | 0 | 0
VIC1 | Pumped Hydro | 0 | 0 | 0 | 0 | 0 | 0 | 0 | 0 | 0 | 0 | 0 | 0 | 0 | 0 | 0 | 0 | 0 | 0 | 0 | 0 | 0 | 0 | 0 | 0 | 0 | 0 | 0 | 0 | 0
VIC1 | VPP | 0 | 0 | 0 | 0 | 0 | 0 | 0 | 0 | 0 | 0 | 0 | 0 | 0 | 0 | 0 | 0 | 0 | 0 | 0 | 0 | 0 | 0 | 0 | 0 | 0 | 0 | 0 | 0 | 0
Total excluding storage |  | 0 | 0 | 0 | 37334.6432 | 1246.8178 | 4167.1896 | 0 | 0 | 176.0417 | 6.2217e-05 | 0.00027719 | 0 | 0 | 0 | 0 | 0 | 0 | 0 | 0 | 0 | 0 | 0 | 0 | 0 | 0 | 0 | 0 | 0 | 0
Region | Technology | 2021-22 | 2022-23 | 2023-24 | 2024-25 | 2025-26 | 2026-27 | 2027-28 | 2028-29 | 2029-30 | 2030-31 | 2031-32 | 2032-33 | 2033-34 | 2034-35 | 2035-36 | 2036-37 | 2037-38 | 2038-39 | 2039-40 | 2040-41 | 2041-42 | 2042-43 | 2043-44 | 2044-45 | 2045-46 | 2046-47 | 2047-48 | 2048-49 | 2049-50
SA1 | Black Coal | 0 | 0 | 0 | 0 | 0 | 0 | 0 | 0 | 0 | 0 | 0 | 0 | 0 | 0 | 0 | 0 | 0 | 0 | 0 | 0 | 0 | 0 | 0 | 0 | 0 | 0 | 0 | 0 | 0
SA1 | Brown Coal | 0 | 0 | 0 | 0 | 0 | 0 | 0 | 0 | 0 | 0 | 0 | 0 | 0 | 0 | 0 | 0 | 0 | 0 | 0 | 0 | 0 | 0 | 0 | 0 | 0 | 0 | 0 | 0 | 0
SA1 | CCGT | 0 | 0 | 0 | 0 | 0 | 0 | 0 | 0 | 0 | 0 | 0 | 0 | 0 | 0 | 0 | 0 | 0 | 0 | 0 | 0 | 0 | 0 | 0 | 0 | 0 | 0 | 0 | 0 | 0
SA1 | Gas - Steam | 0 | 0 | 0 | 0 | 0 | 0 | 0 | 0 | 0 | 0 | 0 | 0 | 0 | 0 | 0 | 0 | 0 | 0 | 0 | 0 | 0 | 0 | 0 | 0 | 0 | 0 | 0 | 0 | 0
SA1 | OCGT / Diesel | 0 | 0 | 0 | 0 | 0 | 0 | 0 | 0 | 0 | 0 | 0 | 0 | 0 | 0 | 0 | 0 | 0 | 0 | 0 | 0 | 0 | 0 | 0 | 0 | 0 | 0 | 0 | 0 | 0
SA1 | Hydro | 0 | 0 | 0 | 0 | 0 | 0 | 0 | 0 | 0 | 0 | 0 | 0 | 0 | 0 | 0 | 0 | 0 | 0 | 0 | 0 | 0 | 0 | 0 | 0 | 0 | 0 | 0 | 0 | 0
SA1 | Wind | 0 | 0 | 0 | 0 | 0 | 0 | 0 | 0 | 0 | 0 | 0 | 0 | 0 | 0 | 0 | 0 | 0 | 0 | 0 | 0 | 0 | 0 | 0 | 0 | 0 | 0 | 0 | 0 | 0
SA1 | Solar PV | 0 | 0 | 0 | 0 | 0 | 0 | 0 | 0 | 0 | 0 | 0 | 0 | 0 | 0 | 0 | 0 | 0 | 0 | 0 | 0 | 0 | 0 | 0 | 0 | 0 | 0 | 0 | 0 | 0
SA1 | Grid Battery | 0 | 0 | 0 | 0 | 0 | 0 | 0 | 0 | 0 | 0 | 0 | 0 | 0 | 0 | 0 | 0 | 0 | 0 | 0 | 0 | 0 | 0 | 0 | 0 | 0 | 0 | 0 | 0 | 0
SA1 | Pumped Hydro | 0 | 0 | 0 | 0 | 0 | 0 | 0 | 0 | 0 | 0 | 0 | 0 | 0 | 0 | 0 | 0 | 0 | 0 | 0 | 0 | 0 | 0 | 0 | 0 | 0 | 0 | 0 | 0 | 0
SA1 | VPP | 0 | 0 | 0 | 0 | 0 | 0 | 0 | 0 | 0 | 0 | 0 | 0 | 0 | 0 | 0 | 0 | 0 | 0 | 0 | 0 | 0 | 0 | 0 | 0 | 0 | 0 | 0 | 0 | 0
Total excluding storage |  | 0 | 0 | 0 | 0 | 0 | 0 | 0 | 0 | 0 | 0 | 0 | 0 | 0 | 0 | 0 | 0 | 0 | 0 | 0 | 0 | 0 | 0 | 0 | 0 | 0 | 0 | 0 | 0 | 0
Region | Technology | 2021-22 | 2022-23 | 2023-24 | 2024-25 | 2025-26 | 2026-27 | 2027-28 | 2028-29 | 2029-30 | 2030-31 | 2031-32 | 2032-33 | 2033-34 | 2034-35 | 2035-36 | 2036-37 | 2037-38 | 2038-39 | 2039-40 | 2040-41 | 2041-42 | 2042-43 | 2043-44 | 2044-45 | 2045-46 | 2046-47 | 2047-48 | 2048-49 | 2049-50
TAS1 | Black Coal | 0 | 0 | 0 | 0 | 0 | 0 | 0 | 0 | 0 | 0 | 0 | 0 | 0 | 0 | 0 | 0 | 0 | 0 | 0 | 0 | 0 | 0 | 0 | 0 | 0 | 0 | 0 | 0 | 0
TAS1 | Brown Coal | 0 | 0 | 0 | 0 | 0 | 0 | 0 | 0 | 0 | 0 | 0 | 0 | 0 | 0 | 0 | 0 | 0 | 0 | 0 | 0 | 0 | 0 | 0 | 0 | 0 | 0 | 0 | 0 | 0
TAS1 | CCGT | 0 | 0 | 0 | 0 | 0 | 0 | 0 | 0 | 0 | 0 | 0 | 0 | 0 | 0 | 0 | 0 | 0 | 0 | 0 | 0 | 0 | 0 | 0 | 0 | 0 | 0 | 0 | 0 | 0
TAS1 | Gas - Steam | 0 | 0 | 0 | 0 | 0 | 0 | 0 | 0 | 0 | 0 | 0 | 0 | 0 | 0 | 0 | 0 | 0 | 0 | 0 | 0 | 0 | 0 | 0 | 0 | 0 | 0 | 0 | 0 | 0
TAS1 | OCGT / Diesel | 0 | 0 | 0 | 0 | 0 | 0 | 0 | 0 | 0 | 0 | 0 | 0 | 0 | 0 | 0 | 0 | 0 | 0 | 0 | 0 | 0 | 0 | 0 | 0 | 0 | 0 | 0 | 0 | 0
TAS1 | Hydro | 0 | 0 | 0 | 0 | 0 | 0 | 0 | 0 | 0 | 0 | 0 | 0 | 0 | 0 | 0 | 0 | 0 | 0 | 0 | 0 | 0 | 0 | 0 | 0 | 0 | 0 | 0 | 0 | 0
TAS1 | Wind | 0 | 0 | 0 | 0 | 0 | 0 | 0 | 0 | 0 | 0 | 0 | 0 | 0 | 0 | 0 | 0 | 0 | 0 | 0 | 0 | 0 | 0 | 0 | 0 | 0 | 0 | 0 | 0 | 0
TAS1 | Solar PV | 0 | 0 | 0 | 0 | 0 | 0 | 0 | 0 | 0 | 0 | 0 | 0 | 0 | 0 | 0 | 0 | 0 | 0 | 0 | 0 | 0 | 0 | 0 | 0 | 0 | 0 | 0 | 0 | 0
TAS1 | Grid Battery | 0 | 0 | 0 | 0 | 0 | 0 | 0 | 0 | 0 | 0 | 0 | 0 | 0 | 0 | 0 | 0 | 0 | 0 | 0 | 0 | 0 | 0 | 0 | 0 | 0 | 0 | 0 | 0 | 0
TAS1 | Pumped Hydro | 0 | 0 | 0 | 0 | 0 | 0 | 0 | 0 | 0 | 0 | 0 | 0 | 0 | 0 | 0 | 0 | 0 | 0 | 0 | 0 | 0 | 0 | 0 | 0 | 0 | 0 | 0 | 0 | 0
TAS1 | VPP | 0 | 0 | 0 | 0 | 0 | 0 | 0 | 0 | 0 | 0 | 0 | 0 | 0 | 0 | 0 | 0 | 0 | 0 | 0 | 0 | 0 | 0 | 0 | 0 | 0 | 0 | 0 | 0 | 0
Total excluding storage |  | 0 | 0 | 0 | 0 | 0 | 0 | 0 | 0 | 0 | 0 | 0 | 0 | 0 | 0 | 0 | 0 | 0 | 0 | 0 | 0 | 0 | 0 | 0 | 0 | 0 | 0 | 0 | 0 | 0

## BaseCase_REZ Tx Cost
REZ transmission expansion cost by region ($000s) - Base Case, Central Scenario
REZ Expansion | Real June 2020 dollars discounted to 1 July 2020. As with the total capital costs, the REZ transmission expansion costs are annualised for modelling purposes.
Explicitly modelled generation
Region | Technology | 2021-22 | 2022-23 | 2023-24 | 2024-25 | 2025-26 | 2026-27 | 2027-28 | 2028-29 | 2029-30 | 2030-31 | 2031-32 | 2032-33 | 2033-34 | 2034-35 | 2035-36 | 2036-37 | 2037-38 | 2038-39 | 2039-40 | 2040-41 | 2041-42 | 2042-43 | 2043-44 | 2044-45 | 2045-46 | 2046-47 | 2047-48 | 2048-49 | 2049-50
NSW1 | Transmission | 0.001278 | 4278.33 | 14086.6927 | 23132.3797 | 31180.0308 | 38916.6753 | 46001.9528 | 52115.6236 | 114834.0318 | 109574.4578 | 104835.5013 | 99754.1518 | 95185.2593 | 90825.6291 | 86897.5357 | 82685.6349 | 83355.5951 | 81387.8965 | 86437.9528 | 83899.324 | 88259.8039 | 96711.2988 | 92528.6577 | 88043.8178 | 85711.535 | 91310.8984 | 87361.8182 | 93262.3312 | 92890.7879
QLD1 | Transmission | 0.0012693 | 0.001334 | 0.0014074 | 0.001612 | 0.0015517 | 0.0015249 | 0.0027125 | 1028.2489 | 981.1564 | 936.2179 | 895.7277 | 852.312 | 813.275 | 776.0259 | 2963.6287 | 2819.9825 | 31169.2737 | 29741.6734 | 28455.3837 | 27708.3879 | 30075.0589 | 44277.3425 | 42362.4042 | 60551.2786 | 68075.8606 | 97513.3229 | 93295.9953 | 88773.9627 | 100272.6742
VIC1 | Transmission | 0.00024925 | 0.00023783 | 0.00022754 | 0.00021652 | 0.0002066 | 0.00019714 | 0.00018861 | 0.00017947 | 0.00017125 | 0.0001634 | 0.00015634 | 0.00014876 | 0.00014195 | 0.00013614 | 0.00013139 | 0.00012634 | 5638.9217 | 5882.7389 | 5628.3179 | 5355.5148 | 5110.224 | 4876.168 | 8187.5903 | 7790.7399 | 7433.9122 | 10350.0948 | 11851.9837 | 11277.5222 | 17093.631
SA1 | Transmission | 0.0012764 | 0.0012828 | 0.0014454 | 0.0013999 | 0.0013358 | 0.0012788 | 0.0012923 | 0.0015388 | 0.001481 | 0.0014633 | 0.0014504 | 0.0028409 | 0.0027544 | 0.0027184 | 0.0043084 | 166.9847 | 7185.533 | 10942.5695 | 11500.0475 | 10942.6432 | 10441.4535 | 9963.2191 | 9532.3234 | 9070.2942 | 9141.2432 | 17158.8302 | 17280.6106 | 20060.2534 | 19141.4665
TAS1 | Transmission | 4.9539e-06 | 4.727e-06 | 4.5225e-06 | 4.3033e-06 | 4.1062e-06 | 3.9182e-06 | 3.7487e-06 | 3.567e-06 | 7.6999e-06 | 556.4041 | 1320.0747 | 2317.5689 | 3224.283 | 4043.076 | 4792.8895 | 5440.4337 | 6030.8078 | 6556.5916 | 7067.265 | 7480.4564 | 7137.84 | 6810.9161 | 6516.3526 | 6200.5067 | 5916.514 | 5645.5286 | 5401.3666 | 5139.5638 | 4904.1639
NEM | Total | 0.0040779 | 4278.3329 | 14086.6958 | 23132.3829 | 31180.0339 | 38916.6783 | 46001.957 | 53143.8742 | 115815.1898 | 111067.0814 | 107051.3052 | 102924.0357 | 99222.8202 | 95644.7338 | 94654.0584 | 91113.036 | 133380.1314 | 134511.4698 | 139088.9668 | 135386.3262 | 141024.3803 | 162638.9444 | 159127.3282 | 171656.6371 | 176279.0649 | 221978.675 | 215191.7744 | 218513.6332 | 234302.7235

## BaseCase_USE+DSP Cost
USE and USE / DSP cost by region ($000s) - Base Case, Central Scenario
USE / DSP | Real June 2020 dollars discounted to 1 July 2020
Explicitly modelled generation
Region | Technology | 2021-22 | 2022-23 | 2023-24 | 2024-25 | 2025-26 | 2026-27 | 2027-28 | 2028-29 | 2029-30 | 2030-31 | 2031-32 | 2032-33 | 2033-34 | 2034-35 | 2035-36 | 2036-37 | 2037-38 | 2038-39 | 2039-40 | 2040-41 | 2041-42 | 2042-43 | 2043-44 | 2044-45 | 2045-46 | 2046-47 | 2047-48 | 2048-49 | 2049-50
NSW1 | USE / DSP | 0.003142 | 0.0031345 | 8.8989 | 814.1751 | 0.0031912 | 0.0031778 | 0.0031745 | 0.0031884 | 0.0031662 | 0.0031641 | 0.0031698 | 12271.0451 | 12.5077 | 0.003297 | 2373.2692 | 55.9129 | 26803.7689 | 21.598 | 16171.1887 | 1155.3583 | 28484.0921 | 14.5908 | 4736.953 | 16845.274 | 10573.5051 | 2718.5853 | 102.6506 | 1365.2437 | 0.0034689
QLD1 | USE / DSP | 0.0031365 | 0.0031304 | 0.0031426 | 0.0031736 | 0.003181 | 0.0031738 | 0.0031695 | 83.6803 | 0.0031642 | 0.0031628 | 0.0031763 | 677.3893 | 20791.2152 | 480.4528 | 2631.6555 | 1574.784 | 58082.91 | 619.9013 | 10467.0579 | 8248.8949 | 4046.7459 | 9449.1679 | 7811.9128 | 13195.5112 | 5053.0725 | 67129.6658 | 2963.1989 | 5587.5348 | 21982.7665
VIC1 | USE / DSP | 0.003105 | 0.0030861 | 0.0031085 | 0.0031373 | 0.0031459 | 0.0031274 | 0.003141 | 0.0031459 | 0.0031276 | 0.0031246 | 0.0031355 | 1577.8372 | 0.0032388 | 0.0032545 | 1094.3628 | 2.0061 | 10839.7502 | 0.0033254 | 8167.163 | 247.0904 | 16528.4011 | 0.0033731 | 1462.4075 | 11235.3722 | 1592.9839 | 1636.0744 | 127.4426 | 1437.543 | 674.9218
SA1 | USE / DSP | 0.003143 | 0.0031144 | 0.0032037 | 0.0031665 | 0.003181 | 0.0031547 | 0.0031646 | 0.0031737 | 0.0031521 | 0.0031492 | 0.0031694 | 1721.6664 | 0.0032752 | 0.0032871 | 1303.8131 | 1133.0935 | 5868.7296 | 11.1093 | 4874.8102 | 488.4126 | 5932.2408 | 0.003379 | 1626.1066 | 4746.7085 | 4529.6978 | 1638.9921 | 123.7453 | 1164.8609 | 0.0034192
TAS1 | USE / DSP | 0.0025871 | 0.0025749 | 0.0025891 | 0.0025806 | 0.0025646 | 0.0025645 | 0.0025725 | 0.0025655 | 0.0025658 | 0.0025652 | 0.0025594 | 131.2438 | 0.0025523 | 0.0025501 | 0.0025561 | 0.0025484 | 0.0025483 | 0.0025474 | 430.6153 | 0.002546 | 548.2361 | 0.002546 | 0.0025529 | 0.0025453 | 0.0025442 | 0.0025445 | 0.002551 | 49.5357 | 0.0025426
NEM | Total | 0.015114 | 0.01504 | 8.911 | 814.1872 | 0.015264 | 0.015198 | 0.015222 | 83.6924 | 0.015176 | 0.015166 | 0.01521 | 16379.1818 | 20803.732 | 480.4652 | 7403.1032 | 2765.799 | 101595.1613 | 652.6144 | 40110.835 | 10139.7587 | 55539.716 | 9463.768 | 15637.3825 | 46022.8685 | 21749.262 | 73123.3201 | 3317.0399 | 9604.7182 | 22657.6977

## BaseCase_SyncCon Cost
Synchronous Condenser cost by region ($000s) - Base Case, Central Scenario
SyncCon | Real June 2020 dollars discounted to 1 July 2020
Explicitly modelled generation
Region | Technology | 2021-22 | 2022-23 | 2023-24 | 2024-25 | 2025-26 | 2026-27 | 2027-28 | 2028-29 | 2029-30 | 2030-31 | 2031-32 | 2032-33 | 2033-34 | 2034-35 | 2035-36 | 2036-37 | 2037-38 | 2038-39 | 2039-40 | 2040-41 | 2041-42 | 2042-43 | 2043-44 | 2044-45 | 2045-46 | 2046-47 | 2047-48 | 2048-49 | 2049-50
NSW1 | SyncCon | 0 | 0 | 0 | 0 | 0 | 0 | 0 | 0 | 0 | 0 | 0 | 0 | 0 | 0 | 0 | 0 | 0 | 0 | 0 | 0 | 0 | 0 | 0 | 0 | 0 | 0 | 0 | 0 | 0
QLD1 | SyncCon | 0 | 0 | 0 | 1.9207e-06 | 1.8328e-06 | 1.7488e-06 | 1.6732e-06 | 1.5921e-06 | 1.5192e-06 | 1.4496e-06 | 1.3869e-06 | 1.3197e-06 | 1.2592e-06 | 1.2016e-06 | 1.1496e-06 | 1.0939e-06 | 1.0438e-06 | 9.9596e-07 | 9.5289e-07 | 9.067e-07 | 8.6517e-07 | 8.2555e-07 | 7.8984e-07 | 1.3589e-06 | 2.2642e-06 | 2.8256e-06 | 3.37e-06 | 3.9096e-06 | 4.751e-06
VIC1 | SyncCon | 0 | 0 | 0 | 5406.3509 | 5158.7318 | 5138.8182 | 5860.1525 | 5617.3106 | 5360.0292 | 5114.5317 | 5471.9278 | 5515.4349 | 5262.8196 | 5021.7744 | 4804.589 | 4571.7118 | 4362.3205 | 4162.5195 | 3982.4958 | 3789.4653 | 3615.902 | 3450.2882 | 3301.0676 | 3141.0657 | 2997.2001 | 2859.9237 | 2736.2357 | 3087.5991 | 2946.1824
SA1 | SyncCon | 0 | 0 | 0 | 0 | 0 | 0 | 0 | 0 | 0 | 0 | 0 | 0 | 0 | 0 | 0 | 0 | 0 | 0 | 0 | 0 | 0 | 0 | 0 | 0 | 0 | 0 | 0 | 0 | 0
TAS1 | SyncCon | 1251.1394 | 1391.7555 | 1555.1833 | 967.9728 | 672.1794 | 998.1434 | 726.812 | 743.35 | 1077.2447 | 1259.2447 | 1458.7015 | 1423.0919 | 1514.8159 | 1744.0384 | 1880.0133 | 1981.3519 | 1859.9997 | 1785.6043 | 1756.8187 | 1902.9063 | 1704.3215 | 1626.1599 | 1668.0774 | 1580.0741 | 1539.7843 | 1404.5643 | 1314.4857 | 1241.5375 | 1285.3705
NEM | Total | 1251.1394 | 1391.7555 | 1555.1833 | 6374.3237 | 5830.9112 | 6136.9615 | 6586.9645 | 6360.6606 | 6437.2739 | 6373.7764 | 6930.6293 | 6938.5268 | 6777.6354 | 6765.8127 | 6684.6023 | 6553.0638 | 6222.3202 | 5948.1238 | 5739.3145 | 5692.3716 | 5320.2235 | 5076.448 | 4969.145 | 4721.1398 | 4536.9843 | 4264.488 | 4050.7214 | 4329.1366 | 4231.5529

## BaseCase_System Strength Cost
System Strength cost by region ($000s) - Base Case, Central Scenario
System Strength | Real June 2020 dollars discounted to 1 July 2020
Explicitly modelled generation
Region | Technology | 2021-22 | 2022-23 | 2023-24 | 2024-25 | 2025-26 | 2026-27 | 2027-28 | 2028-29 | 2029-30 | 2030-31 | 2031-32 | 2032-33 | 2033-34 | 2034-35 | 2035-36 | 2036-37 | 2037-38 | 2038-39 | 2039-40 | 2040-41 | 2041-42 | 2042-43 | 2043-44 | 2044-45 | 2045-46 | 2046-47 | 2047-48 | 2048-49 | 2049-50
NSW1 | System Strength | 9.3119e-05 | 480.0192 | 1580.4959 | 2595.4023 | 3498.3312 | 4366.3657 | 5161.3184 | 5847.2588 | 14365.2363 | 13707.2865 | 13114.4638 | 12478.8091 | 11907.2606 | 11361.8899 | 10870.5026 | 10343.6121 | 10657.2555 | 10443.7798 | 10953.6325 | 10667.7972 | 11165.9516 | 12940.9008 | 12381.2232 | 11781.1085 | 11635.6179 | 12634.9821 | 12341.45 | 12889.8027 | 12747.1402
QLD1 | System Strength | 0.00036463 | 0.00037775 | 0.00037744 | 608.4134 | 1202.0847 | 1147.0274 | 1280.3234 | 1413.3799 | 2224.0194 | 2122.1559 | 2030.3754 | 1931.9636 | 1843.4767 | 1759.0427 | 1893.6007 | 1801.8184 | 2852.4694 | 2721.822 | 2604.1066 | 2509.817 | 2893.1761 | 4896.0088 | 4684.2626 | 4980.4723 | 5076.7377 | 6238.5142 | 5968.7064 | 5679.4047 | 6756.9183
VIC1 | System Strength | 0.00014026 | 0.00013914 | 0.00014108 | 0.00018766 | 0.00017906 | 0.00017107 | 0.00018181 | 0.00019839 | 0.00019203 | 0.00019318 | 0.000197 | 0.00090898 | 655.3087 | 894.5221 | 879.6663 | 1469.8762 | 3623.641 | 3616.514 | 3460.1044 | 3292.3943 | 3629.5432 | 3662.4668 | 4618.3916 | 4394.5394 | 4910.6107 | 5484.6213 | 6110.9957 | 6319.5698 | 6874.8613
SA1 | System Strength | 0.00027877 | 0.00028673 | 0.00033688 | 0.0003284 | 0.00031335 | 0.00029947 | 0.000306 | 0.0003462 | 0.00033463 | 0.00033642 | 0.0003424 | 455.8467 | 434.9682 | 415.046 | 1412.3953 | 1579.9621 | 2306.2872 | 2824.1695 | 2859.3091 | 2720.7191 | 2596.1061 | 2634.8418 | 2771.0819 | 2636.7683 | 2710.9223 | 2959.0558 | 2897.1048 | 3124.6086 | 2981.497
TAS1 | System Strength | 0.00012876 | 0.00012663 | 187.5461 | 356.9119 | 510.5301 | 644.468 | 767.1129 | 873.1527 | 969.8228 | 1059.7727 | 1177.1673 | 1325.7772 | 1461.302 | 1581.6308 | 1692.3872 | 1780.834 | 1861.9372 | 1932.0501 | 2002.379 | 2051.7528 | 1957.7794 | 1868.1101 | 1787.3167 | 1700.6859 | 1622.7919 | 1548.4656 | 1481.4964 | 1409.6887 | 1345.1228
NEM | Total | 0.0010055 | 480.0201 | 1768.0429 | 3560.7281 | 5210.9464 | 6157.8616 | 7208.7552 | 8133.792 | 17559.079 | 16889.2157 | 16322.007 | 16192.3976 | 16302.3162 | 16012.1315 | 16748.552 | 16976.1028 | 21301.5902 | 21538.3353 | 21879.5316 | 21242.4804 | 22242.5563 | 26002.3283 | 26242.2761 | 25493.5744 | 25956.6806 | 28865.639 | 28799.7532 | 29423.0745 | 30705.5396

## Marinus_CF
Annual capacity factor by technology - Marinus Link, Central Scenario
Explicitly modelled generation
Region | Technology | 2021-22 | 2022-23 | 2023-24 | 2024-25 | 2025-26 | 2026-27 | 2027-28 | 2028-29 | 2029-30 | 2030-31 | 2031-32 | 2032-33 | 2033-34 | 2034-35 | 2035-36 | 2036-37 | 2037-38 | 2038-39 | 2039-40 | 2040-41 | 2041-42 | 2042-43 | 2043-44 | 2044-45 | 2045-46 | 2046-47 | 2047-48 | 2048-49 | 2049-50
NEM | Black Coal | 56.23% | 50.72% | 55.29% | 65.3% | 70.37% | 68.97% | 64.18% | 70.94% | 67.47% | 65.71% | 61.62% | 65.08% | 71.35% | 67.08% | 65.88% | 69.1% | 71.98% | 73.51% | 70.38% | 65.9% | 64.19% | 70.31% | 64.73% | 64.53% | 63.72% | 62.17% | 60.96% | 60.34% | 54.5%
NEM | Brown Coal | 71.35% | 67.59% | 68.35% | 68.78% | 72.58% | 74.85% | 72.62% | 71.84% | 70.43% | 73.92% | 72.87% | 71.76% | 73.89% | 73.04% | 75.42% | 70.91% | 67.59% | 69.65% | 61.22% | 65.42% | 71.54% | 69.6% | 66.9% | 68.37% | 66.01% | 66.82% | 68.41% | - | -
NEM | CCGT | 8.417% | 8.417% | 7.572% | 7.776% | 7.086% | 7.134% | 6.902% | 7.871% | 6.977% | 7.138% | 7.453% | 13.57% | 15.36% | 18.94% | 12.89% | 14.08% | 27.2% | 28.52% | 25.9% | 27.78% | 28.39% | 32.44% | 28.18% | 29.17% | 30.88% | 28.26% | 28.34% | 28.26% | 28.26%
NEM | Gas - Steam | 5.784% | 5.9% | 6.034% | 1.408% | 1.316% | 1.403% | 1.328% | 1.401% | 1.284% | 1.312% | 1.289% | 1.389% | 1.324% | 1.415% | 1.888% | 1.642% | 3.625% | 3.599% | 21.94% | 25.96% | 26.72% | 32.74% | 31.87% | 24.6% | 34.42% | - | - | - | -
NEM | OCGT / Diesel | 0.09057% | 0.04108% | 0.2036% | 0.1566% | 0.06213% | 0.1092% | 0.04224% | 0.1357% | 0.01709% | 0.05701% | 0.04259% | 0.5721% | 0.3339% | 0.5019% | 0.4956% | 0.5632% | 1.961% | 1.568% | 4.716% | 6.355% | 4.186% | 6.147% | 11.43% | 6.27% | 7.639% | 11.06% | 14.02% | 16.49% | 18.57%
NEM | Hydro | 20.32% | 20.52% | 20% | 24.06% | 24.44% | 21.77% | 23.77% | 27.27% | 24.19% | 21.26% | 21.21% | 23.69% | 24.86% | 25.37% | 23.71% | 22.24% | 26.76% | 23.77% | 21.48% | 21.94% | 19.62% | 22.65% | 23.55% | 21.75% | 22.89% | 25.89% | 22.89% | 21.78% | 21.69%
NEM | Wind | 34.17% | 35.79% | 32.84% | 33.6% | 36.21% | 37.81% | 38.88% | 35.85% | 34.03% | 35.07% | 36.65% | 34.7% | 33.85% | 35.9% | 37.2% | 38.14% | 36.74% | 36.16% | 36.72% | 37.44% | 35.37% | 32.75% | 35.23% | 36.98% | 37.83% | 36.21% | 35.24% | 34.89% | 34.49%
NEM | Solar PV | 29.56% | 29.16% | 29.66% | 28.44% | 27.85% | 29.49% | 29.88% | 26.4% | 27.48% | 28.76% | 29.24% | 29.3% | 28.25% | 27.54% | 29.37% | 29.46% | 26.17% | 27.41% | 28.72% | 29.12% | 29.15% | 27.77% | 27.1% | 28.69% | 28.54% | 25.31% | 26.02% | 26.69% | 27%
NEM | Grid Battery | 9.496% | 5.86% | 5.96% | 6.803% | 6.741% | 6.91% | 6.14% | 5.887% | 5.119% | 5.486% | 5.452% | 5.851% | 5.717% | 5.312% | 5.619% | 5.77% | 10.48% | 10.38% | 10.56% | 10.27% | 12.85% | 14.11% | 13.94% | 14.35% | 14.22% | 13.54% | 13.66% | 13.67% | 13.69%
NEM | Pumped Hydro | 0.6965% | 1.861% | 2.833% | 20.66% | 20.04% | 21.46% | 18.95% | 21.92% | 21% | 23.15% | 23.16% | 25.89% | 24.07% | 23.44% | 25.59% | 25.59% | 24.16% | 23.62% | 25.08% | 23.57% | 23.99% | 25.04% | 23.85% | 25.71% | 25.43% | 23.94% | 23.43% | 24.99% | 24.51%
NEM | VPP | 7.708% | 8.957% | 8.22% | 9.635% | 9.891% | 9.855% | 8.85% | 8.514% | 7.71% | 7.751% | 7.757% | 8.005% | 7.787% | 7.474% | 7.548% | 7.5% | 6.741% | 6.484% | 6.426% | 6.134% | 6.001% | 5.98% | 5.673% | 5.88% | 5.701% | 5.254% | 5.274% | 5.113% | 4.723%
Region | Technology | 2021-22 | 2022-23 | 2023-24 | 2024-25 | 2025-26 | 2026-27 | 2027-28 | 2028-29 | 2029-30 | 2030-31 | 2031-32 | 2032-33 | 2033-34 | 2034-35 | 2035-36 | 2036-37 | 2037-38 | 2038-39 | 2039-40 | 2040-41 | 2041-42 | 2042-43 | 2043-44 | 2044-45 | 2045-46 | 2046-47 | 2047-48 | 2048-49 | 2049-50
NSW1 | Black Coal | 51.38% | 45.4% | 49.72% | 60.18% | 68.84% | 66.19% | 61.65% | 68.47% | 64.71% | 65.26% | 57.52% | 56.32% | 70.5% | 62.9% | 53.96% | 67.9% | 70.5% | 70.5% | 69.96% | 57.45% | 53.94% | - | - | - | - | - | - | - | -
NSW1 | Brown Coal | bar: 2021-22 to 2049-50
NSW1 | CCGT | 0.6146% | 0.6146% | 1.85% | 1.17% | 1.161% | 1.161% | 1.164% | 1.165% | 1.161% | 1.161% | 1.164% | 5.456% | 6.13% | 14.42% | 6.373% | 6.242% | 21.16% | 26.33% | 24.38% | 25.49% | 23.85% | 29.94% | 0.426% | - | - | - | - | - | -
NSW1 | Gas - Steam | bar: 2021-22 to 2049-50
NSW1 | OCGT / Diesel | 0.001432% | 1.673e-08% | 0.119% | 0.3622% | 0.09709% | 0.1442% | 0.06189% | 0.111% | 2.347e-08% | 0.0209% | 0.001273% | 0.2259% | 0.1576% | 0.1707% | 0.4496% | 0.2633% | 1.054% | 0.6404% | 4.66% | 7.792% | 3.627% | 4.803% | 14.87% | 6.192% | 6.897% | 9.94% | 16.27% | 20.32% | 23.24%
NSW1 | Hydro | 8.825% | 9.273% | 8.509% | 12.22% | 12.63% | 11.45% | 11.05% | 15.15% | 12.3% | 10.85% | 10.99% | 11.67% | 13.57% | 14.25% | 14.28% | 13.61% | 16.99% | 13.45% | 13.2% | 11.86% | 11.36% | 14.17% | 14.78% | 14.96% | 14.95% | 18.06% | 14.86% | 14.56% | 13.4%
NSW1 | Wind | 32.14% | 36.7% | 35.21% | 34.55% | 37.6% | 38.67% | 38.35% | 34.06% | 30.77% | 33.04% | 34.45% | 34.1% | 33.17% | 35.26% | 36.85% | 36.86% | 33.55% | 30.63% | 32.85% | 33.9% | 33.93% | 32.01% | 34.18% | 35.82% | 35.87% | 32.19% | 29.65% | 31.26% | 31.56%
NSW1 | Solar PV | 28.63% | 28.53% | 28.72% | 27.65% | 26.32% | 28.48% | 28.82% | 26.15% | 26.94% | 28.45% | 29.04% | 28.77% | 27.89% | 26.83% | 28.9% | 28.89% | 26.01% | 26.9% | 28.42% | 28.86% | 28.71% | 27.72% | 26.79% | 28.64% | 28.66% | 25.71% | 26.11% | 27.38% | 27.49%
NSW1 | Grid Battery | - | - | - | - | - | - | - | - | - | - | - | - | - | - | - | - | - | - | - | - | 14.63% | 14.55% | 14.02% | 14.83% | 14.65% | 14.31% | 13.99% | 14.43% | 14.13%
NSW1 | Pumped Hydro | 1.033% | 3.344% | 4.529% | 45.12% | 22.38% | 24.66% | 21.89% | 24.86% | 22.69% | 24.99% | 25% | 27.39% | 25.38% | 24.79% | 27.03% | 27.04% | 25.62% | 24.55% | 26.37% | 25.05% | 25.36% | 26.16% | 24.9% | 27.6% | 27.25% | 27.35% | 26.23% | 27.61% | 26.82%
NSW1 | VPP | 7.14% | 8.822% | 7.37% | 9.322% | 9.403% | 9.543% | 8.74% | 8.407% | 7.563% | 7.585% | 7.332% | 7.671% | 7.39% | 7.006% | 7.049% | 6.961% | 6.56% | 6.214% | 6.303% | 5.88% | 5.824% | 5.837% | 5.506% | 5.785% | 5.618% | 5.397% | 5.283% | 5.326% | 5.047%
Region | Technology | 2021-22 | 2022-23 | 2023-24 | 2024-25 | 2025-26 | 2026-27 | 2027-28 | 2028-29 | 2029-30 | 2030-31 | 2031-32 | 2032-33 | 2033-34 | 2034-35 | 2035-36 | 2036-37 | 2037-38 | 2038-39 | 2039-40 | 2040-41 | 2041-42 | 2042-43 | 2043-44 | 2044-45 | 2045-46 | 2046-47 | 2047-48 | 2048-49 | 2049-50
QLD1 | Black Coal | 62.34% | 57.11% | 60.98% | 71.35% | 71.63% | 71.15% | 65.88% | 72.82% | 68.63% | 65.89% | 63.26% | 67.94% | 71.63% | 68.44% | 68.79% | 69.41% | 72.5% | 74.56% | 70.52% | 68.83% | 67.74% | 70.31% | 64.73% | 64.53% | 63.72% | 62.17% | 60.96% | 60.34% | 54.5%
QLD1 | Brown Coal | bar: 2021-22 to 2049-50
QLD1 | CCGT | 8.33% | 8.33% | 9.298% | 10.9% | 9.594% | 9.685% | 9.234% | 11.08% | 9.387% | 9.693% | 10.28% | 19.75% | 23.26% | 23.59% | 18.46% | 23.08% | 35.56% | 35% | 32.35% | 35.1% | 37.27% | 40.89% | 39.35% | 35.33% | 49.77% | 60.92% | 61.08% | 60.92% | 60.92%
QLD1 | Gas - Steam | 5.044% | 5.044% | 10.02% | 9.894% | 9.894% | 9.894% | 9.921% | 9.894% | 9.894% | 9.894% | 9.921% | 9.894% | 9.894% | 9.894% | 9.921% | 9.894% | 19.3% | 21.8% | 21.94% | 25.96% | 26.72% | 32.74% | 31.87% | 24.6% | 34.42% | - | - | - | -
QLD1 | OCGT / Diesel | 2.109e-08% | 2.184e-08% | 0.009978% | 0.196% | 0.08695% | 0.1275% | 0.05074% | 0.3172% | 0.05376% | 0.155% | 0.1362% | 0.9774% | 0.6643% | 0.4112% | 0.6726% | 1.127% | 3.575% | 2.36% | 6.477% | 7.67% | 6.415% | 10.27% | 12.75% | 11.83% | 14.15% | 17.35% | 16.52% | 16.08% | 16.72%
QLD1 | Hydro | 51.22% | 51% | 51.01% | 50.58% | 50.37% | 50.16% | 50.15% | 49.74% | 49.52% | 48.52% | 49.36% | 48.94% | 48.73% | 48.52% | 48.48% | 48.09% | 41.5% | 41.45% | 41.12% | 40.96% | 40.92% | - | - | - | - | - | - | - | -
QLD1 | Wind | 36.02% | 34.98% | 34.93% | 33.21% | 42.92% | 44.09% | 46.11% | 43.59% | 41.26% | 42.6% | 41.56% | 39.31% | 35.63% | 41.3% | 40.56% | 43.78% | 43.58% | 43.24% | 44.32% | 41.71% | 39.47% | 33.16% | 38.94% | 39.45% | 42.1% | 41.88% | 41.78% | 42.23% | 37.68%
QLD1 | Solar PV | 31.43% | 30.43% | 31.03% | 29.65% | 30.07% | 31.49% | 31.87% | 26.62% | 28.83% | 29.98% | 30.46% | 30.92% | 29.58% | 30.04% | 31.54% | 31.76% | 26.35% | 28.41% | 29.61% | 30.21% | 30.21% | 28.4% | 28.21% | 29.5% | 29.43% | 25.25% | 26.84% | 27.78% | 27.81%
QLD1 | Grid Battery | - | 14.67% | 15.07% | 18.59% | 19.84% | 19.52% | 18.53% | 18.59% | 17.98% | 18.17% | 18.03% | 18.44% | 18.09% | 18.23% | 18.34% | 18.44% | 15.38% | 15.3% | 15.3% | 15.09% | 14.9% | 14.85% | 14.86% | 14.85% | 14.57% | 13.4% | 13.85% | 13.68% | 14.17%
QLD1 | Pumped Hydro | 0.555% | 1.236% | 2.119% | 10.36% | 10.67% | 8.633% | 7.172% | 10.16% | 8.274% | 9.312% | 9.306% | 14.63% | 14.25% | 13.35% | 14.76% | 14.22% | 19.62% | 20.42% | 20.97% | 19.18% | 20.29% | 22.83% | 21.73% | 22.17% | 21.74% | 18.63% | 18.83% | 19.98% | 20.58%
QLD1 | VPP | 6.698% | 7.54% | 7.374% | 9.487% | 10.29% | 10.07% | 9.36% | 9.235% | 8.885% | 8.834% | 8.999% | 8.915% | 8.637% | 8.471% | 8.145% | 8.228% | 6.416% | 6.226% | 6.132% | 6.047% | 5.978% | 6.107% | 5.958% | 5.761% | 5.391% | 4.407% | 4.785% | 4.724% | 4.268%
Region | Technology | 2021-22 | 2022-23 | 2023-24 | 2024-25 | 2025-26 | 2026-27 | 2027-28 | 2028-29 | 2029-30 | 2030-31 | 2031-32 | 2032-33 | 2033-34 | 2034-35 | 2035-36 | 2036-37 | 2037-38 | 2038-39 | 2039-40 | 2040-41 | 2041-42 | 2042-43 | 2043-44 | 2044-45 | 2045-46 | 2046-47 | 2047-48 | 2048-49 | 2049-50
VIC1 | Black Coal | bar: 2021-22 to 2049-50
VIC1 | Brown Coal | 71.35% | 67.59% | 68.35% | 68.78% | 72.58% | 74.85% | 72.62% | 71.84% | 70.43% | 73.92% | 72.87% | 71.76% | 73.89% | 73.04% | 75.42% | 70.91% | 67.59% | 69.65% | 61.22% | 65.42% | 71.54% | 69.6% | 66.9% | 68.37% | 66.01% | 66.82% | 68.41% | - | -
VIC1 | CCGT | bar: 2021-22 to 2049-50
VIC1 | Gas - Steam | 0.1869% | 0.07927% | 0.2219% | 0.3737% | 0.1192% | 0.3586% | 0.1414% | 0.3522% | 0.02814% | 0.1061% | 0.03478% | 0.3199% | 0.1407% | 0.1642% | 0.5388% | 0.2559% | 0.9908% | 0.5405% | - | - | - | - | - | - | - | - | - | - | -
VIC1 | OCGT / Diesel | 0.0469% | 2.087e-08% | 0.05433% | 0.01843% | 0.01258% | 0.05233% | 0.01853% | 0.004832% | 3.211e-08% | 3.29e-08% | 3.401e-08% | 0.178% | 0.01717% | 0.0671% | 0.0994% | 0.05297% | 0.2187% | 0.0333% | 0.466% | 0.3924% | 0.3516% | 0.155% | 1.177% | 1.21% | 0.8237% | 0.6664% | 0.7212% | 4.37% | 9.012%
VIC1 | Hydro | 14.06% | 14.1% | 12.75% | 15.75% | 16.08% | 15.21% | 15.4% | 19.37% | 16.06% | 13.71% | 13.8% | 12.45% | 15.26% | 15.71% | 14.85% | 14.89% | 18.73% | 15.54% | 13.33% | 13.3% | 12.06% | 14.76% | 15.27% | 14.39% | 14.45% | 18.12% | 15.06% | 12.91% | 12.91%
VIC1 | Wind | 35.94% | 36.56% | 31.51% | 32.36% | 33.08% | 34.34% | 35.91% | 32.38% | 32.62% | 31.45% | 35.01% | 30.85% | 31.46% | 31.77% | 33.1% | 34.29% | 32.17% | 34.45% | 33.13% | 35.12% | 31.29% | 30.37% | 31.72% | 33.98% | 34.31% | 33.3% | 33.87% | 31.76% | 32.47%
VIC1 | Solar PV | 27.59% | 27.39% | 28.46% | 27.27% | 25.9% | 27.24% | 27.86% | 26.09% | 27.05% | 27.59% | 27.43% | 28.48% | 27.25% | 25.9% | 27.37% | 27.82% | 26.09% | 27.01% | 27.63% | 27.4% | 28.48% | 27.26% | 25.93% | 27.79% | 27.97% | 26.07% | 25.51% | 24.24% | 24.84%
VIC1 | Grid Battery | 23.33% | 5.331% | 5.316% | 6.337% | 6.154% | 6.405% | 5.646% | 5.321% | 4.483% | 4.697% | 4.665% | 5.115% | 4.779% | 4.544% | 4.872% | 5.061% | 4.615% | 4.502% | 4.472% | 4.301% | 1.742% | - | - | - | - | - | - | 14.19% | 13.8%
VIC1 | Pumped Hydro | - | - | - | - | - | - | - | - | - | - | - | - | - | - | - | - | - | - | - | - | - | - | - | - | - | - | - | 27.41% | 25.99%
VIC1 | VPP | 8.515% | 9.463% | 8.879% | 10.5% | 10.68% | 10.6% | 8.929% | 8.383% | 7.338% | 7.402% | 7.515% | 7.872% | 7.781% | 7.444% | 7.747% | 7.605% | 7.035% | 6.868% | 6.646% | 6.35% | 6.403% | 6.241% | 5.814% | 6.294% | 6.122% | 5.808% | 5.778% | 5.318% | 4.895%
Region | Technology | 2021-22 | 2022-23 | 2023-24 | 2024-25 | 2025-26 | 2026-27 | 2027-28 | 2028-29 | 2029-30 | 2030-31 | 2031-32 | 2032-33 | 2033-34 | 2034-35 | 2035-36 | 2036-37 | 2037-38 | 2038-39 | 2039-40 | 2040-41 | 2041-42 | 2042-43 | 2043-44 | 2044-45 | 2045-46 | 2046-47 | 2047-48 | 2048-49 | 2049-50
SA1 | Black Coal | bar: 2021-22 to 2049-50
SA1 | Brown Coal | bar: 2021-22 to 2049-50
SA1 | CCGT | 17.95% | 17.95% | 12.37% | 9.7% | 9.7% | 9.7% | 9.727% | 9.7% | 9.7% | 9.7% | 9.727% | 10.83% | 9.7% | 18.45% | 9.727% | 9.7% | - | - | - | - | - | - | - | - | - | - | - | - | -
SA1 | Gas - Steam | 9.36% | 9.628% | 9.249% | 1.164% | 1.164% | 1.164% | 1.167% | 1.164% | 1.164% | 1.164% | 1.167% | 1.164% | 1.164% | 1.307% | - | - | - | - | - | - | - | - | - | - | - | - | - | - | -
SA1 | OCGT / Diesel | 0.3691% | 0.1962% | 0.7683% | 0.1004% | 0.06737% | 0.1387% | 0.04785% | 0.1091% | 0.01018% | 0.04105% | 0.01342% | 1.282% | 0.7448% | 2.353% | 1.287% | 1.331% | 5.055% | 5.85% | 10.04% | 10.76% | 8.429% | 11.98% | 16.8% | 4.359% | 3.627% | 5.478% | 7.109% | 12.17% | 13.59%
SA1 | Hydro | bar: 2021-22 to 2049-50
SA1 | Wind | 34.88% | 34.46% | 30.54% | 33.88% | 33.05% | 36.47% | 36.99% | 34.63% | 33.7% | 34.18% | 35.9% | 32.58% | 33.25% | 31.88% | 35.95% | 36.05% | 35.68% | 36.15% | 36.2% | 38.17% | 34.28% | 32.7% | 31.41% | 35.4% | 35.27% | 34.78% | 34.88% | 32.43% | 34.54%
SA1 | Solar PV | 30.63% | 29.1% | 29.36% | 28.19% | 27.51% | 28.16% | 29.03% | 27.61% | 28.77% | 29.03% | 29.15% | 29.61% | 28.19% | 27.51% | 28.21% | 28.99% | 27.61% | 28.79% | 29.07% | 28.39% | 28.28% | 24.77% | 23.92% | 23.96% | 23.38% | 20.98% | 20.29% | 18.66% | 20.3%
SA1 | Grid Battery | 5.761% | 5.971% | 6.249% | 6.507% | 6.538% | 6.606% | 5.834% | 5.685% | 5.029% | 5.729% | 5.702% | 5.993% | 6.018% | 5.227% | 5.515% | 5.594% | 5.485% | 5.368% | 5.318% | 5.105% | 12.54% | 12.57% | 12.4% | 13.01% | 13.12% | 12.77% | 12.68% | 12.31% | 11.75%
SA1 | Pumped Hydro | bar: 2021-22 to 2049-50
SA1 | VPP | 9.579% | 10.32% | 10.54% | 10.4% | 10.38% | 10.14% | 8.763% | 8.552% | 7.575% | 7.567% | 7.701% | 7.846% | 7.622% | 7.166% | 7.405% | 7.441% | 7.161% | 6.851% | 6.868% | 6.535% | 5.417% | 5.401% | 5.192% | 5.195% | 5.301% | 4.935% | 4.818% | 4.632% | 4.11%
Region | Technology | 2021-22 | 2022-23 | 2023-24 | 2024-25 | 2025-26 | 2026-27 | 2027-28 | 2028-29 | 2029-30 | 2030-31 | 2031-32 | 2032-33 | 2033-34 | 2034-35 | 2035-36 | 2036-37 | 2037-38 | 2038-39 | 2039-40 | 2040-41 | 2041-42 | 2042-43 | 2043-44 | 2044-45 | 2045-46 | 2046-47 | 2047-48 | 2048-49 | 2049-50
TAS1 | Black Coal | bar: 2021-22 to 2049-50
TAS1 | Brown Coal | bar: 2021-22 to 2049-50
TAS1 | CCGT | 9.409e-08% | 9.331e-08% | 9.806e-08% | 9.889e-08% | 9.93e-08% | 1.023e-07% | 1.112e-07% | 1.183e-07% | 1.215e-07% | 1.246e-07% | 1.281e-07% | 1.717e-07% | 1.725e-07% | 1.722e-07% | 1.719e-07% | 1.745e-07% | 2.024e-07% | 2.139e-07% | 2.489e-07% | 2.471e-07% | 2.786e-07% | 2.838e-07% | 2.844e-07% | 2.762e-07% | 2.811e-07% | 3.159e-07% | 3.286e-07% | 4.556e-07% | 4.512e-07%
TAS1 | Gas - Steam | bar: 2021-22 to 2049-50
TAS1 | OCGT / Diesel | 8.728e-08% | 8.512e-08% | 8.947e-08% | 9.175e-08% | 9.375e-08% | 9.908e-08% | 1.06e-07% | 1.128e-07% | 1.166e-07% | 1.196e-07% | 1.229e-07% | 0.09472% | 0.02165% | 1.741e-07% | 0.07755% | 0.05881% | 0.07957% | 0.05958% | 0.2043% | 0.04534% | 0.09791% | 7.025e-07% | 0.06801% | 0.3967% | 0.07531% | 0.204% | 0.09167% | 1.082% | 0.9973%
TAS1 | Hydro | 36.47% | 36.56% | 37.06% | 42.75% | 43.16% | 37.09% | 41.61% | 44.35% | 41.08% | 36.13% | 35.72% | 43.29% | 42.5% | 42.9% | 38.85% | 35.27% | 42.59% | 40.22% | 35.84% | 38.49% | 33.44% | 37.47% | 38.99% | 34.49% | 37.65% | 39.98% | 37.24% | 36.2% | 37.09%
TAS1 | Wind | 26.66% | 32.22% | 32.49% | 34.74% | 37.81% | 39.37% | 40.96% | 39.7% | 39.71% | 38.82% | 42.08% | 39.38% | 39.09% | 41.17% | 41.52% | 42.37% | 42.9% | 42.32% | 41.28% | 43.11% | 40.8% | 39.34% | 41.33% | 43.02% | 43.63% | 43.19% | 42.34% | 40.51% | 42.11%
TAS1 | Solar PV | bar: 2021-22 to 2049-50
TAS1 | Grid Battery | bar: 2021-22 to 2049-50
TAS1 | Pumped Hydro | - | - | - | - | - | - | - | - | - | - | - | - | - | - | - | 30.96% | 25.86% | 26.07% | 26.14% | 23.86% | 23.7% | 25.21% | 24.19% | 25.5% | 26.2% | 24.55% | 24.97% | 25.84% | 24.16%
TAS1 | VPP | - | 3.449% | 1.564% | 2.125% | 4.063% | 4.454% | 6.636% | 6.136% | 6.129% | 6.666% | 7.024% | 7.606% | 7.122% | 7.331% | 7.67% | 7.635% | 6.846% | 6.37% | 6.276% | 6.121% | 5.983% | 5.817% | 5.386% | 5.789% | 6.06% | 5.629% | 5.173% | 5.166% | 4.795%
Explicitly modelled pumping
Region | Technology | 2021-22 | 2022-23 | 2023-24 | 2024-25 | 2025-26 | 2026-27 | 2027-28 | 2028-29 | 2029-30 | 2030-31 | 2031-32 | 2032-33 | 2033-34 | 2034-35 | 2035-36 | 2036-37 | 2037-38 | 2038-39 | 2039-40 | 2040-41 | 2041-42 | 2042-43 | 2043-44 | 2044-45 | 2045-46 | 2046-47 | 2047-48 | 2048-49 | 2049-50
NEM | Grid Battery pump | 11.69% | 7.252% | 7.339% | 8.405% | 8.32% | 8.527% | 7.597% | 7.251% | 6.323% | 6.769% | 6.75% | 7.207% | 7.06% | 6.553% | 6.936% | 7.123% | 12.51% | 12.35% | 12.55% | 12.22% | 15.14% | 16.63% | 16.41% | 16.89% | 16.76% | 15.94% | 16.08% | 16.08% | 16.1%
NEM | Pumped Hydro Pump | 1.152% | 3.705% | 5.081% | 27.61% | 23.35% | 25.91% | 24.27% | 26.19% | 26.3% | 28.68% | 29.52% | 32.48% | 31.82% | 29.61% | 33.41% | 33.95% | 30.7% | 30.39% | 31.83% | 30.54% | 30.57% | 32.83% | 30.19% | 33.59% | 33.72% | 31.21% | 30.52% | 32.65% | 31.57%
NEM | VPP pump | 9.251% | 10.78% | 9.848% | 11.57% | 11.87% | 11.82% | 10.64% | 10.2% | 9.255% | 9.303% | 9.334% | 9.588% | 9.351% | 8.973% | 9.054% | 9.002% | 8.103% | 7.788% | 7.698% | 7.378% | 7.191% | 7.185% | 6.802% | 7.056% | 6.855% | 6.296% | 6.342% | 6.126% | 5.666%
Region | Technology | 2021-22 | 2022-23 | 2023-24 | 2024-25 | 2025-26 | 2026-27 | 2027-28 | 2028-29 | 2029-30 | 2030-31 | 2031-32 | 2032-33 | 2033-34 | 2034-35 | 2035-36 | 2036-37 | 2037-38 | 2038-39 | 2039-40 | 2040-41 | 2041-42 | 2042-43 | 2043-44 | 2044-45 | 2045-46 | 2046-47 | 2047-48 | 2048-49 | 2049-50
NSW1 | Grid Battery pump | - | - | - | - | - | - | - | - | - | - | - | - | - | - | - | - | - | - | - | - | 17.22% | 17.11% | 16.5% | 17.45% | 17.27% | 16.81% | 16.51% | 16.93% | 16.62%
NSW1 | Pumped Hydro Pump | 1.302% | 4.617% | 6.009% | 33.62% | 24.29% | 27.86% | 26.35% | 27.76% | 27.55% | 30% | 30.91% | 33.29% | 32.63% | 30.34% | 34.28% | 34.92% | 31.75% | 31.06% | 32.73% | 31.87% | 31.65% | 34.23% | 30.95% | 35.86% | 36.1% | 35.26% | 33.85% | 36.15% | 34.4%
NSW1 | VPP pump | 8.569% | 10.61% | 8.83% | 11.19% | 11.28% | 11.45% | 10.51% | 10.08% | 9.077% | 9.103% | 8.823% | 9.187% | 8.87% | 8.423% | 8.447% | 8.355% | 7.894% | 7.46% | 7.547% | 7.077% | 6.981% | 6.997% | 6.609% | 6.943% | 6.76% | 6.461% | 6.359% | 6.375% | 6.058%
Region | Technology | 2021-22 | 2022-23 | 2023-24 | 2024-25 | 2025-26 | 2026-27 | 2027-28 | 2028-29 | 2029-30 | 2030-31 | 2031-32 | 2032-33 | 2033-34 | 2034-35 | 2035-36 | 2036-37 | 2037-38 | 2038-39 | 2039-40 | 2040-41 | 2041-42 | 2042-43 | 2043-44 | 2044-45 | 2045-46 | 2046-47 | 2047-48 | 2048-49 | 2049-50
QLD1 | Grid Battery pump | - | 18.11% | 18.55% | 22.95% | 24.5% | 24.09% | 22.89% | 22.94% | 22.19% | 22.43% | 22.32% | 22.71% | 22.33% | 22.52% | 22.63% | 22.76% | 18.17% | 17.98% | 18.03% | 17.77% | 17.52% | 17.48% | 17.49% | 17.46% | 17.13% | 15.8% | 16.26% | 16.12% | 16.64%
QLD1 | Pumped Hydro Pump | 0.8954% | 2.14% | 3.491% | 17.3% | 17.87% | 14.41% | 12.02% | 16.95% | 13.83% | 15.57% | 15.6% | 24.42% | 23.83% | 22.32% | 24.68% | 23.77% | 26.75% | 27.57% | 28.41% | 25.99% | 27.36% | 30.06% | 28.48% | 29.02% | 28.56% | 24.21% | 24.35% | 26% | 26.52%
QLD1 | VPP pump | 8.039% | 9.074% | 8.835% | 11.39% | 12.36% | 12.08% | 11.25% | 11.08% | 10.66% | 10.6% | 10.82% | 10.68% | 10.37% | 10.17% | 9.773% | 9.875% | 7.722% | 7.453% | 7.36% | 7.258% | 7.174% | 7.339% | 7.154% | 6.91% | 6.464% | 5.301% | 5.731% | 5.682% | 5.111%
Region | Technology | 2021-22 | 2022-23 | 2023-24 | 2024-25 | 2025-26 | 2026-27 | 2027-28 | 2028-29 | 2029-30 | 2030-31 | 2031-32 | 2032-33 | 2033-34 | 2034-35 | 2035-36 | 2036-37 | 2037-38 | 2038-39 | 2039-40 | 2040-41 | 2041-42 | 2042-43 | 2043-44 | 2044-45 | 2045-46 | 2046-47 | 2047-48 | 2048-49 | 2049-50
VIC1 | Grid Battery pump | 28.71% | 6.599% | 6.545% | 7.83% | 7.596% | 7.902% | 6.989% | 6.551% | 5.534% | 5.799% | 5.777% | 6.301% | 5.904% | 5.601% | 6.015% | 6.248% | 5.698% | 5.576% | 5.504% | 5.326% | 2.133% | - | - | - | - | - | - | 16.69% | 16.24%
VIC1 | Pumped Hydro Pump | - | - | - | - | - | - | - | - | - | - | - | - | - | - | - | - | - | - | - | - | - | - | - | - | - | - | - | 34.27% | 32.49%
VIC1 | VPP pump | 10.22% | 11.38% | 10.64% | 12.61% | 12.82% | 12.71% | 10.74% | 10.04% | 8.808% | 8.884% | 9.043% | 9.428% | 9.354% | 8.921% | 9.299% | 9.127% | 8.444% | 8.264% | 7.957% | 7.642% | 7.666% | 7.511% | 6.96% | 7.555% | 7.368% | 6.951% | 6.955% | 6.364% | 5.875%
Region | Technology | 2021-22 | 2022-23 | 2023-24 | 2024-25 | 2025-26 | 2026-27 | 2027-28 | 2028-29 | 2029-30 | 2030-31 | 2031-32 | 2032-33 | 2033-34 | 2034-35 | 2035-36 | 2036-37 | 2037-38 | 2038-39 | 2039-40 | 2040-41 | 2041-42 | 2042-43 | 2043-44 | 2044-45 | 2045-46 | 2046-47 | 2047-48 | 2048-49 | 2049-50
SA1 | Grid Battery pump | 7.096% | 7.388% | 7.698% | 8.039% | 8.067% | 8.155% | 7.22% | 7.002% | 6.221% | 7.059% | 7.059% | 7.379% | 7.43% | 6.453% | 6.808% | 6.907% | 6.772% | 6.645% | 6.548% | 6.32% | 14.8% | 14.88% | 14.61% | 15.34% | 15.52% | 15.02% | 15% | 14.48% | 13.86%
SA1 | Pumped Hydro Pump | bar: 2021-22 to 2049-50
SA1 | VPP pump | 11.5% | 12.41% | 12.63% | 12.49% | 12.46% | 12.17% | 10.54% | 10.25% | 9.096% | 9.08% | 9.266% | 9.397% | 9.148% | 8.601% | 8.888% | 8.931% | 8.595% | 8.243% | 8.225% | 7.864% | 6.483% | 6.501% | 6.213% | 6.238% | 6.378% | 5.905% | 5.801% | 5.542% | 4.933%
Region | Technology | 2021-22 | 2022-23 | 2023-24 | 2024-25 | 2025-26 | 2026-27 | 2027-28 | 2028-29 | 2029-30 | 2030-31 | 2031-32 | 2032-33 | 2033-34 | 2034-35 | 2035-36 | 2036-37 | 2037-38 | 2038-39 | 2039-40 | 2040-41 | 2041-42 | 2042-43 | 2043-44 | 2044-45 | 2045-46 | 2046-47 | 2047-48 | 2048-49 | 2049-50
TAS1 | Grid Battery pump | bar: 2021-22 to 2049-50
TAS1 | Pumped Hydro Pump | - | - | - | - | - | - | - | - | - | - | - | - | - | - | - | 39.04% | 32.26% | 32.72% | 32.6% | 30.16% | 29.64% | 31.5% | 30.08% | 31.76% | 33.1% | 30.35% | 31.56% | 31.96% | 30.2%
TAS1 | VPP pump | - | 4.163% | 1.861% | 2.571% | 4.863% | 5.345% | 7.988% | 7.346% | 7.356% | 8.001% | 8.445% | 9.138% | 8.529% | 8.82% | 9.186% | 9.175% | 8.207% | 7.666% | 7.514% | 7.355% | 7.173% | 6.982% | 6.476% | 6.937% | 7.292% | 6.738% | 6.227% | 6.183% | 5.756%
Non-controllable capacity
Region | Technology | 2021-22 | 2022-23 | 2023-24 | 2024-25 | 2025-26 | 2026-27 | 2027-28 | 2028-29 | 2029-30 | 2030-31 | 2031-32 | 2032-33 | 2033-34 | 2034-35 | 2035-36 | 2036-37 | 2037-38 | 2038-39 | 2039-40 | 2040-41 | 2041-42 | 2042-43 | 2043-44 | 2044-45 | 2045-46 | 2046-47 | 2047-48 | 2048-49 | 2049-50
NEM | Distributed PV | 15.77% | 16.13% | 16.31% | 15.86% | 15.31% | 16.39% | 16.4% | 14.89% | 15.69% | 16.31% | 16.53% | 16.71% | 16.17% | 15.67% | 16.78% | 16.8% | 15.17% | 15.97% | 16.63% | 16.87% | 16.95% | 16.51% | 15.94% | 17.04% | 17% | 15.32% | 16.09% | 16.78% | 17.01%
NEM | Behind the meter battery | 5.748% | 5.692% | 5.637% | 5.571% | 5.54% | 5.531% | 5.51% | 5.445% | 5.434% | 5.4% | 5.428% | 5.333% | 5.256% | 5.16% | 5.074% | 4.963% | 4.868% | 4.799% | 4.763% | 4.713% | 4.686% | 4.66% | 4.646% | 4.581% | 4.527% | 4.461% | 4.415% | 4.344% | 4.278%
NEM | Behind the meter battery pump | 4.884% | 4.836% | 4.789% | 4.733% | 4.706% | 4.698% | 4.681% | 4.626% | 4.616% | 4.587% | 4.612% | 4.531% | 4.464% | 4.383% | 4.31% | 4.216% | 4.136% | 4.077% | 4.045% | 4.004% | 3.981% | 3.957% | 3.948% | 3.891% | 3.845% | 3.789% | 3.751% | 3.691% | 3.634%
Region | Technology | 2021-22 | 2022-23 | 2023-24 | 2024-25 | 2025-26 | 2026-27 | 2027-28 | 2028-29 | 2029-30 | 2030-31 | 2031-32 | 2032-33 | 2033-34 | 2034-35 | 2035-36 | 2036-37 | 2037-38 | 2038-39 | 2039-40 | 2040-41 | 2041-42 | 2042-43 | 2043-44 | 2044-45 | 2045-46 | 2046-47 | 2047-48 | 2048-49 | 2049-50
NSW1 | Distributed PV | 15.89% | 16.59% | 16.28% | 16.1% | 15.42% | 17.11% | 16.87% | 15.03% | 15.45% | 16.39% | 17.13% | 16.7% | 16.38% | 15.81% | 17.37% | 17.11% | 15.24% | 15.71% | 16.66% | 17.39% | 16.89% | 16.65% | 16% | 17.57% | 17.26% | 15.35% | 15.79% | 16.75% | 17.46%
NSW1 | Behind the meter battery | 5.743% | 5.655% | 5.625% | 5.578% | 5.567% | 5.568% | 5.534% | 5.457% | 5.423% | 5.371% | 5.388% | 5.278% | 5.194% | 5.093% | 5.007% | 4.898% | 4.816% | 4.746% | 4.723% | 4.676% | 4.646% | 4.616% | 4.599% | 4.534% | 4.479% | 4.414% | 4.361% | 4.297% | 4.233%
NSW1 | Behind the meter battery pump | 4.879% | 4.803% | 4.778% | 4.739% | 4.729% | 4.729% | 4.701% | 4.635% | 4.607% | 4.563% | 4.579% | 4.484% | 4.41% | 4.328% | 4.251% | 4.161% | 4.092% | 4.033% | 4.011% | 3.973% | 3.947% | 3.919% | 3.909% | 3.854% | 3.802% | 3.751% | 3.706% | 3.65% | 3.594%
Region | Technology | 2021-22 | 2022-23 | 2023-24 | 2024-25 | 2025-26 | 2026-27 | 2027-28 | 2028-29 | 2029-30 | 2030-31 | 2031-32 | 2032-33 | 2033-34 | 2034-35 | 2035-36 | 2036-37 | 2037-38 | 2038-39 | 2039-40 | 2040-41 | 2041-42 | 2042-43 | 2043-44 | 2044-45 | 2045-46 | 2046-47 | 2047-48 | 2048-49 | 2049-50
QLD1 | Distributed PV | 16.23% | 17.23% | 17.2% | 16.55% | 16.67% | 17.73% | 17.8% | 14.99% | 16.26% | 16.82% | 17.72% | 17.58% | 16.78% | 16.96% | 18.05% | 18.11% | 15.29% | 16.67% | 17.29% | 18.16% | 17.93% | 17.24% | 17.36% | 18.37% | 18.37% | 15.48% | 16.85% | 17.47% | 18.34%
QLD1 | Behind the meter battery | 5.678% | 5.582% | 5.557% | 5.521% | 5.512% | 5.514% | 5.493% | 5.432% | 5.405% | 5.391% | 5.428% | 5.338% | 5.269% | 5.176% | 5.092% | 4.973% | 4.875% | 4.794% | 4.746% | 4.725% | 4.712% | 4.699% | 4.696% | 4.635% | 4.584% | 4.527% | 4.479% | 4.407% | 4.348%
QLD1 | Behind the meter battery pump | 4.822% | 4.742% | 4.72% | 4.691% | 4.681% | 4.683% | 4.665% | 4.616% | 4.593% | 4.577% | 4.611% | 4.536% | 4.474% | 4.395% | 4.325% | 4.224% | 4.141% | 4.073% | 4.032% | 4.015% | 4.005% | 3.989% | 3.99% | 3.937% | 3.896% | 3.844% | 3.807% | 3.745% | 3.692%
Region | Technology | 2021-22 | 2022-23 | 2023-24 | 2024-25 | 2025-26 | 2026-27 | 2027-28 | 2028-29 | 2029-30 | 2030-31 | 2031-32 | 2032-33 | 2033-34 | 2034-35 | 2035-36 | 2036-37 | 2037-38 | 2038-39 | 2039-40 | 2040-41 | 2041-42 | 2042-43 | 2043-44 | 2044-45 | 2045-46 | 2046-47 | 2047-48 | 2048-49 | 2049-50
VIC1 | Distributed PV | 14.6% | 14.16% | 14.99% | 14.63% | 13.83% | 14.71% | 14.77% | 14.23% | 15.01% | 15.58% | 14.94% | 15.73% | 15.23% | 14.39% | 15.27% | 15.35% | 14.57% | 15.22% | 15.82% | 15.22% | 15.93% | 15.53% | 14.6% | 15.51% | 15.5% | 14.74% | 15.37% | 16% | 15.33%
VIC1 | Behind the meter battery | 5.776% | 5.713% | 5.667% | 5.611% | 5.588% | 5.591% | 5.599% | 5.543% | 5.541% | 5.5% | 5.521% | 5.438% | 5.364% | 5.266% | 5.181% | 5.068% | 4.961% | 4.893% | 4.856% | 4.792% | 4.76% | 4.735% | 4.72% | 4.654% | 4.604% | 4.535% | 4.493% | 4.42% | 4.35%
VIC1 | Behind the meter battery pump | 4.909% | 4.855% | 4.816% | 4.768% | 4.748% | 4.751% | 4.757% | 4.709% | 4.705% | 4.672% | 4.689% | 4.621% | 4.559% | 4.472% | 4.403% | 4.307% | 4.217% | 4.154% | 4.124% | 4.068% | 4.044% | 4.021% | 4.01% | 3.953% | 3.91% | 3.851% | 3.816% | 3.755% | 3.695%
Region | Technology | 2021-22 | 2022-23 | 2023-24 | 2024-25 | 2025-26 | 2026-27 | 2027-28 | 2028-29 | 2029-30 | 2030-31 | 2031-32 | 2032-33 | 2033-34 | 2034-35 | 2035-36 | 2036-37 | 2037-38 | 2038-39 | 2039-40 | 2040-41 | 2041-42 | 2042-43 | 2043-44 | 2044-45 | 2045-46 | 2046-47 | 2047-48 | 2048-49 | 2049-50
SA1 | Distributed PV | 16.93% | 17.17% | 17.71% | 17.12% | 16.19% | 16.82% | 17.34% | 16.48% | 17.3% | 17.53% | 17.53% | 17.98% | 17.32% | 16.39% | 17.08% | 17.64% | 16.81% | 17.61% | 17.85% | 17.82% | 18.27% | 17.65% | 16.69% | 17.32% | 17.86% | 16.97% | 17.75% | 18% | 17.98%
SA1 | Behind the meter battery | 5.793% | 5.815% | 5.7% | 5.557% | 5.445% | 5.366% | 5.32% | 5.251% | 5.291% | 5.29% | 5.345% | 5.244% | 5.158% | 5.071% | 4.977% | 4.871% | 4.765% | 4.72% | 4.664% | 4.587% | 4.547% | 4.499% | 4.482% | 4.4% | 4.344% | 4.253% | 4.22% | 4.138% | 4.064%
SA1 | Behind the meter battery pump | 4.922% | 4.94% | 4.844% | 4.721% | 4.624% | 4.557% | 4.521% | 4.461% | 4.495% | 4.496% | 4.538% | 4.454% | 4.381% | 4.307% | 4.225% | 4.136% | 4.047% | 4.009% | 3.963% | 3.898% | 3.86% | 3.823% | 3.807% | 3.738% | 3.687% | 3.615% | 3.587% | 3.516% | 3.452%
Region | Technology | 2021-22 | 2022-23 | 2023-24 | 2024-25 | 2025-26 | 2026-27 | 2027-28 | 2028-29 | 2029-30 | 2030-31 | 2031-32 | 2032-33 | 2033-34 | 2034-35 | 2035-36 | 2036-37 | 2037-38 | 2038-39 | 2039-40 | 2040-41 | 2041-42 | 2042-43 | 2043-44 | 2044-45 | 2045-46 | 2046-47 | 2047-48 | 2048-49 | 2049-50
TAS1 | Distributed PV | 13.91% | 13.69% | 14.24% | 14.25% | 13.43% | 14.24% | 14.41% | 13.95% | 13.99% | 14.25% | 14.08% | 14.44% | 14.34% | 13.61% | 14.44% | 14.48% | 14% | 14.1% | 14.4% | 14.2% | 14.6% | 14.54% | 13.75% | 14.59% | 14.57% | 14.08% | 14.15% | 14.48% | 14.3%
TAS1 | Behind the meter battery | 5.704% | 5.607% | 5.547% | 5.538% | 5.501% | 5.496% | 5.475% | 5.417% | 5.367% | 5.318% | 5.332% | 5.23% | 5.159% | 5.071% | 4.992% | 4.89% | 4.814% | 4.766% | 4.719% | 4.656% | 4.613% | 4.574% | 4.546% | 4.462% | 4.404% | 4.339% | 4.284% | 4.205% | 4.139%
TAS1 | Behind the meter battery pump | 4.846% | 4.765% | 4.713% | 4.703% | 4.675% | 4.669% | 4.651% | 4.604% | 4.558% | 4.518% | 4.532% | 4.443% | 4.383% | 4.307% | 4.241% | 4.155% | 4.092% | 4.048% | 4.011% | 3.958% | 3.916% | 3.885% | 3.863% | 3.789% | 3.743% | 3.686% | 3.64% | 3.572% | 3.515%

## Marinus_Generation
Annual sent-out generation by technology (GWh) - Marinus Link, Central Scenario
Explicitly modelled generation
Region | Technology | 2021-22 | 2022-23 | 2023-24 | 2024-25 | 2025-26 | 2026-27 | 2027-28 | 2028-29 | 2029-30 | 2030-31 | 2031-32 | 2032-33 | 2033-34 | 2034-35 | 2035-36 | 2036-37 | 2037-38 | 2038-39 | 2039-40 | 2040-41 | 2041-42 | 2042-43 | 2043-44 | 2044-45 | 2045-46 | 2046-47 | 2047-48 | 2048-49 | 2049-50
NEM | Black Coal | 90469.2467 | 79489.3753 | 79508.8466 | 80420.4681 | 72554.6026 | 67173.8373 | 58615.9057 | 60442.5139 | 46397.6692 | 44500.6797 | 41732.1347 | 41784.3074 | 45808.3674 | 43068.181 | 39685.83 | 38713.346 | 33080.0941 | 33783.3586 | 32342.5163 | 30285.1334 | 29496.8891 | 19413.2936 | 15804.1255 | 13690.9398 | 11482.0432 | 9214.3501 | 9036.15 | 8944.0825 | 8078.6771
NEM | Brown Coal | 29938.315 | 28361.8232 | 28678.3028 | 23009.6559 | 24280.8322 | 23008.1976 | 22322.9746 | 22082.414 | 21509.4747 | 21626.3622 | 21321.5468 | 20996.3095 | 21617.8544 | 21369.1159 | 22065.3102 | 20747.4296 | 19776.9735 | 20378.2408 | 17913.1269 | 19141.9017 | 20932.0252 | 20364.9384 | 19572.7302 | 20004.9032 | 19314.4078 | 19551.0733 | 13332.8584 | 0 | 0
NEM | CCGT | 2252.5065 | 2252.5065 | 1906.8808 | 1958.4194 | 1784.5474 | 1796.5904 | 1738.2335 | 1982.2489 | 1757.0991 | 1797.6545 | 1876.9373 | 3417.7056 | 3867.9935 | 4771.1223 | 3246.3521 | 3071.2614 | 4672.197 | 4899.0569 | 4124.3065 | 4422.8808 | 4519.8791 | 5165.3386 | 3400.425 | 3047.1941 | 1482.4967 | 960.5235 | 963.1552 | 960.5236 | 960.5236
NEM | Gas - Steam | 701.2468 | 715.3087 | 731.6077 | 170.7467 | 159.5963 | 170.0854 | 160.9916 | 169.8026 | 155.6095 | 159.0241 | 156.3236 | 168.3878 | 160.5406 | 171.5761 | 96.6019 | 84.0143 | 185.4401 | 184.1142 | 161.4523 | 190.9926 | 196.6402 | 240.9297 | 234.5159 | 180.9967 | 253.2632 | 0 | 0 | 0 | 0
NEM | OCGT / Diesel | 54.4533 | 24.6984 | 122.4358 | 94.1305 | 37.3532 | 65.6659 | 25.3936 | 81.6036 | 10.2769 | 32.3629 | 24.1807 | 311.2922 | 168.1837 | 247.6197 | 238.8643 | 271.45 | 944.9936 | 755.6372 | 2374.0865 | 3132.743 | 2063.446 | 2979.5482 | 5537.8069 | 3030.562 | 4064.256 | 6903.5595 | 8034.6327 | 11635.2221 | 12473.8289
NEM | Hydro | 13111.7685 | 13236.8703 | 12906.8414 | 15525.0697 | 15766.8685 | 14044.3705 | 15857.3521 | 18189.5971 | 16136.0539 | 14184.3814 | 14151.8195 | 15800.5371 | 16587.1726 | 16922.0628 | 15817.5611 | 14833.9842 | 17647.2126 | 15675.7877 | 14163.9364 | 14472.405 | 12942.2467 | 14805.355 | 15398.8134 | 14215.965 | 14962.9875 | 16923.5959 | 14967.2738 | 14239.2649 | 14181.8624
NEM | Wind | 26800.9309 | 35728.7257 | 35378.6022 | 39232.1558 | 46701.2271 | 51930.544 | 58380.133 | 58727.0724 | 64997.1994 | 67051.6367 | 70535.17 | 68682.3259 | 66947.6384 | 71435.8407 | 75944.3214 | 82187.6038 | 90689.0816 | 91287.2086 | 94847.1139 | 94963.0707 | 97269.2358 | 98273.0945 | 105468.453 | 109584.8571 | 112555.5558 | 113267.9323 | 116810.0198 | 120909.093 | 118842.8912
NEM | Solar PV | 14501.0477 | 17776.7616 | 18079.9033 | 17335.5482 | 16977.4581 | 17976.4781 | 18788.6752 | 17052.9191 | 28090.5831 | 29404.076 | 29891.0296 | 29950.3296 | 28878.793 | 28158.7999 | 30029.4592 | 29809.5016 | 29130.0089 | 30152.1308 | 31590.0731 | 32676.846 | 34089.3886 | 44896.533 | 42920.2127 | 44388.0879 | 45768.1654 | 49576.9012 | 52228.1653 | 58775.508 | 60979.6927
NEM | Grid Battery | 216.55 | 308.1967 | 313.4167 | 357.7762 | 354.4858 | 363.4141 | 322.8785 | 309.5999 | 269.1922 | 274.0844 | 272.3822 | 292.3402 | 257.9269 | 228.0073 | 241.1725 | 247.6673 | 923.6181 | 915.0176 | 967.98 | 923.3771 | 3243.4004 | 3190.1674 | 3469.3426 | 4713.1208 | 4745.7086 | 5952.9551 | 6003.9341 | 6538.2215 | 6546.1775
NEM | Pumped Hydro | 49.4215 | 132.0281 | 200.9986 | 1466.0876 | 5002.5815 | 5356.5289 | 4731.0486 | 5472.2629 | 8920.3812 | 9833.5792 | 9838.2054 | 11001.5417 | 10225.7848 | 9960.0384 | 10872.0766 | 10983.2267 | 12680.3509 | 12492.2358 | 13682.9052 | 12859.2812 | 13532.5343 | 15665.2416 | 14920.1507 | 16118.2119 | 15942.8985 | 16220.4566 | 15874.106 | 19099.4253 | 18736.4337
NEM | VPP | 24.6757 | 43.084 | 57.0422 | 94.2908 | 134.7146 | 183.8417 | 212.5963 | 259.8928 | 309.4888 | 378.4626 | 481.4881 | 577.4255 | 650.3174 | 707.8105 | 802.7995 | 884.5371 | 873.8301 | 916.7568 | 983.6334 | 1011.1764 | 1062.705 | 1135.9706 | 1151.9076 | 1253.242 | 1274.2485 | 1230.3656 | 1292.3497 | 1309.334 | 1262.1015
Total excluding storage |  | 177829.5155 | 177586.0697 | 177313.4207 | 177746.1943 | 178262.4854 | 176165.7691 | 175889.6594 | 178728.1715 | 179053.9658 | 178756.1775 | 179689.1423 | 181111.195 | 184036.5435 | 186144.3184 | 187124.3002 | 189718.5908 | 196126.0015 | 197115.5349 | 197516.6118 | 199285.9733 | 201509.7508 | 206139.031 | 208337.0826 | 208143.506 | 209883.1756 | 216397.9358 | 215372.2552 | 215463.694 | 215517.4758
Region | Technology | 2021-22 | 2022-23 | 2023-24 | 2024-25 | 2025-26 | 2026-27 | 2027-28 | 2028-29 | 2029-30 | 2030-31 | 2031-32 | 2032-33 | 2033-34 | 2034-35 | 2035-36 | 2036-37 | 2037-38 | 2038-39 | 2039-40 | 2040-41 | 2041-42 | 2042-43 | 2043-44 | 2044-45 | 2045-46 | 2046-47 | 2047-48 | 2048-49 | 2049-50
NSW1 | Black Coal | 46092.191 | 38837.4255 | 36103.6602 | 40131.3833 | 32108.4749 | 28362.1313 | 22679.5989 | 25187.787 | 13170.5959 | 12600.991 | 11106.4001 | 8891.2096 | 11129.0265 | 9929.9673 | 6381.7661 | 8030.0517 | 8337.3304 | 8337.3301 | 8273.8606 | 6793.573 | 6378.5791 | 0 | 0 | 0 | 0 | 0 | 0 | 0 | 0
NSW1 | Brown Coal | 0 | 0 | 0 | 0 | 0 | 0 | 0 | 0 | 0 | 0 | 0 | 0 | 0 | 0 | 0 | 0 | 0 | 0 | 0 | 0 | 0 | 0 | 0 | 0 | 0 | 0 | 0 | 0 | 0
NSW1 | CCGT | 33.6489 | 33.6489 | 101.2648 | 64.0791 | 63.5591 | 63.5591 | 63.7332 | 63.7735 | 63.5591 | 63.5591 | 63.7332 | 298.7262 | 335.6174 | 789.5325 | 348.9208 | 341.7392 | 1158.6949 | 1441.3673 | 1334.6766 | 1395.6263 | 1305.723 | 1639.0254 | 6.9031 | 1.9482e-05 | 2.041e-05 | 3.4837e-05 | 3.5161e-05 | 3.9778e-05 | 3.8337e-05
NSW1 | Gas - Steam | 0 | 0 | 0 | 0 | 0 | 0 | 0 | 0 | 0 | 0 | 0 | 0 | 0 | 0 | 0 | 0 | 0 | 0 | 0 | 0 | 0 | 0 | 0 | 0 | 0 | 0 | 0 | 0 | 0
NSW1 | OCGT / Diesel | 0.18039 | 2.1071e-06 | 14.9955 | 45.622 | 12.23 | 18.1631 | 7.7965 | 13.9852 | 2.9562e-06 | 2.6324 | 0.16034 | 28.4595 | 19.8514 | 21.4987 | 54.6605 | 32.011 | 128.1523 | 77.8653 | 845.426 | 1413.4952 | 657.9012 | 871.2688 | 2697.2295 | 1271.1282 | 1415.7071 | 2040.3524 | 3339.8913 | 6094.6723 | 6972.9606
NSW1 | Hydro | 1998.4751 | 2099.839 | 1926.793 | 2767.5778 | 2859.7965 | 2591.8268 | 2501.8216 | 3430.5218 | 2785.4623 | 2457.1729 | 2489.5084 | 2643.7201 | 3071.817 | 3227.8725 | 3234.5213 | 3082.6586 | 3846.9619 | 3046.1471 | 2988.1706 | 2685.7165 | 2573.1774 | 3208.7986 | 3347.372 | 3386.52 | 3384.6645 | 4090.2202 | 3365.8529 | 3297.3491 | 3034.4278
NSW1 | Wind | 6252.6976 | 9583.5913 | 11541.8196 | 13661.8386 | 17419.8394 | 20680.4274 | 22604.0551 | 21979.7 | 25947.711 | 27859.8798 | 29047.5888 | 28753.9057 | 27967.62 | 29730.959 | 31069.3325 | 30931.2276 | 27657.4859 | 25833.228 | 30115.0261 | 30009.4837 | 35642.0717 | 35530.0558 | 37054.677 | 38836.8425 | 38888.2401 | 34263.4495 | 32652.8564 | 34710.9084 | 34731.6429
NSW1 | Solar PV | 5342.8112 | 6499.5899 | 6543.0286 | 6299.1536 | 5994.627 | 6487.1148 | 7114.1318 | 6902.7662 | 17255.4013 | 18221.8587 | 18600.616 | 18427.2875 | 17860.6387 | 17181.9106 | 18513.1908 | 18502.8935 | 17195.4113 | 17427.3843 | 18415.1115 | 18701.29 | 18599.2138 | 23966.6928 | 22995.9817 | 24577.6265 | 24842.7443 | 27209.8922 | 28391.0546 | 32074.1937 | 32618.3777
NSW1 | Grid Battery | 7.4035e-06 | 7.6388e-06 | 7.63e-06 | 7.5828e-06 | 7.4161e-06 | 7.5804e-06 | 9.2043e-06 | 9.9146e-06 | 3.0802e-05 | 3.2009e-05 | 3.2421e-05 | 3.4831e-05 | 3.4267e-05 | 3.498e-05 | 3.7307e-05 | 3.8858e-05 | 8.3139e-05 | 8.153e-05 | 0.00013827 | 0.00013915 | 861.2826 | 856.5115 | 1145.2717 | 1574.3708 | 1634.8888 | 1833.4531 | 1792.2348 | 1848.8125 | 1810.0901
NSW1 | Pumped Hydro | 21.709 | 70.3124 | 95.214 | 948.6821 | 4469.5966 | 4925.484 | 4372.9399 | 4965.049 | 8507.2482 | 9368.6229 | 9373.5212 | 10271.0307 | 9514.0832 | 9293.2622 | 10134.8774 | 10137.2737 | 9606.4813 | 9205.2553 | 9888.6447 | 9390.7224 | 9506.4509 | 9808.5501 | 9334.9339 | 10346.1903 | 10216.2143 | 10255.4455 | 9835.996 | 10350.8066 | 10056.7048
NSW1 | VPP | 8.6915 | 15.2215 | 18.8278 | 34.2985 | 48.9516 | 68.2442 | 78.8745 | 95.445 | 111.8504 | 134.988 | 163.9305 | 196.7933 | 218.2874 | 233.6828 | 263.0958 | 286.597 | 294.9246 | 303.056 | 330.9127 | 330.6902 | 350.4992 | 375.47 | 377.6762 | 416.1 | 423.4289 | 425.8597 | 435.9097 | 458.9239 | 453.5666
Total excluding storage |  | 59720.0043 | 57054.0947 | 56231.5617 | 62969.6544 | 58458.5267 | 58203.2225 | 54971.1372 | 57578.5338 | 59222.7296 | 61206.0939 | 61308.0069 | 59043.3087 | 60384.571 | 60881.7406 | 59602.392 | 60920.5816 | 58324.0366 | 56163.3221 | 61972.2714 | 60999.1848 | 65156.6663 | 65215.8413 | 66102.1633 | 68072.1172 | 68531.356 | 67603.9144 | 67749.6552 | 76177.1235 | 77357.4091
Region | Technology | 2021-22 | 2022-23 | 2023-24 | 2024-25 | 2025-26 | 2026-27 | 2027-28 | 2028-29 | 2029-30 | 2030-31 | 2031-32 | 2032-33 | 2033-34 | 2034-35 | 2035-36 | 2036-37 | 2037-38 | 2038-39 | 2039-40 | 2040-41 | 2041-42 | 2042-43 | 2043-44 | 2044-45 | 2045-46 | 2046-47 | 2047-48 | 2048-49 | 2049-50
QLD1 | Black Coal | 44377.0557 | 40651.9498 | 43405.1864 | 40289.0848 | 40446.1277 | 38811.7059 | 35936.3068 | 35254.7269 | 33227.0733 | 31899.6887 | 30625.7347 | 32893.0978 | 34679.3408 | 33138.2137 | 33304.0639 | 30683.2943 | 24742.7637 | 25446.0285 | 24068.6557 | 23491.5604 | 23118.31 | 19413.2936 | 15804.1255 | 13690.9398 | 11482.0432 | 9214.3501 | 9036.15 | 8944.0825 | 8078.6771
QLD1 | Brown Coal | 0 | 0 | 0 | 0 | 0 | 0 | 0 | 0 | 0 | 0 | 0 | 0 | 0 | 0 | 0 | 0 | 0 | 0 | 0 | 0 | 0 | 0 | 0 | 0 | 0 | 0 | 0 | 0 | 0
QLD1 | CCGT | 1104.025 | 1104.025 | 1232.2762 | 1444.8384 | 1271.4865 | 1283.5295 | 1223.7669 | 1468.9735 | 1244.0381 | 1284.5935 | 1362.4707 | 2616.9809 | 3082.8742 | 3126.6482 | 2446.6979 | 2280.0203 | 3513.5022 | 3457.6897 | 2789.6299 | 3027.2545 | 3214.1561 | 3526.3132 | 3393.5219 | 3047.1941 | 1482.4967 | 960.5235 | 963.1551 | 960.5235 | 960.5235
QLD1 | Gas - Steam | 37.1158 | 37.1158 | 73.7192 | 72.804 | 72.804 | 72.804 | 73.0035 | 72.804 | 72.804 | 72.804 | 73.0035 | 72.804 | 72.804 | 72.804 | 73.0035 | 72.804 | 142.044 | 160.4414 | 161.4523 | 190.9926 | 196.6402 | 240.9297 | 234.5159 | 180.9967 | 253.2632 | 0 | 0 | 0 | 0
QLD1 | OCGT / Diesel | 3.5292e-06 | 3.655e-06 | 1.6695 | 32.7959 | 14.5485 | 21.3322 | 8.4899 | 53.0782 | 8.9955 | 25.9377 | 22.7803 | 163.5333 | 94.1542 | 54.0722 | 88.4328 | 148.2404 | 470.1312 | 310.3529 | 852.6033 | 1009.7426 | 844.5552 | 1351.7788 | 1678.9658 | 1420.7884 | 2387.253 | 4528.6378 | 4313.3572 | 4428.7218 | 4039.0038
QLD1 | Hydro | 683.7571 | 680.8561 | 681.0038 | 675.2371 | 672.3981 | 669.6091 | 669.4905 | 664.0977 | 661.1255 | 647.6977 | 658.9024 | 653.3038 | 650.5419 | 647.7036 | 647.1715 | 642.075 | 239.9581 | 239.6512 | 237.7533 | 236.7879 | 236.5767 | 0 | 0 | 0 | 0 | 0 | 0 | 0 | 0
QLD1 | Wind | 2135.0893 | 3605.6699 | 3600.7441 | 3755.7137 | 6680.3234 | 6861.3907 | 10142.9541 | 12591.3541 | 14782.82 | 15261.7151 | 14890.3446 | 14084.4938 | 12766.1488 | 14798.1213 | 14969.8066 | 18175.7187 | 24907.5539 | 24714.3083 | 25330.1087 | 23884.3092 | 23585.4051 | 25140.8744 | 28913.5602 | 29696.7207 | 33038.7061 | 35512.1151 | 35429.3614 | 35815.9189 | 33988.3822
QLD1 | Solar PV | 5555.0976 | 7538.3561 | 7685.5586 | 7343.985 | 7448.1655 | 7800.5726 | 7893.2139 | 6593.3674 | 7142.0112 | 7427.2567 | 7545.9958 | 7659.7105 | 7327.5955 | 7442.0841 | 7813.5781 | 7531.2408 | 8377.8417 | 9034.8197 | 9414.3822 | 10080.4021 | 11213.9555 | 16146.7026 | 15626.4487 | 15822.5032 | 15904.264 | 17771.4396 | 18629.2464 | 17989.0358 | 20370.502
QLD1 | Grid Battery | 4.9589e-06 | 25.6968 | 26.4038 | 32.5645 | 34.7514 | 34.196 | 32.4632 | 32.5651 | 31.4931 | 31.8292 | 31.5917 | 32.3061 | 31.694 | 31.9459 | 32.1334 | 32.3007 | 722.1588 | 718.2646 | 772.7386 | 735.7429 | 1513.6821 | 1508.8385 | 1510.2678 | 2005.2189 | 1967.1447 | 3006.7163 | 3106.5273 | 3068.5508 | 3178.6921
QLD1 | Pumped Hydro | 27.7125 | 61.7157 | 105.7845 | 517.4055 | 532.9848 | 431.0449 | 358.1087 | 507.2138 | 413.1329 | 464.9562 | 464.6842 | 730.5108 | 711.7014 | 666.7761 | 737.199 | 709.8374 | 2519.7515 | 2622.2198 | 2692.9942 | 2463.3553 | 2719.6992 | 4466.5707 | 4251.776 | 4366.2938 | 4281.9753 | 4611.2899 | 4661.4323 | 4946.4098 | 5093.5842
QLD1 | VPP | 3.6863 | 5.9697 | 8.8163 | 16.6595 | 25.8241 | 35.2172 | 42.4537 | 53.4364 | 67.1174 | 84.6772 | 112.2923 | 131.9017 | 151.0871 | 170.9976 | 187.3499 | 213.0046 | 185.1851 | 197.9488 | 212.6393 | 227.4196 | 242.8686 | 267.4468 | 280.4244 | 285.3214 | 280.7026 | 240.9334 | 274.4183 | 283.8481 | 268.2635
Total excluding storage |  | 53892.1406 | 53617.9727 | 56680.1578 | 53614.4589 | 56605.8537 | 55520.9441 | 55947.2257 | 56698.4018 | 57138.8676 | 56619.6933 | 55179.232 | 58143.9242 | 58673.4595 | 59279.6471 | 59342.7542 | 59533.3934 | 62393.7949 | 63363.2917 | 62854.5852 | 61921.0494 | 62409.5988 | 65819.8923 | 65651.1379 | 63859.1429 | 64548.0261 | 67987.0661 | 68371.2701 | 68138.2825 | 67437.0886
Region | Technology | 2021-22 | 2022-23 | 2023-24 | 2024-25 | 2025-26 | 2026-27 | 2027-28 | 2028-29 | 2029-30 | 2030-31 | 2031-32 | 2032-33 | 2033-34 | 2034-35 | 2035-36 | 2036-37 | 2037-38 | 2038-39 | 2039-40 | 2040-41 | 2041-42 | 2042-43 | 2043-44 | 2044-45 | 2045-46 | 2046-47 | 2047-48 | 2048-49 | 2049-50
VIC1 | Black Coal | 0 | 0 | 0 | 0 | 0 | 0 | 0 | 0 | 0 | 0 | 0 | 0 | 0 | 0 | 0 | 0 | 0 | 0 | 0 | 0 | 0 | 0 | 0 | 0 | 0 | 0 | 0 | 0 | 0
VIC1 | Brown Coal | 29938.315 | 28361.8232 | 28678.3028 | 23009.6559 | 24280.8322 | 23008.1976 | 22322.9746 | 22082.414 | 21509.4747 | 21626.3622 | 21321.5468 | 20996.3095 | 21617.8544 | 21369.1159 | 22065.3102 | 20747.4296 | 19776.9735 | 20378.2408 | 17913.1269 | 19141.9017 | 20932.0252 | 20364.9384 | 19572.7302 | 20004.9032 | 19314.4078 | 19551.0733 | 13332.8584 | 0 | 0
VIC1 | CCGT | 1.9617e-06 | 1.9443e-06 | 2.0461e-06 | 2.3454e-06 | 2.398e-06 | 2.4001e-06 | 2.5253e-06 | 2.7437e-06 | 2.7388e-06 | 2.7618e-06 | 2.8665e-06 | 4.4461e-06 | 4.4808e-06 | 4.481e-06 | 4.435e-06 | 4.4542e-06 | 5.7828e-06 | 6.1857e-06 | 8.8422e-06 | 8.7767e-06 | 1.0158e-05 | 1.0598e-05 | 1.0576e-05 | 9.9291e-06 | 1.0329e-05 | 1.1958e-05 | 1.2123e-05 | 2.9234e-05 | 2.8686e-05
VIC1 | Gas - Steam | 8.1851 | 3.4719 | 9.7191 | 16.3696 | 5.2191 | 15.7083 | 6.1915 | 15.4255 | 1.2324 | 4.647 | 1.5235 | 14.0107 | 6.1635 | 7.1908 | 23.5984 | 11.2103 | 43.3961 | 23.6728 | 0 | 0 | 0 | 0 | 0 | 0 | 0 | 0 | 0 | 0 | 0
VIC1 | OCGT / Diesel | 7.806 | 3.474e-06 | 9.0423 | 3.0674 | 2.0935 | 8.7093 | 3.0834 | 0.80423 | 5.3441e-06 | 5.4753e-06 | 5.6611e-06 | 29.6339 | 2.602 | 10.1689 | 15.0638 | 8.0269 | 33.1425 | 5.0462 | 52.6555 | 44.3428 | 39.7318 | 16.2394 | 123.2955 | 126.7845 | 86.2978 | 69.8228 | 38.6652 | 234.2774 | 483.1197
VIC1 | Hydro | 2733.6998 | 2740.697 | 2478.8953 | 3060.8512 | 3126.3464 | 2956.549 | 2993.5307 | 3764.8755 | 3121.2764 | 2664.5762 | 2683.0925 | 2420.1651 | 2966.6603 | 3054.5711 | 2886.0479 | 2895.1268 | 3640.1386 | 3020.9774 | 2590.4619 | 2584.6693 | 2344.7165 | 2868.3506 | 2968.8904 | 2796.5437 | 2809.6561 | 3521.5849 | 2926.5612 | 2509.7389 | 2509.3891
VIC1 | Wind | 10813.3029 | 13843.5523 | 11929.6352 | 12251.9141 | 12526.4872 | 13002.2798 | 13596.6453 | 12261.7606 | 12349.7387 | 11908.2899 | 13255.995 | 11681.0888 | 11768.2708 | 11883.5742 | 12381.9937 | 14926.1525 | 16745.3736 | 17638.9485 | 16406.2804 | 16503.4923 | 15420.6119 | 15907.8528 | 18298.9765 | 18674.6353 | 19198.8281 | 21177.512 | 26414.1838 | 27970.225 | 26523.0324
VIC1 | Solar PV | 2656.001 | 2637.1368 | 2739.6609 | 2624.9491 | 2493.1717 | 2622.509 | 2682.0565 | 2511.5762 | 2603.911 | 2656.0237 | 2640.7476 | 2742.2024 | 2623.415 | 2493.1765 | 2634.7882 | 2677.9225 | 2511.5791 | 2600.0679 | 2659.9369 | 2637.4149 | 2742.1597 | 2630.056 | 2501.3417 | 2419.088 | 2589.8058 | 2413.6676 | 3097.64 | 6771.3144 | 6072.1125
VIC1 | Grid Battery | 113.0886 | 175.2781 | 174.7899 | 208.3534 | 202.3226 | 210.5947 | 185.6475 | 174.9386 | 147.3809 | 154.4283 | 153.3812 | 168.1685 | 133.9737 | 127.3781 | 136.5768 | 141.8562 | 129.3813 | 126.2125 | 125.3627 | 120.5577 | 45.7713 | 0.00019659 | 0.0002068 | 0.00055083 | 0.00055257 | 0.00055539 | 0.00058399 | 547.8347 | 532.9873
VIC1 | Pumped Hydro | 0 | 0 | 6.356e-06 | 6.8999e-06 | 7.2325e-06 | 7.6398e-06 | 7.3552e-06 | 7.6287e-06 | 7.7947e-06 | 8.4253e-06 | 8.8508e-06 | 1.4019e-05 | 1.3749e-05 | 1.3697e-05 | 1.4554e-05 | 1.614e-05 | 1.9715e-05 | 2.0863e-05 | 4.626e-05 | 4.5299e-05 | 0.00011355 | 0.0001128 | 0.00010987 | 0.00048786 | 0.0041955 | 0.0039972 | 0.0041785 | 2342.5027 | 2221.1682
VIC1 | VPP | 5.9429 | 10.0998 | 14.0062 | 23.8094 | 34.9044 | 49.1756 | 55.9926 | 69.083 | 83.4208 | 103.3738 | 135.2665 | 167.9754 | 193.0632 | 209.7738 | 245.4264 | 267.6222 | 273.2169 | 292.8132 | 309.021 | 320.093 | 348.8593 | 366.243 | 365.7202 | 416.2474 | 425.2426 | 423.2437 | 441.3077 | 424.9852 | 408.7534
Total excluding storage |  | 46157.3098 | 47586.6812 | 45845.2556 | 40966.8074 | 42434.1502 | 41613.953 | 41604.4819 | 40636.856 | 39585.6331 | 38859.8989 | 39902.9053 | 37883.4104 | 38984.9661 | 38817.7974 | 40006.8022 | 41265.8686 | 42750.6033 | 43666.9538 | 39622.4617 | 40911.8211 | 41479.2451 | 41787.4373 | 43465.2343 | 44021.9547 | 43998.9957 | 46733.6607 | 45809.9085 | 37485.5557 | 35587.6537
Region | Technology | 2021-22 | 2022-23 | 2023-24 | 2024-25 | 2025-26 | 2026-27 | 2027-28 | 2028-29 | 2029-30 | 2030-31 | 2031-32 | 2032-33 | 2033-34 | 2034-35 | 2035-36 | 2036-37 | 2037-38 | 2038-39 | 2039-40 | 2040-41 | 2041-42 | 2042-43 | 2043-44 | 2044-45 | 2045-46 | 2046-47 | 2047-48 | 2048-49 | 2049-50
SA1 | Black Coal | 0 | 0 | 0 | 0 | 0 | 0 | 0 | 0 | 0 | 0 | 0 | 0 | 0 | 0 | 0 | 0 | 0 | 0 | 0 | 0 | 0 | 0 | 0 | 0 | 0 | 0 | 0 | 0 | 0
SA1 | Brown Coal | 0 | 0 | 0 | 0 | 0 | 0 | 0 | 0 | 0 | 0 | 0 | 0 | 0 | 0 | 0 | 0 | 0 | 0 | 0 | 0 | 0 | 0 | 0 | 0 | 0 | 0 | 0 | 0 | 0
SA1 | CCGT | 1114.8326 | 1114.8326 | 573.3398 | 449.5019 | 449.5019 | 449.5019 | 450.7334 | 449.5019 | 449.5019 | 449.5019 | 450.7334 | 501.9984 | 449.5019 | 854.9416 | 450.7334 | 449.5019 | 7.1192e-06 | 7.1962e-06 | 9.6809e-06 | 9.5648e-06 | 1.4523e-05 | 1.523e-05 | 1.5338e-05 | 1.4204e-05 | 1.5342e-05 | 1.6679e-05 | 1.6788e-05 | 2.4113e-05 | 2.3448e-05
SA1 | Gas - Steam | 655.946 | 674.7211 | 648.1695 | 81.5731 | 81.5731 | 81.5731 | 81.7966 | 81.5731 | 81.5731 | 81.5731 | 81.7966 | 81.5731 | 81.5731 | 91.5813 | 0 | 0 | 0 | 0 | 0 | 0 | 0 | 0 | 0 | 0 | 0 | 0 | 0 | 0 | 0
SA1 | OCGT / Diesel | 46.4668 | 24.6984 | 96.7286 | 12.6452 | 8.4813 | 17.4613 | 6.0238 | 13.736 | 1.2814 | 3.7928 | 1.2401 | 88.1884 | 51.2384 | 161.8799 | 79.4981 | 82.2547 | 312.3267 | 361.4437 | 620.2159 | 664.9319 | 520.7603 | 740.2611 | 1037.9705 | 209.8451 | 174.6155 | 263.7098 | 342.2533 | 872.0555 | 973.6775
SA1 | Hydro | 0 | 0 | 0 | 0 | 0 | 0 | 0 | 0 | 0 | 0 | 0 | 0 | 0 | 0 | 0 | 0 | 0 | 0 | 0 | 0 | 0 | 0 | 0 | 0 | 0 | 0 | 0 | 0 | 0
SA1 | Wind | 6273.6929 | 7093.2321 | 6287.1509 | 6973.1917 | 6802.0846 | 7506.2474 | 7507.3458 | 7027.1731 | 6571.447 | 6329.6692 | 6648.852 | 7417.4331 | 7280.9631 | 6981.2553 | 8913.9589 | 8861.2478 | 11452.2863 | 12800.534 | 12439.3339 | 12985.9192 | 11662.3201 | 11126.9516 | 10099.5414 | 11380.1784 | 10277.7978 | 11275.099 | 11491.1371 | 11874.2848 | 12646.6262
SA1 | Solar PV | 947.1378 | 1101.6788 | 1111.6552 | 1067.4604 | 1041.4939 | 1066.2817 | 1099.2729 | 1045.2092 | 1089.2596 | 1098.937 | 1103.6702 | 1121.1293 | 1067.1437 | 1041.6288 | 1067.9022 | 1097.4448 | 1045.1768 | 1089.8588 | 1100.6424 | 1257.739 | 1534.0596 | 2153.0815 | 1796.4406 | 1568.8702 | 2431.3513 | 2181.9017 | 2110.2244 | 1940.9642 | 1918.7005
SA1 | Grid Battery | 103.4614 | 107.2218 | 112.223 | 116.8584 | 117.4117 | 118.6234 | 104.7677 | 102.0962 | 90.3181 | 87.8269 | 87.4092 | 91.8656 | 92.259 | 68.6833 | 72.4624 | 73.5104 | 72.0779 | 70.5404 | 69.8785 | 67.0763 | 822.6643 | 824.8171 | 813.8029 | 1133.5306 | 1143.6745 | 1112.7851 | 1105.1714 | 1073.0235 | 1024.408
SA1 | Pumped Hydro | 0 | 0 | 4.8529e-06 | 4.712e-06 | 4.6565e-06 | 4.8396e-06 | 4.8336e-06 | 5.036e-06 | 5.2455e-06 | 5.6033e-06 | 5.8608e-06 | 7.8662e-06 | 7.7922e-06 | 7.7756e-06 | 8.7174e-06 | 1.1611e-05 | 1.1522e-05 | 1.163e-05 | 1.456e-05 | 1.4501e-05 | 2.0745e-05 | 2.0641e-05 | 2.0497e-05 | 2.6038e-05 | 2.9023e-05 | 2.8554e-05 | 2.8999e-05 | 2.8861e-05 | 2.8946e-05
SA1 | VPP | 6.212 | 11.3654 | 15.1131 | 18.9729 | 23.537 | 28.9043 | 30.7847 | 36.6291 | 40.3821 | 46.8094 | 58.7755 | 66.938 | 73.142 | 76.3664 | 87.1345 | 95.5927 | 99.201 | 101.5314 | 108.4524 | 109.4518 | 96.0169 | 101.5252 | 103.2518 | 107.7124 | 114.463 | 110.9034 | 112.574 | 112.369 | 103.3804
Total excluding storage |  | 9038.0761 | 10009.163 | 8717.044 | 8584.3723 | 8383.1348 | 9121.0653 | 9145.1725 | 8617.1933 | 8193.063 | 7963.474 | 8286.2923 | 9210.3223 | 8930.4202 | 9131.2869 | 10512.0925 | 10490.4492 | 12809.7899 | 14251.8365 | 14160.1922 | 14908.5902 | 13717.14 | 14020.2943 | 12933.9525 | 13158.8937 | 12883.7646 | 13720.7106 | 13943.6148 | 14687.3045 | 15539.0042
Region | Technology | 2021-22 | 2022-23 | 2023-24 | 2024-25 | 2025-26 | 2026-27 | 2027-28 | 2028-29 | 2029-30 | 2030-31 | 2031-32 | 2032-33 | 2033-34 | 2034-35 | 2035-36 | 2036-37 | 2037-38 | 2038-39 | 2039-40 | 2040-41 | 2041-42 | 2042-43 | 2043-44 | 2044-45 | 2045-46 | 2046-47 | 2047-48 | 2048-49 | 2049-50
TAS1 | Black Coal | 0 | 0 | 0 | 0 | 0 | 0 | 0 | 0 | 0 | 0 | 0 | 0 | 0 | 0 | 0 | 0 | 0 | 0 | 0 | 0 | 0 | 0 | 0 | 0 | 0 | 0 | 0 | 0 | 0
TAS1 | Brown Coal | 0 | 0 | 0 | 0 | 0 | 0 | 0 | 0 | 0 | 0 | 0 | 0 | 0 | 0 | 0 | 0 | 0 | 0 | 0 | 0 | 0 | 0 | 0 | 0 | 0 | 0 | 0 | 0 | 0
TAS1 | CCGT | 1.7143e-06 | 1.7002e-06 | 1.7868e-06 | 1.8019e-06 | 1.8094e-06 | 1.8632e-06 | 2.0255e-06 | 2.1559e-06 | 2.214e-06 | 2.2702e-06 | 2.3333e-06 | 3.1283e-06 | 3.1429e-06 | 3.1378e-06 | 3.133e-06 | 3.1795e-06 | 3.6883e-06 | 3.8972e-06 | 4.5343e-06 | 4.5031e-06 | 5.077e-06 | 5.1708e-06 | 5.1821e-06 | 5.0321e-06 | 5.1214e-06 | 5.756e-06 | 5.9875e-06 | 8.3008e-06 | 8.2213e-06
TAS1 | Gas - Steam | 0 | 0 | 0 | 0 | 0 | 0 | 0 | 0 | 0 | 0 | 0 | 0 | 0 | 0 | 0 | 0 | 0 | 0 | 0 | 0 | 0 | 0 | 0 | 0 | 0 | 0 | 0 | 0 | 0
TAS1 | OCGT / Diesel | 1.3609e-06 | 1.3273e-06 | 1.395e-06 | 1.4307e-06 | 1.4618e-06 | 1.5449e-06 | 1.6534e-06 | 1.7591e-06 | 1.8176e-06 | 1.8653e-06 | 1.9161e-06 | 1.477 | 0.33762 | 2.7142e-06 | 1.2092 | 0.91695 | 1.2408 | 0.92907 | 3.1858 | 0.23038 | 0.49744 | 3.5692e-06 | 0.34557 | 2.0158 | 0.38262 | 1.0367 | 0.46576 | 5.4951 | 5.0673
TAS1 | Hydro | 7695.8366 | 7715.4783 | 7820.1492 | 9021.4037 | 9108.3275 | 7826.3856 | 9692.5093 | 10330.1021 | 9568.1897 | 8414.9346 | 8320.3162 | 10083.348 | 9898.1534 | 9991.9155 | 9049.8203 | 8214.1239 | 9920.1541 | 9369.012 | 8347.5505 | 8965.2312 | 7787.776 | 8728.2058 | 9082.5511 | 8032.9014 | 8768.6669 | 9311.7908 | 8674.8597 | 8432.1769 | 8638.0454
TAS1 | Wind | 1326.1482 | 1602.6799 | 2019.2524 | 2589.4977 | 3272.4925 | 3880.1986 | 4529.1327 | 4867.0845 | 5345.4828 | 5692.0828 | 6692.3896 | 6745.4044 | 7164.6357 | 8041.9309 | 8609.2297 | 9293.2571 | 9926.3819 | 10300.1898 | 10556.3649 | 11579.8662 | 10958.8272 | 10567.3599 | 11101.698 | 10996.4803 | 11151.9837 | 11039.7566 | 10822.481 | 10537.7558 | 10953.2075
TAS1 | Solar PV | 3.7408e-07 | 5.4504e-07 | 8.7093e-07 | 1.0598e-06 | 9.1669e-07 | 1.1192e-06 | 1.0759e-06 | 1.1047e-06 | 1.3775e-06 | 1.5686e-06 | 2.1267e-06 | 2.2462e-06 | 3.0697e-06 | 2.6976e-06 | 3.0164e-06 | 2.9254e-06 | 3.0699e-06 | 3.2281e-06 | 3.2739e-06 | 5.1165e-06 | 5.2768e-06 | 5.2652e-06 | 4.5411e-06 | 4.7975e-06 | 4.6591e-06 | 4.594e-06 | 4.7928e-06 | 6.0284e-06 | 7.0018e-06
TAS1 | Grid Battery | 4.8107e-06 | 4.9771e-06 | 4.9027e-06 | 4.912e-06 | 5.1126e-06 | 5.3234e-06 | 5.8598e-06 | 6.6582e-06 | 1.0085e-05 | 1.0665e-05 | 1.113e-05 | 1.4494e-05 | 1.4677e-05 | 1.5493e-05 | 1.6924e-05 | 1.8599e-05 | 1.8225e-05 | 1.8631e-05 | 2.6466e-05 | 2.7838e-05 | 2.9094e-05 | 2.8585e-05 | 3.0777e-05 | 3.3088e-05 | 3.2129e-05 | 3.6166e-05 | 3.7944e-05 | 5.0963e-05 | 5.2616e-05
TAS1 | Pumped Hydro | 0 | 0 | 1.2405e-05 | 1.2987e-05 | 1.4295e-05 | 1.5211e-05 | 1.6525e-05 | 1.7151e-05 | 1.9114e-05 | 2.1372e-05 | 2.3331e-05 | 9.1848e-05 | 9.3197e-05 | 9.5402e-05 | 0.00016793 | 136.1155 | 554.118 | 664.7607 | 1101.2663 | 1005.2035 | 1306.3841 | 1390.1206 | 1333.4406 | 1405.7274 | 1444.7047 | 1353.7171 | 1376.6735 | 1459.7061 | 1364.9765
TAS1 | VPP | 0.14301 | 0.42755 | 0.27886 | 0.55054 | 1.4975 | 2.3003 | 4.4906 | 5.2993 | 6.7181 | 8.6141 | 11.2234 | 13.817 | 14.7378 | 16.9899 | 19.7929 | 21.7205 | 21.3024 | 21.4073 | 22.608 | 23.5219 | 24.461 | 25.2855 | 24.835 | 27.8609 | 30.4114 | 29.4254 | 28.1399 | 29.2079 | 28.1377
Total excluding storage |  | 9021.9848 | 9318.1582 | 9839.4016 | 11610.9013 | 12380.82 | 11706.5842 | 14221.642 | 15197.1866 | 14913.6725 | 14107.0174 | 15012.7058 | 16830.2295 | 17063.1267 | 18033.8465 | 17660.2593 | 17508.2979 | 19847.7768 | 19670.1308 | 18907.1013 | 20545.3278 | 18747.1006 | 19295.5657 | 20184.5946 | 19031.3975 | 19921.0332 | 20352.5841 | 19497.8065 | 18975.4278 | 19596.3202
Explicitly modelled pumping
Region | Technology | 2021-22 | 2022-23 | 2023-24 | 2024-25 | 2025-26 | 2026-27 | 2027-28 | 2028-29 | 2029-30 | 2030-31 | 2031-32 | 2032-33 | 2033-34 | 2034-35 | 2035-36 | 2036-37 | 2037-38 | 2038-39 | 2039-40 | 2040-41 | 2041-42 | 2042-43 | 2043-44 | 2044-45 | 2045-46 | 2046-47 | 2047-48 | 2048-49 | 2049-50
NEM | Grid Battery pump | 266.5811 | 381.3837 | 385.9415 | 442.0038 | 437.5516 | 448.4397 | 399.5293 | 381.3082 | 332.5441 | 338.1676 | 337.2571 | 360.0823 | 318.5246 | 281.2614 | 297.7253 | 305.7621 | 1102.1673 | 1088.0538 | 1151.0548 | 1098.696 | 3820.5589 | 3760.287 | 4083.1567 | 5546.9023 | 5593.9133 | 7005.7108 | 7069.9298 | 7691.5355 | 7698.4404
NEM | Pumped Hydro Pump | 134.2602 | 431.618 | 591.9907 | 3216.209 | 6894.5746 | 7647.5969 | 7163.9111 | 7730.9218 | 12372.4776 | 13492.0968 | 13884.3291 | 15280.6964 | 14969.8044 | 13928.0951 | 15714.5587 | 16118.6937 | 17512.2047 | 17458.5088 | 18814.389 | 18048.8732 | 18637.8786 | 22037.7014 | 20263.097 | 22593.3011 | 22681.5833 | 22570.271 | 22067.8606 | 26442.0293 | 25570.0333
NEM | VPP pump | 29.6167 | 51.8293 | 68.3461 | 113.22 | 161.7107 | 220.5839 | 255.6153 | 311.4838 | 371.4784 | 454.2267 | 579.3377 | 691.6511 | 780.8692 | 849.772 | 962.9443 | 1061.6869 | 1050.2948 | 1101.0539 | 1178.3427 | 1216.2066 | 1273.4939 | 1364.8627 | 1381.209 | 1503.9797 | 1532.1607 | 1474.2076 | 1554.0228 | 1568.6777 | 1514.1081
Region | Technology | 2021-22 | 2022-23 | 2023-24 | 2024-25 | 2025-26 | 2026-27 | 2027-28 | 2028-29 | 2029-30 | 2030-31 | 2031-32 | 2032-33 | 2033-34 | 2034-35 | 2035-36 | 2036-37 | 2037-38 | 2038-39 | 2039-40 | 2040-41 | 2041-42 | 2042-43 | 2043-44 | 2044-45 | 2045-46 | 2046-47 | 2047-48 | 2048-49 | 2049-50
NSW1 | Grid Battery pump | 8.789e-06 | 9.0638e-06 | 9.0471e-06 | 8.9978e-06 | 8.7987e-06 | 8.9895e-06 | 1.0925e-05 | 1.1759e-05 | 3.6833e-05 | 3.8267e-05 | 3.8804e-05 | 4.1518e-05 | 4.0908e-05 | 4.1744e-05 | 4.445e-05 | 4.6327e-05 | 9.8535e-05 | 9.6526e-05 | 0.00016317 | 0.00016473 | 1013.4432 | 1007.491 | 1347.3785 | 1852.2009 | 1927.4136 | 2152.9884 | 2114.5077 | 2169.0772 | 2129.5177
NSW1 | Pumped Hydro Pump | 95.8267 | 339.7539 | 442.1548 | 2473.5841 | 6127.4313 | 7029.2669 | 6647.9429 | 7003.2755 | 11778.7359 | 12823.8763 | 13214.7433 | 14232.5854 | 13946.9693 | 12969.8251 | 14655.0794 | 14926.8876 | 13572.7206 | 13275.9506 | 13991.2995 | 13622.1456 | 13528.1799 | 14631.2641 | 13232.7969 | 15331.3931 | 15433.0318 | 15072.8839 | 14472.3709 | 15455.3925 | 14707.5947
NSW1 | VPP pump | 10.4319 | 18.3114 | 22.5558 | 41.1766 | 58.7435 | 81.9091 | 94.8158 | 114.4091 | 134.247 | 162.0177 | 197.271 | 235.6833 | 261.9991 | 280.953 | 315.2969 | 343.9846 | 354.8998 | 363.804 | 396.1888 | 398.0281 | 420.1111 | 450.1031 | 453.3012 | 499.4188 | 509.5105 | 509.8376 | 524.7393 | 549.2737 | 544.3877
Region | Technology | 2021-22 | 2022-23 | 2023-24 | 2024-25 | 2025-26 | 2026-27 | 2027-28 | 2028-29 | 2029-30 | 2030-31 | 2031-32 | 2032-33 | 2033-34 | 2034-35 | 2035-36 | 2036-37 | 2037-38 | 2038-39 | 2039-40 | 2040-41 | 2041-42 | 2042-43 | 2043-44 | 2044-45 | 2045-46 | 2046-47 | 2047-48 | 2048-49 | 2049-50
QLD1 | Grid Battery pump | 5.8364e-06 | 31.7244 | 32.4986 | 40.2031 | 42.923 | 42.1973 | 40.098 | 40.1838 | 38.8804 | 39.2953 | 39.1009 | 39.7853 | 39.1284 | 39.4579 | 39.6523 | 39.8774 | 853.4522 | 844.4277 | 910.7372 | 866.3524 | 1780.0299 | 1776.4489 | 1777.5062 | 2357.583 | 2313.7202 | 3543.9487 | 3648.1025 | 3616.018 | 3733.6792
QLD1 | Pumped Hydro Pump | 38.4335 | 91.8642 | 149.8359 | 742.6249 | 767.1433 | 618.3299 | 515.9682 | 727.6462 | 593.7417 | 668.2205 | 669.5858 | 1048.1108 | 1022.835 | 958.2699 | 1059.4791 | 1020.1561 | 3248.3421 | 3348.2856 | 3449.8283 | 3155.9563 | 3475.3941 | 5669.9775 | 5371.7289 | 5510.9186 | 5423.7847 | 5824.1163 | 5855.7618 | 6252.7563 | 6379.758
QLD1 | VPP pump | 4.4244 | 7.1841 | 10.5626 | 19.9954 | 31.024 | 42.2401 | 51.0069 | 64.084 | 80.5568 | 101.6328 | 135.0688 | 158.022 | 181.3404 | 205.3127 | 224.7894 | 255.6562 | 222.8692 | 236.9825 | 255.2178 | 272.9849 | 291.4726 | 321.4138 | 336.734 | 342.2509 | 336.5403 | 289.8292 | 328.7153 | 341.3989 | 321.2662
Region | Technology | 2021-22 | 2022-23 | 2023-24 | 2024-25 | 2025-26 | 2026-27 | 2027-28 | 2028-29 | 2029-30 | 2030-31 | 2031-32 | 2032-33 | 2033-34 | 2034-35 | 2035-36 | 2036-37 | 2037-38 | 2038-39 | 2039-40 | 2040-41 | 2041-42 | 2042-43 | 2043-44 | 2044-45 | 2045-46 | 2046-47 | 2047-48 | 2048-49 | 2049-50
VIC1 | Grid Battery pump | 139.1559 | 216.9817 | 215.201 | 257.4448 | 249.7621 | 259.7938 | 229.7835 | 215.3846 | 181.9517 | 190.6522 | 189.9485 | 207.1777 | 165.496 | 157.0092 | 168.6133 | 175.1311 | 159.73 | 156.3082 | 154.2785 | 149.3023 | 56.0422 | 0.00023172 | 0.00024286 | 0.00064806 | 0.00065135 | 0.00065211 | 0.00068834 | 644.5114 | 627.0438
VIC1 | Pumped Hydro Pump | 0 | 0 | 7.9537e-06 | 8.6353e-06 | 9.035e-06 | 9.5379e-06 | 9.2163e-06 | 9.5183e-06 | 9.7585e-06 | 1.0525e-05 | 1.108e-05 | 1.7521e-05 | 1.7197e-05 | 1.7109e-05 | 1.8168e-05 | 2.0192e-05 | 2.4627e-05 | 2.6183e-05 | 5.772e-05 | 5.6874e-05 | 0.0001417 | 0.00014159 | 0.00013674 | 0.00060985 | 0.005269 | 0.0049719 | 0.0052478 | 2928.1284 | 2776.46
VIC1 | VPP pump | 7.1329 | 12.1486 | 16.7843 | 28.6064 | 41.904 | 58.9825 | 67.3569 | 82.7636 | 100.1247 | 124.0732 | 162.7832 | 201.1791 | 232.094 | 251.4061 | 294.57 | 321.2102 | 327.9253 | 352.3455 | 369.9986 | 385.2312 | 417.6706 | 440.7789 | 437.7509 | 499.5958 | 511.7748 | 506.6104 | 531.1553 | 508.6021 | 490.6012
Region | Technology | 2021-22 | 2022-23 | 2023-24 | 2024-25 | 2025-26 | 2026-27 | 2027-28 | 2028-29 | 2029-30 | 2030-31 | 2031-32 | 2032-33 | 2033-34 | 2034-35 | 2035-36 | 2036-37 | 2037-38 | 2038-39 | 2039-40 | 2040-41 | 2041-42 | 2042-43 | 2043-44 | 2044-45 | 2045-46 | 2046-47 | 2047-48 | 2048-49 | 2049-50
SA1 | Grid Battery pump | 127.4251 | 132.6775 | 138.242 | 144.3559 | 144.8664 | 146.4486 | 129.6478 | 125.7398 | 111.712 | 108.2201 | 108.2077 | 113.1193 | 113.9 | 84.7942 | 89.4597 | 90.7536 | 88.9851 | 87.3177 | 86.0389 | 83.0411 | 971.0436 | 976.3468 | 958.2717 | 1337.1177 | 1352.7789 | 1308.773 | 1307.3188 | 1261.9288 | 1208.1997
SA1 | Pumped Hydro Pump | 0 | 0 | 6.0679e-06 | 5.9013e-06 | 5.8159e-06 | 6.0429e-06 | 6.0567e-06 | 6.2833e-06 | 6.5676e-06 | 6.9993e-06 | 7.3308e-06 | 9.8339e-06 | 9.743e-06 | 9.71e-06 | 1.089e-05 | 1.4521e-05 | 1.4394e-05 | 1.4585e-05 | 1.8151e-05 | 1.8196e-05 | 2.5863e-05 | 2.5877e-05 | 2.5555e-05 | 3.2576e-05 | 3.6376e-05 | 3.5558e-05 | 3.6392e-05 | 3.5934e-05 | 3.6221e-05
SA1 | VPP pump | 7.4559 | 13.6691 | 18.1114 | 22.7753 | 28.2466 | 34.6921 | 37.0298 | 43.8827 | 48.4865 | 56.164 | 70.7202 | 80.1659 | 87.7878 | 91.6579 | 104.5822 | 114.734 | 119.0647 | 122.1599 | 129.8706 | 131.6971 | 114.9141 | 122.2174 | 123.5637 | 129.3268 | 137.7393 | 132.7077 | 135.5386 | 134.4465 | 124.081
Region | Technology | 2021-22 | 2022-23 | 2023-24 | 2024-25 | 2025-26 | 2026-27 | 2027-28 | 2028-29 | 2029-30 | 2030-31 | 2031-32 | 2032-33 | 2033-34 | 2034-35 | 2035-36 | 2036-37 | 2037-38 | 2038-39 | 2039-40 | 2040-41 | 2041-42 | 2042-43 | 2043-44 | 2044-45 | 2045-46 | 2046-47 | 2047-48 | 2048-49 | 2049-50
TAS1 | Grid Battery pump | 5.661e-06 | 5.8573e-06 | 5.7677e-06 | 5.7794e-06 | 6.0147e-06 | 6.2624e-06 | 6.8957e-06 | 7.8316e-06 | 1.1869e-05 | 1.2545e-05 | 1.3099e-05 | 1.706e-05 | 1.7267e-05 | 1.823e-05 | 1.9902e-05 | 2.1893e-05 | 2.1437e-05 | 2.1941e-05 | 3.112e-05 | 3.2777e-05 | 3.421e-05 | 3.3648e-05 | 3.6217e-05 | 3.8902e-05 | 3.7848e-05 | 4.2506e-05 | 4.4698e-05 | 5.9903e-05 | 6.192e-05
TAS1 | Pumped Hydro Pump | 0 | 0 | 1.5551e-05 | 1.624e-05 | 1.7869e-05 | 1.9001e-05 | 2.0694e-05 | 2.1386e-05 | 2.3959e-05 | 2.6674e-05 | 2.922e-05 | 0.00011502 | 0.00011638 | 0.00011935 | 0.00020961 | 171.65 | 691.142 | 834.2726 | 1373.2611 | 1270.7712 | 1634.3044 | 1736.4596 | 1658.571 | 1750.9887 | 1824.7614 | 1673.2657 | 1739.7225 | 1805.752 | 1706.2206
TAS1 | VPP pump | 0.17164 | 0.516 | 0.33198 | 0.66631 | 1.7926 | 2.7601 | 5.4058 | 6.3444 | 8.0634 | 10.339 | 13.4946 | 16.6007 | 17.648 | 20.4423 | 23.7058 | 26.1019 | 25.5358 | 25.762 | 27.0669 | 28.2653 | 29.3255 | 30.3496 | 29.8593 | 33.3874 | 36.5957 | 35.2226 | 33.8744 | 34.9565 | 33.7719
Non-controllable capacity
Region | Technology | 2021-22 | 2022-23 | 2023-24 | 2024-25 | 2025-26 | 2026-27 | 2027-28 | 2028-29 | 2029-30 | 2030-31 | 2031-32 | 2032-33 | 2033-34 | 2034-35 | 2035-36 | 2036-37 | 2037-38 | 2038-39 | 2039-40 | 2040-41 | 2041-42 | 2042-43 | 2043-44 | 2044-45 | 2045-46 | 2046-47 | 2047-48 | 2048-49 | 2049-50
NEM | Distributed PV | 17966.1251 | 20100.6795 | 21848.5557 | 22765.7608 | 23520.219 | 26712.9041 | 28250.2682 | 26710.882 | 28962.3643 | 30914.2247 | 32262.7878 | 33604.8783 | 33813.0341 | 33976.8825 | 37696.6292 | 38914.4849 | 36303.367 | 39129.5695 | 41710.6576 | 43318.6363 | 44440.8755 | 44228.555 | 43943.4562 | 48400.6107 | 49711.1476 | 46026.6458 | 49621.4902 | 52962.0301 | 54802.2134
NEM | Behind the meter battery | 274.2921 | 322.7655 | 377.4056 | 441.916 | 524.7405 | 624.9438 | 702.6065 | 780.1503 | 916.5023 | 1062.9236 | 1310.8182 | 1435.9449 | 1573.1611 | 1680.3963 | 1781.133 | 1856.768 | 1927.461 | 2000.5502 | 2079.2953 | 2147.8019 | 2226.1602 | 2306.7147 | 2389.4767 | 2400.7435 | 2416.8737 | 2424.2587 | 2440.1321 | 2439.5699 | 2438.5083
NEM | Behind the meter battery pump | 233.0404 | 274.1938 | 320.6539 | 375.4693 | 445.7175 | 530.8198 | 596.8722 | 662.6992 | 778.5165 | 902.9392 | 1113.6428 | 1220.0169 | 1336.223 | 1427.318 | 1512.8203 | 1577.4412 | 1637.703 | 1699.356 | 1766.0472 | 1824.66 | 1891.329 | 1958.7365 | 2030.3464 | 2039.52 | 2052.599 | 2059.134 | 2073.3251 | 2072.6927 | 2071.1611
Region | Technology | 2021-22 | 2022-23 | 2023-24 | 2024-25 | 2025-26 | 2026-27 | 2027-28 | 2028-29 | 2029-30 | 2030-31 | 2031-32 | 2032-33 | 2033-34 | 2034-35 | 2035-36 | 2036-37 | 2037-38 | 2038-39 | 2039-40 | 2040-41 | 2041-42 | 2042-43 | 2043-44 | 2044-45 | 2045-46 | 2046-47 | 2047-48 | 2048-49 | 2049-50
NSW1 | Distributed PV | 5204.0164 | 5881.733 | 6097.6203 | 6362.1284 | 6503.6664 | 7561.6005 | 7799.3333 | 7221.9231 | 7693.3554 | 8429.2142 | 9135.0771 | 9232.9948 | 9474.093 | 9536.0352 | 10952.211 | 11213.6267 | 10409.2512 | 11061.1613 | 12074.4253 | 12966.5624 | 12905.9314 | 13078.0882 | 13015.2652 | 14802.4008 | 15046.9679 | 13816.9635 | 14650.873 | 15983.8137 | 17049.5514
NSW1 | Behind the meter battery | 103.7437 | 114.2404 | 137.9244 | 165.9003 | 201.313 | 240.9159 | 264.5842 | 289.7374 | 335.4861 | 383.0036 | 465.2208 | 500.5256 | 543.8767 | 577.0925 | 608.9188 | 631.888 | 654.0991 | 675.5199 | 700.7784 | 721.1068 | 744.6086 | 768.4752 | 793.5574 | 797.0251 | 801.425 | 803.7639 | 807.3625 | 807.7907 | 807.16
NSW1 | Behind the meter battery pump | 88.1293 | 97.0216 | 117.1621 | 140.9418 | 170.997 | 204.6077 | 224.7487 | 246.0761 | 284.9925 | 325.3838 | 395.4208 | 425.2231 | 461.797 | 490.3539 | 517.0464 | 536.8256 | 555.8161 | 574.0677 | 595.1176 | 612.7617 | 632.5367 | 652.4851 | 674.521 | 677.4172 | 680.3664 | 682.9967 | 685.9903 | 686.2534 | 685.4489
Region | Technology | 2021-22 | 2022-23 | 2023-24 | 2024-25 | 2025-26 | 2026-27 | 2027-28 | 2028-29 | 2029-30 | 2030-31 | 2031-32 | 2032-33 | 2033-34 | 2034-35 | 2035-36 | 2036-37 | 2037-38 | 2038-39 | 2039-40 | 2040-41 | 2041-42 | 2042-43 | 2043-44 | 2044-45 | 2045-46 | 2046-47 | 2047-48 | 2048-49 | 2049-50
QLD1 | Distributed PV | 5567.3648 | 6252.7151 | 6535.0958 | 6564.9108 | 6903.5367 | 7623.4303 | 7934.3665 | 6899.0674 | 7734.7975 | 8266.4241 | 9020.1611 | 9268.269 | 9263.1607 | 9754.2535 | 10771.5054 | 11127.7048 | 9702.5719 | 10828.6207 | 11489.8808 | 12365.4002 | 12482.6233 | 12281.9138 | 12714.2217 | 13851.0346 | 14256.9572 | 12334.5707 | 13776.1666 | 14614.4548 | 15684.6206
QLD1 | Behind the meter battery | 46.1059 | 51.2898 | 62.8898 | 76.9438 | 94.1079 | 114.339 | 129.4405 | 144.185 | 167.6189 | 204.8006 | 260.2955 | 292.0182 | 328.1998 | 357.9519 | 385.721 | 407.778 | 429.0894 | 449.044 | 469.664 | 492.0875 | 514.8354 | 538.0025 | 561.6947 | 566.605 | 572.2196 | 576.7274 | 581.9254 | 583.27 | 585.6388
QLD1 | Behind the meter battery pump | 39.1572 | 43.5755 | 53.4177 | 65.3788 | 79.9186 | 97.0955 | 109.9162 | 122.5159 | 142.4376 | 173.9088 | 221.1189 | 248.1635 | 278.7158 | 303.9474 | 327.6112 | 346.3668 | 364.4744 | 381.5345 | 399.0059 | 418.1686 | 437.5687 | 456.7426 | 477.2466 | 481.3082 | 486.3169 | 489.674 | 494.6069 | 495.5824 | 497.3207
Region | Technology | 2021-22 | 2022-23 | 2023-24 | 2024-25 | 2025-26 | 2026-27 | 2027-28 | 2028-29 | 2029-30 | 2030-31 | 2031-32 | 2032-33 | 2033-34 | 2034-35 | 2035-36 | 2036-37 | 2037-38 | 2038-39 | 2039-40 | 2040-41 | 2041-42 | 2042-43 | 2043-44 | 2044-45 | 2045-46 | 2046-47 | 2047-48 | 2048-49 | 2049-50
VIC1 | Distributed PV | 4329.4005 | 4908.7952 | 5934.1919 | 6528.7696 | 6863.0057 | 8027.2367 | 8796.0994 | 8929.0801 | 9626.1225 | 10179.6404 | 9984.4368 | 10760.8291 | 10744.8887 | 10455.0049 | 11440.4569 | 11800.6131 | 11528.2593 | 12300.9387 | 13053.8349 | 12807.4881 | 13660.682 | 13556.1803 | 13075.8792 | 14262.8401 | 14649.2457 | 14279.6933 | 15258.3695 | 16219.645 | 15845.6324
VIC1 | Behind the meter battery | 60.3615 | 72.3202 | 86.6818 | 103.6542 | 127.6658 | 157.9156 | 187.3608 | 216.0942 | 267.3679 | 312.7858 | 390.6955 | 438.5207 | 483.411 | 517.6718 | 549.9019 | 574.0839 | 596.4233 | 621.8879 | 649.6279 | 672.0144 | 699.0363 | 727.0829 | 754.4992 | 759.0364 | 765.4179 | 768.307 | 774.8118 | 775.1915 | 774.81
VIC1 | Behind the meter battery pump | 51.3066 | 61.4512 | 73.6598 | 88.083 | 108.4706 | 134.1928 | 159.1916 | 183.5475 | 227.026 | 265.6899 | 331.839 | 372.6114 | 410.8313 | 439.6676 | 467.2812 | 487.8914 | 506.9155 | 527.9599 | 551.6485 | 570.5388 | 593.9882 | 617.4131 | 640.9921 | 644.5839 | 650.0555 | 652.3952 | 658.1553 | 658.6052 | 658.2953
Region | Technology | 2021-22 | 2022-23 | 2023-24 | 2024-25 | 2025-26 | 2026-27 | 2027-28 | 2028-29 | 2029-30 | 2030-31 | 2031-32 | 2032-33 | 2033-34 | 2034-35 | 2035-36 | 2036-37 | 2037-38 | 2038-39 | 2039-40 | 2040-41 | 2041-42 | 2042-43 | 2043-44 | 2044-45 | 2045-46 | 2046-47 | 2047-48 | 2048-49 | 2049-50
SA1 | Distributed PV | 2623.5452 | 2798.1478 | 2996.8815 | 3008.3834 | 2949.0755 | 3160.1857 | 3360.8342 | 3300.464 | 3533.7408 | 3645.3258 | 3718.3325 | 3905.4589 | 3875.3563 | 3779.4643 | 4028.9273 | 4246.1349 | 4126.3157 | 4379.708 | 4502.8278 | 4576.0415 | 4756.5856 | 4662.4055 | 4501.1598 | 4782.4214 | 5031.6478 | 4870.1344 | 5185.5389 | 5354.2666 | 5426.7292
SA1 | Behind the meter battery | 56.7354 | 76.761 | 80.3364 | 83.7752 | 87.4369 | 94.3938 | 101.223 | 107.735 | 120.7804 | 134.1477 | 160.928 | 168.8699 | 178.8956 | 186.8102 | 193.693 | 198.596 | 201.84 | 206.6333 | 210.4501 | 212.7899 | 216.7262 | 220.9463 | 226.2016 | 224.8024 | 224.5688 | 222.3658 | 222.9625 | 220.6855 | 218.5777
SA1 | Behind the meter battery pump | 48.2076 | 65.216 | 68.2817 | 71.1775 | 74.2498 | 80.1578 | 86.0269 | 91.5227 | 102.6208 | 114.0145 | 136.6407 | 143.4284 | 151.9345 | 158.6357 | 164.4393 | 168.6089 | 171.3923 | 175.4796 | 178.8172 | 180.8586 | 183.9819 | 187.7459 | 192.102 | 190.9761 | 190.6156 | 188.965 | 189.485 | 187.5319 | 185.6623
Region | Technology | 2021-22 | 2022-23 | 2023-24 | 2024-25 | 2025-26 | 2026-27 | 2027-28 | 2028-29 | 2029-30 | 2030-31 | 2031-32 | 2032-33 | 2033-34 | 2034-35 | 2035-36 | 2036-37 | 2037-38 | 2038-39 | 2039-40 | 2040-41 | 2041-42 | 2042-43 | 2043-44 | 2044-45 | 2045-46 | 2046-47 | 2047-48 | 2048-49 | 2049-50
TAS1 | Distributed PV | 241.7982 | 259.2885 | 284.7662 | 301.5686 | 300.9347 | 340.451 | 359.6348 | 360.3473 | 374.3481 | 393.6202 | 404.7802 | 437.3265 | 455.5355 | 452.1246 | 503.5286 | 526.4053 | 536.969 | 559.1407 | 589.6888 | 603.1441 | 635.0531 | 649.9672 | 636.9304 | 701.9138 | 726.329 | 725.2839 | 750.5421 | 789.8501 | 795.6798
TAS1 | Behind the meter battery | 7.3456 | 8.1541 | 9.5732 | 11.6426 | 14.2168 | 17.3795 | 19.9981 | 22.3987 | 25.2488 | 28.1858 | 33.6784 | 36.0105 | 38.7781 | 40.8699 | 42.8983 | 44.4221 | 46.0092 | 47.4651 | 48.7751 | 49.8034 | 50.9537 | 52.2079 | 53.5239 | 53.2746 | 53.2423 | 53.0947 | 53.07 | 52.6323 | 52.3218
TAS1 | Behind the meter battery pump | 6.2397 | 6.9295 | 8.1325 | 9.8883 | 12.0815 | 14.7661 | 16.9888 | 19.037 | 21.4396 | 23.9422 | 28.6235 | 30.5904 | 32.9445 | 34.7133 | 36.4422 | 37.7485 | 39.1047 | 40.3143 | 41.458 | 42.3322 | 43.2535 | 44.3498 | 45.4846 | 45.2346 | 45.2446 | 45.103 | 45.0875 | 44.7198 | 44.4337

## Marinus_Capacity
Installed capacity by technology (MW) - Marinus Link, Central Scenario
Capacity calculated on 1 July. In early study years some wind and solar projects enter later in the financial year and are therefore reflected in the following financial year's capacity.
Explicitly modelled generation
Region | Technology | 2021-22 | 2022-23 | 2023-24 | 2024-25 | 2025-26 | 2026-27 | 2027-28 | 2028-29 | 2029-30 | 2030-31 | 2031-32 | 2032-33 | 2033-34 | 2034-35 | 2035-36 | 2036-37 | 2037-38 | 2038-39 | 2039-40 | 2040-41 | 2041-42 | 2042-43 | 2043-44 | 2044-45 | 2045-46 | 2046-47 | 2047-48 | 2048-49 | 2049-50
NEM | Black Coal | 18366 | 17891 | 16416 | 14058.1783 | 11770.2162 | 11118.1897 | 10426.6378 | 9726.6378 | 7850.4783 | 7731.2687 | 7731.2683 | 7328.9891 | 7328.9891 | 7328.9891 | 6876.9512 | 6396 | 5246 | 5246 | 5246 | 5246 | 5246 | 3152 | 2787 | 2422 | 2057 | 1692 | 1692 | 1692 | 1692
NEM | Brown Coal | 4790 | 4790 | 4790 | 3818.8728 | 3818.8728 | 3509.0919 | 3509.0919 | 3509.0919 | 3486.1092 | 3340 | 3340 | 3340 | 3340 | 3340 | 3340 | 3340 | 3340 | 3340 | 3340 | 3340 | 3340 | 3340 | 3340 | 3340 | 3340 | 3340 | 2225 | 0 | 0
NEM | CCGT | 3054.9 | 3054.9 | 2874.9 | 2874.9 | 2874.9 | 2874.9 | 2874.9 | 2874.9 | 2874.9 | 2874.9 | 2874.9 | 2874.9 | 2874.9 | 2874.9 | 2874.9 | 2489.9 | 1960.9 | 1960.9 | 1817.5 | 1817.5 | 1817.5 | 1817.5 | 1377.5 | 1192.5 | 548 | 388 | 388 | 388 | 388
NEM | Gas - Steam | 1384 | 1384 | 1384 | 1384 | 1384 | 1384 | 1384 | 1384 | 1384 | 1384 | 1384 | 1384 | 1384 | 1384 | 584 | 584 | 584 | 584 | 84 | 84 | 84 | 84 | 84 | 84 | 84 | 0 | 0 | 0 | 0
NEM | OCGT / Diesel | 6863.14 | 6863.14 | 6863.14 | 6863.14 | 6863.14 | 6863.14 | 6863.14 | 6863.14 | 6863.14 | 6480.64 | 6480.64 | 6211.3 | 5749.3 | 5632.3 | 5502.3 | 5502.3 | 5502.3 | 5502.3 | 5747.0161 | 5627.0161 | 5627.0161 | 5533.0161 | 5533.0161 | 5517.61 | 6073.1383 | 7127.0282 | 6543.0282 | 8056.4931 | 7669.7319
NEM | Hydro | 7365.3 | 7365.3 | 7365.3 | 7365.3 | 7365.3 | 7365.3 | 7615.3 | 7615.3 | 7615.3 | 7615.3 | 7615.3 | 7615.3 | 7615.3 | 7615.3 | 7615.3 | 7615.3 | 7528.9 | 7528.9 | 7528.9 | 7528.9 | 7528.9 | 7462.9 | 7462.9 | 7462.9 | 7462.9 | 7462.9 | 7462.9 | 7462.9 | 7462.9
NEM | Wind | 8952.838 | 11397.4522 | 12299.8139 | 13327.8682 | 14724.8844 | 15679.2603 | 17141.52 | 18702.6183 | 21800.564 | 21825.7196 | 21967.3754 | 22592.1718 | 22578.1281 | 22715.2835 | 23306.2134 | 24598.942 | 28181.6636 | 28818.2753 | 29485.1195 | 28956.1432 | 31389.5846 | 34256.9813 | 34174.0294 | 33831.6473 | 33967.2061 | 35709.2931 | 37833.9499 | 39556.5195 | 39330.5421
NEM | Solar PV | 5599.971 | 6959.156 | 6959.156 | 6959.156 | 6959.156 | 6959.156 | 7177.1131 | 7372.6108 | 11670.3111 | 11670.3111 | 11670.3111 | 11670.3111 | 11670.3111 | 11670.3111 | 11670.3111 | 11549.3111 | 12707.7898 | 12557.4898 | 12557.4905 | 12809.663 | 13352.1423 | 18455.3956 | 18080.3956 | 17661.7756 | 18307.613 | 22360.3265 | 22912.3146 | 25141.873 | 25778.8846
NEM | Grid Battery | 260.33 | 600.33 | 600.33 | 600.33 | 600.33 | 600.33 | 600.33 | 600.33 | 600.33 | 570.33 | 570.33 | 570.33 | 515 | 490 | 490 | 490 | 1006.0465 | 1006.0465 | 1046.6713 | 1026.6713 | 2880.8429 | 2580.8429 | 2841.2504 | 3748.3593 | 3810.1341 | 5017.8718 | 5017.8718 | 5458.7068 | 5458.7068
NEM | Pumped Hydro | 810 | 810 | 810 | 810 | 2850 | 2850 | 2850 | 2850 | 4850 | 4850 | 4850 | 4850.0153 | 4849.9973 | 4850 | 4850 | 4900.193 | 5990.7605 | 6037.2728 | 6227.0975 | 6227.0975 | 6439.5037 | 7142.6323 | 7142.6153 | 7157.4627 | 7157.4917 | 7735.0901 | 7735.0786 | 8726.1701 | 8726.1701
NEM | VPP | 36.545 | 54.909 | 79.222 | 111.716 | 155.475 | 212.948 | 274.212 | 348.483 | 458.205 | 557.379 | 708.547 | 823.447 | 953.292 | 1081.03 | 1214.079 | 1346.365 | 1479.677 | 1613.916 | 1747.369 | 1881.885 | 2021.695 | 2168.3841 | 2317.988 | 2433.084 | 2551.477 | 2673.029 | 2797.397 | 2923.275 | 3050.769
Total excluding storage |  | 56376.149 | 59704.9482 | 58952.3099 | 56651.4153 | 55760.4694 | 55753.0379 | 56991.7027 | 58048.2988 | 63544.8025 | 62922.1394 | 63063.7948 | 63016.972 | 62540.9283 | 62561.0837 | 61769.9757 | 62075.7531 | 65051.5534 | 65537.8651 | 65806.0262 | 65409.2223 | 68385.143 | 74101.7929 | 72838.8411 | 71512.4328 | 71839.8574 | 78079.5478 | 79057.1927 | 82297.7855 | 82322.0586
Region | Technology | 2021-22 | 2022-23 | 2023-24 | 2024-25 | 2025-26 | 2026-27 | 2027-28 | 2028-29 | 2029-30 | 2030-31 | 2031-32 | 2032-33 | 2033-34 | 2034-35 | 2035-36 | 2036-37 | 2037-38 | 2038-39 | 2039-40 | 2040-41 | 2041-42 | 2042-43 | 2043-44 | 2044-45 | 2045-46 | 2046-47 | 2047-48 | 2048-49 | 2049-50
NSW1 | Black Coal | 10240 | 9765 | 8290 | 7612.1783 | 5324.2163 | 4891.2428 | 4199.6866 | 4199.6866 | 2323.5271 | 2204.3129 | 2204.3129 | 1802.0379 | 1802.0379 | 1802.0379 | 1350 | 1350 | 1350 | 1350 | 1350 | 1350 | 1350 | 0 | 0 | 0 | 0 | 0 | 0 | 0 | 0
NSW1 | Brown Coal | 0 | 0 | 0 | 0 | 0 | 0 | 0 | 0 | 0 | 0 | 0 | 0 | 0 | 0 | 0 | 0 | 0 | 0 | 0 | 0 | 0 | 0 | 0 | 0 | 0 | 0 | 0 | 0 | 0
NSW1 | CCGT | 625 | 625 | 625 | 625 | 625 | 625 | 625 | 625 | 625 | 625 | 625 | 625 | 625 | 625 | 625 | 625 | 625 | 625 | 625 | 625 | 625 | 625 | 185 | 0 | 0 | 0 | 0 | 0 | 0
NSW1 | Gas - Steam | 0 | 0 | 0 | 0 | 0 | 0 | 0 | 0 | 0 | 0 | 0 | 0 | 0 | 0 | 0 | 0 | 0 | 0 | 0 | 0 | 0 | 0 | 0 | 0 | 0 | 0 | 0 | 0 | 0
NSW1 | OCGT / Diesel | 1438 | 1438 | 1438 | 1438 | 1438 | 1438 | 1438 | 1438 | 1438 | 1438 | 1438 | 1438 | 1438 | 1438 | 1388 | 1388 | 1388 | 1388 | 2070.9362 | 2070.9362 | 2070.9362 | 2070.9362 | 2070.9362 | 2343.2568 | 2343.2568 | 2343.2568 | 2343.2568 | 3424.422 | 3424.422
NSW1 | Hydro | 2585 | 2585 | 2585 | 2585 | 2585 | 2585 | 2585 | 2585 | 2585 | 2585 | 2585 | 2585 | 2585 | 2585 | 2585 | 2585 | 2585 | 2585 | 2585 | 2585 | 2585 | 2585 | 2585 | 2585 | 2585 | 2585 | 2585 | 2585 | 2585
NSW1 | Wind | 2220.73 | 2981.1842 | 3741.8901 | 4514.174 | 5288.4129 | 6105.6333 | 6729.1459 | 7367.0216 | 9626.0302 | 9626.0302 | 9626.0302 | 9626.0302 | 9626.0302 | 9626.0302 | 9626.0302 | 9579.5302 | 9409.5302 | 9629.1188 | 10465.9502 | 10105.4502 | 11992.95 | 12671.9878 | 12377.0078 | 12377.0078 | 12377.0091 | 12150.2091 | 12571.1712 | 12674.5459 | 12561.3559
NSW1 | Solar PV | 2130.363 | 2600.363 | 2600.363 | 2600.363 | 2600.363 | 2600.363 | 2818.3201 | 3013.8178 | 7311.5181 | 7311.5181 | 7311.5181 | 7311.5181 | 7311.5181 | 7311.5181 | 7311.5181 | 7311.5181 | 7546.6244 | 7396.3244 | 7396.3251 | 7396.3251 | 7396.3244 | 9870.4115 | 9797.4115 | 9797.4115 | 9894.3818 | 12081.4358 | 12414.9901 | 13372.9198 | 13547.4775
NSW1 | Grid Battery | 0 | 0 | 0 | 0 | 0 | 0 | 0 | 0 | 0 | 0 | 0 | 0 | 0 | 0 | 0 | 0 | 0 | 0 | 0 | 0 | 672.0286 | 672.0286 | 932.4361 | 1211.9646 | 1273.7394 | 1462.2572 | 1462.2572 | 1462.2572 | 1462.2572
NSW1 | Pumped Hydro | 240 | 240 | 240 | 240 | 2280 | 2280 | 2280 | 2280 | 4280 | 4280 | 4280 | 4280.0153 | 4279.9973 | 4280 | 4280 | 4280.0073 | 4279.9999 | 4280.0042 | 4280 | 4280.0001 | 4280 | 4279.9855 | 4279.9685 | 4279.9839 | 4280.0115 | 4280.0115 | 4280 | 4280 | 4280
NSW1 | VPP | 13.897 | 19.697 | 29.162 | 42.001 | 59.431 | 81.633 | 103.019 | 129.604 | 168.832 | 203.169 | 255.242 | 292.839 | 337.193 | 380.779 | 426.084 | 469.969 | 513.223 | 556.711 | 599.309 | 642.059 | 686.952 | 734.321 | 783.025 | 821.133 | 860.401 | 900.734 | 941.995 | 983.641 | 1025.804
Total excluding storage |  | 19239.093 | 19994.5472 | 19280.2531 | 19374.7154 | 17860.9921 | 18245.2391 | 18395.1525 | 19228.526 | 23909.0754 | 23789.8612 | 23789.8612 | 23387.5862 | 23387.5862 | 23387.5862 | 22885.5483 | 22839.0483 | 22904.1546 | 22973.4432 | 24493.2115 | 24132.7115 | 26020.2106 | 27823.3355 | 27015.3555 | 27102.6762 | 27199.6477 | 29159.9016 | 29914.4181 | 32056.8877 | 32118.2554
Region | Technology | 2021-22 | 2022-23 | 2023-24 | 2024-25 | 2025-26 | 2026-27 | 2027-28 | 2028-29 | 2029-30 | 2030-31 | 2031-32 | 2032-33 | 2033-34 | 2034-35 | 2035-36 | 2036-37 | 2037-38 | 2038-39 | 2039-40 | 2040-41 | 2041-42 | 2042-43 | 2043-44 | 2044-45 | 2045-46 | 2046-47 | 2047-48 | 2048-49 | 2049-50
QLD1 | Black Coal | 8126 | 8126 | 8126 | 6446 | 6446 | 6226.947 | 6226.9512 | 5526.9512 | 5526.9512 | 5526.9558 | 5526.9553 | 5526.9512 | 5526.9512 | 5526.9512 | 5526.9512 | 5046 | 3896 | 3896 | 3896 | 3896 | 3896 | 3152 | 2787 | 2422 | 2057 | 1692 | 1692 | 1692 | 1692
QLD1 | Brown Coal | 0 | 0 | 0 | 0 | 0 | 0 | 0 | 0 | 0 | 0 | 0 | 0 | 0 | 0 | 0 | 0 | 0 | 0 | 0 | 0 | 0 | 0 | 0 | 0 | 0 | 0 | 0 | 0 | 0
QLD1 | CCGT | 1512.9 | 1512.9 | 1512.9 | 1512.9 | 1512.9 | 1512.9 | 1512.9 | 1512.9 | 1512.9 | 1512.9 | 1512.9 | 1512.9 | 1512.9 | 1512.9 | 1512.9 | 1127.9 | 1127.9 | 1127.9 | 984.5 | 984.5 | 984.5 | 984.5 | 984.5 | 984.5 | 340 | 180 | 180 | 180 | 180
QLD1 | Gas - Steam | 84 | 84 | 84 | 84 | 84 | 84 | 84 | 84 | 84 | 84 | 84 | 84 | 84 | 84 | 84 | 84 | 84 | 84 | 84 | 84 | 84 | 84 | 84 | 84 | 84 | 0 | 0 | 0 | 0
QLD1 | OCGT / Diesel | 1910 | 1910 | 1910 | 1910 | 1910 | 1910 | 1910 | 1910 | 1910 | 1910 | 1910 | 1910 | 1618 | 1501 | 1501 | 1501 | 1501 | 1501 | 1502.78 | 1502.78 | 1502.78 | 1502.78 | 1502.78 | 1370.78 | 1926.3083 | 2980.1982 | 2980.1982 | 3144.1472 | 2757.386
QLD1 | Hydro | 152.4 | 152.4 | 152.4 | 152.4 | 152.4 | 152.4 | 152.4 | 152.4 | 152.4 | 152.4 | 152.4 | 152.4 | 152.4 | 152.4 | 152.4 | 152.4 | 66 | 66 | 66 | 66 | 66 | 0 | 0 | 0 | 0 | 0 | 0 | 0 | 0
QLD1 | Wind | 676.608 | 1176.608 | 1176.608 | 1290.9861 | 1776.608 | 1776.608 | 2511.1995 | 3297.2667 | 4089.7983 | 4089.7983 | 4089.7983 | 4089.7983 | 4089.7983 | 4089.7983 | 4212.8873 | 4739.4309 | 6524.5824 | 6524.5824 | 6524.5824 | 6536.6497 | 6821.1136 | 8656.1238 | 8475.6055 | 8593.6233 | 8957.8521 | 9680.9411 | 9680.9411 | 9680.9411 | 10295.8437
QLD1 | Solar PV | 2017.635 | 2827.62 | 2827.62 | 2827.62 | 2827.62 | 2827.62 | 2827.62 | 2827.62 | 2827.62 | 2827.62 | 2827.62 | 2827.62 | 2827.62 | 2827.62 | 2827.62 | 2706.62 | 3629.9924 | 3629.9924 | 3629.9924 | 3808.6456 | 4237.559 | 6491.2447 | 6324.2447 | 6123.1447 | 6168.9438 | 8034.6033 | 7924.2033 | 7393.3033 | 8361.2072
QLD1 | Grid Battery | 0 | 20 | 20 | 20 | 20 | 20 | 20 | 20 | 20 | 20 | 20 | 20 | 20 | 20 | 20 | 20 | 536.0465 | 536.0465 | 576.6712 | 556.6712 | 1159.8323 | 1159.8323 | 1159.8323 | 1541.5021 | 1541.5021 | 2560.722 | 2560.722 | 2560.722 | 2560.722
QLD1 | Pumped Hydro | 570 | 570 | 570 | 570 | 570 | 570 | 570 | 570 | 570 | 570 | 570 | 570 | 570 | 570 | 570 | 570 | 1466.1818 | 1466.1818 | 1466.1818 | 1466.1818 | 1530.1494 | 2233.2925 | 2233.2925 | 2248.1243 | 2248.1243 | 2825.7227 | 2825.7227 | 2825.7227 | 2825.7227
QLD1 | VPP | 6.283 | 9.038 | 13.648 | 20.047 | 28.646 | 39.92 | 51.776 | 66.05 | 86.234 | 109.423 | 142.449 | 168.902 | 199.702 | 230.441 | 262.576 | 295.532 | 329.475 | 362.967 | 395.859 | 429.33 | 463.784 | 499.933 | 537.296 | 565.416 | 594.354 | 624.143 | 654.722 | 685.861 | 717.549
Total excluding storage |  | 14479.543 | 15789.528 | 15789.528 | 14223.906 | 14709.528 | 14490.475 | 15225.0707 | 15311.1379 | 16103.6695 | 16103.6741 | 16103.6736 | 16103.6695 | 15811.6695 | 15694.6695 | 15817.7585 | 15357.3509 | 16829.4747 | 16829.4747 | 16687.8547 | 16878.5752 | 17591.9526 | 20870.6484 | 20158.1301 | 19578.0479 | 19534.1042 | 22567.7426 | 22457.3426 | 22090.3916 | 23286.4369
Region | Technology | 2021-22 | 2022-23 | 2023-24 | 2024-25 | 2025-26 | 2026-27 | 2027-28 | 2028-29 | 2029-30 | 2030-31 | 2031-32 | 2032-33 | 2033-34 | 2034-35 | 2035-36 | 2036-37 | 2037-38 | 2038-39 | 2039-40 | 2040-41 | 2041-42 | 2042-43 | 2043-44 | 2044-45 | 2045-46 | 2046-47 | 2047-48 | 2048-49 | 2049-50
VIC1 | Black Coal | 0 | 0 | 0 | 0 | 0 | 0 | 0 | 0 | 0 | 0 | 0 | 0 | 0 | 0 | 0 | 0 | 0 | 0 | 0 | 0 | 0 | 0 | 0 | 0 | 0 | 0 | 0 | 0 | 0
VIC1 | Brown Coal | 4790 | 4790 | 4790 | 3818.8728 | 3818.8728 | 3509.0919 | 3509.0919 | 3509.0919 | 3486.1092 | 3340 | 3340 | 3340 | 3340 | 3340 | 3340 | 3340 | 3340 | 3340 | 3340 | 3340 | 3340 | 3340 | 3340 | 3340 | 3340 | 3340 | 2225 | 0 | 0
VIC1 | CCGT | 0 | 0 | 0 | 0 | 0 | 0 | 0 | 0 | 0 | 0 | 0 | 0 | 0 | 0 | 0 | 0 | 0 | 0 | 0 | 0 | 0 | 0 | 0 | 0 | 0 | 0 | 0 | 0 | 0
VIC1 | Gas - Steam | 500 | 500 | 500 | 500 | 500 | 500 | 500 | 500 | 500 | 500 | 500 | 500 | 500 | 500 | 500 | 500 | 500 | 500 | 0 | 0 | 0 | 0 | 0 | 0 | 0 | 0 | 0 | 0 | 0
VIC1 | OCGT / Diesel | 1900 | 1900 | 1900 | 1900 | 1900 | 1900 | 1900 | 1900 | 1900 | 1900 | 1900 | 1900 | 1730 | 1730 | 1730 | 1730 | 1730 | 1730 | 1290 | 1290 | 1290 | 1196 | 1196 | 1196 | 1196 | 1196 | 612 | 612 | 612
VIC1 | Hydro | 2219 | 2219 | 2219 | 2219 | 2219 | 2219 | 2219 | 2219 | 2219 | 2219 | 2219 | 2219 | 2219 | 2219 | 2219 | 2219 | 2219 | 2219 | 2219 | 2219 | 2219 | 2219 | 2219 | 2219 | 2219 | 2219 | 2219 | 2219 | 2219
VIC1 | Wind | 3434.44 | 4322.2 | 4322.2 | 4322.2 | 4322.2 | 4322.2 | 4322.2 | 4322.2 | 4322.2 | 4322.2 | 4322.2 | 4322.2 | 4269.7007 | 4269.7007 | 4269.7007 | 4969.7 | 5942.8089 | 5844.3979 | 5652.3979 | 5364.0979 | 5625.5755 | 5978.9242 | 6585.3307 | 6273.3307 | 6387.8594 | 7259.5995 | 8903.5929 | 10051.7899 | 9324.1
VIC1 | Solar PV | 1098.973 | 1098.973 | 1098.973 | 1098.973 | 1098.973 | 1098.973 | 1098.973 | 1098.973 | 1098.973 | 1098.973 | 1098.973 | 1098.973 | 1098.973 | 1098.973 | 1098.973 | 1098.973 | 1098.973 | 1098.973 | 1098.973 | 1098.973 | 1098.973 | 1101.3959 | 1101.3959 | 993.8759 | 1057.0875 | 1057.0875 | 1385.9213 | 3188.45 | 2791
VIC1 | Grid Battery | 55.33 | 375.33 | 375.33 | 375.33 | 375.33 | 375.33 | 375.33 | 375.33 | 375.33 | 375.33 | 375.33 | 375.33 | 320 | 320 | 320 | 320 | 320 | 320 | 320 | 320 | 300.0001 | 0.00011418 | 0.0001142 | 0.00031288 | 0.00031289 | 0.00031287 | 0.00031272 | 440.8353 | 440.8353
VIC1 | Pumped Hydro | 0 | 0 | 0 | 0 | 0 | 0 | 0 | 0 | 0 | 0 | 0 | 0 | 0 | 0 | 0 | 0 | 0 | 0 | 0 | 0 | 0 | 0 | 0 | 0.00019007 | 0.0016442 | 0.0016442 | 0.0016443 | 975.4639 | 975.4639
VIC1 | VPP | 7.967 | 12.184 | 18.007 | 25.892 | 37.312 | 52.961 | 71.587 | 94.075 | 129.773 | 159.421 | 205.486 | 243.58 | 283.23 | 321.698 | 361.635 | 401.73 | 443.322 | 486.699 | 530.824 | 575.442 | 621.935 | 669.907 | 718.015 | 754.911 | 792.922 | 831.94 | 871.864 | 912.314 | 953.272
Total excluding storage |  | 13942.413 | 14830.173 | 14830.173 | 13859.0458 | 13859.0458 | 13549.2649 | 13549.2649 | 13549.2649 | 13526.2821 | 13380.173 | 13380.173 | 13380.173 | 13157.6737 | 13157.6737 | 13157.6737 | 13857.673 | 14830.7819 | 14732.3709 | 13600.3709 | 13312.0709 | 13573.5485 | 13835.32 | 14441.7265 | 14022.2065 | 14199.9469 | 15071.687 | 15345.5142 | 16071.2399 | 14946.1
Region | Technology | 2021-22 | 2022-23 | 2023-24 | 2024-25 | 2025-26 | 2026-27 | 2027-28 | 2028-29 | 2029-30 | 2030-31 | 2031-32 | 2032-33 | 2033-34 | 2034-35 | 2035-36 | 2036-37 | 2037-38 | 2038-39 | 2039-40 | 2040-41 | 2041-42 | 2042-43 | 2043-44 | 2044-45 | 2045-46 | 2046-47 | 2047-48 | 2048-49 | 2049-50
SA1 | Black Coal | 0 | 0 | 0 | 0 | 0 | 0 | 0 | 0 | 0 | 0 | 0 | 0 | 0 | 0 | 0 | 0 | 0 | 0 | 0 | 0 | 0 | 0 | 0 | 0 | 0 | 0 | 0 | 0 | 0
SA1 | Brown Coal | 0 | 0 | 0 | 0 | 0 | 0 | 0 | 0 | 0 | 0 | 0 | 0 | 0 | 0 | 0 | 0 | 0 | 0 | 0 | 0 | 0 | 0 | 0 | 0 | 0 | 0 | 0 | 0 | 0
SA1 | CCGT | 709 | 709 | 529 | 529 | 529 | 529 | 529 | 529 | 529 | 529 | 529 | 529 | 529 | 529 | 529 | 529 | 0 | 0 | 0 | 0 | 0 | 0 | 0 | 0 | 0 | 0 | 0 | 0 | 0
SA1 | Gas - Steam | 800 | 800 | 800 | 800 | 800 | 800 | 800 | 800 | 800 | 800 | 800 | 800 | 800 | 800 | 0 | 0 | 0 | 0 | 0 | 0 | 0 | 0 | 0 | 0 | 0 | 0 | 0 | 0 | 0
SA1 | OCGT / Diesel | 1437.14 | 1437.14 | 1437.14 | 1437.14 | 1437.14 | 1437.14 | 1437.14 | 1437.14 | 1437.14 | 1054.64 | 1054.64 | 785.3 | 785.3 | 785.3 | 705.3 | 705.3 | 705.3 | 705.3 | 705.3 | 705.3 | 705.3 | 705.3 | 705.3 | 549.5732 | 549.5732 | 549.5732 | 549.5732 | 817.9239 | 817.9239
SA1 | Hydro | 0 | 0 | 0 | 0 | 0 | 0 | 0 | 0 | 0 | 0 | 0 | 0 | 0 | 0 | 0 | 0 | 0 | 0 | 0 | 0 | 0 | 0 | 0 | 0 | 0 | 0 | 0 | 0 | 0
SA1 | Wind | 2053.31 | 2349.71 | 2349.71 | 2349.71 | 2349.71 | 2349.71 | 2316.71 | 2316.71 | 2225.96 | 2113.96 | 2113.96 | 2598.7384 | 2500.0384 | 2500.0384 | 2830.724 | 2806.254 | 3663.5598 | 4041.8385 | 3922.8598 | 3883.8598 | 3883.8598 | 3883.8598 | 3669.9998 | 3669.9998 | 3326.7998 | 3700.8578 | 3760.559 | 4179.8925 | 4179.8925
SA1 | Solar PV | 353 | 432.2 | 432.2 | 432.2 | 432.2 | 432.2 | 432.2 | 432.2 | 432.2 | 432.2 | 432.2 | 432.2 | 432.2 | 432.2 | 432.2 | 432.2 | 432.2 | 432.2 | 432.2 | 505.7193 | 619.2859 | 992.3435 | 857.3435 | 747.3435 | 1187.1999 | 1187.1999 | 1187.1999 | 1187.1999 | 1079.1999
SA1 | Grid Battery | 205 | 205 | 205 | 205 | 205 | 205 | 205 | 205 | 205 | 175 | 175 | 175 | 175 | 150 | 150 | 150 | 150 | 150 | 150.0001 | 150.0001 | 748.9819 | 748.9819 | 748.9819 | 994.8923 | 994.8923 | 994.8923 | 994.8923 | 994.8923 | 994.8923
SA1 | Pumped Hydro | 0 | 0 | 0 | 0 | 0 | 0 | 0 | 0 | 0 | 0 | 0 | 0 | 0 | 0 | 0 | 0 | 0 | 0 | 0 | 0 | 0 | 0 | 0 | 0 | 0 | 0 | 0 | 0 | 0
SA1 | VPP | 7.403 | 12.575 | 16.369 | 20.818 | 25.878 | 32.539 | 40.105 | 48.895 | 60.853 | 70.614 | 87.129 | 97.388 | 109.546 | 121.655 | 134.326 | 146.657 | 158.138 | 169.176 | 180.255 | 191.186 | 202.356 | 214.599 | 227.014 | 236.682 | 246.511 | 256.534 | 266.715 | 276.923 | 287.161
Total excluding storage |  | 5352.45 | 5728.05 | 5548.05 | 5548.05 | 5548.05 | 5548.05 | 5515.05 | 5515.05 | 5424.3 | 4929.8 | 4929.8 | 5145.2384 | 5046.5384 | 5046.5384 | 4497.224 | 4472.754 | 4801.0598 | 5179.3385 | 5060.3598 | 5094.8791 | 5208.4457 | 5581.5033 | 5232.6433 | 4966.9165 | 5063.573 | 5437.6309 | 5497.3322 | 6185.0163 | 6077.0163
Region | Technology | 2021-22 | 2022-23 | 2023-24 | 2024-25 | 2025-26 | 2026-27 | 2027-28 | 2028-29 | 2029-30 | 2030-31 | 2031-32 | 2032-33 | 2033-34 | 2034-35 | 2035-36 | 2036-37 | 2037-38 | 2038-39 | 2039-40 | 2040-41 | 2041-42 | 2042-43 | 2043-44 | 2044-45 | 2045-46 | 2046-47 | 2047-48 | 2048-49 | 2049-50
TAS1 | Black Coal | 0 | 0 | 0 | 0 | 0 | 0 | 0 | 0 | 0 | 0 | 0 | 0 | 0 | 0 | 0 | 0 | 0 | 0 | 0 | 0 | 0 | 0 | 0 | 0 | 0 | 0 | 0 | 0 | 0
TAS1 | Brown Coal | 0 | 0 | 0 | 0 | 0 | 0 | 0 | 0 | 0 | 0 | 0 | 0 | 0 | 0 | 0 | 0 | 0 | 0 | 0 | 0 | 0 | 0 | 0 | 0 | 0 | 0 | 0 | 0 | 0
TAS1 | CCGT | 208 | 208 | 208 | 208 | 208 | 208 | 208 | 208 | 208 | 208 | 208 | 208 | 208 | 208 | 208 | 208 | 208 | 208 | 208 | 208 | 208 | 208 | 208 | 208 | 208 | 208 | 208 | 208 | 208
TAS1 | Gas - Steam | 0 | 0 | 0 | 0 | 0 | 0 | 0 | 0 | 0 | 0 | 0 | 0 | 0 | 0 | 0 | 0 | 0 | 0 | 0 | 0 | 0 | 0 | 0 | 0 | 0 | 0 | 0 | 0 | 0
TAS1 | OCGT / Diesel | 178 | 178 | 178 | 178 | 178 | 178 | 178 | 178 | 178 | 178 | 178 | 178 | 178 | 178 | 178 | 178 | 178 | 178 | 178 | 58 | 58 | 58 | 58 | 58 | 58 | 58 | 58 | 58 | 58
TAS1 | Hydro | 2408.9 | 2408.9 | 2408.9 | 2408.9 | 2408.9 | 2408.9 | 2658.9 | 2658.9 | 2658.9 | 2658.9 | 2658.9 | 2658.9 | 2658.9 | 2658.9 | 2658.9 | 2658.9 | 2658.9 | 2658.9 | 2658.9 | 2658.9 | 2658.9 | 2658.9 | 2658.9 | 2658.9 | 2658.9 | 2658.9 | 2658.9 | 2658.9 | 2658.9
TAS1 | Wind | 567.75 | 567.75 | 709.4058 | 850.7981 | 987.9535 | 1125.109 | 1262.2646 | 1399.4201 | 1536.5755 | 1673.7311 | 1815.3869 | 1955.4049 | 2092.5605 | 2229.7159 | 2366.8713 | 2504.027 | 2641.1824 | 2778.3378 | 2919.3293 | 3066.0857 | 3066.0857 | 3066.0857 | 3066.0857 | 2917.6857 | 2917.6857 | 2917.6857 | 2917.6857 | 2969.35 | 2969.35
TAS1 | Solar PV | 0 | 0 | 0 | 0 | 0 | 0 | 0 | 0 | 0 | 0 | 0 | 0 | 0 | 0 | 0 | 0 | 0 | 0 | 0 | 0 | 0 | 0 | 0 | 0 | 0 | 0 | 0 | 0 | 0
TAS1 | Grid Battery | 0 | 0 | 0 | 0 | 0 | 0 | 0 | 0 | 0 | 0 | 0 | 0 | 0 | 0 | 0 | 0 | 0 | 0 | 0 | 0 | 0 | 0 | 0 | 0 | 0 | 0 | 0 | 0 | 0
TAS1 | Pumped Hydro | 0 | 0 | 0 | 0 | 0 | 0 | 0 | 0 | 0 | 0 | 0 | 0 | 0 | 0 | 0 | 50.1857 | 244.5788 | 291.0869 | 480.9157 | 480.9157 | 629.3543 | 629.3543 | 629.3543 | 629.3543 | 629.3543 | 629.3543 | 629.3543 | 644.9835 | 644.9835
TAS1 | VPP | 0.995 | 1.415 | 2.036 | 2.958 | 4.208 | 5.895 | 7.725 | 9.859 | 12.513 | 14.752 | 18.241 | 20.738 | 23.621 | 26.457 | 29.458 | 32.477 | 35.519 | 38.363 | 41.122 | 43.868 | 46.668 | 49.624 | 52.638 | 54.942 | 57.289 | 59.678 | 62.101 | 64.536 | 66.983
Total excluding storage |  | 3362.65 | 3362.65 | 3504.3058 | 3645.6981 | 3782.8535 | 3920.009 | 4307.1646 | 4444.3201 | 4581.4755 | 4718.6311 | 4860.2869 | 5000.3049 | 5137.4605 | 5274.6159 | 5411.7713 | 5548.927 | 5686.0824 | 5823.2378 | 5964.2293 | 5990.9857 | 5990.9857 | 5990.9857 | 5990.9857 | 5842.5857 | 5842.5857 | 5842.5857 | 5842.5857 | 5894.25 | 5894.25
Explicitly modelled pumping
Region | Technology | 2021-22 | 2022-23 | 2023-24 | 2024-25 | 2025-26 | 2026-27 | 2027-28 | 2028-29 | 2029-30 | 2030-31 | 2031-32 | 2032-33 | 2033-34 | 2034-35 | 2035-36 | 2036-37 | 2037-38 | 2038-39 | 2039-40 | 2040-41 | 2041-42 | 2042-43 | 2043-44 | 2044-45 | 2045-46 | 2046-47 | 2047-48 | 2048-49 | 2049-50
NEM | Grid Battery pump | 260.33 | 600.33 | 600.33 | 600.33 | 600.33 | 600.33 | 600.33 | 600.33 | 600.33 | 570.33 | 570.33 | 570.33 | 515 | 490 | 490 | 490 | 1006.0465 | 1006.0465 | 1046.6713 | 1026.6713 | 2880.8429 | 2580.8429 | 2841.2504 | 3748.3593 | 3810.1341 | 5017.8718 | 5017.8718 | 5458.7068 | 5458.7068
NEM | Pumped Hydro Pump | 1330 | 1330 | 1330 | 1330 | 3370 | 3370 | 3370 | 3370 | 5370 | 5370 | 5370 | 5370.0153 | 5369.9973 | 5370 | 5370 | 5420.193 | 6510.7605 | 6557.2728 | 6747.0975 | 6747.0975 | 6959.5037 | 7662.6323 | 7662.6153 | 7677.4627 | 7677.4917 | 8255.0901 | 8255.0786 | 9246.1701 | 9246.1701
NEM | VPP pump | 36.545 | 54.909 | 79.222 | 111.716 | 155.475 | 212.948 | 274.212 | 348.483 | 458.205 | 557.379 | 708.547 | 823.447 | 953.292 | 1081.03 | 1214.079 | 1346.365 | 1479.677 | 1613.916 | 1747.369 | 1881.885 | 2021.695 | 2168.3841 | 2317.988 | 2433.084 | 2551.477 | 2673.029 | 2797.397 | 2923.275 | 3050.769
Region | Technology | 2021-22 | 2022-23 | 2023-24 | 2024-25 | 2025-26 | 2026-27 | 2027-28 | 2028-29 | 2029-30 | 2030-31 | 2031-32 | 2032-33 | 2033-34 | 2034-35 | 2035-36 | 2036-37 | 2037-38 | 2038-39 | 2039-40 | 2040-41 | 2041-42 | 2042-43 | 2043-44 | 2044-45 | 2045-46 | 2046-47 | 2047-48 | 2048-49 | 2049-50
NSW1 | Grid Battery pump | 0 | 0 | 0 | 0 | 0 | 0 | 0 | 0 | 0 | 0 | 0 | 0 | 0 | 0 | 0 | 0 | 0 | 0 | 0 | 0 | 672.0286 | 672.0286 | 932.4361 | 1211.9646 | 1273.7394 | 1462.2572 | 1462.2572 | 1462.2572 | 1462.2572
NSW1 | Pumped Hydro Pump | 840 | 840 | 840 | 840 | 2880 | 2880 | 2880 | 2880 | 4880 | 4880 | 4880 | 4880.0153 | 4879.9973 | 4880 | 4880 | 4880.0073 | 4879.9999 | 4880.0042 | 4880 | 4880.0001 | 4880 | 4879.9855 | 4879.9685 | 4879.9839 | 4880.0115 | 4880.0115 | 4880 | 4880 | 4880
NSW1 | VPP pump | 13.897 | 19.697 | 29.162 | 42.001 | 59.431 | 81.633 | 103.019 | 129.604 | 168.832 | 203.169 | 255.242 | 292.839 | 337.193 | 380.779 | 426.084 | 469.969 | 513.223 | 556.711 | 599.309 | 642.059 | 686.952 | 734.321 | 783.025 | 821.133 | 860.401 | 900.734 | 941.995 | 983.641 | 1025.804
Region | Technology | 2021-22 | 2022-23 | 2023-24 | 2024-25 | 2025-26 | 2026-27 | 2027-28 | 2028-29 | 2029-30 | 2030-31 | 2031-32 | 2032-33 | 2033-34 | 2034-35 | 2035-36 | 2036-37 | 2037-38 | 2038-39 | 2039-40 | 2040-41 | 2041-42 | 2042-43 | 2043-44 | 2044-45 | 2045-46 | 2046-47 | 2047-48 | 2048-49 | 2049-50
QLD1 | Grid Battery pump | 0 | 20 | 20 | 20 | 20 | 20 | 20 | 20 | 20 | 20 | 20 | 20 | 20 | 20 | 20 | 20 | 536.0465 | 536.0465 | 576.6712 | 556.6712 | 1159.8323 | 1159.8323 | 1159.8323 | 1541.5021 | 1541.5021 | 2560.722 | 2560.722 | 2560.722 | 2560.722
QLD1 | Pumped Hydro Pump | 490 | 490 | 490 | 490 | 490 | 490 | 490 | 490 | 490 | 490 | 490 | 490 | 490 | 490 | 490 | 490 | 1386.1818 | 1386.1818 | 1386.1818 | 1386.1818 | 1450.1494 | 2153.2925 | 2153.2925 | 2168.1243 | 2168.1243 | 2745.7227 | 2745.7227 | 2745.7227 | 2745.7227
QLD1 | VPP pump | 6.283 | 9.038 | 13.648 | 20.047 | 28.646 | 39.92 | 51.776 | 66.05 | 86.234 | 109.423 | 142.449 | 168.902 | 199.702 | 230.441 | 262.576 | 295.532 | 329.475 | 362.967 | 395.859 | 429.33 | 463.784 | 499.933 | 537.296 | 565.416 | 594.354 | 624.143 | 654.722 | 685.861 | 717.549
Region | Technology | 2021-22 | 2022-23 | 2023-24 | 2024-25 | 2025-26 | 2026-27 | 2027-28 | 2028-29 | 2029-30 | 2030-31 | 2031-32 | 2032-33 | 2033-34 | 2034-35 | 2035-36 | 2036-37 | 2037-38 | 2038-39 | 2039-40 | 2040-41 | 2041-42 | 2042-43 | 2043-44 | 2044-45 | 2045-46 | 2046-47 | 2047-48 | 2048-49 | 2049-50
VIC1 | Grid Battery pump | 55.33 | 375.33 | 375.33 | 375.33 | 375.33 | 375.33 | 375.33 | 375.33 | 375.33 | 375.33 | 375.33 | 375.33 | 320 | 320 | 320 | 320 | 320 | 320 | 320 | 320 | 300.0001 | 0.00011418 | 0.0001142 | 0.00031288 | 0.00031289 | 0.00031287 | 0.00031272 | 440.8353 | 440.8353
VIC1 | Pumped Hydro Pump | 0 | 0 | 0 | 0 | 0 | 0 | 0 | 0 | 0 | 0 | 0 | 0 | 0 | 0 | 0 | 0 | 0 | 0 | 0 | 0 | 0 | 0 | 0 | 0.00019007 | 0.0016442 | 0.0016442 | 0.0016443 | 975.4639 | 975.4639
VIC1 | VPP pump | 7.967 | 12.184 | 18.007 | 25.892 | 37.312 | 52.961 | 71.587 | 94.075 | 129.773 | 159.421 | 205.486 | 243.58 | 283.23 | 321.698 | 361.635 | 401.73 | 443.322 | 486.699 | 530.824 | 575.442 | 621.935 | 669.907 | 718.015 | 754.911 | 792.922 | 831.94 | 871.864 | 912.314 | 953.272
Region | Technology | 2021-22 | 2022-23 | 2023-24 | 2024-25 | 2025-26 | 2026-27 | 2027-28 | 2028-29 | 2029-30 | 2030-31 | 2031-32 | 2032-33 | 2033-34 | 2034-35 | 2035-36 | 2036-37 | 2037-38 | 2038-39 | 2039-40 | 2040-41 | 2041-42 | 2042-43 | 2043-44 | 2044-45 | 2045-46 | 2046-47 | 2047-48 | 2048-49 | 2049-50
SA1 | Grid Battery pump | 205 | 205 | 205 | 205 | 205 | 205 | 205 | 205 | 205 | 175 | 175 | 175 | 175 | 150 | 150 | 150 | 150 | 150 | 150.0001 | 150.0001 | 748.9819 | 748.9819 | 748.9819 | 994.8923 | 994.8923 | 994.8923 | 994.8923 | 994.8923 | 994.8923
SA1 | Pumped Hydro Pump | 0 | 0 | 0 | 0 | 0 | 0 | 0 | 0 | 0 | 0 | 0 | 0 | 0 | 0 | 0 | 0 | 0 | 0 | 0 | 0 | 0 | 0 | 0 | 0 | 0 | 0 | 0 | 0 | 0
SA1 | VPP pump | 7.403 | 12.575 | 16.369 | 20.818 | 25.878 | 32.539 | 40.105 | 48.895 | 60.853 | 70.614 | 87.129 | 97.388 | 109.546 | 121.655 | 134.326 | 146.657 | 158.138 | 169.176 | 180.255 | 191.186 | 202.356 | 214.599 | 227.014 | 236.682 | 246.511 | 256.534 | 266.715 | 276.923 | 287.161
Region | Technology | 2021-22 | 2022-23 | 2023-24 | 2024-25 | 2025-26 | 2026-27 | 2027-28 | 2028-29 | 2029-30 | 2030-31 | 2031-32 | 2032-33 | 2033-34 | 2034-35 | 2035-36 | 2036-37 | 2037-38 | 2038-39 | 2039-40 | 2040-41 | 2041-42 | 2042-43 | 2043-44 | 2044-45 | 2045-46 | 2046-47 | 2047-48 | 2048-49 | 2049-50
TAS1 | Grid Battery pump | 0 | 0 | 0 | 0 | 0 | 0 | 0 | 0 | 0 | 0 | 0 | 0 | 0 | 0 | 0 | 0 | 0 | 0 | 0 | 0 | 0 | 0 | 0 | 0 | 0 | 0 | 0 | 0 | 0
TAS1 | Pumped Hydro Pump | 0 | 0 | 0 | 0 | 0 | 0 | 0 | 0 | 0 | 0 | 0 | 0 | 0 | 0 | 0 | 50.1857 | 244.5788 | 291.0869 | 480.9157 | 480.9157 | 629.3543 | 629.3543 | 629.3543 | 629.3543 | 629.3543 | 629.3543 | 629.3543 | 644.9835 | 644.9835
TAS1 | VPP pump | 0.995 | 1.415 | 2.036 | 2.958 | 4.208 | 5.895 | 7.725 | 9.859 | 12.513 | 14.752 | 18.241 | 20.738 | 23.621 | 26.457 | 29.458 | 32.477 | 35.519 | 38.363 | 41.122 | 43.868 | 46.668 | 49.624 | 52.638 | 54.942 | 57.289 | 59.678 | 62.101 | 64.536 | 66.983
Non-controllable capacity
Region | Technology | 2021-22 | 2022-23 | 2023-24 | 2024-25 | 2025-26 | 2026-27 | 2027-28 | 2028-29 | 2029-30 | 2030-31 | 2031-32 | 2032-33 | 2033-34 | 2034-35 | 2035-36 | 2036-37 | 2037-38 | 2038-39 | 2039-40 | 2040-41 | 2041-42 | 2042-43 | 2043-44 | 2044-45 | 2045-46 | 2046-47 | 2047-48 | 2048-49 | 2049-50
NEM | Distributed PV | 13006.6816 | 14224.8792 | 15292.6597 | 16381.0803 | 17541.1041 | 18602.7398 | 19662.1092 | 20484.5331 | 21073.2893 | 21631.3933 | 22277.9233 | 22963.9359 | 23877.2686 | 24756.3331 | 25651.8935 | 26434.6046 | 27315.8111 | 27968.2454 | 28626.6322 | 29309.9993 | 29924.0702 | 30587.1516 | 31477.3629 | 32428.9214 | 33385.576 | 34291.5504 | 35195.7202 | 36032.3688 | 36787.5486
NEM | Behind the meter battery | 544.7 | 647.3 | 764.3 | 905.6 | 1081.3 | 1289.9 | 1455.7 | 1635.5 | 1925.3 | 2247 | 2756.7 | 3073.8 | 3416.8 | 3717.5 | 4007.2 | 4270.9 | 4520.2 | 4758.3 | 4983.6 | 5202 | 5423.5 | 5651.2 | 5870.5 | 5983.1 | 6093.9 | 6203.2 | 6309.6 | 6410.4 | 6506.3
NEM | Behind the meter battery pump | 544.7 | 647.3 | 764.3 | 905.6 | 1081.3 | 1289.9 | 1455.7 | 1635.5 | 1925.3 | 2247 | 2756.7 | 3073.8 | 3416.8 | 3717.5 | 4007.2 | 4270.9 | 4520.2 | 4758.3 | 4983.6 | 5202 | 5423.5 | 5651.2 | 5870.5 | 5983.1 | 6093.9 | 6203.2 | 6309.6 | 6410.4 | 6506.3
Region | Technology | 2021-22 | 2022-23 | 2023-24 | 2024-25 | 2025-26 | 2026-27 | 2027-28 | 2028-29 | 2029-30 | 2030-31 | 2031-32 | 2032-33 | 2033-34 | 2034-35 | 2035-36 | 2036-37 | 2037-38 | 2038-39 | 2039-40 | 2040-41 | 2041-42 | 2042-43 | 2043-44 | 2044-45 | 2045-46 | 2046-47 | 2047-48 | 2048-49 | 2049-50
NSW1 | Distributed PV | 3737.71 | 4047.0972 | 4276.3001 | 4511.1261 | 4815.3821 | 5044.3135 | 5278.3342 | 5484.2823 | 5684.085 | 5871.6786 | 6088.9363 | 6310.131 | 6601.7031 | 6885.3973 | 7196.653 | 7481.676 | 7799.1989 | 8038.4142 | 8273.8079 | 8514.1819 | 8722.285 | 8966.2119 | 9285.2472 | 9619.8883 | 9953.0646 | 10273.535 | 10594.078 | 10890.1448 | 11149.8041
NSW1 | Behind the meter battery | 206.2 | 230.6 | 279.9 | 339.5 | 412.8 | 493.9 | 545.8 | 606.1 | 706.2 | 814.1 | 985.7 | 1082.6 | 1195.3 | 1293.4 | 1388.4 | 1472.6 | 1550.5 | 1624.8 | 1693.8 | 1760.5 | 1829.4 | 1900.5 | 1969.8 | 2006.5 | 2042.7 | 2078.5 | 2113.3 | 2146 | 2177
NSW1 | Behind the meter battery pump | 206.2 | 230.6 | 279.9 | 339.5 | 412.8 | 493.9 | 545.8 | 606.1 | 706.2 | 814.1 | 985.7 | 1082.6 | 1195.3 | 1293.4 | 1388.4 | 1472.6 | 1550.5 | 1624.8 | 1693.8 | 1760.5 | 1829.4 | 1900.5 | 1969.8 | 2006.5 | 2042.7 | 2078.5 | 2113.3 | 2146 | 2177
Region | Technology | 2021-22 | 2022-23 | 2023-24 | 2024-25 | 2025-26 | 2026-27 | 2027-28 | 2028-29 | 2029-30 | 2030-31 | 2031-32 | 2032-33 | 2033-34 | 2034-35 | 2035-36 | 2036-37 | 2037-38 | 2038-39 | 2039-40 | 2040-41 | 2041-42 | 2042-43 | 2043-44 | 2044-45 | 2045-46 | 2046-47 | 2047-48 | 2048-49 | 2049-50
QLD1 | Distributed PV | 3916.3055 | 4142.5532 | 4336.6096 | 4528.467 | 4727.611 | 4909.4651 | 5088.6729 | 5253.6436 | 5431.4722 | 5610.0033 | 5810.8232 | 6019.4889 | 6302.7184 | 6567.2092 | 6810.6754 | 7014.3019 | 7245.4789 | 7413.5796 | 7586.3036 | 7773.2087 | 7946.4691 | 8130.8672 | 8361.9191 | 8609.5702 | 8858.2352 | 9095.8901 | 9330.6571 | 9552.0789 | 9761.0817
QLD1 | Behind the meter battery | 92.7 | 104.9 | 129.2 | 159.1 | 194.9 | 236.7 | 269 | 303 | 354 | 433.7 | 547.4 | 624.5 | 711.1 | 789.4 | 864.8 | 936.1 | 1004.8 | 1069.3 | 1129.7 | 1188.8 | 1247.3 | 1307 | 1365.4 | 1395.4 | 1425 | 1454.3 | 1483 | 1510.7 | 1537.5
QLD1 | Behind the meter battery pump | 92.7 | 104.9 | 129.2 | 159.1 | 194.9 | 236.7 | 269 | 303 | 354 | 433.7 | 547.4 | 624.5 | 711.1 | 789.4 | 864.8 | 936.1 | 1004.8 | 1069.3 | 1129.7 | 1188.8 | 1247.3 | 1307 | 1365.4 | 1395.4 | 1425 | 1454.3 | 1483 | 1510.7 | 1537.5
Region | Technology | 2021-22 | 2022-23 | 2023-24 | 2024-25 | 2025-26 | 2026-27 | 2027-28 | 2028-29 | 2029-30 | 2030-31 | 2031-32 | 2032-33 | 2033-34 | 2034-35 | 2035-36 | 2036-37 | 2037-38 | 2038-39 | 2039-40 | 2040-41 | 2041-42 | 2042-43 | 2043-44 | 2044-45 | 2045-46 | 2046-47 | 2047-48 | 2048-49 | 2049-50
VIC1 | Distributed PV | 3384.7909 | 3958.6096 | 4519.9081 | 5093.6761 | 5662.8487 | 6230.9394 | 6797.0106 | 7165.1329 | 7320.8549 | 7460.899 | 7628.0635 | 7808.5128 | 8055.4056 | 8292.8816 | 8553.5922 | 8775.0681 | 9031.8771 | 9223.5199 | 9419.1702 | 9606.5992 | 9787.397 | 9964.4167 | 10222.967 | 10497.9597 | 10788.7145 | 11057.8052 | 11330.5183 | 11571.16 | 11796.186
VIC1 | Behind the meter battery | 119.3 | 144.5 | 174.6 | 210.9 | 260.8 | 322.4 | 382 | 445 | 550.8 | 649.2 | 807.8 | 920.5 | 1028.7 | 1122.2 | 1211.6 | 1293.1 | 1372.3 | 1450.8 | 1527 | 1601 | 1676.6 | 1752.8 | 1824.8 | 1861.6 | 1898 | 1933.9 | 1968.8 | 2002 | 2033.5
VIC1 | Behind the meter battery pump | 119.3 | 144.5 | 174.6 | 210.9 | 260.8 | 322.4 | 382 | 445 | 550.8 | 649.2 | 807.8 | 920.5 | 1028.7 | 1122.2 | 1211.6 | 1293.1 | 1372.3 | 1450.8 | 1527 | 1601 | 1676.6 | 1752.8 | 1824.8 | 1861.6 | 1898 | 1933.9 | 1968.8 | 2002 | 2033.5
Region | Technology | 2021-22 | 2022-23 | 2023-24 | 2024-25 | 2025-26 | 2026-27 | 2027-28 | 2028-29 | 2029-30 | 2030-31 | 2031-32 | 2032-33 | 2033-34 | 2034-35 | 2035-36 | 2036-37 | 2037-38 | 2038-39 | 2039-40 | 2040-41 | 2041-42 | 2042-43 | 2043-44 | 2044-45 | 2045-46 | 2046-47 | 2047-48 | 2048-49 | 2049-50
SA1 | Distributed PV | 1769.3743 | 1860.4858 | 1931.5703 | 2006.2437 | 2079.5262 | 2145.1152 | 2213.1578 | 2286.6978 | 2331.4307 | 2373.5904 | 2422.0252 | 2480.1325 | 2554.8207 | 2631.6817 | 2692.8516 | 2748.4629 | 2801.3577 | 2839.9127 | 2879.8268 | 2931.2379 | 2971.4767 | 3015.2011 | 3078.5992 | 3152.1736 | 3216.472 | 3276.4829 | 3334.9137 | 3396.3866 | 3445.1749
SA1 | Behind the meter battery | 111.8 | 150.7 | 160.9 | 172.1 | 183.3 | 200.8 | 217.2 | 234.2 | 260.6 | 289.5 | 343.7 | 367.6 | 395.9 | 420.5 | 444.3 | 465.4 | 483.5 | 499.7 | 515.1 | 529.6 | 544.1 | 560.6 | 576.1 | 583.3 | 590.2 | 596.8 | 603.1 | 608.8 | 614
SA1 | Behind the meter battery pump | 111.8 | 150.7 | 160.9 | 172.1 | 183.3 | 200.8 | 217.2 | 234.2 | 260.6 | 289.5 | 343.7 | 367.6 | 395.9 | 420.5 | 444.3 | 465.4 | 483.5 | 499.7 | 515.1 | 529.6 | 544.1 | 560.6 | 576.1 | 583.3 | 590.2 | 596.8 | 603.1 | 608.8 | 614
Region | Technology | 2021-22 | 2022-23 | 2023-24 | 2024-25 | 2025-26 | 2026-27 | 2027-28 | 2028-29 | 2029-30 | 2030-31 | 2031-32 | 2032-33 | 2033-34 | 2034-35 | 2035-36 | 2036-37 | 2037-38 | 2038-39 | 2039-40 | 2040-41 | 2041-42 | 2042-43 | 2043-44 | 2044-45 | 2045-46 | 2046-47 | 2047-48 | 2048-49 | 2049-50
TAS1 | Distributed PV | 198.501 | 216.1334 | 228.2716 | 241.5674 | 255.7361 | 272.9066 | 284.9338 | 294.7765 | 305.4465 | 315.222 | 328.075 | 345.6708 | 362.6207 | 379.1633 | 398.1214 | 415.0956 | 437.8985 | 452.8191 | 467.5238 | 484.7715 | 496.4424 | 510.4546 | 528.6303 | 549.3296 | 569.0898 | 587.8371 | 605.553 | 622.5986 | 635.3019
TAS1 | Behind the meter battery | 14.7 | 16.6 | 19.7 | 24 | 29.5 | 36.1 | 41.7 | 47.2 | 53.7 | 60.5 | 72.1 | 78.6 | 85.8 | 92 | 98.1 | 103.7 | 109.1 | 113.7 | 118 | 122.1 | 126.1 | 130.3 | 134.4 | 136.3 | 138 | 139.7 | 141.4 | 142.9 | 144.3
TAS1 | Behind the meter battery pump | 14.7 | 16.6 | 19.7 | 24 | 29.5 | 36.1 | 41.7 | 47.2 | 53.7 | 60.5 | 72.1 | 78.6 | 85.8 | 92 | 98.1 | 103.7 | 109.1 | 113.7 | 118 | 122.1 | 126.1 | 130.3 | 134.4 | 136.3 | 138 | 139.7 | 141.4 | 142.9 | 144.3

## Marinus_VOM Cost
VOM cost by technology ($000s) - Marinus Link, Central Scenario
VOM | Real June 2020 dollars discounted to 1 July 2020
Explicitly modelled generation
Region | Technology | 2021-22 | 2022-23 | 2023-24 | 2024-25 | 2025-26 | 2026-27 | 2027-28 | 2028-29 | 2029-30 | 2030-31 | 2031-32 | 2032-33 | 2033-34 | 2034-35 | 2035-36 | 2036-37 | 2037-38 | 2038-39 | 2039-40 | 2040-41 | 2041-42 | 2042-43 | 2043-44 | 2044-45 | 2045-46 | 2046-47 | 2047-48 | 2048-49 | 2049-50
NEM | Black Coal | 359490.797 | 301246.0948 | 287523.8213 | 277402.7741 | 238852.5982 | 211016.9873 | 175724.0594 | 172859.6071 | 126615.7814 | 115856.9267 | 103623.2616 | 99008.8015 | 103608.1615 | 92916.1519 | 81696.078 | 76042.276 | 62021.4681 | 60422.9172 | 55227.509 | 49280.0462 | 45822.3021 | 28783.4262 | 22361.0011 | 18484.837 | 14799.1086 | 11329.6784 | 10591.1683 | 10013.5806 | 8604.5954
NEM | Brown Coal | 118999.2235 | 107428.449 | 103718.177 | 79499.5464 | 79931.057 | 72264.3341 | 66905.3524 | 63141.271 | 58732.8766 | 56350.2695 | 52981.2396 | 49796.8115 | 48874.9 | 46151.089 | 45446.028 | 40774.6825 | 37086.195 | 36429.723 | 30600.5938 | 31188.356 | 32506.204 | 30220.2645 | 27692.37 | 27002.665 | 24886.5908 | 24028.9611 | 15625.9523 | 0 | 0
NEM | CCGT | 15641.3176 | 14905.2793 | 12042.2073 | 11862.5689 | 10260.8643 | 9860.5439 | 9078.7195 | 9933.4826 | 8361.7319 | 8179.0016 | 8119.2294 | 14105.7095 | 15309.4379 | 17961.8462 | 11675.4221 | 10518.8278 | 15316.4089 | 15320.2242 | 12300.0127 | 12558.431 | 12267.0658 | 13366.9273 | 8401.494 | 7192.7353 | 3336.3893 | 2066.4211 | 1976.5935 | 1877.6705 | 1793.5209
NEM | Gas - Steam | 1716.5342 | 1668.331 | 1782.2185 | 631.8435 | 576.5316 | 570.1611 | 526.3467 | 519.8257 | 469.9065 | 454.8329 | 428.7174 | 423.2601 | 399.9897 | 390.0587 | 287.5338 | 261.721 | 510.8876 | 525.2092 | 480.3195 | 541.4864 | 532.8769 | 623.4347 | 578.2468 | 426.1429 | 569.3388 | 0 | 0 | 0 | 0
NEM | OCGT / Diesel | 568.7992 | 249.6938 | 1158.1262 | 826.9678 | 311.7858 | 519.2244 | 189.9597 | 593.886 | 70.4309 | 212.5646 | 151.3773 | 1857.4652 | 972.8629 | 1379.8836 | 1241.874 | 1352.339 | 4509.6313 | 3468.7519 | 9093.4334 | 11258.5465 | 7240.4433 | 10296.173 | 16931.1824 | 7179.6149 | 7457.685 | 7800.2583 | 8608.2372 | 11572.07 | 12003.5532
NEM | Hydro | 89186.558 | 85862.4606 | 79854.8671 | 91741.8784 | 88746.2851 | 75504.1858 | 81172.6073 | 88997.8572 | 75255.1279 | 63104.5488 | 59959.2165 | 63887.9035 | 64209.4237 | 62302.8763 | 55625.2864 | 49721.265 | 56570.2481 | 47956.9899 | 41263.5702 | 40192.0508 | 34329.6087 | 37521.908 | 37157.4668 | 32769.8785 | 32872.6489 | 35535.6768 | 29987.1482 | 27197.0068 | 25817.9888
NEM | Wind | 67478.8596 | 80526.3704 | 69210.7844 | 67455.4779 | 66794.7455 | 66984.8607 | 65464.3796 | 55889.5081 | 50799.8928 | 48127.1098 | 49909.1878 | 43304.2573 | 40895.8195 | 40011.6669 | 38601.4249 | 36344.4856 | 30374.1336 | 26576.8919 | 23737.9051 | 22611.1098 | 20146.9392 | 17917.1645 | 14505.1199 | 12890.7447 | 8748.9165 | 6781.087 | 6104.1805 | 5347.7785 | 3503.7485
NEM | Solar PV | 13.5121 | 15.8213 | 15.3518 | 14.0481 | 13.1168 | 13.2563 | 16.9762 | 17.3837 | 82.1878 | 82.8068 | 80.9877 | 76.3217 | 70.6915 | 65.2813 | 66.8184 | 63.5697 | 66.2152 | 65.6623 | 65.9849 | 66.8114 | 67.9727 | 106.4709 | 98.5884 | 99.2797 | 99.1222 | 110.6351 | 111.907 | 127.2507 | 135.569
NEM | Grid Battery | 0.20127 | 0.27441 | 0.26612 | 0.28992 | 0.27399 | 0.26811 | 0.22731 | 0.20789 | 0.17251 | 0.16762 | 0.15905 | 0.16276 | 0.13686 | 0.11566 | 0.11659 | 0.11432 | 0.76704 | 0.7242 | 0.73897 | 0.68442 | 2.5304 | 2.3935 | 2.4848 | 3.2276 | 3.1031 | 3.7184 | 3.5796 | 3.7194 | 3.5549
NEM | Pumped Hydro | 337.0655 | 861.4634 | 1247.0897 | 4056.319 | 3586.5767 | 2910.6337 | 2578.8376 | 3237.9857 | 2724.7767 | 3006.5045 | 2690.4019 | 4205.6636 | 3889.1054 | 3278.4518 | 3701.2331 | 3364.6409 | 2132.7998 | 2050.5201 | 2089.7998 | 1485.0801 | 1659.1941 | 1821.5218 | 1165.2451 | 1282.7276 | 1277.1503 | 1018.3613 | 891.5179 | 970.7125 | 741.4484
NEM | VPP | 0.23003 | 0.38329 | 0.48415 | 0.7637 | 1.0409 | 1.3558 | 1.4958 | 1.7448 | 1.9823 | 2.3134 | 2.8088 | 3.2132 | 3.451 | 3.5869 | 3.8803 | 4.0809 | 3.847 | 3.8501 | 3.9433 | 3.8685 | 3.8783 | 3.9541 | 3.8278 | 3.9715 | 3.8535 | 3.5501 | 3.5573 | 3.4392 | 3.1646
Total excluding storage |  | 653095.6012 | 591902.5002 | 555305.5537 | 529435.1051 | 485486.9842 | 436733.5537 | 399078.4008 | 391952.8213 | 320387.9358 | 292368.0608 | 275253.2173 | 272460.5305 | 274341.2867 | 261178.8539 | 234640.4656 | 215079.1665 | 206455.1877 | 190766.3697 | 172769.3287 | 167696.8381 | 152913.4127 | 138835.7691 | 127725.4692 | 106045.898 | 92769.8001 | 87652.7179 | 73005.187 | 56135.3571 | 51858.9759
Region | Technology | 2021-22 | 2022-23 | 2023-24 | 2024-25 | 2025-26 | 2026-27 | 2027-28 | 2028-29 | 2029-30 | 2030-31 | 2031-32 | 2032-33 | 2033-34 | 2034-35 | 2035-36 | 2036-37 | 2037-38 | 2038-39 | 2039-40 | 2040-41 | 2041-42 | 2042-43 | 2043-44 | 2044-45 | 2045-46 | 2046-47 | 2047-48 | 2048-49 | 2049-50
NSW1 | Black Coal | 183106.214 | 147189.053 | 130563.4825 | 138409.1327 | 105657.7083 | 89082.6662 | 68014.8388 | 72038.0098 | 35916.0571 | 32790.8322 | 27572.7029 | 21057.7817 | 25177.4974 | 21425.6724 | 13116.5885 | 15759.9155 | 15626.7775 | 14902.63 | 14121.3025 | 11033.946 | 9944.9563 | 0 | 0 | 0 | 0 | 0 | 0 | 0 | 0
NSW1 | Brown Coal | 0 | 0 | 0 | 0 | 0 | 0 | 0 | 0 | 0 | 0 | 0 | 0 | 0 | 0 | 0 | 0 | 0 | 0 | 0 | 0 | 0 | 0 | 0 | 0 | 0 | 0 | 0 | 0 | 0
NSW1 | CCGT | 231.4421 | 219.8197 | 642.9933 | 394.2424 | 368.3488 | 349.375 | 333.3618 | 321.8373 | 302.378 | 289.7918 | 272.3081 | 1222.0473 | 1340.2338 | 2968.4197 | 1252.2512 | 1164.9894 | 3804.4414 | 4506.4189 | 3988.2008 | 3963.4955 | 3544.2033 | 4240.4358 | 24.0033 | 2.58e-05 | 2.5779e-05 | 4.1988e-05 | 4.0433e-05 | 4.3647e-05 | 4.0115e-05
NSW1 | Gas - Steam | 0 | 0 | 0 | 0 | 0 | 0 | 0 | 0 | 0 | 0 | 0 | 0 | 0 | 0 | 0 | 0 | 0 | 0 | 0 | 0 | 0 | 0 | 0 | 0 | 0 | 0 | 0 | 0 | 0
NSW1 | OCGT / Diesel | 1.8333 | 1.3953e-05 | 135.6583 | 399.2087 | 100.6221 | 141.9316 | 57.6098 | 101.3556 | 1.422e-05 | 17.3401 | 1.0194 | 168.3113 | 112.7481 | 115.0221 | 279.2522 | 158.0354 | 608.2663 | 349.8509 | 2496.2224 | 4194.4175 | 1722.6894 | 2371.7647 | 6817.3183 | 1588.7965 | 1703.0198 | 2280.7756 | 3890.6085 | 5675.0114 | 6599.0546
NSW1 | Hydro | 13693.778 | 13673.5238 | 11952.0921 | 16414.4352 | 16078.5114 | 13931.1138 | 12752.1701 | 16770.0562 | 12974.2001 | 10917.1247 | 10509.6631 | 10654.0936 | 11870.4178 | 11872.7914 | 11371.0596 | 10321.833 | 12317.3434 | 9316.6259 | 8699.7536 | 7446.1087 | 6819.0148 | 8125.9497 | 8078.0036 | 7803.8082 | 7434.3533 | 8581.2535 | 6741.06 | 6307.1699 | 5525.0312
NSW1 | Wind | 15743.2869 | 17631.4094 | 15861.0977 | 14961.3395 | 14905.6988 | 15104.5716 | 14195.1295 | 11107.1852 | 9320.0196 | 9675.6578 | 10854.4451 | 9838.2116 | 9385.0816 | 9205.432 | 9024.8801 | 8390.3708 | 5901.3035 | 4376.5933 | 4500.9055 | 4120.021 | 3741.5806 | 3435.1488 | 2553.6902 | 2550.7421 | 2321.7591 | 1289.5874 | 1094.8288 | 1050.146 | 950.8074
NSW1 | Solar PV | 4.9791 | 5.7841 | 5.5559 | 5.1042 | 4.6301 | 4.7833 | 8.7588 | 10.5705 | 75.2436 | 75.9702 | 74.3994 | 69.9063 | 64.8369 | 59.7197 | 61.2495 | 58.3513 | 52.218 | 51.4592 | 51.9078 | 50.4781 | 47.7089 | 65.6423 | 60.6334 | 61.6762 | 59.5979 | 65.394 | 65.221 | 71.5451 | 73.0774
NSW1 | Grid Battery | 1.5094e-08 | 1.4857e-08 | 1.4154e-08 | 1.3426e-08 | 1.253e-08 | 1.2217e-08 | 1.4162e-08 | 1.4548e-08 | 4.3327e-08 | 4.2961e-08 | 4.1564e-08 | 4.2502e-08 | 3.9918e-08 | 3.8899e-08 | 3.9536e-08 | 3.9311e-08 | 7.9995e-08 | 7.4791e-08 | 1.2087e-07 | 1.1634e-07 | 0.68406 | 0.64884 | 0.82775 | 1.0857 | 1.0771 | 1.1503 | 1.0754 | 1.0553 | 0.98757
NSW1 | Pumped Hydro | 148.1989 | 458.8346 | 589.5235 | 996.8762 | 589.8452 | 592.7495 | 740.276 | 759.5365 | 798.0006 | 936.2961 | 715.6571 | 1246.7654 | 1136.0899 | 820.9486 | 1108.4689 | 980.4874 | 725.1382 | 684.133 | 724.8445 | 513.8806 | 579.3851 | 680.0095 | 377.9839 | 495.7204 | 533.9619 | 456.6551 | 411.6963 | 500.4632 | 335.7685
NSW1 | VPP | 0.080972 | 0.13533 | 0.15973 | 0.27788 | 0.37812 | 0.50332 | 0.55483 | 0.64088 | 0.71628 | 0.82511 | 0.956 | 1.0949 | 1.1584 | 1.184 | 1.2717 | 1.3222 | 1.2987 | 1.2728 | 1.3266 | 1.265 | 1.279 | 1.3071 | 1.2546 | 1.3188 | 1.2805 | 1.2288 | 1.1998 | 1.2055 | 1.1369
Total excluding storage |  | 212781.5335 | 178719.59 | 159160.8797 | 170583.4626 | 137115.5194 | 118614.4415 | 95361.8688 | 100349.0146 | 58587.8984 | 53766.7169 | 49284.5379 | 43010.3518 | 47950.8156 | 45647.0573 | 35105.2812 | 35853.4954 | 38310.3502 | 33503.5782 | 33858.2926 | 30808.4667 | 25820.1532 | 18238.9414 | 17533.6487 | 12005.023 | 11518.7302 | 12217.0106 | 11791.7183 | 13103.8724 | 13147.9707
Region | Technology | 2021-22 | 2022-23 | 2023-24 | 2024-25 | 2025-26 | 2026-27 | 2027-28 | 2028-29 | 2029-30 | 2030-31 | 2031-32 | 2032-33 | 2033-34 | 2034-35 | 2035-36 | 2036-37 | 2037-38 | 2038-39 | 2039-40 | 2040-41 | 2041-42 | 2042-43 | 2043-44 | 2044-45 | 2045-46 | 2046-47 | 2047-48 | 2048-49 | 2049-50
QLD1 | Black Coal | 176384.583 | 154057.0418 | 156960.3388 | 138993.6414 | 133194.8899 | 121934.321 | 107709.2206 | 100821.5973 | 90699.7243 | 83066.0945 | 76050.5587 | 77951.0198 | 78430.6641 | 71490.4796 | 68579.4895 | 60282.3605 | 46394.6906 | 45520.2872 | 41106.2065 | 38246.1002 | 35877.3458 | 28783.4262 | 22361.0011 | 18484.837 | 14799.1086 | 11329.6784 | 10591.1683 | 10013.5806 | 8604.5954
QLD1 | Brown Coal | 0 | 0 | 0 | 0 | 0 | 0 | 0 | 0 | 0 | 0 | 0 | 0 | 0 | 0 | 0 | 0 | 0 | 0 | 0 | 0 | 0 | 0 | 0 | 0 | 0 | 0 | 0 | 0 | 0
QLD1 | CCGT | 7663.3594 | 7324.9468 | 7772.1888 | 8740.4157 | 7312.0243 | 7044.4487 | 6398.5737 | 7356.3067 | 5920.8399 | 5850.5797 | 5907.6118 | 10820.523 | 12183.6837 | 11783.9975 | 8806.5768 | 7818.2448 | 11511.9675 | 10813.8053 | 8311.8119 | 8594.9354 | 8722.8624 | 9126.4914 | 8377.4906 | 7192.7352 | 3336.3892 | 2066.421 | 1976.5934 | 1877.6704 | 1793.5208
QLD1 | Gas - Steam | 257.1507 | 245.8568 | 463.3705 | 442.1064 | 418.3431 | 401.4203 | 381.7698 | 365.1053 | 345.8499 | 331.2055 | 315.3952 | 299.4423 | 288.7016 | 274.0612 | 260.9286 | 249.505 | 465.2845 | 501.7085 | 480.3195 | 541.4864 | 532.8769 | 623.4347 | 578.2468 | 426.1429 | 569.3388 | 0 | 0 | 0 | 0
QLD1 | OCGT / Diesel | 2.781e-05 | 2.7496e-05 | 15.2607 | 285.1732 | 120.6411 | 166.9788 | 63.3158 | 382.3895 | 61.1576 | 169.0734 | 142.0486 | 959.9931 | 532.3889 | 293.3053 | 454.4179 | 729.4798 | 2198.3824 | 1386.644 | 3599.9078 | 4068.6579 | 3252.2294 | 4987.7703 | 5885.2014 | 4764.7692 | 5155.4727 | 4827.288 | 4007.9191 | 4215.2826 | 3057.5444
QLD1 | Hydro | 4642.167 | 4414.2527 | 4212.8821 | 3986.5964 | 3785.8917 | 3599.92 | 3434.2894 | 3247.671 | 3086.2511 | 2885.5802 | 2798.6102 | 2645.629 | 2514.9699 | 2388.7819 | 2278.9991 | 2156.4988 | 770.5087 | 734.2826 | 694.9949 | 660.4801 | 629.6588 | 0 | 0 | 0 | 0 | 0 | 0 | 0 | 0
QLD1 | Wind | 5372.563 | 8660.6617 | 8254.0364 | 7251.9335 | 8192.6389 | 7818.913 | 8016.0551 | 7291.1159 | 6398.1932 | 6333.8872 | 5396.7962 | 5114.5173 | 4507.3155 | 5091.1568 | 4651.0921 | 4786.7796 | 4566.6045 | 4210.8033 | 4137.3831 | 3439.4319 | 3320.4452 | 2670.2392 | 2532.6313 | 1345.5685 | 1354.5097 | 1224.9502 | 1140.4261 | 1095.2853 | 690.2089
QLD1 | Solar PV | 5.1758 | 6.7105 | 6.5263 | 5.9521 | 5.7564 | 5.7532 | 5.5568 | 4.4257 | 4.5781 | 4.5419 | 4.4036 | 4.2646 | 3.8937 | 3.7712 | 3.7787 | 3.4765 | 12.4322 | 12.6536 | 12.5708 | 14.3087 | 17.3473 | 35.7462 | 33.254 | 33.1107 | 32.0669 | 38.8936 | 39.2161 | 38.5891 | 45.2478
QLD1 | Grid Battery | 1.0063e-08 | 0.022858 | 0.022422 | 0.026375 | 0.026849 | 0.025213 | 0.022831 | 0.021858 | 0.020168 | 0.019455 | 0.018418 | 0.017974 | 0.016825 | 0.016181 | 0.01553 | 0.014898 | 0.67832 | 0.64156 | 0.66066 | 0.61261 | 1.2015 | 1.1435 | 1.092 | 1.3823 | 1.2945 | 1.8899 | 1.86 | 1.7558 | 1.7326
QLD1 | Pumped Hydro | 188.8667 | 402.6288 | 657.5662 | 3059.4428 | 2996.7315 | 2317.8842 | 1838.5616 | 2478.4492 | 1926.7761 | 2070.2084 | 1974.7448 | 2958.8982 | 2753.0155 | 2457.5032 | 2592.7642 | 2384.0115 | 1407.1131 | 1365.7576 | 1363.9632 | 970.3287 | 1078.7356 | 1140.4231 | 786.2662 | 786.0064 | 742.199 | 560.8322 | 478.9631 | 468.0059 | 403.6543
QLD1 | VPP | 0.034386 | 0.05307 | 0.074835 | 0.13491 | 0.19949 | 0.25965 | 0.29856 | 0.35867 | 0.42979 | 0.51753 | 0.65443 | 0.73362 | 0.8021 | 0.86599 | 0.9055 | 0.98252 | 0.81509 | 0.83123 | 0.85215 | 0.86957 | 0.88594 | 0.93097 | 0.93129 | 0.90409 | 0.84855 | 0.69526 | 0.75569 | 0.74527 | 0.67245
Total excluding storage |  | 194324.999 | 174709.4705 | 177684.6036 | 159705.8187 | 153030.1853 | 140971.7551 | 126008.7812 | 119468.6116 | 106516.5942 | 98640.9624 | 90615.4242 | 97795.3891 | 98461.6174 | 91325.5534 | 85035.2825 | 76026.345 | 65919.8703 | 63180.1844 | 58343.1945 | 55565.4006 | 52352.7658 | 46227.1081 | 39767.8251 | 32247.1635 | 25246.8858 | 19487.2312 | 17755.3231 | 17240.4079 | 14191.1174
Region | Technology | 2021-22 | 2022-23 | 2023-24 | 2024-25 | 2025-26 | 2026-27 | 2027-28 | 2028-29 | 2029-30 | 2030-31 | 2031-32 | 2032-33 | 2033-34 | 2034-35 | 2035-36 | 2036-37 | 2037-38 | 2038-39 | 2039-40 | 2040-41 | 2041-42 | 2042-43 | 2043-44 | 2044-45 | 2045-46 | 2046-47 | 2047-48 | 2048-49 | 2049-50
VIC1 | Black Coal | 0 | 0 | 0 | 0 | 0 | 0 | 0 | 0 | 0 | 0 | 0 | 0 | 0 | 0 | 0 | 0 | 0 | 0 | 0 | 0 | 0 | 0 | 0 | 0 | 0 | 0 | 0 | 0 | 0
VIC1 | Brown Coal | 118999.2235 | 107428.449 | 103718.177 | 79499.5464 | 79931.057 | 72264.3341 | 66905.3524 | 63141.271 | 58732.8766 | 56350.2695 | 52981.2396 | 49796.8115 | 48874.9 | 46151.089 | 45446.028 | 40774.6825 | 37086.195 | 36429.723 | 30600.5938 | 31188.356 | 32506.204 | 30220.2645 | 27692.37 | 27002.665 | 24886.5908 | 24028.9611 | 15625.9523 | 0 | 0
VIC1 | CCGT | 6.7661e-06 | 6.3987e-06 | 6.4251e-06 | 7.0277e-06 | 6.8552e-06 | 6.5474e-06 | 6.5725e-06 | 6.8142e-06 | 6.4901e-06 | 6.2449e-06 | 6.1833e-06 | 9.1499e-06 | 8.8023e-06 | 8.3952e-06 | 7.9295e-06 | 7.5983e-06 | 9.4145e-06 | 9.6091e-06 | 1.3101e-05 | 1.2403e-05 | 1.3703e-05 | 1.3647e-05 | 1.2984e-05 | 1.1637e-05 | 1.1548e-05 | 1.276e-05 | 1.2342e-05 | 2.8385e-05 | 2.6561e-05
VIC1 | Gas - Steam | 17.8633 | 7.308 | 19.4085 | 31.6623 | 9.4219 | 26.9241 | 10.1617 | 24.8339 | 1.8187 | 6.7427 | 2.142 | 18.2228 | 7.8667 | 8.4036 | 26.6052 | 12.216 | 45.6031 | 23.5008 | 0 | 0 | 0 | 0 | 0 | 0 | 0 | 0 | 0 | 0 | 0
VIC1 | OCGT / Diesel | 76.8628 | 2.6841e-05 | 81.4976 | 26.3147 | 17.5588 | 67.9795 | 22.619 | 5.8807 | 3.0335e-05 | 2.9659e-05 | 2.9233e-05 | 175.5562 | 14.9649 | 55.1164 | 76.2688 | 39.3603 | 158.1968 | 22.5824 | 222.7822 | 181.4534 | 153.7477 | 60.6411 | 429.2834 | 421.3367 | 277.2619 | 216.7074 | 113.9753 | 647.0314 | 1279.4684
VIC1 | Hydro | 18563.7959 | 17703.504 | 15343.8772 | 18095.4171 | 17579.8992 | 15888.5883 | 15291.2527 | 18434.2651 | 14540.3509 | 11834.0607 | 11273.7921 | 9735.6529 | 11535.1977 | 11160.3851 | 10139.7243 | 9669.5131 | 11661.6164 | 9243.8792 | 7511.922 | 7149.0237 | 6199.2149 | 7284.438 | 7128.4979 | 6431.9496 | 6148.1185 | 7386.5777 | 5863.4957 | 4769.021 | 4553.3583
VIC1 | Wind | 27226.7382 | 33315.063 | 27344.7983 | 26789.6575 | 26203.3645 | 25917.963 | 25865.9687 | 22233.7128 | 21361.1386 | 19669.2319 | 20898.9192 | 17553.3917 | 16860.979 | 16294.4829 | 16174.3068 | 15464.209 | 13131.3617 | 11942.1038 | 10451.2219 | 10401.0609 | 8835.0604 | 7955.89 | 6446.2789 | 6008.2683 | 2977.7252 | 2535.3589 | 2221.4816 | 1844.8628 | 640.4383
VIC1 | Solar PV | 2.475 | 2.3464 | 2.3258 | 2.1268 | 1.9257 | 1.9337 | 1.8872 | 1.6859 | 1.6682 | 1.623 | 1.5408 | 1.5266 | 1.3939 | 1.2627 | 1.274 | 1.2356 | 1.1051 | 1.0918 | 1.0654 | 1.0086 | 1.0006 | 0.9319 | 0.84574 | 0.7816 | 1.346 | 1.1697 | 2.7917 | 13.1047 | 12.9087
VIC1 | Grid Battery | 0.10478 | 0.15614 | 0.14842 | 0.16887 | 0.15642 | 0.15539 | 0.13074 | 0.11748 | 0.09448 | 0.094468 | 0.089607 | 0.093653 | 0.071092 | 0.064659 | 0.066032 | 0.065506 | 0.056998 | 0.053024 | 0.050297 | 0.04615 | 0.016954 | 1.4911e-07 | 1.4962e-07 | 3.8009e-07 | 3.6437e-07 | 3.4859e-07 | 3.5039e-07 | 0.31325 | 0.29096
VIC1 | Pumped Hydro | 0 | 0 | 1.2144e-08 | 1.2582e-08 | 1.2573e-08 | 1.2666e-08 | 1.1661e-08 | 1.1511e-08 | 1.1244e-08 | 1.1584e-08 | 1.1629e-08 | 1.756e-08 | 1.643e-08 | 1.5622e-08 | 1.5822e-08 | 1.6769e-08 | 1.9523e-08 | 1.9761e-08 | 4.1691e-08 | 3.9117e-08 | 9.317e-08 | 8.8568e-08 | 8.2056e-08 | 3.4797e-07 | 2.8644e-06 | 2.5902e-06 | 2.5955e-06 | 1.3851 | 1.2549
VIC1 | VPP | 0.055399 | 0.089911 | 0.1189 | 0.19283 | 0.26969 | 0.36266 | 0.3941 | 0.46379 | 0.53447 | 0.6319 | 0.78976 | 0.93516 | 1.0243 | 1.0637 | 1.1863 | 1.2349 | 1.2026 | 1.2297 | 1.2392 | 1.2252 | 1.2736 | 1.2745 | 1.2162 | 1.3191 | 1.2861 | 1.2212 | 1.2143 | 1.1165 | 1.0251
Total excluding storage |  | 164886.9586 | 158456.6704 | 146510.0843 | 124444.7248 | 123743.2271 | 114167.7227 | 108097.2416 | 103841.6494 | 94637.8531 | 87861.9278 | 85157.6338 | 77281.1618 | 77295.3021 | 73670.7398 | 71864.2071 | 65961.2165 | 62084.078 | 57662.881 | 48787.5853 | 48920.9026 | 47695.2277 | 45522.1655 | 41697.2759 | 39865.0012 | 34291.0423 | 34168.7747 | 23827.6967 | 7274.0198 | 6486.1736
Region | Technology | 2021-22 | 2022-23 | 2023-24 | 2024-25 | 2025-26 | 2026-27 | 2027-28 | 2028-29 | 2029-30 | 2030-31 | 2031-32 | 2032-33 | 2033-34 | 2034-35 | 2035-36 | 2036-37 | 2037-38 | 2038-39 | 2039-40 | 2040-41 | 2041-42 | 2042-43 | 2043-44 | 2044-45 | 2045-46 | 2046-47 | 2047-48 | 2048-49 | 2049-50
SA1 | Black Coal | 0 | 0 | 0 | 0 | 0 | 0 | 0 | 0 | 0 | 0 | 0 | 0 | 0 | 0 | 0 | 0 | 0 | 0 | 0 | 0 | 0 | 0 | 0 | 0 | 0 | 0 | 0 | 0 | 0
SA1 | Brown Coal | 0 | 0 | 0 | 0 | 0 | 0 | 0 | 0 | 0 | 0 | 0 | 0 | 0 | 0 | 0 | 0 | 0 | 0 | 0 | 0 | 0 | 0 | 0 | 0 | 0 | 0 | 0 | 0 | 0
SA1 | CCGT | 7746.516 | 7360.5128 | 3627.0252 | 2727.9108 | 2580.4912 | 2466.7202 | 2346.784 | 2255.3385 | 2138.514 | 2038.6302 | 1939.3095 | 2063.1392 | 1785.5204 | 3209.429 | 1616.5941 | 1535.5935 | 1.1706e-05 | 1.129e-05 | 1.4487e-05 | 1.3651e-05 | 1.9784e-05 | 1.9806e-05 | 1.9013e-05 | 1.6812e-05 | 1.732e-05 | 1.7975e-05 | 1.7261e-05 | 2.3648e-05 | 2.193e-05
SA1 | Gas - Steam | 1441.5201 | 1415.1662 | 1299.4396 | 158.0748 | 148.7666 | 141.8168 | 134.4153 | 129.8864 | 122.2379 | 116.8847 | 111.1802 | 105.595 | 103.4213 | 107.5939 | 0 | 0 | 0 | 0 | 0 | 0 | 0 | 0 | 0 | 0 | 0 | 0 | 0 | 0 | 0
SA1 | OCGT / Diesel | 490.1031 | 249.6937 | 925.7097 | 116.2712 | 72.9638 | 142.3345 | 46.4151 | 104.2602 | 9.2733 | 26.151 | 8.3093 | 544.9324 | 310.8116 | 916.4397 | 425.7606 | 420.9496 | 1538.8405 | 1705.4579 | 2760.9338 | 2813.0578 | 2109.852 | 2875.9969 | 3798.1841 | 398.0603 | 320.6703 | 472.2775 | 594.3566 | 1019.6063 | 1054.1043
SA1 | Hydro | 0 | 0 | 0 | 0 | 0 | 0 | 0 | 0 | 0 | 0 | 0 | 0 | 0 | 0 | 0 | 0 | 0 | 0 | 0 | 0 | 0 | 0 | 0 | 0 | 0 | 0 | 0 | 0 | 0
SA1 | Wind | 15791.328 | 17054.7087 | 14417.8424 | 15244.1946 | 14226.894 | 14964.7703 | 14278.6768 | 12740.94 | 11361.9247 | 10451.4461 | 10479.9328 | 8842.6745 | 8234.0995 | 7560.6047 | 7039.5941 | 6011.2408 | 5327.6225 | 4648.9409 | 3490.2027 | 3362.4404 | 3016.1877 | 2771.7825 | 1964.4728 | 2186.3523 | 1285.2057 | 1093.0788 | 1064.9146 | 912.6564 | 756.7523
SA1 | Solar PV | 0.88216 | 0.98028 | 0.94383 | 0.86505 | 0.80469 | 0.78615 | 0.77342 | 0.70164 | 0.69789 | 0.67175 | 0.64397 | 0.62414 | 0.5671 | 0.52772 | 0.51627 | 0.50631 | 0.45989 | 0.4577 | 0.44099 | 1.0161 | 1.916 | 4.1505 | 3.8553 | 3.7112 | 6.1114 | 5.1778 | 4.6782 | 4.0118 | 4.335
SA1 | Grid Battery | 0.096484 | 0.095413 | 0.095281 | 0.094677 | 0.090724 | 0.087505 | 0.073731 | 0.068549 | 0.057859 | 0.053694 | 0.051021 | 0.051136 | 0.048944 | 0.034821 | 0.035028 | 0.033915 | 0.031724 | 0.029618 | 0.028011 | 0.025661 | 0.62792 | 0.60113 | 0.56508 | 0.75953 | 0.73148 | 0.67819 | 0.64419 | 0.59494 | 0.54376
SA1 | Pumped Hydro | 0 | 0 | 9.2687e-09 | 8.5955e-09 | 8.0935e-09 | 8.0243e-09 | 7.6625e-09 | 7.5982e-09 | 7.5668e-09 | 7.703e-09 | 7.6956e-09 | 9.853e-09 | 9.3096e-09 | 8.8642e-09 | 9.4802e-09 | 1.2059e-08 | 1.1408e-08 | 1.1011e-08 | 1.3112e-08 | 1.2512e-08 | 1.7011e-08 | 1.6195e-08 | 1.5312e-08 | 1.8584e-08 | 1.9791e-08 | 1.8507e-08 | 1.801e-08 | 1.7031e-08 | 1.6356e-08
SA1 | VPP | 0.057921 | 0.10113 | 0.1283 | 0.15366 | 0.1819 | 0.21321 | 0.21663 | 0.24592 | 0.25868 | 0.28616 | 0.34299 | 0.37258 | 0.38799 | 0.38719 | 0.42118 | 0.44096 | 0.43675 | 0.42643 | 0.43475 | 0.41871 | 0.35042 | 0.35348 | 0.34301 | 0.3413 | 0.34624 | 0.32 | 0.30992 | 0.29517 | 0.25947
Total excluding storage |  | 25470.3494 | 26081.0617 | 20270.9607 | 18247.3164 | 17029.9203 | 17716.428 | 16807.0647 | 15231.1268 | 13632.6478 | 12633.7837 | 12539.3757 | 11556.9652 | 10434.4199 | 11794.5951 | 9082.465 | 7968.2903 | 6866.9229 | 6354.8565 | 6251.5775 | 6176.5143 | 5127.9557 | 5651.93 | 5766.5123 | 2588.1238 | 1611.9875 | 1570.5341 | 1663.9496 | 1936.2746 | 1815.1916
Region | Technology | 2021-22 | 2022-23 | 2023-24 | 2024-25 | 2025-26 | 2026-27 | 2027-28 | 2028-29 | 2029-30 | 2030-31 | 2031-32 | 2032-33 | 2033-34 | 2034-35 | 2035-36 | 2036-37 | 2037-38 | 2038-39 | 2039-40 | 2040-41 | 2041-42 | 2042-43 | 2043-44 | 2044-45 | 2045-46 | 2046-47 | 2047-48 | 2048-49 | 2049-50
TAS1 | Black Coal | 0 | 0 | 0 | 0 | 0 | 0 | 0 | 0 | 0 | 0 | 0 | 0 | 0 | 0 | 0 | 0 | 0 | 0 | 0 | 0 | 0 | 0 | 0 | 0 | 0 | 0 | 0 | 0 | 0
TAS1 | Brown Coal | 0 | 0 | 0 | 0 | 0 | 0 | 0 | 0 | 0 | 0 | 0 | 0 | 0 | 0 | 0 | 0 | 0 | 0 | 0 | 0 | 0 | 0 | 0 | 0 | 0 | 0 | 0 | 0 | 0
TAS1 | CCGT | 6.2082e-06 | 5.8745e-06 | 5.8915e-06 | 5.6691e-06 | 5.4311e-06 | 5.3367e-06 | 5.5354e-06 | 5.622e-06 | 5.5088e-06 | 5.3898e-06 | 5.2848e-06 | 6.7604e-06 | 6.4834e-06 | 6.1724e-06 | 5.8822e-06 | 5.6956e-06 | 6.3049e-06 | 6.3569e-06 | 7.0547e-06 | 6.6831e-06 | 7.1926e-06 | 6.9924e-06 | 6.6799e-06 | 6.1933e-06 | 6.0137e-06 | 6.45e-06 | 6.4018e-06 | 8.4643e-06 | 7.996e-06
TAS1 | Gas - Steam | 0 | 0 | 0 | 0 | 0 | 0 | 0 | 0 | 0 | 0 | 0 | 0 | 0 | 0 | 0 | 0 | 0 | 0 | 0 | 0 | 0 | 0 | 0 | 0 | 0 | 0 | 0 | 0 | 0
TAS1 | OCGT / Diesel | 7.7856e-06 | 7.2679e-06 | 7.2912e-06 | 7.1599e-06 | 6.9341e-06 | 7.0386e-06 | 7.1758e-06 | 7.3138e-06 | 7.263e-06 | 7.0971e-06 | 6.9359e-06 | 8.6722 | 1.9494 | 8.9289e-06 | 6.1746 | 4.5138 | 5.9453 | 4.2167 | 13.5873 | 0.95989 | 1.9249 | 6.509e-06 | 1.1953 | 6.6523 | 1.2603 | 3.2098 | 1.3775 | 15.1383 | 13.3815
TAS1 | Hydro | 52286.8171 | 50071.1801 | 48346.0157 | 53245.4298 | 51301.9828 | 42084.5636 | 49694.8951 | 50545.8649 | 44654.3258 | 37467.7832 | 35377.1511 | 40852.5281 | 38288.8383 | 36880.9178 | 31835.5034 | 27573.4202 | 31820.7796 | 28662.2023 | 24356.8997 | 24936.4383 | 20681.7202 | 22111.5203 | 21950.9653 | 18534.1207 | 19290.1771 | 19567.8456 | 17382.5924 | 16120.8159 | 15739.5994
TAS1 | Wind | 3344.9436 | 3864.5276 | 3333.0096 | 3208.3528 | 3266.1494 | 3178.6428 | 3108.5494 | 2516.5541 | 2358.6166 | 1996.8868 | 2279.0945 | 1955.4622 | 1908.344 | 1859.9905 | 1711.5517 | 1691.8853 | 1447.2414 | 1398.4506 | 1158.1918 | 1288.1556 | 1233.6653 | 1084.1038 | 1008.0467 | 799.8134 | 809.7168 | 638.1118 | 582.5294 | 444.8281 | 465.5416
TAS1 | Solar PV | 3.4852e-09 | 4.8464e-09 | 7.3939e-09 | 8.5918e-09 | 7.082e-09 | 8.2528e-09 | 7.5702e-09 | 7.4171e-09 | 8.8293e-09 | 9.582e-09 | 1.2397e-08 | 1.2502e-08 | 1.6319e-08 | 1.3663e-08 | 1.4583e-08 | 1.3495e-08 | 1.3508e-08 | 1.356e-08 | 1.3104e-08 | 1.954e-08 | 1.925e-08 | 1.8343e-08 | 1.5069e-08 | 1.5201e-08 | 1.4087e-08 | 1.3255e-08 | 1.3201e-08 | 1.5822e-08 | 1.7534e-08
TAS1 | Grid Battery | 9.7625e-09 | 9.64e-09 | 9.0559e-09 | 8.6562e-09 | 8.5999e-09 | 8.543e-09 | 8.9744e-09 | 9.7261e-09 | 1.4063e-08 | 1.4187e-08 | 1.4138e-08 | 1.7564e-08 | 1.695e-08 | 1.7109e-08 | 1.7807e-08 | 1.8687e-08 | 1.7463e-08 | 1.7043e-08 | 2.3097e-08 | 2.3221e-08 | 2.3109e-08 | 2.1653e-08 | 2.2307e-08 | 2.2827e-08 | 2.1183e-08 | 2.2717e-08 | 2.2772e-08 | 2.9164e-08 | 2.8782e-08
TAS1 | Pumped Hydro | 0 | 0 | 2.3727e-08 | 2.3659e-08 | 2.487e-08 | 2.5233e-08 | 2.6194e-08 | 2.587e-08 | 2.7593e-08 | 2.9373e-08 | 3.0674e-08 | 1.1517e-07 | 1.1122e-07 | 1.09e-07 | 1.8255e-07 | 0.14203 | 0.54848 | 0.62948 | 0.99206 | 0.8708 | 1.0734 | 1.0892 | 0.99492 | 1.0008 | 0.98942 | 0.87398 | 0.85844 | 0.85839 | 0.77081
TAS1 | VPP | 0.0013505 | 0.003856 | 0.0023756 | 0.0044239 | 0.011674 | 0.017003 | 0.031694 | 0.035591 | 0.043073 | 0.052699 | 0.065583 | 0.076906 | 0.078247 | 0.086121 | 0.095668 | 0.10025 | 0.093841 | 0.089977 | 0.090654 | 0.090044 | 0.08931 | 0.088005 | 0.082659 | 0.08827 | 0.092037 | 0.084961 | 0.077558 | 0.07677 | 0.070638
Total excluding storage |  | 55631.7607 | 53935.7077 | 51679.0254 | 56453.7826 | 54568.1322 | 45263.2064 | 52803.4445 | 53062.419 | 47012.9424 | 39464.67 | 37656.2457 | 42816.6625 | 40199.1317 | 38740.9083 | 33553.2297 | 29269.8193 | 33273.9663 | 30064.8695 | 25528.6788 | 26225.5538 | 21917.3103 | 23195.6242 | 22960.2072 | 19340.5865 | 20101.1543 | 20209.1673 | 17966.4993 | 16580.7823 | 16218.5225
Explicitly modelled pumping
Region | Technology | 2021-22 | 2022-23 | 2023-24 | 2024-25 | 2025-26 | 2026-27 | 2027-28 | 2028-29 | 2029-30 | 2030-31 | 2031-32 | 2032-33 | 2033-34 | 2034-35 | 2035-36 | 2036-37 | 2037-38 | 2038-39 | 2039-40 | 2040-41 | 2041-42 | 2042-43 | 2043-44 | 2044-45 | 2045-46 | 2046-47 | 2047-48 | 2048-49 | 2049-50
NEM | Grid Battery pump | 0.24777 | 0.33956 | 0.3277 | 0.35818 | 0.3382 | 0.33084 | 0.28126 | 0.25604 | 0.21311 | 0.20681 | 0.19692 | 0.20047 | 0.16902 | 0.14268 | 0.14394 | 0.14114 | 0.12471 | 0.11697 | 0.11029 | 0.08892 | 0.047313 | 0.025852 | 0.023557 | 0.023329 | 0.023456 | 0.020437 | 0.019887 | 0.018238 | 0.01608
NEM | Pumped Hydro Pump | 909.1396 | 2797.4588 | 3647.2061 | 10653.9124 | 8224.5534 | 6963.5133 | 6622.3708 | 7200.4663 | 7277.9143 | 7972.5969 | 7817.7295 | 11361.5413 | 10904.1341 | 9218.0817 | 10917.192 | 9886.1899 | 7285.8814 | 6525.3251 | 7490.9821 | 5781.6677 | 6216.238 | 6752.6333 | 5372.5817 | 6332.755 | 6252.9984 | 5446.2312 | 4713.6417 | 5575.2383 | 4425.9388
NEM | VPP pump | 0.27063 | 0.45195 | 0.5686 | 0.89888 | 1.2247 | 1.5946 | 1.7629 | 2.0498 | 2.3323 | 2.7217 | 3.3126 | 3.7725 | 4.0618 | 4.2211 | 4.5624 | 4.8013 | 4.5324 | 4.5324 | 4.6304 | 4.5608 | 4.5555 | 4.6568 | 4.4989 | 4.6719 | 4.5417 | 4.1695 | 4.1928 | 4.0388 | 3.7215
Region | Technology | 2021-22 | 2022-23 | 2023-24 | 2024-25 | 2025-26 | 2026-27 | 2027-28 | 2028-29 | 2029-30 | 2030-31 | 2031-32 | 2032-33 | 2033-34 | 2034-35 | 2035-36 | 2036-37 | 2037-38 | 2038-39 | 2039-40 | 2040-41 | 2041-42 | 2042-43 | 2043-44 | 2044-45 | 2045-46 | 2046-47 | 2047-48 | 2048-49 | 2049-50
NSW1 | Grid Battery pump | 0 | 0 | 0 | 0 | 0 | 0 | 0 | 0 | 0 | 0 | 0 | 0 | 0 | 0 | 0 | 0 | 0 | 0 | 0 | 0 | 0 | 0 | 0 | 0 | 0 | 0 | 0 | 0 | 0
NSW1 | Pumped Hydro Pump | 648.5816 | 2201.9308 | 2721.4455 | 6288.7634 | 3936.9049 | 3658.2323 | 3989.0428 | 3666.0268 | 4525.0995 | 5014.8809 | 4989.1643 | 7141.5668 | 6971.0481 | 5707.1607 | 7213.0518 | 6480.2747 | 5268.6075 | 4586.843 | 5545.1397 | 4389.3388 | 4678.1041 | 5129.0793 | 4260.2243 | 5213.8225 | 5196.4022 | 4642.4685 | 4035.2405 | 4909.0409 | 3858.9872
NSW1 | VPP pump | 0.095266 | 0.15957 | 0.18757 | 0.32701 | 0.44478 | 0.59216 | 0.65375 | 0.75301 | 0.84272 | 0.97076 | 1.1276 | 1.2853 | 1.3629 | 1.3953 | 1.4939 | 1.5557 | 1.5318 | 1.4975 | 1.5568 | 1.4925 | 1.5026 | 1.5359 | 1.4761 | 1.5516 | 1.5104 | 1.4419 | 1.4157 | 1.4142 | 1.3377
Region | Technology | 2021-22 | 2022-23 | 2023-24 | 2024-25 | 2025-26 | 2026-27 | 2027-28 | 2028-29 | 2029-30 | 2030-31 | 2031-32 | 2032-33 | 2033-34 | 2034-35 | 2035-36 | 2036-37 | 2037-38 | 2038-39 | 2039-40 | 2040-41 | 2041-42 | 2042-43 | 2043-44 | 2044-45 | 2045-46 | 2046-47 | 2047-48 | 2048-49 | 2049-50
QLD1 | Grid Battery pump | 0 | 0.028217 | 0.027598 | 0.032563 | 0.033163 | 0.031113 | 0.028201 | 0.026973 | 0.0249 | 0.024019 | 0.022795 | 0.022134 | 0.020772 | 0.019987 | 0.019165 | 0.018393 | 0.015173 | 0.014648 | 0.013904 | 0 | 0 | 0 | 0 | 0 | 0 | 0 | 0 | 0 | 0
QLD1 | Pumped Hydro Pump | 260.558 | 595.528 | 925.7606 | 4365.149 | 4287.6485 | 3305.281 | 2633.328 | 3534.4395 | 2752.8148 | 2957.716 | 2828.5652 | 4219.9745 | 3933.086 | 3510.921 | 3704.1402 | 3405.9152 | 2017.2739 | 1938.4821 | 1945.8424 | 1392.3289 | 1538.1339 | 1623.554 | 1112.3574 | 1118.9325 | 1056.5962 | 803.7627 | 678.4012 | 666.1974 | 566.9516
QLD1 | VPP pump | 0.040456 | 0.0626 | 0.087882 | 0.15872 | 0.23491 | 0.30526 | 0.35161 | 0.42163 | 0.50566 | 0.60888 | 0.77157 | 0.86149 | 0.94368 | 1.0192 | 1.065 | 1.156 | 0.96152 | 0.97542 | 1.0026 | 1.0232 | 1.0422 | 1.0967 | 1.0961 | 1.063 | 0.99723 | 0.81981 | 0.88731 | 0.87865 | 0.78938
Region | Technology | 2021-22 | 2022-23 | 2023-24 | 2024-25 | 2025-26 | 2026-27 | 2027-28 | 2028-29 | 2029-30 | 2030-31 | 2031-32 | 2032-33 | 2033-34 | 2034-35 | 2035-36 | 2036-37 | 2037-38 | 2038-39 | 2039-40 | 2040-41 | 2041-42 | 2042-43 | 2043-44 | 2044-45 | 2045-46 | 2046-47 | 2047-48 | 2048-49 | 2049-50
VIC1 | Grid Battery pump | 0.12894 | 0.19328 | 0.18273 | 0.20866 | 0.19309 | 0.1917 | 0.16182 | 0.14464 | 0.11665 | 0.11663 | 0.11097 | 0.11537 | 0.087819 | 0.079702 | 0.081524 | 0.080875 | 0.070371 | 0.065666 | 0.061897 | 0.057152 | 0.020757 | 0 | 0 | 0 | 0 | 0 | 0 | 0 | 0
VIC1 | Pumped Hydro Pump | 0 | 0 | 0 | 0 | 0 | 0 | 0 | 0 | 0 | 0 | 0 | 0 | 0 | 0 | 0 | 0 | 0 | 0 | 0 | 0 | 0 | 0 | 0 | 0 | 0 | 0 | 0 | 0 | 0
VIC1 | VPP pump | 0.065178 | 0.10601 | 0.13967 | 0.22709 | 0.31736 | 0.42638 | 0.46469 | 0.54463 | 0.62882 | 0.74345 | 0.93158 | 1.0978 | 1.207 | 1.2496 | 1.3957 | 1.4529 | 1.4149 | 1.4504 | 1.4543 | 1.4453 | 1.4946 | 1.5035 | 1.4269 | 1.5519 | 1.5172 | 1.4327 | 1.4326 | 1.3097 | 1.2061
Region | Technology | 2021-22 | 2022-23 | 2023-24 | 2024-25 | 2025-26 | 2026-27 | 2027-28 | 2028-29 | 2029-30 | 2030-31 | 2031-32 | 2032-33 | 2033-34 | 2034-35 | 2035-36 | 2036-37 | 2037-38 | 2038-39 | 2039-40 | 2040-41 | 2041-42 | 2042-43 | 2043-44 | 2044-45 | 2045-46 | 2046-47 | 2047-48 | 2048-49 | 2049-50
SA1 | Grid Battery pump | 0.11883 | 0.11806 | 0.11737 | 0.11696 | 0.11194 | 0.10803 | 0.091239 | 0.084422 | 0.071565 | 0.066161 | 0.06316 | 0.062966 | 0.060428 | 0.042991 | 0.043246 | 0.041872 | 0.039167 | 0.036662 | 0.034489 | 0.031768 | 0.026556 | 0.025852 | 0.023557 | 0.023329 | 0.023456 | 0.020437 | 0.019887 | 0.018238 | 0.01608
SA1 | Pumped Hydro Pump | 0 | 0 | 0 | 0 | 0 | 0 | 0 | 0 | 0 | 0 | 0 | 0 | 0 | 0 | 0 | 0 | 0 | 0 | 0 | 0 | 0 | 0 | 0 | 0 | 0 | 0 | 0 | 0 | 0
SA1 | VPP pump | 0.068145 | 0.11922 | 0.15071 | 0.18081 | 0.21398 | 0.25084 | 0.25541 | 0.28879 | 0.30446 | 0.33657 | 0.40452 | 0.43736 | 0.45648 | 0.45554 | 0.49552 | 0.5188 | 0.51385 | 0.5029 | 0.5103 | 0.49383 | 0.41107 | 0.41709 | 0.40236 | 0.4017 | 0.40839 | 0.37533 | 0.36575 | 0.34617 | 0.30528
Region | Technology | 2021-22 | 2022-23 | 2023-24 | 2024-25 | 2025-26 | 2026-27 | 2027-28 | 2028-29 | 2029-30 | 2030-31 | 2031-32 | 2032-33 | 2033-34 | 2034-35 | 2035-36 | 2036-37 | 2037-38 | 2038-39 | 2039-40 | 2040-41 | 2041-42 | 2042-43 | 2043-44 | 2044-45 | 2045-46 | 2046-47 | 2047-48 | 2048-49 | 2049-50
TAS1 | Grid Battery pump | 0 | 0 | 0 | 0 | 0 | 0 | 0 | 0 | 0 | 0 | 0 | 0 | 0 | 0 | 0 | 0 | 0 | 0 | 0 | 0 | 0 | 0 | 0 | 0 | 0 | 0 | 0 | 0 | 0
TAS1 | Pumped Hydro Pump | 0 | 0 | 0 | 0 | 0 | 0 | 0 | 0 | 0 | 0 | 0 | 0 | 0 | 0 | 0 | 0 | 0 | 0 | 0 | 0 | 0 | 0 | 0 | 0 | 0 | 0 | 0 | 0 | 0
TAS1 | VPP pump | 0.001589 | 0.004561 | 0.0027721 | 0.0052484 | 0.013697 | 0.019998 | 0.037396 | 0.041766 | 0.050676 | 0.062001 | 0.077294 | 0.090566 | 0.091841 | 0.10157 | 0.11231 | 0.11809 | 0.11026 | 0.10613 | 0.10638 | 0.10606 | 0.10495 | 0.10354 | 0.097415 | 0.10369 | 0.10856 | 0.099685 | 0.091513 | 0.09006 | 0.083109

## Marinus_FOM Cost
FOM cost by technology ($000s) - Marinus Link, Central Scenario
FOM | Real June 2020 dollars discounted to 1 July 2020. For new entrant capacity, the FOM is incurred annually in modelling. For existing capacity, FOM is considered to be a sunk cost, since the fixed retirement dates are assumed to be the same in the Base Case and the case with Marinus Link. As such, early retirements are presented as an annual FOM saving, or negative cost, that continues until the assumed fixed date retirement.
Explicitly modelled generation
Region | Technology | 2021-22 | 2022-23 | 2023-24 | 2024-25 | 2025-26 | 2026-27 | 2027-28 | 2028-29 | 2029-30 | 2030-31 | 2031-32 | 2032-33 | 2033-34 | 2034-35 | 2035-36 | 2036-37 | 2037-38 | 2038-39 | 2039-40 | 2040-41 | 2041-42 | 2042-43 | 2043-44 | 2044-45 | 2045-46 | 2046-47 | 2047-48 | 2048-49 | 2049-50
NEM | Black Coal | 0 | 0 | 0 | -100440.2891 | -53105.3777 | 132884.8376 | -99227.5413 | -211483.5793 | -220535.7831 | -214267.5781 | 178435.8029 | 330198.0628 | 184275.587 | -111577.516 | -5584.8639 | -0.0014328 | -0.00061403 | -0.00058591 | -0.00056057 | -0.0005334 | 239835.4415 | 0 | 0 | 0 | 0 | 0 | 0 | 0 | 0
NEM | Brown Coal | 0 | 0 | 0 | -117595.0702 | -112209.0364 | -141223.9689 | 169721.6933 | 451805.6336 | -91358.608 | -68541.0543 | -32788.3714 | -0.0034569 | -0.0032985 | -0.0031475 | -0.0030113 | -0.0028654 | 190672.8158 | 363063.5487 | -0.0024961 | -0.0023751 | -0.0022663 | -0.0021625 | -0.002069 | -0.0019687 | -0.0018785 | -0.0017925 | -0.0012172 | 0 | 0
NEM | CCGT | 1.8208e-05 | 1.7374e-05 | 1.6623e-05 | 1.5817e-05 | 1.5093e-05 | 1.4401e-05 | 1.3778e-05 | 1.3111e-05 | 1.251e-05 | 1.1937e-05 | 1.1421e-05 | 1.9906e-05 | 1.8994e-05 | 1.8125e-05 | 1.7341e-05 | 1.65e-05 | 2.7352e-05 | 2.6099e-05 | 3.839e-05 | 3.6529e-05 | 4.6397e-05 | 4.4272e-05 | 4.2358e-05 | 4.0305e-05 | 4.0716e-05 | 4.9381e-05 | 4.7246e-05 | 5.977e-05 | 5.7032e-05
NEM | Gas - Steam | 0 | 0 | 0 | 0 | 0 | 0 | 0 | 0 | 0 | 0 | 0 | 0 | 0 | 0 | 0 | 0 | 0 | 0 | 0 | 0 | 0 | 0 | 0 | 0 | 0 | 0 | 0 | 0 | 0
NEM | OCGT / Diesel | 7.8296e-05 | 7.471e-05 | 7.1479e-05 | 6.8014e-05 | 6.4899e-05 | 6.1926e-05 | 5.9248e-05 | 5.6376e-05 | 5.3794e-05 | 5.133e-05 | 4.911e-05 | 6.1796e-05 | 5.8965e-05 | 5.6265e-05 | 5.3831e-05 | 5.1712e-05 | 8.7987e-05 | 8.3957e-05 | 3096.2839 | 2946.2079 | 2811.2671 | 2682.5068 | 2566.4918 | 6363.1533 | 7862.1607 | 12293.1191 | 11761.4572 | 15556.2845 | 15197.0584
NEM | Hydro | 0 | 0 | 0 | 0 | 0 | 0 | 0 | 0 | 0 | 0 | 0 | 0 | 0 | 0 | 0 | 0 | 0 | 0 | 0 | 0 | 0 | 0 | 0 | 0 | 0 | 0 | 0 | 0 | 0
NEM | Wind | 0.0014866 | 19157.368 | 39754.9074 | 60897.0355 | 87724.4163 | 103510.6335 | 127449.8499 | 149500.9304 | 198425.4592 | 191596.8991 | 185434.1974 | 185132.0191 | 178615.5966 | 172307.7197 | 174811.2976 | 184523.2943 | 221457.406 | 227106.3691 | 230375.3796 | 220768.0037 | 235990.5767 | 253045.43 | 249892.0699 | 242506.1825 | 244185.5148 | 247754.6375 | 254089.5747 | 253374.7929 | 245796.094
NEM | Solar PV | 0.00013549 | 0.00022142 | 0.00022909 | 0.00025329 | 0.00029646 | 0.00031488 | 3112.7089 | 5618.4719 | 59046.7481 | 56342.3168 | 53905.583 | 51292.7936 | 48943.5053 | 46701.818 | 44682.0236 | 42516.2976 | 50325.691 | 48020.6975 | 45943.8632 | 45400.6204 | 46793.4074 | 79705.1934 | 76258.0447 | 72561.8372 | 73138.8519 | 92685.3012 | 92092.0851 | 101761.4989 | 107148.0072
NEM | Grid Battery | 0.00016074 | 0.00015338 | 0.00014674 | 0.00013963 | 0.00013323 | 0.00012713 | 0.00014398 | 0.0001561 | 0.00040908 | 0.00039523 | 0.00037941 | 0.00052858 | 0.00061875 | 0.00059041 | 0.00057924 | 0.00062327 | 4565.9266 | 4356.8002 | 4496.5225 | 4278.5773 | 17857.769 | 17039.8559 | 18144.2056 | 23055.8539 | 22396.4525 | 28437.6481 | 27207.7558 | 28064.662 | 26779.2577
NEM | Pumped Hydro | 0 | 0 | 0.00017586 | 0.00018631 | 0.00018383 | 0.00017932 | 0.00017759 | 0.00018269 | 22893.9931 | 21845.4133 | 20900.6268 | 19887.5792 | 18976.6978 | 18107.5361 | 17324.4083 | 16869.0617 | 24191.1408 | 23407.4652 | 23661.6082 | 22514.7363 | 22777.5773 | 25876.0092 | 24756.9046 | 23636.4784 | 22553.8985 | 24340.9527 | 23288.2374 | 26279.7344 | 25076.0824
NEM | VPP | 0 | 0 | 0 | 0 | 0 | 0 | 0 | 0 | 0 | 0 | 0 | 0 | 0 | 0 | 0 | 0 | 0 | 0 | 0 | 0 | 0 | 0 | 0 | 0 | 0 | 0 | 0 | 0 | 0
Total excluding storage |  | 0.0017186 | 19157.3683 | 39754.9077 | -157138.3234 | -77589.9975 | 95171.5026 | 201056.7108 | 395441.4566 | -54422.1838 | -34869.4163 | 384987.212 | 566622.8721 | 411834.6857 | 107432.0187 | 213908.4543 | 227039.5877 | 462455.9123 | 638190.6149 | 279415.5237 | 269114.8291 | 525430.6905 | 335433.1281 | 328716.6044 | 321431.1711 | 325186.5255 | 352733.0561 | 357943.1158 | 370692.5764 | 368141.1596
Region | Technology | 2021-22 | 2022-23 | 2023-24 | 2024-25 | 2025-26 | 2026-27 | 2027-28 | 2028-29 | 2029-30 | 2030-31 | 2031-32 | 2032-33 | 2033-34 | 2034-35 | 2035-36 | 2036-37 | 2037-38 | 2038-39 | 2039-40 | 2040-41 | 2041-42 | 2042-43 | 2043-44 | 2044-45 | 2045-46 | 2046-47 | 2047-48 | 2048-49 | 2049-50
NSW1 | Black Coal | 0 | 0 | 0 | -28874.3657 | 15182.7195 | -131824.0274 | -151785.4176 | -144428.4179 | -156551.8505 | -153214.2073 | -146587.888 | 224919.3289 | -63897.3282 | -60970.733 | -0.00039183 | -0.00037284 | -0.00035576 | -0.00033947 | -0.00032479 | -0.00030905 | -0.00029489 | 0 | 0 | 0 | 0 | 0 | 0 | 0 | 0
NSW1 | Brown Coal | 0 | 0 | 0 | 0 | 0 | 0 | 0 | 0 | 0 | 0 | 0 | 0 | 0 | 0 | 0 | 0 | 0 | 0 | 0 | 0 | 0 | 0 | 0 | 0 | 0 | 0 | 0 | 0 | 0
NSW1 | CCGT | 3.9437e-06 | 3.7631e-06 | 3.6003e-06 | 3.4258e-06 | 3.2689e-06 | 3.1192e-06 | 2.9843e-06 | 2.8396e-06 | 2.7096e-06 | 2.5855e-06 | 2.4737e-06 | 4.6621e-06 | 4.4485e-06 | 4.2448e-06 | 4.0612e-06 | 3.8644e-06 | 9.3776e-06 | 8.9481e-06 | 1.2952e-05 | 1.2324e-05 | 1.425e-05 | 1.3597e-05 | 1.3009e-05 | 1.2379e-05 | 1.1812e-05 | 1.9208e-05 | 1.8378e-05 | 1.9786e-05 | 1.888e-05
NSW1 | Gas - Steam | 0 | 0 | 0 | 0 | 0 | 0 | 0 | 0 | 0 | 0 | 0 | 0 | 0 | 0 | 0 | 0 | 0 | 0 | 0 | 0 | 0 | 0 | 0 | 0 | 0 | 0 | 0 | 0 | 0
NSW1 | OCGT / Diesel | 1.6221e-05 | 1.5478e-05 | 1.4809e-05 | 1.4091e-05 | 1.3446e-05 | 1.283e-05 | 1.2275e-05 | 1.168e-05 | 1.1145e-05 | 1.0635e-05 | 1.0175e-05 | 1.297e-05 | 1.2376e-05 | 1.1809e-05 | 1.1299e-05 | 1.0751e-05 | 4.2432e-05 | 4.0489e-05 | 3088.6611 | 2938.9545 | 2804.3459 | 2675.9026 | 2560.1732 | 5776.0054 | 5511.4555 | 5259.0224 | 5031.5764 | 7984.4056 | 7618.7076
NSW1 | Hydro | 0 | 0 | 0 | 0 | 0 | 0 | 0 | 0 | 0 | 0 | 0 | 0 | 0 | 0 | 0 | 0 | 0 | 0 | 0 | 0 | 0 | 0 | 0 | 0 | 0 | 0 | 0 | 0 | 0
NSW1 | Wind | 0.00027688 | 19157.3668 | 36664.0493 | 52591.897 | 67138.8482 | 81141.8439 | 89901.3852 | 97505.246 | 133180.9562 | 127081.065 | 121584.97 | 115691.7781 | 110392.918 | 105336.7538 | 100781.0726 | 95896.2402 | 92814.9583 | 93843.4232 | 99297.8986 | 94484.9553 | 110335.1943 | 112899.2976 | 108016.546 | 102781.0121 | 98073.4961 | 93581.5803 | 93279.4237 | 89633.3001 | 85527.9581
NSW1 | Solar PV | 3.1743e-05 | 7.7984e-05 | 7.7926e-05 | 9.3545e-05 | 0.00014403 | 0.00016943 | 3112.7087 | 5618.4717 | 59046.7478 | 56342.3166 | 53905.5828 | 51292.7932 | 48943.5049 | 46701.8177 | 44682.0232 | 42516.2972 | 42720.152 | 40763.5038 | 39000.5339 | 37110.1882 | 35410.4849 | 51940.8434 | 49694.4677 | 47285.7898 | 45713.5863 | 56677.5211 | 56090.2208 | 58730.9362 | 59782.2489
NSW1 | Grid Battery | 5.6124e-05 | 5.3553e-05 | 5.1237e-05 | 4.8753e-05 | 4.652e-05 | 4.439e-05 | 5.195e-05 | 5.1687e-05 | 0.00024643 | 0.00023514 | 0.00022497 | 0.00023793 | 0.00022704 | 0.00021664 | 0.00021066 | 0.00020772 | 0.0004664 | 0.00044504 | 0.00070156 | 0.00066755 | 5205.0102 | 4966.6128 | 6593.1149 | 8154.2518 | 8177.3666 | 8957.6767 | 8570.2686 | 8154.8699 | 7781.3644
NSW1 | Pumped Hydro | 0 | 0 | 5.2107e-05 | 5.8671e-05 | 5.5983e-05 | 5.3419e-05 | 5.1109e-05 | 5.3837e-05 | 22893.993 | 21845.4131 | 20900.6267 | 19887.5788 | 18976.6973 | 18107.5356 | 17324.4076 | 16484.6981 | 15729.6738 | 15009.2307 | 14360.1006 | 13664.0702 | 13038.235 | 12441.0639 | 11903.0037 | 11326.0682 | 10807.317 | 10312.3254 | 9866.3304 | 9388.1119 | 8958.1221
NSW1 | VPP | 0 | 0 | 0 | 0 | 0 | 0 | 0 | 0 | 0 | 0 | 0 | 0 | 0 | 0 | 0 | 0 | 0 | 0 | 0 | 0 | 0 | 0 | 0 | 0 | 0 | 0 | 0 | 0 | 0
Total excluding storage |  | 0.00032878 | 19157.3669 | 36664.0494 | 23717.5315 | 82321.5678 | -50682.1833 | -58771.3237 | -41304.7001 | 35675.8535 | 30209.1743 | 28902.6647 | 391903.9002 | 95439.0947 | 91067.8384 | 145463.0954 | 138412.537 | 135535.11 | 134606.9267 | 141387.0933 | 134534.0977 | 148550.0249 | 167516.0436 | 160271.187 | 155842.8073 | 149298.5379 | 155518.1239 | 154401.2208 | 156348.6419 | 152928.9146
Region | Technology | 2021-22 | 2022-23 | 2023-24 | 2024-25 | 2025-26 | 2026-27 | 2027-28 | 2028-29 | 2029-30 | 2030-31 | 2031-32 | 2032-33 | 2033-34 | 2034-35 | 2035-36 | 2036-37 | 2037-38 | 2038-39 | 2039-40 | 2040-41 | 2041-42 | 2042-43 | 2043-44 | 2044-45 | 2045-46 | 2046-47 | 2047-48 | 2048-49 | 2049-50
QLD1 | Black Coal | 0 | 0 | 0 | -71565.9234 | -68288.0971 | 264708.8651 | 52557.8763 | -67055.1614 | -63983.9326 | -61053.3708 | 325023.6909 | 105278.7339 | 248172.9152 | -50606.783 | -5584.8635 | -0.00106 | -0.00025827 | -0.00024644 | -0.00023578 | -0.00022435 | 239835.4418 | 0 | 0 | 0 | 0 | 0 | 0 | 0 | 0
QLD1 | Brown Coal | 0 | 0 | 0 | 0 | 0 | 0 | 0 | 0 | 0 | 0 | 0 | 0 | 0 | 0 | 0 | 0 | 0 | 0 | 0 | 0 | 0 | 0 | 0 | 0 | 0 | 0 | 0 | 0 | 0
QLD1 | CCGT | 4.2055e-06 | 4.0129e-06 | 3.8394e-06 | 3.6533e-06 | 3.4859e-06 | 3.3263e-06 | 3.1824e-06 | 3.0282e-06 | 2.8895e-06 | 2.7571e-06 | 2.6379e-06 | 4.6912e-06 | 4.4764e-06 | 4.2713e-06 | 4.0866e-06 | 3.8885e-06 | 7.1398e-06 | 6.8128e-06 | 1.1146e-05 | 1.0606e-05 | 1.4271e-05 | 1.3618e-05 | 1.3029e-05 | 1.2397e-05 | 1.3727e-05 | 1.4038e-05 | 1.3431e-05 | 1.278e-05 | 1.2194e-05
QLD1 | Gas - Steam | 0 | 0 | 0 | 0 | 0 | 0 | 0 | 0 | 0 | 0 | 0 | 0 | 0 | 0 | 0 | 0 | 0 | 0 | 0 | 0 | 0 | 0 | 0 | 0 | 0 | 0 | 0 | 0 | 0
QLD1 | OCGT / Diesel | 1.5956e-05 | 1.5225e-05 | 1.4567e-05 | 1.3861e-05 | 1.3226e-05 | 1.262e-05 | 1.2074e-05 | 1.1489e-05 | 1.0963e-05 | 1.0461e-05 | 1.0008e-05 | 1.2988e-05 | 1.2393e-05 | 1.1826e-05 | 1.1314e-05 | 1.0766e-05 | 1.414e-05 | 1.3492e-05 | 7.6227 | 7.2532 | 6.921 | 6.604 | 6.3184 | 6.0122 | 1796.1863 | 6504.9756 | 6223.6436 | 6380.9986 | 6442.0146
QLD1 | Hydro | 0 | 0 | 0 | 0 | 0 | 0 | 0 | 0 | 0 | 0 | 0 | 0 | 0 | 0 | 0 | 0 | 0 | 0 | 0 | 0 | 0 | 0 | 0 | 0 | 0 | 0 | 0 | 0 | 0
QLD1 | Wind | 0.00050618 | 0.00049214 | 0.00048472 | 2419.9385 | 12112.9958 | 11558.2021 | 24597.2442 | 37190.4507 | 48749.2845 | 46516.4928 | 44504.7134 | 42347.5815 | 40407.9977 | 38557.2497 | 38448.371 | 42929.2276 | 61487.5071 | 58671.2854 | 56133.8266 | 53533.5574 | 53792.6036 | 68015.6488 | 65074.0581 | 66646.2517 | 66470.9522 | 68876.853 | 65898.0164 | 62703.9567 | 63858.2732
QLD1 | Solar PV | 4.4314e-05 | 6.4431e-05 | 6.1644e-05 | 6.1652e-05 | 5.8828e-05 | 5.6134e-05 | 9.516e-05 | 9.0547e-05 | 0.00017219 | 0.00016431 | 0.0001572 | 0.00014958 | 0.00014273 | 0.00013619 | 0.0001303 | 0.00012399 | 7605.5383 | 7257.1931 | 6943.3287 | 7819.4 | 10239.1784 | 24482.3603 | 23423.5292 | 22288.1969 | 21857.9313 | 30695.4382 | 29367.8994 | 27944.445 | 32970.6074
QLD1 | Grid Battery | 2.6188e-05 | 2.4988e-05 | 2.3907e-05 | 2.2749e-05 | 2.1707e-05 | 2.0713e-05 | 2.4942e-05 | 3.2538e-05 | 4.2433e-05 | 4.3617e-05 | 4.3009e-05 | 0.0001105 | 0.00021982 | 0.00020975 | 0.00020068 | 0.00019096 | 4565.9259 | 4356.7995 | 4496.5206 | 4278.5754 | 8506.1748 | 8116.579 | 7765.5472 | 9820.7263 | 9370.922 | 14853.8607 | 14211.4501 | 13522.6248 | 12903.2679
QLD1 | Pumped Hydro | 0 | 0 | 2.2803e-05 | 2.7173e-05 | 2.5929e-05 | 2.4741e-05 | 2.3671e-05 | 2.6309e-05 | 2.5104e-05 | 2.5491e-05 | 2.586e-05 | 7.2572e-05 | 0.00013456 | 0.0001284 | 0.00012285 | 0.00011689 | 6674.0765 | 6368.3936 | 6092.9686 | 5797.644 | 5926.9732 | 9797.1884 | 9373.4725 | 8998.6764 | 8586.5233 | 11013.3046 | 10536.9931 | 10026.2678 | 9567.0494
QLD1 | VPP | 0 | 0 | 0 | 0 | 0 | 0 | 0 | 0 | 0 | 0 | 0 | 0 | 0 | 0 | 0 | 0 | 0 | 0 | 0 | 0 | 0 | 0 | 0 | 0 | 0 | 0 | 0 | 0 | 0
Total excluding storage |  | 0.00057066 | 0.0005758 | 0.00056477 | -69145.9848 | -56175.1013 | 276267.0672 | 77155.1206 | -29864.7106 | -15234.6479 | -14536.8778 | 369528.4045 | 147626.3156 | 288580.9131 | -12049.5332 | 32863.5077 | 42929.2267 | 69093.0452 | 65928.4782 | 63084.7777 | 61360.2104 | 303874.1449 | 92504.6131 | 88503.9058 | 88940.4608 | 90125.0698 | 106077.2668 | 101489.5594 | 97029.4002 | 103270.8952
Region | Technology | 2021-22 | 2022-23 | 2023-24 | 2024-25 | 2025-26 | 2026-27 | 2027-28 | 2028-29 | 2029-30 | 2030-31 | 2031-32 | 2032-33 | 2033-34 | 2034-35 | 2035-36 | 2036-37 | 2037-38 | 2038-39 | 2039-40 | 2040-41 | 2041-42 | 2042-43 | 2043-44 | 2044-45 | 2045-46 | 2046-47 | 2047-48 | 2048-49 | 2049-50
VIC1 | Black Coal | 0 | 0 | 0 | 0 | 0 | 0 | 0 | 0 | 0 | 0 | 0 | 0 | 0 | 0 | 0 | 0 | 0 | 0 | 0 | 0 | 0 | 0 | 0 | 0 | 0 | 0 | 0 | 0 | 0
VIC1 | Brown Coal | 0 | 0 | 0 | -117595.0702 | -112209.0364 | -141223.9689 | 169721.6933 | 451805.6336 | -91358.608 | -68541.0543 | -32788.3714 | -0.0034569 | -0.0032985 | -0.0031475 | -0.0030113 | -0.0028654 | 190672.8158 | 363063.5487 | -0.0024961 | -0.0023751 | -0.0022663 | -0.0021625 | -0.002069 | -0.0019687 | -0.0018785 | -0.0017925 | -0.0012172 | 0 | 0
VIC1 | CCGT | 3.462e-06 | 3.3034e-06 | 3.1605e-06 | 3.0073e-06 | 2.8696e-06 | 2.7382e-06 | 2.6197e-06 | 2.4928e-06 | 2.3786e-06 | 2.2696e-06 | 2.1715e-06 | 3.644e-06 | 3.4771e-06 | 3.3179e-06 | 3.1744e-06 | 3.0205e-06 | 3.9124e-06 | 3.7332e-06 | 5.5842e-06 | 5.3135e-06 | 6.0621e-06 | 5.7844e-06 | 5.5343e-06 | 5.266e-06 | 5.0248e-06 | 5.581e-06 | 5.3397e-06 | 1.3027e-05 | 1.243e-05
VIC1 | Gas - Steam | 0 | 0 | 0 | 0 | 0 | 0 | 0 | 0 | 0 | 0 | 0 | 0 | 0 | 0 | 0 | 0 | 0 | 0 | 0 | 0 | 0 | 0 | 0 | 0 | 0 | 0 | 0 | 0 | 0
VIC1 | OCGT / Diesel | 1.5299e-05 | 1.4598e-05 | 1.3967e-05 | 1.329e-05 | 1.2681e-05 | 1.21e-05 | 1.1577e-05 | 1.1016e-05 | 1.0511e-05 | 1.003e-05 | 9.5959e-06 | 1.1861e-05 | 1.1318e-05 | 1.08e-05 | 1.0332e-05 | 9.8316e-06 | 9.8377e-06 | 9.3871e-06 | 1.8182e-05 | 1.7301e-05 | 3.4386e-05 | 3.2811e-05 | 3.1392e-05 | 4.3544e-05 | 4.1549e-05 | 3.9646e-05 | 3.7932e-05 | 0.00015787 | 0.00015064
VIC1 | Hydro | 0 | 0 | 0 | 0 | 0 | 0 | 0 | 0 | 0 | 0 | 0 | 0 | 0 | 0 | 0 | 0 | 0 | 0 | 0 | 0 | 0 | 0 | 0 | 0 | 0 | 0 | 0 | 0 | 0
VIC1 | Wind | 0.00018216 | 0.00017381 | 0.00016897 | 0.00019798 | 0.00018891 | 0.00018026 | 0.00017903 | 0.00018882 | 0.00018017 | 0.00017381 | 0.00017278 | 0.0004373 | 0.010027 | 0.0096556 | 0.0092665 | 8119.146 | 19260.9344 | 21774.937 | 20833.1986 | 19823.4189 | 21360.8015 | 23941.574 | 30696.6653 | 29208.8059 | 37780.2718 | 42375.0868 | 53440.9004 | 58494.4647 | 55815.3289
VIC1 | Solar PV | 1.2153e-05 | 1.3705e-05 | 1.3113e-05 | 2.3555e-05 | 2.2476e-05 | 2.1447e-05 | 2.5138e-05 | 2.392e-05 | 2.2824e-05 | 2.396e-05 | 2.7436e-05 | 5.9087e-05 | 5.9398e-05 | 5.6677e-05 | 5.4226e-05 | 5.748e-05 | 0.0001961 | 0.00018987 | 0.00018166 | 0.00036976 | 0.00048386 | 14.4137 | 13.7904 | 13.1219 | 499.9166 | 477.0197 | 2007.7643 | 10684.1477 | 10194.7978
VIC1 | Grid Battery | 2.5647e-05 | 2.4472e-05 | 2.3414e-05 | 2.2279e-05 | 2.1259e-05 | 2.0285e-05 | 2.1896e-05 | 2.278e-05 | 3.9599e-05 | 3.7785e-05 | 3.6151e-05 | 5.7745e-05 | 5.51e-05 | 5.2576e-05 | 5.2908e-05 | 5.899e-05 | 6.1677e-05 | 6.2844e-05 | 0.00015718 | 0.00014956 | 0.00079074 | 0.00075452 | 0.00072189 | 0.0018699 | 0.0017842 | 0.0017025 | 0.0016289 | 2175.6606 | 2076.012
VIC1 | Pumped Hydro | 0 | 0 | 2.5105e-05 | 2.6946e-05 | 2.7305e-05 | 2.6055e-05 | 2.4928e-05 | 2.4911e-05 | 2.377e-05 | 2.4249e-05 | 2.4359e-05 | 4.154e-05 | 3.9637e-05 | 3.7822e-05 | 3.6186e-05 | 3.8065e-05 | 4.7262e-05 | 4.8373e-05 | 0.00010537 | 0.00010026 | 0.00025483 | 0.00024316 | 0.00023264 | 0.00095154 | 0.0078614 | 0.0075014 | 0.0071769 | 4052.1082 | 3866.5154
VIC1 | VPP | 0 | 0 | 0 | 0 | 0 | 0 | 0 | 0 | 0 | 0 | 0 | 0 | 0 | 0 | 0 | 0 | 0 | 0 | 0 | 0 | 0 | 0 | 0 | 0 | 0 | 0 | 0 | 0 | 0
Total excluding storage |  | 0.00021307 | 0.00020542 | 0.00019921 | -117595.07 | -112209.0362 | -141223.9687 | 169721.6935 | 451805.6338 | -91358.6078 | -68541.0541 | -32788.3712 | -0.002945 | 0.0068031 | 0.006579 | 0.0063229 | 8119.1433 | 209933.7504 | 384838.4859 | 20833.1963 | 19823.417 | 21360.7997 | 23955.9856 | 30710.4536 | 29221.9259 | 38280.1866 | 42852.1048 | 55448.6634 | 69178.6126 | 66010.1268
Region | Technology | 2021-22 | 2022-23 | 2023-24 | 2024-25 | 2025-26 | 2026-27 | 2027-28 | 2028-29 | 2029-30 | 2030-31 | 2031-32 | 2032-33 | 2033-34 | 2034-35 | 2035-36 | 2036-37 | 2037-38 | 2038-39 | 2039-40 | 2040-41 | 2041-42 | 2042-43 | 2043-44 | 2044-45 | 2045-46 | 2046-47 | 2047-48 | 2048-49 | 2049-50
SA1 | Black Coal | 0 | 0 | 0 | 0 | 0 | 0 | 0 | 0 | 0 | 0 | 0 | 0 | 0 | 0 | 0 | 0 | 0 | 0 | 0 | 0 | 0 | 0 | 0 | 0 | 0 | 0 | 0 | 0 | 0
SA1 | Brown Coal | 0 | 0 | 0 | 0 | 0 | 0 | 0 | 0 | 0 | 0 | 0 | 0 | 0 | 0 | 0 | 0 | 0 | 0 | 0 | 0 | 0 | 0 | 0 | 0 | 0 | 0 | 0 | 0 | 0
SA1 | CCGT | 3.4058e-06 | 3.2498e-06 | 3.1093e-06 | 2.9586e-06 | 2.8231e-06 | 2.6938e-06 | 2.5773e-06 | 2.4523e-06 | 2.34e-06 | 2.2328e-06 | 2.1363e-06 | 4.1521e-06 | 3.9619e-06 | 3.7805e-06 | 3.617e-06 | 3.4416e-06 | 4.7413e-06 | 4.5242e-06 | 6.2129e-06 | 5.9118e-06 | 9.1284e-06 | 8.7103e-06 | 8.3336e-06 | 7.9297e-06 | 7.9267e-06 | 8.0914e-06 | 7.7415e-06 | 1.0781e-05 | 1.0287e-05
SA1 | Gas - Steam | 0 | 0 | 0 | 0 | 0 | 0 | 0 | 0 | 0 | 0 | 0 | 0 | 0 | 0 | 0 | 0 | 0 | 0 | 0 | 0 | 0 | 0 | 0 | 0 | 0 | 0 | 0 | 0 | 0
SA1 | OCGT / Diesel | 1.5292e-05 | 1.4592e-05 | 1.3961e-05 | 1.3284e-05 | 1.2676e-05 | 1.2095e-05 | 1.1572e-05 | 1.1011e-05 | 1.0507e-05 | 1.0026e-05 | 9.5921e-06 | 1.2184e-05 | 1.1625e-05 | 1.1093e-05 | 1.0613e-05 | 1.0588e-05 | 1.225e-05 | 1.1689e-05 | 3.0271e-05 | 2.8804e-05 | 0.00010635 | 0.00010148 | 9.7091e-05 | 581.1357 | 554.5188 | 529.121 | 506.2372 | 1190.8801 | 1136.336
SA1 | Hydro | 0 | 0 | 0 | 0 | 0 | 0 | 0 | 0 | 0 | 0 | 0 | 0 | 0 | 0 | 0 | 0 | 0 | 0 | 0 | 0 | 0 | 0 | 0 | 0 | 0 | 0 | 0 | 0 | 0
SA1 | Wind | 0.00031889 | 0.00030428 | 0.00036484 | 0.00034716 | 0.00033126 | 0.00031609 | 0.00030241 | 0.00033101 | 0.00031585 | 0.0003101 | 0.00030346 | 6651.8228 | 6347.1592 | 6056.4496 | 12399.5251 | 13814.8703 | 23591.5838 | 28074.8787 | 28918.7169 | 27517.0342 | 26256.7122 | 25054.1147 | 23970.5561 | 22808.7095 | 21764.0357 | 23744.8207 | 23124.2881 | 24719.6068 | 23587.4111
SA1 | Solar PV | 4.1782e-05 | 5.7624e-05 | 6.5784e-05 | 6.2595e-05 | 5.9728e-05 | 5.6993e-05 | 6.3231e-05 | 6.1685e-05 | 5.886e-05 | 6.1199e-05 | 7.3635e-05 | 0.00017432 | 0.00018575 | 0.00017724 | 0.00016957 | 0.00021921 | 0.00044751 | 0.00042702 | 0.00040855 | 471.0318 | 1143.7435 | 3267.5759 | 3126.2574 | 2974.7285 | 5067.4177 | 4835.3222 | 4626.2007 | 4401.9699 | 4200.3531
SA1 | Grid Battery | 2.7597e-05 | 2.6333e-05 | 2.5194e-05 | 2.3973e-05 | 2.2875e-05 | 2.1827e-05 | 2.3687e-05 | 2.5025e-05 | 4.2731e-05 | 4.0774e-05 | 3.9011e-05 | 6.7677e-05 | 6.4577e-05 | 6.1619e-05 | 6.4339e-05 | 0.00011208 | 0.00010695 | 0.00010205 | 0.0010381 | 0.00098774 | 4146.5831 | 3956.6633 | 3785.5426 | 5080.8738 | 4848.1621 | 4626.1088 | 4426.0355 | 4211.5067 | 4018.6133
SA1 | Pumped Hydro | 0 | 0 | 1.8951e-05 | 1.8032e-05 | 1.7206e-05 | 1.6418e-05 | 1.5708e-05 | 1.4947e-05 | 1.4262e-05 | 1.3609e-05 | 1.302e-05 | 1.9257e-05 | 1.8375e-05 | 1.7534e-05 | 1.8297e-05 | 2.4521e-05 | 2.3398e-05 | 2.2326e-05 | 2.7359e-05 | 2.6032e-05 | 3.8349e-05 | 3.6592e-05 | 3.501e-05 | 4.0931e-05 | 4.3975e-05 | 4.1961e-05 | 4.0146e-05 | 3.82e-05 | 3.6451e-05
SA1 | VPP | 0 | 0 | 0 | 0 | 0 | 0 | 0 | 0 | 0 | 0 | 0 | 0 | 0 | 0 | 0 | 0 | 0 | 0 | 0 | 0 | 0 | 0 | 0 | 0 | 0 | 0 | 0 | 0 | 0
Total excluding storage |  | 0.00037937 | 0.00037975 | 0.0004477 | 0.000426 | 0.00040648 | 0.00038787 | 0.0003798 | 0.00040616 | 0.00038755 | 0.00038356 | 0.00038882 | 6651.823 | 6347.1594 | 6056.4498 | 12399.5253 | 13814.8706 | 23591.5843 | 28074.8791 | 28918.7174 | 27988.0661 | 27400.4558 | 28321.6907 | 27096.8136 | 26364.5737 | 27385.9722 | 29109.2639 | 28256.726 | 30312.4569 | 28924.1001
Region | Technology | 2021-22 | 2022-23 | 2023-24 | 2024-25 | 2025-26 | 2026-27 | 2027-28 | 2028-29 | 2029-30 | 2030-31 | 2031-32 | 2032-33 | 2033-34 | 2034-35 | 2035-36 | 2036-37 | 2037-38 | 2038-39 | 2039-40 | 2040-41 | 2041-42 | 2042-43 | 2043-44 | 2044-45 | 2045-46 | 2046-47 | 2047-48 | 2048-49 | 2049-50
TAS1 | Black Coal | 0 | 0 | 0 | 0 | 0 | 0 | 0 | 0 | 0 | 0 | 0 | 0 | 0 | 0 | 0 | 0 | 0 | 0 | 0 | 0 | 0 | 0 | 0 | 0 | 0 | 0 | 0 | 0 | 0
TAS1 | Brown Coal | 0 | 0 | 0 | 0 | 0 | 0 | 0 | 0 | 0 | 0 | 0 | 0 | 0 | 0 | 0 | 0 | 0 | 0 | 0 | 0 | 0 | 0 | 0 | 0 | 0 | 0 | 0 | 0 | 0
TAS1 | CCGT | 3.1911e-06 | 3.0449e-06 | 2.9132e-06 | 2.772e-06 | 2.6451e-06 | 2.5239e-06 | 2.4147e-06 | 2.2977e-06 | 2.1925e-06 | 2.092e-06 | 2.0016e-06 | 2.7568e-06 | 2.6305e-06 | 2.51e-06 | 2.4015e-06 | 2.2851e-06 | 2.1804e-06 | 2.0806e-06 | 2.495e-06 | 2.3741e-06 | 2.6856e-06 | 2.5626e-06 | 2.4518e-06 | 2.3329e-06 | 2.2261e-06 | 2.4629e-06 | 2.3564e-06 | 3.3966e-06 | 3.2411e-06
TAS1 | Gas - Steam | 0 | 0 | 0 | 0 | 0 | 0 | 0 | 0 | 0 | 0 | 0 | 0 | 0 | 0 | 0 | 0 | 0 | 0 | 0 | 0 | 0 | 0 | 0 | 0 | 0 | 0 | 0 | 0 | 0
TAS1 | OCGT / Diesel | 1.5528e-05 | 1.4816e-05 | 1.4176e-05 | 1.3489e-05 | 1.2871e-05 | 1.2281e-05 | 1.175e-05 | 1.1181e-05 | 1.0668e-05 | 1.018e-05 | 9.7396e-06 | 1.1793e-05 | 1.1253e-05 | 1.0737e-05 | 1.0273e-05 | 9.7748e-06 | 9.3271e-06 | 8.8999e-06 | 1.4177e-05 | 1.349e-05 | 1.3362e-05 | 1.275e-05 | 1.2198e-05 | 1.1607e-05 | 1.1075e-05 | 1.0568e-05 | 1.0111e-05 | 1.4876e-05 | 1.4195e-05
TAS1 | Hydro | 0 | 0 | 0 | 0 | 0 | 0 | 0 | 0 | 0 | 0 | 0 | 0 | 0 | 0 | 0 | 0 | 0 | 0 | 0 | 0 | 0 | 0 | 0 | 0 | 0 | 0 | 0 | 0 | 0
TAS1 | Wind | 0.00020253 | 0.00019325 | 3090.8571 | 5885.1994 | 8472.5717 | 10810.587 | 12951.22 | 14805.2331 | 16495.218 | 17999.3408 | 19344.5135 | 20440.8362 | 21467.5117 | 22357.257 | 23182.3196 | 23763.8101 | 24302.4224 | 24741.8449 | 25191.7389 | 25409.0379 | 24245.2651 | 23134.795 | 22134.2444 | 21061.4033 | 20096.7589 | 19176.2966 | 18346.9461 | 17823.4647 | 17007.1228
TAS1 | Solar PV | 5.4999e-06 | 7.6724e-06 | 1.0627e-05 | 1.1943e-05 | 1.1396e-05 | 1.0874e-05 | 1.0404e-05 | 9.8994e-06 | 1.1478e-05 | 1.288e-05 | 1.6804e-05 | 1.599e-05 | 2.0255e-05 | 1.9328e-05 | 1.9607e-05 | 1.8656e-05 | 1.7802e-05 | 1.6986e-05 | 1.6252e-05 | 2.4772e-05 | 2.3637e-05 | 2.2555e-05 | 2.1579e-05 | 2.0533e-05 | 1.9593e-05 | 1.8695e-05 | 1.7887e-05 | 2.1795e-05 | 2.5247e-05
TAS1 | Grid Battery | 2.5183e-05 | 2.4029e-05 | 2.299e-05 | 2.1876e-05 | 2.0874e-05 | 1.9918e-05 | 2.1504e-05 | 2.4067e-05 | 3.7885e-05 | 3.7906e-05 | 3.6267e-05 | 5.472e-05 | 5.2213e-05 | 4.9822e-05 | 5.065e-05 | 5.3523e-05 | 5.2564e-05 | 5.2662e-05 | 7.657e-05 | 7.2859e-05 | 8.8463e-05 | 8.4411e-05 | 8.076e-05 | 7.6846e-05 | 7.3326e-05 | 7.9579e-05 | 8.1984e-05 | 0.00011156 | 0.00010645
TAS1 | Pumped Hydro | 0 | 0 | 5.6894e-05 | 5.5486e-05 | 5.7406e-05 | 5.8691e-05 | 6.2179e-05 | 6.2684e-05 | 6.6926e-05 | 7.0222e-05 | 7.2314e-05 | 0.00033102 | 0.00031586 | 0.0003014 | 0.00049347 | 384.3634 | 1787.3905 | 2029.8408 | 3208.5389 | 3053.0219 | 3812.3689 | 3637.7566 | 3480.4282 | 3311.7328 | 3160.0503 | 3015.3152 | 2884.9067 | 2813.2464 | 2684.3955
TAS1 | VPP | 0 | 0 | 0 | 0 | 0 | 0 | 0 | 0 | 0 | 0 | 0 | 0 | 0 | 0 | 0 | 0 | 0 | 0 | 0 | 0 | 0 | 0 | 0 | 0 | 0 | 0 | 0 | 0 | 0
Total excluding storage |  | 0.00022674 | 0.00021878 | 3090.8572 | 5885.1994 | 8472.5717 | 10810.587 | 12951.22 | 14805.2331 | 16495.218 | 17999.3408 | 19344.5136 | 20440.8363 | 21467.5117 | 22357.257 | 23182.3197 | 23763.8101 | 24302.4224 | 24741.845 | 25191.7389 | 25409.0379 | 24245.2652 | 23134.795 | 22134.2444 | 21061.4034 | 20096.7589 | 19176.2967 | 18346.9461 | 17823.4648 | 17007.1229

## Marinus_Fuel Cost
Fuel cost by technology ($000s) - Marinus Link, Central Scenario
Fuel | Real June 2020 dollars discounted to 1 July 2020
Explicitly modelled generation
Region | Technology | 2021-22 | 2022-23 | 2023-24 | 2024-25 | 2025-26 | 2026-27 | 2027-28 | 2028-29 | 2029-30 | 2030-31 | 2031-32 | 2032-33 | 2033-34 | 2034-35 | 2035-36 | 2036-37 | 2037-38 | 2038-39 | 2039-40 | 2040-41 | 2041-42 | 2042-43 | 2043-44 | 2044-45 | 2045-46 | 2046-47 | 2047-48 | 2048-49 | 2049-50
NEM | Black Coal | 1734448.2028 | 1474340.5382 | 1442938.1584 | 1333761.6278 | 1191476.563 | 1041975.549 | 875321.5423 | 888344.8982 | 627654.4584 | 574408.1146 | 514618.5675 | 486228.404 | 505200.6029 | 450336.8825 | 384077.0368 | 354624.5435 | 277701.932 | 268224.4241 | 246998.7934 | 218123.8384 | 204085.2599 | 129128.2547 | 97911.9482 | 76820.1852 | 58241.1799 | 40186.482 | 37766.0013 | 35743.4905 | 31170.0036
NEM | Brown Coal | 230976.9501 | 210308.0011 | 202373.395 | 152092.2774 | 152680.1261 | 136763.5576 | 126306.8396 | 119292.9437 | 111072.8463 | 106056.0304 | 99764.0536 | 93809.9976 | 91962.7793 | 86889.9589 | 85593.9589 | 76858.3186 | 69808.0489 | 68640.351 | 57699.8522 | 58829.6649 | 61207.6245 | 57029.1713 | 52450.9353 | 51108.2 | 47055.7867 | 45541.8033 | 29381.0613 | 0 | 0
NEM | CCGT | 185392.3637 | 177222.4872 | 139275.448 | 138408.7568 | 128416.7762 | 123914.7658 | 112896.4255 | 117142.3004 | 102561.5756 | 103590.8051 | 105127.2671 | 160940.6392 | 168893.5663 | 197878.89 | 131482.3533 | 119763.8827 | 164459.578 | 165123.3831 | 137624.9057 | 139935.3703 | 136344.6041 | 147941.7396 | 93915.7553 | 81716.4219 | 44876.51 | 30887.6764 | 29709.8883 | 28405.749 | 27282.3448
NEM | Gas - Steam | 86050.3167 | 82697.9129 | 78097.2038 | 13749.393 | 12302.8435 | 12623.0679 | 11080.4397 | 11367.0509 | 9791.7257 | 9772.9282 | 9284.1477 | 9771.0301 | 8912.278 | 8956.7375 | 4234.4106 | 3296.8812 | 7459.9652 | 6575.7954 | 5026.115 | 5704.755 | 5646.596 | 6650.6075 | 6209.759 | 4602.3505 | 6189.4365 | 0 | 0 | 0 | 0
NEM | OCGT / Diesel | 4826.7683 | 1984.0147 | 10397.817 | 8770.4965 | 3234.8535 | 5467.1001 | 2033.2322 | 6190.4934 | 690.4832 | 2166.9808 | 1501.1461 | 19792.1004 | 10014.139 | 13134.5608 | 13369.36 | 14094.5113 | 47179.2339 | 34082.4563 | 112253.9144 | 144040.1774 | 87908.2453 | 121574.8909 | 227055.8315 | 121648.2857 | 152100.6137 | 243346.6581 | 277757.0331 | 397879.3383 | 412685.6614
NEM | Hydro | 0 | 0 | 0 | 0 | 0 | 0 | 0 | 0 | 0 | 0 | 0 | 0 | 0 | 0 | 0 | 0 | 0 | 0 | 0 | 0 | 0 | 0 | 0 | 0 | 0 | 0 | 0 | 0 | 0
NEM | Wind | 0 | 0 | 0 | 0 | 0 | 0 | 0 | 0 | 0 | 0 | 0 | 0 | 0 | 0 | 0 | 0 | 0 | 0 | 0 | 0 | 0 | 0 | 0 | 0 | 0 | 0 | 0 | 0 | 0
NEM | Solar PV | 0 | 0 | 0 | 0 | 0 | 0 | 0 | 0 | 0 | 0 | 0 | 0 | 0 | 0 | 0 | 0 | 0 | 0 | 0 | 0 | 0 | 0 | 0 | 0 | 0 | 0 | 0 | 0 | 0
NEM | Grid Battery | 0 | 0 | 0 | 0 | 0 | 0 | 0 | 0 | 0 | 0 | 0 | 0 | 0 | 0 | 0 | 0 | 0 | 0 | 0 | 0 | 0 | 0 | 0 | 0 | 0 | 0 | 0 | 0 | 0
NEM | Pumped Hydro | 0 | 0 | 0 | 0 | 0 | 0 | 0 | 0 | 0 | 0 | 0 | 0 | 0 | 0 | 0 | 0 | 0 | 0 | 0 | 0 | 0 | 0 | 0 | 0 | 0 | 0 | 0 | 0 | 0
NEM | VPP | 0 | 0 | 0 | 0 | 0 | 0 | 0 | 0 | 0 | 0 | 0 | 0 | 0 | 0 | 0 | 0 | 0 | 0 | 0 | 0 | 0 | 0 | 0 | 0 | 0 | 0 | 0 | 0 | 0
Total excluding storage |  | 2241694.6016 | 1946552.954 | 1873082.022 | 1646782.5515 | 1488111.1623 | 1320744.0404 | 1127638.4793 | 1142337.6865 | 851771.0892 | 795994.8592 | 730295.182 | 770542.1712 | 784983.3655 | 757197.0298 | 618757.1196 | 568638.1372 | 566608.758 | 542646.4099 | 559603.5807 | 566633.806 | 495192.3298 | 462324.664 | 477544.2293 | 335895.4434 | 308463.5268 | 359962.6198 | 374613.9839 | 462028.5778 | 471138.0099
Region | Technology | 2021-22 | 2022-23 | 2023-24 | 2024-25 | 2025-26 | 2026-27 | 2027-28 | 2028-29 | 2029-30 | 2030-31 | 2031-32 | 2032-33 | 2033-34 | 2034-35 | 2035-36 | 2036-37 | 2037-38 | 2038-39 | 2039-40 | 2040-41 | 2041-42 | 2042-43 | 2043-44 | 2044-45 | 2045-46 | 2046-47 | 2047-48 | 2048-49 | 2049-50
NSW1 | Black Coal | 919455.0211 | 752654.1207 | 717049.714 | 722455.5874 | 604450.8367 | 500751.7616 | 391208.3326 | 428000.9356 | 214168.6725 | 194529.9834 | 164228.485 | 125587.7394 | 148127.3829 | 126449.358 | 72572.2682 | 86354.0917 | 85313.6494 | 80194.7603 | 75591.3403 | 59471.784 | 52994.552 | 0 | 0 | 0 | 0 | 0 | 0 | 0 | 0
NSW1 | Brown Coal | 0 | 0 | 0 | 0 | 0 | 0 | 0 | 0 | 0 | 0 | 0 | 0 | 0 | 0 | 0 | 0 | 0 | 0 | 0 | 0 | 0 | 0 | 0 | 0 | 0 | 0 | 0 | 0 | 0
NSW1 | CCGT | 2337.4447 | 2211.8262 | 6465.3474 | 4026.495 | 3796.052 | 3643.0672 | 3513.5692 | 3434.8815 | 3246.497 | 3130.369 | 2959.3662 | 13377.1268 | 14646.6465 | 32486.7947 | 13751.8315 | 12814.8469 | 41924.971 | 49662.5031 | 44044.2724 | 43756.446 | 39224.7235 | 46953.369 | 372.9698 | 0.00054649 | 0.00054693 | 0.00089152 | 0.00085918 | 0.00092823 | 0.00085379
NSW1 | Gas - Steam | 0 | 0 | 0 | 0 | 0 | 0 | 0 | 0 | 0 | 0 | 0 | 0 | 0 | 0 | 0 | 0 | 0 | 0 | 0 | 0 | 0 | 0 | 0 | 0 | 0 | 0 | 0 | 0 | 0
NSW1 | OCGT / Diesel | 20.7586 | 0.00026766 | 1542.3911 | 4601.0256 | 1170.0517 | 1669.7885 | 688.1043 | 1239.2289 | 0.00028347 | 210.2414 | 12.4161 | 2160.1268 | 1416.2093 | 1443.8581 | 3468.276 | 1967.1862 | 7581.6793 | 4349.9671 | 45297.9203 | 72621.3293 | 32119.0502 | 41474.7323 | 121191.4725 | 56042.2463 | 59636.6413 | 82556.0864 | 128936.4485 | 224245.4408 | 244655.9648
NSW1 | Hydro | 0 | 0 | 0 | 0 | 0 | 0 | 0 | 0 | 0 | 0 | 0 | 0 | 0 | 0 | 0 | 0 | 0 | 0 | 0 | 0 | 0 | 0 | 0 | 0 | 0 | 0 | 0 | 0 | 0
NSW1 | Wind | 0 | 0 | 0 | 0 | 0 | 0 | 0 | 0 | 0 | 0 | 0 | 0 | 0 | 0 | 0 | 0 | 0 | 0 | 0 | 0 | 0 | 0 | 0 | 0 | 0 | 0 | 0 | 0 | 0
NSW1 | Solar PV | 0 | 0 | 0 | 0 | 0 | 0 | 0 | 0 | 0 | 0 | 0 | 0 | 0 | 0 | 0 | 0 | 0 | 0 | 0 | 0 | 0 | 0 | 0 | 0 | 0 | 0 | 0 | 0 | 0
NSW1 | Grid Battery | 0 | 0 | 0 | 0 | 0 | 0 | 0 | 0 | 0 | 0 | 0 | 0 | 0 | 0 | 0 | 0 | 0 | 0 | 0 | 0 | 0 | 0 | 0 | 0 | 0 | 0 | 0 | 0 | 0
NSW1 | Pumped Hydro | 0 | 0 | 0 | 0 | 0 | 0 | 0 | 0 | 0 | 0 | 0 | 0 | 0 | 0 | 0 | 0 | 0 | 0 | 0 | 0 | 0 | 0 | 0 | 0 | 0 | 0 | 0 | 0 | 0
NSW1 | VPP | 0 | 0 | 0 | 0 | 0 | 0 | 0 | 0 | 0 | 0 | 0 | 0 | 0 | 0 | 0 | 0 | 0 | 0 | 0 | 0 | 0 | 0 | 0 | 0 | 0 | 0 | 0 | 0 | 0
Total excluding storage |  | 921813.2245 | 754865.9472 | 725057.4525 | 731083.108 | 609416.9404 | 506064.6173 | 395410.0062 | 432675.0459 | 217415.1698 | 197870.5938 | 167200.2673 | 141124.993 | 164190.2388 | 160380.0108 | 89792.3757 | 101136.1248 | 134820.2997 | 134207.2304 | 164933.5329 | 175849.5593 | 124338.3257 | 88428.1013 | 121564.4423 | 56042.2468 | 59636.6418 | 82556.0873 | 128936.4493 | 224245.4418 | 244655.9657
Region | Technology | 2021-22 | 2022-23 | 2023-24 | 2024-25 | 2025-26 | 2026-27 | 2027-28 | 2028-29 | 2029-30 | 2030-31 | 2031-32 | 2032-33 | 2033-34 | 2034-35 | 2035-36 | 2036-37 | 2037-38 | 2038-39 | 2039-40 | 2040-41 | 2041-42 | 2042-43 | 2043-44 | 2044-45 | 2045-46 | 2046-47 | 2047-48 | 2048-49 | 2049-50
QLD1 | Black Coal | 814993.1817 | 721686.4175 | 725888.4444 | 611306.0404 | 587025.7263 | 541223.7874 | 484113.2096 | 460343.9626 | 413485.786 | 379878.1312 | 350390.0824 | 360640.6646 | 357073.22 | 323887.5245 | 311504.7686 | 268270.4518 | 192388.2826 | 188029.6638 | 171407.4531 | 158652.0544 | 151090.7079 | 129128.2547 | 97911.9482 | 76820.1852 | 58241.1799 | 40186.482 | 37766.0013 | 35743.4905 | 31170.0036
QLD1 | Brown Coal | 0 | 0 | 0 | 0 | 0 | 0 | 0 | 0 | 0 | 0 | 0 | 0 | 0 | 0 | 0 | 0 | 0 | 0 | 0 | 0 | 0 | 0 | 0 | 0 | 0 | 0 | 0 | 0 | 0
QLD1 | CCGT | 90043.5945 | 87635.3525 | 92167.248 | 103465.2993 | 95044.2277 | 91877.7542 | 82253.9318 | 87524.5705 | 74446.3642 | 76652.8976 | 79367.4825 | 123144.7097 | 133026.0392 | 127153.2747 | 98405.8972 | 88532.2032 | 122534.6063 | 115460.8793 | 93580.6325 | 96178.9234 | 97119.8796 | 100988.3696 | 93542.7845 | 81716.4205 | 44876.5086 | 30887.6746 | 29709.8865 | 28405.7465 | 27282.3425
QLD1 | Gas - Steam | 2295.6015 | 2237.324 | 4296.9055 | 4356.235 | 4352.037 | 4188.2472 | 3839.4372 | 3552.9182 | 3418.3462 | 3462.3988 | 3460.8518 | 3322.3755 | 3129.737 | 2895.7028 | 2727.7292 | 2598.1482 | 4835.634 | 5219.29 | 5026.115 | 5704.755 | 5646.596 | 6650.6075 | 6209.759 | 4602.3505 | 6189.4365 | 0 | 0 | 0 | 0
QLD1 | OCGT / Diesel | 0.00047656 | 0.00046927 | 152.7288 | 2848.2848 | 1200.1121 | 1690.5207 | 644.7391 | 3921.435 | 614.7395 | 1728.4753 | 1417.8408 | 10045.5499 | 5644.9977 | 2979.1744 | 4689.8117 | 7473.2854 | 22629.6558 | 14152.4002 | 37532.1841 | 42130.978 | 33850.5207 | 52427.8992 | 62374.9863 | 50080.4306 | 81103.1634 | 146941.9025 | 133995.3025 | 131396.9565 | 114542.6405
QLD1 | Hydro | 0 | 0 | 0 | 0 | 0 | 0 | 0 | 0 | 0 | 0 | 0 | 0 | 0 | 0 | 0 | 0 | 0 | 0 | 0 | 0 | 0 | 0 | 0 | 0 | 0 | 0 | 0 | 0 | 0
QLD1 | Wind | 0 | 0 | 0 | 0 | 0 | 0 | 0 | 0 | 0 | 0 | 0 | 0 | 0 | 0 | 0 | 0 | 0 | 0 | 0 | 0 | 0 | 0 | 0 | 0 | 0 | 0 | 0 | 0 | 0
QLD1 | Solar PV | 0 | 0 | 0 | 0 | 0 | 0 | 0 | 0 | 0 | 0 | 0 | 0 | 0 | 0 | 0 | 0 | 0 | 0 | 0 | 0 | 0 | 0 | 0 | 0 | 0 | 0 | 0 | 0 | 0
QLD1 | Grid Battery | 0 | 0 | 0 | 0 | 0 | 0 | 0 | 0 | 0 | 0 | 0 | 0 | 0 | 0 | 0 | 0 | 0 | 0 | 0 | 0 | 0 | 0 | 0 | 0 | 0 | 0 | 0 | 0 | 0
QLD1 | Pumped Hydro | 0 | 0 | 0 | 0 | 0 | 0 | 0 | 0 | 0 | 0 | 0 | 0 | 0 | 0 | 0 | 0 | 0 | 0 | 0 | 0 | 0 | 0 | 0 | 0 | 0 | 0 | 0 | 0 | 0
QLD1 | VPP | 0 | 0 | 0 | 0 | 0 | 0 | 0 | 0 | 0 | 0 | 0 | 0 | 0 | 0 | 0 | 0 | 0 | 0 | 0 | 0 | 0 | 0 | 0 | 0 | 0 | 0 | 0 | 0 | 0
Total excluding storage |  | 907332.3782 | 811559.0945 | 822505.3268 | 721975.8594 | 687622.1032 | 638980.3095 | 570851.3178 | 555342.8863 | 491965.2358 | 461721.903 | 434636.2575 | 497153.2997 | 498873.9939 | 456915.6764 | 417328.2068 | 366874.0886 | 342388.1787 | 322862.2333 | 307546.3846 | 302666.7109 | 287707.7042 | 289195.1309 | 260039.4779 | 213219.3868 | 190410.2884 | 218016.0591 | 201471.1903 | 195546.1935 | 172994.9866
Region | Technology | 2021-22 | 2022-23 | 2023-24 | 2024-25 | 2025-26 | 2026-27 | 2027-28 | 2028-29 | 2029-30 | 2030-31 | 2031-32 | 2032-33 | 2033-34 | 2034-35 | 2035-36 | 2036-37 | 2037-38 | 2038-39 | 2039-40 | 2040-41 | 2041-42 | 2042-43 | 2043-44 | 2044-45 | 2045-46 | 2046-47 | 2047-48 | 2048-49 | 2049-50
VIC1 | Black Coal | 0 | 0 | 0 | 0 | 0 | 0 | 0 | 0 | 0 | 0 | 0 | 0 | 0 | 0 | 0 | 0 | 0 | 0 | 0 | 0 | 0 | 0 | 0 | 0 | 0 | 0 | 0 | 0 | 0
VIC1 | Brown Coal | 230976.9501 | 210308.0011 | 202373.395 | 152092.2774 | 152680.1261 | 136763.5576 | 126306.8396 | 119292.9437 | 111072.8463 | 106056.0304 | 99764.0536 | 93809.9976 | 91962.7793 | 86889.9589 | 85593.9589 | 76858.3186 | 69808.0489 | 68640.351 | 57699.8522 | 58829.6649 | 61207.6245 | 57029.1713 | 52450.9353 | 51108.2 | 47055.7867 | 45541.8033 | 29381.0613 | 0 | 0
VIC1 | CCGT | 0.00014179 | 0.00013922 | 0.0001452 | 0.00016231 | 0.00015845 | 0.00015084 | 0.00015129 | 0.00015829 | 0.00015349 | 0.00015055 | 0.00015166 | 0.00022775 | 0.00022095 | 0.00021329 | 0.00020419 | 0.00019755 | 0.0002462 | 0.00025203 | 0.00034411 | 0.00032624 | 0.00036071 | 0.00035975 | 0.00034252 | 0.00030743 | 0.0003053 | 0.00033785 | 0.00032725 | 0.00075316 | 0.00070578
VIC1 | Gas - Steam | 815.9982 | 347.2199 | 959.4032 | 1601.0548 | 476.8454 | 1357.9339 | 512.0674 | 1263.3495 | 94.2662 | 356.5443 | 115.3234 | 996.2001 | 433.8319 | 469.307 | 1506.6814 | 698.733 | 2624.3312 | 1356.5054 | 0 | 0 | 0 | 0 | 0 | 0 | 0 | 0 | 0 | 0 | 0
VIC1 | OCGT / Diesel | 820.3669 | 0.00041367 | 1036.3131 | 312.5769 | 205.7909 | 794.7039 | 264.1587 | 67.6642 | 0.00050905 | 0.00050725 | 0.00050927 | 2719.6216 | 258.4613 | 967.1853 | 1043.1656 | 533.4742 | 2417.6314 | 357.332 | 3051.7093 | 2478.2567 | 2164.8798 | 829.0382 | 5918.175 | 6009.4946 | 3885.089 | 3085.3408 | 1695.6519 | 9632.6662 | 18866.1114
VIC1 | Hydro | 0 | 0 | 0 | 0 | 0 | 0 | 0 | 0 | 0 | 0 | 0 | 0 | 0 | 0 | 0 | 0 | 0 | 0 | 0 | 0 | 0 | 0 | 0 | 0 | 0 | 0 | 0 | 0 | 0
VIC1 | Wind | 0 | 0 | 0 | 0 | 0 | 0 | 0 | 0 | 0 | 0 | 0 | 0 | 0 | 0 | 0 | 0 | 0 | 0 | 0 | 0 | 0 | 0 | 0 | 0 | 0 | 0 | 0 | 0 | 0
VIC1 | Solar PV | 0 | 0 | 0 | 0 | 0 | 0 | 0 | 0 | 0 | 0 | 0 | 0 | 0 | 0 | 0 | 0 | 0 | 0 | 0 | 0 | 0 | 0 | 0 | 0 | 0 | 0 | 0 | 0 | 0
VIC1 | Grid Battery | 0 | 0 | 0 | 0 | 0 | 0 | 0 | 0 | 0 | 0 | 0 | 0 | 0 | 0 | 0 | 0 | 0 | 0 | 0 | 0 | 0 | 0 | 0 | 0 | 0 | 0 | 0 | 0 | 0
VIC1 | Pumped Hydro | 0 | 0 | 0 | 0 | 0 | 0 | 0 | 0 | 0 | 0 | 0 | 0 | 0 | 0 | 0 | 0 | 0 | 0 | 0 | 0 | 0 | 0 | 0 | 0 | 0 | 0 | 0 | 0 | 0
VIC1 | VPP | 0 | 0 | 0 | 0 | 0 | 0 | 0 | 0 | 0 | 0 | 0 | 0 | 0 | 0 | 0 | 0 | 0 | 0 | 0 | 0 | 0 | 0 | 0 | 0 | 0 | 0 | 0 | 0 | 0
Total excluding storage |  | 232613.3154 | 210655.2215 | 204369.1114 | 154005.9092 | 153362.7625 | 138916.1955 | 127083.0658 | 120623.9576 | 111167.1131 | 106412.5753 | 99879.3777 | 97525.8194 | 92655.0727 | 88326.4514 | 88143.8061 | 78090.526 | 74850.0117 | 70354.1887 | 60751.5619 | 61307.9218 | 63372.5046 | 57858.2099 | 58369.1107 | 57117.6949 | 50940.876 | 48627.1445 | 31076.7135 | 9632.6669 | 18866.1121
Region | Technology | 2021-22 | 2022-23 | 2023-24 | 2024-25 | 2025-26 | 2026-27 | 2027-28 | 2028-29 | 2029-30 | 2030-31 | 2031-32 | 2032-33 | 2033-34 | 2034-35 | 2035-36 | 2036-37 | 2037-38 | 2038-39 | 2039-40 | 2040-41 | 2041-42 | 2042-43 | 2043-44 | 2044-45 | 2045-46 | 2046-47 | 2047-48 | 2048-49 | 2049-50
SA1 | Black Coal | 0 | 0 | 0 | 0 | 0 | 0 | 0 | 0 | 0 | 0 | 0 | 0 | 0 | 0 | 0 | 0 | 0 | 0 | 0 | 0 | 0 | 0 | 0 | 0 | 0 | 0 | 0 | 0 | 0
SA1 | Brown Coal | 0 | 0 | 0 | 0 | 0 | 0 | 0 | 0 | 0 | 0 | 0 | 0 | 0 | 0 | 0 | 0 | 0 | 0 | 0 | 0 | 0 | 0 | 0 | 0 | 0 | 0 | 0 | 0 | 0
SA1 | CCGT | 93011.3242 | 87375.3081 | 40642.8522 | 30916.9622 | 29576.4962 | 28393.9442 | 27128.9242 | 26182.8482 | 24868.7142 | 23807.5382 | 22800.4182 | 24418.8023 | 21220.8802 | 38238.8202 | 19324.6242 | 18416.8322 | 0.00028118 | 0.00027161 | 0.0003488 | 0.00032919 | 0.00047747 | 0.00047838 | 0.00045958 | 0.000407 | 0.00041964 | 0.00043583 | 0.00041886 | 0.00057474 | 0.00053341
SA1 | Gas - Steam | 82938.717 | 80113.369 | 72840.895 | 7792.1032 | 7473.9611 | 7076.8868 | 6728.9351 | 6550.7832 | 6279.1133 | 5953.9852 | 5707.9725 | 5452.4545 | 5348.709 | 5591.7278 | 0 | 0 | 0 | 0 | 0 | 0 | 0 | 0 | 0 | 0 | 0 | 0 | 0 | 0 | 0
SA1 | OCGT / Diesel | 3985.6421 | 1984.0133 | 7666.3839 | 1008.6092 | 658.8986 | 1312.0869 | 436.2299 | 962.165 | 75.7428 | 228.2634 | 70.8885 | 4727.4698 | 2663.4927 | 7744.3427 | 4067.2372 | 4046.0466 | 14450.9768 | 15153.4167 | 26146.5717 | 26792.8904 | 19740.2372 | 26843.221 | 37550.3166 | 9399.742 | 7453.6572 | 10707.0627 | 13105.4503 | 32338.371 | 34385.5794
SA1 | Hydro | 0 | 0 | 0 | 0 | 0 | 0 | 0 | 0 | 0 | 0 | 0 | 0 | 0 | 0 | 0 | 0 | 0 | 0 | 0 | 0 | 0 | 0 | 0 | 0 | 0 | 0 | 0 | 0 | 0
SA1 | Wind | 0 | 0 | 0 | 0 | 0 | 0 | 0 | 0 | 0 | 0 | 0 | 0 | 0 | 0 | 0 | 0 | 0 | 0 | 0 | 0 | 0 | 0 | 0 | 0 | 0 | 0 | 0 | 0 | 0
SA1 | Solar PV | 0 | 0 | 0 | 0 | 0 | 0 | 0 | 0 | 0 | 0 | 0 | 0 | 0 | 0 | 0 | 0 | 0 | 0 | 0 | 0 | 0 | 0 | 0 | 0 | 0 | 0 | 0 | 0 | 0
SA1 | Grid Battery | 0 | 0 | 0 | 0 | 0 | 0 | 0 | 0 | 0 | 0 | 0 | 0 | 0 | 0 | 0 | 0 | 0 | 0 | 0 | 0 | 0 | 0 | 0 | 0 | 0 | 0 | 0 | 0 | 0
SA1 | Pumped Hydro | 0 | 0 | 0 | 0 | 0 | 0 | 0 | 0 | 0 | 0 | 0 | 0 | 0 | 0 | 0 | 0 | 0 | 0 | 0 | 0 | 0 | 0 | 0 | 0 | 0 | 0 | 0 | 0 | 0
SA1 | VPP | 0 | 0 | 0 | 0 | 0 | 0 | 0 | 0 | 0 | 0 | 0 | 0 | 0 | 0 | 0 | 0 | 0 | 0 | 0 | 0 | 0 | 0 | 0 | 0 | 0 | 0 | 0 | 0 | 0
Total excluding storage |  | 179935.6833 | 169472.6905 | 121150.131 | 39717.6745 | 37709.3559 | 36782.9179 | 34294.0892 | 33695.7964 | 31223.5702 | 29989.7867 | 28579.2791 | 34598.7266 | 29233.082 | 51574.8907 | 23391.8614 | 22462.8788 | 14450.977 | 15153.417 | 26146.5721 | 26792.8907 | 19740.2376 | 26843.2215 | 37550.317 | 9399.7424 | 7453.6576 | 10707.0631 | 13105.4507 | 32338.3715 | 34385.5799
Region | Technology | 2021-22 | 2022-23 | 2023-24 | 2024-25 | 2025-26 | 2026-27 | 2027-28 | 2028-29 | 2029-30 | 2030-31 | 2031-32 | 2032-33 | 2033-34 | 2034-35 | 2035-36 | 2036-37 | 2037-38 | 2038-39 | 2039-40 | 2040-41 | 2041-42 | 2042-43 | 2043-44 | 2044-45 | 2045-46 | 2046-47 | 2047-48 | 2048-49 | 2049-50
TAS1 | Black Coal | 0 | 0 | 0 | 0 | 0 | 0 | 0 | 0 | 0 | 0 | 0 | 0 | 0 | 0 | 0 | 0 | 0 | 0 | 0 | 0 | 0 | 0 | 0 | 0 | 0 | 0 | 0 | 0 | 0
TAS1 | Brown Coal | 0 | 0 | 0 | 0 | 0 | 0 | 0 | 0 | 0 | 0 | 0 | 0 | 0 | 0 | 0 | 0 | 0 | 0 | 0 | 0 | 0 | 0 | 0 | 0 | 0 | 0 | 0 | 0 | 0
TAS1 | CCGT | 0.00014785 | 0.00014385 | 0.00014834 | 0.00014553 | 0.00013991 | 0.00013748 | 0.0001431 | 0.00014657 | 0.00014562 | 0.00014463 | 0.00014374 | 0.00018596 | 0.00017964 | 0.0001726 | 0.00016609 | 0.00016196 | 0.00017997 | 0.00018192 | 0.00020215 | 0.00019174 | 0.00020649 | 0.000201 | 0.00019214 | 0.00017837 | 0.0001733 | 0.00018611 | 0.00018484 | 0.00024469 | 0.0002313
TAS1 | Gas - Steam | 0 | 0 | 0 | 0 | 0 | 0 | 0 | 0 | 0 | 0 | 0 | 0 | 0 | 0 | 0 | 0 | 0 | 0 | 0 | 0 | 0 | 0 | 0 | 0 | 0 | 0 | 0 | 0 | 0
TAS1 | OCGT / Diesel | 0.00017813 | 0.00017066 | 0.00017629 | 0.00017607 | 0.00017207 | 0.00017365 | 0.00017792 | 0.00018229 | 0.00018245 | 0.00018141 | 0.00018014 | 139.3322 | 30.978 | 0.00022875 | 100.8695 | 74.5189 | 99.2907 | 69.3402 | 225.529 | 16.723 | 33.5574 | 0.00021098 | 20.8811 | 116.3722 | 22.0628 | 56.2657 | 24.1799 | 265.9039 | 235.3654
TAS1 | Hydro | 0 | 0 | 0 | 0 | 0 | 0 | 0 | 0 | 0 | 0 | 0 | 0 | 0 | 0 | 0 | 0 | 0 | 0 | 0 | 0 | 0 | 0 | 0 | 0 | 0 | 0 | 0 | 0 | 0
TAS1 | Wind | 0 | 0 | 0 | 0 | 0 | 0 | 0 | 0 | 0 | 0 | 0 | 0 | 0 | 0 | 0 | 0 | 0 | 0 | 0 | 0 | 0 | 0 | 0 | 0 | 0 | 0 | 0 | 0 | 0
TAS1 | Solar PV | 0 | 0 | 0 | 0 | 0 | 0 | 0 | 0 | 0 | 0 | 0 | 0 | 0 | 0 | 0 | 0 | 0 | 0 | 0 | 0 | 0 | 0 | 0 | 0 | 0 | 0 | 0 | 0 | 0
TAS1 | Grid Battery | 0 | 0 | 0 | 0 | 0 | 0 | 0 | 0 | 0 | 0 | 0 | 0 | 0 | 0 | 0 | 0 | 0 | 0 | 0 | 0 | 0 | 0 | 0 | 0 | 0 | 0 | 0 | 0 | 0
TAS1 | Pumped Hydro | 0 | 0 | 0 | 0 | 0 | 0 | 0 | 0 | 0 | 0 | 0 | 0 | 0 | 0 | 0 | 0 | 0 | 0 | 0 | 0 | 0 | 0 | 0 | 0 | 0 | 0 | 0 | 0 | 0
TAS1 | VPP | 0 | 0 | 0 | 0 | 0 | 0 | 0 | 0 | 0 | 0 | 0 | 0 | 0 | 0 | 0 | 0 | 0 | 0 | 0 | 0 | 0 | 0 | 0 | 0 | 0 | 0 | 0 | 0 | 0
Total excluding storage |  | 0.00032598 | 0.00031451 | 0.00032464 | 0.0003216 | 0.00031199 | 0.00031113 | 0.00032102 | 0.00032886 | 0.00032808 | 0.00032604 | 0.00032388 | 139.3324 | 30.9781 | 0.00040135 | 100.8697 | 74.519 | 99.2909 | 69.3404 | 225.5292 | 16.7232 | 33.5576 | 0.00041198 | 20.8813 | 116.3723 | 22.063 | 56.2658 | 24.1801 | 265.9042 | 235.3656

## Marinus_Build Cost
New generation build cost (CAPEX) by technology ($000s) - Marinus Link, Central Scenario
CAPEX (Install) | Real June 2020 dollars discounted to 1 July 2020. The total capital costs are annualised for modelling purposes.
Explicitly modelled generation
Region | Technology | 2021-22 | 2022-23 | 2023-24 | 2024-25 | 2025-26 | 2026-27 | 2027-28 | 2028-29 | 2029-30 | 2030-31 | 2031-32 | 2032-33 | 2033-34 | 2034-35 | 2035-36 | 2036-37 | 2037-38 | 2038-39 | 2039-40 | 2040-41 | 2041-42 | 2042-43 | 2043-44 | 2044-45 | 2045-46 | 2046-47 | 2047-48 | 2048-49 | 2049-50
NEM | Black Coal | 0 | 0 | 0 | 0 | 0 | 0 | 0 | 0 | 0 | 0 | 0 | 0 | 0 | 0 | 0 | 0 | 0 | 0 | 0 | 0 | 0 | 0 | 0 | 0 | 0 | 0 | 0 | 0 | 0
NEM | Brown Coal | 0 | 0 | 0 | 0 | 0 | 0 | 0 | 0 | 0 | 0 | 0 | 0 | 0 | 0 | 0 | 0 | 0 | 0 | 0 | 0 | 0 | 0 | 0 | 0 | 0 | 0 | 0 | 0 | 0
NEM | CCGT | 0.00022391 | 0.00021365 | 0.00020441 | 0.0001945 | 0.0001856 | 0.0001771 | 0.00016944 | 0.00016122 | 0.00015384 | 0.00014679 | 0.00014044 | 0.00024242 | 0.00023131 | 0.00022072 | 0.00021117 | 0.00020094 | 0.00032798 | 0.00031296 | 0.00045762 | 0.00043544 | 0.00055199 | 0.00052671 | 0.00050393 | 0.0004795 | 0.00048399 | 0.00051265 | 0.00049048 | 0.00064232 | 0.0006129
NEM | Gas - Steam | 0 | 0 | 0 | 0 | 0 | 0 | 0 | 0 | 0 | 0 | 0 | 0 | 0 | 0 | 0 | 0 | 0 | 0 | 0 | 0 | 0 | 0 | 0 | 0 | 0 | 0 | 0 | 0 | 0
NEM | OCGT / Diesel | 0.00063499 | 0.00060591 | 0.0005797 | 0.00055161 | 0.00052634 | 0.00050223 | 0.00048051 | 0.00045722 | 0.00043628 | 0.0004163 | 0.00039829 | 0.00049755 | 0.00047476 | 0.00045302 | 0.00043342 | 0.00041595 | 0.0006764 | 0.00064542 | 20802.1126 | 19793.8396 | 18887.2522 | 18022.1872 | 17242.7505 | 42775.0396 | 53067.4611 | 83354.7951 | 79749.8058 | 105149.4167 | 102733.736
NEM | Hydro | 0 | 0 | 0 | 0 | 0 | 0 | 0 | 0 | 0 | 0 | 0 | 0 | 0 | 0 | 0 | 0 | 0 | 0 | 0 | 0 | 0 | 0 | 0 | 0 | 0 | 0 | 0 | 0 | 0
NEM | Wind | 0.0073935 | 90911.0937 | 188682.0189 | 288639.5839 | 415709.503 | 488690.2006 | 601895.0906 | 705450.8516 | 931178.23 | 899182.1768 | 870406.0588 | 869951.9994 | 839130.8998 | 809176.6184 | 820017.0265 | 862485.5986 | 1024060.064 | 1046511.9967 | 1056785.1363 | 1012368.883 | 1070787.5128 | 1138294.1108 | 1122799.6228 | 1088492.5077 | 1093543.1275 | 1106193.0856 | 1102169.8775 | 1066841.7484 | 1000684.35
NEM | Solar PV | 0.00074865 | 0.0011792 | 0.001214 | 0.0013193 | 0.0014969 | 0.0015628 | 12565.1525 | 22339.6952 | 226831.3144 | 216442.0938 | 207081.2476 | 197044.0739 | 188019.1545 | 179407.5901 | 171648.4391 | 163328.6841 | 189060.4839 | 180401.2251 | 172599.1006 | 169949.5484 | 173661.0371 | 273882.7651 | 262037.6825 | 249336.7842 | 249764.5212 | 301915.2547 | 298397.0199 | 323648.5475 | 336232.4937
NEM | Grid Battery | 0.0013376 | 0.0012763 | 0.0012211 | 0.0011619 | 0.0011087 | 0.0010579 | 0.001151 | 0.0012091 | 0.0024848 | 0.0023978 | 0.002301 | 0.0030815 | 0.0035328 | 0.003371 | 0.0032982 | 0.0035038 | 21957.9455 | 20952.2381 | 21566.0931 | 20520.7901 | 81469.5533 | 77738.1234 | 82095.7693 | 103117.1438 | 100020.3583 | 125004.0398 | 119597.7734 | 123229.7636 | 117585.6517
NEM | Pumped Hydro | 0 | 0 | 0.0018859 | 0.0019948 | 0.0019597 | 0.001903 | 0.0018713 | 0.0019184 | 241735.9739 | 230664.0972 | 220688.1673 | 209991.4725 | 200373.5431 | 191196.1288 | 182927.1402 | 177383.3818 | 255925.9397 | 246998.4568 | 247208.4389 | 235226.3102 | 236533.4115 | 271497.2761 | 259755.3629 | 248041.4687 | 236680.869 | 256804.8715 | 245698.3861 | 279731.4304 | 266919.3037
NEM | VPP | 0 | 0 | 0 | 0 | 0 | 0 | 0 | 0 | 0 | 0 | 0 | 0 | 0 | 0 | 0 | 0 | 0 | 0 | 0 | 0 | 0 | 0 | 0 | 0 | 0 | 0 | 0 | 0 | 0
Total excluding storage |  | 0.009001 | 90911.0957 | 188682.0209 | 288639.586 | 415709.5052 | 488690.2029 | 614460.2437 | 727790.5474 | 1158009.545 | 1115624.2712 | 1077487.3069 | 1066996.074 | 1027150.055 | 988584.2092 | 991665.4662 | 1025814.2833 | 1213120.5489 | 1226913.2227 | 1250186.3499 | 1202112.2714 | 1263335.8027 | 1430199.0637 | 1402080.0564 | 1380604.3321 | 1396375.1103 | 1491463.1359 | 1480316.7037 | 1495639.7133 | 1439650.5803
Region | Technology | 2021-22 | 2022-23 | 2023-24 | 2024-25 | 2025-26 | 2026-27 | 2027-28 | 2028-29 | 2029-30 | 2030-31 | 2031-32 | 2032-33 | 2033-34 | 2034-35 | 2035-36 | 2036-37 | 2037-38 | 2038-39 | 2039-40 | 2040-41 | 2041-42 | 2042-43 | 2043-44 | 2044-45 | 2045-46 | 2046-47 | 2047-48 | 2048-49 | 2049-50
NSW1 | Black Coal | 0 | 0 | 0 | 0 | 0 | 0 | 0 | 0 | 0 | 0 | 0 | 0 | 0 | 0 | 0 | 0 | 0 | 0 | 0 | 0 | 0 | 0 | 0 | 0 | 0 | 0 | 0 | 0 | 0
NSW1 | Brown Coal | 0 | 0 | 0 | 0 | 0 | 0 | 0 | 0 | 0 | 0 | 0 | 0 | 0 | 0 | 0 | 0 | 0 | 0 | 0 | 0 | 0 | 0 | 0 | 0 | 0 | 0 | 0 | 0 | 0
NSW1 | CCGT | 4.66e-05 | 4.4466e-05 | 4.2542e-05 | 4.048e-05 | 3.8626e-05 | 3.6857e-05 | 3.5263e-05 | 3.3554e-05 | 3.2017e-05 | 3.0551e-05 | 2.9229e-05 | 5.4522e-05 | 5.2025e-05 | 4.9642e-05 | 4.7495e-05 | 4.5193e-05 | 0.00010832 | 0.00010336 | 0.000149 | 0.00014178 | 0.0001636 | 0.00015611 | 0.00014936 | 0.00014212 | 0.00013561 | 0.00020437 | 0.00019553 | 0.00021185 | 0.00020215
NSW1 | Gas - Steam | 0 | 0 | 0 | 0 | 0 | 0 | 0 | 0 | 0 | 0 | 0 | 0 | 0 | 0 | 0 | 0 | 0 | 0 | 0 | 0 | 0 | 0 | 0 | 0 | 0 | 0 | 0 | 0 | 0
NSW1 | OCGT / Diesel | 0.00012657 | 0.00012077 | 0.00011555 | 0.00010995 | 0.00010491 | 0.0001001 | 9.5775e-05 | 9.1133e-05 | 8.6959e-05 | 8.2976e-05 | 7.9387e-05 | 0.00010049 | 9.5883e-05 | 9.1491e-05 | 8.7534e-05 | 8.3291e-05 | 0.00030837 | 0.00029425 | 20749.3737 | 19743.6569 | 18839.3673 | 17976.4955 | 17199.0349 | 38601.9611 | 36833.9324 | 35146.882 | 33626.8239 | 53130.5461 | 50697.0859
NSW1 | Hydro | 0 | 0 | 0 | 0 | 0 | 0 | 0 | 0 | 0 | 0 | 0 | 0 | 0 | 0 | 0 | 0 | 0 | 0 | 0 | 0 | 0 | 0 | 0 | 0 | 0 | 0 | 0 | 0 | 0
NSW1 | Wind | 0.0013118 | 90911.0879 | 173256.189 | 247543.219 | 314926.8088 | 379367.294 | 419553.6277 | 454033.2925 | 616768.3398 | 588519.408 | 563066.6892 | 535774.9932 | 511235.6803 | 487820.3055 | 466722.6952 | 444100.7676 | 429180.9072 | 431340.9368 | 452220.7806 | 430301.7571 | 492874.6854 | 500166.1062 | 478534.5557 | 455340.1103 | 434484.882 | 414584.811 | 382753.5974 | 340937.4995 | 299732.7392
NSW1 | Solar PV | 0.00016602 | 0.00039146 | 0.00039002 | 0.0004569 | 0.00067406 | 0.00077759 | 12565.1515 | 22339.6942 | 226831.3131 | 216442.0926 | 207081.2463 | 197044.0721 | 188019.1527 | 179407.5884 | 171648.4375 | 163328.6824 | 162732.3636 | 155278.9728 | 148563.354 | 141362.5268 | 134887.9072 | 182595.3246 | 174698.3081 | 166230.7265 | 160247.6854 | 188011.2081 | 184812.1767 | 189848.7076 | 191021.3493
NSW1 | Grid Battery | 0.00043552 | 0.00041557 | 0.0003976 | 0.00037833 | 0.000361 | 0.00034446 | 0.00038494 | 0.00037906 | 0.0013302 | 0.0012693 | 0.0012144 | 0.001276 | 0.0012175 | 0.0011618 | 0.0011277 | 0.0011072 | 0.0022933 | 0.0021882 | 0.0033098 | 0.0031494 | 22462.4407 | 21433.6266 | 28226.3706 | 34656.4057 | 34695.2265 | 37770.2946 | 36136.7772 | 34385.237 | 32810.3403
NSW1 | Pumped Hydro | 0 | 0 | 0.00051905 | 0.00058417 | 0.00055742 | 0.00053189 | 0.00050888 | 0.00053566 | 241735.9725 | 230664.0958 | 220688.1659 | 209991.4681 | 200373.5381 | 191196.1241 | 182927.134 | 174060.7034 | 166088.4579 | 158481.3529 | 151627.236 | 144277.9033 | 137669.7552 | 131364.2702 | 125682.9319 | 119591.1136 | 114113.658 | 108887.0782 | 104177.85 | 99128.3767 | 94588.1457
NSW1 | VPP | 0 | 0 | 0 | 0 | 0 | 0 | 0 | 0 | 0 | 0 | 0 | 0 | 0 | 0 | 0 | 0 | 0 | 0 | 0 | 0 | 0 | 0 | 0 | 0 | 0 | 0 | 0 | 0 | 0
Total excluding storage |  | 0.001651 | 90911.0884 | 173256.1896 | 247543.2196 | 314926.8096 | 379367.295 | 432118.7794 | 476372.9868 | 843599.6531 | 804961.5007 | 770147.9355 | 732819.0655 | 699254.8332 | 667227.894 | 638371.1329 | 607429.4501 | 591913.2712 | 586619.91 | 621533.5084 | 591407.941 | 646601.9601 | 700737.9264 | 670431.8988 | 660172.7981 | 631566.4999 | 637742.9013 | 601192.5981 | 583916.7534 | 541451.1746
Region | Technology | 2021-22 | 2022-23 | 2023-24 | 2024-25 | 2025-26 | 2026-27 | 2027-28 | 2028-29 | 2029-30 | 2030-31 | 2031-32 | 2032-33 | 2033-34 | 2034-35 | 2035-36 | 2036-37 | 2037-38 | 2038-39 | 2039-40 | 2040-41 | 2041-42 | 2042-43 | 2043-44 | 2044-45 | 2045-46 | 2046-47 | 2047-48 | 2048-49 | 2049-50
QLD1 | Black Coal | 0 | 0 | 0 | 0 | 0 | 0 | 0 | 0 | 0 | 0 | 0 | 0 | 0 | 0 | 0 | 0 | 0 | 0 | 0 | 0 | 0 | 0 | 0 | 0 | 0 | 0 | 0 | 0 | 0
QLD1 | Brown Coal | 0 | 0 | 0 | 0 | 0 | 0 | 0 | 0 | 0 | 0 | 0 | 0 | 0 | 0 | 0 | 0 | 0 | 0 | 0 | 0 | 0 | 0 | 0 | 0 | 0 | 0 | 0 | 0 | 0
QLD1 | CCGT | 5.1285e-05 | 4.8936e-05 | 4.6819e-05 | 4.455e-05 | 4.251e-05 | 4.0563e-05 | 3.8808e-05 | 3.6927e-05 | 3.5236e-05 | 3.3622e-05 | 3.2168e-05 | 5.6654e-05 | 5.4059e-05 | 5.1583e-05 | 4.9353e-05 | 4.696e-05 | 8.5358e-05 | 8.1449e-05 | 0.00013243 | 0.00012601 | 0.00016895 | 0.00016121 | 0.00015424 | 0.00014677 | 0.00016215 | 0.00014977 | 0.00014329 | 0.00013635 | 0.0001301
QLD1 | Gas - Steam | 0 | 0 | 0 | 0 | 0 | 0 | 0 | 0 | 0 | 0 | 0 | 0 | 0 | 0 | 0 | 0 | 0 | 0 | 0 | 0 | 0 | 0 | 0 | 0 | 0 | 0 | 0 | 0 | 0
QLD1 | OCGT / Diesel | 0.00012833 | 0.00012245 | 0.00011716 | 0.00011148 | 0.00010637 | 0.0001015 | 9.7112e-05 | 9.2405e-05 | 8.8173e-05 | 8.4134e-05 | 8.0496e-05 | 0.00010368 | 9.8934e-05 | 9.4403e-05 | 9.032e-05 | 8.5942e-05 | 0.00011201 | 0.00010688 | 52.7384 | 50.1822 | 47.8838 | 45.6906 | 43.7146 | 41.5957 | 12291.2742 | 44446.22 | 42523.9773 | 43587.9375 | 43991.8665
QLD1 | Hydro | 0 | 0 | 0 | 0 | 0 | 0 | 0 | 0 | 0 | 0 | 0 | 0 | 0 | 0 | 0 | 0 | 0 | 0 | 0 | 0 | 0 | 0 | 0 | 0 | 0 | 0 | 0 | 0 | 0
QLD1 | Wind | 0.0025377 | 0.002467 | 0.0024286 | 11844.6157 | 59009.5222 | 56306.796 | 119091.2954 | 179376.211 | 234408.1744 | 223671.9221 | 213998.3948 | 203625.9483 | 194299.5692 | 185400.3522 | 184435.0567 | 203669.5641 | 284919.6994 | 271869.9421 | 260111.9115 | 248024.5755 | 248288.0713 | 308021.9122 | 294700.3547 | 300530.9958 | 298956.1661 | 308045.1833 | 294722.6193 | 280437.4906 | 280398.157
QLD1 | Solar PV | 0.0002459 | 0.00034916 | 0.00033406 | 0.00033224 | 0.00031702 | 0.0003025 | 0.00046782 | 0.00044514 | 0.00077212 | 0.00073675 | 0.00070489 | 0.00067072 | 0.00064 | 0.00061069 | 0.00058428 | 0.00055596 | 26328.1179 | 25122.2499 | 24035.7444 | 26925.1849 | 34787.7334 | 80107.903 | 76643.3377 | 72928.4551 | 71334.265 | 96554.2652 | 92378.4156 | 87900.8578 | 101414.4047
QLD1 | Grid Battery | 0.00021955 | 0.0002095 | 0.00020044 | 0.00019072 | 0.00018199 | 0.00017365 | 0.00019863 | 0.00024103 | 0.00029346 | 0.00029712 | 0.00029113 | 0.00064319 | 0.0012061 | 0.0011509 | 0.0011011 | 0.0010477 | 21957.9418 | 20952.2346 | 21566.0834 | 20520.7809 | 39488.5461 | 37679.9104 | 36050.302 | 44817.0829 | 42764.3921 | 65706.3218 | 62864.6066 | 59817.5754 | 57077.8391
QLD1 | Pumped Hydro | 0 | 0 | 0.00026041 | 0.00031023 | 0.00029602 | 0.00028246 | 0.00027024 | 0.00030002 | 0.00028627 | 0.0002905 | 0.00029452 | 0.00081974 | 0.0015154 | 0.001446 | 0.0013835 | 0.0013164 | 74404.623 | 70996.7776 | 67926.2569 | 64633.8889 | 66046.7279 | 108819.143 | 104112.8529 | 99942.9016 | 95365.3641 | 121961.8325 | 116687.1378 | 111031.3425 | 105945.9375
QLD1 | VPP | 0 | 0 | 0 | 0 | 0 | 0 | 0 | 0 | 0 | 0 | 0 | 0 | 0 | 0 | 0 | 0 | 0 | 0 | 0 | 0 | 0 | 0 | 0 | 0 | 0 | 0 | 0 | 0 | 0
Total excluding storage |  | 0.0029633 | 0.0029875 | 0.0029267 | 11844.6162 | 59009.5227 | 56306.7965 | 119091.296 | 179376.2116 | 234408.1753 | 223671.9229 | 213998.3956 | 203625.9491 | 194299.57 | 185400.353 | 184435.0574 | 203669.5648 | 311247.8175 | 296992.1921 | 284200.3944 | 274999.9427 | 283123.6887 | 388175.5059 | 371387.4071 | 373501.0467 | 382581.7055 | 449045.6686 | 429625.0123 | 411926.286 | 425804.4283
Region | Technology | 2021-22 | 2022-23 | 2023-24 | 2024-25 | 2025-26 | 2026-27 | 2027-28 | 2028-29 | 2029-30 | 2030-31 | 2031-32 | 2032-33 | 2033-34 | 2034-35 | 2035-36 | 2036-37 | 2037-38 | 2038-39 | 2039-40 | 2040-41 | 2041-42 | 2042-43 | 2043-44 | 2044-45 | 2045-46 | 2046-47 | 2047-48 | 2048-49 | 2049-50
VIC1 | Black Coal | 0 | 0 | 0 | 0 | 0 | 0 | 0 | 0 | 0 | 0 | 0 | 0 | 0 | 0 | 0 | 0 | 0 | 0 | 0 | 0 | 0 | 0 | 0 | 0 | 0 | 0 | 0 | 0 | 0
VIC1 | Brown Coal | 0 | 0 | 0 | 0 | 0 | 0 | 0 | 0 | 0 | 0 | 0 | 0 | 0 | 0 | 0 | 0 | 0 | 0 | 0 | 0 | 0 | 0 | 0 | 0 | 0 | 0 | 0 | 0 | 0
VIC1 | CCGT | 4.378e-05 | 4.1775e-05 | 3.9968e-05 | 3.8031e-05 | 3.6289e-05 | 3.4627e-05 | 3.313e-05 | 3.1524e-05 | 3.008e-05 | 2.8702e-05 | 2.7461e-05 | 4.5667e-05 | 4.3575e-05 | 4.1579e-05 | 3.9781e-05 | 3.7853e-05 | 4.875e-05 | 4.6517e-05 | 6.9084e-05 | 6.5735e-05 | 7.4792e-05 | 7.1367e-05 | 6.828e-05 | 6.4971e-05 | 6.1995e-05 | 5.5082e-05 | 5.27e-05 | 0.00014552 | 0.00013886
VIC1 | Gas - Steam | 0 | 0 | 0 | 0 | 0 | 0 | 0 | 0 | 0 | 0 | 0 | 0 | 0 | 0 | 0 | 0 | 0 | 0 | 0 | 0 | 0 | 0 | 0 | 0 | 0 | 0 | 0 | 0 | 0
VIC1 | OCGT / Diesel | 0.00012722 | 0.0001214 | 0.00011615 | 0.00011052 | 0.00010546 | 0.00010063 | 9.6273e-05 | 9.1607e-05 | 8.7411e-05 | 8.3408e-05 | 7.98e-05 | 9.7963e-05 | 9.3476e-05 | 8.9195e-05 | 8.5337e-05 | 8.1201e-05 | 8.0756e-05 | 7.7057e-05 | 0.00014526 | 0.00013822 | 0.00026629 | 0.00025409 | 0.00024311 | 0.00033305 | 0.0003178 | 0.00026387 | 0.00025246 | 0.0011223 | 0.0010709
VIC1 | Hydro | 0 | 0 | 0 | 0 | 0 | 0 | 0 | 0 | 0 | 0 | 0 | 0 | 0 | 0 | 0 | 0 | 0 | 0 | 0 | 0 | 0 | 0 | 0 | 0 | 0 | 0 | 0 | 0 | 0
VIC1 | Wind | 0.00088254 | 0.00084211 | 0.00081938 | 0.00096854 | 0.00092418 | 0.00088185 | 0.00087623 | 0.00092532 | 0.00088294 | 0.00085179 | 0.0008467 | 0.0021271 | 0.048117 | 0.04632 | 0.044448 | 37501.516 | 87750.3042 | 98953.9621 | 94674.329 | 90085.4892 | 96841.3001 | 107984.4741 | 137049.5722 | 130406.8151 | 167149.2297 | 186994.6646 | 234874.8282 | 256480.738 | 244733.5285
VIC1 | Solar PV | 7.0277e-05 | 7.8397e-05 | 7.5006e-05 | 0.00012668 | 0.00012088 | 0.00011534 | 0.00013105 | 0.0001247 | 0.00011899 | 0.00012248 | 0.00013526 | 0.00025849 | 0.00025836 | 0.00024653 | 0.00023587 | 0.00024605 | 0.00074355 | 0.0007193 | 0.0006882 | 0.0013403 | 0.0017254 | 47.8664 | 45.7963 | 43.5765 | 1542.5925 | 1471.9394 | 6015.2824 | 31444.1476 | 30003.9585
VIC1 | Grid Battery | 0.0002264 | 0.00021603 | 0.00020669 | 0.00019667 | 0.00018766 | 0.00017907 | 0.00018793 | 0.00019093 | 0.00028704 | 0.00027389 | 0.00026205 | 0.00037872 | 0.00036137 | 0.00034482 | 0.00034359 | 0.00037148 | 0.00038175 | 0.00038414 | 0.00084092 | 0.00080016 | 0.0037459 | 0.0035743 | 0.0034197 | 0.0086403 | 0.0082446 | 0.0078669 | 0.0075202 | 9428.8702 | 8997.0135
VIC1 | Pumped Hydro | 0 | 0 | 0.00029336 | 0.00031482 | 0.00031896 | 0.00030435 | 0.00029119 | 0.00029088 | 0.00027756 | 0.00028295 | 0.00028407 | 0.00048161 | 0.00045955 | 0.00043851 | 0.00041954 | 0.00044073 | 0.00054534 | 0.00055768 | 0.0012055 | 0.0011471 | 0.0028981 | 0.0027654 | 0.0026458 | 0.01075 | 0.088503 | 0.08445 | 0.080797 | 45364.6177 | 43286.8489
VIC1 | VPP | 0 | 0 | 0 | 0 | 0 | 0 | 0 | 0 | 0 | 0 | 0 | 0 | 0 | 0 | 0 | 0 | 0 | 0 | 0 | 0 | 0 | 0 | 0 | 0 | 0 | 0 | 0 | 0 | 0
Total excluding storage |  | 0.0011238 | 0.0010837 | 0.0010505 | 0.0012438 | 0.0011868 | 0.0011324 | 0.0011367 | 0.0011732 | 0.0011194 | 0.0010864 | 0.0010892 | 0.0025292 | 0.048512 | 0.046697 | 0.044809 | 37501.5164 | 87750.3051 | 98953.9629 | 94674.3299 | 90085.4907 | 96841.3022 | 108032.3409 | 137095.3688 | 130450.3921 | 168691.8225 | 188466.6043 | 240890.111 | 287924.8869 | 274737.4883
Region | Technology | 2021-22 | 2022-23 | 2023-24 | 2024-25 | 2025-26 | 2026-27 | 2027-28 | 2028-29 | 2029-30 | 2030-31 | 2031-32 | 2032-33 | 2033-34 | 2034-35 | 2035-36 | 2036-37 | 2037-38 | 2038-39 | 2039-40 | 2040-41 | 2041-42 | 2042-43 | 2043-44 | 2044-45 | 2045-46 | 2046-47 | 2047-48 | 2048-49 | 2049-50
SA1 | Black Coal | 0 | 0 | 0 | 0 | 0 | 0 | 0 | 0 | 0 | 0 | 0 | 0 | 0 | 0 | 0 | 0 | 0 | 0 | 0 | 0 | 0 | 0 | 0 | 0 | 0 | 0 | 0 | 0 | 0
SA1 | Brown Coal | 0 | 0 | 0 | 0 | 0 | 0 | 0 | 0 | 0 | 0 | 0 | 0 | 0 | 0 | 0 | 0 | 0 | 0 | 0 | 0 | 0 | 0 | 0 | 0 | 0 | 0 | 0 | 0 | 0
SA1 | CCGT | 4.3072e-05 | 4.1099e-05 | 3.9322e-05 | 3.7416e-05 | 3.5702e-05 | 3.4067e-05 | 3.2593e-05 | 3.1014e-05 | 2.9593e-05 | 2.8238e-05 | 2.7016e-05 | 5.1953e-05 | 4.9573e-05 | 4.7303e-05 | 4.5257e-05 | 4.3063e-05 | 5.8961e-05 | 5.6261e-05 | 7.6847e-05 | 7.3122e-05 | 0.00011221 | 0.00010707 | 0.00010244 | 9.7473e-05 | 9.7361e-05 | 8.5933e-05 | 8.2216e-05 | 0.00011923 | 0.00011377
SA1 | Gas - Steam | 0 | 0 | 0 | 0 | 0 | 0 | 0 | 0 | 0 | 0 | 0 | 0 | 0 | 0 | 0 | 0 | 0 | 0 | 0 | 0 | 0 | 0 | 0 | 0 | 0 | 0 | 0 | 0 | 0
SA1 | OCGT / Diesel | 0.00012749 | 0.00012165 | 0.00011639 | 0.00011075 | 0.00010568 | 0.00010084 | 9.6475e-05 | 9.1799e-05 | 8.7594e-05 | 8.3582e-05 | 7.9967e-05 | 0.00010085 | 9.6232e-05 | 9.1824e-05 | 8.7853e-05 | 8.7126e-05 | 0.00010046 | 9.586e-05 | 0.00023801 | 0.00022648 | 0.00079394 | 0.00075758 | 0.00072481 | 4131.4823 | 3942.2541 | 3761.6928 | 3599.0044 | 8430.9319 | 8044.7823
SA1 | Hydro | 0 | 0 | 0 | 0 | 0 | 0 | 0 | 0 | 0 | 0 | 0 | 0 | 0 | 0 | 0 | 0 | 0 | 0 | 0 | 0 | 0 | 0 | 0 | 0 | 0 | 0 | 0 | 0 | 0
SA1 | Wind | 0.0016394 | 0.0015643 | 0.0018705 | 0.0017798 | 0.0016983 | 0.0016205 | 0.0015504 | 0.0016848 | 0.0016076 | 0.001577 | 0.0015419 | 32191.0251 | 30716.627 | 29309.7586 | 58804.607 | 64944.0819 | 107922.7452 | 128506.6087 | 132333.3169 | 125919.1556 | 120151.8666 | 114648.7278 | 109690.3159 | 104373.6548 | 99593.1821 | 107484.7748 | 104587.9356 | 111142.6891 | 106052.1842
SA1 | Solar PV | 0.00023624 | 0.00031899 | 0.0003593 | 0.00034189 | 0.00032623 | 0.00031129 | 0.00033616 | 0.00032623 | 0.00031128 | 0.0003173 | 0.00036276 | 0.00074647 | 0.00078576 | 0.00074977 | 0.00071735 | 0.00088971 | 0.0016937 | 0.0016161 | 0.0015462 | 1661.8352 | 3985.3946 | 11131.6711 | 10650.2404 | 10134.026 | 16639.9783 | 15877.8418 | 15191.1453 | 14454.8344 | 13792.7811
SA1 | Grid Battery | 0.00024199 | 0.0002309 | 0.00022092 | 0.00021021 | 0.00020058 | 0.00019139 | 0.0002017 | 0.00020729 | 0.00030773 | 0.00029363 | 0.00028093 | 0.00043552 | 0.00041557 | 0.00039654 | 0.00040747 | 0.00064801 | 0.00061833 | 0.00059001 | 0.0051207 | 0.0048725 | 19518.5624 | 18624.5824 | 17819.0928 | 23643.6463 | 22560.7311 | 21527.4152 | 20596.3818 | 19598.0805 | 18700.4584
SA1 | Pumped Hydro | 0 | 0 | 0.00033076 | 0.00031472 | 0.00030031 | 0.00028655 | 0.00027416 | 0.00026087 | 0.00024892 | 0.00023752 | 0.00022725 | 0.0003343 | 0.00031899 | 0.00030438 | 0.00031723 | 0.00042324 | 0.00040386 | 0.00038536 | 0.00047057 | 0.00044776 | 0.0006559 | 0.00062586 | 0.00059879 | 0.00069806 | 0.00074877 | 0.00071447 | 0.00068357 | 0.00065044 | 0.00062065
SA1 | VPP | 0 | 0 | 0 | 0 | 0 | 0 | 0 | 0 | 0 | 0 | 0 | 0 | 0 | 0 | 0 | 0 | 0 | 0 | 0 | 0 | 0 | 0 | 0 | 0 | 0 | 0 | 0 | 0 | 0
Total excluding storage |  | 0.0020462 | 0.0020461 | 0.0023855 | 0.0022699 | 0.0021659 | 0.0020667 | 0.0020157 | 0.0021338 | 0.0020361 | 0.0020061 | 0.0020116 | 32191.026 | 30716.6279 | 29309.7595 | 58804.6078 | 64944.083 | 107922.7471 | 128506.6104 | 132333.3188 | 127580.9911 | 124137.2621 | 125780.3997 | 120340.5572 | 118639.1633 | 120175.4146 | 127124.3096 | 123378.0854 | 134028.4555 | 127889.7478
Region | Technology | 2021-22 | 2022-23 | 2023-24 | 2024-25 | 2025-26 | 2026-27 | 2027-28 | 2028-29 | 2029-30 | 2030-31 | 2031-32 | 2032-33 | 2033-34 | 2034-35 | 2035-36 | 2036-37 | 2037-38 | 2038-39 | 2039-40 | 2040-41 | 2041-42 | 2042-43 | 2043-44 | 2044-45 | 2045-46 | 2046-47 | 2047-48 | 2048-49 | 2049-50
TAS1 | Black Coal | 0 | 0 | 0 | 0 | 0 | 0 | 0 | 0 | 0 | 0 | 0 | 0 | 0 | 0 | 0 | 0 | 0 | 0 | 0 | 0 | 0 | 0 | 0 | 0 | 0 | 0 | 0 | 0 | 0
TAS1 | Brown Coal | 0 | 0 | 0 | 0 | 0 | 0 | 0 | 0 | 0 | 0 | 0 | 0 | 0 | 0 | 0 | 0 | 0 | 0 | 0 | 0 | 0 | 0 | 0 | 0 | 0 | 0 | 0 | 0 | 0
TAS1 | CCGT | 3.9171e-05 | 3.7377e-05 | 3.576e-05 | 3.4027e-05 | 3.2469e-05 | 3.0982e-05 | 2.9642e-05 | 2.8205e-05 | 2.6913e-05 | 2.568e-05 | 2.457e-05 | 3.3622e-05 | 3.2082e-05 | 3.0612e-05 | 2.9289e-05 | 2.7869e-05 | 2.6592e-05 | 2.5374e-05 | 3.0257e-05 | 2.8791e-05 | 3.2434e-05 | 3.0949e-05 | 2.961e-05 | 2.8175e-05 | 2.6885e-05 | 1.7493e-05 | 1.6737e-05 | 2.9376e-05 | 2.8031e-05
TAS1 | Gas - Steam | 0 | 0 | 0 | 0 | 0 | 0 | 0 | 0 | 0 | 0 | 0 | 0 | 0 | 0 | 0 | 0 | 0 | 0 | 0 | 0 | 0 | 0 | 0 | 0 | 0 | 0 | 0 | 0 | 0
TAS1 | OCGT / Diesel | 0.00012538 | 0.00011964 | 0.00011446 | 0.00010891 | 0.00010393 | 9.9166e-05 | 9.4877e-05 | 9.0279e-05 | 8.6144e-05 | 8.2198e-05 | 7.8643e-05 | 9.4569e-05 | 9.0238e-05 | 8.6105e-05 | 8.2381e-05 | 7.8388e-05 | 7.4797e-05 | 7.1372e-05 | 0.00011126 | 0.00010586 | 0.00010532 | 0.0001005 | 9.6152e-05 | 9.1491e-05 | 8.7301e-05 | 4.45e-05 | 4.2575e-05 | 8.0334e-05 | 7.6655e-05
TAS1 | Hydro | 0 | 0 | 0 | 0 | 0 | 0 | 0 | 0 | 0 | 0 | 0 | 0 | 0 | 0 | 0 | 0 | 0 | 0 | 0 | 0 | 0 | 0 | 0 | 0 | 0 | 0 | 0 | 0 | 0
TAS1 | Wind | 0.0010219 | 0.00097514 | 15425.8248 | 29251.7465 | 41773.1694 | 53016.1081 | 63250.165 | 72041.3455 | 80001.7133 | 86990.8443 | 93340.9725 | 98360.0307 | 102878.9752 | 106646.1558 | 110054.6231 | 112269.6688 | 114286.408 | 115840.547 | 117444.7982 | 118037.9057 | 112631.5894 | 107472.8906 | 102824.8242 | 97840.9317 | 93359.6677 | 89083.652 | 85230.8969 | 77843.3313 | 69767.7412
TAS1 | Solar PV | 3.021e-05 | 4.1225e-05 | 5.5588e-05 | 6.1563e-05 | 5.8743e-05 | 5.6053e-05 | 5.3628e-05 | 5.1029e-05 | 5.6815e-05 | 6.171e-05 | 7.6068e-05 | 7.2381e-05 | 8.7455e-05 | 8.345e-05 | 8.3798e-05 | 7.9736e-05 | 7.6084e-05 | 7.2599e-05 | 6.946e-05 | 9.6773e-05 | 9.2341e-05 | 8.8111e-05 | 8.4301e-05 | 8.0215e-05 | 7.6541e-05 | 6.3686e-05 | 5.7084e-05 | 6.2573e-05 | 6.9216e-05
TAS1 | Grid Battery | 0.00021412 | 0.00020431 | 0.00019548 | 0.000186 | 0.00017748 | 0.00016936 | 0.00017777 | 0.00019075 | 0.00026637 | 0.00026391 | 0.0002525 | 0.00034813 | 0.00033219 | 0.00031697 | 0.00031835 | 0.00032936 | 0.00032155 | 0.00031883 | 0.00042806 | 0.00040731 | 0.00039132 | 0.0003734 | 0.00035725 | 0.00033993 | 0.00032437 | 0.00035056 | 0.00035393 | 0.00046836 | 0.0004139
TAS1 | Pumped Hydro | 0 | 0 | 0.00048232 | 0.00047085 | 0.000487 | 0.00049772 | 0.00052683 | 0.00053095 | 0.00056626 | 0.00059362 | 0.00061096 | 0.0027729 | 0.0026459 | 0.0025247 | 0.0041397 | 3322.6763 | 15432.8578 | 17520.3253 | 27654.9443 | 26314.5163 | 32816.9248 | 31313.8596 | 29959.5748 | 28507.442 | 27201.7576 | 25955.8756 | 24833.3169 | 24207.0928 | 23098.3709
TAS1 | VPP | 0 | 0 | 0 | 0 | 0 | 0 | 0 | 0 | 0 | 0 | 0 | 0 | 0 | 0 | 0 | 0 | 0 | 0 | 0 | 0 | 0 | 0 | 0 | 0 | 0 | 0 | 0 | 0 | 0
Total excluding storage |  | 0.0012167 | 0.0011734 | 15425.825 | 29251.7467 | 41773.1696 | 53016.1082 | 63250.1652 | 72041.3457 | 80001.7134 | 86990.8445 | 93340.9727 | 98360.0309 | 102878.9754 | 106646.156 | 110054.6233 | 112269.669 | 114286.4081 | 115840.5472 | 117444.7984 | 118037.9059 | 112631.5896 | 107472.8908 | 102824.8244 | 97840.9319 | 93359.6678 | 89083.6521 | 85230.897 | 77843.3314 | 69767.7414

## Marinus_REHAB Cost
Rehabilition cost by technology ($000s) - Marinus Link, Central Scenario
REHAB | Real June 2020 dollars discounted to 1 July 2020
Explicitly modelled generation
Region | Technology | 2021-22 | 2022-23 | 2023-24 | 2024-25 | 2025-26 | 2026-27 | 2027-28 | 2028-29 | 2029-30 | 2030-31 | 2031-32 | 2032-33 | 2033-34 | 2034-35 | 2035-36 | 2036-37 | 2037-38 | 2038-39 | 2039-40 | 2040-41 | 2041-42 | 2042-43 | 2043-44 | 2044-45 | 2045-46 | 2046-47 | 2047-48 | 2048-49 | 2049-50
NEM | Black Coal | 0 | 0 | 0 | 110197.9075 | 109755.2515 | 16979.5726 | 13707.8558 | 0 | 26163.8385 | 1082.6468 | 0.00015843 | 0 | 0 | 0 | 0 | 0 | 0 | 0 | 0 | 0 | 0 | 0 | 0 | 0 | 0 | 0 | 0 | 0 | 0
NEM | Brown Coal | 0 | 0 | 0 | 35890.7786 | 0 | 5910.0831 | 0 | 0 | 218.4499 | 9.8845e-05 | 7.3915e-06 | 0 | 0 | 0 | 0 | 0 | 0 | 0 | 0 | 0 | 0 | 0 | 0 | 0 | 0 | 0 | 0 | 0 | 0
NEM | CCGT | 0 | 0 | 0 | 0 | 0 | 0 | 0 | 0 | 0 | 0 | 0 | 0 | 0 | 0 | 0 | 0 | 0 | 0 | 0 | 0 | 0 | 0 | 0 | 0 | 0 | 0 | 0 | 0 | 0
NEM | Gas - Steam | 0 | 0 | 0 | 0 | 0 | 0 | 0 | 0 | 0 | 0 | 0 | 0 | 0 | 0 | 0 | 0 | 0 | 0 | 0 | 0 | 0 | 0 | 0 | 0 | 0 | 0 | 0 | 0 | 0
NEM | OCGT / Diesel | 0 | 0 | 0 | 0 | 0 | 0 | 0 | 0 | 0 | 0 | 0 | 0 | 0 | 0 | 0 | 0 | 0 | 0 | 0 | 0 | 0 | 0 | 0 | 0 | 0 | 0 | 0 | 0 | 0
NEM | Hydro | 0 | 0 | 0 | 0 | 0 | 0 | 0 | 0 | 0 | 0 | 0 | 0 | 0 | 0 | 0 | 0 | 0 | 0 | 0 | 0 | 0 | 0 | 0 | 0 | 0 | 0 | 0 | 0 | 0
NEM | Wind | 0 | 0 | 0 | 0 | 0 | 0 | 0 | 0 | 0 | 0 | 0 | 0 | 0 | 0 | 0 | 0 | 0 | 0 | 0 | 0 | 0 | 0 | 0 | 0 | 0 | 0 | 0 | 0 | 0
NEM | Solar PV | 0 | 0 | 0 | 0 | 0 | 0 | 0 | 0 | 0 | 0 | 0 | 0 | 0 | 0 | 0 | 0 | 0 | 0 | 0 | 0 | 0 | 0 | 0 | 0 | 0 | 0 | 0 | 0 | 0
NEM | Grid Battery | 0 | 0 | 0 | 0 | 0 | 0 | 0 | 0 | 0 | 0 | 0 | 0 | 0 | 0 | 0 | 0 | 0 | 0 | 0 | 0 | 0 | 0 | 0 | 0 | 0 | 0 | 0 | 0 | 0
NEM | Pumped Hydro | 0 | 0 | 0 | 0 | 0 | 0 | 0 | 0 | 0 | 0 | 0 | 0 | 0 | 0 | 0 | 0 | 0 | 0 | 0 | 0 | 0 | 0 | 0 | 0 | 0 | 0 | 0 | 0 | 0
NEM | VPP | 0 | 0 | 0 | 0 | 0 | 0 | 0 | 0 | 0 | 0 | 0 | 0 | 0 | 0 | 0 | 0 | 0 | 0 | 0 | 0 | 0 | 0 | 0 | 0 | 0 | 0 | 0 | 0 | 0
Total excluding storage |  | 0 | 0 | 0 | 146088.6861 | 109755.2515 | 22889.6557 | 13707.8558 | 0 | 26382.2884 | 1082.6469 | 0.00016582 | 0 | 0 | 0 | 0 | 0 | 0 | 0 | 0 | 0 | 0 | 0 | 0 | 0 | 0 | 0 | 0 | 0 | 0
Region | Technology | 2021-22 | 2022-23 | 2023-24 | 2024-25 | 2025-26 | 2026-27 | 2027-28 | 2028-29 | 2029-30 | 2030-31 | 2031-32 | 2032-33 | 2033-34 | 2034-35 | 2035-36 | 2036-37 | 2037-38 | 2038-39 | 2039-40 | 2040-41 | 2041-42 | 2042-43 | 2043-44 | 2044-45 | 2045-46 | 2046-47 | 2047-48 | 2048-49 | 2049-50
NSW1 | Black Coal | 0 | 0 | 0 | 19275.726 | 109755.2488 | 6950.767 | 13707.8558 | 0 | 26163.8385 | 1082.6468 | 0.00015843 | 0 | 0 | 0 | 0 | 0 | 0 | 0 | 0 | 0 | 0 | 0 | 0 | 0 | 0 | 0 | 0 | 0 | 0
NSW1 | Brown Coal | 0 | 0 | 0 | 0 | 0 | 0 | 0 | 0 | 0 | 0 | 0 | 0 | 0 | 0 | 0 | 0 | 0 | 0 | 0 | 0 | 0 | 0 | 0 | 0 | 0 | 0 | 0 | 0 | 0
NSW1 | CCGT | 0 | 0 | 0 | 0 | 0 | 0 | 0 | 0 | 0 | 0 | 0 | 0 | 0 | 0 | 0 | 0 | 0 | 0 | 0 | 0 | 0 | 0 | 0 | 0 | 0 | 0 | 0 | 0 | 0
NSW1 | Gas - Steam | 0 | 0 | 0 | 0 | 0 | 0 | 0 | 0 | 0 | 0 | 0 | 0 | 0 | 0 | 0 | 0 | 0 | 0 | 0 | 0 | 0 | 0 | 0 | 0 | 0 | 0 | 0 | 0 | 0
NSW1 | OCGT / Diesel | 0 | 0 | 0 | 0 | 0 | 0 | 0 | 0 | 0 | 0 | 0 | 0 | 0 | 0 | 0 | 0 | 0 | 0 | 0 | 0 | 0 | 0 | 0 | 0 | 0 | 0 | 0 | 0 | 0
NSW1 | Hydro | 0 | 0 | 0 | 0 | 0 | 0 | 0 | 0 | 0 | 0 | 0 | 0 | 0 | 0 | 0 | 0 | 0 | 0 | 0 | 0 | 0 | 0 | 0 | 0 | 0 | 0 | 0 | 0 | 0
NSW1 | Wind | 0 | 0 | 0 | 0 | 0 | 0 | 0 | 0 | 0 | 0 | 0 | 0 | 0 | 0 | 0 | 0 | 0 | 0 | 0 | 0 | 0 | 0 | 0 | 0 | 0 | 0 | 0 | 0 | 0
NSW1 | Solar PV | 0 | 0 | 0 | 0 | 0 | 0 | 0 | 0 | 0 | 0 | 0 | 0 | 0 | 0 | 0 | 0 | 0 | 0 | 0 | 0 | 0 | 0 | 0 | 0 | 0 | 0 | 0 | 0 | 0
NSW1 | Grid Battery | 0 | 0 | 0 | 0 | 0 | 0 | 0 | 0 | 0 | 0 | 0 | 0 | 0 | 0 | 0 | 0 | 0 | 0 | 0 | 0 | 0 | 0 | 0 | 0 | 0 | 0 | 0 | 0 | 0
NSW1 | Pumped Hydro | 0 | 0 | 0 | 0 | 0 | 0 | 0 | 0 | 0 | 0 | 0 | 0 | 0 | 0 | 0 | 0 | 0 | 0 | 0 | 0 | 0 | 0 | 0 | 0 | 0 | 0 | 0 | 0 | 0
NSW1 | VPP | 0 | 0 | 0 | 0 | 0 | 0 | 0 | 0 | 0 | 0 | 0 | 0 | 0 | 0 | 0 | 0 | 0 | 0 | 0 | 0 | 0 | 0 | 0 | 0 | 0 | 0 | 0 | 0 | 0
Total excluding storage |  | 0 | 0 | 0 | 19275.726 | 109755.2488 | 6950.767 | 13707.8558 | 0 | 26163.8385 | 1082.6468 | 0.00015843 | 0 | 0 | 0 | 0 | 0 | 0 | 0 | 0 | 0 | 0 | 0 | 0 | 0 | 0 | 0 | 0 | 0 | 0
Region | Technology | 2021-22 | 2022-23 | 2023-24 | 2024-25 | 2025-26 | 2026-27 | 2027-28 | 2028-29 | 2029-30 | 2030-31 | 2031-32 | 2032-33 | 2033-34 | 2034-35 | 2035-36 | 2036-37 | 2037-38 | 2038-39 | 2039-40 | 2040-41 | 2041-42 | 2042-43 | 2043-44 | 2044-45 | 2045-46 | 2046-47 | 2047-48 | 2048-49 | 2049-50
QLD1 | Black Coal | 0 | 0 | 0 | 90922.1816 | 0.0027173 | 10028.8057 | 3.0463e-05 | 0 | 0 | 0 | 0 | 0 | 0 | 0 | 0 | 0 | 0 | 0 | 0 | 0 | 0 | 0 | 0 | 0 | 0 | 0 | 0 | 0 | 0
QLD1 | Brown Coal | 0 | 0 | 0 | 0 | 0 | 0 | 0 | 0 | 0 | 0 | 0 | 0 | 0 | 0 | 0 | 0 | 0 | 0 | 0 | 0 | 0 | 0 | 0 | 0 | 0 | 0 | 0 | 0 | 0
QLD1 | CCGT | 0 | 0 | 0 | 0 | 0 | 0 | 0 | 0 | 0 | 0 | 0 | 0 | 0 | 0 | 0 | 0 | 0 | 0 | 0 | 0 | 0 | 0 | 0 | 0 | 0 | 0 | 0 | 0 | 0
QLD1 | Gas - Steam | 0 | 0 | 0 | 0 | 0 | 0 | 0 | 0 | 0 | 0 | 0 | 0 | 0 | 0 | 0 | 0 | 0 | 0 | 0 | 0 | 0 | 0 | 0 | 0 | 0 | 0 | 0 | 0 | 0
QLD1 | OCGT / Diesel | 0 | 0 | 0 | 0 | 0 | 0 | 0 | 0 | 0 | 0 | 0 | 0 | 0 | 0 | 0 | 0 | 0 | 0 | 0 | 0 | 0 | 0 | 0 | 0 | 0 | 0 | 0 | 0 | 0
QLD1 | Hydro | 0 | 0 | 0 | 0 | 0 | 0 | 0 | 0 | 0 | 0 | 0 | 0 | 0 | 0 | 0 | 0 | 0 | 0 | 0 | 0 | 0 | 0 | 0 | 0 | 0 | 0 | 0 | 0 | 0
QLD1 | Wind | 0 | 0 | 0 | 0 | 0 | 0 | 0 | 0 | 0 | 0 | 0 | 0 | 0 | 0 | 0 | 0 | 0 | 0 | 0 | 0 | 0 | 0 | 0 | 0 | 0 | 0 | 0 | 0 | 0
QLD1 | Solar PV | 0 | 0 | 0 | 0 | 0 | 0 | 0 | 0 | 0 | 0 | 0 | 0 | 0 | 0 | 0 | 0 | 0 | 0 | 0 | 0 | 0 | 0 | 0 | 0 | 0 | 0 | 0 | 0 | 0
QLD1 | Grid Battery | 0 | 0 | 0 | 0 | 0 | 0 | 0 | 0 | 0 | 0 | 0 | 0 | 0 | 0 | 0 | 0 | 0 | 0 | 0 | 0 | 0 | 0 | 0 | 0 | 0 | 0 | 0 | 0 | 0
QLD1 | Pumped Hydro | 0 | 0 | 0 | 0 | 0 | 0 | 0 | 0 | 0 | 0 | 0 | 0 | 0 | 0 | 0 | 0 | 0 | 0 | 0 | 0 | 0 | 0 | 0 | 0 | 0 | 0 | 0 | 0 | 0
QLD1 | VPP | 0 | 0 | 0 | 0 | 0 | 0 | 0 | 0 | 0 | 0 | 0 | 0 | 0 | 0 | 0 | 0 | 0 | 0 | 0 | 0 | 0 | 0 | 0 | 0 | 0 | 0 | 0 | 0 | 0
Total excluding storage |  | 0 | 0 | 0 | 90922.1816 | 0.0027173 | 10028.8057 | 3.0463e-05 | 0 | 0 | 0 | 0 | 0 | 0 | 0 | 0 | 0 | 0 | 0 | 0 | 0 | 0 | 0 | 0 | 0 | 0 | 0 | 0 | 0 | 0
Region | Technology | 2021-22 | 2022-23 | 2023-24 | 2024-25 | 2025-26 | 2026-27 | 2027-28 | 2028-29 | 2029-30 | 2030-31 | 2031-32 | 2032-33 | 2033-34 | 2034-35 | 2035-36 | 2036-37 | 2037-38 | 2038-39 | 2039-40 | 2040-41 | 2041-42 | 2042-43 | 2043-44 | 2044-45 | 2045-46 | 2046-47 | 2047-48 | 2048-49 | 2049-50
VIC1 | Black Coal | 0 | 0 | 0 | 0 | 0 | 0 | 0 | 0 | 0 | 0 | 0 | 0 | 0 | 0 | 0 | 0 | 0 | 0 | 0 | 0 | 0 | 0 | 0 | 0 | 0 | 0 | 0 | 0 | 0
VIC1 | Brown Coal | 0 | 0 | 0 | 35890.7786 | 0 | 5910.0831 | 0 | 0 | 218.4499 | 9.8845e-05 | 7.3915e-06 | 0 | 0 | 0 | 0 | 0 | 0 | 0 | 0 | 0 | 0 | 0 | 0 | 0 | 0 | 0 | 0 | 0 | 0
VIC1 | CCGT | 0 | 0 | 0 | 0 | 0 | 0 | 0 | 0 | 0 | 0 | 0 | 0 | 0 | 0 | 0 | 0 | 0 | 0 | 0 | 0 | 0 | 0 | 0 | 0 | 0 | 0 | 0 | 0 | 0
VIC1 | Gas - Steam | 0 | 0 | 0 | 0 | 0 | 0 | 0 | 0 | 0 | 0 | 0 | 0 | 0 | 0 | 0 | 0 | 0 | 0 | 0 | 0 | 0 | 0 | 0 | 0 | 0 | 0 | 0 | 0 | 0
VIC1 | OCGT / Diesel | 0 | 0 | 0 | 0 | 0 | 0 | 0 | 0 | 0 | 0 | 0 | 0 | 0 | 0 | 0 | 0 | 0 | 0 | 0 | 0 | 0 | 0 | 0 | 0 | 0 | 0 | 0 | 0 | 0
VIC1 | Hydro | 0 | 0 | 0 | 0 | 0 | 0 | 0 | 0 | 0 | 0 | 0 | 0 | 0 | 0 | 0 | 0 | 0 | 0 | 0 | 0 | 0 | 0 | 0 | 0 | 0 | 0 | 0 | 0 | 0
VIC1 | Wind | 0 | 0 | 0 | 0 | 0 | 0 | 0 | 0 | 0 | 0 | 0 | 0 | 0 | 0 | 0 | 0 | 0 | 0 | 0 | 0 | 0 | 0 | 0 | 0 | 0 | 0 | 0 | 0 | 0
VIC1 | Solar PV | 0 | 0 | 0 | 0 | 0 | 0 | 0 | 0 | 0 | 0 | 0 | 0 | 0 | 0 | 0 | 0 | 0 | 0 | 0 | 0 | 0 | 0 | 0 | 0 | 0 | 0 | 0 | 0 | 0
VIC1 | Grid Battery | 0 | 0 | 0 | 0 | 0 | 0 | 0 | 0 | 0 | 0 | 0 | 0 | 0 | 0 | 0 | 0 | 0 | 0 | 0 | 0 | 0 | 0 | 0 | 0 | 0 | 0 | 0 | 0 | 0
VIC1 | Pumped Hydro | 0 | 0 | 0 | 0 | 0 | 0 | 0 | 0 | 0 | 0 | 0 | 0 | 0 | 0 | 0 | 0 | 0 | 0 | 0 | 0 | 0 | 0 | 0 | 0 | 0 | 0 | 0 | 0 | 0
VIC1 | VPP | 0 | 0 | 0 | 0 | 0 | 0 | 0 | 0 | 0 | 0 | 0 | 0 | 0 | 0 | 0 | 0 | 0 | 0 | 0 | 0 | 0 | 0 | 0 | 0 | 0 | 0 | 0 | 0 | 0
Total excluding storage |  | 0 | 0 | 0 | 35890.7786 | 0 | 5910.0831 | 0 | 0 | 218.4499 | 9.8845e-05 | 7.3915e-06 | 0 | 0 | 0 | 0 | 0 | 0 | 0 | 0 | 0 | 0 | 0 | 0 | 0 | 0 | 0 | 0 | 0 | 0
Region | Technology | 2021-22 | 2022-23 | 2023-24 | 2024-25 | 2025-26 | 2026-27 | 2027-28 | 2028-29 | 2029-30 | 2030-31 | 2031-32 | 2032-33 | 2033-34 | 2034-35 | 2035-36 | 2036-37 | 2037-38 | 2038-39 | 2039-40 | 2040-41 | 2041-42 | 2042-43 | 2043-44 | 2044-45 | 2045-46 | 2046-47 | 2047-48 | 2048-49 | 2049-50
SA1 | Black Coal | 0 | 0 | 0 | 0 | 0 | 0 | 0 | 0 | 0 | 0 | 0 | 0 | 0 | 0 | 0 | 0 | 0 | 0 | 0 | 0 | 0 | 0 | 0 | 0 | 0 | 0 | 0 | 0 | 0
SA1 | Brown Coal | 0 | 0 | 0 | 0 | 0 | 0 | 0 | 0 | 0 | 0 | 0 | 0 | 0 | 0 | 0 | 0 | 0 | 0 | 0 | 0 | 0 | 0 | 0 | 0 | 0 | 0 | 0 | 0 | 0
SA1 | CCGT | 0 | 0 | 0 | 0 | 0 | 0 | 0 | 0 | 0 | 0 | 0 | 0 | 0 | 0 | 0 | 0 | 0 | 0 | 0 | 0 | 0 | 0 | 0 | 0 | 0 | 0 | 0 | 0 | 0
SA1 | Gas - Steam | 0 | 0 | 0 | 0 | 0 | 0 | 0 | 0 | 0 | 0 | 0 | 0 | 0 | 0 | 0 | 0 | 0 | 0 | 0 | 0 | 0 | 0 | 0 | 0 | 0 | 0 | 0 | 0 | 0
SA1 | OCGT / Diesel | 0 | 0 | 0 | 0 | 0 | 0 | 0 | 0 | 0 | 0 | 0 | 0 | 0 | 0 | 0 | 0 | 0 | 0 | 0 | 0 | 0 | 0 | 0 | 0 | 0 | 0 | 0 | 0 | 0
SA1 | Hydro | 0 | 0 | 0 | 0 | 0 | 0 | 0 | 0 | 0 | 0 | 0 | 0 | 0 | 0 | 0 | 0 | 0 | 0 | 0 | 0 | 0 | 0 | 0 | 0 | 0 | 0 | 0 | 0 | 0
SA1 | Wind | 0 | 0 | 0 | 0 | 0 | 0 | 0 | 0 | 0 | 0 | 0 | 0 | 0 | 0 | 0 | 0 | 0 | 0 | 0 | 0 | 0 | 0 | 0 | 0 | 0 | 0 | 0 | 0 | 0
SA1 | Solar PV | 0 | 0 | 0 | 0 | 0 | 0 | 0 | 0 | 0 | 0 | 0 | 0 | 0 | 0 | 0 | 0 | 0 | 0 | 0 | 0 | 0 | 0 | 0 | 0 | 0 | 0 | 0 | 0 | 0
SA1 | Grid Battery | 0 | 0 | 0 | 0 | 0 | 0 | 0 | 0 | 0 | 0 | 0 | 0 | 0 | 0 | 0 | 0 | 0 | 0 | 0 | 0 | 0 | 0 | 0 | 0 | 0 | 0 | 0 | 0 | 0
SA1 | Pumped Hydro | 0 | 0 | 0 | 0 | 0 | 0 | 0 | 0 | 0 | 0 | 0 | 0 | 0 | 0 | 0 | 0 | 0 | 0 | 0 | 0 | 0 | 0 | 0 | 0 | 0 | 0 | 0 | 0 | 0
SA1 | VPP | 0 | 0 | 0 | 0 | 0 | 0 | 0 | 0 | 0 | 0 | 0 | 0 | 0 | 0 | 0 | 0 | 0 | 0 | 0 | 0 | 0 | 0 | 0 | 0 | 0 | 0 | 0 | 0 | 0
Total excluding storage |  | 0 | 0 | 0 | 0 | 0 | 0 | 0 | 0 | 0 | 0 | 0 | 0 | 0 | 0 | 0 | 0 | 0 | 0 | 0 | 0 | 0 | 0 | 0 | 0 | 0 | 0 | 0 | 0 | 0
Region | Technology | 2021-22 | 2022-23 | 2023-24 | 2024-25 | 2025-26 | 2026-27 | 2027-28 | 2028-29 | 2029-30 | 2030-31 | 2031-32 | 2032-33 | 2033-34 | 2034-35 | 2035-36 | 2036-37 | 2037-38 | 2038-39 | 2039-40 | 2040-41 | 2041-42 | 2042-43 | 2043-44 | 2044-45 | 2045-46 | 2046-47 | 2047-48 | 2048-49 | 2049-50
TAS1 | Black Coal | 0 | 0 | 0 | 0 | 0 | 0 | 0 | 0 | 0 | 0 | 0 | 0 | 0 | 0 | 0 | 0 | 0 | 0 | 0 | 0 | 0 | 0 | 0 | 0 | 0 | 0 | 0 | 0 | 0
TAS1 | Brown Coal | 0 | 0 | 0 | 0 | 0 | 0 | 0 | 0 | 0 | 0 | 0 | 0 | 0 | 0 | 0 | 0 | 0 | 0 | 0 | 0 | 0 | 0 | 0 | 0 | 0 | 0 | 0 | 0 | 0
TAS1 | CCGT | 0 | 0 | 0 | 0 | 0 | 0 | 0 | 0 | 0 | 0 | 0 | 0 | 0 | 0 | 0 | 0 | 0 | 0 | 0 | 0 | 0 | 0 | 0 | 0 | 0 | 0 | 0 | 0 | 0
TAS1 | Gas - Steam | 0 | 0 | 0 | 0 | 0 | 0 | 0 | 0 | 0 | 0 | 0 | 0 | 0 | 0 | 0 | 0 | 0 | 0 | 0 | 0 | 0 | 0 | 0 | 0 | 0 | 0 | 0 | 0 | 0
TAS1 | OCGT / Diesel | 0 | 0 | 0 | 0 | 0 | 0 | 0 | 0 | 0 | 0 | 0 | 0 | 0 | 0 | 0 | 0 | 0 | 0 | 0 | 0 | 0 | 0 | 0 | 0 | 0 | 0 | 0 | 0 | 0
TAS1 | Hydro | 0 | 0 | 0 | 0 | 0 | 0 | 0 | 0 | 0 | 0 | 0 | 0 | 0 | 0 | 0 | 0 | 0 | 0 | 0 | 0 | 0 | 0 | 0 | 0 | 0 | 0 | 0 | 0 | 0
TAS1 | Wind | 0 | 0 | 0 | 0 | 0 | 0 | 0 | 0 | 0 | 0 | 0 | 0 | 0 | 0 | 0 | 0 | 0 | 0 | 0 | 0 | 0 | 0 | 0 | 0 | 0 | 0 | 0 | 0 | 0
TAS1 | Solar PV | 0 | 0 | 0 | 0 | 0 | 0 | 0 | 0 | 0 | 0 | 0 | 0 | 0 | 0 | 0 | 0 | 0 | 0 | 0 | 0 | 0 | 0 | 0 | 0 | 0 | 0 | 0 | 0 | 0
TAS1 | Grid Battery | 0 | 0 | 0 | 0 | 0 | 0 | 0 | 0 | 0 | 0 | 0 | 0 | 0 | 0 | 0 | 0 | 0 | 0 | 0 | 0 | 0 | 0 | 0 | 0 | 0 | 0 | 0 | 0 | 0
TAS1 | Pumped Hydro | 0 | 0 | 0 | 0 | 0 | 0 | 0 | 0 | 0 | 0 | 0 | 0 | 0 | 0 | 0 | 0 | 0 | 0 | 0 | 0 | 0 | 0 | 0 | 0 | 0 | 0 | 0 | 0 | 0
TAS1 | VPP | 0 | 0 | 0 | 0 | 0 | 0 | 0 | 0 | 0 | 0 | 0 | 0 | 0 | 0 | 0 | 0 | 0 | 0 | 0 | 0 | 0 | 0 | 0 | 0 | 0 | 0 | 0 | 0 | 0
Total excluding storage |  | 0 | 0 | 0 | 0 | 0 | 0 | 0 | 0 | 0 | 0 | 0 | 0 | 0 | 0 | 0 | 0 | 0 | 0 | 0 | 0 | 0 | 0 | 0 | 0 | 0 | 0 | 0 | 0 | 0

## Marinus_REZ Tx Cost
REZ transmission expansion cost by region ($000s) - Marinus Link, Central Scenario
REZ Expansion | Real June 2020 dollars discounted to 1 July 2020. As with the total capital costs, the REZ transmission expansion costs are annualised for modelling purposes.
Explicitly modelled generation
Region | Technology | 2021-22 | 2022-23 | 2023-24 | 2024-25 | 2025-26 | 2026-27 | 2027-28 | 2028-29 | 2029-30 | 2030-31 | 2031-32 | 2032-33 | 2033-34 | 2034-35 | 2035-36 | 2036-37 | 2037-38 | 2038-39 | 2039-40 | 2040-41 | 2041-42 | 2042-43 | 2043-44 | 2044-45 | 2045-46 | 2046-47 | 2047-48 | 2048-49 | 2049-50
NSW1 | Transmission | 0.00012272 | 4278.3282 | 14086.6909 | 23132.3779 | 31180.0291 | 38916.6736 | 46001.951 | 52115.6218 | 115370.3453 | 110086.2073 | 105325.1183 | 100220.0372 | 95629.8065 | 91249.8153 | 87303.3764 | 83071.8045 | 79881.8848 | 78699.5867 | 82080.0559 | 78101.657 | 87952.775 | 96453.0489 | 92281.5767 | 87808.7127 | 84196.6228 | 89181.5844 | 86611.0776 | 87330.0498 | 87940.9456
QLD1 | Transmission | 0.00011983 | 0.00012621 | 0.00013316 | 0.00015354 | 0.00015036 | 0.00014347 | 0.00024975 | 0.0003717 | 0.00054333 | 0.00051845 | 0.00049603 | 0.00047637 | 0.00051827 | 0.00050207 | 1631.1365 | 1552.0758 | 31554.9379 | 30109.6735 | 28807.4683 | 27647.9974 | 29335.2213 | 44645.8308 | 42714.9552 | 58789.2886 | 67519.9818 | 95747.4322 | 91606.477 | 87166.3349 | 98481.4919
VIC1 | Transmission | 2.3989e-05 | 2.289e-05 | 2.19e-05 | 2.0839e-05 | 1.9884e-05 | 1.8973e-05 | 1.8153e-05 | 1.7273e-05 | 1.6482e-05 | 1.5727e-05 | 1.5047e-05 | 1.4317e-05 | 1.3662e-05 | 1.3036e-05 | 1.2472e-05 | 1.1868e-05 | 1458.8056 | 2498.7107 | 2390.6447 | 2274.7707 | 2170.5828 | 2828.1703 | 5244.5721 | 4990.3691 | 7433.9124 | 8495.7013 | 11851.9833 | 11277.5207 | 10760.9933
SA1 | Transmission | 0.00012094 | 0.00012051 | 0.00013645 | 0.00012984 | 0.00012389 | 0.00011822 | 0.00011693 | 0.00013978 | 0.00013337 | 0.00013082 | 0.00012974 | 0.00027384 | 0.00026597 | 0.00025379 | 0.00026475 | 0.0015372 | 7026.2033 | 10537.8179 | 11500.0424 | 10942.6383 | 10441.4488 | 9963.2145 | 9532.3181 | 9070.2892 | 8654.8561 | 14598.8501 | 14526.5162 | 17558.7706 | 16754.5523
TAS1 | Transmission | 0 | 0 | 0 | 0 | 0 | 0 | 0 | 0 | 0 | 0 | 0 | 347.5367 | 331.619 | 316.4303 | 302.7451 | 288.0711 | 274.877 | 877.4458 | 1424.7169 | 1744.5946 | 1664.6895 | 1588.4442 | 1519.746 | 1446.0843 | 1379.8514 | 1316.6521 | 1259.7086 | 1343.5896 | 1282.0512
NEM | Total | 0.00038748 | 4278.3285 | 14086.6911 | 23132.3782 | 31180.0294 | 38916.6739 | 46001.9514 | 52115.6224 | 115370.346 | 110086.208 | 105325.119 | 100567.5747 | 95961.4263 | 91566.2464 | 89237.2583 | 84911.9529 | 120196.7085 | 122723.2346 | 126202.9282 | 120711.658 | 131564.7173 | 155478.7086 | 151293.1682 | 162104.7438 | 169185.2245 | 209340.2201 | 205855.7626 | 204676.2657 | 215220.0343

## Marinus_USE+DSP Cost
USE and USE / DSP cost by region ($000s) - Marinus Link, Central Scenario
USE / DSP | Real June 2020 dollars discounted to 1 July 2020
Explicitly modelled generation
Region | Technology | 2021-22 | 2022-23 | 2023-24 | 2024-25 | 2025-26 | 2026-27 | 2027-28 | 2028-29 | 2029-30 | 2030-31 | 2031-32 | 2032-33 | 2033-34 | 2034-35 | 2035-36 | 2036-37 | 2037-38 | 2038-39 | 2039-40 | 2040-41 | 2041-42 | 2042-43 | 2043-44 | 2044-45 | 2045-46 | 2046-47 | 2047-48 | 2048-49 | 2049-50
NSW1 | USE / DSP | 0.00030253 | 0.00030185 | 8.8961 | 769.7746 | 0.00030788 | 0.00030607 | 0.00030576 | 66.8887 | 0.00030502 | 0.00030463 | 0.00030552 | 744.383 | 30.6101 | 20.9797 | 23.7493 | 55.9099 | 26241.8799 | 22.4279 | 22623.2321 | 275.1404 | 28587.7347 | 111.6647 | 5845.4004 | 16703.2888 | 13261.4276 | 3137.97 | 170.3668 | 1746.4807 | 0.00033128
QLD1 | USE / DSP | 0.00030195 | 0.0003014 | 0.00030259 | 0.00030552 | 0.00030664 | 0.00030563 | 0.00030517 | 88.0473 | 0.00030465 | 0.00030442 | 0.0003059 | 1338.0805 | 20965.8918 | 464.8056 | 2900.4046 | 2006.6903 | 51668.5112 | 396.9664 | 18245.9099 | 6201.6282 | 8269.0156 | 9282.6945 | 7398.6818 | 13634.8836 | 5187.7421 | 65791.6423 | 2773.4194 | 5540.7568 | 21887.0698
VIC1 | USE / DSP | 0.00029929 | 0.00029758 | 0.00029977 | 0.0003019 | 0.00030391 | 0.00030196 | 0.00030272 | 0.0003027 | 0.00030139 | 0.00030093 | 0.00030232 | 546.7221 | 0.00031211 | 0.00031226 | 0.00031067 | 0.00031011 | 0.69388 | 0.00031647 | 7306.8772 | 201.6022 | 19079.5807 | 0.00032306 | 385.2787 | 11091.4482 | 4271.6127 | 1685.4474 | 127.6389 | 2386.7074 | 51.012
SA1 | USE / DSP | 0.0003025 | 0.0002999 | 0.00030849 | 0.00030417 | 0.00030684 | 0.000304 | 0.00030452 | 0.00030483 | 0.00030326 | 0.00030279 | 0.00030515 | 601.9498 | 0.00031557 | 0.00031543 | 81.097 | 1852.5663 | 290.429 | 11.1063 | 3688.5906 | 250.6248 | 8191.2732 | 0.0003242 | 1209.3271 | 4673.0247 | 4460.4996 | 2178.1215 | 97.7009 | 1426.1726 | 0.00032604
TAS1 | USE / DSP | 0.00024906 | 0.00024804 | 0.00024949 | 0.00024881 | 0.00024852 | 0.0002486 | 0.0002499 | 0.00024968 | 0.00024948 | 0.00024935 | 0.0002498 | 330.1033 | 0.00025294 | 0.00025221 | 0.00025201 | 0.00025119 | 0.00025298 | 0.00025307 | 1176.0986 | 20.5645 | 716.146 | 0.00025475 | 0.00025495 | 36.0806 | 0.00025209 | 33.1117 | 26.4576 | 270.3018 | 0.00025548
NEM | Total | 0.0014553 | 0.0014488 | 8.8972 | 769.7758 | 0.0014738 | 0.0014663 | 0.0014681 | 154.9368 | 0.0014638 | 0.0014621 | 0.0014687 | 3561.2387 | 20996.5028 | 485.7862 | 3005.2515 | 3915.1671 | 78201.5142 | 430.5011 | 53040.7084 | 6949.5601 | 64843.7501 | 9394.3601 | 14838.6883 | 46138.7258 | 27181.2822 | 72826.2929 | 3195.5836 | 11370.4194 | 21938.0828

## Marinus_SyncCon Cost
Synchronous Condenser cost by region ($000s) - Marinus Link, Central Scenario
SyncCon | Real June 2020 dollars discounted to 1 July 2020
Explicitly modelled generation
Region | Technology | 2021-22 | 2022-23 | 2023-24 | 2024-25 | 2025-26 | 2026-27 | 2027-28 | 2028-29 | 2029-30 | 2030-31 | 2031-32 | 2032-33 | 2033-34 | 2034-35 | 2035-36 | 2036-37 | 2037-38 | 2038-39 | 2039-40 | 2040-41 | 2041-42 | 2042-43 | 2043-44 | 2044-45 | 2045-46 | 2046-47 | 2047-48 | 2048-49 | 2049-50
NSW1 | SyncCon | 0 | 0 | 0 | 0 | 0 | 0 | 0 | 0 | 0 | 0 | 0 | 0 | 0 | 0 | 0 | 0 | 0 | 0 | 0 | 0 | 0 | 0 | 0 | 0 | 0 | 0 | 0 | 0 | 0
QLD1 | SyncCon | 0 | 0 | 0 | 0 | 0 | 0 | 0 | 0 | 0 | 0 | 0 | 0 | 0 | 0 | 0 | 0 | 0 | 0 | 0 | 0 | 0 | 0 | 0 | 0 | 0 | 0 | 0 | 0 | 0
VIC1 | SyncCon | 0 | 0 | 0 | 4936.6139 | 4710.5095 | 5153.5858 | 5311.6497 | 5343.5809 | 5098.8367 | 4865.3022 | 5449.1361 | 5576.5863 | 5321.1701 | 5077.4524 | 4857.859 | 4622.3998 | 5667.8914 | 5408.2933 | 5174.3914 | 4923.59 | 4698.0821 | 4482.9028 | 4289.0229 | 4081.1351 | 3894.2128 | 3715.852 | 4667.6534 | 4519.0753 | 4312.0947
SA1 | SyncCon | 0 | 0 | 0 | 0 | 0 | 0 | 0 | 0 | 0 | 0 | 0 | 0 | 0 | 0 | 0 | 0 | 0 | 0 | 0 | 0 | 0 | 0 | 0 | 0 | 0 | 0 | 0 | 0 | 0
TAS1 | SyncCon | 1256.0321 | 1447.5906 | 1597.0066 | 1086.0843 | 1109.6762 | 1654.4702 | 2298.2923 | 1926.4622 | 2481.4723 | 2667.0725 | 2387.9261 | 2026.0732 | 2040.8309 | 2097.9644 | 2329.1819 | 2355.1017 | 1638.4436 | 1668.7329 | 1454.0275 | 1400.6365 | 1171.0546 | 1059.1199 | 944.6926 | 1021.2839 | 939.5929 | 843.0663 | 848.2919 | 774.1666 | 682.8145
NEM | Total | 1256.0321 | 1447.5906 | 1597.0066 | 6022.6982 | 5820.1857 | 6808.056 | 7609.9419 | 7270.0431 | 7580.309 | 7532.3747 | 7837.0622 | 7602.6595 | 7362.001 | 7175.4168 | 7187.0409 | 6977.5016 | 7306.335 | 7077.0261 | 6628.4189 | 6324.2265 | 5869.1366 | 5542.0226 | 5233.7155 | 5102.419 | 4833.8057 | 4558.9182 | 5515.9453 | 5293.2418 | 4994.9092

## Marinus_System Strength Cost
System Strength cost by region ($000s) - Marinus Link, Central Scenario
System Strength | Real June 2020 dollars discounted to 1 July 2020
Explicitly modelled generation
Region | Technology | 2021-22 | 2022-23 | 2023-24 | 2024-25 | 2025-26 | 2026-27 | 2027-28 | 2028-29 | 2029-30 | 2030-31 | 2031-32 | 2032-33 | 2033-34 | 2034-35 | 2035-36 | 2036-37 | 2037-38 | 2038-39 | 2039-40 | 2040-41 | 2041-42 | 2042-43 | 2043-44 | 2044-45 | 2045-46 | 2046-47 | 2047-48 | 2048-49 | 2049-50
NSW1 | System Strength | 8.8847e-06 | 480.019 | 1580.4958 | 2595.4021 | 3498.3309 | 4366.3655 | 5161.318 | 5847.2585 | 14449.4629 | 13787.6554 | 13191.3568 | 12551.9752 | 11977.0755 | 11428.5072 | 10934.2387 | 10404.259 | 10310.0803 | 10205.4775 | 10579.8755 | 10067.0717 | 11272.7888 | 13229.1008 | 12656.9589 | 12043.4794 | 11552.6851 | 12514.3101 | 12465.3287 | 12480.6448 | 12426.3277
QLD1 | System Strength | 3.5011e-05 | 3.6398e-05 | 3.5946e-05 | 240.1528 | 1202.0845 | 1147.0272 | 1280.323 | 1375.8692 | 2188.2288 | 2088.0046 | 1997.701 | 1900.873 | 1813.8101 | 1730.7348 | 1810.5643 | 1722.8068 | 2852.4694 | 2721.822 | 2604.1066 | 2489.8468 | 2780.6174 | 4935.8674 | 4722.3974 | 4962.5401 | 5072.5223 | 6243.1013 | 5973.0951 | 5683.5807 | 6743.675
VIC1 | System Strength | 1.349e-05 | 1.3402e-05 | 1.344e-05 | 1.8191e-05 | 1.7357e-05 | 1.6562e-05 | 1.7526e-05 | 1.8874e-05 | 1.801e-05 | 1.81e-05 | 1.8622e-05 | 4.7694e-05 | 0.001036 | 0.00099698 | 0.00095694 | 837.0287 | 1985.6712 | 2244.8477 | 2147.7609 | 2043.6595 | 2197.3514 | 2463.3905 | 3160.003 | 3006.8384 | 3788.4085 | 4266.9796 | 5028.0382 | 6319.5696 | 6030.1237
SA1 | System Strength | 2.6776e-05 | 2.7463e-05 | 3.2529e-05 | 3.0952e-05 | 2.9534e-05 | 2.8182e-05 | 2.8601e-05 | 3.2127e-05 | 3.0656e-05 | 3.0646e-05 | 3.1557e-05 | 619.9945 | 591.5978 | 564.5018 | 1234.503 | 1366.3824 | 2281.9755 | 2762.4083 | 2859.3091 | 2720.7191 | 2596.106 | 2802.2087 | 2681.0167 | 2551.0685 | 2779.0439 | 2931.5652 | 2847.5056 | 2995.0488 | 2857.871
TAS1 | System Strength | 1.2498e-05 | 1.2267e-05 | 187.5461 | 356.5797 | 505.1202 | 639.3059 | 762.1741 | 868.4533 | 965.3386 | 1051.5273 | 1163.795 | 1309.3746 | 1438.2005 | 1552.4785 | 1657.6942 | 1741.3508 | 1818.087 | 1884.1409 | 1949.5169 | 2000.4826 | 1908.8574 | 1821.4288 | 1742.6543 | 1658.1883 | 1582.2408 | 1509.7717 | 1444.476 | 1409.6454 | 1345.0815
NEM | Total | 9.666e-05 | 480.0191 | 1768.042 | 3192.1347 | 5205.5356 | 6152.6986 | 7203.8152 | 8091.5811 | 17603.0303 | 16927.1873 | 16352.8529 | 16382.2174 | 15820.685 | 15276.2232 | 15637.0013 | 16071.8277 | 19248.2834 | 19818.6964 | 20140.5691 | 19321.7798 | 20755.7211 | 25251.9962 | 24963.0304 | 24222.1148 | 24774.9005 | 27465.728 | 27758.4436 | 28888.4894 | 29403.079