## Cover
Project Marinus Economic Modelling Results
Supporting the Economic Modelling Appendix to the TasNetworks PACR
TasNetworks | 22 June 2021

## Release notice
Notice
Ernst & Young ("EY") was engaged on the instructions of Tasmanian Networks Pty Ltd (“TasNetworks” or “Client”) to provide market modelling in relation to the proposed Marinus Link interconnector (“Project”), in accordance with the contract dated 14 June 2018.
The results of Ernst & Young’s work, including the assumptions and qualifications made in preparing the workbook dated 22 June 2021 (“Workbook”), are set out in Ernst & Young's report dated 22 June 2021 ("Report"). The Workbook and Report should be read in their entirety including this notice, the applicable scope of the work and any limitations. A reference to the Workbook includes any part of the Workbook. No further work has been undertaken by Ernst & Young since the date of the Workbook to update it.
EY has prepared the Workbook under the directions of the Client. EY has not been engaged to act, and has not acted, as advisor to any other party. Accordingly, EY makes no representations as to the appropriateness, accuracy or completeness of the Workbook for any other party's purposes.
No reliance may be placed upon the Workbook or any of its contents by any party other than the Client (“Third Parties”). Any Third Party receiving a copy of the Workbook must make and rely on their own enquiries in relation to the issues to which the Workbook relates, the contents of the Workbook and all matters arising from or relating to or in any way connected with the Workbook or its contents.
EY disclaims all responsibility to any Third Parties for any loss or liability that the Third Parties may suffer or incur arising from or relating to or in any way connected with the contents of the Workbook, the provision of the Workbook to the Third Parties or the reliance upon the Workbook by the Third Parties.
No claim or demand or any actions or proceedings may be brought against EY arising from or connected with the contents of the Workbook or the provision of the Workbook to the Third Parties. EY will be released and forever discharged from any such claims, demands, actions or proceedings.
Our work commenced on 12 January 2021 and was completed on 19 May 2021. Therefore, our Workbook does not take account of events or circumstances arising after 19 May 2021 and we have no responsibility to update the Workbook for such events or circumstances.
In preparing this Workbook we have considered and relied upon information from a range of sources believed to be reliable and accurate. We do not imply, and it should not be construed, that we have verified any of the information provided to us, or that our enquiries could have identified any matter that a more extensive examination might disclose.
The work performed as part of our scope considers information provided to us and a number of combinations of input assumptions relating to future conditions, which may not necessarily represent actual or most likely future conditions. Additionally, modelling work performed as part of our scope inherently requires assumptions about future behaviours and market interactions, which may result in forecasts that deviate from future conditions. There will usually be differences between estimated and actual results, because events and circumstances frequently do not occur as expected, and those differences may be material. We take no responsibility that the projected outcomes will be achieved, if any.
We highlight that our analysis and Workbook do not constitute investment advice or a recommendation to you on a future course of action. We provide no assurance that the scenarios we have modelled will be accepted by any relevant authority or third party.
Our conclusions are based, in part, on the assumptions stated and on information provided by the Client and other information sources used during the course of the engagement. The modelled outcomes are contingent on the collection of assumptions as agreed with the Client and no consideration of other market events, announcements or other changing circumstances are reflected in this Workbook. Neither EY nor any member or employee thereof undertakes responsibility in any way whatsoever to any person in respect of errors in this Workbook arising from incorrect information provided by the Client or other information sources used.
EY has consented to the Workbook being published electronically on the Client’s website alongside the Report and Addendum for informational purposes only. EY has not consented to distribution or disclosure beyond this. The material contained in the Workbook, including the EY logo, is copyright. The copyright in the material contained in the Workbook itself, excluding EY logo, vests in the Client. The Workbook, including the EY logo, cannot be altered without prior written permission from EY.
EY’s liability is limited by a scheme approved under Professional Standards Legislation.

## Version notes
Change log
2021-06-22 | 1 | Project Marinus Economic Modelling Result Workbooks supporting the Addendum to the PACR, Fast Change Scenario. Marinus Link from 1 July 2027.

## Abbreviations and notes
Acronyms
AEMO | Australian Energy Market Operator
CCGT | Closed cycle gas turbine
Diesel | Diesel generator
Distributed PV | PV non-scheduled generators (PVNSG) and Rooftop PV
DSP | Demand-side participation
ESOO | Electricity Statement Of Opportunities
FOM | Fixed operations and maintenance
Gas - Steam | Gas-powered steam turbine
GWh | Gigawatt-hours
Grid Battery | Explicitly modelled existing and new entrant (8 hour or less) battery storage
MW | Megawatts
NEM | National Electricity Market
OCGT | Open cycle gas turbine
PACR | Project Assessment Conclusions Report
PV | Photovoltaic
PVNSG | PV non-scheduled generators
Rehab | Rehabilitation (after closing an existing generator)
USE | Unserved energy
VOM | Variable operations and maintenance
VPP | Virtual power plants
Notes
1. BaseCase simulations do not include Marinus Link. Marinus simulations include Marinus Link from 1 July 2027.
2. Tumut 3 generation is included in Hydro, whereas Tumut 3 pump is included in Pumped Hydro Pump.
3. REZ expansion costs only capture intra-regional network augmentations. These costs do not include the cost of interconnectors.
4. New entrant capacity and retiring capacity for allowable generators are made at the beginning of each financial year, on 1 July.
5. Other non-scheduled generation is handled on the demand side as per AEMO's 2020 ESOO.

## ---Compare options---
Compare |  | Marinus | to | BaseCase |  | 0 | 1 | 2 | 3 | 4 | 5 | 6 | 7 | 8 | 9 | 10 | 11 | 12 | 13 | 14 | 15 | 16 | 17 | 18 | 19 | 20 | 21 | 22 | 23 | 24 | 25 | 26 | 27 | 28
NEM discounted market benefits by year
Select region | NEM
[5 empty] | Real June 2020 dollars ($m) discounted to 1 July 2020 | 2021-22 | 2022-23 | 2023-24 | 2024-25 | 2025-26 | 2026-27 | 2027-28 | 2028-29 | 2029-30 | 2030-31 | 2031-32 | 2032-33 | 2033-34 | 2034-35 | 2035-36 | 2036-37 | 2037-38 | 2038-39 | 2039-40 | 2040-41 | 2041-42 | 2042-43 | 2043-44 | 2044-45 | 2045-46 | 2046-47 | 2047-48 | 2048-49 | 2049-50
|  |  |  | Build | CAPEX | 3.5495 | 3.3869 | 3.2405 | 3.0834 | 0.071996 | -3.6928 | 12.3502 | 24.0414 | 8.0491 | 7.6826 | 7.3503 | 36.1884 | 31.9649 | 58.8409 | 95.5668 | 76.2046 | 108.6563 | 85.3222 | 89.9431 | 88.3476 | 94.6699 | 104.8287 | 91.6197 | 91.8634 | 94.3583 | 80.2973 | 71.8547 | 65.1137 | 50.9652
|  |  |  | FOM | FOM | 0.70423 | 0.67198 | 0.64292 | -8.4938 | 86.2829 | 1.6776 | 16.1032 | 16.6882 | 17.1255 | 16.6125 | 15.7144 | 15.7683 | 14.5461 | 19.9243 | 20.0219 | 15.3699 | 23.9339 | 19.2144 | 19.0787 | 19.1229 | 19.1428 | 20.9528 | 18.526 | 18.5734 | 19.4711 | 17.3836 | 15.4361 | 13.7728 | 11.8725
|  |  |  | Fuel | Fuel | -2.6927 | -2.6948 | -3.1707 | -0.075354 | -16.6245 | -26.5562 | 17.6161 | 26.2678 | 22.3491 | 18.7138 | 29.2211 | 43.1491 | 49.8332 | 35.5202 | 5.3093 | 20.4744 | 9.1729 | 22.8024 | 15.0168 | 20.3685 | 16.0407 | 8.6345 | 21.222 | 9.9825 | 2.2076 | 12.5858 | 15.044 | 26.6931 | 36.592
|  |  |  | VOM | VOM | -0.53842 | -0.3713 | -0.16612 | 1.67 | 0.86573 | 1.0327 | 0.16414 | -0.35789 | 0.96454 | 1.8306 | 0.13372 | -4.4854 | -4.345 | -10.5208 | -13.582 | -10.523 | -12.2609 | -9.6395 | -8.2752 | -7.6421 | -7.5047 | -8.1063 | -7.6228 | -7.7572 | -7.9387 | -6.5429 | -6.0273 | -5.7421 | -3.854
|  |  |  | REHAB | REHAB | 0 | 0 | 0 | 3.6469 | -11.3975 | -2.1132 | -2.5624 | 0 | -2.5777 | -0.075835 | 0.025935 | 0 | 0 | 0 | 0 | 0 | 0 | 0 | 0 | 0 | 0 | 0 | 0 | 0 | 0 | 0 | 0 | 0 | 0
|  |  |  | REZ Tx | REZ | 1.5231e-07 | 1.5406e-07 | 1.7436e-07 | 2.1591e-07 | 1.3372e-07 | 0.38968 | -1.2183 | 0.70958 | 2.2858 | 2.1811 | 2.2997 | 5.6759 | 5.0908 | 5.5115 | 8.5444 | 9.2801 | 11.1272 | 9.6658 | 7.7621 | 7.8623 | 5.8662 | 5.8269 | 4.6655 | 6.6433 | 5.9312 | 6.8305 | 11.96 | 16.6821 | 14.9947
|  |  |  | USE+DSP | USE+DSP | 3.3663e-07 | 3.3381e-07 | 3.356e-07 | 4.0081e-07 | 3.1317e-07 | 3.0064e-07 | 3.3134e-07 | 0.0088956 | 3.3268e-07 | 3.2344e-07 | 3.248e-07 | 4.9676 | -0.23168 | 0.0067519 | 2.9326 | -0.17438 | 8.2058 | 0.032186 | -3.3589 | 0.66434 | -4.9056 | -0.013606 | 1.2448 | -0.3063 | -3.5248 | -1.8499 | -0.058346 | -0.94298 | 0.54865
|  |  |  | SyncCon | SyncCon | 0.0017197 | -0.014554 | -0.005972 | 0.16503 | -0.25202 | -0.45826 | -1.1834 | -0.9284 | -0.99989 | -1.0528 | -0.71364 | -0.49973 | -0.56104 | -0.013115 | -0.095105 | -0.15859 | -0.46867 | -0.48408 | -0.55376 | -0.50711 | -0.49263 | -0.46281 | -0.34262 | -0.29323 | -0.24949 | -0.269 | -0.82262 | -0.40712 | -0.41301
|  |  |  | System Strength | System Strength | 0.069888 | 0.066687 | 0.063802 | 0.06071 | 0.00039479 | 0.044098 | -0.13633 | -0.082366 | 0.029862 | 0.028182 | 0.026963 | 0.47425 | 0.37245 | 0.96511 | 1.6158 | 1.1197 | 1.8591 | 1.5552 | 1.7971 | 1.8461 | 1.902 | 1.8688 | 1.6968 | 1.6715 | 1.5458 | 1.3356 | 1.2655 | 1.1431 | 1.1449
[5 empty] | Total cumulative market benefits | 1.0942 | 2.1392 | 2.7436 | 2.8004 | 61.7475 | 32.0711 | 73.2042 | 139.5514 | 186.7777 | 232.6979 | 286.7564 | 387.9948 | 484.6645 | 594.8994 | 715.213 | 826.8057 | 977.0313 | 1105.4998 | 1226.9096 | 1356.9721 | 1481.6908 | 1615.2199 | 1746.2293 | 1866.6066 | 1978.4076 | 2088.1785 | 2196.8306 | 2313.1432 | 2424.9941
NEM capacity difference by year
Select region | NEM
[5 empty] | Capacity difference (MW) | 2021-22 | 2022-23 | 2023-24 | 2024-25 | 2025-26 | 2026-27 | 2027-28 | 2028-29 | 2029-30 | 2030-31 | 2031-32 | 2032-33 | 2033-34 | 2034-35 | 2035-36 | 2036-37 | 2037-38 | 2038-39 | 2039-40 | 2040-41 | 2041-42 | 2042-43 | 2043-44 | 2044-45 | 2045-46 | 2046-47 | 2047-48 | 2048-49 | 2049-50
[5 empty] | Black Coal | 0 | 0 | 0 | 79.3018 | -233.2702 | -154.464 | -399.5655 | -399.5656 | -483.7975 | -492.1479 | -486.3072 | -298.9541 | -298.9541 | -298.9541 | 13.618 | 22.1519 | 0 | 0 | 0 | 0 | 0 | 0 | 0 | 0 | 0 | 0 | 0 | 0 | 0
[5 empty] | Brown Coal | 0 | 0 | 0 | 47.2979 | 147.5817 | 0 | 0 | 0 | 0 | 0 | 0 | 0 | 0 | 0 | 0 | 0 | 0 | 0 | 0 | 0 | 0 | 0 | 0 | 0 | 0 | 0 | 0 | 0 | 0
[5 empty] | CCGT | 0 | 0 | 0 | 0 | 0 | 0 | 0 | 0 | 0 | 0 | 0 | 0 | 0 | 0 | 0 | 0 | 0 | 0 | 0 | 0 | 0 | 0 | 0 | 0 | 0 | 0 | 0 | 0 | 0
[5 empty] | Gas - Steam | 0 | 0 | 0 | 0 | 0 | 0 | 0 | 0 | 0 | 0 | 0 | 0 | 0 | 0 | 0 | 0 | 0 | 0 | 0 | 0 | 0 | 0 | 0 | 0 | 0 | 0 | 0 | 0 | 0
[5 empty] | OCGT / Diesel | 0 | 0 | 0 | 0 | 0 | 0 | 0 | 0 | 0 | 0 | 0 | 0 | 0 | 0 | 0 | 0 | 0 | 0 | -28.1487 | -28.1487 | -177.8727 | -144.8711 | -144.8711 | -266.9444 | -244.5227 | -314.0373 | -314.0373 | -300.3967 | -300.3967
[5 empty] | Hydro | 0 | 0 | 0 | 0 | 0 | 0 | 250 | 250 | 250 | 250 | 250 | 250 | 250 | 250 | 250 | 250 | 250 | 250 | 250 | 250 | 250 | 250 | 250 | 250 | 250 | 250 | 250 | 250 | 250
[5 empty] | Wind | -28.9144 | -28.9145 | -28.9144 | -28.9145 | -0.32845 | 110.7831 | -363.6075 | -721.3958 | -260.9564 | -260.6277 | -260.6277 | -679.6158 | -621.4409 | -1090.9581 | -1725.3876 | -1489.6857 | -1662.987 | -1228.9483 | -1267.894 | -1267.894 | -1046.2747 | -1357.9252 | -1024.7223 | -1094.0652 | -1296.0989 | -976.0209 | -845.0007 | -1311.9203 | -686.462
[5 empty] | Solar PV | 0 | 0 | 0 | 0 | 1.4e-05 | -133.9817 | 437.8192 | 855.8449 | 322.4019 | 322.4019 | 322.4019 | 322.4019 | 322.4019 | 322.4018 | 322.4018 | 322.4018 | -205.1455 | -394.7965 | -504.349 | -651.9764 | -1071.84 | -996.8856 | -1224.4256 | -1224.4256 | -1224.4256 | -1342.1919 | -1136.4342 | -397.5236 | -1007.2143
[5 empty] | Grid Battery | 0 | 0 | 0 | 0 | 0 | 0 | 0 | 0 | 0.0017007 | 0.0017006 | 0.0017006 | 0.0013671 | -28.3383 | -28.3383 | -28.3384 | -28.3382 | -230.5487 | -230.5487 | -158.8886 | -158.8886 | -37.9224 | -37.9224 | -37.9224 | -37.9224 | -37.9224 | -153.6773 | -153.6772 | -153.6772 | -153.679
[5 empty] | Pumped Hydro | 0 | 0 | 0 | 0 | 0 | 0 | 0 | 0 | -0.0017 | -0.0017 | -0.0017 | -0.0019 | -0.0018059 | -0.0018059 | -0.0018061 | -0.0016062 | -88.9166 | -88.9162 | -171.991 | -171.991 | -355.1705 | -416.6683 | -416.6684 | -404.7554 | -404.7557 | -328.6069 | -328.6069 | -177.9994 | -149.7005
[5 empty] | VPP | 0 | 0 | 0 | 0 | 0 | 0 | 0 | 0 | 0 | 0 | 0 | 0 | 0 | 0 | 0 | 0 | 0 | 0 | 0 | 0 | 0 | 0 | 0 | 0 | 0 | 0 | 0 | 0 | 0
[5 empty] | Grid Battery pump | 0 | 0 | 0 | 0 | 0 | 0 | 0 | 0 | 0.0017007 | 0.0017006 | 0.0017006 | 0.0013671 | -28.3383 | -28.3383 | -28.3384 | -28.3382 | -230.5487 | -230.5487 | -158.8886 | -158.8886 | -37.9224 | -37.9224 | -37.9224 | -37.9224 | -37.9224 | -153.6773 | -153.6772 | -153.6772 | -153.679
[5 empty] | Pumped Hydro Pump | 0 | 0 | 0 | 0 | 0 | 0 | 0 | 0 | -0.0017 | -0.0017 | -0.0017 | -0.0019 | -0.0018059 | -0.0018059 | -0.0018061 | -0.0016062 | -88.9166 | -88.9162 | -171.991 | -171.991 | -355.1705 | -416.6683 | -416.6684 | -404.7554 | -404.7557 | -328.6069 | -328.6069 | -177.9994 | -149.7005
[5 empty] | VPP pump | 0 | 0 | 0 | 0 | 0 | 0 | 0 | 0 | 0 | 0 | 0 | 0 | 0 | 0 | 0 | 0 | 0 | 0 | 0 | 0 | 0 | 0 | 0 | 0 | 0 | 0 | 0 | 0 | 0
NEM generation difference by year
Select region | NEM
[5 empty] | Sent-out generation difference (GWh)* | 2021-22 | 2022-23 | 2023-24 | 2024-25 | 2025-26 | 2026-27 | 2027-28 | 2028-29 | 2029-30 | 2030-31 | 2031-32 | 2032-33 | 2033-34 | 2034-35 | 2035-36 | 2036-37 | 2037-38 | 2038-39 | 2039-40 | 2040-41 | 2041-42 | 2042-43 | 2043-44 | 2044-45 | 2045-46 | 2046-47 | 2047-48 | 2048-49 | 2049-50
[5 empty] | Black Coal | 141.8311 | 148.8243 | 154.4472 | -11.2426 | -223.0832 | 712.6214 | -919.0399 | -954.7398 | -946.8857 | -779.6529 | -1454.635 | -882.748 | -853.1624 | -1528.439 | 260.341 | 438.1538 | 359.1001 | 316.6743 | 282.6205 | 268.6132 | 372.649 | 118.3248 | 44.4094 | 85.4517 | 93.1493 | 57.0215 | 48.8403 | 62.3368 | 37.8101
[5 empty] | Brown Coal | 4.5751 | 19.8447 | 32.4293 | 360.2592 | 1275.8868 | 513.2639 | 140.1866 | 222.6401 | 236.5719 | 295.9221 | 425.9813 | 353.9085 | 315.486 | 352.4956 | 487.2721 | 438.6698 | 495.3822 | 570.0863 | 662.0295 | 297.7558 | 553.4787 | 591.2927 | 21.2436 | 81.941 | 217.543 | -57.2684 | -57.4114 | 0 | 0
[5 empty] | CCGT | -2.5092e-06 | -2.4815e-06 | -0.030772 | -56.581 | 22.6592 | 10.4365 | -23.8356 | -66.9433 | -17.31 | -13.5135 | -87.6334 | -414.3125 | -566.1955 | -57.4618 | -130.5893 | -494.2538 | 14.1594 | -7.0104 | -21.6298 | 0.015687 | -60.5622 | 34.3839 | 29.8761 | 17.7451 | 14.1308 | -1.6226e-05 | -1.8711e-05 | -6.3164e-05 | -6.4363e-05
[5 empty] | Gas - Steam | -4e-07 | 0 | -0.0479 | -1.0195 | -0.32879 | 0.89028 | -1.1015 | -5.1319 | 0.42421 | -1.0936 | -0.43924 | -63.5406 | -89.2336 | -134.3216 | -18.5297 | -48.9304 | -50.2989 | -116.7794 | 2.1645 | 3.5434 | 2.8567 | 4.4365 | 4.361 | 3.306 | 7.0357 | 0 | 0 | 0 | 0
[5 empty] | OCGT / Diesel | -3.8701e-06 | -3.2513e-06 | -0.08622 | -5.6824 | -0.58079 | 7.2103 | -6.4015 | -14.7646 | -0.58416 | 3.7613 | -3.6249 | -71.3646 | -68.0148 | -38.4114 | -54.2755 | -81.8316 | -190.2729 | -378.8722 | -326.7818 | -431.496 | -378.4422 | -229.1255 | -457.9911 | -228.634 | -54.6184 | -303.0313 | -366.5686 | -604.5985 | -907.377
[5 empty] | Hydro | -3.244 | -33.8067 | -78.9486 | -251.0289 | -954.1429 | -1164.8692 | 611.2159 | 925.4163 | 500.8483 | 148.3538 | 956.1841 | 2097.8096 | 2143.5598 | 3530.5205 | 3389.5894 | 3004.7619 | 3263.0043 | 3059.9161 | 2614.5017 | 2878.3794 | 2669.6682 | 2739.5019 | 3186.5192 | 3113.915 | 3259.3119 | 3098.3766 | 2868.2436 | 2825.115 | 2404.7282
[5 empty] | Wind | -145.8647 | -133.5841 | -116.5888 | -115.8492 | -23.6081 | 374.6168 | -1160.8362 | -2302.7435 | -758.5956 | -755.7024 | -810.4615 | -1913.9537 | -1541.6693 | -2794.3409 | -4691.4443 | -3970.7209 | -3408.9222 | -2558.1665 | -2342.965 | -2020.9133 | -1175.701 | -1571.9052 | -652.4899 | -990.5699 | -1508.8941 | -722.9598 | -773.0971 | -1733.9485 | -405.6207
[5 empty] | Solar PV | -2.4757e-06 | 8.5547e-05 | 0.0021262 | -0.25912 | 0.0041371 | -347.504 | 1142.2087 | 1924.5866 | 785.8055 | 835.0583 | 856.4488 | 827.2871 | 819.9339 | 800.4586 | 877.2971 | 866.7558 | -443.4204 | -831.7792 | -972.3011 | -1133.6264 | -2184.67 | -1805.3428 | -2216.2021 | -2132.4447 | -2105.9387 | -2105.2418 | -1709.4242 | -418.5688 | -1001.7149
[5 empty] | Grid Battery | 0.095006 | 5.5054 | 0.20835 | -1.3662 | 1.1884 | 4.9447 | -11.4877 | -5.1001 | -4.4164 | -5.1018 | -0.391 | 0.85938 | -38.4007 | -39.567 | -42.6715 | -42.0707 | -298.546 | -299.4637 | -209.046 | -195.5965 | -53.2794 | -24.0682 | -29.7714 | -38.3116 | -34.3407 | -169.6821 | -160.2572 | -142.9263 | -62.5389
[5 empty] | Pumped Hydro | -0.70157 | -3.5815 | -1.6589 | -106.7728 | 48.7147 | 213.8902 | -535.4023 | -287.8581 | -427.9598 | -354.6397 | -124.4278 | -4.5063 | 81.3568 | 34.4738 | 10.4995 | 33.5967 | -232.4075 | -233.2446 | -588.474 | -537.5882 | -1123.4656 | -1061.2781 | -1001.6627 | -998.905 | -1012.6323 | -717.0456 | -702.3431 | -247.3814 | -111.1499
[5 empty] | VPP | 0.17963 | 0.70952 | 0.48538 | -1.3661 | 3.285 | 9.0199 | -11.959 | -6.5947 | 1.6327 | 0.94941 | 0.82811 | -5.829 | -5.5367 | -11.509 | -16.552 | -2.2647 | 15.9098 | 19.5706 | 16.5215 | 11.4143 | 13.9542 | 9.4424 | 23.3376 | 28.4126 | 53.1356 | 12.5008 | 39.2108 | 102.7214 | 205.317
[5 empty] | Grid Battery pump | 0.1173 | 6.7968 | 0.25722 | -1.5128 | 1.2979 | 6.1 | -14.1824 | -6.2964 | -5.4294 | -6.3217 | -0.43061 | 0.82751 | -44.5341 | -46.7615 | -50.1211 | -49.4373 | -350.6682 | -353.8228 | -244.3752 | -231.268 | -61.4525 | -29.583 | -32.5605 | -47.0837 | -40.8409 | -198.6088 | -188.8876 | -166.8256 | -73.942
[5 empty] | Pumped Hydro Pump | -2.671 | -5.2108 | -4.3515 | -190.6006 | 155.5109 | 370.6955 | -768.1263 | -540.2713 | -660.211 | -665.3569 | -369.8647 | -185.1797 | 62.7753 | -44.7143 | -50.3081 | 21.7097 | -423.8486 | -388.4649 | -811.2809 | -824.5781 | -1453.3607 | -1380.9695 | -1287.3072 | -1280.059 | -1320.0716 | -949.8028 | -933.2581 | -263.3568 | -197.0829
[5 empty] | VPP pump | 0.21561 | 0.84542 | 0.58871 | -1.6146 | 3.939 | 10.8041 | -14.2906 | -7.9774 | 2.0365 | 1.0627 | 1.0624 | -6.9204 | -5.6081 | -14.9188 | -19.9428 | -2.7183 | 19.0953 | 23.4894 | 19.8297 | 13.7479 | 17.573 | 10.2366 | 28.4753 | 33.729 | 63.6351 | 15.2903 | 46.6764 | 122.7856 | 247.3052
*Generation shown is sent-out, as is demand. The difference in sent-out generation with the Marinus Link option and the Base Case is due to the difference in losses from interconnectors and storage.

## BaseCase_CF
Annual capacity factor by technology - BaseCase, Fast Change Scenario
Explicitly modelled generation
Region | Technology | 2021-22 | 2022-23 | 2023-24 | 2024-25 | 2025-26 | 2026-27 | 2027-28 | 2028-29 | 2029-30 | 2030-31 | 2031-32 | 2032-33 | 2033-34 | 2034-35 | 2035-36 | 2036-37 | 2037-38 | 2038-39 | 2039-40 | 2040-41 | 2041-42 | 2042-43 | 2043-44 | 2044-45 | 2045-46 | 2046-47 | 2047-48 | 2048-49 | 2049-50
NEM | Black Coal | 54.19% | 48.55% | 52.83% | 64.84% | 68.68% | 65.39% | 60.67% | 67.32% | 64.33% | 62.01% | 60.43% | 62.76% | 69.1% | 65.03% | 62.75% | 65.29% | 69% | 68.94% | 63.96% | 61.48% | 57.2% | 65.08% | 61.28% | 59.28% | 57.68% | 58.63% | 55.55% | 53.98% | 48.98%
NEM | Brown Coal | 70.7% | 66.89% | 67.93% | 67.2% | 70.54% | 72.19% | 69.82% | 69.79% | 68.28% | 72.14% | 70.78% | 69.78% | 72.18% | 69.23% | 72.28% | 68.14% | 63.23% | 63.87% | 54.2% | 56.29% | 62.89% | 63.2% | 60.71% | 57.49% | 57.53% | 61.55% | 60.43% | - | -
NEM | CCGT | 8.417% | 8.417% | 7.57% | 8.025% | 7.41% | 7.378% | 7.617% | 9.281% | 7.33% | 7.644% | 8.879% | 19.75% | 21.88% | 21.6% | 16.24% | 17.93% | 29.46% | 29.62% | 25.58% | 25.64% | 26.58% | 30.58% | 25.16% | 28.61% | 29.19% | 28.26% | 28.34% | 28.26% | 28.26%
NEM | Gas - Steam | 5.763% | 5.886% | 6.034% | 1.455% | 1.337% | 1.416% | 1.372% | 1.52% | 1.282% | 1.327% | 1.287% | 2.749% | 2.376% | 4.97% | 2.83% | 2.982% | 6.09% | 7.401% | 22.37% | 22.77% | 23.49% | 28.72% | 24.65% | 24.42% | 29.81% | - | - | - | -
NEM | OCGT / Diesel | 0.08746% | 0.03999% | 0.1983% | 0.1689% | 0.06038% | 0.135% | 0.09939% | 0.2465% | 0.02821% | 0.05808% | 0.06914% | 1.007% | 0.7799% | 1.034% | 0.8657% | 0.9967% | 3.621% | 3.984% | 7.392% | 8.406% | 6.196% | 8.544% | 12.55% | 6.877% | 7.267% | 10.73% | 13.53% | 17.75% | 17.32%
NEM | Hydro | 20.75% | 21.13% | 21% | 25.69% | 26.83% | 24.44% | 24.57% | 28.01% | 24.16% | 22.14% | 21.3% | 21.38% | 22.33% | 21.6% | 20.68% | 19.41% | 22.2% | 19.51% | 18.38% | 17.04% | 17.04% | 18.25% | 18.53% | 17.68% | 17.57% | 20.61% | 17.77% | 17.08% | 15.82%
NEM | Wind | 35.81% | 36.82% | 33.63% | 33.92% | 36.28% | 37.79% | 38.46% | 36.11% | 34.15% | 35.14% | 36.82% | 34.76% | 33.94% | 35.84% | 37.05% | 37.74% | 35.48% | 35.07% | 35.18% | 35.06% | 33.24% | 31.16% | 33.61% | 34.95% | 36% | 34.51% | 33.61% | 33.24% | 32.61%
NEM | Solar PV | 29.56% | 29.16% | 29.64% | 28.44% | 27.86% | 29.56% | 29.9% | 26.36% | 27.39% | 28.69% | 29.19% | 29.29% | 28.26% | 27.54% | 29.37% | 29.43% | 26.04% | 27.16% | 28.28% | 28.15% | 28.2% | 26.78% | 26.14% | 27.27% | 27.19% | 24.38% | 24.9% | 25.75% | 25.48%
NEM | Grid Battery | 9.305% | 5.407% | 5.809% | 6.584% | 6.516% | 6.391% | 6.171% | 5.758% | 5.316% | 5.555% | 5.392% | 5.616% | 7.033% | 6.836% | 7.073% | 7.076% | 12.4% | 12.41% | 12.89% | 12.83% | 13.26% | 13.91% | 13.94% | 14.21% | 14.14% | 13.3% | 13.46% | 13.48% | 12.91%
NEM | Pumped Hydro | 0.8801% | 2.575% | 3.678% | 23.38% | 20.89% | 21.29% | 22.72% | 26.19% | 23.36% | 24.94% | 24.04% | 26.7% | 23.78% | 24.2% | 25.52% | 25.06% | 24.77% | 23.89% | 25.42% | 25.63% | 26.18% | 25.86% | 25.89% | 27.57% | 26.57% | 24.83% | 24.05% | 25.34% | 22.18%
NEM | VPP | 7.527% | 8.424% | 7.847% | 9.323% | 9.579% | 9.104% | 8.677% | 8.192% | 7.377% | 7.265% | 7.029% | 7.259% | 6.935% | 6.564% | 6.688% | 6.633% | 5.843% | 5.657% | 5.627% | 5.552% | 5.616% | 5.543% | 5.339% | 5.563% | 5.269% | 4.863% | 4.787% | 4.757% | 3.632%
Region | Technology | 2021-22 | 2022-23 | 2023-24 | 2024-25 | 2025-26 | 2026-27 | 2027-28 | 2028-29 | 2029-30 | 2030-31 | 2031-32 | 2032-33 | 2033-34 | 2034-35 | 2035-36 | 2036-37 | 2037-38 | 2038-39 | 2039-40 | 2040-41 | 2041-42 | 2042-43 | 2043-44 | 2044-45 | 2045-46 | 2046-47 | 2047-48 | 2048-49 | 2049-50
NSW1 | Black Coal | 50.63% | 44.22% | 48.31% | 60.38% | 66.77% | 61.38% | 57.31% | 63.22% | 59.22% | 57.81% | 55.52% | 54.58% | 67.39% | 61.14% | 49.34% | 61.29% | 68.24% | 65.62% | 60.84% | 51.2% | 44.18% | - | - | - | - | - | - | - | -
NSW1 | Brown Coal | bar: 2021-22 to 2049-50
NSW1 | CCGT | 0.6146% | 0.6146% | 1.851% | 1.351% | 1.161% | 1.161% | 1.171% | 1.335% | 1.161% | 1.161% | 1.164% | 19.25% | 18.43% | 21.79% | 12.15% | 12.63% | 26.7% | 28.75% | 24.27% | 22.92% | 23.36% | 28.3% | 1.772% | - | - | - | - | - | -
NSW1 | Gas - Steam | bar: 2021-22 to 2049-50
NSW1 | OCGT / Diesel | 1.279e-07% | 1.323e-07% | 0.1084% | 0.39% | 0.07769% | 0.1434% | 0.06141% | 0.06088% | 1.892e-07% | 1.957e-07% | 2.095e-07% | 0.3749% | 0.2628% | 0.3026% | 0.8265% | 0.517% | 2.544% | 4.328% | 8.688% | 13.33% | 6.458% | 9.568% | 18.78% | 6.972% | 7.214% | 10.44% | 17.3% | 23.31% | 22.5%
NSW1 | Hydro | 9.062% | 9.639% | 8.905% | 13.03% | 12.91% | 11.83% | 12.12% | 17.32% | 13.05% | 11.47% | 11.99% | 13.38% | 14.84% | 15.3% | 15.72% | 14.66% | 18.91% | 15.13% | 14.03% | 13.91% | 12.64% | 15.45% | 17.27% | 16.24% | 16.89% | 19.68% | 16.09% | 15.25% | 13.81%
NSW1 | Wind | 32.14% | 36.63% | 35.07% | 34.47% | 37.6% | 38.87% | 38.15% | 34.25% | 30.59% | 32.88% | 34.35% | 33.97% | 33.11% | 35.21% | 36.76% | 36.77% | 32.79% | 30.12% | 32.19% | 33.09% | 33.39% | 31.64% | 33.73% | 35.14% | 34.97% | 31.86% | 29.22% | 30.55% | 30.66%
NSW1 | Solar PV | 28.63% | 28.53% | 28.72% | 27.65% | 26.43% | 28.93% | 29.18% | 26.14% | 26.82% | 28.34% | 28.97% | 28.77% | 27.91% | 26.84% | 28.91% | 28.86% | 26.01% | 26.75% | 28.31% | 28.67% | 28.57% | 27.35% | 26.43% | 28% | 27.91% | 25.47% | 25.54% | 26.37% | 25.85%
NSW1 | Grid Battery | - | - | - | - | - | - | - | - | - | - | - | - | - | - | - | - | 14.79% | 14.56% | 14.52% | 14.14% | 14.48% | 14.26% | 14.37% | 14.69% | 14.66% | 14.4% | 14.03% | 14.56% | 14.32%
NSW1 | Pumped Hydro | 1.432% | 4.044% | 5.658% | 53.06% | 23.28% | 24.26% | 25.96% | 29.42% | 25.05% | 26.78% | 25.84% | 28.4% | 25.28% | 25.85% | 27.18% | 26.73% | 26.84% | 25.68% | 27.36% | 27.5% | 27.48% | 26.89% | 27.51% | 29.53% | 28.66% | 27.98% | 26.45% | 28.34% | 27.92%
NSW1 | VPP | 7.092% | 8.586% | 7.199% | 9.049% | 9.331% | 8.8% | 8.545% | 7.893% | 7.115% | 7.006% | 6.672% | 6.817% | 6.676% | 6.225% | 6.401% | 6.393% | 5.965% | 5.713% | 5.781% | 5.562% | 5.647% | 5.642% | 5.475% | 5.703% | 5.497% | 5.263% | 5.02% | 5.195% | 4.204%
Region | Technology | 2021-22 | 2022-23 | 2023-24 | 2024-25 | 2025-26 | 2026-27 | 2027-28 | 2028-29 | 2029-30 | 2030-31 | 2031-32 | 2032-33 | 2033-34 | 2034-35 | 2035-36 | 2036-37 | 2037-38 | 2038-39 | 2039-40 | 2040-41 | 2041-42 | 2042-43 | 2043-44 | 2044-45 | 2045-46 | 2046-47 | 2047-48 | 2048-49 | 2049-50
QLD1 | Black Coal | 58.69% | 53.75% | 57.45% | 70.21% | 70.44% | 68.96% | 63.66% | 71.44% | 67.82% | 64.85% | 63.74% | 66.17% | 69.82% | 66.65% | 66.06% | 66.36% | 69.26% | 70.09% | 65.04% | 65.05% | 61.71% | 65.08% | 61.28% | 59.28% | 57.68% | 58.63% | 55.55% | 53.98% | 48.98%
QLD1 | Brown Coal | bar: 2021-22 to 2049-50
QLD1 | CCGT | 8.33% | 8.33% | 9.298% | 11.3% | 10.21% | 10.15% | 10.59% | 13.69% | 10.06% | 10.65% | 12.99% | 22.96% | 26.54% | 23.39% | 21.1% | 24.74% | 36.43% | 35.56% | 31.81% | 32.79% | 34.24% | 38.49% | 34.86% | 34.66% | 47.05% | 60.92% | 61.08% | 60.92% | 60.92%
QLD1 | Gas - Steam | 5.044% | 5.044% | 10.02% | 9.894% | 9.894% | 9.894% | 9.921% | 9.894% | 9.894% | 9.894% | 9.921% | 9.894% | 10.56% | 9.894% | 9.921% | 10.65% | 22.28% | 23.97% | 22.37% | 22.77% | 23.49% | 28.72% | 24.65% | 24.42% | 29.81% | - | - | - | -
QLD1 | OCGT / Diesel | 1.656e-07% | 1.717e-07% | 0.001755% | 0.1729% | 0.08101% | 0.1281% | 0.166% | 0.5607% | 0.08946% | 0.1704% | 0.1995% | 1.576% | 1.145% | 0.6578% | 0.7422% | 1.617% | 6.28% | 5.283% | 7.956% | 7.877% | 7.997% | 10.9% | 11.02% | 11.26% | 11.8% | 15.72% | 14.56% | 14.51% | 12.28%
QLD1 | Hydro | 51.94% | 51.9% | 52.02% | 51.69% | 51.58% | 51.53% | 51.64% | 51.32% | 51.21% | 50.14% | 51.2% | 50.85% | 50.79% | 50.67% | 50.7% | 50.45% | 43.4% | 43.59% | 43.18% | 43.24% | 43.45% | - | - | - | - | - | - | - | -
QLD1 | Wind | 47.14% | 42.73% | 40.79% | 36.01% | 42.97% | 43.95% | 45.42% | 45.22% | 43.08% | 44.22% | 42.69% | 39.5% | 35.54% | 41.62% | 41.15% | 43.53% | 43.6% | 43.2% | 44.06% | 40.58% | 38.01% | 32.63% | 38.66% | 38.75% | 41.25% | 41.18% | 40.96% | 41.2% | 36.03%
QLD1 | Solar PV | 31.43% | 30.43% | 31.01% | 29.65% | 30.07% | 31.49% | 31.87% | 26.62% | 28.83% | 29.98% | 30.46% | 30.92% | 29.58% | 30.04% | 31.54% | 31.76% | 25.97% | 28.02% | 29.18% | 29.79% | 29.34% | 27.76% | 27.56% | 28.5% | 28.11% | 24.59% | 25.98% | 26.79% | 26.62%
QLD1 | Grid Battery | - | 12.41% | 14.66% | 18.2% | 19.34% | 18.91% | 18.46% | 18.05% | 17.25% | 17.6% | 17.08% | 17.43% | 16.8% | 17.36% | 17.28% | 17.27% | 14.03% | 14.13% | 14.18% | 14.41% | 14.74% | 14.58% | 14.63% | 14.7% | 14.57% | 13.09% | 13.64% | 13.6% | 13.07%
QLD1 | Pumped Hydro | 0.6478% | 1.956% | 2.845% | 10.89% | 11.31% | 9.414% | 9.784% | 13.25% | 10.64% | 11.15% | 10.53% | 13.92% | 12.56% | 11.87% | 13.1% | 12.53% | 15.68% | 15.98% | 16.61% | 17.15% | 19.47% | 23.48% | 22.52% | 23.48% | 22.05% | 18.66% | 19.1% | 19.69% | 14.8%
QLD1 | VPP | 6.486% | 6.995% | 7.086% | 9.152% | 9.951% | 9.437% | 9.161% | 8.896% | 8.098% | 8.044% | 7.614% | 7.855% | 7.246% | 7.201% | 7.135% | 7.022% | 5.225% | 5.322% | 5.351% | 5.456% | 5.747% | 5.705% | 5.627% | 5.616% | 5.031% | 4.071% | 4.4% | 4.298% | 2.596%
Region | Technology | 2021-22 | 2022-23 | 2023-24 | 2024-25 | 2025-26 | 2026-27 | 2027-28 | 2028-29 | 2029-30 | 2030-31 | 2031-32 | 2032-33 | 2033-34 | 2034-35 | 2035-36 | 2036-37 | 2037-38 | 2038-39 | 2039-40 | 2040-41 | 2041-42 | 2042-43 | 2043-44 | 2044-45 | 2045-46 | 2046-47 | 2047-48 | 2048-49 | 2049-50
VIC1 | Black Coal | bar: 2021-22 to 2049-50
VIC1 | Brown Coal | 70.7% | 66.89% | 67.93% | 67.2% | 70.54% | 72.19% | 69.82% | 69.79% | 68.28% | 72.14% | 70.78% | 69.78% | 72.18% | 69.23% | 72.28% | 68.14% | 63.23% | 63.87% | 54.2% | 56.29% | 62.89% | 63.2% | 60.71% | 57.49% | 57.53% | 61.55% | 60.43% | - | -
VIC1 | CCGT | bar: 2021-22 to 2049-50
VIC1 | Gas - Steam | 0.1764% | 0.06689% | 0.2178% | 0.503% | 0.1765% | 0.394% | 0.2643% | 0.6839% | 0.0242% | 0.1488% | 0.02851% | 1.138% | 0.7967% | 1.202% | 1.639% | 1.693% | 3.37% | 4.618% | - | - | - | - | - | - | - | - | - | - | -
VIC1 | OCGT / Diesel | 0.04364% | 1.651e-07% | 0.05256% | 0.04062% | 0.01576% | 0.08582% | 0.06176% | 0.06408% | 2.654e-07% | 2.668e-07% | 2.841e-07% | 0.2622% | 0.1594% | 0.1641% | 0.2558% | 0.1359% | 0.5461% | 0.3517% | 3.624% | 2.341% | 1.493% | 0.8411% | 4.619% | 1.719% | 1.575% | 1.339% | 1.389% | 18.43% | 20.44%
VIC1 | Hydro | 14.24% | 14.31% | 12.98% | 16.03% | 16.4% | 15.56% | 15.78% | 19.86% | 16.5% | 14.09% | 14.19% | 12.82% | 15.78% | 16.28% | 15.41% | 15.48% | 19.54% | 16.25% | 13.96% | 13.95% | 12.66% | 15.55% | 16.1% | 15.19% | 15.29% | 19.26% | 16.01% | 13.72% | 13.76%
VIC1 | Wind | 35.94% | 36.41% | 31.33% | 32.43% | 33.26% | 34.33% | 35.3% | 31.98% | 32.28% | 31.2% | 35.03% | 31.43% | 32.3% | 32.53% | 33.77% | 34.25% | 32.19% | 34.44% | 32.36% | 32.46% | 28.81% | 28.38% | 29.98% | 31.81% | 32.47% | 31.65% | 32.28% | 30.74% | 31.62%
VIC1 | Solar PV | 27.59% | 27.39% | 28.44% | 27.27% | 25.9% | 27.24% | 27.86% | 26.09% | 27.05% | 27.59% | 27.43% | 28.48% | 27.25% | 25.9% | 27.37% | 27.82% | 26.09% | 27.01% | 26.44% | 24.67% | 26.19% | 23.83% | 23.68% | 24.25% | 24.84% | 21.83% | 21.96% | 23.52% | 23.52%
VIC1 | Grid Battery | 23.06% | 4.957% | 5.177% | 6.047% | 5.966% | 5.934% | 5.748% | 5.241% | 4.835% | 4.82% | 4.687% | 4.934% | 4.479% | 4.14% | 4.479% | 4.482% | 4.083% | 3.948% | 7.683% | 7.62% | 9.86% | 13.86% | 13.74% | 14.64% | 14.3% | 14.11% | 13.93% | 13.56% | 12.97%
VIC1 | Pumped Hydro | - | - | - | - | - | - | - | - | - | - | - | - | - | - | - | - | 27.49% | 27.38% | 28.63% | 28.83% | 28.38% | 27.34% | 26.62% | 28.5% | 28.17% | 27.08% | 26.9% | 25.94% | 24.57%
VIC1 | VPP | 8.23% | 8.72% | 8.537% | 10.25% | 10.28% | 9.8% | 9.095% | 8.545% | 7.69% | 7.473% | 7.324% | 7.653% | 7.252% | 6.665% | 6.808% | 6.719% | 6.258% | 5.931% | 5.753% | 5.738% | 5.641% | 5.472% | 5.123% | 5.541% | 5.279% | 5.051% | 4.899% | 4.758% | 3.833%
Region | Technology | 2021-22 | 2022-23 | 2023-24 | 2024-25 | 2025-26 | 2026-27 | 2027-28 | 2028-29 | 2029-30 | 2030-31 | 2031-32 | 2032-33 | 2033-34 | 2034-35 | 2035-36 | 2036-37 | 2037-38 | 2038-39 | 2039-40 | 2040-41 | 2041-42 | 2042-43 | 2043-44 | 2044-45 | 2045-46 | 2046-47 | 2047-48 | 2048-49 | 2049-50
SA1 | Black Coal | bar: 2021-22 to 2049-50
SA1 | Brown Coal | bar: 2021-22 to 2049-50
SA1 | CCGT | 17.95% | 17.95% | 12.36% | 9.7% | 9.7% | 9.7% | 9.727% | 9.7% | 9.7% | 9.7% | 9.727% | 18.93% | 21.24% | 24.73% | 13.54% | 16.74% | - | - | - | - | - | - | - | - | - | - | - | - | -
SA1 | Gas - Steam | 9.33% | 9.611% | 9.251% | 1.164% | 1.164% | 1.164% | 1.167% | 1.164% | 1.164% | 1.164% | 1.167% | 3.006% | 2.503% | 6.807% | - | - | - | - | - | - | - | - | - | - | - | - | - | - | -
SA1 | OCGT / Diesel | 0.36% | 0.191% | 0.767% | 0.1327% | 0.08212% | 0.2174% | 0.111% | 0.2862% | 0.01584% | 0.04832% | 0.06348% | 2.805% | 2.517% | 5.246% | 2.92% | 2.983% | 8.534% | 10.46% | 12.07% | 11.39% | 10.03% | 13.6% | 16.48% | 5.68% | 4.601% | 6.781% | 9.387% | 13.94% | 14.31%
SA1 | Hydro | bar: 2021-22 to 2049-50
SA1 | Wind | 34.88% | 34.38% | 30.43% | 33.67% | 32.92% | 36.06% | 36.21% | 34.2% | 33.4% | 33.91% | 35.79% | 32.66% | 33.45% | 31.75% | 35.5% | 35.6% | 34.27% | 34.98% | 34.84% | 36.29% | 32.41% | 31.23% | 29.82% | 32.96% | 33.66% | 33% | 33.3% | 30.69% | 32.03%
SA1 | Solar PV | 30.63% | 29.1% | 29.3% | 28.19% | 27.51% | 28.16% | 29.03% | 27.61% | 28.77% | 29.03% | 29.15% | 29.61% | 28.19% | 27.51% | 28.21% | 28.99% | 27.05% | 27.89% | 26.84% | 24.97% | 25.01% | 22.26% | 21.22% | 20.17% | 20.37% | 18.39% | 18.21% | 17.05% | 17.34%
SA1 | Grid Battery | 5.593% | 5.548% | 6.103% | 6.435% | 6.273% | 6.006% | 5.745% | 5.505% | 5.03% | 5.752% | 5.567% | 5.729% | 5.551% | 4.859% | 5.105% | 5.116% | 11.62% | 11.51% | 12.34% | 11.92% | 12.57% | 12.48% | 12.45% | 12.65% | 12.78% | 12.21% | 11.98% | 11.86% | 10.84%
SA1 | Pumped Hydro | bar: 2021-22 to 2049-50
SA1 | VPP | 9.428% | 9.695% | 10.1% | 10.08% | 9.913% | 9.465% | 8.797% | 8.48% | 7.359% | 7.288% | 7.061% | 7.227% | 6.935% | 6.556% | 6.758% | 6.618% | 5.586% | 5.429% | 5.412% | 5.119% | 5.172% | 5.042% | 4.923% | 5.068% | 4.928% | 4.601% | 4.457% | 4.26% | 3.179%
Region | Technology | 2021-22 | 2022-23 | 2023-24 | 2024-25 | 2025-26 | 2026-27 | 2027-28 | 2028-29 | 2029-30 | 2030-31 | 2031-32 | 2032-33 | 2033-34 | 2034-35 | 2035-36 | 2036-37 | 2037-38 | 2038-39 | 2039-40 | 2040-41 | 2041-42 | 2042-43 | 2043-44 | 2044-45 | 2045-46 | 2046-47 | 2047-48 | 2048-49 | 2049-50
TAS1 | Black Coal | bar: 2021-22 to 2049-50
TAS1 | Brown Coal | bar: 2021-22 to 2049-50
TAS1 | CCGT | 7.58e-07% | 7.492e-07% | 7.647e-07% | 7.65e-07% | 7.581e-07% | 7.654e-07% | 7.925e-07% | 8.164e-07% | 8.467e-07% | 8.547e-07% | 8.46e-07% | 8.75e-07% | 8.884e-07% | 9.14e-07% | 9.489e-07% | 9.821e-07% | 1.026e-06% | 1.068e-06% | 1.16e-06% | 1.169e-06% | 1.228e-06% | 1.273e-06% | 1.334e-06% | 1.391e-06% | 1.447e-06% | 1.516e-06% | 1.588e-06% | 1.681e-06% | 1.725e-06%
TAS1 | Gas - Steam | bar: 2021-22 to 2049-50
TAS1 | OCGT / Diesel | 6.947e-07% | 6.706e-07% | 7.036e-07% | 7.132e-07% | 6.961e-07% | 7.34e-07% | 7.619e-07% | 7.88e-07% | 8.234e-07% | 8.446e-07% | 8.065e-07% | 0.01441% | 8.69e-07% | 8.963e-07% | 9.28e-07% | 9.577e-07% | 1.008e-06% | 1.034e-06% | 1.095e-06% | 2.822e-06% | 0.0115% | 3.053e-06% | 3.193e-06% | 3.361e-06% | 3.433e-06% | 3.63e-06% | 3.79e-06% | 0.05629% | 4.099e-06%
TAS1 | Hydro | 37.32% | 37.79% | 39.4% | 46.51% | 49.81% | 44.44% | 44.32% | 45.51% | 41.43% | 39.25% | 35.96% | 36% | 34.6% | 31.41% | 28.96% | 26.17% | 27.59% | 26.55% | 26.44% | 22.51% | 25.08% | 23.74% | 22.13% | 21.52% | 20.4% | 22.87% | 21.19% | 22.15% | 19.89%
TAS1 | Wind | 26.66% | 32.22% | 32.49% | 34.76% | 37.95% | 39.41% | 41.03% | 39.14% | 39.27% | 38.11% | 42.23% | 39.03% | 38.59% | 40.1% | 39.54% | 39.87% | 36.79% | 35.5% | 33.25% | 34.06% | 32.41% | 32.12% | 33.37% | 34.24% | 35.2% | 33.31% | 33.25% | 31.34% | 31.92%
TAS1 | Solar PV | bar: 2021-22 to 2049-50
TAS1 | Grid Battery | bar: 2021-22 to 2049-50
TAS1 | Pumped Hydro | bar: 2021-22 to 2049-50
TAS1 | VPP | 1.598% | 3.476% | 1.551% | 1.946% | 2.329% | 2.704% | 2.475% | 2.433% | 2.559% | 2.554% | 3.979% | 4.309% | 4.22% | 4.737% | 5.04% | 5.566% | 5.364% | 5.289% | 5.171% | 5.647% | 5.477% | 5.621% | 5.271% | 5.327% | 5.477% | 5.117% | 4.914% | 4.747% | 4.357%
Explicitly modelled pumping
Region | Technology | 2021-22 | 2022-23 | 2023-24 | 2024-25 | 2025-26 | 2026-27 | 2027-28 | 2028-29 | 2029-30 | 2030-31 | 2031-32 | 2032-33 | 2033-34 | 2034-35 | 2035-36 | 2036-37 | 2037-38 | 2038-39 | 2039-40 | 2040-41 | 2041-42 | 2042-43 | 2043-44 | 2044-45 | 2045-46 | 2046-47 | 2047-48 | 2048-49 | 2049-50
NEM | Grid Battery pump | 11.45% | 6.693% | 7.153% | 8.139% | 8.035% | 7.889% | 7.636% | 7.091% | 6.562% | 6.857% | 6.671% | 6.923% | 8.534% | 8.285% | 8.571% | 8.578% | 14.67% | 14.63% | 15.2% | 15.16% | 15.6% | 16.4% | 16.39% | 16.73% | 16.67% | 15.65% | 15.84% | 15.86% | 15.18%
NEM | Pumped Hydro Pump | 1.55% | 5.051% | 6.604% | 31.08% | 24.44% | 26.1% | 29.3% | 32.64% | 29.26% | 31.32% | 31% | 34.53% | 31.94% | 31.06% | 33.98% | 33.8% | 32.3% | 31.31% | 32.8% | 34.33% | 33.8% | 34.11% | 33.67% | 36.26% | 35.9% | 32.8% | 31.77% | 33.27% | 28.68%
NEM | VPP pump | 9.034% | 10.13% | 9.402% | 11.2% | 11.49% | 10.93% | 10.43% | 9.819% | 8.854% | 8.719% | 8.456% | 8.698% | 8.324% | 7.885% | 8.02% | 7.961% | 7.024% | 6.795% | 6.74% | 6.681% | 6.728% | 6.66% | 6.4% | 6.676% | 6.336% | 5.826% | 5.758% | 5.7% | 4.355%
Region | Technology | 2021-22 | 2022-23 | 2023-24 | 2024-25 | 2025-26 | 2026-27 | 2027-28 | 2028-29 | 2029-30 | 2030-31 | 2031-32 | 2032-33 | 2033-34 | 2034-35 | 2035-36 | 2036-37 | 2037-38 | 2038-39 | 2039-40 | 2040-41 | 2041-42 | 2042-43 | 2043-44 | 2044-45 | 2045-46 | 2046-47 | 2047-48 | 2048-49 | 2049-50
NSW1 | Grid Battery pump | - | - | - | - | - | - | - | - | - | - | - | - | - | - | - | - | 17.44% | 17.13% | 17.06% | 16.68% | 17.01% | 16.77% | 16.9% | 17.28% | 17.28% | 16.9% | 16.55% | 17.08% | 16.85%
NSW1 | Pumped Hydro Pump | 1.841% | 6.047% | 7.708% | 38.61% | 25.37% | 27.87% | 31.5% | 34.42% | 30.41% | 32.59% | 32.34% | 35.66% | 33.04% | 32.18% | 35.2% | 35.09% | 34.13% | 32.91% | 34.45% | 36.12% | 34.75% | 35.42% | 35.49% | 38.66% | 38.9% | 36.66% | 34.77% | 37% | 35.45%
NSW1 | VPP pump | 8.512% | 10.33% | 8.625% | 10.87% | 11.2% | 10.56% | 10.27% | 9.461% | 8.539% | 8.409% | 8.029% | 8.164% | 8.013% | 7.484% | 7.671% | 7.674% | 7.179% | 6.858% | 6.92% | 6.695% | 6.771% | 6.763% | 6.569% | 6.845% | 6.614% | 6.301% | 6.044% | 6.218% | 5.046%
Region | Technology | 2021-22 | 2022-23 | 2023-24 | 2024-25 | 2025-26 | 2026-27 | 2027-28 | 2028-29 | 2029-30 | 2030-31 | 2031-32 | 2032-33 | 2033-34 | 2034-35 | 2035-36 | 2036-37 | 2037-38 | 2038-39 | 2039-40 | 2040-41 | 2041-42 | 2042-43 | 2043-44 | 2044-45 | 2045-46 | 2046-47 | 2047-48 | 2048-49 | 2049-50
QLD1 | Grid Battery pump | - | 15.32% | 18.04% | 22.47% | 23.89% | 23.33% | 22.8% | 22.28% | 21.3% | 21.73% | 21.15% | 21.46% | 19.95% | 20.62% | 20.49% | 20.5% | 16.56% | 16.59% | 16.7% | 16.97% | 17.32% | 17.17% | 17.22% | 17.28% | 17.14% | 15.44% | 16.02% | 16.03% | 15.35%
QLD1 | Pumped Hydro Pump | 1.051% | 3.344% | 4.71% | 18.18% | 18.92% | 15.72% | 16.39% | 22.13% | 17.79% | 18.65% | 17.65% | 23.24% | 21% | 19.85% | 21.89% | 20.94% | 22.38% | 22.61% | 23.55% | 24.48% | 27.81% | 31% | 29.6% | 30.85% | 29.07% | 24.46% | 24.94% | 25.82% | 18.88%
QLD1 | VPP pump | 7.784% | 8.42% | 8.489% | 10.98% | 11.95% | 11.32% | 11.01% | 10.67% | 9.719% | 9.655% | 9.16% | 9.409% | 8.697% | 8.655% | 8.552% | 8.428% | 6.291% | 6.369% | 6.422% | 6.559% | 6.887% | 6.857% | 6.756% | 6.736% | 6.033% | 4.897% | 5.27% | 5.177% | 3.098%
Region | Technology | 2021-22 | 2022-23 | 2023-24 | 2024-25 | 2025-26 | 2026-27 | 2027-28 | 2028-29 | 2029-30 | 2030-31 | 2031-32 | 2032-33 | 2033-34 | 2034-35 | 2035-36 | 2036-37 | 2037-38 | 2038-39 | 2039-40 | 2040-41 | 2041-42 | 2042-43 | 2043-44 | 2044-45 | 2045-46 | 2046-47 | 2047-48 | 2048-49 | 2049-50
VIC1 | Grid Battery pump | 28.37% | 6.138% | 6.373% | 7.478% | 7.352% | 7.326% | 7.115% | 6.453% | 5.969% | 5.951% | 5.804% | 6.073% | 5.531% | 5.11% | 5.53% | 5.534% | 5.041% | 4.892% | 9.184% | 9.143% | 11.62% | 16.36% | 16.11% | 17.23% | 16.86% | 16.55% | 16.43% | 15.91% | 15.25%
VIC1 | Pumped Hydro Pump | - | - | - | - | - | - | - | - | - | - | - | - | - | - | - | - | 34.37% | 34.39% | 35.72% | 36.21% | 35.43% | 34.33% | 33.12% | 35.66% | 35.35% | 33.68% | 33.79% | 32.34% | 30.71%
VIC1 | VPP pump | 9.878% | 10.49% | 10.23% | 12.32% | 12.32% | 11.76% | 10.94% | 10.24% | 9.23% | 8.97% | 8.814% | 9.166% | 8.704% | 8% | 8.171% | 8.065% | 7.511% | 7.139% | 6.886% | 6.908% | 6.752% | 6.588% | 6.13% | 6.65% | 6.356% | 6.044% | 5.9% | 5.693% | 4.601%
Region | Technology | 2021-22 | 2022-23 | 2023-24 | 2024-25 | 2025-26 | 2026-27 | 2027-28 | 2028-29 | 2029-30 | 2030-31 | 2031-32 | 2032-33 | 2033-34 | 2034-35 | 2035-36 | 2036-37 | 2037-38 | 2038-39 | 2039-40 | 2040-41 | 2041-42 | 2042-43 | 2043-44 | 2044-45 | 2045-46 | 2046-47 | 2047-48 | 2048-49 | 2049-50
SA1 | Grid Battery pump | 6.887% | 6.867% | 7.517% | 7.952% | 7.737% | 7.414% | 7.11% | 6.779% | 6.21% | 7.102% | 6.875% | 7.084% | 6.841% | 5.999% | 6.302% | 6.317% | 13.74% | 13.66% | 14.55% | 14.12% | 14.8% | 14.75% | 14.65% | 14.93% | 15.11% | 14.36% | 14.17% | 13.95% | 12.79%
SA1 | Pumped Hydro Pump | bar: 2021-22 to 2049-50
SA1 | VPP pump | 11.32% | 11.66% | 12.1% | 12.11% | 11.89% | 11.36% | 10.58% | 10.16% | 8.832% | 8.747% | 8.476% | 8.676% | 8.32% | 7.869% | 8.111% | 7.943% | 6.705% | 6.536% | 6.478% | 6.164% | 6.19% | 6.069% | 5.892% | 6.089% | 5.928% | 5.504% | 5.367% | 5.096% | 3.816%
Region | Technology | 2021-22 | 2022-23 | 2023-24 | 2024-25 | 2025-26 | 2026-27 | 2027-28 | 2028-29 | 2029-30 | 2030-31 | 2031-32 | 2032-33 | 2033-34 | 2034-35 | 2035-36 | 2036-37 | 2037-38 | 2038-39 | 2039-40 | 2040-41 | 2041-42 | 2042-43 | 2043-44 | 2044-45 | 2045-46 | 2046-47 | 2047-48 | 2048-49 | 2049-50
TAS1 | Grid Battery pump | bar: 2021-22 to 2049-50
TAS1 | Pumped Hydro Pump | bar: 2021-22 to 2049-50
TAS1 | VPP pump | 1.918% | 4.195% | 1.85% | 2.355% | 2.783% | 3.245% | 2.994% | 2.903% | 3.072% | 3.066% | 4.776% | 5.192% | 5.065% | 5.69% | 6.03% | 6.701% | 6.42% | 6.348% | 6.207% | 6.784% | 6.568% | 6.76% | 6.319% | 6.389% | 6.592% | 6.124% | 5.916% | 5.68% | 5.23%
Non-controllable capacity
Region | Technology | 2021-22 | 2022-23 | 2023-24 | 2024-25 | 2025-26 | 2026-27 | 2027-28 | 2028-29 | 2029-30 | 2030-31 | 2031-32 | 2032-33 | 2033-34 | 2034-35 | 2035-36 | 2036-37 | 2037-38 | 2038-39 | 2039-40 | 2040-41 | 2041-42 | 2042-43 | 2043-44 | 2044-45 | 2045-46 | 2046-47 | 2047-48 | 2048-49 | 2049-50
NEM | Distributed PV | 15.67% | 15.9% | 16.17% | 15.67% | 15.14% | 16.37% | 16.37% | 14.85% | 15.65% | 16.28% | 16.53% | 16.65% | 16.21% | 15.62% | 16.72% | 16.71% | 15.05% | 15.84% | 16.5% | 16.77% | 16.73% | 16.31% | 15.8% | 16.92% | 16.88% | 15.2% | 15.96% | 16.6% | 16.83%
NEM | Behind the meter battery | 5.739% | 5.706% | 5.655% | 5.593% | 5.566% | 5.554% | 5.549% | 5.478% | 5.42% | 5.35% | 5.324% | 5.224% | 5.137% | 5.059% | 5.006% | 4.928% | 4.862% | 4.813% | 4.786% | 4.748% | 4.724% | 4.696% | 4.679% | 4.612% | 4.558% | 4.491% | 4.446% | 4.377% | 4.313%
NEM | Behind the meter battery pump | 4.876% | 4.848% | 4.804% | 4.75% | 4.73% | 4.719% | 4.714% | 4.654% | 4.605% | 4.544% | 4.522% | 4.437% | 4.365% | 4.297% | 4.252% | 4.187% | 4.129% | 4.088% | 4.066% | 4.034% | 4.014% | 3.989% | 3.976% | 3.918% | 3.873% | 3.816% | 3.776% | 3.717% | 3.663%
Region | Technology | 2021-22 | 2022-23 | 2023-24 | 2024-25 | 2025-26 | 2026-27 | 2027-28 | 2028-29 | 2029-30 | 2030-31 | 2031-32 | 2032-33 | 2033-34 | 2034-35 | 2035-36 | 2036-37 | 2037-38 | 2038-39 | 2039-40 | 2040-41 | 2041-42 | 2042-43 | 2043-44 | 2044-45 | 2045-46 | 2046-47 | 2047-48 | 2048-49 | 2049-50
NSW1 | Distributed PV | 15.72% | 16.12% | 16.01% | 15.67% | 15.04% | 16.98% | 16.72% | 14.89% | 15.29% | 16.21% | 16.94% | 16.49% | 16.32% | 15.64% | 17.2% | 16.89% | 14.99% | 15.46% | 16.4% | 17.14% | 16.52% | 16.33% | 15.77% | 17.33% | 17.04% | 15.14% | 15.57% | 16.47% | 17.17%
NSW1 | Behind the meter battery | 5.729% | 5.684% | 5.657% | 5.613% | 5.591% | 5.57% | 5.55% | 5.456% | 5.374% | 5.28% | 5.234% | 5.143% | 5.063% | 4.997% | 4.957% | 4.888% | 4.831% | 4.782% | 4.763% | 4.724% | 4.693% | 4.659% | 4.639% | 4.573% | 4.516% | 4.452% | 4.4% | 4.337% | 4.275%
NSW1 | Behind the meter battery pump | 4.867% | 4.828% | 4.804% | 4.766% | 4.751% | 4.734% | 4.716% | 4.634% | 4.565% | 4.484% | 4.444% | 4.369% | 4.301% | 4.244% | 4.209% | 4.151% | 4.102% | 4.064% | 4.047% | 4.015% | 3.989% | 3.955% | 3.941% | 3.885% | 3.838% | 3.783% | 3.737% | 3.682% | 3.631%
Region | Technology | 2021-22 | 2022-23 | 2023-24 | 2024-25 | 2025-26 | 2026-27 | 2027-28 | 2028-29 | 2029-30 | 2030-31 | 2031-32 | 2032-33 | 2033-34 | 2034-35 | 2035-36 | 2036-37 | 2037-38 | 2038-39 | 2039-40 | 2040-41 | 2041-42 | 2042-43 | 2043-44 | 2044-45 | 2045-46 | 2046-47 | 2047-48 | 2048-49 | 2049-50
QLD1 | Distributed PV | 16.14% | 16.97% | 17.1% | 16.38% | 16.51% | 17.67% | 17.76% | 15.01% | 16.31% | 16.9% | 17.8% | 17.63% | 16.94% | 16.97% | 18.04% | 18.07% | 15.25% | 16.64% | 17.25% | 18.13% | 17.82% | 17.14% | 17.3% | 18.32% | 18.33% | 15.43% | 16.8% | 17.37% | 18.24%
QLD1 | Behind the meter battery | 5.709% | 5.654% | 5.624% | 5.581% | 5.564% | 5.545% | 5.521% | 5.447% | 5.381% | 5.312% | 5.299% | 5.184% | 5.098% | 5.026% | 4.978% | 4.9% | 4.839% | 4.784% | 4.752% | 4.736% | 4.724% | 4.708% | 4.7% | 4.637% | 4.585% | 4.526% | 4.478% | 4.405% | 4.346%
QLD1 | Behind the meter battery pump | 4.852% | 4.806% | 4.78% | 4.74% | 4.729% | 4.709% | 4.69% | 4.629% | 4.573% | 4.51% | 4.501% | 4.406% | 4.333% | 4.271% | 4.231% | 4.162% | 4.11% | 4.063% | 4.037% | 4.021% | 4.015% | 4% | 3.995% | 3.938% | 3.896% | 3.844% | 3.802% | 3.74% | 3.693%
Region | Technology | 2021-22 | 2022-23 | 2023-24 | 2024-25 | 2025-26 | 2026-27 | 2027-28 | 2028-29 | 2029-30 | 2030-31 | 2031-32 | 2032-33 | 2033-34 | 2034-35 | 2035-36 | 2036-37 | 2037-38 | 2038-39 | 2039-40 | 2040-41 | 2041-42 | 2042-43 | 2043-44 | 2044-45 | 2045-46 | 2046-47 | 2047-48 | 2048-49 | 2049-50
VIC1 | Distributed PV | 14.57% | 14.12% | 14.94% | 14.61% | 13.83% | 14.71% | 14.77% | 14.21% | 15.01% | 15.58% | 14.94% | 15.71% | 15.27% | 14.38% | 15.25% | 15.31% | 14.5% | 15.15% | 15.74% | 15.16% | 15.8% | 15.4% | 14.52% | 15.44% | 15.44% | 14.67% | 15.29% | 15.88% | 15.21%
VIC1 | Behind the meter battery | 5.757% | 5.718% | 5.678% | 5.63% | 5.606% | 5.603% | 5.626% | 5.591% | 5.549% | 5.5% | 5.48% | 5.379% | 5.285% | 5.18% | 5.107% | 5.018% | 4.94% | 4.891% | 4.868% | 4.822% | 4.8% | 4.775% | 4.756% | 4.689% | 4.638% | 4.569% | 4.529% | 4.459% | 4.392%
VIC1 | Behind the meter battery pump | 4.893% | 4.857% | 4.823% | 4.783% | 4.764% | 4.762% | 4.778% | 4.75% | 4.714% | 4.672% | 4.656% | 4.567% | 4.49% | 4.399% | 4.339% | 4.264% | 4.197% | 4.154% | 4.134% | 4.099% | 4.076% | 4.058% | 4.041% | 3.984% | 3.942% | 3.883% | 3.848% | 3.787% | 3.729%
Region | Technology | 2021-22 | 2022-23 | 2023-24 | 2024-25 | 2025-26 | 2026-27 | 2027-28 | 2028-29 | 2029-30 | 2030-31 | 2031-32 | 2032-33 | 2033-34 | 2034-35 | 2035-36 | 2036-37 | 2037-38 | 2038-39 | 2039-40 | 2040-41 | 2041-42 | 2042-43 | 2043-44 | 2044-45 | 2045-46 | 2046-47 | 2047-48 | 2048-49 | 2049-50
SA1 | Distributed PV | 16.86% | 17.02% | 17.57% | 16.91% | 16.01% | 16.67% | 17.2% | 16.38% | 17.23% | 17.46% | 17.45% | 17.9% | 17.25% | 16.3% | 16.93% | 17.46% | 16.67% | 17.47% | 17.7% | 17.68% | 18.03% | 17.41% | 16.52% | 17.16% | 17.71% | 16.83% | 17.61% | 17.82% | 17.8%
SA1 | Behind the meter battery | 5.777% | 5.792% | 5.663% | 5.515% | 5.452% | 5.451% | 5.451% | 5.361% | 5.337% | 5.284% | 5.27% | 5.157% | 5.065% | 4.998% | 4.942% | 4.871% | 4.785% | 4.751% | 4.702% | 4.641% | 4.611% | 4.564% | 4.543% | 4.461% | 4.406% | 4.316% | 4.285% | 4.205% | 4.134%
SA1 | Behind the meter battery pump | 4.907% | 4.921% | 4.812% | 4.682% | 4.633% | 4.631% | 4.632% | 4.553% | 4.535% | 4.49% | 4.475% | 4.381% | 4.303% | 4.244% | 4.198% | 4.14% | 4.067% | 4.035% | 3.994% | 3.944% | 3.917% | 3.876% | 3.858% | 3.79% | 3.74% | 3.668% | 3.639% | 3.574% | 3.51%
Region | Technology | 2021-22 | 2022-23 | 2023-24 | 2024-25 | 2025-26 | 2026-27 | 2027-28 | 2028-29 | 2029-30 | 2030-31 | 2031-32 | 2032-33 | 2033-34 | 2034-35 | 2035-36 | 2036-37 | 2037-38 | 2038-39 | 2039-40 | 2040-41 | 2041-42 | 2042-43 | 2043-44 | 2044-45 | 2045-46 | 2046-47 | 2047-48 | 2048-49 | 2049-50
TAS1 | Distributed PV | 13.72% | 13.38% | 13.99% | 13.9% | 13% | 14.17% | 14.31% | 13.85% | 13.92% | 14.16% | 14% | 14.33% | 14.29% | 13.48% | 14.32% | 14.32% | 13.81% | 13.92% | 14.2% | 14.06% | 14.35% | 14.32% | 13.61% | 14.45% | 14.46% | 13.96% | 14.04% | 14.32% | 14.14%
TAS1 | Behind the meter battery | 5.668% | 5.597% | 5.586% | 5.535% | 5.503% | 5.497% | 5.519% | 5.453% | 5.36% | 5.255% | 5.223% | 5.112% | 5.036% | 4.956% | 4.906% | 4.835% | 4.799% | 4.753% | 4.719% | 4.672% | 4.638% | 4.607% | 4.584% | 4.501% | 4.443% | 4.376% | 4.324% | 4.249% | 4.183%
TAS1 | Behind the meter battery pump | 4.816% | 4.755% | 4.746% | 4.701% | 4.677% | 4.669% | 4.688% | 4.634% | 4.554% | 4.464% | 4.436% | 4.341% | 4.279% | 4.211% | 4.168% | 4.108% | 4.076% | 4.037% | 4.01% | 3.966% | 3.94% | 3.913% | 3.893% | 3.824% | 3.775% | 3.717% | 3.675% | 3.609% | 3.555%

## BaseCase_Generation
Annual sent-out generation by technology (GWh) - BaseCase, Fast Change Scenario
Explicitly modelled generation
Region | Technology | 2021-22 | 2022-23 | 2023-24 | 2024-25 | 2025-26 | 2026-27 | 2027-28 | 2028-29 | 2029-30 | 2030-31 | 2031-32 | 2032-33 | 2033-34 | 2034-35 | 2035-36 | 2036-37 | 2037-38 | 2038-39 | 2039-40 | 2040-41 | 2041-42 | 2042-43 | 2043-44 | 2044-45 | 2045-46 | 2046-47 | 2047-48 | 2048-49 | 2049-50
NEM | Black Coal | 87191.325 | 76086.5231 | 75976.9522 | 79382.1788 | 73205.8745 | 66837.2094 | 62010.7121 | 64683.4153 | 51827.7045 | 49757.3919 | 48459.8417 | 42610.1804 | 46920.5712 | 44153.9049 | 37477.0736 | 36453.4951 | 31706.8343 | 31682.3453 | 29392.212 | 28254.7281 | 26286.3835 | 17970.0255 | 14960.9675 | 12576.7196 | 10393.735 | 8690.4779 | 8233.6324 | 8001.0378 | 7259.3888
NEM | Brown Coal | 29664.0746 | 28068.4052 | 28502.6147 | 20748.8003 | 21159.9973 | 21122.0161 | 20428.8386 | 20420.2366 | 19979.0336 | 21106.0779 | 20710.2325 | 20416.6918 | 21117.354 | 20256.7534 | 21147.3166 | 19936.3141 | 18501.134 | 18686.5195 | 15858.5501 | 16470.9043 | 18401.4666 | 18490.8369 | 17764.1245 | 16820.4125 | 16833.3233 | 18009.6263 | 11778.3488 | 0 | 0
NEM | CCGT | 2252.5066 | 2252.5066 | 1906.5409 | 2021.0304 | 1866.0979 | 1858.1466 | 1918.1702 | 2337.4395 | 1845.9141 | 1925.0057 | 2235.9856 | 4974.4038 | 5510.5559 | 5439.0782 | 4089.3177 | 3911.7086 | 5060.7813 | 5087.8083 | 4072.236 | 4082.1218 | 4231.9645 | 4869.3958 | 3035.4959 | 2989.1258 | 1401.3017 | 960.524 | 963.1557 | 960.5243 | 960.5243
NEM | Gas - Steam | 698.7141 | 713.5583 | 731.5994 | 176.4096 | 162.1089 | 171.6349 | 166.3749 | 184.3316 | 155.437 | 160.8951 | 156.0488 | 333.3021 | 288.004 | 602.5047 | 144.7839 | 152.5417 | 311.531 | 378.6321 | 164.6198 | 167.5649 | 172.8563 | 211.335 | 181.4116 | 179.7058 | 219.3523 | 0 | 0 | 0 | 0
NEM | OCGT / Diesel | 52.5806 | 24.0395 | 119.249 | 101.5317 | 36.3029 | 81.1464 | 59.7535 | 148.173 | 16.9631 | 32.9696 | 39.2505 | 547.7414 | 392.7961 | 510.3849 | 417.2723 | 480.4075 | 1745.1514 | 1920.3222 | 3491.7881 | 3882.0845 | 2972.3982 | 4080.0218 | 5992.7272 | 3737.1409 | 4246.6471 | 7280.8151 | 8485.5467 | 13057.3342 | 11950.8867
NEM | Hydro | 13388.5886 | 13633.1996 | 13547.8797 | 16572.3256 | 17309.7148 | 15768.8143 | 15852.9703 | 18071.9442 | 15588.7007 | 14287.1844 | 13744.4476 | 13796.6587 | 14406.8888 | 13934.6099 | 13343.9782 | 12523.9028 | 14153.3101 | 12439.175 | 11720.215 | 10862.8534 | 10867.8625 | 11530.2211 | 11708.3699 | 11170.9921 | 11102.7365 | 13024.4556 | 11225.5072 | 10792.5294 | 9998.4602
NEM | Wind | 30055.993 | 38791.2854 | 38089.318 | 41134.9497 | 46749.5877 | 49139.693 | 54305.7507 | 54989.6358 | 64438.7144 | 66404.6181 | 70023.042 | 76309.7854 | 75111.4629 | 82637.4288 | 89352.5301 | 94754.6126 | 101407.5671 | 99786.2393 | 100961.0037 | 98944.8186 | 98049.9174 | 97955.4728 | 105277.218 | 107734.8295 | 112629.416 | 114248.9214 | 117657.3261 | 120785.3392 | 122018.8084
NEM | Solar PV | 14501.0477 | 17776.6279 | 18071.7982 | 17334.7622 | 17319.0889 | 20868.7671 | 21939.8445 | 20436.7132 | 28461.3776 | 29806.1508 | 30331.7604 | 30428.9164 | 29361.653 | 28613.3644 | 30517.0485 | 30270.8492 | 32248.8496 | 34836.412 | 38616.1537 | 43050.2807 | 45874.3619 | 55212.5961 | 53734.0803 | 55061.1136 | 54679.2184 | 55825.0802 | 57461.1979 | 60662.5841 | 61010.0849
NEM | Grid Battery | 212.2038 | 284.3722 | 305.4765 | 346.2587 | 342.6806 | 336.0823 | 324.5151 | 302.8153 | 279.5406 | 277.511 | 269.3787 | 280.5833 | 372.8262 | 347.4504 | 359.4594 | 359.6048 | 2864.5518 | 2866.4939 | 3757.5305 | 3717.3562 | 5217.3194 | 5107.1075 | 5115.4401 | 5217.6328 | 5190.9625 | 6439.483 | 6516.677 | 6527.0514 | 6253.9004
NEM | Pumped Hydro | 62.4513 | 182.6863 | 260.9964 | 1659.2702 | 5214.5713 | 5314.8045 | 5672.71 | 6537.3682 | 9925.2163 | 10596.6897 | 10214.0582 | 11342.41 | 10105.1517 | 10283.2011 | 10843.8053 | 10646.876 | 11552.9477 | 11142.406 | 12042.7454 | 12143.2114 | 13330.2078 | 15840.9718 | 15857.8825 | 16947.7509 | 16332.5938 | 15727.5945 | 15236.1467 | 17152.5449 | 17497.7825
NEM | VPP | 42.871 | 77.6467 | 108.0244 | 188.811 | 282.4654 | 384.7109 | 506.3142 | 636.8382 | 755.8548 | 923.7028 | 1130.2197 | 1396.3353 | 1550.425 | 1647.0262 | 1846.4554 | 1982.7863 | 1877.3285 | 1946.7698 | 2071.4934 | 2196.1336 | 2378.119 | 2505.5215 | 2569.5451 | 2805.1542 | 2782.2467 | 2686.1304 | 2766.4363 | 2871.6074 | 2287.2396
Total excluding storage |  | 177804.8303 | 177346.1456 | 176945.9521 | 177471.9883 | 177808.7728 | 175847.4278 | 176682.4147 | 181271.8892 | 182313.845 | 183480.2936 | 185700.6092 | 189417.6801 | 193109.2859 | 196148.0291 | 196489.3209 | 198483.8316 | 205135.1587 | 204817.4537 | 204276.7785 | 205715.3564 | 206857.211 | 210319.9049 | 212654.395 | 210270.0398 | 211505.7302 | 218039.9005 | 215804.7147 | 214259.3489 | 213198.1533
Region | Technology | 2021-22 | 2022-23 | 2023-24 | 2024-25 | 2025-26 | 2026-27 | 2027-28 | 2028-29 | 2029-30 | 2030-31 | 2031-32 | 2032-33 | 2033-34 | 2034-35 | 2035-36 | 2036-37 | 2037-38 | 2038-39 | 2039-40 | 2040-41 | 2041-42 | 2042-43 | 2043-44 | 2044-45 | 2045-46 | 2046-47 | 2047-48 | 2048-49 | 2049-50
NSW1 | Black Coal | 45416.4561 | 37828.4258 | 35079.9487 | 40359.3943 | 34056.6539 | 29578.5782 | 27615.3555 | 30463.6702 | 19343.9464 | 18695.3432 | 17928.583 | 10914.6407 | 13476.6776 | 12227.0851 | 5834.378 | 7248.2234 | 8070.613 | 7760.0962 | 7195.1915 | 6054.6163 | 5224.5772 | 0 | 0 | 0 | 0 | 0 | 0 | 0 | 0
NSW1 | Brown Coal | 0 | 0 | 0 | 0 | 0 | 0 | 0 | 0 | 0 | 0 | 0 | 0 | 0 | 0 | 0 | 0 | 0 | 0 | 0 | 0 | 0 | 0 | 0 | 0 | 0 | 0 | 0 | 0 | 0
NSW1 | CCGT | 33.6489 | 33.6489 | 101.3524 | 73.9752 | 63.5591 | 63.5591 | 64.1086 | 73.1051 | 63.5591 | 63.5591 | 63.7332 | 1053.8621 | 1009.0307 | 1193.2611 | 665.1499 | 691.5841 | 1461.6354 | 1574.0139 | 1328.867 | 1254.6378 | 1278.7163 | 1549.5977 | 28.7095 | 0.00014145 | 0.00014627 | 0.00015212 | 0.00015338 | 0.00022578 | 0.0002171
NSW1 | Gas - Steam | 0 | 0 | 0 | 0 | 0 | 0 | 0 | 0 | 0 | 0 | 0 | 0 | 0 | 0 | 0 | 0 | 0 | 0 | 0 | 0 | 0 | 0 | 0 | 0 | 0 | 0 | 0 | 0 | 0
NSW1 | OCGT / Diesel | 1.6112e-05 | 1.6667e-05 | 13.6502 | 49.1311 | 9.787 | 18.0626 | 7.7352 | 7.6689 | 2.3834e-05 | 2.4647e-05 | 2.6393e-05 | 47.2245 | 33.1062 | 38.1231 | 100.4976 | 62.8671 | 309.3776 | 526.2851 | 1104.121 | 1694.0145 | 919.6267 | 1362.5763 | 2674.2081 | 1410.725 | 1459.695 | 2112.3418 | 3499.3368 | 5297.9447 | 5113.8052
NSW1 | Hydro | 2052.0772 | 2182.7142 | 2016.6031 | 2950.4768 | 2923.3089 | 2679.9004 | 2743.6729 | 3923.039 | 2955.694 | 2596.7623 | 2714.3443 | 3030.4151 | 3361.2555 | 3465.3474 | 3560.5165 | 3319.4419 | 4282.0311 | 3427.1026 | 3176.2228 | 3149.7524 | 2862.3749 | 3498.456 | 3910.2799 | 3677.7109 | 3825.0281 | 4455.3944 | 3642.7018 | 3453.2536 | 3127.8218
NSW1 | Wind | 6252.6978 | 9567.2056 | 11494.9633 | 13637.625 | 17018.1377 | 17594.1042 | 19063.9023 | 18332.3785 | 25373.065 | 27264.8612 | 28491.4764 | 28687.743 | 27961.2283 | 30705.3463 | 35519.1288 | 35385.1175 | 31066.581 | 28278.9985 | 32046.9172 | 31894.9433 | 35083.1136 | 33238.6128 | 34560.2513 | 36012.9528 | 37390.4301 | 33427.7845 | 34056.932 | 35606.645 | 35421.3864
NSW1 | Solar PV | 5342.8113 | 6499.5899 | 6543.0229 | 6299.1528 | 6336.2577 | 9379.8968 | 10265.3026 | 10286.5613 | 17626.201 | 18623.9393 | 19041.3521 | 18905.8808 | 18343.504 | 17636.4792 | 19000.7897 | 18964.2525 | 19174.6976 | 20896.2738 | 22716.3291 | 23005.4697 | 22926.6095 | 28213.8203 | 27093.4076 | 28703.824 | 28618.6113 | 28175.0738 | 28957.3125 | 32751.3851 | 33103.1363
NSW1 | Grid Battery | 3.5283e-05 | 5.2864e-05 | 5.2929e-05 | 7.0295e-05 | 8.392e-05 | 9.416e-05 | 0.00011928 | 0.00013521 | 0.0032803 | 0.0033785 | 0.0032841 | 0.0034728 | 0.0033736 | 0.0033087 | 0.0034675 | 0.0034745 | 257.7144 | 253.8348 | 685.6813 | 667.5629 | 1362.5839 | 1341.2707 | 1351.7825 | 1382.165 | 1378.8696 | 1354.7401 | 1319.9779 | 1369.7452 | 1347.4949
NSW1 | Pumped Hydro | 30.1055 | 85.021 | 118.9599 | 1115.5569 | 4650.0122 | 4844.7643 | 5184.1513 | 5875.5705 | 9393.7492 | 10039.8246 | 9688.146 | 10647.2573 | 9478.0031 | 9690.5117 | 10189.7347 | 10021.4326 | 10064.0904 | 9628.136 | 10259.6946 | 10310.4131 | 10301.9428 | 10083.3253 | 10315.9852 | 11070.4532 | 10743.7132 | 10490.5844 | 9915.9291 | 10626.1729 | 10467.5383
NSW1 | VPP | 15.5418 | 29.8627 | 38.5951 | 72.9952 | 110.3068 | 147.8507 | 195.668 | 236.9806 | 279.1676 | 336.0873 | 395.3735 | 478.6133 | 537.1387 | 554.4059 | 620.1466 | 666.3894 | 665.3846 | 680.4381 | 735.2599 | 758.1605 | 821.6985 | 874.4212 | 901.6793 | 983.5535 | 991.9804 | 992.8209 | 989.9625 | 1069.4351 | 902.5802
Total excluding storage |  | 59097.6913 | 56111.5845 | 55249.5406 | 63369.7552 | 60407.7043 | 59314.1012 | 59760.0772 | 63086.423 | 65362.4654 | 67244.4651 | 68239.4891 | 62639.7663 | 64184.8023 | 65265.6423 | 64680.4605 | 65671.4864 | 64364.9356 | 62462.7702 | 67567.6485 | 67053.4341 | 68295.0182 | 67863.0631 | 68266.8564 | 69805.2129 | 71293.7646 | 68170.5947 | 70156.2832 | 77109.2287 | 76766.1499
Region | Technology | 2021-22 | 2022-23 | 2023-24 | 2024-25 | 2025-26 | 2026-27 | 2027-28 | 2028-29 | 2029-30 | 2030-31 | 2031-32 | 2032-33 | 2033-34 | 2034-35 | 2035-36 | 2036-37 | 2037-38 | 2038-39 | 2039-40 | 2040-41 | 2041-42 | 2042-43 | 2043-44 | 2044-45 | 2045-46 | 2046-47 | 2047-48 | 2048-49 | 2049-50
QLD1 | Black Coal | 41774.8689 | 38258.0973 | 40897.0035 | 39022.7845 | 39149.2206 | 37258.6312 | 34395.3566 | 34219.7451 | 32483.7581 | 31062.0487 | 30531.2587 | 31695.5397 | 33443.8936 | 31926.8198 | 31642.6956 | 29205.2717 | 23636.2213 | 23922.2491 | 22197.0205 | 22200.1118 | 21061.8063 | 17970.0255 | 14960.9675 | 12576.7196 | 10393.735 | 8690.4779 | 8233.6324 | 8001.0378 | 7259.3888
QLD1 | Brown Coal | 0 | 0 | 0 | 0 | 0 | 0 | 0 | 0 | 0 | 0 | 0 | 0 | 0 | 0 | 0 | 0 | 0 | 0 | 0 | 0 | 0 | 0 | 0 | 0 | 0 | 0 | 0 | 0 | 0
QLD1 | CCGT | 1104.025 | 1104.025 | 1232.2762 | 1497.5533 | 1353.0369 | 1345.0856 | 1403.3282 | 1814.8325 | 1332.8531 | 1411.9447 | 1721.519 | 3043.1671 | 3517.1648 | 3099.6172 | 2796.8111 | 2444.2387 | 3599.1458 | 3513.7942 | 2743.3688 | 2827.4839 | 2953.2481 | 3319.7979 | 3006.7862 | 2989.1254 | 1401.3013 | 960.5236 | 963.1553 | 960.5236 | 960.5236
QLD1 | Gas - Steam | 37.1158 | 37.1158 | 73.7192 | 72.804 | 72.804 | 72.804 | 73.0035 | 72.804 | 72.804 | 72.804 | 73.0035 | 72.804 | 77.6816 | 72.8046 | 73.0035 | 78.3936 | 163.932 | 176.3604 | 164.6198 | 167.5649 | 172.8563 | 211.335 | 181.4116 | 179.7058 | 219.3523 | 0 | 0 | 0 | 0
QLD1 | OCGT / Diesel | 2.7715e-05 | 2.8726e-05 | 0.29371 | 28.9327 | 13.5537 | 21.4332 | 27.7695 | 93.81 | 14.9684 | 28.5051 | 33.386 | 263.701 | 162.3498 | 86.4871 | 97.5919 | 212.6312 | 825.7726 | 694.6192 | 1232.2394 | 1220.0134 | 1238.6139 | 1754.1567 | 1774.0185 | 1681.2783 | 2245.2771 | 4473.1148 | 4143.2346 | 4251.3259 | 3040.506
QLD1 | Hydro | 693.4758 | 692.8765 | 694.4169 | 690.0791 | 688.626 | 687.9544 | 689.4151 | 685.1816 | 683.704 | 669.3348 | 683.5352 | 678.9147 | 678.0258 | 676.414 | 676.9198 | 673.5219 | 250.9025 | 252.0251 | 249.6344 | 250.0194 | 251.2151 | 0 | 0 | 0 | 0 | 0 | 0 | 0 | 0
QLD1 | Wind | 5390.7936 | 6758.0494 | 6451.4301 | 5695.9261 | 7063.4949 | 7224.4094 | 9974.9302 | 12795.9774 | 15030.7746 | 15429.0508 | 14893.8477 | 16918.3521 | 15804.3416 | 18507.4571 | 18301.8865 | 21994.8207 | 26779.5706 | 26531.1676 | 27060.9845 | 24924.1206 | 24911.9388 | 25589.2321 | 29712.3971 | 29423.1219 | 34299.8867 | 36064.1842 | 35874.8336 | 36077.4576 | 37341.8536
QLD1 | Solar PV | 5555.0976 | 7538.3561 | 7681.7432 | 7343.2049 | 7448.1656 | 7800.5726 | 7893.2134 | 6593.3673 | 7142.01 | 7427.2552 | 7545.9946 | 7659.7083 | 7327.5941 | 7442.0829 | 7813.575 | 7531.2367 | 9375.1603 | 10115.889 | 10534.7773 | 12164.1769 | 13684.8765 | 18423.4701 | 17885.346 | 17992.8577 | 17589.966 | 19350.2511 | 20185.3823 | 19569.2304 | 19681.835
QLD1 | Grid Battery | 2.4854e-05 | 21.7453 | 25.6815 | 31.8899 | 33.8767 | 33.1308 | 32.3443 | 31.629 | 30.2256 | 30.84 | 29.9323 | 30.5364 | 162.1717 | 167.5631 | 166.823 | 166.7277 | 1962.3054 | 1976.7505 | 1983.9008 | 1990.4169 | 2035.2861 | 2013.6967 | 2020.6838 | 2030.2992 | 2012.7664 | 3343.5168 | 3483.9517 | 3472.762 | 3338.135
QLD1 | Pumped Hydro | 32.3458 | 97.6653 | 142.0363 | 543.7132 | 564.5589 | 470.04 | 488.5584 | 661.7974 | 531.4669 | 556.8649 | 525.9119 | 695.1522 | 627.1482 | 592.6889 | 654.07 | 625.4428 | 1365.3334 | 1391.2826 | 1446.1172 | 1493.4628 | 1704.0925 | 4481.735 | 4299.4918 | 4482.4419 | 4210.0609 | 3911.592 | 4003.8637 | 4127.9586 | 4758.6357
QLD1 | VPP | 6.7278 | 11.6451 | 18.2215 | 35.6453 | 57.1809 | 77.6346 | 102.8134 | 132.7401 | 159.1605 | 200.5748 | 246.2565 | 307.6102 | 336.2731 | 379.7211 | 417.6219 | 448.3938 | 361.142 | 396.85 | 429.4406 | 472.6595 | 535.6788 | 570.3387 | 601.544 | 630.3179 | 592.3823 | 502.277 | 568.8458 | 581.463 | 367.128
Total excluding storage |  | 54555.3768 | 54388.5201 | 57030.8828 | 54351.2845 | 55788.9016 | 54410.8905 | 54457.0164 | 56275.7178 | 56760.8721 | 56100.9433 | 55482.5447 | 60332.187 | 61011.0513 | 61811.6827 | 61402.4834 | 62140.1145 | 64630.705 | 65206.1047 | 64182.6448 | 63753.4909 | 64274.555 | 67268.0173 | 67520.9269 | 64842.8088 | 66149.5183 | 69538.5516 | 69400.2381 | 68859.5753 | 68284.107
Region | Technology | 2021-22 | 2022-23 | 2023-24 | 2024-25 | 2025-26 | 2026-27 | 2027-28 | 2028-29 | 2029-30 | 2030-31 | 2031-32 | 2032-33 | 2033-34 | 2034-35 | 2035-36 | 2036-37 | 2037-38 | 2038-39 | 2039-40 | 2040-41 | 2041-42 | 2042-43 | 2043-44 | 2044-45 | 2045-46 | 2046-47 | 2047-48 | 2048-49 | 2049-50
VIC1 | Black Coal | 0 | 0 | 0 | 0 | 0 | 0 | 0 | 0 | 0 | 0 | 0 | 0 | 0 | 0 | 0 | 0 | 0 | 0 | 0 | 0 | 0 | 0 | 0 | 0 | 0 | 0 | 0 | 0 | 0
VIC1 | Brown Coal | 29664.0746 | 28068.4052 | 28502.6147 | 20748.8003 | 21159.9973 | 21122.0161 | 20428.8386 | 20420.2366 | 19979.0336 | 21106.0779 | 20710.2325 | 20416.6918 | 21117.354 | 20256.7534 | 21147.3166 | 19936.3141 | 18501.134 | 18686.5195 | 15858.5501 | 16470.9043 | 18401.4666 | 18490.8369 | 17764.1245 | 16820.4125 | 16833.3233 | 18009.6263 | 11778.3488 | 0 | 0
VIC1 | CCGT | 1.5992e-05 | 1.5808e-05 | 1.6599e-05 | 2.0199e-05 | 2.042e-05 | 2.0214e-05 | 2.147e-05 | 2.3872e-05 | 2.3572e-05 | 2.3557e-05 | 2.4803e-05 | 4.1817e-05 | 4.2116e-05 | 4.2362e-05 | 4.1302e-05 | 4.1609e-05 | 6.273e-05 | 6.4026e-05 | 7.5212e-05 | 7.3593e-05 | 8.0214e-05 | 8.2775e-05 | 8.4754e-05 | 8.3044e-05 | 8.588e-05 | 8.7716e-05 | 9.5782e-05 | 0.00028546 | 0.00027931
VIC1 | Gas - Steam | 7.7254 | 2.9296 | 9.5375 | 22.0325 | 7.7318 | 17.2577 | 11.5748 | 29.9545 | 1.0599 | 6.518 | 1.2487 | 49.8496 | 34.8965 | 52.6642 | 71.7804 | 74.1481 | 147.599 | 202.2717 | 0 | 0 | 0 | 0 | 0 | 0 | 0 | 0 | 0 | 0 | 0
VIC1 | OCGT / Diesel | 7.2627 | 2.7477e-05 | 8.7477 | 6.7604 | 2.6236 | 14.2838 | 10.2792 | 10.6649 | 4.418e-05 | 4.4412e-05 | 4.7287e-05 | 43.6333 | 24.1583 | 24.8615 | 38.7584 | 20.5882 | 82.7548 | 53.2954 | 409.4935 | 264.5624 | 168.7457 | 88.1243 | 483.9266 | 180.1033 | 165.0006 | 140.2374 | 74.4526 | 2366.6408 | 2625.1486
VIC1 | Hydro | 2768.1163 | 2782.5999 | 2522.9107 | 3116.571 | 3187.515 | 3024.2046 | 3066.535 | 3859.6265 | 3206.8896 | 2739.4788 | 2759.1536 | 2491.5234 | 3066.6601 | 3164.708 | 2996.0752 | 3008.738 | 3797.5569 | 3158.0103 | 2714.5043 | 2712.3418 | 2460.9309 | 3022.1206 | 3128.8889 | 2951.743 | 2972.7351 | 3743.8559 | 3112.0249 | 2666.2155 | 2674.146
VIC1 | Wind | 10812.2103 | 13786.9139 | 11860.5141 | 12278.5352 | 12591.7879 | 12999.9336 | 13364.1813 | 12108.2586 | 12221.515 | 11814.4736 | 13262.1552 | 13829.3777 | 14060.8823 | 15873.785 | 16474.6992 | 18038.6326 | 22739.7671 | 23177.4481 | 21230.1258 | 20478.3166 | 18176.1074 | 19731.4665 | 22303.879 | 22795.564 | 21382.6136 | 24778.764 | 27660.5868 | 28847.9164 | 28321.5436
VIC1 | Solar PV | 2656.001 | 2637.0691 | 2737.6052 | 2624.947 | 2493.1716 | 2622.0228 | 2682.056 | 2511.5757 | 2603.9089 | 2656.0214 | 2640.7454 | 2742.2001 | 2623.413 | 2493.1749 | 2634.7848 | 2677.9187 | 2511.5757 | 2600.0616 | 3878.5263 | 5887.0712 | 7014.4309 | 6383.6464 | 6344.3719 | 6266.5732 | 6351.6897 | 6387.1706 | 6425.1251 | 6568.8245 | 6585.5275
VIC1 | Grid Battery | 111.7718 | 162.989 | 170.2061 | 198.8035 | 196.1518 | 195.104 | 188.9959 | 172.3323 | 158.9744 | 158.4858 | 154.0949 | 162.2111 | 125.5565 | 116.039 | 125.556 | 125.6438 | 114.4591 | 110.6799 | 329.0051 | 326.288 | 751.1418 | 691.7303 | 685.4406 | 730.3862 | 713.644 | 703.9421 | 694.9157 | 676.8514 | 646.9757
VIC1 | Pumped Hydro | 0 | 0 | 4.8585e-05 | 6.1375e-05 | 6.0968e-05 | 6.5078e-05 | 6.4073e-05 | 7.0388e-05 | 6.9364e-05 | 7.2066e-05 | 7.6567e-05 | 0.00020345 | 0.00019431 | 0.0001897 | 0.00020374 | 0.00020228 | 123.5234 | 122.9869 | 336.9331 | 339.335 | 1324.172 | 1275.911 | 1242.405 | 1394.8553 | 1378.819 | 1325.4175 | 1316.3533 | 2398.4126 | 2271.6077
VIC1 | VPP | 10.0155 | 17.3009 | 25.8708 | 47.265 | 70.8655 | 99.548 | 133.2685 | 176.0419 | 217.2442 | 268.2662 | 340.1157 | 431.6131 | 481.7312 | 505.1418 | 576.2508 | 621.2211 | 624.9398 | 636.5349 | 662.0558 | 712.1839 | 751.6541 | 780.3363 | 779.6256 | 885.0397 | 884.5503 | 886.8264 | 901.7553 | 916.62 | 771.2176
Total excluding storage |  | 45915.3903 | 47277.9177 | 45641.93 | 38797.6464 | 39442.8273 | 39799.7186 | 39563.4648 | 38940.3167 | 38012.407 | 38322.5698 | 39373.5355 | 39573.2759 | 40927.3643 | 41865.9471 | 43363.4147 | 43756.3397 | 47780.3875 | 47877.6066 | 44091.2 | 45813.1963 | 46221.6816 | 47716.1947 | 50025.191 | 49014.3962 | 47705.3625 | 53059.6543 | 49050.5383 | 40449.5974 | 40206.366
Region | Technology | 2021-22 | 2022-23 | 2023-24 | 2024-25 | 2025-26 | 2026-27 | 2027-28 | 2028-29 | 2029-30 | 2030-31 | 2031-32 | 2032-33 | 2033-34 | 2034-35 | 2035-36 | 2036-37 | 2037-38 | 2038-39 | 2039-40 | 2040-41 | 2041-42 | 2042-43 | 2043-44 | 2044-45 | 2045-46 | 2046-47 | 2047-48 | 2048-49 | 2049-50
SA1 | Black Coal | 0 | 0 | 0 | 0 | 0 | 0 | 0 | 0 | 0 | 0 | 0 | 0 | 0 | 0 | 0 | 0 | 0 | 0 | 0 | 0 | 0 | 0 | 0 | 0 | 0 | 0 | 0 | 0 | 0
SA1 | Brown Coal | 0 | 0 | 0 | 0 | 0 | 0 | 0 | 0 | 0 | 0 | 0 | 0 | 0 | 0 | 0 | 0 | 0 | 0 | 0 | 0 | 0 | 0 | 0 | 0 | 0 | 0 | 0 | 0 | 0
SA1 | CCGT | 1114.8326 | 1114.8326 | 572.9123 | 449.5019 | 449.5019 | 449.5019 | 450.7334 | 449.5019 | 449.5019 | 449.5019 | 450.7334 | 877.3745 | 984.3603 | 1146.1998 | 627.3566 | 775.8857 | 7.205e-05 | 7.2821e-05 | 7.7774e-05 | 7.582e-05 | 0.00010236 | 0.00010583 | 0.00011427 | 0.00010685 | 0.00011059 | 0.00011305 | 0.00011439 | 0.00014582 | 0.00014197
SA1 | Gas - Steam | 653.873 | 673.513 | 648.3427 | 81.5731 | 81.5731 | 81.5731 | 81.7966 | 81.5731 | 81.5731 | 81.5731 | 81.7966 | 210.6485 | 175.4259 | 477.0359 | 0 | 0 | 0 | 0 | 0 | 0 | 0 | 0 | 0 | 0 | 0 | 0 | 0 | 0 | 0
SA1 | OCGT / Diesel | 45.3178 | 24.0394 | 96.5573 | 16.7075 | 10.3386 | 27.3668 | 13.9696 | 36.0293 | 1.9946 | 4.4645 | 5.8644 | 192.958 | 173.1819 | 360.9131 | 180.4243 | 184.321 | 527.2463 | 646.1224 | 745.9342 | 703.4943 | 645.3535 | 875.1645 | 1060.5741 | 465.0342 | 376.6744 | 555.1211 | 768.5227 | 1141.1367 | 1171.4268
SA1 | Hydro | 0 | 0 | 0 | 0 | 0 | 0 | 0 | 0 | 0 | 0 | 0 | 0 | 0 | 0 | 0 | 0 | 0 | 0 | 0 | 0 | 0 | 0 | 0 | 0 | 0 | 0 | 0 | 0 | 0
SA1 | Wind | 6274.1428 | 7076.4362 | 6263.3903 | 6931.1309 | 6777.011 | 7421.8611 | 7349.2294 | 6939.736 | 6511.8653 | 6279.8329 | 6627.2835 | 10149.8686 | 10154.6139 | 9640.2165 | 10762.525 | 10475.4337 | 12186.6788 | 13022.8572 | 11972.1996 | 12345.2982 | 11026.6265 | 10623.6953 | 9586.5828 | 10596.9196 | 10399.6733 | 11312.8219 | 11416.0633 | 12100.544 | 12629.9307
SA1 | Solar PV | 947.1378 | 1101.6128 | 1109.4269 | 1067.4575 | 1041.494 | 1066.2749 | 1099.2724 | 1045.2088 | 1089.2577 | 1098.9348 | 1103.6682 | 1121.1272 | 1067.1418 | 1041.6274 | 1067.8989 | 1097.4413 | 1187.416 | 1224.1875 | 1486.521 | 1993.5628 | 2248.4449 | 2191.6591 | 2410.9547 | 2097.8586 | 2118.9513 | 1912.5846 | 1893.3779 | 1773.144 | 1639.586
SA1 | Grid Battery | 100.432 | 99.6378 | 109.5888 | 115.5652 | 112.652 | 107.8474 | 103.1747 | 98.8537 | 90.3373 | 88.1817 | 85.3482 | 87.8321 | 85.0945 | 63.8448 | 67.0767 | 67.2296 | 530.0727 | 525.2286 | 758.943 | 733.0881 | 1068.3073 | 1060.4096 | 1057.5329 | 1074.7821 | 1085.6821 | 1037.2836 | 1017.8314 | 1007.6924 | 921.2943
SA1 | Pumped Hydro | 0 | 0 | 3.9154e-05 | 3.7989e-05 | 3.763e-05 | 3.9518e-05 | 4.0074e-05 | 4.3694e-05 | 4.3803e-05 | 4.6239e-05 | 4.8218e-05 | 7.5491e-05 | 7.4001e-05 | 7.3094e-05 | 8.5616e-05 | 9.0674e-05 | 0.00012703 | 0.00012752 | 0.00013116 | 0.0001332 | 0.00018584 | 0.00018377 | 0.00018474 | 0.00022116 | 0.00021762 | 0.00021326 | 0.00021391 | 0.00021809 | 0.00021891
SA1 | VPP | 10.3413 | 18.0383 | 24.7974 | 31.9033 | 42.3692 | 56.7665 | 70.7773 | 86.1337 | 93.623 | 110.7108 | 132.781 | 158.3718 | 172.624 | 179.4243 | 199.5977 | 207.9192 | 185.9366 | 191.0911 | 201.2614 | 202.5047 | 216.8916 | 223.6223 | 230.3353 | 246.9065 | 249.8186 | 242.4724 | 244.2136 | 242.2249 | 187.4001
Total excluding storage |  | 9035.3041 | 9990.4339 | 8690.6296 | 8546.3709 | 8359.9186 | 9046.5778 | 8995.0014 | 8552.0491 | 8134.1926 | 7914.3071 | 8269.346 | 12551.9768 | 12554.7238 | 12665.9927 | 12638.2049 | 12533.0818 | 13901.3413 | 14893.1672 | 14204.6548 | 15042.3553 | 13920.425 | 13690.519 | 13058.1117 | 13159.8125 | 12895.2991 | 13780.5277 | 14077.964 | 15014.8249 | 15440.9437
Region | Technology | 2021-22 | 2022-23 | 2023-24 | 2024-25 | 2025-26 | 2026-27 | 2027-28 | 2028-29 | 2029-30 | 2030-31 | 2031-32 | 2032-33 | 2033-34 | 2034-35 | 2035-36 | 2036-37 | 2037-38 | 2038-39 | 2039-40 | 2040-41 | 2041-42 | 2042-43 | 2043-44 | 2044-45 | 2045-46 | 2046-47 | 2047-48 | 2048-49 | 2049-50
TAS1 | Black Coal | 0 | 0 | 0 | 0 | 0 | 0 | 0 | 0 | 0 | 0 | 0 | 0 | 0 | 0 | 0 | 0 | 0 | 0 | 0 | 0 | 0 | 0 | 0 | 0 | 0 | 0 | 0 | 0 | 0
TAS1 | Brown Coal | 0 | 0 | 0 | 0 | 0 | 0 | 0 | 0 | 0 | 0 | 0 | 0 | 0 | 0 | 0 | 0 | 0 | 0 | 0 | 0 | 0 | 0 | 0 | 0 | 0 | 0 | 0 | 0 | 0
TAS1 | CCGT | 1.3811e-05 | 1.3651e-05 | 1.3933e-05 | 1.3938e-05 | 1.3812e-05 | 1.3946e-05 | 1.444e-05 | 1.4875e-05 | 1.5428e-05 | 1.5574e-05 | 1.5415e-05 | 1.5944e-05 | 1.6187e-05 | 1.6653e-05 | 1.7291e-05 | 1.7894e-05 | 1.8699e-05 | 1.9463e-05 | 2.114e-05 | 2.1297e-05 | 2.2379e-05 | 2.3199e-05 | 2.4308e-05 | 2.534e-05 | 2.6371e-05 | 2.7618e-05 | 2.8935e-05 | 3.0625e-05 | 3.1437e-05
TAS1 | Gas - Steam | 0 | 0 | 0 | 0 | 0 | 0 | 0 | 0 | 0 | 0 | 0 | 0 | 0 | 0 | 0 | 0 | 0 | 0 | 0 | 0 | 0 | 0 | 0 | 0 | 0 | 0 | 0 | 0 | 0
TAS1 | OCGT / Diesel | 1.0832e-05 | 1.0457e-05 | 1.097e-05 | 1.112e-05 | 1.0854e-05 | 1.1445e-05 | 1.1881e-05 | 1.2288e-05 | 1.2839e-05 | 1.317e-05 | 1.2576e-05 | 0.22465 | 1.355e-05 | 1.3976e-05 | 1.447e-05 | 1.4934e-05 | 1.5721e-05 | 1.6116e-05 | 1.7074e-05 | 1.4337e-05 | 0.058405 | 1.5511e-05 | 1.6222e-05 | 1.7076e-05 | 1.7444e-05 | 1.8443e-05 | 1.9255e-05 | 0.28599 | 2.0826e-05
TAS1 | Hydro | 7874.9193 | 7975.009 | 8313.949 | 9815.1987 | 10510.2649 | 9376.7549 | 9353.3473 | 9604.0971 | 8742.4132 | 8281.6084 | 7587.4146 | 7595.8054 | 7300.9473 | 6628.1404 | 6110.4667 | 5522.201 | 5822.8197 | 5602.037 | 5579.8536 | 4750.7398 | 5293.3416 | 5009.6445 | 4669.201 | 4541.5382 | 4304.9733 | 4825.2053 | 4470.7805 | 4673.0603 | 4196.4924
TAS1 | Wind | 1326.1485 | 1602.6803 | 2019.0202 | 2591.7325 | 3299.1561 | 3899.3848 | 4553.5075 | 4813.2854 | 5301.4946 | 5616.3997 | 6748.2793 | 6724.444 | 7130.3968 | 7910.6239 | 8294.2906 | 8860.6082 | 8634.9695 | 8775.768 | 8650.7766 | 9302.1398 | 8852.1311 | 8772.4661 | 9114.1079 | 8906.2711 | 9156.8122 | 8665.3668 | 8648.9103 | 8152.7762 | 8304.094
TAS1 | Solar PV | 2.313e-06 | 3.8719e-06 | 5.4493e-06 | 9.8911e-06 | 1.098e-05 | 1.4532e-05 | 1.7419e-05 | 2.0263e-05 | 2.7962e-05 | 3.3502e-05 | 2.7703e-05 | 2.7783e-05 | 2.8164e-05 | 2.4467e-05 | 2.6063e-05 | 2.4878e-05 | 2.7292e-05 | 3.5295e-05 | 6.0288e-05 | 0.00013459 | 0.0001348 | 0.00013472 | 0.00011905 | 0.00012693 | 0.00012104 | 0.00012235 | 0.0001286 | 0.00012595 | 0.00012214
TAS1 | Grid Battery | 2.4581e-05 | 3.4703e-05 | 3.428e-05 | 4.1362e-05 | 6.0255e-05 | 6.0986e-05 | 7.2289e-05 | 8.4862e-05 | 9.6759e-05 | 0.00010183 | 0.00012834 | 0.00014779 | 0.00014893 | 0.00015152 | 0.0001661 | 0.0001702 | 0.00019186 | 0.00020131 | 0.00026588 | 0.00026865 | 0.0002619 | 0.00026201 | 0.00028425 | 0.00030618 | 0.00031628 | 0.00033351 | 0.00035372 | 0.00042093 | 0.00041315
TAS1 | Pumped Hydro | 0 | 0 | 9.3866e-05 | 9.9102e-05 | 0.00011572 | 0.00012095 | 0.00012728 | 0.00013524 | 0.00014152 | 0.00015055 | 0.00017996 | 0.00020606 | 0.00020783 | 0.00021327 | 0.00022565 | 0.00023929 | 0.0002542 | 0.00026565 | 0.00032337 | 0.00032641 | 0.00032917 | 0.00033348 | 0.00035522 | 0.00037556 | 0.00038782 | 0.00040466 | 0.00042577 | 0.00047882 | 0.00048446
TAS1 | VPP | 0.24469 | 0.79965 | 0.53963 | 1.0022 | 1.7431 | 2.911 | 3.7871 | 4.9419 | 6.6596 | 8.0637 | 15.693 | 20.1268 | 22.658 | 28.3332 | 32.8384 | 38.8629 | 39.9255 | 41.8556 | 43.4757 | 50.625 | 52.196 | 56.803 | 56.3609 | 59.3366 | 63.515 | 61.7338 | 61.6591 | 61.8645 | 58.9137
Total excluding storage |  | 9201.0678 | 9577.6893 | 10332.9692 | 12406.9313 | 13809.4211 | 13276.1397 | 13906.8549 | 14417.3825 | 14043.9078 | 13898.0082 | 14335.6939 | 14320.4741 | 14431.3442 | 14538.7643 | 14404.7574 | 14382.8092 | 14457.7892 | 14377.8051 | 14230.6303 | 14052.8797 | 14145.5312 | 13782.1108 | 13783.309 | 13447.8095 | 13461.7857 | 13490.5723 | 13119.691 | 12826.1227 | 12500.5866
Explicitly modelled pumping
Region | Technology | 2021-22 | 2022-23 | 2023-24 | 2024-25 | 2025-26 | 2026-27 | 2027-28 | 2028-29 | 2029-30 | 2030-31 | 2031-32 | 2032-33 | 2033-34 | 2034-35 | 2035-36 | 2036-37 | 2037-38 | 2038-39 | 2039-40 | 2040-41 | 2041-42 | 2042-43 | 2043-44 | 2044-45 | 2045-46 | 2046-47 | 2047-48 | 2048-49 | 2049-50
NEM | Grid Battery pump | 261.2154 | 351.9648 | 376.1447 | 428.0336 | 422.5334 | 414.8917 | 401.5498 | 372.9321 | 345.1117 | 342.6061 | 333.2722 | 345.8741 | 452.4206 | 421.0722 | 435.6227 | 435.9835 | 3389.0359 | 3379.2015 | 4429.1637 | 4391.7925 | 6135.0987 | 6019.1275 | 6017.0249 | 6140.8005 | 6118.1923 | 7578.0336 | 7671.4445 | 7679.9145 | 7351.8069
NEM | Pumped Hydro Pump | 180.592 | 588.4927 | 769.4011 | 3621.4341 | 7213.5896 | 7706.4048 | 8649.4172 | 9634.2606 | 13764.0728 | 14732.8355 | 14581.3212 | 16243.2199 | 15024.8683 | 14609.6928 | 15986.5943 | 15899.2125 | 16536.932 | 16032.2917 | 17033.2244 | 17827.5959 | 18747.6349 | 22445.344 | 22159.1966 | 23946.9795 | 23704.6398 | 22275.2302 | 21572.1629 | 24038.7796 | 23929.127
NEM | VPP pump | 51.4554 | 93.4203 | 129.4302 | 226.8128 | 338.881 | 461.694 | 608.7781 | 763.2757 | 907.2054 | 1108.6628 | 1359.6074 | 1673.0346 | 1860.8306 | 1978.6148 | 2214.2656 | 2379.9536 | 2256.7226 | 2338.221 | 2481.0289 | 2642.8753 | 2849.0797 | 3010.4975 | 3080.2874 | 3366.5368 | 3345.6744 | 3218.0923 | 3327.3267 | 3440.8124 | 2742.7206
Region | Technology | 2021-22 | 2022-23 | 2023-24 | 2024-25 | 2025-26 | 2026-27 | 2027-28 | 2028-29 | 2029-30 | 2030-31 | 2031-32 | 2032-33 | 2033-34 | 2034-35 | 2035-36 | 2036-37 | 2037-38 | 2038-39 | 2039-40 | 2040-41 | 2041-42 | 2042-43 | 2043-44 | 2044-45 | 2045-46 | 2046-47 | 2047-48 | 2048-49 | 2049-50
NSW1 | Grid Battery pump | 4.1886e-05 | 6.2736e-05 | 6.2763e-05 | 8.3402e-05 | 9.9579e-05 | 0.00011168 | 0.00014162 | 0.00016033 | 0.0039493 | 0.0040674 | 0.0039647 | 0.0041703 | 0.0040546 | 0.0039864 | 0.0041642 | 0.0041794 | 304.0174 | 298.6292 | 805.8601 | 787.6007 | 1600.8074 | 1578.1798 | 1590.1179 | 1626.0766 | 1626.0169 | 1589.9945 | 1557.3601 | 1607.0201 | 1585.288
NSW1 | Pumped Hydro Pump | 135.4997 | 444.963 | 567.2187 | 2841.2467 | 6401.2576 | 7031.8433 | 7946.0737 | 8684.3483 | 13000.2649 | 13932.4274 | 13823.9239 | 15245.8404 | 14123.5501 | 13757.5222 | 15046.9611 | 15000.3452 | 14590.319 | 14067.8638 | 14727.3693 | 15441.3734 | 14855.172 | 15143.0835 | 15170.4639 | 16528.2399 | 16629.1052 | 15670.0875 | 14864.2912 | 15816.9484 | 15153.3078
NSW1 | VPP pump | 18.6538 | 35.9269 | 46.2387 | 87.6545 | 132.3514 | 177.456 | 235.2246 | 284.0566 | 335.0674 | 403.3847 | 475.814 | 573.1778 | 644.6941 | 666.5461 | 743.196 | 799.8256 | 800.8473 | 816.8206 | 880.1258 | 912.6506 | 985.3207 | 1048.0544 | 1081.9232 | 1180.4979 | 1193.4491 | 1188.7842 | 1191.7814 | 1279.985 | 1083.3108
Region | Technology | 2021-22 | 2022-23 | 2023-24 | 2024-25 | 2025-26 | 2026-27 | 2027-28 | 2028-29 | 2029-30 | 2030-31 | 2031-32 | 2032-33 | 2033-34 | 2034-35 | 2035-36 | 2036-37 | 2037-38 | 2038-39 | 2039-40 | 2040-41 | 2041-42 | 2042-43 | 2043-44 | 2044-45 | 2045-46 | 2046-47 | 2047-48 | 2048-49 | 2049-50
QLD1 | Grid Battery pump | 2.9253e-05 | 26.8401 | 31.6127 | 39.3702 | 41.8477 | 40.8775 | 39.9512 | 39.0281 | 37.3155 | 38.0741 | 37.0522 | 37.6005 | 192.5114 | 199.0124 | 197.8002 | 197.8639 | 2316.6084 | 2320.3641 | 2335.4489 | 2344.4177 | 2391.7031 | 2371.5276 | 2377.9353 | 2386.6567 | 2366.758 | 3942.3513 | 4089.9644 | 4093.954 | 3918.8657
QLD1 | Pumped Hydro Pump | 45.0923 | 143.5297 | 202.1822 | 780.1872 | 812.3317 | 674.5612 | 703.3432 | 949.912 | 763.8076 | 800.4077 | 757.3969 | 997.3789 | 901.3176 | 852.1701 | 939.6325 | 898.8667 | 1792.2082 | 1809.9244 | 1885.4575 | 1960.0378 | 2239.2627 | 5700.1942 | 5442.9024 | 5673.2632 | 5345.5359 | 4956.7508 | 5054.0486 | 5232.1953 | 5936.3089
QLD1 | VPP pump | 8.075 | 14.0173 | 21.8297 | 42.7828 | 68.6802 | 93.1303 | 123.5299 | 159.1903 | 191.0304 | 240.7374 | 296.2769 | 368.4948 | 403.6076 | 456.4268 | 500.5742 | 538.1792 | 434.8495 | 474.9211 | 515.4307 | 568.2736 | 641.9718 | 685.4873 | 722.2655 | 756.0063 | 710.3096 | 604.2156 | 681.3864 | 700.4044 | 438.1302
Region | Technology | 2021-22 | 2022-23 | 2023-24 | 2024-25 | 2025-26 | 2026-27 | 2027-28 | 2028-29 | 2029-30 | 2030-31 | 2031-32 | 2032-33 | 2033-34 | 2034-35 | 2035-36 | 2036-37 | 2037-38 | 2038-39 | 2039-40 | 2040-41 | 2041-42 | 2042-43 | 2043-44 | 2044-45 | 2045-46 | 2046-47 | 2047-48 | 2048-49 | 2049-50
VIC1 | Grid Battery pump | 137.5301 | 201.81 | 209.542 | 245.8634 | 241.7358 | 240.8692 | 233.9172 | 212.167 | 196.2647 | 195.6615 | 190.8296 | 199.6716 | 155.0312 | 143.2348 | 155.0074 | 155.1158 | 141.3075 | 137.132 | 393.2637 | 391.5288 | 884.8982 | 816.1592 | 804.0419 | 859.7485 | 841.4694 | 825.8082 | 819.9067 | 793.9369 | 761.1479
VIC1 | Pumped Hydro Pump | 0 | 0 | 6.0823e-05 | 7.677e-05 | 7.6163e-05 | 8.126e-05 | 8.0326e-05 | 8.7763e-05 | 8.686e-05 | 9.0017e-05 | 9.5903e-05 | 0.00025448 | 0.00024284 | 0.00023705 | 0.00025434 | 0.00025285 | 154.4043 | 154.503 | 420.397 | 426.1841 | 1653.1996 | 1602.0656 | 1545.8295 | 1745.4757 | 1729.9979 | 1648.3911 | 1653.8223 | 2989.635 | 2839.5095
VIC1 | VPP pump | 12.021 | 20.8141 | 31.0022 | 56.8205 | 84.9642 | 119.4813 | 160.3068 | 210.9391 | 260.7447 | 321.9832 | 409.2946 | 516.9635 | 578.2239 | 606.2581 | 691.6379 | 745.6129 | 750.0763 | 766.1956 | 792.4218 | 857.3138 | 899.6395 | 939.4636 | 932.8613 | 1062.2579 | 1064.9525 | 1061.1205 | 1085.8335 | 1096.649 | 925.6444
Region | Technology | 2021-22 | 2022-23 | 2023-24 | 2024-25 | 2025-26 | 2026-27 | 2027-28 | 2028-29 | 2029-30 | 2030-31 | 2031-32 | 2032-33 | 2033-34 | 2034-35 | 2035-36 | 2036-37 | 2037-38 | 2038-39 | 2039-40 | 2040-41 | 2041-42 | 2042-43 | 2043-44 | 2044-45 | 2045-46 | 2046-47 | 2047-48 | 2048-49 | 2049-50
SA1 | Grid Battery pump | 123.6851 | 123.3146 | 134.9898 | 142.7999 | 138.9497 | 133.1449 | 127.6811 | 121.7367 | 111.5275 | 108.8663 | 105.3864 | 108.5976 | 104.8738 | 78.8208 | 82.8107 | 82.9994 | 627.1024 | 623.076 | 894.5907 | 868.245 | 1257.6897 | 1253.2606 | 1244.9295 | 1268.3183 | 1283.9476 | 1219.8792 | 1204.2129 | 1185.003 | 1086.5048
SA1 | Pumped Hydro Pump | 0 | 0 | 4.8963e-05 | 4.756e-05 | 4.6999e-05 | 4.935e-05 | 5.0238e-05 | 5.4483e-05 | 5.4864e-05 | 5.7746e-05 | 6.0301e-05 | 9.4443e-05 | 9.2485e-05 | 9.127e-05 | 0.00010696 | 0.00011335 | 0.00015879 | 0.00015998 | 0.00016335 | 0.00016714 | 0.00023166 | 0.00023037 | 0.00023038 | 0.00027675 | 0.00027259 | 0.00026558 | 0.00026844 | 0.00027156 | 0.00027402
SA1 | VPP pump | 12.412 | 21.6971 | 29.716 | 38.3421 | 50.8025 | 68.1333 | 85.1366 | 103.1939 | 112.3699 | 132.8793 | 159.3865 | 190.1435 | 207.1123 | 215.3518 | 239.5647 | 249.5525 | 223.1681 | 230.047 | 240.8694 | 243.8189 | 259.5563 | 269.1784 | 275.6786 | 296.6058 | 300.515 | 290.0918 | 294.0937 | 289.7481 | 224.9248
Region | Technology | 2021-22 | 2022-23 | 2023-24 | 2024-25 | 2025-26 | 2026-27 | 2027-28 | 2028-29 | 2029-30 | 2030-31 | 2031-32 | 2032-33 | 2033-34 | 2034-35 | 2035-36 | 2036-37 | 2037-38 | 2038-39 | 2039-40 | 2040-41 | 2041-42 | 2042-43 | 2043-44 | 2044-45 | 2045-46 | 2046-47 | 2047-48 | 2048-49 | 2049-50
TAS1 | Grid Battery pump | 2.8927e-05 | 4.0841e-05 | 4.0329e-05 | 4.8669e-05 | 7.0895e-05 | 7.1744e-05 | 8.5062e-05 | 9.9806e-05 | 0.00011388 | 0.00011975 | 0.00015105 | 0.00017389 | 0.00017521 | 0.00017827 | 0.00019538 | 0.00020029 | 0.00022567 | 0.00023686 | 0.00031283 | 0.00031609 | 0.00030807 | 0.00030832 | 0.0003344 | 0.00036018 | 0.00037227 | 0.00039223 | 0.00041624 | 0.00049514 | 0.00048603
TAS1 | Pumped Hydro Pump | 0 | 0 | 0.00011769 | 0.00012391 | 0.00014467 | 0.00015113 | 0.00015924 | 0.00016878 | 0.00017721 | 0.00018781 | 0.00022539 | 0.00025769 | 0.00025973 | 0.0002667 | 0.0002819 | 0.00029939 | 0.00031759 | 0.00033209 | 0.00040424 | 0.0004085 | 0.0004113 | 0.00041703 | 0.00044383 | 0.00046926 | 0.00048552 | 0.00050516 | 0.00053284 | 0.00059804 | 0.00060544
TAS1 | VPP pump | 0.29368 | 0.96499 | 0.64354 | 1.2128 | 2.0827 | 3.4931 | 4.5803 | 5.8958 | 7.9931 | 9.6783 | 18.8354 | 24.2549 | 27.1926 | 34.032 | 39.2928 | 46.7833 | 47.7814 | 50.2367 | 52.1812 | 60.8183 | 62.5913 | 68.3139 | 67.5588 | 71.1689 | 76.4482 | 73.8801 | 74.2317 | 74.0259 | 70.7104
Non-controllable capacity
Region | Technology | 2021-22 | 2022-23 | 2023-24 | 2024-25 | 2025-26 | 2026-27 | 2027-28 | 2028-29 | 2029-30 | 2030-31 | 2031-32 | 2032-33 | 2033-34 | 2034-35 | 2035-36 | 2036-37 | 2037-38 | 2038-39 | 2039-40 | 2040-41 | 2041-42 | 2042-43 | 2043-44 | 2044-45 | 2045-46 | 2046-47 | 2047-48 | 2048-49 | 2049-50
NEM | Distributed PV | 18081.4386 | 20662.0109 | 22943.6968 | 24337.6752 | 25836.6667 | 29743.599 | 31628.6113 | 30029.2542 | 32659.5124 | 35030.653 | 36638.3008 | 38077.4162 | 38254.9574 | 38392.5795 | 42801.8264 | 44411.5363 | 41595.1863 | 45056.2153 | 48266.3576 | 50374.6385 | 52032.007 | 52366.5874 | 52314.448 | 57698.1426 | 59145.9017 | 54662.1334 | 58824.2462 | 62847.0996 | 65242.2616
NEM | Behind the meter battery | 277.673 | 348.0493 | 414.6572 | 498.4955 | 608.4006 | 741.8638 | 879.5954 | 999.5787 | 1132.8894 | 1302.689 | 1548.0918 | 1710.401 | 1846.6072 | 1938.555 | 2014.402 | 2051.5871 | 2079.5415 | 2108.7376 | 2146.4946 | 2191.783 | 2235.6369 | 2271.7864 | 2307.5227 | 2277.5593 | 2252.9965 | 2219.5941 | 2197.013 | 2158.706 | 2120.3852
NEM | Behind the meter battery pump | 235.9272 | 295.6884 | 352.2647 | 423.3402 | 517.0183 | 630.3563 | 747.2979 | 849.1512 | 962.5084 | 1106.43 | 1314.8337 | 1452.9197 | 1568.9294 | 1646.6059 | 1711.1141 | 1742.8868 | 1766.3005 | 1791.3782 | 1823.4712 | 1862.3815 | 1899.3742 | 1929.5881 | 1960.5474 | 1934.9252 | 1914.4989 | 1885.8258 | 1866.0238 | 1833.1226 | 1800.8456
Region | Technology | 2021-22 | 2022-23 | 2023-24 | 2024-25 | 2025-26 | 2026-27 | 2027-28 | 2028-29 | 2029-30 | 2030-31 | 2031-32 | 2032-33 | 2033-34 | 2034-35 | 2035-36 | 2036-37 | 2037-38 | 2038-39 | 2039-40 | 2040-41 | 2041-42 | 2042-43 | 2043-44 | 2044-45 | 2045-46 | 2046-47 | 2047-48 | 2048-49 | 2049-50
NSW1 | Distributed PV | 5262.502 | 6181.7169 | 6669.0039 | 7202.2526 | 7719.6436 | 9159.6903 | 9481.6781 | 8800.2105 | 9379.0362 | 10306.8813 | 11157.5644 | 11238.4237 | 11474.5023 | 11494.5319 | 13223.1524 | 13573.9532 | 12642.5352 | 13512.5465 | 14814.1649 | 15966.6443 | 16025.1231 | 16436.647 | 16440.3619 | 18694.2735 | 18945.0241 | 17334.9599 | 18327.3777 | 19980.6929 | 21371.707
NSW1 | Behind the meter battery | 105.9474 | 129.7584 | 160.6557 | 198.4993 | 244.1302 | 294.4627 | 342.9722 | 380.5132 | 424.2251 | 476.8077 | 549.6379 | 603.5133 | 644.4395 | 671.0136 | 693.247 | 703.6734 | 712.0602 | 719.8045 | 732.7046 | 746.0059 | 757.7618 | 767.3056 | 777.3245 | 767.0598 | 757.9325 | 746.6542 | 737.5031 | 725.1994 | 712.2817
NSW1 | Behind the meter battery pump | 90.0072 | 110.2191 | 136.4393 | 168.5489 | 207.4514 | 250.266 | 291.4824 | 323.2254 | 360.3632 | 404.9301 | 466.6639 | 512.7177 | 547.4368 | 569.9907 | 588.6488 | 597.6346 | 604.674 | 611.8214 | 622.5776 | 634.0335 | 643.985 | 651.3859 | 660.2848 | 651.75 | 644.1858 | 634.4251 | 626.3734 | 615.6364 | 605.0031
Region | Technology | 2021-22 | 2022-23 | 2023-24 | 2024-25 | 2025-26 | 2026-27 | 2027-28 | 2028-29 | 2029-30 | 2030-31 | 2031-32 | 2032-33 | 2033-34 | 2034-35 | 2035-36 | 2036-37 | 2037-38 | 2038-39 | 2039-40 | 2040-41 | 2041-42 | 2042-43 | 2043-44 | 2044-45 | 2045-46 | 2046-47 | 2047-48 | 2048-49 | 2049-50
QLD1 | Distributed PV | 5599.1331 | 6419.2022 | 6849.2421 | 6976.7306 | 7521.3008 | 8418.7777 | 8849.2799 | 7761.558 | 8742.3147 | 9381.0994 | 10217.29 | 10464.7374 | 10402.3916 | 10912.844 | 12104.4336 | 12579.6083 | 10999.1279 | 12302.5311 | 13081.1652 | 14105.7025 | 14319.6371 | 14202.9929 | 14756.9594 | 16066.2499 | 16501.2635 | 14246.851 | 15883.2185 | 16841.0603 | 18093.3089
QLD1 | Behind the meter battery | 50.0114 | 61.5171 | 75.8663 | 94.0696 | 116.591 | 141.7824 | 165.2106 | 186.9183 | 211.1333 | 249.2238 | 305.8177 | 340.7102 | 375.3906 | 400.7088 | 421.6659 | 433.7423 | 444.194 | 453.6394 | 464.4238 | 478.9375 | 492.5953 | 504.5666 | 516.0603 | 510.9699 | 506.6583 | 501.1505 | 496.6629 | 488.6374 | 481.57
QLD1 | Behind the meter battery pump | 42.5061 | 52.2853 | 64.4828 | 79.8821 | 99.0938 | 120.4026 | 140.3409 | 158.8517 | 179.4304 | 211.6215 | 259.7776 | 289.5673 | 319.062 | 340.4985 | 358.3762 | 368.3635 | 377.2019 | 385.2411 | 394.5718 | 406.6355 | 418.6747 | 428.6586 | 438.6419 | 433.8609 | 430.5248 | 425.5909 | 421.6668 | 414.7915 | 409.1395
Region | Technology | 2021-22 | 2022-23 | 2023-24 | 2024-25 | 2025-26 | 2026-27 | 2027-28 | 2028-29 | 2029-30 | 2030-31 | 2031-32 | 2032-33 | 2033-34 | 2034-35 | 2035-36 | 2036-37 | 2037-38 | 2038-39 | 2039-40 | 2040-41 | 2041-42 | 2042-43 | 2043-44 | 2044-45 | 2045-46 | 2046-47 | 2047-48 | 2048-49 | 2049-50
VIC1 | Distributed PV | 4340.4611 | 4948.3455 | 6032.5825 | 6682.6204 | 7094.1359 | 8336.0077 | 9185.2389 | 9387.8939 | 10175.568 | 10822.1118 | 10650.8615 | 11521.6136 | 11532.8945 | 11240.915 | 12363.9281 | 12838.7273 | 12633.4748 | 13592.8763 | 14534.1199 | 14353.8401 | 15458.2942 | 15526.0291 | 15088.8859 | 16500.6469 | 16953.5734 | 16528.7702 | 17674.8385 | 18841.8109 | 18490.4588
VIC1 | Behind the meter battery | 59.7096 | 75.4292 | 92.1629 | 114.9632 | 144.1316 | 180.9664 | 226.0656 | 275.0229 | 327.3813 | 388.631 | 474.2354 | 532.4976 | 580.3924 | 612.6206 | 640.1593 | 653.9105 | 663.5348 | 674.3312 | 687.9243 | 703.5448 | 719.6677 | 733.3926 | 745.9929 | 737.4345 | 730.917 | 720.7772 | 715.3421 | 703.8518 | 691.6533
VIC1 | Behind the meter battery pump | 50.7487 | 64.0724 | 78.2811 | 97.6715 | 122.4763 | 153.7996 | 191.9736 | 233.6296 | 278.1367 | 330.1224 | 402.9521 | 452.1208 | 493.0893 | 520.246 | 543.7819 | 555.6862 | 563.6858 | 572.6792 | 584.2356 | 598.0026 | 611.0767 | 623.1964 | 633.9045 | 626.627 | 621.1881 | 612.5231 | 607.7602 | 597.8564 | 587.2292
Region | Technology | 2021-22 | 2022-23 | 2023-24 | 2024-25 | 2025-26 | 2026-27 | 2027-28 | 2028-29 | 2029-30 | 2030-31 | 2031-32 | 2032-33 | 2033-34 | 2034-35 | 2035-36 | 2036-37 | 2037-38 | 2038-39 | 2039-40 | 2040-41 | 2041-42 | 2042-43 | 2043-44 | 2044-45 | 2045-46 | 2046-47 | 2047-48 | 2048-49 | 2049-50
SA1 | Distributed PV | 2633.8628 | 2839.4658 | 3080.7142 | 3134.3479 | 3135.6143 | 3403.7903 | 3660.6797 | 3624.2978 | 3889.2756 | 4020.359 | 4100.6523 | 4303.1976 | 4273.7411 | 4176.9992 | 4477.1585 | 4754.2297 | 4640.4876 | 4935.9472 | 5081.0751 | 5170.7322 | 5403.3197 | 5345.3406 | 5186.331 | 5510.474 | 5790.1539 | 5600.6107 | 5957.6529 | 6151.747 | 6244.6572
SA1 | Behind the meter battery | 54.6558 | 72.862 | 75.647 | 78.4055 | 88.2173 | 105.825 | 122.1405 | 130.7539 | 141.3202 | 155.9863 | 181.019 | 193.1065 | 203.0632 | 209.1477 | 212.9135 | 213.3358 | 212.245 | 213.0384 | 213.0374 | 214.2679 | 216.0445 | 216.5182 | 217.7072 | 212.7278 | 208.9524 | 203.4348 | 200.7288 | 195.3883 | 190.2849
SA1 | Behind the meter battery pump | 46.4219 | 61.9061 | 64.2884 | 66.5711 | 74.9682 | 89.8957 | 103.7878 | 111.039 | 120.0835 | 132.5416 | 153.6951 | 164.0583 | 172.5291 | 177.5768 | 180.8713 | 181.333 | 180.3934 | 180.9303 | 180.9507 | 182.0889 | 183.5319 | 183.8799 | 184.8826 | 180.752 | 177.3684 | 172.8785 | 170.4634 | 166.0758 | 161.5696
Region | Technology | 2021-22 | 2022-23 | 2023-24 | 2024-25 | 2025-26 | 2026-27 | 2027-28 | 2028-29 | 2029-30 | 2030-31 | 2031-32 | 2032-33 | 2033-34 | 2034-35 | 2035-36 | 2036-37 | 2037-38 | 2038-39 | 2039-40 | 2040-41 | 2041-42 | 2042-43 | 2043-44 | 2044-45 | 2045-46 | 2046-47 | 2047-48 | 2048-49 | 2049-50
TAS1 | Distributed PV | 245.4797 | 273.2806 | 312.1541 | 341.7237 | 365.9722 | 425.333 | 451.7347 | 455.294 | 473.318 | 500.2016 | 511.9325 | 549.4438 | 571.4279 | 567.2893 | 633.1537 | 665.0178 | 679.5608 | 712.3141 | 755.8326 | 777.7193 | 825.6329 | 855.5778 | 841.9099 | 926.4983 | 955.8868 | 950.9415 | 981.1587 | 1031.7886 | 1042.1296
TAS1 | Behind the meter battery | 7.3488 | 8.4826 | 10.3253 | 12.5578 | 15.3304 | 18.8271 | 23.2065 | 26.3703 | 28.8295 | 32.0401 | 37.3819 | 40.5735 | 43.3214 | 45.0642 | 46.4164 | 46.9251 | 47.5075 | 47.9241 | 48.4046 | 49.0268 | 49.5677 | 50.0033 | 50.4378 | 49.3673 | 48.5363 | 47.5774 | 46.7762 | 45.629 | 44.5952
TAS1 | Behind the meter battery pump | 6.2433 | 7.2055 | 8.773 | 10.6667 | 13.0287 | 15.9925 | 19.7133 | 22.4055 | 24.4947 | 27.2144 | 31.745 | 34.4556 | 36.8121 | 38.294 | 39.4359 | 39.8695 | 40.3453 | 40.7062 | 41.1356 | 41.621 | 42.106 | 42.4675 | 42.8336 | 41.9353 | 41.2319 | 40.4082 | 39.76 | 38.7626 | 37.9043

## BaseCase_Capacity
Installed capacity by technology (MW) - BaseCase, Fast Change Scenario
Capacity calculated on 1 July. In early study years some wind and solar projects enter later in the financial year and are therefore reflected in the following financial year's capacity.
Explicitly modelled generation
Region | Technology | 2021-22 | 2022-23 | 2023-24 | 2024-25 | 2025-26 | 2026-27 | 2027-28 | 2028-29 | 2029-30 | 2030-31 | 2031-32 | 2032-33 | 2033-34 | 2034-35 | 2035-36 | 2036-37 | 2037-38 | 2038-39 | 2039-40 | 2040-41 | 2041-42 | 2042-43 | 2043-44 | 2044-45 | 2045-46 | 2046-47 | 2047-48 | 2048-49 | 2049-50
NEM | Black Coal | 18366 | 17891 | 16416 | 13974.7048 | 12167.6104 | 11668.7502 | 11668.7502 | 10968.7502 | 9196.7115 | 9159.9132 | 9154.072 | 7750.8683 | 7750.8683 | 7750.8683 | 6817.9626 | 6373.8471 | 5246 | 5246 | 5246 | 5246 | 5246 | 3152 | 2787 | 2422 | 2057 | 1692 | 1692 | 1692 | 1692
NEM | Brown Coal | 4790 | 4790 | 4790 | 3524.7473 | 3424.4635 | 3339.9999 | 3339.9999 | 3339.9999 | 3339.9999 | 3339.9999 | 3339.9999 | 3339.9999 | 3339.9999 | 3339.9999 | 3339.9999 | 3339.9999 | 3339.9999 | 3339.9999 | 3339.9999 | 3339.9999 | 3339.9999 | 3339.9999 | 3339.9999 | 3339.9999 | 3339.9999 | 3339.9999 | 2224.9999 | 0 | 0
NEM | CCGT | 3054.9 | 3054.9 | 2874.9 | 2874.9 | 2874.9 | 2874.9 | 2874.9 | 2874.9 | 2874.9 | 2874.9 | 2874.9 | 2874.9 | 2874.9 | 2874.9 | 2874.9 | 2489.9 | 1960.9 | 1960.9 | 1817.5 | 1817.5 | 1817.5 | 1817.5 | 1377.5 | 1192.5 | 548 | 388 | 388 | 388 | 388
NEM | Gas - Steam | 1384 | 1384 | 1384 | 1384 | 1384 | 1384 | 1384 | 1384 | 1384 | 1384 | 1384 | 1384 | 1384 | 1384 | 584 | 584 | 584 | 584 | 84 | 84 | 84 | 84 | 84 | 84 | 84 | 0 | 0 | 0 | 0
NEM | OCGT / Diesel | 6863.14 | 6863.14 | 6863.14 | 6863.14 | 6863.14 | 6863.14 | 6863.14 | 6863.14 | 6863.14 | 6480.64 | 6480.64 | 6211.3 | 5749.3 | 5632.3 | 5502.3 | 5502.3 | 5502.3 | 5502.3 | 5392.0542 | 5272.0542 | 5476.3164 | 5451.5137 | 5451.5137 | 6203.5011 | 6670.6713 | 7745.6208 | 7161.6208 | 8397.5532 | 7878.5532
NEM | Hydro | 7365.3 | 7365.3 | 7365.3 | 7365.3 | 7365.3 | 7365.3 | 7365.3 | 7365.3 | 7365.3 | 7365.3 | 7365.3 | 7365.3 | 7365.3 | 7365.3 | 7365.3 | 7365.3 | 7278.9 | 7278.9 | 7278.9 | 7278.9 | 7278.9 | 7212.9 | 7212.9 | 7212.9 | 7212.9 | 7212.9 | 7212.9 | 7212.9 | 7212.9
NEM | Wind | 9581.7526 | 12026.3667 | 12928.7282 | 13844.5532 | 14707.8342 | 14844.9896 | 16117.3329 | 17383.648 | 21539.7777 | 21569.1053 | 21710.9091 | 25064.1379 | 25260.7529 | 26318.9291 | 27532.6631 | 28662.6187 | 32630.5261 | 32481.695 | 32758.8165 | 32218.752 | 33676.7412 | 35885.8978 | 35752.3697 | 35187.1765 | 35709.8964 | 37796.8649 | 39964.1436 | 41483.766 | 42714.4729
NEM | Solar PV | 5599.971 | 6959.156 | 6959.156 | 6959.156 | 7095.631 | 8059.6604 | 8375.103 | 8850.6152 | 11860.9955 | 11860.9955 | 11860.9955 | 11860.9955 | 11860.9955 | 11860.9956 | 11860.9956 | 11739.9956 | 14136.3212 | 14639.5808 | 15588.2606 | 17457.5046 | 18569.7708 | 23533.5322 | 23466.8614 | 23048.2414 | 22952.9304 | 26138.3467 | 26339.1832 | 26892.103 | 27332.5916
NEM | Grid Battery | 260.33 | 600.33 | 600.33 | 600.33 | 600.33 | 600.33 | 600.33 | 600.33 | 600.3313 | 570.3313 | 570.3313 | 570.3319 | 605.1817 | 580.1817 | 580.1818 | 580.1818 | 2636.5091 | 2636.5091 | 3326.5648 | 3306.5648 | 4490.2269 | 4190.2269 | 4190.2269 | 4190.2269 | 4190.2269 | 5528.5949 | 5528.5949 | 5528.5951 | 5528.5938
NEM | Pumped Hydro | 810 | 810 | 810 | 810 | 2850 | 2850 | 2850 | 2850 | 4849.9987 | 4849.9987 | 4849.9987 | 4849.9987 | 4849.9988 | 4849.9988 | 4849.9988 | 4849.9988 | 5325.2586 | 5325.2586 | 5408.3331 | 5408.3331 | 5812.0188 | 6992.074 | 6992.074 | 7018.0663 | 7018.0663 | 7231.6296 | 7231.6296 | 7728.2837 | 9005.3707
NEM | VPP | 65.02 | 105.224 | 157.141 | 231.201 | 336.613 | 482.415 | 666.08 | 887.395 | 1169.717 | 1451.489 | 1835.496 | 2195.823 | 2552.027 | 2864.533 | 3151.863 | 3412.5539 | 3667.47 | 3928.217 | 4202.2191 | 4515.6949 | 4833.8079 | 5159.912 | 5494.065 | 5756.5981 | 6027.8209 | 6305.778 | 6596.7571 | 6891.1521 | 7188.889
Total excluding storage |  | 57005.0635 | 60333.8626 | 59581.2241 | 56790.5013 | 55882.8791 | 56400.7402 | 57988.526 | 59030.3533 | 64424.8247 | 64034.8539 | 64170.8165 | 65851.5017 | 65586.1167 | 66527.2929 | 65878.1212 | 66057.9614 | 70678.9472 | 71033.3757 | 71505.5312 | 72714.7108 | 75489.2284 | 80477.3436 | 79472.1448 | 78690.319 | 78575.3981 | 84313.7324 | 84982.8476 | 86066.3221 | 87218.5176
Region | Technology | 2021-22 | 2022-23 | 2023-24 | 2024-25 | 2025-26 | 2026-27 | 2027-28 | 2028-29 | 2029-30 | 2030-31 | 2031-32 | 2032-33 | 2033-34 | 2034-35 | 2035-36 | 2036-37 | 2037-38 | 2038-39 | 2039-40 | 2040-41 | 2041-42 | 2042-43 | 2043-44 | 2044-45 | 2045-46 | 2046-47 | 2047-48 | 2048-49 | 2049-50
NSW1 | Black Coal | 10240 | 9765 | 8290 | 7630.0003 | 5822.9059 | 5500.7876 | 5500.7876 | 5500.7876 | 3728.749 | 3691.9506 | 3686.1094 | 2282.9057 | 2282.9057 | 2282.9057 | 1350 | 1350 | 1350 | 1350 | 1350 | 1350 | 1350 | 0 | 0 | 0 | 0 | 0 | 0 | 0 | 0
NSW1 | Brown Coal | 0 | 0 | 0 | 0 | 0 | 0 | 0 | 0 | 0 | 0 | 0 | 0 | 0 | 0 | 0 | 0 | 0 | 0 | 0 | 0 | 0 | 0 | 0 | 0 | 0 | 0 | 0 | 0 | 0
NSW1 | CCGT | 625 | 625 | 625 | 625 | 625 | 625 | 625 | 625 | 625 | 625 | 625 | 625 | 625 | 625 | 625 | 625 | 625 | 625 | 625 | 625 | 625 | 625 | 185 | 0 | 0 | 0 | 0 | 0 | 0
NSW1 | Gas - Steam | 0 | 0 | 0 | 0 | 0 | 0 | 0 | 0 | 0 | 0 | 0 | 0 | 0 | 0 | 0 | 0 | 0 | 0 | 0 | 0 | 0 | 0 | 0 | 0 | 0 | 0 | 0 | 0 | 0
NSW1 | OCGT / Diesel | 1438 | 1438 | 1438 | 1438 | 1438 | 1438 | 1438 | 1438 | 1438 | 1438 | 1438 | 1438 | 1438 | 1438 | 1388 | 1388 | 1388 | 1388 | 1450.7495 | 1450.7495 | 1625.6789 | 1625.6789 | 1625.6789 | 2309.7239 | 2309.724 | 2309.7239 | 2309.7239 | 2594.705 | 2594.705
NSW1 | Hydro | 2585 | 2585 | 2585 | 2585 | 2585 | 2585 | 2585 | 2585 | 2585 | 2585 | 2585 | 2585 | 2585 | 2585 | 2585 | 2585 | 2585 | 2585 | 2585 | 2585 | 2585 | 2585 | 2585 | 2585 | 2585 | 2585 | 2585 | 2585 | 2585
NSW1 | Wind | 2220.73 | 2981.1841 | 3741.8899 | 4516.0588 | 5166.8622 | 5166.8622 | 5704.7379 | 6110.3965 | 9467.427 | 9467.427 | 9467.427 | 9639.1587 | 9639.1587 | 9954.7671 | 11030.6264 | 10985.7134 | 10815.7134 | 10717.0457 | 11365.1316 | 11004.6316 | 11992.9504 | 11992.951 | 11697.971 | 11697.971 | 12204.9687 | 11978.1688 | 13303.2331 | 13303.2334 | 13190.0434
NSW1 | Solar PV | 2130.363 | 2600.363 | 2600.363 | 2600.363 | 2736.838 | 3700.8674 | 4016.31 | 4491.8222 | 7502.2025 | 7502.2025 | 7502.2025 | 7502.2025 | 7502.2025 | 7502.2025 | 7502.2025 | 7502.2025 | 8415.0191 | 8918.2785 | 9160.1942 | 9160.1942 | 9160.1942 | 11776.9216 | 11703.9216 | 11703.9216 | 11703.9216 | 12629.3859 | 12940.6223 | 14176.3388 | 14617.8678
NSW1 | Grid Battery | 0 | 0 | 0 | 0 | 0 | 0 | 0 | 0 | 0.0013047 | 0.0013048 | 0.0013048 | 0.0014106 | 0.0014108 | 0.0014108 | 0.0014112 | 0.0014113 | 198.9547 | 198.9547 | 539.1278 | 539.1278 | 1073.9989 | 1073.9989 | 1073.9989 | 1073.9989 | 1073.9989 | 1073.9989 | 1073.9989 | 1073.9991 | 1073.9978
NSW1 | Pumped Hydro | 240 | 240 | 240 | 240 | 2280 | 2280 | 2280 | 2280 | 4279.9987 | 4279.9987 | 4279.9987 | 4279.9987 | 4279.9987 | 4279.9987 | 4279.9987 | 4279.9987 | 4279.9988 | 4279.9988 | 4279.9989 | 4279.9989 | 4279.9989 | 4279.9989 | 4279.9989 | 4279.9989 | 4279.9989 | 4279.9989 | 4279.9989 | 4279.9989 | 4279.9989
NSW1 | VPP | 25.016 | 39.704 | 61.198 | 92.082 | 134.956 | 191.79 | 261.384 | 342.741 | 447.929 | 547.618 | 676.48 | 801.421 | 918.483 | 1016.733 | 1105.926 | 1189.857 | 1273.44 | 1359.675 | 1451.886 | 1556.0349 | 1661.178 | 1769.148 | 1880.165 | 1968.649 | 2059.991 | 2153.575 | 2251.006 | 2349.97 | 2450.606
Total excluding storage |  | 19239.093 | 19994.5471 | 19280.2529 | 19394.4221 | 18374.6062 | 19016.5173 | 19869.8356 | 20751.0063 | 25346.3785 | 25309.5801 | 25303.7389 | 24072.267 | 24072.267 | 24387.8754 | 24480.8289 | 24435.9159 | 25178.7325 | 25583.3242 | 26536.0753 | 26175.5753 | 27338.8235 | 28605.5515 | 27797.5715 | 28296.6165 | 28803.6143 | 29502.2786 | 31138.5793 | 32659.2771 | 32987.6161
Region | Technology | 2021-22 | 2022-23 | 2023-24 | 2024-25 | 2025-26 | 2026-27 | 2027-28 | 2028-29 | 2029-30 | 2030-31 | 2031-32 | 2032-33 | 2033-34 | 2034-35 | 2035-36 | 2036-37 | 2037-38 | 2038-39 | 2039-40 | 2040-41 | 2041-42 | 2042-43 | 2043-44 | 2044-45 | 2045-46 | 2046-47 | 2047-48 | 2048-49 | 2049-50
QLD1 | Black Coal | 8126 | 8126 | 8126 | 6344.7045 | 6344.7045 | 6167.9626 | 6167.9626 | 5467.9626 | 5467.9626 | 5467.9626 | 5467.9626 | 5467.9626 | 5467.9626 | 5467.9626 | 5467.9626 | 5023.8471 | 3896 | 3896 | 3896 | 3896 | 3896 | 3152 | 2787 | 2422 | 2057 | 1692 | 1692 | 1692 | 1692
QLD1 | Brown Coal | 0 | 0 | 0 | 0 | 0 | 0 | 0 | 0 | 0 | 0 | 0 | 0 | 0 | 0 | 0 | 0 | 0 | 0 | 0 | 0 | 0 | 0 | 0 | 0 | 0 | 0 | 0 | 0 | 0
QLD1 | CCGT | 1512.9 | 1512.9 | 1512.9 | 1512.9 | 1512.9 | 1512.9 | 1512.9 | 1512.9 | 1512.9 | 1512.9 | 1512.9 | 1512.9 | 1512.9 | 1512.9 | 1512.9 | 1127.9 | 1127.9 | 1127.9 | 984.5 | 984.5 | 984.5 | 984.5 | 984.5 | 984.5 | 340 | 180 | 180 | 180 | 180
QLD1 | Gas - Steam | 84 | 84 | 84 | 84 | 84 | 84 | 84 | 84 | 84 | 84 | 84 | 84 | 84 | 84 | 84 | 84 | 84 | 84 | 84 | 84 | 84 | 84 | 84 | 84 | 84 | 0 | 0 | 0 | 0
QLD1 | OCGT / Diesel | 1910 | 1910 | 1910 | 1910 | 1910 | 1910 | 1910 | 1910 | 1910 | 1910 | 1910 | 1910 | 1618 | 1501 | 1501 | 1501 | 1501 | 1501 | 1768.0047 | 1768.0047 | 1768.0047 | 1837.2021 | 1837.2021 | 1705.2021 | 2172.3722 | 3247.3218 | 3247.3218 | 3344.4585 | 2825.4585
QLD1 | Hydro | 152.4 | 152.4 | 152.4 | 152.4 | 152.4 | 152.4 | 152.4 | 152.4 | 152.4 | 152.4 | 152.4 | 152.4 | 152.4 | 152.4 | 152.4 | 152.4 | 66 | 66 | 66 | 66 | 66 | 0 | 0 | 0 | 0 | 0 | 0 | 0 | 0
QLD1 | Wind | 1305.5226 | 1805.5226 | 1805.5226 | 1805.5227 | 1876.6081 | 1876.6081 | 2506.92 | 3230.4211 | 3983.1149 | 3983.1149 | 3983.1149 | 4888.8155 | 5076.6079 | 5076.6079 | 5076.6079 | 5767.9617 | 7011.2092 | 7011.2092 | 7011.2092 | 7011.2092 | 7480.8775 | 8953.2866 | 8772.7686 | 8667.975 | 9491.7706 | 9997.1213 | 9997.1213 | 9997.1213 | 11829.9331
QLD1 | Solar PV | 2017.635 | 2827.62 | 2827.62 | 2827.62 | 2827.62 | 2827.62 | 2827.62 | 2827.62 | 2827.62 | 2827.62 | 2827.62 | 2827.62 | 2827.62 | 2827.62 | 2827.62 | 2706.62 | 4121.2422 | 4121.2422 | 4121.2422 | 4662.0273 | 5325.2411 | 7574.8485 | 7407.8485 | 7206.7485 | 7142.5405 | 8981.4102 | 8871.0102 | 8340.1102 | 8438.8211
QLD1 | Grid Battery | 0 | 20 | 20 | 20 | 20 | 20 | 20 | 20 | 20 | 20 | 20 | 20.0002 | 110.1799 | 110.1799 | 110.1799 | 110.1799 | 1596.69 | 1596.69 | 1596.69 | 1576.69 | 1576.69 | 1576.69 | 1576.69 | 1576.69 | 1576.69 | 2915.058 | 2915.058 | 2915.0579 | 2915.0579
QLD1 | Pumped Hydro | 570 | 570 | 570 | 570 | 570 | 570 | 570 | 570 | 570 | 570 | 570 | 570 | 570.0001 | 570.0001 | 570.0001 | 570.0001 | 993.974 | 993.974 | 993.974 | 993.974 | 999.2945 | 2179.3497 | 2179.3497 | 2179.3497 | 2179.3497 | 2392.913 | 2392.913 | 2392.913 | 3670
QLD1 | VPP | 11.842 | 19.005 | 29.354 | 44.463 | 65.595 | 93.907 | 128.112 | 170.331 | 224.366 | 284.64 | 369.218 | 447.067 | 529.742 | 601.988 | 668.155 | 728.965 | 789.088 | 851.264 | 916.154 | 989.029 | 1064.05 | 1141.22 | 1220.459 | 1281.193 | 1344.01 | 1408.583 | 1475.9081 | 1544.303 | 1614.3
Total excluding storage |  | 15108.4576 | 16418.4426 | 16418.4426 | 14637.1472 | 14708.2326 | 14531.4907 | 15161.8026 | 15185.3037 | 15937.9975 | 15937.9975 | 15937.9975 | 16843.6981 | 16739.4905 | 16622.4905 | 16622.4905 | 16363.7288 | 17807.3514 | 17807.3514 | 17930.9561 | 18471.7412 | 19604.6233 | 22585.8372 | 21873.3192 | 21070.4255 | 21287.6833 | 24097.8533 | 23987.4533 | 23553.69 | 24966.2127
Region | Technology | 2021-22 | 2022-23 | 2023-24 | 2024-25 | 2025-26 | 2026-27 | 2027-28 | 2028-29 | 2029-30 | 2030-31 | 2031-32 | 2032-33 | 2033-34 | 2034-35 | 2035-36 | 2036-37 | 2037-38 | 2038-39 | 2039-40 | 2040-41 | 2041-42 | 2042-43 | 2043-44 | 2044-45 | 2045-46 | 2046-47 | 2047-48 | 2048-49 | 2049-50
VIC1 | Black Coal | 0 | 0 | 0 | 0 | 0 | 0 | 0 | 0 | 0 | 0 | 0 | 0 | 0 | 0 | 0 | 0 | 0 | 0 | 0 | 0 | 0 | 0 | 0 | 0 | 0 | 0 | 0 | 0 | 0
VIC1 | Brown Coal | 4790 | 4790 | 4790 | 3524.7473 | 3424.4635 | 3339.9999 | 3339.9999 | 3339.9999 | 3339.9999 | 3339.9999 | 3339.9999 | 3339.9999 | 3339.9999 | 3339.9999 | 3339.9999 | 3339.9999 | 3339.9999 | 3339.9999 | 3339.9999 | 3339.9999 | 3339.9999 | 3339.9999 | 3339.9999 | 3339.9999 | 3339.9999 | 3339.9999 | 2224.9999 | 0 | 0
VIC1 | CCGT | 0 | 0 | 0 | 0 | 0 | 0 | 0 | 0 | 0 | 0 | 0 | 0 | 0 | 0 | 0 | 0 | 0 | 0 | 0 | 0 | 0 | 0 | 0 | 0 | 0 | 0 | 0 | 0 | 0
VIC1 | Gas - Steam | 500 | 500 | 500 | 500 | 500 | 500 | 500 | 500 | 500 | 500 | 500 | 500 | 500 | 500 | 500 | 500 | 500 | 500 | 0 | 0 | 0 | 0 | 0 | 0 | 0 | 0 | 0 | 0 | 0
VIC1 | OCGT / Diesel | 1900 | 1900 | 1900 | 1900 | 1900 | 1900 | 1900 | 1900 | 1900 | 1900 | 1900 | 1900 | 1730 | 1730 | 1730 | 1730 | 1730 | 1730 | 1290 | 1290 | 1290 | 1196 | 1196 | 1196.0014 | 1196.0014 | 1196.0014 | 612.0014 | 1465.816 | 1465.816
VIC1 | Hydro | 2219 | 2219 | 2219 | 2219 | 2219 | 2219 | 2219 | 2219 | 2219 | 2219 | 2219 | 2219 | 2219 | 2219 | 2219 | 2219 | 2219 | 2219 | 2219 | 2219 | 2219 | 2219 | 2219 | 2219 | 2219 | 2219 | 2219 | 2219 | 2219
VIC1 | Wind | 3434.44 | 4322.2 | 4322.2 | 4322.2 | 4322.2 | 4322.2 | 4322.2 | 4322.2 | 4322.2 | 4322.2 | 4322.2 | 5022.2 | 4969.7 | 5569.7 | 5569.7 | 6012.6535 | 8064.7471 | 7681.5385 | 7489.5385 | 7201.2386 | 7201.2406 | 7937.9875 | 8493.8172 | 8181.8172 | 7516.9433 | 8938.2762 | 9780.4901 | 10713.0149 | 10224.1
VIC1 | Solar PV | 1098.973 | 1098.973 | 1098.973 | 1098.973 | 1098.973 | 1098.973 | 1098.973 | 1098.973 | 1098.973 | 1098.973 | 1098.973 | 1098.973 | 1098.973 | 1098.973 | 1098.973 | 1098.973 | 1098.9733 | 1098.9735 | 1674.6239 | 2724.0476 | 3057.891 | 3057.891 | 3057.891 | 2950.371 | 2919.268 | 3340.3503 | 3340.3504 | 3188.4537 | 3196.7022
VIC1 | Grid Battery | 55.33 | 375.33 | 375.33 | 375.33 | 375.33 | 375.33 | 375.33 | 375.33 | 375.33 | 375.33 | 375.33 | 375.3301 | 320.0001 | 320.0001 | 320.0001 | 320.0001 | 320.0005 | 320.0005 | 488.8264 | 488.8264 | 869.607 | 569.607 | 569.607 | 569.607 | 569.607 | 569.607 | 569.607 | 569.607 | 569.607
VIC1 | Pumped Hydro | 0 | 0 | 0 | 0 | 0 | 0 | 0 | 0 | 0 | 0 | 0 | 0 | 0 | 0 | 0 | 0 | 51.2858 | 51.2858 | 134.3603 | 134.3603 | 532.7255 | 532.7255 | 532.7255 | 558.7177 | 558.7177 | 558.7177 | 558.7177 | 1055.3718 | 1055.3718
VIC1 | VPP | 13.892 | 22.65 | 34.592 | 52.632 | 78.731 | 115.963 | 167.268 | 235.191 | 322.486 | 409.786 | 530.108 | 643.839 | 758.354 | 865.122 | 966.228 | 1055.392 | 1140.014 | 1225.155 | 1313.72 | 1416.74 | 1521.0869 | 1627.899 | 1737.254 | 1823.498 | 1912.764 | 2004.2939 | 2101.071 | 2199.016 | 2296.78
Total excluding storage |  | 13942.413 | 14830.173 | 14830.173 | 13564.9203 | 13464.6365 | 13380.1729 | 13380.1729 | 13380.1729 | 13380.1729 | 13380.1729 | 13380.1729 | 14080.1729 | 13857.6729 | 14457.6729 | 14457.6729 | 14900.6264 | 16952.7203 | 16569.5119 | 16013.1623 | 16774.2861 | 17108.1316 | 17750.8784 | 18306.7081 | 17887.1895 | 17191.2127 | 19033.6279 | 18176.8419 | 17586.2845 | 17105.6181
Region | Technology | 2021-22 | 2022-23 | 2023-24 | 2024-25 | 2025-26 | 2026-27 | 2027-28 | 2028-29 | 2029-30 | 2030-31 | 2031-32 | 2032-33 | 2033-34 | 2034-35 | 2035-36 | 2036-37 | 2037-38 | 2038-39 | 2039-40 | 2040-41 | 2041-42 | 2042-43 | 2043-44 | 2044-45 | 2045-46 | 2046-47 | 2047-48 | 2048-49 | 2049-50
SA1 | Black Coal | 0 | 0 | 0 | 0 | 0 | 0 | 0 | 0 | 0 | 0 | 0 | 0 | 0 | 0 | 0 | 0 | 0 | 0 | 0 | 0 | 0 | 0 | 0 | 0 | 0 | 0 | 0 | 0 | 0
SA1 | Brown Coal | 0 | 0 | 0 | 0 | 0 | 0 | 0 | 0 | 0 | 0 | 0 | 0 | 0 | 0 | 0 | 0 | 0 | 0 | 0 | 0 | 0 | 0 | 0 | 0 | 0 | 0 | 0 | 0 | 0
SA1 | CCGT | 709 | 709 | 529 | 529 | 529 | 529 | 529 | 529 | 529 | 529 | 529 | 529 | 529 | 529 | 529 | 529 | 0 | 0 | 0 | 0 | 0 | 0 | 0 | 0 | 0 | 0 | 0 | 0 | 0
SA1 | Gas - Steam | 800 | 800 | 800 | 800 | 800 | 800 | 800 | 800 | 800 | 800 | 800 | 800 | 800 | 800 | 0 | 0 | 0 | 0 | 0 | 0 | 0 | 0 | 0 | 0 | 0 | 0 | 0 | 0 | 0
SA1 | OCGT / Diesel | 1437.14 | 1437.14 | 1437.14 | 1437.14 | 1437.14 | 1437.14 | 1437.14 | 1437.14 | 1437.14 | 1054.64 | 1054.64 | 785.3 | 785.3 | 785.3 | 705.3 | 705.3 | 705.3 | 705.3 | 705.3 | 705.3 | 734.6327 | 734.6327 | 734.6327 | 934.5737 | 934.5737 | 934.5737 | 934.5737 | 934.5737 | 934.5737
SA1 | Hydro | 0 | 0 | 0 | 0 | 0 | 0 | 0 | 0 | 0 | 0 | 0 | 0 | 0 | 0 | 0 | 0 | 0 | 0 | 0 | 0 | 0 | 0 | 0 | 0 | 0 | 0 | 0 | 0 | 0
SA1 | Wind | 2053.31 | 2349.71 | 2349.71 | 2349.71 | 2349.71 | 2349.71 | 2316.71 | 2316.71 | 2225.96 | 2113.96 | 2113.96 | 3547.1887 | 3465.9434 | 3465.9434 | 3461.2504 | 3359.2439 | 4059.2424 | 4249.5592 | 3922.8592 | 3883.8592 | 3883.8593 | 3883.8593 | 3669.9995 | 3670 | 3526.8004 | 3913.8852 | 3913.8857 | 4500.9831 | 4500.9831
SA1 | Solar PV | 353 | 432.2 | 432.2 | 432.2 | 432.2 | 432.2 | 432.2 | 432.2 | 432.2 | 432.2 | 432.2 | 432.2 | 432.2 | 432.2001 | 432.2001 | 432.2001 | 501.0866 | 501.0866 | 632.2003 | 911.2355 | 1026.4444 | 1123.871 | 1297.2002 | 1187.2002 | 1187.2002 | 1187.2002 | 1187.2002 | 1187.2002 | 1079.2004
SA1 | Grid Battery | 205 | 205 | 205 | 205 | 205 | 205 | 205 | 205 | 205 | 175 | 175 | 175.0002 | 175.0002 | 150.0002 | 150.0003 | 150.0003 | 520.8639 | 520.8639 | 701.9207 | 701.9207 | 969.931 | 969.931 | 969.931 | 969.931 | 969.931 | 969.931 | 969.931 | 969.931 | 969.931
SA1 | Pumped Hydro | 0 | 0 | 0 | 0 | 0 | 0 | 0 | 0 | 0 | 0 | 0 | 0 | 0 | 0 | 0 | 0 | 0 | 0 | 0 | 0 | 0 | 0 | 0 | 0 | 0 | 0 | 0 | 0 | 0
SA1 | VPP | 12.522 | 21.239 | 28.025 | 36.145 | 48.789 | 68.467 | 91.85 | 115.945 | 145.233 | 173.41 | 214.67 | 250.17 | 284.161 | 312.41 | 337.171 | 358.637 | 379.964 | 401.782 | 424.491 | 451.548 | 478.704 | 506.287 | 534.135 | 556.103 | 578.673 | 601.612 | 625.538 | 649.096 | 672.855
Total excluding storage |  | 5352.45 | 5728.05 | 5548.05 | 5548.05 | 5548.05 | 5548.05 | 5515.05 | 5515.05 | 5424.3 | 4929.8 | 4929.8 | 6093.6887 | 6012.4434 | 6012.4435 | 5127.7505 | 5025.744 | 5265.6291 | 5455.9458 | 5260.3595 | 5500.3947 | 5644.9365 | 5742.363 | 5701.8324 | 5791.7739 | 5648.5743 | 6035.6591 | 6035.6596 | 6622.757 | 6514.7571
Region | Technology | 2021-22 | 2022-23 | 2023-24 | 2024-25 | 2025-26 | 2026-27 | 2027-28 | 2028-29 | 2029-30 | 2030-31 | 2031-32 | 2032-33 | 2033-34 | 2034-35 | 2035-36 | 2036-37 | 2037-38 | 2038-39 | 2039-40 | 2040-41 | 2041-42 | 2042-43 | 2043-44 | 2044-45 | 2045-46 | 2046-47 | 2047-48 | 2048-49 | 2049-50
TAS1 | Black Coal | 0 | 0 | 0 | 0 | 0 | 0 | 0 | 0 | 0 | 0 | 0 | 0 | 0 | 0 | 0 | 0 | 0 | 0 | 0 | 0 | 0 | 0 | 0 | 0 | 0 | 0 | 0 | 0 | 0
TAS1 | Brown Coal | 0 | 0 | 0 | 0 | 0 | 0 | 0 | 0 | 0 | 0 | 0 | 0 | 0 | 0 | 0 | 0 | 0 | 0 | 0 | 0 | 0 | 0 | 0 | 0 | 0 | 0 | 0 | 0 | 0
TAS1 | CCGT | 208 | 208 | 208 | 208 | 208 | 208 | 208 | 208 | 208 | 208 | 208 | 208 | 208 | 208 | 208 | 208 | 208 | 208 | 208 | 208 | 208 | 208 | 208 | 208 | 208 | 208 | 208 | 208 | 208
TAS1 | Gas - Steam | 0 | 0 | 0 | 0 | 0 | 0 | 0 | 0 | 0 | 0 | 0 | 0 | 0 | 0 | 0 | 0 | 0 | 0 | 0 | 0 | 0 | 0 | 0 | 0 | 0 | 0 | 0 | 0 | 0
TAS1 | OCGT / Diesel | 178 | 178 | 178 | 178 | 178 | 178 | 178 | 178 | 178 | 178 | 178 | 178 | 178 | 178 | 178 | 178 | 178 | 178 | 178 | 58 | 58 | 58 | 58 | 58 | 58 | 58 | 58 | 58 | 58
TAS1 | Hydro | 2408.9 | 2408.9 | 2408.9 | 2408.9 | 2408.9 | 2408.9 | 2408.9 | 2408.9 | 2408.9 | 2408.9 | 2408.9 | 2408.9 | 2408.9 | 2408.9 | 2408.9 | 2408.9 | 2408.9 | 2408.9 | 2408.9 | 2408.9 | 2408.9 | 2408.9 | 2408.9 | 2408.9 | 2408.9 | 2408.9 | 2408.9 | 2408.9 | 2408.9
TAS1 | Wind | 567.75 | 567.75 | 709.4057 | 851.0617 | 992.4539 | 1129.6093 | 1266.765 | 1403.9204 | 1541.0758 | 1682.4035 | 1824.2072 | 1966.775 | 2109.3429 | 2251.9106 | 2394.4784 | 2537.0463 | 2679.614 | 2822.3425 | 2970.078 | 3117.8134 | 3117.8134 | 3117.8134 | 3117.8134 | 2969.4134 | 2969.4134 | 2969.4134 | 2969.4134 | 2969.4134 | 2969.4134
TAS1 | Solar PV | 0 | 0 | 0 | 0 | 0 | 0 | 0 | 0 | 0 | 0 | 0 | 0 | 0 | 0 | 0 | 0 | 0 | 0 | 0 | 0.00010585 | 0.00010585 | 0.00010585 | 0.00010585 | 0.00010585 | 0.00010585 | 0.00010585 | 0.00010585 | 0.00010585 | 0.00010585
TAS1 | Grid Battery | 0 | 0 | 0 | 0 | 0 | 0 | 0 | 0 | 0 | 0 | 0 | 0 | 0 | 0 | 0 | 0 | 0 | 0 | 0 | 0 | 0 | 0 | 0 | 0 | 0 | 0 | 0 | 0.00011327 | 0.00011005
TAS1 | Pumped Hydro | 0 | 0 | 0 | 0 | 0 | 0 | 0 | 0 | 0 | 0 | 0 | 0 | 0 | 0 | 0 | 0 | 0 | 0 | 0 | 0 | 0 | 0 | 0 | 0 | 0 | 0 | 0 | 0 | 0
TAS1 | VPP | 1.748 | 2.626 | 3.972 | 5.879 | 8.542 | 12.288 | 17.466 | 23.187 | 29.703 | 36.035 | 45.02 | 53.326 | 61.287 | 68.28 | 74.383 | 79.703 | 84.964 | 90.341 | 95.968 | 102.343 | 108.789 | 115.358 | 122.052 | 127.155 | 132.383 | 137.714 | 143.234 | 148.767 | 154.348
Total excluding storage |  | 3362.65 | 3362.65 | 3504.3057 | 3645.9617 | 3787.3539 | 3924.5093 | 4061.665 | 4198.8204 | 4335.9758 | 4477.3035 | 4619.1072 | 4761.6749 | 4904.2429 | 5046.8106 | 5189.3784 | 5331.9463 | 5474.514 | 5617.2425 | 5764.978 | 5792.7135 | 5792.7135 | 5792.7135 | 5792.7135 | 5644.3135 | 5644.3135 | 5644.3135 | 5644.3135 | 5644.3135 | 5644.3135
Explicitly modelled pumping
Region | Technology | 2021-22 | 2022-23 | 2023-24 | 2024-25 | 2025-26 | 2026-27 | 2027-28 | 2028-29 | 2029-30 | 2030-31 | 2031-32 | 2032-33 | 2033-34 | 2034-35 | 2035-36 | 2036-37 | 2037-38 | 2038-39 | 2039-40 | 2040-41 | 2041-42 | 2042-43 | 2043-44 | 2044-45 | 2045-46 | 2046-47 | 2047-48 | 2048-49 | 2049-50
NEM | Grid Battery pump | 260.33 | 600.33 | 600.33 | 600.33 | 600.33 | 600.33 | 600.33 | 600.33 | 600.3313 | 570.3313 | 570.3313 | 570.3319 | 605.1817 | 580.1817 | 580.1818 | 580.1818 | 2636.5091 | 2636.5091 | 3326.5648 | 3306.5648 | 4490.2269 | 4190.2269 | 4190.2269 | 4190.2269 | 4190.2269 | 5528.5949 | 5528.5949 | 5528.5951 | 5528.5938
NEM | Pumped Hydro Pump | 1330 | 1330 | 1330 | 1330 | 3370 | 3370 | 3370 | 3370 | 5369.9987 | 5369.9987 | 5369.9987 | 5369.9987 | 5369.9988 | 5369.9988 | 5369.9988 | 5369.9988 | 5845.2586 | 5845.2586 | 5928.3331 | 5928.3331 | 6332.0188 | 7512.074 | 7512.074 | 7538.0663 | 7538.0663 | 7751.6296 | 7751.6296 | 8248.2837 | 9525.3707
NEM | VPP pump | 65.02 | 105.224 | 157.141 | 231.201 | 336.613 | 482.415 | 666.08 | 887.395 | 1169.717 | 1451.489 | 1835.496 | 2195.823 | 2552.027 | 2864.533 | 3151.863 | 3412.5539 | 3667.47 | 3928.217 | 4202.2191 | 4515.6949 | 4833.8079 | 5159.912 | 5494.065 | 5756.5981 | 6027.8209 | 6305.778 | 6596.7571 | 6891.1521 | 7188.889
Region | Technology | 2021-22 | 2022-23 | 2023-24 | 2024-25 | 2025-26 | 2026-27 | 2027-28 | 2028-29 | 2029-30 | 2030-31 | 2031-32 | 2032-33 | 2033-34 | 2034-35 | 2035-36 | 2036-37 | 2037-38 | 2038-39 | 2039-40 | 2040-41 | 2041-42 | 2042-43 | 2043-44 | 2044-45 | 2045-46 | 2046-47 | 2047-48 | 2048-49 | 2049-50
NSW1 | Grid Battery pump | 0 | 0 | 0 | 0 | 0 | 0 | 0 | 0 | 0.0013047 | 0.0013048 | 0.0013048 | 0.0014106 | 0.0014108 | 0.0014108 | 0.0014112 | 0.0014113 | 198.9547 | 198.9547 | 539.1278 | 539.1278 | 1073.9989 | 1073.9989 | 1073.9989 | 1073.9989 | 1073.9989 | 1073.9989 | 1073.9989 | 1073.9991 | 1073.9978
NSW1 | Pumped Hydro Pump | 840 | 840 | 840 | 840 | 2880 | 2880 | 2880 | 2880 | 4879.9987 | 4879.9987 | 4879.9987 | 4879.9987 | 4879.9987 | 4879.9987 | 4879.9987 | 4879.9987 | 4879.9988 | 4879.9988 | 4879.9989 | 4879.9989 | 4879.9989 | 4879.9989 | 4879.9989 | 4879.9989 | 4879.9989 | 4879.9989 | 4879.9989 | 4879.9989 | 4879.9989
NSW1 | VPP pump | 25.016 | 39.704 | 61.198 | 92.082 | 134.956 | 191.79 | 261.384 | 342.741 | 447.929 | 547.618 | 676.48 | 801.421 | 918.483 | 1016.733 | 1105.926 | 1189.857 | 1273.44 | 1359.675 | 1451.886 | 1556.0349 | 1661.178 | 1769.148 | 1880.165 | 1968.649 | 2059.991 | 2153.575 | 2251.006 | 2349.97 | 2450.606
Region | Technology | 2021-22 | 2022-23 | 2023-24 | 2024-25 | 2025-26 | 2026-27 | 2027-28 | 2028-29 | 2029-30 | 2030-31 | 2031-32 | 2032-33 | 2033-34 | 2034-35 | 2035-36 | 2036-37 | 2037-38 | 2038-39 | 2039-40 | 2040-41 | 2041-42 | 2042-43 | 2043-44 | 2044-45 | 2045-46 | 2046-47 | 2047-48 | 2048-49 | 2049-50
QLD1 | Grid Battery pump | 0 | 20 | 20 | 20 | 20 | 20 | 20 | 20 | 20 | 20 | 20 | 20.0002 | 110.1799 | 110.1799 | 110.1799 | 110.1799 | 1596.69 | 1596.69 | 1596.69 | 1576.69 | 1576.69 | 1576.69 | 1576.69 | 1576.69 | 1576.69 | 2915.058 | 2915.058 | 2915.0579 | 2915.0579
QLD1 | Pumped Hydro Pump | 490 | 490 | 490 | 490 | 490 | 490 | 490 | 490 | 490 | 490 | 490 | 490 | 490.0001 | 490.0001 | 490.0001 | 490.0001 | 913.974 | 913.974 | 913.974 | 913.974 | 919.2945 | 2099.3497 | 2099.3497 | 2099.3497 | 2099.3497 | 2312.913 | 2312.913 | 2312.913 | 3590
QLD1 | VPP pump | 11.842 | 19.005 | 29.354 | 44.463 | 65.595 | 93.907 | 128.112 | 170.331 | 224.366 | 284.64 | 369.218 | 447.067 | 529.742 | 601.988 | 668.155 | 728.965 | 789.088 | 851.264 | 916.154 | 989.029 | 1064.05 | 1141.22 | 1220.459 | 1281.193 | 1344.01 | 1408.583 | 1475.9081 | 1544.303 | 1614.3
Region | Technology | 2021-22 | 2022-23 | 2023-24 | 2024-25 | 2025-26 | 2026-27 | 2027-28 | 2028-29 | 2029-30 | 2030-31 | 2031-32 | 2032-33 | 2033-34 | 2034-35 | 2035-36 | 2036-37 | 2037-38 | 2038-39 | 2039-40 | 2040-41 | 2041-42 | 2042-43 | 2043-44 | 2044-45 | 2045-46 | 2046-47 | 2047-48 | 2048-49 | 2049-50
VIC1 | Grid Battery pump | 55.33 | 375.33 | 375.33 | 375.33 | 375.33 | 375.33 | 375.33 | 375.33 | 375.33 | 375.33 | 375.33 | 375.3301 | 320.0001 | 320.0001 | 320.0001 | 320.0001 | 320.0005 | 320.0005 | 488.8264 | 488.8264 | 869.607 | 569.607 | 569.607 | 569.607 | 569.607 | 569.607 | 569.607 | 569.607 | 569.607
VIC1 | Pumped Hydro Pump | 0 | 0 | 0 | 0 | 0 | 0 | 0 | 0 | 0 | 0 | 0 | 0 | 0 | 0 | 0 | 0 | 51.2858 | 51.2858 | 134.3603 | 134.3603 | 532.7255 | 532.7255 | 532.7255 | 558.7177 | 558.7177 | 558.7177 | 558.7177 | 1055.3718 | 1055.3718
VIC1 | VPP pump | 13.892 | 22.65 | 34.592 | 52.632 | 78.731 | 115.963 | 167.268 | 235.191 | 322.486 | 409.786 | 530.108 | 643.839 | 758.354 | 865.122 | 966.228 | 1055.392 | 1140.014 | 1225.155 | 1313.72 | 1416.74 | 1521.0869 | 1627.899 | 1737.254 | 1823.498 | 1912.764 | 2004.2939 | 2101.071 | 2199.016 | 2296.78
Region | Technology | 2021-22 | 2022-23 | 2023-24 | 2024-25 | 2025-26 | 2026-27 | 2027-28 | 2028-29 | 2029-30 | 2030-31 | 2031-32 | 2032-33 | 2033-34 | 2034-35 | 2035-36 | 2036-37 | 2037-38 | 2038-39 | 2039-40 | 2040-41 | 2041-42 | 2042-43 | 2043-44 | 2044-45 | 2045-46 | 2046-47 | 2047-48 | 2048-49 | 2049-50
SA1 | Grid Battery pump | 205 | 205 | 205 | 205 | 205 | 205 | 205 | 205 | 205 | 175 | 175 | 175.0002 | 175.0002 | 150.0002 | 150.0003 | 150.0003 | 520.8639 | 520.8639 | 701.9207 | 701.9207 | 969.931 | 969.931 | 969.931 | 969.931 | 969.931 | 969.931 | 969.931 | 969.931 | 969.931
SA1 | Pumped Hydro Pump | 0 | 0 | 0 | 0 | 0 | 0 | 0 | 0 | 0 | 0 | 0 | 0 | 0 | 0 | 0 | 0 | 0 | 0 | 0 | 0 | 0 | 0 | 0 | 0 | 0 | 0 | 0 | 0 | 0
SA1 | VPP pump | 12.522 | 21.239 | 28.025 | 36.145 | 48.789 | 68.467 | 91.85 | 115.945 | 145.233 | 173.41 | 214.67 | 250.17 | 284.161 | 312.41 | 337.171 | 358.637 | 379.964 | 401.782 | 424.491 | 451.548 | 478.704 | 506.287 | 534.135 | 556.103 | 578.673 | 601.612 | 625.538 | 649.096 | 672.855
Region | Technology | 2021-22 | 2022-23 | 2023-24 | 2024-25 | 2025-26 | 2026-27 | 2027-28 | 2028-29 | 2029-30 | 2030-31 | 2031-32 | 2032-33 | 2033-34 | 2034-35 | 2035-36 | 2036-37 | 2037-38 | 2038-39 | 2039-40 | 2040-41 | 2041-42 | 2042-43 | 2043-44 | 2044-45 | 2045-46 | 2046-47 | 2047-48 | 2048-49 | 2049-50
TAS1 | Grid Battery pump | 0 | 0 | 0 | 0 | 0 | 0 | 0 | 0 | 0 | 0 | 0 | 0 | 0 | 0 | 0 | 0 | 0 | 0 | 0 | 0 | 0 | 0 | 0 | 0 | 0 | 0 | 0 | 0.00011327 | 0.00011005
TAS1 | Pumped Hydro Pump | 0 | 0 | 0 | 0 | 0 | 0 | 0 | 0 | 0 | 0 | 0 | 0 | 0 | 0 | 0 | 0 | 0 | 0 | 0 | 0 | 0 | 0 | 0 | 0 | 0 | 0 | 0 | 0 | 0
TAS1 | VPP pump | 1.748 | 2.626 | 3.972 | 5.879 | 8.542 | 12.288 | 17.466 | 23.187 | 29.703 | 36.035 | 45.02 | 53.326 | 61.287 | 68.28 | 74.383 | 79.703 | 84.964 | 90.341 | 95.968 | 102.343 | 108.789 | 115.358 | 122.052 | 127.155 | 132.383 | 137.714 | 143.234 | 148.767 | 154.348
Non-controllable capacity
Region | Technology | 2021-22 | 2022-23 | 2023-24 | 2024-25 | 2025-26 | 2026-27 | 2027-28 | 2028-29 | 2029-30 | 2030-31 | 2031-32 | 2032-33 | 2033-34 | 2034-35 | 2035-36 | 2036-37 | 2037-38 | 2038-39 | 2039-40 | 2040-41 | 2041-42 | 2042-43 | 2043-44 | 2044-45 | 2045-46 | 2046-47 | 2047-48 | 2048-49 | 2049-50
NEM | Distributed PV | 13168.2685 | 14833.3351 | 16194.5363 | 17725.7043 | 19476.9887 | 20739.4134 | 22051.542 | 23091.3099 | 23825.4589 | 24558.0529 | 25305.0848 | 26108.6764 | 26940.6598 | 28059.3326 | 29217.0461 | 30336.1094 | 31548.1664 | 32469.8345 | 33394.4538 | 34299.3109 | 35494.9651 | 36648.0101 | 37789.8225 | 38923.9602 | 39993.015 | 41052.918 | 42079.4808 | 43224.3971 | 44252.3102
NEM | Behind the meter battery | 552.3 | 696.3 | 837.1 | 1017.4 | 1247.7 | 1524.8 | 1809.6 | 2083 | 2386.2 | 2779.6 | 3319.3 | 3737.8 | 4103.2 | 4374.6 | 4594 | 4752.3 | 4883 | 5001.8 | 5119.3 | 5269.6 | 5401.9 | 5522.1 | 5629.3 | 5637.8 | 5642.5 | 5641.5 | 5640.6 | 5630 | 5611.8
NEM | Behind the meter battery pump | 552.3 | 696.3 | 837.1 | 1017.4 | 1247.7 | 1524.8 | 1809.6 | 2083 | 2386.2 | 2779.6 | 3319.3 | 3737.8 | 4103.2 | 4374.6 | 4594 | 4752.3 | 4883 | 5001.8 | 5119.3 | 5269.6 | 5401.9 | 5522.1 | 5629.3 | 5637.8 | 5642.5 | 5641.5 | 5640.6 | 5630 | 5611.8
Region | Technology | 2021-22 | 2022-23 | 2023-24 | 2024-25 | 2025-26 | 2026-27 | 2027-28 | 2028-29 | 2029-30 | 2030-31 | 2031-32 | 2032-33 | 2033-34 | 2034-35 | 2035-36 | 2036-37 | 2037-38 | 2038-39 | 2039-40 | 2040-41 | 2041-42 | 2042-43 | 2043-44 | 2044-45 | 2045-46 | 2046-47 | 2047-48 | 2048-49 | 2049-50
NSW1 | Distributed PV | 3822.1679 | 4376.4873 | 4755.8963 | 5245.6482 | 5860.7807 | 6159.7842 | 6473.9861 | 6746.4296 | 7002.2143 | 7259.8585 | 7517.4127 | 7779.0143 | 8025.8879 | 8389.9804 | 8777.5318 | 9173.8768 | 9629.5684 | 9976.5416 | 10312.0649 | 10636.6873 | 11073.765 | 11488.913 | 11901.6602 | 12312.7899 | 12691.9042 | 13071.9442 | 13434.5056 | 13847.8848 | 14206.1787
NSW1 | Behind the meter battery | 211.1 | 260.6 | 324.2 | 403.7 | 498.5 | 603.5 | 705.5 | 796.2 | 901.1 | 1030.8 | 1198.8 | 1339.5 | 1453.1 | 1533 | 1596.4 | 1643.5 | 1682.6 | 1718.4 | 1756 | 1802.8 | 1843.1 | 1879.9 | 1912.8 | 1915 | 1915.8 | 1914.6 | 1913.2 | 1908.7 | 1902
NSW1 | Behind the meter battery pump | 211.1 | 260.6 | 324.2 | 403.7 | 498.5 | 603.5 | 705.5 | 796.2 | 901.1 | 1030.8 | 1198.8 | 1339.5 | 1453.1 | 1533 | 1596.4 | 1643.5 | 1682.6 | 1718.4 | 1756 | 1802.8 | 1843.1 | 1879.9 | 1912.8 | 1915 | 1915.8 | 1914.6 | 1913.2 | 1908.7 | 1902
Region | Technology | 2021-22 | 2022-23 | 2023-24 | 2024-25 | 2025-26 | 2026-27 | 2027-28 | 2028-29 | 2029-30 | 2030-31 | 2031-32 | 2032-33 | 2033-34 | 2034-35 | 2035-36 | 2036-37 | 2037-38 | 2038-39 | 2039-40 | 2040-41 | 2041-42 | 2042-43 | 2043-44 | 2044-45 | 2045-46 | 2046-47 | 2047-48 | 2048-49 | 2049-50
QLD1 | Distributed PV | 3958.9909 | 4317.8104 | 4573.7068 | 4863.4875 | 5201.9167 | 5437.4402 | 5687.2164 | 5903.9507 | 6119.5956 | 6335.1202 | 6551.9652 | 6777.439 | 7009.9452 | 7342.1573 | 7660.2216 | 7948.7646 | 8232.131 | 8442.2579 | 8657.4797 | 8882.824 | 9174.6318 | 9461.2992 | 9738.3737 | 10013.3796 | 10276.6324 | 10539.1699 | 10792.2528 | 11068.0712 | 11325.2386
QLD1 | Behind the meter battery | 100 | 124.2 | 154 | 192.4 | 239.2 | 291.9 | 341.6 | 391.7 | 447.9 | 535.6 | 658.8 | 750.2 | 840.6 | 910.1 | 967 | 1010.4 | 1047.8 | 1082.5 | 1115.7 | 1154.5 | 1190.3 | 1223.4 | 1253.3 | 1257.8 | 1261.5 | 1263.9 | 1266.1 | 1266.2 | 1264.8
QLD1 | Behind the meter battery pump | 100 | 124.2 | 154 | 192.4 | 239.2 | 291.9 | 341.6 | 391.7 | 447.9 | 535.6 | 658.8 | 750.2 | 840.6 | 910.1 | 967 | 1010.4 | 1047.8 | 1082.5 | 1115.7 | 1154.5 | 1190.3 | 1223.4 | 1253.3 | 1257.8 | 1261.5 | 1263.9 | 1266.1 | 1266.2 | 1264.8
Region | Technology | 2021-22 | 2022-23 | 2023-24 | 2024-25 | 2025-26 | 2026-27 | 2027-28 | 2028-29 | 2029-30 | 2030-31 | 2031-32 | 2032-33 | 2033-34 | 2034-35 | 2035-36 | 2036-37 | 2037-38 | 2038-39 | 2039-40 | 2040-41 | 2041-42 | 2042-43 | 2043-44 | 2044-45 | 2045-46 | 2046-47 | 2047-48 | 2048-49 | 2049-50
VIC1 | Distributed PV | 3399.6603 | 4001.0249 | 4608.7834 | 5220.3077 | 5857.4215 | 6468.9188 | 7099.9296 | 7540.0233 | 7738.4832 | 7930.7979 | 8136.0898 | 8370.0507 | 8619.2453 | 8920.9479 | 9255.9198 | 9575.5051 | 9946.5807 | 10240.5865 | 10540.4316 | 10810.5016 | 11169.4275 | 11511.4204 | 11860.8973 | 12201.02 | 12536.672 | 12864.6533 | 13192.2023 | 13545.0914 | 13875.2609
VIC1 | Behind the meter battery | 118.4 | 150.6 | 185.3 | 233.1 | 293.5 | 368.7 | 458.7 | 561.5 | 673.5 | 806.6 | 987.9 | 1130 | 1253.6 | 1350 | 1430.8 | 1487.6 | 1533.3 | 1573.9 | 1613.3 | 1665.5 | 1711.6 | 1753.3 | 1790.6 | 1795.4 | 1799.1 | 1800.8 | 1803 | 1802.1 | 1797.9
VIC1 | Behind the meter battery pump | 118.4 | 150.6 | 185.3 | 233.1 | 293.5 | 368.7 | 458.7 | 561.5 | 673.5 | 806.6 | 987.9 | 1130 | 1253.6 | 1350 | 1430.8 | 1487.6 | 1533.3 | 1573.9 | 1613.3 | 1665.5 | 1711.6 | 1753.3 | 1790.6 | 1795.4 | 1799.1 | 1800.8 | 1803 | 1802.1 | 1797.9
Region | Technology | 2021-22 | 2022-23 | 2023-24 | 2024-25 | 2025-26 | 2026-27 | 2027-28 | 2028-29 | 2029-30 | 2030-31 | 2031-32 | 2032-33 | 2033-34 | 2034-35 | 2035-36 | 2036-37 | 2037-38 | 2038-39 | 2039-40 | 2040-41 | 2041-42 | 2042-43 | 2043-44 | 2044-45 | 2045-46 | 2046-47 | 2047-48 | 2048-49 | 2049-50
SA1 | Distributed PV | 1783.2522 | 1904.9158 | 2001.4116 | 2115.5841 | 2235.5331 | 2330.6985 | 2429.9711 | 2525.5356 | 2576.9187 | 2628.9083 | 2682.0505 | 2744.4936 | 2829.0292 | 2925.9724 | 3018.7078 | 3107.7264 | 3178.011 | 3226.1053 | 3277.0188 | 3337.9873 | 3420.5074 | 3504.3384 | 3582.8304 | 3664.9786 | 3732.9153 | 3799.7863 | 3862.8234 | 3941.098 | 4004.3895
SA1 | Behind the meter battery | 108 | 143.6 | 152.5 | 162.3 | 184.7 | 221.6 | 255.8 | 278.4 | 302.3 | 337 | 392.1 | 427.5 | 457.7 | 477.7 | 491.8 | 500 | 506.3 | 511.9 | 517.2 | 527 | 534.9 | 541.6 | 547 | 544.4 | 541.4 | 538.1 | 534.8 | 530.4 | 525.4
SA1 | Behind the meter battery pump | 108 | 143.6 | 152.5 | 162.3 | 184.7 | 221.6 | 255.8 | 278.4 | 302.3 | 337 | 392.1 | 427.5 | 457.7 | 477.7 | 491.8 | 500 | 506.3 | 511.9 | 517.2 | 527 | 534.9 | 541.6 | 547 | 544.4 | 541.4 | 538.1 | 534.8 | 530.4 | 525.4
Region | Technology | 2021-22 | 2022-23 | 2023-24 | 2024-25 | 2025-26 | 2026-27 | 2027-28 | 2028-29 | 2029-30 | 2030-31 | 2031-32 | 2032-33 | 2033-34 | 2034-35 | 2035-36 | 2036-37 | 2037-38 | 2038-39 | 2039-40 | 2040-41 | 2041-42 | 2042-43 | 2043-44 | 2044-45 | 2045-46 | 2046-47 | 2047-48 | 2048-49 | 2049-50
TAS1 | Distributed PV | 204.1971 | 233.0968 | 254.7382 | 280.6767 | 321.3367 | 342.5718 | 360.4389 | 375.3707 | 388.2471 | 403.368 | 417.5666 | 437.6788 | 456.5522 | 480.2745 | 504.6651 | 530.2364 | 561.8753 | 584.3432 | 607.4587 | 631.3108 | 656.6334 | 682.0392 | 706.0609 | 731.792 | 754.891 | 777.3642 | 797.6967 | 822.2518 | 841.2426
TAS1 | Behind the meter battery | 14.8 | 17.3 | 21.1 | 25.9 | 31.8 | 39.1 | 48 | 55.2 | 61.4 | 69.6 | 81.7 | 90.6 | 98.2 | 103.8 | 108 | 110.8 | 113 | 115.1 | 117.1 | 119.8 | 122 | 123.9 | 125.6 | 125.2 | 124.7 | 124.1 | 123.5 | 122.6 | 121.7
TAS1 | Behind the meter battery pump | 14.8 | 17.3 | 21.1 | 25.9 | 31.8 | 39.1 | 48 | 55.2 | 61.4 | 69.6 | 81.7 | 90.6 | 98.2 | 103.8 | 108 | 110.8 | 113 | 115.1 | 117.1 | 119.8 | 122 | 123.9 | 125.6 | 125.2 | 124.7 | 124.1 | 123.5 | 122.6 | 121.7

## BaseCase_VOM Cost
VOM cost by technology ($000s) - Base Case, Fast Change Scenario
VOM | Real June 2020 dollars discounted to 1 July 2020
Explicitly modelled generation
Region | Technology | 2021-22 | 2022-23 | 2023-24 | 2024-25 | 2025-26 | 2026-27 | 2027-28 | 2028-29 | 2029-30 | 2030-31 | 2031-32 | 2032-33 | 2033-34 | 2034-35 | 2035-36 | 2036-37 | 2037-38 | 2038-39 | 2039-40 | 2040-41 | 2041-42 | 2042-43 | 2043-44 | 2044-45 | 2045-46 | 2046-47 | 2047-48 | 2048-49 | 2049-50
NEM | Black Coal | 346462.6631 | 288376.0602 | 274733.8503 | 273806.8679 | 241003.4056 | 209972.0831 | 185937.5106 | 184928.8639 | 141439.7781 | 129564.8442 | 120375.534 | 100955.2953 | 106105.5644 | 95247.8621 | 77129.4983 | 71597.3674 | 59444.9971 | 56659.4656 | 50180.951 | 45972.6713 | 40829.5162 | 26626.449 | 21167.9552 | 16980.6255 | 13391.8895 | 10683.9495 | 9645.3405 | 8956.2254 | 7726.8092
NEM | Brown Coal | 117898.9875 | 106307.3535 | 103081.2585 | 71690.0067 | 69674.1713 | 66338.3312 | 61224.4457 | 58443.643 | 54556.4157 | 54991.1097 | 51458.4296 | 48417.458 | 47742.164 | 43751.117 | 43551.5885 | 39178.7235 | 34691.142 | 33402.447 | 27093.5836 | 26826.0945 | 28565.4985 | 27430.2825 | 25130.7423 | 22703.0127 | 21693.2559 | 22133.9059 | 13798.9689 | 0 | 0
NEM | CCGT | 15628.8725 | 14893.2059 | 12038.2743 | 12247.6411 | 10738.5361 | 10200.5705 | 10006.1165 | 11725.4736 | 8783.3644 | 8748.027 | 9666.2044 | 20556.1432 | 21782.5005 | 20484.6299 | 14714.7886 | 13399.3864 | 16583.9032 | 15905.175 | 12171.3929 | 11620.0312 | 11497.2758 | 12603.2392 | 7523.7112 | 7054.5229 | 3157.6702 | 2065.5174 | 1976.7761 | 1878.5601 | 1790.1839
NEM | Gas - Steam | 1710.8119 | 1663.0346 | 1781.2856 | 643.361 | 581.6762 | 572.3563 | 533.5675 | 542.9521 | 470.3686 | 457.6482 | 428.1922 | 635.8631 | 574.7715 | 898.7692 | 343.5008 | 348.8026 | 691.3009 | 750.6759 | 489.9784 | 475.8089 | 468.7266 | 547.716 | 446.3464 | 423.3848 | 493.274 | 0 | 0 | 0 | 0
NEM | OCGT / Diesel | 549.7301 | 243.1281 | 1129.4305 | 892.5491 | 303.0842 | 645.711 | 444.1057 | 1083.8542 | 115.971 | 215.4323 | 244.3452 | 3282.4754 | 2290.7344 | 2852.0758 | 2176.6329 | 2393.8745 | 8305.6312 | 8709.1194 | 13564.7123 | 14348.2447 | 10055.322 | 12866.5504 | 18434.2417 | 7050.4706 | 6905.9376 | 7936.918 | 8944.4881 | 12924.0925 | 11683.3034
NEM | Hydro | 91076.3896 | 88421.08 | 83827.6639 | 97914.6462 | 97367.696 | 84709.248 | 81085.9587 | 88382.1027 | 72671.5103 | 63543.4479 | 58160.8636 | 55777.6494 | 55822.8497 | 51214.2608 | 46911.8643 | 41968.0446 | 45352.8472 | 38047.8703 | 34137.9392 | 30142.5335 | 28828.7937 | 29250.1179 | 28218.6217 | 25744.1316 | 24380.1155 | 27342.2619 | 22494.231 | 20598.9643 | 18182.5802
NEM | Wind | 67500.477 | 80285.5307 | 68790.1713 | 67350.7195 | 66809.8553 | 66598.5945 | 64243.6263 | 55309.5345 | 50339.2416 | 47815.8319 | 49898.8105 | 42474.3906 | 40401.5803 | 38863.4877 | 37257.2959 | 35033.8458 | 27749.5996 | 24771.6172 | 21564.6575 | 20173.3134 | 17592.221 | 16079.928 | 12501.1968 | 10989.7954 | 7556.8321 | 5668.7269 | 5054.1415 | 4402.8251 | 2646.6249
NEM | Solar PV | 13.5121 | 15.8212 | 15.3449 | 14.0475 | 15.756 | 34.5889 | 39.1531 | 40.0963 | 84.5618 | 85.264 | 83.5594 | 78.9863 | 73.2581 | 67.5844 | 69.1763 | 65.698 | 79.9378 | 85.3362 | 94.1354 | 106.4729 | 110.9721 | 142.3872 | 134.4734 | 133.0934 | 126.0618 | 128.6522 | 126.3058 | 132.2008 | 135.6226
NEM | Grid Battery | 0.1972 | 0.25326 | 0.2594 | 0.28062 | 0.26487 | 0.24799 | 0.22831 | 0.20323 | 0.17908 | 0.1697 | 0.15719 | 0.1562 | 0.28079 | 0.2585 | 0.25185 | 0.24038 | 2.6439 | 2.5226 | 3.1816 | 3.021 | 4.0978 | 3.8488 | 3.6738 | 3.5758 | 3.3972 | 4.0251 | 3.8882 | 3.714 | 3.3962
NEM | Pumped Hydro | 425.4001 | 1191.4958 | 1620.3922 | 4351.2507 | 3775.9543 | 3327.7745 | 3551.2502 | 4489.9114 | 3348.6986 | 3455.3163 | 3173.6526 | 4083.5872 | 3529.294 | 3037.5858 | 3337.7399 | 3057.884 | 2056.945 | 1993.3851 | 2036.67 | 2039.3754 | 2252.3318 | 2011.7337 | 1434.3748 | 1637.7667 | 1494.5296 | 1182.9631 | 1034.2544 | 927.9948 | 463.6129
NEM | VPP | 0.39961 | 0.69074 | 0.91692 | 1.5292 | 2.1823 | 2.8377 | 3.5611 | 4.2741 | 4.8406 | 5.647 | 6.592 | 7.7692 | 8.2311 | 8.346 | 8.9265 | 9.1462 | 8.2597 | 8.1764 | 8.3021 | 8.3999 | 8.6778 | 8.722 | 8.5326 | 8.8899 | 8.4131 | 7.7493 | 7.6176 | 7.5412 | 5.7315
Total excluding storage |  | 640841.4438 | 580205.2142 | 545397.2792 | 524559.839 | 486494.1807 | 439071.4835 | 403514.484 | 400456.5203 | 328461.2114 | 305421.6051 | 290315.9388 | 272178.2613 | 274793.423 | 253379.7869 | 222154.3457 | 203985.7428 | 192899.359 | 178331.7067 | 159297.3504 | 149665.1705 | 137948.3259 | 125546.6701 | 113557.2888 | 91079.0369 | 77705.0366 | 75959.9318 | 62040.2519 | 48892.8682 | 42165.1242
Region | Technology | 2021-22 | 2022-23 | 2023-24 | 2024-25 | 2025-26 | 2026-27 | 2027-28 | 2028-29 | 2029-30 | 2030-31 | 2031-32 | 2032-33 | 2033-34 | 2034-35 | 2035-36 | 2036-37 | 2037-38 | 2038-39 | 2039-40 | 2040-41 | 2041-42 | 2042-43 | 2043-44 | 2044-45 | 2045-46 | 2046-47 | 2047-48 | 2048-49 | 2049-50
NSW1 | Black Coal | 180424.5835 | 143378.262 | 126848.6125 | 139182.4298 | 112099.2799 | 92911.9083 | 82797.001 | 87091.8256 | 52778.5807 | 48681.7587 | 44531.1003 | 25854.8495 | 30479.8372 | 26383.0049 | 11979.1925 | 14220.1045 | 15126.3785 | 13869.021 | 12280.781 | 9830.7005 | 8148.3728 | 0 | 0 | 0 | 0 | 0 | 0 | 0 | 0
NSW1 | Brown Coal | 0 | 0 | 0 | 0 | 0 | 0 | 0 | 0 | 0 | 0 | 0 | 0 | 0 | 0 | 0 | 0 | 0 | 0 | 0 | 0 | 0 | 0 | 0 | 0 | 0 | 0 | 0 | 0 | 0
NSW1 | CCGT | 230.3425 | 219.6558 | 643.3084 | 454.7032 | 366.9224 | 348.437 | 333.6067 | 368.603 | 300.6723 | 287.6862 | 273.7172 | 4352.2272 | 3997.8803 | 4481.7576 | 2402.0642 | 2363.5743 | 4799.6972 | 4920.1847 | 3994.1049 | 3590.0307 | 3477.803 | 4005.1595 | 100.1437 | 0.00018733 | 0.00018477 | 0.00018338 | 0.0001764 | 0.00024777 | 0.0002272
NSW1 | Gas - Steam | 0 | 0 | 0 | 0 | 0 | 0 | 0 | 0 | 0 | 0 | 0 | 0 | 0 | 0 | 0 | 0 | 0 | 0 | 0 | 0 | 0 | 0 | 0 | 0 | 0 | 0 | 0 | 0 | 0
NSW1 | OCGT / Diesel | 0.00011173 | 0.00011032 | 123.806 | 429.8074 | 80.2873 | 141.3747 | 56.794 | 55.9257 | 0.0001145 | 0.00011328 | 0.00011546 | 277.9271 | 188.4801 | 203.1093 | 511.9491 | 309.6497 | 1465.7911 | 2347.0113 | 4467.3801 | 6597.9519 | 3102.3208 | 4449.0395 | 8249.631 | 1692.7723 | 1812.009 | 2377.8102 | 4207.9837 | 5456.901 | 5446.6758
NSW1 | Hydro | 14056.7482 | 14196.248 | 12521.3093 | 17484.1772 | 16419.3302 | 14381.9158 | 13983.4005 | 19176.6687 | 13766.3614 | 11525.0318 | 11473.6861 | 12225.3303 | 12995.5819 | 12743.0376 | 12517.1774 | 11122.4714 | 13701.522 | 10479.3007 | 9246.7759 | 8744.3285 | 7584.04 | 8858.2924 | 9432.5451 | 8471.0333 | 8400.6168 | 9345.8591 | 7293.933 | 6593.1099 | 5691.5359
NSW1 | Wind | 15743.2869 | 17591.7209 | 15768.948 | 14915.8163 | 14857.1108 | 14994.7619 | 13886.6898 | 10992.8431 | 9172.4135 | 9549.5546 | 10804.1173 | 9728.2245 | 9366.4241 | 9136.3866 | 8846.6334 | 8221.5764 | 5695.4863 | 4167.2026 | 4228.0508 | 3876.4271 | 3407.0691 | 3208.5343 | 2277.6275 | 2327.2371 | 2100.3843 | 1159.9769 | 962.5219 | 901.1735 | 754.6911
NSW1 | Solar PV | 4.9791 | 5.7841 | 5.5559 | 5.1042 | 7.2693 | 26.1162 | 30.9357 | 33.2831 | 77.6176 | 78.4274 | 76.9711 | 72.571 | 67.4035 | 62.0227 | 63.6074 | 60.4796 | 60.9277 | 66.0279 | 69.1423 | 66.9401 | 63.503 | 80.4336 | 74.231 | 74.7454 | 71.014 | 68.1803 | 66.7761 | 73.3181 | 74.2722
NSW1 | Grid Battery | 7.1934e-08 | 1.0283e-07 | 9.8188e-08 | 1.2447e-07 | 1.418e-07 | 1.5177e-07 | 1.8358e-07 | 1.9838e-07 | 4.6309e-06 | 4.5513e-06 | 4.2284e-06 | 4.2535e-06 | 3.9456e-06 | 3.6964e-06 | 3.69e-06 | 3.5312e-06 | 0.2472 | 0.23197 | 0.59763 | 0.55637 | 1.0812 | 1.0164 | 0.97667 | 0.95313 | 0.90859 | 0.84959 | 0.79201 | 0.78191 | 0.73498
NSW1 | Pumped Hydro | 205.2276 | 554.6506 | 736.8082 | 1136.0522 | 601.9853 | 801.2375 | 1046.5622 | 1257.0829 | 870.4811 | 976.8931 | 938.8066 | 1267.8322 | 1102.891 | 853.377 | 1036.2969 | 956.889 | 754.9141 | 722.2283 | 779.3574 | 763.7282 | 726.6494 | 757.4918 | 517.9795 | 624.363 | 630.3897 | 486.3873 | 419.1449 | 405.6332 | 279.4469
NSW1 | VPP | 0.1448 | 0.26543 | 0.32743 | 0.59134 | 0.852 | 1.0906 | 1.3762 | 1.5903 | 1.7878 | 2.0545 | 2.3057 | 2.663 | 2.8518 | 2.8094 | 2.9984 | 3.0733 | 2.9279 | 2.8574 | 2.9466 | 2.8997 | 2.9981 | 3.0445 | 2.9933 | 3.1164 | 2.9992 | 2.8641 | 2.7256 | 2.8085 | 2.2607
Total excluding storage |  | 210459.9403 | 175391.6709 | 155911.54 | 172472.038 | 143830.2 | 122804.514 | 111088.4278 | 117719.1491 | 76095.6456 | 70122.4587 | 67159.5922 | 52511.1295 | 57095.6071 | 53009.3189 | 36320.624 | 36297.8559 | 40849.8028 | 35848.7482 | 34286.2351 | 32706.3787 | 25783.1088 | 20601.4592 | 20134.1783 | 12565.7883 | 12384.0242 | 12951.8267 | 12531.2149 | 13024.5028 | 11967.1751
Region | Technology | 2021-22 | 2022-23 | 2023-24 | 2024-25 | 2025-26 | 2026-27 | 2027-28 | 2028-29 | 2029-30 | 2030-31 | 2031-32 | 2032-33 | 2033-34 | 2034-35 | 2035-36 | 2036-37 | 2037-38 | 2038-39 | 2039-40 | 2040-41 | 2041-42 | 2042-43 | 2043-44 | 2044-45 | 2045-46 | 2046-47 | 2047-48 | 2048-49 | 2049-50
QLD1 | Black Coal | 166038.0796 | 144997.7982 | 147885.2378 | 134624.4381 | 128904.1257 | 117060.1748 | 103140.5096 | 97837.0383 | 88661.1973 | 80883.0854 | 75844.4336 | 75100.4457 | 75625.7272 | 68864.8572 | 65150.3058 | 57377.2629 | 44318.6186 | 42790.4446 | 37900.17 | 36141.9708 | 32681.1434 | 26626.449 | 21167.9552 | 16980.6255 | 13391.8895 | 10683.9495 | 9645.3405 | 8956.2254 | 7726.8092
QLD1 | Brown Coal | 0 | 0 | 0 | 0 | 0 | 0 | 0 | 0 | 0 | 0 | 0 | 0 | 0 | 0 | 0 | 0 | 0 | 0 | 0 | 0 | 0 | 0 | 0 | 0 | 0 | 0 | 0 | 0 | 0
QLD1 | CCGT | 7651.4756 | 7312.7782 | 7770.7946 | 9065.5045 | 7792.0143 | 7388.8012 | 7326.7851 | 9099.3826 | 6342.4269 | 6420.4681 | 7451.9116 | 12587.2789 | 13888.9412 | 11696.6596 | 10063.3094 | 8381.1467 | 11784.2058 | 10984.9901 | 8177.2877 | 8030.0003 | 8019.4725 | 8598.0794 | 7423.5672 | 7054.5224 | 3157.6697 | 2065.517 | 1976.7757 | 1878.5594 | 1790.1832
QLD1 | Gas - Steam | 257.0102 | 244.2392 | 462.4771 | 442.7441 | 419.0194 | 400.9495 | 380.4773 | 365.2808 | 345.9671 | 331.1227 | 315.0387 | 299.6017 | 308.1985 | 273.897 | 262.8078 | 268.689 | 537.1743 | 550.5432 | 489.9784 | 475.8089 | 468.7266 | 547.716 | 446.3464 | 423.3848 | 493.274 | 0 | 0 | 0 | 0
QLD1 | OCGT / Diesel | 0.00021793 | 0.00021566 | 2.7042 | 251.0411 | 111.9847 | 167.4987 | 204.3658 | 676.2126 | 101.731 | 184.4364 | 205.9602 | 1545.407 | 918.1448 | 466.0281 | 501.5308 | 1043.7058 | 3858.7571 | 3098.3873 | 4062.9277 | 3703.398 | 3756.4339 | 4783.3601 | 4754.5518 | 4160.1395 | 4104.315 | 4467.3 | 3633.1522 | 3882.9289 | 2267.4295
QLD1 | Hydro | 4712.6965 | 4493.6277 | 4295.3274 | 4070.564 | 3877.6651 | 3698.0578 | 3534.0264 | 3351.4723 | 3191.1216 | 2980.2088 | 2903.544 | 2752.0444 | 2620.6397 | 2497.1182 | 2383.1469 | 2261.5719 | 805.6941 | 772.2032 | 729.7245 | 697.4212 | 668.6223 | 0 | 0 | 0 | 0 | 0 | 0 | 0 | 0
QLD1 | Wind | 5395.6621 | 8636.8742 | 8140.0839 | 7228.422 | 8173.4743 | 7721.1711 | 7851.0693 | 7260.8621 | 6382.8128 | 6347.2886 | 5417.3042 | 5039.4427 | 4497.7806 | 5045.4612 | 4577.2086 | 4695.0761 | 4476.4619 | 4117.2759 | 4006.8696 | 3238.4739 | 3043.7606 | 2550.0596 | 2385.4664 | 1233.0256 | 1199.6244 | 1107.397 | 999.8482 | 925.497 | 531.3796
QLD1 | Solar PV | 5.1758 | 6.7105 | 6.523 | 5.9515 | 5.7564 | 5.7532 | 5.5568 | 4.4257 | 4.5781 | 4.5419 | 4.4036 | 4.2646 | 3.8937 | 3.7712 | 3.7787 | 3.4765 | 16.8193 | 17.195 | 17.0615 | 22.2777 | 26.3616 | 43.6707 | 40.7496 | 39.9891 | 37.1635 | 43.4448 | 43.4992 | 42.738 | 43.5225
QLD1 | Grid Battery | 5.0437e-08 | 0.019364 | 0.02182 | 0.025828 | 0.026172 | 0.024426 | 0.022746 | 0.021229 | 0.019357 | 0.018853 | 0.017456 | 0.01699 | 0.16888 | 0.16727 | 0.1587 | 0.15137 | 1.8698 | 1.7923 | 1.7182 | 1.6573 | 1.615 | 1.5264 | 1.4607 | 1.3996 | 1.3242 | 2.1025 | 2.0859 | 1.9874 | 1.8189
QLD1 | Pumped Hydro | 220.1725 | 636.8452 | 883.5841 | 3215.1985 | 3173.969 | 2526.537 | 2504.688 | 3232.8285 | 2478.2175 | 2478.4232 | 2234.846 | 2815.755 | 2426.403 | 2184.2088 | 2301.443 | 2100.995 | 1301.9085 | 1271.0403 | 1257.0088 | 1275.3542 | 1524.5958 | 1253.2397 | 915.4684 | 1012.4082 | 863.1987 | 695.7174 | 614.2912 | 520.9455 | 182.8833
QLD1 | VPP | 0.062739 | 0.10357 | 0.15472 | 0.28861 | 0.44171 | 0.57233 | 0.72299 | 0.89091 | 1.0191 | 1.2262 | 1.436 | 1.711 | 1.7851 | 1.923 | 2.0191 | 2.0687 | 1.589 | 1.6672 | 1.7209 | 1.8071 | 1.9545 | 1.9853 | 1.9973 | 1.9974 | 1.7908 | 1.4492 | 1.5667 | 1.5266 | 0.91921
Total excluding storage |  | 184060.1 | 165692.0282 | 168563.148 | 155688.6653 | 149284.0398 | 136442.4064 | 122442.7903 | 118594.6745 | 105029.8348 | 97151.152 | 92142.5959 | 97328.485 | 97863.3257 | 88847.7925 | 82942.088 | 74030.9289 | 65797.731 | 62331.0393 | 55384.0194 | 52309.3508 | 48664.5209 | 43149.3347 | 36218.6367 | 29891.6869 | 22383.9361 | 18367.6083 | 16298.6158 | 15685.9488 | 12359.324
Region | Technology | 2021-22 | 2022-23 | 2023-24 | 2024-25 | 2025-26 | 2026-27 | 2027-28 | 2028-29 | 2029-30 | 2030-31 | 2031-32 | 2032-33 | 2033-34 | 2034-35 | 2035-36 | 2036-37 | 2037-38 | 2038-39 | 2039-40 | 2040-41 | 2041-42 | 2042-43 | 2043-44 | 2044-45 | 2045-46 | 2046-47 | 2047-48 | 2048-49 | 2049-50
VIC1 | Black Coal | 0 | 0 | 0 | 0 | 0 | 0 | 0 | 0 | 0 | 0 | 0 | 0 | 0 | 0 | 0 | 0 | 0 | 0 | 0 | 0 | 0 | 0 | 0 | 0 | 0 | 0 | 0 | 0 | 0
VIC1 | Brown Coal | 117898.9875 | 106307.3535 | 103081.2585 | 71690.0067 | 69674.1713 | 66338.3312 | 61224.4457 | 58443.643 | 54556.4157 | 54991.1097 | 51458.4296 | 48417.458 | 47742.164 | 43751.117 | 43551.5885 | 39178.7235 | 34691.142 | 33402.447 | 27093.5836 | 26826.0945 | 28565.4985 | 27430.2825 | 25130.7423 | 22703.0127 | 21693.2559 | 22133.9059 | 13798.9689 | 0 | 0
VIC1 | CCGT | 5.5157e-05 | 5.2023e-05 | 5.2124e-05 | 6.0524e-05 | 5.8374e-05 | 5.5143e-05 | 5.5876e-05 | 5.9288e-05 | 5.5857e-05 | 5.3263e-05 | 5.3499e-05 | 8.6049e-05 | 8.2727e-05 | 7.9354e-05 | 7.3839e-05 | 7.0971e-05 | 0.00010212 | 9.9449e-05 | 0.00011143 | 0.00010399 | 0.00010822 | 0.00010656 | 0.00010406 | 9.7327e-05 | 9.6011e-05 | 9.3603e-05 | 9.7508e-05 | 0.0002772 | 0.00025867
VIC1 | Gas - Steam | 16.8597 | 6.1723 | 19.0435 | 42.6364 | 13.9868 | 29.5721 | 18.923 | 47.8342 | 1.5642 | 9.3649 | 1.6942 | 64.4624 | 44.2206 | 61.8409 | 80.693 | 80.1136 | 154.1266 | 200.1327 | 0 | 0 | 0 | 0 | 0 | 0 | 0 | 0 | 0 | 0 | 0
VIC1 | OCGT / Diesel | 71.5053 | 0.0002121 | 78.7482 | 58.6352 | 21.7692 | 111.4302 | 75.4728 | 77.2322 | 0.00025054 | 0.00024011 | 0.00024385 | 258.0736 | 139.2033 | 134.5702 | 197.2544 | 100.8301 | 394.2293 | 240.3391 | 1725.5961 | 1077.7366 | 648.3762 | 329.0869 | 1690.92 | 597.6858 | 528.0222 | 435.8973 | 217.8215 | 2368.7145 | 2789.2157
VIC1 | Hydro | 18795.7851 | 17972.288 | 15619.8746 | 18428.014 | 17897.9131 | 16243.5234 | 15637.4938 | 18896.7704 | 14911.2127 | 12164.1644 | 11615.2915 | 10011.3613 | 11906.1478 | 11567.382 | 10514.4008 | 10042.1633 | 12174.3734 | 9655.5852 | 7875.0245 | 7512.1162 | 6510.1449 | 7665.1737 | 7514.5913 | 6790.0116 | 6501.2628 | 7858.1983 | 6230.5658 | 5067.3967 | 4854.7099
VIC1 | Wind | 27224.0354 | 33178.2774 | 27185.5009 | 26847.47 | 26339.4406 | 25912.1344 | 25421.9204 | 21954.246 | 21138.7535 | 19514.0345 | 20908.8968 | 17324.6082 | 16779.9549 | 15903.605 | 15708.5016 | 15137.0793 | 11916.266 | 11248.7534 | 9436.0696 | 9408.5396 | 7842.7422 | 7246.9753 | 5632.2466 | 5169.4102 | 2705.2409 | 2181.2796 | 1891.1968 | 1576.3688 | 526.6377
VIC1 | Solar PV | 2.475 | 2.3463 | 2.3241 | 2.1268 | 1.9257 | 1.9333 | 1.8872 | 1.6859 | 1.6682 | 1.623 | 1.5408 | 1.5266 | 1.3939 | 1.2627 | 1.274 | 1.2356 | 1.1051 | 1.0918 | 5.9456 | 13.4286 | 16.5863 | 13.9999 | 13.6003 | 12.9726 | 12.7191 | 12.6266 | 11.9493 | 12.5734 | 14.1942
VIC1 | Grid Battery | 0.10356 | 0.14521 | 0.14454 | 0.16115 | 0.15163 | 0.14401 | 0.133 | 0.11566 | 0.10185 | 0.096941 | 0.089944 | 0.090322 | 0.066709 | 0.058868 | 0.06072 | 0.058002 | 0.050397 | 0.046511 | 0.23272 | 0.22161 | 0.57908 | 0.52475 | 0.49468 | 0.50386 | 0.47018 | 0.44126 | 0.41687 | 0.38628 | 0.35311
VIC1 | Pumped Hydro | 0 | 0 | 9.2853e-08 | 1.1189e-07 | 1.0599e-07 | 1.0791e-07 | 1.016e-07 | 1.0616e-07 | 1.0008e-07 | 9.9077e-08 | 1.0063e-07 | 2.5497e-07 | 2.3216e-07 | 2.1643e-07 | 2.2151e-07 | 2.1008e-07 | 0.12237 | 0.11656 | 0.30367 | 0.29301 | 1.0866 | 1.0022 | 0.92681 | 0.99551 | 0.94118 | 0.85837 | 0.81828 | 1.4161 | 1.2827
VIC1 | VPP | 0.093353 | 0.15402 | 0.21964 | 0.38283 | 0.54757 | 0.73448 | 0.93716 | 1.1814 | 1.3913 | 1.6399 | 1.984 | 2.4019 | 2.5576 | 2.5601 | 2.7852 | 2.866 | 2.7489 | 2.6733 | 2.6536 | 2.7244 | 2.7433 | 2.7159 | 2.5899 | 2.8055 | 2.6753 | 2.5584 | 2.4827 | 2.4075 | 1.9338
Total excluding storage |  | 164009.6481 | 157466.4377 | 145986.7499 | 117068.889 | 113949.2066 | 108636.9248 | 102380.1429 | 99421.4118 | 90609.6145 | 86680.2967 | 83985.8532 | 76077.4902 | 76613.0847 | 71419.7779 | 70053.7123 | 64540.1455 | 59331.2425 | 54748.3494 | 46136.2196 | 44837.9157 | 43583.3482 | 42685.5184 | 39982.1005 | 35273.0929 | 31440.501 | 32621.9077 | 22150.5024 | 9025.0538 | 8184.7579
Region | Technology | 2021-22 | 2022-23 | 2023-24 | 2024-25 | 2025-26 | 2026-27 | 2027-28 | 2028-29 | 2029-30 | 2030-31 | 2031-32 | 2032-33 | 2033-34 | 2034-35 | 2035-36 | 2036-37 | 2037-38 | 2038-39 | 2039-40 | 2040-41 | 2041-42 | 2042-43 | 2043-44 | 2044-45 | 2045-46 | 2046-47 | 2047-48 | 2048-49 | 2049-50
SA1 | Black Coal | 0 | 0 | 0 | 0 | 0 | 0 | 0 | 0 | 0 | 0 | 0 | 0 | 0 | 0 | 0 | 0 | 0 | 0 | 0 | 0 | 0 | 0 | 0 | 0 | 0 | 0 | 0 | 0 | 0
SA1 | Brown Coal | 0 | 0 | 0 | 0 | 0 | 0 | 0 | 0 | 0 | 0 | 0 | 0 | 0 | 0 | 0 | 0 | 0 | 0 | 0 | 0 | 0 | 0 | 0 | 0 | 0 | 0 | 0 | 0 | 0
SA1 | CCGT | 7747.0544 | 7360.7718 | 3624.1713 | 2727.4333 | 2579.5993 | 2463.3323 | 2345.7246 | 2257.4879 | 2140.2651 | 2039.8727 | 1940.5756 | 3616.6371 | 3895.6789 | 4306.2126 | 2249.4149 | 2654.6653 | 0.00011847 | 0.00011423 | 0.00011638 | 0.00010821 | 0.00013946 | 0.0001376 | 0.00014169 | 0.00012647 | 0.00012486 | 0.00012183 | 0.00011761 | 0.00014302 | 0.00013281
SA1 | Gas - Steam | 1436.942 | 1412.6232 | 1299.765 | 157.9805 | 148.67 | 141.8346 | 134.1672 | 129.8371 | 122.8373 | 117.1605 | 111.4592 | 271.7991 | 222.3524 | 563.0313 | 0 | 0 | 0 | 0 | 0 | 0 | 0 | 0 | 0 | 0 | 0 | 0 | 0 | 0 | 0
SA1 | OCGT / Diesel | 478.2244 | 243.1275 | 924.172 | 153.0654 | 89.043 | 225.4073 | 107.473 | 274.4836 | 14.2396 | 30.9954 | 38.3846 | 1199.7071 | 1044.9061 | 2048.3681 | 965.8985 | 939.6888 | 2586.8537 | 3023.3815 | 3308.8083 | 2969.1581 | 2547.9686 | 3305.064 | 3739.139 | 599.873 | 461.5914 | 655.9104 | 885.5307 | 1214.7315 | 1179.9824
SA1 | Hydro | 0 | 0 | 0 | 0 | 0 | 0 | 0 | 0 | 0 | 0 | 0 | 0 | 0 | 0 | 0 | 0 | 0 | 0 | 0 | 0 | 0 | 0 | 0 | 0 | 0 | 0 | 0 | 0 | 0
SA1 | Wind | 15792.5491 | 17014.1309 | 14363.1668 | 15151.3453 | 14174.2414 | 14795.3681 | 13976.5357 | 12582.1258 | 11258.7234 | 10368.915 | 10445.758 | 8463.5112 | 7974.2698 | 7186.2666 | 6767.5208 | 5752.1198 | 4840.5497 | 4436.7266 | 3284.9207 | 3068.3409 | 2742.6922 | 2556.172 | 1744.8467 | 1885.1861 | 1173.6706 | 926.9385 | 893.215 | 740.8005 | 590.4412
SA1 | Solar PV | 0.88216 | 0.98022 | 0.94193 | 0.86505 | 0.80469 | 0.78615 | 0.77342 | 0.70164 | 0.69789 | 0.67175 | 0.64397 | 0.62414 | 0.56711 | 0.52772 | 0.51627 | 0.50631 | 1.0857 | 1.0215 | 1.9861 | 3.8265 | 4.5212 | 4.283 | 5.8925 | 5.3863 | 5.1653 | 4.4005 | 4.0812 | 3.5713 | 3.6336
SA1 | Grid Battery | 0.093641 | 0.088685 | 0.093037 | 0.093637 | 0.087064 | 0.079551 | 0.072566 | 0.066339 | 0.057862 | 0.053902 | 0.049784 | 0.048881 | 0.045199 | 0.032364 | 0.032422 | 0.031012 | 0.47651 | 0.45187 | 0.6331 | 0.58564 | 0.82256 | 0.78123 | 0.74176 | 0.71923 | 0.69425 | 0.63174 | 0.59341 | 0.55844 | 0.48918
SA1 | Pumped Hydro | 0 | 0 | 7.4787e-08 | 6.9287e-08 | 6.5407e-08 | 6.553e-08 | 6.3544e-08 | 6.5902e-08 | 6.3206e-08 | 6.356e-08 | 6.3308e-08 | 9.4605e-08 | 8.8408e-08 | 8.3334e-08 | 9.3121e-08 | 9.415e-08 | 1.2582e-07 | 1.2078e-07 | 1.1805e-07 | 1.1492e-07 | 1.5236e-07 | 1.4421e-07 | 1.3796e-07 | 1.5785e-07 | 1.4833e-07 | 1.3822e-07 | 1.3287e-07 | 1.287e-07 | 1.2371e-07
SA1 | VPP | 0.096405 | 0.16051 | 0.21052 | 0.2584 | 0.32741 | 0.41878 | 0.49785 | 0.57812 | 0.59955 | 0.67682 | 0.77445 | 0.88124 | 0.9164 | 0.90961 | 0.96497 | 0.95882 | 0.81805 | 0.80245 | 0.80666 | 0.77474 | 0.79144 | 0.77846 | 0.7648 | 0.78251 | 0.75569 | 0.69943 | 0.67271 | 0.63598 | 0.47004
Total excluding storage |  | 25455.6519 | 26031.6336 | 20212.217 | 18190.6895 | 16992.3583 | 17626.7284 | 16564.6739 | 15244.6359 | 13536.7633 | 12557.6154 | 12536.8213 | 13552.2786 | 13137.7743 | 14104.4063 | 9983.3505 | 9346.9802 | 7428.4892 | 7461.1297 | 6595.7153 | 6041.3256 | 5295.1821 | 5865.5192 | 5489.8783 | 2490.4456 | 1640.4274 | 1587.2496 | 1782.827 | 1959.1034 | 1774.0574
Region | Technology | 2021-22 | 2022-23 | 2023-24 | 2024-25 | 2025-26 | 2026-27 | 2027-28 | 2028-29 | 2029-30 | 2030-31 | 2031-32 | 2032-33 | 2033-34 | 2034-35 | 2035-36 | 2036-37 | 2037-38 | 2038-39 | 2039-40 | 2040-41 | 2041-42 | 2042-43 | 2043-44 | 2044-45 | 2045-46 | 2046-47 | 2047-48 | 2048-49 | 2049-50
TAS1 | Black Coal | 0 | 0 | 0 | 0 | 0 | 0 | 0 | 0 | 0 | 0 | 0 | 0 | 0 | 0 | 0 | 0 | 0 | 0 | 0 | 0 | 0 | 0 | 0 | 0 | 0 | 0 | 0 | 0 | 0
TAS1 | Brown Coal | 0 | 0 | 0 | 0 | 0 | 0 | 0 | 0 | 0 | 0 | 0 | 0 | 0 | 0 | 0 | 0 | 0 | 0 | 0 | 0 | 0 | 0 | 0 | 0 | 0 | 0 | 0 | 0 | 0
TAS1 | CCGT | 5.0014e-05 | 4.7167e-05 | 4.5941e-05 | 4.3854e-05 | 4.1461e-05 | 3.9945e-05 | 3.9463e-05 | 3.879e-05 | 3.8388e-05 | 3.6975e-05 | 3.4922e-05 | 3.4463e-05 | 3.3387e-05 | 3.2774e-05 | 3.2468e-05 | 3.206e-05 | 3.1967e-05 | 3.1749e-05 | 3.2903e-05 | 3.1628e-05 | 3.1712e-05 | 3.137e-05 | 3.1361e-05 | 3.1193e-05 | 3.0975e-05 | 3.0954e-05 | 3.0944e-05 | 3.1248e-05 | 3.0608e-05
TAS1 | Gas - Steam | 0 | 0 | 0 | 0 | 0 | 0 | 0 | 0 | 0 | 0 | 0 | 0 | 0 | 0 | 0 | 0 | 0 | 0 | 0 | 0 | 0 | 0 | 0 | 0 | 0 | 0 | 0 | 0 | 0
TAS1 | OCGT / Diesel | 6.189e-05 | 5.7213e-05 | 5.7296e-05 | 5.5394e-05 | 5.1566e-05 | 5.2178e-05 | 5.1444e-05 | 5.0906e-05 | 5.1073e-05 | 4.9847e-05 | 4.5374e-05 | 1.3606 | 4.4426e-05 | 4.3818e-05 | 4.3296e-05 | 4.2536e-05 | 4.2958e-05 | 4.1633e-05 | 4.2095e-05 | 2.7826e-05 | 0.22254 | 2.7369e-05 | 2.7153e-05 | 2.7584e-05 | 2.6497e-05 | 2.7049e-05 | 2.6889e-05 | 0.81657 | 2.6342e-05
TAS1 | Hydro | 53511.1598 | 51758.9163 | 51391.1525 | 57931.891 | 59172.7876 | 50385.7509 | 47931.038 | 46957.1913 | 40802.8146 | 36874.0429 | 32168.342 | 30788.9134 | 28300.4802 | 24406.723 | 21497.1392 | 18541.8379 | 18671.2577 | 17140.7812 | 16286.4142 | 13188.6675 | 14065.9864 | 12726.6518 | 11271.4853 | 10483.0867 | 9478.2359 | 10138.2045 | 8969.7322 | 8938.4577 | 7636.3344
TAS1 | Wind | 3344.9436 | 3864.5274 | 3332.4717 | 3207.666 | 3265.5882 | 3175.1589 | 3107.411 | 2519.4576 | 2386.5384 | 2036.0393 | 2322.7342 | 1918.604 | 1783.1509 | 1591.7682 | 1357.4316 | 1227.9943 | 820.8357 | 801.6588 | 608.7467 | 581.532 | 555.9569 | 518.1868 | 461.0096 | 374.9364 | 377.912 | 293.135 | 307.3595 | 258.9852 | 243.4753
TAS1 | Solar PV | 2.155e-08 | 3.443e-08 | 4.6263e-08 | 8.0192e-08 | 8.4837e-08 | 1.0716e-07 | 1.2256e-07 | 1.3602e-07 | 1.7921e-07 | 2.0463e-07 | 1.6156e-07 | 1.5468e-07 | 1.4973e-07 | 1.2399e-07 | 1.2605e-07 | 1.1481e-07 | 1.2011e-07 | 1.4828e-07 | 2.4141e-07 | 5.1432e-07 | 4.9183e-07 | 4.6942e-07 | 3.9535e-07 | 4.0226e-07 | 3.6612e-07 | 3.5306e-07 | 3.5434e-07 | 3.3072e-07 | 3.0612e-07
TAS1 | Grid Battery | 4.9882e-08 | 6.7214e-08 | 6.332e-08 | 7.2885e-08 | 1.0136e-07 | 9.7872e-08 | 1.1071e-07 | 1.2397e-07 | 1.3494e-07 | 1.3546e-07 | 1.6293e-07 | 1.7898e-07 | 1.7207e-07 | 1.6708e-07 | 1.7472e-07 | 1.7086e-07 | 1.8374e-07 | 1.8398e-07 | 2.3186e-07 | 2.2355e-07 | 2.079e-07 | 1.9849e-07 | 2.0547e-07 | 2.1114e-07 | 2.0819e-07 | 2.0938e-07 | 2.1195e-07 | 2.4061e-07 | 2.2538e-07
TAS1 | Pumped Hydro | 0 | 0 | 1.7955e-07 | 1.8049e-07 | 2.0128e-07 | 2.0064e-07 | 2.0162e-07 | 2.0411e-07 | 2.0418e-07 | 2.0687e-07 | 2.3638e-07 | 2.5802e-07 | 2.482e-07 | 2.4316e-07 | 2.4532e-07 | 2.4843e-07 | 2.5162e-07 | 2.5099e-07 | 2.9152e-07 | 2.8096e-07 | 2.7009e-07 | 2.612e-07 | 2.6538e-07 | 2.6769e-07 | 2.6406e-07 | 2.6249e-07 | 2.6388e-07 | 2.8284e-07 | 2.7317e-07
TAS1 | VPP | 0.0023107 | 0.0072119 | 0.0046007 | 0.0080502 | 0.013613 | 0.021592 | 0.026885 | 0.033319 | 0.042812 | 0.049619 | 0.091837 | 0.11211 | 0.12029 | 0.14391 | 0.15881 | 0.17944 | 0.17584 | 0.17601 | 0.17432 | 0.19393 | 0.19044 | 0.19788 | 0.18736 | 0.18811 | 0.19218 | 0.17822 | 0.16985 | 0.16258 | 0.14777
Total excluding storage |  | 56856.1035 | 55623.4439 | 54723.6244 | 61139.5572 | 62438.3759 | 53560.9099 | 51038.4491 | 49476.649 | 43189.3531 | 38910.0823 | 34491.0762 | 32708.878 | 30083.6312 | 25998.4913 | 22854.5709 | 19769.8323 | 19492.0935 | 17942.4401 | 16895.1611 | 13770.1996 | 14622.1659 | 13244.8386 | 11732.4949 | 10858.0232 | 9856.1479 | 10431.3395 | 9277.0918 | 9198.2595 | 7879.8098
Explicitly modelled pumping
Region | Technology | 2021-22 | 2022-23 | 2023-24 | 2024-25 | 2025-26 | 2026-27 | 2027-28 | 2028-29 | 2029-30 | 2030-31 | 2031-32 | 2032-33 | 2033-34 | 2034-35 | 2035-36 | 2036-37 | 2037-38 | 2038-39 | 2039-40 | 2040-41 | 2041-42 | 2042-43 | 2043-44 | 2044-45 | 2045-46 | 2046-47 | 2047-48 | 2048-49 | 2049-50
NEM | Grid Battery pump | 0.24275 | 0.31344 | 0.3194 | 0.34689 | 0.32659 | 0.30615 | 0.2825 | 0.25028 | 0.22108 | 0.20951 | 0.19447 | 0.19254 | 0.1575 | 0.13101 | 0.13255 | 0.1267 | 0.10783 | 0.1005 | 0.09872 | 0.079734 | 0.044531 | 0.02425 | 0.022692 | 0.023284 | 0.022312 | 0.019386 | 0.018437 | 0.017291 | 0.014023
NEM | Pumped Hydro Pump | 1221.4412 | 3813.0087 | 4740.5418 | 12127.6852 | 8436.991 | 8035.8652 | 9214.5609 | 11665.3783 | 8726.9519 | 9227.4453 | 9403.6626 | 13075.8173 | 11380.5867 | 9701.4903 | 11539.8793 | 10148.3182 | 8518.3139 | 7533.0156 | 7944.4202 | 8038.2494 | 7766.8892 | 7612.3525 | 7315.7177 | 7392.4055 | 7650.0936 | 6248.6692 | 5342.9328 | 5676.1053 | 3946.0927
NEM | VPP pump | 0.47015 | 0.81459 | 1.0769 | 1.8007 | 2.5664 | 3.3383 | 4.197 | 5.0212 | 5.695 | 6.6438 | 7.7728 | 9.1244 | 9.6838 | 9.828 | 10.4929 | 10.7613 | 9.7324 | 9.6257 | 9.7466 | 9.9084 | 10.1903 | 10.2725 | 10.0262 | 10.4582 | 9.9165 | 9.1002 | 8.9806 | 8.8569 | 6.7372
Region | Technology | 2021-22 | 2022-23 | 2023-24 | 2024-25 | 2025-26 | 2026-27 | 2027-28 | 2028-29 | 2029-30 | 2030-31 | 2031-32 | 2032-33 | 2033-34 | 2034-35 | 2035-36 | 2036-37 | 2037-38 | 2038-39 | 2039-40 | 2040-41 | 2041-42 | 2042-43 | 2043-44 | 2044-45 | 2045-46 | 2046-47 | 2047-48 | 2048-49 | 2049-50
NSW1 | Grid Battery pump | 0 | 0 | 0 | 0 | 0 | 0 | 0 | 0 | 0 | 0 | 0 | 0 | 0 | 0 | 0 | 0 | 0 | 0 | 0 | 0 | 0 | 0 | 0 | 0 | 0 | 0 | 0 | 0 | 0
NSW1 | Pumped Hydro Pump | 916.1133 | 2882.9051 | 3490.4922 | 7541.5207 | 3897.1825 | 4431.476 | 5630.1487 | 7052.7623 | 5186.3677 | 5686.1458 | 6204.3081 | 9059.9778 | 7914.0839 | 6579.6315 | 8253.2435 | 7146.692 | 6649.7234 | 5728.2106 | 6149.802 | 6208.8333 | 5590.432 | 5826.6635 | 6019.6907 | 5950.0489 | 6420.5167 | 5251.517 | 4473.9798 | 4930.1384 | 3694.3666
NSW1 | VPP pump | 0.17036 | 0.313 | 0.38451 | 0.69605 | 1.0021 | 1.2831 | 1.6217 | 1.8685 | 2.1034 | 2.4172 | 2.7198 | 3.126 | 3.3552 | 3.3108 | 3.5222 | 3.6158 | 3.4542 | 3.362 | 3.4573 | 3.4214 | 3.5238 | 3.5768 | 3.5207 | 3.6665 | 3.5368 | 3.3615 | 3.2163 | 3.2949 | 2.6598
Region | Technology | 2021-22 | 2022-23 | 2023-24 | 2024-25 | 2025-26 | 2026-27 | 2027-28 | 2028-29 | 2029-30 | 2030-31 | 2031-32 | 2032-33 | 2033-34 | 2034-35 | 2035-36 | 2036-37 | 2037-38 | 2038-39 | 2039-40 | 2040-41 | 2041-42 | 2042-43 | 2043-44 | 2044-45 | 2045-46 | 2046-47 | 2047-48 | 2048-49 | 2049-50
QLD1 | Grid Battery pump | 0 | 0.023898 | 0.026858 | 0.031888 | 0.032331 | 0.030137 | 0.028097 | 0.026196 | 0.023898 | 0.023276 | 0.021608 | 0.02092 | 0.019417 | 0.018384 | 0.017555 | 0.016799 | 0.013 | 0.01249 | 0.012336 | 0 | 0 | 0 | 0 | 0 | 0 | 0 | 0 | 0 | 0
QLD1 | Pumped Hydro Pump | 305.3279 | 930.1036 | 1250.0496 | 4586.1645 | 4539.8085 | 3604.3892 | 3584.4122 | 4612.616 | 3540.5842 | 3541.2995 | 3199.3545 | 4015.8395 | 3466.5028 | 3121.8588 | 3286.6358 | 3001.6262 | 1868.5905 | 1804.805 | 1794.6182 | 1829.4161 | 2176.4572 | 1785.689 | 1296.027 | 1442.3566 | 1229.5769 | 997.1522 | 868.953 | 745.9669 | 251.7261
QLD1 | VPP pump | 0.073814 | 0.1222 | 0.18169 | 0.33956 | 0.52004 | 0.67299 | 0.85148 | 1.0473 | 1.199 | 1.4426 | 1.6935 | 2.009 | 2.1001 | 2.2657 | 2.3722 | 2.4338 | 1.8754 | 1.9557 | 2.0247 | 2.1297 | 2.2959 | 2.339 | 2.3507 | 2.3482 | 2.1048 | 1.7089 | 1.8395 | 1.8024 | 1.0752
Region | Technology | 2021-22 | 2022-23 | 2023-24 | 2024-25 | 2025-26 | 2026-27 | 2027-28 | 2028-29 | 2029-30 | 2030-31 | 2031-32 | 2032-33 | 2033-34 | 2034-35 | 2035-36 | 2036-37 | 2037-38 | 2038-39 | 2039-40 | 2040-41 | 2041-42 | 2042-43 | 2043-44 | 2044-45 | 2045-46 | 2046-47 | 2047-48 | 2048-49 | 2049-50
VIC1 | Grid Battery pump | 0.12743 | 0.17979 | 0.17794 | 0.1993 | 0.18687 | 0.1778 | 0.1646 | 0.14239 | 0.12575 | 0.11969 | 0.11138 | 0.11118 | 0.082372 | 0.072668 | 0.074966 | 0.071611 | 0.062222 | 0.057625 | 0.056818 | 0.053035 | 0.018446 | 0 | 0 | 0 | 0 | 0 | 0 | 0 | 0
VIC1 | Pumped Hydro Pump | 0 | 0 | 0 | 0 | 0 | 0 | 0 | 0 | 0 | 0 | 0 | 0 | 0 | 0 | 0 | 0 | 0 | 0 | 0 | 0 | 0 | 0 | 0 | 0 | 0 | 0 | 0 | 0 | 0
VIC1 | VPP pump | 0.10983 | 0.18162 | 0.258 | 0.45111 | 0.64352 | 0.86412 | 1.105 | 1.3875 | 1.6369 | 1.9293 | 2.3402 | 2.8199 | 3.0093 | 3.0118 | 3.2769 | 3.3719 | 3.2341 | 3.1541 | 3.1133 | 3.2146 | 3.2184 | 3.2049 | 3.0375 | 3.3008 | 3.1571 | 3.0005 | 2.9303 | 2.8233 | 2.2753
Region | Technology | 2021-22 | 2022-23 | 2023-24 | 2024-25 | 2025-26 | 2026-27 | 2027-28 | 2028-29 | 2029-30 | 2030-31 | 2031-32 | 2032-33 | 2033-34 | 2034-35 | 2035-36 | 2036-37 | 2037-38 | 2038-39 | 2039-40 | 2040-41 | 2041-42 | 2042-43 | 2043-44 | 2044-45 | 2045-46 | 2046-47 | 2047-48 | 2048-49 | 2049-50
SA1 | Grid Battery pump | 0.11532 | 0.10976 | 0.1146 | 0.11571 | 0.10739 | 0.098215 | 0.089801 | 0.081694 | 0.071438 | 0.066549 | 0.061476 | 0.060438 | 0.055705 | 0.039957 | 0.040028 | 0.038287 | 0.032613 | 0.030389 | 0.029566 | 0.026699 | 0.026085 | 0.02425 | 0.022692 | 0.023284 | 0.022312 | 0.019386 | 0.018437 | 0.017291 | 0.014023
SA1 | Pumped Hydro Pump | 0 | 0 | 0 | 0 | 0 | 0 | 0 | 0 | 0 | 0 | 0 | 0 | 0 | 0 | 0 | 0 | 0 | 0 | 0 | 0 | 0 | 0 | 0 | 0 | 0 | 0 | 0 | 0 | 0
SA1 | VPP pump | 0.11342 | 0.18924 | 0.24728 | 0.3044 | 0.38481 | 0.4927 | 0.58699 | 0.6789 | 0.70538 | 0.7963 | 0.91126 | 1.0371 | 1.0778 | 1.0702 | 1.1353 | 1.1281 | 0.96247 | 0.9469 | 0.94629 | 0.91431 | 0.92836 | 0.91849 | 0.89723 | 0.92145 | 0.89102 | 0.82022 | 0.79406 | 0.74568 | 0.55305
Region | Technology | 2021-22 | 2022-23 | 2023-24 | 2024-25 | 2025-26 | 2026-27 | 2027-28 | 2028-29 | 2029-30 | 2030-31 | 2031-32 | 2032-33 | 2033-34 | 2034-35 | 2035-36 | 2036-37 | 2037-38 | 2038-39 | 2039-40 | 2040-41 | 2041-42 | 2042-43 | 2043-44 | 2044-45 | 2045-46 | 2046-47 | 2047-48 | 2048-49 | 2049-50
TAS1 | Grid Battery pump | 0 | 0 | 0 | 0 | 0 | 0 | 0 | 0 | 0 | 0 | 0 | 0 | 0 | 0 | 0 | 0 | 0 | 0 | 0 | 0 | 0 | 0 | 0 | 0 | 0 | 0 | 0 | 0 | 0
TAS1 | Pumped Hydro Pump | 0 | 0 | 0 | 0 | 0 | 0 | 0 | 0 | 0 | 0 | 0 | 0 | 0 | 0 | 0 | 0 | 0 | 0 | 0 | 0 | 0 | 0 | 0 | 0 | 0 | 0 | 0 | 0 | 0
TAS1 | VPP pump | 0.0027191 | 0.0085299 | 0.0053778 | 0.0095496 | 0.015943 | 0.025398 | 0.031866 | 0.038962 | 0.050372 | 0.058379 | 0.10805 | 0.13242 | 0.14149 | 0.16942 | 0.18626 | 0.21173 | 0.20627 | 0.20708 | 0.20509 | 0.22837 | 0.22385 | 0.23327 | 0.22014 | 0.22116 | 0.22672 | 0.20906 | 0.20044 | 0.19068 | 0.17385

## BaseCase_FOM Cost
FOM cost by technology ($000s) - Base Case, Fast Change Scenario
FOM | Real June 2020 dollars discounted to 1 July 2020. For new entrant capacity, the FOM is incurred annually in modelling. For existing capacity, FOM is considered to be a sunk cost, since the fixed retirement dates are assumed to be the same in the Base Case and the case with Marinus Link. As such, early retirements are presented as an annual FOM saving, or negative cost, that continues until the assumed fixed date retirement.
Explicitly modelled generation
Region | Technology | 2021-22 | 2022-23 | 2023-24 | 2024-25 | 2025-26 | 2026-27 | 2027-28 | 2028-29 | 2029-30 | 2030-31 | 2031-32 | 2032-33 | 2033-34 | 2034-35 | 2035-36 | 2036-37 | 2037-38 | 2038-39 | 2039-40 | 2040-41 | 2041-42 | 2042-43 | 2043-44 | 2044-45 | 2045-46 | 2046-47 | 2047-48 | 2048-49 | 2049-50
NEM | Black Coal | 0 | 0 | 0 | -103996.1448 | 107439.5948 | 137338.4334 | -53134.604 | -167624.7543 | -175177.6508 | -168337.2951 | 222199.9935 | 342545.6867 | 196057.6709 | -100335.0696 | -7088.8372 | -537.4352 | -0.00065372 | -0.00062378 | -0.0005968 | -0.00056788 | 239835.4415 | -1.9653e-06 | 0 | 0 | 0 | 0 | 0 | 0 | 0
NEM | Brown Coal | 0 | 0 | 0 | -153211.1144 | -157781.1139 | -159866.8412 | 151885.1016 | 434833.5768 | -105352.1641 | -68541.0552 | -32788.3739 | -0.0065415 | -0.0062419 | -0.005956 | -0.0056984 | -0.0054222 | 190672.8133 | 363063.5464 | -0.0047234 | -0.0044945 | -0.0042886 | -0.0040922 | -0.0039152 | -0.0037254 | -0.0035548 | -0.003392 | -0.0026191 | 0 | 0
NEM | CCGT | 0.00014737 | 0.00014171 | 0.0001491 | 0.00015882 | 0.00015155 | 0.00014461 | 0.0001398 | 0.0001477 | 0.00014094 | 0.00013448 | 0.00013728 | 0.00020551 | 0.0001961 | 0.00018712 | 0.00017961 | 0.00017315 | 0.00029227 | 0.00027954 | 0.00031146 | 0.00029636 | 0.00033356 | 0.00033531 | 0.00032814 | 0.00031515 | 0.00030134 | 0.00029485 | 0.00028605 | 0.00041203 | 0.00039355
NEM | Gas - Steam | 0 | 0 | 0 | 0 | 0 | 0 | 0 | 0 | 0 | 0 | 0 | 0 | 0 | 0 | 0 | 0 | 0 | 0 | 0 | 0 | 0 | 0 | 0 | 0 | 0 | 0 | 0 | 0 | 0
NEM | OCGT / Diesel | 0.00061713 | 0.00060633 | 0.00058474 | 0.0005564 | 0.00053092 | 0.0005066 | 0.00048469 | 0.00047493 | 0.00046711 | 0.00046754 | 0.00047193 | 0.0006556 | 0.00062557 | 0.00059692 | 0.0005741 | 0.00055423 | 0.00097399 | 0.00093395 | 1427.2361 | 1358.0583 | 2121.8292 | 2281.3812 | 2182.7144 | 8600.5963 | 9712.3499 | 14123.3328 | 13512.5165 | 16206.2018 | 15463.9331
NEM | Hydro | 0 | 0 | 0 | 0 | 0 | 0 | 0 | 0 | 0 | 0 | 0 | 0 | 0 | 0 | 0 | 0 | 0 | 0 | 0 | 0 | 0 | 0 | 0 | 0 | 0 | 0 | 0 | 0 | 0
NEM | Wind | 15317.6895 | 33773.4794 | 53738.8886 | 71822.2936 | 86894.7712 | 85640.93 | 106631.4644 | 124293.568 | 193785.0561 | 187131.9446 | 181164.5654 | 219890.3274 | 214592.9161 | 219023.0706 | 229760.3569 | 234852.9842 | 273264.6107 | 267493.9159 | 264630.7721 | 253252.1187 | 256561.8099 | 265061.3382 | 260964.7233 | 251197.5861 | 256548.2942 | 262001.4123 | 269752.6923 | 266953.3712 | 268261.5933
NEM | Solar PV | 0.00086474 | 0.0014529 | 0.0016032 | 0.0029217 | 2134.9303 | 15712.8794 | 19538.2452 | 24772.2993 | 61344.8446 | 58535.1573 | 56003.5859 | 53289.1087 | 50848.3864 | 48519.453 | 46421.0482 | 44171.0323 | 62232.215 | 64937.7399 | 68932.4168 | 77906.3344 | 81419.1874 | 112102.6503 | 108975.1912 | 103693.192 | 98943.8855 | 112161.6884 | 109050.0513 | 110136.6092 | 114662.5256
NEM | Grid Battery | 0.00075257 | 0.0010948 | 0.0010502 | 0.0012876 | 0.0017256 | 0.001757 | 0.0022027 | 0.0026629 | 0.038669 | 0.036956 | 0.03559 | 0.038764 | 962.6464 | 918.5557 | 878.8302 | 836.2336 | 18906.8112 | 18040.8504 | 22817.4001 | 21711.4466 | 29462.1064 | 28112.697 | 26896.8585 | 25593.1748 | 24420.9684 | 31065.8599 | 29722.3009 | 28281.6712 | 26986.3275
NEM | Pumped Hydro | 0 | 0 | 0.0013904 | 0.0015308 | 0.0015004 | 0.0014781 | 0.0014973 | 0.0015807 | 22893.9796 | 21845.4004 | 20900.6146 | 19887.5683 | 18976.6878 | 18107.5265 | 17324.399 | 16484.6899 | 19244.0501 | 18362.6432 | 18096.34 | 17219.2151 | 18761.6131 | 24853.1087 | 23778.2433 | 22755.9792 | 21713.7206 | 21761.8969 | 20820.7225 | 21874.6644 | 26289.1971
NEM | VPP | 0 | 0 | 0 | 0 | 0 | 0 | 0 | 0 | 0 | 0 | 0 | 0 | 0 | 0 | 0 | 0 | 0 | 0 | 0 | 0 | 0 | 0 | 0 | 0 | 0 | 0 | 0 | 0 | 0
Total excluding storage |  | 15317.6912 | 33773.4816 | 53738.891 | -185384.962 | 38688.183 | 78825.4023 | 224920.2077 | 416274.6905 | -25399.9135 | 8788.7522 | 426579.7716 | 615725.1171 | 461498.968 | 167207.4489 | 269092.5629 | 278486.5765 | 526169.6396 | 695495.2028 | 334990.4199 | 332516.5067 | 579938.2641 | 379445.366 | 372122.6254 | 363491.371 | 365204.5264 | 388286.4304 | 392315.2579 | 393296.1827 | 398388.0523
Region | Technology | 2021-22 | 2022-23 | 2023-24 | 2024-25 | 2025-26 | 2026-27 | 2027-28 | 2028-29 | 2029-30 | 2030-31 | 2031-32 | 2032-33 | 2033-34 | 2034-35 | 2035-36 | 2036-37 | 2037-38 | 2038-39 | 2039-40 | 2040-41 | 2041-42 | 2042-43 | 2043-44 | 2044-45 | 2045-46 | 2046-47 | 2047-48 | 2048-49 | 2049-50
NSW1 | Black Coal | 0 | 0 | 0 | -28115.1754 | 179844.9963 | -108182.257 | -103503.5114 | -98486.7231 | -109206.2471 | -105387.4824 | -101009.2742 | 238993.4314 | -50467.8411 | -48156.3369 | -0.00045965 | -0.00043737 | -0.00041734 | -0.00039822 | -0.000381 | -0.00036253 | -0.00034593 | 0 | 0 | 0 | 0 | 0 | 0 | 0 | 0
NSW1 | Brown Coal | 0 | 0 | 0 | 0 | 0 | 0 | 0 | 0 | 0 | 0 | 0 | 0 | 0 | 0 | 0 | 0 | 0 | 0 | 0 | 0 | 0 | 0 | 0 | 0 | 0 | 0 | 0 | 0 | 0
NSW1 | CCGT | 3.1926e-05 | 3.0464e-05 | 3.1709e-05 | 3.4807e-05 | 3.3213e-05 | 3.1692e-05 | 3.0321e-05 | 3.1629e-05 | 3.018e-05 | 2.8798e-05 | 2.9336e-05 | 5.1683e-05 | 4.9316e-05 | 4.7057e-05 | 4.5022e-05 | 4.284e-05 | 9.4408e-05 | 9.0084e-05 | 9.0269e-05 | 8.5894e-05 | 0.00010901 | 0.00010401 | 0.00010032 | 9.5455e-05 | 9.1083e-05 | 8.6912e-05 | 8.3153e-05 | 0.00011641 | 0.00011108
NSW1 | Gas - Steam | 0 | 0 | 0 | 0 | 0 | 0 | 0 | 0 | 0 | 0 | 0 | 0 | 0 | 0 | 0 | 0 | 0 | 0 | 0 | 0 | 0 | 0 | 0 | 0 | 0 | 0 | 0 | 0 | 0
NSW1 | OCGT / Diesel | 0.00012782 | 0.00012791 | 0.00012702 | 0.00012086 | 0.00011533 | 0.00011004 | 0.00010528 | 0.00010018 | 9.672e-05 | 9.638e-05 | 9.7283e-05 | 0.00014903 | 0.0001422 | 0.00013569 | 0.00012982 | 0.00012353 | 0.0003346 | 0.00031928 | 283.7924 | 270.0371 | 975.983 | 931.2814 | 891.0047 | 5656.3911 | 5397.3198 | 5150.1143 | 4927.3784 | 5531.1604 | 5277.8248
NSW1 | Hydro | 0 | 0 | 0 | 0 | 0 | 0 | 0 | 0 | 0 | 0 | 0 | 0 | 0 | 0 | 0 | 0 | 0 | 0 | 0 | 0 | 0 | 0 | 0 | 0 | 0 | 0 | 0 | 0 | 0
NSW1 | Wind | 0.0028364 | 19157.3659 | 36664.0477 | 52634.013 | 64340.9432 | 61394.0299 | 69208.0445 | 73514.1021 | 130367.7135 | 124396.6732 | 119016.6746 | 116094.3036 | 110777.0073 | 110466.0456 | 121221.9736 | 115368.1785 | 111395.0522 | 107495.7493 | 110030.6338 | 104697.4778 | 110335.2015 | 105281.688 | 100728.3884 | 95846.1096 | 96396.9495 | 91981.8225 | 99792.2807 | 94955.3773 | 90606.2761
NSW1 | Solar PV | 0.00020377 | 0.00042605 | 0.00044542 | 0.00088199 | 2134.9282 | 15712.8773 | 19538.2428 | 24772.2967 | 61344.8413 | 58535.1539 | 56003.5827 | 53289.1036 | 50848.3813 | 48519.4478 | 46421.0431 | 44171.0272 | 50280.1738 | 53533.1188 | 53185.4423 | 50607.5578 | 48289.6544 | 65235.2193 | 62413.8788 | 59388.6943 | 56668.6014 | 60044.89 | 59187.2379 | 62690.6184 | 65213.0802
NSW1 | Grid Battery | 0.00026063 | 0.00038085 | 0.00036438 | 0.00047632 | 0.00057525 | 0.00060905 | 0.00075032 | 0.00084783 | 0.036745 | 0.035067 | 0.033596 | 0.032747 | 0.031249 | 0.029818 | 0.028532 | 0.027149 | 1859.0537 | 1773.9062 | 4599.0199 | 4376.1066 | 8318.3693 | 7937.3753 | 7594.0939 | 7226.0101 | 6895.0478 | 6579.2441 | 6294.7002 | 5989.6001 | 5715.2673
NSW1 | Pumped Hydro | 0 | 0 | 0.00041182 | 0.00047696 | 0.00045511 | 0.00043561 | 0.00045221 | 0.00048146 | 22893.9785 | 21845.3993 | 20900.6135 | 19887.5664 | 18976.6855 | 18107.5243 | 17324.3968 | 16484.6878 | 15729.6645 | 15009.2218 | 14360.0924 | 13664.0625 | 13038.2276 | 12441.0568 | 11902.9969 | 11326.0617 | 10807.3108 | 10312.3195 | 9866.3247 | 9388.1065 | 8958.1169
NSW1 | VPP | 0 | 0 | 0 | 0 | 0 | 0 | 0 | 0 | 0 | 0 | 0 | 0 | 0 | 0 | 0 | 0 | 0 | 0 | 0 | 0 | 0 | 0 | 0 | 0 | 0 | 0 | 0 | 0 | 0
Total excluding storage |  | 0.0031999 | 19157.3665 | 36664.0483 | 24518.8387 | 246320.8679 | -31075.3496 | -14757.224 | -200.3242 | 82506.3079 | 77544.3448 | 74010.9833 | 408376.8389 | 111157.5476 | 110829.1567 | 167643.0164 | 159539.2054 | 161675.2261 | 161028.8681 | 163499.8683 | 155575.0724 | 159600.8386 | 171448.1888 | 164033.272 | 160891.1951 | 158462.8708 | 157176.8269 | 163906.8971 | 163177.1562 | 161097.1811
Region | Technology | 2021-22 | 2022-23 | 2023-24 | 2024-25 | 2025-26 | 2026-27 | 2027-28 | 2028-29 | 2029-30 | 2030-31 | 2031-32 | 2032-33 | 2033-34 | 2034-35 | 2035-36 | 2036-37 | 2037-38 | 2038-39 | 2039-40 | 2040-41 | 2041-42 | 2042-43 | 2043-44 | 2044-45 | 2045-46 | 2046-47 | 2047-48 | 2048-49 | 2049-50
QLD1 | Black Coal | 0 | 0 | 0 | -75880.9695 | -72405.4015 | 245520.6904 | 50368.9074 | -69138.0311 | -65971.4037 | -62949.8127 | 323209.2677 | 103552.2553 | 246525.512 | -52178.7327 | -7088.8368 | -537.4348 | -0.00023639 | -0.00022556 | -0.0002158 | -0.00020534 | 239835.4418 | -1.9653e-06 | 0 | 0 | 0 | 0 | 0 | 0 | 0
QLD1 | Brown Coal | 0 | 0 | 0 | 0 | 0 | 0 | 0 | 0 | 0 | 0 | 0 | 0 | 0 | 0 | 0 | 0 | 0 | 0 | 0 | 0 | 0 | 0 | 0 | 0 | 0 | 0 | 0 | 0 | 0
QLD1 | CCGT | 3.3968e-05 | 3.3493e-05 | 3.4092e-05 | 3.9561e-05 | 3.7749e-05 | 3.6021e-05 | 3.4463e-05 | 3.8197e-05 | 3.6448e-05 | 3.4779e-05 | 3.7123e-05 | 5.0224e-05 | 4.7923e-05 | 4.5728e-05 | 4.3751e-05 | 4.3266e-05 | 7.4626e-05 | 7.1208e-05 | 9.3963e-05 | 8.9408e-05 | 8.5313e-05 | 9.7866e-05 | 9.3633e-05 | 8.9095e-05 | 8.5014e-05 | 8.77e-05 | 8.3907e-05 | 7.984e-05 | 7.6183e-05
QLD1 | Gas - Steam | 0 | 0 | 0 | 0 | 0 | 0 | 0 | 0 | 0 | 0 | 0 | 0 | 0 | 0 | 0 | 0 | 0 | 0 | 0 | 0 | 0 | 0 | 0 | 0 | 0 | 0 | 0 | 0 | 0
QLD1 | OCGT / Diesel | 0.00012574 | 0.00012451 | 0.00011912 | 0.00011335 | 0.00010816 | 0.0001032 | 9.8741e-05 | 9.9671e-05 | 9.7338e-05 | 9.796e-05 | 9.9709e-05 | 0.00012447 | 0.00011877 | 0.00011333 | 0.00010843 | 0.00010726 | 0.00015234 | 0.00014536 | 1143.4429 | 1088.0205 | 1038.1875 | 1247.3719 | 1193.4247 | 1135.5797 | 2589.2425 | 7326.4746 | 7009.6138 | 6941.8164 | 6623.8706
QLD1 | Hydro | 0 | 0 | 0 | 0 | 0 | 0 | 0 | 0 | 0 | 0 | 0 | 0 | 0 | 0 | 0 | 0 | 0 | 0 | 0 | 0 | 0 | 0 | 0 | 0 | 0 | 0 | 0 | 0 | 0
QLD1 | Wind | 15317.6792 | 14616.1063 | 13983.9783 | 13306.1816 | 14131.8342 | 13484.5747 | 24518.3739 | 36018.1674 | 46964.0471 | 44813.0221 | 42874.9156 | 53962.495 | 54095.7425 | 51618.075 | 49385.6587 | 55322.2206 | 67082.4234 | 64009.946 | 61241.5969 | 58273.2326 | 60080.207 | 70717.9271 | 67659.4664 | 67261.7808 | 70688.6038 | 71260.1018 | 68178.1926 | 64873.6134 | 73903.171
QLD1 | Solar PV | 0.00027892 | 0.00045726 | 0.00049767 | 0.00086241 | 0.00086002 | 0.00088099 | 0.0010929 | 0.0010475 | 0.0017659 | 0.001685 | 0.0016121 | 0.0015385 | 0.0015145 | 0.0014451 | 0.0013826 | 0.0013156 | 11443.9658 | 10919.8147 | 10447.5466 | 13611.7486 | 17283.7095 | 31179.0367 | 29830.5829 | 28384.7023 | 27084.6396 | 35545.5224 | 34008.2236 | 32359.8538 | 33315.9804
QLD1 | Grid Battery | 0.00012793 | 0.00017404 | 0.00016652 | 0.00021579 | 0.00028073 | 0.00026788 | 0.00042779 | 0.00059212 | 0.00057339 | 0.00055557 | 0.00058044 | 0.0016967 | 962.611 | 918.5219 | 878.797 | 836.202 | 13950.3896 | 13311.4404 | 12735.7375 | 12118.4396 | 11563.3966 | 11033.7754 | 10556.5786 | 10044.904 | 9584.832 | 16909.2412 | 16177.938 | 15393.7975 | 14688.7381
QLD1 | Pumped Hydro | 0 | 0 | 0.00017969 | 0.00021475 | 0.00020911 | 0.00021059 | 0.00021833 | 0.00024978 | 0.00023834 | 0.00023679 | 0.00023582 | 0.00052223 | 0.00095035 | 0.00090682 | 0.00086901 | 0.00082777 | 3157.4339 | 3012.8186 | 2882.518 | 2742.8031 | 2650.0219 | 9479.453 | 9069.4787 | 8629.8834 | 8234.6216 | 8900.1611 | 8515.2404 | 8102.5089 | 13147.8273
QLD1 | VPP | 0 | 0 | 0 | 0 | 0 | 0 | 0 | 0 | 0 | 0 | 0 | 0 | 0 | 0 | 0 | 0 | 0 | 0 | 0 | 0 | 0 | 0 | 0 | 0 | 0 | 0 | 0 | 0 | 0
Total excluding storage |  | 15317.6797 | 14616.1069 | 13983.979 | -62574.7868 | -58273.5663 | 259005.2661 | 74887.2825 | -33119.8625 | -19007.3547 | -18136.7888 | 366084.1851 | 157514.752 | 300621.2562 | -560.6561 | 42296.8234 | 54784.7873 | 78526.3892 | 74929.7607 | 72832.5862 | 72973.0016 | 318237.5459 | 103144.3358 | 98683.474 | 96782.0628 | 100362.4859 | 114132.0988 | 109196.0301 | 104175.2837 | 113843.022
Region | Technology | 2021-22 | 2022-23 | 2023-24 | 2024-25 | 2025-26 | 2026-27 | 2027-28 | 2028-29 | 2029-30 | 2030-31 | 2031-32 | 2032-33 | 2033-34 | 2034-35 | 2035-36 | 2036-37 | 2037-38 | 2038-39 | 2039-40 | 2040-41 | 2041-42 | 2042-43 | 2043-44 | 2044-45 | 2045-46 | 2046-47 | 2047-48 | 2048-49 | 2049-50
VIC1 | Black Coal | 0 | 0 | 0 | 0 | 0 | 0 | 0 | 0 | 0 | 0 | 0 | 0 | 0 | 0 | 0 | 0 | 0 | 0 | 0 | 0 | 0 | 0 | 0 | 0 | 0 | 0 | 0 | 0 | 0
VIC1 | Brown Coal | 0 | 0 | 0 | -153211.1144 | -157781.1139 | -159866.8412 | 151885.1016 | 434833.5768 | -105352.1641 | -68541.0552 | -32788.3739 | -0.0065415 | -0.0062419 | -0.005956 | -0.0056984 | -0.0054222 | 190672.8133 | 363063.5464 | -0.0047234 | -0.0044945 | -0.0042886 | -0.0040922 | -0.0039152 | -0.0037254 | -0.0035548 | -0.003392 | -0.0026191 | 0 | 0
VIC1 | CCGT | 2.8152e-05 | 2.6862e-05 | 2.6846e-05 | 3.0735e-05 | 2.9327e-05 | 2.7984e-05 | 2.8222e-05 | 2.9511e-05 | 2.816e-05 | 2.687e-05 | 2.6948e-05 | 4.2769e-05 | 4.081e-05 | 3.8941e-05 | 3.7257e-05 | 3.5451e-05 | 5.0914e-05 | 4.8582e-05 | 5.515e-05 | 5.2477e-05 | 5.4556e-05 | 5.2057e-05 | 5.086e-05 | 5.0593e-05 | 4.8276e-05 | 4.6065e-05 | 4.7329e-05 | 0.00013196 | 0.00012592
VIC1 | Gas - Steam | 0 | 0 | 0 | 0 | 0 | 0 | 0 | 0 | 0 | 0 | 0 | 0 | 0 | 0 | 0 | 0 | 0 | 0 | 0 | 0 | 0 | 0 | 0 | 0 | 0 | 0 | 0 | 0 | 0
VIC1 | OCGT / Diesel | 0.00012067 | 0.00011771 | 0.00011262 | 0.00010716 | 0.00010225 | 9.757e-05 | 9.335e-05 | 9.1943e-05 | 9.1031e-05 | 9.0951e-05 | 9.1701e-05 | 0.00013786 | 0.00013154 | 0.00012552 | 0.00012009 | 0.00011427 | 0.00016208 | 0.00015466 | 0.00023008 | 0.00021893 | 0.00029886 | 0.00028517 | 0.00027319 | 0.0046116 | 0.0044004 | 0.0041988 | 0.0040172 | 2234.0698 | 2131.746
VIC1 | Hydro | 0 | 0 | 0 | 0 | 0 | 0 | 0 | 0 | 0 | 0 | 0 | 0 | 0 | 0 | 0 | 0 | 0 | 0 | 0 | 0 | 0 | 0 | 0 | 0 | 0 | 0 | 0 | 0 | 0
VIC1 | Wind | 0.0016415 | 0.0015973 | 0.0015833 | 0.0020704 | 0.0019756 | 0.0018851 | 0.0019371 | 0.0022114 | 0.0021289 | 0.002066 | 0.002466 | 9795.1571 | 9346.5253 | 16562.8119 | 15846.4913 | 20216.1354 | 42745.566 | 41176.2925 | 39395.4704 | 37485.9826 | 35769.0863 | 40991.7659 | 46585.8749 | 44327.8697 | 46213.9762 | 54410.2743 | 59351.0496 | 62947.0361 | 61598.1917
VIC1 | Solar PV | 8.2376e-05 | 9.9862e-05 | 0.00010409 | 0.00028525 | 0.00027219 | 0.00026663 | 0.00031947 | 0.00035539 | 0.00034313 | 0.00036334 | 0.00035776 | 0.00084533 | 0.00084247 | 0.00080796 | 0.00077301 | 0.00073922 | 0.0031563 | 0.0046683 | 3952.7684 | 10617.8861 | 12212.9266 | 11653.5559 | 11149.5544 | 10609.1384 | 10123.2237 | 11735.9507 | 11228.3862 | 10684.164 | 11933.1082
VIC1 | Grid Battery | 0.00011723 | 0.00017703 | 0.00016937 | 0.00019994 | 0.0003014 | 0.00030817 | 0.00035517 | 0.00042095 | 0.00045319 | 0.00045422 | 0.00048623 | 0.0015324 | 0.0014638 | 0.0013967 | 0.0013401 | 0.0012762 | 0.0042393 | 0.0040474 | 1274.4842 | 1212.7103 | 3904.1875 | 3725.3698 | 3564.2523 | 3391.4939 | 3236.1583 | 3087.9373 | 2954.3879 | 2811.1895 | 2682.4328
VIC1 | Pumped Hydro | 0 | 0 | 0.00019876 | 0.00024654 | 0.00023524 | 0.00023207 | 0.00022503 | 0.00023782 | 0.00022841 | 0.00022167 | 0.00022822 | 0.00062134 | 0.00059288 | 0.00056573 | 0.00054226 | 0.00051729 | 356.9509 | 340.602 | 853.7288 | 812.3487 | 3073.3627 | 2932.598 | 2805.7669 | 2800.0332 | 2671.7874 | 2549.4155 | 2439.1565 | 4384.0481 | 4183.252
VIC1 | VPP | 0 | 0 | 0 | 0 | 0 | 0 | 0 | 0 | 0 | 0 | 0 | 0 | 0 | 0 | 0 | 0 | 0 | 0 | 0 | 0 | 0 | 0 | 0 | 0 | 0 | 0 | 0 | 0 | 0
Total excluding storage |  | 0.0018727 | 0.0018418 | 0.0018269 | -153211.1119 | -157781.1115 | -159866.839 | 151885.104 | 434833.5795 | -105352.1615 | -68541.0527 | -32788.3709 | 9795.1516 | 9346.5201 | 16562.8069 | 15846.4865 | 20216.1309 | 233418.3827 | 404239.8438 | 43348.2343 | 48103.8645 | 47982.0089 | 52645.3181 | 57735.4257 | 54937.009 | 56337.2008 | 66146.2259 | 70579.4372 | 75865.2701 | 75663.0461
Region | Technology | 2021-22 | 2022-23 | 2023-24 | 2024-25 | 2025-26 | 2026-27 | 2027-28 | 2028-29 | 2029-30 | 2030-31 | 2031-32 | 2032-33 | 2033-34 | 2034-35 | 2035-36 | 2036-37 | 2037-38 | 2038-39 | 2039-40 | 2040-41 | 2041-42 | 2042-43 | 2043-44 | 2044-45 | 2045-46 | 2046-47 | 2047-48 | 2048-49 | 2049-50
SA1 | Black Coal | 0 | 0 | 0 | 0 | 0 | 0 | 0 | 0 | 0 | 0 | 0 | 0 | 0 | 0 | 0 | 0 | 0 | 0 | 0 | 0 | 0 | 0 | 0 | 0 | 0 | 0 | 0 | 0 | 0
SA1 | Brown Coal | 0 | 0 | 0 | 0 | 0 | 0 | 0 | 0 | 0 | 0 | 0 | 0 | 0 | 0 | 0 | 0 | 0 | 0 | 0 | 0 | 0 | 0 | 0 | 0 | 0 | 0 | 0 | 0 | 0
SA1 | CCGT | 2.7691e-05 | 2.6423e-05 | 3.3049e-05 | 3.1447e-05 | 3.0007e-05 | 2.8633e-05 | 2.7394e-05 | 2.9903e-05 | 2.8533e-05 | 2.7226e-05 | 2.7788e-05 | 4.4904e-05 | 4.2847e-05 | 4.0884e-05 | 3.9116e-05 | 3.722e-05 | 5.7893e-05 | 5.5241e-05 | 5.6852e-05 | 5.4097e-05 | 7.007e-05 | 6.6861e-05 | 6.8743e-05 | 6.5411e-05 | 6.2415e-05 | 5.9556e-05 | 5.698e-05 | 6.8875e-05 | 6.572e-05
SA1 | Gas - Steam | 0 | 0 | 0 | 0 | 0 | 0 | 0 | 0 | 0 | 0 | 0 | 0 | 0 | 0 | 0 | 0 | 0 | 0 | 0 | 0 | 0 | 0 | 0 | 0 | 0 | 0 | 0 | 0 | 0
SA1 | OCGT / Diesel | 0.0001206 | 0.0001184 | 0.00011328 | 0.00010779 | 0.00010285 | 9.8141e-05 | 9.3897e-05 | 9.2294e-05 | 9.1247e-05 | 9.1355e-05 | 9.2242e-05 | 0.00014198 | 0.00013548 | 0.00012927 | 0.00012455 | 0.00011851 | 0.00023405 | 0.00022333 | 0.00040656 | 0.00038685 | 107.6584 | 102.7275 | 98.2846 | 1808.6207 | 1725.7831 | 1646.7396 | 1575.5202 | 1499.1552 | 1430.4916
SA1 | Hydro | 0 | 0 | 0 | 0 | 0 | 0 | 0 | 0 | 0 | 0 | 0 | 0 | 0 | 0 | 0 | 0 | 0 | 0 | 0 | 0 | 0 | 0 | 0 | 0 | 0 | 0 | 0 | 0 | 0
SA1 | Wind | 0.0030651 | 0.0029247 | 0.0036608 | 0.0037225 | 0.003552 | 0.0033893 | 0.0033344 | 0.0041862 | 0.003996 | 0.0038762 | 0.0048728 | 19665.8612 | 18993.6675 | 18123.7286 | 20244.6232 | 20316.9062 | 27885.7827 | 30225.9445 | 28918.7108 | 27517.0285 | 26256.7072 | 25054.1099 | 23970.5526 | 22808.71 | 23255.3335 | 25271.5122 | 24178.5542 | 26809.4287 | 25581.5159
SA1 | Solar PV | 0.00026533 | 0.00041569 | 0.00048859 | 0.00078568 | 0.00077811 | 0.00074837 | 0.00086628 | 0.001008 | 0.00096966 | 0.0010238 | 0.0010508 | 0.0024411 | 0.0025378 | 0.0027942 | 0.0026734 | 0.0027834 | 508.072 | 484.8015 | 1346.6591 | 3069.1412 | 3632.8962 | 4034.8377 | 5581.1745 | 5310.6564 | 5067.4203 | 4835.3247 | 4626.2031 | 4401.9725 | 4200.3563
SA1 | Grid Battery | 0.00012161 | 0.00019379 | 0.00018814 | 0.0002062 | 0.0003077 | 0.00032014 | 0.00037897 | 0.00047269 | 0.00052987 | 0.00051119 | 0.00052805 | 0.0023449 | 0.0022394 | 0.0021368 | 0.0029089 | 0.0027843 | 3097.3632 | 2955.4993 | 4208.1579 | 4004.1896 | 5676.1524 | 5416.1759 | 5181.9332 | 4930.7662 | 4704.9296 | 4489.4367 | 4295.2742 | 4087.0834 | 3899.8887
SA1 | Pumped Hydro | 0 | 0 | 0.00015569 | 0.00014815 | 0.00014136 | 0.00013798 | 0.00013538 | 0.00014237 | 0.00013724 | 0.00013669 | 0.00013732 | 0.00021559 | 0.00020572 | 0.00019629 | 0.0002096 | 0.00021358 | 0.00029748 | 0.00028385 | 0.00027497 | 0.00026164 | 0.00035945 | 0.00034373 | 0.00032886 | 0.00035788 | 0.00034149 | 0.00032585 | 0.00031175 | 0.00029737 | 0.00028375
SA1 | VPP | 0 | 0 | 0 | 0 | 0 | 0 | 0 | 0 | 0 | 0 | 0 | 0 | 0 | 0 | 0 | 0 | 0 | 0 | 0 | 0 | 0 | 0 | 0 | 0 | 0 | 0 | 0 | 0 | 0
Total excluding storage |  | 0.0034788 | 0.0034853 | 0.0042957 | 0.0046474 | 0.004463 | 0.0042645 | 0.004322 | 0.0053163 | 0.0050854 | 0.0050186 | 0.0060436 | 19665.8639 | 18993.6702 | 18123.7316 | 20244.6261 | 20316.9091 | 28393.855 | 30710.7463 | 30265.3704 | 30586.1701 | 29997.2618 | 29191.6751 | 29650.0118 | 29927.9872 | 30048.5369 | 31753.5765 | 30380.2775 | 32710.5564 | 31212.3639
Region | Technology | 2021-22 | 2022-23 | 2023-24 | 2024-25 | 2025-26 | 2026-27 | 2027-28 | 2028-29 | 2029-30 | 2030-31 | 2031-32 | 2032-33 | 2033-34 | 2034-35 | 2035-36 | 2036-37 | 2037-38 | 2038-39 | 2039-40 | 2040-41 | 2041-42 | 2042-43 | 2043-44 | 2044-45 | 2045-46 | 2046-47 | 2047-48 | 2048-49 | 2049-50
TAS1 | Black Coal | 0 | 0 | 0 | 0 | 0 | 0 | 0 | 0 | 0 | 0 | 0 | 0 | 0 | 0 | 0 | 0 | 0 | 0 | 0 | 0 | 0 | 0 | 0 | 0 | 0 | 0 | 0 | 0 | 0
TAS1 | Brown Coal | 0 | 0 | 0 | 0 | 0 | 0 | 0 | 0 | 0 | 0 | 0 | 0 | 0 | 0 | 0 | 0 | 0 | 0 | 0 | 0 | 0 | 0 | 0 | 0 | 0 | 0 | 0 | 0 | 0
TAS1 | CCGT | 2.5637e-05 | 2.4463e-05 | 2.3405e-05 | 2.2271e-05 | 2.1251e-05 | 2.0277e-05 | 1.94e-05 | 1.846e-05 | 1.7614e-05 | 1.6808e-05 | 1.6081e-05 | 1.5931e-05 | 1.5202e-05 | 1.4505e-05 | 1.4468e-05 | 1.4373e-05 | 1.4432e-05 | 1.4425e-05 | 1.5224e-05 | 1.4486e-05 | 1.4619e-05 | 1.4513e-05 | 1.4587e-05 | 1.4597e-05 | 1.4552e-05 | 1.4614e-05 | 1.4679e-05 | 1.4939e-05 | 1.4646e-05
TAS1 | Gas - Steam | 0 | 0 | 0 | 0 | 0 | 0 | 0 | 0 | 0 | 0 | 0 | 0 | 0 | 0 | 0 | 0 | 0 | 0 | 0 | 0 | 0 | 0 | 0 | 0 | 0 | 0 | 0 | 0 | 0
TAS1 | OCGT / Diesel | 0.00012229 | 0.0001178 | 0.0001127 | 0.00010724 | 0.00010233 | 9.764e-05 | 9.3417e-05 | 9.0843e-05 | 9.0777e-05 | 9.0895e-05 | 9.0998e-05 | 0.00010225 | 9.7569e-05 | 9.31e-05 | 9.1212e-05 | 9.0665e-05 | 9.0911e-05 | 9.1315e-05 | 0.00010946 | 0.00010416 | 9.9386e-05 | 9.4834e-05 | 9.2761e-05 | 9.3856e-05 | 9.2215e-05 | 9.2471e-05 | 9.3042e-05 | 0.00010122 | 9.6579e-05
TAS1 | Hydro | 0 | 0 | 0 | 0 | 0 | 0 | 0 | 0 | 0 | 0 | 0 | 0 | 0 | 0 | 0 | 0 | 0 | 0 | 0 | 0 | 0 | 0 | 0 | 0 | 0 | 0 | 0 | 0 | 0
TAS1 | Wind | 0.0027477 | 0.002629 | 3090.8573 | 5882.0932 | 8421.9883 | 10762.3202 | 12905.0407 | 14761.292 | 16453.2893 | 17922.2434 | 19272.9678 | 20372.5104 | 21379.9735 | 22252.4096 | 23061.6102 | 23629.5435 | 24155.7864 | 24585.9836 | 25044.3601 | 25278.3972 | 24120.608 | 23015.8473 | 22020.4411 | 20953.116 | 19993.4313 | 19077.7016 | 18252.6152 | 17367.9157 | 16572.4386
TAS1 | Solar PV | 3.4348e-05 | 5.4013e-05 | 6.7472e-05 | 0.00010633 | 0.00013264 | 0.00015019 | 0.0001732 | 0.00018866 | 0.00022728 | 0.00025986 | 0.00024862 | 0.00023844 | 0.00022853 | 0.00021806 | 0.00020863 | 0.00019852 | 0.00020675 | 0.00023869 | 0.00037877 | 0.00076423 | 0.00072923 | 0.00069583 | 0.00066574 | 0.00063347 | 0.00060446 | 0.00057677 | 0.00055183 | 0.00052508 | 0.00050103
TAS1 | Grid Battery | 0.00012516 | 0.00016907 | 0.00016176 | 0.00018931 | 0.00026049 | 0.0002518 | 0.0002905 | 0.00032932 | 0.00036774 | 0.00036806 | 0.00039959 | 0.00044234 | 0.00042444 | 0.00040729 | 0.00042511 | 0.00041386 | 0.00044604 | 0.0004462 | 0.00056798 | 0.0005417 | 0.00055351 | 0.00054707 | 0.00055954 | 0.0005838 | 0.00060406 | 0.00060506 | 0.00062717 | 0.00071584 | 0.00068804
TAS1 | Pumped Hydro | 0 | 0 | 0.00044449 | 0.00044444 | 0.00045955 | 0.00046182 | 0.00046639 | 0.00046922 | 0.00047473 | 0.00047918 | 0.00049063 | 0.00053949 | 0.00051766 | 0.00050148 | 0.00050373 | 0.00050873 | 0.00051472 | 0.00051265 | 0.00059793 | 0.00057071 | 0.00055014 | 0.00053153 | 0.00053783 | 0.00054172 | 0.00053385 | 0.0005319 | 0.00053492 | 0.00057499 | 0.000551
TAS1 | VPP | 0 | 0 | 0 | 0 | 0 | 0 | 0 | 0 | 0 | 0 | 0 | 0 | 0 | 0 | 0 | 0 | 0 | 0 | 0 | 0 | 0 | 0 | 0 | 0 | 0 | 0 | 0 | 0 | 0
Total excluding storage |  | 0.00293 | 0.0028252 | 3090.8575 | 5882.0934 | 8421.9885 | 10762.3205 | 12905.0409 | 14761.2923 | 16453.2897 | 17922.2438 | 19272.9682 | 20372.5108 | 21379.9738 | 22252.4099 | 23061.6105 | 23629.5438 | 24155.7867 | 24585.984 | 25044.3606 | 25278.3981 | 24120.6088 | 23015.8481 | 22020.4418 | 20953.1168 | 19993.432 | 19077.7023 | 18252.6159 | 17367.9163 | 16572.4392

## BaseCase_Fuel Cost
Fuel cost by technology ($000s) - Base Case, Fast Change Scenario
Fuel | Real June 2020 dollars discounted to 1 July 2020
Explicitly modelled generation
Region | Technology | 2021-22 | 2022-23 | 2023-24 | 2024-25 | 2025-26 | 2026-27 | 2027-28 | 2028-29 | 2029-30 | 2030-31 | 2031-32 | 2032-33 | 2033-34 | 2034-35 | 2035-36 | 2036-37 | 2037-38 | 2038-39 | 2039-40 | 2040-41 | 2041-42 | 2042-43 | 2043-44 | 2044-45 | 2045-46 | 2046-47 | 2047-48 | 2048-49 | 2049-50
NEM | Black Coal | 1670963.0799 | 1415173.4853 | 1381048.2009 | 1316118.5232 | 1188174.5917 | 1027150.7463 | 940836.2623 | 972150.9039 | 725806.3483 | 665171.5882 | 619838.5955 | 507133.1156 | 528990.0487 | 472455.2438 | 361243.8524 | 332953.973 | 266443.3208 | 251486.7238 | 225352.9689 | 204660.751 | 182443.335 | 119737.2909 | 93308.7992 | 71192.2037 | 53341.566 | 38090.3458 | 34748.0588 | 32294.8567 | 28320.2381
NEM | Brown Coal | 228791.7924 | 208239.9821 | 201208.245 | 135915.2879 | 131692.0325 | 125127.2481 | 115095.2002 | 109910.0539 | 102774.9863 | 103652.3487 | 97060.8223 | 91371.9684 | 89959.8462 | 82599.8967 | 82232.8637 | 74040.052 | 65615.3252 | 63293.3415 | 51554.2933 | 51139.3207 | 54249.5215 | 52103.9097 | 47938.0872 | 43515.2258 | 41420.8446 | 42199.2992 | 26198.9697 | 0 | 0
NEM | CCGT | 185262.6686 | 177104.162 | 139240.2134 | 141588.1416 | 132317.0401 | 126901.4095 | 121388.9465 | 133502.4866 | 106369.1955 | 108701.3135 | 118930.1477 | 229807.7222 | 239056.8288 | 227003.5444 | 163410.6231 | 151640.3712 | 178192.6556 | 171498.8089 | 136808.9539 | 130771.7981 | 128809.2307 | 140237.8808 | 85786.0161 | 80382.8597 | 42949.3965 | 30874.1715 | 29712.6372 | 28419.2119 | 27231.5885
NEM | Gas - Steam | 85783.8572 | 82508.7791 | 78087.6136 | 14315.3975 | 12506.1686 | 12753.9719 | 11520.6574 | 12535.0509 | 9775.7104 | 9927.722 | 9253.2551 | 20777.077 | 17243.9111 | 35469.0798 | 7317.102 | 7380.2727 | 14452.3365 | 17279.336 | 5127.187 | 5012.819 | 4966.8315 | 5842.8645 | 4793.289 | 4572.5635 | 5362.516 | 0 | 0 | 0 | 0
NEM | OCGT / Diesel | 4635.3697 | 1927.51 | 10044.4688 | 9533.965 | 3087.4576 | 6681.8419 | 4707.3197 | 10953.7164 | 1147.8174 | 2098.9282 | 2375.1437 | 34024.1385 | 22966.5734 | 27032.1065 | 23213.2575 | 24906.3388 | 89195.4331 | 92687.0632 | 168676.312 | 180859.5879 | 129086.8562 | 169814.3912 | 248927.848 | 151260.2814 | 161208.7476 | 259415.7773 | 296775.9346 | 460688.1571 | 409796.719
NEM | Hydro | 0 | 0 | 0 | 0 | 0 | 0 | 0 | 0 | 0 | 0 | 0 | 0 | 0 | 0 | 0 | 0 | 0 | 0 | 0 | 0 | 0 | 0 | 0 | 0 | 0 | 0 | 0 | 0 | 0
NEM | Wind | 0 | 0 | 0 | 0 | 0 | 0 | 0 | 0 | 0 | 0 | 0 | 0 | 0 | 0 | 0 | 0 | 0 | 0 | 0 | 0 | 0 | 0 | 0 | 0 | 0 | 0 | 0 | 0 | 0
NEM | Solar PV | 0 | 0 | 0 | 0 | 0 | 0 | 0 | 0 | 0 | 0 | 0 | 0 | 0 | 0 | 0 | 0 | 0 | 0 | 0 | 0 | 0 | 0 | 0 | 0 | 0 | 0 | 0 | 0 | 0
NEM | Grid Battery | 0 | 0 | 0 | 0 | 0 | 0 | 0 | 0 | 0 | 0 | 0 | 0 | 0 | 0 | 0 | 0 | 0 | 0 | 0 | 0 | 0 | 0 | 0 | 0 | 0 | 0 | 0 | 0 | 0
NEM | Pumped Hydro | 0 | 0 | 0 | 0 | 0 | 0 | 0 | 0 | 0 | 0 | 0 | 0 | 0 | 0 | 0 | 0 | 0 | 0 | 0 | 0 | 0 | 0 | 0 | 0 | 0 | 0 | 0 | 0 | 0
NEM | VPP | 0 | 0 | 0 | 0 | 0 | 0 | 0 | 0 | 0 | 0 | 0 | 0 | 0 | 0 | 0 | 0 | 0 | 0 | 0 | 0 | 0 | 0 | 0 | 0 | 0 | 0 | 0 | 0 | 0
Total excluding storage |  | 2175436.7679 | 1884953.9185 | 1809628.7416 | 1617471.3152 | 1467777.2904 | 1298615.2177 | 1193548.3861 | 1239052.2117 | 945874.058 | 889551.9008 | 847457.9643 | 883114.0218 | 898217.2082 | 844559.8712 | 637417.6987 | 590921.0076 | 613899.0712 | 596245.2735 | 587519.7152 | 572444.2767 | 499555.7749 | 487736.337 | 480754.0394 | 350923.1342 | 304283.0707 | 370579.5938 | 387435.6003 | 521402.2258 | 465348.5456
Region | Technology | 2021-22 | 2022-23 | 2023-24 | 2024-25 | 2025-26 | 2026-27 | 2027-28 | 2028-29 | 2029-30 | 2030-31 | 2031-32 | 2032-33 | 2033-34 | 2034-35 | 2035-36 | 2036-37 | 2037-38 | 2038-39 | 2039-40 | 2040-41 | 2041-42 | 2042-43 | 2043-44 | 2044-45 | 2045-46 | 2046-47 | 2047-48 | 2048-49 | 2049-50
NSW1 | Black Coal | 905956.8255 | 735915.2432 | 697736.027 | 727010.1833 | 622310.8486 | 507459.0691 | 478580.3778 | 527055.8652 | 323123.904 | 297083.0187 | 271018.3345 | 160146.2967 | 186333.0232 | 162224.1782 | 66797.84 | 78560.7007 | 82804.8254 | 75075.3443 | 66551.201 | 53585.0733 | 44204.937 | 0 | 0 | 0 | 0 | 0 | 0 | 0 | 0
NSW1 | Brown Coal | 0 | 0 | 0 | 0 | 0 | 0 | 0 | 0 | 0 | 0 | 0 | 0 | 0 | 0 | 0 | 0 | 0 | 0 | 0 | 0 | 0 | 0 | 0 | 0 | 0 | 0 | 0 | 0 | 0
NSW1 | CCGT | 2326.3398 | 2210.1781 | 6471.8221 | 4638.2933 | 3781.353 | 3633.2868 | 3527.9219 | 3926.4453 | 3228.1845 | 3107.6252 | 2974.6802 | 47548.0651 | 43677.8649 | 49042.3667 | 26380.8278 | 25989.3715 | 52887.3084 | 54208.6969 | 44483.6318 | 40023.1306 | 38506.9334 | 44325.5141 | 1556.0596 | 0.003968 | 0.00392 | 0.0038938 | 0.0037485 | 0.0052692 | 0.0048355
NSW1 | Gas - Steam | 0 | 0 | 0 | 0 | 0 | 0 | 0 | 0 | 0 | 0 | 0 | 0 | 0 | 0 | 0 | 0 | 0 | 0 | 0 | 0 | 0 | 0 | 0 | 0 | 0 | 0 | 0 | 0 | 0
NSW1 | OCGT / Diesel | 0.0021502 | 0.0021158 | 1406.3569 | 4977.1223 | 932.9891 | 1660.2601 | 679.6652 | 671.1515 | 0.0022792 | 0.0022602 | 0.0023127 | 3524.7633 | 2330.7547 | 2513.2824 | 6348.4632 | 3842.1919 | 18192.9484 | 29042.5409 | 58567.8555 | 86224.3548 | 44610.6927 | 64204.9994 | 119665.7705 | 62291.8865 | 61408.6803 | 85527.7251 | 134979.7679 | 194903.74 | 179161.8033
NSW1 | Hydro | 0 | 0 | 0 | 0 | 0 | 0 | 0 | 0 | 0 | 0 | 0 | 0 | 0 | 0 | 0 | 0 | 0 | 0 | 0 | 0 | 0 | 0 | 0 | 0 | 0 | 0 | 0 | 0 | 0
NSW1 | Wind | 0 | 0 | 0 | 0 | 0 | 0 | 0 | 0 | 0 | 0 | 0 | 0 | 0 | 0 | 0 | 0 | 0 | 0 | 0 | 0 | 0 | 0 | 0 | 0 | 0 | 0 | 0 | 0 | 0
NSW1 | Solar PV | 0 | 0 | 0 | 0 | 0 | 0 | 0 | 0 | 0 | 0 | 0 | 0 | 0 | 0 | 0 | 0 | 0 | 0 | 0 | 0 | 0 | 0 | 0 | 0 | 0 | 0 | 0 | 0 | 0
NSW1 | Grid Battery | 0 | 0 | 0 | 0 | 0 | 0 | 0 | 0 | 0 | 0 | 0 | 0 | 0 | 0 | 0 | 0 | 0 | 0 | 0 | 0 | 0 | 0 | 0 | 0 | 0 | 0 | 0 | 0 | 0
NSW1 | Pumped Hydro | 0 | 0 | 0 | 0 | 0 | 0 | 0 | 0 | 0 | 0 | 0 | 0 | 0 | 0 | 0 | 0 | 0 | 0 | 0 | 0 | 0 | 0 | 0 | 0 | 0 | 0 | 0 | 0 | 0
NSW1 | VPP | 0 | 0 | 0 | 0 | 0 | 0 | 0 | 0 | 0 | 0 | 0 | 0 | 0 | 0 | 0 | 0 | 0 | 0 | 0 | 0 | 0 | 0 | 0 | 0 | 0 | 0 | 0 | 0 | 0
Total excluding storage |  | 908283.1675 | 738125.4234 | 705614.2059 | 736625.5989 | 627025.1907 | 512752.6159 | 482787.9648 | 531653.462 | 326352.0908 | 300190.6461 | 273993.017 | 211219.1251 | 232341.6428 | 213779.8273 | 99527.131 | 108392.2641 | 153885.0821 | 158326.5821 | 169602.6883 | 179832.5587 | 127322.5631 | 108530.5135 | 121221.8301 | 62291.8904 | 61408.6842 | 85527.729 | 134979.7717 | 194903.7453 | 179161.8081
Region | Technology | 2021-22 | 2022-23 | 2023-24 | 2024-25 | 2025-26 | 2026-27 | 2027-28 | 2028-29 | 2029-30 | 2030-31 | 2031-32 | 2032-33 | 2033-34 | 2034-35 | 2035-36 | 2036-37 | 2037-38 | 2038-39 | 2039-40 | 2040-41 | 2041-42 | 2042-43 | 2043-44 | 2044-45 | 2045-46 | 2046-47 | 2047-48 | 2048-49 | 2049-50
QLD1 | Black Coal | 765006.2544 | 679258.2421 | 683312.1739 | 589108.3399 | 565863.743 | 519691.6772 | 462255.8846 | 445095.0388 | 402682.4444 | 368088.5695 | 348820.2611 | 346986.8189 | 342657.0255 | 310231.0655 | 294446.0124 | 254393.2723 | 183638.4954 | 176411.3795 | 158801.7679 | 151075.6777 | 138238.398 | 119737.2909 | 93308.7992 | 71192.2037 | 53341.566 | 38090.3458 | 34748.0588 | 32294.8567 | 28320.2381
QLD1 | Brown Coal | 0 | 0 | 0 | 0 | 0 | 0 | 0 | 0 | 0 | 0 | 0 | 0 | 0 | 0 | 0 | 0 | 0 | 0 | 0 | 0 | 0 | 0 | 0 | 0 | 0 | 0 | 0 | 0 | 0
QLD1 | CCGT | 89918.4731 | 87516.1744 | 92157.5155 | 106038.2924 | 98969.4112 | 94913.1731 | 90744.3451 | 103368.2394 | 78251.9293 | 81771.6388 | 93140.1639 | 139454.0358 | 149078.8788 | 126654.6967 | 110140.4846 | 93812.8031 | 125305.3408 | 117290.1057 | 92325.3154 | 90748.6612 | 90302.2902 | 95912.3596 | 84229.9494 | 80382.8492 | 42949.3861 | 30874.1613 | 29712.6271 | 28419.1949 | 27231.5727
QLD1 | Gas - Steam | 2294.3468 | 2222.603 | 4288.621 | 4362.5175 | 4359.073 | 4183.335 | 3826.4385 | 3554.6252 | 3419.5038 | 3461.534 | 3456.9395 | 3324.1435 | 3341.0975 | 2893.968 | 2747.3745 | 2797.9152 | 5582.7735 | 5727.319 | 5127.187 | 5012.819 | 4966.8315 | 5842.8645 | 4793.289 | 4572.5635 | 5362.516 | 0 | 0 | 0 | 0
QLD1 | OCGT / Diesel | 0.0037417 | 0.0036864 | 26.232 | 2506.3819 | 1118.7698 | 1694.835 | 2108.5421 | 6964.4322 | 1031.4997 | 1844.6721 | 2058.1345 | 16366.9808 | 9538.9613 | 4736.8249 | 5125.6121 | 10703.2398 | 40139.6473 | 31874.2328 | 54655.4281 | 51256.5862 | 50274.0669 | 68257.3052 | 65556.5318 | 59496.8565 | 76257.9618 | 145244.7682 | 128771.9383 | 126207.2635 | 86161.0501
QLD1 | Hydro | 0 | 0 | 0 | 0 | 0 | 0 | 0 | 0 | 0 | 0 | 0 | 0 | 0 | 0 | 0 | 0 | 0 | 0 | 0 | 0 | 0 | 0 | 0 | 0 | 0 | 0 | 0 | 0 | 0
QLD1 | Wind | 0 | 0 | 0 | 0 | 0 | 0 | 0 | 0 | 0 | 0 | 0 | 0 | 0 | 0 | 0 | 0 | 0 | 0 | 0 | 0 | 0 | 0 | 0 | 0 | 0 | 0 | 0 | 0 | 0
QLD1 | Solar PV | 0 | 0 | 0 | 0 | 0 | 0 | 0 | 0 | 0 | 0 | 0 | 0 | 0 | 0 | 0 | 0 | 0 | 0 | 0 | 0 | 0 | 0 | 0 | 0 | 0 | 0 | 0 | 0 | 0
QLD1 | Grid Battery | 0 | 0 | 0 | 0 | 0 | 0 | 0 | 0 | 0 | 0 | 0 | 0 | 0 | 0 | 0 | 0 | 0 | 0 | 0 | 0 | 0 | 0 | 0 | 0 | 0 | 0 | 0 | 0 | 0
QLD1 | Pumped Hydro | 0 | 0 | 0 | 0 | 0 | 0 | 0 | 0 | 0 | 0 | 0 | 0 | 0 | 0 | 0 | 0 | 0 | 0 | 0 | 0 | 0 | 0 | 0 | 0 | 0 | 0 | 0 | 0 | 0
QLD1 | VPP | 0 | 0 | 0 | 0 | 0 | 0 | 0 | 0 | 0 | 0 | 0 | 0 | 0 | 0 | 0 | 0 | 0 | 0 | 0 | 0 | 0 | 0 | 0 | 0 | 0 | 0 | 0 | 0 | 0
Total excluding storage |  | 857219.0781 | 768997.0232 | 779784.5424 | 702015.5316 | 670310.997 | 620483.0203 | 558935.2102 | 558982.3355 | 485385.3771 | 455166.4144 | 447475.499 | 506131.9791 | 504615.9631 | 444516.5551 | 412459.4836 | 361707.2304 | 354666.257 | 331303.037 | 310909.6984 | 298093.7441 | 283781.5865 | 289749.8202 | 247888.5694 | 215644.473 | 177911.43 | 214209.2752 | 193232.6242 | 186921.3152 | 141712.861
Region | Technology | 2021-22 | 2022-23 | 2023-24 | 2024-25 | 2025-26 | 2026-27 | 2027-28 | 2028-29 | 2029-30 | 2030-31 | 2031-32 | 2032-33 | 2033-34 | 2034-35 | 2035-36 | 2036-37 | 2037-38 | 2038-39 | 2039-40 | 2040-41 | 2041-42 | 2042-43 | 2043-44 | 2044-45 | 2045-46 | 2046-47 | 2047-48 | 2048-49 | 2049-50
VIC1 | Black Coal | 0 | 0 | 0 | 0 | 0 | 0 | 0 | 0 | 0 | 0 | 0 | 0 | 0 | 0 | 0 | 0 | 0 | 0 | 0 | 0 | 0 | 0 | 0 | 0 | 0 | 0 | 0 | 0 | 0
VIC1 | Brown Coal | 228791.7924 | 208239.9821 | 201208.245 | 135915.2879 | 131692.0325 | 125127.2481 | 115095.2002 | 109910.0539 | 102774.9863 | 103652.3487 | 97060.8223 | 91371.9684 | 89959.8462 | 82599.8967 | 82232.8637 | 74040.052 | 65615.3252 | 63293.3415 | 51554.2933 | 51139.3207 | 54249.5215 | 52103.9097 | 47938.0872 | 43515.2258 | 41420.8446 | 42199.2992 | 26198.9697 | 0 | 0
VIC1 | CCGT | 0.0011559 | 0.0011319 | 0.0011779 | 0.0013978 | 0.0013493 | 0.0012704 | 0.0012862 | 0.0013772 | 0.001321 | 0.001284 | 0.0013122 | 0.0021418 | 0.0020765 | 0.0020161 | 0.0019014 | 0.0018452 | 0.0026706 | 0.0026083 | 0.0029269 | 0.0027354 | 0.0028487 | 0.0028092 | 0.0027452 | 0.0025713 | 0.0025383 | 0.0024783 | 0.0025854 | 0.0073551 | 0.0068733
VIC1 | Gas - Steam | 770.1534 | 293.2591 | 941.3636 | 2155.9768 | 707.8738 | 1491.4895 | 953.5673 | 2433.4215 | 81.0737 | 495.2063 | 91.2153 | 3524.0128 | 2438.6638 | 3453.5505 | 4569.7275 | 4582.3575 | 8869.563 | 11552.017 | 0 | 0 | 0 | 0 | 0 | 0 | 0 | 0 | 0 | 0 | 0
VIC1 | OCGT / Diesel | 762.2573 | 0.0032689 | 986.3274 | 690.6313 | 253.935 | 1304.5656 | 913.9297 | 909.4108 | 0.0041966 | 0.0041037 | 0.0042391 | 3890.1041 | 2227.7512 | 2272.2122 | 2753.9852 | 1426.0335 | 6100.8471 | 3640.674 | 23511.2083 | 14636.5799 | 8944.8597 | 4472.7861 | 23629.8393 | 8427.1788 | 7433.7173 | 5987.684 | 3144.4332 | 96802.0777 | 102608.0047
VIC1 | Hydro | 0 | 0 | 0 | 0 | 0 | 0 | 0 | 0 | 0 | 0 | 0 | 0 | 0 | 0 | 0 | 0 | 0 | 0 | 0 | 0 | 0 | 0 | 0 | 0 | 0 | 0 | 0 | 0 | 0
VIC1 | Wind | 0 | 0 | 0 | 0 | 0 | 0 | 0 | 0 | 0 | 0 | 0 | 0 | 0 | 0 | 0 | 0 | 0 | 0 | 0 | 0 | 0 | 0 | 0 | 0 | 0 | 0 | 0 | 0 | 0
VIC1 | Solar PV | 0 | 0 | 0 | 0 | 0 | 0 | 0 | 0 | 0 | 0 | 0 | 0 | 0 | 0 | 0 | 0 | 0 | 0 | 0 | 0 | 0 | 0 | 0 | 0 | 0 | 0 | 0 | 0 | 0
VIC1 | Grid Battery | 0 | 0 | 0 | 0 | 0 | 0 | 0 | 0 | 0 | 0 | 0 | 0 | 0 | 0 | 0 | 0 | 0 | 0 | 0 | 0 | 0 | 0 | 0 | 0 | 0 | 0 | 0 | 0 | 0
VIC1 | Pumped Hydro | 0 | 0 | 0 | 0 | 0 | 0 | 0 | 0 | 0 | 0 | 0 | 0 | 0 | 0 | 0 | 0 | 0 | 0 | 0 | 0 | 0 | 0 | 0 | 0 | 0 | 0 | 0 | 0 | 0
VIC1 | VPP | 0 | 0 | 0 | 0 | 0 | 0 | 0 | 0 | 0 | 0 | 0 | 0 | 0 | 0 | 0 | 0 | 0 | 0 | 0 | 0 | 0 | 0 | 0 | 0 | 0 | 0 | 0 | 0 | 0
Total excluding storage |  | 230324.2044 | 208533.2456 | 203135.9371 | 138761.8974 | 132653.8426 | 127923.3045 | 116962.6985 | 113252.8876 | 102856.0655 | 104147.5605 | 97152.0431 | 98786.0875 | 94626.2632 | 88325.6614 | 89556.5783 | 80048.4449 | 80585.738 | 78486.0352 | 75065.5046 | 65775.9034 | 63194.384 | 56576.6986 | 71567.9293 | 51942.4072 | 48854.5644 | 48186.9857 | 29343.4055 | 96802.0851 | 102608.0116
Region | Technology | 2021-22 | 2022-23 | 2023-24 | 2024-25 | 2025-26 | 2026-27 | 2027-28 | 2028-29 | 2029-30 | 2030-31 | 2031-32 | 2032-33 | 2033-34 | 2034-35 | 2035-36 | 2036-37 | 2037-38 | 2038-39 | 2039-40 | 2040-41 | 2041-42 | 2042-43 | 2043-44 | 2044-45 | 2045-46 | 2046-47 | 2047-48 | 2048-49 | 2049-50
SA1 | Black Coal | 0 | 0 | 0 | 0 | 0 | 0 | 0 | 0 | 0 | 0 | 0 | 0 | 0 | 0 | 0 | 0 | 0 | 0 | 0 | 0 | 0 | 0 | 0 | 0 | 0 | 0 | 0 | 0 | 0
SA1 | Brown Coal | 0 | 0 | 0 | 0 | 0 | 0 | 0 | 0 | 0 | 0 | 0 | 0 | 0 | 0 | 0 | 0 | 0 | 0 | 0 | 0 | 0 | 0 | 0 | 0 | 0 | 0 | 0 | 0 | 0
SA1 | CCGT | 93017.8532 | 87377.8072 | 40610.8735 | 30911.5534 | 29566.2734 | 28354.9473 | 27116.6773 | 26207.7994 | 24889.0793 | 23822.0473 | 22815.3013 | 42805.6182 | 46300.0821 | 51306.478 | 26889.3079 | 31838.1938 | 0.0028456 | 0.0027482 | 0.0028021 | 0.0026094 | 0.0033658 | 0.0033235 | 0.0034248 | 0.0030618 | 0.0030252 | 0.0029541 | 0.0028539 | 0.003476 | 0.0032303
SA1 | Gas - Steam | 82719.357 | 79992.917 | 72857.629 | 7796.9032 | 7439.2218 | 7079.1474 | 6740.6516 | 6547.0042 | 6275.1329 | 5970.9817 | 5705.1003 | 13928.9207 | 11464.1498 | 29121.5613 | 0 | 0 | 0 | 0 | 0 | 0 | 0 | 0 | 0 | 0 | 0 | 0 | 0 | 0 | 0
SA1 | OCGT / Diesel | 3873.1051 | 1927.4996 | 7625.5512 | 1359.8282 | 781.7624 | 2022.1799 | 1005.1814 | 2408.7206 | 116.31 | 254.2484 | 317.0015 | 10220.8533 | 8869.1051 | 17509.7859 | 8985.1958 | 8934.8724 | 24761.9892 | 28129.6144 | 31941.8189 | 28742.0661 | 25253.3568 | 32879.2996 | 40075.7054 | 21044.3587 | 16108.3873 | 22655.5991 | 29879.7943 | 42760.7324 | 41865.86
SA1 | Hydro | 0 | 0 | 0 | 0 | 0 | 0 | 0 | 0 | 0 | 0 | 0 | 0 | 0 | 0 | 0 | 0 | 0 | 0 | 0 | 0 | 0 | 0 | 0 | 0 | 0 | 0 | 0 | 0 | 0
SA1 | Wind | 0 | 0 | 0 | 0 | 0 | 0 | 0 | 0 | 0 | 0 | 0 | 0 | 0 | 0 | 0 | 0 | 0 | 0 | 0 | 0 | 0 | 0 | 0 | 0 | 0 | 0 | 0 | 0 | 0
SA1 | Solar PV | 0 | 0 | 0 | 0 | 0 | 0 | 0 | 0 | 0 | 0 | 0 | 0 | 0 | 0 | 0 | 0 | 0 | 0 | 0 | 0 | 0 | 0 | 0 | 0 | 0 | 0 | 0 | 0 | 0
SA1 | Grid Battery | 0 | 0 | 0 | 0 | 0 | 0 | 0 | 0 | 0 | 0 | 0 | 0 | 0 | 0 | 0 | 0 | 0 | 0 | 0 | 0 | 0 | 0 | 0 | 0 | 0 | 0 | 0 | 0 | 0
SA1 | Pumped Hydro | 0 | 0 | 0 | 0 | 0 | 0 | 0 | 0 | 0 | 0 | 0 | 0 | 0 | 0 | 0 | 0 | 0 | 0 | 0 | 0 | 0 | 0 | 0 | 0 | 0 | 0 | 0 | 0 | 0
SA1 | VPP | 0 | 0 | 0 | 0 | 0 | 0 | 0 | 0 | 0 | 0 | 0 | 0 | 0 | 0 | 0 | 0 | 0 | 0 | 0 | 0 | 0 | 0 | 0 | 0 | 0 | 0 | 0 | 0 | 0
Total excluding storage |  | 179610.3153 | 169298.2238 | 121094.0537 | 40068.2848 | 37787.2576 | 37456.2746 | 34862.5103 | 35163.5242 | 31280.5223 | 30047.2774 | 28837.4031 | 66955.3923 | 66633.337 | 97937.8253 | 35874.5037 | 40773.0662 | 24761.992 | 28129.6171 | 31941.8217 | 28742.0687 | 25253.3602 | 32879.3029 | 40075.7088 | 21044.3618 | 16108.3903 | 22655.6021 | 29879.7971 | 42760.7358 | 41865.8632
Region | Technology | 2021-22 | 2022-23 | 2023-24 | 2024-25 | 2025-26 | 2026-27 | 2027-28 | 2028-29 | 2029-30 | 2030-31 | 2031-32 | 2032-33 | 2033-34 | 2034-35 | 2035-36 | 2036-37 | 2037-38 | 2038-39 | 2039-40 | 2040-41 | 2041-42 | 2042-43 | 2043-44 | 2044-45 | 2045-46 | 2046-47 | 2047-48 | 2048-49 | 2049-50
TAS1 | Black Coal | 0 | 0 | 0 | 0 | 0 | 0 | 0 | 0 | 0 | 0 | 0 | 0 | 0 | 0 | 0 | 0 | 0 | 0 | 0 | 0 | 0 | 0 | 0 | 0 | 0 | 0 | 0 | 0 | 0
TAS1 | Brown Coal | 0 | 0 | 0 | 0 | 0 | 0 | 0 | 0 | 0 | 0 | 0 | 0 | 0 | 0 | 0 | 0 | 0 | 0 | 0 | 0 | 0 | 0 | 0 | 0 | 0 | 0 | 0 | 0 | 0
TAS1 | CCGT | 0.0011911 | 0.001155 | 0.0011568 | 0.0011258 | 0.0010681 | 0.001029 | 0.0010202 | 0.0010113 | 0.0010148 | 0.00099222 | 0.00094982 | 0.000948 | 0.00092508 | 0.00091645 | 0.00091675 | 0.00091164 | 0.00091249 | 0.00090859 | 0.00094281 | 0.00090741 | 0.00091042 | 0.00090172 | 0.00090205 | 0.00089834 | 0.00089264 | 0.00089316 | 0.00089341 | 0.00090335 | 0.00088538
TAS1 | Gas - Steam | 0 | 0 | 0 | 0 | 0 | 0 | 0 | 0 | 0 | 0 | 0 | 0 | 0 | 0 | 0 | 0 | 0 | 0 | 0 | 0 | 0 | 0 | 0 | 0 | 0 | 0 | 0 | 0 | 0
TAS1 | OCGT / Diesel | 0.0014176 | 0.0013445 | 0.0013863 | 0.001368 | 0.001278 | 0.0012867 | 0.0012784 | 0.0012728 | 0.0012884 | 0.0012803 | 0.0011829 | 21.4369 | 0.0011831 | 0.0011754 | 0.0011729 | 0.0011629 | 0.0011737 | 0.00115 | 0.001164 | 0.0009268 | 3.8801 | 0.0009145 | 0.00091277 | 0.00091842 | 0.00089482 | 0.000905 | 0.00090206 | 14.3435 | 0.00088955
TAS1 | Hydro | 0 | 0 | 0 | 0 | 0 | 0 | 0 | 0 | 0 | 0 | 0 | 0 | 0 | 0 | 0 | 0 | 0 | 0 | 0 | 0 | 0 | 0 | 0 | 0 | 0 | 0 | 0 | 0 | 0
TAS1 | Wind | 0 | 0 | 0 | 0 | 0 | 0 | 0 | 0 | 0 | 0 | 0 | 0 | 0 | 0 | 0 | 0 | 0 | 0 | 0 | 0 | 0 | 0 | 0 | 0 | 0 | 0 | 0 | 0 | 0
TAS1 | Solar PV | 0 | 0 | 0 | 0 | 0 | 0 | 0 | 0 | 0 | 0 | 0 | 0 | 0 | 0 | 0 | 0 | 0 | 0 | 0 | 0 | 0 | 0 | 0 | 0 | 0 | 0 | 0 | 0 | 0
TAS1 | Grid Battery | 0 | 0 | 0 | 0 | 0 | 0 | 0 | 0 | 0 | 0 | 0 | 0 | 0 | 0 | 0 | 0 | 0 | 0 | 0 | 0 | 0 | 0 | 0 | 0 | 0 | 0 | 0 | 0 | 0
TAS1 | Pumped Hydro | 0 | 0 | 0 | 0 | 0 | 0 | 0 | 0 | 0 | 0 | 0 | 0 | 0 | 0 | 0 | 0 | 0 | 0 | 0 | 0 | 0 | 0 | 0 | 0 | 0 | 0 | 0 | 0 | 0
TAS1 | VPP | 0 | 0 | 0 | 0 | 0 | 0 | 0 | 0 | 0 | 0 | 0 | 0 | 0 | 0 | 0 | 0 | 0 | 0 | 0 | 0 | 0 | 0 | 0 | 0 | 0 | 0 | 0 | 0 | 0
Total excluding storage |  | 0.0026087 | 0.0024995 | 0.002543 | 0.0024938 | 0.0023461 | 0.0023157 | 0.0022986 | 0.0022841 | 0.0023032 | 0.0022725 | 0.0021327 | 21.4379 | 0.0021082 | 0.0020919 | 0.0020896 | 0.0020746 | 0.0020862 | 0.0020586 | 0.0021068 | 0.0018342 | 3.881 | 0.0018162 | 0.0018148 | 0.0018168 | 0.0017875 | 0.0017982 | 0.0017955 | 14.3444 | 0.0017749

## BaseCase_Build Cost
New generation build cost (CAPEX) by technology ($000s) - Base Case, Fast Change Scenario
CAPEX (Install) | Real June 2020 dollars discounted to 1 July 2020. The total capital costs are annualised for modelling purposes.
Explicitly modelled generation
Region | Technology | 2021-22 | 2022-23 | 2023-24 | 2024-25 | 2025-26 | 2026-27 | 2027-28 | 2028-29 | 2029-30 | 2030-31 | 2031-32 | 2032-33 | 2033-34 | 2034-35 | 2035-36 | 2036-37 | 2037-38 | 2038-39 | 2039-40 | 2040-41 | 2041-42 | 2042-43 | 2043-44 | 2044-45 | 2045-46 | 2046-47 | 2047-48 | 2048-49 | 2049-50
NEM | Black Coal | 0 | 0 | 0 | 0 | 0 | 0 | 0 | 0 | 0 | 0 | 0 | 0 | 0 | 0 | 0 | 0 | 0 | 0 | 0 | 0 | 0 | 0 | 0 | 0 | 0 | 0 | 0 | 0 | 0
NEM | Brown Coal | 0 | 0 | 0 | 0 | 0 | 0 | 0 | 0 | 0 | 0 | 0 | 0 | 0 | 0 | 0 | 0 | 0 | 0 | 0 | 0 | 0 | 0 | 0 | 0 | 0 | 0 | 0 | 0 | 0
NEM | CCGT | 0.0018124 | 0.0017425 | 0.0018345 | 0.0019516 | 0.0018623 | 0.001777 | 0.0017182 | 0.0018134 | 0.0017303 | 0.0016511 | 0.0016833 | 0.002503 | 0.0023883 | 0.0022789 | 0.0021874 | 0.002108 | 0.0035115 | 0.0033584 | 0.0037356 | 0.0035545 | 0.0039877 | 0.0040045 | 0.0039194 | 0.0037644 | 0.0035993 | 0.0029585 | 0.0028738 | 0.0043319 | 0.0040743
NEM | Gas - Steam | 0 | 0 | 0 | 0 | 0 | 0 | 0 | 0 | 0 | 0 | 0 | 0 | 0 | 0 | 0 | 0 | 0 | 0 | 0 | 0 | 0 | 0 | 0 | 0 | 0 | 0 | 0 | 0 | 0
NEM | OCGT / Diesel | 0.0050049 | 0.0049151 | 0.0047375 | 0.0045079 | 0.0043014 | 0.0041044 | 0.0039269 | 0.0038484 | 0.0037847 | 0.0037855 | 0.0038177 | 0.0052459 | 0.0050057 | 0.0047764 | 0.0045955 | 0.0044372 | 0.0075724 | 0.0072613 | 9817.5028 | 9341.651 | 14494.9561 | 15598.4565 | 14923.8435 | 58408.2674 | 66036.0185 | 96171.6554 | 92012.3531 | 110679.6635 | 105610.3659
NEM | Hydro | 0 | 0 | 0 | 0 | 0 | 0 | 0 | 0 | 0 | 0 | 0 | 0 | 0 | 0 | 0 | 0 | 0 | 0 | 0 | 0 | 0 | 0 | 0 | 0 | 0 | 0 | 0 | 0 | 0
NEM | Wind | 77205.0298 | 165121.7123 | 260493.4135 | 346197.8705 | 417662.3031 | 411813.3591 | 512017.5701 | 595857.3651 | 916873.6098 | 885543.3332 | 857377.7473 | 1042764.0906 | 1017413.3579 | 1036171.7733 | 1079846.5496 | 1101891.3505 | 1276023.768 | 1248524.0389 | 1232187.2919 | 1178956.5649 | 1188660.4181 | 1223939.6732 | 1203471.775 | 1157545.5242 | 1175364.3124 | 1171713.1167 | 1170350.09 | 1126368.9084 | 1100640.0557
NEM | Solar PV | 0.0045575 | 0.0072677 | 0.007895 | 0.013239 | 7963.0011 | 57774.7399 | 71168.8963 | 89293.7494 | 213969.7621 | 204169.6209 | 195339.5437 | 185871.4938 | 177358.2965 | 169235.017 | 161915.8169 | 154067.8001 | 206141.0602 | 211789.492 | 221985.4591 | 246209.1424 | 254604.6562 | 332435.6506 | 322967.3498 | 307313.2063 | 293237.7922 | 326002.4446 | 316167.6645 | 316690.8306 | 326314.8157
NEM | Grid Battery | 0.0053592 | 0.0074989 | 0.0071916 | 0.0083439 | 0.010408 | 0.010435 | 0.012281 | 0.014115 | 0.14292 | 0.13662 | 0.13167 | 0.1455 | 3819.8511 | 3644.8961 | 3487.2626 | 3318.236 | 71308.7539 | 68042.7041 | 85512.5055 | 81367.7366 | 109128.3427 | 104130.0972 | 99626.6026 | 94797.7267 | 90455.8454 | 112827.9975 | 107948.3288 | 102716.1076 | 98011.5025
NEM | Pumped Hydro | 0 | 0 | 0.014963 | 0.016434 | 0.016028 | 0.015771 | 0.015931 | 0.016869 | 241735.8312 | 230663.9616 | 220688.0382 | 209991.3586 | 200373.4388 | 191196.0293 | 182927.0439 | 174060.6182 | 205360.2102 | 195954.3992 | 193482.3626 | 184104.3228 | 202079.6195 | 269684.0008 | 258020.5097 | 246982.9883 | 235670.7904 | 236325.5746 | 226104.7931 | 238242.7915 | 286499.7022
NEM | VPP | 0 | 0 | 0 | 0 | 0 | 0 | 0 | 0 | 0 | 0 | 0 | 0 | 0 | 0 | 0 | 0 | 0 | 0 | 0 | 0 | 0 | 0 | 0 | 0 | 0 | 0 | 0 | 0 | 0
Total excluding storage |  | 77205.0412 | 165121.7262 | 260493.428 | 346197.8902 | 425625.3104 | 469588.1049 | 583186.472 | 685151.1202 | 1130843.3774 | 1089712.9595 | 1052717.2965 | 1228635.5921 | 1194771.6618 | 1205406.7973 | 1241762.3733 | 1255959.1572 | 1482164.8393 | 1460313.5416 | 1463990.2576 | 1434507.3619 | 1457760.0344 | 1571973.7843 | 1541362.9722 | 1523267.0017 | 1534638.1267 | 1593887.2196 | 1578530.1105 | 1553739.4069 | 1532565.2414
Region | Technology | 2021-22 | 2022-23 | 2023-24 | 2024-25 | 2025-26 | 2026-27 | 2027-28 | 2028-29 | 2029-30 | 2030-31 | 2031-32 | 2032-33 | 2033-34 | 2034-35 | 2035-36 | 2036-37 | 2037-38 | 2038-39 | 2039-40 | 2040-41 | 2041-42 | 2042-43 | 2043-44 | 2044-45 | 2045-46 | 2046-47 | 2047-48 | 2048-49 | 2049-50
NSW1 | Black Coal | 0 | 0 | 0 | 0 | 0 | 0 | 0 | 0 | 0 | 0 | 0 | 0 | 0 | 0 | 0 | 0 | 0 | 0 | 0 | 0 | 0 | 0 | 0 | 0 | 0 | 0 | 0 | 0 | 0
NSW1 | Brown Coal | 0 | 0 | 0 | 0 | 0 | 0 | 0 | 0 | 0 | 0 | 0 | 0 | 0 | 0 | 0 | 0 | 0 | 0 | 0 | 0 | 0 | 0 | 0 | 0 | 0 | 0 | 0 | 0 | 0
NSW1 | CCGT | 0.00037724 | 0.00035997 | 0.00037457 | 0.00041086 | 0.00039204 | 0.00037409 | 0.00035791 | 0.00037294 | 0.00035586 | 0.00033956 | 0.00034555 | 0.00060383 | 0.00057617 | 0.00054978 | 0.00052601 | 0.00050051 | 0.0010909 | 0.0010409 | 0.0010425 | 0.00099198 | 0.001254 | 0.0011966 | 0.001154 | 0.001098 | 0.0010477 | 0.000883 | 0.00084481 | 0.0012129 | 0.0011405
NSW1 | Gas - Steam | 0 | 0 | 0 | 0 | 0 | 0 | 0 | 0 | 0 | 0 | 0 | 0 | 0 | 0 | 0 | 0 | 0 | 0 | 0 | 0 | 0 | 0 | 0 | 0 | 0 | 0 | 0 | 0 | 0
NSW1 | OCGT / Diesel | 0.0009973 | 0.0009978 | 0.0009896 | 0.00094163 | 0.0008985 | 0.00085735 | 0.00082027 | 0.00078051 | 0.00075455 | 0.00075161 | 0.00075798 | 0.0011448 | 0.0010924 | 0.0010424 | 0.00099729 | 0.00094895 | 0.0024658 | 0.0023528 | 1906.4948 | 1814.0875 | 6542.181 | 6242.5391 | 5972.5575 | 37697.6153 | 35971.0069 | 34323.4796 | 32839.0325 | 36817.8767 | 35131.5617
NSW1 | Hydro | 0 | 0 | 0 | 0 | 0 | 0 | 0 | 0 | 0 | 0 | 0 | 0 | 0 | 0 | 0 | 0 | 0 | 0 | 0 | 0 | 0 | 0 | 0 | 0 | 0 | 0 | 0 | 0 | 0
NSW1 | Wind | 0.013496 | 91452.8026 | 174462.9439 | 249636.1198 | 304518.1024 | 290570.709 | 326882.2614 | 346387.1066 | 607038.4241 | 579235.1373 | 554183.9514 | 539869.5096 | 515142.6616 | 512239.1672 | 557077.3807 | 530169.3798 | 511436.6429 | 493194.8544 | 502645.3795 | 478282.2892 | 500392.7591 | 477474.0357 | 456823.8885 | 434681.7535 | 433978.6243 | 414101.7386 | 413490.2164 | 366609.6437 | 323936.7133
NSW1 | Solar PV | 0.0010156 | 0.0020005 | 0.0020713 | 0.0037445 | 7962.9917 | 57774.7305 | 71168.8854 | 89293.7381 | 213969.7483 | 204169.6071 | 195339.5302 | 185871.474 | 177358.2767 | 169234.9968 | 161915.7975 | 154067.781 | 169888.5736 | 177197.4194 | 174671.5122 | 166205.2296 | 158592.7763 | 199417.3652 | 190792.8169 | 181545.1387 | 173230.0941 | 179843.9608 | 176330.3493 | 183631.3528 | 188257.3334
NSW1 | Grid Battery | 0.0017262 | 0.0024224 | 0.0023177 | 0.0028397 | 0.003248 | 0.0033546 | 0.0038928 | 0.0042265 | 0.13264 | 0.12659 | 0.12129 | 0.11843 | 0.11301 | 0.10784 | 0.10319 | 0.098187 | 6683.6943 | 6377.5709 | 16301.7268 | 15511.5863 | 29005.5367 | 27677.0385 | 26480.0417 | 25196.5607 | 24042.5196 | 22941.3354 | 21949.1514 | 20885.2883 | 19928.6599
NSW1 | Pumped Hydro | 0 | 0 | 0.0041025 | 0.0047491 | 0.0045316 | 0.0043365 | 0.0045007 | 0.0047926 | 241735.8195 | 230663.9499 | 220688.0264 | 209991.3372 | 200373.4133 | 191196.0049 | 182927.02 | 174060.5949 | 166088.3586 | 158481.2582 | 151627.1485 | 144277.82 | 137669.6756 | 131364.1942 | 125682.8592 | 119591.0437 | 114113.5913 | 108887.0146 | 104177.7891 | 99128.3188 | 94588.0904
NSW1 | VPP | 0 | 0 | 0 | 0 | 0 | 0 | 0 | 0 | 0 | 0 | 0 | 0 | 0 | 0 | 0 | 0 | 0 | 0 | 0 | 0 | 0 | 0 | 0 | 0 | 0 | 0 | 0 | 0 | 0
Total excluding storage |  | 0.015886 | 91452.806 | 174462.9473 | 249636.1249 | 312481.0953 | 348345.4408 | 398051.1479 | 435680.8458 | 821008.1735 | 783404.7455 | 749523.4827 | 725740.9853 | 692500.9399 | 681474.1655 | 718993.1798 | 684237.1622 | 681325.22 | 670392.2772 | 679223.3876 | 646301.6074 | 665527.7176 | 683133.9411 | 653589.2641 | 653924.5085 | 643179.7264 | 628269.1799 | 622659.5991 | 587058.8744 | 547325.6095
Region | Technology | 2021-22 | 2022-23 | 2023-24 | 2024-25 | 2025-26 | 2026-27 | 2027-28 | 2028-29 | 2029-30 | 2030-31 | 2031-32 | 2032-33 | 2033-34 | 2034-35 | 2035-36 | 2036-37 | 2037-38 | 2038-39 | 2039-40 | 2040-41 | 2041-42 | 2042-43 | 2043-44 | 2044-45 | 2045-46 | 2046-47 | 2047-48 | 2048-49 | 2049-50
QLD1 | Black Coal | 0 | 0 | 0 | 0 | 0 | 0 | 0 | 0 | 0 | 0 | 0 | 0 | 0 | 0 | 0 | 0 | 0 | 0 | 0 | 0 | 0 | 0 | 0 | 0 | 0 | 0 | 0 | 0 | 0
QLD1 | Brown Coal | 0 | 0 | 0 | 0 | 0 | 0 | 0 | 0 | 0 | 0 | 0 | 0 | 0 | 0 | 0 | 0 | 0 | 0 | 0 | 0 | 0 | 0 | 0 | 0 | 0 | 0 | 0 | 0 | 0
QLD1 | CCGT | 0.00041423 | 0.0004084 | 0.00041562 | 0.00048181 | 0.00045974 | 0.00043869 | 0.00041971 | 0.00046441 | 0.00044313 | 0.00042284 | 0.00045059 | 0.00060666 | 0.00057888 | 0.00055236 | 0.00052847 | 0.00052224 | 0.00089256 | 0.00085168 | 0.0011191 | 0.0010649 | 0.0010161 | 0.0011624 | 0.0011121 | 0.0010582 | 0.0010097 | 0.00091176 | 0.00086824 | 0.00081848 | 0.00075428
QLD1 | Gas - Steam | 0 | 0 | 0 | 0 | 0 | 0 | 0 | 0 | 0 | 0 | 0 | 0 | 0 | 0 | 0 | 0 | 0 | 0 | 0 | 0 | 0 | 0 | 0 | 0 | 0 | 0 | 0 | 0 | 0
QLD1 | OCGT / Diesel | 0.0010113 | 0.0010014 | 0.00095813 | 0.00091169 | 0.00086993 | 0.00083009 | 0.00079419 | 0.00080154 | 0.00078232 | 0.00078667 | 0.00080005 | 0.00099234 | 0.00094689 | 0.00090352 | 0.00086445 | 0.00085626 | 0.0012026 | 0.0011475 | 7911.0021 | 7527.5579 | 7182.7843 | 8621.1933 | 8248.3376 | 7848.5428 | 17792.0065 | 50137.294 | 47968.9196 | 47495.4332 | 45320.0698
QLD1 | Hydro | 0 | 0 | 0 | 0 | 0 | 0 | 0 | 0 | 0 | 0 | 0 | 0 | 0 | 0 | 0 | 0 | 0 | 0 | 0 | 0 | 0 | 0 | 0 | 0 | 0 | 0 | 0 | 0 | 0
QLD1 | Wind | 77204.9785 | 73668.8735 | 70482.7886 | 67066.5214 | 71044.119 | 67790.1899 | 121349.1081 | 176812.4092 | 229172.144 | 218675.7098 | 209218.2624 | 260625.9736 | 260871.6628 | 248923.3425 | 238157.7236 | 264485.8839 | 316931.8124 | 302415.8514 | 289336.7489 | 275312.672 | 282388.1772 | 327922.4325 | 313740.2031 | 310938.9933 | 324427.0793 | 301688.6722 | 288641.019 | 274650.6638 | 311768.8266
QLD1 | Solar PV | 0.0014763 | 0.0023107 | 0.002477 | 0.0039723 | 0.003938 | 0.0039911 | 0.0047614 | 0.0045586 | 0.007126 | 0.0067996 | 0.0065055 | 0.0062057 | 0.0060796 | 0.0058012 | 0.0055503 | 0.0052812 | 34627.2271 | 33041.2472 | 31612.2552 | 40184.6493 | 50063.7804 | 87543.7707 | 83757.6135 | 79697.9038 | 76047.6181 | 98441.1826 | 94183.7258 | 89618.6651 | 91878.5231
QLD1 | Grid Battery | 0.00091945 | 0.001209 | 0.0011567 | 0.0014065 | 0.0017096 | 0.0016313 | 0.0023267 | 0.0030102 | 0.0029076 | 0.0028094 | 0.0028873 | 0.0073657 | 3819.7193 | 3644.7703 | 3487.1386 | 3318.1179 | 52478.3389 | 50074.7509 | 47909.0813 | 45586.9406 | 43498.9888 | 41506.6686 | 39711.5578 | 37786.7488 | 36056.0579 | 60919.8034 | 58285.0988 | 55460.0349 | 52919.8806
QLD1 | Pumped Hydro | 0 | 0 | 0.002052 | 0.0024517 | 0.0023872 | 0.0024035 | 0.0024906 | 0.0028459 | 0.0027156 | 0.002697 | 0.0026847 | 0.0059046 | 0.010709 | 0.010218 | 0.0097921 | 0.0093273 | 35200.0277 | 33587.8126 | 32135.1823 | 30577.5984 | 29540.837 | 105047.7579 | 100504.5754 | 95633.1448 | 91253.0008 | 98522.3401 | 94261.3737 | 89692.5494 | 144753.2881
QLD1 | VPP | 0 | 0 | 0 | 0 | 0 | 0 | 0 | 0 | 0 | 0 | 0 | 0 | 0 | 0 | 0 | 0 | 0 | 0 | 0 | 0 | 0 | 0 | 0 | 0 | 0 | 0 | 0 | 0 | 0
Total excluding storage |  | 77204.9814 | 73668.8772 | 70482.7924 | 67066.5268 | 71044.1243 | 67790.1952 | 121349.1141 | 176812.415 | 229172.1523 | 218675.7178 | 209218.2702 | 260625.9814 | 260871.6704 | 248923.3497 | 238157.7305 | 264485.8906 | 351559.0415 | 335457.1006 | 328860.0074 | 323024.8803 | 339634.7429 | 424087.3977 | 405746.1553 | 398485.441 | 418266.705 | 450267.1497 | 430793.6653 | 411764.7628 | 448967.4203
Region | Technology | 2021-22 | 2022-23 | 2023-24 | 2024-25 | 2025-26 | 2026-27 | 2027-28 | 2028-29 | 2029-30 | 2030-31 | 2031-32 | 2032-33 | 2033-34 | 2034-35 | 2035-36 | 2036-37 | 2037-38 | 2038-39 | 2039-40 | 2040-41 | 2041-42 | 2042-43 | 2043-44 | 2044-45 | 2045-46 | 2046-47 | 2047-48 | 2048-49 | 2049-50
VIC1 | Black Coal | 0 | 0 | 0 | 0 | 0 | 0 | 0 | 0 | 0 | 0 | 0 | 0 | 0 | 0 | 0 | 0 | 0 | 0 | 0 | 0 | 0 | 0 | 0 | 0 | 0 | 0 | 0 | 0 | 0
VIC1 | Brown Coal | 0 | 0 | 0 | 0 | 0 | 0 | 0 | 0 | 0 | 0 | 0 | 0 | 0 | 0 | 0 | 0 | 0 | 0 | 0 | 0 | 0 | 0 | 0 | 0 | 0 | 0 | 0 | 0 | 0
VIC1 | CCGT | 0.00035601 | 0.00033971 | 0.00033945 | 0.00038824 | 0.00037046 | 0.00035349 | 0.0003563 | 0.00037219 | 0.00035514 | 0.00033888 | 0.0003396 | 0.00053521 | 0.0005107 | 0.00048731 | 0.00046623 | 0.00044363 | 0.00063281 | 0.00060383 | 0.00068359 | 0.00065046 | 0.0006752 | 0.00064427 | 0.00062919 | 0.00062529 | 0.00059665 | 0.00045915 | 0.00047846 | 0.0014943 | 0.0014056
VIC1 | Gas - Steam | 0 | 0 | 0 | 0 | 0 | 0 | 0 | 0 | 0 | 0 | 0 | 0 | 0 | 0 | 0 | 0 | 0 | 0 | 0 | 0 | 0 | 0 | 0 | 0 | 0 | 0 | 0 | 0 | 0
VIC1 | OCGT / Diesel | 0.0010035 | 0.00097876 | 0.00093643 | 0.00089104 | 0.00085023 | 0.00081129 | 0.0007762 | 0.00076451 | 0.00075631 | 0.00075503 | 0.0007606 | 0.0011269 | 0.0010753 | 0.0010261 | 0.00098169 | 0.00093411 | 0.0013081 | 0.0012482 | 0.0018299 | 0.0017412 | 0.002338 | 0.0022309 | 0.0021369 | 0.032944 | 0.031435 | 0.029685 | 0.028394 | 15705.054 | 14985.7386
VIC1 | Hydro | 0 | 0 | 0 | 0 | 0 | 0 | 0 | 0 | 0 | 0 | 0 | 0 | 0 | 0 | 0 | 0 | 0 | 0 | 0 | 0 | 0 | 0 | 0 | 0 | 0 | 0 | 0 | 0 | 0
VIC1 | Wind | 0.0080551 | 0.0078072 | 0.0077542 | 0.010226 | 0.0097581 | 0.0093112 | 0.0095464 | 0.010856 | 0.010407 | 0.010101 | 0.011998 | 47625.5602 | 45444.2436 | 79391.7588 | 75958.1659 | 96152.1632 | 200488.7828 | 193090.1272 | 184739.2252 | 175784.965 | 167733.8314 | 191304.9889 | 215497.2271 | 205052.1326 | 213023.1105 | 248366.3362 | 269639.022 | 284530.469 | 278092.8832
VIC1 | Solar PV | 0.00045442 | 0.00053797 | 0.00055402 | 0.0013326 | 0.0012716 | 0.0012412 | 0.0014403 | 0.001568 | 0.0015113 | 0.0015751 | 0.001544 | 0.0032833 | 0.00326 | 0.0031248 | 0.0029897 | 0.0028568 | 0.010447 | 0.015014 | 11587.6883 | 30691.4641 | 35202.3458 | 33590.0246 | 32137.2986 | 30579.6121 | 29179.0192 | 33613.236 | 32159.5073 | 30600.7847 | 33927.0222
VIC1 | Grid Battery | 0.00088715 | 0.0012844 | 0.0012289 | 0.001387 | 0.0018957 | 0.0019109 | 0.002112 | 0.0023857 | 0.0025044 | 0.0024848 | 0.0025991 | 0.0070192 | 0.0067043 | 0.0063972 | 0.0061356 | 0.0058426 | 0.017504 | 0.016712 | 4919.6081 | 4681.156 | 14810.4208 | 14132.0807 | 13520.8861 | 12865.5322 | 12276.271 | 11713.999 | 11207.3833 | 10664.1642 | 10175.7292
VIC1 | Pumped Hydro | 0 | 0 | 0.0023226 | 0.0028798 | 0.0027479 | 0.0027104 | 0.002628 | 0.0027753 | 0.0026653 | 0.0025862 | 0.0026604 | 0.007183 | 0.006854 | 0.0065401 | 0.0062687 | 0.0059799 | 4071.8145 | 3885.3192 | 9720.0221 | 9248.8951 | 34869.0962 | 33272.0384 | 31833.0649 | 31758.7891 | 30304.1881 | 28916.21 | 27665.6205 | 49421.9134 | 47158.3143
VIC1 | VPP | 0 | 0 | 0 | 0 | 0 | 0 | 0 | 0 | 0 | 0 | 0 | 0 | 0 | 0 | 0 | 0 | 0 | 0 | 0 | 0 | 0 | 0 | 0 | 0 | 0 | 0 | 0 | 0 | 0
Total excluding storage |  | 0.009869 | 0.0096636 | 0.0095841 | 0.012838 | 0.01225 | 0.011717 | 0.012119 | 0.013561 | 0.01303 | 0.01277 | 0.014643 | 47625.5652 | 45444.2484 | 79391.7635 | 75958.1704 | 96152.1674 | 200488.7952 | 193090.144 | 196326.9159 | 206476.4315 | 202936.1801 | 224895.0164 | 247634.5285 | 235631.7783 | 242202.1617 | 281979.6023 | 301798.5582 | 330836.3092 | 327005.6453
Region | Technology | 2021-22 | 2022-23 | 2023-24 | 2024-25 | 2025-26 | 2026-27 | 2027-28 | 2028-29 | 2029-30 | 2030-31 | 2031-32 | 2032-33 | 2033-34 | 2034-35 | 2035-36 | 2036-37 | 2037-38 | 2038-39 | 2039-40 | 2040-41 | 2041-42 | 2042-43 | 2043-44 | 2044-45 | 2045-46 | 2046-47 | 2047-48 | 2048-49 | 2049-50
SA1 | Black Coal | 0 | 0 | 0 | 0 | 0 | 0 | 0 | 0 | 0 | 0 | 0 | 0 | 0 | 0 | 0 | 0 | 0 | 0 | 0 | 0 | 0 | 0 | 0 | 0 | 0 | 0 | 0 | 0 | 0
SA1 | Brown Coal | 0 | 0 | 0 | 0 | 0 | 0 | 0 | 0 | 0 | 0 | 0 | 0 | 0 | 0 | 0 | 0 | 0 | 0 | 0 | 0 | 0 | 0 | 0 | 0 | 0 | 0 | 0 | 0 | 0
SA1 | CCGT | 0.0003502 | 0.00033416 | 0.00041759 | 0.00039735 | 0.00037915 | 0.00036179 | 0.00034614 | 0.00037723 | 0.00035995 | 0.00034347 | 0.00035019 | 0.00056185 | 0.00053611 | 0.00051156 | 0.00048943 | 0.00046571 | 0.00071878 | 0.00068586 | 0.00070506 | 0.00067089 | 0.00086468 | 0.00082507 | 0.00084729 | 0.00080622 | 0.00076929 | 0.00062568 | 0.00059862 | 0.00071537 | 0.0006826
SA1 | Gas - Steam | 0 | 0 | 0 | 0 | 0 | 0 | 0 | 0 | 0 | 0 | 0 | 0 | 0 | 0 | 0 | 0 | 0 | 0 | 0 | 0 | 0 | 0 | 0 | 0 | 0 | 0 | 0 | 0 | 0
SA1 | OCGT / Diesel | 0.0010054 | 0.00098703 | 0.00094435 | 0.00089857 | 0.00085742 | 0.00081815 | 0.00078276 | 0.00076936 | 0.00076003 | 0.00076033 | 0.00076706 | 0.0011633 | 0.00111 | 0.0010592 | 0.0010213 | 0.00097177 | 0.0018686 | 0.001783 | 0.00316 | 0.0030069 | 769.9877 | 734.7211 | 702.9454 | 12862.0756 | 12272.9729 | 11710.8517 | 11204.3722 | 10661.2992 | 10172.9954
SA1 | Hydro | 0 | 0 | 0 | 0 | 0 | 0 | 0 | 0 | 0 | 0 | 0 | 0 | 0 | 0 | 0 | 0 | 0 | 0 | 0 | 0 | 0 | 0 | 0 | 0 | 0 | 0 | 0 | 0 | 0
SA1 | Wind | 0.015813 | 0.015089 | 0.018851 | 0.01916 | 0.018283 | 0.017446 | 0.017148 | 0.021263 | 0.020297 | 0.019676 | 0.024505 | 95598.2121 | 92328.6739 | 88099.88 | 97580.6502 | 97639.5673 | 131563.3724 | 142528.5974 | 136364.417 | 129754.8692 | 123811.9009 | 118141.127 | 113031.6781 | 107553.0788 | 109164.9201 | 117126.433 | 112060.8761 | 123050.9631 | 117415.0408
SA1 | Solar PV | 0.0014312 | 0.0021477 | 0.0024646 | 0.0037047 | 0.0036498 | 0.003506 | 0.0039328 | 0.0044329 | 0.0042594 | 0.0044226 | 0.0044855 | 0.0093128 | 0.0096104 | 0.01042 | 0.0099694 | 0.010262 | 1625.2483 | 1550.8095 | 4114.0021 | 9127.7971 | 10745.7515 | 11884.488 | 16279.6187 | 15490.5498 | 14781.059 | 14104.0635 | 13494.0804 | 12840.0265 | 12251.9357
SA1 | Grid Battery | 0.00091414 | 0.0013912 | 0.0013481 | 0.0014344 | 0.0019387 | 0.0019806 | 0.0022345 | 0.0026306 | 0.0028567 | 0.0027501 | 0.0027973 | 0.010439 | 0.0099687 | 0.0095121 | 0.01259 | 0.012045 | 12146.701 | 11590.3635 | 16382.0867 | 15588.0512 | 21813.3944 | 20814.3074 | 19914.115 | 18948.883 | 18080.995 | 17252.8578 | 16506.6934 | 15706.6181 | 14987.2309
SA1 | Pumped Hydro | 0 | 0 | 0.0027174 | 0.0025857 | 0.0024673 | 0.002408 | 0.0023622 | 0.0024824 | 0.0023926 | 0.0023821 | 0.0023917 | 0.0037355 | 0.0035644 | 0.0034012 | 0.0036267 | 0.0036922 | 0.0051193 | 0.0048848 | 0.0047312 | 0.0045019 | 0.0061541 | 0.0058847 | 0.0056302 | 0.0061144 | 0.0058343 | 0.0055671 | 0.0053263 | 0.0050804 | 0.0048477
SA1 | VPP | 0 | 0 | 0 | 0 | 0 | 0 | 0 | 0 | 0 | 0 | 0 | 0 | 0 | 0 | 0 | 0 | 0 | 0 | 0 | 0 | 0 | 0 | 0 | 0 | 0 | 0 | 0 | 0 | 0
Total excluding storage |  | 0.0186 | 0.018558 | 0.022678 | 0.024161 | 0.023169 | 0.022131 | 0.02221 | 0.026842 | 0.025676 | 0.025202 | 0.030107 | 95598.2231 | 92328.6851 | 88099.892 | 97580.6616 | 97639.579 | 133188.6233 | 144079.4094 | 140478.423 | 138882.67 | 135327.641 | 130760.3369 | 130014.2431 | 135905.705 | 136218.9527 | 142941.3489 | 136759.3293 | 146552.2896 | 139839.9725
Region | Technology | 2021-22 | 2022-23 | 2023-24 | 2024-25 | 2025-26 | 2026-27 | 2027-28 | 2028-29 | 2029-30 | 2030-31 | 2031-32 | 2032-33 | 2033-34 | 2034-35 | 2035-36 | 2036-37 | 2037-38 | 2038-39 | 2039-40 | 2040-41 | 2041-42 | 2042-43 | 2043-44 | 2044-45 | 2045-46 | 2046-47 | 2047-48 | 2048-49 | 2049-50
TAS1 | Black Coal | 0 | 0 | 0 | 0 | 0 | 0 | 0 | 0 | 0 | 0 | 0 | 0 | 0 | 0 | 0 | 0 | 0 | 0 | 0 | 0 | 0 | 0 | 0 | 0 | 0 | 0 | 0 | 0 | 0
TAS1 | Brown Coal | 0 | 0 | 0 | 0 | 0 | 0 | 0 | 0 | 0 | 0 | 0 | 0 | 0 | 0 | 0 | 0 | 0 | 0 | 0 | 0 | 0 | 0 | 0 | 0 | 0 | 0 | 0 | 0 | 0
TAS1 | CCGT | 0.0003147 | 0.00030029 | 0.0002873 | 0.00027338 | 0.00026086 | 0.00024891 | 0.00023814 | 0.0002266 | 0.00021622 | 0.00020632 | 0.0001974 | 0.0001954 | 0.00018645 | 0.00017791 | 0.00017726 | 0.00017591 | 0.00017638 | 0.00017608 | 0.00018532 | 0.00017634 | 0.00017767 | 0.00017618 | 0.00017682 | 0.00017666 | 0.00017589 | 7.8955e-05 | 8.3678e-05 | 9.0947e-05 | 9.1332e-05
TAS1 | Gas - Steam | 0 | 0 | 0 | 0 | 0 | 0 | 0 | 0 | 0 | 0 | 0 | 0 | 0 | 0 | 0 | 0 | 0 | 0 | 0 | 0 | 0 | 0 | 0 | 0 | 0 | 0 | 0 | 0 | 0
TAS1 | OCGT / Diesel | 0.00098738 | 0.00095007 | 0.00090898 | 0.00086492 | 0.00082531 | 0.00078751 | 0.00075345 | 0.0007325 | 0.00073151 | 0.0007319 | 0.00073202 | 0.00081854 | 0.00078105 | 0.00074528 | 0.0007308 | 0.00072614 | 0.00072735 | 0.00072974 | 0.00086778 | 0.00082572 | 0.0007879 | 0.00075181 | 0.00073604 | 0.00074389 | 0.00073062 | 0.00042604 | 0.00044041 | 0.00051499 | 0.0004914
TAS1 | Hydro | 0 | 0 | 0 | 0 | 0 | 0 | 0 | 0 | 0 | 0 | 0 | 0 | 0 | 0 | 0 | 0 | 0 | 0 | 0 | 0 | 0 | 0 | 0 | 0 | 0 | 0 | 0 | 0 | 0
TAS1 | Wind | 0.013931 | 0.013329 | 15547.6545 | 29495.1999 | 42100.0537 | 53452.4334 | 63786.174 | 72657.8172 | 80663.011 | 87632.4563 | 93975.497 | 99044.8351 | 103626.116 | 107517.6248 | 111072.6293 | 113444.3563 | 115603.1575 | 117294.6085 | 119101.5215 | 119821.7695 | 114333.7495 | 109097.0892 | 104378.7783 | 99319.566 | 94770.5782 | 90429.9367 | 86518.9565 | 77527.1688 | 69426.5918
TAS1 | Solar PV | 0.00017995 | 0.00027081 | 0.00032817 | 0.00048508 | 0.00058549 | 0.00064894 | 0.00073072 | 0.00078223 | 0.00091532 | 0.0010243 | 0.00097999 | 0.00093884 | 0.00089924 | 0.00085805 | 0.00082094 | 0.00078115 | 0.00079703 | 0.00087983 | 0.0012587 | 0.0022928 | 0.0021878 | 0.0020876 | 0.0019973 | 0.0019005 | 0.0018134 | 0.0016747 | 0.0015715 | 0.001474 | 0.001353
TAS1 | Grid Battery | 0.00091228 | 0.0011918 | 0.0011403 | 0.0012764 | 0.0016157 | 0.0015572 | 0.0017145 | 0.0018622 | 0.002005 | 0.0019853 | 0.0020957 | 0.0022484 | 0.0021549 | 0.0020653 | 0.0021146 | 0.0020484 | 0.002149 | 0.002128 | 0.0025605 | 0.002441 | 0.002105 | 0.0019508 | 0.0019951 | 0.0020049 | 0.0019217 | 0.0019269 | 0.0019213 | 0.0021426 | 0.001972
TAS1 | Pumped Hydro | 0 | 0 | 0.003768 | 0.0037672 | 0.0038944 | 0.0039129 | 0.00395 | 0.0039727 | 0.0040171 | 0.0040528 | 0.004146 | 0.0045513 | 0.0043669 | 0.0042299 | 0.0042457 | 0.0042845 | 0.0043302 | 0.0043097 | 0.0050094 | 0.0047811 | 0.0046081 | 0.0044513 | 0.0044989 | 0.0045261 | 0.004457 | 0.0044364 | 0.0044564 | 0.0047761 | 0.0045764
TAS1 | VPP | 0 | 0 | 0 | 0 | 0 | 0 | 0 | 0 | 0 | 0 | 0 | 0 | 0 | 0 | 0 | 0 | 0 | 0 | 0 | 0 | 0 | 0 | 0 | 0 | 0 | 0 | 0 | 0 | 0
Total excluding storage |  | 0.015413 | 0.01485 | 15547.656 | 29495.2015 | 42100.0554 | 53452.4351 | 63786.1757 | 72657.8189 | 80663.0129 | 87632.4583 | 93975.4989 | 99044.8371 | 103626.1179 | 107517.6266 | 111072.631 | 113444.358 | 115603.1592 | 117294.6103 | 119101.5238 | 119821.7728 | 114333.7526 | 109097.0922 | 104378.7812 | 99319.5688 | 94770.581 | 90429.9389 | 86518.9586 | 77527.1709 | 69426.5938

## BaseCase_REHAB Cost
Rehabilition cost by technology ($000s) - Base Case, Fast Change Scenario
REHAB | Real June 2020 dollars discounted to 1 July 2020
Explicitly modelled generation
Region | Technology | 2021-22 | 2022-23 | 2023-24 | 2024-25 | 2025-26 | 2026-27 | 2027-28 | 2028-29 | 2029-30 | 2030-31 | 2031-32 | 2032-33 | 2033-34 | 2034-35 | 2035-36 | 2036-37 | 2037-38 | 2038-39 | 2039-40 | 2040-41 | 2041-42 | 2042-43 | 2043-44 | 2044-45 | 2045-46 | 2046-47 | 2047-48 | 2048-49 | 2049-50
NEM | Black Coal | 0 | 0 | 0 | 115304.0579 | 86687.675 | 13340.5836 | 1.2561e-05 | 0 | 19999.9185 | 334.1856 | 25.9369 | 0 | 0 | 0 | 0 | 0 | 0 | 0 | 0 | 0 | 0 | 0 | 0 | 0 | 0 | 0 | 0 | 0 | 0
NEM | Brown Coal | 0 | 0 | 0 | 44614.8252 | 3596.8544 | 1355.9395 | 0 | 0 | 0.00010014 | 0.00014759 | 0 | 0 | 0 | 0 | 0 | 0 | 0 | 0 | 0 | 0 | 0 | 0 | 0 | 0 | 0 | 0 | 0 | 0 | 0
NEM | CCGT | 0 | 0 | 0 | 0 | 0 | 0 | 0 | 0 | 0 | 0 | 0 | 0 | 0 | 0 | 0 | 0 | 0 | 0 | 0 | 0 | 0 | 0 | 0 | 0 | 0 | 0 | 0 | 0 | 0
NEM | Gas - Steam | 0 | 0 | 0 | 0 | 0 | 0 | 0 | 0 | 0 | 0 | 0 | 0 | 0 | 0 | 0 | 0 | 0 | 0 | 0 | 0 | 0 | 0 | 0 | 0 | 0 | 0 | 0 | 0 | 0
NEM | OCGT / Diesel | 0 | 0 | 0 | 0 | 0 | 0 | 0 | 0 | 0 | 0 | 0 | 0 | 0 | 0 | 0 | 0 | 0 | 0 | 0 | 0 | 0 | 0 | 0 | 0 | 0 | 0 | 0 | 0 | 0
NEM | Hydro | 0 | 0 | 0 | 0 | 0 | 0 | 0 | 0 | 0 | 0 | 0 | 0 | 0 | 0 | 0 | 0 | 0 | 0 | 0 | 0 | 0 | 0 | 0 | 0 | 0 | 0 | 0 | 0 | 0
NEM | Wind | 0 | 0 | 0 | 0 | 0 | 0 | 0 | 0 | 0 | 0 | 0 | 0 | 0 | 0 | 0 | 0 | 0 | 0 | 0 | 0 | 0 | 0 | 0 | 0 | 0 | 0 | 0 | 0 | 0
NEM | Solar PV | 0 | 0 | 0 | 0 | 0 | 0 | 0 | 0 | 0 | 0 | 0 | 0 | 0 | 0 | 0 | 0 | 0 | 0 | 0 | 0 | 0 | 0 | 0 | 0 | 0 | 0 | 0 | 0 | 0
NEM | Grid Battery | 0 | 0 | 0 | 0 | 0 | 0 | 0 | 0 | 0 | 0 | 0 | 0 | 0 | 0 | 0 | 0 | 0 | 0 | 0 | 0 | 0 | 0 | 0 | 0 | 0 | 0 | 0 | 0 | 0
NEM | Pumped Hydro | 0 | 0 | 0 | 0 | 0 | 0 | 0 | 0 | 0 | 0 | 0 | 0 | 0 | 0 | 0 | 0 | 0 | 0 | 0 | 0 | 0 | 0 | 0 | 0 | 0 | 0 | 0 | 0 | 0
NEM | VPP | 0 | 0 | 0 | 0 | 0 | 0 | 0 | 0 | 0 | 0 | 0 | 0 | 0 | 0 | 0 | 0 | 0 | 0 | 0 | 0 | 0 | 0 | 0 | 0 | 0 | 0 | 0 | 0 | 0
Total excluding storage |  | 0 | 0 | 0 | 159918.8831 | 90284.5295 | 14696.5231 | 1.2561e-05 | 0 | 19999.9186 | 334.1857 | 25.9369 | 0 | 0 | 0 | 0 | 0 | 0 | 0 | 0 | 0 | 0 | 0 | 0 | 0 | 0 | 0 | 0 | 0 | 0
Region | Technology | 2021-22 | 2022-23 | 2023-24 | 2024-25 | 2025-26 | 2026-27 | 2027-28 | 2028-29 | 2029-30 | 2030-31 | 2031-32 | 2032-33 | 2033-34 | 2034-35 | 2035-36 | 2036-37 | 2037-38 | 2038-39 | 2039-40 | 2040-41 | 2041-42 | 2042-43 | 2043-44 | 2044-45 | 2045-46 | 2046-47 | 2047-48 | 2048-49 | 2049-50
NSW1 | Black Coal | 0 | 0 | 0 | 18526.9195 | 86687.669 | 5171.1467 | 0 | 0 | 19999.9185 | 334.1856 | 25.9369 | 0 | 0 | 0 | 0 | 0 | 0 | 0 | 0 | 0 | 0 | 0 | 0 | 0 | 0 | 0 | 0 | 0 | 0
NSW1 | Brown Coal | 0 | 0 | 0 | 0 | 0 | 0 | 0 | 0 | 0 | 0 | 0 | 0 | 0 | 0 | 0 | 0 | 0 | 0 | 0 | 0 | 0 | 0 | 0 | 0 | 0 | 0 | 0 | 0 | 0
NSW1 | CCGT | 0 | 0 | 0 | 0 | 0 | 0 | 0 | 0 | 0 | 0 | 0 | 0 | 0 | 0 | 0 | 0 | 0 | 0 | 0 | 0 | 0 | 0 | 0 | 0 | 0 | 0 | 0 | 0 | 0
NSW1 | Gas - Steam | 0 | 0 | 0 | 0 | 0 | 0 | 0 | 0 | 0 | 0 | 0 | 0 | 0 | 0 | 0 | 0 | 0 | 0 | 0 | 0 | 0 | 0 | 0 | 0 | 0 | 0 | 0 | 0 | 0
NSW1 | OCGT / Diesel | 0 | 0 | 0 | 0 | 0 | 0 | 0 | 0 | 0 | 0 | 0 | 0 | 0 | 0 | 0 | 0 | 0 | 0 | 0 | 0 | 0 | 0 | 0 | 0 | 0 | 0 | 0 | 0 | 0
NSW1 | Hydro | 0 | 0 | 0 | 0 | 0 | 0 | 0 | 0 | 0 | 0 | 0 | 0 | 0 | 0 | 0 | 0 | 0 | 0 | 0 | 0 | 0 | 0 | 0 | 0 | 0 | 0 | 0 | 0 | 0
NSW1 | Wind | 0 | 0 | 0 | 0 | 0 | 0 | 0 | 0 | 0 | 0 | 0 | 0 | 0 | 0 | 0 | 0 | 0 | 0 | 0 | 0 | 0 | 0 | 0 | 0 | 0 | 0 | 0 | 0 | 0
NSW1 | Solar PV | 0 | 0 | 0 | 0 | 0 | 0 | 0 | 0 | 0 | 0 | 0 | 0 | 0 | 0 | 0 | 0 | 0 | 0 | 0 | 0 | 0 | 0 | 0 | 0 | 0 | 0 | 0 | 0 | 0
NSW1 | Grid Battery | 0 | 0 | 0 | 0 | 0 | 0 | 0 | 0 | 0 | 0 | 0 | 0 | 0 | 0 | 0 | 0 | 0 | 0 | 0 | 0 | 0 | 0 | 0 | 0 | 0 | 0 | 0 | 0 | 0
NSW1 | Pumped Hydro | 0 | 0 | 0 | 0 | 0 | 0 | 0 | 0 | 0 | 0 | 0 | 0 | 0 | 0 | 0 | 0 | 0 | 0 | 0 | 0 | 0 | 0 | 0 | 0 | 0 | 0 | 0 | 0 | 0
NSW1 | VPP | 0 | 0 | 0 | 0 | 0 | 0 | 0 | 0 | 0 | 0 | 0 | 0 | 0 | 0 | 0 | 0 | 0 | 0 | 0 | 0 | 0 | 0 | 0 | 0 | 0 | 0 | 0 | 0 | 0
Total excluding storage |  | 0 | 0 | 0 | 18526.9195 | 86687.669 | 5171.1467 | 0 | 0 | 19999.9185 | 334.1856 | 25.9369 | 0 | 0 | 0 | 0 | 0 | 0 | 0 | 0 | 0 | 0 | 0 | 0 | 0 | 0 | 0 | 0 | 0 | 0
Region | Technology | 2021-22 | 2022-23 | 2023-24 | 2024-25 | 2025-26 | 2026-27 | 2027-28 | 2028-29 | 2029-30 | 2030-31 | 2031-32 | 2032-33 | 2033-34 | 2034-35 | 2035-36 | 2036-37 | 2037-38 | 2038-39 | 2039-40 | 2040-41 | 2041-42 | 2042-43 | 2043-44 | 2044-45 | 2045-46 | 2046-47 | 2047-48 | 2048-49 | 2049-50
QLD1 | Black Coal | 0 | 0 | 0 | 96777.1384 | 0.0060113 | 8169.437 | 1.2561e-05 | 0 | 0 | 0 | 0 | 0 | 0 | 0 | 0 | 0 | 0 | 0 | 0 | 0 | 0 | 0 | 0 | 0 | 0 | 0 | 0 | 0 | 0
QLD1 | Brown Coal | 0 | 0 | 0 | 0 | 0 | 0 | 0 | 0 | 0 | 0 | 0 | 0 | 0 | 0 | 0 | 0 | 0 | 0 | 0 | 0 | 0 | 0 | 0 | 0 | 0 | 0 | 0 | 0 | 0
QLD1 | CCGT | 0 | 0 | 0 | 0 | 0 | 0 | 0 | 0 | 0 | 0 | 0 | 0 | 0 | 0 | 0 | 0 | 0 | 0 | 0 | 0 | 0 | 0 | 0 | 0 | 0 | 0 | 0 | 0 | 0
QLD1 | Gas - Steam | 0 | 0 | 0 | 0 | 0 | 0 | 0 | 0 | 0 | 0 | 0 | 0 | 0 | 0 | 0 | 0 | 0 | 0 | 0 | 0 | 0 | 0 | 0 | 0 | 0 | 0 | 0 | 0 | 0
QLD1 | OCGT / Diesel | 0 | 0 | 0 | 0 | 0 | 0 | 0 | 0 | 0 | 0 | 0 | 0 | 0 | 0 | 0 | 0 | 0 | 0 | 0 | 0 | 0 | 0 | 0 | 0 | 0 | 0 | 0 | 0 | 0
QLD1 | Hydro | 0 | 0 | 0 | 0 | 0 | 0 | 0 | 0 | 0 | 0 | 0 | 0 | 0 | 0 | 0 | 0 | 0 | 0 | 0 | 0 | 0 | 0 | 0 | 0 | 0 | 0 | 0 | 0 | 0
QLD1 | Wind | 0 | 0 | 0 | 0 | 0 | 0 | 0 | 0 | 0 | 0 | 0 | 0 | 0 | 0 | 0 | 0 | 0 | 0 | 0 | 0 | 0 | 0 | 0 | 0 | 0 | 0 | 0 | 0 | 0
QLD1 | Solar PV | 0 | 0 | 0 | 0 | 0 | 0 | 0 | 0 | 0 | 0 | 0 | 0 | 0 | 0 | 0 | 0 | 0 | 0 | 0 | 0 | 0 | 0 | 0 | 0 | 0 | 0 | 0 | 0 | 0
QLD1 | Grid Battery | 0 | 0 | 0 | 0 | 0 | 0 | 0 | 0 | 0 | 0 | 0 | 0 | 0 | 0 | 0 | 0 | 0 | 0 | 0 | 0 | 0 | 0 | 0 | 0 | 0 | 0 | 0 | 0 | 0
QLD1 | Pumped Hydro | 0 | 0 | 0 | 0 | 0 | 0 | 0 | 0 | 0 | 0 | 0 | 0 | 0 | 0 | 0 | 0 | 0 | 0 | 0 | 0 | 0 | 0 | 0 | 0 | 0 | 0 | 0 | 0 | 0
QLD1 | VPP | 0 | 0 | 0 | 0 | 0 | 0 | 0 | 0 | 0 | 0 | 0 | 0 | 0 | 0 | 0 | 0 | 0 | 0 | 0 | 0 | 0 | 0 | 0 | 0 | 0 | 0 | 0 | 0 | 0
Total excluding storage |  | 0 | 0 | 0 | 96777.1384 | 0.0060113 | 8169.437 | 1.2561e-05 | 0 | 0 | 0 | 0 | 0 | 0 | 0 | 0 | 0 | 0 | 0 | 0 | 0 | 0 | 0 | 0 | 0 | 0 | 0 | 0 | 0 | 0
Region | Technology | 2021-22 | 2022-23 | 2023-24 | 2024-25 | 2025-26 | 2026-27 | 2027-28 | 2028-29 | 2029-30 | 2030-31 | 2031-32 | 2032-33 | 2033-34 | 2034-35 | 2035-36 | 2036-37 | 2037-38 | 2038-39 | 2039-40 | 2040-41 | 2041-42 | 2042-43 | 2043-44 | 2044-45 | 2045-46 | 2046-47 | 2047-48 | 2048-49 | 2049-50
VIC1 | Black Coal | 0 | 0 | 0 | 0 | 0 | 0 | 0 | 0 | 0 | 0 | 0 | 0 | 0 | 0 | 0 | 0 | 0 | 0 | 0 | 0 | 0 | 0 | 0 | 0 | 0 | 0 | 0 | 0 | 0
VIC1 | Brown Coal | 0 | 0 | 0 | 44614.8252 | 3596.8544 | 1355.9395 | 0 | 0 | 0.00010014 | 0.00014759 | 0 | 0 | 0 | 0 | 0 | 0 | 0 | 0 | 0 | 0 | 0 | 0 | 0 | 0 | 0 | 0 | 0 | 0 | 0
VIC1 | CCGT | 0 | 0 | 0 | 0 | 0 | 0 | 0 | 0 | 0 | 0 | 0 | 0 | 0 | 0 | 0 | 0 | 0 | 0 | 0 | 0 | 0 | 0 | 0 | 0 | 0 | 0 | 0 | 0 | 0
VIC1 | Gas - Steam | 0 | 0 | 0 | 0 | 0 | 0 | 0 | 0 | 0 | 0 | 0 | 0 | 0 | 0 | 0 | 0 | 0 | 0 | 0 | 0 | 0 | 0 | 0 | 0 | 0 | 0 | 0 | 0 | 0
VIC1 | OCGT / Diesel | 0 | 0 | 0 | 0 | 0 | 0 | 0 | 0 | 0 | 0 | 0 | 0 | 0 | 0 | 0 | 0 | 0 | 0 | 0 | 0 | 0 | 0 | 0 | 0 | 0 | 0 | 0 | 0 | 0
VIC1 | Hydro | 0 | 0 | 0 | 0 | 0 | 0 | 0 | 0 | 0 | 0 | 0 | 0 | 0 | 0 | 0 | 0 | 0 | 0 | 0 | 0 | 0 | 0 | 0 | 0 | 0 | 0 | 0 | 0 | 0
VIC1 | Wind | 0 | 0 | 0 | 0 | 0 | 0 | 0 | 0 | 0 | 0 | 0 | 0 | 0 | 0 | 0 | 0 | 0 | 0 | 0 | 0 | 0 | 0 | 0 | 0 | 0 | 0 | 0 | 0 | 0
VIC1 | Solar PV | 0 | 0 | 0 | 0 | 0 | 0 | 0 | 0 | 0 | 0 | 0 | 0 | 0 | 0 | 0 | 0 | 0 | 0 | 0 | 0 | 0 | 0 | 0 | 0 | 0 | 0 | 0 | 0 | 0
VIC1 | Grid Battery | 0 | 0 | 0 | 0 | 0 | 0 | 0 | 0 | 0 | 0 | 0 | 0 | 0 | 0 | 0 | 0 | 0 | 0 | 0 | 0 | 0 | 0 | 0 | 0 | 0 | 0 | 0 | 0 | 0
VIC1 | Pumped Hydro | 0 | 0 | 0 | 0 | 0 | 0 | 0 | 0 | 0 | 0 | 0 | 0 | 0 | 0 | 0 | 0 | 0 | 0 | 0 | 0 | 0 | 0 | 0 | 0 | 0 | 0 | 0 | 0 | 0
VIC1 | VPP | 0 | 0 | 0 | 0 | 0 | 0 | 0 | 0 | 0 | 0 | 0 | 0 | 0 | 0 | 0 | 0 | 0 | 0 | 0 | 0 | 0 | 0 | 0 | 0 | 0 | 0 | 0 | 0 | 0
Total excluding storage |  | 0 | 0 | 0 | 44614.8252 | 3596.8544 | 1355.9395 | 0 | 0 | 0.00010014 | 0.00014759 | 0 | 0 | 0 | 0 | 0 | 0 | 0 | 0 | 0 | 0 | 0 | 0 | 0 | 0 | 0 | 0 | 0 | 0 | 0
Region | Technology | 2021-22 | 2022-23 | 2023-24 | 2024-25 | 2025-26 | 2026-27 | 2027-28 | 2028-29 | 2029-30 | 2030-31 | 2031-32 | 2032-33 | 2033-34 | 2034-35 | 2035-36 | 2036-37 | 2037-38 | 2038-39 | 2039-40 | 2040-41 | 2041-42 | 2042-43 | 2043-44 | 2044-45 | 2045-46 | 2046-47 | 2047-48 | 2048-49 | 2049-50
SA1 | Black Coal | 0 | 0 | 0 | 0 | 0 | 0 | 0 | 0 | 0 | 0 | 0 | 0 | 0 | 0 | 0 | 0 | 0 | 0 | 0 | 0 | 0 | 0 | 0 | 0 | 0 | 0 | 0 | 0 | 0
SA1 | Brown Coal | 0 | 0 | 0 | 0 | 0 | 0 | 0 | 0 | 0 | 0 | 0 | 0 | 0 | 0 | 0 | 0 | 0 | 0 | 0 | 0 | 0 | 0 | 0 | 0 | 0 | 0 | 0 | 0 | 0
SA1 | CCGT | 0 | 0 | 0 | 0 | 0 | 0 | 0 | 0 | 0 | 0 | 0 | 0 | 0 | 0 | 0 | 0 | 0 | 0 | 0 | 0 | 0 | 0 | 0 | 0 | 0 | 0 | 0 | 0 | 0
SA1 | Gas - Steam | 0 | 0 | 0 | 0 | 0 | 0 | 0 | 0 | 0 | 0 | 0 | 0 | 0 | 0 | 0 | 0 | 0 | 0 | 0 | 0 | 0 | 0 | 0 | 0 | 0 | 0 | 0 | 0 | 0
SA1 | OCGT / Diesel | 0 | 0 | 0 | 0 | 0 | 0 | 0 | 0 | 0 | 0 | 0 | 0 | 0 | 0 | 0 | 0 | 0 | 0 | 0 | 0 | 0 | 0 | 0 | 0 | 0 | 0 | 0 | 0 | 0
SA1 | Hydro | 0 | 0 | 0 | 0 | 0 | 0 | 0 | 0 | 0 | 0 | 0 | 0 | 0 | 0 | 0 | 0 | 0 | 0 | 0 | 0 | 0 | 0 | 0 | 0 | 0 | 0 | 0 | 0 | 0
SA1 | Wind | 0 | 0 | 0 | 0 | 0 | 0 | 0 | 0 | 0 | 0 | 0 | 0 | 0 | 0 | 0 | 0 | 0 | 0 | 0 | 0 | 0 | 0 | 0 | 0 | 0 | 0 | 0 | 0 | 0
SA1 | Solar PV | 0 | 0 | 0 | 0 | 0 | 0 | 0 | 0 | 0 | 0 | 0 | 0 | 0 | 0 | 0 | 0 | 0 | 0 | 0 | 0 | 0 | 0 | 0 | 0 | 0 | 0 | 0 | 0 | 0
SA1 | Grid Battery | 0 | 0 | 0 | 0 | 0 | 0 | 0 | 0 | 0 | 0 | 0 | 0 | 0 | 0 | 0 | 0 | 0 | 0 | 0 | 0 | 0 | 0 | 0 | 0 | 0 | 0 | 0 | 0 | 0
SA1 | Pumped Hydro | 0 | 0 | 0 | 0 | 0 | 0 | 0 | 0 | 0 | 0 | 0 | 0 | 0 | 0 | 0 | 0 | 0 | 0 | 0 | 0 | 0 | 0 | 0 | 0 | 0 | 0 | 0 | 0 | 0
SA1 | VPP | 0 | 0 | 0 | 0 | 0 | 0 | 0 | 0 | 0 | 0 | 0 | 0 | 0 | 0 | 0 | 0 | 0 | 0 | 0 | 0 | 0 | 0 | 0 | 0 | 0 | 0 | 0 | 0 | 0
Total excluding storage |  | 0 | 0 | 0 | 0 | 0 | 0 | 0 | 0 | 0 | 0 | 0 | 0 | 0 | 0 | 0 | 0 | 0 | 0 | 0 | 0 | 0 | 0 | 0 | 0 | 0 | 0 | 0 | 0 | 0
Region | Technology | 2021-22 | 2022-23 | 2023-24 | 2024-25 | 2025-26 | 2026-27 | 2027-28 | 2028-29 | 2029-30 | 2030-31 | 2031-32 | 2032-33 | 2033-34 | 2034-35 | 2035-36 | 2036-37 | 2037-38 | 2038-39 | 2039-40 | 2040-41 | 2041-42 | 2042-43 | 2043-44 | 2044-45 | 2045-46 | 2046-47 | 2047-48 | 2048-49 | 2049-50
TAS1 | Black Coal | 0 | 0 | 0 | 0 | 0 | 0 | 0 | 0 | 0 | 0 | 0 | 0 | 0 | 0 | 0 | 0 | 0 | 0 | 0 | 0 | 0 | 0 | 0 | 0 | 0 | 0 | 0 | 0 | 0
TAS1 | Brown Coal | 0 | 0 | 0 | 0 | 0 | 0 | 0 | 0 | 0 | 0 | 0 | 0 | 0 | 0 | 0 | 0 | 0 | 0 | 0 | 0 | 0 | 0 | 0 | 0 | 0 | 0 | 0 | 0 | 0
TAS1 | CCGT | 0 | 0 | 0 | 0 | 0 | 0 | 0 | 0 | 0 | 0 | 0 | 0 | 0 | 0 | 0 | 0 | 0 | 0 | 0 | 0 | 0 | 0 | 0 | 0 | 0 | 0 | 0 | 0 | 0
TAS1 | Gas - Steam | 0 | 0 | 0 | 0 | 0 | 0 | 0 | 0 | 0 | 0 | 0 | 0 | 0 | 0 | 0 | 0 | 0 | 0 | 0 | 0 | 0 | 0 | 0 | 0 | 0 | 0 | 0 | 0 | 0
TAS1 | OCGT / Diesel | 0 | 0 | 0 | 0 | 0 | 0 | 0 | 0 | 0 | 0 | 0 | 0 | 0 | 0 | 0 | 0 | 0 | 0 | 0 | 0 | 0 | 0 | 0 | 0 | 0 | 0 | 0 | 0 | 0
TAS1 | Hydro | 0 | 0 | 0 | 0 | 0 | 0 | 0 | 0 | 0 | 0 | 0 | 0 | 0 | 0 | 0 | 0 | 0 | 0 | 0 | 0 | 0 | 0 | 0 | 0 | 0 | 0 | 0 | 0 | 0
TAS1 | Wind | 0 | 0 | 0 | 0 | 0 | 0 | 0 | 0 | 0 | 0 | 0 | 0 | 0 | 0 | 0 | 0 | 0 | 0 | 0 | 0 | 0 | 0 | 0 | 0 | 0 | 0 | 0 | 0 | 0
TAS1 | Solar PV | 0 | 0 | 0 | 0 | 0 | 0 | 0 | 0 | 0 | 0 | 0 | 0 | 0 | 0 | 0 | 0 | 0 | 0 | 0 | 0 | 0 | 0 | 0 | 0 | 0 | 0 | 0 | 0 | 0
TAS1 | Grid Battery | 0 | 0 | 0 | 0 | 0 | 0 | 0 | 0 | 0 | 0 | 0 | 0 | 0 | 0 | 0 | 0 | 0 | 0 | 0 | 0 | 0 | 0 | 0 | 0 | 0 | 0 | 0 | 0 | 0
TAS1 | Pumped Hydro | 0 | 0 | 0 | 0 | 0 | 0 | 0 | 0 | 0 | 0 | 0 | 0 | 0 | 0 | 0 | 0 | 0 | 0 | 0 | 0 | 0 | 0 | 0 | 0 | 0 | 0 | 0 | 0 | 0
TAS1 | VPP | 0 | 0 | 0 | 0 | 0 | 0 | 0 | 0 | 0 | 0 | 0 | 0 | 0 | 0 | 0 | 0 | 0 | 0 | 0 | 0 | 0 | 0 | 0 | 0 | 0 | 0 | 0 | 0 | 0
Total excluding storage |  | 0 | 0 | 0 | 0 | 0 | 0 | 0 | 0 | 0 | 0 | 0 | 0 | 0 | 0 | 0 | 0 | 0 | 0 | 0 | 0 | 0 | 0 | 0 | 0 | 0 | 0 | 0 | 0 | 0

## BaseCase_REZ Tx Cost
REZ transmission expansion cost by region ($000s) - Base Case, Fast Change Scenario
REZ Expansion | Real June 2020 dollars discounted to 1 July 2020. As with the total capital costs, the REZ transmission expansion costs are annualised for modelling purposes.
Explicitly modelled generation
Region | Technology | 2021-22 | 2022-23 | 2023-24 | 2024-25 | 2025-26 | 2026-27 | 2027-28 | 2028-29 | 2029-30 | 2030-31 | 2031-32 | 2032-33 | 2033-34 | 2034-35 | 2035-36 | 2036-37 | 2037-38 | 2038-39 | 2039-40 | 2040-41 | 2041-42 | 2042-43 | 2043-44 | 2044-45 | 2045-46 | 2046-47 | 2047-48 | 2048-49 | 2049-50
NSW1 | Transmission | 0.0010056 | 4278.3295 | 14086.6922 | 23167.6549 | 31180.0311 | 40803.0554 | 47806.7492 | 54574.3598 | 115839.6377 | 110534.0054 | 105753.5497 | 101962.8036 | 97292.7515 | 95070.6287 | 98245.0536 | 93493.3681 | 94470.035 | 94985.1648 | 98252.0081 | 93489.7589 | 97945.8403 | 106682.132 | 102068.265 | 97121.0428 | 92672.7519 | 90369.1096 | 96725.5019 | 99613.4856 | 101207.9557
QLD1 | Transmission | 0.0010774 | 0.0011317 | 0.0011851 | 0.0015423 | 0.0016063 | 0.0015708 | 0.0028205 | 12343.2448 | 11777.9054 | 11238.4594 | 10752.4103 | 10231.2482 | 12488.5497 | 11916.5551 | 11401.1793 | 11669.0157 | 47482.7707 | 45307.9873 | 43348.4743 | 43593.83 | 46287.5569 | 59373.1214 | 56805.3093 | 65115.2497 | 87115.7568 | 106820.7038 | 102200.8437 | 97247.1954 | 119233.8282
VIC1 | Transmission | 0.0001949 | 0.00018741 | 0.0001793 | 0.00017061 | 0.0001628 | 0.00015534 | 0.00014862 | 0.00014142 | 0.00013494 | 0.00012876 | 0.00012319 | 0.00011722 | 0.00011309 | 0.00011293 | 0.0001099 | 1674.2386 | 7514.6391 | 7297.0685 | 6981.4796 | 6643.0891 | 6338.8254 | 6048.4976 | 8187.5904 | 7790.74 | 7433.9123 | 12387.7376 | 11851.9836 | 15104.1945 | 17125.1151
SA1 | Transmission | 0.0011194 | 0.0011158 | 0.0012663 | 0.0013039 | 0.001255 | 0.0012028 | 0.0012117 | 0.0018118 | 0.0017347 | 0.001692 | 0.0017305 | 3575.7382 | 3569.4209 | 3405.9361 | 3258.6344 | 3100.6933 | 9984.8738 | 12019.8891 | 11500.0441 | 10942.64 | 10441.4504 | 9963.2161 | 9532.3205 | 9070.2969 | 10706.3024 | 16777.1459 | 16051.5579 | 20504.7074 | 19565.5621
TAS1 | Transmission | 3.9037e-06 | 3.7249e-06 | 3.5638e-06 | 3.3911e-06 | 3.2358e-06 | 3.0876e-06 | 2.954e-06 | 2.8108e-06 | 5.0419e-06 | 556.4041 | 1320.0746 | 2317.5688 | 3224.283 | 4043.0759 | 4792.8894 | 5440.4336 | 6030.8077 | 6556.5916 | 7067.2649 | 7480.4565 | 7137.8401 | 6810.9162 | 6516.3527 | 6200.5067 | 5916.5141 | 5645.5287 | 5401.3667 | 5139.5639 | 4904.164
NEM | Total | 0.0034012 | 4278.332 | 14086.6948 | 23167.6579 | 31180.0341 | 40803.0583 | 47806.7533 | 66917.6065 | 127617.545 | 122328.8707 | 117826.0364 | 118087.3589 | 116575.0052 | 114436.1959 | 117697.7568 | 115377.7494 | 165483.1263 | 166166.7012 | 167149.271 | 162149.7744 | 168151.5132 | 188877.8832 | 183109.8379 | 185297.8362 | 203845.2373 | 232000.2256 | 232231.2539 | 237609.1467 | 262036.6252

## BaseCase_USE+DSP Cost
USE and USE / DSP cost by region ($000s) - Base Case, Fast Change Scenario
USE / DSP | Real June 2020 dollars discounted to 1 July 2020
Explicitly modelled generation
Region | Technology | 2021-22 | 2022-23 | 2023-24 | 2024-25 | 2025-26 | 2026-27 | 2027-28 | 2028-29 | 2029-30 | 2030-31 | 2031-32 | 2032-33 | 2033-34 | 2034-35 | 2035-36 | 2036-37 | 2037-38 | 2038-39 | 2039-40 | 2040-41 | 2041-42 | 2042-43 | 2043-44 | 2044-45 | 2045-46 | 2046-47 | 2047-48 | 2048-49 | 2049-50
NSW1 | USE / DSP | 0.0024013 | 0.0023958 | 23.9415 | 834.8512 | 0.0024457 | 0.0024297 | 0.0024349 | 0.0024558 | 0.0024326 | 0.0024273 | 0.0024418 | 16798.6077 | 16.2794 | 0.002542 | 1294.2168 | 0.0025367 | 19728.1178 | 0.0026103 | 16303.9585 | 64.9998 | 28962.4534 | 179.7884 | 1581.4335 | 10284.785 | 234.8875 | 97.9123 | 0.0026559 | 557.7599 | 589.6737
QLD1 | USE / DSP | 0.0023946 | 0.0023903 | 0.0023988 | 0.0024285 | 0.0024378 | 0.0024288 | 0.0024344 | 132.7271 | 0.0024318 | 0.0024315 | 0.0024509 | 776.0106 | 20994.1 | 2103.8984 | 1259.486 | 137.123 | 37228.0783 | 32.1883 | 11427.7579 | 2986.1359 | 2515.4237 | 4619.7927 | 1870.6876 | 5840.7986 | 4158.0916 | 53009.0323 | 346.8447 | 5706.4731 | 9137.8965
VIC1 | USE / DSP | 0.0023746 | 0.0023593 | 0.0023767 | 0.002416 | 0.0024207 | 0.0023984 | 0.0024122 | 0.0024264 | 0.002407 | 0.0024013 | 0.0024206 | 11185.7245 | 0.0025031 | 0.0025133 | 464.99 | 0.0024892 | 6558.397 | 0.0025498 | 1968.432 | 1.509 | 3423.6423 | 0.0025713 | 504.6179 | 3926.699 | 155.4484 | 0.0025698 | 0.0026007 | 355.0704 | 437.1877
SA1 | USE / DSP | 0.0024038 | 0.0023804 | 0.0024458 | 0.0024361 | 0.0024438 | 0.0024128 | 0.0024239 | 0.0024409 | 0.0024191 | 0.0024125 | 0.0024436 | 4894.1182 | 0.0025071 | 0.0025184 | 1370.915 | 307.4665 | 5491.8092 | 0.0025439 | 1875.0211 | 41.5362 | 4814.8978 | 0.002572 | 1034.1765 | 6599.2028 | 481.8843 | 11.5954 | 0.0025711 | 356.2828 | 236.5477
TAS1 | USE / DSP | 0.0019714 | 0.0019616 | 0.0019732 | 0.0019668 | 0.0019545 | 0.0019553 | 0.001961 | 0.0019547 | 0.0019557 | 0.0019551 | 0.0019434 | 113.9366 | 0.001938 | 0.0019366 | 0.0019411 | 0.0019353 | 0.0019352 | 0.0019345 | 430.6146 | 0.0019332 | 85.4758 | 0.0019332 | 0.0019384 | 28.3368 | 0.0019319 | 0.0019321 | 0.0019371 | 49.5351 | 0.0019308
NEM | Total | 0.011546 | 0.011487 | 23.9506 | 834.8605 | 0.011703 | 0.011625 | 0.011666 | 132.7363 | 0.011646 | 0.011628 | 0.0117 | 33768.3976 | 21010.3864 | 2103.9079 | 4389.6097 | 444.5965 | 69006.4042 | 32.198 | 32005.7841 | 3094.1829 | 39801.893 | 4799.5882 | 4990.9174 | 26679.8222 | 5030.3137 | 53118.5445 | 346.8545 | 7025.1213 | 10401.3075

## BaseCase_SyncCon Cost
Synchronous Condenser cost by region ($000s) - Base Case, Fast Change Scenario
SyncCon | Real June 2020 dollars discounted to 1 July 2020
Explicitly modelled generation
Region | Technology | 2021-22 | 2022-23 | 2023-24 | 2024-25 | 2025-26 | 2026-27 | 2027-28 | 2028-29 | 2029-30 | 2030-31 | 2031-32 | 2032-33 | 2033-34 | 2034-35 | 2035-36 | 2036-37 | 2037-38 | 2038-39 | 2039-40 | 2040-41 | 2041-42 | 2042-43 | 2043-44 | 2044-45 | 2045-46 | 2046-47 | 2047-48 | 2048-49 | 2049-50
NSW1 | SyncCon | 0 | 0 | 0 | 0 | 0 | 0 | 0 | 0 | 0 | 0 | 0 | 0 | 0 | 0 | 0 | 0 | 0 | 0 | 0 | 0 | 0 | 0 | 0 | 0 | 0 | 0 | 0 | 0 | 0
QLD1 | SyncCon | 0 | 0 | 0 | 1.6671e-06 | 1.5908e-06 | 1.5179e-06 | 1.4523e-06 | 1.3819e-06 | 1.3186e-06 | 1.2582e-06 | 1.2038e-06 | 1.1454e-06 | 1.093e-06 | 1.0429e-06 | 9.978e-07 | 9.4943e-07 | 9.0595e-07 | 8.6445e-07 | 8.2707e-07 | 7.8698e-07 | 7.5094e-07 | 7.1654e-07 | 6.8555e-07 | 6.5232e-07 | 1.2703e-06 | 1.2121e-06 | 1.1597e-06 | 1.1035e-06 | 1.6234e-06
VIC1 | SyncCon | 0 | 0 | 0 | 6837.1092 | 6523.9591 | 6225.1518 | 6544.8407 | 6227.6139 | 5942.3797 | 5670.2096 | 5681.0311 | 5405.673 | 5158.0849 | 4921.8367 | 4708.9735 | 4480.7308 | 4275.5065 | 4079.6818 | 3903.2407 | 3714.0516 | 3543.9424 | 3381.6244 | 3235.3734 | 3078.5557 | 2937.5532 | 2803.0088 | 3213.3143 | 4321.1564 | 4123.2409
SA1 | SyncCon | 0 | 0 | 0 | 0 | 0 | 0 | 0 | 0 | 0 | 0 | 0 | 0 | 0 | 0 | 0 | 0 | 0 | 0 | 0 | 0 | 0 | 0 | 0 | 0 | 0 | 0 | 0 | 0 | 0
TAS1 | SyncCon | 1088.2405 | 1382.3938 | 1567.2794 | 907.0298 | 524.8789 | 842.3476 | 727.8515 | 701.7157 | 998.3846 | 1180.6625 | 1423.9444 | 1427.0681 | 1500.7493 | 1739.3808 | 1881.3306 | 1977.2973 | 1866.5207 | 1800.2252 | 1783.2591 | 1949.9677 | 1717.8571 | 1677.5391 | 1708.0157 | 1650.1312 | 1585.2285 | 1438.4199 | 1392.7621 | 1303.8313 | 1299.1246
NEM | Total | 1088.2405 | 1382.3938 | 1567.2794 | 7744.139 | 7048.838 | 7067.4995 | 7272.6922 | 6929.3296 | 6940.7643 | 6850.8722 | 7104.9755 | 6832.7411 | 6658.8342 | 6661.2175 | 6590.3041 | 6458.0282 | 6142.0271 | 5879.9069 | 5686.4998 | 5664.0194 | 5261.7995 | 5059.1636 | 4943.3892 | 4728.6869 | 4522.7817 | 4241.4287 | 4606.0763 | 5624.9877 | 5422.3654

## BaseCase_System Strength Cost
System Strength cost by region ($000s) - Base Case, Fast Change Scenario
System Strength | Real June 2020 dollars discounted to 1 July 2020
Explicitly modelled generation
Region | Technology | 2021-22 | 2022-23 | 2023-24 | 2024-25 | 2025-26 | 2026-27 | 2027-28 | 2028-29 | 2029-30 | 2030-31 | 2031-32 | 2032-33 | 2033-34 | 2034-35 | 2035-36 | 2036-37 | 2037-38 | 2038-39 | 2039-40 | 2040-41 | 2041-42 | 2042-43 | 2043-44 | 2044-45 | 2045-46 | 2046-47 | 2047-48 | 2048-49 | 2049-50
NSW1 | System Strength | 7.2673e-05 | 480.0191 | 1580.4959 | 2599.3601 | 3498.3312 | 4578.0134 | 5363.8125 | 6123.1236 | 14502.4239 | 13838.1908 | 13239.7066 | 12796.1723 | 12210.088 | 11982.4815 | 12545.8505 | 11939.2745 | 12375.7059 | 12491.1421 | 12827.5819 | 12205.8323 | 12627.1772 | 14011.6444 | 13405.6585 | 12755.8897 | 12569.1029 | 12655.5516 | 13234.7283 | 13456.887 | 13669.4925
QLD1 | System Strength | 1520.1146 | 1450.4911 | 1387.7592 | 1320.4949 | 1402.4321 | 1338.1986 | 1280.3234 | 1898.8386 | 2345.2076 | 2237.7935 | 2141.0118 | 2037.2379 | 2202.4287 | 2101.5541 | 2010.6646 | 1953.9351 | 3483.3847 | 3323.8404 | 3180.0885 | 3347.5514 | 3837.0879 | 5745.4062 | 5496.9246 | 5516.4729 | 5909.6109 | 6866.952 | 6569.965 | 6251.5206 | 7512.1973
VIC1 | System Strength | 0.00011912 | 0.00011798 | 0.00011867 | 0.00018988 | 0.00018119 | 0.00017398 | 0.00018835 | 0.00021814 | 0.00020913 | 0.00020776 | 0.00023678 | 1009.8141 | 963.5631 | 1707.5132 | 1633.6654 | 2084.1459 | 4406.7771 | 4244.9953 | 4661.0266 | 5475.2489 | 5540.2112 | 5647.4354 | 6162.6734 | 5863.9702 | 5595.3914 | 6717.2921 | 6426.7778 | 6769.8584 | 6878.5661
SA1 | System Strength | 0.00024423 | 0.00025071 | 0.00030129 | 0.00033616 | 0.00032403 | 0.00031017 | 0.00032031 | 0.00041812 | 0.00040049 | 0.00039528 | 0.00047431 | 1988.2209 | 1921.1841 | 1833.191 | 2026.8643 | 2027.6233 | 2733.4453 | 2988.5606 | 2859.3091 | 2997.2861 | 2968.9657 | 2920.9042 | 3060.794 | 2912.4385 | 2935.8313 | 3090.916 | 2957.2381 | 3213.7079 | 3066.5153
TAS1 | System Strength | 0.00013367 | 0.00013139 | 187.5461 | 356.9119 | 510.5301 | 644.468 | 767.1129 | 873.1527 | 969.8228 | 1059.7727 | 1177.1673 | 1325.7772 | 1461.302 | 1581.6308 | 1692.3872 | 1780.834 | 1861.9371 | 1932.0501 | 2002.379 | 2051.7528 | 1957.7794 | 1868.1101 | 1787.3167 | 1700.686 | 1622.7919 | 1548.4656 | 1481.4964 | 1409.6887 | 1345.1228
NEM | Total | 1520.1152 | 1930.5107 | 3155.8017 | 4276.7675 | 5411.2939 | 6560.6805 | 7411.2493 | 8895.1155 | 17817.4549 | 17135.7576 | 16557.8863 | 19157.2223 | 18758.566 | 19206.3705 | 19909.4319 | 19785.8129 | 24861.2502 | 24980.5885 | 25530.3851 | 26077.6716 | 26931.2214 | 30193.5003 | 29913.3673 | 28749.4573 | 28632.7285 | 30879.1773 | 30670.2057 | 31101.6626 | 32471.894

## Marinus_CF
Annual capacity factor by technology - Marinus Link, Fast Change Scenario
Explicitly modelled generation
Region | Technology | 2021-22 | 2022-23 | 2023-24 | 2024-25 | 2025-26 | 2026-27 | 2027-28 | 2028-29 | 2029-30 | 2030-31 | 2031-32 | 2032-33 | 2033-34 | 2034-35 | 2035-36 | 2036-37 | 2037-38 | 2038-39 | 2039-40 | 2040-41 | 2041-42 | 2042-43 | 2043-44 | 2044-45 | 2045-46 | 2046-47 | 2047-48 | 2048-49 | 2049-50
NEM | Black Coal | 54.28% | 48.64% | 52.94% | 64.47% | 69.81% | 66.97% | 61.89% | 68.83% | 66.66% | 64.5% | 61.91% | 63.92% | 70.57% | 65.3% | 63.06% | 65.84% | 69.78% | 69.63% | 64.57% | 62.07% | 58.01% | 65.51% | 61.46% | 59.68% | 58.2% | 59.02% | 55.88% | 54.4% | 49.23%
NEM | Brown Coal | 70.71% | 66.94% | 68% | 67.46% | 71.7% | 73.95% | 70.3% | 70.55% | 69.09% | 73.15% | 72.24% | 70.99% | 73.25% | 70.44% | 73.94% | 69.64% | 64.93% | 65.82% | 56.46% | 57.31% | 64.78% | 65.22% | 60.79% | 57.77% | 58.28% | 61.36% | 60.14% | - | -
NEM | CCGT | 8.417% | 8.417% | 7.57% | 7.8% | 7.5% | 7.42% | 7.522% | 9.016% | 7.261% | 7.59% | 8.531% | 18.11% | 19.63% | 21.37% | 15.72% | 15.67% | 29.54% | 29.58% | 25.44% | 25.64% | 26.2% | 30.8% | 25.4% | 28.78% | 29.49% | 28.26% | 28.34% | 28.26% | 28.26%
NEM | Gas - Steam | 5.763% | 5.886% | 6.034% | 1.447% | 1.334% | 1.423% | 1.363% | 1.478% | 1.286% | 1.318% | 1.284% | 2.225% | 1.64% | 3.862% | 2.468% | 2.025% | 5.106% | 5.118% | 22.67% | 23.25% | 23.88% | 29.32% | 25.25% | 24.87% | 30.77% | - | - | - | -
NEM | OCGT / Diesel | 0.08746% | 0.03999% | 0.1982% | 0.1594% | 0.05942% | 0.147% | 0.08874% | 0.2219% | 0.02724% | 0.0647% | 0.06275% | 0.8755% | 0.6449% | 0.9566% | 0.7531% | 0.8269% | 3.226% | 3.198% | 6.736% | 7.512% | 5.589% | 8.284% | 11.91% | 6.747% | 7.447% | 10.72% | 13.54% | 17.56% | 16.64%
NEM | Hydro | 20.75% | 21.08% | 20.88% | 25.3% | 25.35% | 22.63% | 24.68% | 28.48% | 24.12% | 21.64% | 22.04% | 23.83% | 24.81% | 26.18% | 25.08% | 23.28% | 26.41% | 23.5% | 21.73% | 20.83% | 20.53% | 21.83% | 22.78% | 21.85% | 21.97% | 24.66% | 21.56% | 20.83% | 18.97%
NEM | Wind | 35.74% | 36.78% | 33.6% | 33.89% | 36.27% | 37.79% | 38.51% | 36.1% | 34.16% | 35.17% | 36.83% | 34.83% | 34.09% | 36.13% | 37.45% | 38.14% | 36.13% | 35.51% | 35.75% | 35.75% | 33.89% | 31.87% | 34.39% | 35.74% | 36.86% | 35.2% | 34.11% | 33.83% | 33.03%
NEM | Solar PV | 29.56% | 29.16% | 29.64% | 28.43% | 27.86% | 29.56% | 29.9% | 26.3% | 27.4% | 28.71% | 29.22% | 29.29% | 28.28% | 27.56% | 29.42% | 29.47% | 26.06% | 27.25% | 28.49% | 28.47% | 28.5% | 27.05% | 26.44% | 27.69% | 27.62% | 24.73% | 25.25% | 25.96% | 26.02%
NEM | Grid Battery | 9.309% | 5.512% | 5.813% | 6.558% | 6.539% | 6.485% | 5.952% | 5.661% | 5.232% | 5.452% | 5.384% | 5.633% | 6.618% | 6.369% | 6.553% | 6.569% | 12.17% | 12.18% | 12.79% | 12.77% | 13.24% | 13.97% | 13.98% | 14.24% | 14.18% | 13.32% | 13.5% | 13.56% | 13.15%
NEM | Pumped Hydro | 0.8703% | 2.524% | 3.655% | 21.88% | 21.08% | 22.14% | 20.58% | 25.03% | 22.35% | 24.11% | 23.75% | 26.69% | 23.98% | 24.28% | 25.55% | 25.14% | 24.68% | 23.78% | 24.97% | 25.3% | 25.54% | 25.66% | 25.79% | 27.53% | 26.44% | 24.82% | 24.03% | 25.56% | 22.41%
NEM | VPP | 7.558% | 8.501% | 7.883% | 9.255% | 9.691% | 9.317% | 8.472% | 8.108% | 7.392% | 7.272% | 7.034% | 7.229% | 6.91% | 6.518% | 6.628% | 6.625% | 5.893% | 5.714% | 5.672% | 5.581% | 5.649% | 5.564% | 5.387% | 5.619% | 5.37% | 4.885% | 4.855% | 4.927% | 3.958%
Region | Technology | 2021-22 | 2022-23 | 2023-24 | 2024-25 | 2025-26 | 2026-27 | 2027-28 | 2028-29 | 2029-30 | 2030-31 | 2031-32 | 2032-33 | 2033-34 | 2034-35 | 2035-36 | 2036-37 | 2037-38 | 2038-39 | 2039-40 | 2040-41 | 2041-42 | 2042-43 | 2043-44 | 2044-45 | 2045-46 | 2046-47 | 2047-48 | 2048-49 | 2049-50
NSW1 | Black Coal | 50.66% | 44.25% | 48.36% | 60.01% | 68.62% | 63.9% | 59.06% | 65.69% | 63.14% | 61.73% | 57.55% | 55.61% | 69.52% | 61.31% | 49.39% | 61.69% | 69.19% | 66.83% | 61.09% | 51.51% | 44.78% | - | - | - | - | - | - | - | -
NSW1 | Brown Coal | bar: 2021-22 to 2049-50
NSW1 | CCGT | 0.6146% | 0.6146% | 1.851% | 1.201% | 1.161% | 1.161% | 1.171% | 1.235% | 1.161% | 1.161% | 1.164% | 14.96% | 14.56% | 21.54% | 11.42% | 9.205% | 26.19% | 28.59% | 23.45% | 22.51% | 21.34% | 28.31% | 1.504% | - | - | - | - | - | -
NSW1 | Gas - Steam | bar: 2021-22 to 2049-50
NSW1 | OCGT / Diesel | 1.242e-07% | 1.286e-07% | 0.1086% | 0.3839% | 0.0867% | 0.1618% | 0.06545% | 0.09446% | 1.83e-07% | 0.0001655% | 2.023e-07% | 0.4008% | 0.2932% | 0.3252% | 0.6095% | 0.3566% | 1.655% | 2.234% | 7.761% | 11.38% | 5.785% | 8.861% | 17.77% | 6.507% | 7.323% | 10.23% | 17.44% | 23.34% | 22.31%
NSW1 | Hydro | 9.055% | 9.64% | 8.901% | 12.82% | 13.21% | 12.21% | 11.85% | 16.82% | 12.6% | 10.99% | 11.33% | 12.86% | 14.6% | 15.18% | 15.55% | 14.49% | 18.65% | 14.99% | 13.65% | 13.56% | 12.43% | 15.35% | 17.2% | 16.18% | 16.76% | 19.56% | 16.02% | 15.37% | 13.58%
NSW1 | Wind | 32.14% | 36.64% | 35.07% | 34.47% | 37.6% | 38.83% | 38.25% | 34.28% | 30.65% | 32.96% | 34.44% | 34.09% | 33.27% | 35.29% | 36.87% | 36.83% | 33.08% | 30.28% | 32.31% | 33.21% | 33.48% | 31.82% | 33.92% | 35.36% | 35.3% | 32.06% | 29.36% | 30.84% | 30.9%
NSW1 | Solar PV | 28.63% | 28.53% | 28.72% | 27.65% | 26.43% | 28.91% | 29.24% | 26.07% | 26.86% | 28.39% | 29.03% | 28.79% | 27.96% | 26.9% | 29% | 28.93% | 26.01% | 26.81% | 28.36% | 28.72% | 28.57% | 27.43% | 26.53% | 28.13% | 28.09% | 25.51% | 25.68% | 26.72% | 26.45%
NSW1 | Grid Battery | - | - | - | - | - | - | - | - | - | - | - | - | - | - | - | - | 14.79% | 14.55% | 14.51% | 14.15% | 14.45% | 14.27% | 14.31% | 14.67% | 14.66% | 14.41% | 14.02% | 14.53% | 14.39%
NSW1 | Pumped Hydro | 1.411% | 4.07% | 5.66% | 49.56% | 23.49% | 25.13% | 23.41% | 28.18% | 24.05% | 25.91% | 25.56% | 28.42% | 25.49% | 25.93% | 27.21% | 26.81% | 26.8% | 25.63% | 26.92% | 27.23% | 26.89% | 26.78% | 27.41% | 29.51% | 28.44% | 27.98% | 26.55% | 28.36% | 28.14%
NSW1 | VPP | 7.13% | 8.586% | 7.215% | 9.035% | 9.368% | 8.83% | 8.28% | 7.929% | 7.103% | 7% | 6.672% | 6.825% | 6.651% | 6.211% | 6.365% | 6.385% | 6.011% | 5.792% | 5.797% | 5.608% | 5.677% | 5.619% | 5.463% | 5.713% | 5.569% | 5.231% | 5.05% | 5.21% | 4.508%
Region | Technology | 2021-22 | 2022-23 | 2023-24 | 2024-25 | 2025-26 | 2026-27 | 2027-28 | 2028-29 | 2029-30 | 2030-31 | 2031-32 | 2032-33 | 2033-34 | 2034-35 | 2035-36 | 2036-37 | 2037-38 | 2038-39 | 2039-40 | 2040-41 | 2041-42 | 2042-43 | 2043-44 | 2044-45 | 2045-46 | 2046-47 | 2047-48 | 2048-49 | 2049-50
QLD1 | Black Coal | 58.84% | 53.92% | 57.61% | 69.81% | 70.84% | 69.62% | 64.21% | 71.75% | 68.74% | 66.12% | 64.44% | 66.91% | 70.95% | 66.73% | 66.43% | 66.95% | 69.98% | 70.6% | 65.78% | 65.73% | 62.6% | 65.51% | 61.46% | 59.68% | 58.2% | 59.02% | 55.88% | 54.4% | 49.23%
QLD1 | Brown Coal | bar: 2021-22 to 2049-50
QLD1 | CCGT | 8.33% | 8.33% | 9.298% | 10.93% | 10.38% | 10.23% | 10.41% | 13.23% | 9.926% | 10.55% | 12.33% | 22.37% | 25.26% | 23.42% | 20.78% | 23.76% | 36.85% | 35.58% | 32.08% | 33.04% | 34.82% | 38.89% | 35.26% | 34.87% | 47.52% | 60.92% | 61.08% | 60.92% | 60.92%
QLD1 | Gas - Steam | 5.044% | 5.044% | 10.02% | 9.894% | 9.894% | 9.894% | 9.921% | 9.894% | 9.894% | 9.894% | 9.921% | 9.894% | 9.894% | 9.896% | 9.921% | 9.894% | 22.66% | 23.66% | 22.67% | 23.25% | 23.88% | 29.32% | 25.25% | 24.87% | 30.77% | - | - | - | -
QLD1 | OCGT / Diesel | 1.613e-07% | 1.673e-07% | 0.001897% | 0.1587% | 0.08104% | 0.1364% | 0.1542% | 0.5737% | 0.08459% | 0.196% | 0.1836% | 1.477% | 1.091% | 0.6294% | 0.7455% | 1.512% | 5.92% | 4.985% | 7.668% | 7.675% | 7.593% | 11.13% | 11.17% | 11.44% | 12.09% | 15.74% | 14.79% | 14.69% | 12.34%
QLD1 | Hydro | 51.94% | 51.9% | 52.02% | 51.69% | 51.58% | 51.53% | 51.64% | 51.33% | 51.21% | 50.15% | 51.2% | 50.88% | 50.79% | 50.67% | 50.71% | 50.46% | 43.52% | 43.68% | 43.4% | 43.25% | 43.45% | - | - | - | - | - | - | - | -
QLD1 | Wind | 46.9% | 42.55% | 40.69% | 35.98% | 42.97% | 43.97% | 45.46% | 44.84% | 42.67% | 43.86% | 42.37% | 39.39% | 35.52% | 41.59% | 41.17% | 43.74% | 43.73% | 43.33% | 44.21% | 40.74% | 38.38% | 32.72% | 38.78% | 38.93% | 41.46% | 41.35% | 41.16% | 41.43% | 36.28%
QLD1 | Solar PV | 31.43% | 30.43% | 31.01% | 29.64% | 30.07% | 31.49% | 31.87% | 26.62% | 28.83% | 29.98% | 30.46% | 30.92% | 29.58% | 30.04% | 31.54% | 31.76% | 25.99% | 28.06% | 29.22% | 29.86% | 29.48% | 27.85% | 27.63% | 28.63% | 28.3% | 24.69% | 26.07% | 26.9% | 26.97%
QLD1 | Grid Battery | - | 13.31% | 14.7% | 18.1% | 19.41% | 19.08% | 18.37% | 18.14% | 17.47% | 17.61% | 17.09% | 17.53% | 17.06% | 17.41% | 17.33% | 17.28% | 13.95% | 14.03% | 14.09% | 14.32% | 14.67% | 14.52% | 14.59% | 14.69% | 14.53% | 13.12% | 13.69% | 13.59% | 13.2%
QLD1 | Pumped Hydro | 0.6428% | 1.873% | 2.811% | 10.22% | 11.43% | 10.21% | 9.25% | 12.43% | 9.598% | 10.55% | 10.15% | 13.7% | 12.61% | 11.95% | 13.05% | 12.59% | 15.2% | 15.5% | 16.26% | 16.65% | 18.81% | 23.14% | 22.3% | 23.24% | 22.03% | 18.82% | 19.09% | 19.74% | 14.86%
QLD1 | VPP | 6.54% | 7.156% | 7.115% | 8.982% | 10.04% | 9.663% | 9.006% | 8.796% | 8.145% | 8.098% | 7.671% | 7.812% | 7.363% | 7.28% | 7.17% | 7.106% | 5.143% | 5.27% | 5.261% | 5.383% | 5.735% | 5.681% | 5.614% | 5.63% | 5.089% | 4.077% | 4.4% | 4.378% | 2.719%
Region | Technology | 2021-22 | 2022-23 | 2023-24 | 2024-25 | 2025-26 | 2026-27 | 2027-28 | 2028-29 | 2029-30 | 2030-31 | 2031-32 | 2032-33 | 2033-34 | 2034-35 | 2035-36 | 2036-37 | 2037-38 | 2038-39 | 2039-40 | 2040-41 | 2041-42 | 2042-43 | 2043-44 | 2044-45 | 2045-46 | 2046-47 | 2047-48 | 2048-49 | 2049-50
VIC1 | Black Coal | bar: 2021-22 to 2049-50
VIC1 | Brown Coal | 70.71% | 66.94% | 68% | 67.46% | 71.7% | 73.95% | 70.3% | 70.55% | 69.09% | 73.15% | 72.24% | 70.99% | 73.25% | 70.44% | 73.94% | 69.64% | 64.93% | 65.82% | 56.46% | 57.31% | 64.78% | 65.22% | 60.79% | 57.77% | 58.28% | 61.36% | 60.14% | - | -
VIC1 | CCGT | bar: 2021-22 to 2049-50
VIC1 | Gas - Steam | 0.1764% | 0.06689% | 0.2178% | 0.4797% | 0.169% | 0.4143% | 0.2391% | 0.5667% | 0.03388% | 0.1238% | 0.01848% | 0.6077% | 0.4171% | 0.5834% | 1.216% | 0.7034% | 2.157% | 2.004% | - | - | - | - | - | - | - | - | - | - | -
VIC1 | OCGT / Diesel | 0.04364% | 1.607e-07% | 0.05256% | 0.03422% | 0.01275% | 0.08803% | 0.0393% | 0.01557% | 0.001152% | 2.575e-07% | 2.703e-07% | 0.2176% | 0.08029% | 0.1252% | 0.175% | 0.09134% | 0.4738% | 0.2036% | 2.768% | 1.629% | 0.9882% | 0.6243% | 4.079% | 1.617% | 1.449% | 1.313% | 1.231% | 15.46% | 16.68%
VIC1 | Hydro | 14.24% | 14.31% | 12.98% | 16.03% | 16.4% | 15.57% | 15.78% | 19.87% | 16.51% | 14.12% | 14.23% | 12.83% | 15.78% | 16.28% | 15.42% | 15.5% | 19.53% | 16.22% | 13.96% | 13.95% | 12.67% | 15.54% | 16.1% | 15.18% | 15.3% | 19.26% | 16.01% | 13.72% | 13.75%
VIC1 | Wind | 35.94% | 36.42% | 31.33% | 32.39% | 33.19% | 34.35% | 35.31% | 31.93% | 32.34% | 31.33% | 35.09% | 31.54% | 32.38% | 32.7% | 34.08% | 34.52% | 32.45% | 34.44% | 32.56% | 33.01% | 29.24% | 29.22% | 31.01% | 32.85% | 33.62% | 32.56% | 32.7% | 31.31% | 31.69%
VIC1 | Solar PV | 27.59% | 27.39% | 28.44% | 27.27% | 25.9% | 27.24% | 27.86% | 26.09% | 27.05% | 27.59% | 27.43% | 28.48% | 27.25% | 25.9% | 27.37% | 27.82% | 26.09% | 27.01% | 27.63% | 25.61% | 27.03% | 25.1% | 24.54% | 25.45% | 26.07% | 23.21% | 23.06% | 23.4% | 24%
VIC1 | Grid Battery | 23.08% | 5.041% | 5.177% | 6.057% | 6.008% | 6.013% | 5.472% | 5.102% | 4.692% | 4.707% | 4.676% | 4.933% | 4.467% | 4.223% | 4.498% | 4.509% | 4.145% | 3.932% | 4.111% | 4.005% | 6.343% | 14.13% | 14.06% | 14.95% | 14.72% | 14.4% | 14.51% | 14.1% | 13.69%
VIC1 | Pumped Hydro | - | - | - | - | - | - | - | - | - | - | - | - | - | - | - | - | - | - | - | - | 28.44% | 27.5% | 27.14% | 29.22% | 28.76% | 27.48% | 27.6% | 27.54% | 25.96%
VIC1 | VPP | 8.239% | 8.85% | 8.627% | 10.16% | 10.4% | 10.19% | 8.635% | 8.174% | 7.527% | 7.266% | 7.256% | 7.545% | 7.126% | 6.569% | 6.723% | 6.757% | 6.325% | 5.96% | 5.922% | 5.789% | 5.759% | 5.603% | 5.293% | 5.697% | 5.482% | 5.168% | 5.103% | 5.162% | 4.357%
Region | Technology | 2021-22 | 2022-23 | 2023-24 | 2024-25 | 2025-26 | 2026-27 | 2027-28 | 2028-29 | 2029-30 | 2030-31 | 2031-32 | 2032-33 | 2033-34 | 2034-35 | 2035-36 | 2036-37 | 2037-38 | 2038-39 | 2039-40 | 2040-41 | 2041-42 | 2042-43 | 2043-44 | 2044-45 | 2045-46 | 2046-47 | 2047-48 | 2048-49 | 2049-50
SA1 | Black Coal | bar: 2021-22 to 2049-50
SA1 | Brown Coal | bar: 2021-22 to 2049-50
SA1 | CCGT | 17.95% | 17.95% | 12.36% | 9.7% | 9.7% | 9.7% | 9.727% | 9.7% | 9.7% | 9.7% | 9.727% | 16.74% | 17.24% | 23.72% | 12.5% | 12.21% | - | - | - | - | - | - | - | - | - | - | - | - | -
SA1 | Gas - Steam | 9.33% | 9.611% | 9.251% | 1.164% | 1.164% | 1.164% | 1.167% | 1.164% | 1.164% | 1.164% | 1.167% | 2.431% | 1.537% | 5.277% | - | - | - | - | - | - | - | - | - | - | - | - | - | - | -
SA1 | OCGT / Diesel | 0.36% | 0.191% | 0.7658% | 0.1211% | 0.07242% | 0.2422% | 0.1014% | 0.1821% | 0.01616% | 0.04238% | 0.05314% | 2.066% | 1.76% | 4.787% | 2.66% | 2.308% | 8.132% | 9.445% | 11.28% | 10.85% | 8.927% | 13.09% | 16.15% | 5.28% | 4.474% | 6.763% | 9.443% | 14.24% | 14.14%
SA1 | Hydro | bar: 2021-22 to 2049-50
SA1 | Wind | 34.88% | 34.38% | 30.43% | 33.66% | 32.93% | 36.1% | 36.25% | 34.15% | 33.43% | 33.97% | 35.81% | 32.69% | 33.5% | 32.03% | 35.93% | 35.91% | 34.98% | 35.38% | 35.42% | 36.72% | 32.99% | 31.82% | 30.36% | 33.74% | 34.44% | 33.68% | 33.91% | 31.21% | 32.89%
SA1 | Solar PV | 30.63% | 29.1% | 29.3% | 28.19% | 27.51% | 28.16% | 29.03% | 27.61% | 28.77% | 29.03% | 29.15% | 29.61% | 28.19% | 27.51% | 28.21% | 28.99% | 27.61% | 28.79% | 27.07% | 25.18% | 25.7% | 22.33% | 21.89% | 21.27% | 21.5% | 19.54% | 18.87% | 17.41% | 18.32%
SA1 | Grid Battery | 5.593% | 5.614% | 6.111% | 6.349% | 6.254% | 6.12% | 5.621% | 5.466% | 5.025% | 5.661% | 5.565% | 5.774% | 5.667% | 4.924% | 5.057% | 5.117% | 8.383% | 8.306% | 11.9% | 11.57% | 12.6% | 12.66% | 12.53% | 12.82% | 12.88% | 12.34% | 12.14% | 12.16% | 11.38%
SA1 | Pumped Hydro | bar: 2021-22 to 2049-50
SA1 | VPP | 9.455% | 9.802% | 10.13% | 10% | 10.04% | 9.668% | 8.54% | 8.14% | 7.337% | 7.129% | 6.982% | 7.161% | 6.873% | 6.411% | 6.663% | 6.586% | 6.134% | 5.966% | 5.573% | 5.314% | 5.159% | 5.092% | 4.996% | 5.095% | 5.043% | 4.632% | 4.473% | 4.452% | 3.532%
Region | Technology | 2021-22 | 2022-23 | 2023-24 | 2024-25 | 2025-26 | 2026-27 | 2027-28 | 2028-29 | 2029-30 | 2030-31 | 2031-32 | 2032-33 | 2033-34 | 2034-35 | 2035-36 | 2036-37 | 2037-38 | 2038-39 | 2039-40 | 2040-41 | 2041-42 | 2042-43 | 2043-44 | 2044-45 | 2045-46 | 2046-47 | 2047-48 | 2048-49 | 2049-50
TAS1 | Black Coal | bar: 2021-22 to 2049-50
TAS1 | Brown Coal | bar: 2021-22 to 2049-50
TAS1 | CCGT | 7.367e-07% | 7.289e-07% | 7.622e-07% | 7.686e-07% | 7.716e-07% | 7.958e-07% | 8.581e-07% | 9.14e-07% | 9.392e-07% | 9.614e-07% | 9.675e-07% | 1.089e-06% | 1.09e-06% | 1.082e-06% | 1.083e-06% | 1.096e-06% | 1.136e-06% | 1.175e-06% | 1.278e-06% | 1.273e-06% | 1.385e-06% | 1.388e-06% | 1.383e-06% | 1.409e-06% | 1.44e-06% | 1.521e-06% | 1.589e-06% | 1.728e-06% | 1.732e-06%
TAS1 | Gas - Steam | bar: 2021-22 to 2049-50
TAS1 | OCGT / Diesel | 6.748e-07% | 6.536e-07% | 6.862e-07% | 7.012e-07% | 7.187e-07% | 7.609e-07% | 8.089e-07% | 8.606e-07% | 8.87e-07% | 9.101e-07% | 9.098e-07% | 0.02979% | 1.029e-06% | 1.017e-06% | 1.023e-06% | 1.051e-06% | 0.06407% | 1.135e-06% | 0.03624% | 0.03802% | 0.1597% | 3.364e-06% | 0.05717% | 0.1115% | 3.486e-06% | 3.775e-06% | 4.096e-06% | 0.4012% | 0.1596%
TAS1 | Hydro | 37.31% | 37.63% | 39.03% | 45.55% | 44.96% | 38.49% | 43.03% | 45.69% | 40.12% | 36.63% | 37.29% | 42.12% | 40.78% | 43.73% | 40.95% | 36.76% | 39.26% | 37.35% | 35.54% | 33.1% | 34.39% | 33.37% | 33.79% | 32.93% | 32.6% | 34.13% | 31.57% | 32.07% | 28.57%
TAS1 | Wind | 26.66% | 32.22% | 32.49% | 34.76% | 37.94% | 39.4% | 40.91% | 39.04% | 39.14% | 37.92% | 42.06% | 39.13% | 39.12% | 41.16% | 41.16% | 41.88% | 39.76% | 38.44% | 36.41% | 37.73% | 35.68% | 35.28% | 36.81% | 37.57% | 38.59% | 36.4% | 35.84% | 33.68% | 34.12%
TAS1 | Solar PV | bar: 2021-22 to 2049-50
TAS1 | Grid Battery | bar: 2021-22 to 2049-50
TAS1 | Pumped Hydro | bar: 2021-22 to 2049-50
TAS1 | VPP | 1.594% | 3.418% | 1.546% | 2.076% | 3.599% | 4.061% | 5.518% | 4.86% | 4.883% | 5.637% | 4.905% | 4.909% | 4.404% | 4.197% | 4.268% | 4.239% | 4.223% | 4.278% | 4.726% | 5.366% | 5.004% | 5.078% | 5.015% | 5.218% | 4.923% | 4.747% | 4.52% | 4.747% | 4.097%
Explicitly modelled pumping
Region | Technology | 2021-22 | 2022-23 | 2023-24 | 2024-25 | 2025-26 | 2026-27 | 2027-28 | 2028-29 | 2029-30 | 2030-31 | 2031-32 | 2032-33 | 2033-34 | 2034-35 | 2035-36 | 2036-37 | 2037-38 | 2038-39 | 2039-40 | 2040-41 | 2041-42 | 2042-43 | 2043-44 | 2044-45 | 2045-46 | 2046-47 | 2047-48 | 2048-49 | 2049-50
NEM | Grid Battery pump | 11.46% | 6.822% | 7.157% | 8.11% | 8.059% | 8.005% | 7.366% | 6.972% | 6.459% | 6.731% | 6.662% | 6.939% | 8.072% | 7.743% | 7.975% | 7.996% | 14.42% | 14.35% | 15.08% | 15.09% | 15.57% | 16.47% | 16.45% | 16.75% | 16.71% | 15.67% | 15.89% | 15.96% | 15.46%
NEM | Pumped Hydro Pump | 1.527% | 5.006% | 6.566% | 29.45% | 24.96% | 27.36% | 26.7% | 30.8% | 27.86% | 29.9% | 30.21% | 34.14% | 32.07% | 30.96% | 33.88% | 33.84% | 31.95% | 31.02% | 32.17% | 33.72% | 33.03% | 33.89% | 33.58% | 36.27% | 35.82% | 32.8% | 31.74% | 33.63% | 28.9%
NEM | VPP pump | 9.072% | 10.23% | 9.445% | 11.12% | 11.63% | 11.18% | 10.19% | 9.716% | 8.873% | 8.728% | 8.462% | 8.662% | 8.299% | 7.826% | 7.947% | 7.952% | 7.084% | 6.863% | 6.794% | 6.716% | 6.77% | 6.683% | 6.459% | 6.743% | 6.457% | 5.853% | 5.839% | 5.903% | 4.748%
Region | Technology | 2021-22 | 2022-23 | 2023-24 | 2024-25 | 2025-26 | 2026-27 | 2027-28 | 2028-29 | 2029-30 | 2030-31 | 2031-32 | 2032-33 | 2033-34 | 2034-35 | 2035-36 | 2036-37 | 2037-38 | 2038-39 | 2039-40 | 2040-41 | 2041-42 | 2042-43 | 2043-44 | 2044-45 | 2045-46 | 2046-47 | 2047-48 | 2048-49 | 2049-50
NSW1 | Grid Battery pump | - | - | - | - | - | - | - | - | - | - | - | - | - | - | - | - | 17.45% | 17.11% | 17.06% | 16.69% | 16.98% | 16.79% | 16.84% | 17.26% | 17.29% | 16.92% | 16.54% | 17.05% | 16.93%
NSW1 | Pumped Hydro Pump | 1.81% | 6.057% | 7.683% | 36.67% | 25.95% | 29.12% | 28.6% | 32.51% | 29.04% | 31.14% | 31.54% | 35.27% | 33.18% | 32.06% | 35.09% | 35.13% | 33.77% | 32.63% | 33.78% | 35.48% | 33.99% | 35.19% | 35.28% | 38.58% | 38.55% | 36.51% | 34.77% | 37.12% | 35.55%
NSW1 | VPP pump | 8.558% | 10.33% | 8.643% | 10.85% | 11.24% | 10.6% | 9.955% | 9.504% | 8.526% | 8.402% | 8.029% | 8.174% | 7.982% | 7.468% | 7.628% | 7.664% | 7.234% | 6.953% | 6.939% | 6.75% | 6.813% | 6.727% | 6.557% | 6.857% | 6.698% | 6.264% | 6.078% | 6.238% | 5.411%
Region | Technology | 2021-22 | 2022-23 | 2023-24 | 2024-25 | 2025-26 | 2026-27 | 2027-28 | 2028-29 | 2029-30 | 2030-31 | 2031-32 | 2032-33 | 2033-34 | 2034-35 | 2035-36 | 2036-37 | 2037-38 | 2038-39 | 2039-40 | 2040-41 | 2041-42 | 2042-43 | 2043-44 | 2044-45 | 2045-46 | 2046-47 | 2047-48 | 2048-49 | 2049-50
QLD1 | Grid Battery pump | - | 16.42% | 18.09% | 22.35% | 23.98% | 23.54% | 22.69% | 22.39% | 21.56% | 21.74% | 21.15% | 21.58% | 20.32% | 20.74% | 20.61% | 20.57% | 16.47% | 16.46% | 16.59% | 16.87% | 17.24% | 17.1% | 17.17% | 17.25% | 17.09% | 15.47% | 16.07% | 16.02% | 15.49%
QLD1 | Pumped Hydro Pump | 1.042% | 3.206% | 4.653% | 17.06% | 19.13% | 17.04% | 15.49% | 20.76% | 16.05% | 17.63% | 17.01% | 22.87% | 21.09% | 19.99% | 21.81% | 21.04% | 21.84% | 22.06% | 23.2% | 23.91% | 27.04% | 30.64% | 29.39% | 30.61% | 29.12% | 24.69% | 24.94% | 25.88% | 18.95%
QLD1 | VPP pump | 7.849% | 8.609% | 8.526% | 10.78% | 12.06% | 11.59% | 10.83% | 10.54% | 9.776% | 9.719% | 9.229% | 9.358% | 8.837% | 8.752% | 8.593% | 8.529% | 6.193% | 6.307% | 6.315% | 6.472% | 6.874% | 6.828% | 6.741% | 6.75% | 6.104% | 4.904% | 5.27% | 5.267% | 3.252%
Region | Technology | 2021-22 | 2022-23 | 2023-24 | 2024-25 | 2025-26 | 2026-27 | 2027-28 | 2028-29 | 2029-30 | 2030-31 | 2031-32 | 2032-33 | 2033-34 | 2034-35 | 2035-36 | 2036-37 | 2037-38 | 2038-39 | 2039-40 | 2040-41 | 2041-42 | 2042-43 | 2043-44 | 2044-45 | 2045-46 | 2046-47 | 2047-48 | 2048-49 | 2049-50
VIC1 | Grid Battery pump | 28.4% | 6.242% | 6.373% | 7.496% | 7.4% | 7.424% | 6.773% | 6.281% | 5.793% | 5.811% | 5.79% | 6.073% | 5.528% | 5.2% | 5.554% | 5.567% | 5.117% | 4.872% | 5.058% | 4.961% | 7.507% | 16.67% | 16.5% | 17.61% | 17.35% | 16.9% | 17.12% | 16.55% | 16.11%
VIC1 | Pumped Hydro Pump | - | - | - | - | - | - | - | - | - | - | - | - | - | - | - | - | - | - | - | - | 35.55% | 34.52% | 33.78% | 36.56% | 36.08% | 34.18% | 34.68% | 34.38% | 32.44%
VIC1 | VPP pump | 9.889% | 10.65% | 10.34% | 12.22% | 12.47% | 12.23% | 10.39% | 9.794% | 9.034% | 8.721% | 8.732% | 9.042% | 8.568% | 7.868% | 8.069% | 8.11% | 7.591% | 7.174% | 7.088% | 6.968% | 6.893% | 6.746% | 6.334% | 6.839% | 6.599% | 6.185% | 6.143% | 6.178% | 5.23%
Region | Technology | 2021-22 | 2022-23 | 2023-24 | 2024-25 | 2025-26 | 2026-27 | 2027-28 | 2028-29 | 2029-30 | 2030-31 | 2031-32 | 2032-33 | 2033-34 | 2034-35 | 2035-36 | 2036-37 | 2037-38 | 2038-39 | 2039-40 | 2040-41 | 2041-42 | 2042-43 | 2043-44 | 2044-45 | 2045-46 | 2046-47 | 2047-48 | 2048-49 | 2049-50
SA1 | Grid Battery pump | 6.888% | 6.948% | 7.527% | 7.846% | 7.714% | 7.555% | 6.957% | 6.732% | 6.205% | 6.987% | 6.875% | 7.124% | 6.996% | 6.079% | 6.244% | 6.318% | 10.05% | 9.984% | 14.06% | 13.72% | 14.84% | 14.96% | 14.75% | 15.13% | 15.23% | 14.51% | 14.36% | 14.3% | 13.41%
SA1 | Pumped Hydro Pump | bar: 2021-22 to 2049-50
SA1 | VPP pump | 11.35% | 11.79% | 12.13% | 12.02% | 12.04% | 11.6% | 10.27% | 9.751% | 8.807% | 8.556% | 8.384% | 8.593% | 8.248% | 7.694% | 7.997% | 7.905% | 7.362% | 7.18% | 6.67% | 6.397% | 6.174% | 6.13% | 5.98% | 6.121% | 6.067% | 5.542% | 5.386% | 5.326% | 4.239%
Region | Technology | 2021-22 | 2022-23 | 2023-24 | 2024-25 | 2025-26 | 2026-27 | 2027-28 | 2028-29 | 2029-30 | 2030-31 | 2031-32 | 2032-33 | 2033-34 | 2034-35 | 2035-36 | 2036-37 | 2037-38 | 2038-39 | 2039-40 | 2040-41 | 2041-42 | 2042-43 | 2043-44 | 2044-45 | 2045-46 | 2046-47 | 2047-48 | 2048-49 | 2049-50
TAS1 | Grid Battery pump | bar: 2021-22 to 2049-50
TAS1 | Pumped Hydro Pump | bar: 2021-22 to 2049-50
TAS1 | VPP pump | 1.913% | 4.125% | 1.843% | 2.511% | 4.31% | 4.87% | 6.646% | 5.815% | 5.883% | 6.747% | 5.887% | 5.892% | 5.287% | 5.058% | 5.104% | 5.107% | 5.05% | 5.135% | 5.672% | 6.46% | 5.988% | 6.114% | 6.018% | 6.246% | 5.928% | 5.68% | 5.443% | 5.68% | 4.918%
Non-controllable capacity
Region | Technology | 2021-22 | 2022-23 | 2023-24 | 2024-25 | 2025-26 | 2026-27 | 2027-28 | 2028-29 | 2029-30 | 2030-31 | 2031-32 | 2032-33 | 2033-34 | 2034-35 | 2035-36 | 2036-37 | 2037-38 | 2038-39 | 2039-40 | 2040-41 | 2041-42 | 2042-43 | 2043-44 | 2044-45 | 2045-46 | 2046-47 | 2047-48 | 2048-49 | 2049-50
NEM | Distributed PV | 15.67% | 15.9% | 16.17% | 15.67% | 15.14% | 16.37% | 16.37% | 14.85% | 15.65% | 16.28% | 16.53% | 16.65% | 16.21% | 15.62% | 16.72% | 16.71% | 15.05% | 15.84% | 16.5% | 16.77% | 16.73% | 16.31% | 15.8% | 16.92% | 16.88% | 15.2% | 15.96% | 16.6% | 16.83%
NEM | Behind the meter battery | 5.739% | 5.706% | 5.655% | 5.593% | 5.566% | 5.554% | 5.549% | 5.478% | 5.42% | 5.35% | 5.324% | 5.224% | 5.137% | 5.059% | 5.006% | 4.928% | 4.862% | 4.813% | 4.786% | 4.748% | 4.724% | 4.696% | 4.679% | 4.612% | 4.558% | 4.491% | 4.446% | 4.377% | 4.313%
NEM | Behind the meter battery pump | 4.876% | 4.848% | 4.804% | 4.75% | 4.73% | 4.719% | 4.714% | 4.654% | 4.605% | 4.544% | 4.522% | 4.437% | 4.365% | 4.297% | 4.252% | 4.187% | 4.129% | 4.088% | 4.066% | 4.034% | 4.014% | 3.989% | 3.976% | 3.918% | 3.873% | 3.816% | 3.776% | 3.717% | 3.663%
Region | Technology | 2021-22 | 2022-23 | 2023-24 | 2024-25 | 2025-26 | 2026-27 | 2027-28 | 2028-29 | 2029-30 | 2030-31 | 2031-32 | 2032-33 | 2033-34 | 2034-35 | 2035-36 | 2036-37 | 2037-38 | 2038-39 | 2039-40 | 2040-41 | 2041-42 | 2042-43 | 2043-44 | 2044-45 | 2045-46 | 2046-47 | 2047-48 | 2048-49 | 2049-50
NSW1 | Distributed PV | 15.72% | 16.12% | 16.01% | 15.67% | 15.04% | 16.98% | 16.72% | 14.89% | 15.29% | 16.21% | 16.94% | 16.49% | 16.32% | 15.64% | 17.2% | 16.89% | 14.99% | 15.46% | 16.4% | 17.14% | 16.52% | 16.33% | 15.77% | 17.33% | 17.04% | 15.14% | 15.57% | 16.47% | 17.17%
NSW1 | Behind the meter battery | 5.729% | 5.684% | 5.657% | 5.613% | 5.591% | 5.57% | 5.55% | 5.456% | 5.374% | 5.28% | 5.234% | 5.143% | 5.063% | 4.997% | 4.957% | 4.888% | 4.831% | 4.782% | 4.763% | 4.724% | 4.693% | 4.659% | 4.639% | 4.573% | 4.516% | 4.452% | 4.4% | 4.337% | 4.275%
NSW1 | Behind the meter battery pump | 4.867% | 4.828% | 4.804% | 4.766% | 4.751% | 4.734% | 4.716% | 4.634% | 4.565% | 4.484% | 4.444% | 4.369% | 4.301% | 4.244% | 4.209% | 4.151% | 4.102% | 4.064% | 4.047% | 4.015% | 3.989% | 3.955% | 3.941% | 3.885% | 3.838% | 3.783% | 3.737% | 3.682% | 3.631%
Region | Technology | 2021-22 | 2022-23 | 2023-24 | 2024-25 | 2025-26 | 2026-27 | 2027-28 | 2028-29 | 2029-30 | 2030-31 | 2031-32 | 2032-33 | 2033-34 | 2034-35 | 2035-36 | 2036-37 | 2037-38 | 2038-39 | 2039-40 | 2040-41 | 2041-42 | 2042-43 | 2043-44 | 2044-45 | 2045-46 | 2046-47 | 2047-48 | 2048-49 | 2049-50
QLD1 | Distributed PV | 16.14% | 16.97% | 17.1% | 16.38% | 16.51% | 17.67% | 17.76% | 15.01% | 16.31% | 16.9% | 17.8% | 17.63% | 16.94% | 16.97% | 18.04% | 18.07% | 15.25% | 16.64% | 17.25% | 18.13% | 17.82% | 17.14% | 17.3% | 18.32% | 18.33% | 15.43% | 16.8% | 17.37% | 18.24%
QLD1 | Behind the meter battery | 5.709% | 5.654% | 5.624% | 5.581% | 5.564% | 5.545% | 5.521% | 5.447% | 5.381% | 5.312% | 5.299% | 5.184% | 5.098% | 5.026% | 4.978% | 4.9% | 4.839% | 4.784% | 4.752% | 4.736% | 4.724% | 4.708% | 4.7% | 4.637% | 4.585% | 4.526% | 4.478% | 4.405% | 4.346%
QLD1 | Behind the meter battery pump | 4.852% | 4.806% | 4.78% | 4.74% | 4.729% | 4.709% | 4.69% | 4.629% | 4.573% | 4.51% | 4.501% | 4.406% | 4.333% | 4.271% | 4.231% | 4.162% | 4.11% | 4.063% | 4.037% | 4.021% | 4.015% | 4% | 3.995% | 3.938% | 3.896% | 3.844% | 3.802% | 3.74% | 3.693%
Region | Technology | 2021-22 | 2022-23 | 2023-24 | 2024-25 | 2025-26 | 2026-27 | 2027-28 | 2028-29 | 2029-30 | 2030-31 | 2031-32 | 2032-33 | 2033-34 | 2034-35 | 2035-36 | 2036-37 | 2037-38 | 2038-39 | 2039-40 | 2040-41 | 2041-42 | 2042-43 | 2043-44 | 2044-45 | 2045-46 | 2046-47 | 2047-48 | 2048-49 | 2049-50
VIC1 | Distributed PV | 14.57% | 14.12% | 14.94% | 14.61% | 13.83% | 14.71% | 14.77% | 14.21% | 15.01% | 15.58% | 14.94% | 15.71% | 15.27% | 14.38% | 15.25% | 15.31% | 14.5% | 15.15% | 15.74% | 15.16% | 15.8% | 15.4% | 14.52% | 15.44% | 15.44% | 14.67% | 15.29% | 15.88% | 15.21%
VIC1 | Behind the meter battery | 5.757% | 5.718% | 5.678% | 5.63% | 5.606% | 5.603% | 5.626% | 5.591% | 5.549% | 5.5% | 5.48% | 5.379% | 5.285% | 5.18% | 5.107% | 5.018% | 4.94% | 4.891% | 4.868% | 4.822% | 4.8% | 4.775% | 4.756% | 4.689% | 4.638% | 4.569% | 4.529% | 4.459% | 4.392%
VIC1 | Behind the meter battery pump | 4.893% | 4.857% | 4.823% | 4.783% | 4.764% | 4.762% | 4.778% | 4.75% | 4.714% | 4.672% | 4.656% | 4.567% | 4.49% | 4.399% | 4.339% | 4.264% | 4.197% | 4.154% | 4.134% | 4.099% | 4.076% | 4.058% | 4.041% | 3.984% | 3.942% | 3.883% | 3.848% | 3.787% | 3.729%
Region | Technology | 2021-22 | 2022-23 | 2023-24 | 2024-25 | 2025-26 | 2026-27 | 2027-28 | 2028-29 | 2029-30 | 2030-31 | 2031-32 | 2032-33 | 2033-34 | 2034-35 | 2035-36 | 2036-37 | 2037-38 | 2038-39 | 2039-40 | 2040-41 | 2041-42 | 2042-43 | 2043-44 | 2044-45 | 2045-46 | 2046-47 | 2047-48 | 2048-49 | 2049-50
SA1 | Distributed PV | 16.86% | 17.02% | 17.57% | 16.91% | 16.01% | 16.67% | 17.2% | 16.38% | 17.23% | 17.46% | 17.45% | 17.9% | 17.25% | 16.3% | 16.93% | 17.46% | 16.67% | 17.47% | 17.7% | 17.68% | 18.03% | 17.41% | 16.52% | 17.16% | 17.71% | 16.83% | 17.61% | 17.82% | 17.8%
SA1 | Behind the meter battery | 5.777% | 5.792% | 5.663% | 5.515% | 5.452% | 5.451% | 5.451% | 5.361% | 5.337% | 5.284% | 5.27% | 5.157% | 5.065% | 4.998% | 4.942% | 4.871% | 4.785% | 4.751% | 4.702% | 4.641% | 4.611% | 4.564% | 4.543% | 4.461% | 4.406% | 4.316% | 4.285% | 4.205% | 4.134%
SA1 | Behind the meter battery pump | 4.907% | 4.921% | 4.812% | 4.682% | 4.633% | 4.631% | 4.632% | 4.553% | 4.535% | 4.49% | 4.475% | 4.381% | 4.303% | 4.244% | 4.198% | 4.14% | 4.067% | 4.035% | 3.994% | 3.944% | 3.917% | 3.876% | 3.858% | 3.79% | 3.74% | 3.668% | 3.639% | 3.574% | 3.51%
Region | Technology | 2021-22 | 2022-23 | 2023-24 | 2024-25 | 2025-26 | 2026-27 | 2027-28 | 2028-29 | 2029-30 | 2030-31 | 2031-32 | 2032-33 | 2033-34 | 2034-35 | 2035-36 | 2036-37 | 2037-38 | 2038-39 | 2039-40 | 2040-41 | 2041-42 | 2042-43 | 2043-44 | 2044-45 | 2045-46 | 2046-47 | 2047-48 | 2048-49 | 2049-50
TAS1 | Distributed PV | 13.72% | 13.38% | 13.99% | 13.9% | 13% | 14.17% | 14.31% | 13.85% | 13.92% | 14.16% | 14% | 14.33% | 14.29% | 13.48% | 14.32% | 14.32% | 13.81% | 13.92% | 14.2% | 14.06% | 14.35% | 14.32% | 13.61% | 14.45% | 14.46% | 13.96% | 14.04% | 14.32% | 14.14%
TAS1 | Behind the meter battery | 5.668% | 5.597% | 5.586% | 5.535% | 5.503% | 5.497% | 5.519% | 5.453% | 5.36% | 5.255% | 5.223% | 5.112% | 5.036% | 4.956% | 4.906% | 4.835% | 4.799% | 4.753% | 4.719% | 4.672% | 4.638% | 4.607% | 4.584% | 4.501% | 4.443% | 4.376% | 4.324% | 4.249% | 4.183%
TAS1 | Behind the meter battery pump | 4.816% | 4.755% | 4.746% | 4.701% | 4.677% | 4.669% | 4.688% | 4.634% | 4.554% | 4.464% | 4.436% | 4.341% | 4.279% | 4.211% | 4.168% | 4.108% | 4.076% | 4.037% | 4.01% | 3.966% | 3.94% | 3.913% | 3.893% | 3.824% | 3.775% | 3.717% | 3.675% | 3.609% | 3.555%

## Marinus_Generation
Annual sent-out generation by technology (GWh) - Marinus Link, Fast Change Scenario
Explicitly modelled generation
Region | Technology | 2021-22 | 2022-23 | 2023-24 | 2024-25 | 2025-26 | 2026-27 | 2027-28 | 2028-29 | 2029-30 | 2030-31 | 2031-32 | 2032-33 | 2033-34 | 2034-35 | 2035-36 | 2036-37 | 2037-38 | 2038-39 | 2039-40 | 2040-41 | 2041-42 | 2042-43 | 2043-44 | 2044-45 | 2045-46 | 2046-47 | 2047-48 | 2048-49 | 2049-50
NEM | Black Coal | 87333.1561 | 76235.3474 | 76131.3993 | 79370.9362 | 72982.7913 | 67549.8308 | 61091.6722 | 63728.6755 | 50880.8188 | 48977.739 | 47005.2067 | 41727.4325 | 46067.4088 | 42625.4659 | 37737.4146 | 36891.6489 | 32065.9344 | 31999.0196 | 29674.8325 | 28523.3413 | 26659.0325 | 18088.3503 | 15005.3769 | 12662.1713 | 10486.8843 | 8747.4994 | 8282.4727 | 8063.3746 | 7297.1989
NEM | Brown Coal | 29668.6497 | 28088.2499 | 28535.044 | 21109.0594 | 22435.8841 | 21635.28 | 20569.0252 | 20642.8767 | 20215.6055 | 21402.0001 | 21136.2138 | 20770.6003 | 21432.84 | 20609.249 | 21634.5887 | 20374.9839 | 18996.5162 | 19256.6058 | 16520.5796 | 16768.6601 | 18954.9453 | 19082.1296 | 17785.3681 | 16902.3535 | 17050.8663 | 17952.3579 | 11720.9374 | 0 | 0
NEM | CCGT | 2252.5066 | 2252.5066 | 1906.5101 | 1964.4494 | 1888.757 | 1868.5831 | 1894.3346 | 2270.4962 | 1828.6041 | 1911.4921 | 2148.3523 | 4560.0913 | 4944.3604 | 5381.6164 | 3958.7284 | 3417.4549 | 5074.9407 | 5080.7979 | 4050.6061 | 4082.1375 | 4171.4023 | 4903.7797 | 3065.372 | 3006.8708 | 1415.4325 | 960.524 | 963.1556 | 960.5242 | 960.5242
NEM | Gas - Steam | 698.7141 | 713.5583 | 731.5515 | 175.3901 | 161.7801 | 172.5251 | 165.2734 | 179.1997 | 155.8612 | 159.8015 | 155.6095 | 269.7614 | 198.7704 | 468.183 | 126.2542 | 103.6113 | 261.2321 | 261.8527 | 166.7843 | 171.1083 | 175.713 | 215.7714 | 185.7727 | 183.0119 | 226.3879 | 0 | 0 | 0 | 0
NEM | OCGT / Diesel | 52.5806 | 24.0395 | 119.1628 | 95.8493 | 35.7221 | 88.3567 | 53.352 | 133.4084 | 16.3789 | 36.7309 | 35.6256 | 476.3768 | 324.7813 | 471.9734 | 362.9968 | 398.5758 | 1554.8785 | 1541.45 | 3165.0063 | 3450.5885 | 2593.956 | 3850.8963 | 5534.7361 | 3508.5069 | 4192.0287 | 6977.7838 | 8118.978 | 12452.7357 | 11043.5097
NEM | Hydro | 13385.3446 | 13599.3929 | 13468.9311 | 16321.2967 | 16355.5718 | 14603.9451 | 16464.1862 | 18997.3605 | 16089.549 | 14435.5381 | 14700.6317 | 15894.4683 | 16550.4485 | 17465.1304 | 16733.5676 | 15528.6647 | 17416.3144 | 15499.0911 | 14334.7168 | 13741.2328 | 13537.5307 | 14269.723 | 14894.889 | 14284.907 | 14362.0484 | 16122.8322 | 14093.7508 | 13617.6445 | 12403.1883
NEM | Wind | 29910.1283 | 38657.7013 | 37972.7292 | 41019.1006 | 46725.9796 | 49514.3098 | 53144.9145 | 52686.8923 | 63680.1188 | 65648.9158 | 69212.5805 | 74395.8317 | 73569.7936 | 79843.0879 | 84661.0857 | 90783.8917 | 97998.6449 | 97228.0728 | 98618.0387 | 96923.9052 | 96874.2164 | 96383.5676 | 104624.7281 | 106744.2595 | 111120.5219 | 113525.9616 | 116884.229 | 119051.3907 | 121613.1877
NEM | Solar PV | 14501.0477 | 17776.628 | 18071.8003 | 17334.5031 | 17319.093 | 20521.2631 | 23082.0532 | 22361.2998 | 29247.1831 | 30641.2091 | 31188.2092 | 31256.2035 | 30181.5869 | 29413.8229 | 31394.3456 | 31137.605 | 31805.4292 | 34004.6328 | 37643.8526 | 41916.6543 | 43689.6919 | 53407.2532 | 51517.8782 | 52928.669 | 52573.2797 | 53719.8384 | 55751.7737 | 60244.0153 | 60008.37
NEM | Grid Battery | 212.2988 | 289.8776 | 305.6848 | 344.8925 | 343.869 | 341.027 | 313.0273 | 297.7152 | 275.1242 | 272.4093 | 268.9877 | 281.4427 | 334.4255 | 307.8834 | 316.7879 | 317.534 | 2566.0058 | 2567.0302 | 3548.4844 | 3521.7597 | 5164.04 | 5083.0393 | 5085.6686 | 5179.3212 | 5156.6217 | 6269.8009 | 6356.4198 | 6384.1251 | 6191.3614
NEM | Pumped Hydro | 61.7497 | 179.1047 | 259.3375 | 1552.4974 | 5263.286 | 5528.6947 | 5137.3077 | 6249.51 | 9497.2565 | 10242.05 | 10089.6303 | 11337.9037 | 10186.5086 | 10317.6749 | 10854.3048 | 10680.4726 | 11320.5402 | 10909.1614 | 11454.2714 | 11605.6232 | 12206.7422 | 14779.6937 | 14856.2198 | 15948.846 | 15319.9615 | 15010.5489 | 14533.8036 | 16905.1634 | 17386.6326
NEM | VPP | 43.0507 | 78.3563 | 108.5098 | 187.4449 | 285.7504 | 393.7308 | 494.3552 | 630.2435 | 757.4875 | 924.6522 | 1131.0478 | 1390.5063 | 1544.8883 | 1635.5172 | 1829.9034 | 1980.5217 | 1893.2382 | 1966.3404 | 2088.0149 | 2207.5479 | 2392.0731 | 2514.9639 | 2592.8827 | 2833.5667 | 2835.3823 | 2698.6312 | 2805.6471 | 2974.3288 | 2492.5566
Total excluding storage |  | 177802.1277 | 177347.4239 | 176937.1284 | 177390.5847 | 177905.5792 | 175954.0937 | 176464.8112 | 181000.2091 | 182114.1194 | 183213.4267 | 185582.4294 | 189350.7658 | 193269.99 | 196278.529 | 196608.9816 | 198636.4362 | 205173.8904 | 204871.5227 | 204174.417 | 205577.628 | 206656.488 | 210201.4712 | 212614.1211 | 210220.75 | 211427.4497 | 218006.7973 | 215815.2973 | 214389.685 | 213325.9789
Region | Technology | 2021-22 | 2022-23 | 2023-24 | 2024-25 | 2025-26 | 2026-27 | 2027-28 | 2028-29 | 2029-30 | 2030-31 | 2031-32 | 2032-33 | 2033-34 | 2034-35 | 2035-36 | 2036-37 | 2037-38 | 2038-39 | 2039-40 | 2040-41 | 2041-42 | 2042-43 | 2043-44 | 2044-45 | 2045-46 | 2046-47 | 2047-48 | 2048-49 | 2049-50
NSW1 | Black Coal | 45445.8572 | 37853.7502 | 35122.5987 | 40263.458 | 33299.6687 | 29849.4303 | 26321.4799 | 29275.3212 | 17872.1122 | 17228.6585 | 16062.8197 | 9598.484 | 11999.1706 | 10582.6269 | 5840.321 | 7295.6077 | 8182.2095 | 7903.1088 | 7223.9246 | 6091.2125 | 5295.6804 | 0 | 0 | 0 | 0 | 0 | 0 | 0 | 0
NSW1 | Brown Coal | 0 | 0 | 0 | 0 | 0 | 0 | 0 | 0 | 0 | 0 | 0 | 0 | 0 | 0 | 0 | 0 | 0 | 0 | 0 | 0 | 0 | 0 | 0 | 0 | 0 | 0 | 0 | 0 | 0
NSW1 | CCGT | 33.6489 | 33.6489 | 101.3524 | 65.77 | 63.5591 | 63.5591 | 64.1086 | 67.6415 | 63.5591 | 63.5591 | 63.7332 | 819.2141 | 797.4126 | 1179.2875 | 625.405 | 503.9516 | 1433.8753 | 1565.2455 | 1283.7506 | 1232.6454 | 1168.5855 | 1550.081 | 24.3694 | 0.0001358 | 0.0001415 | 0.00014649 | 0.00014824 | 0.00022094 | 0.00021225
NSW1 | Gas - Steam | 0 | 0 | 0 | 0 | 0 | 0 | 0 | 0 | 0 | 0 | 0 | 0 | 0 | 0 | 0 | 0 | 0 | 0 | 0 | 0 | 0 | 0 | 0 | 0 | 0 | 0 | 0 | 0 | 0
NSW1 | OCGT / Diesel | 1.565e-05 | 1.6199e-05 | 13.6856 | 48.3583 | 10.9221 | 20.3879 | 8.2449 | 11.8988 | 2.3056e-05 | 0.020851 | 2.5478e-05 | 50.4905 | 36.9378 | 40.9601 | 74.1061 | 43.3546 | 201.2362 | 271.6369 | 943.6316 | 1384.1066 | 730.9717 | 1119.7098 | 2245.5306 | 1149.366 | 1293.5401 | 1806.0843 | 3080.2882 | 5598.1608 | 5352.0681
NSW1 | Hydro | 2050.5355 | 2183.0146 | 2015.597 | 2903.224 | 2990.8037 | 2765.5239 | 2683.6343 | 3807.7612 | 2853.2924 | 2489.1149 | 2566.0457 | 2911.0971 | 3305.5518 | 3438.3661 | 3521.6973 | 3280.0984 | 4224.1377 | 3394.4131 | 3091.413 | 3069.7193 | 2814.0372 | 3475.212 | 3895.6049 | 3664.6623 | 3794.769 | 4430.0077 | 3627.9217 | 3480.9801 | 3075.0815
NSW1 | Wind | 6252.6978 | 9567.7739 | 11495.343 | 13635.1633 | 17020.5088 | 17954.2566 | 17897.0955 | 16219.1756 | 24663.8484 | 26521.2849 | 27709.7651 | 27427.2188 | 26773.2861 | 29289.0632 | 32732.54 | 33431.5097 | 29536.3364 | 27578.3775 | 31148.6806 | 30975.2435 | 35174.9422 | 33433.7159 | 34761.9401 | 36237.8162 | 37159.7067 | 33109.6098 | 32976.3897 | 34638.3034 | 34397.9134
NSW1 | Solar PV | 5342.8113 | 6499.5899 | 6543.0227 | 6299.1524 | 6336.262 | 9032.3968 | 11407.5111 | 12211.1481 | 18412.0061 | 19458.9973 | 19897.8012 | 19733.1677 | 19163.4378 | 18436.9376 | 19878.0854 | 19831.0072 | 18741.4481 | 20052.5398 | 22798.2171 | 23090.8024 | 22968.4223 | 27910.471 | 26822.6628 | 28447.1138 | 28398.5194 | 28033.3822 | 28834.4382 | 32359.3773 | 32705.2021
NSW1 | Grid Battery | 3.4202e-05 | 5.1251e-05 | 5.1356e-05 | 6.8601e-05 | 8.1249e-05 | 9.1183e-05 | 0.00011452 | 0.00012533 | 0.0073587 | 0.0075401 | 0.0073446 | 0.007664 | 0.0073835 | 0.0072243 | 0.0075774 | 0.0076089 | 179.1142 | 176.1094 | 746.9192 | 728.2637 | 1591.8533 | 1572.283 | 1576.8872 | 1616.4205 | 1615.5455 | 1587.6846 | 1544.5255 | 1601.2825 | 1585.3867
NSW1 | Pumped Hydro | 29.6549 | 85.5641 | 118.9994 | 1042.046 | 4692.5067 | 5018.9035 | 4675.4413 | 5628.7219 | 9018.0037 | 9715.4653 | 9582.6975 | 10653.6864 | 9556.6279 | 9720.7884 | 10202.6719 | 10052.0313 | 10046.8228 | 9610.8455 | 10092.4128 | 10210.8024 | 10081.8096 | 10041.9825 | 10278.6179 | 11063.2799 | 10664.5618 | 10489.6426 | 9955.5385 | 10632.0104 | 10549.5881
NSW1 | VPP | 15.6246 | 29.8612 | 38.6771 | 72.8822 | 110.7487 | 148.3532 | 189.595 | 238.0483 | 278.7286 | 335.8219 | 395.3627 | 479.1551 | 535.1 | 553.1986 | 616.6168 | 665.5614 | 670.5224 | 689.8837 | 737.3161 | 764.4039 | 826.0809 | 870.8562 | 899.8348 | 985.3045 | 1004.9639 | 986.7559 | 995.8442 | 1072.6074 | 967.7465
Total excluding storage |  | 59125.5508 | 56137.7776 | 55291.5994 | 63215.1259 | 59721.7243 | 59685.5545 | 58382.0742 | 61592.9464 | 63864.8182 | 65761.6356 | 66300.1649 | 60539.6722 | 62075.7967 | 62967.2413 | 62672.1548 | 64385.5292 | 62319.2432 | 60765.3216 | 66489.6176 | 65843.7297 | 68152.6393 | 67489.1896 | 67750.1077 | 69498.9585 | 70646.5354 | 67379.0841 | 68519.038 | 76076.8218 | 75530.2653
Region | Technology | 2021-22 | 2022-23 | 2023-24 | 2024-25 | 2025-26 | 2026-27 | 2027-28 | 2028-29 | 2029-30 | 2030-31 | 2031-32 | 2032-33 | 2033-34 | 2034-35 | 2035-36 | 2036-37 | 2037-38 | 2038-39 | 2039-40 | 2040-41 | 2041-42 | 2042-43 | 2043-44 | 2044-45 | 2045-46 | 2046-47 | 2047-48 | 2048-49 | 2049-50
QLD1 | Black Coal | 41887.2989 | 38381.5972 | 41008.8007 | 39107.4782 | 39683.1226 | 37700.4005 | 34770.1923 | 34453.3542 | 33008.7066 | 31749.0806 | 30942.3871 | 32128.9485 | 34068.2383 | 32042.839 | 31897.0936 | 29596.0412 | 23883.7249 | 24095.9108 | 22450.9079 | 22432.1288 | 21363.3521 | 18088.3503 | 15005.3769 | 12662.1713 | 10486.8843 | 8747.4994 | 8282.4727 | 8063.3746 | 7297.1989
QLD1 | Brown Coal | 0 | 0 | 0 | 0 | 0 | 0 | 0 | 0 | 0 | 0 | 0 | 0 | 0 | 0 | 0 | 0 | 0 | 0 | 0 | 0 | 0 | 0 | 0 | 0 | 0 | 0 | 0 | 0 | 0
QLD1 | CCGT | 1104.025 | 1104.025 | 1232.2762 | 1449.1775 | 1375.696 | 1355.5221 | 1379.4926 | 1753.3528 | 1315.5431 | 1398.4311 | 1633.8856 | 2964.9185 | 3347.984 | 3103.366 | 2753.9642 | 2347.7801 | 3641.0652 | 3515.5522 | 2766.8554 | 2849.492 | 3002.8166 | 3353.6985 | 3041.0024 | 3006.8705 | 1415.4322 | 960.5236 | 963.1553 | 960.5236 | 960.5236
QLD1 | Gas - Steam | 37.1158 | 37.1158 | 73.7192 | 72.804 | 72.804 | 72.804 | 73.0035 | 72.804 | 72.804 | 72.804 | 73.0035 | 72.804 | 72.804 | 72.8162 | 73.0035 | 72.804 | 166.749 | 174.0977 | 166.7843 | 171.1083 | 175.713 | 215.7714 | 185.7727 | 183.0119 | 226.3879 | 0 | 0 | 0 | 0
QLD1 | OCGT / Diesel | 2.6987e-05 | 2.7986e-05 | 0.31744 | 26.5452 | 13.5599 | 22.8272 | 25.7948 | 95.9902 | 14.1527 | 32.7942 | 30.7164 | 247.0595 | 154.618 | 82.7618 | 98.0267 | 198.7811 | 778.431 | 655.4295 | 1210.8084 | 1211.9363 | 1198.9749 | 1856.7602 | 1863.8214 | 1775.977 | 2396.5702 | 4504.9241 | 4233.6592 | 4378.627 | 3117.5673
QLD1 | Hydro | 693.4758 | 692.8765 | 694.4169 | 690.0791 | 688.626 | 687.9544 | 689.3735 | 685.2232 | 683.704 | 669.5342 | 683.5218 | 679.2279 | 678.0273 | 676.4126 | 677.0049 | 673.7029 | 251.6146 | 252.5342 | 250.9394 | 250.0506 | 251.219 | 0 | 0 | 0 | 0 | 0 | 0 | 0 | 0
QLD1 | Wind | 5244.4086 | 6622.3476 | 6333.1064 | 5599.6644 | 7063.713 | 7228.1229 | 9983.5779 | 12646.3572 | 14968.1117 | 15385.5729 | 14861.0228 | 16688.0348 | 15794.9193 | 18496.2505 | 18306.9727 | 21324.0338 | 26504.1648 | 26267.001 | 26796.7602 | 24696.4332 | 24380.4353 | 25500.0302 | 29609.0804 | 29128.9139 | 34138.6983 | 36027.8104 | 35857.5334 | 36093.6738 | 37435.1813
QLD1 | Solar PV | 5555.0976 | 7538.3561 | 7681.7517 | 7343.0092 | 7448.1655 | 7800.5726 | 7893.2135 | 6593.3673 | 7142.01 | 7427.2552 | 7545.9945 | 7659.7084 | 7327.5941 | 7442.083 | 7813.5752 | 7531.2371 | 9507.2301 | 10262.1778 | 10686.3328 | 12269.2329 | 13650.9976 | 18358.102 | 17813.4963 | 17952.7075 | 17587.0765 | 19322.2967 | 20151.0495 | 19536.8055 | 19704.1373
QLD1 | Grid Battery | 2.3999e-05 | 23.3125 | 25.747 | 31.7153 | 34.0062 | 33.4196 | 32.1807 | 31.7875 | 30.5996 | 30.8503 | 29.9351 | 30.711 | 122.333 | 124.7949 | 124.2271 | 123.891 | 2105.5752 | 2117.0998 | 2126.4576 | 2136.7058 | 2188.5002 | 2166.127 | 2176.2578 | 2190.7898 | 2167.3987 | 3361.8862 | 3507.1433 | 3482.4583 | 3382.0867
QLD1 | Pumped Hydro | 32.0948 | 93.5406 | 140.3379 | 510.4512 | 570.7791 | 509.7909 | 461.8662 | 620.7879 | 479.2526 | 526.5845 | 506.9326 | 684.2169 | 629.8803 | 596.886 | 651.6325 | 628.4408 | 1273.7165 | 1298.315 | 1361.8573 | 1394.8195 | 1575.5223 | 4206.4868 | 4053.3779 | 4224.1265 | 4004.4608 | 3898.7535 | 3953.3805 | 4088.0322 | 4777.7817
QLD1 | VPP | 6.784 | 11.9128 | 18.2951 | 34.9834 | 57.6737 | 79.4903 | 101.074 | 131.2381 | 160.0808 | 201.9149 | 248.1104 | 305.9544 | 341.662 | 383.9127 | 419.6575 | 453.7523 | 355.5112 | 392.9957 | 422.2613 | 466.3967 | 534.5867 | 567.8906 | 600.181 | 631.8157 | 599.1781 | 503.0616 | 568.8382 | 592.312 | 384.5216
Total excluding storage |  | 54521.4217 | 54376.3182 | 57024.3885 | 54288.7576 | 56345.6871 | 54868.2038 | 54814.648 | 56300.449 | 57205.0321 | 56735.4721 | 55770.5317 | 60440.7016 | 61444.1848 | 61916.5291 | 61619.6408 | 61744.3802 | 64732.9797 | 65222.7032 | 64329.3885 | 63880.382 | 64023.5085 | 67372.7127 | 67518.5501 | 64709.6521 | 66251.0495 | 69563.0542 | 69487.87 | 69033.0045 | 68514.6084
Region | Technology | 2021-22 | 2022-23 | 2023-24 | 2024-25 | 2025-26 | 2026-27 | 2027-28 | 2028-29 | 2029-30 | 2030-31 | 2031-32 | 2032-33 | 2033-34 | 2034-35 | 2035-36 | 2036-37 | 2037-38 | 2038-39 | 2039-40 | 2040-41 | 2041-42 | 2042-43 | 2043-44 | 2044-45 | 2045-46 | 2046-47 | 2047-48 | 2048-49 | 2049-50
VIC1 | Black Coal | 0 | 0 | 0 | 0 | 0 | 0 | 0 | 0 | 0 | 0 | 0 | 0 | 0 | 0 | 0 | 0 | 0 | 0 | 0 | 0 | 0 | 0 | 0 | 0 | 0 | 0 | 0 | 0 | 0
VIC1 | Brown Coal | 29668.6497 | 28088.2499 | 28535.044 | 21109.0594 | 22435.8841 | 21635.28 | 20569.0252 | 20642.8767 | 20215.6055 | 21402.0001 | 21136.2138 | 20770.6003 | 21432.84 | 20609.249 | 21634.5887 | 20374.9839 | 18996.5162 | 19256.6058 | 16520.5796 | 16768.6601 | 18954.9453 | 19082.1296 | 17785.3681 | 16902.3535 | 17050.8663 | 17952.3579 | 11720.9374 | 0 | 0
VIC1 | CCGT | 1.5491e-05 | 1.5321e-05 | 1.6083e-05 | 1.9612e-05 | 1.9983e-05 | 1.9877e-05 | 2.0475e-05 | 2.2563e-05 | 2.2409e-05 | 2.2466e-05 | 2.3527e-05 | 3.7145e-05 | 3.7442e-05 | 3.7707e-05 | 3.688e-05 | 3.6974e-05 | 5.5486e-05 | 5.6463e-05 | 6.7265e-05 | 6.6046e-05 | 7.6406e-05 | 7.9531e-05 | 7.951e-05 | 7.7713e-05 | 8.0777e-05 | 8.2e-05 | 8.6846e-05 | 0.00022468 | 0.00021871
VIC1 | Gas - Steam | 7.7254 | 2.9296 | 9.5375 | 21.013 | 7.403 | 18.148 | 10.4733 | 24.8226 | 1.4841 | 5.4244 | 0.80944 | 26.6177 | 18.2691 | 25.5548 | 53.2507 | 30.8073 | 94.4831 | 87.755 | 0 | 0 | 0 | 0 | 0 | 0 | 0 | 0 | 0 | 0 | 0
VIC1 | OCGT / Diesel | 7.2627 | 2.6742e-05 | 8.7477 | 5.6964 | 2.1225 | 14.6518 | 6.5406 | 2.5918 | 0.19173 | 4.2866e-05 | 4.4995e-05 | 36.2169 | 12.168 | 18.9766 | 26.5211 | 13.8429 | 71.7963 | 30.861 | 312.8041 | 184.0483 | 111.6745 | 65.4102 | 427.3549 | 169.4117 | 151.79 | 137.5288 | 65.9801 | 1359.7555 | 1466.7848
VIC1 | Hydro | 2768.3929 | 2782.4052 | 2522.7333 | 3116.5307 | 3187.9578 | 3027.5204 | 3067.7887 | 3863.3472 | 3208.3816 | 2744.5468 | 2766.5133 | 2494.6057 | 3068.2711 | 3164.0771 | 2996.6316 | 3012.3476 | 3796.3715 | 3152.4455 | 2714.2028 | 2711.9406 | 2461.9471 | 3021.2536 | 3128.9153 | 2950.6199 | 2973.8167 | 3742.9905 | 3111.7128 | 2666.9581 | 2673.371
VIC1 | Wind | 10812.7011 | 13788.1197 | 11861.7836 | 12264.4163 | 12566.5414 | 13004.1215 | 13369.0513 | 12090.6357 | 12246.0854 | 11863.21 | 13287.6242 | 13877.6132 | 14095.6746 | 14684.4565 | 15305.623 | 16683.0281 | 20720.5714 | 20727.0499 | 19045.2295 | 18474.6675 | 16367.151 | 17004.7647 | 20457.8141 | 20774.575 | 19343.3514 | 24047.6948 | 27603.713 | 27676.4896 | 28381.6165
VIC1 | Solar PV | 2656.001 | 2637.0715 | 2737.6029 | 2624.886 | 2493.1716 | 2622.0191 | 2682.0561 | 2511.5756 | 2603.9091 | 2656.0216 | 2640.7454 | 2742.2001 | 2623.4131 | 2493.175 | 2634.7854 | 2677.9192 | 2511.576 | 2600.0621 | 2659.9332 | 4585.5507 | 4840.1444 | 4495.5783 | 4394.7747 | 4317.2134 | 4351.4834 | 4331.5954 | 4803.4013 | 6537.1951 | 5866.6643
VIC1 | Grid Battery | 111.8628 | 165.7489 | 170.2011 | 199.1572 | 197.5453 | 197.7111 | 179.9007 | 167.7638 | 154.2799 | 154.7668 | 153.7282 | 162.2048 | 125.208 | 118.3747 | 126.1006 | 126.3939 | 116.1906 | 110.2155 | 115.252 | 112.2568 | 266.2154 | 221.7855 | 220.6804 | 234.6121 | 231.0221 | 226.0245 | 227.6975 | 221.3451 | 214.8951
VIC1 | Pumped Hydro | 0 | 0 | 4.7126e-05 | 5.6891e-05 | 5.632e-05 | 6.0985e-05 | 5.8941e-05 | 6.2684e-05 | 6.2276e-05 | 6.5356e-05 | 6.9654e-05 | 0.00014276 | 0.00013769 | 0.00013543 | 0.00014497 | 0.0001451 | 0.00054731 | 0.00053447 | 0.00071952 | 0.00072979 | 549.4097 | 531.2238 | 524.2234 | 661.439 | 650.9382 | 622.1521 | 624.8839 | 2185.12 | 2059.262
VIC1 | VPP | 10.0269 | 17.5593 | 26.1421 | 46.8353 | 71.7384 | 103.5306 | 126.528 | 168.414 | 212.6334 | 260.8217 | 336.9356 | 425.5297 | 473.3976 | 497.8611 | 569.0327 | 624.7086 | 631.6155 | 639.6267 | 681.4717 | 718.4408 | 767.355 | 799.0628 | 805.4719 | 910.1071 | 918.4966 | 907.4392 | 939.1535 | 994.4066 | 876.7074
Total excluding storage |  | 45920.7327 | 47298.7759 | 45675.4491 | 39141.6019 | 40693.0804 | 40321.7409 | 39704.9353 | 39135.8496 | 38275.6575 | 38671.2029 | 39831.9061 | 39947.854 | 41250.636 | 40995.489 | 42651.4005 | 42792.929 | 46191.3147 | 45854.7794 | 41252.7493 | 42724.8672 | 42735.8623 | 43669.1365 | 46194.2271 | 45114.1737 | 43871.3078 | 50212.1675 | 47305.7446 | 38240.3985 | 38388.4368
Region | Technology | 2021-22 | 2022-23 | 2023-24 | 2024-25 | 2025-26 | 2026-27 | 2027-28 | 2028-29 | 2029-30 | 2030-31 | 2031-32 | 2032-33 | 2033-34 | 2034-35 | 2035-36 | 2036-37 | 2037-38 | 2038-39 | 2039-40 | 2040-41 | 2041-42 | 2042-43 | 2043-44 | 2044-45 | 2045-46 | 2046-47 | 2047-48 | 2048-49 | 2049-50
SA1 | Black Coal | 0 | 0 | 0 | 0 | 0 | 0 | 0 | 0 | 0 | 0 | 0 | 0 | 0 | 0 | 0 | 0 | 0 | 0 | 0 | 0 | 0 | 0 | 0 | 0 | 0 | 0 | 0 | 0 | 0
SA1 | Brown Coal | 0 | 0 | 0 | 0 | 0 | 0 | 0 | 0 | 0 | 0 | 0 | 0 | 0 | 0 | 0 | 0 | 0 | 0 | 0 | 0 | 0 | 0 | 0 | 0 | 0 | 0 | 0 | 0 | 0
SA1 | CCGT | 1114.8326 | 1114.8326 | 572.8816 | 449.5019 | 449.5019 | 449.5019 | 450.7334 | 449.5019 | 449.5019 | 449.5019 | 450.7334 | 775.9586 | 798.9638 | 1098.9628 | 579.3591 | 565.7231 | 6.6637e-05 | 6.6998e-05 | 7.105e-05 | 6.9463e-05 | 9.5991e-05 | 9.9924e-05 | 0.00010662 | 9.9813e-05 | 0.000104 | 0.00010593 | 0.00010717 | 0.00014522 | 0.00014103
SA1 | Gas - Steam | 653.873 | 673.513 | 648.2948 | 81.5731 | 81.5731 | 81.5731 | 81.7966 | 81.5731 | 81.5731 | 81.5731 | 81.7966 | 170.3397 | 107.6973 | 369.812 | 0 | 0 | 0 | 0 | 0 | 0 | 0 | 0 | 0 | 0 | 0 | 0 | 0 | 0 | 0
SA1 | OCGT / Diesel | 45.3178 | 24.0394 | 96.412 | 15.2494 | 9.1176 | 30.4898 | 12.7717 | 22.9275 | 2.0344 | 3.9157 | 4.9091 | 142.1452 | 121.0575 | 329.275 | 164.3429 | 142.5972 | 502.416 | 583.5226 | 697.1971 | 670.3041 | 551.5235 | 809.016 | 997.7388 | 413.1858 | 350.1283 | 529.2466 | 739.0505 | 1114.1543 | 1106.2784
SA1 | Hydro | 0 | 0 | 0 | 0 | 0 | 0 | 0 | 0 | 0 | 0 | 0 | 0 | 0 | 0 | 0 | 0 | 0 | 0 | 0 | 0 | 0 | 0 | 0 | 0 | 0 | 0 | 0 | 0 | 0
SA1 | Wind | 6274.1724 | 7076.7799 | 6263.476 | 6928.124 | 6778.0299 | 7429.7654 | 7357.0244 | 6930.4295 | 6519.0383 | 6290.8109 | 6632.1584 | 9661.419 | 9677.2981 | 9253.8609 | 9683.1352 | 10038.0736 | 11924.3932 | 13169.9876 | 12173.0855 | 12492.1326 | 11224.807 | 10825.469 | 9760.1866 | 10848.2465 | 10459.7002 | 10891.0181 | 11141.7412 | 11899.4826 | 12539.83
SA1 | Solar PV | 947.1378 | 1101.6104 | 1109.4231 | 1067.4554 | 1041.494 | 1066.2745 | 1099.2725 | 1045.2087 | 1089.2578 | 1098.935 | 1103.6681 | 1121.1272 | 1067.142 | 1041.6274 | 1067.8995 | 1097.4415 | 1045.1749 | 1089.8531 | 1499.3694 | 1971.0684 | 2230.1274 | 2643.1019 | 2486.9444 | 2211.6341 | 2236.2003 | 2032.564 | 1962.8847 | 1810.6374 | 1732.3664
SA1 | Grid Battery | 100.436 | 100.8162 | 109.7366 | 114.0199 | 112.3173 | 109.8961 | 100.9457 | 98.1637 | 90.2373 | 86.7845 | 85.317 | 88.5191 | 86.8769 | 64.7065 | 66.4525 | 67.2414 | 165.1257 | 163.6053 | 559.8553 | 544.5332 | 1117.4708 | 1122.8435 | 1111.8428 | 1137.4984 | 1142.6551 | 1094.2052 | 1077.0531 | 1079.0387 | 1008.9925
SA1 | Pumped Hydro | 0 | 0 | 3.7752e-05 | 3.6545e-05 | 3.5986e-05 | 3.7954e-05 | 3.7904e-05 | 4.0674e-05 | 4.0877e-05 | 4.3468e-05 | 4.5488e-05 | 6.8451e-05 | 6.7321e-05 | 6.6517e-05 | 7.074e-05 | 8.7937e-05 | 0.00011745 | 0.00011814 | 0.0001195 | 0.0001209 | 0.0001713 | 0.00017003 | 0.00017093 | 0.00021488 | 0.00021028 | 0.0002063 | 0.00020761 | 0.00021229 | 0.00021293
SA1 | VPP | 10.3711 | 18.2367 | 24.8576 | 31.6746 | 42.8965 | 57.9859 | 68.716 | 82.6718 | 93.3404 | 108.3007 | 131.294 | 156.9354 | 171.0832 | 175.4382 | 196.7852 | 206.9041 | 204.1549 | 209.9759 | 207.239 | 210.1984 | 216.3584 | 225.8425 | 233.778 | 248.2157 | 255.6473 | 244.1092 | 245.095 | 253.1377 | 208.1818
Total excluding storage |  | 9035.3337 | 9990.7753 | 8690.4874 | 8541.9037 | 8359.7165 | 9057.6047 | 9001.5987 | 8529.6408 | 8141.4055 | 7924.7366 | 8273.2656 | 11870.9899 | 11772.1587 | 12093.5381 | 11494.7367 | 11843.8355 | 13471.9842 | 14843.3633 | 14369.652 | 15133.5051 | 14006.4579 | 14277.5869 | 13244.87 | 13473.0666 | 13046.029 | 13452.8288 | 13843.6764 | 14824.2744 | 15378.4749
Region | Technology | 2021-22 | 2022-23 | 2023-24 | 2024-25 | 2025-26 | 2026-27 | 2027-28 | 2028-29 | 2029-30 | 2030-31 | 2031-32 | 2032-33 | 2033-34 | 2034-35 | 2035-36 | 2036-37 | 2037-38 | 2038-39 | 2039-40 | 2040-41 | 2041-42 | 2042-43 | 2043-44 | 2044-45 | 2045-46 | 2046-47 | 2047-48 | 2048-49 | 2049-50
TAS1 | Black Coal | 0 | 0 | 0 | 0 | 0 | 0 | 0 | 0 | 0 | 0 | 0 | 0 | 0 | 0 | 0 | 0 | 0 | 0 | 0 | 0 | 0 | 0 | 0 | 0 | 0 | 0 | 0 | 0 | 0
TAS1 | Brown Coal | 0 | 0 | 0 | 0 | 0 | 0 | 0 | 0 | 0 | 0 | 0 | 0 | 0 | 0 | 0 | 0 | 0 | 0 | 0 | 0 | 0 | 0 | 0 | 0 | 0 | 0 | 0 | 0 | 0
TAS1 | CCGT | 1.3424e-05 | 1.3281e-05 | 1.3888e-05 | 1.4005e-05 | 1.406e-05 | 1.45e-05 | 1.5636e-05 | 1.6654e-05 | 1.7113e-05 | 1.7518e-05 | 1.7628e-05 | 1.9846e-05 | 1.986e-05 | 1.9706e-05 | 1.9729e-05 | 1.9966e-05 | 2.0699e-05 | 2.141e-05 | 2.3295e-05 | 2.3187e-05 | 2.5245e-05 | 2.5285e-05 | 2.5202e-05 | 2.5679e-05 | 2.6239e-05 | 2.7719e-05 | 2.8953e-05 | 3.1493e-05 | 3.1551e-05
TAS1 | Gas - Steam | 0 | 0 | 0 | 0 | 0 | 0 | 0 | 0 | 0 | 0 | 0 | 0 | 0 | 0 | 0 | 0 | 0 | 0 | 0 | 0 | 0 | 0 | 0 | 0 | 0 | 0 | 0 | 0 | 0
TAS1 | OCGT / Diesel | 1.0523e-05 | 1.0191e-05 | 1.0699e-05 | 1.0933e-05 | 1.1206e-05 | 1.1865e-05 | 1.2613e-05 | 1.3419e-05 | 1.383e-05 | 1.4191e-05 | 1.4186e-05 | 0.46455 | 1.6048e-05 | 1.5861e-05 | 1.5946e-05 | 1.6382e-05 | 0.99905 | 1.7695e-05 | 0.56511 | 0.19318 | 0.81143 | 1.7091e-05 | 0.29044 | 0.56633 | 1.771e-05 | 1.9179e-05 | 2.0811e-05 | 2.0382 | 0.81105
TAS1 | Hydro | 7872.9404 | 7941.0966 | 8236.1838 | 9611.4629 | 9488.1843 | 8122.9464 | 10023.3897 | 10641.029 | 9344.171 | 8532.3423 | 8684.551 | 9809.5376 | 9498.5983 | 10186.2747 | 9538.2338 | 8562.5158 | 9144.1906 | 8699.6983 | 8278.1615 | 7709.5223 | 8010.3274 | 7773.2575 | 7870.3688 | 7669.6249 | 7593.4627 | 7949.834 | 7354.1164 | 7469.7062 | 6654.7358
TAS1 | Wind | 1326.1484 | 1602.6803 | 2019.0201 | 2591.7326 | 3297.1865 | 3898.0434 | 4538.1654 | 4800.2944 | 5283.0351 | 5588.0371 | 6722.0101 | 6741.5459 | 7228.6155 | 8119.4569 | 8632.8148 | 9307.2465 | 9313.1791 | 9485.6568 | 9454.2829 | 10285.4284 | 9726.8809 | 9619.5879 | 10035.7068 | 9754.7079 | 10019.0652 | 9449.8286 | 9304.8517 | 8743.4412 | 8858.6465
TAS1 | Solar PV | 2.2267e-06 | 3.7369e-06 | 5.2805e-06 | 9.3035e-06 | 1.0878e-05 | 1.4053e-05 | 1.3235e-05 | 1.3736e-05 | 1.501e-05 | 1.5466e-05 | 1.673e-05 | 1.7687e-05 | 2.1393e-05 | 1.8675e-05 | 2.0543e-05 | 1.99e-05 | 2.4541e-05 | 2.9332e-05 | 5.3768e-05 | 0.00010642 | 0.0001075 | 0.00010507 | 8.5512e-05 | 9.0715e-05 | 8.6977e-05 | 8.7347e-05 | 9.1053e-05 | 8.8588e-05 | 8.6065e-05
TAS1 | Grid Battery | 2.3309e-05 | 3.3954e-05 | 3.3546e-05 | 3.9485e-05 | 5.55e-05 | 5.591e-05 | 6.7588e-05 | 7.5088e-05 | 9.1984e-05 | 9.6989e-05 | 0.00010695 | 0.00012526 | 0.00012898 | 0.00014123 | 0.00015363 | 0.00015565 | 0.00018016 | 0.00018935 | 0.00026713 | 0.0002856 | 0.00029762 | 0.00030264 | 0.00034835 | 0.00035592 | 0.00033932 | 0.0003682 | 0.0003773 | 0.00049084 | 0.00047676
TAS1 | Pumped Hydro | 0 | 0 | 9.146e-05 | 9.5323e-05 | 0.00010554 | 0.00011175 | 0.0001234 | 0.0001255 | 0.000139 | 0.00015294 | 0.00016121 | 0.00019721 | 0.00020122 | 0.00021843 | 0.00022526 | 0.00024002 | 0.00027659 | 0.00029305 | 0.00040794 | 0.00043107 | 0.00041649 | 0.00043111 | 0.00047717 | 0.00048006 | 0.00047989 | 0.00048307 | 0.00048563 | 0.00058371 | 0.00058914
TAS1 | VPP | 0.24408 | 0.78624 | 0.5379 | 1.0693 | 2.6931 | 4.3709 | 8.4422 | 9.8713 | 12.7043 | 17.793 | 19.3451 | 22.9315 | 23.6455 | 25.1064 | 27.8113 | 29.5953 | 31.4342 | 33.8585 | 39.7268 | 48.1081 | 47.6921 | 51.3117 | 53.6169 | 58.1238 | 57.0965 | 57.2653 | 56.7162 | 61.8651 | 55.3993
Total excluding storage |  | 9199.0889 | 9543.7769 | 10255.204 | 12203.1956 | 12785.3708 | 12020.9899 | 14561.5551 | 15441.3234 | 14627.2061 | 14120.3794 | 15406.5611 | 16551.548 | 16727.2139 | 18305.7316 | 18171.0487 | 17869.7624 | 18458.3687 | 18185.3551 | 17733.0095 | 17995.144 | 17738.0199 | 17392.8455 | 17906.3662 | 17424.8992 | 17612.528 | 17399.6627 | 16658.9682 | 16215.1858 | 15514.1935
Explicitly modelled pumping
Region | Technology | 2021-22 | 2022-23 | 2023-24 | 2024-25 | 2025-26 | 2026-27 | 2027-28 | 2028-29 | 2029-30 | 2030-31 | 2031-32 | 2032-33 | 2033-34 | 2034-35 | 2035-36 | 2036-37 | 2037-38 | 2038-39 | 2039-40 | 2040-41 | 2041-42 | 2042-43 | 2043-44 | 2044-45 | 2045-46 | 2046-47 | 2047-48 | 2048-49 | 2049-50
NEM | Grid Battery pump | 261.3327 | 358.7616 | 376.4019 | 426.5208 | 423.8312 | 420.9917 | 387.3674 | 366.6356 | 339.6823 | 336.2844 | 332.8416 | 346.7016 | 407.8865 | 374.3107 | 385.5017 | 386.5462 | 3038.3677 | 3025.3787 | 4184.7884 | 4160.5246 | 6073.6462 | 5989.5445 | 5984.4644 | 6093.7168 | 6077.3513 | 7379.4248 | 7482.557 | 7513.0889 | 7277.8649
NEM | Pumped Hydro Pump | 177.921 | 583.2819 | 765.0496 | 3430.8335 | 7369.1005 | 8077.1003 | 7881.2909 | 9093.9894 | 13103.8618 | 14067.4786 | 14211.4565 | 16058.0402 | 15087.6436 | 14564.9785 | 15936.2862 | 15920.9222 | 16113.0834 | 15643.8268 | 16221.9435 | 17003.0178 | 17294.2741 | 21064.3745 | 20871.8894 | 22666.9206 | 22384.5682 | 21325.4274 | 20638.9049 | 23775.4227 | 23732.0442
NEM | VPP pump | 51.671 | 94.2658 | 130.0189 | 225.1982 | 342.82 | 472.4981 | 594.4875 | 755.2982 | 909.2419 | 1109.7255 | 1360.6697 | 1666.1142 | 1855.2225 | 1963.696 | 2194.3228 | 2377.2353 | 2275.8179 | 2361.7103 | 2500.8585 | 2656.6232 | 2866.6527 | 3020.7342 | 3108.7627 | 3400.2658 | 3409.3095 | 3233.3825 | 3374.0031 | 3563.598 | 2990.0258
Region | Technology | 2021-22 | 2022-23 | 2023-24 | 2024-25 | 2025-26 | 2026-27 | 2027-28 | 2028-29 | 2029-30 | 2030-31 | 2031-32 | 2032-33 | 2033-34 | 2034-35 | 2035-36 | 2036-37 | 2037-38 | 2038-39 | 2039-40 | 2040-41 | 2041-42 | 2042-43 | 2043-44 | 2044-45 | 2045-46 | 2046-47 | 2047-48 | 2048-49 | 2049-50
NSW1 | Grid Battery pump | 4.0603e-05 | 6.082e-05 | 6.0898e-05 | 8.1394e-05 | 9.6411e-05 | 0.00010815 | 0.00013597 | 0.00014863 | 0.0088633 | 0.0090817 | 0.0088713 | 0.0092092 | 0.0088849 | 0.0087128 | 0.009109 | 0.0091618 | 211.2951 | 207.1877 | 878.1563 | 859.2144 | 1870.3352 | 1849.7448 | 1855.1617 | 1901.6714 | 1904.5706 | 1863.9359 | 1822.2496 | 1878.7015 | 1865.1608
NSW1 | Pumped Hydro Pump | 133.1894 | 445.6801 | 565.3371 | 2698.42 | 6547.7613 | 7345.4777 | 7216.3087 | 8203.0147 | 12415.0947 | 13310.6876 | 13481.1628 | 15076.4505 | 14182.399 | 13706.7458 | 15000.1863 | 15017.7463 | 14436.7481 | 13950.7011 | 14441.2983 | 15167.7677 | 14531.7183 | 15042.3012 | 15083.877 | 16490.8492 | 16478.8886 | 15609.5737 | 14862.6405 | 15867.6587 | 15197.3993
NSW1 | VPP pump | 18.7533 | 35.925 | 46.3371 | 87.5341 | 132.8667 | 178.059 | 227.9355 | 285.3381 | 334.5405 | 403.066 | 475.8011 | 573.828 | 642.2471 | 665.1025 | 738.9541 | 798.8318 | 807.0138 | 828.1575 | 882.5938 | 920.1441 | 991.4531 | 1042.5968 | 1080.0155 | 1182.5995 | 1208.76 | 1181.7771 | 1198.4691 | 1284.1643 | 1161.5257
Region | Technology | 2021-22 | 2022-23 | 2023-24 | 2024-25 | 2025-26 | 2026-27 | 2027-28 | 2028-29 | 2029-30 | 2030-31 | 2031-32 | 2032-33 | 2033-34 | 2034-35 | 2035-36 | 2036-37 | 2037-38 | 2038-39 | 2039-40 | 2040-41 | 2041-42 | 2042-43 | 2043-44 | 2044-45 | 2045-46 | 2046-47 | 2047-48 | 2048-49 | 2049-50
QLD1 | Grid Battery pump | 2.8248e-05 | 28.775 | 31.6936 | 39.1547 | 42.0077 | 41.2341 | 39.7493 | 39.2238 | 37.7772 | 38.0868 | 37.0556 | 37.816 | 145.6624 | 148.6575 | 147.7726 | 147.481 | 2485.6694 | 2484.9584 | 2503.1432 | 2516.4478 | 2572.0298 | 2550.9114 | 2562.028 | 2573.7007 | 2549.3284 | 3963.6343 | 4117.5767 | 4105.877 | 3970.058
QLD1 | Pumped Hydro Pump | 44.7316 | 137.6019 | 199.7123 | 732.4133 | 821.3389 | 731.6223 | 664.982 | 890.9744 | 688.7668 | 756.7906 | 730.2933 | 981.5892 | 905.244 | 858.2322 | 936.0993 | 903.1754 | 1676.3342 | 1693.1245 | 1780.6437 | 1835.2485 | 2075.7929 | 5355.2048 | 5135.5703 | 5348.4798 | 5088.9218 | 4942.0389 | 4991.2824 | 5180.239 | 5960.5665
QLD1 | VPP pump | 8.1424 | 14.3324 | 21.9244 | 41.9884 | 69.2884 | 95.341 | 121.5045 | 157.3252 | 192.135 | 242.3458 | 298.502 | 366.5075 | 410.0755 | 461.5288 | 502.9464 | 544.6106 | 428.0912 | 470.2949 | 506.8139 | 560.6873 | 640.7307 | 682.5619 | 720.72 | 757.552 | 718.6146 | 605.1713 | 681.3631 | 712.5496 | 459.8829
Region | Technology | 2021-22 | 2022-23 | 2023-24 | 2024-25 | 2025-26 | 2026-27 | 2027-28 | 2028-29 | 2029-30 | 2030-31 | 2031-32 | 2032-33 | 2033-34 | 2034-35 | 2035-36 | 2036-37 | 2037-38 | 2038-39 | 2039-40 | 2040-41 | 2041-42 | 2042-43 | 2043-44 | 2044-45 | 2045-46 | 2046-47 | 2047-48 | 2048-49 | 2049-50
VIC1 | Grid Battery pump | 137.6425 | 205.2172 | 209.5358 | 246.462 | 243.2987 | 244.0832 | 222.6886 | 206.5268 | 190.469 | 191.0702 | 190.3768 | 199.6638 | 154.9596 | 145.7597 | 155.6797 | 156.0418 | 143.4451 | 136.5587 | 141.796 | 139.054 | 315.0955 | 261.666 | 258.8821 | 276.3252 | 272.2215 | 265.1693 | 268.6213 | 259.6642 | 252.8177
VIC1 | Pumped Hydro Pump | 0 | 0 | 5.8991e-05 | 7.1176e-05 | 7.0354e-05 | 7.6137e-05 | 7.3877e-05 | 7.8179e-05 | 7.7979e-05 | 8.1634e-05 | 8.7227e-05 | 0.00017851 | 0.00017216 | 0.00016917 | 0.00018097 | 0.00018137 | 0.00068429 | 0.00067102 | 0.00089631 | 0.00091628 | 686.7622 | 666.8677 | 652.4414 | 827.5907 | 816.7569 | 773.814 | 784.9811 | 2727.524 | 2574.0774
VIC1 | VPP pump | 12.0347 | 21.1242 | 31.3279 | 56.3256 | 85.9934 | 124.2591 | 152.2167 | 201.7839 | 255.2106 | 313.0481 | 405.4777 | 509.944 | 569.215 | 596.2442 | 682.9744 | 749.7987 | 758.0887 | 769.9065 | 815.7254 | 864.8237 | 918.4844 | 961.9399 | 963.8832 | 1092.3785 | 1105.6625 | 1085.8608 | 1130.7202 | 1190.0115 | 1052.2573
Region | Technology | 2021-22 | 2022-23 | 2023-24 | 2024-25 | 2025-26 | 2026-27 | 2027-28 | 2028-29 | 2029-30 | 2030-31 | 2031-32 | 2032-33 | 2033-34 | 2034-35 | 2035-36 | 2036-37 | 2037-38 | 2038-39 | 2039-40 | 2040-41 | 2041-42 | 2042-43 | 2043-44 | 2044-45 | 2045-46 | 2046-47 | 2047-48 | 2048-49 | 2049-50
SA1 | Grid Battery pump | 123.6901 | 124.7693 | 135.1724 | 140.9039 | 138.5247 | 135.6742 | 124.9293 | 120.8848 | 111.4271 | 107.1182 | 105.4001 | 109.2124 | 107.2555 | 79.8846 | 82.04 | 83.014 | 197.9579 | 196.6737 | 661.6926 | 645.808 | 1316.1854 | 1327.2219 | 1308.3921 | 1342.019 | 1351.2304 | 1286.6848 | 1274.109 | 1268.8457 | 1189.8278
SA1 | Pumped Hydro Pump | 0 | 0 | 4.7208e-05 | 4.5762e-05 | 4.4943e-05 | 4.739e-05 | 4.7511e-05 | 5.0729e-05 | 5.1196e-05 | 5.4285e-05 | 5.689e-05 | 8.562e-05 | 8.415e-05 | 8.3062e-05 | 8.8358e-05 | 0.00010994 | 0.00014681 | 0.00014819 | 0.00014884 | 0.0001517 | 0.00021355 | 0.00021315 | 0.00021315 | 0.00026892 | 0.00026338 | 0.00025693 | 0.00026054 | 0.00026434 | 0.00026652
SA1 | VPP pump | 12.4477 | 21.9352 | 29.7882 | 38.0567 | 51.4463 | 69.5969 | 82.6625 | 99.0389 | 112.0492 | 129.9681 | 157.6702 | 188.3114 | 205.3028 | 210.5676 | 236.1889 | 248.3341 | 245.0344 | 252.7132 | 248.0438 | 253.0533 | 258.9163 | 271.8557 | 279.7982 | 298.1598 | 307.5281 | 292.0564 | 295.1516 | 302.846 | 249.8677
Region | Technology | 2021-22 | 2022-23 | 2023-24 | 2024-25 | 2025-26 | 2026-27 | 2027-28 | 2028-29 | 2029-30 | 2030-31 | 2031-32 | 2032-33 | 2033-34 | 2034-35 | 2035-36 | 2036-37 | 2037-38 | 2038-39 | 2039-40 | 2040-41 | 2041-42 | 2042-43 | 2043-44 | 2044-45 | 2045-46 | 2046-47 | 2047-48 | 2048-49 | 2049-50
TAS1 | Grid Battery pump | 2.7429e-05 | 3.9959e-05 | 3.9466e-05 | 4.6463e-05 | 6.5299e-05 | 6.5766e-05 | 7.954e-05 | 8.8323e-05 | 0.00010825 | 0.00011407 | 0.00012587 | 0.00014739 | 0.00015174 | 0.00016616 | 0.00018073 | 0.00018315 | 0.00021186 | 0.00022286 | 0.00031419 | 0.00033621 | 0.00034994 | 0.00035626 | 0.00040983 | 0.00041862 | 0.00039943 | 0.00043303 | 0.00044398 | 0.00057741 | 0.00056083
TAS1 | Pumped Hydro Pump | 0 | 0 | 0.00011467 | 0.00011919 | 0.00013193 | 0.00013959 | 0.0001545 | 0.0001566 | 0.00017413 | 0.00019088 | 0.00020174 | 0.00024671 | 0.00025142 | 0.00027317 | 0.00028136 | 0.00030046 | 0.00034487 | 0.00036691 | 0.00050923 | 0.0005412 | 0.00051998 | 0.00053897 | 0.00059612 | 0.00059959 | 0.00060081 | 0.00060294 | 0.0006079 | 0.00072897 | 0.00073612
TAS1 | VPP pump | 0.29295 | 0.94898 | 0.64133 | 1.2934 | 3.2253 | 5.2422 | 10.1683 | 11.8122 | 15.3065 | 21.2975 | 23.2188 | 27.5233 | 28.3821 | 30.253 | 33.259 | 35.66 | 37.5898 | 40.6382 | 47.6815 | 57.9148 | 57.0682 | 61.7798 | 64.3459 | 69.576 | 68.7444 | 68.517 | 68.2991 | 74.0267 | 66.4923
Non-controllable capacity
Region | Technology | 2021-22 | 2022-23 | 2023-24 | 2024-25 | 2025-26 | 2026-27 | 2027-28 | 2028-29 | 2029-30 | 2030-31 | 2031-32 | 2032-33 | 2033-34 | 2034-35 | 2035-36 | 2036-37 | 2037-38 | 2038-39 | 2039-40 | 2040-41 | 2041-42 | 2042-43 | 2043-44 | 2044-45 | 2045-46 | 2046-47 | 2047-48 | 2048-49 | 2049-50
NEM | Distributed PV | 18081.4386 | 20662.0109 | 22943.6968 | 24337.6752 | 25836.6667 | 29743.599 | 31628.6113 | 30029.2542 | 32659.5124 | 35030.653 | 36638.3008 | 38077.4162 | 38254.9574 | 38392.5795 | 42801.8264 | 44411.5363 | 41595.1863 | 45056.2153 | 48266.3576 | 50374.6385 | 52032.007 | 52366.5874 | 52314.448 | 57698.1426 | 59145.9017 | 54662.1334 | 58824.2462 | 62847.0996 | 65242.2616
NEM | Behind the meter battery | 277.673 | 348.0493 | 414.6572 | 498.4955 | 608.4006 | 741.8638 | 879.5954 | 999.5787 | 1132.8894 | 1302.689 | 1548.0918 | 1710.401 | 1846.6072 | 1938.555 | 2014.402 | 2051.5871 | 2079.5415 | 2108.7376 | 2146.4946 | 2191.783 | 2235.6369 | 2271.7864 | 2307.5227 | 2277.5593 | 2252.9965 | 2219.5941 | 2197.013 | 2158.706 | 2120.3852
NEM | Behind the meter battery pump | 235.9272 | 295.6884 | 352.2647 | 423.3402 | 517.0183 | 630.3563 | 747.2979 | 849.1512 | 962.5084 | 1106.43 | 1314.8337 | 1452.9197 | 1568.9294 | 1646.6059 | 1711.1141 | 1742.8868 | 1766.3005 | 1791.3782 | 1823.4712 | 1862.3815 | 1899.3742 | 1929.5881 | 1960.5474 | 1934.9252 | 1914.4989 | 1885.8258 | 1866.0238 | 1833.1226 | 1800.8456
Region | Technology | 2021-22 | 2022-23 | 2023-24 | 2024-25 | 2025-26 | 2026-27 | 2027-28 | 2028-29 | 2029-30 | 2030-31 | 2031-32 | 2032-33 | 2033-34 | 2034-35 | 2035-36 | 2036-37 | 2037-38 | 2038-39 | 2039-40 | 2040-41 | 2041-42 | 2042-43 | 2043-44 | 2044-45 | 2045-46 | 2046-47 | 2047-48 | 2048-49 | 2049-50
NSW1 | Distributed PV | 5262.502 | 6181.7169 | 6669.0039 | 7202.2526 | 7719.6436 | 9159.6903 | 9481.6781 | 8800.2105 | 9379.0362 | 10306.8813 | 11157.5644 | 11238.4237 | 11474.5023 | 11494.5319 | 13223.1524 | 13573.9532 | 12642.5352 | 13512.5465 | 14814.1649 | 15966.6443 | 16025.1231 | 16436.647 | 16440.3619 | 18694.2735 | 18945.0241 | 17334.9599 | 18327.3777 | 19980.6929 | 21371.707
NSW1 | Behind the meter battery | 105.9474 | 129.7584 | 160.6557 | 198.4993 | 244.1302 | 294.4627 | 342.9722 | 380.5132 | 424.2251 | 476.8077 | 549.6379 | 603.5133 | 644.4395 | 671.0136 | 693.247 | 703.6734 | 712.0602 | 719.8045 | 732.7046 | 746.0059 | 757.7618 | 767.3056 | 777.3245 | 767.0598 | 757.9325 | 746.6542 | 737.5031 | 725.1994 | 712.2817
NSW1 | Behind the meter battery pump | 90.0072 | 110.2191 | 136.4393 | 168.5489 | 207.4514 | 250.266 | 291.4824 | 323.2254 | 360.3632 | 404.9301 | 466.6639 | 512.7177 | 547.4368 | 569.9907 | 588.6488 | 597.6346 | 604.674 | 611.8214 | 622.5776 | 634.0335 | 643.985 | 651.3859 | 660.2848 | 651.75 | 644.1858 | 634.4251 | 626.3734 | 615.6364 | 605.0031
Region | Technology | 2021-22 | 2022-23 | 2023-24 | 2024-25 | 2025-26 | 2026-27 | 2027-28 | 2028-29 | 2029-30 | 2030-31 | 2031-32 | 2032-33 | 2033-34 | 2034-35 | 2035-36 | 2036-37 | 2037-38 | 2038-39 | 2039-40 | 2040-41 | 2041-42 | 2042-43 | 2043-44 | 2044-45 | 2045-46 | 2046-47 | 2047-48 | 2048-49 | 2049-50
QLD1 | Distributed PV | 5599.1331 | 6419.2022 | 6849.2421 | 6976.7306 | 7521.3008 | 8418.7777 | 8849.2799 | 7761.558 | 8742.3147 | 9381.0994 | 10217.29 | 10464.7374 | 10402.3916 | 10912.844 | 12104.4336 | 12579.6083 | 10999.1279 | 12302.5311 | 13081.1652 | 14105.7025 | 14319.6371 | 14202.9929 | 14756.9594 | 16066.2499 | 16501.2635 | 14246.851 | 15883.2185 | 16841.0603 | 18093.3089
QLD1 | Behind the meter battery | 50.0114 | 61.5171 | 75.8663 | 94.0696 | 116.591 | 141.7824 | 165.2106 | 186.9183 | 211.1333 | 249.2238 | 305.8177 | 340.7102 | 375.3906 | 400.7088 | 421.6659 | 433.7423 | 444.194 | 453.6394 | 464.4238 | 478.9375 | 492.5953 | 504.5666 | 516.0603 | 510.9699 | 506.6583 | 501.1505 | 496.6629 | 488.6374 | 481.57
QLD1 | Behind the meter battery pump | 42.5061 | 52.2853 | 64.4828 | 79.8821 | 99.0938 | 120.4026 | 140.3409 | 158.8517 | 179.4304 | 211.6215 | 259.7776 | 289.5673 | 319.062 | 340.4985 | 358.3762 | 368.3635 | 377.2019 | 385.2411 | 394.5718 | 406.6355 | 418.6747 | 428.6586 | 438.6419 | 433.8609 | 430.5248 | 425.5909 | 421.6668 | 414.7915 | 409.1395
Region | Technology | 2021-22 | 2022-23 | 2023-24 | 2024-25 | 2025-26 | 2026-27 | 2027-28 | 2028-29 | 2029-30 | 2030-31 | 2031-32 | 2032-33 | 2033-34 | 2034-35 | 2035-36 | 2036-37 | 2037-38 | 2038-39 | 2039-40 | 2040-41 | 2041-42 | 2042-43 | 2043-44 | 2044-45 | 2045-46 | 2046-47 | 2047-48 | 2048-49 | 2049-50
VIC1 | Distributed PV | 4340.4611 | 4948.3455 | 6032.5825 | 6682.6204 | 7094.1359 | 8336.0077 | 9185.2389 | 9387.8939 | 10175.568 | 10822.1118 | 10650.8615 | 11521.6136 | 11532.8945 | 11240.915 | 12363.9281 | 12838.7273 | 12633.4748 | 13592.8763 | 14534.1199 | 14353.8401 | 15458.2942 | 15526.0291 | 15088.8859 | 16500.6469 | 16953.5734 | 16528.7702 | 17674.8385 | 18841.8109 | 18490.4588
VIC1 | Behind the meter battery | 59.7096 | 75.4292 | 92.1629 | 114.9632 | 144.1316 | 180.9664 | 226.0656 | 275.0229 | 327.3813 | 388.631 | 474.2354 | 532.4976 | 580.3924 | 612.6206 | 640.1593 | 653.9105 | 663.5348 | 674.3312 | 687.9243 | 703.5448 | 719.6677 | 733.3926 | 745.9929 | 737.4345 | 730.917 | 720.7772 | 715.3421 | 703.8518 | 691.6533
VIC1 | Behind the meter battery pump | 50.7487 | 64.0724 | 78.2811 | 97.6715 | 122.4763 | 153.7996 | 191.9736 | 233.6296 | 278.1367 | 330.1224 | 402.9521 | 452.1208 | 493.0893 | 520.246 | 543.7819 | 555.6862 | 563.6858 | 572.6792 | 584.2356 | 598.0026 | 611.0767 | 623.1964 | 633.9045 | 626.627 | 621.1881 | 612.5231 | 607.7602 | 597.8564 | 587.2292
Region | Technology | 2021-22 | 2022-23 | 2023-24 | 2024-25 | 2025-26 | 2026-27 | 2027-28 | 2028-29 | 2029-30 | 2030-31 | 2031-32 | 2032-33 | 2033-34 | 2034-35 | 2035-36 | 2036-37 | 2037-38 | 2038-39 | 2039-40 | 2040-41 | 2041-42 | 2042-43 | 2043-44 | 2044-45 | 2045-46 | 2046-47 | 2047-48 | 2048-49 | 2049-50
SA1 | Distributed PV | 2633.8628 | 2839.4658 | 3080.7142 | 3134.3479 | 3135.6143 | 3403.7903 | 3660.6797 | 3624.2978 | 3889.2756 | 4020.359 | 4100.6523 | 4303.1976 | 4273.7411 | 4176.9992 | 4477.1585 | 4754.2297 | 4640.4876 | 4935.9472 | 5081.0751 | 5170.7322 | 5403.3197 | 5345.3406 | 5186.331 | 5510.474 | 5790.1539 | 5600.6107 | 5957.6529 | 6151.747 | 6244.6572
SA1 | Behind the meter battery | 54.6558 | 72.862 | 75.647 | 78.4055 | 88.2173 | 105.825 | 122.1405 | 130.7539 | 141.3202 | 155.9863 | 181.019 | 193.1065 | 203.0632 | 209.1477 | 212.9135 | 213.3358 | 212.245 | 213.0384 | 213.0374 | 214.2679 | 216.0445 | 216.5182 | 217.7072 | 212.7278 | 208.9524 | 203.4348 | 200.7288 | 195.3883 | 190.2849
SA1 | Behind the meter battery pump | 46.4219 | 61.9061 | 64.2884 | 66.5711 | 74.9682 | 89.8957 | 103.7878 | 111.039 | 120.0835 | 132.5416 | 153.6951 | 164.0583 | 172.5291 | 177.5768 | 180.8713 | 181.333 | 180.3934 | 180.9303 | 180.9507 | 182.0889 | 183.5319 | 183.8799 | 184.8826 | 180.752 | 177.3684 | 172.8785 | 170.4634 | 166.0758 | 161.5696
Region | Technology | 2021-22 | 2022-23 | 2023-24 | 2024-25 | 2025-26 | 2026-27 | 2027-28 | 2028-29 | 2029-30 | 2030-31 | 2031-32 | 2032-33 | 2033-34 | 2034-35 | 2035-36 | 2036-37 | 2037-38 | 2038-39 | 2039-40 | 2040-41 | 2041-42 | 2042-43 | 2043-44 | 2044-45 | 2045-46 | 2046-47 | 2047-48 | 2048-49 | 2049-50
TAS1 | Distributed PV | 245.4797 | 273.2806 | 312.1541 | 341.7237 | 365.9722 | 425.333 | 451.7347 | 455.294 | 473.318 | 500.2016 | 511.9325 | 549.4438 | 571.4279 | 567.2893 | 633.1537 | 665.0178 | 679.5608 | 712.3141 | 755.8326 | 777.7193 | 825.6329 | 855.5778 | 841.9099 | 926.4983 | 955.8868 | 950.9415 | 981.1587 | 1031.7886 | 1042.1296
TAS1 | Behind the meter battery | 7.3488 | 8.4826 | 10.3253 | 12.5578 | 15.3304 | 18.8271 | 23.2065 | 26.3703 | 28.8295 | 32.0401 | 37.3819 | 40.5735 | 43.3214 | 45.0642 | 46.4164 | 46.9251 | 47.5075 | 47.9241 | 48.4046 | 49.0268 | 49.5677 | 50.0033 | 50.4378 | 49.3673 | 48.5363 | 47.5774 | 46.7762 | 45.629 | 44.5952
TAS1 | Behind the meter battery pump | 6.2433 | 7.2055 | 8.773 | 10.6667 | 13.0287 | 15.9925 | 19.7133 | 22.4055 | 24.4947 | 27.2144 | 31.745 | 34.4556 | 36.8121 | 38.294 | 39.4359 | 39.8695 | 40.3453 | 40.7062 | 41.1356 | 41.621 | 42.106 | 42.4675 | 42.8336 | 41.9353 | 41.2319 | 40.4082 | 39.76 | 38.7626 | 37.9043

## Marinus_Capacity
Installed capacity by technology (MW) - Marinus Link, Fast Change Scenario
Capacity calculated on 1 July. In early study years some wind and solar projects enter later in the financial year and are therefore reflected in the following financial year's capacity.
Explicitly modelled generation
Region | Technology | 2021-22 | 2022-23 | 2023-24 | 2024-25 | 2025-26 | 2026-27 | 2027-28 | 2028-29 | 2029-30 | 2030-31 | 2031-32 | 2032-33 | 2033-34 | 2034-35 | 2035-36 | 2036-37 | 2037-38 | 2038-39 | 2039-40 | 2040-41 | 2041-42 | 2042-43 | 2043-44 | 2044-45 | 2045-46 | 2046-47 | 2047-48 | 2048-49 | 2049-50
NEM | Black Coal | 18366 | 17891 | 16416 | 14054.0066 | 11934.3403 | 11514.2862 | 11269.1847 | 10569.1847 | 8712.9141 | 8667.7653 | 8667.7648 | 7451.9142 | 7451.9142 | 7451.9142 | 6831.5806 | 6395.9989 | 5246 | 5246 | 5246 | 5246 | 5246 | 3152 | 2787 | 2422 | 2057 | 1692 | 1692 | 1692 | 1692
NEM | Brown Coal | 4790 | 4790 | 4790 | 3572.0452 | 3572.0452 | 3339.9999 | 3339.9999 | 3339.9999 | 3339.9999 | 3339.9999 | 3339.9999 | 3339.9999 | 3339.9999 | 3339.9999 | 3339.9999 | 3339.9999 | 3339.9999 | 3339.9999 | 3339.9999 | 3339.9999 | 3339.9999 | 3339.9999 | 3339.9999 | 3339.9999 | 3339.9999 | 3339.9999 | 2224.9999 | 0 | 0
NEM | CCGT | 3054.9 | 3054.9 | 2874.9 | 2874.9 | 2874.9 | 2874.9 | 2874.9 | 2874.9 | 2874.9 | 2874.9 | 2874.9 | 2874.9 | 2874.9 | 2874.9 | 2874.9 | 2489.9 | 1960.9 | 1960.9 | 1817.5 | 1817.5 | 1817.5 | 1817.5 | 1377.5 | 1192.5 | 548 | 388 | 388 | 388 | 388
NEM | Gas - Steam | 1384 | 1384 | 1384 | 1384 | 1384 | 1384 | 1384 | 1384 | 1384 | 1384 | 1384 | 1384 | 1384 | 1384 | 584 | 584 | 584 | 584 | 84 | 84 | 84 | 84 | 84 | 84 | 84 | 0 | 0 | 0 | 0
NEM | OCGT / Diesel | 6863.14 | 6863.14 | 6863.14 | 6863.14 | 6863.14 | 6863.14 | 6863.14 | 6863.14 | 6863.14 | 6480.64 | 6480.64 | 6211.3 | 5749.3 | 5632.3 | 5502.3 | 5502.3 | 5502.3 | 5502.3 | 5363.9056 | 5243.9056 | 5298.4437 | 5306.6426 | 5306.6426 | 5936.5566 | 6426.1486 | 7431.5835 | 6847.5835 | 8097.1565 | 7578.1565
NEM | Hydro | 7365.3 | 7365.3 | 7365.3 | 7365.3 | 7365.3 | 7365.3 | 7615.3 | 7615.3 | 7615.3 | 7615.3 | 7615.3 | 7615.3 | 7615.3 | 7615.3 | 7615.3 | 7615.3 | 7528.9 | 7528.9 | 7528.9 | 7528.9 | 7528.9 | 7462.9 | 7462.9 | 7462.9 | 7462.9 | 7462.9 | 7462.9 | 7462.9 | 7462.9
NEM | Wind | 9552.8381 | 11997.4522 | 12899.8138 | 13815.6387 | 14707.5058 | 14955.7727 | 15753.7254 | 16662.2522 | 21278.8213 | 21308.4776 | 21450.2814 | 24384.5221 | 24639.312 | 25227.971 | 25807.2755 | 27172.933 | 30967.5391 | 31252.7468 | 31490.9225 | 30950.858 | 32630.4665 | 34527.9726 | 34727.6474 | 34093.1113 | 34413.7975 | 36820.8441 | 39119.1429 | 40171.8457 | 42028.0108
NEM | Solar PV | 5599.971 | 6959.156 | 6959.156 | 6959.156 | 7095.631 | 7925.6787 | 8812.9222 | 9706.4601 | 12183.3974 | 12183.3974 | 12183.3974 | 12183.3974 | 12183.3974 | 12183.3974 | 12183.3974 | 12062.3974 | 13931.1757 | 14244.7843 | 15083.9116 | 16805.5282 | 17497.9308 | 22536.6466 | 22242.4359 | 21823.8159 | 21728.5049 | 24796.1548 | 25202.749 | 26494.5793 | 26325.3773
NEM | Grid Battery | 260.33 | 600.33 | 600.33 | 600.33 | 600.33 | 600.33 | 600.33 | 600.33 | 600.333 | 570.333 | 570.333 | 570.3333 | 576.8434 | 551.8434 | 551.8434 | 551.8436 | 2405.9604 | 2405.9604 | 3167.6763 | 3147.6763 | 4452.3045 | 4152.3045 | 4152.3045 | 4152.3044 | 4152.3044 | 5374.9175 | 5374.9176 | 5374.9179 | 5374.9148
NEM | Pumped Hydro | 810 | 810 | 810 | 810 | 2850 | 2850 | 2850 | 2850 | 4849.997 | 4849.997 | 4849.997 | 4849.9968 | 4849.997 | 4849.997 | 4849.997 | 4849.9972 | 5236.342 | 5236.3424 | 5236.3421 | 5236.3421 | 5456.8483 | 6575.4058 | 6575.4057 | 6613.3109 | 6613.3106 | 6903.0227 | 6903.0227 | 7550.2843 | 8855.6702
NEM | VPP | 65.02 | 105.224 | 157.141 | 231.201 | 336.613 | 482.415 | 666.08 | 887.395 | 1169.717 | 1451.489 | 1835.496 | 2195.823 | 2552.027 | 2864.533 | 3151.863 | 3412.5539 | 3667.47 | 3928.217 | 4202.2191 | 4515.6949 | 4833.8079 | 5159.912 | 5494.065 | 5756.5981 | 6027.8209 | 6305.778 | 6596.7571 | 6891.1521 | 7188.889
Total excluding storage |  | 56976.1491 | 60304.9482 | 59552.3098 | 56888.1865 | 55796.8623 | 56223.0776 | 57913.1722 | 59015.2369 | 64252.4727 | 63854.4802 | 63996.2835 | 65445.3336 | 65238.1236 | 65709.7826 | 64738.7535 | 65162.8293 | 69060.8147 | 69659.631 | 69955.1396 | 71016.6917 | 73443.2409 | 78227.6617 | 77328.1258 | 76354.8837 | 76060.3509 | 81931.4823 | 82937.3754 | 84306.4816 | 85474.4446
Region | Technology | 2021-22 | 2022-23 | 2023-24 | 2024-25 | 2025-26 | 2026-27 | 2027-28 | 2028-29 | 2029-30 | 2030-31 | 2031-32 | 2032-33 | 2033-34 | 2034-35 | 2035-36 | 2036-37 | 2037-38 | 2038-39 | 2039-40 | 2040-41 | 2041-42 | 2042-43 | 2043-44 | 2044-45 | 2045-46 | 2046-47 | 2047-48 | 2048-49 | 2049-50
NSW1 | Black Coal | 10240 | 9765 | 8290 | 7659.1311 | 5539.4648 | 5332.7056 | 5087.6041 | 5087.6041 | 3231.3335 | 3186.1847 | 3186.1842 | 1970.3336 | 1970.3336 | 1970.3336 | 1350 | 1350 | 1350 | 1350 | 1350 | 1350 | 1350 | 0 | 0 | 0 | 0 | 0 | 0 | 0 | 0
NSW1 | Brown Coal | 0 | 0 | 0 | 0 | 0 | 0 | 0 | 0 | 0 | 0 | 0 | 0 | 0 | 0 | 0 | 0 | 0 | 0 | 0 | 0 | 0 | 0 | 0 | 0 | 0 | 0 | 0 | 0 | 0
NSW1 | CCGT | 625 | 625 | 625 | 625 | 625 | 625 | 625 | 625 | 625 | 625 | 625 | 625 | 625 | 625 | 625 | 625 | 625 | 625 | 625 | 625 | 625 | 625 | 185 | 0 | 0 | 0 | 0 | 0 | 0
NSW1 | Gas - Steam | 0 | 0 | 0 | 0 | 0 | 0 | 0 | 0 | 0 | 0 | 0 | 0 | 0 | 0 | 0 | 0 | 0 | 0 | 0 | 0 | 0 | 0 | 0 | 0 | 0 | 0 | 0 | 0 | 0
NSW1 | OCGT / Diesel | 1438 | 1438 | 1438 | 1438 | 1438 | 1438 | 1438 | 1438 | 1438 | 1438 | 1438 | 1438 | 1438 | 1438 | 1388 | 1388 | 1388 | 1388 | 1388.0004 | 1388.0004 | 1442.5383 | 1442.5383 | 1442.5383 | 2016.357 | 2016.357 | 2016.357 | 2016.357 | 2738.363 | 2738.363
NSW1 | Hydro | 2585 | 2585 | 2585 | 2585 | 2585 | 2585 | 2585 | 2585 | 2585 | 2585 | 2585 | 2585 | 2585 | 2585 | 2585 | 2585 | 2585 | 2585 | 2585 | 2585 | 2585 | 2585 | 2585 | 2585 | 2585 | 2585 | 2585 | 2585 | 2585
NSW1 | Wind | 2220.73 | 2981.1841 | 3741.89 | 4516.0588 | 5166.8622 | 5277.9738 | 5341.6527 | 5400.4226 | 9185.6059 | 9185.6062 | 9185.6062 | 9185.6062 | 9185.6062 | 9474.6434 | 10133.2798 | 10362.8555 | 10192.8555 | 10397.2926 | 11006.4683 | 10645.9683 | 11992.9502 | 11992.9506 | 11697.9706 | 11697.9706 | 12016.8054 | 11790.0055 | 12821.2719 | 12821.2721 | 12708.0821
NSW1 | Solar PV | 2130.363 | 2600.363 | 2600.363 | 2600.363 | 2736.838 | 3566.8857 | 4454.1292 | 5347.6671 | 7824.6044 | 7824.6044 | 7824.6044 | 7824.6044 | 7824.6044 | 7824.6044 | 7824.6044 | 7824.6044 | 8224.4187 | 8538.0273 | 9177.1531 | 9177.1531 | 9177.1531 | 11615.4933 | 11542.4933 | 11542.4933 | 11542.4933 | 12545.4118 | 12815.4085 | 13827.2714 | 14115.5416
NSW1 | Grid Battery | 0 | 0 | 0 | 0 | 0 | 0 | 0 | 0 | 0.0030054 | 0.0030054 | 0.0030054 | 0.0030054 | 0.0030054 | 0.0030054 | 0.0030054 | 0.0030054 | 138.212 | 138.212 | 587.6291 | 587.6291 | 1257.7127 | 1257.7127 | 1257.7127 | 1257.7127 | 1257.7127 | 1257.7127 | 1257.7127 | 1257.7129 | 1257.7099
NSW1 | Pumped Hydro | 240 | 240 | 240 | 240 | 2280 | 2280 | 2280 | 2280 | 4279.997 | 4279.997 | 4279.997 | 4279.9968 | 4279.997 | 4279.997 | 4279.997 | 4279.9972 | 4279.9971 | 4279.9975 | 4279.9972 | 4279.9972 | 4279.9972 | 4279.9973 | 4279.9972 | 4279.9975 | 4279.9972 | 4279.9972 | 4279.9972 | 4279.9972 | 4279.9972
NSW1 | VPP | 25.016 | 39.704 | 61.198 | 92.082 | 134.956 | 191.79 | 261.384 | 342.741 | 447.929 | 547.618 | 676.48 | 801.421 | 918.483 | 1016.733 | 1105.926 | 1189.857 | 1273.44 | 1359.675 | 1451.886 | 1556.0349 | 1661.178 | 1769.148 | 1880.165 | 1968.649 | 2059.991 | 2153.575 | 2251.006 | 2349.97 | 2450.606
Total excluding storage |  | 19239.093 | 19994.5471 | 19280.253 | 19423.553 | 18091.165 | 18825.5651 | 19531.3859 | 20483.6938 | 24889.5438 | 24844.3953 | 24844.3948 | 23628.5442 | 23628.5442 | 23917.5814 | 23905.8842 | 24135.4599 | 24365.2742 | 24883.32 | 26131.6218 | 25771.1218 | 27172.6417 | 28260.9823 | 27453.0023 | 27841.8209 | 28160.6557 | 28936.7743 | 30238.0374 | 31971.9065 | 32146.9867
Region | Technology | 2021-22 | 2022-23 | 2023-24 | 2024-25 | 2025-26 | 2026-27 | 2027-28 | 2028-29 | 2029-30 | 2030-31 | 2031-32 | 2032-33 | 2033-34 | 2034-35 | 2035-36 | 2036-37 | 2037-38 | 2038-39 | 2039-40 | 2040-41 | 2041-42 | 2042-43 | 2043-44 | 2044-45 | 2045-46 | 2046-47 | 2047-48 | 2048-49 | 2049-50
QLD1 | Black Coal | 8126 | 8126 | 8126 | 6394.8755 | 6394.8755 | 6181.5806 | 6181.5806 | 5481.5806 | 5481.5806 | 5481.5806 | 5481.5806 | 5481.5806 | 5481.5806 | 5481.5806 | 5481.5806 | 5045.9989 | 3896 | 3896 | 3896 | 3896 | 3896 | 3152 | 2787 | 2422 | 2057 | 1692 | 1692 | 1692 | 1692
QLD1 | Brown Coal | 0 | 0 | 0 | 0 | 0 | 0 | 0 | 0 | 0 | 0 | 0 | 0 | 0 | 0 | 0 | 0 | 0 | 0 | 0 | 0 | 0 | 0 | 0 | 0 | 0 | 0 | 0 | 0 | 0
QLD1 | CCGT | 1512.9 | 1512.9 | 1512.9 | 1512.9 | 1512.9 | 1512.9 | 1512.9 | 1512.9 | 1512.9 | 1512.9 | 1512.9 | 1512.9 | 1512.9 | 1512.9 | 1512.9 | 1127.9 | 1127.9 | 1127.9 | 984.5 | 984.5 | 984.5 | 984.5 | 984.5 | 984.5 | 340 | 180 | 180 | 180 | 180
QLD1 | Gas - Steam | 84 | 84 | 84 | 84 | 84 | 84 | 84 | 84 | 84 | 84 | 84 | 84 | 84 | 84 | 84 | 84 | 84 | 84 | 84 | 84 | 84 | 84 | 84 | 84 | 84 | 0 | 0 | 0 | 0
QLD1 | OCGT / Diesel | 1910 | 1910 | 1910 | 1910 | 1910 | 1910 | 1910 | 1910 | 1910 | 1910 | 1910 | 1910 | 1618 | 1501 | 1501 | 1501 | 1501 | 1501 | 1802.6052 | 1802.6052 | 1802.6052 | 1904.8041 | 1904.8041 | 1772.8041 | 2262.3961 | 3267.831 | 3267.831 | 3403.3618 | 2884.3618
QLD1 | Hydro | 152.4 | 152.4 | 152.4 | 152.4 | 152.4 | 152.4 | 152.4 | 152.4 | 152.4 | 152.4 | 152.4 | 152.4 | 152.4 | 152.4 | 152.4 | 152.4 | 66 | 66 | 66 | 66 | 66 | 0 | 0 | 0 | 0 | 0 | 0 | 0 | 0
QLD1 | Wind | 1276.6081 | 1776.6081 | 1776.6081 | 1776.6081 | 1876.608 | 1876.608 | 2506.7261 | 3219.3276 | 4004.308 | 4004.3079 | 4004.308 | 4836.3296 | 5076.6078 | 5076.6078 | 5076.6078 | 5565.312 | 6919.4556 | 6919.4556 | 6919.4556 | 6919.4556 | 7252.0821 | 8895.9136 | 8715.3956 | 8541.2593 | 9398.8674 | 9945.0825 | 9945.0825 | 9945.0825 | 11780.0708
QLD1 | Solar PV | 2017.635 | 2827.62 | 2827.62 | 2827.62 | 2827.62 | 2827.62 | 2827.62 | 2827.62 | 2827.62 | 2827.62 | 2827.62 | 2827.62 | 2827.62 | 2827.62 | 2827.62 | 2706.62 | 4175.5832 | 4175.5832 | 4175.5832 | 4690.5009 | 5285.7375 | 7525.4738 | 7358.4738 | 7157.3738 | 7093.1658 | 8932.9575 | 8822.5575 | 8291.6575 | 8339.6348
QLD1 | Grid Battery | 0 | 20 | 20 | 20 | 20 | 20 | 20 | 20 | 20 | 20 | 20 | 20.0002 | 81.8403 | 81.8403 | 81.8403 | 81.8403 | 1722.8823 | 1722.8823 | 1722.8823 | 1702.8823 | 1702.8823 | 1702.8823 | 1702.8823 | 1702.8823 | 1702.8823 | 2925.4954 | 2925.4954 | 2925.4954 | 2925.4954
QLD1 | Pumped Hydro | 570 | 570 | 570 | 570 | 570 | 570 | 570 | 570 | 570 | 570 | 570 | 570 | 570 | 570 | 570 | 570 | 956.3447 | 956.3447 | 956.3447 | 956.3447 | 956.3447 | 2074.902 | 2074.902 | 2074.902 | 2074.902 | 2364.6141 | 2364.6141 | 2364.6141 | 3670
QLD1 | VPP | 11.842 | 19.005 | 29.354 | 44.463 | 65.595 | 93.907 | 128.112 | 170.331 | 224.366 | 284.64 | 369.218 | 447.067 | 529.742 | 601.988 | 668.155 | 728.965 | 789.088 | 851.264 | 916.154 | 989.029 | 1064.05 | 1141.22 | 1220.459 | 1281.193 | 1344.01 | 1408.583 | 1475.9081 | 1544.303 | 1614.3
Total excluding storage |  | 15079.5431 | 16389.5281 | 16389.5281 | 14658.4036 | 14758.4035 | 14545.1086 | 15175.2267 | 15187.8282 | 15972.8086 | 15972.8085 | 15972.8086 | 16804.8302 | 16753.1084 | 16636.1084 | 16636.1084 | 16183.2309 | 17769.9388 | 17769.9388 | 17928.144 | 18443.0616 | 19370.9248 | 22546.6915 | 21834.1735 | 20961.9372 | 21235.4292 | 24017.871 | 23907.471 | 23512.1018 | 24876.0674
Region | Technology | 2021-22 | 2022-23 | 2023-24 | 2024-25 | 2025-26 | 2026-27 | 2027-28 | 2028-29 | 2029-30 | 2030-31 | 2031-32 | 2032-33 | 2033-34 | 2034-35 | 2035-36 | 2036-37 | 2037-38 | 2038-39 | 2039-40 | 2040-41 | 2041-42 | 2042-43 | 2043-44 | 2044-45 | 2045-46 | 2046-47 | 2047-48 | 2048-49 | 2049-50
VIC1 | Black Coal | 0 | 0 | 0 | 0 | 0 | 0 | 0 | 0 | 0 | 0 | 0 | 0 | 0 | 0 | 0 | 0 | 0 | 0 | 0 | 0 | 0 | 0 | 0 | 0 | 0 | 0 | 0 | 0 | 0
VIC1 | Brown Coal | 4790 | 4790 | 4790 | 3572.0452 | 3572.0452 | 3339.9999 | 3339.9999 | 3339.9999 | 3339.9999 | 3339.9999 | 3339.9999 | 3339.9999 | 3339.9999 | 3339.9999 | 3339.9999 | 3339.9999 | 3339.9999 | 3339.9999 | 3339.9999 | 3339.9999 | 3339.9999 | 3339.9999 | 3339.9999 | 3339.9999 | 3339.9999 | 3339.9999 | 2224.9999 | 0 | 0
VIC1 | CCGT | 0 | 0 | 0 | 0 | 0 | 0 | 0 | 0 | 0 | 0 | 0 | 0 | 0 | 0 | 0 | 0 | 0 | 0 | 0 | 0 | 0 | 0 | 0 | 0 | 0 | 0 | 0 | 0 | 0
VIC1 | Gas - Steam | 500 | 500 | 500 | 500 | 500 | 500 | 500 | 500 | 500 | 500 | 500 | 500 | 500 | 500 | 500 | 500 | 500 | 500 | 0 | 0 | 0 | 0 | 0 | 0 | 0 | 0 | 0 | 0 | 0
VIC1 | OCGT / Diesel | 1900 | 1900 | 1900 | 1900 | 1900 | 1900 | 1900 | 1900 | 1900 | 1900 | 1900 | 1900 | 1730 | 1730 | 1730 | 1730 | 1730 | 1730 | 1290 | 1290 | 1290 | 1196 | 1196 | 1196.0002 | 1196.0002 | 1196.0002 | 612.0002 | 1004.0364 | 1004.0364
VIC1 | Hydro | 2219 | 2219 | 2219 | 2219 | 2219 | 2219 | 2219 | 2219 | 2219 | 2219 | 2219 | 2219 | 2219 | 2219 | 2219 | 2219 | 2219 | 2219 | 2219 | 2219 | 2219 | 2219 | 2219 | 2219 | 2219 | 2219 | 2219 | 2219 | 2219
VIC1 | Wind | 3434.44 | 4322.2 | 4322.2 | 4322.2 | 4322.2 | 4322.2 | 4322.2 | 4322.2 | 4322.2 | 4322.2 | 4322.2 | 5022.2 | 4969.7 | 5126.7541 | 5126.7541 | 5516.3636 | 7289.672 | 6869.6726 | 6677.6726 | 6389.3727 | 6389.3728 | 6643.047 | 7532.0796 | 7220.0796 | 6567.7344 | 8430.9642 | 9637.7845 | 10089.7332 | 10224.1
VIC1 | Solar PV | 1098.973 | 1098.973 | 1098.973 | 1098.973 | 1098.973 | 1098.973 | 1098.973 | 1098.973 | 1098.973 | 1098.973 | 1098.973 | 1098.973 | 1098.973 | 1098.973 | 1098.973 | 1098.973 | 1098.9731 | 1098.9732 | 1098.9749 | 2044.2685 | 2044.2686 | 2044.2686 | 2044.2686 | 1936.7486 | 1905.6456 | 2130.5853 | 2377.5828 | 3188.4503 | 2791.0007
VIC1 | Grid Battery | 55.33 | 375.33 | 375.33 | 375.33 | 375.33 | 375.33 | 375.33 | 375.33 | 375.33 | 375.33 | 375.33 | 375.33 | 320 | 320 | 320 | 320 | 320.0003 | 320.0003 | 320.0013 | 320.0013 | 479.146 | 179.146 | 179.146 | 179.1459 | 179.1459 | 179.1459 | 179.1459 | 179.1459 | 179.1459
VIC1 | Pumped Hydro | 0 | 0 | 0 | 0 | 0 | 0 | 0 | 0 | 0 | 0 | 0 | 0 | 0 | 0 | 0 | 0 | 0.00020737 | 0.0002075 | 0.00027037 | 0.00027042 | 220.5065 | 220.5065 | 220.5065 | 258.4114 | 258.4114 | 258.4114 | 258.4114 | 905.673 | 905.673
VIC1 | VPP | 13.892 | 22.65 | 34.592 | 52.632 | 78.731 | 115.963 | 167.268 | 235.191 | 322.486 | 409.786 | 530.108 | 643.839 | 758.354 | 865.122 | 966.228 | 1055.392 | 1140.014 | 1225.155 | 1313.72 | 1416.74 | 1521.0869 | 1627.899 | 1737.254 | 1823.498 | 1912.764 | 2004.2939 | 2101.071 | 2199.016 | 2296.78
Total excluding storage |  | 13942.413 | 14830.173 | 14830.173 | 13612.2182 | 13612.2182 | 13380.1729 | 13380.1729 | 13380.1729 | 13380.1729 | 13380.1729 | 13380.1729 | 14080.1729 | 13857.6729 | 14014.727 | 14014.727 | 14404.3365 | 16177.6451 | 15757.6457 | 14625.6475 | 15282.6412 | 15282.6413 | 15442.3155 | 16331.3482 | 15911.8284 | 15228.3802 | 17316.5497 | 17071.3676 | 16501.2199 | 16238.1371
Region | Technology | 2021-22 | 2022-23 | 2023-24 | 2024-25 | 2025-26 | 2026-27 | 2027-28 | 2028-29 | 2029-30 | 2030-31 | 2031-32 | 2032-33 | 2033-34 | 2034-35 | 2035-36 | 2036-37 | 2037-38 | 2038-39 | 2039-40 | 2040-41 | 2041-42 | 2042-43 | 2043-44 | 2044-45 | 2045-46 | 2046-47 | 2047-48 | 2048-49 | 2049-50
SA1 | Black Coal | 0 | 0 | 0 | 0 | 0 | 0 | 0 | 0 | 0 | 0 | 0 | 0 | 0 | 0 | 0 | 0 | 0 | 0 | 0 | 0 | 0 | 0 | 0 | 0 | 0 | 0 | 0 | 0 | 0
SA1 | Brown Coal | 0 | 0 | 0 | 0 | 0 | 0 | 0 | 0 | 0 | 0 | 0 | 0 | 0 | 0 | 0 | 0 | 0 | 0 | 0 | 0 | 0 | 0 | 0 | 0 | 0 | 0 | 0 | 0 | 0
SA1 | CCGT | 709 | 709 | 529 | 529 | 529 | 529 | 529 | 529 | 529 | 529 | 529 | 529 | 529 | 529 | 529 | 529 | 0 | 0 | 0 | 0 | 0 | 0 | 0 | 0 | 0 | 0 | 0 | 0 | 0
SA1 | Gas - Steam | 800 | 800 | 800 | 800 | 800 | 800 | 800 | 800 | 800 | 800 | 800 | 800 | 800 | 800 | 0 | 0 | 0 | 0 | 0 | 0 | 0 | 0 | 0 | 0 | 0 | 0 | 0 | 0 | 0
SA1 | OCGT / Diesel | 1437.14 | 1437.14 | 1437.14 | 1437.14 | 1437.14 | 1437.14 | 1437.14 | 1437.14 | 1437.14 | 1054.64 | 1054.64 | 785.3 | 785.3 | 785.3 | 705.3 | 705.3 | 705.3 | 705.3 | 705.3 | 705.3 | 705.3002 | 705.3002 | 705.3002 | 893.3953 | 893.3953 | 893.3953 | 893.3953 | 893.3953 | 893.3953
SA1 | Hydro | 0 | 0 | 0 | 0 | 0 | 0 | 0 | 0 | 0 | 0 | 0 | 0 | 0 | 0 | 0 | 0 | 0 | 0 | 0 | 0 | 0 | 0 | 0 | 0 | 0 | 0 | 0 | 0 | 0
SA1 | Wind | 2053.31 | 2349.71 | 2349.71 | 2349.71 | 2349.71 | 2349.71 | 2316.71 | 2316.71 | 2225.96 | 2113.96 | 2113.96 | 3373.6113 | 3298.0552 | 3298.0552 | 3076.1555 | 3191.3557 | 3891.3543 | 4249.5592 | 3922.8592 | 3883.8592 | 3883.8592 | 3883.8592 | 3669.9993 | 3669.9995 | 3466.5881 | 3690.9897 | 3751.2018 | 4351.9557 | 4351.9557
SA1 | Solar PV | 353 | 432.2 | 432.2 | 432.2 | 432.2 | 432.2 | 432.2 | 432.2 | 432.2 | 432.2 | 432.2 | 432.2 | 432.2 | 432.2 | 432.2 | 432.2 | 432.2006 | 432.2006 | 632.2003 | 893.6058 | 990.7716 | 1351.4109 | 1297.2002 | 1187.2002 | 1187.2002 | 1187.2002 | 1187.2002 | 1187.2002 | 1079.2002
SA1 | Grid Battery | 205 | 205 | 205 | 205 | 205 | 205 | 205 | 205 | 205 | 175 | 175 | 175.0001 | 175.0001 | 150.0001 | 150.0001 | 150.0003 | 224.8658 | 224.8658 | 537.1636 | 537.1636 | 1012.5635 | 1012.5635 | 1012.5635 | 1012.5635 | 1012.5635 | 1012.5635 | 1012.5635 | 1012.5635 | 1012.5634
SA1 | Pumped Hydro | 0 | 0 | 0 | 0 | 0 | 0 | 0 | 0 | 0 | 0 | 0 | 0 | 0 | 0 | 0 | 0 | 0 | 0 | 0 | 0 | 0 | 0 | 0 | 0 | 0 | 0 | 0 | 0 | 0
SA1 | VPP | 12.522 | 21.239 | 28.025 | 36.145 | 48.789 | 68.467 | 91.85 | 115.945 | 145.233 | 173.41 | 214.67 | 250.17 | 284.161 | 312.41 | 337.171 | 358.637 | 379.964 | 401.782 | 424.491 | 451.548 | 478.704 | 506.287 | 534.135 | 556.103 | 578.673 | 601.612 | 625.538 | 649.096 | 672.855
Total excluding storage |  | 5352.45 | 5728.05 | 5548.05 | 5548.05 | 5548.05 | 5548.05 | 5515.05 | 5515.05 | 5424.3 | 4929.8 | 4929.8 | 5920.1113 | 5844.5551 | 5844.5551 | 4742.6555 | 4857.8557 | 5028.8549 | 5387.0598 | 5260.3595 | 5482.7649 | 5579.9309 | 5940.5702 | 5672.4996 | 5750.595 | 5547.1836 | 5771.5851 | 5831.7973 | 6432.5512 | 6324.5512
Region | Technology | 2021-22 | 2022-23 | 2023-24 | 2024-25 | 2025-26 | 2026-27 | 2027-28 | 2028-29 | 2029-30 | 2030-31 | 2031-32 | 2032-33 | 2033-34 | 2034-35 | 2035-36 | 2036-37 | 2037-38 | 2038-39 | 2039-40 | 2040-41 | 2041-42 | 2042-43 | 2043-44 | 2044-45 | 2045-46 | 2046-47 | 2047-48 | 2048-49 | 2049-50
TAS1 | Black Coal | 0 | 0 | 0 | 0 | 0 | 0 | 0 | 0 | 0 | 0 | 0 | 0 | 0 | 0 | 0 | 0 | 0 | 0 | 0 | 0 | 0 | 0 | 0 | 0 | 0 | 0 | 0 | 0 | 0
TAS1 | Brown Coal | 0 | 0 | 0 | 0 | 0 | 0 | 0 | 0 | 0 | 0 | 0 | 0 | 0 | 0 | 0 | 0 | 0 | 0 | 0 | 0 | 0 | 0 | 0 | 0 | 0 | 0 | 0 | 0 | 0
TAS1 | CCGT | 208 | 208 | 208 | 208 | 208 | 208 | 208 | 208 | 208 | 208 | 208 | 208 | 208 | 208 | 208 | 208 | 208 | 208 | 208 | 208 | 208 | 208 | 208 | 208 | 208 | 208 | 208 | 208 | 208
TAS1 | Gas - Steam | 0 | 0 | 0 | 0 | 0 | 0 | 0 | 0 | 0 | 0 | 0 | 0 | 0 | 0 | 0 | 0 | 0 | 0 | 0 | 0 | 0 | 0 | 0 | 0 | 0 | 0 | 0 | 0 | 0
TAS1 | OCGT / Diesel | 178 | 178 | 178 | 178 | 178 | 178 | 178 | 178 | 178 | 178 | 178 | 178 | 178 | 178 | 178 | 178 | 178 | 178 | 178 | 58 | 58 | 58 | 58 | 58 | 58 | 58 | 58 | 58 | 58
TAS1 | Hydro | 2408.9 | 2408.9 | 2408.9 | 2408.9 | 2408.9 | 2408.9 | 2658.9 | 2658.9 | 2658.9 | 2658.9 | 2658.9 | 2658.9 | 2658.9 | 2658.9 | 2658.9 | 2658.9 | 2658.9 | 2658.9 | 2658.9 | 2658.9 | 2658.9 | 2658.9 | 2658.9 | 2658.9 | 2658.9 | 2658.9 | 2658.9 | 2658.9 | 2658.9
TAS1 | Wind | 567.75 | 567.75 | 709.4057 | 851.0617 | 992.1255 | 1129.281 | 1266.4366 | 1403.592 | 1540.7474 | 1682.4035 | 1824.2072 | 1966.7749 | 2109.3429 | 2251.9106 | 2394.4784 | 2537.0463 | 2674.2017 | 2816.7668 | 2964.4668 | 3112.2022 | 3112.2022 | 3112.2022 | 3112.2022 | 2963.8022 | 2963.8022 | 2963.8022 | 2963.8022 | 2963.8022 | 2963.8022
TAS1 | Solar PV | 0 | 0 | 0 | 0 | 0 | 0 | 0 | 0 | 0 | 0 | 0 | 0 | 0 | 0 | 0 | 0 | 0 | 0 | 0 | 0 | 0 | 0 | 0 | 0 | 0 | 0 | 0 | 0 | 0
TAS1 | Grid Battery | 0 | 0 | 0 | 0 | 0 | 0 | 0 | 0 | 0 | 0 | 0 | 0 | 0 | 0 | 0 | 0 | 0 | 0 | 0 | 0 | 0 | 0 | 0 | 0 | 0 | 0 | 0.00010189 | 0.00013529 | 0.00012871
TAS1 | Pumped Hydro | 0 | 0 | 0 | 0 | 0 | 0 | 0 | 0 | 0 | 0 | 0 | 0 | 0 | 0 | 0 | 0 | 0 | 0 | 0 | 0 | 0 | 0 | 0 | 0 | 0 | 0 | 0 | 0 | 0
TAS1 | VPP | 1.748 | 2.626 | 3.972 | 5.879 | 8.542 | 12.288 | 17.466 | 23.187 | 29.703 | 36.035 | 45.02 | 53.326 | 61.287 | 68.28 | 74.383 | 79.703 | 84.964 | 90.341 | 95.968 | 102.343 | 108.789 | 115.358 | 122.052 | 127.155 | 132.383 | 137.714 | 143.234 | 148.767 | 154.348
Total excluding storage |  | 3362.65 | 3362.65 | 3504.3057 | 3645.9617 | 3787.0255 | 3924.1809 | 4311.3366 | 4448.492 | 4585.6474 | 4727.3035 | 4869.1072 | 5011.6749 | 5154.2429 | 5296.8106 | 5439.3784 | 5581.9463 | 5719.1017 | 5861.6668 | 6009.3668 | 6037.1022 | 6037.1022 | 6037.1022 | 6037.1022 | 5888.7022 | 5888.7022 | 5888.7022 | 5888.7022 | 5888.7022 | 5888.7022
Explicitly modelled pumping
Region | Technology | 2021-22 | 2022-23 | 2023-24 | 2024-25 | 2025-26 | 2026-27 | 2027-28 | 2028-29 | 2029-30 | 2030-31 | 2031-32 | 2032-33 | 2033-34 | 2034-35 | 2035-36 | 2036-37 | 2037-38 | 2038-39 | 2039-40 | 2040-41 | 2041-42 | 2042-43 | 2043-44 | 2044-45 | 2045-46 | 2046-47 | 2047-48 | 2048-49 | 2049-50
NEM | Grid Battery pump | 260.33 | 600.33 | 600.33 | 600.33 | 600.33 | 600.33 | 600.33 | 600.33 | 600.333 | 570.333 | 570.333 | 570.3333 | 576.8434 | 551.8434 | 551.8434 | 551.8436 | 2405.9604 | 2405.9604 | 3167.6763 | 3147.6763 | 4452.3045 | 4152.3045 | 4152.3045 | 4152.3044 | 4152.3044 | 5374.9175 | 5374.9176 | 5374.9179 | 5374.9148
NEM | Pumped Hydro Pump | 1330 | 1330 | 1330 | 1330 | 3370 | 3370 | 3370 | 3370 | 5369.997 | 5369.997 | 5369.997 | 5369.9968 | 5369.997 | 5369.997 | 5369.997 | 5369.9972 | 5756.342 | 5756.3424 | 5756.3421 | 5756.3421 | 5976.8483 | 7095.4058 | 7095.4057 | 7133.3109 | 7133.3106 | 7423.0227 | 7423.0227 | 8070.2843 | 9375.6702
NEM | VPP pump | 65.02 | 105.224 | 157.141 | 231.201 | 336.613 | 482.415 | 666.08 | 887.395 | 1169.717 | 1451.489 | 1835.496 | 2195.823 | 2552.027 | 2864.533 | 3151.863 | 3412.5539 | 3667.47 | 3928.217 | 4202.2191 | 4515.6949 | 4833.8079 | 5159.912 | 5494.065 | 5756.5981 | 6027.8209 | 6305.778 | 6596.7571 | 6891.1521 | 7188.889
Region | Technology | 2021-22 | 2022-23 | 2023-24 | 2024-25 | 2025-26 | 2026-27 | 2027-28 | 2028-29 | 2029-30 | 2030-31 | 2031-32 | 2032-33 | 2033-34 | 2034-35 | 2035-36 | 2036-37 | 2037-38 | 2038-39 | 2039-40 | 2040-41 | 2041-42 | 2042-43 | 2043-44 | 2044-45 | 2045-46 | 2046-47 | 2047-48 | 2048-49 | 2049-50
NSW1 | Grid Battery pump | 0 | 0 | 0 | 0 | 0 | 0 | 0 | 0 | 0.0030054 | 0.0030054 | 0.0030054 | 0.0030054 | 0.0030054 | 0.0030054 | 0.0030054 | 0.0030054 | 138.212 | 138.212 | 587.6291 | 587.6291 | 1257.7127 | 1257.7127 | 1257.7127 | 1257.7127 | 1257.7127 | 1257.7127 | 1257.7127 | 1257.7129 | 1257.7099
NSW1 | Pumped Hydro Pump | 840 | 840 | 840 | 840 | 2880 | 2880 | 2880 | 2880 | 4879.997 | 4879.997 | 4879.997 | 4879.9968 | 4879.997 | 4879.997 | 4879.997 | 4879.9972 | 4879.9971 | 4879.9975 | 4879.9972 | 4879.9972 | 4879.9972 | 4879.9973 | 4879.9972 | 4879.9975 | 4879.9972 | 4879.9972 | 4879.9972 | 4879.9972 | 4879.9972
NSW1 | VPP pump | 25.016 | 39.704 | 61.198 | 92.082 | 134.956 | 191.79 | 261.384 | 342.741 | 447.929 | 547.618 | 676.48 | 801.421 | 918.483 | 1016.733 | 1105.926 | 1189.857 | 1273.44 | 1359.675 | 1451.886 | 1556.0349 | 1661.178 | 1769.148 | 1880.165 | 1968.649 | 2059.991 | 2153.575 | 2251.006 | 2349.97 | 2450.606
Region | Technology | 2021-22 | 2022-23 | 2023-24 | 2024-25 | 2025-26 | 2026-27 | 2027-28 | 2028-29 | 2029-30 | 2030-31 | 2031-32 | 2032-33 | 2033-34 | 2034-35 | 2035-36 | 2036-37 | 2037-38 | 2038-39 | 2039-40 | 2040-41 | 2041-42 | 2042-43 | 2043-44 | 2044-45 | 2045-46 | 2046-47 | 2047-48 | 2048-49 | 2049-50
QLD1 | Grid Battery pump | 0 | 20 | 20 | 20 | 20 | 20 | 20 | 20 | 20 | 20 | 20 | 20.0002 | 81.8403 | 81.8403 | 81.8403 | 81.8403 | 1722.8823 | 1722.8823 | 1722.8823 | 1702.8823 | 1702.8823 | 1702.8823 | 1702.8823 | 1702.8823 | 1702.8823 | 2925.4954 | 2925.4954 | 2925.4954 | 2925.4954
QLD1 | Pumped Hydro Pump | 490 | 490 | 490 | 490 | 490 | 490 | 490 | 490 | 490 | 490 | 490 | 490 | 490 | 490 | 490 | 490 | 876.3447 | 876.3447 | 876.3447 | 876.3447 | 876.3447 | 1994.902 | 1994.902 | 1994.902 | 1994.902 | 2284.6141 | 2284.6141 | 2284.6141 | 3590
QLD1 | VPP pump | 11.842 | 19.005 | 29.354 | 44.463 | 65.595 | 93.907 | 128.112 | 170.331 | 224.366 | 284.64 | 369.218 | 447.067 | 529.742 | 601.988 | 668.155 | 728.965 | 789.088 | 851.264 | 916.154 | 989.029 | 1064.05 | 1141.22 | 1220.459 | 1281.193 | 1344.01 | 1408.583 | 1475.9081 | 1544.303 | 1614.3
Region | Technology | 2021-22 | 2022-23 | 2023-24 | 2024-25 | 2025-26 | 2026-27 | 2027-28 | 2028-29 | 2029-30 | 2030-31 | 2031-32 | 2032-33 | 2033-34 | 2034-35 | 2035-36 | 2036-37 | 2037-38 | 2038-39 | 2039-40 | 2040-41 | 2041-42 | 2042-43 | 2043-44 | 2044-45 | 2045-46 | 2046-47 | 2047-48 | 2048-49 | 2049-50
VIC1 | Grid Battery pump | 55.33 | 375.33 | 375.33 | 375.33 | 375.33 | 375.33 | 375.33 | 375.33 | 375.33 | 375.33 | 375.33 | 375.33 | 320 | 320 | 320 | 320 | 320.0003 | 320.0003 | 320.0013 | 320.0013 | 479.146 | 179.146 | 179.146 | 179.1459 | 179.1459 | 179.1459 | 179.1459 | 179.1459 | 179.1459
VIC1 | Pumped Hydro Pump | 0 | 0 | 0 | 0 | 0 | 0 | 0 | 0 | 0 | 0 | 0 | 0 | 0 | 0 | 0 | 0 | 0.00020737 | 0.0002075 | 0.00027037 | 0.00027042 | 220.5065 | 220.5065 | 220.5065 | 258.4114 | 258.4114 | 258.4114 | 258.4114 | 905.673 | 905.673
VIC1 | VPP pump | 13.892 | 22.65 | 34.592 | 52.632 | 78.731 | 115.963 | 167.268 | 235.191 | 322.486 | 409.786 | 530.108 | 643.839 | 758.354 | 865.122 | 966.228 | 1055.392 | 1140.014 | 1225.155 | 1313.72 | 1416.74 | 1521.0869 | 1627.899 | 1737.254 | 1823.498 | 1912.764 | 2004.2939 | 2101.071 | 2199.016 | 2296.78
Region | Technology | 2021-22 | 2022-23 | 2023-24 | 2024-25 | 2025-26 | 2026-27 | 2027-28 | 2028-29 | 2029-30 | 2030-31 | 2031-32 | 2032-33 | 2033-34 | 2034-35 | 2035-36 | 2036-37 | 2037-38 | 2038-39 | 2039-40 | 2040-41 | 2041-42 | 2042-43 | 2043-44 | 2044-45 | 2045-46 | 2046-47 | 2047-48 | 2048-49 | 2049-50
SA1 | Grid Battery pump | 205 | 205 | 205 | 205 | 205 | 205 | 205 | 205 | 205 | 175 | 175 | 175.0001 | 175.0001 | 150.0001 | 150.0001 | 150.0003 | 224.8658 | 224.8658 | 537.1636 | 537.1636 | 1012.5635 | 1012.5635 | 1012.5635 | 1012.5635 | 1012.5635 | 1012.5635 | 1012.5635 | 1012.5635 | 1012.5634
SA1 | Pumped Hydro Pump | 0 | 0 | 0 | 0 | 0 | 0 | 0 | 0 | 0 | 0 | 0 | 0 | 0 | 0 | 0 | 0 | 0 | 0 | 0 | 0 | 0 | 0 | 0 | 0 | 0 | 0 | 0 | 0 | 0
SA1 | VPP pump | 12.522 | 21.239 | 28.025 | 36.145 | 48.789 | 68.467 | 91.85 | 115.945 | 145.233 | 173.41 | 214.67 | 250.17 | 284.161 | 312.41 | 337.171 | 358.637 | 379.964 | 401.782 | 424.491 | 451.548 | 478.704 | 506.287 | 534.135 | 556.103 | 578.673 | 601.612 | 625.538 | 649.096 | 672.855
Region | Technology | 2021-22 | 2022-23 | 2023-24 | 2024-25 | 2025-26 | 2026-27 | 2027-28 | 2028-29 | 2029-30 | 2030-31 | 2031-32 | 2032-33 | 2033-34 | 2034-35 | 2035-36 | 2036-37 | 2037-38 | 2038-39 | 2039-40 | 2040-41 | 2041-42 | 2042-43 | 2043-44 | 2044-45 | 2045-46 | 2046-47 | 2047-48 | 2048-49 | 2049-50
TAS1 | Grid Battery pump | 0 | 0 | 0 | 0 | 0 | 0 | 0 | 0 | 0 | 0 | 0 | 0 | 0 | 0 | 0 | 0 | 0 | 0 | 0 | 0 | 0 | 0 | 0 | 0 | 0 | 0 | 0.00010189 | 0.00013529 | 0.00012871
TAS1 | Pumped Hydro Pump | 0 | 0 | 0 | 0 | 0 | 0 | 0 | 0 | 0 | 0 | 0 | 0 | 0 | 0 | 0 | 0 | 0 | 0 | 0 | 0 | 0 | 0 | 0 | 0 | 0 | 0 | 0 | 0 | 0
TAS1 | VPP pump | 1.748 | 2.626 | 3.972 | 5.879 | 8.542 | 12.288 | 17.466 | 23.187 | 29.703 | 36.035 | 45.02 | 53.326 | 61.287 | 68.28 | 74.383 | 79.703 | 84.964 | 90.341 | 95.968 | 102.343 | 108.789 | 115.358 | 122.052 | 127.155 | 132.383 | 137.714 | 143.234 | 148.767 | 154.348
Non-controllable capacity
Region | Technology | 2021-22 | 2022-23 | 2023-24 | 2024-25 | 2025-26 | 2026-27 | 2027-28 | 2028-29 | 2029-30 | 2030-31 | 2031-32 | 2032-33 | 2033-34 | 2034-35 | 2035-36 | 2036-37 | 2037-38 | 2038-39 | 2039-40 | 2040-41 | 2041-42 | 2042-43 | 2043-44 | 2044-45 | 2045-46 | 2046-47 | 2047-48 | 2048-49 | 2049-50
NEM | Distributed PV | 13168.2685 | 14833.3351 | 16194.5363 | 17725.7043 | 19476.9887 | 20739.4134 | 22051.542 | 23091.3099 | 23825.4589 | 24558.0529 | 25305.0848 | 26108.6764 | 26940.6598 | 28059.3326 | 29217.0461 | 30336.1094 | 31548.1664 | 32469.8345 | 33394.4538 | 34299.3109 | 35494.9651 | 36648.0101 | 37789.8225 | 38923.9602 | 39993.015 | 41052.918 | 42079.4808 | 43224.3971 | 44252.3102
NEM | Behind the meter battery | 552.3 | 696.3 | 837.1 | 1017.4 | 1247.7 | 1524.8 | 1809.6 | 2083 | 2386.2 | 2779.6 | 3319.3 | 3737.8 | 4103.2 | 4374.6 | 4594 | 4752.3 | 4883 | 5001.8 | 5119.3 | 5269.6 | 5401.9 | 5522.1 | 5629.3 | 5637.8 | 5642.5 | 5641.5 | 5640.6 | 5630 | 5611.8
NEM | Behind the meter battery pump | 552.3 | 696.3 | 837.1 | 1017.4 | 1247.7 | 1524.8 | 1809.6 | 2083 | 2386.2 | 2779.6 | 3319.3 | 3737.8 | 4103.2 | 4374.6 | 4594 | 4752.3 | 4883 | 5001.8 | 5119.3 | 5269.6 | 5401.9 | 5522.1 | 5629.3 | 5637.8 | 5642.5 | 5641.5 | 5640.6 | 5630 | 5611.8
Region | Technology | 2021-22 | 2022-23 | 2023-24 | 2024-25 | 2025-26 | 2026-27 | 2027-28 | 2028-29 | 2029-30 | 2030-31 | 2031-32 | 2032-33 | 2033-34 | 2034-35 | 2035-36 | 2036-37 | 2037-38 | 2038-39 | 2039-40 | 2040-41 | 2041-42 | 2042-43 | 2043-44 | 2044-45 | 2045-46 | 2046-47 | 2047-48 | 2048-49 | 2049-50
NSW1 | Distributed PV | 3822.1679 | 4376.4873 | 4755.8963 | 5245.6482 | 5860.7807 | 6159.7842 | 6473.9861 | 6746.4296 | 7002.2143 | 7259.8585 | 7517.4127 | 7779.0143 | 8025.8879 | 8389.9804 | 8777.5318 | 9173.8768 | 9629.5684 | 9976.5416 | 10312.0649 | 10636.6873 | 11073.765 | 11488.913 | 11901.6602 | 12312.7899 | 12691.9042 | 13071.9442 | 13434.5056 | 13847.8848 | 14206.1787
NSW1 | Behind the meter battery | 211.1 | 260.6 | 324.2 | 403.7 | 498.5 | 603.5 | 705.5 | 796.2 | 901.1 | 1030.8 | 1198.8 | 1339.5 | 1453.1 | 1533 | 1596.4 | 1643.5 | 1682.6 | 1718.4 | 1756 | 1802.8 | 1843.1 | 1879.9 | 1912.8 | 1915 | 1915.8 | 1914.6 | 1913.2 | 1908.7 | 1902
NSW1 | Behind the meter battery pump | 211.1 | 260.6 | 324.2 | 403.7 | 498.5 | 603.5 | 705.5 | 796.2 | 901.1 | 1030.8 | 1198.8 | 1339.5 | 1453.1 | 1533 | 1596.4 | 1643.5 | 1682.6 | 1718.4 | 1756 | 1802.8 | 1843.1 | 1879.9 | 1912.8 | 1915 | 1915.8 | 1914.6 | 1913.2 | 1908.7 | 1902
Region | Technology | 2021-22 | 2022-23 | 2023-24 | 2024-25 | 2025-26 | 2026-27 | 2027-28 | 2028-29 | 2029-30 | 2030-31 | 2031-32 | 2032-33 | 2033-34 | 2034-35 | 2035-36 | 2036-37 | 2037-38 | 2038-39 | 2039-40 | 2040-41 | 2041-42 | 2042-43 | 2043-44 | 2044-45 | 2045-46 | 2046-47 | 2047-48 | 2048-49 | 2049-50
QLD1 | Distributed PV | 3958.9909 | 4317.8104 | 4573.7068 | 4863.4875 | 5201.9167 | 5437.4402 | 5687.2164 | 5903.9507 | 6119.5956 | 6335.1202 | 6551.9652 | 6777.439 | 7009.9452 | 7342.1573 | 7660.2216 | 7948.7646 | 8232.131 | 8442.2579 | 8657.4797 | 8882.824 | 9174.6318 | 9461.2992 | 9738.3737 | 10013.3796 | 10276.6324 | 10539.1699 | 10792.2528 | 11068.0712 | 11325.2386
QLD1 | Behind the meter battery | 100 | 124.2 | 154 | 192.4 | 239.2 | 291.9 | 341.6 | 391.7 | 447.9 | 535.6 | 658.8 | 750.2 | 840.6 | 910.1 | 967 | 1010.4 | 1047.8 | 1082.5 | 1115.7 | 1154.5 | 1190.3 | 1223.4 | 1253.3 | 1257.8 | 1261.5 | 1263.9 | 1266.1 | 1266.2 | 1264.8
QLD1 | Behind the meter battery pump | 100 | 124.2 | 154 | 192.4 | 239.2 | 291.9 | 341.6 | 391.7 | 447.9 | 535.6 | 658.8 | 750.2 | 840.6 | 910.1 | 967 | 1010.4 | 1047.8 | 1082.5 | 1115.7 | 1154.5 | 1190.3 | 1223.4 | 1253.3 | 1257.8 | 1261.5 | 1263.9 | 1266.1 | 1266.2 | 1264.8
Region | Technology | 2021-22 | 2022-23 | 2023-24 | 2024-25 | 2025-26 | 2026-27 | 2027-28 | 2028-29 | 2029-30 | 2030-31 | 2031-32 | 2032-33 | 2033-34 | 2034-35 | 2035-36 | 2036-37 | 2037-38 | 2038-39 | 2039-40 | 2040-41 | 2041-42 | 2042-43 | 2043-44 | 2044-45 | 2045-46 | 2046-47 | 2047-48 | 2048-49 | 2049-50
VIC1 | Distributed PV | 3399.6603 | 4001.0249 | 4608.7834 | 5220.3077 | 5857.4215 | 6468.9188 | 7099.9296 | 7540.0233 | 7738.4832 | 7930.7979 | 8136.0898 | 8370.0507 | 8619.2453 | 8920.9479 | 9255.9198 | 9575.5051 | 9946.5807 | 10240.5865 | 10540.4316 | 10810.5016 | 11169.4275 | 11511.4204 | 11860.8973 | 12201.02 | 12536.672 | 12864.6533 | 13192.2023 | 13545.0914 | 13875.2609
VIC1 | Behind the meter battery | 118.4 | 150.6 | 185.3 | 233.1 | 293.5 | 368.7 | 458.7 | 561.5 | 673.5 | 806.6 | 987.9 | 1130 | 1253.6 | 1350 | 1430.8 | 1487.6 | 1533.3 | 1573.9 | 1613.3 | 1665.5 | 1711.6 | 1753.3 | 1790.6 | 1795.4 | 1799.1 | 1800.8 | 1803 | 1802.1 | 1797.9
VIC1 | Behind the meter battery pump | 118.4 | 150.6 | 185.3 | 233.1 | 293.5 | 368.7 | 458.7 | 561.5 | 673.5 | 806.6 | 987.9 | 1130 | 1253.6 | 1350 | 1430.8 | 1487.6 | 1533.3 | 1573.9 | 1613.3 | 1665.5 | 1711.6 | 1753.3 | 1790.6 | 1795.4 | 1799.1 | 1800.8 | 1803 | 1802.1 | 1797.9
Region | Technology | 2021-22 | 2022-23 | 2023-24 | 2024-25 | 2025-26 | 2026-27 | 2027-28 | 2028-29 | 2029-30 | 2030-31 | 2031-32 | 2032-33 | 2033-34 | 2034-35 | 2035-36 | 2036-37 | 2037-38 | 2038-39 | 2039-40 | 2040-41 | 2041-42 | 2042-43 | 2043-44 | 2044-45 | 2045-46 | 2046-47 | 2047-48 | 2048-49 | 2049-50
SA1 | Distributed PV | 1783.2522 | 1904.9158 | 2001.4116 | 2115.5841 | 2235.5331 | 2330.6985 | 2429.9711 | 2525.5356 | 2576.9187 | 2628.9083 | 2682.0505 | 2744.4936 | 2829.0292 | 2925.9724 | 3018.7078 | 3107.7264 | 3178.011 | 3226.1053 | 3277.0188 | 3337.9873 | 3420.5074 | 3504.3384 | 3582.8304 | 3664.9786 | 3732.9153 | 3799.7863 | 3862.8234 | 3941.098 | 4004.3895
SA1 | Behind the meter battery | 108 | 143.6 | 152.5 | 162.3 | 184.7 | 221.6 | 255.8 | 278.4 | 302.3 | 337 | 392.1 | 427.5 | 457.7 | 477.7 | 491.8 | 500 | 506.3 | 511.9 | 517.2 | 527 | 534.9 | 541.6 | 547 | 544.4 | 541.4 | 538.1 | 534.8 | 530.4 | 525.4
SA1 | Behind the meter battery pump | 108 | 143.6 | 152.5 | 162.3 | 184.7 | 221.6 | 255.8 | 278.4 | 302.3 | 337 | 392.1 | 427.5 | 457.7 | 477.7 | 491.8 | 500 | 506.3 | 511.9 | 517.2 | 527 | 534.9 | 541.6 | 547 | 544.4 | 541.4 | 538.1 | 534.8 | 530.4 | 525.4
Region | Technology | 2021-22 | 2022-23 | 2023-24 | 2024-25 | 2025-26 | 2026-27 | 2027-28 | 2028-29 | 2029-30 | 2030-31 | 2031-32 | 2032-33 | 2033-34 | 2034-35 | 2035-36 | 2036-37 | 2037-38 | 2038-39 | 2039-40 | 2040-41 | 2041-42 | 2042-43 | 2043-44 | 2044-45 | 2045-46 | 2046-47 | 2047-48 | 2048-49 | 2049-50
TAS1 | Distributed PV | 204.1971 | 233.0968 | 254.7382 | 280.6767 | 321.3367 | 342.5718 | 360.4389 | 375.3707 | 388.2471 | 403.368 | 417.5666 | 437.6788 | 456.5522 | 480.2745 | 504.6651 | 530.2364 | 561.8753 | 584.3432 | 607.4587 | 631.3108 | 656.6334 | 682.0392 | 706.0609 | 731.792 | 754.891 | 777.3642 | 797.6967 | 822.2518 | 841.2426
TAS1 | Behind the meter battery | 14.8 | 17.3 | 21.1 | 25.9 | 31.8 | 39.1 | 48 | 55.2 | 61.4 | 69.6 | 81.7 | 90.6 | 98.2 | 103.8 | 108 | 110.8 | 113 | 115.1 | 117.1 | 119.8 | 122 | 123.9 | 125.6 | 125.2 | 124.7 | 124.1 | 123.5 | 122.6 | 121.7
TAS1 | Behind the meter battery pump | 14.8 | 17.3 | 21.1 | 25.9 | 31.8 | 39.1 | 48 | 55.2 | 61.4 | 69.6 | 81.7 | 90.6 | 98.2 | 103.8 | 108 | 110.8 | 113 | 115.1 | 117.1 | 119.8 | 122 | 123.9 | 125.6 | 125.2 | 124.7 | 124.1 | 123.5 | 122.6 | 121.7

## Marinus_VOM Cost
VOM cost by technology ($000s) - Marinus Link, Fast Change Scenario
VOM | Real June 2020 dollars discounted to 1 July 2020
Explicitly modelled generation
Region | Technology | 2021-22 | 2022-23 | 2023-24 | 2024-25 | 2025-26 | 2026-27 | 2027-28 | 2028-29 | 2029-30 | 2030-31 | 2031-32 | 2032-33 | 2033-34 | 2034-35 | 2035-36 | 2036-37 | 2037-38 | 2038-39 | 2039-40 | 2040-41 | 2041-42 | 2042-43 | 2043-44 | 2044-45 | 2045-46 | 2046-47 | 2047-48 | 2048-49 | 2049-50
NEM | Black Coal | 347026.8596 | 288939.8913 | 275292.104 | 273770.3125 | 240269.2388 | 212201.4444 | 183175.6 | 182204.7264 | 138864.3438 | 127542.3167 | 116749.9543 | 98867.5866 | 104184.8441 | 91948.5936 | 77667.3345 | 72458.014 | 60120.7986 | 57226.7275 | 50664.3143 | 46410.7825 | 41408.4472 | 26802.5323 | 21230.9485 | 17096.3356 | 13512.1663 | 10754.2259 | 9702.7176 | 9026.1325 | 7767.2207
NEM | Brown Coal | 117917.3095 | 106382.565 | 103198.1295 | 72934.4039 | 73867.0934 | 67946.7808 | 61643.3457 | 59080.3865 | 55203.2002 | 55763.7552 | 52514.624 | 49260.237 | 48460.3515 | 44512.0275 | 44555.6065 | 40038.4785 | 35622.4585 | 34420.8105 | 28223.948 | 27310.6525 | 29426.3697 | 28310.318 | 25161.0745 | 22814.0049 | 21974.9919 | 22063.2994 | 13732.3333 | 0 | 0
NEM | CCGT | 15628.781 | 14892.9663 | 12038.2416 | 11901.4347 | 10863.897 | 10260.1822 | 9882.4188 | 11388.303 | 8699.3949 | 8683.8117 | 9286.5489 | 18826.0179 | 19544.005 | 20269.9152 | 14244.7998 | 11707.4911 | 16631.7659 | 15883.3005 | 12082.9586 | 11598.6978 | 11329.2904 | 12692.6723 | 7593.5043 | 7096.6364 | 3189.8714 | 2065.2925 | 1977.3695 | 1879.3813 | 1790.4486
NEM | Gas - Steam | 1710.7162 | 1662.9616 | 1781.0207 | 641.1649 | 580.3527 | 574.15 | 531.8802 | 535.4102 | 470.4497 | 455.886 | 427.6484 | 554.0115 | 448.4128 | 739.5017 | 322.5551 | 282.8175 | 645.1888 | 630.6161 | 496.4183 | 486.0221 | 476.366 | 559.1889 | 457.1677 | 431.1815 | 509.1378 | 0 | 0 | 0 | 0
NEM | OCGT / Diesel | 549.7301 | 243.1281 | 1128.6012 | 842.6949 | 297.807 | 703.8641 | 396.6966 | 971.0025 | 112.0427 | 239.4901 | 221.5953 | 2845.2537 | 1885.0131 | 2637.5934 | 1897.0683 | 1982.3766 | 7404.4498 | 7009.0139 | 12284.5759 | 12719.3678 | 8870.7415 | 12223.1736 | 17572.1646 | 6814.278 | 6903.8717 | 7700.8839 | 8831.1617 | 12703.8219 | 11121.1415
NEM | Hydro | 91054.4166 | 88203.4971 | 83349.9021 | 96429.4115 | 91998.3126 | 78482.0228 | 84238.9756 | 92941.646 | 74999.5121 | 64181.2637 | 62257.1089 | 64264.8244 | 64079.4684 | 64262.701 | 58853.2008 | 52051.2567 | 55809.2078 | 47414.2464 | 41759.1589 | 38148.5042 | 35915.416 | 36194.828 | 35913.4472 | 32924.1784 | 31551.8775 | 33845.5391 | 28239.1626 | 25994.682 | 22562.3412
NEM | Wind | 67501.3459 | 80292.7693 | 68797.1883 | 67306.954 | 66764.6613 | 66641.1744 | 64254.6846 | 55192.4742 | 50381.5661 | 47889.1805 | 49905.0744 | 42727.0535 | 40693.0571 | 39635.6747 | 38315.2329 | 36046.3303 | 29182.3958 | 25555.603 | 22345.7449 | 20933.8706 | 18246.4888 | 16821.6453 | 13206.231 | 11647.8041 | 8004.0636 | 6059.9938 | 5519.834 | 4868.5537 | 2798.5896
NEM | Solar PV | 13.5121 | 15.8212 | 15.3449 | 14.0473 | 15.7561 | 32.0262 | 47.1917 | 53.012 | 89.5976 | 90.3698 | 88.5589 | 83.5931 | 77.6155 | 71.6398 | 73.4195 | 69.6986 | 77.9865 | 81.8446 | 90.2437 | 102.1439 | 103.0038 | 136.1042 | 127.1216 | 126.3385 | 119.6984 | 122.5819 | 121.6025 | 131.103 | 133.1219
NEM | Grid Battery | 0.19729 | 0.25814 | 0.25957 | 0.27952 | 0.2658 | 0.25156 | 0.22026 | 0.19984 | 0.17624 | 0.16658 | 0.15698 | 0.15665 | 0.23529 | 0.21273 | 0.20675 | 0.19762 | 2.3556 | 2.2462 | 2.9992 | 2.8568 | 4.056 | 3.8298 | 3.6531 | 3.5489 | 3.3745 | 3.9188 | 3.792 | 3.6322 | 3.3614
NEM | Pumped Hydro | 420.6342 | 1168.1193 | 1610.0781 | 4106.192 | 3911.7547 | 3609.6047 | 3372.1381 | 4169.0364 | 3038.8974 | 3246.5201 | 3000.2647 | 4042.8808 | 3526.0282 | 3063.446 | 3346.3852 | 3059.204 | 2049.9787 | 1964.4154 | 2018.8859 | 2012.2108 | 2189.6269 | 2011.0747 | 1427.4417 | 1614.1443 | 1489.2843 | 1187.2273 | 1037.0227 | 917.0472 | 450.6373
NEM | VPP | 0.40129 | 0.69706 | 0.92105 | 1.5182 | 2.2077 | 2.9038 | 3.4775 | 4.2304 | 4.851 | 5.6528 | 6.5968 | 7.7368 | 8.2017 | 8.2876 | 8.846 | 9.1354 | 8.3303 | 8.2585 | 8.3682 | 8.4436 | 8.7292 | 8.7551 | 8.6113 | 8.9796 | 8.5751 | 7.7858 | 7.7258 | 7.8112 | 6.246
Total excluding storage |  | 641402.671 | 580633.5999 | 545600.5323 | 523840.4235 | 484657.1188 | 436841.645 | 404170.7931 | 402366.961 | 328820.107 | 304846.0737 | 291451.113 | 277428.5778 | 279372.7676 | 264077.6471 | 235929.2174 | 214636.4633 | 205494.2517 | 188222.1626 | 167947.3625 | 157710.0414 | 145776.1234 | 133740.4627 | 121261.6595 | 98950.7574 | 85765.6786 | 82611.8164 | 68124.1813 | 54603.6744 | 46172.8635
Region | Technology | 2021-22 | 2022-23 | 2023-24 | 2024-25 | 2025-26 | 2026-27 | 2027-28 | 2028-29 | 2029-30 | 2030-31 | 2031-32 | 2032-33 | 2033-34 | 2034-35 | 2035-36 | 2036-37 | 2037-38 | 2038-39 | 2039-40 | 2040-41 | 2041-42 | 2042-43 | 2043-44 | 2044-45 | 2045-46 | 2046-47 | 2047-48 | 2048-49 | 2049-50
NSW1 | Black Coal | 180541.046 | 143474.034 | 127002.6745 | 138852.9101 | 109605.5374 | 93753.4433 | 78911.5349 | 83696.2226 | 48767.1316 | 44867.0668 | 39889.8477 | 22736.0082 | 27141.78 | 22833.5172 | 11992.2425 | 14313.2975 | 15336.1375 | 14125.065 | 12330.1635 | 9890.3735 | 8258.8963 | 0 | 0 | 0 | 0 | 0 | 0 | 0 | 0
NSW1 | Brown Coal | 0 | 0 | 0 | 0 | 0 | 0 | 0 | 0 | 0 | 0 | 0 | 0 | 0 | 0 | 0 | 0 | 0 | 0 | 0 | 0 | 0 | 0 | 0 | 0 | 0 | 0 | 0 | 0 | 0
NSW1 | CCGT | 230.3717 | 219.6572 | 643.379 | 404.4129 | 366.1468 | 348.6504 | 333.9156 | 341.4442 | 300.8731 | 288.0562 | 273.8527 | 3364.6442 | 3158.6266 | 4430.2936 | 2256.8092 | 1721.9785 | 4710.6972 | 4892.9332 | 3835.7726 | 3506.0609 | 3174.9844 | 4006.2624 | 84.9713 | 0.00017985 | 0.00017876 | 0.0001766 | 0.0001705 | 0.00024247 | 0.00022212
NSW1 | Gas - Steam | 0 | 0 | 0 | 0 | 0 | 0 | 0 | 0 | 0 | 0 | 0 | 0 | 0 | 0 | 0 | 0 | 0 | 0 | 0 | 0 | 0 | 0 | 0 | 0 | 0 | 0 | 0 | 0 | 0
NSW1 | OCGT / Diesel | 0.00010855 | 0.00010724 | 124.1227 | 423.0743 | 89.6429 | 159.5199 | 60.4928 | 86.6514 | 0.00011087 | 0.13847 | 0.00011153 | 297.7284 | 210.0307 | 218.5485 | 378.7475 | 213.6583 | 951.9275 | 1209.0107 | 3992.3376 | 5603.533 | 2714.4581 | 4035.2775 | 7655.6796 | 1488.909 | 1783.9485 | 2189.9153 | 4052.9995 | 5660.9253 | 5574.9202
NSW1 | Hydro | 14045.9701 | 14198.0882 | 12515.2557 | 17209.1892 | 16800.9079 | 14847.2819 | 13668.2333 | 18614.9272 | 13286.3864 | 11046.1483 | 10845.1112 | 11749.0525 | 12781.5773 | 12644.7186 | 12380.8018 | 10987.6171 | 13518.1605 | 10377.4233 | 8999.8168 | 8520.9386 | 7456.7462 | 8798.7606 | 9397.1189 | 8441.1385 | 8335.1771 | 9291.918 | 7263.6565 | 6647.8113 | 5595.1789
NSW1 | Wind | 15743.2869 | 17593.0958 | 15769.7544 | 14912.5827 | 14861.8769 | 15006.2556 | 13890.6244 | 10968.7829 | 9196.1762 | 9567.7162 | 10807.4046 | 9783.7982 | 9392.1909 | 9189.0739 | 8979.3127 | 8303.8347 | 5801.1689 | 4234.8099 | 4281.4598 | 3933.9644 | 3478.4887 | 3294.6069 | 2348.3946 | 2384.7195 | 2163.1459 | 1207.4907 | 1044.1558 | 986.5118 | 777.9949
NSW1 | Solar PV | 4.9791 | 5.7841 | 5.5559 | 5.1042 | 7.2693 | 23.5535 | 38.9743 | 46.1988 | 82.6534 | 83.5332 | 81.9706 | 77.1778 | 71.7609 | 66.0782 | 67.8506 | 64.4802 | 59.021 | 62.4851 | 69.4714 | 67.2681 | 63.6554 | 79.3782 | 73.3341 | 73.934 | 70.3502 | 67.7712 | 66.4389 | 72.2904 | 73.2819
NSW1 | Grid Battery | 6.973e-08 | 9.9687e-08 | 9.527e-08 | 1.2147e-07 | 1.3729e-07 | 1.4697e-07 | 1.7625e-07 | 1.8389e-07 | 1.0391e-05 | 1.016e-05 | 9.4584e-06 | 9.3889e-06 | 8.6406e-06 | 8.0748e-06 | 8.0673e-06 | 7.7367e-06 | 0.17182 | 0.16094 | 0.65113 | 0.60695 | 1.2632 | 1.1914 | 1.1394 | 1.1147 | 1.0643 | 0.99583 | 0.92673 | 0.91408 | 0.86482
NSW1 | Pumped Hydro | 202.1736 | 558.1977 | 737.0327 | 1085.7965 | 702.2419 | 870.5247 | 1004.4379 | 1135.9919 | 804.2946 | 902.3663 | 845.6825 | 1271.1833 | 1089.0594 | 863.7675 | 1053.5392 | 948.17 | 761.3398 | 709.2104 | 757.2642 | 755.8277 | 697.7318 | 765.8196 | 508.1266 | 624.1275 | 624.1536 | 481.0273 | 425.5961 | 408.31 | 267.5158
NSW1 | VPP | 0.14558 | 0.26543 | 0.32813 | 0.5904 | 0.85542 | 1.0943 | 1.3336 | 1.5976 | 1.7849 | 2.0529 | 2.3056 | 2.6659 | 2.8406 | 2.803 | 2.9809 | 3.069 | 2.9508 | 2.8971 | 2.9546 | 2.9233 | 3.0147 | 3.0321 | 2.9875 | 3.1219 | 3.0388 | 2.8469 | 2.7419 | 2.8172 | 2.4243
Total excluding storage |  | 210565.6539 | 175490.6595 | 156060.7422 | 171807.2734 | 141731.3812 | 124138.7045 | 106903.7753 | 113754.227 | 71633.2208 | 65852.6592 | 61898.1869 | 48008.4092 | 52755.9664 | 49382.23 | 36055.7643 | 35604.8662 | 40377.1125 | 34901.7273 | 33509.0217 | 31522.1386 | 25147.2291 | 20214.2856 | 19559.4985 | 12388.7012 | 12352.6219 | 12757.0955 | 12427.2509 | 13367.539 | 12021.3761
Region | Technology | 2021-22 | 2022-23 | 2023-24 | 2024-25 | 2025-26 | 2026-27 | 2027-28 | 2028-29 | 2029-30 | 2030-31 | 2031-32 | 2032-33 | 2033-34 | 2034-35 | 2035-36 | 2036-37 | 2037-38 | 2038-39 | 2039-40 | 2040-41 | 2041-42 | 2042-43 | 2043-44 | 2044-45 | 2045-46 | 2046-47 | 2047-48 | 2048-49 | 2049-50
QLD1 | Black Coal | 166485.8136 | 145465.8573 | 148289.4295 | 134917.4024 | 130663.7014 | 118448.0012 | 104264.0651 | 98508.5038 | 90097.2122 | 82675.2499 | 76860.1066 | 76131.5784 | 77043.0641 | 69115.0764 | 65675.092 | 58144.7165 | 44784.6611 | 43101.6625 | 38334.1508 | 36520.409 | 33149.5509 | 26802.5323 | 21230.9485 | 17096.3356 | 13512.1663 | 10754.2259 | 9702.7176 | 9026.1325 | 7767.2207
QLD1 | Brown Coal | 0 | 0 | 0 | 0 | 0 | 0 | 0 | 0 | 0 | 0 | 0 | 0 | 0 | 0 | 0 | 0 | 0 | 0 | 0 | 0 | 0 | 0 | 0 | 0 | 0 | 0 | 0 | 0 | 0
QLD1 | CCGT | 7651.4247 | 7312.6954 | 7770.8816 | 8770.1528 | 7920.3888 | 7447.2572 | 7202.5828 | 8790.0567 | 6257.7897 | 6357.1218 | 7072.6618 | 12262.8978 | 13221.6401 | 11710.6454 | 9909.5225 | 8050.2839 | 11921.0685 | 10990.367 | 8247.1858 | 8092.6367 | 8154.3057 | 8686.4096 | 7508.5327 | 7096.6359 | 3189.871 | 2065.2921 | 1977.3691 | 1879.3807 | 1790.448
QLD1 | Gas - Steam | 256.9145 | 244.1661 | 462.3057 | 442.501 | 418.4839 | 401.2701 | 380.5895 | 365.5695 | 345.7378 | 331.0899 | 315.2095 | 299.6212 | 288.807 | 273.9627 | 262.5979 | 249.4702 | 546.3534 | 543.4202 | 496.4183 | 486.0221 | 476.366 | 559.1889 | 457.1677 | 431.1815 | 509.1378 | 0 | 0 | 0 | 0
QLD1 | OCGT / Diesel | 0.00021232 | 0.00021021 | 2.9227 | 230.4035 | 112.0629 | 178.6023 | 189.848 | 692.3548 | 96.1569 | 212.1851 | 189.4069 | 1448.9065 | 873.4982 | 446.8831 | 503.9768 | 975.4309 | 3638.7681 | 2924.7714 | 3875.5245 | 3532.482 | 3491.9166 | 4813.8082 | 4773.5481 | 4212.7092 | 4196.1206 | 4444.7904 | 3712.9324 | 3955.3914 | 2324.2083
QLD1 | Hydro | 4712.6613 | 4493.2044 | 4295.6558 | 4070.1094 | 3877.914 | 3697.6422 | 3534.1028 | 3351.5146 | 3191.1778 | 2981.7907 | 2903.2852 | 2752.4603 | 2620.6354 | 2497.1789 | 2383.6968 | 2262.3092 | 807.9758 | 773.7791 | 733.5417 | 697.5054 | 668.6327 | 0 | 0 | 0 | 0 | 0 | 0 | 0 | 0
QLD1 | Wind | 5395.2226 | 8638.9926 | 8143.1604 | 7225.4895 | 8174.0369 | 7727.6377 | 7860.0314 | 7247.5095 | 6385.9185 | 6350.2941 | 5413.04 | 5050.9198 | 4500.4078 | 5057.8521 | 4600.4282 | 4739.8543 | 4524.9169 | 4159.6705 | 4053.1832 | 3259.3086 | 3080.8903 | 2582.1012 | 2424.4094 | 1281.7262 | 1239.9211 | 1130.7314 | 1044.8917 | 985.9939 | 540.1015
QLD1 | Solar PV | 5.1758 | 6.7105 | 6.5231 | 5.9513 | 5.7564 | 5.7532 | 5.5568 | 4.4257 | 4.5781 | 4.5419 | 4.4036 | 4.2646 | 3.8937 | 3.7712 | 3.7787 | 3.4765 | 17.4006 | 17.81 | 17.6692 | 22.6798 | 26.2387 | 43.4443 | 40.5118 | 39.8619 | 37.1552 | 43.3645 | 43.4049 | 42.6527 | 43.5801
QLD1 | Grid Battery | 4.8703e-08 | 0.020758 | 0.021874 | 0.025687 | 0.026273 | 0.024639 | 0.022629 | 0.021335 | 0.019598 | 0.018858 | 0.017458 | 0.017087 | 0.12263 | 0.1199 | 0.11365 | 0.10824 | 2.0074 | 1.9204 | 1.8426 | 1.779 | 1.7366 | 1.642 | 1.5735 | 1.5097 | 1.4261 | 2.1139 | 2.0999 | 1.9931 | 1.8429
QLD1 | Pumped Hydro | 218.4606 | 609.9216 | 873.0454 | 3020.3955 | 3209.5128 | 2739.08 | 2367.7002 | 3033.0445 | 2234.6028 | 2344.1538 | 2154.5822 | 2771.6975 | 2436.9688 | 2199.6785 | 2292.846 | 2111.034 | 1288.6389 | 1255.205 | 1261.6217 | 1256.3831 | 1491.444 | 1244.8379 | 918.9238 | 989.5447 | 864.6864 | 705.797 | 611.0382 | 507.4462 | 181.9587
QLD1 | VPP | 0.063263 | 0.10594 | 0.15533 | 0.28326 | 0.44548 | 0.58603 | 0.71056 | 0.88101 | 1.0251 | 1.2342 | 1.4467 | 1.7018 | 1.8136 | 1.9442 | 2.0288 | 2.0935 | 1.5641 | 1.651 | 1.6923 | 1.7834 | 1.9505 | 1.9769 | 1.993 | 2.0021 | 1.8115 | 1.4514 | 1.5669 | 1.555 | 0.96299
Total excluding storage |  | 184507.2127 | 166161.6266 | 168970.8788 | 155662.0099 | 151172.3443 | 137906.1639 | 123436.7765 | 118959.9347 | 106378.571 | 98912.2735 | 92758.1136 | 97950.6486 | 98551.9462 | 89105.3698 | 83339.0928 | 74425.5416 | 66241.1443 | 62511.4807 | 55757.6734 | 52611.0436 | 49047.9009 | 43487.4845 | 36435.1183 | 30158.4504 | 22684.3719 | 18438.4043 | 16481.3157 | 15889.5513 | 12465.5587
Region | Technology | 2021-22 | 2022-23 | 2023-24 | 2024-25 | 2025-26 | 2026-27 | 2027-28 | 2028-29 | 2029-30 | 2030-31 | 2031-32 | 2032-33 | 2033-34 | 2034-35 | 2035-36 | 2036-37 | 2037-38 | 2038-39 | 2039-40 | 2040-41 | 2041-42 | 2042-43 | 2043-44 | 2044-45 | 2045-46 | 2046-47 | 2047-48 | 2048-49 | 2049-50
VIC1 | Black Coal | 0 | 0 | 0 | 0 | 0 | 0 | 0 | 0 | 0 | 0 | 0 | 0 | 0 | 0 | 0 | 0 | 0 | 0 | 0 | 0 | 0 | 0 | 0 | 0 | 0 | 0 | 0 | 0 | 0
VIC1 | Brown Coal | 117917.3095 | 106382.565 | 103198.1295 | 72934.4039 | 73867.0934 | 67946.7808 | 61643.3457 | 59080.3865 | 55203.2002 | 55763.7552 | 52514.624 | 49260.237 | 48460.3515 | 44512.0275 | 44555.6065 | 40038.4785 | 35622.4585 | 34420.8105 | 28223.948 | 27310.6525 | 29426.3697 | 28310.318 | 25161.0745 | 22814.0049 | 21974.9919 | 22063.2994 | 13732.3333 | 0 | 0
VIC1 | CCGT | 5.3431e-05 | 5.042e-05 | 5.0503e-05 | 5.8766e-05 | 5.7124e-05 | 5.4223e-05 | 5.3286e-05 | 5.6037e-05 | 5.31e-05 | 5.0796e-05 | 5.0748e-05 | 7.6439e-05 | 7.3548e-05 | 7.0639e-05 | 6.5935e-05 | 6.3069e-05 | 9.033e-05 | 8.7705e-05 | 9.9662e-05 | 9.3337e-05 | 0.00010308 | 0.00010239 | 9.7626e-05 | 9.1078e-05 | 9.031e-05 | 8.7504e-05 | 8.8415e-05 | 0.00021818 | 0.00020253
VIC1 | Gas - Steam | 16.8597 | 6.1723 | 19.0435 | 40.6683 | 13.4058 | 31.1003 | 17.1041 | 39.7623 | 2.1902 | 7.854 | 1.1251 | 34.5514 | 23.1818 | 29.9648 | 59.9572 | 33.3473 | 98.8354 | 87.1959 | 0 | 0 | 0 | 0 | 0 | 0 | 0 | 0 | 0 | 0 | 0
VIC1 | OCGT / Diesel | 71.5053 | 0.0002065 | 78.7482 | 49.316 | 17.622 | 114.2847 | 48.0205 | 18.7564 | 1.2795 | 0.00023185 | 0.0002321 | 214.3304 | 70.1029 | 102.792 | 134.7891 | 67.6479 | 342.154 | 139.2493 | 1318.2795 | 751.7939 | 430.2524 | 244.176 | 1493.6259 | 562.3843 | 485.9538 | 427.8033 | 193.0549 | 1869.5553 | 2084.2964
VIC1 | Hydro | 18797.9082 | 17970.1233 | 15618.7599 | 18424.276 | 17896.298 | 16263.6025 | 15656.1399 | 18913.2902 | 14921.8293 | 12182.5554 | 11644.155 | 10025.6805 | 11915.0155 | 11567.1585 | 10517.1859 | 10053.9548 | 12168.6785 | 9642.6601 | 7875.0263 | 7512.1304 | 6509.7037 | 7666.5719 | 7519.7741 | 6788.5578 | 6503.0929 | 7856.1183 | 6232.4795 | 5071.124 | 4854.4354
VIC1 | Wind | 27225.2703 | 33181.1902 | 27188.4368 | 26816.4801 | 26286.7509 | 25920.5256 | 25431.0645 | 21922.3398 | 21181.466 | 19594.9479 | 20949.2422 | 17402.1236 | 16830.3304 | 16163.2101 | 16042.0883 | 15442.7398 | 12509.2103 | 11474.7449 | 9789.6187 | 9724.2943 | 8086.5888 | 7565.5206 | 5972.9936 | 5468.8596 | 2806.4622 | 2307.1393 | 2022.8841 | 1735.5704 | 543.5019
VIC1 | Solar PV | 2.475 | 2.3463 | 2.3241 | 2.1268 | 1.9257 | 1.9333 | 1.8872 | 1.6859 | 1.6682 | 1.623 | 1.5408 | 1.5266 | 1.3939 | 1.2627 | 1.274 | 1.2356 | 1.1051 | 1.0918 | 1.0654 | 8.4554 | 8.6547 | 7.4274 | 7.1302 | 6.7962 | 6.6727 | 6.6998 | 7.4861 | 12.4901 | 12.3932
VIC1 | Grid Battery | 0.10364 | 0.14765 | 0.14453 | 0.16146 | 0.15273 | 0.14587 | 0.12663 | 0.11261 | 0.098832 | 0.094655 | 0.089744 | 0.0903 | 0.066525 | 0.060034 | 0.060975 | 0.058351 | 0.051151 | 0.046314 | 0.046228 | 0.042981 | 0.19419 | 0.16826 | 0.15932 | 0.16191 | 0.15217 | 0.1417 | 0.13663 | 0.12634 | 0.11732
VIC1 | Pumped Hydro | 0 | 0 | 9.0059e-08 | 1.0373e-07 | 9.791e-08 | 1.0112e-07 | 9.3454e-08 | 9.456e-08 | 8.985e-08 | 8.9857e-08 | 9.1536e-08 | 1.7885e-07 | 1.6453e-07 | 1.5445e-07 | 1.576e-07 | 1.5067e-07 | 5.4221e-07 | 5.0634e-07 | 6.4781e-07 | 6.2999e-07 | 0.45111 | 0.41717 | 0.39119 | 0.47212 | 0.44432 | 0.40295 | 0.38843 | 1.291 | 1.1628
VIC1 | VPP | 0.093458 | 0.15633 | 0.22196 | 0.37936 | 0.55435 | 0.76351 | 0.89029 | 1.1305 | 1.3617 | 1.5947 | 1.9655 | 2.368 | 2.5137 | 2.5237 | 2.7502 | 2.8816 | 2.7785 | 2.6859 | 2.7312 | 2.7484 | 2.8005 | 2.7811 | 2.6758 | 2.8846 | 2.7784 | 2.6179 | 2.5854 | 2.6117 | 2.1975
Total excluding storage |  | 164031.328 | 157542.3974 | 146105.4421 | 118267.2711 | 118083.0958 | 110278.2272 | 102797.562 | 99976.2211 | 91311.6334 | 87550.7357 | 85110.6873 | 76938.4496 | 77300.3761 | 72376.4156 | 71310.9011 | 65637.4038 | 60742.4418 | 55765.7526 | 47207.938 | 45307.3266 | 44461.5694 | 43794.014 | 40154.5984 | 35640.6029 | 31777.1735 | 32661.0601 | 22188.238 | 8688.74 | 7494.6271
Region | Technology | 2021-22 | 2022-23 | 2023-24 | 2024-25 | 2025-26 | 2026-27 | 2027-28 | 2028-29 | 2029-30 | 2030-31 | 2031-32 | 2032-33 | 2033-34 | 2034-35 | 2035-36 | 2036-37 | 2037-38 | 2038-39 | 2039-40 | 2040-41 | 2041-42 | 2042-43 | 2043-44 | 2044-45 | 2045-46 | 2046-47 | 2047-48 | 2048-49 | 2049-50
SA1 | Black Coal | 0 | 0 | 0 | 0 | 0 | 0 | 0 | 0 | 0 | 0 | 0 | 0 | 0 | 0 | 0 | 0 | 0 | 0 | 0 | 0 | 0 | 0 | 0 | 0 | 0 | 0 | 0 | 0 | 0
SA1 | Brown Coal | 0 | 0 | 0 | 0 | 0 | 0 | 0 | 0 | 0 | 0 | 0 | 0 | 0 | 0 | 0 | 0 | 0 | 0 | 0 | 0 | 0 | 0 | 0 | 0 | 0 | 0 | 0 | 0 | 0
SA1 | CCGT | 7746.9846 | 7360.6135 | 3623.9809 | 2726.8689 | 2577.3613 | 2464.2746 | 2345.9203 | 2256.8021 | 2140.7321 | 2038.6336 | 1940.0343 | 3198.4759 | 3163.7383 | 4128.9761 | 2078.468 | 1935.2286 | 0.00010957 | 0.0001051 | 0.00010633 | 9.9145e-05 | 0.00013079 | 0.00012992 | 0.00013221 | 0.00011814 | 0.00011743 | 0.00011417 | 0.00011019 | 0.00014243 | 0.00013193
SA1 | Gas - Steam | 1436.942 | 1412.6232 | 1299.6714 | 157.9955 | 148.463 | 141.7797 | 134.1865 | 130.0784 | 122.5218 | 116.9421 | 111.3138 | 219.8389 | 136.424 | 435.5743 | 0 | 0 | 0 | 0 | 0 | 0 | 0 | 0 | 0 | 0 | 0 | 0 | 0 | 0 | 0
SA1 | OCGT / Diesel | 478.2244 | 243.1275 | 922.8075 | 139.901 | 78.4791 | 251.4571 | 98.3352 | 173.2399 | 14.6061 | 27.1662 | 32.188 | 881.4985 | 731.3813 | 1869.3698 | 879.5548 | 725.6394 | 2466.8042 | 2735.9825 | 3096.0742 | 2830.754 | 2231.0222 | 3129.912 | 3648.3065 | 548.4064 | 437.8487 | 638.3749 | 872.175 | 1212.3334 | 1135.5001
SA1 | Hydro | 0 | 0 | 0 | 0 | 0 | 0 | 0 | 0 | 0 | 0 | 0 | 0 | 0 | 0 | 0 | 0 | 0 | 0 | 0 | 0 | 0 | 0 | 0 | 0 | 0 | 0 | 0 | 0 | 0
SA1 | Wind | 15792.6226 | 17014.9633 | 14363.365 | 15144.7357 | 14176.4182 | 14811.2246 | 13991.3147 | 12565.4553 | 11271.1493 | 10387.0655 | 10453.4689 | 8546.839 | 8048.5211 | 7358.9159 | 6954.8349 | 5892.9045 | 5100.6891 | 4510.4796 | 3372.9726 | 3165.1855 | 2814.9763 | 2647.5113 | 1816.4726 | 1981.2157 | 1223.0924 | 994.9175 | 982.3811 | 821.2964 | 621.5637
SA1 | Solar PV | 0.88216 | 0.98022 | 0.94193 | 0.86505 | 0.80469 | 0.78615 | 0.77342 | 0.70164 | 0.69789 | 0.67175 | 0.64397 | 0.62414 | 0.56711 | 0.52772 | 0.51627 | 0.50631 | 0.4599 | 0.4577 | 2.0378 | 3.7406 | 4.455 | 5.8544 | 6.1455 | 5.7465 | 5.5204 | 4.7463 | 4.2726 | 3.6698 | 3.8667
SA1 | Grid Battery | 0.093644 | 0.089731 | 0.093164 | 0.09238 | 0.086803 | 0.081045 | 0.071006 | 0.0659 | 0.057801 | 0.053057 | 0.049768 | 0.04925 | 0.04613 | 0.032791 | 0.032121 | 0.031017 | 0.12525 | 0.11858 | 0.45917 | 0.42788 | 0.86201 | 0.82812 | 0.78086 | 0.76253 | 0.73183 | 0.66737 | 0.62867 | 0.59876 | 0.53634
SA1 | Pumped Hydro | 0 | 0 | 7.2107e-08 | 6.6662e-08 | 6.2549e-08 | 6.2931e-08 | 6.0098e-08 | 6.1355e-08 | 5.898e-08 | 5.9752e-08 | 5.9726e-08 | 8.5767e-08 | 8.0428e-08 | 7.5831e-08 | 7.6926e-08 | 9.1308e-08 | 1.1633e-07 | 1.1188e-07 | 1.0755e-07 | 1.043e-07 | 1.4044e-07 | 1.3343e-07 | 1.2764e-07 | 1.5338e-07 | 1.4332e-07 | 1.3371e-07 | 1.2895e-07 | 1.2527e-07 | 1.2032e-07
SA1 | VPP | 0.096686 | 0.16227 | 0.21104 | 0.25655 | 0.3315 | 0.42766 | 0.48333 | 0.555 | 0.59778 | 0.66212 | 0.76589 | 0.87325 | 0.90814 | 0.88934 | 0.9513 | 0.95426 | 0.89832 | 0.88173 | 0.83058 | 0.80392 | 0.78945 | 0.78624 | 0.77643 | 0.78668 | 0.77337 | 0.70424 | 0.67518 | 0.66469 | 0.52201
Total excluding storage |  | 25455.6557 | 26032.3078 | 20210.7666 | 18170.3661 | 16981.5262 | 17669.5221 | 16570.53 | 15126.2773 | 13549.7072 | 12570.4791 | 12537.6489 | 12847.2764 | 12080.6318 | 13793.3639 | 9913.374 | 8554.2788 | 7567.9534 | 7246.9199 | 6471.0846 | 5999.6803 | 5050.4536 | 5783.2777 | 5470.9248 | 2535.3688 | 1666.4617 | 1638.0388 | 1858.8288 | 2037.2996 | 1760.9306
Region | Technology | 2021-22 | 2022-23 | 2023-24 | 2024-25 | 2025-26 | 2026-27 | 2027-28 | 2028-29 | 2029-30 | 2030-31 | 2031-32 | 2032-33 | 2033-34 | 2034-35 | 2035-36 | 2036-37 | 2037-38 | 2038-39 | 2039-40 | 2040-41 | 2041-42 | 2042-43 | 2043-44 | 2044-45 | 2045-46 | 2046-47 | 2047-48 | 2048-49 | 2049-50
TAS1 | Black Coal | 0 | 0 | 0 | 0 | 0 | 0 | 0 | 0 | 0 | 0 | 0 | 0 | 0 | 0 | 0 | 0 | 0 | 0 | 0 | 0 | 0 | 0 | 0 | 0 | 0 | 0 | 0 | 0 | 0
TAS1 | Brown Coal | 0 | 0 | 0 | 0 | 0 | 0 | 0 | 0 | 0 | 0 | 0 | 0 | 0 | 0 | 0 | 0 | 0 | 0 | 0 | 0 | 0 | 0 | 0 | 0 | 0 | 0 | 0 | 0 | 0
TAS1 | CCGT | 4.8613e-05 | 4.5888e-05 | 4.5791e-05 | 4.4063e-05 | 4.2202e-05 | 4.153e-05 | 4.2731e-05 | 4.3428e-05 | 4.2579e-05 | 4.159e-05 | 3.9927e-05 | 4.2897e-05 | 4.0967e-05 | 3.8773e-05 | 3.7045e-05 | 3.577e-05 | 3.5386e-05 | 3.4927e-05 | 3.6255e-05 | 3.4431e-05 | 3.5773e-05 | 3.4193e-05 | 3.2514e-05 | 3.161e-05 | 3.0821e-05 | 3.1067e-05 | 3.0963e-05 | 3.2134e-05 | 3.0718e-05
TAS1 | Gas - Steam | 0 | 0 | 0 | 0 | 0 | 0 | 0 | 0 | 0 | 0 | 0 | 0 | 0 | 0 | 0 | 0 | 0 | 0 | 0 | 0 | 0 | 0 | 0 | 0 | 0 | 0 | 0 | 0 | 0
TAS1 | OCGT / Diesel | 6.0175e-05 | 5.5796e-05 | 5.5924e-05 | 5.4551e-05 | 5.3147e-05 | 5.4042e-05 | 5.4728e-05 | 5.5781e-05 | 5.5154e-05 | 5.3881e-05 | 5.1026e-05 | 2.7899 | 5.2523e-05 | 4.9607e-05 | 4.7824e-05 | 4.6808e-05 | 4.7961 | 4.6026e-05 | 2.3601 | 0.80487 | 3.0923 | 3.0223e-05 | 1.0046 | 1.869 | 2.6974e-05 | 2.8227e-05 | 3.0157e-05 | 5.6165 | 2.2164
TAS1 | Hydro | 53497.877 | 51542.0812 | 50920.2307 | 56725.8369 | 53423.1927 | 43673.4962 | 51380.4995 | 52061.914 | 43600.1185 | 37970.7693 | 36864.5575 | 39737.6312 | 36762.2402 | 37553.6451 | 33571.5164 | 28747.3757 | 29314.393 | 26620.3839 | 24150.774 | 21417.9297 | 21280.3333 | 19729.4955 | 18996.5542 | 17694.4822 | 16713.6075 | 16697.5028 | 14743.0266 | 14275.7466 | 12112.727
TAS1 | Wind | 3344.9436 | 3864.5274 | 3332.4718 | 3207.666 | 3265.5784 | 3175.5309 | 3081.6497 | 2488.3867 | 2346.856 | 1989.1568 | 2281.9187 | 1943.3728 | 1921.6069 | 1866.6226 | 1738.5688 | 1666.9971 | 1246.4106 | 1175.8982 | 848.5106 | 851.1177 | 785.5447 | 731.9054 | 643.9606 | 531.283 | 571.442 | 419.7148 | 425.5213 | 339.1813 | 315.4276
TAS1 | Solar PV | 2.0746e-08 | 3.3229e-08 | 4.483e-08 | 7.5425e-08 | 8.4034e-08 | 1.0362e-07 | 9.3114e-08 | 9.2221e-08 | 9.6203e-08 | 9.4465e-08 | 9.7516e-08 | 9.8458e-08 | 1.1374e-07 | 9.4596e-08 | 9.9331e-08 | 9.1813e-08 | 1.0799e-07 | 1.2321e-07 | 2.1523e-07 | 4.0651e-07 | 3.9218e-07 | 3.6608e-07 | 2.8398e-07 | 2.8752e-07 | 2.6307e-07 | 2.5207e-07 | 2.5087e-07 | 2.3263e-07 | 2.1571e-07
TAS1 | Grid Battery | 4.7299e-08 | 6.5763e-08 | 6.1964e-08 | 6.9586e-08 | 9.3379e-08 | 8.9731e-08 | 1.0353e-07 | 1.097e-07 | 1.2828e-07 | 1.2903e-07 | 1.3591e-07 | 1.5174e-07 | 1.4891e-07 | 1.5591e-07 | 1.6167e-07 | 1.5633e-07 | 1.7255e-07 | 1.7315e-07 | 2.3306e-07 | 2.3795e-07 | 2.3625e-07 | 2.2923e-07 | 2.518e-07 | 2.4543e-07 | 2.2337e-07 | 2.3116e-07 | 2.2607e-07 | 2.8057e-07 | 2.6007e-07
TAS1 | Pumped Hydro | 0 | 0 | 1.7494e-07 | 1.7364e-07 | 1.8362e-07 | 1.8539e-07 | 1.956e-07 | 1.8938e-07 | 2.0062e-07 | 2.1021e-07 | 2.1188e-07 | 2.4706e-07 | 2.4012e-07 | 2.4929e-07 | 2.4499e-07 | 2.4941e-07 | 2.7357e-07 | 2.7726e-07 | 3.6771e-07 | 3.7208e-07 | 3.4168e-07 | 3.3755e-07 | 3.5646e-07 | 3.4209e-07 | 3.2675e-07 | 3.1332e-07 | 3.0101e-07 | 3.4477e-07 | 3.3217e-07
TAS1 | VPP | 0.0023049 | 0.0070911 | 0.0045839 | 0.0085843 | 0.020975 | 0.032298 | 0.05969 | 0.066332 | 0.08161 | 0.10887 | 0.11304 | 0.12785 | 0.12567 | 0.12731 | 0.13479 | 0.13707 | 0.13858 | 0.14273 | 0.15946 | 0.1846 | 0.17407 | 0.17872 | 0.17858 | 0.18423 | 0.17296 | 0.16531 | 0.15638 | 0.16266 | 0.13908
Total excluding storage |  | 56842.8207 | 55406.6087 | 54252.7026 | 59933.503 | 56688.7712 | 46849.0272 | 54462.1493 | 54550.3008 | 45946.9746 | 39959.9262 | 39146.4763 | 41683.794 | 38683.8472 | 39420.2678 | 35310.0852 | 30414.3729 | 30565.5997 | 27796.2821 | 25001.6447 | 22269.8523 | 22068.9704 | 20461.4009 | 19641.5195 | 18227.6342 | 17285.0496 | 17117.2177 | 15168.5479 | 14620.5445 | 12430.371
Explicitly modelled pumping
Region | Technology | 2021-22 | 2022-23 | 2023-24 | 2024-25 | 2025-26 | 2026-27 | 2027-28 | 2028-29 | 2029-30 | 2030-31 | 2031-32 | 2032-33 | 2033-34 | 2034-35 | 2035-36 | 2036-37 | 2037-38 | 2038-39 | 2039-40 | 2040-41 | 2041-42 | 2042-43 | 2043-44 | 2044-45 | 2045-46 | 2046-47 | 2047-48 | 2048-49 | 2049-50
NEM | Grid Battery pump | 0.24285 | 0.31948 | 0.31961 | 0.34568 | 0.32761 | 0.31055 | 0.27257 | 0.2461 | 0.21759 | 0.20564 | 0.19423 | 0.19295 | 0.15893 | 0.13299 | 0.13277 | 0.12726 | 0.11054 | 0.1026 | 0.099439 | 0.08054 | 0.04433 | 0.024777 | 0.022743 | 0.023229 | 0.022339 | 0.019484 | 0.018712 | 0.017751 | 0.014812
NEM | Pumped Hydro Pump | 1203.3915 | 3779.2781 | 4713.7092 | 11422.209 | 9272.4609 | 8950.9927 | 8573.4266 | 10433.8015 | 7713.2998 | 8181.1307 | 8308.1426 | 12351.6306 | 11149.66 | 9498.7252 | 11338.5833 | 10019.3436 | 8191.4169 | 7311.0888 | 7587.4767 | 7662.6657 | 7506.4548 | 7525.4352 | 7240.8863 | 7301.3599 | 7533.0269 | 6135.4558 | 5283.3888 | 5717.843 | 3804.2601
NEM | VPP pump | 0.47213 | 0.82197 | 1.0818 | 1.7878 | 2.5962 | 3.4158 | 4.099 | 4.9694 | 5.7078 | 6.6501 | 7.7788 | 9.0867 | 9.6544 | 9.7536 | 10.3979 | 10.7487 | 9.8155 | 9.7223 | 9.8243 | 9.96 | 10.2537 | 10.3075 | 10.1202 | 10.5625 | 10.1067 | 9.1439 | 9.1069 | 9.1734 | 7.3446
Region | Technology | 2021-22 | 2022-23 | 2023-24 | 2024-25 | 2025-26 | 2026-27 | 2027-28 | 2028-29 | 2029-30 | 2030-31 | 2031-32 | 2032-33 | 2033-34 | 2034-35 | 2035-36 | 2036-37 | 2037-38 | 2038-39 | 2039-40 | 2040-41 | 2041-42 | 2042-43 | 2043-44 | 2044-45 | 2045-46 | 2046-47 | 2047-48 | 2048-49 | 2049-50
NSW1 | Grid Battery pump | 0 | 0 | 0 | 0 | 0 | 0 | 0 | 0 | 0 | 0 | 0 | 0 | 0 | 0 | 0 | 0 | 0 | 0 | 0 | 0 | 0 | 0 | 0 | 0 | 0 | 0 | 0 | 0 | 0
NSW1 | Pumped Hydro Pump | 900.5042 | 2887.6373 | 3478.8874 | 7114.154 | 4681.5109 | 5043.3469 | 5184.7051 | 6106.5875 | 4520.7333 | 4832.0659 | 5222.7154 | 8399.0348 | 7668.062 | 6354.6587 | 8064.3381 | 7003.3806 | 6341.6535 | 5528.7864 | 5786.1603 | 5860.2352 | 5377.2168 | 5751.4456 | 5939.6581 | 5891.4134 | 6301.1204 | 5123.8889 | 4418.5705 | 4991.6031 | 3553.8717
NSW1 | VPP pump | 0.17127 | 0.313 | 0.38534 | 0.69507 | 1.006 | 1.2874 | 1.5716 | 1.8771 | 2.1 | 2.4152 | 2.7197 | 3.1294 | 3.342 | 3.3033 | 3.5016 | 3.6108 | 3.4811 | 3.4087 | 3.4667 | 3.4491 | 3.5463 | 3.5582 | 3.5149 | 3.673 | 3.5827 | 3.3421 | 3.2345 | 3.306 | 2.8523
Region | Technology | 2021-22 | 2022-23 | 2023-24 | 2024-25 | 2025-26 | 2026-27 | 2027-28 | 2028-29 | 2029-30 | 2030-31 | 2031-32 | 2032-33 | 2033-34 | 2034-35 | 2035-36 | 2036-37 | 2037-38 | 2038-39 | 2039-40 | 2040-41 | 2041-42 | 2042-43 | 2043-44 | 2044-45 | 2045-46 | 2046-47 | 2047-48 | 2048-49 | 2049-50
QLD1 | Grid Battery pump | 0 | 0.025619 | 0.026926 | 0.031714 | 0.032456 | 0.030401 | 0.027952 | 0.026327 | 0.024195 | 0.023282 | 0.02161 | 0.02104 | 0.019644 | 0.018583 | 0.017835 | 0.016928 | 0.012865 | 0.01249 | 0.012169 | 0 | 0 | 0 | 0 | 0 | 0 | 0 | 0 | 0 | 0
QLD1 | Pumped Hydro Pump | 302.8873 | 891.6408 | 1234.8218 | 4308.055 | 4590.95 | 3907.6458 | 3388.7215 | 4327.214 | 3192.5665 | 3349.0648 | 3085.4272 | 3952.5958 | 3481.598 | 3144.0665 | 3274.2452 | 3015.963 | 1849.7634 | 1782.3024 | 1801.3164 | 1802.4305 | 2129.238 | 1773.9896 | 1301.2282 | 1409.9465 | 1231.9065 | 1011.5669 | 864.8183 | 726.2399 | 250.3884
QLD1 | VPP pump | 0.074431 | 0.12493 | 0.18246 | 0.33325 | 0.5246 | 0.68898 | 0.83727 | 1.0352 | 1.206 | 1.4521 | 1.7061 | 1.9982 | 2.1337 | 2.291 | 2.3833 | 2.463 | 1.8461 | 1.9366 | 1.9911 | 2.1016 | 2.2915 | 2.3291 | 2.3458 | 2.353 | 2.1297 | 1.7115 | 1.8398 | 1.8337 | 1.129
Region | Technology | 2021-22 | 2022-23 | 2023-24 | 2024-25 | 2025-26 | 2026-27 | 2027-28 | 2028-29 | 2029-30 | 2030-31 | 2031-32 | 2032-33 | 2033-34 | 2034-35 | 2035-36 | 2036-37 | 2037-38 | 2038-39 | 2039-40 | 2040-41 | 2041-42 | 2042-43 | 2043-44 | 2044-45 | 2045-46 | 2046-47 | 2047-48 | 2048-49 | 2049-50
VIC1 | Grid Battery pump | 0.12753 | 0.18281 | 0.17792 | 0.1998 | 0.1881 | 0.18009 | 0.15674 | 0.13862 | 0.12202 | 0.11686 | 0.11114 | 0.11115 | 0.082331 | 0.073922 | 0.075281 | 0.072042 | 0.063152 | 0.057382 | 0.056872 | 0.053238 | 0.018446 | 0 | 0 | 0 | 0 | 0 | 0 | 0 | 0
VIC1 | Pumped Hydro Pump | 0 | 0 | 0 | 0 | 0 | 0 | 0 | 0 | 0 | 0 | 0 | 0 | 0 | 0 | 0 | 0 | 0 | 0 | 0 | 0 | 0 | 0 | 0 | 0 | 0 | 0 | 0 | 0 | 0
VIC1 | VPP pump | 0.10996 | 0.18434 | 0.26072 | 0.44719 | 0.65135 | 0.89826 | 1.0498 | 1.3276 | 1.602 | 1.8762 | 2.3185 | 2.7815 | 2.9626 | 2.9626 | 3.2357 | 3.3903 | 3.269 | 3.1689 | 3.2045 | 3.2428 | 3.2857 | 3.2816 | 3.1386 | 3.394 | 3.2783 | 3.0706 | 3.0511 | 3.0635 | 2.5855
Region | Technology | 2021-22 | 2022-23 | 2023-24 | 2024-25 | 2025-26 | 2026-27 | 2027-28 | 2028-29 | 2029-30 | 2030-31 | 2031-32 | 2032-33 | 2033-34 | 2034-35 | 2035-36 | 2036-37 | 2037-38 | 2038-39 | 2039-40 | 2040-41 | 2041-42 | 2042-43 | 2043-44 | 2044-45 | 2045-46 | 2046-47 | 2047-48 | 2048-49 | 2049-50
SA1 | Grid Battery pump | 0.11532 | 0.11105 | 0.11476 | 0.11416 | 0.10706 | 0.10006 | 0.087874 | 0.081151 | 0.071377 | 0.065491 | 0.061485 | 0.060765 | 0.056953 | 0.040485 | 0.039657 | 0.038293 | 0.034528 | 0.032726 | 0.030399 | 0.027302 | 0.025884 | 0.024777 | 0.022743 | 0.023229 | 0.022339 | 0.019484 | 0.018712 | 0.017751 | 0.014812
SA1 | Pumped Hydro Pump | 0 | 0 | 0 | 0 | 0 | 0 | 0 | 0 | 0 | 0 | 0 | 0 | 0 | 0 | 0 | 0 | 0 | 0 | 0 | 0 | 0 | 0 | 0 | 0 | 0 | 0 | 0 | 0 | 0
SA1 | VPP pump | 0.11375 | 0.19131 | 0.24789 | 0.30214 | 0.38971 | 0.50315 | 0.5699 | 0.65171 | 0.70342 | 0.77889 | 0.90157 | 1.0271 | 1.0683 | 1.0463 | 1.1192 | 1.1227 | 1.0569 | 1.0402 | 0.97442 | 0.94865 | 0.92602 | 0.92768 | 0.91087 | 0.9263 | 0.91187 | 0.82588 | 0.79697 | 0.77946 | 0.61418
Region | Technology | 2021-22 | 2022-23 | 2023-24 | 2024-25 | 2025-26 | 2026-27 | 2027-28 | 2028-29 | 2029-30 | 2030-31 | 2031-32 | 2032-33 | 2033-34 | 2034-35 | 2035-36 | 2036-37 | 2037-38 | 2038-39 | 2039-40 | 2040-41 | 2041-42 | 2042-43 | 2043-44 | 2044-45 | 2045-46 | 2046-47 | 2047-48 | 2048-49 | 2049-50
TAS1 | Grid Battery pump | 0 | 0 | 0 | 0 | 0 | 0 | 0 | 0 | 0 | 0 | 0 | 0 | 0 | 0 | 0 | 0 | 0 | 0 | 0 | 0 | 0 | 0 | 0 | 0 | 0 | 0 | 0 | 0 | 0
TAS1 | Pumped Hydro Pump | 0 | 0 | 0 | 0 | 0 | 0 | 0 | 0 | 0 | 0 | 0 | 0 | 0 | 0 | 0 | 0 | 0 | 0 | 0 | 0 | 0 | 0 | 0 | 0 | 0 | 0 | 0 | 0 | 0
TAS1 | VPP pump | 0.0027123 | 0.0083886 | 0.005357 | 0.010178 | 0.024621 | 0.037971 | 0.070467 | 0.077802 | 0.096374 | 0.12773 | 0.13299 | 0.15042 | 0.14786 | 0.15037 | 0.158 | 0.16188 | 0.16244 | 0.16793 | 0.18761 | 0.21783 | 0.20417 | 0.21092 | 0.21006 | 0.21616 | 0.20412 | 0.19387 | 0.18458 | 0.19078 | 0.16364

## Marinus_FOM Cost
FOM cost by technology ($000s) - Marinus Link, Fast Change Scenario
FOM | Real June 2020 dollars discounted to 1 July 2020. For new entrant capacity, the FOM is incurred annually in modelling. For existing capacity, FOM is considered to be a sunk cost, since the fixed retirement dates are assumed to be the same in the Base Case and the case with Marinus Link. As such, early retirements are presented as an annual FOM saving, or negative cost, that continues until the assumed fixed date retirement.
Explicitly modelled generation
Region | Technology | 2021-22 | 2022-23 | 2023-24 | 2024-25 | 2025-26 | 2026-27 | 2027-28 | 2028-29 | 2029-30 | 2030-31 | 2031-32 | 2032-33 | 2033-34 | 2034-35 | 2035-36 | 2036-37 | 2037-38 | 2038-39 | 2039-40 | 2040-41 | 2041-42 | 2042-43 | 2043-44 | 2044-45 | 2045-46 | 2046-47 | 2047-48 | 2048-49 | 2049-50
NEM | Black Coal | 0 | 0 | 0 | -100617.9901 | 4100.6628 | 135249.2914 | -67961.8872 | -181733.3629 | -191478.0565 | -184159.5793 | 207241.6571 | 333795.8585 | 187708.5982 | -108301.742 | -6741.6312 | -0.026018 | -0.00065243 | -0.00062255 | -0.00059563 | -0.00056676 | 239835.4415 | 0 | 0 | 0 | 0 | 0 | 0 | 0 | 0
NEM | Brown Coal | 0 | 0 | 0 | -147483.7423 | -140728.7618 | -159866.834 | 151885.1085 | 434833.5834 | -105352.1593 | -68541.0513 | -32788.3732 | -0.0070191 | -0.0066976 | -0.0063908 | -0.0061144 | -0.0058181 | 190672.8129 | 363063.546 | -0.0050682 | -0.0048226 | -0.0046017 | -0.0043909 | -0.004201 | -0.0039974 | -0.0038143 | -0.0036396 | -0.0028279 | 0 | 0
NEM | CCGT | 0.00014294 | 0.00013746 | 0.00014475 | 0.00015489 | 0.0001478 | 0.00014103 | 0.00013643 | 0.00014322 | 0.00013666 | 0.0001304 | 0.00013256 | 0.00019502 | 0.00018608 | 0.00017756 | 0.00016988 | 0.00016313 | 0.00027662 | 0.00026457 | 0.00029817 | 0.00028372 | 0.00032346 | 0.00032585 | 0.00031854 | 0.00030509 | 0.00029112 | 0.0002852 | 0.00027528 | 0.00038251 | 0.00036499
NEM | Gas - Steam | 0 | 0 | 0 | 0 | 0 | 0 | 0 | 0 | 0 | 0 | 0 | 0 | 0 | 0 | 0 | 0 | 0 | 0 | 0 | 0 | 0 | 0 | 0 | 0 | 0 | 0 | 0 | 0 | 0
NEM | OCGT / Diesel | 0.0005976 | 0.00058747 | 0.00056668 | 0.00053922 | 0.00051452 | 0.00049095 | 0.00046972 | 0.00045977 | 0.00045266 | 0.0004534 | 0.00045727 | 0.00060087 | 0.00057335 | 0.00054709 | 0.00052455 | 0.00050568 | 0.00088269 | 0.00084645 | 1291.6212 | 1229.0167 | 1396.6761 | 1711.883 | 1637.8463 | 7651.1811 | 8878.6842 | 13114.0685 | 12546.9016 | 15478.7701 | 14769.8188
NEM | Hydro | 0 | 0 | 0 | 0 | 0 | 0 | 0 | 0 | 0 | 0 | 0 | 0 | 0 | 0 | 0 | 0 | 0 | 0 | 0 | 0 | 0 | 0 | 0 | 0 | 0 | 0 | 0 | 0 | 0
NEM | Wind | 14613.4564 | 33101.5015 | 53095.973 | 71210.5391 | 86898.4606 | 87904.89 | 99564.1577 | 110892.2547 | 188842.1376 | 182412.5003 | 176649.2307 | 209294.76 | 205285.1448 | 204097.2205 | 206551.3731 | 216243.3923 | 253715.4358 | 254075.6916 | 251361.1866 | 240625.7064 | 246946.9647 | 253222.4396 | 252428.434 | 242500.986 | 246429.294 | 254565.2245 | 262899.01 | 257238.468 | 263010.7346
NEM | Solar PV | 0.0008371 | 0.0014087 | 0.0015501 | 0.0028006 | 2134.93 | 13860.4886 | 25329.6087 | 35594.0591 | 65462.6438 | 62464.355 | 59762.8508 | 56866.163 | 54261.6059 | 51776.3415 | 49537.0804 | 47136.031 | 60407.7932 | 61584.6726 | 65466.0552 | 73639.0949 | 74715.4679 | 105923.4296 | 101793.2741 | 96859.3806 | 92423.073 | 105429.3484 | 103543.7109 | 108188.6214 | 109934.1985
NEM | Grid Battery | 0.00072515 | 0.0010615 | 0.0010196 | 0.0012395 | 0.0016668 | 0.001707 | 0.0021019 | 0.0024126 | 0.085847 | 0.081943 | 0.078586 | 0.078244 | 660.177 | 629.9399 | 602.6958 | 573.4845 | 16983.6775 | 16205.7992 | 21719.7978 | 20667.0449 | 29429.3586 | 28081.449 | 26866.9619 | 25564.7273 | 24393.8237 | 30368.5051 | 29055.1057 | 27646.815 | 26380.5487
NEM | Pumped Hydro | 0 | 0 | 0.0013467 | 0.0014673 | 0.0014469 | 0.0014356 | 0.0014648 | 0.0015149 | 22893.9601 | 21845.3818 | 20900.5968 | 19887.5512 | 18976.6714 | 18107.5109 | 17324.384 | 16484.6757 | 18606.8529 | 17754.6306 | 16986.7664 | 16163.4223 | 16695.2422 | 22519.1441 | 21545.2196 | 20690.8901 | 19743.2157 | 20253.4321 | 19377.4969 | 21127.02 | 25695.8182
NEM | VPP | 0 | 0 | 0 | 0 | 0 | 0 | 0 | 0 | 0 | 0 | 0 | 0 | 0 | 0 | 0 | 0 | 0 | 0 | 0 | 0 | 0 | 0 | 0 | 0 | 0 | 0 | 0 | 0 | 0
Total excluding storage |  | 14613.458 | 33101.5036 | 53095.9753 | -176891.1898 | -47594.7077 | 77147.8367 | 208816.9883 | 399586.535 | -42525.4337 | -7823.7747 | 410865.366 | 599956.7752 | 447255.3429 | 147571.8143 | 249346.8169 | 263379.3921 | 504796.0425 | 678723.9108 | 318118.8576 | 315493.8129 | 562894.5459 | 360857.7482 | 355859.5505 | 347011.5439 | 347731.0477 | 373108.6379 | 378989.62 | 380905.86 | 387714.7523
Region | Technology | 2021-22 | 2022-23 | 2023-24 | 2024-25 | 2025-26 | 2026-27 | 2027-28 | 2028-29 | 2029-30 | 2030-31 | 2031-32 | 2032-33 | 2033-34 | 2034-35 | 2035-36 | 2036-37 | 2037-38 | 2038-39 | 2039-40 | 2040-41 | 2041-42 | 2042-43 | 2043-44 | 2044-45 | 2045-46 | 2046-47 | 2047-48 | 2048-49 | 2049-50
NSW1 | Black Coal | 0 | 0 | 0 | -26874.2374 | 74466.7283 | -114701.4778 | -118836.1391 | -113076.1824 | -125965.4797 | -121647.5786 | -116386.4877 | 229845.0289 | -59197.2328 | -56485.9091 | -0.00046396 | -0.00044147 | -0.00042125 | -0.00040196 | -0.00038458 | -0.00036594 | -0.00034918 | 0 | 0 | 0 | 0 | 0 | 0 | 0 | 0
NSW1 | Brown Coal | 0 | 0 | 0 | 0 | 0 | 0 | 0 | 0 | 0 | 0 | 0 | 0 | 0 | 0 | 0 | 0 | 0 | 0 | 0 | 0 | 0 | 0 | 0 | 0 | 0 | 0 | 0 | 0 | 0
NSW1 | CCGT | 3.092e-05 | 2.9504e-05 | 3.0665e-05 | 3.4026e-05 | 3.2468e-05 | 3.0981e-05 | 2.9641e-05 | 3.0201e-05 | 2.8818e-05 | 2.7498e-05 | 2.7976e-05 | 4.7554e-05 | 4.5376e-05 | 4.3297e-05 | 4.1425e-05 | 3.9417e-05 | 8.9517e-05 | 8.5417e-05 | 8.6029e-05 | 8.1859e-05 | 0.00010284 | 9.8128e-05 | 9.6751e-05 | 9.2062e-05 | 8.7845e-05 | 8.3822e-05 | 8.0196e-05 | 0.00011397 | 0.00010875
NSW1 | Gas - Steam | 0 | 0 | 0 | 0 | 0 | 0 | 0 | 0 | 0 | 0 | 0 | 0 | 0 | 0 | 0 | 0 | 0 | 0 | 0 | 0 | 0 | 0 | 0 | 0 | 0 | 0 | 0 | 0 | 0
NSW1 | OCGT / Diesel | 0.00012376 | 0.00012393 | 0.00012319 | 0.00011722 | 0.00011185 | 0.00010673 | 0.00010211 | 9.7165e-05 | 9.3793e-05 | 9.3569e-05 | 9.4315e-05 | 0.0001324 | 0.00012633 | 0.00012055 | 0.00011533 | 0.00010974 | 0.00032266 | 0.00030788 | 0.0018021 | 0.0017148 | 223.9513 | 213.694 | 204.452 | 4609.9304 | 4398.7885 | 4197.3173 | 4015.7886 | 5955.9178 | 5683.1277
NSW1 | Hydro | 0 | 0 | 0 | 0 | 0 | 0 | 0 | 0 | 0 | 0 | 0 | 0 | 0 | 0 | 0 | 0 | 0 | 0 | 0 | 0 | 0 | 0 | 0 | 0 | 0 | 0 | 0 | 0 | 0
NSW1 | Wind | 0.0026693 | 19157.3661 | 36664.0479 | 52634.0129 | 64340.943 | 63654.4692 | 62140.9419 | 60304.1308 | 125067.0899 | 119338.8262 | 114177.5731 | 108643.4159 | 103667.3815 | 103281.0687 | 108323.7999 | 106866.2011 | 103282.4787 | 103641.9914 | 105912.2304 | 100778.6923 | 110335.198 | 105281.6812 | 100728.3818 | 95846.1034 | 94563.2796 | 90232.1375 | 95504.4673 | 90875.3926 | 86713.1608
NSW1 | Solar PV | 0.00019662 | 0.00041775 | 0.00043507 | 0.00087889 | 2134.928 | 13860.4866 | 25329.6063 | 35594.0566 | 65462.6407 | 62464.3518 | 59762.8477 | 56866.158 | 54261.6011 | 51776.3369 | 49537.076 | 47136.0268 | 48539.2199 | 50259.6976 | 53284.2061 | 50701.5345 | 48379.3268 | 64063.8057 | 61293.1273 | 58322.2653 | 55651.0165 | 59526.1901 | 58460.5192 | 60968.605 | 62664.4301
NSW1 | Grid Battery | 0.0002525 | 0.00036882 | 0.00035286 | 0.00046377 | 0.0005592 | 0.00059183 | 0.00072204 | 0.00077666 | 0.083987 | 0.080143 | 0.076716 | 0.07354 | 0.070171 | 0.066957 | 0.064063 | 0.060958 | 1291.4875 | 1232.3354 | 5012.7733 | 4769.8055 | 9741.2872 | 9295.1214 | 8893.1191 | 8462.072 | 8074.4962 | 7704.6719 | 7371.4546 | 7014.1646 | 6692.9052
NSW1 | Pumped Hydro | 0 | 0 | 0.00039917 | 0.00046306 | 0.00044185 | 0.00042161 | 0.00043014 | 0.00045085 | 22893.959 | 21845.3807 | 20900.5957 | 19887.5494 | 18976.6693 | 18107.5089 | 17324.382 | 16484.6738 | 15729.651 | 15009.209 | 14360.0801 | 13664.0508 | 13038.2164 | 12441.0462 | 11902.9867 | 11326.0521 | 10807.3016 | 10312.3107 | 9866.3163 | 9388.0985 | 8958.1093
NSW1 | VPP | 0 | 0 | 0 | 0 | 0 | 0 | 0 | 0 | 0 | 0 | 0 | 0 | 0 | 0 | 0 | 0 | 0 | 0 | 0 | 0 | 0 | 0 | 0 | 0 | 0 | 0 | 0 | 0 | 0
Total excluding storage |  | 0.0030206 | 19157.3667 | 36664.0484 | 25759.7765 | 140942.5995 | -37186.5219 | -31365.5909 | -17177.9948 | 64564.251 | 60155.5995 | 57553.9332 | 395354.603 | 98731.75 | 98571.4966 | 157860.8756 | 154002.2275 | 151821.6986 | 153901.6889 | 159196.438 | 151480.2282 | 158938.4759 | 169559.181 | 162225.9613 | 158778.2992 | 154613.0847 | 153955.6449 | 157980.7751 | 157799.9155 | 155060.7187
Region | Technology | 2021-22 | 2022-23 | 2023-24 | 2024-25 | 2025-26 | 2026-27 | 2027-28 | 2028-29 | 2029-30 | 2030-31 | 2031-32 | 2032-33 | 2033-34 | 2034-35 | 2035-36 | 2036-37 | 2037-38 | 2038-39 | 2039-40 | 2040-41 | 2041-42 | 2042-43 | 2043-44 | 2044-45 | 2045-46 | 2046-47 | 2047-48 | 2048-49 | 2049-50
QLD1 | Black Coal | 0 | 0 | 0 | -73743.7527 | -70366.0655 | 249950.7692 | 50874.252 | -68657.1805 | -65512.5768 | -62512.0007 | 323628.1448 | 103950.8296 | 246905.831 | -51815.8329 | -6741.6307 | -0.025576 | -0.00023118 | -0.00022059 | -0.00021105 | -0.00020082 | 239835.4418 | 0 | 0 | 0 | 0 | 0 | 0 | 0 | 0
QLD1 | Brown Coal | 0 | 0 | 0 | 0 | 0 | 0 | 0 | 0 | 0 | 0 | 0 | 0 | 0 | 0 | 0 | 0 | 0 | 0 | 0 | 0 | 0 | 0 | 0 | 0 | 0 | 0 | 0 | 0 | 0
QLD1 | CCGT | 3.2934e-05 | 3.249e-05 | 3.3077e-05 | 3.8523e-05 | 3.6758e-05 | 3.5075e-05 | 3.3558e-05 | 3.6607e-05 | 3.493e-05 | 3.3331e-05 | 3.5414e-05 | 4.8915e-05 | 4.6674e-05 | 4.4537e-05 | 4.261e-05 | 4.2026e-05 | 7.3381e-05 | 7.002e-05 | 9.4779e-05 | 9.0185e-05 | 8.6055e-05 | 9.9326e-05 | 9.5031e-05 | 9.0424e-05 | 8.6283e-05 | 8.89e-05 | 8.5055e-05 | 8.0933e-05 | 7.7226e-05
QLD1 | Gas - Steam | 0 | 0 | 0 | 0 | 0 | 0 | 0 | 0 | 0 | 0 | 0 | 0 | 0 | 0 | 0 | 0 | 0 | 0 | 0 | 0 | 0 | 0 | 0 | 0 | 0 | 0 | 0 | 0 | 0
QLD1 | OCGT / Diesel | 0.00012176 | 0.00012062 | 0.00011541 | 0.00010981 | 0.00010478 | 9.9983e-05 | 9.5659e-05 | 9.6307e-05 | 9.4129e-05 | 9.4856e-05 | 9.6328e-05 | 0.00012189 | 0.0001163 | 0.00011098 | 0.00010618 | 0.00010402 | 0.00014721 | 0.00014047 | 1291.6189 | 1229.0145 | 1172.7237 | 1498.188 | 1433.3933 | 1363.9171 | 2879.3864 | 7389.5477 | 7069.9591 | 7106.7297 | 6781.2306
QLD1 | Hydro | 0 | 0 | 0 | 0 | 0 | 0 | 0 | 0 | 0 | 0 | 0 | 0 | 0 | 0 | 0 | 0 | 0 | 0 | 0 | 0 | 0 | 0 | 0 | 0 | 0 | 0 | 0 | 0 | 0
QLD1 | Wind | 14613.4467 | 13944.1287 | 13341.0629 | 12694.4275 | 14131.8333 | 13484.5738 | 24514.8007 | 35823.62 | 47318.6934 | 45151.425 | 43198.6831 | 53199.5338 | 54095.7422 | 51618.0746 | 49385.6583 | 52880.4495 | 66027.5006 | 63003.3403 | 60278.5256 | 57356.8412 | 57899.7686 | 70196.2002 | 67160.3035 | 66212.7522 | 69954.7218 | 70867.8526 | 67802.9078 | 64516.5185 | 73576.683
QLD1 | Solar PV | 0.00027017 | 0.00044194 | 0.00047894 | 0.00081076 | 0.00082756 | 0.00086119 | 0.001123 | 0.0010735 | 0.0017663 | 0.0016854 | 0.0016125 | 0.0015344 | 0.0014641 | 0.001397 | 0.0013379 | 0.001273 | 11868.565 | 11324.9666 | 10835.1761 | 13805.0136 | 17027.8587 | 30873.8996 | 29538.6425 | 28106.9122 | 26819.5727 | 35297.3195 | 33770.7552 | 32133.8954 | 32874.6127
QLD1 | Grid Battery | 0.00012379 | 0.00016818 | 0.0001609 | 0.00020749 | 0.00027354 | 0.00026101 | 0.00040975 | 0.00056256 | 0.00054121 | 0.00052182 | 0.00054847 | 0.0017748 | 660.1041 | 629.8703 | 602.6292 | 573.4199 | 15066.9265 | 14376.8383 | 13755.0582 | 13088.3541 | 12488.8875 | 11916.8774 | 11401.4876 | 10848.8604 | 10351.9661 | 16969.7858 | 16235.8641 | 15448.916 | 14741.3321
QLD1 | Pumped Hydro | 0 | 0 | 0.00017362 | 0.00020507 | 0.00020411 | 0.00020611 | 0.00020867 | 0.00023512 | 0.00022435 | 0.00022488 | 0.00022365 | 0.00051234 | 0.00085968 | 0.00082031 | 0.00078483 | 0.00074679 | 2877.1995 | 2745.4193 | 2626.6834 | 2499.3688 | 2384.8939 | 8864.2315 | 8480.8648 | 8069.7994 | 7700.1903 | 8761.9957 | 8383.0505 | 7976.7262 | 13147.8279
QLD1 | VPP | 0 | 0 | 0 | 0 | 0 | 0 | 0 | 0 | 0 | 0 | 0 | 0 | 0 | 0 | 0 | 0 | 0 | 0 | 0 | 0 | 0 | 0 | 0 | 0 | 0 | 0 | 0 | 0 | 0
Total excluding storage |  | 14613.4472 | 13944.1293 | 13341.0635 | -61049.3242 | -56234.2313 | 263435.344 | 75389.0539 | -32833.5594 | -18193.8815 | -17360.5739 | 366826.8296 | 157150.365 | 301001.5748 | -197.7568 | 42644.029 | 52880.4254 | 77896.0656 | 74328.3068 | 72405.3205 | 72390.8691 | 315935.7929 | 102568.2879 | 98132.3395 | 95683.5816 | 99653.6811 | 113554.72 | 108643.6222 | 103757.1437 | 113232.5265
Region | Technology | 2021-22 | 2022-23 | 2023-24 | 2024-25 | 2025-26 | 2026-27 | 2027-28 | 2028-29 | 2029-30 | 2030-31 | 2031-32 | 2032-33 | 2033-34 | 2034-35 | 2035-36 | 2036-37 | 2037-38 | 2038-39 | 2039-40 | 2040-41 | 2041-42 | 2042-43 | 2043-44 | 2044-45 | 2045-46 | 2046-47 | 2047-48 | 2048-49 | 2049-50
VIC1 | Black Coal | 0 | 0 | 0 | 0 | 0 | 0 | 0 | 0 | 0 | 0 | 0 | 0 | 0 | 0 | 0 | 0 | 0 | 0 | 0 | 0 | 0 | 0 | 0 | 0 | 0 | 0 | 0 | 0 | 0
VIC1 | Brown Coal | 0 | 0 | 0 | -147483.7423 | -140728.7618 | -159866.834 | 151885.1085 | 434833.5834 | -105352.1593 | -68541.0513 | -32788.3732 | -0.0070191 | -0.0066976 | -0.0063908 | -0.0061144 | -0.0058181 | 190672.8129 | 363063.546 | -0.0050682 | -0.0048226 | -0.0046017 | -0.0043909 | -0.004201 | -0.0039974 | -0.0038143 | -0.0036396 | -0.0028279 | 0 | 0
VIC1 | CCGT | 2.7282e-05 | 2.6032e-05 | 2.6014e-05 | 3.0013e-05 | 2.8638e-05 | 2.7327e-05 | 2.6145e-05 | 2.7329e-05 | 2.6077e-05 | 2.4883e-05 | 2.4907e-05 | 3.7429e-05 | 3.5714e-05 | 3.4079e-05 | 3.2605e-05 | 3.1024e-05 | 4.4483e-05 | 4.2445e-05 | 4.8858e-05 | 4.649e-05 | 5.1939e-05 | 4.956e-05 | 4.7416e-05 | 4.7109e-05 | 4.4951e-05 | 4.2893e-05 | 4.2798e-05 | 0.00010435 | 9.9567e-05
VIC1 | Gas - Steam | 0 | 0 | 0 | 0 | 0 | 0 | 0 | 0 | 0 | 0 | 0 | 0 | 0 | 0 | 0 | 0 | 0 | 0 | 0 | 0 | 0 | 0 | 0 | 0 | 0 | 0 | 0 | 0 | 0
VIC1 | OCGT / Diesel | 0.00011682 | 0.00011398 | 0.00010905 | 0.00010376 | 9.9012e-05 | 9.4477e-05 | 9.0391e-05 | 8.872e-05 | 8.8042e-05 | 8.7997e-05 | 8.8582e-05 | 0.00012067 | 0.00011514 | 0.00010986 | 0.00010511 | 0.00010002 | 0.00013642 | 0.00013017 | 0.00017497 | 0.00016649 | 0.00024921 | 0.0002378 | 0.00022751 | 0.0009036 | 0.00086221 | 0.00082272 | 0.00078714 | 1025.7913 | 978.8085
VIC1 | Hydro | 0 | 0 | 0 | 0 | 0 | 0 | 0 | 0 | 0 | 0 | 0 | 0 | 0 | 0 | 0 | 0 | 0 | 0 | 0 | 0 | 0 | 0 | 0 | 0 | 0 | 0 | 0 | 0 | 0
VIC1 | Wind | 0.0015726 | 0.0015297 | 0.0015156 | 0.0020159 | 0.0019235 | 0.0018354 | 0.0018184 | 0.0020081 | 0.0019355 | 0.001893 | 0.0021705 | 9795.1571 | 9346.5248 | 10919.4053 | 10447.1549 | 14459.7789 | 34167.3969 | 32602.482 | 31192.4663 | 29680.5759 | 28321.1608 | 29661.6981 | 38536.4107 | 36668.5609 | 39100.2907 | 50828.7403 | 58389.2363 | 58749.9678 | 61598.1911
VIC1 | Solar PV | 7.9646e-05 | 9.4693e-05 | 9.8743e-05 | 0.00027108 | 0.00026847 | 0.00026911 | 0.0003165 | 0.00034292 | 0.00033654 | 0.00036298 | 0.00035245 | 0.00076089 | 0.00072846 | 0.0006951 | 0.00066504 | 0.0006328 | 0.0016725 | 0.0020004 | 0.013817 | 6176.357 | 5893.4705 | 5623.5406 | 5380.3296 | 5119.5464 | 4885.0634 | 5770.5139 | 6686.2334 | 10684.1486 | 10194.8001
VIC1 | Grid Battery | 0.00011312 | 0.00017149 | 0.00016408 | 0.00019087 | 0.00028618 | 0.00029988 | 0.00032743 | 0.00035288 | 0.00043741 | 0.00042048 | 0.00044221 | 0.0010148 | 0.00096828 | 0.00092394 | 0.00088545 | 0.00084253 | 0.0020846 | 0.0019907 | 0.0096321 | 0.0091652 | 1227.8983 | 1171.6587 | 1120.986 | 1066.6521 | 1017.7978 | 971.1811 | 929.1787 | 884.1417 | 843.6467
VIC1 | Pumped Hydro | 0 | 0 | 0.00019209 | 0.00022818 | 0.00021942 | 0.00022012 | 0.0002106 | 0.00021346 | 0.0002069 | 0.00020311 | 0.0002076 | 0.00043115 | 0.0004114 | 0.00039256 | 0.00037558 | 0.00035848 | 0.0014424 | 0.0013772 | 0.0017171 | 0.0016339 | 1272.1308 | 1213.8652 | 1161.3671 | 1295.0375 | 1235.7228 | 1179.1248 | 1128.1292 | 3762.1943 | 3589.88
VIC1 | VPP | 0 | 0 | 0 | 0 | 0 | 0 | 0 | 0 | 0 | 0 | 0 | 0 | 0 | 0 | 0 | 0 | 0 | 0 | 0 | 0 | 0 | 0 | 0 | 0 | 0 | 0 | 0 | 0 | 0
Total excluding storage |  | 0.0017963 | 0.0017644 | 0.0017494 | -147483.7399 | -140728.7595 | -159866.8318 | 151885.1108 | 434833.5859 | -105352.1569 | -68541.0489 | -32788.3705 | 9795.151 | 9346.519 | 10919.3998 | 10447.1496 | 14459.7738 | 224840.2117 | 395666.0302 | 31192.4752 | 35856.9283 | 34214.627 | 35285.2346 | 43916.7363 | 41788.1042 | 43985.3511 | 56599.2514 | 65075.4677 | 70459.9077 | 72771.7998
Region | Technology | 2021-22 | 2022-23 | 2023-24 | 2024-25 | 2025-26 | 2026-27 | 2027-28 | 2028-29 | 2029-30 | 2030-31 | 2031-32 | 2032-33 | 2033-34 | 2034-35 | 2035-36 | 2036-37 | 2037-38 | 2038-39 | 2039-40 | 2040-41 | 2041-42 | 2042-43 | 2043-44 | 2044-45 | 2045-46 | 2046-47 | 2047-48 | 2048-49 | 2049-50
SA1 | Black Coal | 0 | 0 | 0 | 0 | 0 | 0 | 0 | 0 | 0 | 0 | 0 | 0 | 0 | 0 | 0 | 0 | 0 | 0 | 0 | 0 | 0 | 0 | 0 | 0 | 0 | 0 | 0 | 0 | 0
SA1 | Brown Coal | 0 | 0 | 0 | 0 | 0 | 0 | 0 | 0 | 0 | 0 | 0 | 0 | 0 | 0 | 0 | 0 | 0 | 0 | 0 | 0 | 0 | 0 | 0 | 0 | 0 | 0 | 0 | 0 | 0
SA1 | CCGT | 2.6865e-05 | 2.5635e-05 | 3.2228e-05 | 3.0665e-05 | 2.9261e-05 | 2.7921e-05 | 2.6713e-05 | 2.8325e-05 | 2.7028e-05 | 2.579e-05 | 2.6187e-05 | 4.1508e-05 | 3.9607e-05 | 3.7793e-05 | 3.6158e-05 | 3.4406e-05 | 5.3085e-05 | 5.0653e-05 | 5.1631e-05 | 4.9128e-05 | 6.5864e-05 | 6.2847e-05 | 6.4042e-05 | 6.0938e-05 | 5.8147e-05 | 5.5483e-05 | 5.3084e-05 | 6.8387e-05 | 6.5255e-05
SA1 | Gas - Steam | 0 | 0 | 0 | 0 | 0 | 0 | 0 | 0 | 0 | 0 | 0 | 0 | 0 | 0 | 0 | 0 | 0 | 0 | 0 | 0 | 0 | 0 | 0 | 0 | 0 | 0 | 0 | 0 | 0
SA1 | OCGT / Diesel | 0.00011677 | 0.00011468 | 0.00010972 | 0.0001044 | 9.962e-05 | 9.5057e-05 | 9.0946e-05 | 8.9022e-05 | 8.821e-05 | 8.8383e-05 | 8.9102e-05 | 0.00012491 | 0.00011919 | 0.00011373 | 0.00010881 | 0.00010353 | 0.00018756 | 0.00017897 | 0.00024966 | 0.00023756 | 0.00072523 | 0.00069202 | 0.00066209 | 1677.3327 | 1600.5083 | 1527.2025 | 1461.153 | 1390.3313 | 1326.652
SA1 | Hydro | 0 | 0 | 0 | 0 | 0 | 0 | 0 | 0 | 0 | 0 | 0 | 0 | 0 | 0 | 0 | 0 | 0 | 0 | 0 | 0 | 0 | 0 | 0 | 0 | 0 | 0 | 0 | 0 | 0
SA1 | Wind | 0.0029345 | 0.0028001 | 0.0035154 | 0.003594 | 0.0034294 | 0.0032723 | 0.0031477 | 0.0037027 | 0.0035331 | 0.003494 | 0.0041336 | 17284.1426 | 16795.5225 | 16026.2621 | 15333.1496 | 18407.4191 | 26063.7539 | 30225.9439 | 28918.7105 | 27517.0282 | 26256.7066 | 25054.1095 | 23970.5516 | 22808.7065 | 22806.3616 | 23548.0969 | 22939.5506 | 25718.9366 | 24540.97
SA1 | Solar PV | 0.00025747 | 0.00040199 | 0.00047181 | 0.00073924 | 0.0007752 | 0.00074751 | 0.00084677 | 0.00094843 | 0.00092463 | 0.0010163 | 0.0010204 | 0.002533 | 0.0024607 | 0.0023535 | 0.0022517 | 0.0021502 | 0.0065627 | 0.0062959 | 1346.6588 | 2956.1892 | 3414.8113 | 5362.1832 | 5581.1742 | 5310.6561 | 5067.42 | 4835.3244 | 4626.2028 | 4401.9721 | 4200.3552
SA1 | Grid Battery | 0.00011722 | 0.00018707 | 0.00018296 | 0.00019592 | 0.00029581 | 0.00031208 | 0.00035104 | 0.00039873 | 0.00048823 | 0.00046825 | 0.00048082 | 0.0014144 | 0.0013507 | 0.0012888 | 0.0012355 | 0.0023688 | 625.2609 | 596.623 | 2951.956 | 2808.8755 | 5971.2848 | 5697.7908 | 5451.3686 | 5187.1421 | 4949.5631 | 4722.8656 | 4518.6076 | 4299.5919 | 4102.664
SA1 | Pumped Hydro | 0 | 0 | 0.00014987 | 0.00014261 | 0.00013608 | 0.00013354 | 0.00012777 | 0.00013164 | 0.0001275 | 0.0001283 | 0.0001287 | 0.00019408 | 0.00018519 | 0.0001767 | 0.00017067 | 0.00020554 | 0.00027103 | 0.00025862 | 0.00024822 | 0.00023619 | 0.00033012 | 0.000315 | 0.00030137 | 0.00034576 | 0.00032993 | 0.00031482 | 0.0003012 | 0.00028899 | 0.00027576
SA1 | VPP | 0 | 0 | 0 | 0 | 0 | 0 | 0 | 0 | 0 | 0 | 0 | 0 | 0 | 0 | 0 | 0 | 0 | 0 | 0 | 0 | 0 | 0 | 0 | 0 | 0 | 0 | 0 | 0 | 0
Total excluding storage |  | 0.0033356 | 0.0033424 | 0.0041292 | 0.0044683 | 0.0043335 | 0.0041428 | 0.0041121 | 0.0047684 | 0.0045729 | 0.0046245 | 0.0052692 | 17284.1453 | 16795.5252 | 16026.2646 | 15333.152 | 18407.4214 | 26063.7607 | 30225.9504 | 30265.3697 | 30473.2177 | 29671.5187 | 30416.2935 | 29551.7265 | 29796.6954 | 29474.2899 | 29910.6239 | 29026.9064 | 31511.24 | 30067.9773
Region | Technology | 2021-22 | 2022-23 | 2023-24 | 2024-25 | 2025-26 | 2026-27 | 2027-28 | 2028-29 | 2029-30 | 2030-31 | 2031-32 | 2032-33 | 2033-34 | 2034-35 | 2035-36 | 2036-37 | 2037-38 | 2038-39 | 2039-40 | 2040-41 | 2041-42 | 2042-43 | 2043-44 | 2044-45 | 2045-46 | 2046-47 | 2047-48 | 2048-49 | 2049-50
TAS1 | Black Coal | 0 | 0 | 0 | 0 | 0 | 0 | 0 | 0 | 0 | 0 | 0 | 0 | 0 | 0 | 0 | 0 | 0 | 0 | 0 | 0 | 0 | 0 | 0 | 0 | 0 | 0 | 0 | 0 | 0
TAS1 | Brown Coal | 0 | 0 | 0 | 0 | 0 | 0 | 0 | 0 | 0 | 0 | 0 | 0 | 0 | 0 | 0 | 0 | 0 | 0 | 0 | 0 | 0 | 0 | 0 | 0 | 0 | 0 | 0 | 0 | 0
TAS1 | CCGT | 2.4939e-05 | 2.3797e-05 | 2.2768e-05 | 2.1664e-05 | 2.0672e-05 | 1.9725e-05 | 2.0372e-05 | 2.0757e-05 | 1.9806e-05 | 1.8899e-05 | 1.8082e-05 | 1.9611e-05 | 1.8713e-05 | 1.7856e-05 | 1.7084e-05 | 1.6256e-05 | 1.6159e-05 | 1.6032e-05 | 1.6877e-05 | 1.6059e-05 | 1.6759e-05 | 1.5992e-05 | 1.53e-05 | 1.4559e-05 | 1.3892e-05 | 1.4107e-05 | 1.4151e-05 | 1.4879e-05 | 1.4198e-05
TAS1 | Gas - Steam | 0 | 0 | 0 | 0 | 0 | 0 | 0 | 0 | 0 | 0 | 0 | 0 | 0 | 0 | 0 | 0 | 0 | 0 | 0 | 0 | 0 | 0 | 0 | 0 | 0 | 0 | 0 | 0 | 0
TAS1 | OCGT / Diesel | 0.00011849 | 0.00011426 | 0.00010932 | 0.00010402 | 9.9252e-05 | 9.4707e-05 | 9.0611e-05 | 8.8557e-05 | 8.8484e-05 | 8.8594e-05 | 8.8938e-05 | 0.00010102 | 9.6393e-05 | 9.1978e-05 | 8.9118e-05 | 8.836e-05 | 8.8842e-05 | 8.8964e-05 | 0.00011482 | 0.00010926 | 0.00010938 | 0.00010437 | 9.9855e-05 | 9.9742e-05 | 9.5174e-05 | 9.1509e-05 | 9.1037e-05 | 0.00010619 | 0.00010132
TAS1 | Hydro | 0 | 0 | 0 | 0 | 0 | 0 | 0 | 0 | 0 | 0 | 0 | 0 | 0 | 0 | 0 | 0 | 0 | 0 | 0 | 0 | 0 | 0 | 0 | 0 | 0 | 0 | 0 | 0 | 0
TAS1 | Wind | 0.0024755 | 0.0023621 | 3090.8572 | 5882.0931 | 8425.679 | 10765.842 | 12908.4101 | 14764.4983 | 16456.3489 | 17922.2438 | 19272.9682 | 20372.5107 | 21379.9737 | 22252.4099 | 23061.6104 | 23629.5437 | 24174.3056 | 24601.9341 | 25059.2538 | 25292.569 | 24134.1307 | 23028.7506 | 22032.7864 | 20964.8629 | 20004.6402 | 19088.3971 | 18262.8481 | 17377.6526 | 16581.7296
TAS1 | Solar PV | 3.3192e-05 | 5.2286e-05 | 6.5535e-05 | 0.00010064 | 0.0001251 | 0.00013838 | 0.0001324 | 0.00012784 | 0.00012876 | 0.00013029 | 0.00013711 | 0.00013484 | 0.00015049 | 0.00014539 | 0.00014619 | 0.00014074 | 0.00016293 | 0.00017676 | 0.00030348 | 0.00056348 | 0.00053768 | 0.00051305 | 0.00049086 | 0.00046707 | 0.00044568 | 0.00042526 | 0.00040687 | 0.00038715 | 0.00036942
TAS1 | Grid Battery | 0.00011853 | 0.00016593 | 0.00015875 | 0.00018142 | 0.00025209 | 0.0002422 | 0.00029169 | 0.00032181 | 0.00039317 | 0.00038932 | 0.00039911 | 0.00050027 | 0.00047736 | 0.0004555 | 0.00046 | 0.00044008 | 0.000484 | 0.00048629 | 0.00069637 | 0.00066261 | 0.00075032 | 0.00071675 | 0.00068575 | 0.00067312 | 0.000645 | 0.00066167 | 0.00066731 | 0.00082538 | 0.00078874
TAS1 | Pumped Hydro | 0 | 0 | 0.00043198 | 0.00042835 | 0.00044547 | 0.0004542 | 0.00048765 | 0.00048385 | 0.00051264 | 0.0005286 | 0.00051702 | 0.00066001 | 0.00062978 | 0.00060094 | 0.00058143 | 0.00059009 | 0.00063826 | 0.00064888 | 0.00088728 | 0.00084428 | 0.00080561 | 0.00076871 | 0.00073546 | 0.00069982 | 0.00066776 | 0.0006378 | 0.00061169 | 0.00070514 | 0.00067285
TAS1 | VPP | 0 | 0 | 0 | 0 | 0 | 0 | 0 | 0 | 0 | 0 | 0 | 0 | 0 | 0 | 0 | 0 | 0 | 0 | 0 | 0 | 0 | 0 | 0 | 0 | 0 | 0 | 0 | 0 | 0
Total excluding storage |  | 0.0026521 | 0.0025525 | 3090.8574 | 5882.0934 | 8425.6792 | 10765.8423 | 12908.4104 | 14764.4985 | 16456.3491 | 17922.244 | 19272.9684 | 20372.511 | 21379.974 | 22252.4101 | 23061.6107 | 23629.544 | 24174.3059 | 24601.9344 | 25059.2542 | 25292.5697 | 24134.1314 | 23028.7513 | 22032.787 | 20964.8635 | 20004.6408 | 19088.3977 | 18262.8486 | 17377.6531 | 16581.7301

## Marinus_Fuel Cost
Fuel cost by technology ($000s) - Marinus Link, Fast Change Scenario
Fuel | Real June 2020 dollars discounted to 1 July 2020
Explicitly modelled generation
Region | Technology | 2021-22 | 2022-23 | 2023-24 | 2024-25 | 2025-26 | 2026-27 | 2027-28 | 2028-29 | 2029-30 | 2030-31 | 2031-32 | 2032-33 | 2033-34 | 2034-35 | 2035-36 | 2036-37 | 2037-38 | 2038-39 | 2039-40 | 2040-41 | 2041-42 | 2042-43 | 2043-44 | 2044-45 | 2045-46 | 2046-47 | 2047-48 | 2048-49 | 2049-50
NEM | Black Coal | 1673619.9579 | 1417728.1483 | 1384005.6179 | 1317077.5247 | 1195398.9962 | 1049676.6183 | 924278.3966 | 949236.7298 | 703093.8933 | 645506.5486 | 592399.4462 | 489601.9821 | 511731.981 | 448629.4749 | 363750.1584 | 336976.9717 | 269282.4368 | 253931.6798 | 227142.8309 | 206247.298 | 184762.2 | 120385.8839 | 93532.5632 | 71619.8802 | 53729.012 | 38255.3403 | 34912.7958 | 32518.0937 | 28459.5026
NEM | Brown Coal | 228829.1514 | 208383.5031 | 201431.214 | 138543.9447 | 140175.4634 | 127974.0713 | 115836.4902 | 111037.0279 | 103917.7622 | 105019.7428 | 98930.7943 | 92861.6554 | 91228.2372 | 83943.8467 | 84010.7577 | 75560.7758 | 67258.1272 | 65090.17 | 53549.5198 | 51992.8188 | 55767.7835 | 53654.6217 | 47991.7062 | 43710.8158 | 41917.5671 | 42074.5523 | 26082.9082 | 0 | 0
NEM | CCGT | 185262.0234 | 177101.4123 | 139241.585 | 138699.4444 | 133309.9136 | 127418.3276 | 120232.6048 | 130383.1109 | 105630.6128 | 108137.6594 | 115531.7976 | 211083.6983 | 214878.0343 | 224458.3185 | 158311.2266 | 132836.6679 | 178464.8099 | 171209.8961 | 135365.9608 | 130144.9712 | 126773.1892 | 141124.2751 | 86388.6213 | 80802.4963 | 43300.8201 | 30870.8091 | 29721.5547 | 28431.6343 | 27235.6149
NEM | Gas - Steam | 85783.0026 | 82508.1146 | 78081.609 | 14211.4338 | 12455.3956 | 12832.8676 | 11427.4157 | 12132.4842 | 9774.9625 | 9817.3551 | 9215.8983 | 16481.0685 | 11439.4929 | 27095.3503 | 6140.6206 | 4505.1909 | 11365.879 | 10686.3215 | 5194.574 | 5120.4185 | 5047.782 | 5965.254 | 4909.498 | 4656.768 | 5534.975 | 0 | 0 | 0 | 0
NEM | OCGT / Diesel | 4635.3692 | 1927.5096 | 10039.4214 | 9014.3215 | 3062.0091 | 7269.5181 | 4157.4239 | 9995.0259 | 1107.7538 | 2356.745 | 2158.8867 | 29936.5572 | 19106.2579 | 24912.7018 | 19895.6581 | 20566.952 | 78354.9024 | 72524.8116 | 151250.0657 | 158570.2888 | 111164.1322 | 157971.8156 | 226709.6314 | 140150.6423 | 157593.0936 | 246793.1405 | 281674.3666 | 433759.3896 | 373061.4089
NEM | Hydro | 0 | 0 | 0 | 0 | 0 | 0 | 0 | 0 | 0 | 0 | 0 | 0 | 0 | 0 | 0 | 0 | 0 | 0 | 0 | 0 | 0 | 0 | 0 | 0 | 0 | 0 | 0 | 0 | 0
NEM | Wind | 0 | 0 | 0 | 0 | 0 | 0 | 0 | 0 | 0 | 0 | 0 | 0 | 0 | 0 | 0 | 0 | 0 | 0 | 0 | 0 | 0 | 0 | 0 | 0 | 0 | 0 | 0 | 0 | 0
NEM | Solar PV | 0 | 0 | 0 | 0 | 0 | 0 | 0 | 0 | 0 | 0 | 0 | 0 | 0 | 0 | 0 | 0 | 0 | 0 | 0 | 0 | 0 | 0 | 0 | 0 | 0 | 0 | 0 | 0 | 0
NEM | Grid Battery | 0 | 0 | 0 | 0 | 0 | 0 | 0 | 0 | 0 | 0 | 0 | 0 | 0 | 0 | 0 | 0 | 0 | 0 | 0 | 0 | 0 | 0 | 0 | 0 | 0 | 0 | 0 | 0 | 0
NEM | Pumped Hydro | 0 | 0 | 0 | 0 | 0 | 0 | 0 | 0 | 0 | 0 | 0 | 0 | 0 | 0 | 0 | 0 | 0 | 0 | 0 | 0 | 0 | 0 | 0 | 0 | 0 | 0 | 0 | 0 | 0
NEM | VPP | 0 | 0 | 0 | 0 | 0 | 0 | 0 | 0 | 0 | 0 | 0 | 0 | 0 | 0 | 0 | 0 | 0 | 0 | 0 | 0 | 0 | 0 | 0 | 0 | 0 | 0 | 0 | 0 | 0
Total excluding storage |  | 2178129.5046 | 1887648.6878 | 1812799.4473 | 1617546.669 | 1484401.7779 | 1325171.4029 | 1175932.3312 | 1212784.3786 | 923524.9846 | 870838.0509 | 818236.823 | 839964.9616 | 848384.0033 | 809039.6922 | 632108.4215 | 570446.5584 | 604726.1552 | 573442.879 | 572502.9512 | 552075.7954 | 483515.0869 | 479101.8503 | 459532.0201 | 340940.6027 | 302075.4678 | 357993.8421 | 372391.6253 | 494709.1176 | 428756.5265
Region | Technology | 2021-22 | 2022-23 | 2023-24 | 2024-25 | 2025-26 | 2026-27 | 2027-28 | 2028-29 | 2029-30 | 2030-31 | 2031-32 | 2032-33 | 2033-34 | 2034-35 | 2035-36 | 2036-37 | 2037-38 | 2038-39 | 2039-40 | 2040-41 | 2041-42 | 2042-43 | 2043-44 | 2044-45 | 2045-46 | 2046-47 | 2047-48 | 2048-49 | 2049-50
NSW1 | Black Coal | 906462.7535 | 736280.5532 | 698761.127 | 725424.2514 | 620472.9131 | 523656.558 | 456517.2539 | 500716.6908 | 293168.0301 | 268481.8652 | 238631.7339 | 137531.2616 | 162071.2272 | 137145.4132 | 66864.04 | 79031.7047 | 83856.4694 | 76343.5203 | 66793.797 | 53877.0033 | 44745.658 | 0 | 0 | 0 | 0 | 0 | 0 | 0 | 0
NSW1 | Brown Coal | 0 | 0 | 0 | 0 | 0 | 0 | 0 | 0 | 0 | 0 | 0 | 0 | 0 | 0 | 0 | 0 | 0 | 0 | 0 | 0 | 0 | 0 | 0 | 0 | 0 | 0 | 0 | 0 | 0
NSW1 | CCGT | 2326.6341 | 2210.1921 | 6472.533 | 4126.9009 | 3773.3596 | 3635.5122 | 3531.177 | 3637.1432 | 3230.3407 | 3111.6221 | 2976.1537 | 36769.0369 | 34522.1266 | 48479.2106 | 24771.89 | 18927.8775 | 51903.6021 | 53908.4487 | 42371.3391 | 38777.3181 | 35157.1242 | 44338.0816 | 1320.3071 | 0.0038096 | 0.0037925 | 0.0037496 | 0.003623 | 0.0051564 | 0.0047275
NSW1 | Gas - Steam | 0 | 0 | 0 | 0 | 0 | 0 | 0 | 0 | 0 | 0 | 0 | 0 | 0 | 0 | 0 | 0 | 0 | 0 | 0 | 0 | 0 | 0 | 0 | 0 | 0 | 0 | 0 | 0 | 0
NSW1 | OCGT / Diesel | 0.002089 | 0.0020567 | 1409.9257 | 4899.5308 | 1042.4721 | 1875.838 | 722.7205 | 1045.0022 | 0.0022063 | 1.6773 | 0.002235 | 3765.7339 | 2626.6571 | 2701.1474 | 4708.9969 | 2655.9353 | 11840.1353 | 14983.3258 | 49881.7794 | 70177.5426 | 35237.1068 | 52497.3412 | 99862.3142 | 50621.0953 | 54329.9982 | 73031.7939 | 118597.6957 | 205995.5559 | 187569.011
NSW1 | Hydro | 0 | 0 | 0 | 0 | 0 | 0 | 0 | 0 | 0 | 0 | 0 | 0 | 0 | 0 | 0 | 0 | 0 | 0 | 0 | 0 | 0 | 0 | 0 | 0 | 0 | 0 | 0 | 0 | 0
NSW1 | Wind | 0 | 0 | 0 | 0 | 0 | 0 | 0 | 0 | 0 | 0 | 0 | 0 | 0 | 0 | 0 | 0 | 0 | 0 | 0 | 0 | 0 | 0 | 0 | 0 | 0 | 0 | 0 | 0 | 0
NSW1 | Solar PV | 0 | 0 | 0 | 0 | 0 | 0 | 0 | 0 | 0 | 0 | 0 | 0 | 0 | 0 | 0 | 0 | 0 | 0 | 0 | 0 | 0 | 0 | 0 | 0 | 0 | 0 | 0 | 0 | 0
NSW1 | Grid Battery | 0 | 0 | 0 | 0 | 0 | 0 | 0 | 0 | 0 | 0 | 0 | 0 | 0 | 0 | 0 | 0 | 0 | 0 | 0 | 0 | 0 | 0 | 0 | 0 | 0 | 0 | 0 | 0 | 0
NSW1 | Pumped Hydro | 0 | 0 | 0 | 0 | 0 | 0 | 0 | 0 | 0 | 0 | 0 | 0 | 0 | 0 | 0 | 0 | 0 | 0 | 0 | 0 | 0 | 0 | 0 | 0 | 0 | 0 | 0 | 0 | 0
NSW1 | VPP | 0 | 0 | 0 | 0 | 0 | 0 | 0 | 0 | 0 | 0 | 0 | 0 | 0 | 0 | 0 | 0 | 0 | 0 | 0 | 0 | 0 | 0 | 0 | 0 | 0 | 0 | 0 | 0 | 0
Total excluding storage |  | 908789.3897 | 738490.7473 | 706643.5857 | 734450.6832 | 625288.7449 | 529167.9082 | 460771.1513 | 505398.8363 | 296398.373 | 271595.1646 | 241607.8898 | 178066.0324 | 199220.0109 | 188325.7712 | 96344.9269 | 100615.5175 | 147600.2069 | 145235.2948 | 159046.9155 | 162831.864 | 115139.889 | 96835.4228 | 101182.6213 | 50621.0991 | 54330.002 | 73031.7976 | 118597.6994 | 205995.561 | 187569.0157
Region | Technology | 2021-22 | 2022-23 | 2023-24 | 2024-25 | 2025-26 | 2026-27 | 2027-28 | 2028-29 | 2029-30 | 2030-31 | 2031-32 | 2032-33 | 2033-34 | 2034-35 | 2035-36 | 2036-37 | 2037-38 | 2038-39 | 2039-40 | 2040-41 | 2041-42 | 2042-43 | 2043-44 | 2044-45 | 2045-46 | 2046-47 | 2047-48 | 2048-49 | 2049-50
QLD1 | Black Coal | 767157.2044 | 681447.5951 | 685244.4909 | 591653.2732 | 574926.083 | 526020.0603 | 467761.1428 | 448520.039 | 409925.8632 | 377024.6834 | 353767.7123 | 352070.7205 | 349660.7539 | 311484.0617 | 296886.1184 | 257945.267 | 185425.9674 | 177588.1595 | 160349.0339 | 152370.2947 | 140016.542 | 120385.8839 | 93532.5632 | 71619.8802 | 53729.012 | 38255.3403 | 34912.7958 | 32518.0937 | 28459.5026
QLD1 | Brown Coal | 0 | 0 | 0 | 0 | 0 | 0 | 0 | 0 | 0 | 0 | 0 | 0 | 0 | 0 | 0 | 0 | 0 | 0 | 0 | 0 | 0 | 0 | 0 | 0 | 0 | 0 | 0 | 0 | 0
QLD1 | CCGT | 89918.3738 | 87515.3008 | 92160.3082 | 103667.3856 | 99995.9283 | 95417.0198 | 89582.4862 | 100546.1258 | 77505.7585 | 81218.4577 | 89746.7023 | 136458.2923 | 142754.9268 | 126784.3152 | 108693.5121 | 90699.0141 | 126561.2018 | 117301.4416 | 92994.6154 | 91367.6473 | 91616.0582 | 96786.1867 | 85068.3075 | 80802.4863 | 43300.8102 | 30870.7994 | 29721.5452 | 28431.619 | 27235.6007
QLD1 | Gas - Steam | 2293.4922 | 2221.9385 | 4287.0325 | 4360.1225 | 4353.5025 | 4186.6795 | 3827.5678 | 3557.4345 | 3417.2372 | 3461.1908 | 3458.814 | 3324.361 | 3130.88 | 2894.6615 | 2745.1798 | 2597.7865 | 5678.171 | 5653.2185 | 5194.574 | 5120.4185 | 5047.782 | 5965.254 | 4909.498 | 4656.768 | 5534.975 | 0 | 0 | 0 | 0
QLD1 | OCGT / Diesel | 0.0036429 | 0.0035907 | 28.3515 | 2299.8209 | 1120.6287 | 1807.0643 | 1961.2989 | 7140.87 | 973.0095 | 2132.2234 | 1893.052 | 15349.4802 | 9128.8003 | 4516.4053 | 5162.8121 | 10003.1069 | 37645.0895 | 30044.6052 | 53671.7209 | 50899.6461 | 48631.772 | 72257.1402 | 68876.5288 | 62863.4135 | 81412.0248 | 146291.1186 | 131586.7144 | 130016.5915 | 88349.5831
QLD1 | Hydro | 0 | 0 | 0 | 0 | 0 | 0 | 0 | 0 | 0 | 0 | 0 | 0 | 0 | 0 | 0 | 0 | 0 | 0 | 0 | 0 | 0 | 0 | 0 | 0 | 0 | 0 | 0 | 0 | 0
QLD1 | Wind | 0 | 0 | 0 | 0 | 0 | 0 | 0 | 0 | 0 | 0 | 0 | 0 | 0 | 0 | 0 | 0 | 0 | 0 | 0 | 0 | 0 | 0 | 0 | 0 | 0 | 0 | 0 | 0 | 0
QLD1 | Solar PV | 0 | 0 | 0 | 0 | 0 | 0 | 0 | 0 | 0 | 0 | 0 | 0 | 0 | 0 | 0 | 0 | 0 | 0 | 0 | 0 | 0 | 0 | 0 | 0 | 0 | 0 | 0 | 0 | 0
QLD1 | Grid Battery | 0 | 0 | 0 | 0 | 0 | 0 | 0 | 0 | 0 | 0 | 0 | 0 | 0 | 0 | 0 | 0 | 0 | 0 | 0 | 0 | 0 | 0 | 0 | 0 | 0 | 0 | 0 | 0 | 0
QLD1 | Pumped Hydro | 0 | 0 | 0 | 0 | 0 | 0 | 0 | 0 | 0 | 0 | 0 | 0 | 0 | 0 | 0 | 0 | 0 | 0 | 0 | 0 | 0 | 0 | 0 | 0 | 0 | 0 | 0 | 0 | 0
QLD1 | VPP | 0 | 0 | 0 | 0 | 0 | 0 | 0 | 0 | 0 | 0 | 0 | 0 | 0 | 0 | 0 | 0 | 0 | 0 | 0 | 0 | 0 | 0 | 0 | 0 | 0 | 0 | 0 | 0 | 0
Total excluding storage |  | 859369.0741 | 771184.838 | 781720.1832 | 701980.6022 | 680396.1425 | 627430.8239 | 563132.4957 | 559764.4694 | 491821.8683 | 463836.5553 | 448866.2806 | 507202.854 | 504675.3609 | 445679.4437 | 413487.6223 | 361245.1745 | 355310.4297 | 330587.4249 | 312209.9443 | 299758.0066 | 285312.1541 | 295394.4648 | 252386.8975 | 219942.548 | 183976.822 | 215417.2582 | 196221.0553 | 190966.3041 | 144044.6865
Region | Technology | 2021-22 | 2022-23 | 2023-24 | 2024-25 | 2025-26 | 2026-27 | 2027-28 | 2028-29 | 2029-30 | 2030-31 | 2031-32 | 2032-33 | 2033-34 | 2034-35 | 2035-36 | 2036-37 | 2037-38 | 2038-39 | 2039-40 | 2040-41 | 2041-42 | 2042-43 | 2043-44 | 2044-45 | 2045-46 | 2046-47 | 2047-48 | 2048-49 | 2049-50
VIC1 | Black Coal | 0 | 0 | 0 | 0 | 0 | 0 | 0 | 0 | 0 | 0 | 0 | 0 | 0 | 0 | 0 | 0 | 0 | 0 | 0 | 0 | 0 | 0 | 0 | 0 | 0 | 0 | 0 | 0 | 0
VIC1 | Brown Coal | 228829.1514 | 208383.5031 | 201431.214 | 138543.9447 | 140175.4634 | 127974.0713 | 115836.4902 | 111037.0279 | 103917.7622 | 105019.7428 | 98930.7943 | 92861.6554 | 91228.2372 | 83943.8467 | 84010.7577 | 75560.7758 | 67258.1272 | 65090.17 | 53549.5198 | 51992.8188 | 55767.7835 | 53654.6217 | 47991.7062 | 43710.8158 | 41917.5671 | 42074.5523 | 26082.9082 | 0 | 0
VIC1 | CCGT | 0.0011197 | 0.001097 | 0.0011413 | 0.0013572 | 0.0013204 | 0.0012492 | 0.0012266 | 0.0013017 | 0.0012558 | 0.0012246 | 0.0012447 | 0.0019026 | 0.0018461 | 0.0017947 | 0.0016979 | 0.0016397 | 0.0023623 | 0.0023003 | 0.0026178 | 0.0024552 | 0.0027135 | 0.0026991 | 0.0025754 | 0.0024062 | 0.0023876 | 0.0023168 | 0.0023443 | 0.0057891 | 0.0053815
VIC1 | Gas - Steam | 770.1534 | 293.2591 | 941.3635 | 2056.457 | 678.4684 | 1568.5619 | 861.9126 | 2022.7854 | 113.5225 | 415.3097 | 60.5714 | 1888.8454 | 1278.4209 | 1673.4032 | 3395.4408 | 1907.4044 | 5687.708 | 5033.103 | 0 | 0 | 0 | 0 | 0 | 0 | 0 | 0 | 0 | 0 | 0
VIC1 | OCGT / Diesel | 762.2572 | 0.0031817 | 986.3273 | 581.4134 | 206.1467 | 1338.1383 | 567.8844 | 218.0161 | 14.9661 | 0.0039633 | 0.0040378 | 3224.6827 | 1111.2119 | 1782.5252 | 1842.8145 | 931.4284 | 5372.4001 | 2195.5239 | 17944.1382 | 10237.9226 | 5986.0436 | 3324.0238 | 20841.2782 | 7930.3777 | 6876.3976 | 5884.5508 | 2800.4725 | 55881.2032 | 57599.0442
VIC1 | Hydro | 0 | 0 | 0 | 0 | 0 | 0 | 0 | 0 | 0 | 0 | 0 | 0 | 0 | 0 | 0 | 0 | 0 | 0 | 0 | 0 | 0 | 0 | 0 | 0 | 0 | 0 | 0 | 0 | 0
VIC1 | Wind | 0 | 0 | 0 | 0 | 0 | 0 | 0 | 0 | 0 | 0 | 0 | 0 | 0 | 0 | 0 | 0 | 0 | 0 | 0 | 0 | 0 | 0 | 0 | 0 | 0 | 0 | 0 | 0 | 0
VIC1 | Solar PV | 0 | 0 | 0 | 0 | 0 | 0 | 0 | 0 | 0 | 0 | 0 | 0 | 0 | 0 | 0 | 0 | 0 | 0 | 0 | 0 | 0 | 0 | 0 | 0 | 0 | 0 | 0 | 0 | 0
VIC1 | Grid Battery | 0 | 0 | 0 | 0 | 0 | 0 | 0 | 0 | 0 | 0 | 0 | 0 | 0 | 0 | 0 | 0 | 0 | 0 | 0 | 0 | 0 | 0 | 0 | 0 | 0 | 0 | 0 | 0 | 0
VIC1 | Pumped Hydro | 0 | 0 | 0 | 0 | 0 | 0 | 0 | 0 | 0 | 0 | 0 | 0 | 0 | 0 | 0 | 0 | 0 | 0 | 0 | 0 | 0 | 0 | 0 | 0 | 0 | 0 | 0 | 0 | 0
VIC1 | VPP | 0 | 0 | 0 | 0 | 0 | 0 | 0 | 0 | 0 | 0 | 0 | 0 | 0 | 0 | 0 | 0 | 0 | 0 | 0 | 0 | 0 | 0 | 0 | 0 | 0 | 0 | 0 | 0 | 0
Total excluding storage |  | 230361.5632 | 208676.7665 | 203358.9059 | 141181.8165 | 141060.0798 | 130880.7728 | 117266.2884 | 113277.8307 | 104046.2522 | 105435.0577 | 98991.3709 | 97975.1854 | 93617.8718 | 87399.7769 | 89249.0147 | 78399.6103 | 78318.2377 | 72318.7993 | 71493.6607 | 62230.7439 | 61753.8298 | 56978.6482 | 68832.987 | 51641.1959 | 48793.967 | 47959.1053 | 28883.383 | 55881.209 | 57599.0495
Region | Technology | 2021-22 | 2022-23 | 2023-24 | 2024-25 | 2025-26 | 2026-27 | 2027-28 | 2028-29 | 2029-30 | 2030-31 | 2031-32 | 2032-33 | 2033-34 | 2034-35 | 2035-36 | 2036-37 | 2037-38 | 2038-39 | 2039-40 | 2040-41 | 2041-42 | 2042-43 | 2043-44 | 2044-45 | 2045-46 | 2046-47 | 2047-48 | 2048-49 | 2049-50
SA1 | Black Coal | 0 | 0 | 0 | 0 | 0 | 0 | 0 | 0 | 0 | 0 | 0 | 0 | 0 | 0 | 0 | 0 | 0 | 0 | 0 | 0 | 0 | 0 | 0 | 0 | 0 | 0 | 0 | 0 | 0
SA1 | Brown Coal | 0 | 0 | 0 | 0 | 0 | 0 | 0 | 0 | 0 | 0 | 0 | 0 | 0 | 0 | 0 | 0 | 0 | 0 | 0 | 0 | 0 | 0 | 0 | 0 | 0 | 0 | 0 | 0 | 0
SA1 | CCGT | 93017.0132 | 87375.9171 | 40608.7414 | 30905.1554 | 29540.6234 | 28365.7933 | 27118.9392 | 26199.8393 | 24894.5113 | 23807.5772 | 22808.9393 | 37856.366 | 37600.978 | 49194.7899 | 24845.8218 | 23209.7737 | 0.0026318 | 0.0025285 | 0.00256 | 0.0023909 | 0.0031564 | 0.003138 | 0.0031956 | 0.0028601 | 0.002845 | 0.0027682 | 0.002674 | 0.0034617 | 0.0032088
SA1 | Gas - Steam | 82719.357 | 79992.917 | 72853.213 | 7794.8543 | 7423.4247 | 7077.6262 | 6737.9353 | 6552.2643 | 6244.2028 | 5940.8546 | 5696.513 | 11267.8621 | 7030.192 | 22527.2856 | 0 | 0 | 0 | 0 | 0 | 0 | 0 | 0 | 0 | 0 | 0 | 0 | 0 | 0 | 0
SA1 | OCGT / Diesel | 3873.1049 | 1927.4994 | 7614.8156 | 1233.555 | 692.7603 | 2248.4761 | 905.5187 | 1591.1362 | 119.7746 | 222.839 | 265.8271 | 7552.5462 | 6239.5872 | 15912.6225 | 8181.0333 | 6976.4801 | 23417.4987 | 25301.3553 | 29713.1148 | 27241.1548 | 21255.2988 | 29893.3093 | 37111.9604 | 18703.06 | 14974.6721 | 21585.6763 | 28689.4831 | 41767.3843 | 39504.7858
SA1 | Hydro | 0 | 0 | 0 | 0 | 0 | 0 | 0 | 0 | 0 | 0 | 0 | 0 | 0 | 0 | 0 | 0 | 0 | 0 | 0 | 0 | 0 | 0 | 0 | 0 | 0 | 0 | 0 | 0 | 0
SA1 | Wind | 0 | 0 | 0 | 0 | 0 | 0 | 0 | 0 | 0 | 0 | 0 | 0 | 0 | 0 | 0 | 0 | 0 | 0 | 0 | 0 | 0 | 0 | 0 | 0 | 0 | 0 | 0 | 0 | 0
SA1 | Solar PV | 0 | 0 | 0 | 0 | 0 | 0 | 0 | 0 | 0 | 0 | 0 | 0 | 0 | 0 | 0 | 0 | 0 | 0 | 0 | 0 | 0 | 0 | 0 | 0 | 0 | 0 | 0 | 0 | 0
SA1 | Grid Battery | 0 | 0 | 0 | 0 | 0 | 0 | 0 | 0 | 0 | 0 | 0 | 0 | 0 | 0 | 0 | 0 | 0 | 0 | 0 | 0 | 0 | 0 | 0 | 0 | 0 | 0 | 0 | 0 | 0
SA1 | Pumped Hydro | 0 | 0 | 0 | 0 | 0 | 0 | 0 | 0 | 0 | 0 | 0 | 0 | 0 | 0 | 0 | 0 | 0 | 0 | 0 | 0 | 0 | 0 | 0 | 0 | 0 | 0 | 0 | 0 | 0
SA1 | VPP | 0 | 0 | 0 | 0 | 0 | 0 | 0 | 0 | 0 | 0 | 0 | 0 | 0 | 0 | 0 | 0 | 0 | 0 | 0 | 0 | 0 | 0 | 0 | 0 | 0 | 0 | 0 | 0 | 0
Total excluding storage |  | 179609.4751 | 169296.3336 | 121076.77 | 39933.5647 | 37656.8084 | 37691.8955 | 34762.3933 | 34343.2398 | 31258.4886 | 29971.2708 | 28771.2793 | 56676.7743 | 50870.7571 | 87634.698 | 33026.8551 | 30186.2538 | 23417.5013 | 25301.3579 | 29713.1173 | 27241.1572 | 21255.3019 | 29893.3125 | 37111.9636 | 18703.0629 | 14974.6749 | 21585.679 | 28689.4858 | 41767.3878 | 39504.789
Region | Technology | 2021-22 | 2022-23 | 2023-24 | 2024-25 | 2025-26 | 2026-27 | 2027-28 | 2028-29 | 2029-30 | 2030-31 | 2031-32 | 2032-33 | 2033-34 | 2034-35 | 2035-36 | 2036-37 | 2037-38 | 2038-39 | 2039-40 | 2040-41 | 2041-42 | 2042-43 | 2043-44 | 2044-45 | 2045-46 | 2046-47 | 2047-48 | 2048-49 | 2049-50
TAS1 | Black Coal | 0 | 0 | 0 | 0 | 0 | 0 | 0 | 0 | 0 | 0 | 0 | 0 | 0 | 0 | 0 | 0 | 0 | 0 | 0 | 0 | 0 | 0 | 0 | 0 | 0 | 0 | 0 | 0 | 0
TAS1 | Brown Coal | 0 | 0 | 0 | 0 | 0 | 0 | 0 | 0 | 0 | 0 | 0 | 0 | 0 | 0 | 0 | 0 | 0 | 0 | 0 | 0 | 0 | 0 | 0 | 0 | 0 | 0 | 0 | 0 | 0
TAS1 | CCGT | 0.0011577 | 0.0011237 | 0.001153 | 0.0011311 | 0.0010872 | 0.0010699 | 0.0011047 | 0.0011322 | 0.0011256 | 0.001116 | 0.001086 | 0.00118 | 0.0011351 | 0.0010842 | 0.001046 | 0.0010171 | 0.0010101 | 0.00099952 | 0.0010388 | 0.00098783 | 0.001027 | 0.00098288 | 0.00093521 | 0.00091035 | 0.0008882 | 0.00089642 | 0.00089397 | 0.00092896 | 0.00088859
TAS1 | Gas - Steam | 0 | 0 | 0 | 0 | 0 | 0 | 0 | 0 | 0 | 0 | 0 | 0 | 0 | 0 | 0 | 0 | 0 | 0 | 0 | 0 | 0 | 0 | 0 | 0 | 0 | 0 | 0 | 0 | 0
TAS1 | OCGT / Diesel | 0.0013772 | 0.0013103 | 0.0013521 | 0.0013449 | 0.0013191 | 0.0013335 | 0.0013572 | 0.0013904 | 0.001388 | 0.0013799 | 0.001333 | 44.1143 | 0.0014017 | 0.001332 | 0.0012923 | 0.0012755 | 79.7787 | 0.0012633 | 39.3123 | 14.0227 | 53.911 | 0.0010081 | 17.5499 | 32.6959 | 0.00090876 | 0.00094146 | 0.00097907 | 98.6548 | 38.9848
TAS1 | Hydro | 0 | 0 | 0 | 0 | 0 | 0 | 0 | 0 | 0 | 0 | 0 | 0 | 0 | 0 | 0 | 0 | 0 | 0 | 0 | 0 | 0 | 0 | 0 | 0 | 0 | 0 | 0 | 0 | 0
TAS1 | Wind | 0 | 0 | 0 | 0 | 0 | 0 | 0 | 0 | 0 | 0 | 0 | 0 | 0 | 0 | 0 | 0 | 0 | 0 | 0 | 0 | 0 | 0 | 0 | 0 | 0 | 0 | 0 | 0 | 0
TAS1 | Solar PV | 0 | 0 | 0 | 0 | 0 | 0 | 0 | 0 | 0 | 0 | 0 | 0 | 0 | 0 | 0 | 0 | 0 | 0 | 0 | 0 | 0 | 0 | 0 | 0 | 0 | 0 | 0 | 0 | 0
TAS1 | Grid Battery | 0 | 0 | 0 | 0 | 0 | 0 | 0 | 0 | 0 | 0 | 0 | 0 | 0 | 0 | 0 | 0 | 0 | 0 | 0 | 0 | 0 | 0 | 0 | 0 | 0 | 0 | 0 | 0 | 0
TAS1 | Pumped Hydro | 0 | 0 | 0 | 0 | 0 | 0 | 0 | 0 | 0 | 0 | 0 | 0 | 0 | 0 | 0 | 0 | 0 | 0 | 0 | 0 | 0 | 0 | 0 | 0 | 0 | 0 | 0 | 0 | 0
TAS1 | VPP | 0 | 0 | 0 | 0 | 0 | 0 | 0 | 0 | 0 | 0 | 0 | 0 | 0 | 0 | 0 | 0 | 0 | 0 | 0 | 0 | 0 | 0 | 0 | 0 | 0 | 0 | 0 | 0 | 0
Total excluding storage |  | 0.0025349 | 0.002434 | 0.002505 | 0.002476 | 0.0024063 | 0.0024034 | 0.0024619 | 0.0025226 | 0.0025136 | 0.0024959 | 0.0024189 | 44.1155 | 0.0025368 | 0.0024162 | 0.0023382 | 0.0022927 | 79.7797 | 0.0022628 | 39.3133 | 14.0237 | 53.912 | 0.001991 | 17.5508 | 32.6968 | 0.001797 | 0.0018379 | 0.001873 | 98.6557 | 38.9857

## Marinus_Build Cost
New generation build cost (CAPEX) by technology ($000s) - Marinus Link, Fast Change Scenario
CAPEX (Install) | Real June 2020 dollars discounted to 1 July 2020. The total capital costs are annualised for modelling purposes.
Explicitly modelled generation
Region | Technology | 2021-22 | 2022-23 | 2023-24 | 2024-25 | 2025-26 | 2026-27 | 2027-28 | 2028-29 | 2029-30 | 2030-31 | 2031-32 | 2032-33 | 2033-34 | 2034-35 | 2035-36 | 2036-37 | 2037-38 | 2038-39 | 2039-40 | 2040-41 | 2041-42 | 2042-43 | 2043-44 | 2044-45 | 2045-46 | 2046-47 | 2047-48 | 2048-49 | 2049-50
NEM | Black Coal | 0 | 0 | 0 | 0 | 0 | 0 | 0 | 0 | 0 | 0 | 0 | 0 | 0 | 0 | 0 | 0 | 0 | 0 | 0 | 0 | 0 | 0 | 0 | 0 | 0 | 0 | 0 | 0 | 0
NEM | Brown Coal | 0 | 0 | 0 | 0 | 0 | 0 | 0 | 0 | 0 | 0 | 0 | 0 | 0 | 0 | 0 | 0 | 0 | 0 | 0 | 0 | 0 | 0 | 0 | 0 | 0 | 0 | 0 | 0 | 0
NEM | CCGT | 0.0017579 | 0.0016903 | 0.0017811 | 0.0019033 | 0.0018161 | 0.0017329 | 0.0016762 | 0.001758 | 0.0016774 | 0.0016006 | 0.0016253 | 0.0023748 | 0.002266 | 0.0021622 | 0.0020687 | 0.001986 | 0.0033218 | 0.0031769 | 0.0035736 | 0.0034004 | 0.003866 | 0.0038905 | 0.0038022 | 0.003642 | 0.0034752 | 0.0028583 | 0.0027595 | 0.0039925 | 0.0037451
NEM | Gas - Steam | 0 | 0 | 0 | 0 | 0 | 0 | 0 | 0 | 0 | 0 | 0 | 0 | 0 | 0 | 0 | 0 | 0 | 0 | 0 | 0 | 0 | 0 | 0 | 0 | 0 | 0 | 0 | 0 | 0
NEM | OCGT / Diesel | 0.0048466 | 0.0047621 | 0.004591 | 0.0043685 | 0.0041684 | 0.0039775 | 0.0038054 | 0.0037252 | 0.0036674 | 0.0036708 | 0.003699 | 0.0048194 | 0.0045987 | 0.0043881 | 0.0042083 | 0.0040579 | 0.0068682 | 0.0065864 | 8936.1864 | 8503.0518 | 9613.5917 | 11783.569 | 11273.9449 | 52048.9983 | 60462.5027 | 89393.5096 | 85527.3536 | 105289.4562 | 100467.0383
NEM | Hydro | 0 | 0 | 0 | 0 | 0 | 0 | 0 | 0 | 0 | 0 | 0 | 0 | 0 | 0 | 0 | 0 | 0 | 0 | 0 | 0 | 0 | 0 | 0 | 0 | 0 | 0 | 0 | 0 | 0
NEM | Wind | 73655.5166 | 161734.7737 | 257252.956 | 343114.4733 | 417590.3096 | 422349.2365 | 478988.7349 | 533488.1789 | 893880.7428 | 863601.4787 | 836384.8476 | 993594.3688 | 974262.0936 | 966656.8119 | 974067.3019 | 1015969.3754 | 1185097.2816 | 1184498.4504 | 1169081.0394 | 1118909.0557 | 1141263.516 | 1166295.7295 | 1160618.9152 | 1114298.4405 | 1126901.1476 | 1136437.4336 | 1138920.9557 | 1082711.5864 | 1076254.7397
NEM | Solar PV | 0.004412 | 0.007044 | 0.0076334 | 0.012692 | 7962.9999 | 50931.6893 | 91847.5319 | 127621.5363 | 228913.5499 | 218428.9604 | 208982.1848 | 198852.8797 | 189745.1143 | 181054.4984 | 173224.1207 | 164827.9927 | 203211.2062 | 204614.9875 | 213351.2266 | 235229.3761 | 236691.0919 | 316428.2541 | 304029.4336 | 289293.206 | 276043.1354 | 308037.7505 | 301628.7599 | 312081.8291 | 314499.674
NEM | Grid Battery | 0.005163 | 0.0072674 | 0.0069779 | 0.008037 | 0.010051 | 0.010126 | 0.011745 | 0.012938 | 0.31155 | 0.29739 | 0.2853 | 0.28569 | 2619.6124 | 2499.6302 | 2391.5245 | 2275.6127 | 63704.8922 | 60787.1109 | 80763.4737 | 76848.8891 | 108056.8145 | 103107.6465 | 98648.3714 | 93866.9101 | 89567.6613 | 109687.2096 | 104943.3761 | 99856.805 | 95283.0939
NEM | Pumped Hydro | 0 | 0 | 0.014482 | 0.015738 | 0.015443 | 0.0153 | 0.01548 | 0.016049 | 241735.6252 | 230663.7652 | 220687.8501 | 209991.1777 | 200373.2652 | 191195.8637 | 182926.8849 | 174060.4674 | 198164.1332 | 189087.9136 | 180910.1114 | 172141.4453 | 178673.0831 | 243344.0144 | 232819.6941 | 223676.7589 | 213432.0218 | 219187.6242 | 209708.0371 | 229644.8871 | 279606.713
NEM | VPP | 0 | 0 | 0 | 0 | 0 | 0 | 0 | 0 | 0 | 0 | 0 | 0 | 0 | 0 | 0 | 0 | 0 | 0 | 0 | 0 | 0 | 0 | 0 | 0 | 0 | 0 | 0 | 0 | 0
Total excluding storage |  | 73655.5276 | 161734.7872 | 257252.9701 | 343114.4922 | 425553.3155 | 473280.9314 | 570836.2723 | 661109.7206 | 1122794.298 | 1082030.4444 | 1045367.0377 | 1192447.2556 | 1164007.2148 | 1147711.3168 | 1147291.4289 | 1180797.3741 | 1388308.498 | 1389113.4477 | 1391368.4559 | 1362641.487 | 1387568.2035 | 1494507.5565 | 1475922.2974 | 1455640.6484 | 1463406.7892 | 1533868.6966 | 1526077.0719 | 1500082.8756 | 1491221.4558
Region | Technology | 2021-22 | 2022-23 | 2023-24 | 2024-25 | 2025-26 | 2026-27 | 2027-28 | 2028-29 | 2029-30 | 2030-31 | 2031-32 | 2032-33 | 2033-34 | 2034-35 | 2035-36 | 2036-37 | 2037-38 | 2038-39 | 2039-40 | 2040-41 | 2041-42 | 2042-43 | 2043-44 | 2044-45 | 2045-46 | 2046-47 | 2047-48 | 2048-49 | 2049-50
NSW1 | Black Coal | 0 | 0 | 0 | 0 | 0 | 0 | 0 | 0 | 0 | 0 | 0 | 0 | 0 | 0 | 0 | 0 | 0 | 0 | 0 | 0 | 0 | 0 | 0 | 0 | 0 | 0 | 0 | 0 | 0
NSW1 | Brown Coal | 0 | 0 | 0 | 0 | 0 | 0 | 0 | 0 | 0 | 0 | 0 | 0 | 0 | 0 | 0 | 0 | 0 | 0 | 0 | 0 | 0 | 0 | 0 | 0 | 0 | 0 | 0 | 0 | 0
NSW1 | CCGT | 0.00036536 | 0.00034862 | 0.00036223 | 0.00040163 | 0.00038323 | 0.00036568 | 0.00034986 | 0.00035619 | 0.00033988 | 0.00032431 | 0.0003296 | 0.00055585 | 0.00053039 | 0.0005061 | 0.00048421 | 0.00046074 | 0.0010343 | 0.00098697 | 0.00099343 | 0.00094528 | 0.0011831 | 0.001129 | 0.0011126 | 0.0010587 | 0.0010102 | 0.00085086 | 0.00081406 | 0.0011882 | 0.0011162
NSW1 | Gas - Steam | 0 | 0 | 0 | 0 | 0 | 0 | 0 | 0 | 0 | 0 | 0 | 0 | 0 | 0 | 0 | 0 | 0 | 0 | 0 | 0 | 0 | 0 | 0 | 0 | 0 | 0 | 0 | 0 | 0
NSW1 | OCGT / Diesel | 0.00096562 | 0.00096674 | 0.00095976 | 0.00091324 | 0.00087141 | 0.0008315 | 0.00079554 | 0.00075698 | 0.00073167 | 0.00072961 | 0.0007348 | 0.0010209 | 0.00097411 | 0.00092949 | 0.00088929 | 0.00084619 | 0.0023761 | 0.0022673 | 0.012414 | 0.011812 | 1499.9996 | 1431.2973 | 1369.3958 | 30699.8175 | 29293.719 | 27952.0216 | 26743.1321 | 39559.9977 | 37748.0894
NSW1 | Hydro | 0 | 0 | 0 | 0 | 0 | 0 | 0 | 0 | 0 | 0 | 0 | 0 | 0 | 0 | 0 | 0 | 0 | 0 | 0 | 0 | 0 | 0 | 0 | 0 | 0 | 0 | 0 | 0 | 0
NSW1 | Wind | 0.0127 | 91452.8035 | 174462.9445 | 249636.1193 | 304518.1017 | 301175.281 | 293936.5222 | 285021.1529 | 582409.5104 | 555734.2654 | 531699.4625 | 505928.128 | 482755.8471 | 479593.7434 | 499864.0745 | 491883.0744 | 474903.9103 | 474697.3941 | 483099.8795 | 459684.1546 | 498290.7135 | 475468.2529 | 454904.8533 | 432855.7334 | 425108.3008 | 405637.6895 | 395125.4837 | 349135.0431 | 307262.4764
NSW1 | Solar PV | 0.00097996 | 0.00196 | 0.0020224 | 0.0037244 | 7962.9907 | 50931.68 | 91847.5212 | 127621.5254 | 228913.5366 | 218428.9471 | 208982.1718 | 198852.8603 | 189745.0957 | 181054.4805 | 173224.1036 | 164827.9764 | 167299.1963 | 170347.8011 | 176553.8372 | 167996.3187 | 160301.8308 | 197892.8928 | 189334.2759 | 180157.2928 | 171905.8137 | 179698.1625 | 175625.8068 | 180339.1991 | 183015.8154
NSW1 | Grid Battery | 0.0016723 | 0.002346 | 0.0022445 | 0.002762 | 0.0031558 | 0.0032585 | 0.0037521 | 0.0039183 | 0.30163 | 0.28783 | 0.27553 | 0.26428 | 0.25217 | 0.24062 | 0.23022 | 0.21906 | 4643.1725 | 4430.5081 | 17714.5184 | 16855.9003 | 33879.0763 | 32327.3625 | 30929.2451 | 29430.1124 | 28082.1681 | 26795.9618 | 25637.0702 | 24394.4549 | 23277.0351
NSW1 | Pumped Hydro | 0 | 0 | 0.0039764 | 0.0046106 | 0.0043994 | 0.0041979 | 0.0042819 | 0.0044871 | 241735.6137 | 230663.7536 | 220687.8385 | 209991.158 | 200373.2423 | 191195.8418 | 182926.8639 | 174060.4463 | 166088.2167 | 158481.1227 | 151627.0187 | 144277.6965 | 137669.5582 | 131364.0822 | 125682.7521 | 119590.9418 | 114113.494 | 108886.9217 | 104177.7003 | 99128.2343 | 94588.0098
NSW1 | VPP | 0 | 0 | 0 | 0 | 0 | 0 | 0 | 0 | 0 | 0 | 0 | 0 | 0 | 0 | 0 | 0 | 0 | 0 | 0 | 0 | 0 | 0 | 0 | 0 | 0 | 0 | 0 | 0 | 0
Total excluding storage |  | 0.015011 | 91452.8068 | 174462.9478 | 249636.1243 | 312481.0936 | 352106.9622 | 385784.0446 | 412642.6794 | 811323.0481 | 774163.2136 | 740681.6354 | 704780.9899 | 672500.9443 | 660648.2254 | 673088.1795 | 656711.0521 | 642203.11 | 645045.1984 | 659653.7301 | 627680.4861 | 660092.5451 | 674792.4441 | 645608.5261 | 643712.8447 | 626307.8345 | 613287.8744 | 597494.4235 | 569034.241 | 528026.3823
Region | Technology | 2021-22 | 2022-23 | 2023-24 | 2024-25 | 2025-26 | 2026-27 | 2027-28 | 2028-29 | 2029-30 | 2030-31 | 2031-32 | 2032-33 | 2033-34 | 2034-35 | 2035-36 | 2036-37 | 2037-38 | 2038-39 | 2039-40 | 2040-41 | 2041-42 | 2042-43 | 2043-44 | 2044-45 | 2045-46 | 2046-47 | 2047-48 | 2048-49 | 2049-50
QLD1 | Black Coal | 0 | 0 | 0 | 0 | 0 | 0 | 0 | 0 | 0 | 0 | 0 | 0 | 0 | 0 | 0 | 0 | 0 | 0 | 0 | 0 | 0 | 0 | 0 | 0 | 0 | 0 | 0 | 0 | 0
QLD1 | Brown Coal | 0 | 0 | 0 | 0 | 0 | 0 | 0 | 0 | 0 | 0 | 0 | 0 | 0 | 0 | 0 | 0 | 0 | 0 | 0 | 0 | 0 | 0 | 0 | 0 | 0 | 0 | 0 | 0 | 0
QLD1 | CCGT | 0.00040161 | 0.00039617 | 0.00040324 | 0.00046915 | 0.00044766 | 0.00042716 | 0.00040868 | 0.00044514 | 0.00042475 | 0.00040529 | 0.00042992 | 0.0005908 | 0.00056374 | 0.00053792 | 0.00051465 | 0.00050725 | 0.00087753 | 0.00083733 | 0.0011284 | 0.0010737 | 0.0010245 | 0.0011792 | 0.0011282 | 0.0010736 | 0.0010244 | 0.00092952 | 0.0008853 | 0.00083492 | 0.00077023
QLD1 | Gas - Steam | 0 | 0 | 0 | 0 | 0 | 0 | 0 | 0 | 0 | 0 | 0 | 0 | 0 | 0 | 0 | 0 | 0 | 0 | 0 | 0 | 0 | 0 | 0 | 0 | 0 | 0 | 0 | 0 | 0
QLD1 | OCGT / Diesel | 0.00097925 | 0.00097018 | 0.00092822 | 0.00088323 | 0.00084278 | 0.00080418 | 0.0007694 | 0.00077445 | 0.00075652 | 0.00076174 | 0.00077295 | 0.00097131 | 0.00092682 | 0.00088437 | 0.00084613 | 0.00083037 | 0.0011625 | 0.0011093 | 8936.1697 | 8503.0359 | 8113.5838 | 10352.2637 | 9904.5414 | 9424.4709 | 19790.2437 | 50584.1034 | 48396.405 | 48634.0388 | 46406.5255
QLD1 | Hydro | 0 | 0 | 0 | 0 | 0 | 0 | 0 | 0 | 0 | 0 | 0 | 0 | 0 | 0 | 0 | 0 | 0 | 0 | 0 | 0 | 0 | 0 | 0 | 0 | 0 | 0 | 0 | 0 | 0
QLD1 | Wind | 73655.4685 | 70281.9363 | 67242.3321 | 63983.1258 | 70969.3117 | 67718.809 | 121263.4426 | 175806.7335 | 230805.8587 | 220234.5979 | 210709.7306 | 257038.1605 | 260853.1222 | 248905.6509 | 238140.7969 | 253358.4965 | 312072.7307 | 297779.3231 | 284900.7446 | 271091.6797 | 272616.6709 | 325405.5038 | 311332.1283 | 306176.3574 | 321020.7332 | 300831.8133 | 287821.2183 | 273870.5986 | 311083.5082
QLD1 | Solar PV | 0.00143 | 0.0022336 | 0.0023852 | 0.0037444 | 0.0037876 | 0.0038908 | 0.0048506 | 0.0046336 | 0.0071093 | 0.0067837 | 0.0064903 | 0.0061757 | 0.0058929 | 0.005623 | 0.0053838 | 0.0051228 | 35911.9819 | 34267.1583 | 32785.1472 | 40817.3543 | 49466.2822 | 86808.4351 | 83054.0803 | 79028.4706 | 75408.846 | 97844.2662 | 93612.6254 | 89075.2457 | 90770.7008
QLD1 | Grid Battery | 0.00088964 | 0.0011684 | 0.0011178 | 0.0013537 | 0.0016628 | 0.0015867 | 0.0022328 | 0.0028675 | 0.0027547 | 0.0026509 | 0.002737 | 0.0076606 | 2619.3471 | 2499.377 | 2391.2821 | 2275.3773 | 56609.6683 | 54016.859 | 51680.6983 | 49175.7483 | 46923.4236 | 44774.259 | 42837.829 | 40761.4905 | 38894.5519 | 61335.006 | 58682.3444 | 55838.0261 | 53280.5593
QLD1 | Pumped Hydro | 0 | 0 | 0.0019827 | 0.0023412 | 0.00233 | 0.0023522 | 0.0023807 | 0.0026794 | 0.0025566 | 0.0025615 | 0.0025464 | 0.005792 | 0.0096893 | 0.0092455 | 0.0088457 | 0.0084169 | 32075.8899 | 30606.7652 | 29283.0614 | 27863.719 | 26587.5182 | 98224.2006 | 93976.1284 | 89421.1299 | 85325.5056 | 96948.5821 | 92755.6787 | 88259.8351 | 144697.3123
QLD1 | VPP | 0 | 0 | 0 | 0 | 0 | 0 | 0 | 0 | 0 | 0 | 0 | 0 | 0 | 0 | 0 | 0 | 0 | 0 | 0 | 0 | 0 | 0 | 0 | 0 | 0 | 0 | 0 | 0 | 0
Total excluding storage |  | 73655.4713 | 70281.9399 | 67242.3358 | 63983.1309 | 70969.3168 | 67718.8141 | 121263.4487 | 175806.7394 | 230805.867 | 220234.6059 | 210709.7382 | 257038.1683 | 260853.1295 | 248905.6579 | 238140.8037 | 253358.503 | 347984.7147 | 332046.4834 | 326622.0626 | 320412.0709 | 330196.5379 | 422566.2038 | 404290.7511 | 394629.3 | 416219.824 | 449260.1839 | 429830.2496 | 411579.8839 | 448260.7353
Region | Technology | 2021-22 | 2022-23 | 2023-24 | 2024-25 | 2025-26 | 2026-27 | 2027-28 | 2028-29 | 2029-30 | 2030-31 | 2031-32 | 2032-33 | 2033-34 | 2034-35 | 2035-36 | 2036-37 | 2037-38 | 2038-39 | 2039-40 | 2040-41 | 2041-42 | 2042-43 | 2043-44 | 2044-45 | 2045-46 | 2046-47 | 2047-48 | 2048-49 | 2049-50
VIC1 | Black Coal | 0 | 0 | 0 | 0 | 0 | 0 | 0 | 0 | 0 | 0 | 0 | 0 | 0 | 0 | 0 | 0 | 0 | 0 | 0 | 0 | 0 | 0 | 0 | 0 | 0 | 0 | 0 | 0 | 0
VIC1 | Brown Coal | 0 | 0 | 0 | 0 | 0 | 0 | 0 | 0 | 0 | 0 | 0 | 0 | 0 | 0 | 0 | 0 | 0 | 0 | 0 | 0 | 0 | 0 | 0 | 0 | 0 | 0 | 0 | 0 | 0
VIC1 | CCGT | 0.00034501 | 0.00032921 | 0.00032893 | 0.00037911 | 0.00036174 | 0.00034518 | 0.00033025 | 0.00034483 | 0.00032903 | 0.00031396 | 0.00031403 | 0.00046881 | 0.00044733 | 0.00042684 | 0.00040838 | 0.00038859 | 0.00055322 | 0.00052788 | 0.00060579 | 0.00057642 | 0.00064222 | 0.0006128 | 0.0005863 | 0.00058197 | 0.00055532 | 0.00042311 | 0.00042599 | 0.0011647 | 0.0010909
VIC1 | Gas - Steam | 0 | 0 | 0 | 0 | 0 | 0 | 0 | 0 | 0 | 0 | 0 | 0 | 0 | 0 | 0 | 0 | 0 | 0 | 0 | 0 | 0 | 0 | 0 | 0 | 0 | 0 | 0 | 0 | 0
VIC1 | OCGT / Diesel | 0.00097148 | 0.00094771 | 0.00090673 | 0.00086278 | 0.00082326 | 0.00078556 | 0.00075158 | 0.00073763 | 0.00073145 | 0.00073051 | 0.00073474 | 0.00099062 | 0.00094524 | 0.00090195 | 0.00086294 | 0.00082112 | 0.0011078 | 0.001057 | 0.0014059 | 0.0013378 | 0.0019628 | 0.0018729 | 0.0017919 | 0.0066572 | 0.0063523 | 0.0057607 | 0.0055051 | 7211.103 | 6880.8235
VIC1 | Hydro | 0 | 0 | 0 | 0 | 0 | 0 | 0 | 0 | 0 | 0 | 0 | 0 | 0 | 0 | 0 | 0 | 0 | 0 | 0 | 0 | 0 | 0 | 0 | 0 | 0 | 0 | 0 | 0 | 0
VIC1 | Wind | 0.0077122 | 0.0074721 | 0.0074182 | 0.0099566 | 0.0095006 | 0.0090654 | 0.0089566 | 0.0098544 | 0.0094521 | 0.0092469 | 0.010548 | 47625.5601 | 45444.241 | 52793.6401 | 50510.3822 | 69062.5309 | 159969.4829 | 152642.6552 | 146041.0549 | 138962.4846 | 132597.7933 | 138553.3289 | 177325.0685 | 168730.1686 | 179125.9733 | 230043.4731 | 262917.3762 | 264001.0866 | 275717.193
VIC1 | Solar PV | 0.00043936 | 0.00051099 | 0.00052636 | 0.001267 | 0.0012497 | 0.0012445 | 0.0014225 | 0.001514 | 0.0014798 | 0.001567 | 0.0015181 | 0.0029734 | 0.0028458 | 0.0027154 | 0.002598 | 0.0024721 | 0.0057247 | 0.0066941 | 0.041296 | 17714.1461 | 16902.8115 | 16128.6369 | 15431.0938 | 14683.1527 | 14010.6419 | 16451.5877 | 18953.9675 | 29882.2807 | 28513.6314
VIC1 | Grid Battery | 0.00085601 | 0.0012439 | 0.0011901 | 0.0013275 | 0.001805 | 0.0018553 | 0.0019656 | 0.0020576 | 0.0024089 | 0.0023122 | 0.0023835 | 0.0047923 | 0.0045728 | 0.0043633 | 0.0041806 | 0.003978 | 0.0088521 | 0.0084527 | 0.037916 | 0.036078 | 4623.5453 | 4411.7797 | 4220.9759 | 4016.3862 | 3832.4294 | 3656.8982 | 3498.7419 | 3329.1588 | 3176.6781
VIC1 | Pumped Hydro | 0 | 0 | 0.0022447 | 0.0026655 | 0.0025632 | 0.0025707 | 0.0024596 | 0.0024918 | 0.0024149 | 0.0023699 | 0.0024205 | 0.0049917 | 0.0047631 | 0.0045449 | 0.0043484 | 0.0041502 | 0.016512 | 0.015765 | 0.019627 | 0.018676 | 14415.9943 | 13755.7198 | 13160.8023 | 14664.6755 | 13993.0109 | 13352.1097 | 12774.6479 | 42256.807 | 40321.3807
VIC1 | VPP | 0 | 0 | 0 | 0 | 0 | 0 | 0 | 0 | 0 | 0 | 0 | 0 | 0 | 0 | 0 | 0 | 0 | 0 | 0 | 0 | 0 | 0 | 0 | 0 | 0 | 0 | 0 | 0 | 0
Total excluding storage |  | 0.0094681 | 0.00926 | 0.0091802 | 0.012465 | 0.011935 | 0.011441 | 0.011461 | 0.012451 | 0.011992 | 0.011858 | 0.013115 | 47625.5645 | 45444.2453 | 52793.6442 | 50510.3861 | 69062.5345 | 159969.4903 | 152642.6634 | 146041.0982 | 156676.6327 | 149500.6074 | 154681.9683 | 192756.1647 | 183413.3285 | 193136.6221 | 246495.067 | 281871.3496 | 301094.4714 | 311111.6489
Region | Technology | 2021-22 | 2022-23 | 2023-24 | 2024-25 | 2025-26 | 2026-27 | 2027-28 | 2028-29 | 2029-30 | 2030-31 | 2031-32 | 2032-33 | 2033-34 | 2034-35 | 2035-36 | 2036-37 | 2037-38 | 2038-39 | 2039-40 | 2040-41 | 2041-42 | 2042-43 | 2043-44 | 2044-45 | 2045-46 | 2046-47 | 2047-48 | 2048-49 | 2049-50
SA1 | Black Coal | 0 | 0 | 0 | 0 | 0 | 0 | 0 | 0 | 0 | 0 | 0 | 0 | 0 | 0 | 0 | 0 | 0 | 0 | 0 | 0 | 0 | 0 | 0 | 0 | 0 | 0 | 0 | 0 | 0
SA1 | Brown Coal | 0 | 0 | 0 | 0 | 0 | 0 | 0 | 0 | 0 | 0 | 0 | 0 | 0 | 0 | 0 | 0 | 0 | 0 | 0 | 0 | 0 | 0 | 0 | 0 | 0 | 0 | 0 | 0 | 0
SA1 | CCGT | 0.00033975 | 0.00032419 | 0.0004072 | 0.00038747 | 0.00036972 | 0.00035279 | 0.00033753 | 0.00035744 | 0.00034107 | 0.00032545 | 0.00033013 | 0.00051958 | 0.00049578 | 0.00047308 | 0.00045262 | 0.00043068 | 0.00065933 | 0.00062913 | 0.00064062 | 0.00060957 | 0.00081267 | 0.00077545 | 0.00078937 | 0.00075111 | 0.0007167 | 0.00057873 | 0.0005537 | 0.00071155 | 0.00067896
SA1 | Gas - Steam | 0 | 0 | 0 | 0 | 0 | 0 | 0 | 0 | 0 | 0 | 0 | 0 | 0 | 0 | 0 | 0 | 0 | 0 | 0 | 0 | 0 | 0 | 0 | 0 | 0 | 0 | 0 | 0 | 0
SA1 | OCGT / Diesel | 0.0009735 | 0.00095602 | 0.00091467 | 0.00087034 | 0.00083047 | 0.00079244 | 0.00075816 | 0.00074201 | 0.00073471 | 0.00073559 | 0.00074097 | 0.0010279 | 0.00098086 | 0.00093594 | 0.00089546 | 0.00085206 | 0.0015105 | 0.0014413 | 0.0019853 | 0.0018891 | 0.005475 | 0.0052243 | 0.0049983 | 11924.7024 | 11378.5329 | 10857.3784 | 10387.8105 | 9884.3162 | 9431.5994
SA1 | Hydro | 0 | 0 | 0 | 0 | 0 | 0 | 0 | 0 | 0 | 0 | 0 | 0 | 0 | 0 | 0 | 0 | 0 | 0 | 0 | 0 | 0 | 0 | 0 | 0 | 0 | 0 | 0 | 0 | 0
SA1 | Wind | 0.015138 | 0.014445 | 0.018101 | 0.018494 | 0.017647 | 0.016839 | 0.016195 | 0.018858 | 0.017994 | 0.017769 | 0.020854 | 83957.5651 | 81582.6529 | 77846.0433 | 74479.3145 | 88220.818 | 122576.0203 | 142119.0823 | 135972.6141 | 129382.0569 | 123456.1628 | 117801.6827 | 112706.9117 | 107244.043 | 106901.7335 | 109519.4934 | 106561.8133 | 118200.4239 | 112786.6636
SA1 | Solar PV | 0.0013888 | 0.0020774 | 0.0023808 | 0.003496 | 0.0036182 | 0.0034836 | 0.0038399 | 0.0041905 | 0.0040715 | 0.004372 | 0.0043542 | 0.0096131 | 0.0093242 | 0.0089155 | 0.0085299 | 0.0081414 | 0.021671 | 0.020779 | 4012.1999 | 8701.5552 | 10020.1658 | 15598.2878 | 16209.9821 | 15424.2885 | 14717.8325 | 14043.7329 | 13436.3591 | 12785.1025 | 12199.5255
SA1 | Grid Battery | 0.00088109 | 0.0013429 | 0.0013096 | 0.0013679 | 0.0018646 | 0.0019261 | 0.0020878 | 0.0022778 | 0.0026472 | 0.0025363 | 0.0025666 | 0.0064815 | 0.006189 | 0.0059056 | 0.0056599 | 0.010149 | 2452.0402 | 2339.7331 | 11368.2161 | 10817.2016 | 22630.7664 | 21594.2426 | 20660.3189 | 19658.9186 | 18758.5099 | 17899.3415 | 17125.2175 | 16295.1626 | 15548.8191
SA1 | Pumped Hydro | 0 | 0 | 0.0026158 | 0.002489 | 0.002375 | 0.0023305 | 0.0022297 | 0.0022958 | 0.0022233 | 0.002236 | 0.0022417 | 0.0033641 | 0.00321 | 0.003063 | 0.0029581 | 0.0035512 | 0.0046647 | 0.0044511 | 0.0042719 | 0.0040649 | 0.0056517 | 0.0053928 | 0.0051596 | 0.005903 | 0.0056327 | 0.0053747 | 0.0051422 | 0.004933 | 0.004707
SA1 | VPP | 0 | 0 | 0 | 0 | 0 | 0 | 0 | 0 | 0 | 0 | 0 | 0 | 0 | 0 | 0 | 0 | 0 | 0 | 0 | 0 | 0 | 0 | 0 | 0 | 0 | 0 | 0 | 0 | 0
Total excluding storage |  | 0.01784 | 0.017802 | 0.021803 | 0.023248 | 0.022465 | 0.021467 | 0.021131 | 0.024148 | 0.023141 | 0.023202 | 0.026279 | 83957.5763 | 81582.6637 | 77846.0536 | 74479.3244 | 88220.8274 | 122576.0442 | 142119.1052 | 139984.8167 | 138083.6146 | 133476.3349 | 133399.9765 | 128916.8996 | 134593.0346 | 132998.0996 | 134420.6053 | 130385.9835 | 140869.8432 | 134417.7891
Region | Technology | 2021-22 | 2022-23 | 2023-24 | 2024-25 | 2025-26 | 2026-27 | 2027-28 | 2028-29 | 2029-30 | 2030-31 | 2031-32 | 2032-33 | 2033-34 | 2034-35 | 2035-36 | 2036-37 | 2037-38 | 2038-39 | 2039-40 | 2040-41 | 2041-42 | 2042-43 | 2043-44 | 2044-45 | 2045-46 | 2046-47 | 2047-48 | 2048-49 | 2049-50
TAS1 | Black Coal | 0 | 0 | 0 | 0 | 0 | 0 | 0 | 0 | 0 | 0 | 0 | 0 | 0 | 0 | 0 | 0 | 0 | 0 | 0 | 0 | 0 | 0 | 0 | 0 | 0 | 0 | 0 | 0 | 0
TAS1 | Brown Coal | 0 | 0 | 0 | 0 | 0 | 0 | 0 | 0 | 0 | 0 | 0 | 0 | 0 | 0 | 0 | 0 | 0 | 0 | 0 | 0 | 0 | 0 | 0 | 0 | 0 | 0 | 0 | 0 | 0
TAS1 | CCGT | 0.00030613 | 0.00029211 | 0.00027948 | 0.00026593 | 0.00025375 | 0.00024213 | 0.00024986 | 0.00025436 | 0.00024271 | 0.0002316 | 0.00022158 | 0.00023976 | 0.00022878 | 0.0002183 | 0.00020886 | 0.00019873 | 0.00019734 | 0.00019558 | 0.00020537 | 0.00019541 | 0.00020342 | 0.0001941 | 0.00018571 | 0.00017671 | 0.00016861 | 7.6102e-05 | 8.0449e-05 | 9.3028e-05 | 8.8767e-05
TAS1 | Gas - Steam | 0 | 0 | 0 | 0 | 0 | 0 | 0 | 0 | 0 | 0 | 0 | 0 | 0 | 0 | 0 | 0 | 0 | 0 | 0 | 0 | 0 | 0 | 0 | 0 | 0 | 0 | 0 | 0 | 0
TAS1 | OCGT / Diesel | 0.00095673 | 0.00092146 | 0.00088161 | 0.00083887 | 0.00080045 | 0.00076379 | 0.00073076 | 0.00071409 | 0.00071304 | 0.0007134 | 0.00071556 | 0.0008087 | 0.00077166 | 0.00073632 | 0.00071443 | 0.00070821 | 0.00071129 | 0.00071145 | 0.00090632 | 0.00086239 | 0.00086456 | 0.00082496 | 0.00078928 | 0.00078905 | 0.00075291 | 0.00042839 | 0.00043478 | 0.00056112 | 0.00053542
TAS1 | Hydro | 0 | 0 | 0 | 0 | 0 | 0 | 0 | 0 | 0 | 0 | 0 | 0 | 0 | 0 | 0 | 0 | 0 | 0 | 0 | 0 | 0 | 0 | 0 | 0 | 0 | 0 | 0 | 0 | 0
TAS1 | Wind | 0.012547 | 0.011973 | 15547.654 | 29495.1997 | 42102.8691 | 53455.1206 | 63788.7449 | 72660.2637 | 80665.3463 | 87632.5884 | 93975.6232 | 99044.9551 | 103626.2304 | 107517.7341 | 111072.7337 | 113444.4556 | 115575.1373 | 117259.9957 | 119066.7462 | 119788.6799 | 114302.1755 | 109066.9613 | 104349.9534 | 99292.1383 | 94744.4067 | 90404.9643 | 86495.0641 | 77504.4343 | 69404.8985
TAS1 | Solar PV | 0.00017389 | 0.00026213 | 0.00031861 | 0.00046022 | 0.00055347 | 0.00060073 | 0.00057475 | 0.00055367 | 0.00055255 | 0.0005533 | 0.00057259 | 0.00055974 | 0.00060735 | 0.00058545 | 0.00058279 | 0.00055963 | 0.0006194 | 0.00065237 | 0.00099663 | 0.0016933 | 0.0016157 | 0.0015417 | 0.0014751 | 0.0014036 | 0.0013393 | 0.0012241 | 0.0011413 | 0.0010651 | 0.00096769
TAS1 | Grid Battery | 0.00086396 | 0.0011663 | 0.0011158 | 0.001226 | 0.0015633 | 0.0014996 | 0.0017064 | 0.0018168 | 0.0021006 | 0.0020639 | 0.0020848 | 0.002477 | 0.0023635 | 0.0022553 | 0.0022525 | 0.0021524 | 0.0022975 | 0.0022843 | 0.0030447 | 0.0028971 | 0.0028545 | 0.0025928 | 0.0024807 | 0.0023689 | 0.0021159 | 0.002176 | 0.0020931 | 0.0025633 | 0.0023062
TAS1 | Pumped Hydro | 0 | 0 | 0.003662 | 0.0036315 | 0.0037754 | 0.0038487 | 0.0041278 | 0.0040951 | 0.0043344 | 0.0044666 | 0.0043685 | 0.0055593 | 0.0053047 | 0.0050617 | 0.0048962 | 0.0049664 | 0.0053628 | 0.0054446 | 0.0074071 | 0.0070481 | 0.0067253 | 0.0064173 | 0.0061397 | 0.0058421 | 0.0055746 | 0.0053241 | 0.0051057 | 0.0058596 | 0.0055912
TAS1 | VPP | 0 | 0 | 0 | 0 | 0 | 0 | 0 | 0 | 0 | 0 | 0 | 0 | 0 | 0 | 0 | 0 | 0 | 0 | 0 | 0 | 0 | 0 | 0 | 0 | 0 | 0 | 0 | 0 | 0
Total excluding storage |  | 0.013984 | 0.013448 | 15547.6555 | 29495.2013 | 42102.8707 | 53455.1222 | 63788.7465 | 72660.2653 | 80665.3478 | 87632.5899 | 93975.6247 | 99044.9567 | 103626.232 | 107517.7357 | 111072.7352 | 113444.4571 | 115575.1388 | 117259.9972 | 119066.7483 | 119788.6827 | 114302.1782 | 109066.9638 | 104349.9558 | 99292.1407 | 94744.409 | 90404.9661 | 86495.0658 | 77504.436 | 69404.9001

## Marinus_REHAB Cost
Rehabilition cost by technology ($000s) - Marinus Link, Fast Change Scenario
REHAB | Real June 2020 dollars discounted to 1 July 2020
Explicitly modelled generation
Region | Technology | 2021-22 | 2022-23 | 2023-24 | 2024-25 | 2025-26 | 2026-27 | 2027-28 | 2028-29 | 2029-30 | 2030-31 | 2031-32 | 2032-33 | 2033-34 | 2034-35 | 2035-36 | 2036-37 | 2037-38 | 2038-39 | 2039-40 | 2040-41 | 2041-42 | 2042-43 | 2043-44 | 2044-45 | 2045-46 | 2046-47 | 2047-48 | 2048-49 | 2049-50
NEM | Black Coal | 0 | 0 | 0 | 111586.3954 | 101681.9819 | 13084.6009 | 2562.3906 | 0 | 22577.6358 | 410.0203 | 0.0018503 | 0 | 0 | 0 | 0 | 0 | 0 | 0 | 0 | 0 | 0 | 0 | 0 | 0 | 0 | 0 | 0 | 0 | 0
NEM | Brown Coal | 0 | 0 | 0 | 44685.5991 | 1.9993e-05 | 3725.1553 | 0 | 0 | 0.00025475 | 0.00015731 | 0 | 0 | 0 | 0 | 0 | 0 | 0 | 0 | 0 | 0 | 0 | 0 | 0 | 0 | 0 | 0 | 0 | 0 | 0
NEM | CCGT | 0 | 0 | 0 | 0 | 0 | 0 | 0 | 0 | 0 | 0 | 0 | 0 | 0 | 0 | 0 | 0 | 0 | 0 | 0 | 0 | 0 | 0 | 0 | 0 | 0 | 0 | 0 | 0 | 0
NEM | Gas - Steam | 0 | 0 | 0 | 0 | 0 | 0 | 0 | 0 | 0 | 0 | 0 | 0 | 0 | 0 | 0 | 0 | 0 | 0 | 0 | 0 | 0 | 0 | 0 | 0 | 0 | 0 | 0 | 0 | 0
NEM | OCGT / Diesel | 0 | 0 | 0 | 0 | 0 | 0 | 0 | 0 | 0 | 0 | 0 | 0 | 0 | 0 | 0 | 0 | 0 | 0 | 0 | 0 | 0 | 0 | 0 | 0 | 0 | 0 | 0 | 0 | 0
NEM | Hydro | 0 | 0 | 0 | 0 | 0 | 0 | 0 | 0 | 0 | 0 | 0 | 0 | 0 | 0 | 0 | 0 | 0 | 0 | 0 | 0 | 0 | 0 | 0 | 0 | 0 | 0 | 0 | 0 | 0
NEM | Wind | 0 | 0 | 0 | 0 | 0 | 0 | 0 | 0 | 0 | 0 | 0 | 0 | 0 | 0 | 0 | 0 | 0 | 0 | 0 | 0 | 0 | 0 | 0 | 0 | 0 | 0 | 0 | 0 | 0
NEM | Solar PV | 0 | 0 | 0 | 0 | 0 | 0 | 0 | 0 | 0 | 0 | 0 | 0 | 0 | 0 | 0 | 0 | 0 | 0 | 0 | 0 | 0 | 0 | 0 | 0 | 0 | 0 | 0 | 0 | 0
NEM | Grid Battery | 0 | 0 | 0 | 0 | 0 | 0 | 0 | 0 | 0 | 0 | 0 | 0 | 0 | 0 | 0 | 0 | 0 | 0 | 0 | 0 | 0 | 0 | 0 | 0 | 0 | 0 | 0 | 0 | 0
NEM | Pumped Hydro | 0 | 0 | 0 | 0 | 0 | 0 | 0 | 0 | 0 | 0 | 0 | 0 | 0 | 0 | 0 | 0 | 0 | 0 | 0 | 0 | 0 | 0 | 0 | 0 | 0 | 0 | 0 | 0 | 0
NEM | VPP | 0 | 0 | 0 | 0 | 0 | 0 | 0 | 0 | 0 | 0 | 0 | 0 | 0 | 0 | 0 | 0 | 0 | 0 | 0 | 0 | 0 | 0 | 0 | 0 | 0 | 0 | 0 | 0 | 0
Total excluding storage |  | 0 | 0 | 0 | 156271.9945 | 101681.982 | 16809.7562 | 2562.3906 | 0 | 22577.6361 | 410.0205 | 0.0018503 | 0 | 0 | 0 | 0 | 0 | 0 | 0 | 0 | 0 | 0 | 0 | 0 | 0 | 0 | 0 | 0 | 0 | 0
Region | Technology | 2021-22 | 2022-23 | 2023-24 | 2024-25 | 2025-26 | 2026-27 | 2027-28 | 2028-29 | 2029-30 | 2030-31 | 2031-32 | 2032-33 | 2033-34 | 2034-35 | 2035-36 | 2036-37 | 2037-38 | 2038-39 | 2039-40 | 2040-41 | 2041-42 | 2042-43 | 2043-44 | 2044-45 | 2045-46 | 2046-47 | 2047-48 | 2048-49 | 2049-50
NSW1 | Black Coal | 0 | 0 | 0 | 17709.1823 | 101681.9813 | 3319.2249 | 2562.3905 | 0 | 22577.6358 | 410.0203 | 0.0018503 | 0 | 0 | 0 | 0 | 0 | 0 | 0 | 0 | 0 | 0 | 0 | 0 | 0 | 0 | 0 | 0 | 0 | 0
NSW1 | Brown Coal | 0 | 0 | 0 | 0 | 0 | 0 | 0 | 0 | 0 | 0 | 0 | 0 | 0 | 0 | 0 | 0 | 0 | 0 | 0 | 0 | 0 | 0 | 0 | 0 | 0 | 0 | 0 | 0 | 0
NSW1 | CCGT | 0 | 0 | 0 | 0 | 0 | 0 | 0 | 0 | 0 | 0 | 0 | 0 | 0 | 0 | 0 | 0 | 0 | 0 | 0 | 0 | 0 | 0 | 0 | 0 | 0 | 0 | 0 | 0 | 0
NSW1 | Gas - Steam | 0 | 0 | 0 | 0 | 0 | 0 | 0 | 0 | 0 | 0 | 0 | 0 | 0 | 0 | 0 | 0 | 0 | 0 | 0 | 0 | 0 | 0 | 0 | 0 | 0 | 0 | 0 | 0 | 0
NSW1 | OCGT / Diesel | 0 | 0 | 0 | 0 | 0 | 0 | 0 | 0 | 0 | 0 | 0 | 0 | 0 | 0 | 0 | 0 | 0 | 0 | 0 | 0 | 0 | 0 | 0 | 0 | 0 | 0 | 0 | 0 | 0
NSW1 | Hydro | 0 | 0 | 0 | 0 | 0 | 0 | 0 | 0 | 0 | 0 | 0 | 0 | 0 | 0 | 0 | 0 | 0 | 0 | 0 | 0 | 0 | 0 | 0 | 0 | 0 | 0 | 0 | 0 | 0
NSW1 | Wind | 0 | 0 | 0 | 0 | 0 | 0 | 0 | 0 | 0 | 0 | 0 | 0 | 0 | 0 | 0 | 0 | 0 | 0 | 0 | 0 | 0 | 0 | 0 | 0 | 0 | 0 | 0 | 0 | 0
NSW1 | Solar PV | 0 | 0 | 0 | 0 | 0 | 0 | 0 | 0 | 0 | 0 | 0 | 0 | 0 | 0 | 0 | 0 | 0 | 0 | 0 | 0 | 0 | 0 | 0 | 0 | 0 | 0 | 0 | 0 | 0
NSW1 | Grid Battery | 0 | 0 | 0 | 0 | 0 | 0 | 0 | 0 | 0 | 0 | 0 | 0 | 0 | 0 | 0 | 0 | 0 | 0 | 0 | 0 | 0 | 0 | 0 | 0 | 0 | 0 | 0 | 0 | 0
NSW1 | Pumped Hydro | 0 | 0 | 0 | 0 | 0 | 0 | 0 | 0 | 0 | 0 | 0 | 0 | 0 | 0 | 0 | 0 | 0 | 0 | 0 | 0 | 0 | 0 | 0 | 0 | 0 | 0 | 0 | 0 | 0
NSW1 | VPP | 0 | 0 | 0 | 0 | 0 | 0 | 0 | 0 | 0 | 0 | 0 | 0 | 0 | 0 | 0 | 0 | 0 | 0 | 0 | 0 | 0 | 0 | 0 | 0 | 0 | 0 | 0 | 0 | 0
Total excluding storage |  | 0 | 0 | 0 | 17709.1823 | 101681.9813 | 3319.2249 | 2562.3905 | 0 | 22577.6358 | 410.0203 | 0.0018503 | 0 | 0 | 0 | 0 | 0 | 0 | 0 | 0 | 0 | 0 | 0 | 0 | 0 | 0 | 0 | 0 | 0 | 0
Region | Technology | 2021-22 | 2022-23 | 2023-24 | 2024-25 | 2025-26 | 2026-27 | 2027-28 | 2028-29 | 2029-30 | 2030-31 | 2031-32 | 2032-33 | 2033-34 | 2034-35 | 2035-36 | 2036-37 | 2037-38 | 2038-39 | 2039-40 | 2040-41 | 2041-42 | 2042-43 | 2043-44 | 2044-45 | 2045-46 | 2046-47 | 2047-48 | 2048-49 | 2049-50
QLD1 | Black Coal | 0 | 0 | 0 | 93877.213 | 0.00068192 | 9765.3759 | 3.2213e-05 | 0 | 0 | 0 | 0 | 0 | 0 | 0 | 0 | 0 | 0 | 0 | 0 | 0 | 0 | 0 | 0 | 0 | 0 | 0 | 0 | 0 | 0
QLD1 | Brown Coal | 0 | 0 | 0 | 0 | 0 | 0 | 0 | 0 | 0 | 0 | 0 | 0 | 0 | 0 | 0 | 0 | 0 | 0 | 0 | 0 | 0 | 0 | 0 | 0 | 0 | 0 | 0 | 0 | 0
QLD1 | CCGT | 0 | 0 | 0 | 0 | 0 | 0 | 0 | 0 | 0 | 0 | 0 | 0 | 0 | 0 | 0 | 0 | 0 | 0 | 0 | 0 | 0 | 0 | 0 | 0 | 0 | 0 | 0 | 0 | 0
QLD1 | Gas - Steam | 0 | 0 | 0 | 0 | 0 | 0 | 0 | 0 | 0 | 0 | 0 | 0 | 0 | 0 | 0 | 0 | 0 | 0 | 0 | 0 | 0 | 0 | 0 | 0 | 0 | 0 | 0 | 0 | 0
QLD1 | OCGT / Diesel | 0 | 0 | 0 | 0 | 0 | 0 | 0 | 0 | 0 | 0 | 0 | 0 | 0 | 0 | 0 | 0 | 0 | 0 | 0 | 0 | 0 | 0 | 0 | 0 | 0 | 0 | 0 | 0 | 0
QLD1 | Hydro | 0 | 0 | 0 | 0 | 0 | 0 | 0 | 0 | 0 | 0 | 0 | 0 | 0 | 0 | 0 | 0 | 0 | 0 | 0 | 0 | 0 | 0 | 0 | 0 | 0 | 0 | 0 | 0 | 0
QLD1 | Wind | 0 | 0 | 0 | 0 | 0 | 0 | 0 | 0 | 0 | 0 | 0 | 0 | 0 | 0 | 0 | 0 | 0 | 0 | 0 | 0 | 0 | 0 | 0 | 0 | 0 | 0 | 0 | 0 | 0
QLD1 | Solar PV | 0 | 0 | 0 | 0 | 0 | 0 | 0 | 0 | 0 | 0 | 0 | 0 | 0 | 0 | 0 | 0 | 0 | 0 | 0 | 0 | 0 | 0 | 0 | 0 | 0 | 0 | 0 | 0 | 0
QLD1 | Grid Battery | 0 | 0 | 0 | 0 | 0 | 0 | 0 | 0 | 0 | 0 | 0 | 0 | 0 | 0 | 0 | 0 | 0 | 0 | 0 | 0 | 0 | 0 | 0 | 0 | 0 | 0 | 0 | 0 | 0
QLD1 | Pumped Hydro | 0 | 0 | 0 | 0 | 0 | 0 | 0 | 0 | 0 | 0 | 0 | 0 | 0 | 0 | 0 | 0 | 0 | 0 | 0 | 0 | 0 | 0 | 0 | 0 | 0 | 0 | 0 | 0 | 0
QLD1 | VPP | 0 | 0 | 0 | 0 | 0 | 0 | 0 | 0 | 0 | 0 | 0 | 0 | 0 | 0 | 0 | 0 | 0 | 0 | 0 | 0 | 0 | 0 | 0 | 0 | 0 | 0 | 0 | 0 | 0
Total excluding storage |  | 0 | 0 | 0 | 93877.213 | 0.00068192 | 9765.3759 | 3.2213e-05 | 0 | 0 | 0 | 0 | 0 | 0 | 0 | 0 | 0 | 0 | 0 | 0 | 0 | 0 | 0 | 0 | 0 | 0 | 0 | 0 | 0 | 0
Region | Technology | 2021-22 | 2022-23 | 2023-24 | 2024-25 | 2025-26 | 2026-27 | 2027-28 | 2028-29 | 2029-30 | 2030-31 | 2031-32 | 2032-33 | 2033-34 | 2034-35 | 2035-36 | 2036-37 | 2037-38 | 2038-39 | 2039-40 | 2040-41 | 2041-42 | 2042-43 | 2043-44 | 2044-45 | 2045-46 | 2046-47 | 2047-48 | 2048-49 | 2049-50
VIC1 | Black Coal | 0 | 0 | 0 | 0 | 0 | 0 | 0 | 0 | 0 | 0 | 0 | 0 | 0 | 0 | 0 | 0 | 0 | 0 | 0 | 0 | 0 | 0 | 0 | 0 | 0 | 0 | 0 | 0 | 0
VIC1 | Brown Coal | 0 | 0 | 0 | 44685.5991 | 1.9993e-05 | 3725.1553 | 0 | 0 | 0.00025475 | 0.00015731 | 0 | 0 | 0 | 0 | 0 | 0 | 0 | 0 | 0 | 0 | 0 | 0 | 0 | 0 | 0 | 0 | 0 | 0 | 0
VIC1 | CCGT | 0 | 0 | 0 | 0 | 0 | 0 | 0 | 0 | 0 | 0 | 0 | 0 | 0 | 0 | 0 | 0 | 0 | 0 | 0 | 0 | 0 | 0 | 0 | 0 | 0 | 0 | 0 | 0 | 0
VIC1 | Gas - Steam | 0 | 0 | 0 | 0 | 0 | 0 | 0 | 0 | 0 | 0 | 0 | 0 | 0 | 0 | 0 | 0 | 0 | 0 | 0 | 0 | 0 | 0 | 0 | 0 | 0 | 0 | 0 | 0 | 0
VIC1 | OCGT / Diesel | 0 | 0 | 0 | 0 | 0 | 0 | 0 | 0 | 0 | 0 | 0 | 0 | 0 | 0 | 0 | 0 | 0 | 0 | 0 | 0 | 0 | 0 | 0 | 0 | 0 | 0 | 0 | 0 | 0
VIC1 | Hydro | 0 | 0 | 0 | 0 | 0 | 0 | 0 | 0 | 0 | 0 | 0 | 0 | 0 | 0 | 0 | 0 | 0 | 0 | 0 | 0 | 0 | 0 | 0 | 0 | 0 | 0 | 0 | 0 | 0
VIC1 | Wind | 0 | 0 | 0 | 0 | 0 | 0 | 0 | 0 | 0 | 0 | 0 | 0 | 0 | 0 | 0 | 0 | 0 | 0 | 0 | 0 | 0 | 0 | 0 | 0 | 0 | 0 | 0 | 0 | 0
VIC1 | Solar PV | 0 | 0 | 0 | 0 | 0 | 0 | 0 | 0 | 0 | 0 | 0 | 0 | 0 | 0 | 0 | 0 | 0 | 0 | 0 | 0 | 0 | 0 | 0 | 0 | 0 | 0 | 0 | 0 | 0
VIC1 | Grid Battery | 0 | 0 | 0 | 0 | 0 | 0 | 0 | 0 | 0 | 0 | 0 | 0 | 0 | 0 | 0 | 0 | 0 | 0 | 0 | 0 | 0 | 0 | 0 | 0 | 0 | 0 | 0 | 0 | 0
VIC1 | Pumped Hydro | 0 | 0 | 0 | 0 | 0 | 0 | 0 | 0 | 0 | 0 | 0 | 0 | 0 | 0 | 0 | 0 | 0 | 0 | 0 | 0 | 0 | 0 | 0 | 0 | 0 | 0 | 0 | 0 | 0
VIC1 | VPP | 0 | 0 | 0 | 0 | 0 | 0 | 0 | 0 | 0 | 0 | 0 | 0 | 0 | 0 | 0 | 0 | 0 | 0 | 0 | 0 | 0 | 0 | 0 | 0 | 0 | 0 | 0 | 0 | 0
Total excluding storage |  | 0 | 0 | 0 | 44685.5991 | 1.9993e-05 | 3725.1553 | 0 | 0 | 0.00025475 | 0.00015731 | 0 | 0 | 0 | 0 | 0 | 0 | 0 | 0 | 0 | 0 | 0 | 0 | 0 | 0 | 0 | 0 | 0 | 0 | 0
Region | Technology | 2021-22 | 2022-23 | 2023-24 | 2024-25 | 2025-26 | 2026-27 | 2027-28 | 2028-29 | 2029-30 | 2030-31 | 2031-32 | 2032-33 | 2033-34 | 2034-35 | 2035-36 | 2036-37 | 2037-38 | 2038-39 | 2039-40 | 2040-41 | 2041-42 | 2042-43 | 2043-44 | 2044-45 | 2045-46 | 2046-47 | 2047-48 | 2048-49 | 2049-50
SA1 | Black Coal | 0 | 0 | 0 | 0 | 0 | 0 | 0 | 0 | 0 | 0 | 0 | 0 | 0 | 0 | 0 | 0 | 0 | 0 | 0 | 0 | 0 | 0 | 0 | 0 | 0 | 0 | 0 | 0 | 0
SA1 | Brown Coal | 0 | 0 | 0 | 0 | 0 | 0 | 0 | 0 | 0 | 0 | 0 | 0 | 0 | 0 | 0 | 0 | 0 | 0 | 0 | 0 | 0 | 0 | 0 | 0 | 0 | 0 | 0 | 0 | 0
SA1 | CCGT | 0 | 0 | 0 | 0 | 0 | 0 | 0 | 0 | 0 | 0 | 0 | 0 | 0 | 0 | 0 | 0 | 0 | 0 | 0 | 0 | 0 | 0 | 0 | 0 | 0 | 0 | 0 | 0 | 0
SA1 | Gas - Steam | 0 | 0 | 0 | 0 | 0 | 0 | 0 | 0 | 0 | 0 | 0 | 0 | 0 | 0 | 0 | 0 | 0 | 0 | 0 | 0 | 0 | 0 | 0 | 0 | 0 | 0 | 0 | 0 | 0
SA1 | OCGT / Diesel | 0 | 0 | 0 | 0 | 0 | 0 | 0 | 0 | 0 | 0 | 0 | 0 | 0 | 0 | 0 | 0 | 0 | 0 | 0 | 0 | 0 | 0 | 0 | 0 | 0 | 0 | 0 | 0 | 0
SA1 | Hydro | 0 | 0 | 0 | 0 | 0 | 0 | 0 | 0 | 0 | 0 | 0 | 0 | 0 | 0 | 0 | 0 | 0 | 0 | 0 | 0 | 0 | 0 | 0 | 0 | 0 | 0 | 0 | 0 | 0
SA1 | Wind | 0 | 0 | 0 | 0 | 0 | 0 | 0 | 0 | 0 | 0 | 0 | 0 | 0 | 0 | 0 | 0 | 0 | 0 | 0 | 0 | 0 | 0 | 0 | 0 | 0 | 0 | 0 | 0 | 0
SA1 | Solar PV | 0 | 0 | 0 | 0 | 0 | 0 | 0 | 0 | 0 | 0 | 0 | 0 | 0 | 0 | 0 | 0 | 0 | 0 | 0 | 0 | 0 | 0 | 0 | 0 | 0 | 0 | 0 | 0 | 0
SA1 | Grid Battery | 0 | 0 | 0 | 0 | 0 | 0 | 0 | 0 | 0 | 0 | 0 | 0 | 0 | 0 | 0 | 0 | 0 | 0 | 0 | 0 | 0 | 0 | 0 | 0 | 0 | 0 | 0 | 0 | 0
SA1 | Pumped Hydro | 0 | 0 | 0 | 0 | 0 | 0 | 0 | 0 | 0 | 0 | 0 | 0 | 0 | 0 | 0 | 0 | 0 | 0 | 0 | 0 | 0 | 0 | 0 | 0 | 0 | 0 | 0 | 0 | 0
SA1 | VPP | 0 | 0 | 0 | 0 | 0 | 0 | 0 | 0 | 0 | 0 | 0 | 0 | 0 | 0 | 0 | 0 | 0 | 0 | 0 | 0 | 0 | 0 | 0 | 0 | 0 | 0 | 0 | 0 | 0
Total excluding storage |  | 0 | 0 | 0 | 0 | 0 | 0 | 0 | 0 | 0 | 0 | 0 | 0 | 0 | 0 | 0 | 0 | 0 | 0 | 0 | 0 | 0 | 0 | 0 | 0 | 0 | 0 | 0 | 0 | 0
Region | Technology | 2021-22 | 2022-23 | 2023-24 | 2024-25 | 2025-26 | 2026-27 | 2027-28 | 2028-29 | 2029-30 | 2030-31 | 2031-32 | 2032-33 | 2033-34 | 2034-35 | 2035-36 | 2036-37 | 2037-38 | 2038-39 | 2039-40 | 2040-41 | 2041-42 | 2042-43 | 2043-44 | 2044-45 | 2045-46 | 2046-47 | 2047-48 | 2048-49 | 2049-50
TAS1 | Black Coal | 0 | 0 | 0 | 0 | 0 | 0 | 0 | 0 | 0 | 0 | 0 | 0 | 0 | 0 | 0 | 0 | 0 | 0 | 0 | 0 | 0 | 0 | 0 | 0 | 0 | 0 | 0 | 0 | 0
TAS1 | Brown Coal | 0 | 0 | 0 | 0 | 0 | 0 | 0 | 0 | 0 | 0 | 0 | 0 | 0 | 0 | 0 | 0 | 0 | 0 | 0 | 0 | 0 | 0 | 0 | 0 | 0 | 0 | 0 | 0 | 0
TAS1 | CCGT | 0 | 0 | 0 | 0 | 0 | 0 | 0 | 0 | 0 | 0 | 0 | 0 | 0 | 0 | 0 | 0 | 0 | 0 | 0 | 0 | 0 | 0 | 0 | 0 | 0 | 0 | 0 | 0 | 0
TAS1 | Gas - Steam | 0 | 0 | 0 | 0 | 0 | 0 | 0 | 0 | 0 | 0 | 0 | 0 | 0 | 0 | 0 | 0 | 0 | 0 | 0 | 0 | 0 | 0 | 0 | 0 | 0 | 0 | 0 | 0 | 0
TAS1 | OCGT / Diesel | 0 | 0 | 0 | 0 | 0 | 0 | 0 | 0 | 0 | 0 | 0 | 0 | 0 | 0 | 0 | 0 | 0 | 0 | 0 | 0 | 0 | 0 | 0 | 0 | 0 | 0 | 0 | 0 | 0
TAS1 | Hydro | 0 | 0 | 0 | 0 | 0 | 0 | 0 | 0 | 0 | 0 | 0 | 0 | 0 | 0 | 0 | 0 | 0 | 0 | 0 | 0 | 0 | 0 | 0 | 0 | 0 | 0 | 0 | 0 | 0
TAS1 | Wind | 0 | 0 | 0 | 0 | 0 | 0 | 0 | 0 | 0 | 0 | 0 | 0 | 0 | 0 | 0 | 0 | 0 | 0 | 0 | 0 | 0 | 0 | 0 | 0 | 0 | 0 | 0 | 0 | 0
TAS1 | Solar PV | 0 | 0 | 0 | 0 | 0 | 0 | 0 | 0 | 0 | 0 | 0 | 0 | 0 | 0 | 0 | 0 | 0 | 0 | 0 | 0 | 0 | 0 | 0 | 0 | 0 | 0 | 0 | 0 | 0
TAS1 | Grid Battery | 0 | 0 | 0 | 0 | 0 | 0 | 0 | 0 | 0 | 0 | 0 | 0 | 0 | 0 | 0 | 0 | 0 | 0 | 0 | 0 | 0 | 0 | 0 | 0 | 0 | 0 | 0 | 0 | 0
TAS1 | Pumped Hydro | 0 | 0 | 0 | 0 | 0 | 0 | 0 | 0 | 0 | 0 | 0 | 0 | 0 | 0 | 0 | 0 | 0 | 0 | 0 | 0 | 0 | 0 | 0 | 0 | 0 | 0 | 0 | 0 | 0
TAS1 | VPP | 0 | 0 | 0 | 0 | 0 | 0 | 0 | 0 | 0 | 0 | 0 | 0 | 0 | 0 | 0 | 0 | 0 | 0 | 0 | 0 | 0 | 0 | 0 | 0 | 0 | 0 | 0 | 0 | 0
Total excluding storage |  | 0 | 0 | 0 | 0 | 0 | 0 | 0 | 0 | 0 | 0 | 0 | 0 | 0 | 0 | 0 | 0 | 0 | 0 | 0 | 0 | 0 | 0 | 0 | 0 | 0 | 0 | 0 | 0 | 0

## Marinus_REZ Tx Cost
REZ transmission expansion cost by region ($000s) - Marinus Link, Fast Change Scenario
REZ Expansion | Real June 2020 dollars discounted to 1 July 2020. As with the total capital costs, the REZ transmission expansion costs are annualised for modelling purposes.
Explicitly modelled generation
Region | Technology | 2021-22 | 2022-23 | 2023-24 | 2024-25 | 2025-26 | 2026-27 | 2027-28 | 2028-29 | 2029-30 | 2030-31 | 2031-32 | 2032-33 | 2033-34 | 2034-35 | 2035-36 | 2036-37 | 2037-38 | 2038-39 | 2039-40 | 2040-41 | 2041-42 | 2042-43 | 2043-44 | 2044-45 | 2045-46 | 2046-47 | 2047-48 | 2048-49 | 2049-50
NSW1 | Transmission | 0.00096328 | 4278.3295 | 14086.6922 | 23167.6548 | 31180.0311 | 40413.3771 | 49025.0508 | 56709.511 | 116268.2639 | 110942.9998 | 106144.8556 | 101000.0421 | 96374.086 | 94005.9546 | 94400.8402 | 91604.3178 | 89511.7018 | 90521.3484 | 95849.7703 | 91203.9569 | 98249.5011 | 106104.3181 | 101515.4408 | 96595.0138 | 92170.8165 | 90203.3052 | 90440.1864 | 91816.4383 | 92880.4199
QLD1 | Transmission | 0.0010265 | 0.0010715 | 0.0011135 | 0.0014278 | 0.0015625 | 0.0015566 | 0.0025956 | 9498.5142 | 9063.4679 | 8648.3473 | 8274.3172 | 7873.2664 | 11000.4288 | 10496.5924 | 10042.6281 | 9555.8646 | 46016.4226 | 43908.8002 | 42009.8002 | 42207.8031 | 44116.1869 | 57939.4267 | 55433.6201 | 61606.1826 | 84792.8263 | 106021.7532 | 101436.4467 | 96519.8485 | 118303.0131
VIC1 | Transmission | 0.00018717 | 0.0001786 | 0.00017087 | 0.00016259 | 0.00015514 | 0.00014804 | 0.00014163 | 0.00013477 | 0.0001286 | 0.00012271 | 0.0001174 | 0.00011171 | 0.00010659 | 0.00010254 | 9.8848e-05 | 9.5044e-05 | 6445.5988 | 6150.3805 | 5884.3844 | 5599.1698 | 5342.7193 | 5098.0146 | 8187.5905 | 7790.7401 | 7433.9124 | 12243.5536 | 11851.9835 | 11497.1079 | 15730.9429
SA1 | Transmission | 0.001072 | 0.0010677 | 0.0012148 | 0.0012519 | 0.0012145 | 0.0011654 | 0.0011524 | 0.001586 | 0.0015199 | 0.0015087 | 0.0015352 | 1934.7558 | 2054.9192 | 1960.8008 | 1875.9988 | 1785.0742 | 8729.513 | 12019.8889 | 11500.0443 | 10942.6401 | 10441.4505 | 9963.2163 | 9532.3202 | 9070.2926 | 10088.6937 | 13430.2917 | 13413.2798 | 18115.9879 | 17286.2484
TAS1 | Transmission | 0 | 0 | 0 | 0 | 0 | 0 | 0 | 0 | 1.039e-06 | 556.404 | 1107.178 | 1603.4356 | 2054.7318 | 2461.3232 | 2833.9208 | 3152.3896 | 3652.6914 | 3900.5212 | 4143.2019 | 4333.91 | 4135.4103 | 3946.0022 | 3775.3426 | 3592.3528 | 3427.8175 | 3270.8182 | 3129.3595 | 2977.6803 | 2841.298
NEM | Total | 0.0032489 | 4278.3318 | 14086.6947 | 23167.6577 | 31180.034 | 40413.38 | 49025.0547 | 66208.0269 | 125331.7335 | 120147.7528 | 115526.3524 | 112411.5 | 111484.1658 | 108924.6711 | 109153.388 | 106097.6461 | 154355.9276 | 156500.9392 | 159387.2011 | 154287.48 | 162285.2682 | 183050.9779 | 178444.3143 | 178654.5819 | 197914.0663 | 225169.722 | 220271.256 | 220927.0629 | 247041.9221

## Marinus_USE+DSP Cost
USE and USE / DSP cost by region ($000s) - Marinus Link, Fast Change Scenario
USE / DSP | Real June 2020 dollars discounted to 1 July 2020
Explicitly modelled generation
Region | Technology | 2021-22 | 2022-23 | 2023-24 | 2024-25 | 2025-26 | 2026-27 | 2027-28 | 2028-29 | 2029-30 | 2030-31 | 2031-32 | 2032-33 | 2033-34 | 2034-35 | 2035-36 | 2036-37 | 2037-38 | 2038-39 | 2039-40 | 2040-41 | 2041-42 | 2042-43 | 2043-44 | 2044-45 | 2045-46 | 2046-47 | 2047-48 | 2048-49 | 2049-50
NSW1 | USE / DSP | 0.0023296 | 0.0023243 | 23.9414 | 834.8511 | 0.0023783 | 0.0023633 | 0.0023615 | 0.0023749 | 0.0023583 | 0.0023555 | 0.002367 | 16798.6077 | 78.605 | 0.0024638 | 107.8952 | 0.0024519 | 20644.2284 | 0.0025269 | 18478.6146 | 64.9998 | 31016.0174 | 254.5496 | 1592.5504 | 13864.2679 | 1384.6732 | 345.43 | 0.0025785 | 790.4748 | 272.4658
QLD1 | USE / DSP | 0.0023232 | 0.0023188 | 0.0023268 | 0.0023529 | 0.0023666 | 0.0023593 | 0.0023594 | 123.8318 | 0.0023557 | 0.0023569 | 0.002374 | 1379.4876 | 21163.4581 | 2097.1467 | 1242.694 | 230.9818 | 33494.0886 | 0.0024592 | 11427.7579 | 2308.8579 | 3116.32 | 4558.6372 | 1541.2153 | 6522.6323 | 4068.0704 | 54526.4701 | 405.191 | 5691.7989 | 9118.8463
VIC1 | USE / DSP | 0.0023104 | 0.0022957 | 0.0023126 | 0.0023458 | 0.0023591 | 0.002342 | 0.0023448 | 0.0023512 | 0.0023385 | 0.0023352 | 0.0023507 | 7625.4513 | 0.0024263 | 0.0024366 | 43.5982 | 0.0024082 | 1876.5091 | 0.0024711 | 1558.7311 | 1.5089 | 3622.8775 | 0.0025033 | 165.7722 | 4052.8361 | 1497.2556 | 42.0962 | 0.0025181 | 949.815 | 243.1707
SA1 | USE / DSP | 0.0023335 | 0.0023112 | 0.0023753 | 0.0023595 | 0.0023774 | 0.0023505 | 0.002351 | 0.0023594 | 0.0023447 | 0.0023409 | 0.0023681 | 2844.1667 | 0.0024326 | 0.0024433 | 62.8704 | 387.9887 | 4785.7901 | 0.0024666 | 3466.2149 | 54.4743 | 6573.7482 | 0.0024969 | 445.7182 | 2448.6031 | 1605.1571 | 54.4739 | 0.0024968 | 453.4567 | 218.1721
TAS1 | USE / DSP | 0.0019125 | 0.0019036 | 0.001915 | 0.0019101 | 0.001908 | 0.0019094 | 0.0019185 | 0.0019172 | 0.0019162 | 0.0019157 | 0.0019157 | 153.0459 | 0.0019192 | 0.0019084 | 0.0019073 | 0.0019014 | 0.0019004 | 0.0018989 | 433.4013 | 0.0018927 | 378.5267 | 0.0018958 | 0.85225 | 97.7787 | 0.0018798 | 0.0018819 | 0.0018862 | 82.5572 | 0.001879
NEM | Total | 0.011209 | 0.011154 | 23.9503 | 834.8601 | 0.011389 | 0.011324 | 0.011335 | 123.8408 | 0.011313 | 0.011304 | 0.011376 | 28800.7592 | 21242.0699 | 2097.156 | 1457.0596 | 618.9772 | 60800.6181 | 0.011823 | 35364.7197 | 2429.8428 | 44707.4897 | 4813.1938 | 3746.1085 | 26986.1181 | 8555.1581 | 54968.472 | 405.2005 | 7968.1026 | 9852.6568

## Marinus_SyncCon Cost
Synchronous Condenser cost by region ($000s) - Marinus Link, Fast Change Scenario
SyncCon | Real June 2020 dollars discounted to 1 July 2020
Explicitly modelled generation
Region | Technology | 2021-22 | 2022-23 | 2023-24 | 2024-25 | 2025-26 | 2026-27 | 2027-28 | 2028-29 | 2029-30 | 2030-31 | 2031-32 | 2032-33 | 2033-34 | 2034-35 | 2035-36 | 2036-37 | 2037-38 | 2038-39 | 2039-40 | 2040-41 | 2041-42 | 2042-43 | 2043-44 | 2044-45 | 2045-46 | 2046-47 | 2047-48 | 2048-49 | 2049-50
NSW1 | SyncCon | 0 | 0 | 0 | 0 | 0 | 0 | 0 | 0 | 0 | 0 | 0 | 0 | 0 | 0 | 0 | 0 | 0 | 0 | 0 | 0 | 0 | 0 | 0 | 0 | 0 | 0 | 0 | 0 | 0
QLD1 | SyncCon | 0 | 0 | 0 | 0 | 0 | 0 | 0 | 0 | 0 | 0 | 0 | 0 | 0 | 0 | 0 | 0 | 0 | 0 | 0 | 0 | 0 | 0 | 0 | 0 | 0 | 0 | 0 | 0 | 0
VIC1 | SyncCon | 0 | 0 | 0 | 6619.3698 | 6316.1926 | 6026.9013 | 6421.9689 | 6110.6977 | 5830.8184 | 5563.7581 | 5680.9436 | 5516.5881 | 5263.9199 | 5022.8244 | 4805.5936 | 4572.6677 | 4652.9649 | 4439.852 | 4247.834 | 4041.9426 | 3856.8155 | 3680.1674 | 3521.0048 | 3350.3427 | 3196.8918 | 3050.4693 | 3995.0122 | 4691.9358 | 4477.038
SA1 | SyncCon | 0 | 0 | 0 | 0 | 0 | 0 | 0 | 0 | 0 | 0 | 0 | 0 | 0 | 0 | 0 | 0 | 0 | 0 | 0 | 0 | 0 | 0 | 0 | 0 | 0 | 0 | 0 | 0 | 0
TAS1 | SyncCon | 1086.5208 | 1396.9479 | 1573.2513 | 959.7342 | 984.67 | 1498.8545 | 2034.1578 | 1747.0307 | 2109.8408 | 2339.8986 | 2137.6691 | 1815.8872 | 1955.9558 | 1651.5083 | 1879.815 | 2043.9529 | 1957.7343 | 1924.1357 | 1992.4276 | 2129.1835 | 1897.6106 | 1841.8072 | 1764.9994 | 1671.5776 | 1575.3766 | 1459.9574 | 1433.6857 | 1340.1722 | 1358.3327
NEM | Total | 1086.5208 | 1396.9479 | 1573.2513 | 7579.104 | 7300.8626 | 7525.7558 | 8456.1267 | 7857.7285 | 7940.6592 | 7903.6567 | 7818.6127 | 7332.4753 | 7219.8757 | 6674.3327 | 6685.4086 | 6616.6207 | 6610.6992 | 6363.9877 | 6240.2616 | 6171.1261 | 5754.426 | 5521.9747 | 5286.0042 | 5021.9203 | 4772.2685 | 4510.4268 | 5428.6979 | 6032.108 | 5835.3707

## Marinus_System Strength Cost
System Strength cost by region ($000s) - Marinus Link, Fast Change Scenario
System Strength | Real June 2020 dollars discounted to 1 July 2020
Explicitly modelled generation
Region | Technology | 2021-22 | 2022-23 | 2023-24 | 2024-25 | 2025-26 | 2026-27 | 2027-28 | 2028-29 | 2029-30 | 2030-31 | 2031-32 | 2032-33 | 2033-34 | 2034-35 | 2035-36 | 2036-37 | 2037-38 | 2038-39 | 2039-40 | 2040-41 | 2041-42 | 2042-43 | 2043-44 | 2044-45 | 2045-46 | 2046-47 | 2047-48 | 2048-49 | 2049-50
NSW1 | System Strength | 6.934e-05 | 480.0191 | 1580.4959 | 2599.3601 | 3498.3312 | 4534.2924 | 5500.5033 | 6362.6829 | 14560.0511 | 13893.1785 | 13292.3161 | 12648.041 | 12068.7414 | 11819.6883 | 11970.6501 | 11654.531 | 11635.7919 | 11861.3295 | 12515.4779 | 11908.8559 | 12652.4445 | 13906.9672 | 13305.5085 | 12660.5939 | 12330.6646 | 12474.3508 | 12827.4883 | 12889.9716 | 12964.6223
QLD1 | System Strength | 1450.2271 | 1383.8045 | 1323.9567 | 1259.785 | 1402.4321 | 1338.1985 | 1280.3234 | 1741.988 | 2258.0461 | 2154.6241 | 2061.4394 | 1961.5222 | 2202.4288 | 2101.5542 | 2010.6646 | 1913.2082 | 3446.3077 | 3288.4616 | 3146.2398 | 3299.9601 | 3675.3374 | 5678.5382 | 5432.9486 | 5398.6285 | 5823.6707 | 6815.9295 | 6521.1492 | 6205.0708 | 7436.3227
VIC1 | System Strength | 0.00011404 | 0.00011274 | 0.00011329 | 0.00018439 | 0.00017748 | 0.00017136 | 0.00017819 | 0.00019999 | 0.00019252 | 0.00019337 | 0.0002118 | 1009.814 | 963.563 | 1125.7163 | 1077.0305 | 1490.7047 | 3522.426 | 3361.0936 | 3215.7324 | 3996.7988 | 3813.7394 | 3749.8905 | 4634.886 | 4410.2343 | 4425.5394 | 5784.8522 | 5737.7473 | 6345.4085 | 6614.942
SA1 | System Strength | 0.00023378 | 0.00023969 | 0.00028855 | 0.00032292 | 0.00031586 | 0.00030257 | 0.00030501 | 0.00037222 | 0.00035742 | 0.00036275 | 0.00041026 | 1737.8198 | 1690.083 | 1612.6746 | 1542.9287 | 1826.8701 | 2541.887 | 2988.5606 | 2859.3091 | 2979.8124 | 2935.2278 | 3126.2457 | 3060.7939 | 2912.4382 | 2888.6289 | 2924.1839 | 2840.8091 | 3112.2221 | 2969.6776
TAS1 | System Strength | 0.0001261 | 0.0001232 | 187.5461 | 356.9119 | 510.1353 | 644.0914 | 766.7525 | 872.8098 | 969.4956 | 1059.7727 | 1177.1673 | 1325.7772 | 1461.302 | 1581.6307 | 1692.3872 | 1780.834 | 1855.7617 | 1925.9797 | 1996.5341 | 2046.1911 | 1952.4725 | 1863.0462 | 1782.4718 | 1696.0759 | 1618.393 | 1544.2682 | 1477.4805 | 1405.8674 | 1341.4766
NEM | Total | 1450.2277 | 1863.8241 | 3091.9992 | 4216.0575 | 5410.8991 | 6516.5827 | 7547.5797 | 8977.4813 | 17787.5933 | 17107.5759 | 16530.9234 | 18682.9743 | 18386.1181 | 18241.264 | 18293.6611 | 18666.148 | 23002.1744 | 23425.4249 | 23733.2933 | 24231.6184 | 25029.2216 | 28324.6877 | 28216.6088 | 27077.9708 | 27086.8967 | 29543.5846 | 29404.6745 | 29958.5404 | 31327.0412