## Cover
Project Marinus Economic Modelling Results
Supporting the Economic Modelling Appendix to the TasNetworks PACR
TasNetworks | 22 June 2021

## Release notice
Notice
Ernst & Young ("EY") was engaged on the instructions of Tasmanian Networks Pty Ltd (“TasNetworks” or “Client”) to provide market modelling in relation to the proposed Marinus Link interconnector (“Project”), in accordance with the contract dated 14 June 2018.
The results of Ernst & Young’s work, including the assumptions and qualifications made in preparing the workbook dated 22 June 2021 (“Workbook”), are set out in Ernst & Young's report dated 22 June 2021 ("Report"). The Workbook and Report should be read in their entirety including this notice, the applicable scope of the work and any limitations. A reference to the Workbook includes any part of the Workbook. No further work has been undertaken by Ernst & Young since the date of the Workbook to update it.
EY has prepared the Workbook under the directions of the Client. EY has not been engaged to act, and has not acted, as advisor to any other party. Accordingly, EY makes no representations as to the appropriateness, accuracy or completeness of the Workbook for any other party's purposes.
No reliance may be placed upon the Workbook or any of its contents by any party other than the Client (“Third Parties”). Any Third Party receiving a copy of the Workbook must make and rely on their own enquiries in relation to the issues to which the Workbook relates, the contents of the Workbook and all matters arising from or relating to or in any way connected with the Workbook or its contents.
EY disclaims all responsibility to any Third Parties for any loss or liability that the Third Parties may suffer or incur arising from or relating to or in any way connected with the contents of the Workbook, the provision of the Workbook to the Third Parties or the reliance upon the Workbook by the Third Parties.
No claim or demand or any actions or proceedings may be brought against EY arising from or connected with the contents of the Workbook or the provision of the Workbook to the Third Parties. EY will be released and forever discharged from any such claims, demands, actions or proceedings.
Our work commenced on 12 January 2021 and was completed on 19 May 2021. Therefore, our Workbook does not take account of events or circumstances arising after 19 May 2021 and we have no responsibility to update the Workbook for such events or circumstances.
In preparing this Workbook we have considered and relied upon information from a range of sources believed to be reliable and accurate. We do not imply, and it should not be construed, that we have verified any of the information provided to us, or that our enquiries could have identified any matter that a more extensive examination might disclose.
The work performed as part of our scope considers information provided to us and a number of combinations of input assumptions relating to future conditions, which may not necessarily represent actual or most likely future conditions. Additionally, modelling work performed as part of our scope inherently requires assumptions about future behaviours and market interactions, which may result in forecasts that deviate from future conditions. There will usually be differences between estimated and actual results, because events and circumstances frequently do not occur as expected, and those differences may be material. We take no responsibility that the projected outcomes will be achieved, if any.
We highlight that our analysis and Workbook do not constitute investment advice or a recommendation to you on a future course of action. We provide no assurance that the scenarios we have modelled will be accepted by any relevant authority or third party.
Our conclusions are based, in part, on the assumptions stated and on information provided by the Client and other information sources used during the course of the engagement. The modelled outcomes are contingent on the collection of assumptions as agreed with the Client and no consideration of other market events, announcements or other changing circumstances are reflected in this Workbook. Neither EY nor any member or employee thereof undertakes responsibility in any way whatsoever to any person in respect of errors in this Workbook arising from incorrect information provided by the Client or other information sources used.
EY has consented to the Workbook being published electronically on the Client’s website alongside the Report and Addendum for informational purposes only. EY has not consented to distribution or disclosure beyond this. The material contained in the Workbook, including the EY logo, is copyright. The copyright in the material contained in the Workbook itself, excluding EY logo, vests in the Client. The Workbook, including the EY logo, cannot be altered without prior written permission from EY.
EY’s liability is limited by a scheme approved under Professional Standards Legislation.

## Version notes
Change log
2021-06-22 | 1 | Project Marinus Economic Modelling Result Workbooks supporting the Addendum to the PACR, Fast Change Scenario. Marinus Link from 1 July 2027.

## Abbreviations and notes
Acronyms
AEMO | Australian Energy Market Operator
CCGT | Closed cycle gas turbine
Diesel | Diesel generator
Distributed PV | PV non-scheduled generators (PVNSG) and Rooftop PV
DSP | Demand-side participation
ESOO | Electricity Statement Of Opportunities
FOM | Fixed operations and maintenance
Gas - Steam | Gas-powered steam turbine
GWh | Gigawatt-hours
Grid Battery | Explicitly modelled existing and new entrant (8 hour or less) battery storage
MW | Megawatts
NEM | National Electricity Market
OCGT | Open cycle gas turbine
PACR | Project Assessment Conclusions Report
PV | Photovoltaic
PVNSG | PV non-scheduled generators
Rehab | Rehabilitation (after closing an existing generator)
USE | Unserved energy
VOM | Variable operations and maintenance
VPP | Virtual power plants
Notes
1. BaseCase simulations do not include Marinus Link. Marinus simulations include Marinus Link from 1 July 2027.
2. Tumut 3 generation is included in Hydro, whereas Tumut 3 pump is included in Pumped Hydro Pump.
3. REZ expansion costs only capture intra-regional network augmentations. These costs do not include the cost of interconnectors.
4. New entrant capacity and retiring capacity for allowable generators are made at the beginning of each financial year, on 1 July.
5. Other non-scheduled generation is handled on the demand side as per AEMO's 2020 ESOO.

## ---Compare options---
Compare |  | Marinus | to | BaseCase |  | 0 | 1 | 2 | 3 | 4 | 5 | 6 | 7 | 8 | 9 | 10 | 11 | 12 | 13 | 14 | 15 | 16 | 17 | 18 | 19 | 20 | 21 | 22 | 23 | 24 | 25 | 26 | 27 | 28
NEM discounted market benefits by year
Select region | NEM
[5 empty] | Real June 2020 dollars ($m) discounted to 1 July 2020 | 2021-22 | 2022-23 | 2023-24 | 2024-25 | 2025-26 | 2026-27 | 2027-28 | 2028-29 | 2029-30 | 2030-31 | 2031-32 | 2032-33 | 2033-34 | 2034-35 | 2035-36 | 2036-37 | 2037-38 | 2038-39 | 2039-40 | 2040-41 | 2041-42 | 2042-43 | 2043-44 | 2044-45 | 2045-46 | 2046-47 | 2047-48 | 2048-49 | 2049-50
|  |  |  | Build | CAPEX | 3.5496 | 3.387 | 3.2405 | 3.0835 | 0.072076 | -3.6393 | 11.9571 | 24.536 | 9.2915 | 8.8634 | 8.4906 | 32.7554 | 31.0307 | 53.3527 | 106.6448 | 87.1264 | 123.9841 | 96.7339 | 101.006 | 99.6336 | 107.5833 | 117.8364 | 105.3831 | 104.6246 | 108.5316 | 95.0032 | 85.6897 | 70.5262 | 58.6421
|  |  |  | FOM | FOM | 0.70425 | 0.67199 | 0.64293 | -10.1514 | 108.0403 | 1.9943 | 18.7551 | 19.2652 | 18.4633 | 17.3942 | 16.4644 | 16.9897 | 16.2187 | 20.3262 | 22.4465 | 17.7237 | 26.847 | 21.2073 | 21.2099 | 21.4139 | 20.8842 | 22.4979 | 20.411 | 20.3344 | 21.6852 | 20.49 | 18.2395 | 14.7986 | 13.607
|  |  |  | Fuel | Fuel | -2.7216 | -3.9937 | -6.4598 | -3.1152 | -21.4846 | -31.0706 | 21.403 | 30.9608 | 23.8219 | 19.9685 | 31.076 | 54.5905 | 63.9669 | 49.5815 | 8.8629 | 25.6685 | 18.6719 | 35.9015 | 23.1509 | 31.9075 | 21.0765 | 20.3412 | 31.8525 | 17.7528 | 9.4216 | 18.971 | 21.384 | 42.4531 | 49.4258
|  |  |  | VOM | VOM | -0.53138 | -0.1555 | 0.36374 | 2.1592 | 0.87849 | 1.4096 | 0.6435 | 0.31021 | 1.2247 | 2.4924 | 0.53954 | -2.6576 | -3.4384 | -8.8859 | -13.8894 | -11.2087 | -12.9658 | -9.6188 | -7.8467 | -8.0629 | -7.4045 | -8.7462 | -9.0202 | -9.2162 | -9.5894 | -8.1075 | -7.4247 | -6.6071 | -4.6329
|  |  |  | REHAB | REHAB | 0 | 0 | 0 | 5.1047 | -14.6815 | -1.8345 | -3.3689 | 0 | -2.1069 | 0.062107 | 0.025937 | 0 | 0 | 0 | 0 | 0 | 0 | 0 | 0 | 0 | 0 | 0 | 0 | 0 | 0 | 0 | 0 | 0 | 0
|  |  |  | REZ Tx | REZ | 2.9173e-06 | 3.4331e-06 | 3.5954e-06 | 3.9119e-06 | 3.905e-06 | 0.38415 | -1.1777 | 1.3935 | 2.8414 | 2.6634 | 2.7617 | 5.488 | 5.211 | 4.3157 | 9.1705 | 9.8294 | 11.6859 | 9.7648 | 7.9785 | 8.0034 | 6.0175 | 5.5435 | 4.4274 | 6.1752 | 5.4121 | 6.8778 | 12.8504 | 18.0884 | 16.93
|  |  |  | USE+DSP | USE+DSP | 9.8828e-06 | 9.8327e-06 | 9.9254e-06 | 8.9486e-06 | 1.0012e-05 | 9.9446e-06 | 9.9841e-06 | 0.0099744 | 9.9669e-06 | 9.9501e-06 | 1.0012e-05 | 6.9171 | -1.1419 | 0.0090313 | 3.0206 | -0.11822 | 10.6759 | 0.02109 | -3.3297 | 0.80084 | -4.5171 | 0.22615 | 1.7043 | 0.24065 | -3.6835 | -0.35488 | -0.0034132 | -0.71146 | 0.55833
|  |  |  | SyncCon | SyncCon | 0.0023368 | -0.031172 | -0.018205 | 0.13504 | -0.27142 | -0.49457 | -1.3082 | -1.0487 | -1.1174 | -1.1606 | -0.7821 | -0.57924 | -0.5751 | -0.14678 | -0.25994 | -0.2954 | -0.7687 | -0.87321 | -0.94692 | -0.73311 | -0.86987 | -0.73901 | -0.43922 | -0.44495 | -0.37647 | -0.41 | -1.0013 | -0.4311 | -0.42749
|  |  |  | System Strength | System Strength | 0.069888 | 0.066687 | 0.063803 | 0.060711 | 0.00039563 | 0.043478 | -0.13177 | -0.042447 | 0.010977 | 0.010856 | 0.011053 | 0.36336 | 0.30709 | 0.87314 | 1.7916 | 1.3534 | 2.0494 | 1.7092 | 1.9541 | 2.0429 | 2.0982 | 2.0258 | 1.9047 | 1.8631 | 1.6819 | 1.5791 | 1.4471 | 1.2344 | 1.3417
[5 empty] | Total cumulative market benefits | 1.0731 | 1.0184 | -1.1486 | -3.8721 | 68.6817 | 35.4743 | 82.2465 | 157.6309 | 210.0604 | 260.3547 | 318.9419 | 432.809 | 544.3879 | 663.8136 | 801.6012 | 931.6803 | 1111.86 | 1266.7058 | 1409.8818 | 1564.8879 | 1709.756 | 1868.7417 | 2024.9652 | 2166.2947 | 2299.3779 | 2433.4266 | 2564.6077 | 2703.9586 | 2839.4032
NEM capacity difference by year
Select region | NEM
[5 empty] | Capacity difference (MW) | 2021-22 | 2022-23 | 2023-24 | 2024-25 | 2025-26 | 2026-27 | 2027-28 | 2028-29 | 2029-30 | 2030-31 | 2031-32 | 2032-33 | 2033-34 | 2034-35 | 2035-36 | 2036-37 | 2037-38 | 2038-39 | 2039-40 | 2040-41 | 2041-42 | 2042-43 | 2043-44 | 2044-45 | 2045-46 | 2046-47 | 2047-48 | 2048-49 | 2049-50
[5 empty] | Black Coal | 0 | 0 | 0 | 137.3467 | -243.6841 | -149.851 | -472.0991 | -472.0991 | -520.2035 | -513.3647 | -507.5235 | -369.1225 | -369.1225 | -369.1225 | 11.9084 | 21.4691 | 0 | 0 | 0 | 0 | 0 | 0 | 0 | 0 | 0 | 0 | 0 | 0 | 0
[5 empty] | Brown Coal | 0 | 0 | 0 | 40.5678 | 140.8516 | 6e-05 | 6e-05 | 6e-05 | 6e-05 | 6e-05 | 6e-05 | 6e-05 | 6e-05 | 6e-05 | 6e-05 | 6e-05 | 6e-05 | 6e-05 | 6e-05 | 6e-05 | 6e-05 | 6e-05 | 6e-05 | 6e-05 | 6e-05 | 6e-05 | 6e-05 | 0 | 0
[5 empty] | CCGT | 0 | 0 | 0 | 0 | 0 | 0 | 0 | 0 | 0 | 0 | 0 | 0 | 0 | 0 | 0 | 0 | 0 | 0 | 0 | 0 | 0 | 0 | 0 | 0 | 0 | 0 | 0 | 0 | 0
[5 empty] | Gas - Steam | 0 | 0 | 0 | 0 | 0 | 0 | 0 | 0 | 0 | 0 | 0 | 0 | 0 | 0 | 0 | 0 | 0 | 0 | 0 | 0 | 0 | 0 | 0 | 0 | 0 | 0 | 0 | 0 | 0
[5 empty] | OCGT / Diesel | 0 | 0 | 0 | 0 | 0 | 0 | 0 | 0 | 0 | 0 | 0 | 0 | 0 | 0 | 0 | 0 | 0 | 0 | 39.3923 | 39.3923 | -162.7807 | -202.0047 | -202.0047 | -352.2227 | -328.5203 | -408.7025 | -408.7025 | -398.4477 | -398.4477
[5 empty] | Hydro | 0 | 0 | 0 | 0 | 0 | 0 | 250 | 250 | 250 | 250 | 250 | 250 | 250 | 250 | 250 | 250 | 250 | 250 | 250 | 250 | 250 | 250 | 250 | 250 | 250 | 250 | 250 | 250 | 250
[5 empty] | Wind | -28.9146 | -28.9145 | -28.9144 | -28.9143 | -0.32834 | 109.2051 | -351.6501 | -741.4425 | -301.6137 | -302.0152 | -302.1632 | -653.7941 | -625.0063 | -1034.9598 | -1931.7409 | -1706.3057 | -1873.0403 | -1380.1689 | -1445.5466 | -1445.5467 | -1253.5414 | -1547.9928 | -1226.901 | -1288.6449 | -1540.606 | -1293.4006 | -1173.0113 | -1517.2948 | -823.3075
[5 empty] | Solar PV | 0 | 0 | 0 | 0 | 0.000235 | -132.0785 | 423.2174 | 885.2345 | 374.5406 | 374.5406 | 374.5406 | 374.5406 | 374.5406 | 374.5404 | 374.5404 | 374.5404 | -223.2512 | -427.916 | -518.2718 | -706.4408 | -1142.6618 | -1027.7338 | -1309.9885 | -1309.9885 | -1309.9885 | -1449.324 | -1192.9155 | -297.9984 | -1118.1033
[5 empty] | Grid Battery | 0 | 0 | 0 | 0 | 0 | 0 | 0 | 0 | -0.00068171 | -0.00068174 | -0.0006818 | -0.0013079 | -39.344 | -39.344 | -39.3441 | -39.3441 | -226.5904 | -226.5904 | -197.9656 | -197.9656 | 90.7832 | 90.7832 | 90.7832 | 90.7832 | 90.7832 | -142.6832 | -142.6832 | -142.6834 | -142.6828
[5 empty] | Pumped Hydro | 0 | 0 | 0 | 0 | 0 | 0 | 0 | 0 | 0.0007 | 0.0007 | 0.0007 | 0.0013 | 0.013294 | 0.00059409 | 0.00059392 | -0.0022062 | -139.1553 | -139.1499 | -222.2348 | -222.2022 | -463.926 | -527.7851 | -527.7658 | -503.2319 | -503.2361 | -351.4151 | -351.4074 | -147.4401 | -159.2476
[5 empty] | VPP | 0 | 0 | 0 | 0 | 0 | 0 | 0 | 0 | 0 | 0 | 0 | 0 | 0 | 0 | 0 | 0 | 0 | 0 | 0 | 0 | 0 | 0 | 0 | 0 | 0 | 0 | 0 | 0 | 0
[5 empty] | Grid Battery pump | 0 | 0 | 0 | 0 | 0 | 0 | 0 | 0 | -0.00068171 | -0.00068174 | -0.0006818 | -0.0013079 | -39.344 | -39.344 | -39.3441 | -39.3441 | -226.5904 | -226.5904 | -197.9656 | -197.9656 | 90.7832 | 90.7832 | 90.7832 | 90.7832 | 90.7832 | -142.6832 | -142.6832 | -142.6834 | -142.6828
[5 empty] | Pumped Hydro Pump | 0 | 0 | 0 | 0 | 0 | 0 | 0 | 0 | 0.0007 | 0.0007 | 0.0007 | 0.0013 | 0.013294 | 0.00059409 | 0.00059392 | -0.0022062 | -139.1553 | -139.1499 | -222.2348 | -222.2022 | -463.926 | -527.7851 | -527.7658 | -503.2319 | -503.2361 | -351.4151 | -351.4074 | -147.4401 | -159.2476
[5 empty] | VPP pump | 0 | 0 | 0 | 0 | 0 | 0 | 0 | 0 | 0 | 0 | 0 | 0 | 0 | 0 | 0 | 0 | 0 | 0 | 0 | 0 | 0 | 0 | 0 | 0 | 0 | 0 | 0 | 0 | 0
NEM generation difference by year
Select region | NEM
[5 empty] | Sent-out generation difference (GWh)* | 2021-22 | 2022-23 | 2023-24 | 2024-25 | 2025-26 | 2026-27 | 2027-28 | 2028-29 | 2029-30 | 2030-31 | 2031-32 | 2032-33 | 2033-34 | 2034-35 | 2035-36 | 2036-37 | 2037-38 | 2038-39 | 2039-40 | 2040-41 | 2041-42 | 2042-43 | 2043-44 | 2044-45 | 2045-46 | 2046-47 | 2047-48 | 2048-49 | 2049-50
[5 empty] | Black Coal | 142.1805 | 212.5691 | 310.186 | 144.743 | -160.4549 | 777.5172 | -1115.0499 | -1129.4185 | -939.357 | -774.7534 | -1453.891 | -1173.1548 | -1106.4222 | -1753.3578 | 779.89 | 835.273 | 589.8157 | 598.3089 | 709.073 | 351.6812 | 768.114 | 236.594 | 11.6768 | 35.7938 | 50.2919 | 44.2911 | 32.4774 | 32.1895 | 18.3311
[5 empty] | Brown Coal | 3.2276 | 14.9752 | 26.6945 | 296.1713 | 1223.1265 | 488.228 | 111.0019 | 194.2901 | 216.029 | 267.1805 | 342.1204 | 334.112 | 283.3919 | 379.4152 | 599.5073 | 590.6574 | 684.262 | 858.2997 | 912.4602 | 513.8982 | 1015.062 | 980.5575 | 18.5982 | -53.888 | 141.2603 | -106.7652 | -94.6453 | 0 | 0
[5 empty] | CCGT | -7.0709e-05 | -7.1297e-05 | -2.9247e-05 | -60.1364 | 40.9763 | 14.4105 | -27.5831 | -76.6898 | -17.9946 | -14.1434 | -93.1363 | -514.0514 | -750.2779 | -143.8882 | -334.2401 | -707.0125 | -143.9355 | -121.159 | -75.5262 | -53.9189 | -106.4394 | -13.0144 | -0.30143 | -6.9847 | 4.9479 | -0.00046434 | -0.00047347 | -0.00073123 | -0.00071058
[5 empty] | Gas - Steam | -4e-06 | -2.6e-06 | -0.047903 | -0.91542 | -0.25229 | 0.83731 | -1.354 | -5.8415 | 0.4429 | -0.83838 | -0.51992 | -83.6399 | -100.1274 | -197.1945 | -28.0708 | -53.6163 | -70.5302 | -145.9308 | -0.67788 | 1.3237 | 1.272 | -4.2555 | 0.67922 | -1.1187 | 3.2098 | 0 | 0 | 0 | 0
[5 empty] | OCGT / Diesel | -0.00011117 | -0.00011305 | -0.054558 | -6.2063 | -0.38001 | 6.8901 | -8.7486 | -15.424 | -0.55618 | 3.6803 | -4.9129 | -79.837 | -85.6747 | -87.2717 | -70.584 | -106.8449 | -311.2092 | -591.0515 | -527.0559 | -650.1502 | -546.6194 | -500.1421 | -674.5765 | -387.6966 | -226.5011 | -470.55 | -535.6054 | -1016.4159 | -1250.7286
[5 empty] | Hydro | -5.4375 | -106.694 | -254.932 | -366.409 | -992.8474 | -1237.3439 | 724.9569 | 1012.0967 | 479.4333 | 62.6792 | 974.3655 | 2150.3941 | 2428.638 | 3490.4491 | 3390.8995 | 3168.3092 | 3587.4397 | 3160.8874 | 2476.416 | 3297.0543 | 2486.3663 | 3046.3086 | 4034.9876 | 3985.9332 | 4216.2103 | 3933.2945 | 3625.7881 | 3456.7117 | 3026.855
[5 empty] | Wind | -145.8663 | -133.5856 | -116.6067 | -118.607 | -22.0294 | 369.2337 | -1101.5842 | -2394.1649 | -904.5552 | -898.097 | -945.8617 | -1874.8368 | -1555.9103 | -2669.245 | -5327.726 | -4606.7344 | -3846.5346 | -2814.151 | -2669.9303 | -2367.4981 | -1552.9207 | -1946.158 | -1066.396 | -1305.0118 | -1960.5736 | -1162.8465 | -1211.8251 | -2045.9636 | -470.8653
[5 empty] | Solar PV | -2.8691e-05 | -0.002138 | -0.039475 | -0.31172 | 0.0029024 | -342.5717 | 1105.0465 | 1996.5466 | 909.4189 | 965.6771 | 990.2271 | 958.8543 | 949.9248 | 925.3277 | 1016.7637 | 1007.2811 | -488.5418 | -917.7883 | -1037.3707 | -1291.8852 | -2363.4401 | -1943.252 | -2427.0546 | -2357.6048 | -2328.1022 | -2276.9422 | -1811.3526 | -273.4995 | -1220.3027
[5 empty] | Grid Battery | -0.023117 | 4.9661 | -0.81626 | -1.9938 | 0.3805 | 4.3149 | -16.0111 | -5.6266 | -6.9707 | -9.4782 | -4.6815 | 0.19642 | -53.3165 | -58.5634 | -58.5018 | -57.2214 | -310.9835 | -305.4884 | -257.1871 | -242.085 | 108.5155 | 140.4386 | 130.8757 | 124.4866 | 125.3578 | -140.8831 | -136.5522 | -120.7964 | -35.669
[5 empty] | Pumped Hydro | 1.0349 | 0.81755 | 0.84322 | -138.5792 | 45.652 | 215.685 | -622.8769 | -480.7332 | -529.1148 | -450.2297 | -200.152 | -75.2712 | 208.5335 | -74.025 | -6.9288 | 73.9144 | -352.478 | -304.5854 | -697.056 | -675.0044 | -1430.4087 | -1268.3054 | -1275.7832 | -1226.9738 | -1270.0896 | -796.0534 | -733.5347 | -121.3022 | -87.1044
[5 empty] | VPP | 0.088862 | 0.37645 | 0.21636 | -4.0876 | 3.1929 | 7.8777 | -13.5044 | -9.7398 | -7.359 | -6.957 | -8.7716 | -4.7013 | 2.0756 | -9.1504 | -7.5761 | 7.6462 | 30.0636 | 32.6398 | 32.2731 | 24.6963 | 26.7311 | 17.3525 | 41.6373 | 41.8512 | 74.2286 | 24.8214 | 56.1355 | 110.09 | 214.5526
[5 empty] | Grid Battery pump | -0.028532 | 6.1309 | -1.0077 | -2.2853 | 0.29446 | 5.3263 | -19.7668 | -6.9464 | -8.3357 | -11.9715 | -5.7409 | 0.022849 | -62.0787 | -69.1938 | -68.6865 | -67.1869 | -364.891 | -361.2253 | -300.6815 | -286.5315 | 130.031 | 163.4358 | 156.2918 | 144.541 | 146.5346 | -164.2239 | -161.0808 | -140.4023 | -42.4856
[5 empty] | Pumped Hydro Pump | -2.6711 | -4.9172 | -4.3846 | -236.1242 | 150.9589 | 354.238 | -939.5158 | -861.3141 | -784.0647 | -842.8602 | -488.4235 | -442.8743 | 90.708 | -263.9847 | -117.6846 | 44.3332 | -585.176 | -469.3078 | -963.7669 | -1002.2464 | -1842.2728 | -1637.6629 | -1650.9126 | -1585.7175 | -1642.4538 | -1056.3003 | -985.0998 | -104.5516 | -190.9861
[5 empty] | VPP pump | 0.10666 | 0.44601 | 0.26475 | -4.9389 | 3.8825 | 9.4377 | -16.2077 | -11.6901 | -8.7741 | -8.4084 | -10.4748 | -5.665 | 3.6128 | -11.8028 | -9.4255 | 9.0384 | 36.2221 | 39.4013 | 38.5096 | 29.9666 | 32.7757 | 19.9155 | 50.3565 | 49.9407 | 88.827 | 30.1396 | 66.6419 | 132.0546 | 258.0479
*Generation shown is sent-out, as is demand. The difference in sent-out generation with the Marinus Link option and the Base Case is due to the difference in losses from interconnectors and storage.

## BaseCase_CF
Annual capacity factor by technology - BaseCase, Fast Change Scenario
Explicitly modelled generation
Region | Technology | 2021-22 | 2022-23 | 2023-24 | 2024-25 | 2025-26 | 2026-27 | 2027-28 | 2028-29 | 2029-30 | 2030-31 | 2031-32 | 2032-33 | 2033-34 | 2034-35 | 2035-36 | 2036-37 | 2037-38 | 2038-39 | 2039-40 | 2040-41 | 2041-42 | 2042-43 | 2043-44 | 2044-45 | 2045-46 | 2046-47 | 2047-48 | 2048-49 | 2049-50
NEM | Black Coal | 54.19% | 48.55% | 52.83% | 64.84% | 68.68% | 65.39% | 60.67% | 67.32% | 64.33% | 62.01% | 60.43% | 62.76% | 69.1% | 65.03% | 62.75% | 65.29% | 69% | 68.94% | 63.96% | 61.48% | 57.2% | 65.08% | 61.28% | 59.28% | 57.68% | 58.63% | 55.55% | 53.98% | 48.98%
NEM | Brown Coal | 70.7% | 66.89% | 67.93% | 67.2% | 70.54% | 72.19% | 69.82% | 69.79% | 68.28% | 72.14% | 70.78% | 69.78% | 72.18% | 69.23% | 72.28% | 68.14% | 63.23% | 63.87% | 54.2% | 56.29% | 62.89% | 63.2% | 60.71% | 57.49% | 57.53% | 61.55% | 60.43% | - | -
NEM | CCGT | 8.417% | 8.417% | 7.57% | 8.025% | 7.41% | 7.378% | 7.617% | 9.281% | 7.33% | 7.644% | 8.879% | 19.75% | 21.88% | 21.6% | 16.24% | 17.93% | 29.46% | 29.62% | 25.58% | 25.64% | 26.58% | 30.58% | 25.16% | 28.61% | 29.19% | 28.26% | 28.34% | 28.26% | 28.26%
NEM | Gas - Steam | 5.763% | 5.886% | 6.034% | 1.455% | 1.337% | 1.416% | 1.372% | 1.52% | 1.282% | 1.327% | 1.287% | 2.749% | 2.376% | 4.97% | 2.83% | 2.982% | 6.09% | 7.401% | 22.37% | 22.77% | 23.49% | 28.72% | 24.65% | 24.42% | 29.81% | - | - | - | -
NEM | OCGT / Diesel | 0.08746% | 0.03999% | 0.1983% | 0.1689% | 0.06038% | 0.135% | 0.09939% | 0.2465% | 0.02821% | 0.05808% | 0.06914% | 1.007% | 0.7799% | 1.034% | 0.8657% | 0.9967% | 3.621% | 3.984% | 7.392% | 8.406% | 6.196% | 8.544% | 12.55% | 6.877% | 7.267% | 10.73% | 13.53% | 17.75% | 17.32%
NEM | Hydro | 20.75% | 21.13% | 21% | 25.69% | 26.83% | 24.44% | 24.57% | 28.01% | 24.16% | 22.14% | 21.3% | 21.38% | 22.33% | 21.6% | 20.68% | 19.41% | 22.2% | 19.51% | 18.38% | 17.04% | 17.04% | 18.25% | 18.53% | 17.68% | 17.57% | 20.61% | 17.77% | 17.08% | 15.82%
NEM | Wind | 35.81% | 36.82% | 33.63% | 33.92% | 36.28% | 37.79% | 38.46% | 36.11% | 34.15% | 35.14% | 36.82% | 34.76% | 33.94% | 35.84% | 37.05% | 37.74% | 35.48% | 35.07% | 35.18% | 35.06% | 33.24% | 31.16% | 33.61% | 34.95% | 36% | 34.51% | 33.61% | 33.24% | 32.61%
NEM | Solar PV | 29.56% | 29.16% | 29.64% | 28.44% | 27.86% | 29.56% | 29.9% | 26.36% | 27.39% | 28.69% | 29.19% | 29.29% | 28.26% | 27.54% | 29.37% | 29.43% | 26.04% | 27.16% | 28.28% | 28.15% | 28.2% | 26.78% | 26.14% | 27.27% | 27.19% | 24.38% | 24.9% | 25.75% | 25.48%
NEM | Grid Battery | 9.305% | 5.407% | 5.809% | 6.584% | 6.516% | 6.391% | 6.171% | 5.758% | 5.316% | 5.555% | 5.392% | 5.616% | 7.033% | 6.836% | 7.073% | 7.076% | 12.4% | 12.41% | 12.89% | 12.83% | 13.26% | 13.91% | 13.94% | 14.21% | 14.14% | 13.3% | 13.46% | 13.48% | 12.91%
NEM | Pumped Hydro | 0.8801% | 2.575% | 3.678% | 23.38% | 20.89% | 21.29% | 22.72% | 26.19% | 23.36% | 24.94% | 24.04% | 26.7% | 23.78% | 24.2% | 25.52% | 25.06% | 24.77% | 23.89% | 25.42% | 25.63% | 26.18% | 25.86% | 25.89% | 27.57% | 26.57% | 24.83% | 24.05% | 25.34% | 22.18%
NEM | VPP | 7.527% | 8.424% | 7.847% | 9.323% | 9.579% | 9.104% | 8.677% | 8.192% | 7.377% | 7.265% | 7.029% | 7.259% | 6.935% | 6.564% | 6.688% | 6.633% | 5.843% | 5.657% | 5.627% | 5.552% | 5.616% | 5.543% | 5.339% | 5.563% | 5.269% | 4.863% | 4.787% | 4.757% | 3.632%
Region | Technology | 2021-22 | 2022-23 | 2023-24 | 2024-25 | 2025-26 | 2026-27 | 2027-28 | 2028-29 | 2029-30 | 2030-31 | 2031-32 | 2032-33 | 2033-34 | 2034-35 | 2035-36 | 2036-37 | 2037-38 | 2038-39 | 2039-40 | 2040-41 | 2041-42 | 2042-43 | 2043-44 | 2044-45 | 2045-46 | 2046-47 | 2047-48 | 2048-49 | 2049-50
NSW1 | Black Coal | 50.63% | 44.22% | 48.31% | 60.38% | 66.77% | 61.38% | 57.31% | 63.22% | 59.22% | 57.81% | 55.52% | 54.58% | 67.39% | 61.14% | 49.34% | 61.29% | 68.24% | 65.62% | 60.84% | 51.2% | 44.18% | - | - | - | - | - | - | - | -
NSW1 | Brown Coal | bar: 2021-22 to 2049-50
NSW1 | CCGT | 0.6146% | 0.6146% | 1.851% | 1.351% | 1.161% | 1.161% | 1.171% | 1.335% | 1.161% | 1.161% | 1.164% | 19.25% | 18.43% | 21.79% | 12.15% | 12.63% | 26.7% | 28.75% | 24.27% | 22.92% | 23.36% | 28.3% | 1.772% | - | - | - | - | - | -
NSW1 | Gas - Steam | bar: 2021-22 to 2049-50
NSW1 | OCGT / Diesel | 1.279e-07% | 1.323e-07% | 0.1084% | 0.39% | 0.07769% | 0.1434% | 0.06141% | 0.06088% | 1.892e-07% | 1.957e-07% | 2.095e-07% | 0.3749% | 0.2628% | 0.3026% | 0.8265% | 0.517% | 2.544% | 4.328% | 8.688% | 13.33% | 6.458% | 9.568% | 18.78% | 6.972% | 7.214% | 10.44% | 17.3% | 23.31% | 22.5%
NSW1 | Hydro | 9.062% | 9.639% | 8.905% | 13.03% | 12.91% | 11.83% | 12.12% | 17.32% | 13.05% | 11.47% | 11.99% | 13.38% | 14.84% | 15.3% | 15.72% | 14.66% | 18.91% | 15.13% | 14.03% | 13.91% | 12.64% | 15.45% | 17.27% | 16.24% | 16.89% | 19.68% | 16.09% | 15.25% | 13.81%
NSW1 | Wind | 32.14% | 36.63% | 35.07% | 34.47% | 37.6% | 38.87% | 38.15% | 34.25% | 30.59% | 32.88% | 34.35% | 33.97% | 33.11% | 35.21% | 36.76% | 36.77% | 32.79% | 30.12% | 32.19% | 33.09% | 33.39% | 31.64% | 33.73% | 35.14% | 34.97% | 31.86% | 29.22% | 30.55% | 30.66%
NSW1 | Solar PV | 28.63% | 28.53% | 28.72% | 27.65% | 26.43% | 28.93% | 29.18% | 26.14% | 26.82% | 28.34% | 28.97% | 28.77% | 27.91% | 26.84% | 28.91% | 28.86% | 26.01% | 26.75% | 28.31% | 28.67% | 28.57% | 27.35% | 26.43% | 28% | 27.91% | 25.47% | 25.54% | 26.37% | 25.85%
NSW1 | Grid Battery | - | - | - | - | - | - | - | - | - | - | - | - | - | - | - | - | 14.79% | 14.56% | 14.52% | 14.14% | 14.48% | 14.26% | 14.37% | 14.69% | 14.66% | 14.4% | 14.03% | 14.56% | 14.32%
NSW1 | Pumped Hydro | 1.432% | 4.044% | 5.658% | 53.06% | 23.28% | 24.26% | 25.96% | 29.42% | 25.05% | 26.78% | 25.84% | 28.4% | 25.28% | 25.85% | 27.18% | 26.73% | 26.84% | 25.68% | 27.36% | 27.5% | 27.48% | 26.89% | 27.51% | 29.53% | 28.66% | 27.98% | 26.45% | 28.34% | 27.92%
NSW1 | VPP | 7.092% | 8.586% | 7.199% | 9.049% | 9.331% | 8.8% | 8.545% | 7.893% | 7.115% | 7.006% | 6.672% | 6.817% | 6.676% | 6.225% | 6.401% | 6.393% | 5.965% | 5.713% | 5.781% | 5.562% | 5.647% | 5.642% | 5.475% | 5.703% | 5.497% | 5.263% | 5.02% | 5.195% | 4.204%
Region | Technology | 2021-22 | 2022-23 | 2023-24 | 2024-25 | 2025-26 | 2026-27 | 2027-28 | 2028-29 | 2029-30 | 2030-31 | 2031-32 | 2032-33 | 2033-34 | 2034-35 | 2035-36 | 2036-37 | 2037-38 | 2038-39 | 2039-40 | 2040-41 | 2041-42 | 2042-43 | 2043-44 | 2044-45 | 2045-46 | 2046-47 | 2047-48 | 2048-49 | 2049-50
QLD1 | Black Coal | 58.69% | 53.75% | 57.45% | 70.21% | 70.44% | 68.96% | 63.66% | 71.44% | 67.82% | 64.85% | 63.74% | 66.17% | 69.82% | 66.65% | 66.06% | 66.36% | 69.26% | 70.09% | 65.04% | 65.05% | 61.71% | 65.08% | 61.28% | 59.28% | 57.68% | 58.63% | 55.55% | 53.98% | 48.98%
QLD1 | Brown Coal | bar: 2021-22 to 2049-50
QLD1 | CCGT | 8.33% | 8.33% | 9.298% | 11.3% | 10.21% | 10.15% | 10.59% | 13.69% | 10.06% | 10.65% | 12.99% | 22.96% | 26.54% | 23.39% | 21.1% | 24.74% | 36.43% | 35.56% | 31.81% | 32.79% | 34.24% | 38.49% | 34.86% | 34.66% | 47.05% | 60.92% | 61.08% | 60.92% | 60.92%
QLD1 | Gas - Steam | 5.044% | 5.044% | 10.02% | 9.894% | 9.894% | 9.894% | 9.921% | 9.894% | 9.894% | 9.894% | 9.921% | 9.894% | 10.56% | 9.894% | 9.921% | 10.65% | 22.28% | 23.97% | 22.37% | 22.77% | 23.49% | 28.72% | 24.65% | 24.42% | 29.81% | - | - | - | -
QLD1 | OCGT / Diesel | 1.656e-07% | 1.717e-07% | 0.001755% | 0.1729% | 0.08101% | 0.1281% | 0.166% | 0.5607% | 0.08946% | 0.1704% | 0.1995% | 1.576% | 1.145% | 0.6578% | 0.7422% | 1.617% | 6.28% | 5.283% | 7.956% | 7.877% | 7.997% | 10.9% | 11.02% | 11.26% | 11.8% | 15.72% | 14.56% | 14.51% | 12.28%
QLD1 | Hydro | 51.94% | 51.9% | 52.02% | 51.69% | 51.58% | 51.53% | 51.64% | 51.32% | 51.21% | 50.14% | 51.2% | 50.85% | 50.79% | 50.67% | 50.7% | 50.45% | 43.4% | 43.59% | 43.18% | 43.24% | 43.45% | - | - | - | - | - | - | - | -
QLD1 | Wind | 47.14% | 42.73% | 40.79% | 36.01% | 42.97% | 43.95% | 45.42% | 45.22% | 43.08% | 44.22% | 42.69% | 39.5% | 35.54% | 41.62% | 41.15% | 43.53% | 43.6% | 43.2% | 44.06% | 40.58% | 38.01% | 32.63% | 38.66% | 38.75% | 41.25% | 41.18% | 40.96% | 41.2% | 36.03%
QLD1 | Solar PV | 31.43% | 30.43% | 31.01% | 29.65% | 30.07% | 31.49% | 31.87% | 26.62% | 28.83% | 29.98% | 30.46% | 30.92% | 29.58% | 30.04% | 31.54% | 31.76% | 25.97% | 28.02% | 29.18% | 29.79% | 29.34% | 27.76% | 27.56% | 28.5% | 28.11% | 24.59% | 25.98% | 26.79% | 26.62%
QLD1 | Grid Battery | - | 12.41% | 14.66% | 18.2% | 19.34% | 18.91% | 18.46% | 18.05% | 17.25% | 17.6% | 17.08% | 17.43% | 16.8% | 17.36% | 17.28% | 17.27% | 14.03% | 14.13% | 14.18% | 14.41% | 14.74% | 14.58% | 14.63% | 14.7% | 14.57% | 13.09% | 13.64% | 13.6% | 13.07%
QLD1 | Pumped Hydro | 0.6478% | 1.956% | 2.845% | 10.89% | 11.31% | 9.414% | 9.784% | 13.25% | 10.64% | 11.15% | 10.53% | 13.92% | 12.56% | 11.87% | 13.1% | 12.53% | 15.68% | 15.98% | 16.61% | 17.15% | 19.47% | 23.48% | 22.52% | 23.48% | 22.05% | 18.66% | 19.1% | 19.69% | 14.8%
QLD1 | VPP | 6.486% | 6.995% | 7.086% | 9.152% | 9.951% | 9.437% | 9.161% | 8.896% | 8.098% | 8.044% | 7.614% | 7.855% | 7.246% | 7.201% | 7.135% | 7.022% | 5.225% | 5.322% | 5.351% | 5.456% | 5.747% | 5.705% | 5.627% | 5.616% | 5.031% | 4.071% | 4.4% | 4.298% | 2.596%
Region | Technology | 2021-22 | 2022-23 | 2023-24 | 2024-25 | 2025-26 | 2026-27 | 2027-28 | 2028-29 | 2029-30 | 2030-31 | 2031-32 | 2032-33 | 2033-34 | 2034-35 | 2035-36 | 2036-37 | 2037-38 | 2038-39 | 2039-40 | 2040-41 | 2041-42 | 2042-43 | 2043-44 | 2044-45 | 2045-46 | 2046-47 | 2047-48 | 2048-49 | 2049-50
VIC1 | Black Coal | bar: 2021-22 to 2049-50
VIC1 | Brown Coal | 70.7% | 66.89% | 67.93% | 67.2% | 70.54% | 72.19% | 69.82% | 69.79% | 68.28% | 72.14% | 70.78% | 69.78% | 72.18% | 69.23% | 72.28% | 68.14% | 63.23% | 63.87% | 54.2% | 56.29% | 62.89% | 63.2% | 60.71% | 57.49% | 57.53% | 61.55% | 60.43% | - | -
VIC1 | CCGT | bar: 2021-22 to 2049-50
VIC1 | Gas - Steam | 0.1764% | 0.06689% | 0.2178% | 0.503% | 0.1765% | 0.394% | 0.2643% | 0.6839% | 0.0242% | 0.1488% | 0.02851% | 1.138% | 0.7967% | 1.202% | 1.639% | 1.693% | 3.37% | 4.618% | - | - | - | - | - | - | - | - | - | - | -
VIC1 | OCGT / Diesel | 0.04364% | 1.651e-07% | 0.05256% | 0.04062% | 0.01576% | 0.08582% | 0.06176% | 0.06408% | 2.654e-07% | 2.668e-07% | 2.841e-07% | 0.2622% | 0.1594% | 0.1641% | 0.2558% | 0.1359% | 0.5461% | 0.3517% | 3.624% | 2.341% | 1.493% | 0.8411% | 4.619% | 1.719% | 1.575% | 1.339% | 1.389% | 18.43% | 20.44%
VIC1 | Hydro | 14.24% | 14.31% | 12.98% | 16.03% | 16.4% | 15.56% | 15.78% | 19.86% | 16.5% | 14.09% | 14.19% | 12.82% | 15.78% | 16.28% | 15.41% | 15.48% | 19.54% | 16.25% | 13.96% | 13.95% | 12.66% | 15.55% | 16.1% | 15.19% | 15.29% | 19.26% | 16.01% | 13.72% | 13.76%
VIC1 | Wind | 35.94% | 36.41% | 31.33% | 32.43% | 33.26% | 34.33% | 35.3% | 31.98% | 32.28% | 31.2% | 35.03% | 31.43% | 32.3% | 32.53% | 33.77% | 34.25% | 32.19% | 34.44% | 32.36% | 32.46% | 28.81% | 28.38% | 29.98% | 31.81% | 32.47% | 31.65% | 32.28% | 30.74% | 31.62%
VIC1 | Solar PV | 27.59% | 27.39% | 28.44% | 27.27% | 25.9% | 27.24% | 27.86% | 26.09% | 27.05% | 27.59% | 27.43% | 28.48% | 27.25% | 25.9% | 27.37% | 27.82% | 26.09% | 27.01% | 26.44% | 24.67% | 26.19% | 23.83% | 23.68% | 24.25% | 24.84% | 21.83% | 21.96% | 23.52% | 23.52%
VIC1 | Grid Battery | 23.06% | 4.957% | 5.177% | 6.047% | 5.966% | 5.934% | 5.748% | 5.241% | 4.835% | 4.82% | 4.687% | 4.934% | 4.479% | 4.14% | 4.479% | 4.482% | 4.083% | 3.948% | 7.683% | 7.62% | 9.86% | 13.86% | 13.74% | 14.64% | 14.3% | 14.11% | 13.93% | 13.56% | 12.97%
VIC1 | Pumped Hydro | - | - | - | - | - | - | - | - | - | - | - | - | - | - | - | - | 27.49% | 27.38% | 28.63% | 28.83% | 28.38% | 27.34% | 26.62% | 28.5% | 28.17% | 27.08% | 26.9% | 25.94% | 24.57%
VIC1 | VPP | 8.23% | 8.72% | 8.537% | 10.25% | 10.28% | 9.8% | 9.095% | 8.545% | 7.69% | 7.473% | 7.324% | 7.653% | 7.252% | 6.665% | 6.808% | 6.719% | 6.258% | 5.931% | 5.753% | 5.738% | 5.641% | 5.472% | 5.123% | 5.541% | 5.279% | 5.051% | 4.899% | 4.758% | 3.833%
Region | Technology | 2021-22 | 2022-23 | 2023-24 | 2024-25 | 2025-26 | 2026-27 | 2027-28 | 2028-29 | 2029-30 | 2030-31 | 2031-32 | 2032-33 | 2033-34 | 2034-35 | 2035-36 | 2036-37 | 2037-38 | 2038-39 | 2039-40 | 2040-41 | 2041-42 | 2042-43 | 2043-44 | 2044-45 | 2045-46 | 2046-47 | 2047-48 | 2048-49 | 2049-50
SA1 | Black Coal | bar: 2021-22 to 2049-50
SA1 | Brown Coal | bar: 2021-22 to 2049-50
SA1 | CCGT | 17.95% | 17.95% | 12.36% | 9.7% | 9.7% | 9.7% | 9.727% | 9.7% | 9.7% | 9.7% | 9.727% | 18.93% | 21.24% | 24.73% | 13.54% | 16.74% | - | - | - | - | - | - | - | - | - | - | - | - | -
SA1 | Gas - Steam | 9.33% | 9.611% | 9.251% | 1.164% | 1.164% | 1.164% | 1.167% | 1.164% | 1.164% | 1.164% | 1.167% | 3.006% | 2.503% | 6.807% | - | - | - | - | - | - | - | - | - | - | - | - | - | - | -
SA1 | OCGT / Diesel | 0.36% | 0.191% | 0.767% | 0.1327% | 0.08212% | 0.2174% | 0.111% | 0.2862% | 0.01584% | 0.04832% | 0.06348% | 2.805% | 2.517% | 5.246% | 2.92% | 2.983% | 8.534% | 10.46% | 12.07% | 11.39% | 10.03% | 13.6% | 16.48% | 5.68% | 4.601% | 6.781% | 9.387% | 13.94% | 14.31%
SA1 | Hydro | bar: 2021-22 to 2049-50
SA1 | Wind | 34.88% | 34.38% | 30.43% | 33.67% | 32.92% | 36.06% | 36.21% | 34.2% | 33.4% | 33.91% | 35.79% | 32.66% | 33.45% | 31.75% | 35.5% | 35.6% | 34.27% | 34.98% | 34.84% | 36.29% | 32.41% | 31.23% | 29.82% | 32.96% | 33.66% | 33% | 33.3% | 30.69% | 32.03%
SA1 | Solar PV | 30.63% | 29.1% | 29.3% | 28.19% | 27.51% | 28.16% | 29.03% | 27.61% | 28.77% | 29.03% | 29.15% | 29.61% | 28.19% | 27.51% | 28.21% | 28.99% | 27.05% | 27.89% | 26.84% | 24.97% | 25.01% | 22.26% | 21.22% | 20.17% | 20.37% | 18.39% | 18.21% | 17.05% | 17.34%
SA1 | Grid Battery | 5.593% | 5.548% | 6.103% | 6.435% | 6.273% | 6.006% | 5.745% | 5.505% | 5.03% | 5.752% | 5.567% | 5.729% | 5.551% | 4.859% | 5.105% | 5.116% | 11.62% | 11.51% | 12.34% | 11.92% | 12.57% | 12.48% | 12.45% | 12.65% | 12.78% | 12.21% | 11.98% | 11.86% | 10.84%
SA1 | Pumped Hydro | bar: 2021-22 to 2049-50
SA1 | VPP | 9.428% | 9.695% | 10.1% | 10.08% | 9.913% | 9.465% | 8.797% | 8.48% | 7.359% | 7.288% | 7.061% | 7.227% | 6.935% | 6.556% | 6.758% | 6.618% | 5.586% | 5.429% | 5.412% | 5.119% | 5.172% | 5.042% | 4.923% | 5.068% | 4.928% | 4.601% | 4.457% | 4.26% | 3.179%
Region | Technology | 2021-22 | 2022-23 | 2023-24 | 2024-25 | 2025-26 | 2026-27 | 2027-28 | 2028-29 | 2029-30 | 2030-31 | 2031-32 | 2032-33 | 2033-34 | 2034-35 | 2035-36 | 2036-37 | 2037-38 | 2038-39 | 2039-40 | 2040-41 | 2041-42 | 2042-43 | 2043-44 | 2044-45 | 2045-46 | 2046-47 | 2047-48 | 2048-49 | 2049-50
TAS1 | Black Coal | bar: 2021-22 to 2049-50
TAS1 | Brown Coal | bar: 2021-22 to 2049-50
TAS1 | CCGT | 7.58e-07% | 7.492e-07% | 7.647e-07% | 7.65e-07% | 7.581e-07% | 7.654e-07% | 7.925e-07% | 8.164e-07% | 8.467e-07% | 8.547e-07% | 8.46e-07% | 8.75e-07% | 8.884e-07% | 9.14e-07% | 9.489e-07% | 9.821e-07% | 1.026e-06% | 1.068e-06% | 1.16e-06% | 1.169e-06% | 1.228e-06% | 1.273e-06% | 1.334e-06% | 1.391e-06% | 1.447e-06% | 1.516e-06% | 1.588e-06% | 1.681e-06% | 1.725e-06%
TAS1 | Gas - Steam | bar: 2021-22 to 2049-50
TAS1 | OCGT / Diesel | 6.947e-07% | 6.706e-07% | 7.036e-07% | 7.132e-07% | 6.961e-07% | 7.34e-07% | 7.619e-07% | 7.88e-07% | 8.234e-07% | 8.446e-07% | 8.065e-07% | 0.01441% | 8.69e-07% | 8.963e-07% | 9.28e-07% | 9.577e-07% | 1.008e-06% | 1.034e-06% | 1.095e-06% | 2.822e-06% | 0.0115% | 3.053e-06% | 3.193e-06% | 3.361e-06% | 3.433e-06% | 3.63e-06% | 3.79e-06% | 0.05629% | 4.099e-06%
TAS1 | Hydro | 37.32% | 37.79% | 39.4% | 46.51% | 49.81% | 44.44% | 44.32% | 45.51% | 41.43% | 39.25% | 35.96% | 36% | 34.6% | 31.41% | 28.96% | 26.17% | 27.59% | 26.55% | 26.44% | 22.51% | 25.08% | 23.74% | 22.13% | 21.52% | 20.4% | 22.87% | 21.19% | 22.15% | 19.89%
TAS1 | Wind | 26.66% | 32.22% | 32.49% | 34.76% | 37.95% | 39.41% | 41.03% | 39.14% | 39.27% | 38.11% | 42.23% | 39.03% | 38.59% | 40.1% | 39.54% | 39.87% | 36.79% | 35.5% | 33.25% | 34.06% | 32.41% | 32.12% | 33.37% | 34.24% | 35.2% | 33.31% | 33.25% | 31.34% | 31.92%
TAS1 | Solar PV | bar: 2021-22 to 2049-50
TAS1 | Grid Battery | bar: 2021-22 to 2049-50
TAS1 | Pumped Hydro | bar: 2021-22 to 2049-50
TAS1 | VPP | 1.598% | 3.476% | 1.551% | 1.946% | 2.329% | 2.704% | 2.475% | 2.433% | 2.559% | 2.554% | 3.979% | 4.309% | 4.22% | 4.737% | 5.04% | 5.566% | 5.364% | 5.289% | 5.171% | 5.647% | 5.477% | 5.621% | 5.271% | 5.327% | 5.477% | 5.117% | 4.914% | 4.747% | 4.357%
Explicitly modelled pumping
Region | Technology | 2021-22 | 2022-23 | 2023-24 | 2024-25 | 2025-26 | 2026-27 | 2027-28 | 2028-29 | 2029-30 | 2030-31 | 2031-32 | 2032-33 | 2033-34 | 2034-35 | 2035-36 | 2036-37 | 2037-38 | 2038-39 | 2039-40 | 2040-41 | 2041-42 | 2042-43 | 2043-44 | 2044-45 | 2045-46 | 2046-47 | 2047-48 | 2048-49 | 2049-50
NEM | Grid Battery pump | 11.45% | 6.693% | 7.153% | 8.139% | 8.035% | 7.889% | 7.636% | 7.091% | 6.562% | 6.857% | 6.671% | 6.923% | 8.534% | 8.285% | 8.571% | 8.578% | 14.67% | 14.63% | 15.2% | 15.16% | 15.6% | 16.4% | 16.39% | 16.73% | 16.67% | 15.65% | 15.84% | 15.86% | 15.18%
NEM | Pumped Hydro Pump | 1.55% | 5.051% | 6.604% | 31.08% | 24.44% | 26.1% | 29.3% | 32.64% | 29.26% | 31.32% | 31% | 34.53% | 31.94% | 31.06% | 33.98% | 33.8% | 32.3% | 31.31% | 32.8% | 34.33% | 33.8% | 34.11% | 33.67% | 36.26% | 35.9% | 32.8% | 31.77% | 33.27% | 28.68%
NEM | VPP pump | 9.034% | 10.13% | 9.402% | 11.2% | 11.49% | 10.93% | 10.43% | 9.819% | 8.854% | 8.719% | 8.456% | 8.698% | 8.324% | 7.885% | 8.02% | 7.961% | 7.024% | 6.795% | 6.74% | 6.681% | 6.728% | 6.66% | 6.4% | 6.676% | 6.336% | 5.826% | 5.758% | 5.7% | 4.355%
Region | Technology | 2021-22 | 2022-23 | 2023-24 | 2024-25 | 2025-26 | 2026-27 | 2027-28 | 2028-29 | 2029-30 | 2030-31 | 2031-32 | 2032-33 | 2033-34 | 2034-35 | 2035-36 | 2036-37 | 2037-38 | 2038-39 | 2039-40 | 2040-41 | 2041-42 | 2042-43 | 2043-44 | 2044-45 | 2045-46 | 2046-47 | 2047-48 | 2048-49 | 2049-50
NSW1 | Grid Battery pump | - | - | - | - | - | - | - | - | - | - | - | - | - | - | - | - | 17.44% | 17.13% | 17.06% | 16.68% | 17.01% | 16.77% | 16.9% | 17.28% | 17.28% | 16.9% | 16.55% | 17.08% | 16.85%
NSW1 | Pumped Hydro Pump | 1.841% | 6.047% | 7.708% | 38.61% | 25.37% | 27.87% | 31.5% | 34.42% | 30.41% | 32.59% | 32.34% | 35.66% | 33.04% | 32.18% | 35.2% | 35.09% | 34.13% | 32.91% | 34.45% | 36.12% | 34.75% | 35.42% | 35.49% | 38.66% | 38.9% | 36.66% | 34.77% | 37% | 35.45%
NSW1 | VPP pump | 8.512% | 10.33% | 8.625% | 10.87% | 11.2% | 10.56% | 10.27% | 9.461% | 8.539% | 8.409% | 8.029% | 8.164% | 8.013% | 7.484% | 7.671% | 7.674% | 7.179% | 6.858% | 6.92% | 6.695% | 6.771% | 6.763% | 6.569% | 6.845% | 6.614% | 6.301% | 6.044% | 6.218% | 5.046%
Region | Technology | 2021-22 | 2022-23 | 2023-24 | 2024-25 | 2025-26 | 2026-27 | 2027-28 | 2028-29 | 2029-30 | 2030-31 | 2031-32 | 2032-33 | 2033-34 | 2034-35 | 2035-36 | 2036-37 | 2037-38 | 2038-39 | 2039-40 | 2040-41 | 2041-42 | 2042-43 | 2043-44 | 2044-45 | 2045-46 | 2046-47 | 2047-48 | 2048-49 | 2049-50
QLD1 | Grid Battery pump | - | 15.32% | 18.04% | 22.47% | 23.89% | 23.33% | 22.8% | 22.28% | 21.3% | 21.73% | 21.15% | 21.46% | 19.95% | 20.62% | 20.49% | 20.5% | 16.56% | 16.59% | 16.7% | 16.97% | 17.32% | 17.17% | 17.22% | 17.28% | 17.14% | 15.44% | 16.02% | 16.03% | 15.35%
QLD1 | Pumped Hydro Pump | 1.051% | 3.344% | 4.71% | 18.18% | 18.92% | 15.72% | 16.39% | 22.13% | 17.79% | 18.65% | 17.65% | 23.24% | 21% | 19.85% | 21.89% | 20.94% | 22.38% | 22.61% | 23.55% | 24.48% | 27.81% | 31% | 29.6% | 30.85% | 29.07% | 24.46% | 24.94% | 25.82% | 18.88%
QLD1 | VPP pump | 7.784% | 8.42% | 8.489% | 10.98% | 11.95% | 11.32% | 11.01% | 10.67% | 9.719% | 9.655% | 9.16% | 9.409% | 8.697% | 8.655% | 8.552% | 8.428% | 6.291% | 6.369% | 6.422% | 6.559% | 6.887% | 6.857% | 6.756% | 6.736% | 6.033% | 4.897% | 5.27% | 5.177% | 3.098%
Region | Technology | 2021-22 | 2022-23 | 2023-24 | 2024-25 | 2025-26 | 2026-27 | 2027-28 | 2028-29 | 2029-30 | 2030-31 | 2031-32 | 2032-33 | 2033-34 | 2034-35 | 2035-36 | 2036-37 | 2037-38 | 2038-39 | 2039-40 | 2040-41 | 2041-42 | 2042-43 | 2043-44 | 2044-45 | 2045-46 | 2046-47 | 2047-48 | 2048-49 | 2049-50
VIC1 | Grid Battery pump | 28.37% | 6.138% | 6.373% | 7.478% | 7.352% | 7.326% | 7.115% | 6.453% | 5.969% | 5.951% | 5.804% | 6.073% | 5.531% | 5.11% | 5.53% | 5.534% | 5.041% | 4.892% | 9.184% | 9.143% | 11.62% | 16.36% | 16.11% | 17.23% | 16.86% | 16.55% | 16.43% | 15.91% | 15.25%
VIC1 | Pumped Hydro Pump | - | - | - | - | - | - | - | - | - | - | - | - | - | - | - | - | 34.37% | 34.39% | 35.72% | 36.21% | 35.43% | 34.33% | 33.12% | 35.66% | 35.35% | 33.68% | 33.79% | 32.34% | 30.71%
VIC1 | VPP pump | 9.878% | 10.49% | 10.23% | 12.32% | 12.32% | 11.76% | 10.94% | 10.24% | 9.23% | 8.97% | 8.814% | 9.166% | 8.704% | 8% | 8.171% | 8.065% | 7.511% | 7.139% | 6.886% | 6.908% | 6.752% | 6.588% | 6.13% | 6.65% | 6.356% | 6.044% | 5.9% | 5.693% | 4.601%
Region | Technology | 2021-22 | 2022-23 | 2023-24 | 2024-25 | 2025-26 | 2026-27 | 2027-28 | 2028-29 | 2029-30 | 2030-31 | 2031-32 | 2032-33 | 2033-34 | 2034-35 | 2035-36 | 2036-37 | 2037-38 | 2038-39 | 2039-40 | 2040-41 | 2041-42 | 2042-43 | 2043-44 | 2044-45 | 2045-46 | 2046-47 | 2047-48 | 2048-49 | 2049-50
SA1 | Grid Battery pump | 6.887% | 6.867% | 7.517% | 7.952% | 7.737% | 7.414% | 7.11% | 6.779% | 6.21% | 7.102% | 6.875% | 7.084% | 6.841% | 5.999% | 6.302% | 6.317% | 13.74% | 13.66% | 14.55% | 14.12% | 14.8% | 14.75% | 14.65% | 14.93% | 15.11% | 14.36% | 14.17% | 13.95% | 12.79%
SA1 | Pumped Hydro Pump | bar: 2021-22 to 2049-50
SA1 | VPP pump | 11.32% | 11.66% | 12.1% | 12.11% | 11.89% | 11.36% | 10.58% | 10.16% | 8.832% | 8.747% | 8.476% | 8.676% | 8.32% | 7.869% | 8.111% | 7.943% | 6.705% | 6.536% | 6.478% | 6.164% | 6.19% | 6.069% | 5.892% | 6.089% | 5.928% | 5.504% | 5.367% | 5.096% | 3.816%
Region | Technology | 2021-22 | 2022-23 | 2023-24 | 2024-25 | 2025-26 | 2026-27 | 2027-28 | 2028-29 | 2029-30 | 2030-31 | 2031-32 | 2032-33 | 2033-34 | 2034-35 | 2035-36 | 2036-37 | 2037-38 | 2038-39 | 2039-40 | 2040-41 | 2041-42 | 2042-43 | 2043-44 | 2044-45 | 2045-46 | 2046-47 | 2047-48 | 2048-49 | 2049-50
TAS1 | Grid Battery pump | bar: 2021-22 to 2049-50
TAS1 | Pumped Hydro Pump | bar: 2021-22 to 2049-50
TAS1 | VPP pump | 1.918% | 4.195% | 1.85% | 2.355% | 2.783% | 3.245% | 2.994% | 2.903% | 3.072% | 3.066% | 4.776% | 5.192% | 5.065% | 5.69% | 6.03% | 6.701% | 6.42% | 6.348% | 6.207% | 6.784% | 6.568% | 6.76% | 6.319% | 6.389% | 6.592% | 6.124% | 5.916% | 5.68% | 5.23%
Non-controllable capacity
Region | Technology | 2021-22 | 2022-23 | 2023-24 | 2024-25 | 2025-26 | 2026-27 | 2027-28 | 2028-29 | 2029-30 | 2030-31 | 2031-32 | 2032-33 | 2033-34 | 2034-35 | 2035-36 | 2036-37 | 2037-38 | 2038-39 | 2039-40 | 2040-41 | 2041-42 | 2042-43 | 2043-44 | 2044-45 | 2045-46 | 2046-47 | 2047-48 | 2048-49 | 2049-50
NEM | Distributed PV | 15.67% | 15.9% | 16.17% | 15.67% | 15.14% | 16.37% | 16.37% | 14.85% | 15.65% | 16.28% | 16.53% | 16.65% | 16.21% | 15.62% | 16.72% | 16.71% | 15.05% | 15.84% | 16.5% | 16.77% | 16.73% | 16.31% | 15.8% | 16.92% | 16.88% | 15.2% | 15.96% | 16.6% | 16.83%
NEM | Behind the meter battery | 5.739% | 5.706% | 5.655% | 5.593% | 5.566% | 5.554% | 5.549% | 5.478% | 5.42% | 5.35% | 5.324% | 5.224% | 5.137% | 5.059% | 5.006% | 4.928% | 4.862% | 4.813% | 4.786% | 4.748% | 4.724% | 4.696% | 4.679% | 4.612% | 4.558% | 4.491% | 4.446% | 4.377% | 4.313%
NEM | Behind the meter battery pump | 4.876% | 4.848% | 4.804% | 4.75% | 4.73% | 4.719% | 4.714% | 4.654% | 4.605% | 4.544% | 4.522% | 4.437% | 4.365% | 4.297% | 4.252% | 4.187% | 4.129% | 4.088% | 4.066% | 4.034% | 4.014% | 3.989% | 3.976% | 3.918% | 3.873% | 3.816% | 3.776% | 3.717% | 3.663%
Region | Technology | 2021-22 | 2022-23 | 2023-24 | 2024-25 | 2025-26 | 2026-27 | 2027-28 | 2028-29 | 2029-30 | 2030-31 | 2031-32 | 2032-33 | 2033-34 | 2034-35 | 2035-36 | 2036-37 | 2037-38 | 2038-39 | 2039-40 | 2040-41 | 2041-42 | 2042-43 | 2043-44 | 2044-45 | 2045-46 | 2046-47 | 2047-48 | 2048-49 | 2049-50
NSW1 | Distributed PV | 15.72% | 16.12% | 16.01% | 15.67% | 15.04% | 16.98% | 16.72% | 14.89% | 15.29% | 16.21% | 16.94% | 16.49% | 16.32% | 15.64% | 17.2% | 16.89% | 14.99% | 15.46% | 16.4% | 17.14% | 16.52% | 16.33% | 15.77% | 17.33% | 17.04% | 15.14% | 15.57% | 16.47% | 17.17%
NSW1 | Behind the meter battery | 5.729% | 5.684% | 5.657% | 5.613% | 5.591% | 5.57% | 5.55% | 5.456% | 5.374% | 5.28% | 5.234% | 5.143% | 5.063% | 4.997% | 4.957% | 4.888% | 4.831% | 4.782% | 4.763% | 4.724% | 4.693% | 4.659% | 4.639% | 4.573% | 4.516% | 4.452% | 4.4% | 4.337% | 4.275%
NSW1 | Behind the meter battery pump | 4.867% | 4.828% | 4.804% | 4.766% | 4.751% | 4.734% | 4.716% | 4.634% | 4.565% | 4.484% | 4.444% | 4.369% | 4.301% | 4.244% | 4.209% | 4.151% | 4.102% | 4.064% | 4.047% | 4.015% | 3.989% | 3.955% | 3.941% | 3.885% | 3.838% | 3.783% | 3.737% | 3.682% | 3.631%
Region | Technology | 2021-22 | 2022-23 | 2023-24 | 2024-25 | 2025-26 | 2026-27 | 2027-28 | 2028-29 | 2029-30 | 2030-31 | 2031-32 | 2032-33 | 2033-34 | 2034-35 | 2035-36 | 2036-37 | 2037-38 | 2038-39 | 2039-40 | 2040-41 | 2041-42 | 2042-43 | 2043-44 | 2044-45 | 2045-46 | 2046-47 | 2047-48 | 2048-49 | 2049-50
QLD1 | Distributed PV | 16.14% | 16.97% | 17.1% | 16.38% | 16.51% | 17.67% | 17.76% | 15.01% | 16.31% | 16.9% | 17.8% | 17.63% | 16.94% | 16.97% | 18.04% | 18.07% | 15.25% | 16.64% | 17.25% | 18.13% | 17.82% | 17.14% | 17.3% | 18.32% | 18.33% | 15.43% | 16.8% | 17.37% | 18.24%
QLD1 | Behind the meter battery | 5.709% | 5.654% | 5.624% | 5.581% | 5.564% | 5.545% | 5.521% | 5.447% | 5.381% | 5.312% | 5.299% | 5.184% | 5.098% | 5.026% | 4.978% | 4.9% | 4.839% | 4.784% | 4.752% | 4.736% | 4.724% | 4.708% | 4.7% | 4.637% | 4.585% | 4.526% | 4.478% | 4.405% | 4.346%
QLD1 | Behind the meter battery pump | 4.852% | 4.806% | 4.78% | 4.74% | 4.729% | 4.709% | 4.69% | 4.629% | 4.573% | 4.51% | 4.501% | 4.406% | 4.333% | 4.271% | 4.231% | 4.162% | 4.11% | 4.063% | 4.037% | 4.021% | 4.015% | 4% | 3.995% | 3.938% | 3.896% | 3.844% | 3.802% | 3.74% | 3.693%
Region | Technology | 2021-22 | 2022-23 | 2023-24 | 2024-25 | 2025-26 | 2026-27 | 2027-28 | 2028-29 | 2029-30 | 2030-31 | 2031-32 | 2032-33 | 2033-34 | 2034-35 | 2035-36 | 2036-37 | 2037-38 | 2038-39 | 2039-40 | 2040-41 | 2041-42 | 2042-43 | 2043-44 | 2044-45 | 2045-46 | 2046-47 | 2047-48 | 2048-49 | 2049-50
VIC1 | Distributed PV | 14.57% | 14.12% | 14.94% | 14.61% | 13.83% | 14.71% | 14.77% | 14.21% | 15.01% | 15.58% | 14.94% | 15.71% | 15.27% | 14.38% | 15.25% | 15.31% | 14.5% | 15.15% | 15.74% | 15.16% | 15.8% | 15.4% | 14.52% | 15.44% | 15.44% | 14.67% | 15.29% | 15.88% | 15.21%
VIC1 | Behind the meter battery | 5.757% | 5.718% | 5.678% | 5.63% | 5.606% | 5.603% | 5.626% | 5.591% | 5.549% | 5.5% | 5.48% | 5.379% | 5.285% | 5.18% | 5.107% | 5.018% | 4.94% | 4.891% | 4.868% | 4.822% | 4.8% | 4.775% | 4.756% | 4.689% | 4.638% | 4.569% | 4.529% | 4.459% | 4.392%
VIC1 | Behind the meter battery pump | 4.893% | 4.857% | 4.823% | 4.783% | 4.764% | 4.762% | 4.778% | 4.75% | 4.714% | 4.672% | 4.656% | 4.567% | 4.49% | 4.399% | 4.339% | 4.264% | 4.197% | 4.154% | 4.134% | 4.099% | 4.076% | 4.058% | 4.041% | 3.984% | 3.942% | 3.883% | 3.848% | 3.787% | 3.729%
Region | Technology | 2021-22 | 2022-23 | 2023-24 | 2024-25 | 2025-26 | 2026-27 | 2027-28 | 2028-29 | 2029-30 | 2030-31 | 2031-32 | 2032-33 | 2033-34 | 2034-35 | 2035-36 | 2036-37 | 2037-38 | 2038-39 | 2039-40 | 2040-41 | 2041-42 | 2042-43 | 2043-44 | 2044-45 | 2045-46 | 2046-47 | 2047-48 | 2048-49 | 2049-50
SA1 | Distributed PV | 16.86% | 17.02% | 17.57% | 16.91% | 16.01% | 16.67% | 17.2% | 16.38% | 17.23% | 17.46% | 17.45% | 17.9% | 17.25% | 16.3% | 16.93% | 17.46% | 16.67% | 17.47% | 17.7% | 17.68% | 18.03% | 17.41% | 16.52% | 17.16% | 17.71% | 16.83% | 17.61% | 17.82% | 17.8%
SA1 | Behind the meter battery | 5.777% | 5.792% | 5.663% | 5.515% | 5.452% | 5.451% | 5.451% | 5.361% | 5.337% | 5.284% | 5.27% | 5.157% | 5.065% | 4.998% | 4.942% | 4.871% | 4.785% | 4.751% | 4.702% | 4.641% | 4.611% | 4.564% | 4.543% | 4.461% | 4.406% | 4.316% | 4.285% | 4.205% | 4.134%
SA1 | Behind the meter battery pump | 4.907% | 4.921% | 4.812% | 4.682% | 4.633% | 4.631% | 4.632% | 4.553% | 4.535% | 4.49% | 4.475% | 4.381% | 4.303% | 4.244% | 4.198% | 4.14% | 4.067% | 4.035% | 3.994% | 3.944% | 3.917% | 3.876% | 3.858% | 3.79% | 3.74% | 3.668% | 3.639% | 3.574% | 3.51%
Region | Technology | 2021-22 | 2022-23 | 2023-24 | 2024-25 | 2025-26 | 2026-27 | 2027-28 | 2028-29 | 2029-30 | 2030-31 | 2031-32 | 2032-33 | 2033-34 | 2034-35 | 2035-36 | 2036-37 | 2037-38 | 2038-39 | 2039-40 | 2040-41 | 2041-42 | 2042-43 | 2043-44 | 2044-45 | 2045-46 | 2046-47 | 2047-48 | 2048-49 | 2049-50
TAS1 | Distributed PV | 13.72% | 13.38% | 13.99% | 13.9% | 13% | 14.17% | 14.31% | 13.85% | 13.92% | 14.16% | 14% | 14.33% | 14.29% | 13.48% | 14.32% | 14.32% | 13.81% | 13.92% | 14.2% | 14.06% | 14.35% | 14.32% | 13.61% | 14.45% | 14.46% | 13.96% | 14.04% | 14.32% | 14.14%
TAS1 | Behind the meter battery | 5.668% | 5.597% | 5.586% | 5.535% | 5.503% | 5.497% | 5.519% | 5.453% | 5.36% | 5.255% | 5.223% | 5.112% | 5.036% | 4.956% | 4.906% | 4.835% | 4.799% | 4.753% | 4.719% | 4.672% | 4.638% | 4.607% | 4.584% | 4.501% | 4.443% | 4.376% | 4.324% | 4.249% | 4.183%
TAS1 | Behind the meter battery pump | 4.816% | 4.755% | 4.746% | 4.701% | 4.677% | 4.669% | 4.688% | 4.634% | 4.554% | 4.464% | 4.436% | 4.341% | 4.279% | 4.211% | 4.168% | 4.108% | 4.076% | 4.037% | 4.01% | 3.966% | 3.94% | 3.913% | 3.893% | 3.824% | 3.775% | 3.717% | 3.675% | 3.609% | 3.555%

## BaseCase_Generation
Annual sent-out generation by technology (GWh) - BaseCase, Fast Change Scenario
Explicitly modelled generation
Region | Technology | 2021-22 | 2022-23 | 2023-24 | 2024-25 | 2025-26 | 2026-27 | 2027-28 | 2028-29 | 2029-30 | 2030-31 | 2031-32 | 2032-33 | 2033-34 | 2034-35 | 2035-36 | 2036-37 | 2037-38 | 2038-39 | 2039-40 | 2040-41 | 2041-42 | 2042-43 | 2043-44 | 2044-45 | 2045-46 | 2046-47 | 2047-48 | 2048-49 | 2049-50
NEM | Black Coal | 87191.325 | 76086.5231 | 75976.9522 | 79382.1788 | 73205.8745 | 66837.2094 | 62010.7121 | 64683.4153 | 51827.7045 | 49757.3919 | 48459.8417 | 42610.1804 | 46920.5712 | 44153.9049 | 37477.0736 | 36453.4951 | 31706.8343 | 31682.3453 | 29392.212 | 28254.7281 | 26286.3835 | 17970.0255 | 14960.9675 | 12576.7196 | 10393.735 | 8690.4779 | 8233.6324 | 8001.0378 | 7259.3888
NEM | Brown Coal | 29664.0746 | 28068.4052 | 28502.6147 | 20748.8003 | 21159.9973 | 21122.0161 | 20428.8386 | 20420.2366 | 19979.0336 | 21106.0779 | 20710.2325 | 20416.6918 | 21117.354 | 20256.7534 | 21147.3166 | 19936.3141 | 18501.134 | 18686.5195 | 15858.5501 | 16470.9043 | 18401.4666 | 18490.8369 | 17764.1245 | 16820.4125 | 16833.3233 | 18009.6263 | 11778.3488 | 0 | 0
NEM | CCGT | 2252.5066 | 2252.5066 | 1906.5409 | 2021.0304 | 1866.0979 | 1858.1466 | 1918.1702 | 2337.4395 | 1845.9141 | 1925.0057 | 2235.9856 | 4974.4038 | 5510.5559 | 5439.0782 | 4089.3177 | 3911.7086 | 5060.7813 | 5087.8083 | 4072.236 | 4082.1218 | 4231.9645 | 4869.3958 | 3035.4959 | 2989.1258 | 1401.3017 | 960.524 | 963.1557 | 960.5243 | 960.5243
NEM | Gas - Steam | 698.7141 | 713.5583 | 731.5994 | 176.4096 | 162.1089 | 171.6349 | 166.3749 | 184.3316 | 155.437 | 160.8951 | 156.0488 | 333.3021 | 288.004 | 602.5047 | 144.7839 | 152.5417 | 311.531 | 378.6321 | 164.6198 | 167.5649 | 172.8563 | 211.335 | 181.4116 | 179.7058 | 219.3523 | 0 | 0 | 0 | 0
NEM | OCGT / Diesel | 52.5806 | 24.0395 | 119.249 | 101.5317 | 36.3029 | 81.1464 | 59.7535 | 148.173 | 16.9631 | 32.9696 | 39.2505 | 547.7414 | 392.7961 | 510.3849 | 417.2723 | 480.4075 | 1745.1514 | 1920.3222 | 3491.7881 | 3882.0845 | 2972.3982 | 4080.0218 | 5992.7272 | 3737.1409 | 4246.6471 | 7280.8151 | 8485.5467 | 13057.3342 | 11950.8867
NEM | Hydro | 13388.5886 | 13633.1996 | 13547.8797 | 16572.3256 | 17309.7148 | 15768.8143 | 15852.9703 | 18071.9442 | 15588.7007 | 14287.1844 | 13744.4476 | 13796.6587 | 14406.8888 | 13934.6099 | 13343.9782 | 12523.9028 | 14153.3101 | 12439.175 | 11720.215 | 10862.8534 | 10867.8625 | 11530.2211 | 11708.3699 | 11170.9921 | 11102.7365 | 13024.4556 | 11225.5072 | 10792.5294 | 9998.4602
NEM | Wind | 30055.993 | 38791.2854 | 38089.318 | 41134.9497 | 46749.5877 | 49139.693 | 54305.7507 | 54989.6358 | 64438.7144 | 66404.6181 | 70023.042 | 76309.7854 | 75111.4629 | 82637.4288 | 89352.5301 | 94754.6126 | 101407.5671 | 99786.2393 | 100961.0037 | 98944.8186 | 98049.9174 | 97955.4728 | 105277.218 | 107734.8295 | 112629.416 | 114248.9214 | 117657.3261 | 120785.3392 | 122018.8084
NEM | Solar PV | 14501.0477 | 17776.6279 | 18071.7982 | 17334.7622 | 17319.0889 | 20868.7671 | 21939.8445 | 20436.7132 | 28461.3776 | 29806.1508 | 30331.7604 | 30428.9164 | 29361.653 | 28613.3644 | 30517.0485 | 30270.8492 | 32248.8496 | 34836.412 | 38616.1537 | 43050.2807 | 45874.3619 | 55212.5961 | 53734.0803 | 55061.1136 | 54679.2184 | 55825.0802 | 57461.1979 | 60662.5841 | 61010.0849
NEM | Grid Battery | 212.2038 | 284.3722 | 305.4765 | 346.2587 | 342.6806 | 336.0823 | 324.5151 | 302.8153 | 279.5406 | 277.511 | 269.3787 | 280.5833 | 372.8262 | 347.4504 | 359.4594 | 359.6048 | 2864.5518 | 2866.4939 | 3757.5305 | 3717.3562 | 5217.3194 | 5107.1075 | 5115.4401 | 5217.6328 | 5190.9625 | 6439.483 | 6516.677 | 6527.0514 | 6253.9004
NEM | Pumped Hydro | 62.4513 | 182.6863 | 260.9964 | 1659.2702 | 5214.5713 | 5314.8045 | 5672.71 | 6537.3682 | 9925.2163 | 10596.6897 | 10214.0582 | 11342.41 | 10105.1517 | 10283.2011 | 10843.8053 | 10646.876 | 11552.9477 | 11142.406 | 12042.7454 | 12143.2114 | 13330.2078 | 15840.9718 | 15857.8825 | 16947.7509 | 16332.5938 | 15727.5945 | 15236.1467 | 17152.5449 | 17497.7825
NEM | VPP | 42.871 | 77.6467 | 108.0244 | 188.811 | 282.4654 | 384.7109 | 506.3142 | 636.8382 | 755.8548 | 923.7028 | 1130.2197 | 1396.3353 | 1550.425 | 1647.0262 | 1846.4554 | 1982.7863 | 1877.3285 | 1946.7698 | 2071.4934 | 2196.1336 | 2378.119 | 2505.5215 | 2569.5451 | 2805.1542 | 2782.2467 | 2686.1304 | 2766.4363 | 2871.6074 | 2287.2396
Total excluding storage |  | 177804.8303 | 177346.1456 | 176945.9521 | 177471.9883 | 177808.7728 | 175847.4278 | 176682.4147 | 181271.8892 | 182313.845 | 183480.2936 | 185700.6092 | 189417.6801 | 193109.2859 | 196148.0291 | 196489.3209 | 198483.8316 | 205135.1587 | 204817.4537 | 204276.7785 | 205715.3564 | 206857.211 | 210319.9049 | 212654.395 | 210270.0398 | 211505.7302 | 218039.9005 | 215804.7147 | 214259.3489 | 213198.1533
Region | Technology | 2021-22 | 2022-23 | 2023-24 | 2024-25 | 2025-26 | 2026-27 | 2027-28 | 2028-29 | 2029-30 | 2030-31 | 2031-32 | 2032-33 | 2033-34 | 2034-35 | 2035-36 | 2036-37 | 2037-38 | 2038-39 | 2039-40 | 2040-41 | 2041-42 | 2042-43 | 2043-44 | 2044-45 | 2045-46 | 2046-47 | 2047-48 | 2048-49 | 2049-50
NSW1 | Black Coal | 45416.4561 | 37828.4258 | 35079.9487 | 40359.3943 | 34056.6539 | 29578.5782 | 27615.3555 | 30463.6702 | 19343.9464 | 18695.3432 | 17928.583 | 10914.6407 | 13476.6776 | 12227.0851 | 5834.378 | 7248.2234 | 8070.613 | 7760.0962 | 7195.1915 | 6054.6163 | 5224.5772 | 0 | 0 | 0 | 0 | 0 | 0 | 0 | 0
NSW1 | Brown Coal | 0 | 0 | 0 | 0 | 0 | 0 | 0 | 0 | 0 | 0 | 0 | 0 | 0 | 0 | 0 | 0 | 0 | 0 | 0 | 0 | 0 | 0 | 0 | 0 | 0 | 0 | 0 | 0 | 0
NSW1 | CCGT | 33.6489 | 33.6489 | 101.3524 | 73.9752 | 63.5591 | 63.5591 | 64.1086 | 73.1051 | 63.5591 | 63.5591 | 63.7332 | 1053.8621 | 1009.0307 | 1193.2611 | 665.1499 | 691.5841 | 1461.6354 | 1574.0139 | 1328.867 | 1254.6378 | 1278.7163 | 1549.5977 | 28.7095 | 0.00014145 | 0.00014627 | 0.00015212 | 0.00015338 | 0.00022578 | 0.0002171
NSW1 | Gas - Steam | 0 | 0 | 0 | 0 | 0 | 0 | 0 | 0 | 0 | 0 | 0 | 0 | 0 | 0 | 0 | 0 | 0 | 0 | 0 | 0 | 0 | 0 | 0 | 0 | 0 | 0 | 0 | 0 | 0
NSW1 | OCGT / Diesel | 1.6112e-05 | 1.6667e-05 | 13.6502 | 49.1311 | 9.787 | 18.0626 | 7.7352 | 7.6689 | 2.3834e-05 | 2.4647e-05 | 2.6393e-05 | 47.2245 | 33.1062 | 38.1231 | 100.4976 | 62.8671 | 309.3776 | 526.2851 | 1104.121 | 1694.0145 | 919.6267 | 1362.5763 | 2674.2081 | 1410.725 | 1459.695 | 2112.3418 | 3499.3368 | 5297.9447 | 5113.8052
NSW1 | Hydro | 2052.0772 | 2182.7142 | 2016.6031 | 2950.4768 | 2923.3089 | 2679.9004 | 2743.6729 | 3923.039 | 2955.694 | 2596.7623 | 2714.3443 | 3030.4151 | 3361.2555 | 3465.3474 | 3560.5165 | 3319.4419 | 4282.0311 | 3427.1026 | 3176.2228 | 3149.7524 | 2862.3749 | 3498.456 | 3910.2799 | 3677.7109 | 3825.0281 | 4455.3944 | 3642.7018 | 3453.2536 | 3127.8218
NSW1 | Wind | 6252.6978 | 9567.2056 | 11494.9633 | 13637.625 | 17018.1377 | 17594.1042 | 19063.9023 | 18332.3785 | 25373.065 | 27264.8612 | 28491.4764 | 28687.743 | 27961.2283 | 30705.3463 | 35519.1288 | 35385.1175 | 31066.581 | 28278.9985 | 32046.9172 | 31894.9433 | 35083.1136 | 33238.6128 | 34560.2513 | 36012.9528 | 37390.4301 | 33427.7845 | 34056.932 | 35606.645 | 35421.3864
NSW1 | Solar PV | 5342.8113 | 6499.5899 | 6543.0229 | 6299.1528 | 6336.2577 | 9379.8968 | 10265.3026 | 10286.5613 | 17626.201 | 18623.9393 | 19041.3521 | 18905.8808 | 18343.504 | 17636.4792 | 19000.7897 | 18964.2525 | 19174.6976 | 20896.2738 | 22716.3291 | 23005.4697 | 22926.6095 | 28213.8203 | 27093.4076 | 28703.824 | 28618.6113 | 28175.0738 | 28957.3125 | 32751.3851 | 33103.1363
NSW1 | Grid Battery | 3.5283e-05 | 5.2864e-05 | 5.2929e-05 | 7.0295e-05 | 8.392e-05 | 9.416e-05 | 0.00011928 | 0.00013521 | 0.0032803 | 0.0033785 | 0.0032841 | 0.0034728 | 0.0033736 | 0.0033087 | 0.0034675 | 0.0034745 | 257.7144 | 253.8348 | 685.6813 | 667.5629 | 1362.5839 | 1341.2707 | 1351.7825 | 1382.165 | 1378.8696 | 1354.7401 | 1319.9779 | 1369.7452 | 1347.4949
NSW1 | Pumped Hydro | 30.1055 | 85.021 | 118.9599 | 1115.5569 | 4650.0122 | 4844.7643 | 5184.1513 | 5875.5705 | 9393.7492 | 10039.8246 | 9688.146 | 10647.2573 | 9478.0031 | 9690.5117 | 10189.7347 | 10021.4326 | 10064.0904 | 9628.136 | 10259.6946 | 10310.4131 | 10301.9428 | 10083.3253 | 10315.9852 | 11070.4532 | 10743.7132 | 10490.5844 | 9915.9291 | 10626.1729 | 10467.5383
NSW1 | VPP | 15.5418 | 29.8627 | 38.5951 | 72.9952 | 110.3068 | 147.8507 | 195.668 | 236.9806 | 279.1676 | 336.0873 | 395.3735 | 478.6133 | 537.1387 | 554.4059 | 620.1466 | 666.3894 | 665.3846 | 680.4381 | 735.2599 | 758.1605 | 821.6985 | 874.4212 | 901.6793 | 983.5535 | 991.9804 | 992.8209 | 989.9625 | 1069.4351 | 902.5802
Total excluding storage |  | 59097.6913 | 56111.5845 | 55249.5406 | 63369.7552 | 60407.7043 | 59314.1012 | 59760.0772 | 63086.423 | 65362.4654 | 67244.4651 | 68239.4891 | 62639.7663 | 64184.8023 | 65265.6423 | 64680.4605 | 65671.4864 | 64364.9356 | 62462.7702 | 67567.6485 | 67053.4341 | 68295.0182 | 67863.0631 | 68266.8564 | 69805.2129 | 71293.7646 | 68170.5947 | 70156.2832 | 77109.2287 | 76766.1499
Region | Technology | 2021-22 | 2022-23 | 2023-24 | 2024-25 | 2025-26 | 2026-27 | 2027-28 | 2028-29 | 2029-30 | 2030-31 | 2031-32 | 2032-33 | 2033-34 | 2034-35 | 2035-36 | 2036-37 | 2037-38 | 2038-39 | 2039-40 | 2040-41 | 2041-42 | 2042-43 | 2043-44 | 2044-45 | 2045-46 | 2046-47 | 2047-48 | 2048-49 | 2049-50
QLD1 | Black Coal | 41774.8689 | 38258.0973 | 40897.0035 | 39022.7845 | 39149.2206 | 37258.6312 | 34395.3566 | 34219.7451 | 32483.7581 | 31062.0487 | 30531.2587 | 31695.5397 | 33443.8936 | 31926.8198 | 31642.6956 | 29205.2717 | 23636.2213 | 23922.2491 | 22197.0205 | 22200.1118 | 21061.8063 | 17970.0255 | 14960.9675 | 12576.7196 | 10393.735 | 8690.4779 | 8233.6324 | 8001.0378 | 7259.3888
QLD1 | Brown Coal | 0 | 0 | 0 | 0 | 0 | 0 | 0 | 0 | 0 | 0 | 0 | 0 | 0 | 0 | 0 | 0 | 0 | 0 | 0 | 0 | 0 | 0 | 0 | 0 | 0 | 0 | 0 | 0 | 0
QLD1 | CCGT | 1104.025 | 1104.025 | 1232.2762 | 1497.5533 | 1353.0369 | 1345.0856 | 1403.3282 | 1814.8325 | 1332.8531 | 1411.9447 | 1721.519 | 3043.1671 | 3517.1648 | 3099.6172 | 2796.8111 | 2444.2387 | 3599.1458 | 3513.7942 | 2743.3688 | 2827.4839 | 2953.2481 | 3319.7979 | 3006.7862 | 2989.1254 | 1401.3013 | 960.5236 | 963.1553 | 960.5236 | 960.5236
QLD1 | Gas - Steam | 37.1158 | 37.1158 | 73.7192 | 72.804 | 72.804 | 72.804 | 73.0035 | 72.804 | 72.804 | 72.804 | 73.0035 | 72.804 | 77.6816 | 72.8046 | 73.0035 | 78.3936 | 163.932 | 176.3604 | 164.6198 | 167.5649 | 172.8563 | 211.335 | 181.4116 | 179.7058 | 219.3523 | 0 | 0 | 0 | 0
QLD1 | OCGT / Diesel | 2.7715e-05 | 2.8726e-05 | 0.29371 | 28.9327 | 13.5537 | 21.4332 | 27.7695 | 93.81 | 14.9684 | 28.5051 | 33.386 | 263.701 | 162.3498 | 86.4871 | 97.5919 | 212.6312 | 825.7726 | 694.6192 | 1232.2394 | 1220.0134 | 1238.6139 | 1754.1567 | 1774.0185 | 1681.2783 | 2245.2771 | 4473.1148 | 4143.2346 | 4251.3259 | 3040.506
QLD1 | Hydro | 693.4758 | 692.8765 | 694.4169 | 690.0791 | 688.626 | 687.9544 | 689.4151 | 685.1816 | 683.704 | 669.3348 | 683.5352 | 678.9147 | 678.0258 | 676.414 | 676.9198 | 673.5219 | 250.9025 | 252.0251 | 249.6344 | 250.0194 | 251.2151 | 0 | 0 | 0 | 0 | 0 | 0 | 0 | 0
QLD1 | Wind | 5390.7936 | 6758.0494 | 6451.4301 | 5695.9261 | 7063.4949 | 7224.4094 | 9974.9302 | 12795.9774 | 15030.7746 | 15429.0508 | 14893.8477 | 16918.3521 | 15804.3416 | 18507.4571 | 18301.8865 | 21994.8207 | 26779.5706 | 26531.1676 | 27060.9845 | 24924.1206 | 24911.9388 | 25589.2321 | 29712.3971 | 29423.1219 | 34299.8867 | 36064.1842 | 35874.8336 | 36077.4576 | 37341.8536
QLD1 | Solar PV | 5555.0976 | 7538.3561 | 7681.7432 | 7343.2049 | 7448.1656 | 7800.5726 | 7893.2134 | 6593.3673 | 7142.01 | 7427.2552 | 7545.9946 | 7659.7083 | 7327.5941 | 7442.0829 | 7813.575 | 7531.2367 | 9375.1603 | 10115.889 | 10534.7773 | 12164.1769 | 13684.8765 | 18423.4701 | 17885.346 | 17992.8577 | 17589.966 | 19350.2511 | 20185.3823 | 19569.2304 | 19681.835
QLD1 | Grid Battery | 2.4854e-05 | 21.7453 | 25.6815 | 31.8899 | 33.8767 | 33.1308 | 32.3443 | 31.629 | 30.2256 | 30.84 | 29.9323 | 30.5364 | 162.1717 | 167.5631 | 166.823 | 166.7277 | 1962.3054 | 1976.7505 | 1983.9008 | 1990.4169 | 2035.2861 | 2013.6967 | 2020.6838 | 2030.2992 | 2012.7664 | 3343.5168 | 3483.9517 | 3472.762 | 3338.135
QLD1 | Pumped Hydro | 32.3458 | 97.6653 | 142.0363 | 543.7132 | 564.5589 | 470.04 | 488.5584 | 661.7974 | 531.4669 | 556.8649 | 525.9119 | 695.1522 | 627.1482 | 592.6889 | 654.07 | 625.4428 | 1365.3334 | 1391.2826 | 1446.1172 | 1493.4628 | 1704.0925 | 4481.735 | 4299.4918 | 4482.4419 | 4210.0609 | 3911.592 | 4003.8637 | 4127.9586 | 4758.6357
QLD1 | VPP | 6.7278 | 11.6451 | 18.2215 | 35.6453 | 57.1809 | 77.6346 | 102.8134 | 132.7401 | 159.1605 | 200.5748 | 246.2565 | 307.6102 | 336.2731 | 379.7211 | 417.6219 | 448.3938 | 361.142 | 396.85 | 429.4406 | 472.6595 | 535.6788 | 570.3387 | 601.544 | 630.3179 | 592.3823 | 502.277 | 568.8458 | 581.463 | 367.128
Total excluding storage |  | 54555.3768 | 54388.5201 | 57030.8828 | 54351.2845 | 55788.9016 | 54410.8905 | 54457.0164 | 56275.7178 | 56760.8721 | 56100.9433 | 55482.5447 | 60332.187 | 61011.0513 | 61811.6827 | 61402.4834 | 62140.1145 | 64630.705 | 65206.1047 | 64182.6448 | 63753.4909 | 64274.555 | 67268.0173 | 67520.9269 | 64842.8088 | 66149.5183 | 69538.5516 | 69400.2381 | 68859.5753 | 68284.107
Region | Technology | 2021-22 | 2022-23 | 2023-24 | 2024-25 | 2025-26 | 2026-27 | 2027-28 | 2028-29 | 2029-30 | 2030-31 | 2031-32 | 2032-33 | 2033-34 | 2034-35 | 2035-36 | 2036-37 | 2037-38 | 2038-39 | 2039-40 | 2040-41 | 2041-42 | 2042-43 | 2043-44 | 2044-45 | 2045-46 | 2046-47 | 2047-48 | 2048-49 | 2049-50
VIC1 | Black Coal | 0 | 0 | 0 | 0 | 0 | 0 | 0 | 0 | 0 | 0 | 0 | 0 | 0 | 0 | 0 | 0 | 0 | 0 | 0 | 0 | 0 | 0 | 0 | 0 | 0 | 0 | 0 | 0 | 0
VIC1 | Brown Coal | 29664.0746 | 28068.4052 | 28502.6147 | 20748.8003 | 21159.9973 | 21122.0161 | 20428.8386 | 20420.2366 | 19979.0336 | 21106.0779 | 20710.2325 | 20416.6918 | 21117.354 | 20256.7534 | 21147.3166 | 19936.3141 | 18501.134 | 18686.5195 | 15858.5501 | 16470.9043 | 18401.4666 | 18490.8369 | 17764.1245 | 16820.4125 | 16833.3233 | 18009.6263 | 11778.3488 | 0 | 0
VIC1 | CCGT | 1.5992e-05 | 1.5808e-05 | 1.6599e-05 | 2.0199e-05 | 2.042e-05 | 2.0214e-05 | 2.147e-05 | 2.3872e-05 | 2.3572e-05 | 2.3557e-05 | 2.4803e-05 | 4.1817e-05 | 4.2116e-05 | 4.2362e-05 | 4.1302e-05 | 4.1609e-05 | 6.273e-05 | 6.4026e-05 | 7.5212e-05 | 7.3593e-05 | 8.0214e-05 | 8.2775e-05 | 8.4754e-05 | 8.3044e-05 | 8.588e-05 | 8.7716e-05 | 9.5782e-05 | 0.00028546 | 0.00027931
VIC1 | Gas - Steam | 7.7254 | 2.9296 | 9.5375 | 22.0325 | 7.7318 | 17.2577 | 11.5748 | 29.9545 | 1.0599 | 6.518 | 1.2487 | 49.8496 | 34.8965 | 52.6642 | 71.7804 | 74.1481 | 147.599 | 202.2717 | 0 | 0 | 0 | 0 | 0 | 0 | 0 | 0 | 0 | 0 | 0
VIC1 | OCGT / Diesel | 7.2627 | 2.7477e-05 | 8.7477 | 6.7604 | 2.6236 | 14.2838 | 10.2792 | 10.6649 | 4.418e-05 | 4.4412e-05 | 4.7287e-05 | 43.6333 | 24.1583 | 24.8615 | 38.7584 | 20.5882 | 82.7548 | 53.2954 | 409.4935 | 264.5624 | 168.7457 | 88.1243 | 483.9266 | 180.1033 | 165.0006 | 140.2374 | 74.4526 | 2366.6408 | 2625.1486
VIC1 | Hydro | 2768.1163 | 2782.5999 | 2522.9107 | 3116.571 | 3187.515 | 3024.2046 | 3066.535 | 3859.6265 | 3206.8896 | 2739.4788 | 2759.1536 | 2491.5234 | 3066.6601 | 3164.708 | 2996.0752 | 3008.738 | 3797.5569 | 3158.0103 | 2714.5043 | 2712.3418 | 2460.9309 | 3022.1206 | 3128.8889 | 2951.743 | 2972.7351 | 3743.8559 | 3112.0249 | 2666.2155 | 2674.146
VIC1 | Wind | 10812.2103 | 13786.9139 | 11860.5141 | 12278.5352 | 12591.7879 | 12999.9336 | 13364.1813 | 12108.2586 | 12221.515 | 11814.4736 | 13262.1552 | 13829.3777 | 14060.8823 | 15873.785 | 16474.6992 | 18038.6326 | 22739.7671 | 23177.4481 | 21230.1258 | 20478.3166 | 18176.1074 | 19731.4665 | 22303.879 | 22795.564 | 21382.6136 | 24778.764 | 27660.5868 | 28847.9164 | 28321.5436
VIC1 | Solar PV | 2656.001 | 2637.0691 | 2737.6052 | 2624.947 | 2493.1716 | 2622.0228 | 2682.056 | 2511.5757 | 2603.9089 | 2656.0214 | 2640.7454 | 2742.2001 | 2623.413 | 2493.1749 | 2634.7848 | 2677.9187 | 2511.5757 | 2600.0616 | 3878.5263 | 5887.0712 | 7014.4309 | 6383.6464 | 6344.3719 | 6266.5732 | 6351.6897 | 6387.1706 | 6425.1251 | 6568.8245 | 6585.5275
VIC1 | Grid Battery | 111.7718 | 162.989 | 170.2061 | 198.8035 | 196.1518 | 195.104 | 188.9959 | 172.3323 | 158.9744 | 158.4858 | 154.0949 | 162.2111 | 125.5565 | 116.039 | 125.556 | 125.6438 | 114.4591 | 110.6799 | 329.0051 | 326.288 | 751.1418 | 691.7303 | 685.4406 | 730.3862 | 713.644 | 703.9421 | 694.9157 | 676.8514 | 646.9757
VIC1 | Pumped Hydro | 0 | 0 | 4.8585e-05 | 6.1375e-05 | 6.0968e-05 | 6.5078e-05 | 6.4073e-05 | 7.0388e-05 | 6.9364e-05 | 7.2066e-05 | 7.6567e-05 | 0.00020345 | 0.00019431 | 0.0001897 | 0.00020374 | 0.00020228 | 123.5234 | 122.9869 | 336.9331 | 339.335 | 1324.172 | 1275.911 | 1242.405 | 1394.8553 | 1378.819 | 1325.4175 | 1316.3533 | 2398.4126 | 2271.6077
VIC1 | VPP | 10.0155 | 17.3009 | 25.8708 | 47.265 | 70.8655 | 99.548 | 133.2685 | 176.0419 | 217.2442 | 268.2662 | 340.1157 | 431.6131 | 481.7312 | 505.1418 | 576.2508 | 621.2211 | 624.9398 | 636.5349 | 662.0558 | 712.1839 | 751.6541 | 780.3363 | 779.6256 | 885.0397 | 884.5503 | 886.8264 | 901.7553 | 916.62 | 771.2176
Total excluding storage |  | 45915.3903 | 47277.9177 | 45641.93 | 38797.6464 | 39442.8273 | 39799.7186 | 39563.4648 | 38940.3167 | 38012.407 | 38322.5698 | 39373.5355 | 39573.2759 | 40927.3643 | 41865.9471 | 43363.4147 | 43756.3397 | 47780.3875 | 47877.6066 | 44091.2 | 45813.1963 | 46221.6816 | 47716.1947 | 50025.191 | 49014.3962 | 47705.3625 | 53059.6543 | 49050.5383 | 40449.5974 | 40206.366
Region | Technology | 2021-22 | 2022-23 | 2023-24 | 2024-25 | 2025-26 | 2026-27 | 2027-28 | 2028-29 | 2029-30 | 2030-31 | 2031-32 | 2032-33 | 2033-34 | 2034-35 | 2035-36 | 2036-37 | 2037-38 | 2038-39 | 2039-40 | 2040-41 | 2041-42 | 2042-43 | 2043-44 | 2044-45 | 2045-46 | 2046-47 | 2047-48 | 2048-49 | 2049-50
SA1 | Black Coal | 0 | 0 | 0 | 0 | 0 | 0 | 0 | 0 | 0 | 0 | 0 | 0 | 0 | 0 | 0 | 0 | 0 | 0 | 0 | 0 | 0 | 0 | 0 | 0 | 0 | 0 | 0 | 0 | 0
SA1 | Brown Coal | 0 | 0 | 0 | 0 | 0 | 0 | 0 | 0 | 0 | 0 | 0 | 0 | 0 | 0 | 0 | 0 | 0 | 0 | 0 | 0 | 0 | 0 | 0 | 0 | 0 | 0 | 0 | 0 | 0
SA1 | CCGT | 1114.8326 | 1114.8326 | 572.9123 | 449.5019 | 449.5019 | 449.5019 | 450.7334 | 449.5019 | 449.5019 | 449.5019 | 450.7334 | 877.3745 | 984.3603 | 1146.1998 | 627.3566 | 775.8857 | 7.205e-05 | 7.2821e-05 | 7.7774e-05 | 7.582e-05 | 0.00010236 | 0.00010583 | 0.00011427 | 0.00010685 | 0.00011059 | 0.00011305 | 0.00011439 | 0.00014582 | 0.00014197
SA1 | Gas - Steam | 653.873 | 673.513 | 648.3427 | 81.5731 | 81.5731 | 81.5731 | 81.7966 | 81.5731 | 81.5731 | 81.5731 | 81.7966 | 210.6485 | 175.4259 | 477.0359 | 0 | 0 | 0 | 0 | 0 | 0 | 0 | 0 | 0 | 0 | 0 | 0 | 0 | 0 | 0
SA1 | OCGT / Diesel | 45.3178 | 24.0394 | 96.5573 | 16.7075 | 10.3386 | 27.3668 | 13.9696 | 36.0293 | 1.9946 | 4.4645 | 5.8644 | 192.958 | 173.1819 | 360.9131 | 180.4243 | 184.321 | 527.2463 | 646.1224 | 745.9342 | 703.4943 | 645.3535 | 875.1645 | 1060.5741 | 465.0342 | 376.6744 | 555.1211 | 768.5227 | 1141.1367 | 1171.4268
SA1 | Hydro | 0 | 0 | 0 | 0 | 0 | 0 | 0 | 0 | 0 | 0 | 0 | 0 | 0 | 0 | 0 | 0 | 0 | 0 | 0 | 0 | 0 | 0 | 0 | 0 | 0 | 0 | 0 | 0 | 0
SA1 | Wind | 6274.1428 | 7076.4362 | 6263.3903 | 6931.1309 | 6777.011 | 7421.8611 | 7349.2294 | 6939.736 | 6511.8653 | 6279.8329 | 6627.2835 | 10149.8686 | 10154.6139 | 9640.2165 | 10762.525 | 10475.4337 | 12186.6788 | 13022.8572 | 11972.1996 | 12345.2982 | 11026.6265 | 10623.6953 | 9586.5828 | 10596.9196 | 10399.6733 | 11312.8219 | 11416.0633 | 12100.544 | 12629.9307
SA1 | Solar PV | 947.1378 | 1101.6128 | 1109.4269 | 1067.4575 | 1041.494 | 1066.2749 | 1099.2724 | 1045.2088 | 1089.2577 | 1098.9348 | 1103.6682 | 1121.1272 | 1067.1418 | 1041.6274 | 1067.8989 | 1097.4413 | 1187.416 | 1224.1875 | 1486.521 | 1993.5628 | 2248.4449 | 2191.6591 | 2410.9547 | 2097.8586 | 2118.9513 | 1912.5846 | 1893.3779 | 1773.144 | 1639.586
SA1 | Grid Battery | 100.432 | 99.6378 | 109.5888 | 115.5652 | 112.652 | 107.8474 | 103.1747 | 98.8537 | 90.3373 | 88.1817 | 85.3482 | 87.8321 | 85.0945 | 63.8448 | 67.0767 | 67.2296 | 530.0727 | 525.2286 | 758.943 | 733.0881 | 1068.3073 | 1060.4096 | 1057.5329 | 1074.7821 | 1085.6821 | 1037.2836 | 1017.8314 | 1007.6924 | 921.2943
SA1 | Pumped Hydro | 0 | 0 | 3.9154e-05 | 3.7989e-05 | 3.763e-05 | 3.9518e-05 | 4.0074e-05 | 4.3694e-05 | 4.3803e-05 | 4.6239e-05 | 4.8218e-05 | 7.5491e-05 | 7.4001e-05 | 7.3094e-05 | 8.5616e-05 | 9.0674e-05 | 0.00012703 | 0.00012752 | 0.00013116 | 0.0001332 | 0.00018584 | 0.00018377 | 0.00018474 | 0.00022116 | 0.00021762 | 0.00021326 | 0.00021391 | 0.00021809 | 0.00021891
SA1 | VPP | 10.3413 | 18.0383 | 24.7974 | 31.9033 | 42.3692 | 56.7665 | 70.7773 | 86.1337 | 93.623 | 110.7108 | 132.781 | 158.3718 | 172.624 | 179.4243 | 199.5977 | 207.9192 | 185.9366 | 191.0911 | 201.2614 | 202.5047 | 216.8916 | 223.6223 | 230.3353 | 246.9065 | 249.8186 | 242.4724 | 244.2136 | 242.2249 | 187.4001
Total excluding storage |  | 9035.3041 | 9990.4339 | 8690.6296 | 8546.3709 | 8359.9186 | 9046.5778 | 8995.0014 | 8552.0491 | 8134.1926 | 7914.3071 | 8269.346 | 12551.9768 | 12554.7238 | 12665.9927 | 12638.2049 | 12533.0818 | 13901.3413 | 14893.1672 | 14204.6548 | 15042.3553 | 13920.425 | 13690.519 | 13058.1117 | 13159.8125 | 12895.2991 | 13780.5277 | 14077.964 | 15014.8249 | 15440.9437
Region | Technology | 2021-22 | 2022-23 | 2023-24 | 2024-25 | 2025-26 | 2026-27 | 2027-28 | 2028-29 | 2029-30 | 2030-31 | 2031-32 | 2032-33 | 2033-34 | 2034-35 | 2035-36 | 2036-37 | 2037-38 | 2038-39 | 2039-40 | 2040-41 | 2041-42 | 2042-43 | 2043-44 | 2044-45 | 2045-46 | 2046-47 | 2047-48 | 2048-49 | 2049-50
TAS1 | Black Coal | 0 | 0 | 0 | 0 | 0 | 0 | 0 | 0 | 0 | 0 | 0 | 0 | 0 | 0 | 0 | 0 | 0 | 0 | 0 | 0 | 0 | 0 | 0 | 0 | 0 | 0 | 0 | 0 | 0
TAS1 | Brown Coal | 0 | 0 | 0 | 0 | 0 | 0 | 0 | 0 | 0 | 0 | 0 | 0 | 0 | 0 | 0 | 0 | 0 | 0 | 0 | 0 | 0 | 0 | 0 | 0 | 0 | 0 | 0 | 0 | 0
TAS1 | CCGT | 1.3811e-05 | 1.3651e-05 | 1.3933e-05 | 1.3938e-05 | 1.3812e-05 | 1.3946e-05 | 1.444e-05 | 1.4875e-05 | 1.5428e-05 | 1.5574e-05 | 1.5415e-05 | 1.5944e-05 | 1.6187e-05 | 1.6653e-05 | 1.7291e-05 | 1.7894e-05 | 1.8699e-05 | 1.9463e-05 | 2.114e-05 | 2.1297e-05 | 2.2379e-05 | 2.3199e-05 | 2.4308e-05 | 2.534e-05 | 2.6371e-05 | 2.7618e-05 | 2.8935e-05 | 3.0625e-05 | 3.1437e-05
TAS1 | Gas - Steam | 0 | 0 | 0 | 0 | 0 | 0 | 0 | 0 | 0 | 0 | 0 | 0 | 0 | 0 | 0 | 0 | 0 | 0 | 0 | 0 | 0 | 0 | 0 | 0 | 0 | 0 | 0 | 0 | 0
TAS1 | OCGT / Diesel | 1.0832e-05 | 1.0457e-05 | 1.097e-05 | 1.112e-05 | 1.0854e-05 | 1.1445e-05 | 1.1881e-05 | 1.2288e-05 | 1.2839e-05 | 1.317e-05 | 1.2576e-05 | 0.22465 | 1.355e-05 | 1.3976e-05 | 1.447e-05 | 1.4934e-05 | 1.5721e-05 | 1.6116e-05 | 1.7074e-05 | 1.4337e-05 | 0.058405 | 1.5511e-05 | 1.6222e-05 | 1.7076e-05 | 1.7444e-05 | 1.8443e-05 | 1.9255e-05 | 0.28599 | 2.0826e-05
TAS1 | Hydro | 7874.9193 | 7975.009 | 8313.949 | 9815.1987 | 10510.2649 | 9376.7549 | 9353.3473 | 9604.0971 | 8742.4132 | 8281.6084 | 7587.4146 | 7595.8054 | 7300.9473 | 6628.1404 | 6110.4667 | 5522.201 | 5822.8197 | 5602.037 | 5579.8536 | 4750.7398 | 5293.3416 | 5009.6445 | 4669.201 | 4541.5382 | 4304.9733 | 4825.2053 | 4470.7805 | 4673.0603 | 4196.4924
TAS1 | Wind | 1326.1485 | 1602.6803 | 2019.0202 | 2591.7325 | 3299.1561 | 3899.3848 | 4553.5075 | 4813.2854 | 5301.4946 | 5616.3997 | 6748.2793 | 6724.444 | 7130.3968 | 7910.6239 | 8294.2906 | 8860.6082 | 8634.9695 | 8775.768 | 8650.7766 | 9302.1398 | 8852.1311 | 8772.4661 | 9114.1079 | 8906.2711 | 9156.8122 | 8665.3668 | 8648.9103 | 8152.7762 | 8304.094
TAS1 | Solar PV | 2.313e-06 | 3.8719e-06 | 5.4493e-06 | 9.8911e-06 | 1.098e-05 | 1.4532e-05 | 1.7419e-05 | 2.0263e-05 | 2.7962e-05 | 3.3502e-05 | 2.7703e-05 | 2.7783e-05 | 2.8164e-05 | 2.4467e-05 | 2.6063e-05 | 2.4878e-05 | 2.7292e-05 | 3.5295e-05 | 6.0288e-05 | 0.00013459 | 0.0001348 | 0.00013472 | 0.00011905 | 0.00012693 | 0.00012104 | 0.00012235 | 0.0001286 | 0.00012595 | 0.00012214
TAS1 | Grid Battery | 2.4581e-05 | 3.4703e-05 | 3.428e-05 | 4.1362e-05 | 6.0255e-05 | 6.0986e-05 | 7.2289e-05 | 8.4862e-05 | 9.6759e-05 | 0.00010183 | 0.00012834 | 0.00014779 | 0.00014893 | 0.00015152 | 0.0001661 | 0.0001702 | 0.00019186 | 0.00020131 | 0.00026588 | 0.00026865 | 0.0002619 | 0.00026201 | 0.00028425 | 0.00030618 | 0.00031628 | 0.00033351 | 0.00035372 | 0.00042093 | 0.00041315
TAS1 | Pumped Hydro | 0 | 0 | 9.3866e-05 | 9.9102e-05 | 0.00011572 | 0.00012095 | 0.00012728 | 0.00013524 | 0.00014152 | 0.00015055 | 0.00017996 | 0.00020606 | 0.00020783 | 0.00021327 | 0.00022565 | 0.00023929 | 0.0002542 | 0.00026565 | 0.00032337 | 0.00032641 | 0.00032917 | 0.00033348 | 0.00035522 | 0.00037556 | 0.00038782 | 0.00040466 | 0.00042577 | 0.00047882 | 0.00048446
TAS1 | VPP | 0.24469 | 0.79965 | 0.53963 | 1.0022 | 1.7431 | 2.911 | 3.7871 | 4.9419 | 6.6596 | 8.0637 | 15.693 | 20.1268 | 22.658 | 28.3332 | 32.8384 | 38.8629 | 39.9255 | 41.8556 | 43.4757 | 50.625 | 52.196 | 56.803 | 56.3609 | 59.3366 | 63.515 | 61.7338 | 61.6591 | 61.8645 | 58.9137
Total excluding storage |  | 9201.0678 | 9577.6893 | 10332.9692 | 12406.9313 | 13809.4211 | 13276.1397 | 13906.8549 | 14417.3825 | 14043.9078 | 13898.0082 | 14335.6939 | 14320.4741 | 14431.3442 | 14538.7643 | 14404.7574 | 14382.8092 | 14457.7892 | 14377.8051 | 14230.6303 | 14052.8797 | 14145.5312 | 13782.1108 | 13783.309 | 13447.8095 | 13461.7857 | 13490.5723 | 13119.691 | 12826.1227 | 12500.5866
Explicitly modelled pumping
Region | Technology | 2021-22 | 2022-23 | 2023-24 | 2024-25 | 2025-26 | 2026-27 | 2027-28 | 2028-29 | 2029-30 | 2030-31 | 2031-32 | 2032-33 | 2033-34 | 2034-35 | 2035-36 | 2036-37 | 2037-38 | 2038-39 | 2039-40 | 2040-41 | 2041-42 | 2042-43 | 2043-44 | 2044-45 | 2045-46 | 2046-47 | 2047-48 | 2048-49 | 2049-50
NEM | Grid Battery pump | 261.2154 | 351.9648 | 376.1447 | 428.0336 | 422.5334 | 414.8917 | 401.5498 | 372.9321 | 345.1117 | 342.6061 | 333.2722 | 345.8741 | 452.4206 | 421.0722 | 435.6227 | 435.9835 | 3389.0359 | 3379.2015 | 4429.1637 | 4391.7925 | 6135.0987 | 6019.1275 | 6017.0249 | 6140.8005 | 6118.1923 | 7578.0336 | 7671.4445 | 7679.9145 | 7351.8069
NEM | Pumped Hydro Pump | 180.592 | 588.4927 | 769.4011 | 3621.4341 | 7213.5896 | 7706.4048 | 8649.4172 | 9634.2606 | 13764.0728 | 14732.8355 | 14581.3212 | 16243.2199 | 15024.8683 | 14609.6928 | 15986.5943 | 15899.2125 | 16536.932 | 16032.2917 | 17033.2244 | 17827.5959 | 18747.6349 | 22445.344 | 22159.1966 | 23946.9795 | 23704.6398 | 22275.2302 | 21572.1629 | 24038.7796 | 23929.127
NEM | VPP pump | 51.4554 | 93.4203 | 129.4302 | 226.8128 | 338.881 | 461.694 | 608.7781 | 763.2757 | 907.2054 | 1108.6628 | 1359.6074 | 1673.0346 | 1860.8306 | 1978.6148 | 2214.2656 | 2379.9536 | 2256.7226 | 2338.221 | 2481.0289 | 2642.8753 | 2849.0797 | 3010.4975 | 3080.2874 | 3366.5368 | 3345.6744 | 3218.0923 | 3327.3267 | 3440.8124 | 2742.7206
Region | Technology | 2021-22 | 2022-23 | 2023-24 | 2024-25 | 2025-26 | 2026-27 | 2027-28 | 2028-29 | 2029-30 | 2030-31 | 2031-32 | 2032-33 | 2033-34 | 2034-35 | 2035-36 | 2036-37 | 2037-38 | 2038-39 | 2039-40 | 2040-41 | 2041-42 | 2042-43 | 2043-44 | 2044-45 | 2045-46 | 2046-47 | 2047-48 | 2048-49 | 2049-50
NSW1 | Grid Battery pump | 4.1886e-05 | 6.2736e-05 | 6.2763e-05 | 8.3402e-05 | 9.9579e-05 | 0.00011168 | 0.00014162 | 0.00016033 | 0.0039493 | 0.0040674 | 0.0039647 | 0.0041703 | 0.0040546 | 0.0039864 | 0.0041642 | 0.0041794 | 304.0174 | 298.6292 | 805.8601 | 787.6007 | 1600.8074 | 1578.1798 | 1590.1179 | 1626.0766 | 1626.0169 | 1589.9945 | 1557.3601 | 1607.0201 | 1585.288
NSW1 | Pumped Hydro Pump | 135.4997 | 444.963 | 567.2187 | 2841.2467 | 6401.2576 | 7031.8433 | 7946.0737 | 8684.3483 | 13000.2649 | 13932.4274 | 13823.9239 | 15245.8404 | 14123.5501 | 13757.5222 | 15046.9611 | 15000.3452 | 14590.319 | 14067.8638 | 14727.3693 | 15441.3734 | 14855.172 | 15143.0835 | 15170.4639 | 16528.2399 | 16629.1052 | 15670.0875 | 14864.2912 | 15816.9484 | 15153.3078
NSW1 | VPP pump | 18.6538 | 35.9269 | 46.2387 | 87.6545 | 132.3514 | 177.456 | 235.2246 | 284.0566 | 335.0674 | 403.3847 | 475.814 | 573.1778 | 644.6941 | 666.5461 | 743.196 | 799.8256 | 800.8473 | 816.8206 | 880.1258 | 912.6506 | 985.3207 | 1048.0544 | 1081.9232 | 1180.4979 | 1193.4491 | 1188.7842 | 1191.7814 | 1279.985 | 1083.3108
Region | Technology | 2021-22 | 2022-23 | 2023-24 | 2024-25 | 2025-26 | 2026-27 | 2027-28 | 2028-29 | 2029-30 | 2030-31 | 2031-32 | 2032-33 | 2033-34 | 2034-35 | 2035-36 | 2036-37 | 2037-38 | 2038-39 | 2039-40 | 2040-41 | 2041-42 | 2042-43 | 2043-44 | 2044-45 | 2045-46 | 2046-47 | 2047-48 | 2048-49 | 2049-50
QLD1 | Grid Battery pump | 2.9253e-05 | 26.8401 | 31.6127 | 39.3702 | 41.8477 | 40.8775 | 39.9512 | 39.0281 | 37.3155 | 38.0741 | 37.0522 | 37.6005 | 192.5114 | 199.0124 | 197.8002 | 197.8639 | 2316.6084 | 2320.3641 | 2335.4489 | 2344.4177 | 2391.7031 | 2371.5276 | 2377.9353 | 2386.6567 | 2366.758 | 3942.3513 | 4089.9644 | 4093.954 | 3918.8657
QLD1 | Pumped Hydro Pump | 45.0923 | 143.5297 | 202.1822 | 780.1872 | 812.3317 | 674.5612 | 703.3432 | 949.912 | 763.8076 | 800.4077 | 757.3969 | 997.3789 | 901.3176 | 852.1701 | 939.6325 | 898.8667 | 1792.2082 | 1809.9244 | 1885.4575 | 1960.0378 | 2239.2627 | 5700.1942 | 5442.9024 | 5673.2632 | 5345.5359 | 4956.7508 | 5054.0486 | 5232.1953 | 5936.3089
QLD1 | VPP pump | 8.075 | 14.0173 | 21.8297 | 42.7828 | 68.6802 | 93.1303 | 123.5299 | 159.1903 | 191.0304 | 240.7374 | 296.2769 | 368.4948 | 403.6076 | 456.4268 | 500.5742 | 538.1792 | 434.8495 | 474.9211 | 515.4307 | 568.2736 | 641.9718 | 685.4873 | 722.2655 | 756.0063 | 710.3096 | 604.2156 | 681.3864 | 700.4044 | 438.1302
Region | Technology | 2021-22 | 2022-23 | 2023-24 | 2024-25 | 2025-26 | 2026-27 | 2027-28 | 2028-29 | 2029-30 | 2030-31 | 2031-32 | 2032-33 | 2033-34 | 2034-35 | 2035-36 | 2036-37 | 2037-38 | 2038-39 | 2039-40 | 2040-41 | 2041-42 | 2042-43 | 2043-44 | 2044-45 | 2045-46 | 2046-47 | 2047-48 | 2048-49 | 2049-50
VIC1 | Grid Battery pump | 137.5301 | 201.81 | 209.542 | 245.8634 | 241.7358 | 240.8692 | 233.9172 | 212.167 | 196.2647 | 195.6615 | 190.8296 | 199.6716 | 155.0312 | 143.2348 | 155.0074 | 155.1158 | 141.3075 | 137.132 | 393.2637 | 391.5288 | 884.8982 | 816.1592 | 804.0419 | 859.7485 | 841.4694 | 825.8082 | 819.9067 | 793.9369 | 761.1479
VIC1 | Pumped Hydro Pump | 0 | 0 | 6.0823e-05 | 7.677e-05 | 7.6163e-05 | 8.126e-05 | 8.0326e-05 | 8.7763e-05 | 8.686e-05 | 9.0017e-05 | 9.5903e-05 | 0.00025448 | 0.00024284 | 0.00023705 | 0.00025434 | 0.00025285 | 154.4043 | 154.503 | 420.397 | 426.1841 | 1653.1996 | 1602.0656 | 1545.8295 | 1745.4757 | 1729.9979 | 1648.3911 | 1653.8223 | 2989.635 | 2839.5095
VIC1 | VPP pump | 12.021 | 20.8141 | 31.0022 | 56.8205 | 84.9642 | 119.4813 | 160.3068 | 210.9391 | 260.7447 | 321.9832 | 409.2946 | 516.9635 | 578.2239 | 606.2581 | 691.6379 | 745.6129 | 750.0763 | 766.1956 | 792.4218 | 857.3138 | 899.6395 | 939.4636 | 932.8613 | 1062.2579 | 1064.9525 | 1061.1205 | 1085.8335 | 1096.649 | 925.6444
Region | Technology | 2021-22 | 2022-23 | 2023-24 | 2024-25 | 2025-26 | 2026-27 | 2027-28 | 2028-29 | 2029-30 | 2030-31 | 2031-32 | 2032-33 | 2033-34 | 2034-35 | 2035-36 | 2036-37 | 2037-38 | 2038-39 | 2039-40 | 2040-41 | 2041-42 | 2042-43 | 2043-44 | 2044-45 | 2045-46 | 2046-47 | 2047-48 | 2048-49 | 2049-50
SA1 | Grid Battery pump | 123.6851 | 123.3146 | 134.9898 | 142.7999 | 138.9497 | 133.1449 | 127.6811 | 121.7367 | 111.5275 | 108.8663 | 105.3864 | 108.5976 | 104.8738 | 78.8208 | 82.8107 | 82.9994 | 627.1024 | 623.076 | 894.5907 | 868.245 | 1257.6897 | 1253.2606 | 1244.9295 | 1268.3183 | 1283.9476 | 1219.8792 | 1204.2129 | 1185.003 | 1086.5048
SA1 | Pumped Hydro Pump | 0 | 0 | 4.8963e-05 | 4.756e-05 | 4.6999e-05 | 4.935e-05 | 5.0238e-05 | 5.4483e-05 | 5.4864e-05 | 5.7746e-05 | 6.0301e-05 | 9.4443e-05 | 9.2485e-05 | 9.127e-05 | 0.00010696 | 0.00011335 | 0.00015879 | 0.00015998 | 0.00016335 | 0.00016714 | 0.00023166 | 0.00023037 | 0.00023038 | 0.00027675 | 0.00027259 | 0.00026558 | 0.00026844 | 0.00027156 | 0.00027402
SA1 | VPP pump | 12.412 | 21.6971 | 29.716 | 38.3421 | 50.8025 | 68.1333 | 85.1366 | 103.1939 | 112.3699 | 132.8793 | 159.3865 | 190.1435 | 207.1123 | 215.3518 | 239.5647 | 249.5525 | 223.1681 | 230.047 | 240.8694 | 243.8189 | 259.5563 | 269.1784 | 275.6786 | 296.6058 | 300.515 | 290.0918 | 294.0937 | 289.7481 | 224.9248
Region | Technology | 2021-22 | 2022-23 | 2023-24 | 2024-25 | 2025-26 | 2026-27 | 2027-28 | 2028-29 | 2029-30 | 2030-31 | 2031-32 | 2032-33 | 2033-34 | 2034-35 | 2035-36 | 2036-37 | 2037-38 | 2038-39 | 2039-40 | 2040-41 | 2041-42 | 2042-43 | 2043-44 | 2044-45 | 2045-46 | 2046-47 | 2047-48 | 2048-49 | 2049-50
TAS1 | Grid Battery pump | 2.8927e-05 | 4.0841e-05 | 4.0329e-05 | 4.8669e-05 | 7.0895e-05 | 7.1744e-05 | 8.5062e-05 | 9.9806e-05 | 0.00011388 | 0.00011975 | 0.00015105 | 0.00017389 | 0.00017521 | 0.00017827 | 0.00019538 | 0.00020029 | 0.00022567 | 0.00023686 | 0.00031283 | 0.00031609 | 0.00030807 | 0.00030832 | 0.0003344 | 0.00036018 | 0.00037227 | 0.00039223 | 0.00041624 | 0.00049514 | 0.00048603
TAS1 | Pumped Hydro Pump | 0 | 0 | 0.00011769 | 0.00012391 | 0.00014467 | 0.00015113 | 0.00015924 | 0.00016878 | 0.00017721 | 0.00018781 | 0.00022539 | 0.00025769 | 0.00025973 | 0.0002667 | 0.0002819 | 0.00029939 | 0.00031759 | 0.00033209 | 0.00040424 | 0.0004085 | 0.0004113 | 0.00041703 | 0.00044383 | 0.00046926 | 0.00048552 | 0.00050516 | 0.00053284 | 0.00059804 | 0.00060544
TAS1 | VPP pump | 0.29368 | 0.96499 | 0.64354 | 1.2128 | 2.0827 | 3.4931 | 4.5803 | 5.8958 | 7.9931 | 9.6783 | 18.8354 | 24.2549 | 27.1926 | 34.032 | 39.2928 | 46.7833 | 47.7814 | 50.2367 | 52.1812 | 60.8183 | 62.5913 | 68.3139 | 67.5588 | 71.1689 | 76.4482 | 73.8801 | 74.2317 | 74.0259 | 70.7104
Non-controllable capacity
Region | Technology | 2021-22 | 2022-23 | 2023-24 | 2024-25 | 2025-26 | 2026-27 | 2027-28 | 2028-29 | 2029-30 | 2030-31 | 2031-32 | 2032-33 | 2033-34 | 2034-35 | 2035-36 | 2036-37 | 2037-38 | 2038-39 | 2039-40 | 2040-41 | 2041-42 | 2042-43 | 2043-44 | 2044-45 | 2045-46 | 2046-47 | 2047-48 | 2048-49 | 2049-50
NEM | Distributed PV | 18081.4386 | 20662.0109 | 22943.6968 | 24337.6752 | 25836.6667 | 29743.599 | 31628.6113 | 30029.2542 | 32659.5124 | 35030.653 | 36638.3008 | 38077.4162 | 38254.9574 | 38392.5795 | 42801.8264 | 44411.5363 | 41595.1863 | 45056.2153 | 48266.3576 | 50374.6385 | 52032.007 | 52366.5874 | 52314.448 | 57698.1426 | 59145.9017 | 54662.1334 | 58824.2462 | 62847.0996 | 65242.2616
NEM | Behind the meter battery | 277.673 | 348.0493 | 414.6572 | 498.4955 | 608.4006 | 741.8638 | 879.5954 | 999.5787 | 1132.8894 | 1302.689 | 1548.0918 | 1710.401 | 1846.6072 | 1938.555 | 2014.402 | 2051.5871 | 2079.5415 | 2108.7376 | 2146.4946 | 2191.783 | 2235.6369 | 2271.7864 | 2307.5227 | 2277.5593 | 2252.9965 | 2219.5941 | 2197.013 | 2158.706 | 2120.3852
NEM | Behind the meter battery pump | 235.9272 | 295.6884 | 352.2647 | 423.3402 | 517.0183 | 630.3563 | 747.2979 | 849.1512 | 962.5084 | 1106.43 | 1314.8337 | 1452.9197 | 1568.9294 | 1646.6059 | 1711.1141 | 1742.8868 | 1766.3005 | 1791.3782 | 1823.4712 | 1862.3815 | 1899.3742 | 1929.5881 | 1960.5474 | 1934.9252 | 1914.4989 | 1885.8258 | 1866.0238 | 1833.1226 | 1800.8456
Region | Technology | 2021-22 | 2022-23 | 2023-24 | 2024-25 | 2025-26 | 2026-27 | 2027-28 | 2028-29 | 2029-30 | 2030-31 | 2031-32 | 2032-33 | 2033-34 | 2034-35 | 2035-36 | 2036-37 | 2037-38 | 2038-39 | 2039-40 | 2040-41 | 2041-42 | 2042-43 | 2043-44 | 2044-45 | 2045-46 | 2046-47 | 2047-48 | 2048-49 | 2049-50
NSW1 | Distributed PV | 5262.502 | 6181.7169 | 6669.0039 | 7202.2526 | 7719.6436 | 9159.6903 | 9481.6781 | 8800.2105 | 9379.0362 | 10306.8813 | 11157.5644 | 11238.4237 | 11474.5023 | 11494.5319 | 13223.1524 | 13573.9532 | 12642.5352 | 13512.5465 | 14814.1649 | 15966.6443 | 16025.1231 | 16436.647 | 16440.3619 | 18694.2735 | 18945.0241 | 17334.9599 | 18327.3777 | 19980.6929 | 21371.707
NSW1 | Behind the meter battery | 105.9474 | 129.7584 | 160.6557 | 198.4993 | 244.1302 | 294.4627 | 342.9722 | 380.5132 | 424.2251 | 476.8077 | 549.6379 | 603.5133 | 644.4395 | 671.0136 | 693.247 | 703.6734 | 712.0602 | 719.8045 | 732.7046 | 746.0059 | 757.7618 | 767.3056 | 777.3245 | 767.0598 | 757.9325 | 746.6542 | 737.5031 | 725.1994 | 712.2817
NSW1 | Behind the meter battery pump | 90.0072 | 110.2191 | 136.4393 | 168.5489 | 207.4514 | 250.266 | 291.4824 | 323.2254 | 360.3632 | 404.9301 | 466.6639 | 512.7177 | 547.4368 | 569.9907 | 588.6488 | 597.6346 | 604.674 | 611.8214 | 622.5776 | 634.0335 | 643.985 | 651.3859 | 660.2848 | 651.75 | 644.1858 | 634.4251 | 626.3734 | 615.6364 | 605.0031
Region | Technology | 2021-22 | 2022-23 | 2023-24 | 2024-25 | 2025-26 | 2026-27 | 2027-28 | 2028-29 | 2029-30 | 2030-31 | 2031-32 | 2032-33 | 2033-34 | 2034-35 | 2035-36 | 2036-37 | 2037-38 | 2038-39 | 2039-40 | 2040-41 | 2041-42 | 2042-43 | 2043-44 | 2044-45 | 2045-46 | 2046-47 | 2047-48 | 2048-49 | 2049-50
QLD1 | Distributed PV | 5599.1331 | 6419.2022 | 6849.2421 | 6976.7306 | 7521.3008 | 8418.7777 | 8849.2799 | 7761.558 | 8742.3147 | 9381.0994 | 10217.29 | 10464.7374 | 10402.3916 | 10912.844 | 12104.4336 | 12579.6083 | 10999.1279 | 12302.5311 | 13081.1652 | 14105.7025 | 14319.6371 | 14202.9929 | 14756.9594 | 16066.2499 | 16501.2635 | 14246.851 | 15883.2185 | 16841.0603 | 18093.3089
QLD1 | Behind the meter battery | 50.0114 | 61.5171 | 75.8663 | 94.0696 | 116.591 | 141.7824 | 165.2106 | 186.9183 | 211.1333 | 249.2238 | 305.8177 | 340.7102 | 375.3906 | 400.7088 | 421.6659 | 433.7423 | 444.194 | 453.6394 | 464.4238 | 478.9375 | 492.5953 | 504.5666 | 516.0603 | 510.9699 | 506.6583 | 501.1505 | 496.6629 | 488.6374 | 481.57
QLD1 | Behind the meter battery pump | 42.5061 | 52.2853 | 64.4828 | 79.8821 | 99.0938 | 120.4026 | 140.3409 | 158.8517 | 179.4304 | 211.6215 | 259.7776 | 289.5673 | 319.062 | 340.4985 | 358.3762 | 368.3635 | 377.2019 | 385.2411 | 394.5718 | 406.6355 | 418.6747 | 428.6586 | 438.6419 | 433.8609 | 430.5248 | 425.5909 | 421.6668 | 414.7915 | 409.1395
Region | Technology | 2021-22 | 2022-23 | 2023-24 | 2024-25 | 2025-26 | 2026-27 | 2027-28 | 2028-29 | 2029-30 | 2030-31 | 2031-32 | 2032-33 | 2033-34 | 2034-35 | 2035-36 | 2036-37 | 2037-38 | 2038-39 | 2039-40 | 2040-41 | 2041-42 | 2042-43 | 2043-44 | 2044-45 | 2045-46 | 2046-47 | 2047-48 | 2048-49 | 2049-50
VIC1 | Distributed PV | 4340.4611 | 4948.3455 | 6032.5825 | 6682.6204 | 7094.1359 | 8336.0077 | 9185.2389 | 9387.8939 | 10175.568 | 10822.1118 | 10650.8615 | 11521.6136 | 11532.8945 | 11240.915 | 12363.9281 | 12838.7273 | 12633.4748 | 13592.8763 | 14534.1199 | 14353.8401 | 15458.2942 | 15526.0291 | 15088.8859 | 16500.6469 | 16953.5734 | 16528.7702 | 17674.8385 | 18841.8109 | 18490.4588
VIC1 | Behind the meter battery | 59.7096 | 75.4292 | 92.1629 | 114.9632 | 144.1316 | 180.9664 | 226.0656 | 275.0229 | 327.3813 | 388.631 | 474.2354 | 532.4976 | 580.3924 | 612.6206 | 640.1593 | 653.9105 | 663.5348 | 674.3312 | 687.9243 | 703.5448 | 719.6677 | 733.3926 | 745.9929 | 737.4345 | 730.917 | 720.7772 | 715.3421 | 703.8518 | 691.6533
VIC1 | Behind the meter battery pump | 50.7487 | 64.0724 | 78.2811 | 97.6715 | 122.4763 | 153.7996 | 191.9736 | 233.6296 | 278.1367 | 330.1224 | 402.9521 | 452.1208 | 493.0893 | 520.246 | 543.7819 | 555.6862 | 563.6858 | 572.6792 | 584.2356 | 598.0026 | 611.0767 | 623.1964 | 633.9045 | 626.627 | 621.1881 | 612.5231 | 607.7602 | 597.8564 | 587.2292
Region | Technology | 2021-22 | 2022-23 | 2023-24 | 2024-25 | 2025-26 | 2026-27 | 2027-28 | 2028-29 | 2029-30 | 2030-31 | 2031-32 | 2032-33 | 2033-34 | 2034-35 | 2035-36 | 2036-37 | 2037-38 | 2038-39 | 2039-40 | 2040-41 | 2041-42 | 2042-43 | 2043-44 | 2044-45 | 2045-46 | 2046-47 | 2047-48 | 2048-49 | 2049-50
SA1 | Distributed PV | 2633.8628 | 2839.4658 | 3080.7142 | 3134.3479 | 3135.6143 | 3403.7903 | 3660.6797 | 3624.2978 | 3889.2756 | 4020.359 | 4100.6523 | 4303.1976 | 4273.7411 | 4176.9992 | 4477.1585 | 4754.2297 | 4640.4876 | 4935.9472 | 5081.0751 | 5170.7322 | 5403.3197 | 5345.3406 | 5186.331 | 5510.474 | 5790.1539 | 5600.6107 | 5957.6529 | 6151.747 | 6244.6572
SA1 | Behind the meter battery | 54.6558 | 72.862 | 75.647 | 78.4055 | 88.2173 | 105.825 | 122.1405 | 130.7539 | 141.3202 | 155.9863 | 181.019 | 193.1065 | 203.0632 | 209.1477 | 212.9135 | 213.3358 | 212.245 | 213.0384 | 213.0374 | 214.2679 | 216.0445 | 216.5182 | 217.7072 | 212.7278 | 208.9524 | 203.4348 | 200.7288 | 195.3883 | 190.2849
SA1 | Behind the meter battery pump | 46.4219 | 61.9061 | 64.2884 | 66.5711 | 74.9682 | 89.8957 | 103.7878 | 111.039 | 120.0835 | 132.5416 | 153.6951 | 164.0583 | 172.5291 | 177.5768 | 180.8713 | 181.333 | 180.3934 | 180.9303 | 180.9507 | 182.0889 | 183.5319 | 183.8799 | 184.8826 | 180.752 | 177.3684 | 172.8785 | 170.4634 | 166.0758 | 161.5696
Region | Technology | 2021-22 | 2022-23 | 2023-24 | 2024-25 | 2025-26 | 2026-27 | 2027-28 | 2028-29 | 2029-30 | 2030-31 | 2031-32 | 2032-33 | 2033-34 | 2034-35 | 2035-36 | 2036-37 | 2037-38 | 2038-39 | 2039-40 | 2040-41 | 2041-42 | 2042-43 | 2043-44 | 2044-45 | 2045-46 | 2046-47 | 2047-48 | 2048-49 | 2049-50
TAS1 | Distributed PV | 245.4797 | 273.2806 | 312.1541 | 341.7237 | 365.9722 | 425.333 | 451.7347 | 455.294 | 473.318 | 500.2016 | 511.9325 | 549.4438 | 571.4279 | 567.2893 | 633.1537 | 665.0178 | 679.5608 | 712.3141 | 755.8326 | 777.7193 | 825.6329 | 855.5778 | 841.9099 | 926.4983 | 955.8868 | 950.9415 | 981.1587 | 1031.7886 | 1042.1296
TAS1 | Behind the meter battery | 7.3488 | 8.4826 | 10.3253 | 12.5578 | 15.3304 | 18.8271 | 23.2065 | 26.3703 | 28.8295 | 32.0401 | 37.3819 | 40.5735 | 43.3214 | 45.0642 | 46.4164 | 46.9251 | 47.5075 | 47.9241 | 48.4046 | 49.0268 | 49.5677 | 50.0033 | 50.4378 | 49.3673 | 48.5363 | 47.5774 | 46.7762 | 45.629 | 44.5952
TAS1 | Behind the meter battery pump | 6.2433 | 7.2055 | 8.773 | 10.6667 | 13.0287 | 15.9925 | 19.7133 | 22.4055 | 24.4947 | 27.2144 | 31.745 | 34.4556 | 36.8121 | 38.294 | 39.4359 | 39.8695 | 40.3453 | 40.7062 | 41.1356 | 41.621 | 42.106 | 42.4675 | 42.8336 | 41.9353 | 41.2319 | 40.4082 | 39.76 | 38.7626 | 37.9043

## BaseCase_Capacity
Installed capacity by technology (MW) - BaseCase, Fast Change Scenario
Capacity calculated on 1 July. In early study years some wind and solar projects enter later in the financial year and are therefore reflected in the following financial year's capacity.
Explicitly modelled generation
Region | Technology | 2021-22 | 2022-23 | 2023-24 | 2024-25 | 2025-26 | 2026-27 | 2027-28 | 2028-29 | 2029-30 | 2030-31 | 2031-32 | 2032-33 | 2033-34 | 2034-35 | 2035-36 | 2036-37 | 2037-38 | 2038-39 | 2039-40 | 2040-41 | 2041-42 | 2042-43 | 2043-44 | 2044-45 | 2045-46 | 2046-47 | 2047-48 | 2048-49 | 2049-50
NEM | Black Coal | 18366 | 17891 | 16416 | 13974.7048 | 12167.6104 | 11668.7502 | 11668.7502 | 10968.7502 | 9196.7115 | 9159.9132 | 9154.072 | 7750.8683 | 7750.8683 | 7750.8683 | 6817.9626 | 6373.8471 | 5246 | 5246 | 5246 | 5246 | 5246 | 3152 | 2787 | 2422 | 2057 | 1692 | 1692 | 1692 | 1692
NEM | Brown Coal | 4790 | 4790 | 4790 | 3524.7473 | 3424.4635 | 3339.9999 | 3339.9999 | 3339.9999 | 3339.9999 | 3339.9999 | 3339.9999 | 3339.9999 | 3339.9999 | 3339.9999 | 3339.9999 | 3339.9999 | 3339.9999 | 3339.9999 | 3339.9999 | 3339.9999 | 3339.9999 | 3339.9999 | 3339.9999 | 3339.9999 | 3339.9999 | 3339.9999 | 2224.9999 | 0 | 0
NEM | CCGT | 3054.9 | 3054.9 | 2874.9 | 2874.9 | 2874.9 | 2874.9 | 2874.9 | 2874.9 | 2874.9 | 2874.9 | 2874.9 | 2874.9 | 2874.9 | 2874.9 | 2874.9 | 2489.9 | 1960.9 | 1960.9 | 1817.5 | 1817.5 | 1817.5 | 1817.5 | 1377.5 | 1192.5 | 548 | 388 | 388 | 388 | 388
NEM | Gas - Steam | 1384 | 1384 | 1384 | 1384 | 1384 | 1384 | 1384 | 1384 | 1384 | 1384 | 1384 | 1384 | 1384 | 1384 | 584 | 584 | 584 | 584 | 84 | 84 | 84 | 84 | 84 | 84 | 84 | 0 | 0 | 0 | 0
NEM | OCGT / Diesel | 6863.14 | 6863.14 | 6863.14 | 6863.14 | 6863.14 | 6863.14 | 6863.14 | 6863.14 | 6863.14 | 6480.64 | 6480.64 | 6211.3 | 5749.3 | 5632.3 | 5502.3 | 5502.3 | 5502.3 | 5502.3 | 5392.0542 | 5272.0542 | 5476.3164 | 5451.5137 | 5451.5137 | 6203.5011 | 6670.6713 | 7745.6208 | 7161.6208 | 8397.5532 | 7878.5532
NEM | Hydro | 7365.3 | 7365.3 | 7365.3 | 7365.3 | 7365.3 | 7365.3 | 7365.3 | 7365.3 | 7365.3 | 7365.3 | 7365.3 | 7365.3 | 7365.3 | 7365.3 | 7365.3 | 7365.3 | 7278.9 | 7278.9 | 7278.9 | 7278.9 | 7278.9 | 7212.9 | 7212.9 | 7212.9 | 7212.9 | 7212.9 | 7212.9 | 7212.9 | 7212.9
NEM | Wind | 9581.7526 | 12026.3667 | 12928.7282 | 13844.5532 | 14707.8342 | 14844.9896 | 16117.3329 | 17383.648 | 21539.7777 | 21569.1053 | 21710.9091 | 25064.1379 | 25260.7529 | 26318.9291 | 27532.6631 | 28662.6187 | 32630.5261 | 32481.695 | 32758.8165 | 32218.752 | 33676.7412 | 35885.8978 | 35752.3697 | 35187.1765 | 35709.8964 | 37796.8649 | 39964.1436 | 41483.766 | 42714.4729
NEM | Solar PV | 5599.971 | 6959.156 | 6959.156 | 6959.156 | 7095.631 | 8059.6604 | 8375.103 | 8850.6152 | 11860.9955 | 11860.9955 | 11860.9955 | 11860.9955 | 11860.9955 | 11860.9956 | 11860.9956 | 11739.9956 | 14136.3212 | 14639.5808 | 15588.2606 | 17457.5046 | 18569.7708 | 23533.5322 | 23466.8614 | 23048.2414 | 22952.9304 | 26138.3467 | 26339.1832 | 26892.103 | 27332.5916
NEM | Grid Battery | 260.33 | 600.33 | 600.33 | 600.33 | 600.33 | 600.33 | 600.33 | 600.33 | 600.3313 | 570.3313 | 570.3313 | 570.3319 | 605.1817 | 580.1817 | 580.1818 | 580.1818 | 2636.5091 | 2636.5091 | 3326.5648 | 3306.5648 | 4490.2269 | 4190.2269 | 4190.2269 | 4190.2269 | 4190.2269 | 5528.5949 | 5528.5949 | 5528.5951 | 5528.5938
NEM | Pumped Hydro | 810 | 810 | 810 | 810 | 2850 | 2850 | 2850 | 2850 | 4849.9987 | 4849.9987 | 4849.9987 | 4849.9987 | 4849.9988 | 4849.9988 | 4849.9988 | 4849.9988 | 5325.2586 | 5325.2586 | 5408.3331 | 5408.3331 | 5812.0188 | 6992.074 | 6992.074 | 7018.0663 | 7018.0663 | 7231.6296 | 7231.6296 | 7728.2837 | 9005.3707
NEM | VPP | 65.02 | 105.224 | 157.141 | 231.201 | 336.613 | 482.415 | 666.08 | 887.395 | 1169.717 | 1451.489 | 1835.496 | 2195.823 | 2552.027 | 2864.533 | 3151.863 | 3412.5539 | 3667.47 | 3928.217 | 4202.2191 | 4515.6949 | 4833.8079 | 5159.912 | 5494.065 | 5756.5981 | 6027.8209 | 6305.778 | 6596.7571 | 6891.1521 | 7188.889
Total excluding storage |  | 57005.0635 | 60333.8626 | 59581.2241 | 56790.5013 | 55882.8791 | 56400.7402 | 57988.526 | 59030.3533 | 64424.8247 | 64034.8539 | 64170.8165 | 65851.5017 | 65586.1167 | 66527.2929 | 65878.1212 | 66057.9614 | 70678.9472 | 71033.3757 | 71505.5312 | 72714.7108 | 75489.2284 | 80477.3436 | 79472.1448 | 78690.319 | 78575.3981 | 84313.7324 | 84982.8476 | 86066.3221 | 87218.5176
Region | Technology | 2021-22 | 2022-23 | 2023-24 | 2024-25 | 2025-26 | 2026-27 | 2027-28 | 2028-29 | 2029-30 | 2030-31 | 2031-32 | 2032-33 | 2033-34 | 2034-35 | 2035-36 | 2036-37 | 2037-38 | 2038-39 | 2039-40 | 2040-41 | 2041-42 | 2042-43 | 2043-44 | 2044-45 | 2045-46 | 2046-47 | 2047-48 | 2048-49 | 2049-50
NSW1 | Black Coal | 10240 | 9765 | 8290 | 7630.0003 | 5822.9059 | 5500.7876 | 5500.7876 | 5500.7876 | 3728.749 | 3691.9506 | 3686.1094 | 2282.9057 | 2282.9057 | 2282.9057 | 1350 | 1350 | 1350 | 1350 | 1350 | 1350 | 1350 | 0 | 0 | 0 | 0 | 0 | 0 | 0 | 0
NSW1 | Brown Coal | 0 | 0 | 0 | 0 | 0 | 0 | 0 | 0 | 0 | 0 | 0 | 0 | 0 | 0 | 0 | 0 | 0 | 0 | 0 | 0 | 0 | 0 | 0 | 0 | 0 | 0 | 0 | 0 | 0
NSW1 | CCGT | 625 | 625 | 625 | 625 | 625 | 625 | 625 | 625 | 625 | 625 | 625 | 625 | 625 | 625 | 625 | 625 | 625 | 625 | 625 | 625 | 625 | 625 | 185 | 0 | 0 | 0 | 0 | 0 | 0
NSW1 | Gas - Steam | 0 | 0 | 0 | 0 | 0 | 0 | 0 | 0 | 0 | 0 | 0 | 0 | 0 | 0 | 0 | 0 | 0 | 0 | 0 | 0 | 0 | 0 | 0 | 0 | 0 | 0 | 0 | 0 | 0
NSW1 | OCGT / Diesel | 1438 | 1438 | 1438 | 1438 | 1438 | 1438 | 1438 | 1438 | 1438 | 1438 | 1438 | 1438 | 1438 | 1438 | 1388 | 1388 | 1388 | 1388 | 1450.7495 | 1450.7495 | 1625.6789 | 1625.6789 | 1625.6789 | 2309.7239 | 2309.724 | 2309.7239 | 2309.7239 | 2594.705 | 2594.705
NSW1 | Hydro | 2585 | 2585 | 2585 | 2585 | 2585 | 2585 | 2585 | 2585 | 2585 | 2585 | 2585 | 2585 | 2585 | 2585 | 2585 | 2585 | 2585 | 2585 | 2585 | 2585 | 2585 | 2585 | 2585 | 2585 | 2585 | 2585 | 2585 | 2585 | 2585
NSW1 | Wind | 2220.73 | 2981.1841 | 3741.8899 | 4516.0588 | 5166.8622 | 5166.8622 | 5704.7379 | 6110.3965 | 9467.427 | 9467.427 | 9467.427 | 9639.1587 | 9639.1587 | 9954.7671 | 11030.6264 | 10985.7134 | 10815.7134 | 10717.0457 | 11365.1316 | 11004.6316 | 11992.9504 | 11992.951 | 11697.971 | 11697.971 | 12204.9687 | 11978.1688 | 13303.2331 | 13303.2334 | 13190.0434
NSW1 | Solar PV | 2130.363 | 2600.363 | 2600.363 | 2600.363 | 2736.838 | 3700.8674 | 4016.31 | 4491.8222 | 7502.2025 | 7502.2025 | 7502.2025 | 7502.2025 | 7502.2025 | 7502.2025 | 7502.2025 | 7502.2025 | 8415.0191 | 8918.2785 | 9160.1942 | 9160.1942 | 9160.1942 | 11776.9216 | 11703.9216 | 11703.9216 | 11703.9216 | 12629.3859 | 12940.6223 | 14176.3388 | 14617.8678
NSW1 | Grid Battery | 0 | 0 | 0 | 0 | 0 | 0 | 0 | 0 | 0.0013047 | 0.0013048 | 0.0013048 | 0.0014106 | 0.0014108 | 0.0014108 | 0.0014112 | 0.0014113 | 198.9547 | 198.9547 | 539.1278 | 539.1278 | 1073.9989 | 1073.9989 | 1073.9989 | 1073.9989 | 1073.9989 | 1073.9989 | 1073.9989 | 1073.9991 | 1073.9978
NSW1 | Pumped Hydro | 240 | 240 | 240 | 240 | 2280 | 2280 | 2280 | 2280 | 4279.9987 | 4279.9987 | 4279.9987 | 4279.9987 | 4279.9987 | 4279.9987 | 4279.9987 | 4279.9987 | 4279.9988 | 4279.9988 | 4279.9989 | 4279.9989 | 4279.9989 | 4279.9989 | 4279.9989 | 4279.9989 | 4279.9989 | 4279.9989 | 4279.9989 | 4279.9989 | 4279.9989
NSW1 | VPP | 25.016 | 39.704 | 61.198 | 92.082 | 134.956 | 191.79 | 261.384 | 342.741 | 447.929 | 547.618 | 676.48 | 801.421 | 918.483 | 1016.733 | 1105.926 | 1189.857 | 1273.44 | 1359.675 | 1451.886 | 1556.0349 | 1661.178 | 1769.148 | 1880.165 | 1968.649 | 2059.991 | 2153.575 | 2251.006 | 2349.97 | 2450.606
Total excluding storage |  | 19239.093 | 19994.5471 | 19280.2529 | 19394.4221 | 18374.6062 | 19016.5173 | 19869.8356 | 20751.0063 | 25346.3785 | 25309.5801 | 25303.7389 | 24072.267 | 24072.267 | 24387.8754 | 24480.8289 | 24435.9159 | 25178.7325 | 25583.3242 | 26536.0753 | 26175.5753 | 27338.8235 | 28605.5515 | 27797.5715 | 28296.6165 | 28803.6143 | 29502.2786 | 31138.5793 | 32659.2771 | 32987.6161
Region | Technology | 2021-22 | 2022-23 | 2023-24 | 2024-25 | 2025-26 | 2026-27 | 2027-28 | 2028-29 | 2029-30 | 2030-31 | 2031-32 | 2032-33 | 2033-34 | 2034-35 | 2035-36 | 2036-37 | 2037-38 | 2038-39 | 2039-40 | 2040-41 | 2041-42 | 2042-43 | 2043-44 | 2044-45 | 2045-46 | 2046-47 | 2047-48 | 2048-49 | 2049-50
QLD1 | Black Coal | 8126 | 8126 | 8126 | 6344.7045 | 6344.7045 | 6167.9626 | 6167.9626 | 5467.9626 | 5467.9626 | 5467.9626 | 5467.9626 | 5467.9626 | 5467.9626 | 5467.9626 | 5467.9626 | 5023.8471 | 3896 | 3896 | 3896 | 3896 | 3896 | 3152 | 2787 | 2422 | 2057 | 1692 | 1692 | 1692 | 1692
QLD1 | Brown Coal | 0 | 0 | 0 | 0 | 0 | 0 | 0 | 0 | 0 | 0 | 0 | 0 | 0 | 0 | 0 | 0 | 0 | 0 | 0 | 0 | 0 | 0 | 0 | 0 | 0 | 0 | 0 | 0 | 0
QLD1 | CCGT | 1512.9 | 1512.9 | 1512.9 | 1512.9 | 1512.9 | 1512.9 | 1512.9 | 1512.9 | 1512.9 | 1512.9 | 1512.9 | 1512.9 | 1512.9 | 1512.9 | 1512.9 | 1127.9 | 1127.9 | 1127.9 | 984.5 | 984.5 | 984.5 | 984.5 | 984.5 | 984.5 | 340 | 180 | 180 | 180 | 180
QLD1 | Gas - Steam | 84 | 84 | 84 | 84 | 84 | 84 | 84 | 84 | 84 | 84 | 84 | 84 | 84 | 84 | 84 | 84 | 84 | 84 | 84 | 84 | 84 | 84 | 84 | 84 | 84 | 0 | 0 | 0 | 0
QLD1 | OCGT / Diesel | 1910 | 1910 | 1910 | 1910 | 1910 | 1910 | 1910 | 1910 | 1910 | 1910 | 1910 | 1910 | 1618 | 1501 | 1501 | 1501 | 1501 | 1501 | 1768.0047 | 1768.0047 | 1768.0047 | 1837.2021 | 1837.2021 | 1705.2021 | 2172.3722 | 3247.3218 | 3247.3218 | 3344.4585 | 2825.4585
QLD1 | Hydro | 152.4 | 152.4 | 152.4 | 152.4 | 152.4 | 152.4 | 152.4 | 152.4 | 152.4 | 152.4 | 152.4 | 152.4 | 152.4 | 152.4 | 152.4 | 152.4 | 66 | 66 | 66 | 66 | 66 | 0 | 0 | 0 | 0 | 0 | 0 | 0 | 0
QLD1 | Wind | 1305.5226 | 1805.5226 | 1805.5226 | 1805.5227 | 1876.6081 | 1876.6081 | 2506.92 | 3230.4211 | 3983.1149 | 3983.1149 | 3983.1149 | 4888.8155 | 5076.6079 | 5076.6079 | 5076.6079 | 5767.9617 | 7011.2092 | 7011.2092 | 7011.2092 | 7011.2092 | 7480.8775 | 8953.2866 | 8772.7686 | 8667.975 | 9491.7706 | 9997.1213 | 9997.1213 | 9997.1213 | 11829.9331
QLD1 | Solar PV | 2017.635 | 2827.62 | 2827.62 | 2827.62 | 2827.62 | 2827.62 | 2827.62 | 2827.62 | 2827.62 | 2827.62 | 2827.62 | 2827.62 | 2827.62 | 2827.62 | 2827.62 | 2706.62 | 4121.2422 | 4121.2422 | 4121.2422 | 4662.0273 | 5325.2411 | 7574.8485 | 7407.8485 | 7206.7485 | 7142.5405 | 8981.4102 | 8871.0102 | 8340.1102 | 8438.8211
QLD1 | Grid Battery | 0 | 20 | 20 | 20 | 20 | 20 | 20 | 20 | 20 | 20 | 20 | 20.0002 | 110.1799 | 110.1799 | 110.1799 | 110.1799 | 1596.69 | 1596.69 | 1596.69 | 1576.69 | 1576.69 | 1576.69 | 1576.69 | 1576.69 | 1576.69 | 2915.058 | 2915.058 | 2915.0579 | 2915.0579
QLD1 | Pumped Hydro | 570 | 570 | 570 | 570 | 570 | 570 | 570 | 570 | 570 | 570 | 570 | 570 | 570.0001 | 570.0001 | 570.0001 | 570.0001 | 993.974 | 993.974 | 993.974 | 993.974 | 999.2945 | 2179.3497 | 2179.3497 | 2179.3497 | 2179.3497 | 2392.913 | 2392.913 | 2392.913 | 3670
QLD1 | VPP | 11.842 | 19.005 | 29.354 | 44.463 | 65.595 | 93.907 | 128.112 | 170.331 | 224.366 | 284.64 | 369.218 | 447.067 | 529.742 | 601.988 | 668.155 | 728.965 | 789.088 | 851.264 | 916.154 | 989.029 | 1064.05 | 1141.22 | 1220.459 | 1281.193 | 1344.01 | 1408.583 | 1475.9081 | 1544.303 | 1614.3
Total excluding storage |  | 15108.4576 | 16418.4426 | 16418.4426 | 14637.1472 | 14708.2326 | 14531.4907 | 15161.8026 | 15185.3037 | 15937.9975 | 15937.9975 | 15937.9975 | 16843.6981 | 16739.4905 | 16622.4905 | 16622.4905 | 16363.7288 | 17807.3514 | 17807.3514 | 17930.9561 | 18471.7412 | 19604.6233 | 22585.8372 | 21873.3192 | 21070.4255 | 21287.6833 | 24097.8533 | 23987.4533 | 23553.69 | 24966.2127
Region | Technology | 2021-22 | 2022-23 | 2023-24 | 2024-25 | 2025-26 | 2026-27 | 2027-28 | 2028-29 | 2029-30 | 2030-31 | 2031-32 | 2032-33 | 2033-34 | 2034-35 | 2035-36 | 2036-37 | 2037-38 | 2038-39 | 2039-40 | 2040-41 | 2041-42 | 2042-43 | 2043-44 | 2044-45 | 2045-46 | 2046-47 | 2047-48 | 2048-49 | 2049-50
VIC1 | Black Coal | 0 | 0 | 0 | 0 | 0 | 0 | 0 | 0 | 0 | 0 | 0 | 0 | 0 | 0 | 0 | 0 | 0 | 0 | 0 | 0 | 0 | 0 | 0 | 0 | 0 | 0 | 0 | 0 | 0
VIC1 | Brown Coal | 4790 | 4790 | 4790 | 3524.7473 | 3424.4635 | 3339.9999 | 3339.9999 | 3339.9999 | 3339.9999 | 3339.9999 | 3339.9999 | 3339.9999 | 3339.9999 | 3339.9999 | 3339.9999 | 3339.9999 | 3339.9999 | 3339.9999 | 3339.9999 | 3339.9999 | 3339.9999 | 3339.9999 | 3339.9999 | 3339.9999 | 3339.9999 | 3339.9999 | 2224.9999 | 0 | 0
VIC1 | CCGT | 0 | 0 | 0 | 0 | 0 | 0 | 0 | 0 | 0 | 0 | 0 | 0 | 0 | 0 | 0 | 0 | 0 | 0 | 0 | 0 | 0 | 0 | 0 | 0 | 0 | 0 | 0 | 0 | 0
VIC1 | Gas - Steam | 500 | 500 | 500 | 500 | 500 | 500 | 500 | 500 | 500 | 500 | 500 | 500 | 500 | 500 | 500 | 500 | 500 | 500 | 0 | 0 | 0 | 0 | 0 | 0 | 0 | 0 | 0 | 0 | 0
VIC1 | OCGT / Diesel | 1900 | 1900 | 1900 | 1900 | 1900 | 1900 | 1900 | 1900 | 1900 | 1900 | 1900 | 1900 | 1730 | 1730 | 1730 | 1730 | 1730 | 1730 | 1290 | 1290 | 1290 | 1196 | 1196 | 1196.0014 | 1196.0014 | 1196.0014 | 612.0014 | 1465.816 | 1465.816
VIC1 | Hydro | 2219 | 2219 | 2219 | 2219 | 2219 | 2219 | 2219 | 2219 | 2219 | 2219 | 2219 | 2219 | 2219 | 2219 | 2219 | 2219 | 2219 | 2219 | 2219 | 2219 | 2219 | 2219 | 2219 | 2219 | 2219 | 2219 | 2219 | 2219 | 2219
VIC1 | Wind | 3434.44 | 4322.2 | 4322.2 | 4322.2 | 4322.2 | 4322.2 | 4322.2 | 4322.2 | 4322.2 | 4322.2 | 4322.2 | 5022.2 | 4969.7 | 5569.7 | 5569.7 | 6012.6535 | 8064.7471 | 7681.5385 | 7489.5385 | 7201.2386 | 7201.2406 | 7937.9875 | 8493.8172 | 8181.8172 | 7516.9433 | 8938.2762 | 9780.4901 | 10713.0149 | 10224.1
VIC1 | Solar PV | 1098.973 | 1098.973 | 1098.973 | 1098.973 | 1098.973 | 1098.973 | 1098.973 | 1098.973 | 1098.973 | 1098.973 | 1098.973 | 1098.973 | 1098.973 | 1098.973 | 1098.973 | 1098.973 | 1098.9733 | 1098.9735 | 1674.6239 | 2724.0476 | 3057.891 | 3057.891 | 3057.891 | 2950.371 | 2919.268 | 3340.3503 | 3340.3504 | 3188.4537 | 3196.7022
VIC1 | Grid Battery | 55.33 | 375.33 | 375.33 | 375.33 | 375.33 | 375.33 | 375.33 | 375.33 | 375.33 | 375.33 | 375.33 | 375.3301 | 320.0001 | 320.0001 | 320.0001 | 320.0001 | 320.0005 | 320.0005 | 488.8264 | 488.8264 | 869.607 | 569.607 | 569.607 | 569.607 | 569.607 | 569.607 | 569.607 | 569.607 | 569.607
VIC1 | Pumped Hydro | 0 | 0 | 0 | 0 | 0 | 0 | 0 | 0 | 0 | 0 | 0 | 0 | 0 | 0 | 0 | 0 | 51.2858 | 51.2858 | 134.3603 | 134.3603 | 532.7255 | 532.7255 | 532.7255 | 558.7177 | 558.7177 | 558.7177 | 558.7177 | 1055.3718 | 1055.3718
VIC1 | VPP | 13.892 | 22.65 | 34.592 | 52.632 | 78.731 | 115.963 | 167.268 | 235.191 | 322.486 | 409.786 | 530.108 | 643.839 | 758.354 | 865.122 | 966.228 | 1055.392 | 1140.014 | 1225.155 | 1313.72 | 1416.74 | 1521.0869 | 1627.899 | 1737.254 | 1823.498 | 1912.764 | 2004.2939 | 2101.071 | 2199.016 | 2296.78
Total excluding storage |  | 13942.413 | 14830.173 | 14830.173 | 13564.9203 | 13464.6365 | 13380.1729 | 13380.1729 | 13380.1729 | 13380.1729 | 13380.1729 | 13380.1729 | 14080.1729 | 13857.6729 | 14457.6729 | 14457.6729 | 14900.6264 | 16952.7203 | 16569.5119 | 16013.1623 | 16774.2861 | 17108.1316 | 17750.8784 | 18306.7081 | 17887.1895 | 17191.2127 | 19033.6279 | 18176.8419 | 17586.2845 | 17105.6181
Region | Technology | 2021-22 | 2022-23 | 2023-24 | 2024-25 | 2025-26 | 2026-27 | 2027-28 | 2028-29 | 2029-30 | 2030-31 | 2031-32 | 2032-33 | 2033-34 | 2034-35 | 2035-36 | 2036-37 | 2037-38 | 2038-39 | 2039-40 | 2040-41 | 2041-42 | 2042-43 | 2043-44 | 2044-45 | 2045-46 | 2046-47 | 2047-48 | 2048-49 | 2049-50
SA1 | Black Coal | 0 | 0 | 0 | 0 | 0 | 0 | 0 | 0 | 0 | 0 | 0 | 0 | 0 | 0 | 0 | 0 | 0 | 0 | 0 | 0 | 0 | 0 | 0 | 0 | 0 | 0 | 0 | 0 | 0
SA1 | Brown Coal | 0 | 0 | 0 | 0 | 0 | 0 | 0 | 0 | 0 | 0 | 0 | 0 | 0 | 0 | 0 | 0 | 0 | 0 | 0 | 0 | 0 | 0 | 0 | 0 | 0 | 0 | 0 | 0 | 0
SA1 | CCGT | 709 | 709 | 529 | 529 | 529 | 529 | 529 | 529 | 529 | 529 | 529 | 529 | 529 | 529 | 529 | 529 | 0 | 0 | 0 | 0 | 0 | 0 | 0 | 0 | 0 | 0 | 0 | 0 | 0
SA1 | Gas - Steam | 800 | 800 | 800 | 800 | 800 | 800 | 800 | 800 | 800 | 800 | 800 | 800 | 800 | 800 | 0 | 0 | 0 | 0 | 0 | 0 | 0 | 0 | 0 | 0 | 0 | 0 | 0 | 0 | 0
SA1 | OCGT / Diesel | 1437.14 | 1437.14 | 1437.14 | 1437.14 | 1437.14 | 1437.14 | 1437.14 | 1437.14 | 1437.14 | 1054.64 | 1054.64 | 785.3 | 785.3 | 785.3 | 705.3 | 705.3 | 705.3 | 705.3 | 705.3 | 705.3 | 734.6327 | 734.6327 | 734.6327 | 934.5737 | 934.5737 | 934.5737 | 934.5737 | 934.5737 | 934.5737
SA1 | Hydro | 0 | 0 | 0 | 0 | 0 | 0 | 0 | 0 | 0 | 0 | 0 | 0 | 0 | 0 | 0 | 0 | 0 | 0 | 0 | 0 | 0 | 0 | 0 | 0 | 0 | 0 | 0 | 0 | 0
SA1 | Wind | 2053.31 | 2349.71 | 2349.71 | 2349.71 | 2349.71 | 2349.71 | 2316.71 | 2316.71 | 2225.96 | 2113.96 | 2113.96 | 3547.1887 | 3465.9434 | 3465.9434 | 3461.2504 | 3359.2439 | 4059.2424 | 4249.5592 | 3922.8592 | 3883.8592 | 3883.8593 | 3883.8593 | 3669.9995 | 3670 | 3526.8004 | 3913.8852 | 3913.8857 | 4500.9831 | 4500.9831
SA1 | Solar PV | 353 | 432.2 | 432.2 | 432.2 | 432.2 | 432.2 | 432.2 | 432.2 | 432.2 | 432.2 | 432.2 | 432.2 | 432.2 | 432.2001 | 432.2001 | 432.2001 | 501.0866 | 501.0866 | 632.2003 | 911.2355 | 1026.4444 | 1123.871 | 1297.2002 | 1187.2002 | 1187.2002 | 1187.2002 | 1187.2002 | 1187.2002 | 1079.2004
SA1 | Grid Battery | 205 | 205 | 205 | 205 | 205 | 205 | 205 | 205 | 205 | 175 | 175 | 175.0002 | 175.0002 | 150.0002 | 150.0003 | 150.0003 | 520.8639 | 520.8639 | 701.9207 | 701.9207 | 969.931 | 969.931 | 969.931 | 969.931 | 969.931 | 969.931 | 969.931 | 969.931 | 969.931
SA1 | Pumped Hydro | 0 | 0 | 0 | 0 | 0 | 0 | 0 | 0 | 0 | 0 | 0 | 0 | 0 | 0 | 0 | 0 | 0 | 0 | 0 | 0 | 0 | 0 | 0 | 0 | 0 | 0 | 0 | 0 | 0
SA1 | VPP | 12.522 | 21.239 | 28.025 | 36.145 | 48.789 | 68.467 | 91.85 | 115.945 | 145.233 | 173.41 | 214.67 | 250.17 | 284.161 | 312.41 | 337.171 | 358.637 | 379.964 | 401.782 | 424.491 | 451.548 | 478.704 | 506.287 | 534.135 | 556.103 | 578.673 | 601.612 | 625.538 | 649.096 | 672.855
Total excluding storage |  | 5352.45 | 5728.05 | 5548.05 | 5548.05 | 5548.05 | 5548.05 | 5515.05 | 5515.05 | 5424.3 | 4929.8 | 4929.8 | 6093.6887 | 6012.4434 | 6012.4435 | 5127.7505 | 5025.744 | 5265.6291 | 5455.9458 | 5260.3595 | 5500.3947 | 5644.9365 | 5742.363 | 5701.8324 | 5791.7739 | 5648.5743 | 6035.6591 | 6035.6596 | 6622.757 | 6514.7571
Region | Technology | 2021-22 | 2022-23 | 2023-24 | 2024-25 | 2025-26 | 2026-27 | 2027-28 | 2028-29 | 2029-30 | 2030-31 | 2031-32 | 2032-33 | 2033-34 | 2034-35 | 2035-36 | 2036-37 | 2037-38 | 2038-39 | 2039-40 | 2040-41 | 2041-42 | 2042-43 | 2043-44 | 2044-45 | 2045-46 | 2046-47 | 2047-48 | 2048-49 | 2049-50
TAS1 | Black Coal | 0 | 0 | 0 | 0 | 0 | 0 | 0 | 0 | 0 | 0 | 0 | 0 | 0 | 0 | 0 | 0 | 0 | 0 | 0 | 0 | 0 | 0 | 0 | 0 | 0 | 0 | 0 | 0 | 0
TAS1 | Brown Coal | 0 | 0 | 0 | 0 | 0 | 0 | 0 | 0 | 0 | 0 | 0 | 0 | 0 | 0 | 0 | 0 | 0 | 0 | 0 | 0 | 0 | 0 | 0 | 0 | 0 | 0 | 0 | 0 | 0
TAS1 | CCGT | 208 | 208 | 208 | 208 | 208 | 208 | 208 | 208 | 208 | 208 | 208 | 208 | 208 | 208 | 208 | 208 | 208 | 208 | 208 | 208 | 208 | 208 | 208 | 208 | 208 | 208 | 208 | 208 | 208
TAS1 | Gas - Steam | 0 | 0 | 0 | 0 | 0 | 0 | 0 | 0 | 0 | 0 | 0 | 0 | 0 | 0 | 0 | 0 | 0 | 0 | 0 | 0 | 0 | 0 | 0 | 0 | 0 | 0 | 0 | 0 | 0
TAS1 | OCGT / Diesel | 178 | 178 | 178 | 178 | 178 | 178 | 178 | 178 | 178 | 178 | 178 | 178 | 178 | 178 | 178 | 178 | 178 | 178 | 178 | 58 | 58 | 58 | 58 | 58 | 58 | 58 | 58 | 58 | 58
TAS1 | Hydro | 2408.9 | 2408.9 | 2408.9 | 2408.9 | 2408.9 | 2408.9 | 2408.9 | 2408.9 | 2408.9 | 2408.9 | 2408.9 | 2408.9 | 2408.9 | 2408.9 | 2408.9 | 2408.9 | 2408.9 | 2408.9 | 2408.9 | 2408.9 | 2408.9 | 2408.9 | 2408.9 | 2408.9 | 2408.9 | 2408.9 | 2408.9 | 2408.9 | 2408.9
TAS1 | Wind | 567.75 | 567.75 | 709.4057 | 851.0617 | 992.4539 | 1129.6093 | 1266.765 | 1403.9204 | 1541.0758 | 1682.4035 | 1824.2072 | 1966.775 | 2109.3429 | 2251.9106 | 2394.4784 | 2537.0463 | 2679.614 | 2822.3425 | 2970.078 | 3117.8134 | 3117.8134 | 3117.8134 | 3117.8134 | 2969.4134 | 2969.4134 | 2969.4134 | 2969.4134 | 2969.4134 | 2969.4134
TAS1 | Solar PV | 0 | 0 | 0 | 0 | 0 | 0 | 0 | 0 | 0 | 0 | 0 | 0 | 0 | 0 | 0 | 0 | 0 | 0 | 0 | 0.00010585 | 0.00010585 | 0.00010585 | 0.00010585 | 0.00010585 | 0.00010585 | 0.00010585 | 0.00010585 | 0.00010585 | 0.00010585
TAS1 | Grid Battery | 0 | 0 | 0 | 0 | 0 | 0 | 0 | 0 | 0 | 0 | 0 | 0 | 0 | 0 | 0 | 0 | 0 | 0 | 0 | 0 | 0 | 0 | 0 | 0 | 0 | 0 | 0 | 0.00011327 | 0.00011005
TAS1 | Pumped Hydro | 0 | 0 | 0 | 0 | 0 | 0 | 0 | 0 | 0 | 0 | 0 | 0 | 0 | 0 | 0 | 0 | 0 | 0 | 0 | 0 | 0 | 0 | 0 | 0 | 0 | 0 | 0 | 0 | 0
TAS1 | VPP | 1.748 | 2.626 | 3.972 | 5.879 | 8.542 | 12.288 | 17.466 | 23.187 | 29.703 | 36.035 | 45.02 | 53.326 | 61.287 | 68.28 | 74.383 | 79.703 | 84.964 | 90.341 | 95.968 | 102.343 | 108.789 | 115.358 | 122.052 | 127.155 | 132.383 | 137.714 | 143.234 | 148.767 | 154.348
Total excluding storage |  | 3362.65 | 3362.65 | 3504.3057 | 3645.9617 | 3787.3539 | 3924.5093 | 4061.665 | 4198.8204 | 4335.9758 | 4477.3035 | 4619.1072 | 4761.6749 | 4904.2429 | 5046.8106 | 5189.3784 | 5331.9463 | 5474.514 | 5617.2425 | 5764.978 | 5792.7135 | 5792.7135 | 5792.7135 | 5792.7135 | 5644.3135 | 5644.3135 | 5644.3135 | 5644.3135 | 5644.3135 | 5644.3135
Explicitly modelled pumping
Region | Technology | 2021-22 | 2022-23 | 2023-24 | 2024-25 | 2025-26 | 2026-27 | 2027-28 | 2028-29 | 2029-30 | 2030-31 | 2031-32 | 2032-33 | 2033-34 | 2034-35 | 2035-36 | 2036-37 | 2037-38 | 2038-39 | 2039-40 | 2040-41 | 2041-42 | 2042-43 | 2043-44 | 2044-45 | 2045-46 | 2046-47 | 2047-48 | 2048-49 | 2049-50
NEM | Grid Battery pump | 260.33 | 600.33 | 600.33 | 600.33 | 600.33 | 600.33 | 600.33 | 600.33 | 600.3313 | 570.3313 | 570.3313 | 570.3319 | 605.1817 | 580.1817 | 580.1818 | 580.1818 | 2636.5091 | 2636.5091 | 3326.5648 | 3306.5648 | 4490.2269 | 4190.2269 | 4190.2269 | 4190.2269 | 4190.2269 | 5528.5949 | 5528.5949 | 5528.5951 | 5528.5938
NEM | Pumped Hydro Pump | 1330 | 1330 | 1330 | 1330 | 3370 | 3370 | 3370 | 3370 | 5369.9987 | 5369.9987 | 5369.9987 | 5369.9987 | 5369.9988 | 5369.9988 | 5369.9988 | 5369.9988 | 5845.2586 | 5845.2586 | 5928.3331 | 5928.3331 | 6332.0188 | 7512.074 | 7512.074 | 7538.0663 | 7538.0663 | 7751.6296 | 7751.6296 | 8248.2837 | 9525.3707
NEM | VPP pump | 65.02 | 105.224 | 157.141 | 231.201 | 336.613 | 482.415 | 666.08 | 887.395 | 1169.717 | 1451.489 | 1835.496 | 2195.823 | 2552.027 | 2864.533 | 3151.863 | 3412.5539 | 3667.47 | 3928.217 | 4202.2191 | 4515.6949 | 4833.8079 | 5159.912 | 5494.065 | 5756.5981 | 6027.8209 | 6305.778 | 6596.7571 | 6891.1521 | 7188.889
Region | Technology | 2021-22 | 2022-23 | 2023-24 | 2024-25 | 2025-26 | 2026-27 | 2027-28 | 2028-29 | 2029-30 | 2030-31 | 2031-32 | 2032-33 | 2033-34 | 2034-35 | 2035-36 | 2036-37 | 2037-38 | 2038-39 | 2039-40 | 2040-41 | 2041-42 | 2042-43 | 2043-44 | 2044-45 | 2045-46 | 2046-47 | 2047-48 | 2048-49 | 2049-50
NSW1 | Grid Battery pump | 0 | 0 | 0 | 0 | 0 | 0 | 0 | 0 | 0.0013047 | 0.0013048 | 0.0013048 | 0.0014106 | 0.0014108 | 0.0014108 | 0.0014112 | 0.0014113 | 198.9547 | 198.9547 | 539.1278 | 539.1278 | 1073.9989 | 1073.9989 | 1073.9989 | 1073.9989 | 1073.9989 | 1073.9989 | 1073.9989 | 1073.9991 | 1073.9978
NSW1 | Pumped Hydro Pump | 840 | 840 | 840 | 840 | 2880 | 2880 | 2880 | 2880 | 4879.9987 | 4879.9987 | 4879.9987 | 4879.9987 | 4879.9987 | 4879.9987 | 4879.9987 | 4879.9987 | 4879.9988 | 4879.9988 | 4879.9989 | 4879.9989 | 4879.9989 | 4879.9989 | 4879.9989 | 4879.9989 | 4879.9989 | 4879.9989 | 4879.9989 | 4879.9989 | 4879.9989
NSW1 | VPP pump | 25.016 | 39.704 | 61.198 | 92.082 | 134.956 | 191.79 | 261.384 | 342.741 | 447.929 | 547.618 | 676.48 | 801.421 | 918.483 | 1016.733 | 1105.926 | 1189.857 | 1273.44 | 1359.675 | 1451.886 | 1556.0349 | 1661.178 | 1769.148 | 1880.165 | 1968.649 | 2059.991 | 2153.575 | 2251.006 | 2349.97 | 2450.606
Region | Technology | 2021-22 | 2022-23 | 2023-24 | 2024-25 | 2025-26 | 2026-27 | 2027-28 | 2028-29 | 2029-30 | 2030-31 | 2031-32 | 2032-33 | 2033-34 | 2034-35 | 2035-36 | 2036-37 | 2037-38 | 2038-39 | 2039-40 | 2040-41 | 2041-42 | 2042-43 | 2043-44 | 2044-45 | 2045-46 | 2046-47 | 2047-48 | 2048-49 | 2049-50
QLD1 | Grid Battery pump | 0 | 20 | 20 | 20 | 20 | 20 | 20 | 20 | 20 | 20 | 20 | 20.0002 | 110.1799 | 110.1799 | 110.1799 | 110.1799 | 1596.69 | 1596.69 | 1596.69 | 1576.69 | 1576.69 | 1576.69 | 1576.69 | 1576.69 | 1576.69 | 2915.058 | 2915.058 | 2915.0579 | 2915.0579
QLD1 | Pumped Hydro Pump | 490 | 490 | 490 | 490 | 490 | 490 | 490 | 490 | 490 | 490 | 490 | 490 | 490.0001 | 490.0001 | 490.0001 | 490.0001 | 913.974 | 913.974 | 913.974 | 913.974 | 919.2945 | 2099.3497 | 2099.3497 | 2099.3497 | 2099.3497 | 2312.913 | 2312.913 | 2312.913 | 3590
QLD1 | VPP pump | 11.842 | 19.005 | 29.354 | 44.463 | 65.595 | 93.907 | 128.112 | 170.331 | 224.366 | 284.64 | 369.218 | 447.067 | 529.742 | 601.988 | 668.155 | 728.965 | 789.088 | 851.264 | 916.154 | 989.029 | 1064.05 | 1141.22 | 1220.459 | 1281.193 | 1344.01 | 1408.583 | 1475.9081 | 1544.303 | 1614.3
Region | Technology | 2021-22 | 2022-23 | 2023-24 | 2024-25 | 2025-26 | 2026-27 | 2027-28 | 2028-29 | 2029-30 | 2030-31 | 2031-32 | 2032-33 | 2033-34 | 2034-35 | 2035-36 | 2036-37 | 2037-38 | 2038-39 | 2039-40 | 2040-41 | 2041-42 | 2042-43 | 2043-44 | 2044-45 | 2045-46 | 2046-47 | 2047-48 | 2048-49 | 2049-50
VIC1 | Grid Battery pump | 55.33 | 375.33 | 375.33 | 375.33 | 375.33 | 375.33 | 375.33 | 375.33 | 375.33 | 375.33 | 375.33 | 375.3301 | 320.0001 | 320.0001 | 320.0001 | 320.0001 | 320.0005 | 320.0005 | 488.8264 | 488.8264 | 869.607 | 569.607 | 569.607 | 569.607 | 569.607 | 569.607 | 569.607 | 569.607 | 569.607
VIC1 | Pumped Hydro Pump | 0 | 0 | 0 | 0 | 0 | 0 | 0 | 0 | 0 | 0 | 0 | 0 | 0 | 0 | 0 | 0 | 51.2858 | 51.2858 | 134.3603 | 134.3603 | 532.7255 | 532.7255 | 532.7255 | 558.7177 | 558.7177 | 558.7177 | 558.7177 | 1055.3718 | 1055.3718
VIC1 | VPP pump | 13.892 | 22.65 | 34.592 | 52.632 | 78.731 | 115.963 | 167.268 | 235.191 | 322.486 | 409.786 | 530.108 | 643.839 | 758.354 | 865.122 | 966.228 | 1055.392 | 1140.014 | 1225.155 | 1313.72 | 1416.74 | 1521.0869 | 1627.899 | 1737.254 | 1823.498 | 1912.764 | 2004.2939 | 2101.071 | 2199.016 | 2296.78
Region | Technology | 2021-22 | 2022-23 | 2023-24 | 2024-25 | 2025-26 | 2026-27 | 2027-28 | 2028-29 | 2029-30 | 2030-31 | 2031-32 | 2032-33 | 2033-34 | 2034-35 | 2035-36 | 2036-37 | 2037-38 | 2038-39 | 2039-40 | 2040-41 | 2041-42 | 2042-43 | 2043-44 | 2044-45 | 2045-46 | 2046-47 | 2047-48 | 2048-49 | 2049-50
SA1 | Grid Battery pump | 205 | 205 | 205 | 205 | 205 | 205 | 205 | 205 | 205 | 175 | 175 | 175.0002 | 175.0002 | 150.0002 | 150.0003 | 150.0003 | 520.8639 | 520.8639 | 701.9207 | 701.9207 | 969.931 | 969.931 | 969.931 | 969.931 | 969.931 | 969.931 | 969.931 | 969.931 | 969.931
SA1 | Pumped Hydro Pump | 0 | 0 | 0 | 0 | 0 | 0 | 0 | 0 | 0 | 0 | 0 | 0 | 0 | 0 | 0 | 0 | 0 | 0 | 0 | 0 | 0 | 0 | 0 | 0 | 0 | 0 | 0 | 0 | 0
SA1 | VPP pump | 12.522 | 21.239 | 28.025 | 36.145 | 48.789 | 68.467 | 91.85 | 115.945 | 145.233 | 173.41 | 214.67 | 250.17 | 284.161 | 312.41 | 337.171 | 358.637 | 379.964 | 401.782 | 424.491 | 451.548 | 478.704 | 506.287 | 534.135 | 556.103 | 578.673 | 601.612 | 625.538 | 649.096 | 672.855
Region | Technology | 2021-22 | 2022-23 | 2023-24 | 2024-25 | 2025-26 | 2026-27 | 2027-28 | 2028-29 | 2029-30 | 2030-31 | 2031-32 | 2032-33 | 2033-34 | 2034-35 | 2035-36 | 2036-37 | 2037-38 | 2038-39 | 2039-40 | 2040-41 | 2041-42 | 2042-43 | 2043-44 | 2044-45 | 2045-46 | 2046-47 | 2047-48 | 2048-49 | 2049-50
TAS1 | Grid Battery pump | 0 | 0 | 0 | 0 | 0 | 0 | 0 | 0 | 0 | 0 | 0 | 0 | 0 | 0 | 0 | 0 | 0 | 0 | 0 | 0 | 0 | 0 | 0 | 0 | 0 | 0 | 0 | 0.00011327 | 0.00011005
TAS1 | Pumped Hydro Pump | 0 | 0 | 0 | 0 | 0 | 0 | 0 | 0 | 0 | 0 | 0 | 0 | 0 | 0 | 0 | 0 | 0 | 0 | 0 | 0 | 0 | 0 | 0 | 0 | 0 | 0 | 0 | 0 | 0
TAS1 | VPP pump | 1.748 | 2.626 | 3.972 | 5.879 | 8.542 | 12.288 | 17.466 | 23.187 | 29.703 | 36.035 | 45.02 | 53.326 | 61.287 | 68.28 | 74.383 | 79.703 | 84.964 | 90.341 | 95.968 | 102.343 | 108.789 | 115.358 | 122.052 | 127.155 | 132.383 | 137.714 | 143.234 | 148.767 | 154.348
Non-controllable capacity
Region | Technology | 2021-22 | 2022-23 | 2023-24 | 2024-25 | 2025-26 | 2026-27 | 2027-28 | 2028-29 | 2029-30 | 2030-31 | 2031-32 | 2032-33 | 2033-34 | 2034-35 | 2035-36 | 2036-37 | 2037-38 | 2038-39 | 2039-40 | 2040-41 | 2041-42 | 2042-43 | 2043-44 | 2044-45 | 2045-46 | 2046-47 | 2047-48 | 2048-49 | 2049-50
NEM | Distributed PV | 13168.2685 | 14833.3351 | 16194.5363 | 17725.7043 | 19476.9887 | 20739.4134 | 22051.542 | 23091.3099 | 23825.4589 | 24558.0529 | 25305.0848 | 26108.6764 | 26940.6598 | 28059.3326 | 29217.0461 | 30336.1094 | 31548.1664 | 32469.8345 | 33394.4538 | 34299.3109 | 35494.9651 | 36648.0101 | 37789.8225 | 38923.9602 | 39993.015 | 41052.918 | 42079.4808 | 43224.3971 | 44252.3102
NEM | Behind the meter battery | 552.3 | 696.3 | 837.1 | 1017.4 | 1247.7 | 1524.8 | 1809.6 | 2083 | 2386.2 | 2779.6 | 3319.3 | 3737.8 | 4103.2 | 4374.6 | 4594 | 4752.3 | 4883 | 5001.8 | 5119.3 | 5269.6 | 5401.9 | 5522.1 | 5629.3 | 5637.8 | 5642.5 | 5641.5 | 5640.6 | 5630 | 5611.8
NEM | Behind the meter battery pump | 552.3 | 696.3 | 837.1 | 1017.4 | 1247.7 | 1524.8 | 1809.6 | 2083 | 2386.2 | 2779.6 | 3319.3 | 3737.8 | 4103.2 | 4374.6 | 4594 | 4752.3 | 4883 | 5001.8 | 5119.3 | 5269.6 | 5401.9 | 5522.1 | 5629.3 | 5637.8 | 5642.5 | 5641.5 | 5640.6 | 5630 | 5611.8
Region | Technology | 2021-22 | 2022-23 | 2023-24 | 2024-25 | 2025-26 | 2026-27 | 2027-28 | 2028-29 | 2029-30 | 2030-31 | 2031-32 | 2032-33 | 2033-34 | 2034-35 | 2035-36 | 2036-37 | 2037-38 | 2038-39 | 2039-40 | 2040-41 | 2041-42 | 2042-43 | 2043-44 | 2044-45 | 2045-46 | 2046-47 | 2047-48 | 2048-49 | 2049-50
NSW1 | Distributed PV | 3822.1679 | 4376.4873 | 4755.8963 | 5245.6482 | 5860.7807 | 6159.7842 | 6473.9861 | 6746.4296 | 7002.2143 | 7259.8585 | 7517.4127 | 7779.0143 | 8025.8879 | 8389.9804 | 8777.5318 | 9173.8768 | 9629.5684 | 9976.5416 | 10312.0649 | 10636.6873 | 11073.765 | 11488.913 | 11901.6602 | 12312.7899 | 12691.9042 | 13071.9442 | 13434.5056 | 13847.8848 | 14206.1787
NSW1 | Behind the meter battery | 211.1 | 260.6 | 324.2 | 403.7 | 498.5 | 603.5 | 705.5 | 796.2 | 901.1 | 1030.8 | 1198.8 | 1339.5 | 1453.1 | 1533 | 1596.4 | 1643.5 | 1682.6 | 1718.4 | 1756 | 1802.8 | 1843.1 | 1879.9 | 1912.8 | 1915 | 1915.8 | 1914.6 | 1913.2 | 1908.7 | 1902
NSW1 | Behind the meter battery pump | 211.1 | 260.6 | 324.2 | 403.7 | 498.5 | 603.5 | 705.5 | 796.2 | 901.1 | 1030.8 | 1198.8 | 1339.5 | 1453.1 | 1533 | 1596.4 | 1643.5 | 1682.6 | 1718.4 | 1756 | 1802.8 | 1843.1 | 1879.9 | 1912.8 | 1915 | 1915.8 | 1914.6 | 1913.2 | 1908.7 | 1902
Region | Technology | 2021-22 | 2022-23 | 2023-24 | 2024-25 | 2025-26 | 2026-27 | 2027-28 | 2028-29 | 2029-30 | 2030-31 | 2031-32 | 2032-33 | 2033-34 | 2034-35 | 2035-36 | 2036-37 | 2037-38 | 2038-39 | 2039-40 | 2040-41 | 2041-42 | 2042-43 | 2043-44 | 2044-45 | 2045-46 | 2046-47 | 2047-48 | 2048-49 | 2049-50
QLD1 | Distributed PV | 3958.9909 | 4317.8104 | 4573.7068 | 4863.4875 | 5201.9167 | 5437.4402 | 5687.2164 | 5903.9507 | 6119.5956 | 6335.1202 | 6551.9652 | 6777.439 | 7009.9452 | 7342.1573 | 7660.2216 | 7948.7646 | 8232.131 | 8442.2579 | 8657.4797 | 8882.824 | 9174.6318 | 9461.2992 | 9738.3737 | 10013.3796 | 10276.6324 | 10539.1699 | 10792.2528 | 11068.0712 | 11325.2386
QLD1 | Behind the meter battery | 100 | 124.2 | 154 | 192.4 | 239.2 | 291.9 | 341.6 | 391.7 | 447.9 | 535.6 | 658.8 | 750.2 | 840.6 | 910.1 | 967 | 1010.4 | 1047.8 | 1082.5 | 1115.7 | 1154.5 | 1190.3 | 1223.4 | 1253.3 | 1257.8 | 1261.5 | 1263.9 | 1266.1 | 1266.2 | 1264.8
QLD1 | Behind the meter battery pump | 100 | 124.2 | 154 | 192.4 | 239.2 | 291.9 | 341.6 | 391.7 | 447.9 | 535.6 | 658.8 | 750.2 | 840.6 | 910.1 | 967 | 1010.4 | 1047.8 | 1082.5 | 1115.7 | 1154.5 | 1190.3 | 1223.4 | 1253.3 | 1257.8 | 1261.5 | 1263.9 | 1266.1 | 1266.2 | 1264.8
Region | Technology | 2021-22 | 2022-23 | 2023-24 | 2024-25 | 2025-26 | 2026-27 | 2027-28 | 2028-29 | 2029-30 | 2030-31 | 2031-32 | 2032-33 | 2033-34 | 2034-35 | 2035-36 | 2036-37 | 2037-38 | 2038-39 | 2039-40 | 2040-41 | 2041-42 | 2042-43 | 2043-44 | 2044-45 | 2045-46 | 2046-47 | 2047-48 | 2048-49 | 2049-50
VIC1 | Distributed PV | 3399.6603 | 4001.0249 | 4608.7834 | 5220.3077 | 5857.4215 | 6468.9188 | 7099.9296 | 7540.0233 | 7738.4832 | 7930.7979 | 8136.0898 | 8370.0507 | 8619.2453 | 8920.9479 | 9255.9198 | 9575.5051 | 9946.5807 | 10240.5865 | 10540.4316 | 10810.5016 | 11169.4275 | 11511.4204 | 11860.8973 | 12201.02 | 12536.672 | 12864.6533 | 13192.2023 | 13545.0914 | 13875.2609
VIC1 | Behind the meter battery | 118.4 | 150.6 | 185.3 | 233.1 | 293.5 | 368.7 | 458.7 | 561.5 | 673.5 | 806.6 | 987.9 | 1130 | 1253.6 | 1350 | 1430.8 | 1487.6 | 1533.3 | 1573.9 | 1613.3 | 1665.5 | 1711.6 | 1753.3 | 1790.6 | 1795.4 | 1799.1 | 1800.8 | 1803 | 1802.1 | 1797.9
VIC1 | Behind the meter battery pump | 118.4 | 150.6 | 185.3 | 233.1 | 293.5 | 368.7 | 458.7 | 561.5 | 673.5 | 806.6 | 987.9 | 1130 | 1253.6 | 1350 | 1430.8 | 1487.6 | 1533.3 | 1573.9 | 1613.3 | 1665.5 | 1711.6 | 1753.3 | 1790.6 | 1795.4 | 1799.1 | 1800.8 | 1803 | 1802.1 | 1797.9
Region | Technology | 2021-22 | 2022-23 | 2023-24 | 2024-25 | 2025-26 | 2026-27 | 2027-28 | 2028-29 | 2029-30 | 2030-31 | 2031-32 | 2032-33 | 2033-34 | 2034-35 | 2035-36 | 2036-37 | 2037-38 | 2038-39 | 2039-40 | 2040-41 | 2041-42 | 2042-43 | 2043-44 | 2044-45 | 2045-46 | 2046-47 | 2047-48 | 2048-49 | 2049-50
SA1 | Distributed PV | 1783.2522 | 1904.9158 | 2001.4116 | 2115.5841 | 2235.5331 | 2330.6985 | 2429.9711 | 2525.5356 | 2576.9187 | 2628.9083 | 2682.0505 | 2744.4936 | 2829.0292 | 2925.9724 | 3018.7078 | 3107.7264 | 3178.011 | 3226.1053 | 3277.0188 | 3337.9873 | 3420.5074 | 3504.3384 | 3582.8304 | 3664.9786 | 3732.9153 | 3799.7863 | 3862.8234 | 3941.098 | 4004.3895
SA1 | Behind the meter battery | 108 | 143.6 | 152.5 | 162.3 | 184.7 | 221.6 | 255.8 | 278.4 | 302.3 | 337 | 392.1 | 427.5 | 457.7 | 477.7 | 491.8 | 500 | 506.3 | 511.9 | 517.2 | 527 | 534.9 | 541.6 | 547 | 544.4 | 541.4 | 538.1 | 534.8 | 530.4 | 525.4
SA1 | Behind the meter battery pump | 108 | 143.6 | 152.5 | 162.3 | 184.7 | 221.6 | 255.8 | 278.4 | 302.3 | 337 | 392.1 | 427.5 | 457.7 | 477.7 | 491.8 | 500 | 506.3 | 511.9 | 517.2 | 527 | 534.9 | 541.6 | 547 | 544.4 | 541.4 | 538.1 | 534.8 | 530.4 | 525.4
Region | Technology | 2021-22 | 2022-23 | 2023-24 | 2024-25 | 2025-26 | 2026-27 | 2027-28 | 2028-29 | 2029-30 | 2030-31 | 2031-32 | 2032-33 | 2033-34 | 2034-35 | 2035-36 | 2036-37 | 2037-38 | 2038-39 | 2039-40 | 2040-41 | 2041-42 | 2042-43 | 2043-44 | 2044-45 | 2045-46 | 2046-47 | 2047-48 | 2048-49 | 2049-50
TAS1 | Distributed PV | 204.1971 | 233.0968 | 254.7382 | 280.6767 | 321.3367 | 342.5718 | 360.4389 | 375.3707 | 388.2471 | 403.368 | 417.5666 | 437.6788 | 456.5522 | 480.2745 | 504.6651 | 530.2364 | 561.8753 | 584.3432 | 607.4587 | 631.3108 | 656.6334 | 682.0392 | 706.0609 | 731.792 | 754.891 | 777.3642 | 797.6967 | 822.2518 | 841.2426
TAS1 | Behind the meter battery | 14.8 | 17.3 | 21.1 | 25.9 | 31.8 | 39.1 | 48 | 55.2 | 61.4 | 69.6 | 81.7 | 90.6 | 98.2 | 103.8 | 108 | 110.8 | 113 | 115.1 | 117.1 | 119.8 | 122 | 123.9 | 125.6 | 125.2 | 124.7 | 124.1 | 123.5 | 122.6 | 121.7
TAS1 | Behind the meter battery pump | 14.8 | 17.3 | 21.1 | 25.9 | 31.8 | 39.1 | 48 | 55.2 | 61.4 | 69.6 | 81.7 | 90.6 | 98.2 | 103.8 | 108 | 110.8 | 113 | 115.1 | 117.1 | 119.8 | 122 | 123.9 | 125.6 | 125.2 | 124.7 | 124.1 | 123.5 | 122.6 | 121.7

## BaseCase_VOM Cost
VOM cost by technology ($000s) - Base Case, Fast Change Scenario
VOM | Real June 2020 dollars discounted to 1 July 2020
Explicitly modelled generation
Region | Technology | 2021-22 | 2022-23 | 2023-24 | 2024-25 | 2025-26 | 2026-27 | 2027-28 | 2028-29 | 2029-30 | 2030-31 | 2031-32 | 2032-33 | 2033-34 | 2034-35 | 2035-36 | 2036-37 | 2037-38 | 2038-39 | 2039-40 | 2040-41 | 2041-42 | 2042-43 | 2043-44 | 2044-45 | 2045-46 | 2046-47 | 2047-48 | 2048-49 | 2049-50
NEM | Black Coal | 346462.6631 | 288376.0602 | 274733.8503 | 273806.8679 | 241003.4056 | 209972.0831 | 185937.5106 | 184928.8639 | 141439.7781 | 129564.8442 | 120375.534 | 100955.2953 | 106105.5644 | 95247.8621 | 77129.4983 | 71597.3674 | 59444.9971 | 56659.4656 | 50180.951 | 45972.6713 | 40829.5162 | 26626.449 | 21167.9552 | 16980.6255 | 13391.8895 | 10683.9495 | 9645.3405 | 8956.2254 | 7726.8092
NEM | Brown Coal | 117898.9875 | 106307.3535 | 103081.2585 | 71690.0067 | 69674.1713 | 66338.3312 | 61224.4457 | 58443.643 | 54556.4157 | 54991.1097 | 51458.4296 | 48417.458 | 47742.164 | 43751.117 | 43551.5885 | 39178.7235 | 34691.142 | 33402.447 | 27093.5836 | 26826.0945 | 28565.4985 | 27430.2825 | 25130.7423 | 22703.0127 | 21693.2559 | 22133.9059 | 13798.9689 | 0 | 0
NEM | CCGT | 15628.8725 | 14893.2059 | 12038.2743 | 12247.6411 | 10738.5361 | 10200.5705 | 10006.1165 | 11725.4736 | 8783.3644 | 8748.027 | 9666.2044 | 20556.1432 | 21782.5005 | 20484.6299 | 14714.7886 | 13399.3864 | 16583.9032 | 15905.175 | 12171.3929 | 11620.0312 | 11497.2758 | 12603.2392 | 7523.7112 | 7054.5229 | 3157.6702 | 2065.5174 | 1976.7761 | 1878.5601 | 1790.1839
NEM | Gas - Steam | 1710.8119 | 1663.0346 | 1781.2856 | 643.361 | 581.6762 | 572.3563 | 533.5675 | 542.9521 | 470.3686 | 457.6482 | 428.1922 | 635.8631 | 574.7715 | 898.7692 | 343.5008 | 348.8026 | 691.3009 | 750.6759 | 489.9784 | 475.8089 | 468.7266 | 547.716 | 446.3464 | 423.3848 | 493.274 | 0 | 0 | 0 | 0
NEM | OCGT / Diesel | 549.7301 | 243.1281 | 1129.4305 | 892.5491 | 303.0842 | 645.711 | 444.1057 | 1083.8542 | 115.971 | 215.4323 | 244.3452 | 3282.4754 | 2290.7344 | 2852.0758 | 2176.6329 | 2393.8745 | 8305.6312 | 8709.1194 | 13564.7123 | 14348.2447 | 10055.322 | 12866.5504 | 18434.2417 | 7050.4706 | 6905.9376 | 7936.918 | 8944.4881 | 12924.0925 | 11683.3034
NEM | Hydro | 91076.3896 | 88421.08 | 83827.6639 | 97914.6462 | 97367.696 | 84709.248 | 81085.9587 | 88382.1027 | 72671.5103 | 63543.4479 | 58160.8636 | 55777.6494 | 55822.8497 | 51214.2608 | 46911.8643 | 41968.0446 | 45352.8472 | 38047.8703 | 34137.9392 | 30142.5335 | 28828.7937 | 29250.1179 | 28218.6217 | 25744.1316 | 24380.1155 | 27342.2619 | 22494.231 | 20598.9643 | 18182.5802
NEM | Wind | 67500.477 | 80285.5307 | 68790.1713 | 67350.7195 | 66809.8553 | 66598.5945 | 64243.6263 | 55309.5345 | 50339.2416 | 47815.8319 | 49898.8105 | 42474.3906 | 40401.5803 | 38863.4877 | 37257.2959 | 35033.8458 | 27749.5996 | 24771.6172 | 21564.6575 | 20173.3134 | 17592.221 | 16079.928 | 12501.1968 | 10989.7954 | 7556.8321 | 5668.7269 | 5054.1415 | 4402.8251 | 2646.6249
NEM | Solar PV | 13.5121 | 15.8212 | 15.3449 | 14.0475 | 15.756 | 34.5889 | 39.1531 | 40.0963 | 84.5618 | 85.264 | 83.5594 | 78.9863 | 73.2581 | 67.5844 | 69.1763 | 65.698 | 79.9378 | 85.3362 | 94.1354 | 106.4729 | 110.9721 | 142.3872 | 134.4734 | 133.0934 | 126.0618 | 128.6522 | 126.3058 | 132.2008 | 135.6226
NEM | Grid Battery | 0.1972 | 0.25326 | 0.2594 | 0.28062 | 0.26487 | 0.24799 | 0.22831 | 0.20323 | 0.17908 | 0.1697 | 0.15719 | 0.1562 | 0.28079 | 0.2585 | 0.25185 | 0.24038 | 2.6439 | 2.5226 | 3.1816 | 3.021 | 4.0978 | 3.8488 | 3.6738 | 3.5758 | 3.3972 | 4.0251 | 3.8882 | 3.714 | 3.3962
NEM | Pumped Hydro | 425.4001 | 1191.4958 | 1620.3922 | 4351.2507 | 3775.9543 | 3327.7745 | 3551.2502 | 4489.9114 | 3348.6986 | 3455.3163 | 3173.6526 | 4083.5872 | 3529.294 | 3037.5858 | 3337.7399 | 3057.884 | 2056.945 | 1993.3851 | 2036.67 | 2039.3754 | 2252.3318 | 2011.7337 | 1434.3748 | 1637.7667 | 1494.5296 | 1182.9631 | 1034.2544 | 927.9948 | 463.6129
NEM | VPP | 0.39961 | 0.69074 | 0.91692 | 1.5292 | 2.1823 | 2.8377 | 3.5611 | 4.2741 | 4.8406 | 5.647 | 6.592 | 7.7692 | 8.2311 | 8.346 | 8.9265 | 9.1462 | 8.2597 | 8.1764 | 8.3021 | 8.3999 | 8.6778 | 8.722 | 8.5326 | 8.8899 | 8.4131 | 7.7493 | 7.6176 | 7.5412 | 5.7315
Total excluding storage |  | 640841.4438 | 580205.2142 | 545397.2792 | 524559.839 | 486494.1807 | 439071.4835 | 403514.484 | 400456.5203 | 328461.2114 | 305421.6051 | 290315.9388 | 272178.2613 | 274793.423 | 253379.7869 | 222154.3457 | 203985.7428 | 192899.359 | 178331.7067 | 159297.3504 | 149665.1705 | 137948.3259 | 125546.6701 | 113557.2888 | 91079.0369 | 77705.0366 | 75959.9318 | 62040.2519 | 48892.8682 | 42165.1242
Region | Technology | 2021-22 | 2022-23 | 2023-24 | 2024-25 | 2025-26 | 2026-27 | 2027-28 | 2028-29 | 2029-30 | 2030-31 | 2031-32 | 2032-33 | 2033-34 | 2034-35 | 2035-36 | 2036-37 | 2037-38 | 2038-39 | 2039-40 | 2040-41 | 2041-42 | 2042-43 | 2043-44 | 2044-45 | 2045-46 | 2046-47 | 2047-48 | 2048-49 | 2049-50
NSW1 | Black Coal | 180424.5835 | 143378.262 | 126848.6125 | 139182.4298 | 112099.2799 | 92911.9083 | 82797.001 | 87091.8256 | 52778.5807 | 48681.7587 | 44531.1003 | 25854.8495 | 30479.8372 | 26383.0049 | 11979.1925 | 14220.1045 | 15126.3785 | 13869.021 | 12280.781 | 9830.7005 | 8148.3728 | 0 | 0 | 0 | 0 | 0 | 0 | 0 | 0
NSW1 | Brown Coal | 0 | 0 | 0 | 0 | 0 | 0 | 0 | 0 | 0 | 0 | 0 | 0 | 0 | 0 | 0 | 0 | 0 | 0 | 0 | 0 | 0 | 0 | 0 | 0 | 0 | 0 | 0 | 0 | 0
NSW1 | CCGT | 230.3425 | 219.6558 | 643.3084 | 454.7032 | 366.9224 | 348.437 | 333.6067 | 368.603 | 300.6723 | 287.6862 | 273.7172 | 4352.2272 | 3997.8803 | 4481.7576 | 2402.0642 | 2363.5743 | 4799.6972 | 4920.1847 | 3994.1049 | 3590.0307 | 3477.803 | 4005.1595 | 100.1437 | 0.00018733 | 0.00018477 | 0.00018338 | 0.0001764 | 0.00024777 | 0.0002272
NSW1 | Gas - Steam | 0 | 0 | 0 | 0 | 0 | 0 | 0 | 0 | 0 | 0 | 0 | 0 | 0 | 0 | 0 | 0 | 0 | 0 | 0 | 0 | 0 | 0 | 0 | 0 | 0 | 0 | 0 | 0 | 0
NSW1 | OCGT / Diesel | 0.00011173 | 0.00011032 | 123.806 | 429.8074 | 80.2873 | 141.3747 | 56.794 | 55.9257 | 0.0001145 | 0.00011328 | 0.00011546 | 277.9271 | 188.4801 | 203.1093 | 511.9491 | 309.6497 | 1465.7911 | 2347.0113 | 4467.3801 | 6597.9519 | 3102.3208 | 4449.0395 | 8249.631 | 1692.7723 | 1812.009 | 2377.8102 | 4207.9837 | 5456.901 | 5446.6758
NSW1 | Hydro | 14056.7482 | 14196.248 | 12521.3093 | 17484.1772 | 16419.3302 | 14381.9158 | 13983.4005 | 19176.6687 | 13766.3614 | 11525.0318 | 11473.6861 | 12225.3303 | 12995.5819 | 12743.0376 | 12517.1774 | 11122.4714 | 13701.522 | 10479.3007 | 9246.7759 | 8744.3285 | 7584.04 | 8858.2924 | 9432.5451 | 8471.0333 | 8400.6168 | 9345.8591 | 7293.933 | 6593.1099 | 5691.5359
NSW1 | Wind | 15743.2869 | 17591.7209 | 15768.948 | 14915.8163 | 14857.1108 | 14994.7619 | 13886.6898 | 10992.8431 | 9172.4135 | 9549.5546 | 10804.1173 | 9728.2245 | 9366.4241 | 9136.3866 | 8846.6334 | 8221.5764 | 5695.4863 | 4167.2026 | 4228.0508 | 3876.4271 | 3407.0691 | 3208.5343 | 2277.6275 | 2327.2371 | 2100.3843 | 1159.9769 | 962.5219 | 901.1735 | 754.6911
NSW1 | Solar PV | 4.9791 | 5.7841 | 5.5559 | 5.1042 | 7.2693 | 26.1162 | 30.9357 | 33.2831 | 77.6176 | 78.4274 | 76.9711 | 72.571 | 67.4035 | 62.0227 | 63.6074 | 60.4796 | 60.9277 | 66.0279 | 69.1423 | 66.9401 | 63.503 | 80.4336 | 74.231 | 74.7454 | 71.014 | 68.1803 | 66.7761 | 73.3181 | 74.2722
NSW1 | Grid Battery | 7.1934e-08 | 1.0283e-07 | 9.8188e-08 | 1.2447e-07 | 1.418e-07 | 1.5177e-07 | 1.8358e-07 | 1.9838e-07 | 4.6309e-06 | 4.5513e-06 | 4.2284e-06 | 4.2535e-06 | 3.9456e-06 | 3.6964e-06 | 3.69e-06 | 3.5312e-06 | 0.2472 | 0.23197 | 0.59763 | 0.55637 | 1.0812 | 1.0164 | 0.97667 | 0.95313 | 0.90859 | 0.84959 | 0.79201 | 0.78191 | 0.73498
NSW1 | Pumped Hydro | 205.2276 | 554.6506 | 736.8082 | 1136.0522 | 601.9853 | 801.2375 | 1046.5622 | 1257.0829 | 870.4811 | 976.8931 | 938.8066 | 1267.8322 | 1102.891 | 853.377 | 1036.2969 | 956.889 | 754.9141 | 722.2283 | 779.3574 | 763.7282 | 726.6494 | 757.4918 | 517.9795 | 624.363 | 630.3897 | 486.3873 | 419.1449 | 405.6332 | 279.4469
NSW1 | VPP | 0.1448 | 0.26543 | 0.32743 | 0.59134 | 0.852 | 1.0906 | 1.3762 | 1.5903 | 1.7878 | 2.0545 | 2.3057 | 2.663 | 2.8518 | 2.8094 | 2.9984 | 3.0733 | 2.9279 | 2.8574 | 2.9466 | 2.8997 | 2.9981 | 3.0445 | 2.9933 | 3.1164 | 2.9992 | 2.8641 | 2.7256 | 2.8085 | 2.2607
Total excluding storage |  | 210459.9403 | 175391.6709 | 155911.54 | 172472.038 | 143830.2 | 122804.514 | 111088.4278 | 117719.1491 | 76095.6456 | 70122.4587 | 67159.5922 | 52511.1295 | 57095.6071 | 53009.3189 | 36320.624 | 36297.8559 | 40849.8028 | 35848.7482 | 34286.2351 | 32706.3787 | 25783.1088 | 20601.4592 | 20134.1783 | 12565.7883 | 12384.0242 | 12951.8267 | 12531.2149 | 13024.5028 | 11967.1751
Region | Technology | 2021-22 | 2022-23 | 2023-24 | 2024-25 | 2025-26 | 2026-27 | 2027-28 | 2028-29 | 2029-30 | 2030-31 | 2031-32 | 2032-33 | 2033-34 | 2034-35 | 2035-36 | 2036-37 | 2037-38 | 2038-39 | 2039-40 | 2040-41 | 2041-42 | 2042-43 | 2043-44 | 2044-45 | 2045-46 | 2046-47 | 2047-48 | 2048-49 | 2049-50
QLD1 | Black Coal | 166038.0796 | 144997.7982 | 147885.2378 | 134624.4381 | 128904.1257 | 117060.1748 | 103140.5096 | 97837.0383 | 88661.1973 | 80883.0854 | 75844.4336 | 75100.4457 | 75625.7272 | 68864.8572 | 65150.3058 | 57377.2629 | 44318.6186 | 42790.4446 | 37900.17 | 36141.9708 | 32681.1434 | 26626.449 | 21167.9552 | 16980.6255 | 13391.8895 | 10683.9495 | 9645.3405 | 8956.2254 | 7726.8092
QLD1 | Brown Coal | 0 | 0 | 0 | 0 | 0 | 0 | 0 | 0 | 0 | 0 | 0 | 0 | 0 | 0 | 0 | 0 | 0 | 0 | 0 | 0 | 0 | 0 | 0 | 0 | 0 | 0 | 0 | 0 | 0
QLD1 | CCGT | 7651.4756 | 7312.7782 | 7770.7946 | 9065.5045 | 7792.0143 | 7388.8012 | 7326.7851 | 9099.3826 | 6342.4269 | 6420.4681 | 7451.9116 | 12587.2789 | 13888.9412 | 11696.6596 | 10063.3094 | 8381.1467 | 11784.2058 | 10984.9901 | 8177.2877 | 8030.0003 | 8019.4725 | 8598.0794 | 7423.5672 | 7054.5224 | 3157.6697 | 2065.517 | 1976.7757 | 1878.5594 | 1790.1832
QLD1 | Gas - Steam | 257.0102 | 244.2392 | 462.4771 | 442.7441 | 419.0194 | 400.9495 | 380.4773 | 365.2808 | 345.9671 | 331.1227 | 315.0387 | 299.6017 | 308.1985 | 273.897 | 262.8078 | 268.689 | 537.1743 | 550.5432 | 489.9784 | 475.8089 | 468.7266 | 547.716 | 446.3464 | 423.3848 | 493.274 | 0 | 0 | 0 | 0
QLD1 | OCGT / Diesel | 0.00021793 | 0.00021566 | 2.7042 | 251.0411 | 111.9847 | 167.4987 | 204.3658 | 676.2126 | 101.731 | 184.4364 | 205.9602 | 1545.407 | 918.1448 | 466.0281 | 501.5308 | 1043.7058 | 3858.7571 | 3098.3873 | 4062.9277 | 3703.398 | 3756.4339 | 4783.3601 | 4754.5518 | 4160.1395 | 4104.315 | 4467.3 | 3633.1522 | 3882.9289 | 2267.4295
QLD1 | Hydro | 4712.6965 | 4493.6277 | 4295.3274 | 4070.564 | 3877.6651 | 3698.0578 | 3534.0264 | 3351.4723 | 3191.1216 | 2980.2088 | 2903.544 | 2752.0444 | 2620.6397 | 2497.1182 | 2383.1469 | 2261.5719 | 805.6941 | 772.2032 | 729.7245 | 697.4212 | 668.6223 | 0 | 0 | 0 | 0 | 0 | 0 | 0 | 0
QLD1 | Wind | 5395.6621 | 8636.8742 | 8140.0839 | 7228.422 | 8173.4743 | 7721.1711 | 7851.0693 | 7260.8621 | 6382.8128 | 6347.2886 | 5417.3042 | 5039.4427 | 4497.7806 | 5045.4612 | 4577.2086 | 4695.0761 | 4476.4619 | 4117.2759 | 4006.8696 | 3238.4739 | 3043.7606 | 2550.0596 | 2385.4664 | 1233.0256 | 1199.6244 | 1107.397 | 999.8482 | 925.497 | 531.3796
QLD1 | Solar PV | 5.1758 | 6.7105 | 6.523 | 5.9515 | 5.7564 | 5.7532 | 5.5568 | 4.4257 | 4.5781 | 4.5419 | 4.4036 | 4.2646 | 3.8937 | 3.7712 | 3.7787 | 3.4765 | 16.8193 | 17.195 | 17.0615 | 22.2777 | 26.3616 | 43.6707 | 40.7496 | 39.9891 | 37.1635 | 43.4448 | 43.4992 | 42.738 | 43.5225
QLD1 | Grid Battery | 5.0437e-08 | 0.019364 | 0.02182 | 0.025828 | 0.026172 | 0.024426 | 0.022746 | 0.021229 | 0.019357 | 0.018853 | 0.017456 | 0.01699 | 0.16888 | 0.16727 | 0.1587 | 0.15137 | 1.8698 | 1.7923 | 1.7182 | 1.6573 | 1.615 | 1.5264 | 1.4607 | 1.3996 | 1.3242 | 2.1025 | 2.0859 | 1.9874 | 1.8189
QLD1 | Pumped Hydro | 220.1725 | 636.8452 | 883.5841 | 3215.1985 | 3173.969 | 2526.537 | 2504.688 | 3232.8285 | 2478.2175 | 2478.4232 | 2234.846 | 2815.755 | 2426.403 | 2184.2088 | 2301.443 | 2100.995 | 1301.9085 | 1271.0403 | 1257.0088 | 1275.3542 | 1524.5958 | 1253.2397 | 915.4684 | 1012.4082 | 863.1987 | 695.7174 | 614.2912 | 520.9455 | 182.8833
QLD1 | VPP | 0.062739 | 0.10357 | 0.15472 | 0.28861 | 0.44171 | 0.57233 | 0.72299 | 0.89091 | 1.0191 | 1.2262 | 1.436 | 1.711 | 1.7851 | 1.923 | 2.0191 | 2.0687 | 1.589 | 1.6672 | 1.7209 | 1.8071 | 1.9545 | 1.9853 | 1.9973 | 1.9974 | 1.7908 | 1.4492 | 1.5667 | 1.5266 | 0.91921
Total excluding storage |  | 184060.1 | 165692.0282 | 168563.148 | 155688.6653 | 149284.0398 | 136442.4064 | 122442.7903 | 118594.6745 | 105029.8348 | 97151.152 | 92142.5959 | 97328.485 | 97863.3257 | 88847.7925 | 82942.088 | 74030.9289 | 65797.731 | 62331.0393 | 55384.0194 | 52309.3508 | 48664.5209 | 43149.3347 | 36218.6367 | 29891.6869 | 22383.9361 | 18367.6083 | 16298.6158 | 15685.9488 | 12359.324
Region | Technology | 2021-22 | 2022-23 | 2023-24 | 2024-25 | 2025-26 | 2026-27 | 2027-28 | 2028-29 | 2029-30 | 2030-31 | 2031-32 | 2032-33 | 2033-34 | 2034-35 | 2035-36 | 2036-37 | 2037-38 | 2038-39 | 2039-40 | 2040-41 | 2041-42 | 2042-43 | 2043-44 | 2044-45 | 2045-46 | 2046-47 | 2047-48 | 2048-49 | 2049-50
VIC1 | Black Coal | 0 | 0 | 0 | 0 | 0 | 0 | 0 | 0 | 0 | 0 | 0 | 0 | 0 | 0 | 0 | 0 | 0 | 0 | 0 | 0 | 0 | 0 | 0 | 0 | 0 | 0 | 0 | 0 | 0
VIC1 | Brown Coal | 117898.9875 | 106307.3535 | 103081.2585 | 71690.0067 | 69674.1713 | 66338.3312 | 61224.4457 | 58443.643 | 54556.4157 | 54991.1097 | 51458.4296 | 48417.458 | 47742.164 | 43751.117 | 43551.5885 | 39178.7235 | 34691.142 | 33402.447 | 27093.5836 | 26826.0945 | 28565.4985 | 27430.2825 | 25130.7423 | 22703.0127 | 21693.2559 | 22133.9059 | 13798.9689 | 0 | 0
VIC1 | CCGT | 5.5157e-05 | 5.2023e-05 | 5.2124e-05 | 6.0524e-05 | 5.8374e-05 | 5.5143e-05 | 5.5876e-05 | 5.9288e-05 | 5.5857e-05 | 5.3263e-05 | 5.3499e-05 | 8.6049e-05 | 8.2727e-05 | 7.9354e-05 | 7.3839e-05 | 7.0971e-05 | 0.00010212 | 9.9449e-05 | 0.00011143 | 0.00010399 | 0.00010822 | 0.00010656 | 0.00010406 | 9.7327e-05 | 9.6011e-05 | 9.3603e-05 | 9.7508e-05 | 0.0002772 | 0.00025867
VIC1 | Gas - Steam | 16.8597 | 6.1723 | 19.0435 | 42.6364 | 13.9868 | 29.5721 | 18.923 | 47.8342 | 1.5642 | 9.3649 | 1.6942 | 64.4624 | 44.2206 | 61.8409 | 80.693 | 80.1136 | 154.1266 | 200.1327 | 0 | 0 | 0 | 0 | 0 | 0 | 0 | 0 | 0 | 0 | 0
VIC1 | OCGT / Diesel | 71.5053 | 0.0002121 | 78.7482 | 58.6352 | 21.7692 | 111.4302 | 75.4728 | 77.2322 | 0.00025054 | 0.00024011 | 0.00024385 | 258.0736 | 139.2033 | 134.5702 | 197.2544 | 100.8301 | 394.2293 | 240.3391 | 1725.5961 | 1077.7366 | 648.3762 | 329.0869 | 1690.92 | 597.6858 | 528.0222 | 435.8973 | 217.8215 | 2368.7145 | 2789.2157
VIC1 | Hydro | 18795.7851 | 17972.288 | 15619.8746 | 18428.014 | 17897.9131 | 16243.5234 | 15637.4938 | 18896.7704 | 14911.2127 | 12164.1644 | 11615.2915 | 10011.3613 | 11906.1478 | 11567.382 | 10514.4008 | 10042.1633 | 12174.3734 | 9655.5852 | 7875.0245 | 7512.1162 | 6510.1449 | 7665.1737 | 7514.5913 | 6790.0116 | 6501.2628 | 7858.1983 | 6230.5658 | 5067.3967 | 4854.7099
VIC1 | Wind | 27224.0354 | 33178.2774 | 27185.5009 | 26847.47 | 26339.4406 | 25912.1344 | 25421.9204 | 21954.246 | 21138.7535 | 19514.0345 | 20908.8968 | 17324.6082 | 16779.9549 | 15903.605 | 15708.5016 | 15137.0793 | 11916.266 | 11248.7534 | 9436.0696 | 9408.5396 | 7842.7422 | 7246.9753 | 5632.2466 | 5169.4102 | 2705.2409 | 2181.2796 | 1891.1968 | 1576.3688 | 526.6377
VIC1 | Solar PV | 2.475 | 2.3463 | 2.3241 | 2.1268 | 1.9257 | 1.9333 | 1.8872 | 1.6859 | 1.6682 | 1.623 | 1.5408 | 1.5266 | 1.3939 | 1.2627 | 1.274 | 1.2356 | 1.1051 | 1.0918 | 5.9456 | 13.4286 | 16.5863 | 13.9999 | 13.6003 | 12.9726 | 12.7191 | 12.6266 | 11.9493 | 12.5734 | 14.1942
VIC1 | Grid Battery | 0.10356 | 0.14521 | 0.14454 | 0.16115 | 0.15163 | 0.14401 | 0.133 | 0.11566 | 0.10185 | 0.096941 | 0.089944 | 0.090322 | 0.066709 | 0.058868 | 0.06072 | 0.058002 | 0.050397 | 0.046511 | 0.23272 | 0.22161 | 0.57908 | 0.52475 | 0.49468 | 0.50386 | 0.47018 | 0.44126 | 0.41687 | 0.38628 | 0.35311
VIC1 | Pumped Hydro | 0 | 0 | 9.2853e-08 | 1.1189e-07 | 1.0599e-07 | 1.0791e-07 | 1.016e-07 | 1.0616e-07 | 1.0008e-07 | 9.9077e-08 | 1.0063e-07 | 2.5497e-07 | 2.3216e-07 | 2.1643e-07 | 2.2151e-07 | 2.1008e-07 | 0.12237 | 0.11656 | 0.30367 | 0.29301 | 1.0866 | 1.0022 | 0.92681 | 0.99551 | 0.94118 | 0.85837 | 0.81828 | 1.4161 | 1.2827
VIC1 | VPP | 0.093353 | 0.15402 | 0.21964 | 0.38283 | 0.54757 | 0.73448 | 0.93716 | 1.1814 | 1.3913 | 1.6399 | 1.984 | 2.4019 | 2.5576 | 2.5601 | 2.7852 | 2.866 | 2.7489 | 2.6733 | 2.6536 | 2.7244 | 2.7433 | 2.7159 | 2.5899 | 2.8055 | 2.6753 | 2.5584 | 2.4827 | 2.4075 | 1.9338
Total excluding storage |  | 164009.6481 | 157466.4377 | 145986.7499 | 117068.889 | 113949.2066 | 108636.9248 | 102380.1429 | 99421.4118 | 90609.6145 | 86680.2967 | 83985.8532 | 76077.4902 | 76613.0847 | 71419.7779 | 70053.7123 | 64540.1455 | 59331.2425 | 54748.3494 | 46136.2196 | 44837.9157 | 43583.3482 | 42685.5184 | 39982.1005 | 35273.0929 | 31440.501 | 32621.9077 | 22150.5024 | 9025.0538 | 8184.7579
Region | Technology | 2021-22 | 2022-23 | 2023-24 | 2024-25 | 2025-26 | 2026-27 | 2027-28 | 2028-29 | 2029-30 | 2030-31 | 2031-32 | 2032-33 | 2033-34 | 2034-35 | 2035-36 | 2036-37 | 2037-38 | 2038-39 | 2039-40 | 2040-41 | 2041-42 | 2042-43 | 2043-44 | 2044-45 | 2045-46 | 2046-47 | 2047-48 | 2048-49 | 2049-50
SA1 | Black Coal | 0 | 0 | 0 | 0 | 0 | 0 | 0 | 0 | 0 | 0 | 0 | 0 | 0 | 0 | 0 | 0 | 0 | 0 | 0 | 0 | 0 | 0 | 0 | 0 | 0 | 0 | 0 | 0 | 0
SA1 | Brown Coal | 0 | 0 | 0 | 0 | 0 | 0 | 0 | 0 | 0 | 0 | 0 | 0 | 0 | 0 | 0 | 0 | 0 | 0 | 0 | 0 | 0 | 0 | 0 | 0 | 0 | 0 | 0 | 0 | 0
SA1 | CCGT | 7747.0544 | 7360.7718 | 3624.1713 | 2727.4333 | 2579.5993 | 2463.3323 | 2345.7246 | 2257.4879 | 2140.2651 | 2039.8727 | 1940.5756 | 3616.6371 | 3895.6789 | 4306.2126 | 2249.4149 | 2654.6653 | 0.00011847 | 0.00011423 | 0.00011638 | 0.00010821 | 0.00013946 | 0.0001376 | 0.00014169 | 0.00012647 | 0.00012486 | 0.00012183 | 0.00011761 | 0.00014302 | 0.00013281
SA1 | Gas - Steam | 1436.942 | 1412.6232 | 1299.765 | 157.9805 | 148.67 | 141.8346 | 134.1672 | 129.8371 | 122.8373 | 117.1605 | 111.4592 | 271.7991 | 222.3524 | 563.0313 | 0 | 0 | 0 | 0 | 0 | 0 | 0 | 0 | 0 | 0 | 0 | 0 | 0 | 0 | 0
SA1 | OCGT / Diesel | 478.2244 | 243.1275 | 924.172 | 153.0654 | 89.043 | 225.4073 | 107.473 | 274.4836 | 14.2396 | 30.9954 | 38.3846 | 1199.7071 | 1044.9061 | 2048.3681 | 965.8985 | 939.6888 | 2586.8537 | 3023.3815 | 3308.8083 | 2969.1581 | 2547.9686 | 3305.064 | 3739.139 | 599.873 | 461.5914 | 655.9104 | 885.5307 | 1214.7315 | 1179.9824
SA1 | Hydro | 0 | 0 | 0 | 0 | 0 | 0 | 0 | 0 | 0 | 0 | 0 | 0 | 0 | 0 | 0 | 0 | 0 | 0 | 0 | 0 | 0 | 0 | 0 | 0 | 0 | 0 | 0 | 0 | 0
SA1 | Wind | 15792.5491 | 17014.1309 | 14363.1668 | 15151.3453 | 14174.2414 | 14795.3681 | 13976.5357 | 12582.1258 | 11258.7234 | 10368.915 | 10445.758 | 8463.5112 | 7974.2698 | 7186.2666 | 6767.5208 | 5752.1198 | 4840.5497 | 4436.7266 | 3284.9207 | 3068.3409 | 2742.6922 | 2556.172 | 1744.8467 | 1885.1861 | 1173.6706 | 926.9385 | 893.215 | 740.8005 | 590.4412
SA1 | Solar PV | 0.88216 | 0.98022 | 0.94193 | 0.86505 | 0.80469 | 0.78615 | 0.77342 | 0.70164 | 0.69789 | 0.67175 | 0.64397 | 0.62414 | 0.56711 | 0.52772 | 0.51627 | 0.50631 | 1.0857 | 1.0215 | 1.9861 | 3.8265 | 4.5212 | 4.283 | 5.8925 | 5.3863 | 5.1653 | 4.4005 | 4.0812 | 3.5713 | 3.6336
SA1 | Grid Battery | 0.093641 | 0.088685 | 0.093037 | 0.093637 | 0.087064 | 0.079551 | 0.072566 | 0.066339 | 0.057862 | 0.053902 | 0.049784 | 0.048881 | 0.045199 | 0.032364 | 0.032422 | 0.031012 | 0.47651 | 0.45187 | 0.6331 | 0.58564 | 0.82256 | 0.78123 | 0.74176 | 0.71923 | 0.69425 | 0.63174 | 0.59341 | 0.55844 | 0.48918
SA1 | Pumped Hydro | 0 | 0 | 7.4787e-08 | 6.9287e-08 | 6.5407e-08 | 6.553e-08 | 6.3544e-08 | 6.5902e-08 | 6.3206e-08 | 6.356e-08 | 6.3308e-08 | 9.4605e-08 | 8.8408e-08 | 8.3334e-08 | 9.3121e-08 | 9.415e-08 | 1.2582e-07 | 1.2078e-07 | 1.1805e-07 | 1.1492e-07 | 1.5236e-07 | 1.4421e-07 | 1.3796e-07 | 1.5785e-07 | 1.4833e-07 | 1.3822e-07 | 1.3287e-07 | 1.287e-07 | 1.2371e-07
SA1 | VPP | 0.096405 | 0.16051 | 0.21052 | 0.2584 | 0.32741 | 0.41878 | 0.49785 | 0.57812 | 0.59955 | 0.67682 | 0.77445 | 0.88124 | 0.9164 | 0.90961 | 0.96497 | 0.95882 | 0.81805 | 0.80245 | 0.80666 | 0.77474 | 0.79144 | 0.77846 | 0.7648 | 0.78251 | 0.75569 | 0.69943 | 0.67271 | 0.63598 | 0.47004
Total excluding storage |  | 25455.6519 | 26031.6336 | 20212.217 | 18190.6895 | 16992.3583 | 17626.7284 | 16564.6739 | 15244.6359 | 13536.7633 | 12557.6154 | 12536.8213 | 13552.2786 | 13137.7743 | 14104.4063 | 9983.3505 | 9346.9802 | 7428.4892 | 7461.1297 | 6595.7153 | 6041.3256 | 5295.1821 | 5865.5192 | 5489.8783 | 2490.4456 | 1640.4274 | 1587.2496 | 1782.827 | 1959.1034 | 1774.0574
Region | Technology | 2021-22 | 2022-23 | 2023-24 | 2024-25 | 2025-26 | 2026-27 | 2027-28 | 2028-29 | 2029-30 | 2030-31 | 2031-32 | 2032-33 | 2033-34 | 2034-35 | 2035-36 | 2036-37 | 2037-38 | 2038-39 | 2039-40 | 2040-41 | 2041-42 | 2042-43 | 2043-44 | 2044-45 | 2045-46 | 2046-47 | 2047-48 | 2048-49 | 2049-50
TAS1 | Black Coal | 0 | 0 | 0 | 0 | 0 | 0 | 0 | 0 | 0 | 0 | 0 | 0 | 0 | 0 | 0 | 0 | 0 | 0 | 0 | 0 | 0 | 0 | 0 | 0 | 0 | 0 | 0 | 0 | 0
TAS1 | Brown Coal | 0 | 0 | 0 | 0 | 0 | 0 | 0 | 0 | 0 | 0 | 0 | 0 | 0 | 0 | 0 | 0 | 0 | 0 | 0 | 0 | 0 | 0 | 0 | 0 | 0 | 0 | 0 | 0 | 0
TAS1 | CCGT | 5.0014e-05 | 4.7167e-05 | 4.5941e-05 | 4.3854e-05 | 4.1461e-05 | 3.9945e-05 | 3.9463e-05 | 3.879e-05 | 3.8388e-05 | 3.6975e-05 | 3.4922e-05 | 3.4463e-05 | 3.3387e-05 | 3.2774e-05 | 3.2468e-05 | 3.206e-05 | 3.1967e-05 | 3.1749e-05 | 3.2903e-05 | 3.1628e-05 | 3.1712e-05 | 3.137e-05 | 3.1361e-05 | 3.1193e-05 | 3.0975e-05 | 3.0954e-05 | 3.0944e-05 | 3.1248e-05 | 3.0608e-05
TAS1 | Gas - Steam | 0 | 0 | 0 | 0 | 0 | 0 | 0 | 0 | 0 | 0 | 0 | 0 | 0 | 0 | 0 | 0 | 0 | 0 | 0 | 0 | 0 | 0 | 0 | 0 | 0 | 0 | 0 | 0 | 0
TAS1 | OCGT / Diesel | 6.189e-05 | 5.7213e-05 | 5.7296e-05 | 5.5394e-05 | 5.1566e-05 | 5.2178e-05 | 5.1444e-05 | 5.0906e-05 | 5.1073e-05 | 4.9847e-05 | 4.5374e-05 | 1.3606 | 4.4426e-05 | 4.3818e-05 | 4.3296e-05 | 4.2536e-05 | 4.2958e-05 | 4.1633e-05 | 4.2095e-05 | 2.7826e-05 | 0.22254 | 2.7369e-05 | 2.7153e-05 | 2.7584e-05 | 2.6497e-05 | 2.7049e-05 | 2.6889e-05 | 0.81657 | 2.6342e-05
TAS1 | Hydro | 53511.1598 | 51758.9163 | 51391.1525 | 57931.891 | 59172.7876 | 50385.7509 | 47931.038 | 46957.1913 | 40802.8146 | 36874.0429 | 32168.342 | 30788.9134 | 28300.4802 | 24406.723 | 21497.1392 | 18541.8379 | 18671.2577 | 17140.7812 | 16286.4142 | 13188.6675 | 14065.9864 | 12726.6518 | 11271.4853 | 10483.0867 | 9478.2359 | 10138.2045 | 8969.7322 | 8938.4577 | 7636.3344
TAS1 | Wind | 3344.9436 | 3864.5274 | 3332.4717 | 3207.666 | 3265.5882 | 3175.1589 | 3107.411 | 2519.4576 | 2386.5384 | 2036.0393 | 2322.7342 | 1918.604 | 1783.1509 | 1591.7682 | 1357.4316 | 1227.9943 | 820.8357 | 801.6588 | 608.7467 | 581.532 | 555.9569 | 518.1868 | 461.0096 | 374.9364 | 377.912 | 293.135 | 307.3595 | 258.9852 | 243.4753
TAS1 | Solar PV | 2.155e-08 | 3.443e-08 | 4.6263e-08 | 8.0192e-08 | 8.4837e-08 | 1.0716e-07 | 1.2256e-07 | 1.3602e-07 | 1.7921e-07 | 2.0463e-07 | 1.6156e-07 | 1.5468e-07 | 1.4973e-07 | 1.2399e-07 | 1.2605e-07 | 1.1481e-07 | 1.2011e-07 | 1.4828e-07 | 2.4141e-07 | 5.1432e-07 | 4.9183e-07 | 4.6942e-07 | 3.9535e-07 | 4.0226e-07 | 3.6612e-07 | 3.5306e-07 | 3.5434e-07 | 3.3072e-07 | 3.0612e-07
TAS1 | Grid Battery | 4.9882e-08 | 6.7214e-08 | 6.332e-08 | 7.2885e-08 | 1.0136e-07 | 9.7872e-08 | 1.1071e-07 | 1.2397e-07 | 1.3494e-07 | 1.3546e-07 | 1.6293e-07 | 1.7898e-07 | 1.7207e-07 | 1.6708e-07 | 1.7472e-07 | 1.7086e-07 | 1.8374e-07 | 1.8398e-07 | 2.3186e-07 | 2.2355e-07 | 2.079e-07 | 1.9849e-07 | 2.0547e-07 | 2.1114e-07 | 2.0819e-07 | 2.0938e-07 | 2.1195e-07 | 2.4061e-07 | 2.2538e-07
TAS1 | Pumped Hydro | 0 | 0 | 1.7955e-07 | 1.8049e-07 | 2.0128e-07 | 2.0064e-07 | 2.0162e-07 | 2.0411e-07 | 2.0418e-07 | 2.0687e-07 | 2.3638e-07 | 2.5802e-07 | 2.482e-07 | 2.4316e-07 | 2.4532e-07 | 2.4843e-07 | 2.5162e-07 | 2.5099e-07 | 2.9152e-07 | 2.8096e-07 | 2.7009e-07 | 2.612e-07 | 2.6538e-07 | 2.6769e-07 | 2.6406e-07 | 2.6249e-07 | 2.6388e-07 | 2.8284e-07 | 2.7317e-07
TAS1 | VPP | 0.0023107 | 0.0072119 | 0.0046007 | 0.0080502 | 0.013613 | 0.021592 | 0.026885 | 0.033319 | 0.042812 | 0.049619 | 0.091837 | 0.11211 | 0.12029 | 0.14391 | 0.15881 | 0.17944 | 0.17584 | 0.17601 | 0.17432 | 0.19393 | 0.19044 | 0.19788 | 0.18736 | 0.18811 | 0.19218 | 0.17822 | 0.16985 | 0.16258 | 0.14777
Total excluding storage |  | 56856.1035 | 55623.4439 | 54723.6244 | 61139.5572 | 62438.3759 | 53560.9099 | 51038.4491 | 49476.649 | 43189.3531 | 38910.0823 | 34491.0762 | 32708.878 | 30083.6312 | 25998.4913 | 22854.5709 | 19769.8323 | 19492.0935 | 17942.4401 | 16895.1611 | 13770.1996 | 14622.1659 | 13244.8386 | 11732.4949 | 10858.0232 | 9856.1479 | 10431.3395 | 9277.0918 | 9198.2595 | 7879.8098
Explicitly modelled pumping
Region | Technology | 2021-22 | 2022-23 | 2023-24 | 2024-25 | 2025-26 | 2026-27 | 2027-28 | 2028-29 | 2029-30 | 2030-31 | 2031-32 | 2032-33 | 2033-34 | 2034-35 | 2035-36 | 2036-37 | 2037-38 | 2038-39 | 2039-40 | 2040-41 | 2041-42 | 2042-43 | 2043-44 | 2044-45 | 2045-46 | 2046-47 | 2047-48 | 2048-49 | 2049-50
NEM | Grid Battery pump | 0.24275 | 0.31344 | 0.3194 | 0.34689 | 0.32659 | 0.30615 | 0.2825 | 0.25028 | 0.22108 | 0.20951 | 0.19447 | 0.19254 | 0.1575 | 0.13101 | 0.13255 | 0.1267 | 0.10783 | 0.1005 | 0.09872 | 0.079734 | 0.044531 | 0.02425 | 0.022692 | 0.023284 | 0.022312 | 0.019386 | 0.018437 | 0.017291 | 0.014023
NEM | Pumped Hydro Pump | 1221.4412 | 3813.0087 | 4740.5418 | 12127.6852 | 8436.991 | 8035.8652 | 9214.5609 | 11665.3783 | 8726.9519 | 9227.4453 | 9403.6626 | 13075.8173 | 11380.5867 | 9701.4903 | 11539.8793 | 10148.3182 | 8518.3139 | 7533.0156 | 7944.4202 | 8038.2494 | 7766.8892 | 7612.3525 | 7315.7177 | 7392.4055 | 7650.0936 | 6248.6692 | 5342.9328 | 5676.1053 | 3946.0927
NEM | VPP pump | 0.47015 | 0.81459 | 1.0769 | 1.8007 | 2.5664 | 3.3383 | 4.197 | 5.0212 | 5.695 | 6.6438 | 7.7728 | 9.1244 | 9.6838 | 9.828 | 10.4929 | 10.7613 | 9.7324 | 9.6257 | 9.7466 | 9.9084 | 10.1903 | 10.2725 | 10.0262 | 10.4582 | 9.9165 | 9.1002 | 8.9806 | 8.8569 | 6.7372
Region | Technology | 2021-22 | 2022-23 | 2023-24 | 2024-25 | 2025-26 | 2026-27 | 2027-28 | 2028-29 | 2029-30 | 2030-31 | 2031-32 | 2032-33 | 2033-34 | 2034-35 | 2035-36 | 2036-37 | 2037-38 | 2038-39 | 2039-40 | 2040-41 | 2041-42 | 2042-43 | 2043-44 | 2044-45 | 2045-46 | 2046-47 | 2047-48 | 2048-49 | 2049-50
NSW1 | Grid Battery pump | 0 | 0 | 0 | 0 | 0 | 0 | 0 | 0 | 0 | 0 | 0 | 0 | 0 | 0 | 0 | 0 | 0 | 0 | 0 | 0 | 0 | 0 | 0 | 0 | 0 | 0 | 0 | 0 | 0
NSW1 | Pumped Hydro Pump | 916.1133 | 2882.9051 | 3490.4922 | 7541.5207 | 3897.1825 | 4431.476 | 5630.1487 | 7052.7623 | 5186.3677 | 5686.1458 | 6204.3081 | 9059.9778 | 7914.0839 | 6579.6315 | 8253.2435 | 7146.692 | 6649.7234 | 5728.2106 | 6149.802 | 6208.8333 | 5590.432 | 5826.6635 | 6019.6907 | 5950.0489 | 6420.5167 | 5251.517 | 4473.9798 | 4930.1384 | 3694.3666
NSW1 | VPP pump | 0.17036 | 0.313 | 0.38451 | 0.69605 | 1.0021 | 1.2831 | 1.6217 | 1.8685 | 2.1034 | 2.4172 | 2.7198 | 3.126 | 3.3552 | 3.3108 | 3.5222 | 3.6158 | 3.4542 | 3.362 | 3.4573 | 3.4214 | 3.5238 | 3.5768 | 3.5207 | 3.6665 | 3.5368 | 3.3615 | 3.2163 | 3.2949 | 2.6598
Region | Technology | 2021-22 | 2022-23 | 2023-24 | 2024-25 | 2025-26 | 2026-27 | 2027-28 | 2028-29 | 2029-30 | 2030-31 | 2031-32 | 2032-33 | 2033-34 | 2034-35 | 2035-36 | 2036-37 | 2037-38 | 2038-39 | 2039-40 | 2040-41 | 2041-42 | 2042-43 | 2043-44 | 2044-45 | 2045-46 | 2046-47 | 2047-48 | 2048-49 | 2049-50
QLD1 | Grid Battery pump | 0 | 0.023898 | 0.026858 | 0.031888 | 0.032331 | 0.030137 | 0.028097 | 0.026196 | 0.023898 | 0.023276 | 0.021608 | 0.02092 | 0.019417 | 0.018384 | 0.017555 | 0.016799 | 0.013 | 0.01249 | 0.012336 | 0 | 0 | 0 | 0 | 0 | 0 | 0 | 0 | 0 | 0
QLD1 | Pumped Hydro Pump | 305.3279 | 930.1036 | 1250.0496 | 4586.1645 | 4539.8085 | 3604.3892 | 3584.4122 | 4612.616 | 3540.5842 | 3541.2995 | 3199.3545 | 4015.8395 | 3466.5028 | 3121.8588 | 3286.6358 | 3001.6262 | 1868.5905 | 1804.805 | 1794.6182 | 1829.4161 | 2176.4572 | 1785.689 | 1296.027 | 1442.3566 | 1229.5769 | 997.1522 | 868.953 | 745.9669 | 251.7261
QLD1 | VPP pump | 0.073814 | 0.1222 | 0.18169 | 0.33956 | 0.52004 | 0.67299 | 0.85148 | 1.0473 | 1.199 | 1.4426 | 1.6935 | 2.009 | 2.1001 | 2.2657 | 2.3722 | 2.4338 | 1.8754 | 1.9557 | 2.0247 | 2.1297 | 2.2959 | 2.339 | 2.3507 | 2.3482 | 2.1048 | 1.7089 | 1.8395 | 1.8024 | 1.0752
Region | Technology | 2021-22 | 2022-23 | 2023-24 | 2024-25 | 2025-26 | 2026-27 | 2027-28 | 2028-29 | 2029-30 | 2030-31 | 2031-32 | 2032-33 | 2033-34 | 2034-35 | 2035-36 | 2036-37 | 2037-38 | 2038-39 | 2039-40 | 2040-41 | 2041-42 | 2042-43 | 2043-44 | 2044-45 | 2045-46 | 2046-47 | 2047-48 | 2048-49 | 2049-50
VIC1 | Grid Battery pump | 0.12743 | 0.17979 | 0.17794 | 0.1993 | 0.18687 | 0.1778 | 0.1646 | 0.14239 | 0.12575 | 0.11969 | 0.11138 | 0.11118 | 0.082372 | 0.072668 | 0.074966 | 0.071611 | 0.062222 | 0.057625 | 0.056818 | 0.053035 | 0.018446 | 0 | 0 | 0 | 0 | 0 | 0 | 0 | 0
VIC1 | Pumped Hydro Pump | 0 | 0 | 0 | 0 | 0 | 0 | 0 | 0 | 0 | 0 | 0 | 0 | 0 | 0 | 0 | 0 | 0 | 0 | 0 | 0 | 0 | 0 | 0 | 0 | 0 | 0 | 0 | 0 | 0
VIC1 | VPP pump | 0.10983 | 0.18162 | 0.258 | 0.45111 | 0.64352 | 0.86412 | 1.105 | 1.3875 | 1.6369 | 1.9293 | 2.3402 | 2.8199 | 3.0093 | 3.0118 | 3.2769 | 3.3719 | 3.2341 | 3.1541 | 3.1133 | 3.2146 | 3.2184 | 3.2049 | 3.0375 | 3.3008 | 3.1571 | 3.0005 | 2.9303 | 2.8233 | 2.2753
Region | Technology | 2021-22 | 2022-23 | 2023-24 | 2024-25 | 2025-26 | 2026-27 | 2027-28 | 2028-29 | 2029-30 | 2030-31 | 2031-32 | 2032-33 | 2033-34 | 2034-35 | 2035-36 | 2036-37 | 2037-38 | 2038-39 | 2039-40 | 2040-41 | 2041-42 | 2042-43 | 2043-44 | 2044-45 | 2045-46 | 2046-47 | 2047-48 | 2048-49 | 2049-50
SA1 | Grid Battery pump | 0.11532 | 0.10976 | 0.1146 | 0.11571 | 0.10739 | 0.098215 | 0.089801 | 0.081694 | 0.071438 | 0.066549 | 0.061476 | 0.060438 | 0.055705 | 0.039957 | 0.040028 | 0.038287 | 0.032613 | 0.030389 | 0.029566 | 0.026699 | 0.026085 | 0.02425 | 0.022692 | 0.023284 | 0.022312 | 0.019386 | 0.018437 | 0.017291 | 0.014023
SA1 | Pumped Hydro Pump | 0 | 0 | 0 | 0 | 0 | 0 | 0 | 0 | 0 | 0 | 0 | 0 | 0 | 0 | 0 | 0 | 0 | 0 | 0 | 0 | 0 | 0 | 0 | 0 | 0 | 0 | 0 | 0 | 0
SA1 | VPP pump | 0.11342 | 0.18924 | 0.24728 | 0.3044 | 0.38481 | 0.4927 | 0.58699 | 0.6789 | 0.70538 | 0.7963 | 0.91126 | 1.0371 | 1.0778 | 1.0702 | 1.1353 | 1.1281 | 0.96247 | 0.9469 | 0.94629 | 0.91431 | 0.92836 | 0.91849 | 0.89723 | 0.92145 | 0.89102 | 0.82022 | 0.79406 | 0.74568 | 0.55305
Region | Technology | 2021-22 | 2022-23 | 2023-24 | 2024-25 | 2025-26 | 2026-27 | 2027-28 | 2028-29 | 2029-30 | 2030-31 | 2031-32 | 2032-33 | 2033-34 | 2034-35 | 2035-36 | 2036-37 | 2037-38 | 2038-39 | 2039-40 | 2040-41 | 2041-42 | 2042-43 | 2043-44 | 2044-45 | 2045-46 | 2046-47 | 2047-48 | 2048-49 | 2049-50
TAS1 | Grid Battery pump | 0 | 0 | 0 | 0 | 0 | 0 | 0 | 0 | 0 | 0 | 0 | 0 | 0 | 0 | 0 | 0 | 0 | 0 | 0 | 0 | 0 | 0 | 0 | 0 | 0 | 0 | 0 | 0 | 0
TAS1 | Pumped Hydro Pump | 0 | 0 | 0 | 0 | 0 | 0 | 0 | 0 | 0 | 0 | 0 | 0 | 0 | 0 | 0 | 0 | 0 | 0 | 0 | 0 | 0 | 0 | 0 | 0 | 0 | 0 | 0 | 0 | 0
TAS1 | VPP pump | 0.0027191 | 0.0085299 | 0.0053778 | 0.0095496 | 0.015943 | 0.025398 | 0.031866 | 0.038962 | 0.050372 | 0.058379 | 0.10805 | 0.13242 | 0.14149 | 0.16942 | 0.18626 | 0.21173 | 0.20627 | 0.20708 | 0.20509 | 0.22837 | 0.22385 | 0.23327 | 0.22014 | 0.22116 | 0.22672 | 0.20906 | 0.20044 | 0.19068 | 0.17385

## BaseCase_FOM Cost
FOM cost by technology ($000s) - Base Case, Fast Change Scenario
FOM | Real June 2020 dollars discounted to 1 July 2020. For new entrant capacity, the FOM is incurred annually in modelling. For existing capacity, FOM is considered to be a sunk cost, since the fixed retirement dates are assumed to be the same in the Base Case and the case with Marinus Link. As such, early retirements are presented as an annual FOM saving, or negative cost, that continues until the assumed fixed date retirement.
Explicitly modelled generation
Region | Technology | 2021-22 | 2022-23 | 2023-24 | 2024-25 | 2025-26 | 2026-27 | 2027-28 | 2028-29 | 2029-30 | 2030-31 | 2031-32 | 2032-33 | 2033-34 | 2034-35 | 2035-36 | 2036-37 | 2037-38 | 2038-39 | 2039-40 | 2040-41 | 2041-42 | 2042-43 | 2043-44 | 2044-45 | 2045-46 | 2046-47 | 2047-48 | 2048-49 | 2049-50
NEM | Black Coal | 0 | 0 | 0 | -103996.1448 | 107439.5948 | 137338.4334 | -53134.604 | -167624.7543 | -175177.6508 | -168337.2951 | 222199.9935 | 342545.6867 | 196057.6709 | -100335.0696 | -7088.8372 | -537.4352 | -0.00065372 | -0.00062378 | -0.0005968 | -0.00056788 | 239835.4415 | -1.9653e-06 | 0 | 0 | 0 | 0 | 0 | 0 | 0
NEM | Brown Coal | 0 | 0 | 0 | -153211.1144 | -157781.1139 | -159866.8412 | 151885.1016 | 434833.5768 | -105352.1641 | -68541.0552 | -32788.3739 | -0.0065415 | -0.0062419 | -0.005956 | -0.0056984 | -0.0054222 | 190672.8133 | 363063.5464 | -0.0047234 | -0.0044945 | -0.0042886 | -0.0040922 | -0.0039152 | -0.0037254 | -0.0035548 | -0.003392 | -0.0026191 | 0 | 0
NEM | CCGT | 0.00014737 | 0.00014171 | 0.0001491 | 0.00015882 | 0.00015155 | 0.00014461 | 0.0001398 | 0.0001477 | 0.00014094 | 0.00013448 | 0.00013728 | 0.00020551 | 0.0001961 | 0.00018712 | 0.00017961 | 0.00017315 | 0.00029227 | 0.00027954 | 0.00031146 | 0.00029636 | 0.00033356 | 0.00033531 | 0.00032814 | 0.00031515 | 0.00030134 | 0.00029485 | 0.00028605 | 0.00041203 | 0.00039355
NEM | Gas - Steam | 0 | 0 | 0 | 0 | 0 | 0 | 0 | 0 | 0 | 0 | 0 | 0 | 0 | 0 | 0 | 0 | 0 | 0 | 0 | 0 | 0 | 0 | 0 | 0 | 0 | 0 | 0 | 0 | 0
NEM | OCGT / Diesel | 0.00061713 | 0.00060633 | 0.00058474 | 0.0005564 | 0.00053092 | 0.0005066 | 0.00048469 | 0.00047493 | 0.00046711 | 0.00046754 | 0.00047193 | 0.0006556 | 0.00062557 | 0.00059692 | 0.0005741 | 0.00055423 | 0.00097399 | 0.00093395 | 1427.2361 | 1358.0583 | 2121.8292 | 2281.3812 | 2182.7144 | 8600.5963 | 9712.3499 | 14123.3328 | 13512.5165 | 16206.2018 | 15463.9331
NEM | Hydro | 0 | 0 | 0 | 0 | 0 | 0 | 0 | 0 | 0 | 0 | 0 | 0 | 0 | 0 | 0 | 0 | 0 | 0 | 0 | 0 | 0 | 0 | 0 | 0 | 0 | 0 | 0 | 0 | 0
NEM | Wind | 15317.6895 | 33773.4794 | 53738.8886 | 71822.2936 | 86894.7712 | 85640.93 | 106631.4644 | 124293.568 | 193785.0561 | 187131.9446 | 181164.5654 | 219890.3274 | 214592.9161 | 219023.0706 | 229760.3569 | 234852.9842 | 273264.6107 | 267493.9159 | 264630.7721 | 253252.1187 | 256561.8099 | 265061.3382 | 260964.7233 | 251197.5861 | 256548.2942 | 262001.4123 | 269752.6923 | 266953.3712 | 268261.5933
NEM | Solar PV | 0.00086474 | 0.0014529 | 0.0016032 | 0.0029217 | 2134.9303 | 15712.8794 | 19538.2452 | 24772.2993 | 61344.8446 | 58535.1573 | 56003.5859 | 53289.1087 | 50848.3864 | 48519.453 | 46421.0482 | 44171.0323 | 62232.215 | 64937.7399 | 68932.4168 | 77906.3344 | 81419.1874 | 112102.6503 | 108975.1912 | 103693.192 | 98943.8855 | 112161.6884 | 109050.0513 | 110136.6092 | 114662.5256
NEM | Grid Battery | 0.00075257 | 0.0010948 | 0.0010502 | 0.0012876 | 0.0017256 | 0.001757 | 0.0022027 | 0.0026629 | 0.038669 | 0.036956 | 0.03559 | 0.038764 | 962.6464 | 918.5557 | 878.8302 | 836.2336 | 18906.8112 | 18040.8504 | 22817.4001 | 21711.4466 | 29462.1064 | 28112.697 | 26896.8585 | 25593.1748 | 24420.9684 | 31065.8599 | 29722.3009 | 28281.6712 | 26986.3275
NEM | Pumped Hydro | 0 | 0 | 0.0013904 | 0.0015308 | 0.0015004 | 0.0014781 | 0.0014973 | 0.0015807 | 22893.9796 | 21845.4004 | 20900.6146 | 19887.5683 | 18976.6878 | 18107.5265 | 17324.399 | 16484.6899 | 19244.0501 | 18362.6432 | 18096.34 | 17219.2151 | 18761.6131 | 24853.1087 | 23778.2433 | 22755.9792 | 21713.7206 | 21761.8969 | 20820.7225 | 21874.6644 | 26289.1971
NEM | VPP | 0 | 0 | 0 | 0 | 0 | 0 | 0 | 0 | 0 | 0 | 0 | 0 | 0 | 0 | 0 | 0 | 0 | 0 | 0 | 0 | 0 | 0 | 0 | 0 | 0 | 0 | 0 | 0 | 0
Total excluding storage |  | 15317.6912 | 33773.4816 | 53738.891 | -185384.962 | 38688.183 | 78825.4023 | 224920.2077 | 416274.6905 | -25399.9135 | 8788.7522 | 426579.7716 | 615725.1171 | 461498.968 | 167207.4489 | 269092.5629 | 278486.5765 | 526169.6396 | 695495.2028 | 334990.4199 | 332516.5067 | 579938.2641 | 379445.366 | 372122.6254 | 363491.371 | 365204.5264 | 388286.4304 | 392315.2579 | 393296.1827 | 398388.0523
Region | Technology | 2021-22 | 2022-23 | 2023-24 | 2024-25 | 2025-26 | 2026-27 | 2027-28 | 2028-29 | 2029-30 | 2030-31 | 2031-32 | 2032-33 | 2033-34 | 2034-35 | 2035-36 | 2036-37 | 2037-38 | 2038-39 | 2039-40 | 2040-41 | 2041-42 | 2042-43 | 2043-44 | 2044-45 | 2045-46 | 2046-47 | 2047-48 | 2048-49 | 2049-50
NSW1 | Black Coal | 0 | 0 | 0 | -28115.1754 | 179844.9963 | -108182.257 | -103503.5114 | -98486.7231 | -109206.2471 | -105387.4824 | -101009.2742 | 238993.4314 | -50467.8411 | -48156.3369 | -0.00045965 | -0.00043737 | -0.00041734 | -0.00039822 | -0.000381 | -0.00036253 | -0.00034593 | 0 | 0 | 0 | 0 | 0 | 0 | 0 | 0
NSW1 | Brown Coal | 0 | 0 | 0 | 0 | 0 | 0 | 0 | 0 | 0 | 0 | 0 | 0 | 0 | 0 | 0 | 0 | 0 | 0 | 0 | 0 | 0 | 0 | 0 | 0 | 0 | 0 | 0 | 0 | 0
NSW1 | CCGT | 3.1926e-05 | 3.0464e-05 | 3.1709e-05 | 3.4807e-05 | 3.3213e-05 | 3.1692e-05 | 3.0321e-05 | 3.1629e-05 | 3.018e-05 | 2.8798e-05 | 2.9336e-05 | 5.1683e-05 | 4.9316e-05 | 4.7057e-05 | 4.5022e-05 | 4.284e-05 | 9.4408e-05 | 9.0084e-05 | 9.0269e-05 | 8.5894e-05 | 0.00010901 | 0.00010401 | 0.00010032 | 9.5455e-05 | 9.1083e-05 | 8.6912e-05 | 8.3153e-05 | 0.00011641 | 0.00011108
NSW1 | Gas - Steam | 0 | 0 | 0 | 0 | 0 | 0 | 0 | 0 | 0 | 0 | 0 | 0 | 0 | 0 | 0 | 0 | 0 | 0 | 0 | 0 | 0 | 0 | 0 | 0 | 0 | 0 | 0 | 0 | 0
NSW1 | OCGT / Diesel | 0.00012782 | 0.00012791 | 0.00012702 | 0.00012086 | 0.00011533 | 0.00011004 | 0.00010528 | 0.00010018 | 9.672e-05 | 9.638e-05 | 9.7283e-05 | 0.00014903 | 0.0001422 | 0.00013569 | 0.00012982 | 0.00012353 | 0.0003346 | 0.00031928 | 283.7924 | 270.0371 | 975.983 | 931.2814 | 891.0047 | 5656.3911 | 5397.3198 | 5150.1143 | 4927.3784 | 5531.1604 | 5277.8248
NSW1 | Hydro | 0 | 0 | 0 | 0 | 0 | 0 | 0 | 0 | 0 | 0 | 0 | 0 | 0 | 0 | 0 | 0 | 0 | 0 | 0 | 0 | 0 | 0 | 0 | 0 | 0 | 0 | 0 | 0 | 0
NSW1 | Wind | 0.0028364 | 19157.3659 | 36664.0477 | 52634.013 | 64340.9432 | 61394.0299 | 69208.0445 | 73514.1021 | 130367.7135 | 124396.6732 | 119016.6746 | 116094.3036 | 110777.0073 | 110466.0456 | 121221.9736 | 115368.1785 | 111395.0522 | 107495.7493 | 110030.6338 | 104697.4778 | 110335.2015 | 105281.688 | 100728.3884 | 95846.1096 | 96396.9495 | 91981.8225 | 99792.2807 | 94955.3773 | 90606.2761
NSW1 | Solar PV | 0.00020377 | 0.00042605 | 0.00044542 | 0.00088199 | 2134.9282 | 15712.8773 | 19538.2428 | 24772.2967 | 61344.8413 | 58535.1539 | 56003.5827 | 53289.1036 | 50848.3813 | 48519.4478 | 46421.0431 | 44171.0272 | 50280.1738 | 53533.1188 | 53185.4423 | 50607.5578 | 48289.6544 | 65235.2193 | 62413.8788 | 59388.6943 | 56668.6014 | 60044.89 | 59187.2379 | 62690.6184 | 65213.0802
NSW1 | Grid Battery | 0.00026063 | 0.00038085 | 0.00036438 | 0.00047632 | 0.00057525 | 0.00060905 | 0.00075032 | 0.00084783 | 0.036745 | 0.035067 | 0.033596 | 0.032747 | 0.031249 | 0.029818 | 0.028532 | 0.027149 | 1859.0537 | 1773.9062 | 4599.0199 | 4376.1066 | 8318.3693 | 7937.3753 | 7594.0939 | 7226.0101 | 6895.0478 | 6579.2441 | 6294.7002 | 5989.6001 | 5715.2673
NSW1 | Pumped Hydro | 0 | 0 | 0.00041182 | 0.00047696 | 0.00045511 | 0.00043561 | 0.00045221 | 0.00048146 | 22893.9785 | 21845.3993 | 20900.6135 | 19887.5664 | 18976.6855 | 18107.5243 | 17324.3968 | 16484.6878 | 15729.6645 | 15009.2218 | 14360.0924 | 13664.0625 | 13038.2276 | 12441.0568 | 11902.9969 | 11326.0617 | 10807.3108 | 10312.3195 | 9866.3247 | 9388.1065 | 8958.1169
NSW1 | VPP | 0 | 0 | 0 | 0 | 0 | 0 | 0 | 0 | 0 | 0 | 0 | 0 | 0 | 0 | 0 | 0 | 0 | 0 | 0 | 0 | 0 | 0 | 0 | 0 | 0 | 0 | 0 | 0 | 0
Total excluding storage |  | 0.0031999 | 19157.3665 | 36664.0483 | 24518.8387 | 246320.8679 | -31075.3496 | -14757.224 | -200.3242 | 82506.3079 | 77544.3448 | 74010.9833 | 408376.8389 | 111157.5476 | 110829.1567 | 167643.0164 | 159539.2054 | 161675.2261 | 161028.8681 | 163499.8683 | 155575.0724 | 159600.8386 | 171448.1888 | 164033.272 | 160891.1951 | 158462.8708 | 157176.8269 | 163906.8971 | 163177.1562 | 161097.1811
Region | Technology | 2021-22 | 2022-23 | 2023-24 | 2024-25 | 2025-26 | 2026-27 | 2027-28 | 2028-29 | 2029-30 | 2030-31 | 2031-32 | 2032-33 | 2033-34 | 2034-35 | 2035-36 | 2036-37 | 2037-38 | 2038-39 | 2039-40 | 2040-41 | 2041-42 | 2042-43 | 2043-44 | 2044-45 | 2045-46 | 2046-47 | 2047-48 | 2048-49 | 2049-50
QLD1 | Black Coal | 0 | 0 | 0 | -75880.9695 | -72405.4015 | 245520.6904 | 50368.9074 | -69138.0311 | -65971.4037 | -62949.8127 | 323209.2677 | 103552.2553 | 246525.512 | -52178.7327 | -7088.8368 | -537.4348 | -0.00023639 | -0.00022556 | -0.0002158 | -0.00020534 | 239835.4418 | -1.9653e-06 | 0 | 0 | 0 | 0 | 0 | 0 | 0
QLD1 | Brown Coal | 0 | 0 | 0 | 0 | 0 | 0 | 0 | 0 | 0 | 0 | 0 | 0 | 0 | 0 | 0 | 0 | 0 | 0 | 0 | 0 | 0 | 0 | 0 | 0 | 0 | 0 | 0 | 0 | 0
QLD1 | CCGT | 3.3968e-05 | 3.3493e-05 | 3.4092e-05 | 3.9561e-05 | 3.7749e-05 | 3.6021e-05 | 3.4463e-05 | 3.8197e-05 | 3.6448e-05 | 3.4779e-05 | 3.7123e-05 | 5.0224e-05 | 4.7923e-05 | 4.5728e-05 | 4.3751e-05 | 4.3266e-05 | 7.4626e-05 | 7.1208e-05 | 9.3963e-05 | 8.9408e-05 | 8.5313e-05 | 9.7866e-05 | 9.3633e-05 | 8.9095e-05 | 8.5014e-05 | 8.77e-05 | 8.3907e-05 | 7.984e-05 | 7.6183e-05
QLD1 | Gas - Steam | 0 | 0 | 0 | 0 | 0 | 0 | 0 | 0 | 0 | 0 | 0 | 0 | 0 | 0 | 0 | 0 | 0 | 0 | 0 | 0 | 0 | 0 | 0 | 0 | 0 | 0 | 0 | 0 | 0
QLD1 | OCGT / Diesel | 0.00012574 | 0.00012451 | 0.00011912 | 0.00011335 | 0.00010816 | 0.0001032 | 9.8741e-05 | 9.9671e-05 | 9.7338e-05 | 9.796e-05 | 9.9709e-05 | 0.00012447 | 0.00011877 | 0.00011333 | 0.00010843 | 0.00010726 | 0.00015234 | 0.00014536 | 1143.4429 | 1088.0205 | 1038.1875 | 1247.3719 | 1193.4247 | 1135.5797 | 2589.2425 | 7326.4746 | 7009.6138 | 6941.8164 | 6623.8706
QLD1 | Hydro | 0 | 0 | 0 | 0 | 0 | 0 | 0 | 0 | 0 | 0 | 0 | 0 | 0 | 0 | 0 | 0 | 0 | 0 | 0 | 0 | 0 | 0 | 0 | 0 | 0 | 0 | 0 | 0 | 0
QLD1 | Wind | 15317.6792 | 14616.1063 | 13983.9783 | 13306.1816 | 14131.8342 | 13484.5747 | 24518.3739 | 36018.1674 | 46964.0471 | 44813.0221 | 42874.9156 | 53962.495 | 54095.7425 | 51618.075 | 49385.6587 | 55322.2206 | 67082.4234 | 64009.946 | 61241.5969 | 58273.2326 | 60080.207 | 70717.9271 | 67659.4664 | 67261.7808 | 70688.6038 | 71260.1018 | 68178.1926 | 64873.6134 | 73903.171
QLD1 | Solar PV | 0.00027892 | 0.00045726 | 0.00049767 | 0.00086241 | 0.00086002 | 0.00088099 | 0.0010929 | 0.0010475 | 0.0017659 | 0.001685 | 0.0016121 | 0.0015385 | 0.0015145 | 0.0014451 | 0.0013826 | 0.0013156 | 11443.9658 | 10919.8147 | 10447.5466 | 13611.7486 | 17283.7095 | 31179.0367 | 29830.5829 | 28384.7023 | 27084.6396 | 35545.5224 | 34008.2236 | 32359.8538 | 33315.9804
QLD1 | Grid Battery | 0.00012793 | 0.00017404 | 0.00016652 | 0.00021579 | 0.00028073 | 0.00026788 | 0.00042779 | 0.00059212 | 0.00057339 | 0.00055557 | 0.00058044 | 0.0016967 | 962.611 | 918.5219 | 878.797 | 836.202 | 13950.3896 | 13311.4404 | 12735.7375 | 12118.4396 | 11563.3966 | 11033.7754 | 10556.5786 | 10044.904 | 9584.832 | 16909.2412 | 16177.938 | 15393.7975 | 14688.7381
QLD1 | Pumped Hydro | 0 | 0 | 0.00017969 | 0.00021475 | 0.00020911 | 0.00021059 | 0.00021833 | 0.00024978 | 0.00023834 | 0.00023679 | 0.00023582 | 0.00052223 | 0.00095035 | 0.00090682 | 0.00086901 | 0.00082777 | 3157.4339 | 3012.8186 | 2882.518 | 2742.8031 | 2650.0219 | 9479.453 | 9069.4787 | 8629.8834 | 8234.6216 | 8900.1611 | 8515.2404 | 8102.5089 | 13147.8273
QLD1 | VPP | 0 | 0 | 0 | 0 | 0 | 0 | 0 | 0 | 0 | 0 | 0 | 0 | 0 | 0 | 0 | 0 | 0 | 0 | 0 | 0 | 0 | 0 | 0 | 0 | 0 | 0 | 0 | 0 | 0
Total excluding storage |  | 15317.6797 | 14616.1069 | 13983.979 | -62574.7868 | -58273.5663 | 259005.2661 | 74887.2825 | -33119.8625 | -19007.3547 | -18136.7888 | 366084.1851 | 157514.752 | 300621.2562 | -560.6561 | 42296.8234 | 54784.7873 | 78526.3892 | 74929.7607 | 72832.5862 | 72973.0016 | 318237.5459 | 103144.3358 | 98683.474 | 96782.0628 | 100362.4859 | 114132.0988 | 109196.0301 | 104175.2837 | 113843.022
Region | Technology | 2021-22 | 2022-23 | 2023-24 | 2024-25 | 2025-26 | 2026-27 | 2027-28 | 2028-29 | 2029-30 | 2030-31 | 2031-32 | 2032-33 | 2033-34 | 2034-35 | 2035-36 | 2036-37 | 2037-38 | 2038-39 | 2039-40 | 2040-41 | 2041-42 | 2042-43 | 2043-44 | 2044-45 | 2045-46 | 2046-47 | 2047-48 | 2048-49 | 2049-50
VIC1 | Black Coal | 0 | 0 | 0 | 0 | 0 | 0 | 0 | 0 | 0 | 0 | 0 | 0 | 0 | 0 | 0 | 0 | 0 | 0 | 0 | 0 | 0 | 0 | 0 | 0 | 0 | 0 | 0 | 0 | 0
VIC1 | Brown Coal | 0 | 0 | 0 | -153211.1144 | -157781.1139 | -159866.8412 | 151885.1016 | 434833.5768 | -105352.1641 | -68541.0552 | -32788.3739 | -0.0065415 | -0.0062419 | -0.005956 | -0.0056984 | -0.0054222 | 190672.8133 | 363063.5464 | -0.0047234 | -0.0044945 | -0.0042886 | -0.0040922 | -0.0039152 | -0.0037254 | -0.0035548 | -0.003392 | -0.0026191 | 0 | 0
VIC1 | CCGT | 2.8152e-05 | 2.6862e-05 | 2.6846e-05 | 3.0735e-05 | 2.9327e-05 | 2.7984e-05 | 2.8222e-05 | 2.9511e-05 | 2.816e-05 | 2.687e-05 | 2.6948e-05 | 4.2769e-05 | 4.081e-05 | 3.8941e-05 | 3.7257e-05 | 3.5451e-05 | 5.0914e-05 | 4.8582e-05 | 5.515e-05 | 5.2477e-05 | 5.4556e-05 | 5.2057e-05 | 5.086e-05 | 5.0593e-05 | 4.8276e-05 | 4.6065e-05 | 4.7329e-05 | 0.00013196 | 0.00012592
VIC1 | Gas - Steam | 0 | 0 | 0 | 0 | 0 | 0 | 0 | 0 | 0 | 0 | 0 | 0 | 0 | 0 | 0 | 0 | 0 | 0 | 0 | 0 | 0 | 0 | 0 | 0 | 0 | 0 | 0 | 0 | 0
VIC1 | OCGT / Diesel | 0.00012067 | 0.00011771 | 0.00011262 | 0.00010716 | 0.00010225 | 9.757e-05 | 9.335e-05 | 9.1943e-05 | 9.1031e-05 | 9.0951e-05 | 9.1701e-05 | 0.00013786 | 0.00013154 | 0.00012552 | 0.00012009 | 0.00011427 | 0.00016208 | 0.00015466 | 0.00023008 | 0.00021893 | 0.00029886 | 0.00028517 | 0.00027319 | 0.0046116 | 0.0044004 | 0.0041988 | 0.0040172 | 2234.0698 | 2131.746
VIC1 | Hydro | 0 | 0 | 0 | 0 | 0 | 0 | 0 | 0 | 0 | 0 | 0 | 0 | 0 | 0 | 0 | 0 | 0 | 0 | 0 | 0 | 0 | 0 | 0 | 0 | 0 | 0 | 0 | 0 | 0
VIC1 | Wind | 0.0016415 | 0.0015973 | 0.0015833 | 0.0020704 | 0.0019756 | 0.0018851 | 0.0019371 | 0.0022114 | 0.0021289 | 0.002066 | 0.002466 | 9795.1571 | 9346.5253 | 16562.8119 | 15846.4913 | 20216.1354 | 42745.566 | 41176.2925 | 39395.4704 | 37485.9826 | 35769.0863 | 40991.7659 | 46585.8749 | 44327.8697 | 46213.9762 | 54410.2743 | 59351.0496 | 62947.0361 | 61598.1917
VIC1 | Solar PV | 8.2376e-05 | 9.9862e-05 | 0.00010409 | 0.00028525 | 0.00027219 | 0.00026663 | 0.00031947 | 0.00035539 | 0.00034313 | 0.00036334 | 0.00035776 | 0.00084533 | 0.00084247 | 0.00080796 | 0.00077301 | 0.00073922 | 0.0031563 | 0.0046683 | 3952.7684 | 10617.8861 | 12212.9266 | 11653.5559 | 11149.5544 | 10609.1384 | 10123.2237 | 11735.9507 | 11228.3862 | 10684.164 | 11933.1082
VIC1 | Grid Battery | 0.00011723 | 0.00017703 | 0.00016937 | 0.00019994 | 0.0003014 | 0.00030817 | 0.00035517 | 0.00042095 | 0.00045319 | 0.00045422 | 0.00048623 | 0.0015324 | 0.0014638 | 0.0013967 | 0.0013401 | 0.0012762 | 0.0042393 | 0.0040474 | 1274.4842 | 1212.7103 | 3904.1875 | 3725.3698 | 3564.2523 | 3391.4939 | 3236.1583 | 3087.9373 | 2954.3879 | 2811.1895 | 2682.4328
VIC1 | Pumped Hydro | 0 | 0 | 0.00019876 | 0.00024654 | 0.00023524 | 0.00023207 | 0.00022503 | 0.00023782 | 0.00022841 | 0.00022167 | 0.00022822 | 0.00062134 | 0.00059288 | 0.00056573 | 0.00054226 | 0.00051729 | 356.9509 | 340.602 | 853.7288 | 812.3487 | 3073.3627 | 2932.598 | 2805.7669 | 2800.0332 | 2671.7874 | 2549.4155 | 2439.1565 | 4384.0481 | 4183.252
VIC1 | VPP | 0 | 0 | 0 | 0 | 0 | 0 | 0 | 0 | 0 | 0 | 0 | 0 | 0 | 0 | 0 | 0 | 0 | 0 | 0 | 0 | 0 | 0 | 0 | 0 | 0 | 0 | 0 | 0 | 0
Total excluding storage |  | 0.0018727 | 0.0018418 | 0.0018269 | -153211.1119 | -157781.1115 | -159866.839 | 151885.104 | 434833.5795 | -105352.1615 | -68541.0527 | -32788.3709 | 9795.1516 | 9346.5201 | 16562.8069 | 15846.4865 | 20216.1309 | 233418.3827 | 404239.8438 | 43348.2343 | 48103.8645 | 47982.0089 | 52645.3181 | 57735.4257 | 54937.009 | 56337.2008 | 66146.2259 | 70579.4372 | 75865.2701 | 75663.0461
Region | Technology | 2021-22 | 2022-23 | 2023-24 | 2024-25 | 2025-26 | 2026-27 | 2027-28 | 2028-29 | 2029-30 | 2030-31 | 2031-32 | 2032-33 | 2033-34 | 2034-35 | 2035-36 | 2036-37 | 2037-38 | 2038-39 | 2039-40 | 2040-41 | 2041-42 | 2042-43 | 2043-44 | 2044-45 | 2045-46 | 2046-47 | 2047-48 | 2048-49 | 2049-50
SA1 | Black Coal | 0 | 0 | 0 | 0 | 0 | 0 | 0 | 0 | 0 | 0 | 0 | 0 | 0 | 0 | 0 | 0 | 0 | 0 | 0 | 0 | 0 | 0 | 0 | 0 | 0 | 0 | 0 | 0 | 0
SA1 | Brown Coal | 0 | 0 | 0 | 0 | 0 | 0 | 0 | 0 | 0 | 0 | 0 | 0 | 0 | 0 | 0 | 0 | 0 | 0 | 0 | 0 | 0 | 0 | 0 | 0 | 0 | 0 | 0 | 0 | 0
SA1 | CCGT | 2.7691e-05 | 2.6423e-05 | 3.3049e-05 | 3.1447e-05 | 3.0007e-05 | 2.8633e-05 | 2.7394e-05 | 2.9903e-05 | 2.8533e-05 | 2.7226e-05 | 2.7788e-05 | 4.4904e-05 | 4.2847e-05 | 4.0884e-05 | 3.9116e-05 | 3.722e-05 | 5.7893e-05 | 5.5241e-05 | 5.6852e-05 | 5.4097e-05 | 7.007e-05 | 6.6861e-05 | 6.8743e-05 | 6.5411e-05 | 6.2415e-05 | 5.9556e-05 | 5.698e-05 | 6.8875e-05 | 6.572e-05
SA1 | Gas - Steam | 0 | 0 | 0 | 0 | 0 | 0 | 0 | 0 | 0 | 0 | 0 | 0 | 0 | 0 | 0 | 0 | 0 | 0 | 0 | 0 | 0 | 0 | 0 | 0 | 0 | 0 | 0 | 0 | 0
SA1 | OCGT / Diesel | 0.0001206 | 0.0001184 | 0.00011328 | 0.00010779 | 0.00010285 | 9.8141e-05 | 9.3897e-05 | 9.2294e-05 | 9.1247e-05 | 9.1355e-05 | 9.2242e-05 | 0.00014198 | 0.00013548 | 0.00012927 | 0.00012455 | 0.00011851 | 0.00023405 | 0.00022333 | 0.00040656 | 0.00038685 | 107.6584 | 102.7275 | 98.2846 | 1808.6207 | 1725.7831 | 1646.7396 | 1575.5202 | 1499.1552 | 1430.4916
SA1 | Hydro | 0 | 0 | 0 | 0 | 0 | 0 | 0 | 0 | 0 | 0 | 0 | 0 | 0 | 0 | 0 | 0 | 0 | 0 | 0 | 0 | 0 | 0 | 0 | 0 | 0 | 0 | 0 | 0 | 0
SA1 | Wind | 0.0030651 | 0.0029247 | 0.0036608 | 0.0037225 | 0.003552 | 0.0033893 | 0.0033344 | 0.0041862 | 0.003996 | 0.0038762 | 0.0048728 | 19665.8612 | 18993.6675 | 18123.7286 | 20244.6232 | 20316.9062 | 27885.7827 | 30225.9445 | 28918.7108 | 27517.0285 | 26256.7072 | 25054.1099 | 23970.5526 | 22808.71 | 23255.3335 | 25271.5122 | 24178.5542 | 26809.4287 | 25581.5159
SA1 | Solar PV | 0.00026533 | 0.00041569 | 0.00048859 | 0.00078568 | 0.00077811 | 0.00074837 | 0.00086628 | 0.001008 | 0.00096966 | 0.0010238 | 0.0010508 | 0.0024411 | 0.0025378 | 0.0027942 | 0.0026734 | 0.0027834 | 508.072 | 484.8015 | 1346.6591 | 3069.1412 | 3632.8962 | 4034.8377 | 5581.1745 | 5310.6564 | 5067.4203 | 4835.3247 | 4626.2031 | 4401.9725 | 4200.3563
SA1 | Grid Battery | 0.00012161 | 0.00019379 | 0.00018814 | 0.0002062 | 0.0003077 | 0.00032014 | 0.00037897 | 0.00047269 | 0.00052987 | 0.00051119 | 0.00052805 | 0.0023449 | 0.0022394 | 0.0021368 | 0.0029089 | 0.0027843 | 3097.3632 | 2955.4993 | 4208.1579 | 4004.1896 | 5676.1524 | 5416.1759 | 5181.9332 | 4930.7662 | 4704.9296 | 4489.4367 | 4295.2742 | 4087.0834 | 3899.8887
SA1 | Pumped Hydro | 0 | 0 | 0.00015569 | 0.00014815 | 0.00014136 | 0.00013798 | 0.00013538 | 0.00014237 | 0.00013724 | 0.00013669 | 0.00013732 | 0.00021559 | 0.00020572 | 0.00019629 | 0.0002096 | 0.00021358 | 0.00029748 | 0.00028385 | 0.00027497 | 0.00026164 | 0.00035945 | 0.00034373 | 0.00032886 | 0.00035788 | 0.00034149 | 0.00032585 | 0.00031175 | 0.00029737 | 0.00028375
SA1 | VPP | 0 | 0 | 0 | 0 | 0 | 0 | 0 | 0 | 0 | 0 | 0 | 0 | 0 | 0 | 0 | 0 | 0 | 0 | 0 | 0 | 0 | 0 | 0 | 0 | 0 | 0 | 0 | 0 | 0
Total excluding storage |  | 0.0034788 | 0.0034853 | 0.0042957 | 0.0046474 | 0.004463 | 0.0042645 | 0.004322 | 0.0053163 | 0.0050854 | 0.0050186 | 0.0060436 | 19665.8639 | 18993.6702 | 18123.7316 | 20244.6261 | 20316.9091 | 28393.855 | 30710.7463 | 30265.3704 | 30586.1701 | 29997.2618 | 29191.6751 | 29650.0118 | 29927.9872 | 30048.5369 | 31753.5765 | 30380.2775 | 32710.5564 | 31212.3639
Region | Technology | 2021-22 | 2022-23 | 2023-24 | 2024-25 | 2025-26 | 2026-27 | 2027-28 | 2028-29 | 2029-30 | 2030-31 | 2031-32 | 2032-33 | 2033-34 | 2034-35 | 2035-36 | 2036-37 | 2037-38 | 2038-39 | 2039-40 | 2040-41 | 2041-42 | 2042-43 | 2043-44 | 2044-45 | 2045-46 | 2046-47 | 2047-48 | 2048-49 | 2049-50
TAS1 | Black Coal | 0 | 0 | 0 | 0 | 0 | 0 | 0 | 0 | 0 | 0 | 0 | 0 | 0 | 0 | 0 | 0 | 0 | 0 | 0 | 0 | 0 | 0 | 0 | 0 | 0 | 0 | 0 | 0 | 0
TAS1 | Brown Coal | 0 | 0 | 0 | 0 | 0 | 0 | 0 | 0 | 0 | 0 | 0 | 0 | 0 | 0 | 0 | 0 | 0 | 0 | 0 | 0 | 0 | 0 | 0 | 0 | 0 | 0 | 0 | 0 | 0
TAS1 | CCGT | 2.5637e-05 | 2.4463e-05 | 2.3405e-05 | 2.2271e-05 | 2.1251e-05 | 2.0277e-05 | 1.94e-05 | 1.846e-05 | 1.7614e-05 | 1.6808e-05 | 1.6081e-05 | 1.5931e-05 | 1.5202e-05 | 1.4505e-05 | 1.4468e-05 | 1.4373e-05 | 1.4432e-05 | 1.4425e-05 | 1.5224e-05 | 1.4486e-05 | 1.4619e-05 | 1.4513e-05 | 1.4587e-05 | 1.4597e-05 | 1.4552e-05 | 1.4614e-05 | 1.4679e-05 | 1.4939e-05 | 1.4646e-05
TAS1 | Gas - Steam | 0 | 0 | 0 | 0 | 0 | 0 | 0 | 0 | 0 | 0 | 0 | 0 | 0 | 0 | 0 | 0 | 0 | 0 | 0 | 0 | 0 | 0 | 0 | 0 | 0 | 0 | 0 | 0 | 0
TAS1 | OCGT / Diesel | 0.00012229 | 0.0001178 | 0.0001127 | 0.00010724 | 0.00010233 | 9.764e-05 | 9.3417e-05 | 9.0843e-05 | 9.0777e-05 | 9.0895e-05 | 9.0998e-05 | 0.00010225 | 9.7569e-05 | 9.31e-05 | 9.1212e-05 | 9.0665e-05 | 9.0911e-05 | 9.1315e-05 | 0.00010946 | 0.00010416 | 9.9386e-05 | 9.4834e-05 | 9.2761e-05 | 9.3856e-05 | 9.2215e-05 | 9.2471e-05 | 9.3042e-05 | 0.00010122 | 9.6579e-05
TAS1 | Hydro | 0 | 0 | 0 | 0 | 0 | 0 | 0 | 0 | 0 | 0 | 0 | 0 | 0 | 0 | 0 | 0 | 0 | 0 | 0 | 0 | 0 | 0 | 0 | 0 | 0 | 0 | 0 | 0 | 0
TAS1 | Wind | 0.0027477 | 0.002629 | 3090.8573 | 5882.0932 | 8421.9883 | 10762.3202 | 12905.0407 | 14761.292 | 16453.2893 | 17922.2434 | 19272.9678 | 20372.5104 | 21379.9735 | 22252.4096 | 23061.6102 | 23629.5435 | 24155.7864 | 24585.9836 | 25044.3601 | 25278.3972 | 24120.608 | 23015.8473 | 22020.4411 | 20953.116 | 19993.4313 | 19077.7016 | 18252.6152 | 17367.9157 | 16572.4386
TAS1 | Solar PV | 3.4348e-05 | 5.4013e-05 | 6.7472e-05 | 0.00010633 | 0.00013264 | 0.00015019 | 0.0001732 | 0.00018866 | 0.00022728 | 0.00025986 | 0.00024862 | 0.00023844 | 0.00022853 | 0.00021806 | 0.00020863 | 0.00019852 | 0.00020675 | 0.00023869 | 0.00037877 | 0.00076423 | 0.00072923 | 0.00069583 | 0.00066574 | 0.00063347 | 0.00060446 | 0.00057677 | 0.00055183 | 0.00052508 | 0.00050103
TAS1 | Grid Battery | 0.00012516 | 0.00016907 | 0.00016176 | 0.00018931 | 0.00026049 | 0.0002518 | 0.0002905 | 0.00032932 | 0.00036774 | 0.00036806 | 0.00039959 | 0.00044234 | 0.00042444 | 0.00040729 | 0.00042511 | 0.00041386 | 0.00044604 | 0.0004462 | 0.00056798 | 0.0005417 | 0.00055351 | 0.00054707 | 0.00055954 | 0.0005838 | 0.00060406 | 0.00060506 | 0.00062717 | 0.00071584 | 0.00068804
TAS1 | Pumped Hydro | 0 | 0 | 0.00044449 | 0.00044444 | 0.00045955 | 0.00046182 | 0.00046639 | 0.00046922 | 0.00047473 | 0.00047918 | 0.00049063 | 0.00053949 | 0.00051766 | 0.00050148 | 0.00050373 | 0.00050873 | 0.00051472 | 0.00051265 | 0.00059793 | 0.00057071 | 0.00055014 | 0.00053153 | 0.00053783 | 0.00054172 | 0.00053385 | 0.0005319 | 0.00053492 | 0.00057499 | 0.000551
TAS1 | VPP | 0 | 0 | 0 | 0 | 0 | 0 | 0 | 0 | 0 | 0 | 0 | 0 | 0 | 0 | 0 | 0 | 0 | 0 | 0 | 0 | 0 | 0 | 0 | 0 | 0 | 0 | 0 | 0 | 0
Total excluding storage |  | 0.00293 | 0.0028252 | 3090.8575 | 5882.0934 | 8421.9885 | 10762.3205 | 12905.0409 | 14761.2923 | 16453.2897 | 17922.2438 | 19272.9682 | 20372.5108 | 21379.9738 | 22252.4099 | 23061.6105 | 23629.5438 | 24155.7867 | 24585.984 | 25044.3606 | 25278.3981 | 24120.6088 | 23015.8481 | 22020.4418 | 20953.1168 | 19993.432 | 19077.7023 | 18252.6159 | 17367.9163 | 16572.4392

## BaseCase_Fuel Cost
Fuel cost by technology ($000s) - Base Case, Fast Change Scenario
Fuel | Real June 2020 dollars discounted to 1 July 2020
Explicitly modelled generation
Region | Technology | 2021-22 | 2022-23 | 2023-24 | 2024-25 | 2025-26 | 2026-27 | 2027-28 | 2028-29 | 2029-30 | 2030-31 | 2031-32 | 2032-33 | 2033-34 | 2034-35 | 2035-36 | 2036-37 | 2037-38 | 2038-39 | 2039-40 | 2040-41 | 2041-42 | 2042-43 | 2043-44 | 2044-45 | 2045-46 | 2046-47 | 2047-48 | 2048-49 | 2049-50
NEM | Black Coal | 1670963.0799 | 1415173.4853 | 1381048.2009 | 1316118.5232 | 1188174.5917 | 1027150.7463 | 940836.2623 | 972150.9039 | 725806.3483 | 665171.5882 | 619838.5955 | 507133.1156 | 528990.0487 | 472455.2438 | 361243.8524 | 332953.973 | 266443.3208 | 251486.7238 | 225352.9689 | 204660.751 | 182443.335 | 119737.2909 | 93308.7992 | 71192.2037 | 53341.566 | 38090.3458 | 34748.0588 | 32294.8567 | 28320.2381
NEM | Brown Coal | 228791.7924 | 208239.9821 | 201208.245 | 135915.2879 | 131692.0325 | 125127.2481 | 115095.2002 | 109910.0539 | 102774.9863 | 103652.3487 | 97060.8223 | 91371.9684 | 89959.8462 | 82599.8967 | 82232.8637 | 74040.052 | 65615.3252 | 63293.3415 | 51554.2933 | 51139.3207 | 54249.5215 | 52103.9097 | 47938.0872 | 43515.2258 | 41420.8446 | 42199.2992 | 26198.9697 | 0 | 0
NEM | CCGT | 185262.6686 | 177104.162 | 139240.2134 | 141588.1416 | 132317.0401 | 126901.4095 | 121388.9465 | 133502.4866 | 106369.1955 | 108701.3135 | 118930.1477 | 229807.7222 | 239056.8288 | 227003.5444 | 163410.6231 | 151640.3712 | 178192.6556 | 171498.8089 | 136808.9539 | 130771.7981 | 128809.2307 | 140237.8808 | 85786.0161 | 80382.8597 | 42949.3965 | 30874.1715 | 29712.6372 | 28419.2119 | 27231.5885
NEM | Gas - Steam | 85783.8572 | 82508.7791 | 78087.6136 | 14315.3975 | 12506.1686 | 12753.9719 | 11520.6574 | 12535.0509 | 9775.7104 | 9927.722 | 9253.2551 | 20777.077 | 17243.9111 | 35469.0798 | 7317.102 | 7380.2727 | 14452.3365 | 17279.336 | 5127.187 | 5012.819 | 4966.8315 | 5842.8645 | 4793.289 | 4572.5635 | 5362.516 | 0 | 0 | 0 | 0
NEM | OCGT / Diesel | 4635.3697 | 1927.51 | 10044.4688 | 9533.965 | 3087.4576 | 6681.8419 | 4707.3197 | 10953.7164 | 1147.8174 | 2098.9282 | 2375.1437 | 34024.1385 | 22966.5734 | 27032.1065 | 23213.2575 | 24906.3388 | 89195.4331 | 92687.0632 | 168676.312 | 180859.5879 | 129086.8562 | 169814.3912 | 248927.848 | 151260.2814 | 161208.7476 | 259415.7773 | 296775.9346 | 460688.1571 | 409796.719
NEM | Hydro | 0 | 0 | 0 | 0 | 0 | 0 | 0 | 0 | 0 | 0 | 0 | 0 | 0 | 0 | 0 | 0 | 0 | 0 | 0 | 0 | 0 | 0 | 0 | 0 | 0 | 0 | 0 | 0 | 0
NEM | Wind | 0 | 0 | 0 | 0 | 0 | 0 | 0 | 0 | 0 | 0 | 0 | 0 | 0 | 0 | 0 | 0 | 0 | 0 | 0 | 0 | 0 | 0 | 0 | 0 | 0 | 0 | 0 | 0 | 0
NEM | Solar PV | 0 | 0 | 0 | 0 | 0 | 0 | 0 | 0 | 0 | 0 | 0 | 0 | 0 | 0 | 0 | 0 | 0 | 0 | 0 | 0 | 0 | 0 | 0 | 0 | 0 | 0 | 0 | 0 | 0
NEM | Grid Battery | 0 | 0 | 0 | 0 | 0 | 0 | 0 | 0 | 0 | 0 | 0 | 0 | 0 | 0 | 0 | 0 | 0 | 0 | 0 | 0 | 0 | 0 | 0 | 0 | 0 | 0 | 0 | 0 | 0
NEM | Pumped Hydro | 0 | 0 | 0 | 0 | 0 | 0 | 0 | 0 | 0 | 0 | 0 | 0 | 0 | 0 | 0 | 0 | 0 | 0 | 0 | 0 | 0 | 0 | 0 | 0 | 0 | 0 | 0 | 0 | 0
NEM | VPP | 0 | 0 | 0 | 0 | 0 | 0 | 0 | 0 | 0 | 0 | 0 | 0 | 0 | 0 | 0 | 0 | 0 | 0 | 0 | 0 | 0 | 0 | 0 | 0 | 0 | 0 | 0 | 0 | 0
Total excluding storage |  | 2175436.7679 | 1884953.9185 | 1809628.7416 | 1617471.3152 | 1467777.2904 | 1298615.2177 | 1193548.3861 | 1239052.2117 | 945874.058 | 889551.9008 | 847457.9643 | 883114.0218 | 898217.2082 | 844559.8712 | 637417.6987 | 590921.0076 | 613899.0712 | 596245.2735 | 587519.7152 | 572444.2767 | 499555.7749 | 487736.337 | 480754.0394 | 350923.1342 | 304283.0707 | 370579.5938 | 387435.6003 | 521402.2258 | 465348.5456
Region | Technology | 2021-22 | 2022-23 | 2023-24 | 2024-25 | 2025-26 | 2026-27 | 2027-28 | 2028-29 | 2029-30 | 2030-31 | 2031-32 | 2032-33 | 2033-34 | 2034-35 | 2035-36 | 2036-37 | 2037-38 | 2038-39 | 2039-40 | 2040-41 | 2041-42 | 2042-43 | 2043-44 | 2044-45 | 2045-46 | 2046-47 | 2047-48 | 2048-49 | 2049-50
NSW1 | Black Coal | 905956.8255 | 735915.2432 | 697736.027 | 727010.1833 | 622310.8486 | 507459.0691 | 478580.3778 | 527055.8652 | 323123.904 | 297083.0187 | 271018.3345 | 160146.2967 | 186333.0232 | 162224.1782 | 66797.84 | 78560.7007 | 82804.8254 | 75075.3443 | 66551.201 | 53585.0733 | 44204.937 | 0 | 0 | 0 | 0 | 0 | 0 | 0 | 0
NSW1 | Brown Coal | 0 | 0 | 0 | 0 | 0 | 0 | 0 | 0 | 0 | 0 | 0 | 0 | 0 | 0 | 0 | 0 | 0 | 0 | 0 | 0 | 0 | 0 | 0 | 0 | 0 | 0 | 0 | 0 | 0
NSW1 | CCGT | 2326.3398 | 2210.1781 | 6471.8221 | 4638.2933 | 3781.353 | 3633.2868 | 3527.9219 | 3926.4453 | 3228.1845 | 3107.6252 | 2974.6802 | 47548.0651 | 43677.8649 | 49042.3667 | 26380.8278 | 25989.3715 | 52887.3084 | 54208.6969 | 44483.6318 | 40023.1306 | 38506.9334 | 44325.5141 | 1556.0596 | 0.003968 | 0.00392 | 0.0038938 | 0.0037485 | 0.0052692 | 0.0048355
NSW1 | Gas - Steam | 0 | 0 | 0 | 0 | 0 | 0 | 0 | 0 | 0 | 0 | 0 | 0 | 0 | 0 | 0 | 0 | 0 | 0 | 0 | 0 | 0 | 0 | 0 | 0 | 0 | 0 | 0 | 0 | 0
NSW1 | OCGT / Diesel | 0.0021502 | 0.0021158 | 1406.3569 | 4977.1223 | 932.9891 | 1660.2601 | 679.6652 | 671.1515 | 0.0022792 | 0.0022602 | 0.0023127 | 3524.7633 | 2330.7547 | 2513.2824 | 6348.4632 | 3842.1919 | 18192.9484 | 29042.5409 | 58567.8555 | 86224.3548 | 44610.6927 | 64204.9994 | 119665.7705 | 62291.8865 | 61408.6803 | 85527.7251 | 134979.7679 | 194903.74 | 179161.8033
NSW1 | Hydro | 0 | 0 | 0 | 0 | 0 | 0 | 0 | 0 | 0 | 0 | 0 | 0 | 0 | 0 | 0 | 0 | 0 | 0 | 0 | 0 | 0 | 0 | 0 | 0 | 0 | 0 | 0 | 0 | 0
NSW1 | Wind | 0 | 0 | 0 | 0 | 0 | 0 | 0 | 0 | 0 | 0 | 0 | 0 | 0 | 0 | 0 | 0 | 0 | 0 | 0 | 0 | 0 | 0 | 0 | 0 | 0 | 0 | 0 | 0 | 0
NSW1 | Solar PV | 0 | 0 | 0 | 0 | 0 | 0 | 0 | 0 | 0 | 0 | 0 | 0 | 0 | 0 | 0 | 0 | 0 | 0 | 0 | 0 | 0 | 0 | 0 | 0 | 0 | 0 | 0 | 0 | 0
NSW1 | Grid Battery | 0 | 0 | 0 | 0 | 0 | 0 | 0 | 0 | 0 | 0 | 0 | 0 | 0 | 0 | 0 | 0 | 0 | 0 | 0 | 0 | 0 | 0 | 0 | 0 | 0 | 0 | 0 | 0 | 0
NSW1 | Pumped Hydro | 0 | 0 | 0 | 0 | 0 | 0 | 0 | 0 | 0 | 0 | 0 | 0 | 0 | 0 | 0 | 0 | 0 | 0 | 0 | 0 | 0 | 0 | 0 | 0 | 0 | 0 | 0 | 0 | 0
NSW1 | VPP | 0 | 0 | 0 | 0 | 0 | 0 | 0 | 0 | 0 | 0 | 0 | 0 | 0 | 0 | 0 | 0 | 0 | 0 | 0 | 0 | 0 | 0 | 0 | 0 | 0 | 0 | 0 | 0 | 0
Total excluding storage |  | 908283.1675 | 738125.4234 | 705614.2059 | 736625.5989 | 627025.1907 | 512752.6159 | 482787.9648 | 531653.462 | 326352.0908 | 300190.6461 | 273993.017 | 211219.1251 | 232341.6428 | 213779.8273 | 99527.131 | 108392.2641 | 153885.0821 | 158326.5821 | 169602.6883 | 179832.5587 | 127322.5631 | 108530.5135 | 121221.8301 | 62291.8904 | 61408.6842 | 85527.729 | 134979.7717 | 194903.7453 | 179161.8081
Region | Technology | 2021-22 | 2022-23 | 2023-24 | 2024-25 | 2025-26 | 2026-27 | 2027-28 | 2028-29 | 2029-30 | 2030-31 | 2031-32 | 2032-33 | 2033-34 | 2034-35 | 2035-36 | 2036-37 | 2037-38 | 2038-39 | 2039-40 | 2040-41 | 2041-42 | 2042-43 | 2043-44 | 2044-45 | 2045-46 | 2046-47 | 2047-48 | 2048-49 | 2049-50
QLD1 | Black Coal | 765006.2544 | 679258.2421 | 683312.1739 | 589108.3399 | 565863.743 | 519691.6772 | 462255.8846 | 445095.0388 | 402682.4444 | 368088.5695 | 348820.2611 | 346986.8189 | 342657.0255 | 310231.0655 | 294446.0124 | 254393.2723 | 183638.4954 | 176411.3795 | 158801.7679 | 151075.6777 | 138238.398 | 119737.2909 | 93308.7992 | 71192.2037 | 53341.566 | 38090.3458 | 34748.0588 | 32294.8567 | 28320.2381
QLD1 | Brown Coal | 0 | 0 | 0 | 0 | 0 | 0 | 0 | 0 | 0 | 0 | 0 | 0 | 0 | 0 | 0 | 0 | 0 | 0 | 0 | 0 | 0 | 0 | 0 | 0 | 0 | 0 | 0 | 0 | 0
QLD1 | CCGT | 89918.4731 | 87516.1744 | 92157.5155 | 106038.2924 | 98969.4112 | 94913.1731 | 90744.3451 | 103368.2394 | 78251.9293 | 81771.6388 | 93140.1639 | 139454.0358 | 149078.8788 | 126654.6967 | 110140.4846 | 93812.8031 | 125305.3408 | 117290.1057 | 92325.3154 | 90748.6612 | 90302.2902 | 95912.3596 | 84229.9494 | 80382.8492 | 42949.3861 | 30874.1613 | 29712.6271 | 28419.1949 | 27231.5727
QLD1 | Gas - Steam | 2294.3468 | 2222.603 | 4288.621 | 4362.5175 | 4359.073 | 4183.335 | 3826.4385 | 3554.6252 | 3419.5038 | 3461.534 | 3456.9395 | 3324.1435 | 3341.0975 | 2893.968 | 2747.3745 | 2797.9152 | 5582.7735 | 5727.319 | 5127.187 | 5012.819 | 4966.8315 | 5842.8645 | 4793.289 | 4572.5635 | 5362.516 | 0 | 0 | 0 | 0
QLD1 | OCGT / Diesel | 0.0037417 | 0.0036864 | 26.232 | 2506.3819 | 1118.7698 | 1694.835 | 2108.5421 | 6964.4322 | 1031.4997 | 1844.6721 | 2058.1345 | 16366.9808 | 9538.9613 | 4736.8249 | 5125.6121 | 10703.2398 | 40139.6473 | 31874.2328 | 54655.4281 | 51256.5862 | 50274.0669 | 68257.3052 | 65556.5318 | 59496.8565 | 76257.9618 | 145244.7682 | 128771.9383 | 126207.2635 | 86161.0501
QLD1 | Hydro | 0 | 0 | 0 | 0 | 0 | 0 | 0 | 0 | 0 | 0 | 0 | 0 | 0 | 0 | 0 | 0 | 0 | 0 | 0 | 0 | 0 | 0 | 0 | 0 | 0 | 0 | 0 | 0 | 0
QLD1 | Wind | 0 | 0 | 0 | 0 | 0 | 0 | 0 | 0 | 0 | 0 | 0 | 0 | 0 | 0 | 0 | 0 | 0 | 0 | 0 | 0 | 0 | 0 | 0 | 0 | 0 | 0 | 0 | 0 | 0
QLD1 | Solar PV | 0 | 0 | 0 | 0 | 0 | 0 | 0 | 0 | 0 | 0 | 0 | 0 | 0 | 0 | 0 | 0 | 0 | 0 | 0 | 0 | 0 | 0 | 0 | 0 | 0 | 0 | 0 | 0 | 0
QLD1 | Grid Battery | 0 | 0 | 0 | 0 | 0 | 0 | 0 | 0 | 0 | 0 | 0 | 0 | 0 | 0 | 0 | 0 | 0 | 0 | 0 | 0 | 0 | 0 | 0 | 0 | 0 | 0 | 0 | 0 | 0
QLD1 | Pumped Hydro | 0 | 0 | 0 | 0 | 0 | 0 | 0 | 0 | 0 | 0 | 0 | 0 | 0 | 0 | 0 | 0 | 0 | 0 | 0 | 0 | 0 | 0 | 0 | 0 | 0 | 0 | 0 | 0 | 0
QLD1 | VPP | 0 | 0 | 0 | 0 | 0 | 0 | 0 | 0 | 0 | 0 | 0 | 0 | 0 | 0 | 0 | 0 | 0 | 0 | 0 | 0 | 0 | 0 | 0 | 0 | 0 | 0 | 0 | 0 | 0
Total excluding storage |  | 857219.0781 | 768997.0232 | 779784.5424 | 702015.5316 | 670310.997 | 620483.0203 | 558935.2102 | 558982.3355 | 485385.3771 | 455166.4144 | 447475.499 | 506131.9791 | 504615.9631 | 444516.5551 | 412459.4836 | 361707.2304 | 354666.257 | 331303.037 | 310909.6984 | 298093.7441 | 283781.5865 | 289749.8202 | 247888.5694 | 215644.473 | 177911.43 | 214209.2752 | 193232.6242 | 186921.3152 | 141712.861
Region | Technology | 2021-22 | 2022-23 | 2023-24 | 2024-25 | 2025-26 | 2026-27 | 2027-28 | 2028-29 | 2029-30 | 2030-31 | 2031-32 | 2032-33 | 2033-34 | 2034-35 | 2035-36 | 2036-37 | 2037-38 | 2038-39 | 2039-40 | 2040-41 | 2041-42 | 2042-43 | 2043-44 | 2044-45 | 2045-46 | 2046-47 | 2047-48 | 2048-49 | 2049-50
VIC1 | Black Coal | 0 | 0 | 0 | 0 | 0 | 0 | 0 | 0 | 0 | 0 | 0 | 0 | 0 | 0 | 0 | 0 | 0 | 0 | 0 | 0 | 0 | 0 | 0 | 0 | 0 | 0 | 0 | 0 | 0
VIC1 | Brown Coal | 228791.7924 | 208239.9821 | 201208.245 | 135915.2879 | 131692.0325 | 125127.2481 | 115095.2002 | 109910.0539 | 102774.9863 | 103652.3487 | 97060.8223 | 91371.9684 | 89959.8462 | 82599.8967 | 82232.8637 | 74040.052 | 65615.3252 | 63293.3415 | 51554.2933 | 51139.3207 | 54249.5215 | 52103.9097 | 47938.0872 | 43515.2258 | 41420.8446 | 42199.2992 | 26198.9697 | 0 | 0
VIC1 | CCGT | 0.0011559 | 0.0011319 | 0.0011779 | 0.0013978 | 0.0013493 | 0.0012704 | 0.0012862 | 0.0013772 | 0.001321 | 0.001284 | 0.0013122 | 0.0021418 | 0.0020765 | 0.0020161 | 0.0019014 | 0.0018452 | 0.0026706 | 0.0026083 | 0.0029269 | 0.0027354 | 0.0028487 | 0.0028092 | 0.0027452 | 0.0025713 | 0.0025383 | 0.0024783 | 0.0025854 | 0.0073551 | 0.0068733
VIC1 | Gas - Steam | 770.1534 | 293.2591 | 941.3636 | 2155.9768 | 707.8738 | 1491.4895 | 953.5673 | 2433.4215 | 81.0737 | 495.2063 | 91.2153 | 3524.0128 | 2438.6638 | 3453.5505 | 4569.7275 | 4582.3575 | 8869.563 | 11552.017 | 0 | 0 | 0 | 0 | 0 | 0 | 0 | 0 | 0 | 0 | 0
VIC1 | OCGT / Diesel | 762.2573 | 0.0032689 | 986.3274 | 690.6313 | 253.935 | 1304.5656 | 913.9297 | 909.4108 | 0.0041966 | 0.0041037 | 0.0042391 | 3890.1041 | 2227.7512 | 2272.2122 | 2753.9852 | 1426.0335 | 6100.8471 | 3640.674 | 23511.2083 | 14636.5799 | 8944.8597 | 4472.7861 | 23629.8393 | 8427.1788 | 7433.7173 | 5987.684 | 3144.4332 | 96802.0777 | 102608.0047
VIC1 | Hydro | 0 | 0 | 0 | 0 | 0 | 0 | 0 | 0 | 0 | 0 | 0 | 0 | 0 | 0 | 0 | 0 | 0 | 0 | 0 | 0 | 0 | 0 | 0 | 0 | 0 | 0 | 0 | 0 | 0
VIC1 | Wind | 0 | 0 | 0 | 0 | 0 | 0 | 0 | 0 | 0 | 0 | 0 | 0 | 0 | 0 | 0 | 0 | 0 | 0 | 0 | 0 | 0 | 0 | 0 | 0 | 0 | 0 | 0 | 0 | 0
VIC1 | Solar PV | 0 | 0 | 0 | 0 | 0 | 0 | 0 | 0 | 0 | 0 | 0 | 0 | 0 | 0 | 0 | 0 | 0 | 0 | 0 | 0 | 0 | 0 | 0 | 0 | 0 | 0 | 0 | 0 | 0
VIC1 | Grid Battery | 0 | 0 | 0 | 0 | 0 | 0 | 0 | 0 | 0 | 0 | 0 | 0 | 0 | 0 | 0 | 0 | 0 | 0 | 0 | 0 | 0 | 0 | 0 | 0 | 0 | 0 | 0 | 0 | 0
VIC1 | Pumped Hydro | 0 | 0 | 0 | 0 | 0 | 0 | 0 | 0 | 0 | 0 | 0 | 0 | 0 | 0 | 0 | 0 | 0 | 0 | 0 | 0 | 0 | 0 | 0 | 0 | 0 | 0 | 0 | 0 | 0
VIC1 | VPP | 0 | 0 | 0 | 0 | 0 | 0 | 0 | 0 | 0 | 0 | 0 | 0 | 0 | 0 | 0 | 0 | 0 | 0 | 0 | 0 | 0 | 0 | 0 | 0 | 0 | 0 | 0 | 0 | 0
Total excluding storage |  | 230324.2044 | 208533.2456 | 203135.9371 | 138761.8974 | 132653.8426 | 127923.3045 | 116962.6985 | 113252.8876 | 102856.0655 | 104147.5605 | 97152.0431 | 98786.0875 | 94626.2632 | 88325.6614 | 89556.5783 | 80048.4449 | 80585.738 | 78486.0352 | 75065.5046 | 65775.9034 | 63194.384 | 56576.6986 | 71567.9293 | 51942.4072 | 48854.5644 | 48186.9857 | 29343.4055 | 96802.0851 | 102608.0116
Region | Technology | 2021-22 | 2022-23 | 2023-24 | 2024-25 | 2025-26 | 2026-27 | 2027-28 | 2028-29 | 2029-30 | 2030-31 | 2031-32 | 2032-33 | 2033-34 | 2034-35 | 2035-36 | 2036-37 | 2037-38 | 2038-39 | 2039-40 | 2040-41 | 2041-42 | 2042-43 | 2043-44 | 2044-45 | 2045-46 | 2046-47 | 2047-48 | 2048-49 | 2049-50
SA1 | Black Coal | 0 | 0 | 0 | 0 | 0 | 0 | 0 | 0 | 0 | 0 | 0 | 0 | 0 | 0 | 0 | 0 | 0 | 0 | 0 | 0 | 0 | 0 | 0 | 0 | 0 | 0 | 0 | 0 | 0
SA1 | Brown Coal | 0 | 0 | 0 | 0 | 0 | 0 | 0 | 0 | 0 | 0 | 0 | 0 | 0 | 0 | 0 | 0 | 0 | 0 | 0 | 0 | 0 | 0 | 0 | 0 | 0 | 0 | 0 | 0 | 0
SA1 | CCGT | 93017.8532 | 87377.8072 | 40610.8735 | 30911.5534 | 29566.2734 | 28354.9473 | 27116.6773 | 26207.7994 | 24889.0793 | 23822.0473 | 22815.3013 | 42805.6182 | 46300.0821 | 51306.478 | 26889.3079 | 31838.1938 | 0.0028456 | 0.0027482 | 0.0028021 | 0.0026094 | 0.0033658 | 0.0033235 | 0.0034248 | 0.0030618 | 0.0030252 | 0.0029541 | 0.0028539 | 0.003476 | 0.0032303
SA1 | Gas - Steam | 82719.357 | 79992.917 | 72857.629 | 7796.9032 | 7439.2218 | 7079.1474 | 6740.6516 | 6547.0042 | 6275.1329 | 5970.9817 | 5705.1003 | 13928.9207 | 11464.1498 | 29121.5613 | 0 | 0 | 0 | 0 | 0 | 0 | 0 | 0 | 0 | 0 | 0 | 0 | 0 | 0 | 0
SA1 | OCGT / Diesel | 3873.1051 | 1927.4996 | 7625.5512 | 1359.8282 | 781.7624 | 2022.1799 | 1005.1814 | 2408.7206 | 116.31 | 254.2484 | 317.0015 | 10220.8533 | 8869.1051 | 17509.7859 | 8985.1958 | 8934.8724 | 24761.9892 | 28129.6144 | 31941.8189 | 28742.0661 | 25253.3568 | 32879.2996 | 40075.7054 | 21044.3587 | 16108.3873 | 22655.5991 | 29879.7943 | 42760.7324 | 41865.86
SA1 | Hydro | 0 | 0 | 0 | 0 | 0 | 0 | 0 | 0 | 0 | 0 | 0 | 0 | 0 | 0 | 0 | 0 | 0 | 0 | 0 | 0 | 0 | 0 | 0 | 0 | 0 | 0 | 0 | 0 | 0
SA1 | Wind | 0 | 0 | 0 | 0 | 0 | 0 | 0 | 0 | 0 | 0 | 0 | 0 | 0 | 0 | 0 | 0 | 0 | 0 | 0 | 0 | 0 | 0 | 0 | 0 | 0 | 0 | 0 | 0 | 0
SA1 | Solar PV | 0 | 0 | 0 | 0 | 0 | 0 | 0 | 0 | 0 | 0 | 0 | 0 | 0 | 0 | 0 | 0 | 0 | 0 | 0 | 0 | 0 | 0 | 0 | 0 | 0 | 0 | 0 | 0 | 0
SA1 | Grid Battery | 0 | 0 | 0 | 0 | 0 | 0 | 0 | 0 | 0 | 0 | 0 | 0 | 0 | 0 | 0 | 0 | 0 | 0 | 0 | 0 | 0 | 0 | 0 | 0 | 0 | 0 | 0 | 0 | 0
SA1 | Pumped Hydro | 0 | 0 | 0 | 0 | 0 | 0 | 0 | 0 | 0 | 0 | 0 | 0 | 0 | 0 | 0 | 0 | 0 | 0 | 0 | 0 | 0 | 0 | 0 | 0 | 0 | 0 | 0 | 0 | 0
SA1 | VPP | 0 | 0 | 0 | 0 | 0 | 0 | 0 | 0 | 0 | 0 | 0 | 0 | 0 | 0 | 0 | 0 | 0 | 0 | 0 | 0 | 0 | 0 | 0 | 0 | 0 | 0 | 0 | 0 | 0
Total excluding storage |  | 179610.3153 | 169298.2238 | 121094.0537 | 40068.2848 | 37787.2576 | 37456.2746 | 34862.5103 | 35163.5242 | 31280.5223 | 30047.2774 | 28837.4031 | 66955.3923 | 66633.337 | 97937.8253 | 35874.5037 | 40773.0662 | 24761.992 | 28129.6171 | 31941.8217 | 28742.0687 | 25253.3602 | 32879.3029 | 40075.7088 | 21044.3618 | 16108.3903 | 22655.6021 | 29879.7971 | 42760.7358 | 41865.8632
Region | Technology | 2021-22 | 2022-23 | 2023-24 | 2024-25 | 2025-26 | 2026-27 | 2027-28 | 2028-29 | 2029-30 | 2030-31 | 2031-32 | 2032-33 | 2033-34 | 2034-35 | 2035-36 | 2036-37 | 2037-38 | 2038-39 | 2039-40 | 2040-41 | 2041-42 | 2042-43 | 2043-44 | 2044-45 | 2045-46 | 2046-47 | 2047-48 | 2048-49 | 2049-50
TAS1 | Black Coal | 0 | 0 | 0 | 0 | 0 | 0 | 0 | 0 | 0 | 0 | 0 | 0 | 0 | 0 | 0 | 0 | 0 | 0 | 0 | 0 | 0 | 0 | 0 | 0 | 0 | 0 | 0 | 0 | 0
TAS1 | Brown Coal | 0 | 0 | 0 | 0 | 0 | 0 | 0 | 0 | 0 | 0 | 0 | 0 | 0 | 0 | 0 | 0 | 0 | 0 | 0 | 0 | 0 | 0 | 0 | 0 | 0 | 0 | 0 | 0 | 0
TAS1 | CCGT | 0.0011911 | 0.001155 | 0.0011568 | 0.0011258 | 0.0010681 | 0.001029 | 0.0010202 | 0.0010113 | 0.0010148 | 0.00099222 | 0.00094982 | 0.000948 | 0.00092508 | 0.00091645 | 0.00091675 | 0.00091164 | 0.00091249 | 0.00090859 | 0.00094281 | 0.00090741 | 0.00091042 | 0.00090172 | 0.00090205 | 0.00089834 | 0.00089264 | 0.00089316 | 0.00089341 | 0.00090335 | 0.00088538
TAS1 | Gas - Steam | 0 | 0 | 0 | 0 | 0 | 0 | 0 | 0 | 0 | 0 | 0 | 0 | 0 | 0 | 0 | 0 | 0 | 0 | 0 | 0 | 0 | 0 | 0 | 0 | 0 | 0 | 0 | 0 | 0
TAS1 | OCGT / Diesel | 0.0014176 | 0.0013445 | 0.0013863 | 0.001368 | 0.001278 | 0.0012867 | 0.0012784 | 0.0012728 | 0.0012884 | 0.0012803 | 0.0011829 | 21.4369 | 0.0011831 | 0.0011754 | 0.0011729 | 0.0011629 | 0.0011737 | 0.00115 | 0.001164 | 0.0009268 | 3.8801 | 0.0009145 | 0.00091277 | 0.00091842 | 0.00089482 | 0.000905 | 0.00090206 | 14.3435 | 0.00088955
TAS1 | Hydro | 0 | 0 | 0 | 0 | 0 | 0 | 0 | 0 | 0 | 0 | 0 | 0 | 0 | 0 | 0 | 0 | 0 | 0 | 0 | 0 | 0 | 0 | 0 | 0 | 0 | 0 | 0 | 0 | 0
TAS1 | Wind | 0 | 0 | 0 | 0 | 0 | 0 | 0 | 0 | 0 | 0 | 0 | 0 | 0 | 0 | 0 | 0 | 0 | 0 | 0 | 0 | 0 | 0 | 0 | 0 | 0 | 0 | 0 | 0 | 0
TAS1 | Solar PV | 0 | 0 | 0 | 0 | 0 | 0 | 0 | 0 | 0 | 0 | 0 | 0 | 0 | 0 | 0 | 0 | 0 | 0 | 0 | 0 | 0 | 0 | 0 | 0 | 0 | 0 | 0 | 0 | 0
TAS1 | Grid Battery | 0 | 0 | 0 | 0 | 0 | 0 | 0 | 0 | 0 | 0 | 0 | 0 | 0 | 0 | 0 | 0 | 0 | 0 | 0 | 0 | 0 | 0 | 0 | 0 | 0 | 0 | 0 | 0 | 0
TAS1 | Pumped Hydro | 0 | 0 | 0 | 0 | 0 | 0 | 0 | 0 | 0 | 0 | 0 | 0 | 0 | 0 | 0 | 0 | 0 | 0 | 0 | 0 | 0 | 0 | 0 | 0 | 0 | 0 | 0 | 0 | 0
TAS1 | VPP | 0 | 0 | 0 | 0 | 0 | 0 | 0 | 0 | 0 | 0 | 0 | 0 | 0 | 0 | 0 | 0 | 0 | 0 | 0 | 0 | 0 | 0 | 0 | 0 | 0 | 0 | 0 | 0 | 0
Total excluding storage |  | 0.0026087 | 0.0024995 | 0.002543 | 0.0024938 | 0.0023461 | 0.0023157 | 0.0022986 | 0.0022841 | 0.0023032 | 0.0022725 | 0.0021327 | 21.4379 | 0.0021082 | 0.0020919 | 0.0020896 | 0.0020746 | 0.0020862 | 0.0020586 | 0.0021068 | 0.0018342 | 3.881 | 0.0018162 | 0.0018148 | 0.0018168 | 0.0017875 | 0.0017982 | 0.0017955 | 14.3444 | 0.0017749

## BaseCase_Build Cost
New generation build cost (CAPEX) by technology ($000s) - Base Case, Fast Change Scenario
CAPEX (Install) | Real June 2020 dollars discounted to 1 July 2020. The total capital costs are annualised for modelling purposes.
Explicitly modelled generation
Region | Technology | 2021-22 | 2022-23 | 2023-24 | 2024-25 | 2025-26 | 2026-27 | 2027-28 | 2028-29 | 2029-30 | 2030-31 | 2031-32 | 2032-33 | 2033-34 | 2034-35 | 2035-36 | 2036-37 | 2037-38 | 2038-39 | 2039-40 | 2040-41 | 2041-42 | 2042-43 | 2043-44 | 2044-45 | 2045-46 | 2046-47 | 2047-48 | 2048-49 | 2049-50
NEM | Black Coal | 0 | 0 | 0 | 0 | 0 | 0 | 0 | 0 | 0 | 0 | 0 | 0 | 0 | 0 | 0 | 0 | 0 | 0 | 0 | 0 | 0 | 0 | 0 | 0 | 0 | 0 | 0 | 0 | 0
NEM | Brown Coal | 0 | 0 | 0 | 0 | 0 | 0 | 0 | 0 | 0 | 0 | 0 | 0 | 0 | 0 | 0 | 0 | 0 | 0 | 0 | 0 | 0 | 0 | 0 | 0 | 0 | 0 | 0 | 0 | 0
NEM | CCGT | 0.0018124 | 0.0017425 | 0.0018345 | 0.0019516 | 0.0018623 | 0.001777 | 0.0017182 | 0.0018134 | 0.0017303 | 0.0016511 | 0.0016833 | 0.002503 | 0.0023883 | 0.0022789 | 0.0021874 | 0.002108 | 0.0035115 | 0.0033584 | 0.0037356 | 0.0035545 | 0.0039877 | 0.0040045 | 0.0039194 | 0.0037644 | 0.0035993 | 0.0029585 | 0.0028738 | 0.0043319 | 0.0040743
NEM | Gas - Steam | 0 | 0 | 0 | 0 | 0 | 0 | 0 | 0 | 0 | 0 | 0 | 0 | 0 | 0 | 0 | 0 | 0 | 0 | 0 | 0 | 0 | 0 | 0 | 0 | 0 | 0 | 0 | 0 | 0
NEM | OCGT / Diesel | 0.0050049 | 0.0049151 | 0.0047375 | 0.0045079 | 0.0043014 | 0.0041044 | 0.0039269 | 0.0038484 | 0.0037847 | 0.0037855 | 0.0038177 | 0.0052459 | 0.0050057 | 0.0047764 | 0.0045955 | 0.0044372 | 0.0075724 | 0.0072613 | 9817.5028 | 9341.651 | 14494.9561 | 15598.4565 | 14923.8435 | 58408.2674 | 66036.0185 | 96171.6554 | 92012.3531 | 110679.6635 | 105610.3659
NEM | Hydro | 0 | 0 | 0 | 0 | 0 | 0 | 0 | 0 | 0 | 0 | 0 | 0 | 0 | 0 | 0 | 0 | 0 | 0 | 0 | 0 | 0 | 0 | 0 | 0 | 0 | 0 | 0 | 0 | 0
NEM | Wind | 77205.0298 | 165121.7123 | 260493.4135 | 346197.8705 | 417662.3031 | 411813.3591 | 512017.5701 | 595857.3651 | 916873.6098 | 885543.3332 | 857377.7473 | 1042764.0906 | 1017413.3579 | 1036171.7733 | 1079846.5496 | 1101891.3505 | 1276023.768 | 1248524.0389 | 1232187.2919 | 1178956.5649 | 1188660.4181 | 1223939.6732 | 1203471.775 | 1157545.5242 | 1175364.3124 | 1171713.1167 | 1170350.09 | 1126368.9084 | 1100640.0557
NEM | Solar PV | 0.0045575 | 0.0072677 | 0.007895 | 0.013239 | 7963.0011 | 57774.7399 | 71168.8963 | 89293.7494 | 213969.7621 | 204169.6209 | 195339.5437 | 185871.4938 | 177358.2965 | 169235.017 | 161915.8169 | 154067.8001 | 206141.0602 | 211789.492 | 221985.4591 | 246209.1424 | 254604.6562 | 332435.6506 | 322967.3498 | 307313.2063 | 293237.7922 | 326002.4446 | 316167.6645 | 316690.8306 | 326314.8157
NEM | Grid Battery | 0.0053592 | 0.0074989 | 0.0071916 | 0.0083439 | 0.010408 | 0.010435 | 0.012281 | 0.014115 | 0.14292 | 0.13662 | 0.13167 | 0.1455 | 3819.8511 | 3644.8961 | 3487.2626 | 3318.236 | 71308.7539 | 68042.7041 | 85512.5055 | 81367.7366 | 109128.3427 | 104130.0972 | 99626.6026 | 94797.7267 | 90455.8454 | 112827.9975 | 107948.3288 | 102716.1076 | 98011.5025
NEM | Pumped Hydro | 0 | 0 | 0.014963 | 0.016434 | 0.016028 | 0.015771 | 0.015931 | 0.016869 | 241735.8312 | 230663.9616 | 220688.0382 | 209991.3586 | 200373.4388 | 191196.0293 | 182927.0439 | 174060.6182 | 205360.2102 | 195954.3992 | 193482.3626 | 184104.3228 | 202079.6195 | 269684.0008 | 258020.5097 | 246982.9883 | 235670.7904 | 236325.5746 | 226104.7931 | 238242.7915 | 286499.7022
NEM | VPP | 0 | 0 | 0 | 0 | 0 | 0 | 0 | 0 | 0 | 0 | 0 | 0 | 0 | 0 | 0 | 0 | 0 | 0 | 0 | 0 | 0 | 0 | 0 | 0 | 0 | 0 | 0 | 0 | 0
Total excluding storage |  | 77205.0412 | 165121.7262 | 260493.428 | 346197.8902 | 425625.3104 | 469588.1049 | 583186.472 | 685151.1202 | 1130843.3774 | 1089712.9595 | 1052717.2965 | 1228635.5921 | 1194771.6618 | 1205406.7973 | 1241762.3733 | 1255959.1572 | 1482164.8393 | 1460313.5416 | 1463990.2576 | 1434507.3619 | 1457760.0344 | 1571973.7843 | 1541362.9722 | 1523267.0017 | 1534638.1267 | 1593887.2196 | 1578530.1105 | 1553739.4069 | 1532565.2414
Region | Technology | 2021-22 | 2022-23 | 2023-24 | 2024-25 | 2025-26 | 2026-27 | 2027-28 | 2028-29 | 2029-30 | 2030-31 | 2031-32 | 2032-33 | 2033-34 | 2034-35 | 2035-36 | 2036-37 | 2037-38 | 2038-39 | 2039-40 | 2040-41 | 2041-42 | 2042-43 | 2043-44 | 2044-45 | 2045-46 | 2046-47 | 2047-48 | 2048-49 | 2049-50
NSW1 | Black Coal | 0 | 0 | 0 | 0 | 0 | 0 | 0 | 0 | 0 | 0 | 0 | 0 | 0 | 0 | 0 | 0 | 0 | 0 | 0 | 0 | 0 | 0 | 0 | 0 | 0 | 0 | 0 | 0 | 0
NSW1 | Brown Coal | 0 | 0 | 0 | 0 | 0 | 0 | 0 | 0 | 0 | 0 | 0 | 0 | 0 | 0 | 0 | 0 | 0 | 0 | 0 | 0 | 0 | 0 | 0 | 0 | 0 | 0 | 0 | 0 | 0
NSW1 | CCGT | 0.00037724 | 0.00035997 | 0.00037457 | 0.00041086 | 0.00039204 | 0.00037409 | 0.00035791 | 0.00037294 | 0.00035586 | 0.00033956 | 0.00034555 | 0.00060383 | 0.00057617 | 0.00054978 | 0.00052601 | 0.00050051 | 0.0010909 | 0.0010409 | 0.0010425 | 0.00099198 | 0.001254 | 0.0011966 | 0.001154 | 0.001098 | 0.0010477 | 0.000883 | 0.00084481 | 0.0012129 | 0.0011405
NSW1 | Gas - Steam | 0 | 0 | 0 | 0 | 0 | 0 | 0 | 0 | 0 | 0 | 0 | 0 | 0 | 0 | 0 | 0 | 0 | 0 | 0 | 0 | 0 | 0 | 0 | 0 | 0 | 0 | 0 | 0 | 0
NSW1 | OCGT / Diesel | 0.0009973 | 0.0009978 | 0.0009896 | 0.00094163 | 0.0008985 | 0.00085735 | 0.00082027 | 0.00078051 | 0.00075455 | 0.00075161 | 0.00075798 | 0.0011448 | 0.0010924 | 0.0010424 | 0.00099729 | 0.00094895 | 0.0024658 | 0.0023528 | 1906.4948 | 1814.0875 | 6542.181 | 6242.5391 | 5972.5575 | 37697.6153 | 35971.0069 | 34323.4796 | 32839.0325 | 36817.8767 | 35131.5617
NSW1 | Hydro | 0 | 0 | 0 | 0 | 0 | 0 | 0 | 0 | 0 | 0 | 0 | 0 | 0 | 0 | 0 | 0 | 0 | 0 | 0 | 0 | 0 | 0 | 0 | 0 | 0 | 0 | 0 | 0 | 0
NSW1 | Wind | 0.013496 | 91452.8026 | 174462.9439 | 249636.1198 | 304518.1024 | 290570.709 | 326882.2614 | 346387.1066 | 607038.4241 | 579235.1373 | 554183.9514 | 539869.5096 | 515142.6616 | 512239.1672 | 557077.3807 | 530169.3798 | 511436.6429 | 493194.8544 | 502645.3795 | 478282.2892 | 500392.7591 | 477474.0357 | 456823.8885 | 434681.7535 | 433978.6243 | 414101.7386 | 413490.2164 | 366609.6437 | 323936.7133
NSW1 | Solar PV | 0.0010156 | 0.0020005 | 0.0020713 | 0.0037445 | 7962.9917 | 57774.7305 | 71168.8854 | 89293.7381 | 213969.7483 | 204169.6071 | 195339.5302 | 185871.474 | 177358.2767 | 169234.9968 | 161915.7975 | 154067.781 | 169888.5736 | 177197.4194 | 174671.5122 | 166205.2296 | 158592.7763 | 199417.3652 | 190792.8169 | 181545.1387 | 173230.0941 | 179843.9608 | 176330.3493 | 183631.3528 | 188257.3334
NSW1 | Grid Battery | 0.0017262 | 0.0024224 | 0.0023177 | 0.0028397 | 0.003248 | 0.0033546 | 0.0038928 | 0.0042265 | 0.13264 | 0.12659 | 0.12129 | 0.11843 | 0.11301 | 0.10784 | 0.10319 | 0.098187 | 6683.6943 | 6377.5709 | 16301.7268 | 15511.5863 | 29005.5367 | 27677.0385 | 26480.0417 | 25196.5607 | 24042.5196 | 22941.3354 | 21949.1514 | 20885.2883 | 19928.6599
NSW1 | Pumped Hydro | 0 | 0 | 0.0041025 | 0.0047491 | 0.0045316 | 0.0043365 | 0.0045007 | 0.0047926 | 241735.8195 | 230663.9499 | 220688.0264 | 209991.3372 | 200373.4133 | 191196.0049 | 182927.02 | 174060.5949 | 166088.3586 | 158481.2582 | 151627.1485 | 144277.82 | 137669.6756 | 131364.1942 | 125682.8592 | 119591.0437 | 114113.5913 | 108887.0146 | 104177.7891 | 99128.3188 | 94588.0904
NSW1 | VPP | 0 | 0 | 0 | 0 | 0 | 0 | 0 | 0 | 0 | 0 | 0 | 0 | 0 | 0 | 0 | 0 | 0 | 0 | 0 | 0 | 0 | 0 | 0 | 0 | 0 | 0 | 0 | 0 | 0
Total excluding storage |  | 0.015886 | 91452.806 | 174462.9473 | 249636.1249 | 312481.0953 | 348345.4408 | 398051.1479 | 435680.8458 | 821008.1735 | 783404.7455 | 749523.4827 | 725740.9853 | 692500.9399 | 681474.1655 | 718993.1798 | 684237.1622 | 681325.22 | 670392.2772 | 679223.3876 | 646301.6074 | 665527.7176 | 683133.9411 | 653589.2641 | 653924.5085 | 643179.7264 | 628269.1799 | 622659.5991 | 587058.8744 | 547325.6095
Region | Technology | 2021-22 | 2022-23 | 2023-24 | 2024-25 | 2025-26 | 2026-27 | 2027-28 | 2028-29 | 2029-30 | 2030-31 | 2031-32 | 2032-33 | 2033-34 | 2034-35 | 2035-36 | 2036-37 | 2037-38 | 2038-39 | 2039-40 | 2040-41 | 2041-42 | 2042-43 | 2043-44 | 2044-45 | 2045-46 | 2046-47 | 2047-48 | 2048-49 | 2049-50
QLD1 | Black Coal | 0 | 0 | 0 | 0 | 0 | 0 | 0 | 0 | 0 | 0 | 0 | 0 | 0 | 0 | 0 | 0 | 0 | 0 | 0 | 0 | 0 | 0 | 0 | 0 | 0 | 0 | 0 | 0 | 0
QLD1 | Brown Coal | 0 | 0 | 0 | 0 | 0 | 0 | 0 | 0 | 0 | 0 | 0 | 0 | 0 | 0 | 0 | 0 | 0 | 0 | 0 | 0 | 0 | 0 | 0 | 0 | 0 | 0 | 0 | 0 | 0
QLD1 | CCGT | 0.00041423 | 0.0004084 | 0.00041562 | 0.00048181 | 0.00045974 | 0.00043869 | 0.00041971 | 0.00046441 | 0.00044313 | 0.00042284 | 0.00045059 | 0.00060666 | 0.00057888 | 0.00055236 | 0.00052847 | 0.00052224 | 0.00089256 | 0.00085168 | 0.0011191 | 0.0010649 | 0.0010161 | 0.0011624 | 0.0011121 | 0.0010582 | 0.0010097 | 0.00091176 | 0.00086824 | 0.00081848 | 0.00075428
QLD1 | Gas - Steam | 0 | 0 | 0 | 0 | 0 | 0 | 0 | 0 | 0 | 0 | 0 | 0 | 0 | 0 | 0 | 0 | 0 | 0 | 0 | 0 | 0 | 0 | 0 | 0 | 0 | 0 | 0 | 0 | 0
QLD1 | OCGT / Diesel | 0.0010113 | 0.0010014 | 0.00095813 | 0.00091169 | 0.00086993 | 0.00083009 | 0.00079419 | 0.00080154 | 0.00078232 | 0.00078667 | 0.00080005 | 0.00099234 | 0.00094689 | 0.00090352 | 0.00086445 | 0.00085626 | 0.0012026 | 0.0011475 | 7911.0021 | 7527.5579 | 7182.7843 | 8621.1933 | 8248.3376 | 7848.5428 | 17792.0065 | 50137.294 | 47968.9196 | 47495.4332 | 45320.0698
QLD1 | Hydro | 0 | 0 | 0 | 0 | 0 | 0 | 0 | 0 | 0 | 0 | 0 | 0 | 0 | 0 | 0 | 0 | 0 | 0 | 0 | 0 | 0 | 0 | 0 | 0 | 0 | 0 | 0 | 0 | 0
QLD1 | Wind | 77204.9785 | 73668.8735 | 70482.7886 | 67066.5214 | 71044.119 | 67790.1899 | 121349.1081 | 176812.4092 | 229172.144 | 218675.7098 | 209218.2624 | 260625.9736 | 260871.6628 | 248923.3425 | 238157.7236 | 264485.8839 | 316931.8124 | 302415.8514 | 289336.7489 | 275312.672 | 282388.1772 | 327922.4325 | 313740.2031 | 310938.9933 | 324427.0793 | 301688.6722 | 288641.019 | 274650.6638 | 311768.8266
QLD1 | Solar PV | 0.0014763 | 0.0023107 | 0.002477 | 0.0039723 | 0.003938 | 0.0039911 | 0.0047614 | 0.0045586 | 0.007126 | 0.0067996 | 0.0065055 | 0.0062057 | 0.0060796 | 0.0058012 | 0.0055503 | 0.0052812 | 34627.2271 | 33041.2472 | 31612.2552 | 40184.6493 | 50063.7804 | 87543.7707 | 83757.6135 | 79697.9038 | 76047.6181 | 98441.1826 | 94183.7258 | 89618.6651 | 91878.5231
QLD1 | Grid Battery | 0.00091945 | 0.001209 | 0.0011567 | 0.0014065 | 0.0017096 | 0.0016313 | 0.0023267 | 0.0030102 | 0.0029076 | 0.0028094 | 0.0028873 | 0.0073657 | 3819.7193 | 3644.7703 | 3487.1386 | 3318.1179 | 52478.3389 | 50074.7509 | 47909.0813 | 45586.9406 | 43498.9888 | 41506.6686 | 39711.5578 | 37786.7488 | 36056.0579 | 60919.8034 | 58285.0988 | 55460.0349 | 52919.8806
QLD1 | Pumped Hydro | 0 | 0 | 0.002052 | 0.0024517 | 0.0023872 | 0.0024035 | 0.0024906 | 0.0028459 | 0.0027156 | 0.002697 | 0.0026847 | 0.0059046 | 0.010709 | 0.010218 | 0.0097921 | 0.0093273 | 35200.0277 | 33587.8126 | 32135.1823 | 30577.5984 | 29540.837 | 105047.7579 | 100504.5754 | 95633.1448 | 91253.0008 | 98522.3401 | 94261.3737 | 89692.5494 | 144753.2881
QLD1 | VPP | 0 | 0 | 0 | 0 | 0 | 0 | 0 | 0 | 0 | 0 | 0 | 0 | 0 | 0 | 0 | 0 | 0 | 0 | 0 | 0 | 0 | 0 | 0 | 0 | 0 | 0 | 0 | 0 | 0
Total excluding storage |  | 77204.9814 | 73668.8772 | 70482.7924 | 67066.5268 | 71044.1243 | 67790.1952 | 121349.1141 | 176812.415 | 229172.1523 | 218675.7178 | 209218.2702 | 260625.9814 | 260871.6704 | 248923.3497 | 238157.7305 | 264485.8906 | 351559.0415 | 335457.1006 | 328860.0074 | 323024.8803 | 339634.7429 | 424087.3977 | 405746.1553 | 398485.441 | 418266.705 | 450267.1497 | 430793.6653 | 411764.7628 | 448967.4203
Region | Technology | 2021-22 | 2022-23 | 2023-24 | 2024-25 | 2025-26 | 2026-27 | 2027-28 | 2028-29 | 2029-30 | 2030-31 | 2031-32 | 2032-33 | 2033-34 | 2034-35 | 2035-36 | 2036-37 | 2037-38 | 2038-39 | 2039-40 | 2040-41 | 2041-42 | 2042-43 | 2043-44 | 2044-45 | 2045-46 | 2046-47 | 2047-48 | 2048-49 | 2049-50
VIC1 | Black Coal | 0 | 0 | 0 | 0 | 0 | 0 | 0 | 0 | 0 | 0 | 0 | 0 | 0 | 0 | 0 | 0 | 0 | 0 | 0 | 0 | 0 | 0 | 0 | 0 | 0 | 0 | 0 | 0 | 0
VIC1 | Brown Coal | 0 | 0 | 0 | 0 | 0 | 0 | 0 | 0 | 0 | 0 | 0 | 0 | 0 | 0 | 0 | 0 | 0 | 0 | 0 | 0 | 0 | 0 | 0 | 0 | 0 | 0 | 0 | 0 | 0
VIC1 | CCGT | 0.00035601 | 0.00033971 | 0.00033945 | 0.00038824 | 0.00037046 | 0.00035349 | 0.0003563 | 0.00037219 | 0.00035514 | 0.00033888 | 0.0003396 | 0.00053521 | 0.0005107 | 0.00048731 | 0.00046623 | 0.00044363 | 0.00063281 | 0.00060383 | 0.00068359 | 0.00065046 | 0.0006752 | 0.00064427 | 0.00062919 | 0.00062529 | 0.00059665 | 0.00045915 | 0.00047846 | 0.0014943 | 0.0014056
VIC1 | Gas - Steam | 0 | 0 | 0 | 0 | 0 | 0 | 0 | 0 | 0 | 0 | 0 | 0 | 0 | 0 | 0 | 0 | 0 | 0 | 0 | 0 | 0 | 0 | 0 | 0 | 0 | 0 | 0 | 0 | 0
VIC1 | OCGT / Diesel | 0.0010035 | 0.00097876 | 0.00093643 | 0.00089104 | 0.00085023 | 0.00081129 | 0.0007762 | 0.00076451 | 0.00075631 | 0.00075503 | 0.0007606 | 0.0011269 | 0.0010753 | 0.0010261 | 0.00098169 | 0.00093411 | 0.0013081 | 0.0012482 | 0.0018299 | 0.0017412 | 0.002338 | 0.0022309 | 0.0021369 | 0.032944 | 0.031435 | 0.029685 | 0.028394 | 15705.054 | 14985.7386
VIC1 | Hydro | 0 | 0 | 0 | 0 | 0 | 0 | 0 | 0 | 0 | 0 | 0 | 0 | 0 | 0 | 0 | 0 | 0 | 0 | 0 | 0 | 0 | 0 | 0 | 0 | 0 | 0 | 0 | 0 | 0
VIC1 | Wind | 0.0080551 | 0.0078072 | 0.0077542 | 0.010226 | 0.0097581 | 0.0093112 | 0.0095464 | 0.010856 | 0.010407 | 0.010101 | 0.011998 | 47625.5602 | 45444.2436 | 79391.7588 | 75958.1659 | 96152.1632 | 200488.7828 | 193090.1272 | 184739.2252 | 175784.965 | 167733.8314 | 191304.9889 | 215497.2271 | 205052.1326 | 213023.1105 | 248366.3362 | 269639.022 | 284530.469 | 278092.8832
VIC1 | Solar PV | 0.00045442 | 0.00053797 | 0.00055402 | 0.0013326 | 0.0012716 | 0.0012412 | 0.0014403 | 0.001568 | 0.0015113 | 0.0015751 | 0.001544 | 0.0032833 | 0.00326 | 0.0031248 | 0.0029897 | 0.0028568 | 0.010447 | 0.015014 | 11587.6883 | 30691.4641 | 35202.3458 | 33590.0246 | 32137.2986 | 30579.6121 | 29179.0192 | 33613.236 | 32159.5073 | 30600.7847 | 33927.0222
VIC1 | Grid Battery | 0.00088715 | 0.0012844 | 0.0012289 | 0.001387 | 0.0018957 | 0.0019109 | 0.002112 | 0.0023857 | 0.0025044 | 0.0024848 | 0.0025991 | 0.0070192 | 0.0067043 | 0.0063972 | 0.0061356 | 0.0058426 | 0.017504 | 0.016712 | 4919.6081 | 4681.156 | 14810.4208 | 14132.0807 | 13520.8861 | 12865.5322 | 12276.271 | 11713.999 | 11207.3833 | 10664.1642 | 10175.7292
VIC1 | Pumped Hydro | 0 | 0 | 0.0023226 | 0.0028798 | 0.0027479 | 0.0027104 | 0.002628 | 0.0027753 | 0.0026653 | 0.0025862 | 0.0026604 | 0.007183 | 0.006854 | 0.0065401 | 0.0062687 | 0.0059799 | 4071.8145 | 3885.3192 | 9720.0221 | 9248.8951 | 34869.0962 | 33272.0384 | 31833.0649 | 31758.7891 | 30304.1881 | 28916.21 | 27665.6205 | 49421.9134 | 47158.3143
VIC1 | VPP | 0 | 0 | 0 | 0 | 0 | 0 | 0 | 0 | 0 | 0 | 0 | 0 | 0 | 0 | 0 | 0 | 0 | 0 | 0 | 0 | 0 | 0 | 0 | 0 | 0 | 0 | 0 | 0 | 0
Total excluding storage |  | 0.009869 | 0.0096636 | 0.0095841 | 0.012838 | 0.01225 | 0.011717 | 0.012119 | 0.013561 | 0.01303 | 0.01277 | 0.014643 | 47625.5652 | 45444.2484 | 79391.7635 | 75958.1704 | 96152.1674 | 200488.7952 | 193090.144 | 196326.9159 | 206476.4315 | 202936.1801 | 224895.0164 | 247634.5285 | 235631.7783 | 242202.1617 | 281979.6023 | 301798.5582 | 330836.3092 | 327005.6453
Region | Technology | 2021-22 | 2022-23 | 2023-24 | 2024-25 | 2025-26 | 2026-27 | 2027-28 | 2028-29 | 2029-30 | 2030-31 | 2031-32 | 2032-33 | 2033-34 | 2034-35 | 2035-36 | 2036-37 | 2037-38 | 2038-39 | 2039-40 | 2040-41 | 2041-42 | 2042-43 | 2043-44 | 2044-45 | 2045-46 | 2046-47 | 2047-48 | 2048-49 | 2049-50
SA1 | Black Coal | 0 | 0 | 0 | 0 | 0 | 0 | 0 | 0 | 0 | 0 | 0 | 0 | 0 | 0 | 0 | 0 | 0 | 0 | 0 | 0 | 0 | 0 | 0 | 0 | 0 | 0 | 0 | 0 | 0
SA1 | Brown Coal | 0 | 0 | 0 | 0 | 0 | 0 | 0 | 0 | 0 | 0 | 0 | 0 | 0 | 0 | 0 | 0 | 0 | 0 | 0 | 0 | 0 | 0 | 0 | 0 | 0 | 0 | 0 | 0 | 0
SA1 | CCGT | 0.0003502 | 0.00033416 | 0.00041759 | 0.00039735 | 0.00037915 | 0.00036179 | 0.00034614 | 0.00037723 | 0.00035995 | 0.00034347 | 0.00035019 | 0.00056185 | 0.00053611 | 0.00051156 | 0.00048943 | 0.00046571 | 0.00071878 | 0.00068586 | 0.00070506 | 0.00067089 | 0.00086468 | 0.00082507 | 0.00084729 | 0.00080622 | 0.00076929 | 0.00062568 | 0.00059862 | 0.00071537 | 0.0006826
SA1 | Gas - Steam | 0 | 0 | 0 | 0 | 0 | 0 | 0 | 0 | 0 | 0 | 0 | 0 | 0 | 0 | 0 | 0 | 0 | 0 | 0 | 0 | 0 | 0 | 0 | 0 | 0 | 0 | 0 | 0 | 0
SA1 | OCGT / Diesel | 0.0010054 | 0.00098703 | 0.00094435 | 0.00089857 | 0.00085742 | 0.00081815 | 0.00078276 | 0.00076936 | 0.00076003 | 0.00076033 | 0.00076706 | 0.0011633 | 0.00111 | 0.0010592 | 0.0010213 | 0.00097177 | 0.0018686 | 0.001783 | 0.00316 | 0.0030069 | 769.9877 | 734.7211 | 702.9454 | 12862.0756 | 12272.9729 | 11710.8517 | 11204.3722 | 10661.2992 | 10172.9954
SA1 | Hydro | 0 | 0 | 0 | 0 | 0 | 0 | 0 | 0 | 0 | 0 | 0 | 0 | 0 | 0 | 0 | 0 | 0 | 0 | 0 | 0 | 0 | 0 | 0 | 0 | 0 | 0 | 0 | 0 | 0
SA1 | Wind | 0.015813 | 0.015089 | 0.018851 | 0.01916 | 0.018283 | 0.017446 | 0.017148 | 0.021263 | 0.020297 | 0.019676 | 0.024505 | 95598.2121 | 92328.6739 | 88099.88 | 97580.6502 | 97639.5673 | 131563.3724 | 142528.5974 | 136364.417 | 129754.8692 | 123811.9009 | 118141.127 | 113031.6781 | 107553.0788 | 109164.9201 | 117126.433 | 112060.8761 | 123050.9631 | 117415.0408
SA1 | Solar PV | 0.0014312 | 0.0021477 | 0.0024646 | 0.0037047 | 0.0036498 | 0.003506 | 0.0039328 | 0.0044329 | 0.0042594 | 0.0044226 | 0.0044855 | 0.0093128 | 0.0096104 | 0.01042 | 0.0099694 | 0.010262 | 1625.2483 | 1550.8095 | 4114.0021 | 9127.7971 | 10745.7515 | 11884.488 | 16279.6187 | 15490.5498 | 14781.059 | 14104.0635 | 13494.0804 | 12840.0265 | 12251.9357
SA1 | Grid Battery | 0.00091414 | 0.0013912 | 0.0013481 | 0.0014344 | 0.0019387 | 0.0019806 | 0.0022345 | 0.0026306 | 0.0028567 | 0.0027501 | 0.0027973 | 0.010439 | 0.0099687 | 0.0095121 | 0.01259 | 0.012045 | 12146.701 | 11590.3635 | 16382.0867 | 15588.0512 | 21813.3944 | 20814.3074 | 19914.115 | 18948.883 | 18080.995 | 17252.8578 | 16506.6934 | 15706.6181 | 14987.2309
SA1 | Pumped Hydro | 0 | 0 | 0.0027174 | 0.0025857 | 0.0024673 | 0.002408 | 0.0023622 | 0.0024824 | 0.0023926 | 0.0023821 | 0.0023917 | 0.0037355 | 0.0035644 | 0.0034012 | 0.0036267 | 0.0036922 | 0.0051193 | 0.0048848 | 0.0047312 | 0.0045019 | 0.0061541 | 0.0058847 | 0.0056302 | 0.0061144 | 0.0058343 | 0.0055671 | 0.0053263 | 0.0050804 | 0.0048477
SA1 | VPP | 0 | 0 | 0 | 0 | 0 | 0 | 0 | 0 | 0 | 0 | 0 | 0 | 0 | 0 | 0 | 0 | 0 | 0 | 0 | 0 | 0 | 0 | 0 | 0 | 0 | 0 | 0 | 0 | 0
Total excluding storage |  | 0.0186 | 0.018558 | 0.022678 | 0.024161 | 0.023169 | 0.022131 | 0.02221 | 0.026842 | 0.025676 | 0.025202 | 0.030107 | 95598.2231 | 92328.6851 | 88099.892 | 97580.6616 | 97639.579 | 133188.6233 | 144079.4094 | 140478.423 | 138882.67 | 135327.641 | 130760.3369 | 130014.2431 | 135905.705 | 136218.9527 | 142941.3489 | 136759.3293 | 146552.2896 | 139839.9725
Region | Technology | 2021-22 | 2022-23 | 2023-24 | 2024-25 | 2025-26 | 2026-27 | 2027-28 | 2028-29 | 2029-30 | 2030-31 | 2031-32 | 2032-33 | 2033-34 | 2034-35 | 2035-36 | 2036-37 | 2037-38 | 2038-39 | 2039-40 | 2040-41 | 2041-42 | 2042-43 | 2043-44 | 2044-45 | 2045-46 | 2046-47 | 2047-48 | 2048-49 | 2049-50
TAS1 | Black Coal | 0 | 0 | 0 | 0 | 0 | 0 | 0 | 0 | 0 | 0 | 0 | 0 | 0 | 0 | 0 | 0 | 0 | 0 | 0 | 0 | 0 | 0 | 0 | 0 | 0 | 0 | 0 | 0 | 0
TAS1 | Brown Coal | 0 | 0 | 0 | 0 | 0 | 0 | 0 | 0 | 0 | 0 | 0 | 0 | 0 | 0 | 0 | 0 | 0 | 0 | 0 | 0 | 0 | 0 | 0 | 0 | 0 | 0 | 0 | 0 | 0
TAS1 | CCGT | 0.0003147 | 0.00030029 | 0.0002873 | 0.00027338 | 0.00026086 | 0.00024891 | 0.00023814 | 0.0002266 | 0.00021622 | 0.00020632 | 0.0001974 | 0.0001954 | 0.00018645 | 0.00017791 | 0.00017726 | 0.00017591 | 0.00017638 | 0.00017608 | 0.00018532 | 0.00017634 | 0.00017767 | 0.00017618 | 0.00017682 | 0.00017666 | 0.00017589 | 7.8955e-05 | 8.3678e-05 | 9.0947e-05 | 9.1332e-05
TAS1 | Gas - Steam | 0 | 0 | 0 | 0 | 0 | 0 | 0 | 0 | 0 | 0 | 0 | 0 | 0 | 0 | 0 | 0 | 0 | 0 | 0 | 0 | 0 | 0 | 0 | 0 | 0 | 0 | 0 | 0 | 0
TAS1 | OCGT / Diesel | 0.00098738 | 0.00095007 | 0.00090898 | 0.00086492 | 0.00082531 | 0.00078751 | 0.00075345 | 0.0007325 | 0.00073151 | 0.0007319 | 0.00073202 | 0.00081854 | 0.00078105 | 0.00074528 | 0.0007308 | 0.00072614 | 0.00072735 | 0.00072974 | 0.00086778 | 0.00082572 | 0.0007879 | 0.00075181 | 0.00073604 | 0.00074389 | 0.00073062 | 0.00042604 | 0.00044041 | 0.00051499 | 0.0004914
TAS1 | Hydro | 0 | 0 | 0 | 0 | 0 | 0 | 0 | 0 | 0 | 0 | 0 | 0 | 0 | 0 | 0 | 0 | 0 | 0 | 0 | 0 | 0 | 0 | 0 | 0 | 0 | 0 | 0 | 0 | 0
TAS1 | Wind | 0.013931 | 0.013329 | 15547.6545 | 29495.1999 | 42100.0537 | 53452.4334 | 63786.174 | 72657.8172 | 80663.011 | 87632.4563 | 93975.497 | 99044.8351 | 103626.116 | 107517.6248 | 111072.6293 | 113444.3563 | 115603.1575 | 117294.6085 | 119101.5215 | 119821.7695 | 114333.7495 | 109097.0892 | 104378.7783 | 99319.566 | 94770.5782 | 90429.9367 | 86518.9565 | 77527.1688 | 69426.5918
TAS1 | Solar PV | 0.00017995 | 0.00027081 | 0.00032817 | 0.00048508 | 0.00058549 | 0.00064894 | 0.00073072 | 0.00078223 | 0.00091532 | 0.0010243 | 0.00097999 | 0.00093884 | 0.00089924 | 0.00085805 | 0.00082094 | 0.00078115 | 0.00079703 | 0.00087983 | 0.0012587 | 0.0022928 | 0.0021878 | 0.0020876 | 0.0019973 | 0.0019005 | 0.0018134 | 0.0016747 | 0.0015715 | 0.001474 | 0.001353
TAS1 | Grid Battery | 0.00091228 | 0.0011918 | 0.0011403 | 0.0012764 | 0.0016157 | 0.0015572 | 0.0017145 | 0.0018622 | 0.002005 | 0.0019853 | 0.0020957 | 0.0022484 | 0.0021549 | 0.0020653 | 0.0021146 | 0.0020484 | 0.002149 | 0.002128 | 0.0025605 | 0.002441 | 0.002105 | 0.0019508 | 0.0019951 | 0.0020049 | 0.0019217 | 0.0019269 | 0.0019213 | 0.0021426 | 0.001972
TAS1 | Pumped Hydro | 0 | 0 | 0.003768 | 0.0037672 | 0.0038944 | 0.0039129 | 0.00395 | 0.0039727 | 0.0040171 | 0.0040528 | 0.004146 | 0.0045513 | 0.0043669 | 0.0042299 | 0.0042457 | 0.0042845 | 0.0043302 | 0.0043097 | 0.0050094 | 0.0047811 | 0.0046081 | 0.0044513 | 0.0044989 | 0.0045261 | 0.004457 | 0.0044364 | 0.0044564 | 0.0047761 | 0.0045764
TAS1 | VPP | 0 | 0 | 0 | 0 | 0 | 0 | 0 | 0 | 0 | 0 | 0 | 0 | 0 | 0 | 0 | 0 | 0 | 0 | 0 | 0 | 0 | 0 | 0 | 0 | 0 | 0 | 0 | 0 | 0
Total excluding storage |  | 0.015413 | 0.01485 | 15547.656 | 29495.2015 | 42100.0554 | 53452.4351 | 63786.1757 | 72657.8189 | 80663.0129 | 87632.4583 | 93975.4989 | 99044.8371 | 103626.1179 | 107517.6266 | 111072.631 | 113444.358 | 115603.1592 | 117294.6103 | 119101.5238 | 119821.7728 | 114333.7526 | 109097.0922 | 104378.7812 | 99319.5688 | 94770.581 | 90429.9389 | 86518.9586 | 77527.1709 | 69426.5938

## BaseCase_REHAB Cost
Rehabilition cost by technology ($000s) - Base Case, Fast Change Scenario
REHAB | Real June 2020 dollars discounted to 1 July 2020
Explicitly modelled generation
Region | Technology | 2021-22 | 2022-23 | 2023-24 | 2024-25 | 2025-26 | 2026-27 | 2027-28 | 2028-29 | 2029-30 | 2030-31 | 2031-32 | 2032-33 | 2033-34 | 2034-35 | 2035-36 | 2036-37 | 2037-38 | 2038-39 | 2039-40 | 2040-41 | 2041-42 | 2042-43 | 2043-44 | 2044-45 | 2045-46 | 2046-47 | 2047-48 | 2048-49 | 2049-50
NEM | Black Coal | 0 | 0 | 0 | 115304.0579 | 86687.675 | 13340.5836 | 1.2561e-05 | 0 | 19999.9185 | 334.1856 | 25.9369 | 0 | 0 | 0 | 0 | 0 | 0 | 0 | 0 | 0 | 0 | 0 | 0 | 0 | 0 | 0 | 0 | 0 | 0
NEM | Brown Coal | 0 | 0 | 0 | 44614.8252 | 3596.8544 | 1355.9395 | 0 | 0 | 0.00010014 | 0.00014759 | 0 | 0 | 0 | 0 | 0 | 0 | 0 | 0 | 0 | 0 | 0 | 0 | 0 | 0 | 0 | 0 | 0 | 0 | 0
NEM | CCGT | 0 | 0 | 0 | 0 | 0 | 0 | 0 | 0 | 0 | 0 | 0 | 0 | 0 | 0 | 0 | 0 | 0 | 0 | 0 | 0 | 0 | 0 | 0 | 0 | 0 | 0 | 0 | 0 | 0
NEM | Gas - Steam | 0 | 0 | 0 | 0 | 0 | 0 | 0 | 0 | 0 | 0 | 0 | 0 | 0 | 0 | 0 | 0 | 0 | 0 | 0 | 0 | 0 | 0 | 0 | 0 | 0 | 0 | 0 | 0 | 0
NEM | OCGT / Diesel | 0 | 0 | 0 | 0 | 0 | 0 | 0 | 0 | 0 | 0 | 0 | 0 | 0 | 0 | 0 | 0 | 0 | 0 | 0 | 0 | 0 | 0 | 0 | 0 | 0 | 0 | 0 | 0 | 0
NEM | Hydro | 0 | 0 | 0 | 0 | 0 | 0 | 0 | 0 | 0 | 0 | 0 | 0 | 0 | 0 | 0 | 0 | 0 | 0 | 0 | 0 | 0 | 0 | 0 | 0 | 0 | 0 | 0 | 0 | 0
NEM | Wind | 0 | 0 | 0 | 0 | 0 | 0 | 0 | 0 | 0 | 0 | 0 | 0 | 0 | 0 | 0 | 0 | 0 | 0 | 0 | 0 | 0 | 0 | 0 | 0 | 0 | 0 | 0 | 0 | 0
NEM | Solar PV | 0 | 0 | 0 | 0 | 0 | 0 | 0 | 0 | 0 | 0 | 0 | 0 | 0 | 0 | 0 | 0 | 0 | 0 | 0 | 0 | 0 | 0 | 0 | 0 | 0 | 0 | 0 | 0 | 0
NEM | Grid Battery | 0 | 0 | 0 | 0 | 0 | 0 | 0 | 0 | 0 | 0 | 0 | 0 | 0 | 0 | 0 | 0 | 0 | 0 | 0 | 0 | 0 | 0 | 0 | 0 | 0 | 0 | 0 | 0 | 0
NEM | Pumped Hydro | 0 | 0 | 0 | 0 | 0 | 0 | 0 | 0 | 0 | 0 | 0 | 0 | 0 | 0 | 0 | 0 | 0 | 0 | 0 | 0 | 0 | 0 | 0 | 0 | 0 | 0 | 0 | 0 | 0
NEM | VPP | 0 | 0 | 0 | 0 | 0 | 0 | 0 | 0 | 0 | 0 | 0 | 0 | 0 | 0 | 0 | 0 | 0 | 0 | 0 | 0 | 0 | 0 | 0 | 0 | 0 | 0 | 0 | 0 | 0
Total excluding storage |  | 0 | 0 | 0 | 159918.8831 | 90284.5295 | 14696.5231 | 1.2561e-05 | 0 | 19999.9186 | 334.1857 | 25.9369 | 0 | 0 | 0 | 0 | 0 | 0 | 0 | 0 | 0 | 0 | 0 | 0 | 0 | 0 | 0 | 0 | 0 | 0
Region | Technology | 2021-22 | 2022-23 | 2023-24 | 2024-25 | 2025-26 | 2026-27 | 2027-28 | 2028-29 | 2029-30 | 2030-31 | 2031-32 | 2032-33 | 2033-34 | 2034-35 | 2035-36 | 2036-37 | 2037-38 | 2038-39 | 2039-40 | 2040-41 | 2041-42 | 2042-43 | 2043-44 | 2044-45 | 2045-46 | 2046-47 | 2047-48 | 2048-49 | 2049-50
NSW1 | Black Coal | 0 | 0 | 0 | 18526.9195 | 86687.669 | 5171.1467 | 0 | 0 | 19999.9185 | 334.1856 | 25.9369 | 0 | 0 | 0 | 0 | 0 | 0 | 0 | 0 | 0 | 0 | 0 | 0 | 0 | 0 | 0 | 0 | 0 | 0
NSW1 | Brown Coal | 0 | 0 | 0 | 0 | 0 | 0 | 0 | 0 | 0 | 0 | 0 | 0 | 0 | 0 | 0 | 0 | 0 | 0 | 0 | 0 | 0 | 0 | 0 | 0 | 0 | 0 | 0 | 0 | 0
NSW1 | CCGT | 0 | 0 | 0 | 0 | 0 | 0 | 0 | 0 | 0 | 0 | 0 | 0 | 0 | 0 | 0 | 0 | 0 | 0 | 0 | 0 | 0 | 0 | 0 | 0 | 0 | 0 | 0 | 0 | 0
NSW1 | Gas - Steam | 0 | 0 | 0 | 0 | 0 | 0 | 0 | 0 | 0 | 0 | 0 | 0 | 0 | 0 | 0 | 0 | 0 | 0 | 0 | 0 | 0 | 0 | 0 | 0 | 0 | 0 | 0 | 0 | 0
NSW1 | OCGT / Diesel | 0 | 0 | 0 | 0 | 0 | 0 | 0 | 0 | 0 | 0 | 0 | 0 | 0 | 0 | 0 | 0 | 0 | 0 | 0 | 0 | 0 | 0 | 0 | 0 | 0 | 0 | 0 | 0 | 0
NSW1 | Hydro | 0 | 0 | 0 | 0 | 0 | 0 | 0 | 0 | 0 | 0 | 0 | 0 | 0 | 0 | 0 | 0 | 0 | 0 | 0 | 0 | 0 | 0 | 0 | 0 | 0 | 0 | 0 | 0 | 0
NSW1 | Wind | 0 | 0 | 0 | 0 | 0 | 0 | 0 | 0 | 0 | 0 | 0 | 0 | 0 | 0 | 0 | 0 | 0 | 0 | 0 | 0 | 0 | 0 | 0 | 0 | 0 | 0 | 0 | 0 | 0
NSW1 | Solar PV | 0 | 0 | 0 | 0 | 0 | 0 | 0 | 0 | 0 | 0 | 0 | 0 | 0 | 0 | 0 | 0 | 0 | 0 | 0 | 0 | 0 | 0 | 0 | 0 | 0 | 0 | 0 | 0 | 0
NSW1 | Grid Battery | 0 | 0 | 0 | 0 | 0 | 0 | 0 | 0 | 0 | 0 | 0 | 0 | 0 | 0 | 0 | 0 | 0 | 0 | 0 | 0 | 0 | 0 | 0 | 0 | 0 | 0 | 0 | 0 | 0
NSW1 | Pumped Hydro | 0 | 0 | 0 | 0 | 0 | 0 | 0 | 0 | 0 | 0 | 0 | 0 | 0 | 0 | 0 | 0 | 0 | 0 | 0 | 0 | 0 | 0 | 0 | 0 | 0 | 0 | 0 | 0 | 0
NSW1 | VPP | 0 | 0 | 0 | 0 | 0 | 0 | 0 | 0 | 0 | 0 | 0 | 0 | 0 | 0 | 0 | 0 | 0 | 0 | 0 | 0 | 0 | 0 | 0 | 0 | 0 | 0 | 0 | 0 | 0
Total excluding storage |  | 0 | 0 | 0 | 18526.9195 | 86687.669 | 5171.1467 | 0 | 0 | 19999.9185 | 334.1856 | 25.9369 | 0 | 0 | 0 | 0 | 0 | 0 | 0 | 0 | 0 | 0 | 0 | 0 | 0 | 0 | 0 | 0 | 0 | 0
Region | Technology | 2021-22 | 2022-23 | 2023-24 | 2024-25 | 2025-26 | 2026-27 | 2027-28 | 2028-29 | 2029-30 | 2030-31 | 2031-32 | 2032-33 | 2033-34 | 2034-35 | 2035-36 | 2036-37 | 2037-38 | 2038-39 | 2039-40 | 2040-41 | 2041-42 | 2042-43 | 2043-44 | 2044-45 | 2045-46 | 2046-47 | 2047-48 | 2048-49 | 2049-50
QLD1 | Black Coal | 0 | 0 | 0 | 96777.1384 | 0.0060113 | 8169.437 | 1.2561e-05 | 0 | 0 | 0 | 0 | 0 | 0 | 0 | 0 | 0 | 0 | 0 | 0 | 0 | 0 | 0 | 0 | 0 | 0 | 0 | 0 | 0 | 0
QLD1 | Brown Coal | 0 | 0 | 0 | 0 | 0 | 0 | 0 | 0 | 0 | 0 | 0 | 0 | 0 | 0 | 0 | 0 | 0 | 0 | 0 | 0 | 0 | 0 | 0 | 0 | 0 | 0 | 0 | 0 | 0
QLD1 | CCGT | 0 | 0 | 0 | 0 | 0 | 0 | 0 | 0 | 0 | 0 | 0 | 0 | 0 | 0 | 0 | 0 | 0 | 0 | 0 | 0 | 0 | 0 | 0 | 0 | 0 | 0 | 0 | 0 | 0
QLD1 | Gas - Steam | 0 | 0 | 0 | 0 | 0 | 0 | 0 | 0 | 0 | 0 | 0 | 0 | 0 | 0 | 0 | 0 | 0 | 0 | 0 | 0 | 0 | 0 | 0 | 0 | 0 | 0 | 0 | 0 | 0
QLD1 | OCGT / Diesel | 0 | 0 | 0 | 0 | 0 | 0 | 0 | 0 | 0 | 0 | 0 | 0 | 0 | 0 | 0 | 0 | 0 | 0 | 0 | 0 | 0 | 0 | 0 | 0 | 0 | 0 | 0 | 0 | 0
QLD1 | Hydro | 0 | 0 | 0 | 0 | 0 | 0 | 0 | 0 | 0 | 0 | 0 | 0 | 0 | 0 | 0 | 0 | 0 | 0 | 0 | 0 | 0 | 0 | 0 | 0 | 0 | 0 | 0 | 0 | 0
QLD1 | Wind | 0 | 0 | 0 | 0 | 0 | 0 | 0 | 0 | 0 | 0 | 0 | 0 | 0 | 0 | 0 | 0 | 0 | 0 | 0 | 0 | 0 | 0 | 0 | 0 | 0 | 0 | 0 | 0 | 0
QLD1 | Solar PV | 0 | 0 | 0 | 0 | 0 | 0 | 0 | 0 | 0 | 0 | 0 | 0 | 0 | 0 | 0 | 0 | 0 | 0 | 0 | 0 | 0 | 0 | 0 | 0 | 0 | 0 | 0 | 0 | 0
QLD1 | Grid Battery | 0 | 0 | 0 | 0 | 0 | 0 | 0 | 0 | 0 | 0 | 0 | 0 | 0 | 0 | 0 | 0 | 0 | 0 | 0 | 0 | 0 | 0 | 0 | 0 | 0 | 0 | 0 | 0 | 0
QLD1 | Pumped Hydro | 0 | 0 | 0 | 0 | 0 | 0 | 0 | 0 | 0 | 0 | 0 | 0 | 0 | 0 | 0 | 0 | 0 | 0 | 0 | 0 | 0 | 0 | 0 | 0 | 0 | 0 | 0 | 0 | 0
QLD1 | VPP | 0 | 0 | 0 | 0 | 0 | 0 | 0 | 0 | 0 | 0 | 0 | 0 | 0 | 0 | 0 | 0 | 0 | 0 | 0 | 0 | 0 | 0 | 0 | 0 | 0 | 0 | 0 | 0 | 0
Total excluding storage |  | 0 | 0 | 0 | 96777.1384 | 0.0060113 | 8169.437 | 1.2561e-05 | 0 | 0 | 0 | 0 | 0 | 0 | 0 | 0 | 0 | 0 | 0 | 0 | 0 | 0 | 0 | 0 | 0 | 0 | 0 | 0 | 0 | 0
Region | Technology | 2021-22 | 2022-23 | 2023-24 | 2024-25 | 2025-26 | 2026-27 | 2027-28 | 2028-29 | 2029-30 | 2030-31 | 2031-32 | 2032-33 | 2033-34 | 2034-35 | 2035-36 | 2036-37 | 2037-38 | 2038-39 | 2039-40 | 2040-41 | 2041-42 | 2042-43 | 2043-44 | 2044-45 | 2045-46 | 2046-47 | 2047-48 | 2048-49 | 2049-50
VIC1 | Black Coal | 0 | 0 | 0 | 0 | 0 | 0 | 0 | 0 | 0 | 0 | 0 | 0 | 0 | 0 | 0 | 0 | 0 | 0 | 0 | 0 | 0 | 0 | 0 | 0 | 0 | 0 | 0 | 0 | 0
VIC1 | Brown Coal | 0 | 0 | 0 | 44614.8252 | 3596.8544 | 1355.9395 | 0 | 0 | 0.00010014 | 0.00014759 | 0 | 0 | 0 | 0 | 0 | 0 | 0 | 0 | 0 | 0 | 0 | 0 | 0 | 0 | 0 | 0 | 0 | 0 | 0
VIC1 | CCGT | 0 | 0 | 0 | 0 | 0 | 0 | 0 | 0 | 0 | 0 | 0 | 0 | 0 | 0 | 0 | 0 | 0 | 0 | 0 | 0 | 0 | 0 | 0 | 0 | 0 | 0 | 0 | 0 | 0
VIC1 | Gas - Steam | 0 | 0 | 0 | 0 | 0 | 0 | 0 | 0 | 0 | 0 | 0 | 0 | 0 | 0 | 0 | 0 | 0 | 0 | 0 | 0 | 0 | 0 | 0 | 0 | 0 | 0 | 0 | 0 | 0
VIC1 | OCGT / Diesel | 0 | 0 | 0 | 0 | 0 | 0 | 0 | 0 | 0 | 0 | 0 | 0 | 0 | 0 | 0 | 0 | 0 | 0 | 0 | 0 | 0 | 0 | 0 | 0 | 0 | 0 | 0 | 0 | 0
VIC1 | Hydro | 0 | 0 | 0 | 0 | 0 | 0 | 0 | 0 | 0 | 0 | 0 | 0 | 0 | 0 | 0 | 0 | 0 | 0 | 0 | 0 | 0 | 0 | 0 | 0 | 0 | 0 | 0 | 0 | 0
VIC1 | Wind | 0 | 0 | 0 | 0 | 0 | 0 | 0 | 0 | 0 | 0 | 0 | 0 | 0 | 0 | 0 | 0 | 0 | 0 | 0 | 0 | 0 | 0 | 0 | 0 | 0 | 0 | 0 | 0 | 0
VIC1 | Solar PV | 0 | 0 | 0 | 0 | 0 | 0 | 0 | 0 | 0 | 0 | 0 | 0 | 0 | 0 | 0 | 0 | 0 | 0 | 0 | 0 | 0 | 0 | 0 | 0 | 0 | 0 | 0 | 0 | 0
VIC1 | Grid Battery | 0 | 0 | 0 | 0 | 0 | 0 | 0 | 0 | 0 | 0 | 0 | 0 | 0 | 0 | 0 | 0 | 0 | 0 | 0 | 0 | 0 | 0 | 0 | 0 | 0 | 0 | 0 | 0 | 0
VIC1 | Pumped Hydro | 0 | 0 | 0 | 0 | 0 | 0 | 0 | 0 | 0 | 0 | 0 | 0 | 0 | 0 | 0 | 0 | 0 | 0 | 0 | 0 | 0 | 0 | 0 | 0 | 0 | 0 | 0 | 0 | 0
VIC1 | VPP | 0 | 0 | 0 | 0 | 0 | 0 | 0 | 0 | 0 | 0 | 0 | 0 | 0 | 0 | 0 | 0 | 0 | 0 | 0 | 0 | 0 | 0 | 0 | 0 | 0 | 0 | 0 | 0 | 0
Total excluding storage |  | 0 | 0 | 0 | 44614.8252 | 3596.8544 | 1355.9395 | 0 | 0 | 0.00010014 | 0.00014759 | 0 | 0 | 0 | 0 | 0 | 0 | 0 | 0 | 0 | 0 | 0 | 0 | 0 | 0 | 0 | 0 | 0 | 0 | 0
Region | Technology | 2021-22 | 2022-23 | 2023-24 | 2024-25 | 2025-26 | 2026-27 | 2027-28 | 2028-29 | 2029-30 | 2030-31 | 2031-32 | 2032-33 | 2033-34 | 2034-35 | 2035-36 | 2036-37 | 2037-38 | 2038-39 | 2039-40 | 2040-41 | 2041-42 | 2042-43 | 2043-44 | 2044-45 | 2045-46 | 2046-47 | 2047-48 | 2048-49 | 2049-50
SA1 | Black Coal | 0 | 0 | 0 | 0 | 0 | 0 | 0 | 0 | 0 | 0 | 0 | 0 | 0 | 0 | 0 | 0 | 0 | 0 | 0 | 0 | 0 | 0 | 0 | 0 | 0 | 0 | 0 | 0 | 0
SA1 | Brown Coal | 0 | 0 | 0 | 0 | 0 | 0 | 0 | 0 | 0 | 0 | 0 | 0 | 0 | 0 | 0 | 0 | 0 | 0 | 0 | 0 | 0 | 0 | 0 | 0 | 0 | 0 | 0 | 0 | 0
SA1 | CCGT | 0 | 0 | 0 | 0 | 0 | 0 | 0 | 0 | 0 | 0 | 0 | 0 | 0 | 0 | 0 | 0 | 0 | 0 | 0 | 0 | 0 | 0 | 0 | 0 | 0 | 0 | 0 | 0 | 0
SA1 | Gas - Steam | 0 | 0 | 0 | 0 | 0 | 0 | 0 | 0 | 0 | 0 | 0 | 0 | 0 | 0 | 0 | 0 | 0 | 0 | 0 | 0 | 0 | 0 | 0 | 0 | 0 | 0 | 0 | 0 | 0
SA1 | OCGT / Diesel | 0 | 0 | 0 | 0 | 0 | 0 | 0 | 0 | 0 | 0 | 0 | 0 | 0 | 0 | 0 | 0 | 0 | 0 | 0 | 0 | 0 | 0 | 0 | 0 | 0 | 0 | 0 | 0 | 0
SA1 | Hydro | 0 | 0 | 0 | 0 | 0 | 0 | 0 | 0 | 0 | 0 | 0 | 0 | 0 | 0 | 0 | 0 | 0 | 0 | 0 | 0 | 0 | 0 | 0 | 0 | 0 | 0 | 0 | 0 | 0
SA1 | Wind | 0 | 0 | 0 | 0 | 0 | 0 | 0 | 0 | 0 | 0 | 0 | 0 | 0 | 0 | 0 | 0 | 0 | 0 | 0 | 0 | 0 | 0 | 0 | 0 | 0 | 0 | 0 | 0 | 0
SA1 | Solar PV | 0 | 0 | 0 | 0 | 0 | 0 | 0 | 0 | 0 | 0 | 0 | 0 | 0 | 0 | 0 | 0 | 0 | 0 | 0 | 0 | 0 | 0 | 0 | 0 | 0 | 0 | 0 | 0 | 0
SA1 | Grid Battery | 0 | 0 | 0 | 0 | 0 | 0 | 0 | 0 | 0 | 0 | 0 | 0 | 0 | 0 | 0 | 0 | 0 | 0 | 0 | 0 | 0 | 0 | 0 | 0 | 0 | 0 | 0 | 0 | 0
SA1 | Pumped Hydro | 0 | 0 | 0 | 0 | 0 | 0 | 0 | 0 | 0 | 0 | 0 | 0 | 0 | 0 | 0 | 0 | 0 | 0 | 0 | 0 | 0 | 0 | 0 | 0 | 0 | 0 | 0 | 0 | 0
SA1 | VPP | 0 | 0 | 0 | 0 | 0 | 0 | 0 | 0 | 0 | 0 | 0 | 0 | 0 | 0 | 0 | 0 | 0 | 0 | 0 | 0 | 0 | 0 | 0 | 0 | 0 | 0 | 0 | 0 | 0
Total excluding storage |  | 0 | 0 | 0 | 0 | 0 | 0 | 0 | 0 | 0 | 0 | 0 | 0 | 0 | 0 | 0 | 0 | 0 | 0 | 0 | 0 | 0 | 0 | 0 | 0 | 0 | 0 | 0 | 0 | 0
Region | Technology | 2021-22 | 2022-23 | 2023-24 | 2024-25 | 2025-26 | 2026-27 | 2027-28 | 2028-29 | 2029-30 | 2030-31 | 2031-32 | 2032-33 | 2033-34 | 2034-35 | 2035-36 | 2036-37 | 2037-38 | 2038-39 | 2039-40 | 2040-41 | 2041-42 | 2042-43 | 2043-44 | 2044-45 | 2045-46 | 2046-47 | 2047-48 | 2048-49 | 2049-50
TAS1 | Black Coal | 0 | 0 | 0 | 0 | 0 | 0 | 0 | 0 | 0 | 0 | 0 | 0 | 0 | 0 | 0 | 0 | 0 | 0 | 0 | 0 | 0 | 0 | 0 | 0 | 0 | 0 | 0 | 0 | 0
TAS1 | Brown Coal | 0 | 0 | 0 | 0 | 0 | 0 | 0 | 0 | 0 | 0 | 0 | 0 | 0 | 0 | 0 | 0 | 0 | 0 | 0 | 0 | 0 | 0 | 0 | 0 | 0 | 0 | 0 | 0 | 0
TAS1 | CCGT | 0 | 0 | 0 | 0 | 0 | 0 | 0 | 0 | 0 | 0 | 0 | 0 | 0 | 0 | 0 | 0 | 0 | 0 | 0 | 0 | 0 | 0 | 0 | 0 | 0 | 0 | 0 | 0 | 0
TAS1 | Gas - Steam | 0 | 0 | 0 | 0 | 0 | 0 | 0 | 0 | 0 | 0 | 0 | 0 | 0 | 0 | 0 | 0 | 0 | 0 | 0 | 0 | 0 | 0 | 0 | 0 | 0 | 0 | 0 | 0 | 0
TAS1 | OCGT / Diesel | 0 | 0 | 0 | 0 | 0 | 0 | 0 | 0 | 0 | 0 | 0 | 0 | 0 | 0 | 0 | 0 | 0 | 0 | 0 | 0 | 0 | 0 | 0 | 0 | 0 | 0 | 0 | 0 | 0
TAS1 | Hydro | 0 | 0 | 0 | 0 | 0 | 0 | 0 | 0 | 0 | 0 | 0 | 0 | 0 | 0 | 0 | 0 | 0 | 0 | 0 | 0 | 0 | 0 | 0 | 0 | 0 | 0 | 0 | 0 | 0
TAS1 | Wind | 0 | 0 | 0 | 0 | 0 | 0 | 0 | 0 | 0 | 0 | 0 | 0 | 0 | 0 | 0 | 0 | 0 | 0 | 0 | 0 | 0 | 0 | 0 | 0 | 0 | 0 | 0 | 0 | 0
TAS1 | Solar PV | 0 | 0 | 0 | 0 | 0 | 0 | 0 | 0 | 0 | 0 | 0 | 0 | 0 | 0 | 0 | 0 | 0 | 0 | 0 | 0 | 0 | 0 | 0 | 0 | 0 | 0 | 0 | 0 | 0
TAS1 | Grid Battery | 0 | 0 | 0 | 0 | 0 | 0 | 0 | 0 | 0 | 0 | 0 | 0 | 0 | 0 | 0 | 0 | 0 | 0 | 0 | 0 | 0 | 0 | 0 | 0 | 0 | 0 | 0 | 0 | 0
TAS1 | Pumped Hydro | 0 | 0 | 0 | 0 | 0 | 0 | 0 | 0 | 0 | 0 | 0 | 0 | 0 | 0 | 0 | 0 | 0 | 0 | 0 | 0 | 0 | 0 | 0 | 0 | 0 | 0 | 0 | 0 | 0
TAS1 | VPP | 0 | 0 | 0 | 0 | 0 | 0 | 0 | 0 | 0 | 0 | 0 | 0 | 0 | 0 | 0 | 0 | 0 | 0 | 0 | 0 | 0 | 0 | 0 | 0 | 0 | 0 | 0 | 0 | 0
Total excluding storage |  | 0 | 0 | 0 | 0 | 0 | 0 | 0 | 0 | 0 | 0 | 0 | 0 | 0 | 0 | 0 | 0 | 0 | 0 | 0 | 0 | 0 | 0 | 0 | 0 | 0 | 0 | 0 | 0 | 0

## BaseCase_REZ Tx Cost
REZ transmission expansion cost by region ($000s) - Base Case, Fast Change Scenario
REZ Expansion | Real June 2020 dollars discounted to 1 July 2020. As with the total capital costs, the REZ transmission expansion costs are annualised for modelling purposes.
Explicitly modelled generation
Region | Technology | 2021-22 | 2022-23 | 2023-24 | 2024-25 | 2025-26 | 2026-27 | 2027-28 | 2028-29 | 2029-30 | 2030-31 | 2031-32 | 2032-33 | 2033-34 | 2034-35 | 2035-36 | 2036-37 | 2037-38 | 2038-39 | 2039-40 | 2040-41 | 2041-42 | 2042-43 | 2043-44 | 2044-45 | 2045-46 | 2046-47 | 2047-48 | 2048-49 | 2049-50
NSW1 | Transmission | 0.0010056 | 4278.3295 | 14086.6922 | 23167.6549 | 31180.0311 | 40803.0554 | 47806.7492 | 54574.3598 | 115839.6377 | 110534.0054 | 105753.5497 | 101962.8036 | 97292.7515 | 95070.6287 | 98245.0536 | 93493.3681 | 94470.035 | 94985.1648 | 98252.0081 | 93489.7589 | 97945.8403 | 106682.132 | 102068.265 | 97121.0428 | 92672.7519 | 90369.1096 | 96725.5019 | 99613.4856 | 101207.9557
QLD1 | Transmission | 0.0010774 | 0.0011317 | 0.0011851 | 0.0015423 | 0.0016063 | 0.0015708 | 0.0028205 | 12343.2448 | 11777.9054 | 11238.4594 | 10752.4103 | 10231.2482 | 12488.5497 | 11916.5551 | 11401.1793 | 11669.0157 | 47482.7707 | 45307.9873 | 43348.4743 | 43593.83 | 46287.5569 | 59373.1214 | 56805.3093 | 65115.2497 | 87115.7568 | 106820.7038 | 102200.8437 | 97247.1954 | 119233.8282
VIC1 | Transmission | 0.0001949 | 0.00018741 | 0.0001793 | 0.00017061 | 0.0001628 | 0.00015534 | 0.00014862 | 0.00014142 | 0.00013494 | 0.00012876 | 0.00012319 | 0.00011722 | 0.00011309 | 0.00011293 | 0.0001099 | 1674.2386 | 7514.6391 | 7297.0685 | 6981.4796 | 6643.0891 | 6338.8254 | 6048.4976 | 8187.5904 | 7790.74 | 7433.9123 | 12387.7376 | 11851.9836 | 15104.1945 | 17125.1151
SA1 | Transmission | 0.0011194 | 0.0011158 | 0.0012663 | 0.0013039 | 0.001255 | 0.0012028 | 0.0012117 | 0.0018118 | 0.0017347 | 0.001692 | 0.0017305 | 3575.7382 | 3569.4209 | 3405.9361 | 3258.6344 | 3100.6933 | 9984.8738 | 12019.8891 | 11500.0441 | 10942.64 | 10441.4504 | 9963.2161 | 9532.3205 | 9070.2969 | 10706.3024 | 16777.1459 | 16051.5579 | 20504.7074 | 19565.5621
TAS1 | Transmission | 3.9037e-06 | 3.7249e-06 | 3.5638e-06 | 3.3911e-06 | 3.2358e-06 | 3.0876e-06 | 2.954e-06 | 2.8108e-06 | 5.0419e-06 | 556.4041 | 1320.0746 | 2317.5688 | 3224.283 | 4043.0759 | 4792.8894 | 5440.4336 | 6030.8077 | 6556.5916 | 7067.2649 | 7480.4565 | 7137.8401 | 6810.9162 | 6516.3527 | 6200.5067 | 5916.5141 | 5645.5287 | 5401.3667 | 5139.5639 | 4904.164
NEM | Total | 0.0034012 | 4278.332 | 14086.6948 | 23167.6579 | 31180.0341 | 40803.0583 | 47806.7533 | 66917.6065 | 127617.545 | 122328.8707 | 117826.0364 | 118087.3589 | 116575.0052 | 114436.1959 | 117697.7568 | 115377.7494 | 165483.1263 | 166166.7012 | 167149.271 | 162149.7744 | 168151.5132 | 188877.8832 | 183109.8379 | 185297.8362 | 203845.2373 | 232000.2256 | 232231.2539 | 237609.1467 | 262036.6252

## BaseCase_USE+DSP Cost
USE and USE / DSP cost by region ($000s) - Base Case, Fast Change Scenario
USE / DSP | Real June 2020 dollars discounted to 1 July 2020
Explicitly modelled generation
Region | Technology | 2021-22 | 2022-23 | 2023-24 | 2024-25 | 2025-26 | 2026-27 | 2027-28 | 2028-29 | 2029-30 | 2030-31 | 2031-32 | 2032-33 | 2033-34 | 2034-35 | 2035-36 | 2036-37 | 2037-38 | 2038-39 | 2039-40 | 2040-41 | 2041-42 | 2042-43 | 2043-44 | 2044-45 | 2045-46 | 2046-47 | 2047-48 | 2048-49 | 2049-50
NSW1 | USE / DSP | 0.0024013 | 0.0023958 | 23.9415 | 834.8512 | 0.0024457 | 0.0024297 | 0.0024349 | 0.0024558 | 0.0024326 | 0.0024273 | 0.0024418 | 16798.6077 | 16.2794 | 0.002542 | 1294.2168 | 0.0025367 | 19728.1178 | 0.0026103 | 16303.9585 | 64.9998 | 28962.4534 | 179.7884 | 1581.4335 | 10284.785 | 234.8875 | 97.9123 | 0.0026559 | 557.7599 | 589.6737
QLD1 | USE / DSP | 0.0023946 | 0.0023903 | 0.0023988 | 0.0024285 | 0.0024378 | 0.0024288 | 0.0024344 | 132.7271 | 0.0024318 | 0.0024315 | 0.0024509 | 776.0106 | 20994.1 | 2103.8984 | 1259.486 | 137.123 | 37228.0783 | 32.1883 | 11427.7579 | 2986.1359 | 2515.4237 | 4619.7927 | 1870.6876 | 5840.7986 | 4158.0916 | 53009.0323 | 346.8447 | 5706.4731 | 9137.8965
VIC1 | USE / DSP | 0.0023746 | 0.0023593 | 0.0023767 | 0.002416 | 0.0024207 | 0.0023984 | 0.0024122 | 0.0024264 | 0.002407 | 0.0024013 | 0.0024206 | 11185.7245 | 0.0025031 | 0.0025133 | 464.99 | 0.0024892 | 6558.397 | 0.0025498 | 1968.432 | 1.509 | 3423.6423 | 0.0025713 | 504.6179 | 3926.699 | 155.4484 | 0.0025698 | 0.0026007 | 355.0704 | 437.1877
SA1 | USE / DSP | 0.0024038 | 0.0023804 | 0.0024458 | 0.0024361 | 0.0024438 | 0.0024128 | 0.0024239 | 0.0024409 | 0.0024191 | 0.0024125 | 0.0024436 | 4894.1182 | 0.0025071 | 0.0025184 | 1370.915 | 307.4665 | 5491.8092 | 0.0025439 | 1875.0211 | 41.5362 | 4814.8978 | 0.002572 | 1034.1765 | 6599.2028 | 481.8843 | 11.5954 | 0.0025711 | 356.2828 | 236.5477
TAS1 | USE / DSP | 0.0019714 | 0.0019616 | 0.0019732 | 0.0019668 | 0.0019545 | 0.0019553 | 0.001961 | 0.0019547 | 0.0019557 | 0.0019551 | 0.0019434 | 113.9366 | 0.001938 | 0.0019366 | 0.0019411 | 0.0019353 | 0.0019352 | 0.0019345 | 430.6146 | 0.0019332 | 85.4758 | 0.0019332 | 0.0019384 | 28.3368 | 0.0019319 | 0.0019321 | 0.0019371 | 49.5351 | 0.0019308
NEM | Total | 0.011546 | 0.011487 | 23.9506 | 834.8605 | 0.011703 | 0.011625 | 0.011666 | 132.7363 | 0.011646 | 0.011628 | 0.0117 | 33768.3976 | 21010.3864 | 2103.9079 | 4389.6097 | 444.5965 | 69006.4042 | 32.198 | 32005.7841 | 3094.1829 | 39801.893 | 4799.5882 | 4990.9174 | 26679.8222 | 5030.3137 | 53118.5445 | 346.8545 | 7025.1213 | 10401.3075

## BaseCase_SyncCon Cost
Synchronous Condenser cost by region ($000s) - Base Case, Fast Change Scenario
SyncCon | Real June 2020 dollars discounted to 1 July 2020
Explicitly modelled generation
Region | Technology | 2021-22 | 2022-23 | 2023-24 | 2024-25 | 2025-26 | 2026-27 | 2027-28 | 2028-29 | 2029-30 | 2030-31 | 2031-32 | 2032-33 | 2033-34 | 2034-35 | 2035-36 | 2036-37 | 2037-38 | 2038-39 | 2039-40 | 2040-41 | 2041-42 | 2042-43 | 2043-44 | 2044-45 | 2045-46 | 2046-47 | 2047-48 | 2048-49 | 2049-50
NSW1 | SyncCon | 0 | 0 | 0 | 0 | 0 | 0 | 0 | 0 | 0 | 0 | 0 | 0 | 0 | 0 | 0 | 0 | 0 | 0 | 0 | 0 | 0 | 0 | 0 | 0 | 0 | 0 | 0 | 0 | 0
QLD1 | SyncCon | 0 | 0 | 0 | 1.6671e-06 | 1.5908e-06 | 1.5179e-06 | 1.4523e-06 | 1.3819e-06 | 1.3186e-06 | 1.2582e-06 | 1.2038e-06 | 1.1454e-06 | 1.093e-06 | 1.0429e-06 | 9.978e-07 | 9.4943e-07 | 9.0595e-07 | 8.6445e-07 | 8.2707e-07 | 7.8698e-07 | 7.5094e-07 | 7.1654e-07 | 6.8555e-07 | 6.5232e-07 | 1.2703e-06 | 1.2121e-06 | 1.1597e-06 | 1.1035e-06 | 1.6234e-06
VIC1 | SyncCon | 0 | 0 | 0 | 6837.1092 | 6523.9591 | 6225.1518 | 6544.8407 | 6227.6139 | 5942.3797 | 5670.2096 | 5681.0311 | 5405.673 | 5158.0849 | 4921.8367 | 4708.9735 | 4480.7308 | 4275.5065 | 4079.6818 | 3903.2407 | 3714.0516 | 3543.9424 | 3381.6244 | 3235.3734 | 3078.5557 | 2937.5532 | 2803.0088 | 3213.3143 | 4321.1564 | 4123.2409
SA1 | SyncCon | 0 | 0 | 0 | 0 | 0 | 0 | 0 | 0 | 0 | 0 | 0 | 0 | 0 | 0 | 0 | 0 | 0 | 0 | 0 | 0 | 0 | 0 | 0 | 0 | 0 | 0 | 0 | 0 | 0
TAS1 | SyncCon | 1088.2405 | 1382.3938 | 1567.2794 | 907.0298 | 524.8789 | 842.3476 | 727.8515 | 701.7157 | 998.3846 | 1180.6625 | 1423.9444 | 1427.0681 | 1500.7493 | 1739.3808 | 1881.3306 | 1977.2973 | 1866.5207 | 1800.2252 | 1783.2591 | 1949.9677 | 1717.8571 | 1677.5391 | 1708.0157 | 1650.1312 | 1585.2285 | 1438.4199 | 1392.7621 | 1303.8313 | 1299.1246
NEM | Total | 1088.2405 | 1382.3938 | 1567.2794 | 7744.139 | 7048.838 | 7067.4995 | 7272.6922 | 6929.3296 | 6940.7643 | 6850.8722 | 7104.9755 | 6832.7411 | 6658.8342 | 6661.2175 | 6590.3041 | 6458.0282 | 6142.0271 | 5879.9069 | 5686.4998 | 5664.0194 | 5261.7995 | 5059.1636 | 4943.3892 | 4728.6869 | 4522.7817 | 4241.4287 | 4606.0763 | 5624.9877 | 5422.3654

## BaseCase_System Strength Cost
System Strength cost by region ($000s) - Base Case, Fast Change Scenario
System Strength | Real June 2020 dollars discounted to 1 July 2020
Explicitly modelled generation
Region | Technology | 2021-22 | 2022-23 | 2023-24 | 2024-25 | 2025-26 | 2026-27 | 2027-28 | 2028-29 | 2029-30 | 2030-31 | 2031-32 | 2032-33 | 2033-34 | 2034-35 | 2035-36 | 2036-37 | 2037-38 | 2038-39 | 2039-40 | 2040-41 | 2041-42 | 2042-43 | 2043-44 | 2044-45 | 2045-46 | 2046-47 | 2047-48 | 2048-49 | 2049-50
NSW1 | System Strength | 7.2673e-05 | 480.0191 | 1580.4959 | 2599.3601 | 3498.3312 | 4578.0134 | 5363.8125 | 6123.1236 | 14502.4239 | 13838.1908 | 13239.7066 | 12796.1723 | 12210.088 | 11982.4815 | 12545.8505 | 11939.2745 | 12375.7059 | 12491.1421 | 12827.5819 | 12205.8323 | 12627.1772 | 14011.6444 | 13405.6585 | 12755.8897 | 12569.1029 | 12655.5516 | 13234.7283 | 13456.887 | 13669.4925
QLD1 | System Strength | 1520.1146 | 1450.4911 | 1387.7592 | 1320.4949 | 1402.4321 | 1338.1986 | 1280.3234 | 1898.8386 | 2345.2076 | 2237.7935 | 2141.0118 | 2037.2379 | 2202.4287 | 2101.5541 | 2010.6646 | 1953.9351 | 3483.3847 | 3323.8404 | 3180.0885 | 3347.5514 | 3837.0879 | 5745.4062 | 5496.9246 | 5516.4729 | 5909.6109 | 6866.952 | 6569.965 | 6251.5206 | 7512.1973
VIC1 | System Strength | 0.00011912 | 0.00011798 | 0.00011867 | 0.00018988 | 0.00018119 | 0.00017398 | 0.00018835 | 0.00021814 | 0.00020913 | 0.00020776 | 0.00023678 | 1009.8141 | 963.5631 | 1707.5132 | 1633.6654 | 2084.1459 | 4406.7771 | 4244.9953 | 4661.0266 | 5475.2489 | 5540.2112 | 5647.4354 | 6162.6734 | 5863.9702 | 5595.3914 | 6717.2921 | 6426.7778 | 6769.8584 | 6878.5661
SA1 | System Strength | 0.00024423 | 0.00025071 | 0.00030129 | 0.00033616 | 0.00032403 | 0.00031017 | 0.00032031 | 0.00041812 | 0.00040049 | 0.00039528 | 0.00047431 | 1988.2209 | 1921.1841 | 1833.191 | 2026.8643 | 2027.6233 | 2733.4453 | 2988.5606 | 2859.3091 | 2997.2861 | 2968.9657 | 2920.9042 | 3060.794 | 2912.4385 | 2935.8313 | 3090.916 | 2957.2381 | 3213.7079 | 3066.5153
TAS1 | System Strength | 0.00013367 | 0.00013139 | 187.5461 | 356.9119 | 510.5301 | 644.468 | 767.1129 | 873.1527 | 969.8228 | 1059.7727 | 1177.1673 | 1325.7772 | 1461.302 | 1581.6308 | 1692.3872 | 1780.834 | 1861.9371 | 1932.0501 | 2002.379 | 2051.7528 | 1957.7794 | 1868.1101 | 1787.3167 | 1700.686 | 1622.7919 | 1548.4656 | 1481.4964 | 1409.6887 | 1345.1228
NEM | Total | 1520.1152 | 1930.5107 | 3155.8017 | 4276.7675 | 5411.2939 | 6560.6805 | 7411.2493 | 8895.1155 | 17817.4549 | 17135.7576 | 16557.8863 | 19157.2223 | 18758.566 | 19206.3705 | 19909.4319 | 19785.8129 | 24861.2502 | 24980.5885 | 25530.3851 | 26077.6716 | 26931.2214 | 30193.5003 | 29913.3673 | 28749.4573 | 28632.7285 | 30879.1773 | 30670.2057 | 31101.6626 | 32471.894

## Marinus_CF
Annual capacity factor by technology - Marinus Link, Fast Change Scenario
Explicitly modelled generation
Region | Technology | 2021-22 | 2022-23 | 2023-24 | 2024-25 | 2025-26 | 2026-27 | 2027-28 | 2028-29 | 2029-30 | 2030-31 | 2031-32 | 2032-33 | 2033-34 | 2034-35 | 2035-36 | 2036-37 | 2037-38 | 2038-39 | 2039-40 | 2040-41 | 2041-42 | 2042-43 | 2043-44 | 2044-45 | 2045-46 | 2046-47 | 2047-48 | 2048-49 | 2049-50
NEM | Black Coal | 54.28% | 48.68% | 53.05% | 64.33% | 69.93% | 67.01% | 62.09% | 69.12% | 66.95% | 64.67% | 62.06% | 64.08% | 70.85% | 65.57% | 63.94% | 66.56% | 70.28% | 70.24% | 65.5% | 62.25% | 58.87% | 65.94% | 61.33% | 59.45% | 57.96% | 58.93% | 55.77% | 54.2% | 49.1%
NEM | Brown Coal | 70.7% | 66.93% | 67.99% | 67.38% | 71.67% | 73.86% | 70.2% | 70.46% | 69.02% | 73.05% | 71.95% | 70.92% | 73.14% | 70.53% | 74.33% | 70.16% | 65.57% | 66.8% | 57.32% | 58.05% | 66.36% | 66.55% | 60.78% | 57.3% | 58.02% | 61.19% | 59.94% | - | -
NEM | CCGT | 8.417% | 8.417% | 7.57% | 7.786% | 7.573% | 7.435% | 7.507% | 8.977% | 7.258% | 7.588% | 8.509% | 17.71% | 18.9% | 21.03% | 14.91% | 14.69% | 28.62% | 28.91% | 25.1% | 25.3% | 25.91% | 30.5% | 25.15% | 28.55% | 29.29% | 28.26% | 28.34% | 28.26% | 28.26%
NEM | Gas - Steam | 5.763% | 5.886% | 6.034% | 1.448% | 1.335% | 1.423% | 1.361% | 1.472% | 1.286% | 1.32% | 1.283% | 2.059% | 1.55% | 3.343% | 2.281% | 1.934% | 4.711% | 4.549% | 22.28% | 22.95% | 23.66% | 28.14% | 24.75% | 24.27% | 30.25% | - | - | - | -
NEM | OCGT / Diesel | 0.08746% | 0.03998% | 0.1983% | 0.1586% | 0.05975% | 0.1464% | 0.08484% | 0.2208% | 0.02729% | 0.06456% | 0.06048% | 0.8599% | 0.6098% | 0.8576% | 0.7193% | 0.775% | 2.975% | 2.758% | 6.231% | 6.946% | 5.212% | 7.785% | 11.56% | 6.535% | 7.236% | 10.6% | 13.44% | 17.18% | 16.33%
NEM | Hydro | 20.74% | 20.96% | 20.6% | 25.12% | 25.29% | 22.52% | 24.85% | 28.61% | 24.09% | 21.51% | 22.06% | 23.91% | 25.24% | 26.12% | 25.09% | 23.52% | 26.9% | 23.65% | 21.53% | 21.47% | 20.25% | 22.3% | 24.08% | 23.18% | 23.43% | 25.94% | 22.72% | 21.8% | 19.92%
NEM | Wind | 35.74% | 36.78% | 33.6% | 33.89% | 36.27% | 37.79% | 38.52% | 36.08% | 34.15% | 35.16% | 36.83% | 34.81% | 34.08% | 36.11% | 37.47% | 38.18% | 36.21% | 35.59% | 35.83% | 35.83% | 33.97% | 31.92% | 34.46% | 35.84% | 36.97% | 35.36% | 34.27% | 33.92% | 33.12%
NEM | Solar PV | 29.56% | 29.16% | 29.64% | 28.43% | 27.86% | 29.56% | 29.9% | 26.3% | 27.4% | 28.71% | 29.22% | 29.28% | 28.28% | 27.56% | 29.42% | 29.47% | 26.06% | 27.25% | 28.47% | 28.46% | 28.5% | 27.02% | 26.43% | 27.68% | 27.61% | 24.76% | 25.26% | 25.92% | 26.04%
NEM | Grid Battery | 9.304% | 5.502% | 5.793% | 6.546% | 6.523% | 6.473% | 5.866% | 5.651% | 5.183% | 5.365% | 5.298% | 5.62% | 6.446% | 6.098% | 6.352% | 6.382% | 12.1% | 12.13% | 12.77% | 12.76% | 13.27% | 13.99% | 13.99% | 14.25% | 14.18% | 13.35% | 13.52% | 13.58% | 13.18%
NEM | Pumped Hydro | 0.8947% | 2.586% | 3.69% | 21.43% | 21.07% | 22.15% | 20.23% | 24.26% | 22.12% | 23.88% | 23.57% | 26.52% | 24.28% | 24.03% | 25.51% | 25.23% | 24.65% | 23.86% | 24.97% | 25.24% | 25.4% | 25.73% | 25.75% | 27.55% | 26.39% | 24.77% | 24.06% | 25.65% | 22.47%
NEM | VPP | 7.542% | 8.465% | 7.863% | 9.121% | 9.688% | 9.29% | 8.446% | 8.067% | 7.305% | 7.21% | 6.975% | 7.235% | 6.945% | 6.527% | 6.66% | 6.658% | 5.937% | 5.752% | 5.715% | 5.614% | 5.679% | 5.581% | 5.425% | 5.646% | 5.41% | 4.908% | 4.884% | 4.939% | 3.973%
Region | Technology | 2021-22 | 2022-23 | 2023-24 | 2024-25 | 2025-26 | 2026-27 | 2027-28 | 2028-29 | 2029-30 | 2030-31 | 2031-32 | 2032-33 | 2033-34 | 2034-35 | 2035-36 | 2036-37 | 2037-38 | 2038-39 | 2039-40 | 2040-41 | 2041-42 | 2042-43 | 2043-44 | 2044-45 | 2045-46 | 2046-47 | 2047-48 | 2048-49 | 2049-50
NSW1 | Black Coal | 50.67% | 44.31% | 48.56% | 59.83% | 68.82% | 63.95% | 59.26% | 66.17% | 63.64% | 62.06% | 57.76% | 55.85% | 70.19% | 61.69% | 51.56% | 63.61% | 70.5% | 68.26% | 63.69% | 52.16% | 46.59% | - | - | - | - | - | - | - | -
NSW1 | Brown Coal | bar: 2021-22 to 2049-50
NSW1 | CCGT | 0.6146% | 0.6146% | 1.851% | 1.204% | 1.161% | 1.161% | 1.169% | 1.189% | 1.161% | 1.161% | 1.164% | 13.99% | 12.69% | 21.1% | 10.14% | 8.093% | 24.49% | 27.33% | 23.21% | 21.89% | 20.8% | 28.13% | 1.461% | - | - | - | - | - | -
NSW1 | Gas - Steam | bar: 2021-22 to 2049-50
NSW1 | OCGT / Diesel | 1.843e-08% | 1.909e-08% | 0.1086% | 0.3807% | 0.08697% | 0.1606% | 0.06016% | 0.09588% | 2.719e-08% | 0.0002767% | 2.999e-08% | 0.4113% | 0.2992% | 0.3219% | 0.5927% | 0.3461% | 1.527% | 1.087% | 6.881% | 10.02% | 5.279% | 8.173% | 17.41% | 6.285% | 7.172% | 10.03% | 17.44% | 22.96% | 22.07%
NSW1 | Hydro | 9.049% | 9.621% | 8.889% | 12.79% | 13.23% | 12.15% | 11.69% | 16.61% | 12.57% | 10.91% | 11.25% | 12.38% | 14.2% | 14.93% | 15.4% | 14.4% | 18.6% | 15.02% | 13.58% | 13.55% | 12.41% | 15.37% | 17.14% | 16.13% | 16.75% | 19.54% | 16% | 15.37% | 13.51%
NSW1 | Wind | 32.14% | 36.64% | 35.07% | 34.46% | 37.61% | 38.83% | 38.25% | 34.26% | 30.65% | 32.96% | 34.44% | 34.08% | 33.28% | 35.27% | 36.88% | 36.83% | 33.14% | 30.3% | 32.32% | 33.23% | 33.5% | 31.85% | 33.98% | 35.42% | 35.41% | 32.12% | 29.36% | 30.87% | 30.96%
NSW1 | Solar PV | 28.63% | 28.53% | 28.72% | 27.65% | 26.43% | 28.91% | 29.24% | 26.08% | 26.86% | 28.39% | 29.03% | 28.79% | 27.96% | 26.9% | 29.01% | 28.94% | 26.01% | 26.8% | 28.32% | 28.67% | 28.55% | 27.41% | 26.5% | 28.11% | 28.07% | 25.51% | 25.66% | 26.71% | 26.55%
NSW1 | Grid Battery | - | - | - | - | - | - | - | - | - | - | - | - | - | - | - | - | 14.93% | 14.61% | 14.55% | 14.25% | 14.41% | 14.3% | 14.28% | 14.68% | 14.67% | 14.4% | 14.03% | 14.53% | 14.36%
NSW1 | Pumped Hydro | 1.493% | 4.2% | 5.773% | 48.25% | 23.47% | 25.14% | 22.98% | 27.25% | 23.79% | 25.67% | 25.38% | 28.22% | 25.81% | 25.64% | 27.18% | 26.93% | 26.79% | 25.79% | 26.96% | 27.19% | 26.82% | 26.92% | 27.4% | 29.58% | 28.41% | 27.97% | 26.65% | 28.42% | 28.15%
NSW1 | VPP | 7.103% | 8.552% | 7.198% | 8.751% | 9.398% | 8.818% | 8.258% | 7.839% | 7.08% | 6.972% | 6.644% | 6.773% | 6.639% | 6.189% | 6.377% | 6.38% | 6.046% | 5.777% | 5.832% | 5.647% | 5.675% | 5.623% | 5.484% | 5.712% | 5.595% | 5.234% | 5.065% | 5.205% | 4.492%
Region | Technology | 2021-22 | 2022-23 | 2023-24 | 2024-25 | 2025-26 | 2026-27 | 2027-28 | 2028-29 | 2029-30 | 2030-31 | 2031-32 | 2032-33 | 2033-34 | 2034-35 | 2035-36 | 2036-37 | 2037-38 | 2038-39 | 2039-40 | 2040-41 | 2041-42 | 2042-43 | 2043-44 | 2044-45 | 2045-46 | 2046-47 | 2047-48 | 2048-49 | 2049-50
QLD1 | Black Coal | 58.83% | 53.94% | 57.63% | 69.76% | 70.89% | 69.65% | 64.38% | 71.81% | 68.88% | 66.18% | 64.54% | 66.94% | 71.08% | 66.92% | 66.99% | 67.35% | 70.2% | 70.93% | 66.13% | 65.74% | 63.13% | 65.94% | 61.33% | 59.45% | 57.96% | 58.93% | 55.77% | 54.2% | 49.1%
QLD1 | Brown Coal | bar: 2021-22 to 2049-50
QLD1 | CCGT | 8.33% | 8.33% | 9.298% | 10.91% | 10.52% | 10.26% | 10.38% | 13.18% | 9.921% | 10.55% | 12.29% | 22.33% | 25.08% | 23.32% | 20.18% | 23.06% | 36.19% | 35.12% | 31.61% | 32.81% | 34.63% | 38.45% | 34.92% | 34.58% | 47.21% | 60.92% | 61.08% | 60.92% | 60.92%
QLD1 | Gas - Steam | 5.044% | 5.044% | 10.02% | 9.894% | 9.894% | 9.894% | 9.921% | 9.894% | 9.894% | 9.894% | 9.921% | 9.894% | 9.894% | 9.894% | 9.921% | 9.894% | 21.41% | 23.2% | 22.28% | 22.95% | 23.66% | 28.14% | 24.75% | 24.27% | 30.25% | - | - | - | -
QLD1 | OCGT / Diesel | 2.394e-08% | 2.483e-08% | 0.001897% | 0.1556% | 0.08091% | 0.1362% | 0.1523% | 0.5715% | 0.08542% | 0.1961% | 0.1776% | 1.47% | 1.079% | 0.5894% | 0.7443% | 1.434% | 5.639% | 4.664% | 7.333% | 7.38% | 7.167% | 10.6% | 10.95% | 11.07% | 11.66% | 15.58% | 14.69% | 14.45% | 12.22%
QLD1 | Hydro | 51.94% | 51.9% | 52.02% | 51.69% | 51.58% | 51.53% | 51.64% | 51.33% | 51.21% | 50.15% | 51.2% | 50.88% | 50.79% | 50.67% | 50.72% | 50.46% | 43.52% | 43.68% | 43.4% | 43.26% | 43.45% | - | - | - | - | - | - | - | -
QLD1 | Wind | 46.9% | 42.55% | 40.69% | 35.98% | 42.97% | 43.97% | 45.49% | 44.74% | 42.56% | 43.77% | 42.32% | 39.35% | 35.51% | 41.54% | 41.12% | 43.65% | 43.78% | 43.42% | 44.27% | 40.78% | 38.56% | 32.76% | 38.82% | 39% | 41.49% | 41.43% | 41.26% | 41.5% | 36.36%
QLD1 | Solar PV | 31.43% | 30.43% | 31.01% | 29.64% | 30.07% | 31.49% | 31.87% | 26.62% | 28.83% | 29.98% | 30.46% | 30.92% | 29.58% | 30.04% | 31.54% | 31.76% | 25.99% | 28.06% | 29.21% | 29.85% | 29.5% | 27.79% | 27.59% | 28.57% | 28.24% | 24.63% | 25.97% | 26.8% | 26.83%
QLD1 | Grid Battery | - | 13.1% | 14.65% | 18.04% | 19.35% | 19.05% | 18.3% | 18.1% | 17.47% | 17.64% | 17.12% | 17.5% | 17.19% | 17.35% | 17.36% | 17.34% | 13.87% | 13.99% | 14.08% | 14.27% | 14.62% | 14.46% | 14.57% | 14.65% | 14.49% | 13.15% | 13.7% | 13.59% | 13.21%
QLD1 | Pumped Hydro | 0.6428% | 1.907% | 2.813% | 10.14% | 11.45% | 10.19% | 9.207% | 12.29% | 9.513% | 10.45% | 9.993% | 13.72% | 12.78% | 11.91% | 12.96% | 12.48% | 14.55% | 14.73% | 15.57% | 16.05% | 18.25% | 23.06% | 22.18% | 23.09% | 21.91% | 18.85% | 19.16% | 19.89% | 14.96%
QLD1 | VPP | 6.53% | 7.059% | 7.102% | 8.955% | 10.07% | 9.645% | 8.974% | 8.747% | 8.114% | 8.078% | 7.66% | 7.821% | 7.446% | 7.333% | 7.171% | 7.169% | 5.039% | 5.191% | 5.251% | 5.33% | 5.696% | 5.658% | 5.581% | 5.62% | 5.063% | 4.09% | 4.425% | 4.378% | 2.678%
Region | Technology | 2021-22 | 2022-23 | 2023-24 | 2024-25 | 2025-26 | 2026-27 | 2027-28 | 2028-29 | 2029-30 | 2030-31 | 2031-32 | 2032-33 | 2033-34 | 2034-35 | 2035-36 | 2036-37 | 2037-38 | 2038-39 | 2039-40 | 2040-41 | 2041-42 | 2042-43 | 2043-44 | 2044-45 | 2045-46 | 2046-47 | 2047-48 | 2048-49 | 2049-50
VIC1 | Black Coal | bar: 2021-22 to 2049-50
VIC1 | Brown Coal | 70.7% | 66.93% | 67.99% | 67.38% | 71.67% | 73.86% | 70.2% | 70.46% | 69.02% | 73.05% | 71.95% | 70.92% | 73.14% | 70.53% | 74.33% | 70.16% | 65.57% | 66.8% | 57.32% | 58.05% | 66.36% | 66.55% | 60.78% | 57.3% | 58.02% | 61.19% | 59.94% | - | -
VIC1 | CCGT | bar: 2021-22 to 2049-50
VIC1 | Gas - Steam | 0.1764% | 0.06689% | 0.2178% | 0.4821% | 0.1708% | 0.4131% | 0.2334% | 0.5505% | 0.03431% | 0.1297% | 0.01664% | 0.5648% | 0.3753% | 0.4945% | 0.9979% | 0.5964% | 1.906% | 1.415% | - | - | - | - | - | - | - | - | - | - | -
VIC1 | OCGT / Diesel | 0.04364% | 2.387e-08% | 0.05256% | 0.03485% | 0.0133% | 0.08781% | 0.03748% | 0.01489% | 0.001503% | 3.82e-08% | 4.008e-08% | 0.2071% | 0.07546% | 0.1082% | 0.1702% | 0.08143% | 0.4579% | 0.1594% | 2.315% | 1.348% | 0.8655% | 0.5072% | 3.754% | 1.611% | 1.435% | 1.304% | 1.226% | 14.08% | 15.45%
VIC1 | Hydro | 14.24% | 14.31% | 12.98% | 16.04% | 16.41% | 15.57% | 15.77% | 19.88% | 16.51% | 14.12% | 14.23% | 12.83% | 15.79% | 16.28% | 15.42% | 15.51% | 19.56% | 16.22% | 13.97% | 13.95% | 12.66% | 15.54% | 16.1% | 15.18% | 15.3% | 19.25% | 16.01% | 13.72% | 13.75%
VIC1 | Wind | 35.94% | 36.42% | 31.33% | 32.39% | 33.19% | 34.35% | 35.33% | 31.94% | 32.33% | 31.32% | 35.08% | 31.51% | 32.36% | 32.64% | 34.09% | 34.55% | 32.45% | 34.39% | 32.54% | 33.14% | 29.3% | 29.29% | 31.08% | 32.94% | 33.8% | 32.79% | 32.96% | 31.34% | 31.71%
VIC1 | Solar PV | 27.59% | 27.39% | 28.44% | 27.27% | 25.9% | 27.24% | 27.86% | 26.09% | 27.05% | 27.59% | 27.43% | 28.48% | 27.25% | 25.9% | 27.37% | 27.82% | 26.09% | 27.01% | 27.63% | 25.75% | 27.09% | 25.2% | 24.62% | 25.58% | 26.18% | 23.57% | 23.42% | 23.35% | 23.98%
VIC1 | Grid Battery | 23.07% | 5.041% | 5.155% | 6.046% | 6.001% | 6.003% | 5.372% | 5.115% | 4.633% | 4.594% | 4.573% | 4.913% | 4.498% | 4.176% | 4.504% | 4.533% | 4.227% | 4.011% | 4.143% | 4.004% | 5.559% | 14.35% | 14.14% | 15% | 14.76% | 14.44% | 14.58% | 14.09% | 13.82%
VIC1 | Pumped Hydro | - | - | - | - | - | - | - | - | - | - | - | - | - | - | - | - | - | - | - | - | 28.95% | 28.32% | 27.37% | 29.5% | 28.95% | 27.73% | 27.79% | 27.86% | 26.08%
VIC1 | VPP | 8.221% | 8.82% | 8.567% | 10.11% | 10.35% | 10.14% | 8.547% | 8.11% | 7.274% | 7.103% | 7.06% | 7.526% | 7.112% | 6.483% | 6.732% | 6.745% | 6.348% | 6.057% | 5.967% | 5.809% | 5.826% | 5.629% | 5.344% | 5.741% | 5.561% | 5.216% | 5.152% | 5.192% | 4.42%
Region | Technology | 2021-22 | 2022-23 | 2023-24 | 2024-25 | 2025-26 | 2026-27 | 2027-28 | 2028-29 | 2029-30 | 2030-31 | 2031-32 | 2032-33 | 2033-34 | 2034-35 | 2035-36 | 2036-37 | 2037-38 | 2038-39 | 2039-40 | 2040-41 | 2041-42 | 2042-43 | 2043-44 | 2044-45 | 2045-46 | 2046-47 | 2047-48 | 2048-49 | 2049-50
SA1 | Black Coal | bar: 2021-22 to 2049-50
SA1 | Brown Coal | bar: 2021-22 to 2049-50
SA1 | CCGT | 17.95% | 17.95% | 12.36% | 9.7% | 9.7% | 9.7% | 9.727% | 9.7% | 9.7% | 9.7% | 9.727% | 15.86% | 16% | 22.65% | 11.33% | 10.43% | - | - | - | - | - | - | - | - | - | - | - | - | -
SA1 | Gas - Steam | 9.33% | 9.611% | 9.251% | 1.164% | 1.164% | 1.164% | 1.167% | 1.164% | 1.164% | 1.164% | 1.167% | 2.171% | 1.407% | 4.436% | - | - | - | - | - | - | - | - | - | - | - | - | - | - | -
SA1 | OCGT / Diesel | 0.36% | 0.1909% | 0.7661% | 0.1234% | 0.0732% | 0.2415% | 0.09304% | 0.1793% | 0.01481% | 0.0411% | 0.05011% | 1.96% | 1.526% | 4.196% | 2.438% | 2.113% | 7.047% | 9.059% | 10.75% | 10.56% | 8.252% | 12.42% | 15.86% | 5.081% | 4.376% | 6.738% | 9.269% | 14.12% | 13.94%
SA1 | Hydro | bar: 2021-22 to 2049-50
SA1 | Wind | 34.88% | 34.38% | 30.43% | 33.65% | 32.93% | 36.1% | 36.27% | 34.16% | 33.42% | 33.95% | 35.8% | 32.68% | 33.5% | 32.04% | 35.99% | 35.99% | 34.95% | 35.38% | 35.43% | 36.72% | 33% | 31.84% | 30.42% | 33.84% | 34.52% | 33.84% | 34% | 31.26% | 33.01%
SA1 | Solar PV | 30.63% | 29.1% | 29.3% | 28.19% | 27.51% | 28.16% | 29.03% | 27.61% | 28.77% | 29.03% | 29.15% | 29.61% | 28.19% | 27.51% | 28.21% | 28.99% | 27.61% | 28.79% | 27.07% | 25.03% | 25.61% | 22.21% | 21.97% | 21.36% | 21.63% | 19.69% | 18.97% | 17.42% | 18.5%
SA1 | Grid Battery | 5.59% | 5.605% | 6.098% | 6.341% | 6.229% | 6.107% | 5.559% | 5.418% | 4.991% | 5.615% | 5.502% | 5.778% | 5.659% | 4.885% | 5.097% | 5.154% | 6.273% | 6.169% | 11.78% | 11.47% | 12.65% | 12.72% | 12.56% | 12.86% | 12.9% | 12.38% | 12.19% | 12.21% | 11.44%
SA1 | Pumped Hydro | bar: 2021-22 to 2049-50
SA1 | VPP | 9.455% | 9.811% | 10.14% | 9.969% | 9.966% | 9.624% | 8.459% | 8.067% | 7.231% | 7.074% | 6.871% | 7.201% | 6.891% | 6.406% | 6.657% | 6.592% | 6.283% | 6.147% | 5.603% | 5.397% | 5.15% | 5.121% | 5.016% | 5.136% | 5.069% | 4.63% | 4.491% | 4.477% | 3.604%
Region | Technology | 2021-22 | 2022-23 | 2023-24 | 2024-25 | 2025-26 | 2026-27 | 2027-28 | 2028-29 | 2029-30 | 2030-31 | 2031-32 | 2032-33 | 2033-34 | 2034-35 | 2035-36 | 2036-37 | 2037-38 | 2038-39 | 2039-40 | 2040-41 | 2041-42 | 2042-43 | 2043-44 | 2044-45 | 2045-46 | 2046-47 | 2047-48 | 2048-49 | 2049-50
TAS1 | Black Coal | bar: 2021-22 to 2049-50
TAS1 | Brown Coal | bar: 2021-22 to 2049-50
TAS1 | CCGT | 1.096e-07% | 1.085e-07% | 1.138e-07% | 1.147e-07% | 1.151e-07% | 1.187e-07% | 1.301e-07% | 1.395e-07% | 1.423e-07% | 1.458e-07% | 1.482e-07% | 1.753e-07% | 1.751e-07% | 1.751e-07% | 1.738e-07% | 1.739e-07% | 1.835e-07% | 1.848e-07% | 2.052e-07% | 2.033e-07% | 2.216e-07% | 2.209e-07% | 2.223e-07% | 2.202e-07% | 2.214e-07% | 2.313e-07% | 2.404e-07% | 2.707e-07% | 2.68e-07%
TAS1 | Gas - Steam | bar: 2021-22 to 2049-50
TAS1 | OCGT / Diesel | 1.002e-07% | 9.722e-08% | 1.022e-07% | 1.044e-07% | 1.07e-07% | 1.133e-07% | 1.221e-07% | 1.308e-07% | 1.338e-07% | 1.372e-07% | 1.389e-07% | 0.04946% | 1.621e-07% | 1.682e-07% | 0.02063% | 1.647e-07% | 0.1293% | 1.791e-07% | 0.04356% | 0.05668% | 0.238% | 5.318e-07% | 0.2146% | 0.2201% | 5.776e-07% | 0.09746% | 0.08673% | 0.7398% | 0.3602%
TAS1 | Hydro | 37.31% | 37.31% | 38.21% | 45.03% | 44.75% | 38.22% | 43.69% | 46.25% | 40.05% | 36.35% | 37.44% | 42.8% | 42.39% | 43.81% | 41.1% | 37.54% | 40.68% | 37.75% | 35.01% | 34.9% | 33.63% | 34.67% | 37.5% | 36.72% | 36.72% | 37.74% | 34.84% | 34.79% | 31.31%
TAS1 | Wind | 26.66% | 32.22% | 32.49% | 34.76% | 37.94% | 39.4% | 40.91% | 39.04% | 39.14% | 37.98% | 42.11% | 39.15% | 39.12% | 41.16% | 41.16% | 41.94% | 40.04% | 39.01% | 36.9% | 37.91% | 35.9% | 35.32% | 36.72% | 37.71% | 38.68% | 36.92% | 36.41% | 34.17% | 34.5%
TAS1 | Solar PV | bar: 2021-22 to 2049-50
TAS1 | Grid Battery | bar: 2021-22 to 2049-50
TAS1 | Pumped Hydro | bar: 2021-22 to 2049-50
TAS1 | VPP | 1.593% | 3.359% | 1.559% | 2.074% | 3.603% | 4.059% | 6.351% | 6.003% | 5.279% | 5.845% | 5.81% | 5.904% | 5.361% | 5.578% | 5.361% | 5.289% | 5.586% | 4.784% | 5.423% | 6.115% | 5.865% | 5.547% | 5.921% | 5.754% | 5.344% | 4.9% | 4.582% | 4.849% | 4.223%
Explicitly modelled pumping
Region | Technology | 2021-22 | 2022-23 | 2023-24 | 2024-25 | 2025-26 | 2026-27 | 2027-28 | 2028-29 | 2029-30 | 2030-31 | 2031-32 | 2032-33 | 2033-34 | 2034-35 | 2035-36 | 2036-37 | 2037-38 | 2038-39 | 2039-40 | 2040-41 | 2041-42 | 2042-43 | 2043-44 | 2044-45 | 2045-46 | 2046-47 | 2047-48 | 2048-49 | 2049-50
NEM | Grid Battery pump | 11.45% | 6.809% | 7.133% | 8.096% | 8.04% | 7.991% | 7.26% | 6.959% | 6.404% | 6.618% | 6.556% | 6.923% | 7.875% | 7.427% | 7.745% | 7.784% | 14.33% | 14.3% | 15.06% | 15.08% | 15.61% | 16.49% | 16.46% | 16.76% | 16.71% | 15.71% | 15.92% | 15.98% | 15.49%
NEM | Pumped Hydro Pump | 1.527% | 5.009% | 6.566% | 29.06% | 24.95% | 27.3% | 26.12% | 29.72% | 27.59% | 29.53% | 29.96% | 33.59% | 32.13% | 30.5% | 33.73% | 33.89% | 31.91% | 31.13% | 32.15% | 33.66% | 32.89% | 34.01% | 33.52% | 36.29% | 35.8% | 32.73% | 31.76% | 33.73% | 28.93%
NEM | VPP pump | 9.053% | 10.18% | 9.422% | 10.95% | 11.62% | 11.15% | 10.16% | 9.668% | 8.768% | 8.653% | 8.391% | 8.668% | 8.34% | 7.838% | 7.986% | 7.992% | 7.137% | 6.909% | 6.844% | 6.757% | 6.806% | 6.704% | 6.505% | 6.775% | 6.504% | 5.88% | 5.873% | 5.919% | 4.765%
Region | Technology | 2021-22 | 2022-23 | 2023-24 | 2024-25 | 2025-26 | 2026-27 | 2027-28 | 2028-29 | 2029-30 | 2030-31 | 2031-32 | 2032-33 | 2033-34 | 2034-35 | 2035-36 | 2036-37 | 2037-38 | 2038-39 | 2039-40 | 2040-41 | 2041-42 | 2042-43 | 2043-44 | 2044-45 | 2045-46 | 2046-47 | 2047-48 | 2048-49 | 2049-50
NSW1 | Grid Battery pump | - | - | - | - | - | - | - | - | - | - | - | - | - | - | - | - | 17.61% | 17.19% | 17.11% | 16.81% | 16.94% | 16.82% | 16.8% | 17.27% | 17.29% | 16.92% | 16.55% | 17.05% | 16.9%
NSW1 | Pumped Hydro Pump | 1.81% | 6.028% | 7.68% | 36.13% | 25.93% | 29.06% | 27.94% | 31.28% | 28.77% | 30.74% | 31.29% | 34.66% | 33.21% | 31.56% | 34.95% | 35.2% | 33.74% | 32.82% | 33.79% | 35.42% | 33.91% | 35.34% | 35.22% | 38.61% | 38.51% | 36.48% | 34.84% | 37.18% | 35.51%
NSW1 | VPP pump | 8.526% | 10.29% | 8.623% | 10.5% | 11.28% | 10.58% | 9.928% | 9.396% | 8.497% | 8.368% | 7.996% | 8.111% | 7.968% | 7.444% | 7.64% | 7.658% | 7.276% | 6.935% | 6.981% | 6.798% | 6.812% | 6.731% | 6.582% | 6.855% | 6.73% | 6.267% | 6.095% | 6.232% | 5.392%
Region | Technology | 2021-22 | 2022-23 | 2023-24 | 2024-25 | 2025-26 | 2026-27 | 2027-28 | 2028-29 | 2029-30 | 2030-31 | 2031-32 | 2032-33 | 2033-34 | 2034-35 | 2035-36 | 2036-37 | 2037-38 | 2038-39 | 2039-40 | 2040-41 | 2041-42 | 2042-43 | 2043-44 | 2044-45 | 2045-46 | 2046-47 | 2047-48 | 2048-49 | 2049-50
QLD1 | Grid Battery pump | - | 16.17% | 18.03% | 22.27% | 23.9% | 23.5% | 22.6% | 22.34% | 21.56% | 21.78% | 21.2% | 21.54% | 20.51% | 20.7% | 20.69% | 20.68% | 16.38% | 16.42% | 16.57% | 16.81% | 17.18% | 17.02% | 17.15% | 17.21% | 17.04% | 15.51% | 16.09% | 16.03% | 15.51%
QLD1 | Pumped Hydro Pump | 1.042% | 3.261% | 4.657% | 16.92% | 19.17% | 17.01% | 15.42% | 20.51% | 15.9% | 17.48% | 16.75% | 22.89% | 21.36% | 19.91% | 21.66% | 20.86% | 21.1% | 21.18% | 22.43% | 23.28% | 26.4% | 30.57% | 29.26% | 30.44% | 28.99% | 24.71% | 25.01% | 26.07% | 19.07%
QLD1 | VPP pump | 7.838% | 8.494% | 8.51% | 10.75% | 12.1% | 11.57% | 10.78% | 10.49% | 9.739% | 9.695% | 9.216% | 9.369% | 8.937% | 8.815% | 8.594% | 8.604% | 6.068% | 6.215% | 6.3% | 6.411% | 6.823% | 6.803% | 6.702% | 6.737% | 6.071% | 4.922% | 5.299% | 5.269% | 3.2%
Region | Technology | 2021-22 | 2022-23 | 2023-24 | 2024-25 | 2025-26 | 2026-27 | 2027-28 | 2028-29 | 2029-30 | 2030-31 | 2031-32 | 2032-33 | 2033-34 | 2034-35 | 2035-36 | 2036-37 | 2037-38 | 2038-39 | 2039-40 | 2040-41 | 2041-42 | 2042-43 | 2043-44 | 2044-45 | 2045-46 | 2046-47 | 2047-48 | 2048-49 | 2049-50
VIC1 | Grid Battery pump | 28.38% | 6.241% | 6.346% | 7.483% | 7.391% | 7.411% | 6.65% | 6.297% | 5.72% | 5.671% | 5.664% | 6.048% | 5.565% | 5.143% | 5.561% | 5.596% | 5.218% | 4.969% | 5.097% | 4.96% | 6.591% | 16.93% | 16.59% | 17.67% | 17.39% | 16.94% | 17.2% | 16.53% | 16.26%
VIC1 | Pumped Hydro Pump | - | - | - | - | - | - | - | - | - | - | - | - | - | - | - | - | - | - | - | - | 36.18% | 35.57% | 34.04% | 36.91% | 36.32% | 34.49% | 34.91% | 34.79% | 32.6%
VIC1 | VPP pump | 9.867% | 10.61% | 10.27% | 12.16% | 12.41% | 12.17% | 10.28% | 9.717% | 8.731% | 8.525% | 8.497% | 9.017% | 8.553% | 7.764% | 8.08% | 8.096% | 7.619% | 7.29% | 7.142% | 6.993% | 6.974% | 6.776% | 6.395% | 6.891% | 6.694% | 6.242% | 6.202% | 6.213% | 5.305%
Region | Technology | 2021-22 | 2022-23 | 2023-24 | 2024-25 | 2025-26 | 2026-27 | 2027-28 | 2028-29 | 2029-30 | 2030-31 | 2031-32 | 2032-33 | 2033-34 | 2034-35 | 2035-36 | 2036-37 | 2037-38 | 2038-39 | 2039-40 | 2040-41 | 2041-42 | 2042-43 | 2043-44 | 2044-45 | 2045-46 | 2046-47 | 2047-48 | 2048-49 | 2049-50
SA1 | Grid Battery pump | 6.884% | 6.937% | 7.511% | 7.836% | 7.682% | 7.539% | 6.88% | 6.672% | 6.177% | 6.915% | 6.796% | 7.13% | 6.986% | 6.031% | 6.293% | 6.363% | 7.631% | 7.526% | 13.93% | 13.61% | 14.91% | 15.04% | 14.77% | 15.17% | 15.25% | 14.56% | 14.42% | 14.36% | 13.5%
SA1 | Pumped Hydro Pump | bar: 2021-22 to 2049-50
SA1 | VPP pump | 11.35% | 11.8% | 12.15% | 11.98% | 11.95% | 11.55% | 10.18% | 9.664% | 8.679% | 8.491% | 8.25% | 8.639% | 8.271% | 7.688% | 7.991% | 7.912% | 7.541% | 7.397% | 6.706% | 6.497% | 6.163% | 6.164% | 6.004% | 6.17% | 6.097% | 5.539% | 5.408% | 5.356% | 4.325%
Region | Technology | 2021-22 | 2022-23 | 2023-24 | 2024-25 | 2025-26 | 2026-27 | 2027-28 | 2028-29 | 2029-30 | 2030-31 | 2031-32 | 2032-33 | 2033-34 | 2034-35 | 2035-36 | 2036-37 | 2037-38 | 2038-39 | 2039-40 | 2040-41 | 2041-42 | 2042-43 | 2043-44 | 2044-45 | 2045-46 | 2046-47 | 2047-48 | 2048-49 | 2049-50
TAS1 | Grid Battery pump | bar: 2021-22 to 2049-50
TAS1 | Pumped Hydro Pump | bar: 2021-22 to 2049-50
TAS1 | VPP pump | 1.912% | 4.054% | 1.858% | 2.51% | 4.311% | 4.871% | 7.646% | 7.187% | 6.359% | 6.996% | 6.973% | 7.086% | 6.434% | 6.715% | 6.416% | 6.348% | 6.704% | 5.742% | 6.509% | 7.358% | 7.021% | 6.677% | 7.107% | 6.888% | 6.432% | 5.863% | 5.518% | 5.802% | 5.069%
Non-controllable capacity
Region | Technology | 2021-22 | 2022-23 | 2023-24 | 2024-25 | 2025-26 | 2026-27 | 2027-28 | 2028-29 | 2029-30 | 2030-31 | 2031-32 | 2032-33 | 2033-34 | 2034-35 | 2035-36 | 2036-37 | 2037-38 | 2038-39 | 2039-40 | 2040-41 | 2041-42 | 2042-43 | 2043-44 | 2044-45 | 2045-46 | 2046-47 | 2047-48 | 2048-49 | 2049-50
NEM | Distributed PV | 15.67% | 15.9% | 16.17% | 15.67% | 15.14% | 16.37% | 16.37% | 14.85% | 15.65% | 16.28% | 16.53% | 16.65% | 16.21% | 15.62% | 16.72% | 16.71% | 15.05% | 15.84% | 16.5% | 16.77% | 16.73% | 16.31% | 15.8% | 16.92% | 16.88% | 15.2% | 15.96% | 16.6% | 16.83%
NEM | Behind the meter battery | 5.739% | 5.706% | 5.655% | 5.593% | 5.566% | 5.554% | 5.549% | 5.478% | 5.42% | 5.35% | 5.324% | 5.224% | 5.137% | 5.059% | 5.006% | 4.928% | 4.862% | 4.813% | 4.786% | 4.748% | 4.724% | 4.696% | 4.679% | 4.612% | 4.558% | 4.491% | 4.446% | 4.377% | 4.313%
NEM | Behind the meter battery pump | 4.876% | 4.848% | 4.804% | 4.75% | 4.73% | 4.719% | 4.714% | 4.654% | 4.605% | 4.544% | 4.522% | 4.437% | 4.365% | 4.297% | 4.252% | 4.187% | 4.129% | 4.088% | 4.066% | 4.034% | 4.014% | 3.989% | 3.976% | 3.918% | 3.873% | 3.816% | 3.776% | 3.717% | 3.663%
Region | Technology | 2021-22 | 2022-23 | 2023-24 | 2024-25 | 2025-26 | 2026-27 | 2027-28 | 2028-29 | 2029-30 | 2030-31 | 2031-32 | 2032-33 | 2033-34 | 2034-35 | 2035-36 | 2036-37 | 2037-38 | 2038-39 | 2039-40 | 2040-41 | 2041-42 | 2042-43 | 2043-44 | 2044-45 | 2045-46 | 2046-47 | 2047-48 | 2048-49 | 2049-50
NSW1 | Distributed PV | 15.72% | 16.12% | 16.01% | 15.67% | 15.04% | 16.98% | 16.72% | 14.89% | 15.29% | 16.21% | 16.94% | 16.49% | 16.32% | 15.64% | 17.2% | 16.89% | 14.99% | 15.46% | 16.4% | 17.14% | 16.52% | 16.33% | 15.77% | 17.33% | 17.04% | 15.14% | 15.57% | 16.47% | 17.17%
NSW1 | Behind the meter battery | 5.729% | 5.684% | 5.657% | 5.613% | 5.591% | 5.57% | 5.55% | 5.456% | 5.374% | 5.28% | 5.234% | 5.143% | 5.063% | 4.997% | 4.957% | 4.888% | 4.831% | 4.782% | 4.763% | 4.724% | 4.693% | 4.659% | 4.639% | 4.573% | 4.516% | 4.452% | 4.4% | 4.337% | 4.275%
NSW1 | Behind the meter battery pump | 4.867% | 4.828% | 4.804% | 4.766% | 4.751% | 4.734% | 4.716% | 4.634% | 4.565% | 4.484% | 4.444% | 4.369% | 4.301% | 4.244% | 4.209% | 4.151% | 4.102% | 4.064% | 4.047% | 4.015% | 3.989% | 3.955% | 3.941% | 3.885% | 3.838% | 3.783% | 3.737% | 3.682% | 3.631%
Region | Technology | 2021-22 | 2022-23 | 2023-24 | 2024-25 | 2025-26 | 2026-27 | 2027-28 | 2028-29 | 2029-30 | 2030-31 | 2031-32 | 2032-33 | 2033-34 | 2034-35 | 2035-36 | 2036-37 | 2037-38 | 2038-39 | 2039-40 | 2040-41 | 2041-42 | 2042-43 | 2043-44 | 2044-45 | 2045-46 | 2046-47 | 2047-48 | 2048-49 | 2049-50
QLD1 | Distributed PV | 16.14% | 16.97% | 17.1% | 16.38% | 16.51% | 17.67% | 17.76% | 15.01% | 16.31% | 16.9% | 17.8% | 17.63% | 16.94% | 16.97% | 18.04% | 18.07% | 15.25% | 16.64% | 17.25% | 18.13% | 17.82% | 17.14% | 17.3% | 18.32% | 18.33% | 15.43% | 16.8% | 17.37% | 18.24%
QLD1 | Behind the meter battery | 5.709% | 5.654% | 5.624% | 5.581% | 5.564% | 5.545% | 5.521% | 5.447% | 5.381% | 5.312% | 5.299% | 5.184% | 5.098% | 5.026% | 4.978% | 4.9% | 4.839% | 4.784% | 4.752% | 4.736% | 4.724% | 4.708% | 4.7% | 4.637% | 4.585% | 4.526% | 4.478% | 4.405% | 4.346%
QLD1 | Behind the meter battery pump | 4.852% | 4.806% | 4.78% | 4.74% | 4.729% | 4.709% | 4.69% | 4.629% | 4.573% | 4.51% | 4.501% | 4.406% | 4.333% | 4.271% | 4.231% | 4.162% | 4.11% | 4.063% | 4.037% | 4.021% | 4.015% | 4% | 3.995% | 3.938% | 3.896% | 3.844% | 3.802% | 3.74% | 3.693%
Region | Technology | 2021-22 | 2022-23 | 2023-24 | 2024-25 | 2025-26 | 2026-27 | 2027-28 | 2028-29 | 2029-30 | 2030-31 | 2031-32 | 2032-33 | 2033-34 | 2034-35 | 2035-36 | 2036-37 | 2037-38 | 2038-39 | 2039-40 | 2040-41 | 2041-42 | 2042-43 | 2043-44 | 2044-45 | 2045-46 | 2046-47 | 2047-48 | 2048-49 | 2049-50
VIC1 | Distributed PV | 14.57% | 14.12% | 14.94% | 14.61% | 13.83% | 14.71% | 14.77% | 14.21% | 15.01% | 15.58% | 14.94% | 15.71% | 15.27% | 14.38% | 15.25% | 15.31% | 14.5% | 15.15% | 15.74% | 15.16% | 15.8% | 15.4% | 14.52% | 15.44% | 15.44% | 14.67% | 15.29% | 15.88% | 15.21%
VIC1 | Behind the meter battery | 5.757% | 5.718% | 5.678% | 5.63% | 5.606% | 5.603% | 5.626% | 5.591% | 5.549% | 5.5% | 5.48% | 5.379% | 5.285% | 5.18% | 5.107% | 5.018% | 4.94% | 4.891% | 4.868% | 4.822% | 4.8% | 4.775% | 4.756% | 4.689% | 4.638% | 4.569% | 4.529% | 4.459% | 4.392%
VIC1 | Behind the meter battery pump | 4.893% | 4.857% | 4.823% | 4.783% | 4.764% | 4.762% | 4.778% | 4.75% | 4.714% | 4.672% | 4.656% | 4.567% | 4.49% | 4.399% | 4.339% | 4.264% | 4.197% | 4.154% | 4.134% | 4.099% | 4.076% | 4.058% | 4.041% | 3.984% | 3.942% | 3.883% | 3.848% | 3.787% | 3.729%
Region | Technology | 2021-22 | 2022-23 | 2023-24 | 2024-25 | 2025-26 | 2026-27 | 2027-28 | 2028-29 | 2029-30 | 2030-31 | 2031-32 | 2032-33 | 2033-34 | 2034-35 | 2035-36 | 2036-37 | 2037-38 | 2038-39 | 2039-40 | 2040-41 | 2041-42 | 2042-43 | 2043-44 | 2044-45 | 2045-46 | 2046-47 | 2047-48 | 2048-49 | 2049-50
SA1 | Distributed PV | 16.86% | 17.02% | 17.57% | 16.91% | 16.01% | 16.67% | 17.2% | 16.38% | 17.23% | 17.46% | 17.45% | 17.9% | 17.25% | 16.3% | 16.93% | 17.46% | 16.67% | 17.47% | 17.7% | 17.68% | 18.03% | 17.41% | 16.52% | 17.16% | 17.71% | 16.83% | 17.61% | 17.82% | 17.8%
SA1 | Behind the meter battery | 5.777% | 5.792% | 5.663% | 5.515% | 5.452% | 5.451% | 5.451% | 5.361% | 5.337% | 5.284% | 5.27% | 5.157% | 5.065% | 4.998% | 4.942% | 4.871% | 4.785% | 4.751% | 4.702% | 4.641% | 4.611% | 4.564% | 4.543% | 4.461% | 4.406% | 4.316% | 4.285% | 4.205% | 4.134%
SA1 | Behind the meter battery pump | 4.907% | 4.921% | 4.812% | 4.682% | 4.633% | 4.631% | 4.632% | 4.553% | 4.535% | 4.49% | 4.475% | 4.381% | 4.303% | 4.244% | 4.198% | 4.14% | 4.067% | 4.035% | 3.994% | 3.944% | 3.917% | 3.876% | 3.858% | 3.79% | 3.74% | 3.668% | 3.639% | 3.574% | 3.51%
Region | Technology | 2021-22 | 2022-23 | 2023-24 | 2024-25 | 2025-26 | 2026-27 | 2027-28 | 2028-29 | 2029-30 | 2030-31 | 2031-32 | 2032-33 | 2033-34 | 2034-35 | 2035-36 | 2036-37 | 2037-38 | 2038-39 | 2039-40 | 2040-41 | 2041-42 | 2042-43 | 2043-44 | 2044-45 | 2045-46 | 2046-47 | 2047-48 | 2048-49 | 2049-50
TAS1 | Distributed PV | 13.72% | 13.38% | 13.99% | 13.9% | 13% | 14.17% | 14.31% | 13.85% | 13.92% | 14.16% | 14% | 14.33% | 14.29% | 13.48% | 14.32% | 14.32% | 13.81% | 13.92% | 14.2% | 14.06% | 14.35% | 14.32% | 13.61% | 14.45% | 14.46% | 13.96% | 14.04% | 14.32% | 14.14%
TAS1 | Behind the meter battery | 5.668% | 5.597% | 5.586% | 5.535% | 5.503% | 5.497% | 5.519% | 5.453% | 5.36% | 5.255% | 5.223% | 5.112% | 5.036% | 4.956% | 4.906% | 4.835% | 4.799% | 4.753% | 4.719% | 4.672% | 4.638% | 4.607% | 4.584% | 4.501% | 4.443% | 4.376% | 4.324% | 4.249% | 4.183%
TAS1 | Behind the meter battery pump | 4.816% | 4.755% | 4.746% | 4.701% | 4.677% | 4.669% | 4.688% | 4.634% | 4.554% | 4.464% | 4.436% | 4.341% | 4.279% | 4.211% | 4.168% | 4.108% | 4.076% | 4.037% | 4.01% | 3.966% | 3.94% | 3.913% | 3.893% | 3.824% | 3.775% | 3.717% | 3.675% | 3.609% | 3.555%

## Marinus_Generation
Annual sent-out generation by technology (GWh) - Marinus Link, Fast Change Scenario
Explicitly modelled generation
Region | Technology | 2021-22 | 2022-23 | 2023-24 | 2024-25 | 2025-26 | 2026-27 | 2027-28 | 2028-29 | 2029-30 | 2030-31 | 2031-32 | 2032-33 | 2033-34 | 2034-35 | 2035-36 | 2036-37 | 2037-38 | 2038-39 | 2039-40 | 2040-41 | 2041-42 | 2042-43 | 2043-44 | 2044-45 | 2045-46 | 2046-47 | 2047-48 | 2048-49 | 2049-50
NEM | Black Coal | 87333.5055 | 76299.0923 | 76287.1381 | 79526.9217 | 73045.4196 | 67614.7266 | 60895.6622 | 63553.9967 | 50888.3474 | 48982.6386 | 47005.9507 | 41437.0256 | 45814.149 | 42400.5471 | 38256.9636 | 37288.7681 | 32296.65 | 32280.6542 | 30101.285 | 28606.4093 | 27054.4975 | 18206.6195 | 14972.6443 | 12612.5134 | 10444.0269 | 8734.769 | 8266.1098 | 8033.2273 | 7277.7199
NEM | Brown Coal | 29667.3022 | 28083.3804 | 28529.3092 | 21044.9716 | 22383.1238 | 21610.2441 | 20539.8405 | 20614.5267 | 20195.0626 | 21373.2585 | 21052.3529 | 20750.8038 | 21400.7459 | 20636.1686 | 21746.8239 | 20526.9715 | 19185.396 | 19544.8192 | 16771.0103 | 16984.8025 | 19416.5286 | 19471.3944 | 17782.7227 | 16766.5245 | 16974.5836 | 17902.8611 | 11683.7035 | 0 | 0
NEM | CCGT | 2252.5065 | 2252.5065 | 1906.5409 | 1960.894 | 1907.0741 | 1872.5572 | 1890.5871 | 2260.7497 | 1827.9195 | 1910.8623 | 2142.8493 | 4460.3525 | 4760.278 | 5295.19 | 3755.0776 | 3204.6961 | 4916.8458 | 4966.6493 | 3996.7097 | 4028.203 | 4125.5251 | 4856.3814 | 3035.1945 | 2982.1411 | 1406.2496 | 960.5235 | 963.1552 | 960.5236 | 960.5235
NEM | Gas - Steam | 698.7141 | 713.5583 | 731.5515 | 175.4942 | 161.8566 | 172.4722 | 165.0208 | 178.4901 | 155.8799 | 160.0567 | 155.5288 | 249.6622 | 187.8766 | 405.3102 | 116.713 | 98.9254 | 241.0008 | 232.7013 | 163.942 | 168.8886 | 174.1283 | 207.0795 | 182.0908 | 178.5872 | 222.562 | 0 | 0 | 0 | 0
NEM | OCGT / Diesel | 52.5805 | 24.0393 | 119.1944 | 95.3254 | 35.9229 | 88.0365 | 51.0049 | 132.749 | 16.4069 | 36.6499 | 34.3375 | 467.9044 | 307.1215 | 423.1132 | 346.6883 | 373.5626 | 1433.9421 | 1329.2707 | 2964.7323 | 3231.9343 | 2425.7788 | 3579.8798 | 5318.1508 | 3349.4444 | 4020.146 | 6810.2651 | 7949.9413 | 12040.9183 | 10700.158
NEM | Hydro | 13383.1512 | 13526.5056 | 13292.9477 | 16205.9167 | 16316.8674 | 14531.4703 | 16577.9272 | 19084.041 | 16068.134 | 14349.8636 | 14718.8132 | 15947.0528 | 16835.5267 | 17425.059 | 16734.8777 | 15692.212 | 17740.7498 | 15600.0623 | 14196.631 | 14159.9077 | 13354.2288 | 14576.5297 | 15743.3575 | 15156.9253 | 15318.9468 | 16957.7501 | 14851.2953 | 14249.2411 | 13025.3152
NEM | Wind | 29910.1267 | 38657.6998 | 37972.7113 | 41016.3427 | 46727.5583 | 49508.9267 | 53204.1665 | 52595.4709 | 63534.1593 | 65506.5212 | 69077.1803 | 74434.9486 | 73555.5525 | 79968.1838 | 84024.8041 | 90147.8782 | 97561.0325 | 96972.0883 | 98291.0735 | 96577.3205 | 96496.9967 | 96009.3147 | 104210.822 | 106429.8176 | 110668.8424 | 113086.075 | 116445.501 | 118739.3755 | 121547.9431
NEM | Solar PV | 14501.0477 | 17776.6257 | 18071.7587 | 17334.4505 | 17319.0918 | 20526.1954 | 23044.8909 | 22433.2598 | 29370.7965 | 30771.8279 | 31321.9876 | 31387.7707 | 30311.5778 | 29538.6921 | 31533.8122 | 31278.1303 | 31760.3078 | 33918.6237 | 37578.783 | 41758.3955 | 43510.9217 | 53269.344 | 51307.0257 | 52703.5088 | 52351.1163 | 53548.138 | 55649.8452 | 60389.0846 | 59789.7823
NEM | Grid Battery | 212.1807 | 289.3382 | 304.6602 | 344.2649 | 343.0611 | 340.3972 | 308.5039 | 297.1887 | 272.5699 | 268.0328 | 264.6972 | 280.7797 | 319.5097 | 288.887 | 300.9576 | 302.3834 | 2553.5683 | 2561.0055 | 3500.3434 | 3475.2712 | 5325.8349 | 5247.5461 | 5246.3157 | 5342.1194 | 5316.3203 | 6298.5998 | 6380.1248 | 6406.2551 | 6218.2313
NEM | Pumped Hydro | 63.4862 | 183.5038 | 261.8396 | 1520.691 | 5260.2233 | 5530.4895 | 5049.8331 | 6056.635 | 9396.1016 | 10146.46 | 10013.9062 | 11267.1388 | 10313.6853 | 10209.1761 | 10836.8764 | 10720.7904 | 11200.4696 | 10837.8206 | 11345.6893 | 11468.207 | 11899.7991 | 14572.6664 | 14582.0993 | 15720.7771 | 15062.5042 | 14931.5411 | 14502.6121 | 17031.2426 | 17410.678
NEM | VPP | 42.9599 | 78.0232 | 108.2407 | 184.7234 | 285.6583 | 392.5886 | 492.8098 | 627.0984 | 748.4959 | 916.7458 | 1121.4481 | 1391.634 | 1552.5006 | 1637.8757 | 1838.8793 | 1990.4325 | 1907.392 | 1979.4096 | 2103.7665 | 2220.8298 | 2404.8501 | 2522.874 | 2611.1824 | 2847.0054 | 2856.4753 | 2710.9518 | 2822.5718 | 2981.6974 | 2501.7922
Total excluding storage |  | 177798.9344 | 177333.408 | 176911.1519 | 177360.3169 | 177896.9146 | 175924.629 | 176369.1002 | 180853.2839 | 182056.7061 | 183091.6787 | 185509.0004 | 189135.5206 | 193172.828 | 196092.264 | 196515.7604 | 198611.1442 | 205135.9248 | 204844.8691 | 204064.1667 | 205515.8613 | 206558.6056 | 210176.543 | 212552.0083 | 210179.4623 | 211406.4735 | 218000.3819 | 215809.5514 | 214412.3705 | 213301.4421
Region | Technology | 2021-22 | 2022-23 | 2023-24 | 2024-25 | 2025-26 | 2026-27 | 2027-28 | 2028-29 | 2029-30 | 2030-31 | 2031-32 | 2032-33 | 2033-34 | 2034-35 | 2035-36 | 2036-37 | 2037-38 | 2038-39 | 2039-40 | 2040-41 | 2041-42 | 2042-43 | 2043-44 | 2044-45 | 2045-46 | 2046-47 | 2047-48 | 2048-49 | 2049-50
NSW1 | Black Coal | 45453.1394 | 37902.2263 | 35266.5202 | 40442.1657 | 33328.5219 | 29908.6807 | 26043.0722 | 29081.3245 | 17821.9122 | 17215.8331 | 16023.6446 | 9305.1323 | 11693.7644 | 10278.2596 | 6097.1705 | 7522.0774 | 8337.33 | 8072.9417 | 7532.1289 | 6168.4422 | 5509.1868 | 0 | 0 | 0 | 0 | 0 | 0 | 0 | 0
NSW1 | Brown Coal | 0 | 0 | 0 | 0 | 0 | 0 | 0 | 0 | 0 | 0 | 0 | 0 | 0 | 0 | 0 | 0 | 0 | 0 | 0 | 0 | 0 | 0 | 0 | 0 | 0 | 0 | 0 | 0 | 0
NSW1 | CCGT | 33.6489 | 33.6489 | 101.3523 | 65.8941 | 63.5591 | 63.5591 | 63.9834 | 65.074 | 63.5591 | 63.5591 | 63.7332 | 766.1341 | 694.8137 | 1155.3937 | 554.9053 | 443.0729 | 1341.0581 | 1496.1852 | 1270.9622 | 1198.3301 | 1138.9688 | 1540.0591 | 23.6708 | 1.9478e-05 | 2.0247e-05 | 2.1027e-05 | 2.1283e-05 | 3.1768e-05 | 3.0573e-05
NSW1 | Gas - Steam | 0 | 0 | 0 | 0 | 0 | 0 | 0 | 0 | 0 | 0 | 0 | 0 | 0 | 0 | 0 | 0 | 0 | 0 | 0 | 0 | 0 | 0 | 0 | 0 | 0 | 0 | 0 | 0 | 0
NSW1 | OCGT / Diesel | 2.3221e-06 | 2.4045e-06 | 13.6856 | 47.9558 | 10.9561 | 20.2343 | 7.5786 | 12.0782 | 3.4254e-06 | 0.034855 | 3.7778e-06 | 51.8053 | 37.6872 | 40.5548 | 72.0668 | 42.0831 | 185.725 | 132.1532 | 836.652 | 1217.7744 | 642.8008 | 995.2891 | 2120.4064 | 1075.7808 | 1227.7136 | 1717.0986 | 2985.2884 | 5504.0446 | 5290.714
NSW1 | Hydro | 2049.0837 | 2178.6095 | 2012.9716 | 2896.2743 | 2995.2214 | 2751.4798 | 2647.1089 | 3761.8196 | 2846.4484 | 2469.9203 | 2547.9271 | 2803.5344 | 3214.4044 | 3380.0839 | 3488.1105 | 3259.7545 | 4212.3759 | 3401.2366 | 3076.0475 | 3068.1946 | 2809.1641 | 3480.0871 | 3880.5467 | 3652.4792 | 3793.0394 | 4425.0596 | 3623.7225 | 3479.3802 | 3059.67
NSW1 | Wind | 6252.6976 | 9567.7742 | 11495.7307 | 13634.2505 | 17020.6835 | 17949.1823 | 17940.1488 | 16136.0353 | 24541.5861 | 26392.1801 | 27575.9248 | 27289.4967 | 26646.4068 | 29702.9699 | 32337.7295 | 32948.7001 | 29152.9261 | 27480.6699 | 30964.7968 | 30792.4448 | 35192.3058 | 33463.8627 | 34816.3701 | 36297.0668 | 36988.983 | 32915.1969 | 32677.9236 | 34357.9509 | 34153.1907
NSW1 | Solar PV | 5342.8112 | 6499.5899 | 6543.0278 | 6299.1534 | 6336.2607 | 9037.3444 | 11370.3477 | 12283.1071 | 18535.615 | 19589.6109 | 20031.5741 | 19864.7289 | 19293.4237 | 18561.8029 | 20017.5441 | 19971.5225 | 18717.2277 | 19989.1935 | 22764.3821 | 23051.2449 | 22955.5095 | 27826.398 | 26740.3333 | 28357.8842 | 28319.5229 | 28154.6042 | 29045.3083 | 32442.3584 | 32519.8021
NSW1 | Grid Battery | 5.0644e-06 | 7.57e-06 | 7.5871e-06 | 1.0163e-05 | 1.2004e-05 | 1.3434e-05 | 1.6869e-05 | 1.8475e-05 | 0.0015163 | 0.0015454 | 0.0015036 | 0.0015708 | 0.001518 | 0.001481 | 0.0015518 | 0.001563 | 126.1803 | 123.5168 | 622.5498 | 609.5276 | 1686.272 | 1672.5817 | 1670.7106 | 1716.9324 | 1716.2907 | 1685.2675 | 1641.6321 | 1699.6871 | 1680.2436
NSW1 | Pumped Hydro | 31.3915 | 88.3052 | 121.3789 | 1014.4246 | 4688.4974 | 5021.7514 | 4590.0935 | 5443.2065 | 8921.095 | 9624.4744 | 9514.9121 | 10582.2147 | 9675.6809 | 9614.671 | 10189.8515 | 10097.8731 | 10045.7253 | 9668.2835 | 10109.895 | 10194.287 | 10056.8007 | 10092.8611 | 10271.5466 | 11090.2162 | 10652.7759 | 10485.0233 | 9991.5647 | 10653.9652 | 10554.9966
NSW1 | VPP | 15.5666 | 29.7455 | 38.5866 | 70.5894 | 111.1058 | 148.1508 | 189.0904 | 235.3635 | 277.7968 | 334.463 | 393.7351 | 475.5025 | 534.1756 | 551.2271 | 617.8405 | 665.0144 | 674.4224 | 688.0971 | 741.73 | 769.791 | 825.8049 | 871.4179 | 903.2501 | 984.9931 | 1009.5726 | 987.364 | 998.7007 | 1071.5321 | 964.3246
Total excluding storage |  | 59131.3808 | 56181.8489 | 55433.2882 | 63385.6938 | 59755.2025 | 59730.4806 | 58072.2396 | 61339.4387 | 63809.1207 | 65731.1383 | 66242.8038 | 60080.8316 | 61580.5002 | 63119.0647 | 62567.5266 | 64187.2104 | 61946.6428 | 60572.3801 | 66444.9695 | 65496.431 | 68247.9358 | 67305.6961 | 67581.3273 | 69383.2109 | 70329.2589 | 67211.9593 | 68332.2428 | 75783.7341 | 75023.3769
Region | Technology | 2021-22 | 2022-23 | 2023-24 | 2024-25 | 2025-26 | 2026-27 | 2027-28 | 2028-29 | 2029-30 | 2030-31 | 2031-32 | 2032-33 | 2033-34 | 2034-35 | 2035-36 | 2036-37 | 2037-38 | 2038-39 | 2039-40 | 2040-41 | 2041-42 | 2042-43 | 2043-44 | 2044-45 | 2045-46 | 2046-47 | 2047-48 | 2048-49 | 2049-50
QLD1 | Black Coal | 41880.3661 | 38396.866 | 41020.6179 | 39084.7561 | 39716.8978 | 37706.0459 | 34852.59 | 34472.6722 | 33066.4352 | 31766.8055 | 30982.3062 | 32131.8934 | 34120.3845 | 32122.2875 | 32159.7931 | 29766.6907 | 23959.32 | 24207.7125 | 22569.1561 | 22437.9671 | 21545.3107 | 18206.6195 | 14972.6443 | 12612.5134 | 10444.0269 | 8734.769 | 8266.1098 | 8033.2273 | 7277.7199
QLD1 | Brown Coal | 0 | 0 | 0 | 0 | 0 | 0 | 0 | 0 | 0 | 0 | 0 | 0 | 0 | 0 | 0 | 0 | 0 | 0 | 0 | 0 | 0 | 0 | 0 | 0 | 0 | 0 | 0 | 0 | 0
QLD1 | CCGT | 1104.025 | 1104.025 | 1232.2762 | 1445.498 | 1394.0132 | 1359.4962 | 1375.8703 | 1746.1738 | 1314.8586 | 1397.8014 | 1628.3827 | 2959.3609 | 3324.0592 | 3090.0928 | 2674.9156 | 2278.3942 | 3575.7877 | 3470.4641 | 2725.7475 | 2829.8729 | 2986.5563 | 3316.3223 | 3011.5237 | 2982.1411 | 1406.2496 | 960.5235 | 963.1551 | 960.5235 | 960.5235
QLD1 | Gas - Steam | 37.1158 | 37.1158 | 73.7192 | 72.804 | 72.804 | 72.804 | 73.0035 | 72.804 | 72.804 | 72.804 | 73.0035 | 72.804 | 72.804 | 72.804 | 73.0035 | 72.804 | 157.5339 | 170.7391 | 163.942 | 168.8886 | 174.1283 | 207.0795 | 182.0908 | 178.5872 | 222.562 | 0 | 0 | 0 | 0
QLD1 | OCGT / Diesel | 4.0059e-06 | 4.1552e-06 | 0.31742 | 26.0297 | 13.5378 | 22.7838 | 25.4753 | 95.6223 | 14.2922 | 32.8179 | 29.7082 | 246.0231 | 152.9889 | 77.4993 | 97.8625 | 188.5898 | 741.4358 | 613.2645 | 1201.2971 | 1209.1021 | 1174.128 | 1764.0212 | 1823.3315 | 1714.283 | 2306.5509 | 4439.5331 | 4187.9634 | 4318.8695 | 3097.2418
QLD1 | Hydro | 693.4758 | 692.8765 | 694.417 | 690.0791 | 688.626 | 687.9545 | 689.3736 | 685.2232 | 683.704 | 669.5032 | 683.5218 | 679.2188 | 678.0423 | 676.3976 | 677.0805 | 673.7029 | 251.6217 | 252.5342 | 250.9394 | 250.0853 | 251.1844 | 0 | 0 | 0 | 0 | 0 | 0 | 0 | 0
QLD1 | Wind | 5244.4079 | 6622.3469 | 6332.7003 | 5599.0891 | 7063.7415 | 7228.0644 | 9988.4723 | 12635.4359 | 14950.2817 | 15372.4766 | 14864.0136 | 16690.6852 | 15792.23 | 18471.6706 | 18286.5342 | 21474.0072 | 26608.4538 | 26387.4517 | 26905.7404 | 24782.8295 | 24227.2157 | 25572.1069 | 29693.5211 | 29262.6376 | 34249.7542 | 36051.0613 | 35903.522 | 36115.5952 | 37579.314
QLD1 | Solar PV | 5555.0976 | 7538.3561 | 7681.7759 | 7342.9439 | 7448.1655 | 7800.5726 | 7893.2139 | 6593.3675 | 7142.0112 | 7427.2565 | 7545.9958 | 7659.7104 | 7327.5955 | 7442.0841 | 7813.5779 | 7531.2407 | 9486.3244 | 10239.5043 | 10660.6215 | 12267.1362 | 13627.2752 | 18400.2995 | 17862.4889 | 17993.309 | 17625.985 | 19406.4027 | 20214.4002 | 19614.1665 | 19659.1062
QLD1 | Grid Battery | 3.536e-06 | 22.9567 | 25.6678 | 31.6041 | 33.8948 | 33.3741 | 32.057 | 31.7171 | 30.6 | 30.9087 | 30.0023 | 30.6527 | 106.6821 | 107.6423 | 107.7248 | 107.5929 | 2214.8598 | 2232.5705 | 2247.7663 | 2253.251 | 2307.5488 | 2282.347 | 2300.1448 | 2312.9758 | 2287.3113 | 3350.0293 | 3490.2466 | 3462.1584 | 3364.7568
QLD1 | Pumped Hydro | 32.0948 | 95.1986 | 140.4607 | 506.2664 | 571.7258 | 508.738 | 459.7395 | 613.4285 | 475.0065 | 521.9855 | 498.994 | 684.924 | 638.0043 | 594.505 | 647.0248 | 622.9172 | 1154.7442 | 1169.5369 | 1235.7942 | 1273.9198 | 1475.3825 | 4120.1516 | 3962.9867 | 4125.3875 | 3913.9856 | 3971.5653 | 4035.1646 | 4190.3837 | 4808.4218
QLD1 | VPP | 6.7742 | 11.7525 | 18.2612 | 34.8793 | 57.8679 | 79.3403 | 100.7113 | 130.5146 | 159.4808 | 201.4101 | 247.7491 | 306.2943 | 345.5238 | 386.6835 | 419.6963 | 457.7648 | 348.3108 | 387.0966 | 421.4207 | 461.7879 | 530.8833 | 565.6317 | 596.7065 | 630.7087 | 596.1318 | 504.692 | 572.1255 | 592.2464 | 378.7088
Total excluding storage |  | 54514.4883 | 54391.5862 | 57035.8239 | 54261.1999 | 56397.7857 | 54877.7214 | 54897.9987 | 56301.2989 | 57244.3869 | 56739.4651 | 55806.9318 | 60439.6958 | 61468.1045 | 61952.8358 | 61782.7673 | 61985.4295 | 64780.4773 | 65341.6704 | 64477.4441 | 63945.8816 | 63985.7987 | 67466.4489 | 67545.6004 | 64743.4713 | 66255.1286 | 69592.2896 | 69535.1506 | 69042.3819 | 68573.9054
Region | Technology | 2021-22 | 2022-23 | 2023-24 | 2024-25 | 2025-26 | 2026-27 | 2027-28 | 2028-29 | 2029-30 | 2030-31 | 2031-32 | 2032-33 | 2033-34 | 2034-35 | 2035-36 | 2036-37 | 2037-38 | 2038-39 | 2039-40 | 2040-41 | 2041-42 | 2042-43 | 2043-44 | 2044-45 | 2045-46 | 2046-47 | 2047-48 | 2048-49 | 2049-50
VIC1 | Black Coal | 0 | 0 | 0 | 0 | 0 | 0 | 0 | 0 | 0 | 0 | 0 | 0 | 0 | 0 | 0 | 0 | 0 | 0 | 0 | 0 | 0 | 0 | 0 | 0 | 0 | 0 | 0 | 0 | 0
VIC1 | Brown Coal | 29667.3022 | 28083.3804 | 28529.3092 | 21044.9716 | 22383.1238 | 21610.2441 | 20539.8405 | 20614.5267 | 20195.0626 | 21373.2585 | 21052.3529 | 20750.8038 | 21400.7459 | 20636.1686 | 21746.8239 | 20526.9715 | 19185.396 | 19544.8192 | 16771.0103 | 16984.8025 | 19416.5286 | 19471.3944 | 17782.7227 | 16766.5245 | 16974.5836 | 17902.8611 | 11683.7035 | 0 | 0
VIC1 | CCGT | 2.3033e-06 | 2.2784e-06 | 2.3931e-06 | 2.9234e-06 | 2.9819e-06 | 2.963e-06 | 3.0482e-06 | 3.35e-06 | 3.3306e-06 | 3.3372e-06 | 3.4997e-06 | 5.4784e-06 | 5.5171e-06 | 5.5458e-06 | 5.4218e-06 | 5.433e-06 | 7.8754e-06 | 8.0185e-06 | 9.6561e-06 | 9.4957e-06 | 1.1069e-05 | 1.1541e-05 | 1.1544e-05 | 1.1224e-05 | 1.1641e-05 | 1.1847e-05 | 1.2649e-05 | 3.0897e-05 | 3.0079e-05
VIC1 | Gas - Steam | 7.7254 | 2.9296 | 9.5375 | 21.117 | 7.4795 | 18.095 | 10.2208 | 24.113 | 1.5028 | 5.6796 | 0.72876 | 24.7376 | 16.44 | 21.6607 | 43.7096 | 26.1214 | 83.4669 | 61.9622 | 0 | 0 | 0 | 0 | 0 | 0 | 0 | 0 | 0 | 0 | 0
VIC1 | OCGT / Diesel | 7.2627 | 3.9724e-06 | 8.7477 | 5.8009 | 2.2135 | 14.6159 | 6.2384 | 2.4776 | 0.25024 | 6.3577e-06 | 6.6711e-06 | 34.4637 | 11.4351 | 16.3912 | 25.7874 | 12.3401 | 69.3875 | 24.1532 | 261.6223 | 152.3141 | 97.8039 | 53.1355 | 393.3328 | 168.7862 | 150.3919 | 136.6041 | 65.718 | 1131.4915 | 1241.6458
VIC1 | Hydro | 2768.3058 | 2782.4153 | 2522.8368 | 3117.0447 | 3189.2465 | 3026.953 | 3064.8884 | 3863.9767 | 3209.419 | 2744.5658 | 2766.2505 | 2494.8563 | 3069.0949 | 3164.6943 | 2997.7157 | 3014.9629 | 3802.6337 | 3152.9039 | 2715.1644 | 2711.5963 | 2461.6918 | 3021.6183 | 3129.0898 | 2950.6679 | 2973.7417 | 3742.5033 | 3111.6573 | 2666.8363 | 2673.2828
VIC1 | Wind | 10812.703 | 13788.1221 | 11861.7879 | 12264.5472 | 12567.9514 | 13003.9184 | 13375.436 | 12092.0784 | 12242.0101 | 11858.9011 | 13281.4943 | 13864.371 | 14087.7808 | 14298.5962 | 14935.8172 | 16229.2345 | 20395.2725 | 20349.1003 | 18703.0322 | 18214.7786 | 16102.0014 | 16550.0332 | 19948.1079 | 20240.0969 | 19038.7525 | 23750.2105 | 27307.2766 | 27592.2097 | 28396.2038
VIC1 | Solar PV | 2656.001 | 2637.0926 | 2737.7729 | 2624.8955 | 2493.1717 | 2621.9973 | 2682.0565 | 2511.5761 | 2603.9108 | 2656.0235 | 2640.7475 | 2742.2023 | 2623.415 | 2493.1764 | 2634.7882 | 2677.9224 | 2511.5789 | 2600.0675 | 2659.9366 | 4401.869 | 4629.8426 | 4307.2002 | 4207.6917 | 4130.9428 | 4155.9026 | 3939.1742 | 4417.2744 | 6520.5824 | 5862.0539
VIC1 | Grid Battery | 111.8029 | 165.7288 | 169.4907 | 198.7976 | 197.3098 | 197.3625 | 176.6176 | 168.1677 | 152.3378 | 151.041 | 150.3549 | 161.5477 | 126.074 | 117.0515 | 126.2564 | 127.0609 | 118.4881 | 112.4392 | 116.1317 | 112.2383 | 209.7084 | 164.2188 | 161.8536 | 171.7082 | 168.9593 | 165.2519 | 166.8437 | 161.2302 | 158.187
VIC1 | Pumped Hydro | 0 | 0 | 6.9775e-06 | 8.4279e-06 | 8.3353e-06 | 8.9788e-06 | 8.6382e-06 | 9.1059e-06 | 9.1312e-06 | 9.5821e-06 | 1.0179e-05 | 2.0158e-05 | 1.9554e-05 | 1.9097e-05 | 2.0508e-05 | 2.061e-05 | 6.0825e-05 | 5.9395e-05 | 9.3442e-05 | 9.436e-05 | 367.6158 | 359.6536 | 347.5659 | 505.1732 | 495.7425 | 474.9524 | 475.8826 | 2186.8936 | 2047.2595
VIC1 | VPP | 10.0041 | 17.4993 | 25.9594 | 46.6219 | 71.3964 | 103.0029 | 125.2316 | 167.0956 | 205.4895 | 254.9635 | 327.8463 | 424.4594 | 472.4851 | 491.2981 | 569.7748 | 623.6272 | 633.97 | 650.0089 | 686.6734 | 720.9482 | 776.3038 | 802.6647 | 813.2076 | 917.0146 | 931.8682 | 915.7776 | 948.1691 | 1000.1588 | 889.2404
Total excluding storage |  | 45919.3 | 47293.9399 | 45669.992 | 39078.3769 | 40643.1864 | 40295.8238 | 39678.6805 | 39108.7485 | 38252.1555 | 38638.4286 | 39741.5739 | 39911.4347 | 41208.9117 | 40630.6875 | 42384.642 | 42487.5528 | 46047.7356 | 45733.0063 | 41110.7657 | 42465.3606 | 42707.8683 | 43403.3817 | 45460.9449 | 44257.0183 | 43293.3725 | 49471.3532 | 46585.6297 | 37911.12 | 38173.1862
Region | Technology | 2021-22 | 2022-23 | 2023-24 | 2024-25 | 2025-26 | 2026-27 | 2027-28 | 2028-29 | 2029-30 | 2030-31 | 2031-32 | 2032-33 | 2033-34 | 2034-35 | 2035-36 | 2036-37 | 2037-38 | 2038-39 | 2039-40 | 2040-41 | 2041-42 | 2042-43 | 2043-44 | 2044-45 | 2045-46 | 2046-47 | 2047-48 | 2048-49 | 2049-50
SA1 | Black Coal | 0 | 0 | 0 | 0 | 0 | 0 | 0 | 0 | 0 | 0 | 0 | 0 | 0 | 0 | 0 | 0 | 0 | 0 | 0 | 0 | 0 | 0 | 0 | 0 | 0 | 0 | 0 | 0 | 0
SA1 | Brown Coal | 0 | 0 | 0 | 0 | 0 | 0 | 0 | 0 | 0 | 0 | 0 | 0 | 0 | 0 | 0 | 0 | 0 | 0 | 0 | 0 | 0 | 0 | 0 | 0 | 0 | 0 | 0 | 0 | 0
SA1 | CCGT | 1114.8326 | 1114.8326 | 572.9124 | 449.5019 | 449.5019 | 449.5019 | 450.7334 | 449.5019 | 449.5019 | 449.5019 | 450.7334 | 734.8575 | 741.4051 | 1049.7035 | 525.2567 | 483.229 | 9.4899e-06 | 9.5509e-06 | 1.0263e-05 | 1.0048e-05 | 1.3658e-05 | 1.4233e-05 | 1.5379e-05 | 1.4426e-05 | 1.5006e-05 | 1.5326e-05 | 1.5494e-05 | 2.1216e-05 | 2.06e-05
SA1 | Gas - Steam | 653.873 | 673.513 | 648.2948 | 81.5731 | 81.5731 | 81.5731 | 81.7966 | 81.5731 | 81.5731 | 81.5731 | 81.7966 | 152.1206 | 98.6327 | 310.8454 | 0 | 0 | 0 | 0 | 0 | 0 | 0 | 0 | 0 | 0 | 0 | 0 | 0 | 0 | 0
SA1 | OCGT / Diesel | 45.3178 | 24.0393 | 96.4437 | 15.539 | 9.2155 | 30.4025 | 11.7127 | 22.5709 | 1.8645 | 3.7972 | 4.6293 | 134.841 | 105.0103 | 288.6679 | 150.6498 | 130.5495 | 435.3774 | 559.6998 | 664.4816 | 652.4557 | 509.8366 | 767.4339 | 979.9896 | 389.4763 | 335.4896 | 516.5341 | 710.5308 | 1082.7538 | 1068.7261
SA1 | Hydro | 0 | 0 | 0 | 0 | 0 | 0 | 0 | 0 | 0 | 0 | 0 | 0 | 0 | 0 | 0 | 0 | 0 | 0 | 0 | 0 | 0 | 0 | 0 | 0 | 0 | 0 | 0 | 0 | 0
SA1 | Wind | 6274.17 | 7076.7767 | 6263.4721 | 6926.7232 | 6777.9953 | 7429.7116 | 7361.304 | 6931.61 | 6517.4404 | 6287.8319 | 6630.3481 | 9847.5617 | 9804.3377 | 9378.1908 | 9834.2697 | 10197.4571 | 12047.197 | 13169.0439 | 12175.8069 | 12492.9948 | 11226.9782 | 10831.6911 | 9779.9917 | 10880.78 | 10391.2711 | 10823.028 | 11142.4224 | 11838.6795 | 12499.8118
SA1 | Solar PV | 947.1378 | 1101.5872 | 1109.1822 | 1067.4577 | 1041.4939 | 1066.281 | 1099.2729 | 1045.2092 | 1089.2596 | 1098.9369 | 1103.6702 | 1121.1292 | 1067.1437 | 1041.6287 | 1067.9021 | 1097.4447 | 1045.1768 | 1089.8585 | 1493.8427 | 2038.1454 | 2298.2944 | 2735.4462 | 2496.5117 | 2221.3728 | 2249.7057 | 2047.9569 | 1972.8624 | 1811.9773 | 1748.8201
SA1 | Grid Battery | 100.3778 | 100.6527 | 109.5017 | 113.8632 | 111.8564 | 109.6606 | 99.8293 | 97.3038 | 89.6305 | 86.0816 | 84.3385 | 88.5777 | 86.7521 | 64.1917 | 66.9749 | 67.728 | 94.04 | 92.479 | 513.8956 | 500.2542 | 1122.3056 | 1128.3986 | 1113.6066 | 1140.5029 | 1143.7589 | 1098.0511 | 1081.4023 | 1083.1793 | 1015.0438
SA1 | Pumped Hydro | 0 | 0 | 5.5932e-06 | 5.4098e-06 | 5.3267e-06 | 5.6123e-06 | 5.5876e-06 | 5.9654e-06 | 6.0238e-06 | 6.4136e-06 | 6.6895e-06 | 1.0032e-05 | 9.873e-06 | 9.735e-06 | 1.0336e-05 | 1.281e-05 | 1.7323e-05 | 1.7395e-05 | 1.7578e-05 | 1.7798e-05 | 2.529e-05 | 2.5106e-05 | 2.5186e-05 | 3.1948e-05 | 3.1296e-05 | 3.0622e-05 | 3.0873e-05 | 3.1551e-05 | 3.1666e-05
SA1 | VPP | 10.3711 | 18.2532 | 24.8911 | 31.5646 | 42.5924 | 57.7249 | 68.0597 | 81.9323 | 91.9918 | 107.4598 | 129.2052 | 157.7998 | 171.5364 | 175.3041 | 196.6354 | 207.1005 | 209.1165 | 216.3448 | 208.3546 | 213.4846 | 215.9673 | 227.1059 | 234.7089 | 250.1958 | 256.9354 | 244.0066 | 246.0829 | 254.5742 | 212.4155
Total excluding storage |  | 9035.3312 | 9990.7488 | 8690.3052 | 8540.7949 | 8359.7797 | 9057.4702 | 9004.8196 | 8530.465 | 8139.6394 | 7921.6409 | 8271.1776 | 11990.51 | 11816.5294 | 12069.0364 | 11578.0783 | 11908.6803 | 13527.7511 | 14818.6022 | 14334.1312 | 15183.5959 | 14035.1092 | 14334.5713 | 13256.493 | 13491.6291 | 12976.4664 | 13387.5191 | 13825.8156 | 14733.4106 | 15317.358
Region | Technology | 2021-22 | 2022-23 | 2023-24 | 2024-25 | 2025-26 | 2026-27 | 2027-28 | 2028-29 | 2029-30 | 2030-31 | 2031-32 | 2032-33 | 2033-34 | 2034-35 | 2035-36 | 2036-37 | 2037-38 | 2038-39 | 2039-40 | 2040-41 | 2041-42 | 2042-43 | 2043-44 | 2044-45 | 2045-46 | 2046-47 | 2047-48 | 2048-49 | 2049-50
TAS1 | Black Coal | 0 | 0 | 0 | 0 | 0 | 0 | 0 | 0 | 0 | 0 | 0 | 0 | 0 | 0 | 0 | 0 | 0 | 0 | 0 | 0 | 0 | 0 | 0 | 0 | 0 | 0 | 0 | 0 | 0
TAS1 | Brown Coal | 0 | 0 | 0 | 0 | 0 | 0 | 0 | 0 | 0 | 0 | 0 | 0 | 0 | 0 | 0 | 0 | 0 | 0 | 0 | 0 | 0 | 0 | 0 | 0 | 0 | 0 | 0 | 0 | 0
TAS1 | CCGT | 1.997e-06 | 1.9768e-06 | 2.0733e-06 | 2.0895e-06 | 2.0972e-06 | 2.1637e-06 | 2.3709e-06 | 2.5419e-06 | 2.5937e-06 | 2.6573e-06 | 2.6999e-06 | 3.1947e-06 | 3.1902e-06 | 3.1898e-06 | 3.1669e-06 | 3.1688e-06 | 3.3439e-06 | 3.3672e-06 | 3.7396e-06 | 3.7042e-06 | 4.0383e-06 | 4.0257e-06 | 4.0503e-06 | 4.0127e-06 | 4.0336e-06 | 4.2151e-06 | 4.3795e-06 | 4.9333e-06 | 4.8838e-06
TAS1 | Gas - Steam | 0 | 0 | 0 | 0 | 0 | 0 | 0 | 0 | 0 | 0 | 0 | 0 | 0 | 0 | 0 | 0 | 0 | 0 | 0 | 0 | 0 | 0 | 0 | 0 | 0 | 0 | 0 | 0 | 0
TAS1 | OCGT / Diesel | 1.5621e-06 | 1.516e-06 | 1.5939e-06 | 1.6281e-06 | 1.6677e-06 | 1.7672e-06 | 1.9044e-06 | 2.0395e-06 | 2.0856e-06 | 2.1393e-06 | 2.1666e-06 | 0.77127 | 2.5281e-06 | 2.6225e-06 | 0.32175 | 2.5686e-06 | 2.0164 | 2.7934e-06 | 0.67922 | 0.28797 | 1.2095 | 2.702e-06 | 1.0905 | 1.1181 | 2.9347e-06 | 0.49515 | 0.44067 | 3.7588 | 1.8302
TAS1 | Hydro | 7872.2859 | 7872.6042 | 8062.7224 | 9502.5186 | 9443.7734 | 8065.083 | 10176.5562 | 10773.0215 | 9328.5626 | 8465.8743 | 8721.1137 | 9969.4432 | 9873.9851 | 10203.8832 | 9571.971 | 8743.7917 | 9474.1184 | 8793.3875 | 8154.4797 | 8130.0315 | 7832.1884 | 8074.8243 | 8733.721 | 8553.7782 | 8552.1657 | 8790.1873 | 8115.9155 | 8103.0246 | 7292.3624
TAS1 | Wind | 1326.1482 | 1602.68 | 2019.0202 | 2591.7328 | 3297.1867 | 3898.05 | 4538.8055 | 4800.3113 | 5282.841 | 5595.1315 | 6725.3996 | 6742.8341 | 7224.7971 | 8116.7563 | 8630.4535 | 9298.4794 | 9357.1832 | 9585.8225 | 9541.6972 | 10294.2728 | 9748.4957 | 9591.6207 | 9972.8312 | 9749.2363 | 10000.0815 | 9546.5782 | 9414.3564 | 8834.9402 | 8919.4229
TAS1 | Solar PV | 3.3142e-07 | 5.5951e-07 | 7.8385e-07 | 1.3878e-06 | 1.6261e-06 | 2.0107e-06 | 1.8856e-06 | 1.9376e-06 | 2.0454e-06 | 2.1621e-06 | 2.2737e-06 | 2.3851e-06 | 2.9243e-06 | 2.5714e-06 | 3.0147e-06 | 2.897e-06 | 3.7137e-06 | 4.2388e-06 | 8.6473e-06 | 1.9322e-05 | 1.9515e-05 | 1.9102e-05 | 1.6137e-05 | 1.6613e-05 | 1.5882e-05 | 1.5936e-05 | 1.6537e-05 | 1.6125e-05 | 1.5519e-05
TAS1 | Grid Battery | 3.4169e-06 | 5.0358e-06 | 4.9711e-06 | 5.7678e-06 | 8.262e-06 | 8.2887e-06 | 1.0001e-05 | 1.1314e-05 | 1.3587e-05 | 1.4411e-05 | 1.5977e-05 | 1.9033e-05 | 1.9737e-05 | 2.1092e-05 | 2.2566e-05 | 2.3024e-05 | 2.7665e-05 | 2.7834e-05 | 4.4292e-05 | 4.8429e-05 | 4.9308e-05 | 5.0349e-05 | 5.7171e-05 | 6.0496e-05 | 5.8009e-05 | 5.8149e-05 | 5.6746e-05 | 8.1513e-05 | 8.2117e-05
TAS1 | Pumped Hydro | 0 | 0 | 1.3442e-05 | 1.4035e-05 | 1.5547e-05 | 1.6469e-05 | 1.8613e-05 | 1.9451e-05 | 2.0952e-05 | 2.3334e-05 | 2.4533e-05 | 3.3559e-05 | 3.5129e-05 | 3.688e-05 | 3.7307e-05 | 4.0965e-05 | 5.3083e-05 | 5.2327e-05 | 8.2935e-05 | 9.1377e-05 | 8.6516e-05 | 8.9491e-05 | 9.8806e-05 | 0.00010305 | 0.0001032 | 0.00010392 | 0.00010423 | 0.00010566 | 0.00010869
TAS1 | VPP | 0.24391 | 0.77276 | 0.54248 | 1.0682 | 2.6957 | 4.3696 | 9.7168 | 12.1924 | 13.737 | 18.4494 | 22.9124 | 27.578 | 28.7797 | 33.3629 | 34.9324 | 36.9256 | 41.5723 | 37.8623 | 45.5878 | 54.8181 | 55.8908 | 56.0539 | 63.3093 | 64.0933 | 61.9673 | 59.1116 | 57.4937 | 63.1858 | 57.1029
Total excluding storage |  | 9198.4341 | 9475.2842 | 10081.7427 | 12094.2514 | 12740.9601 | 11963.133 | 14715.3618 | 15573.3328 | 14611.4036 | 14061.0058 | 15446.5133 | 16713.0485 | 17098.7822 | 18320.6396 | 18202.7463 | 18042.2711 | 18833.318 | 18379.2101 | 17696.8562 | 18424.5923 | 17581.8936 | 17666.4451 | 18707.6427 | 18304.1327 | 18552.2472 | 18337.2607 | 17530.7127 | 16941.7237 | 16213.6155
Explicitly modelled pumping
Region | Technology | 2021-22 | 2022-23 | 2023-24 | 2024-25 | 2025-26 | 2026-27 | 2027-28 | 2028-29 | 2029-30 | 2030-31 | 2031-32 | 2032-33 | 2033-34 | 2034-35 | 2035-36 | 2036-37 | 2037-38 | 2038-39 | 2039-40 | 2040-41 | 2041-42 | 2042-43 | 2043-44 | 2044-45 | 2045-46 | 2046-47 | 2047-48 | 2048-49 | 2049-50
NEM | Grid Battery pump | 261.1868 | 358.0957 | 375.1369 | 425.7483 | 422.8278 | 420.218 | 381.783 | 365.9857 | 336.7761 | 330.6345 | 327.5313 | 345.8969 | 390.3419 | 351.8784 | 366.9363 | 368.7965 | 3024.1449 | 3017.9762 | 4128.4822 | 4105.2611 | 6265.1297 | 6182.5633 | 6173.3167 | 6285.3415 | 6264.7269 | 7413.8097 | 7510.3637 | 7539.5122 | 7309.3212
NEM | Pumped Hydro Pump | 177.9209 | 583.5756 | 765.0165 | 3385.3099 | 7364.5485 | 8060.6428 | 7709.9014 | 8772.9466 | 12980.0081 | 13889.9753 | 14092.8977 | 15800.3456 | 15115.5763 | 14345.7081 | 15868.9097 | 15943.5457 | 15951.756 | 15562.9839 | 16069.4574 | 16825.3495 | 16905.3621 | 20807.681 | 20508.2839 | 22361.2621 | 22062.186 | 21218.9299 | 20587.0631 | 23934.228 | 23738.1409
NEM | VPP pump | 51.5621 | 93.8664 | 129.6949 | 221.8739 | 342.7635 | 471.1318 | 592.5703 | 751.5855 | 898.4313 | 1100.2544 | 1349.1326 | 1667.3696 | 1864.4434 | 1966.812 | 2204.8401 | 2388.9919 | 2292.9446 | 2377.6222 | 2519.5385 | 2672.8419 | 2881.8554 | 3030.413 | 3130.6439 | 3416.4774 | 3434.5015 | 3248.2319 | 3393.9686 | 3572.8669 | 3000.7685
Region | Technology | 2021-22 | 2022-23 | 2023-24 | 2024-25 | 2025-26 | 2026-27 | 2027-28 | 2028-29 | 2029-30 | 2030-31 | 2031-32 | 2032-33 | 2033-34 | 2034-35 | 2035-36 | 2036-37 | 2037-38 | 2038-39 | 2039-40 | 2040-41 | 2041-42 | 2042-43 | 2043-44 | 2044-45 | 2045-46 | 2046-47 | 2047-48 | 2048-49 | 2049-50
NSW1 | Grid Battery pump | 6.0123e-06 | 8.9833e-06 | 8.9969e-06 | 1.2058e-05 | 1.4245e-05 | 1.5933e-05 | 2.0028e-05 | 2.191e-05 | 0.0018265 | 0.0018615 | 0.0018164 | 0.0018878 | 0.0018275 | 0.0017861 | 0.0018658 | 0.0018824 | 148.8334 | 145.3275 | 732.0119 | 719.1133 | 1982.3155 | 1967.269 | 1965.5279 | 2019.9204 | 2022.6799 | 1979.1533 | 1936.4914 | 1994.4723 | 1976.7572
NSW1 | Pumped Hydro Pump | 133.1894 | 443.5908 | 565.1285 | 2658.9105 | 6541.8482 | 7330.5344 | 7047.9756 | 7892.5489 | 12297.3437 | 13139.794 | 13374.0031 | 14817.7502 | 14198.6565 | 13491.0406 | 14939.2896 | 15048.3086 | 14425.078 | 14030.5483 | 14446.6326 | 15140.9185 | 14496.3636 | 15108.6921 | 15054.0393 | 16504.2434 | 16464.3247 | 15595.5905 | 14895.6294 | 15893.9227 | 15180.7174
NSW1 | VPP pump | 18.6836 | 35.7862 | 46.2286 | 84.7257 | 133.3517 | 177.8162 | 227.3299 | 282.1157 | 333.4222 | 401.4351 | 473.8476 | 569.4441 | 641.1377 | 662.9991 | 740.1598 | 798.1753 | 811.6947 | 826.0132 | 887.8914 | 926.6099 | 991.2665 | 1043.1546 | 1084.0865 | 1182.2258 | 1214.4956 | 1182.3028 | 1201.8152 | 1282.9562 | 1157.4187
Region | Technology | 2021-22 | 2022-23 | 2023-24 | 2024-25 | 2025-26 | 2026-27 | 2027-28 | 2028-29 | 2029-30 | 2030-31 | 2031-32 | 2032-33 | 2033-34 | 2034-35 | 2035-36 | 2036-37 | 2037-38 | 2038-39 | 2039-40 | 2040-41 | 2041-42 | 2042-43 | 2043-44 | 2044-45 | 2045-46 | 2046-47 | 2047-48 | 2048-49 | 2049-50
QLD1 | Grid Battery pump | 4.162e-06 | 28.3357 | 31.5958 | 39.0174 | 41.8701 | 41.1779 | 39.5966 | 39.137 | 37.7778 | 38.1589 | 37.1387 | 37.7441 | 127.2544 | 128.457 | 128.3773 | 128.3146 | 2614.639 | 2620.5293 | 2645.6983 | 2653.5027 | 2712.144 | 2687.765 | 2707.4443 | 2717.605 | 2690.4548 | 3949.5503 | 4097.833 | 4082.1758 | 3949.489
QLD1 | Pumped Hydro Pump | 44.7315 | 139.9848 | 199.888 | 726.3994 | 822.7003 | 730.1083 | 661.9257 | 880.3977 | 682.6644 | 750.1812 | 718.8945 | 982.5953 | 916.9198 | 854.6675 | 929.6201 | 895.2371 | 1526.6779 | 1532.4355 | 1622.8245 | 1684.4308 | 1949.4787 | 5247.247 | 5021.9618 | 5224.9645 | 4975.8377 | 5032.5813 | 5093.6478 | 5309.6208 | 5998.3492
QLD1 | VPP pump | 8.1307 | 14.1405 | 21.8831 | 41.8635 | 69.5215 | 95.161 | 121.0069 | 156.5191 | 191.4149 | 241.74 | 298.0684 | 366.9153 | 414.7107 | 464.8475 | 502.9999 | 549.4266 | 419.449 | 463.4404 | 505.5792 | 555.433 | 636.0084 | 680.1484 | 716.4872 | 756.1604 | 714.7861 | 607.394 | 685.0428 | 712.8132 | 452.5638
Region | Technology | 2021-22 | 2022-23 | 2023-24 | 2024-25 | 2025-26 | 2026-27 | 2027-28 | 2028-29 | 2029-30 | 2030-31 | 2031-32 | 2032-33 | 2033-34 | 2034-35 | 2035-36 | 2036-37 | 2037-38 | 2038-39 | 2039-40 | 2040-41 | 2041-42 | 2042-43 | 2043-44 | 2044-45 | 2045-46 | 2046-47 | 2047-48 | 2048-49 | 2049-50
VIC1 | Grid Battery pump | 137.5685 | 205.1925 | 208.6588 | 246.0182 | 243.0042 | 243.6566 | 218.6354 | 207.0254 | 188.0714 | 186.4703 | 186.2123 | 198.8526 | 155.9843 | 144.1706 | 155.872 | 156.8653 | 146.2816 | 139.304 | 142.8822 | 139.0314 | 248.6559 | 193.7397 | 189.875 | 202.2997 | 199.0267 | 193.8729 | 196.8278 | 189.1414 | 186.1024
VIC1 | Pumped Hydro Pump | 0 | 0 | 8.7344e-06 | 1.0545e-05 | 1.0412e-05 | 1.1209e-05 | 1.0827e-05 | 1.1357e-05 | 1.1434e-05 | 1.1968e-05 | 1.2746e-05 | 2.5203e-05 | 2.4453e-05 | 2.3853e-05 | 2.56e-05 | 2.5762e-05 | 7.6049e-05 | 7.4562e-05 | 0.00011647 | 0.00011847 | 459.5197 | 451.7418 | 432.2826 | 632.054 | 622.0234 | 590.7579 | 597.7857 | 2730.6843 | 2559.0742
VIC1 | VPP pump | 12.0073 | 21.0522 | 31.1085 | 56.0693 | 85.581 | 123.6276 | 150.6606 | 200.2015 | 246.6362 | 306.0168 | 394.5683 | 508.5838 | 568.1679 | 588.3945 | 683.8651 | 748.5008 | 760.9147 | 782.3675 | 821.9688 | 867.8331 | 929.2251 | 966.2631 | 973.1677 | 1100.8063 | 1121.5743 | 1095.8689 | 1141.5411 | 1196.9155 | 1067.2998
Region | Technology | 2021-22 | 2022-23 | 2023-24 | 2024-25 | 2025-26 | 2026-27 | 2027-28 | 2028-29 | 2029-30 | 2030-31 | 2031-32 | 2032-33 | 2033-34 | 2034-35 | 2035-36 | 2036-37 | 2037-38 | 2038-39 | 2039-40 | 2040-41 | 2041-42 | 2042-43 | 2043-44 | 2044-45 | 2045-46 | 2046-47 | 2047-48 | 2048-49 | 2049-50
SA1 | Grid Battery pump | 123.6183 | 124.5675 | 134.8824 | 140.7127 | 137.9535 | 135.3834 | 123.551 | 119.8232 | 110.9251 | 106.0034 | 104.1784 | 109.2983 | 107.1013 | 79.249 | 82.685 | 83.6148 | 114.3908 | 112.8153 | 607.8897 | 593.6136 | 1322.0142 | 1333.7896 | 1310.4695 | 1345.5163 | 1352.5654 | 1291.2331 | 1279.2114 | 1273.7226 | 1196.9725
SA1 | Pumped Hydro Pump | 0 | 0 | 6.9941e-06 | 6.7745e-06 | 6.6522e-06 | 7.0076e-06 | 7.0039e-06 | 7.4403e-06 | 7.5447e-06 | 8.0093e-06 | 8.366e-06 | 1.2548e-05 | 1.2342e-05 | 1.2156e-05 | 1.291e-05 | 1.6015e-05 | 2.1653e-05 | 2.1818e-05 | 2.1896e-05 | 2.2332e-05 | 3.1529e-05 | 3.1473e-05 | 3.1405e-05 | 3.9983e-05 | 3.9197e-05 | 3.8138e-05 | 3.8744e-05 | 3.9286e-05 | 3.9638e-05
SA1 | VPP pump | 12.4478 | 21.9549 | 29.8284 | 37.9224 | 51.0836 | 69.2837 | 81.8747 | 98.1512 | 110.4121 | 128.9772 | 155.1473 | 189.3269 | 205.8845 | 210.4065 | 236.0092 | 248.5698 | 250.9896 | 260.3573 | 249.3829 | 256.9975 | 258.4469 | 273.3755 | 280.912 | 300.5557 | 309.0549 | 291.9333 | 296.3373 | 304.5703 | 254.9491
Region | Technology | 2021-22 | 2022-23 | 2023-24 | 2024-25 | 2025-26 | 2026-27 | 2027-28 | 2028-29 | 2029-30 | 2030-31 | 2031-32 | 2032-33 | 2033-34 | 2034-35 | 2035-36 | 2036-37 | 2037-38 | 2038-39 | 2039-40 | 2040-41 | 2041-42 | 2042-43 | 2043-44 | 2044-45 | 2045-46 | 2046-47 | 2047-48 | 2048-49 | 2049-50
TAS1 | Grid Battery pump | 4.021e-06 | 5.9265e-06 | 5.8484e-06 | 6.787e-06 | 9.7208e-06 | 9.7499e-06 | 1.1771e-05 | 1.3307e-05 | 1.5992e-05 | 1.6949e-05 | 1.8805e-05 | 2.2397e-05 | 2.3222e-05 | 2.4817e-05 | 2.6542e-05 | 2.7094e-05 | 3.2536e-05 | 3.2762e-05 | 5.2095e-05 | 5.7015e-05 | 5.7974e-05 | 5.9274e-05 | 6.7264e-05 | 7.1144e-05 | 6.8291e-05 | 6.8379e-05 | 6.6777e-05 | 9.5859e-05 | 9.6629e-05
TAS1 | Pumped Hydro Pump | 0 | 0 | 1.6854e-05 | 1.7549e-05 | 1.9436e-05 | 2.0574e-05 | 2.3309e-05 | 2.4255e-05 | 2.6262e-05 | 2.9114e-05 | 3.071e-05 | 4.1985e-05 | 4.3885e-05 | 4.6141e-05 | 4.6557e-05 | 5.1358e-05 | 6.6152e-05 | 6.5506e-05 | 0.00010356 | 0.00011479 | 0.00010799 | 0.00011189 | 0.00012341 | 0.00012867 | 0.00012929 | 0.00012961 | 0.00013056 | 0.00013166 | 0.000136
TAS1 | VPP pump | 0.29275 | 0.93257 | 0.64635 | 1.2929 | 3.2256 | 5.2434 | 11.6982 | 14.5981 | 16.5459 | 22.0853 | 27.5009 | 33.0995 | 34.5427 | 40.1643 | 41.806 | 44.3195 | 49.8967 | 45.4438 | 54.7162 | 65.9684 | 66.9086 | 67.4715 | 75.9904 | 76.7293 | 74.5905 | 70.7329 | 69.2322 | 75.6118 | 68.537
Non-controllable capacity
Region | Technology | 2021-22 | 2022-23 | 2023-24 | 2024-25 | 2025-26 | 2026-27 | 2027-28 | 2028-29 | 2029-30 | 2030-31 | 2031-32 | 2032-33 | 2033-34 | 2034-35 | 2035-36 | 2036-37 | 2037-38 | 2038-39 | 2039-40 | 2040-41 | 2041-42 | 2042-43 | 2043-44 | 2044-45 | 2045-46 | 2046-47 | 2047-48 | 2048-49 | 2049-50
NEM | Distributed PV | 18081.4386 | 20662.0109 | 22943.6968 | 24337.6752 | 25836.6667 | 29743.599 | 31628.6113 | 30029.2542 | 32659.5124 | 35030.653 | 36638.3008 | 38077.4162 | 38254.9574 | 38392.5795 | 42801.8264 | 44411.5363 | 41595.1863 | 45056.2153 | 48266.3576 | 50374.6385 | 52032.007 | 52366.5874 | 52314.448 | 57698.1426 | 59145.9017 | 54662.1334 | 58824.2462 | 62847.0996 | 65242.2616
NEM | Behind the meter battery | 277.673 | 348.0493 | 414.6572 | 498.4955 | 608.4006 | 741.8638 | 879.5954 | 999.5787 | 1132.8894 | 1302.689 | 1548.0918 | 1710.401 | 1846.6072 | 1938.555 | 2014.402 | 2051.5871 | 2079.5415 | 2108.7376 | 2146.4946 | 2191.783 | 2235.6369 | 2271.7864 | 2307.5227 | 2277.5593 | 2252.9965 | 2219.5941 | 2197.013 | 2158.706 | 2120.3852
NEM | Behind the meter battery pump | 235.9272 | 295.6884 | 352.2647 | 423.3402 | 517.0183 | 630.3563 | 747.2979 | 849.1512 | 962.5084 | 1106.43 | 1314.8337 | 1452.9197 | 1568.9294 | 1646.6059 | 1711.1141 | 1742.8868 | 1766.3005 | 1791.3782 | 1823.4712 | 1862.3815 | 1899.3742 | 1929.5881 | 1960.5474 | 1934.9252 | 1914.4989 | 1885.8258 | 1866.0238 | 1833.1226 | 1800.8456
Region | Technology | 2021-22 | 2022-23 | 2023-24 | 2024-25 | 2025-26 | 2026-27 | 2027-28 | 2028-29 | 2029-30 | 2030-31 | 2031-32 | 2032-33 | 2033-34 | 2034-35 | 2035-36 | 2036-37 | 2037-38 | 2038-39 | 2039-40 | 2040-41 | 2041-42 | 2042-43 | 2043-44 | 2044-45 | 2045-46 | 2046-47 | 2047-48 | 2048-49 | 2049-50
NSW1 | Distributed PV | 5262.502 | 6181.7169 | 6669.0039 | 7202.2526 | 7719.6436 | 9159.6903 | 9481.6781 | 8800.2105 | 9379.0362 | 10306.8813 | 11157.5644 | 11238.4237 | 11474.5023 | 11494.5319 | 13223.1524 | 13573.9532 | 12642.5352 | 13512.5465 | 14814.1649 | 15966.6443 | 16025.1231 | 16436.647 | 16440.3619 | 18694.2735 | 18945.0241 | 17334.9599 | 18327.3777 | 19980.6929 | 21371.707
NSW1 | Behind the meter battery | 105.9474 | 129.7584 | 160.6557 | 198.4993 | 244.1302 | 294.4627 | 342.9722 | 380.5132 | 424.2251 | 476.8077 | 549.6379 | 603.5133 | 644.4395 | 671.0136 | 693.247 | 703.6734 | 712.0602 | 719.8045 | 732.7046 | 746.0059 | 757.7618 | 767.3056 | 777.3245 | 767.0598 | 757.9325 | 746.6542 | 737.5031 | 725.1994 | 712.2817
NSW1 | Behind the meter battery pump | 90.0072 | 110.2191 | 136.4393 | 168.5489 | 207.4514 | 250.266 | 291.4824 | 323.2254 | 360.3632 | 404.9301 | 466.6639 | 512.7177 | 547.4368 | 569.9907 | 588.6488 | 597.6346 | 604.674 | 611.8214 | 622.5776 | 634.0335 | 643.985 | 651.3859 | 660.2848 | 651.75 | 644.1858 | 634.4251 | 626.3734 | 615.6364 | 605.0031
Region | Technology | 2021-22 | 2022-23 | 2023-24 | 2024-25 | 2025-26 | 2026-27 | 2027-28 | 2028-29 | 2029-30 | 2030-31 | 2031-32 | 2032-33 | 2033-34 | 2034-35 | 2035-36 | 2036-37 | 2037-38 | 2038-39 | 2039-40 | 2040-41 | 2041-42 | 2042-43 | 2043-44 | 2044-45 | 2045-46 | 2046-47 | 2047-48 | 2048-49 | 2049-50
QLD1 | Distributed PV | 5599.1331 | 6419.2022 | 6849.2421 | 6976.7306 | 7521.3008 | 8418.7777 | 8849.2799 | 7761.558 | 8742.3147 | 9381.0994 | 10217.29 | 10464.7374 | 10402.3916 | 10912.844 | 12104.4336 | 12579.6083 | 10999.1279 | 12302.5311 | 13081.1652 | 14105.7025 | 14319.6371 | 14202.9929 | 14756.9594 | 16066.2499 | 16501.2635 | 14246.851 | 15883.2185 | 16841.0603 | 18093.3089
QLD1 | Behind the meter battery | 50.0114 | 61.5171 | 75.8663 | 94.0696 | 116.591 | 141.7824 | 165.2106 | 186.9183 | 211.1333 | 249.2238 | 305.8177 | 340.7102 | 375.3906 | 400.7088 | 421.6659 | 433.7423 | 444.194 | 453.6394 | 464.4238 | 478.9375 | 492.5953 | 504.5666 | 516.0603 | 510.9699 | 506.6583 | 501.1505 | 496.6629 | 488.6374 | 481.57
QLD1 | Behind the meter battery pump | 42.5061 | 52.2853 | 64.4828 | 79.8821 | 99.0938 | 120.4026 | 140.3409 | 158.8517 | 179.4304 | 211.6215 | 259.7776 | 289.5673 | 319.062 | 340.4985 | 358.3762 | 368.3635 | 377.2019 | 385.2411 | 394.5718 | 406.6355 | 418.6747 | 428.6586 | 438.6419 | 433.8609 | 430.5248 | 425.5909 | 421.6668 | 414.7915 | 409.1395
Region | Technology | 2021-22 | 2022-23 | 2023-24 | 2024-25 | 2025-26 | 2026-27 | 2027-28 | 2028-29 | 2029-30 | 2030-31 | 2031-32 | 2032-33 | 2033-34 | 2034-35 | 2035-36 | 2036-37 | 2037-38 | 2038-39 | 2039-40 | 2040-41 | 2041-42 | 2042-43 | 2043-44 | 2044-45 | 2045-46 | 2046-47 | 2047-48 | 2048-49 | 2049-50
VIC1 | Distributed PV | 4340.4611 | 4948.3455 | 6032.5825 | 6682.6204 | 7094.1359 | 8336.0077 | 9185.2389 | 9387.8939 | 10175.568 | 10822.1118 | 10650.8615 | 11521.6136 | 11532.8945 | 11240.915 | 12363.9281 | 12838.7273 | 12633.4748 | 13592.8763 | 14534.1199 | 14353.8401 | 15458.2942 | 15526.0291 | 15088.8859 | 16500.6469 | 16953.5734 | 16528.7702 | 17674.8385 | 18841.8109 | 18490.4588
VIC1 | Behind the meter battery | 59.7096 | 75.4292 | 92.1629 | 114.9632 | 144.1316 | 180.9664 | 226.0656 | 275.0229 | 327.3813 | 388.631 | 474.2354 | 532.4976 | 580.3924 | 612.6206 | 640.1593 | 653.9105 | 663.5348 | 674.3312 | 687.9243 | 703.5448 | 719.6677 | 733.3926 | 745.9929 | 737.4345 | 730.917 | 720.7772 | 715.3421 | 703.8518 | 691.6533
VIC1 | Behind the meter battery pump | 50.7487 | 64.0724 | 78.2811 | 97.6715 | 122.4763 | 153.7996 | 191.9736 | 233.6296 | 278.1367 | 330.1224 | 402.9521 | 452.1208 | 493.0893 | 520.246 | 543.7819 | 555.6862 | 563.6858 | 572.6792 | 584.2356 | 598.0026 | 611.0767 | 623.1964 | 633.9045 | 626.627 | 621.1881 | 612.5231 | 607.7602 | 597.8564 | 587.2292
Region | Technology | 2021-22 | 2022-23 | 2023-24 | 2024-25 | 2025-26 | 2026-27 | 2027-28 | 2028-29 | 2029-30 | 2030-31 | 2031-32 | 2032-33 | 2033-34 | 2034-35 | 2035-36 | 2036-37 | 2037-38 | 2038-39 | 2039-40 | 2040-41 | 2041-42 | 2042-43 | 2043-44 | 2044-45 | 2045-46 | 2046-47 | 2047-48 | 2048-49 | 2049-50
SA1 | Distributed PV | 2633.8628 | 2839.4658 | 3080.7142 | 3134.3479 | 3135.6143 | 3403.7903 | 3660.6797 | 3624.2978 | 3889.2756 | 4020.359 | 4100.6523 | 4303.1976 | 4273.7411 | 4176.9992 | 4477.1585 | 4754.2297 | 4640.4876 | 4935.9472 | 5081.0751 | 5170.7322 | 5403.3197 | 5345.3406 | 5186.331 | 5510.474 | 5790.1539 | 5600.6107 | 5957.6529 | 6151.747 | 6244.6572
SA1 | Behind the meter battery | 54.6558 | 72.862 | 75.647 | 78.4055 | 88.2173 | 105.825 | 122.1405 | 130.7539 | 141.3202 | 155.9863 | 181.019 | 193.1065 | 203.0632 | 209.1477 | 212.9135 | 213.3358 | 212.245 | 213.0384 | 213.0374 | 214.2679 | 216.0445 | 216.5182 | 217.7072 | 212.7278 | 208.9524 | 203.4348 | 200.7288 | 195.3883 | 190.2849
SA1 | Behind the meter battery pump | 46.4219 | 61.9061 | 64.2884 | 66.5711 | 74.9682 | 89.8957 | 103.7878 | 111.039 | 120.0835 | 132.5416 | 153.6951 | 164.0583 | 172.5291 | 177.5768 | 180.8713 | 181.333 | 180.3934 | 180.9303 | 180.9507 | 182.0889 | 183.5319 | 183.8799 | 184.8826 | 180.752 | 177.3684 | 172.8785 | 170.4634 | 166.0758 | 161.5696
Region | Technology | 2021-22 | 2022-23 | 2023-24 | 2024-25 | 2025-26 | 2026-27 | 2027-28 | 2028-29 | 2029-30 | 2030-31 | 2031-32 | 2032-33 | 2033-34 | 2034-35 | 2035-36 | 2036-37 | 2037-38 | 2038-39 | 2039-40 | 2040-41 | 2041-42 | 2042-43 | 2043-44 | 2044-45 | 2045-46 | 2046-47 | 2047-48 | 2048-49 | 2049-50
TAS1 | Distributed PV | 245.4797 | 273.2806 | 312.1541 | 341.7237 | 365.9722 | 425.333 | 451.7347 | 455.294 | 473.318 | 500.2016 | 511.9325 | 549.4438 | 571.4279 | 567.2893 | 633.1537 | 665.0178 | 679.5608 | 712.3141 | 755.8326 | 777.7193 | 825.6329 | 855.5778 | 841.9099 | 926.4983 | 955.8868 | 950.9415 | 981.1587 | 1031.7886 | 1042.1296
TAS1 | Behind the meter battery | 7.3488 | 8.4826 | 10.3253 | 12.5578 | 15.3304 | 18.8271 | 23.2065 | 26.3703 | 28.8295 | 32.0401 | 37.3819 | 40.5735 | 43.3214 | 45.0642 | 46.4164 | 46.9251 | 47.5075 | 47.9241 | 48.4046 | 49.0268 | 49.5677 | 50.0033 | 50.4378 | 49.3673 | 48.5363 | 47.5774 | 46.7762 | 45.629 | 44.5952
TAS1 | Behind the meter battery pump | 6.2433 | 7.2055 | 8.773 | 10.6667 | 13.0287 | 15.9925 | 19.7133 | 22.4055 | 24.4947 | 27.2144 | 31.745 | 34.4556 | 36.8121 | 38.294 | 39.4359 | 39.8695 | 40.3453 | 40.7062 | 41.1356 | 41.621 | 42.106 | 42.4675 | 42.8336 | 41.9353 | 41.2319 | 40.4082 | 39.76 | 38.7626 | 37.9043

## Marinus_Capacity
Installed capacity by technology (MW) - Marinus Link, Fast Change Scenario
Capacity calculated on 1 July. In early study years some wind and solar projects enter later in the financial year and are therefore reflected in the following financial year's capacity.
Explicitly modelled generation
Region | Technology | 2021-22 | 2022-23 | 2023-24 | 2024-25 | 2025-26 | 2026-27 | 2027-28 | 2028-29 | 2029-30 | 2030-31 | 2031-32 | 2032-33 | 2033-34 | 2034-35 | 2035-36 | 2036-37 | 2037-38 | 2038-39 | 2039-40 | 2040-41 | 2041-42 | 2042-43 | 2043-44 | 2044-45 | 2045-46 | 2046-47 | 2047-48 | 2048-49 | 2049-50
NEM | Black Coal | 18366 | 17891 | 16416 | 14112.0515 | 11923.9263 | 11518.8992 | 11196.6511 | 10496.6511 | 8676.5081 | 8646.5484 | 8646.5484 | 7381.7458 | 7381.7458 | 7381.7458 | 6829.8709 | 6395.3162 | 5246 | 5246 | 5246 | 5246 | 5246 | 3152 | 2787 | 2422 | 2057 | 1692 | 1692 | 1692 | 1692
NEM | Brown Coal | 4790 | 4790 | 4790 | 3565.3151 | 3565.3151 | 3340 | 3340 | 3340 | 3340 | 3340 | 3340 | 3340 | 3340 | 3340 | 3340 | 3340 | 3340 | 3340 | 3340 | 3340 | 3340 | 3340 | 3340 | 3340 | 3340 | 3340 | 2225 | 0 | 0
NEM | CCGT | 3054.9 | 3054.9 | 2874.9 | 2874.9 | 2874.9 | 2874.9 | 2874.9 | 2874.9 | 2874.9 | 2874.9 | 2874.9 | 2874.9 | 2874.9 | 2874.9 | 2874.9 | 2489.9 | 1960.9 | 1960.9 | 1817.5 | 1817.5 | 1817.5 | 1817.5 | 1377.5 | 1192.5 | 548 | 388 | 388 | 388 | 388
NEM | Gas - Steam | 1384 | 1384 | 1384 | 1384 | 1384 | 1384 | 1384 | 1384 | 1384 | 1384 | 1384 | 1384 | 1384 | 1384 | 584 | 584 | 584 | 584 | 84 | 84 | 84 | 84 | 84 | 84 | 84 | 0 | 0 | 0 | 0
NEM | OCGT / Diesel | 6863.14 | 6863.14 | 6863.14 | 6863.14 | 6863.14 | 6863.14 | 6863.14 | 6863.14 | 6863.14 | 6480.64 | 6480.64 | 6211.3 | 5749.3 | 5632.3 | 5502.3 | 5502.3 | 5502.3 | 5502.3 | 5431.4465 | 5311.4465 | 5313.5357 | 5249.509 | 5249.509 | 5851.2784 | 6342.151 | 7336.9183 | 6752.9183 | 7999.1054 | 7480.1054
NEM | Hydro | 7365.3 | 7365.3 | 7365.3 | 7365.3 | 7365.3 | 7365.3 | 7615.3 | 7615.3 | 7615.3 | 7615.3 | 7615.3 | 7615.3 | 7615.3 | 7615.3 | 7615.3 | 7615.3 | 7528.9 | 7528.9 | 7528.9 | 7528.9 | 7528.9 | 7462.9 | 7462.9 | 7462.9 | 7462.9 | 7462.9 | 7462.9 | 7462.9 | 7462.9
NEM | Wind | 9552.838 | 11997.4522 | 12899.8138 | 13815.639 | 14707.5059 | 14954.1948 | 15765.6828 | 16642.2054 | 21238.164 | 21267.0901 | 21408.7459 | 24410.3438 | 24635.7467 | 25283.9692 | 25600.9222 | 26956.3131 | 30757.4859 | 31101.5261 | 31313.2699 | 30773.2053 | 32423.1998 | 34337.905 | 34525.4687 | 33898.5316 | 34169.2904 | 36503.4644 | 38791.1323 | 39966.4712 | 41891.1654
NEM | Solar PV | 5599.971 | 6959.156 | 6959.156 | 6959.156 | 7095.6312 | 7927.5819 | 8798.3204 | 9735.8497 | 12235.5361 | 12235.5361 | 12235.5361 | 12235.5361 | 12235.5361 | 12235.5361 | 12235.5361 | 12114.5361 | 13913.07 | 14211.6648 | 15069.9888 | 16751.0639 | 17427.109 | 22505.7984 | 22156.8729 | 21738.2529 | 21642.9419 | 24689.0227 | 25146.2677 | 26594.1045 | 26214.4883
NEM | Grid Battery | 260.33 | 600.33 | 600.33 | 600.33 | 600.33 | 600.33 | 600.33 | 600.33 | 600.3306 | 570.3306 | 570.3306 | 570.3306 | 565.8377 | 540.8377 | 540.8377 | 540.8377 | 2409.9187 | 2409.9187 | 3128.5992 | 3108.5992 | 4581.0101 | 4281.0101 | 4281.0101 | 4281.0101 | 4281.0101 | 5385.9117 | 5385.9117 | 5385.9117 | 5385.911
NEM | Pumped Hydro | 810 | 810 | 810 | 810 | 2850 | 2850 | 2850 | 2850 | 4849.9994 | 4849.9994 | 4849.9994 | 4850 | 4850.0121 | 4849.9994 | 4849.9994 | 4849.9966 | 5186.1033 | 5186.1087 | 5186.0983 | 5186.1309 | 5348.0929 | 6464.2889 | 6464.3082 | 6514.8344 | 6514.8302 | 6880.2145 | 6880.2222 | 7580.8436 | 8846.1231
NEM | VPP | 65.02 | 105.224 | 157.141 | 231.201 | 336.613 | 482.415 | 666.08 | 887.395 | 1169.717 | 1451.489 | 1835.496 | 2195.823 | 2552.027 | 2864.533 | 3151.863 | 3412.5539 | 3667.47 | 3928.217 | 4202.2191 | 4515.6949 | 4833.8079 | 5159.912 | 5494.065 | 5756.5981 | 6027.8209 | 6305.778 | 6596.7571 | 6891.1521 | 7188.889
Total excluding storage |  | 56976.149 | 60304.9481 | 59552.3098 | 56939.5015 | 55779.7185 | 56228.0158 | 57837.9943 | 58952.0462 | 64227.5481 | 63844.0146 | 63985.6704 | 65453.1257 | 65216.5285 | 65747.7511 | 64582.8292 | 64997.6653 | 68832.6559 | 69475.2909 | 69831.1052 | 70852.1157 | 73180.2445 | 77949.6124 | 76983.2506 | 75989.463 | 75646.2834 | 81412.3054 | 82458.2184 | 84102.5811 | 85128.6591
Region | Technology | 2021-22 | 2022-23 | 2023-24 | 2024-25 | 2025-26 | 2026-27 | 2027-28 | 2028-29 | 2029-30 | 2030-31 | 2031-32 | 2032-33 | 2033-34 | 2034-35 | 2035-36 | 2036-37 | 2037-38 | 2038-39 | 2039-40 | 2040-41 | 2041-42 | 2042-43 | 2043-44 | 2044-45 | 2045-46 | 2046-47 | 2047-48 | 2048-49 | 2049-50
NSW1 | Black Coal | 10240 | 9765 | 8290 | 7716.5932 | 5528.468 | 5339.0283 | 5016.7802 | 5016.7802 | 3196.6371 | 3166.6775 | 3166.6775 | 1901.8748 | 1901.8748 | 1901.8748 | 1350 | 1350 | 1350 | 1350 | 1350 | 1350 | 1350 | 0 | 0 | 0 | 0 | 0 | 0 | 0 | 0
NSW1 | Brown Coal | 0 | 0 | 0 | 0 | 0 | 0 | 0 | 0 | 0 | 0 | 0 | 0 | 0 | 0 | 0 | 0 | 0 | 0 | 0 | 0 | 0 | 0 | 0 | 0 | 0 | 0 | 0 | 0 | 0
NSW1 | CCGT | 625 | 625 | 625 | 625 | 625 | 625 | 625 | 625 | 625 | 625 | 625 | 625 | 625 | 625 | 625 | 625 | 625 | 625 | 625 | 625 | 625 | 625 | 185 | 0 | 0 | 0 | 0 | 0 | 0
NSW1 | Gas - Steam | 0 | 0 | 0 | 0 | 0 | 0 | 0 | 0 | 0 | 0 | 0 | 0 | 0 | 0 | 0 | 0 | 0 | 0 | 0 | 0 | 0 | 0 | 0 | 0 | 0 | 0 | 0 | 0 | 0
NSW1 | OCGT / Diesel | 1438 | 1438 | 1438 | 1438 | 1438 | 1438 | 1438 | 1438 | 1438 | 1438 | 1438 | 1438 | 1438 | 1438 | 1388 | 1388 | 1388 | 1388 | 1388 | 1388 | 1390.0892 | 1390.0892 | 1390.0892 | 1954.0491 | 1954.0491 | 1954.0491 | 1954.0491 | 2736.4054 | 2736.4054
NSW1 | Hydro | 2585 | 2585 | 2585 | 2585 | 2585 | 2585 | 2585 | 2585 | 2585 | 2585 | 2585 | 2585 | 2585 | 2585 | 2585 | 2585 | 2585 | 2585 | 2585 | 2585 | 2585 | 2585 | 2585 | 2585 | 2585 | 2585 | 2585 | 2585 | 2585
NSW1 | Wind | 2220.73 | 2981.1842 | 3741.89 | 4516.0591 | 5166.8623 | 5276.3958 | 5353.7622 | 5375.8558 | 9139.6868 | 9139.6868 | 9139.6868 | 9139.6868 | 9139.6868 | 9613.8538 | 10010.2695 | 10212.9557 | 10042.9557 | 10354.8672 | 10938.0399 | 10577.5399 | 11992.95 | 11992.95 | 11697.97 | 11697.97 | 11925.7175 | 11698.9175 | 12706.4603 | 12706.4603 | 12593.2703
NSW1 | Solar PV | 2130.363 | 2600.363 | 2600.363 | 2600.363 | 2736.8382 | 3568.7889 | 4439.5274 | 5377.0567 | 7876.7431 | 7876.7431 | 7876.7431 | 7876.7431 | 7876.7431 | 7876.7431 | 7876.7431 | 7876.7431 | 8216.0015 | 8514.5963 | 9175.2667 | 9178.4139 | 9178.4139 | 11590.4023 | 11517.4023 | 11517.4023 | 11517.4023 | 12598.364 | 12920.4123 | 13863.9468 | 13980.4846
NSW1 | Grid Battery | 0 | 0 | 0 | 0 | 0 | 0 | 0 | 0 | 0.00062303 | 0.00062303 | 0.00062303 | 0.00062303 | 0.00062303 | 0.00062303 | 0.00062303 | 0.00062303 | 96.4986 | 96.4986 | 488.2737 | 488.2737 | 1335.5423 | 1335.5423 | 1335.5423 | 1335.5423 | 1335.5423 | 1335.5423 | 1335.5423 | 1335.5424 | 1335.5417
NSW1 | Pumped Hydro | 240 | 240 | 240 | 240 | 2280 | 2280 | 2280 | 2280 | 4279.9994 | 4279.9994 | 4279.9994 | 4280 | 4280.0121 | 4279.9994 | 4279.9994 | 4279.9966 | 4280.0044 | 4280.0098 | 4279.9994 | 4280.032 | 4279.9994 | 4279.9745 | 4279.9938 | 4279.9996 | 4279.9954 | 4279.9917 | 4279.9994 | 4279.9994 | 4279.9994
NSW1 | VPP | 25.016 | 39.704 | 61.198 | 92.082 | 134.956 | 191.79 | 261.384 | 342.741 | 447.929 | 547.618 | 676.48 | 801.421 | 918.483 | 1016.733 | 1105.926 | 1189.857 | 1273.44 | 1359.675 | 1451.886 | 1556.0349 | 1661.178 | 1769.148 | 1880.165 | 1968.649 | 2059.991 | 2153.575 | 2251.006 | 2349.97 | 2450.606
Total excluding storage |  | 19239.093 | 19994.5472 | 19280.253 | 19481.0153 | 18080.1685 | 18832.2129 | 19458.0698 | 20417.6927 | 24861.0671 | 24831.1074 | 24831.1074 | 23566.3048 | 23566.3048 | 24040.4717 | 23835.0126 | 24037.6988 | 24206.9572 | 24817.4635 | 26061.3066 | 25703.9538 | 27121.4531 | 28183.4415 | 27375.4615 | 27754.4214 | 27982.169 | 28836.3306 | 30165.9216 | 31891.8124 | 31895.1602
Region | Technology | 2021-22 | 2022-23 | 2023-24 | 2024-25 | 2025-26 | 2026-27 | 2027-28 | 2028-29 | 2029-30 | 2030-31 | 2031-32 | 2032-33 | 2033-34 | 2034-35 | 2035-36 | 2036-37 | 2037-38 | 2038-39 | 2039-40 | 2040-41 | 2041-42 | 2042-43 | 2043-44 | 2044-45 | 2045-46 | 2046-47 | 2047-48 | 2048-49 | 2049-50
QLD1 | Black Coal | 8126 | 8126 | 8126 | 6395.4583 | 6395.4583 | 6179.8709 | 6179.8709 | 5479.8709 | 5479.8709 | 5479.8709 | 5479.8709 | 5479.8709 | 5479.8709 | 5479.8709 | 5479.8709 | 5045.3162 | 3896 | 3896 | 3896 | 3896 | 3896 | 3152 | 2787 | 2422 | 2057 | 1692 | 1692 | 1692 | 1692
QLD1 | Brown Coal | 0 | 0 | 0 | 0 | 0 | 0 | 0 | 0 | 0 | 0 | 0 | 0 | 0 | 0 | 0 | 0 | 0 | 0 | 0 | 0 | 0 | 0 | 0 | 0 | 0 | 0 | 0 | 0 | 0
QLD1 | CCGT | 1512.9 | 1512.9 | 1512.9 | 1512.9 | 1512.9 | 1512.9 | 1512.9 | 1512.9 | 1512.9 | 1512.9 | 1512.9 | 1512.9 | 1512.9 | 1512.9 | 1512.9 | 1127.9 | 1127.9 | 1127.9 | 984.5 | 984.5 | 984.5 | 984.5 | 984.5 | 984.5 | 340 | 180 | 180 | 180 | 180
QLD1 | Gas - Steam | 84 | 84 | 84 | 84 | 84 | 84 | 84 | 84 | 84 | 84 | 84 | 84 | 84 | 84 | 84 | 84 | 84 | 84 | 84 | 84 | 84 | 84 | 84 | 84 | 84 | 0 | 0 | 0 | 0
QLD1 | OCGT / Diesel | 1910 | 1910 | 1910 | 1910 | 1910 | 1910 | 1910 | 1910 | 1910 | 1910 | 1910 | 1910 | 1618 | 1501 | 1501 | 1501 | 1501 | 1501 | 1870.1465 | 1870.1465 | 1870.1465 | 1900.1199 | 1900.1199 | 1768.1199 | 2258.9925 | 3253.7598 | 3253.7598 | 3412.1877 | 2893.1877
QLD1 | Hydro | 152.4 | 152.4 | 152.4 | 152.4 | 152.4 | 152.4 | 152.4 | 152.4 | 152.4 | 152.4 | 152.4 | 152.4 | 152.4 | 152.4 | 152.4 | 152.4 | 66 | 66 | 66 | 66 | 66 | 0 | 0 | 0 | 0 | 0 | 0 | 0 | 0
QLD1 | Wind | 1276.608 | 1776.608 | 1776.608 | 1776.608 | 1876.608 | 1876.608 | 2506.574 | 3223.8476 | 4009.5696 | 4009.5696 | 4009.5696 | 4842.5732 | 5076.608 | 5076.608 | 5076.608 | 5616.0295 | 6938.245 | 6938.245 | 6938.245 | 6938.245 | 7172.8294 | 8911.8767 | 8731.3587 | 8564.8217 | 9424.4802 | 9933.5887 | 9933.5887 | 9933.5887 | 11799.1629
QLD1 | Solar PV | 2017.635 | 2827.62 | 2827.62 | 2827.62 | 2827.62 | 2827.62 | 2827.62 | 2827.62 | 2827.62 | 2827.62 | 2827.62 | 2827.62 | 2827.62 | 2827.62 | 2827.62 | 2706.62 | 4165.8955 | 4165.8955 | 4165.8955 | 4691.8705 | 5272.978 | 7558.2049 | 7391.2049 | 7190.1049 | 7125.8969 | 8995.8079 | 8885.4078 | 8354.5078 | 8363.8038
QLD1 | Grid Battery | 0 | 20 | 20 | 20 | 20 | 20 | 20 | 20 | 20 | 20 | 20 | 20 | 70.8371 | 70.8371 | 70.8371 | 70.8371 | 1822.2994 | 1822.2994 | 1822.2994 | 1802.2994 | 1802.2994 | 1802.2994 | 1802.2994 | 1802.2994 | 1802.2994 | 2907.201 | 2907.201 | 2907.201 | 2907.201
QLD1 | Pumped Hydro | 570 | 570 | 570 | 570 | 570 | 570 | 570 | 570 | 570 | 570 | 570 | 570 | 570 | 570 | 570 | 570 | 906.0989 | 906.0989 | 906.0989 | 906.0989 | 923.1116 | 2039.3325 | 2039.3325 | 2039.3325 | 2039.3325 | 2404.7205 | 2404.7205 | 2404.7205 | 3670
QLD1 | VPP | 11.842 | 19.005 | 29.354 | 44.463 | 65.595 | 93.907 | 128.112 | 170.331 | 224.366 | 284.64 | 369.218 | 447.067 | 529.742 | 601.988 | 668.155 | 728.965 | 789.088 | 851.264 | 916.154 | 989.029 | 1064.05 | 1141.22 | 1220.459 | 1281.193 | 1344.01 | 1408.583 | 1475.9081 | 1544.303 | 1614.3
Total excluding storage |  | 15079.543 | 16389.528 | 16389.528 | 14658.9864 | 14758.9864 | 14543.399 | 15173.3649 | 15190.6385 | 15976.3606 | 15976.3606 | 15976.3606 | 16809.3642 | 16751.3989 | 16634.3989 | 16634.3989 | 16233.2657 | 17779.0405 | 17779.0405 | 18004.7871 | 18530.7621 | 19346.454 | 22590.7015 | 21878.1834 | 21013.5464 | 21290.3695 | 24055.1563 | 23944.7563 | 23572.2842 | 24928.1544
Region | Technology | 2021-22 | 2022-23 | 2023-24 | 2024-25 | 2025-26 | 2026-27 | 2027-28 | 2028-29 | 2029-30 | 2030-31 | 2031-32 | 2032-33 | 2033-34 | 2034-35 | 2035-36 | 2036-37 | 2037-38 | 2038-39 | 2039-40 | 2040-41 | 2041-42 | 2042-43 | 2043-44 | 2044-45 | 2045-46 | 2046-47 | 2047-48 | 2048-49 | 2049-50
VIC1 | Black Coal | 0 | 0 | 0 | 0 | 0 | 0 | 0 | 0 | 0 | 0 | 0 | 0 | 0 | 0 | 0 | 0 | 0 | 0 | 0 | 0 | 0 | 0 | 0 | 0 | 0 | 0 | 0 | 0 | 0
VIC1 | Brown Coal | 4790 | 4790 | 4790 | 3565.3151 | 3565.3151 | 3340 | 3340 | 3340 | 3340 | 3340 | 3340 | 3340 | 3340 | 3340 | 3340 | 3340 | 3340 | 3340 | 3340 | 3340 | 3340 | 3340 | 3340 | 3340 | 3340 | 3340 | 2225 | 0 | 0
VIC1 | CCGT | 0 | 0 | 0 | 0 | 0 | 0 | 0 | 0 | 0 | 0 | 0 | 0 | 0 | 0 | 0 | 0 | 0 | 0 | 0 | 0 | 0 | 0 | 0 | 0 | 0 | 0 | 0 | 0 | 0
VIC1 | Gas - Steam | 500 | 500 | 500 | 500 | 500 | 500 | 500 | 500 | 500 | 500 | 500 | 500 | 500 | 500 | 500 | 500 | 500 | 500 | 0 | 0 | 0 | 0 | 0 | 0 | 0 | 0 | 0 | 0 | 0
VIC1 | OCGT / Diesel | 1900 | 1900 | 1900 | 1900 | 1900 | 1900 | 1900 | 1900 | 1900 | 1900 | 1900 | 1900 | 1730 | 1730 | 1730 | 1730 | 1730 | 1730 | 1290 | 1290 | 1290 | 1196 | 1196 | 1196 | 1196 | 1196 | 612 | 917.4029 | 917.4029
VIC1 | Hydro | 2219 | 2219 | 2219 | 2219 | 2219 | 2219 | 2219 | 2219 | 2219 | 2219 | 2219 | 2219 | 2219 | 2219 | 2219 | 2219 | 2219 | 2219 | 2219 | 2219 | 2219 | 2219 | 2219 | 2219 | 2219 | 2219 | 2219 | 2219 | 2219
VIC1 | Wind | 3434.44 | 4322.2 | 4322.2 | 4322.2 | 4322.2 | 4322.2 | 4322.2 | 4322.2 | 4322.2 | 4322.2 | 4322.2 | 5022.2 | 4969.7 | 5001.1879 | 5001.1879 | 5362.1155 | 7173.9175 | 6753.9175 | 6561.9175 | 6273.6175 | 6273.6175 | 6449.2754 | 7326.1971 | 7014.1971 | 6430.8488 | 8268.5582 | 9458.5843 | 10051.7899 | 10224.1
VIC1 | Solar PV | 1098.973 | 1098.973 | 1098.973 | 1098.973 | 1098.973 | 1098.973 | 1098.973 | 1098.973 | 1098.973 | 1098.973 | 1098.973 | 1098.973 | 1098.973 | 1098.973 | 1098.973 | 1098.973 | 1098.973 | 1098.973 | 1098.9732 | 1951.0658 | 1951.0658 | 1951.0658 | 1951.0658 | 1843.5458 | 1812.4428 | 1907.651 | 2153.2477 | 3188.45 | 2791
VIC1 | Grid Battery | 55.33 | 375.33 | 375.33 | 375.33 | 375.33 | 375.33 | 375.33 | 375.33 | 375.33 | 375.33 | 375.33 | 375.33 | 320 | 320 | 320 | 320 | 320 | 320 | 320.0002 | 320.0002 | 430.6572 | 130.6572 | 130.6572 | 130.6572 | 130.6572 | 130.6572 | 130.6572 | 130.6572 | 130.6572
VIC1 | Pumped Hydro | 0 | 0 | 0 | 0 | 0 | 0 | 0 | 0 | 0 | 0 | 0 | 0 | 0 | 0 | 0 | 0 | 0 | 0 | 0 | 0 | 144.9819 | 144.9819 | 144.9819 | 195.5023 | 195.5023 | 195.5023 | 195.5023 | 896.1237 | 896.1237
VIC1 | VPP | 13.892 | 22.65 | 34.592 | 52.632 | 78.731 | 115.963 | 167.268 | 235.191 | 322.486 | 409.786 | 530.108 | 643.839 | 758.354 | 865.122 | 966.228 | 1055.392 | 1140.014 | 1225.155 | 1313.72 | 1416.74 | 1521.0869 | 1627.899 | 1737.254 | 1823.498 | 1912.764 | 2004.2939 | 2101.071 | 2199.016 | 2296.78
Total excluding storage |  | 13942.413 | 14830.173 | 14830.173 | 13605.488 | 13605.488 | 13380.173 | 13380.173 | 13380.173 | 13380.173 | 13380.173 | 13380.173 | 14080.173 | 13857.673 | 13889.1608 | 13889.1608 | 14250.0885 | 16061.8905 | 15641.8905 | 14509.8906 | 15073.6833 | 15073.6833 | 15155.3412 | 16032.2629 | 15612.7429 | 14998.2917 | 16931.2092 | 16667.832 | 16376.6428 | 16151.5029
Region | Technology | 2021-22 | 2022-23 | 2023-24 | 2024-25 | 2025-26 | 2026-27 | 2027-28 | 2028-29 | 2029-30 | 2030-31 | 2031-32 | 2032-33 | 2033-34 | 2034-35 | 2035-36 | 2036-37 | 2037-38 | 2038-39 | 2039-40 | 2040-41 | 2041-42 | 2042-43 | 2043-44 | 2044-45 | 2045-46 | 2046-47 | 2047-48 | 2048-49 | 2049-50
SA1 | Black Coal | 0 | 0 | 0 | 0 | 0 | 0 | 0 | 0 | 0 | 0 | 0 | 0 | 0 | 0 | 0 | 0 | 0 | 0 | 0 | 0 | 0 | 0 | 0 | 0 | 0 | 0 | 0 | 0 | 0
SA1 | Brown Coal | 0 | 0 | 0 | 0 | 0 | 0 | 0 | 0 | 0 | 0 | 0 | 0 | 0 | 0 | 0 | 0 | 0 | 0 | 0 | 0 | 0 | 0 | 0 | 0 | 0 | 0 | 0 | 0 | 0
SA1 | CCGT | 709 | 709 | 529 | 529 | 529 | 529 | 529 | 529 | 529 | 529 | 529 | 529 | 529 | 529 | 529 | 529 | 0 | 0 | 0 | 0 | 0 | 0 | 0 | 0 | 0 | 0 | 0 | 0 | 0
SA1 | Gas - Steam | 800 | 800 | 800 | 800 | 800 | 800 | 800 | 800 | 800 | 800 | 800 | 800 | 800 | 800 | 0 | 0 | 0 | 0 | 0 | 0 | 0 | 0 | 0 | 0 | 0 | 0 | 0 | 0 | 0
SA1 | OCGT / Diesel | 1437.14 | 1437.14 | 1437.14 | 1437.14 | 1437.14 | 1437.14 | 1437.14 | 1437.14 | 1437.14 | 1054.64 | 1054.64 | 785.3 | 785.3 | 785.3 | 705.3 | 705.3 | 705.3 | 705.3 | 705.3 | 705.3 | 705.3 | 705.3 | 705.3 | 875.1094 | 875.1094 | 875.1094 | 875.1094 | 875.1094 | 875.1094
SA1 | Hydro | 0 | 0 | 0 | 0 | 0 | 0 | 0 | 0 | 0 | 0 | 0 | 0 | 0 | 0 | 0 | 0 | 0 | 0 | 0 | 0 | 0 | 0 | 0 | 0 | 0 | 0 | 0 | 0 | 0
SA1 | Wind | 2053.31 | 2349.71 | 2349.71 | 2349.71 | 2349.71 | 2349.71 | 2316.71 | 2316.71 | 2225.96 | 2113.96 | 2113.96 | 3439.9867 | 3341.2867 | 3341.2867 | 3119.3867 | 3234.5866 | 3934.5864 | 4249.5597 | 3922.8597 | 3883.8597 | 3883.8597 | 3883.8597 | 3669.9997 | 3669.9997 | 3436.7007 | 3650.8567 | 3740.9558 | 4323.089 | 4323.089
SA1 | Solar PV | 353 | 432.2 | 432.2 | 432.2 | 432.2 | 432.2 | 432.2 | 432.2 | 432.2 | 432.2 | 432.2 | 432.2 | 432.2 | 432.2 | 432.2 | 432.2 | 432.2 | 432.2 | 629.8534 | 929.7135 | 1024.6512 | 1406.1253 | 1297.1999 | 1187.1999 | 1187.1999 | 1187.1999 | 1187.1999 | 1187.1999 | 1079.1999
SA1 | Grid Battery | 205 | 205 | 205 | 205 | 205 | 205 | 205 | 205 | 205 | 175 | 175 | 175 | 175 | 150 | 150 | 150 | 171.1207 | 171.1207 | 498.026 | 498.026 | 1012.5112 | 1012.5112 | 1012.5112 | 1012.5112 | 1012.5112 | 1012.5112 | 1012.5112 | 1012.5112 | 1012.5112
SA1 | Pumped Hydro | 0 | 0 | 0 | 0 | 0 | 0 | 0 | 0 | 0 | 0 | 0 | 0 | 0 | 0 | 0 | 0 | 0 | 0 | 0 | 0 | 0 | 0 | 0 | 0 | 0 | 0 | 0 | 0 | 0
SA1 | VPP | 12.522 | 21.239 | 28.025 | 36.145 | 48.789 | 68.467 | 91.85 | 115.945 | 145.233 | 173.41 | 214.67 | 250.17 | 284.161 | 312.41 | 337.171 | 358.637 | 379.964 | 401.782 | 424.491 | 451.548 | 478.704 | 506.287 | 534.135 | 556.103 | 578.673 | 601.612 | 625.538 | 649.096 | 672.855
Total excluding storage |  | 5352.45 | 5728.05 | 5548.05 | 5548.05 | 5548.05 | 5548.05 | 5515.05 | 5515.05 | 5424.3 | 4929.8 | 4929.8 | 5986.4866 | 5887.7866 | 5887.7866 | 4785.8866 | 4901.0866 | 5072.0864 | 5387.0597 | 5258.0131 | 5518.8733 | 5613.8109 | 5995.2851 | 5672.4996 | 5732.3091 | 5499.01 | 5713.1661 | 5803.2652 | 6385.3984 | 6277.3984
Region | Technology | 2021-22 | 2022-23 | 2023-24 | 2024-25 | 2025-26 | 2026-27 | 2027-28 | 2028-29 | 2029-30 | 2030-31 | 2031-32 | 2032-33 | 2033-34 | 2034-35 | 2035-36 | 2036-37 | 2037-38 | 2038-39 | 2039-40 | 2040-41 | 2041-42 | 2042-43 | 2043-44 | 2044-45 | 2045-46 | 2046-47 | 2047-48 | 2048-49 | 2049-50
TAS1 | Black Coal | 0 | 0 | 0 | 0 | 0 | 0 | 0 | 0 | 0 | 0 | 0 | 0 | 0 | 0 | 0 | 0 | 0 | 0 | 0 | 0 | 0 | 0 | 0 | 0 | 0 | 0 | 0 | 0 | 0
TAS1 | Brown Coal | 0 | 0 | 0 | 0 | 0 | 0 | 0 | 0 | 0 | 0 | 0 | 0 | 0 | 0 | 0 | 0 | 0 | 0 | 0 | 0 | 0 | 0 | 0 | 0 | 0 | 0 | 0 | 0 | 0
TAS1 | CCGT | 208 | 208 | 208 | 208 | 208 | 208 | 208 | 208 | 208 | 208 | 208 | 208 | 208 | 208 | 208 | 208 | 208 | 208 | 208 | 208 | 208 | 208 | 208 | 208 | 208 | 208 | 208 | 208 | 208
TAS1 | Gas - Steam | 0 | 0 | 0 | 0 | 0 | 0 | 0 | 0 | 0 | 0 | 0 | 0 | 0 | 0 | 0 | 0 | 0 | 0 | 0 | 0 | 0 | 0 | 0 | 0 | 0 | 0 | 0 | 0 | 0
TAS1 | OCGT / Diesel | 178 | 178 | 178 | 178 | 178 | 178 | 178 | 178 | 178 | 178 | 178 | 178 | 178 | 178 | 178 | 178 | 178 | 178 | 178 | 58 | 58 | 58 | 58 | 58 | 58 | 58 | 58 | 58 | 58
TAS1 | Hydro | 2408.9 | 2408.9 | 2408.9 | 2408.9 | 2408.9 | 2408.9 | 2658.9 | 2658.9 | 2658.9 | 2658.9 | 2658.9 | 2658.9 | 2658.9 | 2658.9 | 2658.9 | 2658.9 | 2658.9 | 2658.9 | 2658.9 | 2658.9 | 2658.9 | 2658.9 | 2658.9 | 2658.9 | 2658.9 | 2658.9 | 2658.9 | 2658.9 | 2658.9
TAS1 | Wind | 567.75 | 567.75 | 709.4058 | 851.0618 | 992.1256 | 1129.281 | 1266.4367 | 1403.5921 | 1540.7475 | 1681.6736 | 1823.3294 | 1965.8972 | 2108.4652 | 2251.033 | 2393.4702 | 2530.6258 | 2667.7813 | 2804.9367 | 2952.2078 | 3099.9432 | 3099.9432 | 3099.9432 | 3099.9432 | 2951.5432 | 2951.5432 | 2951.5432 | 2951.5432 | 2951.5432 | 2951.5432
TAS1 | Solar PV | 0 | 0 | 0 | 0 | 0 | 0 | 0 | 0 | 0 | 0 | 0 | 0 | 0 | 0 | 0 | 0 | 0 | 0 | 0 | 0 | 0 | 0 | 0 | 0 | 0 | 0 | 0 | 0 | 0
TAS1 | Grid Battery | 0 | 0 | 0 | 0 | 0 | 0 | 0 | 0 | 0 | 0 | 0 | 0 | 0 | 0 | 0 | 0 | 0 | 0 | 0 | 0 | 0 | 0 | 0 | 0 | 0 | 0 | 0 | 0 | 0
TAS1 | Pumped Hydro | 0 | 0 | 0 | 0 | 0 | 0 | 0 | 0 | 0 | 0 | 0 | 0 | 0 | 0 | 0 | 0 | 0 | 0 | 0 | 0 | 0 | 0 | 0 | 0 | 0 | 0 | 0 | 0 | 0
TAS1 | VPP | 1.748 | 2.626 | 3.972 | 5.879 | 8.542 | 12.288 | 17.466 | 23.187 | 29.703 | 36.035 | 45.02 | 53.326 | 61.287 | 68.28 | 74.383 | 79.703 | 84.964 | 90.341 | 95.968 | 102.343 | 108.789 | 115.358 | 122.052 | 127.155 | 132.383 | 137.714 | 143.234 | 148.767 | 154.348
Total excluding storage |  | 3362.65 | 3362.65 | 3504.3058 | 3645.9618 | 3787.0256 | 3924.181 | 4311.3366 | 4448.492 | 4585.6475 | 4726.5736 | 4868.2294 | 5010.7972 | 5153.3652 | 5295.9329 | 5438.3702 | 5575.5258 | 5712.6812 | 5849.8367 | 5997.1078 | 6024.8432 | 6024.8432 | 6024.8432 | 6024.8432 | 5876.4432 | 5876.4432 | 5876.4432 | 5876.4432 | 5876.4432 | 5876.4432
Explicitly modelled pumping
Region | Technology | 2021-22 | 2022-23 | 2023-24 | 2024-25 | 2025-26 | 2026-27 | 2027-28 | 2028-29 | 2029-30 | 2030-31 | 2031-32 | 2032-33 | 2033-34 | 2034-35 | 2035-36 | 2036-37 | 2037-38 | 2038-39 | 2039-40 | 2040-41 | 2041-42 | 2042-43 | 2043-44 | 2044-45 | 2045-46 | 2046-47 | 2047-48 | 2048-49 | 2049-50
NEM | Grid Battery pump | 260.33 | 600.33 | 600.33 | 600.33 | 600.33 | 600.33 | 600.33 | 600.33 | 600.3306 | 570.3306 | 570.3306 | 570.3306 | 565.8377 | 540.8377 | 540.8377 | 540.8377 | 2409.9187 | 2409.9187 | 3128.5992 | 3108.5992 | 4581.0101 | 4281.0101 | 4281.0101 | 4281.0101 | 4281.0101 | 5385.9117 | 5385.9117 | 5385.9117 | 5385.911
NEM | Pumped Hydro Pump | 1330 | 1330 | 1330 | 1330 | 3370 | 3370 | 3370 | 3370 | 5369.9994 | 5369.9994 | 5369.9994 | 5370 | 5370.0121 | 5369.9994 | 5369.9994 | 5369.9966 | 5706.1033 | 5706.1087 | 5706.0983 | 5706.1309 | 5868.0929 | 6984.2889 | 6984.3082 | 7034.8344 | 7034.8302 | 7400.2145 | 7400.2222 | 8100.8436 | 9366.1231
NEM | VPP pump | 65.02 | 105.224 | 157.141 | 231.201 | 336.613 | 482.415 | 666.08 | 887.395 | 1169.717 | 1451.489 | 1835.496 | 2195.823 | 2552.027 | 2864.533 | 3151.863 | 3412.5539 | 3667.47 | 3928.217 | 4202.2191 | 4515.6949 | 4833.8079 | 5159.912 | 5494.065 | 5756.5981 | 6027.8209 | 6305.778 | 6596.7571 | 6891.1521 | 7188.889
Region | Technology | 2021-22 | 2022-23 | 2023-24 | 2024-25 | 2025-26 | 2026-27 | 2027-28 | 2028-29 | 2029-30 | 2030-31 | 2031-32 | 2032-33 | 2033-34 | 2034-35 | 2035-36 | 2036-37 | 2037-38 | 2038-39 | 2039-40 | 2040-41 | 2041-42 | 2042-43 | 2043-44 | 2044-45 | 2045-46 | 2046-47 | 2047-48 | 2048-49 | 2049-50
NSW1 | Grid Battery pump | 0 | 0 | 0 | 0 | 0 | 0 | 0 | 0 | 0.00062303 | 0.00062303 | 0.00062303 | 0.00062303 | 0.00062303 | 0.00062303 | 0.00062303 | 0.00062303 | 96.4986 | 96.4986 | 488.2737 | 488.2737 | 1335.5423 | 1335.5423 | 1335.5423 | 1335.5423 | 1335.5423 | 1335.5423 | 1335.5423 | 1335.5424 | 1335.5417
NSW1 | Pumped Hydro Pump | 840 | 840 | 840 | 840 | 2880 | 2880 | 2880 | 2880 | 4879.9994 | 4879.9994 | 4879.9994 | 4880 | 4880.0121 | 4879.9994 | 4879.9994 | 4879.9966 | 4880.0044 | 4880.0098 | 4879.9994 | 4880.032 | 4879.9994 | 4879.9745 | 4879.9938 | 4879.9996 | 4879.9954 | 4879.9917 | 4879.9994 | 4879.9994 | 4879.9994
NSW1 | VPP pump | 25.016 | 39.704 | 61.198 | 92.082 | 134.956 | 191.79 | 261.384 | 342.741 | 447.929 | 547.618 | 676.48 | 801.421 | 918.483 | 1016.733 | 1105.926 | 1189.857 | 1273.44 | 1359.675 | 1451.886 | 1556.0349 | 1661.178 | 1769.148 | 1880.165 | 1968.649 | 2059.991 | 2153.575 | 2251.006 | 2349.97 | 2450.606
Region | Technology | 2021-22 | 2022-23 | 2023-24 | 2024-25 | 2025-26 | 2026-27 | 2027-28 | 2028-29 | 2029-30 | 2030-31 | 2031-32 | 2032-33 | 2033-34 | 2034-35 | 2035-36 | 2036-37 | 2037-38 | 2038-39 | 2039-40 | 2040-41 | 2041-42 | 2042-43 | 2043-44 | 2044-45 | 2045-46 | 2046-47 | 2047-48 | 2048-49 | 2049-50
QLD1 | Grid Battery pump | 0 | 20 | 20 | 20 | 20 | 20 | 20 | 20 | 20 | 20 | 20 | 20 | 70.8371 | 70.8371 | 70.8371 | 70.8371 | 1822.2994 | 1822.2994 | 1822.2994 | 1802.2994 | 1802.2994 | 1802.2994 | 1802.2994 | 1802.2994 | 1802.2994 | 2907.201 | 2907.201 | 2907.201 | 2907.201
QLD1 | Pumped Hydro Pump | 490 | 490 | 490 | 490 | 490 | 490 | 490 | 490 | 490 | 490 | 490 | 490 | 490 | 490 | 490 | 490 | 826.0989 | 826.0989 | 826.0989 | 826.0989 | 843.1116 | 1959.3325 | 1959.3325 | 1959.3325 | 1959.3325 | 2324.7205 | 2324.7205 | 2324.7205 | 3590
QLD1 | VPP pump | 11.842 | 19.005 | 29.354 | 44.463 | 65.595 | 93.907 | 128.112 | 170.331 | 224.366 | 284.64 | 369.218 | 447.067 | 529.742 | 601.988 | 668.155 | 728.965 | 789.088 | 851.264 | 916.154 | 989.029 | 1064.05 | 1141.22 | 1220.459 | 1281.193 | 1344.01 | 1408.583 | 1475.9081 | 1544.303 | 1614.3
Region | Technology | 2021-22 | 2022-23 | 2023-24 | 2024-25 | 2025-26 | 2026-27 | 2027-28 | 2028-29 | 2029-30 | 2030-31 | 2031-32 | 2032-33 | 2033-34 | 2034-35 | 2035-36 | 2036-37 | 2037-38 | 2038-39 | 2039-40 | 2040-41 | 2041-42 | 2042-43 | 2043-44 | 2044-45 | 2045-46 | 2046-47 | 2047-48 | 2048-49 | 2049-50
VIC1 | Grid Battery pump | 55.33 | 375.33 | 375.33 | 375.33 | 375.33 | 375.33 | 375.33 | 375.33 | 375.33 | 375.33 | 375.33 | 375.33 | 320 | 320 | 320 | 320 | 320 | 320 | 320.0002 | 320.0002 | 430.6572 | 130.6572 | 130.6572 | 130.6572 | 130.6572 | 130.6572 | 130.6572 | 130.6572 | 130.6572
VIC1 | Pumped Hydro Pump | 0 | 0 | 0 | 0 | 0 | 0 | 0 | 0 | 0 | 0 | 0 | 0 | 0 | 0 | 0 | 0 | 0 | 0 | 0 | 0 | 144.9819 | 144.9819 | 144.9819 | 195.5023 | 195.5023 | 195.5023 | 195.5023 | 896.1237 | 896.1237
VIC1 | VPP pump | 13.892 | 22.65 | 34.592 | 52.632 | 78.731 | 115.963 | 167.268 | 235.191 | 322.486 | 409.786 | 530.108 | 643.839 | 758.354 | 865.122 | 966.228 | 1055.392 | 1140.014 | 1225.155 | 1313.72 | 1416.74 | 1521.0869 | 1627.899 | 1737.254 | 1823.498 | 1912.764 | 2004.2939 | 2101.071 | 2199.016 | 2296.78
Region | Technology | 2021-22 | 2022-23 | 2023-24 | 2024-25 | 2025-26 | 2026-27 | 2027-28 | 2028-29 | 2029-30 | 2030-31 | 2031-32 | 2032-33 | 2033-34 | 2034-35 | 2035-36 | 2036-37 | 2037-38 | 2038-39 | 2039-40 | 2040-41 | 2041-42 | 2042-43 | 2043-44 | 2044-45 | 2045-46 | 2046-47 | 2047-48 | 2048-49 | 2049-50
SA1 | Grid Battery pump | 205 | 205 | 205 | 205 | 205 | 205 | 205 | 205 | 205 | 175 | 175 | 175 | 175 | 150 | 150 | 150 | 171.1207 | 171.1207 | 498.026 | 498.026 | 1012.5112 | 1012.5112 | 1012.5112 | 1012.5112 | 1012.5112 | 1012.5112 | 1012.5112 | 1012.5112 | 1012.5112
SA1 | Pumped Hydro Pump | 0 | 0 | 0 | 0 | 0 | 0 | 0 | 0 | 0 | 0 | 0 | 0 | 0 | 0 | 0 | 0 | 0 | 0 | 0 | 0 | 0 | 0 | 0 | 0 | 0 | 0 | 0 | 0 | 0
SA1 | VPP pump | 12.522 | 21.239 | 28.025 | 36.145 | 48.789 | 68.467 | 91.85 | 115.945 | 145.233 | 173.41 | 214.67 | 250.17 | 284.161 | 312.41 | 337.171 | 358.637 | 379.964 | 401.782 | 424.491 | 451.548 | 478.704 | 506.287 | 534.135 | 556.103 | 578.673 | 601.612 | 625.538 | 649.096 | 672.855
Region | Technology | 2021-22 | 2022-23 | 2023-24 | 2024-25 | 2025-26 | 2026-27 | 2027-28 | 2028-29 | 2029-30 | 2030-31 | 2031-32 | 2032-33 | 2033-34 | 2034-35 | 2035-36 | 2036-37 | 2037-38 | 2038-39 | 2039-40 | 2040-41 | 2041-42 | 2042-43 | 2043-44 | 2044-45 | 2045-46 | 2046-47 | 2047-48 | 2048-49 | 2049-50
TAS1 | Grid Battery pump | 0 | 0 | 0 | 0 | 0 | 0 | 0 | 0 | 0 | 0 | 0 | 0 | 0 | 0 | 0 | 0 | 0 | 0 | 0 | 0 | 0 | 0 | 0 | 0 | 0 | 0 | 0 | 0 | 0
TAS1 | Pumped Hydro Pump | 0 | 0 | 0 | 0 | 0 | 0 | 0 | 0 | 0 | 0 | 0 | 0 | 0 | 0 | 0 | 0 | 0 | 0 | 0 | 0 | 0 | 0 | 0 | 0 | 0 | 0 | 0 | 0 | 0
TAS1 | VPP pump | 1.748 | 2.626 | 3.972 | 5.879 | 8.542 | 12.288 | 17.466 | 23.187 | 29.703 | 36.035 | 45.02 | 53.326 | 61.287 | 68.28 | 74.383 | 79.703 | 84.964 | 90.341 | 95.968 | 102.343 | 108.789 | 115.358 | 122.052 | 127.155 | 132.383 | 137.714 | 143.234 | 148.767 | 154.348
Non-controllable capacity
Region | Technology | 2021-22 | 2022-23 | 2023-24 | 2024-25 | 2025-26 | 2026-27 | 2027-28 | 2028-29 | 2029-30 | 2030-31 | 2031-32 | 2032-33 | 2033-34 | 2034-35 | 2035-36 | 2036-37 | 2037-38 | 2038-39 | 2039-40 | 2040-41 | 2041-42 | 2042-43 | 2043-44 | 2044-45 | 2045-46 | 2046-47 | 2047-48 | 2048-49 | 2049-50
NEM | Distributed PV | 13168.2685 | 14833.3351 | 16194.5363 | 17725.7043 | 19476.9887 | 20739.4134 | 22051.542 | 23091.3099 | 23825.4589 | 24558.0529 | 25305.0848 | 26108.6764 | 26940.6598 | 28059.3326 | 29217.0461 | 30336.1094 | 31548.1664 | 32469.8345 | 33394.4538 | 34299.3109 | 35494.9651 | 36648.0101 | 37789.8225 | 38923.9602 | 39993.015 | 41052.918 | 42079.4808 | 43224.3971 | 44252.3102
NEM | Behind the meter battery | 552.3 | 696.3 | 837.1 | 1017.4 | 1247.7 | 1524.8 | 1809.6 | 2083 | 2386.2 | 2779.6 | 3319.3 | 3737.8 | 4103.2 | 4374.6 | 4594 | 4752.3 | 4883 | 5001.8 | 5119.3 | 5269.6 | 5401.9 | 5522.1 | 5629.3 | 5637.8 | 5642.5 | 5641.5 | 5640.6 | 5630 | 5611.8
NEM | Behind the meter battery pump | 552.3 | 696.3 | 837.1 | 1017.4 | 1247.7 | 1524.8 | 1809.6 | 2083 | 2386.2 | 2779.6 | 3319.3 | 3737.8 | 4103.2 | 4374.6 | 4594 | 4752.3 | 4883 | 5001.8 | 5119.3 | 5269.6 | 5401.9 | 5522.1 | 5629.3 | 5637.8 | 5642.5 | 5641.5 | 5640.6 | 5630 | 5611.8
Region | Technology | 2021-22 | 2022-23 | 2023-24 | 2024-25 | 2025-26 | 2026-27 | 2027-28 | 2028-29 | 2029-30 | 2030-31 | 2031-32 | 2032-33 | 2033-34 | 2034-35 | 2035-36 | 2036-37 | 2037-38 | 2038-39 | 2039-40 | 2040-41 | 2041-42 | 2042-43 | 2043-44 | 2044-45 | 2045-46 | 2046-47 | 2047-48 | 2048-49 | 2049-50
NSW1 | Distributed PV | 3822.1679 | 4376.4873 | 4755.8963 | 5245.6482 | 5860.7807 | 6159.7842 | 6473.9861 | 6746.4296 | 7002.2143 | 7259.8585 | 7517.4127 | 7779.0143 | 8025.8879 | 8389.9804 | 8777.5318 | 9173.8768 | 9629.5684 | 9976.5416 | 10312.0649 | 10636.6873 | 11073.765 | 11488.913 | 11901.6602 | 12312.7899 | 12691.9042 | 13071.9442 | 13434.5056 | 13847.8848 | 14206.1787
NSW1 | Behind the meter battery | 211.1 | 260.6 | 324.2 | 403.7 | 498.5 | 603.5 | 705.5 | 796.2 | 901.1 | 1030.8 | 1198.8 | 1339.5 | 1453.1 | 1533 | 1596.4 | 1643.5 | 1682.6 | 1718.4 | 1756 | 1802.8 | 1843.1 | 1879.9 | 1912.8 | 1915 | 1915.8 | 1914.6 | 1913.2 | 1908.7 | 1902
NSW1 | Behind the meter battery pump | 211.1 | 260.6 | 324.2 | 403.7 | 498.5 | 603.5 | 705.5 | 796.2 | 901.1 | 1030.8 | 1198.8 | 1339.5 | 1453.1 | 1533 | 1596.4 | 1643.5 | 1682.6 | 1718.4 | 1756 | 1802.8 | 1843.1 | 1879.9 | 1912.8 | 1915 | 1915.8 | 1914.6 | 1913.2 | 1908.7 | 1902
Region | Technology | 2021-22 | 2022-23 | 2023-24 | 2024-25 | 2025-26 | 2026-27 | 2027-28 | 2028-29 | 2029-30 | 2030-31 | 2031-32 | 2032-33 | 2033-34 | 2034-35 | 2035-36 | 2036-37 | 2037-38 | 2038-39 | 2039-40 | 2040-41 | 2041-42 | 2042-43 | 2043-44 | 2044-45 | 2045-46 | 2046-47 | 2047-48 | 2048-49 | 2049-50
QLD1 | Distributed PV | 3958.9909 | 4317.8104 | 4573.7068 | 4863.4875 | 5201.9167 | 5437.4402 | 5687.2164 | 5903.9507 | 6119.5956 | 6335.1202 | 6551.9652 | 6777.439 | 7009.9452 | 7342.1573 | 7660.2216 | 7948.7646 | 8232.131 | 8442.2579 | 8657.4797 | 8882.824 | 9174.6318 | 9461.2992 | 9738.3737 | 10013.3796 | 10276.6324 | 10539.1699 | 10792.2528 | 11068.0712 | 11325.2386
QLD1 | Behind the meter battery | 100 | 124.2 | 154 | 192.4 | 239.2 | 291.9 | 341.6 | 391.7 | 447.9 | 535.6 | 658.8 | 750.2 | 840.6 | 910.1 | 967 | 1010.4 | 1047.8 | 1082.5 | 1115.7 | 1154.5 | 1190.3 | 1223.4 | 1253.3 | 1257.8 | 1261.5 | 1263.9 | 1266.1 | 1266.2 | 1264.8
QLD1 | Behind the meter battery pump | 100 | 124.2 | 154 | 192.4 | 239.2 | 291.9 | 341.6 | 391.7 | 447.9 | 535.6 | 658.8 | 750.2 | 840.6 | 910.1 | 967 | 1010.4 | 1047.8 | 1082.5 | 1115.7 | 1154.5 | 1190.3 | 1223.4 | 1253.3 | 1257.8 | 1261.5 | 1263.9 | 1266.1 | 1266.2 | 1264.8
Region | Technology | 2021-22 | 2022-23 | 2023-24 | 2024-25 | 2025-26 | 2026-27 | 2027-28 | 2028-29 | 2029-30 | 2030-31 | 2031-32 | 2032-33 | 2033-34 | 2034-35 | 2035-36 | 2036-37 | 2037-38 | 2038-39 | 2039-40 | 2040-41 | 2041-42 | 2042-43 | 2043-44 | 2044-45 | 2045-46 | 2046-47 | 2047-48 | 2048-49 | 2049-50
VIC1 | Distributed PV | 3399.6603 | 4001.0249 | 4608.7834 | 5220.3077 | 5857.4215 | 6468.9188 | 7099.9296 | 7540.0233 | 7738.4832 | 7930.7979 | 8136.0898 | 8370.0507 | 8619.2453 | 8920.9479 | 9255.9198 | 9575.5051 | 9946.5807 | 10240.5865 | 10540.4316 | 10810.5016 | 11169.4275 | 11511.4204 | 11860.8973 | 12201.02 | 12536.672 | 12864.6533 | 13192.2023 | 13545.0914 | 13875.2609
VIC1 | Behind the meter battery | 118.4 | 150.6 | 185.3 | 233.1 | 293.5 | 368.7 | 458.7 | 561.5 | 673.5 | 806.6 | 987.9 | 1130 | 1253.6 | 1350 | 1430.8 | 1487.6 | 1533.3 | 1573.9 | 1613.3 | 1665.5 | 1711.6 | 1753.3 | 1790.6 | 1795.4 | 1799.1 | 1800.8 | 1803 | 1802.1 | 1797.9
VIC1 | Behind the meter battery pump | 118.4 | 150.6 | 185.3 | 233.1 | 293.5 | 368.7 | 458.7 | 561.5 | 673.5 | 806.6 | 987.9 | 1130 | 1253.6 | 1350 | 1430.8 | 1487.6 | 1533.3 | 1573.9 | 1613.3 | 1665.5 | 1711.6 | 1753.3 | 1790.6 | 1795.4 | 1799.1 | 1800.8 | 1803 | 1802.1 | 1797.9
Region | Technology | 2021-22 | 2022-23 | 2023-24 | 2024-25 | 2025-26 | 2026-27 | 2027-28 | 2028-29 | 2029-30 | 2030-31 | 2031-32 | 2032-33 | 2033-34 | 2034-35 | 2035-36 | 2036-37 | 2037-38 | 2038-39 | 2039-40 | 2040-41 | 2041-42 | 2042-43 | 2043-44 | 2044-45 | 2045-46 | 2046-47 | 2047-48 | 2048-49 | 2049-50
SA1 | Distributed PV | 1783.2522 | 1904.9158 | 2001.4116 | 2115.5841 | 2235.5331 | 2330.6985 | 2429.9711 | 2525.5356 | 2576.9187 | 2628.9083 | 2682.0505 | 2744.4936 | 2829.0292 | 2925.9724 | 3018.7078 | 3107.7264 | 3178.011 | 3226.1053 | 3277.0188 | 3337.9873 | 3420.5074 | 3504.3384 | 3582.8304 | 3664.9786 | 3732.9153 | 3799.7863 | 3862.8234 | 3941.098 | 4004.3895
SA1 | Behind the meter battery | 108 | 143.6 | 152.5 | 162.3 | 184.7 | 221.6 | 255.8 | 278.4 | 302.3 | 337 | 392.1 | 427.5 | 457.7 | 477.7 | 491.8 | 500 | 506.3 | 511.9 | 517.2 | 527 | 534.9 | 541.6 | 547 | 544.4 | 541.4 | 538.1 | 534.8 | 530.4 | 525.4
SA1 | Behind the meter battery pump | 108 | 143.6 | 152.5 | 162.3 | 184.7 | 221.6 | 255.8 | 278.4 | 302.3 | 337 | 392.1 | 427.5 | 457.7 | 477.7 | 491.8 | 500 | 506.3 | 511.9 | 517.2 | 527 | 534.9 | 541.6 | 547 | 544.4 | 541.4 | 538.1 | 534.8 | 530.4 | 525.4
Region | Technology | 2021-22 | 2022-23 | 2023-24 | 2024-25 | 2025-26 | 2026-27 | 2027-28 | 2028-29 | 2029-30 | 2030-31 | 2031-32 | 2032-33 | 2033-34 | 2034-35 | 2035-36 | 2036-37 | 2037-38 | 2038-39 | 2039-40 | 2040-41 | 2041-42 | 2042-43 | 2043-44 | 2044-45 | 2045-46 | 2046-47 | 2047-48 | 2048-49 | 2049-50
TAS1 | Distributed PV | 204.1971 | 233.0968 | 254.7382 | 280.6767 | 321.3367 | 342.5718 | 360.4389 | 375.3707 | 388.2471 | 403.368 | 417.5666 | 437.6788 | 456.5522 | 480.2745 | 504.6651 | 530.2364 | 561.8753 | 584.3432 | 607.4587 | 631.3108 | 656.6334 | 682.0392 | 706.0609 | 731.792 | 754.891 | 777.3642 | 797.6967 | 822.2518 | 841.2426
TAS1 | Behind the meter battery | 14.8 | 17.3 | 21.1 | 25.9 | 31.8 | 39.1 | 48 | 55.2 | 61.4 | 69.6 | 81.7 | 90.6 | 98.2 | 103.8 | 108 | 110.8 | 113 | 115.1 | 117.1 | 119.8 | 122 | 123.9 | 125.6 | 125.2 | 124.7 | 124.1 | 123.5 | 122.6 | 121.7
TAS1 | Behind the meter battery pump | 14.8 | 17.3 | 21.1 | 25.9 | 31.8 | 39.1 | 48 | 55.2 | 61.4 | 69.6 | 81.7 | 90.6 | 98.2 | 103.8 | 108 | 110.8 | 113 | 115.1 | 117.1 | 119.8 | 122 | 123.9 | 125.6 | 125.2 | 124.7 | 124.1 | 123.5 | 122.6 | 121.7

## Marinus_VOM Cost
VOM cost by technology ($000s) - Marinus Link, Fast Change Scenario
VOM | Real June 2020 dollars discounted to 1 July 2020
Explicitly modelled generation
Region | Technology | 2021-22 | 2022-23 | 2023-24 | 2024-25 | 2025-26 | 2026-27 | 2027-28 | 2028-29 | 2029-30 | 2030-31 | 2031-32 | 2032-33 | 2033-34 | 2034-35 | 2035-36 | 2036-37 | 2037-38 | 2038-39 | 2039-40 | 2040-41 | 2041-42 | 2042-43 | 2043-44 | 2044-45 | 2045-46 | 2046-47 | 2047-48 | 2048-49 | 2049-50
NEM | Black Coal | 347028.4504 | 289178.4695 | 275856.0633 | 274307.0404 | 240475.2005 | 212404.0281 | 182587.6222 | 181704.1586 | 138885.6548 | 127557.2619 | 116747.4416 | 98178.3443 | 103613.7999 | 91460.8674 | 78737.4697 | 73239.1776 | 60553.9345 | 57730.6483 | 51391.8418 | 46545.0622 | 42022.8358 | 26979.3598 | 21184.3388 | 17029.3788 | 13456.8855 | 10738.664 | 9683.4075 | 8992.3114 | 7746.3207
NEM | Brown Coal | 117911.9215 | 106364.0545 | 103177.3235 | 72713.0536 | 73693.5309 | 67867.8457 | 61556.2276 | 58999.0476 | 55147.1239 | 55689.0122 | 52304.7156 | 49212.9575 | 48388.948 | 44569.619 | 44788.1185 | 40337.341 | 35976.502 | 34935.3185 | 28652.0972 | 27660.436 | 30144.1197 | 28890.825 | 25156.5517 | 22630.9606 | 21876.6098 | 22002.1007 | 13688.73 | 0 | 0
NEM | CCGT | 15628.6032 | 14893.0106 | 12038.5251 | 11879.7913 | 10969.1697 | 10282.6708 | 9862.866 | 11338.7192 | 8695.8336 | 8680.8597 | 9262.4537 | 18408.9978 | 18821.6279 | 19939.9592 | 13510.6804 | 10974.045 | 16113.8681 | 15525.967 | 11922.3573 | 11445.5284 | 11203.8612 | 12570.1498 | 7518.2818 | 7038.2038 | 3169.1448 | 2065.3712 | 1977.4005 | 1879.345 | 1790.4542
NEM | Gas - Steam | 1710.7167 | 1663.0038 | 1781.0651 | 641.3729 | 580.4883 | 574.0904 | 531.4733 | 534.3217 | 470.158 | 456.1876 | 427.541 | 528.2006 | 434.6224 | 665.2117 | 311.7465 | 277.7382 | 603.645 | 594.5987 | 487.9708 | 479.6536 | 471.9786 | 536.6864 | 448.0583 | 420.7526 | 500.5493 | 0 | 0 | 0 | 0
NEM | OCGT / Diesel | 549.7292 | 243.1273 | 1128.8993 | 838.3638 | 299.5135 | 701.3115 | 379.1747 | 966.1773 | 112.1844 | 238.9591 | 213.5528 | 2792.8143 | 1779.8533 | 2362.1299 | 1810.1124 | 1857.7946 | 6822.7649 | 6065.0839 | 11236.1422 | 11587.0895 | 8098.7531 | 11455.051 | 17095.7785 | 6587.6752 | 6641.7071 | 7561.3206 | 8721.81 | 12362.9957 | 10821.1136
NEM | Hydro | 91039.4696 | 87736.8996 | 82260.0977 | 95749.1632 | 91779.031 | 78098.5072 | 84826.4773 | 93367.8003 | 74897.7352 | 63795.5786 | 62342.3512 | 64479.2243 | 65170.2096 | 64125.2101 | 58854.8973 | 52600.6231 | 56851.7643 | 47719.3718 | 41358.2295 | 39319.4855 | 35425.2225 | 36961.5242 | 37971.1646 | 34934.3884 | 33658.7008 | 35599.505 | 29757.7421 | 27204.993 | 23694.3918
NEM | Wind | 67501.3455 | 80292.7678 | 68798.1138 | 67301.9574 | 66767.8495 | 66640.4017 | 64285.3907 | 55196.2666 | 50368.9438 | 47870.4366 | 49884.1645 | 42665.5231 | 40657.6873 | 39608.7616 | 38364.1338 | 36105.8735 | 29230.2851 | 25558.3637 | 22361.7274 | 20951.2255 | 18268.5671 | 16846.2177 | 13257.8257 | 11709.9897 | 8021.9238 | 6102.8217 | 5580.2056 | 4881.4341 | 2811.0546
NEM | Solar PV | 13.5121 | 15.8212 | 15.3449 | 14.0472 | 15.7561 | 32.0626 | 46.9302 | 53.4953 | 90.3896 | 91.1684 | 89.3396 | 84.3257 | 78.3063 | 72.2723 | 74.0939 | 70.3472 | 77.7877 | 81.4831 | 89.9825 | 101.538 | 102.3513 | 135.6229 | 126.4215 | 125.625 | 119.0267 | 122.0871 | 121.3218 | 131.4835 | 132.5749
NEM | Grid Battery | 0.19718 | 0.25767 | 0.2587 | 0.27902 | 0.26518 | 0.25109 | 0.21711 | 0.19951 | 0.17462 | 0.16391 | 0.1545 | 0.15631 | 0.21753 | 0.19289 | 0.18972 | 0.1817 | 2.3421 | 2.2393 | 2.9565 | 2.8174 | 4.1847 | 3.954 | 3.7692 | 3.6613 | 3.4793 | 3.9369 | 3.8062 | 3.645 | 3.3759
NEM | Pumped Hydro | 432.5208 | 1196.865 | 1625.5063 | 4084.9088 | 3929.7541 | 3595.2572 | 3327.265 | 4111.951 | 3016.0419 | 3213.1747 | 2950.5704 | 3991.6051 | 3541.6346 | 3033.4711 | 3321.7875 | 3039.585 | 2048.6849 | 1961.165 | 2037.9355 | 2031.9036 | 2166.2343 | 2008.4004 | 1410.9863 | 1604.7685 | 1480.196 | 1188.8239 | 1041.6351 | 926.4232 | 448.3037
NEM | VPP | 0.40045 | 0.69411 | 0.91876 | 1.4963 | 2.2071 | 2.8954 | 3.4666 | 4.2095 | 4.7937 | 5.6043 | 6.5412 | 7.7426 | 8.2414 | 8.2996 | 8.889 | 9.181 | 8.3928 | 8.3139 | 8.4314 | 8.4936 | 8.7758 | 8.783 | 8.6714 | 9.022 | 8.6387 | 7.8212 | 7.7723 | 7.8306 | 6.2695
Total excluding storage |  | 641383.7482 | 580387.1542 | 545055.4328 | 523444.79 | 484580.5395 | 436600.9179 | 404076.162 | 402159.9865 | 328668.0232 | 304379.4641 | 291271.56 | 276350.3876 | 278945.0546 | 262804.0312 | 236451.2523 | 215462.9401 | 206230.5516 | 188210.835 | 167500.3487 | 158090.0188 | 145737.6893 | 134375.4368 | 122758.4209 | 100476.9741 | 87444.5477 | 84191.8703 | 69530.6175 | 55452.5627 | 46995.9099
Region | Technology | 2021-22 | 2022-23 | 2023-24 | 2024-25 | 2025-26 | 2026-27 | 2027-28 | 2028-29 | 2029-30 | 2030-31 | 2031-32 | 2032-33 | 2033-34 | 2034-35 | 2035-36 | 2036-37 | 2037-38 | 2038-39 | 2039-40 | 2040-41 | 2041-42 | 2042-43 | 2043-44 | 2044-45 | 2045-46 | 2046-47 | 2047-48 | 2048-49 | 2049-50
NSW1 | Black Coal | 180570.2105 | 143655.3685 | 127523.6785 | 139467.6604 | 109700.588 | 93938.3865 | 78076.4406 | 83141.4523 | 48630.5112 | 44835.4321 | 39790.0148 | 22039.6581 | 26452.3446 | 22175.8402 | 12520.554 | 14758.647 | 15627.2445 | 14429.0865 | 12855.9315 | 10015.4585 | 8591.0695 | 0 | 0 | 0 | 0 | 0 | 0 | 0 | 0
NSW1 | Brown Coal | 0 | 0 | 0 | 0 | 0 | 0 | 0 | 0 | 0 | 0 | 0 | 0 | 0 | 0 | 0 | 0 | 0 | 0 | 0 | 0 | 0 | 0 | 0 | 0 | 0 | 0 | 0 | 0 | 0
NSW1 | CCGT | 230.3622 | 219.6644 | 643.3728 | 405.2132 | 365.0917 | 348.9239 | 333.1424 | 328.4984 | 300.7856 | 288.1597 | 273.8602 | 3142.0232 | 2756.7757 | 4339.8521 | 2001.3737 | 1512.0645 | 4407.2099 | 4677.0365 | 3798.0398 | 3408.652 | 3093.4856 | 3980.843 | 82.462 | 2.5796e-05 | 2.5577e-05 | 2.5348e-05 | 2.4478e-05 | 3.4862e-05 | 3.1995e-05
NSW1 | Gas - Steam | 0 | 0 | 0 | 0 | 0 | 0 | 0 | 0 | 0 | 0 | 0 | 0 | 0 | 0 | 0 | 0 | 0 | 0 | 0 | 0 | 0 | 0 | 0 | 0 | 0 | 0 | 0 | 0 | 0
NSW1 | OCGT / Diesel | 1.6107e-05 | 1.5918e-05 | 124.1226 | 419.6756 | 89.9196 | 158.3137 | 55.624 | 87.9882 | 1.6474e-05 | 0.23155 | 1.6531e-05 | 305.4917 | 214.1612 | 216.3485 | 368.4033 | 207.4557 | 878.7858 | 594.237 | 3533.8715 | 4934.0665 | 2454.7655 | 3705.0787 | 7466.3809 | 1427.0877 | 1707.2623 | 2124.9501 | 4000.7138 | 5585.9148 | 5497.3852
NSW1 | Hydro | 14036.0183 | 14170.4542 | 12496.6213 | 17171.6848 | 16824.7923 | 14771.6728 | 13478.0423 | 18390.4712 | 13253.0799 | 10958.4662 | 10764.8661 | 11314.4014 | 12422.5946 | 12428.9992 | 12261.7515 | 10920.5435 | 13481.885 | 10396.411 | 8954.5865 | 8516.764 | 7443.905 | 8812.5302 | 9360.3418 | 8413.2191 | 8331.7772 | 9281.0301 | 7255.1515 | 6645.9527 | 5566.8139
NSW1 | Wind | 15743.2869 | 17593.0969 | 15770.6857 | 14911.3173 | 14862.1267 | 15006.0556 | 13896.8881 | 10968.2963 | 9194.7473 | 9563.7205 | 10802.5963 | 9777.1618 | 9387.6251 | 9174.8105 | 8985.1832 | 8312.818 | 5808.7522 | 4239.3012 | 4284.414 | 3936.7937 | 3484.3199 | 3298.4292 | 2362.3596 | 2394.201 | 2178.0111 | 1217.437 | 1046.5351 | 994.3876 | 780.6795
NSW1 | Solar PV | 4.9791 | 5.7841 | 5.5559 | 5.1042 | 7.2693 | 23.59 | 38.7128 | 46.6821 | 83.4454 | 84.3317 | 82.7513 | 77.9103 | 72.4517 | 66.7106 | 68.525 | 65.1287 | 58.9141 | 62.2189 | 69.3354 | 67.1162 | 63.608 | 79.085 | 73.0606 | 73.6514 | 70.1114 | 68.1211 | 67.0193 | 72.5083 | 72.8184
NSW1 | Grid Battery | 1.0325e-08 | 1.4724e-08 | 1.4075e-08 | 1.7995e-08 | 2.0285e-08 | 2.1654e-08 | 2.5962e-08 | 2.7109e-08 | 2.1411e-06 | 2.0824e-06 | 1.9365e-06 | 1.9243e-06 | 1.7769e-06 | 1.6552e-06 | 1.6522e-06 | 1.5893e-06 | 0.12104 | 0.1129 | 0.54275 | 0.50797 | 1.3385 | 1.2673 | 1.2072 | 1.1841 | 1.1305 | 1.0572 | 0.98491 | 0.97033 | 0.91656
NSW1 | Pumped Hydro | 214.0596 | 576.1018 | 751.7202 | 1089.149 | 714.9736 | 861.8394 | 970.327 | 1114.8085 | 801.0959 | 889.3412 | 829.5982 | 1217.0213 | 1073.1571 | 842.5516 | 1045.1613 | 947.1716 | 763.3648 | 715.2429 | 778.7168 | 764.679 | 689.8284 | 767.0934 | 496.6073 | 621.5359 | 624.0977 | 482.1382 | 428.9174 | 407.1199 | 264.3654
NSW1 | VPP | 0.14504 | 0.2644 | 0.32738 | 0.57205 | 0.85818 | 1.0928 | 1.3302 | 1.5797 | 1.7791 | 2.0445 | 2.2961 | 2.6453 | 2.8356 | 2.7929 | 2.9867 | 3.0664 | 2.9681 | 2.8899 | 2.9723 | 2.9436 | 3.0138 | 3.0342 | 2.9985 | 3.1209 | 3.0528 | 2.8485 | 2.7498 | 2.8144 | 2.4158
Total excluding storage |  | 210584.8571 | 175644.3681 | 156564.0368 | 172380.6555 | 141849.7876 | 124246.9425 | 105878.8502 | 112963.3884 | 71462.5695 | 65730.3417 | 61714.0887 | 46656.6465 | 51305.9528 | 48402.5612 | 36205.7906 | 35776.6575 | 40262.7914 | 34398.291 | 33496.1787 | 30878.8509 | 25131.1536 | 19875.9661 | 19344.6049 | 12308.1593 | 12287.162 | 12691.5383 | 12369.4198 | 13298.7635 | 11917.6971
Region | Technology | 2021-22 | 2022-23 | 2023-24 | 2024-25 | 2025-26 | 2026-27 | 2027-28 | 2028-29 | 2029-30 | 2030-31 | 2031-32 | 2032-33 | 2033-34 | 2034-35 | 2035-36 | 2036-37 | 2037-38 | 2038-39 | 2039-40 | 2040-41 | 2041-42 | 2042-43 | 2043-44 | 2044-45 | 2045-46 | 2046-47 | 2047-48 | 2048-49 | 2049-50
QLD1 | Black Coal | 166458.2399 | 145523.101 | 148332.3848 | 134839.38 | 130774.6124 | 118465.6416 | 104511.1816 | 98562.7064 | 90255.1436 | 82721.8298 | 76957.4268 | 76138.6862 | 77161.4553 | 69285.0272 | 66216.9157 | 58480.5306 | 44926.69 | 43301.5618 | 38535.9103 | 36529.6037 | 33431.7663 | 26979.3598 | 21184.3388 | 17029.3788 | 13456.8855 | 10738.664 | 9683.4075 | 8992.3114 | 7746.3207
QLD1 | Brown Coal | 0 | 0 | 0 | 0 | 0 | 0 | 0 | 0 | 0 | 0 | 0 | 0 | 0 | 0 | 0 | 0 | 0 | 0 | 0 | 0 | 0 | 0 | 0 | 0 | 0 | 0 | 0 | 0 | 0
QLD1 | CCGT | 7651.2424 | 7312.757 | 7770.9808 | 8747.8003 | 8026.7328 | 7469.3639 | 7183.7864 | 8754.1868 | 6254.134 | 6354.3558 | 7048.5505 | 12239.4024 | 13127.8762 | 11658.7922 | 9625.9521 | 7811.6867 | 11706.6582 | 10848.9304 | 8124.3175 | 8036.8763 | 8110.3756 | 8589.3067 | 7435.8197 | 7038.2037 | 3169.1447 | 2065.3711 | 1977.4004 | 1879.3449 | 1790.4541
QLD1 | Gas - Steam | 256.915 | 244.2083 | 462.3501 | 442.5096 | 418.4788 | 401.2865 | 380.6251 | 365.6259 | 345.5589 | 331.0947 | 315.2123 | 299.6126 | 288.7489 | 273.8739 | 262.4866 | 249.4735 | 516.1659 | 532.9554 | 487.9708 | 479.6536 | 471.9786 | 536.6864 | 448.0583 | 420.7526 | 500.5493 | 0 | 0 | 0 | 0
QLD1 | OCGT / Diesel | 3.1515e-05 | 3.121e-05 | 2.9226 | 225.9717 | 111.8841 | 178.2499 | 187.5022 | 689.6679 | 97.0903 | 212.3839 | 183.2115 | 1442.8638 | 864.2761 | 418.7857 | 503.1739 | 925.6386 | 3465.7424 | 2736.8655 | 3644.8396 | 3272.9467 | 3200.2697 | 4578.4977 | 4667.3242 | 4071.7624 | 4031.0952 | 4380.4405 | 3680.6334 | 3894.0957 | 2289.2107
QLD1 | Hydro | 4712.668 | 4492.9986 | 4295.7016 | 4070.0437 | 3877.8823 | 3697.6211 | 3534.2038 | 3351.4769 | 3191.1852 | 2981.6412 | 2903.1494 | 2752.4159 | 2620.7104 | 2496.9897 | 2384.3892 | 2262.5139 | 807.9978 | 773.7793 | 733.5419 | 697.5999 | 668.5401 | 0 | 0 | 0 | 0 | 0 | 0 | 0 | 0
QLD1 | Wind | 5395.2228 | 8638.9925 | 8143.1538 | 7224.5445 | 8174.0991 | 7727.5758 | 7862.8664 | 7246.979 | 6384.8899 | 6349.1559 | 5410.8822 | 5048.5467 | 4498.4726 | 5051.9115 | 4600.294 | 4731.2738 | 4523.0098 | 4159.711 | 4050.3865 | 3256.184 | 3089.001 | 2579.7301 | 2421.1432 | 1279.2223 | 1235.4366 | 1132.1865 | 1048.534 | 984.1748 | 539.5686
QLD1 | Solar PV | 5.1758 | 6.7105 | 6.5231 | 5.9512 | 5.7564 | 5.7532 | 5.5568 | 4.4257 | 4.5781 | 4.5419 | 4.4036 | 4.2646 | 3.8937 | 3.7712 | 3.7787 | 3.4765 | 17.3086 | 17.7147 | 17.5662 | 22.6716 | 26.1522 | 43.5907 | 40.6744 | 39.9904 | 37.2728 | 43.6069 | 43.579 | 42.8557 | 43.467
QLD1 | Grid Battery | 7.1758e-09 | 0.020444 | 0.021808 | 0.025598 | 0.026187 | 0.024605 | 0.022543 | 0.021288 | 0.019598 | 0.018894 | 0.017497 | 0.017055 | 0.10449 | 0.10098 | 0.096313 | 0.091811 | 2.1123 | 2.0261 | 1.9484 | 1.8759 | 1.8312 | 1.73 | 1.663 | 1.594 | 1.5051 | 2.1064 | 2.0898 | 1.9815 | 1.8334
QLD1 | Pumped Hydro | 218.4612 | 620.7632 | 873.7861 | 2995.7598 | 3214.7805 | 2733.4178 | 2356.938 | 2997.1425 | 2214.946 | 2323.8335 | 2120.9722 | 2774.5838 | 2468.4775 | 2190.9195 | 2276.6262 | 2092.4134 | 1285.3202 | 1245.9221 | 1259.2187 | 1267.2247 | 1476.1041 | 1241.0245 | 914.1198 | 982.872 | 855.76 | 706.3781 | 612.422 | 518.0111 | 182.7824
QLD1 | VPP | 0.063172 | 0.10452 | 0.15505 | 0.28243 | 0.44699 | 0.58494 | 0.70795 | 0.87611 | 1.0213 | 1.2313 | 1.4446 | 1.7037 | 1.834 | 1.9583 | 2.0288 | 2.1121 | 1.5324 | 1.6262 | 1.689 | 1.7659 | 1.937 | 1.9691 | 1.9815 | 1.9986 | 1.8024 | 1.4561 | 1.5759 | 1.5549 | 0.94869
Total excluding storage |  | 184479.4639 | 166218.768 | 169014.0168 | 155556.201 | 151389.446 | 137945.4919 | 123665.7223 | 118975.0687 | 106532.58 | 98955.0033 | 92822.8362 | 97925.7922 | 98565.4332 | 89189.1514 | 83596.9902 | 74464.5936 | 65963.5729 | 62371.5182 | 55594.5327 | 52295.536 | 48998.0835 | 43307.1714 | 36197.3585 | 29879.3102 | 22430.3841 | 18360.269 | 16433.5543 | 15792.7826 | 12409.0211
Region | Technology | 2021-22 | 2022-23 | 2023-24 | 2024-25 | 2025-26 | 2026-27 | 2027-28 | 2028-29 | 2029-30 | 2030-31 | 2031-32 | 2032-33 | 2033-34 | 2034-35 | 2035-36 | 2036-37 | 2037-38 | 2038-39 | 2039-40 | 2040-41 | 2041-42 | 2042-43 | 2043-44 | 2044-45 | 2045-46 | 2046-47 | 2047-48 | 2048-49 | 2049-50
VIC1 | Black Coal | 0 | 0 | 0 | 0 | 0 | 0 | 0 | 0 | 0 | 0 | 0 | 0 | 0 | 0 | 0 | 0 | 0 | 0 | 0 | 0 | 0 | 0 | 0 | 0 | 0 | 0 | 0 | 0 | 0
VIC1 | Brown Coal | 117911.9215 | 106364.0545 | 103177.3235 | 72713.0536 | 73693.5309 | 67867.8457 | 61556.2276 | 58999.0476 | 55147.1239 | 55689.0122 | 52304.7156 | 49212.9575 | 48388.948 | 44569.619 | 44788.1185 | 40337.341 | 35976.502 | 34935.3185 | 28652.0972 | 27660.436 | 30144.1197 | 28890.825 | 25156.5517 | 22630.9606 | 21876.6098 | 22002.1007 | 13688.73 | 0 | 0
VIC1 | CCGT | 7.9445e-06 | 7.4979e-06 | 7.5147e-06 | 8.7595e-06 | 8.5241e-06 | 8.0829e-06 | 7.9332e-06 | 8.3201e-06 | 7.8922e-06 | 7.5455e-06 | 7.5489e-06 | 1.1274e-05 | 1.0838e-05 | 1.0389e-05 | 9.6935e-06 | 9.2675e-06 | 1.2821e-05 | 1.2455e-05 | 1.4307e-05 | 1.342e-05 | 1.4934e-05 | 1.4858e-05 | 1.4174e-05 | 1.3154e-05 | 1.3015e-05 | 1.2642e-05 | 1.2878e-05 | 3.0004e-05 | 2.7854e-05
VIC1 | Gas - Steam | 16.8597 | 6.1722 | 19.0435 | 40.8703 | 13.5444 | 31.0101 | 16.6952 | 38.6408 | 2.2178 | 8.2296 | 1.0246 | 32.1757 | 20.8692 | 25.3801 | 49.2599 | 28.2647 | 87.479 | 61.6433 | 0 | 0 | 0 | 0 | 0 | 0 | 0 | 0 | 0 | 0 | 0
VIC1 | OCGT / Diesel | 71.5051 | 3.0675e-05 | 78.748 | 50.2318 | 18.3661 | 113.9991 | 45.7912 | 17.9714 | 1.6699 | 3.4388e-05 | 3.4409e-05 | 203.8788 | 65.8918 | 88.8692 | 130.9969 | 60.4075 | 330.8787 | 109.0587 | 1102.5443 | 623.1051 | 377.1651 | 197.8542 | 1375.2709 | 560.2976 | 481.6061 | 424.8788 | 192.4767 | 1682.7085 | 1921.2281
VIC1 | Hydro | 18797.1073 | 17969.7221 | 15624.5811 | 18427.2923 | 17902.8013 | 16261.2353 | 15640.1333 | 18911.8242 | 14926.7468 | 12179.5254 | 11641.1373 | 10030.7307 | 11919.8455 | 11570.8045 | 10523.533 | 10065.7365 | 12186.5228 | 9641.1137 | 7879.1053 | 7509.4182 | 6508.0483 | 7668.9352 | 7521.4774 | 6787.7688 | 6502.4044 | 7853.6551 | 6232.8339 | 5070.6866 | 4854.6307
VIC1 | Wind | 27225.2753 | 33181.1955 | 27188.4461 | 26816.7691 | 26289.6992 | 25920.1168 | 25443.2716 | 21924.9697 | 21174.4067 | 19587.851 | 20939.5425 | 17383.0571 | 16819.7755 | 16173.4792 | 16091.5836 | 15498.6888 | 12576.5826 | 11496.86 | 9823.2122 | 9764.0385 | 8109.1884 | 7594.6414 | 6027.24 | 5519.834 | 2822.9048 | 2333.4049 | 2063.5042 | 1739.6123 | 548.1065
VIC1 | Solar PV | 2.475 | 2.3463 | 2.3242 | 2.1268 | 1.9257 | 1.9333 | 1.8872 | 1.6859 | 1.6682 | 1.623 | 1.5408 | 1.5266 | 1.3939 | 1.2627 | 1.274 | 1.2356 | 1.1051 | 1.0918 | 1.0654 | 7.7534 | 7.8874 | 6.7715 | 6.5093 | 6.2059 | 6.0812 | 5.5683 | 6.4234 | 12.4463 | 12.3815
VIC1 | Grid Battery | 0.10359 | 0.14764 | 0.14393 | 0.16117 | 0.15255 | 0.14561 | 0.12434 | 0.1129 | 0.097612 | 0.092386 | 0.087802 | 0.089959 | 0.066967 | 0.05938 | 0.061043 | 0.058647 | 0.052162 | 0.047245 | 0.046586 | 0.042976 | 0.14899 | 0.12459 | 0.11685 | 0.11853 | 0.11127 | 0.1036 | 0.10011 | 0.092028 | 0.086364
VIC1 | Pumped Hydro | 0 | 0 | 1.3334e-08 | 1.5367e-08 | 1.449e-08 | 1.4887e-08 | 1.3697e-08 | 1.3737e-08 | 1.3175e-08 | 1.3174e-08 | 1.3377e-08 | 2.5252e-08 | 2.3366e-08 | 2.178e-08 | 2.2293e-08 | 2.1401e-08 | 6.0259e-08 | 5.6264e-08 | 8.4155e-08 | 8.1452e-08 | 0.30182 | 0.28252 | 0.25923 | 0.36057 | 0.33835 | 0.30763 | 0.29576 | 1.2923 | 1.156
VIC1 | VPP | 0.093247 | 0.15579 | 0.22039 | 0.37764 | 0.55172 | 0.75963 | 0.88123 | 1.1217 | 1.316 | 1.5587 | 1.913 | 2.362 | 2.5084 | 2.4908 | 2.7537 | 2.8767 | 2.789 | 2.7299 | 2.752 | 2.7577 | 2.8331 | 2.7938 | 2.7014 | 2.9064 | 2.8185 | 2.6419 | 2.6102 | 2.6268 | 2.229
Total excluding storage |  | 164025.144 | 157523.4907 | 146090.4664 | 118050.3439 | 117919.8675 | 110196.1403 | 102704.0061 | 99894.1395 | 91253.8333 | 87466.2411 | 84887.9608 | 76864.3264 | 77216.7238 | 72429.4148 | 71584.7659 | 65991.6741 | 61159.0702 | 56245.0861 | 47458.0244 | 45564.7512 | 45146.4089 | 44359.0273 | 40087.0493 | 35505.067 | 31689.6064 | 32619.6078 | 22183.9682 | 8505.4537 | 7336.3468
Region | Technology | 2021-22 | 2022-23 | 2023-24 | 2024-25 | 2025-26 | 2026-27 | 2027-28 | 2028-29 | 2029-30 | 2030-31 | 2031-32 | 2032-33 | 2033-34 | 2034-35 | 2035-36 | 2036-37 | 2037-38 | 2038-39 | 2039-40 | 2040-41 | 2041-42 | 2042-43 | 2043-44 | 2044-45 | 2045-46 | 2046-47 | 2047-48 | 2048-49 | 2049-50
SA1 | Black Coal | 0 | 0 | 0 | 0 | 0 | 0 | 0 | 0 | 0 | 0 | 0 | 0 | 0 | 0 | 0 | 0 | 0 | 0 | 0 | 0 | 0 | 0 | 0 | 0 | 0 | 0 | 0 | 0 | 0
SA1 | Brown Coal | 0 | 0 | 0 | 0 | 0 | 0 | 0 | 0 | 0 | 0 | 0 | 0 | 0 | 0 | 0 | 0 | 0 | 0 | 0 | 0 | 0 | 0 | 0 | 0 | 0 | 0 | 0 | 0 | 0
SA1 | CCGT | 7746.9985 | 7360.5892 | 3624.1715 | 2726.7778 | 2577.3452 | 2464.383 | 2345.9372 | 2256.034 | 2140.914 | 2038.3442 | 1940.0429 | 3027.5722 | 2936.976 | 3941.3148 | 1883.3546 | 1650.2938 | 1.5604e-05 | 1.4983e-05 | 1.5359e-05 | 1.4341e-05 | 1.8609e-05 | 1.8506e-05 | 1.907e-05 | 1.7075e-05 | 1.6943e-05 | 1.6517e-05 | 1.5931e-05 | 2.081e-05 | 1.927e-05
SA1 | Gas - Steam | 1436.942 | 1412.6232 | 1299.6714 | 157.993 | 148.4651 | 141.7938 | 134.1531 | 130.055 | 122.3813 | 116.8633 | 111.3041 | 196.4123 | 125.0044 | 365.9577 | 0 | 0 | 0 | 0 | 0 | 0 | 0 | 0 | 0 | 0 | 0 | 0 | 0 | 0 | 0
SA1 | OCGT / Diesel | 478.224 | 243.1272 | 923.1062 | 142.4847 | 79.3437 | 250.7488 | 90.2573 | 170.5498 | 13.4241 | 26.3436 | 30.3413 | 835.9581 | 635.5241 | 1638.1264 | 805.9182 | 664.2927 | 2137.6778 | 2624.9227 | 2952.0501 | 2755.7713 | 2061.9436 | 2973.6204 | 3583.0307 | 524.8376 | 421.7435 | 629.5397 | 846.6787 | 1189.9227 | 1108.3287
SA1 | Hydro | 0 | 0 | 0 | 0 | 0 | 0 | 0 | 0 | 0 | 0 | 0 | 0 | 0 | 0 | 0 | 0 | 0 | 0 | 0 | 0 | 0 | 0 | 0 | 0 | 0 | 0 | 0 | 0 | 0
SA1 | Wind | 15792.6169 | 17014.9554 | 14363.3564 | 15141.6605 | 14176.346 | 14811.1096 | 13999.4943 | 12567.6062 | 11268.3811 | 10382.1372 | 10450.5975 | 8515.4108 | 8033.856 | 7341.4178 | 6955.3138 | 5899.3918 | 5095.1181 | 4506.8301 | 3379.2114 | 3165.3968 | 2816.7178 | 2653.7685 | 1823.9004 | 1995.9179 | 1229.1888 | 1012.1364 | 999.921 | 831.5596 | 629.6753
SA1 | Solar PV | 0.88216 | 0.9802 | 0.94172 | 0.86505 | 0.80469 | 0.78615 | 0.77342 | 0.70164 | 0.69789 | 0.67175 | 0.64397 | 0.62414 | 0.5671 | 0.52772 | 0.51627 | 0.50631 | 0.45989 | 0.4577 | 2.0156 | 3.9969 | 4.7037 | 6.1756 | 6.1773 | 5.7773 | 5.5612 | 4.7908 | 4.3001 | 3.6732 | 3.908
SA1 | Grid Battery | 0.09359 | 0.089586 | 0.092965 | 0.092252 | 0.086448 | 0.08087 | 0.070228 | 0.065323 | 0.057413 | 0.05263 | 0.049197 | 0.049295 | 0.046065 | 0.032536 | 0.032367 | 0.031244 | 0.056605 | 0.053113 | 0.41881 | 0.39049 | 0.86604 | 0.8321 | 0.78215 | 0.76463 | 0.73252 | 0.66966 | 0.63133 | 0.60113 | 0.53953
SA1 | Pumped Hydro | 0 | 0 | 1.0683e-08 | 9.8683e-09 | 9.2584e-09 | 9.3057e-09 | 8.8595e-09 | 8.999e-09 | 8.6918e-09 | 8.8161e-09 | 8.7834e-09 | 1.257e-08 | 1.1796e-08 | 1.1099e-08 | 1.1239e-08 | 1.3301e-08 | 1.7157e-08 | 1.6472e-08 | 1.5822e-08 | 1.5353e-08 | 2.0734e-08 | 1.97e-08 | 1.8807e-08 | 2.2805e-08 | 2.133e-08 | 1.9847e-08 | 1.9175e-08 | 1.8618e-08 | 1.7894e-08
SA1 | VPP | 0.096687 | 0.16242 | 0.21132 | 0.25566 | 0.32916 | 0.42574 | 0.47874 | 0.55003 | 0.58925 | 0.65697 | 0.75368 | 0.87799 | 0.91045 | 0.88868 | 0.95053 | 0.95504 | 0.92019 | 0.90849 | 0.83502 | 0.8164 | 0.78808 | 0.7907 | 0.77948 | 0.79291 | 0.77729 | 0.70393 | 0.67788 | 0.66841 | 0.53261
Total excluding storage |  | 25455.6636 | 26032.2752 | 20211.2472 | 18169.7811 | 16982.3047 | 17668.8214 | 16570.6152 | 15124.9466 | 13545.7984 | 12564.3601 | 12532.9297 | 12575.9777 | 11731.9276 | 13287.3444 | 9645.1029 | 8214.4846 | 7233.2559 | 7132.2105 | 6333.2772 | 5925.165 | 4883.3651 | 5633.5646 | 5413.1084 | 2526.5328 | 1656.4935 | 1646.4669 | 1850.8998 | 2025.1556 | 1741.9121
Region | Technology | 2021-22 | 2022-23 | 2023-24 | 2024-25 | 2025-26 | 2026-27 | 2027-28 | 2028-29 | 2029-30 | 2030-31 | 2031-32 | 2032-33 | 2033-34 | 2034-35 | 2035-36 | 2036-37 | 2037-38 | 2038-39 | 2039-40 | 2040-41 | 2041-42 | 2042-43 | 2043-44 | 2044-45 | 2045-46 | 2046-47 | 2047-48 | 2048-49 | 2049-50
TAS1 | Black Coal | 0 | 0 | 0 | 0 | 0 | 0 | 0 | 0 | 0 | 0 | 0 | 0 | 0 | 0 | 0 | 0 | 0 | 0 | 0 | 0 | 0 | 0 | 0 | 0 | 0 | 0 | 0 | 0 | 0
TAS1 | Brown Coal | 0 | 0 | 0 | 0 | 0 | 0 | 0 | 0 | 0 | 0 | 0 | 0 | 0 | 0 | 0 | 0 | 0 | 0 | 0 | 0 | 0 | 0 | 0 | 0 | 0 | 0 | 0 | 0 | 0
TAS1 | CCGT | 7.2321e-06 | 6.8303e-06 | 6.8361e-06 | 6.5739e-06 | 6.295e-06 | 6.1972e-06 | 6.4792e-06 | 6.6285e-06 | 6.4536e-06 | 6.3087e-06 | 6.115e-06 | 6.9047e-06 | 6.5812e-06 | 6.2748e-06 | 5.9462e-06 | 5.677e-06 | 5.7163e-06 | 5.4931e-06 | 5.8195e-06 | 5.5e-06 | 5.7223e-06 | 5.4441e-06 | 5.2242e-06 | 4.9392e-06 | 4.7379e-06 | 4.7242e-06 | 4.6837e-06 | 5.0328e-06 | 4.7548e-06
TAS1 | Gas - Steam | 0 | 0 | 0 | 0 | 0 | 0 | 0 | 0 | 0 | 0 | 0 | 0 | 0 | 0 | 0 | 0 | 0 | 0 | 0 | 0 | 0 | 0 | 0 | 0 | 0 | 0 | 0 | 0 | 0
TAS1 | OCGT / Diesel | 8.935e-06 | 8.3004e-06 | 8.3322e-06 | 8.124e-06 | 7.9084e-06 | 8.0495e-06 | 8.266e-06 | 8.485e-06 | 8.3212e-06 | 8.1267e-06 | 7.7989e-06 | 4.6219 | 8.2762e-06 | 8.2239e-06 | 1.62 | 7.3726e-06 | 9.6802 | 7.3066e-06 | 2.8367 | 1.1999 | 4.6092 | 4.7907e-06 | 3.7718 | 3.6899 | 4.7244e-06 | 1.5115 | 1.3074 | 10.3539 | 4.961
TAS1 | Hydro | 53493.676 | 51103.7247 | 49843.1938 | 56080.1425 | 53173.5551 | 43367.9779 | 52174.0979 | 52714.028 | 43526.7233 | 37675.9459 | 37033.1985 | 40381.6763 | 38207.0591 | 37628.4167 | 33685.2235 | 29351.8292 | 30375.3588 | 26908.068 | 23790.9958 | 22595.7034 | 20804.7291 | 20480.0588 | 21089.3453 | 19733.4005 | 18824.5192 | 18464.8199 | 16269.7567 | 15488.3537 | 13272.9472
TAS1 | Wind | 3344.9436 | 3864.5276 | 3332.4717 | 3207.6661 | 3265.5786 | 3175.5439 | 3082.8703 | 2488.4153 | 2346.5187 | 1987.572 | 2280.546 | 1941.3467 | 1917.958 | 1867.1427 | 1731.7592 | 1663.7011 | 1226.8223 | 1155.6613 | 824.5033 | 828.8125 | 769.3399 | 719.6486 | 623.1825 | 520.8145 | 556.3826 | 407.6569 | 421.7114 | 331.6998 | 313.0246
TAS1 | Solar PV | 3.0879e-09 | 4.9752e-09 | 6.6547e-09 | 1.1252e-08 | 1.2562e-08 | 1.4825e-08 | 1.3266e-08 | 1.3009e-08 | 1.3109e-08 | 1.3206e-08 | 1.3253e-08 | 1.3277e-08 | 1.5546e-08 | 1.3023e-08 | 1.4576e-08 | 1.3365e-08 | 1.6341e-08 | 1.7806e-08 | 3.4613e-08 | 7.3806e-08 | 7.1191e-08 | 6.6555e-08 | 5.3565e-08 | 5.2653e-08 | 4.8035e-08 | 4.5986e-08 | 4.5564e-08 | 4.2334e-08 | 3.8893e-08
TAS1 | Grid Battery | 6.9339e-09 | 9.7537e-09 | 9.1824e-09 | 1.0165e-08 | 1.3901e-08 | 1.3303e-08 | 1.5321e-08 | 1.6528e-08 | 1.895e-08 | 1.9173e-08 | 2.0306e-08 | 2.3061e-08 | 2.2789e-08 | 2.3297e-08 | 2.3747e-08 | 2.313e-08 | 2.6501e-08 | 2.5453e-08 | 3.8658e-08 | 4.0369e-08 | 3.9146e-08 | 3.8135e-08 | 4.1366e-08 | 4.1716e-08 | 3.8188e-08 | 3.6507e-08 | 3.3998e-08 | 4.6606e-08 | 4.4803e-08
TAS1 | Pumped Hydro | 0 | 0 | 2.5713e-08 | 2.5566e-08 | 2.7052e-08 | 2.7324e-08 | 2.9506e-08 | 2.9343e-08 | 3.025e-08 | 3.2069e-08 | 3.2253e-08 | 4.2053e-08 | 4.1921e-08 | 4.212e-08 | 4.0564e-08 | 4.2619e-08 | 5.2491e-08 | 4.9513e-08 | 7.4819e-08 | 7.8913e-08 | 7.0969e-08 | 7.0084e-08 | 7.3849e-08 | 7.343e-08 | 7.0301e-08 | 6.7379e-08 | 6.4628e-08 | 6.2359e-08 | 6.1332e-08
TAS1 | VPP | 0.0023035 | 0.0069701 | 0.004623 | 0.0085758 | 0.020994 | 0.032289 | 0.068569 | 0.0819 | 0.088138 | 0.11289 | 0.1339 | 0.15367 | 0.15295 | 0.1689 | 0.16918 | 0.17074 | 0.18304 | 0.15939 | 0.18301 | 0.21003 | 0.20397 | 0.19521 | 0.21052 | 0.2031 | 0.18774 | 0.17066 | 0.15858 | 0.16612 | 0.14332
Total excluding storage |  | 56838.6195 | 54968.2523 | 53175.6656 | 59287.8085 | 56439.1337 | 46543.5218 | 55256.9682 | 55202.4434 | 45873.242 | 39663.5179 | 39313.7445 | 42327.6449 | 40125.0172 | 39495.5594 | 35418.6027 | 31015.5303 | 31611.8613 | 28063.7293 | 24618.3358 | 23425.7157 | 21578.6783 | 21199.7074 | 21716.2997 | 20257.9048 | 19380.9017 | 18873.9883 | 16692.7755 | 15830.4074 | 13590.9328
Explicitly modelled pumping
Region | Technology | 2021-22 | 2022-23 | 2023-24 | 2024-25 | 2025-26 | 2026-27 | 2027-28 | 2028-29 | 2029-30 | 2030-31 | 2031-32 | 2032-33 | 2033-34 | 2034-35 | 2035-36 | 2036-37 | 2037-38 | 2038-39 | 2039-40 | 2040-41 | 2041-42 | 2042-43 | 2043-44 | 2044-45 | 2045-46 | 2046-47 | 2047-48 | 2048-49 | 2049-50
NEM | Grid Battery pump | 0.24272 | 0.31889 | 0.31854 | 0.34506 | 0.32684 | 0.30998 | 0.26868 | 0.24569 | 0.21576 | 0.2022 | 0.19117 | 0.19256 | 0.15942 | 0.1319 | 0.13314 | 0.12798 | 0.11227 | 0.10387 | 0.10027 | 0.081027 | 0.044467 | 0.025023 | 0.022749 | 0.023172 | 0.022389 | 0.019626 | 0.018631 | 0.017782 | 0.014948
NEM | Pumped Hydro Pump | 1203.3908 | 3781.1866 | 4713.5299 | 11349.9069 | 9318.283 | 8829.1891 | 8233.6027 | 10029.8133 | 7628.1598 | 8019.3992 | 8131.6978 | 11653.3515 | 10655.0468 | 9167.4359 | 11148.4873 | 9898.1478 | 8161.2217 | 7304.9317 | 7586.7605 | 7683.7864 | 7467.8503 | 7532.9173 | 7157.7823 | 7243.3396 | 7513.7095 | 6118.3231 | 5269.6512 | 5724.5429 | 3762.3386
NEM | VPP pump | 0.47113 | 0.8185 | 1.0791 | 1.7617 | 2.5959 | 3.4059 | 4.0858 | 4.9452 | 5.6402 | 6.5932 | 7.7133 | 9.093 | 9.7016 | 9.7691 | 10.4472 | 10.8016 | 9.8896 | 9.7884 | 9.8978 | 10.0198 | 10.308 | 10.3409 | 10.1906 | 10.6126 | 10.1811 | 9.1857 | 9.1606 | 9.1973 | 7.3714
Region | Technology | 2021-22 | 2022-23 | 2023-24 | 2024-25 | 2025-26 | 2026-27 | 2027-28 | 2028-29 | 2029-30 | 2030-31 | 2031-32 | 2032-33 | 2033-34 | 2034-35 | 2035-36 | 2036-37 | 2037-38 | 2038-39 | 2039-40 | 2040-41 | 2041-42 | 2042-43 | 2043-44 | 2044-45 | 2045-46 | 2046-47 | 2047-48 | 2048-49 | 2049-50
NSW1 | Grid Battery pump | 0 | 0 | 0 | 0 | 0 | 0 | 0 | 0 | 0 | 0 | 0 | 0 | 0 | 0 | 0 | 0 | 0 | 0 | 0 | 0 | 0 | 0 | 0 | 0 | 0 | 0 | 0 | 0 | 0
NSW1 | Pumped Hydro Pump | 900.5042 | 2874.0569 | 3477.6533 | 7077.0429 | 4719.803 | 4929.6363 | 4860.2555 | 5753.8868 | 4463.6728 | 4699.364 | 5094.2386 | 7696.6747 | 7128.435 | 6036.3931 | 7896.9011 | 6908.7863 | 6316.0315 | 5533.8367 | 5790.595 | 5865.7123 | 5360.4125 | 5764.2624 | 5863.3422 | 5842.8258 | 6294.473 | 5105.9759 | 4403.1159 | 4983.1189 | 3510.7975
NSW1 | VPP pump | 0.17064 | 0.31179 | 0.38445 | 0.67303 | 1.0097 | 1.2857 | 1.5675 | 1.856 | 2.0931 | 2.4054 | 2.7085 | 3.1052 | 3.3362 | 3.2927 | 3.5072 | 3.6077 | 3.5015 | 3.4002 | 3.4875 | 3.4731 | 3.5458 | 3.5602 | 3.5277 | 3.6718 | 3.5997 | 3.3434 | 3.2435 | 3.3029 | 2.8423
Region | Technology | 2021-22 | 2022-23 | 2023-24 | 2024-25 | 2025-26 | 2026-27 | 2027-28 | 2028-29 | 2029-30 | 2030-31 | 2031-32 | 2032-33 | 2033-34 | 2034-35 | 2035-36 | 2036-37 | 2037-38 | 2038-39 | 2039-40 | 2040-41 | 2041-42 | 2042-43 | 2043-44 | 2044-45 | 2045-46 | 2046-47 | 2047-48 | 2048-49 | 2049-50
QLD1 | Grid Battery pump | 0 | 0.025232 | 0.026844 | 0.031604 | 0.032349 | 0.030359 | 0.027845 | 0.026269 | 0.024196 | 0.023327 | 0.021659 | 0.021 | 0.019697 | 0.018589 | 0.017809 | 0.017003 | 0.01275 | 0.012243 | 0.012179 | 0 | 0 | 0 | 0 | 0 | 0 | 0 | 0 | 0 | 0
QLD1 | Pumped Hydro Pump | 302.8866 | 907.1297 | 1235.8766 | 4272.864 | 4598.48 | 3899.5528 | 3373.3472 | 4275.9265 | 3164.487 | 3320.0352 | 3037.4592 | 3956.6768 | 3526.6118 | 3131.0428 | 3251.5862 | 2989.3615 | 1845.1902 | 1771.095 | 1796.1655 | 1818.0741 | 2107.4378 | 1768.6549 | 1294.4401 | 1400.5138 | 1219.2365 | 1012.3472 | 866.5353 | 741.424 | 251.5411
QLD1 | VPP pump | 0.074324 | 0.12327 | 0.18213 | 0.33228 | 0.52638 | 0.68769 | 0.83378 | 1.0299 | 1.2015 | 1.4486 | 1.7035 | 2.0005 | 2.1578 | 2.3075 | 2.3834 | 2.4849 | 1.8088 | 1.9083 | 1.9863 | 2.0819 | 2.2746 | 2.3209 | 2.3321 | 2.3487 | 2.1184 | 1.7178 | 1.8496 | 1.8343 | 1.1112
Region | Technology | 2021-22 | 2022-23 | 2023-24 | 2024-25 | 2025-26 | 2026-27 | 2027-28 | 2028-29 | 2029-30 | 2030-31 | 2031-32 | 2032-33 | 2033-34 | 2034-35 | 2035-36 | 2036-37 | 2037-38 | 2038-39 | 2039-40 | 2040-41 | 2041-42 | 2042-43 | 2043-44 | 2044-45 | 2045-46 | 2046-47 | 2047-48 | 2048-49 | 2049-50
VIC1 | Grid Battery pump | 0.12746 | 0.18279 | 0.17718 | 0.19945 | 0.18787 | 0.17977 | 0.15392 | 0.13898 | 0.12051 | 0.11406 | 0.10874 | 0.11073 | 0.082854 | 0.073138 | 0.075365 | 0.072407 | 0.064401 | 0.058532 | 0.057315 | 0.053233 | 0.018755 | 0 | 0 | 0 | 0 | 0 | 0 | 0 | 0
VIC1 | Pumped Hydro Pump | 0 | 0 | 0 | 0 | 0 | 0 | 0 | 0 | 0 | 0 | 0 | 0 | 0 | 0 | 0 | 0 | 0 | 0 | 0 | 0 | 0 | 0 | 0 | 0 | 0 | 0 | 0 | 0 | 0
VIC1 | VPP pump | 0.10971 | 0.18371 | 0.25887 | 0.44516 | 0.64824 | 0.89371 | 1.0392 | 1.3173 | 1.5483 | 1.8338 | 2.2566 | 2.774 | 2.9566 | 2.924 | 3.2398 | 3.3844 | 3.2814 | 3.2207 | 3.229 | 3.2537 | 3.3239 | 3.2966 | 3.1687 | 3.42 | 3.325 | 3.0988 | 3.0803 | 3.0813 | 2.6225
Region | Technology | 2021-22 | 2022-23 | 2023-24 | 2024-25 | 2025-26 | 2026-27 | 2027-28 | 2028-29 | 2029-30 | 2030-31 | 2031-32 | 2032-33 | 2033-34 | 2034-35 | 2035-36 | 2036-37 | 2037-38 | 2038-39 | 2039-40 | 2040-41 | 2041-42 | 2042-43 | 2043-44 | 2044-45 | 2045-46 | 2046-47 | 2047-48 | 2048-49 | 2049-50
SA1 | Grid Battery pump | 0.11526 | 0.11087 | 0.11451 | 0.11401 | 0.10662 | 0.099843 | 0.086915 | 0.080439 | 0.071052 | 0.064809 | 0.060773 | 0.060829 | 0.056874 | 0.04017 | 0.039962 | 0.038575 | 0.03512 | 0.033097 | 0.030779 | 0.027793 | 0.025711 | 0.025023 | 0.022749 | 0.023172 | 0.022389 | 0.019626 | 0.018631 | 0.017782 | 0.014948
SA1 | Pumped Hydro Pump | 0 | 0 | 0 | 0 | 0 | 0 | 0 | 0 | 0 | 0 | 0 | 0 | 0 | 0 | 0 | 0 | 0 | 0 | 0 | 0 | 0 | 0 | 0 | 0 | 0 | 0 | 0 | 0 | 0
SA1 | VPP pump | 0.11375 | 0.19149 | 0.24822 | 0.30107 | 0.38697 | 0.50088 | 0.5645 | 0.64586 | 0.69327 | 0.77294 | 0.88711 | 1.0326 | 1.0712 | 1.0456 | 1.1183 | 1.1236 | 1.0826 | 1.0716 | 0.97965 | 0.96333 | 0.92441 | 0.93294 | 0.91445 | 0.93368 | 0.91643 | 0.8255 | 0.80014 | 0.78384 | 0.62665
Region | Technology | 2021-22 | 2022-23 | 2023-24 | 2024-25 | 2025-26 | 2026-27 | 2027-28 | 2028-29 | 2029-30 | 2030-31 | 2031-32 | 2032-33 | 2033-34 | 2034-35 | 2035-36 | 2036-37 | 2037-38 | 2038-39 | 2039-40 | 2040-41 | 2041-42 | 2042-43 | 2043-44 | 2044-45 | 2045-46 | 2046-47 | 2047-48 | 2048-49 | 2049-50
TAS1 | Grid Battery pump | 0 | 0 | 0 | 0 | 0 | 0 | 0 | 0 | 0 | 0 | 0 | 0 | 0 | 0 | 0 | 0 | 0 | 0 | 0 | 0 | 0 | 0 | 0 | 0 | 0 | 0 | 0 | 0 | 0
TAS1 | Pumped Hydro Pump | 0 | 0 | 0 | 0 | 0 | 0 | 0 | 0 | 0 | 0 | 0 | 0 | 0 | 0 | 0 | 0 | 0 | 0 | 0 | 0 | 0 | 0 | 0 | 0 | 0 | 0 | 0 | 0 | 0
TAS1 | VPP pump | 0.0027104 | 0.0082442 | 0.005399 | 0.010174 | 0.024624 | 0.03798 | 0.080913 | 0.096116 | 0.10405 | 0.13246 | 0.15754 | 0.18079 | 0.17995 | 0.1993 | 0.19846 | 0.20088 | 0.21535 | 0.18753 | 0.21532 | 0.24774 | 0.23934 | 0.23032 | 0.24767 | 0.23832 | 0.2215 | 0.20017 | 0.18717 | 0.19485 | 0.16862

## Marinus_FOM Cost
FOM cost by technology ($000s) - Marinus Link, Fast Change Scenario
FOM | Real June 2020 dollars discounted to 1 July 2020. For new entrant capacity, the FOM is incurred annually in modelling. For existing capacity, FOM is considered to be a sunk cost, since the fixed retirement dates are assumed to be the same in the Base Case and the case with Marinus Link. As such, early retirements are presented as an annual FOM saving, or negative cost, that continues until the assumed fixed date retirement.
Explicitly modelled generation
Region | Technology | 2021-22 | 2022-23 | 2023-24 | 2024-25 | 2025-26 | 2026-27 | 2027-28 | 2028-29 | 2029-30 | 2030-31 | 2031-32 | 2032-33 | 2033-34 | 2034-35 | 2035-36 | 2036-37 | 2037-38 | 2038-39 | 2039-40 | 2040-41 | 2041-42 | 2042-43 | 2043-44 | 2044-45 | 2045-46 | 2046-47 | 2047-48 | 2048-49 | 2049-50
NEM | Black Coal | 0 | 0 | 0 | -98145.365 | -16879.0829 | 134938.3356 | -70653.5086 | -184294.5226 | -192704.6791 | -184841.695 | 206589.0532 | 331742.1468 | 185748.9497 | -110171.6356 | -6785.2207 | -16.5895 | -0.00074726 | -0.00071303 | -0.0006822 | -0.00064913 | 239835.4414 | 0 | 0 | 0 | 0 | 0 | 0 | 0 | 0
NEM | Brown Coal | 0 | 0 | 0 | -148298.6949 | -141506.3882 | -159866.8536 | 151885.0898 | 434833.5656 | -105352.1702 | -68541.057 | -32788.373 | -0.0046596 | -0.0044462 | -0.0042425 | -0.004059 | -0.0038623 | 190672.8148 | 363063.5478 | -0.0033645 | -0.0032014 | -0.0030548 | -0.0029149 | -0.0027888 | -0.0026537 | -0.0025321 | -0.0024161 | -0.0017916 | 0 | 0
NEM | CCGT | 2.1253e-05 | 2.028e-05 | 2.056e-05 | 2.0621e-05 | 1.9676e-05 | 1.8775e-05 | 1.7963e-05 | 1.7093e-05 | 1.631e-05 | 1.5563e-05 | 1.489e-05 | 2.3908e-05 | 2.2813e-05 | 2.1768e-05 | 2.0826e-05 | 1.9817e-05 | 3.5524e-05 | 3.3897e-05 | 3.919e-05 | 3.7291e-05 | 4.2819e-05 | 4.3155e-05 | 4.2518e-05 | 4.0457e-05 | 3.8604e-05 | 3.7949e-05 | 3.6619e-05 | 5.1473e-05 | 4.9115e-05
NEM | Gas - Steam | 0 | 0 | 0 | 0 | 0 | 0 | 0 | 0 | 0 | 0 | 0 | 0 | 0 | 0 | 0 | 0 | 0 | 0 | 0 | 0 | 0 | 0 | 0 | 0 | 0 | 0 | 0 | 0 | 0
NEM | OCGT / Diesel | 8.8556e-05 | 8.45e-05 | 8.0845e-05 | 7.6927e-05 | 7.3403e-05 | 7.0041e-05 | 6.7012e-05 | 6.3764e-05 | 6.0844e-05 | 5.8057e-05 | 5.5546e-05 | 7.7524e-05 | 7.3973e-05 | 7.0585e-05 | 6.7532e-05 | 6.4259e-05 | 0.00011831 | 0.00011289 | 1580.8635 | 1504.2395 | 1443.9217 | 1488.9944 | 1424.5973 | 7354.8005 | 8600.0059 | 12815.3465 | 12261.099 | 15222.683 | 14525.4609
NEM | Hydro | 0 | 0 | 0 | 0 | 0 | 0 | 0 | 0 | 0 | 0 | 0 | 0 | 0 | 0 | 0 | 0 | 0 | 0 | 0 | 0 | 0 | 0 | 0 | 0 | 0 | 0 | 0 | 0 | 0
NEM | Wind | 14613.4431 | 33101.4909 | 53095.9641 | 71210.5287 | 86898.4502 | 87872.7757 | 99797.0415 | 110462.4214 | 188059.2911 | 181671.9982 | 175938.536 | 209543.5445 | 205132.9124 | 205145.9328 | 203769.2323 | 213524.5192 | 251180.0452 | 252570.761 | 249628.6844 | 238977.178 | 245159.305 | 251697.9316 | 250868.4291 | 241079.5043 | 244535.0153 | 252211.2835 | 260531.2315 | 255758.5792 | 262042.6977
NEM | Solar PV | 0.00012438 | 0.00020876 | 0.00021467 | 0.00040415 | 2134.9302 | 13886.7976 | 25136.4574 | 36008.0695 | 66134.4061 | 63105.3493 | 60376.1229 | 57449.7083 | 54818.4239 | 52307.6564 | 50045.4165 | 47619.7282 | 60363.2765 | 61414.5637 | 65462.7221 | 73372.7523 | 74356.1931 | 105797.5993 | 101367.514 | 96454.257 | 92036.5047 | 104959.3344 | 103378.2884 | 108662.3451 | 109356.5049
NEM | Grid Battery | 0.00010717 | 0.00015727 | 0.00015047 | 0.00018276 | 0.00024699 | 0.00025228 | 0.00031056 | 0.00035715 | 0.017659 | 0.016852 | 0.016151 | 0.015887 | 542.6669 | 517.8119 | 495.4172 | 471.4046 | 17024.6479 | 16244.8931 | 21376.8573 | 20340.7266 | 30428.5561 | 29034.8818 | 27779.1599 | 26432.7113 | 25222.0527 | 30475.995 | 29157.9469 | 27744.6692 | 26473.9209
NEM | Pumped Hydro | 0 | 0 | 0.00019948 | 0.00021621 | 0.00021308 | 0.00021076 | 0.00021681 | 0.0002254 | 22893.9863 | 21845.4067 | 20900.6206 | 19887.5731 | 18976.6919 | 18107.5305 | 17324.4027 | 16484.6934 | 18232.6768 | 17397.5924 | 16645.1688 | 15838.3818 | 16054.3979 | 21893.8895 | 20947.0065 | 20184.8951 | 19260.3961 | 20162.2046 | 19290.2148 | 21265.6266 | 25657.9757
NEM | VPP | 0 | 0 | 0 | 0 | 0 | 0 | 0 | 0 | 0 | 0 | 0 | 0 | 0 | 0 | 0 | 0 | 0 | 0 | 0 | 0 | 0 | 0 | 0 | 0 | 0 | 0 | 0 | 0 | 0
Total excluding storage |  | 14613.4433 | 33101.4912 | 53095.9644 | -175233.5308 | -69352.0907 | 76831.0554 | 206165.0802 | 397009.534 | -43863.1521 | -8605.4044 | 410115.3392 | 598735.3951 | 445700.2817 | 147281.9494 | 247029.4241 | 261127.6542 | 502216.1359 | 677048.872 | 316672.2661 | 313854.166 | 560794.8582 | 358984.5224 | 353660.5376 | 344888.5592 | 345171.5234 | 369985.9621 | 376170.6171 | 379643.6074 | 385924.6636
Region | Technology | 2021-22 | 2022-23 | 2023-24 | 2024-25 | 2025-26 | 2026-27 | 2027-28 | 2028-29 | 2029-30 | 2030-31 | 2031-32 | 2032-33 | 2033-34 | 2034-35 | 2035-36 | 2036-37 | 2037-38 | 2038-39 | 2039-40 | 2040-41 | 2041-42 | 2042-43 | 2043-44 | 2044-45 | 2045-46 | 2046-47 | 2047-48 | 2048-49 | 2049-50
NSW1 | Black Coal | 0 | 0 | 0 | -24426.4252 | 53463.4169 | -114456.246 | -121464.3052 | -115576.962 | -127134.4876 | -122274.7185 | -116986.4934 | 227841.366 | -61109.1249 | -58310.2336 | -0.00052631 | -0.0005008 | -0.00047787 | -0.00045598 | -0.00043626 | -0.00041511 | -0.0003961 | 0 | 0 | 0 | 0 | 0 | 0 | 0 | 0
NSW1 | Brown Coal | 0 | 0 | 0 | 0 | 0 | 0 | 0 | 0 | 0 | 0 | 0 | 0 | 0 | 0 | 0 | 0 | 0 | 0 | 0 | 0 | 0 | 0 | 0 | 0 | 0 | 0 | 0 | 0 | 0
NSW1 | CCGT | 4.5938e-06 | 4.3834e-06 | 4.1938e-06 | 3.9906e-06 | 3.8078e-06 | 3.6334e-06 | 3.4763e-06 | 3.3078e-06 | 3.1563e-06 | 3.0117e-06 | 2.8814e-06 | 5.7949e-06 | 5.5295e-06 | 5.2762e-06 | 5.048e-06 | 4.8033e-06 | 1.1733e-05 | 1.1195e-05 | 1.1421e-05 | 1.0868e-05 | 1.382e-05 | 1.3187e-05 | 1.3176e-05 | 1.2537e-05 | 1.1963e-05 | 1.1415e-05 | 1.0921e-05 | 1.5862e-05 | 1.5136e-05
NSW1 | Gas - Steam | 0 | 0 | 0 | 0 | 0 | 0 | 0 | 0 | 0 | 0 | 0 | 0 | 0 | 0 | 0 | 0 | 0 | 0 | 0 | 0 | 0 | 0 | 0 | 0 | 0 | 0 | 0 | 0 | 0
NSW1 | OCGT / Diesel | 1.8339e-05 | 1.7499e-05 | 1.6742e-05 | 1.5931e-05 | 1.5201e-05 | 1.4505e-05 | 1.3877e-05 | 1.3205e-05 | 1.26e-05 | 1.2023e-05 | 1.1503e-05 | 1.7264e-05 | 1.6474e-05 | 1.5719e-05 | 1.5039e-05 | 1.431e-05 | 4.5998e-05 | 4.3891e-05 | 0.00017025 | 0.000162 | 8.5788 | 8.1858 | 7.8318 | 4387.6729 | 4186.7107 | 3994.953 | 3822.1763 | 5950.1289 | 5677.6039
NSW1 | Hydro | 0 | 0 | 0 | 0 | 0 | 0 | 0 | 0 | 0 | 0 | 0 | 0 | 0 | 0 | 0 | 0 | 0 | 0 | 0 | 0 | 0 | 0 | 0 | 0 | 0 | 0 | 0 | 0 | 0
NSW1 | Wind | 0.00040206 | 19157.3662 | 36664.0482 | 52634.014 | 64340.9415 | 63622.3634 | 62376.6391 | 59795.0373 | 124196.2024 | 118507.8266 | 113382.5133 | 107886.8924 | 102945.5079 | 105386.0209 | 106551.7291 | 104810.6029 | 101321.0296 | 103114.7438 | 105119.545 | 100024.428 | 110335.194 | 105281.6744 | 100728.3753 | 95846.0972 | 93675.6195 | 89385.1332 | 94483.0348 | 89903.4669 | 85785.7508
NSW1 | Solar PV | 2.9212e-05 | 6.1053e-05 | 6.0622e-05 | 0.0001272 | 2134.9299 | 13886.7973 | 25136.4571 | 36008.0692 | 66134.4056 | 63105.3489 | 60376.1225 | 57449.7075 | 54818.4232 | 52307.6557 | 50045.4158 | 47619.7276 | 48570.4069 | 50161.8255 | 53365.7953 | 50803.5255 | 48476.6465 | 63970.9837 | 61204.3197 | 58237.7622 | 55570.3838 | 59833.5287 | 59045.4384 | 61149.2313 | 61979.1928
NSW1 | Grid Battery | 3.743e-05 | 5.4551e-05 | 5.2191e-05 | 6.8811e-05 | 8.2854e-05 | 8.7347e-05 | 0.00010684 | 0.00011491 | 0.017384 | 0.016587 | 0.015875 | 0.015185 | 0.014489 | 0.013826 | 0.013228 | 0.012586 | 901.693 | 860.3941 | 4165.2053 | 3963.3189 | 10344.0751 | 9870.3007 | 9443.4227 | 8985.7024 | 8574.1435 | 8181.4347 | 7827.598 | 7448.1967 | 7107.0579
NSW1 | Pumped Hydro | 0 | 0 | 5.9124e-05 | 6.8622e-05 | 6.5479e-05 | 6.248e-05 | 6.3583e-05 | 6.6458e-05 | 22893.9861 | 21845.4066 | 20900.6204 | 19887.5728 | 18976.6916 | 18107.5302 | 17324.4024 | 16484.6931 | 15729.6691 | 15009.2262 | 14360.0963 | 13664.0661 | 13038.2311 | 12441.0602 | 11903.0001 | 11326.0648 | 10807.3137 | 10312.3222 | 9866.3273 | 9388.109 | 8958.1193
NSW1 | VPP | 0 | 0 | 0 | 0 | 0 | 0 | 0 | 0 | 0 | 0 | 0 | 0 | 0 | 0 | 0 | 0 | 0 | 0 | 0 | 0 | 0 | 0 | 0 | 0 | 0 | 0 | 0 | 0 | 0
Total excluding storage |  | 0.00045421 | 19157.3663 | 36664.0483 | 28207.5889 | 119939.2884 | -36947.0852 | -33951.209 | -19773.8554 | 63196.1204 | 59338.457 | 56772.1423 | 393177.9659 | 96654.8063 | 99383.443 | 156597.1445 | 152430.33 | 149891.4361 | 153276.5689 | 158485.3401 | 150827.9533 | 158820.4189 | 169260.8439 | 161940.5269 | 158471.5323 | 153432.7141 | 153213.6149 | 157350.6496 | 157002.8271 | 153442.5475
Region | Technology | 2021-22 | 2022-23 | 2023-24 | 2024-25 | 2025-26 | 2026-27 | 2027-28 | 2028-29 | 2029-30 | 2030-31 | 2031-32 | 2032-33 | 2033-34 | 2034-35 | 2035-36 | 2036-37 | 2037-38 | 2038-39 | 2039-40 | 2040-41 | 2041-42 | 2042-43 | 2043-44 | 2044-45 | 2045-46 | 2046-47 | 2047-48 | 2048-49 | 2049-50
QLD1 | Black Coal | 0 | 0 | 0 | -73718.9398 | -70342.4998 | 249394.5815 | 50810.7966 | -68717.5606 | -65570.1914 | -62566.9765 | 323575.5467 | 103900.7808 | 246858.0746 | -51861.402 | -6785.2202 | -16.589 | -0.00026939 | -0.00025705 | -0.00024594 | -0.00023402 | 239835.4418 | 0 | 0 | 0 | 0 | 0 | 0 | 0 | 0
QLD1 | Brown Coal | 0 | 0 | 0 | 0 | 0 | 0 | 0 | 0 | 0 | 0 | 0 | 0 | 0 | 0 | 0 | 0 | 0 | 0 | 0 | 0 | 0 | 0 | 0 | 0 | 0 | 0 | 0 | 0 | 0
QLD1 | CCGT | 4.8965e-06 | 4.6722e-06 | 4.4701e-06 | 5.3113e-06 | 5.068e-06 | 4.8359e-06 | 4.6267e-06 | 4.4025e-06 | 4.2008e-06 | 4.0084e-06 | 3.8351e-06 | 5.9432e-06 | 5.671e-06 | 5.4112e-06 | 5.1772e-06 | 4.9263e-06 | 9.4641e-06 | 9.0307e-06 | 1.288e-05 | 1.2256e-05 | 1.1695e-05 | 1.3455e-05 | 1.2874e-05 | 1.225e-05 | 1.1689e-05 | 1.2267e-05 | 1.1736e-05 | 1.1167e-05 | 1.0656e-05
QLD1 | Gas - Steam | 0 | 0 | 0 | 0 | 0 | 0 | 0 | 0 | 0 | 0 | 0 | 0 | 0 | 0 | 0 | 0 | 0 | 0 | 0 | 0 | 0 | 0 | 0 | 0 | 0 | 0 | 0 | 0 | 0
QLD1 | OCGT / Diesel | 1.8043e-05 | 1.7216e-05 | 1.6472e-05 | 1.5673e-05 | 1.4955e-05 | 1.427e-05 | 1.3653e-05 | 1.2992e-05 | 1.2397e-05 | 1.1829e-05 | 1.1317e-05 | 1.5299e-05 | 1.4599e-05 | 1.393e-05 | 1.3327e-05 | 1.2682e-05 | 1.8954e-05 | 1.8086e-05 | 1580.8633 | 1504.2392 | 1435.3428 | 1480.8084 | 1416.7653 | 1348.0951 | 2868.4168 | 7346.2729 | 7028.5559 | 7131.4394 | 6804.8086
QLD1 | Hydro | 0 | 0 | 0 | 0 | 0 | 0 | 0 | 0 | 0 | 0 | 0 | 0 | 0 | 0 | 0 | 0 | 0 | 0 | 0 | 0 | 0 | 0 | 0 | 0 | 0 | 0 | 0 | 0 | 0
QLD1 | Wind | 14613.4416 | 13944.1237 | 13341.058 | 12694.4208 | 14131.829 | 13484.5696 | 24511.9916 | 35902.8851 | 47406.7391 | 45235.438 | 43279.0626 | 53290.2917 | 54095.7419 | 51618.0743 | 49385.658 | 53491.5543 | 66243.5277 | 63209.473 | 60475.7433 | 57544.4998 | 57144.4828 | 70341.362 | 67299.1872 | 66407.8156 | 70157.0473 | 70781.2158 | 67720.0178 | 64437.6462 | 73701.6934
QLD1 | Solar PV | 4.0163e-05 | 6.5904e-05 | 6.3054e-05 | 0.00011388 | 0.0001132 | 0.00011708 | 0.00015431 | 0.00014683 | 0.0002534 | 0.00024179 | 0.00023133 | 0.00022012 | 0.00021004 | 0.00020042 | 0.00019175 | 0.00018246 | 11792.8684 | 11252.737 | 10766.0704 | 13814.3093 | 16945.2192 | 31076.1795 | 29732.1741 | 28291.0634 | 26995.2895 | 35619.2746 | 34078.7861 | 32426.9962 | 32982.1617
QLD1 | Grid Battery | 1.8265e-05 | 2.4906e-05 | 2.3829e-05 | 3.0739e-05 | 4.0574e-05 | 3.8715e-05 | 6.0609e-05 | 8.3475e-05 | 7.9652e-05 | 7.6004e-05 | 8.035e-05 | 0.00027614 | 542.652 | 517.7977 | 495.4036 | 471.3915 | 15946.5595 | 15216.1827 | 14558.1021 | 13852.4747 | 13218.0102 | 12612.6051 | 12067.1259 | 11482.2355 | 10956.3315 | 16863.6657 | 16134.3335 | 15352.3065 | 14649.1475
QLD1 | Pumped Hydro | 0 | 0 | 2.5704e-05 | 3.0321e-05 | 3.0316e-05 | 3.0543e-05 | 3.0822e-05 | 3.4736e-05 | 3.3145e-05 | 3.3288e-05 | 3.3125e-05 | 7.7645e-05 | 0.00012701 | 0.00012119 | 0.00011595 | 0.00011033 | 2503.0074 | 2388.3658 | 2285.072 | 2174.3152 | 2179.7472 | 8654.7189 | 8280.4133 | 7879.0638 | 7518.1906 | 8957.8101 | 8570.3961 | 8154.9913 | 13147.8275
QLD1 | VPP | 0 | 0 | 0 | 0 | 0 | 0 | 0 | 0 | 0 | 0 | 0 | 0 | 0 | 0 | 0 | 0 | 0 | 0 | 0 | 0 | 0 | 0 | 0 | 0 | 0 | 0 | 0 | 0 | 0
Total excluding storage |  | 14613.4416 | 13944.1237 | 13341.0581 | -61024.5188 | -56210.6707 | 262879.1513 | 75322.7884 | -32814.6754 | -18163.4521 | -17331.5383 | 366854.6096 | 157191.0727 | 300953.8167 | -243.3275 | 42600.438 | 53474.9656 | 78036.3959 | 74462.2098 | 72822.6768 | 72863.0482 | 315360.4866 | 102898.3499 | 98448.1267 | 96046.9741 | 100020.7535 | 113746.7633 | 108827.3599 | 103996.0818 | 113488.6637
Region | Technology | 2021-22 | 2022-23 | 2023-24 | 2024-25 | 2025-26 | 2026-27 | 2027-28 | 2028-29 | 2029-30 | 2030-31 | 2031-32 | 2032-33 | 2033-34 | 2034-35 | 2035-36 | 2036-37 | 2037-38 | 2038-39 | 2039-40 | 2040-41 | 2041-42 | 2042-43 | 2043-44 | 2044-45 | 2045-46 | 2046-47 | 2047-48 | 2048-49 | 2049-50
VIC1 | Black Coal | 0 | 0 | 0 | 0 | 0 | 0 | 0 | 0 | 0 | 0 | 0 | 0 | 0 | 0 | 0 | 0 | 0 | 0 | 0 | 0 | 0 | 0 | 0 | 0 | 0 | 0 | 0 | 0 | 0
VIC1 | Brown Coal | 0 | 0 | 0 | -148298.6949 | -141506.3882 | -159866.8536 | 151885.0898 | 434833.5656 | -105352.1702 | -68541.057 | -32788.373 | -0.0046596 | -0.0044462 | -0.0042425 | -0.004059 | -0.0038623 | 190672.8148 | 363063.5478 | -0.0033645 | -0.0032014 | -0.0030548 | -0.0029149 | -0.0027888 | -0.0026537 | -0.0025321 | -0.0024161 | -0.0017916 | 0 | 0
VIC1 | CCGT | 4.0562e-06 | 3.8704e-06 | 3.703e-06 | 3.5235e-06 | 3.3622e-06 | 3.2082e-06 | 3.0694e-06 | 2.9206e-06 | 2.7869e-06 | 2.6592e-06 | 2.5442e-06 | 4.4083e-06 | 4.2064e-06 | 4.0138e-06 | 3.8402e-06 | 3.6541e-06 | 5.4492e-06 | 5.1996e-06 | 6.2292e-06 | 5.9272e-06 | 6.8288e-06 | 6.5161e-06 | 6.2343e-06 | 5.9321e-06 | 5.6604e-06 | 5.4011e-06 | 5.4784e-06 | 1.3673e-05 | 1.3046e-05
VIC1 | Gas - Steam | 0 | 0 | 0 | 0 | 0 | 0 | 0 | 0 | 0 | 0 | 0 | 0 | 0 | 0 | 0 | 0 | 0 | 0 | 0 | 0 | 0 | 0 | 0 | 0 | 0 | 0 | 0 | 0 | 0
VIC1 | OCGT / Diesel | 1.7311e-05 | 1.6518e-05 | 1.5803e-05 | 1.5037e-05 | 1.4349e-05 | 1.3692e-05 | 1.3099e-05 | 1.2464e-05 | 1.1894e-05 | 1.1349e-05 | 1.0858e-05 | 1.5709e-05 | 1.499e-05 | 1.4303e-05 | 1.3684e-05 | 1.3021e-05 | 1.7797e-05 | 1.6981e-05 | 2.3705e-05 | 2.2556e-05 | 3.4677e-05 | 3.3089e-05 | 3.1658e-05 | 0.0001199 | 0.00011441 | 0.00010917 | 0.00010444 | 799.1082 | 762.5079
VIC1 | Hydro | 0 | 0 | 0 | 0 | 0 | 0 | 0 | 0 | 0 | 0 | 0 | 0 | 0 | 0 | 0 | 0 | 0 | 0 | 0 | 0 | 0 | 0 | 0 | 0 | 0 | 0 | 0 | 0 | 0
VIC1 | Wind | 0.00023508 | 0.00022431 | 0.00022068 | 0.00029693 | 0.00028333 | 0.00027036 | 0.00026435 | 0.0002895 | 0.00027624 | 0.00026645 | 0.00030826 | 9795.154 | 9346.5211 | 9319.6112 | 8916.5498 | 12670.6869 | 32886.2768 | 31380.0356 | 30022.8889 | 28567.6873 | 27259.2437 | 27963.8414 | 36810.5548 | 35026.3567 | 38089.7124 | 49679.2774 | 57181.4561 | 58494.4656 | 61598.1919
VIC1 | Solar PV | 1.1819e-05 | 1.4075e-05 | 1.3466e-05 | 3.9545e-05 | 3.7733e-05 | 3.6005e-05 | 4.3723e-05 | 4.7889e-05 | 4.5696e-05 | 5.0162e-05 | 4.7992e-05 | 0.00011698 | 0.00011162 | 0.00010651 | 0.0001019 | 9.6962e-05 | 0.00025119 | 0.00028581 | 0.0013266 | 5567.3902 | 5312.3952 | 5069.0794 | 4849.8482 | 4614.7773 | 4403.4134 | 4671.2086 | 5627.8629 | 10684.1474 | 10194.7972
VIC1 | Grid Battery | 1.6749e-05 | 2.541e-05 | 2.4311e-05 | 2.8233e-05 | 4.2441e-05 | 4.4424e-05 | 4.8214e-05 | 5.1728e-05 | 6.4586e-05 | 6.1628e-05 | 6.4586e-05 | 0.00014411 | 0.00013751 | 0.00013121 | 0.00012554 | 0.00011945 | 0.00026473 | 0.00025261 | 0.0011352 | 0.0010802 | 895.5473 | 854.5299 | 817.5725 | 777.945 | 742.3139 | 708.3148 | 677.6811 | 644.8341 | 615.2997
VIC1 | Pumped Hydro | 0 | 0 | 2.8523e-05 | 3.3897e-05 | 3.2344e-05 | 3.2282e-05 | 3.0886e-05 | 3.1075e-05 | 2.9651e-05 | 2.8293e-05 | 2.8962e-05 | 5.9544e-05 | 5.6817e-05 | 5.4215e-05 | 5.187e-05 | 4.9356e-05 | 0.00015565 | 0.00014852 | 0.00022012 | 0.00020945 | 836.4195 | 798.1102 | 763.593 | 979.7664 | 934.8916 | 892.0721 | 853.4911 | 3722.5261 | 3552.0288
VIC1 | VPP | 0 | 0 | 0 | 0 | 0 | 0 | 0 | 0 | 0 | 0 | 0 | 0 | 0 | 0 | 0 | 0 | 0 | 0 | 0 | 0 | 0 | 0 | 0 | 0 | 0 | 0 | 0 | 0 | 0
Total excluding storage |  | 0.00026826 | 0.00025877 | 0.00025365 | -148298.6946 | -141506.3879 | -159866.8532 | 151885.0901 | 434833.566 | -105352.1699 | -68541.0566 | -32788.3727 | 9795.1495 | 9346.5168 | 9319.607 | 8916.5458 | 12670.6832 | 223559.0918 | 394443.5837 | 30022.8869 | 34135.0744 | 32571.6359 | 33032.9179 | 41660.4002 | 39641.1315 | 42493.1234 | 54350.4837 | 62809.3173 | 69977.7213 | 72555.497
Region | Technology | 2021-22 | 2022-23 | 2023-24 | 2024-25 | 2025-26 | 2026-27 | 2027-28 | 2028-29 | 2029-30 | 2030-31 | 2031-32 | 2032-33 | 2033-34 | 2034-35 | 2035-36 | 2036-37 | 2037-38 | 2038-39 | 2039-40 | 2040-41 | 2041-42 | 2042-43 | 2043-44 | 2044-45 | 2045-46 | 2046-47 | 2047-48 | 2048-49 | 2049-50
SA1 | Black Coal | 0 | 0 | 0 | 0 | 0 | 0 | 0 | 0 | 0 | 0 | 0 | 0 | 0 | 0 | 0 | 0 | 0 | 0 | 0 | 0 | 0 | 0 | 0 | 0 | 0 | 0 | 0 | 0 | 0
SA1 | Brown Coal | 0 | 0 | 0 | 0 | 0 | 0 | 0 | 0 | 0 | 0 | 0 | 0 | 0 | 0 | 0 | 0 | 0 | 0 | 0 | 0 | 0 | 0 | 0 | 0 | 0 | 0 | 0 | 0 | 0
SA1 | CCGT | 3.9963e-06 | 3.8133e-06 | 4.8052e-06 | 4.5723e-06 | 4.3629e-06 | 4.163e-06 | 3.983e-06 | 3.7899e-06 | 3.6164e-06 | 3.4507e-06 | 3.3015e-06 | 5.5466e-06 | 5.2926e-06 | 5.0502e-06 | 4.8318e-06 | 4.5976e-06 | 7.1259e-06 | 6.7995e-06 | 7.0605e-06 | 6.7183e-06 | 9.0239e-06 | 8.6106e-06 | 8.9088e-06 | 8.477e-06 | 8.0887e-06 | 7.7182e-06 | 7.3844e-06 | 9.7255e-06 | 9.2801e-06
SA1 | Gas - Steam | 0 | 0 | 0 | 0 | 0 | 0 | 0 | 0 | 0 | 0 | 0 | 0 | 0 | 0 | 0 | 0 | 0 | 0 | 0 | 0 | 0 | 0 | 0 | 0 | 0 | 0 | 0 | 0 | 0
SA1 | OCGT / Diesel | 1.7304e-05 | 1.6512e-05 | 1.5798e-05 | 1.5032e-05 | 1.4343e-05 | 1.3686e-05 | 1.3094e-05 | 1.246e-05 | 1.1889e-05 | 1.1345e-05 | 1.0854e-05 | 1.6233e-05 | 1.5489e-05 | 1.478e-05 | 1.4141e-05 | 1.3455e-05 | 2.4748e-05 | 2.3615e-05 | 3.3444e-05 | 3.1823e-05 | 8.9233e-05 | 8.5146e-05 | 8.1463e-05 | 1619.0324 | 1544.8783 | 1474.1205 | 1410.3666 | 1342.0065 | 1280.5406
SA1 | Hydro | 0 | 0 | 0 | 0 | 0 | 0 | 0 | 0 | 0 | 0 | 0 | 0 | 0 | 0 | 0 | 0 | 0 | 0 | 0 | 0 | 0 | 0 | 0 | 0 | 0 | 0 | 0 | 0 | 0
SA1 | Wind | 0.0004411 | 0.0004209 | 0.00053295 | 0.00054504 | 0.00052008 | 0.00049626 | 0.0004748 | 0.00056255 | 0.00053678 | 0.00052515 | 0.00063884 | 18194.8983 | 17361.5442 | 16566.359 | 15849.8854 | 18899.108 | 26532.9367 | 30225.9499 | 28918.7159 | 27517.0333 | 26256.7112 | 25054.1138 | 23970.5552 | 22808.7088 | 22583.5082 | 23253.894 | 22861.5191 | 25524.0759 | 24355.0343
SA1 | Solar PV | 3.826e-05 | 5.9939e-05 | 6.7846e-05 | 0.00010858 | 0.00010971 | 0.00010468 | 0.00012097 | 0.00013517 | 0.00012898 | 0.00014339 | 0.00014406 | 0.00040476 | 0.00038964 | 0.0003718 | 0.00035572 | 0.00033848 | 0.00092817 | 0.00088867 | 1330.855 | 3187.5271 | 3621.9321 | 5681.3566 | 5581.172 | 5310.654 | 5067.4179 | 4835.3225 | 4626.2009 | 4401.9702 | 4200.3532
SA1 | Grid Battery | 1.7343e-05 | 2.7718e-05 | 2.6519e-05 | 2.8419e-05 | 4.3354e-05 | 4.5757e-05 | 5.1237e-05 | 5.7892e-05 | 7.1833e-05 | 6.8543e-05 | 6.9971e-05 | 0.00020193 | 0.00019268 | 0.00018385 | 0.0001759 | 0.00032178 | 176.3951 | 168.3159 | 2653.5486 | 2524.9318 | 5970.9234 | 5697.446 | 5451.0387 | 5186.8282 | 4949.2636 | 4722.5798 | 4518.3342 | 4299.3317 | 4102.4157
SA1 | Pumped Hydro | 0 | 0 | 2.2237e-05 | 2.1159e-05 | 2.019e-05 | 1.9265e-05 | 1.8432e-05 | 1.8927e-05 | 1.806e-05 | 1.8237e-05 | 1.7449e-05 | 2.7015e-05 | 2.5778e-05 | 2.4597e-05 | 2.3533e-05 | 2.8535e-05 | 3.8512e-05 | 3.6748e-05 | 3.5159e-05 | 3.3455e-05 | 4.7479e-05 | 4.5304e-05 | 4.3345e-05 | 5.0356e-05 | 4.805e-05 | 4.5849e-05 | 4.3866e-05 | 4.174e-05 | 3.9828e-05
SA1 | VPP | 0 | 0 | 0 | 0 | 0 | 0 | 0 | 0 | 0 | 0 | 0 | 0 | 0 | 0 | 0 | 0 | 0 | 0 | 0 | 0 | 0 | 0 | 0 | 0 | 0 | 0 | 0 | 0 | 0
Total excluding storage |  | 0.00050066 | 0.00050116 | 0.00062139 | 0.00067323 | 0.00064849 | 0.00061879 | 0.00061284 | 0.00071397 | 0.00068127 | 0.00068333 | 0.00079706 | 18194.8987 | 17361.5446 | 16566.3594 | 15849.8857 | 18899.1084 | 26532.9376 | 30225.9508 | 30249.571 | 30704.5605 | 29878.6434 | 30735.4704 | 29551.7272 | 29738.3952 | 29195.8044 | 29563.3369 | 28898.0866 | 31268.0526 | 29835.9281
Region | Technology | 2021-22 | 2022-23 | 2023-24 | 2024-25 | 2025-26 | 2026-27 | 2027-28 | 2028-29 | 2029-30 | 2030-31 | 2031-32 | 2032-33 | 2033-34 | 2034-35 | 2035-36 | 2036-37 | 2037-38 | 2038-39 | 2039-40 | 2040-41 | 2041-42 | 2042-43 | 2043-44 | 2044-45 | 2045-46 | 2046-47 | 2047-48 | 2048-49 | 2049-50
TAS1 | Black Coal | 0 | 0 | 0 | 0 | 0 | 0 | 0 | 0 | 0 | 0 | 0 | 0 | 0 | 0 | 0 | 0 | 0 | 0 | 0 | 0 | 0 | 0 | 0 | 0 | 0 | 0 | 0 | 0 | 0
TAS1 | Brown Coal | 0 | 0 | 0 | 0 | 0 | 0 | 0 | 0 | 0 | 0 | 0 | 0 | 0 | 0 | 0 | 0 | 0 | 0 | 0 | 0 | 0 | 0 | 0 | 0 | 0 | 0 | 0 | 0 | 0
TAS1 | CCGT | 3.7104e-06 | 3.5405e-06 | 3.3874e-06 | 3.2232e-06 | 3.0755e-06 | 2.9347e-06 | 2.8078e-06 | 2.6717e-06 | 2.5493e-06 | 2.4325e-06 | 2.3273e-06 | 2.2145e-06 | 2.1131e-06 | 2.0163e-06 | 1.9291e-06 | 1.8356e-06 | 1.7515e-06 | 1.6713e-06 | 1.599e-06 | 1.5215e-06 | 1.4518e-06 | 1.3853e-06 | 1.3254e-06 | 1.2612e-06 | 1.2034e-06 | 1.1483e-06 | 1.0986e-06 | 1.0454e-06 | 9.9751e-07
TAS1 | Gas - Steam | 0 | 0 | 0 | 0 | 0 | 0 | 0 | 0 | 0 | 0 | 0 | 0 | 0 | 0 | 0 | 0 | 0 | 0 | 0 | 0 | 0 | 0 | 0 | 0 | 0 | 0 | 0 | 0 | 0
TAS1 | OCGT / Diesel | 1.7559e-05 | 1.6755e-05 | 1.6031e-05 | 1.5254e-05 | 1.4555e-05 | 1.3888e-05 | 1.3288e-05 | 1.2644e-05 | 1.2064e-05 | 1.1512e-05 | 1.1014e-05 | 1.3018e-05 | 1.2422e-05 | 1.1853e-05 | 1.1341e-05 | 1.0791e-05 | 1.081e-05 | 1.0315e-05 | 1.601e-05 | 1.5234e-05 | 1.5083e-05 | 1.4392e-05 | 1.3769e-05 | 1.3579e-05 | 1.2957e-05 | 1.2363e-05 | 1.1829e-05 | 1.5234e-05 | 1.4537e-05
TAS1 | Hydro | 0 | 0 | 0 | 0 | 0 | 0 | 0 | 0 | 0 | 0 | 0 | 0 | 0 | 0 | 0 | 0 | 0 | 0 | 0 | 0 | 0 | 0 | 0 | 0 | 0 | 0 | 0 | 0 | 0
TAS1 | Wind | 0.00039333 | 0.00037531 | 3090.8571 | 5882.093 | 8425.6789 | 10765.8419 | 12908.41 | 14764.4982 | 16456.3488 | 17928.7328 | 19276.9592 | 20376.3082 | 21383.5973 | 22255.8675 | 23065.41 | 23652.5671 | 24196.2745 | 24640.5587 | 25091.7912 | 25323.5296 | 24163.6732 | 23056.9401 | 22059.7567 | 20990.526 | 20029.1278 | 19111.7632 | 18285.2037 | 17398.9246 | 16602.0273
TAS1 | Solar PV | 4.9312e-06 | 7.7925e-06 | 9.685e-06 | 1.4942e-05 | 1.8618e-05 | 1.983e-05 | 1.8972e-05 | 1.8052e-05 | 1.7226e-05 | 1.7876e-05 | 1.8295e-05 | 1.7408e-05 | 1.9795e-05 | 1.8888e-05 | 2.0219e-05 | 1.9239e-05 | 2.3126e-05 | 2.4322e-05 | 4.7011e-05 | 9.9175e-05 | 9.4633e-05 | 9.0299e-05 | 8.6393e-05 | 8.2206e-05 | 7.8441e-05 | 7.4848e-05 | 7.1611e-05 | 6.814e-05 | 6.5019e-05
TAS1 | Grid Battery | 1.7386e-05 | 2.4689e-05 | 2.3621e-05 | 2.6562e-05 | 3.7766e-05 | 3.6036e-05 | 4.3663e-05 | 4.9144e-05 | 5.9031e-05 | 5.8746e-05 | 6.097e-05 | 8.0022e-05 | 7.6357e-05 | 7.286e-05 | 7.1653e-05 | 6.818e-05 | 7.9141e-05 | 7.5516e-05 | 0.00012604 | 0.00011993 | 0.00013204 | 0.000126 | 0.00012055 | 0.0001147 | 0.00010945 | 0.00010444 | 0.00010057 | 0.00013924 | 0.00013286
TAS1 | Pumped Hydro | 0 | 0 | 6.3897e-05 | 6.2208e-05 | 6.4752e-05 | 6.6192e-05 | 7.3091e-05 | 7.4199e-05 | 7.7091e-05 | 8.0329e-05 | 7.8051e-05 | 0.00011525 | 0.00010997 | 0.00010493 | 0.0001004 | 0.00010469 | 0.00012945 | 0.00012352 | 0.00019489 | 0.00018545 | 0.00017695 | 0.00016885 | 0.00016155 | 0.00015372 | 0.00014668 | 0.00013996 | 0.00013391 | 0.00013018 | 0.00012421
TAS1 | VPP | 0 | 0 | 0 | 0 | 0 | 0 | 0 | 0 | 0 | 0 | 0 | 0 | 0 | 0 | 0 | 0 | 0 | 0 | 0 | 0 | 0 | 0 | 0 | 0 | 0 | 0 | 0 | 0 | 0
Total excluding storage |  | 0.00041953 | 0.0004034 | 3090.8572 | 5882.0931 | 8425.6789 | 10765.8419 | 12908.4101 | 14764.4982 | 16456.3488 | 17928.7328 | 19276.9592 | 20376.3083 | 21383.5974 | 22255.8675 | 23065.4101 | 23652.5671 | 24196.2745 | 24640.5588 | 25091.7913 | 25323.5297 | 24163.6734 | 23056.9402 | 22059.7568 | 20990.5261 | 20029.1279 | 19111.7633 | 18285.2037 | 17398.9247 | 16602.0274

## Marinus_Fuel Cost
Fuel cost by technology ($000s) - Marinus Link, Fast Change Scenario
Fuel | Real June 2020 dollars discounted to 1 July 2020
Explicitly modelled generation
Region | Technology | 2021-22 | 2022-23 | 2023-24 | 2024-25 | 2025-26 | 2026-27 | 2027-28 | 2028-29 | 2029-30 | 2030-31 | 2031-32 | 2032-33 | 2033-34 | 2034-35 | 2035-36 | 2036-37 | 2037-38 | 2038-39 | 2039-40 | 2040-41 | 2041-42 | 2042-43 | 2043-44 | 2044-45 | 2045-46 | 2046-47 | 2047-48 | 2048-49 | 2049-50
NEM | Black Coal | 1673661.2919 | 1419061.7783 | 1387328.2119 | 1320769.9866 | 1199744.4423 | 1054169.531 | 921052.5462 | 945254.6246 | 701740.0895 | 644385.8938 | 591222.9331 | 484717.5912 | 507334.498 | 444624.4076 | 368918.5853 | 340702.8339 | 271331.9568 | 256224.6858 | 230469.2007 | 206860.688 | 187482.437 | 121099.4659 | 93353.3132 | 71359.7077 | 53531.2165 | 38228.9008 | 34870.1768 | 32405.8257 | 28385.9096
NEM | Brown Coal | 228818.8484 | 208347.9901 | 201391.874 | 138099.3964 | 139819.6136 | 127833.7326 | 115682.9887 | 110893.1611 | 103818.8486 | 104887.7616 | 98558.7355 | 92777.7816 | 91102.4953 | 84047.1838 | 84422.4677 | 76088.584 | 67881.9962 | 66000.619 | 54307.5743 | 52608.5158 | 57036.5925 | 54681.1437 | 47983.0667 | 43387.1468 | 41744.1517 | 41966.4788 | 26006.9613 | 0 | 0
NEM | CCGT | 185259.8271 | 177101.8771 | 139244.6923 | 138527.9042 | 134157.019 | 127611.6292 | 120044.0628 | 129912.0058 | 105599.2157 | 108112.685 | 115302.813 | 206413.2722 | 206903.7014 | 220725.7772 | 150620.5974 | 124965.9227 | 173111.1048 | 167506.8269 | 133766.0082 | 128523.2599 | 125445.9102 | 139869.5887 | 85632.8169 | 80221.8359 | 43075.2959 | 30871.9839 | 29722.0158 | 28431.0806 | 27235.6964
NEM | Gas - Steam | 85783.0065 | 82508.498 | 78082.0203 | 14220.219 | 12462.5146 | 12829.1756 | 11398.3574 | 12080.7531 | 9781.9163 | 9841.8352 | 9216.2238 | 15153.2639 | 10721.7337 | 23236.7947 | 5533.6535 | 4214.5125 | 10398.6155 | 9102.5147 | 5106.1785 | 5053.3245 | 5001.291 | 5725.204 | 4811.673 | 4544.1355 | 5441.6075 | 0 | 0 | 0 | 0
NEM | OCGT / Diesel | 4635.3544 | 1927.4951 | 10041.7592 | 8969.0457 | 3078.3018 | 7241.7772 | 3967.3866 | 9950.888 | 1112.1315 | 2355.1802 | 2081.3062 | 29461.6505 | 18187.9213 | 22344.1846 | 19059.53 | 19280.6769 | 72503.4956 | 61509.096 | 140719.8815 | 147491.0238 | 103513.0591 | 146019.7587 | 217120.669 | 133657.495 | 151069.1717 | 240541.2256 | 275452.4867 | 418112.2498 | 360301.1853
NEM | Hydro | 0 | 0 | 0 | 0 | 0 | 0 | 0 | 0 | 0 | 0 | 0 | 0 | 0 | 0 | 0 | 0 | 0 | 0 | 0 | 0 | 0 | 0 | 0 | 0 | 0 | 0 | 0 | 0 | 0
NEM | Wind | 0 | 0 | 0 | 0 | 0 | 0 | 0 | 0 | 0 | 0 | 0 | 0 | 0 | 0 | 0 | 0 | 0 | 0 | 0 | 0 | 0 | 0 | 0 | 0 | 0 | 0 | 0 | 0 | 0
NEM | Solar PV | 0 | 0 | 0 | 0 | 0 | 0 | 0 | 0 | 0 | 0 | 0 | 0 | 0 | 0 | 0 | 0 | 0 | 0 | 0 | 0 | 0 | 0 | 0 | 0 | 0 | 0 | 0 | 0 | 0
NEM | Grid Battery | 0 | 0 | 0 | 0 | 0 | 0 | 0 | 0 | 0 | 0 | 0 | 0 | 0 | 0 | 0 | 0 | 0 | 0 | 0 | 0 | 0 | 0 | 0 | 0 | 0 | 0 | 0 | 0 | 0
NEM | Pumped Hydro | 0 | 0 | 0 | 0 | 0 | 0 | 0 | 0 | 0 | 0 | 0 | 0 | 0 | 0 | 0 | 0 | 0 | 0 | 0 | 0 | 0 | 0 | 0 | 0 | 0 | 0 | 0 | 0 | 0
NEM | VPP | 0 | 0 | 0 | 0 | 0 | 0 | 0 | 0 | 0 | 0 | 0 | 0 | 0 | 0 | 0 | 0 | 0 | 0 | 0 | 0 | 0 | 0 | 0 | 0 | 0 | 0 | 0 | 0 | 0
Total excluding storage |  | 2178158.3284 | 1888947.6387 | 1816088.5576 | 1620586.5519 | 1489261.8913 | 1329685.8455 | 1172145.3416 | 1208091.4326 | 922052.2016 | 869583.3557 | 816382.0116 | 828523.5595 | 834250.3496 | 794978.348 | 628554.8339 | 565252.53 | 595227.1689 | 560343.7424 | 564368.8432 | 540536.812 | 478479.2897 | 467395.161 | 448901.5388 | 333170.321 | 294861.4433 | 351608.589 | 366051.6406 | 478949.1561 | 415922.7913
Region | Technology | 2021-22 | 2022-23 | 2023-24 | 2024-25 | 2025-26 | 2026-27 | 2027-28 | 2028-29 | 2029-30 | 2030-31 | 2031-32 | 2032-33 | 2033-34 | 2034-35 | 2035-36 | 2036-37 | 2037-38 | 2038-39 | 2039-40 | 2040-41 | 2041-42 | 2042-43 | 2043-44 | 2044-45 | 2045-46 | 2046-47 | 2047-48 | 2048-49 | 2049-50
NSW1 | Black Coal | 906661.3655 | 737380.0332 | 701897.197 | 729420.6508 | 624254.2934 | 528097.3056 | 452075.6936 | 496430.5416 | 291031.9409 | 267130.5202 | 236970.8078 | 132640.6278 | 157102.9158 | 132277.2931 | 69544.798 | 81282.5047 | 85315.9694 | 77849.3163 | 69376.6547 | 54488.9653 | 46370.762 | 0 | 0 | 0 | 0 | 0 | 0 | 0 | 0
NSW1 | Brown Coal | 0 | 0 | 0 | 0 | 0 | 0 | 0 | 0 | 0 | 0 | 0 | 0 | 0 | 0 | 0 | 0 | 0 | 0 | 0 | 0 | 0 | 0 | 0 | 0 | 0 | 0 | 0 | 0 | 0
NSW1 | CCGT | 2326.5384 | 2210.2637 | 6472.4691 | 4135.0095 | 3762.4855 | 3638.3638 | 3519.1037 | 3499.2411 | 3229.4004 | 3112.7387 | 2976.2347 | 34339.2307 | 30132.3384 | 47490.3253 | 21971.96 | 16625.8288 | 48572.0936 | 51529.7807 | 41956.1758 | 37701.9636 | 34256.1437 | 44064.4561 | 1281.3164 | 0.00054641 | 0.00054264 | 0.00053821 | 0.00052016 | 0.0007414 | 0.00068096
NSW1 | Gas - Steam | 0 | 0 | 0 | 0 | 0 | 0 | 0 | 0 | 0 | 0 | 0 | 0 | 0 | 0 | 0 | 0 | 0 | 0 | 0 | 0 | 0 | 0 | 0 | 0 | 0 | 0 | 0 | 0 | 0
NSW1 | OCGT / Diesel | 0.00030994 | 0.00030525 | 1409.9238 | 4860.2959 | 1045.7354 | 1861.6472 | 665.2152 | 1061.9322 | 0.00032773 | 2.8035 | 0.00033143 | 3862.149 | 2679.2541 | 2675.0668 | 4580.6546 | 2579.1269 | 10927.9556 | 7389.8699 | 44201.8429 | 61654.7987 | 30901.3412 | 46557.394 | 94089.0258 | 47358.0093 | 51566.5713 | 69427.6324 | 114901.0245 | 202491.2432 | 185428.405
NSW1 | Hydro | 0 | 0 | 0 | 0 | 0 | 0 | 0 | 0 | 0 | 0 | 0 | 0 | 0 | 0 | 0 | 0 | 0 | 0 | 0 | 0 | 0 | 0 | 0 | 0 | 0 | 0 | 0 | 0 | 0
NSW1 | Wind | 0 | 0 | 0 | 0 | 0 | 0 | 0 | 0 | 0 | 0 | 0 | 0 | 0 | 0 | 0 | 0 | 0 | 0 | 0 | 0 | 0 | 0 | 0 | 0 | 0 | 0 | 0 | 0 | 0
NSW1 | Solar PV | 0 | 0 | 0 | 0 | 0 | 0 | 0 | 0 | 0 | 0 | 0 | 0 | 0 | 0 | 0 | 0 | 0 | 0 | 0 | 0 | 0 | 0 | 0 | 0 | 0 | 0 | 0 | 0 | 0
NSW1 | Grid Battery | 0 | 0 | 0 | 0 | 0 | 0 | 0 | 0 | 0 | 0 | 0 | 0 | 0 | 0 | 0 | 0 | 0 | 0 | 0 | 0 | 0 | 0 | 0 | 0 | 0 | 0 | 0 | 0 | 0
NSW1 | Pumped Hydro | 0 | 0 | 0 | 0 | 0 | 0 | 0 | 0 | 0 | 0 | 0 | 0 | 0 | 0 | 0 | 0 | 0 | 0 | 0 | 0 | 0 | 0 | 0 | 0 | 0 | 0 | 0 | 0 | 0
NSW1 | VPP | 0 | 0 | 0 | 0 | 0 | 0 | 0 | 0 | 0 | 0 | 0 | 0 | 0 | 0 | 0 | 0 | 0 | 0 | 0 | 0 | 0 | 0 | 0 | 0 | 0 | 0 | 0 | 0 | 0
Total excluding storage |  | 908987.9042 | 739590.2972 | 709779.5899 | 738415.9561 | 629062.5143 | 533597.3166 | 456260.0126 | 500991.7148 | 294261.3416 | 270246.0625 | 239947.0429 | 170842.0075 | 189914.5083 | 182442.6851 | 96097.4126 | 100487.4604 | 144816.0185 | 136768.9669 | 155534.6734 | 153845.7275 | 111528.2469 | 90621.8501 | 95370.3422 | 47358.0099 | 51566.5719 | 69427.633 | 114901.0251 | 202491.2439 | 185428.4057
Region | Technology | 2021-22 | 2022-23 | 2023-24 | 2024-25 | 2025-26 | 2026-27 | 2027-28 | 2028-29 | 2029-30 | 2030-31 | 2031-32 | 2032-33 | 2033-34 | 2034-35 | 2035-36 | 2036-37 | 2037-38 | 2038-39 | 2039-40 | 2040-41 | 2041-42 | 2042-43 | 2043-44 | 2044-45 | 2045-46 | 2046-47 | 2047-48 | 2048-49 | 2049-50
QLD1 | Black Coal | 766999.9264 | 681681.7451 | 685431.0149 | 591349.3359 | 575490.1488 | 526072.2254 | 468976.8525 | 448824.0831 | 410708.1486 | 377255.3736 | 354252.1253 | 352076.9634 | 350231.5821 | 312347.1146 | 299373.7873 | 259420.3292 | 186015.9874 | 178375.3695 | 161092.5459 | 152371.7227 | 141111.675 | 121099.4659 | 93353.3132 | 71359.7077 | 53531.2165 | 38228.9008 | 34870.1768 | 32405.8257 | 28385.9096
QLD1 | Brown Coal | 0 | 0 | 0 | 0 | 0 | 0 | 0 | 0 | 0 | 0 | 0 | 0 | 0 | 0 | 0 | 0 | 0 | 0 | 0 | 0 | 0 | 0 | 0 | 0 | 0 | 0 | 0 | 0 | 0
QLD1 | CCGT | 89916.1002 | 87515.8689 | 92161.3466 | 103488.7721 | 100854.0949 | 95606.2229 | 89405.8225 | 100221.8422 | 77473.1907 | 81195.7477 | 89517.5377 | 136240.4488 | 141865.4503 | 126276.5592 | 106135.1827 | 88547.6272 | 124539.0104 | 115977.0454 | 91809.8315 | 90821.2955 | 91189.7655 | 95805.1315 | 84351.4995 | 80221.8345 | 43075.2945 | 30871.9825 | 29722.0145 | 28431.0784 | 27235.6944
QLD1 | Gas - Steam | 2293.4965 | 2222.3222 | 4287.444 | 4360.2075 | 4353.4495 | 4186.8508 | 3827.9252 | 3557.9842 | 3415.4695 | 3461.241 | 3458.844 | 3324.2652 | 3130.2498 | 2893.7238 | 2744.0165 | 2597.8205 | 5364.437 | 5544.3535 | 5106.1785 | 5053.3245 | 5001.291 | 5725.204 | 4811.673 | 4544.1355 | 5441.6075 | 0 | 0 | 0 | 0
QLD1 | OCGT / Diesel | 0.00054061 | 0.00053297 | 28.3485 | 2255.6485 | 1118.754 | 1803.3623 | 1937.051 | 7111.8897 | 982.4822 | 2135.8624 | 1830.7319 | 15315.5601 | 9045.3599 | 4221.2875 | 5159.1134 | 9487.1004 | 35876.9582 | 28143.8374 | 53243.9708 | 50829.5004 | 47585.1117 | 68636.7184 | 67373.6593 | 60681.7744 | 78326.8444 | 144165.2566 | 130162.5066 | 128227.43 | 87789.9176
QLD1 | Hydro | 0 | 0 | 0 | 0 | 0 | 0 | 0 | 0 | 0 | 0 | 0 | 0 | 0 | 0 | 0 | 0 | 0 | 0 | 0 | 0 | 0 | 0 | 0 | 0 | 0 | 0 | 0 | 0 | 0
QLD1 | Wind | 0 | 0 | 0 | 0 | 0 | 0 | 0 | 0 | 0 | 0 | 0 | 0 | 0 | 0 | 0 | 0 | 0 | 0 | 0 | 0 | 0 | 0 | 0 | 0 | 0 | 0 | 0 | 0 | 0
QLD1 | Solar PV | 0 | 0 | 0 | 0 | 0 | 0 | 0 | 0 | 0 | 0 | 0 | 0 | 0 | 0 | 0 | 0 | 0 | 0 | 0 | 0 | 0 | 0 | 0 | 0 | 0 | 0 | 0 | 0 | 0
QLD1 | Grid Battery | 0 | 0 | 0 | 0 | 0 | 0 | 0 | 0 | 0 | 0 | 0 | 0 | 0 | 0 | 0 | 0 | 0 | 0 | 0 | 0 | 0 | 0 | 0 | 0 | 0 | 0 | 0 | 0 | 0
QLD1 | Pumped Hydro | 0 | 0 | 0 | 0 | 0 | 0 | 0 | 0 | 0 | 0 | 0 | 0 | 0 | 0 | 0 | 0 | 0 | 0 | 0 | 0 | 0 | 0 | 0 | 0 | 0 | 0 | 0 | 0 | 0
QLD1 | VPP | 0 | 0 | 0 | 0 | 0 | 0 | 0 | 0 | 0 | 0 | 0 | 0 | 0 | 0 | 0 | 0 | 0 | 0 | 0 | 0 | 0 | 0 | 0 | 0 | 0 | 0 | 0 | 0 | 0
Total excluding storage |  | 859209.5236 | 771419.9367 | 781908.154 | 701453.9639 | 681816.4473 | 627668.6613 | 564147.6513 | 559715.7992 | 492579.291 | 464048.2247 | 449059.2389 | 506957.2375 | 504272.6421 | 445738.6851 | 413412.0999 | 360052.8774 | 351796.393 | 328040.6058 | 311252.5267 | 299075.8431 | 284887.8432 | 291266.5198 | 249890.1449 | 216807.4521 | 180374.9629 | 213266.1399 | 194754.6978 | 189064.3341 | 143411.5216
Region | Technology | 2021-22 | 2022-23 | 2023-24 | 2024-25 | 2025-26 | 2026-27 | 2027-28 | 2028-29 | 2029-30 | 2030-31 | 2031-32 | 2032-33 | 2033-34 | 2034-35 | 2035-36 | 2036-37 | 2037-38 | 2038-39 | 2039-40 | 2040-41 | 2041-42 | 2042-43 | 2043-44 | 2044-45 | 2045-46 | 2046-47 | 2047-48 | 2048-49 | 2049-50
VIC1 | Black Coal | 0 | 0 | 0 | 0 | 0 | 0 | 0 | 0 | 0 | 0 | 0 | 0 | 0 | 0 | 0 | 0 | 0 | 0 | 0 | 0 | 0 | 0 | 0 | 0 | 0 | 0 | 0 | 0 | 0
VIC1 | Brown Coal | 228818.8484 | 208347.9901 | 201391.874 | 138099.3964 | 139819.6136 | 127833.7326 | 115682.9887 | 110893.1611 | 103818.8486 | 104887.7616 | 98558.7355 | 92777.7816 | 91102.4953 | 84047.1838 | 84422.4677 | 76088.584 | 67881.9962 | 66000.619 | 54307.5743 | 52608.5158 | 57036.5925 | 54681.1437 | 47983.0667 | 43387.1468 | 41744.1517 | 41966.4788 | 26006.9613 | 0 | 0
VIC1 | CCGT | 0.00016648 | 0.00016314 | 0.00016982 | 0.0002023 | 0.00019703 | 0.00018621 | 0.00018261 | 0.00019327 | 0.00018664 | 0.0001819 | 0.00018516 | 0.00028062 | 0.00027203 | 0.00026395 | 0.00024961 | 0.00024094 | 0.00033529 | 0.00032668 | 0.00037579 | 0.00035299 | 0.00039312 | 0.00039169 | 0.00037393 | 0.00034751 | 0.0003441 | 0.00033472 | 0.00034145 | 0.00079612 | 0.00074014
VIC1 | Gas - Steam | 770.153 | 293.2588 | 941.3632 | 2066.6684 | 685.4824 | 1564.0166 | 841.3034 | 1965.7328 | 114.9516 | 435.1709 | 55.1653 | 1758.9694 | 1150.8856 | 1417.37 | 2789.637 | 1616.692 | 5034.1785 | 3558.1612 | 0 | 0 | 0 | 0 | 0 | 0 | 0 | 0 | 0 | 0 | 0
VIC1 | OCGT / Diesel | 762.2544 | 0.00047259 | 986.3245 | 592.1652 | 214.8696 | 1334.7756 | 541.6626 | 208.7313 | 19.5323 | 0.00058775 | 0.00059866 | 3040.4727 | 1047.4286 | 1564.7712 | 1788.485 | 828.9853 | 5155.5897 | 1744.8693 | 14998.0639 | 8478.8508 | 5270.5607 | 2695.7344 | 19202.8879 | 7905.3338 | 6828.5483 | 5852.4976 | 2801.9446 | 46612.113 | 48836.9369
VIC1 | Hydro | 0 | 0 | 0 | 0 | 0 | 0 | 0 | 0 | 0 | 0 | 0 | 0 | 0 | 0 | 0 | 0 | 0 | 0 | 0 | 0 | 0 | 0 | 0 | 0 | 0 | 0 | 0 | 0 | 0
VIC1 | Wind | 0 | 0 | 0 | 0 | 0 | 0 | 0 | 0 | 0 | 0 | 0 | 0 | 0 | 0 | 0 | 0 | 0 | 0 | 0 | 0 | 0 | 0 | 0 | 0 | 0 | 0 | 0 | 0 | 0
VIC1 | Solar PV | 0 | 0 | 0 | 0 | 0 | 0 | 0 | 0 | 0 | 0 | 0 | 0 | 0 | 0 | 0 | 0 | 0 | 0 | 0 | 0 | 0 | 0 | 0 | 0 | 0 | 0 | 0 | 0 | 0
VIC1 | Grid Battery | 0 | 0 | 0 | 0 | 0 | 0 | 0 | 0 | 0 | 0 | 0 | 0 | 0 | 0 | 0 | 0 | 0 | 0 | 0 | 0 | 0 | 0 | 0 | 0 | 0 | 0 | 0 | 0 | 0
VIC1 | Pumped Hydro | 0 | 0 | 0 | 0 | 0 | 0 | 0 | 0 | 0 | 0 | 0 | 0 | 0 | 0 | 0 | 0 | 0 | 0 | 0 | 0 | 0 | 0 | 0 | 0 | 0 | 0 | 0 | 0 | 0
VIC1 | VPP | 0 | 0 | 0 | 0 | 0 | 0 | 0 | 0 | 0 | 0 | 0 | 0 | 0 | 0 | 0 | 0 | 0 | 0 | 0 | 0 | 0 | 0 | 0 | 0 | 0 | 0 | 0 | 0 | 0
Total excluding storage |  | 230351.256 | 208641.2496 | 203319.5619 | 140758.2303 | 140719.9659 | 130732.5249 | 117065.9549 | 113067.6253 | 103953.3327 | 105322.9333 | 98613.9016 | 97577.224 | 93300.8097 | 87029.3252 | 89000.5899 | 78534.2616 | 78071.7647 | 71303.6499 | 69305.6386 | 61087.3669 | 62307.1535 | 57376.8785 | 67185.955 | 51292.481 | 48572.7003 | 47818.9767 | 28808.9062 | 46612.1138 | 48836.9377
Region | Technology | 2021-22 | 2022-23 | 2023-24 | 2024-25 | 2025-26 | 2026-27 | 2027-28 | 2028-29 | 2029-30 | 2030-31 | 2031-32 | 2032-33 | 2033-34 | 2034-35 | 2035-36 | 2036-37 | 2037-38 | 2038-39 | 2039-40 | 2040-41 | 2041-42 | 2042-43 | 2043-44 | 2044-45 | 2045-46 | 2046-47 | 2047-48 | 2048-49 | 2049-50
SA1 | Black Coal | 0 | 0 | 0 | 0 | 0 | 0 | 0 | 0 | 0 | 0 | 0 | 0 | 0 | 0 | 0 | 0 | 0 | 0 | 0 | 0 | 0 | 0 | 0 | 0 | 0 | 0 | 0 | 0 | 0
SA1 | Brown Coal | 0 | 0 | 0 | 0 | 0 | 0 | 0 | 0 | 0 | 0 | 0 | 0 | 0 | 0 | 0 | 0 | 0 | 0 | 0 | 0 | 0 | 0 | 0 | 0 | 0 | 0 | 0 | 0 | 0
SA1 | CCGT | 93017.1882 | 87375.7442 | 40610.8762 | 30904.1222 | 29540.4382 | 28367.0422 | 27119.1362 | 26190.9222 | 24896.6242 | 23804.1982 | 22809.0402 | 35833.5923 | 34905.9123 | 46958.8923 | 22513.4543 | 19792.4663 | 0.00037481 | 0.00036046 | 0.0003698 | 0.00034584 | 0.00044909 | 0.00044698 | 0.00046094 | 0.00041338 | 0.0004105 | 0.00040049 | 0.00038658 | 0.00050576 | 0.0004687
SA1 | Gas - Steam | 82719.357 | 79992.917 | 72853.213 | 7793.3431 | 7423.5827 | 7078.3082 | 6729.1288 | 6557.0361 | 6251.4952 | 5945.4233 | 5702.2145 | 10070.0293 | 6440.5983 | 18925.7009 | 0 | 0 | 0 | 0 | 0 | 0 | 0 | 0 | 0 | 0 | 0 | 0 | 0 | 0 | 0
SA1 | OCGT / Diesel | 3873.0989 | 1927.4936 | 7617.1621 | 1260.9359 | 698.9425 | 2241.9919 | 823.4575 | 1568.3346 | 110.1165 | 216.5134 | 250.5732 | 7169.1837 | 5415.8784 | 13883.059 | 7504.9631 | 6385.464 | 20381.1994 | 24230.5192 | 28228.6206 | 26506.9703 | 19675.6894 | 28129.9118 | 36389.2041 | 17647.8291 | 14347.2075 | 21069.3426 | 27564.0625 | 40599.5967 | 38158.6677
SA1 | Hydro | 0 | 0 | 0 | 0 | 0 | 0 | 0 | 0 | 0 | 0 | 0 | 0 | 0 | 0 | 0 | 0 | 0 | 0 | 0 | 0 | 0 | 0 | 0 | 0 | 0 | 0 | 0 | 0 | 0
SA1 | Wind | 0 | 0 | 0 | 0 | 0 | 0 | 0 | 0 | 0 | 0 | 0 | 0 | 0 | 0 | 0 | 0 | 0 | 0 | 0 | 0 | 0 | 0 | 0 | 0 | 0 | 0 | 0 | 0 | 0
SA1 | Solar PV | 0 | 0 | 0 | 0 | 0 | 0 | 0 | 0 | 0 | 0 | 0 | 0 | 0 | 0 | 0 | 0 | 0 | 0 | 0 | 0 | 0 | 0 | 0 | 0 | 0 | 0 | 0 | 0 | 0
SA1 | Grid Battery | 0 | 0 | 0 | 0 | 0 | 0 | 0 | 0 | 0 | 0 | 0 | 0 | 0 | 0 | 0 | 0 | 0 | 0 | 0 | 0 | 0 | 0 | 0 | 0 | 0 | 0 | 0 | 0 | 0
SA1 | Pumped Hydro | 0 | 0 | 0 | 0 | 0 | 0 | 0 | 0 | 0 | 0 | 0 | 0 | 0 | 0 | 0 | 0 | 0 | 0 | 0 | 0 | 0 | 0 | 0 | 0 | 0 | 0 | 0 | 0 | 0
SA1 | VPP | 0 | 0 | 0 | 0 | 0 | 0 | 0 | 0 | 0 | 0 | 0 | 0 | 0 | 0 | 0 | 0 | 0 | 0 | 0 | 0 | 0 | 0 | 0 | 0 | 0 | 0 | 0 | 0 | 0
Total excluding storage |  | 179609.6441 | 169296.1548 | 121081.2513 | 39958.4012 | 37662.9635 | 37687.3422 | 34671.7225 | 34316.2929 | 31258.2359 | 29966.1349 | 28761.8278 | 53072.8053 | 46762.389 | 79767.6522 | 30018.4173 | 26177.9303 | 20381.1998 | 24230.5195 | 28228.6209 | 26506.9706 | 19675.6898 | 28129.9123 | 36389.2046 | 17647.8295 | 14347.2079 | 21069.343 | 27564.0629 | 40599.5972 | 38158.6681
Region | Technology | 2021-22 | 2022-23 | 2023-24 | 2024-25 | 2025-26 | 2026-27 | 2027-28 | 2028-29 | 2029-30 | 2030-31 | 2031-32 | 2032-33 | 2033-34 | 2034-35 | 2035-36 | 2036-37 | 2037-38 | 2038-39 | 2039-40 | 2040-41 | 2041-42 | 2042-43 | 2043-44 | 2044-45 | 2045-46 | 2046-47 | 2047-48 | 2048-49 | 2049-50
TAS1 | Black Coal | 0 | 0 | 0 | 0 | 0 | 0 | 0 | 0 | 0 | 0 | 0 | 0 | 0 | 0 | 0 | 0 | 0 | 0 | 0 | 0 | 0 | 0 | 0 | 0 | 0 | 0 | 0 | 0 | 0
TAS1 | Brown Coal | 0 | 0 | 0 | 0 | 0 | 0 | 0 | 0 | 0 | 0 | 0 | 0 | 0 | 0 | 0 | 0 | 0 | 0 | 0 | 0 | 0 | 0 | 0 | 0 | 0 | 0 | 0 | 0 | 0
TAS1 | CCGT | 0.00017223 | 0.00016726 | 0.00017213 | 0.00016876 | 0.00016217 | 0.00015965 | 0.0001675 | 0.00017281 | 0.0001706 | 0.00016929 | 0.00016632 | 0.00018993 | 0.00018235 | 0.00017546 | 0.00016789 | 0.00016143 | 0.00016317 | 0.0001572 | 0.00016675 | 0.0001578 | 0.00016428 | 0.00015649 | 0.00015027 | 0.00014225 | 0.00013654 | 0.00013631 | 0.00013523 | 0.00014549 | 0.00013754
TAS1 | Gas - Steam | 0 | 0 | 0 | 0 | 0 | 0 | 0 | 0 | 0 | 0 | 0 | 0 | 0 | 0 | 0 | 0 | 0 | 0 | 0 | 0 | 0 | 0 | 0 | 0 | 0 | 0 | 0 | 0 | 0
TAS1 | OCGT / Diesel | 0.00020446 | 0.00019492 | 0.00020142 | 0.00020027 | 0.0001963 | 0.00019862 | 0.0002049 | 0.00021134 | 0.00020931 | 0.000208 | 0.00020355 | 74.285 | 0.00022082 | 0.00022005 | 26.3139 | 0.00020004 | 161.7926 | 0.00019954 | 47.3834 | 20.9037 | 80.3561 | 0.00015944 | 65.892 | 64.5483 | 0.00015158 | 26.4963 | 22.9485 | 181.8669 | 87.258
TAS1 | Hydro | 0 | 0 | 0 | 0 | 0 | 0 | 0 | 0 | 0 | 0 | 0 | 0 | 0 | 0 | 0 | 0 | 0 | 0 | 0 | 0 | 0 | 0 | 0 | 0 | 0 | 0 | 0 | 0 | 0
TAS1 | Wind | 0 | 0 | 0 | 0 | 0 | 0 | 0 | 0 | 0 | 0 | 0 | 0 | 0 | 0 | 0 | 0 | 0 | 0 | 0 | 0 | 0 | 0 | 0 | 0 | 0 | 0 | 0 | 0 | 0
TAS1 | Solar PV | 0 | 0 | 0 | 0 | 0 | 0 | 0 | 0 | 0 | 0 | 0 | 0 | 0 | 0 | 0 | 0 | 0 | 0 | 0 | 0 | 0 | 0 | 0 | 0 | 0 | 0 | 0 | 0 | 0
TAS1 | Grid Battery | 0 | 0 | 0 | 0 | 0 | 0 | 0 | 0 | 0 | 0 | 0 | 0 | 0 | 0 | 0 | 0 | 0 | 0 | 0 | 0 | 0 | 0 | 0 | 0 | 0 | 0 | 0 | 0 | 0
TAS1 | Pumped Hydro | 0 | 0 | 0 | 0 | 0 | 0 | 0 | 0 | 0 | 0 | 0 | 0 | 0 | 0 | 0 | 0 | 0 | 0 | 0 | 0 | 0 | 0 | 0 | 0 | 0 | 0 | 0 | 0 | 0
TAS1 | VPP | 0 | 0 | 0 | 0 | 0 | 0 | 0 | 0 | 0 | 0 | 0 | 0 | 0 | 0 | 0 | 0 | 0 | 0 | 0 | 0 | 0 | 0 | 0 | 0 | 0 | 0 | 0 | 0 | 0
Total excluding storage |  | 0.00037669 | 0.00036217 | 0.00037355 | 0.00036903 | 0.00035846 | 0.00035827 | 0.0003724 | 0.00038415 | 0.00037991 | 0.0003773 | 0.00036987 | 74.2852 | 0.00040317 | 0.00039551 | 26.3141 | 0.00036147 | 161.7928 | 0.00035674 | 47.3835 | 20.9038 | 80.3563 | 0.00031593 | 65.8921 | 64.5485 | 0.00028812 | 26.4965 | 22.9487 | 181.8671 | 87.2582

## Marinus_Build Cost
New generation build cost (CAPEX) by technology ($000s) - Marinus Link, Fast Change Scenario
CAPEX (Install) | Real June 2020 dollars discounted to 1 July 2020. The total capital costs are annualised for modelling purposes.
Explicitly modelled generation
Region | Technology | 2021-22 | 2022-23 | 2023-24 | 2024-25 | 2025-26 | 2026-27 | 2027-28 | 2028-29 | 2029-30 | 2030-31 | 2031-32 | 2032-33 | 2033-34 | 2034-35 | 2035-36 | 2036-37 | 2037-38 | 2038-39 | 2039-40 | 2040-41 | 2041-42 | 2042-43 | 2043-44 | 2044-45 | 2045-46 | 2046-47 | 2047-48 | 2048-49 | 2049-50
NEM | Black Coal | 0 | 0 | 0 | 0 | 0 | 0 | 0 | 0 | 0 | 0 | 0 | 0 | 0 | 0 | 0 | 0 | 0 | 0 | 0 | 0 | 0 | 0 | 0 | 0 | 0 | 0 | 0 | 0 | 0
NEM | Brown Coal | 0 | 0 | 0 | 0 | 0 | 0 | 0 | 0 | 0 | 0 | 0 | 0 | 0 | 0 | 0 | 0 | 0 | 0 | 0 | 0 | 0 | 0 | 0 | 0 | 0 | 0 | 0 | 0 | 0
NEM | CCGT | 0.00026137 | 0.0002494 | 0.00025319 | 0.00025374 | 0.00024212 | 0.00023103 | 0.00022104 | 0.00021033 | 0.00020069 | 0.0001915 | 0.00018322 | 0.00029145 | 0.0002781 | 0.00026536 | 0.00025389 | 0.00024158 | 0.0004264 | 0.00040687 | 0.00046943 | 0.00044667 | 0.00051151 | 0.00051498 | 0.00050718 | 0.00048259 | 0.00046049 | 0.00037145 | 0.00035913 | 0.00053254 | 0.00050418
NEM | Gas - Steam | 0 | 0 | 0 | 0 | 0 | 0 | 0 | 0 | 0 | 0 | 0 | 0 | 0 | 0 | 0 | 0 | 0 | 0 | 0 | 0 | 0 | 0 | 0 | 0 | 0 | 0 | 0 | 0 | 0
NEM | OCGT / Diesel | 0.0007182 | 0.00068531 | 0.00065567 | 0.00062389 | 0.00059531 | 0.00056805 | 0.00054348 | 0.00051714 | 0.00049345 | 0.00047085 | 0.00045049 | 0.00062202 | 0.00059353 | 0.00056635 | 0.00054185 | 0.00051559 | 0.0009174 | 0.00087538 | 10937.3317 | 10407.202 | 9987.9954 | 10296.0879 | 9850.7951 | 50046.2147 | 58579.6939 | 87372.8962 | 83594.1291 | 103472.5244 | 98733.3248
NEM | Hydro | 0 | 0 | 0 | 0 | 0 | 0 | 0 | 0 | 0 | 0 | 0 | 0 | 0 | 0 | 0 | 0 | 0 | 0 | 0 | 0 | 0 | 0 | 0 | 0 | 0 | 0 | 0 | 0 | 0
NEM | Wind | 73655.4499 | 161734.7201 | 257252.9109 | 343114.4204 | 417590.2576 | 422198.573 | 480074.7728 | 531590.4266 | 890346.9727 | 860234.2202 | 833152.6451 | 995036.8892 | 973763.0323 | 970777.4213 | 961680.913 | 1003802.5138 | 1173797.2056 | 1177276.7327 | 1160916.6745 | 1111140.4145 | 1132746.3532 | 1158835.7732 | 1153034.594 | 1107352.5526 | 1118248.5103 | 1125852.391 | 1128333.7099 | 1076032.0079 | 1071758.3447
NEM | Solar PV | 0.00065558 | 0.0010444 | 0.0010657 | 0.0018328 | 7962.9989 | 51028.8773 | 91154.6532 | 129024.7652 | 231204.9006 | 220615.3632 | 211074.0282 | 200843.3262 | 191644.3952 | 182866.7892 | 174958.0322 | 166477.8619 | 203239.8773 | 204295.6922 | 213456.1908 | 234569.9686 | 235772.8335 | 316196.0499 | 302936.1228 | 288252.8877 | 275050.4653 | 306736.7235 | 301078.9708 | 313411.9977 | 313237.3625
NEM | Grid Battery | 0.00076301 | 0.0010766 | 0.00103 | 0.0011853 | 0.0014884 | 0.0014965 | 0.0017351 | 0.0019144 | 0.063831 | 0.060917 | 0.058398 | 0.05769 | 2153.3412 | 2054.7149 | 1965.8511 | 1870.5674 | 63819.8801 | 60896.8322 | 79567.0809 | 75710.4852 | 111436.5821 | 106332.6163 | 101733.8653 | 96802.8513 | 92369.1327 | 110028.3161 | 105269.7307 | 100167.3353 | 95579.4941
NEM | Pumped Hydro | 0 | 0 | 0.0021456 | 0.0023225 | 0.0022775 | 0.0022452 | 0.002286 | 0.0023783 | 241735.9018 | 230664.0285 | 220688.1015 | 209991.4083 | 200373.4817 | 191196.0702 | 182927.0824 | 174060.6545 | 193992.6955 | 185107.5338 | 177101.8695 | 168517.788 | 171440.9371 | 236290.9362 | 226071.6525 | 217968.6171 | 207985.3216 | 218047.2772 | 208617.0087 | 231088.2735 | 279125.818
NEM | VPP | 0 | 0 | 0 | 0 | 0 | 0 | 0 | 0 | 0 | 0 | 0 | 0 | 0 | 0 | 0 | 0 | 0 | 0 | 0 | 0 | 0 | 0 | 0 | 0 | 0 | 0 | 0 | 0 | 0
Total excluding storage |  | 73655.4515 | 161734.722 | 257252.9129 | 343114.4231 | 425553.2574 | 473227.4511 | 571229.4268 | 660615.1925 | 1121551.874 | 1080849.584 | 1044226.674 | 1195880.2163 | 1165407.4284 | 1153644.2114 | 1136638.946 | 1170280.3765 | 1377037.0843 | 1381572.4262 | 1385310.1974 | 1356117.5856 | 1378507.1826 | 1485327.9114 | 1465821.5124 | 1445651.6554 | 1451878.6699 | 1519962.0111 | 1513006.8102 | 1492916.5306 | 1483729.0325
Region | Technology | 2021-22 | 2022-23 | 2023-24 | 2024-25 | 2025-26 | 2026-27 | 2027-28 | 2028-29 | 2029-30 | 2030-31 | 2031-32 | 2032-33 | 2033-34 | 2034-35 | 2035-36 | 2036-37 | 2037-38 | 2038-39 | 2039-40 | 2040-41 | 2041-42 | 2042-43 | 2043-44 | 2044-45 | 2045-46 | 2046-47 | 2047-48 | 2048-49 | 2049-50
NSW1 | Black Coal | 0 | 0 | 0 | 0 | 0 | 0 | 0 | 0 | 0 | 0 | 0 | 0 | 0 | 0 | 0 | 0 | 0 | 0 | 0 | 0 | 0 | 0 | 0 | 0 | 0 | 0 | 0 | 0 | 0
NSW1 | Brown Coal | 0 | 0 | 0 | 0 | 0 | 0 | 0 | 0 | 0 | 0 | 0 | 0 | 0 | 0 | 0 | 0 | 0 | 0 | 0 | 0 | 0 | 0 | 0 | 0 | 0 | 0 | 0 | 0 | 0
NSW1 | CCGT | 5.4282e-05 | 5.1796e-05 | 4.9556e-05 | 4.7154e-05 | 4.4994e-05 | 4.2933e-05 | 4.1076e-05 | 3.9085e-05 | 3.7295e-05 | 3.5587e-05 | 3.4048e-05 | 6.7725e-05 | 6.4623e-05 | 6.1663e-05 | 5.8996e-05 | 5.6136e-05 | 0.00013548 | 0.00012928 | 0.00013179 | 0.0001254 | 0.00015888 | 0.00015161 | 0.00015138 | 0.00014405 | 0.00013745 | 0.00011435 | 0.00010941 | 0.00016547 | 0.00015789
NSW1 | Gas - Steam | 0 | 0 | 0 | 0 | 0 | 0 | 0 | 0 | 0 | 0 | 0 | 0 | 0 | 0 | 0 | 0 | 0 | 0 | 0 | 0 | 0 | 0 | 0 | 0 | 0 | 0 | 0 | 0 | 0
NSW1 | OCGT / Diesel | 0.00014308 | 0.00013653 | 0.00013063 | 0.00012429 | 0.0001186 | 0.00011317 | 0.00010827 | 0.00010303 | 9.8308e-05 | 9.3805e-05 | 8.9749e-05 | 0.00013303 | 0.00012694 | 0.00012113 | 0.00011589 | 0.00011027 | 0.00033773 | 0.00032226 | 0.0011856 | 0.0011282 | 57.4596 | 54.8279 | 52.4567 | 29212.5723 | 27874.5919 | 26597.8929 | 25447.5678 | 39506.8983 | 37697.4221
NSW1 | Hydro | 0 | 0 | 0 | 0 | 0 | 0 | 0 | 0 | 0 | 0 | 0 | 0 | 0 | 0 | 0 | 0 | 0 | 0 | 0 | 0 | 0 | 0 | 0 | 0 | 0 | 0 | 0 | 0 | 0
NSW1 | Wind | 0.001913 | 91452.804 | 174462.9461 | 249636.1245 | 304518.095 | 301024.6612 | 295036.2431 | 282740.269 | 578450.5843 | 551956.6642 | 528085.2377 | 502489.0837 | 479474.3163 | 488599.3495 | 492152.1748 | 482962.493 | 466391.9028 | 472265.6279 | 479538.2776 | 456295.1821 | 498061.8747 | 475249.8831 | 454695.9278 | 432656.9344 | 421468.06 | 402164.179 | 390940.122 | 345152.5371 | 303462.3741
NSW1 | Solar PV | 0.0001456 | 0.0002867 | 0.00028348 | 0.00053891 | 7962.9977 | 51028.876 | 91154.6517 | 129024.7637 | 231204.8987 | 220615.3613 | 211074.0264 | 200843.3233 | 191644.3923 | 182866.7865 | 174958.0297 | 166477.8595 | 167556.9356 | 170247.0835 | 176915.0281 | 168402.1826 | 160689.1054 | 197796.3277 | 189241.8872 | 180069.3821 | 171821.9294 | 180630.6547 | 177231.1666 | 180959.5798 | 181525.53
NSW1 | Grid Battery | 0.00024789 | 0.00034704 | 0.00033203 | 0.00040962 | 0.00046754 | 0.00048129 | 0.00055523 | 0.00057986 | 0.062365 | 0.059509 | 0.056957 | 0.0545 | 0.052004 | 0.049622 | 0.047476 | 0.045175 | 3241.7784 | 3093.3 | 14706.7669 | 13993.9337 | 35853.6365 | 34211.4852 | 32731.8818 | 31145.376 | 29718.8702 | 28357.7005 | 27131.2658 | 25816.2214 | 24633.7749
NSW1 | Pumped Hydro | 0 | 0 | 0.00058899 | 0.00068326 | 0.00065196 | 0.0006221 | 0.00063295 | 0.00066135 | 241735.9001 | 230664.0267 | 220688.0998 | 209991.4053 | 200373.4782 | 191196.0669 | 182927.0792 | 174060.6513 | 166088.4083 | 158481.3056 | 151627.1905 | 144277.86 | 137669.7138 | 131364.2306 | 125682.8941 | 119591.0769 | 114113.623 | 108887.0448 | 104177.818 | 99128.3463 | 94588.1166
NSW1 | VPP | 0 | 0 | 0 | 0 | 0 | 0 | 0 | 0 | 0 | 0 | 0 | 0 | 0 | 0 | 0 | 0 | 0 | 0 | 0 | 0 | 0 | 0 | 0 | 0 | 0 | 0 | 0 | 0 | 0
Total excluding storage |  | 0.002256 | 91452.8044 | 174462.9466 | 249636.1252 | 312481.0928 | 352053.5374 | 386190.895 | 411765.0328 | 809655.4832 | 772572.0257 | 739159.2643 | 703332.4071 | 671118.7088 | 671466.1361 | 667110.2047 | 649440.3526 | 633948.8388 | 642512.7118 | 656453.3071 | 624697.366 | 658808.4399 | 673101.0389 | 643990.2717 | 641938.889 | 621164.5814 | 609392.7268 | 593618.8565 | 565619.0154 | 522685.3264
Region | Technology | 2021-22 | 2022-23 | 2023-24 | 2024-25 | 2025-26 | 2026-27 | 2027-28 | 2028-29 | 2029-30 | 2030-31 | 2031-32 | 2032-33 | 2033-34 | 2034-35 | 2035-36 | 2036-37 | 2037-38 | 2038-39 | 2039-40 | 2040-41 | 2041-42 | 2042-43 | 2043-44 | 2044-45 | 2045-46 | 2046-47 | 2047-48 | 2048-49 | 2049-50
QLD1 | Black Coal | 0 | 0 | 0 | 0 | 0 | 0 | 0 | 0 | 0 | 0 | 0 | 0 | 0 | 0 | 0 | 0 | 0 | 0 | 0 | 0 | 0 | 0 | 0 | 0 | 0 | 0 | 0 | 0 | 0
QLD1 | Brown Coal | 0 | 0 | 0 | 0 | 0 | 0 | 0 | 0 | 0 | 0 | 0 | 0 | 0 | 0 | 0 | 0 | 0 | 0 | 0 | 0 | 0 | 0 | 0 | 0 | 0 | 0 | 0 | 0 | 0
QLD1 | CCGT | 5.971e-05 | 5.6975e-05 | 5.4511e-05 | 6.4693e-05 | 6.173e-05 | 5.8903e-05 | 5.6355e-05 | 5.3624e-05 | 5.1168e-05 | 4.8824e-05 | 4.6712e-05 | 7.1841e-05 | 6.855e-05 | 6.541e-05 | 6.2582e-05 | 5.9548e-05 | 0.00011314 | 0.00010796 | 0.00015324 | 0.00014581 | 0.00013913 | 0.00015966 | 0.00015275 | 0.00014535 | 0.00013869 | 0.0001268 | 0.00012132 | 0.00011544 | 0.00010618
QLD1 | Gas - Steam | 0 | 0 | 0 | 0 | 0 | 0 | 0 | 0 | 0 | 0 | 0 | 0 | 0 | 0 | 0 | 0 | 0 | 0 | 0 | 0 | 0 | 0 | 0 | 0 | 0 | 0 | 0 | 0 | 0
QLD1 | OCGT / Diesel | 0.00014511 | 0.00013847 | 0.00013248 | 0.00012606 | 0.00012028 | 0.00011477 | 0.00010981 | 0.00010449 | 9.9703e-05 | 9.5136e-05 | 9.1022e-05 | 0.00012195 | 0.00011637 | 0.00011104 | 0.00010623 | 0.00010108 | 0.00014941 | 0.00014257 | 10937.3299 | 10407.2004 | 9930.5347 | 10241.259 | 9798.3375 | 9323.4146 | 19722.0603 | 50295.0018 | 48119.8066 | 48807.2988 | 46571.85
QLD1 | Hydro | 0 | 0 | 0 | 0 | 0 | 0 | 0 | 0 | 0 | 0 | 0 | 0 | 0 | 0 | 0 | 0 | 0 | 0 | 0 | 0 | 0 | 0 | 0 | 0 | 0 | 0 | 0 | 0 | 0
QLD1 | Wind | 73655.4426 | 70281.9109 | 67242.3073 | 63983.0925 | 70969.29 | 67718.7882 | 121249.7817 | 176189.8901 | 231231.0383 | 220640.3037 | 211097.8901 | 257474.2372 | 260864.19 | 248916.2117 | 238150.9009 | 256145.2806 | 313073.9034 | 298734.6405 | 285814.7458 | 271961.3794 | 269337.2901 | 326057.2623 | 311955.6988 | 307040.532 | 321914.3421 | 300508.6147 | 287511.9978 | 273576.3661 | 311632.1073
QLD1 | Solar PV | 0.00021258 | 0.00033301 | 0.00031861 | 0.00052699 | 0.00052094 | 0.0005322 | 0.00066869 | 0.00063628 | 0.0010176 | 0.00097095 | 0.00092896 | 0.00088393 | 0.00084344 | 0.00080481 | 0.00077001 | 0.00073268 | 35682.9378 | 34048.6047 | 32576.0457 | 40824.9955 | 49223.8972 | 87338.4778 | 83561.1993 | 79511.0097 | 75869.284 | 98695.1459 | 94426.7058 | 89849.868 | 91060.5442
QLD1 | Grid Battery | 0.00013127 | 0.00017298 | 0.0001655 | 0.00020048 | 0.00024653 | 0.00023524 | 0.00033033 | 0.00042534 | 0.00040586 | 0.00038727 | 0.00040165 | 0.001188 | 2153.2873 | 2054.6634 | 1965.8018 | 1870.5199 | 59886.3447 | 57143.4587 | 54672.0765 | 52022.1351 | 49639.4419 | 47365.8796 | 45317.3653 | 43120.8444 | 41145.8438 | 61151.1321 | 58506.423 | 55670.6319 | 53120.8319
QLD1 | Pumped Hydro | 0 | 0 | 0.00029354 | 0.00034617 | 0.00034606 | 0.00034857 | 0.00035165 | 0.00039585 | 0.00037772 | 0.00037916 | 0.00037715 | 0.00087766 | 0.0014315 | 0.001366 | 0.0013069 | 0.0012435 | 27904.2836 | 26626.2248 | 25474.6743 | 24239.9235 | 24292.778 | 95882.3875 | 91735.5957 | 87289.1952 | 83291.2168 | 99064.3528 | 94779.945 | 90185.9858 | 144677.0703
QLD1 | VPP | 0 | 0 | 0 | 0 | 0 | 0 | 0 | 0 | 0 | 0 | 0 | 0 | 0 | 0 | 0 | 0 | 0 | 0 | 0 | 0 | 0 | 0 | 0 | 0 | 0 | 0 | 0 | 0 | 0
Total excluding storage |  | 73655.443 | 70281.9114 | 67242.3078 | 63983.0932 | 70969.2907 | 67718.7889 | 121249.7825 | 176189.8909 | 231231.0395 | 220640.3048 | 211097.8911 | 257474.2383 | 260864.191 | 248916.2127 | 238150.9018 | 256145.2815 | 348756.8414 | 332783.2455 | 329328.1215 | 323193.5754 | 328491.7222 | 423636.9992 | 405315.2357 | 395874.9564 | 417505.6865 | 449498.7625 | 430058.5104 | 412233.533 | 449264.5016
Region | Technology | 2021-22 | 2022-23 | 2023-24 | 2024-25 | 2025-26 | 2026-27 | 2027-28 | 2028-29 | 2029-30 | 2030-31 | 2031-32 | 2032-33 | 2033-34 | 2034-35 | 2035-36 | 2036-37 | 2037-38 | 2038-39 | 2039-40 | 2040-41 | 2041-42 | 2042-43 | 2043-44 | 2044-45 | 2045-46 | 2046-47 | 2047-48 | 2048-49 | 2049-50
VIC1 | Black Coal | 0 | 0 | 0 | 0 | 0 | 0 | 0 | 0 | 0 | 0 | 0 | 0 | 0 | 0 | 0 | 0 | 0 | 0 | 0 | 0 | 0 | 0 | 0 | 0 | 0 | 0 | 0 | 0 | 0
VIC1 | Brown Coal | 0 | 0 | 0 | 0 | 0 | 0 | 0 | 0 | 0 | 0 | 0 | 0 | 0 | 0 | 0 | 0 | 0 | 0 | 0 | 0 | 0 | 0 | 0 | 0 | 0 | 0 | 0 | 0 | 0
VIC1 | CCGT | 5.1295e-05 | 4.8946e-05 | 4.6829e-05 | 4.4559e-05 | 4.2518e-05 | 4.0571e-05 | 3.8816e-05 | 3.6935e-05 | 3.5243e-05 | 3.3629e-05 | 3.2175e-05 | 5.5224e-05 | 5.2695e-05 | 5.0281e-05 | 4.8107e-05 | 4.5775e-05 | 6.774e-05 | 6.4637e-05 | 7.7162e-05 | 7.3422e-05 | 8.4331e-05 | 8.0468e-05 | 7.6988e-05 | 7.3257e-05 | 6.9901e-05 | 5.0825e-05 | 5.2367e-05 | 0.00015137 | 0.00014444
VIC1 | Gas - Steam | 0 | 0 | 0 | 0 | 0 | 0 | 0 | 0 | 0 | 0 | 0 | 0 | 0 | 0 | 0 | 0 | 0 | 0 | 0 | 0 | 0 | 0 | 0 | 0 | 0 | 0 | 0 | 0 | 0
VIC1 | OCGT / Diesel | 0.00014396 | 0.00013736 | 0.00013142 | 0.00012505 | 0.00011933 | 0.00011386 | 0.00010894 | 0.00010366 | 9.8908e-05 | 9.4378e-05 | 9.0296e-05 | 0.000129 | 0.00012309 | 0.00011745 | 0.00011237 | 0.00010692 | 0.00014465 | 0.00013802 | 0.00019038 | 0.00018115 | 0.00027287 | 0.00026038 | 0.00024911 | 0.00088548 | 0.00084492 | 0.00076167 | 0.00072873 | 5617.5673 | 5360.2741
VIC1 | Hydro | 0 | 0 | 0 | 0 | 0 | 0 | 0 | 0 | 0 | 0 | 0 | 0 | 0 | 0 | 0 | 0 | 0 | 0 | 0 | 0 | 0 | 0 | 0 | 0 | 0 | 0 | 0 | 0 | 0
VIC1 | Wind | 0.0011534 | 0.0011006 | 0.0010843 | 0.001477 | 0.0014093 | 0.0013448 | 0.0013149 | 0.0014409 | 0.0013749 | 0.001326 | 0.0015302 | 47625.5453 | 45444.2232 | 45253.599 | 43296.4382 | 60652.2603 | 153911.8525 | 146862.4573 | 140510.8422 | 133700.3185 | 127576.6402 | 130648.3335 | 169314.9581 | 161108.3062 | 174186.8665 | 224520.8109 | 257152.6709 | 262431.1464 | 275267.0526
VIC1 | Solar PV | 6.5195e-05 | 7.5941e-05 | 7.2657e-05 | 0.00018476 | 0.0001763 | 0.00016822 | 0.00019737 | 0.00021195 | 0.00020225 | 0.00021726 | 0.00020787 | 0.00045401 | 0.00043321 | 0.00041337 | 0.00039549 | 0.00037632 | 0.00085883 | 0.00095991 | 0.0040051 | 15967.5932 | 15236.2531 | 14538.4094 | 13909.6416 | 13235.4449 | 12629.2413 | 13355.5694 | 15973.6211 | 29806.8684 | 28441.6685
VIC1 | Grid Battery | 0.00012675 | 0.0001843 | 0.00017633 | 0.00019642 | 0.00026761 | 0.00027483 | 0.0002898 | 0.00030227 | 0.00035581 | 0.00033952 | 0.00034898 | 0.00068333 | 0.00065203 | 0.00062217 | 0.00059526 | 0.00056641 | 0.0011356 | 0.0010836 | 0.0044859 | 0.0042685 | 3372.1055 | 3217.6579 | 3078.4983 | 2929.2843 | 2795.1185 | 2667.0978 | 2551.7492 | 2428.0666 | 2316.8574
VIC1 | Pumped Hydro | 0 | 0 | 0.0003333 | 0.00039597 | 0.00037784 | 0.00037703 | 0.00036073 | 0.00036278 | 0.00034617 | 0.00033031 | 0.00033784 | 0.00068958 | 0.000658 | 0.00062786 | 0.00060071 | 0.00057159 | 0.0017837 | 0.001702 | 0.0025157 | 0.0023938 | 9478.443 | 9044.3159 | 8653.1607 | 11088.3428 | 10580.4798 | 10095.8777 | 9659.2437 | 41773.9396 | 39860.6294
VIC1 | VPP | 0 | 0 | 0 | 0 | 0 | 0 | 0 | 0 | 0 | 0 | 0 | 0 | 0 | 0 | 0 | 0 | 0 | 0 | 0 | 0 | 0 | 0 | 0 | 0 | 0 | 0 | 0 | 0 | 0
Total excluding storage |  | 0.0014139 | 0.0013628 | 0.0013352 | 0.0018313 | 0.0017475 | 0.0016674 | 0.0016601 | 0.0017934 | 0.0017113 | 0.0016713 | 0.0018605 | 47625.5459 | 45444.2238 | 45253.5996 | 43296.4387 | 60652.2608 | 153911.8536 | 146862.4585 | 140510.8465 | 149667.912 | 142812.8936 | 145186.7433 | 183224.6001 | 174343.752 | 186816.1087 | 237876.3812 | 273126.2928 | 297855.5823 | 309068.9954
Region | Technology | 2021-22 | 2022-23 | 2023-24 | 2024-25 | 2025-26 | 2026-27 | 2027-28 | 2028-29 | 2029-30 | 2030-31 | 2031-32 | 2032-33 | 2033-34 | 2034-35 | 2035-36 | 2036-37 | 2037-38 | 2038-39 | 2039-40 | 2040-41 | 2041-42 | 2042-43 | 2043-44 | 2044-45 | 2045-46 | 2046-47 | 2047-48 | 2048-49 | 2049-50
SA1 | Black Coal | 0 | 0 | 0 | 0 | 0 | 0 | 0 | 0 | 0 | 0 | 0 | 0 | 0 | 0 | 0 | 0 | 0 | 0 | 0 | 0 | 0 | 0 | 0 | 0 | 0 | 0 | 0 | 0 | 0
SA1 | Brown Coal | 0 | 0 | 0 | 0 | 0 | 0 | 0 | 0 | 0 | 0 | 0 | 0 | 0 | 0 | 0 | 0 | 0 | 0 | 0 | 0 | 0 | 0 | 0 | 0 | 0 | 0 | 0 | 0 | 0
SA1 | CCGT | 5.0539e-05 | 4.8225e-05 | 6.0715e-05 | 5.7772e-05 | 5.5126e-05 | 5.2601e-05 | 5.0326e-05 | 4.7887e-05 | 4.5693e-05 | 4.3601e-05 | 4.1715e-05 | 6.9478e-05 | 6.6296e-05 | 6.3259e-05 | 6.0523e-05 | 5.759e-05 | 8.8538e-05 | 8.4483e-05 | 8.761e-05 | 8.3363e-05 | 0.00011134 | 0.00010625 | 0.00010978 | 0.00010446 | 9.9677e-05 | 7.947e-05 | 7.6033e-05 | 0.00010026 | 9.5664e-05
SA1 | Gas - Steam | 0 | 0 | 0 | 0 | 0 | 0 | 0 | 0 | 0 | 0 | 0 | 0 | 0 | 0 | 0 | 0 | 0 | 0 | 0 | 0 | 0 | 0 | 0 | 0 | 0 | 0 | 0 | 0 | 0
SA1 | OCGT / Diesel | 0.00014426 | 0.00013766 | 0.0001317 | 0.00012532 | 0.00011958 | 0.0001141 | 0.00010917 | 0.00010388 | 9.9118e-05 | 9.4578e-05 | 9.0488e-05 | 0.00013361 | 0.00012749 | 0.00012165 | 0.00011639 | 0.00011075 | 0.00019944 | 0.0001903 | 0.00026617 | 0.00025327 | 0.00067739 | 0.00064637 | 0.00061841 | 11510.2267 | 10983.0408 | 10480.0007 | 10026.7539 | 9540.7598 | 9103.7784
SA1 | Hydro | 0 | 0 | 0 | 0 | 0 | 0 | 0 | 0 | 0 | 0 | 0 | 0 | 0 | 0 | 0 | 0 | 0 | 0 | 0 | 0 | 0 | 0 | 0 | 0 | 0 | 0 | 0 | 0 | 0
SA1 | Wind | 0.0022755 | 0.0021713 | 0.002744 | 0.0028049 | 0.0026765 | 0.0025539 | 0.0024434 | 0.0028645 | 0.0027333 | 0.0026711 | 0.0032205 | 88408.8826 | 84359.6209 | 80495.8215 | 77014.4811 | 90633.1013 | 124877.8802 | 142212.6975 | 136062.179 | 129467.2805 | 123537.4816 | 117879.2764 | 112781.1474 | 107314.6753 | 105992.1189 | 108308.479 | 106286.148 | 117417.2854 | 112039.3943
SA1 | Solar PV | 0.00020638 | 0.00030967 | 0.00034381 | 0.00051379 | 0.00051486 | 0.00049128 | 0.00055023 | 0.00059909 | 0.00057166 | 0.0006193 | 0.00061697 | 0.0015242 | 0.0014662 | 0.0013991 | 0.0013386 | 0.0012737 | 0.0030769 | 0.0029451 | 3965.1128 | 9375.197 | 10623.5774 | 16522.8347 | 16223.3945 | 15437.0508 | 14730.0103 | 14055.3533 | 13447.477 | 12795.6813 | 12209.6196
SA1 | Grid Battery | 0.00013037 | 0.00019895 | 0.00019034 | 0.00019888 | 0.0002732 | 0.00028231 | 0.00030494 | 0.00033129 | 0.00038906 | 0.00037124 | 0.00037392 | 0.00092712 | 0.00088466 | 0.00084414 | 0.00080763 | 0.0013849 | 691.7556 | 660.0721 | 10188.2325 | 9694.4115 | 22571.3977 | 21537.5931 | 20606.1195 | 19607.3463 | 18709.2998 | 17852.3853 | 17080.2923 | 16252.4149 | 15508.0295
SA1 | Pumped Hydro | 0 | 0 | 0.00038811 | 0.0003693 | 0.00035239 | 0.00033625 | 0.0003217 | 0.00033015 | 0.00031503 | 0.00031792 | 0.00030417 | 0.00046841 | 0.00044695 | 0.00042648 | 0.00040804 | 0.00049312 | 0.00066279 | 0.00063243 | 0.00060508 | 0.00057575 | 0.0008127 | 0.00077548 | 0.00074194 | 0.00085942 | 0.00082006 | 0.0007825 | 0.00074866 | 0.00071237 | 0.00067974
SA1 | VPP | 0 | 0 | 0 | 0 | 0 | 0 | 0 | 0 | 0 | 0 | 0 | 0 | 0 | 0 | 0 | 0 | 0 | 0 | 0 | 0 | 0 | 0 | 0 | 0 | 0 | 0 | 0 | 0 | 0
Total excluding storage |  | 0.0026767 | 0.0026669 | 0.0032803 | 0.0035018 | 0.003366 | 0.0032119 | 0.0031531 | 0.0036154 | 0.0034498 | 0.0034286 | 0.0039697 | 88408.8843 | 84359.6225 | 80495.823 | 77014.4826 | 90633.1027 | 124877.8835 | 142212.7008 | 140027.2921 | 138842.4779 | 134161.0598 | 134402.1118 | 129004.5426 | 134261.9529 | 131705.1701 | 132843.833 | 129760.3791 | 139753.7266 | 133352.7925
Region | Technology | 2021-22 | 2022-23 | 2023-24 | 2024-25 | 2025-26 | 2026-27 | 2027-28 | 2028-29 | 2029-30 | 2030-31 | 2031-32 | 2032-33 | 2033-34 | 2034-35 | 2035-36 | 2036-37 | 2037-38 | 2038-39 | 2039-40 | 2040-41 | 2041-42 | 2042-43 | 2043-44 | 2044-45 | 2045-46 | 2046-47 | 2047-48 | 2048-49 | 2049-50
TAS1 | Black Coal | 0 | 0 | 0 | 0 | 0 | 0 | 0 | 0 | 0 | 0 | 0 | 0 | 0 | 0 | 0 | 0 | 0 | 0 | 0 | 0 | 0 | 0 | 0 | 0 | 0 | 0 | 0 | 0 | 0
TAS1 | Brown Coal | 0 | 0 | 0 | 0 | 0 | 0 | 0 | 0 | 0 | 0 | 0 | 0 | 0 | 0 | 0 | 0 | 0 | 0 | 0 | 0 | 0 | 0 | 0 | 0 | 0 | 0 | 0 | 0 | 0
TAS1 | CCGT | 4.5546e-05 | 4.346e-05 | 4.1581e-05 | 3.9565e-05 | 3.7753e-05 | 3.6024e-05 | 3.4466e-05 | 3.2795e-05 | 3.1293e-05 | 2.986e-05 | 2.8569e-05 | 2.7184e-05 | 2.5939e-05 | 2.4751e-05 | 2.368e-05 | 2.2533e-05 | 2.1501e-05 | 2.0516e-05 | 1.9629e-05 | 1.8677e-05 | 1.7822e-05 | 1.7005e-05 | 1.627e-05 | 1.5481e-05 | 1.4772e-05 | 0 | 0 | 0 | 0
TAS1 | Gas - Steam | 0 | 0 | 0 | 0 | 0 | 0 | 0 | 0 | 0 | 0 | 0 | 0 | 0 | 0 | 0 | 0 | 0 | 0 | 0 | 0 | 0 | 0 | 0 | 0 | 0 | 0 | 0 | 0 | 0
TAS1 | OCGT / Diesel | 0.00014178 | 0.00013529 | 0.00012944 | 0.00012316 | 0.00011752 | 0.00011214 | 0.00010729 | 0.00010209 | 9.7414e-05 | 9.2952e-05 | 8.8932e-05 | 0.00010443 | 9.9649e-05 | 9.5085e-05 | 9.0972e-05 | 8.6563e-05 | 8.6176e-05 | 8.2229e-05 | 0.00012514 | 0.00011907 | 0.00011843 | 0.000113 | 0.00010812 | 0.00010705 | 0.00010215 | 5.3589e-05 | 5.1271e-05 | 7.8897e-05 | 7.5283e-05
TAS1 | Hydro | 0 | 0 | 0 | 0 | 0 | 0 | 0 | 0 | 0 | 0 | 0 | 0 | 0 | 0 | 0 | 0 | 0 | 0 | 0 | 0 | 0 | 0 | 0 | 0 | 0 | 0 | 0 | 0 | 0
TAS1 | Wind | 0.0019941 | 0.0019027 | 15547.6537 | 29495.1992 | 42102.8685 | 53455.1197 | 63788.7443 | 72660.2632 | 80665.3459 | 87637.2483 | 93969.5126 | 99039.1404 | 103620.6821 | 107512.4397 | 111066.918 | 113409.3786 | 115541.6668 | 117201.3095 | 118990.6299 | 119716.2539 | 114233.0667 | 109001.0178 | 104286.8618 | 99232.1048 | 94687.1228 | 90350.3074 | 86442.7711 | 77454.673 | 69357.4164
TAS1 | Solar PV | 2.5834e-05 | 3.9058e-05 | 4.7117e-05 | 6.8324e-05 | 8.2346e-05 | 8.646e-05 | 8.2721e-05 | 7.8711e-05 | 7.5106e-05 | 7.6719e-05 | 7.7535e-05 | 7.3777e-05 | 8.1086e-05 | 7.7372e-05 | 8.0897e-05 | 7.6976e-05 | 8.7668e-05 | 9.0149e-05 | 0.00015207 | 0.00029233 | 0.00027894 | 0.00026617 | 0.00025466 | 0.00024231 | 0.00023121 | 0.00021263 | 0.00019896 | 0.00018631 | 0.00017051
TAS1 | Grid Battery | 0.00012673 | 0.00017334 | 0.00016585 | 0.0001799 | 0.00023354 | 0.00022285 | 0.00025482 | 0.00027562 | 0.00031473 | 0.00031048 | 0.00031676 | 0.00039148 | 0.00037355 | 0.00035644 | 0.00034864 | 0.00033174 | 0.0003701 | 0.00035315 | 0.00053784 | 0.00051177 | 0.0005026 | 0.00045907 | 0.00043922 | 0.00040928 | 0.00036632 | 0.00034955 | 0.00032038 | 0.00043987 | 0.00039948
TAS1 | Pumped Hydro | 0 | 0 | 0.00054167 | 0.00052783 | 0.00054923 | 0.00056126 | 0.00061898 | 0.00062813 | 0.00065208 | 0.00067895 | 0.00066002 | 0.00097056 | 0.00092611 | 0.00088369 | 0.00084547 | 0.00088091 | 0.0010866 | 0.0010369 | 0.0016259 | 0.0015471 | 0.0014763 | 0.0014086 | 0.0013477 | 0.0012824 | 0.0012237 | 0.0011676 | 0.0011171 | 0.0010845 | 0.0010348
TAS1 | VPP | 0 | 0 | 0 | 0 | 0 | 0 | 0 | 0 | 0 | 0 | 0 | 0 | 0 | 0 | 0 | 0 | 0 | 0 | 0 | 0 | 0 | 0 | 0 | 0 | 0 | 0 | 0 | 0 | 0
Total excluding storage |  | 0.0022072 | 0.0021206 | 15547.6539 | 29495.1994 | 42102.8687 | 53455.1199 | 63788.7445 | 72660.2634 | 80665.3461 | 87637.2485 | 93969.5128 | 99039.1407 | 103620.6823 | 107512.4399 | 111066.9182 | 113409.3788 | 115541.667 | 117201.3097 | 118990.6302 | 119716.2544 | 114233.0671 | 109001.0182 | 104286.8622 | 99232.1051 | 94687.1232 | 90350.3077 | 86442.7713 | 77454.6733 | 69357.4166

## Marinus_REHAB Cost
Rehabilition cost by technology ($000s) - Marinus Link, Fast Change Scenario
REHAB | Real June 2020 dollars discounted to 1 July 2020
Explicitly modelled generation
Region | Technology | 2021-22 | 2022-23 | 2023-24 | 2024-25 | 2025-26 | 2026-27 | 2027-28 | 2028-29 | 2029-30 | 2030-31 | 2031-32 | 2032-33 | 2033-34 | 2034-35 | 2035-36 | 2036-37 | 2037-38 | 2038-39 | 2039-40 | 2040-41 | 2041-42 | 2042-43 | 2043-44 | 2044-45 | 2045-46 | 2046-47 | 2047-48 | 2048-49 | 2049-50
NEM | Black Coal | 0 | 0 | 0 | 109939.703 | 104966.0032 | 12913.9084 | 3368.9075 | 0 | 22106.8079 | 272.0789 | 0.00023293 | 0 | 0 | 0 | 0 | 0 | 0 | 0 | 0 | 0 | 0 | 0 | 0 | 0 | 0 | 0 | 0 | 0 | 0
NEM | Brown Coal | 0 | 0 | 0 | 44874.5243 | 0 | 3617.1115 | 0 | 0 | 2.8125e-05 | 2.196e-05 | 0 | 0 | 0 | 0 | 0 | 0 | 0 | 0 | 0 | 0 | 0 | 0 | 0 | 0 | 0 | 0 | 0 | 0 | 0
NEM | CCGT | 0 | 0 | 0 | 0 | 0 | 0 | 0 | 0 | 0 | 0 | 0 | 0 | 0 | 0 | 0 | 0 | 0 | 0 | 0 | 0 | 0 | 0 | 0 | 0 | 0 | 0 | 0 | 0 | 0
NEM | Gas - Steam | 0 | 0 | 0 | 0 | 0 | 0 | 0 | 0 | 0 | 0 | 0 | 0 | 0 | 0 | 0 | 0 | 0 | 0 | 0 | 0 | 0 | 0 | 0 | 0 | 0 | 0 | 0 | 0 | 0
NEM | OCGT / Diesel | 0 | 0 | 0 | 0 | 0 | 0 | 0 | 0 | 0 | 0 | 0 | 0 | 0 | 0 | 0 | 0 | 0 | 0 | 0 | 0 | 0 | 0 | 0 | 0 | 0 | 0 | 0 | 0 | 0
NEM | Hydro | 0 | 0 | 0 | 0 | 0 | 0 | 0 | 0 | 0 | 0 | 0 | 0 | 0 | 0 | 0 | 0 | 0 | 0 | 0 | 0 | 0 | 0 | 0 | 0 | 0 | 0 | 0 | 0 | 0
NEM | Wind | 0 | 0 | 0 | 0 | 0 | 0 | 0 | 0 | 0 | 0 | 0 | 0 | 0 | 0 | 0 | 0 | 0 | 0 | 0 | 0 | 0 | 0 | 0 | 0 | 0 | 0 | 0 | 0 | 0
NEM | Solar PV | 0 | 0 | 0 | 0 | 0 | 0 | 0 | 0 | 0 | 0 | 0 | 0 | 0 | 0 | 0 | 0 | 0 | 0 | 0 | 0 | 0 | 0 | 0 | 0 | 0 | 0 | 0 | 0 | 0
NEM | Grid Battery | 0 | 0 | 0 | 0 | 0 | 0 | 0 | 0 | 0 | 0 | 0 | 0 | 0 | 0 | 0 | 0 | 0 | 0 | 0 | 0 | 0 | 0 | 0 | 0 | 0 | 0 | 0 | 0 | 0
NEM | Pumped Hydro | 0 | 0 | 0 | 0 | 0 | 0 | 0 | 0 | 0 | 0 | 0 | 0 | 0 | 0 | 0 | 0 | 0 | 0 | 0 | 0 | 0 | 0 | 0 | 0 | 0 | 0 | 0 | 0 | 0
NEM | VPP | 0 | 0 | 0 | 0 | 0 | 0 | 0 | 0 | 0 | 0 | 0 | 0 | 0 | 0 | 0 | 0 | 0 | 0 | 0 | 0 | 0 | 0 | 0 | 0 | 0 | 0 | 0 | 0 | 0
Total excluding storage |  | 0 | 0 | 0 | 154814.2274 | 104966.0032 | 16531.0199 | 3368.9075 | 0 | 22106.8079 | 272.0789 | 0.00023293 | 0 | 0 | 0 | 0 | 0 | 0 | 0 | 0 | 0 | 0 | 0 | 0 | 0 | 0 | 0 | 0 | 0 | 0
Region | Technology | 2021-22 | 2022-23 | 2023-24 | 2024-25 | 2025-26 | 2026-27 | 2027-28 | 2028-29 | 2029-30 | 2030-31 | 2031-32 | 2032-33 | 2033-34 | 2034-35 | 2035-36 | 2036-37 | 2037-38 | 2038-39 | 2039-40 | 2040-41 | 2041-42 | 2042-43 | 2043-44 | 2044-45 | 2045-46 | 2046-47 | 2047-48 | 2048-49 | 2049-50
NSW1 | Black Coal | 0 | 0 | 0 | 16096.1593 | 104966.0031 | 3041.1828 | 3368.9075 | 0 | 22106.8079 | 272.0789 | 0.00023293 | 0 | 0 | 0 | 0 | 0 | 0 | 0 | 0 | 0 | 0 | 0 | 0 | 0 | 0 | 0 | 0 | 0 | 0
NSW1 | Brown Coal | 0 | 0 | 0 | 0 | 0 | 0 | 0 | 0 | 0 | 0 | 0 | 0 | 0 | 0 | 0 | 0 | 0 | 0 | 0 | 0 | 0 | 0 | 0 | 0 | 0 | 0 | 0 | 0 | 0
NSW1 | CCGT | 0 | 0 | 0 | 0 | 0 | 0 | 0 | 0 | 0 | 0 | 0 | 0 | 0 | 0 | 0 | 0 | 0 | 0 | 0 | 0 | 0 | 0 | 0 | 0 | 0 | 0 | 0 | 0 | 0
NSW1 | Gas - Steam | 0 | 0 | 0 | 0 | 0 | 0 | 0 | 0 | 0 | 0 | 0 | 0 | 0 | 0 | 0 | 0 | 0 | 0 | 0 | 0 | 0 | 0 | 0 | 0 | 0 | 0 | 0 | 0 | 0
NSW1 | OCGT / Diesel | 0 | 0 | 0 | 0 | 0 | 0 | 0 | 0 | 0 | 0 | 0 | 0 | 0 | 0 | 0 | 0 | 0 | 0 | 0 | 0 | 0 | 0 | 0 | 0 | 0 | 0 | 0 | 0 | 0
NSW1 | Hydro | 0 | 0 | 0 | 0 | 0 | 0 | 0 | 0 | 0 | 0 | 0 | 0 | 0 | 0 | 0 | 0 | 0 | 0 | 0 | 0 | 0 | 0 | 0 | 0 | 0 | 0 | 0 | 0 | 0
NSW1 | Wind | 0 | 0 | 0 | 0 | 0 | 0 | 0 | 0 | 0 | 0 | 0 | 0 | 0 | 0 | 0 | 0 | 0 | 0 | 0 | 0 | 0 | 0 | 0 | 0 | 0 | 0 | 0 | 0 | 0
NSW1 | Solar PV | 0 | 0 | 0 | 0 | 0 | 0 | 0 | 0 | 0 | 0 | 0 | 0 | 0 | 0 | 0 | 0 | 0 | 0 | 0 | 0 | 0 | 0 | 0 | 0 | 0 | 0 | 0 | 0 | 0
NSW1 | Grid Battery | 0 | 0 | 0 | 0 | 0 | 0 | 0 | 0 | 0 | 0 | 0 | 0 | 0 | 0 | 0 | 0 | 0 | 0 | 0 | 0 | 0 | 0 | 0 | 0 | 0 | 0 | 0 | 0 | 0
NSW1 | Pumped Hydro | 0 | 0 | 0 | 0 | 0 | 0 | 0 | 0 | 0 | 0 | 0 | 0 | 0 | 0 | 0 | 0 | 0 | 0 | 0 | 0 | 0 | 0 | 0 | 0 | 0 | 0 | 0 | 0 | 0
NSW1 | VPP | 0 | 0 | 0 | 0 | 0 | 0 | 0 | 0 | 0 | 0 | 0 | 0 | 0 | 0 | 0 | 0 | 0 | 0 | 0 | 0 | 0 | 0 | 0 | 0 | 0 | 0 | 0 | 0 | 0
Total excluding storage |  | 0 | 0 | 0 | 16096.1593 | 104966.0031 | 3041.1828 | 3368.9075 | 0 | 22106.8079 | 272.0789 | 0.00023293 | 0 | 0 | 0 | 0 | 0 | 0 | 0 | 0 | 0 | 0 | 0 | 0 | 0 | 0 | 0 | 0 | 0 | 0
Region | Technology | 2021-22 | 2022-23 | 2023-24 | 2024-25 | 2025-26 | 2026-27 | 2027-28 | 2028-29 | 2029-30 | 2030-31 | 2031-32 | 2032-33 | 2033-34 | 2034-35 | 2035-36 | 2036-37 | 2037-38 | 2038-39 | 2039-40 | 2040-41 | 2041-42 | 2042-43 | 2043-44 | 2044-45 | 2045-46 | 2046-47 | 2047-48 | 2048-49 | 2049-50
QLD1 | Black Coal | 0 | 0 | 0 | 93843.5437 | 5.6814e-05 | 9872.7256 | 7.5933e-06 | 0 | 0 | 0 | 0 | 0 | 0 | 0 | 0 | 0 | 0 | 0 | 0 | 0 | 0 | 0 | 0 | 0 | 0 | 0 | 0 | 0 | 0
QLD1 | Brown Coal | 0 | 0 | 0 | 0 | 0 | 0 | 0 | 0 | 0 | 0 | 0 | 0 | 0 | 0 | 0 | 0 | 0 | 0 | 0 | 0 | 0 | 0 | 0 | 0 | 0 | 0 | 0 | 0 | 0
QLD1 | CCGT | 0 | 0 | 0 | 0 | 0 | 0 | 0 | 0 | 0 | 0 | 0 | 0 | 0 | 0 | 0 | 0 | 0 | 0 | 0 | 0 | 0 | 0 | 0 | 0 | 0 | 0 | 0 | 0 | 0
QLD1 | Gas - Steam | 0 | 0 | 0 | 0 | 0 | 0 | 0 | 0 | 0 | 0 | 0 | 0 | 0 | 0 | 0 | 0 | 0 | 0 | 0 | 0 | 0 | 0 | 0 | 0 | 0 | 0 | 0 | 0 | 0
QLD1 | OCGT / Diesel | 0 | 0 | 0 | 0 | 0 | 0 | 0 | 0 | 0 | 0 | 0 | 0 | 0 | 0 | 0 | 0 | 0 | 0 | 0 | 0 | 0 | 0 | 0 | 0 | 0 | 0 | 0 | 0 | 0
QLD1 | Hydro | 0 | 0 | 0 | 0 | 0 | 0 | 0 | 0 | 0 | 0 | 0 | 0 | 0 | 0 | 0 | 0 | 0 | 0 | 0 | 0 | 0 | 0 | 0 | 0 | 0 | 0 | 0 | 0 | 0
QLD1 | Wind | 0 | 0 | 0 | 0 | 0 | 0 | 0 | 0 | 0 | 0 | 0 | 0 | 0 | 0 | 0 | 0 | 0 | 0 | 0 | 0 | 0 | 0 | 0 | 0 | 0 | 0 | 0 | 0 | 0
QLD1 | Solar PV | 0 | 0 | 0 | 0 | 0 | 0 | 0 | 0 | 0 | 0 | 0 | 0 | 0 | 0 | 0 | 0 | 0 | 0 | 0 | 0 | 0 | 0 | 0 | 0 | 0 | 0 | 0 | 0 | 0
QLD1 | Grid Battery | 0 | 0 | 0 | 0 | 0 | 0 | 0 | 0 | 0 | 0 | 0 | 0 | 0 | 0 | 0 | 0 | 0 | 0 | 0 | 0 | 0 | 0 | 0 | 0 | 0 | 0 | 0 | 0 | 0
QLD1 | Pumped Hydro | 0 | 0 | 0 | 0 | 0 | 0 | 0 | 0 | 0 | 0 | 0 | 0 | 0 | 0 | 0 | 0 | 0 | 0 | 0 | 0 | 0 | 0 | 0 | 0 | 0 | 0 | 0 | 0 | 0
QLD1 | VPP | 0 | 0 | 0 | 0 | 0 | 0 | 0 | 0 | 0 | 0 | 0 | 0 | 0 | 0 | 0 | 0 | 0 | 0 | 0 | 0 | 0 | 0 | 0 | 0 | 0 | 0 | 0 | 0 | 0
Total excluding storage |  | 0 | 0 | 0 | 93843.5437 | 5.6814e-05 | 9872.7256 | 7.5933e-06 | 0 | 0 | 0 | 0 | 0 | 0 | 0 | 0 | 0 | 0 | 0 | 0 | 0 | 0 | 0 | 0 | 0 | 0 | 0 | 0 | 0 | 0
Region | Technology | 2021-22 | 2022-23 | 2023-24 | 2024-25 | 2025-26 | 2026-27 | 2027-28 | 2028-29 | 2029-30 | 2030-31 | 2031-32 | 2032-33 | 2033-34 | 2034-35 | 2035-36 | 2036-37 | 2037-38 | 2038-39 | 2039-40 | 2040-41 | 2041-42 | 2042-43 | 2043-44 | 2044-45 | 2045-46 | 2046-47 | 2047-48 | 2048-49 | 2049-50
VIC1 | Black Coal | 0 | 0 | 0 | 0 | 0 | 0 | 0 | 0 | 0 | 0 | 0 | 0 | 0 | 0 | 0 | 0 | 0 | 0 | 0 | 0 | 0 | 0 | 0 | 0 | 0 | 0 | 0 | 0 | 0
VIC1 | Brown Coal | 0 | 0 | 0 | 44874.5243 | 0 | 3617.1115 | 0 | 0 | 2.8125e-05 | 2.196e-05 | 0 | 0 | 0 | 0 | 0 | 0 | 0 | 0 | 0 | 0 | 0 | 0 | 0 | 0 | 0 | 0 | 0 | 0 | 0
VIC1 | CCGT | 0 | 0 | 0 | 0 | 0 | 0 | 0 | 0 | 0 | 0 | 0 | 0 | 0 | 0 | 0 | 0 | 0 | 0 | 0 | 0 | 0 | 0 | 0 | 0 | 0 | 0 | 0 | 0 | 0
VIC1 | Gas - Steam | 0 | 0 | 0 | 0 | 0 | 0 | 0 | 0 | 0 | 0 | 0 | 0 | 0 | 0 | 0 | 0 | 0 | 0 | 0 | 0 | 0 | 0 | 0 | 0 | 0 | 0 | 0 | 0 | 0
VIC1 | OCGT / Diesel | 0 | 0 | 0 | 0 | 0 | 0 | 0 | 0 | 0 | 0 | 0 | 0 | 0 | 0 | 0 | 0 | 0 | 0 | 0 | 0 | 0 | 0 | 0 | 0 | 0 | 0 | 0 | 0 | 0
VIC1 | Hydro | 0 | 0 | 0 | 0 | 0 | 0 | 0 | 0 | 0 | 0 | 0 | 0 | 0 | 0 | 0 | 0 | 0 | 0 | 0 | 0 | 0 | 0 | 0 | 0 | 0 | 0 | 0 | 0 | 0
VIC1 | Wind | 0 | 0 | 0 | 0 | 0 | 0 | 0 | 0 | 0 | 0 | 0 | 0 | 0 | 0 | 0 | 0 | 0 | 0 | 0 | 0 | 0 | 0 | 0 | 0 | 0 | 0 | 0 | 0 | 0
VIC1 | Solar PV | 0 | 0 | 0 | 0 | 0 | 0 | 0 | 0 | 0 | 0 | 0 | 0 | 0 | 0 | 0 | 0 | 0 | 0 | 0 | 0 | 0 | 0 | 0 | 0 | 0 | 0 | 0 | 0 | 0
VIC1 | Grid Battery | 0 | 0 | 0 | 0 | 0 | 0 | 0 | 0 | 0 | 0 | 0 | 0 | 0 | 0 | 0 | 0 | 0 | 0 | 0 | 0 | 0 | 0 | 0 | 0 | 0 | 0 | 0 | 0 | 0
VIC1 | Pumped Hydro | 0 | 0 | 0 | 0 | 0 | 0 | 0 | 0 | 0 | 0 | 0 | 0 | 0 | 0 | 0 | 0 | 0 | 0 | 0 | 0 | 0 | 0 | 0 | 0 | 0 | 0 | 0 | 0 | 0
VIC1 | VPP | 0 | 0 | 0 | 0 | 0 | 0 | 0 | 0 | 0 | 0 | 0 | 0 | 0 | 0 | 0 | 0 | 0 | 0 | 0 | 0 | 0 | 0 | 0 | 0 | 0 | 0 | 0 | 0 | 0
Total excluding storage |  | 0 | 0 | 0 | 44874.5243 | 0 | 3617.1115 | 0 | 0 | 2.8125e-05 | 2.196e-05 | 0 | 0 | 0 | 0 | 0 | 0 | 0 | 0 | 0 | 0 | 0 | 0 | 0 | 0 | 0 | 0 | 0 | 0 | 0
Region | Technology | 2021-22 | 2022-23 | 2023-24 | 2024-25 | 2025-26 | 2026-27 | 2027-28 | 2028-29 | 2029-30 | 2030-31 | 2031-32 | 2032-33 | 2033-34 | 2034-35 | 2035-36 | 2036-37 | 2037-38 | 2038-39 | 2039-40 | 2040-41 | 2041-42 | 2042-43 | 2043-44 | 2044-45 | 2045-46 | 2046-47 | 2047-48 | 2048-49 | 2049-50
SA1 | Black Coal | 0 | 0 | 0 | 0 | 0 | 0 | 0 | 0 | 0 | 0 | 0 | 0 | 0 | 0 | 0 | 0 | 0 | 0 | 0 | 0 | 0 | 0 | 0 | 0 | 0 | 0 | 0 | 0 | 0
SA1 | Brown Coal | 0 | 0 | 0 | 0 | 0 | 0 | 0 | 0 | 0 | 0 | 0 | 0 | 0 | 0 | 0 | 0 | 0 | 0 | 0 | 0 | 0 | 0 | 0 | 0 | 0 | 0 | 0 | 0 | 0
SA1 | CCGT | 0 | 0 | 0 | 0 | 0 | 0 | 0 | 0 | 0 | 0 | 0 | 0 | 0 | 0 | 0 | 0 | 0 | 0 | 0 | 0 | 0 | 0 | 0 | 0 | 0 | 0 | 0 | 0 | 0
SA1 | Gas - Steam | 0 | 0 | 0 | 0 | 0 | 0 | 0 | 0 | 0 | 0 | 0 | 0 | 0 | 0 | 0 | 0 | 0 | 0 | 0 | 0 | 0 | 0 | 0 | 0 | 0 | 0 | 0 | 0 | 0
SA1 | OCGT / Diesel | 0 | 0 | 0 | 0 | 0 | 0 | 0 | 0 | 0 | 0 | 0 | 0 | 0 | 0 | 0 | 0 | 0 | 0 | 0 | 0 | 0 | 0 | 0 | 0 | 0 | 0 | 0 | 0 | 0
SA1 | Hydro | 0 | 0 | 0 | 0 | 0 | 0 | 0 | 0 | 0 | 0 | 0 | 0 | 0 | 0 | 0 | 0 | 0 | 0 | 0 | 0 | 0 | 0 | 0 | 0 | 0 | 0 | 0 | 0 | 0
SA1 | Wind | 0 | 0 | 0 | 0 | 0 | 0 | 0 | 0 | 0 | 0 | 0 | 0 | 0 | 0 | 0 | 0 | 0 | 0 | 0 | 0 | 0 | 0 | 0 | 0 | 0 | 0 | 0 | 0 | 0
SA1 | Solar PV | 0 | 0 | 0 | 0 | 0 | 0 | 0 | 0 | 0 | 0 | 0 | 0 | 0 | 0 | 0 | 0 | 0 | 0 | 0 | 0 | 0 | 0 | 0 | 0 | 0 | 0 | 0 | 0 | 0
SA1 | Grid Battery | 0 | 0 | 0 | 0 | 0 | 0 | 0 | 0 | 0 | 0 | 0 | 0 | 0 | 0 | 0 | 0 | 0 | 0 | 0 | 0 | 0 | 0 | 0 | 0 | 0 | 0 | 0 | 0 | 0
SA1 | Pumped Hydro | 0 | 0 | 0 | 0 | 0 | 0 | 0 | 0 | 0 | 0 | 0 | 0 | 0 | 0 | 0 | 0 | 0 | 0 | 0 | 0 | 0 | 0 | 0 | 0 | 0 | 0 | 0 | 0 | 0
SA1 | VPP | 0 | 0 | 0 | 0 | 0 | 0 | 0 | 0 | 0 | 0 | 0 | 0 | 0 | 0 | 0 | 0 | 0 | 0 | 0 | 0 | 0 | 0 | 0 | 0 | 0 | 0 | 0 | 0 | 0
Total excluding storage |  | 0 | 0 | 0 | 0 | 0 | 0 | 0 | 0 | 0 | 0 | 0 | 0 | 0 | 0 | 0 | 0 | 0 | 0 | 0 | 0 | 0 | 0 | 0 | 0 | 0 | 0 | 0 | 0 | 0
Region | Technology | 2021-22 | 2022-23 | 2023-24 | 2024-25 | 2025-26 | 2026-27 | 2027-28 | 2028-29 | 2029-30 | 2030-31 | 2031-32 | 2032-33 | 2033-34 | 2034-35 | 2035-36 | 2036-37 | 2037-38 | 2038-39 | 2039-40 | 2040-41 | 2041-42 | 2042-43 | 2043-44 | 2044-45 | 2045-46 | 2046-47 | 2047-48 | 2048-49 | 2049-50
TAS1 | Black Coal | 0 | 0 | 0 | 0 | 0 | 0 | 0 | 0 | 0 | 0 | 0 | 0 | 0 | 0 | 0 | 0 | 0 | 0 | 0 | 0 | 0 | 0 | 0 | 0 | 0 | 0 | 0 | 0 | 0
TAS1 | Brown Coal | 0 | 0 | 0 | 0 | 0 | 0 | 0 | 0 | 0 | 0 | 0 | 0 | 0 | 0 | 0 | 0 | 0 | 0 | 0 | 0 | 0 | 0 | 0 | 0 | 0 | 0 | 0 | 0 | 0
TAS1 | CCGT | 0 | 0 | 0 | 0 | 0 | 0 | 0 | 0 | 0 | 0 | 0 | 0 | 0 | 0 | 0 | 0 | 0 | 0 | 0 | 0 | 0 | 0 | 0 | 0 | 0 | 0 | 0 | 0 | 0
TAS1 | Gas - Steam | 0 | 0 | 0 | 0 | 0 | 0 | 0 | 0 | 0 | 0 | 0 | 0 | 0 | 0 | 0 | 0 | 0 | 0 | 0 | 0 | 0 | 0 | 0 | 0 | 0 | 0 | 0 | 0 | 0
TAS1 | OCGT / Diesel | 0 | 0 | 0 | 0 | 0 | 0 | 0 | 0 | 0 | 0 | 0 | 0 | 0 | 0 | 0 | 0 | 0 | 0 | 0 | 0 | 0 | 0 | 0 | 0 | 0 | 0 | 0 | 0 | 0
TAS1 | Hydro | 0 | 0 | 0 | 0 | 0 | 0 | 0 | 0 | 0 | 0 | 0 | 0 | 0 | 0 | 0 | 0 | 0 | 0 | 0 | 0 | 0 | 0 | 0 | 0 | 0 | 0 | 0 | 0 | 0
TAS1 | Wind | 0 | 0 | 0 | 0 | 0 | 0 | 0 | 0 | 0 | 0 | 0 | 0 | 0 | 0 | 0 | 0 | 0 | 0 | 0 | 0 | 0 | 0 | 0 | 0 | 0 | 0 | 0 | 0 | 0
TAS1 | Solar PV | 0 | 0 | 0 | 0 | 0 | 0 | 0 | 0 | 0 | 0 | 0 | 0 | 0 | 0 | 0 | 0 | 0 | 0 | 0 | 0 | 0 | 0 | 0 | 0 | 0 | 0 | 0 | 0 | 0
TAS1 | Grid Battery | 0 | 0 | 0 | 0 | 0 | 0 | 0 | 0 | 0 | 0 | 0 | 0 | 0 | 0 | 0 | 0 | 0 | 0 | 0 | 0 | 0 | 0 | 0 | 0 | 0 | 0 | 0 | 0 | 0
TAS1 | Pumped Hydro | 0 | 0 | 0 | 0 | 0 | 0 | 0 | 0 | 0 | 0 | 0 | 0 | 0 | 0 | 0 | 0 | 0 | 0 | 0 | 0 | 0 | 0 | 0 | 0 | 0 | 0 | 0 | 0 | 0
TAS1 | VPP | 0 | 0 | 0 | 0 | 0 | 0 | 0 | 0 | 0 | 0 | 0 | 0 | 0 | 0 | 0 | 0 | 0 | 0 | 0 | 0 | 0 | 0 | 0 | 0 | 0 | 0 | 0 | 0 | 0
Total excluding storage |  | 0 | 0 | 0 | 0 | 0 | 0 | 0 | 0 | 0 | 0 | 0 | 0 | 0 | 0 | 0 | 0 | 0 | 0 | 0 | 0 | 0 | 0 | 0 | 0 | 0 | 0 | 0 | 0 | 0

## Marinus_REZ Tx Cost
REZ transmission expansion cost by region ($000s) - Marinus Link, Fast Change Scenario
REZ Expansion | Real June 2020 dollars discounted to 1 July 2020. As with the total capital costs, the REZ transmission expansion costs are annualised for modelling purposes.
Explicitly modelled generation
Region | Technology | 2021-22 | 2022-23 | 2023-24 | 2024-25 | 2025-26 | 2026-27 | 2027-28 | 2028-29 | 2029-30 | 2030-31 | 2031-32 | 2032-33 | 2033-34 | 2034-35 | 2035-36 | 2036-37 | 2037-38 | 2038-39 | 2039-40 | 2040-41 | 2041-42 | 2042-43 | 2043-44 | 2044-45 | 2045-46 | 2046-47 | 2047-48 | 2048-49 | 2049-50
NSW1 | Transmission | 0.00014324 | 4278.3282 | 14086.6909 | 23167.6536 | 31180.0298 | 40418.9101 | 48984.4165 | 56670.8462 | 116328.4145 | 111000.3955 | 106199.769 | 101052.2938 | 96423.9444 | 95363.9704 | 93924.2708 | 90977.5679 | 87622.3661 | 89261.0435 | 94523.5022 | 89958.7834 | 97509.2093 | 105269.7725 | 100716.9882 | 95835.262 | 91445.8609 | 90428.6061 | 89434.9401 | 90686.3632 | 90807.5099
QLD1 | Transmission | 0.00015312 | 0.00015979 | 0.00016632 | 0.0002142 | 0.00023772 | 0.00023506 | 0.0003813 | 8853.2299 | 8447.7385 | 8060.8192 | 7712.199 | 7338.4004 | 10399.4339 | 9923.1239 | 9493.9614 | 9033.7915 | 47192.4693 | 45030.9822 | 43083.4492 | 43277.3897 | 44672.3695 | 59026.0108 | 56473.2106 | 62836.9065 | 86029.3618 | 106015.7928 | 101430.7441 | 96514.4223 | 118489.4709
VIC1 | Transmission | 2.7832e-05 | 2.6558e-05 | 2.5409e-05 | 2.4177e-05 | 2.307e-05 | 2.2013e-05 | 2.1061e-05 | 2.0041e-05 | 1.9123e-05 | 1.8247e-05 | 1.7458e-05 | 1.6611e-05 | 1.5851e-05 | 1.5125e-05 | 1.4471e-05 | 1.3769e-05 | 6028.1333 | 5752.0356 | 5503.2674 | 5236.5254 | 4996.6846 | 4767.8288 | 7838.632 | 7458.6956 | 7433.9122 | 12143.453 | 11851.983 | 11277.5205 | 15730.9402
SA1 | Transmission | 0.00015967 | 0.00015907 | 0.00018186 | 0.00018783 | 0.00017922 | 0.00017102 | 0.00016946 | 0.00023842 | 0.0002275 | 0.00022479 | 0.00023021 | 2562.259 | 2444.9037 | 2332.9234 | 2232.0274 | 2123.8423 | 9052.7689 | 12019.8866 | 11500.0418 | 10942.6378 | 10441.4483 | 9963.214 | 9532.3177 | 9070.2889 | 9782.1289 | 12964.1045 | 13247.1195 | 17791.9664 | 16977.0672
TAS1 | Transmission | 0 | 0 | 0 | 0 | 0 | 0 | 0 | 0 | 0 | 604.2755 | 1152.3793 | 1646.4461 | 2095.7722 | 2500.484 | 2876.9545 | 3413.1414 | 3901.5004 | 4337.9642 | 4560.5317 | 4731.0118 | 4514.3243 | 4307.5613 | 4121.2647 | 3921.5081 | 3741.8971 | 3570.5125 | 3416.0923 | 3250.5152 | 3101.6366
NEM | Total | 0.00048386 | 4278.3286 | 14086.6912 | 23167.654 | 31180.0302 | 40418.9105 | 48984.4171 | 65524.0764 | 124776.1533 | 119665.4904 | 115064.3475 | 112599.3993 | 111364.0542 | 110120.5017 | 108527.214 | 105548.3431 | 153797.2381 | 156401.9121 | 159170.7923 | 154146.3481 | 162134.0358 | 183334.3874 | 178682.4133 | 179122.6611 | 198433.1608 | 225122.4689 | 219380.8791 | 219520.7876 | 245106.6248

## Marinus_USE+DSP Cost
USE and USE / DSP cost by region ($000s) - Marinus Link, Fast Change Scenario
USE / DSP | Real June 2020 dollars discounted to 1 July 2020
Explicitly modelled generation
Region | Technology | 2021-22 | 2022-23 | 2023-24 | 2024-25 | 2025-26 | 2026-27 | 2027-28 | 2028-29 | 2029-30 | 2030-31 | 2031-32 | 2032-33 | 2033-34 | 2034-35 | 2035-36 | 2036-37 | 2037-38 | 2038-39 | 2039-40 | 2040-41 | 2041-42 | 2042-43 | 2043-44 | 2044-45 | 2045-46 | 2046-47 | 2047-48 | 2048-49 | 2049-50
NSW1 | USE / DSP | 0.00034552 | 0.00034476 | 23.9394 | 834.8502 | 0.00035296 | 0.00035062 | 0.00035039 | 0.00035224 | 0.0003499 | 0.00034942 | 0.00035124 | 16807.7958 | 78.6029 | 0.00036511 | 60.7426 | 0.00036319 | 22439.8359 | 0.00037432 | 18458.9837 | 64.9976 | 31416.6556 | 254.5474 | 1551.8706 | 13357.3452 | 1384.6709 | 345.4278 | 0.00038271 | 788.3069 | 333.1679
QLD1 | USE / DSP | 0.00034455 | 0.00034391 | 0.00034507 | 0.00034892 | 0.00035109 | 0.00034994 | 0.00034994 | 122.7606 | 0.00034941 | 0.00034953 | 0.00035212 | 1429.9423 | 22073.6685 | 2094.8752 | 1283.3653 | 210.9386 | 32004.4825 | 0.00036444 | 11049.2174 | 2174.3363 | 2823.0858 | 4318.892 | 1153.6964 | 6237.7551 | 4108.9008 | 53031.5794 | 350.2663 | 5678.5153 | 9101.935
VIC1 | USE / DSP | 0.00034304 | 0.00034089 | 0.00034343 | 0.00034838 | 0.00035055 | 0.00034785 | 0.00034826 | 0.00034907 | 0.00034736 | 0.00034681 | 0.00034917 | 5156.48 | 0.00036031 | 0.00036154 | 0.66809 | 0.00035712 | 1875.4667 | 0.00036643 | 1558.729 | 1.5068 | 3423.6403 | 0.00037142 | 154.8941 | 4123.1176 | 1610.7212 | 41.9434 | 0.00037389 | 709.3278 | 178.0145
SA1 | USE / DSP | 0.00034619 | 0.00034293 | 0.00035247 | 0.00035008 | 0.00035299 | 0.00034883 | 0.00034889 | 0.00034996 | 0.00034798 | 0.00034736 | 0.00035147 | 2844.165 | 0.00036098 | 0.00036227 | 24.1928 | 351.8724 | 2010.7374 | 11.1063 | 3694.3757 | 52.5008 | 5826.9393 | 0.00037006 | 385.0544 | 2448.6005 | 1609.5036 | 54.4718 | 0.00037056 | 451.1453 | 229.8602
TAS1 | USE / DSP | 0.00028357 | 0.0002823 | 0.00028404 | 0.00028332 | 0.000283 | 0.00028322 | 0.0002849 | 0.00028484 | 0.00028456 | 0.00028448 | 0.00028479 | 612.9591 | 0.00028607 | 0.00028541 | 0.00028449 | 0.00028326 | 0.00028507 | 0.00028292 | 574.1491 | 0.00028205 | 828.7035 | 0.00028229 | 41.1251 | 272.3542 | 0.00027931 | 0.00027981 | 0.00028033 | 109.2885 | 0.00027918
NEM | Total | 0.0016629 | 0.0016548 | 23.9407 | 834.8515 | 0.0016906 | 0.0016805 | 0.0016824 | 122.762 | 0.0016792 | 0.0016776 | 0.0016888 | 26851.3421 | 22152.2724 | 2094.8765 | 1368.9692 | 562.812 | 58330.5227 | 11.1077 | 35335.455 | 2293.3418 | 44319.0246 | 4573.4405 | 3286.6407 | 26439.1726 | 8713.7968 | 53473.4227 | 350.2677 | 7736.5837 | 9842.9779

## Marinus_SyncCon Cost
Synchronous Condenser cost by region ($000s) - Marinus Link, Fast Change Scenario
SyncCon | Real June 2020 dollars discounted to 1 July 2020
Explicitly modelled generation
Region | Technology | 2021-22 | 2022-23 | 2023-24 | 2024-25 | 2025-26 | 2026-27 | 2027-28 | 2028-29 | 2029-30 | 2030-31 | 2031-32 | 2032-33 | 2033-34 | 2034-35 | 2035-36 | 2036-37 | 2037-38 | 2038-39 | 2039-40 | 2040-41 | 2041-42 | 2042-43 | 2043-44 | 2044-45 | 2045-46 | 2046-47 | 2047-48 | 2048-49 | 2049-50
NSW1 | SyncCon | 0 | 0 | 0 | 0 | 0 | 0 | 0 | 0 | 0 | 0 | 0 | 0 | 0 | 0 | 0 | 0 | 0 | 0 | 0 | 0 | 0 | 0 | 0 | 0 | 0 | 0 | 0 | 0 | 0
QLD1 | SyncCon | 0 | 0 | 0 | 0 | 0 | 0 | 0 | 0 | 0 | 0 | 0 | 0 | 0 | 0 | 0 | 0 | 0 | 0 | 0 | 0 | 0 | 0 | 0 | 0 | 0 | 0 | 0 | 0 | 0
VIC1 | SyncCon | 0 | 0 | 0 | 6629.392 | 6325.7557 | 6036.0265 | 6414.7249 | 6103.8049 | 5824.2413 | 5557.4822 | 5680.944 | 5516.5885 | 5263.9203 | 5022.8247 | 4805.5939 | 4572.668 | 4862.6981 | 4639.9791 | 4439.3059 | 4224.1339 | 4030.6621 | 3846.0516 | 3679.7148 | 3501.3599 | 3340.9923 | 3187.9698 | 4158.7649 | 4715.5879 | 4499.6068
SA1 | SyncCon | 0 | 0 | 0 | 0 | 0 | 0 | 0 | 0 | 0 | 0 | 0 | 0 | 0 | 0 | 0 | 0 | 0 | 0 | 0 | 0 | 0 | 0 | 0 | 0 | 0 | 0 | 0 | 0 | 0
TAS1 | SyncCon | 1085.9037 | 1413.5661 | 1585.4846 | 979.711 | 994.5025 | 1526.0429 | 2166.1769 | 1874.2443 | 2233.886 | 2453.957 | 2206.129 | 1895.3952 | 1970.0178 | 1785.1708 | 2044.6503 | 2180.7603 | 2048.0281 | 2113.1411 | 2194.1177 | 2172.993 | 2101.0059 | 1952.1247 | 1702.891 | 1672.2811 | 1558.2577 | 1463.4575 | 1448.6464 | 1340.5042 | 1350.2479
NEM | Total | 1085.9037 | 1413.5661 | 1585.4846 | 7609.103 | 7320.2583 | 7562.0693 | 8580.9018 | 7978.0492 | 8058.1273 | 8011.4392 | 7887.073 | 7411.9837 | 7233.9381 | 6807.9955 | 6850.2442 | 6753.4284 | 6910.7262 | 6753.1202 | 6633.4236 | 6397.1269 | 6131.668 | 5798.1763 | 5382.6058 | 5173.6411 | 4899.2501 | 4651.4272 | 5607.4113 | 6056.0921 | 5849.8547

## Marinus_System Strength Cost
System Strength cost by region ($000s) - Marinus Link, Fast Change Scenario
System Strength | Real June 2020 dollars discounted to 1 July 2020
Explicitly modelled generation
Region | Technology | 2021-22 | 2022-23 | 2023-24 | 2024-25 | 2025-26 | 2026-27 | 2027-28 | 2028-29 | 2029-30 | 2030-31 | 2031-32 | 2032-33 | 2033-34 | 2034-35 | 2035-36 | 2036-37 | 2037-38 | 2038-39 | 2039-40 | 2040-41 | 2041-42 | 2042-43 | 2043-44 | 2044-45 | 2045-46 | 2046-47 | 2047-48 | 2048-49 | 2049-50
NSW1 | System Strength | 1.0268e-05 | 480.019 | 1580.4958 | 2599.3599 | 3498.331 | 4534.9131 | 5495.9441 | 6358.3447 | 14568.5687 | 13901.306 | 13300.0922 | 12655.4402 | 12075.8017 | 12020.9553 | 11899.5938 | 11561.196 | 11525.56 | 11836.6779 | 12482.76 | 11880.2193 | 12682.5166 | 13916.6369 | 13314.76 | 12669.3971 | 12267.6582 | 12438.5751 | 12806.0835 | 12836.7615 | 12784.7059
QLD1 | System Strength | 1450.2267 | 1383.8041 | 1323.9564 | 1259.7846 | 1402.4319 | 1338.1983 | 1280.323 | 1706.4084 | 2268.4136 | 2164.5168 | 2070.9042 | 1970.5289 | 2202.4288 | 2101.5542 | 2010.6646 | 1913.2082 | 3456.2772 | 3297.9744 | 3155.3412 | 3315.1962 | 3626.2234 | 5707.8615 | 5461.0037 | 5431.5671 | 5856.7079 | 6833.2147 | 6537.6869 | 6220.8069 | 7446.0776
VIC1 | System Strength | 1.7051e-05 | 1.684e-05 | 1.6905e-05 | 2.788e-05 | 2.6603e-05 | 2.5384e-05 | 2.649e-05 | 2.9836e-05 | 2.847e-05 | 2.8626e-05 | 3.1606e-05 | 1009.8137 | 963.5627 | 960.7884 | 919.2356 | 1306.2615 | 3390.3512 | 3235.0679 | 3095.1555 | 3789.6896 | 3616.116 | 3515.5723 | 4400.2452 | 4186.9664 | 4352.4713 | 5598.998 | 5577.1959 | 6319.5697 | 6614.9418
SA1 | System Strength | 3.5037e-05 | 3.5924e-05 | 4.3502e-05 | 4.892e-05 | 4.7299e-05 | 4.5132e-05 | 4.5624e-05 | 5.6142e-05 | 5.3571e-05 | 5.4223e-05 | 6.2881e-05 | 1833.5717 | 1749.5913 | 1669.4573 | 1597.2555 | 1878.5635 | 2591.2137 | 2988.5605 | 2859.3091 | 3015.601 | 2967.27 | 3175.6223 | 3060.7938 | 2912.4379 | 2865.1989 | 2894.1631 | 2833.4761 | 3092.564 | 2950.9199
TAS1 | System Strength | 1.9296e-05 | 1.8841e-05 | 187.5461 | 356.9119 | 510.1353 | 644.0913 | 766.7525 | 872.8098 | 969.4956 | 1059.0787 | 1175.8364 | 1324.5108 | 1460.0936 | 1580.4777 | 1691.1201 | 1773.1565 | 1848.4359 | 1913.0998 | 1983.7646 | 2034.0406 | 1940.8784 | 1851.9832 | 1771.8873 | 1686.0044 | 1608.7828 | 1535.0981 | 1468.707 | 1397.5192 | 1333.5107
NEM | Total | 1450.2268 | 1863.8232 | 3091.9984 | 4216.0565 | 5410.8982 | 6517.2028 | 7543.0197 | 8937.563 | 17806.478 | 17124.9016 | 16546.8328 | 18793.8652 | 18451.478 | 18333.2329 | 18117.8695 | 18432.3857 | 22811.8379 | 23271.3805 | 23576.3303 | 24034.7466 | 24833.0044 | 28167.6762 | 28008.69 | 26886.3729 | 26950.819 | 29300.049 | 29223.1494 | 29867.2212 | 31130.1558