## Cover
Project Marinus Economic Modelling Results
Supporting the Economic Modelling Appendix to the TasNetworks PACR
TasNetworks | 22 June 2021

## Release notice
Notice
Ernst & Young ("EY") was engaged on the instructions of Tasmanian Networks Pty Ltd (“TasNetworks” or “Client”) to provide market modelling in relation to the proposed Marinus Link interconnector (“Project”), in accordance with the contract dated 14 June 2018.
The results of Ernst & Young’s work, including the assumptions and qualifications made in preparing the workbook dated 22 June 2021 (“Workbook”), are set out in Ernst & Young's report dated 22 June 2021 ("Report"). The Workbook and Report should be read in their entirety including this notice, the applicable scope of the work and any limitations. A reference to the Workbook includes any part of the Workbook. No further work has been undertaken by Ernst & Young since the date of the Workbook to update it.
EY has prepared the Workbook under the directions of the Client. EY has not been engaged to act, and has not acted, as advisor to any other party. Accordingly, EY makes no representations as to the appropriateness, accuracy or completeness of the Workbook for any other party's purposes.
No reliance may be placed upon the Workbook or any of its contents by any party other than the Client (“Third Parties”). Any Third Party receiving a copy of the Workbook must make and rely on their own enquiries in relation to the issues to which the Workbook relates, the contents of the Workbook and all matters arising from or relating to or in any way connected with the Workbook or its contents.
EY disclaims all responsibility to any Third Parties for any loss or liability that the Third Parties may suffer or incur arising from or relating to or in any way connected with the contents of the Workbook, the provision of the Workbook to the Third Parties or the reliance upon the Workbook by the Third Parties.
No claim or demand or any actions or proceedings may be brought against EY arising from or connected with the contents of the Workbook or the provision of the Workbook to the Third Parties. EY will be released and forever discharged from any such claims, demands, actions or proceedings.
Our work commenced on 12 January 2021 and was completed on 19 May 2021. Therefore, our Workbook does not take account of events or circumstances arising after 19 May 2021 and we have no responsibility to update the Workbook for such events or circumstances.
In preparing this Workbook we have considered and relied upon information from a range of sources believed to be reliable and accurate. We do not imply, and it should not be construed, that we have verified any of the information provided to us, or that our enquiries could have identified any matter that a more extensive examination might disclose.
The work performed as part of our scope considers information provided to us and a number of combinations of input assumptions relating to future conditions, which may not necessarily represent actual or most likely future conditions. Additionally, modelling work performed as part of our scope inherently requires assumptions about future behaviours and market interactions, which may result in forecasts that deviate from future conditions. There will usually be differences between estimated and actual results, because events and circumstances frequently do not occur as expected, and those differences may be material. We take no responsibility that the projected outcomes will be achieved, if any.
We highlight that our analysis and Workbook do not constitute investment advice or a recommendation to you on a future course of action. We provide no assurance that the scenarios we have modelled will be accepted by any relevant authority or third party.
Our conclusions are based, in part, on the assumptions stated and on information provided by the Client and other information sources used during the course of the engagement. The modelled outcomes are contingent on the collection of assumptions as agreed with the Client and no consideration of other market events, announcements or other changing circumstances are reflected in this Workbook. Neither EY nor any member or employee thereof undertakes responsibility in any way whatsoever to any person in respect of errors in this Workbook arising from incorrect information provided by the Client or other information sources used.
EY has consented to the Workbook being published electronically on the Client’s website alongside the Report and Addendum for informational purposes only. EY has not consented to distribution or disclosure beyond this. The material contained in the Workbook, including the EY logo, is copyright. The copyright in the material contained in the Workbook itself, excluding EY logo, vests in the Client. The Workbook, including the EY logo, cannot be altered without prior written permission from EY.
EY’s liability is limited by a scheme approved under Professional Standards Legislation.

## Version notes
Change log
2021-06-22 | 1 | Project Marinus Economic Modelling Result Workbooks supporting the Addendum to the PACR, Fast Change Scenario. Marinus Link stage 1 from 1 July 2027 and stage 2 from 1 July 2029.

## Abbreviations and notes
Acronyms
AEMO | Australian Energy Market Operator
CCGT | Closed cycle gas turbine
Diesel | Diesel generator
Distributed PV | PV non-scheduled generators (PVNSG) and Rooftop PV
DSP | Demand-side participation
ESOO | Electricity Statement Of Opportunities
FOM | Fixed operations and maintenance
Gas - Steam | Gas-powered steam turbine
GWh | Gigawatt-hours
Grid Battery | Explicitly modelled existing and new entrant (8 hour or less) battery storage
MW | Megawatts
NEM | National Electricity Market
OCGT | Open cycle gas turbine
PACR | Project Assessment Conclusions Report
PV | Photovoltaic
PVNSG | PV non-scheduled generators
Rehab | Rehabilitation (after closing an existing generator)
USE | Unserved energy
VOM | Variable operations and maintenance
VPP | Virtual power plants
Notes
1. BaseCase simulations do not include Marinus Link. Marinus simulations include Marinus Link stage 1 from 1 July 2027 and stage 2 2029.
2. Tumut 3 generation is included in Hydro, whereas Tumut 3 pump is included in Pumped Hydro Pump.
3. REZ expansion costs only capture intra-regional network augmentations. These costs do not include the cost of interconnectors.
4. New entrant capacity and retiring capacity for allowable generators are made at the beginning of each financial year, on 1 July.
5. Other non-scheduled generation is handled on the demand side as per AEMO's 2020 ESOO.

## ---Compare options---
Compare |  | Marinus | to | BaseCase |  | 0 | 1 | 2 | 3 | 4 | 5 | 6 | 7 | 8 | 9 | 10 | 11 | 12 | 13 | 14 | 15 | 16 | 17 | 18 | 19 | 20 | 21 | 22 | 23 | 24 | 25 | 26 | 27 | 28
NEM discounted market benefits by year
Select region | NEM
[5 empty] | Real June 2020 dollars ($m) discounted to 1 July 2020 | 2021-22 | 2022-23 | 2023-24 | 2024-25 | 2025-26 | 2026-27 | 2027-28 | 2028-29 | 2029-30 | 2030-31 | 2031-32 | 2032-33 | 2033-34 | 2034-35 | 2035-36 | 2036-37 | 2037-38 | 2038-39 | 2039-40 | 2040-41 | 2041-42 | 2042-43 | 2043-44 | 2044-45 | 2045-46 | 2046-47 | 2047-48 | 2048-49 | 2049-50
|  |  |  | Build | CAPEX | 3.5496 | 3.387 | 3.2405 | 3.0811 | 0.036285 | -3.2276 | 11.0359 | 22.6533 | 12.9379 | 12.3187 | 11.7965 | 3.0796 | 27.1959 | 47.2184 | 103.6955 | 95.9944 | 130.3058 | 108.7846 | 107.63 | 106.592 | 111.0967 | 121.8071 | 112.6731 | 118.3577 | 126.6016 | 118.6718 | 94.4317 | 73.1203 | 74.7733
|  |  |  | FOM | FOM | 0.70425 | 0.67199 | 0.64293 | -12.1866 | 128.0319 | -0.036797 | 15.1491 | 15.6575 | 20.0337 | 17.896 | 16.9445 | 10.4963 | 15.3107 | 18.8243 | 20.0161 | 18.5198 | 26.7407 | 23.4688 | 23.0527 | 23.389 | 19.9019 | 21.5423 | 20.2943 | 20.8781 | 23.6171 | 24.3621 | 18.9005 | 14.2019 | 15.292
|  |  |  | Fuel | Fuel | -2.7246 | -4.206 | -7.5933 | -4.1238 | -24.8622 | -34.466 | 12.9091 | 23.0093 | 32.7865 | 25.2728 | 33.1094 | 92.7599 | 83.0794 | 64.9693 | 22.663 | 30.582 | 41.2815 | 54.1931 | 48.8725 | 53.4011 | 36.7041 | 51.5552 | 56.9485 | 35.228 | 27.5273 | 38.9431 | 53.8367 | 83.2093 | 69.0386
|  |  |  | VOM | VOM | -0.5313 | -0.12175 | 0.5434 | 2.4409 | 0.59629 | 1.3827 | 0.90255 | 1.3668 | 0.41567 | 2.6103 | -0.23942 | 2.76 | -2.6499 | -7.3284 | -10.9335 | -10.7356 | -12.2902 | -9.8879 | -7.1764 | -7.797 | -6.1529 | -8.4959 | -8.7248 | -9.2685 | -10.2102 | -9.6805 | -8.3773 | -6.8822 | -6.3934
|  |  |  | REHAB | REHAB | 0 | 0 | 0 | 6.3692 | -17.7739 | -1.1882 | -2.4535 | 0 | -2.4499 | 0.33419 | 0.025937 | 0 | 0 | 0 | 0 | 0 | 0 | 0 | 0 | 0 | 0 | 0 | 0 | 0 | 0 | 0 | 0 | 0 | 0
|  |  |  | REZ Tx | REZ | 3.0396e-06 | 3.5694e-06 | 3.7387e-06 | 4.0689e-06 | 4.0655e-06 | 0.33796 | -1.0875 | 2.5989 | 3.7217 | 4.1076 | 4.7177 | 3.5092 | 6.919 | 5.9463 | 11.5295 | 14.3554 | 19.4638 | 19.306 | 17.6415 | 17.0468 | 14.9121 | 12.7643 | 11.5908 | 11.2409 | 12.1719 | 11.9954 | 17.1025 | 22.647 | 22.8874
|  |  |  | USE+DSP | USE+DSP | 1.0301e-05 | 1.0249e-05 | 1.0345e-05 | 9.3736e-06 | 1.0437e-05 | 1.0368e-05 | 1.0408e-05 | 0.026084 | 1.0391e-05 | 1.0373e-05 | 1.0434e-05 | 19.3987 | -3.2232 | 0.017152 | 3.0156 | -0.1354 | 9.9532 | 0.021091 | -6.7438 | 0.91321 | 10.7593 | -1.5728 | 3.2802 | 0.89165 | -4.2763 | -0.80905 | 0.0007656 | -0.8459 | 0.72428
|  |  |  | SyncCon | SyncCon | 0.0022257 | -0.038474 | -0.021524 | 0.13847 | -0.26463 | -0.49298 | -1.1776 | -0.91622 | -1.1011 | -1.1352 | -0.82467 | -0.78585 | -0.57659 | -0.3098 | -0.39125 | -0.32837 | -1.0672 | -1.2234 | -0.96132 | -0.67467 | -0.80484 | -0.69029 | -0.42272 | -0.41089 | -0.33979 | -0.37301 | -1.0971 | -0.62278 | -0.44082
|  |  |  | System Strength | System Strength | 0.069888 | 0.066688 | 0.063803 | 0.061043 | 0.0054108 | 0.04308 | -0.11708 | 0.033264 | -0.064148 | -0.057243 | -0.049284 | -0.3024 | 0.15933 | 0.71125 | 1.69 | 1.5371 | 2.1195 | 2.0339 | 1.9296 | 2.1814 | 2.1893 | 1.9835 | 1.9472 | 1.8583 | 1.6705 | 1.8246 | 1.5445 | 1.3395 | 1.6499
[5 empty] | Total cumulative market benefits | 1.0701 | 0.82959 | -2.2946 | -6.5142 | 79.255 | 41.6072 | 76.7681 | 141.1971 | 207.4774 | 268.8246 | 334.3053 | 465.2208 | 591.4355 | 721.484 | 872.7688 | 1022.5581 | 1239.0652 | 1435.7613 | 1620.0062 | 1815.0581 | 2003.6639 | 2202.5572 | 2400.1439 | 2578.9192 | 2755.6813 | 2940.6156 | 3116.9578 | 3303.125 | 3480.6562
NEM capacity difference by year
Select region | NEM
[5 empty] | Capacity difference (MW) | 2021-22 | 2022-23 | 2023-24 | 2024-25 | 2025-26 | 2026-27 | 2027-28 | 2028-29 | 2029-30 | 2030-31 | 2031-32 | 2032-33 | 2033-34 | 2034-35 | 2035-36 | 2036-37 | 2037-38 | 2038-39 | 2039-40 | 2040-41 | 2041-42 | 2042-43 | 2043-44 | 2044-45 | 2045-46 | 2046-47 | 2047-48 | 2048-49 | 2049-50
[5 empty] | Black Coal | 0 | 0 | 0 | 187.1568 | -258.3393 | -143.8001 | -378.4846 | -378.4846 | -602.9825 | -566.1841 | -560.3429 | -427.3052 | -427.3052 | -427.3052 | 18.1909 | 22.1528 | 0 | 0 | 0 | 0 | 0 | 0 | 0 | 0 | 0 | 0 | 0 | 0 | 0
[5 empty] | Brown Coal | 0 | 0 | 0 | 39.8268 | 140.1106 | 6e-05 | 6e-05 | 6e-05 | 6e-05 | 6e-05 | 6e-05 | 6e-05 | 6e-05 | 6e-05 | 6e-05 | 6e-05 | 6e-05 | 6e-05 | 6e-05 | 6e-05 | 6e-05 | 6e-05 | 6e-05 | 6e-05 | 6e-05 | 6e-05 | 6e-05 | 0 | 0
[5 empty] | CCGT | 0 | 0 | 0 | 0 | 0 | 0 | 0 | 0 | 0 | 0 | 0 | 0 | 0 | 0 | 0 | 0 | 0 | 0 | 0 | 0 | 0 | 0 | 0 | 0 | 0 | 0 | 0 | 0 | 0
[5 empty] | Gas - Steam | 0 | 0 | 0 | 0 | 0 | 0 | 0 | 0 | 0 | 0 | 0 | 0 | 0 | 0 | 0 | 0 | 0 | 0 | 0 | 0 | 0 | 0 | 0 | 0 | 0 | 0 | 0 | 0 | 0
[5 empty] | OCGT / Diesel | 0 | 0 | 0 | 0 | 0 | 0 | 0 | 0 | 0 | 0 | 0 | 0 | 0 | 0 | 0 | 0 | 0 | 0 | 65.0517 | 65.0517 | -139.2105 | -208.4078 | -208.4078 | -613.4389 | -543.417 | -664.8242 | -664.8242 | -619.8364 | -619.8364
[5 empty] | Hydro | 0 | 0 | 0 | 0 | 0 | 0 | 250 | 250 | 250 | 250 | 250 | 250 | 250 | 250 | 250 | 250 | 250 | 250 | 250 | 250 | 250 | 250 | 250 | 250 | 250 | 250 | 250 | 250 | 250
[5 empty] | Wind | -28.9146 | -28.9145 | -28.9143 | -29.178 | -4.5004 | 91.8619 | -329.2317 | -701.6728 | -377.2586 | -381.4305 | -381.5785 | -263.1965 | -588.5725 | -968.4902 | -1916.9544 | -1924.557 | -2348.8404 | -1841.3163 | -1943.2022 | -1943.4155 | -1777.8633 | -2038.5086 | -1810.8189 | -1817.4847 | -2217.0364 | -2148.2834 | -1498.7487 | -1610.5329 | -1326.3874
[5 empty] | Solar PV | 0 | 0 | 0 | 0 | 0.000243 | -116.1963 | 390.8262 | 841.7548 | 470.0989 | 470.0989 | 470.0989 | 470.0989 | 470.0989 | 470.0987 | 470.0987 | 470.0987 | 196.6798 | -314.5269 | -141.0467 | -363.3475 | -767.3491 | -688.8459 | -973.848 | -973.848 | -973.848 | -1206.8203 | -1145.2501 | -326.0044 | -1085.4055
[5 empty] | Grid Battery | 0 | 0 | 0 | 0 | 0 | 0 | 0 | 0 | 80.4369 | 80.4369 | 80.4369 | 80.4363 | 2.4432 | 2.4432 | 2.4431 | 2.4431 | -218.8212 | -218.8212 | -501.2459 | -501.2459 | 307.418 | 307.418 | 307.418 | 307.418 | 307.418 | 42.9997 | 42.9997 | 42.9995 | -37.4375
[5 empty] | Pumped Hydro | 0 | 0 | 0 | 0 | 0 | 0 | 0 | 0 | -80.4369 | -80.4369 | -80.4369 | -80.4429 | -80.4345 | -80.437 | -80.437 | -49.0778 | -58.0357 | -54.4846 | 23.6114 | 23.6116 | -366.2808 | -440.9935 | -440.9952 | -466.9856 | -466.9821 | -272.0291 | -272.0309 | -77.0879 | -88.7083
[5 empty] | VPP | 0 | 0 | 0 | 0 | 0 | 0 | 0 | 0 | 0 | 0 | 0 | 0 | 0 | 0 | 0 | 0 | 0 | 0 | 0 | 0 | 0 | 0 | 0 | 0 | 0 | 0 | 0 | 0 | 0
[5 empty] | Grid Battery pump | 0 | 0 | 0 | 0 | 0 | 0 | 0 | 0 | 80.4369 | 80.4369 | 80.4369 | 80.4363 | 2.4432 | 2.4432 | 2.4431 | 2.4431 | -218.8212 | -218.8212 | -501.2459 | -501.2459 | 307.418 | 307.418 | 307.418 | 307.418 | 307.418 | 42.9997 | 42.9997 | 42.9995 | -37.4375
[5 empty] | Pumped Hydro Pump | 0 | 0 | 0 | 0 | 0 | 0 | 0 | 0 | -80.4369 | -80.4369 | -80.4369 | -80.4429 | -80.4345 | -80.437 | -80.437 | -49.0778 | -58.0357 | -54.4846 | 23.6114 | 23.6116 | -366.2808 | -440.9935 | -440.9952 | -466.9856 | -466.9821 | -272.0291 | -272.0309 | -77.0879 | -88.7083
[5 empty] | VPP pump | 0 | 0 | 0 | 0 | 0 | 0 | 0 | 0 | 0 | 0 | 0 | 0 | 0 | 0 | 0 | 0 | 0 | 0 | 0 | 0 | 0 | 0 | 0 | 0 | 0 | 0 | 0 | 0 | 0
NEM generation difference by year
Select region | NEM
[5 empty] | Sent-out generation difference (GWh)* | 2021-22 | 2022-23 | 2023-24 | 2024-25 | 2025-26 | 2026-27 | 2027-28 | 2028-29 | 2029-30 | 2030-31 | 2031-32 | 2032-33 | 2033-34 | 2034-35 | 2035-36 | 2036-37 | 2037-38 | 2038-39 | 2039-40 | 2040-41 | 2041-42 | 2042-43 | 2043-44 | 2044-45 | 2045-46 | 2046-47 | 2047-48 | 2048-49 | 2049-50
[5 empty] | Black Coal | 142.3711 | 223.5631 | 361.512 | 186.192 | -160.6517 | 792.5721 | -719.414 | -635.5152 | -1411.0382 | -1038.663 | -1578.132 | -1750.0156 | -1422.8301 | -1873.1044 | 1178.4798 | 1273.0025 | 741.2629 | 1119.8533 | 1254.9548 | 504.2096 | 1212.5817 | 624.8745 | 83.4715 | 57.9444 | 161.2365 | 81.3296 | 102.639 | 130.5114 | 49.9031
[5 empty] | Brown Coal | 3.3822 | 15.8888 | 28.0898 | 285.1148 | 1221.7856 | 496.0125 | 123.9094 | 205.0603 | 188.81 | 230.3858 | 363.6438 | 261.1595 | 253.4173 | 378.4579 | 604.464 | 654.8273 | 896.6689 | 1245.3171 | 1132.5045 | 616.3029 | 1113.7362 | 1242.9665 | 338.2261 | 610.2089 | 920.2292 | 304.8366 | 204.037 | 0 | 0
[5 empty] | CCGT | -7.3714e-05 | -7.433e-05 | -3.2642e-05 | -66.2779 | 49.0314 | 11.6817 | -29.0038 | -80.6455 | -23.4353 | -20.0105 | -68.9567 | -1066.4859 | -999.2536 | -219.7705 | -707.6167 | -865.6837 | -433.0597 | -280.7368 | -129.862 | -82.7366 | -183.9406 | -67.3663 | -38.3435 | -70.9642 | -29.7765 | -0.00048666 | -0.00049651 | -0.00075998 | -0.00073797
[5 empty] | Gas - Steam | -4.7e-06 | -2.9e-06 | -0.047904 | -0.90087 | -0.22649 | 0.80911 | -1.3956 | -5.5796 | 0.53508 | -0.51859 | -0.18558 | -120.7495 | -117.5219 | -301.9843 | -41.1999 | -62.8412 | -108.5101 | -185.5832 | -6.0157 | 1.4017 | -0.69599 | -14.0093 | -6.7017 | -15.9087 | -14.2876 | 0 | 0 | 0 | 0
[5 empty] | OCGT / Diesel | -0.00011639 | -0.0001178 | -0.086348 | -6.5758 | -0.15062 | 6.5111 | -8.9286 | -17.2318 | -0.5686 | 3.7512 | -6.2151 | -145.4646 | -115.7935 | -142.2561 | -132.1136 | -169.9138 | -554.0407 | -932.4708 | -1094.8469 | -1096.7781 | -927.3778 | -1269.3756 | -1223.8614 | -796.6098 | -713.1152 | -1015.102 | -1432.0082 | -2094.4937 | -1756.924
[5 empty] | Hydro | -5.9853 | -119.3618 | -315.1916 | -403.7937 | -969.0987 | -1233.3228 | 393.561 | 474.6698 | 1025.2268 | 276.4162 | 1110.5361 | 1998.2523 | 2768.0199 | 3414.705 | 3025.7526 | 3150.1438 | 3812.7574 | 3447.2678 | 2498.2441 | 3652.1232 | 2278.497 | 3521.7258 | 4333.2353 | 3785.6523 | 4332.1528 | 4635.5225 | 4195.7561 | 3833.3134 | 4047.4974
[5 empty] | Wind | -145.8665 | -133.5858 | -116.6076 | -124.8216 | -46.3007 | 306.42 | -1044.7577 | -2264.7449 | -1113.7931 | -1093.2889 | -1231.1981 | -733.5235 | -1533.758 | -2611.0134 | -5378.5051 | -5274.9942 | -4823.1265 | -3622.822 | -3455.7888 | -2980.7033 | -2144.6234 | -2373.4725 | -1689.3374 | -1833.5961 | -2881.7705 | -2058.0673 | -931.0014 | -1172.2439 | -684.7067
[5 empty] | Solar PV | -3.1357e-05 | -0.0022131 | -0.041882 | -0.36836 | 0.0060238 | -301.4239 | 1020.3838 | 1896.2776 | 1131.5723 | 1199.7694 | 1234.5918 | 1190.3692 | 1181.8645 | 1148.8356 | 1256.1064 | 1255.651 | 456.7342 | -666.3506 | -247.7974 | -656.9974 | -1597.4049 | -1395.1572 | -1837.9524 | -1831.4025 | -1766.8995 | -1827.5092 | -1709.8802 | -313.2966 | -1300.9263
[5 empty] | Grid Battery | -0.022944 | 5.3249 | -0.91863 | -1.7342 | -0.23571 | 4.2896 | -13.4656 | -5.1977 | 178.1807 | 183.5039 | 176.7085 | 192.0421 | 76.3347 | 65.0429 | 72.7603 | 75.4567 | -223.2914 | -207.2877 | -539.0398 | -522.2078 | 471.8519 | 512.3788 | 486.7216 | 501.6134 | 508.3899 | 204.1888 | 203.3053 | 206.562 | 89.1628
[5 empty] | Pumped Hydro | 1.3649 | 1.2493 | 1.3409 | -167.0439 | 40.2175 | 229.2453 | -591.9673 | -370.504 | -961.4344 | -729.7372 | -390.285 | -431.1566 | -81.063 | -399.2164 | -231.9156 | -98.5245 | -180.6999 | -107.7081 | 114.5282 | -129.3129 | -1224.1766 | -807.9266 | -1097.972 | -1308.4238 | -1067.7997 | -498.4537 | -553.6289 | 215.2807 | 64.205
[5 empty] | VPP | 0.08895 | 0.47072 | 0.20368 | -4.0869 | 3.335 | 8.0177 | -12.7924 | -9.4275 | -13.6277 | -12.3745 | -19.717 | -9.8869 | 9.3479 | -3.3867 | -2.1429 | 3.2246 | 37.743 | 60.3656 | 69.7073 | 50.7106 | 43.1591 | 49.1833 | 27.3374 | 53.9404 | 120.0146 | 83.2702 | 76.1466 | 117.7874 | 278.8427
[5 empty] | Grid Battery pump | -0.028316 | 6.574 | -1.1341 | -1.9641 | -0.46734 | 5.2953 | -16.6242 | -6.4169 | 214.5538 | 220.4434 | 213.212 | 230.7792 | 95.148 | 81.8964 | 90.716 | 94.2274 | -256.0212 | -240.5612 | -626.5597 | -611.4608 | 563.9608 | 607.5101 | 579.2187 | 594.1824 | 601.9168 | 247.3067 | 244.6229 | 249.7557 | 104.3202
[5 empty] | Pumped Hydro Pump | -2.6711 | -4.9172 | -4.3248 | -279.7434 | 150.5933 | 366.3832 | -865.5189 | -754.5937 | -1248.5506 | -1223.3786 | -719.6119 | -944.6987 | -300.1641 | -759.7861 | -585.6587 | -348.0406 | -452.9661 | -265.94 | -24.8031 | -363.6849 | -1695.0916 | -978.35 | -1547.5323 | -1818.4107 | -1539.5124 | -824.0104 | -596.9615 | 283.6606 | 92.3011
[5 empty] | VPP pump | 0.10676 | 0.55912 | 0.24949 | -4.9395 | 4.054 | 9.6061 | -15.3532 | -11.3152 | -16.3564 | -14.8523 | -23.6828 | -11.1023 | 10.7883 | -3.9967 | -2.9553 | 3.7316 | 45.439 | 72.7583 | 83.3601 | 61.1623 | 52.1654 | 58.805 | 32.9539 | 64.7429 | 143.202 | 100.5652 | 90.5924 | 141.3467 | 335.1487
*Generation shown is sent-out, as is demand. The difference in sent-out generation with the Marinus Link option and the Base Case is due to the difference in losses from interconnectors and storage.

## BaseCase_CF
Annual capacity factor by technology - BaseCase, Fast Change Scenario
Explicitly modelled generation
Region | Technology | 2021-22 | 2022-23 | 2023-24 | 2024-25 | 2025-26 | 2026-27 | 2027-28 | 2028-29 | 2029-30 | 2030-31 | 2031-32 | 2032-33 | 2033-34 | 2034-35 | 2035-36 | 2036-37 | 2037-38 | 2038-39 | 2039-40 | 2040-41 | 2041-42 | 2042-43 | 2043-44 | 2044-45 | 2045-46 | 2046-47 | 2047-48 | 2048-49 | 2049-50
NEM | Black Coal | 54.19% | 48.55% | 52.83% | 64.84% | 68.68% | 65.39% | 60.67% | 67.32% | 64.33% | 62.01% | 60.43% | 62.76% | 69.1% | 65.03% | 62.75% | 65.29% | 69% | 68.94% | 63.96% | 61.48% | 57.2% | 65.08% | 61.28% | 59.28% | 57.68% | 58.63% | 55.55% | 53.98% | 48.98%
NEM | Brown Coal | 70.7% | 66.89% | 67.93% | 67.2% | 70.54% | 72.19% | 69.82% | 69.79% | 68.28% | 72.14% | 70.78% | 69.78% | 72.18% | 69.23% | 72.28% | 68.14% | 63.23% | 63.87% | 54.2% | 56.29% | 62.89% | 63.2% | 60.71% | 57.49% | 57.53% | 61.55% | 60.43% | - | -
NEM | CCGT | 8.417% | 8.417% | 7.57% | 8.025% | 7.41% | 7.378% | 7.617% | 9.281% | 7.33% | 7.644% | 8.879% | 19.75% | 21.88% | 21.6% | 16.24% | 17.93% | 29.46% | 29.62% | 25.58% | 25.64% | 26.58% | 30.58% | 25.16% | 28.61% | 29.19% | 28.26% | 28.34% | 28.26% | 28.26%
NEM | Gas - Steam | 5.763% | 5.886% | 6.034% | 1.455% | 1.337% | 1.416% | 1.372% | 1.52% | 1.282% | 1.327% | 1.287% | 2.749% | 2.376% | 4.97% | 2.83% | 2.982% | 6.09% | 7.401% | 22.37% | 22.77% | 23.49% | 28.72% | 24.65% | 24.42% | 29.81% | - | - | - | -
NEM | OCGT / Diesel | 0.08746% | 0.03999% | 0.1983% | 0.1689% | 0.06038% | 0.135% | 0.09939% | 0.2465% | 0.02821% | 0.05808% | 0.06914% | 1.007% | 0.7799% | 1.034% | 0.8657% | 0.9967% | 3.621% | 3.984% | 7.392% | 8.406% | 6.196% | 8.544% | 12.55% | 6.877% | 7.267% | 10.73% | 13.53% | 17.75% | 17.32%
NEM | Hydro | 20.75% | 21.13% | 21% | 25.69% | 26.83% | 24.44% | 24.57% | 28.01% | 24.16% | 22.14% | 21.3% | 21.38% | 22.33% | 21.6% | 20.68% | 19.41% | 22.2% | 19.51% | 18.38% | 17.04% | 17.04% | 18.25% | 18.53% | 17.68% | 17.57% | 20.61% | 17.77% | 17.08% | 15.82%
NEM | Wind | 35.81% | 36.82% | 33.63% | 33.92% | 36.28% | 37.79% | 38.46% | 36.11% | 34.15% | 35.14% | 36.82% | 34.76% | 33.94% | 35.84% | 37.05% | 37.74% | 35.48% | 35.07% | 35.18% | 35.06% | 33.24% | 31.16% | 33.61% | 34.95% | 36% | 34.51% | 33.61% | 33.24% | 32.61%
NEM | Solar PV | 29.56% | 29.16% | 29.64% | 28.44% | 27.86% | 29.56% | 29.9% | 26.36% | 27.39% | 28.69% | 29.19% | 29.29% | 28.26% | 27.54% | 29.37% | 29.43% | 26.04% | 27.16% | 28.28% | 28.15% | 28.2% | 26.78% | 26.14% | 27.27% | 27.19% | 24.38% | 24.9% | 25.75% | 25.48%
NEM | Grid Battery | 9.305% | 5.407% | 5.809% | 6.584% | 6.516% | 6.391% | 6.171% | 5.758% | 5.316% | 5.555% | 5.392% | 5.616% | 7.033% | 6.836% | 7.073% | 7.076% | 12.4% | 12.41% | 12.89% | 12.83% | 13.26% | 13.91% | 13.94% | 14.21% | 14.14% | 13.3% | 13.46% | 13.48% | 12.91%
NEM | Pumped Hydro | 0.8801% | 2.575% | 3.678% | 23.38% | 20.89% | 21.29% | 22.72% | 26.19% | 23.36% | 24.94% | 24.04% | 26.7% | 23.78% | 24.2% | 25.52% | 25.06% | 24.77% | 23.89% | 25.42% | 25.63% | 26.18% | 25.86% | 25.89% | 27.57% | 26.57% | 24.83% | 24.05% | 25.34% | 22.18%
NEM | VPP | 7.527% | 8.424% | 7.847% | 9.323% | 9.579% | 9.104% | 8.677% | 8.192% | 7.377% | 7.265% | 7.029% | 7.259% | 6.935% | 6.564% | 6.688% | 6.633% | 5.843% | 5.657% | 5.627% | 5.552% | 5.616% | 5.543% | 5.339% | 5.563% | 5.269% | 4.863% | 4.787% | 4.757% | 3.632%
Region | Technology | 2021-22 | 2022-23 | 2023-24 | 2024-25 | 2025-26 | 2026-27 | 2027-28 | 2028-29 | 2029-30 | 2030-31 | 2031-32 | 2032-33 | 2033-34 | 2034-35 | 2035-36 | 2036-37 | 2037-38 | 2038-39 | 2039-40 | 2040-41 | 2041-42 | 2042-43 | 2043-44 | 2044-45 | 2045-46 | 2046-47 | 2047-48 | 2048-49 | 2049-50
NSW1 | Black Coal | 50.63% | 44.22% | 48.31% | 60.38% | 66.77% | 61.38% | 57.31% | 63.22% | 59.22% | 57.81% | 55.52% | 54.58% | 67.39% | 61.14% | 49.34% | 61.29% | 68.24% | 65.62% | 60.84% | 51.2% | 44.18% | - | - | - | - | - | - | - | -
NSW1 | Brown Coal | bar: 2021-22 to 2049-50
NSW1 | CCGT | 0.6146% | 0.6146% | 1.851% | 1.351% | 1.161% | 1.161% | 1.171% | 1.335% | 1.161% | 1.161% | 1.164% | 19.25% | 18.43% | 21.79% | 12.15% | 12.63% | 26.7% | 28.75% | 24.27% | 22.92% | 23.36% | 28.3% | 1.772% | - | - | - | - | - | -
NSW1 | Gas - Steam | bar: 2021-22 to 2049-50
NSW1 | OCGT / Diesel | 1.279e-07% | 1.323e-07% | 0.1084% | 0.39% | 0.07769% | 0.1434% | 0.06141% | 0.06088% | 1.892e-07% | 1.957e-07% | 2.095e-07% | 0.3749% | 0.2628% | 0.3026% | 0.8265% | 0.517% | 2.544% | 4.328% | 8.688% | 13.33% | 6.458% | 9.568% | 18.78% | 6.972% | 7.214% | 10.44% | 17.3% | 23.31% | 22.5%
NSW1 | Hydro | 9.062% | 9.639% | 8.905% | 13.03% | 12.91% | 11.83% | 12.12% | 17.32% | 13.05% | 11.47% | 11.99% | 13.38% | 14.84% | 15.3% | 15.72% | 14.66% | 18.91% | 15.13% | 14.03% | 13.91% | 12.64% | 15.45% | 17.27% | 16.24% | 16.89% | 19.68% | 16.09% | 15.25% | 13.81%
NSW1 | Wind | 32.14% | 36.63% | 35.07% | 34.47% | 37.6% | 38.87% | 38.15% | 34.25% | 30.59% | 32.88% | 34.35% | 33.97% | 33.11% | 35.21% | 36.76% | 36.77% | 32.79% | 30.12% | 32.19% | 33.09% | 33.39% | 31.64% | 33.73% | 35.14% | 34.97% | 31.86% | 29.22% | 30.55% | 30.66%
NSW1 | Solar PV | 28.63% | 28.53% | 28.72% | 27.65% | 26.43% | 28.93% | 29.18% | 26.14% | 26.82% | 28.34% | 28.97% | 28.77% | 27.91% | 26.84% | 28.91% | 28.86% | 26.01% | 26.75% | 28.31% | 28.67% | 28.57% | 27.35% | 26.43% | 28% | 27.91% | 25.47% | 25.54% | 26.37% | 25.85%
NSW1 | Grid Battery | - | - | - | - | - | - | - | - | - | - | - | - | - | - | - | - | 14.79% | 14.56% | 14.52% | 14.14% | 14.48% | 14.26% | 14.37% | 14.69% | 14.66% | 14.4% | 14.03% | 14.56% | 14.32%
NSW1 | Pumped Hydro | 1.432% | 4.044% | 5.658% | 53.06% | 23.28% | 24.26% | 25.96% | 29.42% | 25.05% | 26.78% | 25.84% | 28.4% | 25.28% | 25.85% | 27.18% | 26.73% | 26.84% | 25.68% | 27.36% | 27.5% | 27.48% | 26.89% | 27.51% | 29.53% | 28.66% | 27.98% | 26.45% | 28.34% | 27.92%
NSW1 | VPP | 7.092% | 8.586% | 7.199% | 9.049% | 9.331% | 8.8% | 8.545% | 7.893% | 7.115% | 7.006% | 6.672% | 6.817% | 6.676% | 6.225% | 6.401% | 6.393% | 5.965% | 5.713% | 5.781% | 5.562% | 5.647% | 5.642% | 5.475% | 5.703% | 5.497% | 5.263% | 5.02% | 5.195% | 4.204%
Region | Technology | 2021-22 | 2022-23 | 2023-24 | 2024-25 | 2025-26 | 2026-27 | 2027-28 | 2028-29 | 2029-30 | 2030-31 | 2031-32 | 2032-33 | 2033-34 | 2034-35 | 2035-36 | 2036-37 | 2037-38 | 2038-39 | 2039-40 | 2040-41 | 2041-42 | 2042-43 | 2043-44 | 2044-45 | 2045-46 | 2046-47 | 2047-48 | 2048-49 | 2049-50
QLD1 | Black Coal | 58.69% | 53.75% | 57.45% | 70.21% | 70.44% | 68.96% | 63.66% | 71.44% | 67.82% | 64.85% | 63.74% | 66.17% | 69.82% | 66.65% | 66.06% | 66.36% | 69.26% | 70.09% | 65.04% | 65.05% | 61.71% | 65.08% | 61.28% | 59.28% | 57.68% | 58.63% | 55.55% | 53.98% | 48.98%
QLD1 | Brown Coal | bar: 2021-22 to 2049-50
QLD1 | CCGT | 8.33% | 8.33% | 9.298% | 11.3% | 10.21% | 10.15% | 10.59% | 13.69% | 10.06% | 10.65% | 12.99% | 22.96% | 26.54% | 23.39% | 21.1% | 24.74% | 36.43% | 35.56% | 31.81% | 32.79% | 34.24% | 38.49% | 34.86% | 34.66% | 47.05% | 60.92% | 61.08% | 60.92% | 60.92%
QLD1 | Gas - Steam | 5.044% | 5.044% | 10.02% | 9.894% | 9.894% | 9.894% | 9.921% | 9.894% | 9.894% | 9.894% | 9.921% | 9.894% | 10.56% | 9.894% | 9.921% | 10.65% | 22.28% | 23.97% | 22.37% | 22.77% | 23.49% | 28.72% | 24.65% | 24.42% | 29.81% | - | - | - | -
QLD1 | OCGT / Diesel | 1.656e-07% | 1.717e-07% | 0.001755% | 0.1729% | 0.08101% | 0.1281% | 0.166% | 0.5607% | 0.08946% | 0.1704% | 0.1995% | 1.576% | 1.145% | 0.6578% | 0.7422% | 1.617% | 6.28% | 5.283% | 7.956% | 7.877% | 7.997% | 10.9% | 11.02% | 11.26% | 11.8% | 15.72% | 14.56% | 14.51% | 12.28%
QLD1 | Hydro | 51.94% | 51.9% | 52.02% | 51.69% | 51.58% | 51.53% | 51.64% | 51.32% | 51.21% | 50.14% | 51.2% | 50.85% | 50.79% | 50.67% | 50.7% | 50.45% | 43.4% | 43.59% | 43.18% | 43.24% | 43.45% | - | - | - | - | - | - | - | -
QLD1 | Wind | 47.14% | 42.73% | 40.79% | 36.01% | 42.97% | 43.95% | 45.42% | 45.22% | 43.08% | 44.22% | 42.69% | 39.5% | 35.54% | 41.62% | 41.15% | 43.53% | 43.6% | 43.2% | 44.06% | 40.58% | 38.01% | 32.63% | 38.66% | 38.75% | 41.25% | 41.18% | 40.96% | 41.2% | 36.03%
QLD1 | Solar PV | 31.43% | 30.43% | 31.01% | 29.65% | 30.07% | 31.49% | 31.87% | 26.62% | 28.83% | 29.98% | 30.46% | 30.92% | 29.58% | 30.04% | 31.54% | 31.76% | 25.97% | 28.02% | 29.18% | 29.79% | 29.34% | 27.76% | 27.56% | 28.5% | 28.11% | 24.59% | 25.98% | 26.79% | 26.62%
QLD1 | Grid Battery | - | 12.41% | 14.66% | 18.2% | 19.34% | 18.91% | 18.46% | 18.05% | 17.25% | 17.6% | 17.08% | 17.43% | 16.8% | 17.36% | 17.28% | 17.27% | 14.03% | 14.13% | 14.18% | 14.41% | 14.74% | 14.58% | 14.63% | 14.7% | 14.57% | 13.09% | 13.64% | 13.6% | 13.07%
QLD1 | Pumped Hydro | 0.6478% | 1.956% | 2.845% | 10.89% | 11.31% | 9.414% | 9.784% | 13.25% | 10.64% | 11.15% | 10.53% | 13.92% | 12.56% | 11.87% | 13.1% | 12.53% | 15.68% | 15.98% | 16.61% | 17.15% | 19.47% | 23.48% | 22.52% | 23.48% | 22.05% | 18.66% | 19.1% | 19.69% | 14.8%
QLD1 | VPP | 6.486% | 6.995% | 7.086% | 9.152% | 9.951% | 9.437% | 9.161% | 8.896% | 8.098% | 8.044% | 7.614% | 7.855% | 7.246% | 7.201% | 7.135% | 7.022% | 5.225% | 5.322% | 5.351% | 5.456% | 5.747% | 5.705% | 5.627% | 5.616% | 5.031% | 4.071% | 4.4% | 4.298% | 2.596%
Region | Technology | 2021-22 | 2022-23 | 2023-24 | 2024-25 | 2025-26 | 2026-27 | 2027-28 | 2028-29 | 2029-30 | 2030-31 | 2031-32 | 2032-33 | 2033-34 | 2034-35 | 2035-36 | 2036-37 | 2037-38 | 2038-39 | 2039-40 | 2040-41 | 2041-42 | 2042-43 | 2043-44 | 2044-45 | 2045-46 | 2046-47 | 2047-48 | 2048-49 | 2049-50
VIC1 | Black Coal | bar: 2021-22 to 2049-50
VIC1 | Brown Coal | 70.7% | 66.89% | 67.93% | 67.2% | 70.54% | 72.19% | 69.82% | 69.79% | 68.28% | 72.14% | 70.78% | 69.78% | 72.18% | 69.23% | 72.28% | 68.14% | 63.23% | 63.87% | 54.2% | 56.29% | 62.89% | 63.2% | 60.71% | 57.49% | 57.53% | 61.55% | 60.43% | - | -
VIC1 | CCGT | bar: 2021-22 to 2049-50
VIC1 | Gas - Steam | 0.1764% | 0.06689% | 0.2178% | 0.503% | 0.1765% | 0.394% | 0.2643% | 0.6839% | 0.0242% | 0.1488% | 0.02851% | 1.138% | 0.7967% | 1.202% | 1.639% | 1.693% | 3.37% | 4.618% | - | - | - | - | - | - | - | - | - | - | -
VIC1 | OCGT / Diesel | 0.04364% | 1.651e-07% | 0.05256% | 0.04062% | 0.01576% | 0.08582% | 0.06176% | 0.06408% | 2.654e-07% | 2.668e-07% | 2.841e-07% | 0.2622% | 0.1594% | 0.1641% | 0.2558% | 0.1359% | 0.5461% | 0.3517% | 3.624% | 2.341% | 1.493% | 0.8411% | 4.619% | 1.719% | 1.575% | 1.339% | 1.389% | 18.43% | 20.44%
VIC1 | Hydro | 14.24% | 14.31% | 12.98% | 16.03% | 16.4% | 15.56% | 15.78% | 19.86% | 16.5% | 14.09% | 14.19% | 12.82% | 15.78% | 16.28% | 15.41% | 15.48% | 19.54% | 16.25% | 13.96% | 13.95% | 12.66% | 15.55% | 16.1% | 15.19% | 15.29% | 19.26% | 16.01% | 13.72% | 13.76%
VIC1 | Wind | 35.94% | 36.41% | 31.33% | 32.43% | 33.26% | 34.33% | 35.3% | 31.98% | 32.28% | 31.2% | 35.03% | 31.43% | 32.3% | 32.53% | 33.77% | 34.25% | 32.19% | 34.44% | 32.36% | 32.46% | 28.81% | 28.38% | 29.98% | 31.81% | 32.47% | 31.65% | 32.28% | 30.74% | 31.62%
VIC1 | Solar PV | 27.59% | 27.39% | 28.44% | 27.27% | 25.9% | 27.24% | 27.86% | 26.09% | 27.05% | 27.59% | 27.43% | 28.48% | 27.25% | 25.9% | 27.37% | 27.82% | 26.09% | 27.01% | 26.44% | 24.67% | 26.19% | 23.83% | 23.68% | 24.25% | 24.84% | 21.83% | 21.96% | 23.52% | 23.52%
VIC1 | Grid Battery | 23.06% | 4.957% | 5.177% | 6.047% | 5.966% | 5.934% | 5.748% | 5.241% | 4.835% | 4.82% | 4.687% | 4.934% | 4.479% | 4.14% | 4.479% | 4.482% | 4.083% | 3.948% | 7.683% | 7.62% | 9.86% | 13.86% | 13.74% | 14.64% | 14.3% | 14.11% | 13.93% | 13.56% | 12.97%
VIC1 | Pumped Hydro | - | - | - | - | - | - | - | - | - | - | - | - | - | - | - | - | 27.49% | 27.38% | 28.63% | 28.83% | 28.38% | 27.34% | 26.62% | 28.5% | 28.17% | 27.08% | 26.9% | 25.94% | 24.57%
VIC1 | VPP | 8.23% | 8.72% | 8.537% | 10.25% | 10.28% | 9.8% | 9.095% | 8.545% | 7.69% | 7.473% | 7.324% | 7.653% | 7.252% | 6.665% | 6.808% | 6.719% | 6.258% | 5.931% | 5.753% | 5.738% | 5.641% | 5.472% | 5.123% | 5.541% | 5.279% | 5.051% | 4.899% | 4.758% | 3.833%
Region | Technology | 2021-22 | 2022-23 | 2023-24 | 2024-25 | 2025-26 | 2026-27 | 2027-28 | 2028-29 | 2029-30 | 2030-31 | 2031-32 | 2032-33 | 2033-34 | 2034-35 | 2035-36 | 2036-37 | 2037-38 | 2038-39 | 2039-40 | 2040-41 | 2041-42 | 2042-43 | 2043-44 | 2044-45 | 2045-46 | 2046-47 | 2047-48 | 2048-49 | 2049-50
SA1 | Black Coal | bar: 2021-22 to 2049-50
SA1 | Brown Coal | bar: 2021-22 to 2049-50
SA1 | CCGT | 17.95% | 17.95% | 12.36% | 9.7% | 9.7% | 9.7% | 9.727% | 9.7% | 9.7% | 9.7% | 9.727% | 18.93% | 21.24% | 24.73% | 13.54% | 16.74% | - | - | - | - | - | - | - | - | - | - | - | - | -
SA1 | Gas - Steam | 9.33% | 9.611% | 9.251% | 1.164% | 1.164% | 1.164% | 1.167% | 1.164% | 1.164% | 1.164% | 1.167% | 3.006% | 2.503% | 6.807% | - | - | - | - | - | - | - | - | - | - | - | - | - | - | -
SA1 | OCGT / Diesel | 0.36% | 0.191% | 0.767% | 0.1327% | 0.08212% | 0.2174% | 0.111% | 0.2862% | 0.01584% | 0.04832% | 0.06348% | 2.805% | 2.517% | 5.246% | 2.92% | 2.983% | 8.534% | 10.46% | 12.07% | 11.39% | 10.03% | 13.6% | 16.48% | 5.68% | 4.601% | 6.781% | 9.387% | 13.94% | 14.31%
SA1 | Hydro | bar: 2021-22 to 2049-50
SA1 | Wind | 34.88% | 34.38% | 30.43% | 33.67% | 32.92% | 36.06% | 36.21% | 34.2% | 33.4% | 33.91% | 35.79% | 32.66% | 33.45% | 31.75% | 35.5% | 35.6% | 34.27% | 34.98% | 34.84% | 36.29% | 32.41% | 31.23% | 29.82% | 32.96% | 33.66% | 33% | 33.3% | 30.69% | 32.03%
SA1 | Solar PV | 30.63% | 29.1% | 29.3% | 28.19% | 27.51% | 28.16% | 29.03% | 27.61% | 28.77% | 29.03% | 29.15% | 29.61% | 28.19% | 27.51% | 28.21% | 28.99% | 27.05% | 27.89% | 26.84% | 24.97% | 25.01% | 22.26% | 21.22% | 20.17% | 20.37% | 18.39% | 18.21% | 17.05% | 17.34%
SA1 | Grid Battery | 5.593% | 5.548% | 6.103% | 6.435% | 6.273% | 6.006% | 5.745% | 5.505% | 5.03% | 5.752% | 5.567% | 5.729% | 5.551% | 4.859% | 5.105% | 5.116% | 11.62% | 11.51% | 12.34% | 11.92% | 12.57% | 12.48% | 12.45% | 12.65% | 12.78% | 12.21% | 11.98% | 11.86% | 10.84%
SA1 | Pumped Hydro | bar: 2021-22 to 2049-50
SA1 | VPP | 9.428% | 9.695% | 10.1% | 10.08% | 9.913% | 9.465% | 8.797% | 8.48% | 7.359% | 7.288% | 7.061% | 7.227% | 6.935% | 6.556% | 6.758% | 6.618% | 5.586% | 5.429% | 5.412% | 5.119% | 5.172% | 5.042% | 4.923% | 5.068% | 4.928% | 4.601% | 4.457% | 4.26% | 3.179%
Region | Technology | 2021-22 | 2022-23 | 2023-24 | 2024-25 | 2025-26 | 2026-27 | 2027-28 | 2028-29 | 2029-30 | 2030-31 | 2031-32 | 2032-33 | 2033-34 | 2034-35 | 2035-36 | 2036-37 | 2037-38 | 2038-39 | 2039-40 | 2040-41 | 2041-42 | 2042-43 | 2043-44 | 2044-45 | 2045-46 | 2046-47 | 2047-48 | 2048-49 | 2049-50
TAS1 | Black Coal | bar: 2021-22 to 2049-50
TAS1 | Brown Coal | bar: 2021-22 to 2049-50
TAS1 | CCGT | 7.58e-07% | 7.492e-07% | 7.647e-07% | 7.65e-07% | 7.581e-07% | 7.654e-07% | 7.925e-07% | 8.164e-07% | 8.467e-07% | 8.547e-07% | 8.46e-07% | 8.75e-07% | 8.884e-07% | 9.14e-07% | 9.489e-07% | 9.821e-07% | 1.026e-06% | 1.068e-06% | 1.16e-06% | 1.169e-06% | 1.228e-06% | 1.273e-06% | 1.334e-06% | 1.391e-06% | 1.447e-06% | 1.516e-06% | 1.588e-06% | 1.681e-06% | 1.725e-06%
TAS1 | Gas - Steam | bar: 2021-22 to 2049-50
TAS1 | OCGT / Diesel | 6.947e-07% | 6.706e-07% | 7.036e-07% | 7.132e-07% | 6.961e-07% | 7.34e-07% | 7.619e-07% | 7.88e-07% | 8.234e-07% | 8.446e-07% | 8.065e-07% | 0.01441% | 8.69e-07% | 8.963e-07% | 9.28e-07% | 9.577e-07% | 1.008e-06% | 1.034e-06% | 1.095e-06% | 2.822e-06% | 0.0115% | 3.053e-06% | 3.193e-06% | 3.361e-06% | 3.433e-06% | 3.63e-06% | 3.79e-06% | 0.05629% | 4.099e-06%
TAS1 | Hydro | 37.32% | 37.79% | 39.4% | 46.51% | 49.81% | 44.44% | 44.32% | 45.51% | 41.43% | 39.25% | 35.96% | 36% | 34.6% | 31.41% | 28.96% | 26.17% | 27.59% | 26.55% | 26.44% | 22.51% | 25.08% | 23.74% | 22.13% | 21.52% | 20.4% | 22.87% | 21.19% | 22.15% | 19.89%
TAS1 | Wind | 26.66% | 32.22% | 32.49% | 34.76% | 37.95% | 39.41% | 41.03% | 39.14% | 39.27% | 38.11% | 42.23% | 39.03% | 38.59% | 40.1% | 39.54% | 39.87% | 36.79% | 35.5% | 33.25% | 34.06% | 32.41% | 32.12% | 33.37% | 34.24% | 35.2% | 33.31% | 33.25% | 31.34% | 31.92%
TAS1 | Solar PV | bar: 2021-22 to 2049-50
TAS1 | Grid Battery | bar: 2021-22 to 2049-50
TAS1 | Pumped Hydro | bar: 2021-22 to 2049-50
TAS1 | VPP | 1.598% | 3.476% | 1.551% | 1.946% | 2.329% | 2.704% | 2.475% | 2.433% | 2.559% | 2.554% | 3.979% | 4.309% | 4.22% | 4.737% | 5.04% | 5.566% | 5.364% | 5.289% | 5.171% | 5.647% | 5.477% | 5.621% | 5.271% | 5.327% | 5.477% | 5.117% | 4.914% | 4.747% | 4.357%
Explicitly modelled pumping
Region | Technology | 2021-22 | 2022-23 | 2023-24 | 2024-25 | 2025-26 | 2026-27 | 2027-28 | 2028-29 | 2029-30 | 2030-31 | 2031-32 | 2032-33 | 2033-34 | 2034-35 | 2035-36 | 2036-37 | 2037-38 | 2038-39 | 2039-40 | 2040-41 | 2041-42 | 2042-43 | 2043-44 | 2044-45 | 2045-46 | 2046-47 | 2047-48 | 2048-49 | 2049-50
NEM | Grid Battery pump | 11.45% | 6.693% | 7.153% | 8.139% | 8.035% | 7.889% | 7.636% | 7.091% | 6.562% | 6.857% | 6.671% | 6.923% | 8.534% | 8.285% | 8.571% | 8.578% | 14.67% | 14.63% | 15.2% | 15.16% | 15.6% | 16.4% | 16.39% | 16.73% | 16.67% | 15.65% | 15.84% | 15.86% | 15.18%
NEM | Pumped Hydro Pump | 1.55% | 5.051% | 6.604% | 31.08% | 24.44% | 26.1% | 29.3% | 32.64% | 29.26% | 31.32% | 31% | 34.53% | 31.94% | 31.06% | 33.98% | 33.8% | 32.3% | 31.31% | 32.8% | 34.33% | 33.8% | 34.11% | 33.67% | 36.26% | 35.9% | 32.8% | 31.77% | 33.27% | 28.68%
NEM | VPP pump | 9.034% | 10.13% | 9.402% | 11.2% | 11.49% | 10.93% | 10.43% | 9.819% | 8.854% | 8.719% | 8.456% | 8.698% | 8.324% | 7.885% | 8.02% | 7.961% | 7.024% | 6.795% | 6.74% | 6.681% | 6.728% | 6.66% | 6.4% | 6.676% | 6.336% | 5.826% | 5.758% | 5.7% | 4.355%
Region | Technology | 2021-22 | 2022-23 | 2023-24 | 2024-25 | 2025-26 | 2026-27 | 2027-28 | 2028-29 | 2029-30 | 2030-31 | 2031-32 | 2032-33 | 2033-34 | 2034-35 | 2035-36 | 2036-37 | 2037-38 | 2038-39 | 2039-40 | 2040-41 | 2041-42 | 2042-43 | 2043-44 | 2044-45 | 2045-46 | 2046-47 | 2047-48 | 2048-49 | 2049-50
NSW1 | Grid Battery pump | - | - | - | - | - | - | - | - | - | - | - | - | - | - | - | - | 17.44% | 17.13% | 17.06% | 16.68% | 17.01% | 16.77% | 16.9% | 17.28% | 17.28% | 16.9% | 16.55% | 17.08% | 16.85%
NSW1 | Pumped Hydro Pump | 1.841% | 6.047% | 7.708% | 38.61% | 25.37% | 27.87% | 31.5% | 34.42% | 30.41% | 32.59% | 32.34% | 35.66% | 33.04% | 32.18% | 35.2% | 35.09% | 34.13% | 32.91% | 34.45% | 36.12% | 34.75% | 35.42% | 35.49% | 38.66% | 38.9% | 36.66% | 34.77% | 37% | 35.45%
NSW1 | VPP pump | 8.512% | 10.33% | 8.625% | 10.87% | 11.2% | 10.56% | 10.27% | 9.461% | 8.539% | 8.409% | 8.029% | 8.164% | 8.013% | 7.484% | 7.671% | 7.674% | 7.179% | 6.858% | 6.92% | 6.695% | 6.771% | 6.763% | 6.569% | 6.845% | 6.614% | 6.301% | 6.044% | 6.218% | 5.046%
Region | Technology | 2021-22 | 2022-23 | 2023-24 | 2024-25 | 2025-26 | 2026-27 | 2027-28 | 2028-29 | 2029-30 | 2030-31 | 2031-32 | 2032-33 | 2033-34 | 2034-35 | 2035-36 | 2036-37 | 2037-38 | 2038-39 | 2039-40 | 2040-41 | 2041-42 | 2042-43 | 2043-44 | 2044-45 | 2045-46 | 2046-47 | 2047-48 | 2048-49 | 2049-50
QLD1 | Grid Battery pump | - | 15.32% | 18.04% | 22.47% | 23.89% | 23.33% | 22.8% | 22.28% | 21.3% | 21.73% | 21.15% | 21.46% | 19.95% | 20.62% | 20.49% | 20.5% | 16.56% | 16.59% | 16.7% | 16.97% | 17.32% | 17.17% | 17.22% | 17.28% | 17.14% | 15.44% | 16.02% | 16.03% | 15.35%
QLD1 | Pumped Hydro Pump | 1.051% | 3.344% | 4.71% | 18.18% | 18.92% | 15.72% | 16.39% | 22.13% | 17.79% | 18.65% | 17.65% | 23.24% | 21% | 19.85% | 21.89% | 20.94% | 22.38% | 22.61% | 23.55% | 24.48% | 27.81% | 31% | 29.6% | 30.85% | 29.07% | 24.46% | 24.94% | 25.82% | 18.88%
QLD1 | VPP pump | 7.784% | 8.42% | 8.489% | 10.98% | 11.95% | 11.32% | 11.01% | 10.67% | 9.719% | 9.655% | 9.16% | 9.409% | 8.697% | 8.655% | 8.552% | 8.428% | 6.291% | 6.369% | 6.422% | 6.559% | 6.887% | 6.857% | 6.756% | 6.736% | 6.033% | 4.897% | 5.27% | 5.177% | 3.098%
Region | Technology | 2021-22 | 2022-23 | 2023-24 | 2024-25 | 2025-26 | 2026-27 | 2027-28 | 2028-29 | 2029-30 | 2030-31 | 2031-32 | 2032-33 | 2033-34 | 2034-35 | 2035-36 | 2036-37 | 2037-38 | 2038-39 | 2039-40 | 2040-41 | 2041-42 | 2042-43 | 2043-44 | 2044-45 | 2045-46 | 2046-47 | 2047-48 | 2048-49 | 2049-50
VIC1 | Grid Battery pump | 28.37% | 6.138% | 6.373% | 7.478% | 7.352% | 7.326% | 7.115% | 6.453% | 5.969% | 5.951% | 5.804% | 6.073% | 5.531% | 5.11% | 5.53% | 5.534% | 5.041% | 4.892% | 9.184% | 9.143% | 11.62% | 16.36% | 16.11% | 17.23% | 16.86% | 16.55% | 16.43% | 15.91% | 15.25%
VIC1 | Pumped Hydro Pump | - | - | - | - | - | - | - | - | - | - | - | - | - | - | - | - | 34.37% | 34.39% | 35.72% | 36.21% | 35.43% | 34.33% | 33.12% | 35.66% | 35.35% | 33.68% | 33.79% | 32.34% | 30.71%
VIC1 | VPP pump | 9.878% | 10.49% | 10.23% | 12.32% | 12.32% | 11.76% | 10.94% | 10.24% | 9.23% | 8.97% | 8.814% | 9.166% | 8.704% | 8% | 8.171% | 8.065% | 7.511% | 7.139% | 6.886% | 6.908% | 6.752% | 6.588% | 6.13% | 6.65% | 6.356% | 6.044% | 5.9% | 5.693% | 4.601%
Region | Technology | 2021-22 | 2022-23 | 2023-24 | 2024-25 | 2025-26 | 2026-27 | 2027-28 | 2028-29 | 2029-30 | 2030-31 | 2031-32 | 2032-33 | 2033-34 | 2034-35 | 2035-36 | 2036-37 | 2037-38 | 2038-39 | 2039-40 | 2040-41 | 2041-42 | 2042-43 | 2043-44 | 2044-45 | 2045-46 | 2046-47 | 2047-48 | 2048-49 | 2049-50
SA1 | Grid Battery pump | 6.887% | 6.867% | 7.517% | 7.952% | 7.737% | 7.414% | 7.11% | 6.779% | 6.21% | 7.102% | 6.875% | 7.084% | 6.841% | 5.999% | 6.302% | 6.317% | 13.74% | 13.66% | 14.55% | 14.12% | 14.8% | 14.75% | 14.65% | 14.93% | 15.11% | 14.36% | 14.17% | 13.95% | 12.79%
SA1 | Pumped Hydro Pump | bar: 2021-22 to 2049-50
SA1 | VPP pump | 11.32% | 11.66% | 12.1% | 12.11% | 11.89% | 11.36% | 10.58% | 10.16% | 8.832% | 8.747% | 8.476% | 8.676% | 8.32% | 7.869% | 8.111% | 7.943% | 6.705% | 6.536% | 6.478% | 6.164% | 6.19% | 6.069% | 5.892% | 6.089% | 5.928% | 5.504% | 5.367% | 5.096% | 3.816%
Region | Technology | 2021-22 | 2022-23 | 2023-24 | 2024-25 | 2025-26 | 2026-27 | 2027-28 | 2028-29 | 2029-30 | 2030-31 | 2031-32 | 2032-33 | 2033-34 | 2034-35 | 2035-36 | 2036-37 | 2037-38 | 2038-39 | 2039-40 | 2040-41 | 2041-42 | 2042-43 | 2043-44 | 2044-45 | 2045-46 | 2046-47 | 2047-48 | 2048-49 | 2049-50
TAS1 | Grid Battery pump | bar: 2021-22 to 2049-50
TAS1 | Pumped Hydro Pump | bar: 2021-22 to 2049-50
TAS1 | VPP pump | 1.918% | 4.195% | 1.85% | 2.355% | 2.783% | 3.245% | 2.994% | 2.903% | 3.072% | 3.066% | 4.776% | 5.192% | 5.065% | 5.69% | 6.03% | 6.701% | 6.42% | 6.348% | 6.207% | 6.784% | 6.568% | 6.76% | 6.319% | 6.389% | 6.592% | 6.124% | 5.916% | 5.68% | 5.23%
Non-controllable capacity
Region | Technology | 2021-22 | 2022-23 | 2023-24 | 2024-25 | 2025-26 | 2026-27 | 2027-28 | 2028-29 | 2029-30 | 2030-31 | 2031-32 | 2032-33 | 2033-34 | 2034-35 | 2035-36 | 2036-37 | 2037-38 | 2038-39 | 2039-40 | 2040-41 | 2041-42 | 2042-43 | 2043-44 | 2044-45 | 2045-46 | 2046-47 | 2047-48 | 2048-49 | 2049-50
NEM | Distributed PV | 15.67% | 15.9% | 16.17% | 15.67% | 15.14% | 16.37% | 16.37% | 14.85% | 15.65% | 16.28% | 16.53% | 16.65% | 16.21% | 15.62% | 16.72% | 16.71% | 15.05% | 15.84% | 16.5% | 16.77% | 16.73% | 16.31% | 15.8% | 16.92% | 16.88% | 15.2% | 15.96% | 16.6% | 16.83%
NEM | Behind the meter battery | 5.739% | 5.706% | 5.655% | 5.593% | 5.566% | 5.554% | 5.549% | 5.478% | 5.42% | 5.35% | 5.324% | 5.224% | 5.137% | 5.059% | 5.006% | 4.928% | 4.862% | 4.813% | 4.786% | 4.748% | 4.724% | 4.696% | 4.679% | 4.612% | 4.558% | 4.491% | 4.446% | 4.377% | 4.313%
NEM | Behind the meter battery pump | 4.876% | 4.848% | 4.804% | 4.75% | 4.73% | 4.719% | 4.714% | 4.654% | 4.605% | 4.544% | 4.522% | 4.437% | 4.365% | 4.297% | 4.252% | 4.187% | 4.129% | 4.088% | 4.066% | 4.034% | 4.014% | 3.989% | 3.976% | 3.918% | 3.873% | 3.816% | 3.776% | 3.717% | 3.663%
Region | Technology | 2021-22 | 2022-23 | 2023-24 | 2024-25 | 2025-26 | 2026-27 | 2027-28 | 2028-29 | 2029-30 | 2030-31 | 2031-32 | 2032-33 | 2033-34 | 2034-35 | 2035-36 | 2036-37 | 2037-38 | 2038-39 | 2039-40 | 2040-41 | 2041-42 | 2042-43 | 2043-44 | 2044-45 | 2045-46 | 2046-47 | 2047-48 | 2048-49 | 2049-50
NSW1 | Distributed PV | 15.72% | 16.12% | 16.01% | 15.67% | 15.04% | 16.98% | 16.72% | 14.89% | 15.29% | 16.21% | 16.94% | 16.49% | 16.32% | 15.64% | 17.2% | 16.89% | 14.99% | 15.46% | 16.4% | 17.14% | 16.52% | 16.33% | 15.77% | 17.33% | 17.04% | 15.14% | 15.57% | 16.47% | 17.17%
NSW1 | Behind the meter battery | 5.729% | 5.684% | 5.657% | 5.613% | 5.591% | 5.57% | 5.55% | 5.456% | 5.374% | 5.28% | 5.234% | 5.143% | 5.063% | 4.997% | 4.957% | 4.888% | 4.831% | 4.782% | 4.763% | 4.724% | 4.693% | 4.659% | 4.639% | 4.573% | 4.516% | 4.452% | 4.4% | 4.337% | 4.275%
NSW1 | Behind the meter battery pump | 4.867% | 4.828% | 4.804% | 4.766% | 4.751% | 4.734% | 4.716% | 4.634% | 4.565% | 4.484% | 4.444% | 4.369% | 4.301% | 4.244% | 4.209% | 4.151% | 4.102% | 4.064% | 4.047% | 4.015% | 3.989% | 3.955% | 3.941% | 3.885% | 3.838% | 3.783% | 3.737% | 3.682% | 3.631%
Region | Technology | 2021-22 | 2022-23 | 2023-24 | 2024-25 | 2025-26 | 2026-27 | 2027-28 | 2028-29 | 2029-30 | 2030-31 | 2031-32 | 2032-33 | 2033-34 | 2034-35 | 2035-36 | 2036-37 | 2037-38 | 2038-39 | 2039-40 | 2040-41 | 2041-42 | 2042-43 | 2043-44 | 2044-45 | 2045-46 | 2046-47 | 2047-48 | 2048-49 | 2049-50
QLD1 | Distributed PV | 16.14% | 16.97% | 17.1% | 16.38% | 16.51% | 17.67% | 17.76% | 15.01% | 16.31% | 16.9% | 17.8% | 17.63% | 16.94% | 16.97% | 18.04% | 18.07% | 15.25% | 16.64% | 17.25% | 18.13% | 17.82% | 17.14% | 17.3% | 18.32% | 18.33% | 15.43% | 16.8% | 17.37% | 18.24%
QLD1 | Behind the meter battery | 5.709% | 5.654% | 5.624% | 5.581% | 5.564% | 5.545% | 5.521% | 5.447% | 5.381% | 5.312% | 5.299% | 5.184% | 5.098% | 5.026% | 4.978% | 4.9% | 4.839% | 4.784% | 4.752% | 4.736% | 4.724% | 4.708% | 4.7% | 4.637% | 4.585% | 4.526% | 4.478% | 4.405% | 4.346%
QLD1 | Behind the meter battery pump | 4.852% | 4.806% | 4.78% | 4.74% | 4.729% | 4.709% | 4.69% | 4.629% | 4.573% | 4.51% | 4.501% | 4.406% | 4.333% | 4.271% | 4.231% | 4.162% | 4.11% | 4.063% | 4.037% | 4.021% | 4.015% | 4% | 3.995% | 3.938% | 3.896% | 3.844% | 3.802% | 3.74% | 3.693%
Region | Technology | 2021-22 | 2022-23 | 2023-24 | 2024-25 | 2025-26 | 2026-27 | 2027-28 | 2028-29 | 2029-30 | 2030-31 | 2031-32 | 2032-33 | 2033-34 | 2034-35 | 2035-36 | 2036-37 | 2037-38 | 2038-39 | 2039-40 | 2040-41 | 2041-42 | 2042-43 | 2043-44 | 2044-45 | 2045-46 | 2046-47 | 2047-48 | 2048-49 | 2049-50
VIC1 | Distributed PV | 14.57% | 14.12% | 14.94% | 14.61% | 13.83% | 14.71% | 14.77% | 14.21% | 15.01% | 15.58% | 14.94% | 15.71% | 15.27% | 14.38% | 15.25% | 15.31% | 14.5% | 15.15% | 15.74% | 15.16% | 15.8% | 15.4% | 14.52% | 15.44% | 15.44% | 14.67% | 15.29% | 15.88% | 15.21%
VIC1 | Behind the meter battery | 5.757% | 5.718% | 5.678% | 5.63% | 5.606% | 5.603% | 5.626% | 5.591% | 5.549% | 5.5% | 5.48% | 5.379% | 5.285% | 5.18% | 5.107% | 5.018% | 4.94% | 4.891% | 4.868% | 4.822% | 4.8% | 4.775% | 4.756% | 4.689% | 4.638% | 4.569% | 4.529% | 4.459% | 4.392%
VIC1 | Behind the meter battery pump | 4.893% | 4.857% | 4.823% | 4.783% | 4.764% | 4.762% | 4.778% | 4.75% | 4.714% | 4.672% | 4.656% | 4.567% | 4.49% | 4.399% | 4.339% | 4.264% | 4.197% | 4.154% | 4.134% | 4.099% | 4.076% | 4.058% | 4.041% | 3.984% | 3.942% | 3.883% | 3.848% | 3.787% | 3.729%
Region | Technology | 2021-22 | 2022-23 | 2023-24 | 2024-25 | 2025-26 | 2026-27 | 2027-28 | 2028-29 | 2029-30 | 2030-31 | 2031-32 | 2032-33 | 2033-34 | 2034-35 | 2035-36 | 2036-37 | 2037-38 | 2038-39 | 2039-40 | 2040-41 | 2041-42 | 2042-43 | 2043-44 | 2044-45 | 2045-46 | 2046-47 | 2047-48 | 2048-49 | 2049-50
SA1 | Distributed PV | 16.86% | 17.02% | 17.57% | 16.91% | 16.01% | 16.67% | 17.2% | 16.38% | 17.23% | 17.46% | 17.45% | 17.9% | 17.25% | 16.3% | 16.93% | 17.46% | 16.67% | 17.47% | 17.7% | 17.68% | 18.03% | 17.41% | 16.52% | 17.16% | 17.71% | 16.83% | 17.61% | 17.82% | 17.8%
SA1 | Behind the meter battery | 5.777% | 5.792% | 5.663% | 5.515% | 5.452% | 5.451% | 5.451% | 5.361% | 5.337% | 5.284% | 5.27% | 5.157% | 5.065% | 4.998% | 4.942% | 4.871% | 4.785% | 4.751% | 4.702% | 4.641% | 4.611% | 4.564% | 4.543% | 4.461% | 4.406% | 4.316% | 4.285% | 4.205% | 4.134%
SA1 | Behind the meter battery pump | 4.907% | 4.921% | 4.812% | 4.682% | 4.633% | 4.631% | 4.632% | 4.553% | 4.535% | 4.49% | 4.475% | 4.381% | 4.303% | 4.244% | 4.198% | 4.14% | 4.067% | 4.035% | 3.994% | 3.944% | 3.917% | 3.876% | 3.858% | 3.79% | 3.74% | 3.668% | 3.639% | 3.574% | 3.51%
Region | Technology | 2021-22 | 2022-23 | 2023-24 | 2024-25 | 2025-26 | 2026-27 | 2027-28 | 2028-29 | 2029-30 | 2030-31 | 2031-32 | 2032-33 | 2033-34 | 2034-35 | 2035-36 | 2036-37 | 2037-38 | 2038-39 | 2039-40 | 2040-41 | 2041-42 | 2042-43 | 2043-44 | 2044-45 | 2045-46 | 2046-47 | 2047-48 | 2048-49 | 2049-50
TAS1 | Distributed PV | 13.72% | 13.38% | 13.99% | 13.9% | 13% | 14.17% | 14.31% | 13.85% | 13.92% | 14.16% | 14% | 14.33% | 14.29% | 13.48% | 14.32% | 14.32% | 13.81% | 13.92% | 14.2% | 14.06% | 14.35% | 14.32% | 13.61% | 14.45% | 14.46% | 13.96% | 14.04% | 14.32% | 14.14%
TAS1 | Behind the meter battery | 5.668% | 5.597% | 5.586% | 5.535% | 5.503% | 5.497% | 5.519% | 5.453% | 5.36% | 5.255% | 5.223% | 5.112% | 5.036% | 4.956% | 4.906% | 4.835% | 4.799% | 4.753% | 4.719% | 4.672% | 4.638% | 4.607% | 4.584% | 4.501% | 4.443% | 4.376% | 4.324% | 4.249% | 4.183%
TAS1 | Behind the meter battery pump | 4.816% | 4.755% | 4.746% | 4.701% | 4.677% | 4.669% | 4.688% | 4.634% | 4.554% | 4.464% | 4.436% | 4.341% | 4.279% | 4.211% | 4.168% | 4.108% | 4.076% | 4.037% | 4.01% | 3.966% | 3.94% | 3.913% | 3.893% | 3.824% | 3.775% | 3.717% | 3.675% | 3.609% | 3.555%

## BaseCase_Generation
Annual sent-out generation by technology (GWh) - BaseCase, Fast Change Scenario
Explicitly modelled generation
Region | Technology | 2021-22 | 2022-23 | 2023-24 | 2024-25 | 2025-26 | 2026-27 | 2027-28 | 2028-29 | 2029-30 | 2030-31 | 2031-32 | 2032-33 | 2033-34 | 2034-35 | 2035-36 | 2036-37 | 2037-38 | 2038-39 | 2039-40 | 2040-41 | 2041-42 | 2042-43 | 2043-44 | 2044-45 | 2045-46 | 2046-47 | 2047-48 | 2048-49 | 2049-50
NEM | Black Coal | 87191.325 | 76086.5231 | 75976.9522 | 79382.1788 | 73205.8745 | 66837.2094 | 62010.7121 | 64683.4153 | 51827.7045 | 49757.3919 | 48459.8417 | 42610.1804 | 46920.5712 | 44153.9049 | 37477.0736 | 36453.4951 | 31706.8343 | 31682.3453 | 29392.212 | 28254.7281 | 26286.3835 | 17970.0255 | 14960.9675 | 12576.7196 | 10393.735 | 8690.4779 | 8233.6324 | 8001.0378 | 7259.3888
NEM | Brown Coal | 29664.0746 | 28068.4052 | 28502.6147 | 20748.8003 | 21159.9973 | 21122.0161 | 20428.8386 | 20420.2366 | 19979.0336 | 21106.0779 | 20710.2325 | 20416.6918 | 21117.354 | 20256.7534 | 21147.3166 | 19936.3141 | 18501.134 | 18686.5195 | 15858.5501 | 16470.9043 | 18401.4666 | 18490.8369 | 17764.1245 | 16820.4125 | 16833.3233 | 18009.6263 | 11778.3488 | 0 | 0
NEM | CCGT | 2252.5066 | 2252.5066 | 1906.5409 | 2021.0304 | 1866.0979 | 1858.1466 | 1918.1702 | 2337.4395 | 1845.9141 | 1925.0057 | 2235.9856 | 4974.4038 | 5510.5559 | 5439.0782 | 4089.3177 | 3911.7086 | 5060.7813 | 5087.8083 | 4072.236 | 4082.1218 | 4231.9645 | 4869.3958 | 3035.4959 | 2989.1258 | 1401.3017 | 960.524 | 963.1557 | 960.5243 | 960.5243
NEM | Gas - Steam | 698.7141 | 713.5583 | 731.5994 | 176.4096 | 162.1089 | 171.6349 | 166.3749 | 184.3316 | 155.437 | 160.8951 | 156.0488 | 333.3021 | 288.004 | 602.5047 | 144.7839 | 152.5417 | 311.531 | 378.6321 | 164.6198 | 167.5649 | 172.8563 | 211.335 | 181.4116 | 179.7058 | 219.3523 | 0 | 0 | 0 | 0
NEM | OCGT / Diesel | 52.5806 | 24.0395 | 119.249 | 101.5317 | 36.3029 | 81.1464 | 59.7535 | 148.173 | 16.9631 | 32.9696 | 39.2505 | 547.7414 | 392.7961 | 510.3849 | 417.2723 | 480.4075 | 1745.1514 | 1920.3222 | 3491.7881 | 3882.0845 | 2972.3982 | 4080.0218 | 5992.7272 | 3737.1409 | 4246.6471 | 7280.8151 | 8485.5467 | 13057.3342 | 11950.8867
NEM | Hydro | 13388.5886 | 13633.1996 | 13547.8797 | 16572.3256 | 17309.7148 | 15768.8143 | 15852.9703 | 18071.9442 | 15588.7007 | 14287.1844 | 13744.4476 | 13796.6587 | 14406.8888 | 13934.6099 | 13343.9782 | 12523.9028 | 14153.3101 | 12439.175 | 11720.215 | 10862.8534 | 10867.8625 | 11530.2211 | 11708.3699 | 11170.9921 | 11102.7365 | 13024.4556 | 11225.5072 | 10792.5294 | 9998.4602
NEM | Wind | 30055.993 | 38791.2854 | 38089.318 | 41134.9497 | 46749.5877 | 49139.693 | 54305.7507 | 54989.6358 | 64438.7144 | 66404.6181 | 70023.042 | 76309.7854 | 75111.4629 | 82637.4288 | 89352.5301 | 94754.6126 | 101407.5671 | 99786.2393 | 100961.0037 | 98944.8186 | 98049.9174 | 97955.4728 | 105277.218 | 107734.8295 | 112629.416 | 114248.9214 | 117657.3261 | 120785.3392 | 122018.8084
NEM | Solar PV | 14501.0477 | 17776.6279 | 18071.7982 | 17334.7622 | 17319.0889 | 20868.7671 | 21939.8445 | 20436.7132 | 28461.3776 | 29806.1508 | 30331.7604 | 30428.9164 | 29361.653 | 28613.3644 | 30517.0485 | 30270.8492 | 32248.8496 | 34836.412 | 38616.1537 | 43050.2807 | 45874.3619 | 55212.5961 | 53734.0803 | 55061.1136 | 54679.2184 | 55825.0802 | 57461.1979 | 60662.5841 | 61010.0849
NEM | Grid Battery | 212.2038 | 284.3722 | 305.4765 | 346.2587 | 342.6806 | 336.0823 | 324.5151 | 302.8153 | 279.5406 | 277.511 | 269.3787 | 280.5833 | 372.8262 | 347.4504 | 359.4594 | 359.6048 | 2864.5518 | 2866.4939 | 3757.5305 | 3717.3562 | 5217.3194 | 5107.1075 | 5115.4401 | 5217.6328 | 5190.9625 | 6439.483 | 6516.677 | 6527.0514 | 6253.9004
NEM | Pumped Hydro | 62.4513 | 182.6863 | 260.9964 | 1659.2702 | 5214.5713 | 5314.8045 | 5672.71 | 6537.3682 | 9925.2163 | 10596.6897 | 10214.0582 | 11342.41 | 10105.1517 | 10283.2011 | 10843.8053 | 10646.876 | 11552.9477 | 11142.406 | 12042.7454 | 12143.2114 | 13330.2078 | 15840.9718 | 15857.8825 | 16947.7509 | 16332.5938 | 15727.5945 | 15236.1467 | 17152.5449 | 17497.7825
NEM | VPP | 42.871 | 77.6467 | 108.0244 | 188.811 | 282.4654 | 384.7109 | 506.3142 | 636.8382 | 755.8548 | 923.7028 | 1130.2197 | 1396.3353 | 1550.425 | 1647.0262 | 1846.4554 | 1982.7863 | 1877.3285 | 1946.7698 | 2071.4934 | 2196.1336 | 2378.119 | 2505.5215 | 2569.5451 | 2805.1542 | 2782.2467 | 2686.1304 | 2766.4363 | 2871.6074 | 2287.2396
Total excluding storage |  | 177804.8303 | 177346.1456 | 176945.9521 | 177471.9883 | 177808.7728 | 175847.4278 | 176682.4147 | 181271.8892 | 182313.845 | 183480.2936 | 185700.6092 | 189417.6801 | 193109.2859 | 196148.0291 | 196489.3209 | 198483.8316 | 205135.1587 | 204817.4537 | 204276.7785 | 205715.3564 | 206857.211 | 210319.9049 | 212654.395 | 210270.0398 | 211505.7302 | 218039.9005 | 215804.7147 | 214259.3489 | 213198.1533
Region | Technology | 2021-22 | 2022-23 | 2023-24 | 2024-25 | 2025-26 | 2026-27 | 2027-28 | 2028-29 | 2029-30 | 2030-31 | 2031-32 | 2032-33 | 2033-34 | 2034-35 | 2035-36 | 2036-37 | 2037-38 | 2038-39 | 2039-40 | 2040-41 | 2041-42 | 2042-43 | 2043-44 | 2044-45 | 2045-46 | 2046-47 | 2047-48 | 2048-49 | 2049-50
NSW1 | Black Coal | 45416.4561 | 37828.4258 | 35079.9487 | 40359.3943 | 34056.6539 | 29578.5782 | 27615.3555 | 30463.6702 | 19343.9464 | 18695.3432 | 17928.583 | 10914.6407 | 13476.6776 | 12227.0851 | 5834.378 | 7248.2234 | 8070.613 | 7760.0962 | 7195.1915 | 6054.6163 | 5224.5772 | 0 | 0 | 0 | 0 | 0 | 0 | 0 | 0
NSW1 | Brown Coal | 0 | 0 | 0 | 0 | 0 | 0 | 0 | 0 | 0 | 0 | 0 | 0 | 0 | 0 | 0 | 0 | 0 | 0 | 0 | 0 | 0 | 0 | 0 | 0 | 0 | 0 | 0 | 0 | 0
NSW1 | CCGT | 33.6489 | 33.6489 | 101.3524 | 73.9752 | 63.5591 | 63.5591 | 64.1086 | 73.1051 | 63.5591 | 63.5591 | 63.7332 | 1053.8621 | 1009.0307 | 1193.2611 | 665.1499 | 691.5841 | 1461.6354 | 1574.0139 | 1328.867 | 1254.6378 | 1278.7163 | 1549.5977 | 28.7095 | 0.00014145 | 0.00014627 | 0.00015212 | 0.00015338 | 0.00022578 | 0.0002171
NSW1 | Gas - Steam | 0 | 0 | 0 | 0 | 0 | 0 | 0 | 0 | 0 | 0 | 0 | 0 | 0 | 0 | 0 | 0 | 0 | 0 | 0 | 0 | 0 | 0 | 0 | 0 | 0 | 0 | 0 | 0 | 0
NSW1 | OCGT / Diesel | 1.6112e-05 | 1.6667e-05 | 13.6502 | 49.1311 | 9.787 | 18.0626 | 7.7352 | 7.6689 | 2.3834e-05 | 2.4647e-05 | 2.6393e-05 | 47.2245 | 33.1062 | 38.1231 | 100.4976 | 62.8671 | 309.3776 | 526.2851 | 1104.121 | 1694.0145 | 919.6267 | 1362.5763 | 2674.2081 | 1410.725 | 1459.695 | 2112.3418 | 3499.3368 | 5297.9447 | 5113.8052
NSW1 | Hydro | 2052.0772 | 2182.7142 | 2016.6031 | 2950.4768 | 2923.3089 | 2679.9004 | 2743.6729 | 3923.039 | 2955.694 | 2596.7623 | 2714.3443 | 3030.4151 | 3361.2555 | 3465.3474 | 3560.5165 | 3319.4419 | 4282.0311 | 3427.1026 | 3176.2228 | 3149.7524 | 2862.3749 | 3498.456 | 3910.2799 | 3677.7109 | 3825.0281 | 4455.3944 | 3642.7018 | 3453.2536 | 3127.8218
NSW1 | Wind | 6252.6978 | 9567.2056 | 11494.9633 | 13637.625 | 17018.1377 | 17594.1042 | 19063.9023 | 18332.3785 | 25373.065 | 27264.8612 | 28491.4764 | 28687.743 | 27961.2283 | 30705.3463 | 35519.1288 | 35385.1175 | 31066.581 | 28278.9985 | 32046.9172 | 31894.9433 | 35083.1136 | 33238.6128 | 34560.2513 | 36012.9528 | 37390.4301 | 33427.7845 | 34056.932 | 35606.645 | 35421.3864
NSW1 | Solar PV | 5342.8113 | 6499.5899 | 6543.0229 | 6299.1528 | 6336.2577 | 9379.8968 | 10265.3026 | 10286.5613 | 17626.201 | 18623.9393 | 19041.3521 | 18905.8808 | 18343.504 | 17636.4792 | 19000.7897 | 18964.2525 | 19174.6976 | 20896.2738 | 22716.3291 | 23005.4697 | 22926.6095 | 28213.8203 | 27093.4076 | 28703.824 | 28618.6113 | 28175.0738 | 28957.3125 | 32751.3851 | 33103.1363
NSW1 | Grid Battery | 3.5283e-05 | 5.2864e-05 | 5.2929e-05 | 7.0295e-05 | 8.392e-05 | 9.416e-05 | 0.00011928 | 0.00013521 | 0.0032803 | 0.0033785 | 0.0032841 | 0.0034728 | 0.0033736 | 0.0033087 | 0.0034675 | 0.0034745 | 257.7144 | 253.8348 | 685.6813 | 667.5629 | 1362.5839 | 1341.2707 | 1351.7825 | 1382.165 | 1378.8696 | 1354.7401 | 1319.9779 | 1369.7452 | 1347.4949
NSW1 | Pumped Hydro | 30.1055 | 85.021 | 118.9599 | 1115.5569 | 4650.0122 | 4844.7643 | 5184.1513 | 5875.5705 | 9393.7492 | 10039.8246 | 9688.146 | 10647.2573 | 9478.0031 | 9690.5117 | 10189.7347 | 10021.4326 | 10064.0904 | 9628.136 | 10259.6946 | 10310.4131 | 10301.9428 | 10083.3253 | 10315.9852 | 11070.4532 | 10743.7132 | 10490.5844 | 9915.9291 | 10626.1729 | 10467.5383
NSW1 | VPP | 15.5418 | 29.8627 | 38.5951 | 72.9952 | 110.3068 | 147.8507 | 195.668 | 236.9806 | 279.1676 | 336.0873 | 395.3735 | 478.6133 | 537.1387 | 554.4059 | 620.1466 | 666.3894 | 665.3846 | 680.4381 | 735.2599 | 758.1605 | 821.6985 | 874.4212 | 901.6793 | 983.5535 | 991.9804 | 992.8209 | 989.9625 | 1069.4351 | 902.5802
Total excluding storage |  | 59097.6913 | 56111.5845 | 55249.5406 | 63369.7552 | 60407.7043 | 59314.1012 | 59760.0772 | 63086.423 | 65362.4654 | 67244.4651 | 68239.4891 | 62639.7663 | 64184.8023 | 65265.6423 | 64680.4605 | 65671.4864 | 64364.9356 | 62462.7702 | 67567.6485 | 67053.4341 | 68295.0182 | 67863.0631 | 68266.8564 | 69805.2129 | 71293.7646 | 68170.5947 | 70156.2832 | 77109.2287 | 76766.1499
Region | Technology | 2021-22 | 2022-23 | 2023-24 | 2024-25 | 2025-26 | 2026-27 | 2027-28 | 2028-29 | 2029-30 | 2030-31 | 2031-32 | 2032-33 | 2033-34 | 2034-35 | 2035-36 | 2036-37 | 2037-38 | 2038-39 | 2039-40 | 2040-41 | 2041-42 | 2042-43 | 2043-44 | 2044-45 | 2045-46 | 2046-47 | 2047-48 | 2048-49 | 2049-50
QLD1 | Black Coal | 41774.8689 | 38258.0973 | 40897.0035 | 39022.7845 | 39149.2206 | 37258.6312 | 34395.3566 | 34219.7451 | 32483.7581 | 31062.0487 | 30531.2587 | 31695.5397 | 33443.8936 | 31926.8198 | 31642.6956 | 29205.2717 | 23636.2213 | 23922.2491 | 22197.0205 | 22200.1118 | 21061.8063 | 17970.0255 | 14960.9675 | 12576.7196 | 10393.735 | 8690.4779 | 8233.6324 | 8001.0378 | 7259.3888
QLD1 | Brown Coal | 0 | 0 | 0 | 0 | 0 | 0 | 0 | 0 | 0 | 0 | 0 | 0 | 0 | 0 | 0 | 0 | 0 | 0 | 0 | 0 | 0 | 0 | 0 | 0 | 0 | 0 | 0 | 0 | 0
QLD1 | CCGT | 1104.025 | 1104.025 | 1232.2762 | 1497.5533 | 1353.0369 | 1345.0856 | 1403.3282 | 1814.8325 | 1332.8531 | 1411.9447 | 1721.519 | 3043.1671 | 3517.1648 | 3099.6172 | 2796.8111 | 2444.2387 | 3599.1458 | 3513.7942 | 2743.3688 | 2827.4839 | 2953.2481 | 3319.7979 | 3006.7862 | 2989.1254 | 1401.3013 | 960.5236 | 963.1553 | 960.5236 | 960.5236
QLD1 | Gas - Steam | 37.1158 | 37.1158 | 73.7192 | 72.804 | 72.804 | 72.804 | 73.0035 | 72.804 | 72.804 | 72.804 | 73.0035 | 72.804 | 77.6816 | 72.8046 | 73.0035 | 78.3936 | 163.932 | 176.3604 | 164.6198 | 167.5649 | 172.8563 | 211.335 | 181.4116 | 179.7058 | 219.3523 | 0 | 0 | 0 | 0
QLD1 | OCGT / Diesel | 2.7715e-05 | 2.8726e-05 | 0.29371 | 28.9327 | 13.5537 | 21.4332 | 27.7695 | 93.81 | 14.9684 | 28.5051 | 33.386 | 263.701 | 162.3498 | 86.4871 | 97.5919 | 212.6312 | 825.7726 | 694.6192 | 1232.2394 | 1220.0134 | 1238.6139 | 1754.1567 | 1774.0185 | 1681.2783 | 2245.2771 | 4473.1148 | 4143.2346 | 4251.3259 | 3040.506
QLD1 | Hydro | 693.4758 | 692.8765 | 694.4169 | 690.0791 | 688.626 | 687.9544 | 689.4151 | 685.1816 | 683.704 | 669.3348 | 683.5352 | 678.9147 | 678.0258 | 676.414 | 676.9198 | 673.5219 | 250.9025 | 252.0251 | 249.6344 | 250.0194 | 251.2151 | 0 | 0 | 0 | 0 | 0 | 0 | 0 | 0
QLD1 | Wind | 5390.7936 | 6758.0494 | 6451.4301 | 5695.9261 | 7063.4949 | 7224.4094 | 9974.9302 | 12795.9774 | 15030.7746 | 15429.0508 | 14893.8477 | 16918.3521 | 15804.3416 | 18507.4571 | 18301.8865 | 21994.8207 | 26779.5706 | 26531.1676 | 27060.9845 | 24924.1206 | 24911.9388 | 25589.2321 | 29712.3971 | 29423.1219 | 34299.8867 | 36064.1842 | 35874.8336 | 36077.4576 | 37341.8536
QLD1 | Solar PV | 5555.0976 | 7538.3561 | 7681.7432 | 7343.2049 | 7448.1656 | 7800.5726 | 7893.2134 | 6593.3673 | 7142.01 | 7427.2552 | 7545.9946 | 7659.7083 | 7327.5941 | 7442.0829 | 7813.575 | 7531.2367 | 9375.1603 | 10115.889 | 10534.7773 | 12164.1769 | 13684.8765 | 18423.4701 | 17885.346 | 17992.8577 | 17589.966 | 19350.2511 | 20185.3823 | 19569.2304 | 19681.835
QLD1 | Grid Battery | 2.4854e-05 | 21.7453 | 25.6815 | 31.8899 | 33.8767 | 33.1308 | 32.3443 | 31.629 | 30.2256 | 30.84 | 29.9323 | 30.5364 | 162.1717 | 167.5631 | 166.823 | 166.7277 | 1962.3054 | 1976.7505 | 1983.9008 | 1990.4169 | 2035.2861 | 2013.6967 | 2020.6838 | 2030.2992 | 2012.7664 | 3343.5168 | 3483.9517 | 3472.762 | 3338.135
QLD1 | Pumped Hydro | 32.3458 | 97.6653 | 142.0363 | 543.7132 | 564.5589 | 470.04 | 488.5584 | 661.7974 | 531.4669 | 556.8649 | 525.9119 | 695.1522 | 627.1482 | 592.6889 | 654.07 | 625.4428 | 1365.3334 | 1391.2826 | 1446.1172 | 1493.4628 | 1704.0925 | 4481.735 | 4299.4918 | 4482.4419 | 4210.0609 | 3911.592 | 4003.8637 | 4127.9586 | 4758.6357
QLD1 | VPP | 6.7278 | 11.6451 | 18.2215 | 35.6453 | 57.1809 | 77.6346 | 102.8134 | 132.7401 | 159.1605 | 200.5748 | 246.2565 | 307.6102 | 336.2731 | 379.7211 | 417.6219 | 448.3938 | 361.142 | 396.85 | 429.4406 | 472.6595 | 535.6788 | 570.3387 | 601.544 | 630.3179 | 592.3823 | 502.277 | 568.8458 | 581.463 | 367.128
Total excluding storage |  | 54555.3768 | 54388.5201 | 57030.8828 | 54351.2845 | 55788.9016 | 54410.8905 | 54457.0164 | 56275.7178 | 56760.8721 | 56100.9433 | 55482.5447 | 60332.187 | 61011.0513 | 61811.6827 | 61402.4834 | 62140.1145 | 64630.705 | 65206.1047 | 64182.6448 | 63753.4909 | 64274.555 | 67268.0173 | 67520.9269 | 64842.8088 | 66149.5183 | 69538.5516 | 69400.2381 | 68859.5753 | 68284.107
Region | Technology | 2021-22 | 2022-23 | 2023-24 | 2024-25 | 2025-26 | 2026-27 | 2027-28 | 2028-29 | 2029-30 | 2030-31 | 2031-32 | 2032-33 | 2033-34 | 2034-35 | 2035-36 | 2036-37 | 2037-38 | 2038-39 | 2039-40 | 2040-41 | 2041-42 | 2042-43 | 2043-44 | 2044-45 | 2045-46 | 2046-47 | 2047-48 | 2048-49 | 2049-50
VIC1 | Black Coal | 0 | 0 | 0 | 0 | 0 | 0 | 0 | 0 | 0 | 0 | 0 | 0 | 0 | 0 | 0 | 0 | 0 | 0 | 0 | 0 | 0 | 0 | 0 | 0 | 0 | 0 | 0 | 0 | 0
VIC1 | Brown Coal | 29664.0746 | 28068.4052 | 28502.6147 | 20748.8003 | 21159.9973 | 21122.0161 | 20428.8386 | 20420.2366 | 19979.0336 | 21106.0779 | 20710.2325 | 20416.6918 | 21117.354 | 20256.7534 | 21147.3166 | 19936.3141 | 18501.134 | 18686.5195 | 15858.5501 | 16470.9043 | 18401.4666 | 18490.8369 | 17764.1245 | 16820.4125 | 16833.3233 | 18009.6263 | 11778.3488 | 0 | 0
VIC1 | CCGT | 1.5992e-05 | 1.5808e-05 | 1.6599e-05 | 2.0199e-05 | 2.042e-05 | 2.0214e-05 | 2.147e-05 | 2.3872e-05 | 2.3572e-05 | 2.3557e-05 | 2.4803e-05 | 4.1817e-05 | 4.2116e-05 | 4.2362e-05 | 4.1302e-05 | 4.1609e-05 | 6.273e-05 | 6.4026e-05 | 7.5212e-05 | 7.3593e-05 | 8.0214e-05 | 8.2775e-05 | 8.4754e-05 | 8.3044e-05 | 8.588e-05 | 8.7716e-05 | 9.5782e-05 | 0.00028546 | 0.00027931
VIC1 | Gas - Steam | 7.7254 | 2.9296 | 9.5375 | 22.0325 | 7.7318 | 17.2577 | 11.5748 | 29.9545 | 1.0599 | 6.518 | 1.2487 | 49.8496 | 34.8965 | 52.6642 | 71.7804 | 74.1481 | 147.599 | 202.2717 | 0 | 0 | 0 | 0 | 0 | 0 | 0 | 0 | 0 | 0 | 0
VIC1 | OCGT / Diesel | 7.2627 | 2.7477e-05 | 8.7477 | 6.7604 | 2.6236 | 14.2838 | 10.2792 | 10.6649 | 4.418e-05 | 4.4412e-05 | 4.7287e-05 | 43.6333 | 24.1583 | 24.8615 | 38.7584 | 20.5882 | 82.7548 | 53.2954 | 409.4935 | 264.5624 | 168.7457 | 88.1243 | 483.9266 | 180.1033 | 165.0006 | 140.2374 | 74.4526 | 2366.6408 | 2625.1486
VIC1 | Hydro | 2768.1163 | 2782.5999 | 2522.9107 | 3116.571 | 3187.515 | 3024.2046 | 3066.535 | 3859.6265 | 3206.8896 | 2739.4788 | 2759.1536 | 2491.5234 | 3066.6601 | 3164.708 | 2996.0752 | 3008.738 | 3797.5569 | 3158.0103 | 2714.5043 | 2712.3418 | 2460.9309 | 3022.1206 | 3128.8889 | 2951.743 | 2972.7351 | 3743.8559 | 3112.0249 | 2666.2155 | 2674.146
VIC1 | Wind | 10812.2103 | 13786.9139 | 11860.5141 | 12278.5352 | 12591.7879 | 12999.9336 | 13364.1813 | 12108.2586 | 12221.515 | 11814.4736 | 13262.1552 | 13829.3777 | 14060.8823 | 15873.785 | 16474.6992 | 18038.6326 | 22739.7671 | 23177.4481 | 21230.1258 | 20478.3166 | 18176.1074 | 19731.4665 | 22303.879 | 22795.564 | 21382.6136 | 24778.764 | 27660.5868 | 28847.9164 | 28321.5436
VIC1 | Solar PV | 2656.001 | 2637.0691 | 2737.6052 | 2624.947 | 2493.1716 | 2622.0228 | 2682.056 | 2511.5757 | 2603.9089 | 2656.0214 | 2640.7454 | 2742.2001 | 2623.413 | 2493.1749 | 2634.7848 | 2677.9187 | 2511.5757 | 2600.0616 | 3878.5263 | 5887.0712 | 7014.4309 | 6383.6464 | 6344.3719 | 6266.5732 | 6351.6897 | 6387.1706 | 6425.1251 | 6568.8245 | 6585.5275
VIC1 | Grid Battery | 111.7718 | 162.989 | 170.2061 | 198.8035 | 196.1518 | 195.104 | 188.9959 | 172.3323 | 158.9744 | 158.4858 | 154.0949 | 162.2111 | 125.5565 | 116.039 | 125.556 | 125.6438 | 114.4591 | 110.6799 | 329.0051 | 326.288 | 751.1418 | 691.7303 | 685.4406 | 730.3862 | 713.644 | 703.9421 | 694.9157 | 676.8514 | 646.9757
VIC1 | Pumped Hydro | 0 | 0 | 4.8585e-05 | 6.1375e-05 | 6.0968e-05 | 6.5078e-05 | 6.4073e-05 | 7.0388e-05 | 6.9364e-05 | 7.2066e-05 | 7.6567e-05 | 0.00020345 | 0.00019431 | 0.0001897 | 0.00020374 | 0.00020228 | 123.5234 | 122.9869 | 336.9331 | 339.335 | 1324.172 | 1275.911 | 1242.405 | 1394.8553 | 1378.819 | 1325.4175 | 1316.3533 | 2398.4126 | 2271.6077
VIC1 | VPP | 10.0155 | 17.3009 | 25.8708 | 47.265 | 70.8655 | 99.548 | 133.2685 | 176.0419 | 217.2442 | 268.2662 | 340.1157 | 431.6131 | 481.7312 | 505.1418 | 576.2508 | 621.2211 | 624.9398 | 636.5349 | 662.0558 | 712.1839 | 751.6541 | 780.3363 | 779.6256 | 885.0397 | 884.5503 | 886.8264 | 901.7553 | 916.62 | 771.2176
Total excluding storage |  | 45915.3903 | 47277.9177 | 45641.93 | 38797.6464 | 39442.8273 | 39799.7186 | 39563.4648 | 38940.3167 | 38012.407 | 38322.5698 | 39373.5355 | 39573.2759 | 40927.3643 | 41865.9471 | 43363.4147 | 43756.3397 | 47780.3875 | 47877.6066 | 44091.2 | 45813.1963 | 46221.6816 | 47716.1947 | 50025.191 | 49014.3962 | 47705.3625 | 53059.6543 | 49050.5383 | 40449.5974 | 40206.366
Region | Technology | 2021-22 | 2022-23 | 2023-24 | 2024-25 | 2025-26 | 2026-27 | 2027-28 | 2028-29 | 2029-30 | 2030-31 | 2031-32 | 2032-33 | 2033-34 | 2034-35 | 2035-36 | 2036-37 | 2037-38 | 2038-39 | 2039-40 | 2040-41 | 2041-42 | 2042-43 | 2043-44 | 2044-45 | 2045-46 | 2046-47 | 2047-48 | 2048-49 | 2049-50
SA1 | Black Coal | 0 | 0 | 0 | 0 | 0 | 0 | 0 | 0 | 0 | 0 | 0 | 0 | 0 | 0 | 0 | 0 | 0 | 0 | 0 | 0 | 0 | 0 | 0 | 0 | 0 | 0 | 0 | 0 | 0
SA1 | Brown Coal | 0 | 0 | 0 | 0 | 0 | 0 | 0 | 0 | 0 | 0 | 0 | 0 | 0 | 0 | 0 | 0 | 0 | 0 | 0 | 0 | 0 | 0 | 0 | 0 | 0 | 0 | 0 | 0 | 0
SA1 | CCGT | 1114.8326 | 1114.8326 | 572.9123 | 449.5019 | 449.5019 | 449.5019 | 450.7334 | 449.5019 | 449.5019 | 449.5019 | 450.7334 | 877.3745 | 984.3603 | 1146.1998 | 627.3566 | 775.8857 | 7.205e-05 | 7.2821e-05 | 7.7774e-05 | 7.582e-05 | 0.00010236 | 0.00010583 | 0.00011427 | 0.00010685 | 0.00011059 | 0.00011305 | 0.00011439 | 0.00014582 | 0.00014197
SA1 | Gas - Steam | 653.873 | 673.513 | 648.3427 | 81.5731 | 81.5731 | 81.5731 | 81.7966 | 81.5731 | 81.5731 | 81.5731 | 81.7966 | 210.6485 | 175.4259 | 477.0359 | 0 | 0 | 0 | 0 | 0 | 0 | 0 | 0 | 0 | 0 | 0 | 0 | 0 | 0 | 0
SA1 | OCGT / Diesel | 45.3178 | 24.0394 | 96.5573 | 16.7075 | 10.3386 | 27.3668 | 13.9696 | 36.0293 | 1.9946 | 4.4645 | 5.8644 | 192.958 | 173.1819 | 360.9131 | 180.4243 | 184.321 | 527.2463 | 646.1224 | 745.9342 | 703.4943 | 645.3535 | 875.1645 | 1060.5741 | 465.0342 | 376.6744 | 555.1211 | 768.5227 | 1141.1367 | 1171.4268
SA1 | Hydro | 0 | 0 | 0 | 0 | 0 | 0 | 0 | 0 | 0 | 0 | 0 | 0 | 0 | 0 | 0 | 0 | 0 | 0 | 0 | 0 | 0 | 0 | 0 | 0 | 0 | 0 | 0 | 0 | 0
SA1 | Wind | 6274.1428 | 7076.4362 | 6263.3903 | 6931.1309 | 6777.011 | 7421.8611 | 7349.2294 | 6939.736 | 6511.8653 | 6279.8329 | 6627.2835 | 10149.8686 | 10154.6139 | 9640.2165 | 10762.525 | 10475.4337 | 12186.6788 | 13022.8572 | 11972.1996 | 12345.2982 | 11026.6265 | 10623.6953 | 9586.5828 | 10596.9196 | 10399.6733 | 11312.8219 | 11416.0633 | 12100.544 | 12629.9307
SA1 | Solar PV | 947.1378 | 1101.6128 | 1109.4269 | 1067.4575 | 1041.494 | 1066.2749 | 1099.2724 | 1045.2088 | 1089.2577 | 1098.9348 | 1103.6682 | 1121.1272 | 1067.1418 | 1041.6274 | 1067.8989 | 1097.4413 | 1187.416 | 1224.1875 | 1486.521 | 1993.5628 | 2248.4449 | 2191.6591 | 2410.9547 | 2097.8586 | 2118.9513 | 1912.5846 | 1893.3779 | 1773.144 | 1639.586
SA1 | Grid Battery | 100.432 | 99.6378 | 109.5888 | 115.5652 | 112.652 | 107.8474 | 103.1747 | 98.8537 | 90.3373 | 88.1817 | 85.3482 | 87.8321 | 85.0945 | 63.8448 | 67.0767 | 67.2296 | 530.0727 | 525.2286 | 758.943 | 733.0881 | 1068.3073 | 1060.4096 | 1057.5329 | 1074.7821 | 1085.6821 | 1037.2836 | 1017.8314 | 1007.6924 | 921.2943
SA1 | Pumped Hydro | 0 | 0 | 3.9154e-05 | 3.7989e-05 | 3.763e-05 | 3.9518e-05 | 4.0074e-05 | 4.3694e-05 | 4.3803e-05 | 4.6239e-05 | 4.8218e-05 | 7.5491e-05 | 7.4001e-05 | 7.3094e-05 | 8.5616e-05 | 9.0674e-05 | 0.00012703 | 0.00012752 | 0.00013116 | 0.0001332 | 0.00018584 | 0.00018377 | 0.00018474 | 0.00022116 | 0.00021762 | 0.00021326 | 0.00021391 | 0.00021809 | 0.00021891
SA1 | VPP | 10.3413 | 18.0383 | 24.7974 | 31.9033 | 42.3692 | 56.7665 | 70.7773 | 86.1337 | 93.623 | 110.7108 | 132.781 | 158.3718 | 172.624 | 179.4243 | 199.5977 | 207.9192 | 185.9366 | 191.0911 | 201.2614 | 202.5047 | 216.8916 | 223.6223 | 230.3353 | 246.9065 | 249.8186 | 242.4724 | 244.2136 | 242.2249 | 187.4001
Total excluding storage |  | 9035.3041 | 9990.4339 | 8690.6296 | 8546.3709 | 8359.9186 | 9046.5778 | 8995.0014 | 8552.0491 | 8134.1926 | 7914.3071 | 8269.346 | 12551.9768 | 12554.7238 | 12665.9927 | 12638.2049 | 12533.0818 | 13901.3413 | 14893.1672 | 14204.6548 | 15042.3553 | 13920.425 | 13690.519 | 13058.1117 | 13159.8125 | 12895.2991 | 13780.5277 | 14077.964 | 15014.8249 | 15440.9437
Region | Technology | 2021-22 | 2022-23 | 2023-24 | 2024-25 | 2025-26 | 2026-27 | 2027-28 | 2028-29 | 2029-30 | 2030-31 | 2031-32 | 2032-33 | 2033-34 | 2034-35 | 2035-36 | 2036-37 | 2037-38 | 2038-39 | 2039-40 | 2040-41 | 2041-42 | 2042-43 | 2043-44 | 2044-45 | 2045-46 | 2046-47 | 2047-48 | 2048-49 | 2049-50
TAS1 | Black Coal | 0 | 0 | 0 | 0 | 0 | 0 | 0 | 0 | 0 | 0 | 0 | 0 | 0 | 0 | 0 | 0 | 0 | 0 | 0 | 0 | 0 | 0 | 0 | 0 | 0 | 0 | 0 | 0 | 0
TAS1 | Brown Coal | 0 | 0 | 0 | 0 | 0 | 0 | 0 | 0 | 0 | 0 | 0 | 0 | 0 | 0 | 0 | 0 | 0 | 0 | 0 | 0 | 0 | 0 | 0 | 0 | 0 | 0 | 0 | 0 | 0
TAS1 | CCGT | 1.3811e-05 | 1.3651e-05 | 1.3933e-05 | 1.3938e-05 | 1.3812e-05 | 1.3946e-05 | 1.444e-05 | 1.4875e-05 | 1.5428e-05 | 1.5574e-05 | 1.5415e-05 | 1.5944e-05 | 1.6187e-05 | 1.6653e-05 | 1.7291e-05 | 1.7894e-05 | 1.8699e-05 | 1.9463e-05 | 2.114e-05 | 2.1297e-05 | 2.2379e-05 | 2.3199e-05 | 2.4308e-05 | 2.534e-05 | 2.6371e-05 | 2.7618e-05 | 2.8935e-05 | 3.0625e-05 | 3.1437e-05
TAS1 | Gas - Steam | 0 | 0 | 0 | 0 | 0 | 0 | 0 | 0 | 0 | 0 | 0 | 0 | 0 | 0 | 0 | 0 | 0 | 0 | 0 | 0 | 0 | 0 | 0 | 0 | 0 | 0 | 0 | 0 | 0
TAS1 | OCGT / Diesel | 1.0832e-05 | 1.0457e-05 | 1.097e-05 | 1.112e-05 | 1.0854e-05 | 1.1445e-05 | 1.1881e-05 | 1.2288e-05 | 1.2839e-05 | 1.317e-05 | 1.2576e-05 | 0.22465 | 1.355e-05 | 1.3976e-05 | 1.447e-05 | 1.4934e-05 | 1.5721e-05 | 1.6116e-05 | 1.7074e-05 | 1.4337e-05 | 0.058405 | 1.5511e-05 | 1.6222e-05 | 1.7076e-05 | 1.7444e-05 | 1.8443e-05 | 1.9255e-05 | 0.28599 | 2.0826e-05
TAS1 | Hydro | 7874.9193 | 7975.009 | 8313.949 | 9815.1987 | 10510.2649 | 9376.7549 | 9353.3473 | 9604.0971 | 8742.4132 | 8281.6084 | 7587.4146 | 7595.8054 | 7300.9473 | 6628.1404 | 6110.4667 | 5522.201 | 5822.8197 | 5602.037 | 5579.8536 | 4750.7398 | 5293.3416 | 5009.6445 | 4669.201 | 4541.5382 | 4304.9733 | 4825.2053 | 4470.7805 | 4673.0603 | 4196.4924
TAS1 | Wind | 1326.1485 | 1602.6803 | 2019.0202 | 2591.7325 | 3299.1561 | 3899.3848 | 4553.5075 | 4813.2854 | 5301.4946 | 5616.3997 | 6748.2793 | 6724.444 | 7130.3968 | 7910.6239 | 8294.2906 | 8860.6082 | 8634.9695 | 8775.768 | 8650.7766 | 9302.1398 | 8852.1311 | 8772.4661 | 9114.1079 | 8906.2711 | 9156.8122 | 8665.3668 | 8648.9103 | 8152.7762 | 8304.094
TAS1 | Solar PV | 2.313e-06 | 3.8719e-06 | 5.4493e-06 | 9.8911e-06 | 1.098e-05 | 1.4532e-05 | 1.7419e-05 | 2.0263e-05 | 2.7962e-05 | 3.3502e-05 | 2.7703e-05 | 2.7783e-05 | 2.8164e-05 | 2.4467e-05 | 2.6063e-05 | 2.4878e-05 | 2.7292e-05 | 3.5295e-05 | 6.0288e-05 | 0.00013459 | 0.0001348 | 0.00013472 | 0.00011905 | 0.00012693 | 0.00012104 | 0.00012235 | 0.0001286 | 0.00012595 | 0.00012214
TAS1 | Grid Battery | 2.4581e-05 | 3.4703e-05 | 3.428e-05 | 4.1362e-05 | 6.0255e-05 | 6.0986e-05 | 7.2289e-05 | 8.4862e-05 | 9.6759e-05 | 0.00010183 | 0.00012834 | 0.00014779 | 0.00014893 | 0.00015152 | 0.0001661 | 0.0001702 | 0.00019186 | 0.00020131 | 0.00026588 | 0.00026865 | 0.0002619 | 0.00026201 | 0.00028425 | 0.00030618 | 0.00031628 | 0.00033351 | 0.00035372 | 0.00042093 | 0.00041315
TAS1 | Pumped Hydro | 0 | 0 | 9.3866e-05 | 9.9102e-05 | 0.00011572 | 0.00012095 | 0.00012728 | 0.00013524 | 0.00014152 | 0.00015055 | 0.00017996 | 0.00020606 | 0.00020783 | 0.00021327 | 0.00022565 | 0.00023929 | 0.0002542 | 0.00026565 | 0.00032337 | 0.00032641 | 0.00032917 | 0.00033348 | 0.00035522 | 0.00037556 | 0.00038782 | 0.00040466 | 0.00042577 | 0.00047882 | 0.00048446
TAS1 | VPP | 0.24469 | 0.79965 | 0.53963 | 1.0022 | 1.7431 | 2.911 | 3.7871 | 4.9419 | 6.6596 | 8.0637 | 15.693 | 20.1268 | 22.658 | 28.3332 | 32.8384 | 38.8629 | 39.9255 | 41.8556 | 43.4757 | 50.625 | 52.196 | 56.803 | 56.3609 | 59.3366 | 63.515 | 61.7338 | 61.6591 | 61.8645 | 58.9137
Total excluding storage |  | 9201.0678 | 9577.6893 | 10332.9692 | 12406.9313 | 13809.4211 | 13276.1397 | 13906.8549 | 14417.3825 | 14043.9078 | 13898.0082 | 14335.6939 | 14320.4741 | 14431.3442 | 14538.7643 | 14404.7574 | 14382.8092 | 14457.7892 | 14377.8051 | 14230.6303 | 14052.8797 | 14145.5312 | 13782.1108 | 13783.309 | 13447.8095 | 13461.7857 | 13490.5723 | 13119.691 | 12826.1227 | 12500.5866
Explicitly modelled pumping
Region | Technology | 2021-22 | 2022-23 | 2023-24 | 2024-25 | 2025-26 | 2026-27 | 2027-28 | 2028-29 | 2029-30 | 2030-31 | 2031-32 | 2032-33 | 2033-34 | 2034-35 | 2035-36 | 2036-37 | 2037-38 | 2038-39 | 2039-40 | 2040-41 | 2041-42 | 2042-43 | 2043-44 | 2044-45 | 2045-46 | 2046-47 | 2047-48 | 2048-49 | 2049-50
NEM | Grid Battery pump | 261.2154 | 351.9648 | 376.1447 | 428.0336 | 422.5334 | 414.8917 | 401.5498 | 372.9321 | 345.1117 | 342.6061 | 333.2722 | 345.8741 | 452.4206 | 421.0722 | 435.6227 | 435.9835 | 3389.0359 | 3379.2015 | 4429.1637 | 4391.7925 | 6135.0987 | 6019.1275 | 6017.0249 | 6140.8005 | 6118.1923 | 7578.0336 | 7671.4445 | 7679.9145 | 7351.8069
NEM | Pumped Hydro Pump | 180.592 | 588.4927 | 769.4011 | 3621.4341 | 7213.5896 | 7706.4048 | 8649.4172 | 9634.2606 | 13764.0728 | 14732.8355 | 14581.3212 | 16243.2199 | 15024.8683 | 14609.6928 | 15986.5943 | 15899.2125 | 16536.932 | 16032.2917 | 17033.2244 | 17827.5959 | 18747.6349 | 22445.344 | 22159.1966 | 23946.9795 | 23704.6398 | 22275.2302 | 21572.1629 | 24038.7796 | 23929.127
NEM | VPP pump | 51.4554 | 93.4203 | 129.4302 | 226.8128 | 338.881 | 461.694 | 608.7781 | 763.2757 | 907.2054 | 1108.6628 | 1359.6074 | 1673.0346 | 1860.8306 | 1978.6148 | 2214.2656 | 2379.9536 | 2256.7226 | 2338.221 | 2481.0289 | 2642.8753 | 2849.0797 | 3010.4975 | 3080.2874 | 3366.5368 | 3345.6744 | 3218.0923 | 3327.3267 | 3440.8124 | 2742.7206
Region | Technology | 2021-22 | 2022-23 | 2023-24 | 2024-25 | 2025-26 | 2026-27 | 2027-28 | 2028-29 | 2029-30 | 2030-31 | 2031-32 | 2032-33 | 2033-34 | 2034-35 | 2035-36 | 2036-37 | 2037-38 | 2038-39 | 2039-40 | 2040-41 | 2041-42 | 2042-43 | 2043-44 | 2044-45 | 2045-46 | 2046-47 | 2047-48 | 2048-49 | 2049-50
NSW1 | Grid Battery pump | 4.1886e-05 | 6.2736e-05 | 6.2763e-05 | 8.3402e-05 | 9.9579e-05 | 0.00011168 | 0.00014162 | 0.00016033 | 0.0039493 | 0.0040674 | 0.0039647 | 0.0041703 | 0.0040546 | 0.0039864 | 0.0041642 | 0.0041794 | 304.0174 | 298.6292 | 805.8601 | 787.6007 | 1600.8074 | 1578.1798 | 1590.1179 | 1626.0766 | 1626.0169 | 1589.9945 | 1557.3601 | 1607.0201 | 1585.288
NSW1 | Pumped Hydro Pump | 135.4997 | 444.963 | 567.2187 | 2841.2467 | 6401.2576 | 7031.8433 | 7946.0737 | 8684.3483 | 13000.2649 | 13932.4274 | 13823.9239 | 15245.8404 | 14123.5501 | 13757.5222 | 15046.9611 | 15000.3452 | 14590.319 | 14067.8638 | 14727.3693 | 15441.3734 | 14855.172 | 15143.0835 | 15170.4639 | 16528.2399 | 16629.1052 | 15670.0875 | 14864.2912 | 15816.9484 | 15153.3078
NSW1 | VPP pump | 18.6538 | 35.9269 | 46.2387 | 87.6545 | 132.3514 | 177.456 | 235.2246 | 284.0566 | 335.0674 | 403.3847 | 475.814 | 573.1778 | 644.6941 | 666.5461 | 743.196 | 799.8256 | 800.8473 | 816.8206 | 880.1258 | 912.6506 | 985.3207 | 1048.0544 | 1081.9232 | 1180.4979 | 1193.4491 | 1188.7842 | 1191.7814 | 1279.985 | 1083.3108
Region | Technology | 2021-22 | 2022-23 | 2023-24 | 2024-25 | 2025-26 | 2026-27 | 2027-28 | 2028-29 | 2029-30 | 2030-31 | 2031-32 | 2032-33 | 2033-34 | 2034-35 | 2035-36 | 2036-37 | 2037-38 | 2038-39 | 2039-40 | 2040-41 | 2041-42 | 2042-43 | 2043-44 | 2044-45 | 2045-46 | 2046-47 | 2047-48 | 2048-49 | 2049-50
QLD1 | Grid Battery pump | 2.9253e-05 | 26.8401 | 31.6127 | 39.3702 | 41.8477 | 40.8775 | 39.9512 | 39.0281 | 37.3155 | 38.0741 | 37.0522 | 37.6005 | 192.5114 | 199.0124 | 197.8002 | 197.8639 | 2316.6084 | 2320.3641 | 2335.4489 | 2344.4177 | 2391.7031 | 2371.5276 | 2377.9353 | 2386.6567 | 2366.758 | 3942.3513 | 4089.9644 | 4093.954 | 3918.8657
QLD1 | Pumped Hydro Pump | 45.0923 | 143.5297 | 202.1822 | 780.1872 | 812.3317 | 674.5612 | 703.3432 | 949.912 | 763.8076 | 800.4077 | 757.3969 | 997.3789 | 901.3176 | 852.1701 | 939.6325 | 898.8667 | 1792.2082 | 1809.9244 | 1885.4575 | 1960.0378 | 2239.2627 | 5700.1942 | 5442.9024 | 5673.2632 | 5345.5359 | 4956.7508 | 5054.0486 | 5232.1953 | 5936.3089
QLD1 | VPP pump | 8.075 | 14.0173 | 21.8297 | 42.7828 | 68.6802 | 93.1303 | 123.5299 | 159.1903 | 191.0304 | 240.7374 | 296.2769 | 368.4948 | 403.6076 | 456.4268 | 500.5742 | 538.1792 | 434.8495 | 474.9211 | 515.4307 | 568.2736 | 641.9718 | 685.4873 | 722.2655 | 756.0063 | 710.3096 | 604.2156 | 681.3864 | 700.4044 | 438.1302
Region | Technology | 2021-22 | 2022-23 | 2023-24 | 2024-25 | 2025-26 | 2026-27 | 2027-28 | 2028-29 | 2029-30 | 2030-31 | 2031-32 | 2032-33 | 2033-34 | 2034-35 | 2035-36 | 2036-37 | 2037-38 | 2038-39 | 2039-40 | 2040-41 | 2041-42 | 2042-43 | 2043-44 | 2044-45 | 2045-46 | 2046-47 | 2047-48 | 2048-49 | 2049-50
VIC1 | Grid Battery pump | 137.5301 | 201.81 | 209.542 | 245.8634 | 241.7358 | 240.8692 | 233.9172 | 212.167 | 196.2647 | 195.6615 | 190.8296 | 199.6716 | 155.0312 | 143.2348 | 155.0074 | 155.1158 | 141.3075 | 137.132 | 393.2637 | 391.5288 | 884.8982 | 816.1592 | 804.0419 | 859.7485 | 841.4694 | 825.8082 | 819.9067 | 793.9369 | 761.1479
VIC1 | Pumped Hydro Pump | 0 | 0 | 6.0823e-05 | 7.677e-05 | 7.6163e-05 | 8.126e-05 | 8.0326e-05 | 8.7763e-05 | 8.686e-05 | 9.0017e-05 | 9.5903e-05 | 0.00025448 | 0.00024284 | 0.00023705 | 0.00025434 | 0.00025285 | 154.4043 | 154.503 | 420.397 | 426.1841 | 1653.1996 | 1602.0656 | 1545.8295 | 1745.4757 | 1729.9979 | 1648.3911 | 1653.8223 | 2989.635 | 2839.5095
VIC1 | VPP pump | 12.021 | 20.8141 | 31.0022 | 56.8205 | 84.9642 | 119.4813 | 160.3068 | 210.9391 | 260.7447 | 321.9832 | 409.2946 | 516.9635 | 578.2239 | 606.2581 | 691.6379 | 745.6129 | 750.0763 | 766.1956 | 792.4218 | 857.3138 | 899.6395 | 939.4636 | 932.8613 | 1062.2579 | 1064.9525 | 1061.1205 | 1085.8335 | 1096.649 | 925.6444
Region | Technology | 2021-22 | 2022-23 | 2023-24 | 2024-25 | 2025-26 | 2026-27 | 2027-28 | 2028-29 | 2029-30 | 2030-31 | 2031-32 | 2032-33 | 2033-34 | 2034-35 | 2035-36 | 2036-37 | 2037-38 | 2038-39 | 2039-40 | 2040-41 | 2041-42 | 2042-43 | 2043-44 | 2044-45 | 2045-46 | 2046-47 | 2047-48 | 2048-49 | 2049-50
SA1 | Grid Battery pump | 123.6851 | 123.3146 | 134.9898 | 142.7999 | 138.9497 | 133.1449 | 127.6811 | 121.7367 | 111.5275 | 108.8663 | 105.3864 | 108.5976 | 104.8738 | 78.8208 | 82.8107 | 82.9994 | 627.1024 | 623.076 | 894.5907 | 868.245 | 1257.6897 | 1253.2606 | 1244.9295 | 1268.3183 | 1283.9476 | 1219.8792 | 1204.2129 | 1185.003 | 1086.5048
SA1 | Pumped Hydro Pump | 0 | 0 | 4.8963e-05 | 4.756e-05 | 4.6999e-05 | 4.935e-05 | 5.0238e-05 | 5.4483e-05 | 5.4864e-05 | 5.7746e-05 | 6.0301e-05 | 9.4443e-05 | 9.2485e-05 | 9.127e-05 | 0.00010696 | 0.00011335 | 0.00015879 | 0.00015998 | 0.00016335 | 0.00016714 | 0.00023166 | 0.00023037 | 0.00023038 | 0.00027675 | 0.00027259 | 0.00026558 | 0.00026844 | 0.00027156 | 0.00027402
SA1 | VPP pump | 12.412 | 21.6971 | 29.716 | 38.3421 | 50.8025 | 68.1333 | 85.1366 | 103.1939 | 112.3699 | 132.8793 | 159.3865 | 190.1435 | 207.1123 | 215.3518 | 239.5647 | 249.5525 | 223.1681 | 230.047 | 240.8694 | 243.8189 | 259.5563 | 269.1784 | 275.6786 | 296.6058 | 300.515 | 290.0918 | 294.0937 | 289.7481 | 224.9248
Region | Technology | 2021-22 | 2022-23 | 2023-24 | 2024-25 | 2025-26 | 2026-27 | 2027-28 | 2028-29 | 2029-30 | 2030-31 | 2031-32 | 2032-33 | 2033-34 | 2034-35 | 2035-36 | 2036-37 | 2037-38 | 2038-39 | 2039-40 | 2040-41 | 2041-42 | 2042-43 | 2043-44 | 2044-45 | 2045-46 | 2046-47 | 2047-48 | 2048-49 | 2049-50
TAS1 | Grid Battery pump | 2.8927e-05 | 4.0841e-05 | 4.0329e-05 | 4.8669e-05 | 7.0895e-05 | 7.1744e-05 | 8.5062e-05 | 9.9806e-05 | 0.00011388 | 0.00011975 | 0.00015105 | 0.00017389 | 0.00017521 | 0.00017827 | 0.00019538 | 0.00020029 | 0.00022567 | 0.00023686 | 0.00031283 | 0.00031609 | 0.00030807 | 0.00030832 | 0.0003344 | 0.00036018 | 0.00037227 | 0.00039223 | 0.00041624 | 0.00049514 | 0.00048603
TAS1 | Pumped Hydro Pump | 0 | 0 | 0.00011769 | 0.00012391 | 0.00014467 | 0.00015113 | 0.00015924 | 0.00016878 | 0.00017721 | 0.00018781 | 0.00022539 | 0.00025769 | 0.00025973 | 0.0002667 | 0.0002819 | 0.00029939 | 0.00031759 | 0.00033209 | 0.00040424 | 0.0004085 | 0.0004113 | 0.00041703 | 0.00044383 | 0.00046926 | 0.00048552 | 0.00050516 | 0.00053284 | 0.00059804 | 0.00060544
TAS1 | VPP pump | 0.29368 | 0.96499 | 0.64354 | 1.2128 | 2.0827 | 3.4931 | 4.5803 | 5.8958 | 7.9931 | 9.6783 | 18.8354 | 24.2549 | 27.1926 | 34.032 | 39.2928 | 46.7833 | 47.7814 | 50.2367 | 52.1812 | 60.8183 | 62.5913 | 68.3139 | 67.5588 | 71.1689 | 76.4482 | 73.8801 | 74.2317 | 74.0259 | 70.7104
Non-controllable capacity
Region | Technology | 2021-22 | 2022-23 | 2023-24 | 2024-25 | 2025-26 | 2026-27 | 2027-28 | 2028-29 | 2029-30 | 2030-31 | 2031-32 | 2032-33 | 2033-34 | 2034-35 | 2035-36 | 2036-37 | 2037-38 | 2038-39 | 2039-40 | 2040-41 | 2041-42 | 2042-43 | 2043-44 | 2044-45 | 2045-46 | 2046-47 | 2047-48 | 2048-49 | 2049-50
NEM | Distributed PV | 18081.4386 | 20662.0109 | 22943.6968 | 24337.6752 | 25836.6667 | 29743.599 | 31628.6113 | 30029.2542 | 32659.5124 | 35030.653 | 36638.3008 | 38077.4162 | 38254.9574 | 38392.5795 | 42801.8264 | 44411.5363 | 41595.1863 | 45056.2153 | 48266.3576 | 50374.6385 | 52032.007 | 52366.5874 | 52314.448 | 57698.1426 | 59145.9017 | 54662.1334 | 58824.2462 | 62847.0996 | 65242.2616
NEM | Behind the meter battery | 277.673 | 348.0493 | 414.6572 | 498.4955 | 608.4006 | 741.8638 | 879.5954 | 999.5787 | 1132.8894 | 1302.689 | 1548.0918 | 1710.401 | 1846.6072 | 1938.555 | 2014.402 | 2051.5871 | 2079.5415 | 2108.7376 | 2146.4946 | 2191.783 | 2235.6369 | 2271.7864 | 2307.5227 | 2277.5593 | 2252.9965 | 2219.5941 | 2197.013 | 2158.706 | 2120.3852
NEM | Behind the meter battery pump | 235.9272 | 295.6884 | 352.2647 | 423.3402 | 517.0183 | 630.3563 | 747.2979 | 849.1512 | 962.5084 | 1106.43 | 1314.8337 | 1452.9197 | 1568.9294 | 1646.6059 | 1711.1141 | 1742.8868 | 1766.3005 | 1791.3782 | 1823.4712 | 1862.3815 | 1899.3742 | 1929.5881 | 1960.5474 | 1934.9252 | 1914.4989 | 1885.8258 | 1866.0238 | 1833.1226 | 1800.8456
Region | Technology | 2021-22 | 2022-23 | 2023-24 | 2024-25 | 2025-26 | 2026-27 | 2027-28 | 2028-29 | 2029-30 | 2030-31 | 2031-32 | 2032-33 | 2033-34 | 2034-35 | 2035-36 | 2036-37 | 2037-38 | 2038-39 | 2039-40 | 2040-41 | 2041-42 | 2042-43 | 2043-44 | 2044-45 | 2045-46 | 2046-47 | 2047-48 | 2048-49 | 2049-50
NSW1 | Distributed PV | 5262.502 | 6181.7169 | 6669.0039 | 7202.2526 | 7719.6436 | 9159.6903 | 9481.6781 | 8800.2105 | 9379.0362 | 10306.8813 | 11157.5644 | 11238.4237 | 11474.5023 | 11494.5319 | 13223.1524 | 13573.9532 | 12642.5352 | 13512.5465 | 14814.1649 | 15966.6443 | 16025.1231 | 16436.647 | 16440.3619 | 18694.2735 | 18945.0241 | 17334.9599 | 18327.3777 | 19980.6929 | 21371.707
NSW1 | Behind the meter battery | 105.9474 | 129.7584 | 160.6557 | 198.4993 | 244.1302 | 294.4627 | 342.9722 | 380.5132 | 424.2251 | 476.8077 | 549.6379 | 603.5133 | 644.4395 | 671.0136 | 693.247 | 703.6734 | 712.0602 | 719.8045 | 732.7046 | 746.0059 | 757.7618 | 767.3056 | 777.3245 | 767.0598 | 757.9325 | 746.6542 | 737.5031 | 725.1994 | 712.2817
NSW1 | Behind the meter battery pump | 90.0072 | 110.2191 | 136.4393 | 168.5489 | 207.4514 | 250.266 | 291.4824 | 323.2254 | 360.3632 | 404.9301 | 466.6639 | 512.7177 | 547.4368 | 569.9907 | 588.6488 | 597.6346 | 604.674 | 611.8214 | 622.5776 | 634.0335 | 643.985 | 651.3859 | 660.2848 | 651.75 | 644.1858 | 634.4251 | 626.3734 | 615.6364 | 605.0031
Region | Technology | 2021-22 | 2022-23 | 2023-24 | 2024-25 | 2025-26 | 2026-27 | 2027-28 | 2028-29 | 2029-30 | 2030-31 | 2031-32 | 2032-33 | 2033-34 | 2034-35 | 2035-36 | 2036-37 | 2037-38 | 2038-39 | 2039-40 | 2040-41 | 2041-42 | 2042-43 | 2043-44 | 2044-45 | 2045-46 | 2046-47 | 2047-48 | 2048-49 | 2049-50
QLD1 | Distributed PV | 5599.1331 | 6419.2022 | 6849.2421 | 6976.7306 | 7521.3008 | 8418.7777 | 8849.2799 | 7761.558 | 8742.3147 | 9381.0994 | 10217.29 | 10464.7374 | 10402.3916 | 10912.844 | 12104.4336 | 12579.6083 | 10999.1279 | 12302.5311 | 13081.1652 | 14105.7025 | 14319.6371 | 14202.9929 | 14756.9594 | 16066.2499 | 16501.2635 | 14246.851 | 15883.2185 | 16841.0603 | 18093.3089
QLD1 | Behind the meter battery | 50.0114 | 61.5171 | 75.8663 | 94.0696 | 116.591 | 141.7824 | 165.2106 | 186.9183 | 211.1333 | 249.2238 | 305.8177 | 340.7102 | 375.3906 | 400.7088 | 421.6659 | 433.7423 | 444.194 | 453.6394 | 464.4238 | 478.9375 | 492.5953 | 504.5666 | 516.0603 | 510.9699 | 506.6583 | 501.1505 | 496.6629 | 488.6374 | 481.57
QLD1 | Behind the meter battery pump | 42.5061 | 52.2853 | 64.4828 | 79.8821 | 99.0938 | 120.4026 | 140.3409 | 158.8517 | 179.4304 | 211.6215 | 259.7776 | 289.5673 | 319.062 | 340.4985 | 358.3762 | 368.3635 | 377.2019 | 385.2411 | 394.5718 | 406.6355 | 418.6747 | 428.6586 | 438.6419 | 433.8609 | 430.5248 | 425.5909 | 421.6668 | 414.7915 | 409.1395
Region | Technology | 2021-22 | 2022-23 | 2023-24 | 2024-25 | 2025-26 | 2026-27 | 2027-28 | 2028-29 | 2029-30 | 2030-31 | 2031-32 | 2032-33 | 2033-34 | 2034-35 | 2035-36 | 2036-37 | 2037-38 | 2038-39 | 2039-40 | 2040-41 | 2041-42 | 2042-43 | 2043-44 | 2044-45 | 2045-46 | 2046-47 | 2047-48 | 2048-49 | 2049-50
VIC1 | Distributed PV | 4340.4611 | 4948.3455 | 6032.5825 | 6682.6204 | 7094.1359 | 8336.0077 | 9185.2389 | 9387.8939 | 10175.568 | 10822.1118 | 10650.8615 | 11521.6136 | 11532.8945 | 11240.915 | 12363.9281 | 12838.7273 | 12633.4748 | 13592.8763 | 14534.1199 | 14353.8401 | 15458.2942 | 15526.0291 | 15088.8859 | 16500.6469 | 16953.5734 | 16528.7702 | 17674.8385 | 18841.8109 | 18490.4588
VIC1 | Behind the meter battery | 59.7096 | 75.4292 | 92.1629 | 114.9632 | 144.1316 | 180.9664 | 226.0656 | 275.0229 | 327.3813 | 388.631 | 474.2354 | 532.4976 | 580.3924 | 612.6206 | 640.1593 | 653.9105 | 663.5348 | 674.3312 | 687.9243 | 703.5448 | 719.6677 | 733.3926 | 745.9929 | 737.4345 | 730.917 | 720.7772 | 715.3421 | 703.8518 | 691.6533
VIC1 | Behind the meter battery pump | 50.7487 | 64.0724 | 78.2811 | 97.6715 | 122.4763 | 153.7996 | 191.9736 | 233.6296 | 278.1367 | 330.1224 | 402.9521 | 452.1208 | 493.0893 | 520.246 | 543.7819 | 555.6862 | 563.6858 | 572.6792 | 584.2356 | 598.0026 | 611.0767 | 623.1964 | 633.9045 | 626.627 | 621.1881 | 612.5231 | 607.7602 | 597.8564 | 587.2292
Region | Technology | 2021-22 | 2022-23 | 2023-24 | 2024-25 | 2025-26 | 2026-27 | 2027-28 | 2028-29 | 2029-30 | 2030-31 | 2031-32 | 2032-33 | 2033-34 | 2034-35 | 2035-36 | 2036-37 | 2037-38 | 2038-39 | 2039-40 | 2040-41 | 2041-42 | 2042-43 | 2043-44 | 2044-45 | 2045-46 | 2046-47 | 2047-48 | 2048-49 | 2049-50
SA1 | Distributed PV | 2633.8628 | 2839.4658 | 3080.7142 | 3134.3479 | 3135.6143 | 3403.7903 | 3660.6797 | 3624.2978 | 3889.2756 | 4020.359 | 4100.6523 | 4303.1976 | 4273.7411 | 4176.9992 | 4477.1585 | 4754.2297 | 4640.4876 | 4935.9472 | 5081.0751 | 5170.7322 | 5403.3197 | 5345.3406 | 5186.331 | 5510.474 | 5790.1539 | 5600.6107 | 5957.6529 | 6151.747 | 6244.6572
SA1 | Behind the meter battery | 54.6558 | 72.862 | 75.647 | 78.4055 | 88.2173 | 105.825 | 122.1405 | 130.7539 | 141.3202 | 155.9863 | 181.019 | 193.1065 | 203.0632 | 209.1477 | 212.9135 | 213.3358 | 212.245 | 213.0384 | 213.0374 | 214.2679 | 216.0445 | 216.5182 | 217.7072 | 212.7278 | 208.9524 | 203.4348 | 200.7288 | 195.3883 | 190.2849
SA1 | Behind the meter battery pump | 46.4219 | 61.9061 | 64.2884 | 66.5711 | 74.9682 | 89.8957 | 103.7878 | 111.039 | 120.0835 | 132.5416 | 153.6951 | 164.0583 | 172.5291 | 177.5768 | 180.8713 | 181.333 | 180.3934 | 180.9303 | 180.9507 | 182.0889 | 183.5319 | 183.8799 | 184.8826 | 180.752 | 177.3684 | 172.8785 | 170.4634 | 166.0758 | 161.5696
Region | Technology | 2021-22 | 2022-23 | 2023-24 | 2024-25 | 2025-26 | 2026-27 | 2027-28 | 2028-29 | 2029-30 | 2030-31 | 2031-32 | 2032-33 | 2033-34 | 2034-35 | 2035-36 | 2036-37 | 2037-38 | 2038-39 | 2039-40 | 2040-41 | 2041-42 | 2042-43 | 2043-44 | 2044-45 | 2045-46 | 2046-47 | 2047-48 | 2048-49 | 2049-50
TAS1 | Distributed PV | 245.4797 | 273.2806 | 312.1541 | 341.7237 | 365.9722 | 425.333 | 451.7347 | 455.294 | 473.318 | 500.2016 | 511.9325 | 549.4438 | 571.4279 | 567.2893 | 633.1537 | 665.0178 | 679.5608 | 712.3141 | 755.8326 | 777.7193 | 825.6329 | 855.5778 | 841.9099 | 926.4983 | 955.8868 | 950.9415 | 981.1587 | 1031.7886 | 1042.1296
TAS1 | Behind the meter battery | 7.3488 | 8.4826 | 10.3253 | 12.5578 | 15.3304 | 18.8271 | 23.2065 | 26.3703 | 28.8295 | 32.0401 | 37.3819 | 40.5735 | 43.3214 | 45.0642 | 46.4164 | 46.9251 | 47.5075 | 47.9241 | 48.4046 | 49.0268 | 49.5677 | 50.0033 | 50.4378 | 49.3673 | 48.5363 | 47.5774 | 46.7762 | 45.629 | 44.5952
TAS1 | Behind the meter battery pump | 6.2433 | 7.2055 | 8.773 | 10.6667 | 13.0287 | 15.9925 | 19.7133 | 22.4055 | 24.4947 | 27.2144 | 31.745 | 34.4556 | 36.8121 | 38.294 | 39.4359 | 39.8695 | 40.3453 | 40.7062 | 41.1356 | 41.621 | 42.106 | 42.4675 | 42.8336 | 41.9353 | 41.2319 | 40.4082 | 39.76 | 38.7626 | 37.9043

## BaseCase_Capacity
Installed capacity by technology (MW) - BaseCase, Fast Change Scenario
Capacity calculated on 1 July. In early study years some wind and solar projects enter later in the financial year and are therefore reflected in the following financial year's capacity.
Explicitly modelled generation
Region | Technology | 2021-22 | 2022-23 | 2023-24 | 2024-25 | 2025-26 | 2026-27 | 2027-28 | 2028-29 | 2029-30 | 2030-31 | 2031-32 | 2032-33 | 2033-34 | 2034-35 | 2035-36 | 2036-37 | 2037-38 | 2038-39 | 2039-40 | 2040-41 | 2041-42 | 2042-43 | 2043-44 | 2044-45 | 2045-46 | 2046-47 | 2047-48 | 2048-49 | 2049-50
NEM | Black Coal | 18366 | 17891 | 16416 | 13974.7048 | 12167.6104 | 11668.7502 | 11668.7502 | 10968.7502 | 9196.7115 | 9159.9132 | 9154.072 | 7750.8683 | 7750.8683 | 7750.8683 | 6817.9626 | 6373.8471 | 5246 | 5246 | 5246 | 5246 | 5246 | 3152 | 2787 | 2422 | 2057 | 1692 | 1692 | 1692 | 1692
NEM | Brown Coal | 4790 | 4790 | 4790 | 3524.7473 | 3424.4635 | 3339.9999 | 3339.9999 | 3339.9999 | 3339.9999 | 3339.9999 | 3339.9999 | 3339.9999 | 3339.9999 | 3339.9999 | 3339.9999 | 3339.9999 | 3339.9999 | 3339.9999 | 3339.9999 | 3339.9999 | 3339.9999 | 3339.9999 | 3339.9999 | 3339.9999 | 3339.9999 | 3339.9999 | 2224.9999 | 0 | 0
NEM | CCGT | 3054.9 | 3054.9 | 2874.9 | 2874.9 | 2874.9 | 2874.9 | 2874.9 | 2874.9 | 2874.9 | 2874.9 | 2874.9 | 2874.9 | 2874.9 | 2874.9 | 2874.9 | 2489.9 | 1960.9 | 1960.9 | 1817.5 | 1817.5 | 1817.5 | 1817.5 | 1377.5 | 1192.5 | 548 | 388 | 388 | 388 | 388
NEM | Gas - Steam | 1384 | 1384 | 1384 | 1384 | 1384 | 1384 | 1384 | 1384 | 1384 | 1384 | 1384 | 1384 | 1384 | 1384 | 584 | 584 | 584 | 584 | 84 | 84 | 84 | 84 | 84 | 84 | 84 | 0 | 0 | 0 | 0
NEM | OCGT / Diesel | 6863.14 | 6863.14 | 6863.14 | 6863.14 | 6863.14 | 6863.14 | 6863.14 | 6863.14 | 6863.14 | 6480.64 | 6480.64 | 6211.3 | 5749.3 | 5632.3 | 5502.3 | 5502.3 | 5502.3 | 5502.3 | 5392.0542 | 5272.0542 | 5476.3164 | 5451.5137 | 5451.5137 | 6203.5011 | 6670.6713 | 7745.6208 | 7161.6208 | 8397.5532 | 7878.5532
NEM | Hydro | 7365.3 | 7365.3 | 7365.3 | 7365.3 | 7365.3 | 7365.3 | 7365.3 | 7365.3 | 7365.3 | 7365.3 | 7365.3 | 7365.3 | 7365.3 | 7365.3 | 7365.3 | 7365.3 | 7278.9 | 7278.9 | 7278.9 | 7278.9 | 7278.9 | 7212.9 | 7212.9 | 7212.9 | 7212.9 | 7212.9 | 7212.9 | 7212.9 | 7212.9
NEM | Wind | 9581.7526 | 12026.3667 | 12928.7282 | 13844.5532 | 14707.8342 | 14844.9896 | 16117.3329 | 17383.648 | 21539.7777 | 21569.1053 | 21710.9091 | 25064.1379 | 25260.7529 | 26318.9291 | 27532.6631 | 28662.6187 | 32630.5261 | 32481.695 | 32758.8165 | 32218.752 | 33676.7412 | 35885.8978 | 35752.3697 | 35187.1765 | 35709.8964 | 37796.8649 | 39964.1436 | 41483.766 | 42714.4729
NEM | Solar PV | 5599.971 | 6959.156 | 6959.156 | 6959.156 | 7095.631 | 8059.6604 | 8375.103 | 8850.6152 | 11860.9955 | 11860.9955 | 11860.9955 | 11860.9955 | 11860.9955 | 11860.9956 | 11860.9956 | 11739.9956 | 14136.3212 | 14639.5808 | 15588.2606 | 17457.5046 | 18569.7708 | 23533.5322 | 23466.8614 | 23048.2414 | 22952.9304 | 26138.3467 | 26339.1832 | 26892.103 | 27332.5916
NEM | Grid Battery | 260.33 | 600.33 | 600.33 | 600.33 | 600.33 | 600.33 | 600.33 | 600.33 | 600.3313 | 570.3313 | 570.3313 | 570.3319 | 605.1817 | 580.1817 | 580.1818 | 580.1818 | 2636.5091 | 2636.5091 | 3326.5648 | 3306.5648 | 4490.2269 | 4190.2269 | 4190.2269 | 4190.2269 | 4190.2269 | 5528.5949 | 5528.5949 | 5528.5951 | 5528.5938
NEM | Pumped Hydro | 810 | 810 | 810 | 810 | 2850 | 2850 | 2850 | 2850 | 4849.9987 | 4849.9987 | 4849.9987 | 4849.9987 | 4849.9988 | 4849.9988 | 4849.9988 | 4849.9988 | 5325.2586 | 5325.2586 | 5408.3331 | 5408.3331 | 5812.0188 | 6992.074 | 6992.074 | 7018.0663 | 7018.0663 | 7231.6296 | 7231.6296 | 7728.2837 | 9005.3707
NEM | VPP | 65.02 | 105.224 | 157.141 | 231.201 | 336.613 | 482.415 | 666.08 | 887.395 | 1169.717 | 1451.489 | 1835.496 | 2195.823 | 2552.027 | 2864.533 | 3151.863 | 3412.5539 | 3667.47 | 3928.217 | 4202.2191 | 4515.6949 | 4833.8079 | 5159.912 | 5494.065 | 5756.5981 | 6027.8209 | 6305.778 | 6596.7571 | 6891.1521 | 7188.889
Total excluding storage |  | 57005.0635 | 60333.8626 | 59581.2241 | 56790.5013 | 55882.8791 | 56400.7402 | 57988.526 | 59030.3533 | 64424.8247 | 64034.8539 | 64170.8165 | 65851.5017 | 65586.1167 | 66527.2929 | 65878.1212 | 66057.9614 | 70678.9472 | 71033.3757 | 71505.5312 | 72714.7108 | 75489.2284 | 80477.3436 | 79472.1448 | 78690.319 | 78575.3981 | 84313.7324 | 84982.8476 | 86066.3221 | 87218.5176
Region | Technology | 2021-22 | 2022-23 | 2023-24 | 2024-25 | 2025-26 | 2026-27 | 2027-28 | 2028-29 | 2029-30 | 2030-31 | 2031-32 | 2032-33 | 2033-34 | 2034-35 | 2035-36 | 2036-37 | 2037-38 | 2038-39 | 2039-40 | 2040-41 | 2041-42 | 2042-43 | 2043-44 | 2044-45 | 2045-46 | 2046-47 | 2047-48 | 2048-49 | 2049-50
NSW1 | Black Coal | 10240 | 9765 | 8290 | 7630.0003 | 5822.9059 | 5500.7876 | 5500.7876 | 5500.7876 | 3728.749 | 3691.9506 | 3686.1094 | 2282.9057 | 2282.9057 | 2282.9057 | 1350 | 1350 | 1350 | 1350 | 1350 | 1350 | 1350 | 0 | 0 | 0 | 0 | 0 | 0 | 0 | 0
NSW1 | Brown Coal | 0 | 0 | 0 | 0 | 0 | 0 | 0 | 0 | 0 | 0 | 0 | 0 | 0 | 0 | 0 | 0 | 0 | 0 | 0 | 0 | 0 | 0 | 0 | 0 | 0 | 0 | 0 | 0 | 0
NSW1 | CCGT | 625 | 625 | 625 | 625 | 625 | 625 | 625 | 625 | 625 | 625 | 625 | 625 | 625 | 625 | 625 | 625 | 625 | 625 | 625 | 625 | 625 | 625 | 185 | 0 | 0 | 0 | 0 | 0 | 0
NSW1 | Gas - Steam | 0 | 0 | 0 | 0 | 0 | 0 | 0 | 0 | 0 | 0 | 0 | 0 | 0 | 0 | 0 | 0 | 0 | 0 | 0 | 0 | 0 | 0 | 0 | 0 | 0 | 0 | 0 | 0 | 0
NSW1 | OCGT / Diesel | 1438 | 1438 | 1438 | 1438 | 1438 | 1438 | 1438 | 1438 | 1438 | 1438 | 1438 | 1438 | 1438 | 1438 | 1388 | 1388 | 1388 | 1388 | 1450.7495 | 1450.7495 | 1625.6789 | 1625.6789 | 1625.6789 | 2309.7239 | 2309.724 | 2309.7239 | 2309.7239 | 2594.705 | 2594.705
NSW1 | Hydro | 2585 | 2585 | 2585 | 2585 | 2585 | 2585 | 2585 | 2585 | 2585 | 2585 | 2585 | 2585 | 2585 | 2585 | 2585 | 2585 | 2585 | 2585 | 2585 | 2585 | 2585 | 2585 | 2585 | 2585 | 2585 | 2585 | 2585 | 2585 | 2585
NSW1 | Wind | 2220.73 | 2981.1841 | 3741.8899 | 4516.0588 | 5166.8622 | 5166.8622 | 5704.7379 | 6110.3965 | 9467.427 | 9467.427 | 9467.427 | 9639.1587 | 9639.1587 | 9954.7671 | 11030.6264 | 10985.7134 | 10815.7134 | 10717.0457 | 11365.1316 | 11004.6316 | 11992.9504 | 11992.951 | 11697.971 | 11697.971 | 12204.9687 | 11978.1688 | 13303.2331 | 13303.2334 | 13190.0434
NSW1 | Solar PV | 2130.363 | 2600.363 | 2600.363 | 2600.363 | 2736.838 | 3700.8674 | 4016.31 | 4491.8222 | 7502.2025 | 7502.2025 | 7502.2025 | 7502.2025 | 7502.2025 | 7502.2025 | 7502.2025 | 7502.2025 | 8415.0191 | 8918.2785 | 9160.1942 | 9160.1942 | 9160.1942 | 11776.9216 | 11703.9216 | 11703.9216 | 11703.9216 | 12629.3859 | 12940.6223 | 14176.3388 | 14617.8678
NSW1 | Grid Battery | 0 | 0 | 0 | 0 | 0 | 0 | 0 | 0 | 0.0013047 | 0.0013048 | 0.0013048 | 0.0014106 | 0.0014108 | 0.0014108 | 0.0014112 | 0.0014113 | 198.9547 | 198.9547 | 539.1278 | 539.1278 | 1073.9989 | 1073.9989 | 1073.9989 | 1073.9989 | 1073.9989 | 1073.9989 | 1073.9989 | 1073.9991 | 1073.9978
NSW1 | Pumped Hydro | 240 | 240 | 240 | 240 | 2280 | 2280 | 2280 | 2280 | 4279.9987 | 4279.9987 | 4279.9987 | 4279.9987 | 4279.9987 | 4279.9987 | 4279.9987 | 4279.9987 | 4279.9988 | 4279.9988 | 4279.9989 | 4279.9989 | 4279.9989 | 4279.9989 | 4279.9989 | 4279.9989 | 4279.9989 | 4279.9989 | 4279.9989 | 4279.9989 | 4279.9989
NSW1 | VPP | 25.016 | 39.704 | 61.198 | 92.082 | 134.956 | 191.79 | 261.384 | 342.741 | 447.929 | 547.618 | 676.48 | 801.421 | 918.483 | 1016.733 | 1105.926 | 1189.857 | 1273.44 | 1359.675 | 1451.886 | 1556.0349 | 1661.178 | 1769.148 | 1880.165 | 1968.649 | 2059.991 | 2153.575 | 2251.006 | 2349.97 | 2450.606
Total excluding storage |  | 19239.093 | 19994.5471 | 19280.2529 | 19394.4221 | 18374.6062 | 19016.5173 | 19869.8356 | 20751.0063 | 25346.3785 | 25309.5801 | 25303.7389 | 24072.267 | 24072.267 | 24387.8754 | 24480.8289 | 24435.9159 | 25178.7325 | 25583.3242 | 26536.0753 | 26175.5753 | 27338.8235 | 28605.5515 | 27797.5715 | 28296.6165 | 28803.6143 | 29502.2786 | 31138.5793 | 32659.2771 | 32987.6161
Region | Technology | 2021-22 | 2022-23 | 2023-24 | 2024-25 | 2025-26 | 2026-27 | 2027-28 | 2028-29 | 2029-30 | 2030-31 | 2031-32 | 2032-33 | 2033-34 | 2034-35 | 2035-36 | 2036-37 | 2037-38 | 2038-39 | 2039-40 | 2040-41 | 2041-42 | 2042-43 | 2043-44 | 2044-45 | 2045-46 | 2046-47 | 2047-48 | 2048-49 | 2049-50
QLD1 | Black Coal | 8126 | 8126 | 8126 | 6344.7045 | 6344.7045 | 6167.9626 | 6167.9626 | 5467.9626 | 5467.9626 | 5467.9626 | 5467.9626 | 5467.9626 | 5467.9626 | 5467.9626 | 5467.9626 | 5023.8471 | 3896 | 3896 | 3896 | 3896 | 3896 | 3152 | 2787 | 2422 | 2057 | 1692 | 1692 | 1692 | 1692
QLD1 | Brown Coal | 0 | 0 | 0 | 0 | 0 | 0 | 0 | 0 | 0 | 0 | 0 | 0 | 0 | 0 | 0 | 0 | 0 | 0 | 0 | 0 | 0 | 0 | 0 | 0 | 0 | 0 | 0 | 0 | 0
QLD1 | CCGT | 1512.9 | 1512.9 | 1512.9 | 1512.9 | 1512.9 | 1512.9 | 1512.9 | 1512.9 | 1512.9 | 1512.9 | 1512.9 | 1512.9 | 1512.9 | 1512.9 | 1512.9 | 1127.9 | 1127.9 | 1127.9 | 984.5 | 984.5 | 984.5 | 984.5 | 984.5 | 984.5 | 340 | 180 | 180 | 180 | 180
QLD1 | Gas - Steam | 84 | 84 | 84 | 84 | 84 | 84 | 84 | 84 | 84 | 84 | 84 | 84 | 84 | 84 | 84 | 84 | 84 | 84 | 84 | 84 | 84 | 84 | 84 | 84 | 84 | 0 | 0 | 0 | 0
QLD1 | OCGT / Diesel | 1910 | 1910 | 1910 | 1910 | 1910 | 1910 | 1910 | 1910 | 1910 | 1910 | 1910 | 1910 | 1618 | 1501 | 1501 | 1501 | 1501 | 1501 | 1768.0047 | 1768.0047 | 1768.0047 | 1837.2021 | 1837.2021 | 1705.2021 | 2172.3722 | 3247.3218 | 3247.3218 | 3344.4585 | 2825.4585
QLD1 | Hydro | 152.4 | 152.4 | 152.4 | 152.4 | 152.4 | 152.4 | 152.4 | 152.4 | 152.4 | 152.4 | 152.4 | 152.4 | 152.4 | 152.4 | 152.4 | 152.4 | 66 | 66 | 66 | 66 | 66 | 0 | 0 | 0 | 0 | 0 | 0 | 0 | 0
QLD1 | Wind | 1305.5226 | 1805.5226 | 1805.5226 | 1805.5227 | 1876.6081 | 1876.6081 | 2506.92 | 3230.4211 | 3983.1149 | 3983.1149 | 3983.1149 | 4888.8155 | 5076.6079 | 5076.6079 | 5076.6079 | 5767.9617 | 7011.2092 | 7011.2092 | 7011.2092 | 7011.2092 | 7480.8775 | 8953.2866 | 8772.7686 | 8667.975 | 9491.7706 | 9997.1213 | 9997.1213 | 9997.1213 | 11829.9331
QLD1 | Solar PV | 2017.635 | 2827.62 | 2827.62 | 2827.62 | 2827.62 | 2827.62 | 2827.62 | 2827.62 | 2827.62 | 2827.62 | 2827.62 | 2827.62 | 2827.62 | 2827.62 | 2827.62 | 2706.62 | 4121.2422 | 4121.2422 | 4121.2422 | 4662.0273 | 5325.2411 | 7574.8485 | 7407.8485 | 7206.7485 | 7142.5405 | 8981.4102 | 8871.0102 | 8340.1102 | 8438.8211
QLD1 | Grid Battery | 0 | 20 | 20 | 20 | 20 | 20 | 20 | 20 | 20 | 20 | 20 | 20.0002 | 110.1799 | 110.1799 | 110.1799 | 110.1799 | 1596.69 | 1596.69 | 1596.69 | 1576.69 | 1576.69 | 1576.69 | 1576.69 | 1576.69 | 1576.69 | 2915.058 | 2915.058 | 2915.0579 | 2915.0579
QLD1 | Pumped Hydro | 570 | 570 | 570 | 570 | 570 | 570 | 570 | 570 | 570 | 570 | 570 | 570 | 570.0001 | 570.0001 | 570.0001 | 570.0001 | 993.974 | 993.974 | 993.974 | 993.974 | 999.2945 | 2179.3497 | 2179.3497 | 2179.3497 | 2179.3497 | 2392.913 | 2392.913 | 2392.913 | 3670
QLD1 | VPP | 11.842 | 19.005 | 29.354 | 44.463 | 65.595 | 93.907 | 128.112 | 170.331 | 224.366 | 284.64 | 369.218 | 447.067 | 529.742 | 601.988 | 668.155 | 728.965 | 789.088 | 851.264 | 916.154 | 989.029 | 1064.05 | 1141.22 | 1220.459 | 1281.193 | 1344.01 | 1408.583 | 1475.9081 | 1544.303 | 1614.3
Total excluding storage |  | 15108.4576 | 16418.4426 | 16418.4426 | 14637.1472 | 14708.2326 | 14531.4907 | 15161.8026 | 15185.3037 | 15937.9975 | 15937.9975 | 15937.9975 | 16843.6981 | 16739.4905 | 16622.4905 | 16622.4905 | 16363.7288 | 17807.3514 | 17807.3514 | 17930.9561 | 18471.7412 | 19604.6233 | 22585.8372 | 21873.3192 | 21070.4255 | 21287.6833 | 24097.8533 | 23987.4533 | 23553.69 | 24966.2127
Region | Technology | 2021-22 | 2022-23 | 2023-24 | 2024-25 | 2025-26 | 2026-27 | 2027-28 | 2028-29 | 2029-30 | 2030-31 | 2031-32 | 2032-33 | 2033-34 | 2034-35 | 2035-36 | 2036-37 | 2037-38 | 2038-39 | 2039-40 | 2040-41 | 2041-42 | 2042-43 | 2043-44 | 2044-45 | 2045-46 | 2046-47 | 2047-48 | 2048-49 | 2049-50
VIC1 | Black Coal | 0 | 0 | 0 | 0 | 0 | 0 | 0 | 0 | 0 | 0 | 0 | 0 | 0 | 0 | 0 | 0 | 0 | 0 | 0 | 0 | 0 | 0 | 0 | 0 | 0 | 0 | 0 | 0 | 0
VIC1 | Brown Coal | 4790 | 4790 | 4790 | 3524.7473 | 3424.4635 | 3339.9999 | 3339.9999 | 3339.9999 | 3339.9999 | 3339.9999 | 3339.9999 | 3339.9999 | 3339.9999 | 3339.9999 | 3339.9999 | 3339.9999 | 3339.9999 | 3339.9999 | 3339.9999 | 3339.9999 | 3339.9999 | 3339.9999 | 3339.9999 | 3339.9999 | 3339.9999 | 3339.9999 | 2224.9999 | 0 | 0
VIC1 | CCGT | 0 | 0 | 0 | 0 | 0 | 0 | 0 | 0 | 0 | 0 | 0 | 0 | 0 | 0 | 0 | 0 | 0 | 0 | 0 | 0 | 0 | 0 | 0 | 0 | 0 | 0 | 0 | 0 | 0
VIC1 | Gas - Steam | 500 | 500 | 500 | 500 | 500 | 500 | 500 | 500 | 500 | 500 | 500 | 500 | 500 | 500 | 500 | 500 | 500 | 500 | 0 | 0 | 0 | 0 | 0 | 0 | 0 | 0 | 0 | 0 | 0
VIC1 | OCGT / Diesel | 1900 | 1900 | 1900 | 1900 | 1900 | 1900 | 1900 | 1900 | 1900 | 1900 | 1900 | 1900 | 1730 | 1730 | 1730 | 1730 | 1730 | 1730 | 1290 | 1290 | 1290 | 1196 | 1196 | 1196.0014 | 1196.0014 | 1196.0014 | 612.0014 | 1465.816 | 1465.816
VIC1 | Hydro | 2219 | 2219 | 2219 | 2219 | 2219 | 2219 | 2219 | 2219 | 2219 | 2219 | 2219 | 2219 | 2219 | 2219 | 2219 | 2219 | 2219 | 2219 | 2219 | 2219 | 2219 | 2219 | 2219 | 2219 | 2219 | 2219 | 2219 | 2219 | 2219
VIC1 | Wind | 3434.44 | 4322.2 | 4322.2 | 4322.2 | 4322.2 | 4322.2 | 4322.2 | 4322.2 | 4322.2 | 4322.2 | 4322.2 | 5022.2 | 4969.7 | 5569.7 | 5569.7 | 6012.6535 | 8064.7471 | 7681.5385 | 7489.5385 | 7201.2386 | 7201.2406 | 7937.9875 | 8493.8172 | 8181.8172 | 7516.9433 | 8938.2762 | 9780.4901 | 10713.0149 | 10224.1
VIC1 | Solar PV | 1098.973 | 1098.973 | 1098.973 | 1098.973 | 1098.973 | 1098.973 | 1098.973 | 1098.973 | 1098.973 | 1098.973 | 1098.973 | 1098.973 | 1098.973 | 1098.973 | 1098.973 | 1098.973 | 1098.9733 | 1098.9735 | 1674.6239 | 2724.0476 | 3057.891 | 3057.891 | 3057.891 | 2950.371 | 2919.268 | 3340.3503 | 3340.3504 | 3188.4537 | 3196.7022
VIC1 | Grid Battery | 55.33 | 375.33 | 375.33 | 375.33 | 375.33 | 375.33 | 375.33 | 375.33 | 375.33 | 375.33 | 375.33 | 375.3301 | 320.0001 | 320.0001 | 320.0001 | 320.0001 | 320.0005 | 320.0005 | 488.8264 | 488.8264 | 869.607 | 569.607 | 569.607 | 569.607 | 569.607 | 569.607 | 569.607 | 569.607 | 569.607
VIC1 | Pumped Hydro | 0 | 0 | 0 | 0 | 0 | 0 | 0 | 0 | 0 | 0 | 0 | 0 | 0 | 0 | 0 | 0 | 51.2858 | 51.2858 | 134.3603 | 134.3603 | 532.7255 | 532.7255 | 532.7255 | 558.7177 | 558.7177 | 558.7177 | 558.7177 | 1055.3718 | 1055.3718
VIC1 | VPP | 13.892 | 22.65 | 34.592 | 52.632 | 78.731 | 115.963 | 167.268 | 235.191 | 322.486 | 409.786 | 530.108 | 643.839 | 758.354 | 865.122 | 966.228 | 1055.392 | 1140.014 | 1225.155 | 1313.72 | 1416.74 | 1521.0869 | 1627.899 | 1737.254 | 1823.498 | 1912.764 | 2004.2939 | 2101.071 | 2199.016 | 2296.78
Total excluding storage |  | 13942.413 | 14830.173 | 14830.173 | 13564.9203 | 13464.6365 | 13380.1729 | 13380.1729 | 13380.1729 | 13380.1729 | 13380.1729 | 13380.1729 | 14080.1729 | 13857.6729 | 14457.6729 | 14457.6729 | 14900.6264 | 16952.7203 | 16569.5119 | 16013.1623 | 16774.2861 | 17108.1316 | 17750.8784 | 18306.7081 | 17887.1895 | 17191.2127 | 19033.6279 | 18176.8419 | 17586.2845 | 17105.6181
Region | Technology | 2021-22 | 2022-23 | 2023-24 | 2024-25 | 2025-26 | 2026-27 | 2027-28 | 2028-29 | 2029-30 | 2030-31 | 2031-32 | 2032-33 | 2033-34 | 2034-35 | 2035-36 | 2036-37 | 2037-38 | 2038-39 | 2039-40 | 2040-41 | 2041-42 | 2042-43 | 2043-44 | 2044-45 | 2045-46 | 2046-47 | 2047-48 | 2048-49 | 2049-50
SA1 | Black Coal | 0 | 0 | 0 | 0 | 0 | 0 | 0 | 0 | 0 | 0 | 0 | 0 | 0 | 0 | 0 | 0 | 0 | 0 | 0 | 0 | 0 | 0 | 0 | 0 | 0 | 0 | 0 | 0 | 0
SA1 | Brown Coal | 0 | 0 | 0 | 0 | 0 | 0 | 0 | 0 | 0 | 0 | 0 | 0 | 0 | 0 | 0 | 0 | 0 | 0 | 0 | 0 | 0 | 0 | 0 | 0 | 0 | 0 | 0 | 0 | 0
SA1 | CCGT | 709 | 709 | 529 | 529 | 529 | 529 | 529 | 529 | 529 | 529 | 529 | 529 | 529 | 529 | 529 | 529 | 0 | 0 | 0 | 0 | 0 | 0 | 0 | 0 | 0 | 0 | 0 | 0 | 0
SA1 | Gas - Steam | 800 | 800 | 800 | 800 | 800 | 800 | 800 | 800 | 800 | 800 | 800 | 800 | 800 | 800 | 0 | 0 | 0 | 0 | 0 | 0 | 0 | 0 | 0 | 0 | 0 | 0 | 0 | 0 | 0
SA1 | OCGT / Diesel | 1437.14 | 1437.14 | 1437.14 | 1437.14 | 1437.14 | 1437.14 | 1437.14 | 1437.14 | 1437.14 | 1054.64 | 1054.64 | 785.3 | 785.3 | 785.3 | 705.3 | 705.3 | 705.3 | 705.3 | 705.3 | 705.3 | 734.6327 | 734.6327 | 734.6327 | 934.5737 | 934.5737 | 934.5737 | 934.5737 | 934.5737 | 934.5737
SA1 | Hydro | 0 | 0 | 0 | 0 | 0 | 0 | 0 | 0 | 0 | 0 | 0 | 0 | 0 | 0 | 0 | 0 | 0 | 0 | 0 | 0 | 0 | 0 | 0 | 0 | 0 | 0 | 0 | 0 | 0
SA1 | Wind | 2053.31 | 2349.71 | 2349.71 | 2349.71 | 2349.71 | 2349.71 | 2316.71 | 2316.71 | 2225.96 | 2113.96 | 2113.96 | 3547.1887 | 3465.9434 | 3465.9434 | 3461.2504 | 3359.2439 | 4059.2424 | 4249.5592 | 3922.8592 | 3883.8592 | 3883.8593 | 3883.8593 | 3669.9995 | 3670 | 3526.8004 | 3913.8852 | 3913.8857 | 4500.9831 | 4500.9831
SA1 | Solar PV | 353 | 432.2 | 432.2 | 432.2 | 432.2 | 432.2 | 432.2 | 432.2 | 432.2 | 432.2 | 432.2 | 432.2 | 432.2 | 432.2001 | 432.2001 | 432.2001 | 501.0866 | 501.0866 | 632.2003 | 911.2355 | 1026.4444 | 1123.871 | 1297.2002 | 1187.2002 | 1187.2002 | 1187.2002 | 1187.2002 | 1187.2002 | 1079.2004
SA1 | Grid Battery | 205 | 205 | 205 | 205 | 205 | 205 | 205 | 205 | 205 | 175 | 175 | 175.0002 | 175.0002 | 150.0002 | 150.0003 | 150.0003 | 520.8639 | 520.8639 | 701.9207 | 701.9207 | 969.931 | 969.931 | 969.931 | 969.931 | 969.931 | 969.931 | 969.931 | 969.931 | 969.931
SA1 | Pumped Hydro | 0 | 0 | 0 | 0 | 0 | 0 | 0 | 0 | 0 | 0 | 0 | 0 | 0 | 0 | 0 | 0 | 0 | 0 | 0 | 0 | 0 | 0 | 0 | 0 | 0 | 0 | 0 | 0 | 0
SA1 | VPP | 12.522 | 21.239 | 28.025 | 36.145 | 48.789 | 68.467 | 91.85 | 115.945 | 145.233 | 173.41 | 214.67 | 250.17 | 284.161 | 312.41 | 337.171 | 358.637 | 379.964 | 401.782 | 424.491 | 451.548 | 478.704 | 506.287 | 534.135 | 556.103 | 578.673 | 601.612 | 625.538 | 649.096 | 672.855
Total excluding storage |  | 5352.45 | 5728.05 | 5548.05 | 5548.05 | 5548.05 | 5548.05 | 5515.05 | 5515.05 | 5424.3 | 4929.8 | 4929.8 | 6093.6887 | 6012.4434 | 6012.4435 | 5127.7505 | 5025.744 | 5265.6291 | 5455.9458 | 5260.3595 | 5500.3947 | 5644.9365 | 5742.363 | 5701.8324 | 5791.7739 | 5648.5743 | 6035.6591 | 6035.6596 | 6622.757 | 6514.7571
Region | Technology | 2021-22 | 2022-23 | 2023-24 | 2024-25 | 2025-26 | 2026-27 | 2027-28 | 2028-29 | 2029-30 | 2030-31 | 2031-32 | 2032-33 | 2033-34 | 2034-35 | 2035-36 | 2036-37 | 2037-38 | 2038-39 | 2039-40 | 2040-41 | 2041-42 | 2042-43 | 2043-44 | 2044-45 | 2045-46 | 2046-47 | 2047-48 | 2048-49 | 2049-50
TAS1 | Black Coal | 0 | 0 | 0 | 0 | 0 | 0 | 0 | 0 | 0 | 0 | 0 | 0 | 0 | 0 | 0 | 0 | 0 | 0 | 0 | 0 | 0 | 0 | 0 | 0 | 0 | 0 | 0 | 0 | 0
TAS1 | Brown Coal | 0 | 0 | 0 | 0 | 0 | 0 | 0 | 0 | 0 | 0 | 0 | 0 | 0 | 0 | 0 | 0 | 0 | 0 | 0 | 0 | 0 | 0 | 0 | 0 | 0 | 0 | 0 | 0 | 0
TAS1 | CCGT | 208 | 208 | 208 | 208 | 208 | 208 | 208 | 208 | 208 | 208 | 208 | 208 | 208 | 208 | 208 | 208 | 208 | 208 | 208 | 208 | 208 | 208 | 208 | 208 | 208 | 208 | 208 | 208 | 208
TAS1 | Gas - Steam | 0 | 0 | 0 | 0 | 0 | 0 | 0 | 0 | 0 | 0 | 0 | 0 | 0 | 0 | 0 | 0 | 0 | 0 | 0 | 0 | 0 | 0 | 0 | 0 | 0 | 0 | 0 | 0 | 0
TAS1 | OCGT / Diesel | 178 | 178 | 178 | 178 | 178 | 178 | 178 | 178 | 178 | 178 | 178 | 178 | 178 | 178 | 178 | 178 | 178 | 178 | 178 | 58 | 58 | 58 | 58 | 58 | 58 | 58 | 58 | 58 | 58
TAS1 | Hydro | 2408.9 | 2408.9 | 2408.9 | 2408.9 | 2408.9 | 2408.9 | 2408.9 | 2408.9 | 2408.9 | 2408.9 | 2408.9 | 2408.9 | 2408.9 | 2408.9 | 2408.9 | 2408.9 | 2408.9 | 2408.9 | 2408.9 | 2408.9 | 2408.9 | 2408.9 | 2408.9 | 2408.9 | 2408.9 | 2408.9 | 2408.9 | 2408.9 | 2408.9
TAS1 | Wind | 567.75 | 567.75 | 709.4057 | 851.0617 | 992.4539 | 1129.6093 | 1266.765 | 1403.9204 | 1541.0758 | 1682.4035 | 1824.2072 | 1966.775 | 2109.3429 | 2251.9106 | 2394.4784 | 2537.0463 | 2679.614 | 2822.3425 | 2970.078 | 3117.8134 | 3117.8134 | 3117.8134 | 3117.8134 | 2969.4134 | 2969.4134 | 2969.4134 | 2969.4134 | 2969.4134 | 2969.4134
TAS1 | Solar PV | 0 | 0 | 0 | 0 | 0 | 0 | 0 | 0 | 0 | 0 | 0 | 0 | 0 | 0 | 0 | 0 | 0 | 0 | 0 | 0.00010585 | 0.00010585 | 0.00010585 | 0.00010585 | 0.00010585 | 0.00010585 | 0.00010585 | 0.00010585 | 0.00010585 | 0.00010585
TAS1 | Grid Battery | 0 | 0 | 0 | 0 | 0 | 0 | 0 | 0 | 0 | 0 | 0 | 0 | 0 | 0 | 0 | 0 | 0 | 0 | 0 | 0 | 0 | 0 | 0 | 0 | 0 | 0 | 0 | 0.00011327 | 0.00011005
TAS1 | Pumped Hydro | 0 | 0 | 0 | 0 | 0 | 0 | 0 | 0 | 0 | 0 | 0 | 0 | 0 | 0 | 0 | 0 | 0 | 0 | 0 | 0 | 0 | 0 | 0 | 0 | 0 | 0 | 0 | 0 | 0
TAS1 | VPP | 1.748 | 2.626 | 3.972 | 5.879 | 8.542 | 12.288 | 17.466 | 23.187 | 29.703 | 36.035 | 45.02 | 53.326 | 61.287 | 68.28 | 74.383 | 79.703 | 84.964 | 90.341 | 95.968 | 102.343 | 108.789 | 115.358 | 122.052 | 127.155 | 132.383 | 137.714 | 143.234 | 148.767 | 154.348
Total excluding storage |  | 3362.65 | 3362.65 | 3504.3057 | 3645.9617 | 3787.3539 | 3924.5093 | 4061.665 | 4198.8204 | 4335.9758 | 4477.3035 | 4619.1072 | 4761.6749 | 4904.2429 | 5046.8106 | 5189.3784 | 5331.9463 | 5474.514 | 5617.2425 | 5764.978 | 5792.7135 | 5792.7135 | 5792.7135 | 5792.7135 | 5644.3135 | 5644.3135 | 5644.3135 | 5644.3135 | 5644.3135 | 5644.3135
Explicitly modelled pumping
Region | Technology | 2021-22 | 2022-23 | 2023-24 | 2024-25 | 2025-26 | 2026-27 | 2027-28 | 2028-29 | 2029-30 | 2030-31 | 2031-32 | 2032-33 | 2033-34 | 2034-35 | 2035-36 | 2036-37 | 2037-38 | 2038-39 | 2039-40 | 2040-41 | 2041-42 | 2042-43 | 2043-44 | 2044-45 | 2045-46 | 2046-47 | 2047-48 | 2048-49 | 2049-50
NEM | Grid Battery pump | 260.33 | 600.33 | 600.33 | 600.33 | 600.33 | 600.33 | 600.33 | 600.33 | 600.3313 | 570.3313 | 570.3313 | 570.3319 | 605.1817 | 580.1817 | 580.1818 | 580.1818 | 2636.5091 | 2636.5091 | 3326.5648 | 3306.5648 | 4490.2269 | 4190.2269 | 4190.2269 | 4190.2269 | 4190.2269 | 5528.5949 | 5528.5949 | 5528.5951 | 5528.5938
NEM | Pumped Hydro Pump | 1330 | 1330 | 1330 | 1330 | 3370 | 3370 | 3370 | 3370 | 5369.9987 | 5369.9987 | 5369.9987 | 5369.9987 | 5369.9988 | 5369.9988 | 5369.9988 | 5369.9988 | 5845.2586 | 5845.2586 | 5928.3331 | 5928.3331 | 6332.0188 | 7512.074 | 7512.074 | 7538.0663 | 7538.0663 | 7751.6296 | 7751.6296 | 8248.2837 | 9525.3707
NEM | VPP pump | 65.02 | 105.224 | 157.141 | 231.201 | 336.613 | 482.415 | 666.08 | 887.395 | 1169.717 | 1451.489 | 1835.496 | 2195.823 | 2552.027 | 2864.533 | 3151.863 | 3412.5539 | 3667.47 | 3928.217 | 4202.2191 | 4515.6949 | 4833.8079 | 5159.912 | 5494.065 | 5756.5981 | 6027.8209 | 6305.778 | 6596.7571 | 6891.1521 | 7188.889
Region | Technology | 2021-22 | 2022-23 | 2023-24 | 2024-25 | 2025-26 | 2026-27 | 2027-28 | 2028-29 | 2029-30 | 2030-31 | 2031-32 | 2032-33 | 2033-34 | 2034-35 | 2035-36 | 2036-37 | 2037-38 | 2038-39 | 2039-40 | 2040-41 | 2041-42 | 2042-43 | 2043-44 | 2044-45 | 2045-46 | 2046-47 | 2047-48 | 2048-49 | 2049-50
NSW1 | Grid Battery pump | 0 | 0 | 0 | 0 | 0 | 0 | 0 | 0 | 0.0013047 | 0.0013048 | 0.0013048 | 0.0014106 | 0.0014108 | 0.0014108 | 0.0014112 | 0.0014113 | 198.9547 | 198.9547 | 539.1278 | 539.1278 | 1073.9989 | 1073.9989 | 1073.9989 | 1073.9989 | 1073.9989 | 1073.9989 | 1073.9989 | 1073.9991 | 1073.9978
NSW1 | Pumped Hydro Pump | 840 | 840 | 840 | 840 | 2880 | 2880 | 2880 | 2880 | 4879.9987 | 4879.9987 | 4879.9987 | 4879.9987 | 4879.9987 | 4879.9987 | 4879.9987 | 4879.9987 | 4879.9988 | 4879.9988 | 4879.9989 | 4879.9989 | 4879.9989 | 4879.9989 | 4879.9989 | 4879.9989 | 4879.9989 | 4879.9989 | 4879.9989 | 4879.9989 | 4879.9989
NSW1 | VPP pump | 25.016 | 39.704 | 61.198 | 92.082 | 134.956 | 191.79 | 261.384 | 342.741 | 447.929 | 547.618 | 676.48 | 801.421 | 918.483 | 1016.733 | 1105.926 | 1189.857 | 1273.44 | 1359.675 | 1451.886 | 1556.0349 | 1661.178 | 1769.148 | 1880.165 | 1968.649 | 2059.991 | 2153.575 | 2251.006 | 2349.97 | 2450.606
Region | Technology | 2021-22 | 2022-23 | 2023-24 | 2024-25 | 2025-26 | 2026-27 | 2027-28 | 2028-29 | 2029-30 | 2030-31 | 2031-32 | 2032-33 | 2033-34 | 2034-35 | 2035-36 | 2036-37 | 2037-38 | 2038-39 | 2039-40 | 2040-41 | 2041-42 | 2042-43 | 2043-44 | 2044-45 | 2045-46 | 2046-47 | 2047-48 | 2048-49 | 2049-50
QLD1 | Grid Battery pump | 0 | 20 | 20 | 20 | 20 | 20 | 20 | 20 | 20 | 20 | 20 | 20.0002 | 110.1799 | 110.1799 | 110.1799 | 110.1799 | 1596.69 | 1596.69 | 1596.69 | 1576.69 | 1576.69 | 1576.69 | 1576.69 | 1576.69 | 1576.69 | 2915.058 | 2915.058 | 2915.0579 | 2915.0579
QLD1 | Pumped Hydro Pump | 490 | 490 | 490 | 490 | 490 | 490 | 490 | 490 | 490 | 490 | 490 | 490 | 490.0001 | 490.0001 | 490.0001 | 490.0001 | 913.974 | 913.974 | 913.974 | 913.974 | 919.2945 | 2099.3497 | 2099.3497 | 2099.3497 | 2099.3497 | 2312.913 | 2312.913 | 2312.913 | 3590
QLD1 | VPP pump | 11.842 | 19.005 | 29.354 | 44.463 | 65.595 | 93.907 | 128.112 | 170.331 | 224.366 | 284.64 | 369.218 | 447.067 | 529.742 | 601.988 | 668.155 | 728.965 | 789.088 | 851.264 | 916.154 | 989.029 | 1064.05 | 1141.22 | 1220.459 | 1281.193 | 1344.01 | 1408.583 | 1475.9081 | 1544.303 | 1614.3
Region | Technology | 2021-22 | 2022-23 | 2023-24 | 2024-25 | 2025-26 | 2026-27 | 2027-28 | 2028-29 | 2029-30 | 2030-31 | 2031-32 | 2032-33 | 2033-34 | 2034-35 | 2035-36 | 2036-37 | 2037-38 | 2038-39 | 2039-40 | 2040-41 | 2041-42 | 2042-43 | 2043-44 | 2044-45 | 2045-46 | 2046-47 | 2047-48 | 2048-49 | 2049-50
VIC1 | Grid Battery pump | 55.33 | 375.33 | 375.33 | 375.33 | 375.33 | 375.33 | 375.33 | 375.33 | 375.33 | 375.33 | 375.33 | 375.3301 | 320.0001 | 320.0001 | 320.0001 | 320.0001 | 320.0005 | 320.0005 | 488.8264 | 488.8264 | 869.607 | 569.607 | 569.607 | 569.607 | 569.607 | 569.607 | 569.607 | 569.607 | 569.607
VIC1 | Pumped Hydro Pump | 0 | 0 | 0 | 0 | 0 | 0 | 0 | 0 | 0 | 0 | 0 | 0 | 0 | 0 | 0 | 0 | 51.2858 | 51.2858 | 134.3603 | 134.3603 | 532.7255 | 532.7255 | 532.7255 | 558.7177 | 558.7177 | 558.7177 | 558.7177 | 1055.3718 | 1055.3718
VIC1 | VPP pump | 13.892 | 22.65 | 34.592 | 52.632 | 78.731 | 115.963 | 167.268 | 235.191 | 322.486 | 409.786 | 530.108 | 643.839 | 758.354 | 865.122 | 966.228 | 1055.392 | 1140.014 | 1225.155 | 1313.72 | 1416.74 | 1521.0869 | 1627.899 | 1737.254 | 1823.498 | 1912.764 | 2004.2939 | 2101.071 | 2199.016 | 2296.78
Region | Technology | 2021-22 | 2022-23 | 2023-24 | 2024-25 | 2025-26 | 2026-27 | 2027-28 | 2028-29 | 2029-30 | 2030-31 | 2031-32 | 2032-33 | 2033-34 | 2034-35 | 2035-36 | 2036-37 | 2037-38 | 2038-39 | 2039-40 | 2040-41 | 2041-42 | 2042-43 | 2043-44 | 2044-45 | 2045-46 | 2046-47 | 2047-48 | 2048-49 | 2049-50
SA1 | Grid Battery pump | 205 | 205 | 205 | 205 | 205 | 205 | 205 | 205 | 205 | 175 | 175 | 175.0002 | 175.0002 | 150.0002 | 150.0003 | 150.0003 | 520.8639 | 520.8639 | 701.9207 | 701.9207 | 969.931 | 969.931 | 969.931 | 969.931 | 969.931 | 969.931 | 969.931 | 969.931 | 969.931
SA1 | Pumped Hydro Pump | 0 | 0 | 0 | 0 | 0 | 0 | 0 | 0 | 0 | 0 | 0 | 0 | 0 | 0 | 0 | 0 | 0 | 0 | 0 | 0 | 0 | 0 | 0 | 0 | 0 | 0 | 0 | 0 | 0
SA1 | VPP pump | 12.522 | 21.239 | 28.025 | 36.145 | 48.789 | 68.467 | 91.85 | 115.945 | 145.233 | 173.41 | 214.67 | 250.17 | 284.161 | 312.41 | 337.171 | 358.637 | 379.964 | 401.782 | 424.491 | 451.548 | 478.704 | 506.287 | 534.135 | 556.103 | 578.673 | 601.612 | 625.538 | 649.096 | 672.855
Region | Technology | 2021-22 | 2022-23 | 2023-24 | 2024-25 | 2025-26 | 2026-27 | 2027-28 | 2028-29 | 2029-30 | 2030-31 | 2031-32 | 2032-33 | 2033-34 | 2034-35 | 2035-36 | 2036-37 | 2037-38 | 2038-39 | 2039-40 | 2040-41 | 2041-42 | 2042-43 | 2043-44 | 2044-45 | 2045-46 | 2046-47 | 2047-48 | 2048-49 | 2049-50
TAS1 | Grid Battery pump | 0 | 0 | 0 | 0 | 0 | 0 | 0 | 0 | 0 | 0 | 0 | 0 | 0 | 0 | 0 | 0 | 0 | 0 | 0 | 0 | 0 | 0 | 0 | 0 | 0 | 0 | 0 | 0.00011327 | 0.00011005
TAS1 | Pumped Hydro Pump | 0 | 0 | 0 | 0 | 0 | 0 | 0 | 0 | 0 | 0 | 0 | 0 | 0 | 0 | 0 | 0 | 0 | 0 | 0 | 0 | 0 | 0 | 0 | 0 | 0 | 0 | 0 | 0 | 0
TAS1 | VPP pump | 1.748 | 2.626 | 3.972 | 5.879 | 8.542 | 12.288 | 17.466 | 23.187 | 29.703 | 36.035 | 45.02 | 53.326 | 61.287 | 68.28 | 74.383 | 79.703 | 84.964 | 90.341 | 95.968 | 102.343 | 108.789 | 115.358 | 122.052 | 127.155 | 132.383 | 137.714 | 143.234 | 148.767 | 154.348
Non-controllable capacity
Region | Technology | 2021-22 | 2022-23 | 2023-24 | 2024-25 | 2025-26 | 2026-27 | 2027-28 | 2028-29 | 2029-30 | 2030-31 | 2031-32 | 2032-33 | 2033-34 | 2034-35 | 2035-36 | 2036-37 | 2037-38 | 2038-39 | 2039-40 | 2040-41 | 2041-42 | 2042-43 | 2043-44 | 2044-45 | 2045-46 | 2046-47 | 2047-48 | 2048-49 | 2049-50
NEM | Distributed PV | 13168.2685 | 14833.3351 | 16194.5363 | 17725.7043 | 19476.9887 | 20739.4134 | 22051.542 | 23091.3099 | 23825.4589 | 24558.0529 | 25305.0848 | 26108.6764 | 26940.6598 | 28059.3326 | 29217.0461 | 30336.1094 | 31548.1664 | 32469.8345 | 33394.4538 | 34299.3109 | 35494.9651 | 36648.0101 | 37789.8225 | 38923.9602 | 39993.015 | 41052.918 | 42079.4808 | 43224.3971 | 44252.3102
NEM | Behind the meter battery | 552.3 | 696.3 | 837.1 | 1017.4 | 1247.7 | 1524.8 | 1809.6 | 2083 | 2386.2 | 2779.6 | 3319.3 | 3737.8 | 4103.2 | 4374.6 | 4594 | 4752.3 | 4883 | 5001.8 | 5119.3 | 5269.6 | 5401.9 | 5522.1 | 5629.3 | 5637.8 | 5642.5 | 5641.5 | 5640.6 | 5630 | 5611.8
NEM | Behind the meter battery pump | 552.3 | 696.3 | 837.1 | 1017.4 | 1247.7 | 1524.8 | 1809.6 | 2083 | 2386.2 | 2779.6 | 3319.3 | 3737.8 | 4103.2 | 4374.6 | 4594 | 4752.3 | 4883 | 5001.8 | 5119.3 | 5269.6 | 5401.9 | 5522.1 | 5629.3 | 5637.8 | 5642.5 | 5641.5 | 5640.6 | 5630 | 5611.8
Region | Technology | 2021-22 | 2022-23 | 2023-24 | 2024-25 | 2025-26 | 2026-27 | 2027-28 | 2028-29 | 2029-30 | 2030-31 | 2031-32 | 2032-33 | 2033-34 | 2034-35 | 2035-36 | 2036-37 | 2037-38 | 2038-39 | 2039-40 | 2040-41 | 2041-42 | 2042-43 | 2043-44 | 2044-45 | 2045-46 | 2046-47 | 2047-48 | 2048-49 | 2049-50
NSW1 | Distributed PV | 3822.1679 | 4376.4873 | 4755.8963 | 5245.6482 | 5860.7807 | 6159.7842 | 6473.9861 | 6746.4296 | 7002.2143 | 7259.8585 | 7517.4127 | 7779.0143 | 8025.8879 | 8389.9804 | 8777.5318 | 9173.8768 | 9629.5684 | 9976.5416 | 10312.0649 | 10636.6873 | 11073.765 | 11488.913 | 11901.6602 | 12312.7899 | 12691.9042 | 13071.9442 | 13434.5056 | 13847.8848 | 14206.1787
NSW1 | Behind the meter battery | 211.1 | 260.6 | 324.2 | 403.7 | 498.5 | 603.5 | 705.5 | 796.2 | 901.1 | 1030.8 | 1198.8 | 1339.5 | 1453.1 | 1533 | 1596.4 | 1643.5 | 1682.6 | 1718.4 | 1756 | 1802.8 | 1843.1 | 1879.9 | 1912.8 | 1915 | 1915.8 | 1914.6 | 1913.2 | 1908.7 | 1902
NSW1 | Behind the meter battery pump | 211.1 | 260.6 | 324.2 | 403.7 | 498.5 | 603.5 | 705.5 | 796.2 | 901.1 | 1030.8 | 1198.8 | 1339.5 | 1453.1 | 1533 | 1596.4 | 1643.5 | 1682.6 | 1718.4 | 1756 | 1802.8 | 1843.1 | 1879.9 | 1912.8 | 1915 | 1915.8 | 1914.6 | 1913.2 | 1908.7 | 1902
Region | Technology | 2021-22 | 2022-23 | 2023-24 | 2024-25 | 2025-26 | 2026-27 | 2027-28 | 2028-29 | 2029-30 | 2030-31 | 2031-32 | 2032-33 | 2033-34 | 2034-35 | 2035-36 | 2036-37 | 2037-38 | 2038-39 | 2039-40 | 2040-41 | 2041-42 | 2042-43 | 2043-44 | 2044-45 | 2045-46 | 2046-47 | 2047-48 | 2048-49 | 2049-50
QLD1 | Distributed PV | 3958.9909 | 4317.8104 | 4573.7068 | 4863.4875 | 5201.9167 | 5437.4402 | 5687.2164 | 5903.9507 | 6119.5956 | 6335.1202 | 6551.9652 | 6777.439 | 7009.9452 | 7342.1573 | 7660.2216 | 7948.7646 | 8232.131 | 8442.2579 | 8657.4797 | 8882.824 | 9174.6318 | 9461.2992 | 9738.3737 | 10013.3796 | 10276.6324 | 10539.1699 | 10792.2528 | 11068.0712 | 11325.2386
QLD1 | Behind the meter battery | 100 | 124.2 | 154 | 192.4 | 239.2 | 291.9 | 341.6 | 391.7 | 447.9 | 535.6 | 658.8 | 750.2 | 840.6 | 910.1 | 967 | 1010.4 | 1047.8 | 1082.5 | 1115.7 | 1154.5 | 1190.3 | 1223.4 | 1253.3 | 1257.8 | 1261.5 | 1263.9 | 1266.1 | 1266.2 | 1264.8
QLD1 | Behind the meter battery pump | 100 | 124.2 | 154 | 192.4 | 239.2 | 291.9 | 341.6 | 391.7 | 447.9 | 535.6 | 658.8 | 750.2 | 840.6 | 910.1 | 967 | 1010.4 | 1047.8 | 1082.5 | 1115.7 | 1154.5 | 1190.3 | 1223.4 | 1253.3 | 1257.8 | 1261.5 | 1263.9 | 1266.1 | 1266.2 | 1264.8
Region | Technology | 2021-22 | 2022-23 | 2023-24 | 2024-25 | 2025-26 | 2026-27 | 2027-28 | 2028-29 | 2029-30 | 2030-31 | 2031-32 | 2032-33 | 2033-34 | 2034-35 | 2035-36 | 2036-37 | 2037-38 | 2038-39 | 2039-40 | 2040-41 | 2041-42 | 2042-43 | 2043-44 | 2044-45 | 2045-46 | 2046-47 | 2047-48 | 2048-49 | 2049-50
VIC1 | Distributed PV | 3399.6603 | 4001.0249 | 4608.7834 | 5220.3077 | 5857.4215 | 6468.9188 | 7099.9296 | 7540.0233 | 7738.4832 | 7930.7979 | 8136.0898 | 8370.0507 | 8619.2453 | 8920.9479 | 9255.9198 | 9575.5051 | 9946.5807 | 10240.5865 | 10540.4316 | 10810.5016 | 11169.4275 | 11511.4204 | 11860.8973 | 12201.02 | 12536.672 | 12864.6533 | 13192.2023 | 13545.0914 | 13875.2609
VIC1 | Behind the meter battery | 118.4 | 150.6 | 185.3 | 233.1 | 293.5 | 368.7 | 458.7 | 561.5 | 673.5 | 806.6 | 987.9 | 1130 | 1253.6 | 1350 | 1430.8 | 1487.6 | 1533.3 | 1573.9 | 1613.3 | 1665.5 | 1711.6 | 1753.3 | 1790.6 | 1795.4 | 1799.1 | 1800.8 | 1803 | 1802.1 | 1797.9
VIC1 | Behind the meter battery pump | 118.4 | 150.6 | 185.3 | 233.1 | 293.5 | 368.7 | 458.7 | 561.5 | 673.5 | 806.6 | 987.9 | 1130 | 1253.6 | 1350 | 1430.8 | 1487.6 | 1533.3 | 1573.9 | 1613.3 | 1665.5 | 1711.6 | 1753.3 | 1790.6 | 1795.4 | 1799.1 | 1800.8 | 1803 | 1802.1 | 1797.9
Region | Technology | 2021-22 | 2022-23 | 2023-24 | 2024-25 | 2025-26 | 2026-27 | 2027-28 | 2028-29 | 2029-30 | 2030-31 | 2031-32 | 2032-33 | 2033-34 | 2034-35 | 2035-36 | 2036-37 | 2037-38 | 2038-39 | 2039-40 | 2040-41 | 2041-42 | 2042-43 | 2043-44 | 2044-45 | 2045-46 | 2046-47 | 2047-48 | 2048-49 | 2049-50
SA1 | Distributed PV | 1783.2522 | 1904.9158 | 2001.4116 | 2115.5841 | 2235.5331 | 2330.6985 | 2429.9711 | 2525.5356 | 2576.9187 | 2628.9083 | 2682.0505 | 2744.4936 | 2829.0292 | 2925.9724 | 3018.7078 | 3107.7264 | 3178.011 | 3226.1053 | 3277.0188 | 3337.9873 | 3420.5074 | 3504.3384 | 3582.8304 | 3664.9786 | 3732.9153 | 3799.7863 | 3862.8234 | 3941.098 | 4004.3895
SA1 | Behind the meter battery | 108 | 143.6 | 152.5 | 162.3 | 184.7 | 221.6 | 255.8 | 278.4 | 302.3 | 337 | 392.1 | 427.5 | 457.7 | 477.7 | 491.8 | 500 | 506.3 | 511.9 | 517.2 | 527 | 534.9 | 541.6 | 547 | 544.4 | 541.4 | 538.1 | 534.8 | 530.4 | 525.4
SA1 | Behind the meter battery pump | 108 | 143.6 | 152.5 | 162.3 | 184.7 | 221.6 | 255.8 | 278.4 | 302.3 | 337 | 392.1 | 427.5 | 457.7 | 477.7 | 491.8 | 500 | 506.3 | 511.9 | 517.2 | 527 | 534.9 | 541.6 | 547 | 544.4 | 541.4 | 538.1 | 534.8 | 530.4 | 525.4
Region | Technology | 2021-22 | 2022-23 | 2023-24 | 2024-25 | 2025-26 | 2026-27 | 2027-28 | 2028-29 | 2029-30 | 2030-31 | 2031-32 | 2032-33 | 2033-34 | 2034-35 | 2035-36 | 2036-37 | 2037-38 | 2038-39 | 2039-40 | 2040-41 | 2041-42 | 2042-43 | 2043-44 | 2044-45 | 2045-46 | 2046-47 | 2047-48 | 2048-49 | 2049-50
TAS1 | Distributed PV | 204.1971 | 233.0968 | 254.7382 | 280.6767 | 321.3367 | 342.5718 | 360.4389 | 375.3707 | 388.2471 | 403.368 | 417.5666 | 437.6788 | 456.5522 | 480.2745 | 504.6651 | 530.2364 | 561.8753 | 584.3432 | 607.4587 | 631.3108 | 656.6334 | 682.0392 | 706.0609 | 731.792 | 754.891 | 777.3642 | 797.6967 | 822.2518 | 841.2426
TAS1 | Behind the meter battery | 14.8 | 17.3 | 21.1 | 25.9 | 31.8 | 39.1 | 48 | 55.2 | 61.4 | 69.6 | 81.7 | 90.6 | 98.2 | 103.8 | 108 | 110.8 | 113 | 115.1 | 117.1 | 119.8 | 122 | 123.9 | 125.6 | 125.2 | 124.7 | 124.1 | 123.5 | 122.6 | 121.7
TAS1 | Behind the meter battery pump | 14.8 | 17.3 | 21.1 | 25.9 | 31.8 | 39.1 | 48 | 55.2 | 61.4 | 69.6 | 81.7 | 90.6 | 98.2 | 103.8 | 108 | 110.8 | 113 | 115.1 | 117.1 | 119.8 | 122 | 123.9 | 125.6 | 125.2 | 124.7 | 124.1 | 123.5 | 122.6 | 121.7

## BaseCase_VOM Cost
VOM cost by technology ($000s) - Base Case, Fast Change Scenario
VOM | Real June 2020 dollars discounted to 1 July 2020
Explicitly modelled generation
Region | Technology | 2021-22 | 2022-23 | 2023-24 | 2024-25 | 2025-26 | 2026-27 | 2027-28 | 2028-29 | 2029-30 | 2030-31 | 2031-32 | 2032-33 | 2033-34 | 2034-35 | 2035-36 | 2036-37 | 2037-38 | 2038-39 | 2039-40 | 2040-41 | 2041-42 | 2042-43 | 2043-44 | 2044-45 | 2045-46 | 2046-47 | 2047-48 | 2048-49 | 2049-50
NEM | Black Coal | 346462.6631 | 288376.0602 | 274733.8503 | 273806.8679 | 241003.4056 | 209972.0831 | 185937.5106 | 184928.8639 | 141439.7781 | 129564.8442 | 120375.534 | 100955.2953 | 106105.5644 | 95247.8621 | 77129.4983 | 71597.3674 | 59444.9971 | 56659.4656 | 50180.951 | 45972.6713 | 40829.5162 | 26626.449 | 21167.9552 | 16980.6255 | 13391.8895 | 10683.9495 | 9645.3405 | 8956.2254 | 7726.8092
NEM | Brown Coal | 117898.9875 | 106307.3535 | 103081.2585 | 71690.0067 | 69674.1713 | 66338.3312 | 61224.4457 | 58443.643 | 54556.4157 | 54991.1097 | 51458.4296 | 48417.458 | 47742.164 | 43751.117 | 43551.5885 | 39178.7235 | 34691.142 | 33402.447 | 27093.5836 | 26826.0945 | 28565.4985 | 27430.2825 | 25130.7423 | 22703.0127 | 21693.2559 | 22133.9059 | 13798.9689 | 0 | 0
NEM | CCGT | 15628.8725 | 14893.2059 | 12038.2743 | 12247.6411 | 10738.5361 | 10200.5705 | 10006.1165 | 11725.4736 | 8783.3644 | 8748.027 | 9666.2044 | 20556.1432 | 21782.5005 | 20484.6299 | 14714.7886 | 13399.3864 | 16583.9032 | 15905.175 | 12171.3929 | 11620.0312 | 11497.2758 | 12603.2392 | 7523.7112 | 7054.5229 | 3157.6702 | 2065.5174 | 1976.7761 | 1878.5601 | 1790.1839
NEM | Gas - Steam | 1710.8119 | 1663.0346 | 1781.2856 | 643.361 | 581.6762 | 572.3563 | 533.5675 | 542.9521 | 470.3686 | 457.6482 | 428.1922 | 635.8631 | 574.7715 | 898.7692 | 343.5008 | 348.8026 | 691.3009 | 750.6759 | 489.9784 | 475.8089 | 468.7266 | 547.716 | 446.3464 | 423.3848 | 493.274 | 0 | 0 | 0 | 0
NEM | OCGT / Diesel | 549.7301 | 243.1281 | 1129.4305 | 892.5491 | 303.0842 | 645.711 | 444.1057 | 1083.8542 | 115.971 | 215.4323 | 244.3452 | 3282.4754 | 2290.7344 | 2852.0758 | 2176.6329 | 2393.8745 | 8305.6312 | 8709.1194 | 13564.7123 | 14348.2447 | 10055.322 | 12866.5504 | 18434.2417 | 7050.4706 | 6905.9376 | 7936.918 | 8944.4881 | 12924.0925 | 11683.3034
NEM | Hydro | 91076.3896 | 88421.08 | 83827.6639 | 97914.6462 | 97367.696 | 84709.248 | 81085.9587 | 88382.1027 | 72671.5103 | 63543.4479 | 58160.8636 | 55777.6494 | 55822.8497 | 51214.2608 | 46911.8643 | 41968.0446 | 45352.8472 | 38047.8703 | 34137.9392 | 30142.5335 | 28828.7937 | 29250.1179 | 28218.6217 | 25744.1316 | 24380.1155 | 27342.2619 | 22494.231 | 20598.9643 | 18182.5802
NEM | Wind | 67500.477 | 80285.5307 | 68790.1713 | 67350.7195 | 66809.8553 | 66598.5945 | 64243.6263 | 55309.5345 | 50339.2416 | 47815.8319 | 49898.8105 | 42474.3906 | 40401.5803 | 38863.4877 | 37257.2959 | 35033.8458 | 27749.5996 | 24771.6172 | 21564.6575 | 20173.3134 | 17592.221 | 16079.928 | 12501.1968 | 10989.7954 | 7556.8321 | 5668.7269 | 5054.1415 | 4402.8251 | 2646.6249
NEM | Solar PV | 13.5121 | 15.8212 | 15.3449 | 14.0475 | 15.756 | 34.5889 | 39.1531 | 40.0963 | 84.5618 | 85.264 | 83.5594 | 78.9863 | 73.2581 | 67.5844 | 69.1763 | 65.698 | 79.9378 | 85.3362 | 94.1354 | 106.4729 | 110.9721 | 142.3872 | 134.4734 | 133.0934 | 126.0618 | 128.6522 | 126.3058 | 132.2008 | 135.6226
NEM | Grid Battery | 0.1972 | 0.25326 | 0.2594 | 0.28062 | 0.26487 | 0.24799 | 0.22831 | 0.20323 | 0.17908 | 0.1697 | 0.15719 | 0.1562 | 0.28079 | 0.2585 | 0.25185 | 0.24038 | 2.6439 | 2.5226 | 3.1816 | 3.021 | 4.0978 | 3.8488 | 3.6738 | 3.5758 | 3.3972 | 4.0251 | 3.8882 | 3.714 | 3.3962
NEM | Pumped Hydro | 425.4001 | 1191.4958 | 1620.3922 | 4351.2507 | 3775.9543 | 3327.7745 | 3551.2502 | 4489.9114 | 3348.6986 | 3455.3163 | 3173.6526 | 4083.5872 | 3529.294 | 3037.5858 | 3337.7399 | 3057.884 | 2056.945 | 1993.3851 | 2036.67 | 2039.3754 | 2252.3318 | 2011.7337 | 1434.3748 | 1637.7667 | 1494.5296 | 1182.9631 | 1034.2544 | 927.9948 | 463.6129
NEM | VPP | 0.39961 | 0.69074 | 0.91692 | 1.5292 | 2.1823 | 2.8377 | 3.5611 | 4.2741 | 4.8406 | 5.647 | 6.592 | 7.7692 | 8.2311 | 8.346 | 8.9265 | 9.1462 | 8.2597 | 8.1764 | 8.3021 | 8.3999 | 8.6778 | 8.722 | 8.5326 | 8.8899 | 8.4131 | 7.7493 | 7.6176 | 7.5412 | 5.7315
Total excluding storage |  | 640841.4438 | 580205.2142 | 545397.2792 | 524559.839 | 486494.1807 | 439071.4835 | 403514.484 | 400456.5203 | 328461.2114 | 305421.6051 | 290315.9388 | 272178.2613 | 274793.423 | 253379.7869 | 222154.3457 | 203985.7428 | 192899.359 | 178331.7067 | 159297.3504 | 149665.1705 | 137948.3259 | 125546.6701 | 113557.2888 | 91079.0369 | 77705.0366 | 75959.9318 | 62040.2519 | 48892.8682 | 42165.1242
Region | Technology | 2021-22 | 2022-23 | 2023-24 | 2024-25 | 2025-26 | 2026-27 | 2027-28 | 2028-29 | 2029-30 | 2030-31 | 2031-32 | 2032-33 | 2033-34 | 2034-35 | 2035-36 | 2036-37 | 2037-38 | 2038-39 | 2039-40 | 2040-41 | 2041-42 | 2042-43 | 2043-44 | 2044-45 | 2045-46 | 2046-47 | 2047-48 | 2048-49 | 2049-50
NSW1 | Black Coal | 180424.5835 | 143378.262 | 126848.6125 | 139182.4298 | 112099.2799 | 92911.9083 | 82797.001 | 87091.8256 | 52778.5807 | 48681.7587 | 44531.1003 | 25854.8495 | 30479.8372 | 26383.0049 | 11979.1925 | 14220.1045 | 15126.3785 | 13869.021 | 12280.781 | 9830.7005 | 8148.3728 | 0 | 0 | 0 | 0 | 0 | 0 | 0 | 0
NSW1 | Brown Coal | 0 | 0 | 0 | 0 | 0 | 0 | 0 | 0 | 0 | 0 | 0 | 0 | 0 | 0 | 0 | 0 | 0 | 0 | 0 | 0 | 0 | 0 | 0 | 0 | 0 | 0 | 0 | 0 | 0
NSW1 | CCGT | 230.3425 | 219.6558 | 643.3084 | 454.7032 | 366.9224 | 348.437 | 333.6067 | 368.603 | 300.6723 | 287.6862 | 273.7172 | 4352.2272 | 3997.8803 | 4481.7576 | 2402.0642 | 2363.5743 | 4799.6972 | 4920.1847 | 3994.1049 | 3590.0307 | 3477.803 | 4005.1595 | 100.1437 | 0.00018733 | 0.00018477 | 0.00018338 | 0.0001764 | 0.00024777 | 0.0002272
NSW1 | Gas - Steam | 0 | 0 | 0 | 0 | 0 | 0 | 0 | 0 | 0 | 0 | 0 | 0 | 0 | 0 | 0 | 0 | 0 | 0 | 0 | 0 | 0 | 0 | 0 | 0 | 0 | 0 | 0 | 0 | 0
NSW1 | OCGT / Diesel | 0.00011173 | 0.00011032 | 123.806 | 429.8074 | 80.2873 | 141.3747 | 56.794 | 55.9257 | 0.0001145 | 0.00011328 | 0.00011546 | 277.9271 | 188.4801 | 203.1093 | 511.9491 | 309.6497 | 1465.7911 | 2347.0113 | 4467.3801 | 6597.9519 | 3102.3208 | 4449.0395 | 8249.631 | 1692.7723 | 1812.009 | 2377.8102 | 4207.9837 | 5456.901 | 5446.6758
NSW1 | Hydro | 14056.7482 | 14196.248 | 12521.3093 | 17484.1772 | 16419.3302 | 14381.9158 | 13983.4005 | 19176.6687 | 13766.3614 | 11525.0318 | 11473.6861 | 12225.3303 | 12995.5819 | 12743.0376 | 12517.1774 | 11122.4714 | 13701.522 | 10479.3007 | 9246.7759 | 8744.3285 | 7584.04 | 8858.2924 | 9432.5451 | 8471.0333 | 8400.6168 | 9345.8591 | 7293.933 | 6593.1099 | 5691.5359
NSW1 | Wind | 15743.2869 | 17591.7209 | 15768.948 | 14915.8163 | 14857.1108 | 14994.7619 | 13886.6898 | 10992.8431 | 9172.4135 | 9549.5546 | 10804.1173 | 9728.2245 | 9366.4241 | 9136.3866 | 8846.6334 | 8221.5764 | 5695.4863 | 4167.2026 | 4228.0508 | 3876.4271 | 3407.0691 | 3208.5343 | 2277.6275 | 2327.2371 | 2100.3843 | 1159.9769 | 962.5219 | 901.1735 | 754.6911
NSW1 | Solar PV | 4.9791 | 5.7841 | 5.5559 | 5.1042 | 7.2693 | 26.1162 | 30.9357 | 33.2831 | 77.6176 | 78.4274 | 76.9711 | 72.571 | 67.4035 | 62.0227 | 63.6074 | 60.4796 | 60.9277 | 66.0279 | 69.1423 | 66.9401 | 63.503 | 80.4336 | 74.231 | 74.7454 | 71.014 | 68.1803 | 66.7761 | 73.3181 | 74.2722
NSW1 | Grid Battery | 7.1934e-08 | 1.0283e-07 | 9.8188e-08 | 1.2447e-07 | 1.418e-07 | 1.5177e-07 | 1.8358e-07 | 1.9838e-07 | 4.6309e-06 | 4.5513e-06 | 4.2284e-06 | 4.2535e-06 | 3.9456e-06 | 3.6964e-06 | 3.69e-06 | 3.5312e-06 | 0.2472 | 0.23197 | 0.59763 | 0.55637 | 1.0812 | 1.0164 | 0.97667 | 0.95313 | 0.90859 | 0.84959 | 0.79201 | 0.78191 | 0.73498
NSW1 | Pumped Hydro | 205.2276 | 554.6506 | 736.8082 | 1136.0522 | 601.9853 | 801.2375 | 1046.5622 | 1257.0829 | 870.4811 | 976.8931 | 938.8066 | 1267.8322 | 1102.891 | 853.377 | 1036.2969 | 956.889 | 754.9141 | 722.2283 | 779.3574 | 763.7282 | 726.6494 | 757.4918 | 517.9795 | 624.363 | 630.3897 | 486.3873 | 419.1449 | 405.6332 | 279.4469
NSW1 | VPP | 0.1448 | 0.26543 | 0.32743 | 0.59134 | 0.852 | 1.0906 | 1.3762 | 1.5903 | 1.7878 | 2.0545 | 2.3057 | 2.663 | 2.8518 | 2.8094 | 2.9984 | 3.0733 | 2.9279 | 2.8574 | 2.9466 | 2.8997 | 2.9981 | 3.0445 | 2.9933 | 3.1164 | 2.9992 | 2.8641 | 2.7256 | 2.8085 | 2.2607
Total excluding storage |  | 210459.9403 | 175391.6709 | 155911.54 | 172472.038 | 143830.2 | 122804.514 | 111088.4278 | 117719.1491 | 76095.6456 | 70122.4587 | 67159.5922 | 52511.1295 | 57095.6071 | 53009.3189 | 36320.624 | 36297.8559 | 40849.8028 | 35848.7482 | 34286.2351 | 32706.3787 | 25783.1088 | 20601.4592 | 20134.1783 | 12565.7883 | 12384.0242 | 12951.8267 | 12531.2149 | 13024.5028 | 11967.1751
Region | Technology | 2021-22 | 2022-23 | 2023-24 | 2024-25 | 2025-26 | 2026-27 | 2027-28 | 2028-29 | 2029-30 | 2030-31 | 2031-32 | 2032-33 | 2033-34 | 2034-35 | 2035-36 | 2036-37 | 2037-38 | 2038-39 | 2039-40 | 2040-41 | 2041-42 | 2042-43 | 2043-44 | 2044-45 | 2045-46 | 2046-47 | 2047-48 | 2048-49 | 2049-50
QLD1 | Black Coal | 166038.0796 | 144997.7982 | 147885.2378 | 134624.4381 | 128904.1257 | 117060.1748 | 103140.5096 | 97837.0383 | 88661.1973 | 80883.0854 | 75844.4336 | 75100.4457 | 75625.7272 | 68864.8572 | 65150.3058 | 57377.2629 | 44318.6186 | 42790.4446 | 37900.17 | 36141.9708 | 32681.1434 | 26626.449 | 21167.9552 | 16980.6255 | 13391.8895 | 10683.9495 | 9645.3405 | 8956.2254 | 7726.8092
QLD1 | Brown Coal | 0 | 0 | 0 | 0 | 0 | 0 | 0 | 0 | 0 | 0 | 0 | 0 | 0 | 0 | 0 | 0 | 0 | 0 | 0 | 0 | 0 | 0 | 0 | 0 | 0 | 0 | 0 | 0 | 0
QLD1 | CCGT | 7651.4756 | 7312.7782 | 7770.7946 | 9065.5045 | 7792.0143 | 7388.8012 | 7326.7851 | 9099.3826 | 6342.4269 | 6420.4681 | 7451.9116 | 12587.2789 | 13888.9412 | 11696.6596 | 10063.3094 | 8381.1467 | 11784.2058 | 10984.9901 | 8177.2877 | 8030.0003 | 8019.4725 | 8598.0794 | 7423.5672 | 7054.5224 | 3157.6697 | 2065.517 | 1976.7757 | 1878.5594 | 1790.1832
QLD1 | Gas - Steam | 257.0102 | 244.2392 | 462.4771 | 442.7441 | 419.0194 | 400.9495 | 380.4773 | 365.2808 | 345.9671 | 331.1227 | 315.0387 | 299.6017 | 308.1985 | 273.897 | 262.8078 | 268.689 | 537.1743 | 550.5432 | 489.9784 | 475.8089 | 468.7266 | 547.716 | 446.3464 | 423.3848 | 493.274 | 0 | 0 | 0 | 0
QLD1 | OCGT / Diesel | 0.00021793 | 0.00021566 | 2.7042 | 251.0411 | 111.9847 | 167.4987 | 204.3658 | 676.2126 | 101.731 | 184.4364 | 205.9602 | 1545.407 | 918.1448 | 466.0281 | 501.5308 | 1043.7058 | 3858.7571 | 3098.3873 | 4062.9277 | 3703.398 | 3756.4339 | 4783.3601 | 4754.5518 | 4160.1395 | 4104.315 | 4467.3 | 3633.1522 | 3882.9289 | 2267.4295
QLD1 | Hydro | 4712.6965 | 4493.6277 | 4295.3274 | 4070.564 | 3877.6651 | 3698.0578 | 3534.0264 | 3351.4723 | 3191.1216 | 2980.2088 | 2903.544 | 2752.0444 | 2620.6397 | 2497.1182 | 2383.1469 | 2261.5719 | 805.6941 | 772.2032 | 729.7245 | 697.4212 | 668.6223 | 0 | 0 | 0 | 0 | 0 | 0 | 0 | 0
QLD1 | Wind | 5395.6621 | 8636.8742 | 8140.0839 | 7228.422 | 8173.4743 | 7721.1711 | 7851.0693 | 7260.8621 | 6382.8128 | 6347.2886 | 5417.3042 | 5039.4427 | 4497.7806 | 5045.4612 | 4577.2086 | 4695.0761 | 4476.4619 | 4117.2759 | 4006.8696 | 3238.4739 | 3043.7606 | 2550.0596 | 2385.4664 | 1233.0256 | 1199.6244 | 1107.397 | 999.8482 | 925.497 | 531.3796
QLD1 | Solar PV | 5.1758 | 6.7105 | 6.523 | 5.9515 | 5.7564 | 5.7532 | 5.5568 | 4.4257 | 4.5781 | 4.5419 | 4.4036 | 4.2646 | 3.8937 | 3.7712 | 3.7787 | 3.4765 | 16.8193 | 17.195 | 17.0615 | 22.2777 | 26.3616 | 43.6707 | 40.7496 | 39.9891 | 37.1635 | 43.4448 | 43.4992 | 42.738 | 43.5225
QLD1 | Grid Battery | 5.0437e-08 | 0.019364 | 0.02182 | 0.025828 | 0.026172 | 0.024426 | 0.022746 | 0.021229 | 0.019357 | 0.018853 | 0.017456 | 0.01699 | 0.16888 | 0.16727 | 0.1587 | 0.15137 | 1.8698 | 1.7923 | 1.7182 | 1.6573 | 1.615 | 1.5264 | 1.4607 | 1.3996 | 1.3242 | 2.1025 | 2.0859 | 1.9874 | 1.8189
QLD1 | Pumped Hydro | 220.1725 | 636.8452 | 883.5841 | 3215.1985 | 3173.969 | 2526.537 | 2504.688 | 3232.8285 | 2478.2175 | 2478.4232 | 2234.846 | 2815.755 | 2426.403 | 2184.2088 | 2301.443 | 2100.995 | 1301.9085 | 1271.0403 | 1257.0088 | 1275.3542 | 1524.5958 | 1253.2397 | 915.4684 | 1012.4082 | 863.1987 | 695.7174 | 614.2912 | 520.9455 | 182.8833
QLD1 | VPP | 0.062739 | 0.10357 | 0.15472 | 0.28861 | 0.44171 | 0.57233 | 0.72299 | 0.89091 | 1.0191 | 1.2262 | 1.436 | 1.711 | 1.7851 | 1.923 | 2.0191 | 2.0687 | 1.589 | 1.6672 | 1.7209 | 1.8071 | 1.9545 | 1.9853 | 1.9973 | 1.9974 | 1.7908 | 1.4492 | 1.5667 | 1.5266 | 0.91921
Total excluding storage |  | 184060.1 | 165692.0282 | 168563.148 | 155688.6653 | 149284.0398 | 136442.4064 | 122442.7903 | 118594.6745 | 105029.8348 | 97151.152 | 92142.5959 | 97328.485 | 97863.3257 | 88847.7925 | 82942.088 | 74030.9289 | 65797.731 | 62331.0393 | 55384.0194 | 52309.3508 | 48664.5209 | 43149.3347 | 36218.6367 | 29891.6869 | 22383.9361 | 18367.6083 | 16298.6158 | 15685.9488 | 12359.324
Region | Technology | 2021-22 | 2022-23 | 2023-24 | 2024-25 | 2025-26 | 2026-27 | 2027-28 | 2028-29 | 2029-30 | 2030-31 | 2031-32 | 2032-33 | 2033-34 | 2034-35 | 2035-36 | 2036-37 | 2037-38 | 2038-39 | 2039-40 | 2040-41 | 2041-42 | 2042-43 | 2043-44 | 2044-45 | 2045-46 | 2046-47 | 2047-48 | 2048-49 | 2049-50
VIC1 | Black Coal | 0 | 0 | 0 | 0 | 0 | 0 | 0 | 0 | 0 | 0 | 0 | 0 | 0 | 0 | 0 | 0 | 0 | 0 | 0 | 0 | 0 | 0 | 0 | 0 | 0 | 0 | 0 | 0 | 0
VIC1 | Brown Coal | 117898.9875 | 106307.3535 | 103081.2585 | 71690.0067 | 69674.1713 | 66338.3312 | 61224.4457 | 58443.643 | 54556.4157 | 54991.1097 | 51458.4296 | 48417.458 | 47742.164 | 43751.117 | 43551.5885 | 39178.7235 | 34691.142 | 33402.447 | 27093.5836 | 26826.0945 | 28565.4985 | 27430.2825 | 25130.7423 | 22703.0127 | 21693.2559 | 22133.9059 | 13798.9689 | 0 | 0
VIC1 | CCGT | 5.5157e-05 | 5.2023e-05 | 5.2124e-05 | 6.0524e-05 | 5.8374e-05 | 5.5143e-05 | 5.5876e-05 | 5.9288e-05 | 5.5857e-05 | 5.3263e-05 | 5.3499e-05 | 8.6049e-05 | 8.2727e-05 | 7.9354e-05 | 7.3839e-05 | 7.0971e-05 | 0.00010212 | 9.9449e-05 | 0.00011143 | 0.00010399 | 0.00010822 | 0.00010656 | 0.00010406 | 9.7327e-05 | 9.6011e-05 | 9.3603e-05 | 9.7508e-05 | 0.0002772 | 0.00025867
VIC1 | Gas - Steam | 16.8597 | 6.1723 | 19.0435 | 42.6364 | 13.9868 | 29.5721 | 18.923 | 47.8342 | 1.5642 | 9.3649 | 1.6942 | 64.4624 | 44.2206 | 61.8409 | 80.693 | 80.1136 | 154.1266 | 200.1327 | 0 | 0 | 0 | 0 | 0 | 0 | 0 | 0 | 0 | 0 | 0
VIC1 | OCGT / Diesel | 71.5053 | 0.0002121 | 78.7482 | 58.6352 | 21.7692 | 111.4302 | 75.4728 | 77.2322 | 0.00025054 | 0.00024011 | 0.00024385 | 258.0736 | 139.2033 | 134.5702 | 197.2544 | 100.8301 | 394.2293 | 240.3391 | 1725.5961 | 1077.7366 | 648.3762 | 329.0869 | 1690.92 | 597.6858 | 528.0222 | 435.8973 | 217.8215 | 2368.7145 | 2789.2157
VIC1 | Hydro | 18795.7851 | 17972.288 | 15619.8746 | 18428.014 | 17897.9131 | 16243.5234 | 15637.4938 | 18896.7704 | 14911.2127 | 12164.1644 | 11615.2915 | 10011.3613 | 11906.1478 | 11567.382 | 10514.4008 | 10042.1633 | 12174.3734 | 9655.5852 | 7875.0245 | 7512.1162 | 6510.1449 | 7665.1737 | 7514.5913 | 6790.0116 | 6501.2628 | 7858.1983 | 6230.5658 | 5067.3967 | 4854.7099
VIC1 | Wind | 27224.0354 | 33178.2774 | 27185.5009 | 26847.47 | 26339.4406 | 25912.1344 | 25421.9204 | 21954.246 | 21138.7535 | 19514.0345 | 20908.8968 | 17324.6082 | 16779.9549 | 15903.605 | 15708.5016 | 15137.0793 | 11916.266 | 11248.7534 | 9436.0696 | 9408.5396 | 7842.7422 | 7246.9753 | 5632.2466 | 5169.4102 | 2705.2409 | 2181.2796 | 1891.1968 | 1576.3688 | 526.6377
VIC1 | Solar PV | 2.475 | 2.3463 | 2.3241 | 2.1268 | 1.9257 | 1.9333 | 1.8872 | 1.6859 | 1.6682 | 1.623 | 1.5408 | 1.5266 | 1.3939 | 1.2627 | 1.274 | 1.2356 | 1.1051 | 1.0918 | 5.9456 | 13.4286 | 16.5863 | 13.9999 | 13.6003 | 12.9726 | 12.7191 | 12.6266 | 11.9493 | 12.5734 | 14.1942
VIC1 | Grid Battery | 0.10356 | 0.14521 | 0.14454 | 0.16115 | 0.15163 | 0.14401 | 0.133 | 0.11566 | 0.10185 | 0.096941 | 0.089944 | 0.090322 | 0.066709 | 0.058868 | 0.06072 | 0.058002 | 0.050397 | 0.046511 | 0.23272 | 0.22161 | 0.57908 | 0.52475 | 0.49468 | 0.50386 | 0.47018 | 0.44126 | 0.41687 | 0.38628 | 0.35311
VIC1 | Pumped Hydro | 0 | 0 | 9.2853e-08 | 1.1189e-07 | 1.0599e-07 | 1.0791e-07 | 1.016e-07 | 1.0616e-07 | 1.0008e-07 | 9.9077e-08 | 1.0063e-07 | 2.5497e-07 | 2.3216e-07 | 2.1643e-07 | 2.2151e-07 | 2.1008e-07 | 0.12237 | 0.11656 | 0.30367 | 0.29301 | 1.0866 | 1.0022 | 0.92681 | 0.99551 | 0.94118 | 0.85837 | 0.81828 | 1.4161 | 1.2827
VIC1 | VPP | 0.093353 | 0.15402 | 0.21964 | 0.38283 | 0.54757 | 0.73448 | 0.93716 | 1.1814 | 1.3913 | 1.6399 | 1.984 | 2.4019 | 2.5576 | 2.5601 | 2.7852 | 2.866 | 2.7489 | 2.6733 | 2.6536 | 2.7244 | 2.7433 | 2.7159 | 2.5899 | 2.8055 | 2.6753 | 2.5584 | 2.4827 | 2.4075 | 1.9338
Total excluding storage |  | 164009.6481 | 157466.4377 | 145986.7499 | 117068.889 | 113949.2066 | 108636.9248 | 102380.1429 | 99421.4118 | 90609.6145 | 86680.2967 | 83985.8532 | 76077.4902 | 76613.0847 | 71419.7779 | 70053.7123 | 64540.1455 | 59331.2425 | 54748.3494 | 46136.2196 | 44837.9157 | 43583.3482 | 42685.5184 | 39982.1005 | 35273.0929 | 31440.501 | 32621.9077 | 22150.5024 | 9025.0538 | 8184.7579
Region | Technology | 2021-22 | 2022-23 | 2023-24 | 2024-25 | 2025-26 | 2026-27 | 2027-28 | 2028-29 | 2029-30 | 2030-31 | 2031-32 | 2032-33 | 2033-34 | 2034-35 | 2035-36 | 2036-37 | 2037-38 | 2038-39 | 2039-40 | 2040-41 | 2041-42 | 2042-43 | 2043-44 | 2044-45 | 2045-46 | 2046-47 | 2047-48 | 2048-49 | 2049-50
SA1 | Black Coal | 0 | 0 | 0 | 0 | 0 | 0 | 0 | 0 | 0 | 0 | 0 | 0 | 0 | 0 | 0 | 0 | 0 | 0 | 0 | 0 | 0 | 0 | 0 | 0 | 0 | 0 | 0 | 0 | 0
SA1 | Brown Coal | 0 | 0 | 0 | 0 | 0 | 0 | 0 | 0 | 0 | 0 | 0 | 0 | 0 | 0 | 0 | 0 | 0 | 0 | 0 | 0 | 0 | 0 | 0 | 0 | 0 | 0 | 0 | 0 | 0
SA1 | CCGT | 7747.0544 | 7360.7718 | 3624.1713 | 2727.4333 | 2579.5993 | 2463.3323 | 2345.7246 | 2257.4879 | 2140.2651 | 2039.8727 | 1940.5756 | 3616.6371 | 3895.6789 | 4306.2126 | 2249.4149 | 2654.6653 | 0.00011847 | 0.00011423 | 0.00011638 | 0.00010821 | 0.00013946 | 0.0001376 | 0.00014169 | 0.00012647 | 0.00012486 | 0.00012183 | 0.00011761 | 0.00014302 | 0.00013281
SA1 | Gas - Steam | 1436.942 | 1412.6232 | 1299.765 | 157.9805 | 148.67 | 141.8346 | 134.1672 | 129.8371 | 122.8373 | 117.1605 | 111.4592 | 271.7991 | 222.3524 | 563.0313 | 0 | 0 | 0 | 0 | 0 | 0 | 0 | 0 | 0 | 0 | 0 | 0 | 0 | 0 | 0
SA1 | OCGT / Diesel | 478.2244 | 243.1275 | 924.172 | 153.0654 | 89.043 | 225.4073 | 107.473 | 274.4836 | 14.2396 | 30.9954 | 38.3846 | 1199.7071 | 1044.9061 | 2048.3681 | 965.8985 | 939.6888 | 2586.8537 | 3023.3815 | 3308.8083 | 2969.1581 | 2547.9686 | 3305.064 | 3739.139 | 599.873 | 461.5914 | 655.9104 | 885.5307 | 1214.7315 | 1179.9824
SA1 | Hydro | 0 | 0 | 0 | 0 | 0 | 0 | 0 | 0 | 0 | 0 | 0 | 0 | 0 | 0 | 0 | 0 | 0 | 0 | 0 | 0 | 0 | 0 | 0 | 0 | 0 | 0 | 0 | 0 | 0
SA1 | Wind | 15792.5491 | 17014.1309 | 14363.1668 | 15151.3453 | 14174.2414 | 14795.3681 | 13976.5357 | 12582.1258 | 11258.7234 | 10368.915 | 10445.758 | 8463.5112 | 7974.2698 | 7186.2666 | 6767.5208 | 5752.1198 | 4840.5497 | 4436.7266 | 3284.9207 | 3068.3409 | 2742.6922 | 2556.172 | 1744.8467 | 1885.1861 | 1173.6706 | 926.9385 | 893.215 | 740.8005 | 590.4412
SA1 | Solar PV | 0.88216 | 0.98022 | 0.94193 | 0.86505 | 0.80469 | 0.78615 | 0.77342 | 0.70164 | 0.69789 | 0.67175 | 0.64397 | 0.62414 | 0.56711 | 0.52772 | 0.51627 | 0.50631 | 1.0857 | 1.0215 | 1.9861 | 3.8265 | 4.5212 | 4.283 | 5.8925 | 5.3863 | 5.1653 | 4.4005 | 4.0812 | 3.5713 | 3.6336
SA1 | Grid Battery | 0.093641 | 0.088685 | 0.093037 | 0.093637 | 0.087064 | 0.079551 | 0.072566 | 0.066339 | 0.057862 | 0.053902 | 0.049784 | 0.048881 | 0.045199 | 0.032364 | 0.032422 | 0.031012 | 0.47651 | 0.45187 | 0.6331 | 0.58564 | 0.82256 | 0.78123 | 0.74176 | 0.71923 | 0.69425 | 0.63174 | 0.59341 | 0.55844 | 0.48918
SA1 | Pumped Hydro | 0 | 0 | 7.4787e-08 | 6.9287e-08 | 6.5407e-08 | 6.553e-08 | 6.3544e-08 | 6.5902e-08 | 6.3206e-08 | 6.356e-08 | 6.3308e-08 | 9.4605e-08 | 8.8408e-08 | 8.3334e-08 | 9.3121e-08 | 9.415e-08 | 1.2582e-07 | 1.2078e-07 | 1.1805e-07 | 1.1492e-07 | 1.5236e-07 | 1.4421e-07 | 1.3796e-07 | 1.5785e-07 | 1.4833e-07 | 1.3822e-07 | 1.3287e-07 | 1.287e-07 | 1.2371e-07
SA1 | VPP | 0.096405 | 0.16051 | 0.21052 | 0.2584 | 0.32741 | 0.41878 | 0.49785 | 0.57812 | 0.59955 | 0.67682 | 0.77445 | 0.88124 | 0.9164 | 0.90961 | 0.96497 | 0.95882 | 0.81805 | 0.80245 | 0.80666 | 0.77474 | 0.79144 | 0.77846 | 0.7648 | 0.78251 | 0.75569 | 0.69943 | 0.67271 | 0.63598 | 0.47004
Total excluding storage |  | 25455.6519 | 26031.6336 | 20212.217 | 18190.6895 | 16992.3583 | 17626.7284 | 16564.6739 | 15244.6359 | 13536.7633 | 12557.6154 | 12536.8213 | 13552.2786 | 13137.7743 | 14104.4063 | 9983.3505 | 9346.9802 | 7428.4892 | 7461.1297 | 6595.7153 | 6041.3256 | 5295.1821 | 5865.5192 | 5489.8783 | 2490.4456 | 1640.4274 | 1587.2496 | 1782.827 | 1959.1034 | 1774.0574
Region | Technology | 2021-22 | 2022-23 | 2023-24 | 2024-25 | 2025-26 | 2026-27 | 2027-28 | 2028-29 | 2029-30 | 2030-31 | 2031-32 | 2032-33 | 2033-34 | 2034-35 | 2035-36 | 2036-37 | 2037-38 | 2038-39 | 2039-40 | 2040-41 | 2041-42 | 2042-43 | 2043-44 | 2044-45 | 2045-46 | 2046-47 | 2047-48 | 2048-49 | 2049-50
TAS1 | Black Coal | 0 | 0 | 0 | 0 | 0 | 0 | 0 | 0 | 0 | 0 | 0 | 0 | 0 | 0 | 0 | 0 | 0 | 0 | 0 | 0 | 0 | 0 | 0 | 0 | 0 | 0 | 0 | 0 | 0
TAS1 | Brown Coal | 0 | 0 | 0 | 0 | 0 | 0 | 0 | 0 | 0 | 0 | 0 | 0 | 0 | 0 | 0 | 0 | 0 | 0 | 0 | 0 | 0 | 0 | 0 | 0 | 0 | 0 | 0 | 0 | 0
TAS1 | CCGT | 5.0014e-05 | 4.7167e-05 | 4.5941e-05 | 4.3854e-05 | 4.1461e-05 | 3.9945e-05 | 3.9463e-05 | 3.879e-05 | 3.8388e-05 | 3.6975e-05 | 3.4922e-05 | 3.4463e-05 | 3.3387e-05 | 3.2774e-05 | 3.2468e-05 | 3.206e-05 | 3.1967e-05 | 3.1749e-05 | 3.2903e-05 | 3.1628e-05 | 3.1712e-05 | 3.137e-05 | 3.1361e-05 | 3.1193e-05 | 3.0975e-05 | 3.0954e-05 | 3.0944e-05 | 3.1248e-05 | 3.0608e-05
TAS1 | Gas - Steam | 0 | 0 | 0 | 0 | 0 | 0 | 0 | 0 | 0 | 0 | 0 | 0 | 0 | 0 | 0 | 0 | 0 | 0 | 0 | 0 | 0 | 0 | 0 | 0 | 0 | 0 | 0 | 0 | 0
TAS1 | OCGT / Diesel | 6.189e-05 | 5.7213e-05 | 5.7296e-05 | 5.5394e-05 | 5.1566e-05 | 5.2178e-05 | 5.1444e-05 | 5.0906e-05 | 5.1073e-05 | 4.9847e-05 | 4.5374e-05 | 1.3606 | 4.4426e-05 | 4.3818e-05 | 4.3296e-05 | 4.2536e-05 | 4.2958e-05 | 4.1633e-05 | 4.2095e-05 | 2.7826e-05 | 0.22254 | 2.7369e-05 | 2.7153e-05 | 2.7584e-05 | 2.6497e-05 | 2.7049e-05 | 2.6889e-05 | 0.81657 | 2.6342e-05
TAS1 | Hydro | 53511.1598 | 51758.9163 | 51391.1525 | 57931.891 | 59172.7876 | 50385.7509 | 47931.038 | 46957.1913 | 40802.8146 | 36874.0429 | 32168.342 | 30788.9134 | 28300.4802 | 24406.723 | 21497.1392 | 18541.8379 | 18671.2577 | 17140.7812 | 16286.4142 | 13188.6675 | 14065.9864 | 12726.6518 | 11271.4853 | 10483.0867 | 9478.2359 | 10138.2045 | 8969.7322 | 8938.4577 | 7636.3344
TAS1 | Wind | 3344.9436 | 3864.5274 | 3332.4717 | 3207.666 | 3265.5882 | 3175.1589 | 3107.411 | 2519.4576 | 2386.5384 | 2036.0393 | 2322.7342 | 1918.604 | 1783.1509 | 1591.7682 | 1357.4316 | 1227.9943 | 820.8357 | 801.6588 | 608.7467 | 581.532 | 555.9569 | 518.1868 | 461.0096 | 374.9364 | 377.912 | 293.135 | 307.3595 | 258.9852 | 243.4753
TAS1 | Solar PV | 2.155e-08 | 3.443e-08 | 4.6263e-08 | 8.0192e-08 | 8.4837e-08 | 1.0716e-07 | 1.2256e-07 | 1.3602e-07 | 1.7921e-07 | 2.0463e-07 | 1.6156e-07 | 1.5468e-07 | 1.4973e-07 | 1.2399e-07 | 1.2605e-07 | 1.1481e-07 | 1.2011e-07 | 1.4828e-07 | 2.4141e-07 | 5.1432e-07 | 4.9183e-07 | 4.6942e-07 | 3.9535e-07 | 4.0226e-07 | 3.6612e-07 | 3.5306e-07 | 3.5434e-07 | 3.3072e-07 | 3.0612e-07
TAS1 | Grid Battery | 4.9882e-08 | 6.7214e-08 | 6.332e-08 | 7.2885e-08 | 1.0136e-07 | 9.7872e-08 | 1.1071e-07 | 1.2397e-07 | 1.3494e-07 | 1.3546e-07 | 1.6293e-07 | 1.7898e-07 | 1.7207e-07 | 1.6708e-07 | 1.7472e-07 | 1.7086e-07 | 1.8374e-07 | 1.8398e-07 | 2.3186e-07 | 2.2355e-07 | 2.079e-07 | 1.9849e-07 | 2.0547e-07 | 2.1114e-07 | 2.0819e-07 | 2.0938e-07 | 2.1195e-07 | 2.4061e-07 | 2.2538e-07
TAS1 | Pumped Hydro | 0 | 0 | 1.7955e-07 | 1.8049e-07 | 2.0128e-07 | 2.0064e-07 | 2.0162e-07 | 2.0411e-07 | 2.0418e-07 | 2.0687e-07 | 2.3638e-07 | 2.5802e-07 | 2.482e-07 | 2.4316e-07 | 2.4532e-07 | 2.4843e-07 | 2.5162e-07 | 2.5099e-07 | 2.9152e-07 | 2.8096e-07 | 2.7009e-07 | 2.612e-07 | 2.6538e-07 | 2.6769e-07 | 2.6406e-07 | 2.6249e-07 | 2.6388e-07 | 2.8284e-07 | 2.7317e-07
TAS1 | VPP | 0.0023107 | 0.0072119 | 0.0046007 | 0.0080502 | 0.013613 | 0.021592 | 0.026885 | 0.033319 | 0.042812 | 0.049619 | 0.091837 | 0.11211 | 0.12029 | 0.14391 | 0.15881 | 0.17944 | 0.17584 | 0.17601 | 0.17432 | 0.19393 | 0.19044 | 0.19788 | 0.18736 | 0.18811 | 0.19218 | 0.17822 | 0.16985 | 0.16258 | 0.14777
Total excluding storage |  | 56856.1035 | 55623.4439 | 54723.6244 | 61139.5572 | 62438.3759 | 53560.9099 | 51038.4491 | 49476.649 | 43189.3531 | 38910.0823 | 34491.0762 | 32708.878 | 30083.6312 | 25998.4913 | 22854.5709 | 19769.8323 | 19492.0935 | 17942.4401 | 16895.1611 | 13770.1996 | 14622.1659 | 13244.8386 | 11732.4949 | 10858.0232 | 9856.1479 | 10431.3395 | 9277.0918 | 9198.2595 | 7879.8098
Explicitly modelled pumping
Region | Technology | 2021-22 | 2022-23 | 2023-24 | 2024-25 | 2025-26 | 2026-27 | 2027-28 | 2028-29 | 2029-30 | 2030-31 | 2031-32 | 2032-33 | 2033-34 | 2034-35 | 2035-36 | 2036-37 | 2037-38 | 2038-39 | 2039-40 | 2040-41 | 2041-42 | 2042-43 | 2043-44 | 2044-45 | 2045-46 | 2046-47 | 2047-48 | 2048-49 | 2049-50
NEM | Grid Battery pump | 0.24275 | 0.31344 | 0.3194 | 0.34689 | 0.32659 | 0.30615 | 0.2825 | 0.25028 | 0.22108 | 0.20951 | 0.19447 | 0.19254 | 0.1575 | 0.13101 | 0.13255 | 0.1267 | 0.10783 | 0.1005 | 0.09872 | 0.079734 | 0.044531 | 0.02425 | 0.022692 | 0.023284 | 0.022312 | 0.019386 | 0.018437 | 0.017291 | 0.014023
NEM | Pumped Hydro Pump | 1221.4412 | 3813.0087 | 4740.5418 | 12127.6852 | 8436.991 | 8035.8652 | 9214.5609 | 11665.3783 | 8726.9519 | 9227.4453 | 9403.6626 | 13075.8173 | 11380.5867 | 9701.4903 | 11539.8793 | 10148.3182 | 8518.3139 | 7533.0156 | 7944.4202 | 8038.2494 | 7766.8892 | 7612.3525 | 7315.7177 | 7392.4055 | 7650.0936 | 6248.6692 | 5342.9328 | 5676.1053 | 3946.0927
NEM | VPP pump | 0.47015 | 0.81459 | 1.0769 | 1.8007 | 2.5664 | 3.3383 | 4.197 | 5.0212 | 5.695 | 6.6438 | 7.7728 | 9.1244 | 9.6838 | 9.828 | 10.4929 | 10.7613 | 9.7324 | 9.6257 | 9.7466 | 9.9084 | 10.1903 | 10.2725 | 10.0262 | 10.4582 | 9.9165 | 9.1002 | 8.9806 | 8.8569 | 6.7372
Region | Technology | 2021-22 | 2022-23 | 2023-24 | 2024-25 | 2025-26 | 2026-27 | 2027-28 | 2028-29 | 2029-30 | 2030-31 | 2031-32 | 2032-33 | 2033-34 | 2034-35 | 2035-36 | 2036-37 | 2037-38 | 2038-39 | 2039-40 | 2040-41 | 2041-42 | 2042-43 | 2043-44 | 2044-45 | 2045-46 | 2046-47 | 2047-48 | 2048-49 | 2049-50
NSW1 | Grid Battery pump | 0 | 0 | 0 | 0 | 0 | 0 | 0 | 0 | 0 | 0 | 0 | 0 | 0 | 0 | 0 | 0 | 0 | 0 | 0 | 0 | 0 | 0 | 0 | 0 | 0 | 0 | 0 | 0 | 0
NSW1 | Pumped Hydro Pump | 916.1133 | 2882.9051 | 3490.4922 | 7541.5207 | 3897.1825 | 4431.476 | 5630.1487 | 7052.7623 | 5186.3677 | 5686.1458 | 6204.3081 | 9059.9778 | 7914.0839 | 6579.6315 | 8253.2435 | 7146.692 | 6649.7234 | 5728.2106 | 6149.802 | 6208.8333 | 5590.432 | 5826.6635 | 6019.6907 | 5950.0489 | 6420.5167 | 5251.517 | 4473.9798 | 4930.1384 | 3694.3666
NSW1 | VPP pump | 0.17036 | 0.313 | 0.38451 | 0.69605 | 1.0021 | 1.2831 | 1.6217 | 1.8685 | 2.1034 | 2.4172 | 2.7198 | 3.126 | 3.3552 | 3.3108 | 3.5222 | 3.6158 | 3.4542 | 3.362 | 3.4573 | 3.4214 | 3.5238 | 3.5768 | 3.5207 | 3.6665 | 3.5368 | 3.3615 | 3.2163 | 3.2949 | 2.6598
Region | Technology | 2021-22 | 2022-23 | 2023-24 | 2024-25 | 2025-26 | 2026-27 | 2027-28 | 2028-29 | 2029-30 | 2030-31 | 2031-32 | 2032-33 | 2033-34 | 2034-35 | 2035-36 | 2036-37 | 2037-38 | 2038-39 | 2039-40 | 2040-41 | 2041-42 | 2042-43 | 2043-44 | 2044-45 | 2045-46 | 2046-47 | 2047-48 | 2048-49 | 2049-50
QLD1 | Grid Battery pump | 0 | 0.023898 | 0.026858 | 0.031888 | 0.032331 | 0.030137 | 0.028097 | 0.026196 | 0.023898 | 0.023276 | 0.021608 | 0.02092 | 0.019417 | 0.018384 | 0.017555 | 0.016799 | 0.013 | 0.01249 | 0.012336 | 0 | 0 | 0 | 0 | 0 | 0 | 0 | 0 | 0 | 0
QLD1 | Pumped Hydro Pump | 305.3279 | 930.1036 | 1250.0496 | 4586.1645 | 4539.8085 | 3604.3892 | 3584.4122 | 4612.616 | 3540.5842 | 3541.2995 | 3199.3545 | 4015.8395 | 3466.5028 | 3121.8588 | 3286.6358 | 3001.6262 | 1868.5905 | 1804.805 | 1794.6182 | 1829.4161 | 2176.4572 | 1785.689 | 1296.027 | 1442.3566 | 1229.5769 | 997.1522 | 868.953 | 745.9669 | 251.7261
QLD1 | VPP pump | 0.073814 | 0.1222 | 0.18169 | 0.33956 | 0.52004 | 0.67299 | 0.85148 | 1.0473 | 1.199 | 1.4426 | 1.6935 | 2.009 | 2.1001 | 2.2657 | 2.3722 | 2.4338 | 1.8754 | 1.9557 | 2.0247 | 2.1297 | 2.2959 | 2.339 | 2.3507 | 2.3482 | 2.1048 | 1.7089 | 1.8395 | 1.8024 | 1.0752
Region | Technology | 2021-22 | 2022-23 | 2023-24 | 2024-25 | 2025-26 | 2026-27 | 2027-28 | 2028-29 | 2029-30 | 2030-31 | 2031-32 | 2032-33 | 2033-34 | 2034-35 | 2035-36 | 2036-37 | 2037-38 | 2038-39 | 2039-40 | 2040-41 | 2041-42 | 2042-43 | 2043-44 | 2044-45 | 2045-46 | 2046-47 | 2047-48 | 2048-49 | 2049-50
VIC1 | Grid Battery pump | 0.12743 | 0.17979 | 0.17794 | 0.1993 | 0.18687 | 0.1778 | 0.1646 | 0.14239 | 0.12575 | 0.11969 | 0.11138 | 0.11118 | 0.082372 | 0.072668 | 0.074966 | 0.071611 | 0.062222 | 0.057625 | 0.056818 | 0.053035 | 0.018446 | 0 | 0 | 0 | 0 | 0 | 0 | 0 | 0
VIC1 | Pumped Hydro Pump | 0 | 0 | 0 | 0 | 0 | 0 | 0 | 0 | 0 | 0 | 0 | 0 | 0 | 0 | 0 | 0 | 0 | 0 | 0 | 0 | 0 | 0 | 0 | 0 | 0 | 0 | 0 | 0 | 0
VIC1 | VPP pump | 0.10983 | 0.18162 | 0.258 | 0.45111 | 0.64352 | 0.86412 | 1.105 | 1.3875 | 1.6369 | 1.9293 | 2.3402 | 2.8199 | 3.0093 | 3.0118 | 3.2769 | 3.3719 | 3.2341 | 3.1541 | 3.1133 | 3.2146 | 3.2184 | 3.2049 | 3.0375 | 3.3008 | 3.1571 | 3.0005 | 2.9303 | 2.8233 | 2.2753
Region | Technology | 2021-22 | 2022-23 | 2023-24 | 2024-25 | 2025-26 | 2026-27 | 2027-28 | 2028-29 | 2029-30 | 2030-31 | 2031-32 | 2032-33 | 2033-34 | 2034-35 | 2035-36 | 2036-37 | 2037-38 | 2038-39 | 2039-40 | 2040-41 | 2041-42 | 2042-43 | 2043-44 | 2044-45 | 2045-46 | 2046-47 | 2047-48 | 2048-49 | 2049-50
SA1 | Grid Battery pump | 0.11532 | 0.10976 | 0.1146 | 0.11571 | 0.10739 | 0.098215 | 0.089801 | 0.081694 | 0.071438 | 0.066549 | 0.061476 | 0.060438 | 0.055705 | 0.039957 | 0.040028 | 0.038287 | 0.032613 | 0.030389 | 0.029566 | 0.026699 | 0.026085 | 0.02425 | 0.022692 | 0.023284 | 0.022312 | 0.019386 | 0.018437 | 0.017291 | 0.014023
SA1 | Pumped Hydro Pump | 0 | 0 | 0 | 0 | 0 | 0 | 0 | 0 | 0 | 0 | 0 | 0 | 0 | 0 | 0 | 0 | 0 | 0 | 0 | 0 | 0 | 0 | 0 | 0 | 0 | 0 | 0 | 0 | 0
SA1 | VPP pump | 0.11342 | 0.18924 | 0.24728 | 0.3044 | 0.38481 | 0.4927 | 0.58699 | 0.6789 | 0.70538 | 0.7963 | 0.91126 | 1.0371 | 1.0778 | 1.0702 | 1.1353 | 1.1281 | 0.96247 | 0.9469 | 0.94629 | 0.91431 | 0.92836 | 0.91849 | 0.89723 | 0.92145 | 0.89102 | 0.82022 | 0.79406 | 0.74568 | 0.55305
Region | Technology | 2021-22 | 2022-23 | 2023-24 | 2024-25 | 2025-26 | 2026-27 | 2027-28 | 2028-29 | 2029-30 | 2030-31 | 2031-32 | 2032-33 | 2033-34 | 2034-35 | 2035-36 | 2036-37 | 2037-38 | 2038-39 | 2039-40 | 2040-41 | 2041-42 | 2042-43 | 2043-44 | 2044-45 | 2045-46 | 2046-47 | 2047-48 | 2048-49 | 2049-50
TAS1 | Grid Battery pump | 0 | 0 | 0 | 0 | 0 | 0 | 0 | 0 | 0 | 0 | 0 | 0 | 0 | 0 | 0 | 0 | 0 | 0 | 0 | 0 | 0 | 0 | 0 | 0 | 0 | 0 | 0 | 0 | 0
TAS1 | Pumped Hydro Pump | 0 | 0 | 0 | 0 | 0 | 0 | 0 | 0 | 0 | 0 | 0 | 0 | 0 | 0 | 0 | 0 | 0 | 0 | 0 | 0 | 0 | 0 | 0 | 0 | 0 | 0 | 0 | 0 | 0
TAS1 | VPP pump | 0.0027191 | 0.0085299 | 0.0053778 | 0.0095496 | 0.015943 | 0.025398 | 0.031866 | 0.038962 | 0.050372 | 0.058379 | 0.10805 | 0.13242 | 0.14149 | 0.16942 | 0.18626 | 0.21173 | 0.20627 | 0.20708 | 0.20509 | 0.22837 | 0.22385 | 0.23327 | 0.22014 | 0.22116 | 0.22672 | 0.20906 | 0.20044 | 0.19068 | 0.17385

## BaseCase_FOM Cost
FOM cost by technology ($000s) - Base Case, Fast Change Scenario
FOM | Real June 2020 dollars discounted to 1 July 2020. For new entrant capacity, the FOM is incurred annually in modelling. For existing capacity, FOM is considered to be a sunk cost, since the fixed retirement dates are assumed to be the same in the Base Case and the case with Marinus Link. As such, early retirements are presented as an annual FOM saving, or negative cost, that continues until the assumed fixed date retirement.
Explicitly modelled generation
Region | Technology | 2021-22 | 2022-23 | 2023-24 | 2024-25 | 2025-26 | 2026-27 | 2027-28 | 2028-29 | 2029-30 | 2030-31 | 2031-32 | 2032-33 | 2033-34 | 2034-35 | 2035-36 | 2036-37 | 2037-38 | 2038-39 | 2039-40 | 2040-41 | 2041-42 | 2042-43 | 2043-44 | 2044-45 | 2045-46 | 2046-47 | 2047-48 | 2048-49 | 2049-50
NEM | Black Coal | 0 | 0 | 0 | -103996.1448 | 107439.5948 | 137338.4334 | -53134.604 | -167624.7543 | -175177.6508 | -168337.2951 | 222199.9935 | 342545.6867 | 196057.6709 | -100335.0696 | -7088.8372 | -537.4352 | -0.00065372 | -0.00062378 | -0.0005968 | -0.00056788 | 239835.4415 | -1.9653e-06 | 0 | 0 | 0 | 0 | 0 | 0 | 0
NEM | Brown Coal | 0 | 0 | 0 | -153211.1144 | -157781.1139 | -159866.8412 | 151885.1016 | 434833.5768 | -105352.1641 | -68541.0552 | -32788.3739 | -0.0065415 | -0.0062419 | -0.005956 | -0.0056984 | -0.0054222 | 190672.8133 | 363063.5464 | -0.0047234 | -0.0044945 | -0.0042886 | -0.0040922 | -0.0039152 | -0.0037254 | -0.0035548 | -0.003392 | -0.0026191 | 0 | 0
NEM | CCGT | 0.00014737 | 0.00014171 | 0.0001491 | 0.00015882 | 0.00015155 | 0.00014461 | 0.0001398 | 0.0001477 | 0.00014094 | 0.00013448 | 0.00013728 | 0.00020551 | 0.0001961 | 0.00018712 | 0.00017961 | 0.00017315 | 0.00029227 | 0.00027954 | 0.00031146 | 0.00029636 | 0.00033356 | 0.00033531 | 0.00032814 | 0.00031515 | 0.00030134 | 0.00029485 | 0.00028605 | 0.00041203 | 0.00039355
NEM | Gas - Steam | 0 | 0 | 0 | 0 | 0 | 0 | 0 | 0 | 0 | 0 | 0 | 0 | 0 | 0 | 0 | 0 | 0 | 0 | 0 | 0 | 0 | 0 | 0 | 0 | 0 | 0 | 0 | 0 | 0
NEM | OCGT / Diesel | 0.00061713 | 0.00060633 | 0.00058474 | 0.0005564 | 0.00053092 | 0.0005066 | 0.00048469 | 0.00047493 | 0.00046711 | 0.00046754 | 0.00047193 | 0.0006556 | 0.00062557 | 0.00059692 | 0.0005741 | 0.00055423 | 0.00097399 | 0.00093395 | 1427.2361 | 1358.0583 | 2121.8292 | 2281.3812 | 2182.7144 | 8600.5963 | 9712.3499 | 14123.3328 | 13512.5165 | 16206.2018 | 15463.9331
NEM | Hydro | 0 | 0 | 0 | 0 | 0 | 0 | 0 | 0 | 0 | 0 | 0 | 0 | 0 | 0 | 0 | 0 | 0 | 0 | 0 | 0 | 0 | 0 | 0 | 0 | 0 | 0 | 0 | 0 | 0
NEM | Wind | 15317.6895 | 33773.4794 | 53738.8886 | 71822.2936 | 86894.7712 | 85640.93 | 106631.4644 | 124293.568 | 193785.0561 | 187131.9446 | 181164.5654 | 219890.3274 | 214592.9161 | 219023.0706 | 229760.3569 | 234852.9842 | 273264.6107 | 267493.9159 | 264630.7721 | 253252.1187 | 256561.8099 | 265061.3382 | 260964.7233 | 251197.5861 | 256548.2942 | 262001.4123 | 269752.6923 | 266953.3712 | 268261.5933
NEM | Solar PV | 0.00086474 | 0.0014529 | 0.0016032 | 0.0029217 | 2134.9303 | 15712.8794 | 19538.2452 | 24772.2993 | 61344.8446 | 58535.1573 | 56003.5859 | 53289.1087 | 50848.3864 | 48519.453 | 46421.0482 | 44171.0323 | 62232.215 | 64937.7399 | 68932.4168 | 77906.3344 | 81419.1874 | 112102.6503 | 108975.1912 | 103693.192 | 98943.8855 | 112161.6884 | 109050.0513 | 110136.6092 | 114662.5256
NEM | Grid Battery | 0.00075257 | 0.0010948 | 0.0010502 | 0.0012876 | 0.0017256 | 0.001757 | 0.0022027 | 0.0026629 | 0.038669 | 0.036956 | 0.03559 | 0.038764 | 962.6464 | 918.5557 | 878.8302 | 836.2336 | 18906.8112 | 18040.8504 | 22817.4001 | 21711.4466 | 29462.1064 | 28112.697 | 26896.8585 | 25593.1748 | 24420.9684 | 31065.8599 | 29722.3009 | 28281.6712 | 26986.3275
NEM | Pumped Hydro | 0 | 0 | 0.0013904 | 0.0015308 | 0.0015004 | 0.0014781 | 0.0014973 | 0.0015807 | 22893.9796 | 21845.4004 | 20900.6146 | 19887.5683 | 18976.6878 | 18107.5265 | 17324.399 | 16484.6899 | 19244.0501 | 18362.6432 | 18096.34 | 17219.2151 | 18761.6131 | 24853.1087 | 23778.2433 | 22755.9792 | 21713.7206 | 21761.8969 | 20820.7225 | 21874.6644 | 26289.1971
NEM | VPP | 0 | 0 | 0 | 0 | 0 | 0 | 0 | 0 | 0 | 0 | 0 | 0 | 0 | 0 | 0 | 0 | 0 | 0 | 0 | 0 | 0 | 0 | 0 | 0 | 0 | 0 | 0 | 0 | 0
Total excluding storage |  | 15317.6912 | 33773.4816 | 53738.891 | -185384.962 | 38688.183 | 78825.4023 | 224920.2077 | 416274.6905 | -25399.9135 | 8788.7522 | 426579.7716 | 615725.1171 | 461498.968 | 167207.4489 | 269092.5629 | 278486.5765 | 526169.6396 | 695495.2028 | 334990.4199 | 332516.5067 | 579938.2641 | 379445.366 | 372122.6254 | 363491.371 | 365204.5264 | 388286.4304 | 392315.2579 | 393296.1827 | 398388.0523
Region | Technology | 2021-22 | 2022-23 | 2023-24 | 2024-25 | 2025-26 | 2026-27 | 2027-28 | 2028-29 | 2029-30 | 2030-31 | 2031-32 | 2032-33 | 2033-34 | 2034-35 | 2035-36 | 2036-37 | 2037-38 | 2038-39 | 2039-40 | 2040-41 | 2041-42 | 2042-43 | 2043-44 | 2044-45 | 2045-46 | 2046-47 | 2047-48 | 2048-49 | 2049-50
NSW1 | Black Coal | 0 | 0 | 0 | -28115.1754 | 179844.9963 | -108182.257 | -103503.5114 | -98486.7231 | -109206.2471 | -105387.4824 | -101009.2742 | 238993.4314 | -50467.8411 | -48156.3369 | -0.00045965 | -0.00043737 | -0.00041734 | -0.00039822 | -0.000381 | -0.00036253 | -0.00034593 | 0 | 0 | 0 | 0 | 0 | 0 | 0 | 0
NSW1 | Brown Coal | 0 | 0 | 0 | 0 | 0 | 0 | 0 | 0 | 0 | 0 | 0 | 0 | 0 | 0 | 0 | 0 | 0 | 0 | 0 | 0 | 0 | 0 | 0 | 0 | 0 | 0 | 0 | 0 | 0
NSW1 | CCGT | 3.1926e-05 | 3.0464e-05 | 3.1709e-05 | 3.4807e-05 | 3.3213e-05 | 3.1692e-05 | 3.0321e-05 | 3.1629e-05 | 3.018e-05 | 2.8798e-05 | 2.9336e-05 | 5.1683e-05 | 4.9316e-05 | 4.7057e-05 | 4.5022e-05 | 4.284e-05 | 9.4408e-05 | 9.0084e-05 | 9.0269e-05 | 8.5894e-05 | 0.00010901 | 0.00010401 | 0.00010032 | 9.5455e-05 | 9.1083e-05 | 8.6912e-05 | 8.3153e-05 | 0.00011641 | 0.00011108
NSW1 | Gas - Steam | 0 | 0 | 0 | 0 | 0 | 0 | 0 | 0 | 0 | 0 | 0 | 0 | 0 | 0 | 0 | 0 | 0 | 0 | 0 | 0 | 0 | 0 | 0 | 0 | 0 | 0 | 0 | 0 | 0
NSW1 | OCGT / Diesel | 0.00012782 | 0.00012791 | 0.00012702 | 0.00012086 | 0.00011533 | 0.00011004 | 0.00010528 | 0.00010018 | 9.672e-05 | 9.638e-05 | 9.7283e-05 | 0.00014903 | 0.0001422 | 0.00013569 | 0.00012982 | 0.00012353 | 0.0003346 | 0.00031928 | 283.7924 | 270.0371 | 975.983 | 931.2814 | 891.0047 | 5656.3911 | 5397.3198 | 5150.1143 | 4927.3784 | 5531.1604 | 5277.8248
NSW1 | Hydro | 0 | 0 | 0 | 0 | 0 | 0 | 0 | 0 | 0 | 0 | 0 | 0 | 0 | 0 | 0 | 0 | 0 | 0 | 0 | 0 | 0 | 0 | 0 | 0 | 0 | 0 | 0 | 0 | 0
NSW1 | Wind | 0.0028364 | 19157.3659 | 36664.0477 | 52634.013 | 64340.9432 | 61394.0299 | 69208.0445 | 73514.1021 | 130367.7135 | 124396.6732 | 119016.6746 | 116094.3036 | 110777.0073 | 110466.0456 | 121221.9736 | 115368.1785 | 111395.0522 | 107495.7493 | 110030.6338 | 104697.4778 | 110335.2015 | 105281.688 | 100728.3884 | 95846.1096 | 96396.9495 | 91981.8225 | 99792.2807 | 94955.3773 | 90606.2761
NSW1 | Solar PV | 0.00020377 | 0.00042605 | 0.00044542 | 0.00088199 | 2134.9282 | 15712.8773 | 19538.2428 | 24772.2967 | 61344.8413 | 58535.1539 | 56003.5827 | 53289.1036 | 50848.3813 | 48519.4478 | 46421.0431 | 44171.0272 | 50280.1738 | 53533.1188 | 53185.4423 | 50607.5578 | 48289.6544 | 65235.2193 | 62413.8788 | 59388.6943 | 56668.6014 | 60044.89 | 59187.2379 | 62690.6184 | 65213.0802
NSW1 | Grid Battery | 0.00026063 | 0.00038085 | 0.00036438 | 0.00047632 | 0.00057525 | 0.00060905 | 0.00075032 | 0.00084783 | 0.036745 | 0.035067 | 0.033596 | 0.032747 | 0.031249 | 0.029818 | 0.028532 | 0.027149 | 1859.0537 | 1773.9062 | 4599.0199 | 4376.1066 | 8318.3693 | 7937.3753 | 7594.0939 | 7226.0101 | 6895.0478 | 6579.2441 | 6294.7002 | 5989.6001 | 5715.2673
NSW1 | Pumped Hydro | 0 | 0 | 0.00041182 | 0.00047696 | 0.00045511 | 0.00043561 | 0.00045221 | 0.00048146 | 22893.9785 | 21845.3993 | 20900.6135 | 19887.5664 | 18976.6855 | 18107.5243 | 17324.3968 | 16484.6878 | 15729.6645 | 15009.2218 | 14360.0924 | 13664.0625 | 13038.2276 | 12441.0568 | 11902.9969 | 11326.0617 | 10807.3108 | 10312.3195 | 9866.3247 | 9388.1065 | 8958.1169
NSW1 | VPP | 0 | 0 | 0 | 0 | 0 | 0 | 0 | 0 | 0 | 0 | 0 | 0 | 0 | 0 | 0 | 0 | 0 | 0 | 0 | 0 | 0 | 0 | 0 | 0 | 0 | 0 | 0 | 0 | 0
Total excluding storage |  | 0.0031999 | 19157.3665 | 36664.0483 | 24518.8387 | 246320.8679 | -31075.3496 | -14757.224 | -200.3242 | 82506.3079 | 77544.3448 | 74010.9833 | 408376.8389 | 111157.5476 | 110829.1567 | 167643.0164 | 159539.2054 | 161675.2261 | 161028.8681 | 163499.8683 | 155575.0724 | 159600.8386 | 171448.1888 | 164033.272 | 160891.1951 | 158462.8708 | 157176.8269 | 163906.8971 | 163177.1562 | 161097.1811
Region | Technology | 2021-22 | 2022-23 | 2023-24 | 2024-25 | 2025-26 | 2026-27 | 2027-28 | 2028-29 | 2029-30 | 2030-31 | 2031-32 | 2032-33 | 2033-34 | 2034-35 | 2035-36 | 2036-37 | 2037-38 | 2038-39 | 2039-40 | 2040-41 | 2041-42 | 2042-43 | 2043-44 | 2044-45 | 2045-46 | 2046-47 | 2047-48 | 2048-49 | 2049-50
QLD1 | Black Coal | 0 | 0 | 0 | -75880.9695 | -72405.4015 | 245520.6904 | 50368.9074 | -69138.0311 | -65971.4037 | -62949.8127 | 323209.2677 | 103552.2553 | 246525.512 | -52178.7327 | -7088.8368 | -537.4348 | -0.00023639 | -0.00022556 | -0.0002158 | -0.00020534 | 239835.4418 | -1.9653e-06 | 0 | 0 | 0 | 0 | 0 | 0 | 0
QLD1 | Brown Coal | 0 | 0 | 0 | 0 | 0 | 0 | 0 | 0 | 0 | 0 | 0 | 0 | 0 | 0 | 0 | 0 | 0 | 0 | 0 | 0 | 0 | 0 | 0 | 0 | 0 | 0 | 0 | 0 | 0
QLD1 | CCGT | 3.3968e-05 | 3.3493e-05 | 3.4092e-05 | 3.9561e-05 | 3.7749e-05 | 3.6021e-05 | 3.4463e-05 | 3.8197e-05 | 3.6448e-05 | 3.4779e-05 | 3.7123e-05 | 5.0224e-05 | 4.7923e-05 | 4.5728e-05 | 4.3751e-05 | 4.3266e-05 | 7.4626e-05 | 7.1208e-05 | 9.3963e-05 | 8.9408e-05 | 8.5313e-05 | 9.7866e-05 | 9.3633e-05 | 8.9095e-05 | 8.5014e-05 | 8.77e-05 | 8.3907e-05 | 7.984e-05 | 7.6183e-05
QLD1 | Gas - Steam | 0 | 0 | 0 | 0 | 0 | 0 | 0 | 0 | 0 | 0 | 0 | 0 | 0 | 0 | 0 | 0 | 0 | 0 | 0 | 0 | 0 | 0 | 0 | 0 | 0 | 0 | 0 | 0 | 0
QLD1 | OCGT / Diesel | 0.00012574 | 0.00012451 | 0.00011912 | 0.00011335 | 0.00010816 | 0.0001032 | 9.8741e-05 | 9.9671e-05 | 9.7338e-05 | 9.796e-05 | 9.9709e-05 | 0.00012447 | 0.00011877 | 0.00011333 | 0.00010843 | 0.00010726 | 0.00015234 | 0.00014536 | 1143.4429 | 1088.0205 | 1038.1875 | 1247.3719 | 1193.4247 | 1135.5797 | 2589.2425 | 7326.4746 | 7009.6138 | 6941.8164 | 6623.8706
QLD1 | Hydro | 0 | 0 | 0 | 0 | 0 | 0 | 0 | 0 | 0 | 0 | 0 | 0 | 0 | 0 | 0 | 0 | 0 | 0 | 0 | 0 | 0 | 0 | 0 | 0 | 0 | 0 | 0 | 0 | 0
QLD1 | Wind | 15317.6792 | 14616.1063 | 13983.9783 | 13306.1816 | 14131.8342 | 13484.5747 | 24518.3739 | 36018.1674 | 46964.0471 | 44813.0221 | 42874.9156 | 53962.495 | 54095.7425 | 51618.075 | 49385.6587 | 55322.2206 | 67082.4234 | 64009.946 | 61241.5969 | 58273.2326 | 60080.207 | 70717.9271 | 67659.4664 | 67261.7808 | 70688.6038 | 71260.1018 | 68178.1926 | 64873.6134 | 73903.171
QLD1 | Solar PV | 0.00027892 | 0.00045726 | 0.00049767 | 0.00086241 | 0.00086002 | 0.00088099 | 0.0010929 | 0.0010475 | 0.0017659 | 0.001685 | 0.0016121 | 0.0015385 | 0.0015145 | 0.0014451 | 0.0013826 | 0.0013156 | 11443.9658 | 10919.8147 | 10447.5466 | 13611.7486 | 17283.7095 | 31179.0367 | 29830.5829 | 28384.7023 | 27084.6396 | 35545.5224 | 34008.2236 | 32359.8538 | 33315.9804
QLD1 | Grid Battery | 0.00012793 | 0.00017404 | 0.00016652 | 0.00021579 | 0.00028073 | 0.00026788 | 0.00042779 | 0.00059212 | 0.00057339 | 0.00055557 | 0.00058044 | 0.0016967 | 962.611 | 918.5219 | 878.797 | 836.202 | 13950.3896 | 13311.4404 | 12735.7375 | 12118.4396 | 11563.3966 | 11033.7754 | 10556.5786 | 10044.904 | 9584.832 | 16909.2412 | 16177.938 | 15393.7975 | 14688.7381
QLD1 | Pumped Hydro | 0 | 0 | 0.00017969 | 0.00021475 | 0.00020911 | 0.00021059 | 0.00021833 | 0.00024978 | 0.00023834 | 0.00023679 | 0.00023582 | 0.00052223 | 0.00095035 | 0.00090682 | 0.00086901 | 0.00082777 | 3157.4339 | 3012.8186 | 2882.518 | 2742.8031 | 2650.0219 | 9479.453 | 9069.4787 | 8629.8834 | 8234.6216 | 8900.1611 | 8515.2404 | 8102.5089 | 13147.8273
QLD1 | VPP | 0 | 0 | 0 | 0 | 0 | 0 | 0 | 0 | 0 | 0 | 0 | 0 | 0 | 0 | 0 | 0 | 0 | 0 | 0 | 0 | 0 | 0 | 0 | 0 | 0 | 0 | 0 | 0 | 0
Total excluding storage |  | 15317.6797 | 14616.1069 | 13983.979 | -62574.7868 | -58273.5663 | 259005.2661 | 74887.2825 | -33119.8625 | -19007.3547 | -18136.7888 | 366084.1851 | 157514.752 | 300621.2562 | -560.6561 | 42296.8234 | 54784.7873 | 78526.3892 | 74929.7607 | 72832.5862 | 72973.0016 | 318237.5459 | 103144.3358 | 98683.474 | 96782.0628 | 100362.4859 | 114132.0988 | 109196.0301 | 104175.2837 | 113843.022
Region | Technology | 2021-22 | 2022-23 | 2023-24 | 2024-25 | 2025-26 | 2026-27 | 2027-28 | 2028-29 | 2029-30 | 2030-31 | 2031-32 | 2032-33 | 2033-34 | 2034-35 | 2035-36 | 2036-37 | 2037-38 | 2038-39 | 2039-40 | 2040-41 | 2041-42 | 2042-43 | 2043-44 | 2044-45 | 2045-46 | 2046-47 | 2047-48 | 2048-49 | 2049-50
VIC1 | Black Coal | 0 | 0 | 0 | 0 | 0 | 0 | 0 | 0 | 0 | 0 | 0 | 0 | 0 | 0 | 0 | 0 | 0 | 0 | 0 | 0 | 0 | 0 | 0 | 0 | 0 | 0 | 0 | 0 | 0
VIC1 | Brown Coal | 0 | 0 | 0 | -153211.1144 | -157781.1139 | -159866.8412 | 151885.1016 | 434833.5768 | -105352.1641 | -68541.0552 | -32788.3739 | -0.0065415 | -0.0062419 | -0.005956 | -0.0056984 | -0.0054222 | 190672.8133 | 363063.5464 | -0.0047234 | -0.0044945 | -0.0042886 | -0.0040922 | -0.0039152 | -0.0037254 | -0.0035548 | -0.003392 | -0.0026191 | 0 | 0
VIC1 | CCGT | 2.8152e-05 | 2.6862e-05 | 2.6846e-05 | 3.0735e-05 | 2.9327e-05 | 2.7984e-05 | 2.8222e-05 | 2.9511e-05 | 2.816e-05 | 2.687e-05 | 2.6948e-05 | 4.2769e-05 | 4.081e-05 | 3.8941e-05 | 3.7257e-05 | 3.5451e-05 | 5.0914e-05 | 4.8582e-05 | 5.515e-05 | 5.2477e-05 | 5.4556e-05 | 5.2057e-05 | 5.086e-05 | 5.0593e-05 | 4.8276e-05 | 4.6065e-05 | 4.7329e-05 | 0.00013196 | 0.00012592
VIC1 | Gas - Steam | 0 | 0 | 0 | 0 | 0 | 0 | 0 | 0 | 0 | 0 | 0 | 0 | 0 | 0 | 0 | 0 | 0 | 0 | 0 | 0 | 0 | 0 | 0 | 0 | 0 | 0 | 0 | 0 | 0
VIC1 | OCGT / Diesel | 0.00012067 | 0.00011771 | 0.00011262 | 0.00010716 | 0.00010225 | 9.757e-05 | 9.335e-05 | 9.1943e-05 | 9.1031e-05 | 9.0951e-05 | 9.1701e-05 | 0.00013786 | 0.00013154 | 0.00012552 | 0.00012009 | 0.00011427 | 0.00016208 | 0.00015466 | 0.00023008 | 0.00021893 | 0.00029886 | 0.00028517 | 0.00027319 | 0.0046116 | 0.0044004 | 0.0041988 | 0.0040172 | 2234.0698 | 2131.746
VIC1 | Hydro | 0 | 0 | 0 | 0 | 0 | 0 | 0 | 0 | 0 | 0 | 0 | 0 | 0 | 0 | 0 | 0 | 0 | 0 | 0 | 0 | 0 | 0 | 0 | 0 | 0 | 0 | 0 | 0 | 0
VIC1 | Wind | 0.0016415 | 0.0015973 | 0.0015833 | 0.0020704 | 0.0019756 | 0.0018851 | 0.0019371 | 0.0022114 | 0.0021289 | 0.002066 | 0.002466 | 9795.1571 | 9346.5253 | 16562.8119 | 15846.4913 | 20216.1354 | 42745.566 | 41176.2925 | 39395.4704 | 37485.9826 | 35769.0863 | 40991.7659 | 46585.8749 | 44327.8697 | 46213.9762 | 54410.2743 | 59351.0496 | 62947.0361 | 61598.1917
VIC1 | Solar PV | 8.2376e-05 | 9.9862e-05 | 0.00010409 | 0.00028525 | 0.00027219 | 0.00026663 | 0.00031947 | 0.00035539 | 0.00034313 | 0.00036334 | 0.00035776 | 0.00084533 | 0.00084247 | 0.00080796 | 0.00077301 | 0.00073922 | 0.0031563 | 0.0046683 | 3952.7684 | 10617.8861 | 12212.9266 | 11653.5559 | 11149.5544 | 10609.1384 | 10123.2237 | 11735.9507 | 11228.3862 | 10684.164 | 11933.1082
VIC1 | Grid Battery | 0.00011723 | 0.00017703 | 0.00016937 | 0.00019994 | 0.0003014 | 0.00030817 | 0.00035517 | 0.00042095 | 0.00045319 | 0.00045422 | 0.00048623 | 0.0015324 | 0.0014638 | 0.0013967 | 0.0013401 | 0.0012762 | 0.0042393 | 0.0040474 | 1274.4842 | 1212.7103 | 3904.1875 | 3725.3698 | 3564.2523 | 3391.4939 | 3236.1583 | 3087.9373 | 2954.3879 | 2811.1895 | 2682.4328
VIC1 | Pumped Hydro | 0 | 0 | 0.00019876 | 0.00024654 | 0.00023524 | 0.00023207 | 0.00022503 | 0.00023782 | 0.00022841 | 0.00022167 | 0.00022822 | 0.00062134 | 0.00059288 | 0.00056573 | 0.00054226 | 0.00051729 | 356.9509 | 340.602 | 853.7288 | 812.3487 | 3073.3627 | 2932.598 | 2805.7669 | 2800.0332 | 2671.7874 | 2549.4155 | 2439.1565 | 4384.0481 | 4183.252
VIC1 | VPP | 0 | 0 | 0 | 0 | 0 | 0 | 0 | 0 | 0 | 0 | 0 | 0 | 0 | 0 | 0 | 0 | 0 | 0 | 0 | 0 | 0 | 0 | 0 | 0 | 0 | 0 | 0 | 0 | 0
Total excluding storage |  | 0.0018727 | 0.0018418 | 0.0018269 | -153211.1119 | -157781.1115 | -159866.839 | 151885.104 | 434833.5795 | -105352.1615 | -68541.0527 | -32788.3709 | 9795.1516 | 9346.5201 | 16562.8069 | 15846.4865 | 20216.1309 | 233418.3827 | 404239.8438 | 43348.2343 | 48103.8645 | 47982.0089 | 52645.3181 | 57735.4257 | 54937.009 | 56337.2008 | 66146.2259 | 70579.4372 | 75865.2701 | 75663.0461
Region | Technology | 2021-22 | 2022-23 | 2023-24 | 2024-25 | 2025-26 | 2026-27 | 2027-28 | 2028-29 | 2029-30 | 2030-31 | 2031-32 | 2032-33 | 2033-34 | 2034-35 | 2035-36 | 2036-37 | 2037-38 | 2038-39 | 2039-40 | 2040-41 | 2041-42 | 2042-43 | 2043-44 | 2044-45 | 2045-46 | 2046-47 | 2047-48 | 2048-49 | 2049-50
SA1 | Black Coal | 0 | 0 | 0 | 0 | 0 | 0 | 0 | 0 | 0 | 0 | 0 | 0 | 0 | 0 | 0 | 0 | 0 | 0 | 0 | 0 | 0 | 0 | 0 | 0 | 0 | 0 | 0 | 0 | 0
SA1 | Brown Coal | 0 | 0 | 0 | 0 | 0 | 0 | 0 | 0 | 0 | 0 | 0 | 0 | 0 | 0 | 0 | 0 | 0 | 0 | 0 | 0 | 0 | 0 | 0 | 0 | 0 | 0 | 0 | 0 | 0
SA1 | CCGT | 2.7691e-05 | 2.6423e-05 | 3.3049e-05 | 3.1447e-05 | 3.0007e-05 | 2.8633e-05 | 2.7394e-05 | 2.9903e-05 | 2.8533e-05 | 2.7226e-05 | 2.7788e-05 | 4.4904e-05 | 4.2847e-05 | 4.0884e-05 | 3.9116e-05 | 3.722e-05 | 5.7893e-05 | 5.5241e-05 | 5.6852e-05 | 5.4097e-05 | 7.007e-05 | 6.6861e-05 | 6.8743e-05 | 6.5411e-05 | 6.2415e-05 | 5.9556e-05 | 5.698e-05 | 6.8875e-05 | 6.572e-05
SA1 | Gas - Steam | 0 | 0 | 0 | 0 | 0 | 0 | 0 | 0 | 0 | 0 | 0 | 0 | 0 | 0 | 0 | 0 | 0 | 0 | 0 | 0 | 0 | 0 | 0 | 0 | 0 | 0 | 0 | 0 | 0
SA1 | OCGT / Diesel | 0.0001206 | 0.0001184 | 0.00011328 | 0.00010779 | 0.00010285 | 9.8141e-05 | 9.3897e-05 | 9.2294e-05 | 9.1247e-05 | 9.1355e-05 | 9.2242e-05 | 0.00014198 | 0.00013548 | 0.00012927 | 0.00012455 | 0.00011851 | 0.00023405 | 0.00022333 | 0.00040656 | 0.00038685 | 107.6584 | 102.7275 | 98.2846 | 1808.6207 | 1725.7831 | 1646.7396 | 1575.5202 | 1499.1552 | 1430.4916
SA1 | Hydro | 0 | 0 | 0 | 0 | 0 | 0 | 0 | 0 | 0 | 0 | 0 | 0 | 0 | 0 | 0 | 0 | 0 | 0 | 0 | 0 | 0 | 0 | 0 | 0 | 0 | 0 | 0 | 0 | 0
SA1 | Wind | 0.0030651 | 0.0029247 | 0.0036608 | 0.0037225 | 0.003552 | 0.0033893 | 0.0033344 | 0.0041862 | 0.003996 | 0.0038762 | 0.0048728 | 19665.8612 | 18993.6675 | 18123.7286 | 20244.6232 | 20316.9062 | 27885.7827 | 30225.9445 | 28918.7108 | 27517.0285 | 26256.7072 | 25054.1099 | 23970.5526 | 22808.71 | 23255.3335 | 25271.5122 | 24178.5542 | 26809.4287 | 25581.5159
SA1 | Solar PV | 0.00026533 | 0.00041569 | 0.00048859 | 0.00078568 | 0.00077811 | 0.00074837 | 0.00086628 | 0.001008 | 0.00096966 | 0.0010238 | 0.0010508 | 0.0024411 | 0.0025378 | 0.0027942 | 0.0026734 | 0.0027834 | 508.072 | 484.8015 | 1346.6591 | 3069.1412 | 3632.8962 | 4034.8377 | 5581.1745 | 5310.6564 | 5067.4203 | 4835.3247 | 4626.2031 | 4401.9725 | 4200.3563
SA1 | Grid Battery | 0.00012161 | 0.00019379 | 0.00018814 | 0.0002062 | 0.0003077 | 0.00032014 | 0.00037897 | 0.00047269 | 0.00052987 | 0.00051119 | 0.00052805 | 0.0023449 | 0.0022394 | 0.0021368 | 0.0029089 | 0.0027843 | 3097.3632 | 2955.4993 | 4208.1579 | 4004.1896 | 5676.1524 | 5416.1759 | 5181.9332 | 4930.7662 | 4704.9296 | 4489.4367 | 4295.2742 | 4087.0834 | 3899.8887
SA1 | Pumped Hydro | 0 | 0 | 0.00015569 | 0.00014815 | 0.00014136 | 0.00013798 | 0.00013538 | 0.00014237 | 0.00013724 | 0.00013669 | 0.00013732 | 0.00021559 | 0.00020572 | 0.00019629 | 0.0002096 | 0.00021358 | 0.00029748 | 0.00028385 | 0.00027497 | 0.00026164 | 0.00035945 | 0.00034373 | 0.00032886 | 0.00035788 | 0.00034149 | 0.00032585 | 0.00031175 | 0.00029737 | 0.00028375
SA1 | VPP | 0 | 0 | 0 | 0 | 0 | 0 | 0 | 0 | 0 | 0 | 0 | 0 | 0 | 0 | 0 | 0 | 0 | 0 | 0 | 0 | 0 | 0 | 0 | 0 | 0 | 0 | 0 | 0 | 0
Total excluding storage |  | 0.0034788 | 0.0034853 | 0.0042957 | 0.0046474 | 0.004463 | 0.0042645 | 0.004322 | 0.0053163 | 0.0050854 | 0.0050186 | 0.0060436 | 19665.8639 | 18993.6702 | 18123.7316 | 20244.6261 | 20316.9091 | 28393.855 | 30710.7463 | 30265.3704 | 30586.1701 | 29997.2618 | 29191.6751 | 29650.0118 | 29927.9872 | 30048.5369 | 31753.5765 | 30380.2775 | 32710.5564 | 31212.3639
Region | Technology | 2021-22 | 2022-23 | 2023-24 | 2024-25 | 2025-26 | 2026-27 | 2027-28 | 2028-29 | 2029-30 | 2030-31 | 2031-32 | 2032-33 | 2033-34 | 2034-35 | 2035-36 | 2036-37 | 2037-38 | 2038-39 | 2039-40 | 2040-41 | 2041-42 | 2042-43 | 2043-44 | 2044-45 | 2045-46 | 2046-47 | 2047-48 | 2048-49 | 2049-50
TAS1 | Black Coal | 0 | 0 | 0 | 0 | 0 | 0 | 0 | 0 | 0 | 0 | 0 | 0 | 0 | 0 | 0 | 0 | 0 | 0 | 0 | 0 | 0 | 0 | 0 | 0 | 0 | 0 | 0 | 0 | 0
TAS1 | Brown Coal | 0 | 0 | 0 | 0 | 0 | 0 | 0 | 0 | 0 | 0 | 0 | 0 | 0 | 0 | 0 | 0 | 0 | 0 | 0 | 0 | 0 | 0 | 0 | 0 | 0 | 0 | 0 | 0 | 0
TAS1 | CCGT | 2.5637e-05 | 2.4463e-05 | 2.3405e-05 | 2.2271e-05 | 2.1251e-05 | 2.0277e-05 | 1.94e-05 | 1.846e-05 | 1.7614e-05 | 1.6808e-05 | 1.6081e-05 | 1.5931e-05 | 1.5202e-05 | 1.4505e-05 | 1.4468e-05 | 1.4373e-05 | 1.4432e-05 | 1.4425e-05 | 1.5224e-05 | 1.4486e-05 | 1.4619e-05 | 1.4513e-05 | 1.4587e-05 | 1.4597e-05 | 1.4552e-05 | 1.4614e-05 | 1.4679e-05 | 1.4939e-05 | 1.4646e-05
TAS1 | Gas - Steam | 0 | 0 | 0 | 0 | 0 | 0 | 0 | 0 | 0 | 0 | 0 | 0 | 0 | 0 | 0 | 0 | 0 | 0 | 0 | 0 | 0 | 0 | 0 | 0 | 0 | 0 | 0 | 0 | 0
TAS1 | OCGT / Diesel | 0.00012229 | 0.0001178 | 0.0001127 | 0.00010724 | 0.00010233 | 9.764e-05 | 9.3417e-05 | 9.0843e-05 | 9.0777e-05 | 9.0895e-05 | 9.0998e-05 | 0.00010225 | 9.7569e-05 | 9.31e-05 | 9.1212e-05 | 9.0665e-05 | 9.0911e-05 | 9.1315e-05 | 0.00010946 | 0.00010416 | 9.9386e-05 | 9.4834e-05 | 9.2761e-05 | 9.3856e-05 | 9.2215e-05 | 9.2471e-05 | 9.3042e-05 | 0.00010122 | 9.6579e-05
TAS1 | Hydro | 0 | 0 | 0 | 0 | 0 | 0 | 0 | 0 | 0 | 0 | 0 | 0 | 0 | 0 | 0 | 0 | 0 | 0 | 0 | 0 | 0 | 0 | 0 | 0 | 0 | 0 | 0 | 0 | 0
TAS1 | Wind | 0.0027477 | 0.002629 | 3090.8573 | 5882.0932 | 8421.9883 | 10762.3202 | 12905.0407 | 14761.292 | 16453.2893 | 17922.2434 | 19272.9678 | 20372.5104 | 21379.9735 | 22252.4096 | 23061.6102 | 23629.5435 | 24155.7864 | 24585.9836 | 25044.3601 | 25278.3972 | 24120.608 | 23015.8473 | 22020.4411 | 20953.116 | 19993.4313 | 19077.7016 | 18252.6152 | 17367.9157 | 16572.4386
TAS1 | Solar PV | 3.4348e-05 | 5.4013e-05 | 6.7472e-05 | 0.00010633 | 0.00013264 | 0.00015019 | 0.0001732 | 0.00018866 | 0.00022728 | 0.00025986 | 0.00024862 | 0.00023844 | 0.00022853 | 0.00021806 | 0.00020863 | 0.00019852 | 0.00020675 | 0.00023869 | 0.00037877 | 0.00076423 | 0.00072923 | 0.00069583 | 0.00066574 | 0.00063347 | 0.00060446 | 0.00057677 | 0.00055183 | 0.00052508 | 0.00050103
TAS1 | Grid Battery | 0.00012516 | 0.00016907 | 0.00016176 | 0.00018931 | 0.00026049 | 0.0002518 | 0.0002905 | 0.00032932 | 0.00036774 | 0.00036806 | 0.00039959 | 0.00044234 | 0.00042444 | 0.00040729 | 0.00042511 | 0.00041386 | 0.00044604 | 0.0004462 | 0.00056798 | 0.0005417 | 0.00055351 | 0.00054707 | 0.00055954 | 0.0005838 | 0.00060406 | 0.00060506 | 0.00062717 | 0.00071584 | 0.00068804
TAS1 | Pumped Hydro | 0 | 0 | 0.00044449 | 0.00044444 | 0.00045955 | 0.00046182 | 0.00046639 | 0.00046922 | 0.00047473 | 0.00047918 | 0.00049063 | 0.00053949 | 0.00051766 | 0.00050148 | 0.00050373 | 0.00050873 | 0.00051472 | 0.00051265 | 0.00059793 | 0.00057071 | 0.00055014 | 0.00053153 | 0.00053783 | 0.00054172 | 0.00053385 | 0.0005319 | 0.00053492 | 0.00057499 | 0.000551
TAS1 | VPP | 0 | 0 | 0 | 0 | 0 | 0 | 0 | 0 | 0 | 0 | 0 | 0 | 0 | 0 | 0 | 0 | 0 | 0 | 0 | 0 | 0 | 0 | 0 | 0 | 0 | 0 | 0 | 0 | 0
Total excluding storage |  | 0.00293 | 0.0028252 | 3090.8575 | 5882.0934 | 8421.9885 | 10762.3205 | 12905.0409 | 14761.2923 | 16453.2897 | 17922.2438 | 19272.9682 | 20372.5108 | 21379.9738 | 22252.4099 | 23061.6105 | 23629.5438 | 24155.7867 | 24585.984 | 25044.3606 | 25278.3981 | 24120.6088 | 23015.8481 | 22020.4418 | 20953.1168 | 19993.432 | 19077.7023 | 18252.6159 | 17367.9163 | 16572.4392

## BaseCase_Fuel Cost
Fuel cost by technology ($000s) - Base Case, Fast Change Scenario
Fuel | Real June 2020 dollars discounted to 1 July 2020
Explicitly modelled generation
Region | Technology | 2021-22 | 2022-23 | 2023-24 | 2024-25 | 2025-26 | 2026-27 | 2027-28 | 2028-29 | 2029-30 | 2030-31 | 2031-32 | 2032-33 | 2033-34 | 2034-35 | 2035-36 | 2036-37 | 2037-38 | 2038-39 | 2039-40 | 2040-41 | 2041-42 | 2042-43 | 2043-44 | 2044-45 | 2045-46 | 2046-47 | 2047-48 | 2048-49 | 2049-50
NEM | Black Coal | 1670963.0799 | 1415173.4853 | 1381048.2009 | 1316118.5232 | 1188174.5917 | 1027150.7463 | 940836.2623 | 972150.9039 | 725806.3483 | 665171.5882 | 619838.5955 | 507133.1156 | 528990.0487 | 472455.2438 | 361243.8524 | 332953.973 | 266443.3208 | 251486.7238 | 225352.9689 | 204660.751 | 182443.335 | 119737.2909 | 93308.7992 | 71192.2037 | 53341.566 | 38090.3458 | 34748.0588 | 32294.8567 | 28320.2381
NEM | Brown Coal | 228791.7924 | 208239.9821 | 201208.245 | 135915.2879 | 131692.0325 | 125127.2481 | 115095.2002 | 109910.0539 | 102774.9863 | 103652.3487 | 97060.8223 | 91371.9684 | 89959.8462 | 82599.8967 | 82232.8637 | 74040.052 | 65615.3252 | 63293.3415 | 51554.2933 | 51139.3207 | 54249.5215 | 52103.9097 | 47938.0872 | 43515.2258 | 41420.8446 | 42199.2992 | 26198.9697 | 0 | 0
NEM | CCGT | 185262.6686 | 177104.162 | 139240.2134 | 141588.1416 | 132317.0401 | 126901.4095 | 121388.9465 | 133502.4866 | 106369.1955 | 108701.3135 | 118930.1477 | 229807.7222 | 239056.8288 | 227003.5444 | 163410.6231 | 151640.3712 | 178192.6556 | 171498.8089 | 136808.9539 | 130771.7981 | 128809.2307 | 140237.8808 | 85786.0161 | 80382.8597 | 42949.3965 | 30874.1715 | 29712.6372 | 28419.2119 | 27231.5885
NEM | Gas - Steam | 85783.8572 | 82508.7791 | 78087.6136 | 14315.3975 | 12506.1686 | 12753.9719 | 11520.6574 | 12535.0509 | 9775.7104 | 9927.722 | 9253.2551 | 20777.077 | 17243.9111 | 35469.0798 | 7317.102 | 7380.2727 | 14452.3365 | 17279.336 | 5127.187 | 5012.819 | 4966.8315 | 5842.8645 | 4793.289 | 4572.5635 | 5362.516 | 0 | 0 | 0 | 0
NEM | OCGT / Diesel | 4635.3697 | 1927.51 | 10044.4688 | 9533.965 | 3087.4576 | 6681.8419 | 4707.3197 | 10953.7164 | 1147.8174 | 2098.9282 | 2375.1437 | 34024.1385 | 22966.5734 | 27032.1065 | 23213.2575 | 24906.3388 | 89195.4331 | 92687.0632 | 168676.312 | 180859.5879 | 129086.8562 | 169814.3912 | 248927.848 | 151260.2814 | 161208.7476 | 259415.7773 | 296775.9346 | 460688.1571 | 409796.719
NEM | Hydro | 0 | 0 | 0 | 0 | 0 | 0 | 0 | 0 | 0 | 0 | 0 | 0 | 0 | 0 | 0 | 0 | 0 | 0 | 0 | 0 | 0 | 0 | 0 | 0 | 0 | 0 | 0 | 0 | 0
NEM | Wind | 0 | 0 | 0 | 0 | 0 | 0 | 0 | 0 | 0 | 0 | 0 | 0 | 0 | 0 | 0 | 0 | 0 | 0 | 0 | 0 | 0 | 0 | 0 | 0 | 0 | 0 | 0 | 0 | 0
NEM | Solar PV | 0 | 0 | 0 | 0 | 0 | 0 | 0 | 0 | 0 | 0 | 0 | 0 | 0 | 0 | 0 | 0 | 0 | 0 | 0 | 0 | 0 | 0 | 0 | 0 | 0 | 0 | 0 | 0 | 0
NEM | Grid Battery | 0 | 0 | 0 | 0 | 0 | 0 | 0 | 0 | 0 | 0 | 0 | 0 | 0 | 0 | 0 | 0 | 0 | 0 | 0 | 0 | 0 | 0 | 0 | 0 | 0 | 0 | 0 | 0 | 0
NEM | Pumped Hydro | 0 | 0 | 0 | 0 | 0 | 0 | 0 | 0 | 0 | 0 | 0 | 0 | 0 | 0 | 0 | 0 | 0 | 0 | 0 | 0 | 0 | 0 | 0 | 0 | 0 | 0 | 0 | 0 | 0
NEM | VPP | 0 | 0 | 0 | 0 | 0 | 0 | 0 | 0 | 0 | 0 | 0 | 0 | 0 | 0 | 0 | 0 | 0 | 0 | 0 | 0 | 0 | 0 | 0 | 0 | 0 | 0 | 0 | 0 | 0
Total excluding storage |  | 2175436.7679 | 1884953.9185 | 1809628.7416 | 1617471.3152 | 1467777.2904 | 1298615.2177 | 1193548.3861 | 1239052.2117 | 945874.058 | 889551.9008 | 847457.9643 | 883114.0218 | 898217.2082 | 844559.8712 | 637417.6987 | 590921.0076 | 613899.0712 | 596245.2735 | 587519.7152 | 572444.2767 | 499555.7749 | 487736.337 | 480754.0394 | 350923.1342 | 304283.0707 | 370579.5938 | 387435.6003 | 521402.2258 | 465348.5456
Region | Technology | 2021-22 | 2022-23 | 2023-24 | 2024-25 | 2025-26 | 2026-27 | 2027-28 | 2028-29 | 2029-30 | 2030-31 | 2031-32 | 2032-33 | 2033-34 | 2034-35 | 2035-36 | 2036-37 | 2037-38 | 2038-39 | 2039-40 | 2040-41 | 2041-42 | 2042-43 | 2043-44 | 2044-45 | 2045-46 | 2046-47 | 2047-48 | 2048-49 | 2049-50
NSW1 | Black Coal | 905956.8255 | 735915.2432 | 697736.027 | 727010.1833 | 622310.8486 | 507459.0691 | 478580.3778 | 527055.8652 | 323123.904 | 297083.0187 | 271018.3345 | 160146.2967 | 186333.0232 | 162224.1782 | 66797.84 | 78560.7007 | 82804.8254 | 75075.3443 | 66551.201 | 53585.0733 | 44204.937 | 0 | 0 | 0 | 0 | 0 | 0 | 0 | 0
NSW1 | Brown Coal | 0 | 0 | 0 | 0 | 0 | 0 | 0 | 0 | 0 | 0 | 0 | 0 | 0 | 0 | 0 | 0 | 0 | 0 | 0 | 0 | 0 | 0 | 0 | 0 | 0 | 0 | 0 | 0 | 0
NSW1 | CCGT | 2326.3398 | 2210.1781 | 6471.8221 | 4638.2933 | 3781.353 | 3633.2868 | 3527.9219 | 3926.4453 | 3228.1845 | 3107.6252 | 2974.6802 | 47548.0651 | 43677.8649 | 49042.3667 | 26380.8278 | 25989.3715 | 52887.3084 | 54208.6969 | 44483.6318 | 40023.1306 | 38506.9334 | 44325.5141 | 1556.0596 | 0.003968 | 0.00392 | 0.0038938 | 0.0037485 | 0.0052692 | 0.0048355
NSW1 | Gas - Steam | 0 | 0 | 0 | 0 | 0 | 0 | 0 | 0 | 0 | 0 | 0 | 0 | 0 | 0 | 0 | 0 | 0 | 0 | 0 | 0 | 0 | 0 | 0 | 0 | 0 | 0 | 0 | 0 | 0
NSW1 | OCGT / Diesel | 0.0021502 | 0.0021158 | 1406.3569 | 4977.1223 | 932.9891 | 1660.2601 | 679.6652 | 671.1515 | 0.0022792 | 0.0022602 | 0.0023127 | 3524.7633 | 2330.7547 | 2513.2824 | 6348.4632 | 3842.1919 | 18192.9484 | 29042.5409 | 58567.8555 | 86224.3548 | 44610.6927 | 64204.9994 | 119665.7705 | 62291.8865 | 61408.6803 | 85527.7251 | 134979.7679 | 194903.74 | 179161.8033
NSW1 | Hydro | 0 | 0 | 0 | 0 | 0 | 0 | 0 | 0 | 0 | 0 | 0 | 0 | 0 | 0 | 0 | 0 | 0 | 0 | 0 | 0 | 0 | 0 | 0 | 0 | 0 | 0 | 0 | 0 | 0
NSW1 | Wind | 0 | 0 | 0 | 0 | 0 | 0 | 0 | 0 | 0 | 0 | 0 | 0 | 0 | 0 | 0 | 0 | 0 | 0 | 0 | 0 | 0 | 0 | 0 | 0 | 0 | 0 | 0 | 0 | 0
NSW1 | Solar PV | 0 | 0 | 0 | 0 | 0 | 0 | 0 | 0 | 0 | 0 | 0 | 0 | 0 | 0 | 0 | 0 | 0 | 0 | 0 | 0 | 0 | 0 | 0 | 0 | 0 | 0 | 0 | 0 | 0
NSW1 | Grid Battery | 0 | 0 | 0 | 0 | 0 | 0 | 0 | 0 | 0 | 0 | 0 | 0 | 0 | 0 | 0 | 0 | 0 | 0 | 0 | 0 | 0 | 0 | 0 | 0 | 0 | 0 | 0 | 0 | 0
NSW1 | Pumped Hydro | 0 | 0 | 0 | 0 | 0 | 0 | 0 | 0 | 0 | 0 | 0 | 0 | 0 | 0 | 0 | 0 | 0 | 0 | 0 | 0 | 0 | 0 | 0 | 0 | 0 | 0 | 0 | 0 | 0
NSW1 | VPP | 0 | 0 | 0 | 0 | 0 | 0 | 0 | 0 | 0 | 0 | 0 | 0 | 0 | 0 | 0 | 0 | 0 | 0 | 0 | 0 | 0 | 0 | 0 | 0 | 0 | 0 | 0 | 0 | 0
Total excluding storage |  | 908283.1675 | 738125.4234 | 705614.2059 | 736625.5989 | 627025.1907 | 512752.6159 | 482787.9648 | 531653.462 | 326352.0908 | 300190.6461 | 273993.017 | 211219.1251 | 232341.6428 | 213779.8273 | 99527.131 | 108392.2641 | 153885.0821 | 158326.5821 | 169602.6883 | 179832.5587 | 127322.5631 | 108530.5135 | 121221.8301 | 62291.8904 | 61408.6842 | 85527.729 | 134979.7717 | 194903.7453 | 179161.8081
Region | Technology | 2021-22 | 2022-23 | 2023-24 | 2024-25 | 2025-26 | 2026-27 | 2027-28 | 2028-29 | 2029-30 | 2030-31 | 2031-32 | 2032-33 | 2033-34 | 2034-35 | 2035-36 | 2036-37 | 2037-38 | 2038-39 | 2039-40 | 2040-41 | 2041-42 | 2042-43 | 2043-44 | 2044-45 | 2045-46 | 2046-47 | 2047-48 | 2048-49 | 2049-50
QLD1 | Black Coal | 765006.2544 | 679258.2421 | 683312.1739 | 589108.3399 | 565863.743 | 519691.6772 | 462255.8846 | 445095.0388 | 402682.4444 | 368088.5695 | 348820.2611 | 346986.8189 | 342657.0255 | 310231.0655 | 294446.0124 | 254393.2723 | 183638.4954 | 176411.3795 | 158801.7679 | 151075.6777 | 138238.398 | 119737.2909 | 93308.7992 | 71192.2037 | 53341.566 | 38090.3458 | 34748.0588 | 32294.8567 | 28320.2381
QLD1 | Brown Coal | 0 | 0 | 0 | 0 | 0 | 0 | 0 | 0 | 0 | 0 | 0 | 0 | 0 | 0 | 0 | 0 | 0 | 0 | 0 | 0 | 0 | 0 | 0 | 0 | 0 | 0 | 0 | 0 | 0
QLD1 | CCGT | 89918.4731 | 87516.1744 | 92157.5155 | 106038.2924 | 98969.4112 | 94913.1731 | 90744.3451 | 103368.2394 | 78251.9293 | 81771.6388 | 93140.1639 | 139454.0358 | 149078.8788 | 126654.6967 | 110140.4846 | 93812.8031 | 125305.3408 | 117290.1057 | 92325.3154 | 90748.6612 | 90302.2902 | 95912.3596 | 84229.9494 | 80382.8492 | 42949.3861 | 30874.1613 | 29712.6271 | 28419.1949 | 27231.5727
QLD1 | Gas - Steam | 2294.3468 | 2222.603 | 4288.621 | 4362.5175 | 4359.073 | 4183.335 | 3826.4385 | 3554.6252 | 3419.5038 | 3461.534 | 3456.9395 | 3324.1435 | 3341.0975 | 2893.968 | 2747.3745 | 2797.9152 | 5582.7735 | 5727.319 | 5127.187 | 5012.819 | 4966.8315 | 5842.8645 | 4793.289 | 4572.5635 | 5362.516 | 0 | 0 | 0 | 0
QLD1 | OCGT / Diesel | 0.0037417 | 0.0036864 | 26.232 | 2506.3819 | 1118.7698 | 1694.835 | 2108.5421 | 6964.4322 | 1031.4997 | 1844.6721 | 2058.1345 | 16366.9808 | 9538.9613 | 4736.8249 | 5125.6121 | 10703.2398 | 40139.6473 | 31874.2328 | 54655.4281 | 51256.5862 | 50274.0669 | 68257.3052 | 65556.5318 | 59496.8565 | 76257.9618 | 145244.7682 | 128771.9383 | 126207.2635 | 86161.0501
QLD1 | Hydro | 0 | 0 | 0 | 0 | 0 | 0 | 0 | 0 | 0 | 0 | 0 | 0 | 0 | 0 | 0 | 0 | 0 | 0 | 0 | 0 | 0 | 0 | 0 | 0 | 0 | 0 | 0 | 0 | 0
QLD1 | Wind | 0 | 0 | 0 | 0 | 0 | 0 | 0 | 0 | 0 | 0 | 0 | 0 | 0 | 0 | 0 | 0 | 0 | 0 | 0 | 0 | 0 | 0 | 0 | 0 | 0 | 0 | 0 | 0 | 0
QLD1 | Solar PV | 0 | 0 | 0 | 0 | 0 | 0 | 0 | 0 | 0 | 0 | 0 | 0 | 0 | 0 | 0 | 0 | 0 | 0 | 0 | 0 | 0 | 0 | 0 | 0 | 0 | 0 | 0 | 0 | 0
QLD1 | Grid Battery | 0 | 0 | 0 | 0 | 0 | 0 | 0 | 0 | 0 | 0 | 0 | 0 | 0 | 0 | 0 | 0 | 0 | 0 | 0 | 0 | 0 | 0 | 0 | 0 | 0 | 0 | 0 | 0 | 0
QLD1 | Pumped Hydro | 0 | 0 | 0 | 0 | 0 | 0 | 0 | 0 | 0 | 0 | 0 | 0 | 0 | 0 | 0 | 0 | 0 | 0 | 0 | 0 | 0 | 0 | 0 | 0 | 0 | 0 | 0 | 0 | 0
QLD1 | VPP | 0 | 0 | 0 | 0 | 0 | 0 | 0 | 0 | 0 | 0 | 0 | 0 | 0 | 0 | 0 | 0 | 0 | 0 | 0 | 0 | 0 | 0 | 0 | 0 | 0 | 0 | 0 | 0 | 0
Total excluding storage |  | 857219.0781 | 768997.0232 | 779784.5424 | 702015.5316 | 670310.997 | 620483.0203 | 558935.2102 | 558982.3355 | 485385.3771 | 455166.4144 | 447475.499 | 506131.9791 | 504615.9631 | 444516.5551 | 412459.4836 | 361707.2304 | 354666.257 | 331303.037 | 310909.6984 | 298093.7441 | 283781.5865 | 289749.8202 | 247888.5694 | 215644.473 | 177911.43 | 214209.2752 | 193232.6242 | 186921.3152 | 141712.861
Region | Technology | 2021-22 | 2022-23 | 2023-24 | 2024-25 | 2025-26 | 2026-27 | 2027-28 | 2028-29 | 2029-30 | 2030-31 | 2031-32 | 2032-33 | 2033-34 | 2034-35 | 2035-36 | 2036-37 | 2037-38 | 2038-39 | 2039-40 | 2040-41 | 2041-42 | 2042-43 | 2043-44 | 2044-45 | 2045-46 | 2046-47 | 2047-48 | 2048-49 | 2049-50
VIC1 | Black Coal | 0 | 0 | 0 | 0 | 0 | 0 | 0 | 0 | 0 | 0 | 0 | 0 | 0 | 0 | 0 | 0 | 0 | 0 | 0 | 0 | 0 | 0 | 0 | 0 | 0 | 0 | 0 | 0 | 0
VIC1 | Brown Coal | 228791.7924 | 208239.9821 | 201208.245 | 135915.2879 | 131692.0325 | 125127.2481 | 115095.2002 | 109910.0539 | 102774.9863 | 103652.3487 | 97060.8223 | 91371.9684 | 89959.8462 | 82599.8967 | 82232.8637 | 74040.052 | 65615.3252 | 63293.3415 | 51554.2933 | 51139.3207 | 54249.5215 | 52103.9097 | 47938.0872 | 43515.2258 | 41420.8446 | 42199.2992 | 26198.9697 | 0 | 0
VIC1 | CCGT | 0.0011559 | 0.0011319 | 0.0011779 | 0.0013978 | 0.0013493 | 0.0012704 | 0.0012862 | 0.0013772 | 0.001321 | 0.001284 | 0.0013122 | 0.0021418 | 0.0020765 | 0.0020161 | 0.0019014 | 0.0018452 | 0.0026706 | 0.0026083 | 0.0029269 | 0.0027354 | 0.0028487 | 0.0028092 | 0.0027452 | 0.0025713 | 0.0025383 | 0.0024783 | 0.0025854 | 0.0073551 | 0.0068733
VIC1 | Gas - Steam | 770.1534 | 293.2591 | 941.3636 | 2155.9768 | 707.8738 | 1491.4895 | 953.5673 | 2433.4215 | 81.0737 | 495.2063 | 91.2153 | 3524.0128 | 2438.6638 | 3453.5505 | 4569.7275 | 4582.3575 | 8869.563 | 11552.017 | 0 | 0 | 0 | 0 | 0 | 0 | 0 | 0 | 0 | 0 | 0
VIC1 | OCGT / Diesel | 762.2573 | 0.0032689 | 986.3274 | 690.6313 | 253.935 | 1304.5656 | 913.9297 | 909.4108 | 0.0041966 | 0.0041037 | 0.0042391 | 3890.1041 | 2227.7512 | 2272.2122 | 2753.9852 | 1426.0335 | 6100.8471 | 3640.674 | 23511.2083 | 14636.5799 | 8944.8597 | 4472.7861 | 23629.8393 | 8427.1788 | 7433.7173 | 5987.684 | 3144.4332 | 96802.0777 | 102608.0047
VIC1 | Hydro | 0 | 0 | 0 | 0 | 0 | 0 | 0 | 0 | 0 | 0 | 0 | 0 | 0 | 0 | 0 | 0 | 0 | 0 | 0 | 0 | 0 | 0 | 0 | 0 | 0 | 0 | 0 | 0 | 0
VIC1 | Wind | 0 | 0 | 0 | 0 | 0 | 0 | 0 | 0 | 0 | 0 | 0 | 0 | 0 | 0 | 0 | 0 | 0 | 0 | 0 | 0 | 0 | 0 | 0 | 0 | 0 | 0 | 0 | 0 | 0
VIC1 | Solar PV | 0 | 0 | 0 | 0 | 0 | 0 | 0 | 0 | 0 | 0 | 0 | 0 | 0 | 0 | 0 | 0 | 0 | 0 | 0 | 0 | 0 | 0 | 0 | 0 | 0 | 0 | 0 | 0 | 0
VIC1 | Grid Battery | 0 | 0 | 0 | 0 | 0 | 0 | 0 | 0 | 0 | 0 | 0 | 0 | 0 | 0 | 0 | 0 | 0 | 0 | 0 | 0 | 0 | 0 | 0 | 0 | 0 | 0 | 0 | 0 | 0
VIC1 | Pumped Hydro | 0 | 0 | 0 | 0 | 0 | 0 | 0 | 0 | 0 | 0 | 0 | 0 | 0 | 0 | 0 | 0 | 0 | 0 | 0 | 0 | 0 | 0 | 0 | 0 | 0 | 0 | 0 | 0 | 0
VIC1 | VPP | 0 | 0 | 0 | 0 | 0 | 0 | 0 | 0 | 0 | 0 | 0 | 0 | 0 | 0 | 0 | 0 | 0 | 0 | 0 | 0 | 0 | 0 | 0 | 0 | 0 | 0 | 0 | 0 | 0
Total excluding storage |  | 230324.2044 | 208533.2456 | 203135.9371 | 138761.8974 | 132653.8426 | 127923.3045 | 116962.6985 | 113252.8876 | 102856.0655 | 104147.5605 | 97152.0431 | 98786.0875 | 94626.2632 | 88325.6614 | 89556.5783 | 80048.4449 | 80585.738 | 78486.0352 | 75065.5046 | 65775.9034 | 63194.384 | 56576.6986 | 71567.9293 | 51942.4072 | 48854.5644 | 48186.9857 | 29343.4055 | 96802.0851 | 102608.0116
Region | Technology | 2021-22 | 2022-23 | 2023-24 | 2024-25 | 2025-26 | 2026-27 | 2027-28 | 2028-29 | 2029-30 | 2030-31 | 2031-32 | 2032-33 | 2033-34 | 2034-35 | 2035-36 | 2036-37 | 2037-38 | 2038-39 | 2039-40 | 2040-41 | 2041-42 | 2042-43 | 2043-44 | 2044-45 | 2045-46 | 2046-47 | 2047-48 | 2048-49 | 2049-50
SA1 | Black Coal | 0 | 0 | 0 | 0 | 0 | 0 | 0 | 0 | 0 | 0 | 0 | 0 | 0 | 0 | 0 | 0 | 0 | 0 | 0 | 0 | 0 | 0 | 0 | 0 | 0 | 0 | 0 | 0 | 0
SA1 | Brown Coal | 0 | 0 | 0 | 0 | 0 | 0 | 0 | 0 | 0 | 0 | 0 | 0 | 0 | 0 | 0 | 0 | 0 | 0 | 0 | 0 | 0 | 0 | 0 | 0 | 0 | 0 | 0 | 0 | 0
SA1 | CCGT | 93017.8532 | 87377.8072 | 40610.8735 | 30911.5534 | 29566.2734 | 28354.9473 | 27116.6773 | 26207.7994 | 24889.0793 | 23822.0473 | 22815.3013 | 42805.6182 | 46300.0821 | 51306.478 | 26889.3079 | 31838.1938 | 0.0028456 | 0.0027482 | 0.0028021 | 0.0026094 | 0.0033658 | 0.0033235 | 0.0034248 | 0.0030618 | 0.0030252 | 0.0029541 | 0.0028539 | 0.003476 | 0.0032303
SA1 | Gas - Steam | 82719.357 | 79992.917 | 72857.629 | 7796.9032 | 7439.2218 | 7079.1474 | 6740.6516 | 6547.0042 | 6275.1329 | 5970.9817 | 5705.1003 | 13928.9207 | 11464.1498 | 29121.5613 | 0 | 0 | 0 | 0 | 0 | 0 | 0 | 0 | 0 | 0 | 0 | 0 | 0 | 0 | 0
SA1 | OCGT / Diesel | 3873.1051 | 1927.4996 | 7625.5512 | 1359.8282 | 781.7624 | 2022.1799 | 1005.1814 | 2408.7206 | 116.31 | 254.2484 | 317.0015 | 10220.8533 | 8869.1051 | 17509.7859 | 8985.1958 | 8934.8724 | 24761.9892 | 28129.6144 | 31941.8189 | 28742.0661 | 25253.3568 | 32879.2996 | 40075.7054 | 21044.3587 | 16108.3873 | 22655.5991 | 29879.7943 | 42760.7324 | 41865.86
SA1 | Hydro | 0 | 0 | 0 | 0 | 0 | 0 | 0 | 0 | 0 | 0 | 0 | 0 | 0 | 0 | 0 | 0 | 0 | 0 | 0 | 0 | 0 | 0 | 0 | 0 | 0 | 0 | 0 | 0 | 0
SA1 | Wind | 0 | 0 | 0 | 0 | 0 | 0 | 0 | 0 | 0 | 0 | 0 | 0 | 0 | 0 | 0 | 0 | 0 | 0 | 0 | 0 | 0 | 0 | 0 | 0 | 0 | 0 | 0 | 0 | 0
SA1 | Solar PV | 0 | 0 | 0 | 0 | 0 | 0 | 0 | 0 | 0 | 0 | 0 | 0 | 0 | 0 | 0 | 0 | 0 | 0 | 0 | 0 | 0 | 0 | 0 | 0 | 0 | 0 | 0 | 0 | 0
SA1 | Grid Battery | 0 | 0 | 0 | 0 | 0 | 0 | 0 | 0 | 0 | 0 | 0 | 0 | 0 | 0 | 0 | 0 | 0 | 0 | 0 | 0 | 0 | 0 | 0 | 0 | 0 | 0 | 0 | 0 | 0
SA1 | Pumped Hydro | 0 | 0 | 0 | 0 | 0 | 0 | 0 | 0 | 0 | 0 | 0 | 0 | 0 | 0 | 0 | 0 | 0 | 0 | 0 | 0 | 0 | 0 | 0 | 0 | 0 | 0 | 0 | 0 | 0
SA1 | VPP | 0 | 0 | 0 | 0 | 0 | 0 | 0 | 0 | 0 | 0 | 0 | 0 | 0 | 0 | 0 | 0 | 0 | 0 | 0 | 0 | 0 | 0 | 0 | 0 | 0 | 0 | 0 | 0 | 0
Total excluding storage |  | 179610.3153 | 169298.2238 | 121094.0537 | 40068.2848 | 37787.2576 | 37456.2746 | 34862.5103 | 35163.5242 | 31280.5223 | 30047.2774 | 28837.4031 | 66955.3923 | 66633.337 | 97937.8253 | 35874.5037 | 40773.0662 | 24761.992 | 28129.6171 | 31941.8217 | 28742.0687 | 25253.3602 | 32879.3029 | 40075.7088 | 21044.3618 | 16108.3903 | 22655.6021 | 29879.7971 | 42760.7358 | 41865.8632
Region | Technology | 2021-22 | 2022-23 | 2023-24 | 2024-25 | 2025-26 | 2026-27 | 2027-28 | 2028-29 | 2029-30 | 2030-31 | 2031-32 | 2032-33 | 2033-34 | 2034-35 | 2035-36 | 2036-37 | 2037-38 | 2038-39 | 2039-40 | 2040-41 | 2041-42 | 2042-43 | 2043-44 | 2044-45 | 2045-46 | 2046-47 | 2047-48 | 2048-49 | 2049-50
TAS1 | Black Coal | 0 | 0 | 0 | 0 | 0 | 0 | 0 | 0 | 0 | 0 | 0 | 0 | 0 | 0 | 0 | 0 | 0 | 0 | 0 | 0 | 0 | 0 | 0 | 0 | 0 | 0 | 0 | 0 | 0
TAS1 | Brown Coal | 0 | 0 | 0 | 0 | 0 | 0 | 0 | 0 | 0 | 0 | 0 | 0 | 0 | 0 | 0 | 0 | 0 | 0 | 0 | 0 | 0 | 0 | 0 | 0 | 0 | 0 | 0 | 0 | 0
TAS1 | CCGT | 0.0011911 | 0.001155 | 0.0011568 | 0.0011258 | 0.0010681 | 0.001029 | 0.0010202 | 0.0010113 | 0.0010148 | 0.00099222 | 0.00094982 | 0.000948 | 0.00092508 | 0.00091645 | 0.00091675 | 0.00091164 | 0.00091249 | 0.00090859 | 0.00094281 | 0.00090741 | 0.00091042 | 0.00090172 | 0.00090205 | 0.00089834 | 0.00089264 | 0.00089316 | 0.00089341 | 0.00090335 | 0.00088538
TAS1 | Gas - Steam | 0 | 0 | 0 | 0 | 0 | 0 | 0 | 0 | 0 | 0 | 0 | 0 | 0 | 0 | 0 | 0 | 0 | 0 | 0 | 0 | 0 | 0 | 0 | 0 | 0 | 0 | 0 | 0 | 0
TAS1 | OCGT / Diesel | 0.0014176 | 0.0013445 | 0.0013863 | 0.001368 | 0.001278 | 0.0012867 | 0.0012784 | 0.0012728 | 0.0012884 | 0.0012803 | 0.0011829 | 21.4369 | 0.0011831 | 0.0011754 | 0.0011729 | 0.0011629 | 0.0011737 | 0.00115 | 0.001164 | 0.0009268 | 3.8801 | 0.0009145 | 0.00091277 | 0.00091842 | 0.00089482 | 0.000905 | 0.00090206 | 14.3435 | 0.00088955
TAS1 | Hydro | 0 | 0 | 0 | 0 | 0 | 0 | 0 | 0 | 0 | 0 | 0 | 0 | 0 | 0 | 0 | 0 | 0 | 0 | 0 | 0 | 0 | 0 | 0 | 0 | 0 | 0 | 0 | 0 | 0
TAS1 | Wind | 0 | 0 | 0 | 0 | 0 | 0 | 0 | 0 | 0 | 0 | 0 | 0 | 0 | 0 | 0 | 0 | 0 | 0 | 0 | 0 | 0 | 0 | 0 | 0 | 0 | 0 | 0 | 0 | 0
TAS1 | Solar PV | 0 | 0 | 0 | 0 | 0 | 0 | 0 | 0 | 0 | 0 | 0 | 0 | 0 | 0 | 0 | 0 | 0 | 0 | 0 | 0 | 0 | 0 | 0 | 0 | 0 | 0 | 0 | 0 | 0
TAS1 | Grid Battery | 0 | 0 | 0 | 0 | 0 | 0 | 0 | 0 | 0 | 0 | 0 | 0 | 0 | 0 | 0 | 0 | 0 | 0 | 0 | 0 | 0 | 0 | 0 | 0 | 0 | 0 | 0 | 0 | 0
TAS1 | Pumped Hydro | 0 | 0 | 0 | 0 | 0 | 0 | 0 | 0 | 0 | 0 | 0 | 0 | 0 | 0 | 0 | 0 | 0 | 0 | 0 | 0 | 0 | 0 | 0 | 0 | 0 | 0 | 0 | 0 | 0
TAS1 | VPP | 0 | 0 | 0 | 0 | 0 | 0 | 0 | 0 | 0 | 0 | 0 | 0 | 0 | 0 | 0 | 0 | 0 | 0 | 0 | 0 | 0 | 0 | 0 | 0 | 0 | 0 | 0 | 0 | 0
Total excluding storage |  | 0.0026087 | 0.0024995 | 0.002543 | 0.0024938 | 0.0023461 | 0.0023157 | 0.0022986 | 0.0022841 | 0.0023032 | 0.0022725 | 0.0021327 | 21.4379 | 0.0021082 | 0.0020919 | 0.0020896 | 0.0020746 | 0.0020862 | 0.0020586 | 0.0021068 | 0.0018342 | 3.881 | 0.0018162 | 0.0018148 | 0.0018168 | 0.0017875 | 0.0017982 | 0.0017955 | 14.3444 | 0.0017749

## BaseCase_Build Cost
New generation build cost (CAPEX) by technology ($000s) - Base Case, Fast Change Scenario
CAPEX (Install) | Real June 2020 dollars discounted to 1 July 2020. The total capital costs are annualised for modelling purposes.
Explicitly modelled generation
Region | Technology | 2021-22 | 2022-23 | 2023-24 | 2024-25 | 2025-26 | 2026-27 | 2027-28 | 2028-29 | 2029-30 | 2030-31 | 2031-32 | 2032-33 | 2033-34 | 2034-35 | 2035-36 | 2036-37 | 2037-38 | 2038-39 | 2039-40 | 2040-41 | 2041-42 | 2042-43 | 2043-44 | 2044-45 | 2045-46 | 2046-47 | 2047-48 | 2048-49 | 2049-50
NEM | Black Coal | 0 | 0 | 0 | 0 | 0 | 0 | 0 | 0 | 0 | 0 | 0 | 0 | 0 | 0 | 0 | 0 | 0 | 0 | 0 | 0 | 0 | 0 | 0 | 0 | 0 | 0 | 0 | 0 | 0
NEM | Brown Coal | 0 | 0 | 0 | 0 | 0 | 0 | 0 | 0 | 0 | 0 | 0 | 0 | 0 | 0 | 0 | 0 | 0 | 0 | 0 | 0 | 0 | 0 | 0 | 0 | 0 | 0 | 0 | 0 | 0
NEM | CCGT | 0.0018124 | 0.0017425 | 0.0018345 | 0.0019516 | 0.0018623 | 0.001777 | 0.0017182 | 0.0018134 | 0.0017303 | 0.0016511 | 0.0016833 | 0.002503 | 0.0023883 | 0.0022789 | 0.0021874 | 0.002108 | 0.0035115 | 0.0033584 | 0.0037356 | 0.0035545 | 0.0039877 | 0.0040045 | 0.0039194 | 0.0037644 | 0.0035993 | 0.0029585 | 0.0028738 | 0.0043319 | 0.0040743
NEM | Gas - Steam | 0 | 0 | 0 | 0 | 0 | 0 | 0 | 0 | 0 | 0 | 0 | 0 | 0 | 0 | 0 | 0 | 0 | 0 | 0 | 0 | 0 | 0 | 0 | 0 | 0 | 0 | 0 | 0 | 0
NEM | OCGT / Diesel | 0.0050049 | 0.0049151 | 0.0047375 | 0.0045079 | 0.0043014 | 0.0041044 | 0.0039269 | 0.0038484 | 0.0037847 | 0.0037855 | 0.0038177 | 0.0052459 | 0.0050057 | 0.0047764 | 0.0045955 | 0.0044372 | 0.0075724 | 0.0072613 | 9817.5028 | 9341.651 | 14494.9561 | 15598.4565 | 14923.8435 | 58408.2674 | 66036.0185 | 96171.6554 | 92012.3531 | 110679.6635 | 105610.3659
NEM | Hydro | 0 | 0 | 0 | 0 | 0 | 0 | 0 | 0 | 0 | 0 | 0 | 0 | 0 | 0 | 0 | 0 | 0 | 0 | 0 | 0 | 0 | 0 | 0 | 0 | 0 | 0 | 0 | 0 | 0
NEM | Wind | 77205.0298 | 165121.7123 | 260493.4135 | 346197.8705 | 417662.3031 | 411813.3591 | 512017.5701 | 595857.3651 | 916873.6098 | 885543.3332 | 857377.7473 | 1042764.0906 | 1017413.3579 | 1036171.7733 | 1079846.5496 | 1101891.3505 | 1276023.768 | 1248524.0389 | 1232187.2919 | 1178956.5649 | 1188660.4181 | 1223939.6732 | 1203471.775 | 1157545.5242 | 1175364.3124 | 1171713.1167 | 1170350.09 | 1126368.9084 | 1100640.0557
NEM | Solar PV | 0.0045575 | 0.0072677 | 0.007895 | 0.013239 | 7963.0011 | 57774.7399 | 71168.8963 | 89293.7494 | 213969.7621 | 204169.6209 | 195339.5437 | 185871.4938 | 177358.2965 | 169235.017 | 161915.8169 | 154067.8001 | 206141.0602 | 211789.492 | 221985.4591 | 246209.1424 | 254604.6562 | 332435.6506 | 322967.3498 | 307313.2063 | 293237.7922 | 326002.4446 | 316167.6645 | 316690.8306 | 326314.8157
NEM | Grid Battery | 0.0053592 | 0.0074989 | 0.0071916 | 0.0083439 | 0.010408 | 0.010435 | 0.012281 | 0.014115 | 0.14292 | 0.13662 | 0.13167 | 0.1455 | 3819.8511 | 3644.8961 | 3487.2626 | 3318.236 | 71308.7539 | 68042.7041 | 85512.5055 | 81367.7366 | 109128.3427 | 104130.0972 | 99626.6026 | 94797.7267 | 90455.8454 | 112827.9975 | 107948.3288 | 102716.1076 | 98011.5025
NEM | Pumped Hydro | 0 | 0 | 0.014963 | 0.016434 | 0.016028 | 0.015771 | 0.015931 | 0.016869 | 241735.8312 | 230663.9616 | 220688.0382 | 209991.3586 | 200373.4388 | 191196.0293 | 182927.0439 | 174060.6182 | 205360.2102 | 195954.3992 | 193482.3626 | 184104.3228 | 202079.6195 | 269684.0008 | 258020.5097 | 246982.9883 | 235670.7904 | 236325.5746 | 226104.7931 | 238242.7915 | 286499.7022
NEM | VPP | 0 | 0 | 0 | 0 | 0 | 0 | 0 | 0 | 0 | 0 | 0 | 0 | 0 | 0 | 0 | 0 | 0 | 0 | 0 | 0 | 0 | 0 | 0 | 0 | 0 | 0 | 0 | 0 | 0
Total excluding storage |  | 77205.0412 | 165121.7262 | 260493.428 | 346197.8902 | 425625.3104 | 469588.1049 | 583186.472 | 685151.1202 | 1130843.3774 | 1089712.9595 | 1052717.2965 | 1228635.5921 | 1194771.6618 | 1205406.7973 | 1241762.3733 | 1255959.1572 | 1482164.8393 | 1460313.5416 | 1463990.2576 | 1434507.3619 | 1457760.0344 | 1571973.7843 | 1541362.9722 | 1523267.0017 | 1534638.1267 | 1593887.2196 | 1578530.1105 | 1553739.4069 | 1532565.2414
Region | Technology | 2021-22 | 2022-23 | 2023-24 | 2024-25 | 2025-26 | 2026-27 | 2027-28 | 2028-29 | 2029-30 | 2030-31 | 2031-32 | 2032-33 | 2033-34 | 2034-35 | 2035-36 | 2036-37 | 2037-38 | 2038-39 | 2039-40 | 2040-41 | 2041-42 | 2042-43 | 2043-44 | 2044-45 | 2045-46 | 2046-47 | 2047-48 | 2048-49 | 2049-50
NSW1 | Black Coal | 0 | 0 | 0 | 0 | 0 | 0 | 0 | 0 | 0 | 0 | 0 | 0 | 0 | 0 | 0 | 0 | 0 | 0 | 0 | 0 | 0 | 0 | 0 | 0 | 0 | 0 | 0 | 0 | 0
NSW1 | Brown Coal | 0 | 0 | 0 | 0 | 0 | 0 | 0 | 0 | 0 | 0 | 0 | 0 | 0 | 0 | 0 | 0 | 0 | 0 | 0 | 0 | 0 | 0 | 0 | 0 | 0 | 0 | 0 | 0 | 0
NSW1 | CCGT | 0.00037724 | 0.00035997 | 0.00037457 | 0.00041086 | 0.00039204 | 0.00037409 | 0.00035791 | 0.00037294 | 0.00035586 | 0.00033956 | 0.00034555 | 0.00060383 | 0.00057617 | 0.00054978 | 0.00052601 | 0.00050051 | 0.0010909 | 0.0010409 | 0.0010425 | 0.00099198 | 0.001254 | 0.0011966 | 0.001154 | 0.001098 | 0.0010477 | 0.000883 | 0.00084481 | 0.0012129 | 0.0011405
NSW1 | Gas - Steam | 0 | 0 | 0 | 0 | 0 | 0 | 0 | 0 | 0 | 0 | 0 | 0 | 0 | 0 | 0 | 0 | 0 | 0 | 0 | 0 | 0 | 0 | 0 | 0 | 0 | 0 | 0 | 0 | 0
NSW1 | OCGT / Diesel | 0.0009973 | 0.0009978 | 0.0009896 | 0.00094163 | 0.0008985 | 0.00085735 | 0.00082027 | 0.00078051 | 0.00075455 | 0.00075161 | 0.00075798 | 0.0011448 | 0.0010924 | 0.0010424 | 0.00099729 | 0.00094895 | 0.0024658 | 0.0023528 | 1906.4948 | 1814.0875 | 6542.181 | 6242.5391 | 5972.5575 | 37697.6153 | 35971.0069 | 34323.4796 | 32839.0325 | 36817.8767 | 35131.5617
NSW1 | Hydro | 0 | 0 | 0 | 0 | 0 | 0 | 0 | 0 | 0 | 0 | 0 | 0 | 0 | 0 | 0 | 0 | 0 | 0 | 0 | 0 | 0 | 0 | 0 | 0 | 0 | 0 | 0 | 0 | 0
NSW1 | Wind | 0.013496 | 91452.8026 | 174462.9439 | 249636.1198 | 304518.1024 | 290570.709 | 326882.2614 | 346387.1066 | 607038.4241 | 579235.1373 | 554183.9514 | 539869.5096 | 515142.6616 | 512239.1672 | 557077.3807 | 530169.3798 | 511436.6429 | 493194.8544 | 502645.3795 | 478282.2892 | 500392.7591 | 477474.0357 | 456823.8885 | 434681.7535 | 433978.6243 | 414101.7386 | 413490.2164 | 366609.6437 | 323936.7133
NSW1 | Solar PV | 0.0010156 | 0.0020005 | 0.0020713 | 0.0037445 | 7962.9917 | 57774.7305 | 71168.8854 | 89293.7381 | 213969.7483 | 204169.6071 | 195339.5302 | 185871.474 | 177358.2767 | 169234.9968 | 161915.7975 | 154067.781 | 169888.5736 | 177197.4194 | 174671.5122 | 166205.2296 | 158592.7763 | 199417.3652 | 190792.8169 | 181545.1387 | 173230.0941 | 179843.9608 | 176330.3493 | 183631.3528 | 188257.3334
NSW1 | Grid Battery | 0.0017262 | 0.0024224 | 0.0023177 | 0.0028397 | 0.003248 | 0.0033546 | 0.0038928 | 0.0042265 | 0.13264 | 0.12659 | 0.12129 | 0.11843 | 0.11301 | 0.10784 | 0.10319 | 0.098187 | 6683.6943 | 6377.5709 | 16301.7268 | 15511.5863 | 29005.5367 | 27677.0385 | 26480.0417 | 25196.5607 | 24042.5196 | 22941.3354 | 21949.1514 | 20885.2883 | 19928.6599
NSW1 | Pumped Hydro | 0 | 0 | 0.0041025 | 0.0047491 | 0.0045316 | 0.0043365 | 0.0045007 | 0.0047926 | 241735.8195 | 230663.9499 | 220688.0264 | 209991.3372 | 200373.4133 | 191196.0049 | 182927.02 | 174060.5949 | 166088.3586 | 158481.2582 | 151627.1485 | 144277.82 | 137669.6756 | 131364.1942 | 125682.8592 | 119591.0437 | 114113.5913 | 108887.0146 | 104177.7891 | 99128.3188 | 94588.0904
NSW1 | VPP | 0 | 0 | 0 | 0 | 0 | 0 | 0 | 0 | 0 | 0 | 0 | 0 | 0 | 0 | 0 | 0 | 0 | 0 | 0 | 0 | 0 | 0 | 0 | 0 | 0 | 0 | 0 | 0 | 0
Total excluding storage |  | 0.015886 | 91452.806 | 174462.9473 | 249636.1249 | 312481.0953 | 348345.4408 | 398051.1479 | 435680.8458 | 821008.1735 | 783404.7455 | 749523.4827 | 725740.9853 | 692500.9399 | 681474.1655 | 718993.1798 | 684237.1622 | 681325.22 | 670392.2772 | 679223.3876 | 646301.6074 | 665527.7176 | 683133.9411 | 653589.2641 | 653924.5085 | 643179.7264 | 628269.1799 | 622659.5991 | 587058.8744 | 547325.6095
Region | Technology | 2021-22 | 2022-23 | 2023-24 | 2024-25 | 2025-26 | 2026-27 | 2027-28 | 2028-29 | 2029-30 | 2030-31 | 2031-32 | 2032-33 | 2033-34 | 2034-35 | 2035-36 | 2036-37 | 2037-38 | 2038-39 | 2039-40 | 2040-41 | 2041-42 | 2042-43 | 2043-44 | 2044-45 | 2045-46 | 2046-47 | 2047-48 | 2048-49 | 2049-50
QLD1 | Black Coal | 0 | 0 | 0 | 0 | 0 | 0 | 0 | 0 | 0 | 0 | 0 | 0 | 0 | 0 | 0 | 0 | 0 | 0 | 0 | 0 | 0 | 0 | 0 | 0 | 0 | 0 | 0 | 0 | 0
QLD1 | Brown Coal | 0 | 0 | 0 | 0 | 0 | 0 | 0 | 0 | 0 | 0 | 0 | 0 | 0 | 0 | 0 | 0 | 0 | 0 | 0 | 0 | 0 | 0 | 0 | 0 | 0 | 0 | 0 | 0 | 0
QLD1 | CCGT | 0.00041423 | 0.0004084 | 0.00041562 | 0.00048181 | 0.00045974 | 0.00043869 | 0.00041971 | 0.00046441 | 0.00044313 | 0.00042284 | 0.00045059 | 0.00060666 | 0.00057888 | 0.00055236 | 0.00052847 | 0.00052224 | 0.00089256 | 0.00085168 | 0.0011191 | 0.0010649 | 0.0010161 | 0.0011624 | 0.0011121 | 0.0010582 | 0.0010097 | 0.00091176 | 0.00086824 | 0.00081848 | 0.00075428
QLD1 | Gas - Steam | 0 | 0 | 0 | 0 | 0 | 0 | 0 | 0 | 0 | 0 | 0 | 0 | 0 | 0 | 0 | 0 | 0 | 0 | 0 | 0 | 0 | 0 | 0 | 0 | 0 | 0 | 0 | 0 | 0
QLD1 | OCGT / Diesel | 0.0010113 | 0.0010014 | 0.00095813 | 0.00091169 | 0.00086993 | 0.00083009 | 0.00079419 | 0.00080154 | 0.00078232 | 0.00078667 | 0.00080005 | 0.00099234 | 0.00094689 | 0.00090352 | 0.00086445 | 0.00085626 | 0.0012026 | 0.0011475 | 7911.0021 | 7527.5579 | 7182.7843 | 8621.1933 | 8248.3376 | 7848.5428 | 17792.0065 | 50137.294 | 47968.9196 | 47495.4332 | 45320.0698
QLD1 | Hydro | 0 | 0 | 0 | 0 | 0 | 0 | 0 | 0 | 0 | 0 | 0 | 0 | 0 | 0 | 0 | 0 | 0 | 0 | 0 | 0 | 0 | 0 | 0 | 0 | 0 | 0 | 0 | 0 | 0
QLD1 | Wind | 77204.9785 | 73668.8735 | 70482.7886 | 67066.5214 | 71044.119 | 67790.1899 | 121349.1081 | 176812.4092 | 229172.144 | 218675.7098 | 209218.2624 | 260625.9736 | 260871.6628 | 248923.3425 | 238157.7236 | 264485.8839 | 316931.8124 | 302415.8514 | 289336.7489 | 275312.672 | 282388.1772 | 327922.4325 | 313740.2031 | 310938.9933 | 324427.0793 | 301688.6722 | 288641.019 | 274650.6638 | 311768.8266
QLD1 | Solar PV | 0.0014763 | 0.0023107 | 0.002477 | 0.0039723 | 0.003938 | 0.0039911 | 0.0047614 | 0.0045586 | 0.007126 | 0.0067996 | 0.0065055 | 0.0062057 | 0.0060796 | 0.0058012 | 0.0055503 | 0.0052812 | 34627.2271 | 33041.2472 | 31612.2552 | 40184.6493 | 50063.7804 | 87543.7707 | 83757.6135 | 79697.9038 | 76047.6181 | 98441.1826 | 94183.7258 | 89618.6651 | 91878.5231
QLD1 | Grid Battery | 0.00091945 | 0.001209 | 0.0011567 | 0.0014065 | 0.0017096 | 0.0016313 | 0.0023267 | 0.0030102 | 0.0029076 | 0.0028094 | 0.0028873 | 0.0073657 | 3819.7193 | 3644.7703 | 3487.1386 | 3318.1179 | 52478.3389 | 50074.7509 | 47909.0813 | 45586.9406 | 43498.9888 | 41506.6686 | 39711.5578 | 37786.7488 | 36056.0579 | 60919.8034 | 58285.0988 | 55460.0349 | 52919.8806
QLD1 | Pumped Hydro | 0 | 0 | 0.002052 | 0.0024517 | 0.0023872 | 0.0024035 | 0.0024906 | 0.0028459 | 0.0027156 | 0.002697 | 0.0026847 | 0.0059046 | 0.010709 | 0.010218 | 0.0097921 | 0.0093273 | 35200.0277 | 33587.8126 | 32135.1823 | 30577.5984 | 29540.837 | 105047.7579 | 100504.5754 | 95633.1448 | 91253.0008 | 98522.3401 | 94261.3737 | 89692.5494 | 144753.2881
QLD1 | VPP | 0 | 0 | 0 | 0 | 0 | 0 | 0 | 0 | 0 | 0 | 0 | 0 | 0 | 0 | 0 | 0 | 0 | 0 | 0 | 0 | 0 | 0 | 0 | 0 | 0 | 0 | 0 | 0 | 0
Total excluding storage |  | 77204.9814 | 73668.8772 | 70482.7924 | 67066.5268 | 71044.1243 | 67790.1952 | 121349.1141 | 176812.415 | 229172.1523 | 218675.7178 | 209218.2702 | 260625.9814 | 260871.6704 | 248923.3497 | 238157.7305 | 264485.8906 | 351559.0415 | 335457.1006 | 328860.0074 | 323024.8803 | 339634.7429 | 424087.3977 | 405746.1553 | 398485.441 | 418266.705 | 450267.1497 | 430793.6653 | 411764.7628 | 448967.4203
Region | Technology | 2021-22 | 2022-23 | 2023-24 | 2024-25 | 2025-26 | 2026-27 | 2027-28 | 2028-29 | 2029-30 | 2030-31 | 2031-32 | 2032-33 | 2033-34 | 2034-35 | 2035-36 | 2036-37 | 2037-38 | 2038-39 | 2039-40 | 2040-41 | 2041-42 | 2042-43 | 2043-44 | 2044-45 | 2045-46 | 2046-47 | 2047-48 | 2048-49 | 2049-50
VIC1 | Black Coal | 0 | 0 | 0 | 0 | 0 | 0 | 0 | 0 | 0 | 0 | 0 | 0 | 0 | 0 | 0 | 0 | 0 | 0 | 0 | 0 | 0 | 0 | 0 | 0 | 0 | 0 | 0 | 0 | 0
VIC1 | Brown Coal | 0 | 0 | 0 | 0 | 0 | 0 | 0 | 0 | 0 | 0 | 0 | 0 | 0 | 0 | 0 | 0 | 0 | 0 | 0 | 0 | 0 | 0 | 0 | 0 | 0 | 0 | 0 | 0 | 0
VIC1 | CCGT | 0.00035601 | 0.00033971 | 0.00033945 | 0.00038824 | 0.00037046 | 0.00035349 | 0.0003563 | 0.00037219 | 0.00035514 | 0.00033888 | 0.0003396 | 0.00053521 | 0.0005107 | 0.00048731 | 0.00046623 | 0.00044363 | 0.00063281 | 0.00060383 | 0.00068359 | 0.00065046 | 0.0006752 | 0.00064427 | 0.00062919 | 0.00062529 | 0.00059665 | 0.00045915 | 0.00047846 | 0.0014943 | 0.0014056
VIC1 | Gas - Steam | 0 | 0 | 0 | 0 | 0 | 0 | 0 | 0 | 0 | 0 | 0 | 0 | 0 | 0 | 0 | 0 | 0 | 0 | 0 | 0 | 0 | 0 | 0 | 0 | 0 | 0 | 0 | 0 | 0
VIC1 | OCGT / Diesel | 0.0010035 | 0.00097876 | 0.00093643 | 0.00089104 | 0.00085023 | 0.00081129 | 0.0007762 | 0.00076451 | 0.00075631 | 0.00075503 | 0.0007606 | 0.0011269 | 0.0010753 | 0.0010261 | 0.00098169 | 0.00093411 | 0.0013081 | 0.0012482 | 0.0018299 | 0.0017412 | 0.002338 | 0.0022309 | 0.0021369 | 0.032944 | 0.031435 | 0.029685 | 0.028394 | 15705.054 | 14985.7386
VIC1 | Hydro | 0 | 0 | 0 | 0 | 0 | 0 | 0 | 0 | 0 | 0 | 0 | 0 | 0 | 0 | 0 | 0 | 0 | 0 | 0 | 0 | 0 | 0 | 0 | 0 | 0 | 0 | 0 | 0 | 0
VIC1 | Wind | 0.0080551 | 0.0078072 | 0.0077542 | 0.010226 | 0.0097581 | 0.0093112 | 0.0095464 | 0.010856 | 0.010407 | 0.010101 | 0.011998 | 47625.5602 | 45444.2436 | 79391.7588 | 75958.1659 | 96152.1632 | 200488.7828 | 193090.1272 | 184739.2252 | 175784.965 | 167733.8314 | 191304.9889 | 215497.2271 | 205052.1326 | 213023.1105 | 248366.3362 | 269639.022 | 284530.469 | 278092.8832
VIC1 | Solar PV | 0.00045442 | 0.00053797 | 0.00055402 | 0.0013326 | 0.0012716 | 0.0012412 | 0.0014403 | 0.001568 | 0.0015113 | 0.0015751 | 0.001544 | 0.0032833 | 0.00326 | 0.0031248 | 0.0029897 | 0.0028568 | 0.010447 | 0.015014 | 11587.6883 | 30691.4641 | 35202.3458 | 33590.0246 | 32137.2986 | 30579.6121 | 29179.0192 | 33613.236 | 32159.5073 | 30600.7847 | 33927.0222
VIC1 | Grid Battery | 0.00088715 | 0.0012844 | 0.0012289 | 0.001387 | 0.0018957 | 0.0019109 | 0.002112 | 0.0023857 | 0.0025044 | 0.0024848 | 0.0025991 | 0.0070192 | 0.0067043 | 0.0063972 | 0.0061356 | 0.0058426 | 0.017504 | 0.016712 | 4919.6081 | 4681.156 | 14810.4208 | 14132.0807 | 13520.8861 | 12865.5322 | 12276.271 | 11713.999 | 11207.3833 | 10664.1642 | 10175.7292
VIC1 | Pumped Hydro | 0 | 0 | 0.0023226 | 0.0028798 | 0.0027479 | 0.0027104 | 0.002628 | 0.0027753 | 0.0026653 | 0.0025862 | 0.0026604 | 0.007183 | 0.006854 | 0.0065401 | 0.0062687 | 0.0059799 | 4071.8145 | 3885.3192 | 9720.0221 | 9248.8951 | 34869.0962 | 33272.0384 | 31833.0649 | 31758.7891 | 30304.1881 | 28916.21 | 27665.6205 | 49421.9134 | 47158.3143
VIC1 | VPP | 0 | 0 | 0 | 0 | 0 | 0 | 0 | 0 | 0 | 0 | 0 | 0 | 0 | 0 | 0 | 0 | 0 | 0 | 0 | 0 | 0 | 0 | 0 | 0 | 0 | 0 | 0 | 0 | 0
Total excluding storage |  | 0.009869 | 0.0096636 | 0.0095841 | 0.012838 | 0.01225 | 0.011717 | 0.012119 | 0.013561 | 0.01303 | 0.01277 | 0.014643 | 47625.5652 | 45444.2484 | 79391.7635 | 75958.1704 | 96152.1674 | 200488.7952 | 193090.144 | 196326.9159 | 206476.4315 | 202936.1801 | 224895.0164 | 247634.5285 | 235631.7783 | 242202.1617 | 281979.6023 | 301798.5582 | 330836.3092 | 327005.6453
Region | Technology | 2021-22 | 2022-23 | 2023-24 | 2024-25 | 2025-26 | 2026-27 | 2027-28 | 2028-29 | 2029-30 | 2030-31 | 2031-32 | 2032-33 | 2033-34 | 2034-35 | 2035-36 | 2036-37 | 2037-38 | 2038-39 | 2039-40 | 2040-41 | 2041-42 | 2042-43 | 2043-44 | 2044-45 | 2045-46 | 2046-47 | 2047-48 | 2048-49 | 2049-50
SA1 | Black Coal | 0 | 0 | 0 | 0 | 0 | 0 | 0 | 0 | 0 | 0 | 0 | 0 | 0 | 0 | 0 | 0 | 0 | 0 | 0 | 0 | 0 | 0 | 0 | 0 | 0 | 0 | 0 | 0 | 0
SA1 | Brown Coal | 0 | 0 | 0 | 0 | 0 | 0 | 0 | 0 | 0 | 0 | 0 | 0 | 0 | 0 | 0 | 0 | 0 | 0 | 0 | 0 | 0 | 0 | 0 | 0 | 0 | 0 | 0 | 0 | 0
SA1 | CCGT | 0.0003502 | 0.00033416 | 0.00041759 | 0.00039735 | 0.00037915 | 0.00036179 | 0.00034614 | 0.00037723 | 0.00035995 | 0.00034347 | 0.00035019 | 0.00056185 | 0.00053611 | 0.00051156 | 0.00048943 | 0.00046571 | 0.00071878 | 0.00068586 | 0.00070506 | 0.00067089 | 0.00086468 | 0.00082507 | 0.00084729 | 0.00080622 | 0.00076929 | 0.00062568 | 0.00059862 | 0.00071537 | 0.0006826
SA1 | Gas - Steam | 0 | 0 | 0 | 0 | 0 | 0 | 0 | 0 | 0 | 0 | 0 | 0 | 0 | 0 | 0 | 0 | 0 | 0 | 0 | 0 | 0 | 0 | 0 | 0 | 0 | 0 | 0 | 0 | 0
SA1 | OCGT / Diesel | 0.0010054 | 0.00098703 | 0.00094435 | 0.00089857 | 0.00085742 | 0.00081815 | 0.00078276 | 0.00076936 | 0.00076003 | 0.00076033 | 0.00076706 | 0.0011633 | 0.00111 | 0.0010592 | 0.0010213 | 0.00097177 | 0.0018686 | 0.001783 | 0.00316 | 0.0030069 | 769.9877 | 734.7211 | 702.9454 | 12862.0756 | 12272.9729 | 11710.8517 | 11204.3722 | 10661.2992 | 10172.9954
SA1 | Hydro | 0 | 0 | 0 | 0 | 0 | 0 | 0 | 0 | 0 | 0 | 0 | 0 | 0 | 0 | 0 | 0 | 0 | 0 | 0 | 0 | 0 | 0 | 0 | 0 | 0 | 0 | 0 | 0 | 0
SA1 | Wind | 0.015813 | 0.015089 | 0.018851 | 0.01916 | 0.018283 | 0.017446 | 0.017148 | 0.021263 | 0.020297 | 0.019676 | 0.024505 | 95598.2121 | 92328.6739 | 88099.88 | 97580.6502 | 97639.5673 | 131563.3724 | 142528.5974 | 136364.417 | 129754.8692 | 123811.9009 | 118141.127 | 113031.6781 | 107553.0788 | 109164.9201 | 117126.433 | 112060.8761 | 123050.9631 | 117415.0408
SA1 | Solar PV | 0.0014312 | 0.0021477 | 0.0024646 | 0.0037047 | 0.0036498 | 0.003506 | 0.0039328 | 0.0044329 | 0.0042594 | 0.0044226 | 0.0044855 | 0.0093128 | 0.0096104 | 0.01042 | 0.0099694 | 0.010262 | 1625.2483 | 1550.8095 | 4114.0021 | 9127.7971 | 10745.7515 | 11884.488 | 16279.6187 | 15490.5498 | 14781.059 | 14104.0635 | 13494.0804 | 12840.0265 | 12251.9357
SA1 | Grid Battery | 0.00091414 | 0.0013912 | 0.0013481 | 0.0014344 | 0.0019387 | 0.0019806 | 0.0022345 | 0.0026306 | 0.0028567 | 0.0027501 | 0.0027973 | 0.010439 | 0.0099687 | 0.0095121 | 0.01259 | 0.012045 | 12146.701 | 11590.3635 | 16382.0867 | 15588.0512 | 21813.3944 | 20814.3074 | 19914.115 | 18948.883 | 18080.995 | 17252.8578 | 16506.6934 | 15706.6181 | 14987.2309
SA1 | Pumped Hydro | 0 | 0 | 0.0027174 | 0.0025857 | 0.0024673 | 0.002408 | 0.0023622 | 0.0024824 | 0.0023926 | 0.0023821 | 0.0023917 | 0.0037355 | 0.0035644 | 0.0034012 | 0.0036267 | 0.0036922 | 0.0051193 | 0.0048848 | 0.0047312 | 0.0045019 | 0.0061541 | 0.0058847 | 0.0056302 | 0.0061144 | 0.0058343 | 0.0055671 | 0.0053263 | 0.0050804 | 0.0048477
SA1 | VPP | 0 | 0 | 0 | 0 | 0 | 0 | 0 | 0 | 0 | 0 | 0 | 0 | 0 | 0 | 0 | 0 | 0 | 0 | 0 | 0 | 0 | 0 | 0 | 0 | 0 | 0 | 0 | 0 | 0
Total excluding storage |  | 0.0186 | 0.018558 | 0.022678 | 0.024161 | 0.023169 | 0.022131 | 0.02221 | 0.026842 | 0.025676 | 0.025202 | 0.030107 | 95598.2231 | 92328.6851 | 88099.892 | 97580.6616 | 97639.579 | 133188.6233 | 144079.4094 | 140478.423 | 138882.67 | 135327.641 | 130760.3369 | 130014.2431 | 135905.705 | 136218.9527 | 142941.3489 | 136759.3293 | 146552.2896 | 139839.9725
Region | Technology | 2021-22 | 2022-23 | 2023-24 | 2024-25 | 2025-26 | 2026-27 | 2027-28 | 2028-29 | 2029-30 | 2030-31 | 2031-32 | 2032-33 | 2033-34 | 2034-35 | 2035-36 | 2036-37 | 2037-38 | 2038-39 | 2039-40 | 2040-41 | 2041-42 | 2042-43 | 2043-44 | 2044-45 | 2045-46 | 2046-47 | 2047-48 | 2048-49 | 2049-50
TAS1 | Black Coal | 0 | 0 | 0 | 0 | 0 | 0 | 0 | 0 | 0 | 0 | 0 | 0 | 0 | 0 | 0 | 0 | 0 | 0 | 0 | 0 | 0 | 0 | 0 | 0 | 0 | 0 | 0 | 0 | 0
TAS1 | Brown Coal | 0 | 0 | 0 | 0 | 0 | 0 | 0 | 0 | 0 | 0 | 0 | 0 | 0 | 0 | 0 | 0 | 0 | 0 | 0 | 0 | 0 | 0 | 0 | 0 | 0 | 0 | 0 | 0 | 0
TAS1 | CCGT | 0.0003147 | 0.00030029 | 0.0002873 | 0.00027338 | 0.00026086 | 0.00024891 | 0.00023814 | 0.0002266 | 0.00021622 | 0.00020632 | 0.0001974 | 0.0001954 | 0.00018645 | 0.00017791 | 0.00017726 | 0.00017591 | 0.00017638 | 0.00017608 | 0.00018532 | 0.00017634 | 0.00017767 | 0.00017618 | 0.00017682 | 0.00017666 | 0.00017589 | 7.8955e-05 | 8.3678e-05 | 9.0947e-05 | 9.1332e-05
TAS1 | Gas - Steam | 0 | 0 | 0 | 0 | 0 | 0 | 0 | 0 | 0 | 0 | 0 | 0 | 0 | 0 | 0 | 0 | 0 | 0 | 0 | 0 | 0 | 0 | 0 | 0 | 0 | 0 | 0 | 0 | 0
TAS1 | OCGT / Diesel | 0.00098738 | 0.00095007 | 0.00090898 | 0.00086492 | 0.00082531 | 0.00078751 | 0.00075345 | 0.0007325 | 0.00073151 | 0.0007319 | 0.00073202 | 0.00081854 | 0.00078105 | 0.00074528 | 0.0007308 | 0.00072614 | 0.00072735 | 0.00072974 | 0.00086778 | 0.00082572 | 0.0007879 | 0.00075181 | 0.00073604 | 0.00074389 | 0.00073062 | 0.00042604 | 0.00044041 | 0.00051499 | 0.0004914
TAS1 | Hydro | 0 | 0 | 0 | 0 | 0 | 0 | 0 | 0 | 0 | 0 | 0 | 0 | 0 | 0 | 0 | 0 | 0 | 0 | 0 | 0 | 0 | 0 | 0 | 0 | 0 | 0 | 0 | 0 | 0
TAS1 | Wind | 0.013931 | 0.013329 | 15547.6545 | 29495.1999 | 42100.0537 | 53452.4334 | 63786.174 | 72657.8172 | 80663.011 | 87632.4563 | 93975.497 | 99044.8351 | 103626.116 | 107517.6248 | 111072.6293 | 113444.3563 | 115603.1575 | 117294.6085 | 119101.5215 | 119821.7695 | 114333.7495 | 109097.0892 | 104378.7783 | 99319.566 | 94770.5782 | 90429.9367 | 86518.9565 | 77527.1688 | 69426.5918
TAS1 | Solar PV | 0.00017995 | 0.00027081 | 0.00032817 | 0.00048508 | 0.00058549 | 0.00064894 | 0.00073072 | 0.00078223 | 0.00091532 | 0.0010243 | 0.00097999 | 0.00093884 | 0.00089924 | 0.00085805 | 0.00082094 | 0.00078115 | 0.00079703 | 0.00087983 | 0.0012587 | 0.0022928 | 0.0021878 | 0.0020876 | 0.0019973 | 0.0019005 | 0.0018134 | 0.0016747 | 0.0015715 | 0.001474 | 0.001353
TAS1 | Grid Battery | 0.00091228 | 0.0011918 | 0.0011403 | 0.0012764 | 0.0016157 | 0.0015572 | 0.0017145 | 0.0018622 | 0.002005 | 0.0019853 | 0.0020957 | 0.0022484 | 0.0021549 | 0.0020653 | 0.0021146 | 0.0020484 | 0.002149 | 0.002128 | 0.0025605 | 0.002441 | 0.002105 | 0.0019508 | 0.0019951 | 0.0020049 | 0.0019217 | 0.0019269 | 0.0019213 | 0.0021426 | 0.001972
TAS1 | Pumped Hydro | 0 | 0 | 0.003768 | 0.0037672 | 0.0038944 | 0.0039129 | 0.00395 | 0.0039727 | 0.0040171 | 0.0040528 | 0.004146 | 0.0045513 | 0.0043669 | 0.0042299 | 0.0042457 | 0.0042845 | 0.0043302 | 0.0043097 | 0.0050094 | 0.0047811 | 0.0046081 | 0.0044513 | 0.0044989 | 0.0045261 | 0.004457 | 0.0044364 | 0.0044564 | 0.0047761 | 0.0045764
TAS1 | VPP | 0 | 0 | 0 | 0 | 0 | 0 | 0 | 0 | 0 | 0 | 0 | 0 | 0 | 0 | 0 | 0 | 0 | 0 | 0 | 0 | 0 | 0 | 0 | 0 | 0 | 0 | 0 | 0 | 0
Total excluding storage |  | 0.015413 | 0.01485 | 15547.656 | 29495.2015 | 42100.0554 | 53452.4351 | 63786.1757 | 72657.8189 | 80663.0129 | 87632.4583 | 93975.4989 | 99044.8371 | 103626.1179 | 107517.6266 | 111072.631 | 113444.358 | 115603.1592 | 117294.6103 | 119101.5238 | 119821.7728 | 114333.7526 | 109097.0922 | 104378.7812 | 99319.5688 | 94770.581 | 90429.9389 | 86518.9586 | 77527.1709 | 69426.5938

## BaseCase_REHAB Cost
Rehabilition cost by technology ($000s) - Base Case, Fast Change Scenario
REHAB | Real June 2020 dollars discounted to 1 July 2020
Explicitly modelled generation
Region | Technology | 2021-22 | 2022-23 | 2023-24 | 2024-25 | 2025-26 | 2026-27 | 2027-28 | 2028-29 | 2029-30 | 2030-31 | 2031-32 | 2032-33 | 2033-34 | 2034-35 | 2035-36 | 2036-37 | 2037-38 | 2038-39 | 2039-40 | 2040-41 | 2041-42 | 2042-43 | 2043-44 | 2044-45 | 2045-46 | 2046-47 | 2047-48 | 2048-49 | 2049-50
NEM | Black Coal | 0 | 0 | 0 | 115304.0579 | 86687.675 | 13340.5836 | 1.2561e-05 | 0 | 19999.9185 | 334.1856 | 25.9369 | 0 | 0 | 0 | 0 | 0 | 0 | 0 | 0 | 0 | 0 | 0 | 0 | 0 | 0 | 0 | 0 | 0 | 0
NEM | Brown Coal | 0 | 0 | 0 | 44614.8252 | 3596.8544 | 1355.9395 | 0 | 0 | 0.00010014 | 0.00014759 | 0 | 0 | 0 | 0 | 0 | 0 | 0 | 0 | 0 | 0 | 0 | 0 | 0 | 0 | 0 | 0 | 0 | 0 | 0
NEM | CCGT | 0 | 0 | 0 | 0 | 0 | 0 | 0 | 0 | 0 | 0 | 0 | 0 | 0 | 0 | 0 | 0 | 0 | 0 | 0 | 0 | 0 | 0 | 0 | 0 | 0 | 0 | 0 | 0 | 0
NEM | Gas - Steam | 0 | 0 | 0 | 0 | 0 | 0 | 0 | 0 | 0 | 0 | 0 | 0 | 0 | 0 | 0 | 0 | 0 | 0 | 0 | 0 | 0 | 0 | 0 | 0 | 0 | 0 | 0 | 0 | 0
NEM | OCGT / Diesel | 0 | 0 | 0 | 0 | 0 | 0 | 0 | 0 | 0 | 0 | 0 | 0 | 0 | 0 | 0 | 0 | 0 | 0 | 0 | 0 | 0 | 0 | 0 | 0 | 0 | 0 | 0 | 0 | 0
NEM | Hydro | 0 | 0 | 0 | 0 | 0 | 0 | 0 | 0 | 0 | 0 | 0 | 0 | 0 | 0 | 0 | 0 | 0 | 0 | 0 | 0 | 0 | 0 | 0 | 0 | 0 | 0 | 0 | 0 | 0
NEM | Wind | 0 | 0 | 0 | 0 | 0 | 0 | 0 | 0 | 0 | 0 | 0 | 0 | 0 | 0 | 0 | 0 | 0 | 0 | 0 | 0 | 0 | 0 | 0 | 0 | 0 | 0 | 0 | 0 | 0
NEM | Solar PV | 0 | 0 | 0 | 0 | 0 | 0 | 0 | 0 | 0 | 0 | 0 | 0 | 0 | 0 | 0 | 0 | 0 | 0 | 0 | 0 | 0 | 0 | 0 | 0 | 0 | 0 | 0 | 0 | 0
NEM | Grid Battery | 0 | 0 | 0 | 0 | 0 | 0 | 0 | 0 | 0 | 0 | 0 | 0 | 0 | 0 | 0 | 0 | 0 | 0 | 0 | 0 | 0 | 0 | 0 | 0 | 0 | 0 | 0 | 0 | 0
NEM | Pumped Hydro | 0 | 0 | 0 | 0 | 0 | 0 | 0 | 0 | 0 | 0 | 0 | 0 | 0 | 0 | 0 | 0 | 0 | 0 | 0 | 0 | 0 | 0 | 0 | 0 | 0 | 0 | 0 | 0 | 0
NEM | VPP | 0 | 0 | 0 | 0 | 0 | 0 | 0 | 0 | 0 | 0 | 0 | 0 | 0 | 0 | 0 | 0 | 0 | 0 | 0 | 0 | 0 | 0 | 0 | 0 | 0 | 0 | 0 | 0 | 0
Total excluding storage |  | 0 | 0 | 0 | 159918.8831 | 90284.5295 | 14696.5231 | 1.2561e-05 | 0 | 19999.9186 | 334.1857 | 25.9369 | 0 | 0 | 0 | 0 | 0 | 0 | 0 | 0 | 0 | 0 | 0 | 0 | 0 | 0 | 0 | 0 | 0 | 0
Region | Technology | 2021-22 | 2022-23 | 2023-24 | 2024-25 | 2025-26 | 2026-27 | 2027-28 | 2028-29 | 2029-30 | 2030-31 | 2031-32 | 2032-33 | 2033-34 | 2034-35 | 2035-36 | 2036-37 | 2037-38 | 2038-39 | 2039-40 | 2040-41 | 2041-42 | 2042-43 | 2043-44 | 2044-45 | 2045-46 | 2046-47 | 2047-48 | 2048-49 | 2049-50
NSW1 | Black Coal | 0 | 0 | 0 | 18526.9195 | 86687.669 | 5171.1467 | 0 | 0 | 19999.9185 | 334.1856 | 25.9369 | 0 | 0 | 0 | 0 | 0 | 0 | 0 | 0 | 0 | 0 | 0 | 0 | 0 | 0 | 0 | 0 | 0 | 0
NSW1 | Brown Coal | 0 | 0 | 0 | 0 | 0 | 0 | 0 | 0 | 0 | 0 | 0 | 0 | 0 | 0 | 0 | 0 | 0 | 0 | 0 | 0 | 0 | 0 | 0 | 0 | 0 | 0 | 0 | 0 | 0
NSW1 | CCGT | 0 | 0 | 0 | 0 | 0 | 0 | 0 | 0 | 0 | 0 | 0 | 0 | 0 | 0 | 0 | 0 | 0 | 0 | 0 | 0 | 0 | 0 | 0 | 0 | 0 | 0 | 0 | 0 | 0
NSW1 | Gas - Steam | 0 | 0 | 0 | 0 | 0 | 0 | 0 | 0 | 0 | 0 | 0 | 0 | 0 | 0 | 0 | 0 | 0 | 0 | 0 | 0 | 0 | 0 | 0 | 0 | 0 | 0 | 0 | 0 | 0
NSW1 | OCGT / Diesel | 0 | 0 | 0 | 0 | 0 | 0 | 0 | 0 | 0 | 0 | 0 | 0 | 0 | 0 | 0 | 0 | 0 | 0 | 0 | 0 | 0 | 0 | 0 | 0 | 0 | 0 | 0 | 0 | 0
NSW1 | Hydro | 0 | 0 | 0 | 0 | 0 | 0 | 0 | 0 | 0 | 0 | 0 | 0 | 0 | 0 | 0 | 0 | 0 | 0 | 0 | 0 | 0 | 0 | 0 | 0 | 0 | 0 | 0 | 0 | 0
NSW1 | Wind | 0 | 0 | 0 | 0 | 0 | 0 | 0 | 0 | 0 | 0 | 0 | 0 | 0 | 0 | 0 | 0 | 0 | 0 | 0 | 0 | 0 | 0 | 0 | 0 | 0 | 0 | 0 | 0 | 0
NSW1 | Solar PV | 0 | 0 | 0 | 0 | 0 | 0 | 0 | 0 | 0 | 0 | 0 | 0 | 0 | 0 | 0 | 0 | 0 | 0 | 0 | 0 | 0 | 0 | 0 | 0 | 0 | 0 | 0 | 0 | 0
NSW1 | Grid Battery | 0 | 0 | 0 | 0 | 0 | 0 | 0 | 0 | 0 | 0 | 0 | 0 | 0 | 0 | 0 | 0 | 0 | 0 | 0 | 0 | 0 | 0 | 0 | 0 | 0 | 0 | 0 | 0 | 0
NSW1 | Pumped Hydro | 0 | 0 | 0 | 0 | 0 | 0 | 0 | 0 | 0 | 0 | 0 | 0 | 0 | 0 | 0 | 0 | 0 | 0 | 0 | 0 | 0 | 0 | 0 | 0 | 0 | 0 | 0 | 0 | 0
NSW1 | VPP | 0 | 0 | 0 | 0 | 0 | 0 | 0 | 0 | 0 | 0 | 0 | 0 | 0 | 0 | 0 | 0 | 0 | 0 | 0 | 0 | 0 | 0 | 0 | 0 | 0 | 0 | 0 | 0 | 0
Total excluding storage |  | 0 | 0 | 0 | 18526.9195 | 86687.669 | 5171.1467 | 0 | 0 | 19999.9185 | 334.1856 | 25.9369 | 0 | 0 | 0 | 0 | 0 | 0 | 0 | 0 | 0 | 0 | 0 | 0 | 0 | 0 | 0 | 0 | 0 | 0
Region | Technology | 2021-22 | 2022-23 | 2023-24 | 2024-25 | 2025-26 | 2026-27 | 2027-28 | 2028-29 | 2029-30 | 2030-31 | 2031-32 | 2032-33 | 2033-34 | 2034-35 | 2035-36 | 2036-37 | 2037-38 | 2038-39 | 2039-40 | 2040-41 | 2041-42 | 2042-43 | 2043-44 | 2044-45 | 2045-46 | 2046-47 | 2047-48 | 2048-49 | 2049-50
QLD1 | Black Coal | 0 | 0 | 0 | 96777.1384 | 0.0060113 | 8169.437 | 1.2561e-05 | 0 | 0 | 0 | 0 | 0 | 0 | 0 | 0 | 0 | 0 | 0 | 0 | 0 | 0 | 0 | 0 | 0 | 0 | 0 | 0 | 0 | 0
QLD1 | Brown Coal | 0 | 0 | 0 | 0 | 0 | 0 | 0 | 0 | 0 | 0 | 0 | 0 | 0 | 0 | 0 | 0 | 0 | 0 | 0 | 0 | 0 | 0 | 0 | 0 | 0 | 0 | 0 | 0 | 0
QLD1 | CCGT | 0 | 0 | 0 | 0 | 0 | 0 | 0 | 0 | 0 | 0 | 0 | 0 | 0 | 0 | 0 | 0 | 0 | 0 | 0 | 0 | 0 | 0 | 0 | 0 | 0 | 0 | 0 | 0 | 0
QLD1 | Gas - Steam | 0 | 0 | 0 | 0 | 0 | 0 | 0 | 0 | 0 | 0 | 0 | 0 | 0 | 0 | 0 | 0 | 0 | 0 | 0 | 0 | 0 | 0 | 0 | 0 | 0 | 0 | 0 | 0 | 0
QLD1 | OCGT / Diesel | 0 | 0 | 0 | 0 | 0 | 0 | 0 | 0 | 0 | 0 | 0 | 0 | 0 | 0 | 0 | 0 | 0 | 0 | 0 | 0 | 0 | 0 | 0 | 0 | 0 | 0 | 0 | 0 | 0
QLD1 | Hydro | 0 | 0 | 0 | 0 | 0 | 0 | 0 | 0 | 0 | 0 | 0 | 0 | 0 | 0 | 0 | 0 | 0 | 0 | 0 | 0 | 0 | 0 | 0 | 0 | 0 | 0 | 0 | 0 | 0
QLD1 | Wind | 0 | 0 | 0 | 0 | 0 | 0 | 0 | 0 | 0 | 0 | 0 | 0 | 0 | 0 | 0 | 0 | 0 | 0 | 0 | 0 | 0 | 0 | 0 | 0 | 0 | 0 | 0 | 0 | 0
QLD1 | Solar PV | 0 | 0 | 0 | 0 | 0 | 0 | 0 | 0 | 0 | 0 | 0 | 0 | 0 | 0 | 0 | 0 | 0 | 0 | 0 | 0 | 0 | 0 | 0 | 0 | 0 | 0 | 0 | 0 | 0
QLD1 | Grid Battery | 0 | 0 | 0 | 0 | 0 | 0 | 0 | 0 | 0 | 0 | 0 | 0 | 0 | 0 | 0 | 0 | 0 | 0 | 0 | 0 | 0 | 0 | 0 | 0 | 0 | 0 | 0 | 0 | 0
QLD1 | Pumped Hydro | 0 | 0 | 0 | 0 | 0 | 0 | 0 | 0 | 0 | 0 | 0 | 0 | 0 | 0 | 0 | 0 | 0 | 0 | 0 | 0 | 0 | 0 | 0 | 0 | 0 | 0 | 0 | 0 | 0
QLD1 | VPP | 0 | 0 | 0 | 0 | 0 | 0 | 0 | 0 | 0 | 0 | 0 | 0 | 0 | 0 | 0 | 0 | 0 | 0 | 0 | 0 | 0 | 0 | 0 | 0 | 0 | 0 | 0 | 0 | 0
Total excluding storage |  | 0 | 0 | 0 | 96777.1384 | 0.0060113 | 8169.437 | 1.2561e-05 | 0 | 0 | 0 | 0 | 0 | 0 | 0 | 0 | 0 | 0 | 0 | 0 | 0 | 0 | 0 | 0 | 0 | 0 | 0 | 0 | 0 | 0
Region | Technology | 2021-22 | 2022-23 | 2023-24 | 2024-25 | 2025-26 | 2026-27 | 2027-28 | 2028-29 | 2029-30 | 2030-31 | 2031-32 | 2032-33 | 2033-34 | 2034-35 | 2035-36 | 2036-37 | 2037-38 | 2038-39 | 2039-40 | 2040-41 | 2041-42 | 2042-43 | 2043-44 | 2044-45 | 2045-46 | 2046-47 | 2047-48 | 2048-49 | 2049-50
VIC1 | Black Coal | 0 | 0 | 0 | 0 | 0 | 0 | 0 | 0 | 0 | 0 | 0 | 0 | 0 | 0 | 0 | 0 | 0 | 0 | 0 | 0 | 0 | 0 | 0 | 0 | 0 | 0 | 0 | 0 | 0
VIC1 | Brown Coal | 0 | 0 | 0 | 44614.8252 | 3596.8544 | 1355.9395 | 0 | 0 | 0.00010014 | 0.00014759 | 0 | 0 | 0 | 0 | 0 | 0 | 0 | 0 | 0 | 0 | 0 | 0 | 0 | 0 | 0 | 0 | 0 | 0 | 0
VIC1 | CCGT | 0 | 0 | 0 | 0 | 0 | 0 | 0 | 0 | 0 | 0 | 0 | 0 | 0 | 0 | 0 | 0 | 0 | 0 | 0 | 0 | 0 | 0 | 0 | 0 | 0 | 0 | 0 | 0 | 0
VIC1 | Gas - Steam | 0 | 0 | 0 | 0 | 0 | 0 | 0 | 0 | 0 | 0 | 0 | 0 | 0 | 0 | 0 | 0 | 0 | 0 | 0 | 0 | 0 | 0 | 0 | 0 | 0 | 0 | 0 | 0 | 0
VIC1 | OCGT / Diesel | 0 | 0 | 0 | 0 | 0 | 0 | 0 | 0 | 0 | 0 | 0 | 0 | 0 | 0 | 0 | 0 | 0 | 0 | 0 | 0 | 0 | 0 | 0 | 0 | 0 | 0 | 0 | 0 | 0
VIC1 | Hydro | 0 | 0 | 0 | 0 | 0 | 0 | 0 | 0 | 0 | 0 | 0 | 0 | 0 | 0 | 0 | 0 | 0 | 0 | 0 | 0 | 0 | 0 | 0 | 0 | 0 | 0 | 0 | 0 | 0
VIC1 | Wind | 0 | 0 | 0 | 0 | 0 | 0 | 0 | 0 | 0 | 0 | 0 | 0 | 0 | 0 | 0 | 0 | 0 | 0 | 0 | 0 | 0 | 0 | 0 | 0 | 0 | 0 | 0 | 0 | 0
VIC1 | Solar PV | 0 | 0 | 0 | 0 | 0 | 0 | 0 | 0 | 0 | 0 | 0 | 0 | 0 | 0 | 0 | 0 | 0 | 0 | 0 | 0 | 0 | 0 | 0 | 0 | 0 | 0 | 0 | 0 | 0
VIC1 | Grid Battery | 0 | 0 | 0 | 0 | 0 | 0 | 0 | 0 | 0 | 0 | 0 | 0 | 0 | 0 | 0 | 0 | 0 | 0 | 0 | 0 | 0 | 0 | 0 | 0 | 0 | 0 | 0 | 0 | 0
VIC1 | Pumped Hydro | 0 | 0 | 0 | 0 | 0 | 0 | 0 | 0 | 0 | 0 | 0 | 0 | 0 | 0 | 0 | 0 | 0 | 0 | 0 | 0 | 0 | 0 | 0 | 0 | 0 | 0 | 0 | 0 | 0
VIC1 | VPP | 0 | 0 | 0 | 0 | 0 | 0 | 0 | 0 | 0 | 0 | 0 | 0 | 0 | 0 | 0 | 0 | 0 | 0 | 0 | 0 | 0 | 0 | 0 | 0 | 0 | 0 | 0 | 0 | 0
Total excluding storage |  | 0 | 0 | 0 | 44614.8252 | 3596.8544 | 1355.9395 | 0 | 0 | 0.00010014 | 0.00014759 | 0 | 0 | 0 | 0 | 0 | 0 | 0 | 0 | 0 | 0 | 0 | 0 | 0 | 0 | 0 | 0 | 0 | 0 | 0
Region | Technology | 2021-22 | 2022-23 | 2023-24 | 2024-25 | 2025-26 | 2026-27 | 2027-28 | 2028-29 | 2029-30 | 2030-31 | 2031-32 | 2032-33 | 2033-34 | 2034-35 | 2035-36 | 2036-37 | 2037-38 | 2038-39 | 2039-40 | 2040-41 | 2041-42 | 2042-43 | 2043-44 | 2044-45 | 2045-46 | 2046-47 | 2047-48 | 2048-49 | 2049-50
SA1 | Black Coal | 0 | 0 | 0 | 0 | 0 | 0 | 0 | 0 | 0 | 0 | 0 | 0 | 0 | 0 | 0 | 0 | 0 | 0 | 0 | 0 | 0 | 0 | 0 | 0 | 0 | 0 | 0 | 0 | 0
SA1 | Brown Coal | 0 | 0 | 0 | 0 | 0 | 0 | 0 | 0 | 0 | 0 | 0 | 0 | 0 | 0 | 0 | 0 | 0 | 0 | 0 | 0 | 0 | 0 | 0 | 0 | 0 | 0 | 0 | 0 | 0
SA1 | CCGT | 0 | 0 | 0 | 0 | 0 | 0 | 0 | 0 | 0 | 0 | 0 | 0 | 0 | 0 | 0 | 0 | 0 | 0 | 0 | 0 | 0 | 0 | 0 | 0 | 0 | 0 | 0 | 0 | 0
SA1 | Gas - Steam | 0 | 0 | 0 | 0 | 0 | 0 | 0 | 0 | 0 | 0 | 0 | 0 | 0 | 0 | 0 | 0 | 0 | 0 | 0 | 0 | 0 | 0 | 0 | 0 | 0 | 0 | 0 | 0 | 0
SA1 | OCGT / Diesel | 0 | 0 | 0 | 0 | 0 | 0 | 0 | 0 | 0 | 0 | 0 | 0 | 0 | 0 | 0 | 0 | 0 | 0 | 0 | 0 | 0 | 0 | 0 | 0 | 0 | 0 | 0 | 0 | 0
SA1 | Hydro | 0 | 0 | 0 | 0 | 0 | 0 | 0 | 0 | 0 | 0 | 0 | 0 | 0 | 0 | 0 | 0 | 0 | 0 | 0 | 0 | 0 | 0 | 0 | 0 | 0 | 0 | 0 | 0 | 0
SA1 | Wind | 0 | 0 | 0 | 0 | 0 | 0 | 0 | 0 | 0 | 0 | 0 | 0 | 0 | 0 | 0 | 0 | 0 | 0 | 0 | 0 | 0 | 0 | 0 | 0 | 0 | 0 | 0 | 0 | 0
SA1 | Solar PV | 0 | 0 | 0 | 0 | 0 | 0 | 0 | 0 | 0 | 0 | 0 | 0 | 0 | 0 | 0 | 0 | 0 | 0 | 0 | 0 | 0 | 0 | 0 | 0 | 0 | 0 | 0 | 0 | 0
SA1 | Grid Battery | 0 | 0 | 0 | 0 | 0 | 0 | 0 | 0 | 0 | 0 | 0 | 0 | 0 | 0 | 0 | 0 | 0 | 0 | 0 | 0 | 0 | 0 | 0 | 0 | 0 | 0 | 0 | 0 | 0
SA1 | Pumped Hydro | 0 | 0 | 0 | 0 | 0 | 0 | 0 | 0 | 0 | 0 | 0 | 0 | 0 | 0 | 0 | 0 | 0 | 0 | 0 | 0 | 0 | 0 | 0 | 0 | 0 | 0 | 0 | 0 | 0
SA1 | VPP | 0 | 0 | 0 | 0 | 0 | 0 | 0 | 0 | 0 | 0 | 0 | 0 | 0 | 0 | 0 | 0 | 0 | 0 | 0 | 0 | 0 | 0 | 0 | 0 | 0 | 0 | 0 | 0 | 0
Total excluding storage |  | 0 | 0 | 0 | 0 | 0 | 0 | 0 | 0 | 0 | 0 | 0 | 0 | 0 | 0 | 0 | 0 | 0 | 0 | 0 | 0 | 0 | 0 | 0 | 0 | 0 | 0 | 0 | 0 | 0
Region | Technology | 2021-22 | 2022-23 | 2023-24 | 2024-25 | 2025-26 | 2026-27 | 2027-28 | 2028-29 | 2029-30 | 2030-31 | 2031-32 | 2032-33 | 2033-34 | 2034-35 | 2035-36 | 2036-37 | 2037-38 | 2038-39 | 2039-40 | 2040-41 | 2041-42 | 2042-43 | 2043-44 | 2044-45 | 2045-46 | 2046-47 | 2047-48 | 2048-49 | 2049-50
TAS1 | Black Coal | 0 | 0 | 0 | 0 | 0 | 0 | 0 | 0 | 0 | 0 | 0 | 0 | 0 | 0 | 0 | 0 | 0 | 0 | 0 | 0 | 0 | 0 | 0 | 0 | 0 | 0 | 0 | 0 | 0
TAS1 | Brown Coal | 0 | 0 | 0 | 0 | 0 | 0 | 0 | 0 | 0 | 0 | 0 | 0 | 0 | 0 | 0 | 0 | 0 | 0 | 0 | 0 | 0 | 0 | 0 | 0 | 0 | 0 | 0 | 0 | 0
TAS1 | CCGT | 0 | 0 | 0 | 0 | 0 | 0 | 0 | 0 | 0 | 0 | 0 | 0 | 0 | 0 | 0 | 0 | 0 | 0 | 0 | 0 | 0 | 0 | 0 | 0 | 0 | 0 | 0 | 0 | 0
TAS1 | Gas - Steam | 0 | 0 | 0 | 0 | 0 | 0 | 0 | 0 | 0 | 0 | 0 | 0 | 0 | 0 | 0 | 0 | 0 | 0 | 0 | 0 | 0 | 0 | 0 | 0 | 0 | 0 | 0 | 0 | 0
TAS1 | OCGT / Diesel | 0 | 0 | 0 | 0 | 0 | 0 | 0 | 0 | 0 | 0 | 0 | 0 | 0 | 0 | 0 | 0 | 0 | 0 | 0 | 0 | 0 | 0 | 0 | 0 | 0 | 0 | 0 | 0 | 0
TAS1 | Hydro | 0 | 0 | 0 | 0 | 0 | 0 | 0 | 0 | 0 | 0 | 0 | 0 | 0 | 0 | 0 | 0 | 0 | 0 | 0 | 0 | 0 | 0 | 0 | 0 | 0 | 0 | 0 | 0 | 0
TAS1 | Wind | 0 | 0 | 0 | 0 | 0 | 0 | 0 | 0 | 0 | 0 | 0 | 0 | 0 | 0 | 0 | 0 | 0 | 0 | 0 | 0 | 0 | 0 | 0 | 0 | 0 | 0 | 0 | 0 | 0
TAS1 | Solar PV | 0 | 0 | 0 | 0 | 0 | 0 | 0 | 0 | 0 | 0 | 0 | 0 | 0 | 0 | 0 | 0 | 0 | 0 | 0 | 0 | 0 | 0 | 0 | 0 | 0 | 0 | 0 | 0 | 0
TAS1 | Grid Battery | 0 | 0 | 0 | 0 | 0 | 0 | 0 | 0 | 0 | 0 | 0 | 0 | 0 | 0 | 0 | 0 | 0 | 0 | 0 | 0 | 0 | 0 | 0 | 0 | 0 | 0 | 0 | 0 | 0
TAS1 | Pumped Hydro | 0 | 0 | 0 | 0 | 0 | 0 | 0 | 0 | 0 | 0 | 0 | 0 | 0 | 0 | 0 | 0 | 0 | 0 | 0 | 0 | 0 | 0 | 0 | 0 | 0 | 0 | 0 | 0 | 0
TAS1 | VPP | 0 | 0 | 0 | 0 | 0 | 0 | 0 | 0 | 0 | 0 | 0 | 0 | 0 | 0 | 0 | 0 | 0 | 0 | 0 | 0 | 0 | 0 | 0 | 0 | 0 | 0 | 0 | 0 | 0
Total excluding storage |  | 0 | 0 | 0 | 0 | 0 | 0 | 0 | 0 | 0 | 0 | 0 | 0 | 0 | 0 | 0 | 0 | 0 | 0 | 0 | 0 | 0 | 0 | 0 | 0 | 0 | 0 | 0 | 0 | 0

## BaseCase_REZ Tx Cost
REZ transmission expansion cost by region ($000s) - Base Case, Fast Change Scenario
REZ Expansion | Real June 2020 dollars discounted to 1 July 2020. As with the total capital costs, the REZ transmission expansion costs are annualised for modelling purposes.
Explicitly modelled generation
Region | Technology | 2021-22 | 2022-23 | 2023-24 | 2024-25 | 2025-26 | 2026-27 | 2027-28 | 2028-29 | 2029-30 | 2030-31 | 2031-32 | 2032-33 | 2033-34 | 2034-35 | 2035-36 | 2036-37 | 2037-38 | 2038-39 | 2039-40 | 2040-41 | 2041-42 | 2042-43 | 2043-44 | 2044-45 | 2045-46 | 2046-47 | 2047-48 | 2048-49 | 2049-50
NSW1 | Transmission | 0.0010056 | 4278.3295 | 14086.6922 | 23167.6549 | 31180.0311 | 40803.0554 | 47806.7492 | 54574.3598 | 115839.6377 | 110534.0054 | 105753.5497 | 101962.8036 | 97292.7515 | 95070.6287 | 98245.0536 | 93493.3681 | 94470.035 | 94985.1648 | 98252.0081 | 93489.7589 | 97945.8403 | 106682.132 | 102068.265 | 97121.0428 | 92672.7519 | 90369.1096 | 96725.5019 | 99613.4856 | 101207.9557
QLD1 | Transmission | 0.0010774 | 0.0011317 | 0.0011851 | 0.0015423 | 0.0016063 | 0.0015708 | 0.0028205 | 12343.2448 | 11777.9054 | 11238.4594 | 10752.4103 | 10231.2482 | 12488.5497 | 11916.5551 | 11401.1793 | 11669.0157 | 47482.7707 | 45307.9873 | 43348.4743 | 43593.83 | 46287.5569 | 59373.1214 | 56805.3093 | 65115.2497 | 87115.7568 | 106820.7038 | 102200.8437 | 97247.1954 | 119233.8282
VIC1 | Transmission | 0.0001949 | 0.00018741 | 0.0001793 | 0.00017061 | 0.0001628 | 0.00015534 | 0.00014862 | 0.00014142 | 0.00013494 | 0.00012876 | 0.00012319 | 0.00011722 | 0.00011309 | 0.00011293 | 0.0001099 | 1674.2386 | 7514.6391 | 7297.0685 | 6981.4796 | 6643.0891 | 6338.8254 | 6048.4976 | 8187.5904 | 7790.74 | 7433.9123 | 12387.7376 | 11851.9836 | 15104.1945 | 17125.1151
SA1 | Transmission | 0.0011194 | 0.0011158 | 0.0012663 | 0.0013039 | 0.001255 | 0.0012028 | 0.0012117 | 0.0018118 | 0.0017347 | 0.001692 | 0.0017305 | 3575.7382 | 3569.4209 | 3405.9361 | 3258.6344 | 3100.6933 | 9984.8738 | 12019.8891 | 11500.0441 | 10942.64 | 10441.4504 | 9963.2161 | 9532.3205 | 9070.2969 | 10706.3024 | 16777.1459 | 16051.5579 | 20504.7074 | 19565.5621
TAS1 | Transmission | 3.9037e-06 | 3.7249e-06 | 3.5638e-06 | 3.3911e-06 | 3.2358e-06 | 3.0876e-06 | 2.954e-06 | 2.8108e-06 | 5.0419e-06 | 556.4041 | 1320.0746 | 2317.5688 | 3224.283 | 4043.0759 | 4792.8894 | 5440.4336 | 6030.8077 | 6556.5916 | 7067.2649 | 7480.4565 | 7137.8401 | 6810.9162 | 6516.3527 | 6200.5067 | 5916.5141 | 5645.5287 | 5401.3667 | 5139.5639 | 4904.164
NEM | Total | 0.0034012 | 4278.332 | 14086.6948 | 23167.6579 | 31180.0341 | 40803.0583 | 47806.7533 | 66917.6065 | 127617.545 | 122328.8707 | 117826.0364 | 118087.3589 | 116575.0052 | 114436.1959 | 117697.7568 | 115377.7494 | 165483.1263 | 166166.7012 | 167149.271 | 162149.7744 | 168151.5132 | 188877.8832 | 183109.8379 | 185297.8362 | 203845.2373 | 232000.2256 | 232231.2539 | 237609.1467 | 262036.6252

## BaseCase_USE+DSP Cost
USE and USE / DSP cost by region ($000s) - Base Case, Fast Change Scenario
USE / DSP | Real June 2020 dollars discounted to 1 July 2020
Explicitly modelled generation
Region | Technology | 2021-22 | 2022-23 | 2023-24 | 2024-25 | 2025-26 | 2026-27 | 2027-28 | 2028-29 | 2029-30 | 2030-31 | 2031-32 | 2032-33 | 2033-34 | 2034-35 | 2035-36 | 2036-37 | 2037-38 | 2038-39 | 2039-40 | 2040-41 | 2041-42 | 2042-43 | 2043-44 | 2044-45 | 2045-46 | 2046-47 | 2047-48 | 2048-49 | 2049-50
NSW1 | USE / DSP | 0.0024013 | 0.0023958 | 23.9415 | 834.8512 | 0.0024457 | 0.0024297 | 0.0024349 | 0.0024558 | 0.0024326 | 0.0024273 | 0.0024418 | 16798.6077 | 16.2794 | 0.002542 | 1294.2168 | 0.0025367 | 19728.1178 | 0.0026103 | 16303.9585 | 64.9998 | 28962.4534 | 179.7884 | 1581.4335 | 10284.785 | 234.8875 | 97.9123 | 0.0026559 | 557.7599 | 589.6737
QLD1 | USE / DSP | 0.0023946 | 0.0023903 | 0.0023988 | 0.0024285 | 0.0024378 | 0.0024288 | 0.0024344 | 132.7271 | 0.0024318 | 0.0024315 | 0.0024509 | 776.0106 | 20994.1 | 2103.8984 | 1259.486 | 137.123 | 37228.0783 | 32.1883 | 11427.7579 | 2986.1359 | 2515.4237 | 4619.7927 | 1870.6876 | 5840.7986 | 4158.0916 | 53009.0323 | 346.8447 | 5706.4731 | 9137.8965
VIC1 | USE / DSP | 0.0023746 | 0.0023593 | 0.0023767 | 0.002416 | 0.0024207 | 0.0023984 | 0.0024122 | 0.0024264 | 0.002407 | 0.0024013 | 0.0024206 | 11185.7245 | 0.0025031 | 0.0025133 | 464.99 | 0.0024892 | 6558.397 | 0.0025498 | 1968.432 | 1.509 | 3423.6423 | 0.0025713 | 504.6179 | 3926.699 | 155.4484 | 0.0025698 | 0.0026007 | 355.0704 | 437.1877
SA1 | USE / DSP | 0.0024038 | 0.0023804 | 0.0024458 | 0.0024361 | 0.0024438 | 0.0024128 | 0.0024239 | 0.0024409 | 0.0024191 | 0.0024125 | 0.0024436 | 4894.1182 | 0.0025071 | 0.0025184 | 1370.915 | 307.4665 | 5491.8092 | 0.0025439 | 1875.0211 | 41.5362 | 4814.8978 | 0.002572 | 1034.1765 | 6599.2028 | 481.8843 | 11.5954 | 0.0025711 | 356.2828 | 236.5477
TAS1 | USE / DSP | 0.0019714 | 0.0019616 | 0.0019732 | 0.0019668 | 0.0019545 | 0.0019553 | 0.001961 | 0.0019547 | 0.0019557 | 0.0019551 | 0.0019434 | 113.9366 | 0.001938 | 0.0019366 | 0.0019411 | 0.0019353 | 0.0019352 | 0.0019345 | 430.6146 | 0.0019332 | 85.4758 | 0.0019332 | 0.0019384 | 28.3368 | 0.0019319 | 0.0019321 | 0.0019371 | 49.5351 | 0.0019308
NEM | Total | 0.011546 | 0.011487 | 23.9506 | 834.8605 | 0.011703 | 0.011625 | 0.011666 | 132.7363 | 0.011646 | 0.011628 | 0.0117 | 33768.3976 | 21010.3864 | 2103.9079 | 4389.6097 | 444.5965 | 69006.4042 | 32.198 | 32005.7841 | 3094.1829 | 39801.893 | 4799.5882 | 4990.9174 | 26679.8222 | 5030.3137 | 53118.5445 | 346.8545 | 7025.1213 | 10401.3075

## BaseCase_SyncCon Cost
Synchronous Condenser cost by region ($000s) - Base Case, Fast Change Scenario
SyncCon | Real June 2020 dollars discounted to 1 July 2020
Explicitly modelled generation
Region | Technology | 2021-22 | 2022-23 | 2023-24 | 2024-25 | 2025-26 | 2026-27 | 2027-28 | 2028-29 | 2029-30 | 2030-31 | 2031-32 | 2032-33 | 2033-34 | 2034-35 | 2035-36 | 2036-37 | 2037-38 | 2038-39 | 2039-40 | 2040-41 | 2041-42 | 2042-43 | 2043-44 | 2044-45 | 2045-46 | 2046-47 | 2047-48 | 2048-49 | 2049-50
NSW1 | SyncCon | 0 | 0 | 0 | 0 | 0 | 0 | 0 | 0 | 0 | 0 | 0 | 0 | 0 | 0 | 0 | 0 | 0 | 0 | 0 | 0 | 0 | 0 | 0 | 0 | 0 | 0 | 0 | 0 | 0
QLD1 | SyncCon | 0 | 0 | 0 | 1.6671e-06 | 1.5908e-06 | 1.5179e-06 | 1.4523e-06 | 1.3819e-06 | 1.3186e-06 | 1.2582e-06 | 1.2038e-06 | 1.1454e-06 | 1.093e-06 | 1.0429e-06 | 9.978e-07 | 9.4943e-07 | 9.0595e-07 | 8.6445e-07 | 8.2707e-07 | 7.8698e-07 | 7.5094e-07 | 7.1654e-07 | 6.8555e-07 | 6.5232e-07 | 1.2703e-06 | 1.2121e-06 | 1.1597e-06 | 1.1035e-06 | 1.6234e-06
VIC1 | SyncCon | 0 | 0 | 0 | 6837.1092 | 6523.9591 | 6225.1518 | 6544.8407 | 6227.6139 | 5942.3797 | 5670.2096 | 5681.0311 | 5405.673 | 5158.0849 | 4921.8367 | 4708.9735 | 4480.7308 | 4275.5065 | 4079.6818 | 3903.2407 | 3714.0516 | 3543.9424 | 3381.6244 | 3235.3734 | 3078.5557 | 2937.5532 | 2803.0088 | 3213.3143 | 4321.1564 | 4123.2409
SA1 | SyncCon | 0 | 0 | 0 | 0 | 0 | 0 | 0 | 0 | 0 | 0 | 0 | 0 | 0 | 0 | 0 | 0 | 0 | 0 | 0 | 0 | 0 | 0 | 0 | 0 | 0 | 0 | 0 | 0 | 0
TAS1 | SyncCon | 1088.2405 | 1382.3938 | 1567.2794 | 907.0298 | 524.8789 | 842.3476 | 727.8515 | 701.7157 | 998.3846 | 1180.6625 | 1423.9444 | 1427.0681 | 1500.7493 | 1739.3808 | 1881.3306 | 1977.2973 | 1866.5207 | 1800.2252 | 1783.2591 | 1949.9677 | 1717.8571 | 1677.5391 | 1708.0157 | 1650.1312 | 1585.2285 | 1438.4199 | 1392.7621 | 1303.8313 | 1299.1246
NEM | Total | 1088.2405 | 1382.3938 | 1567.2794 | 7744.139 | 7048.838 | 7067.4995 | 7272.6922 | 6929.3296 | 6940.7643 | 6850.8722 | 7104.9755 | 6832.7411 | 6658.8342 | 6661.2175 | 6590.3041 | 6458.0282 | 6142.0271 | 5879.9069 | 5686.4998 | 5664.0194 | 5261.7995 | 5059.1636 | 4943.3892 | 4728.6869 | 4522.7817 | 4241.4287 | 4606.0763 | 5624.9877 | 5422.3654

## BaseCase_System Strength Cost
System Strength cost by region ($000s) - Base Case, Fast Change Scenario
System Strength | Real June 2020 dollars discounted to 1 July 2020
Explicitly modelled generation
Region | Technology | 2021-22 | 2022-23 | 2023-24 | 2024-25 | 2025-26 | 2026-27 | 2027-28 | 2028-29 | 2029-30 | 2030-31 | 2031-32 | 2032-33 | 2033-34 | 2034-35 | 2035-36 | 2036-37 | 2037-38 | 2038-39 | 2039-40 | 2040-41 | 2041-42 | 2042-43 | 2043-44 | 2044-45 | 2045-46 | 2046-47 | 2047-48 | 2048-49 | 2049-50
NSW1 | System Strength | 7.2673e-05 | 480.0191 | 1580.4959 | 2599.3601 | 3498.3312 | 4578.0134 | 5363.8125 | 6123.1236 | 14502.4239 | 13838.1908 | 13239.7066 | 12796.1723 | 12210.088 | 11982.4815 | 12545.8505 | 11939.2745 | 12375.7059 | 12491.1421 | 12827.5819 | 12205.8323 | 12627.1772 | 14011.6444 | 13405.6585 | 12755.8897 | 12569.1029 | 12655.5516 | 13234.7283 | 13456.887 | 13669.4925
QLD1 | System Strength | 1520.1146 | 1450.4911 | 1387.7592 | 1320.4949 | 1402.4321 | 1338.1986 | 1280.3234 | 1898.8386 | 2345.2076 | 2237.7935 | 2141.0118 | 2037.2379 | 2202.4287 | 2101.5541 | 2010.6646 | 1953.9351 | 3483.3847 | 3323.8404 | 3180.0885 | 3347.5514 | 3837.0879 | 5745.4062 | 5496.9246 | 5516.4729 | 5909.6109 | 6866.952 | 6569.965 | 6251.5206 | 7512.1973
VIC1 | System Strength | 0.00011912 | 0.00011798 | 0.00011867 | 0.00018988 | 0.00018119 | 0.00017398 | 0.00018835 | 0.00021814 | 0.00020913 | 0.00020776 | 0.00023678 | 1009.8141 | 963.5631 | 1707.5132 | 1633.6654 | 2084.1459 | 4406.7771 | 4244.9953 | 4661.0266 | 5475.2489 | 5540.2112 | 5647.4354 | 6162.6734 | 5863.9702 | 5595.3914 | 6717.2921 | 6426.7778 | 6769.8584 | 6878.5661
SA1 | System Strength | 0.00024423 | 0.00025071 | 0.00030129 | 0.00033616 | 0.00032403 | 0.00031017 | 0.00032031 | 0.00041812 | 0.00040049 | 0.00039528 | 0.00047431 | 1988.2209 | 1921.1841 | 1833.191 | 2026.8643 | 2027.6233 | 2733.4453 | 2988.5606 | 2859.3091 | 2997.2861 | 2968.9657 | 2920.9042 | 3060.794 | 2912.4385 | 2935.8313 | 3090.916 | 2957.2381 | 3213.7079 | 3066.5153
TAS1 | System Strength | 0.00013367 | 0.00013139 | 187.5461 | 356.9119 | 510.5301 | 644.468 | 767.1129 | 873.1527 | 969.8228 | 1059.7727 | 1177.1673 | 1325.7772 | 1461.302 | 1581.6308 | 1692.3872 | 1780.834 | 1861.9371 | 1932.0501 | 2002.379 | 2051.7528 | 1957.7794 | 1868.1101 | 1787.3167 | 1700.686 | 1622.7919 | 1548.4656 | 1481.4964 | 1409.6887 | 1345.1228
NEM | Total | 1520.1152 | 1930.5107 | 3155.8017 | 4276.7675 | 5411.2939 | 6560.6805 | 7411.2493 | 8895.1155 | 17817.4549 | 17135.7576 | 16557.8863 | 19157.2223 | 18758.566 | 19206.3705 | 19909.4319 | 19785.8129 | 24861.2502 | 24980.5885 | 25530.3851 | 26077.6716 | 26931.2214 | 30193.5003 | 29913.3673 | 28749.4573 | 28632.7285 | 30879.1773 | 30670.2057 | 31101.6626 | 32471.894

## Marinus_CF
Annual capacity factor by technology - Marinus Link, Fast Change Scenario
Explicitly modelled generation
Region | Technology | 2021-22 | 2022-23 | 2023-24 | 2024-25 | 2025-26 | 2026-27 | 2027-28 | 2028-29 | 2029-30 | 2030-31 | 2031-32 | 2032-33 | 2033-34 | 2034-35 | 2035-36 | 2036-37 | 2037-38 | 2038-39 | 2039-40 | 2040-41 | 2041-42 | 2042-43 | 2043-44 | 2044-45 | 2045-46 | 2046-47 | 2047-48 | 2048-49 | 2049-50
NEM | Black Coal | 54.28% | 48.69% | 53.09% | 64.14% | 70.02% | 66.99% | 61.97% | 69.04% | 66.97% | 64.72% | 62.28% | 63.69% | 70.92% | 65.9% | 64.55% | 67.33% | 70.61% | 71.38% | 66.69% | 62.58% | 59.84% | 67.34% | 61.62% | 59.55% | 58.58% | 59.18% | 56.24% | 54.86% | 49.31%
NEM | Brown Coal | 70.7% | 66.93% | 67.99% | 67.36% | 71.68% | 73.89% | 70.25% | 70.49% | 68.93% | 72.92% | 72.03% | 70.67% | 73.04% | 70.53% | 74.34% | 70.38% | 66.3% | 68.12% | 58.07% | 58.4% | 66.7% | 67.45% | 61.87% | 59.57% | 60.68% | 62.6% | 61.48% | - | -
NEM | CCGT | 8.417% | 8.417% | 7.57% | 7.762% | 7.605% | 7.425% | 7.501% | 8.961% | 7.237% | 7.564% | 8.605% | 15.52% | 17.91% | 20.72% | 13.43% | 13.97% | 26.94% | 27.98% | 24.76% | 25.12% | 25.43% | 30.16% | 24.84% | 27.93% | 28.57% | 28.26% | 28.34% | 28.26% | 28.26%
NEM | Gas - Steam | 5.763% | 5.886% | 6.034% | 1.448% | 1.335% | 1.422% | 1.361% | 1.474% | 1.286% | 1.323% | 1.286% | 1.753% | 1.406% | 2.479% | 2.025% | 1.753% | 3.968% | 3.774% | 21.55% | 22.96% | 23.4% | 26.82% | 23.74% | 22.26% | 27.87% | - | - | - | -
NEM | OCGT / Diesel | 0.08746% | 0.03998% | 0.1982% | 0.1579% | 0.06013% | 0.1458% | 0.08454% | 0.2178% | 0.02727% | 0.06468% | 0.05819% | 0.7393% | 0.55% | 0.7461% | 0.5916% | 0.6442% | 2.471% | 2.049% | 5.014% | 5.957% | 4.374% | 6.119% | 10.38% | 6.005% | 6.583% | 10.1% | 12.39% | 16.09% | 16.03%
NEM | Hydro | 20.74% | 20.95% | 20.51% | 25.06% | 25.33% | 22.53% | 24.35% | 27.8% | 24.9% | 21.83% | 22.27% | 23.68% | 25.75% | 26.01% | 24.54% | 23.5% | 27.24% | 24.09% | 21.56% | 22.01% | 19.93% | 23.02% | 24.54% | 22.88% | 23.61% | 27.01% | 23.59% | 22.37% | 21.49%
NEM | Wind | 35.74% | 36.78% | 33.6% | 33.89% | 36.26% | 37.79% | 38.51% | 36.08% | 34.16% | 35.19% | 36.82% | 34.79% | 34.04% | 36.04% | 37.42% | 38.2% | 36.41% | 35.83% | 36.12% | 36.18% | 34.32% | 32.24% | 34.84% | 36.23% | 37.41% | 35.93% | 34.64% | 34.24% | 33.47%
NEM | Solar PV | 29.56% | 29.16% | 29.64% | 28.43% | 27.86% | 29.56% | 29.9% | 26.3% | 27.4% | 28.7% | 29.22% | 29.27% | 28.28% | 27.55% | 29.41% | 29.47% | 26.05% | 27.23% | 28.35% | 28.31% | 28.39% | 26.89% | 26.34% | 27.53% | 27.48% | 24.72% | 25.26% | 25.93% | 25.97%
NEM | Grid Battery | 9.304% | 5.509% | 5.791% | 6.551% | 6.512% | 6.472% | 5.915% | 5.659% | 7.675% | 8.087% | 7.825% | 8.291% | 8.438% | 8.082% | 8.469% | 8.524% | 12.47% | 12.56% | 13% | 13% | 13.54% | 14.26% | 14.22% | 14.52% | 14.47% | 13.61% | 13.77% | 13.8% | 13.19%
NEM | Pumped Hydro | 0.8994% | 2.592% | 3.697% | 21.03% | 21.05% | 22.21% | 20.35% | 24.7% | 21.45% | 23.62% | 23.51% | 26.12% | 23.99% | 23.66% | 25.4% | 25.08% | 24.65% | 23.9% | 25.55% | 25.25% | 25.38% | 26.2% | 25.72% | 27.25% | 26.6% | 24.98% | 24.08% | 25.91% | 22.48%
NEM | VPP | 7.542% | 8.475% | 7.862% | 9.121% | 9.692% | 9.293% | 8.458% | 8.071% | 7.244% | 7.167% | 6.907% | 7.208% | 6.977% | 6.55% | 6.68% | 6.644% | 5.961% | 5.833% | 5.817% | 5.68% | 5.718% | 5.652% | 5.396% | 5.67% | 5.496% | 5.014% | 4.919% | 4.952% | 4.075%
Region | Technology | 2021-22 | 2022-23 | 2023-24 | 2024-25 | 2025-26 | 2026-27 | 2027-28 | 2028-29 | 2029-30 | 2030-31 | 2031-32 | 2032-33 | 2033-34 | 2034-35 | 2035-36 | 2036-37 | 2037-38 | 2038-39 | 2039-40 | 2040-41 | 2041-42 | 2042-43 | 2043-44 | 2044-45 | 2045-46 | 2046-47 | 2047-48 | 2048-49 | 2049-50
NSW1 | Black Coal | 50.67% | 44.31% | 48.63% | 59.54% | 68.95% | 63.91% | 59.14% | 66.14% | 63.7% | 62.26% | 58.02% | 56.03% | 70.49% | 62.29% | 52.35% | 65.11% | 70.5% | 70.31% | 66.03% | 53.31% | 48.71% | - | - | - | - | - | - | - | -
NSW1 | Brown Coal | bar: 2021-22 to 2049-50
NSW1 | CCGT | 0.6146% | 0.6146% | 1.851% | 1.194% | 1.161% | 1.161% | 1.169% | 1.213% | 1.161% | 1.161% | 1.164% | 10.53% | 11.05% | 20.53% | 8.01% | 7.181% | 20.83% | 25.36% | 22.77% | 21.35% | 19.87% | 27.72% | 1.354% | - | - | - | - | - | -
NSW1 | Gas - Steam | bar: 2021-22 to 2049-50
NSW1 | OCGT / Diesel | 1.379e-08% | 1.428e-08% | 0.1086% | 0.3782% | 0.0872% | 0.1607% | 0.06105% | 0.08845% | 2.016e-08% | 0.00104% | 2.275e-08% | 0.3884% | 0.2925% | 0.2829% | 0.5499% | 0.3088% | 1.144% | 0.7223% | 5.051% | 7.751% | 4.259% | 5.56% | 14.77% | 5.403% | 6.475% | 9.129% | 15.79% | 21.31% | 21.86%
NSW1 | Hydro | 9.047% | 9.62% | 8.886% | 12.76% | 13.27% | 12.13% | 11.79% | 16.76% | 12.44% | 10.82% | 11.49% | 12.11% | 14.12% | 14.7% | 14.76% | 13.94% | 18.35% | 14.53% | 13.71% | 13.37% | 12.15% | 15.4% | 16.85% | 15.8% | 16.18% | 19.41% | 16.23% | 15.42% | 13.75%
NSW1 | Wind | 32.14% | 36.64% | 35.07% | 34.46% | 37.61% | 38.84% | 38.24% | 34.26% | 30.65% | 32.96% | 34.44% | 34.01% | 33.23% | 35.24% | 36.85% | 36.83% | 33.13% | 30.32% | 32.3% | 33.21% | 33.5% | 31.87% | 34.06% | 35.48% | 35.59% | 32.27% | 29.37% | 30.94% | 30.94%
NSW1 | Solar PV | 28.63% | 28.53% | 28.72% | 27.65% | 26.43% | 28.91% | 29.23% | 26.08% | 26.86% | 28.39% | 29.03% | 28.78% | 27.96% | 26.9% | 29.01% | 28.95% | 25.99% | 26.78% | 28.23% | 28.53% | 28.5% | 27.33% | 26.43% | 28.01% | 27.99% | 25.52% | 25.65% | 26.79% | 26.47%
NSW1 | Grid Battery | - | - | - | - | - | - | - | - | 27.28% | 27.72% | 26.77% | 27.8% | 26.97% | 26.11% | 27.5% | 27.66% | 26.79% | 26.26% | 17.26% | 16.71% | 15.08% | 15.02% | 14.89% | 15.44% | 15.42% | 15.08% | 14.81% | 15.2% | 14.32%
NSW1 | Pumped Hydro | 1.509% | 4.221% | 5.797% | 47.05% | 23.44% | 25.21% | 23.13% | 27.8% | 23.13% | 25.43% | 25.33% | 27.78% | 25.49% | 25.23% | 27.08% | 26.74% | 26.74% | 25.73% | 27.54% | 27.12% | 26.89% | 27.47% | 27.29% | 29.24% | 28.68% | 28.33% | 26.66% | 28.72% | 28.31%
NSW1 | VPP | 7.104% | 8.564% | 7.198% | 8.75% | 9.406% | 8.828% | 8.251% | 7.869% | 7.052% | 6.954% | 6.65% | 6.716% | 6.615% | 6.208% | 6.36% | 6.352% | 6.067% | 5.855% | 5.907% | 5.668% | 5.67% | 5.686% | 5.49% | 5.721% | 5.644% | 5.324% | 5.123% | 5.219% | 4.589%
Region | Technology | 2021-22 | 2022-23 | 2023-24 | 2024-25 | 2025-26 | 2026-27 | 2027-28 | 2028-29 | 2029-30 | 2030-31 | 2031-32 | 2032-33 | 2033-34 | 2034-35 | 2035-36 | 2036-37 | 2037-38 | 2038-39 | 2039-40 | 2040-41 | 2041-42 | 2042-43 | 2043-44 | 2044-45 | 2045-46 | 2046-47 | 2047-48 | 2048-49 | 2049-50
QLD1 | Black Coal | 58.84% | 53.95% | 57.63% | 69.72% | 70.94% | 69.65% | 64.3% | 71.74% | 68.83% | 66.11% | 64.69% | 66.26% | 71.06% | 67.12% | 67.55% | 67.93% | 70.65% | 71.75% | 66.92% | 65.79% | 63.7% | 67.34% | 61.62% | 59.55% | 58.58% | 59.18% | 56.24% | 54.86% | 49.31%
QLD1 | Brown Coal | bar: 2021-22 to 2049-50
QLD1 | CCGT | 8.33% | 8.33% | 9.298% | 10.86% | 10.58% | 10.24% | 10.37% | 13.14% | 9.88% | 10.5% | 12.47% | 20.61% | 24.89% | 23.42% | 18.81% | 22.3% | 35.29% | 34.6% | 31.26% | 32.82% | 34.32% | 38.08% | 34.5% | 33.84% | 46.05% | 60.92% | 61.08% | 60.92% | 60.92%
QLD1 | Gas - Steam | 5.044% | 5.044% | 10.02% | 9.894% | 9.894% | 9.894% | 9.921% | 9.894% | 9.894% | 9.894% | 9.921% | 9.894% | 9.894% | 9.894% | 9.921% | 9.894% | 19.84% | 21.74% | 21.55% | 22.96% | 23.4% | 26.82% | 23.74% | 22.26% | 27.87% | - | - | - | -
QLD1 | OCGT / Diesel | 1.79e-08% | 1.856e-08% | 0.001897% | 0.155% | 0.0817% | 0.1347% | 0.1478% | 0.5671% | 0.08692% | 0.195% | 0.1683% | 1.273% | 1.067% | 0.5632% | 0.7182% | 1.285% | 5.09% | 3.514% | 6.285% | 6.961% | 6.302% | 8.879% | 10.84% | 10.4% | 10.52% | 15.06% | 14.07% | 14.13% | 12.27%
QLD1 | Hydro | 51.94% | 51.9% | 52.02% | 51.69% | 51.58% | 51.53% | 51.64% | 51.33% | 51.21% | 50.14% | 51.2% | 50.88% | 50.79% | 50.68% | 50.7% | 50.46% | 43.64% | 43.69% | 43.39% | 43.26% | 43.45% | - | - | - | - | - | - | - | -
QLD1 | Wind | 46.9% | 42.55% | 40.69% | 35.97% | 42.97% | 43.97% | 45.51% | 44.56% | 42.38% | 43.6% | 42.26% | 39.16% | 35.49% | 41.41% | 40.93% | 43.49% | 43.63% | 43.26% | 44.1% | 40.59% | 38.5% | 32.71% | 38.78% | 38.93% | 41.46% | 41.4% | 41.23% | 41.5% | 36.38%
QLD1 | Solar PV | 31.43% | 30.43% | 31.01% | 29.64% | 30.07% | 31.49% | 31.87% | 26.62% | 28.83% | 29.98% | 30.46% | 30.92% | 29.58% | 30.04% | 31.54% | 31.76% | 25.99% | 28.06% | 29.2% | 29.82% | 29.49% | 27.73% | 27.56% | 28.52% | 28.22% | 24.61% | 25.94% | 26.79% | 26.87%
QLD1 | Grid Battery | - | 13.11% | 14.66% | 18% | 19.28% | 19.07% | 18.29% | 18.19% | 17.44% | 17.74% | 17.21% | 17.39% | 17.35% | 17.26% | 17.27% | 17.49% | 13.88% | 14.04% | 14.11% | 14.3% | 14.61% | 14.49% | 14.6% | 14.66% | 14.47% | 13.2% | 13.72% | 13.58% | 13.15%
QLD1 | Pumped Hydro | 0.6428% | 1.907% | 2.813% | 10.07% | 11.49% | 10.18% | 9.233% | 12.3% | 9.14% | 10.26% | 10.14% | 13.82% | 12.97% | 12.08% | 13.05% | 12.62% | 14.44% | 14.82% | 15.69% | 15.95% | 17.85% | 23.19% | 22.08% | 23.12% | 22.06% | 18.93% | 19.27% | 20.08% | 14.82%
QLD1 | VPP | 6.53% | 7.061% | 7.101% | 8.965% | 10.07% | 9.629% | 8.989% | 8.793% | 8.095% | 8.071% | 7.632% | 7.839% | 7.547% | 7.37% | 7.299% | 7.318% | 5.109% | 5.215% | 5.29% | 5.332% | 5.711% | 5.694% | 5.563% | 5.642% | 5.052% | 4.145% | 4.431% | 4.333% | 2.755%
Region | Technology | 2021-22 | 2022-23 | 2023-24 | 2024-25 | 2025-26 | 2026-27 | 2027-28 | 2028-29 | 2029-30 | 2030-31 | 2031-32 | 2032-33 | 2033-34 | 2034-35 | 2035-36 | 2036-37 | 2037-38 | 2038-39 | 2039-40 | 2040-41 | 2041-42 | 2042-43 | 2043-44 | 2044-45 | 2045-46 | 2046-47 | 2047-48 | 2048-49 | 2049-50
VIC1 | Black Coal | bar: 2021-22 to 2049-50
VIC1 | Brown Coal | 70.7% | 66.93% | 67.99% | 67.36% | 71.68% | 73.89% | 70.25% | 70.49% | 68.93% | 72.92% | 72.03% | 70.67% | 73.04% | 70.53% | 74.34% | 70.38% | 66.3% | 68.12% | 58.07% | 58.4% | 66.7% | 67.45% | 61.87% | 59.57% | 60.68% | 62.6% | 61.48% | - | -
VIC1 | CCGT | bar: 2021-22 to 2049-50
VIC1 | Gas - Steam | 0.1764% | 0.06689% | 0.2178% | 0.4825% | 0.1714% | 0.4125% | 0.2324% | 0.5565% | 0.03641% | 0.137% | 0.02427% | 0.5211% | 0.3677% | 0.3252% | 0.6982% | 0.3858% | 1.302% | 0.7556% | - | - | - | - | - | - | - | - | - | - | -
VIC1 | OCGT / Diesel | 0.04364% | 1.785e-08% | 0.05256% | 0.03493% | 0.01349% | 0.0878% | 0.03742% | 0.01449% | 0.001503% | 2.84e-08% | 3.033e-08% | 0.2051% | 0.05472% | 0.1012% | 0.1415% | 0.05019% | 0.3293% | 0.0513% | 1.27% | 0.7956% | 0.5379% | 0.2252% | 2.411% | 1.578% | 1.262% | 1.015% | 0.8089% | 10.14% | 12.78%
VIC1 | Hydro | 14.24% | 14.31% | 12.98% | 16.04% | 16.41% | 15.57% | 15.77% | 19.88% | 16.5% | 14.12% | 14.23% | 12.83% | 15.78% | 16.28% | 15.43% | 15.5% | 19.57% | 16.24% | 13.96% | 13.95% | 12.66% | 15.55% | 16.1% | 15.19% | 15.29% | 19.26% | 16.01% | 13.72% | 13.75%
VIC1 | Wind | 35.94% | 36.42% | 31.33% | 32.39% | 33.19% | 34.34% | 35.31% | 31.92% | 32.31% | 31.28% | 35.05% | 31.36% | 32.31% | 32.56% | 34% | 34.56% | 32.4% | 34.36% | 32.42% | 33.26% | 29.39% | 29.45% | 31.11% | 32.99% | 33.94% | 33.04% | 33.03% | 31.13% | 31.65%
VIC1 | Solar PV | 27.59% | 27.39% | 28.44% | 27.27% | 25.9% | 27.23% | 27.86% | 26.09% | 27.05% | 27.59% | 27.43% | 28.48% | 27.25% | 25.9% | 27.37% | 27.82% | 26.09% | 27.01% | 26.86% | 25.36% | 26.71% | 24.78% | 24.36% | 25.05% | 25.55% | 23.2% | 23.42% | 23.11% | 23.67%
VIC1 | Grid Battery | 23.07% | 5.052% | 5.152% | 6.045% | 5.99% | 6.004% | 5.434% | 5.11% | 4.452% | 4.542% | 4.393% | 4.805% | 4.412% | 4.104% | 4.368% | 4.413% | 4.16% | 4.049% | 4.241% | 4.055% | 4.812% | 14.55% | 13.99% | 14.96% | 15.07% | 14.66% | 14.66% | 14.38% | 14.01%
VIC1 | Pumped Hydro | - | - | - | - | - | - | - | - | - | - | - | - | - | - | - | - | - | - | - | - | - | - | - | - | - | - | - | 28.33% | 26.71%
VIC1 | VPP | 8.221% | 8.833% | 8.565% | 10.12% | 10.36% | 10.15% | 8.605% | 8.097% | 7.117% | 6.984% | 6.814% | 7.44% | 7.069% | 6.453% | 6.622% | 6.529% | 6.27% | 6.105% | 6.034% | 5.865% | 5.951% | 5.747% | 5.283% | 5.816% | 5.733% | 5.371% | 5.154% | 5.242% | 4.556%
Region | Technology | 2021-22 | 2022-23 | 2023-24 | 2024-25 | 2025-26 | 2026-27 | 2027-28 | 2028-29 | 2029-30 | 2030-31 | 2031-32 | 2032-33 | 2033-34 | 2034-35 | 2035-36 | 2036-37 | 2037-38 | 2038-39 | 2039-40 | 2040-41 | 2041-42 | 2042-43 | 2043-44 | 2044-45 | 2045-46 | 2046-47 | 2047-48 | 2048-49 | 2049-50
SA1 | Black Coal | bar: 2021-22 to 2049-50
SA1 | Brown Coal | bar: 2021-22 to 2049-50
SA1 | CCGT | 17.95% | 17.95% | 12.36% | 9.7% | 9.7% | 9.7% | 9.727% | 9.7% | 9.7% | 9.7% | 9.727% | 12.95% | 13.12% | 21.4% | 9.727% | 9.7% | - | - | - | - | - | - | - | - | - | - | - | - | -
SA1 | Gas - Steam | 9.33% | 9.611% | 9.251% | 1.164% | 1.164% | 1.164% | 1.167% | 1.164% | 1.164% | 1.164% | 1.167% | 1.668% | 1.164% | 3.046% | - | - | - | - | - | - | - | - | - | - | - | - | - | - | -
SA1 | OCGT / Diesel | 0.36% | 0.1909% | 0.7658% | 0.1236% | 0.0735% | 0.2404% | 0.09674% | 0.1788% | 0.01271% | 0.0429% | 0.05283% | 1.519% | 1.172% | 3.534% | 1.649% | 1.561% | 5.349% | 6.963% | 9.632% | 9.657% | 6.775% | 10.3% | 14.87% | 4.625% | 3.704% | 6.163% | 7.166% | 12.64% | 13.29%
SA1 | Hydro | bar: 2021-22 to 2049-50
SA1 | Wind | 34.88% | 34.38% | 30.43% | 33.65% | 32.93% | 36.1% | 36.26% | 34.14% | 33.4% | 33.92% | 35.78% | 32.57% | 33.46% | 31.98% | 35.95% | 36.03% | 34.98% | 35.45% | 35.3% | 36.56% | 32.97% | 31.88% | 30.55% | 33.99% | 34.53% | 34.18% | 34.14% | 31.31% | 33.06%
SA1 | Solar PV | 30.63% | 29.1% | 29.3% | 28.19% | 27.51% | 28.16% | 29.03% | 27.61% | 28.77% | 29.03% | 29.15% | 29.61% | 28.19% | 27.51% | 28.21% | 28.99% | 27.61% | 28.79% | 27.94% | 25.19% | 25.46% | 22.11% | 21.93% | 21.25% | 21.51% | 19.83% | 19.17% | 17.56% | 18.44%
SA1 | Grid Battery | 5.59% | 5.603% | 6.097% | 6.361% | 6.221% | 6.1% | 5.587% | 5.443% | 4.932% | 5.563% | 5.407% | 5.76% | 5.645% | 4.933% | 5.123% | 5.11% | 5.001% | 4.919% | 8.326% | 8.127% | 12.76% | 12.77% | 12.64% | 12.92% | 13.06% | 12.59% | 12.35% | 12.36% | 11.71%
SA1 | Pumped Hydro | bar: 2021-22 to 2049-50
SA1 | VPP | 9.455% | 9.825% | 10.14% | 9.941% | 9.964% | 9.619% | 8.555% | 8.073% | 7.134% | 7.027% | 6.826% | 7.133% | 6.918% | 6.425% | 6.625% | 6.523% | 6.381% | 6.242% | 5.972% | 5.839% | 5.153% | 5.099% | 5.024% | 5.107% | 5.179% | 4.704% | 4.551% | 4.465% | 3.659%
Region | Technology | 2021-22 | 2022-23 | 2023-24 | 2024-25 | 2025-26 | 2026-27 | 2027-28 | 2028-29 | 2029-30 | 2030-31 | 2031-32 | 2032-33 | 2033-34 | 2034-35 | 2035-36 | 2036-37 | 2037-38 | 2038-39 | 2039-40 | 2040-41 | 2041-42 | 2042-43 | 2043-44 | 2044-45 | 2045-46 | 2046-47 | 2047-48 | 2048-49 | 2049-50
TAS1 | Black Coal | bar: 2021-22 to 2049-50
TAS1 | Brown Coal | bar: 2021-22 to 2049-50
TAS1 | CCGT | 8.199e-08% | 8.116e-08% | 8.518e-08% | 8.588e-08% | 8.62e-08% | 8.888e-08% | 9.624e-08% | 1.031e-07% | 1.069e-07% | 1.099e-07% | 1.147e-07% | 1.47e-07% | 1.481e-07% | 1.48e-07% | 1.466e-07% | 1.472e-07% | 1.651e-07% | 1.694e-07% | 1.902e-07% | 1.876e-07% | 2.026e-07% | 2.045e-07% | 2.058e-07% | 2.008e-07% | 2.022e-07% | 2.219e-07% | 2.227e-07% | 3.001e-07% | 3.002e-07%
TAS1 | Gas - Steam | bar: 2021-22 to 2049-50
TAS1 | OCGT / Diesel | 7.493e-08% | 7.272e-08% | 7.649e-08% | 7.815e-08% | 8.006e-08% | 8.478e-08% | 9.04e-08% | 9.65e-08% | 1.005e-07% | 1.033e-07% | 1.084e-07% | 0.1105% | 1.395e-07% | 1.493e-07% | 0.03643% | 1.452e-07% | 0.1445% | 1.688e-07% | 0.03234% | 0.05668% | 0.2267% | 4.927e-07% | 0.3287% | 0.3342% | 0.1778% | 0.1134% | 0.0481% | 1.794% | 0.9289%
TAS1 | Hydro | 37.3% | 37.25% | 37.93% | 44.89% | 44.82% | 38.26% | 42.17% | 43.8% | 42.53% | 37.34% | 37.8% | 42.41% | 43.92% | 43.69% | 40.14% | 37.92% | 41.88% | 39.44% | 34.99% | 36.61% | 32.99% | 36.68% | 39.05% | 36.18% | 37.77% | 40.88% | 37.08% | 36.36% | 35.46%
TAS1 | Wind | 26.66% | 32.22% | 32.49% | 34.74% | 37.81% | 39.35% | 40.84% | 39.58% | 39.65% | 38.75% | 42.06% | 39.45% | 39.14% | 41.1% | 41.48% | 42.26% | 42.23% | 41.44% | 40.25% | 41.52% | 39.11% | 38.15% | 39.96% | 41.26% | 42.19% | 41.42% | 40.75% | 38.91% | 39.21%
TAS1 | Solar PV | bar: 2021-22 to 2049-50
TAS1 | Grid Battery | bar: 2021-22 to 2049-50
TAS1 | Pumped Hydro | - | - | - | - | - | - | - | - | - | - | - | - | - | - | - | 29.59% | 26.32% | 26.1% | 26.8% | 26.45% | 26.36% | 28.07% | 27.58% | 26.99% | 27.51% | 26.34% | 26.25% | 27.52% | 24.77%
TAS1 | VPP | 1.593% | 3.348% | 1.559% | 2.077% | 3.675% | 4.113% | 5.749% | 5.484% | 5.613% | 6.041% | 6.289% | 6.85% | 6.616% | 6.213% | 6.878% | 6.888% | 6.259% | 5.801% | 5.814% | 5.955% | 5.758% | 5.785% | 5.518% | 5.515% | 5.677% | 5.194% | 4.905% | 5% | 4.371%
Explicitly modelled pumping
Region | Technology | 2021-22 | 2022-23 | 2023-24 | 2024-25 | 2025-26 | 2026-27 | 2027-28 | 2028-29 | 2029-30 | 2030-31 | 2031-32 | 2032-33 | 2033-34 | 2034-35 | 2035-36 | 2036-37 | 2037-38 | 2038-39 | 2039-40 | 2040-41 | 2041-42 | 2042-43 | 2043-44 | 2044-45 | 2045-46 | 2046-47 | 2047-48 | 2048-49 | 2049-50
NEM | Grid Battery pump | 11.45% | 6.818% | 7.131% | 8.102% | 8.026% | 7.99% | 7.32% | 6.969% | 9.385% | 9.877% | 9.586% | 10.12% | 10.29% | 9.855% | 10.31% | 10.39% | 14.79% | 14.82% | 15.36% | 15.38% | 15.94% | 16.82% | 16.74% | 17.09% | 17.06% | 16.03% | 16.22% | 16.25% | 15.5%
NEM | Pumped Hydro Pump | 1.527% | 5.009% | 6.567% | 28.68% | 24.95% | 27.35% | 26.37% | 30.08% | 27.01% | 29.16% | 29.92% | 33.02% | 31.78% | 29.89% | 33.24% | 33.36% | 31.73% | 31.08% | 32.62% | 33.49% | 32.63% | 34.66% | 33.28% | 35.72% | 35.78% | 32.74% | 32.01% | 33.98% | 29.06%
NEM | VPP pump | 9.053% | 10.2% | 9.421% | 10.95% | 11.63% | 11.15% | 10.17% | 9.673% | 8.694% | 8.602% | 8.309% | 8.64% | 8.372% | 7.869% | 8.009% | 7.974% | 7.166% | 7.006% | 6.966% | 6.836% | 6.852% | 6.79% | 6.469% | 6.804% | 6.607% | 6.008% | 5.915% | 5.934% | 4.887%
Region | Technology | 2021-22 | 2022-23 | 2023-24 | 2024-25 | 2025-26 | 2026-27 | 2027-28 | 2028-29 | 2029-30 | 2030-31 | 2031-32 | 2032-33 | 2033-34 | 2034-35 | 2035-36 | 2036-37 | 2037-38 | 2038-39 | 2039-40 | 2040-41 | 2041-42 | 2042-43 | 2043-44 | 2044-45 | 2045-46 | 2046-47 | 2047-48 | 2048-49 | 2049-50
NSW1 | Grid Battery pump | - | - | - | - | - | - | - | - | 32.86% | 33.39% | 32.35% | 33.41% | 32.47% | 31.51% | 33.07% | 33.32% | 32.36% | 31.65% | 20.44% | 19.86% | 17.77% | 17.71% | 17.55% | 18.21% | 18.21% | 17.76% | 17.5% | 17.88% | 16.85%
NSW1 | Pumped Hydro Pump | 1.81% | 6.028% | 7.681% | 35.6% | 25.92% | 29.11% | 28.22% | 31.7% | 28.21% | 30.38% | 31.24% | 34.03% | 32.81% | 30.88% | 34.4% | 34.59% | 33.49% | 32.66% | 34.24% | 35.24% | 33.73% | 36.18% | 34.83% | 37.95% | 38.47% | 36.59% | 35.24% | 37.47% | 35.91%
NSW1 | VPP pump | 8.526% | 10.3% | 8.623% | 10.5% | 11.29% | 10.6% | 9.92% | 9.432% | 8.464% | 8.346% | 8.003% | 8.043% | 7.939% | 7.468% | 7.618% | 7.624% | 7.302% | 7.028% | 7.071% | 6.823% | 6.803% | 6.812% | 6.586% | 6.867% | 6.788% | 6.377% | 6.165% | 6.249% | 5.508%
Region | Technology | 2021-22 | 2022-23 | 2023-24 | 2024-25 | 2025-26 | 2026-27 | 2027-28 | 2028-29 | 2029-30 | 2030-31 | 2031-32 | 2032-33 | 2033-34 | 2034-35 | 2035-36 | 2036-37 | 2037-38 | 2038-39 | 2039-40 | 2040-41 | 2041-42 | 2042-43 | 2043-44 | 2044-45 | 2045-46 | 2046-47 | 2047-48 | 2048-49 | 2049-50
QLD1 | Grid Battery pump | - | 16.18% | 18.04% | 22.22% | 23.82% | 23.52% | 22.6% | 22.45% | 21.54% | 21.91% | 21.3% | 21.41% | 21.04% | 20.93% | 20.93% | 21.21% | 16.38% | 16.48% | 16.61% | 16.84% | 17.17% | 17.07% | 17.18% | 17.23% | 17.02% | 15.56% | 16.11% | 16.01% | 15.43%
QLD1 | Pumped Hydro Pump | 1.042% | 3.261% | 4.657% | 16.82% | 19.23% | 16.99% | 15.46% | 20.53% | 15.28% | 17.15% | 16.97% | 23.09% | 21.69% | 20.2% | 21.81% | 21.1% | 21.02% | 21.33% | 22.68% | 23.23% | 25.99% | 30.78% | 29.17% | 30.54% | 29.24% | 24.81% | 25.17% | 26.34% | 18.89%
QLD1 | VPP pump | 7.838% | 8.496% | 8.509% | 10.76% | 12.09% | 11.55% | 10.8% | 10.54% | 9.716% | 9.687% | 9.183% | 9.39% | 9.059% | 8.86% | 8.748% | 8.784% | 6.152% | 6.243% | 6.347% | 6.415% | 6.84% | 6.848% | 6.68% | 6.767% | 6.054% | 4.989% | 5.305% | 5.216% | 3.292%
Region | Technology | 2021-22 | 2022-23 | 2023-24 | 2024-25 | 2025-26 | 2026-27 | 2027-28 | 2028-29 | 2029-30 | 2030-31 | 2031-32 | 2032-33 | 2033-34 | 2034-35 | 2035-36 | 2036-37 | 2037-38 | 2038-39 | 2039-40 | 2040-41 | 2041-42 | 2042-43 | 2043-44 | 2044-45 | 2045-46 | 2046-47 | 2047-48 | 2048-49 | 2049-50
VIC1 | Grid Battery pump | 28.38% | 6.255% | 6.342% | 7.481% | 7.377% | 7.413% | 6.726% | 6.291% | 5.497% | 5.608% | 5.442% | 5.921% | 5.444% | 5.062% | 5.393% | 5.448% | 5.136% | 5.016% | 5.218% | 5.023% | 5.717% | 17.16% | 16.41% | 17.6% | 17.78% | 17.2% | 17.29% | 16.87% | 16.48%
VIC1 | Pumped Hydro Pump | - | - | - | - | - | - | - | - | - | - | - | - | - | - | - | - | - | - | - | - | - | - | - | - | - | - | - | 35.41% | 33.39%
VIC1 | VPP pump | 9.867% | 10.63% | 10.26% | 12.18% | 12.41% | 12.18% | 10.35% | 9.701% | 8.542% | 8.382% | 8.201% | 8.926% | 8.479% | 7.739% | 7.948% | 7.836% | 7.526% | 7.348% | 7.223% | 7.06% | 7.124% | 6.918% | 6.322% | 6.98% | 6.901% | 6.427% | 6.205% | 6.273% | 5.468%
Region | Technology | 2021-22 | 2022-23 | 2023-24 | 2024-25 | 2025-26 | 2026-27 | 2027-28 | 2028-29 | 2029-30 | 2030-31 | 2031-32 | 2032-33 | 2033-34 | 2034-35 | 2035-36 | 2036-37 | 2037-38 | 2038-39 | 2039-40 | 2040-41 | 2041-42 | 2042-43 | 2043-44 | 2044-45 | 2045-46 | 2046-47 | 2047-48 | 2048-49 | 2049-50
SA1 | Grid Battery pump | 6.884% | 6.935% | 7.511% | 7.861% | 7.672% | 7.531% | 6.915% | 6.702% | 6.106% | 6.849% | 6.675% | 7.112% | 6.969% | 6.09% | 6.325% | 6.308% | 6.174% | 6.09% | 9.979% | 9.775% | 15.04% | 15.11% | 14.86% | 15.25% | 15.43% | 14.81% | 14.61% | 14.54% | 13.81%
SA1 | Pumped Hydro Pump | bar: 2021-22 to 2049-50
SA1 | VPP pump | 11.35% | 11.82% | 12.15% | 11.94% | 11.95% | 11.55% | 10.29% | 9.671% | 8.563% | 8.434% | 8.193% | 8.562% | 8.303% | 7.712% | 7.952% | 7.829% | 7.659% | 7.511% | 7.15% | 7.027% | 6.166% | 6.139% | 6.012% | 6.139% | 6.226% | 5.628% | 5.48% | 5.342% | 4.391%
Region | Technology | 2021-22 | 2022-23 | 2023-24 | 2024-25 | 2025-26 | 2026-27 | 2027-28 | 2028-29 | 2029-30 | 2030-31 | 2031-32 | 2032-33 | 2033-34 | 2034-35 | 2035-36 | 2036-37 | 2037-38 | 2038-39 | 2039-40 | 2040-41 | 2041-42 | 2042-43 | 2043-44 | 2044-45 | 2045-46 | 2046-47 | 2047-48 | 2048-49 | 2049-50
TAS1 | Grid Battery pump | bar: 2021-22 to 2049-50
TAS1 | Pumped Hydro Pump | - | - | - | - | - | - | - | - | - | - | - | - | - | - | - | 37.33% | 32.84% | 32.75% | 33.43% | 33.4% | 32.89% | 35.03% | 34.43% | 33.6% | 34.72% | 32.58% | 33.15% | 34.08% | 30.96%
TAS1 | VPP pump | 1.912% | 4.041% | 1.858% | 2.514% | 4.398% | 4.935% | 6.924% | 6.565% | 6.736% | 7.25% | 7.549% | 8.243% | 7.923% | 7.478% | 8.237% | 8.267% | 7.512% | 6.982% | 6.96% | 7.147% | 6.91% | 6.944% | 6.64% | 6.6% | 6.833% | 6.216% | 5.906% | 5.984% | 5.246%
Non-controllable capacity
Region | Technology | 2021-22 | 2022-23 | 2023-24 | 2024-25 | 2025-26 | 2026-27 | 2027-28 | 2028-29 | 2029-30 | 2030-31 | 2031-32 | 2032-33 | 2033-34 | 2034-35 | 2035-36 | 2036-37 | 2037-38 | 2038-39 | 2039-40 | 2040-41 | 2041-42 | 2042-43 | 2043-44 | 2044-45 | 2045-46 | 2046-47 | 2047-48 | 2048-49 | 2049-50
NEM | Distributed PV | 15.67% | 15.9% | 16.17% | 15.67% | 15.14% | 16.37% | 16.37% | 14.85% | 15.65% | 16.28% | 16.53% | 16.65% | 16.21% | 15.62% | 16.72% | 16.71% | 15.05% | 15.84% | 16.5% | 16.77% | 16.73% | 16.31% | 15.8% | 16.92% | 16.88% | 15.2% | 15.96% | 16.6% | 16.83%
NEM | Behind the meter battery | 5.739% | 5.706% | 5.655% | 5.593% | 5.566% | 5.554% | 5.549% | 5.478% | 5.42% | 5.35% | 5.324% | 5.224% | 5.137% | 5.059% | 5.006% | 4.928% | 4.862% | 4.813% | 4.786% | 4.748% | 4.724% | 4.696% | 4.679% | 4.612% | 4.558% | 4.491% | 4.446% | 4.377% | 4.313%
NEM | Behind the meter battery pump | 4.876% | 4.848% | 4.804% | 4.75% | 4.73% | 4.719% | 4.714% | 4.654% | 4.605% | 4.544% | 4.522% | 4.437% | 4.365% | 4.297% | 4.252% | 4.187% | 4.129% | 4.088% | 4.066% | 4.034% | 4.014% | 3.989% | 3.976% | 3.918% | 3.873% | 3.816% | 3.776% | 3.717% | 3.663%
Region | Technology | 2021-22 | 2022-23 | 2023-24 | 2024-25 | 2025-26 | 2026-27 | 2027-28 | 2028-29 | 2029-30 | 2030-31 | 2031-32 | 2032-33 | 2033-34 | 2034-35 | 2035-36 | 2036-37 | 2037-38 | 2038-39 | 2039-40 | 2040-41 | 2041-42 | 2042-43 | 2043-44 | 2044-45 | 2045-46 | 2046-47 | 2047-48 | 2048-49 | 2049-50
NSW1 | Distributed PV | 15.72% | 16.12% | 16.01% | 15.67% | 15.04% | 16.98% | 16.72% | 14.89% | 15.29% | 16.21% | 16.94% | 16.49% | 16.32% | 15.64% | 17.2% | 16.89% | 14.99% | 15.46% | 16.4% | 17.14% | 16.52% | 16.33% | 15.77% | 17.33% | 17.04% | 15.14% | 15.57% | 16.47% | 17.17%
NSW1 | Behind the meter battery | 5.729% | 5.684% | 5.657% | 5.613% | 5.591% | 5.57% | 5.55% | 5.456% | 5.374% | 5.28% | 5.234% | 5.143% | 5.063% | 4.997% | 4.957% | 4.888% | 4.831% | 4.782% | 4.763% | 4.724% | 4.693% | 4.659% | 4.639% | 4.573% | 4.516% | 4.452% | 4.4% | 4.337% | 4.275%
NSW1 | Behind the meter battery pump | 4.867% | 4.828% | 4.804% | 4.766% | 4.751% | 4.734% | 4.716% | 4.634% | 4.565% | 4.484% | 4.444% | 4.369% | 4.301% | 4.244% | 4.209% | 4.151% | 4.102% | 4.064% | 4.047% | 4.015% | 3.989% | 3.955% | 3.941% | 3.885% | 3.838% | 3.783% | 3.737% | 3.682% | 3.631%
Region | Technology | 2021-22 | 2022-23 | 2023-24 | 2024-25 | 2025-26 | 2026-27 | 2027-28 | 2028-29 | 2029-30 | 2030-31 | 2031-32 | 2032-33 | 2033-34 | 2034-35 | 2035-36 | 2036-37 | 2037-38 | 2038-39 | 2039-40 | 2040-41 | 2041-42 | 2042-43 | 2043-44 | 2044-45 | 2045-46 | 2046-47 | 2047-48 | 2048-49 | 2049-50
QLD1 | Distributed PV | 16.14% | 16.97% | 17.1% | 16.38% | 16.51% | 17.67% | 17.76% | 15.01% | 16.31% | 16.9% | 17.8% | 17.63% | 16.94% | 16.97% | 18.04% | 18.07% | 15.25% | 16.64% | 17.25% | 18.13% | 17.82% | 17.14% | 17.3% | 18.32% | 18.33% | 15.43% | 16.8% | 17.37% | 18.24%
QLD1 | Behind the meter battery | 5.709% | 5.654% | 5.624% | 5.581% | 5.564% | 5.545% | 5.521% | 5.447% | 5.381% | 5.312% | 5.299% | 5.184% | 5.098% | 5.026% | 4.978% | 4.9% | 4.839% | 4.784% | 4.752% | 4.736% | 4.724% | 4.708% | 4.7% | 4.637% | 4.585% | 4.526% | 4.478% | 4.405% | 4.346%
QLD1 | Behind the meter battery pump | 4.852% | 4.806% | 4.78% | 4.74% | 4.729% | 4.709% | 4.69% | 4.629% | 4.573% | 4.51% | 4.501% | 4.406% | 4.333% | 4.271% | 4.231% | 4.162% | 4.11% | 4.063% | 4.037% | 4.021% | 4.015% | 4% | 3.995% | 3.938% | 3.896% | 3.844% | 3.802% | 3.74% | 3.693%
Region | Technology | 2021-22 | 2022-23 | 2023-24 | 2024-25 | 2025-26 | 2026-27 | 2027-28 | 2028-29 | 2029-30 | 2030-31 | 2031-32 | 2032-33 | 2033-34 | 2034-35 | 2035-36 | 2036-37 | 2037-38 | 2038-39 | 2039-40 | 2040-41 | 2041-42 | 2042-43 | 2043-44 | 2044-45 | 2045-46 | 2046-47 | 2047-48 | 2048-49 | 2049-50
VIC1 | Distributed PV | 14.57% | 14.12% | 14.94% | 14.61% | 13.83% | 14.71% | 14.77% | 14.21% | 15.01% | 15.58% | 14.94% | 15.71% | 15.27% | 14.38% | 15.25% | 15.31% | 14.5% | 15.15% | 15.74% | 15.16% | 15.8% | 15.4% | 14.52% | 15.44% | 15.44% | 14.67% | 15.29% | 15.88% | 15.21%
VIC1 | Behind the meter battery | 5.757% | 5.718% | 5.678% | 5.63% | 5.606% | 5.603% | 5.626% | 5.591% | 5.549% | 5.5% | 5.48% | 5.379% | 5.285% | 5.18% | 5.107% | 5.018% | 4.94% | 4.891% | 4.868% | 4.822% | 4.8% | 4.775% | 4.756% | 4.689% | 4.638% | 4.569% | 4.529% | 4.459% | 4.392%
VIC1 | Behind the meter battery pump | 4.893% | 4.857% | 4.823% | 4.783% | 4.764% | 4.762% | 4.778% | 4.75% | 4.714% | 4.672% | 4.656% | 4.567% | 4.49% | 4.399% | 4.339% | 4.264% | 4.197% | 4.154% | 4.134% | 4.099% | 4.076% | 4.058% | 4.041% | 3.984% | 3.942% | 3.883% | 3.848% | 3.787% | 3.729%
Region | Technology | 2021-22 | 2022-23 | 2023-24 | 2024-25 | 2025-26 | 2026-27 | 2027-28 | 2028-29 | 2029-30 | 2030-31 | 2031-32 | 2032-33 | 2033-34 | 2034-35 | 2035-36 | 2036-37 | 2037-38 | 2038-39 | 2039-40 | 2040-41 | 2041-42 | 2042-43 | 2043-44 | 2044-45 | 2045-46 | 2046-47 | 2047-48 | 2048-49 | 2049-50
SA1 | Distributed PV | 16.86% | 17.02% | 17.57% | 16.91% | 16.01% | 16.67% | 17.2% | 16.38% | 17.23% | 17.46% | 17.45% | 17.9% | 17.25% | 16.3% | 16.93% | 17.46% | 16.67% | 17.47% | 17.7% | 17.68% | 18.03% | 17.41% | 16.52% | 17.16% | 17.71% | 16.83% | 17.61% | 17.82% | 17.8%
SA1 | Behind the meter battery | 5.777% | 5.792% | 5.663% | 5.515% | 5.452% | 5.451% | 5.451% | 5.361% | 5.337% | 5.284% | 5.27% | 5.157% | 5.065% | 4.998% | 4.942% | 4.871% | 4.785% | 4.751% | 4.702% | 4.641% | 4.611% | 4.564% | 4.543% | 4.461% | 4.406% | 4.316% | 4.285% | 4.205% | 4.134%
SA1 | Behind the meter battery pump | 4.907% | 4.921% | 4.812% | 4.682% | 4.633% | 4.631% | 4.632% | 4.553% | 4.535% | 4.49% | 4.475% | 4.381% | 4.303% | 4.244% | 4.198% | 4.14% | 4.067% | 4.035% | 3.994% | 3.944% | 3.917% | 3.876% | 3.858% | 3.79% | 3.74% | 3.668% | 3.639% | 3.574% | 3.51%
Region | Technology | 2021-22 | 2022-23 | 2023-24 | 2024-25 | 2025-26 | 2026-27 | 2027-28 | 2028-29 | 2029-30 | 2030-31 | 2031-32 | 2032-33 | 2033-34 | 2034-35 | 2035-36 | 2036-37 | 2037-38 | 2038-39 | 2039-40 | 2040-41 | 2041-42 | 2042-43 | 2043-44 | 2044-45 | 2045-46 | 2046-47 | 2047-48 | 2048-49 | 2049-50
TAS1 | Distributed PV | 13.72% | 13.38% | 13.99% | 13.9% | 13% | 14.17% | 14.31% | 13.85% | 13.92% | 14.16% | 14% | 14.33% | 14.29% | 13.48% | 14.32% | 14.32% | 13.81% | 13.92% | 14.2% | 14.06% | 14.35% | 14.32% | 13.61% | 14.45% | 14.46% | 13.96% | 14.04% | 14.32% | 14.14%
TAS1 | Behind the meter battery | 5.668% | 5.597% | 5.586% | 5.535% | 5.503% | 5.497% | 5.519% | 5.453% | 5.36% | 5.255% | 5.223% | 5.112% | 5.036% | 4.956% | 4.906% | 4.835% | 4.799% | 4.753% | 4.719% | 4.672% | 4.638% | 4.607% | 4.584% | 4.501% | 4.443% | 4.376% | 4.324% | 4.249% | 4.183%
TAS1 | Behind the meter battery pump | 4.816% | 4.755% | 4.746% | 4.701% | 4.677% | 4.669% | 4.688% | 4.634% | 4.554% | 4.464% | 4.436% | 4.341% | 4.279% | 4.211% | 4.168% | 4.108% | 4.076% | 4.037% | 4.01% | 3.966% | 3.94% | 3.913% | 3.893% | 3.824% | 3.775% | 3.717% | 3.675% | 3.609% | 3.555%

## Marinus_Generation
Annual sent-out generation by technology (GWh) - Marinus Link, Fast Change Scenario
Explicitly modelled generation
Region | Technology | 2021-22 | 2022-23 | 2023-24 | 2024-25 | 2025-26 | 2026-27 | 2027-28 | 2028-29 | 2029-30 | 2030-31 | 2031-32 | 2032-33 | 2033-34 | 2034-35 | 2035-36 | 2036-37 | 2037-38 | 2038-39 | 2039-40 | 2040-41 | 2041-42 | 2042-43 | 2043-44 | 2044-45 | 2045-46 | 2046-47 | 2047-48 | 2048-49 | 2049-50
NEM | Black Coal | 87333.6961 | 76310.0862 | 76338.4642 | 79568.3708 | 73045.2228 | 67629.7815 | 61291.2981 | 64047.9 | 50416.6663 | 48718.729 | 46881.7098 | 40860.1649 | 45497.7411 | 42280.8005 | 38655.5534 | 37726.4976 | 32448.0972 | 32802.1986 | 30647.1668 | 28758.9377 | 27498.9652 | 18594.9 | 15044.439 | 12634.664 | 10554.9715 | 8771.8075 | 8336.2714 | 8131.5492 | 7309.2919
NEM | Brown Coal | 29667.4568 | 28084.294 | 28530.7045 | 21033.9151 | 22381.7829 | 21618.0287 | 20552.748 | 20625.2969 | 20167.8436 | 21336.4637 | 21073.8763 | 20677.8513 | 21370.7713 | 20635.2113 | 21751.7806 | 20591.1414 | 19397.8029 | 19931.8366 | 16991.0546 | 17087.2072 | 19515.2028 | 19733.8034 | 18102.3506 | 17430.6214 | 17753.5525 | 18314.4629 | 11982.3858 | 0 | 0
NEM | CCGT | 2252.5065 | 2252.5065 | 1906.5409 | 1954.7525 | 1915.1293 | 1869.8284 | 1889.1665 | 2256.794 | 1822.4788 | 1904.9952 | 2167.0289 | 3907.9179 | 4511.3024 | 5219.3077 | 3381.7011 | 3046.0249 | 4627.7216 | 4807.0715 | 3942.374 | 3999.3853 | 4048.0239 | 4802.0295 | 2997.1524 | 2918.1615 | 1371.5252 | 960.5235 | 963.1552 | 960.5235 | 960.5235
NEM | Gas - Steam | 698.7141 | 713.5583 | 731.5515 | 175.5087 | 161.8824 | 172.444 | 164.9793 | 178.752 | 155.9721 | 160.3765 | 155.8632 | 212.5526 | 170.4822 | 300.5203 | 103.584 | 89.7005 | 203.0209 | 193.049 | 158.6041 | 168.9666 | 172.1603 | 197.3257 | 174.7099 | 163.7971 | 205.0647 | 0 | 0 | 0 | 0
NEM | OCGT / Diesel | 52.5805 | 24.0393 | 119.1626 | 94.9559 | 36.1523 | 87.6575 | 50.8249 | 130.9412 | 16.3945 | 36.7208 | 33.0354 | 402.2768 | 277.0026 | 368.1287 | 285.1587 | 310.4937 | 1191.1107 | 987.8514 | 2396.9412 | 2785.3065 | 2045.0204 | 2810.6462 | 4768.8659 | 2940.5312 | 3533.5319 | 6265.713 | 7053.5385 | 10962.8405 | 10193.9627
NEM | Hydro | 13382.6034 | 13513.8377 | 13232.6881 | 16168.5319 | 16340.6161 | 14535.4914 | 16246.5313 | 18546.614 | 16613.9275 | 14563.6005 | 14854.9838 | 15794.911 | 17174.9087 | 17349.3149 | 16369.7308 | 15674.0466 | 17966.0675 | 15886.4427 | 14218.4591 | 14514.9766 | 13146.3595 | 15051.9469 | 16041.6051 | 14956.6444 | 15434.8893 | 17659.9781 | 15421.2633 | 14625.8428 | 14045.9576
NEM | Wind | 29910.1265 | 38657.6995 | 37972.7104 | 41010.1281 | 46703.287 | 49446.113 | 53260.993 | 52724.891 | 63324.9213 | 65311.3293 | 68791.8439 | 75576.2619 | 73577.7049 | 80026.4154 | 83974.0249 | 89479.6184 | 96584.4406 | 96163.4173 | 97505.2149 | 95964.1153 | 95905.294 | 95582.0003 | 103587.8806 | 105901.2333 | 109747.6455 | 112190.8541 | 116726.3247 | 119613.0953 | 121334.1017
NEM | Solar PV | 14501.0477 | 17776.6257 | 18071.7563 | 17334.3938 | 17319.0949 | 20567.3432 | 22960.2282 | 22332.9908 | 29592.9499 | 31005.9201 | 31566.3522 | 31619.2856 | 30543.5175 | 29762.2 | 31773.1549 | 31526.5002 | 32705.5838 | 34170.0614 | 38368.3563 | 42393.2833 | 44276.957 | 53817.4389 | 51896.1279 | 53229.7112 | 52912.3189 | 53997.571 | 55751.3177 | 60349.2875 | 59709.1587
NEM | Grid Battery | 212.1809 | 289.6971 | 304.5579 | 344.5245 | 342.4449 | 340.3719 | 311.0495 | 297.6176 | 457.7213 | 461.0149 | 446.0872 | 472.6253 | 449.1609 | 412.4933 | 432.2196 | 435.0615 | 2641.2604 | 2659.2061 | 3218.4906 | 3195.1484 | 5689.1713 | 5619.4864 | 5602.1616 | 5719.2461 | 5699.3524 | 6643.6717 | 6719.9823 | 6733.6134 | 6343.0631
NEM | Pumped Hydro | 63.8162 | 183.9356 | 262.3372 | 1492.2263 | 5254.7888 | 5544.0499 | 5080.7426 | 6166.8642 | 8963.7819 | 9866.9525 | 9823.7732 | 10911.2534 | 10024.0887 | 9883.9847 | 10611.8896 | 10548.3515 | 11372.2478 | 11034.6979 | 12157.2735 | 12013.8985 | 12106.0312 | 15033.0453 | 14759.9105 | 15639.3271 | 15264.7941 | 15229.1408 | 14682.5179 | 17367.8256 | 17561.9875
NEM | VPP | 42.96 | 78.1175 | 108.2281 | 184.724 | 285.8004 | 392.7285 | 493.5218 | 627.4107 | 742.2271 | 911.3283 | 1110.5027 | 1386.4484 | 1559.7729 | 1643.6395 | 1844.3125 | 1986.011 | 1915.0714 | 2007.1354 | 2141.2008 | 2246.8442 | 2421.278 | 2554.7047 | 2596.8825 | 2859.0945 | 2902.2613 | 2769.4006 | 2842.583 | 2989.3948 | 2566.0823
Total excluding storage |  | 177798.7315 | 177332.6473 | 176903.5785 | 177340.5568 | 177903.1676 | 175926.6875 | 176416.7692 | 180844.1799 | 182111.154 | 183038.1351 | 185524.6935 | 189051.222 | 193123.4305 | 195941.8988 | 196294.6884 | 198444.0232 | 205123.8451 | 204941.9285 | 204228.1711 | 205672.1784 | 206607.9831 | 210590.0908 | 212613.1314 | 210175.3641 | 211513.4995 | 218160.9101 | 216234.2565 | 214643.1388 | 213552.9961
Region | Technology | 2021-22 | 2022-23 | 2023-24 | 2024-25 | 2025-26 | 2026-27 | 2027-28 | 2028-29 | 2029-30 | 2030-31 | 2031-32 | 2032-33 | 2033-34 | 2034-35 | 2035-36 | 2036-37 | 2037-38 | 2038-39 | 2039-40 | 2040-41 | 2041-42 | 2042-43 | 2043-44 | 2044-45 | 2045-46 | 2046-47 | 2047-48 | 2048-49 | 2049-50
NSW1 | Black Coal | 45452.7277 | 37906.3758 | 35312.5736 | 40529.5154 | 33327.3043 | 29888.0909 | 26444.6274 | 29572.4069 | 17339.7955 | 16947.3904 | 15794.4404 | 9018.4826 | 11345.4743 | 10025.7558 | 6190.8078 | 7699.6477 | 8337.3301 | 8315.4121 | 7808.2966 | 6303.8622 | 5759.9084 | 0 | 0 | 0 | 0 | 0 | 0 | 0 | 0
NSW1 | Brown Coal | 0 | 0 | 0 | 0 | 0 | 0 | 0 | 0 | 0 | 0 | 0 | 0 | 0 | 0 | 0 | 0 | 0 | 0 | 0 | 0 | 0 | 0 | 0 | 0 | 0 | 0 | 0 | 0 | 0
NSW1 | CCGT | 33.6489 | 33.6489 | 101.3523 | 65.3555 | 63.5591 | 63.5591 | 63.9834 | 66.4268 | 63.5591 | 63.5591 | 63.7332 | 576.333 | 604.8343 | 1124.0474 | 438.5633 | 393.1724 | 1140.692 | 1388.4308 | 1246.7132 | 1168.789 | 1087.8285 | 1517.8749 | 21.9465 | 1.274e-05 | 1.3111e-05 | 1.3702e-05 | 1.3864e-05 | 2.3184e-05 | 2.245e-05
NSW1 | Gas - Steam | 0 | 0 | 0 | 0 | 0 | 0 | 0 | 0 | 0 | 0 | 0 | 0 | 0 | 0 | 0 | 0 | 0 | 0 | 0 | 0 | 0 | 0 | 0 | 0 | 0 | 0 | 0 | 0 | 0
NSW1 | OCGT / Diesel | 1.7372e-06 | 1.7986e-06 | 13.6856 | 47.6417 | 10.9844 | 20.2472 | 7.6908 | 11.1424 | 2.5398e-06 | 0.13103 | 2.8654e-06 | 48.93 | 36.8477 | 35.6322 | 66.8605 | 37.5436 | 139.1352 | 87.8184 | 614.1037 | 942.4895 | 517.8835 | 676.0302 | 1795.7244 | 867.4921 | 1039.5226 | 1465.6452 | 2535.4253 | 5223.6125 | 5357.8552
NSW1 | Hydro | 2048.7419 | 2178.415 | 2012.3109 | 2888.8115 | 3004.4006 | 2746.4599 | 2669.6697 | 3795.3955 | 2816.0528 | 2450.3754 | 2601.4373 | 2742.8302 | 3198.4421 | 3329.8079 | 3342.8034 | 3156.7284 | 4154.8632 | 3290.5248 | 3104.0978 | 3027.4696 | 2750.2479 | 3486.9989 | 3816.4515 | 3577.1401 | 3664.5829 | 4395.4612 | 3674.3849 | 3491.1274 | 3114.1224
NSW1 | Wind | 6252.6976 | 9567.7742 | 11495.7299 | 13633.3124 | 17020.954 | 17906.9466 | 18023.4362 | 16242.0713 | 24323.0052 | 26154.3909 | 27326.8088 | 27346.3733 | 26717.0498 | 30017.3057 | 32512.5752 | 32342.6043 | 28604.8154 | 27089.5498 | 30393.7994 | 30198.664 | 34673.9365 | 33484.9368 | 34907.7739 | 36353.906 | 36502.7742 | 32464.9863 | 32508.4786 | 34242.7948 | 33935.3416
NSW1 | Solar PV | 5342.8112 | 6499.5899 | 6543.0281 | 6299.1535 | 6336.2638 | 9078.5851 | 11285.685 | 12182.838 | 18757.7682 | 19823.7028 | 20275.9385 | 20096.2436 | 19525.3632 | 18785.3106 | 20256.8864 | 20219.892 | 19651.1315 | 20224.938 | 22957.0791 | 23200.0602 | 23169.7629 | 27808.3966 | 26723.9431 | 28318.1541 | 28297.5972 | 28221.3942 | 29203.0825 | 32406.4584 | 32756.2802
NSW1 | Grid Battery | 3.8159e-06 | 5.7454e-06 | 5.7575e-06 | 7.6512e-06 | 8.7619e-06 | 9.756e-06 | 1.276e-05 | 1.3796e-05 | 192.1944 | 195.2923 | 188.6073 | 195.874 | 190.0399 | 183.9607 | 193.759 | 194.8987 | 188.7521 | 185.0392 | 630.5377 | 610.343 | 1973.7289 | 1965.3608 | 1948.4616 | 2020.5401 | 2017.6224 | 1973.4977 | 1937.5427 | 1989.117 | 1772.9194
NSW1 | Pumped Hydro | 31.7215 | 88.737 | 121.8766 | 989.1774 | 4681.0309 | 5035.815 | 4619.7404 | 5552.8379 | 8507.4087 | 9354.7052 | 9317.5505 | 10221.103 | 9376.3487 | 9280.7043 | 9960.4425 | 9836.7407 | 9837.3997 | 9465.5716 | 10130.6093 | 9977.4073 | 9892.0882 | 10104.736 | 10040.0544 | 10756.8261 | 10551.1312 | 10421.111 | 9806.1368 | 10566.4759 | 10414.7348
NSW1 | VPP | 15.5666 | 29.7865 | 38.5866 | 70.58 | 111.1941 | 148.3196 | 188.9288 | 236.2638 | 276.714 | 333.5781 | 394.0571 | 471.4996 | 532.204 | 552.9512 | 616.1065 | 662.062 | 676.7718 | 697.3725 | 751.2878 | 772.6094 | 825.0741 | 881.2492 | 904.1396 | 986.619 | 1018.4853 | 1004.4667 | 1010.19 | 1074.4387 | 985.1016
Total excluding storage |  | 59130.6274 | 56185.8038 | 55478.6804 | 63463.79 | 59763.4661 | 59703.8887 | 58495.0926 | 61870.281 | 63300.1808 | 65439.5495 | 66062.3582 | 59829.1927 | 61428.0114 | 63317.8596 | 62808.4966 | 63849.5883 | 62027.9675 | 60396.6739 | 66124.0897 | 64841.3344 | 67959.5677 | 66974.2374 | 67265.8395 | 69116.6923 | 69504.4769 | 66547.487 | 67921.3713 | 75363.9932 | 75163.5995
Region | Technology | 2021-22 | 2022-23 | 2023-24 | 2024-25 | 2025-26 | 2026-27 | 2027-28 | 2028-29 | 2029-30 | 2030-31 | 2031-32 | 2032-33 | 2033-34 | 2034-35 | 2035-36 | 2036-37 | 2037-38 | 2038-39 | 2039-40 | 2040-41 | 2041-42 | 2042-43 | 2043-44 | 2044-45 | 2045-46 | 2046-47 | 2047-48 | 2048-49 | 2049-50
QLD1 | Black Coal | 41880.9684 | 38403.7104 | 41025.8906 | 39038.8553 | 39717.9185 | 37741.6906 | 34846.6707 | 34475.4931 | 33076.8708 | 31771.3386 | 31087.2694 | 31841.6823 | 34152.2668 | 32255.0447 | 32464.7456 | 30026.8499 | 24110.7671 | 24486.7865 | 22838.8702 | 22455.0755 | 21739.0568 | 18594.9 | 15044.439 | 12634.664 | 10554.9715 | 8771.8075 | 8336.2714 | 8131.5492 | 7309.2919
QLD1 | Brown Coal | 0 | 0 | 0 | 0 | 0 | 0 | 0 | 0 | 0 | 0 | 0 | 0 | 0 | 0 | 0 | 0 | 0 | 0 | 0 | 0 | 0 | 0 | 0 | 0 | 0 | 0 | 0 | 0 | 0
QLD1 | CCGT | 1104.025 | 1104.025 | 1232.2762 | 1439.8951 | 1402.0684 | 1356.7674 | 1374.4496 | 1740.8653 | 1309.4179 | 1391.9343 | 1652.5623 | 2731.3112 | 3298.6403 | 3103.6587 | 2492.4043 | 2203.3507 | 3487.0296 | 3418.6407 | 2695.6608 | 2830.5963 | 2960.1954 | 3284.1546 | 2975.2059 | 2918.1615 | 1371.5252 | 960.5235 | 963.1551 | 960.5235 | 960.5235
QLD1 | Gas - Steam | 37.1158 | 37.1158 | 73.7192 | 72.804 | 72.804 | 72.804 | 73.0035 | 72.804 | 72.804 | 72.804 | 73.0035 | 72.804 | 72.804 | 72.804 | 73.0035 | 72.804 | 145.9827 | 159.9557 | 158.6041 | 168.9666 | 172.1603 | 197.3257 | 174.7099 | 163.7971 | 205.0647 | 0 | 0 | 0 | 0
QLD1 | OCGT / Diesel | 2.9944e-06 | 3.1055e-06 | 0.31741 | 25.9414 | 13.6691 | 22.5331 | 24.7274 | 94.8808 | 14.5438 | 32.6261 | 28.1549 | 212.9782 | 151.2362 | 74.0503 | 94.4309 | 168.8963 | 669.3279 | 462.0369 | 1043.7738 | 1155.9746 | 1046.6283 | 1474.5764 | 1800.3942 | 1606.4159 | 2120.9194 | 4293.9011 | 4010.2837 | 4242.2324 | 3126.5475
QLD1 | Hydro | 693.4758 | 692.8765 | 694.417 | 690.0791 | 688.626 | 687.9545 | 689.3736 | 685.2232 | 683.704 | 669.3954 | 683.5218 | 679.2141 | 678.0594 | 676.5644 | 676.8637 | 673.7029 | 252.3025 | 252.5865 | 250.8872 | 250.0853 | 251.1844 | 0 | 0 | 0 | 0 | 0 | 0 | 0 | 0
QLD1 | Wind | 5244.4079 | 6622.3469 | 6332.7004 | 5598.6227 | 7063.9009 | 7227.6407 | 9992.2679 | 12614.5288 | 14920.0835 | 15350.134 | 14880.1065 | 17338.9536 | 15782.6636 | 18414.042 | 18200.1883 | 21591.1182 | 26556.5679 | 26328.4573 | 26840.6451 | 24703.1159 | 24067.4742 | 25519.3461 | 29636.9905 | 29371.11 | 34147.498 | 36060.2764 | 35909.238 | 36139.4634 | 37722.2698
QLD1 | Solar PV | 5555.0976 | 7538.3561 | 7681.7777 | 7342.886 | 7448.1655 | 7800.5726 | 7893.2139 | 6593.3675 | 7142.0112 | 7427.2566 | 7545.9958 | 7659.7104 | 7327.5955 | 7442.0841 | 7813.578 | 7531.2408 | 9497.6963 | 10255.1969 | 10672.8214 | 12372.9164 | 13603.9272 | 18419.8912 | 17901.2736 | 18023.5565 | 17676.4073 | 19445.2217 | 20245.331 | 19663.4721 | 19422.5297
QLD1 | Grid Battery | 2.6579e-06 | 22.9648 | 25.6821 | 31.5353 | 33.7812 | 33.4025 | 32.0522 | 31.8689 | 30.5615 | 31.0869 | 30.1435 | 30.465 | 48.9176 | 48.669 | 48.6959 | 49.3257 | 2270.1826 | 2296.0455 | 2307.8409 | 2313.765 | 2363.7285 | 2345.2534 | 2361.8037 | 2372.2134 | 2342.1392 | 3376.9553 | 3511.812 | 3474.9934 | 3364.0764
QLD1 | Pumped Hydro | 32.0948 | 95.1986 | 140.4607 | 503.0489 | 573.7579 | 508.2348 | 461.0022 | 614.0263 | 456.3732 | 512.2473 | 506.2227 | 690.1503 | 647.7399 | 603.2803 | 651.447 | 630.3308 | 1126.8147 | 1156.3877 | 1224.3535 | 1244.7284 | 1393.0205 | 4054.1322 | 3860.8558 | 4041.8626 | 3857.0938 | 3987.8562 | 4058.9893 | 4230.4181 | 4763.1724
QLD1 | VPP | 6.7743 | 11.7552 | 18.2595 | 34.9172 | 57.8411 | 79.2096 | 100.8841 | 131.1962 | 159.0983 | 201.2402 | 246.8583 | 306.9909 | 350.2428 | 388.6448 | 427.1945 | 467.3228 | 353.1295 | 388.9157 | 424.543 | 461.987 | 532.289 | 569.2376 | 594.7518 | 633.2594 | 594.7556 | 511.4188 | 572.9007 | 586.2204 | 389.6067
Total excluding storage |  | 54515.0905 | 54398.4307 | 57041.0984 | 54209.0837 | 56407.1524 | 54909.9629 | 54893.7065 | 56277.1628 | 57219.4351 | 56715.489 | 55950.6141 | 60536.6538 | 61463.2658 | 62038.2481 | 61815.2143 | 62267.9628 | 64719.6741 | 65363.6605 | 64501.2627 | 63936.7306 | 63840.6267 | 67490.1939 | 67533.013 | 64717.7049 | 66076.386 | 69531.7301 | 69464.2792 | 69137.2406 | 68541.1623
Region | Technology | 2021-22 | 2022-23 | 2023-24 | 2024-25 | 2025-26 | 2026-27 | 2027-28 | 2028-29 | 2029-30 | 2030-31 | 2031-32 | 2032-33 | 2033-34 | 2034-35 | 2035-36 | 2036-37 | 2037-38 | 2038-39 | 2039-40 | 2040-41 | 2041-42 | 2042-43 | 2043-44 | 2044-45 | 2045-46 | 2046-47 | 2047-48 | 2048-49 | 2049-50
VIC1 | Black Coal | 0 | 0 | 0 | 0 | 0 | 0 | 0 | 0 | 0 | 0 | 0 | 0 | 0 | 0 | 0 | 0 | 0 | 0 | 0 | 0 | 0 | 0 | 0 | 0 | 0 | 0 | 0 | 0 | 0
VIC1 | Brown Coal | 29667.4568 | 28084.294 | 28530.7045 | 21033.9151 | 22381.7829 | 21618.0287 | 20552.748 | 20625.2969 | 20167.8436 | 21336.4637 | 21073.8763 | 20677.8513 | 21370.7713 | 20635.2113 | 21751.7806 | 20591.1414 | 19397.8029 | 19931.8366 | 16991.0546 | 17087.2072 | 19515.2028 | 19733.8034 | 18102.3506 | 17430.6214 | 17753.5525 | 18314.4629 | 11982.3858 | 0 | 0
VIC1 | CCGT | 1.7228e-06 | 1.7042e-06 | 1.7908e-06 | 2.1834e-06 | 2.2285e-06 | 2.214e-06 | 2.2873e-06 | 2.4938e-06 | 2.4694e-06 | 2.4772e-06 | 2.6567e-06 | 4.0296e-06 | 4.0683e-06 | 4.0795e-06 | 3.9894e-06 | 4.0036e-06 | 4.8587e-06 | 5.3579e-06 | 6.6262e-06 | 6.5187e-06 | 7.6447e-06 | 7.9886e-06 | 7.988e-06 | 7.7755e-06 | 7.9838e-06 | 8.1743e-06 | 8.5299e-06 | 2.1404e-05 | 2.0964e-05
VIC1 | Gas - Steam | 7.7254 | 2.9296 | 9.5375 | 21.1316 | 7.5053 | 18.0668 | 10.1792 | 24.3749 | 1.595 | 5.9994 | 1.0631 | 22.8224 | 16.105 | 14.2432 | 30.5805 | 16.8964 | 57.0382 | 33.0932 | 0 | 0 | 0 | 0 | 0 | 0 | 0 | 0 | 0 | 0 | 0
VIC1 | OCGT / Diesel | 7.2627 | 2.9709e-06 | 8.7477 | 5.8144 | 2.2459 | 14.6139 | 6.2282 | 2.4114 | 0.25024 | 4.7262e-06 | 5.0474e-06 | 34.1407 | 8.293 | 15.3404 | 21.4369 | 7.6068 | 49.9085 | 7.7747 | 143.4713 | 89.9103 | 60.7835 | 23.5902 | 252.5607 | 165.2968 | 132.2516 | 106.3422 | 43.3673 | 669.2859 | 843.8212
VIC1 | Hydro | 2768.3058 | 2782.4153 | 2522.8368 | 3117.3117 | 3189.1427 | 3026.8121 | 3065.6688 | 3863.5029 | 3207.43 | 2745.5444 | 2766.2575 | 2494.8426 | 3067.5972 | 3165.5458 | 2999.7045 | 3012.2339 | 3803.5265 | 3156.3223 | 2713.6475 | 2711.0907 | 2461.8447 | 3021.8013 | 3128.7378 | 2952.0467 | 2971.7842 | 3743.5176 | 3111.2367 | 2666.5294 | 2673.5603
VIC1 | Wind | 10812.703 | 13788.122 | 11861.788 | 12263.6217 | 12568.3793 | 13003.4775 | 13371.0516 | 12086.8072 | 12231.5581 | 11844.7368 | 13270.0655 | 13798.6507 | 14065.862 | 14173.1634 | 14801.0787 | 16031.7506 | 19561.1227 | 19477.8385 | 17835.0794 | 17455.8229 | 15425.012 | 15467.8447 | 18472.2162 | 18685.5795 | 18111.295 | 22417.3334 | 26766.9554 | 27413.4371 | 27121.9657
VIC1 | Solar PV | 2656.001 | 2637.0936 | 2737.7893 | 2624.8968 | 2493.1717 | 2621.9039 | 2682.0565 | 2511.5761 | 2603.9109 | 2656.0237 | 2640.7476 | 2742.2023 | 2623.4151 | 2493.1765 | 2634.7883 | 2677.9225 | 2511.579 | 2600.0678 | 3475.6145 | 4975.0444 | 5239.3267 | 4860.7212 | 4778.4421 | 4677.5159 | 4701.1788 | 4268.4658 | 4309.1002 | 6453.5599 | 5787.3363
VIC1 | Grid Battery | 111.8029 | 166.1059 | 169.3778 | 198.758 | 196.9462 | 197.4207 | 178.6593 | 168.0112 | 146.3908 | 149.3511 | 144.4513 | 157.9802 | 123.672 | 115.0411 | 122.4442 | 123.6942 | 116.6135 | 113.4888 | 118.8849 | 113.6698 | 167.096 | 122.8492 | 118.1548 | 126.3724 | 127.2593 | 123.8206 | 123.7991 | 121.4625 | 118.3083
VIC1 | Pumped Hydro | 0 | 0 | 5.2351e-06 | 6.2844e-06 | 6.2401e-06 | 6.765e-06 | 6.5252e-06 | 6.8771e-06 | 6.766e-06 | 7.1125e-06 | 7.6315e-06 | 1.3877e-05 | 1.345e-05 | 1.3202e-05 | 1.4046e-05 | 1.4185e-05 | 1.7304e-05 | 1.9228e-05 | 3.9731e-05 | 3.9954e-05 | 0.00022777 | 0.00022766 | 0.00021414 | 0.00054105 | 0.00054009 | 0.0005229 | 0.00052292 | 1633.111 | 1539.7977
VIC1 | VPP | 10.0041 | 17.5259 | 25.955 | 46.6794 | 71.4314 | 103.0791 | 126.0805 | 166.8137 | 201.0481 | 250.6965 | 316.4144 | 419.6311 | 469.5963 | 489.0427 | 560.5064 | 603.6115 | 626.1833 | 655.2506 | 694.4092 | 727.9147 | 792.9745 | 819.6066 | 803.932 | 928.9869 | 960.6407 | 942.972 | 948.582 | 1009.7006 | 916.6162
Total excluding storage |  | 45919.4546 | 47294.8544 | 45671.4038 | 39066.6913 | 40642.2278 | 40302.9029 | 39687.9323 | 39113.9694 | 38212.5879 | 38588.7681 | 39752.0101 | 39770.5101 | 41152.0436 | 40496.6805 | 42239.3694 | 42337.5517 | 45380.9779 | 45206.9331 | 41158.8673 | 42319.0755 | 42702.1698 | 43107.7609 | 44734.3074 | 43911.0602 | 43670.0622 | 48850.1219 | 46213.0454 | 37202.8123 | 36426.6835
Region | Technology | 2021-22 | 2022-23 | 2023-24 | 2024-25 | 2025-26 | 2026-27 | 2027-28 | 2028-29 | 2029-30 | 2030-31 | 2031-32 | 2032-33 | 2033-34 | 2034-35 | 2035-36 | 2036-37 | 2037-38 | 2038-39 | 2039-40 | 2040-41 | 2041-42 | 2042-43 | 2043-44 | 2044-45 | 2045-46 | 2046-47 | 2047-48 | 2048-49 | 2049-50
SA1 | Black Coal | 0 | 0 | 0 | 0 | 0 | 0 | 0 | 0 | 0 | 0 | 0 | 0 | 0 | 0 | 0 | 0 | 0 | 0 | 0 | 0 | 0 | 0 | 0 | 0 | 0 | 0 | 0 | 0 | 0
SA1 | Brown Coal | 0 | 0 | 0 | 0 | 0 | 0 | 0 | 0 | 0 | 0 | 0 | 0 | 0 | 0 | 0 | 0 | 0 | 0 | 0 | 0 | 0 | 0 | 0 | 0 | 0 | 0 | 0 | 0 | 0
SA1 | CCGT | 1114.8326 | 1114.8326 | 572.9124 | 449.5019 | 449.5019 | 449.5019 | 450.7334 | 449.5019 | 449.5019 | 449.5019 | 450.7334 | 600.2737 | 607.8277 | 991.6016 | 450.7334 | 449.5019 | 5.8817e-06 | 5.9667e-06 | 7.28e-06 | 7.1236e-06 | 9.2379e-06 | 9.6462e-06 | 1.0226e-05 | 9.9044e-06 | 1.0209e-05 | 1.0495e-05 | 1.0577e-05 | 1.61e-05 | 1.5693e-05
SA1 | Gas - Steam | 653.873 | 673.513 | 648.2948 | 81.5731 | 81.5731 | 81.5731 | 81.7966 | 81.5731 | 81.5731 | 81.5731 | 81.7966 | 116.9262 | 81.5731 | 213.4731 | 0 | 0 | 0 | 0 | 0 | 0 | 0 | 0 | 0 | 0 | 0 | 0 | 0 | 0 | 0
SA1 | OCGT / Diesel | 45.3178 | 24.0393 | 96.4119 | 15.5584 | 9.2529 | 30.2633 | 12.1784 | 22.5065 | 1.6004 | 3.9636 | 4.8805 | 104.5045 | 80.6257 | 243.1059 | 101.8624 | 96.447 | 330.4852 | 430.2214 | 595.0882 | 596.6441 | 418.5731 | 636.4493 | 918.5164 | 299.6285 | 239.9348 | 399.2487 | 464.2178 | 818.5956 | 861.0193
SA1 | Hydro | 0 | 0 | 0 | 0 | 0 | 0 | 0 | 0 | 0 | 0 | 0 | 0 | 0 | 0 | 0 | 0 | 0 | 0 | 0 | 0 | 0 | 0 | 0 | 0 | 0 | 0 | 0 | 0 | 0
SA1 | Wind | 6274.1699 | 7076.7764 | 6263.4719 | 6925.3941 | 6777.8913 | 7429.6201 | 7358.8951 | 6929.3269 | 6513.2021 | 6280.4939 | 6626.7641 | 9838.2665 | 9815.5533 | 9383.9051 | 9848.8607 | 10234.0964 | 12079.8271 | 13171.7429 | 12129.1831 | 12438.4669 | 11217.857 | 10848.0107 | 9820.9695 | 10927.698 | 10185.1066 | 10646.1491 | 11109.7602 | 11856.5982 | 12518.3443
SA1 | Solar PV | 947.1378 | 1101.5861 | 1109.1612 | 1067.4576 | 1041.4939 | 1066.2815 | 1099.2729 | 1045.2092 | 1089.2596 | 1098.937 | 1103.6703 | 1121.1293 | 1067.1437 | 1041.6288 | 1067.9022 | 1097.4449 | 1045.1769 | 1089.8588 | 1262.8413 | 1845.2623 | 2263.9401 | 2728.4299 | 2492.4691 | 2210.4847 | 2237.1356 | 2062.4892 | 1993.804 | 1825.797 | 1743.0125
SA1 | Grid Battery | 100.3779 | 100.6264 | 109.4979 | 114.2312 | 111.7175 | 109.5488 | 100.3379 | 97.7375 | 88.5745 | 85.2846 | 82.8852 | 88.3061 | 86.5314 | 64.8224 | 67.3206 | 67.1428 | 65.7122 | 64.6326 | 161.2272 | 157.3706 | 1184.6178 | 1186.0229 | 1173.7415 | 1200.1202 | 1212.3315 | 1169.3981 | 1146.8285 | 1148.0405 | 1087.759
SA1 | Pumped Hydro | 0 | 0 | 4.1836e-06 | 4.0475e-06 | 3.9905e-06 | 4.2049e-06 | 4.2041e-06 | 4.483e-06 | 4.503e-06 | 4.7911e-06 | 5.0204e-06 | 7.3399e-06 | 7.2322e-06 | 7.1355e-06 | 7.5424e-06 | 9.1703e-06 | 9.7699e-06 | 1.011e-05 | 1.2602e-05 | 1.2731e-05 | 1.7364e-05 | 1.7378e-05 | 1.7194e-05 | 2.271e-05 | 2.2447e-05 | 2.1974e-05 | 2.2165e-05 | 2.3967e-05 | 2.4085e-05
SA1 | VPP | 10.3711 | 18.2796 | 24.8845 | 31.4776 | 42.5836 | 57.6933 | 68.8321 | 81.9972 | 90.763 | 106.7452 | 128.3697 | 156.3277 | 172.2094 | 175.8366 | 195.6855 | 204.9251 | 212.4032 | 219.6884 | 222.0812 | 230.9483 | 216.0714 | 226.1539 | 235.0661 | 248.8041 | 262.5405 | 247.8837 | 249.3605 | 253.8734 | 215.6559
Total excluding storage |  | 9035.3311 | 9990.7475 | 8690.2521 | 8539.4851 | 8359.7131 | 9057.2399 | 9002.8764 | 8528.1176 | 8135.1371 | 7914.4695 | 8267.8449 | 11781.1002 | 11652.7235 | 11873.7145 | 11469.3587 | 11877.4901 | 13455.4892 | 14691.8231 | 13987.1126 | 14880.3733 | 13900.3703 | 14212.8899 | 13231.9549 | 13437.8112 | 12662.177 | 13107.887 | 13567.7821 | 14500.9909 | 15122.3761
Region | Technology | 2021-22 | 2022-23 | 2023-24 | 2024-25 | 2025-26 | 2026-27 | 2027-28 | 2028-29 | 2029-30 | 2030-31 | 2031-32 | 2032-33 | 2033-34 | 2034-35 | 2035-36 | 2036-37 | 2037-38 | 2038-39 | 2039-40 | 2040-41 | 2041-42 | 2042-43 | 2043-44 | 2044-45 | 2045-46 | 2046-47 | 2047-48 | 2048-49 | 2049-50
TAS1 | Black Coal | 0 | 0 | 0 | 0 | 0 | 0 | 0 | 0 | 0 | 0 | 0 | 0 | 0 | 0 | 0 | 0 | 0 | 0 | 0 | 0 | 0 | 0 | 0 | 0 | 0 | 0 | 0 | 0 | 0
TAS1 | Brown Coal | 0 | 0 | 0 | 0 | 0 | 0 | 0 | 0 | 0 | 0 | 0 | 0 | 0 | 0 | 0 | 0 | 0 | 0 | 0 | 0 | 0 | 0 | 0 | 0 | 0 | 0 | 0 | 0 | 0
TAS1 | CCGT | 1.4939e-06 | 1.4789e-06 | 1.5521e-06 | 1.5648e-06 | 1.5706e-06 | 1.6194e-06 | 1.7536e-06 | 1.8782e-06 | 1.9475e-06 | 2.002e-06 | 2.0904e-06 | 2.6791e-06 | 2.6982e-06 | 2.696e-06 | 2.6706e-06 | 2.6814e-06 | 3.0083e-06 | 3.0874e-06 | 3.4656e-06 | 3.4186e-06 | 3.6917e-06 | 3.726e-06 | 3.7496e-06 | 3.6588e-06 | 3.6846e-06 | 4.0431e-06 | 4.0577e-06 | 5.4678e-06 | 5.4705e-06
TAS1 | Gas - Steam | 0 | 0 | 0 | 0 | 0 | 0 | 0 | 0 | 0 | 0 | 0 | 0 | 0 | 0 | 0 | 0 | 0 | 0 | 0 | 0 | 0 | 0 | 0 | 0 | 0 | 0 | 0 | 0 | 0
TAS1 | OCGT / Diesel | 1.1684e-06 | 1.134e-06 | 1.1926e-06 | 1.2186e-06 | 1.2484e-06 | 1.322e-06 | 1.4096e-06 | 1.5046e-06 | 1.5668e-06 | 1.6105e-06 | 1.6906e-06 | 1.7233 | 2.1753e-06 | 2.3284e-06 | 0.568 | 2.2634e-06 | 2.2538 | 2.6313e-06 | 0.50433 | 0.28797 | 1.1519 | 2.5036e-06 | 1.6702 | 1.698 | 0.90347 | 0.57594 | 0.24437 | 9.114 | 4.7195
TAS1 | Hydro | 7872.0799 | 7860.1309 | 8003.1234 | 9472.3295 | 9458.4468 | 8074.2649 | 9821.8192 | 10202.4924 | 9906.7407 | 8698.2854 | 8803.7671 | 9878.024 | 10230.81 | 10177.3969 | 9350.3592 | 8831.3814 | 9755.3752 | 9187.0092 | 8149.8267 | 8526.331 | 7683.0825 | 8543.1467 | 9096.4158 | 8427.4576 | 8798.5221 | 9520.9992 | 8635.6416 | 8468.186 | 8258.2748
TAS1 | Wind | 1326.1482 | 1602.68 | 2019.0203 | 2589.1772 | 3272.1614 | 3878.4281 | 4515.3422 | 4852.1567 | 5337.0725 | 5681.5737 | 6688.0991 | 7254.0179 | 7196.5762 | 8037.9992 | 8611.3222 | 9280.0489 | 9782.1075 | 10095.8287 | 10306.5079 | 11168.0456 | 10521.0143 | 10261.862 | 10749.9305 | 10562.9398 | 10800.9718 | 10602.1089 | 10431.8924 | 9960.8018 | 10036.1804
TAS1 | Solar PV | 2.4821e-07 | 4.1993e-07 | 5.8783e-07 | 1.1317e-06 | 1.2128e-06 | 1.5373e-06 | 1.4433e-06 | 1.4787e-06 | 1.7265e-06 | 2.0413e-06 | 2.0582e-06 | 2.2184e-06 | 2.7198e-06 | 2.4173e-06 | 2.7385e-06 | 2.6396e-06 | 2.762e-06 | 2.877e-06 | 4.123e-06 | 9.743e-06 | 9.8694e-06 | 9.7844e-06 | 8.6279e-06 | 8.9672e-06 | 8.6774e-06 | 8.7119e-06 | 9.0691e-06 | 8.7619e-06 | 8.3206e-06
TAS1 | Grid Battery | 2.5746e-06 | 3.7525e-06 | 3.7036e-06 | 4.4035e-06 | 6.1582e-06 | 6.2069e-06 | 7.4851e-06 | 8.3332e-06 | 1.0221e-05 | 1.0894e-05 | 1.2246e-05 | 1.675e-05 | 1.6846e-05 | 1.7742e-05 | 1.8816e-05 | 1.9088e-05 | 2.0038e-05 | 2.0972e-05 | 3.0095e-05 | 3.3008e-05 | 3.6369e-05 | 3.5536e-05 | 3.8406e-05 | 4.0436e-05 | 3.8604e-05 | 3.831e-05 | 3.7882e-05 | 5.7521e-05 | 6.0722e-05
TAS1 | Pumped Hydro | 0 | 0 | 1.0067e-05 | 1.0533e-05 | 1.1656e-05 | 1.2366e-05 | 1.3776e-05 | 1.4074e-05 | 1.6011e-05 | 1.809e-05 | 2.1517e-05 | 8.634e-05 | 8.6289e-05 | 8.6854e-05 | 9.9116e-05 | 81.2799 | 408.0334 | 412.7385 | 802.3107 | 791.7628 | 820.9222 | 874.1768 | 859.0001 | 840.6379 | 856.5685 | 820.173 | 817.3912 | 937.8206 | 844.2825
TAS1 | VPP | 0.2439 | 0.77025 | 0.5425 | 1.0698 | 2.7503 | 4.427 | 8.7963 | 11.1398 | 14.6038 | 19.0682 | 24.8032 | 31.9992 | 35.5204 | 37.1642 | 44.8195 | 48.0895 | 46.5836 | 45.9081 | 48.8796 | 53.3848 | 54.869 | 58.4574 | 58.993 | 61.4251 | 65.8391 | 62.6594 | 61.5498 | 65.1617 | 59.1019
Total excluding storage |  | 9198.228 | 9462.8109 | 10022.1437 | 12061.5067 | 12730.6082 | 11952.6931 | 14337.1614 | 15054.6492 | 15243.8131 | 14379.8591 | 15491.8662 | 17133.7652 | 17427.3862 | 18215.3961 | 17962.2494 | 18111.4302 | 19539.7365 | 19282.8379 | 18456.8389 | 19694.6646 | 18205.2487 | 18805.0087 | 19848.0166 | 18992.0954 | 19600.3974 | 20123.6841 | 19067.7785 | 18438.1018 | 18299.1747
Explicitly modelled pumping
Region | Technology | 2021-22 | 2022-23 | 2023-24 | 2024-25 | 2025-26 | 2026-27 | 2027-28 | 2028-29 | 2029-30 | 2030-31 | 2031-32 | 2032-33 | 2033-34 | 2034-35 | 2035-36 | 2036-37 | 2037-38 | 2038-39 | 2039-40 | 2040-41 | 2041-42 | 2042-43 | 2043-44 | 2044-45 | 2045-46 | 2046-47 | 2047-48 | 2048-49 | 2049-50
NEM | Grid Battery pump | 261.1871 | 358.5388 | 375.0105 | 426.0695 | 422.066 | 420.1871 | 384.9256 | 366.5152 | 559.6655 | 563.0495 | 546.4842 | 576.6533 | 547.5686 | 502.9685 | 526.3388 | 530.2108 | 3133.0147 | 3138.6403 | 3802.604 | 3780.3317 | 6699.0595 | 6626.6376 | 6596.2436 | 6734.9828 | 6720.1091 | 7825.3404 | 7916.0674 | 7929.6702 | 7456.1271
NEM | Pumped Hydro Pump | 177.9209 | 583.5755 | 765.0763 | 3341.6907 | 7364.1829 | 8072.7881 | 7783.8983 | 8879.6669 | 12515.5222 | 13509.4569 | 13861.7093 | 15298.5212 | 14724.7042 | 13849.9067 | 15400.9356 | 15551.1719 | 16083.9659 | 15766.3517 | 17008.4213 | 17463.911 | 17052.5433 | 21466.994 | 20611.6642 | 22128.5689 | 22165.1274 | 21451.2198 | 20975.2014 | 24322.4401 | 24021.4282
NEM | VPP pump | 51.5622 | 93.9795 | 129.6797 | 221.8733 | 342.935 | 471.3001 | 593.4249 | 751.9605 | 890.8491 | 1093.8105 | 1335.9245 | 1661.9323 | 1871.6189 | 1974.6181 | 2211.3103 | 2383.6852 | 2302.1616 | 2410.9793 | 2564.389 | 2704.0376 | 2901.245 | 3069.3025 | 3113.2413 | 3431.2797 | 3488.8764 | 3318.6574 | 3417.9191 | 3582.1591 | 3077.8693
Region | Technology | 2021-22 | 2022-23 | 2023-24 | 2024-25 | 2025-26 | 2026-27 | 2027-28 | 2028-29 | 2029-30 | 2030-31 | 2031-32 | 2032-33 | 2033-34 | 2034-35 | 2035-36 | 2036-37 | 2037-38 | 2038-39 | 2039-40 | 2040-41 | 2041-42 | 2042-43 | 2043-44 | 2044-45 | 2045-46 | 2046-47 | 2047-48 | 2048-49 | 2049-50
NSW1 | Grid Battery pump | 4.5301e-06 | 6.8181e-06 | 6.8272e-06 | 9.0785e-06 | 1.0397e-05 | 1.1572e-05 | 1.5151e-05 | 1.6361e-05 | 231.5596 | 235.2919 | 227.92 | 235.4485 | 228.8259 | 222.0366 | 233.0474 | 234.8178 | 228.017 | 223.0162 | 746.6335 | 725.4137 | 2325.959 | 2317.2593 | 2297.0866 | 2382.6653 | 2382.5642 | 2323.7913 | 2290.3919 | 2339.9189 | 2085.7875
NSW1 | Pumped Hydro Pump | 133.1894 | 443.5908 | 565.1851 | 2619.9186 | 6538.5673 | 7343.3978 | 7120.1579 | 7998.4101 | 11859.637 | 12773.271 | 13133.3508 | 14307.49 | 13793.7927 | 12982.7685 | 14464.8188 | 14542.7397 | 14082.2168 | 13733.24 | 14397.0102 | 14814.8838 | 14182.4874 | 15209.547 | 14642.9359 | 15955.7413 | 16175.3419 | 15384.1865 | 14817.393 | 15755.1641 | 15099.3221
NSW1 | VPP pump | 18.6837 | 35.8354 | 46.2286 | 84.7138 | 133.4583 | 178.0187 | 227.136 | 283.1962 | 332.1225 | 400.373 | 474.2341 | 564.6396 | 638.7712 | 665.1197 | 738.0274 | 794.6318 | 814.5146 | 837.1459 | 899.363 | 929.9927 | 990.0337 | 1055.6937 | 1084.7706 | 1184.1772 | 1224.9965 | 1203.0267 | 1215.6141 | 1286.4358 | 1182.356
Region | Technology | 2021-22 | 2022-23 | 2023-24 | 2024-25 | 2025-26 | 2026-27 | 2027-28 | 2028-29 | 2029-30 | 2030-31 | 2031-32 | 2032-33 | 2033-34 | 2034-35 | 2035-36 | 2036-37 | 2037-38 | 2038-39 | 2039-40 | 2040-41 | 2041-42 | 2042-43 | 2043-44 | 2044-45 | 2045-46 | 2046-47 | 2047-48 | 2048-49 | 2049-50
QLD1 | Grid Battery pump | 3.1284e-06 | 28.3457 | 31.6135 | 38.9324 | 41.7299 | 41.2129 | 39.5906 | 39.3243 | 37.7303 | 38.3789 | 37.3129 | 37.5124 | 59.3216 | 59.0133 | 59.0139 | 59.7917 | 2679.9042 | 2695.0001 | 2716.4521 | 2724.8386 | 2778.0945 | 2761.7483 | 2780.43 | 2787.641 | 2754.1917 | 3981.2554 | 4123.177 | 4097.37 | 3948.594
QLD1 | Pumped Hydro Pump | 44.7315 | 139.9847 | 199.8912 | 721.7721 | 825.6156 | 729.3903 | 663.7404 | 881.2568 | 655.8851 | 736.1858 | 728.3585 | 991.0311 | 930.9114 | 867.1381 | 936.1166 | 905.8915 | 1492.5822 | 1515.0856 | 1610.6914 | 1649.3306 | 1845.9352 | 5166.639 | 4896.5217 | 5126.5331 | 4908.4091 | 5052.4814 | 5125.4037 | 5364.2766 | 5942.0057
QLD1 | VPP pump | 8.1307 | 14.1437 | 21.881 | 41.909 | 69.4893 | 95.0041 | 121.2143 | 157.3372 | 190.9558 | 241.5361 | 296.9992 | 367.7515 | 420.3746 | 467.2011 | 511.9999 | 560.8984 | 425.2326 | 465.5481 | 509.4024 | 555.8179 | 637.5497 | 684.5521 | 714.1498 | 759.5248 | 712.7469 | 615.5443 | 685.8968 | 705.6431 | 465.5814
Region | Technology | 2021-22 | 2022-23 | 2023-24 | 2024-25 | 2025-26 | 2026-27 | 2027-28 | 2028-29 | 2029-30 | 2030-31 | 2031-32 | 2032-33 | 2033-34 | 2034-35 | 2035-36 | 2036-37 | 2037-38 | 2038-39 | 2039-40 | 2040-41 | 2041-42 | 2042-43 | 2043-44 | 2044-45 | 2045-46 | 2046-47 | 2047-48 | 2048-49 | 2049-50
VIC1 | Grid Battery pump | 137.5686 | 205.658 | 208.5194 | 245.9692 | 242.555 | 243.7287 | 221.1561 | 206.8322 | 180.7294 | 184.384 | 178.9239 | 194.6726 | 152.5923 | 141.891 | 151.1657 | 152.7089 | 143.9673 | 140.5999 | 146.2812 | 140.7987 | 198.5126 | 144.9277 | 138.6064 | 148.6734 | 150.1161 | 145.272 | 146.0452 | 142.4978 | 139.1862
VIC1 | Pumped Hydro Pump | 0 | 0 | 6.5531e-06 | 7.8631e-06 | 7.7946e-06 | 8.4457e-06 | 8.1786e-06 | 8.577e-06 | 8.4733e-06 | 8.8835e-06 | 9.553e-06 | 1.7354e-05 | 1.6816e-05 | 1.6489e-05 | 1.7536e-05 | 1.7737e-05 | 2.1628e-05 | 2.4129e-05 | 4.9565e-05 | 5.0156e-05 | 0.0002845 | 0.00028584 | 0.00026641 | 0.00067695 | 0.00067752 | 0.00065059 | 0.0006567 | 2041.3888 | 1924.7472
VIC1 | VPP pump | 12.0073 | 21.0841 | 31.1033 | 56.1384 | 85.6228 | 123.7192 | 151.6795 | 199.8631 | 241.3055 | 300.8954 | 380.8473 | 503.4062 | 563.2461 | 586.5246 | 672.7409 | 724.4773 | 751.5687 | 788.659 | 831.2536 | 876.1945 | 949.2339 | 986.5973 | 962.0347 | 1115.0051 | 1156.279 | 1128.5086 | 1142.0366 | 1208.3677 | 1100.1573
Region | Technology | 2021-22 | 2022-23 | 2023-24 | 2024-25 | 2025-26 | 2026-27 | 2027-28 | 2028-29 | 2029-30 | 2030-31 | 2031-32 | 2032-33 | 2033-34 | 2034-35 | 2035-36 | 2036-37 | 2037-38 | 2038-39 | 2039-40 | 2040-41 | 2041-42 | 2042-43 | 2043-44 | 2044-45 | 2045-46 | 2046-47 | 2047-48 | 2048-49 | 2049-50
SA1 | Grid Battery pump | 123.6184 | 124.5351 | 134.8776 | 141.1679 | 137.7812 | 135.2454 | 124.1789 | 120.3586 | 109.6463 | 104.9946 | 102.3274 | 109.0198 | 106.8289 | 80.0277 | 83.1118 | 82.8924 | 81.1262 | 80.0241 | 193.2372 | 189.2807 | 1396.4934 | 1402.7022 | 1380.1205 | 1416.0031 | 1433.237 | 1375.0216 | 1356.4533 | 1349.8835 | 1282.5593
SA1 | Pumped Hydro Pump | 0 | 0 | 5.2314e-06 | 5.0686e-06 | 4.9834e-06 | 5.2503e-06 | 5.2697e-06 | 5.5912e-06 | 5.64e-06 | 5.9836e-06 | 6.2773e-06 | 9.1821e-06 | 9.0388e-06 | 8.9105e-06 | 9.4221e-06 | 1.1468e-05 | 1.2208e-05 | 1.268e-05 | 1.5709e-05 | 1.5974e-05 | 2.1646e-05 | 2.1785e-05 | 2.1437e-05 | 2.8422e-05 | 2.8114e-05 | 2.7368e-05 | 2.7815e-05 | 2.985e-05 | 3.0148e-05
SA1 | VPP pump | 12.4478 | 21.9867 | 29.8205 | 37.8173 | 51.0738 | 69.2456 | 82.8018 | 98.2292 | 108.9372 | 128.1196 | 154.0742 | 187.6303 | 206.6922 | 211.0457 | 234.8691 | 245.9588 | 254.9343 | 264.3705 | 265.858 | 277.9581 | 258.5719 | 272.2838 | 281.2898 | 299.0513 | 315.6164 | 296.5868 | 300.2712 | 303.7291 | 258.8384
Region | Technology | 2021-22 | 2022-23 | 2023-24 | 2024-25 | 2025-26 | 2026-27 | 2027-28 | 2028-29 | 2029-30 | 2030-31 | 2031-32 | 2032-33 | 2033-34 | 2034-35 | 2035-36 | 2036-37 | 2037-38 | 2038-39 | 2039-40 | 2040-41 | 2041-42 | 2042-43 | 2043-44 | 2044-45 | 2045-46 | 2046-47 | 2047-48 | 2048-49 | 2049-50
TAS1 | Grid Battery pump | 3.0298e-06 | 4.4162e-06 | 4.3572e-06 | 5.1816e-06 | 7.2455e-06 | 7.301e-06 | 8.8091e-06 | 9.8017e-06 | 1.2029e-05 | 1.2813e-05 | 1.4413e-05 | 1.9721e-05 | 1.9811e-05 | 2.0878e-05 | 2.2123e-05 | 2.2463e-05 | 2.3571e-05 | 2.4699e-05 | 3.5381e-05 | 3.8859e-05 | 4.2763e-05 | 4.1837e-05 | 4.5202e-05 | 4.7529e-05 | 4.547e-05 | 4.5017e-05 | 4.4621e-05 | 6.7619e-05 | 7.1455e-05
TAS1 | Pumped Hydro Pump | 0 | 0 | 1.2622e-05 | 1.317e-05 | 1.4571e-05 | 1.5445e-05 | 1.7249e-05 | 1.7559e-05 | 2.0067e-05 | 2.2571e-05 | 2.6934e-05 | 0.00010823 | 0.00010762 | 0.0001087 | 0.00012362 | 102.5406 | 509.1669 | 518.026 | 1000.7197 | 999.6966 | 1024.1204 | 1090.8076 | 1072.2064 | 1046.2938 | 1081.3757 | 1014.5512 | 1032.4041 | 1161.6107 | 1055.3531
TAS1 | VPP pump | 0.29274 | 0.92951 | 0.64634 | 1.2948 | 3.2908 | 5.3125 | 10.5934 | 13.3348 | 17.528 | 22.8864 | 29.7698 | 38.5047 | 42.5348 | 44.727 | 53.673 | 57.7189 | 55.9114 | 55.2558 | 58.5119 | 64.0744 | 65.8559 | 70.1756 | 70.9963 | 73.5212 | 79.2376 | 74.9911 | 74.1005 | 77.9833 | 70.9363
Non-controllable capacity
Region | Technology | 2021-22 | 2022-23 | 2023-24 | 2024-25 | 2025-26 | 2026-27 | 2027-28 | 2028-29 | 2029-30 | 2030-31 | 2031-32 | 2032-33 | 2033-34 | 2034-35 | 2035-36 | 2036-37 | 2037-38 | 2038-39 | 2039-40 | 2040-41 | 2041-42 | 2042-43 | 2043-44 | 2044-45 | 2045-46 | 2046-47 | 2047-48 | 2048-49 | 2049-50
NEM | Distributed PV | 18081.4386 | 20662.0109 | 22943.6968 | 24337.6752 | 25836.6667 | 29743.599 | 31628.6113 | 30029.2542 | 32659.5124 | 35030.653 | 36638.3008 | 38077.4162 | 38254.9574 | 38392.5795 | 42801.8264 | 44411.5363 | 41595.1863 | 45056.2153 | 48266.3576 | 50374.6385 | 52032.007 | 52366.5874 | 52314.448 | 57698.1426 | 59145.9017 | 54662.1334 | 58824.2462 | 62847.0996 | 65242.2616
NEM | Behind the meter battery | 277.673 | 348.0493 | 414.6572 | 498.4955 | 608.4006 | 741.8638 | 879.5954 | 999.5787 | 1132.8894 | 1302.689 | 1548.0918 | 1710.401 | 1846.6072 | 1938.555 | 2014.402 | 2051.5871 | 2079.5415 | 2108.7376 | 2146.4946 | 2191.783 | 2235.6369 | 2271.7864 | 2307.5227 | 2277.5593 | 2252.9965 | 2219.5941 | 2197.013 | 2158.706 | 2120.3852
NEM | Behind the meter battery pump | 235.9272 | 295.6884 | 352.2647 | 423.3402 | 517.0183 | 630.3563 | 747.2979 | 849.1512 | 962.5084 | 1106.43 | 1314.8337 | 1452.9197 | 1568.9294 | 1646.6059 | 1711.1141 | 1742.8868 | 1766.3005 | 1791.3782 | 1823.4712 | 1862.3815 | 1899.3742 | 1929.5881 | 1960.5474 | 1934.9252 | 1914.4989 | 1885.8258 | 1866.0238 | 1833.1226 | 1800.8456
Region | Technology | 2021-22 | 2022-23 | 2023-24 | 2024-25 | 2025-26 | 2026-27 | 2027-28 | 2028-29 | 2029-30 | 2030-31 | 2031-32 | 2032-33 | 2033-34 | 2034-35 | 2035-36 | 2036-37 | 2037-38 | 2038-39 | 2039-40 | 2040-41 | 2041-42 | 2042-43 | 2043-44 | 2044-45 | 2045-46 | 2046-47 | 2047-48 | 2048-49 | 2049-50
NSW1 | Distributed PV | 5262.502 | 6181.7169 | 6669.0039 | 7202.2526 | 7719.6436 | 9159.6903 | 9481.6781 | 8800.2105 | 9379.0362 | 10306.8813 | 11157.5644 | 11238.4237 | 11474.5023 | 11494.5319 | 13223.1524 | 13573.9532 | 12642.5352 | 13512.5465 | 14814.1649 | 15966.6443 | 16025.1231 | 16436.647 | 16440.3619 | 18694.2735 | 18945.0241 | 17334.9599 | 18327.3777 | 19980.6929 | 21371.707
NSW1 | Behind the meter battery | 105.9474 | 129.7584 | 160.6557 | 198.4993 | 244.1302 | 294.4627 | 342.9722 | 380.5132 | 424.2251 | 476.8077 | 549.6379 | 603.5133 | 644.4395 | 671.0136 | 693.247 | 703.6734 | 712.0602 | 719.8045 | 732.7046 | 746.0059 | 757.7618 | 767.3056 | 777.3245 | 767.0598 | 757.9325 | 746.6542 | 737.5031 | 725.1994 | 712.2817
NSW1 | Behind the meter battery pump | 90.0072 | 110.2191 | 136.4393 | 168.5489 | 207.4514 | 250.266 | 291.4824 | 323.2254 | 360.3632 | 404.9301 | 466.6639 | 512.7177 | 547.4368 | 569.9907 | 588.6488 | 597.6346 | 604.674 | 611.8214 | 622.5776 | 634.0335 | 643.985 | 651.3859 | 660.2848 | 651.75 | 644.1858 | 634.4251 | 626.3734 | 615.6364 | 605.0031
Region | Technology | 2021-22 | 2022-23 | 2023-24 | 2024-25 | 2025-26 | 2026-27 | 2027-28 | 2028-29 | 2029-30 | 2030-31 | 2031-32 | 2032-33 | 2033-34 | 2034-35 | 2035-36 | 2036-37 | 2037-38 | 2038-39 | 2039-40 | 2040-41 | 2041-42 | 2042-43 | 2043-44 | 2044-45 | 2045-46 | 2046-47 | 2047-48 | 2048-49 | 2049-50
QLD1 | Distributed PV | 5599.1331 | 6419.2022 | 6849.2421 | 6976.7306 | 7521.3008 | 8418.7777 | 8849.2799 | 7761.558 | 8742.3147 | 9381.0994 | 10217.29 | 10464.7374 | 10402.3916 | 10912.844 | 12104.4336 | 12579.6083 | 10999.1279 | 12302.5311 | 13081.1652 | 14105.7025 | 14319.6371 | 14202.9929 | 14756.9594 | 16066.2499 | 16501.2635 | 14246.851 | 15883.2185 | 16841.0603 | 18093.3089
QLD1 | Behind the meter battery | 50.0114 | 61.5171 | 75.8663 | 94.0696 | 116.591 | 141.7824 | 165.2106 | 186.9183 | 211.1333 | 249.2238 | 305.8177 | 340.7102 | 375.3906 | 400.7088 | 421.6659 | 433.7423 | 444.194 | 453.6394 | 464.4238 | 478.9375 | 492.5953 | 504.5666 | 516.0603 | 510.9699 | 506.6583 | 501.1505 | 496.6629 | 488.6374 | 481.57
QLD1 | Behind the meter battery pump | 42.5061 | 52.2853 | 64.4828 | 79.8821 | 99.0938 | 120.4026 | 140.3409 | 158.8517 | 179.4304 | 211.6215 | 259.7776 | 289.5673 | 319.062 | 340.4985 | 358.3762 | 368.3635 | 377.2019 | 385.2411 | 394.5718 | 406.6355 | 418.6747 | 428.6586 | 438.6419 | 433.8609 | 430.5248 | 425.5909 | 421.6668 | 414.7915 | 409.1395
Region | Technology | 2021-22 | 2022-23 | 2023-24 | 2024-25 | 2025-26 | 2026-27 | 2027-28 | 2028-29 | 2029-30 | 2030-31 | 2031-32 | 2032-33 | 2033-34 | 2034-35 | 2035-36 | 2036-37 | 2037-38 | 2038-39 | 2039-40 | 2040-41 | 2041-42 | 2042-43 | 2043-44 | 2044-45 | 2045-46 | 2046-47 | 2047-48 | 2048-49 | 2049-50
VIC1 | Distributed PV | 4340.4611 | 4948.3455 | 6032.5825 | 6682.6204 | 7094.1359 | 8336.0077 | 9185.2389 | 9387.8939 | 10175.568 | 10822.1118 | 10650.8615 | 11521.6136 | 11532.8945 | 11240.915 | 12363.9281 | 12838.7273 | 12633.4748 | 13592.8763 | 14534.1199 | 14353.8401 | 15458.2942 | 15526.0291 | 15088.8859 | 16500.6469 | 16953.5734 | 16528.7702 | 17674.8385 | 18841.8109 | 18490.4588
VIC1 | Behind the meter battery | 59.7096 | 75.4292 | 92.1629 | 114.9632 | 144.1316 | 180.9664 | 226.0656 | 275.0229 | 327.3813 | 388.631 | 474.2354 | 532.4976 | 580.3924 | 612.6206 | 640.1593 | 653.9105 | 663.5348 | 674.3312 | 687.9243 | 703.5448 | 719.6677 | 733.3926 | 745.9929 | 737.4345 | 730.917 | 720.7772 | 715.3421 | 703.8518 | 691.6533
VIC1 | Behind the meter battery pump | 50.7487 | 64.0724 | 78.2811 | 97.6715 | 122.4763 | 153.7996 | 191.9736 | 233.6296 | 278.1367 | 330.1224 | 402.9521 | 452.1208 | 493.0893 | 520.246 | 543.7819 | 555.6862 | 563.6858 | 572.6792 | 584.2356 | 598.0026 | 611.0767 | 623.1964 | 633.9045 | 626.627 | 621.1881 | 612.5231 | 607.7602 | 597.8564 | 587.2292
Region | Technology | 2021-22 | 2022-23 | 2023-24 | 2024-25 | 2025-26 | 2026-27 | 2027-28 | 2028-29 | 2029-30 | 2030-31 | 2031-32 | 2032-33 | 2033-34 | 2034-35 | 2035-36 | 2036-37 | 2037-38 | 2038-39 | 2039-40 | 2040-41 | 2041-42 | 2042-43 | 2043-44 | 2044-45 | 2045-46 | 2046-47 | 2047-48 | 2048-49 | 2049-50
SA1 | Distributed PV | 2633.8628 | 2839.4658 | 3080.7142 | 3134.3479 | 3135.6143 | 3403.7903 | 3660.6797 | 3624.2978 | 3889.2756 | 4020.359 | 4100.6523 | 4303.1976 | 4273.7411 | 4176.9992 | 4477.1585 | 4754.2297 | 4640.4876 | 4935.9472 | 5081.0751 | 5170.7322 | 5403.3197 | 5345.3406 | 5186.331 | 5510.474 | 5790.1539 | 5600.6107 | 5957.6529 | 6151.747 | 6244.6572
SA1 | Behind the meter battery | 54.6558 | 72.862 | 75.647 | 78.4055 | 88.2173 | 105.825 | 122.1405 | 130.7539 | 141.3202 | 155.9863 | 181.019 | 193.1065 | 203.0632 | 209.1477 | 212.9135 | 213.3358 | 212.245 | 213.0384 | 213.0374 | 214.2679 | 216.0445 | 216.5182 | 217.7072 | 212.7278 | 208.9524 | 203.4348 | 200.7288 | 195.3883 | 190.2849
SA1 | Behind the meter battery pump | 46.4219 | 61.9061 | 64.2884 | 66.5711 | 74.9682 | 89.8957 | 103.7878 | 111.039 | 120.0835 | 132.5416 | 153.6951 | 164.0583 | 172.5291 | 177.5768 | 180.8713 | 181.333 | 180.3934 | 180.9303 | 180.9507 | 182.0889 | 183.5319 | 183.8799 | 184.8826 | 180.752 | 177.3684 | 172.8785 | 170.4634 | 166.0758 | 161.5696
Region | Technology | 2021-22 | 2022-23 | 2023-24 | 2024-25 | 2025-26 | 2026-27 | 2027-28 | 2028-29 | 2029-30 | 2030-31 | 2031-32 | 2032-33 | 2033-34 | 2034-35 | 2035-36 | 2036-37 | 2037-38 | 2038-39 | 2039-40 | 2040-41 | 2041-42 | 2042-43 | 2043-44 | 2044-45 | 2045-46 | 2046-47 | 2047-48 | 2048-49 | 2049-50
TAS1 | Distributed PV | 245.4797 | 273.2806 | 312.1541 | 341.7237 | 365.9722 | 425.333 | 451.7347 | 455.294 | 473.318 | 500.2016 | 511.9325 | 549.4438 | 571.4279 | 567.2893 | 633.1537 | 665.0178 | 679.5608 | 712.3141 | 755.8326 | 777.7193 | 825.6329 | 855.5778 | 841.9099 | 926.4983 | 955.8868 | 950.9415 | 981.1587 | 1031.7886 | 1042.1296
TAS1 | Behind the meter battery | 7.3488 | 8.4826 | 10.3253 | 12.5578 | 15.3304 | 18.8271 | 23.2065 | 26.3703 | 28.8295 | 32.0401 | 37.3819 | 40.5735 | 43.3214 | 45.0642 | 46.4164 | 46.9251 | 47.5075 | 47.9241 | 48.4046 | 49.0268 | 49.5677 | 50.0033 | 50.4378 | 49.3673 | 48.5363 | 47.5774 | 46.7762 | 45.629 | 44.5952
TAS1 | Behind the meter battery pump | 6.2433 | 7.2055 | 8.773 | 10.6667 | 13.0287 | 15.9925 | 19.7133 | 22.4055 | 24.4947 | 27.2144 | 31.745 | 34.4556 | 36.8121 | 38.294 | 39.4359 | 39.8695 | 40.3453 | 40.7062 | 41.1356 | 41.621 | 42.106 | 42.4675 | 42.8336 | 41.9353 | 41.2319 | 40.4082 | 39.76 | 38.7626 | 37.9043

## Marinus_Capacity
Installed capacity by technology (MW) - Marinus Link, Fast Change Scenario
Capacity calculated on 1 July. In early study years some wind and solar projects enter later in the financial year and are therefore reflected in the following financial year's capacity.
Explicitly modelled generation
Region | Technology | 2021-22 | 2022-23 | 2023-24 | 2024-25 | 2025-26 | 2026-27 | 2027-28 | 2028-29 | 2029-30 | 2030-31 | 2031-32 | 2032-33 | 2033-34 | 2034-35 | 2035-36 | 2036-37 | 2037-38 | 2038-39 | 2039-40 | 2040-41 | 2041-42 | 2042-43 | 2043-44 | 2044-45 | 2045-46 | 2046-47 | 2047-48 | 2048-49 | 2049-50
NEM | Black Coal | 18366 | 17891 | 16416 | 14161.8616 | 11909.2711 | 11524.9501 | 11290.2656 | 10590.2656 | 8593.729 | 8593.729 | 8593.729 | 7323.5631 | 7323.5631 | 7323.5631 | 6836.1535 | 6395.9999 | 5246 | 5246 | 5246 | 5246 | 5246 | 3152 | 2787 | 2422 | 2057 | 1692 | 1692 | 1692 | 1692
NEM | Brown Coal | 4790 | 4790 | 4790 | 3564.5741 | 3564.5741 | 3340 | 3340 | 3340 | 3340 | 3340 | 3340 | 3340 | 3340 | 3340 | 3340 | 3340 | 3340 | 3340 | 3340 | 3340 | 3340 | 3340 | 3340 | 3340 | 3340 | 3340 | 2225 | 0 | 0
NEM | CCGT | 3054.9 | 3054.9 | 2874.9 | 2874.9 | 2874.9 | 2874.9 | 2874.9 | 2874.9 | 2874.9 | 2874.9 | 2874.9 | 2874.9 | 2874.9 | 2874.9 | 2874.9 | 2489.9 | 1960.9 | 1960.9 | 1817.5 | 1817.5 | 1817.5 | 1817.5 | 1377.5 | 1192.5 | 548 | 388 | 388 | 388 | 388
NEM | Gas - Steam | 1384 | 1384 | 1384 | 1384 | 1384 | 1384 | 1384 | 1384 | 1384 | 1384 | 1384 | 1384 | 1384 | 1384 | 584 | 584 | 584 | 584 | 84 | 84 | 84 | 84 | 84 | 84 | 84 | 0 | 0 | 0 | 0
NEM | OCGT / Diesel | 6863.14 | 6863.14 | 6863.14 | 6863.14 | 6863.14 | 6863.14 | 6863.14 | 6863.14 | 6863.14 | 6480.64 | 6480.64 | 6211.3 | 5749.3 | 5632.3 | 5502.3 | 5502.3 | 5502.3 | 5502.3 | 5457.1059 | 5337.1059 | 5337.1059 | 5243.1059 | 5243.1059 | 5590.0622 | 6127.2543 | 7080.7966 | 6496.7966 | 7777.7168 | 7258.7168
NEM | Hydro | 7365.3 | 7365.3 | 7365.3 | 7365.3 | 7365.3 | 7365.3 | 7615.3 | 7615.3 | 7615.3 | 7615.3 | 7615.3 | 7615.3 | 7615.3 | 7615.3 | 7615.3 | 7615.3 | 7528.9 | 7528.9 | 7528.9 | 7528.9 | 7528.9 | 7462.9 | 7462.9 | 7462.9 | 7462.9 | 7462.9 | 7462.9 | 7462.9 | 7462.9
NEM | Wind | 9552.838 | 11997.4522 | 12899.8139 | 13815.3752 | 14703.3339 | 14936.8515 | 15788.1012 | 16681.9752 | 21162.5191 | 21187.6748 | 21329.3306 | 24800.9414 | 24672.1804 | 25350.4389 | 25615.7087 | 26738.0618 | 30281.6857 | 30640.3787 | 30815.6144 | 30275.3364 | 31898.8779 | 33847.3892 | 33941.5507 | 33369.6918 | 33492.86 | 35648.5815 | 38465.3949 | 39873.2331 | 41388.0855
NEM | Solar PV | 5599.971 | 6959.156 | 6959.156 | 6959.156 | 7095.6312 | 7943.4641 | 8765.9292 | 9692.37 | 12331.0944 | 12331.0944 | 12331.0944 | 12331.0944 | 12331.0944 | 12331.0944 | 12331.0944 | 12210.0944 | 14333.001 | 14325.0539 | 15447.2138 | 17094.1572 | 17802.4217 | 22844.6863 | 22493.0134 | 22074.3934 | 21979.0824 | 24931.5264 | 25193.9331 | 26566.0985 | 26247.186
NEM | Grid Battery | 260.33 | 600.33 | 600.33 | 600.33 | 600.33 | 600.33 | 600.33 | 600.33 | 680.7682 | 650.7682 | 650.7682 | 650.7682 | 607.6249 | 582.6249 | 582.6249 | 582.6249 | 2417.6878 | 2417.6878 | 2825.3189 | 2805.3189 | 4797.6449 | 4497.6449 | 4497.6449 | 4497.6449 | 4497.6449 | 5571.5946 | 5571.5946 | 5571.5946 | 5491.1563
NEM | Pumped Hydro | 810 | 810 | 810 | 810 | 2850 | 2850 | 2850 | 2850 | 4769.5618 | 4769.5618 | 4769.5618 | 4769.5558 | 4769.5643 | 4769.5618 | 4769.5618 | 4800.921 | 5267.2229 | 5270.774 | 5431.9445 | 5431.9447 | 5445.738 | 6551.0805 | 6551.0788 | 6551.0806 | 6551.0841 | 6959.6004 | 6959.5986 | 7651.1958 | 8916.6624
NEM | VPP | 65.02 | 105.224 | 157.141 | 231.201 | 336.613 | 482.415 | 666.08 | 887.395 | 1169.717 | 1451.489 | 1835.496 | 2195.823 | 2552.027 | 2864.533 | 3151.863 | 3412.5539 | 3667.47 | 3928.217 | 4202.2191 | 4515.6949 | 4833.8079 | 5159.912 | 5494.065 | 5756.5981 | 6027.8209 | 6305.778 | 6596.7571 | 6891.1521 | 7188.889
Total excluding storage |  | 56976.149 | 60304.9482 | 59552.3099 | 56988.3068 | 55760.1503 | 56232.6057 | 57921.6359 | 59041.9508 | 64164.6825 | 63807.3382 | 63948.994 | 65881.0989 | 65290.3378 | 65851.5963 | 64699.4566 | 64875.656 | 68776.7867 | 69127.5326 | 69736.3341 | 70722.9995 | 73054.8055 | 77791.5814 | 76729.07 | 75535.5474 | 75091.0968 | 80543.8046 | 81924.0246 | 83759.9484 | 84436.8883
Region | Technology | 2021-22 | 2022-23 | 2023-24 | 2024-25 | 2025-26 | 2026-27 | 2027-28 | 2028-29 | 2029-30 | 2030-31 | 2031-32 | 2032-33 | 2033-34 | 2034-35 | 2035-36 | 2036-37 | 2037-38 | 2038-39 | 2039-40 | 2040-41 | 2041-42 | 2042-43 | 2043-44 | 2044-45 | 2045-46 | 2046-47 | 2047-48 | 2048-49 | 2049-50
NSW1 | Black Coal | 10240 | 9765 | 8290 | 7770.199 | 5517.6086 | 5338.7966 | 5104.1121 | 5104.1121 | 3107.5755 | 3107.5755 | 3107.5755 | 1837.4096 | 1837.4096 | 1837.4096 | 1350 | 1350 | 1350 | 1350 | 1350 | 1350 | 1350 | 0 | 0 | 0 | 0 | 0 | 0 | 0 | 0
NSW1 | Brown Coal | 0 | 0 | 0 | 0 | 0 | 0 | 0 | 0 | 0 | 0 | 0 | 0 | 0 | 0 | 0 | 0 | 0 | 0 | 0 | 0 | 0 | 0 | 0 | 0 | 0 | 0 | 0 | 0 | 0
NSW1 | CCGT | 625 | 625 | 625 | 625 | 625 | 625 | 625 | 625 | 625 | 625 | 625 | 625 | 625 | 625 | 625 | 625 | 625 | 625 | 625 | 625 | 625 | 625 | 185 | 0 | 0 | 0 | 0 | 0 | 0
NSW1 | Gas - Steam | 0 | 0 | 0 | 0 | 0 | 0 | 0 | 0 | 0 | 0 | 0 | 0 | 0 | 0 | 0 | 0 | 0 | 0 | 0 | 0 | 0 | 0 | 0 | 0 | 0 | 0 | 0 | 0 | 0
NSW1 | OCGT / Diesel | 1438 | 1438 | 1438 | 1438 | 1438 | 1438 | 1438 | 1438 | 1438 | 1438 | 1438 | 1438 | 1438 | 1438 | 1388 | 1388 | 1388 | 1388 | 1388 | 1388 | 1388 | 1388 | 1388 | 1832.7162 | 1832.7162 | 1832.7162 | 1832.7162 | 2798.302 | 2798.302
NSW1 | Hydro | 2585 | 2585 | 2585 | 2585 | 2585 | 2585 | 2585 | 2585 | 2585 | 2585 | 2585 | 2585 | 2585 | 2585 | 2585 | 2585 | 2585 | 2585 | 2585 | 2585 | 2585 | 2585 | 2585 | 2585 | 2585 | 2585 | 2585 | 2585 | 2585
NSW1 | Wind | 2220.73 | 2981.1842 | 3741.8901 | 4516.0591 | 5166.8623 | 5263.2245 | 5380.6244 | 5411.9626 | 9058.4417 | 9058.4417 | 9058.4417 | 9177.6353 | 9177.6353 | 9722.4253 | 10072.4398 | 10025.9398 | 9855.9398 | 10198.6904 | 10742.3778 | 10381.8778 | 11817.0716 | 11992.95 | 11697.97 | 11697.97 | 11709.8021 | 11483.0021 | 12634.5607 | 12634.5607 | 12521.3707
NSW1 | Solar PV | 2130.363 | 2600.363 | 2600.363 | 2600.363 | 2736.8382 | 3584.6711 | 4407.1362 | 5333.577 | 7972.3014 | 7972.3014 | 7972.3014 | 7972.3014 | 7972.3014 | 7972.3014 | 7972.3014 | 7972.3014 | 8629.8807 | 8621.9336 | 9281.9866 | 9281.9866 | 9281.9866 | 11614.5213 | 11541.5213 | 11541.5213 | 11541.5213 | 12623.3586 | 12996.1653 | 13811.331 | 14126.8149
NSW1 | Grid Battery | 0 | 0 | 0 | 0 | 0 | 0 | 0 | 0 | 80.4382 | 80.4382 | 80.4382 | 80.4382 | 80.4382 | 80.4382 | 80.4382 | 80.4382 | 80.4385 | 80.4385 | 417.0115 | 417.0115 | 1493.9295 | 1493.9295 | 1493.9295 | 1493.9295 | 1493.9295 | 1493.9295 | 1493.9295 | 1493.9295 | 1413.4913
NSW1 | Pumped Hydro | 240 | 240 | 240 | 240 | 2280 | 2280 | 2280 | 2280 | 4199.5618 | 4199.5618 | 4199.5618 | 4199.5558 | 4199.5643 | 4199.5618 | 4199.5618 | 4199.5635 | 4199.5638 | 4199.5603 | 4199.5618 | 4199.562 | 4199.5618 | 4199.5613 | 4199.5596 | 4199.5612 | 4199.5647 | 4199.5636 | 4199.5618 | 4199.5618 | 4199.5618
NSW1 | VPP | 25.016 | 39.704 | 61.198 | 92.082 | 134.956 | 191.79 | 261.384 | 342.741 | 447.929 | 547.618 | 676.48 | 801.421 | 918.483 | 1016.733 | 1105.926 | 1189.857 | 1273.44 | 1359.675 | 1451.886 | 1556.0349 | 1661.178 | 1769.148 | 1880.165 | 1968.649 | 2059.991 | 2153.575 | 2251.006 | 2349.97 | 2450.606
Total excluding storage |  | 19239.093 | 19994.5472 | 19280.2531 | 19534.6211 | 18069.3092 | 18834.6922 | 19539.8727 | 20497.6517 | 24786.3186 | 24786.3186 | 24786.3186 | 23635.3463 | 23635.3463 | 24180.1363 | 23992.7412 | 23946.2412 | 24433.8205 | 24768.624 | 25972.3644 | 25611.8644 | 27047.0582 | 28205.4713 | 27397.4913 | 27657.2075 | 27669.0396 | 28524.0769 | 30048.4422 | 31829.1937 | 32031.4876
Region | Technology | 2021-22 | 2022-23 | 2023-24 | 2024-25 | 2025-26 | 2026-27 | 2027-28 | 2028-29 | 2029-30 | 2030-31 | 2031-32 | 2032-33 | 2033-34 | 2034-35 | 2035-36 | 2036-37 | 2037-38 | 2038-39 | 2039-40 | 2040-41 | 2041-42 | 2042-43 | 2043-44 | 2044-45 | 2045-46 | 2046-47 | 2047-48 | 2048-49 | 2049-50
QLD1 | Black Coal | 8126 | 8126 | 8126 | 6391.6625 | 6391.6625 | 6186.1535 | 6186.1535 | 5486.1535 | 5486.1535 | 5486.1535 | 5486.1535 | 5486.1535 | 5486.1535 | 5486.1535 | 5486.1535 | 5045.9999 | 3896 | 3896 | 3896 | 3896 | 3896 | 3152 | 2787 | 2422 | 2057 | 1692 | 1692 | 1692 | 1692
QLD1 | Brown Coal | 0 | 0 | 0 | 0 | 0 | 0 | 0 | 0 | 0 | 0 | 0 | 0 | 0 | 0 | 0 | 0 | 0 | 0 | 0 | 0 | 0 | 0 | 0 | 0 | 0 | 0 | 0 | 0 | 0
QLD1 | CCGT | 1512.9 | 1512.9 | 1512.9 | 1512.9 | 1512.9 | 1512.9 | 1512.9 | 1512.9 | 1512.9 | 1512.9 | 1512.9 | 1512.9 | 1512.9 | 1512.9 | 1512.9 | 1127.9 | 1127.9 | 1127.9 | 984.5 | 984.5 | 984.5 | 984.5 | 984.5 | 984.5 | 340 | 180 | 180 | 180 | 180
QLD1 | Gas - Steam | 84 | 84 | 84 | 84 | 84 | 84 | 84 | 84 | 84 | 84 | 84 | 84 | 84 | 84 | 84 | 84 | 84 | 84 | 84 | 84 | 84 | 84 | 84 | 84 | 84 | 0 | 0 | 0 | 0
QLD1 | OCGT / Diesel | 1910 | 1910 | 1910 | 1910 | 1910 | 1910 | 1910 | 1910 | 1910 | 1910 | 1910 | 1910 | 1618 | 1501 | 1501 | 1501 | 1501 | 1501 | 1895.8059 | 1895.8059 | 1895.8059 | 1895.8059 | 1895.8059 | 1763.8059 | 2300.998 | 3254.5403 | 3254.5403 | 3428.3545 | 2909.3545
QLD1 | Hydro | 152.4 | 152.4 | 152.4 | 152.4 | 152.4 | 152.4 | 152.4 | 152.4 | 152.4 | 152.4 | 152.4 | 152.4 | 152.4 | 152.4 | 152.4 | 152.4 | 66 | 66 | 66 | 66 | 66 | 0 | 0 | 0 | 0 | 0 | 0 | 0 | 0
QLD1 | Wind | 1276.608 | 1776.608 | 1776.608 | 1776.608 | 1876.608 | 1876.608 | 2506.3022 | 3231.6826 | 4019.342 | 4019.342 | 4019.342 | 5054.1691 | 5076.608 | 5076.608 | 5076.608 | 5667.2419 | 6947.968 | 6947.968 | 6947.968 | 6947.968 | 7136.3157 | 8904.8996 | 8724.3816 | 8612.9226 | 9401.8396 | 9942.0786 | 9942.0786 | 9942.0786 | 11838.2867
QLD1 | Solar PV | 2017.635 | 2827.62 | 2827.62 | 2827.62 | 2827.62 | 2827.62 | 2827.62 | 2827.62 | 2827.62 | 2827.62 | 2827.62 | 2827.62 | 2827.62 | 2827.62 | 2827.62 | 2706.62 | 4171.9473 | 4171.9473 | 4171.9473 | 4736.8091 | 5266.1208 | 7582.1189 | 7415.1189 | 7214.0189 | 7149.8109 | 9020.4176 | 8910.0175 | 8379.1175 | 8250.1712
QLD1 | Grid Battery | 0 | 20 | 20 | 20 | 20 | 20 | 20 | 20 | 20 | 20 | 20 | 20 | 32.1867 | 32.1867 | 32.1867 | 32.1867 | 1867.2493 | 1867.2493 | 1867.2493 | 1847.2493 | 1847.2493 | 1847.2493 | 1847.2493 | 1847.2493 | 1847.2493 | 2921.199 | 2921.199 | 2921.199 | 2921.199
QLD1 | Pumped Hydro | 570 | 570 | 570 | 570 | 570 | 570 | 570 | 570 | 570 | 570 | 570 | 570 | 570 | 570 | 570 | 570 | 890.673 | 890.673 | 890.673 | 890.673 | 890.673 | 1996.016 | 1996.016 | 1996.016 | 1996.016 | 2404.5334 | 2404.5334 | 2404.5334 | 3670
QLD1 | VPP | 11.842 | 19.005 | 29.354 | 44.463 | 65.595 | 93.907 | 128.112 | 170.331 | 224.366 | 284.64 | 369.218 | 447.067 | 529.742 | 601.988 | 668.155 | 728.965 | 789.088 | 851.264 | 916.154 | 989.029 | 1064.05 | 1141.22 | 1220.459 | 1281.193 | 1344.01 | 1408.583 | 1475.9081 | 1544.303 | 1614.3
Total excluding storage |  | 15079.543 | 16389.528 | 16389.528 | 14655.1905 | 14755.1905 | 14549.6815 | 15179.3757 | 15204.756 | 15992.4154 | 15992.4155 | 15992.4154 | 17027.2426 | 16757.6815 | 16640.6815 | 16640.6815 | 16285.1617 | 17794.8153 | 17794.8153 | 18046.2212 | 18611.0831 | 19328.7424 | 22603.3243 | 21890.8063 | 21081.2474 | 21333.6484 | 24089.0364 | 23978.6364 | 23621.5506 | 24869.8123
Region | Technology | 2021-22 | 2022-23 | 2023-24 | 2024-25 | 2025-26 | 2026-27 | 2027-28 | 2028-29 | 2029-30 | 2030-31 | 2031-32 | 2032-33 | 2033-34 | 2034-35 | 2035-36 | 2036-37 | 2037-38 | 2038-39 | 2039-40 | 2040-41 | 2041-42 | 2042-43 | 2043-44 | 2044-45 | 2045-46 | 2046-47 | 2047-48 | 2048-49 | 2049-50
VIC1 | Black Coal | 0 | 0 | 0 | 0 | 0 | 0 | 0 | 0 | 0 | 0 | 0 | 0 | 0 | 0 | 0 | 0 | 0 | 0 | 0 | 0 | 0 | 0 | 0 | 0 | 0 | 0 | 0 | 0 | 0
VIC1 | Brown Coal | 4790 | 4790 | 4790 | 3564.5741 | 3564.5741 | 3340 | 3340 | 3340 | 3340 | 3340 | 3340 | 3340 | 3340 | 3340 | 3340 | 3340 | 3340 | 3340 | 3340 | 3340 | 3340 | 3340 | 3340 | 3340 | 3340 | 3340 | 2225 | 0 | 0
VIC1 | CCGT | 0 | 0 | 0 | 0 | 0 | 0 | 0 | 0 | 0 | 0 | 0 | 0 | 0 | 0 | 0 | 0 | 0 | 0 | 0 | 0 | 0 | 0 | 0 | 0 | 0 | 0 | 0 | 0 | 0
VIC1 | Gas - Steam | 500 | 500 | 500 | 500 | 500 | 500 | 500 | 500 | 500 | 500 | 500 | 500 | 500 | 500 | 500 | 500 | 500 | 500 | 0 | 0 | 0 | 0 | 0 | 0 | 0 | 0 | 0 | 0 | 0
VIC1 | OCGT / Diesel | 1900 | 1900 | 1900 | 1900 | 1900 | 1900 | 1900 | 1900 | 1900 | 1900 | 1900 | 1900 | 1730 | 1730 | 1730 | 1730 | 1730 | 1730 | 1290 | 1290 | 1290 | 1196 | 1196 | 1196 | 1196 | 1196 | 612 | 753.5202 | 753.5202
VIC1 | Hydro | 2219 | 2219 | 2219 | 2219 | 2219 | 2219 | 2219 | 2219 | 2219 | 2219 | 2219 | 2219 | 2219 | 2219 | 2219 | 2219 | 2219 | 2219 | 2219 | 2219 | 2219 | 2219 | 2219 | 2219 | 2219 | 2219 | 2219 | 2219 | 2219
VIC1 | Wind | 3434.44 | 4322.2 | 4322.2 | 4322.2 | 4322.2 | 4322.2 | 4322.2 | 4322.2 | 4322.2 | 4322.2 | 4322.2 | 5022.2 | 4969.7 | 4969.7 | 4969.7 | 5295.5636 | 6891.306 | 6471.306 | 6279.306 | 5991.006 | 5991.006 | 5995.0551 | 6778.5746 | 6466.5746 | 6091.7643 | 7746.0745 | 9251.7587 | 10051.79 | 9783.6243
VIC1 | Solar PV | 1098.973 | 1098.973 | 1098.973 | 1098.973 | 1098.973 | 1098.973 | 1098.973 | 1098.973 | 1098.973 | 1098.973 | 1098.973 | 1098.973 | 1098.973 | 1098.973 | 1098.973 | 1098.973 | 1098.973 | 1098.973 | 1477.3128 | 2239.1733 | 2239.1733 | 2239.1733 | 2239.1733 | 2131.6533 | 2100.5503 | 2100.5503 | 2100.5503 | 3188.45 | 2791
VIC1 | Grid Battery | 55.33 | 375.33 | 375.33 | 375.33 | 375.33 | 375.33 | 375.33 | 375.33 | 375.33 | 375.33 | 375.33 | 375.33 | 320 | 320 | 320 | 320 | 320 | 320 | 320 | 320 | 396.4079 | 96.4079 | 96.4079 | 96.4079 | 96.4079 | 96.4079 | 96.4079 | 96.4079 | 96.4079
VIC1 | Pumped Hydro | 0 | 0 | 0 | 0 | 0 | 0 | 0 | 0 | 0 | 0 | 0 | 0 | 0 | 0 | 0 | 0 | 0 | 0 | 0 | 0 | 0 | 0 | 0 | 0.00020307 | 0.00020307 | 0.00020309 | 0.00020312 | 658.0269 | 658.0269
VIC1 | VPP | 13.892 | 22.65 | 34.592 | 52.632 | 78.731 | 115.963 | 167.268 | 235.191 | 322.486 | 409.786 | 530.108 | 643.839 | 758.354 | 865.122 | 966.228 | 1055.392 | 1140.014 | 1225.155 | 1313.72 | 1416.74 | 1521.0869 | 1627.899 | 1737.254 | 1823.498 | 1912.764 | 2004.2939 | 2101.071 | 2199.016 | 2296.78
Total excluding storage |  | 13942.413 | 14830.173 | 14830.173 | 13604.747 | 13604.747 | 13380.173 | 13380.173 | 13380.173 | 13380.173 | 13380.173 | 13380.173 | 14080.173 | 13857.673 | 13857.673 | 13857.673 | 14183.5366 | 15779.279 | 15359.279 | 14605.6189 | 15079.1793 | 15079.1793 | 14989.2284 | 15772.7479 | 15353.2279 | 14947.3146 | 16601.6248 | 16408.309 | 16212.7601 | 15547.1444
Region | Technology | 2021-22 | 2022-23 | 2023-24 | 2024-25 | 2025-26 | 2026-27 | 2027-28 | 2028-29 | 2029-30 | 2030-31 | 2031-32 | 2032-33 | 2033-34 | 2034-35 | 2035-36 | 2036-37 | 2037-38 | 2038-39 | 2039-40 | 2040-41 | 2041-42 | 2042-43 | 2043-44 | 2044-45 | 2045-46 | 2046-47 | 2047-48 | 2048-49 | 2049-50
SA1 | Black Coal | 0 | 0 | 0 | 0 | 0 | 0 | 0 | 0 | 0 | 0 | 0 | 0 | 0 | 0 | 0 | 0 | 0 | 0 | 0 | 0 | 0 | 0 | 0 | 0 | 0 | 0 | 0 | 0 | 0
SA1 | Brown Coal | 0 | 0 | 0 | 0 | 0 | 0 | 0 | 0 | 0 | 0 | 0 | 0 | 0 | 0 | 0 | 0 | 0 | 0 | 0 | 0 | 0 | 0 | 0 | 0 | 0 | 0 | 0 | 0 | 0
SA1 | CCGT | 709 | 709 | 529 | 529 | 529 | 529 | 529 | 529 | 529 | 529 | 529 | 529 | 529 | 529 | 529 | 529 | 0 | 0 | 0 | 0 | 0 | 0 | 0 | 0 | 0 | 0 | 0 | 0 | 0
SA1 | Gas - Steam | 800 | 800 | 800 | 800 | 800 | 800 | 800 | 800 | 800 | 800 | 800 | 800 | 800 | 800 | 0 | 0 | 0 | 0 | 0 | 0 | 0 | 0 | 0 | 0 | 0 | 0 | 0 | 0 | 0
SA1 | OCGT / Diesel | 1437.14 | 1437.14 | 1437.14 | 1437.14 | 1437.14 | 1437.14 | 1437.14 | 1437.14 | 1437.14 | 1054.64 | 1054.64 | 785.3 | 785.3 | 785.3 | 705.3 | 705.3 | 705.3 | 705.3 | 705.3 | 705.3 | 705.3 | 705.3 | 705.3 | 739.5401 | 739.5401 | 739.5401 | 739.5401 | 739.5401 | 739.5401
SA1 | Hydro | 0 | 0 | 0 | 0 | 0 | 0 | 0 | 0 | 0 | 0 | 0 | 0 | 0 | 0 | 0 | 0 | 0 | 0 | 0 | 0 | 0 | 0 | 0 | 0 | 0 | 0 | 0 | 0 | 0
SA1 | Wind | 2053.31 | 2349.71 | 2349.71 | 2349.71 | 2349.71 | 2349.71 | 2316.71 | 2316.71 | 2225.96 | 2113.96 | 2113.96 | 3447.8626 | 3349.1626 | 3349.1626 | 3127.2626 | 3242.4625 | 3942.4623 | 4241.2493 | 3922.8597 | 3883.8597 | 3883.8597 | 3883.8597 | 3669.9997 | 3669.9997 | 3367.2292 | 3555.2015 | 3714.7721 | 4322.579 | 4322.579
SA1 | Solar PV | 353 | 432.2 | 432.2 | 432.2 | 432.2 | 432.2 | 432.2 | 432.2 | 432.2 | 432.2 | 432.2 | 432.2 | 432.2 | 432.2 | 432.2 | 432.2 | 432.2 | 432.2 | 515.9671 | 836.1882 | 1015.141 | 1408.8728 | 1297.2 | 1187.2 | 1187.2 | 1187.2 | 1187.2 | 1187.2 | 1079.2
SA1 | Grid Battery | 205 | 205 | 205 | 205 | 205 | 205 | 205 | 205 | 205 | 175 | 175 | 175 | 175 | 150 | 150 | 150 | 150 | 150 | 221.0581 | 221.0581 | 1060.0582 | 1060.0582 | 1060.0582 | 1060.0582 | 1060.0582 | 1060.0582 | 1060.0582 | 1060.0582 | 1060.0582
SA1 | Pumped Hydro | 0 | 0 | 0 | 0 | 0 | 0 | 0 | 0 | 0 | 0 | 0 | 0 | 0 | 0 | 0 | 0 | 0 | 0 | 0 | 0 | 0 | 0 | 0 | 0 | 0 | 0 | 0 | 0 | 0
SA1 | VPP | 12.522 | 21.239 | 28.025 | 36.145 | 48.789 | 68.467 | 91.85 | 115.945 | 145.233 | 173.41 | 214.67 | 250.17 | 284.161 | 312.41 | 337.171 | 358.637 | 379.964 | 401.782 | 424.491 | 451.548 | 478.704 | 506.287 | 534.135 | 556.103 | 578.673 | 601.612 | 625.538 | 649.096 | 672.855
Total excluding storage |  | 5352.45 | 5728.05 | 5548.05 | 5548.05 | 5548.05 | 5548.05 | 5515.05 | 5515.05 | 5424.3 | 4929.8 | 4929.8 | 5994.3626 | 5895.6626 | 5895.6626 | 4793.7626 | 4908.9625 | 5079.9623 | 5378.7493 | 5144.1268 | 5425.3479 | 5604.3007 | 5998.0326 | 5672.4997 | 5596.7398 | 5293.9693 | 5481.9416 | 5641.5122 | 6249.3191 | 6141.3191
Region | Technology | 2021-22 | 2022-23 | 2023-24 | 2024-25 | 2025-26 | 2026-27 | 2027-28 | 2028-29 | 2029-30 | 2030-31 | 2031-32 | 2032-33 | 2033-34 | 2034-35 | 2035-36 | 2036-37 | 2037-38 | 2038-39 | 2039-40 | 2040-41 | 2041-42 | 2042-43 | 2043-44 | 2044-45 | 2045-46 | 2046-47 | 2047-48 | 2048-49 | 2049-50
TAS1 | Black Coal | 0 | 0 | 0 | 0 | 0 | 0 | 0 | 0 | 0 | 0 | 0 | 0 | 0 | 0 | 0 | 0 | 0 | 0 | 0 | 0 | 0 | 0 | 0 | 0 | 0 | 0 | 0 | 0 | 0
TAS1 | Brown Coal | 0 | 0 | 0 | 0 | 0 | 0 | 0 | 0 | 0 | 0 | 0 | 0 | 0 | 0 | 0 | 0 | 0 | 0 | 0 | 0 | 0 | 0 | 0 | 0 | 0 | 0 | 0 | 0 | 0
TAS1 | CCGT | 208 | 208 | 208 | 208 | 208 | 208 | 208 | 208 | 208 | 208 | 208 | 208 | 208 | 208 | 208 | 208 | 208 | 208 | 208 | 208 | 208 | 208 | 208 | 208 | 208 | 208 | 208 | 208 | 208
TAS1 | Gas - Steam | 0 | 0 | 0 | 0 | 0 | 0 | 0 | 0 | 0 | 0 | 0 | 0 | 0 | 0 | 0 | 0 | 0 | 0 | 0 | 0 | 0 | 0 | 0 | 0 | 0 | 0 | 0 | 0 | 0
TAS1 | OCGT / Diesel | 178 | 178 | 178 | 178 | 178 | 178 | 178 | 178 | 178 | 178 | 178 | 178 | 178 | 178 | 178 | 178 | 178 | 178 | 178 | 58 | 58 | 58 | 58 | 58 | 58 | 58 | 58 | 58 | 58
TAS1 | Hydro | 2408.9 | 2408.9 | 2408.9 | 2408.9 | 2408.9 | 2408.9 | 2658.9 | 2658.9 | 2658.9 | 2658.9 | 2658.9 | 2658.9 | 2658.9 | 2658.9 | 2658.9 | 2658.9 | 2658.9 | 2658.9 | 2658.9 | 2658.9 | 2658.9 | 2658.9 | 2658.9 | 2658.9 | 2658.9 | 2658.9 | 2658.9 | 2658.9 | 2658.9
TAS1 | Wind | 567.75 | 567.75 | 709.4058 | 850.7981 | 987.9535 | 1125.109 | 1262.2646 | 1399.4201 | 1536.5755 | 1673.7311 | 1815.387 | 2099.0745 | 2099.0745 | 2232.543 | 2369.6984 | 2506.854 | 2644.0095 | 2781.1649 | 2923.1028 | 3070.6248 | 3070.6248 | 3070.6248 | 3070.6248 | 2922.2248 | 2922.2248 | 2922.2248 | 2922.2248 | 2922.2248 | 2922.2248
TAS1 | Solar PV | 0 | 0 | 0 | 0 | 0 | 0 | 0 | 0 | 0 | 0 | 0 | 0 | 0 | 0 | 0 | 0 | 0 | 0 | 0 | 0 | 0 | 0 | 0 | 0 | 0 | 0 | 0 | 0 | 0
TAS1 | Grid Battery | 0 | 0 | 0 | 0 | 0 | 0 | 0 | 0 | 0 | 0 | 0 | 0 | 0 | 0 | 0 | 0 | 0 | 0 | 0 | 0 | 0 | 0 | 0 | 0 | 0 | 0 | 0 | 0 | 0
TAS1 | Pumped Hydro | 0 | 0 | 0 | 0 | 0 | 0 | 0 | 0 | 0 | 0 | 0 | 0 | 0 | 0 | 0 | 31.3575 | 176.9861 | 180.5407 | 341.7097 | 341.7097 | 355.5032 | 355.5032 | 355.5032 | 355.5032 | 355.5032 | 355.5032 | 355.5032 | 389.0737 | 389.0737
TAS1 | VPP | 1.748 | 2.626 | 3.972 | 5.879 | 8.542 | 12.288 | 17.466 | 23.187 | 29.703 | 36.035 | 45.02 | 53.326 | 61.287 | 68.28 | 74.383 | 79.703 | 84.964 | 90.341 | 95.968 | 102.343 | 108.789 | 115.358 | 122.052 | 127.155 | 132.383 | 137.714 | 143.234 | 148.767 | 154.348
Total excluding storage |  | 3362.65 | 3362.65 | 3504.3058 | 3645.6981 | 3782.8535 | 3920.009 | 4307.1646 | 4444.3201 | 4581.4755 | 4718.6311 | 4860.2869 | 5143.9745 | 5143.9745 | 5277.443 | 5414.5983 | 5551.754 | 5688.9095 | 5826.0649 | 5968.0028 | 5995.5248 | 5995.5248 | 5995.5248 | 5995.5248 | 5847.1248 | 5847.1248 | 5847.1248 | 5847.1248 | 5847.1248 | 5847.1248
Explicitly modelled pumping
Region | Technology | 2021-22 | 2022-23 | 2023-24 | 2024-25 | 2025-26 | 2026-27 | 2027-28 | 2028-29 | 2029-30 | 2030-31 | 2031-32 | 2032-33 | 2033-34 | 2034-35 | 2035-36 | 2036-37 | 2037-38 | 2038-39 | 2039-40 | 2040-41 | 2041-42 | 2042-43 | 2043-44 | 2044-45 | 2045-46 | 2046-47 | 2047-48 | 2048-49 | 2049-50
NEM | Grid Battery pump | 260.33 | 600.33 | 600.33 | 600.33 | 600.33 | 600.33 | 600.33 | 600.33 | 680.7682 | 650.7682 | 650.7682 | 650.7682 | 607.6249 | 582.6249 | 582.6249 | 582.6249 | 2417.6878 | 2417.6878 | 2825.3189 | 2805.3189 | 4797.6449 | 4497.6449 | 4497.6449 | 4497.6449 | 4497.6449 | 5571.5946 | 5571.5946 | 5571.5946 | 5491.1563
NEM | Pumped Hydro Pump | 1330 | 1330 | 1330 | 1330 | 3370 | 3370 | 3370 | 3370 | 5289.5618 | 5289.5618 | 5289.5618 | 5289.5558 | 5289.5643 | 5289.5618 | 5289.5618 | 5320.921 | 5787.2229 | 5790.774 | 5951.9445 | 5951.9447 | 5965.738 | 7071.0805 | 7071.0788 | 7071.0806 | 7071.0841 | 7479.6004 | 7479.5986 | 8171.1958 | 9436.6624
NEM | VPP pump | 65.02 | 105.224 | 157.141 | 231.201 | 336.613 | 482.415 | 666.08 | 887.395 | 1169.717 | 1451.489 | 1835.496 | 2195.823 | 2552.027 | 2864.533 | 3151.863 | 3412.5539 | 3667.47 | 3928.217 | 4202.2191 | 4515.6949 | 4833.8079 | 5159.912 | 5494.065 | 5756.5981 | 6027.8209 | 6305.778 | 6596.7571 | 6891.1521 | 7188.889
Region | Technology | 2021-22 | 2022-23 | 2023-24 | 2024-25 | 2025-26 | 2026-27 | 2027-28 | 2028-29 | 2029-30 | 2030-31 | 2031-32 | 2032-33 | 2033-34 | 2034-35 | 2035-36 | 2036-37 | 2037-38 | 2038-39 | 2039-40 | 2040-41 | 2041-42 | 2042-43 | 2043-44 | 2044-45 | 2045-46 | 2046-47 | 2047-48 | 2048-49 | 2049-50
NSW1 | Grid Battery pump | 0 | 0 | 0 | 0 | 0 | 0 | 0 | 0 | 80.4382 | 80.4382 | 80.4382 | 80.4382 | 80.4382 | 80.4382 | 80.4382 | 80.4382 | 80.4385 | 80.4385 | 417.0115 | 417.0115 | 1493.9295 | 1493.9295 | 1493.9295 | 1493.9295 | 1493.9295 | 1493.9295 | 1493.9295 | 1493.9295 | 1413.4913
NSW1 | Pumped Hydro Pump | 840 | 840 | 840 | 840 | 2880 | 2880 | 2880 | 2880 | 4799.5618 | 4799.5618 | 4799.5618 | 4799.5558 | 4799.5643 | 4799.5618 | 4799.5618 | 4799.5635 | 4799.5638 | 4799.5603 | 4799.5618 | 4799.562 | 4799.5618 | 4799.5613 | 4799.5596 | 4799.5612 | 4799.5647 | 4799.5636 | 4799.5618 | 4799.5618 | 4799.5618
NSW1 | VPP pump | 25.016 | 39.704 | 61.198 | 92.082 | 134.956 | 191.79 | 261.384 | 342.741 | 447.929 | 547.618 | 676.48 | 801.421 | 918.483 | 1016.733 | 1105.926 | 1189.857 | 1273.44 | 1359.675 | 1451.886 | 1556.0349 | 1661.178 | 1769.148 | 1880.165 | 1968.649 | 2059.991 | 2153.575 | 2251.006 | 2349.97 | 2450.606
Region | Technology | 2021-22 | 2022-23 | 2023-24 | 2024-25 | 2025-26 | 2026-27 | 2027-28 | 2028-29 | 2029-30 | 2030-31 | 2031-32 | 2032-33 | 2033-34 | 2034-35 | 2035-36 | 2036-37 | 2037-38 | 2038-39 | 2039-40 | 2040-41 | 2041-42 | 2042-43 | 2043-44 | 2044-45 | 2045-46 | 2046-47 | 2047-48 | 2048-49 | 2049-50
QLD1 | Grid Battery pump | 0 | 20 | 20 | 20 | 20 | 20 | 20 | 20 | 20 | 20 | 20 | 20 | 32.1867 | 32.1867 | 32.1867 | 32.1867 | 1867.2493 | 1867.2493 | 1867.2493 | 1847.2493 | 1847.2493 | 1847.2493 | 1847.2493 | 1847.2493 | 1847.2493 | 2921.199 | 2921.199 | 2921.199 | 2921.199
QLD1 | Pumped Hydro Pump | 490 | 490 | 490 | 490 | 490 | 490 | 490 | 490 | 490 | 490 | 490 | 490 | 490 | 490 | 490 | 490 | 810.673 | 810.673 | 810.673 | 810.673 | 810.673 | 1916.016 | 1916.016 | 1916.016 | 1916.016 | 2324.5334 | 2324.5334 | 2324.5334 | 3590
QLD1 | VPP pump | 11.842 | 19.005 | 29.354 | 44.463 | 65.595 | 93.907 | 128.112 | 170.331 | 224.366 | 284.64 | 369.218 | 447.067 | 529.742 | 601.988 | 668.155 | 728.965 | 789.088 | 851.264 | 916.154 | 989.029 | 1064.05 | 1141.22 | 1220.459 | 1281.193 | 1344.01 | 1408.583 | 1475.9081 | 1544.303 | 1614.3
Region | Technology | 2021-22 | 2022-23 | 2023-24 | 2024-25 | 2025-26 | 2026-27 | 2027-28 | 2028-29 | 2029-30 | 2030-31 | 2031-32 | 2032-33 | 2033-34 | 2034-35 | 2035-36 | 2036-37 | 2037-38 | 2038-39 | 2039-40 | 2040-41 | 2041-42 | 2042-43 | 2043-44 | 2044-45 | 2045-46 | 2046-47 | 2047-48 | 2048-49 | 2049-50
VIC1 | Grid Battery pump | 55.33 | 375.33 | 375.33 | 375.33 | 375.33 | 375.33 | 375.33 | 375.33 | 375.33 | 375.33 | 375.33 | 375.33 | 320 | 320 | 320 | 320 | 320 | 320 | 320 | 320 | 396.4079 | 96.4079 | 96.4079 | 96.4079 | 96.4079 | 96.4079 | 96.4079 | 96.4079 | 96.4079
VIC1 | Pumped Hydro Pump | 0 | 0 | 0 | 0 | 0 | 0 | 0 | 0 | 0 | 0 | 0 | 0 | 0 | 0 | 0 | 0 | 0 | 0 | 0 | 0 | 0 | 0 | 0 | 0.00020307 | 0.00020307 | 0.00020309 | 0.00020312 | 658.0269 | 658.0269
VIC1 | VPP pump | 13.892 | 22.65 | 34.592 | 52.632 | 78.731 | 115.963 | 167.268 | 235.191 | 322.486 | 409.786 | 530.108 | 643.839 | 758.354 | 865.122 | 966.228 | 1055.392 | 1140.014 | 1225.155 | 1313.72 | 1416.74 | 1521.0869 | 1627.899 | 1737.254 | 1823.498 | 1912.764 | 2004.2939 | 2101.071 | 2199.016 | 2296.78
Region | Technology | 2021-22 | 2022-23 | 2023-24 | 2024-25 | 2025-26 | 2026-27 | 2027-28 | 2028-29 | 2029-30 | 2030-31 | 2031-32 | 2032-33 | 2033-34 | 2034-35 | 2035-36 | 2036-37 | 2037-38 | 2038-39 | 2039-40 | 2040-41 | 2041-42 | 2042-43 | 2043-44 | 2044-45 | 2045-46 | 2046-47 | 2047-48 | 2048-49 | 2049-50
SA1 | Grid Battery pump | 205 | 205 | 205 | 205 | 205 | 205 | 205 | 205 | 205 | 175 | 175 | 175 | 175 | 150 | 150 | 150 | 150 | 150 | 221.0581 | 221.0581 | 1060.0582 | 1060.0582 | 1060.0582 | 1060.0582 | 1060.0582 | 1060.0582 | 1060.0582 | 1060.0582 | 1060.0582
SA1 | Pumped Hydro Pump | 0 | 0 | 0 | 0 | 0 | 0 | 0 | 0 | 0 | 0 | 0 | 0 | 0 | 0 | 0 | 0 | 0 | 0 | 0 | 0 | 0 | 0 | 0 | 0 | 0 | 0 | 0 | 0 | 0
SA1 | VPP pump | 12.522 | 21.239 | 28.025 | 36.145 | 48.789 | 68.467 | 91.85 | 115.945 | 145.233 | 173.41 | 214.67 | 250.17 | 284.161 | 312.41 | 337.171 | 358.637 | 379.964 | 401.782 | 424.491 | 451.548 | 478.704 | 506.287 | 534.135 | 556.103 | 578.673 | 601.612 | 625.538 | 649.096 | 672.855
Region | Technology | 2021-22 | 2022-23 | 2023-24 | 2024-25 | 2025-26 | 2026-27 | 2027-28 | 2028-29 | 2029-30 | 2030-31 | 2031-32 | 2032-33 | 2033-34 | 2034-35 | 2035-36 | 2036-37 | 2037-38 | 2038-39 | 2039-40 | 2040-41 | 2041-42 | 2042-43 | 2043-44 | 2044-45 | 2045-46 | 2046-47 | 2047-48 | 2048-49 | 2049-50
TAS1 | Grid Battery pump | 0 | 0 | 0 | 0 | 0 | 0 | 0 | 0 | 0 | 0 | 0 | 0 | 0 | 0 | 0 | 0 | 0 | 0 | 0 | 0 | 0 | 0 | 0 | 0 | 0 | 0 | 0 | 0 | 0
TAS1 | Pumped Hydro Pump | 0 | 0 | 0 | 0 | 0 | 0 | 0 | 0 | 0 | 0 | 0 | 0 | 0 | 0 | 0 | 31.3575 | 176.9861 | 180.5407 | 341.7097 | 341.7097 | 355.5032 | 355.5032 | 355.5032 | 355.5032 | 355.5032 | 355.5032 | 355.5032 | 389.0737 | 389.0737
TAS1 | VPP pump | 1.748 | 2.626 | 3.972 | 5.879 | 8.542 | 12.288 | 17.466 | 23.187 | 29.703 | 36.035 | 45.02 | 53.326 | 61.287 | 68.28 | 74.383 | 79.703 | 84.964 | 90.341 | 95.968 | 102.343 | 108.789 | 115.358 | 122.052 | 127.155 | 132.383 | 137.714 | 143.234 | 148.767 | 154.348
Non-controllable capacity
Region | Technology | 2021-22 | 2022-23 | 2023-24 | 2024-25 | 2025-26 | 2026-27 | 2027-28 | 2028-29 | 2029-30 | 2030-31 | 2031-32 | 2032-33 | 2033-34 | 2034-35 | 2035-36 | 2036-37 | 2037-38 | 2038-39 | 2039-40 | 2040-41 | 2041-42 | 2042-43 | 2043-44 | 2044-45 | 2045-46 | 2046-47 | 2047-48 | 2048-49 | 2049-50
NEM | Distributed PV | 13168.2685 | 14833.3351 | 16194.5363 | 17725.7043 | 19476.9887 | 20739.4134 | 22051.542 | 23091.3099 | 23825.4589 | 24558.0529 | 25305.0848 | 26108.6764 | 26940.6598 | 28059.3326 | 29217.0461 | 30336.1094 | 31548.1664 | 32469.8345 | 33394.4538 | 34299.3109 | 35494.9651 | 36648.0101 | 37789.8225 | 38923.9602 | 39993.015 | 41052.918 | 42079.4808 | 43224.3971 | 44252.3102
NEM | Behind the meter battery | 552.3 | 696.3 | 837.1 | 1017.4 | 1247.7 | 1524.8 | 1809.6 | 2083 | 2386.2 | 2779.6 | 3319.3 | 3737.8 | 4103.2 | 4374.6 | 4594 | 4752.3 | 4883 | 5001.8 | 5119.3 | 5269.6 | 5401.9 | 5522.1 | 5629.3 | 5637.8 | 5642.5 | 5641.5 | 5640.6 | 5630 | 5611.8
NEM | Behind the meter battery pump | 552.3 | 696.3 | 837.1 | 1017.4 | 1247.7 | 1524.8 | 1809.6 | 2083 | 2386.2 | 2779.6 | 3319.3 | 3737.8 | 4103.2 | 4374.6 | 4594 | 4752.3 | 4883 | 5001.8 | 5119.3 | 5269.6 | 5401.9 | 5522.1 | 5629.3 | 5637.8 | 5642.5 | 5641.5 | 5640.6 | 5630 | 5611.8
Region | Technology | 2021-22 | 2022-23 | 2023-24 | 2024-25 | 2025-26 | 2026-27 | 2027-28 | 2028-29 | 2029-30 | 2030-31 | 2031-32 | 2032-33 | 2033-34 | 2034-35 | 2035-36 | 2036-37 | 2037-38 | 2038-39 | 2039-40 | 2040-41 | 2041-42 | 2042-43 | 2043-44 | 2044-45 | 2045-46 | 2046-47 | 2047-48 | 2048-49 | 2049-50
NSW1 | Distributed PV | 3822.1679 | 4376.4873 | 4755.8963 | 5245.6482 | 5860.7807 | 6159.7842 | 6473.9861 | 6746.4296 | 7002.2143 | 7259.8585 | 7517.4127 | 7779.0143 | 8025.8879 | 8389.9804 | 8777.5318 | 9173.8768 | 9629.5684 | 9976.5416 | 10312.0649 | 10636.6873 | 11073.765 | 11488.913 | 11901.6602 | 12312.7899 | 12691.9042 | 13071.9442 | 13434.5056 | 13847.8848 | 14206.1787
NSW1 | Behind the meter battery | 211.1 | 260.6 | 324.2 | 403.7 | 498.5 | 603.5 | 705.5 | 796.2 | 901.1 | 1030.8 | 1198.8 | 1339.5 | 1453.1 | 1533 | 1596.4 | 1643.5 | 1682.6 | 1718.4 | 1756 | 1802.8 | 1843.1 | 1879.9 | 1912.8 | 1915 | 1915.8 | 1914.6 | 1913.2 | 1908.7 | 1902
NSW1 | Behind the meter battery pump | 211.1 | 260.6 | 324.2 | 403.7 | 498.5 | 603.5 | 705.5 | 796.2 | 901.1 | 1030.8 | 1198.8 | 1339.5 | 1453.1 | 1533 | 1596.4 | 1643.5 | 1682.6 | 1718.4 | 1756 | 1802.8 | 1843.1 | 1879.9 | 1912.8 | 1915 | 1915.8 | 1914.6 | 1913.2 | 1908.7 | 1902
Region | Technology | 2021-22 | 2022-23 | 2023-24 | 2024-25 | 2025-26 | 2026-27 | 2027-28 | 2028-29 | 2029-30 | 2030-31 | 2031-32 | 2032-33 | 2033-34 | 2034-35 | 2035-36 | 2036-37 | 2037-38 | 2038-39 | 2039-40 | 2040-41 | 2041-42 | 2042-43 | 2043-44 | 2044-45 | 2045-46 | 2046-47 | 2047-48 | 2048-49 | 2049-50
QLD1 | Distributed PV | 3958.9909 | 4317.8104 | 4573.7068 | 4863.4875 | 5201.9167 | 5437.4402 | 5687.2164 | 5903.9507 | 6119.5956 | 6335.1202 | 6551.9652 | 6777.439 | 7009.9452 | 7342.1573 | 7660.2216 | 7948.7646 | 8232.131 | 8442.2579 | 8657.4797 | 8882.824 | 9174.6318 | 9461.2992 | 9738.3737 | 10013.3796 | 10276.6324 | 10539.1699 | 10792.2528 | 11068.0712 | 11325.2386
QLD1 | Behind the meter battery | 100 | 124.2 | 154 | 192.4 | 239.2 | 291.9 | 341.6 | 391.7 | 447.9 | 535.6 | 658.8 | 750.2 | 840.6 | 910.1 | 967 | 1010.4 | 1047.8 | 1082.5 | 1115.7 | 1154.5 | 1190.3 | 1223.4 | 1253.3 | 1257.8 | 1261.5 | 1263.9 | 1266.1 | 1266.2 | 1264.8
QLD1 | Behind the meter battery pump | 100 | 124.2 | 154 | 192.4 | 239.2 | 291.9 | 341.6 | 391.7 | 447.9 | 535.6 | 658.8 | 750.2 | 840.6 | 910.1 | 967 | 1010.4 | 1047.8 | 1082.5 | 1115.7 | 1154.5 | 1190.3 | 1223.4 | 1253.3 | 1257.8 | 1261.5 | 1263.9 | 1266.1 | 1266.2 | 1264.8
Region | Technology | 2021-22 | 2022-23 | 2023-24 | 2024-25 | 2025-26 | 2026-27 | 2027-28 | 2028-29 | 2029-30 | 2030-31 | 2031-32 | 2032-33 | 2033-34 | 2034-35 | 2035-36 | 2036-37 | 2037-38 | 2038-39 | 2039-40 | 2040-41 | 2041-42 | 2042-43 | 2043-44 | 2044-45 | 2045-46 | 2046-47 | 2047-48 | 2048-49 | 2049-50
VIC1 | Distributed PV | 3399.6603 | 4001.0249 | 4608.7834 | 5220.3077 | 5857.4215 | 6468.9188 | 7099.9296 | 7540.0233 | 7738.4832 | 7930.7979 | 8136.0898 | 8370.0507 | 8619.2453 | 8920.9479 | 9255.9198 | 9575.5051 | 9946.5807 | 10240.5865 | 10540.4316 | 10810.5016 | 11169.4275 | 11511.4204 | 11860.8973 | 12201.02 | 12536.672 | 12864.6533 | 13192.2023 | 13545.0914 | 13875.2609
VIC1 | Behind the meter battery | 118.4 | 150.6 | 185.3 | 233.1 | 293.5 | 368.7 | 458.7 | 561.5 | 673.5 | 806.6 | 987.9 | 1130 | 1253.6 | 1350 | 1430.8 | 1487.6 | 1533.3 | 1573.9 | 1613.3 | 1665.5 | 1711.6 | 1753.3 | 1790.6 | 1795.4 | 1799.1 | 1800.8 | 1803 | 1802.1 | 1797.9
VIC1 | Behind the meter battery pump | 118.4 | 150.6 | 185.3 | 233.1 | 293.5 | 368.7 | 458.7 | 561.5 | 673.5 | 806.6 | 987.9 | 1130 | 1253.6 | 1350 | 1430.8 | 1487.6 | 1533.3 | 1573.9 | 1613.3 | 1665.5 | 1711.6 | 1753.3 | 1790.6 | 1795.4 | 1799.1 | 1800.8 | 1803 | 1802.1 | 1797.9
Region | Technology | 2021-22 | 2022-23 | 2023-24 | 2024-25 | 2025-26 | 2026-27 | 2027-28 | 2028-29 | 2029-30 | 2030-31 | 2031-32 | 2032-33 | 2033-34 | 2034-35 | 2035-36 | 2036-37 | 2037-38 | 2038-39 | 2039-40 | 2040-41 | 2041-42 | 2042-43 | 2043-44 | 2044-45 | 2045-46 | 2046-47 | 2047-48 | 2048-49 | 2049-50
SA1 | Distributed PV | 1783.2522 | 1904.9158 | 2001.4116 | 2115.5841 | 2235.5331 | 2330.6985 | 2429.9711 | 2525.5356 | 2576.9187 | 2628.9083 | 2682.0505 | 2744.4936 | 2829.0292 | 2925.9724 | 3018.7078 | 3107.7264 | 3178.011 | 3226.1053 | 3277.0188 | 3337.9873 | 3420.5074 | 3504.3384 | 3582.8304 | 3664.9786 | 3732.9153 | 3799.7863 | 3862.8234 | 3941.098 | 4004.3895
SA1 | Behind the meter battery | 108 | 143.6 | 152.5 | 162.3 | 184.7 | 221.6 | 255.8 | 278.4 | 302.3 | 337 | 392.1 | 427.5 | 457.7 | 477.7 | 491.8 | 500 | 506.3 | 511.9 | 517.2 | 527 | 534.9 | 541.6 | 547 | 544.4 | 541.4 | 538.1 | 534.8 | 530.4 | 525.4
SA1 | Behind the meter battery pump | 108 | 143.6 | 152.5 | 162.3 | 184.7 | 221.6 | 255.8 | 278.4 | 302.3 | 337 | 392.1 | 427.5 | 457.7 | 477.7 | 491.8 | 500 | 506.3 | 511.9 | 517.2 | 527 | 534.9 | 541.6 | 547 | 544.4 | 541.4 | 538.1 | 534.8 | 530.4 | 525.4
Region | Technology | 2021-22 | 2022-23 | 2023-24 | 2024-25 | 2025-26 | 2026-27 | 2027-28 | 2028-29 | 2029-30 | 2030-31 | 2031-32 | 2032-33 | 2033-34 | 2034-35 | 2035-36 | 2036-37 | 2037-38 | 2038-39 | 2039-40 | 2040-41 | 2041-42 | 2042-43 | 2043-44 | 2044-45 | 2045-46 | 2046-47 | 2047-48 | 2048-49 | 2049-50
TAS1 | Distributed PV | 204.1971 | 233.0968 | 254.7382 | 280.6767 | 321.3367 | 342.5718 | 360.4389 | 375.3707 | 388.2471 | 403.368 | 417.5666 | 437.6788 | 456.5522 | 480.2745 | 504.6651 | 530.2364 | 561.8753 | 584.3432 | 607.4587 | 631.3108 | 656.6334 | 682.0392 | 706.0609 | 731.792 | 754.891 | 777.3642 | 797.6967 | 822.2518 | 841.2426
TAS1 | Behind the meter battery | 14.8 | 17.3 | 21.1 | 25.9 | 31.8 | 39.1 | 48 | 55.2 | 61.4 | 69.6 | 81.7 | 90.6 | 98.2 | 103.8 | 108 | 110.8 | 113 | 115.1 | 117.1 | 119.8 | 122 | 123.9 | 125.6 | 125.2 | 124.7 | 124.1 | 123.5 | 122.6 | 121.7
TAS1 | Behind the meter battery pump | 14.8 | 17.3 | 21.1 | 25.9 | 31.8 | 39.1 | 48 | 55.2 | 61.4 | 69.6 | 81.7 | 90.6 | 98.2 | 103.8 | 108 | 110.8 | 113 | 115.1 | 117.1 | 119.8 | 122 | 123.9 | 125.6 | 125.2 | 124.7 | 124.1 | 123.5 | 122.6 | 121.7

## Marinus_VOM Cost
VOM cost by technology ($000s) - Marinus Link, Fast Change Scenario
VOM | Real June 2020 dollars discounted to 1 July 2020
Explicitly modelled generation
Region | Technology | 2021-22 | 2022-23 | 2023-24 | 2024-25 | 2025-26 | 2026-27 | 2027-28 | 2028-29 | 2029-30 | 2030-31 | 2031-32 | 2032-33 | 2033-34 | 2034-35 | 2035-36 | 2036-37 | 2037-38 | 2038-39 | 2039-40 | 2040-41 | 2041-42 | 2042-43 | 2043-44 | 2044-45 | 2045-46 | 2046-47 | 2047-48 | 2048-49 | 2049-50
NEM | Black Coal | 347029.1923 | 289219.7306 | 276042.8143 | 274447.6546 | 240475.3969 | 212450.4285 | 183772.3691 | 183119.9426 | 137597.7578 | 126872.0947 | 116436.1788 | 96807.4439 | 102899.5616 | 91203.5933 | 79560.1323 | 74102.4571 | 60839.4698 | 58665.3585 | 52324.1957 | 46791.3737 | 42713.601 | 27559.054 | 21285.4092 | 17060.1202 | 13599.3662 | 10784.5905 | 9766.2338 | 9101.9678 | 7780.0494
NEM | Brown Coal | 117912.527 | 106367.546 | 103182.3615 | 72674.6298 | 73689.1886 | 67892.6355 | 61594.6005 | 59030.0005 | 55072.6502 | 55593.4466 | 52358.2586 | 49039.497 | 48321.1225 | 44566.7145 | 44798.9915 | 40463.3215 | 36375.6045 | 35628.945 | 29027.4832 | 27827.984 | 30297.357 | 29283.1765 | 25605.2354 | 23525.9123 | 22877.0277 | 22506.6998 | 14037.885 | 0 | 0
NEM | CCGT | 15628.6184 | 14892.9342 | 12038.6425 | 11842.2611 | 11015.0004 | 10268.1105 | 9854.9632 | 11319.5081 | 8669.7094 | 8653.3565 | 9362.9919 | 16125.5512 | 17841.4808 | 19645.4403 | 12166.5535 | 10429.2371 | 15162.4318 | 15026.5441 | 11758.7843 | 11361.9699 | 10990.8835 | 12429.0576 | 7421.5286 | 6886.6672 | 3090.7512 | 2065.0649 | 1977.3223 | 1879.5429 | 1790.6141
NEM | Gas - Steam | 1710.7171 | 1662.9935 | 1781.0578 | 641.455 | 580.5275 | 574.0484 | 531.4179 | 534.7652 | 470.3833 | 456.4299 | 427.8462 | 480.3904 | 412.5703 | 541.105 | 296.693 | 268.0108 | 538.1014 | 532.483 | 471.7682 | 479.7998 | 466.4114 | 511.5982 | 429.7349 | 385.7966 | 460.9057 | 0 | 0 | 0 | 0
NEM | OCGT / Diesel | 549.7292 | 243.1272 | 1128.6002 | 835.3009 | 301.4077 | 698.2314 | 377.9914 | 953.0501 | 112.0127 | 239.5343 | 205.6391 | 2397.2778 | 1599.4411 | 2053.8431 | 1483.6263 | 1544.7932 | 5664.7622 | 4517.3091 | 8919.8094 | 9719.9287 | 6645.7302 | 8799.1241 | 15182.7332 | 6053.5704 | 5795.5986 | 6941.9111 | 7592.2163 | 11374.2166 | 10398.2061
NEM | Hydro | 91035.7762 | 87655.6598 | 81885.4127 | 95532.6706 | 91913.9016 | 78122.2125 | 83124.7566 | 90728.9268 | 77459.9586 | 64742.7498 | 62928.7291 | 63856.451 | 66476.8519 | 63861.0265 | 57569.5565 | 52536.7793 | 57583.893 | 48593.2983 | 41423.7551 | 40314.0776 | 34868.3539 | 38150.6904 | 38703.6473 | 34472.5368 | 33908.264 | 37077.9365 | 30895.7148 | 27924.6523 | 25555.1102
NEM | Wind | 67501.3454 | 80292.7679 | 68798.1136 | 67295.0153 | 66769.1961 | 66637.4776 | 64265.1893 | 55176.0629 | 50337.8342 | 47823.1257 | 49844.4361 | 42402.3679 | 40572.948 | 39500.7019 | 38249.3575 | 36150.6182 | 29532.5013 | 25880.8999 | 22720.3076 | 21285.9604 | 18616.3835 | 17183.4824 | 13722.4841 | 12033.5598 | 8298.893 | 6396.6724 | 5783.1649 | 5016.1952 | 2923.5484
NEM | Solar PV | 13.5121 | 15.8212 | 15.3449 | 14.0472 | 15.7561 | 32.3667 | 46.3343 | 52.8223 | 91.8131 | 92.5997 | 90.7659 | 85.6146 | 79.539 | 73.4044 | 75.251 | 71.4934 | 81.9468 | 82.5389 | 93.1441 | 103.9639 | 105.1452 | 137.5295 | 128.375 | 127.2925 | 120.7228 | 123.3829 | 121.6013 | 131.3789 | 132.373
NEM | Grid Battery | 0.19718 | 0.25799 | 0.25861 | 0.27923 | 0.26471 | 0.25107 | 0.21889 | 0.19981 | 0.44154 | 0.4257 | 0.39328 | 0.39408 | 0.37156 | 0.33275 | 0.3322 | 0.31936 | 2.429 | 2.3298 | 2.7101 | 2.5837 | 4.4754 | 4.2381 | 4.0276 | 3.9228 | 3.7321 | 4.1549 | 4.0109 | 3.8332 | 3.444
NEM | Pumped Hydro | 434.7787 | 1199.6853 | 1628.5731 | 4056.1744 | 3947.5243 | 3590.1955 | 3358.9714 | 4128.7284 | 2919.1407 | 3168.6514 | 3010.7782 | 3993.8683 | 3578.4214 | 3059.3799 | 3306.5622 | 3031.7447 | 2061.78 | 1940.0077 | 2070.8534 | 2065.0399 | 2160.8959 | 2031.6664 | 1494.8355 | 1707.8061 | 1608.4054 | 1207.4998 | 1107.6235 | 1054.3887 | 460.4251
NEM | VPP | 0.40045 | 0.69494 | 0.91865 | 1.4964 | 2.2082 | 2.8963 | 3.4717 | 4.2116 | 4.7539 | 5.5709 | 6.4781 | 7.7139 | 8.279 | 8.3288 | 8.9145 | 9.1613 | 8.4275 | 8.4298 | 8.582 | 8.5928 | 8.8353 | 8.8933 | 8.6245 | 9.0597 | 8.7763 | 7.9893 | 7.8267 | 7.8511 | 6.4302
Total excluding storage |  | 641381.4176 | 580350.5804 | 544872.3475 | 523283.0344 | 484760.3748 | 436675.5112 | 403567.6224 | 400915.0786 | 329812.1193 | 304473.3372 | 291654.8456 | 271194.5938 | 278203.5152 | 261445.8291 | 234200.1616 | 215566.7105 | 205778.7108 | 188927.3769 | 166739.2475 | 157885.058 | 144703.8657 | 134053.7126 | 122479.1477 | 100545.4557 | 88151.5292 | 85896.2581 | 70174.1385 | 55427.9536 | 48579.9012
Region | Technology | 2021-22 | 2022-23 | 2023-24 | 2024-25 | 2025-26 | 2026-27 | 2027-28 | 2028-29 | 2029-30 | 2030-31 | 2031-32 | 2032-33 | 2033-34 | 2034-35 | 2035-36 | 2036-37 | 2037-38 | 2038-39 | 2039-40 | 2040-41 | 2041-42 | 2042-43 | 2043-44 | 2044-45 | 2045-46 | 2046-47 | 2047-48 | 2048-49 | 2049-50
NSW1 | Black Coal | 180568.5925 | 143670.8465 | 127691.411 | 139766.2319 | 109697.6152 | 93872.6132 | 79278.9098 | 84548.9799 | 47314.1442 | 44137.9871 | 39219.3969 | 21358.2785 | 25665.5465 | 21631.6587 | 12713.663 | 15108.969 | 15627.1955 | 14863.857 | 13327.476 | 10235.046 | 8981.419 | 0 | 0 | 0 | 0 | 0 | 0 | 0 | 0
NSW1 | Brown Coal | 0 | 0 | 0 | 0 | 0 | 0 | 0 | 0 | 0 | 0 | 0 | 0 | 0 | 0 | 0 | 0 | 0 | 0 | 0 | 0 | 0 | 0 | 0 | 0 | 0 | 0 | 0 | 0 | 0
NSW1 | CCGT | 230.3683 | 219.6583 | 643.4891 | 401.9376 | 364.9556 | 349.1964 | 332.9053 | 335.2722 | 300.4255 | 288.2004 | 273.5511 | 2363.2998 | 2400.6981 | 4219.0676 | 1579.0281 | 1340.3092 | 3746.7886 | 4338.4845 | 3725.7127 | 3323.5095 | 2953.0401 | 3922.8757 | 76.4209 | 1.6872e-05 | 1.6562e-05 | 1.6517e-05 | 1.5946e-05 | 2.5441e-05 | 2.3493e-05
NSW1 | Gas - Steam | 0 | 0 | 0 | 0 | 0 | 0 | 0 | 0 | 0 | 0 | 0 | 0 | 0 | 0 | 0 | 0 | 0 | 0 | 0 | 0 | 0 | 0 | 0 | 0 | 0 | 0 | 0 | 0 | 0
NSW1 | OCGT / Diesel | 1.2049e-05 | 1.1907e-05 | 124.1226 | 417.0326 | 90.1494 | 158.4022 | 56.4249 | 81.1465 | 1.2215e-05 | 0.86594 | 1.2536e-05 | 288.6335 | 209.0949 | 190.0724 | 341.9419 | 185.5333 | 660.619 | 395.4316 | 2578.9563 | 3823.7194 | 1979.2858 | 2520.0692 | 6324.055 | 1242.4116 | 1443.8642 | 1881.3188 | 3354.799 | 5322.9108 | 5491.7625
NSW1 | Hydro | 14033.6814 | 14169.2221 | 12491.4433 | 17131.9399 | 16876.6253 | 14744.8396 | 13595.8459 | 18553.1755 | 13113.2636 | 10869.8267 | 10986.5148 | 11061.5789 | 12362.4609 | 12242.4535 | 11753.8089 | 10569.9158 | 13299.3888 | 10059.454 | 9037.4289 | 8404.039 | 7287.1739 | 8832.3203 | 9205.7555 | 8240.3365 | 8050.0932 | 9216.2569 | 7357.447 | 6673.505 | 5665.5814
NSW1 | Wind | 15743.2869 | 17593.0969 | 15770.6857 | 14910.043 | 14862.5845 | 15005.4118 | 13891.2874 | 10964.0733 | 9192.4733 | 9557.5765 | 10792.5835 | 9727.2683 | 9369.9914 | 9149.5722 | 8956.0203 | 8319.003 | 5782.2969 | 4254.7927 | 4293.4273 | 3937.4918 | 3496.4386 | 3316.0394 | 2415.7304 | 2410.7686 | 2214.2836 | 1245.7424 | 1064.9356 | 1012.5051 | 792.4455
NSW1 | Solar PV | 4.9791 | 5.7841 | 5.5559 | 5.1042 | 7.2693 | 23.8941 | 38.1169 | 46.0091 | 84.8689 | 85.763 | 84.1776 | 79.1992 | 73.6844 | 67.8428 | 69.6821 | 66.275 | 63.0232 | 63.2087 | 70.1065 | 67.684 | 64.3895 | 79.0215 | 73.0053 | 73.5255 | 70.045 | 68.3137 | 67.4538 | 72.4145 | 73.4111
NSW1 | Grid Battery | 7.7799e-09 | 1.1175e-08 | 1.0681e-08 | 1.3548e-08 | 1.4806e-08 | 1.5726e-08 | 1.9639e-08 | 2.0243e-08 | 0.2714 | 0.2632 | 0.24297 | 0.24 | 0.22246 | 0.20566 | 0.20633 | 0.19821 | 0.1834 | 0.1714 | 0.55186 | 0.51074 | 1.5688 | 1.491 | 1.4094 | 1.3952 | 1.3304 | 1.2398 | 1.1638 | 1.1371 | 0.96714
NSW1 | Pumped Hydro | 216.3175 | 578.9223 | 754.7869 | 1079.4176 | 721.3771 | 859.485 | 995.6156 | 1128.6774 | 791.2172 | 887.9814 | 859.1577 | 1198.4308 | 1072.1072 | 836.3277 | 1014.5492 | 914.2974 | 758.3541 | 695.5625 | 793.1639 | 773.0708 | 689.2314 | 765.0266 | 551.3147 | 666.2079 | 700.745 | 501.9069 | 476.8878 | 486.091 | 274.183
NSW1 | VPP | 0.14504 | 0.26476 | 0.32738 | 0.57198 | 0.85887 | 1.094 | 1.329 | 1.5857 | 1.7722 | 2.039 | 2.2979 | 2.6229 | 2.8251 | 2.801 | 2.9778 | 3.0527 | 2.9785 | 2.929 | 3.0108 | 2.9542 | 3.0111 | 3.0683 | 3.0013 | 3.1262 | 3.0796 | 2.8978 | 2.7811 | 2.8221 | 2.4678
Total excluding storage |  | 210580.9082 | 175658.6079 | 156726.7076 | 172632.2891 | 141899.1994 | 124154.3573 | 107193.4903 | 114528.6564 | 70005.1756 | 64940.2196 | 61356.2239 | 44878.2582 | 50081.4763 | 47500.6672 | 35414.1445 | 35590.0054 | 39179.312 | 33975.2286 | 33033.1078 | 29791.4898 | 24761.7469 | 18670.3262 | 18094.9672 | 11967.0422 | 11778.286 | 12411.6318 | 11844.6354 | 13081.3355 | 12023.2006
Region | Technology | 2021-22 | 2022-23 | 2023-24 | 2024-25 | 2025-26 | 2026-27 | 2027-28 | 2028-29 | 2029-30 | 2030-31 | 2031-32 | 2032-33 | 2033-34 | 2034-35 | 2035-36 | 2036-37 | 2037-38 | 2038-39 | 2039-40 | 2040-41 | 2041-42 | 2042-43 | 2043-44 | 2044-45 | 2045-46 | 2046-47 | 2047-48 | 2048-49 | 2049-50
QLD1 | Black Coal | 166460.5998 | 145548.8841 | 148351.4033 | 134681.4227 | 130777.7817 | 118577.8153 | 104493.4593 | 98570.9627 | 90283.6136 | 82734.1075 | 77216.7819 | 75449.1654 | 77234.0151 | 69571.9346 | 66846.4693 | 58993.4881 | 45212.2743 | 43801.5015 | 38996.7197 | 36556.3277 | 33732.182 | 27559.054 | 21285.4092 | 17060.1202 | 13599.3662 | 10784.5905 | 9766.2338 | 9101.9678 | 7780.0494
QLD1 | Brown Coal | 0 | 0 | 0 | 0 | 0 | 0 | 0 | 0 | 0 | 0 | 0 | 0 | 0 | 0 | 0 | 0 | 0 | 0 | 0 | 0 | 0 | 0 | 0 | 0 | 0 | 0 | 0 | 0 | 0
QLD1 | CCGT | 7651.2596 | 7312.7316 | 7770.9818 | 8713.5307 | 8072.7555 | 7454.4113 | 7176.173 | 8727.7864 | 6228.9371 | 6327.7503 | 7150.8613 | 11291.5645 | 13030.5456 | 11704.4802 | 8971.2371 | 7553.719 | 11415.6432 | 10688.0596 | 8033.0715 | 8038.4603 | 8037.8433 | 8506.1818 | 7345.1076 | 6886.6671 | 3090.7511 | 2065.0648 | 1977.3222 | 1879.5428 | 1790.614
QLD1 | Gas - Steam | 256.9153 | 244.1981 | 462.3428 | 442.5612 | 418.481 | 401.2864 | 380.6347 | 365.6386 | 345.8166 | 330.9802 | 315.1138 | 299.5262 | 288.775 | 273.4373 | 262.1793 | 249.63 | 478.2226 | 499.5384 | 471.7682 | 479.7998 | 466.4114 | 511.5982 | 429.7349 | 385.7966 | 460.9057 | 0 | 0 | 0 | 0
QLD1 | OCGT / Diesel | 2.3556e-05 | 2.3324e-05 | 2.9226 | 225.2593 | 112.9722 | 176.2741 | 182 | 684.4284 | 98.79 | 211.2481 | 173.6648 | 1249.6872 | 853.8521 | 400.3129 | 485.5334 | 830.2472 | 3129.4328 | 2062.699 | 3088.805 | 3004.1461 | 2732.9859 | 3718.1386 | 4610.7427 | 3810.3899 | 3587.8188 | 4195.414 | 3500.7977 | 3801.0204 | 2302.4238
QLD1 | Hydro | 4712.6662 | 4492.9287 | 4295.7151 | 4070.0381 | 3877.8422 | 3697.6614 | 3534.1567 | 3351.5853 | 3191.1557 | 2981.2299 | 2902.9992 | 2753.4431 | 2620.9376 | 2497.558 | 2383.8536 | 2263.1356 | 810.1589 | 773.9341 | 733.3831 | 697.599 | 668.5401 | 0 | 0 | 0 | 0 | 0 | 0 | 0 | 0
QLD1 | Wind | 5395.2229 | 8638.9926 | 8143.1539 | 7223.8398 | 8174.4288 | 7726.8286 | 7861.8408 | 7243.8091 | 6383.6075 | 6346.7439 | 5407.4448 | 5007.1309 | 4488.5329 | 5040.8881 | 4585.1646 | 4716.3522 | 4521.5925 | 4163.065 | 4046.267 | 3256.5876 | 3093.5938 | 2583.2279 | 2427.8763 | 1272.8263 | 1243.374 | 1135.6325 | 1061.0786 | 989.2224 | 546.3563
QLD1 | Solar PV | 5.1758 | 6.7105 | 6.5231 | 5.9512 | 5.7564 | 5.7532 | 5.5568 | 4.4257 | 4.5781 | 4.5419 | 4.4036 | 4.2646 | 3.8937 | 3.7712 | 3.7787 | 3.4765 | 17.3587 | 17.7807 | 17.6149 | 23.0761 | 26.0669 | 43.6582 | 40.8028 | 40.0865 | 37.425 | 43.7187 | 43.6641 | 42.985 | 42.8746
QLD1 | Grid Battery | 5.3938e-09 | 0.020451 | 0.02182 | 0.025543 | 0.026099 | 0.024626 | 0.02254 | 0.02139 | 0.019573 | 0.019002 | 0.017578 | 0.01695 | 0.037474 | 0.035858 | 0.034135 | 0.033066 | 2.1653 | 2.0836 | 2.0007 | 1.9263 | 1.8757 | 1.7777 | 1.7077 | 1.635 | 1.5409 | 2.1233 | 2.1026 | 1.9889 | 1.8331
QLD1 | Pumped Hydro | 218.4612 | 620.763 | 873.7862 | 2976.7568 | 3226.1472 | 2730.7105 | 2363.3558 | 3000.051 | 2127.9235 | 2280.67 | 2151.6205 | 2795.4375 | 2506.3142 | 2223.0522 | 2292.013 | 2117.3625 | 1303.0218 | 1244.0543 | 1276.9666 | 1291.2838 | 1470.9912 | 1265.9551 | 942.8791 | 1040.9999 | 907.0741 | 705.0633 | 630.2262 | 566.7803 | 184.8962
QLD1 | VPP | 0.063173 | 0.10455 | 0.15504 | 0.28274 | 0.44677 | 0.58397 | 0.70918 | 0.88071 | 1.0188 | 1.2302 | 1.4394 | 1.7078 | 1.8591 | 1.968 | 2.065 | 2.1561 | 1.5537 | 1.6338 | 1.7015 | 1.7667 | 1.942 | 1.9816 | 1.9751 | 2.0068 | 1.7983 | 1.4757 | 1.5781 | 1.5391 | 0.97586
Total excluding storage |  | 184481.8397 | 166244.4456 | 169033.0426 | 155362.6031 | 151440.0178 | 138040.0304 | 123633.8213 | 118948.6363 | 106536.4985 | 98936.6018 | 93171.2693 | 96054.7819 | 98520.5521 | 89492.3823 | 83538.2159 | 74610.0487 | 65584.6829 | 62006.5782 | 55387.6294 | 52055.9967 | 48757.6234 | 42921.8586 | 36139.6735 | 29455.8866 | 22019.6409 | 18224.4205 | 16349.0965 | 15814.7384 | 12462.3181
Region | Technology | 2021-22 | 2022-23 | 2023-24 | 2024-25 | 2025-26 | 2026-27 | 2027-28 | 2028-29 | 2029-30 | 2030-31 | 2031-32 | 2032-33 | 2033-34 | 2034-35 | 2035-36 | 2036-37 | 2037-38 | 2038-39 | 2039-40 | 2040-41 | 2041-42 | 2042-43 | 2043-44 | 2044-45 | 2045-46 | 2046-47 | 2047-48 | 2048-49 | 2049-50
VIC1 | Black Coal | 0 | 0 | 0 | 0 | 0 | 0 | 0 | 0 | 0 | 0 | 0 | 0 | 0 | 0 | 0 | 0 | 0 | 0 | 0 | 0 | 0 | 0 | 0 | 0 | 0 | 0 | 0 | 0 | 0
VIC1 | Brown Coal | 117912.527 | 106367.546 | 103182.3615 | 72674.6298 | 73689.1886 | 67892.6355 | 61594.6005 | 59030.0005 | 55072.6502 | 55593.4466 | 52358.2586 | 49039.497 | 48321.1225 | 44566.7145 | 44798.9915 | 40463.3215 | 36375.6045 | 35628.945 | 29027.4832 | 27827.984 | 30297.357 | 29283.1765 | 25605.2354 | 23525.9123 | 22877.0277 | 22506.6998 | 14037.885 | 0 | 0
VIC1 | CCGT | 5.9421e-06 | 5.6082e-06 | 5.6234e-06 | 6.5422e-06 | 6.3704e-06 | 6.0396e-06 | 5.9529e-06 | 6.1936e-06 | 5.8516e-06 | 5.601e-06 | 5.7303e-06 | 8.2924e-06 | 7.9919e-06 | 7.642e-06 | 7.1328e-06 | 6.8294e-06 | 7.9101e-06 | 8.3229e-06 | 9.8178e-06 | 9.2124e-06 | 1.0313e-05 | 1.0286e-05 | 9.8079e-06 | 9.113e-06 | 8.9261e-06 | 8.7228e-06 | 8.6846e-06 | 2.0784e-05 | 1.9413e-05
VIC1 | Gas - Steam | 16.8597 | 6.1722 | 19.0435 | 40.8985 | 13.5911 | 30.9619 | 16.6213 | 39.0519 | 2.3538 | 8.7003 | 1.4947 | 29.7058 | 20.4277 | 16.6767 | 34.5138 | 18.3807 | 59.8789 | 32.9446 | 0 | 0 | 0 | 0 | 0 | 0 | 0 | 0 | 0 | 0 | 0
VIC1 | OCGT / Diesel | 71.5051 | 2.2939e-05 | 78.748 | 50.3505 | 18.6273 | 113.9824 | 45.7251 | 17.417 | 1.6699 | 2.5564e-05 | 2.6026e-05 | 202.0256 | 47.7443 | 83.1728 | 108.5403 | 37.5089 | 238.5503 | 35.0408 | 603.3419 | 368.6358 | 234.6902 | 87.1194 | 883.2437 | 548.5242 | 424.2885 | 329.9366 | 127.8294 | 1228.9012 | 1611.4113
VIC1 | Hydro | 18797.1081 | 17969.4552 | 15619.2051 | 18429.0189 | 17901.174 | 16261.4964 | 15645.1809 | 18910.1914 | 14927.1365 | 12173.5705 | 11626.5421 | 10029.9491 | 11914.2804 | 11560.2254 | 10536.7085 | 10057.0695 | 12185.7218 | 9654.9928 | 7873.1742 | 7503.0864 | 6505.6693 | 7671.55 | 7517.0637 | 6790.014 | 6499.6099 | 7852.5345 | 6229.1234 | 5065.4271 | 4854.8015
VIC1 | Wind | 27225.2753 | 33181.1959 | 27188.4463 | 26814.7417 | 26290.5997 | 25919.2313 | 25434.9122 | 21915.3836 | 21156.2767 | 19564.4464 | 20921.4767 | 17286.4687 | 16790.8479 | 16139.3987 | 16052.3705 | 15523.8131 | 12728.3461 | 11621.8689 | 9925.7698 | 9816.8366 | 8162.4037 | 7651.7814 | 6135.4378 | 5622.281 | 2861.6112 | 2412.5615 | 2116.2862 | 1761.3239 | 566.5204
VIC1 | Solar PV | 2.475 | 2.3463 | 2.3242 | 2.1268 | 1.9257 | 1.9332 | 1.8872 | 1.6859 | 1.6682 | 1.623 | 1.5408 | 1.5266 | 1.3939 | 1.2627 | 1.274 | 1.2356 | 1.1051 | 1.0918 | 4.3322 | 9.944 | 10.1106 | 8.6986 | 8.4033 | 7.9379 | 7.7294 | 6.5177 | 6.1256 | 12.2698 | 12.1936
VIC1 | Grid Battery | 0.10359 | 0.14797 | 0.14383 | 0.16114 | 0.15227 | 0.14565 | 0.12577 | 0.11281 | 0.093823 | 0.091359 | 0.084384 | 0.087988 | 0.065685 | 0.058377 | 0.059196 | 0.057109 | 0.051352 | 0.047681 | 0.047673 | 0.043512 | 0.11521 | 0.093221 | 0.085304 | 0.087145 | 0.083866 | 0.077621 | 0.074264 | 0.069325 | 0.064589
VIC1 | Pumped Hydro | 0 | 0 | 1.0004e-08 | 1.1459e-08 | 1.0848e-08 | 1.1217e-08 | 1.0346e-08 | 1.0375e-08 | 9.7627e-09 | 9.7788e-09 | 1.0028e-08 | 1.7387e-08 | 1.607e-08 | 1.506e-08 | 1.5271e-08 | 1.4734e-08 | 1.7141e-08 | 1.8211e-08 | 3.5796e-08 | 3.4487e-08 | 1.8694e-07 | 1.7878e-07 | 1.5978e-07 | 3.8609e-07 | 3.6843e-07 | 3.3882e-07 | 3.2489e-07 | 0.96554 | 0.86971
VIC1 | VPP | 0.093246 | 0.15603 | 0.22035 | 0.3781 | 0.552 | 0.76019 | 0.8872 | 1.1198 | 1.2878 | 1.5324 | 1.847 | 2.3353 | 2.4924 | 2.4797 | 2.7092 | 2.7854 | 2.7555 | 2.7515 | 2.7836 | 2.7846 | 2.8935 | 2.8525 | 2.6711 | 2.9436 | 2.9049 | 2.72 | 2.6111 | 2.6519 | 2.2975
Total excluding storage |  | 164025.7502 | 157526.7157 | 146090.1287 | 118011.7662 | 117915.1063 | 110220.2407 | 102738.9272 | 99913.7303 | 91161.7554 | 87341.7868 | 84909.3129 | 76589.1728 | 77095.8168 | 72367.4509 | 71532.3986 | 66101.3293 | 61589.2067 | 56974.884 | 47434.1013 | 45526.4869 | 45210.2308 | 44702.3259 | 40149.3839 | 36494.6693 | 32670.2668 | 33108.2501 | 22517.2496 | 8067.922 | 7044.9269
Region | Technology | 2021-22 | 2022-23 | 2023-24 | 2024-25 | 2025-26 | 2026-27 | 2027-28 | 2028-29 | 2029-30 | 2030-31 | 2031-32 | 2032-33 | 2033-34 | 2034-35 | 2035-36 | 2036-37 | 2037-38 | 2038-39 | 2039-40 | 2040-41 | 2041-42 | 2042-43 | 2043-44 | 2044-45 | 2045-46 | 2046-47 | 2047-48 | 2048-49 | 2049-50
SA1 | Black Coal | 0 | 0 | 0 | 0 | 0 | 0 | 0 | 0 | 0 | 0 | 0 | 0 | 0 | 0 | 0 | 0 | 0 | 0 | 0 | 0 | 0 | 0 | 0 | 0 | 0 | 0 | 0 | 0 | 0
SA1 | Brown Coal | 0 | 0 | 0 | 0 | 0 | 0 | 0 | 0 | 0 | 0 | 0 | 0 | 0 | 0 | 0 | 0 | 0 | 0 | 0 | 0 | 0 | 0 | 0 | 0 | 0 | 0 | 0 | 0 | 0
SA1 | CCGT | 7746.9905 | 7360.5443 | 3624.1715 | 2726.7928 | 2577.2892 | 2464.5028 | 2345.8848 | 2256.4495 | 2140.3468 | 2037.4058 | 1938.5794 | 2470.6868 | 2410.237 | 3721.8925 | 1616.2882 | 1535.2089 | 9.6712e-06 | 9.3606e-06 | 1.0894e-05 | 1.0167e-05 | 1.2586e-05 | 1.2544e-05 | 1.2679e-05 | 1.1723e-05 | 1.1527e-05 | 1.131e-05 | 1.0876e-05 | 1.5791e-05 | 1.4678e-05
SA1 | Gas - Steam | 1436.942 | 1412.6232 | 1299.6714 | 157.9953 | 148.4554 | 141.8001 | 134.162 | 130.0747 | 122.2129 | 116.7494 | 111.2377 | 151.1584 | 103.3676 | 250.9911 | 0 | 0 | 0 | 0 | 0 | 0 | 0 | 0 | 0 | 0 | 0 | 0 | 0 | 0 | 0
SA1 | OCGT / Diesel | 478.224 | 243.1272 | 922.807 | 142.6584 | 79.6588 | 249.5726 | 93.8414 | 170.0582 | 11.5528 | 27.4203 | 31.9743 | 646.7731 | 488.7497 | 1380.285 | 544.7507 | 491.5037 | 1625.3407 | 2024.1376 | 2646.5698 | 2522.2275 | 1694.3786 | 2473.7969 | 3358.9148 | 446.6414 | 336.6591 | 533.4783 | 608.0599 | 996.351 | 980.0691
SA1 | Hydro | 0 | 0 | 0 | 0 | 0 | 0 | 0 | 0 | 0 | 0 | 0 | 0 | 0 | 0 | 0 | 0 | 0 | 0 | 0 | 0 | 0 | 0 | 0 | 0 | 0 | 0 | 0 | 0 | 0
SA1 | Wind | 15792.6167 | 17014.955 | 14363.356 | 15138.7433 | 14176.129 | 14810.9194 | 13994.9085 | 12563.442 | 11261.0382 | 10369.9936 | 10444.8939 | 8473.3736 | 8019.169 | 7318.8159 | 6942.2296 | 5908.3614 | 5128.0561 | 4529.5738 | 3396.8317 | 3171.8658 | 2837.2302 | 2678.3065 | 1846.4755 | 2038.7287 | 1238.3858 | 1053.2332 | 1018.6834 | 845.4099 | 633.7594
SA1 | Solar PV | 0.88216 | 0.9802 | 0.94171 | 0.86505 | 0.80469 | 0.78615 | 0.77342 | 0.70164 | 0.69789 | 0.67175 | 0.64397 | 0.62414 | 0.5671 | 0.52772 | 0.51627 | 0.50631 | 0.45989 | 0.4577 | 1.0905 | 3.2597 | 4.5781 | 6.1511 | 6.1636 | 5.7426 | 5.5233 | 4.8329 | 4.3578 | 3.7097 | 3.8937
SA1 | Grid Battery | 0.09359 | 0.089563 | 0.092963 | 0.092549 | 0.086342 | 0.080788 | 0.07058 | 0.065611 | 0.056747 | 0.052142 | 0.048354 | 0.049148 | 0.04594 | 0.032853 | 0.032536 | 0.030976 | 0.028919 | 0.027133 | 0.10987 | 0.1031 | 0.91577 | 0.87607 | 0.82517 | 0.80547 | 0.77692 | 0.71418 | 0.67015 | 0.63788 | 0.57911
SA1 | Pumped Hydro | 0 | 0 | 7.9907e-09 | 7.3832e-09 | 6.9359e-09 | 6.9721e-09 | 6.6659e-09 | 6.7626e-09 | 6.4974e-09 | 6.5862e-09 | 6.5915e-09 | 9.1974e-09 | 8.639e-09 | 8.1358e-09 | 8.2027e-09 | 9.5233e-09 | 9.6746e-09 | 9.573e-09 | 1.1347e-08 | 1.0982e-08 | 1.4236e-08 | 1.3635e-08 | 1.284e-08 | 1.621e-08 | 1.5298e-08 | 1.4242e-08 | 1.3766e-08 | 1.4145e-08 | 1.361e-08
SA1 | VPP | 0.096687 | 0.16266 | 0.21127 | 0.25495 | 0.32909 | 0.4255 | 0.48417 | 0.55052 | 0.58143 | 0.65265 | 0.74889 | 0.86982 | 0.91385 | 0.89166 | 0.94583 | 0.94511 | 0.93473 | 0.92246 | 0.89003 | 0.88302 | 0.78848 | 0.78742 | 0.78077 | 0.78843 | 0.79424 | 0.71501 | 0.6868 | 0.6667 | 0.54078
Total excluding storage |  | 25455.6554 | 26032.2299 | 20210.9476 | 18167.0548 | 16982.3371 | 17667.5811 | 16569.5701 | 15120.7261 | 13535.8486 | 12552.2408 | 12527.3292 | 11742.616 | 11022.0904 | 12672.5121 | 9103.7848 | 7935.5803 | 6753.8567 | 6554.1692 | 6044.4919 | 5697.3531 | 4536.187 | 5158.2545 | 5211.5539 | 2491.1128 | 1580.5682 | 1591.5444 | 1631.101 | 1845.4706 | 1617.7221
Region | Technology | 2021-22 | 2022-23 | 2023-24 | 2024-25 | 2025-26 | 2026-27 | 2027-28 | 2028-29 | 2029-30 | 2030-31 | 2031-32 | 2032-33 | 2033-34 | 2034-35 | 2035-36 | 2036-37 | 2037-38 | 2038-39 | 2039-40 | 2040-41 | 2041-42 | 2042-43 | 2043-44 | 2044-45 | 2045-46 | 2046-47 | 2047-48 | 2048-49 | 2049-50
TAS1 | Black Coal | 0 | 0 | 0 | 0 | 0 | 0 | 0 | 0 | 0 | 0 | 0 | 0 | 0 | 0 | 0 | 0 | 0 | 0 | 0 | 0 | 0 | 0 | 0 | 0 | 0 | 0 | 0 | 0 | 0
TAS1 | Brown Coal | 0 | 0 | 0 | 0 | 0 | 0 | 0 | 0 | 0 | 0 | 0 | 0 | 0 | 0 | 0 | 0 | 0 | 0 | 0 | 0 | 0 | 0 | 0 | 0 | 0 | 0 | 0 | 0 | 0
TAS1 | CCGT | 5.4102e-06 | 5.1098e-06 | 5.1176e-06 | 4.9232e-06 | 4.7144e-06 | 4.6385e-06 | 4.7924e-06 | 4.8977e-06 | 4.8456e-06 | 4.7529e-06 | 4.7343e-06 | 5.7897e-06 | 5.566e-06 | 5.303e-06 | 5.0142e-06 | 4.8032e-06 | 5.1426e-06 | 5.0362e-06 | 5.3924e-06 | 5.0739e-06 | 5.2305e-06 | 5.0386e-06 | 4.8345e-06 | 4.5036e-06 | 4.3273e-06 | 4.5307e-06 | 4.3394e-06 | 5.5762e-06 | 5.322e-06
TAS1 | Gas - Steam | 0 | 0 | 0 | 0 | 0 | 0 | 0 | 0 | 0 | 0 | 0 | 0 | 0 | 0 | 0 | 0 | 0 | 0 | 0 | 0 | 0 | 0 | 0 | 0 | 0 | 0 | 0 | 0 | 0
TAS1 | OCGT / Diesel | 6.6805e-06 | 6.2066e-06 | 6.2325e-06 | 6.0785e-06 | 5.9185e-06 | 6.0194e-06 | 6.1138e-06 | 6.2504e-06 | 6.2547e-06 | 6.1218e-06 | 6.1368e-06 | 10.1585 | 7.2869e-06 | 7.6287e-06 | 2.8599 | 6.7366e-06 | 10.8194 | 7.1663e-06 | 2.1364 | 1.1999 | 4.3898 | 4.4766e-06 | 5.7769 | 5.6033 | 2.9679 | 1.7634 | 0.73031 | 25.0332 | 12.5394
TAS1 | Hydro | 53492.3206 | 51024.0538 | 49479.0493 | 55901.6737 | 53258.2601 | 43418.2151 | 50349.5731 | 49913.9746 | 46228.4028 | 38718.1228 | 37412.673 | 40011.4799 | 39579.173 | 37560.7895 | 32895.1854 | 29646.6584 | 31288.6234 | 28104.9174 | 23779.7689 | 23709.3533 | 20406.9706 | 21646.8201 | 21980.8281 | 19442.1863 | 19358.5609 | 20009.1451 | 17309.1444 | 16185.7202 | 15034.7272
TAS1 | Wind | 3344.9436 | 3864.5276 | 3332.4717 | 3207.6475 | 3265.454 | 3175.0866 | 3082.2403 | 2489.3548 | 2344.4385 | 1984.3654 | 2278.0373 | 1908.1264 | 1904.4067 | 1852.027 | 1713.5725 | 1683.0883 | 1372.2097 | 1311.5994 | 1058.0119 | 1103.1784 | 1026.7172 | 954.1273 | 896.9641 | 688.9551 | 741.2385 | 549.5028 | 522.1812 | 407.7337 | 384.4669
TAS1 | Solar PV | 2.3126e-09 | 3.734e-09 | 4.9905e-09 | 9.1749e-09 | 9.369e-09 | 1.1335e-08 | 1.0154e-08 | 9.928e-09 | 1.1065e-08 | 1.2468e-08 | 1.1997e-08 | 1.2348e-08 | 1.4458e-08 | 1.2243e-08 | 1.324e-08 | 1.2176e-08 | 1.2153e-08 | 1.2085e-08 | 1.6503e-08 | 3.7211e-08 | 3.6004e-08 | 3.4087e-08 | 2.8634e-08 | 2.8416e-08 | 2.6237e-08 | 2.5135e-08 | 2.498e-08 | 2.2997e-08 | 2.0838e-08
TAS1 | Grid Battery | 5.2246e-09 | 7.2681e-09 | 6.8411e-09 | 7.7603e-09 | 1.0362e-08 | 9.9617e-09 | 1.1467e-08 | 1.2174e-08 | 1.4253e-08 | 1.4494e-08 | 1.5565e-08 | 2.0299e-08 | 1.9449e-08 | 1.9603e-08 | 1.9797e-08 | 1.9178e-08 | 1.9201e-08 | 1.9187e-08 | 2.6264e-08 | 2.7534e-08 | 2.888e-08 | 2.6921e-08 | 2.7831e-08 | 2.7884e-08 | 2.5442e-08 | 2.4058e-08 | 2.2724e-08 | 3.2916e-08 | 3.3203e-08
TAS1 | Pumped Hydro | 0 | 0 | 1.9257e-08 | 1.9187e-08 | 2.028e-08 | 2.0514e-08 | 2.1838e-08 | 2.1237e-08 | 2.3115e-08 | 2.4861e-08 | 2.829e-08 | 1.0829e-07 | 1.0291e-07 | 9.9251e-08 | 1.0771e-07 | 0.084812 | 0.40399 | 0.39091 | 0.72293 | 0.68528 | 0.67323 | 0.68466 | 0.64166 | 0.59843 | 0.58625 | 0.52957 | 0.50951 | 0.55188 | 0.47623
TAS1 | VPP | 0.0023034 | 0.0069474 | 0.0046231 | 0.0085884 | 0.021422 | 0.032712 | 0.062163 | 0.074841 | 0.093632 | 0.11664 | 0.14494 | 0.17807 | 0.18849 | 0.18846 | 0.21664 | 0.22199 | 0.20514 | 0.193 | 0.19605 | 0.20432 | 0.20029 | 0.20358 | 0.19617 | 0.1947 | 0.19931 | 0.18081 | 0.16963 | 0.17132 | 0.14823
Total excluding storage |  | 56837.2642 | 54888.5814 | 52811.521 | 59109.3212 | 56523.7141 | 46593.3017 | 53431.8135 | 52403.3295 | 48572.8412 | 40702.4882 | 39690.7103 | 41929.7649 | 41483.5796 | 39412.8165 | 34611.6179 | 31329.7467 | 32671.6525 | 29416.5168 | 24839.9172 | 24813.7316 | 21438.0776 | 22600.9475 | 22883.5692 | 20136.7447 | 20102.7673 | 20560.4113 | 17832.0559 | 16618.4871 | 15431.7335
Explicitly modelled pumping
Region | Technology | 2021-22 | 2022-23 | 2023-24 | 2024-25 | 2025-26 | 2026-27 | 2027-28 | 2028-29 | 2029-30 | 2030-31 | 2031-32 | 2032-33 | 2033-34 | 2034-35 | 2035-36 | 2036-37 | 2037-38 | 2038-39 | 2039-40 | 2040-41 | 2041-42 | 2042-43 | 2043-44 | 2044-45 | 2045-46 | 2046-47 | 2047-48 | 2048-49 | 2049-50
NEM | Grid Battery pump | 0.24272 | 0.31928 | 0.31843 | 0.34532 | 0.32625 | 0.30995 | 0.27087 | 0.24606 | 0.21025 | 0.20045 | 0.18598 | 0.18997 | 0.15775 | 0.13124 | 0.13118 | 0.12602 | 0.11179 | 0.10526 | 0.10317 | 0.083352 | 0.044571 | 0.025096 | 0.022849 | 0.023483 | 0.023048 | 0.01992 | 0.019057 | 0.018062 | 0.015158
NEM | Pumped Hydro Pump | 1203.3908 | 3781.1865 | 4713.8902 | 11258.7063 | 9402.8797 | 8786.5923 | 8451.3637 | 10201.3185 | 7389.8739 | 7851.9531 | 8467.0684 | 11389.1149 | 10571.103 | 8941.9774 | 10458.6879 | 9329.0251 | 7924.1521 | 6878.2926 | 7644.5687 | 7589.6855 | 7254.966 | 7580.5646 | 7057.6608 | 7123.7415 | 7298.8374 | 5967.6897 | 5512.4181 | 5896.0651 | 3926.3614
NEM | VPP pump | 0.47113 | 0.81948 | 1.0789 | 1.7617 | 2.5972 | 3.4071 | 4.0918 | 4.9477 | 5.593 | 6.5543 | 7.6387 | 9.0634 | 9.7377 | 9.808 | 10.4769 | 10.7785 | 9.9305 | 9.925 | 10.0747 | 10.1365 | 10.3769 | 10.4731 | 10.1347 | 10.6579 | 10.3413 | 9.3843 | 9.2244 | 9.2216 | 7.5603
Region | Technology | 2021-22 | 2022-23 | 2023-24 | 2024-25 | 2025-26 | 2026-27 | 2027-28 | 2028-29 | 2029-30 | 2030-31 | 2031-32 | 2032-33 | 2033-34 | 2034-35 | 2035-36 | 2036-37 | 2037-38 | 2038-39 | 2039-40 | 2040-41 | 2041-42 | 2042-43 | 2043-44 | 2044-45 | 2045-46 | 2046-47 | 2047-48 | 2048-49 | 2049-50
NSW1 | Grid Battery pump | 0 | 0 | 0 | 0 | 0 | 0 | 0 | 0 | 0 | 0 | 0 | 0 | 0 | 0 | 0 | 0 | 0 | 0 | 0 | 0 | 0 | 0 | 0 | 0 | 0 | 0 | 0 | 0 | 0
NSW1 | Pumped Hydro Pump | 900.5042 | 2874.057 | 3477.9944 | 7013.0078 | 4788.1882 | 4890.8788 | 5068.8482 | 5921.2385 | 4349.6997 | 4593.5783 | 5389.6372 | 7398.8379 | 6990.4382 | 5765.5402 | 7184.6164 | 6304.0203 | 6053.6243 | 5111.7321 | 5821.1385 | 5737.1934 | 5154.737 | 5776.2126 | 5722.0079 | 5640.0696 | 6006.2146 | 4957.233 | 4620.3725 | 5085.0671 | 3671.7646
NSW1 | VPP pump | 0.17064 | 0.31221 | 0.38445 | 0.67295 | 1.0105 | 1.2871 | 1.5661 | 1.8631 | 2.085 | 2.3989 | 2.7106 | 3.0788 | 3.3238 | 3.3025 | 3.4965 | 3.5916 | 3.5137 | 3.4461 | 3.5328 | 3.4855 | 3.5413 | 3.6028 | 3.5298 | 3.678 | 3.6307 | 3.4019 | 3.2803 | 3.312 | 2.9035
Region | Technology | 2021-22 | 2022-23 | 2023-24 | 2024-25 | 2025-26 | 2026-27 | 2027-28 | 2028-29 | 2029-30 | 2030-31 | 2031-32 | 2032-33 | 2033-34 | 2034-35 | 2035-36 | 2036-37 | 2037-38 | 2038-39 | 2039-40 | 2040-41 | 2041-42 | 2042-43 | 2043-44 | 2044-45 | 2045-46 | 2046-47 | 2047-48 | 2048-49 | 2049-50
QLD1 | Grid Battery pump | 0 | 0.025241 | 0.026859 | 0.031536 | 0.032241 | 0.030385 | 0.027842 | 0.026395 | 0.024165 | 0.02346 | 0.021758 | 0.02087 | 0.019986 | 0.018671 | 0.017922 | 0.017266 | 0.01269 | 0.012595 | 0.012341 | 0 | 0 | 0 | 0 | 0 | 0 | 0 | 0 | 0 | 0
QLD1 | Pumped Hydro Pump | 302.8866 | 907.1295 | 1235.8958 | 4245.6985 | 4614.6915 | 3895.7135 | 3382.5155 | 4280.08 | 3040.1742 | 3258.3748 | 3077.4312 | 3990.277 | 3580.6648 | 3176.4372 | 3274.0715 | 3025.0048 | 1870.5278 | 1766.5605 | 1823.4302 | 1852.4921 | 2100.229 | 1804.352 | 1335.6529 | 1483.6719 | 1292.6228 | 1010.4568 | 892.0456 | 810.9979 | 254.5968
QLD1 | VPP pump | 0.074324 | 0.1233 | 0.18211 | 0.33265 | 0.52612 | 0.68656 | 0.83523 | 1.0353 | 1.1986 | 1.4473 | 1.6974 | 2.0053 | 2.1873 | 2.319 | 2.4259 | 2.5367 | 1.8338 | 1.917 | 2.0013 | 2.0835 | 2.2799 | 2.3358 | 2.3246 | 2.3592 | 2.1124 | 1.741 | 1.8519 | 1.816 | 1.1431
Region | Technology | 2021-22 | 2022-23 | 2023-24 | 2024-25 | 2025-26 | 2026-27 | 2027-28 | 2028-29 | 2029-30 | 2030-31 | 2031-32 | 2032-33 | 2033-34 | 2034-35 | 2035-36 | 2036-37 | 2037-38 | 2038-39 | 2039-40 | 2040-41 | 2041-42 | 2042-43 | 2043-44 | 2044-45 | 2045-46 | 2046-47 | 2047-48 | 2048-49 | 2049-50
VIC1 | Grid Battery pump | 0.12746 | 0.1832 | 0.17706 | 0.19941 | 0.18752 | 0.17983 | 0.15568 | 0.13887 | 0.11584 | 0.11279 | 0.10452 | 0.10842 | 0.081045 | 0.072005 | 0.073086 | 0.070509 | 0.063401 | 0.05907 | 0.058658 | 0.053895 | 0.018668 | 0 | 0 | 0 | 0 | 0 | 0 | 0 | 0
VIC1 | Pumped Hydro Pump | 0 | 0 | 0 | 0 | 0 | 0 | 0 | 0 | 0 | 0 | 0 | 0 | 0 | 0 | 0 | 0 | 0 | 0 | 0 | 0 | 0 | 0 | 0 | 0 | 0 | 0 | 0 | 0 | 0
VIC1 | VPP pump | 0.10971 | 0.18399 | 0.25883 | 0.44571 | 0.64856 | 0.89436 | 1.0462 | 1.3151 | 1.5151 | 1.8029 | 2.1791 | 2.7459 | 2.9302 | 2.9152 | 3.1875 | 3.277 | 3.2419 | 3.2461 | 3.2662 | 3.2854 | 3.3951 | 3.3656 | 3.1331 | 3.4633 | 3.4271 | 3.1907 | 3.0813 | 3.1108 | 2.7032
Region | Technology | 2021-22 | 2022-23 | 2023-24 | 2024-25 | 2025-26 | 2026-27 | 2027-28 | 2028-29 | 2029-30 | 2030-31 | 2031-32 | 2032-33 | 2033-34 | 2034-35 | 2035-36 | 2036-37 | 2037-38 | 2038-39 | 2039-40 | 2040-41 | 2041-42 | 2042-43 | 2043-44 | 2044-45 | 2045-46 | 2046-47 | 2047-48 | 2048-49 | 2049-50
SA1 | Grid Battery pump | 0.11526 | 0.11084 | 0.11451 | 0.11437 | 0.10649 | 0.099741 | 0.087349 | 0.080795 | 0.070245 | 0.064191 | 0.059699 | 0.06068 | 0.056719 | 0.040562 | 0.04017 | 0.038244 | 0.035704 | 0.033594 | 0.032173 | 0.029457 | 0.025904 | 0.025096 | 0.022849 | 0.023483 | 0.023048 | 0.01992 | 0.019057 | 0.018062 | 0.015158
SA1 | Pumped Hydro Pump | 0 | 0 | 0 | 0 | 0 | 0 | 0 | 0 | 0 | 0 | 0 | 0 | 0 | 0 | 0 | 0 | 0 | 0 | 0 | 0 | 0 | 0 | 0 | 0 | 0 | 0 | 0 | 0 | 0
SA1 | VPP pump | 0.11375 | 0.19177 | 0.24816 | 0.30024 | 0.3869 | 0.5006 | 0.5709 | 0.64644 | 0.68406 | 0.76785 | 0.88109 | 1.0234 | 1.0752 | 1.0491 | 1.1128 | 1.112 | 1.0997 | 1.0881 | 1.0444 | 1.0417 | 0.92488 | 0.92926 | 0.9158 | 0.92892 | 0.93587 | 0.83854 | 0.81063 | 0.78182 | 0.63626
Region | Technology | 2021-22 | 2022-23 | 2023-24 | 2024-25 | 2025-26 | 2026-27 | 2027-28 | 2028-29 | 2029-30 | 2030-31 | 2031-32 | 2032-33 | 2033-34 | 2034-35 | 2035-36 | 2036-37 | 2037-38 | 2038-39 | 2039-40 | 2040-41 | 2041-42 | 2042-43 | 2043-44 | 2044-45 | 2045-46 | 2046-47 | 2047-48 | 2048-49 | 2049-50
TAS1 | Grid Battery pump | 0 | 0 | 0 | 0 | 0 | 0 | 0 | 0 | 0 | 0 | 0 | 0 | 0 | 0 | 0 | 0 | 0 | 0 | 0 | 0 | 0 | 0 | 0 | 0 | 0 | 0 | 0 | 0 | 0
TAS1 | Pumped Hydro Pump | 0 | 0 | 0 | 0 | 0 | 0 | 0 | 0 | 0 | 0 | 0 | 0 | 0 | 0 | 0 | 0 | 0 | 0 | 0 | 0 | 0 | 0 | 0 | 0 | 0 | 0 | 0 | 0 | 0
TAS1 | VPP pump | 0.0027103 | 0.0082172 | 0.0053989 | 0.010189 | 0.025124 | 0.03848 | 0.073376 | 0.087812 | 0.11016 | 0.13723 | 0.17053 | 0.21003 | 0.22124 | 0.22231 | 0.25429 | 0.26118 | 0.24135 | 0.22769 | 0.23003 | 0.24039 | 0.23565 | 0.23957 | 0.2314 | 0.22842 | 0.23511 | 0.2121 | 0.20017 | 0.20097 | 0.17439

## Marinus_FOM Cost
FOM cost by technology ($000s) - Marinus Link, Fast Change Scenario
FOM | Real June 2020 dollars discounted to 1 July 2020. For new entrant capacity, the FOM is incurred annually in modelling. For existing capacity, FOM is considered to be a sunk cost, since the fixed retirement dates are assumed to be the same in the Base Case and the case with Marinus Link. As such, early retirements are presented as an annual FOM saving, or negative cost, that continues until the assumed fixed date retirement.
Explicitly modelled generation
Region | Technology | 2021-22 | 2022-23 | 2023-24 | 2024-25 | 2025-26 | 2026-27 | 2027-28 | 2028-29 | 2029-30 | 2030-31 | 2031-32 | 2032-33 | 2033-34 | 2034-35 | 2035-36 | 2036-37 | 2037-38 | 2038-39 | 2039-40 | 2040-41 | 2041-42 | 2042-43 | 2043-44 | 2044-45 | 2045-46 | 2046-47 | 2047-48 | 2048-49 | 2049-50
NEM | Black Coal | 0 | 0 | 0 | -96023.5204 | -36831.9928 | 136973.1131 | -67179.6191 | -180989.0116 | -195493.7261 | -186539.8149 | 204964.3764 | 330039.2453 | 184124.0436 | -111722.1185 | -6625.0412 | -0.0033655 | -0.0007483 | -0.00071403 | -0.00068315 | -0.00065003 | 239835.4414 | 0 | 0 | 0 | 0 | 0 | 0 | 0 | 0
NEM | Brown Coal | 0 | 0 | 0 | -148388.4297 | -141592.0131 | -159866.8579 | 151885.0856 | 434833.5617 | -105352.1733 | -68541.0579 | -32788.3754 | -0.0047116 | -0.0044958 | -0.0042899 | -0.0041044 | -0.0039054 | 190672.8148 | 363063.5478 | -0.0034021 | -0.0032372 | -0.0030889 | -0.0029475 | -0.00282 | -0.0026833 | -0.0025604 | -0.0024431 | -0.0018058 | 0 | 0
NEM | CCGT | 1.5893e-05 | 1.5165e-05 | 1.4509e-05 | 1.3806e-05 | 1.3173e-05 | 1.257e-05 | 1.2026e-05 | 1.1444e-05 | 1.0919e-05 | 1.0419e-05 | 9.9687e-06 | 1.7068e-05 | 1.6287e-05 | 1.5541e-05 | 1.4868e-05 | 1.4148e-05 | 2.2791e-05 | 2.1747e-05 | 2.7222e-05 | 2.5903e-05 | 2.8456e-05 | 2.8683e-05 | 2.8059e-05 | 2.6699e-05 | 2.5476e-05 | 2.5169e-05 | 2.4081e-05 | 3.7199e-05 | 3.5495e-05
NEM | Gas - Steam | 0 | 0 | 0 | 0 | 0 | 0 | 0 | 0 | 0 | 0 | 0 | 0 | 0 | 0 | 0 | 0 | 0 | 0 | 0 | 0 | 0 | 0 | 0 | 0 | 0 | 0 | 0 | 0 | 0
NEM | OCGT / Diesel | 6.6378e-05 | 6.3338e-05 | 6.0598e-05 | 5.7661e-05 | 5.502e-05 | 5.25e-05 | 5.023e-05 | 4.7795e-05 | 4.5606e-05 | 4.3517e-05 | 4.1635e-05 | 5.8232e-05 | 5.5565e-05 | 5.302e-05 | 5.0727e-05 | 4.8268e-05 | 7.5848e-05 | 7.2374e-05 | 1690.749 | 1608.7988 | 1535.1134 | 1464.8029 | 1401.452 | 6475.1954 | 7909.9742 | 12030.1389 | 11509.8507 | 14663.8728 | 13992.245
NEM | Hydro | 0 | 0 | 0 | 0 | 0 | 0 | 0 | 0 | 0 | 0 | 0 | 0 | 0 | 0 | 0 | 0 | 0 | 0 | 0 | 0 | 0 | 0 | 0 | 0 | 0 | 0 | 0 | 0 | 0
NEM | Wind | 14613.4423 | 33101.4902 | 53095.9634 | 71213.6339 | 86945.3419 | 87649.5657 | 100357.684 | 111322.9107 | 186781.6215 | 180486.367 | 174804.1819 | 215571.3858 | 206009.1312 | 206617.5778 | 204527.1843 | 211032.6929 | 245934.0826 | 247783.2097 | 244779.4002 | 234360.8465 | 240519.2279 | 247762.1271 | 246320.5945 | 237208.0716 | 239278.6569 | 245891.1782 | 258403.1888 | 255235.5973 | 258914.0204
NEM | Solar PV | 9.3077e-05 | 0.00015596 | 0.00015088 | 0.00029265 | 2134.9302 | 14106.3815 | 24707.9946 | 35449.6934 | 67316.0522 | 64232.8742 | 61454.8838 | 58476.1818 | 55797.8834 | 53242.2551 | 50939.5951 | 48470.5661 | 64314.1643 | 62578.6072 | 68402.482 | 75950.5048 | 76994.0405 | 108016.4405 | 103475.059 | 98459.6498 | 93950.0475 | 106156.7205 | 103648.8525 | 108517.9836 | 109593.2924
NEM | Grid Battery | 8.0743e-05 | 0.0001184 | 0.00011328 | 0.00013779 | 0.00018006 | 0.00018687 | 0.00023431 | 0.00026494 | 2235.4437 | 2133.057 | 2040.805 | 1941.8886 | 1983.0316 | 1892.2057 | 1810.3702 | 1722.6221 | 17880.1707 | 17061.2316 | 19736.2653 | 18779.6536 | 32729.4428 | 31230.3843 | 29879.7098 | 28431.448 | 27129.2443 | 32116.2936 | 30727.3046 | 29237.9605 | 27898.8173
NEM | Pumped Hydro | 0 | 0 | 0.00014948 | 0.00016064 | 0.00015725 | 0.00015461 | 0.00015856 | 0.00016282 | 21973.2173 | 20966.8104 | 20060.0224 | 19087.7187 | 18213.472 | 17379.2672 | 16627.6359 | 16061.8605 | 18778.5884 | 17943.2879 | 18242.5391 | 17358.328 | 16646.846 | 22395.1285 | 21426.5676 | 20388.028 | 19454.2252 | 20557.7305 | 19668.6347 | 21595.1898 | 25973.238
NEM | VPP | 0 | 0 | 0 | 0 | 0 | 0 | 0 | 0 | 0 | 0 | 0 | 0 | 0 | 0 | 0 | 0 | 0 | 0 | 0 | 0 | 0 | 0 | 0 | 0 | 0 | 0 | 0 | 0 | 0
Total excluding storage |  | 14613.4425 | 33101.4904 | 53095.9637 | -173198.3159 | -89343.7336 | 78862.2024 | 209771.1452 | 400617.1542 | -46748.2257 | -10361.6316 | 408435.0667 | 604086.8083 | 445931.0538 | 148137.7102 | 248841.7341 | 259503.2518 | 500921.061 | 673425.364 | 314872.6271 | 311920.1463 | 558883.8202 | 357243.3675 | 351197.1027 | 342142.9142 | 341138.6761 | 364078.0352 | 373561.8902 | 378417.4537 | 382499.5578
Region | Technology | 2021-22 | 2022-23 | 2023-24 | 2024-25 | 2025-26 | 2026-27 | 2027-28 | 2028-29 | 2029-30 | 2030-31 | 2031-32 | 2032-33 | 2033-34 | 2034-35 | 2035-36 | 2036-37 | 2037-38 | 2038-39 | 2039-40 | 2040-41 | 2041-42 | 2042-43 | 2043-44 | 2044-45 | 2045-46 | 2046-47 | 2047-48 | 2048-49 | 2049-50
NSW1 | Black Coal | 0 | 0 | 0 | -22142.8828 | 33664.7988 | -114465.2351 | -118223.5514 | -112493.2866 | -130135.2099 | -124174.8186 | -118804.415 | 225954.5862 | -62909.4873 | -60028.1367 | -0.0005266 | -0.00050107 | -0.00047812 | -0.00045622 | -0.00043649 | -0.00041534 | -0.00039631 | 0 | 0 | 0 | 0 | 0 | 0 | 0 | 0
NSW1 | Brown Coal | 0 | 0 | 0 | 0 | 0 | 0 | 0 | 0 | 0 | 0 | 0 | 0 | 0 | 0 | 0 | 0 | 0 | 0 | 0 | 0 | 0 | 0 | 0 | 0 | 0 | 0 | 0 | 0 | 0
NSW1 | CCGT | 3.4361e-06 | 3.2787e-06 | 3.1369e-06 | 2.9849e-06 | 2.8482e-06 | 2.7177e-06 | 2.6002e-06 | 2.4742e-06 | 2.3608e-06 | 2.2527e-06 | 2.1553e-06 | 4.2062e-06 | 4.0135e-06 | 3.8297e-06 | 3.6641e-06 | 3.4865e-06 | 7.5966e-06 | 7.2486e-06 | 7.9836e-06 | 7.5966e-06 | 8.5803e-06 | 8.1873e-06 | 8.4498e-06 | 8.0402e-06 | 7.672e-06 | 7.3206e-06 | 7.004e-06 | 1.1552e-05 | 1.1023e-05
NSW1 | Gas - Steam | 0 | 0 | 0 | 0 | 0 | 0 | 0 | 0 | 0 | 0 | 0 | 0 | 0 | 0 | 0 | 0 | 0 | 0 | 0 | 0 | 0 | 0 | 0 | 0 | 0 | 0 | 0 | 0 | 0
NSW1 | OCGT / Diesel | 1.3746e-05 | 1.3117e-05 | 1.255e-05 | 1.1941e-05 | 1.1394e-05 | 1.0872e-05 | 1.0402e-05 | 9.8981e-06 | 9.4447e-06 | 9.0121e-06 | 8.6224e-06 | 1.2683e-05 | 1.2102e-05 | 1.1548e-05 | 1.1048e-05 | 1.0513e-05 | 3.3512e-05 | 3.1977e-05 | 5.6087e-05 | 5.3369e-05 | 5.0924e-05 | 4.8592e-05 | 4.649e-05 | 3954.8702 | 3773.7311 | 3600.8885 | 3445.1546 | 6133.1405 | 5852.2333
NSW1 | Hydro | 0 | 0 | 0 | 0 | 0 | 0 | 0 | 0 | 0 | 0 | 0 | 0 | 0 | 0 | 0 | 0 | 0 | 0 | 0 | 0 | 0 | 0 | 0 | 0 | 0 | 0 | 0 | 0 | 0
NSW1 | Wind | 0.00029996 | 19157.3662 | 36664.0481 | 52634.0135 | 64340.9409 | 63354.4087 | 62899.4852 | 60477.3929 | 122716.1363 | 117095.5499 | 112031.3157 | 108576.7402 | 103603.7597 | 107079.8854 | 107502.385 | 102291.7724 | 98917.5653 | 101207.119 | 102943.6684 | 97954.0156 | 108565.069 | 105281.6742 | 100728.3752 | 95846.0971 | 91571.5045 | 87377.3898 | 93843.3741 | 89294.8103 | 85204.9716
NSW1 | Solar PV | 2.1875e-05 | 4.5536e-05 | 4.3566e-05 | 9.3247e-05 | 2134.9301 | 14106.3813 | 24707.9944 | 35449.6932 | 67316.0519 | 64232.8739 | 61454.8835 | 58476.1812 | 55797.8828 | 53242.2546 | 50939.5945 | 48470.5656 | 52474.0084 | 51280.7484 | 54431.3039 | 51793.0328 | 49420.8328 | 64312.0648 | 61530.6495 | 58548.2749 | 55866.6745 | 59953.6472 | 59444.0036 | 60890.1008 | 62721.6294
NSW1 | Grid Battery | 2.8196e-05 | 4.141e-05 | 3.9619e-05 | 5.1846e-05 | 6.0307e-05 | 6.3232e-05 | 8.084e-05 | 8.5649e-05 | 2235.4435 | 2133.0568 | 2040.8048 | 1941.8875 | 1852.9461 | 1768.0784 | 1691.6112 | 1609.6193 | 1535.8992 | 1465.5526 | 4273.292 | 4066.1667 | 12220.8975 | 11661.1618 | 11156.8313 | 10616.0626 | 10129.8307 | 9665.869 | 9247.8324 | 8799.5926 | 8396.5579
NSW1 | Pumped Hydro | 0 | 0 | 4.4304e-05 | 5.1304e-05 | 4.8954e-05 | 4.6712e-05 | 4.766e-05 | 4.978e-05 | 21973.2172 | 20966.8103 | 20060.0223 | 19087.7182 | 18213.4716 | 17379.2668 | 16627.6355 | 15821.6983 | 15097.0404 | 14405.5729 | 13782.5502 | 13114.5136 | 12513.8488 | 11940.6955 | 11424.2755 | 10870.5438 | 10372.6563 | 9897.5728 | 9469.5154 | 9010.5304 | 8597.8344
NSW1 | VPP | 0 | 0 | 0 | 0 | 0 | 0 | 0 | 0 | 0 | 0 | 0 | 0 | 0 | 0 | 0 | 0 | 0 | 0 | 0 | 0 | 0 | 0 | 0 | 0 | 0 | 0 | 0 | 0 | 0
Total excluding storage |  | 0.00033902 | 19157.3662 | 36664.0482 | 30491.1309 | 100140.6698 | -37004.4451 | -30616.0718 | -16566.2006 | 59896.9783 | 57153.6052 | 54681.7841 | 393007.5076 | 96492.1552 | 100294.0033 | 158441.979 | 150762.3376 | 151391.5732 | 152487.867 | 157374.972 | 149747.0481 | 157985.9014 | 169593.7391 | 162259.0247 | 158349.2422 | 151211.9102 | 150931.9255 | 156732.5323 | 156318.0516 | 153778.8343
Region | Technology | 2021-22 | 2022-23 | 2023-24 | 2024-25 | 2025-26 | 2026-27 | 2027-28 | 2028-29 | 2029-30 | 2030-31 | 2031-32 | 2032-33 | 2033-34 | 2034-35 | 2035-36 | 2036-37 | 2037-38 | 2038-39 | 2039-40 | 2040-41 | 2041-42 | 2042-43 | 2043-44 | 2044-45 | 2045-46 | 2046-47 | 2047-48 | 2048-49 | 2049-50
QLD1 | Black Coal | 0 | 0 | 0 | -73880.6377 | -70496.7917 | 251438.3482 | 51043.9323 | -68495.725 | -65358.5162 | -62364.9963 | 323768.7915 | 104084.6591 | 247033.5309 | -51693.9818 | -6625.0407 | -0.0028644 | -0.00027018 | -0.0002578 | -0.00024665 | -0.0002347 | 239835.4418 | 0 | 0 | 0 | 0 | 0 | 0 | 0 | 0
QLD1 | Brown Coal | 0 | 0 | 0 | 0 | 0 | 0 | 0 | 0 | 0 | 0 | 0 | 0 | 0 | 0 | 0 | 0 | 0 | 0 | 0 | 0 | 0 | 0 | 0 | 0 | 0 | 0 | 0 | 0 | 0
QLD1 | CCGT | 3.6599e-06 | 3.4923e-06 | 3.3413e-06 | 3.1793e-06 | 3.0337e-06 | 2.8948e-06 | 2.7696e-06 | 2.6353e-06 | 2.5146e-06 | 2.3995e-06 | 2.2957e-06 | 3.8992e-06 | 3.7206e-06 | 3.5502e-06 | 3.3967e-06 | 3.2321e-06 | 6.3775e-06 | 6.0854e-06 | 9.2319e-06 | 8.7844e-06 | 8.3821e-06 | 9.5291e-06 | 9.1169e-06 | 8.675e-06 | 8.2777e-06 | 8.7586e-06 | 8.3798e-06 | 7.9736e-06 | 7.6084e-06
QLD1 | Gas - Steam | 0 | 0 | 0 | 0 | 0 | 0 | 0 | 0 | 0 | 0 | 0 | 0 | 0 | 0 | 0 | 0 | 0 | 0 | 0 | 0 | 0 | 0 | 0 | 0 | 0 | 0 | 0 | 0 | 0
QLD1 | OCGT / Diesel | 1.3523e-05 | 1.2904e-05 | 1.2346e-05 | 1.1747e-05 | 1.1209e-05 | 1.0696e-05 | 1.0233e-05 | 9.7374e-06 | 9.2914e-06 | 8.8658e-06 | 8.4824e-06 | 1.1849e-05 | 1.1306e-05 | 1.0789e-05 | 1.0322e-05 | 9.8217e-06 | 1.3905e-05 | 1.3268e-05 | 1690.7489 | 1608.7987 | 1535.1133 | 1464.8027 | 1401.4519 | 1333.5239 | 3003.7991 | 7348.6741 | 7030.8533 | 7176.7021 | 6847.9981
QLD1 | Hydro | 0 | 0 | 0 | 0 | 0 | 0 | 0 | 0 | 0 | 0 | 0 | 0 | 0 | 0 | 0 | 0 | 0 | 0 | 0 | 0 | 0 | 0 | 0 | 0 | 0 | 0 | 0 | 0 | 0
QLD1 | Wind | 14613.4412 | 13944.1233 | 13341.0576 | 12694.4204 | 14131.8287 | 13484.5694 | 24506.9782 | 36040.284 | 47570.2665 | 45391.4757 | 43428.3518 | 56366.155 | 54095.7429 | 51618.0753 | 49385.6589 | 54108.6245 | 66355.318 | 63316.1431 | 60577.8001 | 57641.6099 | 56796.5052 | 70277.9133 | 67238.4825 | 66806.023 | 69978.1986 | 70845.2081 | 67781.2426 | 64495.9034 | 73957.8671
QLD1 | Solar PV | 3.0045e-05 | 4.9219e-05 | 4.709e-05 | 8.4632e-05 | 8.0756e-05 | 8.1375e-05 | 0.00010979 | 0.00010447 | 0.00018065 | 0.00017237 | 0.00016492 | 0.00015693 | 0.00015075 | 0.00014384 | 0.00013762 | 0.00013095 | 11840.1548 | 11297.8576 | 10809.2396 | 14119.3316 | 16900.8074 | 31223.9679 | 29873.5709 | 28425.6067 | 27123.6705 | 35745.3418 | 34199.4011 | 32541.765 | 32476.5123
QLD1 | Grid Battery | 1.3708e-05 | 1.8759e-05 | 1.7947e-05 | 2.3051e-05 | 3.0399e-05 | 2.9006e-05 | 4.5588e-05 | 6.1371e-05 | 5.856e-05 | 5.5878e-05 | 6.0024e-05 | 0.00069639 | 130.0852 | 124.1271 | 118.7588 | 113.0025 | 16344.2712 | 15595.6786 | 14921.1853 | 14197.9593 | 13547.6711 | 12927.1671 | 12368.0835 | 11768.6057 | 11229.5856 | 16944.8636 | 16212.0197 | 15426.2273 | 14719.6826
QLD1 | Pumped Hydro | 0 | 0 | 1.9285e-05 | 2.2688e-05 | 2.1649e-05 | 2.0657e-05 | 2.0998e-05 | 2.3826e-05 | 2.2735e-05 | 2.2898e-05 | 2.3188e-05 | 7.1918e-05 | 9.0129e-05 | 8.6001e-05 | 8.2282e-05 | 7.8293e-05 | 2388.127 | 2278.7471 | 2180.1942 | 2074.5208 | 1979.5046 | 8399.5737 | 8036.3028 | 7646.7853 | 7296.5508 | 8956.8962 | 8569.5218 | 8154.1593 | 13147.8272
QLD1 | VPP | 0 | 0 | 0 | 0 | 0 | 0 | 0 | 0 | 0 | 0 | 0 | 0 | 0 | 0 | 0 | 0 | 0 | 0 | 0 | 0 | 0 | 0 | 0 | 0 | 0 | 0 | 0 | 0 | 0
Total excluding storage |  | 14613.4413 | 13944.1234 | 13341.0577 | -61186.2172 | -56364.9628 | 264922.9177 | 75550.9107 | -32455.4409 | -17788.2495 | -16973.5205 | 367197.1435 | 160450.8143 | 301129.274 | -75.9064 | 42760.6184 | 54108.6218 | 78195.4726 | 74614.0005 | 73077.7884 | 73369.74 | 315067.8676 | 102966.6839 | 98513.5053 | 96565.1535 | 100105.6682 | 113939.2241 | 109011.497 | 104214.3705 | 113282.3776
Region | Technology | 2021-22 | 2022-23 | 2023-24 | 2024-25 | 2025-26 | 2026-27 | 2027-28 | 2028-29 | 2029-30 | 2030-31 | 2031-32 | 2032-33 | 2033-34 | 2034-35 | 2035-36 | 2036-37 | 2037-38 | 2038-39 | 2039-40 | 2040-41 | 2041-42 | 2042-43 | 2043-44 | 2044-45 | 2045-46 | 2046-47 | 2047-48 | 2048-49 | 2049-50
VIC1 | Black Coal | 0 | 0 | 0 | 0 | 0 | 0 | 0 | 0 | 0 | 0 | 0 | 0 | 0 | 0 | 0 | 0 | 0 | 0 | 0 | 0 | 0 | 0 | 0 | 0 | 0 | 0 | 0 | 0 | 0
VIC1 | Brown Coal | 0 | 0 | 0 | -148388.4297 | -141592.0131 | -159866.8579 | 151885.0856 | 434833.5617 | -105352.1733 | -68541.0579 | -32788.3754 | -0.0047116 | -0.0044958 | -0.0042899 | -0.0041044 | -0.0039054 | 190672.8148 | 363063.5478 | -0.0034021 | -0.0032372 | -0.0030889 | -0.0029475 | -0.00282 | -0.0026833 | -0.0025604 | -0.0024431 | -0.0018058 | 0 | 0
VIC1 | CCGT | 3.0339e-06 | 2.895e-06 | 2.7698e-06 | 2.6355e-06 | 2.5148e-06 | 2.3996e-06 | 2.2958e-06 | 2.1846e-06 | 2.0845e-06 | 1.989e-06 | 1.903e-06 | 3.1944e-06 | 3.0481e-06 | 2.9085e-06 | 2.7827e-06 | 2.6478e-06 | 3.1674e-06 | 3.0223e-06 | 3.8519e-06 | 3.6652e-06 | 4.3554e-06 | 4.1559e-06 | 3.9762e-06 | 3.7834e-06 | 3.6101e-06 | 3.4448e-06 | 3.2958e-06 | 9.1748e-06 | 8.7546e-06
VIC1 | Gas - Steam | 0 | 0 | 0 | 0 | 0 | 0 | 0 | 0 | 0 | 0 | 0 | 0 | 0 | 0 | 0 | 0 | 0 | 0 | 0 | 0 | 0 | 0 | 0 | 0 | 0 | 0 | 0 | 0 | 0
VIC1 | OCGT / Diesel | 1.2976e-05 | 1.2381e-05 | 1.1846e-05 | 1.1272e-05 | 1.0756e-05 | 1.0263e-05 | 9.8191e-06 | 9.3432e-06 | 8.9152e-06 | 8.5069e-06 | 8.139e-06 | 1.1481e-05 | 1.0955e-05 | 1.0454e-05 | 1.0002e-05 | 9.5168e-06 | 9.0809e-06 | 8.665e-06 | 1.4365e-05 | 1.3668e-05 | 2.174e-05 | 2.0744e-05 | 1.9847e-05 | 4.9105e-05 | 4.6856e-05 | 4.471e-05 | 4.2776e-05 | 370.2976 | 353.3374
VIC1 | Hydro | 0 | 0 | 0 | 0 | 0 | 0 | 0 | 0 | 0 | 0 | 0 | 0 | 0 | 0 | 0 | 0 | 0 | 0 | 0 | 0 | 0 | 0 | 0 | 0 | 0 | 0 | 0 | 0 | 0
VIC1 | Wind | 0.00017565 | 0.00016761 | 0.00016308 | 0.00021745 | 0.00020749 | 0.00019799 | 0.0001939 | 0.00021092 | 0.00020126 | 0.00019406 | 0.00023739 | 9795.1538 | 9346.5209 | 8918.4378 | 8532.7266 | 11898.766 | 29758.4622 | 28395.4795 | 27167.411 | 25850.6137 | 24666.6162 | 24024.0687 | 32258.9237 | 30695.342 | 35575.7656 | 45949.7574 | 55777.8004 | 58494.4643 | 58767.9572
VIC1 | Solar PV | 8.8547e-06 | 1.0541e-05 | 1.0085e-05 | 2.9456e-05 | 2.8107e-05 | 2.682e-05 | 3.2528e-05 | 3.5453e-05 | 3.3829e-05 | 3.7611e-05 | 3.5984e-05 | 9.5284e-05 | 9.092e-05 | 8.6756e-05 | 8.3004e-05 | 7.8981e-05 | 0.00021369 | 0.00034736 | 2597.9108 | 7449.8223 | 7108.6091 | 6783.0239 | 6489.6667 | 6175.1143 | 5892.2846 | 5622.409 | 5379.2469 | 10684.1476 | 10194.7974
VIC1 | Grid Battery | 1.2637e-05 | 1.9072e-05 | 1.8247e-05 | 2.1217e-05 | 3.0436e-05 | 3.3451e-05 | 3.6625e-05 | 3.8676e-05 | 4.8235e-05 | 4.6026e-05 | 4.8623e-05 | 9.8826e-05 | 9.43e-05 | 8.9981e-05 | 8.6089e-05 | 8.1917e-05 | 8.3451e-05 | 8.8634e-05 | 0.00031567 | 0.00030037 | 660.7968 | 630.5313 | 603.2616 | 574.0217 | 547.7306 | 522.6437 | 500.04 | 475.8032 | 454.0107
VIC1 | Pumped Hydro | 0 | 0 | 2.1382e-05 | 2.5269e-05 | 2.4111e-05 | 2.4229e-05 | 2.3181e-05 | 2.3313e-05 | 2.2245e-05 | 2.1226e-05 | 2.2094e-05 | 4.1613e-05 | 3.9707e-05 | 3.7888e-05 | 3.625e-05 | 3.4493e-05 | 4.1642e-05 | 4.4938e-05 | 8.9953e-05 | 8.5593e-05 | 0.00049861 | 0.00047577 | 0.00045519 | 0.0010169 | 0.0009703 | 0.00092586 | 0.00088582 | 2733.4642 | 2608.2674
VIC1 | VPP | 0 | 0 | 0 | 0 | 0 | 0 | 0 | 0 | 0 | 0 | 0 | 0 | 0 | 0 | 0 | 0 | 0 | 0 | 0 | 0 | 0 | 0 | 0 | 0 | 0 | 0 | 0 | 0 | 0
Total excluding storage |  | 0.00020052 | 0.00019343 | 0.00018778 | -148388.4295 | -141592.0128 | -159866.8577 | 151885.0859 | 434833.5619 | -105352.1731 | -68541.0576 | -32788.3752 | 9795.1492 | 9346.5165 | 8918.4336 | 8532.7226 | 11898.7622 | 220431.2772 | 391459.0276 | 29765.3184 | 33300.4328 | 31775.2222 | 30807.0897 | 38748.5876 | 36870.4537 | 41468.0477 | 51572.164 | 61157.0455 | 69548.9095 | 69316.092
Region | Technology | 2021-22 | 2022-23 | 2023-24 | 2024-25 | 2025-26 | 2026-27 | 2027-28 | 2028-29 | 2029-30 | 2030-31 | 2031-32 | 2032-33 | 2033-34 | 2034-35 | 2035-36 | 2036-37 | 2037-38 | 2038-39 | 2039-40 | 2040-41 | 2041-42 | 2042-43 | 2043-44 | 2044-45 | 2045-46 | 2046-47 | 2047-48 | 2048-49 | 2049-50
SA1 | Black Coal | 0 | 0 | 0 | 0 | 0 | 0 | 0 | 0 | 0 | 0 | 0 | 0 | 0 | 0 | 0 | 0 | 0 | 0 | 0 | 0 | 0 | 0 | 0 | 0 | 0 | 0 | 0 | 0 | 0
SA1 | Brown Coal | 0 | 0 | 0 | 0 | 0 | 0 | 0 | 0 | 0 | 0 | 0 | 0 | 0 | 0 | 0 | 0 | 0 | 0 | 0 | 0 | 0 | 0 | 0 | 0 | 0 | 0 | 0 | 0 | 0
SA1 | CCGT | 2.9871e-06 | 2.8503e-06 | 2.727e-06 | 2.5948e-06 | 2.476e-06 | 2.3626e-06 | 2.2604e-06 | 2.1508e-06 | 2.0523e-06 | 1.9583e-06 | 1.8736e-06 | 3.4719e-06 | 3.3129e-06 | 3.1611e-06 | 3.0244e-06 | 2.8778e-06 | 3.8332e-06 | 3.6576e-06 | 4.4965e-06 | 4.2785e-06 | 5.6322e-06 | 5.3742e-06 | 5.1418e-06 | 4.8926e-06 | 4.6685e-06 | 4.4547e-06 | 4.262e-06 | 6.686e-06 | 6.3798e-06
SA1 | Gas - Steam | 0 | 0 | 0 | 0 | 0 | 0 | 0 | 0 | 0 | 0 | 0 | 0 | 0 | 0 | 0 | 0 | 0 | 0 | 0 | 0 | 0 | 0 | 0 | 0 | 0 | 0 | 0 | 0 | 0
SA1 | OCGT / Diesel | 1.297e-05 | 1.2376e-05 | 1.1841e-05 | 1.1267e-05 | 1.0751e-05 | 1.0258e-05 | 9.8148e-06 | 9.3391e-06 | 8.9113e-06 | 8.5032e-06 | 8.1354e-06 | 1.1861e-05 | 1.1318e-05 | 1.0799e-05 | 1.0332e-05 | 9.8315e-06 | 1.1157e-05 | 1.0646e-05 | 1.9847e-05 | 1.8885e-05 | 3.5432e-05 | 3.3809e-05 | 3.2347e-05 | 1186.8012 | 1132.4439 | 1080.5763 | 1033.8427 | 983.7326 | 938.6762
SA1 | Hydro | 0 | 0 | 0 | 0 | 0 | 0 | 0 | 0 | 0 | 0 | 0 | 0 | 0 | 0 | 0 | 0 | 0 | 0 | 0 | 0 | 0 | 0 | 0 | 0 | 0 | 0 | 0 | 0 | 0
SA1 | Wind | 0.00032858 | 0.00031353 | 0.00039601 | 0.00040052 | 0.00038217 | 0.00036467 | 0.0003489 | 0.00040626 | 0.00038765 | 0.00037562 | 0.00051426 | 18302.9668 | 17464.663 | 16664.7548 | 15944.0256 | 18988.6852 | 26618.4113 | 30139.8909 | 28918.716 | 27517.0334 | 26256.7113 | 25054.1138 | 23970.5552 | 22808.7086 | 22065.4965 | 22551.1782 | 22662.1033 | 25500.6214 | 24332.654
SA1 | Solar PV | 2.8608e-05 | 4.482e-05 | 4.2881e-05 | 7.3293e-05 | 7.1919e-05 | 6.8625e-05 | 7.8735e-05 | 8.9017e-05 | 8.494e-05 | 9.43e-05 | 0.00010073 | 0.00031752 | 0.00031574 | 0.00030128 | 0.00028825 | 0.00027428 | 0.00086831 | 0.00083273 | 564.0277 | 2588.3181 | 3563.7913 | 5697.3838 | 5581.1719 | 5310.654 | 5067.4179 | 4835.3224 | 4626.2008 | 4401.9701 | 4200.3532
SA1 | Grid Battery | 1.3112e-05 | 2.08e-05 | 1.9901e-05 | 2.1351e-05 | 3.0819e-05 | 3.4373e-05 | 3.8915e-05 | 4.3316e-05 | 5.2951e-05 | 5.0525e-05 | 5.2716e-05 | 0.00013893 | 0.00013257 | 0.0001265 | 0.00012102 | 0.00017277 | 0.00016486 | 0.00015731 | 541.7876 | 515.5273 | 6300.0773 | 6011.5241 | 5751.5333 | 5472.758 | 5222.0973 | 4982.9173 | 4767.4124 | 4536.3372 | 4328.566
SA1 | Pumped Hydro | 0 | 0 | 1.6623e-05 | 1.5817e-05 | 1.5093e-05 | 1.4402e-05 | 1.3779e-05 | 1.3111e-05 | 1.251e-05 | 1.1937e-05 | 1.1421e-05 | 1.816e-05 | 1.7328e-05 | 1.6535e-05 | 1.582e-05 | 1.9097e-05 | 1.9754e-05 | 1.9558e-05 | 2.38e-05 | 2.2646e-05 | 3.1495e-05 | 3.0052e-05 | 2.8753e-05 | 3.502e-05 | 3.3416e-05 | 3.1885e-05 | 3.0506e-05 | 3.116e-05 | 2.9733e-05
SA1 | VPP | 0 | 0 | 0 | 0 | 0 | 0 | 0 | 0 | 0 | 0 | 0 | 0 | 0 | 0 | 0 | 0 | 0 | 0 | 0 | 0 | 0 | 0 | 0 | 0 | 0 | 0 | 0 | 0 | 0
Total excluding storage |  | 0.00037315 | 0.00037358 | 0.00045346 | 0.00048767 | 0.00046732 | 0.00044592 | 0.00043971 | 0.00050676 | 0.00048355 | 0.00048039 | 0.000625 | 18302.9671 | 17464.6633 | 16664.7551 | 15944.0259 | 18988.6855 | 26618.4122 | 30139.8917 | 29482.7437 | 30105.3515 | 29820.5026 | 30751.4977 | 29551.7271 | 29306.1638 | 28265.3583 | 28467.0768 | 28322.1469 | 30886.3242 | 29471.6834
Region | Technology | 2021-22 | 2022-23 | 2023-24 | 2024-25 | 2025-26 | 2026-27 | 2027-28 | 2028-29 | 2029-30 | 2030-31 | 2031-32 | 2032-33 | 2033-34 | 2034-35 | 2035-36 | 2036-37 | 2037-38 | 2038-39 | 2039-40 | 2040-41 | 2041-42 | 2042-43 | 2043-44 | 2044-45 | 2045-46 | 2046-47 | 2047-48 | 2048-49 | 2049-50
TAS1 | Black Coal | 0 | 0 | 0 | 0 | 0 | 0 | 0 | 0 | 0 | 0 | 0 | 0 | 0 | 0 | 0 | 0 | 0 | 0 | 0 | 0 | 0 | 0 | 0 | 0 | 0 | 0 | 0 | 0 | 0
TAS1 | Brown Coal | 0 | 0 | 0 | 0 | 0 | 0 | 0 | 0 | 0 | 0 | 0 | 0 | 0 | 0 | 0 | 0 | 0 | 0 | 0 | 0 | 0 | 0 | 0 | 0 | 0 | 0 | 0 | 0 | 0
TAS1 | CCGT | 2.7758e-06 | 2.6487e-06 | 2.5341e-06 | 2.4113e-06 | 2.3008e-06 | 2.1955e-06 | 2.1005e-06 | 1.9987e-06 | 1.9072e-06 | 1.8198e-06 | 1.7411e-06 | 2.2965e-06 | 2.1914e-06 | 2.091e-06 | 2.0006e-06 | 1.9036e-06 | 1.8164e-06 | 1.7332e-06 | 1.6582e-06 | 1.5779e-06 | 1.5056e-06 | 1.4366e-06 | 1.3745e-06 | 1.3079e-06 | 1.248e-06 | 1.1908e-06 | 1.1393e-06 | 1.812e-06 | 1.729e-06
TAS1 | Gas - Steam | 0 | 0 | 0 | 0 | 0 | 0 | 0 | 0 | 0 | 0 | 0 | 0 | 0 | 0 | 0 | 0 | 0 | 0 | 0 | 0 | 0 | 0 | 0 | 0 | 0 | 0 | 0 | 0 | 0
TAS1 | OCGT / Diesel | 1.3162e-05 | 1.2559e-05 | 1.2016e-05 | 1.1434e-05 | 1.091e-05 | 1.041e-05 | 9.96e-06 | 9.4773e-06 | 9.0432e-06 | 8.629e-06 | 8.2558e-06 | 1.0358e-05 | 9.8833e-06 | 9.4306e-06 | 9.0227e-06 | 8.5854e-06 | 8.1922e-06 | 7.817e-06 | 1.1495e-05 | 1.0938e-05 | 1.1676e-05 | 1.1141e-05 | 1.0659e-05 | 1.1247e-05 | 1.0732e-05 | 1.024e-05 | 9.7974e-06 | 1.3129e-05 | 1.2528e-05
TAS1 | Hydro | 0 | 0 | 0 | 0 | 0 | 0 | 0 | 0 | 0 | 0 | 0 | 0 | 0 | 0 | 0 | 0 | 0 | 0 | 0 | 0 | 0 | 0 | 0 | 0 | 0 | 0 | 0 | 0 | 0
TAS1 | Wind | 0.00029175 | 0.00027839 | 3090.8571 | 5885.1994 | 8472.5717 | 10810.587 | 12951.22 | 14805.2332 | 16495.2181 | 17999.3409 | 19344.5136 | 22530.37 | 21498.4447 | 22336.4246 | 23162.3882 | 23744.8447 | 24284.3257 | 24724.5771 | 25171.8046 | 25397.5739 | 24234.3262 | 23124.3571 | 22124.2579 | 21051.9009 | 20087.6917 | 19167.6447 | 18338.6684 | 17449.7979 | 16650.5705
TAS1 | Solar PV | 3.6935e-06 | 5.8466e-06 | 7.2577e-06 | 1.2017e-05 | 1.3894e-05 | 1.5132e-05 | 1.4477e-05 | 1.3776e-05 | 1.4734e-05 | 1.6825e-05 | 1.6098e-05 | 1.5317e-05 | 1.7377e-05 | 1.6581e-05 | 1.7219e-05 | 1.6384e-05 | 1.5634e-05 | 1.4918e-05 | 2.1127e-05 | 4.8433e-05 | 4.6215e-05 | 4.4098e-05 | 4.2191e-05 | 4.0146e-05 | 3.8307e-05 | 3.6553e-05 | 3.4972e-05 | 3.3277e-05 | 3.1753e-05
TAS1 | Grid Battery | 1.3091e-05 | 1.8362e-05 | 1.7568e-05 | 2.0324e-05 | 2.8099e-05 | 2.6812e-05 | 3.234e-05 | 3.5927e-05 | 4.4264e-05 | 4.4384e-05 | 4.7526e-05 | 7.376e-05 | 7.0382e-05 | 6.7158e-05 | 6.4254e-05 | 6.1139e-05 | 6.3631e-05 | 6.4973e-05 | 9.5796e-05 | 9.1153e-05 | 0.00010772 | 0.00010279 | 9.8341e-05 | 9.3574e-05 | 8.9288e-05 | 8.5199e-05 | 8.2624e-05 | 0.00012446 | 0.00011876
TAS1 | Pumped Hydro | 0 | 0 | 4.7883e-05 | 4.5562e-05 | 4.7441e-05 | 4.8616e-05 | 5.2939e-05 | 5.2787e-05 | 5.79e-05 | 6.1317e-05 | 6.961e-05 | 0.00030913 | 0.00029497 | 0.00028146 | 0.0002946 | 240.1621 | 1293.4208 | 1258.9677 | 2279.7946 | 2169.2935 | 2153.4921 | 2054.8589 | 1965.9888 | 1870.6978 | 1785.017 | 1703.2605 | 1629.5967 | 1697.0359 | 1619.3091
TAS1 | VPP | 0 | 0 | 0 | 0 | 0 | 0 | 0 | 0 | 0 | 0 | 0 | 0 | 0 | 0 | 0 | 0 | 0 | 0 | 0 | 0 | 0 | 0 | 0 | 0 | 0 | 0 | 0 | 0 | 0
Total excluding storage |  | 0.00031138 | 0.00029944 | 3090.8571 | 5885.1994 | 8472.5717 | 10810.587 | 12951.2201 | 14805.2332 | 16495.2181 | 17999.3409 | 19344.5136 | 22530.37 | 21498.4447 | 22336.4246 | 23162.3882 | 23744.8448 | 24284.3257 | 24724.5771 | 25171.8046 | 25397.574 | 24234.3263 | 23124.3571 | 22124.258 | 21051.901 | 20087.6917 | 19167.6448 | 18338.6684 | 17449.7979 | 16650.5706

## Marinus_Fuel Cost
Fuel cost by technology ($000s) - Marinus Link, Fast Change Scenario
Fuel | Real June 2020 dollars discounted to 1 July 2020
Explicitly modelled generation
Region | Technology | 2021-22 | 2022-23 | 2023-24 | 2024-25 | 2025-26 | 2026-27 | 2027-28 | 2028-29 | 2029-30 | 2030-31 | 2031-32 | 2032-33 | 2033-34 | 2034-35 | 2035-36 | 2036-37 | 2037-38 | 2038-39 | 2039-40 | 2040-41 | 2041-42 | 2042-43 | 2043-44 | 2044-45 | 2045-46 | 2046-47 | 2047-48 | 2048-49 | 2049-50
NEM | Black Coal | 1673662.9819 | 1419268.2253 | 1388453.3419 | 1322194.1877 | 1202744.1598 | 1057677.3456 | 929569.0239 | 953439.6636 | 693139.3154 | 639466.8593 | 588247.6282 | 476829.6905 | 502270.4389 | 442060.5464 | 373090.52 | 344983.4062 | 272602.3298 | 260521.6018 | 234801.1847 | 208051.575 | 190704.1605 | 123708.2819 | 93710.5962 | 71392.6892 | 53966.0135 | 38327.7703 | 35125.2478 | 32792.9237 | 28508.1011
NEM | Brown Coal | 228820.0114 | 208354.6711 | 201401.465 | 138025.2515 | 139807.08 | 127878.2123 | 115750.3965 | 110948.0778 | 103687.7483 | 104718.3836 | 98652.7464 | 92472.2596 | 90983.1782 | 84041.9478 | 84441.9087 | 76310.948 | 68585.2402 | 67224.055 | 54969.7533 | 52904.4928 | 57308.8845 | 55375.2212 | 48776.1992 | 44970.8688 | 43508.6937 | 42856.1327 | 26615.0833 | 0 | 0
NEM | CCGT | 185260.0004 | 177101.0976 | 139245.8791 | 138220.9855 | 134526.0154 | 127486.9165 | 119972.5814 | 129748.9718 | 105360.0888 | 107865.4632 | 116200.1387 | 182625.8194 | 195738.0038 | 217120.0036 | 136664.8142 | 119310.1451 | 163081.5042 | 162215.7503 | 132084.5573 | 127594.8212 | 123189.3015 | 138365.4518 | 84644.0109 | 78694.3274 | 42224.0493 | 30867.4033 | 29720.8433 | 28434.074 | 27238.1278
NEM | Gas - Steam | 85783.0099 | 82508.405 | 78081.9523 | 14220.8744 | 12464.3837 | 12825.8079 | 11398.7866 | 12101.5724 | 9786.1123 | 9859.775 | 9249.1969 | 12717.7297 | 9588.7354 | 16830.2956 | 4695.3534 | 3650.7959 | 8415.9623 | 7098.336 | 4936.6325 | 5054.8645 | 4942.299 | 5457.57 | 4614.899 | 4166.6102 | 5010.6315 | 0 | 0 | 0 | 0
NEM | OCGT / Diesel | 4635.3538 | 1927.4945 | 10039.405 | 8933.7715 | 3097.8254 | 7212.9556 | 3948.4745 | 9804.6709 | 1114.2528 | 2368.5839 | 1998.8774 | 25708.6168 | 16557.4128 | 19537.8181 | 15862.1519 | 16083.7257 | 59932.5699 | 44992.4606 | 111855.1331 | 125437.3963 | 86706.9808 | 113274.5899 | 192059.7909 | 116470.612 | 132046.3513 | 219585.2174 | 242137.7552 | 376965.9159 | 340563.676
NEM | Hydro | 0 | 0 | 0 | 0 | 0 | 0 | 0 | 0 | 0 | 0 | 0 | 0 | 0 | 0 | 0 | 0 | 0 | 0 | 0 | 0 | 0 | 0 | 0 | 0 | 0 | 0 | 0 | 0 | 0
NEM | Wind | 0 | 0 | 0 | 0 | 0 | 0 | 0 | 0 | 0 | 0 | 0 | 0 | 0 | 0 | 0 | 0 | 0 | 0 | 0 | 0 | 0 | 0 | 0 | 0 | 0 | 0 | 0 | 0 | 0
NEM | Solar PV | 0 | 0 | 0 | 0 | 0 | 0 | 0 | 0 | 0 | 0 | 0 | 0 | 0 | 0 | 0 | 0 | 0 | 0 | 0 | 0 | 0 | 0 | 0 | 0 | 0 | 0 | 0 | 0 | 0
NEM | Grid Battery | 0 | 0 | 0 | 0 | 0 | 0 | 0 | 0 | 0 | 0 | 0 | 0 | 0 | 0 | 0 | 0 | 0 | 0 | 0 | 0 | 0 | 0 | 0 | 0 | 0 | 0 | 0 | 0 | 0
NEM | Pumped Hydro | 0 | 0 | 0 | 0 | 0 | 0 | 0 | 0 | 0 | 0 | 0 | 0 | 0 | 0 | 0 | 0 | 0 | 0 | 0 | 0 | 0 | 0 | 0 | 0 | 0 | 0 | 0 | 0 | 0
NEM | VPP | 0 | 0 | 0 | 0 | 0 | 0 | 0 | 0 | 0 | 0 | 0 | 0 | 0 | 0 | 0 | 0 | 0 | 0 | 0 | 0 | 0 | 0 | 0 | 0 | 0 | 0 | 0 | 0 | 0
Total excluding storage |  | 2178161.3574 | 1889159.8935 | 1817222.0432 | 1621595.0706 | 1492639.4642 | 1333081.238 | 1180639.2628 | 1216042.9564 | 913087.5176 | 864279.0649 | 814348.5877 | 790354.116 | 815137.7691 | 779590.6116 | 614754.7483 | 560339.0209 | 572617.6064 | 542052.2037 | 538647.2609 | 519043.1499 | 462851.6262 | 436181.1148 | 423805.4962 | 315695.1077 | 276755.7393 | 331636.5238 | 333598.9295 | 438192.9135 | 396309.905
Region | Technology | 2021-22 | 2022-23 | 2023-24 | 2024-25 | 2025-26 | 2026-27 | 2027-28 | 2028-29 | 2029-30 | 2030-31 | 2031-32 | 2032-33 | 2033-34 | 2034-35 | 2035-36 | 2036-37 | 2037-38 | 2038-39 | 2039-40 | 2040-41 | 2041-42 | 2042-43 | 2043-44 | 2044-45 | 2045-46 | 2046-47 | 2047-48 | 2048-49 | 2049-50
NSW1 | Black Coal | 906649.7495 | 737467.5132 | 702922.663 | 731599.8457 | 627303.227 | 530995.5054 | 460616.6941 | 504481.7006 | 282083.6657 | 261943.376 | 232636.4051 | 127938.2851 | 151518.6362 | 128144.6261 | 70524.674 | 83053.0647 | 85315.7294 | 80002.7203 | 71693.1467 | 55563.2593 | 48280.545 | 0 | 0 | 0 | 0 | 0 | 0 | 0 | 0
NSW1 | Brown Coal | 0 | 0 | 0 | 0 | 0 | 0 | 0 | 0 | 0 | 0 | 0 | 0 | 0 | 0 | 0 | 0 | 0 | 0 | 0 | 0 | 0 | 0 | 0 | 0 | 0 | 0 | 0 | 0 | 0
NSW1 | CCGT | 2326.5994 | 2210.2027 | 6473.6391 | 4101.7106 | 3761.0834 | 3641.2047 | 3516.6049 | 3571.3972 | 3225.534 | 3113.179 | 2972.8757 | 25839.8086 | 26244.3085 | 46172.0488 | 17331.177 | 14733.5194 | 41313.6994 | 47799.7444 | 41159.9623 | 36757.2563 | 32703.5094 | 43415.0887 | 1187.4488 | 0.00035739 | 0.00035137 | 0.00035069 | 0.00033885 | 0.00054105 | 0.00050001
NSW1 | Gas - Steam | 0 | 0 | 0 | 0 | 0 | 0 | 0 | 0 | 0 | 0 | 0 | 0 | 0 | 0 | 0 | 0 | 0 | 0 | 0 | 0 | 0 | 0 | 0 | 0 | 0 | 0 | 0 | 0 | 0
NSW1 | OCGT / Diesel | 0.00023187 | 0.00022834 | 1409.9237 | 4829.8486 | 1048.4528 | 1862.7902 | 674.4075 | 978.7854 | 0.0002432 | 10.484 | 0.00025103 | 3655.8098 | 2639.5472 | 2348.8875 | 4250.9458 | 2310.1157 | 8230.4247 | 4915.5827 | 32314.7916 | 47561.6408 | 24854.3754 | 31661.6906 | 79503.619 | 38156.2682 | 43637.9422 | 59286.2353 | 97665.7963 | 192025.0788 | 187808.9607
NSW1 | Hydro | 0 | 0 | 0 | 0 | 0 | 0 | 0 | 0 | 0 | 0 | 0 | 0 | 0 | 0 | 0 | 0 | 0 | 0 | 0 | 0 | 0 | 0 | 0 | 0 | 0 | 0 | 0 | 0 | 0
NSW1 | Wind | 0 | 0 | 0 | 0 | 0 | 0 | 0 | 0 | 0 | 0 | 0 | 0 | 0 | 0 | 0 | 0 | 0 | 0 | 0 | 0 | 0 | 0 | 0 | 0 | 0 | 0 | 0 | 0 | 0
NSW1 | Solar PV | 0 | 0 | 0 | 0 | 0 | 0 | 0 | 0 | 0 | 0 | 0 | 0 | 0 | 0 | 0 | 0 | 0 | 0 | 0 | 0 | 0 | 0 | 0 | 0 | 0 | 0 | 0 | 0 | 0
NSW1 | Grid Battery | 0 | 0 | 0 | 0 | 0 | 0 | 0 | 0 | 0 | 0 | 0 | 0 | 0 | 0 | 0 | 0 | 0 | 0 | 0 | 0 | 0 | 0 | 0 | 0 | 0 | 0 | 0 | 0 | 0
NSW1 | Pumped Hydro | 0 | 0 | 0 | 0 | 0 | 0 | 0 | 0 | 0 | 0 | 0 | 0 | 0 | 0 | 0 | 0 | 0 | 0 | 0 | 0 | 0 | 0 | 0 | 0 | 0 | 0 | 0 | 0 | 0
NSW1 | VPP | 0 | 0 | 0 | 0 | 0 | 0 | 0 | 0 | 0 | 0 | 0 | 0 | 0 | 0 | 0 | 0 | 0 | 0 | 0 | 0 | 0 | 0 | 0 | 0 | 0 | 0 | 0 | 0 | 0
Total excluding storage |  | 908976.3491 | 739677.7161 | 710806.2258 | 740531.4049 | 632112.7632 | 536499.5002 | 464807.7065 | 509031.8832 | 285309.1999 | 265067.039 | 235609.281 | 157433.9035 | 180402.4918 | 176665.5625 | 92106.7968 | 100096.6999 | 134859.8535 | 132718.0474 | 145167.9006 | 139882.1563 | 105838.4298 | 75076.7793 | 80691.0678 | 38156.2686 | 43637.9426 | 59286.2356 | 97665.7967 | 192025.0793 | 187808.9612
Region | Technology | 2021-22 | 2022-23 | 2023-24 | 2024-25 | 2025-26 | 2026-27 | 2027-28 | 2028-29 | 2029-30 | 2030-31 | 2031-32 | 2032-33 | 2033-34 | 2034-35 | 2035-36 | 2036-37 | 2037-38 | 2038-39 | 2039-40 | 2040-41 | 2041-42 | 2042-43 | 2043-44 | 2044-45 | 2045-46 | 2046-47 | 2047-48 | 2048-49 | 2049-50
QLD1 | Black Coal | 767013.2324 | 681800.7121 | 685530.6789 | 590594.342 | 575440.9328 | 526681.8402 | 468952.3297 | 448957.963 | 411055.6497 | 377523.4833 | 355611.2231 | 348891.4054 | 350751.8028 | 313915.9203 | 302565.846 | 261930.3415 | 187286.6004 | 180518.8815 | 163108.0379 | 152488.3157 | 142423.6155 | 123708.2819 | 93710.5962 | 71392.6892 | 53966.0135 | 38327.7703 | 35125.2478 | 32792.9237 | 28508.1011
QLD1 | Brown Coal | 0 | 0 | 0 | 0 | 0 | 0 | 0 | 0 | 0 | 0 | 0 | 0 | 0 | 0 | 0 | 0 | 0 | 0 | 0 | 0 | 0 | 0 | 0 | 0 | 0 | 0 | 0 | 0 | 0
QLD1 | CCGT | 89916.3126 | 87515.6546 | 92161.3636 | 103214.9825 | 101225.1355 | 95477.2934 | 89337.4481 | 99981.8281 | 77244.5264 | 80959.0458 | 90435.4286 | 127543.5762 | 140848.0667 | 126603.3742 | 100012.6707 | 86164.4072 | 121767.8043 | 114416.0053 | 90924.5944 | 90837.5644 | 90485.7913 | 94950.3624 | 83456.5614 | 78694.3263 | 42224.0483 | 30867.4024 | 29720.8423 | 28434.0723 | 27238.1263
QLD1 | Gas - Steam | 2293.5 | 2222.2292 | 4287.376 | 4360.716 | 4353.4715 | 4186.8502 | 3828.0215 | 3558.1072 | 3418.0165 | 3460.0438 | 3457.763 | 3323.3068 | 3130.5328 | 2889.1102 | 2740.8032 | 2599.4505 | 4970.0975 | 5196.715 | 4936.6325 | 5054.8645 | 4942.299 | 5457.57 | 4614.899 | 4166.6102 | 5010.6315 | 0 | 0 | 0 | 0
QLD1 | OCGT / Diesel | 0.00040419 | 0.00039842 | 28.3484 | 2247.7008 | 1129.5963 | 1783.0577 | 1879.0206 | 7058.8075 | 999.888 | 2128.5207 | 1734.8173 | 13287.5291 | 8954.6647 | 4046.9453 | 4986.4625 | 8521.7857 | 32422.4264 | 21136.4603 | 46192.9002 | 48675.0678 | 42434.7294 | 57348.6352 | 66512.6651 | 56813.3783 | 72064.5023 | 139432.9674 | 124635.9114 | 125937.1434 | 88620.9798
QLD1 | Hydro | 0 | 0 | 0 | 0 | 0 | 0 | 0 | 0 | 0 | 0 | 0 | 0 | 0 | 0 | 0 | 0 | 0 | 0 | 0 | 0 | 0 | 0 | 0 | 0 | 0 | 0 | 0 | 0 | 0
QLD1 | Wind | 0 | 0 | 0 | 0 | 0 | 0 | 0 | 0 | 0 | 0 | 0 | 0 | 0 | 0 | 0 | 0 | 0 | 0 | 0 | 0 | 0 | 0 | 0 | 0 | 0 | 0 | 0 | 0 | 0
QLD1 | Solar PV | 0 | 0 | 0 | 0 | 0 | 0 | 0 | 0 | 0 | 0 | 0 | 0 | 0 | 0 | 0 | 0 | 0 | 0 | 0 | 0 | 0 | 0 | 0 | 0 | 0 | 0 | 0 | 0 | 0
QLD1 | Grid Battery | 0 | 0 | 0 | 0 | 0 | 0 | 0 | 0 | 0 | 0 | 0 | 0 | 0 | 0 | 0 | 0 | 0 | 0 | 0 | 0 | 0 | 0 | 0 | 0 | 0 | 0 | 0 | 0 | 0
QLD1 | Pumped Hydro | 0 | 0 | 0 | 0 | 0 | 0 | 0 | 0 | 0 | 0 | 0 | 0 | 0 | 0 | 0 | 0 | 0 | 0 | 0 | 0 | 0 | 0 | 0 | 0 | 0 | 0 | 0 | 0 | 0
QLD1 | VPP | 0 | 0 | 0 | 0 | 0 | 0 | 0 | 0 | 0 | 0 | 0 | 0 | 0 | 0 | 0 | 0 | 0 | 0 | 0 | 0 | 0 | 0 | 0 | 0 | 0 | 0 | 0 | 0 | 0
Total excluding storage |  | 859223.0454 | 771538.5963 | 782007.7668 | 700417.7414 | 682149.1361 | 628129.0416 | 563996.82 | 559556.7058 | 492718.0807 | 464071.0936 | 451239.2321 | 493045.8175 | 503685.0669 | 447455.35 | 410305.7824 | 359215.9849 | 346446.9286 | 321268.0621 | 305162.165 | 297055.8124 | 280286.4352 | 281464.8495 | 248294.7217 | 211067.004 | 173265.1956 | 208628.14 | 189482.0015 | 187164.1394 | 144367.2072
Region | Technology | 2021-22 | 2022-23 | 2023-24 | 2024-25 | 2025-26 | 2026-27 | 2027-28 | 2028-29 | 2029-30 | 2030-31 | 2031-32 | 2032-33 | 2033-34 | 2034-35 | 2035-36 | 2036-37 | 2037-38 | 2038-39 | 2039-40 | 2040-41 | 2041-42 | 2042-43 | 2043-44 | 2044-45 | 2045-46 | 2046-47 | 2047-48 | 2048-49 | 2049-50
VIC1 | Black Coal | 0 | 0 | 0 | 0 | 0 | 0 | 0 | 0 | 0 | 0 | 0 | 0 | 0 | 0 | 0 | 0 | 0 | 0 | 0 | 0 | 0 | 0 | 0 | 0 | 0 | 0 | 0 | 0 | 0
VIC1 | Brown Coal | 228820.0114 | 208354.6711 | 201401.465 | 138025.2515 | 139807.08 | 127878.2123 | 115750.3965 | 110948.0778 | 103687.7483 | 104718.3836 | 98652.7464 | 92472.2596 | 90983.1782 | 84041.9478 | 84441.9087 | 76310.948 | 68585.2402 | 67224.055 | 54969.7533 | 52904.4928 | 57308.8845 | 55375.2212 | 48776.1992 | 44970.8688 | 43508.6937 | 42856.1327 | 26615.0833 | 0 | 0
VIC1 | CCGT | 0.00012452 | 0.00012202 | 0.00012708 | 0.00015109 | 0.00014725 | 0.00013914 | 0.00013703 | 0.00014387 | 0.00013839 | 0.00013503 | 0.00014055 | 0.00020641 | 0.0002006 | 0.00019416 | 0.00018367 | 0.00017756 | 0.00020686 | 0.00021829 | 0.00025788 | 0.00024233 | 0.00027149 | 0.00027116 | 0.00025874 | 0.00024076 | 0.00023599 | 0.00023095 | 0.00023027 | 0.00055148 | 0.00051584
VIC1 | Gas - Steam | 770.1529 | 293.2588 | 941.3632 | 2068.0965 | 687.8469 | 1561.5828 | 837.5793 | 1986.6476 | 122.0026 | 460.0631 | 80.4747 | 1623.9496 | 1126.5401 | 931.3239 | 1954.5502 | 1051.3454 | 3445.8648 | 1901.621 | 0 | 0 | 0 | 0 | 0 | 0 | 0 | 0 | 0 | 0 | 0
VIC1 | OCGT / Diesel | 762.2543 | 0.00035345 | 986.3244 | 593.5526 | 217.9183 | 1334.579 | 540.8857 | 202.3889 | 19.5322 | 0.00043695 | 0.00045276 | 3007.8913 | 794.7055 | 1467.3403 | 1475.0266 | 508.2142 | 3646.7164 | 569.4943 | 8204.9898 | 5018.8371 | 3347.1809 | 1186.5575 | 12389.2897 | 7759.839 | 6021.6658 | 4594.3365 | 1871.0936 | 27890.835 | 33269.5688
VIC1 | Hydro | 0 | 0 | 0 | 0 | 0 | 0 | 0 | 0 | 0 | 0 | 0 | 0 | 0 | 0 | 0 | 0 | 0 | 0 | 0 | 0 | 0 | 0 | 0 | 0 | 0 | 0 | 0 | 0 | 0
VIC1 | Wind | 0 | 0 | 0 | 0 | 0 | 0 | 0 | 0 | 0 | 0 | 0 | 0 | 0 | 0 | 0 | 0 | 0 | 0 | 0 | 0 | 0 | 0 | 0 | 0 | 0 | 0 | 0 | 0 | 0
VIC1 | Solar PV | 0 | 0 | 0 | 0 | 0 | 0 | 0 | 0 | 0 | 0 | 0 | 0 | 0 | 0 | 0 | 0 | 0 | 0 | 0 | 0 | 0 | 0 | 0 | 0 | 0 | 0 | 0 | 0 | 0
VIC1 | Grid Battery | 0 | 0 | 0 | 0 | 0 | 0 | 0 | 0 | 0 | 0 | 0 | 0 | 0 | 0 | 0 | 0 | 0 | 0 | 0 | 0 | 0 | 0 | 0 | 0 | 0 | 0 | 0 | 0 | 0
VIC1 | Pumped Hydro | 0 | 0 | 0 | 0 | 0 | 0 | 0 | 0 | 0 | 0 | 0 | 0 | 0 | 0 | 0 | 0 | 0 | 0 | 0 | 0 | 0 | 0 | 0 | 0 | 0 | 0 | 0 | 0 | 0
VIC1 | VPP | 0 | 0 | 0 | 0 | 0 | 0 | 0 | 0 | 0 | 0 | 0 | 0 | 0 | 0 | 0 | 0 | 0 | 0 | 0 | 0 | 0 | 0 | 0 | 0 | 0 | 0 | 0 | 0 | 0
Total excluding storage |  | 230352.4188 | 208647.9304 | 203329.1528 | 140686.9008 | 140712.8453 | 130774.3743 | 117128.8616 | 113137.1144 | 103829.2832 | 105178.4472 | 98733.2217 | 97104.1007 | 92904.4241 | 86440.6122 | 87871.4857 | 77870.5078 | 75677.8215 | 69695.1705 | 63174.7433 | 57923.3301 | 60656.0657 | 56561.7789 | 61165.4892 | 52730.7081 | 49530.3597 | 47450.4695 | 28486.1771 | 27890.8355 | 33269.5693
Region | Technology | 2021-22 | 2022-23 | 2023-24 | 2024-25 | 2025-26 | 2026-27 | 2027-28 | 2028-29 | 2029-30 | 2030-31 | 2031-32 | 2032-33 | 2033-34 | 2034-35 | 2035-36 | 2036-37 | 2037-38 | 2038-39 | 2039-40 | 2040-41 | 2041-42 | 2042-43 | 2043-44 | 2044-45 | 2045-46 | 2046-47 | 2047-48 | 2048-49 | 2049-50
SA1 | Black Coal | 0 | 0 | 0 | 0 | 0 | 0 | 0 | 0 | 0 | 0 | 0 | 0 | 0 | 0 | 0 | 0 | 0 | 0 | 0 | 0 | 0 | 0 | 0 | 0 | 0 | 0 | 0 | 0 | 0
SA1 | Brown Coal | 0 | 0 | 0 | 0 | 0 | 0 | 0 | 0 | 0 | 0 | 0 | 0 | 0 | 0 | 0 | 0 | 0 | 0 | 0 | 0 | 0 | 0 | 0 | 0 | 0 | 0 | 0 | 0 | 0
SA1 | CCGT | 93017.0881 | 87375.2401 | 40610.8762 | 30904.2922 | 29539.7962 | 28368.4181 | 27118.5281 | 26195.7461 | 24890.0281 | 23793.2381 | 22791.8341 | 29242.4342 | 28645.6282 | 44344.5802 | 19320.9662 | 18412.2182 | 0.0002323 | 0.0002252 | 0.0002623 | 0.00024519 | 0.00030375 | 0.00030298 | 0.00030648 | 0.00028382 | 0.00027927 | 0.00027424 | 0.00026392 | 0.00038378 | 0.00035702
SA1 | Gas - Steam | 82719.357 | 79992.917 | 72853.213 | 7792.0619 | 7423.0653 | 7077.3749 | 6733.1858 | 6556.8175 | 6246.0932 | 5939.6681 | 5710.9593 | 7770.4733 | 5331.6625 | 13009.8615 | 0 | 0 | 0 | 0 | 0 | 0 | 0 | 0 | 0 | 0 | 0 | 0 | 0 | 0 | 0
SA1 | OCGT / Diesel | 3873.0986 | 1927.4933 | 7614.8083 | 1262.6693 | 701.8578 | 2232.5286 | 854.1605 | 1564.689 | 94.8322 | 229.5786 | 264.0592 | 5594.0188 | 4168.4952 | 11674.6449 | 5102.303 | 4743.6099 | 15451.4709 | 18370.9232 | 25107.0046 | 24160.947 | 15994.1651 | 23077.7065 | 33553.2967 | 13643.1051 | 10270.2865 | 16240.7668 | 17952.1346 | 30673.1511 | 30643.6133
SA1 | Hydro | 0 | 0 | 0 | 0 | 0 | 0 | 0 | 0 | 0 | 0 | 0 | 0 | 0 | 0 | 0 | 0 | 0 | 0 | 0 | 0 | 0 | 0 | 0 | 0 | 0 | 0 | 0 | 0 | 0
SA1 | Wind | 0 | 0 | 0 | 0 | 0 | 0 | 0 | 0 | 0 | 0 | 0 | 0 | 0 | 0 | 0 | 0 | 0 | 0 | 0 | 0 | 0 | 0 | 0 | 0 | 0 | 0 | 0 | 0 | 0
SA1 | Solar PV | 0 | 0 | 0 | 0 | 0 | 0 | 0 | 0 | 0 | 0 | 0 | 0 | 0 | 0 | 0 | 0 | 0 | 0 | 0 | 0 | 0 | 0 | 0 | 0 | 0 | 0 | 0 | 0 | 0
SA1 | Grid Battery | 0 | 0 | 0 | 0 | 0 | 0 | 0 | 0 | 0 | 0 | 0 | 0 | 0 | 0 | 0 | 0 | 0 | 0 | 0 | 0 | 0 | 0 | 0 | 0 | 0 | 0 | 0 | 0 | 0
SA1 | Pumped Hydro | 0 | 0 | 0 | 0 | 0 | 0 | 0 | 0 | 0 | 0 | 0 | 0 | 0 | 0 | 0 | 0 | 0 | 0 | 0 | 0 | 0 | 0 | 0 | 0 | 0 | 0 | 0 | 0 | 0
SA1 | VPP | 0 | 0 | 0 | 0 | 0 | 0 | 0 | 0 | 0 | 0 | 0 | 0 | 0 | 0 | 0 | 0 | 0 | 0 | 0 | 0 | 0 | 0 | 0 | 0 | 0 | 0 | 0 | 0 | 0
Total excluding storage |  | 179609.5438 | 169295.6505 | 121078.8975 | 39959.0233 | 37664.7192 | 37678.3216 | 34705.8745 | 34317.2526 | 31230.9536 | 29962.4848 | 28766.8526 | 42606.9263 | 38145.7859 | 69029.0866 | 24423.2692 | 23155.8281 | 15451.4711 | 18370.9234 | 25107.0048 | 24160.9472 | 15994.1654 | 23077.7068 | 33553.297 | 13643.1054 | 10270.2868 | 16240.7671 | 17952.1349 | 30673.1515 | 30643.6136
Region | Technology | 2021-22 | 2022-23 | 2023-24 | 2024-25 | 2025-26 | 2026-27 | 2027-28 | 2028-29 | 2029-30 | 2030-31 | 2031-32 | 2032-33 | 2033-34 | 2034-35 | 2035-36 | 2036-37 | 2037-38 | 2038-39 | 2039-40 | 2040-41 | 2041-42 | 2042-43 | 2043-44 | 2044-45 | 2045-46 | 2046-47 | 2047-48 | 2048-49 | 2049-50
TAS1 | Black Coal | 0 | 0 | 0 | 0 | 0 | 0 | 0 | 0 | 0 | 0 | 0 | 0 | 0 | 0 | 0 | 0 | 0 | 0 | 0 | 0 | 0 | 0 | 0 | 0 | 0 | 0 | 0 | 0 | 0
TAS1 | Brown Coal | 0 | 0 | 0 | 0 | 0 | 0 | 0 | 0 | 0 | 0 | 0 | 0 | 0 | 0 | 0 | 0 | 0 | 0 | 0 | 0 | 0 | 0 | 0 | 0 | 0 | 0 | 0 | 0 | 0
TAS1 | CCGT | 0.00012884 | 0.00012513 | 0.00012886 | 0.00012638 | 0.00012145 | 0.00011949 | 0.00012389 | 0.00012769 | 0.00012809 | 0.00012754 | 0.00012877 | 0.00015926 | 0.00015422 | 0.00014829 | 0.00014158 | 0.00013658 | 0.00014679 | 0.00014412 | 0.00015451 | 0.00014557 | 0.00015016 | 0.00014484 | 0.00013905 | 0.0001297 | 0.0001247 | 0.00013073 | 0.00012529 | 0.0001612 | 0.00015395
TAS1 | Gas - Steam | 0 | 0 | 0 | 0 | 0 | 0 | 0 | 0 | 0 | 0 | 0 | 0 | 0 | 0 | 0 | 0 | 0 | 0 | 0 | 0 | 0 | 0 | 0 | 0 | 0 | 0 | 0 | 0 | 0
TAS1 | OCGT / Diesel | 0.00015292 | 0.00014579 | 0.00015071 | 0.0001499 | 0.00014695 | 0.00014858 | 0.00015166 | 0.00015589 | 0.00015726 | 0.00015659 | 0.00015892 | 163.3679 | 0.00019016 | 0.00019604 | 47.414 | 0.00017665 | 181.5315 | 0.00018845 | 35.447 | 20.9036 | 76.5299 | 0.00014776 | 100.9203 | 98.0214 | 51.9545 | 30.9114 | 12.8193 | 439.7076 | 220.5535
TAS1 | Hydro | 0 | 0 | 0 | 0 | 0 | 0 | 0 | 0 | 0 | 0 | 0 | 0 | 0 | 0 | 0 | 0 | 0 | 0 | 0 | 0 | 0 | 0 | 0 | 0 | 0 | 0 | 0 | 0 | 0
TAS1 | Wind | 0 | 0 | 0 | 0 | 0 | 0 | 0 | 0 | 0 | 0 | 0 | 0 | 0 | 0 | 0 | 0 | 0 | 0 | 0 | 0 | 0 | 0 | 0 | 0 | 0 | 0 | 0 | 0 | 0
TAS1 | Solar PV | 0 | 0 | 0 | 0 | 0 | 0 | 0 | 0 | 0 | 0 | 0 | 0 | 0 | 0 | 0 | 0 | 0 | 0 | 0 | 0 | 0 | 0 | 0 | 0 | 0 | 0 | 0 | 0 | 0
TAS1 | Grid Battery | 0 | 0 | 0 | 0 | 0 | 0 | 0 | 0 | 0 | 0 | 0 | 0 | 0 | 0 | 0 | 0 | 0 | 0 | 0 | 0 | 0 | 0 | 0 | 0 | 0 | 0 | 0 | 0 | 0
TAS1 | Pumped Hydro | 0 | 0 | 0 | 0 | 0 | 0 | 0 | 0 | 0 | 0 | 0 | 0 | 0 | 0 | 0 | 0 | 0 | 0 | 0 | 0 | 0 | 0 | 0 | 0 | 0 | 0 | 0 | 0 | 0
TAS1 | VPP | 0 | 0 | 0 | 0 | 0 | 0 | 0 | 0 | 0 | 0 | 0 | 0 | 0 | 0 | 0 | 0 | 0 | 0 | 0 | 0 | 0 | 0 | 0 | 0 | 0 | 0 | 0 | 0 | 0
Total excluding storage |  | 0.00028176 | 0.00027092 | 0.00027957 | 0.00027628 | 0.0002684 | 0.00026807 | 0.00027556 | 0.00028357 | 0.00028535 | 0.00028414 | 0.00028769 | 163.368 | 0.00034438 | 0.00034433 | 47.4141 | 0.00031323 | 181.5317 | 0.00033258 | 35.4471 | 20.9038 | 76.5301 | 0.00029259 | 100.9205 | 98.0215 | 51.9546 | 30.9115 | 12.8194 | 439.7078 | 220.5536

## Marinus_Build Cost
New generation build cost (CAPEX) by technology ($000s) - Marinus Link, Fast Change Scenario
CAPEX (Install) | Real June 2020 dollars discounted to 1 July 2020. The total capital costs are annualised for modelling purposes.
Explicitly modelled generation
Region | Technology | 2021-22 | 2022-23 | 2023-24 | 2024-25 | 2025-26 | 2026-27 | 2027-28 | 2028-29 | 2029-30 | 2030-31 | 2031-32 | 2032-33 | 2033-34 | 2034-35 | 2035-36 | 2036-37 | 2037-38 | 2038-39 | 2039-40 | 2040-41 | 2041-42 | 2042-43 | 2043-44 | 2044-45 | 2045-46 | 2046-47 | 2047-48 | 2048-49 | 2049-50
NEM | Black Coal | 0 | 0 | 0 | 0 | 0 | 0 | 0 | 0 | 0 | 0 | 0 | 0 | 0 | 0 | 0 | 0 | 0 | 0 | 0 | 0 | 0 | 0 | 0 | 0 | 0 | 0 | 0 | 0 | 0
NEM | Brown Coal | 0 | 0 | 0 | 0 | 0 | 0 | 0 | 0 | 0 | 0 | 0 | 0 | 0 | 0 | 0 | 0 | 0 | 0 | 0 | 0 | 0 | 0 | 0 | 0 | 0 | 0 | 0 | 0 | 0
NEM | CCGT | 0.00019545 | 0.0001865 | 0.00017843 | 0.00016978 | 0.00016201 | 0.00015459 | 0.0001479 | 0.00014073 | 0.00013429 | 0.00012814 | 0.0001226 | 0.00020781 | 0.00019829 | 0.00018921 | 0.00018103 | 0.00017225 | 0.00027341 | 0.00026089 | 0.00032564 | 0.00030986 | 0.0003401 | 0.00034246 | 0.00033463 | 0.00031841 | 0.00030383 | 0.00023942 | 0.00022907 | 0.00038535 | 0.0003677
NEM | Gas - Steam | 0 | 0 | 0 | 0 | 0 | 0 | 0 | 0 | 0 | 0 | 0 | 0 | 0 | 0 | 0 | 0 | 0 | 0 | 0 | 0 | 0 | 0 | 0 | 0 | 0 | 0 | 0 | 0 | 0
NEM | OCGT / Diesel | 0.00053833 | 0.00051368 | 0.00049146 | 0.00046764 | 0.00044622 | 0.00042578 | 0.00040737 | 0.00038762 | 0.00036987 | 0.00035293 | 0.00033767 | 0.0004671 | 0.00044571 | 0.0004253 | 0.0004069 | 0.00038718 | 0.00058733 | 0.00056043 | 11697.583 | 11130.6042 | 10620.8057 | 10134.3566 | 9696.0585 | 43994.2055 | 53826.4029 | 81971.5358 | 78426.3708 | 99415.6711 | 94862.2815
NEM | Hydro | 0 | 0 | 0 | 0 | 0 | 0 | 0 | 0 | 0 | 0 | 0 | 0 | 0 | 0 | 0 | 0 | 0 | 0 | 0 | 0 | 0 | 0 | 0 | 0 | 0 | 0 | 0 | 0 | 0
NEM | Wind | 73655.4461 | 161734.7166 | 257252.9077 | 343116.8064 | 417626.0494 | 420975.6522 | 482518.3225 | 535441.5764 | 884423.8287 | 854606.4412 | 827768.2604 | 1022734.9086 | 977347.7822 | 976673.1844 | 964401.97 | 992641.1536 | 1149949.568 | 1155366.8558 | 1138668.335 | 1089961.0702 | 1111459.5022 | 1140064.984 | 1131628.2709 | 1088946.699 | 1094698.3114 | 1097671.1788 | 1117774.4114 | 1072526.4834 | 1057078.5039
NEM | Solar PV | 0.00049056 | 0.00078034 | 0.00075387 | 0.0013279 | 7962.999 | 51840.058 | 89632.2562 | 127056.2807 | 235205.7191 | 224432.938 | 214726.4978 | 204318.7613 | 194960.6501 | 186031.1546 | 177985.5428 | 169358.6299 | 214581.0668 | 208039.7051 | 222356.3693 | 242392.7001 | 243806.7368 | 323176.8086 | 309571.2281 | 294566.3912 | 281074.8006 | 310935.3735 | 302595.838 | 313917.7528 | 314519.8873
NEM | Grid Battery | 0.00057486 | 0.00081034 | 0.0007753 | 0.00089336 | 0.0010917 | 0.0011121 | 0.0013068 | 0.0014229 | 7998.3005 | 7631.9661 | 7301.8934 | 6947.976 | 7145.9341 | 6818.6394 | 6523.7419 | 6207.538 | 66798.012 | 63738.5611 | 73151.2844 | 69605.6607 | 119228.4708 | 113767.6246 | 108847.319 | 103571.5177 | 98827.7839 | 115577.9475 | 110579.3476 | 105219.5962 | 97270.7476
NEM | Pumped Hydro | 0 | 0 | 0.0016075 | 0.0017273 | 0.0016818 | 0.0016472 | 0.0016734 | 0.0017147 | 232013.5705 | 221386.9947 | 211812.2878 | 201545.8044 | 192314.699 | 183506.3921 | 175569.9734 | 169136.2501 | 197199.3997 | 188380.9365 | 189481.5549 | 180297.4333 | 172755.7673 | 236837.0339 | 226594.1322 | 215611.1804 | 205735.8591 | 218212.9598 | 208775.5257 | 230498.5082 | 278571.7335
NEM | VPP | 0 | 0 | 0 | 0 | 0 | 0 | 0 | 0 | 0 | 0 | 0 | 0 | 0 | 0 | 0 | 0 | 0 | 0 | 0 | 0 | 0 | 0 | 0 | 0 | 0 | 0 | 0 | 0 | 0
Total excluding storage |  | 73655.4474 | 161734.718 | 257252.9091 | 343116.8083 | 425589.049 | 472815.7108 | 572150.5792 | 662497.8576 | 1119629.5483 | 1079039.3797 | 1042494.7586 | 1227053.6706 | 1172308.4329 | 1162704.3396 | 1142387.5134 | 1161999.784 | 1364530.6357 | 1363406.5617 | 1372722.2876 | 1343484.3748 | 1365887.045 | 1473376.1495 | 1450895.5579 | 1427507.2959 | 1429599.5152 | 1490578.0884 | 1498796.6204 | 1485859.9077 | 1466460.6731
Region | Technology | 2021-22 | 2022-23 | 2023-24 | 2024-25 | 2025-26 | 2026-27 | 2027-28 | 2028-29 | 2029-30 | 2030-31 | 2031-32 | 2032-33 | 2033-34 | 2034-35 | 2035-36 | 2036-37 | 2037-38 | 2038-39 | 2039-40 | 2040-41 | 2041-42 | 2042-43 | 2043-44 | 2044-45 | 2045-46 | 2046-47 | 2047-48 | 2048-49 | 2049-50
NSW1 | Black Coal | 0 | 0 | 0 | 0 | 0 | 0 | 0 | 0 | 0 | 0 | 0 | 0 | 0 | 0 | 0 | 0 | 0 | 0 | 0 | 0 | 0 | 0 | 0 | 0 | 0 | 0 | 0 | 0 | 0
NSW1 | Brown Coal | 0 | 0 | 0 | 0 | 0 | 0 | 0 | 0 | 0 | 0 | 0 | 0 | 0 | 0 | 0 | 0 | 0 | 0 | 0 | 0 | 0 | 0 | 0 | 0 | 0 | 0 | 0 | 0 | 0
NSW1 | CCGT | 4.0602e-05 | 3.8742e-05 | 3.7067e-05 | 3.527e-05 | 3.3655e-05 | 3.2113e-05 | 3.0724e-05 | 2.9235e-05 | 2.7896e-05 | 2.6618e-05 | 2.5467e-05 | 4.9172e-05 | 4.692e-05 | 4.4771e-05 | 4.2835e-05 | 4.0759e-05 | 8.7813e-05 | 8.3791e-05 | 9.2134e-05 | 8.7668e-05 | 9.8793e-05 | 9.4268e-05 | 9.7178e-05 | 9.2468e-05 | 8.8233e-05 | 7.1626e-05 | 6.8528e-05 | 0.00012004 | 0.00011454
NSW1 | Gas - Steam | 0 | 0 | 0 | 0 | 0 | 0 | 0 | 0 | 0 | 0 | 0 | 0 | 0 | 0 | 0 | 0 | 0 | 0 | 0 | 0 | 0 | 0 | 0 | 0 | 0 | 0 | 0 | 0 | 0
NSW1 | OCGT / Diesel | 0.00010725 | 0.00010234 | 9.7915e-05 | 9.3169e-05 | 8.8902e-05 | 8.483e-05 | 8.1161e-05 | 7.7227e-05 | 7.369e-05 | 7.0315e-05 | 6.7274e-05 | 9.7764e-05 | 9.3286e-05 | 8.9013e-05 | 8.5164e-05 | 8.1036e-05 | 0.0002454 | 0.00023416 | 0.00040436 | 0.00038476 | 0.00036714 | 0.00035033 | 0.00033518 | 26330.7577 | 25124.7688 | 23974.016 | 22937.1702 | 40699.7775 | 38835.6655
NSW1 | Hydro | 0 | 0 | 0 | 0 | 0 | 0 | 0 | 0 | 0 | 0 | 0 | 0 | 0 | 0 | 0 | 0 | 0 | 0 | 0 | 0 | 0 | 0 | 0 | 0 | 0 | 0 | 0 | 0 | 0
NSW1 | Wind | 0.0014272 | 91452.8036 | 174462.9457 | 249636.1225 | 304518.0919 | 299767.5848 | 297471.4918 | 285896.1582 | 571708.4021 | 545523.2842 | 521930.0933 | 505340.5575 | 482195.1883 | 495825.549 | 496176.5168 | 472126.9704 | 456052.6634 | 464032.7611 | 470069.1109 | 447284.9834 | 490324.7283 | 474942.0458 | 454401.404 | 432376.6862 | 413021.3951 | 394104.3842 | 388127.3263 | 342476.0768 | 300908.5003
NSW1 | Solar PV | 0.00010903 | 0.00021388 | 0.00020463 | 0.00039524 | 7962.9981 | 51840.0571 | 89632.2552 | 127056.2796 | 235205.7177 | 224432.9367 | 214726.4965 | 204318.7591 | 194960.6479 | 186031.1525 | 177985.5408 | 169358.6279 | 178755.046 | 173854.5703 | 180353.3815 | 171611.7001 | 163751.6221 | 199313.2242 | 190693.1798 | 181450.331 | 173139.6287 | 181633.494 | 178886.101 | 180948.2599 | 183920.4056
NSW1 | Grid Battery | 0.00018674 | 0.0002633 | 0.00025191 | 0.00030887 | 0.00034294 | 0.00035133 | 0.000419 | 0.00043261 | 7998.2994 | 7631.9651 | 7301.8923 | 6947.9717 | 6629.744 | 6326.0916 | 6052.4961 | 5759.1332 | 5495.3667 | 5243.6705 | 15108.9192 | 14376.5938 | 42317.4973 | 40379.2913 | 38632.9381 | 36760.4096 | 35076.7267 | 33470.159 | 32022.617 | 30470.4898 | 25945.2644
NSW1 | Pumped Hydro | 0 | 0 | 0.00044135 | 0.00051083 | 0.00048743 | 0.00046511 | 0.00047445 | 0.00049542 | 232013.5692 | 221386.9935 | 211812.2865 | 201545.8002 | 192314.6948 | 183506.3881 | 175569.9693 | 167060.1385 | 159408.5295 | 152107.3754 | 145528.9246 | 138475.1755 | 132132.801 | 126080.917 | 120628.077 | 114781.2655 | 109524.1083 | 104507.7369 | 99987.9096 | 95141.5217 | 90783.8947
NSW1 | VPP | 0 | 0 | 0 | 0 | 0 | 0 | 0 | 0 | 0 | 0 | 0 | 0 | 0 | 0 | 0 | 0 | 0 | 0 | 0 | 0 | 0 | 0 | 0 | 0 | 0 | 0 | 0 | 0 | 0
Total excluding storage |  | 0.0016841 | 91452.804 | 174462.9461 | 249636.1231 | 312481.0902 | 351607.642 | 387103.7471 | 412952.438 | 806914.1199 | 769956.221 | 736656.5899 | 709659.3167 | 677155.8363 | 681856.7016 | 674162.0578 | 641485.5984 | 634807.7097 | 637887.3317 | 650422.4929 | 618896.684 | 654076.3509 | 674255.2705 | 645094.5843 | 640157.775 | 611285.7927 | 599711.8943 | 589950.5975 | 564124.1143 | 523664.5715
Region | Technology | 2021-22 | 2022-23 | 2023-24 | 2024-25 | 2025-26 | 2026-27 | 2027-28 | 2028-29 | 2029-30 | 2030-31 | 2031-32 | 2032-33 | 2033-34 | 2034-35 | 2035-36 | 2036-37 | 2037-38 | 2038-39 | 2039-40 | 2040-41 | 2041-42 | 2042-43 | 2043-44 | 2044-45 | 2045-46 | 2046-47 | 2047-48 | 2048-49 | 2049-50
QLD1 | Black Coal | 0 | 0 | 0 | 0 | 0 | 0 | 0 | 0 | 0 | 0 | 0 | 0 | 0 | 0 | 0 | 0 | 0 | 0 | 0 | 0 | 0 | 0 | 0 | 0 | 0 | 0 | 0 | 0 | 0
QLD1 | Brown Coal | 0 | 0 | 0 | 0 | 0 | 0 | 0 | 0 | 0 | 0 | 0 | 0 | 0 | 0 | 0 | 0 | 0 | 0 | 0 | 0 | 0 | 0 | 0 | 0 | 0 | 0 | 0 | 0 | 0
QLD1 | CCGT | 4.4631e-05 | 4.2587e-05 | 4.0745e-05 | 3.877e-05 | 3.6995e-05 | 3.53e-05 | 3.3774e-05 | 3.2137e-05 | 3.0665e-05 | 2.926e-05 | 2.7995e-05 | 4.7115e-05 | 4.4957e-05 | 4.2898e-05 | 4.1042e-05 | 3.9053e-05 | 7.6206e-05 | 7.2716e-05 | 0.00010973 | 0.00010441 | 9.9631e-05 | 0.000113 | 0.00010811 | 0.00010287 | 9.816e-05 | 8.9847e-05 | 8.5961e-05 | 8.1795e-05 | 7.8048e-05
QLD1 | Gas - Steam | 0 | 0 | 0 | 0 | 0 | 0 | 0 | 0 | 0 | 0 | 0 | 0 | 0 | 0 | 0 | 0 | 0 | 0 | 0 | 0 | 0 | 0 | 0 | 0 | 0 | 0 | 0 | 0 | 0
QLD1 | OCGT / Diesel | 0.00010877 | 0.00010378 | 9.9295e-05 | 9.4482e-05 | 9.0155e-05 | 8.6026e-05 | 8.2305e-05 | 7.8316e-05 | 7.4729e-05 | 7.1306e-05 | 6.8222e-05 | 9.4324e-05 | 9.0004e-05 | 8.5882e-05 | 8.2167e-05 | 7.8185e-05 | 0.00010977 | 0.00010474 | 11697.5822 | 11130.6034 | 10620.8048 | 10134.3558 | 9696.0577 | 9226.0923 | 20650.7224 | 50315.3523 | 48139.2771 | 49119.103 | 46869.3731
QLD1 | Hydro | 0 | 0 | 0 | 0 | 0 | 0 | 0 | 0 | 0 | 0 | 0 | 0 | 0 | 0 | 0 | 0 | 0 | 0 | 0 | 0 | 0 | 0 | 0 | 0 | 0 | 0 | 0 | 0 | 0
QLD1 | Wind | 73655.4407 | 70281.9091 | 67242.3056 | 63983.0901 | 70969.2888 | 67718.787 | 121225.4029 | 176854.0553 | 232020.4054 | 221393.5166 | 211818.5274 | 271967.2155 | 260966.3953 | 249013.7359 | 238244.2073 | 259038.339 | 313679.9829 | 299312.9607 | 286368.0543 | 272487.8692 | 267901.7415 | 325860.3243 | 311767.2782 | 308824.1551 | 321235.0615 | 300846.9525 | 287835.7029 | 273884.3813 | 312756.6697
QLD1 | Solar PV | 0.00015902 | 0.00024873 | 0.00023797 | 0.00039187 | 0.00037392 | 0.00037352 | 0.00047782 | 0.00045466 | 0.00072713 | 0.00069383 | 0.00066382 | 0.00063165 | 0.00060615 | 0.00057838 | 0.00055337 | 0.00052655 | 35826.0173 | 34185.131 | 32706.6673 | 41675.8913 | 49120.5354 | 87754.8295 | 83959.5443 | 79890.047 | 76230.9608 | 99049.7698 | 94765.9927 | 90172.7097 | 89762.8563
QLD1 | Grid Battery | 9.8516e-05 | 0.00013025 | 0.00012461 | 0.00015043 | 0.00018482 | 0.00017635 | 0.00024839 | 0.00031377 | 0.0002994 | 0.00028568 | 0.00030009 | 0.0028654 | 516.1887 | 492.5465 | 471.2445 | 448.4034 | 61302.6439 | 58494.8892 | 55965.0594 | 53252.4475 | 50813.4041 | 48486.0725 | 46389.1113 | 44140.6432 | 42118.9343 | 61466.4498 | 58808.1037 | 55957.6902 | 53394.7425
QLD1 | Pumped Hydro | 0 | 0 | 0.00022024 | 0.00025902 | 0.00024716 | 0.00023584 | 0.00023964 | 0.00027158 | 0.00025914 | 0.00026087 | 0.00026401 | 0.00081194 | 0.0010162 | 0.00096963 | 0.00092769 | 0.00088273 | 26623.5621 | 25404.1623 | 24305.4644 | 23127.3849 | 22068.1154 | 93051.1066 | 89026.7641 | 84711.6601 | 80831.7367 | 99029.6369 | 94746.7306 | 90154.3812 | 144655.5818
QLD1 | VPP | 0 | 0 | 0 | 0 | 0 | 0 | 0 | 0 | 0 | 0 | 0 | 0 | 0 | 0 | 0 | 0 | 0 | 0 | 0 | 0 | 0 | 0 | 0 | 0 | 0 | 0 | 0 | 0 | 0
Total excluding storage |  | 73655.441 | 70281.9095 | 67242.3059 | 63983.0906 | 70969.2893 | 67718.7875 | 121225.4035 | 176854.0558 | 232020.4063 | 221393.5173 | 211818.5282 | 271967.2163 | 260966.396 | 249013.7366 | 238244.2079 | 259038.3396 | 349506.0003 | 333498.0918 | 330772.304 | 325294.364 | 327643.0819 | 423749.5097 | 405422.8802 | 397940.2945 | 418116.7448 | 450212.0748 | 430740.9728 | 413176.1941 | 449388.8992
Region | Technology | 2021-22 | 2022-23 | 2023-24 | 2024-25 | 2025-26 | 2026-27 | 2027-28 | 2028-29 | 2029-30 | 2030-31 | 2031-32 | 2032-33 | 2033-34 | 2034-35 | 2035-36 | 2036-37 | 2037-38 | 2038-39 | 2039-40 | 2040-41 | 2041-42 | 2042-43 | 2043-44 | 2044-45 | 2045-46 | 2046-47 | 2047-48 | 2048-49 | 2049-50
VIC1 | Black Coal | 0 | 0 | 0 | 0 | 0 | 0 | 0 | 0 | 0 | 0 | 0 | 0 | 0 | 0 | 0 | 0 | 0 | 0 | 0 | 0 | 0 | 0 | 0 | 0 | 0 | 0 | 0 | 0 | 0
VIC1 | Brown Coal | 0 | 0 | 0 | 0 | 0 | 0 | 0 | 0 | 0 | 0 | 0 | 0 | 0 | 0 | 0 | 0 | 0 | 0 | 0 | 0 | 0 | 0 | 0 | 0 | 0 | 0 | 0 | 0 | 0
VIC1 | CCGT | 3.8368e-05 | 3.661e-05 | 3.5027e-05 | 3.3329e-05 | 3.1803e-05 | 3.0346e-05 | 2.9034e-05 | 2.7626e-05 | 2.6361e-05 | 2.5154e-05 | 2.4066e-05 | 4.0032e-05 | 3.8199e-05 | 3.6449e-05 | 3.4873e-05 | 3.3182e-05 | 3.9519e-05 | 3.7709e-05 | 4.7807e-05 | 4.549e-05 | 5.3845e-05 | 5.1379e-05 | 4.9157e-05 | 4.6774e-05 | 4.4632e-05 | 3.0714e-05 | 2.9385e-05 | 0.00010045 | 9.5846e-05
VIC1 | Gas - Steam | 0 | 0 | 0 | 0 | 0 | 0 | 0 | 0 | 0 | 0 | 0 | 0 | 0 | 0 | 0 | 0 | 0 | 0 | 0 | 0 | 0 | 0 | 0 | 0 | 0 | 0 | 0 | 0 | 0
VIC1 | OCGT / Diesel | 0.00010791 | 0.00010297 | 9.8513e-05 | 9.3738e-05 | 8.9445e-05 | 8.5348e-05 | 8.1657e-05 | 7.7699e-05 | 7.414e-05 | 7.0744e-05 | 6.7685e-05 | 9.4379e-05 | 9.0056e-05 | 8.5932e-05 | 8.2215e-05 | 7.823e-05 | 7.4647e-05 | 7.1228e-05 | 0.0001157 | 0.0001101 | 0.00017154 | 0.00016368 | 0.0001566 | 0.00037083 | 0.00035385 | 0.00030425 | 0.00029109 | 2603.1161 | 2483.8894
VIC1 | Hydro | 0 | 0 | 0 | 0 | 0 | 0 | 0 | 0 | 0 | 0 | 0 | 0 | 0 | 0 | 0 | 0 | 0 | 0 | 0 | 0 | 0 | 0 | 0 | 0 | 0 | 0 | 0 | 0 | 0
VIC1 | Wind | 0.00086172 | 0.00082225 | 0.00080073 | 0.0010808 | 0.0010313 | 0.00098405 | 0.00096378 | 0.0010491 | 0.001001 | 0.00096508 | 0.001177 | 47625.5446 | 45444.2224 | 43362.8159 | 41487.4291 | 57040.9367 | 139422.9198 | 133037.1386 | 127283.451 | 121114.0553 | 115566.847 | 112481.9026 | 148486.8557 | 141289.7364 | 162120.1137 | 207187.3329 | 250021.0817 | 261469.0767 | 262184.2573
VIC1 | Solar PV | 4.8846e-05 | 5.6875e-05 | 5.4415e-05 | 0.00013768 | 0.00013138 | 0.00012536 | 0.00014691 | 0.00015708 | 0.00014989 | 0.00016276 | 0.00015572 | 0.0003675 | 0.00035067 | 0.0003346 | 0.00032013 | 0.00030462 | 0.00072638 | 0.0011299 | 7615.8718 | 21523.4377 | 20537.6314 | 19596.9765 | 18749.4321 | 17840.652 | 17023.5229 | 16243.8196 | 15541.2949 | 30043.947 | 28667.8885
VIC1 | Grid Battery | 9.5631e-05 | 0.00013838 | 0.0001324 | 0.00014762 | 0.00019358 | 0.00020658 | 0.00021938 | 0.00022608 | 0.00026587 | 0.00025369 | 0.00026242 | 0.00047306 | 0.0004514 | 0.00043072 | 0.00041209 | 0.00039212 | 0.00039503 | 0.0004121 | 0.0012854 | 0.0012231 | 2488.1727 | 2374.2106 | 2271.529 | 2161.4286 | 2062.4318 | 1967.9693 | 1882.8571 | 1791.5955 | 1709.5377
VIC1 | Pumped Hydro | 0 | 0 | 0.00024986 | 0.00029519 | 0.00028167 | 0.00028297 | 0.00027073 | 0.00027216 | 0.0002597 | 0.0002478 | 0.00025767 | 0.00048214 | 0.00046006 | 0.00043899 | 0.00042 | 0.00039965 | 0.00048092 | 0.00051815 | 0.0010297 | 0.00097983 | 0.0056597 | 0.0054005 | 0.005167 | 0.011498 | 0.010971 | 0.010469 | 0.010016 | 30601.9862 | 29200.3685
VIC1 | VPP | 0 | 0 | 0 | 0 | 0 | 0 | 0 | 0 | 0 | 0 | 0 | 0 | 0 | 0 | 0 | 0 | 0 | 0 | 0 | 0 | 0 | 0 | 0 | 0 | 0 | 0 | 0 | 0 | 0
Total excluding storage |  | 0.0010568 | 0.0010187 | 0.00098869 | 0.0013455 | 0.0012839 | 0.0012251 | 0.0012214 | 0.0013115 | 0.0012514 | 0.0012237 | 0.0014244 | 47625.5451 | 45444.2229 | 43362.8164 | 41487.4295 | 57040.9372 | 139422.9206 | 133037.1398 | 134899.3229 | 142637.4932 | 136104.4786 | 132078.8793 | 167236.288 | 159130.3889 | 179143.637 | 223431.1528 | 265562.377 | 294116.1399 | 293336.0353
Region | Technology | 2021-22 | 2022-23 | 2023-24 | 2024-25 | 2025-26 | 2026-27 | 2027-28 | 2028-29 | 2029-30 | 2030-31 | 2031-32 | 2032-33 | 2033-34 | 2034-35 | 2035-36 | 2036-37 | 2037-38 | 2038-39 | 2039-40 | 2040-41 | 2041-42 | 2042-43 | 2043-44 | 2044-45 | 2045-46 | 2046-47 | 2047-48 | 2048-49 | 2049-50
SA1 | Black Coal | 0 | 0 | 0 | 0 | 0 | 0 | 0 | 0 | 0 | 0 | 0 | 0 | 0 | 0 | 0 | 0 | 0 | 0 | 0 | 0 | 0 | 0 | 0 | 0 | 0 | 0 | 0 | 0 | 0
SA1 | Brown Coal | 0 | 0 | 0 | 0 | 0 | 0 | 0 | 0 | 0 | 0 | 0 | 0 | 0 | 0 | 0 | 0 | 0 | 0 | 0 | 0 | 0 | 0 | 0 | 0 | 0 | 0 | 0 | 0 | 0
SA1 | CCGT | 3.7776e-05 | 3.6046e-05 | 3.4487e-05 | 3.2815e-05 | 3.1312e-05 | 2.9878e-05 | 2.8586e-05 | 2.72e-05 | 2.5955e-05 | 2.4766e-05 | 2.3695e-05 | 4.3464e-05 | 4.1473e-05 | 3.9573e-05 | 3.7862e-05 | 3.6027e-05 | 4.7708e-05 | 4.5523e-05 | 5.5733e-05 | 5.3032e-05 | 6.9459e-05 | 6.6278e-05 | 6.3411e-05 | 6.0338e-05 | 5.7574e-05 | 4.3246e-05 | 4.1376e-05 | 7.0955e-05 | 6.7705e-05
SA1 | Gas - Steam | 0 | 0 | 0 | 0 | 0 | 0 | 0 | 0 | 0 | 0 | 0 | 0 | 0 | 0 | 0 | 0 | 0 | 0 | 0 | 0 | 0 | 0 | 0 | 0 | 0 | 0 | 0 | 0 | 0
SA1 | OCGT / Diesel | 0.00010813 | 0.00010318 | 9.8716e-05 | 9.3931e-05 | 8.9629e-05 | 8.5524e-05 | 8.1825e-05 | 7.7859e-05 | 7.4293e-05 | 7.089e-05 | 6.7824e-05 | 9.7684e-05 | 9.321e-05 | 8.8941e-05 | 8.5094e-05 | 8.097e-05 | 9.19e-05 | 8.7691e-05 | 0.00015932 | 0.00015159 | 0.00027639 | 0.00026373 | 0.00025232 | 8437.3549 | 8050.9112 | 7682.1671 | 7349.9231 | 6993.6744 | 6673.3534
SA1 | Hydro | 0 | 0 | 0 | 0 | 0 | 0 | 0 | 0 | 0 | 0 | 0 | 0 | 0 | 0 | 0 | 0 | 0 | 0 | 0 | 0 | 0 | 0 | 0 | 0 | 0 | 0 | 0 | 0 | 0
SA1 | Wind | 0.0016951 | 0.0016174 | 0.0020389 | 0.0020612 | 0.0019668 | 0.0018767 | 0.0017955 | 0.0020699 | 0.0019751 | 0.0019125 | 0.0025843 | 88937.0672 | 84863.6138 | 80976.7307 | 77474.5914 | 91070.9098 | 125295.6373 | 141824.005 | 136074.8849 | 129479.3706 | 123549.0179 | 117890.2842 | 112791.6791 | 107324.6959 | 103730.6864 | 105273.8696 | 105435.2328 | 117325.7283 | 111952.0307
SA1 | Solar PV | 0.00015432 | 0.00023156 | 0.00022155 | 0.00034854 | 0.00034051 | 0.00032491 | 0.0003614 | 0.00039694 | 0.00037876 | 0.00040972 | 0.00042955 | 0.0011845 | 0.0011746 | 0.0011208 | 0.0010723 | 0.0010203 | 0.0028333 | 0.0027163 | 1680.4486 | 7581.671 | 10396.9477 | 16511.7782 | 16169.0718 | 15385.3611 | 14680.6881 | 14008.2901 | 13402.4493 | 12752.8361 | 12168.7367
SA1 | Grid Battery | 9.856e-05 | 0.00014937 | 0.00014291 | 0.00014945 | 0.00019628 | 0.00021176 | 0.00023076 | 0.00024787 | 0.00028759 | 0.00027442 | 0.00028121 | 0.00064229 | 0.00061288 | 0.0005848 | 0.00055951 | 0.0007624 | 0.00072748 | 0.00069416 | 2077.3042 | 1976.6178 | 23609.3963 | 22528.0499 | 21553.7402 | 20509.036 | 19569.6909 | 18673.3691 | 17865.7696 | 16999.8203 | 16221.2026
SA1 | Pumped Hydro | 0 | 0 | 0.00029013 | 0.00027607 | 0.00026343 | 0.00025136 | 0.00024049 | 0.00022883 | 0.00021835 | 0.00020835 | 0.00019934 | 0.00031504 | 0.00030061 | 0.00028684 | 0.00027443 | 0.00033018 | 0.00034114 | 0.00033759 | 0.00040939 | 0.00038955 | 0.00053904 | 0.00051435 | 0.00049211 | 0.00059726 | 0.0005699 | 0.0005438 | 0.00052028 | 0.00053073 | 0.00050642
SA1 | VPP | 0 | 0 | 0 | 0 | 0 | 0 | 0 | 0 | 0 | 0 | 0 | 0 | 0 | 0 | 0 | 0 | 0 | 0 | 0 | 0 | 0 | 0 | 0 | 0 | 0 | 0 | 0 | 0 | 0
Total excluding storage |  | 0.0019953 | 0.0019882 | 0.0023937 | 0.0025365 | 0.0024282 | 0.002317 | 0.0022673 | 0.0025719 | 0.0024541 | 0.0024179 | 0.0031053 | 88937.0685 | 84863.6151 | 80976.732 | 77474.5926 | 91070.9109 | 125295.6403 | 141824.0078 | 137755.3337 | 137061.0418 | 133945.9659 | 134402.0628 | 128960.7512 | 131147.412 | 126462.2858 | 126964.3269 | 126187.6053 | 137072.2388 | 130794.1209
Region | Technology | 2021-22 | 2022-23 | 2023-24 | 2024-25 | 2025-26 | 2026-27 | 2027-28 | 2028-29 | 2029-30 | 2030-31 | 2031-32 | 2032-33 | 2033-34 | 2034-35 | 2035-36 | 2036-37 | 2037-38 | 2038-39 | 2039-40 | 2040-41 | 2041-42 | 2042-43 | 2043-44 | 2044-45 | 2045-46 | 2046-47 | 2047-48 | 2048-49 | 2049-50
TAS1 | Black Coal | 0 | 0 | 0 | 0 | 0 | 0 | 0 | 0 | 0 | 0 | 0 | 0 | 0 | 0 | 0 | 0 | 0 | 0 | 0 | 0 | 0 | 0 | 0 | 0 | 0 | 0 | 0 | 0 | 0
TAS1 | Brown Coal | 0 | 0 | 0 | 0 | 0 | 0 | 0 | 0 | 0 | 0 | 0 | 0 | 0 | 0 | 0 | 0 | 0 | 0 | 0 | 0 | 0 | 0 | 0 | 0 | 0 | 0 | 0 | 0 | 0
TAS1 | CCGT | 3.4074e-05 | 3.2513e-05 | 3.1107e-05 | 2.9599e-05 | 2.8243e-05 | 2.695e-05 | 2.5784e-05 | 2.4534e-05 | 2.3411e-05 | 2.2339e-05 | 2.1372e-05 | 2.8027e-05 | 2.6743e-05 | 2.5518e-05 | 2.4414e-05 | 2.3231e-05 | 2.2167e-05 | 2.1152e-05 | 2.0237e-05 | 1.9256e-05 | 1.8374e-05 | 1.7533e-05 | 1.6774e-05 | 1.5961e-05 | 1.523e-05 | 3.9876e-06 | 3.8151e-06 | 1.2111e-05 | 1.1556e-05
TAS1 | Gas - Steam | 0 | 0 | 0 | 0 | 0 | 0 | 0 | 0 | 0 | 0 | 0 | 0 | 0 | 0 | 0 | 0 | 0 | 0 | 0 | 0 | 0 | 0 | 0 | 0 | 0 | 0 | 0 | 0 | 0
TAS1 | OCGT / Diesel | 0.00010628 | 0.00010141 | 9.7023e-05 | 9.232e-05 | 8.8092e-05 | 8.4057e-05 | 8.0422e-05 | 7.6524e-05 | 7.3019e-05 | 6.9674e-05 | 6.6661e-05 | 8.2953e-05 | 7.9154e-05 | 7.5528e-05 | 7.2262e-05 | 6.8759e-05 | 6.561e-05 | 6.2605e-05 | 9.0381e-05 | 8.6001e-05 | 9.1731e-05 | 8.753e-05 | 8.3744e-05 | 8.8368e-05 | 8.432e-05 | 4.7568e-05 | 4.5511e-05 | 7.239e-05 | 6.9074e-05
TAS1 | Hydro | 0 | 0 | 0 | 0 | 0 | 0 | 0 | 0 | 0 | 0 | 0 | 0 | 0 | 0 | 0 | 0 | 0 | 0 | 0 | 0 | 0 | 0 | 0 | 0 | 0 | 0 | 0 | 0 | 0
TAS1 | Wind | 0.0014791 | 0.0014113 | 15547.6535 | 29497.5906 | 42138.6657 | 53489.2776 | 63821.4249 | 72691.3598 | 80695.0182 | 87689.6375 | 94019.6359 | 108864.5238 | 103878.3625 | 107494.353 | 111019.2254 | 113363.9977 | 115498.3645 | 117159.9905 | 118872.8339 | 119594.7916 | 114117.1675 | 108890.427 | 104181.0539 | 99131.4254 | 94591.0547 | 90258.6395 | 86355.0677 | 77371.2204 | 69277.046
TAS1 | Solar PV | 1.935e-05 | 2.9301e-05 | 3.5309e-05 | 5.4567e-05 | 6.1614e-05 | 6.595e-05 | 6.3098e-05 | 6.004e-05 | 6.2969e-05 | 6.9796e-05 | 6.6777e-05 | 6.354e-05 | 6.9898e-05 | 6.6696e-05 | 6.8147e-05 | 6.4844e-05 | 6.1874e-05 | 5.904e-05 | 7.5489e-05 | 0.00014865 | 0.00014185 | 0.00013535 | 0.0001295 | 0.00012322 | 0.00011758 | 0.0001062 | 9.8246e-05 | 9.1238e-05 | 8.057e-05
TAS1 | Grid Battery | 9.5416e-05 | 0.00012904 | 0.00012346 | 0.00013699 | 0.00017409 | 0.00016612 | 0.00018923 | 0.00020255 | 0.00023582 | 0.00023405 | 0.00024485 | 0.00034979 | 0.00033377 | 0.00031848 | 0.00030471 | 0.00028994 | 0.00029678 | 0.0002992 | 0.00041129 | 0.00039136 | 0.00041132 | 0.00037761 | 0.00036128 | 0.00033613 | 0.00030377 | 0.00028985 | 0.00026927 | 0.00040321 | 0.0003681
TAS1 | Pumped Hydro | 0 | 0 | 0.00040591 | 0.00038623 | 0.00040209 | 0.00041191 | 0.00044806 | 0.0004467 | 0.00048934 | 0.00051779 | 0.00058708 | 0.0025931 | 0.0024743 | 0.002361 | 0.0024743 | 2076.1099 | 11167.3072 | 10869.3979 | 19647.1645 | 18694.8715 | 18554.8447 | 17705.0044 | 16939.2854 | 16118.2427 | 15380.0025 | 14675.5749 | 14040.8749 | 14600.6186 | 13931.888
TAS1 | VPP | 0 | 0 | 0 | 0 | 0 | 0 | 0 | 0 | 0 | 0 | 0 | 0 | 0 | 0 | 0 | 0 | 0 | 0 | 0 | 0 | 0 | 0 | 0 | 0 | 0 | 0 | 0 | 0 | 0
Total excluding storage |  | 0.0016388 | 0.0015746 | 15547.6537 | 29497.5907 | 42138.6659 | 53489.2778 | 63821.4251 | 72691.3599 | 80695.0184 | 87689.6377 | 94019.6361 | 108864.524 | 103878.3626 | 107494.3531 | 111019.2256 | 113363.9978 | 115498.3647 | 117159.9906 | 118872.8341 | 119594.7918 | 114117.1678 | 108890.4272 | 104181.0542 | 99131.4256 | 94591.0549 | 90258.6396 | 86355.0678 | 77371.2206 | 69277.0461

## Marinus_REHAB Cost
Rehabilition cost by technology ($000s) - Marinus Link, Fast Change Scenario
REHAB | Real June 2020 dollars discounted to 1 July 2020
Explicitly modelled generation
Region | Technology | 2021-22 | 2022-23 | 2023-24 | 2024-25 | 2025-26 | 2026-27 | 2027-28 | 2028-29 | 2029-30 | 2030-31 | 2031-32 | 2032-33 | 2033-34 | 2034-35 | 2035-36 | 2036-37 | 2037-38 | 2038-39 | 2039-40 | 2040-41 | 2041-42 | 2042-43 | 2043-44 | 2044-45 | 2045-46 | 2046-47 | 2047-48 | 2048-49 | 2049-50
NEM | Black Coal | 0 | 0 | 0 | 108654.3318 | 108058.4519 | 12279.4788 | 2453.4831 | 0 | 22449.8162 | 0 | 7.0579e-06 | 0 | 0 | 0 | 0 | 0 | 0 | 0 | 0 | 0 | 0 | 0 | 0 | 0 | 0 | 0 | 0 | 0 | 0
NEM | Brown Coal | 0 | 0 | 0 | 44895.327 | 0 | 3605.2154 | 0 | 0 | 5.3645e-05 | 5.5451e-06 | 0 | 0 | 0 | 0 | 0 | 0 | 0 | 0 | 0 | 0 | 0 | 0 | 0 | 0 | 0 | 0 | 0 | 0 | 0
NEM | CCGT | 0 | 0 | 0 | 0 | 0 | 0 | 0 | 0 | 0 | 0 | 0 | 0 | 0 | 0 | 0 | 0 | 0 | 0 | 0 | 0 | 0 | 0 | 0 | 0 | 0 | 0 | 0 | 0 | 0
NEM | Gas - Steam | 0 | 0 | 0 | 0 | 0 | 0 | 0 | 0 | 0 | 0 | 0 | 0 | 0 | 0 | 0 | 0 | 0 | 0 | 0 | 0 | 0 | 0 | 0 | 0 | 0 | 0 | 0 | 0 | 0
NEM | OCGT / Diesel | 0 | 0 | 0 | 0 | 0 | 0 | 0 | 0 | 0 | 0 | 0 | 0 | 0 | 0 | 0 | 0 | 0 | 0 | 0 | 0 | 0 | 0 | 0 | 0 | 0 | 0 | 0 | 0 | 0
NEM | Hydro | 0 | 0 | 0 | 0 | 0 | 0 | 0 | 0 | 0 | 0 | 0 | 0 | 0 | 0 | 0 | 0 | 0 | 0 | 0 | 0 | 0 | 0 | 0 | 0 | 0 | 0 | 0 | 0 | 0
NEM | Wind | 0 | 0 | 0 | 0 | 0 | 0 | 0 | 0 | 0 | 0 | 0 | 0 | 0 | 0 | 0 | 0 | 0 | 0 | 0 | 0 | 0 | 0 | 0 | 0 | 0 | 0 | 0 | 0 | 0
NEM | Solar PV | 0 | 0 | 0 | 0 | 0 | 0 | 0 | 0 | 0 | 0 | 0 | 0 | 0 | 0 | 0 | 0 | 0 | 0 | 0 | 0 | 0 | 0 | 0 | 0 | 0 | 0 | 0 | 0 | 0
NEM | Grid Battery | 0 | 0 | 0 | 0 | 0 | 0 | 0 | 0 | 0 | 0 | 0 | 0 | 0 | 0 | 0 | 0 | 0 | 0 | 0 | 0 | 0 | 0 | 0 | 0 | 0 | 0 | 0 | 0 | 0
NEM | Pumped Hydro | 0 | 0 | 0 | 0 | 0 | 0 | 0 | 0 | 0 | 0 | 0 | 0 | 0 | 0 | 0 | 0 | 0 | 0 | 0 | 0 | 0 | 0 | 0 | 0 | 0 | 0 | 0 | 0 | 0
NEM | VPP | 0 | 0 | 0 | 0 | 0 | 0 | 0 | 0 | 0 | 0 | 0 | 0 | 0 | 0 | 0 | 0 | 0 | 0 | 0 | 0 | 0 | 0 | 0 | 0 | 0 | 0 | 0 | 0 | 0
Total excluding storage |  | 0 | 0 | 0 | 153549.6588 | 108058.4519 | 15884.6942 | 2453.4831 | 0 | 22449.8163 | 5.5451e-06 | 7.0579e-06 | 0 | 0 | 0 | 0 | 0 | 0 | 0 | 0 | 0 | 0 | 0 | 0 | 0 | 0 | 0 | 0 | 0 | 0
Region | Technology | 2021-22 | 2022-23 | 2023-24 | 2024-25 | 2025-26 | 2026-27 | 2027-28 | 2028-29 | 2029-30 | 2030-31 | 2031-32 | 2032-33 | 2033-34 | 2034-35 | 2035-36 | 2036-37 | 2037-38 | 2038-39 | 2039-40 | 2040-41 | 2041-42 | 2042-43 | 2043-44 | 2044-45 | 2045-46 | 2046-47 | 2047-48 | 2048-49 | 2049-50
NSW1 | Black Coal | 0 | 0 | 0 | 14591.3851 | 108058.4519 | 2870.5702 | 2453.4831 | 0 | 22449.8162 | 0 | 7.0579e-06 | 0 | 0 | 0 | 0 | 0 | 0 | 0 | 0 | 0 | 0 | 0 | 0 | 0 | 0 | 0 | 0 | 0 | 0
NSW1 | Brown Coal | 0 | 0 | 0 | 0 | 0 | 0 | 0 | 0 | 0 | 0 | 0 | 0 | 0 | 0 | 0 | 0 | 0 | 0 | 0 | 0 | 0 | 0 | 0 | 0 | 0 | 0 | 0 | 0 | 0
NSW1 | CCGT | 0 | 0 | 0 | 0 | 0 | 0 | 0 | 0 | 0 | 0 | 0 | 0 | 0 | 0 | 0 | 0 | 0 | 0 | 0 | 0 | 0 | 0 | 0 | 0 | 0 | 0 | 0 | 0 | 0
NSW1 | Gas - Steam | 0 | 0 | 0 | 0 | 0 | 0 | 0 | 0 | 0 | 0 | 0 | 0 | 0 | 0 | 0 | 0 | 0 | 0 | 0 | 0 | 0 | 0 | 0 | 0 | 0 | 0 | 0 | 0 | 0
NSW1 | OCGT / Diesel | 0 | 0 | 0 | 0 | 0 | 0 | 0 | 0 | 0 | 0 | 0 | 0 | 0 | 0 | 0 | 0 | 0 | 0 | 0 | 0 | 0 | 0 | 0 | 0 | 0 | 0 | 0 | 0 | 0
NSW1 | Hydro | 0 | 0 | 0 | 0 | 0 | 0 | 0 | 0 | 0 | 0 | 0 | 0 | 0 | 0 | 0 | 0 | 0 | 0 | 0 | 0 | 0 | 0 | 0 | 0 | 0 | 0 | 0 | 0 | 0
NSW1 | Wind | 0 | 0 | 0 | 0 | 0 | 0 | 0 | 0 | 0 | 0 | 0 | 0 | 0 | 0 | 0 | 0 | 0 | 0 | 0 | 0 | 0 | 0 | 0 | 0 | 0 | 0 | 0 | 0 | 0
NSW1 | Solar PV | 0 | 0 | 0 | 0 | 0 | 0 | 0 | 0 | 0 | 0 | 0 | 0 | 0 | 0 | 0 | 0 | 0 | 0 | 0 | 0 | 0 | 0 | 0 | 0 | 0 | 0 | 0 | 0 | 0
NSW1 | Grid Battery | 0 | 0 | 0 | 0 | 0 | 0 | 0 | 0 | 0 | 0 | 0 | 0 | 0 | 0 | 0 | 0 | 0 | 0 | 0 | 0 | 0 | 0 | 0 | 0 | 0 | 0 | 0 | 0 | 0
NSW1 | Pumped Hydro | 0 | 0 | 0 | 0 | 0 | 0 | 0 | 0 | 0 | 0 | 0 | 0 | 0 | 0 | 0 | 0 | 0 | 0 | 0 | 0 | 0 | 0 | 0 | 0 | 0 | 0 | 0 | 0 | 0
NSW1 | VPP | 0 | 0 | 0 | 0 | 0 | 0 | 0 | 0 | 0 | 0 | 0 | 0 | 0 | 0 | 0 | 0 | 0 | 0 | 0 | 0 | 0 | 0 | 0 | 0 | 0 | 0 | 0 | 0 | 0
Total excluding storage |  | 0 | 0 | 0 | 14591.3851 | 108058.4519 | 2870.5702 | 2453.4831 | 0 | 22449.8162 | 0 | 7.0579e-06 | 0 | 0 | 0 | 0 | 0 | 0 | 0 | 0 | 0 | 0 | 0 | 0 | 0 | 0 | 0 | 0 | 0 | 0
Region | Technology | 2021-22 | 2022-23 | 2023-24 | 2024-25 | 2025-26 | 2026-27 | 2027-28 | 2028-29 | 2029-30 | 2030-31 | 2031-32 | 2032-33 | 2033-34 | 2034-35 | 2035-36 | 2036-37 | 2037-38 | 2038-39 | 2039-40 | 2040-41 | 2041-42 | 2042-43 | 2043-44 | 2044-45 | 2045-46 | 2046-47 | 2047-48 | 2048-49 | 2049-50
QLD1 | Black Coal | 0 | 0 | 0 | 94062.9467 | 2.4769e-05 | 9408.9086 | 6.1725e-06 | 0 | 0 | 0 | 0 | 0 | 0 | 0 | 0 | 0 | 0 | 0 | 0 | 0 | 0 | 0 | 0 | 0 | 0 | 0 | 0 | 0 | 0
QLD1 | Brown Coal | 0 | 0 | 0 | 0 | 0 | 0 | 0 | 0 | 0 | 0 | 0 | 0 | 0 | 0 | 0 | 0 | 0 | 0 | 0 | 0 | 0 | 0 | 0 | 0 | 0 | 0 | 0 | 0 | 0
QLD1 | CCGT | 0 | 0 | 0 | 0 | 0 | 0 | 0 | 0 | 0 | 0 | 0 | 0 | 0 | 0 | 0 | 0 | 0 | 0 | 0 | 0 | 0 | 0 | 0 | 0 | 0 | 0 | 0 | 0 | 0
QLD1 | Gas - Steam | 0 | 0 | 0 | 0 | 0 | 0 | 0 | 0 | 0 | 0 | 0 | 0 | 0 | 0 | 0 | 0 | 0 | 0 | 0 | 0 | 0 | 0 | 0 | 0 | 0 | 0 | 0 | 0 | 0
QLD1 | OCGT / Diesel | 0 | 0 | 0 | 0 | 0 | 0 | 0 | 0 | 0 | 0 | 0 | 0 | 0 | 0 | 0 | 0 | 0 | 0 | 0 | 0 | 0 | 0 | 0 | 0 | 0 | 0 | 0 | 0 | 0
QLD1 | Hydro | 0 | 0 | 0 | 0 | 0 | 0 | 0 | 0 | 0 | 0 | 0 | 0 | 0 | 0 | 0 | 0 | 0 | 0 | 0 | 0 | 0 | 0 | 0 | 0 | 0 | 0 | 0 | 0 | 0
QLD1 | Wind | 0 | 0 | 0 | 0 | 0 | 0 | 0 | 0 | 0 | 0 | 0 | 0 | 0 | 0 | 0 | 0 | 0 | 0 | 0 | 0 | 0 | 0 | 0 | 0 | 0 | 0 | 0 | 0 | 0
QLD1 | Solar PV | 0 | 0 | 0 | 0 | 0 | 0 | 0 | 0 | 0 | 0 | 0 | 0 | 0 | 0 | 0 | 0 | 0 | 0 | 0 | 0 | 0 | 0 | 0 | 0 | 0 | 0 | 0 | 0 | 0
QLD1 | Grid Battery | 0 | 0 | 0 | 0 | 0 | 0 | 0 | 0 | 0 | 0 | 0 | 0 | 0 | 0 | 0 | 0 | 0 | 0 | 0 | 0 | 0 | 0 | 0 | 0 | 0 | 0 | 0 | 0 | 0
QLD1 | Pumped Hydro | 0 | 0 | 0 | 0 | 0 | 0 | 0 | 0 | 0 | 0 | 0 | 0 | 0 | 0 | 0 | 0 | 0 | 0 | 0 | 0 | 0 | 0 | 0 | 0 | 0 | 0 | 0 | 0 | 0
QLD1 | VPP | 0 | 0 | 0 | 0 | 0 | 0 | 0 | 0 | 0 | 0 | 0 | 0 | 0 | 0 | 0 | 0 | 0 | 0 | 0 | 0 | 0 | 0 | 0 | 0 | 0 | 0 | 0 | 0 | 0
Total excluding storage |  | 0 | 0 | 0 | 94062.9467 | 2.4769e-05 | 9408.9086 | 6.1725e-06 | 0 | 0 | 0 | 0 | 0 | 0 | 0 | 0 | 0 | 0 | 0 | 0 | 0 | 0 | 0 | 0 | 0 | 0 | 0 | 0 | 0 | 0
Region | Technology | 2021-22 | 2022-23 | 2023-24 | 2024-25 | 2025-26 | 2026-27 | 2027-28 | 2028-29 | 2029-30 | 2030-31 | 2031-32 | 2032-33 | 2033-34 | 2034-35 | 2035-36 | 2036-37 | 2037-38 | 2038-39 | 2039-40 | 2040-41 | 2041-42 | 2042-43 | 2043-44 | 2044-45 | 2045-46 | 2046-47 | 2047-48 | 2048-49 | 2049-50
VIC1 | Black Coal | 0 | 0 | 0 | 0 | 0 | 0 | 0 | 0 | 0 | 0 | 0 | 0 | 0 | 0 | 0 | 0 | 0 | 0 | 0 | 0 | 0 | 0 | 0 | 0 | 0 | 0 | 0 | 0 | 0
VIC1 | Brown Coal | 0 | 0 | 0 | 44895.327 | 0 | 3605.2154 | 0 | 0 | 5.3645e-05 | 5.5451e-06 | 0 | 0 | 0 | 0 | 0 | 0 | 0 | 0 | 0 | 0 | 0 | 0 | 0 | 0 | 0 | 0 | 0 | 0 | 0
VIC1 | CCGT | 0 | 0 | 0 | 0 | 0 | 0 | 0 | 0 | 0 | 0 | 0 | 0 | 0 | 0 | 0 | 0 | 0 | 0 | 0 | 0 | 0 | 0 | 0 | 0 | 0 | 0 | 0 | 0 | 0
VIC1 | Gas - Steam | 0 | 0 | 0 | 0 | 0 | 0 | 0 | 0 | 0 | 0 | 0 | 0 | 0 | 0 | 0 | 0 | 0 | 0 | 0 | 0 | 0 | 0 | 0 | 0 | 0 | 0 | 0 | 0 | 0
VIC1 | OCGT / Diesel | 0 | 0 | 0 | 0 | 0 | 0 | 0 | 0 | 0 | 0 | 0 | 0 | 0 | 0 | 0 | 0 | 0 | 0 | 0 | 0 | 0 | 0 | 0 | 0 | 0 | 0 | 0 | 0 | 0
VIC1 | Hydro | 0 | 0 | 0 | 0 | 0 | 0 | 0 | 0 | 0 | 0 | 0 | 0 | 0 | 0 | 0 | 0 | 0 | 0 | 0 | 0 | 0 | 0 | 0 | 0 | 0 | 0 | 0 | 0 | 0
VIC1 | Wind | 0 | 0 | 0 | 0 | 0 | 0 | 0 | 0 | 0 | 0 | 0 | 0 | 0 | 0 | 0 | 0 | 0 | 0 | 0 | 0 | 0 | 0 | 0 | 0 | 0 | 0 | 0 | 0 | 0
VIC1 | Solar PV | 0 | 0 | 0 | 0 | 0 | 0 | 0 | 0 | 0 | 0 | 0 | 0 | 0 | 0 | 0 | 0 | 0 | 0 | 0 | 0 | 0 | 0 | 0 | 0 | 0 | 0 | 0 | 0 | 0
VIC1 | Grid Battery | 0 | 0 | 0 | 0 | 0 | 0 | 0 | 0 | 0 | 0 | 0 | 0 | 0 | 0 | 0 | 0 | 0 | 0 | 0 | 0 | 0 | 0 | 0 | 0 | 0 | 0 | 0 | 0 | 0
VIC1 | Pumped Hydro | 0 | 0 | 0 | 0 | 0 | 0 | 0 | 0 | 0 | 0 | 0 | 0 | 0 | 0 | 0 | 0 | 0 | 0 | 0 | 0 | 0 | 0 | 0 | 0 | 0 | 0 | 0 | 0 | 0
VIC1 | VPP | 0 | 0 | 0 | 0 | 0 | 0 | 0 | 0 | 0 | 0 | 0 | 0 | 0 | 0 | 0 | 0 | 0 | 0 | 0 | 0 | 0 | 0 | 0 | 0 | 0 | 0 | 0 | 0 | 0
Total excluding storage |  | 0 | 0 | 0 | 44895.327 | 0 | 3605.2154 | 0 | 0 | 5.3645e-05 | 5.5451e-06 | 0 | 0 | 0 | 0 | 0 | 0 | 0 | 0 | 0 | 0 | 0 | 0 | 0 | 0 | 0 | 0 | 0 | 0 | 0
Region | Technology | 2021-22 | 2022-23 | 2023-24 | 2024-25 | 2025-26 | 2026-27 | 2027-28 | 2028-29 | 2029-30 | 2030-31 | 2031-32 | 2032-33 | 2033-34 | 2034-35 | 2035-36 | 2036-37 | 2037-38 | 2038-39 | 2039-40 | 2040-41 | 2041-42 | 2042-43 | 2043-44 | 2044-45 | 2045-46 | 2046-47 | 2047-48 | 2048-49 | 2049-50
SA1 | Black Coal | 0 | 0 | 0 | 0 | 0 | 0 | 0 | 0 | 0 | 0 | 0 | 0 | 0 | 0 | 0 | 0 | 0 | 0 | 0 | 0 | 0 | 0 | 0 | 0 | 0 | 0 | 0 | 0 | 0
SA1 | Brown Coal | 0 | 0 | 0 | 0 | 0 | 0 | 0 | 0 | 0 | 0 | 0 | 0 | 0 | 0 | 0 | 0 | 0 | 0 | 0 | 0 | 0 | 0 | 0 | 0 | 0 | 0 | 0 | 0 | 0
SA1 | CCGT | 0 | 0 | 0 | 0 | 0 | 0 | 0 | 0 | 0 | 0 | 0 | 0 | 0 | 0 | 0 | 0 | 0 | 0 | 0 | 0 | 0 | 0 | 0 | 0 | 0 | 0 | 0 | 0 | 0
SA1 | Gas - Steam | 0 | 0 | 0 | 0 | 0 | 0 | 0 | 0 | 0 | 0 | 0 | 0 | 0 | 0 | 0 | 0 | 0 | 0 | 0 | 0 | 0 | 0 | 0 | 0 | 0 | 0 | 0 | 0 | 0
SA1 | OCGT / Diesel | 0 | 0 | 0 | 0 | 0 | 0 | 0 | 0 | 0 | 0 | 0 | 0 | 0 | 0 | 0 | 0 | 0 | 0 | 0 | 0 | 0 | 0 | 0 | 0 | 0 | 0 | 0 | 0 | 0
SA1 | Hydro | 0 | 0 | 0 | 0 | 0 | 0 | 0 | 0 | 0 | 0 | 0 | 0 | 0 | 0 | 0 | 0 | 0 | 0 | 0 | 0 | 0 | 0 | 0 | 0 | 0 | 0 | 0 | 0 | 0
SA1 | Wind | 0 | 0 | 0 | 0 | 0 | 0 | 0 | 0 | 0 | 0 | 0 | 0 | 0 | 0 | 0 | 0 | 0 | 0 | 0 | 0 | 0 | 0 | 0 | 0 | 0 | 0 | 0 | 0 | 0
SA1 | Solar PV | 0 | 0 | 0 | 0 | 0 | 0 | 0 | 0 | 0 | 0 | 0 | 0 | 0 | 0 | 0 | 0 | 0 | 0 | 0 | 0 | 0 | 0 | 0 | 0 | 0 | 0 | 0 | 0 | 0
SA1 | Grid Battery | 0 | 0 | 0 | 0 | 0 | 0 | 0 | 0 | 0 | 0 | 0 | 0 | 0 | 0 | 0 | 0 | 0 | 0 | 0 | 0 | 0 | 0 | 0 | 0 | 0 | 0 | 0 | 0 | 0
SA1 | Pumped Hydro | 0 | 0 | 0 | 0 | 0 | 0 | 0 | 0 | 0 | 0 | 0 | 0 | 0 | 0 | 0 | 0 | 0 | 0 | 0 | 0 | 0 | 0 | 0 | 0 | 0 | 0 | 0 | 0 | 0
SA1 | VPP | 0 | 0 | 0 | 0 | 0 | 0 | 0 | 0 | 0 | 0 | 0 | 0 | 0 | 0 | 0 | 0 | 0 | 0 | 0 | 0 | 0 | 0 | 0 | 0 | 0 | 0 | 0 | 0 | 0
Total excluding storage |  | 0 | 0 | 0 | 0 | 0 | 0 | 0 | 0 | 0 | 0 | 0 | 0 | 0 | 0 | 0 | 0 | 0 | 0 | 0 | 0 | 0 | 0 | 0 | 0 | 0 | 0 | 0 | 0 | 0
Region | Technology | 2021-22 | 2022-23 | 2023-24 | 2024-25 | 2025-26 | 2026-27 | 2027-28 | 2028-29 | 2029-30 | 2030-31 | 2031-32 | 2032-33 | 2033-34 | 2034-35 | 2035-36 | 2036-37 | 2037-38 | 2038-39 | 2039-40 | 2040-41 | 2041-42 | 2042-43 | 2043-44 | 2044-45 | 2045-46 | 2046-47 | 2047-48 | 2048-49 | 2049-50
TAS1 | Black Coal | 0 | 0 | 0 | 0 | 0 | 0 | 0 | 0 | 0 | 0 | 0 | 0 | 0 | 0 | 0 | 0 | 0 | 0 | 0 | 0 | 0 | 0 | 0 | 0 | 0 | 0 | 0 | 0 | 0
TAS1 | Brown Coal | 0 | 0 | 0 | 0 | 0 | 0 | 0 | 0 | 0 | 0 | 0 | 0 | 0 | 0 | 0 | 0 | 0 | 0 | 0 | 0 | 0 | 0 | 0 | 0 | 0 | 0 | 0 | 0 | 0
TAS1 | CCGT | 0 | 0 | 0 | 0 | 0 | 0 | 0 | 0 | 0 | 0 | 0 | 0 | 0 | 0 | 0 | 0 | 0 | 0 | 0 | 0 | 0 | 0 | 0 | 0 | 0 | 0 | 0 | 0 | 0
TAS1 | Gas - Steam | 0 | 0 | 0 | 0 | 0 | 0 | 0 | 0 | 0 | 0 | 0 | 0 | 0 | 0 | 0 | 0 | 0 | 0 | 0 | 0 | 0 | 0 | 0 | 0 | 0 | 0 | 0 | 0 | 0
TAS1 | OCGT / Diesel | 0 | 0 | 0 | 0 | 0 | 0 | 0 | 0 | 0 | 0 | 0 | 0 | 0 | 0 | 0 | 0 | 0 | 0 | 0 | 0 | 0 | 0 | 0 | 0 | 0 | 0 | 0 | 0 | 0
TAS1 | Hydro | 0 | 0 | 0 | 0 | 0 | 0 | 0 | 0 | 0 | 0 | 0 | 0 | 0 | 0 | 0 | 0 | 0 | 0 | 0 | 0 | 0 | 0 | 0 | 0 | 0 | 0 | 0 | 0 | 0
TAS1 | Wind | 0 | 0 | 0 | 0 | 0 | 0 | 0 | 0 | 0 | 0 | 0 | 0 | 0 | 0 | 0 | 0 | 0 | 0 | 0 | 0 | 0 | 0 | 0 | 0 | 0 | 0 | 0 | 0 | 0
TAS1 | Solar PV | 0 | 0 | 0 | 0 | 0 | 0 | 0 | 0 | 0 | 0 | 0 | 0 | 0 | 0 | 0 | 0 | 0 | 0 | 0 | 0 | 0 | 0 | 0 | 0 | 0 | 0 | 0 | 0 | 0
TAS1 | Grid Battery | 0 | 0 | 0 | 0 | 0 | 0 | 0 | 0 | 0 | 0 | 0 | 0 | 0 | 0 | 0 | 0 | 0 | 0 | 0 | 0 | 0 | 0 | 0 | 0 | 0 | 0 | 0 | 0 | 0
TAS1 | Pumped Hydro | 0 | 0 | 0 | 0 | 0 | 0 | 0 | 0 | 0 | 0 | 0 | 0 | 0 | 0 | 0 | 0 | 0 | 0 | 0 | 0 | 0 | 0 | 0 | 0 | 0 | 0 | 0 | 0 | 0
TAS1 | VPP | 0 | 0 | 0 | 0 | 0 | 0 | 0 | 0 | 0 | 0 | 0 | 0 | 0 | 0 | 0 | 0 | 0 | 0 | 0 | 0 | 0 | 0 | 0 | 0 | 0 | 0 | 0 | 0 | 0
Total excluding storage |  | 0 | 0 | 0 | 0 | 0 | 0 | 0 | 0 | 0 | 0 | 0 | 0 | 0 | 0 | 0 | 0 | 0 | 0 | 0 | 0 | 0 | 0 | 0 | 0 | 0 | 0 | 0 | 0 | 0

## Marinus_REZ Tx Cost
REZ transmission expansion cost by region ($000s) - Marinus Link, Fast Change Scenario
REZ Expansion | Real June 2020 dollars discounted to 1 July 2020. As with the total capital costs, the REZ transmission expansion costs are annualised for modelling purposes.
Explicitly modelled generation
Region | Technology | 2021-22 | 2022-23 | 2023-24 | 2024-25 | 2025-26 | 2026-27 | 2027-28 | 2028-29 | 2029-30 | 2030-31 | 2031-32 | 2032-33 | 2033-34 | 2034-35 | 2035-36 | 2036-37 | 2037-38 | 2038-39 | 2039-40 | 2040-41 | 2041-42 | 2042-43 | 2043-44 | 2044-45 | 2045-46 | 2046-47 | 2047-48 | 2048-49 | 2049-50
NSW1 | Transmission | 0.0001073 | 4278.3282 | 14086.6908 | 23167.6535 | 31180.0298 | 40465.1021 | 48894.2829 | 56585.0813 | 116516.4819 | 111179.8491 | 106371.4615 | 102142.3163 | 97464.0422 | 96856.3357 | 95037.8463 | 90431.3866 | 86904.3868 | 86958.3103 | 91588.9004 | 87149.6102 | 94969.0702 | 103874.2044 | 99381.7767 | 94564.7678 | 90233.5573 | 90687.6159 | 88988.2642 | 89519.9056 | 90846.6824
QLD1 | Transmission | 0.00011431 | 0.00011927 | 0.00012412 | 0.00015919 | 0.00017728 | 0.00017236 | 0.00028036 | 7733.6164 | 7379.405 | 7041.4169 | 6736.8846 | 9108.338 | 9016.8756 | 8603.8889 | 8231.7816 | 7832.7893 | 44448.042 | 42412.2538 | 40577.9776 | 41062.0861 | 42152.6528 | 56859.9525 | 54400.8316 | 62615.4802 | 83672.7298 | 104846.9941 | 100312.4945 | 95450.374 | 117146.7902
VIC1 | Transmission | 2.0849e-05 | 1.9894e-05 | 1.9034e-05 | 1.8111e-05 | 1.7282e-05 | 1.649e-05 | 1.5777e-05 | 1.5012e-05 | 1.4325e-05 | 1.3668e-05 | 1.3077e-05 | 1.2443e-05 | 1.1874e-05 | 1.133e-05 | 1.084e-05 | 1.0314e-05 | 5008.8673 | 4779.4536 | 4572.7482 | 4351.1083 | 4151.8209 | 3961.6612 | 6812.4175 | 6482.2214 | 7433.9125 | 11424.2143 | 11851.9832 | 11277.5207 | 13298.5616
SA1 | Transmission | 0.0001191 | 0.00011867 | 0.00013554 | 0.00013987 | 0.00013346 | 0.00012735 | 0.00012184 | 0.00017112 | 0.00016329 | 0.00016014 | 0.00017135 | 2636.7171 | 2515.9514 | 2400.717 | 2296.8891 | 2185.56 | 9111.6599 | 11960.5925 | 11500.0416 | 10942.6376 | 10441.4481 | 9963.2138 | 9532.3175 | 9070.2886 | 9069.5481 | 11840.3395 | 12822.4924 | 17616.6781 | 16809.8074
TAS1 | Transmission | 0 | 0 | 0 | 0 | 0 | 0 | 0 | 0 | 0 | 0 | 0 | 690.7812 | 659.1423 | 628.9526 | 601.7512 | 572.5845 | 546.3593 | 750.0589 | 1268.0598 | 1597.5597 | 1524.3891 | 1454.5697 | 1391.6614 | 1324.208 | 1263.5572 | 1205.6844 | 1153.54 | 1097.6283 | 1047.3552
NEM | Total | 0.00036155 | 4278.3284 | 14086.6911 | 23167.6538 | 31180.0301 | 40465.1024 | 48894.2833 | 64318.6979 | 123895.887 | 118221.2662 | 113108.3462 | 114578.1525 | 109656.0116 | 108489.8943 | 106168.2682 | 101022.3205 | 146019.3154 | 146860.6691 | 149507.7277 | 145103.002 | 153239.3811 | 176113.6017 | 171519.0047 | 174056.9659 | 191673.3049 | 220004.8482 | 215128.7744 | 214962.1067 | 239149.1968

## Marinus_USE+DSP Cost
USE and USE / DSP cost by region ($000s) - Marinus Link, Fast Change Scenario
USE / DSP | Real June 2020 dollars discounted to 1 July 2020
Explicitly modelled generation
Region | Technology | 2021-22 | 2022-23 | 2023-24 | 2024-25 | 2025-26 | 2026-27 | 2027-28 | 2028-29 | 2029-30 | 2030-31 | 2031-32 | 2032-33 | 2033-34 | 2034-35 | 2035-36 | 2036-37 | 2037-38 | 2038-39 | 2039-40 | 2040-41 | 2041-42 | 2042-43 | 2043-44 | 2044-45 | 2045-46 | 2046-47 | 2047-48 | 2048-49 | 2049-50
NSW1 | USE / DSP | 0.00025866 | 0.00025809 | 23.9393 | 834.8501 | 0.00026424 | 0.00026245 | 0.00026229 | 0.00026367 | 0.00026163 | 0.00026137 | 0.00026337 | 6322.1785 | 100.2178 | 0.00027286 | 31.0598 | 5.6355 | 26833.9894 | 0.0002786 | 19675.3998 | 57.7749 | 16716.0041 | 230.2561 | 425.6935 | 13773.0921 | 1416.5043 | 867.9094 | 0.00028438 | 809.7729 | 233.043
QLD1 | USE / DSP | 0.00025794 | 0.00025747 | 0.00025836 | 0.00026121 | 0.00026289 | 0.00026199 | 0.00026202 | 106.6509 | 0.00026146 | 0.00026159 | 0.00026391 | 1904.0052 | 24133.3185 | 2086.7553 | 1332.4859 | 229.0652 | 31919.687 | 0.00027255 | 10965.5204 | 2081.6293 | 4588.6742 | 6142.1129 | 1182.4477 | 6751.9054 | 4081.071 | 52955.8572 | 346.0878 | 5666.4712 | 9101.9349
VIC1 | USE / DSP | 0.00025645 | 0.00025485 | 0.00025675 | 0.00026035 | 0.00026204 | 0.00026 | 0.00026036 | 0.00026099 | 0.00025928 | 0.00025901 | 0.00026141 | 2608.853 | 0.00026916 | 0.00026975 | 0.00026678 | 0.00026663 | 56.7764 | 0.00027247 | 4135.8121 | 1.3393 | 3421.9002 | 0.00027601 | 2.4411 | 2453.8011 | 1624.1873 | 49.3597 | 0.00027682 | 774.6144 | 143.9448
SA1 | USE / DSP | 0.00025907 | 0.00025664 | 0.00026374 | 0.0002619 | 0.00026416 | 0.000261 | 0.00026111 | 0.00026193 | 0.00025999 | 0.00025967 | 0.00026347 | 2844.1649 | 0.0002701 | 0.0002708 | 10.4278 | 345.292 | 242.7303 | 11.1062 | 3519.315 | 40.2341 | 3487.2772 | 0.00027538 | 100.1207 | 2457.2139 | 2184.8281 | 54.4717 | 0.00027573 | 501.5294 | 198.1022
TAS1 | USE / DSP | 0.00021233 | 0.00021138 | 0.00021269 | 0.00021215 | 0.00021191 | 0.00021206 | 0.00021313 | 0.00021307 | 0.0002131 | 0.00021306 | 0.00021375 | 690.4596 | 0.00021591 | 0.00021542 | 0.00021476 | 0.00021409 | 0.00021582 | 0.00021503 | 453.4951 | 0.00021446 | 828.7035 | 0.00021508 | 0.00021542 | 352.1612 | 0.00021227 | 0.00021382 | 0.00021352 | 118.6378 | 0.00021625
NEM | Total | 0.0012445 | 0.0012384 | 23.9403 | 834.8511 | 0.0012652 | 0.0012575 | 0.0012589 | 106.6519 | 0.0012555 | 0.0012547 | 0.0012659 | 14369.6613 | 24233.537 | 2086.7563 | 1373.974 | 579.9932 | 59053.1833 | 11.1073 | 38749.5424 | 2180.9779 | 29042.5592 | 6372.3698 | 1710.7032 | 25788.1736 | 9306.5909 | 53927.5981 | 346.0889 | 7871.0257 | 9677.0251

## Marinus_SyncCon Cost
Synchronous Condenser cost by region ($000s) - Marinus Link, Fast Change Scenario
SyncCon | Real June 2020 dollars discounted to 1 July 2020
Explicitly modelled generation
Region | Technology | 2021-22 | 2022-23 | 2023-24 | 2024-25 | 2025-26 | 2026-27 | 2027-28 | 2028-29 | 2029-30 | 2030-31 | 2031-32 | 2032-33 | 2033-34 | 2034-35 | 2035-36 | 2036-37 | 2037-38 | 2038-39 | 2039-40 | 2040-41 | 2041-42 | 2042-43 | 2043-44 | 2044-45 | 2045-46 | 2046-47 | 2047-48 | 2048-49 | 2049-50
NSW1 | SyncCon | 0 | 0 | 0 | 0 | 0 | 0 | 0 | 0 | 0 | 0 | 0 | 0 | 0 | 0 | 0 | 0 | 0 | 0 | 0 | 0 | 0 | 0 | 0 | 0 | 0 | 0 | 0 | 0 | 0
QLD1 | SyncCon | 0 | 0 | 0 | 0 | 0 | 0 | 0 | 0 | 0 | 0 | 0 | 0 | 0 | 0 | 0 | 0 | 0 | 0 | 0 | 0 | 0 | 0 | 0 | 0 | 0 | 0 | 0 | 0 | 0
VIC1 | SyncCon | 0 | 0 | 0 | 6619.3744 | 6316.197 | 6026.9055 | 6329.46 | 6022.6727 | 5746.8251 | 5483.6117 | 5702.2201 | 5464.0372 | 5213.776 | 4974.9771 | 4759.8156 | 4529.1086 | 5464.359 | 5214.083 | 4988.5806 | 4746.7854 | 4529.3753 | 4321.923 | 4135.0053 | 3934.5827 | 3754.3728 | 3582.4168 | 4667.6569 | 5305.3143 | 5062.3228
SA1 | SyncCon | 0 | 0 | 0 | 0 | 0 | 0 | 0 | 0 | 0 | 0 | 0 | 0 | 0 | 0 | 0 | 0 | 0 | 0 | 0 | 0 | 0 | 0 | 0 | 0 | 0 | 0 | 0 | 0 | 0
TAS1 | SyncCon | 1086.0148 | 1420.868 | 1588.8038 | 986.2921 | 997.272 | 1533.5776 | 2120.8813 | 1822.8767 | 2295.0479 | 2502.4758 | 2227.4271 | 2154.5579 | 2021.6479 | 1996.0449 | 2221.7421 | 2257.2865 | 1744.8822 | 1889.2438 | 1659.2408 | 1591.9068 | 1537.2596 | 1427.5308 | 1231.1066 | 1204.9935 | 1108.2033 | 1032.0227 | 1035.561 | 942.4499 | 800.8616
NEM | Total | 1086.0148 | 1420.868 | 1588.8038 | 7605.6665 | 7313.469 | 7560.4831 | 8450.3413 | 7845.5494 | 8041.873 | 7986.0876 | 7929.6471 | 7618.5951 | 7235.4239 | 6971.022 | 6981.5577 | 6786.3951 | 7209.2413 | 7103.3268 | 6647.8213 | 6338.6922 | 6066.6349 | 5749.4539 | 5366.1119 | 5139.5762 | 4862.5761 | 4614.4395 | 5703.2179 | 6247.7642 | 5863.1844

## Marinus_System Strength Cost
System Strength cost by region ($000s) - Marinus Link, Fast Change Scenario
System Strength | Real June 2020 dollars discounted to 1 July 2020
Explicitly modelled generation
Region | Technology | 2021-22 | 2022-23 | 2023-24 | 2024-25 | 2025-26 | 2026-27 | 2027-28 | 2028-29 | 2029-30 | 2030-31 | 2031-32 | 2032-33 | 2033-34 | 2034-35 | 2035-36 | 2036-37 | 2037-38 | 2038-39 | 2039-40 | 2040-41 | 2041-42 | 2042-43 | 2043-44 | 2044-45 | 2045-46 | 2046-47 | 2047-48 | 2048-49 | 2049-50
NSW1 | System Strength | 7.6939e-06 | 480.019 | 1580.4958 | 2599.3599 | 3498.331 | 4540.0957 | 5485.8313 | 6348.7221 | 14590.9881 | 13922.6986 | 13320.5595 | 12812.4735 | 12225.6427 | 12238.1425 | 12060.7391 | 11476.1582 | 11814.9214 | 11872.6536 | 12455.0224 | 11851.3307 | 12672.1635 | 14008.116 | 13402.2828 | 12752.6776 | 12177.8611 | 12301.0039 | 12806.5921 | 12751.968 | 12852.0879
QLD1 | System Strength | 1450.2267 | 1383.8041 | 1323.9564 | 1259.7845 | 1402.4319 | 1338.1983 | 1280.323 | 1644.6761 | 2325.2761 | 2218.7749 | 2122.8157 | 2275.7752 | 2202.4288 | 2101.5542 | 2010.6646 | 1913.2083 | 3437.3799 | 3279.9427 | 3138.0893 | 3321.9062 | 3576.9971 | 5693.5442 | 5447.3056 | 5463.783 | 5831.9917 | 6833.2295 | 6537.701 | 6220.8203 | 7376.1667
VIC1 | System Strength | 1.2743e-05 | 1.2599e-05 | 1.2646e-05 | 2.0731e-05 | 1.9781e-05 | 1.8875e-05 | 1.9727e-05 | 2.2022e-05 | 2.1013e-05 | 2.1195e-05 | 2.4517e-05 | 1009.8137 | 963.5627 | 919.4302 | 879.666 | 1226.6818 | 3067.8948 | 2927.3806 | 3194.87 | 3795.1369 | 3621.3138 | 3504.7245 | 4309.2221 | 4100.3552 | 4555.8048 | 5584.6125 | 5518.9193 | 6319.5697 | 6328.7216
SA1 | System Strength | 2.6132e-05 | 2.6807e-05 | 3.203e-05 | 3.5964e-05 | 3.4591e-05 | 3.3006e-05 | 3.2909e-05 | 4.0202e-05 | 3.8361e-05 | 3.8696e-05 | 5.0062e-05 | 1844.9334 | 1760.4326 | 1679.8021 | 1607.1528 | 1887.9811 | 2600.2 | 2979.5127 | 2859.3091 | 2922.9029 | 2958.2755 | 3178.1018 | 3060.7938 | 2912.4379 | 2810.7379 | 2822.6104 | 2814.737 | 3092.2166 | 2950.5884
TAS1 | System Strength | 1.435e-05 | 1.4017e-05 | 187.5461 | 356.5797 | 505.1202 | 639.3059 | 762.1741 | 868.4533 | 965.3385 | 1051.5273 | 1163.795 | 1516.6312 | 1447.1672 | 1556.1918 | 1661.2469 | 1744.7313 | 1821.3126 | 1887.2188 | 1953.4475 | 2004.9815 | 1913.1503 | 1825.5251 | 1746.5734 | 1661.9175 | 1585.7991 | 1513.1671 | 1447.7245 | 1377.5537 | 1314.4597
NEM | Total | 1450.2268 | 1863.8232 | 3091.9983 | 4215.7242 | 5405.8831 | 6517.6001 | 7528.3284 | 8861.8515 | 17881.6028 | 17193.0008 | 16607.1703 | 19459.6269 | 18599.2339 | 18495.1207 | 18219.4695 | 18248.7607 | 22741.7087 | 22946.7083 | 23600.7382 | 23896.2582 | 24741.9002 | 28210.0116 | 27966.1778 | 26891.1713 | 26962.1946 | 29054.6234 | 29125.6739 | 29762.1283 | 30822.0243