## Cover
Project Marinus Economic Modelling Results
Supporting the Economic Modelling Appendix to the TasNetworks PACR
TasNetworks | 22 June 2021

## Release notice
Notice
Ernst & Young ("EY") was engaged on the instructions of Tasmanian Networks Pty Ltd (“TasNetworks” or “Client”) to provide market modelling in relation to the proposed Marinus Link interconnector (“Project”), in accordance with the contract dated 14 June 2018.
The results of Ernst & Young’s work, including the assumptions and qualifications made in preparing the workbook dated 22 June 2021 (“Workbook”), are set out in Ernst & Young's report dated 22 June 2021 ("Report"). The Workbook and Report should be read in their entirety including this notice, the applicable scope of the work and any limitations. A reference to the Workbook includes any part of the Workbook. No further work has been undertaken by Ernst & Young since the date of the Workbook to update it.
EY has prepared the Workbook under the directions of the Client. EY has not been engaged to act, and has not acted, as advisor to any other party. Accordingly, EY makes no representations as to the appropriateness, accuracy or completeness of the Workbook for any other party's purposes.
No reliance may be placed upon the Workbook or any of its contents by any party other than the Client (“Third Parties”). Any Third Party receiving a copy of the Workbook must make and rely on their own enquiries in relation to the issues to which the Workbook relates, the contents of the Workbook and all matters arising from or relating to or in any way connected with the Workbook or its contents.
EY disclaims all responsibility to any Third Parties for any loss or liability that the Third Parties may suffer or incur arising from or relating to or in any way connected with the contents of the Workbook, the provision of the Workbook to the Third Parties or the reliance upon the Workbook by the Third Parties.
No claim or demand or any actions or proceedings may be brought against EY arising from or connected with the contents of the Workbook or the provision of the Workbook to the Third Parties. EY will be released and forever discharged from any such claims, demands, actions or proceedings.
Our work commenced on 12 January 2021 and was completed on 19 May 2021. Therefore, our Workbook does not take account of events or circumstances arising after 19 May 2021 and we have no responsibility to update the Workbook for such events or circumstances.
In preparing this Workbook we have considered and relied upon information from a range of sources believed to be reliable and accurate. We do not imply, and it should not be construed, that we have verified any of the information provided to us, or that our enquiries could have identified any matter that a more extensive examination might disclose.
The work performed as part of our scope considers information provided to us and a number of combinations of input assumptions relating to future conditions, which may not necessarily represent actual or most likely future conditions. Additionally, modelling work performed as part of our scope inherently requires assumptions about future behaviours and market interactions, which may result in forecasts that deviate from future conditions. There will usually be differences between estimated and actual results, because events and circumstances frequently do not occur as expected, and those differences may be material. We take no responsibility that the projected outcomes will be achieved, if any.
We highlight that our analysis and Workbook do not constitute investment advice or a recommendation to you on a future course of action. We provide no assurance that the scenarios we have modelled will be accepted by any relevant authority or third party.
Our conclusions are based, in part, on the assumptions stated and on information provided by the Client and other information sources used during the course of the engagement. The modelled outcomes are contingent on the collection of assumptions as agreed with the Client and no consideration of other market events, announcements or other changing circumstances are reflected in this Workbook. Neither EY nor any member or employee thereof undertakes responsibility in any way whatsoever to any person in respect of errors in this Workbook arising from incorrect information provided by the Client or other information sources used.
EY has consented to the Workbook being published electronically on the Client’s website alongside the Report and Addendum for informational purposes only. EY has not consented to distribution or disclosure beyond this. The material contained in the Workbook, including the EY logo, is copyright. The copyright in the material contained in the Workbook itself, excluding EY logo, vests in the Client. The Workbook, including the EY logo, cannot be altered without prior written permission from EY.
EY’s liability is limited by a scheme approved under Professional Standards Legislation.

## Version notes
Change log
2021-06-22 | 1 | Project Marinus Economic Modelling Result Workbooks supporting the Addendum to the PACR, Fast Change Scenario. Marinus Link stage 1 from 1 July 2027 and stage 2 from 1 July 2029.

## Abbreviations and notes
Acronyms
AEMO | Australian Energy Market Operator
CCGT | Closed cycle gas turbine
Diesel | Diesel generator
Distributed PV | PV non-scheduled generators (PVNSG) and Rooftop PV
DSP | Demand-side participation
ESOO | Electricity Statement Of Opportunities
FOM | Fixed operations and maintenance
Gas - Steam | Gas-powered steam turbine
GWh | Gigawatt-hours
Grid Battery | Explicitly modelled existing and new entrant (8 hour or less) battery storage
MW | Megawatts
NEM | National Electricity Market
OCGT | Open cycle gas turbine
PACR | Project Assessment Conclusions Report
PV | Photovoltaic
PVNSG | PV non-scheduled generators
Rehab | Rehabilitation (after closing an existing generator)
USE | Unserved energy
VOM | Variable operations and maintenance
VPP | Virtual power plants
Notes
1. BaseCase simulations do not include Marinus Link. Marinus simulations include Marinus Link stage 1 from 1 July 2027 and stage 2 2029.
2. Tumut 3 generation is included in Hydro, whereas Tumut 3 pump is included in Pumped Hydro Pump.
3. REZ expansion costs only capture intra-regional network augmentations. These costs do not include the cost of interconnectors.
4. New entrant capacity and retiring capacity for allowable generators are made at the beginning of each financial year, on 1 July.
5. Other non-scheduled generation is handled on the demand side as per AEMO's 2020 ESOO.

## ---Compare options---
Compare |  | Marinus | to | BaseCase |  | 0 | 1 | 2 | 3 | 4 | 5 | 6 | 7 | 8 | 9 | 10 | 11 | 12 | 13 | 14 | 15 | 16 | 17 | 18 | 19 | 20 | 21 | 22 | 23 | 24 | 25 | 26 | 27 | 28
NEM discounted market benefits by year
Select region | NEM
[5 empty] | Real June 2020 dollars ($m) discounted to 1 July 2020 | 2021-22 | 2022-23 | 2023-24 | 2024-25 | 2025-26 | 2026-27 | 2027-28 | 2028-29 | 2029-30 | 2030-31 | 2031-32 | 2032-33 | 2033-34 | 2034-35 | 2035-36 | 2036-37 | 2037-38 | 2038-39 | 2039-40 | 2040-41 | 2041-42 | 2042-43 | 2043-44 | 2044-45 | 2045-46 | 2046-47 | 2047-48 | 2048-49 | 2049-50
|  |  |  | Build | CAPEX | 3.5496 | 3.387 | 3.2405 | 3.0811 | 0.036249 | -2.9691 | 12.0405 | 24.5432 | 17.3506 | 16.5292 | 15.825 | 5.613 | 31.5851 | 46.2317 | 104.4236 | 95.1729 | 132.2401 | 112.4258 | 115.3383 | 113.4151 | 108.1903 | 116.683 | 109.7821 | 121.9366 | 131.556 | 122.9341 | 95.5696 | 73.935 | 83.1916
|  |  |  | FOM | FOM | 0.70425 | 0.67199 | 0.64292 | -13.2945 | 134.203 | -2.7281 | 18.0492 | 18.5026 | 17.5124 | 15.4901 | 14.6427 | 9.0315 | 14.3544 | 16.6652 | 17.7974 | 16.5655 | 25.7309 | 23.2454 | 24.1552 | 24.2559 | 18.9591 | 19.9988 | 19.2824 | 20.9067 | 24.0191 | 24.566 | 18.215 | 13.3275 | 15.0768
|  |  |  | Fuel | Fuel | -2.7271 | -4.4037 | -10.2304 | -4.7276 | -25.8574 | -35.7455 | 16.7575 | 29.8577 | 31.5734 | 24.6697 | 32.8833 | 91.7344 | 78.6134 | 67.8151 | 22.7394 | 30.39 | 44.9929 | 57.0601 | 52.4407 | 57.5025 | 44.0964 | 67.1436 | 70.6908 | 44.2882 | 37.6726 | 50.8376 | 73.7328 | 97.4793 | 74.2121
|  |  |  | VOM | VOM | -0.53232 | -0.091306 | 0.96361 | 2.7529 | 0.56912 | 1.4563 | 0.79581 | 1.2902 | 0.79315 | 2.7977 | -0.12005 | 2.9689 | -2.5555 | -6.9345 | -10.6276 | -10.4397 | -12.4119 | -10.3875 | -7.7006 | -8.0855 | -5.5722 | -7.7736 | -7.9006 | -9.2888 | -10.5263 | -9.7212 | -8.2833 | -6.8279 | -6.7657
|  |  |  | REHAB | REHAB | 0 | 0 | 0 | 6.8613 | -18.791 | -0.80532 | -3.2915 | 0 | -2.0426 | 0.33419 | 0.025937 | 0 | 0 | 0 | 0 | 0 | 0 | 0 | 0 | 0 | 0 | 0 | 0 | 0 | 0 | 0 | 0 | 0 | 0
|  |  |  | REZ Tx | REZ | 3.0691e-06 | 3.6039e-06 | 3.7749e-06 | 4.1086e-06 | 4.1062e-06 | 0.31118 | -1.1888 | 2.7414 | 3.9927 | 4.3662 | 4.9651 | 4.1807 | 7.8854 | 5.8322 | 11.6022 | 14.4246 | 21.5632 | 21.5563 | 20.6538 | 19.9696 | 17.7493 | 14.6733 | 13.561 | 13.8418 | 14.8215 | 11.7763 | 16.6381 | 22.4138 | 23.1789
|  |  |  | USE+DSP | USE+DSP | 1.04e-05 | 1.0347e-05 | 1.0445e-05 | 9.4519e-06 | 1.0537e-05 | 1.0467e-05 | 1.0507e-05 | 0.034023 | 1.049e-05 | 1.0472e-05 | 1.0535e-05 | 20.8873 | -1.4707 | 0.24681 | 3.1661 | -0.091739 | 10.1725 | 0.021091 | -9.8533 | 0.98906 | 19.3035 | -1.9922 | 3.489 | -0.77795 | -6.0127 | -1.625 | -0.0014992 | -1.2524 | 0.67993
|  |  |  | SyncCon | SyncCon | 0.0019169 | -0.044086 | -0.033917 | 0.12162 | -0.27125 | -0.50725 | -1.1932 | -0.9467 | -1.1097 | -1.1359 | -0.84447 | -0.869 | -0.6491 | -0.3336 | -0.41095 | -0.23375 | -0.81111 | -0.88495 | -0.59886 | -0.39109 | -0.35353 | -0.31222 | -0.063786 | -0.09899 | -0.032519 | -0.088585 | -0.8702 | -0.7776 | -0.57986
|  |  |  | System Strength | System Strength | 0.069888 | 0.066688 | 0.063803 | 0.061043 | 0.0054108 | 0.040076 | -0.12844 | 0.035624 | -0.039823 | -0.034032 | -0.027077 | -0.32946 | 0.1644 | 0.65485 | 1.663 | 1.5273 | 2.2513 | 2.2296 | 2.0218 | 2.2937 | 2.233 | 1.9538 | 1.9679 | 1.8968 | 1.7467 | 1.8095 | 1.4288 | 1.3257 | 1.7059
[5 empty] | Total cumulative market benefits | 1.0663 | 0.65287 | -4.7006 | -9.8449 | 80.0493 | 39.1016 | 80.9427 | 157.0007 | 225.0308 | 288.048 | 355.3984 | 488.6158 | 616.5431 | 746.7208 | 897.0739 | 1044.389 | 1268.1168 | 1473.3828 | 1669.8397 | 1879.7889 | 2084.3949 | 2294.7693 | 2505.5781 | 2698.2825 | 2891.5268 | 3092.0155 | 3288.4449 | 3488.0684 | 3678.768
NEM capacity difference by year
Select region | NEM
[5 empty] | Capacity difference (MW) | 2021-22 | 2022-23 | 2023-24 | 2024-25 | 2025-26 | 2026-27 | 2027-28 | 2028-29 | 2029-30 | 2030-31 | 2031-32 | 2032-33 | 2033-34 | 2034-35 | 2035-36 | 2036-37 | 2037-38 | 2038-39 | 2039-40 | 2040-41 | 2041-42 | 2042-43 | 2043-44 | 2044-45 | 2045-46 | 2046-47 | 2047-48 | 2048-49 | 2049-50
[5 empty] | Black Coal | 0 | 0 | 0 | 197.9041 | -268.7941 | -138.9217 | -453.7649 | -453.7649 | -586.1449 | -549.3465 | -543.5053 | -439.6769 | -439.6768 | -439.6768 | 27.0214 | 22.1528 | 0 | 0 | 0 | 0 | 0 | 0 | 0 | 0 | 0 | 0 | 0 | 0 | 0
[5 empty] | Brown Coal | 0 | 0 | 0 | 45.1952 | 145.479 | 6e-05 | 6e-05 | 6e-05 | 6e-05 | 6e-05 | 6e-05 | 6e-05 | 6e-05 | 6e-05 | 6e-05 | 6e-05 | 6e-05 | 6e-05 | 6e-05 | 6e-05 | 6e-05 | 6e-05 | 6e-05 | 6e-05 | 6e-05 | 6e-05 | 6e-05 | 0 | 0
[5 empty] | CCGT | 0 | 0 | 0 | 0 | 0 | 0 | 0 | 0 | 0 | 0 | 0 | 0 | 0 | 0 | 0 | 0 | 0 | 0 | 0 | 0 | 0 | 0 | 0 | 0 | 0 | 0 | 0 | 0 | 0
[5 empty] | Gas - Steam | 0 | 0 | 0 | 0 | 0 | 0 | 0 | 0 | 0 | 0 | 0 | 0 | 0 | 0 | 0 | 0 | 0 | 0 | 0 | 0 | 0 | 0 | 0 | 0 | 0 | 0 | 0 | 0 | 0
[5 empty] | OCGT / Diesel | 0 | 0 | 0 | 0 | 0 | 0 | 0 | 0 | 0 | 0 | 0 | 0 | 0 | 0 | 0 | 0 | 0 | 0 | 58.7819 | 58.7819 | -145.4803 | -214.6777 | -214.6777 | -857.4489 | -770.4268 | -901.3989 | -901.3989 | -703.3838 | -703.3838
[5 empty] | Hydro | 0 | 0 | 0 | 0 | 0 | 0 | 250 | 250 | 250 | 250 | 250 | 250 | 250 | 250 | 250 | 250 | 250 | 250 | 250 | 250 | 250 | 250 | 250 | 250 | 250 | 250 | 250 | 250 | 250
[5 empty] | Wind | -28.9146 | -28.9145 | -28.9143 | -29.178 | -4.5004 | 84.2264 | -359.4464 | -761.4959 | -416.1346 | -420.3066 | -420.4545 | -307.9825 | -655.7975 | -959.812 | -1935.1289 | -1964.1615 | -2501.6685 | -2120.6471 | -2241.1298 | -2242.1089 | -2044.5368 | -2246.269 | -2071.2367 | -2100.7518 | -2550.6904 | -2491.6374 | -1782.7379 | -1584.8573 | -1373.2992
[5 empty] | Solar PV | 0 | 0 | 0 | 0 | 0.000246 | -106.9892 | 427.2209 | 915.7379 | 512.0746 | 512.0746 | 512.0746 | 512.0746 | 512.0746 | 512.0744 | 512.0744 | 512.0744 | 249.0624 | -217.9186 | 7.8168 | -185.5091 | -531.9449 | -435.1704 | -724.4391 | -724.4391 | -724.4391 | -892.073 | -727.6801 | -327.9649 | -1114.1308
[5 empty] | Grid Battery | 0 | 0 | 0 | 0 | 0 | 0 | 0 | 0 | 213.0309 | 213.0309 | 213.0309 | 239.9431 | 149.7634 | 149.7634 | 149.7633 | 149.7633 | -73.7274 | -73.7274 | -550.4938 | -550.4938 | 287.701 | 287.701 | 287.701 | 287.701 | 287.701 | 19.9952 | 19.9952 | 39.6568 | -173.3741
[5 empty] | Pumped Hydro | 0 | 0 | 0 | 0 | 0 | 0 | 0 | 0 | -213.0309 | -213.0309 | -213.0309 | -203.2982 | -203.2978 | -203.3002 | -203.3002 | -131.5165 | -95.0174 | -27.6552 | 74.0637 | 74.0426 | -202.6559 | -281.6247 | -281.6245 | -307.5898 | -307.6119 | -106.6766 | -106.6735 | -75.0445 | -89.6913
[5 empty] | VPP | 0 | 0 | 0 | 0 | 0 | 0 | 0 | 0 | 0 | 0 | 0 | 0 | 0 | 0 | 0 | 0 | 0 | 0 | 0 | 0 | 0 | 0 | 0 | 0 | 0 | 0 | 0 | 0 | 0
[5 empty] | Grid Battery pump | 0 | 0 | 0 | 0 | 0 | 0 | 0 | 0 | 213.0309 | 213.0309 | 213.0309 | 239.9431 | 149.7634 | 149.7634 | 149.7633 | 149.7633 | -73.7274 | -73.7274 | -550.4938 | -550.4938 | 287.701 | 287.701 | 287.701 | 287.701 | 287.701 | 19.9952 | 19.9952 | 39.6568 | -173.3741
[5 empty] | Pumped Hydro Pump | 0 | 0 | 0 | 0 | 0 | 0 | 0 | 0 | -213.0309 | -213.0309 | -213.0309 | -203.2982 | -203.2978 | -203.3002 | -203.3002 | -131.5165 | -95.0174 | -27.6552 | 74.0637 | 74.0426 | -202.6559 | -281.6247 | -281.6245 | -307.5898 | -307.6119 | -106.6766 | -106.6735 | -75.0445 | -89.6913
[5 empty] | VPP pump | 0 | 0 | 0 | 0 | 0 | 0 | 0 | 0 | 0 | 0 | 0 | 0 | 0 | 0 | 0 | 0 | 0 | 0 | 0 | 0 | 0 | 0 | 0 | 0 | 0 | 0 | 0 | 0 | 0
NEM generation difference by year
Select region | NEM
[5 empty] | Sent-out generation difference (GWh)* | 2021-22 | 2022-23 | 2023-24 | 2024-25 | 2025-26 | 2026-27 | 2027-28 | 2028-29 | 2029-30 | 2030-31 | 2031-32 | 2032-33 | 2033-34 | 2034-35 | 2035-36 | 2036-37 | 2037-38 | 2038-39 | 2039-40 | 2040-41 | 2041-42 | 2042-43 | 2043-44 | 2044-45 | 2045-46 | 2046-47 | 2047-48 | 2048-49 | 2049-50
[5 empty] | Black Coal | 142.7743 | 234.0015 | 480.1871 | 213.0691 | -174.6083 | 819.7866 | -888.3344 | -956.9945 | -1305.2856 | -965.4166 | -1521.9737 | -1849.3006 | -1457.0192 | -1951.3646 | 1214.1483 | 1303.213 | 768.8805 | 1212.9067 | 1378.123 | 588.7548 | 1224.1517 | 652.4611 | 129.7402 | 137.6756 | 214.9801 | 102.9913 | 134.5628 | 167.5651 | 54.4818
[5 empty] | Brown Coal | 3.8993 | 17.8029 | 33.0157 | 321.9749 | 1261.8522 | 505.7846 | 129.0159 | 181.2508 | 179.0425 | 219.3195 | 374.7539 | 239.923 | 230.4582 | 367.2148 | 592.8613 | 658.6269 | 975.2265 | 1372.7272 | 1207.4084 | 682.6606 | 1130.5017 | 1267.1221 | 524.5684 | 907.1722 | 1241.5771 | 527.4999 | 359.0673 | 0 | 0
[5 empty] | CCGT | -7.4426e-05 | -7.5048e-05 | -3.3442e-05 | -71.9719 | 51.5798 | 8.3328 | -34.7517 | -92.5025 | -26.6483 | -24.1713 | -76.9328 | -992.3946 | -861.0162 | -228.393 | -707.5737 | -840.3316 | -465.2323 | -240.7366 | -108.7895 | -36.1804 | -181.1974 | -78.4257 | -19.9638 | -103.0772 | -48.5805 | -0.00049115 | -0.00050078 | -0.0007655 | -0.0007433
[5 empty] | Gas - Steam | -4.7e-06 | -2.9e-06 | -0.047904 | -0.98531 | -0.24859 | 0.82422 | -1.4464 | -6.0504 | 0.58451 | -0.44489 | -0.18196 | -124.64 | -118.3402 | -316.9401 | -41.9479 | -64.3706 | -117.1448 | -194.3215 | -3.708 | 2.6161 | -1.3674 | -17.2912 | -5.9947 | -18.7686 | -23.8206 | 0 | 0 | 0 | 0
[5 empty] | OCGT / Diesel | -0.00011752 | -0.00011891 | -0.086351 | -6.982 | -0.17393 | 6.2549 | -9.9575 | -17.9209 | -0.90068 | 3.0819 | -7.1029 | -149.06 | -117.033 | -148.5644 | -140.0671 | -185.0581 | -604.3296 | -1040.4469 | -1206.8426 | -1221.5409 | -1088.8686 | -1633.7664 | -1553.0843 | -1013.8729 | -966.937 | -1338.5516 | -1975.272 | -2466.0498 | -1885.7026
[5 empty] | Hydro | -6.9333 | -130.7986 | -456.2124 | -470.4203 | -989.4447 | -1262.7294 | 541.7619 | 773.0266 | 892.4983 | 197.7252 | 1050.0809 | 1956.7123 | 2644.0364 | 3385.4898 | 2921.8209 | 3025.8754 | 3888.3551 | 3588.6843 | 2670.5936 | 3790.1846 | 2241.8022 | 3651.9074 | 4269.9633 | 3662.3804 | 4403.825 | 4590.6474 | 4307.0932 | 3933.7778 | 4169.6558
[5 empty] | Wind | -145.8667 | -133.5859 | -116.6075 | -126.6626 | -47.0445 | 280.8921 | -1136.9894 | -2460.2267 | -1252.7208 | -1229.7245 | -1380.156 | -808.7758 | -1669.583 | -2632.8729 | -5470.0989 | -5361.6169 | -5148.3295 | -4168.3221 | -4169.9527 | -3607.5372 | -2546.0593 | -2581.6836 | -2063.9087 | -2250.7982 | -3490.0195 | -2432.3522 | -1237.7875 | -841.539 | -435.2286
[5 empty] | Solar PV | -3.199e-05 | -0.0022644 | -0.042213 | -0.39804 | 0.0076293 | -277.5236 | 1115.1791 | 2066.9146 | 1232.1113 | 1306.5561 | 1340.6155 | 1298.2457 | 1287.3484 | 1254.8472 | 1367.0341 | 1368.6791 | 591.1229 | -419.1399 | 97.4205 | -293.6702 | -1058.994 | -901.096 | -1335.6568 | -1338.1172 | -1234.7829 | -1290.3749 | -1027.7238 | -420.2084 | -1578.3718
[5 empty] | Grid Battery | 0.032902 | 6.1379 | 0.66675 | -1.377 | -0.17763 | 4.2073 | -14.4036 | -6.0386 | 489.8214 | 501.5069 | 486.2142 | 551.8552 | 405.4386 | 386.0714 | 413.3298 | 415.9935 | 95.4497 | 114.5982 | -457.2858 | -448.0384 | 596.4462 | 640.5364 | 603.2543 | 638.7177 | 650.3359 | 356.7146 | 341.7981 | 356.7627 | -49.5399
[5 empty] | Pumped Hydro | 1.9208 | 0.95122 | 2.9786 | -179.6174 | 46.3027 | 224.8645 | -536.2362 | -458.3065 | -1280.0498 | -1055.6766 | -684.6307 | -763.9324 | -405.2514 | -711.6473 | -542.7447 | -302.3034 | -367.5468 | -203.7681 | 154.1063 | -58.6212 | -1011.5139 | -557.8636 | -822.0089 | -953.6142 | -753.1623 | -197.4041 | -179.9936 | 123.471 | -48.8405
[5 empty] | VPP | 0.12086 | 0.73806 | 0.16591 | -3.8867 | 3.1832 | 8.3761 | -11.5 | -13.6712 | -15.324 | -13.5058 | -20.6229 | -13.3207 | 5.1441 | -8.959 | -11.9893 | -4.6067 | 11.5013 | 41.8711 | 73.4663 | 66.4878 | 47.3493 | 55.6922 | 48.3467 | 68.492 | 150.026 | 105.2266 | 110.2432 | 123.365 | 334.8488
[5 empty] | Grid Battery pump | 0.04063 | 7.5777 | 0.82315 | -1.5181 | -0.4007 | 5.1937 | -17.7822 | -7.4551 | 589.9617 | 603.5379 | 587.1964 | 662.0819 | 491.0918 | 468.4264 | 499.7247 | 503.8194 | 128.5585 | 146.7184 | -522.4989 | -515.131 | 719.8911 | 765.2059 | 726.2392 | 763.5975 | 778.5092 | 435.916 | 416.2916 | 434.62 | -57.9607
[5 empty] | Pumped Hydro Pump | -2.6711 | -5.1268 | -4.3264 | -302.557 | 158.1856 | 360.2361 | -811.7109 | -920.0045 | -1647.0723 | -1613.8697 | -1072.0826 | -1370.4356 | -715.7645 | -1131.3177 | -954.9489 | -595.3115 | -720.1095 | -383.0377 | -39.6379 | -321.469 | -1514.1083 | -654.8796 | -1273.2558 | -1410.2441 | -1171.8313 | -491.8229 | -121.072 | 183.0608 | -3.5755
[5 empty] | VPP pump | 0.14507 | 0.87996 | 0.20415 | -4.7043 | 3.8768 | 10.0366 | -13.802 | -16.4087 | -18.3924 | -16.2102 | -24.7701 | -15.158 | 5.7427 | -10.594 | -14.9298 | -5.6679 | 13.9429 | 50.4627 | 87.9696 | 80.373 | 56.6625 | 67.2356 | 57.8696 | 82.4783 | 179.2236 | 126.8172 | 131.4127 | 148.0414 | 402.2427
*Generation shown is sent-out, as is demand. The difference in sent-out generation with the Marinus Link option and the Base Case is due to the difference in losses from interconnectors and storage.

## BaseCase_CF
Annual capacity factor by technology - BaseCase, Fast Change Scenario
Explicitly modelled generation
Region | Technology | 2021-22 | 2022-23 | 2023-24 | 2024-25 | 2025-26 | 2026-27 | 2027-28 | 2028-29 | 2029-30 | 2030-31 | 2031-32 | 2032-33 | 2033-34 | 2034-35 | 2035-36 | 2036-37 | 2037-38 | 2038-39 | 2039-40 | 2040-41 | 2041-42 | 2042-43 | 2043-44 | 2044-45 | 2045-46 | 2046-47 | 2047-48 | 2048-49 | 2049-50
NEM | Black Coal | 54.19% | 48.55% | 52.83% | 64.84% | 68.68% | 65.39% | 60.67% | 67.32% | 64.33% | 62.01% | 60.43% | 62.76% | 69.1% | 65.03% | 62.75% | 65.29% | 69% | 68.94% | 63.96% | 61.48% | 57.2% | 65.08% | 61.28% | 59.28% | 57.68% | 58.63% | 55.55% | 53.98% | 48.98%
NEM | Brown Coal | 70.7% | 66.89% | 67.93% | 67.2% | 70.54% | 72.19% | 69.82% | 69.79% | 68.28% | 72.14% | 70.78% | 69.78% | 72.18% | 69.23% | 72.28% | 68.14% | 63.23% | 63.87% | 54.2% | 56.29% | 62.89% | 63.2% | 60.71% | 57.49% | 57.53% | 61.55% | 60.43% | - | -
NEM | CCGT | 8.417% | 8.417% | 7.57% | 8.025% | 7.41% | 7.378% | 7.617% | 9.281% | 7.33% | 7.644% | 8.879% | 19.75% | 21.88% | 21.6% | 16.24% | 17.93% | 29.46% | 29.62% | 25.58% | 25.64% | 26.58% | 30.58% | 25.16% | 28.61% | 29.19% | 28.26% | 28.34% | 28.26% | 28.26%
NEM | Gas - Steam | 5.763% | 5.886% | 6.034% | 1.455% | 1.337% | 1.416% | 1.372% | 1.52% | 1.282% | 1.327% | 1.287% | 2.749% | 2.376% | 4.97% | 2.83% | 2.982% | 6.09% | 7.401% | 22.37% | 22.77% | 23.49% | 28.72% | 24.65% | 24.42% | 29.81% | - | - | - | -
NEM | OCGT / Diesel | 0.08746% | 0.03999% | 0.1983% | 0.1689% | 0.06038% | 0.135% | 0.09939% | 0.2465% | 0.02821% | 0.05808% | 0.06914% | 1.007% | 0.7799% | 1.034% | 0.8657% | 0.9967% | 3.621% | 3.984% | 7.392% | 8.406% | 6.196% | 8.544% | 12.55% | 6.877% | 7.267% | 10.73% | 13.53% | 17.75% | 17.32%
NEM | Hydro | 20.75% | 21.13% | 21% | 25.69% | 26.83% | 24.44% | 24.57% | 28.01% | 24.16% | 22.14% | 21.3% | 21.38% | 22.33% | 21.6% | 20.68% | 19.41% | 22.2% | 19.51% | 18.38% | 17.04% | 17.04% | 18.25% | 18.53% | 17.68% | 17.57% | 20.61% | 17.77% | 17.08% | 15.82%
NEM | Wind | 35.81% | 36.82% | 33.63% | 33.92% | 36.28% | 37.79% | 38.46% | 36.11% | 34.15% | 35.14% | 36.82% | 34.76% | 33.94% | 35.84% | 37.05% | 37.74% | 35.48% | 35.07% | 35.18% | 35.06% | 33.24% | 31.16% | 33.61% | 34.95% | 36% | 34.51% | 33.61% | 33.24% | 32.61%
NEM | Solar PV | 29.56% | 29.16% | 29.64% | 28.44% | 27.86% | 29.56% | 29.9% | 26.36% | 27.39% | 28.69% | 29.19% | 29.29% | 28.26% | 27.54% | 29.37% | 29.43% | 26.04% | 27.16% | 28.28% | 28.15% | 28.2% | 26.78% | 26.14% | 27.27% | 27.19% | 24.38% | 24.9% | 25.75% | 25.48%
NEM | Grid Battery | 9.305% | 5.407% | 5.809% | 6.584% | 6.516% | 6.391% | 6.171% | 5.758% | 5.316% | 5.555% | 5.392% | 5.616% | 7.033% | 6.836% | 7.073% | 7.076% | 12.4% | 12.41% | 12.89% | 12.83% | 13.26% | 13.91% | 13.94% | 14.21% | 14.14% | 13.3% | 13.46% | 13.48% | 12.91%
NEM | Pumped Hydro | 0.8801% | 2.575% | 3.678% | 23.38% | 20.89% | 21.29% | 22.72% | 26.19% | 23.36% | 24.94% | 24.04% | 26.7% | 23.78% | 24.2% | 25.52% | 25.06% | 24.77% | 23.89% | 25.42% | 25.63% | 26.18% | 25.86% | 25.89% | 27.57% | 26.57% | 24.83% | 24.05% | 25.34% | 22.18%
NEM | VPP | 7.527% | 8.424% | 7.847% | 9.323% | 9.579% | 9.104% | 8.677% | 8.192% | 7.377% | 7.265% | 7.029% | 7.259% | 6.935% | 6.564% | 6.688% | 6.633% | 5.843% | 5.657% | 5.627% | 5.552% | 5.616% | 5.543% | 5.339% | 5.563% | 5.269% | 4.863% | 4.787% | 4.757% | 3.632%
Region | Technology | 2021-22 | 2022-23 | 2023-24 | 2024-25 | 2025-26 | 2026-27 | 2027-28 | 2028-29 | 2029-30 | 2030-31 | 2031-32 | 2032-33 | 2033-34 | 2034-35 | 2035-36 | 2036-37 | 2037-38 | 2038-39 | 2039-40 | 2040-41 | 2041-42 | 2042-43 | 2043-44 | 2044-45 | 2045-46 | 2046-47 | 2047-48 | 2048-49 | 2049-50
NSW1 | Black Coal | 50.63% | 44.22% | 48.31% | 60.38% | 66.77% | 61.38% | 57.31% | 63.22% | 59.22% | 57.81% | 55.52% | 54.58% | 67.39% | 61.14% | 49.34% | 61.29% | 68.24% | 65.62% | 60.84% | 51.2% | 44.18% | - | - | - | - | - | - | - | -
NSW1 | Brown Coal | bar: 2021-22 to 2049-50
NSW1 | CCGT | 0.6146% | 0.6146% | 1.851% | 1.351% | 1.161% | 1.161% | 1.171% | 1.335% | 1.161% | 1.161% | 1.164% | 19.25% | 18.43% | 21.79% | 12.15% | 12.63% | 26.7% | 28.75% | 24.27% | 22.92% | 23.36% | 28.3% | 1.772% | - | - | - | - | - | -
NSW1 | Gas - Steam | bar: 2021-22 to 2049-50
NSW1 | OCGT / Diesel | 1.279e-07% | 1.323e-07% | 0.1084% | 0.39% | 0.07769% | 0.1434% | 0.06141% | 0.06088% | 1.892e-07% | 1.957e-07% | 2.095e-07% | 0.3749% | 0.2628% | 0.3026% | 0.8265% | 0.517% | 2.544% | 4.328% | 8.688% | 13.33% | 6.458% | 9.568% | 18.78% | 6.972% | 7.214% | 10.44% | 17.3% | 23.31% | 22.5%
NSW1 | Hydro | 9.062% | 9.639% | 8.905% | 13.03% | 12.91% | 11.83% | 12.12% | 17.32% | 13.05% | 11.47% | 11.99% | 13.38% | 14.84% | 15.3% | 15.72% | 14.66% | 18.91% | 15.13% | 14.03% | 13.91% | 12.64% | 15.45% | 17.27% | 16.24% | 16.89% | 19.68% | 16.09% | 15.25% | 13.81%
NSW1 | Wind | 32.14% | 36.63% | 35.07% | 34.47% | 37.6% | 38.87% | 38.15% | 34.25% | 30.59% | 32.88% | 34.35% | 33.97% | 33.11% | 35.21% | 36.76% | 36.77% | 32.79% | 30.12% | 32.19% | 33.09% | 33.39% | 31.64% | 33.73% | 35.14% | 34.97% | 31.86% | 29.22% | 30.55% | 30.66%
NSW1 | Solar PV | 28.63% | 28.53% | 28.72% | 27.65% | 26.43% | 28.93% | 29.18% | 26.14% | 26.82% | 28.34% | 28.97% | 28.77% | 27.91% | 26.84% | 28.91% | 28.86% | 26.01% | 26.75% | 28.31% | 28.67% | 28.57% | 27.35% | 26.43% | 28% | 27.91% | 25.47% | 25.54% | 26.37% | 25.85%
NSW1 | Grid Battery | - | - | - | - | - | - | - | - | - | - | - | - | - | - | - | - | 14.79% | 14.56% | 14.52% | 14.14% | 14.48% | 14.26% | 14.37% | 14.69% | 14.66% | 14.4% | 14.03% | 14.56% | 14.32%
NSW1 | Pumped Hydro | 1.432% | 4.044% | 5.658% | 53.06% | 23.28% | 24.26% | 25.96% | 29.42% | 25.05% | 26.78% | 25.84% | 28.4% | 25.28% | 25.85% | 27.18% | 26.73% | 26.84% | 25.68% | 27.36% | 27.5% | 27.48% | 26.89% | 27.51% | 29.53% | 28.66% | 27.98% | 26.45% | 28.34% | 27.92%
NSW1 | VPP | 7.092% | 8.586% | 7.199% | 9.049% | 9.331% | 8.8% | 8.545% | 7.893% | 7.115% | 7.006% | 6.672% | 6.817% | 6.676% | 6.225% | 6.401% | 6.393% | 5.965% | 5.713% | 5.781% | 5.562% | 5.647% | 5.642% | 5.475% | 5.703% | 5.497% | 5.263% | 5.02% | 5.195% | 4.204%
Region | Technology | 2021-22 | 2022-23 | 2023-24 | 2024-25 | 2025-26 | 2026-27 | 2027-28 | 2028-29 | 2029-30 | 2030-31 | 2031-32 | 2032-33 | 2033-34 | 2034-35 | 2035-36 | 2036-37 | 2037-38 | 2038-39 | 2039-40 | 2040-41 | 2041-42 | 2042-43 | 2043-44 | 2044-45 | 2045-46 | 2046-47 | 2047-48 | 2048-49 | 2049-50
QLD1 | Black Coal | 58.69% | 53.75% | 57.45% | 70.21% | 70.44% | 68.96% | 63.66% | 71.44% | 67.82% | 64.85% | 63.74% | 66.17% | 69.82% | 66.65% | 66.06% | 66.36% | 69.26% | 70.09% | 65.04% | 65.05% | 61.71% | 65.08% | 61.28% | 59.28% | 57.68% | 58.63% | 55.55% | 53.98% | 48.98%
QLD1 | Brown Coal | bar: 2021-22 to 2049-50
QLD1 | CCGT | 8.33% | 8.33% | 9.298% | 11.3% | 10.21% | 10.15% | 10.59% | 13.69% | 10.06% | 10.65% | 12.99% | 22.96% | 26.54% | 23.39% | 21.1% | 24.74% | 36.43% | 35.56% | 31.81% | 32.79% | 34.24% | 38.49% | 34.86% | 34.66% | 47.05% | 60.92% | 61.08% | 60.92% | 60.92%
QLD1 | Gas - Steam | 5.044% | 5.044% | 10.02% | 9.894% | 9.894% | 9.894% | 9.921% | 9.894% | 9.894% | 9.894% | 9.921% | 9.894% | 10.56% | 9.894% | 9.921% | 10.65% | 22.28% | 23.97% | 22.37% | 22.77% | 23.49% | 28.72% | 24.65% | 24.42% | 29.81% | - | - | - | -
QLD1 | OCGT / Diesel | 1.656e-07% | 1.717e-07% | 0.001755% | 0.1729% | 0.08101% | 0.1281% | 0.166% | 0.5607% | 0.08946% | 0.1704% | 0.1995% | 1.576% | 1.145% | 0.6578% | 0.7422% | 1.617% | 6.28% | 5.283% | 7.956% | 7.877% | 7.997% | 10.9% | 11.02% | 11.26% | 11.8% | 15.72% | 14.56% | 14.51% | 12.28%
QLD1 | Hydro | 51.94% | 51.9% | 52.02% | 51.69% | 51.58% | 51.53% | 51.64% | 51.32% | 51.21% | 50.14% | 51.2% | 50.85% | 50.79% | 50.67% | 50.7% | 50.45% | 43.4% | 43.59% | 43.18% | 43.24% | 43.45% | - | - | - | - | - | - | - | -
QLD1 | Wind | 47.14% | 42.73% | 40.79% | 36.01% | 42.97% | 43.95% | 45.42% | 45.22% | 43.08% | 44.22% | 42.69% | 39.5% | 35.54% | 41.62% | 41.15% | 43.53% | 43.6% | 43.2% | 44.06% | 40.58% | 38.01% | 32.63% | 38.66% | 38.75% | 41.25% | 41.18% | 40.96% | 41.2% | 36.03%
QLD1 | Solar PV | 31.43% | 30.43% | 31.01% | 29.65% | 30.07% | 31.49% | 31.87% | 26.62% | 28.83% | 29.98% | 30.46% | 30.92% | 29.58% | 30.04% | 31.54% | 31.76% | 25.97% | 28.02% | 29.18% | 29.79% | 29.34% | 27.76% | 27.56% | 28.5% | 28.11% | 24.59% | 25.98% | 26.79% | 26.62%
QLD1 | Grid Battery | - | 12.41% | 14.66% | 18.2% | 19.34% | 18.91% | 18.46% | 18.05% | 17.25% | 17.6% | 17.08% | 17.43% | 16.8% | 17.36% | 17.28% | 17.27% | 14.03% | 14.13% | 14.18% | 14.41% | 14.74% | 14.58% | 14.63% | 14.7% | 14.57% | 13.09% | 13.64% | 13.6% | 13.07%
QLD1 | Pumped Hydro | 0.6478% | 1.956% | 2.845% | 10.89% | 11.31% | 9.414% | 9.784% | 13.25% | 10.64% | 11.15% | 10.53% | 13.92% | 12.56% | 11.87% | 13.1% | 12.53% | 15.68% | 15.98% | 16.61% | 17.15% | 19.47% | 23.48% | 22.52% | 23.48% | 22.05% | 18.66% | 19.1% | 19.69% | 14.8%
QLD1 | VPP | 6.486% | 6.995% | 7.086% | 9.152% | 9.951% | 9.437% | 9.161% | 8.896% | 8.098% | 8.044% | 7.614% | 7.855% | 7.246% | 7.201% | 7.135% | 7.022% | 5.225% | 5.322% | 5.351% | 5.456% | 5.747% | 5.705% | 5.627% | 5.616% | 5.031% | 4.071% | 4.4% | 4.298% | 2.596%
Region | Technology | 2021-22 | 2022-23 | 2023-24 | 2024-25 | 2025-26 | 2026-27 | 2027-28 | 2028-29 | 2029-30 | 2030-31 | 2031-32 | 2032-33 | 2033-34 | 2034-35 | 2035-36 | 2036-37 | 2037-38 | 2038-39 | 2039-40 | 2040-41 | 2041-42 | 2042-43 | 2043-44 | 2044-45 | 2045-46 | 2046-47 | 2047-48 | 2048-49 | 2049-50
VIC1 | Black Coal | bar: 2021-22 to 2049-50
VIC1 | Brown Coal | 70.7% | 66.89% | 67.93% | 67.2% | 70.54% | 72.19% | 69.82% | 69.79% | 68.28% | 72.14% | 70.78% | 69.78% | 72.18% | 69.23% | 72.28% | 68.14% | 63.23% | 63.87% | 54.2% | 56.29% | 62.89% | 63.2% | 60.71% | 57.49% | 57.53% | 61.55% | 60.43% | - | -
VIC1 | CCGT | bar: 2021-22 to 2049-50
VIC1 | Gas - Steam | 0.1764% | 0.06689% | 0.2178% | 0.503% | 0.1765% | 0.394% | 0.2643% | 0.6839% | 0.0242% | 0.1488% | 0.02851% | 1.138% | 0.7967% | 1.202% | 1.639% | 1.693% | 3.37% | 4.618% | - | - | - | - | - | - | - | - | - | - | -
VIC1 | OCGT / Diesel | 0.04364% | 1.651e-07% | 0.05256% | 0.04062% | 0.01576% | 0.08582% | 0.06176% | 0.06408% | 2.654e-07% | 2.668e-07% | 2.841e-07% | 0.2622% | 0.1594% | 0.1641% | 0.2558% | 0.1359% | 0.5461% | 0.3517% | 3.624% | 2.341% | 1.493% | 0.8411% | 4.619% | 1.719% | 1.575% | 1.339% | 1.389% | 18.43% | 20.44%
VIC1 | Hydro | 14.24% | 14.31% | 12.98% | 16.03% | 16.4% | 15.56% | 15.78% | 19.86% | 16.5% | 14.09% | 14.19% | 12.82% | 15.78% | 16.28% | 15.41% | 15.48% | 19.54% | 16.25% | 13.96% | 13.95% | 12.66% | 15.55% | 16.1% | 15.19% | 15.29% | 19.26% | 16.01% | 13.72% | 13.76%
VIC1 | Wind | 35.94% | 36.41% | 31.33% | 32.43% | 33.26% | 34.33% | 35.3% | 31.98% | 32.28% | 31.2% | 35.03% | 31.43% | 32.3% | 32.53% | 33.77% | 34.25% | 32.19% | 34.44% | 32.36% | 32.46% | 28.81% | 28.38% | 29.98% | 31.81% | 32.47% | 31.65% | 32.28% | 30.74% | 31.62%
VIC1 | Solar PV | 27.59% | 27.39% | 28.44% | 27.27% | 25.9% | 27.24% | 27.86% | 26.09% | 27.05% | 27.59% | 27.43% | 28.48% | 27.25% | 25.9% | 27.37% | 27.82% | 26.09% | 27.01% | 26.44% | 24.67% | 26.19% | 23.83% | 23.68% | 24.25% | 24.84% | 21.83% | 21.96% | 23.52% | 23.52%
VIC1 | Grid Battery | 23.06% | 4.957% | 5.177% | 6.047% | 5.966% | 5.934% | 5.748% | 5.241% | 4.835% | 4.82% | 4.687% | 4.934% | 4.479% | 4.14% | 4.479% | 4.482% | 4.083% | 3.948% | 7.683% | 7.62% | 9.86% | 13.86% | 13.74% | 14.64% | 14.3% | 14.11% | 13.93% | 13.56% | 12.97%
VIC1 | Pumped Hydro | - | - | - | - | - | - | - | - | - | - | - | - | - | - | - | - | 27.49% | 27.38% | 28.63% | 28.83% | 28.38% | 27.34% | 26.62% | 28.5% | 28.17% | 27.08% | 26.9% | 25.94% | 24.57%
VIC1 | VPP | 8.23% | 8.72% | 8.537% | 10.25% | 10.28% | 9.8% | 9.095% | 8.545% | 7.69% | 7.473% | 7.324% | 7.653% | 7.252% | 6.665% | 6.808% | 6.719% | 6.258% | 5.931% | 5.753% | 5.738% | 5.641% | 5.472% | 5.123% | 5.541% | 5.279% | 5.051% | 4.899% | 4.758% | 3.833%
Region | Technology | 2021-22 | 2022-23 | 2023-24 | 2024-25 | 2025-26 | 2026-27 | 2027-28 | 2028-29 | 2029-30 | 2030-31 | 2031-32 | 2032-33 | 2033-34 | 2034-35 | 2035-36 | 2036-37 | 2037-38 | 2038-39 | 2039-40 | 2040-41 | 2041-42 | 2042-43 | 2043-44 | 2044-45 | 2045-46 | 2046-47 | 2047-48 | 2048-49 | 2049-50
SA1 | Black Coal | bar: 2021-22 to 2049-50
SA1 | Brown Coal | bar: 2021-22 to 2049-50
SA1 | CCGT | 17.95% | 17.95% | 12.36% | 9.7% | 9.7% | 9.7% | 9.727% | 9.7% | 9.7% | 9.7% | 9.727% | 18.93% | 21.24% | 24.73% | 13.54% | 16.74% | - | - | - | - | - | - | - | - | - | - | - | - | -
SA1 | Gas - Steam | 9.33% | 9.611% | 9.251% | 1.164% | 1.164% | 1.164% | 1.167% | 1.164% | 1.164% | 1.164% | 1.167% | 3.006% | 2.503% | 6.807% | - | - | - | - | - | - | - | - | - | - | - | - | - | - | -
SA1 | OCGT / Diesel | 0.36% | 0.191% | 0.767% | 0.1327% | 0.08212% | 0.2174% | 0.111% | 0.2862% | 0.01584% | 0.04832% | 0.06348% | 2.805% | 2.517% | 5.246% | 2.92% | 2.983% | 8.534% | 10.46% | 12.07% | 11.39% | 10.03% | 13.6% | 16.48% | 5.68% | 4.601% | 6.781% | 9.387% | 13.94% | 14.31%
SA1 | Hydro | bar: 2021-22 to 2049-50
SA1 | Wind | 34.88% | 34.38% | 30.43% | 33.67% | 32.92% | 36.06% | 36.21% | 34.2% | 33.4% | 33.91% | 35.79% | 32.66% | 33.45% | 31.75% | 35.5% | 35.6% | 34.27% | 34.98% | 34.84% | 36.29% | 32.41% | 31.23% | 29.82% | 32.96% | 33.66% | 33% | 33.3% | 30.69% | 32.03%
SA1 | Solar PV | 30.63% | 29.1% | 29.3% | 28.19% | 27.51% | 28.16% | 29.03% | 27.61% | 28.77% | 29.03% | 29.15% | 29.61% | 28.19% | 27.51% | 28.21% | 28.99% | 27.05% | 27.89% | 26.84% | 24.97% | 25.01% | 22.26% | 21.22% | 20.17% | 20.37% | 18.39% | 18.21% | 17.05% | 17.34%
SA1 | Grid Battery | 5.593% | 5.548% | 6.103% | 6.435% | 6.273% | 6.006% | 5.745% | 5.505% | 5.03% | 5.752% | 5.567% | 5.729% | 5.551% | 4.859% | 5.105% | 5.116% | 11.62% | 11.51% | 12.34% | 11.92% | 12.57% | 12.48% | 12.45% | 12.65% | 12.78% | 12.21% | 11.98% | 11.86% | 10.84%
SA1 | Pumped Hydro | bar: 2021-22 to 2049-50
SA1 | VPP | 9.428% | 9.695% | 10.1% | 10.08% | 9.913% | 9.465% | 8.797% | 8.48% | 7.359% | 7.288% | 7.061% | 7.227% | 6.935% | 6.556% | 6.758% | 6.618% | 5.586% | 5.429% | 5.412% | 5.119% | 5.172% | 5.042% | 4.923% | 5.068% | 4.928% | 4.601% | 4.457% | 4.26% | 3.179%
Region | Technology | 2021-22 | 2022-23 | 2023-24 | 2024-25 | 2025-26 | 2026-27 | 2027-28 | 2028-29 | 2029-30 | 2030-31 | 2031-32 | 2032-33 | 2033-34 | 2034-35 | 2035-36 | 2036-37 | 2037-38 | 2038-39 | 2039-40 | 2040-41 | 2041-42 | 2042-43 | 2043-44 | 2044-45 | 2045-46 | 2046-47 | 2047-48 | 2048-49 | 2049-50
TAS1 | Black Coal | bar: 2021-22 to 2049-50
TAS1 | Brown Coal | bar: 2021-22 to 2049-50
TAS1 | CCGT | 7.58e-07% | 7.492e-07% | 7.647e-07% | 7.65e-07% | 7.581e-07% | 7.654e-07% | 7.925e-07% | 8.164e-07% | 8.467e-07% | 8.547e-07% | 8.46e-07% | 8.75e-07% | 8.884e-07% | 9.14e-07% | 9.489e-07% | 9.821e-07% | 1.026e-06% | 1.068e-06% | 1.16e-06% | 1.169e-06% | 1.228e-06% | 1.273e-06% | 1.334e-06% | 1.391e-06% | 1.447e-06% | 1.516e-06% | 1.588e-06% | 1.681e-06% | 1.725e-06%
TAS1 | Gas - Steam | bar: 2021-22 to 2049-50
TAS1 | OCGT / Diesel | 6.947e-07% | 6.706e-07% | 7.036e-07% | 7.132e-07% | 6.961e-07% | 7.34e-07% | 7.619e-07% | 7.88e-07% | 8.234e-07% | 8.446e-07% | 8.065e-07% | 0.01441% | 8.69e-07% | 8.963e-07% | 9.28e-07% | 9.577e-07% | 1.008e-06% | 1.034e-06% | 1.095e-06% | 2.822e-06% | 0.0115% | 3.053e-06% | 3.193e-06% | 3.361e-06% | 3.433e-06% | 3.63e-06% | 3.79e-06% | 0.05629% | 4.099e-06%
TAS1 | Hydro | 37.32% | 37.79% | 39.4% | 46.51% | 49.81% | 44.44% | 44.32% | 45.51% | 41.43% | 39.25% | 35.96% | 36% | 34.6% | 31.41% | 28.96% | 26.17% | 27.59% | 26.55% | 26.44% | 22.51% | 25.08% | 23.74% | 22.13% | 21.52% | 20.4% | 22.87% | 21.19% | 22.15% | 19.89%
TAS1 | Wind | 26.66% | 32.22% | 32.49% | 34.76% | 37.95% | 39.41% | 41.03% | 39.14% | 39.27% | 38.11% | 42.23% | 39.03% | 38.59% | 40.1% | 39.54% | 39.87% | 36.79% | 35.5% | 33.25% | 34.06% | 32.41% | 32.12% | 33.37% | 34.24% | 35.2% | 33.31% | 33.25% | 31.34% | 31.92%
TAS1 | Solar PV | bar: 2021-22 to 2049-50
TAS1 | Grid Battery | bar: 2021-22 to 2049-50
TAS1 | Pumped Hydro | bar: 2021-22 to 2049-50
TAS1 | VPP | 1.598% | 3.476% | 1.551% | 1.946% | 2.329% | 2.704% | 2.475% | 2.433% | 2.559% | 2.554% | 3.979% | 4.309% | 4.22% | 4.737% | 5.04% | 5.566% | 5.364% | 5.289% | 5.171% | 5.647% | 5.477% | 5.621% | 5.271% | 5.327% | 5.477% | 5.117% | 4.914% | 4.747% | 4.357%
Explicitly modelled pumping
Region | Technology | 2021-22 | 2022-23 | 2023-24 | 2024-25 | 2025-26 | 2026-27 | 2027-28 | 2028-29 | 2029-30 | 2030-31 | 2031-32 | 2032-33 | 2033-34 | 2034-35 | 2035-36 | 2036-37 | 2037-38 | 2038-39 | 2039-40 | 2040-41 | 2041-42 | 2042-43 | 2043-44 | 2044-45 | 2045-46 | 2046-47 | 2047-48 | 2048-49 | 2049-50
NEM | Grid Battery pump | 11.45% | 6.693% | 7.153% | 8.139% | 8.035% | 7.889% | 7.636% | 7.091% | 6.562% | 6.857% | 6.671% | 6.923% | 8.534% | 8.285% | 8.571% | 8.578% | 14.67% | 14.63% | 15.2% | 15.16% | 15.6% | 16.4% | 16.39% | 16.73% | 16.67% | 15.65% | 15.84% | 15.86% | 15.18%
NEM | Pumped Hydro Pump | 1.55% | 5.051% | 6.604% | 31.08% | 24.44% | 26.1% | 29.3% | 32.64% | 29.26% | 31.32% | 31% | 34.53% | 31.94% | 31.06% | 33.98% | 33.8% | 32.3% | 31.31% | 32.8% | 34.33% | 33.8% | 34.11% | 33.67% | 36.26% | 35.9% | 32.8% | 31.77% | 33.27% | 28.68%
NEM | VPP pump | 9.034% | 10.13% | 9.402% | 11.2% | 11.49% | 10.93% | 10.43% | 9.819% | 8.854% | 8.719% | 8.456% | 8.698% | 8.324% | 7.885% | 8.02% | 7.961% | 7.024% | 6.795% | 6.74% | 6.681% | 6.728% | 6.66% | 6.4% | 6.676% | 6.336% | 5.826% | 5.758% | 5.7% | 4.355%
Region | Technology | 2021-22 | 2022-23 | 2023-24 | 2024-25 | 2025-26 | 2026-27 | 2027-28 | 2028-29 | 2029-30 | 2030-31 | 2031-32 | 2032-33 | 2033-34 | 2034-35 | 2035-36 | 2036-37 | 2037-38 | 2038-39 | 2039-40 | 2040-41 | 2041-42 | 2042-43 | 2043-44 | 2044-45 | 2045-46 | 2046-47 | 2047-48 | 2048-49 | 2049-50
NSW1 | Grid Battery pump | - | - | - | - | - | - | - | - | - | - | - | - | - | - | - | - | 17.44% | 17.13% | 17.06% | 16.68% | 17.01% | 16.77% | 16.9% | 17.28% | 17.28% | 16.9% | 16.55% | 17.08% | 16.85%
NSW1 | Pumped Hydro Pump | 1.841% | 6.047% | 7.708% | 38.61% | 25.37% | 27.87% | 31.5% | 34.42% | 30.41% | 32.59% | 32.34% | 35.66% | 33.04% | 32.18% | 35.2% | 35.09% | 34.13% | 32.91% | 34.45% | 36.12% | 34.75% | 35.42% | 35.49% | 38.66% | 38.9% | 36.66% | 34.77% | 37% | 35.45%
NSW1 | VPP pump | 8.512% | 10.33% | 8.625% | 10.87% | 11.2% | 10.56% | 10.27% | 9.461% | 8.539% | 8.409% | 8.029% | 8.164% | 8.013% | 7.484% | 7.671% | 7.674% | 7.179% | 6.858% | 6.92% | 6.695% | 6.771% | 6.763% | 6.569% | 6.845% | 6.614% | 6.301% | 6.044% | 6.218% | 5.046%
Region | Technology | 2021-22 | 2022-23 | 2023-24 | 2024-25 | 2025-26 | 2026-27 | 2027-28 | 2028-29 | 2029-30 | 2030-31 | 2031-32 | 2032-33 | 2033-34 | 2034-35 | 2035-36 | 2036-37 | 2037-38 | 2038-39 | 2039-40 | 2040-41 | 2041-42 | 2042-43 | 2043-44 | 2044-45 | 2045-46 | 2046-47 | 2047-48 | 2048-49 | 2049-50
QLD1 | Grid Battery pump | - | 15.32% | 18.04% | 22.47% | 23.89% | 23.33% | 22.8% | 22.28% | 21.3% | 21.73% | 21.15% | 21.46% | 19.95% | 20.62% | 20.49% | 20.5% | 16.56% | 16.59% | 16.7% | 16.97% | 17.32% | 17.17% | 17.22% | 17.28% | 17.14% | 15.44% | 16.02% | 16.03% | 15.35%
QLD1 | Pumped Hydro Pump | 1.051% | 3.344% | 4.71% | 18.18% | 18.92% | 15.72% | 16.39% | 22.13% | 17.79% | 18.65% | 17.65% | 23.24% | 21% | 19.85% | 21.89% | 20.94% | 22.38% | 22.61% | 23.55% | 24.48% | 27.81% | 31% | 29.6% | 30.85% | 29.07% | 24.46% | 24.94% | 25.82% | 18.88%
QLD1 | VPP pump | 7.784% | 8.42% | 8.489% | 10.98% | 11.95% | 11.32% | 11.01% | 10.67% | 9.719% | 9.655% | 9.16% | 9.409% | 8.697% | 8.655% | 8.552% | 8.428% | 6.291% | 6.369% | 6.422% | 6.559% | 6.887% | 6.857% | 6.756% | 6.736% | 6.033% | 4.897% | 5.27% | 5.177% | 3.098%
Region | Technology | 2021-22 | 2022-23 | 2023-24 | 2024-25 | 2025-26 | 2026-27 | 2027-28 | 2028-29 | 2029-30 | 2030-31 | 2031-32 | 2032-33 | 2033-34 | 2034-35 | 2035-36 | 2036-37 | 2037-38 | 2038-39 | 2039-40 | 2040-41 | 2041-42 | 2042-43 | 2043-44 | 2044-45 | 2045-46 | 2046-47 | 2047-48 | 2048-49 | 2049-50
VIC1 | Grid Battery pump | 28.37% | 6.138% | 6.373% | 7.478% | 7.352% | 7.326% | 7.115% | 6.453% | 5.969% | 5.951% | 5.804% | 6.073% | 5.531% | 5.11% | 5.53% | 5.534% | 5.041% | 4.892% | 9.184% | 9.143% | 11.62% | 16.36% | 16.11% | 17.23% | 16.86% | 16.55% | 16.43% | 15.91% | 15.25%
VIC1 | Pumped Hydro Pump | - | - | - | - | - | - | - | - | - | - | - | - | - | - | - | - | 34.37% | 34.39% | 35.72% | 36.21% | 35.43% | 34.33% | 33.12% | 35.66% | 35.35% | 33.68% | 33.79% | 32.34% | 30.71%
VIC1 | VPP pump | 9.878% | 10.49% | 10.23% | 12.32% | 12.32% | 11.76% | 10.94% | 10.24% | 9.23% | 8.97% | 8.814% | 9.166% | 8.704% | 8% | 8.171% | 8.065% | 7.511% | 7.139% | 6.886% | 6.908% | 6.752% | 6.588% | 6.13% | 6.65% | 6.356% | 6.044% | 5.9% | 5.693% | 4.601%
Region | Technology | 2021-22 | 2022-23 | 2023-24 | 2024-25 | 2025-26 | 2026-27 | 2027-28 | 2028-29 | 2029-30 | 2030-31 | 2031-32 | 2032-33 | 2033-34 | 2034-35 | 2035-36 | 2036-37 | 2037-38 | 2038-39 | 2039-40 | 2040-41 | 2041-42 | 2042-43 | 2043-44 | 2044-45 | 2045-46 | 2046-47 | 2047-48 | 2048-49 | 2049-50
SA1 | Grid Battery pump | 6.887% | 6.867% | 7.517% | 7.952% | 7.737% | 7.414% | 7.11% | 6.779% | 6.21% | 7.102% | 6.875% | 7.084% | 6.841% | 5.999% | 6.302% | 6.317% | 13.74% | 13.66% | 14.55% | 14.12% | 14.8% | 14.75% | 14.65% | 14.93% | 15.11% | 14.36% | 14.17% | 13.95% | 12.79%
SA1 | Pumped Hydro Pump | bar: 2021-22 to 2049-50
SA1 | VPP pump | 11.32% | 11.66% | 12.1% | 12.11% | 11.89% | 11.36% | 10.58% | 10.16% | 8.832% | 8.747% | 8.476% | 8.676% | 8.32% | 7.869% | 8.111% | 7.943% | 6.705% | 6.536% | 6.478% | 6.164% | 6.19% | 6.069% | 5.892% | 6.089% | 5.928% | 5.504% | 5.367% | 5.096% | 3.816%
Region | Technology | 2021-22 | 2022-23 | 2023-24 | 2024-25 | 2025-26 | 2026-27 | 2027-28 | 2028-29 | 2029-30 | 2030-31 | 2031-32 | 2032-33 | 2033-34 | 2034-35 | 2035-36 | 2036-37 | 2037-38 | 2038-39 | 2039-40 | 2040-41 | 2041-42 | 2042-43 | 2043-44 | 2044-45 | 2045-46 | 2046-47 | 2047-48 | 2048-49 | 2049-50
TAS1 | Grid Battery pump | bar: 2021-22 to 2049-50
TAS1 | Pumped Hydro Pump | bar: 2021-22 to 2049-50
TAS1 | VPP pump | 1.918% | 4.195% | 1.85% | 2.355% | 2.783% | 3.245% | 2.994% | 2.903% | 3.072% | 3.066% | 4.776% | 5.192% | 5.065% | 5.69% | 6.03% | 6.701% | 6.42% | 6.348% | 6.207% | 6.784% | 6.568% | 6.76% | 6.319% | 6.389% | 6.592% | 6.124% | 5.916% | 5.68% | 5.23%
Non-controllable capacity
Region | Technology | 2021-22 | 2022-23 | 2023-24 | 2024-25 | 2025-26 | 2026-27 | 2027-28 | 2028-29 | 2029-30 | 2030-31 | 2031-32 | 2032-33 | 2033-34 | 2034-35 | 2035-36 | 2036-37 | 2037-38 | 2038-39 | 2039-40 | 2040-41 | 2041-42 | 2042-43 | 2043-44 | 2044-45 | 2045-46 | 2046-47 | 2047-48 | 2048-49 | 2049-50
NEM | Distributed PV | 15.67% | 15.9% | 16.17% | 15.67% | 15.14% | 16.37% | 16.37% | 14.85% | 15.65% | 16.28% | 16.53% | 16.65% | 16.21% | 15.62% | 16.72% | 16.71% | 15.05% | 15.84% | 16.5% | 16.77% | 16.73% | 16.31% | 15.8% | 16.92% | 16.88% | 15.2% | 15.96% | 16.6% | 16.83%
NEM | Behind the meter battery | 5.739% | 5.706% | 5.655% | 5.593% | 5.566% | 5.554% | 5.549% | 5.478% | 5.42% | 5.35% | 5.324% | 5.224% | 5.137% | 5.059% | 5.006% | 4.928% | 4.862% | 4.813% | 4.786% | 4.748% | 4.724% | 4.696% | 4.679% | 4.612% | 4.558% | 4.491% | 4.446% | 4.377% | 4.313%
NEM | Behind the meter battery pump | 4.876% | 4.848% | 4.804% | 4.75% | 4.73% | 4.719% | 4.714% | 4.654% | 4.605% | 4.544% | 4.522% | 4.437% | 4.365% | 4.297% | 4.252% | 4.187% | 4.129% | 4.088% | 4.066% | 4.034% | 4.014% | 3.989% | 3.976% | 3.918% | 3.873% | 3.816% | 3.776% | 3.717% | 3.663%
Region | Technology | 2021-22 | 2022-23 | 2023-24 | 2024-25 | 2025-26 | 2026-27 | 2027-28 | 2028-29 | 2029-30 | 2030-31 | 2031-32 | 2032-33 | 2033-34 | 2034-35 | 2035-36 | 2036-37 | 2037-38 | 2038-39 | 2039-40 | 2040-41 | 2041-42 | 2042-43 | 2043-44 | 2044-45 | 2045-46 | 2046-47 | 2047-48 | 2048-49 | 2049-50
NSW1 | Distributed PV | 15.72% | 16.12% | 16.01% | 15.67% | 15.04% | 16.98% | 16.72% | 14.89% | 15.29% | 16.21% | 16.94% | 16.49% | 16.32% | 15.64% | 17.2% | 16.89% | 14.99% | 15.46% | 16.4% | 17.14% | 16.52% | 16.33% | 15.77% | 17.33% | 17.04% | 15.14% | 15.57% | 16.47% | 17.17%
NSW1 | Behind the meter battery | 5.729% | 5.684% | 5.657% | 5.613% | 5.591% | 5.57% | 5.55% | 5.456% | 5.374% | 5.28% | 5.234% | 5.143% | 5.063% | 4.997% | 4.957% | 4.888% | 4.831% | 4.782% | 4.763% | 4.724% | 4.693% | 4.659% | 4.639% | 4.573% | 4.516% | 4.452% | 4.4% | 4.337% | 4.275%
NSW1 | Behind the meter battery pump | 4.867% | 4.828% | 4.804% | 4.766% | 4.751% | 4.734% | 4.716% | 4.634% | 4.565% | 4.484% | 4.444% | 4.369% | 4.301% | 4.244% | 4.209% | 4.151% | 4.102% | 4.064% | 4.047% | 4.015% | 3.989% | 3.955% | 3.941% | 3.885% | 3.838% | 3.783% | 3.737% | 3.682% | 3.631%
Region | Technology | 2021-22 | 2022-23 | 2023-24 | 2024-25 | 2025-26 | 2026-27 | 2027-28 | 2028-29 | 2029-30 | 2030-31 | 2031-32 | 2032-33 | 2033-34 | 2034-35 | 2035-36 | 2036-37 | 2037-38 | 2038-39 | 2039-40 | 2040-41 | 2041-42 | 2042-43 | 2043-44 | 2044-45 | 2045-46 | 2046-47 | 2047-48 | 2048-49 | 2049-50
QLD1 | Distributed PV | 16.14% | 16.97% | 17.1% | 16.38% | 16.51% | 17.67% | 17.76% | 15.01% | 16.31% | 16.9% | 17.8% | 17.63% | 16.94% | 16.97% | 18.04% | 18.07% | 15.25% | 16.64% | 17.25% | 18.13% | 17.82% | 17.14% | 17.3% | 18.32% | 18.33% | 15.43% | 16.8% | 17.37% | 18.24%
QLD1 | Behind the meter battery | 5.709% | 5.654% | 5.624% | 5.581% | 5.564% | 5.545% | 5.521% | 5.447% | 5.381% | 5.312% | 5.299% | 5.184% | 5.098% | 5.026% | 4.978% | 4.9% | 4.839% | 4.784% | 4.752% | 4.736% | 4.724% | 4.708% | 4.7% | 4.637% | 4.585% | 4.526% | 4.478% | 4.405% | 4.346%
QLD1 | Behind the meter battery pump | 4.852% | 4.806% | 4.78% | 4.74% | 4.729% | 4.709% | 4.69% | 4.629% | 4.573% | 4.51% | 4.501% | 4.406% | 4.333% | 4.271% | 4.231% | 4.162% | 4.11% | 4.063% | 4.037% | 4.021% | 4.015% | 4% | 3.995% | 3.938% | 3.896% | 3.844% | 3.802% | 3.74% | 3.693%
Region | Technology | 2021-22 | 2022-23 | 2023-24 | 2024-25 | 2025-26 | 2026-27 | 2027-28 | 2028-29 | 2029-30 | 2030-31 | 2031-32 | 2032-33 | 2033-34 | 2034-35 | 2035-36 | 2036-37 | 2037-38 | 2038-39 | 2039-40 | 2040-41 | 2041-42 | 2042-43 | 2043-44 | 2044-45 | 2045-46 | 2046-47 | 2047-48 | 2048-49 | 2049-50
VIC1 | Distributed PV | 14.57% | 14.12% | 14.94% | 14.61% | 13.83% | 14.71% | 14.77% | 14.21% | 15.01% | 15.58% | 14.94% | 15.71% | 15.27% | 14.38% | 15.25% | 15.31% | 14.5% | 15.15% | 15.74% | 15.16% | 15.8% | 15.4% | 14.52% | 15.44% | 15.44% | 14.67% | 15.29% | 15.88% | 15.21%
VIC1 | Behind the meter battery | 5.757% | 5.718% | 5.678% | 5.63% | 5.606% | 5.603% | 5.626% | 5.591% | 5.549% | 5.5% | 5.48% | 5.379% | 5.285% | 5.18% | 5.107% | 5.018% | 4.94% | 4.891% | 4.868% | 4.822% | 4.8% | 4.775% | 4.756% | 4.689% | 4.638% | 4.569% | 4.529% | 4.459% | 4.392%
VIC1 | Behind the meter battery pump | 4.893% | 4.857% | 4.823% | 4.783% | 4.764% | 4.762% | 4.778% | 4.75% | 4.714% | 4.672% | 4.656% | 4.567% | 4.49% | 4.399% | 4.339% | 4.264% | 4.197% | 4.154% | 4.134% | 4.099% | 4.076% | 4.058% | 4.041% | 3.984% | 3.942% | 3.883% | 3.848% | 3.787% | 3.729%
Region | Technology | 2021-22 | 2022-23 | 2023-24 | 2024-25 | 2025-26 | 2026-27 | 2027-28 | 2028-29 | 2029-30 | 2030-31 | 2031-32 | 2032-33 | 2033-34 | 2034-35 | 2035-36 | 2036-37 | 2037-38 | 2038-39 | 2039-40 | 2040-41 | 2041-42 | 2042-43 | 2043-44 | 2044-45 | 2045-46 | 2046-47 | 2047-48 | 2048-49 | 2049-50
SA1 | Distributed PV | 16.86% | 17.02% | 17.57% | 16.91% | 16.01% | 16.67% | 17.2% | 16.38% | 17.23% | 17.46% | 17.45% | 17.9% | 17.25% | 16.3% | 16.93% | 17.46% | 16.67% | 17.47% | 17.7% | 17.68% | 18.03% | 17.41% | 16.52% | 17.16% | 17.71% | 16.83% | 17.61% | 17.82% | 17.8%
SA1 | Behind the meter battery | 5.777% | 5.792% | 5.663% | 5.515% | 5.452% | 5.451% | 5.451% | 5.361% | 5.337% | 5.284% | 5.27% | 5.157% | 5.065% | 4.998% | 4.942% | 4.871% | 4.785% | 4.751% | 4.702% | 4.641% | 4.611% | 4.564% | 4.543% | 4.461% | 4.406% | 4.316% | 4.285% | 4.205% | 4.134%
SA1 | Behind the meter battery pump | 4.907% | 4.921% | 4.812% | 4.682% | 4.633% | 4.631% | 4.632% | 4.553% | 4.535% | 4.49% | 4.475% | 4.381% | 4.303% | 4.244% | 4.198% | 4.14% | 4.067% | 4.035% | 3.994% | 3.944% | 3.917% | 3.876% | 3.858% | 3.79% | 3.74% | 3.668% | 3.639% | 3.574% | 3.51%
Region | Technology | 2021-22 | 2022-23 | 2023-24 | 2024-25 | 2025-26 | 2026-27 | 2027-28 | 2028-29 | 2029-30 | 2030-31 | 2031-32 | 2032-33 | 2033-34 | 2034-35 | 2035-36 | 2036-37 | 2037-38 | 2038-39 | 2039-40 | 2040-41 | 2041-42 | 2042-43 | 2043-44 | 2044-45 | 2045-46 | 2046-47 | 2047-48 | 2048-49 | 2049-50
TAS1 | Distributed PV | 13.72% | 13.38% | 13.99% | 13.9% | 13% | 14.17% | 14.31% | 13.85% | 13.92% | 14.16% | 14% | 14.33% | 14.29% | 13.48% | 14.32% | 14.32% | 13.81% | 13.92% | 14.2% | 14.06% | 14.35% | 14.32% | 13.61% | 14.45% | 14.46% | 13.96% | 14.04% | 14.32% | 14.14%
TAS1 | Behind the meter battery | 5.668% | 5.597% | 5.586% | 5.535% | 5.503% | 5.497% | 5.519% | 5.453% | 5.36% | 5.255% | 5.223% | 5.112% | 5.036% | 4.956% | 4.906% | 4.835% | 4.799% | 4.753% | 4.719% | 4.672% | 4.638% | 4.607% | 4.584% | 4.501% | 4.443% | 4.376% | 4.324% | 4.249% | 4.183%
TAS1 | Behind the meter battery pump | 4.816% | 4.755% | 4.746% | 4.701% | 4.677% | 4.669% | 4.688% | 4.634% | 4.554% | 4.464% | 4.436% | 4.341% | 4.279% | 4.211% | 4.168% | 4.108% | 4.076% | 4.037% | 4.01% | 3.966% | 3.94% | 3.913% | 3.893% | 3.824% | 3.775% | 3.717% | 3.675% | 3.609% | 3.555%

## BaseCase_Generation
Annual sent-out generation by technology (GWh) - BaseCase, Fast Change Scenario
Explicitly modelled generation
Region | Technology | 2021-22 | 2022-23 | 2023-24 | 2024-25 | 2025-26 | 2026-27 | 2027-28 | 2028-29 | 2029-30 | 2030-31 | 2031-32 | 2032-33 | 2033-34 | 2034-35 | 2035-36 | 2036-37 | 2037-38 | 2038-39 | 2039-40 | 2040-41 | 2041-42 | 2042-43 | 2043-44 | 2044-45 | 2045-46 | 2046-47 | 2047-48 | 2048-49 | 2049-50
NEM | Black Coal | 87191.325 | 76086.5231 | 75976.9522 | 79382.1788 | 73205.8745 | 66837.2094 | 62010.7121 | 64683.4153 | 51827.7045 | 49757.3919 | 48459.8417 | 42610.1804 | 46920.5712 | 44153.9049 | 37477.0736 | 36453.4951 | 31706.8343 | 31682.3453 | 29392.212 | 28254.7281 | 26286.3835 | 17970.0255 | 14960.9675 | 12576.7196 | 10393.735 | 8690.4779 | 8233.6324 | 8001.0378 | 7259.3888
NEM | Brown Coal | 29664.0746 | 28068.4052 | 28502.6147 | 20748.8003 | 21159.9973 | 21122.0161 | 20428.8386 | 20420.2366 | 19979.0336 | 21106.0779 | 20710.2325 | 20416.6918 | 21117.354 | 20256.7534 | 21147.3166 | 19936.3141 | 18501.134 | 18686.5195 | 15858.5501 | 16470.9043 | 18401.4666 | 18490.8369 | 17764.1245 | 16820.4125 | 16833.3233 | 18009.6263 | 11778.3488 | 0 | 0
NEM | CCGT | 2252.5066 | 2252.5066 | 1906.5409 | 2021.0304 | 1866.0979 | 1858.1466 | 1918.1702 | 2337.4395 | 1845.9141 | 1925.0057 | 2235.9856 | 4974.4038 | 5510.5559 | 5439.0782 | 4089.3177 | 3911.7086 | 5060.7813 | 5087.8083 | 4072.236 | 4082.1218 | 4231.9645 | 4869.3958 | 3035.4959 | 2989.1258 | 1401.3017 | 960.524 | 963.1557 | 960.5243 | 960.5243
NEM | Gas - Steam | 698.7141 | 713.5583 | 731.5994 | 176.4096 | 162.1089 | 171.6349 | 166.3749 | 184.3316 | 155.437 | 160.8951 | 156.0488 | 333.3021 | 288.004 | 602.5047 | 144.7839 | 152.5417 | 311.531 | 378.6321 | 164.6198 | 167.5649 | 172.8563 | 211.335 | 181.4116 | 179.7058 | 219.3523 | 0 | 0 | 0 | 0
NEM | OCGT / Diesel | 52.5806 | 24.0395 | 119.249 | 101.5317 | 36.3029 | 81.1464 | 59.7535 | 148.173 | 16.9631 | 32.9696 | 39.2505 | 547.7414 | 392.7961 | 510.3849 | 417.2723 | 480.4075 | 1745.1514 | 1920.3222 | 3491.7881 | 3882.0845 | 2972.3982 | 4080.0218 | 5992.7272 | 3737.1409 | 4246.6471 | 7280.8151 | 8485.5467 | 13057.3342 | 11950.8867
NEM | Hydro | 13388.5886 | 13633.1996 | 13547.8797 | 16572.3256 | 17309.7148 | 15768.8143 | 15852.9703 | 18071.9442 | 15588.7007 | 14287.1844 | 13744.4476 | 13796.6587 | 14406.8888 | 13934.6099 | 13343.9782 | 12523.9028 | 14153.3101 | 12439.175 | 11720.215 | 10862.8534 | 10867.8625 | 11530.2211 | 11708.3699 | 11170.9921 | 11102.7365 | 13024.4556 | 11225.5072 | 10792.5294 | 9998.4602
NEM | Wind | 30055.993 | 38791.2854 | 38089.318 | 41134.9497 | 46749.5877 | 49139.693 | 54305.7507 | 54989.6358 | 64438.7144 | 66404.6181 | 70023.042 | 76309.7854 | 75111.4629 | 82637.4288 | 89352.5301 | 94754.6126 | 101407.5671 | 99786.2393 | 100961.0037 | 98944.8186 | 98049.9174 | 97955.4728 | 105277.218 | 107734.8295 | 112629.416 | 114248.9214 | 117657.3261 | 120785.3392 | 122018.8084
NEM | Solar PV | 14501.0477 | 17776.6279 | 18071.7982 | 17334.7622 | 17319.0889 | 20868.7671 | 21939.8445 | 20436.7132 | 28461.3776 | 29806.1508 | 30331.7604 | 30428.9164 | 29361.653 | 28613.3644 | 30517.0485 | 30270.8492 | 32248.8496 | 34836.412 | 38616.1537 | 43050.2807 | 45874.3619 | 55212.5961 | 53734.0803 | 55061.1136 | 54679.2184 | 55825.0802 | 57461.1979 | 60662.5841 | 61010.0849
NEM | Grid Battery | 212.2038 | 284.3722 | 305.4765 | 346.2587 | 342.6806 | 336.0823 | 324.5151 | 302.8153 | 279.5406 | 277.511 | 269.3787 | 280.5833 | 372.8262 | 347.4504 | 359.4594 | 359.6048 | 2864.5518 | 2866.4939 | 3757.5305 | 3717.3562 | 5217.3194 | 5107.1075 | 5115.4401 | 5217.6328 | 5190.9625 | 6439.483 | 6516.677 | 6527.0514 | 6253.9004
NEM | Pumped Hydro | 62.4513 | 182.6863 | 260.9964 | 1659.2702 | 5214.5713 | 5314.8045 | 5672.71 | 6537.3682 | 9925.2163 | 10596.6897 | 10214.0582 | 11342.41 | 10105.1517 | 10283.2011 | 10843.8053 | 10646.876 | 11552.9477 | 11142.406 | 12042.7454 | 12143.2114 | 13330.2078 | 15840.9718 | 15857.8825 | 16947.7509 | 16332.5938 | 15727.5945 | 15236.1467 | 17152.5449 | 17497.7825
NEM | VPP | 42.871 | 77.6467 | 108.0244 | 188.811 | 282.4654 | 384.7109 | 506.3142 | 636.8382 | 755.8548 | 923.7028 | 1130.2197 | 1396.3353 | 1550.425 | 1647.0262 | 1846.4554 | 1982.7863 | 1877.3285 | 1946.7698 | 2071.4934 | 2196.1336 | 2378.119 | 2505.5215 | 2569.5451 | 2805.1542 | 2782.2467 | 2686.1304 | 2766.4363 | 2871.6074 | 2287.2396
Total excluding storage |  | 177804.8303 | 177346.1456 | 176945.9521 | 177471.9883 | 177808.7728 | 175847.4278 | 176682.4147 | 181271.8892 | 182313.845 | 183480.2936 | 185700.6092 | 189417.6801 | 193109.2859 | 196148.0291 | 196489.3209 | 198483.8316 | 205135.1587 | 204817.4537 | 204276.7785 | 205715.3564 | 206857.211 | 210319.9049 | 212654.395 | 210270.0398 | 211505.7302 | 218039.9005 | 215804.7147 | 214259.3489 | 213198.1533
Region | Technology | 2021-22 | 2022-23 | 2023-24 | 2024-25 | 2025-26 | 2026-27 | 2027-28 | 2028-29 | 2029-30 | 2030-31 | 2031-32 | 2032-33 | 2033-34 | 2034-35 | 2035-36 | 2036-37 | 2037-38 | 2038-39 | 2039-40 | 2040-41 | 2041-42 | 2042-43 | 2043-44 | 2044-45 | 2045-46 | 2046-47 | 2047-48 | 2048-49 | 2049-50
NSW1 | Black Coal | 45416.4561 | 37828.4258 | 35079.9487 | 40359.3943 | 34056.6539 | 29578.5782 | 27615.3555 | 30463.6702 | 19343.9464 | 18695.3432 | 17928.583 | 10914.6407 | 13476.6776 | 12227.0851 | 5834.378 | 7248.2234 | 8070.613 | 7760.0962 | 7195.1915 | 6054.6163 | 5224.5772 | 0 | 0 | 0 | 0 | 0 | 0 | 0 | 0
NSW1 | Brown Coal | 0 | 0 | 0 | 0 | 0 | 0 | 0 | 0 | 0 | 0 | 0 | 0 | 0 | 0 | 0 | 0 | 0 | 0 | 0 | 0 | 0 | 0 | 0 | 0 | 0 | 0 | 0 | 0 | 0
NSW1 | CCGT | 33.6489 | 33.6489 | 101.3524 | 73.9752 | 63.5591 | 63.5591 | 64.1086 | 73.1051 | 63.5591 | 63.5591 | 63.7332 | 1053.8621 | 1009.0307 | 1193.2611 | 665.1499 | 691.5841 | 1461.6354 | 1574.0139 | 1328.867 | 1254.6378 | 1278.7163 | 1549.5977 | 28.7095 | 0.00014145 | 0.00014627 | 0.00015212 | 0.00015338 | 0.00022578 | 0.0002171
NSW1 | Gas - Steam | 0 | 0 | 0 | 0 | 0 | 0 | 0 | 0 | 0 | 0 | 0 | 0 | 0 | 0 | 0 | 0 | 0 | 0 | 0 | 0 | 0 | 0 | 0 | 0 | 0 | 0 | 0 | 0 | 0
NSW1 | OCGT / Diesel | 1.6112e-05 | 1.6667e-05 | 13.6502 | 49.1311 | 9.787 | 18.0626 | 7.7352 | 7.6689 | 2.3834e-05 | 2.4647e-05 | 2.6393e-05 | 47.2245 | 33.1062 | 38.1231 | 100.4976 | 62.8671 | 309.3776 | 526.2851 | 1104.121 | 1694.0145 | 919.6267 | 1362.5763 | 2674.2081 | 1410.725 | 1459.695 | 2112.3418 | 3499.3368 | 5297.9447 | 5113.8052
NSW1 | Hydro | 2052.0772 | 2182.7142 | 2016.6031 | 2950.4768 | 2923.3089 | 2679.9004 | 2743.6729 | 3923.039 | 2955.694 | 2596.7623 | 2714.3443 | 3030.4151 | 3361.2555 | 3465.3474 | 3560.5165 | 3319.4419 | 4282.0311 | 3427.1026 | 3176.2228 | 3149.7524 | 2862.3749 | 3498.456 | 3910.2799 | 3677.7109 | 3825.0281 | 4455.3944 | 3642.7018 | 3453.2536 | 3127.8218
NSW1 | Wind | 6252.6978 | 9567.2056 | 11494.9633 | 13637.625 | 17018.1377 | 17594.1042 | 19063.9023 | 18332.3785 | 25373.065 | 27264.8612 | 28491.4764 | 28687.743 | 27961.2283 | 30705.3463 | 35519.1288 | 35385.1175 | 31066.581 | 28278.9985 | 32046.9172 | 31894.9433 | 35083.1136 | 33238.6128 | 34560.2513 | 36012.9528 | 37390.4301 | 33427.7845 | 34056.932 | 35606.645 | 35421.3864
NSW1 | Solar PV | 5342.8113 | 6499.5899 | 6543.0229 | 6299.1528 | 6336.2577 | 9379.8968 | 10265.3026 | 10286.5613 | 17626.201 | 18623.9393 | 19041.3521 | 18905.8808 | 18343.504 | 17636.4792 | 19000.7897 | 18964.2525 | 19174.6976 | 20896.2738 | 22716.3291 | 23005.4697 | 22926.6095 | 28213.8203 | 27093.4076 | 28703.824 | 28618.6113 | 28175.0738 | 28957.3125 | 32751.3851 | 33103.1363
NSW1 | Grid Battery | 3.5283e-05 | 5.2864e-05 | 5.2929e-05 | 7.0295e-05 | 8.392e-05 | 9.416e-05 | 0.00011928 | 0.00013521 | 0.0032803 | 0.0033785 | 0.0032841 | 0.0034728 | 0.0033736 | 0.0033087 | 0.0034675 | 0.0034745 | 257.7144 | 253.8348 | 685.6813 | 667.5629 | 1362.5839 | 1341.2707 | 1351.7825 | 1382.165 | 1378.8696 | 1354.7401 | 1319.9779 | 1369.7452 | 1347.4949
NSW1 | Pumped Hydro | 30.1055 | 85.021 | 118.9599 | 1115.5569 | 4650.0122 | 4844.7643 | 5184.1513 | 5875.5705 | 9393.7492 | 10039.8246 | 9688.146 | 10647.2573 | 9478.0031 | 9690.5117 | 10189.7347 | 10021.4326 | 10064.0904 | 9628.136 | 10259.6946 | 10310.4131 | 10301.9428 | 10083.3253 | 10315.9852 | 11070.4532 | 10743.7132 | 10490.5844 | 9915.9291 | 10626.1729 | 10467.5383
NSW1 | VPP | 15.5418 | 29.8627 | 38.5951 | 72.9952 | 110.3068 | 147.8507 | 195.668 | 236.9806 | 279.1676 | 336.0873 | 395.3735 | 478.6133 | 537.1387 | 554.4059 | 620.1466 | 666.3894 | 665.3846 | 680.4381 | 735.2599 | 758.1605 | 821.6985 | 874.4212 | 901.6793 | 983.5535 | 991.9804 | 992.8209 | 989.9625 | 1069.4351 | 902.5802
Total excluding storage |  | 59097.6913 | 56111.5845 | 55249.5406 | 63369.7552 | 60407.7043 | 59314.1012 | 59760.0772 | 63086.423 | 65362.4654 | 67244.4651 | 68239.4891 | 62639.7663 | 64184.8023 | 65265.6423 | 64680.4605 | 65671.4864 | 64364.9356 | 62462.7702 | 67567.6485 | 67053.4341 | 68295.0182 | 67863.0631 | 68266.8564 | 69805.2129 | 71293.7646 | 68170.5947 | 70156.2832 | 77109.2287 | 76766.1499
Region | Technology | 2021-22 | 2022-23 | 2023-24 | 2024-25 | 2025-26 | 2026-27 | 2027-28 | 2028-29 | 2029-30 | 2030-31 | 2031-32 | 2032-33 | 2033-34 | 2034-35 | 2035-36 | 2036-37 | 2037-38 | 2038-39 | 2039-40 | 2040-41 | 2041-42 | 2042-43 | 2043-44 | 2044-45 | 2045-46 | 2046-47 | 2047-48 | 2048-49 | 2049-50
QLD1 | Black Coal | 41774.8689 | 38258.0973 | 40897.0035 | 39022.7845 | 39149.2206 | 37258.6312 | 34395.3566 | 34219.7451 | 32483.7581 | 31062.0487 | 30531.2587 | 31695.5397 | 33443.8936 | 31926.8198 | 31642.6956 | 29205.2717 | 23636.2213 | 23922.2491 | 22197.0205 | 22200.1118 | 21061.8063 | 17970.0255 | 14960.9675 | 12576.7196 | 10393.735 | 8690.4779 | 8233.6324 | 8001.0378 | 7259.3888
QLD1 | Brown Coal | 0 | 0 | 0 | 0 | 0 | 0 | 0 | 0 | 0 | 0 | 0 | 0 | 0 | 0 | 0 | 0 | 0 | 0 | 0 | 0 | 0 | 0 | 0 | 0 | 0 | 0 | 0 | 0 | 0
QLD1 | CCGT | 1104.025 | 1104.025 | 1232.2762 | 1497.5533 | 1353.0369 | 1345.0856 | 1403.3282 | 1814.8325 | 1332.8531 | 1411.9447 | 1721.519 | 3043.1671 | 3517.1648 | 3099.6172 | 2796.8111 | 2444.2387 | 3599.1458 | 3513.7942 | 2743.3688 | 2827.4839 | 2953.2481 | 3319.7979 | 3006.7862 | 2989.1254 | 1401.3013 | 960.5236 | 963.1553 | 960.5236 | 960.5236
QLD1 | Gas - Steam | 37.1158 | 37.1158 | 73.7192 | 72.804 | 72.804 | 72.804 | 73.0035 | 72.804 | 72.804 | 72.804 | 73.0035 | 72.804 | 77.6816 | 72.8046 | 73.0035 | 78.3936 | 163.932 | 176.3604 | 164.6198 | 167.5649 | 172.8563 | 211.335 | 181.4116 | 179.7058 | 219.3523 | 0 | 0 | 0 | 0
QLD1 | OCGT / Diesel | 2.7715e-05 | 2.8726e-05 | 0.29371 | 28.9327 | 13.5537 | 21.4332 | 27.7695 | 93.81 | 14.9684 | 28.5051 | 33.386 | 263.701 | 162.3498 | 86.4871 | 97.5919 | 212.6312 | 825.7726 | 694.6192 | 1232.2394 | 1220.0134 | 1238.6139 | 1754.1567 | 1774.0185 | 1681.2783 | 2245.2771 | 4473.1148 | 4143.2346 | 4251.3259 | 3040.506
QLD1 | Hydro | 693.4758 | 692.8765 | 694.4169 | 690.0791 | 688.626 | 687.9544 | 689.4151 | 685.1816 | 683.704 | 669.3348 | 683.5352 | 678.9147 | 678.0258 | 676.414 | 676.9198 | 673.5219 | 250.9025 | 252.0251 | 249.6344 | 250.0194 | 251.2151 | 0 | 0 | 0 | 0 | 0 | 0 | 0 | 0
QLD1 | Wind | 5390.7936 | 6758.0494 | 6451.4301 | 5695.9261 | 7063.4949 | 7224.4094 | 9974.9302 | 12795.9774 | 15030.7746 | 15429.0508 | 14893.8477 | 16918.3521 | 15804.3416 | 18507.4571 | 18301.8865 | 21994.8207 | 26779.5706 | 26531.1676 | 27060.9845 | 24924.1206 | 24911.9388 | 25589.2321 | 29712.3971 | 29423.1219 | 34299.8867 | 36064.1842 | 35874.8336 | 36077.4576 | 37341.8536
QLD1 | Solar PV | 5555.0976 | 7538.3561 | 7681.7432 | 7343.2049 | 7448.1656 | 7800.5726 | 7893.2134 | 6593.3673 | 7142.01 | 7427.2552 | 7545.9946 | 7659.7083 | 7327.5941 | 7442.0829 | 7813.575 | 7531.2367 | 9375.1603 | 10115.889 | 10534.7773 | 12164.1769 | 13684.8765 | 18423.4701 | 17885.346 | 17992.8577 | 17589.966 | 19350.2511 | 20185.3823 | 19569.2304 | 19681.835
QLD1 | Grid Battery | 2.4854e-05 | 21.7453 | 25.6815 | 31.8899 | 33.8767 | 33.1308 | 32.3443 | 31.629 | 30.2256 | 30.84 | 29.9323 | 30.5364 | 162.1717 | 167.5631 | 166.823 | 166.7277 | 1962.3054 | 1976.7505 | 1983.9008 | 1990.4169 | 2035.2861 | 2013.6967 | 2020.6838 | 2030.2992 | 2012.7664 | 3343.5168 | 3483.9517 | 3472.762 | 3338.135
QLD1 | Pumped Hydro | 32.3458 | 97.6653 | 142.0363 | 543.7132 | 564.5589 | 470.04 | 488.5584 | 661.7974 | 531.4669 | 556.8649 | 525.9119 | 695.1522 | 627.1482 | 592.6889 | 654.07 | 625.4428 | 1365.3334 | 1391.2826 | 1446.1172 | 1493.4628 | 1704.0925 | 4481.735 | 4299.4918 | 4482.4419 | 4210.0609 | 3911.592 | 4003.8637 | 4127.9586 | 4758.6357
QLD1 | VPP | 6.7278 | 11.6451 | 18.2215 | 35.6453 | 57.1809 | 77.6346 | 102.8134 | 132.7401 | 159.1605 | 200.5748 | 246.2565 | 307.6102 | 336.2731 | 379.7211 | 417.6219 | 448.3938 | 361.142 | 396.85 | 429.4406 | 472.6595 | 535.6788 | 570.3387 | 601.544 | 630.3179 | 592.3823 | 502.277 | 568.8458 | 581.463 | 367.128
Total excluding storage |  | 54555.3768 | 54388.5201 | 57030.8828 | 54351.2845 | 55788.9016 | 54410.8905 | 54457.0164 | 56275.7178 | 56760.8721 | 56100.9433 | 55482.5447 | 60332.187 | 61011.0513 | 61811.6827 | 61402.4834 | 62140.1145 | 64630.705 | 65206.1047 | 64182.6448 | 63753.4909 | 64274.555 | 67268.0173 | 67520.9269 | 64842.8088 | 66149.5183 | 69538.5516 | 69400.2381 | 68859.5753 | 68284.107
Region | Technology | 2021-22 | 2022-23 | 2023-24 | 2024-25 | 2025-26 | 2026-27 | 2027-28 | 2028-29 | 2029-30 | 2030-31 | 2031-32 | 2032-33 | 2033-34 | 2034-35 | 2035-36 | 2036-37 | 2037-38 | 2038-39 | 2039-40 | 2040-41 | 2041-42 | 2042-43 | 2043-44 | 2044-45 | 2045-46 | 2046-47 | 2047-48 | 2048-49 | 2049-50
VIC1 | Black Coal | 0 | 0 | 0 | 0 | 0 | 0 | 0 | 0 | 0 | 0 | 0 | 0 | 0 | 0 | 0 | 0 | 0 | 0 | 0 | 0 | 0 | 0 | 0 | 0 | 0 | 0 | 0 | 0 | 0
VIC1 | Brown Coal | 29664.0746 | 28068.4052 | 28502.6147 | 20748.8003 | 21159.9973 | 21122.0161 | 20428.8386 | 20420.2366 | 19979.0336 | 21106.0779 | 20710.2325 | 20416.6918 | 21117.354 | 20256.7534 | 21147.3166 | 19936.3141 | 18501.134 | 18686.5195 | 15858.5501 | 16470.9043 | 18401.4666 | 18490.8369 | 17764.1245 | 16820.4125 | 16833.3233 | 18009.6263 | 11778.3488 | 0 | 0
VIC1 | CCGT | 1.5992e-05 | 1.5808e-05 | 1.6599e-05 | 2.0199e-05 | 2.042e-05 | 2.0214e-05 | 2.147e-05 | 2.3872e-05 | 2.3572e-05 | 2.3557e-05 | 2.4803e-05 | 4.1817e-05 | 4.2116e-05 | 4.2362e-05 | 4.1302e-05 | 4.1609e-05 | 6.273e-05 | 6.4026e-05 | 7.5212e-05 | 7.3593e-05 | 8.0214e-05 | 8.2775e-05 | 8.4754e-05 | 8.3044e-05 | 8.588e-05 | 8.7716e-05 | 9.5782e-05 | 0.00028546 | 0.00027931
VIC1 | Gas - Steam | 7.7254 | 2.9296 | 9.5375 | 22.0325 | 7.7318 | 17.2577 | 11.5748 | 29.9545 | 1.0599 | 6.518 | 1.2487 | 49.8496 | 34.8965 | 52.6642 | 71.7804 | 74.1481 | 147.599 | 202.2717 | 0 | 0 | 0 | 0 | 0 | 0 | 0 | 0 | 0 | 0 | 0
VIC1 | OCGT / Diesel | 7.2627 | 2.7477e-05 | 8.7477 | 6.7604 | 2.6236 | 14.2838 | 10.2792 | 10.6649 | 4.418e-05 | 4.4412e-05 | 4.7287e-05 | 43.6333 | 24.1583 | 24.8615 | 38.7584 | 20.5882 | 82.7548 | 53.2954 | 409.4935 | 264.5624 | 168.7457 | 88.1243 | 483.9266 | 180.1033 | 165.0006 | 140.2374 | 74.4526 | 2366.6408 | 2625.1486
VIC1 | Hydro | 2768.1163 | 2782.5999 | 2522.9107 | 3116.571 | 3187.515 | 3024.2046 | 3066.535 | 3859.6265 | 3206.8896 | 2739.4788 | 2759.1536 | 2491.5234 | 3066.6601 | 3164.708 | 2996.0752 | 3008.738 | 3797.5569 | 3158.0103 | 2714.5043 | 2712.3418 | 2460.9309 | 3022.1206 | 3128.8889 | 2951.743 | 2972.7351 | 3743.8559 | 3112.0249 | 2666.2155 | 2674.146
VIC1 | Wind | 10812.2103 | 13786.9139 | 11860.5141 | 12278.5352 | 12591.7879 | 12999.9336 | 13364.1813 | 12108.2586 | 12221.515 | 11814.4736 | 13262.1552 | 13829.3777 | 14060.8823 | 15873.785 | 16474.6992 | 18038.6326 | 22739.7671 | 23177.4481 | 21230.1258 | 20478.3166 | 18176.1074 | 19731.4665 | 22303.879 | 22795.564 | 21382.6136 | 24778.764 | 27660.5868 | 28847.9164 | 28321.5436
VIC1 | Solar PV | 2656.001 | 2637.0691 | 2737.6052 | 2624.947 | 2493.1716 | 2622.0228 | 2682.056 | 2511.5757 | 2603.9089 | 2656.0214 | 2640.7454 | 2742.2001 | 2623.413 | 2493.1749 | 2634.7848 | 2677.9187 | 2511.5757 | 2600.0616 | 3878.5263 | 5887.0712 | 7014.4309 | 6383.6464 | 6344.3719 | 6266.5732 | 6351.6897 | 6387.1706 | 6425.1251 | 6568.8245 | 6585.5275
VIC1 | Grid Battery | 111.7718 | 162.989 | 170.2061 | 198.8035 | 196.1518 | 195.104 | 188.9959 | 172.3323 | 158.9744 | 158.4858 | 154.0949 | 162.2111 | 125.5565 | 116.039 | 125.556 | 125.6438 | 114.4591 | 110.6799 | 329.0051 | 326.288 | 751.1418 | 691.7303 | 685.4406 | 730.3862 | 713.644 | 703.9421 | 694.9157 | 676.8514 | 646.9757
VIC1 | Pumped Hydro | 0 | 0 | 4.8585e-05 | 6.1375e-05 | 6.0968e-05 | 6.5078e-05 | 6.4073e-05 | 7.0388e-05 | 6.9364e-05 | 7.2066e-05 | 7.6567e-05 | 0.00020345 | 0.00019431 | 0.0001897 | 0.00020374 | 0.00020228 | 123.5234 | 122.9869 | 336.9331 | 339.335 | 1324.172 | 1275.911 | 1242.405 | 1394.8553 | 1378.819 | 1325.4175 | 1316.3533 | 2398.4126 | 2271.6077
VIC1 | VPP | 10.0155 | 17.3009 | 25.8708 | 47.265 | 70.8655 | 99.548 | 133.2685 | 176.0419 | 217.2442 | 268.2662 | 340.1157 | 431.6131 | 481.7312 | 505.1418 | 576.2508 | 621.2211 | 624.9398 | 636.5349 | 662.0558 | 712.1839 | 751.6541 | 780.3363 | 779.6256 | 885.0397 | 884.5503 | 886.8264 | 901.7553 | 916.62 | 771.2176
Total excluding storage |  | 45915.3903 | 47277.9177 | 45641.93 | 38797.6464 | 39442.8273 | 39799.7186 | 39563.4648 | 38940.3167 | 38012.407 | 38322.5698 | 39373.5355 | 39573.2759 | 40927.3643 | 41865.9471 | 43363.4147 | 43756.3397 | 47780.3875 | 47877.6066 | 44091.2 | 45813.1963 | 46221.6816 | 47716.1947 | 50025.191 | 49014.3962 | 47705.3625 | 53059.6543 | 49050.5383 | 40449.5974 | 40206.366
Region | Technology | 2021-22 | 2022-23 | 2023-24 | 2024-25 | 2025-26 | 2026-27 | 2027-28 | 2028-29 | 2029-30 | 2030-31 | 2031-32 | 2032-33 | 2033-34 | 2034-35 | 2035-36 | 2036-37 | 2037-38 | 2038-39 | 2039-40 | 2040-41 | 2041-42 | 2042-43 | 2043-44 | 2044-45 | 2045-46 | 2046-47 | 2047-48 | 2048-49 | 2049-50
SA1 | Black Coal | 0 | 0 | 0 | 0 | 0 | 0 | 0 | 0 | 0 | 0 | 0 | 0 | 0 | 0 | 0 | 0 | 0 | 0 | 0 | 0 | 0 | 0 | 0 | 0 | 0 | 0 | 0 | 0 | 0
SA1 | Brown Coal | 0 | 0 | 0 | 0 | 0 | 0 | 0 | 0 | 0 | 0 | 0 | 0 | 0 | 0 | 0 | 0 | 0 | 0 | 0 | 0 | 0 | 0 | 0 | 0 | 0 | 0 | 0 | 0 | 0
SA1 | CCGT | 1114.8326 | 1114.8326 | 572.9123 | 449.5019 | 449.5019 | 449.5019 | 450.7334 | 449.5019 | 449.5019 | 449.5019 | 450.7334 | 877.3745 | 984.3603 | 1146.1998 | 627.3566 | 775.8857 | 7.205e-05 | 7.2821e-05 | 7.7774e-05 | 7.582e-05 | 0.00010236 | 0.00010583 | 0.00011427 | 0.00010685 | 0.00011059 | 0.00011305 | 0.00011439 | 0.00014582 | 0.00014197
SA1 | Gas - Steam | 653.873 | 673.513 | 648.3427 | 81.5731 | 81.5731 | 81.5731 | 81.7966 | 81.5731 | 81.5731 | 81.5731 | 81.7966 | 210.6485 | 175.4259 | 477.0359 | 0 | 0 | 0 | 0 | 0 | 0 | 0 | 0 | 0 | 0 | 0 | 0 | 0 | 0 | 0
SA1 | OCGT / Diesel | 45.3178 | 24.0394 | 96.5573 | 16.7075 | 10.3386 | 27.3668 | 13.9696 | 36.0293 | 1.9946 | 4.4645 | 5.8644 | 192.958 | 173.1819 | 360.9131 | 180.4243 | 184.321 | 527.2463 | 646.1224 | 745.9342 | 703.4943 | 645.3535 | 875.1645 | 1060.5741 | 465.0342 | 376.6744 | 555.1211 | 768.5227 | 1141.1367 | 1171.4268
SA1 | Hydro | 0 | 0 | 0 | 0 | 0 | 0 | 0 | 0 | 0 | 0 | 0 | 0 | 0 | 0 | 0 | 0 | 0 | 0 | 0 | 0 | 0 | 0 | 0 | 0 | 0 | 0 | 0 | 0 | 0
SA1 | Wind | 6274.1428 | 7076.4362 | 6263.3903 | 6931.1309 | 6777.011 | 7421.8611 | 7349.2294 | 6939.736 | 6511.8653 | 6279.8329 | 6627.2835 | 10149.8686 | 10154.6139 | 9640.2165 | 10762.525 | 10475.4337 | 12186.6788 | 13022.8572 | 11972.1996 | 12345.2982 | 11026.6265 | 10623.6953 | 9586.5828 | 10596.9196 | 10399.6733 | 11312.8219 | 11416.0633 | 12100.544 | 12629.9307
SA1 | Solar PV | 947.1378 | 1101.6128 | 1109.4269 | 1067.4575 | 1041.494 | 1066.2749 | 1099.2724 | 1045.2088 | 1089.2577 | 1098.9348 | 1103.6682 | 1121.1272 | 1067.1418 | 1041.6274 | 1067.8989 | 1097.4413 | 1187.416 | 1224.1875 | 1486.521 | 1993.5628 | 2248.4449 | 2191.6591 | 2410.9547 | 2097.8586 | 2118.9513 | 1912.5846 | 1893.3779 | 1773.144 | 1639.586
SA1 | Grid Battery | 100.432 | 99.6378 | 109.5888 | 115.5652 | 112.652 | 107.8474 | 103.1747 | 98.8537 | 90.3373 | 88.1817 | 85.3482 | 87.8321 | 85.0945 | 63.8448 | 67.0767 | 67.2296 | 530.0727 | 525.2286 | 758.943 | 733.0881 | 1068.3073 | 1060.4096 | 1057.5329 | 1074.7821 | 1085.6821 | 1037.2836 | 1017.8314 | 1007.6924 | 921.2943
SA1 | Pumped Hydro | 0 | 0 | 3.9154e-05 | 3.7989e-05 | 3.763e-05 | 3.9518e-05 | 4.0074e-05 | 4.3694e-05 | 4.3803e-05 | 4.6239e-05 | 4.8218e-05 | 7.5491e-05 | 7.4001e-05 | 7.3094e-05 | 8.5616e-05 | 9.0674e-05 | 0.00012703 | 0.00012752 | 0.00013116 | 0.0001332 | 0.00018584 | 0.00018377 | 0.00018474 | 0.00022116 | 0.00021762 | 0.00021326 | 0.00021391 | 0.00021809 | 0.00021891
SA1 | VPP | 10.3413 | 18.0383 | 24.7974 | 31.9033 | 42.3692 | 56.7665 | 70.7773 | 86.1337 | 93.623 | 110.7108 | 132.781 | 158.3718 | 172.624 | 179.4243 | 199.5977 | 207.9192 | 185.9366 | 191.0911 | 201.2614 | 202.5047 | 216.8916 | 223.6223 | 230.3353 | 246.9065 | 249.8186 | 242.4724 | 244.2136 | 242.2249 | 187.4001
Total excluding storage |  | 9035.3041 | 9990.4339 | 8690.6296 | 8546.3709 | 8359.9186 | 9046.5778 | 8995.0014 | 8552.0491 | 8134.1926 | 7914.3071 | 8269.346 | 12551.9768 | 12554.7238 | 12665.9927 | 12638.2049 | 12533.0818 | 13901.3413 | 14893.1672 | 14204.6548 | 15042.3553 | 13920.425 | 13690.519 | 13058.1117 | 13159.8125 | 12895.2991 | 13780.5277 | 14077.964 | 15014.8249 | 15440.9437
Region | Technology | 2021-22 | 2022-23 | 2023-24 | 2024-25 | 2025-26 | 2026-27 | 2027-28 | 2028-29 | 2029-30 | 2030-31 | 2031-32 | 2032-33 | 2033-34 | 2034-35 | 2035-36 | 2036-37 | 2037-38 | 2038-39 | 2039-40 | 2040-41 | 2041-42 | 2042-43 | 2043-44 | 2044-45 | 2045-46 | 2046-47 | 2047-48 | 2048-49 | 2049-50
TAS1 | Black Coal | 0 | 0 | 0 | 0 | 0 | 0 | 0 | 0 | 0 | 0 | 0 | 0 | 0 | 0 | 0 | 0 | 0 | 0 | 0 | 0 | 0 | 0 | 0 | 0 | 0 | 0 | 0 | 0 | 0
TAS1 | Brown Coal | 0 | 0 | 0 | 0 | 0 | 0 | 0 | 0 | 0 | 0 | 0 | 0 | 0 | 0 | 0 | 0 | 0 | 0 | 0 | 0 | 0 | 0 | 0 | 0 | 0 | 0 | 0 | 0 | 0
TAS1 | CCGT | 1.3811e-05 | 1.3651e-05 | 1.3933e-05 | 1.3938e-05 | 1.3812e-05 | 1.3946e-05 | 1.444e-05 | 1.4875e-05 | 1.5428e-05 | 1.5574e-05 | 1.5415e-05 | 1.5944e-05 | 1.6187e-05 | 1.6653e-05 | 1.7291e-05 | 1.7894e-05 | 1.8699e-05 | 1.9463e-05 | 2.114e-05 | 2.1297e-05 | 2.2379e-05 | 2.3199e-05 | 2.4308e-05 | 2.534e-05 | 2.6371e-05 | 2.7618e-05 | 2.8935e-05 | 3.0625e-05 | 3.1437e-05
TAS1 | Gas - Steam | 0 | 0 | 0 | 0 | 0 | 0 | 0 | 0 | 0 | 0 | 0 | 0 | 0 | 0 | 0 | 0 | 0 | 0 | 0 | 0 | 0 | 0 | 0 | 0 | 0 | 0 | 0 | 0 | 0
TAS1 | OCGT / Diesel | 1.0832e-05 | 1.0457e-05 | 1.097e-05 | 1.112e-05 | 1.0854e-05 | 1.1445e-05 | 1.1881e-05 | 1.2288e-05 | 1.2839e-05 | 1.317e-05 | 1.2576e-05 | 0.22465 | 1.355e-05 | 1.3976e-05 | 1.447e-05 | 1.4934e-05 | 1.5721e-05 | 1.6116e-05 | 1.7074e-05 | 1.4337e-05 | 0.058405 | 1.5511e-05 | 1.6222e-05 | 1.7076e-05 | 1.7444e-05 | 1.8443e-05 | 1.9255e-05 | 0.28599 | 2.0826e-05
TAS1 | Hydro | 7874.9193 | 7975.009 | 8313.949 | 9815.1987 | 10510.2649 | 9376.7549 | 9353.3473 | 9604.0971 | 8742.4132 | 8281.6084 | 7587.4146 | 7595.8054 | 7300.9473 | 6628.1404 | 6110.4667 | 5522.201 | 5822.8197 | 5602.037 | 5579.8536 | 4750.7398 | 5293.3416 | 5009.6445 | 4669.201 | 4541.5382 | 4304.9733 | 4825.2053 | 4470.7805 | 4673.0603 | 4196.4924
TAS1 | Wind | 1326.1485 | 1602.6803 | 2019.0202 | 2591.7325 | 3299.1561 | 3899.3848 | 4553.5075 | 4813.2854 | 5301.4946 | 5616.3997 | 6748.2793 | 6724.444 | 7130.3968 | 7910.6239 | 8294.2906 | 8860.6082 | 8634.9695 | 8775.768 | 8650.7766 | 9302.1398 | 8852.1311 | 8772.4661 | 9114.1079 | 8906.2711 | 9156.8122 | 8665.3668 | 8648.9103 | 8152.7762 | 8304.094
TAS1 | Solar PV | 2.313e-06 | 3.8719e-06 | 5.4493e-06 | 9.8911e-06 | 1.098e-05 | 1.4532e-05 | 1.7419e-05 | 2.0263e-05 | 2.7962e-05 | 3.3502e-05 | 2.7703e-05 | 2.7783e-05 | 2.8164e-05 | 2.4467e-05 | 2.6063e-05 | 2.4878e-05 | 2.7292e-05 | 3.5295e-05 | 6.0288e-05 | 0.00013459 | 0.0001348 | 0.00013472 | 0.00011905 | 0.00012693 | 0.00012104 | 0.00012235 | 0.0001286 | 0.00012595 | 0.00012214
TAS1 | Grid Battery | 2.4581e-05 | 3.4703e-05 | 3.428e-05 | 4.1362e-05 | 6.0255e-05 | 6.0986e-05 | 7.2289e-05 | 8.4862e-05 | 9.6759e-05 | 0.00010183 | 0.00012834 | 0.00014779 | 0.00014893 | 0.00015152 | 0.0001661 | 0.0001702 | 0.00019186 | 0.00020131 | 0.00026588 | 0.00026865 | 0.0002619 | 0.00026201 | 0.00028425 | 0.00030618 | 0.00031628 | 0.00033351 | 0.00035372 | 0.00042093 | 0.00041315
TAS1 | Pumped Hydro | 0 | 0 | 9.3866e-05 | 9.9102e-05 | 0.00011572 | 0.00012095 | 0.00012728 | 0.00013524 | 0.00014152 | 0.00015055 | 0.00017996 | 0.00020606 | 0.00020783 | 0.00021327 | 0.00022565 | 0.00023929 | 0.0002542 | 0.00026565 | 0.00032337 | 0.00032641 | 0.00032917 | 0.00033348 | 0.00035522 | 0.00037556 | 0.00038782 | 0.00040466 | 0.00042577 | 0.00047882 | 0.00048446
TAS1 | VPP | 0.24469 | 0.79965 | 0.53963 | 1.0022 | 1.7431 | 2.911 | 3.7871 | 4.9419 | 6.6596 | 8.0637 | 15.693 | 20.1268 | 22.658 | 28.3332 | 32.8384 | 38.8629 | 39.9255 | 41.8556 | 43.4757 | 50.625 | 52.196 | 56.803 | 56.3609 | 59.3366 | 63.515 | 61.7338 | 61.6591 | 61.8645 | 58.9137
Total excluding storage |  | 9201.0678 | 9577.6893 | 10332.9692 | 12406.9313 | 13809.4211 | 13276.1397 | 13906.8549 | 14417.3825 | 14043.9078 | 13898.0082 | 14335.6939 | 14320.4741 | 14431.3442 | 14538.7643 | 14404.7574 | 14382.8092 | 14457.7892 | 14377.8051 | 14230.6303 | 14052.8797 | 14145.5312 | 13782.1108 | 13783.309 | 13447.8095 | 13461.7857 | 13490.5723 | 13119.691 | 12826.1227 | 12500.5866
Explicitly modelled pumping
Region | Technology | 2021-22 | 2022-23 | 2023-24 | 2024-25 | 2025-26 | 2026-27 | 2027-28 | 2028-29 | 2029-30 | 2030-31 | 2031-32 | 2032-33 | 2033-34 | 2034-35 | 2035-36 | 2036-37 | 2037-38 | 2038-39 | 2039-40 | 2040-41 | 2041-42 | 2042-43 | 2043-44 | 2044-45 | 2045-46 | 2046-47 | 2047-48 | 2048-49 | 2049-50
NEM | Grid Battery pump | 261.2154 | 351.9648 | 376.1447 | 428.0336 | 422.5334 | 414.8917 | 401.5498 | 372.9321 | 345.1117 | 342.6061 | 333.2722 | 345.8741 | 452.4206 | 421.0722 | 435.6227 | 435.9835 | 3389.0359 | 3379.2015 | 4429.1637 | 4391.7925 | 6135.0987 | 6019.1275 | 6017.0249 | 6140.8005 | 6118.1923 | 7578.0336 | 7671.4445 | 7679.9145 | 7351.8069
NEM | Pumped Hydro Pump | 180.592 | 588.4927 | 769.4011 | 3621.4341 | 7213.5896 | 7706.4048 | 8649.4172 | 9634.2606 | 13764.0728 | 14732.8355 | 14581.3212 | 16243.2199 | 15024.8683 | 14609.6928 | 15986.5943 | 15899.2125 | 16536.932 | 16032.2917 | 17033.2244 | 17827.5959 | 18747.6349 | 22445.344 | 22159.1966 | 23946.9795 | 23704.6398 | 22275.2302 | 21572.1629 | 24038.7796 | 23929.127
NEM | VPP pump | 51.4554 | 93.4203 | 129.4302 | 226.8128 | 338.881 | 461.694 | 608.7781 | 763.2757 | 907.2054 | 1108.6628 | 1359.6074 | 1673.0346 | 1860.8306 | 1978.6148 | 2214.2656 | 2379.9536 | 2256.7226 | 2338.221 | 2481.0289 | 2642.8753 | 2849.0797 | 3010.4975 | 3080.2874 | 3366.5368 | 3345.6744 | 3218.0923 | 3327.3267 | 3440.8124 | 2742.7206
Region | Technology | 2021-22 | 2022-23 | 2023-24 | 2024-25 | 2025-26 | 2026-27 | 2027-28 | 2028-29 | 2029-30 | 2030-31 | 2031-32 | 2032-33 | 2033-34 | 2034-35 | 2035-36 | 2036-37 | 2037-38 | 2038-39 | 2039-40 | 2040-41 | 2041-42 | 2042-43 | 2043-44 | 2044-45 | 2045-46 | 2046-47 | 2047-48 | 2048-49 | 2049-50
NSW1 | Grid Battery pump | 4.1886e-05 | 6.2736e-05 | 6.2763e-05 | 8.3402e-05 | 9.9579e-05 | 0.00011168 | 0.00014162 | 0.00016033 | 0.0039493 | 0.0040674 | 0.0039647 | 0.0041703 | 0.0040546 | 0.0039864 | 0.0041642 | 0.0041794 | 304.0174 | 298.6292 | 805.8601 | 787.6007 | 1600.8074 | 1578.1798 | 1590.1179 | 1626.0766 | 1626.0169 | 1589.9945 | 1557.3601 | 1607.0201 | 1585.288
NSW1 | Pumped Hydro Pump | 135.4997 | 444.963 | 567.2187 | 2841.2467 | 6401.2576 | 7031.8433 | 7946.0737 | 8684.3483 | 13000.2649 | 13932.4274 | 13823.9239 | 15245.8404 | 14123.5501 | 13757.5222 | 15046.9611 | 15000.3452 | 14590.319 | 14067.8638 | 14727.3693 | 15441.3734 | 14855.172 | 15143.0835 | 15170.4639 | 16528.2399 | 16629.1052 | 15670.0875 | 14864.2912 | 15816.9484 | 15153.3078
NSW1 | VPP pump | 18.6538 | 35.9269 | 46.2387 | 87.6545 | 132.3514 | 177.456 | 235.2246 | 284.0566 | 335.0674 | 403.3847 | 475.814 | 573.1778 | 644.6941 | 666.5461 | 743.196 | 799.8256 | 800.8473 | 816.8206 | 880.1258 | 912.6506 | 985.3207 | 1048.0544 | 1081.9232 | 1180.4979 | 1193.4491 | 1188.7842 | 1191.7814 | 1279.985 | 1083.3108
Region | Technology | 2021-22 | 2022-23 | 2023-24 | 2024-25 | 2025-26 | 2026-27 | 2027-28 | 2028-29 | 2029-30 | 2030-31 | 2031-32 | 2032-33 | 2033-34 | 2034-35 | 2035-36 | 2036-37 | 2037-38 | 2038-39 | 2039-40 | 2040-41 | 2041-42 | 2042-43 | 2043-44 | 2044-45 | 2045-46 | 2046-47 | 2047-48 | 2048-49 | 2049-50
QLD1 | Grid Battery pump | 2.9253e-05 | 26.8401 | 31.6127 | 39.3702 | 41.8477 | 40.8775 | 39.9512 | 39.0281 | 37.3155 | 38.0741 | 37.0522 | 37.6005 | 192.5114 | 199.0124 | 197.8002 | 197.8639 | 2316.6084 | 2320.3641 | 2335.4489 | 2344.4177 | 2391.7031 | 2371.5276 | 2377.9353 | 2386.6567 | 2366.758 | 3942.3513 | 4089.9644 | 4093.954 | 3918.8657
QLD1 | Pumped Hydro Pump | 45.0923 | 143.5297 | 202.1822 | 780.1872 | 812.3317 | 674.5612 | 703.3432 | 949.912 | 763.8076 | 800.4077 | 757.3969 | 997.3789 | 901.3176 | 852.1701 | 939.6325 | 898.8667 | 1792.2082 | 1809.9244 | 1885.4575 | 1960.0378 | 2239.2627 | 5700.1942 | 5442.9024 | 5673.2632 | 5345.5359 | 4956.7508 | 5054.0486 | 5232.1953 | 5936.3089
QLD1 | VPP pump | 8.075 | 14.0173 | 21.8297 | 42.7828 | 68.6802 | 93.1303 | 123.5299 | 159.1903 | 191.0304 | 240.7374 | 296.2769 | 368.4948 | 403.6076 | 456.4268 | 500.5742 | 538.1792 | 434.8495 | 474.9211 | 515.4307 | 568.2736 | 641.9718 | 685.4873 | 722.2655 | 756.0063 | 710.3096 | 604.2156 | 681.3864 | 700.4044 | 438.1302
Region | Technology | 2021-22 | 2022-23 | 2023-24 | 2024-25 | 2025-26 | 2026-27 | 2027-28 | 2028-29 | 2029-30 | 2030-31 | 2031-32 | 2032-33 | 2033-34 | 2034-35 | 2035-36 | 2036-37 | 2037-38 | 2038-39 | 2039-40 | 2040-41 | 2041-42 | 2042-43 | 2043-44 | 2044-45 | 2045-46 | 2046-47 | 2047-48 | 2048-49 | 2049-50
VIC1 | Grid Battery pump | 137.5301 | 201.81 | 209.542 | 245.8634 | 241.7358 | 240.8692 | 233.9172 | 212.167 | 196.2647 | 195.6615 | 190.8296 | 199.6716 | 155.0312 | 143.2348 | 155.0074 | 155.1158 | 141.3075 | 137.132 | 393.2637 | 391.5288 | 884.8982 | 816.1592 | 804.0419 | 859.7485 | 841.4694 | 825.8082 | 819.9067 | 793.9369 | 761.1479
VIC1 | Pumped Hydro Pump | 0 | 0 | 6.0823e-05 | 7.677e-05 | 7.6163e-05 | 8.126e-05 | 8.0326e-05 | 8.7763e-05 | 8.686e-05 | 9.0017e-05 | 9.5903e-05 | 0.00025448 | 0.00024284 | 0.00023705 | 0.00025434 | 0.00025285 | 154.4043 | 154.503 | 420.397 | 426.1841 | 1653.1996 | 1602.0656 | 1545.8295 | 1745.4757 | 1729.9979 | 1648.3911 | 1653.8223 | 2989.635 | 2839.5095
VIC1 | VPP pump | 12.021 | 20.8141 | 31.0022 | 56.8205 | 84.9642 | 119.4813 | 160.3068 | 210.9391 | 260.7447 | 321.9832 | 409.2946 | 516.9635 | 578.2239 | 606.2581 | 691.6379 | 745.6129 | 750.0763 | 766.1956 | 792.4218 | 857.3138 | 899.6395 | 939.4636 | 932.8613 | 1062.2579 | 1064.9525 | 1061.1205 | 1085.8335 | 1096.649 | 925.6444
Region | Technology | 2021-22 | 2022-23 | 2023-24 | 2024-25 | 2025-26 | 2026-27 | 2027-28 | 2028-29 | 2029-30 | 2030-31 | 2031-32 | 2032-33 | 2033-34 | 2034-35 | 2035-36 | 2036-37 | 2037-38 | 2038-39 | 2039-40 | 2040-41 | 2041-42 | 2042-43 | 2043-44 | 2044-45 | 2045-46 | 2046-47 | 2047-48 | 2048-49 | 2049-50
SA1 | Grid Battery pump | 123.6851 | 123.3146 | 134.9898 | 142.7999 | 138.9497 | 133.1449 | 127.6811 | 121.7367 | 111.5275 | 108.8663 | 105.3864 | 108.5976 | 104.8738 | 78.8208 | 82.8107 | 82.9994 | 627.1024 | 623.076 | 894.5907 | 868.245 | 1257.6897 | 1253.2606 | 1244.9295 | 1268.3183 | 1283.9476 | 1219.8792 | 1204.2129 | 1185.003 | 1086.5048
SA1 | Pumped Hydro Pump | 0 | 0 | 4.8963e-05 | 4.756e-05 | 4.6999e-05 | 4.935e-05 | 5.0238e-05 | 5.4483e-05 | 5.4864e-05 | 5.7746e-05 | 6.0301e-05 | 9.4443e-05 | 9.2485e-05 | 9.127e-05 | 0.00010696 | 0.00011335 | 0.00015879 | 0.00015998 | 0.00016335 | 0.00016714 | 0.00023166 | 0.00023037 | 0.00023038 | 0.00027675 | 0.00027259 | 0.00026558 | 0.00026844 | 0.00027156 | 0.00027402
SA1 | VPP pump | 12.412 | 21.6971 | 29.716 | 38.3421 | 50.8025 | 68.1333 | 85.1366 | 103.1939 | 112.3699 | 132.8793 | 159.3865 | 190.1435 | 207.1123 | 215.3518 | 239.5647 | 249.5525 | 223.1681 | 230.047 | 240.8694 | 243.8189 | 259.5563 | 269.1784 | 275.6786 | 296.6058 | 300.515 | 290.0918 | 294.0937 | 289.7481 | 224.9248
Region | Technology | 2021-22 | 2022-23 | 2023-24 | 2024-25 | 2025-26 | 2026-27 | 2027-28 | 2028-29 | 2029-30 | 2030-31 | 2031-32 | 2032-33 | 2033-34 | 2034-35 | 2035-36 | 2036-37 | 2037-38 | 2038-39 | 2039-40 | 2040-41 | 2041-42 | 2042-43 | 2043-44 | 2044-45 | 2045-46 | 2046-47 | 2047-48 | 2048-49 | 2049-50
TAS1 | Grid Battery pump | 2.8927e-05 | 4.0841e-05 | 4.0329e-05 | 4.8669e-05 | 7.0895e-05 | 7.1744e-05 | 8.5062e-05 | 9.9806e-05 | 0.00011388 | 0.00011975 | 0.00015105 | 0.00017389 | 0.00017521 | 0.00017827 | 0.00019538 | 0.00020029 | 0.00022567 | 0.00023686 | 0.00031283 | 0.00031609 | 0.00030807 | 0.00030832 | 0.0003344 | 0.00036018 | 0.00037227 | 0.00039223 | 0.00041624 | 0.00049514 | 0.00048603
TAS1 | Pumped Hydro Pump | 0 | 0 | 0.00011769 | 0.00012391 | 0.00014467 | 0.00015113 | 0.00015924 | 0.00016878 | 0.00017721 | 0.00018781 | 0.00022539 | 0.00025769 | 0.00025973 | 0.0002667 | 0.0002819 | 0.00029939 | 0.00031759 | 0.00033209 | 0.00040424 | 0.0004085 | 0.0004113 | 0.00041703 | 0.00044383 | 0.00046926 | 0.00048552 | 0.00050516 | 0.00053284 | 0.00059804 | 0.00060544
TAS1 | VPP pump | 0.29368 | 0.96499 | 0.64354 | 1.2128 | 2.0827 | 3.4931 | 4.5803 | 5.8958 | 7.9931 | 9.6783 | 18.8354 | 24.2549 | 27.1926 | 34.032 | 39.2928 | 46.7833 | 47.7814 | 50.2367 | 52.1812 | 60.8183 | 62.5913 | 68.3139 | 67.5588 | 71.1689 | 76.4482 | 73.8801 | 74.2317 | 74.0259 | 70.7104
Non-controllable capacity
Region | Technology | 2021-22 | 2022-23 | 2023-24 | 2024-25 | 2025-26 | 2026-27 | 2027-28 | 2028-29 | 2029-30 | 2030-31 | 2031-32 | 2032-33 | 2033-34 | 2034-35 | 2035-36 | 2036-37 | 2037-38 | 2038-39 | 2039-40 | 2040-41 | 2041-42 | 2042-43 | 2043-44 | 2044-45 | 2045-46 | 2046-47 | 2047-48 | 2048-49 | 2049-50
NEM | Distributed PV | 18081.4386 | 20662.0109 | 22943.6968 | 24337.6752 | 25836.6667 | 29743.599 | 31628.6113 | 30029.2542 | 32659.5124 | 35030.653 | 36638.3008 | 38077.4162 | 38254.9574 | 38392.5795 | 42801.8264 | 44411.5363 | 41595.1863 | 45056.2153 | 48266.3576 | 50374.6385 | 52032.007 | 52366.5874 | 52314.448 | 57698.1426 | 59145.9017 | 54662.1334 | 58824.2462 | 62847.0996 | 65242.2616
NEM | Behind the meter battery | 277.673 | 348.0493 | 414.6572 | 498.4955 | 608.4006 | 741.8638 | 879.5954 | 999.5787 | 1132.8894 | 1302.689 | 1548.0918 | 1710.401 | 1846.6072 | 1938.555 | 2014.402 | 2051.5871 | 2079.5415 | 2108.7376 | 2146.4946 | 2191.783 | 2235.6369 | 2271.7864 | 2307.5227 | 2277.5593 | 2252.9965 | 2219.5941 | 2197.013 | 2158.706 | 2120.3852
NEM | Behind the meter battery pump | 235.9272 | 295.6884 | 352.2647 | 423.3402 | 517.0183 | 630.3563 | 747.2979 | 849.1512 | 962.5084 | 1106.43 | 1314.8337 | 1452.9197 | 1568.9294 | 1646.6059 | 1711.1141 | 1742.8868 | 1766.3005 | 1791.3782 | 1823.4712 | 1862.3815 | 1899.3742 | 1929.5881 | 1960.5474 | 1934.9252 | 1914.4989 | 1885.8258 | 1866.0238 | 1833.1226 | 1800.8456
Region | Technology | 2021-22 | 2022-23 | 2023-24 | 2024-25 | 2025-26 | 2026-27 | 2027-28 | 2028-29 | 2029-30 | 2030-31 | 2031-32 | 2032-33 | 2033-34 | 2034-35 | 2035-36 | 2036-37 | 2037-38 | 2038-39 | 2039-40 | 2040-41 | 2041-42 | 2042-43 | 2043-44 | 2044-45 | 2045-46 | 2046-47 | 2047-48 | 2048-49 | 2049-50
NSW1 | Distributed PV | 5262.502 | 6181.7169 | 6669.0039 | 7202.2526 | 7719.6436 | 9159.6903 | 9481.6781 | 8800.2105 | 9379.0362 | 10306.8813 | 11157.5644 | 11238.4237 | 11474.5023 | 11494.5319 | 13223.1524 | 13573.9532 | 12642.5352 | 13512.5465 | 14814.1649 | 15966.6443 | 16025.1231 | 16436.647 | 16440.3619 | 18694.2735 | 18945.0241 | 17334.9599 | 18327.3777 | 19980.6929 | 21371.707
NSW1 | Behind the meter battery | 105.9474 | 129.7584 | 160.6557 | 198.4993 | 244.1302 | 294.4627 | 342.9722 | 380.5132 | 424.2251 | 476.8077 | 549.6379 | 603.5133 | 644.4395 | 671.0136 | 693.247 | 703.6734 | 712.0602 | 719.8045 | 732.7046 | 746.0059 | 757.7618 | 767.3056 | 777.3245 | 767.0598 | 757.9325 | 746.6542 | 737.5031 | 725.1994 | 712.2817
NSW1 | Behind the meter battery pump | 90.0072 | 110.2191 | 136.4393 | 168.5489 | 207.4514 | 250.266 | 291.4824 | 323.2254 | 360.3632 | 404.9301 | 466.6639 | 512.7177 | 547.4368 | 569.9907 | 588.6488 | 597.6346 | 604.674 | 611.8214 | 622.5776 | 634.0335 | 643.985 | 651.3859 | 660.2848 | 651.75 | 644.1858 | 634.4251 | 626.3734 | 615.6364 | 605.0031
Region | Technology | 2021-22 | 2022-23 | 2023-24 | 2024-25 | 2025-26 | 2026-27 | 2027-28 | 2028-29 | 2029-30 | 2030-31 | 2031-32 | 2032-33 | 2033-34 | 2034-35 | 2035-36 | 2036-37 | 2037-38 | 2038-39 | 2039-40 | 2040-41 | 2041-42 | 2042-43 | 2043-44 | 2044-45 | 2045-46 | 2046-47 | 2047-48 | 2048-49 | 2049-50
QLD1 | Distributed PV | 5599.1331 | 6419.2022 | 6849.2421 | 6976.7306 | 7521.3008 | 8418.7777 | 8849.2799 | 7761.558 | 8742.3147 | 9381.0994 | 10217.29 | 10464.7374 | 10402.3916 | 10912.844 | 12104.4336 | 12579.6083 | 10999.1279 | 12302.5311 | 13081.1652 | 14105.7025 | 14319.6371 | 14202.9929 | 14756.9594 | 16066.2499 | 16501.2635 | 14246.851 | 15883.2185 | 16841.0603 | 18093.3089
QLD1 | Behind the meter battery | 50.0114 | 61.5171 | 75.8663 | 94.0696 | 116.591 | 141.7824 | 165.2106 | 186.9183 | 211.1333 | 249.2238 | 305.8177 | 340.7102 | 375.3906 | 400.7088 | 421.6659 | 433.7423 | 444.194 | 453.6394 | 464.4238 | 478.9375 | 492.5953 | 504.5666 | 516.0603 | 510.9699 | 506.6583 | 501.1505 | 496.6629 | 488.6374 | 481.57
QLD1 | Behind the meter battery pump | 42.5061 | 52.2853 | 64.4828 | 79.8821 | 99.0938 | 120.4026 | 140.3409 | 158.8517 | 179.4304 | 211.6215 | 259.7776 | 289.5673 | 319.062 | 340.4985 | 358.3762 | 368.3635 | 377.2019 | 385.2411 | 394.5718 | 406.6355 | 418.6747 | 428.6586 | 438.6419 | 433.8609 | 430.5248 | 425.5909 | 421.6668 | 414.7915 | 409.1395
Region | Technology | 2021-22 | 2022-23 | 2023-24 | 2024-25 | 2025-26 | 2026-27 | 2027-28 | 2028-29 | 2029-30 | 2030-31 | 2031-32 | 2032-33 | 2033-34 | 2034-35 | 2035-36 | 2036-37 | 2037-38 | 2038-39 | 2039-40 | 2040-41 | 2041-42 | 2042-43 | 2043-44 | 2044-45 | 2045-46 | 2046-47 | 2047-48 | 2048-49 | 2049-50
VIC1 | Distributed PV | 4340.4611 | 4948.3455 | 6032.5825 | 6682.6204 | 7094.1359 | 8336.0077 | 9185.2389 | 9387.8939 | 10175.568 | 10822.1118 | 10650.8615 | 11521.6136 | 11532.8945 | 11240.915 | 12363.9281 | 12838.7273 | 12633.4748 | 13592.8763 | 14534.1199 | 14353.8401 | 15458.2942 | 15526.0291 | 15088.8859 | 16500.6469 | 16953.5734 | 16528.7702 | 17674.8385 | 18841.8109 | 18490.4588
VIC1 | Behind the meter battery | 59.7096 | 75.4292 | 92.1629 | 114.9632 | 144.1316 | 180.9664 | 226.0656 | 275.0229 | 327.3813 | 388.631 | 474.2354 | 532.4976 | 580.3924 | 612.6206 | 640.1593 | 653.9105 | 663.5348 | 674.3312 | 687.9243 | 703.5448 | 719.6677 | 733.3926 | 745.9929 | 737.4345 | 730.917 | 720.7772 | 715.3421 | 703.8518 | 691.6533
VIC1 | Behind the meter battery pump | 50.7487 | 64.0724 | 78.2811 | 97.6715 | 122.4763 | 153.7996 | 191.9736 | 233.6296 | 278.1367 | 330.1224 | 402.9521 | 452.1208 | 493.0893 | 520.246 | 543.7819 | 555.6862 | 563.6858 | 572.6792 | 584.2356 | 598.0026 | 611.0767 | 623.1964 | 633.9045 | 626.627 | 621.1881 | 612.5231 | 607.7602 | 597.8564 | 587.2292
Region | Technology | 2021-22 | 2022-23 | 2023-24 | 2024-25 | 2025-26 | 2026-27 | 2027-28 | 2028-29 | 2029-30 | 2030-31 | 2031-32 | 2032-33 | 2033-34 | 2034-35 | 2035-36 | 2036-37 | 2037-38 | 2038-39 | 2039-40 | 2040-41 | 2041-42 | 2042-43 | 2043-44 | 2044-45 | 2045-46 | 2046-47 | 2047-48 | 2048-49 | 2049-50
SA1 | Distributed PV | 2633.8628 | 2839.4658 | 3080.7142 | 3134.3479 | 3135.6143 | 3403.7903 | 3660.6797 | 3624.2978 | 3889.2756 | 4020.359 | 4100.6523 | 4303.1976 | 4273.7411 | 4176.9992 | 4477.1585 | 4754.2297 | 4640.4876 | 4935.9472 | 5081.0751 | 5170.7322 | 5403.3197 | 5345.3406 | 5186.331 | 5510.474 | 5790.1539 | 5600.6107 | 5957.6529 | 6151.747 | 6244.6572
SA1 | Behind the meter battery | 54.6558 | 72.862 | 75.647 | 78.4055 | 88.2173 | 105.825 | 122.1405 | 130.7539 | 141.3202 | 155.9863 | 181.019 | 193.1065 | 203.0632 | 209.1477 | 212.9135 | 213.3358 | 212.245 | 213.0384 | 213.0374 | 214.2679 | 216.0445 | 216.5182 | 217.7072 | 212.7278 | 208.9524 | 203.4348 | 200.7288 | 195.3883 | 190.2849
SA1 | Behind the meter battery pump | 46.4219 | 61.9061 | 64.2884 | 66.5711 | 74.9682 | 89.8957 | 103.7878 | 111.039 | 120.0835 | 132.5416 | 153.6951 | 164.0583 | 172.5291 | 177.5768 | 180.8713 | 181.333 | 180.3934 | 180.9303 | 180.9507 | 182.0889 | 183.5319 | 183.8799 | 184.8826 | 180.752 | 177.3684 | 172.8785 | 170.4634 | 166.0758 | 161.5696
Region | Technology | 2021-22 | 2022-23 | 2023-24 | 2024-25 | 2025-26 | 2026-27 | 2027-28 | 2028-29 | 2029-30 | 2030-31 | 2031-32 | 2032-33 | 2033-34 | 2034-35 | 2035-36 | 2036-37 | 2037-38 | 2038-39 | 2039-40 | 2040-41 | 2041-42 | 2042-43 | 2043-44 | 2044-45 | 2045-46 | 2046-47 | 2047-48 | 2048-49 | 2049-50
TAS1 | Distributed PV | 245.4797 | 273.2806 | 312.1541 | 341.7237 | 365.9722 | 425.333 | 451.7347 | 455.294 | 473.318 | 500.2016 | 511.9325 | 549.4438 | 571.4279 | 567.2893 | 633.1537 | 665.0178 | 679.5608 | 712.3141 | 755.8326 | 777.7193 | 825.6329 | 855.5778 | 841.9099 | 926.4983 | 955.8868 | 950.9415 | 981.1587 | 1031.7886 | 1042.1296
TAS1 | Behind the meter battery | 7.3488 | 8.4826 | 10.3253 | 12.5578 | 15.3304 | 18.8271 | 23.2065 | 26.3703 | 28.8295 | 32.0401 | 37.3819 | 40.5735 | 43.3214 | 45.0642 | 46.4164 | 46.9251 | 47.5075 | 47.9241 | 48.4046 | 49.0268 | 49.5677 | 50.0033 | 50.4378 | 49.3673 | 48.5363 | 47.5774 | 46.7762 | 45.629 | 44.5952
TAS1 | Behind the meter battery pump | 6.2433 | 7.2055 | 8.773 | 10.6667 | 13.0287 | 15.9925 | 19.7133 | 22.4055 | 24.4947 | 27.2144 | 31.745 | 34.4556 | 36.8121 | 38.294 | 39.4359 | 39.8695 | 40.3453 | 40.7062 | 41.1356 | 41.621 | 42.106 | 42.4675 | 42.8336 | 41.9353 | 41.2319 | 40.4082 | 39.76 | 38.7626 | 37.9043

## BaseCase_Capacity
Installed capacity by technology (MW) - BaseCase, Fast Change Scenario
Capacity calculated on 1 July. In early study years some wind and solar projects enter later in the financial year and are therefore reflected in the following financial year's capacity.
Explicitly modelled generation
Region | Technology | 2021-22 | 2022-23 | 2023-24 | 2024-25 | 2025-26 | 2026-27 | 2027-28 | 2028-29 | 2029-30 | 2030-31 | 2031-32 | 2032-33 | 2033-34 | 2034-35 | 2035-36 | 2036-37 | 2037-38 | 2038-39 | 2039-40 | 2040-41 | 2041-42 | 2042-43 | 2043-44 | 2044-45 | 2045-46 | 2046-47 | 2047-48 | 2048-49 | 2049-50
NEM | Black Coal | 18366 | 17891 | 16416 | 13974.7048 | 12167.6104 | 11668.7502 | 11668.7502 | 10968.7502 | 9196.7115 | 9159.9132 | 9154.072 | 7750.8683 | 7750.8683 | 7750.8683 | 6817.9626 | 6373.8471 | 5246 | 5246 | 5246 | 5246 | 5246 | 3152 | 2787 | 2422 | 2057 | 1692 | 1692 | 1692 | 1692
NEM | Brown Coal | 4790 | 4790 | 4790 | 3524.7473 | 3424.4635 | 3339.9999 | 3339.9999 | 3339.9999 | 3339.9999 | 3339.9999 | 3339.9999 | 3339.9999 | 3339.9999 | 3339.9999 | 3339.9999 | 3339.9999 | 3339.9999 | 3339.9999 | 3339.9999 | 3339.9999 | 3339.9999 | 3339.9999 | 3339.9999 | 3339.9999 | 3339.9999 | 3339.9999 | 2224.9999 | 0 | 0
NEM | CCGT | 3054.9 | 3054.9 | 2874.9 | 2874.9 | 2874.9 | 2874.9 | 2874.9 | 2874.9 | 2874.9 | 2874.9 | 2874.9 | 2874.9 | 2874.9 | 2874.9 | 2874.9 | 2489.9 | 1960.9 | 1960.9 | 1817.5 | 1817.5 | 1817.5 | 1817.5 | 1377.5 | 1192.5 | 548 | 388 | 388 | 388 | 388
NEM | Gas - Steam | 1384 | 1384 | 1384 | 1384 | 1384 | 1384 | 1384 | 1384 | 1384 | 1384 | 1384 | 1384 | 1384 | 1384 | 584 | 584 | 584 | 584 | 84 | 84 | 84 | 84 | 84 | 84 | 84 | 0 | 0 | 0 | 0
NEM | OCGT / Diesel | 6863.14 | 6863.14 | 6863.14 | 6863.14 | 6863.14 | 6863.14 | 6863.14 | 6863.14 | 6863.14 | 6480.64 | 6480.64 | 6211.3 | 5749.3 | 5632.3 | 5502.3 | 5502.3 | 5502.3 | 5502.3 | 5392.0542 | 5272.0542 | 5476.3164 | 5451.5137 | 5451.5137 | 6203.5011 | 6670.6713 | 7745.6208 | 7161.6208 | 8397.5532 | 7878.5532
NEM | Hydro | 7365.3 | 7365.3 | 7365.3 | 7365.3 | 7365.3 | 7365.3 | 7365.3 | 7365.3 | 7365.3 | 7365.3 | 7365.3 | 7365.3 | 7365.3 | 7365.3 | 7365.3 | 7365.3 | 7278.9 | 7278.9 | 7278.9 | 7278.9 | 7278.9 | 7212.9 | 7212.9 | 7212.9 | 7212.9 | 7212.9 | 7212.9 | 7212.9 | 7212.9
NEM | Wind | 9581.7526 | 12026.3667 | 12928.7282 | 13844.5532 | 14707.8342 | 14844.9896 | 16117.3329 | 17383.648 | 21539.7777 | 21569.1053 | 21710.9091 | 25064.1379 | 25260.7529 | 26318.9291 | 27532.6631 | 28662.6187 | 32630.5261 | 32481.695 | 32758.8165 | 32218.752 | 33676.7412 | 35885.8978 | 35752.3697 | 35187.1765 | 35709.8964 | 37796.8649 | 39964.1436 | 41483.766 | 42714.4729
NEM | Solar PV | 5599.971 | 6959.156 | 6959.156 | 6959.156 | 7095.631 | 8059.6604 | 8375.103 | 8850.6152 | 11860.9955 | 11860.9955 | 11860.9955 | 11860.9955 | 11860.9955 | 11860.9956 | 11860.9956 | 11739.9956 | 14136.3212 | 14639.5808 | 15588.2606 | 17457.5046 | 18569.7708 | 23533.5322 | 23466.8614 | 23048.2414 | 22952.9304 | 26138.3467 | 26339.1832 | 26892.103 | 27332.5916
NEM | Grid Battery | 260.33 | 600.33 | 600.33 | 600.33 | 600.33 | 600.33 | 600.33 | 600.33 | 600.3313 | 570.3313 | 570.3313 | 570.3319 | 605.1817 | 580.1817 | 580.1818 | 580.1818 | 2636.5091 | 2636.5091 | 3326.5648 | 3306.5648 | 4490.2269 | 4190.2269 | 4190.2269 | 4190.2269 | 4190.2269 | 5528.5949 | 5528.5949 | 5528.5951 | 5528.5938
NEM | Pumped Hydro | 810 | 810 | 810 | 810 | 2850 | 2850 | 2850 | 2850 | 4849.9987 | 4849.9987 | 4849.9987 | 4849.9987 | 4849.9988 | 4849.9988 | 4849.9988 | 4849.9988 | 5325.2586 | 5325.2586 | 5408.3331 | 5408.3331 | 5812.0188 | 6992.074 | 6992.074 | 7018.0663 | 7018.0663 | 7231.6296 | 7231.6296 | 7728.2837 | 9005.3707
NEM | VPP | 65.02 | 105.224 | 157.141 | 231.201 | 336.613 | 482.415 | 666.08 | 887.395 | 1169.717 | 1451.489 | 1835.496 | 2195.823 | 2552.027 | 2864.533 | 3151.863 | 3412.5539 | 3667.47 | 3928.217 | 4202.2191 | 4515.6949 | 4833.8079 | 5159.912 | 5494.065 | 5756.5981 | 6027.8209 | 6305.778 | 6596.7571 | 6891.1521 | 7188.889
Total excluding storage |  | 57005.0635 | 60333.8626 | 59581.2241 | 56790.5013 | 55882.8791 | 56400.7402 | 57988.526 | 59030.3533 | 64424.8247 | 64034.8539 | 64170.8165 | 65851.5017 | 65586.1167 | 66527.2929 | 65878.1212 | 66057.9614 | 70678.9472 | 71033.3757 | 71505.5312 | 72714.7108 | 75489.2284 | 80477.3436 | 79472.1448 | 78690.319 | 78575.3981 | 84313.7324 | 84982.8476 | 86066.3221 | 87218.5176
Region | Technology | 2021-22 | 2022-23 | 2023-24 | 2024-25 | 2025-26 | 2026-27 | 2027-28 | 2028-29 | 2029-30 | 2030-31 | 2031-32 | 2032-33 | 2033-34 | 2034-35 | 2035-36 | 2036-37 | 2037-38 | 2038-39 | 2039-40 | 2040-41 | 2041-42 | 2042-43 | 2043-44 | 2044-45 | 2045-46 | 2046-47 | 2047-48 | 2048-49 | 2049-50
NSW1 | Black Coal | 10240 | 9765 | 8290 | 7630.0003 | 5822.9059 | 5500.7876 | 5500.7876 | 5500.7876 | 3728.749 | 3691.9506 | 3686.1094 | 2282.9057 | 2282.9057 | 2282.9057 | 1350 | 1350 | 1350 | 1350 | 1350 | 1350 | 1350 | 0 | 0 | 0 | 0 | 0 | 0 | 0 | 0
NSW1 | Brown Coal | 0 | 0 | 0 | 0 | 0 | 0 | 0 | 0 | 0 | 0 | 0 | 0 | 0 | 0 | 0 | 0 | 0 | 0 | 0 | 0 | 0 | 0 | 0 | 0 | 0 | 0 | 0 | 0 | 0
NSW1 | CCGT | 625 | 625 | 625 | 625 | 625 | 625 | 625 | 625 | 625 | 625 | 625 | 625 | 625 | 625 | 625 | 625 | 625 | 625 | 625 | 625 | 625 | 625 | 185 | 0 | 0 | 0 | 0 | 0 | 0
NSW1 | Gas - Steam | 0 | 0 | 0 | 0 | 0 | 0 | 0 | 0 | 0 | 0 | 0 | 0 | 0 | 0 | 0 | 0 | 0 | 0 | 0 | 0 | 0 | 0 | 0 | 0 | 0 | 0 | 0 | 0 | 0
NSW1 | OCGT / Diesel | 1438 | 1438 | 1438 | 1438 | 1438 | 1438 | 1438 | 1438 | 1438 | 1438 | 1438 | 1438 | 1438 | 1438 | 1388 | 1388 | 1388 | 1388 | 1450.7495 | 1450.7495 | 1625.6789 | 1625.6789 | 1625.6789 | 2309.7239 | 2309.724 | 2309.7239 | 2309.7239 | 2594.705 | 2594.705
NSW1 | Hydro | 2585 | 2585 | 2585 | 2585 | 2585 | 2585 | 2585 | 2585 | 2585 | 2585 | 2585 | 2585 | 2585 | 2585 | 2585 | 2585 | 2585 | 2585 | 2585 | 2585 | 2585 | 2585 | 2585 | 2585 | 2585 | 2585 | 2585 | 2585 | 2585
NSW1 | Wind | 2220.73 | 2981.1841 | 3741.8899 | 4516.0588 | 5166.8622 | 5166.8622 | 5704.7379 | 6110.3965 | 9467.427 | 9467.427 | 9467.427 | 9639.1587 | 9639.1587 | 9954.7671 | 11030.6264 | 10985.7134 | 10815.7134 | 10717.0457 | 11365.1316 | 11004.6316 | 11992.9504 | 11992.951 | 11697.971 | 11697.971 | 12204.9687 | 11978.1688 | 13303.2331 | 13303.2334 | 13190.0434
NSW1 | Solar PV | 2130.363 | 2600.363 | 2600.363 | 2600.363 | 2736.838 | 3700.8674 | 4016.31 | 4491.8222 | 7502.2025 | 7502.2025 | 7502.2025 | 7502.2025 | 7502.2025 | 7502.2025 | 7502.2025 | 7502.2025 | 8415.0191 | 8918.2785 | 9160.1942 | 9160.1942 | 9160.1942 | 11776.9216 | 11703.9216 | 11703.9216 | 11703.9216 | 12629.3859 | 12940.6223 | 14176.3388 | 14617.8678
NSW1 | Grid Battery | 0 | 0 | 0 | 0 | 0 | 0 | 0 | 0 | 0.0013047 | 0.0013048 | 0.0013048 | 0.0014106 | 0.0014108 | 0.0014108 | 0.0014112 | 0.0014113 | 198.9547 | 198.9547 | 539.1278 | 539.1278 | 1073.9989 | 1073.9989 | 1073.9989 | 1073.9989 | 1073.9989 | 1073.9989 | 1073.9989 | 1073.9991 | 1073.9978
NSW1 | Pumped Hydro | 240 | 240 | 240 | 240 | 2280 | 2280 | 2280 | 2280 | 4279.9987 | 4279.9987 | 4279.9987 | 4279.9987 | 4279.9987 | 4279.9987 | 4279.9987 | 4279.9987 | 4279.9988 | 4279.9988 | 4279.9989 | 4279.9989 | 4279.9989 | 4279.9989 | 4279.9989 | 4279.9989 | 4279.9989 | 4279.9989 | 4279.9989 | 4279.9989 | 4279.9989
NSW1 | VPP | 25.016 | 39.704 | 61.198 | 92.082 | 134.956 | 191.79 | 261.384 | 342.741 | 447.929 | 547.618 | 676.48 | 801.421 | 918.483 | 1016.733 | 1105.926 | 1189.857 | 1273.44 | 1359.675 | 1451.886 | 1556.0349 | 1661.178 | 1769.148 | 1880.165 | 1968.649 | 2059.991 | 2153.575 | 2251.006 | 2349.97 | 2450.606
Total excluding storage |  | 19239.093 | 19994.5471 | 19280.2529 | 19394.4221 | 18374.6062 | 19016.5173 | 19869.8356 | 20751.0063 | 25346.3785 | 25309.5801 | 25303.7389 | 24072.267 | 24072.267 | 24387.8754 | 24480.8289 | 24435.9159 | 25178.7325 | 25583.3242 | 26536.0753 | 26175.5753 | 27338.8235 | 28605.5515 | 27797.5715 | 28296.6165 | 28803.6143 | 29502.2786 | 31138.5793 | 32659.2771 | 32987.6161
Region | Technology | 2021-22 | 2022-23 | 2023-24 | 2024-25 | 2025-26 | 2026-27 | 2027-28 | 2028-29 | 2029-30 | 2030-31 | 2031-32 | 2032-33 | 2033-34 | 2034-35 | 2035-36 | 2036-37 | 2037-38 | 2038-39 | 2039-40 | 2040-41 | 2041-42 | 2042-43 | 2043-44 | 2044-45 | 2045-46 | 2046-47 | 2047-48 | 2048-49 | 2049-50
QLD1 | Black Coal | 8126 | 8126 | 8126 | 6344.7045 | 6344.7045 | 6167.9626 | 6167.9626 | 5467.9626 | 5467.9626 | 5467.9626 | 5467.9626 | 5467.9626 | 5467.9626 | 5467.9626 | 5467.9626 | 5023.8471 | 3896 | 3896 | 3896 | 3896 | 3896 | 3152 | 2787 | 2422 | 2057 | 1692 | 1692 | 1692 | 1692
QLD1 | Brown Coal | 0 | 0 | 0 | 0 | 0 | 0 | 0 | 0 | 0 | 0 | 0 | 0 | 0 | 0 | 0 | 0 | 0 | 0 | 0 | 0 | 0 | 0 | 0 | 0 | 0 | 0 | 0 | 0 | 0
QLD1 | CCGT | 1512.9 | 1512.9 | 1512.9 | 1512.9 | 1512.9 | 1512.9 | 1512.9 | 1512.9 | 1512.9 | 1512.9 | 1512.9 | 1512.9 | 1512.9 | 1512.9 | 1512.9 | 1127.9 | 1127.9 | 1127.9 | 984.5 | 984.5 | 984.5 | 984.5 | 984.5 | 984.5 | 340 | 180 | 180 | 180 | 180
QLD1 | Gas - Steam | 84 | 84 | 84 | 84 | 84 | 84 | 84 | 84 | 84 | 84 | 84 | 84 | 84 | 84 | 84 | 84 | 84 | 84 | 84 | 84 | 84 | 84 | 84 | 84 | 84 | 0 | 0 | 0 | 0
QLD1 | OCGT / Diesel | 1910 | 1910 | 1910 | 1910 | 1910 | 1910 | 1910 | 1910 | 1910 | 1910 | 1910 | 1910 | 1618 | 1501 | 1501 | 1501 | 1501 | 1501 | 1768.0047 | 1768.0047 | 1768.0047 | 1837.2021 | 1837.2021 | 1705.2021 | 2172.3722 | 3247.3218 | 3247.3218 | 3344.4585 | 2825.4585
QLD1 | Hydro | 152.4 | 152.4 | 152.4 | 152.4 | 152.4 | 152.4 | 152.4 | 152.4 | 152.4 | 152.4 | 152.4 | 152.4 | 152.4 | 152.4 | 152.4 | 152.4 | 66 | 66 | 66 | 66 | 66 | 0 | 0 | 0 | 0 | 0 | 0 | 0 | 0
QLD1 | Wind | 1305.5226 | 1805.5226 | 1805.5226 | 1805.5227 | 1876.6081 | 1876.6081 | 2506.92 | 3230.4211 | 3983.1149 | 3983.1149 | 3983.1149 | 4888.8155 | 5076.6079 | 5076.6079 | 5076.6079 | 5767.9617 | 7011.2092 | 7011.2092 | 7011.2092 | 7011.2092 | 7480.8775 | 8953.2866 | 8772.7686 | 8667.975 | 9491.7706 | 9997.1213 | 9997.1213 | 9997.1213 | 11829.9331
QLD1 | Solar PV | 2017.635 | 2827.62 | 2827.62 | 2827.62 | 2827.62 | 2827.62 | 2827.62 | 2827.62 | 2827.62 | 2827.62 | 2827.62 | 2827.62 | 2827.62 | 2827.62 | 2827.62 | 2706.62 | 4121.2422 | 4121.2422 | 4121.2422 | 4662.0273 | 5325.2411 | 7574.8485 | 7407.8485 | 7206.7485 | 7142.5405 | 8981.4102 | 8871.0102 | 8340.1102 | 8438.8211
QLD1 | Grid Battery | 0 | 20 | 20 | 20 | 20 | 20 | 20 | 20 | 20 | 20 | 20 | 20.0002 | 110.1799 | 110.1799 | 110.1799 | 110.1799 | 1596.69 | 1596.69 | 1596.69 | 1576.69 | 1576.69 | 1576.69 | 1576.69 | 1576.69 | 1576.69 | 2915.058 | 2915.058 | 2915.0579 | 2915.0579
QLD1 | Pumped Hydro | 570 | 570 | 570 | 570 | 570 | 570 | 570 | 570 | 570 | 570 | 570 | 570 | 570.0001 | 570.0001 | 570.0001 | 570.0001 | 993.974 | 993.974 | 993.974 | 993.974 | 999.2945 | 2179.3497 | 2179.3497 | 2179.3497 | 2179.3497 | 2392.913 | 2392.913 | 2392.913 | 3670
QLD1 | VPP | 11.842 | 19.005 | 29.354 | 44.463 | 65.595 | 93.907 | 128.112 | 170.331 | 224.366 | 284.64 | 369.218 | 447.067 | 529.742 | 601.988 | 668.155 | 728.965 | 789.088 | 851.264 | 916.154 | 989.029 | 1064.05 | 1141.22 | 1220.459 | 1281.193 | 1344.01 | 1408.583 | 1475.9081 | 1544.303 | 1614.3
Total excluding storage |  | 15108.4576 | 16418.4426 | 16418.4426 | 14637.1472 | 14708.2326 | 14531.4907 | 15161.8026 | 15185.3037 | 15937.9975 | 15937.9975 | 15937.9975 | 16843.6981 | 16739.4905 | 16622.4905 | 16622.4905 | 16363.7288 | 17807.3514 | 17807.3514 | 17930.9561 | 18471.7412 | 19604.6233 | 22585.8372 | 21873.3192 | 21070.4255 | 21287.6833 | 24097.8533 | 23987.4533 | 23553.69 | 24966.2127
Region | Technology | 2021-22 | 2022-23 | 2023-24 | 2024-25 | 2025-26 | 2026-27 | 2027-28 | 2028-29 | 2029-30 | 2030-31 | 2031-32 | 2032-33 | 2033-34 | 2034-35 | 2035-36 | 2036-37 | 2037-38 | 2038-39 | 2039-40 | 2040-41 | 2041-42 | 2042-43 | 2043-44 | 2044-45 | 2045-46 | 2046-47 | 2047-48 | 2048-49 | 2049-50
VIC1 | Black Coal | 0 | 0 | 0 | 0 | 0 | 0 | 0 | 0 | 0 | 0 | 0 | 0 | 0 | 0 | 0 | 0 | 0 | 0 | 0 | 0 | 0 | 0 | 0 | 0 | 0 | 0 | 0 | 0 | 0
VIC1 | Brown Coal | 4790 | 4790 | 4790 | 3524.7473 | 3424.4635 | 3339.9999 | 3339.9999 | 3339.9999 | 3339.9999 | 3339.9999 | 3339.9999 | 3339.9999 | 3339.9999 | 3339.9999 | 3339.9999 | 3339.9999 | 3339.9999 | 3339.9999 | 3339.9999 | 3339.9999 | 3339.9999 | 3339.9999 | 3339.9999 | 3339.9999 | 3339.9999 | 3339.9999 | 2224.9999 | 0 | 0
VIC1 | CCGT | 0 | 0 | 0 | 0 | 0 | 0 | 0 | 0 | 0 | 0 | 0 | 0 | 0 | 0 | 0 | 0 | 0 | 0 | 0 | 0 | 0 | 0 | 0 | 0 | 0 | 0 | 0 | 0 | 0
VIC1 | Gas - Steam | 500 | 500 | 500 | 500 | 500 | 500 | 500 | 500 | 500 | 500 | 500 | 500 | 500 | 500 | 500 | 500 | 500 | 500 | 0 | 0 | 0 | 0 | 0 | 0 | 0 | 0 | 0 | 0 | 0
VIC1 | OCGT / Diesel | 1900 | 1900 | 1900 | 1900 | 1900 | 1900 | 1900 | 1900 | 1900 | 1900 | 1900 | 1900 | 1730 | 1730 | 1730 | 1730 | 1730 | 1730 | 1290 | 1290 | 1290 | 1196 | 1196 | 1196.0014 | 1196.0014 | 1196.0014 | 612.0014 | 1465.816 | 1465.816
VIC1 | Hydro | 2219 | 2219 | 2219 | 2219 | 2219 | 2219 | 2219 | 2219 | 2219 | 2219 | 2219 | 2219 | 2219 | 2219 | 2219 | 2219 | 2219 | 2219 | 2219 | 2219 | 2219 | 2219 | 2219 | 2219 | 2219 | 2219 | 2219 | 2219 | 2219
VIC1 | Wind | 3434.44 | 4322.2 | 4322.2 | 4322.2 | 4322.2 | 4322.2 | 4322.2 | 4322.2 | 4322.2 | 4322.2 | 4322.2 | 5022.2 | 4969.7 | 5569.7 | 5569.7 | 6012.6535 | 8064.7471 | 7681.5385 | 7489.5385 | 7201.2386 | 7201.2406 | 7937.9875 | 8493.8172 | 8181.8172 | 7516.9433 | 8938.2762 | 9780.4901 | 10713.0149 | 10224.1
VIC1 | Solar PV | 1098.973 | 1098.973 | 1098.973 | 1098.973 | 1098.973 | 1098.973 | 1098.973 | 1098.973 | 1098.973 | 1098.973 | 1098.973 | 1098.973 | 1098.973 | 1098.973 | 1098.973 | 1098.973 | 1098.9733 | 1098.9735 | 1674.6239 | 2724.0476 | 3057.891 | 3057.891 | 3057.891 | 2950.371 | 2919.268 | 3340.3503 | 3340.3504 | 3188.4537 | 3196.7022
VIC1 | Grid Battery | 55.33 | 375.33 | 375.33 | 375.33 | 375.33 | 375.33 | 375.33 | 375.33 | 375.33 | 375.33 | 375.33 | 375.3301 | 320.0001 | 320.0001 | 320.0001 | 320.0001 | 320.0005 | 320.0005 | 488.8264 | 488.8264 | 869.607 | 569.607 | 569.607 | 569.607 | 569.607 | 569.607 | 569.607 | 569.607 | 569.607
VIC1 | Pumped Hydro | 0 | 0 | 0 | 0 | 0 | 0 | 0 | 0 | 0 | 0 | 0 | 0 | 0 | 0 | 0 | 0 | 51.2858 | 51.2858 | 134.3603 | 134.3603 | 532.7255 | 532.7255 | 532.7255 | 558.7177 | 558.7177 | 558.7177 | 558.7177 | 1055.3718 | 1055.3718
VIC1 | VPP | 13.892 | 22.65 | 34.592 | 52.632 | 78.731 | 115.963 | 167.268 | 235.191 | 322.486 | 409.786 | 530.108 | 643.839 | 758.354 | 865.122 | 966.228 | 1055.392 | 1140.014 | 1225.155 | 1313.72 | 1416.74 | 1521.0869 | 1627.899 | 1737.254 | 1823.498 | 1912.764 | 2004.2939 | 2101.071 | 2199.016 | 2296.78
Total excluding storage |  | 13942.413 | 14830.173 | 14830.173 | 13564.9203 | 13464.6365 | 13380.1729 | 13380.1729 | 13380.1729 | 13380.1729 | 13380.1729 | 13380.1729 | 14080.1729 | 13857.6729 | 14457.6729 | 14457.6729 | 14900.6264 | 16952.7203 | 16569.5119 | 16013.1623 | 16774.2861 | 17108.1316 | 17750.8784 | 18306.7081 | 17887.1895 | 17191.2127 | 19033.6279 | 18176.8419 | 17586.2845 | 17105.6181
Region | Technology | 2021-22 | 2022-23 | 2023-24 | 2024-25 | 2025-26 | 2026-27 | 2027-28 | 2028-29 | 2029-30 | 2030-31 | 2031-32 | 2032-33 | 2033-34 | 2034-35 | 2035-36 | 2036-37 | 2037-38 | 2038-39 | 2039-40 | 2040-41 | 2041-42 | 2042-43 | 2043-44 | 2044-45 | 2045-46 | 2046-47 | 2047-48 | 2048-49 | 2049-50
SA1 | Black Coal | 0 | 0 | 0 | 0 | 0 | 0 | 0 | 0 | 0 | 0 | 0 | 0 | 0 | 0 | 0 | 0 | 0 | 0 | 0 | 0 | 0 | 0 | 0 | 0 | 0 | 0 | 0 | 0 | 0
SA1 | Brown Coal | 0 | 0 | 0 | 0 | 0 | 0 | 0 | 0 | 0 | 0 | 0 | 0 | 0 | 0 | 0 | 0 | 0 | 0 | 0 | 0 | 0 | 0 | 0 | 0 | 0 | 0 | 0 | 0 | 0
SA1 | CCGT | 709 | 709 | 529 | 529 | 529 | 529 | 529 | 529 | 529 | 529 | 529 | 529 | 529 | 529 | 529 | 529 | 0 | 0 | 0 | 0 | 0 | 0 | 0 | 0 | 0 | 0 | 0 | 0 | 0
SA1 | Gas - Steam | 800 | 800 | 800 | 800 | 800 | 800 | 800 | 800 | 800 | 800 | 800 | 800 | 800 | 800 | 0 | 0 | 0 | 0 | 0 | 0 | 0 | 0 | 0 | 0 | 0 | 0 | 0 | 0 | 0
SA1 | OCGT / Diesel | 1437.14 | 1437.14 | 1437.14 | 1437.14 | 1437.14 | 1437.14 | 1437.14 | 1437.14 | 1437.14 | 1054.64 | 1054.64 | 785.3 | 785.3 | 785.3 | 705.3 | 705.3 | 705.3 | 705.3 | 705.3 | 705.3 | 734.6327 | 734.6327 | 734.6327 | 934.5737 | 934.5737 | 934.5737 | 934.5737 | 934.5737 | 934.5737
SA1 | Hydro | 0 | 0 | 0 | 0 | 0 | 0 | 0 | 0 | 0 | 0 | 0 | 0 | 0 | 0 | 0 | 0 | 0 | 0 | 0 | 0 | 0 | 0 | 0 | 0 | 0 | 0 | 0 | 0 | 0
SA1 | Wind | 2053.31 | 2349.71 | 2349.71 | 2349.71 | 2349.71 | 2349.71 | 2316.71 | 2316.71 | 2225.96 | 2113.96 | 2113.96 | 3547.1887 | 3465.9434 | 3465.9434 | 3461.2504 | 3359.2439 | 4059.2424 | 4249.5592 | 3922.8592 | 3883.8592 | 3883.8593 | 3883.8593 | 3669.9995 | 3670 | 3526.8004 | 3913.8852 | 3913.8857 | 4500.9831 | 4500.9831
SA1 | Solar PV | 353 | 432.2 | 432.2 | 432.2 | 432.2 | 432.2 | 432.2 | 432.2 | 432.2 | 432.2 | 432.2 | 432.2 | 432.2 | 432.2001 | 432.2001 | 432.2001 | 501.0866 | 501.0866 | 632.2003 | 911.2355 | 1026.4444 | 1123.871 | 1297.2002 | 1187.2002 | 1187.2002 | 1187.2002 | 1187.2002 | 1187.2002 | 1079.2004
SA1 | Grid Battery | 205 | 205 | 205 | 205 | 205 | 205 | 205 | 205 | 205 | 175 | 175 | 175.0002 | 175.0002 | 150.0002 | 150.0003 | 150.0003 | 520.8639 | 520.8639 | 701.9207 | 701.9207 | 969.931 | 969.931 | 969.931 | 969.931 | 969.931 | 969.931 | 969.931 | 969.931 | 969.931
SA1 | Pumped Hydro | 0 | 0 | 0 | 0 | 0 | 0 | 0 | 0 | 0 | 0 | 0 | 0 | 0 | 0 | 0 | 0 | 0 | 0 | 0 | 0 | 0 | 0 | 0 | 0 | 0 | 0 | 0 | 0 | 0
SA1 | VPP | 12.522 | 21.239 | 28.025 | 36.145 | 48.789 | 68.467 | 91.85 | 115.945 | 145.233 | 173.41 | 214.67 | 250.17 | 284.161 | 312.41 | 337.171 | 358.637 | 379.964 | 401.782 | 424.491 | 451.548 | 478.704 | 506.287 | 534.135 | 556.103 | 578.673 | 601.612 | 625.538 | 649.096 | 672.855
Total excluding storage |  | 5352.45 | 5728.05 | 5548.05 | 5548.05 | 5548.05 | 5548.05 | 5515.05 | 5515.05 | 5424.3 | 4929.8 | 4929.8 | 6093.6887 | 6012.4434 | 6012.4435 | 5127.7505 | 5025.744 | 5265.6291 | 5455.9458 | 5260.3595 | 5500.3947 | 5644.9365 | 5742.363 | 5701.8324 | 5791.7739 | 5648.5743 | 6035.6591 | 6035.6596 | 6622.757 | 6514.7571
Region | Technology | 2021-22 | 2022-23 | 2023-24 | 2024-25 | 2025-26 | 2026-27 | 2027-28 | 2028-29 | 2029-30 | 2030-31 | 2031-32 | 2032-33 | 2033-34 | 2034-35 | 2035-36 | 2036-37 | 2037-38 | 2038-39 | 2039-40 | 2040-41 | 2041-42 | 2042-43 | 2043-44 | 2044-45 | 2045-46 | 2046-47 | 2047-48 | 2048-49 | 2049-50
TAS1 | Black Coal | 0 | 0 | 0 | 0 | 0 | 0 | 0 | 0 | 0 | 0 | 0 | 0 | 0 | 0 | 0 | 0 | 0 | 0 | 0 | 0 | 0 | 0 | 0 | 0 | 0 | 0 | 0 | 0 | 0
TAS1 | Brown Coal | 0 | 0 | 0 | 0 | 0 | 0 | 0 | 0 | 0 | 0 | 0 | 0 | 0 | 0 | 0 | 0 | 0 | 0 | 0 | 0 | 0 | 0 | 0 | 0 | 0 | 0 | 0 | 0 | 0
TAS1 | CCGT | 208 | 208 | 208 | 208 | 208 | 208 | 208 | 208 | 208 | 208 | 208 | 208 | 208 | 208 | 208 | 208 | 208 | 208 | 208 | 208 | 208 | 208 | 208 | 208 | 208 | 208 | 208 | 208 | 208
TAS1 | Gas - Steam | 0 | 0 | 0 | 0 | 0 | 0 | 0 | 0 | 0 | 0 | 0 | 0 | 0 | 0 | 0 | 0 | 0 | 0 | 0 | 0 | 0 | 0 | 0 | 0 | 0 | 0 | 0 | 0 | 0
TAS1 | OCGT / Diesel | 178 | 178 | 178 | 178 | 178 | 178 | 178 | 178 | 178 | 178 | 178 | 178 | 178 | 178 | 178 | 178 | 178 | 178 | 178 | 58 | 58 | 58 | 58 | 58 | 58 | 58 | 58 | 58 | 58
TAS1 | Hydro | 2408.9 | 2408.9 | 2408.9 | 2408.9 | 2408.9 | 2408.9 | 2408.9 | 2408.9 | 2408.9 | 2408.9 | 2408.9 | 2408.9 | 2408.9 | 2408.9 | 2408.9 | 2408.9 | 2408.9 | 2408.9 | 2408.9 | 2408.9 | 2408.9 | 2408.9 | 2408.9 | 2408.9 | 2408.9 | 2408.9 | 2408.9 | 2408.9 | 2408.9
TAS1 | Wind | 567.75 | 567.75 | 709.4057 | 851.0617 | 992.4539 | 1129.6093 | 1266.765 | 1403.9204 | 1541.0758 | 1682.4035 | 1824.2072 | 1966.775 | 2109.3429 | 2251.9106 | 2394.4784 | 2537.0463 | 2679.614 | 2822.3425 | 2970.078 | 3117.8134 | 3117.8134 | 3117.8134 | 3117.8134 | 2969.4134 | 2969.4134 | 2969.4134 | 2969.4134 | 2969.4134 | 2969.4134
TAS1 | Solar PV | 0 | 0 | 0 | 0 | 0 | 0 | 0 | 0 | 0 | 0 | 0 | 0 | 0 | 0 | 0 | 0 | 0 | 0 | 0 | 0.00010585 | 0.00010585 | 0.00010585 | 0.00010585 | 0.00010585 | 0.00010585 | 0.00010585 | 0.00010585 | 0.00010585 | 0.00010585
TAS1 | Grid Battery | 0 | 0 | 0 | 0 | 0 | 0 | 0 | 0 | 0 | 0 | 0 | 0 | 0 | 0 | 0 | 0 | 0 | 0 | 0 | 0 | 0 | 0 | 0 | 0 | 0 | 0 | 0 | 0.00011327 | 0.00011005
TAS1 | Pumped Hydro | 0 | 0 | 0 | 0 | 0 | 0 | 0 | 0 | 0 | 0 | 0 | 0 | 0 | 0 | 0 | 0 | 0 | 0 | 0 | 0 | 0 | 0 | 0 | 0 | 0 | 0 | 0 | 0 | 0
TAS1 | VPP | 1.748 | 2.626 | 3.972 | 5.879 | 8.542 | 12.288 | 17.466 | 23.187 | 29.703 | 36.035 | 45.02 | 53.326 | 61.287 | 68.28 | 74.383 | 79.703 | 84.964 | 90.341 | 95.968 | 102.343 | 108.789 | 115.358 | 122.052 | 127.155 | 132.383 | 137.714 | 143.234 | 148.767 | 154.348
Total excluding storage |  | 3362.65 | 3362.65 | 3504.3057 | 3645.9617 | 3787.3539 | 3924.5093 | 4061.665 | 4198.8204 | 4335.9758 | 4477.3035 | 4619.1072 | 4761.6749 | 4904.2429 | 5046.8106 | 5189.3784 | 5331.9463 | 5474.514 | 5617.2425 | 5764.978 | 5792.7135 | 5792.7135 | 5792.7135 | 5792.7135 | 5644.3135 | 5644.3135 | 5644.3135 | 5644.3135 | 5644.3135 | 5644.3135
Explicitly modelled pumping
Region | Technology | 2021-22 | 2022-23 | 2023-24 | 2024-25 | 2025-26 | 2026-27 | 2027-28 | 2028-29 | 2029-30 | 2030-31 | 2031-32 | 2032-33 | 2033-34 | 2034-35 | 2035-36 | 2036-37 | 2037-38 | 2038-39 | 2039-40 | 2040-41 | 2041-42 | 2042-43 | 2043-44 | 2044-45 | 2045-46 | 2046-47 | 2047-48 | 2048-49 | 2049-50
NEM | Grid Battery pump | 260.33 | 600.33 | 600.33 | 600.33 | 600.33 | 600.33 | 600.33 | 600.33 | 600.3313 | 570.3313 | 570.3313 | 570.3319 | 605.1817 | 580.1817 | 580.1818 | 580.1818 | 2636.5091 | 2636.5091 | 3326.5648 | 3306.5648 | 4490.2269 | 4190.2269 | 4190.2269 | 4190.2269 | 4190.2269 | 5528.5949 | 5528.5949 | 5528.5951 | 5528.5938
NEM | Pumped Hydro Pump | 1330 | 1330 | 1330 | 1330 | 3370 | 3370 | 3370 | 3370 | 5369.9987 | 5369.9987 | 5369.9987 | 5369.9987 | 5369.9988 | 5369.9988 | 5369.9988 | 5369.9988 | 5845.2586 | 5845.2586 | 5928.3331 | 5928.3331 | 6332.0188 | 7512.074 | 7512.074 | 7538.0663 | 7538.0663 | 7751.6296 | 7751.6296 | 8248.2837 | 9525.3707
NEM | VPP pump | 65.02 | 105.224 | 157.141 | 231.201 | 336.613 | 482.415 | 666.08 | 887.395 | 1169.717 | 1451.489 | 1835.496 | 2195.823 | 2552.027 | 2864.533 | 3151.863 | 3412.5539 | 3667.47 | 3928.217 | 4202.2191 | 4515.6949 | 4833.8079 | 5159.912 | 5494.065 | 5756.5981 | 6027.8209 | 6305.778 | 6596.7571 | 6891.1521 | 7188.889
Region | Technology | 2021-22 | 2022-23 | 2023-24 | 2024-25 | 2025-26 | 2026-27 | 2027-28 | 2028-29 | 2029-30 | 2030-31 | 2031-32 | 2032-33 | 2033-34 | 2034-35 | 2035-36 | 2036-37 | 2037-38 | 2038-39 | 2039-40 | 2040-41 | 2041-42 | 2042-43 | 2043-44 | 2044-45 | 2045-46 | 2046-47 | 2047-48 | 2048-49 | 2049-50
NSW1 | Grid Battery pump | 0 | 0 | 0 | 0 | 0 | 0 | 0 | 0 | 0.0013047 | 0.0013048 | 0.0013048 | 0.0014106 | 0.0014108 | 0.0014108 | 0.0014112 | 0.0014113 | 198.9547 | 198.9547 | 539.1278 | 539.1278 | 1073.9989 | 1073.9989 | 1073.9989 | 1073.9989 | 1073.9989 | 1073.9989 | 1073.9989 | 1073.9991 | 1073.9978
NSW1 | Pumped Hydro Pump | 840 | 840 | 840 | 840 | 2880 | 2880 | 2880 | 2880 | 4879.9987 | 4879.9987 | 4879.9987 | 4879.9987 | 4879.9987 | 4879.9987 | 4879.9987 | 4879.9987 | 4879.9988 | 4879.9988 | 4879.9989 | 4879.9989 | 4879.9989 | 4879.9989 | 4879.9989 | 4879.9989 | 4879.9989 | 4879.9989 | 4879.9989 | 4879.9989 | 4879.9989
NSW1 | VPP pump | 25.016 | 39.704 | 61.198 | 92.082 | 134.956 | 191.79 | 261.384 | 342.741 | 447.929 | 547.618 | 676.48 | 801.421 | 918.483 | 1016.733 | 1105.926 | 1189.857 | 1273.44 | 1359.675 | 1451.886 | 1556.0349 | 1661.178 | 1769.148 | 1880.165 | 1968.649 | 2059.991 | 2153.575 | 2251.006 | 2349.97 | 2450.606
Region | Technology | 2021-22 | 2022-23 | 2023-24 | 2024-25 | 2025-26 | 2026-27 | 2027-28 | 2028-29 | 2029-30 | 2030-31 | 2031-32 | 2032-33 | 2033-34 | 2034-35 | 2035-36 | 2036-37 | 2037-38 | 2038-39 | 2039-40 | 2040-41 | 2041-42 | 2042-43 | 2043-44 | 2044-45 | 2045-46 | 2046-47 | 2047-48 | 2048-49 | 2049-50
QLD1 | Grid Battery pump | 0 | 20 | 20 | 20 | 20 | 20 | 20 | 20 | 20 | 20 | 20 | 20.0002 | 110.1799 | 110.1799 | 110.1799 | 110.1799 | 1596.69 | 1596.69 | 1596.69 | 1576.69 | 1576.69 | 1576.69 | 1576.69 | 1576.69 | 1576.69 | 2915.058 | 2915.058 | 2915.0579 | 2915.0579
QLD1 | Pumped Hydro Pump | 490 | 490 | 490 | 490 | 490 | 490 | 490 | 490 | 490 | 490 | 490 | 490 | 490.0001 | 490.0001 | 490.0001 | 490.0001 | 913.974 | 913.974 | 913.974 | 913.974 | 919.2945 | 2099.3497 | 2099.3497 | 2099.3497 | 2099.3497 | 2312.913 | 2312.913 | 2312.913 | 3590
QLD1 | VPP pump | 11.842 | 19.005 | 29.354 | 44.463 | 65.595 | 93.907 | 128.112 | 170.331 | 224.366 | 284.64 | 369.218 | 447.067 | 529.742 | 601.988 | 668.155 | 728.965 | 789.088 | 851.264 | 916.154 | 989.029 | 1064.05 | 1141.22 | 1220.459 | 1281.193 | 1344.01 | 1408.583 | 1475.9081 | 1544.303 | 1614.3
Region | Technology | 2021-22 | 2022-23 | 2023-24 | 2024-25 | 2025-26 | 2026-27 | 2027-28 | 2028-29 | 2029-30 | 2030-31 | 2031-32 | 2032-33 | 2033-34 | 2034-35 | 2035-36 | 2036-37 | 2037-38 | 2038-39 | 2039-40 | 2040-41 | 2041-42 | 2042-43 | 2043-44 | 2044-45 | 2045-46 | 2046-47 | 2047-48 | 2048-49 | 2049-50
VIC1 | Grid Battery pump | 55.33 | 375.33 | 375.33 | 375.33 | 375.33 | 375.33 | 375.33 | 375.33 | 375.33 | 375.33 | 375.33 | 375.3301 | 320.0001 | 320.0001 | 320.0001 | 320.0001 | 320.0005 | 320.0005 | 488.8264 | 488.8264 | 869.607 | 569.607 | 569.607 | 569.607 | 569.607 | 569.607 | 569.607 | 569.607 | 569.607
VIC1 | Pumped Hydro Pump | 0 | 0 | 0 | 0 | 0 | 0 | 0 | 0 | 0 | 0 | 0 | 0 | 0 | 0 | 0 | 0 | 51.2858 | 51.2858 | 134.3603 | 134.3603 | 532.7255 | 532.7255 | 532.7255 | 558.7177 | 558.7177 | 558.7177 | 558.7177 | 1055.3718 | 1055.3718
VIC1 | VPP pump | 13.892 | 22.65 | 34.592 | 52.632 | 78.731 | 115.963 | 167.268 | 235.191 | 322.486 | 409.786 | 530.108 | 643.839 | 758.354 | 865.122 | 966.228 | 1055.392 | 1140.014 | 1225.155 | 1313.72 | 1416.74 | 1521.0869 | 1627.899 | 1737.254 | 1823.498 | 1912.764 | 2004.2939 | 2101.071 | 2199.016 | 2296.78
Region | Technology | 2021-22 | 2022-23 | 2023-24 | 2024-25 | 2025-26 | 2026-27 | 2027-28 | 2028-29 | 2029-30 | 2030-31 | 2031-32 | 2032-33 | 2033-34 | 2034-35 | 2035-36 | 2036-37 | 2037-38 | 2038-39 | 2039-40 | 2040-41 | 2041-42 | 2042-43 | 2043-44 | 2044-45 | 2045-46 | 2046-47 | 2047-48 | 2048-49 | 2049-50
SA1 | Grid Battery pump | 205 | 205 | 205 | 205 | 205 | 205 | 205 | 205 | 205 | 175 | 175 | 175.0002 | 175.0002 | 150.0002 | 150.0003 | 150.0003 | 520.8639 | 520.8639 | 701.9207 | 701.9207 | 969.931 | 969.931 | 969.931 | 969.931 | 969.931 | 969.931 | 969.931 | 969.931 | 969.931
SA1 | Pumped Hydro Pump | 0 | 0 | 0 | 0 | 0 | 0 | 0 | 0 | 0 | 0 | 0 | 0 | 0 | 0 | 0 | 0 | 0 | 0 | 0 | 0 | 0 | 0 | 0 | 0 | 0 | 0 | 0 | 0 | 0
SA1 | VPP pump | 12.522 | 21.239 | 28.025 | 36.145 | 48.789 | 68.467 | 91.85 | 115.945 | 145.233 | 173.41 | 214.67 | 250.17 | 284.161 | 312.41 | 337.171 | 358.637 | 379.964 | 401.782 | 424.491 | 451.548 | 478.704 | 506.287 | 534.135 | 556.103 | 578.673 | 601.612 | 625.538 | 649.096 | 672.855
Region | Technology | 2021-22 | 2022-23 | 2023-24 | 2024-25 | 2025-26 | 2026-27 | 2027-28 | 2028-29 | 2029-30 | 2030-31 | 2031-32 | 2032-33 | 2033-34 | 2034-35 | 2035-36 | 2036-37 | 2037-38 | 2038-39 | 2039-40 | 2040-41 | 2041-42 | 2042-43 | 2043-44 | 2044-45 | 2045-46 | 2046-47 | 2047-48 | 2048-49 | 2049-50
TAS1 | Grid Battery pump | 0 | 0 | 0 | 0 | 0 | 0 | 0 | 0 | 0 | 0 | 0 | 0 | 0 | 0 | 0 | 0 | 0 | 0 | 0 | 0 | 0 | 0 | 0 | 0 | 0 | 0 | 0 | 0.00011327 | 0.00011005
TAS1 | Pumped Hydro Pump | 0 | 0 | 0 | 0 | 0 | 0 | 0 | 0 | 0 | 0 | 0 | 0 | 0 | 0 | 0 | 0 | 0 | 0 | 0 | 0 | 0 | 0 | 0 | 0 | 0 | 0 | 0 | 0 | 0
TAS1 | VPP pump | 1.748 | 2.626 | 3.972 | 5.879 | 8.542 | 12.288 | 17.466 | 23.187 | 29.703 | 36.035 | 45.02 | 53.326 | 61.287 | 68.28 | 74.383 | 79.703 | 84.964 | 90.341 | 95.968 | 102.343 | 108.789 | 115.358 | 122.052 | 127.155 | 132.383 | 137.714 | 143.234 | 148.767 | 154.348
Non-controllable capacity
Region | Technology | 2021-22 | 2022-23 | 2023-24 | 2024-25 | 2025-26 | 2026-27 | 2027-28 | 2028-29 | 2029-30 | 2030-31 | 2031-32 | 2032-33 | 2033-34 | 2034-35 | 2035-36 | 2036-37 | 2037-38 | 2038-39 | 2039-40 | 2040-41 | 2041-42 | 2042-43 | 2043-44 | 2044-45 | 2045-46 | 2046-47 | 2047-48 | 2048-49 | 2049-50
NEM | Distributed PV | 13168.2685 | 14833.3351 | 16194.5363 | 17725.7043 | 19476.9887 | 20739.4134 | 22051.542 | 23091.3099 | 23825.4589 | 24558.0529 | 25305.0848 | 26108.6764 | 26940.6598 | 28059.3326 | 29217.0461 | 30336.1094 | 31548.1664 | 32469.8345 | 33394.4538 | 34299.3109 | 35494.9651 | 36648.0101 | 37789.8225 | 38923.9602 | 39993.015 | 41052.918 | 42079.4808 | 43224.3971 | 44252.3102
NEM | Behind the meter battery | 552.3 | 696.3 | 837.1 | 1017.4 | 1247.7 | 1524.8 | 1809.6 | 2083 | 2386.2 | 2779.6 | 3319.3 | 3737.8 | 4103.2 | 4374.6 | 4594 | 4752.3 | 4883 | 5001.8 | 5119.3 | 5269.6 | 5401.9 | 5522.1 | 5629.3 | 5637.8 | 5642.5 | 5641.5 | 5640.6 | 5630 | 5611.8
NEM | Behind the meter battery pump | 552.3 | 696.3 | 837.1 | 1017.4 | 1247.7 | 1524.8 | 1809.6 | 2083 | 2386.2 | 2779.6 | 3319.3 | 3737.8 | 4103.2 | 4374.6 | 4594 | 4752.3 | 4883 | 5001.8 | 5119.3 | 5269.6 | 5401.9 | 5522.1 | 5629.3 | 5637.8 | 5642.5 | 5641.5 | 5640.6 | 5630 | 5611.8
Region | Technology | 2021-22 | 2022-23 | 2023-24 | 2024-25 | 2025-26 | 2026-27 | 2027-28 | 2028-29 | 2029-30 | 2030-31 | 2031-32 | 2032-33 | 2033-34 | 2034-35 | 2035-36 | 2036-37 | 2037-38 | 2038-39 | 2039-40 | 2040-41 | 2041-42 | 2042-43 | 2043-44 | 2044-45 | 2045-46 | 2046-47 | 2047-48 | 2048-49 | 2049-50
NSW1 | Distributed PV | 3822.1679 | 4376.4873 | 4755.8963 | 5245.6482 | 5860.7807 | 6159.7842 | 6473.9861 | 6746.4296 | 7002.2143 | 7259.8585 | 7517.4127 | 7779.0143 | 8025.8879 | 8389.9804 | 8777.5318 | 9173.8768 | 9629.5684 | 9976.5416 | 10312.0649 | 10636.6873 | 11073.765 | 11488.913 | 11901.6602 | 12312.7899 | 12691.9042 | 13071.9442 | 13434.5056 | 13847.8848 | 14206.1787
NSW1 | Behind the meter battery | 211.1 | 260.6 | 324.2 | 403.7 | 498.5 | 603.5 | 705.5 | 796.2 | 901.1 | 1030.8 | 1198.8 | 1339.5 | 1453.1 | 1533 | 1596.4 | 1643.5 | 1682.6 | 1718.4 | 1756 | 1802.8 | 1843.1 | 1879.9 | 1912.8 | 1915 | 1915.8 | 1914.6 | 1913.2 | 1908.7 | 1902
NSW1 | Behind the meter battery pump | 211.1 | 260.6 | 324.2 | 403.7 | 498.5 | 603.5 | 705.5 | 796.2 | 901.1 | 1030.8 | 1198.8 | 1339.5 | 1453.1 | 1533 | 1596.4 | 1643.5 | 1682.6 | 1718.4 | 1756 | 1802.8 | 1843.1 | 1879.9 | 1912.8 | 1915 | 1915.8 | 1914.6 | 1913.2 | 1908.7 | 1902
Region | Technology | 2021-22 | 2022-23 | 2023-24 | 2024-25 | 2025-26 | 2026-27 | 2027-28 | 2028-29 | 2029-30 | 2030-31 | 2031-32 | 2032-33 | 2033-34 | 2034-35 | 2035-36 | 2036-37 | 2037-38 | 2038-39 | 2039-40 | 2040-41 | 2041-42 | 2042-43 | 2043-44 | 2044-45 | 2045-46 | 2046-47 | 2047-48 | 2048-49 | 2049-50
QLD1 | Distributed PV | 3958.9909 | 4317.8104 | 4573.7068 | 4863.4875 | 5201.9167 | 5437.4402 | 5687.2164 | 5903.9507 | 6119.5956 | 6335.1202 | 6551.9652 | 6777.439 | 7009.9452 | 7342.1573 | 7660.2216 | 7948.7646 | 8232.131 | 8442.2579 | 8657.4797 | 8882.824 | 9174.6318 | 9461.2992 | 9738.3737 | 10013.3796 | 10276.6324 | 10539.1699 | 10792.2528 | 11068.0712 | 11325.2386
QLD1 | Behind the meter battery | 100 | 124.2 | 154 | 192.4 | 239.2 | 291.9 | 341.6 | 391.7 | 447.9 | 535.6 | 658.8 | 750.2 | 840.6 | 910.1 | 967 | 1010.4 | 1047.8 | 1082.5 | 1115.7 | 1154.5 | 1190.3 | 1223.4 | 1253.3 | 1257.8 | 1261.5 | 1263.9 | 1266.1 | 1266.2 | 1264.8
QLD1 | Behind the meter battery pump | 100 | 124.2 | 154 | 192.4 | 239.2 | 291.9 | 341.6 | 391.7 | 447.9 | 535.6 | 658.8 | 750.2 | 840.6 | 910.1 | 967 | 1010.4 | 1047.8 | 1082.5 | 1115.7 | 1154.5 | 1190.3 | 1223.4 | 1253.3 | 1257.8 | 1261.5 | 1263.9 | 1266.1 | 1266.2 | 1264.8
Region | Technology | 2021-22 | 2022-23 | 2023-24 | 2024-25 | 2025-26 | 2026-27 | 2027-28 | 2028-29 | 2029-30 | 2030-31 | 2031-32 | 2032-33 | 2033-34 | 2034-35 | 2035-36 | 2036-37 | 2037-38 | 2038-39 | 2039-40 | 2040-41 | 2041-42 | 2042-43 | 2043-44 | 2044-45 | 2045-46 | 2046-47 | 2047-48 | 2048-49 | 2049-50
VIC1 | Distributed PV | 3399.6603 | 4001.0249 | 4608.7834 | 5220.3077 | 5857.4215 | 6468.9188 | 7099.9296 | 7540.0233 | 7738.4832 | 7930.7979 | 8136.0898 | 8370.0507 | 8619.2453 | 8920.9479 | 9255.9198 | 9575.5051 | 9946.5807 | 10240.5865 | 10540.4316 | 10810.5016 | 11169.4275 | 11511.4204 | 11860.8973 | 12201.02 | 12536.672 | 12864.6533 | 13192.2023 | 13545.0914 | 13875.2609
VIC1 | Behind the meter battery | 118.4 | 150.6 | 185.3 | 233.1 | 293.5 | 368.7 | 458.7 | 561.5 | 673.5 | 806.6 | 987.9 | 1130 | 1253.6 | 1350 | 1430.8 | 1487.6 | 1533.3 | 1573.9 | 1613.3 | 1665.5 | 1711.6 | 1753.3 | 1790.6 | 1795.4 | 1799.1 | 1800.8 | 1803 | 1802.1 | 1797.9
VIC1 | Behind the meter battery pump | 118.4 | 150.6 | 185.3 | 233.1 | 293.5 | 368.7 | 458.7 | 561.5 | 673.5 | 806.6 | 987.9 | 1130 | 1253.6 | 1350 | 1430.8 | 1487.6 | 1533.3 | 1573.9 | 1613.3 | 1665.5 | 1711.6 | 1753.3 | 1790.6 | 1795.4 | 1799.1 | 1800.8 | 1803 | 1802.1 | 1797.9
Region | Technology | 2021-22 | 2022-23 | 2023-24 | 2024-25 | 2025-26 | 2026-27 | 2027-28 | 2028-29 | 2029-30 | 2030-31 | 2031-32 | 2032-33 | 2033-34 | 2034-35 | 2035-36 | 2036-37 | 2037-38 | 2038-39 | 2039-40 | 2040-41 | 2041-42 | 2042-43 | 2043-44 | 2044-45 | 2045-46 | 2046-47 | 2047-48 | 2048-49 | 2049-50
SA1 | Distributed PV | 1783.2522 | 1904.9158 | 2001.4116 | 2115.5841 | 2235.5331 | 2330.6985 | 2429.9711 | 2525.5356 | 2576.9187 | 2628.9083 | 2682.0505 | 2744.4936 | 2829.0292 | 2925.9724 | 3018.7078 | 3107.7264 | 3178.011 | 3226.1053 | 3277.0188 | 3337.9873 | 3420.5074 | 3504.3384 | 3582.8304 | 3664.9786 | 3732.9153 | 3799.7863 | 3862.8234 | 3941.098 | 4004.3895
SA1 | Behind the meter battery | 108 | 143.6 | 152.5 | 162.3 | 184.7 | 221.6 | 255.8 | 278.4 | 302.3 | 337 | 392.1 | 427.5 | 457.7 | 477.7 | 491.8 | 500 | 506.3 | 511.9 | 517.2 | 527 | 534.9 | 541.6 | 547 | 544.4 | 541.4 | 538.1 | 534.8 | 530.4 | 525.4
SA1 | Behind the meter battery pump | 108 | 143.6 | 152.5 | 162.3 | 184.7 | 221.6 | 255.8 | 278.4 | 302.3 | 337 | 392.1 | 427.5 | 457.7 | 477.7 | 491.8 | 500 | 506.3 | 511.9 | 517.2 | 527 | 534.9 | 541.6 | 547 | 544.4 | 541.4 | 538.1 | 534.8 | 530.4 | 525.4
Region | Technology | 2021-22 | 2022-23 | 2023-24 | 2024-25 | 2025-26 | 2026-27 | 2027-28 | 2028-29 | 2029-30 | 2030-31 | 2031-32 | 2032-33 | 2033-34 | 2034-35 | 2035-36 | 2036-37 | 2037-38 | 2038-39 | 2039-40 | 2040-41 | 2041-42 | 2042-43 | 2043-44 | 2044-45 | 2045-46 | 2046-47 | 2047-48 | 2048-49 | 2049-50
TAS1 | Distributed PV | 204.1971 | 233.0968 | 254.7382 | 280.6767 | 321.3367 | 342.5718 | 360.4389 | 375.3707 | 388.2471 | 403.368 | 417.5666 | 437.6788 | 456.5522 | 480.2745 | 504.6651 | 530.2364 | 561.8753 | 584.3432 | 607.4587 | 631.3108 | 656.6334 | 682.0392 | 706.0609 | 731.792 | 754.891 | 777.3642 | 797.6967 | 822.2518 | 841.2426
TAS1 | Behind the meter battery | 14.8 | 17.3 | 21.1 | 25.9 | 31.8 | 39.1 | 48 | 55.2 | 61.4 | 69.6 | 81.7 | 90.6 | 98.2 | 103.8 | 108 | 110.8 | 113 | 115.1 | 117.1 | 119.8 | 122 | 123.9 | 125.6 | 125.2 | 124.7 | 124.1 | 123.5 | 122.6 | 121.7
TAS1 | Behind the meter battery pump | 14.8 | 17.3 | 21.1 | 25.9 | 31.8 | 39.1 | 48 | 55.2 | 61.4 | 69.6 | 81.7 | 90.6 | 98.2 | 103.8 | 108 | 110.8 | 113 | 115.1 | 117.1 | 119.8 | 122 | 123.9 | 125.6 | 125.2 | 124.7 | 124.1 | 123.5 | 122.6 | 121.7

## BaseCase_VOM Cost
VOM cost by technology ($000s) - Base Case, Fast Change Scenario
VOM | Real June 2020 dollars discounted to 1 July 2020
Explicitly modelled generation
Region | Technology | 2021-22 | 2022-23 | 2023-24 | 2024-25 | 2025-26 | 2026-27 | 2027-28 | 2028-29 | 2029-30 | 2030-31 | 2031-32 | 2032-33 | 2033-34 | 2034-35 | 2035-36 | 2036-37 | 2037-38 | 2038-39 | 2039-40 | 2040-41 | 2041-42 | 2042-43 | 2043-44 | 2044-45 | 2045-46 | 2046-47 | 2047-48 | 2048-49 | 2049-50
NEM | Black Coal | 346462.6631 | 288376.0602 | 274733.8503 | 273806.8679 | 241003.4056 | 209972.0831 | 185937.5106 | 184928.8639 | 141439.7781 | 129564.8442 | 120375.534 | 100955.2953 | 106105.5644 | 95247.8621 | 77129.4983 | 71597.3674 | 59444.9971 | 56659.4656 | 50180.951 | 45972.6713 | 40829.5162 | 26626.449 | 21167.9552 | 16980.6255 | 13391.8895 | 10683.9495 | 9645.3405 | 8956.2254 | 7726.8092
NEM | Brown Coal | 117898.9875 | 106307.3535 | 103081.2585 | 71690.0067 | 69674.1713 | 66338.3312 | 61224.4457 | 58443.643 | 54556.4157 | 54991.1097 | 51458.4296 | 48417.458 | 47742.164 | 43751.117 | 43551.5885 | 39178.7235 | 34691.142 | 33402.447 | 27093.5836 | 26826.0945 | 28565.4985 | 27430.2825 | 25130.7423 | 22703.0127 | 21693.2559 | 22133.9059 | 13798.9689 | 0 | 0
NEM | CCGT | 15628.8725 | 14893.2059 | 12038.2743 | 12247.6411 | 10738.5361 | 10200.5705 | 10006.1165 | 11725.4736 | 8783.3644 | 8748.027 | 9666.2044 | 20556.1432 | 21782.5005 | 20484.6299 | 14714.7886 | 13399.3864 | 16583.9032 | 15905.175 | 12171.3929 | 11620.0312 | 11497.2758 | 12603.2392 | 7523.7112 | 7054.5229 | 3157.6702 | 2065.5174 | 1976.7761 | 1878.5601 | 1790.1839
NEM | Gas - Steam | 1710.8119 | 1663.0346 | 1781.2856 | 643.361 | 581.6762 | 572.3563 | 533.5675 | 542.9521 | 470.3686 | 457.6482 | 428.1922 | 635.8631 | 574.7715 | 898.7692 | 343.5008 | 348.8026 | 691.3009 | 750.6759 | 489.9784 | 475.8089 | 468.7266 | 547.716 | 446.3464 | 423.3848 | 493.274 | 0 | 0 | 0 | 0
NEM | OCGT / Diesel | 549.7301 | 243.1281 | 1129.4305 | 892.5491 | 303.0842 | 645.711 | 444.1057 | 1083.8542 | 115.971 | 215.4323 | 244.3452 | 3282.4754 | 2290.7344 | 2852.0758 | 2176.6329 | 2393.8745 | 8305.6312 | 8709.1194 | 13564.7123 | 14348.2447 | 10055.322 | 12866.5504 | 18434.2417 | 7050.4706 | 6905.9376 | 7936.918 | 8944.4881 | 12924.0925 | 11683.3034
NEM | Hydro | 91076.3896 | 88421.08 | 83827.6639 | 97914.6462 | 97367.696 | 84709.248 | 81085.9587 | 88382.1027 | 72671.5103 | 63543.4479 | 58160.8636 | 55777.6494 | 55822.8497 | 51214.2608 | 46911.8643 | 41968.0446 | 45352.8472 | 38047.8703 | 34137.9392 | 30142.5335 | 28828.7937 | 29250.1179 | 28218.6217 | 25744.1316 | 24380.1155 | 27342.2619 | 22494.231 | 20598.9643 | 18182.5802
NEM | Wind | 67500.477 | 80285.5307 | 68790.1713 | 67350.7195 | 66809.8553 | 66598.5945 | 64243.6263 | 55309.5345 | 50339.2416 | 47815.8319 | 49898.8105 | 42474.3906 | 40401.5803 | 38863.4877 | 37257.2959 | 35033.8458 | 27749.5996 | 24771.6172 | 21564.6575 | 20173.3134 | 17592.221 | 16079.928 | 12501.1968 | 10989.7954 | 7556.8321 | 5668.7269 | 5054.1415 | 4402.8251 | 2646.6249
NEM | Solar PV | 13.5121 | 15.8212 | 15.3449 | 14.0475 | 15.756 | 34.5889 | 39.1531 | 40.0963 | 84.5618 | 85.264 | 83.5594 | 78.9863 | 73.2581 | 67.5844 | 69.1763 | 65.698 | 79.9378 | 85.3362 | 94.1354 | 106.4729 | 110.9721 | 142.3872 | 134.4734 | 133.0934 | 126.0618 | 128.6522 | 126.3058 | 132.2008 | 135.6226
NEM | Grid Battery | 0.1972 | 0.25326 | 0.2594 | 0.28062 | 0.26487 | 0.24799 | 0.22831 | 0.20323 | 0.17908 | 0.1697 | 0.15719 | 0.1562 | 0.28079 | 0.2585 | 0.25185 | 0.24038 | 2.6439 | 2.5226 | 3.1816 | 3.021 | 4.0978 | 3.8488 | 3.6738 | 3.5758 | 3.3972 | 4.0251 | 3.8882 | 3.714 | 3.3962
NEM | Pumped Hydro | 425.4001 | 1191.4958 | 1620.3922 | 4351.2507 | 3775.9543 | 3327.7745 | 3551.2502 | 4489.9114 | 3348.6986 | 3455.3163 | 3173.6526 | 4083.5872 | 3529.294 | 3037.5858 | 3337.7399 | 3057.884 | 2056.945 | 1993.3851 | 2036.67 | 2039.3754 | 2252.3318 | 2011.7337 | 1434.3748 | 1637.7667 | 1494.5296 | 1182.9631 | 1034.2544 | 927.9948 | 463.6129
NEM | VPP | 0.39961 | 0.69074 | 0.91692 | 1.5292 | 2.1823 | 2.8377 | 3.5611 | 4.2741 | 4.8406 | 5.647 | 6.592 | 7.7692 | 8.2311 | 8.346 | 8.9265 | 9.1462 | 8.2597 | 8.1764 | 8.3021 | 8.3999 | 8.6778 | 8.722 | 8.5326 | 8.8899 | 8.4131 | 7.7493 | 7.6176 | 7.5412 | 5.7315
Total excluding storage |  | 640841.4438 | 580205.2142 | 545397.2792 | 524559.839 | 486494.1807 | 439071.4835 | 403514.484 | 400456.5203 | 328461.2114 | 305421.6051 | 290315.9388 | 272178.2613 | 274793.423 | 253379.7869 | 222154.3457 | 203985.7428 | 192899.359 | 178331.7067 | 159297.3504 | 149665.1705 | 137948.3259 | 125546.6701 | 113557.2888 | 91079.0369 | 77705.0366 | 75959.9318 | 62040.2519 | 48892.8682 | 42165.1242
Region | Technology | 2021-22 | 2022-23 | 2023-24 | 2024-25 | 2025-26 | 2026-27 | 2027-28 | 2028-29 | 2029-30 | 2030-31 | 2031-32 | 2032-33 | 2033-34 | 2034-35 | 2035-36 | 2036-37 | 2037-38 | 2038-39 | 2039-40 | 2040-41 | 2041-42 | 2042-43 | 2043-44 | 2044-45 | 2045-46 | 2046-47 | 2047-48 | 2048-49 | 2049-50
NSW1 | Black Coal | 180424.5835 | 143378.262 | 126848.6125 | 139182.4298 | 112099.2799 | 92911.9083 | 82797.001 | 87091.8256 | 52778.5807 | 48681.7587 | 44531.1003 | 25854.8495 | 30479.8372 | 26383.0049 | 11979.1925 | 14220.1045 | 15126.3785 | 13869.021 | 12280.781 | 9830.7005 | 8148.3728 | 0 | 0 | 0 | 0 | 0 | 0 | 0 | 0
NSW1 | Brown Coal | 0 | 0 | 0 | 0 | 0 | 0 | 0 | 0 | 0 | 0 | 0 | 0 | 0 | 0 | 0 | 0 | 0 | 0 | 0 | 0 | 0 | 0 | 0 | 0 | 0 | 0 | 0 | 0 | 0
NSW1 | CCGT | 230.3425 | 219.6558 | 643.3084 | 454.7032 | 366.9224 | 348.437 | 333.6067 | 368.603 | 300.6723 | 287.6862 | 273.7172 | 4352.2272 | 3997.8803 | 4481.7576 | 2402.0642 | 2363.5743 | 4799.6972 | 4920.1847 | 3994.1049 | 3590.0307 | 3477.803 | 4005.1595 | 100.1437 | 0.00018733 | 0.00018477 | 0.00018338 | 0.0001764 | 0.00024777 | 0.0002272
NSW1 | Gas - Steam | 0 | 0 | 0 | 0 | 0 | 0 | 0 | 0 | 0 | 0 | 0 | 0 | 0 | 0 | 0 | 0 | 0 | 0 | 0 | 0 | 0 | 0 | 0 | 0 | 0 | 0 | 0 | 0 | 0
NSW1 | OCGT / Diesel | 0.00011173 | 0.00011032 | 123.806 | 429.8074 | 80.2873 | 141.3747 | 56.794 | 55.9257 | 0.0001145 | 0.00011328 | 0.00011546 | 277.9271 | 188.4801 | 203.1093 | 511.9491 | 309.6497 | 1465.7911 | 2347.0113 | 4467.3801 | 6597.9519 | 3102.3208 | 4449.0395 | 8249.631 | 1692.7723 | 1812.009 | 2377.8102 | 4207.9837 | 5456.901 | 5446.6758
NSW1 | Hydro | 14056.7482 | 14196.248 | 12521.3093 | 17484.1772 | 16419.3302 | 14381.9158 | 13983.4005 | 19176.6687 | 13766.3614 | 11525.0318 | 11473.6861 | 12225.3303 | 12995.5819 | 12743.0376 | 12517.1774 | 11122.4714 | 13701.522 | 10479.3007 | 9246.7759 | 8744.3285 | 7584.04 | 8858.2924 | 9432.5451 | 8471.0333 | 8400.6168 | 9345.8591 | 7293.933 | 6593.1099 | 5691.5359
NSW1 | Wind | 15743.2869 | 17591.7209 | 15768.948 | 14915.8163 | 14857.1108 | 14994.7619 | 13886.6898 | 10992.8431 | 9172.4135 | 9549.5546 | 10804.1173 | 9728.2245 | 9366.4241 | 9136.3866 | 8846.6334 | 8221.5764 | 5695.4863 | 4167.2026 | 4228.0508 | 3876.4271 | 3407.0691 | 3208.5343 | 2277.6275 | 2327.2371 | 2100.3843 | 1159.9769 | 962.5219 | 901.1735 | 754.6911
NSW1 | Solar PV | 4.9791 | 5.7841 | 5.5559 | 5.1042 | 7.2693 | 26.1162 | 30.9357 | 33.2831 | 77.6176 | 78.4274 | 76.9711 | 72.571 | 67.4035 | 62.0227 | 63.6074 | 60.4796 | 60.9277 | 66.0279 | 69.1423 | 66.9401 | 63.503 | 80.4336 | 74.231 | 74.7454 | 71.014 | 68.1803 | 66.7761 | 73.3181 | 74.2722
NSW1 | Grid Battery | 7.1934e-08 | 1.0283e-07 | 9.8188e-08 | 1.2447e-07 | 1.418e-07 | 1.5177e-07 | 1.8358e-07 | 1.9838e-07 | 4.6309e-06 | 4.5513e-06 | 4.2284e-06 | 4.2535e-06 | 3.9456e-06 | 3.6964e-06 | 3.69e-06 | 3.5312e-06 | 0.2472 | 0.23197 | 0.59763 | 0.55637 | 1.0812 | 1.0164 | 0.97667 | 0.95313 | 0.90859 | 0.84959 | 0.79201 | 0.78191 | 0.73498
NSW1 | Pumped Hydro | 205.2276 | 554.6506 | 736.8082 | 1136.0522 | 601.9853 | 801.2375 | 1046.5622 | 1257.0829 | 870.4811 | 976.8931 | 938.8066 | 1267.8322 | 1102.891 | 853.377 | 1036.2969 | 956.889 | 754.9141 | 722.2283 | 779.3574 | 763.7282 | 726.6494 | 757.4918 | 517.9795 | 624.363 | 630.3897 | 486.3873 | 419.1449 | 405.6332 | 279.4469
NSW1 | VPP | 0.1448 | 0.26543 | 0.32743 | 0.59134 | 0.852 | 1.0906 | 1.3762 | 1.5903 | 1.7878 | 2.0545 | 2.3057 | 2.663 | 2.8518 | 2.8094 | 2.9984 | 3.0733 | 2.9279 | 2.8574 | 2.9466 | 2.8997 | 2.9981 | 3.0445 | 2.9933 | 3.1164 | 2.9992 | 2.8641 | 2.7256 | 2.8085 | 2.2607
Total excluding storage |  | 210459.9403 | 175391.6709 | 155911.54 | 172472.038 | 143830.2 | 122804.514 | 111088.4278 | 117719.1491 | 76095.6456 | 70122.4587 | 67159.5922 | 52511.1295 | 57095.6071 | 53009.3189 | 36320.624 | 36297.8559 | 40849.8028 | 35848.7482 | 34286.2351 | 32706.3787 | 25783.1088 | 20601.4592 | 20134.1783 | 12565.7883 | 12384.0242 | 12951.8267 | 12531.2149 | 13024.5028 | 11967.1751
Region | Technology | 2021-22 | 2022-23 | 2023-24 | 2024-25 | 2025-26 | 2026-27 | 2027-28 | 2028-29 | 2029-30 | 2030-31 | 2031-32 | 2032-33 | 2033-34 | 2034-35 | 2035-36 | 2036-37 | 2037-38 | 2038-39 | 2039-40 | 2040-41 | 2041-42 | 2042-43 | 2043-44 | 2044-45 | 2045-46 | 2046-47 | 2047-48 | 2048-49 | 2049-50
QLD1 | Black Coal | 166038.0796 | 144997.7982 | 147885.2378 | 134624.4381 | 128904.1257 | 117060.1748 | 103140.5096 | 97837.0383 | 88661.1973 | 80883.0854 | 75844.4336 | 75100.4457 | 75625.7272 | 68864.8572 | 65150.3058 | 57377.2629 | 44318.6186 | 42790.4446 | 37900.17 | 36141.9708 | 32681.1434 | 26626.449 | 21167.9552 | 16980.6255 | 13391.8895 | 10683.9495 | 9645.3405 | 8956.2254 | 7726.8092
QLD1 | Brown Coal | 0 | 0 | 0 | 0 | 0 | 0 | 0 | 0 | 0 | 0 | 0 | 0 | 0 | 0 | 0 | 0 | 0 | 0 | 0 | 0 | 0 | 0 | 0 | 0 | 0 | 0 | 0 | 0 | 0
QLD1 | CCGT | 7651.4756 | 7312.7782 | 7770.7946 | 9065.5045 | 7792.0143 | 7388.8012 | 7326.7851 | 9099.3826 | 6342.4269 | 6420.4681 | 7451.9116 | 12587.2789 | 13888.9412 | 11696.6596 | 10063.3094 | 8381.1467 | 11784.2058 | 10984.9901 | 8177.2877 | 8030.0003 | 8019.4725 | 8598.0794 | 7423.5672 | 7054.5224 | 3157.6697 | 2065.517 | 1976.7757 | 1878.5594 | 1790.1832
QLD1 | Gas - Steam | 257.0102 | 244.2392 | 462.4771 | 442.7441 | 419.0194 | 400.9495 | 380.4773 | 365.2808 | 345.9671 | 331.1227 | 315.0387 | 299.6017 | 308.1985 | 273.897 | 262.8078 | 268.689 | 537.1743 | 550.5432 | 489.9784 | 475.8089 | 468.7266 | 547.716 | 446.3464 | 423.3848 | 493.274 | 0 | 0 | 0 | 0
QLD1 | OCGT / Diesel | 0.00021793 | 0.00021566 | 2.7042 | 251.0411 | 111.9847 | 167.4987 | 204.3658 | 676.2126 | 101.731 | 184.4364 | 205.9602 | 1545.407 | 918.1448 | 466.0281 | 501.5308 | 1043.7058 | 3858.7571 | 3098.3873 | 4062.9277 | 3703.398 | 3756.4339 | 4783.3601 | 4754.5518 | 4160.1395 | 4104.315 | 4467.3 | 3633.1522 | 3882.9289 | 2267.4295
QLD1 | Hydro | 4712.6965 | 4493.6277 | 4295.3274 | 4070.564 | 3877.6651 | 3698.0578 | 3534.0264 | 3351.4723 | 3191.1216 | 2980.2088 | 2903.544 | 2752.0444 | 2620.6397 | 2497.1182 | 2383.1469 | 2261.5719 | 805.6941 | 772.2032 | 729.7245 | 697.4212 | 668.6223 | 0 | 0 | 0 | 0 | 0 | 0 | 0 | 0
QLD1 | Wind | 5395.6621 | 8636.8742 | 8140.0839 | 7228.422 | 8173.4743 | 7721.1711 | 7851.0693 | 7260.8621 | 6382.8128 | 6347.2886 | 5417.3042 | 5039.4427 | 4497.7806 | 5045.4612 | 4577.2086 | 4695.0761 | 4476.4619 | 4117.2759 | 4006.8696 | 3238.4739 | 3043.7606 | 2550.0596 | 2385.4664 | 1233.0256 | 1199.6244 | 1107.397 | 999.8482 | 925.497 | 531.3796
QLD1 | Solar PV | 5.1758 | 6.7105 | 6.523 | 5.9515 | 5.7564 | 5.7532 | 5.5568 | 4.4257 | 4.5781 | 4.5419 | 4.4036 | 4.2646 | 3.8937 | 3.7712 | 3.7787 | 3.4765 | 16.8193 | 17.195 | 17.0615 | 22.2777 | 26.3616 | 43.6707 | 40.7496 | 39.9891 | 37.1635 | 43.4448 | 43.4992 | 42.738 | 43.5225
QLD1 | Grid Battery | 5.0437e-08 | 0.019364 | 0.02182 | 0.025828 | 0.026172 | 0.024426 | 0.022746 | 0.021229 | 0.019357 | 0.018853 | 0.017456 | 0.01699 | 0.16888 | 0.16727 | 0.1587 | 0.15137 | 1.8698 | 1.7923 | 1.7182 | 1.6573 | 1.615 | 1.5264 | 1.4607 | 1.3996 | 1.3242 | 2.1025 | 2.0859 | 1.9874 | 1.8189
QLD1 | Pumped Hydro | 220.1725 | 636.8452 | 883.5841 | 3215.1985 | 3173.969 | 2526.537 | 2504.688 | 3232.8285 | 2478.2175 | 2478.4232 | 2234.846 | 2815.755 | 2426.403 | 2184.2088 | 2301.443 | 2100.995 | 1301.9085 | 1271.0403 | 1257.0088 | 1275.3542 | 1524.5958 | 1253.2397 | 915.4684 | 1012.4082 | 863.1987 | 695.7174 | 614.2912 | 520.9455 | 182.8833
QLD1 | VPP | 0.062739 | 0.10357 | 0.15472 | 0.28861 | 0.44171 | 0.57233 | 0.72299 | 0.89091 | 1.0191 | 1.2262 | 1.436 | 1.711 | 1.7851 | 1.923 | 2.0191 | 2.0687 | 1.589 | 1.6672 | 1.7209 | 1.8071 | 1.9545 | 1.9853 | 1.9973 | 1.9974 | 1.7908 | 1.4492 | 1.5667 | 1.5266 | 0.91921
Total excluding storage |  | 184060.1 | 165692.0282 | 168563.148 | 155688.6653 | 149284.0398 | 136442.4064 | 122442.7903 | 118594.6745 | 105029.8348 | 97151.152 | 92142.5959 | 97328.485 | 97863.3257 | 88847.7925 | 82942.088 | 74030.9289 | 65797.731 | 62331.0393 | 55384.0194 | 52309.3508 | 48664.5209 | 43149.3347 | 36218.6367 | 29891.6869 | 22383.9361 | 18367.6083 | 16298.6158 | 15685.9488 | 12359.324
Region | Technology | 2021-22 | 2022-23 | 2023-24 | 2024-25 | 2025-26 | 2026-27 | 2027-28 | 2028-29 | 2029-30 | 2030-31 | 2031-32 | 2032-33 | 2033-34 | 2034-35 | 2035-36 | 2036-37 | 2037-38 | 2038-39 | 2039-40 | 2040-41 | 2041-42 | 2042-43 | 2043-44 | 2044-45 | 2045-46 | 2046-47 | 2047-48 | 2048-49 | 2049-50
VIC1 | Black Coal | 0 | 0 | 0 | 0 | 0 | 0 | 0 | 0 | 0 | 0 | 0 | 0 | 0 | 0 | 0 | 0 | 0 | 0 | 0 | 0 | 0 | 0 | 0 | 0 | 0 | 0 | 0 | 0 | 0
VIC1 | Brown Coal | 117898.9875 | 106307.3535 | 103081.2585 | 71690.0067 | 69674.1713 | 66338.3312 | 61224.4457 | 58443.643 | 54556.4157 | 54991.1097 | 51458.4296 | 48417.458 | 47742.164 | 43751.117 | 43551.5885 | 39178.7235 | 34691.142 | 33402.447 | 27093.5836 | 26826.0945 | 28565.4985 | 27430.2825 | 25130.7423 | 22703.0127 | 21693.2559 | 22133.9059 | 13798.9689 | 0 | 0
VIC1 | CCGT | 5.5157e-05 | 5.2023e-05 | 5.2124e-05 | 6.0524e-05 | 5.8374e-05 | 5.5143e-05 | 5.5876e-05 | 5.9288e-05 | 5.5857e-05 | 5.3263e-05 | 5.3499e-05 | 8.6049e-05 | 8.2727e-05 | 7.9354e-05 | 7.3839e-05 | 7.0971e-05 | 0.00010212 | 9.9449e-05 | 0.00011143 | 0.00010399 | 0.00010822 | 0.00010656 | 0.00010406 | 9.7327e-05 | 9.6011e-05 | 9.3603e-05 | 9.7508e-05 | 0.0002772 | 0.00025867
VIC1 | Gas - Steam | 16.8597 | 6.1723 | 19.0435 | 42.6364 | 13.9868 | 29.5721 | 18.923 | 47.8342 | 1.5642 | 9.3649 | 1.6942 | 64.4624 | 44.2206 | 61.8409 | 80.693 | 80.1136 | 154.1266 | 200.1327 | 0 | 0 | 0 | 0 | 0 | 0 | 0 | 0 | 0 | 0 | 0
VIC1 | OCGT / Diesel | 71.5053 | 0.0002121 | 78.7482 | 58.6352 | 21.7692 | 111.4302 | 75.4728 | 77.2322 | 0.00025054 | 0.00024011 | 0.00024385 | 258.0736 | 139.2033 | 134.5702 | 197.2544 | 100.8301 | 394.2293 | 240.3391 | 1725.5961 | 1077.7366 | 648.3762 | 329.0869 | 1690.92 | 597.6858 | 528.0222 | 435.8973 | 217.8215 | 2368.7145 | 2789.2157
VIC1 | Hydro | 18795.7851 | 17972.288 | 15619.8746 | 18428.014 | 17897.9131 | 16243.5234 | 15637.4938 | 18896.7704 | 14911.2127 | 12164.1644 | 11615.2915 | 10011.3613 | 11906.1478 | 11567.382 | 10514.4008 | 10042.1633 | 12174.3734 | 9655.5852 | 7875.0245 | 7512.1162 | 6510.1449 | 7665.1737 | 7514.5913 | 6790.0116 | 6501.2628 | 7858.1983 | 6230.5658 | 5067.3967 | 4854.7099
VIC1 | Wind | 27224.0354 | 33178.2774 | 27185.5009 | 26847.47 | 26339.4406 | 25912.1344 | 25421.9204 | 21954.246 | 21138.7535 | 19514.0345 | 20908.8968 | 17324.6082 | 16779.9549 | 15903.605 | 15708.5016 | 15137.0793 | 11916.266 | 11248.7534 | 9436.0696 | 9408.5396 | 7842.7422 | 7246.9753 | 5632.2466 | 5169.4102 | 2705.2409 | 2181.2796 | 1891.1968 | 1576.3688 | 526.6377
VIC1 | Solar PV | 2.475 | 2.3463 | 2.3241 | 2.1268 | 1.9257 | 1.9333 | 1.8872 | 1.6859 | 1.6682 | 1.623 | 1.5408 | 1.5266 | 1.3939 | 1.2627 | 1.274 | 1.2356 | 1.1051 | 1.0918 | 5.9456 | 13.4286 | 16.5863 | 13.9999 | 13.6003 | 12.9726 | 12.7191 | 12.6266 | 11.9493 | 12.5734 | 14.1942
VIC1 | Grid Battery | 0.10356 | 0.14521 | 0.14454 | 0.16115 | 0.15163 | 0.14401 | 0.133 | 0.11566 | 0.10185 | 0.096941 | 0.089944 | 0.090322 | 0.066709 | 0.058868 | 0.06072 | 0.058002 | 0.050397 | 0.046511 | 0.23272 | 0.22161 | 0.57908 | 0.52475 | 0.49468 | 0.50386 | 0.47018 | 0.44126 | 0.41687 | 0.38628 | 0.35311
VIC1 | Pumped Hydro | 0 | 0 | 9.2853e-08 | 1.1189e-07 | 1.0599e-07 | 1.0791e-07 | 1.016e-07 | 1.0616e-07 | 1.0008e-07 | 9.9077e-08 | 1.0063e-07 | 2.5497e-07 | 2.3216e-07 | 2.1643e-07 | 2.2151e-07 | 2.1008e-07 | 0.12237 | 0.11656 | 0.30367 | 0.29301 | 1.0866 | 1.0022 | 0.92681 | 0.99551 | 0.94118 | 0.85837 | 0.81828 | 1.4161 | 1.2827
VIC1 | VPP | 0.093353 | 0.15402 | 0.21964 | 0.38283 | 0.54757 | 0.73448 | 0.93716 | 1.1814 | 1.3913 | 1.6399 | 1.984 | 2.4019 | 2.5576 | 2.5601 | 2.7852 | 2.866 | 2.7489 | 2.6733 | 2.6536 | 2.7244 | 2.7433 | 2.7159 | 2.5899 | 2.8055 | 2.6753 | 2.5584 | 2.4827 | 2.4075 | 1.9338
Total excluding storage |  | 164009.6481 | 157466.4377 | 145986.7499 | 117068.889 | 113949.2066 | 108636.9248 | 102380.1429 | 99421.4118 | 90609.6145 | 86680.2967 | 83985.8532 | 76077.4902 | 76613.0847 | 71419.7779 | 70053.7123 | 64540.1455 | 59331.2425 | 54748.3494 | 46136.2196 | 44837.9157 | 43583.3482 | 42685.5184 | 39982.1005 | 35273.0929 | 31440.501 | 32621.9077 | 22150.5024 | 9025.0538 | 8184.7579
Region | Technology | 2021-22 | 2022-23 | 2023-24 | 2024-25 | 2025-26 | 2026-27 | 2027-28 | 2028-29 | 2029-30 | 2030-31 | 2031-32 | 2032-33 | 2033-34 | 2034-35 | 2035-36 | 2036-37 | 2037-38 | 2038-39 | 2039-40 | 2040-41 | 2041-42 | 2042-43 | 2043-44 | 2044-45 | 2045-46 | 2046-47 | 2047-48 | 2048-49 | 2049-50
SA1 | Black Coal | 0 | 0 | 0 | 0 | 0 | 0 | 0 | 0 | 0 | 0 | 0 | 0 | 0 | 0 | 0 | 0 | 0 | 0 | 0 | 0 | 0 | 0 | 0 | 0 | 0 | 0 | 0 | 0 | 0
SA1 | Brown Coal | 0 | 0 | 0 | 0 | 0 | 0 | 0 | 0 | 0 | 0 | 0 | 0 | 0 | 0 | 0 | 0 | 0 | 0 | 0 | 0 | 0 | 0 | 0 | 0 | 0 | 0 | 0 | 0 | 0
SA1 | CCGT | 7747.0544 | 7360.7718 | 3624.1713 | 2727.4333 | 2579.5993 | 2463.3323 | 2345.7246 | 2257.4879 | 2140.2651 | 2039.8727 | 1940.5756 | 3616.6371 | 3895.6789 | 4306.2126 | 2249.4149 | 2654.6653 | 0.00011847 | 0.00011423 | 0.00011638 | 0.00010821 | 0.00013946 | 0.0001376 | 0.00014169 | 0.00012647 | 0.00012486 | 0.00012183 | 0.00011761 | 0.00014302 | 0.00013281
SA1 | Gas - Steam | 1436.942 | 1412.6232 | 1299.765 | 157.9805 | 148.67 | 141.8346 | 134.1672 | 129.8371 | 122.8373 | 117.1605 | 111.4592 | 271.7991 | 222.3524 | 563.0313 | 0 | 0 | 0 | 0 | 0 | 0 | 0 | 0 | 0 | 0 | 0 | 0 | 0 | 0 | 0
SA1 | OCGT / Diesel | 478.2244 | 243.1275 | 924.172 | 153.0654 | 89.043 | 225.4073 | 107.473 | 274.4836 | 14.2396 | 30.9954 | 38.3846 | 1199.7071 | 1044.9061 | 2048.3681 | 965.8985 | 939.6888 | 2586.8537 | 3023.3815 | 3308.8083 | 2969.1581 | 2547.9686 | 3305.064 | 3739.139 | 599.873 | 461.5914 | 655.9104 | 885.5307 | 1214.7315 | 1179.9824
SA1 | Hydro | 0 | 0 | 0 | 0 | 0 | 0 | 0 | 0 | 0 | 0 | 0 | 0 | 0 | 0 | 0 | 0 | 0 | 0 | 0 | 0 | 0 | 0 | 0 | 0 | 0 | 0 | 0 | 0 | 0
SA1 | Wind | 15792.5491 | 17014.1309 | 14363.1668 | 15151.3453 | 14174.2414 | 14795.3681 | 13976.5357 | 12582.1258 | 11258.7234 | 10368.915 | 10445.758 | 8463.5112 | 7974.2698 | 7186.2666 | 6767.5208 | 5752.1198 | 4840.5497 | 4436.7266 | 3284.9207 | 3068.3409 | 2742.6922 | 2556.172 | 1744.8467 | 1885.1861 | 1173.6706 | 926.9385 | 893.215 | 740.8005 | 590.4412
SA1 | Solar PV | 0.88216 | 0.98022 | 0.94193 | 0.86505 | 0.80469 | 0.78615 | 0.77342 | 0.70164 | 0.69789 | 0.67175 | 0.64397 | 0.62414 | 0.56711 | 0.52772 | 0.51627 | 0.50631 | 1.0857 | 1.0215 | 1.9861 | 3.8265 | 4.5212 | 4.283 | 5.8925 | 5.3863 | 5.1653 | 4.4005 | 4.0812 | 3.5713 | 3.6336
SA1 | Grid Battery | 0.093641 | 0.088685 | 0.093037 | 0.093637 | 0.087064 | 0.079551 | 0.072566 | 0.066339 | 0.057862 | 0.053902 | 0.049784 | 0.048881 | 0.045199 | 0.032364 | 0.032422 | 0.031012 | 0.47651 | 0.45187 | 0.6331 | 0.58564 | 0.82256 | 0.78123 | 0.74176 | 0.71923 | 0.69425 | 0.63174 | 0.59341 | 0.55844 | 0.48918
SA1 | Pumped Hydro | 0 | 0 | 7.4787e-08 | 6.9287e-08 | 6.5407e-08 | 6.553e-08 | 6.3544e-08 | 6.5902e-08 | 6.3206e-08 | 6.356e-08 | 6.3308e-08 | 9.4605e-08 | 8.8408e-08 | 8.3334e-08 | 9.3121e-08 | 9.415e-08 | 1.2582e-07 | 1.2078e-07 | 1.1805e-07 | 1.1492e-07 | 1.5236e-07 | 1.4421e-07 | 1.3796e-07 | 1.5785e-07 | 1.4833e-07 | 1.3822e-07 | 1.3287e-07 | 1.287e-07 | 1.2371e-07
SA1 | VPP | 0.096405 | 0.16051 | 0.21052 | 0.2584 | 0.32741 | 0.41878 | 0.49785 | 0.57812 | 0.59955 | 0.67682 | 0.77445 | 0.88124 | 0.9164 | 0.90961 | 0.96497 | 0.95882 | 0.81805 | 0.80245 | 0.80666 | 0.77474 | 0.79144 | 0.77846 | 0.7648 | 0.78251 | 0.75569 | 0.69943 | 0.67271 | 0.63598 | 0.47004
Total excluding storage |  | 25455.6519 | 26031.6336 | 20212.217 | 18190.6895 | 16992.3583 | 17626.7284 | 16564.6739 | 15244.6359 | 13536.7633 | 12557.6154 | 12536.8213 | 13552.2786 | 13137.7743 | 14104.4063 | 9983.3505 | 9346.9802 | 7428.4892 | 7461.1297 | 6595.7153 | 6041.3256 | 5295.1821 | 5865.5192 | 5489.8783 | 2490.4456 | 1640.4274 | 1587.2496 | 1782.827 | 1959.1034 | 1774.0574
Region | Technology | 2021-22 | 2022-23 | 2023-24 | 2024-25 | 2025-26 | 2026-27 | 2027-28 | 2028-29 | 2029-30 | 2030-31 | 2031-32 | 2032-33 | 2033-34 | 2034-35 | 2035-36 | 2036-37 | 2037-38 | 2038-39 | 2039-40 | 2040-41 | 2041-42 | 2042-43 | 2043-44 | 2044-45 | 2045-46 | 2046-47 | 2047-48 | 2048-49 | 2049-50
TAS1 | Black Coal | 0 | 0 | 0 | 0 | 0 | 0 | 0 | 0 | 0 | 0 | 0 | 0 | 0 | 0 | 0 | 0 | 0 | 0 | 0 | 0 | 0 | 0 | 0 | 0 | 0 | 0 | 0 | 0 | 0
TAS1 | Brown Coal | 0 | 0 | 0 | 0 | 0 | 0 | 0 | 0 | 0 | 0 | 0 | 0 | 0 | 0 | 0 | 0 | 0 | 0 | 0 | 0 | 0 | 0 | 0 | 0 | 0 | 0 | 0 | 0 | 0
TAS1 | CCGT | 5.0014e-05 | 4.7167e-05 | 4.5941e-05 | 4.3854e-05 | 4.1461e-05 | 3.9945e-05 | 3.9463e-05 | 3.879e-05 | 3.8388e-05 | 3.6975e-05 | 3.4922e-05 | 3.4463e-05 | 3.3387e-05 | 3.2774e-05 | 3.2468e-05 | 3.206e-05 | 3.1967e-05 | 3.1749e-05 | 3.2903e-05 | 3.1628e-05 | 3.1712e-05 | 3.137e-05 | 3.1361e-05 | 3.1193e-05 | 3.0975e-05 | 3.0954e-05 | 3.0944e-05 | 3.1248e-05 | 3.0608e-05
TAS1 | Gas - Steam | 0 | 0 | 0 | 0 | 0 | 0 | 0 | 0 | 0 | 0 | 0 | 0 | 0 | 0 | 0 | 0 | 0 | 0 | 0 | 0 | 0 | 0 | 0 | 0 | 0 | 0 | 0 | 0 | 0
TAS1 | OCGT / Diesel | 6.189e-05 | 5.7213e-05 | 5.7296e-05 | 5.5394e-05 | 5.1566e-05 | 5.2178e-05 | 5.1444e-05 | 5.0906e-05 | 5.1073e-05 | 4.9847e-05 | 4.5374e-05 | 1.3606 | 4.4426e-05 | 4.3818e-05 | 4.3296e-05 | 4.2536e-05 | 4.2958e-05 | 4.1633e-05 | 4.2095e-05 | 2.7826e-05 | 0.22254 | 2.7369e-05 | 2.7153e-05 | 2.7584e-05 | 2.6497e-05 | 2.7049e-05 | 2.6889e-05 | 0.81657 | 2.6342e-05
TAS1 | Hydro | 53511.1598 | 51758.9163 | 51391.1525 | 57931.891 | 59172.7876 | 50385.7509 | 47931.038 | 46957.1913 | 40802.8146 | 36874.0429 | 32168.342 | 30788.9134 | 28300.4802 | 24406.723 | 21497.1392 | 18541.8379 | 18671.2577 | 17140.7812 | 16286.4142 | 13188.6675 | 14065.9864 | 12726.6518 | 11271.4853 | 10483.0867 | 9478.2359 | 10138.2045 | 8969.7322 | 8938.4577 | 7636.3344
TAS1 | Wind | 3344.9436 | 3864.5274 | 3332.4717 | 3207.666 | 3265.5882 | 3175.1589 | 3107.411 | 2519.4576 | 2386.5384 | 2036.0393 | 2322.7342 | 1918.604 | 1783.1509 | 1591.7682 | 1357.4316 | 1227.9943 | 820.8357 | 801.6588 | 608.7467 | 581.532 | 555.9569 | 518.1868 | 461.0096 | 374.9364 | 377.912 | 293.135 | 307.3595 | 258.9852 | 243.4753
TAS1 | Solar PV | 2.155e-08 | 3.443e-08 | 4.6263e-08 | 8.0192e-08 | 8.4837e-08 | 1.0716e-07 | 1.2256e-07 | 1.3602e-07 | 1.7921e-07 | 2.0463e-07 | 1.6156e-07 | 1.5468e-07 | 1.4973e-07 | 1.2399e-07 | 1.2605e-07 | 1.1481e-07 | 1.2011e-07 | 1.4828e-07 | 2.4141e-07 | 5.1432e-07 | 4.9183e-07 | 4.6942e-07 | 3.9535e-07 | 4.0226e-07 | 3.6612e-07 | 3.5306e-07 | 3.5434e-07 | 3.3072e-07 | 3.0612e-07
TAS1 | Grid Battery | 4.9882e-08 | 6.7214e-08 | 6.332e-08 | 7.2885e-08 | 1.0136e-07 | 9.7872e-08 | 1.1071e-07 | 1.2397e-07 | 1.3494e-07 | 1.3546e-07 | 1.6293e-07 | 1.7898e-07 | 1.7207e-07 | 1.6708e-07 | 1.7472e-07 | 1.7086e-07 | 1.8374e-07 | 1.8398e-07 | 2.3186e-07 | 2.2355e-07 | 2.079e-07 | 1.9849e-07 | 2.0547e-07 | 2.1114e-07 | 2.0819e-07 | 2.0938e-07 | 2.1195e-07 | 2.4061e-07 | 2.2538e-07
TAS1 | Pumped Hydro | 0 | 0 | 1.7955e-07 | 1.8049e-07 | 2.0128e-07 | 2.0064e-07 | 2.0162e-07 | 2.0411e-07 | 2.0418e-07 | 2.0687e-07 | 2.3638e-07 | 2.5802e-07 | 2.482e-07 | 2.4316e-07 | 2.4532e-07 | 2.4843e-07 | 2.5162e-07 | 2.5099e-07 | 2.9152e-07 | 2.8096e-07 | 2.7009e-07 | 2.612e-07 | 2.6538e-07 | 2.6769e-07 | 2.6406e-07 | 2.6249e-07 | 2.6388e-07 | 2.8284e-07 | 2.7317e-07
TAS1 | VPP | 0.0023107 | 0.0072119 | 0.0046007 | 0.0080502 | 0.013613 | 0.021592 | 0.026885 | 0.033319 | 0.042812 | 0.049619 | 0.091837 | 0.11211 | 0.12029 | 0.14391 | 0.15881 | 0.17944 | 0.17584 | 0.17601 | 0.17432 | 0.19393 | 0.19044 | 0.19788 | 0.18736 | 0.18811 | 0.19218 | 0.17822 | 0.16985 | 0.16258 | 0.14777
Total excluding storage |  | 56856.1035 | 55623.4439 | 54723.6244 | 61139.5572 | 62438.3759 | 53560.9099 | 51038.4491 | 49476.649 | 43189.3531 | 38910.0823 | 34491.0762 | 32708.878 | 30083.6312 | 25998.4913 | 22854.5709 | 19769.8323 | 19492.0935 | 17942.4401 | 16895.1611 | 13770.1996 | 14622.1659 | 13244.8386 | 11732.4949 | 10858.0232 | 9856.1479 | 10431.3395 | 9277.0918 | 9198.2595 | 7879.8098
Explicitly modelled pumping
Region | Technology | 2021-22 | 2022-23 | 2023-24 | 2024-25 | 2025-26 | 2026-27 | 2027-28 | 2028-29 | 2029-30 | 2030-31 | 2031-32 | 2032-33 | 2033-34 | 2034-35 | 2035-36 | 2036-37 | 2037-38 | 2038-39 | 2039-40 | 2040-41 | 2041-42 | 2042-43 | 2043-44 | 2044-45 | 2045-46 | 2046-47 | 2047-48 | 2048-49 | 2049-50
NEM | Grid Battery pump | 0.24275 | 0.31344 | 0.3194 | 0.34689 | 0.32659 | 0.30615 | 0.2825 | 0.25028 | 0.22108 | 0.20951 | 0.19447 | 0.19254 | 0.1575 | 0.13101 | 0.13255 | 0.1267 | 0.10783 | 0.1005 | 0.09872 | 0.079734 | 0.044531 | 0.02425 | 0.022692 | 0.023284 | 0.022312 | 0.019386 | 0.018437 | 0.017291 | 0.014023
NEM | Pumped Hydro Pump | 1221.4412 | 3813.0087 | 4740.5418 | 12127.6852 | 8436.991 | 8035.8652 | 9214.5609 | 11665.3783 | 8726.9519 | 9227.4453 | 9403.6626 | 13075.8173 | 11380.5867 | 9701.4903 | 11539.8793 | 10148.3182 | 8518.3139 | 7533.0156 | 7944.4202 | 8038.2494 | 7766.8892 | 7612.3525 | 7315.7177 | 7392.4055 | 7650.0936 | 6248.6692 | 5342.9328 | 5676.1053 | 3946.0927
NEM | VPP pump | 0.47015 | 0.81459 | 1.0769 | 1.8007 | 2.5664 | 3.3383 | 4.197 | 5.0212 | 5.695 | 6.6438 | 7.7728 | 9.1244 | 9.6838 | 9.828 | 10.4929 | 10.7613 | 9.7324 | 9.6257 | 9.7466 | 9.9084 | 10.1903 | 10.2725 | 10.0262 | 10.4582 | 9.9165 | 9.1002 | 8.9806 | 8.8569 | 6.7372
Region | Technology | 2021-22 | 2022-23 | 2023-24 | 2024-25 | 2025-26 | 2026-27 | 2027-28 | 2028-29 | 2029-30 | 2030-31 | 2031-32 | 2032-33 | 2033-34 | 2034-35 | 2035-36 | 2036-37 | 2037-38 | 2038-39 | 2039-40 | 2040-41 | 2041-42 | 2042-43 | 2043-44 | 2044-45 | 2045-46 | 2046-47 | 2047-48 | 2048-49 | 2049-50
NSW1 | Grid Battery pump | 0 | 0 | 0 | 0 | 0 | 0 | 0 | 0 | 0 | 0 | 0 | 0 | 0 | 0 | 0 | 0 | 0 | 0 | 0 | 0 | 0 | 0 | 0 | 0 | 0 | 0 | 0 | 0 | 0
NSW1 | Pumped Hydro Pump | 916.1133 | 2882.9051 | 3490.4922 | 7541.5207 | 3897.1825 | 4431.476 | 5630.1487 | 7052.7623 | 5186.3677 | 5686.1458 | 6204.3081 | 9059.9778 | 7914.0839 | 6579.6315 | 8253.2435 | 7146.692 | 6649.7234 | 5728.2106 | 6149.802 | 6208.8333 | 5590.432 | 5826.6635 | 6019.6907 | 5950.0489 | 6420.5167 | 5251.517 | 4473.9798 | 4930.1384 | 3694.3666
NSW1 | VPP pump | 0.17036 | 0.313 | 0.38451 | 0.69605 | 1.0021 | 1.2831 | 1.6217 | 1.8685 | 2.1034 | 2.4172 | 2.7198 | 3.126 | 3.3552 | 3.3108 | 3.5222 | 3.6158 | 3.4542 | 3.362 | 3.4573 | 3.4214 | 3.5238 | 3.5768 | 3.5207 | 3.6665 | 3.5368 | 3.3615 | 3.2163 | 3.2949 | 2.6598
Region | Technology | 2021-22 | 2022-23 | 2023-24 | 2024-25 | 2025-26 | 2026-27 | 2027-28 | 2028-29 | 2029-30 | 2030-31 | 2031-32 | 2032-33 | 2033-34 | 2034-35 | 2035-36 | 2036-37 | 2037-38 | 2038-39 | 2039-40 | 2040-41 | 2041-42 | 2042-43 | 2043-44 | 2044-45 | 2045-46 | 2046-47 | 2047-48 | 2048-49 | 2049-50
QLD1 | Grid Battery pump | 0 | 0.023898 | 0.026858 | 0.031888 | 0.032331 | 0.030137 | 0.028097 | 0.026196 | 0.023898 | 0.023276 | 0.021608 | 0.02092 | 0.019417 | 0.018384 | 0.017555 | 0.016799 | 0.013 | 0.01249 | 0.012336 | 0 | 0 | 0 | 0 | 0 | 0 | 0 | 0 | 0 | 0
QLD1 | Pumped Hydro Pump | 305.3279 | 930.1036 | 1250.0496 | 4586.1645 | 4539.8085 | 3604.3892 | 3584.4122 | 4612.616 | 3540.5842 | 3541.2995 | 3199.3545 | 4015.8395 | 3466.5028 | 3121.8588 | 3286.6358 | 3001.6262 | 1868.5905 | 1804.805 | 1794.6182 | 1829.4161 | 2176.4572 | 1785.689 | 1296.027 | 1442.3566 | 1229.5769 | 997.1522 | 868.953 | 745.9669 | 251.7261
QLD1 | VPP pump | 0.073814 | 0.1222 | 0.18169 | 0.33956 | 0.52004 | 0.67299 | 0.85148 | 1.0473 | 1.199 | 1.4426 | 1.6935 | 2.009 | 2.1001 | 2.2657 | 2.3722 | 2.4338 | 1.8754 | 1.9557 | 2.0247 | 2.1297 | 2.2959 | 2.339 | 2.3507 | 2.3482 | 2.1048 | 1.7089 | 1.8395 | 1.8024 | 1.0752
Region | Technology | 2021-22 | 2022-23 | 2023-24 | 2024-25 | 2025-26 | 2026-27 | 2027-28 | 2028-29 | 2029-30 | 2030-31 | 2031-32 | 2032-33 | 2033-34 | 2034-35 | 2035-36 | 2036-37 | 2037-38 | 2038-39 | 2039-40 | 2040-41 | 2041-42 | 2042-43 | 2043-44 | 2044-45 | 2045-46 | 2046-47 | 2047-48 | 2048-49 | 2049-50
VIC1 | Grid Battery pump | 0.12743 | 0.17979 | 0.17794 | 0.1993 | 0.18687 | 0.1778 | 0.1646 | 0.14239 | 0.12575 | 0.11969 | 0.11138 | 0.11118 | 0.082372 | 0.072668 | 0.074966 | 0.071611 | 0.062222 | 0.057625 | 0.056818 | 0.053035 | 0.018446 | 0 | 0 | 0 | 0 | 0 | 0 | 0 | 0
VIC1 | Pumped Hydro Pump | 0 | 0 | 0 | 0 | 0 | 0 | 0 | 0 | 0 | 0 | 0 | 0 | 0 | 0 | 0 | 0 | 0 | 0 | 0 | 0 | 0 | 0 | 0 | 0 | 0 | 0 | 0 | 0 | 0
VIC1 | VPP pump | 0.10983 | 0.18162 | 0.258 | 0.45111 | 0.64352 | 0.86412 | 1.105 | 1.3875 | 1.6369 | 1.9293 | 2.3402 | 2.8199 | 3.0093 | 3.0118 | 3.2769 | 3.3719 | 3.2341 | 3.1541 | 3.1133 | 3.2146 | 3.2184 | 3.2049 | 3.0375 | 3.3008 | 3.1571 | 3.0005 | 2.9303 | 2.8233 | 2.2753
Region | Technology | 2021-22 | 2022-23 | 2023-24 | 2024-25 | 2025-26 | 2026-27 | 2027-28 | 2028-29 | 2029-30 | 2030-31 | 2031-32 | 2032-33 | 2033-34 | 2034-35 | 2035-36 | 2036-37 | 2037-38 | 2038-39 | 2039-40 | 2040-41 | 2041-42 | 2042-43 | 2043-44 | 2044-45 | 2045-46 | 2046-47 | 2047-48 | 2048-49 | 2049-50
SA1 | Grid Battery pump | 0.11532 | 0.10976 | 0.1146 | 0.11571 | 0.10739 | 0.098215 | 0.089801 | 0.081694 | 0.071438 | 0.066549 | 0.061476 | 0.060438 | 0.055705 | 0.039957 | 0.040028 | 0.038287 | 0.032613 | 0.030389 | 0.029566 | 0.026699 | 0.026085 | 0.02425 | 0.022692 | 0.023284 | 0.022312 | 0.019386 | 0.018437 | 0.017291 | 0.014023
SA1 | Pumped Hydro Pump | 0 | 0 | 0 | 0 | 0 | 0 | 0 | 0 | 0 | 0 | 0 | 0 | 0 | 0 | 0 | 0 | 0 | 0 | 0 | 0 | 0 | 0 | 0 | 0 | 0 | 0 | 0 | 0 | 0
SA1 | VPP pump | 0.11342 | 0.18924 | 0.24728 | 0.3044 | 0.38481 | 0.4927 | 0.58699 | 0.6789 | 0.70538 | 0.7963 | 0.91126 | 1.0371 | 1.0778 | 1.0702 | 1.1353 | 1.1281 | 0.96247 | 0.9469 | 0.94629 | 0.91431 | 0.92836 | 0.91849 | 0.89723 | 0.92145 | 0.89102 | 0.82022 | 0.79406 | 0.74568 | 0.55305
Region | Technology | 2021-22 | 2022-23 | 2023-24 | 2024-25 | 2025-26 | 2026-27 | 2027-28 | 2028-29 | 2029-30 | 2030-31 | 2031-32 | 2032-33 | 2033-34 | 2034-35 | 2035-36 | 2036-37 | 2037-38 | 2038-39 | 2039-40 | 2040-41 | 2041-42 | 2042-43 | 2043-44 | 2044-45 | 2045-46 | 2046-47 | 2047-48 | 2048-49 | 2049-50
TAS1 | Grid Battery pump | 0 | 0 | 0 | 0 | 0 | 0 | 0 | 0 | 0 | 0 | 0 | 0 | 0 | 0 | 0 | 0 | 0 | 0 | 0 | 0 | 0 | 0 | 0 | 0 | 0 | 0 | 0 | 0 | 0
TAS1 | Pumped Hydro Pump | 0 | 0 | 0 | 0 | 0 | 0 | 0 | 0 | 0 | 0 | 0 | 0 | 0 | 0 | 0 | 0 | 0 | 0 | 0 | 0 | 0 | 0 | 0 | 0 | 0 | 0 | 0 | 0 | 0
TAS1 | VPP pump | 0.0027191 | 0.0085299 | 0.0053778 | 0.0095496 | 0.015943 | 0.025398 | 0.031866 | 0.038962 | 0.050372 | 0.058379 | 0.10805 | 0.13242 | 0.14149 | 0.16942 | 0.18626 | 0.21173 | 0.20627 | 0.20708 | 0.20509 | 0.22837 | 0.22385 | 0.23327 | 0.22014 | 0.22116 | 0.22672 | 0.20906 | 0.20044 | 0.19068 | 0.17385

## BaseCase_FOM Cost
FOM cost by technology ($000s) - Base Case, Fast Change Scenario
FOM | Real June 2020 dollars discounted to 1 July 2020. For new entrant capacity, the FOM is incurred annually in modelling. For existing capacity, FOM is considered to be a sunk cost, since the fixed retirement dates are assumed to be the same in the Base Case and the case with Marinus Link. As such, early retirements are presented as an annual FOM saving, or negative cost, that continues until the assumed fixed date retirement.
Explicitly modelled generation
Region | Technology | 2021-22 | 2022-23 | 2023-24 | 2024-25 | 2025-26 | 2026-27 | 2027-28 | 2028-29 | 2029-30 | 2030-31 | 2031-32 | 2032-33 | 2033-34 | 2034-35 | 2035-36 | 2036-37 | 2037-38 | 2038-39 | 2039-40 | 2040-41 | 2041-42 | 2042-43 | 2043-44 | 2044-45 | 2045-46 | 2046-47 | 2047-48 | 2048-49 | 2049-50
NEM | Black Coal | 0 | 0 | 0 | -103996.1448 | 107439.5948 | 137338.4334 | -53134.604 | -167624.7543 | -175177.6508 | -168337.2951 | 222199.9935 | 342545.6867 | 196057.6709 | -100335.0696 | -7088.8372 | -537.4352 | -0.00065372 | -0.00062378 | -0.0005968 | -0.00056788 | 239835.4415 | -1.9653e-06 | 0 | 0 | 0 | 0 | 0 | 0 | 0
NEM | Brown Coal | 0 | 0 | 0 | -153211.1144 | -157781.1139 | -159866.8412 | 151885.1016 | 434833.5768 | -105352.1641 | -68541.0552 | -32788.3739 | -0.0065415 | -0.0062419 | -0.005956 | -0.0056984 | -0.0054222 | 190672.8133 | 363063.5464 | -0.0047234 | -0.0044945 | -0.0042886 | -0.0040922 | -0.0039152 | -0.0037254 | -0.0035548 | -0.003392 | -0.0026191 | 0 | 0
NEM | CCGT | 0.00014737 | 0.00014171 | 0.0001491 | 0.00015882 | 0.00015155 | 0.00014461 | 0.0001398 | 0.0001477 | 0.00014094 | 0.00013448 | 0.00013728 | 0.00020551 | 0.0001961 | 0.00018712 | 0.00017961 | 0.00017315 | 0.00029227 | 0.00027954 | 0.00031146 | 0.00029636 | 0.00033356 | 0.00033531 | 0.00032814 | 0.00031515 | 0.00030134 | 0.00029485 | 0.00028605 | 0.00041203 | 0.00039355
NEM | Gas - Steam | 0 | 0 | 0 | 0 | 0 | 0 | 0 | 0 | 0 | 0 | 0 | 0 | 0 | 0 | 0 | 0 | 0 | 0 | 0 | 0 | 0 | 0 | 0 | 0 | 0 | 0 | 0 | 0 | 0
NEM | OCGT / Diesel | 0.00061713 | 0.00060633 | 0.00058474 | 0.0005564 | 0.00053092 | 0.0005066 | 0.00048469 | 0.00047493 | 0.00046711 | 0.00046754 | 0.00047193 | 0.0006556 | 0.00062557 | 0.00059692 | 0.0005741 | 0.00055423 | 0.00097399 | 0.00093395 | 1427.2361 | 1358.0583 | 2121.8292 | 2281.3812 | 2182.7144 | 8600.5963 | 9712.3499 | 14123.3328 | 13512.5165 | 16206.2018 | 15463.9331
NEM | Hydro | 0 | 0 | 0 | 0 | 0 | 0 | 0 | 0 | 0 | 0 | 0 | 0 | 0 | 0 | 0 | 0 | 0 | 0 | 0 | 0 | 0 | 0 | 0 | 0 | 0 | 0 | 0 | 0 | 0
NEM | Wind | 15317.6895 | 33773.4794 | 53738.8886 | 71822.2936 | 86894.7712 | 85640.93 | 106631.4644 | 124293.568 | 193785.0561 | 187131.9446 | 181164.5654 | 219890.3274 | 214592.9161 | 219023.0706 | 229760.3569 | 234852.9842 | 273264.6107 | 267493.9159 | 264630.7721 | 253252.1187 | 256561.8099 | 265061.3382 | 260964.7233 | 251197.5861 | 256548.2942 | 262001.4123 | 269752.6923 | 266953.3712 | 268261.5933
NEM | Solar PV | 0.00086474 | 0.0014529 | 0.0016032 | 0.0029217 | 2134.9303 | 15712.8794 | 19538.2452 | 24772.2993 | 61344.8446 | 58535.1573 | 56003.5859 | 53289.1087 | 50848.3864 | 48519.453 | 46421.0482 | 44171.0323 | 62232.215 | 64937.7399 | 68932.4168 | 77906.3344 | 81419.1874 | 112102.6503 | 108975.1912 | 103693.192 | 98943.8855 | 112161.6884 | 109050.0513 | 110136.6092 | 114662.5256
NEM | Grid Battery | 0.00075257 | 0.0010948 | 0.0010502 | 0.0012876 | 0.0017256 | 0.001757 | 0.0022027 | 0.0026629 | 0.038669 | 0.036956 | 0.03559 | 0.038764 | 962.6464 | 918.5557 | 878.8302 | 836.2336 | 18906.8112 | 18040.8504 | 22817.4001 | 21711.4466 | 29462.1064 | 28112.697 | 26896.8585 | 25593.1748 | 24420.9684 | 31065.8599 | 29722.3009 | 28281.6712 | 26986.3275
NEM | Pumped Hydro | 0 | 0 | 0.0013904 | 0.0015308 | 0.0015004 | 0.0014781 | 0.0014973 | 0.0015807 | 22893.9796 | 21845.4004 | 20900.6146 | 19887.5683 | 18976.6878 | 18107.5265 | 17324.399 | 16484.6899 | 19244.0501 | 18362.6432 | 18096.34 | 17219.2151 | 18761.6131 | 24853.1087 | 23778.2433 | 22755.9792 | 21713.7206 | 21761.8969 | 20820.7225 | 21874.6644 | 26289.1971
NEM | VPP | 0 | 0 | 0 | 0 | 0 | 0 | 0 | 0 | 0 | 0 | 0 | 0 | 0 | 0 | 0 | 0 | 0 | 0 | 0 | 0 | 0 | 0 | 0 | 0 | 0 | 0 | 0 | 0 | 0
Total excluding storage |  | 15317.6912 | 33773.4816 | 53738.891 | -185384.962 | 38688.183 | 78825.4023 | 224920.2077 | 416274.6905 | -25399.9135 | 8788.7522 | 426579.7716 | 615725.1171 | 461498.968 | 167207.4489 | 269092.5629 | 278486.5765 | 526169.6396 | 695495.2028 | 334990.4199 | 332516.5067 | 579938.2641 | 379445.366 | 372122.6254 | 363491.371 | 365204.5264 | 388286.4304 | 392315.2579 | 393296.1827 | 398388.0523
Region | Technology | 2021-22 | 2022-23 | 2023-24 | 2024-25 | 2025-26 | 2026-27 | 2027-28 | 2028-29 | 2029-30 | 2030-31 | 2031-32 | 2032-33 | 2033-34 | 2034-35 | 2035-36 | 2036-37 | 2037-38 | 2038-39 | 2039-40 | 2040-41 | 2041-42 | 2042-43 | 2043-44 | 2044-45 | 2045-46 | 2046-47 | 2047-48 | 2048-49 | 2049-50
NSW1 | Black Coal | 0 | 0 | 0 | -28115.1754 | 179844.9963 | -108182.257 | -103503.5114 | -98486.7231 | -109206.2471 | -105387.4824 | -101009.2742 | 238993.4314 | -50467.8411 | -48156.3369 | -0.00045965 | -0.00043737 | -0.00041734 | -0.00039822 | -0.000381 | -0.00036253 | -0.00034593 | 0 | 0 | 0 | 0 | 0 | 0 | 0 | 0
NSW1 | Brown Coal | 0 | 0 | 0 | 0 | 0 | 0 | 0 | 0 | 0 | 0 | 0 | 0 | 0 | 0 | 0 | 0 | 0 | 0 | 0 | 0 | 0 | 0 | 0 | 0 | 0 | 0 | 0 | 0 | 0
NSW1 | CCGT | 3.1926e-05 | 3.0464e-05 | 3.1709e-05 | 3.4807e-05 | 3.3213e-05 | 3.1692e-05 | 3.0321e-05 | 3.1629e-05 | 3.018e-05 | 2.8798e-05 | 2.9336e-05 | 5.1683e-05 | 4.9316e-05 | 4.7057e-05 | 4.5022e-05 | 4.284e-05 | 9.4408e-05 | 9.0084e-05 | 9.0269e-05 | 8.5894e-05 | 0.00010901 | 0.00010401 | 0.00010032 | 9.5455e-05 | 9.1083e-05 | 8.6912e-05 | 8.3153e-05 | 0.00011641 | 0.00011108
NSW1 | Gas - Steam | 0 | 0 | 0 | 0 | 0 | 0 | 0 | 0 | 0 | 0 | 0 | 0 | 0 | 0 | 0 | 0 | 0 | 0 | 0 | 0 | 0 | 0 | 0 | 0 | 0 | 0 | 0 | 0 | 0
NSW1 | OCGT / Diesel | 0.00012782 | 0.00012791 | 0.00012702 | 0.00012086 | 0.00011533 | 0.00011004 | 0.00010528 | 0.00010018 | 9.672e-05 | 9.638e-05 | 9.7283e-05 | 0.00014903 | 0.0001422 | 0.00013569 | 0.00012982 | 0.00012353 | 0.0003346 | 0.00031928 | 283.7924 | 270.0371 | 975.983 | 931.2814 | 891.0047 | 5656.3911 | 5397.3198 | 5150.1143 | 4927.3784 | 5531.1604 | 5277.8248
NSW1 | Hydro | 0 | 0 | 0 | 0 | 0 | 0 | 0 | 0 | 0 | 0 | 0 | 0 | 0 | 0 | 0 | 0 | 0 | 0 | 0 | 0 | 0 | 0 | 0 | 0 | 0 | 0 | 0 | 0 | 0
NSW1 | Wind | 0.0028364 | 19157.3659 | 36664.0477 | 52634.013 | 64340.9432 | 61394.0299 | 69208.0445 | 73514.1021 | 130367.7135 | 124396.6732 | 119016.6746 | 116094.3036 | 110777.0073 | 110466.0456 | 121221.9736 | 115368.1785 | 111395.0522 | 107495.7493 | 110030.6338 | 104697.4778 | 110335.2015 | 105281.688 | 100728.3884 | 95846.1096 | 96396.9495 | 91981.8225 | 99792.2807 | 94955.3773 | 90606.2761
NSW1 | Solar PV | 0.00020377 | 0.00042605 | 0.00044542 | 0.00088199 | 2134.9282 | 15712.8773 | 19538.2428 | 24772.2967 | 61344.8413 | 58535.1539 | 56003.5827 | 53289.1036 | 50848.3813 | 48519.4478 | 46421.0431 | 44171.0272 | 50280.1738 | 53533.1188 | 53185.4423 | 50607.5578 | 48289.6544 | 65235.2193 | 62413.8788 | 59388.6943 | 56668.6014 | 60044.89 | 59187.2379 | 62690.6184 | 65213.0802
NSW1 | Grid Battery | 0.00026063 | 0.00038085 | 0.00036438 | 0.00047632 | 0.00057525 | 0.00060905 | 0.00075032 | 0.00084783 | 0.036745 | 0.035067 | 0.033596 | 0.032747 | 0.031249 | 0.029818 | 0.028532 | 0.027149 | 1859.0537 | 1773.9062 | 4599.0199 | 4376.1066 | 8318.3693 | 7937.3753 | 7594.0939 | 7226.0101 | 6895.0478 | 6579.2441 | 6294.7002 | 5989.6001 | 5715.2673
NSW1 | Pumped Hydro | 0 | 0 | 0.00041182 | 0.00047696 | 0.00045511 | 0.00043561 | 0.00045221 | 0.00048146 | 22893.9785 | 21845.3993 | 20900.6135 | 19887.5664 | 18976.6855 | 18107.5243 | 17324.3968 | 16484.6878 | 15729.6645 | 15009.2218 | 14360.0924 | 13664.0625 | 13038.2276 | 12441.0568 | 11902.9969 | 11326.0617 | 10807.3108 | 10312.3195 | 9866.3247 | 9388.1065 | 8958.1169
NSW1 | VPP | 0 | 0 | 0 | 0 | 0 | 0 | 0 | 0 | 0 | 0 | 0 | 0 | 0 | 0 | 0 | 0 | 0 | 0 | 0 | 0 | 0 | 0 | 0 | 0 | 0 | 0 | 0 | 0 | 0
Total excluding storage |  | 0.0031999 | 19157.3665 | 36664.0483 | 24518.8387 | 246320.8679 | -31075.3496 | -14757.224 | -200.3242 | 82506.3079 | 77544.3448 | 74010.9833 | 408376.8389 | 111157.5476 | 110829.1567 | 167643.0164 | 159539.2054 | 161675.2261 | 161028.8681 | 163499.8683 | 155575.0724 | 159600.8386 | 171448.1888 | 164033.272 | 160891.1951 | 158462.8708 | 157176.8269 | 163906.8971 | 163177.1562 | 161097.1811
Region | Technology | 2021-22 | 2022-23 | 2023-24 | 2024-25 | 2025-26 | 2026-27 | 2027-28 | 2028-29 | 2029-30 | 2030-31 | 2031-32 | 2032-33 | 2033-34 | 2034-35 | 2035-36 | 2036-37 | 2037-38 | 2038-39 | 2039-40 | 2040-41 | 2041-42 | 2042-43 | 2043-44 | 2044-45 | 2045-46 | 2046-47 | 2047-48 | 2048-49 | 2049-50
QLD1 | Black Coal | 0 | 0 | 0 | -75880.9695 | -72405.4015 | 245520.6904 | 50368.9074 | -69138.0311 | -65971.4037 | -62949.8127 | 323209.2677 | 103552.2553 | 246525.512 | -52178.7327 | -7088.8368 | -537.4348 | -0.00023639 | -0.00022556 | -0.0002158 | -0.00020534 | 239835.4418 | -1.9653e-06 | 0 | 0 | 0 | 0 | 0 | 0 | 0
QLD1 | Brown Coal | 0 | 0 | 0 | 0 | 0 | 0 | 0 | 0 | 0 | 0 | 0 | 0 | 0 | 0 | 0 | 0 | 0 | 0 | 0 | 0 | 0 | 0 | 0 | 0 | 0 | 0 | 0 | 0 | 0
QLD1 | CCGT | 3.3968e-05 | 3.3493e-05 | 3.4092e-05 | 3.9561e-05 | 3.7749e-05 | 3.6021e-05 | 3.4463e-05 | 3.8197e-05 | 3.6448e-05 | 3.4779e-05 | 3.7123e-05 | 5.0224e-05 | 4.7923e-05 | 4.5728e-05 | 4.3751e-05 | 4.3266e-05 | 7.4626e-05 | 7.1208e-05 | 9.3963e-05 | 8.9408e-05 | 8.5313e-05 | 9.7866e-05 | 9.3633e-05 | 8.9095e-05 | 8.5014e-05 | 8.77e-05 | 8.3907e-05 | 7.984e-05 | 7.6183e-05
QLD1 | Gas - Steam | 0 | 0 | 0 | 0 | 0 | 0 | 0 | 0 | 0 | 0 | 0 | 0 | 0 | 0 | 0 | 0 | 0 | 0 | 0 | 0 | 0 | 0 | 0 | 0 | 0 | 0 | 0 | 0 | 0
QLD1 | OCGT / Diesel | 0.00012574 | 0.00012451 | 0.00011912 | 0.00011335 | 0.00010816 | 0.0001032 | 9.8741e-05 | 9.9671e-05 | 9.7338e-05 | 9.796e-05 | 9.9709e-05 | 0.00012447 | 0.00011877 | 0.00011333 | 0.00010843 | 0.00010726 | 0.00015234 | 0.00014536 | 1143.4429 | 1088.0205 | 1038.1875 | 1247.3719 | 1193.4247 | 1135.5797 | 2589.2425 | 7326.4746 | 7009.6138 | 6941.8164 | 6623.8706
QLD1 | Hydro | 0 | 0 | 0 | 0 | 0 | 0 | 0 | 0 | 0 | 0 | 0 | 0 | 0 | 0 | 0 | 0 | 0 | 0 | 0 | 0 | 0 | 0 | 0 | 0 | 0 | 0 | 0 | 0 | 0
QLD1 | Wind | 15317.6792 | 14616.1063 | 13983.9783 | 13306.1816 | 14131.8342 | 13484.5747 | 24518.3739 | 36018.1674 | 46964.0471 | 44813.0221 | 42874.9156 | 53962.495 | 54095.7425 | 51618.075 | 49385.6587 | 55322.2206 | 67082.4234 | 64009.946 | 61241.5969 | 58273.2326 | 60080.207 | 70717.9271 | 67659.4664 | 67261.7808 | 70688.6038 | 71260.1018 | 68178.1926 | 64873.6134 | 73903.171
QLD1 | Solar PV | 0.00027892 | 0.00045726 | 0.00049767 | 0.00086241 | 0.00086002 | 0.00088099 | 0.0010929 | 0.0010475 | 0.0017659 | 0.001685 | 0.0016121 | 0.0015385 | 0.0015145 | 0.0014451 | 0.0013826 | 0.0013156 | 11443.9658 | 10919.8147 | 10447.5466 | 13611.7486 | 17283.7095 | 31179.0367 | 29830.5829 | 28384.7023 | 27084.6396 | 35545.5224 | 34008.2236 | 32359.8538 | 33315.9804
QLD1 | Grid Battery | 0.00012793 | 0.00017404 | 0.00016652 | 0.00021579 | 0.00028073 | 0.00026788 | 0.00042779 | 0.00059212 | 0.00057339 | 0.00055557 | 0.00058044 | 0.0016967 | 962.611 | 918.5219 | 878.797 | 836.202 | 13950.3896 | 13311.4404 | 12735.7375 | 12118.4396 | 11563.3966 | 11033.7754 | 10556.5786 | 10044.904 | 9584.832 | 16909.2412 | 16177.938 | 15393.7975 | 14688.7381
QLD1 | Pumped Hydro | 0 | 0 | 0.00017969 | 0.00021475 | 0.00020911 | 0.00021059 | 0.00021833 | 0.00024978 | 0.00023834 | 0.00023679 | 0.00023582 | 0.00052223 | 0.00095035 | 0.00090682 | 0.00086901 | 0.00082777 | 3157.4339 | 3012.8186 | 2882.518 | 2742.8031 | 2650.0219 | 9479.453 | 9069.4787 | 8629.8834 | 8234.6216 | 8900.1611 | 8515.2404 | 8102.5089 | 13147.8273
QLD1 | VPP | 0 | 0 | 0 | 0 | 0 | 0 | 0 | 0 | 0 | 0 | 0 | 0 | 0 | 0 | 0 | 0 | 0 | 0 | 0 | 0 | 0 | 0 | 0 | 0 | 0 | 0 | 0 | 0 | 0
Total excluding storage |  | 15317.6797 | 14616.1069 | 13983.979 | -62574.7868 | -58273.5663 | 259005.2661 | 74887.2825 | -33119.8625 | -19007.3547 | -18136.7888 | 366084.1851 | 157514.752 | 300621.2562 | -560.6561 | 42296.8234 | 54784.7873 | 78526.3892 | 74929.7607 | 72832.5862 | 72973.0016 | 318237.5459 | 103144.3358 | 98683.474 | 96782.0628 | 100362.4859 | 114132.0988 | 109196.0301 | 104175.2837 | 113843.022
Region | Technology | 2021-22 | 2022-23 | 2023-24 | 2024-25 | 2025-26 | 2026-27 | 2027-28 | 2028-29 | 2029-30 | 2030-31 | 2031-32 | 2032-33 | 2033-34 | 2034-35 | 2035-36 | 2036-37 | 2037-38 | 2038-39 | 2039-40 | 2040-41 | 2041-42 | 2042-43 | 2043-44 | 2044-45 | 2045-46 | 2046-47 | 2047-48 | 2048-49 | 2049-50
VIC1 | Black Coal | 0 | 0 | 0 | 0 | 0 | 0 | 0 | 0 | 0 | 0 | 0 | 0 | 0 | 0 | 0 | 0 | 0 | 0 | 0 | 0 | 0 | 0 | 0 | 0 | 0 | 0 | 0 | 0 | 0
VIC1 | Brown Coal | 0 | 0 | 0 | -153211.1144 | -157781.1139 | -159866.8412 | 151885.1016 | 434833.5768 | -105352.1641 | -68541.0552 | -32788.3739 | -0.0065415 | -0.0062419 | -0.005956 | -0.0056984 | -0.0054222 | 190672.8133 | 363063.5464 | -0.0047234 | -0.0044945 | -0.0042886 | -0.0040922 | -0.0039152 | -0.0037254 | -0.0035548 | -0.003392 | -0.0026191 | 0 | 0
VIC1 | CCGT | 2.8152e-05 | 2.6862e-05 | 2.6846e-05 | 3.0735e-05 | 2.9327e-05 | 2.7984e-05 | 2.8222e-05 | 2.9511e-05 | 2.816e-05 | 2.687e-05 | 2.6948e-05 | 4.2769e-05 | 4.081e-05 | 3.8941e-05 | 3.7257e-05 | 3.5451e-05 | 5.0914e-05 | 4.8582e-05 | 5.515e-05 | 5.2477e-05 | 5.4556e-05 | 5.2057e-05 | 5.086e-05 | 5.0593e-05 | 4.8276e-05 | 4.6065e-05 | 4.7329e-05 | 0.00013196 | 0.00012592
VIC1 | Gas - Steam | 0 | 0 | 0 | 0 | 0 | 0 | 0 | 0 | 0 | 0 | 0 | 0 | 0 | 0 | 0 | 0 | 0 | 0 | 0 | 0 | 0 | 0 | 0 | 0 | 0 | 0 | 0 | 0 | 0
VIC1 | OCGT / Diesel | 0.00012067 | 0.00011771 | 0.00011262 | 0.00010716 | 0.00010225 | 9.757e-05 | 9.335e-05 | 9.1943e-05 | 9.1031e-05 | 9.0951e-05 | 9.1701e-05 | 0.00013786 | 0.00013154 | 0.00012552 | 0.00012009 | 0.00011427 | 0.00016208 | 0.00015466 | 0.00023008 | 0.00021893 | 0.00029886 | 0.00028517 | 0.00027319 | 0.0046116 | 0.0044004 | 0.0041988 | 0.0040172 | 2234.0698 | 2131.746
VIC1 | Hydro | 0 | 0 | 0 | 0 | 0 | 0 | 0 | 0 | 0 | 0 | 0 | 0 | 0 | 0 | 0 | 0 | 0 | 0 | 0 | 0 | 0 | 0 | 0 | 0 | 0 | 0 | 0 | 0 | 0
VIC1 | Wind | 0.0016415 | 0.0015973 | 0.0015833 | 0.0020704 | 0.0019756 | 0.0018851 | 0.0019371 | 0.0022114 | 0.0021289 | 0.002066 | 0.002466 | 9795.1571 | 9346.5253 | 16562.8119 | 15846.4913 | 20216.1354 | 42745.566 | 41176.2925 | 39395.4704 | 37485.9826 | 35769.0863 | 40991.7659 | 46585.8749 | 44327.8697 | 46213.9762 | 54410.2743 | 59351.0496 | 62947.0361 | 61598.1917
VIC1 | Solar PV | 8.2376e-05 | 9.9862e-05 | 0.00010409 | 0.00028525 | 0.00027219 | 0.00026663 | 0.00031947 | 0.00035539 | 0.00034313 | 0.00036334 | 0.00035776 | 0.00084533 | 0.00084247 | 0.00080796 | 0.00077301 | 0.00073922 | 0.0031563 | 0.0046683 | 3952.7684 | 10617.8861 | 12212.9266 | 11653.5559 | 11149.5544 | 10609.1384 | 10123.2237 | 11735.9507 | 11228.3862 | 10684.164 | 11933.1082
VIC1 | Grid Battery | 0.00011723 | 0.00017703 | 0.00016937 | 0.00019994 | 0.0003014 | 0.00030817 | 0.00035517 | 0.00042095 | 0.00045319 | 0.00045422 | 0.00048623 | 0.0015324 | 0.0014638 | 0.0013967 | 0.0013401 | 0.0012762 | 0.0042393 | 0.0040474 | 1274.4842 | 1212.7103 | 3904.1875 | 3725.3698 | 3564.2523 | 3391.4939 | 3236.1583 | 3087.9373 | 2954.3879 | 2811.1895 | 2682.4328
VIC1 | Pumped Hydro | 0 | 0 | 0.00019876 | 0.00024654 | 0.00023524 | 0.00023207 | 0.00022503 | 0.00023782 | 0.00022841 | 0.00022167 | 0.00022822 | 0.00062134 | 0.00059288 | 0.00056573 | 0.00054226 | 0.00051729 | 356.9509 | 340.602 | 853.7288 | 812.3487 | 3073.3627 | 2932.598 | 2805.7669 | 2800.0332 | 2671.7874 | 2549.4155 | 2439.1565 | 4384.0481 | 4183.252
VIC1 | VPP | 0 | 0 | 0 | 0 | 0 | 0 | 0 | 0 | 0 | 0 | 0 | 0 | 0 | 0 | 0 | 0 | 0 | 0 | 0 | 0 | 0 | 0 | 0 | 0 | 0 | 0 | 0 | 0 | 0
Total excluding storage |  | 0.0018727 | 0.0018418 | 0.0018269 | -153211.1119 | -157781.1115 | -159866.839 | 151885.104 | 434833.5795 | -105352.1615 | -68541.0527 | -32788.3709 | 9795.1516 | 9346.5201 | 16562.8069 | 15846.4865 | 20216.1309 | 233418.3827 | 404239.8438 | 43348.2343 | 48103.8645 | 47982.0089 | 52645.3181 | 57735.4257 | 54937.009 | 56337.2008 | 66146.2259 | 70579.4372 | 75865.2701 | 75663.0461
Region | Technology | 2021-22 | 2022-23 | 2023-24 | 2024-25 | 2025-26 | 2026-27 | 2027-28 | 2028-29 | 2029-30 | 2030-31 | 2031-32 | 2032-33 | 2033-34 | 2034-35 | 2035-36 | 2036-37 | 2037-38 | 2038-39 | 2039-40 | 2040-41 | 2041-42 | 2042-43 | 2043-44 | 2044-45 | 2045-46 | 2046-47 | 2047-48 | 2048-49 | 2049-50
SA1 | Black Coal | 0 | 0 | 0 | 0 | 0 | 0 | 0 | 0 | 0 | 0 | 0 | 0 | 0 | 0 | 0 | 0 | 0 | 0 | 0 | 0 | 0 | 0 | 0 | 0 | 0 | 0 | 0 | 0 | 0
SA1 | Brown Coal | 0 | 0 | 0 | 0 | 0 | 0 | 0 | 0 | 0 | 0 | 0 | 0 | 0 | 0 | 0 | 0 | 0 | 0 | 0 | 0 | 0 | 0 | 0 | 0 | 0 | 0 | 0 | 0 | 0
SA1 | CCGT | 2.7691e-05 | 2.6423e-05 | 3.3049e-05 | 3.1447e-05 | 3.0007e-05 | 2.8633e-05 | 2.7394e-05 | 2.9903e-05 | 2.8533e-05 | 2.7226e-05 | 2.7788e-05 | 4.4904e-05 | 4.2847e-05 | 4.0884e-05 | 3.9116e-05 | 3.722e-05 | 5.7893e-05 | 5.5241e-05 | 5.6852e-05 | 5.4097e-05 | 7.007e-05 | 6.6861e-05 | 6.8743e-05 | 6.5411e-05 | 6.2415e-05 | 5.9556e-05 | 5.698e-05 | 6.8875e-05 | 6.572e-05
SA1 | Gas - Steam | 0 | 0 | 0 | 0 | 0 | 0 | 0 | 0 | 0 | 0 | 0 | 0 | 0 | 0 | 0 | 0 | 0 | 0 | 0 | 0 | 0 | 0 | 0 | 0 | 0 | 0 | 0 | 0 | 0
SA1 | OCGT / Diesel | 0.0001206 | 0.0001184 | 0.00011328 | 0.00010779 | 0.00010285 | 9.8141e-05 | 9.3897e-05 | 9.2294e-05 | 9.1247e-05 | 9.1355e-05 | 9.2242e-05 | 0.00014198 | 0.00013548 | 0.00012927 | 0.00012455 | 0.00011851 | 0.00023405 | 0.00022333 | 0.00040656 | 0.00038685 | 107.6584 | 102.7275 | 98.2846 | 1808.6207 | 1725.7831 | 1646.7396 | 1575.5202 | 1499.1552 | 1430.4916
SA1 | Hydro | 0 | 0 | 0 | 0 | 0 | 0 | 0 | 0 | 0 | 0 | 0 | 0 | 0 | 0 | 0 | 0 | 0 | 0 | 0 | 0 | 0 | 0 | 0 | 0 | 0 | 0 | 0 | 0 | 0
SA1 | Wind | 0.0030651 | 0.0029247 | 0.0036608 | 0.0037225 | 0.003552 | 0.0033893 | 0.0033344 | 0.0041862 | 0.003996 | 0.0038762 | 0.0048728 | 19665.8612 | 18993.6675 | 18123.7286 | 20244.6232 | 20316.9062 | 27885.7827 | 30225.9445 | 28918.7108 | 27517.0285 | 26256.7072 | 25054.1099 | 23970.5526 | 22808.71 | 23255.3335 | 25271.5122 | 24178.5542 | 26809.4287 | 25581.5159
SA1 | Solar PV | 0.00026533 | 0.00041569 | 0.00048859 | 0.00078568 | 0.00077811 | 0.00074837 | 0.00086628 | 0.001008 | 0.00096966 | 0.0010238 | 0.0010508 | 0.0024411 | 0.0025378 | 0.0027942 | 0.0026734 | 0.0027834 | 508.072 | 484.8015 | 1346.6591 | 3069.1412 | 3632.8962 | 4034.8377 | 5581.1745 | 5310.6564 | 5067.4203 | 4835.3247 | 4626.2031 | 4401.9725 | 4200.3563
SA1 | Grid Battery | 0.00012161 | 0.00019379 | 0.00018814 | 0.0002062 | 0.0003077 | 0.00032014 | 0.00037897 | 0.00047269 | 0.00052987 | 0.00051119 | 0.00052805 | 0.0023449 | 0.0022394 | 0.0021368 | 0.0029089 | 0.0027843 | 3097.3632 | 2955.4993 | 4208.1579 | 4004.1896 | 5676.1524 | 5416.1759 | 5181.9332 | 4930.7662 | 4704.9296 | 4489.4367 | 4295.2742 | 4087.0834 | 3899.8887
SA1 | Pumped Hydro | 0 | 0 | 0.00015569 | 0.00014815 | 0.00014136 | 0.00013798 | 0.00013538 | 0.00014237 | 0.00013724 | 0.00013669 | 0.00013732 | 0.00021559 | 0.00020572 | 0.00019629 | 0.0002096 | 0.00021358 | 0.00029748 | 0.00028385 | 0.00027497 | 0.00026164 | 0.00035945 | 0.00034373 | 0.00032886 | 0.00035788 | 0.00034149 | 0.00032585 | 0.00031175 | 0.00029737 | 0.00028375
SA1 | VPP | 0 | 0 | 0 | 0 | 0 | 0 | 0 | 0 | 0 | 0 | 0 | 0 | 0 | 0 | 0 | 0 | 0 | 0 | 0 | 0 | 0 | 0 | 0 | 0 | 0 | 0 | 0 | 0 | 0
Total excluding storage |  | 0.0034788 | 0.0034853 | 0.0042957 | 0.0046474 | 0.004463 | 0.0042645 | 0.004322 | 0.0053163 | 0.0050854 | 0.0050186 | 0.0060436 | 19665.8639 | 18993.6702 | 18123.7316 | 20244.6261 | 20316.9091 | 28393.855 | 30710.7463 | 30265.3704 | 30586.1701 | 29997.2618 | 29191.6751 | 29650.0118 | 29927.9872 | 30048.5369 | 31753.5765 | 30380.2775 | 32710.5564 | 31212.3639
Region | Technology | 2021-22 | 2022-23 | 2023-24 | 2024-25 | 2025-26 | 2026-27 | 2027-28 | 2028-29 | 2029-30 | 2030-31 | 2031-32 | 2032-33 | 2033-34 | 2034-35 | 2035-36 | 2036-37 | 2037-38 | 2038-39 | 2039-40 | 2040-41 | 2041-42 | 2042-43 | 2043-44 | 2044-45 | 2045-46 | 2046-47 | 2047-48 | 2048-49 | 2049-50
TAS1 | Black Coal | 0 | 0 | 0 | 0 | 0 | 0 | 0 | 0 | 0 | 0 | 0 | 0 | 0 | 0 | 0 | 0 | 0 | 0 | 0 | 0 | 0 | 0 | 0 | 0 | 0 | 0 | 0 | 0 | 0
TAS1 | Brown Coal | 0 | 0 | 0 | 0 | 0 | 0 | 0 | 0 | 0 | 0 | 0 | 0 | 0 | 0 | 0 | 0 | 0 | 0 | 0 | 0 | 0 | 0 | 0 | 0 | 0 | 0 | 0 | 0 | 0
TAS1 | CCGT | 2.5637e-05 | 2.4463e-05 | 2.3405e-05 | 2.2271e-05 | 2.1251e-05 | 2.0277e-05 | 1.94e-05 | 1.846e-05 | 1.7614e-05 | 1.6808e-05 | 1.6081e-05 | 1.5931e-05 | 1.5202e-05 | 1.4505e-05 | 1.4468e-05 | 1.4373e-05 | 1.4432e-05 | 1.4425e-05 | 1.5224e-05 | 1.4486e-05 | 1.4619e-05 | 1.4513e-05 | 1.4587e-05 | 1.4597e-05 | 1.4552e-05 | 1.4614e-05 | 1.4679e-05 | 1.4939e-05 | 1.4646e-05
TAS1 | Gas - Steam | 0 | 0 | 0 | 0 | 0 | 0 | 0 | 0 | 0 | 0 | 0 | 0 | 0 | 0 | 0 | 0 | 0 | 0 | 0 | 0 | 0 | 0 | 0 | 0 | 0 | 0 | 0 | 0 | 0
TAS1 | OCGT / Diesel | 0.00012229 | 0.0001178 | 0.0001127 | 0.00010724 | 0.00010233 | 9.764e-05 | 9.3417e-05 | 9.0843e-05 | 9.0777e-05 | 9.0895e-05 | 9.0998e-05 | 0.00010225 | 9.7569e-05 | 9.31e-05 | 9.1212e-05 | 9.0665e-05 | 9.0911e-05 | 9.1315e-05 | 0.00010946 | 0.00010416 | 9.9386e-05 | 9.4834e-05 | 9.2761e-05 | 9.3856e-05 | 9.2215e-05 | 9.2471e-05 | 9.3042e-05 | 0.00010122 | 9.6579e-05
TAS1 | Hydro | 0 | 0 | 0 | 0 | 0 | 0 | 0 | 0 | 0 | 0 | 0 | 0 | 0 | 0 | 0 | 0 | 0 | 0 | 0 | 0 | 0 | 0 | 0 | 0 | 0 | 0 | 0 | 0 | 0
TAS1 | Wind | 0.0027477 | 0.002629 | 3090.8573 | 5882.0932 | 8421.9883 | 10762.3202 | 12905.0407 | 14761.292 | 16453.2893 | 17922.2434 | 19272.9678 | 20372.5104 | 21379.9735 | 22252.4096 | 23061.6102 | 23629.5435 | 24155.7864 | 24585.9836 | 25044.3601 | 25278.3972 | 24120.608 | 23015.8473 | 22020.4411 | 20953.116 | 19993.4313 | 19077.7016 | 18252.6152 | 17367.9157 | 16572.4386
TAS1 | Solar PV | 3.4348e-05 | 5.4013e-05 | 6.7472e-05 | 0.00010633 | 0.00013264 | 0.00015019 | 0.0001732 | 0.00018866 | 0.00022728 | 0.00025986 | 0.00024862 | 0.00023844 | 0.00022853 | 0.00021806 | 0.00020863 | 0.00019852 | 0.00020675 | 0.00023869 | 0.00037877 | 0.00076423 | 0.00072923 | 0.00069583 | 0.00066574 | 0.00063347 | 0.00060446 | 0.00057677 | 0.00055183 | 0.00052508 | 0.00050103
TAS1 | Grid Battery | 0.00012516 | 0.00016907 | 0.00016176 | 0.00018931 | 0.00026049 | 0.0002518 | 0.0002905 | 0.00032932 | 0.00036774 | 0.00036806 | 0.00039959 | 0.00044234 | 0.00042444 | 0.00040729 | 0.00042511 | 0.00041386 | 0.00044604 | 0.0004462 | 0.00056798 | 0.0005417 | 0.00055351 | 0.00054707 | 0.00055954 | 0.0005838 | 0.00060406 | 0.00060506 | 0.00062717 | 0.00071584 | 0.00068804
TAS1 | Pumped Hydro | 0 | 0 | 0.00044449 | 0.00044444 | 0.00045955 | 0.00046182 | 0.00046639 | 0.00046922 | 0.00047473 | 0.00047918 | 0.00049063 | 0.00053949 | 0.00051766 | 0.00050148 | 0.00050373 | 0.00050873 | 0.00051472 | 0.00051265 | 0.00059793 | 0.00057071 | 0.00055014 | 0.00053153 | 0.00053783 | 0.00054172 | 0.00053385 | 0.0005319 | 0.00053492 | 0.00057499 | 0.000551
TAS1 | VPP | 0 | 0 | 0 | 0 | 0 | 0 | 0 | 0 | 0 | 0 | 0 | 0 | 0 | 0 | 0 | 0 | 0 | 0 | 0 | 0 | 0 | 0 | 0 | 0 | 0 | 0 | 0 | 0 | 0
Total excluding storage |  | 0.00293 | 0.0028252 | 3090.8575 | 5882.0934 | 8421.9885 | 10762.3205 | 12905.0409 | 14761.2923 | 16453.2897 | 17922.2438 | 19272.9682 | 20372.5108 | 21379.9738 | 22252.4099 | 23061.6105 | 23629.5438 | 24155.7867 | 24585.984 | 25044.3606 | 25278.3981 | 24120.6088 | 23015.8481 | 22020.4418 | 20953.1168 | 19993.432 | 19077.7023 | 18252.6159 | 17367.9163 | 16572.4392

## BaseCase_Fuel Cost
Fuel cost by technology ($000s) - Base Case, Fast Change Scenario
Fuel | Real June 2020 dollars discounted to 1 July 2020
Explicitly modelled generation
Region | Technology | 2021-22 | 2022-23 | 2023-24 | 2024-25 | 2025-26 | 2026-27 | 2027-28 | 2028-29 | 2029-30 | 2030-31 | 2031-32 | 2032-33 | 2033-34 | 2034-35 | 2035-36 | 2036-37 | 2037-38 | 2038-39 | 2039-40 | 2040-41 | 2041-42 | 2042-43 | 2043-44 | 2044-45 | 2045-46 | 2046-47 | 2047-48 | 2048-49 | 2049-50
NEM | Black Coal | 1670963.0799 | 1415173.4853 | 1381048.2009 | 1316118.5232 | 1188174.5917 | 1027150.7463 | 940836.2623 | 972150.9039 | 725806.3483 | 665171.5882 | 619838.5955 | 507133.1156 | 528990.0487 | 472455.2438 | 361243.8524 | 332953.973 | 266443.3208 | 251486.7238 | 225352.9689 | 204660.751 | 182443.335 | 119737.2909 | 93308.7992 | 71192.2037 | 53341.566 | 38090.3458 | 34748.0588 | 32294.8567 | 28320.2381
NEM | Brown Coal | 228791.7924 | 208239.9821 | 201208.245 | 135915.2879 | 131692.0325 | 125127.2481 | 115095.2002 | 109910.0539 | 102774.9863 | 103652.3487 | 97060.8223 | 91371.9684 | 89959.8462 | 82599.8967 | 82232.8637 | 74040.052 | 65615.3252 | 63293.3415 | 51554.2933 | 51139.3207 | 54249.5215 | 52103.9097 | 47938.0872 | 43515.2258 | 41420.8446 | 42199.2992 | 26198.9697 | 0 | 0
NEM | CCGT | 185262.6686 | 177104.162 | 139240.2134 | 141588.1416 | 132317.0401 | 126901.4095 | 121388.9465 | 133502.4866 | 106369.1955 | 108701.3135 | 118930.1477 | 229807.7222 | 239056.8288 | 227003.5444 | 163410.6231 | 151640.3712 | 178192.6556 | 171498.8089 | 136808.9539 | 130771.7981 | 128809.2307 | 140237.8808 | 85786.0161 | 80382.8597 | 42949.3965 | 30874.1715 | 29712.6372 | 28419.2119 | 27231.5885
NEM | Gas - Steam | 85783.8572 | 82508.7791 | 78087.6136 | 14315.3975 | 12506.1686 | 12753.9719 | 11520.6574 | 12535.0509 | 9775.7104 | 9927.722 | 9253.2551 | 20777.077 | 17243.9111 | 35469.0798 | 7317.102 | 7380.2727 | 14452.3365 | 17279.336 | 5127.187 | 5012.819 | 4966.8315 | 5842.8645 | 4793.289 | 4572.5635 | 5362.516 | 0 | 0 | 0 | 0
NEM | OCGT / Diesel | 4635.3697 | 1927.51 | 10044.4688 | 9533.965 | 3087.4576 | 6681.8419 | 4707.3197 | 10953.7164 | 1147.8174 | 2098.9282 | 2375.1437 | 34024.1385 | 22966.5734 | 27032.1065 | 23213.2575 | 24906.3388 | 89195.4331 | 92687.0632 | 168676.312 | 180859.5879 | 129086.8562 | 169814.3912 | 248927.848 | 151260.2814 | 161208.7476 | 259415.7773 | 296775.9346 | 460688.1571 | 409796.719
NEM | Hydro | 0 | 0 | 0 | 0 | 0 | 0 | 0 | 0 | 0 | 0 | 0 | 0 | 0 | 0 | 0 | 0 | 0 | 0 | 0 | 0 | 0 | 0 | 0 | 0 | 0 | 0 | 0 | 0 | 0
NEM | Wind | 0 | 0 | 0 | 0 | 0 | 0 | 0 | 0 | 0 | 0 | 0 | 0 | 0 | 0 | 0 | 0 | 0 | 0 | 0 | 0 | 0 | 0 | 0 | 0 | 0 | 0 | 0 | 0 | 0
NEM | Solar PV | 0 | 0 | 0 | 0 | 0 | 0 | 0 | 0 | 0 | 0 | 0 | 0 | 0 | 0 | 0 | 0 | 0 | 0 | 0 | 0 | 0 | 0 | 0 | 0 | 0 | 0 | 0 | 0 | 0
NEM | Grid Battery | 0 | 0 | 0 | 0 | 0 | 0 | 0 | 0 | 0 | 0 | 0 | 0 | 0 | 0 | 0 | 0 | 0 | 0 | 0 | 0 | 0 | 0 | 0 | 0 | 0 | 0 | 0 | 0 | 0
NEM | Pumped Hydro | 0 | 0 | 0 | 0 | 0 | 0 | 0 | 0 | 0 | 0 | 0 | 0 | 0 | 0 | 0 | 0 | 0 | 0 | 0 | 0 | 0 | 0 | 0 | 0 | 0 | 0 | 0 | 0 | 0
NEM | VPP | 0 | 0 | 0 | 0 | 0 | 0 | 0 | 0 | 0 | 0 | 0 | 0 | 0 | 0 | 0 | 0 | 0 | 0 | 0 | 0 | 0 | 0 | 0 | 0 | 0 | 0 | 0 | 0 | 0
Total excluding storage |  | 2175436.7679 | 1884953.9185 | 1809628.7416 | 1617471.3152 | 1467777.2904 | 1298615.2177 | 1193548.3861 | 1239052.2117 | 945874.058 | 889551.9008 | 847457.9643 | 883114.0218 | 898217.2082 | 844559.8712 | 637417.6987 | 590921.0076 | 613899.0712 | 596245.2735 | 587519.7152 | 572444.2767 | 499555.7749 | 487736.337 | 480754.0394 | 350923.1342 | 304283.0707 | 370579.5938 | 387435.6003 | 521402.2258 | 465348.5456
Region | Technology | 2021-22 | 2022-23 | 2023-24 | 2024-25 | 2025-26 | 2026-27 | 2027-28 | 2028-29 | 2029-30 | 2030-31 | 2031-32 | 2032-33 | 2033-34 | 2034-35 | 2035-36 | 2036-37 | 2037-38 | 2038-39 | 2039-40 | 2040-41 | 2041-42 | 2042-43 | 2043-44 | 2044-45 | 2045-46 | 2046-47 | 2047-48 | 2048-49 | 2049-50
NSW1 | Black Coal | 905956.8255 | 735915.2432 | 697736.027 | 727010.1833 | 622310.8486 | 507459.0691 | 478580.3778 | 527055.8652 | 323123.904 | 297083.0187 | 271018.3345 | 160146.2967 | 186333.0232 | 162224.1782 | 66797.84 | 78560.7007 | 82804.8254 | 75075.3443 | 66551.201 | 53585.0733 | 44204.937 | 0 | 0 | 0 | 0 | 0 | 0 | 0 | 0
NSW1 | Brown Coal | 0 | 0 | 0 | 0 | 0 | 0 | 0 | 0 | 0 | 0 | 0 | 0 | 0 | 0 | 0 | 0 | 0 | 0 | 0 | 0 | 0 | 0 | 0 | 0 | 0 | 0 | 0 | 0 | 0
NSW1 | CCGT | 2326.3398 | 2210.1781 | 6471.8221 | 4638.2933 | 3781.353 | 3633.2868 | 3527.9219 | 3926.4453 | 3228.1845 | 3107.6252 | 2974.6802 | 47548.0651 | 43677.8649 | 49042.3667 | 26380.8278 | 25989.3715 | 52887.3084 | 54208.6969 | 44483.6318 | 40023.1306 | 38506.9334 | 44325.5141 | 1556.0596 | 0.003968 | 0.00392 | 0.0038938 | 0.0037485 | 0.0052692 | 0.0048355
NSW1 | Gas - Steam | 0 | 0 | 0 | 0 | 0 | 0 | 0 | 0 | 0 | 0 | 0 | 0 | 0 | 0 | 0 | 0 | 0 | 0 | 0 | 0 | 0 | 0 | 0 | 0 | 0 | 0 | 0 | 0 | 0
NSW1 | OCGT / Diesel | 0.0021502 | 0.0021158 | 1406.3569 | 4977.1223 | 932.9891 | 1660.2601 | 679.6652 | 671.1515 | 0.0022792 | 0.0022602 | 0.0023127 | 3524.7633 | 2330.7547 | 2513.2824 | 6348.4632 | 3842.1919 | 18192.9484 | 29042.5409 | 58567.8555 | 86224.3548 | 44610.6927 | 64204.9994 | 119665.7705 | 62291.8865 | 61408.6803 | 85527.7251 | 134979.7679 | 194903.74 | 179161.8033
NSW1 | Hydro | 0 | 0 | 0 | 0 | 0 | 0 | 0 | 0 | 0 | 0 | 0 | 0 | 0 | 0 | 0 | 0 | 0 | 0 | 0 | 0 | 0 | 0 | 0 | 0 | 0 | 0 | 0 | 0 | 0
NSW1 | Wind | 0 | 0 | 0 | 0 | 0 | 0 | 0 | 0 | 0 | 0 | 0 | 0 | 0 | 0 | 0 | 0 | 0 | 0 | 0 | 0 | 0 | 0 | 0 | 0 | 0 | 0 | 0 | 0 | 0
NSW1 | Solar PV | 0 | 0 | 0 | 0 | 0 | 0 | 0 | 0 | 0 | 0 | 0 | 0 | 0 | 0 | 0 | 0 | 0 | 0 | 0 | 0 | 0 | 0 | 0 | 0 | 0 | 0 | 0 | 0 | 0
NSW1 | Grid Battery | 0 | 0 | 0 | 0 | 0 | 0 | 0 | 0 | 0 | 0 | 0 | 0 | 0 | 0 | 0 | 0 | 0 | 0 | 0 | 0 | 0 | 0 | 0 | 0 | 0 | 0 | 0 | 0 | 0
NSW1 | Pumped Hydro | 0 | 0 | 0 | 0 | 0 | 0 | 0 | 0 | 0 | 0 | 0 | 0 | 0 | 0 | 0 | 0 | 0 | 0 | 0 | 0 | 0 | 0 | 0 | 0 | 0 | 0 | 0 | 0 | 0
NSW1 | VPP | 0 | 0 | 0 | 0 | 0 | 0 | 0 | 0 | 0 | 0 | 0 | 0 | 0 | 0 | 0 | 0 | 0 | 0 | 0 | 0 | 0 | 0 | 0 | 0 | 0 | 0 | 0 | 0 | 0
Total excluding storage |  | 908283.1675 | 738125.4234 | 705614.2059 | 736625.5989 | 627025.1907 | 512752.6159 | 482787.9648 | 531653.462 | 326352.0908 | 300190.6461 | 273993.017 | 211219.1251 | 232341.6428 | 213779.8273 | 99527.131 | 108392.2641 | 153885.0821 | 158326.5821 | 169602.6883 | 179832.5587 | 127322.5631 | 108530.5135 | 121221.8301 | 62291.8904 | 61408.6842 | 85527.729 | 134979.7717 | 194903.7453 | 179161.8081
Region | Technology | 2021-22 | 2022-23 | 2023-24 | 2024-25 | 2025-26 | 2026-27 | 2027-28 | 2028-29 | 2029-30 | 2030-31 | 2031-32 | 2032-33 | 2033-34 | 2034-35 | 2035-36 | 2036-37 | 2037-38 | 2038-39 | 2039-40 | 2040-41 | 2041-42 | 2042-43 | 2043-44 | 2044-45 | 2045-46 | 2046-47 | 2047-48 | 2048-49 | 2049-50
QLD1 | Black Coal | 765006.2544 | 679258.2421 | 683312.1739 | 589108.3399 | 565863.743 | 519691.6772 | 462255.8846 | 445095.0388 | 402682.4444 | 368088.5695 | 348820.2611 | 346986.8189 | 342657.0255 | 310231.0655 | 294446.0124 | 254393.2723 | 183638.4954 | 176411.3795 | 158801.7679 | 151075.6777 | 138238.398 | 119737.2909 | 93308.7992 | 71192.2037 | 53341.566 | 38090.3458 | 34748.0588 | 32294.8567 | 28320.2381
QLD1 | Brown Coal | 0 | 0 | 0 | 0 | 0 | 0 | 0 | 0 | 0 | 0 | 0 | 0 | 0 | 0 | 0 | 0 | 0 | 0 | 0 | 0 | 0 | 0 | 0 | 0 | 0 | 0 | 0 | 0 | 0
QLD1 | CCGT | 89918.4731 | 87516.1744 | 92157.5155 | 106038.2924 | 98969.4112 | 94913.1731 | 90744.3451 | 103368.2394 | 78251.9293 | 81771.6388 | 93140.1639 | 139454.0358 | 149078.8788 | 126654.6967 | 110140.4846 | 93812.8031 | 125305.3408 | 117290.1057 | 92325.3154 | 90748.6612 | 90302.2902 | 95912.3596 | 84229.9494 | 80382.8492 | 42949.3861 | 30874.1613 | 29712.6271 | 28419.1949 | 27231.5727
QLD1 | Gas - Steam | 2294.3468 | 2222.603 | 4288.621 | 4362.5175 | 4359.073 | 4183.335 | 3826.4385 | 3554.6252 | 3419.5038 | 3461.534 | 3456.9395 | 3324.1435 | 3341.0975 | 2893.968 | 2747.3745 | 2797.9152 | 5582.7735 | 5727.319 | 5127.187 | 5012.819 | 4966.8315 | 5842.8645 | 4793.289 | 4572.5635 | 5362.516 | 0 | 0 | 0 | 0
QLD1 | OCGT / Diesel | 0.0037417 | 0.0036864 | 26.232 | 2506.3819 | 1118.7698 | 1694.835 | 2108.5421 | 6964.4322 | 1031.4997 | 1844.6721 | 2058.1345 | 16366.9808 | 9538.9613 | 4736.8249 | 5125.6121 | 10703.2398 | 40139.6473 | 31874.2328 | 54655.4281 | 51256.5862 | 50274.0669 | 68257.3052 | 65556.5318 | 59496.8565 | 76257.9618 | 145244.7682 | 128771.9383 | 126207.2635 | 86161.0501
QLD1 | Hydro | 0 | 0 | 0 | 0 | 0 | 0 | 0 | 0 | 0 | 0 | 0 | 0 | 0 | 0 | 0 | 0 | 0 | 0 | 0 | 0 | 0 | 0 | 0 | 0 | 0 | 0 | 0 | 0 | 0
QLD1 | Wind | 0 | 0 | 0 | 0 | 0 | 0 | 0 | 0 | 0 | 0 | 0 | 0 | 0 | 0 | 0 | 0 | 0 | 0 | 0 | 0 | 0 | 0 | 0 | 0 | 0 | 0 | 0 | 0 | 0
QLD1 | Solar PV | 0 | 0 | 0 | 0 | 0 | 0 | 0 | 0 | 0 | 0 | 0 | 0 | 0 | 0 | 0 | 0 | 0 | 0 | 0 | 0 | 0 | 0 | 0 | 0 | 0 | 0 | 0 | 0 | 0
QLD1 | Grid Battery | 0 | 0 | 0 | 0 | 0 | 0 | 0 | 0 | 0 | 0 | 0 | 0 | 0 | 0 | 0 | 0 | 0 | 0 | 0 | 0 | 0 | 0 | 0 | 0 | 0 | 0 | 0 | 0 | 0
QLD1 | Pumped Hydro | 0 | 0 | 0 | 0 | 0 | 0 | 0 | 0 | 0 | 0 | 0 | 0 | 0 | 0 | 0 | 0 | 0 | 0 | 0 | 0 | 0 | 0 | 0 | 0 | 0 | 0 | 0 | 0 | 0
QLD1 | VPP | 0 | 0 | 0 | 0 | 0 | 0 | 0 | 0 | 0 | 0 | 0 | 0 | 0 | 0 | 0 | 0 | 0 | 0 | 0 | 0 | 0 | 0 | 0 | 0 | 0 | 0 | 0 | 0 | 0
Total excluding storage |  | 857219.0781 | 768997.0232 | 779784.5424 | 702015.5316 | 670310.997 | 620483.0203 | 558935.2102 | 558982.3355 | 485385.3771 | 455166.4144 | 447475.499 | 506131.9791 | 504615.9631 | 444516.5551 | 412459.4836 | 361707.2304 | 354666.257 | 331303.037 | 310909.6984 | 298093.7441 | 283781.5865 | 289749.8202 | 247888.5694 | 215644.473 | 177911.43 | 214209.2752 | 193232.6242 | 186921.3152 | 141712.861
Region | Technology | 2021-22 | 2022-23 | 2023-24 | 2024-25 | 2025-26 | 2026-27 | 2027-28 | 2028-29 | 2029-30 | 2030-31 | 2031-32 | 2032-33 | 2033-34 | 2034-35 | 2035-36 | 2036-37 | 2037-38 | 2038-39 | 2039-40 | 2040-41 | 2041-42 | 2042-43 | 2043-44 | 2044-45 | 2045-46 | 2046-47 | 2047-48 | 2048-49 | 2049-50
VIC1 | Black Coal | 0 | 0 | 0 | 0 | 0 | 0 | 0 | 0 | 0 | 0 | 0 | 0 | 0 | 0 | 0 | 0 | 0 | 0 | 0 | 0 | 0 | 0 | 0 | 0 | 0 | 0 | 0 | 0 | 0
VIC1 | Brown Coal | 228791.7924 | 208239.9821 | 201208.245 | 135915.2879 | 131692.0325 | 125127.2481 | 115095.2002 | 109910.0539 | 102774.9863 | 103652.3487 | 97060.8223 | 91371.9684 | 89959.8462 | 82599.8967 | 82232.8637 | 74040.052 | 65615.3252 | 63293.3415 | 51554.2933 | 51139.3207 | 54249.5215 | 52103.9097 | 47938.0872 | 43515.2258 | 41420.8446 | 42199.2992 | 26198.9697 | 0 | 0
VIC1 | CCGT | 0.0011559 | 0.0011319 | 0.0011779 | 0.0013978 | 0.0013493 | 0.0012704 | 0.0012862 | 0.0013772 | 0.001321 | 0.001284 | 0.0013122 | 0.0021418 | 0.0020765 | 0.0020161 | 0.0019014 | 0.0018452 | 0.0026706 | 0.0026083 | 0.0029269 | 0.0027354 | 0.0028487 | 0.0028092 | 0.0027452 | 0.0025713 | 0.0025383 | 0.0024783 | 0.0025854 | 0.0073551 | 0.0068733
VIC1 | Gas - Steam | 770.1534 | 293.2591 | 941.3636 | 2155.9768 | 707.8738 | 1491.4895 | 953.5673 | 2433.4215 | 81.0737 | 495.2063 | 91.2153 | 3524.0128 | 2438.6638 | 3453.5505 | 4569.7275 | 4582.3575 | 8869.563 | 11552.017 | 0 | 0 | 0 | 0 | 0 | 0 | 0 | 0 | 0 | 0 | 0
VIC1 | OCGT / Diesel | 762.2573 | 0.0032689 | 986.3274 | 690.6313 | 253.935 | 1304.5656 | 913.9297 | 909.4108 | 0.0041966 | 0.0041037 | 0.0042391 | 3890.1041 | 2227.7512 | 2272.2122 | 2753.9852 | 1426.0335 | 6100.8471 | 3640.674 | 23511.2083 | 14636.5799 | 8944.8597 | 4472.7861 | 23629.8393 | 8427.1788 | 7433.7173 | 5987.684 | 3144.4332 | 96802.0777 | 102608.0047
VIC1 | Hydro | 0 | 0 | 0 | 0 | 0 | 0 | 0 | 0 | 0 | 0 | 0 | 0 | 0 | 0 | 0 | 0 | 0 | 0 | 0 | 0 | 0 | 0 | 0 | 0 | 0 | 0 | 0 | 0 | 0
VIC1 | Wind | 0 | 0 | 0 | 0 | 0 | 0 | 0 | 0 | 0 | 0 | 0 | 0 | 0 | 0 | 0 | 0 | 0 | 0 | 0 | 0 | 0 | 0 | 0 | 0 | 0 | 0 | 0 | 0 | 0
VIC1 | Solar PV | 0 | 0 | 0 | 0 | 0 | 0 | 0 | 0 | 0 | 0 | 0 | 0 | 0 | 0 | 0 | 0 | 0 | 0 | 0 | 0 | 0 | 0 | 0 | 0 | 0 | 0 | 0 | 0 | 0
VIC1 | Grid Battery | 0 | 0 | 0 | 0 | 0 | 0 | 0 | 0 | 0 | 0 | 0 | 0 | 0 | 0 | 0 | 0 | 0 | 0 | 0 | 0 | 0 | 0 | 0 | 0 | 0 | 0 | 0 | 0 | 0
VIC1 | Pumped Hydro | 0 | 0 | 0 | 0 | 0 | 0 | 0 | 0 | 0 | 0 | 0 | 0 | 0 | 0 | 0 | 0 | 0 | 0 | 0 | 0 | 0 | 0 | 0 | 0 | 0 | 0 | 0 | 0 | 0
VIC1 | VPP | 0 | 0 | 0 | 0 | 0 | 0 | 0 | 0 | 0 | 0 | 0 | 0 | 0 | 0 | 0 | 0 | 0 | 0 | 0 | 0 | 0 | 0 | 0 | 0 | 0 | 0 | 0 | 0 | 0
Total excluding storage |  | 230324.2044 | 208533.2456 | 203135.9371 | 138761.8974 | 132653.8426 | 127923.3045 | 116962.6985 | 113252.8876 | 102856.0655 | 104147.5605 | 97152.0431 | 98786.0875 | 94626.2632 | 88325.6614 | 89556.5783 | 80048.4449 | 80585.738 | 78486.0352 | 75065.5046 | 65775.9034 | 63194.384 | 56576.6986 | 71567.9293 | 51942.4072 | 48854.5644 | 48186.9857 | 29343.4055 | 96802.0851 | 102608.0116
Region | Technology | 2021-22 | 2022-23 | 2023-24 | 2024-25 | 2025-26 | 2026-27 | 2027-28 | 2028-29 | 2029-30 | 2030-31 | 2031-32 | 2032-33 | 2033-34 | 2034-35 | 2035-36 | 2036-37 | 2037-38 | 2038-39 | 2039-40 | 2040-41 | 2041-42 | 2042-43 | 2043-44 | 2044-45 | 2045-46 | 2046-47 | 2047-48 | 2048-49 | 2049-50
SA1 | Black Coal | 0 | 0 | 0 | 0 | 0 | 0 | 0 | 0 | 0 | 0 | 0 | 0 | 0 | 0 | 0 | 0 | 0 | 0 | 0 | 0 | 0 | 0 | 0 | 0 | 0 | 0 | 0 | 0 | 0
SA1 | Brown Coal | 0 | 0 | 0 | 0 | 0 | 0 | 0 | 0 | 0 | 0 | 0 | 0 | 0 | 0 | 0 | 0 | 0 | 0 | 0 | 0 | 0 | 0 | 0 | 0 | 0 | 0 | 0 | 0 | 0
SA1 | CCGT | 93017.8532 | 87377.8072 | 40610.8735 | 30911.5534 | 29566.2734 | 28354.9473 | 27116.6773 | 26207.7994 | 24889.0793 | 23822.0473 | 22815.3013 | 42805.6182 | 46300.0821 | 51306.478 | 26889.3079 | 31838.1938 | 0.0028456 | 0.0027482 | 0.0028021 | 0.0026094 | 0.0033658 | 0.0033235 | 0.0034248 | 0.0030618 | 0.0030252 | 0.0029541 | 0.0028539 | 0.003476 | 0.0032303
SA1 | Gas - Steam | 82719.357 | 79992.917 | 72857.629 | 7796.9032 | 7439.2218 | 7079.1474 | 6740.6516 | 6547.0042 | 6275.1329 | 5970.9817 | 5705.1003 | 13928.9207 | 11464.1498 | 29121.5613 | 0 | 0 | 0 | 0 | 0 | 0 | 0 | 0 | 0 | 0 | 0 | 0 | 0 | 0 | 0
SA1 | OCGT / Diesel | 3873.1051 | 1927.4996 | 7625.5512 | 1359.8282 | 781.7624 | 2022.1799 | 1005.1814 | 2408.7206 | 116.31 | 254.2484 | 317.0015 | 10220.8533 | 8869.1051 | 17509.7859 | 8985.1958 | 8934.8724 | 24761.9892 | 28129.6144 | 31941.8189 | 28742.0661 | 25253.3568 | 32879.2996 | 40075.7054 | 21044.3587 | 16108.3873 | 22655.5991 | 29879.7943 | 42760.7324 | 41865.86
SA1 | Hydro | 0 | 0 | 0 | 0 | 0 | 0 | 0 | 0 | 0 | 0 | 0 | 0 | 0 | 0 | 0 | 0 | 0 | 0 | 0 | 0 | 0 | 0 | 0 | 0 | 0 | 0 | 0 | 0 | 0
SA1 | Wind | 0 | 0 | 0 | 0 | 0 | 0 | 0 | 0 | 0 | 0 | 0 | 0 | 0 | 0 | 0 | 0 | 0 | 0 | 0 | 0 | 0 | 0 | 0 | 0 | 0 | 0 | 0 | 0 | 0
SA1 | Solar PV | 0 | 0 | 0 | 0 | 0 | 0 | 0 | 0 | 0 | 0 | 0 | 0 | 0 | 0 | 0 | 0 | 0 | 0 | 0 | 0 | 0 | 0 | 0 | 0 | 0 | 0 | 0 | 0 | 0
SA1 | Grid Battery | 0 | 0 | 0 | 0 | 0 | 0 | 0 | 0 | 0 | 0 | 0 | 0 | 0 | 0 | 0 | 0 | 0 | 0 | 0 | 0 | 0 | 0 | 0 | 0 | 0 | 0 | 0 | 0 | 0
SA1 | Pumped Hydro | 0 | 0 | 0 | 0 | 0 | 0 | 0 | 0 | 0 | 0 | 0 | 0 | 0 | 0 | 0 | 0 | 0 | 0 | 0 | 0 | 0 | 0 | 0 | 0 | 0 | 0 | 0 | 0 | 0
SA1 | VPP | 0 | 0 | 0 | 0 | 0 | 0 | 0 | 0 | 0 | 0 | 0 | 0 | 0 | 0 | 0 | 0 | 0 | 0 | 0 | 0 | 0 | 0 | 0 | 0 | 0 | 0 | 0 | 0 | 0
Total excluding storage |  | 179610.3153 | 169298.2238 | 121094.0537 | 40068.2848 | 37787.2576 | 37456.2746 | 34862.5103 | 35163.5242 | 31280.5223 | 30047.2774 | 28837.4031 | 66955.3923 | 66633.337 | 97937.8253 | 35874.5037 | 40773.0662 | 24761.992 | 28129.6171 | 31941.8217 | 28742.0687 | 25253.3602 | 32879.3029 | 40075.7088 | 21044.3618 | 16108.3903 | 22655.6021 | 29879.7971 | 42760.7358 | 41865.8632
Region | Technology | 2021-22 | 2022-23 | 2023-24 | 2024-25 | 2025-26 | 2026-27 | 2027-28 | 2028-29 | 2029-30 | 2030-31 | 2031-32 | 2032-33 | 2033-34 | 2034-35 | 2035-36 | 2036-37 | 2037-38 | 2038-39 | 2039-40 | 2040-41 | 2041-42 | 2042-43 | 2043-44 | 2044-45 | 2045-46 | 2046-47 | 2047-48 | 2048-49 | 2049-50
TAS1 | Black Coal | 0 | 0 | 0 | 0 | 0 | 0 | 0 | 0 | 0 | 0 | 0 | 0 | 0 | 0 | 0 | 0 | 0 | 0 | 0 | 0 | 0 | 0 | 0 | 0 | 0 | 0 | 0 | 0 | 0
TAS1 | Brown Coal | 0 | 0 | 0 | 0 | 0 | 0 | 0 | 0 | 0 | 0 | 0 | 0 | 0 | 0 | 0 | 0 | 0 | 0 | 0 | 0 | 0 | 0 | 0 | 0 | 0 | 0 | 0 | 0 | 0
TAS1 | CCGT | 0.0011911 | 0.001155 | 0.0011568 | 0.0011258 | 0.0010681 | 0.001029 | 0.0010202 | 0.0010113 | 0.0010148 | 0.00099222 | 0.00094982 | 0.000948 | 0.00092508 | 0.00091645 | 0.00091675 | 0.00091164 | 0.00091249 | 0.00090859 | 0.00094281 | 0.00090741 | 0.00091042 | 0.00090172 | 0.00090205 | 0.00089834 | 0.00089264 | 0.00089316 | 0.00089341 | 0.00090335 | 0.00088538
TAS1 | Gas - Steam | 0 | 0 | 0 | 0 | 0 | 0 | 0 | 0 | 0 | 0 | 0 | 0 | 0 | 0 | 0 | 0 | 0 | 0 | 0 | 0 | 0 | 0 | 0 | 0 | 0 | 0 | 0 | 0 | 0
TAS1 | OCGT / Diesel | 0.0014176 | 0.0013445 | 0.0013863 | 0.001368 | 0.001278 | 0.0012867 | 0.0012784 | 0.0012728 | 0.0012884 | 0.0012803 | 0.0011829 | 21.4369 | 0.0011831 | 0.0011754 | 0.0011729 | 0.0011629 | 0.0011737 | 0.00115 | 0.001164 | 0.0009268 | 3.8801 | 0.0009145 | 0.00091277 | 0.00091842 | 0.00089482 | 0.000905 | 0.00090206 | 14.3435 | 0.00088955
TAS1 | Hydro | 0 | 0 | 0 | 0 | 0 | 0 | 0 | 0 | 0 | 0 | 0 | 0 | 0 | 0 | 0 | 0 | 0 | 0 | 0 | 0 | 0 | 0 | 0 | 0 | 0 | 0 | 0 | 0 | 0
TAS1 | Wind | 0 | 0 | 0 | 0 | 0 | 0 | 0 | 0 | 0 | 0 | 0 | 0 | 0 | 0 | 0 | 0 | 0 | 0 | 0 | 0 | 0 | 0 | 0 | 0 | 0 | 0 | 0 | 0 | 0
TAS1 | Solar PV | 0 | 0 | 0 | 0 | 0 | 0 | 0 | 0 | 0 | 0 | 0 | 0 | 0 | 0 | 0 | 0 | 0 | 0 | 0 | 0 | 0 | 0 | 0 | 0 | 0 | 0 | 0 | 0 | 0
TAS1 | Grid Battery | 0 | 0 | 0 | 0 | 0 | 0 | 0 | 0 | 0 | 0 | 0 | 0 | 0 | 0 | 0 | 0 | 0 | 0 | 0 | 0 | 0 | 0 | 0 | 0 | 0 | 0 | 0 | 0 | 0
TAS1 | Pumped Hydro | 0 | 0 | 0 | 0 | 0 | 0 | 0 | 0 | 0 | 0 | 0 | 0 | 0 | 0 | 0 | 0 | 0 | 0 | 0 | 0 | 0 | 0 | 0 | 0 | 0 | 0 | 0 | 0 | 0
TAS1 | VPP | 0 | 0 | 0 | 0 | 0 | 0 | 0 | 0 | 0 | 0 | 0 | 0 | 0 | 0 | 0 | 0 | 0 | 0 | 0 | 0 | 0 | 0 | 0 | 0 | 0 | 0 | 0 | 0 | 0
Total excluding storage |  | 0.0026087 | 0.0024995 | 0.002543 | 0.0024938 | 0.0023461 | 0.0023157 | 0.0022986 | 0.0022841 | 0.0023032 | 0.0022725 | 0.0021327 | 21.4379 | 0.0021082 | 0.0020919 | 0.0020896 | 0.0020746 | 0.0020862 | 0.0020586 | 0.0021068 | 0.0018342 | 3.881 | 0.0018162 | 0.0018148 | 0.0018168 | 0.0017875 | 0.0017982 | 0.0017955 | 14.3444 | 0.0017749

## BaseCase_Build Cost
New generation build cost (CAPEX) by technology ($000s) - Base Case, Fast Change Scenario
CAPEX (Install) | Real June 2020 dollars discounted to 1 July 2020. The total capital costs are annualised for modelling purposes.
Explicitly modelled generation
Region | Technology | 2021-22 | 2022-23 | 2023-24 | 2024-25 | 2025-26 | 2026-27 | 2027-28 | 2028-29 | 2029-30 | 2030-31 | 2031-32 | 2032-33 | 2033-34 | 2034-35 | 2035-36 | 2036-37 | 2037-38 | 2038-39 | 2039-40 | 2040-41 | 2041-42 | 2042-43 | 2043-44 | 2044-45 | 2045-46 | 2046-47 | 2047-48 | 2048-49 | 2049-50
NEM | Black Coal | 0 | 0 | 0 | 0 | 0 | 0 | 0 | 0 | 0 | 0 | 0 | 0 | 0 | 0 | 0 | 0 | 0 | 0 | 0 | 0 | 0 | 0 | 0 | 0 | 0 | 0 | 0 | 0 | 0
NEM | Brown Coal | 0 | 0 | 0 | 0 | 0 | 0 | 0 | 0 | 0 | 0 | 0 | 0 | 0 | 0 | 0 | 0 | 0 | 0 | 0 | 0 | 0 | 0 | 0 | 0 | 0 | 0 | 0 | 0 | 0
NEM | CCGT | 0.0018124 | 0.0017425 | 0.0018345 | 0.0019516 | 0.0018623 | 0.001777 | 0.0017182 | 0.0018134 | 0.0017303 | 0.0016511 | 0.0016833 | 0.002503 | 0.0023883 | 0.0022789 | 0.0021874 | 0.002108 | 0.0035115 | 0.0033584 | 0.0037356 | 0.0035545 | 0.0039877 | 0.0040045 | 0.0039194 | 0.0037644 | 0.0035993 | 0.0029585 | 0.0028738 | 0.0043319 | 0.0040743
NEM | Gas - Steam | 0 | 0 | 0 | 0 | 0 | 0 | 0 | 0 | 0 | 0 | 0 | 0 | 0 | 0 | 0 | 0 | 0 | 0 | 0 | 0 | 0 | 0 | 0 | 0 | 0 | 0 | 0 | 0 | 0
NEM | OCGT / Diesel | 0.0050049 | 0.0049151 | 0.0047375 | 0.0045079 | 0.0043014 | 0.0041044 | 0.0039269 | 0.0038484 | 0.0037847 | 0.0037855 | 0.0038177 | 0.0052459 | 0.0050057 | 0.0047764 | 0.0045955 | 0.0044372 | 0.0075724 | 0.0072613 | 9817.5028 | 9341.651 | 14494.9561 | 15598.4565 | 14923.8435 | 58408.2674 | 66036.0185 | 96171.6554 | 92012.3531 | 110679.6635 | 105610.3659
NEM | Hydro | 0 | 0 | 0 | 0 | 0 | 0 | 0 | 0 | 0 | 0 | 0 | 0 | 0 | 0 | 0 | 0 | 0 | 0 | 0 | 0 | 0 | 0 | 0 | 0 | 0 | 0 | 0 | 0 | 0
NEM | Wind | 77205.0298 | 165121.7123 | 260493.4135 | 346197.8705 | 417662.3031 | 411813.3591 | 512017.5701 | 595857.3651 | 916873.6098 | 885543.3332 | 857377.7473 | 1042764.0906 | 1017413.3579 | 1036171.7733 | 1079846.5496 | 1101891.3505 | 1276023.768 | 1248524.0389 | 1232187.2919 | 1178956.5649 | 1188660.4181 | 1223939.6732 | 1203471.775 | 1157545.5242 | 1175364.3124 | 1171713.1167 | 1170350.09 | 1126368.9084 | 1100640.0557
NEM | Solar PV | 0.0045575 | 0.0072677 | 0.007895 | 0.013239 | 7963.0011 | 57774.7399 | 71168.8963 | 89293.7494 | 213969.7621 | 204169.6209 | 195339.5437 | 185871.4938 | 177358.2965 | 169235.017 | 161915.8169 | 154067.8001 | 206141.0602 | 211789.492 | 221985.4591 | 246209.1424 | 254604.6562 | 332435.6506 | 322967.3498 | 307313.2063 | 293237.7922 | 326002.4446 | 316167.6645 | 316690.8306 | 326314.8157
NEM | Grid Battery | 0.0053592 | 0.0074989 | 0.0071916 | 0.0083439 | 0.010408 | 0.010435 | 0.012281 | 0.014115 | 0.14292 | 0.13662 | 0.13167 | 0.1455 | 3819.8511 | 3644.8961 | 3487.2626 | 3318.236 | 71308.7539 | 68042.7041 | 85512.5055 | 81367.7366 | 109128.3427 | 104130.0972 | 99626.6026 | 94797.7267 | 90455.8454 | 112827.9975 | 107948.3288 | 102716.1076 | 98011.5025
NEM | Pumped Hydro | 0 | 0 | 0.014963 | 0.016434 | 0.016028 | 0.015771 | 0.015931 | 0.016869 | 241735.8312 | 230663.9616 | 220688.0382 | 209991.3586 | 200373.4388 | 191196.0293 | 182927.0439 | 174060.6182 | 205360.2102 | 195954.3992 | 193482.3626 | 184104.3228 | 202079.6195 | 269684.0008 | 258020.5097 | 246982.9883 | 235670.7904 | 236325.5746 | 226104.7931 | 238242.7915 | 286499.7022
NEM | VPP | 0 | 0 | 0 | 0 | 0 | 0 | 0 | 0 | 0 | 0 | 0 | 0 | 0 | 0 | 0 | 0 | 0 | 0 | 0 | 0 | 0 | 0 | 0 | 0 | 0 | 0 | 0 | 0 | 0
Total excluding storage |  | 77205.0412 | 165121.7262 | 260493.428 | 346197.8902 | 425625.3104 | 469588.1049 | 583186.472 | 685151.1202 | 1130843.3774 | 1089712.9595 | 1052717.2965 | 1228635.5921 | 1194771.6618 | 1205406.7973 | 1241762.3733 | 1255959.1572 | 1482164.8393 | 1460313.5416 | 1463990.2576 | 1434507.3619 | 1457760.0344 | 1571973.7843 | 1541362.9722 | 1523267.0017 | 1534638.1267 | 1593887.2196 | 1578530.1105 | 1553739.4069 | 1532565.2414
Region | Technology | 2021-22 | 2022-23 | 2023-24 | 2024-25 | 2025-26 | 2026-27 | 2027-28 | 2028-29 | 2029-30 | 2030-31 | 2031-32 | 2032-33 | 2033-34 | 2034-35 | 2035-36 | 2036-37 | 2037-38 | 2038-39 | 2039-40 | 2040-41 | 2041-42 | 2042-43 | 2043-44 | 2044-45 | 2045-46 | 2046-47 | 2047-48 | 2048-49 | 2049-50
NSW1 | Black Coal | 0 | 0 | 0 | 0 | 0 | 0 | 0 | 0 | 0 | 0 | 0 | 0 | 0 | 0 | 0 | 0 | 0 | 0 | 0 | 0 | 0 | 0 | 0 | 0 | 0 | 0 | 0 | 0 | 0
NSW1 | Brown Coal | 0 | 0 | 0 | 0 | 0 | 0 | 0 | 0 | 0 | 0 | 0 | 0 | 0 | 0 | 0 | 0 | 0 | 0 | 0 | 0 | 0 | 0 | 0 | 0 | 0 | 0 | 0 | 0 | 0
NSW1 | CCGT | 0.00037724 | 0.00035997 | 0.00037457 | 0.00041086 | 0.00039204 | 0.00037409 | 0.00035791 | 0.00037294 | 0.00035586 | 0.00033956 | 0.00034555 | 0.00060383 | 0.00057617 | 0.00054978 | 0.00052601 | 0.00050051 | 0.0010909 | 0.0010409 | 0.0010425 | 0.00099198 | 0.001254 | 0.0011966 | 0.001154 | 0.001098 | 0.0010477 | 0.000883 | 0.00084481 | 0.0012129 | 0.0011405
NSW1 | Gas - Steam | 0 | 0 | 0 | 0 | 0 | 0 | 0 | 0 | 0 | 0 | 0 | 0 | 0 | 0 | 0 | 0 | 0 | 0 | 0 | 0 | 0 | 0 | 0 | 0 | 0 | 0 | 0 | 0 | 0
NSW1 | OCGT / Diesel | 0.0009973 | 0.0009978 | 0.0009896 | 0.00094163 | 0.0008985 | 0.00085735 | 0.00082027 | 0.00078051 | 0.00075455 | 0.00075161 | 0.00075798 | 0.0011448 | 0.0010924 | 0.0010424 | 0.00099729 | 0.00094895 | 0.0024658 | 0.0023528 | 1906.4948 | 1814.0875 | 6542.181 | 6242.5391 | 5972.5575 | 37697.6153 | 35971.0069 | 34323.4796 | 32839.0325 | 36817.8767 | 35131.5617
NSW1 | Hydro | 0 | 0 | 0 | 0 | 0 | 0 | 0 | 0 | 0 | 0 | 0 | 0 | 0 | 0 | 0 | 0 | 0 | 0 | 0 | 0 | 0 | 0 | 0 | 0 | 0 | 0 | 0 | 0 | 0
NSW1 | Wind | 0.013496 | 91452.8026 | 174462.9439 | 249636.1198 | 304518.1024 | 290570.709 | 326882.2614 | 346387.1066 | 607038.4241 | 579235.1373 | 554183.9514 | 539869.5096 | 515142.6616 | 512239.1672 | 557077.3807 | 530169.3798 | 511436.6429 | 493194.8544 | 502645.3795 | 478282.2892 | 500392.7591 | 477474.0357 | 456823.8885 | 434681.7535 | 433978.6243 | 414101.7386 | 413490.2164 | 366609.6437 | 323936.7133
NSW1 | Solar PV | 0.0010156 | 0.0020005 | 0.0020713 | 0.0037445 | 7962.9917 | 57774.7305 | 71168.8854 | 89293.7381 | 213969.7483 | 204169.6071 | 195339.5302 | 185871.474 | 177358.2767 | 169234.9968 | 161915.7975 | 154067.781 | 169888.5736 | 177197.4194 | 174671.5122 | 166205.2296 | 158592.7763 | 199417.3652 | 190792.8169 | 181545.1387 | 173230.0941 | 179843.9608 | 176330.3493 | 183631.3528 | 188257.3334
NSW1 | Grid Battery | 0.0017262 | 0.0024224 | 0.0023177 | 0.0028397 | 0.003248 | 0.0033546 | 0.0038928 | 0.0042265 | 0.13264 | 0.12659 | 0.12129 | 0.11843 | 0.11301 | 0.10784 | 0.10319 | 0.098187 | 6683.6943 | 6377.5709 | 16301.7268 | 15511.5863 | 29005.5367 | 27677.0385 | 26480.0417 | 25196.5607 | 24042.5196 | 22941.3354 | 21949.1514 | 20885.2883 | 19928.6599
NSW1 | Pumped Hydro | 0 | 0 | 0.0041025 | 0.0047491 | 0.0045316 | 0.0043365 | 0.0045007 | 0.0047926 | 241735.8195 | 230663.9499 | 220688.0264 | 209991.3372 | 200373.4133 | 191196.0049 | 182927.02 | 174060.5949 | 166088.3586 | 158481.2582 | 151627.1485 | 144277.82 | 137669.6756 | 131364.1942 | 125682.8592 | 119591.0437 | 114113.5913 | 108887.0146 | 104177.7891 | 99128.3188 | 94588.0904
NSW1 | VPP | 0 | 0 | 0 | 0 | 0 | 0 | 0 | 0 | 0 | 0 | 0 | 0 | 0 | 0 | 0 | 0 | 0 | 0 | 0 | 0 | 0 | 0 | 0 | 0 | 0 | 0 | 0 | 0 | 0
Total excluding storage |  | 0.015886 | 91452.806 | 174462.9473 | 249636.1249 | 312481.0953 | 348345.4408 | 398051.1479 | 435680.8458 | 821008.1735 | 783404.7455 | 749523.4827 | 725740.9853 | 692500.9399 | 681474.1655 | 718993.1798 | 684237.1622 | 681325.22 | 670392.2772 | 679223.3876 | 646301.6074 | 665527.7176 | 683133.9411 | 653589.2641 | 653924.5085 | 643179.7264 | 628269.1799 | 622659.5991 | 587058.8744 | 547325.6095
Region | Technology | 2021-22 | 2022-23 | 2023-24 | 2024-25 | 2025-26 | 2026-27 | 2027-28 | 2028-29 | 2029-30 | 2030-31 | 2031-32 | 2032-33 | 2033-34 | 2034-35 | 2035-36 | 2036-37 | 2037-38 | 2038-39 | 2039-40 | 2040-41 | 2041-42 | 2042-43 | 2043-44 | 2044-45 | 2045-46 | 2046-47 | 2047-48 | 2048-49 | 2049-50
QLD1 | Black Coal | 0 | 0 | 0 | 0 | 0 | 0 | 0 | 0 | 0 | 0 | 0 | 0 | 0 | 0 | 0 | 0 | 0 | 0 | 0 | 0 | 0 | 0 | 0 | 0 | 0 | 0 | 0 | 0 | 0
QLD1 | Brown Coal | 0 | 0 | 0 | 0 | 0 | 0 | 0 | 0 | 0 | 0 | 0 | 0 | 0 | 0 | 0 | 0 | 0 | 0 | 0 | 0 | 0 | 0 | 0 | 0 | 0 | 0 | 0 | 0 | 0
QLD1 | CCGT | 0.00041423 | 0.0004084 | 0.00041562 | 0.00048181 | 0.00045974 | 0.00043869 | 0.00041971 | 0.00046441 | 0.00044313 | 0.00042284 | 0.00045059 | 0.00060666 | 0.00057888 | 0.00055236 | 0.00052847 | 0.00052224 | 0.00089256 | 0.00085168 | 0.0011191 | 0.0010649 | 0.0010161 | 0.0011624 | 0.0011121 | 0.0010582 | 0.0010097 | 0.00091176 | 0.00086824 | 0.00081848 | 0.00075428
QLD1 | Gas - Steam | 0 | 0 | 0 | 0 | 0 | 0 | 0 | 0 | 0 | 0 | 0 | 0 | 0 | 0 | 0 | 0 | 0 | 0 | 0 | 0 | 0 | 0 | 0 | 0 | 0 | 0 | 0 | 0 | 0
QLD1 | OCGT / Diesel | 0.0010113 | 0.0010014 | 0.00095813 | 0.00091169 | 0.00086993 | 0.00083009 | 0.00079419 | 0.00080154 | 0.00078232 | 0.00078667 | 0.00080005 | 0.00099234 | 0.00094689 | 0.00090352 | 0.00086445 | 0.00085626 | 0.0012026 | 0.0011475 | 7911.0021 | 7527.5579 | 7182.7843 | 8621.1933 | 8248.3376 | 7848.5428 | 17792.0065 | 50137.294 | 47968.9196 | 47495.4332 | 45320.0698
QLD1 | Hydro | 0 | 0 | 0 | 0 | 0 | 0 | 0 | 0 | 0 | 0 | 0 | 0 | 0 | 0 | 0 | 0 | 0 | 0 | 0 | 0 | 0 | 0 | 0 | 0 | 0 | 0 | 0 | 0 | 0
QLD1 | Wind | 77204.9785 | 73668.8735 | 70482.7886 | 67066.5214 | 71044.119 | 67790.1899 | 121349.1081 | 176812.4092 | 229172.144 | 218675.7098 | 209218.2624 | 260625.9736 | 260871.6628 | 248923.3425 | 238157.7236 | 264485.8839 | 316931.8124 | 302415.8514 | 289336.7489 | 275312.672 | 282388.1772 | 327922.4325 | 313740.2031 | 310938.9933 | 324427.0793 | 301688.6722 | 288641.019 | 274650.6638 | 311768.8266
QLD1 | Solar PV | 0.0014763 | 0.0023107 | 0.002477 | 0.0039723 | 0.003938 | 0.0039911 | 0.0047614 | 0.0045586 | 0.007126 | 0.0067996 | 0.0065055 | 0.0062057 | 0.0060796 | 0.0058012 | 0.0055503 | 0.0052812 | 34627.2271 | 33041.2472 | 31612.2552 | 40184.6493 | 50063.7804 | 87543.7707 | 83757.6135 | 79697.9038 | 76047.6181 | 98441.1826 | 94183.7258 | 89618.6651 | 91878.5231
QLD1 | Grid Battery | 0.00091945 | 0.001209 | 0.0011567 | 0.0014065 | 0.0017096 | 0.0016313 | 0.0023267 | 0.0030102 | 0.0029076 | 0.0028094 | 0.0028873 | 0.0073657 | 3819.7193 | 3644.7703 | 3487.1386 | 3318.1179 | 52478.3389 | 50074.7509 | 47909.0813 | 45586.9406 | 43498.9888 | 41506.6686 | 39711.5578 | 37786.7488 | 36056.0579 | 60919.8034 | 58285.0988 | 55460.0349 | 52919.8806
QLD1 | Pumped Hydro | 0 | 0 | 0.002052 | 0.0024517 | 0.0023872 | 0.0024035 | 0.0024906 | 0.0028459 | 0.0027156 | 0.002697 | 0.0026847 | 0.0059046 | 0.010709 | 0.010218 | 0.0097921 | 0.0093273 | 35200.0277 | 33587.8126 | 32135.1823 | 30577.5984 | 29540.837 | 105047.7579 | 100504.5754 | 95633.1448 | 91253.0008 | 98522.3401 | 94261.3737 | 89692.5494 | 144753.2881
QLD1 | VPP | 0 | 0 | 0 | 0 | 0 | 0 | 0 | 0 | 0 | 0 | 0 | 0 | 0 | 0 | 0 | 0 | 0 | 0 | 0 | 0 | 0 | 0 | 0 | 0 | 0 | 0 | 0 | 0 | 0
Total excluding storage |  | 77204.9814 | 73668.8772 | 70482.7924 | 67066.5268 | 71044.1243 | 67790.1952 | 121349.1141 | 176812.415 | 229172.1523 | 218675.7178 | 209218.2702 | 260625.9814 | 260871.6704 | 248923.3497 | 238157.7305 | 264485.8906 | 351559.0415 | 335457.1006 | 328860.0074 | 323024.8803 | 339634.7429 | 424087.3977 | 405746.1553 | 398485.441 | 418266.705 | 450267.1497 | 430793.6653 | 411764.7628 | 448967.4203
Region | Technology | 2021-22 | 2022-23 | 2023-24 | 2024-25 | 2025-26 | 2026-27 | 2027-28 | 2028-29 | 2029-30 | 2030-31 | 2031-32 | 2032-33 | 2033-34 | 2034-35 | 2035-36 | 2036-37 | 2037-38 | 2038-39 | 2039-40 | 2040-41 | 2041-42 | 2042-43 | 2043-44 | 2044-45 | 2045-46 | 2046-47 | 2047-48 | 2048-49 | 2049-50
VIC1 | Black Coal | 0 | 0 | 0 | 0 | 0 | 0 | 0 | 0 | 0 | 0 | 0 | 0 | 0 | 0 | 0 | 0 | 0 | 0 | 0 | 0 | 0 | 0 | 0 | 0 | 0 | 0 | 0 | 0 | 0
VIC1 | Brown Coal | 0 | 0 | 0 | 0 | 0 | 0 | 0 | 0 | 0 | 0 | 0 | 0 | 0 | 0 | 0 | 0 | 0 | 0 | 0 | 0 | 0 | 0 | 0 | 0 | 0 | 0 | 0 | 0 | 0
VIC1 | CCGT | 0.00035601 | 0.00033971 | 0.00033945 | 0.00038824 | 0.00037046 | 0.00035349 | 0.0003563 | 0.00037219 | 0.00035514 | 0.00033888 | 0.0003396 | 0.00053521 | 0.0005107 | 0.00048731 | 0.00046623 | 0.00044363 | 0.00063281 | 0.00060383 | 0.00068359 | 0.00065046 | 0.0006752 | 0.00064427 | 0.00062919 | 0.00062529 | 0.00059665 | 0.00045915 | 0.00047846 | 0.0014943 | 0.0014056
VIC1 | Gas - Steam | 0 | 0 | 0 | 0 | 0 | 0 | 0 | 0 | 0 | 0 | 0 | 0 | 0 | 0 | 0 | 0 | 0 | 0 | 0 | 0 | 0 | 0 | 0 | 0 | 0 | 0 | 0 | 0 | 0
VIC1 | OCGT / Diesel | 0.0010035 | 0.00097876 | 0.00093643 | 0.00089104 | 0.00085023 | 0.00081129 | 0.0007762 | 0.00076451 | 0.00075631 | 0.00075503 | 0.0007606 | 0.0011269 | 0.0010753 | 0.0010261 | 0.00098169 | 0.00093411 | 0.0013081 | 0.0012482 | 0.0018299 | 0.0017412 | 0.002338 | 0.0022309 | 0.0021369 | 0.032944 | 0.031435 | 0.029685 | 0.028394 | 15705.054 | 14985.7386
VIC1 | Hydro | 0 | 0 | 0 | 0 | 0 | 0 | 0 | 0 | 0 | 0 | 0 | 0 | 0 | 0 | 0 | 0 | 0 | 0 | 0 | 0 | 0 | 0 | 0 | 0 | 0 | 0 | 0 | 0 | 0
VIC1 | Wind | 0.0080551 | 0.0078072 | 0.0077542 | 0.010226 | 0.0097581 | 0.0093112 | 0.0095464 | 0.010856 | 0.010407 | 0.010101 | 0.011998 | 47625.5602 | 45444.2436 | 79391.7588 | 75958.1659 | 96152.1632 | 200488.7828 | 193090.1272 | 184739.2252 | 175784.965 | 167733.8314 | 191304.9889 | 215497.2271 | 205052.1326 | 213023.1105 | 248366.3362 | 269639.022 | 284530.469 | 278092.8832
VIC1 | Solar PV | 0.00045442 | 0.00053797 | 0.00055402 | 0.0013326 | 0.0012716 | 0.0012412 | 0.0014403 | 0.001568 | 0.0015113 | 0.0015751 | 0.001544 | 0.0032833 | 0.00326 | 0.0031248 | 0.0029897 | 0.0028568 | 0.010447 | 0.015014 | 11587.6883 | 30691.4641 | 35202.3458 | 33590.0246 | 32137.2986 | 30579.6121 | 29179.0192 | 33613.236 | 32159.5073 | 30600.7847 | 33927.0222
VIC1 | Grid Battery | 0.00088715 | 0.0012844 | 0.0012289 | 0.001387 | 0.0018957 | 0.0019109 | 0.002112 | 0.0023857 | 0.0025044 | 0.0024848 | 0.0025991 | 0.0070192 | 0.0067043 | 0.0063972 | 0.0061356 | 0.0058426 | 0.017504 | 0.016712 | 4919.6081 | 4681.156 | 14810.4208 | 14132.0807 | 13520.8861 | 12865.5322 | 12276.271 | 11713.999 | 11207.3833 | 10664.1642 | 10175.7292
VIC1 | Pumped Hydro | 0 | 0 | 0.0023226 | 0.0028798 | 0.0027479 | 0.0027104 | 0.002628 | 0.0027753 | 0.0026653 | 0.0025862 | 0.0026604 | 0.007183 | 0.006854 | 0.0065401 | 0.0062687 | 0.0059799 | 4071.8145 | 3885.3192 | 9720.0221 | 9248.8951 | 34869.0962 | 33272.0384 | 31833.0649 | 31758.7891 | 30304.1881 | 28916.21 | 27665.6205 | 49421.9134 | 47158.3143
VIC1 | VPP | 0 | 0 | 0 | 0 | 0 | 0 | 0 | 0 | 0 | 0 | 0 | 0 | 0 | 0 | 0 | 0 | 0 | 0 | 0 | 0 | 0 | 0 | 0 | 0 | 0 | 0 | 0 | 0 | 0
Total excluding storage |  | 0.009869 | 0.0096636 | 0.0095841 | 0.012838 | 0.01225 | 0.011717 | 0.012119 | 0.013561 | 0.01303 | 0.01277 | 0.014643 | 47625.5652 | 45444.2484 | 79391.7635 | 75958.1704 | 96152.1674 | 200488.7952 | 193090.144 | 196326.9159 | 206476.4315 | 202936.1801 | 224895.0164 | 247634.5285 | 235631.7783 | 242202.1617 | 281979.6023 | 301798.5582 | 330836.3092 | 327005.6453
Region | Technology | 2021-22 | 2022-23 | 2023-24 | 2024-25 | 2025-26 | 2026-27 | 2027-28 | 2028-29 | 2029-30 | 2030-31 | 2031-32 | 2032-33 | 2033-34 | 2034-35 | 2035-36 | 2036-37 | 2037-38 | 2038-39 | 2039-40 | 2040-41 | 2041-42 | 2042-43 | 2043-44 | 2044-45 | 2045-46 | 2046-47 | 2047-48 | 2048-49 | 2049-50
SA1 | Black Coal | 0 | 0 | 0 | 0 | 0 | 0 | 0 | 0 | 0 | 0 | 0 | 0 | 0 | 0 | 0 | 0 | 0 | 0 | 0 | 0 | 0 | 0 | 0 | 0 | 0 | 0 | 0 | 0 | 0
SA1 | Brown Coal | 0 | 0 | 0 | 0 | 0 | 0 | 0 | 0 | 0 | 0 | 0 | 0 | 0 | 0 | 0 | 0 | 0 | 0 | 0 | 0 | 0 | 0 | 0 | 0 | 0 | 0 | 0 | 0 | 0
SA1 | CCGT | 0.0003502 | 0.00033416 | 0.00041759 | 0.00039735 | 0.00037915 | 0.00036179 | 0.00034614 | 0.00037723 | 0.00035995 | 0.00034347 | 0.00035019 | 0.00056185 | 0.00053611 | 0.00051156 | 0.00048943 | 0.00046571 | 0.00071878 | 0.00068586 | 0.00070506 | 0.00067089 | 0.00086468 | 0.00082507 | 0.00084729 | 0.00080622 | 0.00076929 | 0.00062568 | 0.00059862 | 0.00071537 | 0.0006826
SA1 | Gas - Steam | 0 | 0 | 0 | 0 | 0 | 0 | 0 | 0 | 0 | 0 | 0 | 0 | 0 | 0 | 0 | 0 | 0 | 0 | 0 | 0 | 0 | 0 | 0 | 0 | 0 | 0 | 0 | 0 | 0
SA1 | OCGT / Diesel | 0.0010054 | 0.00098703 | 0.00094435 | 0.00089857 | 0.00085742 | 0.00081815 | 0.00078276 | 0.00076936 | 0.00076003 | 0.00076033 | 0.00076706 | 0.0011633 | 0.00111 | 0.0010592 | 0.0010213 | 0.00097177 | 0.0018686 | 0.001783 | 0.00316 | 0.0030069 | 769.9877 | 734.7211 | 702.9454 | 12862.0756 | 12272.9729 | 11710.8517 | 11204.3722 | 10661.2992 | 10172.9954
SA1 | Hydro | 0 | 0 | 0 | 0 | 0 | 0 | 0 | 0 | 0 | 0 | 0 | 0 | 0 | 0 | 0 | 0 | 0 | 0 | 0 | 0 | 0 | 0 | 0 | 0 | 0 | 0 | 0 | 0 | 0
SA1 | Wind | 0.015813 | 0.015089 | 0.018851 | 0.01916 | 0.018283 | 0.017446 | 0.017148 | 0.021263 | 0.020297 | 0.019676 | 0.024505 | 95598.2121 | 92328.6739 | 88099.88 | 97580.6502 | 97639.5673 | 131563.3724 | 142528.5974 | 136364.417 | 129754.8692 | 123811.9009 | 118141.127 | 113031.6781 | 107553.0788 | 109164.9201 | 117126.433 | 112060.8761 | 123050.9631 | 117415.0408
SA1 | Solar PV | 0.0014312 | 0.0021477 | 0.0024646 | 0.0037047 | 0.0036498 | 0.003506 | 0.0039328 | 0.0044329 | 0.0042594 | 0.0044226 | 0.0044855 | 0.0093128 | 0.0096104 | 0.01042 | 0.0099694 | 0.010262 | 1625.2483 | 1550.8095 | 4114.0021 | 9127.7971 | 10745.7515 | 11884.488 | 16279.6187 | 15490.5498 | 14781.059 | 14104.0635 | 13494.0804 | 12840.0265 | 12251.9357
SA1 | Grid Battery | 0.00091414 | 0.0013912 | 0.0013481 | 0.0014344 | 0.0019387 | 0.0019806 | 0.0022345 | 0.0026306 | 0.0028567 | 0.0027501 | 0.0027973 | 0.010439 | 0.0099687 | 0.0095121 | 0.01259 | 0.012045 | 12146.701 | 11590.3635 | 16382.0867 | 15588.0512 | 21813.3944 | 20814.3074 | 19914.115 | 18948.883 | 18080.995 | 17252.8578 | 16506.6934 | 15706.6181 | 14987.2309
SA1 | Pumped Hydro | 0 | 0 | 0.0027174 | 0.0025857 | 0.0024673 | 0.002408 | 0.0023622 | 0.0024824 | 0.0023926 | 0.0023821 | 0.0023917 | 0.0037355 | 0.0035644 | 0.0034012 | 0.0036267 | 0.0036922 | 0.0051193 | 0.0048848 | 0.0047312 | 0.0045019 | 0.0061541 | 0.0058847 | 0.0056302 | 0.0061144 | 0.0058343 | 0.0055671 | 0.0053263 | 0.0050804 | 0.0048477
SA1 | VPP | 0 | 0 | 0 | 0 | 0 | 0 | 0 | 0 | 0 | 0 | 0 | 0 | 0 | 0 | 0 | 0 | 0 | 0 | 0 | 0 | 0 | 0 | 0 | 0 | 0 | 0 | 0 | 0 | 0
Total excluding storage |  | 0.0186 | 0.018558 | 0.022678 | 0.024161 | 0.023169 | 0.022131 | 0.02221 | 0.026842 | 0.025676 | 0.025202 | 0.030107 | 95598.2231 | 92328.6851 | 88099.892 | 97580.6616 | 97639.579 | 133188.6233 | 144079.4094 | 140478.423 | 138882.67 | 135327.641 | 130760.3369 | 130014.2431 | 135905.705 | 136218.9527 | 142941.3489 | 136759.3293 | 146552.2896 | 139839.9725
Region | Technology | 2021-22 | 2022-23 | 2023-24 | 2024-25 | 2025-26 | 2026-27 | 2027-28 | 2028-29 | 2029-30 | 2030-31 | 2031-32 | 2032-33 | 2033-34 | 2034-35 | 2035-36 | 2036-37 | 2037-38 | 2038-39 | 2039-40 | 2040-41 | 2041-42 | 2042-43 | 2043-44 | 2044-45 | 2045-46 | 2046-47 | 2047-48 | 2048-49 | 2049-50
TAS1 | Black Coal | 0 | 0 | 0 | 0 | 0 | 0 | 0 | 0 | 0 | 0 | 0 | 0 | 0 | 0 | 0 | 0 | 0 | 0 | 0 | 0 | 0 | 0 | 0 | 0 | 0 | 0 | 0 | 0 | 0
TAS1 | Brown Coal | 0 | 0 | 0 | 0 | 0 | 0 | 0 | 0 | 0 | 0 | 0 | 0 | 0 | 0 | 0 | 0 | 0 | 0 | 0 | 0 | 0 | 0 | 0 | 0 | 0 | 0 | 0 | 0 | 0
TAS1 | CCGT | 0.0003147 | 0.00030029 | 0.0002873 | 0.00027338 | 0.00026086 | 0.00024891 | 0.00023814 | 0.0002266 | 0.00021622 | 0.00020632 | 0.0001974 | 0.0001954 | 0.00018645 | 0.00017791 | 0.00017726 | 0.00017591 | 0.00017638 | 0.00017608 | 0.00018532 | 0.00017634 | 0.00017767 | 0.00017618 | 0.00017682 | 0.00017666 | 0.00017589 | 7.8955e-05 | 8.3678e-05 | 9.0947e-05 | 9.1332e-05
TAS1 | Gas - Steam | 0 | 0 | 0 | 0 | 0 | 0 | 0 | 0 | 0 | 0 | 0 | 0 | 0 | 0 | 0 | 0 | 0 | 0 | 0 | 0 | 0 | 0 | 0 | 0 | 0 | 0 | 0 | 0 | 0
TAS1 | OCGT / Diesel | 0.00098738 | 0.00095007 | 0.00090898 | 0.00086492 | 0.00082531 | 0.00078751 | 0.00075345 | 0.0007325 | 0.00073151 | 0.0007319 | 0.00073202 | 0.00081854 | 0.00078105 | 0.00074528 | 0.0007308 | 0.00072614 | 0.00072735 | 0.00072974 | 0.00086778 | 0.00082572 | 0.0007879 | 0.00075181 | 0.00073604 | 0.00074389 | 0.00073062 | 0.00042604 | 0.00044041 | 0.00051499 | 0.0004914
TAS1 | Hydro | 0 | 0 | 0 | 0 | 0 | 0 | 0 | 0 | 0 | 0 | 0 | 0 | 0 | 0 | 0 | 0 | 0 | 0 | 0 | 0 | 0 | 0 | 0 | 0 | 0 | 0 | 0 | 0 | 0
TAS1 | Wind | 0.013931 | 0.013329 | 15547.6545 | 29495.1999 | 42100.0537 | 53452.4334 | 63786.174 | 72657.8172 | 80663.011 | 87632.4563 | 93975.497 | 99044.8351 | 103626.116 | 107517.6248 | 111072.6293 | 113444.3563 | 115603.1575 | 117294.6085 | 119101.5215 | 119821.7695 | 114333.7495 | 109097.0892 | 104378.7783 | 99319.566 | 94770.5782 | 90429.9367 | 86518.9565 | 77527.1688 | 69426.5918
TAS1 | Solar PV | 0.00017995 | 0.00027081 | 0.00032817 | 0.00048508 | 0.00058549 | 0.00064894 | 0.00073072 | 0.00078223 | 0.00091532 | 0.0010243 | 0.00097999 | 0.00093884 | 0.00089924 | 0.00085805 | 0.00082094 | 0.00078115 | 0.00079703 | 0.00087983 | 0.0012587 | 0.0022928 | 0.0021878 | 0.0020876 | 0.0019973 | 0.0019005 | 0.0018134 | 0.0016747 | 0.0015715 | 0.001474 | 0.001353
TAS1 | Grid Battery | 0.00091228 | 0.0011918 | 0.0011403 | 0.0012764 | 0.0016157 | 0.0015572 | 0.0017145 | 0.0018622 | 0.002005 | 0.0019853 | 0.0020957 | 0.0022484 | 0.0021549 | 0.0020653 | 0.0021146 | 0.0020484 | 0.002149 | 0.002128 | 0.0025605 | 0.002441 | 0.002105 | 0.0019508 | 0.0019951 | 0.0020049 | 0.0019217 | 0.0019269 | 0.0019213 | 0.0021426 | 0.001972
TAS1 | Pumped Hydro | 0 | 0 | 0.003768 | 0.0037672 | 0.0038944 | 0.0039129 | 0.00395 | 0.0039727 | 0.0040171 | 0.0040528 | 0.004146 | 0.0045513 | 0.0043669 | 0.0042299 | 0.0042457 | 0.0042845 | 0.0043302 | 0.0043097 | 0.0050094 | 0.0047811 | 0.0046081 | 0.0044513 | 0.0044989 | 0.0045261 | 0.004457 | 0.0044364 | 0.0044564 | 0.0047761 | 0.0045764
TAS1 | VPP | 0 | 0 | 0 | 0 | 0 | 0 | 0 | 0 | 0 | 0 | 0 | 0 | 0 | 0 | 0 | 0 | 0 | 0 | 0 | 0 | 0 | 0 | 0 | 0 | 0 | 0 | 0 | 0 | 0
Total excluding storage |  | 0.015413 | 0.01485 | 15547.656 | 29495.2015 | 42100.0554 | 53452.4351 | 63786.1757 | 72657.8189 | 80663.0129 | 87632.4583 | 93975.4989 | 99044.8371 | 103626.1179 | 107517.6266 | 111072.631 | 113444.358 | 115603.1592 | 117294.6103 | 119101.5238 | 119821.7728 | 114333.7526 | 109097.0922 | 104378.7812 | 99319.5688 | 94770.581 | 90429.9389 | 86518.9586 | 77527.1709 | 69426.5938

## BaseCase_REHAB Cost
Rehabilition cost by technology ($000s) - Base Case, Fast Change Scenario
REHAB | Real June 2020 dollars discounted to 1 July 2020
Explicitly modelled generation
Region | Technology | 2021-22 | 2022-23 | 2023-24 | 2024-25 | 2025-26 | 2026-27 | 2027-28 | 2028-29 | 2029-30 | 2030-31 | 2031-32 | 2032-33 | 2033-34 | 2034-35 | 2035-36 | 2036-37 | 2037-38 | 2038-39 | 2039-40 | 2040-41 | 2041-42 | 2042-43 | 2043-44 | 2044-45 | 2045-46 | 2046-47 | 2047-48 | 2048-49 | 2049-50
NEM | Black Coal | 0 | 0 | 0 | 115304.0579 | 86687.675 | 13340.5836 | 1.2561e-05 | 0 | 19999.9185 | 334.1856 | 25.9369 | 0 | 0 | 0 | 0 | 0 | 0 | 0 | 0 | 0 | 0 | 0 | 0 | 0 | 0 | 0 | 0 | 0 | 0
NEM | Brown Coal | 0 | 0 | 0 | 44614.8252 | 3596.8544 | 1355.9395 | 0 | 0 | 0.00010014 | 0.00014759 | 0 | 0 | 0 | 0 | 0 | 0 | 0 | 0 | 0 | 0 | 0 | 0 | 0 | 0 | 0 | 0 | 0 | 0 | 0
NEM | CCGT | 0 | 0 | 0 | 0 | 0 | 0 | 0 | 0 | 0 | 0 | 0 | 0 | 0 | 0 | 0 | 0 | 0 | 0 | 0 | 0 | 0 | 0 | 0 | 0 | 0 | 0 | 0 | 0 | 0
NEM | Gas - Steam | 0 | 0 | 0 | 0 | 0 | 0 | 0 | 0 | 0 | 0 | 0 | 0 | 0 | 0 | 0 | 0 | 0 | 0 | 0 | 0 | 0 | 0 | 0 | 0 | 0 | 0 | 0 | 0 | 0
NEM | OCGT / Diesel | 0 | 0 | 0 | 0 | 0 | 0 | 0 | 0 | 0 | 0 | 0 | 0 | 0 | 0 | 0 | 0 | 0 | 0 | 0 | 0 | 0 | 0 | 0 | 0 | 0 | 0 | 0 | 0 | 0
NEM | Hydro | 0 | 0 | 0 | 0 | 0 | 0 | 0 | 0 | 0 | 0 | 0 | 0 | 0 | 0 | 0 | 0 | 0 | 0 | 0 | 0 | 0 | 0 | 0 | 0 | 0 | 0 | 0 | 0 | 0
NEM | Wind | 0 | 0 | 0 | 0 | 0 | 0 | 0 | 0 | 0 | 0 | 0 | 0 | 0 | 0 | 0 | 0 | 0 | 0 | 0 | 0 | 0 | 0 | 0 | 0 | 0 | 0 | 0 | 0 | 0
NEM | Solar PV | 0 | 0 | 0 | 0 | 0 | 0 | 0 | 0 | 0 | 0 | 0 | 0 | 0 | 0 | 0 | 0 | 0 | 0 | 0 | 0 | 0 | 0 | 0 | 0 | 0 | 0 | 0 | 0 | 0
NEM | Grid Battery | 0 | 0 | 0 | 0 | 0 | 0 | 0 | 0 | 0 | 0 | 0 | 0 | 0 | 0 | 0 | 0 | 0 | 0 | 0 | 0 | 0 | 0 | 0 | 0 | 0 | 0 | 0 | 0 | 0
NEM | Pumped Hydro | 0 | 0 | 0 | 0 | 0 | 0 | 0 | 0 | 0 | 0 | 0 | 0 | 0 | 0 | 0 | 0 | 0 | 0 | 0 | 0 | 0 | 0 | 0 | 0 | 0 | 0 | 0 | 0 | 0
NEM | VPP | 0 | 0 | 0 | 0 | 0 | 0 | 0 | 0 | 0 | 0 | 0 | 0 | 0 | 0 | 0 | 0 | 0 | 0 | 0 | 0 | 0 | 0 | 0 | 0 | 0 | 0 | 0 | 0 | 0
Total excluding storage |  | 0 | 0 | 0 | 159918.8831 | 90284.5295 | 14696.5231 | 1.2561e-05 | 0 | 19999.9186 | 334.1857 | 25.9369 | 0 | 0 | 0 | 0 | 0 | 0 | 0 | 0 | 0 | 0 | 0 | 0 | 0 | 0 | 0 | 0 | 0 | 0
Region | Technology | 2021-22 | 2022-23 | 2023-24 | 2024-25 | 2025-26 | 2026-27 | 2027-28 | 2028-29 | 2029-30 | 2030-31 | 2031-32 | 2032-33 | 2033-34 | 2034-35 | 2035-36 | 2036-37 | 2037-38 | 2038-39 | 2039-40 | 2040-41 | 2041-42 | 2042-43 | 2043-44 | 2044-45 | 2045-46 | 2046-47 | 2047-48 | 2048-49 | 2049-50
NSW1 | Black Coal | 0 | 0 | 0 | 18526.9195 | 86687.669 | 5171.1467 | 0 | 0 | 19999.9185 | 334.1856 | 25.9369 | 0 | 0 | 0 | 0 | 0 | 0 | 0 | 0 | 0 | 0 | 0 | 0 | 0 | 0 | 0 | 0 | 0 | 0
NSW1 | Brown Coal | 0 | 0 | 0 | 0 | 0 | 0 | 0 | 0 | 0 | 0 | 0 | 0 | 0 | 0 | 0 | 0 | 0 | 0 | 0 | 0 | 0 | 0 | 0 | 0 | 0 | 0 | 0 | 0 | 0
NSW1 | CCGT | 0 | 0 | 0 | 0 | 0 | 0 | 0 | 0 | 0 | 0 | 0 | 0 | 0 | 0 | 0 | 0 | 0 | 0 | 0 | 0 | 0 | 0 | 0 | 0 | 0 | 0 | 0 | 0 | 0
NSW1 | Gas - Steam | 0 | 0 | 0 | 0 | 0 | 0 | 0 | 0 | 0 | 0 | 0 | 0 | 0 | 0 | 0 | 0 | 0 | 0 | 0 | 0 | 0 | 0 | 0 | 0 | 0 | 0 | 0 | 0 | 0
NSW1 | OCGT / Diesel | 0 | 0 | 0 | 0 | 0 | 0 | 0 | 0 | 0 | 0 | 0 | 0 | 0 | 0 | 0 | 0 | 0 | 0 | 0 | 0 | 0 | 0 | 0 | 0 | 0 | 0 | 0 | 0 | 0
NSW1 | Hydro | 0 | 0 | 0 | 0 | 0 | 0 | 0 | 0 | 0 | 0 | 0 | 0 | 0 | 0 | 0 | 0 | 0 | 0 | 0 | 0 | 0 | 0 | 0 | 0 | 0 | 0 | 0 | 0 | 0
NSW1 | Wind | 0 | 0 | 0 | 0 | 0 | 0 | 0 | 0 | 0 | 0 | 0 | 0 | 0 | 0 | 0 | 0 | 0 | 0 | 0 | 0 | 0 | 0 | 0 | 0 | 0 | 0 | 0 | 0 | 0
NSW1 | Solar PV | 0 | 0 | 0 | 0 | 0 | 0 | 0 | 0 | 0 | 0 | 0 | 0 | 0 | 0 | 0 | 0 | 0 | 0 | 0 | 0 | 0 | 0 | 0 | 0 | 0 | 0 | 0 | 0 | 0
NSW1 | Grid Battery | 0 | 0 | 0 | 0 | 0 | 0 | 0 | 0 | 0 | 0 | 0 | 0 | 0 | 0 | 0 | 0 | 0 | 0 | 0 | 0 | 0 | 0 | 0 | 0 | 0 | 0 | 0 | 0 | 0
NSW1 | Pumped Hydro | 0 | 0 | 0 | 0 | 0 | 0 | 0 | 0 | 0 | 0 | 0 | 0 | 0 | 0 | 0 | 0 | 0 | 0 | 0 | 0 | 0 | 0 | 0 | 0 | 0 | 0 | 0 | 0 | 0
NSW1 | VPP | 0 | 0 | 0 | 0 | 0 | 0 | 0 | 0 | 0 | 0 | 0 | 0 | 0 | 0 | 0 | 0 | 0 | 0 | 0 | 0 | 0 | 0 | 0 | 0 | 0 | 0 | 0 | 0 | 0
Total excluding storage |  | 0 | 0 | 0 | 18526.9195 | 86687.669 | 5171.1467 | 0 | 0 | 19999.9185 | 334.1856 | 25.9369 | 0 | 0 | 0 | 0 | 0 | 0 | 0 | 0 | 0 | 0 | 0 | 0 | 0 | 0 | 0 | 0 | 0 | 0
Region | Technology | 2021-22 | 2022-23 | 2023-24 | 2024-25 | 2025-26 | 2026-27 | 2027-28 | 2028-29 | 2029-30 | 2030-31 | 2031-32 | 2032-33 | 2033-34 | 2034-35 | 2035-36 | 2036-37 | 2037-38 | 2038-39 | 2039-40 | 2040-41 | 2041-42 | 2042-43 | 2043-44 | 2044-45 | 2045-46 | 2046-47 | 2047-48 | 2048-49 | 2049-50
QLD1 | Black Coal | 0 | 0 | 0 | 96777.1384 | 0.0060113 | 8169.437 | 1.2561e-05 | 0 | 0 | 0 | 0 | 0 | 0 | 0 | 0 | 0 | 0 | 0 | 0 | 0 | 0 | 0 | 0 | 0 | 0 | 0 | 0 | 0 | 0
QLD1 | Brown Coal | 0 | 0 | 0 | 0 | 0 | 0 | 0 | 0 | 0 | 0 | 0 | 0 | 0 | 0 | 0 | 0 | 0 | 0 | 0 | 0 | 0 | 0 | 0 | 0 | 0 | 0 | 0 | 0 | 0
QLD1 | CCGT | 0 | 0 | 0 | 0 | 0 | 0 | 0 | 0 | 0 | 0 | 0 | 0 | 0 | 0 | 0 | 0 | 0 | 0 | 0 | 0 | 0 | 0 | 0 | 0 | 0 | 0 | 0 | 0 | 0
QLD1 | Gas - Steam | 0 | 0 | 0 | 0 | 0 | 0 | 0 | 0 | 0 | 0 | 0 | 0 | 0 | 0 | 0 | 0 | 0 | 0 | 0 | 0 | 0 | 0 | 0 | 0 | 0 | 0 | 0 | 0 | 0
QLD1 | OCGT / Diesel | 0 | 0 | 0 | 0 | 0 | 0 | 0 | 0 | 0 | 0 | 0 | 0 | 0 | 0 | 0 | 0 | 0 | 0 | 0 | 0 | 0 | 0 | 0 | 0 | 0 | 0 | 0 | 0 | 0
QLD1 | Hydro | 0 | 0 | 0 | 0 | 0 | 0 | 0 | 0 | 0 | 0 | 0 | 0 | 0 | 0 | 0 | 0 | 0 | 0 | 0 | 0 | 0 | 0 | 0 | 0 | 0 | 0 | 0 | 0 | 0
QLD1 | Wind | 0 | 0 | 0 | 0 | 0 | 0 | 0 | 0 | 0 | 0 | 0 | 0 | 0 | 0 | 0 | 0 | 0 | 0 | 0 | 0 | 0 | 0 | 0 | 0 | 0 | 0 | 0 | 0 | 0
QLD1 | Solar PV | 0 | 0 | 0 | 0 | 0 | 0 | 0 | 0 | 0 | 0 | 0 | 0 | 0 | 0 | 0 | 0 | 0 | 0 | 0 | 0 | 0 | 0 | 0 | 0 | 0 | 0 | 0 | 0 | 0
QLD1 | Grid Battery | 0 | 0 | 0 | 0 | 0 | 0 | 0 | 0 | 0 | 0 | 0 | 0 | 0 | 0 | 0 | 0 | 0 | 0 | 0 | 0 | 0 | 0 | 0 | 0 | 0 | 0 | 0 | 0 | 0
QLD1 | Pumped Hydro | 0 | 0 | 0 | 0 | 0 | 0 | 0 | 0 | 0 | 0 | 0 | 0 | 0 | 0 | 0 | 0 | 0 | 0 | 0 | 0 | 0 | 0 | 0 | 0 | 0 | 0 | 0 | 0 | 0
QLD1 | VPP | 0 | 0 | 0 | 0 | 0 | 0 | 0 | 0 | 0 | 0 | 0 | 0 | 0 | 0 | 0 | 0 | 0 | 0 | 0 | 0 | 0 | 0 | 0 | 0 | 0 | 0 | 0 | 0 | 0
Total excluding storage |  | 0 | 0 | 0 | 96777.1384 | 0.0060113 | 8169.437 | 1.2561e-05 | 0 | 0 | 0 | 0 | 0 | 0 | 0 | 0 | 0 | 0 | 0 | 0 | 0 | 0 | 0 | 0 | 0 | 0 | 0 | 0 | 0 | 0
Region | Technology | 2021-22 | 2022-23 | 2023-24 | 2024-25 | 2025-26 | 2026-27 | 2027-28 | 2028-29 | 2029-30 | 2030-31 | 2031-32 | 2032-33 | 2033-34 | 2034-35 | 2035-36 | 2036-37 | 2037-38 | 2038-39 | 2039-40 | 2040-41 | 2041-42 | 2042-43 | 2043-44 | 2044-45 | 2045-46 | 2046-47 | 2047-48 | 2048-49 | 2049-50
VIC1 | Black Coal | 0 | 0 | 0 | 0 | 0 | 0 | 0 | 0 | 0 | 0 | 0 | 0 | 0 | 0 | 0 | 0 | 0 | 0 | 0 | 0 | 0 | 0 | 0 | 0 | 0 | 0 | 0 | 0 | 0
VIC1 | Brown Coal | 0 | 0 | 0 | 44614.8252 | 3596.8544 | 1355.9395 | 0 | 0 | 0.00010014 | 0.00014759 | 0 | 0 | 0 | 0 | 0 | 0 | 0 | 0 | 0 | 0 | 0 | 0 | 0 | 0 | 0 | 0 | 0 | 0 | 0
VIC1 | CCGT | 0 | 0 | 0 | 0 | 0 | 0 | 0 | 0 | 0 | 0 | 0 | 0 | 0 | 0 | 0 | 0 | 0 | 0 | 0 | 0 | 0 | 0 | 0 | 0 | 0 | 0 | 0 | 0 | 0
VIC1 | Gas - Steam | 0 | 0 | 0 | 0 | 0 | 0 | 0 | 0 | 0 | 0 | 0 | 0 | 0 | 0 | 0 | 0 | 0 | 0 | 0 | 0 | 0 | 0 | 0 | 0 | 0 | 0 | 0 | 0 | 0
VIC1 | OCGT / Diesel | 0 | 0 | 0 | 0 | 0 | 0 | 0 | 0 | 0 | 0 | 0 | 0 | 0 | 0 | 0 | 0 | 0 | 0 | 0 | 0 | 0 | 0 | 0 | 0 | 0 | 0 | 0 | 0 | 0
VIC1 | Hydro | 0 | 0 | 0 | 0 | 0 | 0 | 0 | 0 | 0 | 0 | 0 | 0 | 0 | 0 | 0 | 0 | 0 | 0 | 0 | 0 | 0 | 0 | 0 | 0 | 0 | 0 | 0 | 0 | 0
VIC1 | Wind | 0 | 0 | 0 | 0 | 0 | 0 | 0 | 0 | 0 | 0 | 0 | 0 | 0 | 0 | 0 | 0 | 0 | 0 | 0 | 0 | 0 | 0 | 0 | 0 | 0 | 0 | 0 | 0 | 0
VIC1 | Solar PV | 0 | 0 | 0 | 0 | 0 | 0 | 0 | 0 | 0 | 0 | 0 | 0 | 0 | 0 | 0 | 0 | 0 | 0 | 0 | 0 | 0 | 0 | 0 | 0 | 0 | 0 | 0 | 0 | 0
VIC1 | Grid Battery | 0 | 0 | 0 | 0 | 0 | 0 | 0 | 0 | 0 | 0 | 0 | 0 | 0 | 0 | 0 | 0 | 0 | 0 | 0 | 0 | 0 | 0 | 0 | 0 | 0 | 0 | 0 | 0 | 0
VIC1 | Pumped Hydro | 0 | 0 | 0 | 0 | 0 | 0 | 0 | 0 | 0 | 0 | 0 | 0 | 0 | 0 | 0 | 0 | 0 | 0 | 0 | 0 | 0 | 0 | 0 | 0 | 0 | 0 | 0 | 0 | 0
VIC1 | VPP | 0 | 0 | 0 | 0 | 0 | 0 | 0 | 0 | 0 | 0 | 0 | 0 | 0 | 0 | 0 | 0 | 0 | 0 | 0 | 0 | 0 | 0 | 0 | 0 | 0 | 0 | 0 | 0 | 0
Total excluding storage |  | 0 | 0 | 0 | 44614.8252 | 3596.8544 | 1355.9395 | 0 | 0 | 0.00010014 | 0.00014759 | 0 | 0 | 0 | 0 | 0 | 0 | 0 | 0 | 0 | 0 | 0 | 0 | 0 | 0 | 0 | 0 | 0 | 0 | 0
Region | Technology | 2021-22 | 2022-23 | 2023-24 | 2024-25 | 2025-26 | 2026-27 | 2027-28 | 2028-29 | 2029-30 | 2030-31 | 2031-32 | 2032-33 | 2033-34 | 2034-35 | 2035-36 | 2036-37 | 2037-38 | 2038-39 | 2039-40 | 2040-41 | 2041-42 | 2042-43 | 2043-44 | 2044-45 | 2045-46 | 2046-47 | 2047-48 | 2048-49 | 2049-50
SA1 | Black Coal | 0 | 0 | 0 | 0 | 0 | 0 | 0 | 0 | 0 | 0 | 0 | 0 | 0 | 0 | 0 | 0 | 0 | 0 | 0 | 0 | 0 | 0 | 0 | 0 | 0 | 0 | 0 | 0 | 0
SA1 | Brown Coal | 0 | 0 | 0 | 0 | 0 | 0 | 0 | 0 | 0 | 0 | 0 | 0 | 0 | 0 | 0 | 0 | 0 | 0 | 0 | 0 | 0 | 0 | 0 | 0 | 0 | 0 | 0 | 0 | 0
SA1 | CCGT | 0 | 0 | 0 | 0 | 0 | 0 | 0 | 0 | 0 | 0 | 0 | 0 | 0 | 0 | 0 | 0 | 0 | 0 | 0 | 0 | 0 | 0 | 0 | 0 | 0 | 0 | 0 | 0 | 0
SA1 | Gas - Steam | 0 | 0 | 0 | 0 | 0 | 0 | 0 | 0 | 0 | 0 | 0 | 0 | 0 | 0 | 0 | 0 | 0 | 0 | 0 | 0 | 0 | 0 | 0 | 0 | 0 | 0 | 0 | 0 | 0
SA1 | OCGT / Diesel | 0 | 0 | 0 | 0 | 0 | 0 | 0 | 0 | 0 | 0 | 0 | 0 | 0 | 0 | 0 | 0 | 0 | 0 | 0 | 0 | 0 | 0 | 0 | 0 | 0 | 0 | 0 | 0 | 0
SA1 | Hydro | 0 | 0 | 0 | 0 | 0 | 0 | 0 | 0 | 0 | 0 | 0 | 0 | 0 | 0 | 0 | 0 | 0 | 0 | 0 | 0 | 0 | 0 | 0 | 0 | 0 | 0 | 0 | 0 | 0
SA1 | Wind | 0 | 0 | 0 | 0 | 0 | 0 | 0 | 0 | 0 | 0 | 0 | 0 | 0 | 0 | 0 | 0 | 0 | 0 | 0 | 0 | 0 | 0 | 0 | 0 | 0 | 0 | 0 | 0 | 0
SA1 | Solar PV | 0 | 0 | 0 | 0 | 0 | 0 | 0 | 0 | 0 | 0 | 0 | 0 | 0 | 0 | 0 | 0 | 0 | 0 | 0 | 0 | 0 | 0 | 0 | 0 | 0 | 0 | 0 | 0 | 0
SA1 | Grid Battery | 0 | 0 | 0 | 0 | 0 | 0 | 0 | 0 | 0 | 0 | 0 | 0 | 0 | 0 | 0 | 0 | 0 | 0 | 0 | 0 | 0 | 0 | 0 | 0 | 0 | 0 | 0 | 0 | 0
SA1 | Pumped Hydro | 0 | 0 | 0 | 0 | 0 | 0 | 0 | 0 | 0 | 0 | 0 | 0 | 0 | 0 | 0 | 0 | 0 | 0 | 0 | 0 | 0 | 0 | 0 | 0 | 0 | 0 | 0 | 0 | 0
SA1 | VPP | 0 | 0 | 0 | 0 | 0 | 0 | 0 | 0 | 0 | 0 | 0 | 0 | 0 | 0 | 0 | 0 | 0 | 0 | 0 | 0 | 0 | 0 | 0 | 0 | 0 | 0 | 0 | 0 | 0
Total excluding storage |  | 0 | 0 | 0 | 0 | 0 | 0 | 0 | 0 | 0 | 0 | 0 | 0 | 0 | 0 | 0 | 0 | 0 | 0 | 0 | 0 | 0 | 0 | 0 | 0 | 0 | 0 | 0 | 0 | 0
Region | Technology | 2021-22 | 2022-23 | 2023-24 | 2024-25 | 2025-26 | 2026-27 | 2027-28 | 2028-29 | 2029-30 | 2030-31 | 2031-32 | 2032-33 | 2033-34 | 2034-35 | 2035-36 | 2036-37 | 2037-38 | 2038-39 | 2039-40 | 2040-41 | 2041-42 | 2042-43 | 2043-44 | 2044-45 | 2045-46 | 2046-47 | 2047-48 | 2048-49 | 2049-50
TAS1 | Black Coal | 0 | 0 | 0 | 0 | 0 | 0 | 0 | 0 | 0 | 0 | 0 | 0 | 0 | 0 | 0 | 0 | 0 | 0 | 0 | 0 | 0 | 0 | 0 | 0 | 0 | 0 | 0 | 0 | 0
TAS1 | Brown Coal | 0 | 0 | 0 | 0 | 0 | 0 | 0 | 0 | 0 | 0 | 0 | 0 | 0 | 0 | 0 | 0 | 0 | 0 | 0 | 0 | 0 | 0 | 0 | 0 | 0 | 0 | 0 | 0 | 0
TAS1 | CCGT | 0 | 0 | 0 | 0 | 0 | 0 | 0 | 0 | 0 | 0 | 0 | 0 | 0 | 0 | 0 | 0 | 0 | 0 | 0 | 0 | 0 | 0 | 0 | 0 | 0 | 0 | 0 | 0 | 0
TAS1 | Gas - Steam | 0 | 0 | 0 | 0 | 0 | 0 | 0 | 0 | 0 | 0 | 0 | 0 | 0 | 0 | 0 | 0 | 0 | 0 | 0 | 0 | 0 | 0 | 0 | 0 | 0 | 0 | 0 | 0 | 0
TAS1 | OCGT / Diesel | 0 | 0 | 0 | 0 | 0 | 0 | 0 | 0 | 0 | 0 | 0 | 0 | 0 | 0 | 0 | 0 | 0 | 0 | 0 | 0 | 0 | 0 | 0 | 0 | 0 | 0 | 0 | 0 | 0
TAS1 | Hydro | 0 | 0 | 0 | 0 | 0 | 0 | 0 | 0 | 0 | 0 | 0 | 0 | 0 | 0 | 0 | 0 | 0 | 0 | 0 | 0 | 0 | 0 | 0 | 0 | 0 | 0 | 0 | 0 | 0
TAS1 | Wind | 0 | 0 | 0 | 0 | 0 | 0 | 0 | 0 | 0 | 0 | 0 | 0 | 0 | 0 | 0 | 0 | 0 | 0 | 0 | 0 | 0 | 0 | 0 | 0 | 0 | 0 | 0 | 0 | 0
TAS1 | Solar PV | 0 | 0 | 0 | 0 | 0 | 0 | 0 | 0 | 0 | 0 | 0 | 0 | 0 | 0 | 0 | 0 | 0 | 0 | 0 | 0 | 0 | 0 | 0 | 0 | 0 | 0 | 0 | 0 | 0
TAS1 | Grid Battery | 0 | 0 | 0 | 0 | 0 | 0 | 0 | 0 | 0 | 0 | 0 | 0 | 0 | 0 | 0 | 0 | 0 | 0 | 0 | 0 | 0 | 0 | 0 | 0 | 0 | 0 | 0 | 0 | 0
TAS1 | Pumped Hydro | 0 | 0 | 0 | 0 | 0 | 0 | 0 | 0 | 0 | 0 | 0 | 0 | 0 | 0 | 0 | 0 | 0 | 0 | 0 | 0 | 0 | 0 | 0 | 0 | 0 | 0 | 0 | 0 | 0
TAS1 | VPP | 0 | 0 | 0 | 0 | 0 | 0 | 0 | 0 | 0 | 0 | 0 | 0 | 0 | 0 | 0 | 0 | 0 | 0 | 0 | 0 | 0 | 0 | 0 | 0 | 0 | 0 | 0 | 0 | 0
Total excluding storage |  | 0 | 0 | 0 | 0 | 0 | 0 | 0 | 0 | 0 | 0 | 0 | 0 | 0 | 0 | 0 | 0 | 0 | 0 | 0 | 0 | 0 | 0 | 0 | 0 | 0 | 0 | 0 | 0 | 0

## BaseCase_REZ Tx Cost
REZ transmission expansion cost by region ($000s) - Base Case, Fast Change Scenario
REZ Expansion | Real June 2020 dollars discounted to 1 July 2020. As with the total capital costs, the REZ transmission expansion costs are annualised for modelling purposes.
Explicitly modelled generation
Region | Technology | 2021-22 | 2022-23 | 2023-24 | 2024-25 | 2025-26 | 2026-27 | 2027-28 | 2028-29 | 2029-30 | 2030-31 | 2031-32 | 2032-33 | 2033-34 | 2034-35 | 2035-36 | 2036-37 | 2037-38 | 2038-39 | 2039-40 | 2040-41 | 2041-42 | 2042-43 | 2043-44 | 2044-45 | 2045-46 | 2046-47 | 2047-48 | 2048-49 | 2049-50
NSW1 | Transmission | 0.0010056 | 4278.3295 | 14086.6922 | 23167.6549 | 31180.0311 | 40803.0554 | 47806.7492 | 54574.3598 | 115839.6377 | 110534.0054 | 105753.5497 | 101962.8036 | 97292.7515 | 95070.6287 | 98245.0536 | 93493.3681 | 94470.035 | 94985.1648 | 98252.0081 | 93489.7589 | 97945.8403 | 106682.132 | 102068.265 | 97121.0428 | 92672.7519 | 90369.1096 | 96725.5019 | 99613.4856 | 101207.9557
QLD1 | Transmission | 0.0010774 | 0.0011317 | 0.0011851 | 0.0015423 | 0.0016063 | 0.0015708 | 0.0028205 | 12343.2448 | 11777.9054 | 11238.4594 | 10752.4103 | 10231.2482 | 12488.5497 | 11916.5551 | 11401.1793 | 11669.0157 | 47482.7707 | 45307.9873 | 43348.4743 | 43593.83 | 46287.5569 | 59373.1214 | 56805.3093 | 65115.2497 | 87115.7568 | 106820.7038 | 102200.8437 | 97247.1954 | 119233.8282
VIC1 | Transmission | 0.0001949 | 0.00018741 | 0.0001793 | 0.00017061 | 0.0001628 | 0.00015534 | 0.00014862 | 0.00014142 | 0.00013494 | 0.00012876 | 0.00012319 | 0.00011722 | 0.00011309 | 0.00011293 | 0.0001099 | 1674.2386 | 7514.6391 | 7297.0685 | 6981.4796 | 6643.0891 | 6338.8254 | 6048.4976 | 8187.5904 | 7790.74 | 7433.9123 | 12387.7376 | 11851.9836 | 15104.1945 | 17125.1151
SA1 | Transmission | 0.0011194 | 0.0011158 | 0.0012663 | 0.0013039 | 0.001255 | 0.0012028 | 0.0012117 | 0.0018118 | 0.0017347 | 0.001692 | 0.0017305 | 3575.7382 | 3569.4209 | 3405.9361 | 3258.6344 | 3100.6933 | 9984.8738 | 12019.8891 | 11500.0441 | 10942.64 | 10441.4504 | 9963.2161 | 9532.3205 | 9070.2969 | 10706.3024 | 16777.1459 | 16051.5579 | 20504.7074 | 19565.5621
TAS1 | Transmission | 3.9037e-06 | 3.7249e-06 | 3.5638e-06 | 3.3911e-06 | 3.2358e-06 | 3.0876e-06 | 2.954e-06 | 2.8108e-06 | 5.0419e-06 | 556.4041 | 1320.0746 | 2317.5688 | 3224.283 | 4043.0759 | 4792.8894 | 5440.4336 | 6030.8077 | 6556.5916 | 7067.2649 | 7480.4565 | 7137.8401 | 6810.9162 | 6516.3527 | 6200.5067 | 5916.5141 | 5645.5287 | 5401.3667 | 5139.5639 | 4904.164
NEM | Total | 0.0034012 | 4278.332 | 14086.6948 | 23167.6579 | 31180.0341 | 40803.0583 | 47806.7533 | 66917.6065 | 127617.545 | 122328.8707 | 117826.0364 | 118087.3589 | 116575.0052 | 114436.1959 | 117697.7568 | 115377.7494 | 165483.1263 | 166166.7012 | 167149.271 | 162149.7744 | 168151.5132 | 188877.8832 | 183109.8379 | 185297.8362 | 203845.2373 | 232000.2256 | 232231.2539 | 237609.1467 | 262036.6252

## BaseCase_USE+DSP Cost
USE and USE / DSP cost by region ($000s) - Base Case, Fast Change Scenario
USE / DSP | Real June 2020 dollars discounted to 1 July 2020
Explicitly modelled generation
Region | Technology | 2021-22 | 2022-23 | 2023-24 | 2024-25 | 2025-26 | 2026-27 | 2027-28 | 2028-29 | 2029-30 | 2030-31 | 2031-32 | 2032-33 | 2033-34 | 2034-35 | 2035-36 | 2036-37 | 2037-38 | 2038-39 | 2039-40 | 2040-41 | 2041-42 | 2042-43 | 2043-44 | 2044-45 | 2045-46 | 2046-47 | 2047-48 | 2048-49 | 2049-50
NSW1 | USE / DSP | 0.0024013 | 0.0023958 | 23.9415 | 834.8512 | 0.0024457 | 0.0024297 | 0.0024349 | 0.0024558 | 0.0024326 | 0.0024273 | 0.0024418 | 16798.6077 | 16.2794 | 0.002542 | 1294.2168 | 0.0025367 | 19728.1178 | 0.0026103 | 16303.9585 | 64.9998 | 28962.4534 | 179.7884 | 1581.4335 | 10284.785 | 234.8875 | 97.9123 | 0.0026559 | 557.7599 | 589.6737
QLD1 | USE / DSP | 0.0023946 | 0.0023903 | 0.0023988 | 0.0024285 | 0.0024378 | 0.0024288 | 0.0024344 | 132.7271 | 0.0024318 | 0.0024315 | 0.0024509 | 776.0106 | 20994.1 | 2103.8984 | 1259.486 | 137.123 | 37228.0783 | 32.1883 | 11427.7579 | 2986.1359 | 2515.4237 | 4619.7927 | 1870.6876 | 5840.7986 | 4158.0916 | 53009.0323 | 346.8447 | 5706.4731 | 9137.8965
VIC1 | USE / DSP | 0.0023746 | 0.0023593 | 0.0023767 | 0.002416 | 0.0024207 | 0.0023984 | 0.0024122 | 0.0024264 | 0.002407 | 0.0024013 | 0.0024206 | 11185.7245 | 0.0025031 | 0.0025133 | 464.99 | 0.0024892 | 6558.397 | 0.0025498 | 1968.432 | 1.509 | 3423.6423 | 0.0025713 | 504.6179 | 3926.699 | 155.4484 | 0.0025698 | 0.0026007 | 355.0704 | 437.1877
SA1 | USE / DSP | 0.0024038 | 0.0023804 | 0.0024458 | 0.0024361 | 0.0024438 | 0.0024128 | 0.0024239 | 0.0024409 | 0.0024191 | 0.0024125 | 0.0024436 | 4894.1182 | 0.0025071 | 0.0025184 | 1370.915 | 307.4665 | 5491.8092 | 0.0025439 | 1875.0211 | 41.5362 | 4814.8978 | 0.002572 | 1034.1765 | 6599.2028 | 481.8843 | 11.5954 | 0.0025711 | 356.2828 | 236.5477
TAS1 | USE / DSP | 0.0019714 | 0.0019616 | 0.0019732 | 0.0019668 | 0.0019545 | 0.0019553 | 0.001961 | 0.0019547 | 0.0019557 | 0.0019551 | 0.0019434 | 113.9366 | 0.001938 | 0.0019366 | 0.0019411 | 0.0019353 | 0.0019352 | 0.0019345 | 430.6146 | 0.0019332 | 85.4758 | 0.0019332 | 0.0019384 | 28.3368 | 0.0019319 | 0.0019321 | 0.0019371 | 49.5351 | 0.0019308
NEM | Total | 0.011546 | 0.011487 | 23.9506 | 834.8605 | 0.011703 | 0.011625 | 0.011666 | 132.7363 | 0.011646 | 0.011628 | 0.0117 | 33768.3976 | 21010.3864 | 2103.9079 | 4389.6097 | 444.5965 | 69006.4042 | 32.198 | 32005.7841 | 3094.1829 | 39801.893 | 4799.5882 | 4990.9174 | 26679.8222 | 5030.3137 | 53118.5445 | 346.8545 | 7025.1213 | 10401.3075

## BaseCase_SyncCon Cost
Synchronous Condenser cost by region ($000s) - Base Case, Fast Change Scenario
SyncCon | Real June 2020 dollars discounted to 1 July 2020
Explicitly modelled generation
Region | Technology | 2021-22 | 2022-23 | 2023-24 | 2024-25 | 2025-26 | 2026-27 | 2027-28 | 2028-29 | 2029-30 | 2030-31 | 2031-32 | 2032-33 | 2033-34 | 2034-35 | 2035-36 | 2036-37 | 2037-38 | 2038-39 | 2039-40 | 2040-41 | 2041-42 | 2042-43 | 2043-44 | 2044-45 | 2045-46 | 2046-47 | 2047-48 | 2048-49 | 2049-50
NSW1 | SyncCon | 0 | 0 | 0 | 0 | 0 | 0 | 0 | 0 | 0 | 0 | 0 | 0 | 0 | 0 | 0 | 0 | 0 | 0 | 0 | 0 | 0 | 0 | 0 | 0 | 0 | 0 | 0 | 0 | 0
QLD1 | SyncCon | 0 | 0 | 0 | 1.6671e-06 | 1.5908e-06 | 1.5179e-06 | 1.4523e-06 | 1.3819e-06 | 1.3186e-06 | 1.2582e-06 | 1.2038e-06 | 1.1454e-06 | 1.093e-06 | 1.0429e-06 | 9.978e-07 | 9.4943e-07 | 9.0595e-07 | 8.6445e-07 | 8.2707e-07 | 7.8698e-07 | 7.5094e-07 | 7.1654e-07 | 6.8555e-07 | 6.5232e-07 | 1.2703e-06 | 1.2121e-06 | 1.1597e-06 | 1.1035e-06 | 1.6234e-06
VIC1 | SyncCon | 0 | 0 | 0 | 6837.1092 | 6523.9591 | 6225.1518 | 6544.8407 | 6227.6139 | 5942.3797 | 5670.2096 | 5681.0311 | 5405.673 | 5158.0849 | 4921.8367 | 4708.9735 | 4480.7308 | 4275.5065 | 4079.6818 | 3903.2407 | 3714.0516 | 3543.9424 | 3381.6244 | 3235.3734 | 3078.5557 | 2937.5532 | 2803.0088 | 3213.3143 | 4321.1564 | 4123.2409
SA1 | SyncCon | 0 | 0 | 0 | 0 | 0 | 0 | 0 | 0 | 0 | 0 | 0 | 0 | 0 | 0 | 0 | 0 | 0 | 0 | 0 | 0 | 0 | 0 | 0 | 0 | 0 | 0 | 0 | 0 | 0
TAS1 | SyncCon | 1088.2405 | 1382.3938 | 1567.2794 | 907.0298 | 524.8789 | 842.3476 | 727.8515 | 701.7157 | 998.3846 | 1180.6625 | 1423.9444 | 1427.0681 | 1500.7493 | 1739.3808 | 1881.3306 | 1977.2973 | 1866.5207 | 1800.2252 | 1783.2591 | 1949.9677 | 1717.8571 | 1677.5391 | 1708.0157 | 1650.1312 | 1585.2285 | 1438.4199 | 1392.7621 | 1303.8313 | 1299.1246
NEM | Total | 1088.2405 | 1382.3938 | 1567.2794 | 7744.139 | 7048.838 | 7067.4995 | 7272.6922 | 6929.3296 | 6940.7643 | 6850.8722 | 7104.9755 | 6832.7411 | 6658.8342 | 6661.2175 | 6590.3041 | 6458.0282 | 6142.0271 | 5879.9069 | 5686.4998 | 5664.0194 | 5261.7995 | 5059.1636 | 4943.3892 | 4728.6869 | 4522.7817 | 4241.4287 | 4606.0763 | 5624.9877 | 5422.3654

## BaseCase_System Strength Cost
System Strength cost by region ($000s) - Base Case, Fast Change Scenario
System Strength | Real June 2020 dollars discounted to 1 July 2020
Explicitly modelled generation
Region | Technology | 2021-22 | 2022-23 | 2023-24 | 2024-25 | 2025-26 | 2026-27 | 2027-28 | 2028-29 | 2029-30 | 2030-31 | 2031-32 | 2032-33 | 2033-34 | 2034-35 | 2035-36 | 2036-37 | 2037-38 | 2038-39 | 2039-40 | 2040-41 | 2041-42 | 2042-43 | 2043-44 | 2044-45 | 2045-46 | 2046-47 | 2047-48 | 2048-49 | 2049-50
NSW1 | System Strength | 7.2673e-05 | 480.0191 | 1580.4959 | 2599.3601 | 3498.3312 | 4578.0134 | 5363.8125 | 6123.1236 | 14502.4239 | 13838.1908 | 13239.7066 | 12796.1723 | 12210.088 | 11982.4815 | 12545.8505 | 11939.2745 | 12375.7059 | 12491.1421 | 12827.5819 | 12205.8323 | 12627.1772 | 14011.6444 | 13405.6585 | 12755.8897 | 12569.1029 | 12655.5516 | 13234.7283 | 13456.887 | 13669.4925
QLD1 | System Strength | 1520.1146 | 1450.4911 | 1387.7592 | 1320.4949 | 1402.4321 | 1338.1986 | 1280.3234 | 1898.8386 | 2345.2076 | 2237.7935 | 2141.0118 | 2037.2379 | 2202.4287 | 2101.5541 | 2010.6646 | 1953.9351 | 3483.3847 | 3323.8404 | 3180.0885 | 3347.5514 | 3837.0879 | 5745.4062 | 5496.9246 | 5516.4729 | 5909.6109 | 6866.952 | 6569.965 | 6251.5206 | 7512.1973
VIC1 | System Strength | 0.00011912 | 0.00011798 | 0.00011867 | 0.00018988 | 0.00018119 | 0.00017398 | 0.00018835 | 0.00021814 | 0.00020913 | 0.00020776 | 0.00023678 | 1009.8141 | 963.5631 | 1707.5132 | 1633.6654 | 2084.1459 | 4406.7771 | 4244.9953 | 4661.0266 | 5475.2489 | 5540.2112 | 5647.4354 | 6162.6734 | 5863.9702 | 5595.3914 | 6717.2921 | 6426.7778 | 6769.8584 | 6878.5661
SA1 | System Strength | 0.00024423 | 0.00025071 | 0.00030129 | 0.00033616 | 0.00032403 | 0.00031017 | 0.00032031 | 0.00041812 | 0.00040049 | 0.00039528 | 0.00047431 | 1988.2209 | 1921.1841 | 1833.191 | 2026.8643 | 2027.6233 | 2733.4453 | 2988.5606 | 2859.3091 | 2997.2861 | 2968.9657 | 2920.9042 | 3060.794 | 2912.4385 | 2935.8313 | 3090.916 | 2957.2381 | 3213.7079 | 3066.5153
TAS1 | System Strength | 0.00013367 | 0.00013139 | 187.5461 | 356.9119 | 510.5301 | 644.468 | 767.1129 | 873.1527 | 969.8228 | 1059.7727 | 1177.1673 | 1325.7772 | 1461.302 | 1581.6308 | 1692.3872 | 1780.834 | 1861.9371 | 1932.0501 | 2002.379 | 2051.7528 | 1957.7794 | 1868.1101 | 1787.3167 | 1700.686 | 1622.7919 | 1548.4656 | 1481.4964 | 1409.6887 | 1345.1228
NEM | Total | 1520.1152 | 1930.5107 | 3155.8017 | 4276.7675 | 5411.2939 | 6560.6805 | 7411.2493 | 8895.1155 | 17817.4549 | 17135.7576 | 16557.8863 | 19157.2223 | 18758.566 | 19206.3705 | 19909.4319 | 19785.8129 | 24861.2502 | 24980.5885 | 25530.3851 | 26077.6716 | 26931.2214 | 30193.5003 | 29913.3673 | 28749.4573 | 28632.7285 | 30879.1773 | 30670.2057 | 31101.6626 | 32471.894

## Marinus_CF
Annual capacity factor by technology - Marinus Link, Fast Change Scenario
Explicitly modelled generation
Region | Technology | 2021-22 | 2022-23 | 2023-24 | 2024-25 | 2025-26 | 2026-27 | 2027-28 | 2028-29 | 2029-30 | 2030-31 | 2031-32 | 2032-33 | 2033-34 | 2034-35 | 2035-36 | 2036-37 | 2037-38 | 2038-39 | 2039-40 | 2040-41 | 2041-42 | 2042-43 | 2043-44 | 2044-45 | 2045-46 | 2046-47 | 2047-48 | 2048-49 | 2049-50
NEM | Black Coal | 54.28% | 48.7% | 53.17% | 64.11% | 70.06% | 66.99% | 62.22% | 69.18% | 66.98% | 64.69% | 62.23% | 63.64% | 70.99% | 65.89% | 64.53% | 67.39% | 70.67% | 71.58% | 66.96% | 62.76% | 59.86% | 67.44% | 61.81% | 59.93% | 58.87% | 59.33% | 56.46% | 55.11% | 49.34%
NEM | Brown Coal | 70.7% | 66.94% | 68.01% | 67.38% | 71.7% | 73.92% | 70.26% | 70.41% | 68.9% | 72.89% | 72.06% | 70.6% | 72.96% | 70.49% | 74.3% | 70.39% | 66.57% | 68.56% | 58.33% | 58.63% | 66.76% | 67.53% | 62.51% | 60.59% | 61.78% | 63.36% | 62.27% | - | -
NEM | CCGT | 8.417% | 8.417% | 7.57% | 7.739% | 7.615% | 7.411% | 7.479% | 8.914% | 7.224% | 7.548% | 8.573% | 15.81% | 18.46% | 20.69% | 13.43% | 14.08% | 26.75% | 28.22% | 24.89% | 25.41% | 25.44% | 30.09% | 24.99% | 27.63% | 28.18% | 28.26% | 28.34% | 28.26% | 28.26%
NEM | Gas - Steam | 5.763% | 5.886% | 6.034% | 1.447% | 1.335% | 1.422% | 1.36% | 1.471% | 1.287% | 1.323% | 1.286% | 1.721% | 1.399% | 2.355% | 2.01% | 1.723% | 3.8% | 3.603% | 21.87% | 23.13% | 23.31% | 26.37% | 23.84% | 21.87% | 26.57% | - | - | - | -
NEM | OCGT / Diesel | 0.08746% | 0.03998% | 0.1982% | 0.1573% | 0.06009% | 0.1454% | 0.08283% | 0.2166% | 0.02672% | 0.0635% | 0.05663% | 0.7327% | 0.5475% | 0.7333% | 0.5751% | 0.6128% | 2.367% | 1.825% | 4.785% | 5.697% | 4.033% | 5.332% | 9.678% | 5.815% | 6.345% | 9.911% | 11.87% | 15.71% | 16.01%
NEM | Hydro | 20.74% | 20.93% | 20.29% | 24.96% | 25.29% | 22.48% | 24.58% | 28.25% | 24.71% | 21.71% | 22.18% | 23.61% | 25.56% | 25.96% | 24.38% | 23.31% | 27.36% | 24.3% | 21.82% | 22.22% | 19.88% | 23.22% | 24.44% | 22.69% | 23.72% | 26.94% | 23.76% | 22.53% | 21.67%
NEM | Wind | 35.74% | 36.78% | 33.6% | 33.88% | 36.26% | 37.79% | 38.52% | 36.08% | 34.15% | 35.18% | 36.8% | 34.81% | 34.07% | 36.01% | 37.41% | 38.22% | 36.47% | 35.95% | 36.21% | 36.31% | 34.47% | 32.36% | 34.98% | 36.39% | 37.57% | 36.15% | 34.81% | 34.32% | 33.57%
NEM | Solar PV | 29.56% | 29.16% | 29.64% | 28.43% | 27.86% | 29.56% | 29.9% | 26.3% | 27.4% | 28.7% | 29.22% | 29.27% | 28.28% | 27.56% | 29.42% | 29.48% | 26.06% | 27.24% | 28.34% | 28.26% | 28.36% | 26.84% | 26.3% | 27.47% | 27.45% | 24.66% | 25.15% | 25.89% | 25.88%
NEM | Grid Battery | 9.307% | 5.524% | 5.821% | 6.558% | 6.513% | 6.471% | 5.897% | 5.643% | 10.8% | 11.35% | 11.01% | 11.73% | 11.77% | 11.47% | 12.09% | 12.13% | 13.18% | 13.28% | 13.57% | 13.54% | 13.89% | 14.65% | 14.58% | 14.93% | 14.89% | 13.98% | 14.11% | 14.11% | 13.23%
NEM | Pumped Hydro | 0.9072% | 2.588% | 3.72% | 20.85% | 21.07% | 22.19% | 20.57% | 24.35% | 21.28% | 23.49% | 23.46% | 25.99% | 23.83% | 23.51% | 25.31% | 25.03% | 24.41% | 23.57% | 25.4% | 25.16% | 25.07% | 26% | 25.58% | 27.21% | 26.5% | 24.88% | 24.12% | 25.77% | 22.34%
NEM | VPP | 7.548% | 8.504% | 7.859% | 9.131% | 9.687% | 9.302% | 8.48% | 8.016% | 7.227% | 7.158% | 6.901% | 7.19% | 6.958% | 6.528% | 6.644% | 6.617% | 5.879% | 5.779% | 5.827% | 5.72% | 5.728% | 5.666% | 5.439% | 5.699% | 5.553% | 5.053% | 4.978% | 4.961% | 4.164%
Region | Technology | 2021-22 | 2022-23 | 2023-24 | 2024-25 | 2025-26 | 2026-27 | 2027-28 | 2028-29 | 2029-30 | 2030-31 | 2031-32 | 2032-33 | 2033-34 | 2034-35 | 2035-36 | 2036-37 | 2037-38 | 2038-39 | 2039-40 | 2040-41 | 2041-42 | 2042-43 | 2043-44 | 2044-45 | 2045-46 | 2046-47 | 2047-48 | 2048-49 | 2049-50
NSW1 | Black Coal | 50.67% | 44.31% | 48.77% | 59.52% | 69.01% | 63.94% | 59.55% | 66.41% | 63.79% | 62.26% | 57.95% | 55.92% | 70.5% | 62.28% | 52.35% | 65.16% | 70.5% | 70.5% | 66.56% | 53.59% | 48.57% | - | - | - | - | - | - | - | -
NSW1 | Brown Coal | bar: 2021-22 to 2049-50
NSW1 | CCGT | 0.6146% | 0.6146% | 1.851% | 1.178% | 1.161% | 1.161% | 1.167% | 1.168% | 1.161% | 1.161% | 1.164% | 11.69% | 11.85% | 20.53% | 8.03% | 7.267% | 20.25% | 26.25% | 22.93% | 21.84% | 19.77% | 27.8% | 1.346% | - | - | - | - | - | -
NSW1 | Gas - Steam | bar: 2021-22 to 2049-50
NSW1 | OCGT / Diesel | 1.269e-08% | 1.314e-08% | 0.1086% | 0.3773% | 0.08735% | 0.1612% | 0.05739% | 0.09396% | 1.856e-08% | 0.0007722% | 2.092e-08% | 0.4035% | 0.2967% | 0.279% | 0.54% | 0.299% | 1.09% | 0.639% | 4.883% | 7.1% | 3.464% | 4.513% | 13.23% | 4.986% | 5.817% | 8.788% | 14.74% | 20.7% | 22.05%
NSW1 | Hydro | 9.044% | 9.62% | 8.88% | 12.73% | 13.27% | 12.13% | 11.74% | 16.59% | 12.44% | 10.88% | 11.52% | 12.06% | 14.14% | 14.73% | 14.82% | 13.95% | 18.27% | 14.4% | 13.69% | 13.23% | 11.99% | 15.32% | 16.65% | 15.71% | 16.05% | 19.35% | 16.21% | 15.5% | 13.89%
NSW1 | Wind | 32.14% | 36.64% | 35.07% | 34.46% | 37.61% | 38.84% | 38.25% | 34.25% | 30.65% | 32.97% | 34.45% | 34.05% | 33.29% | 35.22% | 36.83% | 36.81% | 33.16% | 30.35% | 32.33% | 33.22% | 33.51% | 31.89% | 34.08% | 35.5% | 35.63% | 32.3% | 29.34% | 30.92% | 30.92%
NSW1 | Solar PV | 28.63% | 28.53% | 28.72% | 27.65% | 26.43% | 28.91% | 29.24% | 26.08% | 26.86% | 28.39% | 29.03% | 28.78% | 27.96% | 26.91% | 29.01% | 28.96% | 26.01% | 26.8% | 28.25% | 28.54% | 28.52% | 27.36% | 26.45% | 28.04% | 28.03% | 25.5% | 25.6% | 26.76% | 26.38%
NSW1 | Grid Battery | - | - | - | - | - | - | - | - | 27.11% | 27.58% | 26.76% | 27.61% | 26.8% | 25.9% | 27.45% | 27.56% | 26.2% | 25.73% | 21.05% | 20.29% | 16.08% | 15.99% | 15.77% | 16.43% | 16.45% | 16.07% | 15.81% | 16.16% | 14.37%
NSW1 | Pumped Hydro | 1.535% | 4.263% | 5.875% | 46.59% | 23.46% | 25.2% | 23.42% | 27.37% | 22.99% | 25.35% | 25.33% | 27.69% | 25.34% | 25.11% | 27.01% | 26.67% | 26.55% | 25.32% | 27.44% | 27.11% | 26.67% | 27.24% | 27.22% | 29.38% | 28.67% | 28.43% | 26.74% | 28.62% | 28.34%
NSW1 | VPP | 7.118% | 8.554% | 7.196% | 8.788% | 9.397% | 8.845% | 8.308% | 7.775% | 7.066% | 6.946% | 6.654% | 6.747% | 6.601% | 6.201% | 6.325% | 6.342% | 6.042% | 5.852% | 5.926% | 5.722% | 5.653% | 5.693% | 5.521% | 5.723% | 5.657% | 5.346% | 5.174% | 5.216% | 4.676%
Region | Technology | 2021-22 | 2022-23 | 2023-24 | 2024-25 | 2025-26 | 2026-27 | 2027-28 | 2028-29 | 2029-30 | 2030-31 | 2031-32 | 2032-33 | 2033-34 | 2034-35 | 2035-36 | 2036-37 | 2037-38 | 2038-39 | 2039-40 | 2040-41 | 2041-42 | 2042-43 | 2043-44 | 2044-45 | 2045-46 | 2046-47 | 2047-48 | 2048-49 | 2049-50
QLD1 | Black Coal | 58.84% | 53.96% | 57.65% | 69.7% | 70.97% | 69.61% | 64.38% | 71.71% | 68.79% | 66.06% | 64.65% | 66.2% | 71.15% | 67.09% | 67.52% | 67.98% | 70.73% | 71.96% | 67.1% | 65.94% | 63.78% | 67.44% | 61.81% | 59.93% | 58.87% | 59.33% | 56.46% | 55.11% | 49.34%
QLD1 | Brown Coal | bar: 2021-22 to 2049-50
QLD1 | CCGT | 8.33% | 8.33% | 9.298% | 10.83% | 10.6% | 10.21% | 10.33% | 13.06% | 9.856% | 10.47% | 12.41% | 20.7% | 25.41% | 23.38% | 18.8% | 22.51% | 35.29% | 34.51% | 31.4% | 33.05% | 34.42% | 37.91% | 34.71% | 33.46% | 45.42% | 60.92% | 61.08% | 60.92% | 60.92%
QLD1 | Gas - Steam | 5.044% | 5.044% | 10.02% | 9.894% | 9.894% | 9.894% | 9.921% | 9.894% | 9.894% | 9.894% | 9.921% | 9.894% | 9.894% | 9.894% | 9.921% | 9.894% | 19.85% | 21.46% | 21.87% | 23.13% | 23.31% | 26.37% | 23.84% | 21.87% | 26.57% | - | - | - | -
QLD1 | OCGT / Diesel | 1.647e-08% | 1.708e-08% | 0.001897% | 0.1554% | 0.08167% | 0.133% | 0.1493% | 0.5586% | 0.08494% | 0.1913% | 0.1637% | 1.238% | 1.063% | 0.5293% | 0.6982% | 1.241% | 4.971% | 3.182% | 6.093% | 6.938% | 6.166% | 7.903% | 10.7% | 10.27% | 10.29% | 14.76% | 13.75% | 14.06% | 12.24%
QLD1 | Hydro | 51.94% | 51.9% | 52.02% | 51.69% | 51.58% | 51.53% | 51.64% | 51.33% | 51.21% | 50.14% | 51.2% | 50.88% | 50.79% | 50.67% | 50.71% | 50.46% | 43.64% | 43.69% | 43.39% | 43.26% | 43.45% | - | - | - | - | - | - | - | -
QLD1 | Wind | 46.9% | 42.55% | 40.69% | 35.97% | 42.97% | 43.96% | 45.52% | 44.52% | 42.33% | 43.55% | 42.21% | 39.15% | 35.48% | 41.41% | 40.93% | 43.52% | 43.55% | 43.17% | 44% | 40.5% | 38.47% | 32.73% | 38.78% | 38.94% | 41.5% | 41.45% | 41.27% | 41.54% | 36.41%
QLD1 | Solar PV | 31.43% | 30.43% | 31.01% | 29.64% | 30.07% | 31.49% | 31.87% | 26.62% | 28.83% | 29.98% | 30.46% | 30.92% | 29.58% | 30.04% | 31.54% | 31.76% | 25.99% | 28.06% | 29.2% | 29.81% | 29.48% | 27.7% | 27.53% | 28.49% | 28.22% | 24.58% | 25.88% | 26.73% | 26.79%
QLD1 | Grid Battery | - | 13.19% | 14.69% | 18.03% | 19.3% | 19.08% | 18.29% | 18.17% | 17.52% | 17.67% | 17.23% | 17.43% | 17.21% | 17.31% | 17.29% | 17.51% | 13.86% | 14.06% | 14.12% | 14.3% | 14.59% | 14.49% | 14.59% | 14.68% | 14.52% | 13.25% | 13.74% | 13.58% | 13.16%
QLD1 | Pumped Hydro | 0.6428% | 1.883% | 2.813% | 10.02% | 11.53% | 10.16% | 9.208% | 12.26% | 9.136% | 10.23% | 10.14% | 13.83% | 13.01% | 12.04% | 13.07% | 12.62% | 14.37% | 14.8% | 15.72% | 15.89% | 17.88% | 23.21% | 22.14% | 23.15% | 22.15% | 18.95% | 19.3% | 20.1% | 14.82%
QLD1 | VPP | 6.53% | 7.124% | 7.093% | 8.967% | 10.07% | 9.629% | 8.959% | 8.732% | 8.084% | 8.075% | 7.641% | 7.758% | 7.545% | 7.306% | 7.255% | 7.269% | 5.109% | 5.197% | 5.284% | 5.33% | 5.706% | 5.677% | 5.577% | 5.631% | 5.063% | 4.142% | 4.396% | 4.338% | 2.828%
Region | Technology | 2021-22 | 2022-23 | 2023-24 | 2024-25 | 2025-26 | 2026-27 | 2027-28 | 2028-29 | 2029-30 | 2030-31 | 2031-32 | 2032-33 | 2033-34 | 2034-35 | 2035-36 | 2036-37 | 2037-38 | 2038-39 | 2039-40 | 2040-41 | 2041-42 | 2042-43 | 2043-44 | 2044-45 | 2045-46 | 2046-47 | 2047-48 | 2048-49 | 2049-50
VIC1 | Black Coal | bar: 2021-22 to 2049-50
VIC1 | Brown Coal | 70.7% | 66.94% | 68.01% | 67.38% | 71.7% | 73.92% | 70.26% | 70.41% | 68.9% | 72.89% | 72.06% | 70.6% | 72.96% | 70.49% | 74.3% | 70.39% | 66.57% | 68.56% | 58.33% | 58.63% | 66.76% | 67.53% | 62.51% | 60.59% | 61.78% | 63.36% | 62.27% | - | -
VIC1 | CCGT | bar: 2021-22 to 2049-50
VIC1 | Gas - Steam | 0.1764% | 0.06689% | 0.2178% | 0.4805% | 0.1708% | 0.4128% | 0.2312% | 0.5458% | 0.03754% | 0.1387% | 0.02435% | 0.5169% | 0.349% | 0.3018% | 0.6811% | 0.3508% | 1.103% | 0.6029% | - | - | - | - | - | - | - | - | - | - | -
VIC1 | OCGT / Diesel | 0.04364% | 1.643e-08% | 0.05256% | 0.03442% | 0.01344% | 0.08777% | 0.03661% | 0.01476% | 0.001503% | 2.612e-08% | 2.789e-08% | 0.2045% | 0.04717% | 0.1008% | 0.1317% | 0.03826% | 0.2953% | 0.04398% | 1.076% | 0.648% | 0.4282% | 0.06443% | 1.73% | 1.584% | 1.291% | 1.03% | 0.7329% | 8.191% | 11.51%
VIC1 | Hydro | 14.24% | 14.31% | 12.98% | 16.04% | 16.41% | 15.57% | 15.77% | 19.88% | 16.5% | 14.13% | 14.23% | 12.84% | 15.78% | 16.28% | 15.43% | 15.5% | 19.57% | 16.24% | 13.96% | 13.95% | 12.66% | 15.54% | 16.09% | 15.18% | 15.29% | 19.26% | 16.01% | 13.72% | 13.76%
VIC1 | Wind | 35.94% | 36.42% | 31.33% | 32.39% | 33.19% | 34.34% | 35.32% | 31.92% | 32.28% | 31.26% | 35.01% | 31.34% | 32.29% | 32.52% | 33.97% | 34.57% | 32.43% | 34.41% | 32.44% | 33.32% | 29.51% | 29.57% | 31.16% | 33.07% | 34.05% | 33.27% | 33.21% | 31.05% | 31.59%
VIC1 | Solar PV | 27.59% | 27.39% | 28.44% | 27.27% | 25.9% | 27.23% | 27.86% | 26.09% | 27.05% | 27.59% | 27.43% | 28.48% | 27.25% | 25.9% | 27.37% | 27.82% | 26.09% | 27.01% | 26.58% | 25.1% | 26.52% | 24.56% | 24.24% | 24.84% | 25.31% | 22.92% | 23.03% | 23.02% | 23.53%
VIC1 | Grid Battery | 23.07% | 5.057% | 5.188% | 6.061% | 5.991% | 5.997% | 5.419% | 5.115% | 4.396% | 4.508% | 4.378% | 4.789% | 4.353% | 4.076% | 4.361% | 4.358% | 4.041% | 3.981% | 4.194% | 4.023% | 1.59% | - | - | - | - | - | - | 14.4% | 14.12%
VIC1 | Pumped Hydro | - | - | - | - | - | - | - | - | - | - | - | - | - | - | - | - | - | - | - | - | - | - | - | - | - | - | - | 28.49% | 27.17%
VIC1 | VPP | 8.221% | 8.882% | 8.565% | 10.12% | 10.34% | 10.15% | 8.57% | 8.043% | 7.03% | 6.972% | 6.774% | 7.38% | 7.008% | 6.417% | 6.584% | 6.5% | 6.07% | 5.974% | 6.018% | 5.888% | 5.985% | 5.794% | 5.4% | 5.891% | 5.872% | 5.454% | 5.299% | 5.27% | 4.67%
Region | Technology | 2021-22 | 2022-23 | 2023-24 | 2024-25 | 2025-26 | 2026-27 | 2027-28 | 2028-29 | 2029-30 | 2030-31 | 2031-32 | 2032-33 | 2033-34 | 2034-35 | 2035-36 | 2036-37 | 2037-38 | 2038-39 | 2039-40 | 2040-41 | 2041-42 | 2042-43 | 2043-44 | 2044-45 | 2045-46 | 2046-47 | 2047-48 | 2048-49 | 2049-50
SA1 | Black Coal | bar: 2021-22 to 2049-50
SA1 | Brown Coal | bar: 2021-22 to 2049-50
SA1 | CCGT | 17.95% | 17.95% | 12.36% | 9.7% | 9.7% | 9.7% | 9.727% | 9.7% | 9.7% | 9.7% | 9.727% | 12.91% | 13.66% | 21.34% | 9.727% | 9.7% | - | - | - | - | - | - | - | - | - | - | - | - | -
SA1 | Gas - Steam | 9.33% | 9.611% | 9.251% | 1.164% | 1.164% | 1.164% | 1.167% | 1.164% | 1.164% | 1.164% | 1.167% | 1.616% | 1.164% | 2.847% | - | - | - | - | - | - | - | - | - | - | - | - | - | - | -
SA1 | OCGT / Diesel | 0.36% | 0.1909% | 0.7658% | 0.1214% | 0.07327% | 0.2402% | 0.09125% | 0.1787% | 0.01271% | 0.04266% | 0.05154% | 1.525% | 1.166% | 3.506% | 1.594% | 1.453% | 4.963% | 6.08% | 9.049% | 9.313% | 6.348% | 9.43% | 14.18% | 4.156% | 3.407% | 5.576% | 6.162% | 12.34% | 13.19%
SA1 | Hydro | bar: 2021-22 to 2049-50
SA1 | Wind | 34.88% | 34.38% | 30.43% | 33.64% | 32.93% | 36.09% | 36.27% | 34.14% | 33.37% | 33.89% | 35.76% | 32.56% | 33.45% | 31.97% | 35.94% | 36.04% | 35.01% | 35.51% | 35.3% | 36.58% | 33% | 31.89% | 30.6% | 34.04% | 34.54% | 34.31% | 34.11% | 31.21% | 33%
SA1 | Solar PV | 30.63% | 29.1% | 29.3% | 28.19% | 27.51% | 28.16% | 29.03% | 27.61% | 28.77% | 29.03% | 29.15% | 29.61% | 28.19% | 27.51% | 28.21% | 28.99% | 27.61% | 28.79% | 28.67% | 25.64% | 25.54% | 22.03% | 21.88% | 21.12% | 21.42% | 19.78% | 19.03% | 17.45% | 18.29%
SA1 | Grid Battery | 5.593% | 5.632% | 6.115% | 6.35% | 6.221% | 6.109% | 5.564% | 5.388% | 4.911% | 5.555% | 5.356% | 5.751% | 5.571% | 4.935% | 5.116% | 5.106% | 4.964% | 4.891% | 5.015% | 4.867% | 12.72% | 12.77% | 12.62% | 12.96% | 13.04% | 12.73% | 12.42% | 12.34% | 11.8%
SA1 | Pumped Hydro | bar: 2021-22 to 2049-50
SA1 | VPP | 9.455% | 9.879% | 10.13% | 9.918% | 9.97% | 9.62% | 8.466% | 7.996% | 7.117% | 6.991% | 6.838% | 7.127% | 6.942% | 6.453% | 6.61% | 6.524% | 6.348% | 6.187% | 6.116% | 6.022% | 5.215% | 5.179% | 5.037% | 5.211% | 5.288% | 4.814% | 4.644% | 4.487% | 3.772%
Region | Technology | 2021-22 | 2022-23 | 2023-24 | 2024-25 | 2025-26 | 2026-27 | 2027-28 | 2028-29 | 2029-30 | 2030-31 | 2031-32 | 2032-33 | 2033-34 | 2034-35 | 2035-36 | 2036-37 | 2037-38 | 2038-39 | 2039-40 | 2040-41 | 2041-42 | 2042-43 | 2043-44 | 2044-45 | 2045-46 | 2046-47 | 2047-48 | 2048-49 | 2049-50
TAS1 | Black Coal | bar: 2021-22 to 2049-50
TAS1 | Brown Coal | bar: 2021-22 to 2049-50
TAS1 | CCGT | 7.546e-08% | 7.473e-08% | 7.854e-08% | 7.918e-08% | 7.947e-08% | 8.197e-08% | 9.003e-08% | 9.652e-08% | 9.89e-08% | 1.014e-07% | 1.059e-07% | 1.378e-07% | 1.388e-07% | 1.386e-07% | 1.372e-07% | 1.38e-07% | 1.566e-07% | 1.632e-07% | 1.866e-07% | 1.841e-07% | 2.003e-07% | 2.032e-07% | 2.048e-07% | 1.988e-07% | 2.01e-07% | 2.236e-07% | 2.288e-07% | 3.31e-07% | 3.286e-07%
TAS1 | Gas - Steam | bar: 2021-22 to 2049-50
TAS1 | OCGT / Diesel | 6.895e-08% | 6.699e-08% | 7.051e-08% | 7.203e-08% | 7.379e-08% | 7.817e-08% | 8.438e-08% | 9.03e-08% | 9.299e-08% | 9.539e-08% | 1.003e-07% | 0.1181% | 0.02619% | 0.03886% | 0.08292% | 0.02033% | 0.2111% | 0.09645% | 0.123% | 0.05668% | 0.2154% | 4.883e-07% | 0.3287% | 0.3796% | 0.17% | 0.2289% | 0.136% | 2.196% | 1.554%
TAS1 | Hydro | 37.3% | 37.19% | 37.26% | 44.6% | 44.72% | 38.12% | 42.85% | 45.25% | 41.96% | 36.95% | 37.5% | 42.29% | 43.37% | 43.54% | 39.64% | 37.38% | 42.29% | 40.18% | 35.75% | 37.34% | 32.98% | 37.32% | 38.98% | 35.74% | 38.22% | 40.75% | 37.57% | 36.7% | 35.84%
TAS1 | Wind | 26.66% | 32.22% | 32.49% | 34.74% | 37.81% | 39.35% | 40.84% | 39.58% | 39.64% | 38.74% | 42.05% | 39.5% | 39.1% | 41.08% | 41.48% | 42.46% | 42.69% | 42.23% | 40.91% | 42.46% | 40.14% | 39.11% | 41.01% | 42.57% | 43.33% | 42.88% | 42.17% | 40.34% | 40.93%
TAS1 | Solar PV | bar: 2021-22 to 2049-50
TAS1 | Grid Battery | bar: 2021-22 to 2049-50
TAS1 | Pumped Hydro | - | - | - | - | - | - | - | - | - | - | - | 28.56% | 27.64% | 27.55% | 29.04% | 29.59% | 25.41% | 25.66% | 26% | 25.84% | 24.92% | 26.75% | 25.87% | 26.08% | 26.29% | 24.68% | 25.64% | 26.73% | 23.41%
TAS1 | VPP | 1.593% | 3.347% | 1.559% | 2.077% | 3.679% | 4.128% | 6.766% | 6.162% | 5.858% | 6.089% | 6.34% | 7.087% | 6.701% | 6.278% | 6.843% | 6.733% | 5.941% | 5.716% | 5.615% | 5.779% | 5.759% | 5.493% | 5.13% | 5.38% | 5.473% | 5.005% | 4.644% | 4.923% | 4.18%
Explicitly modelled pumping
Region | Technology | 2021-22 | 2022-23 | 2023-24 | 2024-25 | 2025-26 | 2026-27 | 2027-28 | 2028-29 | 2029-30 | 2030-31 | 2031-32 | 2032-33 | 2033-34 | 2034-35 | 2035-36 | 2036-37 | 2037-38 | 2038-39 | 2039-40 | 2040-41 | 2041-42 | 2042-43 | 2043-44 | 2044-45 | 2045-46 | 2046-47 | 2047-48 | 2048-49 | 2049-50
NEM | Grid Battery pump | 11.46% | 6.837% | 7.168% | 8.11% | 8.027% | 7.988% | 7.298% | 6.95% | 13.12% | 13.79% | 13.41% | 14.2% | 14.27% | 13.91% | 14.63% | 14.7% | 15.67% | 15.71% | 16.06% | 16.06% | 16.38% | 17.3% | 17.19% | 17.6% | 17.58% | 16.49% | 16.64% | 16.64% | 15.55%
NEM | Pumped Hydro Pump | 1.527% | 5.007% | 6.567% | 28.49% | 24.97% | 27.32% | 26.55% | 29.52% | 26.82% | 29.04% | 29.9% | 32.86% | 31.62% | 29.78% | 33.21% | 33.35% | 31.4% | 30.71% | 32.32% | 33.29% | 32.1% | 34.4% | 32.97% | 35.58% | 35.58% | 32.53% | 32.03% | 33.83% | 28.95%
NEM | VPP pump | 9.059% | 10.23% | 9.417% | 10.97% | 11.62% | 11.16% | 10.2% | 9.608% | 8.674% | 8.592% | 8.302% | 8.619% | 8.349% | 7.843% | 7.966% | 7.942% | 7.068% | 6.942% | 6.979% | 6.884% | 6.862% | 6.809% | 6.52% | 6.84% | 6.675% | 6.055% | 5.985% | 5.945% | 4.994%
Region | Technology | 2021-22 | 2022-23 | 2023-24 | 2024-25 | 2025-26 | 2026-27 | 2027-28 | 2028-29 | 2029-30 | 2030-31 | 2031-32 | 2032-33 | 2033-34 | 2034-35 | 2035-36 | 2036-37 | 2037-38 | 2038-39 | 2039-40 | 2040-41 | 2041-42 | 2042-43 | 2043-44 | 2044-45 | 2045-46 | 2046-47 | 2047-48 | 2048-49 | 2049-50
NSW1 | Grid Battery pump | - | - | - | - | - | - | - | - | 32.66% | 33.23% | 32.34% | 33.18% | 32.28% | 31.24% | 33.02% | 33.21% | 31.63% | 31% | 25.1% | 24.31% | 19.01% | 18.9% | 18.64% | 19.43% | 19.48% | 18.98% | 18.74% | 19.07% | 16.9%
NSW1 | Pumped Hydro Pump | 1.81% | 6.049% | 7.681% | 35.35% | 25.94% | 29.09% | 28.44% | 31.06% | 28.03% | 30.29% | 31.26% | 33.88% | 32.64% | 30.78% | 34.4% | 34.57% | 33.21% | 32.24% | 33.98% | 35.14% | 33.28% | 36.01% | 34.6% | 38.06% | 38.45% | 36.65% | 35.38% | 37.46% | 36.07%
NSW1 | VPP pump | 8.543% | 10.29% | 8.621% | 10.55% | 11.28% | 10.62% | 9.988% | 9.32% | 8.481% | 8.336% | 8.008% | 8.08% | 7.923% | 7.461% | 7.575% | 7.612% | 7.272% | 7.024% | 7.094% | 6.888% | 6.781% | 6.822% | 6.623% | 6.869% | 6.806% | 6.401% | 6.226% | 6.244% | 5.612%
Region | Technology | 2021-22 | 2022-23 | 2023-24 | 2024-25 | 2025-26 | 2026-27 | 2027-28 | 2028-29 | 2029-30 | 2030-31 | 2031-32 | 2032-33 | 2033-34 | 2034-35 | 2035-36 | 2036-37 | 2037-38 | 2038-39 | 2039-40 | 2040-41 | 2041-42 | 2042-43 | 2043-44 | 2044-45 | 2045-46 | 2046-47 | 2047-48 | 2048-49 | 2049-50
QLD1 | Grid Battery pump | - | 16.28% | 18.09% | 22.25% | 23.84% | 23.54% | 22.59% | 22.42% | 21.63% | 21.81% | 21.32% | 20.91% | 20.68% | 20.8% | 20.75% | 21.03% | 16.37% | 16.51% | 16.62% | 16.84% | 17.15% | 17.07% | 17.18% | 17.24% | 17.08% | 15.62% | 16.14% | 16.01% | 15.44%
QLD1 | Pumped Hydro Pump | 1.042% | 3.222% | 4.657% | 16.72% | 19.29% | 16.96% | 15.42% | 20.46% | 15.27% | 17.1% | 16.97% | 23.11% | 21.76% | 20.13% | 21.85% | 21.1% | 20.9% | 21.3% | 22.72% | 23.13% | 26.03% | 30.83% | 29.26% | 30.58% | 29.37% | 24.84% | 25.21% | 26.37% | 18.9%
QLD1 | VPP pump | 7.838% | 8.572% | 8.5% | 10.76% | 12.09% | 11.55% | 10.76% | 10.47% | 9.703% | 9.691% | 9.192% | 9.293% | 9.056% | 8.782% | 8.695% | 8.725% | 6.153% | 6.221% | 6.341% | 6.415% | 6.832% | 6.83% | 6.696% | 6.755% | 6.064% | 4.987% | 5.261% | 5.223% | 3.379%
Region | Technology | 2021-22 | 2022-23 | 2023-24 | 2024-25 | 2025-26 | 2026-27 | 2027-28 | 2028-29 | 2029-30 | 2030-31 | 2031-32 | 2032-33 | 2033-34 | 2034-35 | 2035-36 | 2036-37 | 2037-38 | 2038-39 | 2039-40 | 2040-41 | 2041-42 | 2042-43 | 2043-44 | 2044-45 | 2045-46 | 2046-47 | 2047-48 | 2048-49 | 2049-50
VIC1 | Grid Battery pump | 28.38% | 6.261% | 6.388% | 7.5% | 7.378% | 7.403% | 6.708% | 6.297% | 5.427% | 5.565% | 5.422% | 5.899% | 5.373% | 5.029% | 5.385% | 5.38% | 4.988% | 4.933% | 5.16% | 4.983% | 1.946% | - | - | - | - | - | - | 16.94% | 16.62%
VIC1 | Pumped Hydro Pump | - | - | - | - | - | - | - | - | - | - | - | - | - | - | - | - | - | - | - | - | - | - | - | - | - | - | - | 35.61% | 33.96%
VIC1 | VPP pump | 9.867% | 10.68% | 10.26% | 12.17% | 12.4% | 12.18% | 10.31% | 9.636% | 8.438% | 8.367% | 8.153% | 8.853% | 8.406% | 7.696% | 7.902% | 7.801% | 7.285% | 7.191% | 7.203% | 7.088% | 7.164% | 6.974% | 6.463% | 7.07% | 7.067% | 6.528% | 6.379% | 6.307% | 5.605%
Region | Technology | 2021-22 | 2022-23 | 2023-24 | 2024-25 | 2025-26 | 2026-27 | 2027-28 | 2028-29 | 2029-30 | 2030-31 | 2031-32 | 2032-33 | 2033-34 | 2034-35 | 2035-36 | 2036-37 | 2037-38 | 2038-39 | 2039-40 | 2040-41 | 2041-42 | 2042-43 | 2043-44 | 2044-45 | 2045-46 | 2046-47 | 2047-48 | 2048-49 | 2049-50
SA1 | Grid Battery pump | 6.888% | 6.97% | 7.532% | 7.848% | 7.672% | 7.542% | 6.886% | 6.635% | 6.08% | 6.838% | 6.613% | 7.1% | 6.877% | 6.092% | 6.316% | 6.304% | 6.128% | 6.056% | 6.173% | 6.026% | 15% | 15.11% | 14.85% | 15.29% | 15.42% | 14.97% | 14.69% | 14.52% | 13.92%
SA1 | Pumped Hydro Pump | bar: 2021-22 to 2049-50
SA1 | VPP pump | 11.35% | 11.88% | 12.14% | 11.91% | 11.96% | 11.55% | 10.18% | 9.579% | 8.542% | 8.39% | 8.208% | 8.559% | 8.329% | 7.745% | 7.933% | 7.831% | 7.619% | 7.445% | 7.322% | 7.247% | 6.241% | 6.235% | 6.027% | 6.263% | 6.357% | 5.76% | 5.592% | 5.368% | 4.527%
Region | Technology | 2021-22 | 2022-23 | 2023-24 | 2024-25 | 2025-26 | 2026-27 | 2027-28 | 2028-29 | 2029-30 | 2030-31 | 2031-32 | 2032-33 | 2033-34 | 2034-35 | 2035-36 | 2036-37 | 2037-38 | 2038-39 | 2039-40 | 2040-41 | 2041-42 | 2042-43 | 2043-44 | 2044-45 | 2045-46 | 2046-47 | 2047-48 | 2048-49 | 2049-50
TAS1 | Grid Battery pump | bar: 2021-22 to 2049-50
TAS1 | Pumped Hydro Pump | - | - | - | - | - | - | - | - | - | - | - | 35.86% | 34.43% | 34.47% | 36.22% | 37.33% | 31.66% | 32.18% | 32.43% | 32.62% | 31.19% | 33.39% | 32.2% | 32.49% | 33.21% | 30.5% | 32.39% | 33.07% | 29.27%
TAS1 | VPP pump | 1.912% | 4.039% | 1.858% | 2.514% | 4.402% | 4.954% | 8.145% | 7.378% | 7.03% | 7.309% | 7.61% | 8.527% | 8.025% | 7.556% | 8.195% | 8.081% | 7.131% | 6.865% | 6.736% | 6.949% | 6.901% | 6.593% | 6.165% | 6.45% | 6.587% | 5.989% | 5.592% | 5.891% | 5.017%
Non-controllable capacity
Region | Technology | 2021-22 | 2022-23 | 2023-24 | 2024-25 | 2025-26 | 2026-27 | 2027-28 | 2028-29 | 2029-30 | 2030-31 | 2031-32 | 2032-33 | 2033-34 | 2034-35 | 2035-36 | 2036-37 | 2037-38 | 2038-39 | 2039-40 | 2040-41 | 2041-42 | 2042-43 | 2043-44 | 2044-45 | 2045-46 | 2046-47 | 2047-48 | 2048-49 | 2049-50
NEM | Distributed PV | 15.67% | 15.9% | 16.17% | 15.67% | 15.14% | 16.37% | 16.37% | 14.85% | 15.65% | 16.28% | 16.53% | 16.65% | 16.21% | 15.62% | 16.72% | 16.71% | 15.05% | 15.84% | 16.5% | 16.77% | 16.73% | 16.31% | 15.8% | 16.92% | 16.88% | 15.2% | 15.96% | 16.6% | 16.83%
NEM | Behind the meter battery | 5.739% | 5.706% | 5.655% | 5.593% | 5.566% | 5.554% | 5.549% | 5.478% | 5.42% | 5.35% | 5.324% | 5.224% | 5.137% | 5.059% | 5.006% | 4.928% | 4.862% | 4.813% | 4.786% | 4.748% | 4.724% | 4.696% | 4.679% | 4.612% | 4.558% | 4.491% | 4.446% | 4.377% | 4.313%
NEM | Behind the meter battery pump | 4.876% | 4.848% | 4.804% | 4.75% | 4.73% | 4.719% | 4.714% | 4.654% | 4.605% | 4.544% | 4.522% | 4.437% | 4.365% | 4.297% | 4.252% | 4.187% | 4.129% | 4.088% | 4.066% | 4.034% | 4.014% | 3.989% | 3.976% | 3.918% | 3.873% | 3.816% | 3.776% | 3.717% | 3.663%
Region | Technology | 2021-22 | 2022-23 | 2023-24 | 2024-25 | 2025-26 | 2026-27 | 2027-28 | 2028-29 | 2029-30 | 2030-31 | 2031-32 | 2032-33 | 2033-34 | 2034-35 | 2035-36 | 2036-37 | 2037-38 | 2038-39 | 2039-40 | 2040-41 | 2041-42 | 2042-43 | 2043-44 | 2044-45 | 2045-46 | 2046-47 | 2047-48 | 2048-49 | 2049-50
NSW1 | Distributed PV | 15.72% | 16.12% | 16.01% | 15.67% | 15.04% | 16.98% | 16.72% | 14.89% | 15.29% | 16.21% | 16.94% | 16.49% | 16.32% | 15.64% | 17.2% | 16.89% | 14.99% | 15.46% | 16.4% | 17.14% | 16.52% | 16.33% | 15.77% | 17.33% | 17.04% | 15.14% | 15.57% | 16.47% | 17.17%
NSW1 | Behind the meter battery | 5.729% | 5.684% | 5.657% | 5.613% | 5.591% | 5.57% | 5.55% | 5.456% | 5.374% | 5.28% | 5.234% | 5.143% | 5.063% | 4.997% | 4.957% | 4.888% | 4.831% | 4.782% | 4.763% | 4.724% | 4.693% | 4.659% | 4.639% | 4.573% | 4.516% | 4.452% | 4.4% | 4.337% | 4.275%
NSW1 | Behind the meter battery pump | 4.867% | 4.828% | 4.804% | 4.766% | 4.751% | 4.734% | 4.716% | 4.634% | 4.565% | 4.484% | 4.444% | 4.369% | 4.301% | 4.244% | 4.209% | 4.151% | 4.102% | 4.064% | 4.047% | 4.015% | 3.989% | 3.955% | 3.941% | 3.885% | 3.838% | 3.783% | 3.737% | 3.682% | 3.631%
Region | Technology | 2021-22 | 2022-23 | 2023-24 | 2024-25 | 2025-26 | 2026-27 | 2027-28 | 2028-29 | 2029-30 | 2030-31 | 2031-32 | 2032-33 | 2033-34 | 2034-35 | 2035-36 | 2036-37 | 2037-38 | 2038-39 | 2039-40 | 2040-41 | 2041-42 | 2042-43 | 2043-44 | 2044-45 | 2045-46 | 2046-47 | 2047-48 | 2048-49 | 2049-50
QLD1 | Distributed PV | 16.14% | 16.97% | 17.1% | 16.38% | 16.51% | 17.67% | 17.76% | 15.01% | 16.31% | 16.9% | 17.8% | 17.63% | 16.94% | 16.97% | 18.04% | 18.07% | 15.25% | 16.64% | 17.25% | 18.13% | 17.82% | 17.14% | 17.3% | 18.32% | 18.33% | 15.43% | 16.8% | 17.37% | 18.24%
QLD1 | Behind the meter battery | 5.709% | 5.654% | 5.624% | 5.581% | 5.564% | 5.545% | 5.521% | 5.447% | 5.381% | 5.312% | 5.299% | 5.184% | 5.098% | 5.026% | 4.978% | 4.9% | 4.839% | 4.784% | 4.752% | 4.736% | 4.724% | 4.708% | 4.7% | 4.637% | 4.585% | 4.526% | 4.478% | 4.405% | 4.346%
QLD1 | Behind the meter battery pump | 4.852% | 4.806% | 4.78% | 4.74% | 4.729% | 4.709% | 4.69% | 4.629% | 4.573% | 4.51% | 4.501% | 4.406% | 4.333% | 4.271% | 4.231% | 4.162% | 4.11% | 4.063% | 4.037% | 4.021% | 4.015% | 4% | 3.995% | 3.938% | 3.896% | 3.844% | 3.802% | 3.74% | 3.693%
Region | Technology | 2021-22 | 2022-23 | 2023-24 | 2024-25 | 2025-26 | 2026-27 | 2027-28 | 2028-29 | 2029-30 | 2030-31 | 2031-32 | 2032-33 | 2033-34 | 2034-35 | 2035-36 | 2036-37 | 2037-38 | 2038-39 | 2039-40 | 2040-41 | 2041-42 | 2042-43 | 2043-44 | 2044-45 | 2045-46 | 2046-47 | 2047-48 | 2048-49 | 2049-50
VIC1 | Distributed PV | 14.57% | 14.12% | 14.94% | 14.61% | 13.83% | 14.71% | 14.77% | 14.21% | 15.01% | 15.58% | 14.94% | 15.71% | 15.27% | 14.38% | 15.25% | 15.31% | 14.5% | 15.15% | 15.74% | 15.16% | 15.8% | 15.4% | 14.52% | 15.44% | 15.44% | 14.67% | 15.29% | 15.88% | 15.21%
VIC1 | Behind the meter battery | 5.757% | 5.718% | 5.678% | 5.63% | 5.606% | 5.603% | 5.626% | 5.591% | 5.549% | 5.5% | 5.48% | 5.379% | 5.285% | 5.18% | 5.107% | 5.018% | 4.94% | 4.891% | 4.868% | 4.822% | 4.8% | 4.775% | 4.756% | 4.689% | 4.638% | 4.569% | 4.529% | 4.459% | 4.392%
VIC1 | Behind the meter battery pump | 4.893% | 4.857% | 4.823% | 4.783% | 4.764% | 4.762% | 4.778% | 4.75% | 4.714% | 4.672% | 4.656% | 4.567% | 4.49% | 4.399% | 4.339% | 4.264% | 4.197% | 4.154% | 4.134% | 4.099% | 4.076% | 4.058% | 4.041% | 3.984% | 3.942% | 3.883% | 3.848% | 3.787% | 3.729%
Region | Technology | 2021-22 | 2022-23 | 2023-24 | 2024-25 | 2025-26 | 2026-27 | 2027-28 | 2028-29 | 2029-30 | 2030-31 | 2031-32 | 2032-33 | 2033-34 | 2034-35 | 2035-36 | 2036-37 | 2037-38 | 2038-39 | 2039-40 | 2040-41 | 2041-42 | 2042-43 | 2043-44 | 2044-45 | 2045-46 | 2046-47 | 2047-48 | 2048-49 | 2049-50
SA1 | Distributed PV | 16.86% | 17.02% | 17.57% | 16.91% | 16.01% | 16.67% | 17.2% | 16.38% | 17.23% | 17.46% | 17.45% | 17.9% | 17.25% | 16.3% | 16.93% | 17.46% | 16.67% | 17.47% | 17.7% | 17.68% | 18.03% | 17.41% | 16.52% | 17.16% | 17.71% | 16.83% | 17.61% | 17.82% | 17.8%
SA1 | Behind the meter battery | 5.777% | 5.792% | 5.663% | 5.515% | 5.452% | 5.451% | 5.451% | 5.361% | 5.337% | 5.284% | 5.27% | 5.157% | 5.065% | 4.998% | 4.942% | 4.871% | 4.785% | 4.751% | 4.702% | 4.641% | 4.611% | 4.564% | 4.543% | 4.461% | 4.406% | 4.316% | 4.285% | 4.205% | 4.134%
SA1 | Behind the meter battery pump | 4.907% | 4.921% | 4.812% | 4.682% | 4.633% | 4.631% | 4.632% | 4.553% | 4.535% | 4.49% | 4.475% | 4.381% | 4.303% | 4.244% | 4.198% | 4.14% | 4.067% | 4.035% | 3.994% | 3.944% | 3.917% | 3.876% | 3.858% | 3.79% | 3.74% | 3.668% | 3.639% | 3.574% | 3.51%
Region | Technology | 2021-22 | 2022-23 | 2023-24 | 2024-25 | 2025-26 | 2026-27 | 2027-28 | 2028-29 | 2029-30 | 2030-31 | 2031-32 | 2032-33 | 2033-34 | 2034-35 | 2035-36 | 2036-37 | 2037-38 | 2038-39 | 2039-40 | 2040-41 | 2041-42 | 2042-43 | 2043-44 | 2044-45 | 2045-46 | 2046-47 | 2047-48 | 2048-49 | 2049-50
TAS1 | Distributed PV | 13.72% | 13.38% | 13.99% | 13.9% | 13% | 14.17% | 14.31% | 13.85% | 13.92% | 14.16% | 14% | 14.33% | 14.29% | 13.48% | 14.32% | 14.32% | 13.81% | 13.92% | 14.2% | 14.06% | 14.35% | 14.32% | 13.61% | 14.45% | 14.46% | 13.96% | 14.04% | 14.32% | 14.14%
TAS1 | Behind the meter battery | 5.668% | 5.597% | 5.586% | 5.535% | 5.503% | 5.497% | 5.519% | 5.453% | 5.36% | 5.255% | 5.223% | 5.112% | 5.036% | 4.956% | 4.906% | 4.835% | 4.799% | 4.753% | 4.719% | 4.672% | 4.638% | 4.607% | 4.584% | 4.501% | 4.443% | 4.376% | 4.324% | 4.249% | 4.183%
TAS1 | Behind the meter battery pump | 4.816% | 4.755% | 4.746% | 4.701% | 4.677% | 4.669% | 4.688% | 4.634% | 4.554% | 4.464% | 4.436% | 4.341% | 4.279% | 4.211% | 4.168% | 4.108% | 4.076% | 4.037% | 4.01% | 3.966% | 3.94% | 3.913% | 3.893% | 3.824% | 3.775% | 3.717% | 3.675% | 3.609% | 3.555%

## Marinus_Generation
Annual sent-out generation by technology (GWh) - Marinus Link, Fast Change Scenario
Explicitly modelled generation
Region | Technology | 2021-22 | 2022-23 | 2023-24 | 2024-25 | 2025-26 | 2026-27 | 2027-28 | 2028-29 | 2029-30 | 2030-31 | 2031-32 | 2032-33 | 2033-34 | 2034-35 | 2035-36 | 2036-37 | 2037-38 | 2038-39 | 2039-40 | 2040-41 | 2041-42 | 2042-43 | 2043-44 | 2044-45 | 2045-46 | 2046-47 | 2047-48 | 2048-49 | 2049-50
NEM | Black Coal | 87334.0993 | 76320.5246 | 76457.1392 | 79595.2479 | 73031.2661 | 67656.996 | 61122.3777 | 63726.4207 | 50522.4189 | 48791.9753 | 46937.8681 | 40760.8798 | 45463.552 | 42202.5403 | 38691.2219 | 37756.7081 | 32475.7148 | 32895.252 | 30770.335 | 28843.4829 | 27510.5352 | 18622.4866 | 15090.7077 | 12714.3952 | 10608.7151 | 8793.4692 | 8368.1952 | 8168.6029 | 7313.8706
NEM | Brown Coal | 29667.9739 | 28086.2081 | 28535.6304 | 21070.7751 | 22421.8495 | 21627.8008 | 20557.8545 | 20601.4874 | 20158.0761 | 21325.3974 | 21084.9864 | 20656.6148 | 21347.8122 | 20623.9682 | 21740.1779 | 20594.941 | 19476.3605 | 20059.2467 | 17065.9585 | 17153.5649 | 19531.9683 | 19757.959 | 18288.6929 | 17727.5847 | 18074.9004 | 18537.1262 | 12137.4161 | 0 | 0
NEM | CCGT | 2252.5065 | 2252.5065 | 1906.5409 | 1949.0585 | 1917.6777 | 1866.4794 | 1883.4186 | 2244.937 | 1819.2658 | 1900.8344 | 2159.0528 | 3982.0092 | 4649.5397 | 5210.6852 | 3381.744 | 3071.377 | 4595.549 | 4847.0717 | 3963.4464 | 4045.9414 | 4050.7671 | 4790.9701 | 3015.5322 | 2886.0486 | 1352.7212 | 960.5235 | 963.1552 | 960.5235 | 960.5235
NEM | Gas - Steam | 698.7141 | 713.5583 | 731.5515 | 175.4243 | 161.8603 | 172.4591 | 164.9285 | 178.2812 | 156.0215 | 160.4502 | 155.8668 | 208.6621 | 169.6638 | 285.5646 | 102.8359 | 88.1711 | 194.3861 | 184.3107 | 160.9119 | 170.1809 | 171.4889 | 194.0437 | 175.4169 | 160.9373 | 195.5317 | 0 | 0 | 0 | 0
NEM | OCGT / Diesel | 52.5805 | 24.0393 | 119.1626 | 94.5497 | 36.129 | 87.4013 | 49.796 | 130.2521 | 16.0624 | 36.0515 | 32.1476 | 398.6814 | 275.7631 | 361.8204 | 277.2052 | 295.3493 | 1140.8218 | 879.8753 | 2284.9455 | 2660.5436 | 1883.5296 | 2446.2554 | 4439.6429 | 2723.2681 | 3279.71 | 5942.2635 | 6510.2747 | 10591.2844 | 10065.1841
NEM | Hydro | 13381.6553 | 13502.4009 | 13091.6673 | 16101.9053 | 16320.2701 | 14506.0849 | 16394.7322 | 18844.9709 | 16481.199 | 14484.9096 | 14794.5285 | 15753.371 | 17050.9252 | 17320.0997 | 16265.7991 | 15549.7782 | 18041.6652 | 16027.8592 | 14390.8087 | 14653.038 | 13109.6647 | 15182.1285 | 15978.3332 | 14833.3725 | 15506.5615 | 17615.103 | 15532.6004 | 14726.3072 | 14168.116
NEM | Wind | 29910.1264 | 38657.6995 | 37972.7105 | 41008.2871 | 46702.5432 | 49420.5851 | 53168.7613 | 52529.4092 | 63185.9937 | 65174.8937 | 68642.8861 | 75501.0096 | 73441.8798 | 80004.5559 | 83882.4311 | 89392.9957 | 96259.2375 | 95617.9172 | 96791.051 | 95337.2814 | 95503.8581 | 95373.7892 | 103213.3093 | 105484.0313 | 109139.3965 | 111816.5693 | 116419.5386 | 119943.8002 | 121583.5798
NEM | Solar PV | 14501.0477 | 17776.6256 | 18071.756 | 17334.3642 | 17319.0965 | 20591.2435 | 23055.0236 | 22503.6278 | 29693.4889 | 31112.7068 | 31672.3759 | 31727.1622 | 30649.0014 | 29868.2116 | 31884.0826 | 31639.5283 | 32839.9725 | 34417.2722 | 38713.5742 | 42756.6105 | 44815.3679 | 54311.5 | 52398.4236 | 53722.9964 | 53444.4355 | 54534.7053 | 56433.474 | 60242.3757 | 59431.7131
NEM | Grid Battery | 212.2367 | 290.5101 | 306.1432 | 344.8817 | 342.503 | 340.2896 | 310.1115 | 296.7766 | 769.362 | 779.018 | 755.5929 | 832.4385 | 778.2648 | 733.5219 | 772.7891 | 775.5983 | 2960.0015 | 2981.0921 | 3300.2447 | 3269.3178 | 5813.7655 | 5747.6439 | 5718.6944 | 5856.3504 | 5841.2984 | 6796.1975 | 6858.4752 | 6883.8142 | 6204.3605
NEM | Pumped Hydro | 64.3721 | 183.6375 | 263.975 | 1479.6528 | 5260.8739 | 5539.669 | 5136.4737 | 6079.0616 | 8645.1666 | 9541.0132 | 9529.4275 | 10578.4775 | 9699.9003 | 9571.5538 | 10301.0606 | 10344.5725 | 11185.4009 | 10938.6378 | 12196.8517 | 12084.5902 | 12318.6939 | 15283.1082 | 15035.8736 | 15994.1367 | 15579.4315 | 15530.1904 | 15056.1531 | 17276.0159 | 17448.9419
NEM | VPP | 42.9919 | 78.3848 | 108.1903 | 184.9243 | 285.6486 | 393.087 | 494.8142 | 623.167 | 740.5308 | 910.1969 | 1109.5968 | 1383.0145 | 1555.5691 | 1638.0671 | 1834.4661 | 1978.1797 | 1888.8298 | 1988.6409 | 2144.9598 | 2262.6213 | 2425.4682 | 2561.2137 | 2617.8918 | 2873.6462 | 2932.2727 | 2791.357 | 2876.6795 | 2994.9724 | 2622.0885
Total excluding storage |  | 177798.7037 | 177333.563 | 176886.1585 | 177329.6121 | 177910.6924 | 175929.0501 | 176396.8922 | 180759.3862 | 182032.5262 | 182987.2189 | 185479.7121 | 188988.3901 | 193048.1374 | 195877.446 | 196225.4978 | 198388.8488 | 205023.7075 | 204928.805 | 204141.0312 | 205620.6437 | 206577.1799 | 210679.1325 | 212600.0586 | 210252.634 | 211601.9719 | 218199.7601 | 216364.6541 | 214632.894 | 213522.9871
Region | Technology | 2021-22 | 2022-23 | 2023-24 | 2024-25 | 2025-26 | 2026-27 | 2027-28 | 2028-29 | 2029-30 | 2030-31 | 2031-32 | 2032-33 | 2033-34 | 2034-35 | 2035-36 | 2036-37 | 2037-38 | 2038-39 | 2039-40 | 2040-41 | 2041-42 | 2042-43 | 2043-44 | 2044-45 | 2045-46 | 2046-47 | 2047-48 | 2048-49 | 2049-50
NSW1 | Black Coal | 45450.2018 | 37906.9813 | 35420.06 | 40560.4357 | 33284.4472 | 29880.6608 | 26185.3569 | 29205.8889 | 17409.7909 | 16991.2721 | 15815.7105 | 8897.2128 | 11216.5347 | 9908.1749 | 6190.4148 | 7705.9323 | 8337.3305 | 8337.33 | 7871.1773 | 6337.5352 | 5743.6094 | 0 | 0 | 0 | 0 | 0 | 0 | 0 | 0
NSW1 | Brown Coal | 0 | 0 | 0 | 0 | 0 | 0 | 0 | 0 | 0 | 0 | 0 | 0 | 0 | 0 | 0 | 0 | 0 | 0 | 0 | 0 | 0 | 0 | 0 | 0 | 0 | 0 | 0 | 0 | 0
NSW1 | CCGT | 33.6489 | 33.6489 | 101.3523 | 64.4973 | 63.5591 | 63.5591 | 63.8884 | 63.9527 | 63.5591 | 63.5591 | 63.7332 | 640.0617 | 648.5411 | 1123.8185 | 439.6269 | 397.8859 | 1108.8414 | 1436.9446 | 1255.5467 | 1195.4882 | 1082.354 | 1521.8793 | 21.8076 | 1.096e-05 | 1.1238e-05 | 1.2579e-05 | 1.2751e-05 | 2.1397e-05 | 2.0755e-05
NSW1 | Gas - Steam | 0 | 0 | 0 | 0 | 0 | 0 | 0 | 0 | 0 | 0 | 0 | 0 | 0 | 0 | 0 | 0 | 0 | 0 | 0 | 0 | 0 | 0 | 0 | 0 | 0 | 0 | 0 | 0 | 0
NSW1 | OCGT / Diesel | 1.5991e-06 | 1.6557e-06 | 13.6856 | 47.5279 | 11.0029 | 20.3058 | 7.2289 | 11.8362 | 2.3378e-06 | 0.097272 | 2.6353e-06 | 50.8254 | 37.3701 | 35.1453 | 65.6584 | 36.3554 | 132.4981 | 77.6938 | 593.771 | 863.2877 | 421.1388 | 548.703 | 1609.1054 | 749.2897 | 874.2175 | 1320.7623 | 2215.8634 | 5083.8393 | 5414.4172
NSW1 | Hydro | 2047.9891 | 2178.4458 | 2010.9335 | 2883.255 | 3005.4443 | 2746.4809 | 2658.0926 | 3755.8172 | 2817.2136 | 2463.0903 | 2609.3377 | 2730.1142 | 3202.1196 | 3336.2867 | 3355.7575 | 3158.026 | 4136.155 | 3259.9901 | 3099.8199 | 2995.691 | 2714.8448 | 3468.6171 | 3769.7789 | 3557.7024 | 3633.8374 | 4381.3964 | 3670.455 | 3510.37 | 3145.981
NSW1 | Wind | 6252.6977 | 9567.7742 | 11495.7301 | 13633.0282 | 17021.0539 | 17882.3079 | 17927.3657 | 16051.3286 | 24212.1305 | 26045.2095 | 27211.5021 | 26900.3743 | 26300.5933 | 29958.5114 | 32366.0553 | 32199.6636 | 28517.4483 | 26655.2976 | 29967.2376 | 29752.0301 | 34353.482 | 33499.7262 | 34928.2239 | 36377.3732 | 36507.1786 | 32459.9541 | 32314.468 | 34301.3886 | 33992.1305
NSW1 | Solar PV | 5342.8112 | 6499.5899 | 6543.0282 | 6299.1534 | 6336.2654 | 9102.4857 | 11380.4803 | 12353.475 | 18858.3071 | 19930.4895 | 20381.9621 | 20204.1201 | 19630.847 | 18891.3222 | 20367.8141 | 20332.92 | 19760.1298 | 20445.2813 | 22936.0238 | 23171.0536 | 23160.6706 | 27713.9514 | 26625.5635 | 28220.0328 | 28210.5444 | 28278.3947 | 29450.2613 | 32372.6795 | 32568.6672
NSW1 | Grid Battery | 3.5239e-06 | 5.3098e-06 | 5.3197e-06 | 7.0817e-06 | 8.1318e-06 | 8.8395e-06 | 1.1771e-05 | 1.2651e-05 | 505.9498 | 514.6986 | 499.3726 | 515.1785 | 500.1001 | 483.2739 | 512.2503 | 514.3939 | 509.6252 | 500.6391 | 802.7662 | 773.9624 | 2290.9651 | 2277.1915 | 2245.6453 | 2339.581 | 2343.2148 | 2288.8757 | 2251.9536 | 2301.7279 | 1778.4391
NSW1 | Pumped Hydro | 32.2774 | 89.6193 | 123.5167 | 979.4317 | 4685.3674 | 5032.5387 | 4676.696 | 5467.0564 | 8188.9802 | 9030.204 | 9023.057 | 9863.5006 | 9026.4958 | 8946.9129 | 9623.5861 | 9502.9659 | 9459.1119 | 9020.8023 | 9776.3803 | 9658.0821 | 9501.2682 | 9705.8978 | 9696.125 | 10466.3635 | 10214.7069 | 10127.1077 | 9525.388 | 10196.3713 | 10095.656
NSW1 | VPP | 15.5985 | 29.7512 | 38.5768 | 70.8866 | 111.0972 | 148.607 | 190.2305 | 233.4431 | 277.2548 | 333.1885 | 394.3246 | 473.6573 | 531.1259 | 552.3386 | 612.778 | 661.0796 | 673.9819 | 696.9649 | 753.7067 | 780.016 | 822.6046 | 882.2253 | 909.3159 | 986.8933 | 1020.864 | 1008.581 | 1020.2249 | 1073.7039 | 1003.7208
Total excluding storage |  | 59127.3487 | 56186.4402 | 55584.7897 | 63487.8975 | 59721.7727 | 59695.8 | 58222.4129 | 61442.2987 | 63361.0012 | 65493.7176 | 66082.2456 | 59422.7084 | 61036.0058 | 63253.259 | 62785.327 | 63830.7832 | 61992.4031 | 60212.5375 | 65723.5763 | 64315.0857 | 67476.0996 | 66752.877 | 66954.4792 | 68904.3982 | 69225.7779 | 66440.5075 | 67651.0477 | 75268.2774 | 75121.1959
Region | Technology | 2021-22 | 2022-23 | 2023-24 | 2024-25 | 2025-26 | 2026-27 | 2027-28 | 2028-29 | 2029-30 | 2030-31 | 2031-32 | 2032-33 | 2033-34 | 2034-35 | 2035-36 | 2036-37 | 2037-38 | 2038-39 | 2039-40 | 2040-41 | 2041-42 | 2042-43 | 2043-44 | 2044-45 | 2045-46 | 2046-47 | 2047-48 | 2048-49 | 2049-50
QLD1 | Black Coal | 41883.8975 | 38413.5433 | 41037.0792 | 39034.8122 | 39746.8189 | 37776.3353 | 34937.0207 | 34520.5319 | 33112.628 | 31800.7033 | 31122.1576 | 31863.6671 | 34247.0173 | 32294.3654 | 32500.8071 | 30050.7758 | 24138.3843 | 24557.922 | 22899.1577 | 22505.9477 | 21766.9258 | 18622.4866 | 15090.7077 | 12714.3952 | 10608.7151 | 8793.4692 | 8368.1952 | 8168.6029 | 7313.8706
QLD1 | Brown Coal | 0 | 0 | 0 | 0 | 0 | 0 | 0 | 0 | 0 | 0 | 0 | 0 | 0 | 0 | 0 | 0 | 0 | 0 | 0 | 0 | 0 | 0 | 0 | 0 | 0 | 0 | 0 | 0 | 0
QLD1 | CCGT | 1104.025 | 1104.025 | 1232.2762 | 1435.0594 | 1404.6167 | 1353.4185 | 1368.7967 | 1731.4823 | 1306.2049 | 1387.7735 | 1644.5862 | 2743.8781 | 3368.1959 | 3098.0242 | 2491.3837 | 2223.9893 | 3486.7076 | 3410.1271 | 2707.8997 | 2850.4532 | 2968.4131 | 3269.0908 | 2993.7245 | 2886.0485 | 1352.7212 | 960.5235 | 963.1551 | 960.5235 | 960.5235
QLD1 | Gas - Steam | 37.1158 | 37.1158 | 73.7192 | 72.804 | 72.804 | 72.804 | 73.0035 | 72.804 | 72.804 | 72.804 | 73.0035 | 72.804 | 72.804 | 72.804 | 73.0035 | 72.804 | 146.0692 | 157.9017 | 160.9119 | 170.1809 | 171.4889 | 194.0437 | 175.4169 | 160.9373 | 195.5317 | 0 | 0 | 0 | 0
QLD1 | OCGT / Diesel | 2.7562e-06 | 2.8584e-06 | 0.31741 | 26.0055 | 13.6644 | 22.2461 | 24.9847 | 93.4615 | 14.2118 | 32.0128 | 27.386 | 207.0999 | 150.6496 | 69.5997 | 91.8033 | 163.1283 | 653.6209 | 418.3547 | 1008.5496 | 1148.3391 | 1020.6911 | 1308.1471 | 1771.2053 | 1580.7734 | 2084.6201 | 4210.0912 | 3920.393 | 4225.3147 | 3122.258
QLD1 | Hydro | 693.4758 | 692.8765 | 694.4248 | 690.0713 | 688.626 | 687.9545 | 689.3736 | 685.2232 | 683.704 | 669.359 | 683.5218 | 679.2141 | 678.0426 | 676.4481 | 676.9968 | 673.7029 | 252.3025 | 252.5865 | 250.8872 | 250.0853 | 251.1844 | 0 | 0 | 0 | 0 | 0 | 0 | 0 | 0
QLD1 | Wind | 5244.4078 | 6622.347 | 6332.7 | 5598.4566 | 7063.9129 | 7227.2639 | 9993.0573 | 12611.0904 | 14908.7963 | 15339.3406 | 14868.4491 | 17411.2123 | 15779.9234 | 18415.9103 | 18202.6574 | 21572.0881 | 26474.4777 | 26239.3034 | 26746.6682 | 24615.718 | 23979.9772 | 25462.3175 | 29563.1313 | 29222.887 | 33991.0278 | 36069.2072 | 35915.7153 | 36149.742 | 37755.277
QLD1 | Solar PV | 5555.0976 | 7538.3561 | 7681.7801 | 7342.875 | 7448.1655 | 7800.5726 | 7893.2139 | 6593.3675 | 7142.0112 | 7427.2567 | 7545.9958 | 7659.7104 | 7327.5955 | 7442.0841 | 7813.578 | 7531.2409 | 9523.0867 | 10282.064 | 10699.4815 | 12364.7913 | 13614.2336 | 18452.2045 | 17939.2307 | 18061.3534 | 17730.0885 | 19421.0415 | 20202.5049 | 19625.9449 | 19381.7884
QLD1 | Grid Battery | 2.4557e-06 | 23.1071 | 25.7442 | 31.5799 | 33.8176 | 33.4252 | 32.0358 | 31.8388 | 30.6931 | 30.9501 | 30.1796 | 71.63 | 70.7423 | 71.1571 | 71.0505 | 71.953 | 2271.8834 | 2304.576 | 2314.0187 | 2318.6416 | 2365.2964 | 2349.9517 | 2365.7031 | 2379.8367 | 2354.2188 | 3390.6685 | 3517.2478 | 3474.515 | 3366.5203
QLD1 | Pumped Hydro | 32.0948 | 94.0182 | 140.4583 | 500.2211 | 575.5065 | 507.1303 | 459.7777 | 612.0053 | 456.1863 | 510.8091 | 506.3704 | 690.6331 | 649.8467 | 601.1546 | 652.72 | 630.3151 | 1122.4621 | 1156.4922 | 1228.3469 | 1241.7265 | 1397.2745 | 4053.0247 | 3865.5944 | 4041.7412 | 3866.6755 | 3997.0144 | 4069.8583 | 4239.8201 | 4765.149
QLD1 | VPP | 6.7743 | 11.8607 | 18.2391 | 34.9264 | 57.8449 | 79.2145 | 100.5461 | 130.2854 | 158.8959 | 201.3362 | 247.1207 | 303.8141 | 350.1304 | 385.2526 | 424.6232 | 464.2082 | 353.1764 | 387.5117 | 424.1077 | 461.7962 | 531.8176 | 567.5648 | 596.2337 | 632.0038 | 596.0694 | 511.0379 | 568.3695 | 586.8501 | 399.959
Total excluding storage |  | 54518.0196 | 54408.2636 | 57052.2969 | 54200.084 | 56438.6084 | 54940.5949 | 54979.4505 | 56307.9607 | 57240.3602 | 56729.2498 | 55965.1 | 60637.5858 | 61624.2284 | 62069.2358 | 61850.2297 | 62287.7293 | 64674.649 | 65318.2594 | 64473.5558 | 63905.5156 | 63772.9142 | 67308.2903 | 67533.4164 | 64626.3948 | 65962.7043 | 69454.3325 | 69369.9635 | 69130.128 | 68533.7175
Region | Technology | 2021-22 | 2022-23 | 2023-24 | 2024-25 | 2025-26 | 2026-27 | 2027-28 | 2028-29 | 2029-30 | 2030-31 | 2031-32 | 2032-33 | 2033-34 | 2034-35 | 2035-36 | 2036-37 | 2037-38 | 2038-39 | 2039-40 | 2040-41 | 2041-42 | 2042-43 | 2043-44 | 2044-45 | 2045-46 | 2046-47 | 2047-48 | 2048-49 | 2049-50
VIC1 | Black Coal | 0 | 0 | 0 | 0 | 0 | 0 | 0 | 0 | 0 | 0 | 0 | 0 | 0 | 0 | 0 | 0 | 0 | 0 | 0 | 0 | 0 | 0 | 0 | 0 | 0 | 0 | 0 | 0 | 0
VIC1 | Brown Coal | 29667.9739 | 28086.2081 | 28535.6304 | 21070.7751 | 22421.8495 | 21627.8008 | 20557.8545 | 20601.4874 | 20158.0761 | 21325.3974 | 21084.9864 | 20656.6148 | 21347.8122 | 20623.9682 | 21740.1779 | 20594.941 | 19476.3605 | 20059.2467 | 17065.9585 | 17153.5649 | 19531.9683 | 19757.959 | 18288.6929 | 17727.5847 | 18074.9004 | 18537.1262 | 12137.4161 | 0 | 0
VIC1 | CCGT | 1.585e-06 | 1.5681e-06 | 1.6491e-06 | 2.0064e-06 | 2.0494e-06 | 2.036e-06 | 2.1082e-06 | 2.2856e-06 | 2.2664e-06 | 2.2741e-06 | 2.4413e-06 | 3.6818e-06 | 3.7214e-06 | 3.7229e-06 | 3.6425e-06 | 3.6576e-06 | 4.4472e-06 | 4.8402e-06 | 5.9077e-06 | 5.8141e-06 | 6.8081e-06 | 7.0951e-06 | 7.1149e-06 | 6.858e-06 | 7.0212e-06 | 7.2074e-06 | 7.6582e-06 | 1.9594e-05 | 1.9202e-05
VIC1 | Gas - Steam | 7.7254 | 2.9296 | 9.5375 | 21.0471 | 7.4832 | 18.0819 | 10.1284 | 23.9041 | 1.6444 | 6.0731 | 1.0667 | 22.6393 | 15.2867 | 13.2175 | 29.8325 | 15.3671 | 48.3169 | 26.4089 | 0 | 0 | 0 | 0 | 0 | 0 | 0 | 0 | 0 | 0 | 0
VIC1 | OCGT / Diesel | 7.2627 | 2.7352e-06 | 8.7477 | 5.7286 | 2.2374 | 14.6088 | 6.0941 | 2.4572 | 0.25024 | 4.3472e-06 | 4.6427e-06 | 34.0309 | 7.1484 | 15.2784 | 19.9607 | 5.7989 | 44.7453 | 6.6652 | 121.6174 | 73.2317 | 48.391 | 6.75 | 181.2756 | 165.9618 | 135.2811 | 107.9492 | 39.2916 | 480.4635 | 675.4011
VIC1 | Hydro | 2768.3634 | 2782.4153 | 2522.8368 | 3117.4144 | 3188.8916 | 3026.7854 | 3066.0818 | 3864.5342 | 3207.597 | 2745.7372 | 2766.3976 | 2495.0314 | 3067.9596 | 3165.4824 | 2999.896 | 3012 | 3804.1614 | 3156.7336 | 2713.2851 | 2711.082 | 2461.7648 | 3021.442 | 3128.5226 | 2951.5552 | 2971.5503 | 3743.2717 | 3111.522 | 2666.713 | 2673.7729
VIC1 | Wind | 10812.7029 | 13788.1219 | 11861.7882 | 12262.629 | 12567.4722 | 13003.2563 | 13372.822 | 12086.304 | 12221.3852 | 11834.6467 | 13253.9095 | 13787.019 | 14055.4968 | 14157.2355 | 14789.6486 | 15994.2519 | 19220.9906 | 19128.4726 | 17484.7994 | 17121.4149 | 15164.2208 | 15059.4765 | 17867.7575 | 18059.6658 | 17500.7563 | 21714.9802 | 26263.9635 | 27338.3619 | 26852.9428
VIC1 | Solar PV | 2656.001 | 2637.0936 | 2737.7958 | 2624.8882 | 2493.1717 | 2621.9037 | 2682.0565 | 2511.5761 | 2603.911 | 2656.0237 | 2640.7477 | 2742.2024 | 2623.4151 | 2493.1765 | 2634.7883 | 2677.9226 | 2511.5791 | 2600.068 | 3927.9422 | 5536.1131 | 5850.5868 | 5418.3853 | 5347.853 | 5245.3113 | 5276.0447 | 4778.641 | 4801.888 | 6428.7135 | 5751.9316
VIC1 | Grid Battery | 111.8036 | 166.2586 | 170.5918 | 199.2677 | 196.9659 | 197.1653 | 178.1657 | 168.1762 | 144.5239 | 148.2153 | 143.9275 | 157.4725 | 122.0233 | 114.2506 | 122.2603 | 122.1569 | 113.2669 | 111.6059 | 117.5657 | 112.7627 | 41.7951 | 0.00043399 | 0.00043817 | 0.00047306 | 0.00047203 | 0.00047469 | 0.00049126 | 24.8063 | 24.327
VIC1 | Pumped Hydro | 0 | 0 | 4.8263e-06 | 5.7434e-06 | 5.7558e-06 | 6.2257e-06 | 5.9926e-06 | 6.2552e-06 | 6.1993e-06 | 6.5463e-06 | 7.0279e-06 | 1.2238e-05 | 1.1854e-05 | 1.1671e-05 | 1.2447e-05 | 1.255e-05 | 1.509e-05 | 1.5892e-05 | 2.9637e-05 | 3.0007e-05 | 9.8221e-05 | 9.8339e-05 | 9.4222e-05 | 0.00013377 | 0.00013348 | 0.0001295 | 0.00012929 | 1293.6616 | 1233.8597
VIC1 | VPP | 10.0041 | 17.6227 | 25.9527 | 46.6383 | 71.3446 | 103.1265 | 125.5698 | 165.7075 | 198.5963 | 250.2583 | 314.5532 | 416.2482 | 465.5212 | 486.3306 | 557.2495 | 600.9186 | 606.1487 | 641.1816 | 692.5151 | 730.789 | 797.4818 | 826.2101 | 821.8227 | 940.9799 | 983.8265 | 957.6658 | 975.32 | 1015.1206 | 939.5683
Total excluding storage |  | 45920.0293 | 47296.7684 | 45676.3363 | 39102.4826 | 40681.1055 | 40312.437 | 39695.0372 | 39090.263 | 38192.864 | 38567.8781 | 39747.1079 | 39737.5378 | 41117.1189 | 40468.3584 | 42214.304 | 42300.2814 | 45106.1538 | 44977.595 | 41313.6027 | 42595.4067 | 43056.9316 | 43264.0129 | 44814.1016 | 44150.0788 | 43958.5328 | 48881.9684 | 46354.0812 | 36914.252 | 35954.0484
Region | Technology | 2021-22 | 2022-23 | 2023-24 | 2024-25 | 2025-26 | 2026-27 | 2027-28 | 2028-29 | 2029-30 | 2030-31 | 2031-32 | 2032-33 | 2033-34 | 2034-35 | 2035-36 | 2036-37 | 2037-38 | 2038-39 | 2039-40 | 2040-41 | 2041-42 | 2042-43 | 2043-44 | 2044-45 | 2045-46 | 2046-47 | 2047-48 | 2048-49 | 2049-50
SA1 | Black Coal | 0 | 0 | 0 | 0 | 0 | 0 | 0 | 0 | 0 | 0 | 0 | 0 | 0 | 0 | 0 | 0 | 0 | 0 | 0 | 0 | 0 | 0 | 0 | 0 | 0 | 0 | 0 | 0 | 0
SA1 | Brown Coal | 0 | 0 | 0 | 0 | 0 | 0 | 0 | 0 | 0 | 0 | 0 | 0 | 0 | 0 | 0 | 0 | 0 | 0 | 0 | 0 | 0 | 0 | 0 | 0 | 0 | 0 | 0 | 0 | 0
SA1 | CCGT | 1114.8326 | 1114.8326 | 572.9124 | 449.5019 | 449.5019 | 449.5019 | 450.7334 | 449.5019 | 449.5019 | 449.5019 | 450.7334 | 598.0695 | 632.8027 | 988.8425 | 450.7334 | 449.5019 | 5.3408e-06 | 5.4102e-06 | 6.5728e-06 | 6.4334e-06 | 8.2425e-06 | 8.5885e-06 | 9.1188e-06 | 8.8723e-06 | 9.1215e-06 | 9.4068e-06 | 9.4943e-06 | 1.4934e-05 | 1.4555e-05
SA1 | Gas - Steam | 653.873 | 673.513 | 648.2948 | 81.5731 | 81.5731 | 81.5731 | 81.7966 | 81.5731 | 81.5731 | 81.5731 | 81.7966 | 113.2188 | 81.5731 | 199.5431 | 0 | 0 | 0 | 0 | 0 | 0 | 0 | 0 | 0 | 0 | 0 | 0 | 0 | 0 | 0
SA1 | OCGT / Diesel | 45.3178 | 24.0393 | 96.4119 | 15.2877 | 9.2243 | 30.2406 | 11.4882 | 22.4972 | 1.6004 | 3.9414 | 4.7615 | 104.8837 | 80.1865 | 241.1911 | 98.4899 | 89.7497 | 306.6659 | 375.6578 | 559.089 | 575.3971 | 392.2145 | 582.6553 | 876.3863 | 225.3147 | 184.7274 | 302.298 | 334.0355 | 790.5102 | 845.211
SA1 | Hydro | 0 | 0 | 0 | 0 | 0 | 0 | 0 | 0 | 0 | 0 | 0 | 0 | 0 | 0 | 0 | 0 | 0 | 0 | 0 | 0 | 0 | 0 | 0 | 0 | 0 | 0 | 0 | 0 | 0
SA1 | Wind | 6274.1698 | 7076.7765 | 6263.4719 | 6924.9962 | 6777.9429 | 7429.3286 | 7360.075 | 6929.0709 | 6507.4785 | 6275.5334 | 6622.5062 | 9903.4594 | 9883.7322 | 9447.7594 | 9922.9981 | 10312.7869 | 12167.0448 | 13171.7337 | 12131.2687 | 12444.757 | 11226.1799 | 10848.3376 | 9838.3855 | 10942.8727 | 10065.8669 | 10613.0907 | 11148.1545 | 11843.2682 | 12521.4446
SA1 | Solar PV | 947.1378 | 1101.586 | 1109.152 | 1067.4475 | 1041.4939 | 1066.2816 | 1099.2729 | 1045.2092 | 1089.2596 | 1098.937 | 1103.6703 | 1121.1293 | 1067.1438 | 1041.6288 | 1067.9022 | 1097.4449 | 1045.177 | 1089.8589 | 1150.1266 | 1684.6524 | 2189.8769 | 2726.9588 | 2485.7764 | 2196.2989 | 2227.7579 | 2056.6281 | 1978.8199 | 1815.0377 | 1729.326
SA1 | Grid Battery | 100.4331 | 101.1443 | 109.8072 | 114.0341 | 111.7195 | 109.6991 | 99.9099 | 96.7616 | 88.1953 | 85.154 | 82.1131 | 88.1575 | 85.399 | 64.8402 | 67.228 | 67.0944 | 65.226 | 64.2711 | 65.8941 | 63.9511 | 1115.7089 | 1120.5003 | 1107.3455 | 1136.9322 | 1143.8643 | 1116.6528 | 1089.2732 | 1082.7649 | 1035.0741
SA1 | Pumped Hydro | 0 | 0 | 3.8471e-06 | 3.7209e-06 | 3.6667e-06 | 3.866e-06 | 3.8505e-06 | 4.0996e-06 | 4.1301e-06 | 4.4052e-06 | 4.6143e-06 | 6.5993e-06 | 6.4965e-06 | 6.4233e-06 | 6.8033e-06 | 8.4228e-06 | 8.7728e-06 | 9.0072e-06 | 1.1208e-05 | 1.1342e-05 | 1.5402e-05 | 1.5459e-05 | 1.5295e-05 | 2.0053e-05 | 1.9867e-05 | 1.9475e-05 | 1.9645e-05 | 2.2481e-05 | 2.2625e-05
SA1 | VPP | 10.3711 | 18.3802 | 24.8791 | 31.4033 | 42.609 | 57.6953 | 68.1151 | 81.2149 | 90.5427 | 106.1919 | 128.5937 | 156.1895 | 172.8162 | 176.5921 | 195.2264 | 204.9661 | 211.3013 | 217.7463 | 227.4219 | 238.2077 | 218.6774 | 229.7067 | 235.6724 | 253.8428 | 268.046 | 253.6981 | 254.4949 | 255.1424 | 222.318
Total excluding storage |  | 9035.331 | 9990.7475 | 8690.2429 | 8538.8064 | 8359.7361 | 9056.9257 | 9003.3662 | 8527.8523 | 8129.4135 | 7909.4868 | 8263.468 | 11840.7607 | 11745.4384 | 11918.9649 | 11540.1237 | 11949.4833 | 13518.8877 | 14637.2504 | 13840.4844 | 14704.8066 | 13808.2714 | 14157.9517 | 13200.5483 | 13364.4863 | 12478.3522 | 12972.0168 | 13461.0099 | 14448.8162 | 15095.9816
Region | Technology | 2021-22 | 2022-23 | 2023-24 | 2024-25 | 2025-26 | 2026-27 | 2027-28 | 2028-29 | 2029-30 | 2030-31 | 2031-32 | 2032-33 | 2033-34 | 2034-35 | 2035-36 | 2036-37 | 2037-38 | 2038-39 | 2039-40 | 2040-41 | 2041-42 | 2042-43 | 2043-44 | 2044-45 | 2045-46 | 2046-47 | 2047-48 | 2048-49 | 2049-50
TAS1 | Black Coal | 0 | 0 | 0 | 0 | 0 | 0 | 0 | 0 | 0 | 0 | 0 | 0 | 0 | 0 | 0 | 0 | 0 | 0 | 0 | 0 | 0 | 0 | 0 | 0 | 0 | 0 | 0 | 0 | 0
TAS1 | Brown Coal | 0 | 0 | 0 | 0 | 0 | 0 | 0 | 0 | 0 | 0 | 0 | 0 | 0 | 0 | 0 | 0 | 0 | 0 | 0 | 0 | 0 | 0 | 0 | 0 | 0 | 0 | 0 | 0 | 0
TAS1 | CCGT | 1.3749e-06 | 1.3616e-06 | 1.431e-06 | 1.4426e-06 | 1.448e-06 | 1.4935e-06 | 1.6404e-06 | 1.7587e-06 | 1.8021e-06 | 1.8482e-06 | 1.9296e-06 | 2.5104e-06 | 2.5286e-06 | 2.5262e-06 | 2.4999e-06 | 2.5141e-06 | 2.854e-06 | 2.9734e-06 | 3.4e-06 | 3.3547e-06 | 3.6494e-06 | 3.703e-06 | 3.732e-06 | 3.6232e-06 | 3.6631e-06 | 4.0738e-06 | 4.1697e-06 | 6.031e-06 | 5.9871e-06
TAS1 | Gas - Steam | 0 | 0 | 0 | 0 | 0 | 0 | 0 | 0 | 0 | 0 | 0 | 0 | 0 | 0 | 0 | 0 | 0 | 0 | 0 | 0 | 0 | 0 | 0 | 0 | 0 | 0 | 0 | 0 | 0
TAS1 | OCGT / Diesel | 1.0751e-06 | 1.0446e-06 | 1.0994e-06 | 1.1232e-06 | 1.1506e-06 | 1.2189e-06 | 1.3157e-06 | 1.4081e-06 | 1.4499e-06 | 1.4874e-06 | 1.5643e-06 | 1.8414 | 0.40843 | 0.60594 | 1.2929 | 0.31707 | 3.2916 | 1.5039 | 1.9185 | 0.28797 | 1.0943 | 2.4811e-06 | 1.6702 | 1.9285 | 0.86391 | 1.1628 | 0.69113 | 11.1567 | 7.8969
TAS1 | Hydro | 7871.827 | 7848.6633 | 7863.4723 | 9411.1646 | 9437.3083 | 8044.864 | 9981.1842 | 10539.3962 | 9772.6843 | 8606.7231 | 8735.2715 | 9849.0114 | 10102.8034 | 10141.8825 | 9233.1487 | 8706.0493 | 9849.0462 | 9358.549 | 8326.8165 | 8696.1798 | 7681.8707 | 8692.0694 | 9080.0317 | 8324.1148 | 8901.1738 | 9490.4349 | 8750.6234 | 8549.2242 | 8348.3621
TAS1 | Wind | 1326.1482 | 1602.68 | 2019.0203 | 2589.1771 | 3272.1614 | 3878.4284 | 4515.4412 | 4851.6153 | 5336.2032 | 5680.1635 | 6686.5192 | 7498.9446 | 7422.134 | 8025.1394 | 8601.0717 | 9314.2052 | 9879.2761 | 10423.1098 | 10461.0771 | 11403.3613 | 10779.9981 | 10503.9313 | 11015.8111 | 10881.2327 | 11074.5668 | 10959.3371 | 10777.2373 | 10311.0394 | 10461.7848
TAS1 | Solar PV | 2.2784e-07 | 3.853e-07 | 5.405e-07 | 1.0417e-06 | 1.1148e-06 | 1.3718e-06 | 1.285e-06 | 1.3135e-06 | 1.5608e-06 | 1.8547e-06 | 1.875e-06 | 2.0524e-06 | 2.5077e-06 | 2.2306e-06 | 2.3932e-06 | 2.3155e-06 | 2.4009e-06 | 2.5105e-06 | 3.082e-06 | 5.6561e-06 | 5.803e-06 | 5.805e-06 | 5.084e-06 | 5.259e-06 | 5.1138e-06 | 5.1395e-06 | 5.3708e-06 | 5.3017e-06 | 5.3941e-06
TAS1 | Grid Battery | 2.3813e-06 | 3.4631e-06 | 3.4163e-06 | 4.0631e-06 | 5.6498e-06 | 5.6978e-06 | 6.9266e-06 | 7.7999e-06 | 9.5572e-06 | 1.011e-05 | 1.1341e-05 | 1.6349e-05 | 1.6348e-05 | 1.7221e-05 | 1.8248e-05 | 1.8283e-05 | 1.8065e-05 | 1.8307e-05 | 2.6934e-05 | 2.9426e-05 | 3.1263e-05 | 3.0446e-05 | 3.2758e-05 | 3.4949e-05 | 3.2959e-05 | 3.3261e-05 | 3.3969e-05 | 5.1483e-05 | 5.418e-05
TAS1 | Pumped Hydro | 0 | 0 | 9.2576e-06 | 9.6568e-06 | 1.0732e-05 | 1.1369e-05 | 1.2959e-05 | 1.3553e-05 | 1.5047e-05 | 1.6952e-05 | 2.0304e-05 | 24.3438 | 23.5577 | 23.4862 | 24.7544 | 211.2915 | 603.8268 | 761.3433 | 1192.1245 | 1184.7816 | 1420.151 | 1524.1857 | 1474.154 | 1486.0319 | 1498.049 | 1406.0682 | 1460.9067 | 1546.1629 | 1354.2773
TAS1 | VPP | 0.2439 | 0.76991 | 0.54251 | 1.0698 | 2.7528 | 4.4438 | 10.3526 | 12.516 | 15.2411 | 19.222 | 25.0046 | 33.1054 | 35.9755 | 37.5533 | 44.589 | 47.0071 | 44.2214 | 45.2363 | 47.2084 | 51.8123 | 54.8869 | 55.5068 | 54.8471 | 59.9264 | 63.4669 | 60.3743 | 58.2702 | 64.1555 | 56.5224
Total excluding storage |  | 9197.9751 | 9451.3433 | 9882.4926 | 12000.3417 | 12709.4697 | 11923.2925 | 14496.6255 | 15391.0115 | 15108.8874 | 14286.8866 | 15421.7906 | 17349.7974 | 17525.3459 | 18167.6279 | 17835.5133 | 18020.5716 | 19731.6139 | 19783.1627 | 18789.8122 | 20099.8291 | 18462.9631 | 19196.0007 | 20097.5131 | 19207.276 | 19976.6046 | 20450.9349 | 19528.5518 | 18871.4203 | 18818.0438
Explicitly modelled pumping
Region | Technology | 2021-22 | 2022-23 | 2023-24 | 2024-25 | 2025-26 | 2026-27 | 2027-28 | 2028-29 | 2029-30 | 2030-31 | 2031-32 | 2032-33 | 2033-34 | 2034-35 | 2035-36 | 2036-37 | 2037-38 | 2038-39 | 2039-40 | 2040-41 | 2041-42 | 2042-43 | 2043-44 | 2044-45 | 2045-46 | 2046-47 | 2047-48 | 2048-49 | 2049-50
NEM | Grid Battery pump | 261.256 | 359.5425 | 376.9678 | 426.5155 | 422.1327 | 420.0855 | 383.7676 | 365.477 | 935.0734 | 946.144 | 920.4686 | 1007.956 | 943.5124 | 889.4986 | 935.3475 | 939.8028 | 3517.5944 | 3525.9199 | 3906.6648 | 3876.6615 | 6854.9898 | 6784.3334 | 6743.2641 | 6904.398 | 6896.7014 | 8013.9496 | 8087.7361 | 8114.5345 | 7293.8462
NEM | Pumped Hydro Pump | 177.9209 | 583.3659 | 765.0747 | 3318.8771 | 7371.7752 | 8066.6409 | 7837.7063 | 8714.2561 | 12117.0005 | 13118.9658 | 13509.2386 | 14872.7843 | 14309.1038 | 13478.3752 | 15031.6454 | 15303.901 | 15816.8225 | 15649.254 | 16993.5865 | 17506.1268 | 17233.5266 | 21790.4643 | 20885.9408 | 22536.7354 | 22532.8084 | 21783.4073 | 21451.0909 | 24221.8404 | 23925.5515
NEM | VPP pump | 51.6005 | 94.3003 | 129.6343 | 222.1085 | 342.7578 | 471.7306 | 594.9761 | 746.867 | 888.813 | 1092.4526 | 1334.8372 | 1657.8766 | 1866.5733 | 1968.0207 | 2199.3357 | 2374.2856 | 2270.6654 | 2388.6837 | 2568.9985 | 2723.2483 | 2905.7421 | 3077.7331 | 3138.157 | 3449.0151 | 3524.898 | 3344.9095 | 3458.7394 | 3588.8537 | 3144.9633
Region | Technology | 2021-22 | 2022-23 | 2023-24 | 2024-25 | 2025-26 | 2026-27 | 2027-28 | 2028-29 | 2029-30 | 2030-31 | 2031-32 | 2032-33 | 2033-34 | 2034-35 | 2035-36 | 2036-37 | 2037-38 | 2038-39 | 2039-40 | 2040-41 | 2041-42 | 2042-43 | 2043-44 | 2044-45 | 2045-46 | 2046-47 | 2047-48 | 2048-49 | 2049-50
NSW1 | Grid Battery pump | 4.1834e-06 | 6.3012e-06 | 6.308e-06 | 8.4028e-06 | 9.6498e-06 | 1.0485e-05 | 1.3976e-05 | 1.5004e-05 | 609.5781 | 620.1188 | 603.4607 | 619.2386 | 602.4841 | 582.9932 | 616.1312 | 619.7517 | 615.3097 | 603.0576 | 957.1602 | 927.2823 | 2708.1613 | 2692.1514 | 2654.9941 | 2767.1971 | 2775.1992 | 2703.2666 | 2669.6274 | 2715.9855 | 2092.2811
NSW1 | Pumped Hydro Pump | 133.1894 | 445.0775 | 565.188 | 2601.1679 | 6543.6448 | 7338.8399 | 7175.7258 | 7835.9038 | 11461.3838 | 12384.8468 | 12780.9289 | 13850.2329 | 13345.8142 | 12584.9062 | 14062.823 | 14131.4723 | 13577.791 | 13179.2479 | 13890.7202 | 14365.1121 | 13605.17 | 14721.7281 | 14147.2208 | 15560.2038 | 15718.9277 | 14981.4493 | 14466.1011 | 15315.8489 | 14745.9533
NSW1 | VPP pump | 18.7219 | 35.7931 | 46.2168 | 85.0816 | 133.3421 | 178.3637 | 228.6983 | 279.8108 | 332.7716 | 399.9053 | 474.5552 | 567.2294 | 637.4773 | 664.5335 | 733.8833 | 793.4525 | 811.1661 | 836.6567 | 902.2663 | 938.8824 | 986.8121 | 1057.2527 | 1090.8537 | 1184.5064 | 1228.1822 | 1207.634 | 1227.7846 | 1285.4273 | 1204.7034
Region | Technology | 2021-22 | 2022-23 | 2023-24 | 2024-25 | 2025-26 | 2026-27 | 2027-28 | 2028-29 | 2029-30 | 2030-31 | 2031-32 | 2032-33 | 2033-34 | 2034-35 | 2035-36 | 2036-37 | 2037-38 | 2038-39 | 2039-40 | 2040-41 | 2041-42 | 2042-43 | 2043-44 | 2044-45 | 2045-46 | 2046-47 | 2047-48 | 2048-49 | 2049-50
QLD1 | Grid Battery pump | 2.8904e-06 | 28.5214 | 31.6901 | 38.9876 | 41.7748 | 41.241 | 39.5704 | 39.2871 | 37.8927 | 38.2101 | 37.3564 | 85.9391 | 84.9875 | 85.4898 | 85.28 | 86.4074 | 2681.9231 | 2705.0091 | 2723.7321 | 2730.5176 | 2779.9976 | 2767.1194 | 2785.679 | 2795.7292 | 2768.778 | 3997.391 | 4129.569 | 4096.013 | 3952.2634
QLD1 | Pumped Hydro Pump | 44.7315 | 138.2884 | 199.8867 | 717.7092 | 828.1304 | 727.801 | 661.9805 | 878.3522 | 655.6167 | 734.1189 | 728.3096 | 991.9862 | 933.9392 | 864.0823 | 937.9469 | 905.869 | 1486.6743 | 1515.1958 | 1615.8609 | 1645.0545 | 1851.4599 | 5165.9719 | 4904.1769 | 5125.0649 | 4921.8065 | 5063.8857 | 5139.3435 | 5375.7236 | 5944.427
QLD1 | VPP pump | 8.1308 | 14.2704 | 21.8566 | 41.9199 | 69.4939 | 95.0099 | 120.8086 | 156.2441 | 190.7128 | 241.6513 | 297.3142 | 363.9386 | 420.2397 | 463.1371 | 508.9064 | 557.1602 | 425.2889 | 463.8843 | 508.8586 | 555.7477 | 636.825 | 682.7869 | 715.8646 | 758.1807 | 713.9824 | 615.3171 | 680.2282 | 706.5254 | 477.88
Region | Technology | 2021-22 | 2022-23 | 2023-24 | 2024-25 | 2025-26 | 2026-27 | 2027-28 | 2028-29 | 2029-30 | 2030-31 | 2031-32 | 2032-33 | 2033-34 | 2034-35 | 2035-36 | 2036-37 | 2037-38 | 2038-39 | 2039-40 | 2040-41 | 2041-42 | 2042-43 | 2043-44 | 2044-45 | 2045-46 | 2046-47 | 2047-48 | 2048-49 | 2049-50
VIC1 | Grid Battery pump | 137.5694 | 205.8466 | 210.0182 | 246.5985 | 242.5793 | 243.4134 | 220.5467 | 207.036 | 178.4245 | 182.9819 | 178.2773 | 193.9419 | 150.6099 | 140.9659 | 150.9387 | 150.811 | 139.8356 | 138.2753 | 144.6526 | 139.6788 | 51.1333 | 0.00051164 | 0.00051442 | 0.00055658 | 0.00055638 | 0.00055738 | 0.00057903 | 29.1838 | 28.62
VIC1 | Pumped Hydro Pump | 0 | 0 | 6.0413e-06 | 7.1864e-06 | 7.1896e-06 | 7.7723e-06 | 7.511e-06 | 7.8017e-06 | 7.7633e-06 | 8.1761e-06 | 8.7972e-06 | 1.5304e-05 | 1.482e-05 | 1.458e-05 | 1.5537e-05 | 1.5695e-05 | 1.8858e-05 | 1.9941e-05 | 3.6968e-05 | 3.7668e-05 | 0.00012263 | 0.00012344 | 0.00011725 | 0.00016736 | 0.00016742 | 0.00016116 | 0.00016234 | 1617.077 | 1542.3247
VIC1 | VPP pump | 12.0073 | 21.2003 | 31.1005 | 56.0891 | 85.5188 | 123.7761 | 151.0666 | 198.5354 | 238.3628 | 300.3694 | 378.6135 | 499.3157 | 558.4502 | 583.2042 | 668.8318 | 721.2451 | 727.5225 | 771.7728 | 828.9801 | 879.6444 | 954.6437 | 994.523 | 983.5079 | 1129.3995 | 1184.1074 | 1146.1447 | 1174.1286 | 1214.8731 | 1127.7052
Region | Technology | 2021-22 | 2022-23 | 2023-24 | 2024-25 | 2025-26 | 2026-27 | 2027-28 | 2028-29 | 2029-30 | 2030-31 | 2031-32 | 2032-33 | 2033-34 | 2034-35 | 2035-36 | 2036-37 | 2037-38 | 2038-39 | 2039-40 | 2040-41 | 2041-42 | 2042-43 | 2043-44 | 2044-45 | 2045-46 | 2046-47 | 2047-48 | 2048-49 | 2049-50
SA1 | Grid Battery pump | 123.6866 | 125.1745 | 135.2595 | 140.9295 | 137.7786 | 135.431 | 123.6505 | 119.1539 | 109.1781 | 104.8333 | 101.3742 | 108.8364 | 105.4309 | 80.0496 | 82.9975 | 82.8326 | 80.5259 | 79.5779 | 81.1198 | 79.1828 | 1315.6976 | 1325.0621 | 1302.5904 | 1341.4711 | 1352.7237 | 1313.2915 | 1288.5391 | 1273.3521 | 1220.6816
SA1 | Pumped Hydro Pump | 0 | 0 | 4.8106e-06 | 4.6597e-06 | 4.579e-06 | 4.8272e-06 | 4.8264e-06 | 5.1133e-06 | 5.1727e-06 | 5.5017e-06 | 5.7695e-06 | 8.2556e-06 | 8.1202e-06 | 8.0204e-06 | 8.4988e-06 | 1.0534e-05 | 1.0961e-05 | 1.1297e-05 | 1.3972e-05 | 1.423e-05 | 1.9201e-05 | 1.938e-05 | 1.9068e-05 | 2.5097e-05 | 2.4882e-05 | 2.4258e-05 | 2.4651e-05 | 2.8006e-05 | 2.832e-05
SA1 | VPP pump | 12.4478 | 22.1075 | 29.8141 | 37.7231 | 51.1094 | 69.248 | 81.9413 | 97.2902 | 108.6728 | 127.4555 | 154.3429 | 187.5605 | 207.3245 | 211.9525 | 234.318 | 246.008 | 253.6118 | 262.0395 | 272.2682 | 286.6711 | 261.6996 | 276.5479 | 282.0175 | 305.0875 | 322.2356 | 303.5653 | 306.4336 | 305.2522 | 266.8344
Region | Technology | 2021-22 | 2022-23 | 2023-24 | 2024-25 | 2025-26 | 2026-27 | 2027-28 | 2028-29 | 2029-30 | 2030-31 | 2031-32 | 2032-33 | 2033-34 | 2034-35 | 2035-36 | 2036-37 | 2037-38 | 2038-39 | 2039-40 | 2040-41 | 2041-42 | 2042-43 | 2043-44 | 2044-45 | 2045-46 | 2046-47 | 2047-48 | 2048-49 | 2049-50
TAS1 | Grid Battery pump | 2.8023e-06 | 4.0756e-06 | 4.0192e-06 | 4.7811e-06 | 6.6473e-06 | 6.7023e-06 | 8.1519e-06 | 9.1732e-06 | 1.1249e-05 | 1.1892e-05 | 1.3347e-05 | 1.925e-05 | 1.9226e-05 | 2.0263e-05 | 2.1455e-05 | 2.1515e-05 | 2.1251e-05 | 2.1557e-05 | 3.167e-05 | 3.4653e-05 | 3.6752e-05 | 3.5845e-05 | 3.8548e-05 | 4.1082e-05 | 3.8826e-05 | 3.9083e-05 | 4.0017e-05 | 6.0517e-05 | 6.3757e-05
TAS1 | Pumped Hydro Pump | 0 | 0 | 1.1607e-05 | 1.2075e-05 | 1.3416e-05 | 1.4202e-05 | 1.6228e-05 | 1.6898e-05 | 1.8867e-05 | 2.1151e-05 | 2.5419e-05 | 30.5651 | 29.3503 | 29.3866 | 30.8756 | 266.5597 | 752.3572 | 954.8103 | 1487.0053 | 1495.9602 | 1776.8966 | 1902.7642 | 1834.543 | 1851.4665 | 1892.0741 | 1738.0722 | 1845.6461 | 1913.1908 | 1692.8465
TAS1 | VPP pump | 0.29273 | 0.92907 | 0.64634 | 1.2948 | 3.2936 | 5.3329 | 12.4613 | 14.9865 | 18.293 | 23.071 | 30.0115 | 39.8324 | 43.0817 | 45.1935 | 53.3963 | 56.4198 | 53.0762 | 54.3304 | 56.6252 | 62.3026 | 65.7617 | 66.6226 | 65.9133 | 71.8409 | 76.3904 | 72.2484 | 70.1643 | 76.7757 | 67.8403
Non-controllable capacity
Region | Technology | 2021-22 | 2022-23 | 2023-24 | 2024-25 | 2025-26 | 2026-27 | 2027-28 | 2028-29 | 2029-30 | 2030-31 | 2031-32 | 2032-33 | 2033-34 | 2034-35 | 2035-36 | 2036-37 | 2037-38 | 2038-39 | 2039-40 | 2040-41 | 2041-42 | 2042-43 | 2043-44 | 2044-45 | 2045-46 | 2046-47 | 2047-48 | 2048-49 | 2049-50
NEM | Distributed PV | 18081.4386 | 20662.0109 | 22943.6968 | 24337.6752 | 25836.6667 | 29743.599 | 31628.6113 | 30029.2542 | 32659.5124 | 35030.653 | 36638.3008 | 38077.4162 | 38254.9574 | 38392.5795 | 42801.8264 | 44411.5363 | 41595.1863 | 45056.2153 | 48266.3576 | 50374.6385 | 52032.007 | 52366.5874 | 52314.448 | 57698.1426 | 59145.9017 | 54662.1334 | 58824.2462 | 62847.0996 | 65242.2616
NEM | Behind the meter battery | 277.673 | 348.0493 | 414.6572 | 498.4955 | 608.4006 | 741.8638 | 879.5954 | 999.5787 | 1132.8894 | 1302.689 | 1548.0918 | 1710.401 | 1846.6072 | 1938.555 | 2014.402 | 2051.5871 | 2079.5415 | 2108.7376 | 2146.4946 | 2191.783 | 2235.6369 | 2271.7864 | 2307.5227 | 2277.5593 | 2252.9965 | 2219.5941 | 2197.013 | 2158.706 | 2120.3852
NEM | Behind the meter battery pump | 235.9272 | 295.6884 | 352.2647 | 423.3402 | 517.0183 | 630.3563 | 747.2979 | 849.1512 | 962.5084 | 1106.43 | 1314.8337 | 1452.9197 | 1568.9294 | 1646.6059 | 1711.1141 | 1742.8868 | 1766.3005 | 1791.3782 | 1823.4712 | 1862.3815 | 1899.3742 | 1929.5881 | 1960.5474 | 1934.9252 | 1914.4989 | 1885.8258 | 1866.0238 | 1833.1226 | 1800.8456
Region | Technology | 2021-22 | 2022-23 | 2023-24 | 2024-25 | 2025-26 | 2026-27 | 2027-28 | 2028-29 | 2029-30 | 2030-31 | 2031-32 | 2032-33 | 2033-34 | 2034-35 | 2035-36 | 2036-37 | 2037-38 | 2038-39 | 2039-40 | 2040-41 | 2041-42 | 2042-43 | 2043-44 | 2044-45 | 2045-46 | 2046-47 | 2047-48 | 2048-49 | 2049-50
NSW1 | Distributed PV | 5262.502 | 6181.7169 | 6669.0039 | 7202.2526 | 7719.6436 | 9159.6903 | 9481.6781 | 8800.2105 | 9379.0362 | 10306.8813 | 11157.5644 | 11238.4237 | 11474.5023 | 11494.5319 | 13223.1524 | 13573.9532 | 12642.5352 | 13512.5465 | 14814.1649 | 15966.6443 | 16025.1231 | 16436.647 | 16440.3619 | 18694.2735 | 18945.0241 | 17334.9599 | 18327.3777 | 19980.6929 | 21371.707
NSW1 | Behind the meter battery | 105.9474 | 129.7584 | 160.6557 | 198.4993 | 244.1302 | 294.4627 | 342.9722 | 380.5132 | 424.2251 | 476.8077 | 549.6379 | 603.5133 | 644.4395 | 671.0136 | 693.247 | 703.6734 | 712.0602 | 719.8045 | 732.7046 | 746.0059 | 757.7618 | 767.3056 | 777.3245 | 767.0598 | 757.9325 | 746.6542 | 737.5031 | 725.1994 | 712.2817
NSW1 | Behind the meter battery pump | 90.0072 | 110.2191 | 136.4393 | 168.5489 | 207.4514 | 250.266 | 291.4824 | 323.2254 | 360.3632 | 404.9301 | 466.6639 | 512.7177 | 547.4368 | 569.9907 | 588.6488 | 597.6346 | 604.674 | 611.8214 | 622.5776 | 634.0335 | 643.985 | 651.3859 | 660.2848 | 651.75 | 644.1858 | 634.4251 | 626.3734 | 615.6364 | 605.0031
Region | Technology | 2021-22 | 2022-23 | 2023-24 | 2024-25 | 2025-26 | 2026-27 | 2027-28 | 2028-29 | 2029-30 | 2030-31 | 2031-32 | 2032-33 | 2033-34 | 2034-35 | 2035-36 | 2036-37 | 2037-38 | 2038-39 | 2039-40 | 2040-41 | 2041-42 | 2042-43 | 2043-44 | 2044-45 | 2045-46 | 2046-47 | 2047-48 | 2048-49 | 2049-50
QLD1 | Distributed PV | 5599.1331 | 6419.2022 | 6849.2421 | 6976.7306 | 7521.3008 | 8418.7777 | 8849.2799 | 7761.558 | 8742.3147 | 9381.0994 | 10217.29 | 10464.7374 | 10402.3916 | 10912.844 | 12104.4336 | 12579.6083 | 10999.1279 | 12302.5311 | 13081.1652 | 14105.7025 | 14319.6371 | 14202.9929 | 14756.9594 | 16066.2499 | 16501.2635 | 14246.851 | 15883.2185 | 16841.0603 | 18093.3089
QLD1 | Behind the meter battery | 50.0114 | 61.5171 | 75.8663 | 94.0696 | 116.591 | 141.7824 | 165.2106 | 186.9183 | 211.1333 | 249.2238 | 305.8177 | 340.7102 | 375.3906 | 400.7088 | 421.6659 | 433.7423 | 444.194 | 453.6394 | 464.4238 | 478.9375 | 492.5953 | 504.5666 | 516.0603 | 510.9699 | 506.6583 | 501.1505 | 496.6629 | 488.6374 | 481.57
QLD1 | Behind the meter battery pump | 42.5061 | 52.2853 | 64.4828 | 79.8821 | 99.0938 | 120.4026 | 140.3409 | 158.8517 | 179.4304 | 211.6215 | 259.7776 | 289.5673 | 319.062 | 340.4985 | 358.3762 | 368.3635 | 377.2019 | 385.2411 | 394.5718 | 406.6355 | 418.6747 | 428.6586 | 438.6419 | 433.8609 | 430.5248 | 425.5909 | 421.6668 | 414.7915 | 409.1395
Region | Technology | 2021-22 | 2022-23 | 2023-24 | 2024-25 | 2025-26 | 2026-27 | 2027-28 | 2028-29 | 2029-30 | 2030-31 | 2031-32 | 2032-33 | 2033-34 | 2034-35 | 2035-36 | 2036-37 | 2037-38 | 2038-39 | 2039-40 | 2040-41 | 2041-42 | 2042-43 | 2043-44 | 2044-45 | 2045-46 | 2046-47 | 2047-48 | 2048-49 | 2049-50
VIC1 | Distributed PV | 4340.4611 | 4948.3455 | 6032.5825 | 6682.6204 | 7094.1359 | 8336.0077 | 9185.2389 | 9387.8939 | 10175.568 | 10822.1118 | 10650.8615 | 11521.6136 | 11532.8945 | 11240.915 | 12363.9281 | 12838.7273 | 12633.4748 | 13592.8763 | 14534.1199 | 14353.8401 | 15458.2942 | 15526.0291 | 15088.8859 | 16500.6469 | 16953.5734 | 16528.7702 | 17674.8385 | 18841.8109 | 18490.4588
VIC1 | Behind the meter battery | 59.7096 | 75.4292 | 92.1629 | 114.9632 | 144.1316 | 180.9664 | 226.0656 | 275.0229 | 327.3813 | 388.631 | 474.2354 | 532.4976 | 580.3924 | 612.6206 | 640.1593 | 653.9105 | 663.5348 | 674.3312 | 687.9243 | 703.5448 | 719.6677 | 733.3926 | 745.9929 | 737.4345 | 730.917 | 720.7772 | 715.3421 | 703.8518 | 691.6533
VIC1 | Behind the meter battery pump | 50.7487 | 64.0724 | 78.2811 | 97.6715 | 122.4763 | 153.7996 | 191.9736 | 233.6296 | 278.1367 | 330.1224 | 402.9521 | 452.1208 | 493.0893 | 520.246 | 543.7819 | 555.6862 | 563.6858 | 572.6792 | 584.2356 | 598.0026 | 611.0767 | 623.1964 | 633.9045 | 626.627 | 621.1881 | 612.5231 | 607.7602 | 597.8564 | 587.2292
Region | Technology | 2021-22 | 2022-23 | 2023-24 | 2024-25 | 2025-26 | 2026-27 | 2027-28 | 2028-29 | 2029-30 | 2030-31 | 2031-32 | 2032-33 | 2033-34 | 2034-35 | 2035-36 | 2036-37 | 2037-38 | 2038-39 | 2039-40 | 2040-41 | 2041-42 | 2042-43 | 2043-44 | 2044-45 | 2045-46 | 2046-47 | 2047-48 | 2048-49 | 2049-50
SA1 | Distributed PV | 2633.8628 | 2839.4658 | 3080.7142 | 3134.3479 | 3135.6143 | 3403.7903 | 3660.6797 | 3624.2978 | 3889.2756 | 4020.359 | 4100.6523 | 4303.1976 | 4273.7411 | 4176.9992 | 4477.1585 | 4754.2297 | 4640.4876 | 4935.9472 | 5081.0751 | 5170.7322 | 5403.3197 | 5345.3406 | 5186.331 | 5510.474 | 5790.1539 | 5600.6107 | 5957.6529 | 6151.747 | 6244.6572
SA1 | Behind the meter battery | 54.6558 | 72.862 | 75.647 | 78.4055 | 88.2173 | 105.825 | 122.1405 | 130.7539 | 141.3202 | 155.9863 | 181.019 | 193.1065 | 203.0632 | 209.1477 | 212.9135 | 213.3358 | 212.245 | 213.0384 | 213.0374 | 214.2679 | 216.0445 | 216.5182 | 217.7072 | 212.7278 | 208.9524 | 203.4348 | 200.7288 | 195.3883 | 190.2849
SA1 | Behind the meter battery pump | 46.4219 | 61.9061 | 64.2884 | 66.5711 | 74.9682 | 89.8957 | 103.7878 | 111.039 | 120.0835 | 132.5416 | 153.6951 | 164.0583 | 172.5291 | 177.5768 | 180.8713 | 181.333 | 180.3934 | 180.9303 | 180.9507 | 182.0889 | 183.5319 | 183.8799 | 184.8826 | 180.752 | 177.3684 | 172.8785 | 170.4634 | 166.0758 | 161.5696
Region | Technology | 2021-22 | 2022-23 | 2023-24 | 2024-25 | 2025-26 | 2026-27 | 2027-28 | 2028-29 | 2029-30 | 2030-31 | 2031-32 | 2032-33 | 2033-34 | 2034-35 | 2035-36 | 2036-37 | 2037-38 | 2038-39 | 2039-40 | 2040-41 | 2041-42 | 2042-43 | 2043-44 | 2044-45 | 2045-46 | 2046-47 | 2047-48 | 2048-49 | 2049-50
TAS1 | Distributed PV | 245.4797 | 273.2806 | 312.1541 | 341.7237 | 365.9722 | 425.333 | 451.7347 | 455.294 | 473.318 | 500.2016 | 511.9325 | 549.4438 | 571.4279 | 567.2893 | 633.1537 | 665.0178 | 679.5608 | 712.3141 | 755.8326 | 777.7193 | 825.6329 | 855.5778 | 841.9099 | 926.4983 | 955.8868 | 950.9415 | 981.1587 | 1031.7886 | 1042.1296
TAS1 | Behind the meter battery | 7.3488 | 8.4826 | 10.3253 | 12.5578 | 15.3304 | 18.8271 | 23.2065 | 26.3703 | 28.8295 | 32.0401 | 37.3819 | 40.5735 | 43.3214 | 45.0642 | 46.4164 | 46.9251 | 47.5075 | 47.9241 | 48.4046 | 49.0268 | 49.5677 | 50.0033 | 50.4378 | 49.3673 | 48.5363 | 47.5774 | 46.7762 | 45.629 | 44.5952
TAS1 | Behind the meter battery pump | 6.2433 | 7.2055 | 8.773 | 10.6667 | 13.0287 | 15.9925 | 19.7133 | 22.4055 | 24.4947 | 27.2144 | 31.745 | 34.4556 | 36.8121 | 38.294 | 39.4359 | 39.8695 | 40.3453 | 40.7062 | 41.1356 | 41.621 | 42.106 | 42.4675 | 42.8336 | 41.9353 | 41.2319 | 40.4082 | 39.76 | 38.7626 | 37.9043

## Marinus_Capacity
Installed capacity by technology (MW) - Marinus Link, Fast Change Scenario
Capacity calculated on 1 July. In early study years some wind and solar projects enter later in the financial year and are therefore reflected in the following financial year's capacity.
Explicitly modelled generation
Region | Technology | 2021-22 | 2022-23 | 2023-24 | 2024-25 | 2025-26 | 2026-27 | 2027-28 | 2028-29 | 2029-30 | 2030-31 | 2031-32 | 2032-33 | 2033-34 | 2034-35 | 2035-36 | 2036-37 | 2037-38 | 2038-39 | 2039-40 | 2040-41 | 2041-42 | 2042-43 | 2043-44 | 2044-45 | 2045-46 | 2046-47 | 2047-48 | 2048-49 | 2049-50
NEM | Black Coal | 18366 | 17891 | 16416 | 14172.6089 | 11898.8164 | 11529.8285 | 11214.9853 | 10514.9853 | 8610.5667 | 8610.5667 | 8610.5667 | 7311.1914 | 7311.1914 | 7311.1914 | 6844.984 | 6395.9999 | 5246 | 5246 | 5246 | 5246 | 5246 | 3152 | 2787 | 2422 | 2057 | 1692 | 1692 | 1692 | 1692
NEM | Brown Coal | 4790 | 4790 | 4790 | 3569.9425 | 3569.9425 | 3340 | 3340 | 3340 | 3340 | 3340 | 3340 | 3340 | 3340 | 3340 | 3340 | 3340 | 3340 | 3340 | 3340 | 3340 | 3340 | 3340 | 3340 | 3340 | 3340 | 3340 | 2225 | 0 | 0
NEM | CCGT | 3054.9 | 3054.9 | 2874.9 | 2874.9 | 2874.9 | 2874.9 | 2874.9 | 2874.9 | 2874.9 | 2874.9 | 2874.9 | 2874.9 | 2874.9 | 2874.9 | 2874.9 | 2489.9 | 1960.9 | 1960.9 | 1817.5 | 1817.5 | 1817.5 | 1817.5 | 1377.5 | 1192.5 | 548 | 388 | 388 | 388 | 388
NEM | Gas - Steam | 1384 | 1384 | 1384 | 1384 | 1384 | 1384 | 1384 | 1384 | 1384 | 1384 | 1384 | 1384 | 1384 | 1384 | 584 | 584 | 584 | 584 | 84 | 84 | 84 | 84 | 84 | 84 | 84 | 0 | 0 | 0 | 0
NEM | OCGT / Diesel | 6863.14 | 6863.14 | 6863.14 | 6863.14 | 6863.14 | 6863.14 | 6863.14 | 6863.14 | 6863.14 | 6480.64 | 6480.64 | 6211.3 | 5749.3 | 5632.3 | 5502.3 | 5502.3 | 5502.3 | 5502.3 | 5450.8361 | 5330.8361 | 5330.8361 | 5236.8361 | 5236.8361 | 5346.0522 | 5900.2446 | 6844.2219 | 6260.2219 | 7694.1694 | 7175.1694
NEM | Hydro | 7365.3 | 7365.3 | 7365.3 | 7365.3 | 7365.3 | 7365.3 | 7615.3 | 7615.3 | 7615.3 | 7615.3 | 7615.3 | 7615.3 | 7615.3 | 7615.3 | 7615.3 | 7615.3 | 7528.9 | 7528.9 | 7528.9 | 7528.9 | 7528.9 | 7462.9 | 7462.9 | 7462.9 | 7462.9 | 7462.9 | 7462.9 | 7462.9 | 7462.9
NEM | Wind | 9552.838 | 11997.4522 | 12899.8139 | 13815.3752 | 14703.3339 | 14929.216 | 15757.8865 | 16622.1521 | 21123.6431 | 21148.7988 | 21290.4546 | 24756.1554 | 24604.9554 | 25359.1171 | 25597.5342 | 26698.4572 | 30128.8576 | 30361.0479 | 30517.6868 | 29976.6431 | 31632.2045 | 33639.6288 | 33681.133 | 33086.4247 | 33159.206 | 35305.2275 | 38181.4057 | 39898.9087 | 41341.1737
NEM | Solar PV | 5599.971 | 6959.156 | 6959.156 | 6959.156 | 7095.6312 | 7952.6712 | 8802.3239 | 9766.3531 | 12373.0701 | 12373.0701 | 12373.0701 | 12373.0701 | 12373.0701 | 12373.0701 | 12373.0701 | 12252.0701 | 14385.3835 | 14421.6622 | 15596.0773 | 17271.9956 | 18037.8259 | 23098.3618 | 22742.4223 | 22323.8023 | 22228.4913 | 25246.2737 | 25611.5031 | 26564.138 | 26218.4608
NEM | Grid Battery | 260.33 | 600.33 | 600.33 | 600.33 | 600.33 | 600.33 | 600.33 | 600.33 | 813.3622 | 783.3622 | 783.3622 | 810.2751 | 754.9451 | 729.9451 | 729.9451 | 729.9451 | 2562.7817 | 2562.7817 | 2776.0711 | 2756.0711 | 4777.9279 | 4477.9279 | 4477.9279 | 4477.9279 | 4477.9279 | 5548.5901 | 5548.5901 | 5568.252 | 5355.2198
NEM | Pumped Hydro | 810 | 810 | 810 | 810 | 2850 | 2850 | 2850 | 2850 | 4636.9678 | 4636.9678 | 4636.9678 | 4646.7005 | 4646.701 | 4646.6986 | 4646.6986 | 4718.4823 | 5230.2412 | 5297.6034 | 5482.3968 | 5482.3757 | 5609.3629 | 6710.4494 | 6710.4496 | 6710.4765 | 6710.4544 | 7124.953 | 7124.9561 | 7653.2392 | 8915.6794
NEM | VPP | 65.02 | 105.224 | 157.141 | 231.201 | 336.613 | 482.415 | 666.08 | 887.395 | 1169.717 | 1451.489 | 1835.496 | 2195.823 | 2552.027 | 2864.533 | 3151.863 | 3412.5539 | 3667.47 | 3928.217 | 4202.2191 | 4515.6949 | 4833.8079 | 5159.912 | 5494.065 | 5756.5981 | 6027.8209 | 6305.778 | 6596.7571 | 6891.1521 | 7188.889
Total excluding storage |  | 56976.149 | 60304.9482 | 59552.3099 | 57004.4226 | 55755.0639 | 56239.0557 | 57852.5356 | 58980.8305 | 64184.6199 | 63827.2755 | 63968.9313 | 65865.9169 | 65252.7169 | 65889.8786 | 64732.0883 | 64878.0272 | 68676.3411 | 68944.8101 | 69581.0001 | 70595.8747 | 73017.2664 | 77831.2266 | 76711.7914 | 75257.6792 | 74779.8419 | 80278.6231 | 81821.0307 | 83700.1161 | 84277.7038
Region | Technology | 2021-22 | 2022-23 | 2023-24 | 2024-25 | 2025-26 | 2026-27 | 2027-28 | 2028-29 | 2029-30 | 2030-31 | 2031-32 | 2032-33 | 2033-34 | 2034-35 | 2035-36 | 2036-37 | 2037-38 | 2038-39 | 2039-40 | 2040-41 | 2041-42 | 2042-43 | 2043-44 | 2044-45 | 2045-46 | 2046-47 | 2047-48 | 2048-49 | 2049-50
NSW1 | Black Coal | 10240 | 9765 | 8290 | 7779.6127 | 5505.8201 | 5334.8445 | 5020.0013 | 5020.0013 | 3115.5827 | 3115.5827 | 3115.5827 | 1816.2075 | 1816.2075 | 1816.2075 | 1350 | 1350 | 1350 | 1350 | 1350 | 1350 | 1350 | 0 | 0 | 0 | 0 | 0 | 0 | 0 | 0
NSW1 | Brown Coal | 0 | 0 | 0 | 0 | 0 | 0 | 0 | 0 | 0 | 0 | 0 | 0 | 0 | 0 | 0 | 0 | 0 | 0 | 0 | 0 | 0 | 0 | 0 | 0 | 0 | 0 | 0 | 0 | 0
NSW1 | CCGT | 625 | 625 | 625 | 625 | 625 | 625 | 625 | 625 | 625 | 625 | 625 | 625 | 625 | 625 | 625 | 625 | 625 | 625 | 625 | 625 | 625 | 625 | 185 | 0 | 0 | 0 | 0 | 0 | 0
NSW1 | Gas - Steam | 0 | 0 | 0 | 0 | 0 | 0 | 0 | 0 | 0 | 0 | 0 | 0 | 0 | 0 | 0 | 0 | 0 | 0 | 0 | 0 | 0 | 0 | 0 | 0 | 0 | 0 | 0 | 0 | 0
NSW1 | OCGT / Diesel | 1438 | 1438 | 1438 | 1438 | 1438 | 1438 | 1438 | 1438 | 1438 | 1438 | 1438 | 1438 | 1438 | 1438 | 1388 | 1388 | 1388 | 1388 | 1388 | 1388 | 1388 | 1388 | 1388 | 1715.6423 | 1715.6423 | 1715.6423 | 1715.6423 | 2803.4482 | 2803.4482
NSW1 | Hydro | 2585 | 2585 | 2585 | 2585 | 2585 | 2585 | 2585 | 2585 | 2585 | 2585 | 2585 | 2585 | 2585 | 2585 | 2585 | 2585 | 2585 | 2585 | 2585 | 2585 | 2585 | 2585 | 2585 | 2585 | 2585 | 2585 | 2585 | 2585 | 2585
NSW1 | Wind | 2220.73 | 2981.1842 | 3741.8901 | 4516.0591 | 5166.8623 | 5255.589 | 5350.4422 | 5350.4423 | 9018.0461 | 9018.0461 | 9018.0461 | 9018.0461 | 9018.0461 | 9709.235 | 10032.3967 | 9985.8967 | 9815.8967 | 10024.5554 | 10582.8773 | 10222.3773 | 11701.401 | 11992.95 | 11697.97 | 11697.97 | 11697.97 | 11471.17 | 12571.1702 | 12662.9833 | 12549.7933
NSW1 | Solar PV | 2130.363 | 2600.363 | 2600.363 | 2600.363 | 2736.8382 | 3593.8782 | 4443.5309 | 5407.5601 | 8014.2771 | 8014.2771 | 8014.2771 | 8014.2771 | 8014.2771 | 8014.2771 | 8014.2771 | 8014.2771 | 8671.8565 | 8708.1352 | 9268.8804 | 9268.8804 | 9268.8804 | 11562.3187 | 11489.3187 | 11489.3187 | 11489.3187 | 12657.9844 | 13133.6138 | 13808.3983 | 14090.967
NSW1 | Grid Battery | 0 | 0 | 0 | 0 | 0 | 0 | 0 | 0 | 213.0322 | 213.0322 | 213.0322 | 213.0322 | 213.0322 | 213.0322 | 213.0322 | 213.0322 | 222.0792 | 222.0792 | 435.3684 | 435.3684 | 1625.9376 | 1625.9376 | 1625.9376 | 1625.9376 | 1625.9376 | 1625.9376 | 1625.9376 | 1625.9376 | 1412.9054
NSW1 | Pumped Hydro | 240 | 240 | 240 | 240 | 2280 | 2280 | 2280 | 2280 | 4066.9678 | 4066.9678 | 4066.9678 | 4066.9697 | 4066.9702 | 4066.9678 | 4066.9678 | 4066.9697 | 4066.9684 | 4066.9584 | 4066.9678 | 4066.9462 | 4066.9678 | 4066.965 | 4066.9652 | 4066.9921 | 4066.97 | 4066.9647 | 4066.9678 | 4066.9678 | 4066.9678
NSW1 | VPP | 25.016 | 39.704 | 61.198 | 92.082 | 134.956 | 191.79 | 261.384 | 342.741 | 447.929 | 547.618 | 676.48 | 801.421 | 918.483 | 1016.733 | 1105.926 | 1189.857 | 1273.44 | 1359.675 | 1451.886 | 1556.0349 | 1661.178 | 1769.148 | 1880.165 | 1968.649 | 2059.991 | 2153.575 | 2251.006 | 2349.97 | 2450.606
Total excluding storage |  | 19239.093 | 19994.5472 | 19280.2531 | 19544.0348 | 18057.5207 | 18832.3118 | 19461.9744 | 20426.0037 | 24795.9059 | 24795.9059 | 24795.9059 | 23496.5307 | 23496.5307 | 24187.7196 | 23994.6738 | 23948.1738 | 24435.7532 | 24680.6906 | 25799.7577 | 25439.2577 | 26918.2814 | 28153.2687 | 27345.2887 | 27487.931 | 27487.931 | 28429.7967 | 30005.4263 | 31859.8298 | 32029.2085
Region | Technology | 2021-22 | 2022-23 | 2023-24 | 2024-25 | 2025-26 | 2026-27 | 2027-28 | 2028-29 | 2029-30 | 2030-31 | 2031-32 | 2032-33 | 2033-34 | 2034-35 | 2035-36 | 2036-37 | 2037-38 | 2038-39 | 2039-40 | 2040-41 | 2041-42 | 2042-43 | 2043-44 | 2044-45 | 2045-46 | 2046-47 | 2047-48 | 2048-49 | 2049-50
QLD1 | Black Coal | 8126 | 8126 | 8126 | 6392.9962 | 6392.9962 | 6194.984 | 6194.984 | 5494.984 | 5494.984 | 5494.984 | 5494.984 | 5494.984 | 5494.984 | 5494.984 | 5494.984 | 5045.9999 | 3896 | 3896 | 3896 | 3896 | 3896 | 3152 | 2787 | 2422 | 2057 | 1692 | 1692 | 1692 | 1692
QLD1 | Brown Coal | 0 | 0 | 0 | 0 | 0 | 0 | 0 | 0 | 0 | 0 | 0 | 0 | 0 | 0 | 0 | 0 | 0 | 0 | 0 | 0 | 0 | 0 | 0 | 0 | 0 | 0 | 0 | 0 | 0
QLD1 | CCGT | 1512.9 | 1512.9 | 1512.9 | 1512.9 | 1512.9 | 1512.9 | 1512.9 | 1512.9 | 1512.9 | 1512.9 | 1512.9 | 1512.9 | 1512.9 | 1512.9 | 1512.9 | 1127.9 | 1127.9 | 1127.9 | 984.5 | 984.5 | 984.5 | 984.5 | 984.5 | 984.5 | 340 | 180 | 180 | 180 | 180
QLD1 | Gas - Steam | 84 | 84 | 84 | 84 | 84 | 84 | 84 | 84 | 84 | 84 | 84 | 84 | 84 | 84 | 84 | 84 | 84 | 84 | 84 | 84 | 84 | 84 | 84 | 84 | 84 | 0 | 0 | 0 | 0
QLD1 | OCGT / Diesel | 1910 | 1910 | 1910 | 1910 | 1910 | 1910 | 1910 | 1910 | 1910 | 1910 | 1910 | 1910 | 1618 | 1501 | 1501 | 1501 | 1501 | 1501 | 1889.5361 | 1889.5361 | 1889.5361 | 1889.5361 | 1889.5361 | 1757.5361 | 2311.7285 | 3255.7058 | 3255.7058 | 3431.676 | 2912.676
QLD1 | Hydro | 152.4 | 152.4 | 152.4 | 152.4 | 152.4 | 152.4 | 152.4 | 152.4 | 152.4 | 152.4 | 152.4 | 152.4 | 152.4 | 152.4 | 152.4 | 152.4 | 66 | 66 | 66 | 66 | 66 | 0 | 0 | 0 | 0 | 0 | 0 | 0 | 0
QLD1 | Wind | 1276.608 | 1776.608 | 1776.608 | 1776.608 | 1876.608 | 1876.608 | 2506.2697 | 3233.3798 | 4020.8616 | 4020.8616 | 4020.8616 | 5076.608 | 5076.608 | 5076.608 | 5076.608 | 5659.1019 | 6939.0645 | 6939.0645 | 6939.0645 | 6939.0645 | 7115.6022 | 8882.0274 | 8701.5094 | 8567.2011 | 9349.6825 | 9934.4059 | 9934.4059 | 9934.4059 | 11836.7888
QLD1 | Solar PV | 2017.635 | 2827.62 | 2827.62 | 2827.62 | 2827.62 | 2827.62 | 2827.62 | 2827.62 | 2827.62 | 2827.62 | 2827.62 | 2827.62 | 2827.62 | 2827.62 | 2827.62 | 2706.62 | 4182.3541 | 4182.3541 | 4182.3541 | 4734.6495 | 5271.7565 | 7604.5811 | 7437.5811 | 7236.4811 | 7172.2731 | 9021.3898 | 8910.9898 | 8380.0898 | 8257.2938
QLD1 | Grid Battery | 0 | 20 | 20 | 20 | 20 | 20 | 20 | 20 | 20 | 20 | 20 | 46.9129 | 46.9129 | 46.9129 | 46.9129 | 46.9129 | 1870.7025 | 1870.7025 | 1870.7025 | 1850.7025 | 1850.7025 | 1850.7025 | 1850.7025 | 1850.7025 | 1850.7025 | 2921.3647 | 2921.3647 | 2921.3647 | 2921.3647
QLD1 | Pumped Hydro | 570 | 570 | 570 | 570 | 570 | 570 | 570 | 570 | 570 | 570 | 570 | 570 | 570 | 570 | 570 | 570 | 891.9667 | 891.9667 | 891.9667 | 891.9672 | 891.9667 | 1993.0559 | 1993.0559 | 1993.0559 | 1993.0559 | 2407.5598 | 2407.5598 | 2407.5598 | 3670
QLD1 | VPP | 11.842 | 19.005 | 29.354 | 44.463 | 65.595 | 93.907 | 128.112 | 170.331 | 224.366 | 284.64 | 369.218 | 447.067 | 529.742 | 601.988 | 668.155 | 728.965 | 789.088 | 851.264 | 916.154 | 989.029 | 1064.05 | 1141.22 | 1220.459 | 1281.193 | 1344.01 | 1408.583 | 1475.9081 | 1544.303 | 1614.3
Total excluding storage |  | 15079.543 | 16389.528 | 16389.528 | 14656.5242 | 14756.5242 | 14558.512 | 15188.1737 | 15215.2837 | 16002.7655 | 16002.7655 | 16002.7655 | 17058.512 | 16766.512 | 16649.512 | 16649.512 | 16277.0218 | 17796.3185 | 17796.3185 | 18041.4546 | 18593.75 | 19307.3947 | 22596.6445 | 21884.1265 | 21051.7182 | 21314.684 | 24083.5015 | 23973.1015 | 23618.1717 | 24878.7586
Region | Technology | 2021-22 | 2022-23 | 2023-24 | 2024-25 | 2025-26 | 2026-27 | 2027-28 | 2028-29 | 2029-30 | 2030-31 | 2031-32 | 2032-33 | 2033-34 | 2034-35 | 2035-36 | 2036-37 | 2037-38 | 2038-39 | 2039-40 | 2040-41 | 2041-42 | 2042-43 | 2043-44 | 2044-45 | 2045-46 | 2046-47 | 2047-48 | 2048-49 | 2049-50
VIC1 | Black Coal | 0 | 0 | 0 | 0 | 0 | 0 | 0 | 0 | 0 | 0 | 0 | 0 | 0 | 0 | 0 | 0 | 0 | 0 | 0 | 0 | 0 | 0 | 0 | 0 | 0 | 0 | 0 | 0 | 0
VIC1 | Brown Coal | 4790 | 4790 | 4790 | 3569.9425 | 3569.9425 | 3340 | 3340 | 3340 | 3340 | 3340 | 3340 | 3340 | 3340 | 3340 | 3340 | 3340 | 3340 | 3340 | 3340 | 3340 | 3340 | 3340 | 3340 | 3340 | 3340 | 3340 | 2225 | 0 | 0
VIC1 | CCGT | 0 | 0 | 0 | 0 | 0 | 0 | 0 | 0 | 0 | 0 | 0 | 0 | 0 | 0 | 0 | 0 | 0 | 0 | 0 | 0 | 0 | 0 | 0 | 0 | 0 | 0 | 0 | 0 | 0
VIC1 | Gas - Steam | 500 | 500 | 500 | 500 | 500 | 500 | 500 | 500 | 500 | 500 | 500 | 500 | 500 | 500 | 500 | 500 | 500 | 500 | 0 | 0 | 0 | 0 | 0 | 0 | 0 | 0 | 0 | 0 | 0
VIC1 | OCGT / Diesel | 1900 | 1900 | 1900 | 1900 | 1900 | 1900 | 1900 | 1900 | 1900 | 1900 | 1900 | 1900 | 1730 | 1730 | 1730 | 1730 | 1730 | 1730 | 1290 | 1290 | 1290 | 1196 | 1196 | 1196 | 1196 | 1196 | 612 | 669.6373 | 669.6373
VIC1 | Hydro | 2219 | 2219 | 2219 | 2219 | 2219 | 2219 | 2219 | 2219 | 2219 | 2219 | 2219 | 2219 | 2219 | 2219 | 2219 | 2219 | 2219 | 2219 | 2219 | 2219 | 2219 | 2219 | 2219 | 2219 | 2219 | 2219 | 2219 | 2219 | 2219
VIC1 | Wind | 3434.44 | 4322.2 | 4322.2 | 4322.2 | 4322.2 | 4322.2 | 4322.2 | 4322.2 | 4322.2 | 4322.2 | 4322.2 | 5022.2 | 4969.7 | 4969.7 | 4969.7 | 5282.2734 | 6765.556 | 6345.556 | 6153.556 | 5865.256 | 5865.256 | 5814.7061 | 6545.5683 | 6233.5683 | 5867.0682 | 7450.8901 | 9027.068 | 10051.79 | 9704.862
VIC1 | Solar PV | 1098.973 | 1098.973 | 1098.973 | 1098.973 | 1098.973 | 1098.973 | 1098.973 | 1098.973 | 1098.973 | 1098.973 | 1098.973 | 1098.973 | 1098.973 | 1098.973 | 1098.973 | 1098.973 | 1098.973 | 1098.973 | 1686.9626 | 2518.3226 | 2518.3226 | 2518.3226 | 2518.3226 | 2410.8026 | 2379.6996 | 2379.6996 | 2379.6996 | 3188.45 | 2791
VIC1 | Grid Battery | 55.33 | 375.33 | 375.33 | 375.33 | 375.33 | 375.33 | 375.33 | 375.33 | 375.33 | 375.33 | 375.33 | 375.33 | 320 | 320 | 320 | 320 | 320 | 320 | 320 | 320 | 300.0003 | 0.00026162 | 0.00026162 | 0.00026148 | 0.00026085 | 0.00026059 | 0.0002603 | 19.6621 | 19.6621
VIC1 | Pumped Hydro | 0 | 0 | 0 | 0 | 0 | 0 | 0 | 0 | 0 | 0 | 0 | 0 | 0 | 0 | 0 | 0 | 0 | 0 | 0 | 0 | 0 | 0 | 0 | 0 | 0 | 0 | 0 | 518.3839 | 518.3839
VIC1 | VPP | 13.892 | 22.65 | 34.592 | 52.632 | 78.731 | 115.963 | 167.268 | 235.191 | 322.486 | 409.786 | 530.108 | 643.839 | 758.354 | 865.122 | 966.228 | 1055.392 | 1140.014 | 1225.155 | 1313.72 | 1416.74 | 1521.0869 | 1627.899 | 1737.254 | 1823.498 | 1912.764 | 2004.2939 | 2101.071 | 2199.016 | 2296.78
Total excluding storage |  | 13942.413 | 14830.173 | 14830.173 | 13610.1155 | 13610.1155 | 13380.173 | 13380.173 | 13380.173 | 13380.173 | 13380.173 | 13380.173 | 14080.173 | 13857.673 | 13857.673 | 13857.673 | 14170.2464 | 15653.529 | 15233.529 | 14689.5186 | 15232.5786 | 15232.5786 | 15088.0287 | 15818.8909 | 15399.3709 | 15001.7678 | 16585.5897 | 16462.7676 | 16128.8772 | 15384.4993
Region | Technology | 2021-22 | 2022-23 | 2023-24 | 2024-25 | 2025-26 | 2026-27 | 2027-28 | 2028-29 | 2029-30 | 2030-31 | 2031-32 | 2032-33 | 2033-34 | 2034-35 | 2035-36 | 2036-37 | 2037-38 | 2038-39 | 2039-40 | 2040-41 | 2041-42 | 2042-43 | 2043-44 | 2044-45 | 2045-46 | 2046-47 | 2047-48 | 2048-49 | 2049-50
SA1 | Black Coal | 0 | 0 | 0 | 0 | 0 | 0 | 0 | 0 | 0 | 0 | 0 | 0 | 0 | 0 | 0 | 0 | 0 | 0 | 0 | 0 | 0 | 0 | 0 | 0 | 0 | 0 | 0 | 0 | 0
SA1 | Brown Coal | 0 | 0 | 0 | 0 | 0 | 0 | 0 | 0 | 0 | 0 | 0 | 0 | 0 | 0 | 0 | 0 | 0 | 0 | 0 | 0 | 0 | 0 | 0 | 0 | 0 | 0 | 0 | 0 | 0
SA1 | CCGT | 709 | 709 | 529 | 529 | 529 | 529 | 529 | 529 | 529 | 529 | 529 | 529 | 529 | 529 | 529 | 529 | 0 | 0 | 0 | 0 | 0 | 0 | 0 | 0 | 0 | 0 | 0 | 0 | 0
SA1 | Gas - Steam | 800 | 800 | 800 | 800 | 800 | 800 | 800 | 800 | 800 | 800 | 800 | 800 | 800 | 800 | 0 | 0 | 0 | 0 | 0 | 0 | 0 | 0 | 0 | 0 | 0 | 0 | 0 | 0 | 0
SA1 | OCGT / Diesel | 1437.14 | 1437.14 | 1437.14 | 1437.14 | 1437.14 | 1437.14 | 1437.14 | 1437.14 | 1437.14 | 1054.64 | 1054.64 | 785.3 | 785.3 | 785.3 | 705.3 | 705.3 | 705.3 | 705.3 | 705.3 | 705.3 | 705.3 | 705.3 | 705.3 | 618.8738 | 618.8738 | 618.8738 | 618.8738 | 731.4079 | 731.4079
SA1 | Hydro | 0 | 0 | 0 | 0 | 0 | 0 | 0 | 0 | 0 | 0 | 0 | 0 | 0 | 0 | 0 | 0 | 0 | 0 | 0 | 0 | 0 | 0 | 0 | 0 | 0 | 0 | 0 | 0 | 0
SA1 | Wind | 2053.31 | 2349.71 | 2349.71 | 2349.71 | 2349.71 | 2349.71 | 2316.71 | 2316.71 | 2225.96 | 2113.96 | 2113.96 | 3472.1407 | 3373.4407 | 3373.4407 | 3151.5407 | 3266.7406 | 3966.7404 | 4234.1221 | 3922.8597 | 3883.8597 | 3883.8597 | 3883.8597 | 3669.9997 | 3669.9997 | 3326.7997 | 3531.0759 | 3731.076 | 4332.0439 | 4332.0439
SA1 | Solar PV | 353 | 432.2 | 432.2 | 432.2 | 432.2 | 432.2 | 432.2 | 432.2 | 432.2 | 432.2 | 432.2 | 432.2 | 432.2 | 432.2 | 432.2 | 432.2 | 432.2 | 432.2 | 457.8803 | 750.1431 | 978.8665 | 1413.1394 | 1297.2 | 1187.2 | 1187.2 | 1187.2 | 1187.2 | 1187.2 | 1079.2
SA1 | Grid Battery | 205 | 205 | 205 | 205 | 205 | 205 | 205 | 205 | 205 | 175 | 175 | 175 | 175 | 150 | 150 | 150 | 150 | 150 | 150.0002 | 150.0002 | 1001.2875 | 1001.2875 | 1001.2875 | 1001.2875 | 1001.2875 | 1001.2875 | 1001.2875 | 1001.2875 | 1001.2875
SA1 | Pumped Hydro | 0 | 0 | 0 | 0 | 0 | 0 | 0 | 0 | 0 | 0 | 0 | 0 | 0 | 0 | 0 | 0 | 0 | 0 | 0 | 0 | 0 | 0 | 0 | 0 | 0 | 0 | 0 | 0 | 0
SA1 | VPP | 12.522 | 21.239 | 28.025 | 36.145 | 48.789 | 68.467 | 91.85 | 115.945 | 145.233 | 173.41 | 214.67 | 250.17 | 284.161 | 312.41 | 337.171 | 358.637 | 379.964 | 401.782 | 424.491 | 451.548 | 478.704 | 506.287 | 534.135 | 556.103 | 578.673 | 601.612 | 625.538 | 649.096 | 672.855
Total excluding storage |  | 5352.45 | 5728.05 | 5548.05 | 5548.05 | 5548.05 | 5548.05 | 5515.05 | 5515.05 | 5424.3 | 4929.8 | 4929.8 | 6018.6406 | 5919.9406 | 5919.9406 | 4818.0406 | 4933.2406 | 5104.2404 | 5371.6221 | 5086.04 | 5339.3029 | 5568.0262 | 6002.2992 | 5672.4997 | 5476.0735 | 5132.8735 | 5337.1497 | 5537.1497 | 6250.6518 | 6142.6518
Region | Technology | 2021-22 | 2022-23 | 2023-24 | 2024-25 | 2025-26 | 2026-27 | 2027-28 | 2028-29 | 2029-30 | 2030-31 | 2031-32 | 2032-33 | 2033-34 | 2034-35 | 2035-36 | 2036-37 | 2037-38 | 2038-39 | 2039-40 | 2040-41 | 2041-42 | 2042-43 | 2043-44 | 2044-45 | 2045-46 | 2046-47 | 2047-48 | 2048-49 | 2049-50
TAS1 | Black Coal | 0 | 0 | 0 | 0 | 0 | 0 | 0 | 0 | 0 | 0 | 0 | 0 | 0 | 0 | 0 | 0 | 0 | 0 | 0 | 0 | 0 | 0 | 0 | 0 | 0 | 0 | 0 | 0 | 0
TAS1 | Brown Coal | 0 | 0 | 0 | 0 | 0 | 0 | 0 | 0 | 0 | 0 | 0 | 0 | 0 | 0 | 0 | 0 | 0 | 0 | 0 | 0 | 0 | 0 | 0 | 0 | 0 | 0 | 0 | 0 | 0
TAS1 | CCGT | 208 | 208 | 208 | 208 | 208 | 208 | 208 | 208 | 208 | 208 | 208 | 208 | 208 | 208 | 208 | 208 | 208 | 208 | 208 | 208 | 208 | 208 | 208 | 208 | 208 | 208 | 208 | 208 | 208
TAS1 | Gas - Steam | 0 | 0 | 0 | 0 | 0 | 0 | 0 | 0 | 0 | 0 | 0 | 0 | 0 | 0 | 0 | 0 | 0 | 0 | 0 | 0 | 0 | 0 | 0 | 0 | 0 | 0 | 0 | 0 | 0
TAS1 | OCGT / Diesel | 178 | 178 | 178 | 178 | 178 | 178 | 178 | 178 | 178 | 178 | 178 | 178 | 178 | 178 | 178 | 178 | 178 | 178 | 178 | 58 | 58 | 58 | 58 | 58 | 58 | 58 | 58 | 58 | 58
TAS1 | Hydro | 2408.9 | 2408.9 | 2408.9 | 2408.9 | 2408.9 | 2408.9 | 2658.9 | 2658.9 | 2658.9 | 2658.9 | 2658.9 | 2658.9 | 2658.9 | 2658.9 | 2658.9 | 2658.9 | 2658.9 | 2658.9 | 2658.9 | 2658.9 | 2658.9 | 2658.9 | 2658.9 | 2658.9 | 2658.9 | 2658.9 | 2658.9 | 2658.9 | 2658.9
TAS1 | Wind | 567.75 | 567.75 | 709.4058 | 850.7981 | 987.9535 | 1125.109 | 1262.2646 | 1399.4201 | 1536.5755 | 1673.7311 | 1815.387 | 2167.1607 | 2167.1607 | 2230.1335 | 2367.2889 | 2504.4446 | 2641.6001 | 2817.75 | 2919.3293 | 3066.0856 | 3066.0856 | 3066.0856 | 3066.0856 | 2917.6856 | 2917.6856 | 2917.6856 | 2917.6856 | 2917.6856 | 2917.6856
TAS1 | Solar PV | 0 | 0 | 0 | 0 | 0 | 0 | 0 | 0 | 0 | 0 | 0 | 0 | 0 | 0 | 0 | 0 | 0 | 0 | 0 | 0 | 0 | 0 | 0 | 0 | 0 | 0 | 0 | 0 | 0
TAS1 | Grid Battery | 0 | 0 | 0 | 0 | 0 | 0 | 0 | 0 | 0 | 0 | 0 | 0 | 0 | 0 | 0 | 0 | 0 | 0 | 0 | 0 | 0 | 0 | 0 | 0 | 0 | 0 | 0 | 0 | 0
TAS1 | Pumped Hydro | 0 | 0 | 0 | 0 | 0 | 0 | 0 | 0 | 0 | 0 | 0 | 9.7308 | 9.7308 | 9.7308 | 9.7308 | 81.5126 | 271.3062 | 338.6783 | 523.4623 | 523.4623 | 650.4285 | 650.4285 | 650.4285 | 650.4285 | 650.4285 | 650.4285 | 650.4285 | 660.3278 | 660.3278
TAS1 | VPP | 1.748 | 2.626 | 3.972 | 5.879 | 8.542 | 12.288 | 17.466 | 23.187 | 29.703 | 36.035 | 45.02 | 53.326 | 61.287 | 68.28 | 74.383 | 79.703 | 84.964 | 90.341 | 95.968 | 102.343 | 108.789 | 115.358 | 122.052 | 127.155 | 132.383 | 137.714 | 143.234 | 148.767 | 154.348
Total excluding storage |  | 3362.65 | 3362.65 | 3504.3058 | 3645.6981 | 3782.8535 | 3920.009 | 4307.1646 | 4444.3201 | 4581.4755 | 4718.6311 | 4860.2869 | 5212.0607 | 5212.0607 | 5275.0334 | 5412.1889 | 5549.3446 | 5686.5 | 5862.6499 | 5964.2293 | 5990.9856 | 5990.9856 | 5990.9856 | 5990.9856 | 5842.5856 | 5842.5856 | 5842.5856 | 5842.5856 | 5842.5856 | 5842.5856
Explicitly modelled pumping
Region | Technology | 2021-22 | 2022-23 | 2023-24 | 2024-25 | 2025-26 | 2026-27 | 2027-28 | 2028-29 | 2029-30 | 2030-31 | 2031-32 | 2032-33 | 2033-34 | 2034-35 | 2035-36 | 2036-37 | 2037-38 | 2038-39 | 2039-40 | 2040-41 | 2041-42 | 2042-43 | 2043-44 | 2044-45 | 2045-46 | 2046-47 | 2047-48 | 2048-49 | 2049-50
NEM | Grid Battery pump | 260.33 | 600.33 | 600.33 | 600.33 | 600.33 | 600.33 | 600.33 | 600.33 | 813.3622 | 783.3622 | 783.3622 | 810.2751 | 754.9451 | 729.9451 | 729.9451 | 729.9451 | 2562.7817 | 2562.7817 | 2776.0711 | 2756.0711 | 4777.9279 | 4477.9279 | 4477.9279 | 4477.9279 | 4477.9279 | 5548.5901 | 5548.5901 | 5568.252 | 5355.2198
NEM | Pumped Hydro Pump | 1330 | 1330 | 1330 | 1330 | 3370 | 3370 | 3370 | 3370 | 5156.9678 | 5156.9678 | 5156.9678 | 5166.7005 | 5166.701 | 5166.6986 | 5166.6986 | 5238.4823 | 5750.2412 | 5817.6033 | 6002.3968 | 6002.3757 | 6129.3629 | 7230.4494 | 7230.4496 | 7230.4765 | 7230.4544 | 7644.953 | 7644.9561 | 8173.2392 | 9435.6794
NEM | VPP pump | 65.02 | 105.224 | 157.141 | 231.201 | 336.613 | 482.415 | 666.08 | 887.395 | 1169.717 | 1451.489 | 1835.496 | 2195.823 | 2552.027 | 2864.533 | 3151.863 | 3412.5539 | 3667.47 | 3928.217 | 4202.2191 | 4515.6949 | 4833.8079 | 5159.912 | 5494.065 | 5756.5981 | 6027.8209 | 6305.778 | 6596.7571 | 6891.1521 | 7188.889
Region | Technology | 2021-22 | 2022-23 | 2023-24 | 2024-25 | 2025-26 | 2026-27 | 2027-28 | 2028-29 | 2029-30 | 2030-31 | 2031-32 | 2032-33 | 2033-34 | 2034-35 | 2035-36 | 2036-37 | 2037-38 | 2038-39 | 2039-40 | 2040-41 | 2041-42 | 2042-43 | 2043-44 | 2044-45 | 2045-46 | 2046-47 | 2047-48 | 2048-49 | 2049-50
NSW1 | Grid Battery pump | 0 | 0 | 0 | 0 | 0 | 0 | 0 | 0 | 213.0322 | 213.0322 | 213.0322 | 213.0322 | 213.0322 | 213.0322 | 213.0322 | 213.0322 | 222.0792 | 222.0792 | 435.3684 | 435.3684 | 1625.9376 | 1625.9376 | 1625.9376 | 1625.9376 | 1625.9376 | 1625.9376 | 1625.9376 | 1625.9376 | 1412.9054
NSW1 | Pumped Hydro Pump | 840 | 840 | 840 | 840 | 2880 | 2880 | 2880 | 2880 | 4666.9678 | 4666.9678 | 4666.9678 | 4666.9697 | 4666.9702 | 4666.9678 | 4666.9678 | 4666.9697 | 4666.9684 | 4666.9584 | 4666.9678 | 4666.9462 | 4666.9678 | 4666.965 | 4666.9652 | 4666.9921 | 4666.97 | 4666.9647 | 4666.9678 | 4666.9678 | 4666.9678
NSW1 | VPP pump | 25.016 | 39.704 | 61.198 | 92.082 | 134.956 | 191.79 | 261.384 | 342.741 | 447.929 | 547.618 | 676.48 | 801.421 | 918.483 | 1016.733 | 1105.926 | 1189.857 | 1273.44 | 1359.675 | 1451.886 | 1556.0349 | 1661.178 | 1769.148 | 1880.165 | 1968.649 | 2059.991 | 2153.575 | 2251.006 | 2349.97 | 2450.606
Region | Technology | 2021-22 | 2022-23 | 2023-24 | 2024-25 | 2025-26 | 2026-27 | 2027-28 | 2028-29 | 2029-30 | 2030-31 | 2031-32 | 2032-33 | 2033-34 | 2034-35 | 2035-36 | 2036-37 | 2037-38 | 2038-39 | 2039-40 | 2040-41 | 2041-42 | 2042-43 | 2043-44 | 2044-45 | 2045-46 | 2046-47 | 2047-48 | 2048-49 | 2049-50
QLD1 | Grid Battery pump | 0 | 20 | 20 | 20 | 20 | 20 | 20 | 20 | 20 | 20 | 20 | 46.9129 | 46.9129 | 46.9129 | 46.9129 | 46.9129 | 1870.7025 | 1870.7025 | 1870.7025 | 1850.7025 | 1850.7025 | 1850.7025 | 1850.7025 | 1850.7025 | 1850.7025 | 2921.3647 | 2921.3647 | 2921.3647 | 2921.3647
QLD1 | Pumped Hydro Pump | 490 | 490 | 490 | 490 | 490 | 490 | 490 | 490 | 490 | 490 | 490 | 490 | 490 | 490 | 490 | 490 | 811.9667 | 811.9667 | 811.9667 | 811.9672 | 811.9667 | 1913.0559 | 1913.0559 | 1913.0559 | 1913.0559 | 2327.5598 | 2327.5598 | 2327.5598 | 3590
QLD1 | VPP pump | 11.842 | 19.005 | 29.354 | 44.463 | 65.595 | 93.907 | 128.112 | 170.331 | 224.366 | 284.64 | 369.218 | 447.067 | 529.742 | 601.988 | 668.155 | 728.965 | 789.088 | 851.264 | 916.154 | 989.029 | 1064.05 | 1141.22 | 1220.459 | 1281.193 | 1344.01 | 1408.583 | 1475.9081 | 1544.303 | 1614.3
Region | Technology | 2021-22 | 2022-23 | 2023-24 | 2024-25 | 2025-26 | 2026-27 | 2027-28 | 2028-29 | 2029-30 | 2030-31 | 2031-32 | 2032-33 | 2033-34 | 2034-35 | 2035-36 | 2036-37 | 2037-38 | 2038-39 | 2039-40 | 2040-41 | 2041-42 | 2042-43 | 2043-44 | 2044-45 | 2045-46 | 2046-47 | 2047-48 | 2048-49 | 2049-50
VIC1 | Grid Battery pump | 55.33 | 375.33 | 375.33 | 375.33 | 375.33 | 375.33 | 375.33 | 375.33 | 375.33 | 375.33 | 375.33 | 375.33 | 320 | 320 | 320 | 320 | 320 | 320 | 320 | 320 | 300.0003 | 0.00026162 | 0.00026162 | 0.00026148 | 0.00026085 | 0.00026059 | 0.0002603 | 19.6621 | 19.6621
VIC1 | Pumped Hydro Pump | 0 | 0 | 0 | 0 | 0 | 0 | 0 | 0 | 0 | 0 | 0 | 0 | 0 | 0 | 0 | 0 | 0 | 0 | 0 | 0 | 0 | 0 | 0 | 0 | 0 | 0 | 0 | 518.3839 | 518.3839
VIC1 | VPP pump | 13.892 | 22.65 | 34.592 | 52.632 | 78.731 | 115.963 | 167.268 | 235.191 | 322.486 | 409.786 | 530.108 | 643.839 | 758.354 | 865.122 | 966.228 | 1055.392 | 1140.014 | 1225.155 | 1313.72 | 1416.74 | 1521.0869 | 1627.899 | 1737.254 | 1823.498 | 1912.764 | 2004.2939 | 2101.071 | 2199.016 | 2296.78
Region | Technology | 2021-22 | 2022-23 | 2023-24 | 2024-25 | 2025-26 | 2026-27 | 2027-28 | 2028-29 | 2029-30 | 2030-31 | 2031-32 | 2032-33 | 2033-34 | 2034-35 | 2035-36 | 2036-37 | 2037-38 | 2038-39 | 2039-40 | 2040-41 | 2041-42 | 2042-43 | 2043-44 | 2044-45 | 2045-46 | 2046-47 | 2047-48 | 2048-49 | 2049-50
SA1 | Grid Battery pump | 205 | 205 | 205 | 205 | 205 | 205 | 205 | 205 | 205 | 175 | 175 | 175 | 175 | 150 | 150 | 150 | 150 | 150 | 150.0002 | 150.0002 | 1001.2875 | 1001.2875 | 1001.2875 | 1001.2875 | 1001.2875 | 1001.2875 | 1001.2875 | 1001.2875 | 1001.2875
SA1 | Pumped Hydro Pump | 0 | 0 | 0 | 0 | 0 | 0 | 0 | 0 | 0 | 0 | 0 | 0 | 0 | 0 | 0 | 0 | 0 | 0 | 0 | 0 | 0 | 0 | 0 | 0 | 0 | 0 | 0 | 0 | 0
SA1 | VPP pump | 12.522 | 21.239 | 28.025 | 36.145 | 48.789 | 68.467 | 91.85 | 115.945 | 145.233 | 173.41 | 214.67 | 250.17 | 284.161 | 312.41 | 337.171 | 358.637 | 379.964 | 401.782 | 424.491 | 451.548 | 478.704 | 506.287 | 534.135 | 556.103 | 578.673 | 601.612 | 625.538 | 649.096 | 672.855
Region | Technology | 2021-22 | 2022-23 | 2023-24 | 2024-25 | 2025-26 | 2026-27 | 2027-28 | 2028-29 | 2029-30 | 2030-31 | 2031-32 | 2032-33 | 2033-34 | 2034-35 | 2035-36 | 2036-37 | 2037-38 | 2038-39 | 2039-40 | 2040-41 | 2041-42 | 2042-43 | 2043-44 | 2044-45 | 2045-46 | 2046-47 | 2047-48 | 2048-49 | 2049-50
TAS1 | Grid Battery pump | 0 | 0 | 0 | 0 | 0 | 0 | 0 | 0 | 0 | 0 | 0 | 0 | 0 | 0 | 0 | 0 | 0 | 0 | 0 | 0 | 0 | 0 | 0 | 0 | 0 | 0 | 0 | 0 | 0
TAS1 | Pumped Hydro Pump | 0 | 0 | 0 | 0 | 0 | 0 | 0 | 0 | 0 | 0 | 0 | 9.7308 | 9.7308 | 9.7308 | 9.7308 | 81.5126 | 271.3062 | 338.6783 | 523.4623 | 523.4623 | 650.4285 | 650.4285 | 650.4285 | 650.4285 | 650.4285 | 650.4285 | 650.4285 | 660.3278 | 660.3278
TAS1 | VPP pump | 1.748 | 2.626 | 3.972 | 5.879 | 8.542 | 12.288 | 17.466 | 23.187 | 29.703 | 36.035 | 45.02 | 53.326 | 61.287 | 68.28 | 74.383 | 79.703 | 84.964 | 90.341 | 95.968 | 102.343 | 108.789 | 115.358 | 122.052 | 127.155 | 132.383 | 137.714 | 143.234 | 148.767 | 154.348
Non-controllable capacity
Region | Technology | 2021-22 | 2022-23 | 2023-24 | 2024-25 | 2025-26 | 2026-27 | 2027-28 | 2028-29 | 2029-30 | 2030-31 | 2031-32 | 2032-33 | 2033-34 | 2034-35 | 2035-36 | 2036-37 | 2037-38 | 2038-39 | 2039-40 | 2040-41 | 2041-42 | 2042-43 | 2043-44 | 2044-45 | 2045-46 | 2046-47 | 2047-48 | 2048-49 | 2049-50
NEM | Distributed PV | 13168.2685 | 14833.3351 | 16194.5363 | 17725.7043 | 19476.9887 | 20739.4134 | 22051.542 | 23091.3099 | 23825.4589 | 24558.0529 | 25305.0848 | 26108.6764 | 26940.6598 | 28059.3326 | 29217.0461 | 30336.1094 | 31548.1664 | 32469.8345 | 33394.4538 | 34299.3109 | 35494.9651 | 36648.0101 | 37789.8225 | 38923.9602 | 39993.015 | 41052.918 | 42079.4808 | 43224.3971 | 44252.3102
NEM | Behind the meter battery | 552.3 | 696.3 | 837.1 | 1017.4 | 1247.7 | 1524.8 | 1809.6 | 2083 | 2386.2 | 2779.6 | 3319.3 | 3737.8 | 4103.2 | 4374.6 | 4594 | 4752.3 | 4883 | 5001.8 | 5119.3 | 5269.6 | 5401.9 | 5522.1 | 5629.3 | 5637.8 | 5642.5 | 5641.5 | 5640.6 | 5630 | 5611.8
NEM | Behind the meter battery pump | 552.3 | 696.3 | 837.1 | 1017.4 | 1247.7 | 1524.8 | 1809.6 | 2083 | 2386.2 | 2779.6 | 3319.3 | 3737.8 | 4103.2 | 4374.6 | 4594 | 4752.3 | 4883 | 5001.8 | 5119.3 | 5269.6 | 5401.9 | 5522.1 | 5629.3 | 5637.8 | 5642.5 | 5641.5 | 5640.6 | 5630 | 5611.8
Region | Technology | 2021-22 | 2022-23 | 2023-24 | 2024-25 | 2025-26 | 2026-27 | 2027-28 | 2028-29 | 2029-30 | 2030-31 | 2031-32 | 2032-33 | 2033-34 | 2034-35 | 2035-36 | 2036-37 | 2037-38 | 2038-39 | 2039-40 | 2040-41 | 2041-42 | 2042-43 | 2043-44 | 2044-45 | 2045-46 | 2046-47 | 2047-48 | 2048-49 | 2049-50
NSW1 | Distributed PV | 3822.1679 | 4376.4873 | 4755.8963 | 5245.6482 | 5860.7807 | 6159.7842 | 6473.9861 | 6746.4296 | 7002.2143 | 7259.8585 | 7517.4127 | 7779.0143 | 8025.8879 | 8389.9804 | 8777.5318 | 9173.8768 | 9629.5684 | 9976.5416 | 10312.0649 | 10636.6873 | 11073.765 | 11488.913 | 11901.6602 | 12312.7899 | 12691.9042 | 13071.9442 | 13434.5056 | 13847.8848 | 14206.1787
NSW1 | Behind the meter battery | 211.1 | 260.6 | 324.2 | 403.7 | 498.5 | 603.5 | 705.5 | 796.2 | 901.1 | 1030.8 | 1198.8 | 1339.5 | 1453.1 | 1533 | 1596.4 | 1643.5 | 1682.6 | 1718.4 | 1756 | 1802.8 | 1843.1 | 1879.9 | 1912.8 | 1915 | 1915.8 | 1914.6 | 1913.2 | 1908.7 | 1902
NSW1 | Behind the meter battery pump | 211.1 | 260.6 | 324.2 | 403.7 | 498.5 | 603.5 | 705.5 | 796.2 | 901.1 | 1030.8 | 1198.8 | 1339.5 | 1453.1 | 1533 | 1596.4 | 1643.5 | 1682.6 | 1718.4 | 1756 | 1802.8 | 1843.1 | 1879.9 | 1912.8 | 1915 | 1915.8 | 1914.6 | 1913.2 | 1908.7 | 1902
Region | Technology | 2021-22 | 2022-23 | 2023-24 | 2024-25 | 2025-26 | 2026-27 | 2027-28 | 2028-29 | 2029-30 | 2030-31 | 2031-32 | 2032-33 | 2033-34 | 2034-35 | 2035-36 | 2036-37 | 2037-38 | 2038-39 | 2039-40 | 2040-41 | 2041-42 | 2042-43 | 2043-44 | 2044-45 | 2045-46 | 2046-47 | 2047-48 | 2048-49 | 2049-50
QLD1 | Distributed PV | 3958.9909 | 4317.8104 | 4573.7068 | 4863.4875 | 5201.9167 | 5437.4402 | 5687.2164 | 5903.9507 | 6119.5956 | 6335.1202 | 6551.9652 | 6777.439 | 7009.9452 | 7342.1573 | 7660.2216 | 7948.7646 | 8232.131 | 8442.2579 | 8657.4797 | 8882.824 | 9174.6318 | 9461.2992 | 9738.3737 | 10013.3796 | 10276.6324 | 10539.1699 | 10792.2528 | 11068.0712 | 11325.2386
QLD1 | Behind the meter battery | 100 | 124.2 | 154 | 192.4 | 239.2 | 291.9 | 341.6 | 391.7 | 447.9 | 535.6 | 658.8 | 750.2 | 840.6 | 910.1 | 967 | 1010.4 | 1047.8 | 1082.5 | 1115.7 | 1154.5 | 1190.3 | 1223.4 | 1253.3 | 1257.8 | 1261.5 | 1263.9 | 1266.1 | 1266.2 | 1264.8
QLD1 | Behind the meter battery pump | 100 | 124.2 | 154 | 192.4 | 239.2 | 291.9 | 341.6 | 391.7 | 447.9 | 535.6 | 658.8 | 750.2 | 840.6 | 910.1 | 967 | 1010.4 | 1047.8 | 1082.5 | 1115.7 | 1154.5 | 1190.3 | 1223.4 | 1253.3 | 1257.8 | 1261.5 | 1263.9 | 1266.1 | 1266.2 | 1264.8
Region | Technology | 2021-22 | 2022-23 | 2023-24 | 2024-25 | 2025-26 | 2026-27 | 2027-28 | 2028-29 | 2029-30 | 2030-31 | 2031-32 | 2032-33 | 2033-34 | 2034-35 | 2035-36 | 2036-37 | 2037-38 | 2038-39 | 2039-40 | 2040-41 | 2041-42 | 2042-43 | 2043-44 | 2044-45 | 2045-46 | 2046-47 | 2047-48 | 2048-49 | 2049-50
VIC1 | Distributed PV | 3399.6603 | 4001.0249 | 4608.7834 | 5220.3077 | 5857.4215 | 6468.9188 | 7099.9296 | 7540.0233 | 7738.4832 | 7930.7979 | 8136.0898 | 8370.0507 | 8619.2453 | 8920.9479 | 9255.9198 | 9575.5051 | 9946.5807 | 10240.5865 | 10540.4316 | 10810.5016 | 11169.4275 | 11511.4204 | 11860.8973 | 12201.02 | 12536.672 | 12864.6533 | 13192.2023 | 13545.0914 | 13875.2609
VIC1 | Behind the meter battery | 118.4 | 150.6 | 185.3 | 233.1 | 293.5 | 368.7 | 458.7 | 561.5 | 673.5 | 806.6 | 987.9 | 1130 | 1253.6 | 1350 | 1430.8 | 1487.6 | 1533.3 | 1573.9 | 1613.3 | 1665.5 | 1711.6 | 1753.3 | 1790.6 | 1795.4 | 1799.1 | 1800.8 | 1803 | 1802.1 | 1797.9
VIC1 | Behind the meter battery pump | 118.4 | 150.6 | 185.3 | 233.1 | 293.5 | 368.7 | 458.7 | 561.5 | 673.5 | 806.6 | 987.9 | 1130 | 1253.6 | 1350 | 1430.8 | 1487.6 | 1533.3 | 1573.9 | 1613.3 | 1665.5 | 1711.6 | 1753.3 | 1790.6 | 1795.4 | 1799.1 | 1800.8 | 1803 | 1802.1 | 1797.9
Region | Technology | 2021-22 | 2022-23 | 2023-24 | 2024-25 | 2025-26 | 2026-27 | 2027-28 | 2028-29 | 2029-30 | 2030-31 | 2031-32 | 2032-33 | 2033-34 | 2034-35 | 2035-36 | 2036-37 | 2037-38 | 2038-39 | 2039-40 | 2040-41 | 2041-42 | 2042-43 | 2043-44 | 2044-45 | 2045-46 | 2046-47 | 2047-48 | 2048-49 | 2049-50
SA1 | Distributed PV | 1783.2522 | 1904.9158 | 2001.4116 | 2115.5841 | 2235.5331 | 2330.6985 | 2429.9711 | 2525.5356 | 2576.9187 | 2628.9083 | 2682.0505 | 2744.4936 | 2829.0292 | 2925.9724 | 3018.7078 | 3107.7264 | 3178.011 | 3226.1053 | 3277.0188 | 3337.9873 | 3420.5074 | 3504.3384 | 3582.8304 | 3664.9786 | 3732.9153 | 3799.7863 | 3862.8234 | 3941.098 | 4004.3895
SA1 | Behind the meter battery | 108 | 143.6 | 152.5 | 162.3 | 184.7 | 221.6 | 255.8 | 278.4 | 302.3 | 337 | 392.1 | 427.5 | 457.7 | 477.7 | 491.8 | 500 | 506.3 | 511.9 | 517.2 | 527 | 534.9 | 541.6 | 547 | 544.4 | 541.4 | 538.1 | 534.8 | 530.4 | 525.4
SA1 | Behind the meter battery pump | 108 | 143.6 | 152.5 | 162.3 | 184.7 | 221.6 | 255.8 | 278.4 | 302.3 | 337 | 392.1 | 427.5 | 457.7 | 477.7 | 491.8 | 500 | 506.3 | 511.9 | 517.2 | 527 | 534.9 | 541.6 | 547 | 544.4 | 541.4 | 538.1 | 534.8 | 530.4 | 525.4
Region | Technology | 2021-22 | 2022-23 | 2023-24 | 2024-25 | 2025-26 | 2026-27 | 2027-28 | 2028-29 | 2029-30 | 2030-31 | 2031-32 | 2032-33 | 2033-34 | 2034-35 | 2035-36 | 2036-37 | 2037-38 | 2038-39 | 2039-40 | 2040-41 | 2041-42 | 2042-43 | 2043-44 | 2044-45 | 2045-46 | 2046-47 | 2047-48 | 2048-49 | 2049-50
TAS1 | Distributed PV | 204.1971 | 233.0968 | 254.7382 | 280.6767 | 321.3367 | 342.5718 | 360.4389 | 375.3707 | 388.2471 | 403.368 | 417.5666 | 437.6788 | 456.5522 | 480.2745 | 504.6651 | 530.2364 | 561.8753 | 584.3432 | 607.4587 | 631.3108 | 656.6334 | 682.0392 | 706.0609 | 731.792 | 754.891 | 777.3642 | 797.6967 | 822.2518 | 841.2426
TAS1 | Behind the meter battery | 14.8 | 17.3 | 21.1 | 25.9 | 31.8 | 39.1 | 48 | 55.2 | 61.4 | 69.6 | 81.7 | 90.6 | 98.2 | 103.8 | 108 | 110.8 | 113 | 115.1 | 117.1 | 119.8 | 122 | 123.9 | 125.6 | 125.2 | 124.7 | 124.1 | 123.5 | 122.6 | 121.7
TAS1 | Behind the meter battery pump | 14.8 | 17.3 | 21.1 | 25.9 | 31.8 | 39.1 | 48 | 55.2 | 61.4 | 69.6 | 81.7 | 90.6 | 98.2 | 103.8 | 108 | 110.8 | 113 | 115.1 | 117.1 | 119.8 | 122 | 123.9 | 125.6 | 125.2 | 124.7 | 124.1 | 123.5 | 122.6 | 121.7

## Marinus_VOM Cost
VOM cost by technology ($000s) - Marinus Link, Fast Change Scenario
VOM | Real June 2020 dollars discounted to 1 July 2020
Explicitly modelled generation
Region | Technology | 2021-22 | 2022-23 | 2023-24 | 2024-25 | 2025-26 | 2026-27 | 2027-28 | 2028-29 | 2029-30 | 2030-31 | 2031-32 | 2032-33 | 2033-34 | 2034-35 | 2035-36 | 2036-37 | 2037-38 | 2038-39 | 2039-40 | 2040-41 | 2041-42 | 2042-43 | 2043-44 | 2044-45 | 2045-46 | 2046-47 | 2047-48 | 2048-49 | 2049-50
NEM | Black Coal | 347030.7545 | 289259.055 | 276475.0158 | 274540.1733 | 240429.2108 | 212535.6856 | 183268.9994 | 182199.6926 | 137886.5393 | 127063.6439 | 116575.5655 | 96572.1746 | 102823.0118 | 91034.9778 | 79633.4441 | 74161.7979 | 60891.4054 | 58832.1181 | 52534.9987 | 46929.3764 | 42731.4583 | 27600.2031 | 21350.835 | 17167.4022 | 13668.275 | 10811.2849 | 9803.7769 | 9143.2129 | 7784.9141
NEM | Brown Coal | 117914.6015 | 106374.819 | 103200.299 | 72801.8797 | 73821.017 | 67923.3685 | 61610.3395 | 58961.6384 | 55045.9412 | 55564.6296 | 52386.0831 | 48989.09 | 48269.4805 | 44542.2345 | 44774.9865 | 40470.2835 | 36522.9855 | 35857.1285 | 29155.5455 | 27936.0842 | 30323.373 | 29319.5315 | 25870.6397 | 23926.3536 | 23291.4428 | 22780.8888 | 14219.4351 | 0 | 0
NEM | CCGT | 15628.6868 | 14892.8336 | 12038.684 | 11807.4278 | 11029.2746 | 10249.6163 | 9825.2419 | 11259.9196 | 8654.3681 | 8634.4874 | 9328.4695 | 16428.7738 | 18387.3586 | 19612.6373 | 12166.6821 | 10516.0254 | 15055.6297 | 15151.3668 | 11822.3197 | 11489.6505 | 10996.421 | 12401.211 | 7466.0225 | 6811.023 | 3048.8368 | 2065.0301 | 1977.3693 | 1879.5531 | 1790.6476
NEM | Gas - Steam | 1710.7172 | 1662.9806 | 1781.0144 | 641.3104 | 580.4712 | 574.0586 | 531.3552 | 534.0283 | 470.4495 | 456.5111 | 427.7775 | 475.4065 | 411.4248 | 523.3361 | 295.8063 | 266.3885 | 529.3115 | 519.4388 | 478.6304 | 483.2684 | 464.4523 | 503.113 | 431.4639 | 378.961 | 439.4987 | 0 | 0 | 0 | 0
NEM | OCGT / Diesel | 549.7291 | 243.1272 | 1128.6001 | 831.7476 | 301.199 | 696.1717 | 370.2028 | 948.2732 | 109.7431 | 235.2073 | 200.1314 | 2376.6843 | 1592.4443 | 2019.3578 | 1442.2872 | 1470.3528 | 5425.2886 | 4024.112 | 8470.3531 | 9240.8712 | 6085.6164 | 7606.46 | 14053.6861 | 5856.1689 | 5527.9418 | 6677.7768 | 6977.8675 | 11068.5322 | 10381.4626
NEM | Hydro | 91029.2938 | 87582.0399 | 81004.9779 | 95143.1298 | 91800.8556 | 77963.7912 | 83881.6199 | 92190.2738 | 76840.9905 | 64391.4496 | 62672.2029 | 63692.7729 | 65996.5134 | 63751.8689 | 57202.7367 | 52117.7829 | 57827.3376 | 49029.0608 | 41924.0047 | 40699.9824 | 34768.5845 | 38474.6682 | 38552.4661 | 34188.6203 | 34061.8448 | 36979.0768 | 31117.0549 | 28117.5569 | 25779.5322
NEM | Wind | 67501.3457 | 80292.7677 | 68798.1142 | 67291.3614 | 66767.6475 | 66635.2193 | 64274.006 | 55171.5197 | 50296.244 | 47779.2339 | 49788.7187 | 42356.4176 | 40524.321 | 39451.8903 | 38222.7365 | 36191.304 | 29694.0289 | 26067.5079 | 22854.6296 | 21435.5968 | 18802.7762 | 17351.9428 | 13889.794 | 12203.8399 | 8416.1542 | 6542.4766 | 5868.229 | 5013.264 | 2979.8048
NEM | Solar PV | 13.5121 | 15.8212 | 15.3449 | 14.0471 | 15.7561 | 32.543 | 47.0015 | 53.9678 | 92.4571 | 93.2523 | 91.3846 | 86.2154 | 80.0993 | 73.9413 | 75.7873 | 72.0149 | 82.5386 | 83.5774 | 94.5266 | 105.3528 | 107.1093 | 139.249 | 130.0419 | 128.8555 | 122.3318 | 124.9307 | 123.4791 | 131.0973 | 131.6758
NEM | Grid Battery | 0.19723 | 0.2587 | 0.25997 | 0.27952 | 0.26475 | 0.25101 | 0.21824 | 0.19923 | 0.88331 | 0.8553 | 0.79289 | 0.83483 | 0.75858 | 0.69165 | 0.69481 | 0.66633 | 2.7406 | 2.6288 | 2.7849 | 2.6485 | 4.5777 | 4.3377 | 4.1149 | 4.0197 | 3.8281 | 4.2528 | 4.096 | 3.9211 | 3.368
NEM | Pumped Hydro | 438.571 | 1197.73 | 1638.6705 | 4032.8982 | 3963.1097 | 3587.1227 | 3337.6424 | 4103.5569 | 2922.8853 | 3172.2344 | 3015.2394 | 4016.4061 | 3597.4104 | 3052.8023 | 3312.4507 | 3030.4397 | 2042.8378 | 1927.3357 | 2062.8913 | 2056.2784 | 2155.9027 | 2028.1379 | 1520.4462 | 1697.1046 | 1604.2196 | 1211.1929 | 1108.0021 | 1043.3353 | 469.7041
NEM | VPP | 0.40074 | 0.69733 | 0.91833 | 1.498 | 2.207 | 2.899 | 3.4808 | 4.1832 | 4.7432 | 5.5638 | 6.4728 | 7.6949 | 8.2564 | 8.3006 | 8.8671 | 9.1254 | 8.3125 | 8.352 | 8.5967 | 8.653 | 8.8502 | 8.9164 | 8.6938 | 9.1055 | 8.8666 | 8.0527 | 7.92 | 7.8659 | 6.5713
Total excluding storage |  | 641378.6408 | 580323.4442 | 544442.0502 | 523071.077 | 484745.4318 | 436610.4542 | 403808.7662 | 401319.3134 | 329396.7329 | 304218.415 | 291470.3331 | 270977.5351 | 278084.6538 | 261010.244 | 233814.4666 | 215265.9499 | 206028.5258 | 189564.3102 | 167335.0084 | 158320.1828 | 144279.791 | 133396.3785 | 121744.9492 | 100661.2245 | 88576.3259 | 85981.4647 | 70087.2119 | 55353.2164 | 48848.0371
Region | Technology | 2021-22 | 2022-23 | 2023-24 | 2024-25 | 2025-26 | 2026-27 | 2027-28 | 2028-29 | 2029-30 | 2030-31 | 2031-32 | 2032-33 | 2033-34 | 2034-35 | 2035-36 | 2036-37 | 2037-38 | 2038-39 | 2039-40 | 2040-41 | 2041-42 | 2042-43 | 2043-44 | 2044-45 | 2045-46 | 2046-47 | 2047-48 | 2048-49 | 2049-50
NSW1 | Black Coal | 180558.5755 | 143673.1185 | 128083.2805 | 139872.5176 | 109556.3506 | 93848.9442 | 78504.56 | 83500.27 | 47505.4359 | 44252.9647 | 39272.2475 | 21071.082 | 25374.6135 | 21378.3714 | 12712.881 | 15121.325 | 15627.1395 | 14903.2265 | 13434.697 | 10289.992 | 8956.1163 | 0 | 0 | 0 | 0 | 0 | 0 | 0 | 0
NSW1 | Brown Coal | 0 | 0 | 0 | 0 | 0 | 0 | 0 | 0 | 0 | 0 | 0 | 0 | 0 | 0 | 0 | 0 | 0 | 0 | 0 | 0 | 0 | 0 | 0 | 0 | 0 | 0 | 0 | 0 | 0
NSW1 | CCGT | 230.3683 | 219.6567 | 643.5206 | 396.6705 | 364.8503 | 349.1684 | 332.5119 | 322.9105 | 300.3629 | 288.2561 | 273.5377 | 2623.506 | 2572.2919 | 4218.095 | 1582.7906 | 1356.6073 | 3640.7732 | 4489.2325 | 3752.5427 | 3395.4141 | 2937.3419 | 3933.3429 | 75.94 | 1.4515e-05 | 1.4196e-05 | 1.5163e-05 | 1.4666e-05 | 2.3478e-05 | 2.1718e-05
NSW1 | Gas - Steam | 0 | 0 | 0 | 0 | 0 | 0 | 0 | 0 | 0 | 0 | 0 | 0 | 0 | 0 | 0 | 0 | 0 | 0 | 0 | 0 | 0 | 0 | 0 | 0 | 0 | 0 | 0 | 0 | 0
NSW1 | OCGT / Diesel | 1.1091e-05 | 1.0961e-05 | 124.1226 | 416.0537 | 90.2993 | 158.8439 | 53.0584 | 86.2165 | 1.1244e-05 | 0.64621 | 1.1529e-05 | 299.809 | 212.0595 | 187.5482 | 335.8188 | 179.6606 | 629.3069 | 350.1399 | 2493.3541 | 3502.3884 | 1609.8623 | 2048.8008 | 5659.5461 | 1141.6081 | 1308.9297 | 1768.4804 | 2971.0318 | 5197.847 | 5544.2412
NSW1 | Hydro | 14028.5218 | 14169.3248 | 12479.6826 | 17100.5096 | 16882.1947 | 14744.7921 | 13533.0607 | 18360.2741 | 13118.5405 | 10926.3442 | 11019.2436 | 11012.9325 | 12375.8026 | 12265.2544 | 11799.026 | 10574.3167 | 13238.2977 | 9966.5051 | 9024.6325 | 8315.5376 | 7192.1906 | 8785.2495 | 9094.3047 | 8195.6347 | 7982.4138 | 9186.8461 | 7350.3486 | 6710.5924 | 5723.8616
NSW1 | Wind | 15743.2869 | 17593.0967 | 15770.6859 | 14909.675 | 14862.7912 | 15004.8773 | 13893.8084 | 10962.9735 | 9185.5405 | 9546.9857 | 10776.0119 | 9729.1359 | 9366.0508 | 9138.8454 | 8948.9715 | 8317.0076 | 5788.5363 | 4265.3249 | 4303.0185 | 3939.5424 | 3508.5215 | 3322.3062 | 2425.3094 | 2424.0069 | 2232.1557 | 1255.3203 | 1067.4995 | 1004.5219 | 807.6755
NSW1 | Solar PV | 4.9791 | 5.7841 | 5.5559 | 5.1042 | 7.2693 | 24.0704 | 38.7841 | 47.1545 | 85.5129 | 86.4156 | 84.7963 | 79.8001 | 74.2447 | 68.3796 | 70.2184 | 66.7964 | 63.5032 | 64.1342 | 70.022 | 67.573 | 64.3564 | 78.6925 | 72.679 | 73.2147 | 69.782 | 68.477 | 68.1346 | 72.3256 | 72.9398
NSW1 | Grid Battery | 7.1845e-09 | 1.0328e-08 | 9.8684e-09 | 1.254e-08 | 1.3741e-08 | 1.4249e-08 | 1.8116e-08 | 1.8564e-08 | 0.7145 | 0.69365 | 0.6433 | 0.63122 | 0.58564 | 0.5401 | 0.54549 | 0.52314 | 0.49507 | 0.46361 | 0.70529 | 0.65061 | 1.824 | 1.7302 | 1.627 | 1.6182 | 1.5476 | 1.4403 | 1.3548 | 1.318 | 0.97016
NSW1 | Pumped Hydro | 220.1107 | 584.6865 | 764.9005 | 1072.7732 | 727.2217 | 862.3225 | 980.5659 | 1113.3514 | 795.7163 | 897.8319 | 862.9724 | 1218.8998 | 1082.9468 | 837.5585 | 1015.9338 | 912.89 | 747.5259 | 682.7632 | 781.9486 | 771.8904 | 681.0944 | 750.6753 | 552.0265 | 668.0085 | 684.8667 | 503.0785 | 477.0977 | 476.5729 | 283.3758
NSW1 | VPP | 0.14533 | 0.26446 | 0.3273 | 0.57444 | 0.85812 | 1.0961 | 1.3382 | 1.5669 | 1.7756 | 2.0366 | 2.2993 | 2.635 | 2.8195 | 2.7978 | 2.9621 | 3.0481 | 2.9661 | 2.9272 | 3.0203 | 2.9823 | 3.0021 | 3.0719 | 3.0181 | 3.1269 | 3.0867 | 2.9097 | 2.8086 | 2.8202 | 2.5148
Total excluding storage |  | 210565.7316 | 175660.9808 | 157106.8481 | 172700.5306 | 141763.7555 | 124130.6962 | 106355.7835 | 113279.7992 | 70195.3927 | 65101.6127 | 61425.837 | 44816.2654 | 49975.0631 | 47256.494 | 35449.7063 | 35615.7136 | 38987.5568 | 34038.5632 | 33078.2668 | 29510.4475 | 24268.3891 | 18168.392 | 17327.7791 | 11834.4644 | 11593.2813 | 12279.1237 | 11457.0145 | 12985.2869 | 12148.7181
Region | Technology | 2021-22 | 2022-23 | 2023-24 | 2024-25 | 2025-26 | 2026-27 | 2027-28 | 2028-29 | 2029-30 | 2030-31 | 2031-32 | 2032-33 | 2033-34 | 2034-35 | 2035-36 | 2036-37 | 2037-38 | 2038-39 | 2039-40 | 2040-41 | 2041-42 | 2042-43 | 2043-44 | 2044-45 | 2045-46 | 2046-47 | 2047-48 | 2048-49 | 2049-50
QLD1 | Black Coal | 166472.179 | 145585.9365 | 148391.7353 | 134667.6557 | 130872.8602 | 118686.7414 | 104764.4395 | 98699.4226 | 90381.1034 | 82810.6792 | 77303.318 | 75501.0926 | 77448.3983 | 69656.6064 | 66920.5631 | 59040.4729 | 45264.2659 | 43928.8916 | 39100.3017 | 36639.3844 | 33775.342 | 27600.2031 | 21350.835 | 17167.4022 | 13668.275 | 10811.2849 | 9803.7769 | 9143.2129 | 7784.9141
QLD1 | Brown Coal | 0 | 0 | 0 | 0 | 0 | 0 | 0 | 0 | 0 | 0 | 0 | 0 | 0 | 0 | 0 | 0 | 0 | 0 | 0 | 0 | 0 | 0 | 0 | 0 | 0 | 0 | 0 | 0 | 0
QLD1 | CCGT | 7651.33 | 7312.7191 | 7770.9918 | 8683.9034 | 8087.2066 | 7435.9616 | 7146.8947 | 8680.7539 | 6213.7492 | 6308.6501 | 7116.3643 | 11343.7592 | 13305.8447 | 11683.1018 | 8967.5814 | 7624.3742 | 11414.8565 | 10662.1342 | 8069.7769 | 8094.2364 | 8059.079 | 8467.868 | 7390.0825 | 6811.0229 | 3048.8368 | 2065.03 | 1977.3692 | 1879.553 | 1790.6475
QLD1 | Gas - Steam | 256.9155 | 244.1852 | 462.2995 | 442.5763 | 418.4723 | 401.2708 | 380.6453 | 365.6835 | 345.8187 | 330.9765 | 315.0946 | 299.5502 | 288.7371 | 273.3488 | 262.1458 | 249.6668 | 478.4911 | 493.1854 | 478.6304 | 483.2684 | 464.4523 | 503.113 | 431.4639 | 378.961 | 439.4987 | 0 | 0 | 0 | 0
QLD1 | OCGT / Diesel | 2.1682e-05 | 2.1468e-05 | 2.9226 | 225.8463 | 112.9377 | 174.0198 | 183.867 | 674.2151 | 96.5203 | 207.2674 | 168.9314 | 1215.4293 | 850.6073 | 376.4557 | 472.1039 | 802.0546 | 3056.6032 | 1868.0656 | 2968.8553 | 3002.1064 | 2697.5046 | 3262.5953 | 4547.8461 | 3769.7747 | 3487.4268 | 4112.9916 | 3401.8123 | 3785.4503 | 2311.801
QLD1 | Hydro | 4712.6647 | 4492.9148 | 4295.8018 | 4069.9022 | 3877.8225 | 3697.6646 | 3534.2166 | 3351.5585 | 3191.1862 | 2981.0915 | 2903.0169 | 2753.5166 | 2620.8569 | 2497.1592 | 2384.3276 | 2263.1498 | 810.1591 | 773.9338 | 733.3832 | 697.5987 | 668.54 | 0 | 0 | 0 | 0 | 0 | 0 | 0 | 0
QLD1 | Wind | 5395.2229 | 8638.9927 | 8143.1535 | 7223.6064 | 8174.4562 | 7726.1367 | 7862.3108 | 7242.6722 | 6377.9841 | 6340.4943 | 5402.4803 | 5004.6179 | 4489.0664 | 5040.4394 | 4585.8758 | 4719.5163 | 4523.6191 | 4170.1919 | 4050.6416 | 3261.9354 | 3098.8045 | 2585.9367 | 2430.5272 | 1280.3565 | 1252.6298 | 1138.5476 | 1060.7502 | 988.2453 | 544.4821
QLD1 | Solar PV | 5.1758 | 6.7105 | 6.5231 | 5.9512 | 5.7564 | 5.7532 | 5.5568 | 4.4257 | 4.5781 | 4.5419 | 4.4036 | 4.2646 | 3.8937 | 3.7712 | 3.7787 | 3.4765 | 17.4704 | 17.8936 | 17.7218 | 23.045 | 26.1044 | 43.7705 | 40.9286 | 40.2061 | 37.5873 | 43.6489 | 43.5461 | 42.8862 | 42.7722
QLD1 | Grid Battery | 4.9835e-09 | 0.020577 | 0.021872 | 0.025579 | 0.026127 | 0.024643 | 0.022528 | 0.02137 | 0.019657 | 0.018918 | 0.017599 | 0.066838 | 0.062796 | 0.060714 | 0.057718 | 0.055825 | 2.167 | 2.0913 | 2.0061 | 1.9303 | 1.877 | 1.7812 | 1.7107 | 1.64 | 1.5489 | 2.1318 | 2.1059 | 1.9884 | 1.8347
QLD1 | Pumped Hydro | 218.4603 | 613.0435 | 873.7699 | 2960.125 | 3235.888 | 2724.8002 | 2357.0765 | 2990.2055 | 2127.169 | 2274.4025 | 2152.267 | 2797.4758 | 2514.4355 | 2215.217 | 2296.49 | 2117.3292 | 1294.7145 | 1243.8519 | 1279.8689 | 1283.3627 | 1473.6418 | 1276.2688 | 967.3204 | 1028.038 | 918.3268 | 707.2066 | 629.9937 | 565.0882 | 184.8672
QLD1 | VPP | 0.063173 | 0.10548 | 0.15486 | 0.28281 | 0.44679 | 0.584 | 0.70685 | 0.87454 | 1.0175 | 1.2308 | 1.4409 | 1.6902 | 1.8584 | 1.9508 | 2.0525 | 2.1418 | 1.5537 | 1.628 | 1.6998 | 1.766 | 1.9403 | 1.9758 | 1.9801 | 2.0029 | 1.8022 | 1.4747 | 1.5656 | 1.5408 | 1.0018
Total excluding storage |  | 184493.488 | 166281.4588 | 169073.4275 | 155319.4414 | 151549.5118 | 138127.5481 | 123877.9307 | 119018.7316 | 106610.9401 | 98983.7009 | 93213.6092 | 96122.2304 | 99007.4044 | 89530.8825 | 83596.3762 | 74702.7111 | 65565.4652 | 61914.2961 | 55419.3111 | 52201.5748 | 48789.8269 | 42463.4865 | 36191.6833 | 29447.7235 | 21934.2544 | 18171.503 | 16287.2547 | 15839.3478 | 12474.6169
Region | Technology | 2021-22 | 2022-23 | 2023-24 | 2024-25 | 2025-26 | 2026-27 | 2027-28 | 2028-29 | 2029-30 | 2030-31 | 2031-32 | 2032-33 | 2033-34 | 2034-35 | 2035-36 | 2036-37 | 2037-38 | 2038-39 | 2039-40 | 2040-41 | 2041-42 | 2042-43 | 2043-44 | 2044-45 | 2045-46 | 2046-47 | 2047-48 | 2048-49 | 2049-50
VIC1 | Black Coal | 0 | 0 | 0 | 0 | 0 | 0 | 0 | 0 | 0 | 0 | 0 | 0 | 0 | 0 | 0 | 0 | 0 | 0 | 0 | 0 | 0 | 0 | 0 | 0 | 0 | 0 | 0 | 0 | 0
VIC1 | Brown Coal | 117914.6015 | 106374.819 | 103200.299 | 72801.8797 | 73821.017 | 67923.3685 | 61610.3395 | 58961.6384 | 55045.9412 | 55564.6296 | 52386.0831 | 48989.09 | 48269.4805 | 44542.2345 | 44774.9865 | 40470.2835 | 36522.9855 | 35857.1285 | 29155.5455 | 27936.0842 | 30323.373 | 29319.5315 | 25870.6397 | 23926.3536 | 23291.4428 | 22780.8888 | 14219.4351 | 0 | 0
VIC1 | CCGT | 5.4669e-06 | 5.1604e-06 | 5.1784e-06 | 6.012e-06 | 5.8585e-06 | 5.5542e-06 | 5.4867e-06 | 5.6766e-06 | 5.3705e-06 | 5.1418e-06 | 5.2656e-06 | 7.5766e-06 | 7.3105e-06 | 6.974e-06 | 6.5125e-06 | 6.2392e-06 | 7.2401e-06 | 7.5188e-06 | 8.7532e-06 | 8.2168e-06 | 9.1846e-06 | 9.136e-06 | 8.7356e-06 | 8.0377e-06 | 7.85e-06 | 7.6911e-06 | 7.797e-06 | 1.9026e-05 | 1.778e-05
VIC1 | Gas - Steam | 16.8597 | 6.1722 | 19.0435 | 40.7346 | 13.5511 | 30.9875 | 16.5442 | 38.3094 | 2.4268 | 8.809 | 1.4998 | 29.4715 | 19.3909 | 15.4589 | 33.6605 | 16.7217 | 50.8204 | 26.2535 | 0 | 0 | 0 | 0 | 0 | 0 | 0 | 0 | 0 | 0 | 0
VIC1 | OCGT / Diesel | 71.5051 | 2.1119e-05 | 78.748 | 49.5985 | 18.5542 | 113.94 | 44.7326 | 17.8181 | 1.6699 | 2.3512e-05 | 2.394e-05 | 201.3664 | 41.1603 | 82.8379 | 100.9693 | 28.7336 | 213.994 | 30.1085 | 512.0424 | 300.2135 | 186.6382 | 25.0721 | 633.6159 | 550.5662 | 434.1948 | 334.686 | 116.1506 | 1089.2675 | 1536.5577
VIC1 | Hydro | 18797.4984 | 17969.4076 | 15615.3608 | 18429.4745 | 17899.9753 | 16261.2855 | 15646.217 | 18917.1664 | 14929.2586 | 12173.9667 | 11623.7059 | 10028.9892 | 11916.2823 | 11558.2283 | 10538.7968 | 10057.6758 | 12187.6425 | 9658.9341 | 7868.1177 | 7501.6371 | 6504.5974 | 7669.34 | 7515.0165 | 6789.2971 | 6498.693 | 7849.3017 | 6231.065 | 5063.6729 | 4852.0271
VIC1 | Wind | 27225.2755 | 33181.1959 | 27188.4471 | 26812.564 | 26288.7075 | 25918.7869 | 25438.2959 | 21914.4924 | 21138.6636 | 19547.7738 | 20895.9044 | 17268.6688 | 16776.2267 | 16117.9376 | 16039.5835 | 15532.7911 | 12818.3342 | 11700.7619 | 9987.4844 | 9836.1867 | 8214.7576 | 7690.3366 | 6187.3351 | 5683.7877 | 2898.5992 | 2460.592 | 2146.8557 | 1757.6207 | 568.0722
VIC1 | Solar PV | 2.475 | 2.3463 | 2.3242 | 2.1268 | 1.9257 | 1.9332 | 1.8872 | 1.6859 | 1.6682 | 1.623 | 1.5408 | 1.5266 | 1.3939 | 1.2627 | 1.274 | 1.2356 | 1.1051 | 1.0918 | 6.1437 | 12.0885 | 12.3405 | 10.6401 | 10.2932 | 9.7371 | 9.4675 | 7.9889 | 7.4819 | 12.2043 | 12.1045
VIC1 | Grid Battery | 0.10359 | 0.14811 | 0.14487 | 0.16155 | 0.15228 | 0.14547 | 0.12543 | 0.11291 | 0.092642 | 0.090671 | 0.084079 | 0.087708 | 0.064804 | 0.057977 | 0.05911 | 0.05641 | 0.049893 | 0.046887 | 0.047149 | 0.043172 | 0.015475 | 3.2935e-07 | 3.167e-07 | 3.2637e-07 | 3.1113e-07 | 2.9788e-07 | 2.9477e-07 | 0.014182 | 0.013283
VIC1 | Pumped Hydro | 0 | 0 | 9.2231e-09 | 1.0473e-08 | 1.0006e-08 | 1.0322e-08 | 9.502e-09 | 9.4368e-09 | 8.9449e-09 | 9.0001e-09 | 9.235e-09 | 1.5334e-08 | 1.4163e-08 | 1.3315e-08 | 1.3532e-08 | 1.3037e-08 | 1.4947e-08 | 1.5051e-08 | 2.6701e-08 | 2.5902e-08 | 8.06e-08 | 7.7214e-08 | 7.0323e-08 | 9.5458e-08 | 9.1039e-08 | 8.3912e-08 | 8.0316e-08 | 0.76488 | 0.69688
VIC1 | VPP | 0.093246 | 0.15689 | 0.22033 | 0.37778 | 0.55133 | 0.76052 | 0.88358 | 1.1125 | 1.2723 | 1.5296 | 1.8362 | 2.3164 | 2.4706 | 2.4662 | 2.6934 | 2.7732 | 2.6679 | 2.6925 | 2.7759 | 2.7956 | 2.9097 | 2.8757 | 2.7305 | 2.9814 | 2.9749 | 2.7625 | 2.6845 | 2.6662 | 2.3555
Total excluding storage |  | 164028.2152 | 157533.9411 | 146104.2226 | 118136.3781 | 118043.7307 | 110250.3016 | 102758.0164 | 99851.1105 | 91119.6284 | 87296.802 | 84908.734 | 76519.1126 | 77023.9345 | 72317.9599 | 71489.2705 | 66107.4413 | 61794.8818 | 57274.2783 | 47529.3337 | 45586.21 | 45241.7067 | 44714.9203 | 40216.9004 | 36959.7417 | 33132.3974 | 33433.4574 | 22720.9884 | 7922.7654 | 6968.7616
Region | Technology | 2021-22 | 2022-23 | 2023-24 | 2024-25 | 2025-26 | 2026-27 | 2027-28 | 2028-29 | 2029-30 | 2030-31 | 2031-32 | 2032-33 | 2033-34 | 2034-35 | 2035-36 | 2036-37 | 2037-38 | 2038-39 | 2039-40 | 2040-41 | 2041-42 | 2042-43 | 2043-44 | 2044-45 | 2045-46 | 2046-47 | 2047-48 | 2048-49 | 2049-50
SA1 | Black Coal | 0 | 0 | 0 | 0 | 0 | 0 | 0 | 0 | 0 | 0 | 0 | 0 | 0 | 0 | 0 | 0 | 0 | 0 | 0 | 0 | 0 | 0 | 0 | 0 | 0 | 0 | 0 | 0 | 0
SA1 | Brown Coal | 0 | 0 | 0 | 0 | 0 | 0 | 0 | 0 | 0 | 0 | 0 | 0 | 0 | 0 | 0 | 0 | 0 | 0 | 0 | 0 | 0 | 0 | 0 | 0 | 0 | 0 | 0 | 0 | 0
SA1 | CCGT | 7746.9885 | 7360.4578 | 3624.1715 | 2726.8538 | 2577.2178 | 2464.4862 | 2345.8352 | 2256.2552 | 2140.256 | 2037.5812 | 1938.5674 | 2461.5085 | 2509.222 | 3711.4405 | 1616.31 | 1535.0439 | 8.7817e-06 | 8.4877e-06 | 9.8361e-06 | 9.1823e-06 | 1.1229e-05 | 1.1169e-05 | 1.1306e-05 | 1.0502e-05 | 1.0299e-05 | 1.0138e-05 | 9.7623e-06 | 1.4646e-05 | 1.3614e-05
SA1 | Gas - Steam | 1436.942 | 1412.6232 | 1299.6714 | 157.9995 | 148.4478 | 141.8003 | 134.1657 | 130.0354 | 122.2041 | 116.7257 | 111.183 | 146.3848 | 103.2967 | 234.5284 | 0 | 0 | 0 | 0 | 0 | 0 | 0 | 0 | 0 | 0 | 0 | 0 | 0 | 0 | 0
SA1 | OCGT / Diesel | 478.224 | 243.1272 | 922.8069 | 140.2491 | 79.4077 | 249.3681 | 88.5449 | 170.0234 | 11.5528 | 27.2936 | 31.1999 | 649.2341 | 486.259 | 1369.1736 | 526.7977 | 458.3771 | 1509.7914 | 1768.9239 | 2487.9278 | 2434.9631 | 1587.4411 | 2269.9919 | 3206.901 | 387.8559 | 294.5446 | 458.0501 | 486.8418 | 965.2977 | 967.7786
SA1 | Hydro | 0 | 0 | 0 | 0 | 0 | 0 | 0 | 0 | 0 | 0 | 0 | 0 | 0 | 0 | 0 | 0 | 0 | 0 | 0 | 0 | 0 | 0 | 0 | 0 | 0 | 0 | 0 | 0 | 0
SA1 | Wind | 15792.6168 | 17014.9548 | 14363.3559 | 15137.8684 | 14176.2385 | 14810.3315 | 13997.1603 | 12563.0098 | 11251.1337 | 10361.7982 | 10438.1547 | 8457.2531 | 8006.0367 | 7303.891 | 6932.6753 | 5905.1337 | 5143.2996 | 4544.4703 | 3407.7736 | 3187.849 | 2851.5667 | 2691.2989 | 1865.9944 | 2061.0433 | 1250.5889 | 1075.6643 | 1027.1073 | 837.5976 | 638.692
SA1 | Solar PV | 0.88216 | 0.9802 | 0.9417 | 0.86504 | 0.80469 | 0.78615 | 0.77342 | 0.70164 | 0.69789 | 0.67175 | 0.64397 | 0.62414 | 0.5671 | 0.52772 | 0.51627 | 0.50631 | 0.45989 | 0.4577 | 0.63912 | 2.6463 | 4.308 | 6.1459 | 6.1412 | 5.6976 | 5.4949 | 4.8159 | 4.3165 | 3.6813 | 3.8592
SA1 | Grid Battery | 0.093642 | 0.090021 | 0.093227 | 0.092392 | 0.086344 | 0.0809 | 0.070285 | 0.064958 | 0.056506 | 0.052061 | 0.047907 | 0.049065 | 0.045345 | 0.032865 | 0.032492 | 0.030951 | 0.028703 | 0.026984 | 0.026409 | 0.024451 | 0.86131 | 0.82633 | 0.77712 | 0.76153 | 0.73157 | 0.68067 | 0.63528 | 0.60055 | 0.54988
SA1 | Pumped Hydro | 0 | 0 | 7.348e-09 | 6.7875e-09 | 6.3731e-09 | 6.4102e-09 | 6.1052e-09 | 6.1845e-09 | 5.9591e-09 | 6.0557e-09 | 6.0583e-09 | 8.2695e-09 | 7.7607e-09 | 7.3234e-09 | 7.3989e-09 | 8.7475e-09 | 8.687e-09 | 8.5287e-09 | 1.0092e-08 | 9.7835e-09 | 1.2628e-08 | 1.2129e-08 | 1.1422e-08 | 1.4313e-08 | 1.354e-08 | 1.2623e-08 | 1.22e-08 | 1.327e-08 | 1.2785e-08
SA1 | VPP | 0.096687 | 0.16355 | 0.21122 | 0.25435 | 0.32929 | 0.42551 | 0.47916 | 0.54528 | 0.58003 | 0.64926 | 0.75025 | 0.86904 | 0.91705 | 0.8955 | 0.94354 | 0.94533 | 0.92992 | 0.91427 | 0.91155 | 0.91077 | 0.79788 | 0.79984 | 0.78279 | 0.80433 | 0.81081 | 0.73171 | 0.70079 | 0.67001 | 0.55743
Total excluding storage |  | 25455.6535 | 26032.1432 | 20210.9474 | 18163.8359 | 16982.1166 | 17666.7722 | 16566.4795 | 15120.0254 | 13525.8444 | 12544.0704 | 12519.749 | 11715.0046 | 11105.3816 | 12619.5612 | 9076.2992 | 7899.0611 | 6653.5509 | 6313.8519 | 5896.3406 | 5625.4584 | 4443.3158 | 4967.4367 | 5079.0366 | 2454.5968 | 1550.6284 | 1538.5303 | 1518.2657 | 1806.5766 | 1610.3299
Region | Technology | 2021-22 | 2022-23 | 2023-24 | 2024-25 | 2025-26 | 2026-27 | 2027-28 | 2028-29 | 2029-30 | 2030-31 | 2031-32 | 2032-33 | 2033-34 | 2034-35 | 2035-36 | 2036-37 | 2037-38 | 2038-39 | 2039-40 | 2040-41 | 2041-42 | 2042-43 | 2043-44 | 2044-45 | 2045-46 | 2046-47 | 2047-48 | 2048-49 | 2049-50
TAS1 | Black Coal | 0 | 0 | 0 | 0 | 0 | 0 | 0 | 0 | 0 | 0 | 0 | 0 | 0 | 0 | 0 | 0 | 0 | 0 | 0 | 0 | 0 | 0 | 0 | 0 | 0 | 0 | 0 | 0 | 0
TAS1 | Brown Coal | 0 | 0 | 0 | 0 | 0 | 0 | 0 | 0 | 0 | 0 | 0 | 0 | 0 | 0 | 0 | 0 | 0 | 0 | 0 | 0 | 0 | 0 | 0 | 0 | 0 | 0 | 0 | 0 | 0
TAS1 | CCGT | 4.9792e-06 | 4.7045e-06 | 4.7184e-06 | 4.5388e-06 | 4.3463e-06 | 4.2778e-06 | 4.4828e-06 | 4.5861e-06 | 4.4838e-06 | 4.388e-06 | 4.37e-06 | 5.4251e-06 | 5.2162e-06 | 4.9688e-06 | 4.6936e-06 | 4.5034e-06 | 4.8787e-06 | 4.8501e-06 | 5.29e-06 | 4.979e-06 | 5.1703e-06 | 5.0075e-06 | 4.8111e-06 | 4.4594e-06 | 4.3015e-06 | 4.5652e-06 | 4.4586e-06 | 6.1495e-06 | 5.8231e-06
TAS1 | Gas - Steam | 0 | 0 | 0 | 0 | 0 | 0 | 0 | 0 | 0 | 0 | 0 | 0 | 0 | 0 | 0 | 0 | 0 | 0 | 0 | 0 | 0 | 0 | 0 | 0 | 0 | 0 | 0 | 0 | 0
TAS1 | OCGT / Diesel | 6.1471e-06 | 5.7172e-06 | 5.745e-06 | 5.6024e-06 | 5.4539e-06 | 5.5497e-06 | 5.7071e-06 | 5.854e-06 | 5.7919e-06 | 5.6561e-06 | 5.686e-06 | 10.8455 | 2.3583 | 3.3425 | 6.5975 | 1.527 | 15.593 | 6.8741 | 8.1735 | 1.1999 | 4.1703 | 4.4793e-06 | 5.7769 | 6.364 | 2.8458 | 3.5688 | 2.0309 | 30.6697 | 21.084
TAS1 | Hydro | 53490.6089 | 50950.3928 | 48614.1327 | 55543.2434 | 53140.8631 | 43260.049 | 51168.1256 | 51561.2748 | 45602.0052 | 38310.0471 | 37126.2365 | 39897.3346 | 39083.5716 | 37431.2271 | 32480.5863 | 29222.6405 | 31591.2383 | 28629.6878 | 24297.8712 | 24185.209 | 20403.2564 | 22020.0787 | 21943.1449 | 19203.6886 | 19580.7379 | 19942.929 | 17535.6413 | 16343.2916 | 15203.6436
TAS1 | Wind | 3344.9436 | 3864.5276 | 3332.4718 | 3207.6475 | 3265.4541 | 3175.087 | 3082.4305 | 2488.3718 | 2342.9221 | 1982.1819 | 2276.1674 | 1896.742 | 1886.9404 | 1850.7769 | 1715.6305 | 1716.8554 | 1420.2398 | 1386.7588 | 1105.7115 | 1210.0833 | 1129.1259 | 1062.0643 | 980.628 | 754.6455 | 782.1806 | 612.3524 | 566.0163 | 425.2784 | 420.8831
TAS1 | Solar PV | 2.1228e-09 | 3.4261e-09 | 4.5887e-09 | 8.4451e-09 | 8.6124e-09 | 1.0115e-08 | 9.0402e-09 | 8.8189e-09 | 1.0003e-08 | 1.1329e-08 | 1.0928e-08 | 1.1424e-08 | 1.3331e-08 | 1.1297e-08 | 1.1571e-08 | 1.0681e-08 | 1.0564e-08 | 1.0545e-08 | 1.2336e-08 | 2.1602e-08 | 2.117e-08 | 2.0223e-08 | 1.6872e-08 | 1.6665e-08 | 1.5461e-08 | 1.4828e-08 | 1.4793e-08 | 1.3914e-08 | 1.3508e-08
TAS1 | Grid Battery | 4.8323e-09 | 6.7076e-09 | 6.3104e-09 | 7.1605e-09 | 9.5061e-09 | 9.1447e-09 | 1.0611e-08 | 1.1394e-08 | 1.3329e-08 | 1.3451e-08 | 1.4414e-08 | 1.9815e-08 | 1.8874e-08 | 1.9028e-08 | 1.92e-08 | 1.8371e-08 | 1.7313e-08 | 1.6748e-08 | 2.3506e-08 | 2.4551e-08 | 2.4824e-08 | 2.3068e-08 | 2.3742e-08 | 2.4107e-08 | 2.1732e-08 | 2.0888e-08 | 2.0386e-08 | 2.9467e-08 | 2.9637e-08
TAS1 | Pumped Hydro | 0 | 0 | 1.7708e-08 | 1.7591e-08 | 1.8673e-08 | 1.8862e-08 | 2.0543e-08 | 2.0444e-08 | 2.1728e-08 | 2.3297e-08 | 2.6698e-08 | 0.030561 | 0.028091 | 0.026816 | 0.026899 | 0.22047 | 0.59743 | 0.72058 | 1.0738 | 1.0253 | 1.1665 | 1.1937 | 1.0993 | 1.0581 | 1.026 | 0.90773 | 0.91066 | 0.90928 | 0.76422
TAS1 | VPP | 0.0023034 | 0.0069439 | 0.0046232 | 0.0085881 | 0.021442 | 0.032833 | 0.07301 | 0.084056 | 0.097715 | 0.1176 | 0.14611 | 0.18425 | 0.19089 | 0.19039 | 0.21554 | 0.21693 | 0.19484 | 0.19011 | 0.18923 | 0.19833 | 0.20032 | 0.19327 | 0.18236 | 0.18998 | 0.192 | 0.17419 | 0.16053 | 0.16861 | 0.14181
Total excluding storage |  | 56835.5525 | 54814.9203 | 51946.6045 | 58750.891 | 56406.3172 | 46435.1361 | 54250.5561 | 54049.6466 | 47944.9274 | 40292.229 | 39402.404 | 41804.9221 | 40972.8703 | 39285.3464 | 34202.8143 | 30941.0229 | 33027.0711 | 30023.3207 | 25411.7562 | 25396.4921 | 21536.5526 | 23082.143 | 22929.5498 | 19964.6981 | 20365.7643 | 20558.8502 | 18103.6886 | 16799.2398 | 15645.6107
Explicitly modelled pumping
Region | Technology | 2021-22 | 2022-23 | 2023-24 | 2024-25 | 2025-26 | 2026-27 | 2027-28 | 2028-29 | 2029-30 | 2030-31 | 2031-32 | 2032-33 | 2033-34 | 2034-35 | 2035-36 | 2036-37 | 2037-38 | 2038-39 | 2039-40 | 2040-41 | 2041-42 | 2042-43 | 2043-44 | 2044-45 | 2045-46 | 2046-47 | 2047-48 | 2048-49 | 2049-50
NEM | Grid Battery pump | 0.24278 | 0.32017 | 0.32011 | 0.34568 | 0.32631 | 0.30988 | 0.27008 | 0.24535 | 0.2086 | 0.19939 | 0.18507 | 0.18942 | 0.15584 | 0.13072 | 0.13094 | 0.12508 | 0.10976 | 0.10409 | 0.10286 | 0.083749 | 0.044679 | 0.025031 | 0.023118 | 0.023765 | 0.023336 | 0.020402 | 0.019295 | 0.018173 | 0.015719
NEM | Pumped Hydro Pump | 1203.3908 | 3779.8236 | 4713.8805 | 11181.9895 | 9429.4147 | 8781.1012 | 8338.2721 | 9898.9893 | 7423.6185 | 7915.5665 | 8527.3606 | 11374.3288 | 10576.2288 | 8989.9716 | 10532.3299 | 9334.9212 | 7814.9461 | 6753.4197 | 7580.926 | 7451.6155 | 7103.1951 | 7518.8938 | 6941.8122 | 7038.7569 | 7194.0188 | 5919.2107 | 5504.6671 | 5927.3675 | 4021.021
NEM | VPP pump | 0.47148 | 0.82229 | 1.0786 | 1.7636 | 2.5958 | 3.4102 | 4.1025 | 4.9143 | 5.5804 | 6.546 | 7.6325 | 9.0414 | 9.7111 | 9.7752 | 10.4204 | 10.7362 | 9.7951 | 9.8331 | 10.0924 | 10.2082 | 10.3925 | 10.5024 | 10.2152 | 10.7125 | 10.4475 | 9.4586 | 9.3338 | 9.2389 | 7.726
Region | Technology | 2021-22 | 2022-23 | 2023-24 | 2024-25 | 2025-26 | 2026-27 | 2027-28 | 2028-29 | 2029-30 | 2030-31 | 2031-32 | 2032-33 | 2033-34 | 2034-35 | 2035-36 | 2036-37 | 2037-38 | 2038-39 | 2039-40 | 2040-41 | 2041-42 | 2042-43 | 2043-44 | 2044-45 | 2045-46 | 2046-47 | 2047-48 | 2048-49 | 2049-50
NSW1 | Grid Battery pump | 0 | 0 | 0 | 0 | 0 | 0 | 0 | 0 | 0 | 0 | 0 | 0 | 0 | 0 | 0 | 0 | 0 | 0 | 0 | 0 | 0 | 0 | 0 | 0 | 0 | 0 | 0 | 0 | 0
NSW1 | Pumped Hydro Pump | 900.5042 | 2883.7225 | 3478.0127 | 6960.044 | 4800.7972 | 4893.84 | 4964.7273 | 5632.9723 | 4384.5235 | 4666.1437 | 5450.0826 | 7380.0643 | 6983.962 | 5824.7296 | 7251.8594 | 6309.964 | 5956.2842 | 4987.1503 | 5753.3526 | 5610.438 | 4999.1841 | 5699.8022 | 5571.2348 | 5573.6073 | 5885.3257 | 4905.699 | 4612.8107 | 5118.9481 | 3766.4676
NSW1 | VPP pump | 0.17099 | 0.31186 | 0.38436 | 0.67584 | 1.0096 | 1.2896 | 1.5769 | 1.8409 | 2.089 | 2.3961 | 2.7123 | 3.093 | 3.3172 | 3.2994 | 3.4772 | 3.5862 | 3.499 | 3.444 | 3.544 | 3.5186 | 3.5299 | 3.6084 | 3.5491 | 3.6789 | 3.64 | 3.415 | 3.313 | 3.3095 | 2.9587
Region | Technology | 2021-22 | 2022-23 | 2023-24 | 2024-25 | 2025-26 | 2026-27 | 2027-28 | 2028-29 | 2029-30 | 2030-31 | 2031-32 | 2032-33 | 2033-34 | 2034-35 | 2035-36 | 2036-37 | 2037-38 | 2038-39 | 2039-40 | 2040-41 | 2041-42 | 2042-43 | 2043-44 | 2044-45 | 2045-46 | 2046-47 | 2047-48 | 2048-49 | 2049-50
QLD1 | Grid Battery pump | 0 | 0.025395 | 0.026923 | 0.031581 | 0.032276 | 0.030406 | 0.027828 | 0.02637 | 0.024269 | 0.023357 | 0.021784 | 0.020826 | 0.019869 | 0.018612 | 0.017841 | 0.017221 | 0.012727 | 0.012592 | 0.012337 | 0 | 0 | 0 | 0 | 0 | 0 | 0 | 0 | 0 | 0
QLD1 | Pumped Hydro Pump | 302.8866 | 896.1011 | 1235.8678 | 4221.9455 | 4628.6175 | 3887.2612 | 3373.5448 | 4266.017 | 3039.095 | 3249.4228 | 3077.278 | 3994.2645 | 3592.2668 | 3165.242 | 3280.4705 | 3024.9572 | 1858.6619 | 1766.2694 | 1827.5734 | 1841.1775 | 2104.011 | 1819.0916 | 1370.5774 | 1465.1496 | 1308.6931 | 1013.5117 | 891.8564 | 808.4194 | 254.5534
QLD1 | VPP pump | 0.074325 | 0.1244 | 0.1819 | 0.33273 | 0.52615 | 0.6866 | 0.83248 | 1.028 | 1.1971 | 1.448 | 1.6992 | 1.9846 | 2.1864 | 2.2987 | 2.4112 | 2.5199 | 1.8339 | 1.9102 | 1.9991 | 2.0832 | 2.2774 | 2.3298 | 2.3302 | 2.3551 | 2.116 | 1.7404 | 1.8366 | 1.8183 | 1.1733
Region | Technology | 2021-22 | 2022-23 | 2023-24 | 2024-25 | 2025-26 | 2026-27 | 2027-28 | 2028-29 | 2029-30 | 2030-31 | 2031-32 | 2032-33 | 2033-34 | 2034-35 | 2035-36 | 2036-37 | 2037-38 | 2038-39 | 2039-40 | 2040-41 | 2041-42 | 2042-43 | 2043-44 | 2044-45 | 2045-46 | 2046-47 | 2047-48 | 2048-49 | 2049-50
VIC1 | Grid Battery pump | 0.12746 | 0.18337 | 0.17835 | 0.19992 | 0.18754 | 0.1796 | 0.15526 | 0.13899 | 0.11438 | 0.11194 | 0.10414 | 0.10802 | 0.079987 | 0.071537 | 0.072979 | 0.069646 | 0.0616 | 0.05809 | 0.058012 | 0.053476 | 0.018932 | 0 | 0 | 0 | 0 | 0 | 0 | 0 | 0
VIC1 | Pumped Hydro Pump | 0 | 0 | 0 | 0 | 0 | 0 | 0 | 0 | 0 | 0 | 0 | 0 | 0 | 0 | 0 | 0 | 0 | 0 | 0 | 0 | 0 | 0 | 0 | 0 | 0 | 0 | 0 | 0 | 0
VIC1 | VPP pump | 0.10971 | 0.185 | 0.25881 | 0.44533 | 0.64778 | 0.89476 | 1.0419 | 1.3064 | 1.4969 | 1.7996 | 2.1663 | 2.7236 | 2.905 | 2.8989 | 3.1689 | 3.2628 | 3.1389 | 3.1766 | 3.2571 | 3.2983 | 3.4141 | 3.3929 | 3.2029 | 3.5077 | 3.5096 | 3.2406 | 3.1677 | 3.1276 | 2.7713
Region | Technology | 2021-22 | 2022-23 | 2023-24 | 2024-25 | 2025-26 | 2026-27 | 2027-28 | 2028-29 | 2029-30 | 2030-31 | 2031-32 | 2032-33 | 2033-34 | 2034-35 | 2035-36 | 2036-37 | 2037-38 | 2038-39 | 2039-40 | 2040-41 | 2041-42 | 2042-43 | 2043-44 | 2044-45 | 2045-46 | 2046-47 | 2047-48 | 2048-49 | 2049-50
SA1 | Grid Battery pump | 0.11532 | 0.11141 | 0.11483 | 0.11418 | 0.10649 | 0.09988 | 0.086985 | 0.079989 | 0.069949 | 0.064091 | 0.059148 | 0.060576 | 0.055985 | 0.040576 | 0.040116 | 0.038213 | 0.035438 | 0.03341 | 0.03251 | 0.030274 | 0.025748 | 0.025031 | 0.023118 | 0.023765 | 0.023336 | 0.020402 | 0.019295 | 0.018173 | 0.015719
SA1 | Pumped Hydro Pump | 0 | 0 | 0 | 0 | 0 | 0 | 0 | 0 | 0 | 0 | 0 | 0 | 0 | 0 | 0 | 0 | 0 | 0 | 0 | 0 | 0 | 0 | 0 | 0 | 0 | 0 | 0 | 0 | 0
SA1 | VPP pump | 0.11375 | 0.19282 | 0.2481 | 0.2995 | 0.38716 | 0.50062 | 0.565 | 0.64027 | 0.68242 | 0.76387 | 0.88268 | 1.023 | 1.0784 | 1.0536 | 1.1101 | 1.1122 | 1.0941 | 1.0784 | 1.0697 | 1.0743 | 0.93594 | 0.94386 | 0.91817 | 0.94759 | 0.9554 | 0.8582 | 0.82709 | 0.78572 | 0.65585
Region | Technology | 2021-22 | 2022-23 | 2023-24 | 2024-25 | 2025-26 | 2026-27 | 2027-28 | 2028-29 | 2029-30 | 2030-31 | 2031-32 | 2032-33 | 2033-34 | 2034-35 | 2035-36 | 2036-37 | 2037-38 | 2038-39 | 2039-40 | 2040-41 | 2041-42 | 2042-43 | 2043-44 | 2044-45 | 2045-46 | 2046-47 | 2047-48 | 2048-49 | 2049-50
TAS1 | Grid Battery pump | 0 | 0 | 0 | 0 | 0 | 0 | 0 | 0 | 0 | 0 | 0 | 0 | 0 | 0 | 0 | 0 | 0 | 0 | 0 | 0 | 0 | 0 | 0 | 0 | 0 | 0 | 0 | 0 | 0
TAS1 | Pumped Hydro Pump | 0 | 0 | 0 | 0 | 0 | 0 | 0 | 0 | 0 | 0 | 0 | 0 | 0 | 0 | 0 | 0 | 0 | 0 | 0 | 0 | 0 | 0 | 0 | 0 | 0 | 0 | 0 | 0 | 0
TAS1 | VPP pump | 0.0027103 | 0.0082127 | 0.0053988 | 0.010189 | 0.025146 | 0.038624 | 0.086138 | 0.098653 | 0.11497 | 0.13837 | 0.17191 | 0.2173 | 0.22407 | 0.22458 | 0.253 | 0.25523 | 0.22924 | 0.22382 | 0.22249 | 0.23377 | 0.23526 | 0.22739 | 0.21482 | 0.22324 | 0.22652 | 0.20432 | 0.18947 | 0.19778 | 0.16684

## Marinus_FOM Cost
FOM cost by technology ($000s) - Marinus Link, Fast Change Scenario
FOM | Real June 2020 dollars discounted to 1 July 2020. For new entrant capacity, the FOM is incurred annually in modelling. For existing capacity, FOM is considered to be a sunk cost, since the fixed retirement dates are assumed to be the same in the Base Case and the case with Marinus Link. As such, early retirements are presented as an annual FOM saving, or negative cost, that continues until the assumed fixed date retirement.
Explicitly modelled generation
Region | Technology | 2021-22 | 2022-23 | 2023-24 | 2024-25 | 2025-26 | 2026-27 | 2027-28 | 2028-29 | 2029-30 | 2030-31 | 2031-32 | 2032-33 | 2033-34 | 2034-35 | 2035-36 | 2036-37 | 2037-38 | 2038-39 | 2039-40 | 2040-41 | 2041-42 | 2042-43 | 2043-44 | 2044-45 | 2045-46 | 2046-47 | 2047-48 | 2048-49 | 2049-50
NEM | Black Coal | 0 | 0 | 0 | -95565.697 | -43623.3699 | 139692.419 | -69973.1544 | -183647.145 | -194926.419 | -185998.4913 | 205482.2884 | 329677.1522 | 183778.535 | -112051.8023 | -6399.8998 | -0.0027323 | -0.00075463 | -0.00072007 | -0.00068893 | -0.00065554 | 239835.4414 | 0 | 0 | 0 | 0 | 0 | 0 | 0 | 0
NEM | Brown Coal | 0 | 0 | 0 | -147738.3607 | -140971.7182 | -159866.8577 | 151885.0858 | 434833.5618 | -105352.1731 | -68541.0577 | -32788.3754 | -0.0047099 | -0.0044942 | -0.0042883 | -0.0041029 | -0.003904 | 190672.8148 | 363063.5478 | -0.0034008 | -0.003236 | -0.0030878 | -0.0029464 | -0.0028189 | -0.0026823 | -0.0025595 | -0.0024422 | -0.0018048 | 0 | 0
NEM | CCGT | 1.4622e-05 | 1.3953e-05 | 1.3349e-05 | 1.2702e-05 | 1.212e-05 | 1.1565e-05 | 1.1065e-05 | 1.0529e-05 | 1.0047e-05 | 9.5864e-06 | 9.1718e-06 | 1.5701e-05 | 1.4982e-05 | 1.4296e-05 | 1.3677e-05 | 1.3014e-05 | 2.0937e-05 | 1.9978e-05 | 2.485e-05 | 2.3645e-05 | 2.5599e-05 | 2.5787e-05 | 2.4671e-05 | 2.3476e-05 | 2.24e-05 | 2.2723e-05 | 2.174e-05 | 3.4367e-05 | 3.2793e-05
NEM | Gas - Steam | 0 | 0 | 0 | 0 | 0 | 0 | 0 | 0 | 0 | 0 | 0 | 0 | 0 | 0 | 0 | 0 | 0 | 0 | 0 | 0 | 0 | 0 | 0 | 0 | 0 | 0 | 0 | 0 | 0
NEM | OCGT / Diesel | 6.1152e-05 | 5.8351e-05 | 5.5827e-05 | 5.3121e-05 | 5.0688e-05 | 4.8367e-05 | 4.6275e-05 | 4.4032e-05 | 4.2015e-05 | 4.0091e-05 | 3.8357e-05 | 5.2522e-05 | 5.0117e-05 | 4.7821e-05 | 4.5753e-05 | 4.3535e-05 | 7.2628e-05 | 6.9301e-05 | 1663.8986 | 1583.2499 | 1510.7346 | 1441.5407 | 1379.1959 | 5651.6905 | 7178.978 | 11303.2081 | 10814.3587 | 14447.4107 | 13785.6972
NEM | Hydro | 0 | 0 | 0 | 0 | 0 | 0 | 0 | 0 | 0 | 0 | 0 | 0 | 0 | 0 | 0 | 0 | 0 | 0 | 0 | 0 | 0 | 0 | 0 | 0 | 0 | 0 | 0 | 0 | 0
NEM | Wind | 14613.4421 | 33101.4935 | 53095.9726 | 71213.6426 | 86945.3494 | 87494.2375 | 99769.6274 | 110167.0653 | 185969.4446 | 179711.389 | 174062.7207 | 214604.3518 | 204775.145 | 206686.7048 | 204205.617 | 210474.4832 | 244148.0056 | 244517.7946 | 241561.0177 | 231290.954 | 238014.9948 | 245976.5873 | 244171.2691 | 234973.7621 | 236717.1606 | 243400.6406 | 256326.2526 | 255505.2916 | 258705.7144
NEM | Solar PV | 8.5698e-05 | 0.00014027 | 0.00013421 | 0.00026418 | 2134.9303 | 14233.6761 | 25189.4134 | 36418.5691 | 67915.1392 | 64804.5221 | 62001.8086 | 58996.5973 | 56294.4631 | 53716.0907 | 51392.9379 | 48901.9355 | 64807.0911 | 63424.9165 | 69452.9633 | 77139.7441 | 78483.5699 | 109502.7405 | 104873.2658 | 99790.0859 | 95219.5476 | 107613.4616 | 105617.1711 | 108508.0725 | 109443.1049
NEM | Grid Battery | 7.4578e-05 | 0.00010929 | 0.00010456 | 0.00012722 | 0.00016661 | 0.00016701 | 0.00021242 | 0.00023926 | 5920.3379 | 5649.1773 | 5404.8576 | 5443.9523 | 5194.611 | 4956.6899 | 4742.3193 | 4512.4604 | 20527.0203 | 19586.8514 | 20559.2014 | 19562.7023 | 33781.1468 | 32233.9187 | 30839.8426 | 29345.0434 | 28000.9956 | 32929.0489 | 31504.9093 | 30074.9123 | 28697.4354
NEM | Pumped Hydro | 0 | 0 | 0.0001376 | 0.00014764 | 0.00014475 | 0.00014115 | 0.00014478 | 0.00014848 | 20455.4142 | 19518.525 | 18674.3736 | 17859.1433 | 17041.1672 | 16260.6557 | 15557.403 | 15353.1034 | 18434.6871 | 18060.1573 | 18511.9073 | 17614.64 | 17576.9712 | 23257.5966 | 22251.735 | 21173.1993 | 20203.4344 | 21301.854 | 20380.5758 | 21589.2956 | 25954.778
NEM | VPP | 0 | 0 | 0 | 0 | 0 | 0 | 0 | 0 | 0 | 0 | 0 | 0 | 0 | 0 | 0 | 0 | 0 | 0 | 0 | 0 | 0 | 0 | 0 | 0 | 0 | 0 | 0 | 0 | 0
Total excluding storage |  | 14613.4422 | 33101.4937 | 53095.9728 | -172090.4148 | -95514.8083 | 81553.475 | 206870.9723 | 397772.0512 | -46394.0083 | -10023.6379 | 408758.4424 | 603278.0967 | 444848.1387 | 148350.989 | 249198.651 | 259376.4121 | 499627.9108 | 671006.2582 | 312677.8756 | 310013.9441 | 557844.7377 | 356920.8656 | 350423.728 | 340415.5358 | 339115.6836 | 362317.3078 | 372757.7806 | 378460.7748 | 381934.5165
Region | Technology | 2021-22 | 2022-23 | 2023-24 | 2024-25 | 2025-26 | 2026-27 | 2027-28 | 2028-29 | 2029-30 | 2030-31 | 2031-32 | 2032-33 | 2033-34 | 2034-35 | 2035-36 | 2036-37 | 2037-38 | 2038-39 | 2039-40 | 2040-41 | 2041-42 | 2042-43 | 2043-44 | 2044-45 | 2045-46 | 2046-47 | 2047-48 | 2048-49 | 2049-50
NSW1 | Black Coal | 0 | 0 | 0 | -21741.8738 | 26819.2095 | -114618.5161 | -121344.7722 | -115463.2227 | -129865.4244 | -123917.3897 | -118558.1196 | 225334.0417 | -63501.6099 | -60593.1392 | -0.00053127 | -0.00050552 | -0.00048236 | -0.00046027 | -0.00044036 | -0.00041902 | -0.00039983 | 0 | 0 | 0 | 0 | 0 | 0 | 0 | 0
NSW1 | Brown Coal | 0 | 0 | 0 | 0 | 0 | 0 | 0 | 0 | 0 | 0 | 0 | 0 | 0 | 0 | 0 | 0 | 0 | 0 | 0 | 0 | 0 | 0 | 0 | 0 | 0 | 0 | 0 | 0 | 0
NSW1 | CCGT | 3.1613e-06 | 3.0165e-06 | 2.886e-06 | 2.7461e-06 | 2.6203e-06 | 2.5003e-06 | 2.3922e-06 | 2.2762e-06 | 2.172e-06 | 2.0725e-06 | 1.9829e-06 | 3.842e-06 | 3.666e-06 | 3.4981e-06 | 3.3468e-06 | 3.1846e-06 | 6.9207e-06 | 6.6037e-06 | 7.2547e-06 | 6.9031e-06 | 7.5306e-06 | 7.1857e-06 | 6.875e-06 | 6.5417e-06 | 6.2421e-06 | 6.4618e-06 | 6.1824e-06 | 1.0421e-05 | 9.9436e-06
NSW1 | Gas - Steam | 0 | 0 | 0 | 0 | 0 | 0 | 0 | 0 | 0 | 0 | 0 | 0 | 0 | 0 | 0 | 0 | 0 | 0 | 0 | 0 | 0 | 0 | 0 | 0 | 0 | 0 | 0 | 0 | 0
NSW1 | OCGT / Diesel | 1.2664e-05 | 1.2084e-05 | 1.1562e-05 | 1.1001e-05 | 1.0497e-05 | 1.0017e-05 | 9.5833e-06 | 9.1188e-06 | 8.7012e-06 | 8.3027e-06 | 7.9436e-06 | 1.1108e-05 | 1.0599e-05 | 1.0114e-05 | 9.6766e-06 | 9.2076e-06 | 3.3777e-05 | 3.223e-05 | 4.544e-05 | 4.3238e-05 | 4.1258e-05 | 3.9368e-05 | 3.7665e-05 | 3537.2593 | 3375.2475 | 3220.656 | 3081.3667 | 6148.3562 | 5866.7521
NSW1 | Hydro | 0 | 0 | 0 | 0 | 0 | 0 | 0 | 0 | 0 | 0 | 0 | 0 | 0 | 0 | 0 | 0 | 0 | 0 | 0 | 0 | 0 | 0 | 0 | 0 | 0 | 0 | 0 | 0 | 0
NSW1 | Wind | 0.00027454 | 19157.3696 | 36664.0575 | 52634.0225 | 64340.9486 | 63199.0807 | 62312.0242 | 59291.7797 | 121878.5288 | 116296.3061 | 111266.6382 | 105873.5732 | 101024.4019 | 106827.9479 | 106873.6388 | 101693.5014 | 98346.696 | 98985.0798 | 101069.3732 | 96170.567 | 107400.9088 | 105281.6777 | 100728.3786 | 95846.1002 | 91456.2034 | 87267.3697 | 93279.4182 | 89535.4218 | 85434.5627
NSW1 | Solar PV | 2.0123e-05 | 4.1935e-05 | 4.0122e-05 | 8.6037e-05 | 2134.9301 | 14233.6759 | 25189.4132 | 36418.5689 | 67915.1389 | 64804.5218 | 62001.8083 | 58996.5968 | 56294.4626 | 53716.0902 | 51392.9374 | 48901.9351 | 52885.6209 | 52049.4674 | 54359.0829 | 51724.3123 | 49355.2598 | 63974.0065 | 61207.2118 | 58240.5141 | 55573.0096 | 60028.9027 | 60090.5841 | 60875.656 | 62539.7472
NSW1 | Grid Battery | 2.6034e-05 | 3.8259e-05 | 3.6604e-05 | 4.7987e-05 | 5.6051e-05 | 5.3483e-05 | 7.1135e-05 | 7.5173e-05 | 5920.3377 | 5649.1772 | 5404.8574 | 5142.8854 | 4907.3334 | 4682.57 | 4480.0548 | 4262.9077 | 4152.1955 | 3962.0186 | 5610.1214 | 5338.2003 | 14314.9237 | 13659.2783 | 13068.5318 | 12435.1035 | 11865.5568 | 11322.0961 | 10832.4298 | 10307.3851 | 9835.2911
NSW1 | Pumped Hydro | 0 | 0 | 4.0816e-05 | 4.724e-05 | 4.5076e-05 | 4.3011e-05 | 4.386e-05 | 4.5697e-05 | 20455.4141 | 19518.5249 | 18674.3734 | 17769.2314 | 16955.3735 | 16178.7915 | 15479.0793 | 14728.8123 | 14054.2103 | 13410.506 | 12830.5186 | 12208.6267 | 11649.453 | 11115.8902 | 10635.1421 | 10119.6595 | 9656.1636 | 9213.8966 | 8815.4073 | 8388.1268 | 8003.9377
NSW1 | VPP | 0 | 0 | 0 | 0 | 0 | 0 | 0 | 0 | 0 | 0 | 0 | 0 | 0 | 0 | 0 | 0 | 0 | 0 | 0 | 0 | 0 | 0 | 0 | 0 | 0 | 0 | 0 | 0 | 0
Total excluding storage |  | 0.00031049 | 19157.3697 | 36664.0576 | 30892.1488 | 93295.0882 | -37185.7594 | -33843.3348 | -19752.8741 | 59928.2433 | 57183.4383 | 54710.3269 | 390204.2117 | 93817.2546 | 99950.899 | 158266.5757 | 150595.436 | 151232.3165 | 151034.5468 | 155428.4558 | 147894.879 | 156756.1683 | 169255.6843 | 161935.5904 | 157623.8737 | 150404.4605 | 150516.9284 | 156451.369 | 156559.434 | 153841.062
Region | Technology | 2021-22 | 2022-23 | 2023-24 | 2024-25 | 2025-26 | 2026-27 | 2027-28 | 2028-29 | 2029-30 | 2030-31 | 2031-32 | 2032-33 | 2033-34 | 2034-35 | 2035-36 | 2036-37 | 2037-38 | 2038-39 | 2039-40 | 2040-41 | 2041-42 | 2042-43 | 2043-44 | 2044-45 | 2045-46 | 2046-47 | 2047-48 | 2048-49 | 2049-50
QLD1 | Black Coal | 0 | 0 | 0 | -73823.8232 | -70442.5794 | 254310.9351 | 51371.6178 | -68183.9223 | -65060.9946 | -62081.1017 | 324040.4081 | 104343.1105 | 247280.1449 | -51458.6632 | -6399.8993 | -0.0022268 | -0.00027227 | -0.0002598 | -0.00024857 | -0.00023652 | 239835.4418 | 0 | 0 | 0 | 0 | 0 | 0 | 0 | 0
QLD1 | Brown Coal | 0 | 0 | 0 | 0 | 0 | 0 | 0 | 0 | 0 | 0 | 0 | 0 | 0 | 0 | 0 | 0 | 0 | 0 | 0 | 0 | 0 | 0 | 0 | 0 | 0 | 0 | 0 | 0 | 0
QLD1 | CCGT | 3.3667e-06 | 3.2125e-06 | 3.0736e-06 | 2.9246e-06 | 2.7907e-06 | 2.6628e-06 | 2.5477e-06 | 2.4242e-06 | 2.3132e-06 | 2.2072e-06 | 2.1118e-06 | 3.638e-06 | 3.4714e-06 | 3.3124e-06 | 3.1691e-06 | 3.0155e-06 | 5.9412e-06 | 5.6691e-06 | 8.5465e-06 | 8.1323e-06 | 7.7598e-06 | 8.7642e-06 | 8.3852e-06 | 7.9787e-06 | 7.6133e-06 | 8.1072e-06 | 7.7566e-06 | 7.3807e-06 | 7.0426e-06
QLD1 | Gas - Steam | 0 | 0 | 0 | 0 | 0 | 0 | 0 | 0 | 0 | 0 | 0 | 0 | 0 | 0 | 0 | 0 | 0 | 0 | 0 | 0 | 0 | 0 | 0 | 0 | 0 | 0 | 0 | 0 | 0
QLD1 | OCGT / Diesel | 1.2458e-05 | 1.1888e-05 | 1.1373e-05 | 1.0822e-05 | 1.0326e-05 | 9.8535e-06 | 9.4273e-06 | 8.9704e-06 | 8.5595e-06 | 8.1675e-06 | 7.8143e-06 | 1.1118e-05 | 1.0609e-05 | 1.0123e-05 | 9.6849e-06 | 9.2155e-06 | 1.3033e-05 | 1.2436e-05 | 1663.8985 | 1583.2498 | 1510.7345 | 1441.5406 | 1379.1958 | 1312.3465 | 3038.3827 | 7352.2583 | 7034.2825 | 7186.0013 | 6856.8714
QLD1 | Hydro | 0 | 0 | 0 | 0 | 0 | 0 | 0 | 0 | 0 | 0 | 0 | 0 | 0 | 0 | 0 | 0 | 0 | 0 | 0 | 0 | 0 | 0 | 0 | 0 | 0 | 0 | 0 | 0 | 0
QLD1 | Wind | 14613.4411 | 13944.1232 | 13341.0575 | 12694.4202 | 14131.8287 | 13484.5693 | 24506.3827 | 36070.0519 | 47595.6971 | 45415.7415 | 43451.5682 | 56692.3366 | 54095.7412 | 51618.0736 | 49385.6573 | 54010.543 | 66252.9487 | 63218.4625 | 60484.3441 | 57552.6836 | 56599.1018 | 70069.9236 | 67039.4882 | 66427.5125 | 69566.1891 | 70787.3766 | 67725.9123 | 64443.2549 | 73948.0613
QLD1 | Solar PV | 2.7669e-05 | 4.3667e-05 | 4.1778e-05 | 7.6005e-05 | 7.2524e-05 | 7.0536e-05 | 9.8123e-05 | 9.3367e-05 | 0.00016169 | 0.00015428 | 0.00014761 | 0.00014046 | 0.00013402 | 0.00012788 | 0.00012235 | 0.00011642 | 11921.469 | 11375.4475 | 10883.4738 | 14104.673 | 16937.3085 | 31362.7845 | 30006.3838 | 28551.9822 | 27244.2578 | 35750.3221 | 34204.1659 | 32546.2989 | 32508.2072
QLD1 | Grid Battery | 1.2649e-05 | 1.7283e-05 | 1.6536e-05 | 2.1239e-05 | 2.8037e-05 | 2.6753e-05 | 4.1843e-05 | 5.616e-05 | 5.3588e-05 | 5.1133e-05 | 5.4921e-05 | 301.0666 | 287.2773 | 274.1196 | 262.2643 | 249.5524 | 16374.8245 | 15624.8325 | 14949.0783 | 14224.5004 | 13572.9965 | 12951.3326 | 12391.2038 | 11790.6054 | 11250.5777 | 16945.8257 | 16212.9402 | 15427.1032 | 14720.5184
QLD1 | Pumped Hydro | 0 | 0 | 1.7758e-05 | 2.0866e-05 | 1.9911e-05 | 1.8999e-05 | 1.8177e-05 | 2.0776e-05 | 1.9825e-05 | 2.009e-05 | 2.0385e-05 | 8.2243e-05 | 7.8476e-05 | 7.4882e-05 | 7.1644e-05 | 6.8171e-05 | 2397.7615 | 2287.9403 | 2188.9898 | 2082.8901 | 1987.4905 | 8382.138 | 8019.6212 | 7630.9122 | 7281.4048 | 8971.673 | 8583.6595 | 8167.6118 | 13147.8279
QLD1 | VPP | 0 | 0 | 0 | 0 | 0 | 0 | 0 | 0 | 0 | 0 | 0 | 0 | 0 | 0 | 0 | 0 | 0 | 0 | 0 | 0 | 0 | 0 | 0 | 0 | 0 | 0 | 0 | 0 | 0
Total excluding storage |  | 14613.4411 | 13944.1232 | 13341.0575 | -61129.403 | -56310.7507 | 267795.5045 | 75878.0007 | -32113.8704 | -17465.2973 | -16665.36 | 367491.9765 | 161035.4473 | 301375.8862 | 159.4106 | 42985.7582 | 54010.5409 | 78174.4175 | 74593.9098 | 73031.7162 | 73240.6062 | 314882.5867 | 102874.2487 | 98425.0678 | 96291.8413 | 99848.8296 | 113889.957 | 108964.3607 | 104175.5551 | 113313.14
Region | Technology | 2021-22 | 2022-23 | 2023-24 | 2024-25 | 2025-26 | 2026-27 | 2027-28 | 2028-29 | 2029-30 | 2030-31 | 2031-32 | 2032-33 | 2033-34 | 2034-35 | 2035-36 | 2036-37 | 2037-38 | 2038-39 | 2039-40 | 2040-41 | 2041-42 | 2042-43 | 2043-44 | 2044-45 | 2045-46 | 2046-47 | 2047-48 | 2048-49 | 2049-50
VIC1 | Black Coal | 0 | 0 | 0 | 0 | 0 | 0 | 0 | 0 | 0 | 0 | 0 | 0 | 0 | 0 | 0 | 0 | 0 | 0 | 0 | 0 | 0 | 0 | 0 | 0 | 0 | 0 | 0 | 0 | 0
VIC1 | Brown Coal | 0 | 0 | 0 | -147738.3607 | -140971.7182 | -159866.8577 | 151885.0858 | 434833.5618 | -105352.1731 | -68541.0577 | -32788.3754 | -0.0047099 | -0.0044942 | -0.0042883 | -0.0041029 | -0.003904 | 190672.8148 | 363063.5478 | -0.0034008 | -0.003236 | -0.0030878 | -0.0029464 | -0.0028189 | -0.0026823 | -0.0025595 | -0.0024422 | -0.0018048 | 0 | 0
VIC1 | CCGT | 2.7915e-06 | 2.6637e-06 | 2.5485e-06 | 2.4249e-06 | 2.3139e-06 | 2.2079e-06 | 2.1124e-06 | 2.01e-06 | 1.918e-06 | 1.8301e-06 | 1.751e-06 | 2.9078e-06 | 2.7747e-06 | 2.6476e-06 | 2.5331e-06 | 2.4103e-06 | 2.8982e-06 | 2.7655e-06 | 3.4479e-06 | 3.2808e-06 | 3.8922e-06 | 3.714e-06 | 3.5533e-06 | 3.3811e-06 | 3.2262e-06 | 3.0785e-06 | 2.9453e-06 | 8.408e-06 | 8.0229e-06
VIC1 | Gas - Steam | 0 | 0 | 0 | 0 | 0 | 0 | 0 | 0 | 0 | 0 | 0 | 0 | 0 | 0 | 0 | 0 | 0 | 0 | 0 | 0 | 0 | 0 | 0 | 0 | 0 | 0 | 0 | 0 | 0
VIC1 | OCGT / Diesel | 1.1954e-05 | 1.1406e-05 | 1.0913e-05 | 1.0384e-05 | 9.9086e-06 | 9.4548e-06 | 9.0458e-06 | 8.6074e-06 | 8.2132e-06 | 7.837e-06 | 7.498e-06 | 1.0043e-05 | 9.5827e-06 | 9.1438e-06 | 8.7483e-06 | 8.3243e-06 | 7.943e-06 | 7.5792e-06 | 1.203e-05 | 1.1447e-05 | 1.848e-05 | 1.7633e-05 | 1.6871e-05 | 3.5763e-05 | 3.4125e-05 | 3.2562e-05 | 3.1154e-05 | 150.812 | 143.9046
VIC1 | Hydro | 0 | 0 | 0 | 0 | 0 | 0 | 0 | 0 | 0 | 0 | 0 | 0 | 0 | 0 | 0 | 0 | 0 | 0 | 0 | 0 | 0 | 0 | 0 | 0 | 0 | 0 | 0 | 0 | 0
VIC1 | Wind | 0.00016113 | 0.00015375 | 0.00014958 | 0.00019904 | 0.00018992 | 0.00018123 | 0.00017762 | 0.0001923 | 0.00018349 | 0.00017693 | 0.00021532 | 9795.1538 | 9346.5209 | 8918.4371 | 8532.726 | 11744.6163 | 28366.719 | 27067.4801 | 25896.8459 | 24641.6326 | 23513.0083 | 22436.0777 | 30298.6032 | 28830.0378 | 33833.9746 | 43776.2903 | 54187.7024 | 58494.4649 | 58261.8785
VIC1 | Solar PV | 8.149e-06 | 9.7028e-06 | 9.2832e-06 | 2.6987e-05 | 2.5751e-05 | 2.4571e-05 | 2.988e-05 | 3.2294e-05 | 3.0815e-05 | 3.4081e-05 | 3.2607e-05 | 8.8197e-05 | 8.4157e-05 | 8.0303e-05 | 7.683e-05 | 7.3106e-05 | 0.00021077 | 0.00063994 | 4037.4934 | 9273.7237 | 8848.973 | 8443.6766 | 8078.4982 | 7686.9355 | 7334.8621 | 6998.9143 | 6696.2201 | 10684.1474 | 10194.7973
VIC1 | Grid Battery | 1.1684e-05 | 1.7579e-05 | 1.6818e-05 | 1.9524e-05 | 2.8159e-05 | 3.0611e-05 | 3.3553e-05 | 3.5142e-05 | 4.4314e-05 | 4.2284e-05 | 4.4761e-05 | 8.3867e-05 | 8.0026e-05 | 7.636e-05 | 7.3058e-05 | 6.9517e-05 | 7.3613e-05 | 7.5623e-05 | 0.0002111 | 0.00020087 | 0.0017998 | 0.0017174 | 0.0016431 | 0.0015635 | 0.0014918 | 0.0014235 | 0.001362 | 97.0388 | 92.5942
VIC1 | Pumped Hydro | 0 | 0 | 1.9703e-05 | 2.3087e-05 | 2.203e-05 | 2.1021e-05 | 2.0111e-05 | 1.9137e-05 | 1.826e-05 | 1.7424e-05 | 1.8319e-05 | 3.4784e-05 | 3.3191e-05 | 3.167e-05 | 3.0301e-05 | 2.8832e-05 | 3.4943e-05 | 3.577e-05 | 6.5364e-05 | 6.2196e-05 | 0.00021168 | 0.00020198 | 0.00019325 | 0.00024013 | 0.00022913 | 0.00021864 | 0.00020918 | 2153.383 | 2054.7547
VIC1 | VPP | 0 | 0 | 0 | 0 | 0 | 0 | 0 | 0 | 0 | 0 | 0 | 0 | 0 | 0 | 0 | 0 | 0 | 0 | 0 | 0 | 0 | 0 | 0 | 0 | 0 | 0 | 0 | 0 | 0
Total excluding storage |  | 0.00018403 | 0.00017753 | 0.00017232 | -147738.3605 | -140971.7179 | -159866.8575 | 151885.086 | 434833.562 | -105352.1729 | -68541.0575 | -32788.3751 | 9795.1492 | 9346.5165 | 8918.4329 | 8532.722 | 11744.6125 | 219039.534 | 390131.0286 | 29934.3359 | 33915.3531 | 32361.9782 | 30879.7513 | 38377.0986 | 36516.9707 | 41168.8342 | 50775.2022 | 60883.9207 | 69329.4244 | 68600.5804
Region | Technology | 2021-22 | 2022-23 | 2023-24 | 2024-25 | 2025-26 | 2026-27 | 2027-28 | 2028-29 | 2029-30 | 2030-31 | 2031-32 | 2032-33 | 2033-34 | 2034-35 | 2035-36 | 2036-37 | 2037-38 | 2038-39 | 2039-40 | 2040-41 | 2041-42 | 2042-43 | 2043-44 | 2044-45 | 2045-46 | 2046-47 | 2047-48 | 2048-49 | 2049-50
SA1 | Black Coal | 0 | 0 | 0 | 0 | 0 | 0 | 0 | 0 | 0 | 0 | 0 | 0 | 0 | 0 | 0 | 0 | 0 | 0 | 0 | 0 | 0 | 0 | 0 | 0 | 0 | 0 | 0 | 0 | 0
SA1 | Brown Coal | 0 | 0 | 0 | 0 | 0 | 0 | 0 | 0 | 0 | 0 | 0 | 0 | 0 | 0 | 0 | 0 | 0 | 0 | 0 | 0 | 0 | 0 | 0 | 0 | 0 | 0 | 0 | 0 | 0
SA1 | CCGT | 2.7479e-06 | 2.622e-06 | 2.5086e-06 | 2.387e-06 | 2.2777e-06 | 2.1734e-06 | 2.0794e-06 | 1.9786e-06 | 1.888e-06 | 1.8015e-06 | 1.7236e-06 | 3.155e-06 | 3.0105e-06 | 2.8726e-06 | 2.7483e-06 | 2.6151e-06 | 3.4698e-06 | 3.3109e-06 | 4.0423e-06 | 3.8464e-06 | 5.0018e-06 | 4.7727e-06 | 4.5663e-06 | 4.345e-06 | 4.146e-06 | 3.9561e-06 | 3.785e-06 | 6.2008e-06 | 5.9168e-06
SA1 | Gas - Steam | 0 | 0 | 0 | 0 | 0 | 0 | 0 | 0 | 0 | 0 | 0 | 0 | 0 | 0 | 0 | 0 | 0 | 0 | 0 | 0 | 0 | 0 | 0 | 0 | 0 | 0 | 0 | 0 | 0
SA1 | OCGT / Diesel | 1.1949e-05 | 1.1401e-05 | 1.0908e-05 | 1.0379e-05 | 9.9041e-06 | 9.4505e-06 | 9.0417e-06 | 8.6035e-06 | 8.2094e-06 | 7.8334e-06 | 7.4946e-06 | 1.0317e-05 | 9.8448e-06 | 9.3939e-06 | 8.9876e-06 | 8.552e-06 | 1.0016e-05 | 9.5572e-06 | 1.6554e-05 | 1.5751e-05 | 2.8444e-05 | 2.7141e-05 | 2.5967e-05 | 802.0846 | 765.3479 | 730.2938 | 698.7095 | 962.2412 | 918.1691
SA1 | Hydro | 0 | 0 | 0 | 0 | 0 | 0 | 0 | 0 | 0 | 0 | 0 | 0 | 0 | 0 | 0 | 0 | 0 | 0 | 0 | 0 | 0 | 0 | 0 | 0 | 0 | 0 | 0 | 0 | 0
SA1 | Wind | 0.00030151 | 0.0002877 | 0.00036356 | 0.00036511 | 0.00034838 | 0.00033243 | 0.00031805 | 0.0003662 | 0.00034943 | 0.00033741 | 0.00045721 | 18636.0951 | 17782.5335 | 16968.0664 | 16234.2193 | 19264.8137 | 26881.8926 | 30066.0845 | 28918.7156 | 27517.033 | 26256.7109 | 25054.1134 | 23970.5548 | 22808.7083 | 21764.0346 | 22393.3073 | 22786.2737 | 25574.4756 | 24403.1256
SA1 | Solar PV | 2.6362e-05 | 3.9602e-05 | 3.7889e-05 | 6.5554e-05 | 6.4407e-05 | 6.1457e-05 | 7.0985e-05 | 7.8645e-05 | 7.5043e-05 | 8.3583e-05 | 8.9379e-05 | 0.00027391 | 0.00028402 | 0.00027101 | 0.00025929 | 0.00024673 | 0.00091978 | 0.00088504 | 172.9132 | 2037.0351 | 3342.0285 | 5722.2729 | 5581.172 | 5310.654 | 5067.418 | 4835.3225 | 4626.2009 | 4401.9702 | 4200.3532
SA1 | Grid Battery | 1.2113e-05 | 1.9227e-05 | 1.8395e-05 | 1.9708e-05 | 2.861e-05 | 3.1587e-05 | 3.5793e-05 | 3.9072e-05 | 4.853e-05 | 4.6308e-05 | 4.8501e-05 | 0.00011154 | 0.00010643 | 0.00010155 | 9.7162e-05 | 0.00014984 | 0.00014298 | 0.00013643 | 0.0014452 | 0.0013751 | 5893.2247 | 5623.306 | 5380.1052 | 5119.3329 | 4884.8596 | 4661.1256 | 4459.5378 | 4243.3852 | 4049.0316
SA1 | Pumped Hydro | 0 | 0 | 1.5278e-05 | 1.4538e-05 | 1.3872e-05 | 1.3237e-05 | 1.2664e-05 | 1.205e-05 | 1.1498e-05 | 1.0972e-05 | 1.0497e-05 | 1.626e-05 | 1.5516e-05 | 1.4805e-05 | 1.4165e-05 | 1.7534e-05 | 1.7685e-05 | 1.6875e-05 | 2.0596e-05 | 1.9597e-05 | 2.745e-05 | 2.6193e-05 | 2.506e-05 | 3.036e-05 | 2.897e-05 | 2.7643e-05 | 2.6447e-05 | 2.8952e-05 | 2.7626e-05
SA1 | VPP | 0 | 0 | 0 | 0 | 0 | 0 | 0 | 0 | 0 | 0 | 0 | 0 | 0 | 0 | 0 | 0 | 0 | 0 | 0 | 0 | 0 | 0 | 0 | 0 | 0 | 0 | 0 | 0 | 0
Total excluding storage |  | 0.00034256 | 0.00034132 | 0.00041487 | 0.00044343 | 0.00042497 | 0.00040551 | 0.00040016 | 0.00045543 | 0.00043457 | 0.00043063 | 0.00055581 | 18636.0954 | 17782.5338 | 16968.0666 | 16234.2196 | 19264.814 | 26881.8935 | 30066.0854 | 29091.6288 | 29554.0681 | 29598.7394 | 30776.3864 | 29551.7268 | 28921.4469 | 27596.8005 | 27958.9236 | 28111.1841 | 30938.687 | 29521.6479
Region | Technology | 2021-22 | 2022-23 | 2023-24 | 2024-25 | 2025-26 | 2026-27 | 2027-28 | 2028-29 | 2029-30 | 2030-31 | 2031-32 | 2032-33 | 2033-34 | 2034-35 | 2035-36 | 2036-37 | 2037-38 | 2038-39 | 2039-40 | 2040-41 | 2041-42 | 2042-43 | 2043-44 | 2044-45 | 2045-46 | 2046-47 | 2047-48 | 2048-49 | 2049-50
TAS1 | Black Coal | 0 | 0 | 0 | 0 | 0 | 0 | 0 | 0 | 0 | 0 | 0 | 0 | 0 | 0 | 0 | 0 | 0 | 0 | 0 | 0 | 0 | 0 | 0 | 0 | 0 | 0 | 0 | 0 | 0
TAS1 | Brown Coal | 0 | 0 | 0 | 0 | 0 | 0 | 0 | 0 | 0 | 0 | 0 | 0 | 0 | 0 | 0 | 0 | 0 | 0 | 0 | 0 | 0 | 0 | 0 | 0 | 0 | 0 | 0 | 0 | 0
TAS1 | CCGT | 2.555e-06 | 2.438e-06 | 2.3326e-06 | 2.2195e-06 | 2.1179e-06 | 2.0209e-06 | 1.9335e-06 | 1.8397e-06 | 1.7555e-06 | 1.6751e-06 | 1.6026e-06 | 2.1582e-06 | 2.0593e-06 | 1.965e-06 | 1.88e-06 | 1.7889e-06 | 1.707e-06 | 1.6288e-06 | 1.5583e-06 | 1.4828e-06 | 1.4149e-06 | 1.3501e-06 | 1.2917e-06 | 1.2291e-06 | 1.1728e-06 | 1.1191e-06 | 1.0707e-06 | 1.9569e-06 | 1.8673e-06
TAS1 | Gas - Steam | 0 | 0 | 0 | 0 | 0 | 0 | 0 | 0 | 0 | 0 | 0 | 0 | 0 | 0 | 0 | 0 | 0 | 0 | 0 | 0 | 0 | 0 | 0 | 0 | 0 | 0 | 0 | 0 | 0
TAS1 | OCGT / Diesel | 1.2127e-05 | 1.1571e-05 | 1.1071e-05 | 1.0534e-05 | 1.0052e-05 | 9.5913e-06 | 9.1765e-06 | 8.7317e-06 | 8.3318e-06 | 7.9502e-06 | 7.6064e-06 | 9.9361e-06 | 9.4811e-06 | 9.0468e-06 | 8.6555e-06 | 8.236e-06 | 7.8588e-06 | 7.4988e-06 | 1.0871e-05 | 1.0344e-05 | 1.0822e-05 | 1.0326e-05 | 9.8793e-06 | 1.061e-05 | 1.0124e-05 | 9.6606e-06 | 9.2428e-06 | 1.3248e-05 | 1.2641e-05
TAS1 | Hydro | 0 | 0 | 0 | 0 | 0 | 0 | 0 | 0 | 0 | 0 | 0 | 0 | 0 | 0 | 0 | 0 | 0 | 0 | 0 | 0 | 0 | 0 | 0 | 0 | 0 | 0 | 0 | 0 | 0
TAS1 | Wind | 0.00026647 | 0.00025427 | 3090.8571 | 5885.1994 | 8472.5717 | 10810.587 | 12951.22 | 14805.2331 | 16495.2181 | 17999.3408 | 19344.5135 | 23607.193 | 22525.9475 | 22354.1799 | 23179.3756 | 23761.0087 | 24299.7494 | 25180.6876 | 25191.7389 | 25409.0378 | 24245.2651 | 23134.7949 | 22134.2443 | 21061.4033 | 20096.7588 | 19176.2966 | 18346.946 | 17457.6743 | 16658.0862
TAS1 | Solar PV | 3.3939e-06 | 5.3667e-06 | 5.1346e-06 | 9.594e-06 | 1.1376e-05 | 1.0855e-05 | 1.0386e-05 | 9.8822e-06 | 1.1062e-05 | 1.3132e-05 | 1.2564e-05 | 1.1955e-05 | 1.3888e-05 | 1.3252e-05 | 1.2679e-05 | 1.2064e-05 | 1.1512e-05 | 1.0985e-05 | 1.3873e-05 | 2.6678e-05 | 2.5456e-05 | 2.429e-05 | 2.3239e-05 | 2.2113e-05 | 2.11e-05 | 2.0134e-05 | 1.9263e-05 | 1.8329e-05 | 1.8867e-05
TAS1 | Grid Battery | 1.2098e-05 | 1.694e-05 | 1.6207e-05 | 1.8757e-05 | 2.5757e-05 | 2.4578e-05 | 3.0093e-05 | 3.3712e-05 | 4.1556e-05 | 4.1191e-05 | 4.3979e-05 | 7.2496e-05 | 6.9176e-05 | 6.6008e-05 | 6.3153e-05 | 6.0092e-05 | 5.8528e-05 | 5.8246e-05 | 8.8173e-05 | 8.3899e-05 | 9.8067e-05 | 9.3575e-05 | 8.9528e-05 | 8.5189e-05 | 8.1287e-05 | 7.8272e-05 | 8.0195e-05 | 0.00011728 | 0.00011191
TAS1 | Pumped Hydro | 0 | 0 | 4.4042e-05 | 4.1907e-05 | 4.3867e-05 | 4.4884e-05 | 4.9965e-05 | 5.0816e-05 | 5.4543e-05 | 5.7467e-05 | 6.5809e-05 | 89.9117 | 85.7936 | 81.8641 | 78.3236 | 624.291 | 1982.7153 | 2361.7109 | 3492.3988 | 3323.1231 | 3940.0274 | 3759.5682 | 3596.9716 | 3422.6273 | 3265.8658 | 3116.2841 | 2981.5088 | 2880.174 | 2748.2577
TAS1 | VPP | 0 | 0 | 0 | 0 | 0 | 0 | 0 | 0 | 0 | 0 | 0 | 0 | 0 | 0 | 0 | 0 | 0 | 0 | 0 | 0 | 0 | 0 | 0 | 0 | 0 | 0 | 0 | 0 | 0
Total excluding storage |  | 0.00028455 | 0.00027364 | 3090.8571 | 5885.1994 | 8472.5717 | 10810.587 | 12951.22 | 14805.2332 | 16495.2181 | 17999.3409 | 19344.5136 | 23607.193 | 22525.9475 | 22354.1799 | 23179.3756 | 23761.0088 | 24299.7494 | 25180.6876 | 25191.7389 | 25409.0378 | 24245.2651 | 23134.7949 | 22134.2444 | 21061.4033 | 20096.7589 | 19176.2966 | 18346.9461 | 17457.6744 | 16658.0862

## Marinus_Fuel Cost
Fuel cost by technology ($000s) - Marinus Link, Fast Change Scenario
Fuel | Real June 2020 dollars discounted to 1 July 2020
Explicitly modelled generation
Region | Technology | 2021-22 | 2022-23 | 2023-24 | 2024-25 | 2025-26 | 2026-27 | 2027-28 | 2028-29 | 2029-30 | 2030-31 | 2031-32 | 2032-33 | 2033-34 | 2034-35 | 2035-36 | 2036-37 | 2037-38 | 2038-39 | 2039-40 | 2040-41 | 2041-42 | 2042-43 | 2043-44 | 2044-45 | 2045-46 | 2046-47 | 2047-48 | 2048-49 | 2049-50
NEM | Black Coal | 1673660.6119 | 1419452.9823 | 1391055.8449 | 1322871.2451 | 1203356.9417 | 1059079.2196 | 926059.6259 | 947356.3918 | 694549.1767 | 640329.6645 | 588794.0641 | 475158.0098 | 501414.6277 | 440810.1873 | 373537.9326 | 345256.8404 | 272830.7208 | 261260.9128 | 235749.4126 | 208644.104 | 190747.0045 | 123906.7229 | 93930.3132 | 71790.9027 | 54213.0515 | 38414.6023 | 35249.6608 | 32928.9002 | 28526.3446
NEM | Brown Coal | 228823.9944 | 208368.8401 | 201435.92 | 138291.855 | 140078.7454 | 127932.6382 | 115778.2594 | 110826.7537 | 103640.6773 | 104667.3285 | 98702.7234 | 92383.3256 | 90892.2253 | 83998.7098 | 84399.1187 | 76323.574 | 68845.1942 | 67627.703 | 55196.7173 | 53096.3197 | 57355.6865 | 55439.7652 | 49244.7442 | 45677.5098 | 44241.1572 | 43339.8107 | 26931.2943 | 0 | 0
NEM | CCGT | 185260.8703 | 177100.021 | 139246.4379 | 137931.3315 | 134640.6778 | 127327.1575 | 119693.7256 | 129186.5327 | 105219.0072 | 107695.5297 | 115886.4944 | 185799.1878 | 201315.4046 | 216792.8482 | 136671.2286 | 120132.631 | 161901.6618 | 163612.1442 | 132743.6445 | 128873.6778 | 123210.3494 | 138093.5157 | 85073.4133 | 77950.8517 | 41769.5262 | 30866.8832 | 29721.5492 | 28434.2278 | 27238.6357
NEM | Gas - Steam | 85783.0114 | 82508.2876 | 78081.5503 | 14211.5406 | 12461.8795 | 12828.2306 | 11390.3849 | 12062.3153 | 9800.4124 | 9866.392 | 9246.4712 | 12461.4319 | 9523.7539 | 15921.6947 | 4646.682 | 3556.2846 | 7897.4643 | 6646.02 | 5008.4405 | 5091.4075 | 4921.539 | 5367.053 | 4633.466 | 4092.7855 | 4777.91 | 0 | 0 | 0 | 0
NEM | OCGT / Diesel | 4635.3536 | 1927.4943 | 10039.4048 | 8892.9854 | 3096.4001 | 7193.4569 | 3868.9217 | 9762.5455 | 1091.3762 | 2323.3151 | 1944.9609 | 25577.6566 | 16457.7655 | 19221.3652 | 15423.3415 | 15261.6467 | 57431.1391 | 40038.4375 | 106380.8159 | 119236.3072 | 79224.7598 | 97785.7044 | 177181.3499 | 107122.8543 | 121608.8722 | 207120.6592 | 221800.2687 | 362559.8368 | 335371.5026
NEM | Hydro | 0 | 0 | 0 | 0 | 0 | 0 | 0 | 0 | 0 | 0 | 0 | 0 | 0 | 0 | 0 | 0 | 0 | 0 | 0 | 0 | 0 | 0 | 0 | 0 | 0 | 0 | 0 | 0 | 0
NEM | Wind | 0 | 0 | 0 | 0 | 0 | 0 | 0 | 0 | 0 | 0 | 0 | 0 | 0 | 0 | 0 | 0 | 0 | 0 | 0 | 0 | 0 | 0 | 0 | 0 | 0 | 0 | 0 | 0 | 0
NEM | Solar PV | 0 | 0 | 0 | 0 | 0 | 0 | 0 | 0 | 0 | 0 | 0 | 0 | 0 | 0 | 0 | 0 | 0 | 0 | 0 | 0 | 0 | 0 | 0 | 0 | 0 | 0 | 0 | 0 | 0
NEM | Grid Battery | 0 | 0 | 0 | 0 | 0 | 0 | 0 | 0 | 0 | 0 | 0 | 0 | 0 | 0 | 0 | 0 | 0 | 0 | 0 | 0 | 0 | 0 | 0 | 0 | 0 | 0 | 0 | 0 | 0
NEM | Pumped Hydro | 0 | 0 | 0 | 0 | 0 | 0 | 0 | 0 | 0 | 0 | 0 | 0 | 0 | 0 | 0 | 0 | 0 | 0 | 0 | 0 | 0 | 0 | 0 | 0 | 0 | 0 | 0 | 0 | 0
NEM | VPP | 0 | 0 | 0 | 0 | 0 | 0 | 0 | 0 | 0 | 0 | 0 | 0 | 0 | 0 | 0 | 0 | 0 | 0 | 0 | 0 | 0 | 0 | 0 | 0 | 0 | 0 | 0 | 0 | 0
Total excluding storage |  | 2178163.8417 | 1889357.6254 | 1819859.1578 | 1622198.9575 | 1493634.6445 | 1334360.7028 | 1176790.9174 | 1209194.5391 | 914300.6497 | 864882.2297 | 814574.7139 | 791379.6117 | 819603.7769 | 776744.8052 | 614678.3035 | 560530.9768 | 568906.1801 | 539185.2175 | 535079.0308 | 514941.8162 | 455459.3391 | 420592.7611 | 410063.2866 | 306634.9041 | 266610.5171 | 319741.9554 | 313702.7729 | 423922.9648 | 391136.483
Region | Technology | 2021-22 | 2022-23 | 2023-24 | 2024-25 | 2025-26 | 2026-27 | 2027-28 | 2028-29 | 2029-30 | 2030-31 | 2031-32 | 2032-33 | 2033-34 | 2034-35 | 2035-36 | 2036-37 | 2037-38 | 2038-39 | 2039-40 | 2040-41 | 2041-42 | 2042-43 | 2043-44 | 2044-45 | 2045-46 | 2046-47 | 2047-48 | 2048-49 | 2049-50
NSW1 | Black Coal | 906583.3775 | 737474.7172 | 705314.207 | 732285.3961 | 627422.1779 | 531758.1666 | 455621.3238 | 497626.9862 | 282853.5266 | 262280.2072 | 232639.4482 | 125927.3517 | 149506.6423 | 126370.7647 | 70520.7 | 83115.5087 | 85315.4494 | 80197.7203 | 72219.8727 | 55832.0733 | 48156.757 | 0 | 0 | 0 | 0 | 0 | 0 | 0 | 0
NSW1 | Brown Coal | 0 | 0 | 0 | 0 | 0 | 0 | 0 | 0 | 0 | 0 | 0 | 0 | 0 | 0 | 0 | 0 | 0 | 0 | 0 | 0 | 0 | 0 | 0 | 0 | 0 | 0 | 0 | 0 | 0
NSW1 | CCGT | 2326.5994 | 2210.1862 | 6473.9556 | 4048.1901 | 3759.9974 | 3640.913 | 3509.4793 | 3439.7177 | 3224.8622 | 3113.7807 | 2972.7294 | 28679.8425 | 28119.0044 | 46162.2835 | 17372.419 | 14912.6284 | 40141.05 | 49460.6284 | 41457.5595 | 37498.2949 | 32529.9634 | 43530.9046 | 1179.9753 | 0.00030747 | 0.00030119 | 0.00032196 | 0.00031165 | 0.0004993 | 0.00046224
NSW1 | Gas - Steam | 0 | 0 | 0 | 0 | 0 | 0 | 0 | 0 | 0 | 0 | 0 | 0 | 0 | 0 | 0 | 0 | 0 | 0 | 0 | 0 | 0 | 0 | 0 | 0 | 0 | 0 | 0 | 0 | 0
NSW1 | OCGT / Diesel | 0.00021344 | 0.0002102 | 1409.9237 | 4818.5695 | 1050.2056 | 1868.1618 | 634.7233 | 1040.6578 | 0.00022387 | 7.8237 | 0.00023089 | 3795.485 | 2668.5421 | 2316.2976 | 4175.1818 | 2237.5078 | 7842.0757 | 4351.8885 | 31235.9825 | 43574.1516 | 20129.2413 | 25709.1285 | 71059.2188 | 32927.9842 | 36644.5322 | 53414.3512 | 85368.0323 | 186832.3247 | 189781.9947
NSW1 | Hydro | 0 | 0 | 0 | 0 | 0 | 0 | 0 | 0 | 0 | 0 | 0 | 0 | 0 | 0 | 0 | 0 | 0 | 0 | 0 | 0 | 0 | 0 | 0 | 0 | 0 | 0 | 0 | 0 | 0
NSW1 | Wind | 0 | 0 | 0 | 0 | 0 | 0 | 0 | 0 | 0 | 0 | 0 | 0 | 0 | 0 | 0 | 0 | 0 | 0 | 0 | 0 | 0 | 0 | 0 | 0 | 0 | 0 | 0 | 0 | 0
NSW1 | Solar PV | 0 | 0 | 0 | 0 | 0 | 0 | 0 | 0 | 0 | 0 | 0 | 0 | 0 | 0 | 0 | 0 | 0 | 0 | 0 | 0 | 0 | 0 | 0 | 0 | 0 | 0 | 0 | 0 | 0
NSW1 | Grid Battery | 0 | 0 | 0 | 0 | 0 | 0 | 0 | 0 | 0 | 0 | 0 | 0 | 0 | 0 | 0 | 0 | 0 | 0 | 0 | 0 | 0 | 0 | 0 | 0 | 0 | 0 | 0 | 0 | 0
NSW1 | Pumped Hydro | 0 | 0 | 0 | 0 | 0 | 0 | 0 | 0 | 0 | 0 | 0 | 0 | 0 | 0 | 0 | 0 | 0 | 0 | 0 | 0 | 0 | 0 | 0 | 0 | 0 | 0 | 0 | 0 | 0
NSW1 | VPP | 0 | 0 | 0 | 0 | 0 | 0 | 0 | 0 | 0 | 0 | 0 | 0 | 0 | 0 | 0 | 0 | 0 | 0 | 0 | 0 | 0 | 0 | 0 | 0 | 0 | 0 | 0 | 0 | 0
Total excluding storage |  | 908909.9771 | 739684.9036 | 713198.0863 | 741152.1557 | 632232.3809 | 537267.2415 | 459765.5264 | 502107.3617 | 286078.389 | 265401.8116 | 235612.1778 | 158402.6792 | 180294.1889 | 174849.3458 | 92068.3008 | 100265.6449 | 133298.5752 | 134010.2372 | 144913.4147 | 136904.5198 | 100815.9617 | 69240.0331 | 72239.1941 | 32927.9845 | 36644.5325 | 53414.3516 | 85368.0326 | 186832.3252 | 189781.9951
Region | Technology | 2021-22 | 2022-23 | 2023-24 | 2024-25 | 2025-26 | 2026-27 | 2027-28 | 2028-29 | 2029-30 | 2030-31 | 2031-32 | 2032-33 | 2033-34 | 2034-35 | 2035-36 | 2036-37 | 2037-38 | 2038-39 | 2039-40 | 2040-41 | 2041-42 | 2042-43 | 2043-44 | 2044-45 | 2045-46 | 2046-47 | 2047-48 | 2048-49 | 2049-50
QLD1 | Black Coal | 767077.2344 | 681978.2651 | 685741.6379 | 590585.849 | 575934.7638 | 527321.0529 | 470438.3021 | 449729.4057 | 411695.6502 | 378049.4573 | 356154.6158 | 349230.6581 | 351907.9854 | 314439.4226 | 303017.2326 | 262141.3317 | 187515.2714 | 181063.1925 | 163529.5399 | 152812.0307 | 142590.2475 | 123906.7229 | 93930.3132 | 71790.9027 | 54213.0515 | 38414.6023 | 35249.6608 | 32928.9002 | 28526.3446
QLD1 | Brown Coal | 0 | 0 | 0 | 0 | 0 | 0 | 0 | 0 | 0 | 0 | 0 | 0 | 0 | 0 | 0 | 0 | 0 | 0 | 0 | 0 | 0 | 0 | 0 | 0 | 0 | 0 | 0 | 0 | 0
QLD1 | CCGT | 89917.2106 | 87515.5845 | 92161.6059 | 102978.159 | 101341.702 | 95318.0161 | 89066.2899 | 99553.3226 | 77105.1726 | 80786.4606 | 90122.0726 | 127985.5427 | 143374.3377 | 126410.5162 | 99977.5832 | 86809.7622 | 121760.6113 | 114151.5153 | 91286.0843 | 91375.3823 | 90680.3853 | 94562.6104 | 83893.4373 | 77950.8508 | 41769.5253 | 30866.8823 | 29721.5483 | 28434.2263 | 27238.6343
QLD1 | Gas - Steam | 2293.5015 | 2222.1118 | 4286.974 | 4360.8645 | 4353.3815 | 4186.6872 | 3828.1282 | 3558.5448 | 3418.0372 | 3460.0045 | 3457.553 | 3323.5722 | 3130.1222 | 2888.1755 | 2740.4532 | 2599.8335 | 4972.8885 | 5130.624 | 5008.4405 | 5091.4075 | 4921.539 | 5367.053 | 4633.466 | 4092.7855 | 4777.91 | 0 | 0 | 0 | 0
QLD1 | OCGT / Diesel | 0.00037205 | 0.00036674 | 28.3483 | 2252.8852 | 1129.3474 | 1759.9195 | 1899.497 | 6951.0175 | 977.0115 | 2088.6341 | 1687.2958 | 12916.7827 | 8920.6737 | 3808.269 | 4847.374 | 8227.7946 | 31688.4178 | 19143.9878 | 44642.9216 | 48372.0923 | 41386.7521 | 50813.1952 | 65425.3241 | 55889.2092 | 70825.4808 | 136714.2304 | 121838.7556 | 125425.7153 | 88480.4851
QLD1 | Hydro | 0 | 0 | 0 | 0 | 0 | 0 | 0 | 0 | 0 | 0 | 0 | 0 | 0 | 0 | 0 | 0 | 0 | 0 | 0 | 0 | 0 | 0 | 0 | 0 | 0 | 0 | 0 | 0 | 0
QLD1 | Wind | 0 | 0 | 0 | 0 | 0 | 0 | 0 | 0 | 0 | 0 | 0 | 0 | 0 | 0 | 0 | 0 | 0 | 0 | 0 | 0 | 0 | 0 | 0 | 0 | 0 | 0 | 0 | 0 | 0
QLD1 | Solar PV | 0 | 0 | 0 | 0 | 0 | 0 | 0 | 0 | 0 | 0 | 0 | 0 | 0 | 0 | 0 | 0 | 0 | 0 | 0 | 0 | 0 | 0 | 0 | 0 | 0 | 0 | 0 | 0 | 0
QLD1 | Grid Battery | 0 | 0 | 0 | 0 | 0 | 0 | 0 | 0 | 0 | 0 | 0 | 0 | 0 | 0 | 0 | 0 | 0 | 0 | 0 | 0 | 0 | 0 | 0 | 0 | 0 | 0 | 0 | 0 | 0
QLD1 | Pumped Hydro | 0 | 0 | 0 | 0 | 0 | 0 | 0 | 0 | 0 | 0 | 0 | 0 | 0 | 0 | 0 | 0 | 0 | 0 | 0 | 0 | 0 | 0 | 0 | 0 | 0 | 0 | 0 | 0 | 0
QLD1 | VPP | 0 | 0 | 0 | 0 | 0 | 0 | 0 | 0 | 0 | 0 | 0 | 0 | 0 | 0 | 0 | 0 | 0 | 0 | 0 | 0 | 0 | 0 | 0 | 0 | 0 | 0 | 0 | 0 | 0
Total excluding storage |  | 859287.9469 | 771715.9618 | 782218.5661 | 700177.7577 | 682759.1948 | 628585.6758 | 565232.2173 | 559792.2906 | 493195.8715 | 464384.5565 | 451421.5372 | 493456.5557 | 507333.119 | 447546.3833 | 410582.643 | 359778.7219 | 345937.189 | 319489.3195 | 304466.9864 | 297650.9128 | 279578.9239 | 274649.5814 | 247882.5406 | 209723.7483 | 171585.9676 | 205995.715 | 186809.9646 | 186788.8418 | 144245.464
Region | Technology | 2021-22 | 2022-23 | 2023-24 | 2024-25 | 2025-26 | 2026-27 | 2027-28 | 2028-29 | 2029-30 | 2030-31 | 2031-32 | 2032-33 | 2033-34 | 2034-35 | 2035-36 | 2036-37 | 2037-38 | 2038-39 | 2039-40 | 2040-41 | 2041-42 | 2042-43 | 2043-44 | 2044-45 | 2045-46 | 2046-47 | 2047-48 | 2048-49 | 2049-50
VIC1 | Black Coal | 0 | 0 | 0 | 0 | 0 | 0 | 0 | 0 | 0 | 0 | 0 | 0 | 0 | 0 | 0 | 0 | 0 | 0 | 0 | 0 | 0 | 0 | 0 | 0 | 0 | 0 | 0 | 0 | 0
VIC1 | Brown Coal | 228823.9944 | 208368.8401 | 201435.92 | 138291.855 | 140078.7454 | 127932.6382 | 115778.2594 | 110826.7537 | 103640.6773 | 104667.3285 | 98702.7234 | 92383.3256 | 90892.2253 | 83998.7098 | 84399.1187 | 76323.574 | 68845.1942 | 67627.703 | 55196.7173 | 53096.3197 | 57355.6865 | 55439.7652 | 49244.7442 | 45677.5098 | 44241.1572 | 43339.8107 | 26931.2943 | 0 | 0
VIC1 | CCGT | 0.00011456 | 0.00011228 | 0.00011702 | 0.00013885 | 0.00013541 | 0.00012796 | 0.0001263 | 0.00013186 | 0.00012701 | 0.00012396 | 0.00012915 | 0.00018859 | 0.0001835 | 0.00017719 | 0.0001677 | 0.00016221 | 0.00018934 | 0.0001972 | 0.00022991 | 0.00021614 | 0.00024177 | 0.00024084 | 0.00023045 | 0.00021235 | 0.00020754 | 0.00020363 | 0.00020674 | 0.00050483 | 0.00047244
VIC1 | Gas - Steam | 770.1529 | 293.2588 | 941.3632 | 2059.8095 | 685.8212 | 1562.8736 | 833.6976 | 1948.8718 | 125.7842 | 465.809 | 80.7484 | 1611.1409 | 1069.3645 | 863.3144 | 1906.2288 | 956.4511 | 2924.5758 | 1515.396 | 0 | 0 | 0 | 0 | 0 | 0 | 0 | 0 | 0 | 0 | 0
VIC1 | OCGT / Diesel | 762.2543 | 0.00032541 | 986.3244 | 584.7297 | 217.0558 | 1334.0793 | 529.2117 | 206.9207 | 19.5321 | 0.00040197 | 0.00041647 | 2999.2529 | 699.0125 | 1461.7862 | 1368.9704 | 390.3581 | 3316.8101 | 515.273 | 6934.2109 | 4087.4656 | 2666.1278 | 340.7676 | 8823.378 | 7821.4869 | 6178.334 | 4665.4807 | 1703.1193 | 20160.7437 | 26712.4405
VIC1 | Hydro | 0 | 0 | 0 | 0 | 0 | 0 | 0 | 0 | 0 | 0 | 0 | 0 | 0 | 0 | 0 | 0 | 0 | 0 | 0 | 0 | 0 | 0 | 0 | 0 | 0 | 0 | 0 | 0 | 0
VIC1 | Wind | 0 | 0 | 0 | 0 | 0 | 0 | 0 | 0 | 0 | 0 | 0 | 0 | 0 | 0 | 0 | 0 | 0 | 0 | 0 | 0 | 0 | 0 | 0 | 0 | 0 | 0 | 0 | 0 | 0
VIC1 | Solar PV | 0 | 0 | 0 | 0 | 0 | 0 | 0 | 0 | 0 | 0 | 0 | 0 | 0 | 0 | 0 | 0 | 0 | 0 | 0 | 0 | 0 | 0 | 0 | 0 | 0 | 0 | 0 | 0 | 0
VIC1 | Grid Battery | 0 | 0 | 0 | 0 | 0 | 0 | 0 | 0 | 0 | 0 | 0 | 0 | 0 | 0 | 0 | 0 | 0 | 0 | 0 | 0 | 0 | 0 | 0 | 0 | 0 | 0 | 0 | 0 | 0
VIC1 | Pumped Hydro | 0 | 0 | 0 | 0 | 0 | 0 | 0 | 0 | 0 | 0 | 0 | 0 | 0 | 0 | 0 | 0 | 0 | 0 | 0 | 0 | 0 | 0 | 0 | 0 | 0 | 0 | 0 | 0 | 0
VIC1 | VPP | 0 | 0 | 0 | 0 | 0 | 0 | 0 | 0 | 0 | 0 | 0 | 0 | 0 | 0 | 0 | 0 | 0 | 0 | 0 | 0 | 0 | 0 | 0 | 0 | 0 | 0 | 0 | 0 | 0
Total excluding storage |  | 230356.4018 | 208662.0994 | 203363.6078 | 140936.3944 | 140981.6225 | 130829.5912 | 117141.1688 | 112982.5463 | 103785.9937 | 105133.1381 | 98783.4723 | 96993.7196 | 92660.6024 | 86323.8106 | 87674.3181 | 77670.3834 | 75086.5802 | 69658.3722 | 62130.9285 | 57183.7855 | 60021.8145 | 55780.533 | 58068.1225 | 53498.997 | 50419.4914 | 48005.2916 | 28634.4137 | 20160.7442 | 26712.4409
Region | Technology | 2021-22 | 2022-23 | 2023-24 | 2024-25 | 2025-26 | 2026-27 | 2027-28 | 2028-29 | 2029-30 | 2030-31 | 2031-32 | 2032-33 | 2033-34 | 2034-35 | 2035-36 | 2036-37 | 2037-38 | 2038-39 | 2039-40 | 2040-41 | 2041-42 | 2042-43 | 2043-44 | 2044-45 | 2045-46 | 2046-47 | 2047-48 | 2048-49 | 2049-50
SA1 | Black Coal | 0 | 0 | 0 | 0 | 0 | 0 | 0 | 0 | 0 | 0 | 0 | 0 | 0 | 0 | 0 | 0 | 0 | 0 | 0 | 0 | 0 | 0 | 0 | 0 | 0 | 0 | 0 | 0 | 0
SA1 | Brown Coal | 0 | 0 | 0 | 0 | 0 | 0 | 0 | 0 | 0 | 0 | 0 | 0 | 0 | 0 | 0 | 0 | 0 | 0 | 0 | 0 | 0 | 0 | 0 | 0 | 0 | 0 | 0 | 0 | 0
SA1 | CCGT | 93017.0601 | 87374.2501 | 40610.8761 | 30904.9821 | 29538.9781 | 28368.2281 | 27117.9561 | 26193.4921 | 24888.9721 | 23795.2881 | 22791.6921 | 29133.8022 | 29822.0622 | 44220.0482 | 19321.2262 | 18410.2402 | 0.00021094 | 0.0002042 | 0.00023682 | 0.00022143 | 0.00027101 | 0.00026976 | 0.00027329 | 0.00025424 | 0.00024952 | 0.00024581 | 0.00023689 | 0.00035595 | 0.00033112
SA1 | Gas - Steam | 82719.357 | 79992.917 | 72853.213 | 7790.8666 | 7422.6768 | 7078.6698 | 6728.5591 | 6554.8987 | 6256.591 | 5940.5784 | 5708.1698 | 7526.7188 | 5324.2672 | 12170.2048 | 0 | 0 | 0 | 0 | 0 | 0 | 0 | 0 | 0 | 0 | 0 | 0 | 0 | 0 | 0
SA1 | OCGT / Diesel | 3873.0986 | 1927.4933 | 7614.8082 | 1236.8008 | 699.7912 | 2231.2961 | 805.4895 | 1563.9493 | 94.8322 | 226.8567 | 257.6643 | 5691.3333 | 4132.062 | 11581.4064 | 4923.8251 | 4381.0483 | 14324.0207 | 15914.2476 | 23432.4369 | 23181.6941 | 14969.9349 | 20922.613 | 31772.5086 | 10372.8467 | 7910.7083 | 12264.0393 | 12854.7124 | 29602.3404 | 30025.7387
SA1 | Hydro | 0 | 0 | 0 | 0 | 0 | 0 | 0 | 0 | 0 | 0 | 0 | 0 | 0 | 0 | 0 | 0 | 0 | 0 | 0 | 0 | 0 | 0 | 0 | 0 | 0 | 0 | 0 | 0 | 0
SA1 | Wind | 0 | 0 | 0 | 0 | 0 | 0 | 0 | 0 | 0 | 0 | 0 | 0 | 0 | 0 | 0 | 0 | 0 | 0 | 0 | 0 | 0 | 0 | 0 | 0 | 0 | 0 | 0 | 0 | 0
SA1 | Solar PV | 0 | 0 | 0 | 0 | 0 | 0 | 0 | 0 | 0 | 0 | 0 | 0 | 0 | 0 | 0 | 0 | 0 | 0 | 0 | 0 | 0 | 0 | 0 | 0 | 0 | 0 | 0 | 0 | 0
SA1 | Grid Battery | 0 | 0 | 0 | 0 | 0 | 0 | 0 | 0 | 0 | 0 | 0 | 0 | 0 | 0 | 0 | 0 | 0 | 0 | 0 | 0 | 0 | 0 | 0 | 0 | 0 | 0 | 0 | 0 | 0
SA1 | Pumped Hydro | 0 | 0 | 0 | 0 | 0 | 0 | 0 | 0 | 0 | 0 | 0 | 0 | 0 | 0 | 0 | 0 | 0 | 0 | 0 | 0 | 0 | 0 | 0 | 0 | 0 | 0 | 0 | 0 | 0
SA1 | VPP | 0 | 0 | 0 | 0 | 0 | 0 | 0 | 0 | 0 | 0 | 0 | 0 | 0 | 0 | 0 | 0 | 0 | 0 | 0 | 0 | 0 | 0 | 0 | 0 | 0 | 0 | 0 | 0 | 0
Total excluding storage |  | 179609.5157 | 169294.6604 | 121078.8974 | 39932.6495 | 37661.4461 | 37678.194 | 34652.0048 | 34312.3402 | 31240.3953 | 29962.7233 | 28757.5262 | 42351.8544 | 39278.3914 | 67971.6594 | 24245.0512 | 22791.2885 | 14324.0209 | 15914.2478 | 23432.4371 | 23181.6943 | 14969.9351 | 20922.6133 | 31772.5089 | 10372.8469 | 7910.7086 | 12264.0395 | 12854.7126 | 29602.3407 | 30025.7391
Region | Technology | 2021-22 | 2022-23 | 2023-24 | 2024-25 | 2025-26 | 2026-27 | 2027-28 | 2028-29 | 2029-30 | 2030-31 | 2031-32 | 2032-33 | 2033-34 | 2034-35 | 2035-36 | 2036-37 | 2037-38 | 2038-39 | 2039-40 | 2040-41 | 2041-42 | 2042-43 | 2043-44 | 2044-45 | 2045-46 | 2046-47 | 2047-48 | 2048-49 | 2049-50
TAS1 | Black Coal | 0 | 0 | 0 | 0 | 0 | 0 | 0 | 0 | 0 | 0 | 0 | 0 | 0 | 0 | 0 | 0 | 0 | 0 | 0 | 0 | 0 | 0 | 0 | 0 | 0 | 0 | 0 | 0 | 0
TAS1 | Brown Coal | 0 | 0 | 0 | 0 | 0 | 0 | 0 | 0 | 0 | 0 | 0 | 0 | 0 | 0 | 0 | 0 | 0 | 0 | 0 | 0 | 0 | 0 | 0 | 0 | 0 | 0 | 0 | 0 | 0
TAS1 | CCGT | 0.00011858 | 0.0001152 | 0.00011881 | 0.00011651 | 0.00011197 | 0.0001102 | 0.00011589 | 0.00011956 | 0.00011853 | 0.00011775 | 0.00011886 | 0.00014923 | 0.00014453 | 0.00013894 | 0.00013253 | 0.00012806 | 0.00013926 | 0.0001388 | 0.00015158 | 0.00014285 | 0.00014843 | 0.00014394 | 0.00013838 | 0.00012843 | 0.00012396 | 0.00013172 | 0.00012873 | 0.00017777 | 0.00016844
TAS1 | Gas - Steam | 0 | 0 | 0 | 0 | 0 | 0 | 0 | 0 | 0 | 0 | 0 | 0 | 0 | 0 | 0 | 0 | 0 | 0 | 0 | 0 | 0 | 0 | 0 | 0 | 0 | 0 | 0 | 0 | 0
TAS1 | OCGT / Diesel | 0.00014071 | 0.0001343 | 0.00013893 | 0.00013816 | 0.00013542 | 0.00013699 | 0.00014155 | 0.00014589 | 0.00014553 | 0.00014463 | 0.00014706 | 174.8026 | 37.4751 | 53.6059 | 107.9902 | 24.9379 | 259.8148 | 113.0406 | 135.264 | 20.9036 | 72.7037 | 0.00014653 | 100.9203 | 111.3273 | 49.817 | 62.5576 | 35.6492 | 538.7127 | 370.8437
TAS1 | Hydro | 0 | 0 | 0 | 0 | 0 | 0 | 0 | 0 | 0 | 0 | 0 | 0 | 0 | 0 | 0 | 0 | 0 | 0 | 0 | 0 | 0 | 0 | 0 | 0 | 0 | 0 | 0 | 0 | 0
TAS1 | Wind | 0 | 0 | 0 | 0 | 0 | 0 | 0 | 0 | 0 | 0 | 0 | 0 | 0 | 0 | 0 | 0 | 0 | 0 | 0 | 0 | 0 | 0 | 0 | 0 | 0 | 0 | 0 | 0 | 0
TAS1 | Solar PV | 0 | 0 | 0 | 0 | 0 | 0 | 0 | 0 | 0 | 0 | 0 | 0 | 0 | 0 | 0 | 0 | 0 | 0 | 0 | 0 | 0 | 0 | 0 | 0 | 0 | 0 | 0 | 0 | 0
TAS1 | Grid Battery | 0 | 0 | 0 | 0 | 0 | 0 | 0 | 0 | 0 | 0 | 0 | 0 | 0 | 0 | 0 | 0 | 0 | 0 | 0 | 0 | 0 | 0 | 0 | 0 | 0 | 0 | 0 | 0 | 0
TAS1 | Pumped Hydro | 0 | 0 | 0 | 0 | 0 | 0 | 0 | 0 | 0 | 0 | 0 | 0 | 0 | 0 | 0 | 0 | 0 | 0 | 0 | 0 | 0 | 0 | 0 | 0 | 0 | 0 | 0 | 0 | 0
TAS1 | VPP | 0 | 0 | 0 | 0 | 0 | 0 | 0 | 0 | 0 | 0 | 0 | 0 | 0 | 0 | 0 | 0 | 0 | 0 | 0 | 0 | 0 | 0 | 0 | 0 | 0 | 0 | 0 | 0 | 0
Total excluding storage |  | 0.00025929 | 0.00024951 | 0.00025773 | 0.00025468 | 0.00024739 | 0.00024719 | 0.00025744 | 0.00026546 | 0.00026405 | 0.00026238 | 0.00026592 | 174.8028 | 37.4752 | 53.606 | 107.9903 | 24.938 | 259.8149 | 113.0408 | 135.2642 | 20.9038 | 72.7039 | 0.00029047 | 100.9205 | 111.3274 | 49.8171 | 62.5577 | 35.6493 | 538.7129 | 370.8439

## Marinus_Build Cost
New generation build cost (CAPEX) by technology ($000s) - Marinus Link, Fast Change Scenario
CAPEX (Install) | Real June 2020 dollars discounted to 1 July 2020. The total capital costs are annualised for modelling purposes.
Explicitly modelled generation
Region | Technology | 2021-22 | 2022-23 | 2023-24 | 2024-25 | 2025-26 | 2026-27 | 2027-28 | 2028-29 | 2029-30 | 2030-31 | 2031-32 | 2032-33 | 2033-34 | 2034-35 | 2035-36 | 2036-37 | 2037-38 | 2038-39 | 2039-40 | 2040-41 | 2041-42 | 2042-43 | 2043-44 | 2044-45 | 2045-46 | 2046-47 | 2047-48 | 2048-49 | 2049-50
NEM | Black Coal | 0 | 0 | 0 | 0 | 0 | 0 | 0 | 0 | 0 | 0 | 0 | 0 | 0 | 0 | 0 | 0 | 0 | 0 | 0 | 0 | 0 | 0 | 0 | 0 | 0 | 0 | 0 | 0 | 0
NEM | Brown Coal | 0 | 0 | 0 | 0 | 0 | 0 | 0 | 0 | 0 | 0 | 0 | 0 | 0 | 0 | 0 | 0 | 0 | 0 | 0 | 0 | 0 | 0 | 0 | 0 | 0 | 0 | 0 | 0 | 0
NEM | CCGT | 0.00017983 | 0.00017159 | 0.00016417 | 0.00015621 | 0.00014906 | 0.00014223 | 0.00013608 | 0.00012948 | 0.00012355 | 0.00011789 | 0.00011279 | 0.00019115 | 0.00018239 | 0.00017404 | 0.00016651 | 0.00015844 | 0.00025117 | 0.00023967 | 0.00029725 | 0.00028284 | 0.00030609 | 0.000308 | 0.00029468 | 0.00028039 | 0.00026755 | 0.00021513 | 0.00020583 | 0.00035619 | 0.00033987
NEM | Gas - Steam | 0 | 0 | 0 | 0 | 0 | 0 | 0 | 0 | 0 | 0 | 0 | 0 | 0 | 0 | 0 | 0 | 0 | 0 | 0 | 0 | 0 | 0 | 0 | 0 | 0 | 0 | 0 | 0 | 0
NEM | OCGT / Diesel | 0.00049595 | 0.00047323 | 0.00045277 | 0.00043082 | 0.00041109 | 0.00039226 | 0.0003753 | 0.00035711 | 0.00034075 | 0.00032514 | 0.00031108 | 0.0004216 | 0.00040229 | 0.00038386 | 0.00036726 | 0.00034946 | 0.00055946 | 0.00053384 | 11511.8166 | 10953.8418 | 10452.1393 | 9973.4154 | 9542.0778 | 38332.2404 | 48798.6849 | 76973.2185 | 73644.2243 | 97851.9588 | 93370.1896
NEM | Hydro | 0 | 0 | 0 | 0 | 0 | 0 | 0 | 0 | 0 | 0 | 0 | 0 | 0 | 0 | 0 | 0 | 0 | 0 | 0 | 0 | 0 | 0 | 0 | 0 | 0 | 0 | 0 | 0 | 0
NEM | Wind | 73655.4449 | 161734.7321 | 257252.9515 | 343116.8478 | 417626.0854 | 420246.95 | 479769.3492 | 530129.4885 | 880767.2304 | 851117.3206 | 824430.0397 | 1018860.6764 | 972195.3028 | 976931.5134 | 962977.0519 | 990123.2261 | 1141759.3796 | 1140900.9381 | 1124262.2425 | 1076219.5856 | 1100022.4659 | 1131510.8809 | 1121500.6124 | 1078495.6017 | 1082811.5557 | 1086047.8224 | 1108185.0374 | 1072759.8427 | 1055293.3994
NEM | Solar PV | 0.00045167 | 0.000703 | 0.00067259 | 0.0011988 | 7962.999 | 52310.3061 | 91376.6726 | 130478.4734 | 237291.6934 | 226423.3716 | 216630.8476 | 206130.8077 | 196689.702 | 187681.0133 | 179564.0472 | 170860.6245 | 216260.3105 | 210663.1628 | 225812.2467 | 246226.2964 | 248482.0678 | 327906.7304 | 314028.6554 | 298807.7682 | 285121.9161 | 315488.3784 | 308360.7549 | 314352.9777 | 314601.0881
NEM | Grid Battery | 0.00053098 | 0.00074798 | 0.00071563 | 0.00082473 | 0.0010096 | 0.001003 | 0.0011895 | 0.0012905 | 21182.6581 | 20212.46 | 19338.2968 | 19615.9822 | 18717.5403 | 17860.2483 | 17087.8152 | 16259.5735 | 76319.6004 | 72824.0462 | 76069.9108 | 72382.822 | 122726.6089 | 117105.5427 | 112040.8763 | 106610.2841 | 101727.3702 | 118279.6018 | 113164.1588 | 108021.5762 | 94785.5248
NEM | Pumped Hydro | 0 | 0 | 0.0014797 | 0.0015873 | 0.0015474 | 0.0015021 | 0.0015229 | 0.0015554 | 215987.2006 | 206094.657 | 197181.3243 | 188406.6229 | 179777.3119 | 171543.2364 | 164124.2088 | 160921.6507 | 192254.3875 | 187496.7192 | 189990.6076 | 180781.8123 | 179094.4275 | 242608.3131 | 232115.8109 | 220865.2188 | 210749.2545 | 223317.6721 | 213659.4657 | 227776.9823 | 275834.6413
NEM | VPP | 0 | 0 | 0 | 0 | 0 | 0 | 0 | 0 | 0 | 0 | 0 | 0 | 0 | 0 | 0 | 0 | 0 | 0 | 0 | 0 | 0 | 0 | 0 | 0 | 0 | 0 | 0 | 0 | 0
Total excluding storage |  | 73655.4461 | 161734.7334 | 257252.9528 | 343116.8496 | 425589.085 | 472557.2567 | 571146.0223 | 660607.9623 | 1118058.9243 | 1077540.6927 | 1041060.8878 | 1224991.4847 | 1168885.0054 | 1164612.5273 | 1142541.0996 | 1160983.8511 | 1358019.6909 | 1351564.1016 | 1361586.3061 | 1333399.7241 | 1358956.6734 | 1469391.027 | 1445071.3459 | 1415635.6106 | 1416732.1569 | 1478509.4195 | 1490190.0169 | 1484964.7795 | 1463264.6775
Region | Technology | 2021-22 | 2022-23 | 2023-24 | 2024-25 | 2025-26 | 2026-27 | 2027-28 | 2028-29 | 2029-30 | 2030-31 | 2031-32 | 2032-33 | 2033-34 | 2034-35 | 2035-36 | 2036-37 | 2037-38 | 2038-39 | 2039-40 | 2040-41 | 2041-42 | 2042-43 | 2043-44 | 2044-45 | 2045-46 | 2046-47 | 2047-48 | 2048-49 | 2049-50
NSW1 | Black Coal | 0 | 0 | 0 | 0 | 0 | 0 | 0 | 0 | 0 | 0 | 0 | 0 | 0 | 0 | 0 | 0 | 0 | 0 | 0 | 0 | 0 | 0 | 0 | 0 | 0 | 0 | 0 | 0 | 0
NSW1 | Brown Coal | 0 | 0 | 0 | 0 | 0 | 0 | 0 | 0 | 0 | 0 | 0 | 0 | 0 | 0 | 0 | 0 | 0 | 0 | 0 | 0 | 0 | 0 | 0 | 0 | 0 | 0 | 0 | 0 | 0
NSW1 | CCGT | 3.7354e-05 | 3.5643e-05 | 3.4102e-05 | 3.2449e-05 | 3.0963e-05 | 2.9545e-05 | 2.8267e-05 | 2.6897e-05 | 2.5665e-05 | 2.4489e-05 | 2.343e-05 | 4.4918e-05 | 4.2861e-05 | 4.0898e-05 | 3.9129e-05 | 3.7232e-05 | 8.0005e-05 | 7.6341e-05 | 8.3729e-05 | 7.9671e-05 | 8.6751e-05 | 8.2778e-05 | 7.9198e-05 | 7.5359e-05 | 7.1908e-05 | 6.2749e-05 | 6.0035e-05 | 0.00010804 | 0.00010309
NSW1 | Gas - Steam | 0 | 0 | 0 | 0 | 0 | 0 | 0 | 0 | 0 | 0 | 0 | 0 | 0 | 0 | 0 | 0 | 0 | 0 | 0 | 0 | 0 | 0 | 0 | 0 | 0 | 0 | 0 | 0 | 0
NSW1 | OCGT / Diesel | 9.881e-05 | 9.4285e-05 | 9.0207e-05 | 8.5835e-05 | 8.1903e-05 | 7.8152e-05 | 7.4772e-05 | 7.1148e-05 | 6.7889e-05 | 6.478e-05 | 6.1978e-05 | 8.5811e-05 | 8.1881e-05 | 7.8131e-05 | 7.4752e-05 | 7.1128e-05 | 0.00024593 | 0.00023467 | 0.00032941 | 0.00031344 | 0.00029908 | 0.00028539 | 0.00027304 | 23550.3855 | 22471.7419 | 21442.5018 | 20515.1407 | 40784.1851 | 38916.2072
NSW1 | Hydro | 0 | 0 | 0 | 0 | 0 | 0 | 0 | 0 | 0 | 0 | 0 | 0 | 0 | 0 | 0 | 0 | 0 | 0 | 0 | 0 | 0 | 0 | 0 | 0 | 0 | 0 | 0 | 0 | 0
NSW1 | Wind | 0.0013063 | 91452.8202 | 174462.9907 | 249636.1653 | 304518.1287 | 299038.8833 | 294725.4147 | 280440.1646 | 567928.7633 | 541916.7586 | 518479.5453 | 493348.9767 | 470752.8401 | 494504.9765 | 493240.9829 | 469333.7209 | 453387.349 | 454389.8349 | 461829.3591 | 439444.6103 | 485013.5163 | 474527.0917 | 454004.3962 | 431998.9212 | 412212.7145 | 393332.7426 | 385596.576 | 343081.2607 | 301485.9658
NSW1 | Solar PV | 0.00010029 | 0.00019695 | 0.00018844 | 0.00036461 | 7962.9982 | 52310.3053 | 91376.6717 | 130478.4724 | 237291.6923 | 226423.3704 | 216630.8465 | 206130.8057 | 196689.7 | 187681.0114 | 179564.0454 | 170860.6228 | 180188.2485 | 176243.2549 | 180529.7265 | 171779.4976 | 163911.7343 | 198774.4754 | 190177.7312 | 180959.866 | 172671.6278 | 182171.8101 | 180809.9593 | 181163.5796 | 183720.3333
NSW1 | Grid Battery | 0.00017242 | 0.00024325 | 0.00023273 | 0.00028577 | 0.00031834 | 0.00030376 | 0.00037196 | 0.00038299 | 21182.6571 | 20212.459 | 19338.2958 | 18400.9738 | 17558.1811 | 16753.9896 | 16029.4008 | 15252.4599 | 14857.7968 | 14177.287 | 19959.5439 | 18992.11 | 49739.815 | 47461.6555 | 45408.999 | 43208.0367 | 41229.0426 | 39340.6895 | 37639.2544 | 35814.8904 | 25886.0154
NSW1 | Pumped Hydro | 0 | 0 | 0.00040659 | 0.00047036 | 0.00044882 | 0.00042826 | 0.00043662 | 0.00045476 | 215987.1995 | 206094.6559 | 197181.3231 | 187623.9958 | 179030.5303 | 170830.6586 | 163442.449 | 155520.4361 | 148397.363 | 141600.5372 | 135476.4937 | 128909.9833 | 123005.7092 | 117371.8599 | 112295.6756 | 106852.7335 | 101958.7152 | 97288.8503 | 93081.2308 | 88569.6077 | 84512.9845
NSW1 | VPP | 0 | 0 | 0 | 0 | 0 | 0 | 0 | 0 | 0 | 0 | 0 | 0 | 0 | 0 | 0 | 0 | 0 | 0 | 0 | 0 | 0 | 0 | 0 | 0 | 0 | 0 | 0 | 0 | 0
Total excluding storage |  | 0.0015427 | 91452.8205 | 174462.991 | 249636.1658 | 312481.127 | 351349.1888 | 386102.0865 | 410918.6372 | 805220.4556 | 768340.1291 | 735110.3919 | 699479.7825 | 667442.5403 | 682185.988 | 672805.0284 | 640194.3439 | 633575.5979 | 630633.0901 | 642359.086 | 611224.1083 | 648925.251 | 673301.5675 | 644182.1277 | 636509.1728 | 607356.0843 | 596947.0545 | 586921.6761 | 565029.0255 | 524122.5063
Region | Technology | 2021-22 | 2022-23 | 2023-24 | 2024-25 | 2025-26 | 2026-27 | 2027-28 | 2028-29 | 2029-30 | 2030-31 | 2031-32 | 2032-33 | 2033-34 | 2034-35 | 2035-36 | 2036-37 | 2037-38 | 2038-39 | 2039-40 | 2040-41 | 2041-42 | 2042-43 | 2043-44 | 2044-45 | 2045-46 | 2046-47 | 2047-48 | 2048-49 | 2049-50
QLD1 | Black Coal | 0 | 0 | 0 | 0 | 0 | 0 | 0 | 0 | 0 | 0 | 0 | 0 | 0 | 0 | 0 | 0 | 0 | 0 | 0 | 0 | 0 | 0 | 0 | 0 | 0 | 0 | 0 | 0 | 0
QLD1 | Brown Coal | 0 | 0 | 0 | 0 | 0 | 0 | 0 | 0 | 0 | 0 | 0 | 0 | 0 | 0 | 0 | 0 | 0 | 0 | 0 | 0 | 0 | 0 | 0 | 0 | 0 | 0 | 0 | 0 | 0
QLD1 | CCGT | 4.1056e-05 | 3.9175e-05 | 3.7481e-05 | 3.5664e-05 | 3.4031e-05 | 3.2472e-05 | 3.1068e-05 | 2.9562e-05 | 2.8208e-05 | 2.6916e-05 | 2.5752e-05 | 4.3951e-05 | 4.1938e-05 | 4.0017e-05 | 3.8286e-05 | 3.643e-05 | 7.0988e-05 | 6.7737e-05 | 0.00010159 | 9.6663e-05 | 9.2236e-05 | 0.00010394 | 9.9444e-05 | 9.4624e-05 | 9.029e-05 | 8.3242e-05 | 7.9642e-05 | 7.5782e-05 | 7.2311e-05
QLD1 | Gas - Steam | 0 | 0 | 0 | 0 | 0 | 0 | 0 | 0 | 0 | 0 | 0 | 0 | 0 | 0 | 0 | 0 | 0 | 0 | 0 | 0 | 0 | 0 | 0 | 0 | 0 | 0 | 0 | 0 | 0
QLD1 | OCGT / Diesel | 0.0001002 | 9.5609e-05 | 9.1474e-05 | 8.704e-05 | 8.3054e-05 | 7.925e-05 | 7.5822e-05 | 7.2147e-05 | 6.8843e-05 | 6.569e-05 | 6.2849e-05 | 8.8448e-05 | 8.4397e-05 | 8.0532e-05 | 7.7049e-05 | 7.3314e-05 | 0.00010286 | 9.8145e-05 | 11511.8159 | 10953.8412 | 10452.1385 | 9973.4147 | 9542.0771 | 9079.5751 | 20885.8363 | 50338.8212 | 48161.7309 | 49181.5651 | 46928.9743
QLD1 | Hydro | 0 | 0 | 0 | 0 | 0 | 0 | 0 | 0 | 0 | 0 | 0 | 0 | 0 | 0 | 0 | 0 | 0 | 0 | 0 | 0 | 0 | 0 | 0 | 0 | 0 | 0 | 0 | 0 | 0
QLD1 | Wind | 73655.4399 | 70281.9084 | 67242.3049 | 63983.0892 | 70969.2884 | 67718.7866 | 121222.5072 | 176997.9614 | 232143.4464 | 221510.922 | 211930.8552 | 273514.5697 | 260987.1854 | 249033.5738 | 238263.1872 | 258610.6739 | 313232.2498 | 298885.7344 | 285959.3051 | 272098.9319 | 267035.6255 | 324948.1696 | 310894.5729 | 307179.426 | 319449.0455 | 300552.4277 | 287553.9159 | 273616.2524 | 312668.2546
QLD1 | Solar PV | 0.00014645 | 0.00022147 | 0.0002119 | 0.00035222 | 0.00033608 | 0.00032586 | 0.00042733 | 0.00040662 | 0.00065098 | 0.00062116 | 0.0005943 | 0.00056549 | 0.00053959 | 0.00051488 | 0.00049261 | 0.00046873 | 36072.0583 | 34419.9029 | 32931.2857 | 41654.8179 | 49238.1807 | 88148.689 | 84336.3699 | 80248.608 | 76573.0992 | 99082.6093 | 94797.412 | 90202.6061 | 89862.8232
QLD1 | Grid Battery | 9.0907e-05 | 0.00012002 | 0.00011483 | 0.00013862 | 0.00017044 | 0.00016263 | 0.00022816 | 0.00028743 | 0.00027427 | 0.00026171 | 0.00027485 | 1215.0071 | 1159.3579 | 1106.2576 | 1058.4133 | 1007.1123 | 61461.8024 | 58646.758 | 56110.36 | 53390.7055 | 50945.3296 | 48611.9557 | 46509.5502 | 44255.2444 | 42228.2866 | 61505.667 | 58845.6248 | 55993.3927 | 53428.8098
QLD1 | Pumped Hydro | 0 | 0 | 0.00020279 | 0.00023823 | 0.00022731 | 0.0002169 | 0.00020752 | 0.00023688 | 0.00022603 | 0.00022892 | 0.00023213 | 0.00092775 | 0.00088525 | 0.00084471 | 0.00080817 | 0.000769 | 26730.9702 | 25506.6509 | 24403.5206 | 23220.6883 | 22157.1453 | 92858.9981 | 88842.9641 | 84536.7688 | 80664.8557 | 99191.3374 | 94901.4377 | 90301.5897 | 144655.8316
QLD1 | VPP | 0 | 0 | 0 | 0 | 0 | 0 | 0 | 0 | 0 | 0 | 0 | 0 | 0 | 0 | 0 | 0 | 0 | 0 | 0 | 0 | 0 | 0 | 0 | 0 | 0 | 0 | 0 | 0 | 0
Total excluding storage |  | 73655.4402 | 70281.9087 | 67242.3052 | 63983.0897 | 70969.2888 | 67718.787 | 121222.5077 | 176997.9619 | 232143.4471 | 221510.9227 | 211930.8559 | 273514.5704 | 260987.1861 | 249033.5744 | 238263.1878 | 258610.6744 | 349304.3083 | 333305.6375 | 330402.4068 | 324707.5911 | 326725.9449 | 423070.2734 | 404773.0201 | 396507.6092 | 416907.9811 | 449973.8582 | 430513.0588 | 413000.4236 | 449460.0522
Region | Technology | 2021-22 | 2022-23 | 2023-24 | 2024-25 | 2025-26 | 2026-27 | 2027-28 | 2028-29 | 2029-30 | 2030-31 | 2031-32 | 2032-33 | 2033-34 | 2034-35 | 2035-36 | 2036-37 | 2037-38 | 2038-39 | 2039-40 | 2040-41 | 2041-42 | 2042-43 | 2043-44 | 2044-45 | 2045-46 | 2046-47 | 2047-48 | 2048-49 | 2049-50
VIC1 | Black Coal | 0 | 0 | 0 | 0 | 0 | 0 | 0 | 0 | 0 | 0 | 0 | 0 | 0 | 0 | 0 | 0 | 0 | 0 | 0 | 0 | 0 | 0 | 0 | 0 | 0 | 0 | 0 | 0 | 0
VIC1 | Brown Coal | 0 | 0 | 0 | 0 | 0 | 0 | 0 | 0 | 0 | 0 | 0 | 0 | 0 | 0 | 0 | 0 | 0 | 0 | 0 | 0 | 0 | 0 | 0 | 0 | 0 | 0 | 0 | 0 | 0
VIC1 | CCGT | 3.5302e-05 | 3.3685e-05 | 3.2228e-05 | 3.0666e-05 | 2.9262e-05 | 2.7921e-05 | 2.6714e-05 | 2.5419e-05 | 2.4255e-05 | 2.3144e-05 | 2.2143e-05 | 3.6445e-05 | 3.4776e-05 | 3.3183e-05 | 3.1748e-05 | 3.0209e-05 | 3.6162e-05 | 3.4505e-05 | 4.2809e-05 | 4.0734e-05 | 4.8135e-05 | 4.593e-05 | 4.3944e-05 | 4.1814e-05 | 3.9898e-05 | 2.7146e-05 | 2.5972e-05 | 9.1997e-05 | 8.7783e-05
VIC1 | Gas - Steam | 0 | 0 | 0 | 0 | 0 | 0 | 0 | 0 | 0 | 0 | 0 | 0 | 0 | 0 | 0 | 0 | 0 | 0 | 0 | 0 | 0 | 0 | 0 | 0 | 0 | 0 | 0 | 0 | 0
VIC1 | OCGT / Diesel | 9.9411e-05 | 9.4858e-05 | 9.0756e-05 | 8.6357e-05 | 8.2401e-05 | 7.8627e-05 | 7.5227e-05 | 7.1581e-05 | 6.8302e-05 | 6.5174e-05 | 6.2355e-05 | 8.2715e-05 | 7.8926e-05 | 7.5311e-05 | 7.2054e-05 | 6.8562e-05 | 6.5421e-05 | 6.2425e-05 | 9.7197e-05 | 9.2486e-05 | 0.00014613 | 0.00013944 | 0.00013341 | 0.00027288 | 0.00026038 | 0.00021769 | 0.00020827 | 1060.1778 | 1011.62
VIC1 | Hydro | 0 | 0 | 0 | 0 | 0 | 0 | 0 | 0 | 0 | 0 | 0 | 0 | 0 | 0 | 0 | 0 | 0 | 0 | 0 | 0 | 0 | 0 | 0 | 0 | 0 | 0 | 0 | 0 | 0
VIC1 | Wind | 0.0007903 | 0.0007541 | 0.00073424 | 0.00098905 | 0.00094375 | 0.00090053 | 0.00088265 | 0.00095623 | 0.00091243 | 0.00087969 | 0.0010674 | 47625.5445 | 45444.2223 | 43362.8127 | 41487.426 | 56324.5825 | 132991.4462 | 126900.2359 | 121411.9616 | 115527.1555 | 110235.8357 | 105186.871 | 139563.8155 | 132799.1937 | 154090.5773 | 197288.9091 | 242680.0775 | 261019.8489 | 259580.3963
VIC1 | Solar PV | 4.4953e-05 | 5.2352e-05 | 5.0088e-05 | 0.00012618 | 0.0001204 | 0.00011489 | 0.00013494 | 0.00014324 | 0.00013668 | 0.00014774 | 0.00014135 | 0.0003399 | 0.00032433 | 0.00030948 | 0.00029609 | 0.00028174 | 0.00071301 | 0.0020168 | 11836.0615 | 26841.4464 | 25612.0672 | 24438.9954 | 23382.0398 | 22248.7184 | 21229.6931 | 20257.3407 | 19381.2364 | 30262.7893 | 28876.7076
VIC1 | Grid Battery | 8.8421e-05 | 0.00012758 | 0.00012206 | 0.00013592 | 0.00017898 | 0.00018934 | 0.00020122 | 0.00020603 | 0.00024431 | 0.00023312 | 0.00024153 | 0.00040523 | 0.00038667 | 0.00036896 | 0.000353 | 0.00033589 | 0.00034925 | 0.00035426 | 0.00087452 | 0.00083214 | 0.0068147 | 0.0064857 | 0.0062052 | 0.0058967 | 0.0056073 | 0.0053432 | 0.0051043 | 342.4588 | 326.7736
VIC1 | Pumped Hydro | 0 | 0 | 0.00023023 | 0.0002697 | 0.00025735 | 0.00024556 | 0.00023494 | 0.00022355 | 0.00021332 | 0.00020355 | 0.00021375 | 0.00040309 | 0.00038463 | 0.00036702 | 0.00035114 | 0.00033412 | 0.00040359 | 0.00041275 | 0.00074904 | 0.00071273 | 0.0024063 | 0.0022961 | 0.0021968 | 0.0027246 | 0.0025998 | 0.0024807 | 0.0023734 | 24107.7951 | 23003.6213
VIC1 | VPP | 0 | 0 | 0 | 0 | 0 | 0 | 0 | 0 | 0 | 0 | 0 | 0 | 0 | 0 | 0 | 0 | 0 | 0 | 0 | 0 | 0 | 0 | 0 | 0 | 0 | 0 | 0 | 0 | 0
Total excluding storage |  | 0.00096997 | 0.000935 | 0.00090732 | 0.0012323 | 0.0011758 | 0.001122 | 0.0011195 | 0.0011965 | 0.0011417 | 0.0011157 | 0.0012933 | 47625.5449 | 45444.2227 | 43362.8131 | 41487.4264 | 56324.5828 | 132991.447 | 126900.238 | 133248.0232 | 142368.602 | 135847.9031 | 129625.8666 | 162945.8555 | 155047.9124 | 175320.2707 | 217546.2501 | 262061.3142 | 292342.8161 | 289468.724
Region | Technology | 2021-22 | 2022-23 | 2023-24 | 2024-25 | 2025-26 | 2026-27 | 2027-28 | 2028-29 | 2029-30 | 2030-31 | 2031-32 | 2032-33 | 2033-34 | 2034-35 | 2035-36 | 2036-37 | 2037-38 | 2038-39 | 2039-40 | 2040-41 | 2041-42 | 2042-43 | 2043-44 | 2044-45 | 2045-46 | 2046-47 | 2047-48 | 2048-49 | 2049-50
SA1 | Black Coal | 0 | 0 | 0 | 0 | 0 | 0 | 0 | 0 | 0 | 0 | 0 | 0 | 0 | 0 | 0 | 0 | 0 | 0 | 0 | 0 | 0 | 0 | 0 | 0 | 0 | 0 | 0 | 0 | 0
SA1 | Brown Coal | 0 | 0 | 0 | 0 | 0 | 0 | 0 | 0 | 0 | 0 | 0 | 0 | 0 | 0 | 0 | 0 | 0 | 0 | 0 | 0 | 0 | 0 | 0 | 0 | 0 | 0 | 0 | 0 | 0
SA1 | CCGT | 3.4751e-05 | 3.3159e-05 | 3.1725e-05 | 3.0188e-05 | 2.8805e-05 | 2.7486e-05 | 2.6297e-05 | 2.5022e-05 | 2.3876e-05 | 2.2783e-05 | 2.1797e-05 | 3.9501e-05 | 3.7692e-05 | 3.5966e-05 | 3.441e-05 | 3.2742e-05 | 4.3192e-05 | 4.1214e-05 | 5.0115e-05 | 4.7686e-05 | 6.1705e-05 | 5.8879e-05 | 5.6333e-05 | 5.3602e-05 | 5.1147e-05 | 3.805e-05 | 3.6404e-05 | 6.5848e-05 | 6.2832e-05
SA1 | Gas - Steam | 0 | 0 | 0 | 0 | 0 | 0 | 0 | 0 | 0 | 0 | 0 | 0 | 0 | 0 | 0 | 0 | 0 | 0 | 0 | 0 | 0 | 0 | 0 | 0 | 0 | 0 | 0 | 0 | 0
SA1 | OCGT / Diesel | 9.9614e-05 | 9.5051e-05 | 9.094e-05 | 8.6533e-05 | 8.2569e-05 | 7.8787e-05 | 7.538e-05 | 7.1726e-05 | 6.8441e-05 | 6.5306e-05 | 6.2482e-05 | 8.5152e-05 | 8.1252e-05 | 7.7531e-05 | 7.4178e-05 | 7.0582e-05 | 8.24e-05 | 7.8626e-05 | 0.00013328 | 0.00012682 | 0.00022301 | 0.0002128 | 0.00020359 | 5702.2794 | 5441.1063 | 5191.8953 | 4967.3524 | 6826.0307 | 6513.3881
SA1 | Hydro | 0 | 0 | 0 | 0 | 0 | 0 | 0 | 0 | 0 | 0 | 0 | 0 | 0 | 0 | 0 | 0 | 0 | 0 | 0 | 0 | 0 | 0 | 0 | 0 | 0 | 0 | 0 | 0 | 0
SA1 | Wind | 0.0015554 | 0.0014842 | 0.0018719 | 0.0018789 | 0.0017929 | 0.0017108 | 0.0016368 | 0.0018665 | 0.001781 | 0.0017187 | 0.0022989 | 90565.2315 | 86417.2057 | 82459.1657 | 78892.9128 | 92420.4873 | 126583.4015 | 141525.2099 | 136118.8424 | 129521.1976 | 123588.929 | 117928.3674 | 112828.1152 | 107359.3659 | 102442.1431 | 104590.2747 | 105975.6454 | 117648.6566 | 112260.1684
SA1 | Solar PV | 0.0001422 | 0.00020532 | 0.00019644 | 0.00031199 | 0.00030512 | 0.00029115 | 0.00032565 | 0.00035171 | 0.0003356 | 0.0003639 | 0.00038179 | 0.0010245 | 0.0010558 | 0.0010075 | 0.0009639 | 0.00091718 | 0.0029711 | 0.0028575 | 515.173 | 5950.5345 | 9720.0856 | 16544.5705 | 16132.5145 | 15350.5757 | 14647.4959 | 13976.6182 | 13372.1471 | 12724.0027 | 12141.2239
SA1 | Grid Battery | 9.1052e-05 | 0.00013807 | 0.0001321 | 0.00013799 | 0.00018205 | 0.00019483 | 0.00021244 | 0.0002247 | 0.00026386 | 0.00025177 | 0.00025878 | 0.00052225 | 0.00049833 | 0.0004755 | 0.00045494 | 0.000662 | 0.00063168 | 0.00060275 | 0.0056173 | 0.005345 | 22041.4571 | 21031.9247 | 20122.3206 | 19146.9969 | 18270.0352 | 17433.2397 | 16679.2741 | 15870.8341 | 15143.9256
SA1 | Pumped Hydro | 0 | 0 | 0.00026666 | 0.00025374 | 0.00024212 | 0.00023103 | 0.00022104 | 0.00021032 | 0.00020069 | 0.0001915 | 0.00018322 | 0.00028215 | 0.00026922 | 0.00025689 | 0.00024578 | 0.00030312 | 0.00030547 | 0.00029148 | 0.00035448 | 0.0003373 | 0.00046995 | 0.00044843 | 0.00042903 | 0.00051795 | 0.00049423 | 0.00047159 | 0.0004512 | 0.00049265 | 0.00047009
SA1 | VPP | 0 | 0 | 0 | 0 | 0 | 0 | 0 | 0 | 0 | 0 | 0 | 0 | 0 | 0 | 0 | 0 | 0 | 0 | 0 | 0 | 0 | 0 | 0 | 0 | 0 | 0 | 0 | 0 | 0
Total excluding storage |  | 0.001832 | 0.0018177 | 0.002191 | 0.0023076 | 0.0022094 | 0.0021082 | 0.0020641 | 0.0023149 | 0.0022089 | 0.0021706 | 0.002765 | 90565.2326 | 86417.2069 | 82459.1668 | 78892.9139 | 92420.4883 | 126583.4046 | 141525.2128 | 136634.0156 | 135471.7322 | 133309.0149 | 134472.9382 | 128960.6299 | 128412.2211 | 122530.7454 | 123758.7883 | 124315.145 | 137198.6901 | 130914.7805
Region | Technology | 2021-22 | 2022-23 | 2023-24 | 2024-25 | 2025-26 | 2026-27 | 2027-28 | 2028-29 | 2029-30 | 2030-31 | 2031-32 | 2032-33 | 2033-34 | 2034-35 | 2035-36 | 2036-37 | 2037-38 | 2038-39 | 2039-40 | 2040-41 | 2041-42 | 2042-43 | 2043-44 | 2044-45 | 2045-46 | 2046-47 | 2047-48 | 2048-49 | 2049-50
TAS1 | Black Coal | 0 | 0 | 0 | 0 | 0 | 0 | 0 | 0 | 0 | 0 | 0 | 0 | 0 | 0 | 0 | 0 | 0 | 0 | 0 | 0 | 0 | 0 | 0 | 0 | 0 | 0 | 0 | 0 | 0
TAS1 | Brown Coal | 0 | 0 | 0 | 0 | 0 | 0 | 0 | 0 | 0 | 0 | 0 | 0 | 0 | 0 | 0 | 0 | 0 | 0 | 0 | 0 | 0 | 0 | 0 | 0 | 0 | 0 | 0 | 0 | 0
TAS1 | CCGT | 3.1364e-05 | 2.9927e-05 | 2.8633e-05 | 2.7245e-05 | 2.5997e-05 | 2.4807e-05 | 2.3734e-05 | 2.2583e-05 | 2.1549e-05 | 2.0562e-05 | 1.9673e-05 | 2.633e-05 | 2.5124e-05 | 2.3973e-05 | 2.2936e-05 | 2.1825e-05 | 2.0825e-05 | 1.9871e-05 | 1.9012e-05 | 1.809e-05 | 1.7262e-05 | 1.6471e-05 | 1.5759e-05 | 1.4995e-05 | 1.4308e-05 | 3.9464e-06 | 3.7757e-06 | 1.4523e-05 | 1.3857e-05
TAS1 | Gas - Steam | 0 | 0 | 0 | 0 | 0 | 0 | 0 | 0 | 0 | 0 | 0 | 0 | 0 | 0 | 0 | 0 | 0 | 0 | 0 | 0 | 0 | 0 | 0 | 0 | 0 | 0 | 0 | 0 | 0
TAS1 | OCGT / Diesel | 9.7916e-05 | 9.3432e-05 | 8.9391e-05 | 8.5058e-05 | 8.1162e-05 | 7.7445e-05 | 7.4096e-05 | 7.0504e-05 | 6.7275e-05 | 6.4194e-05 | 6.1417e-05 | 7.9469e-05 | 7.583e-05 | 7.2356e-05 | 6.9227e-05 | 6.5872e-05 | 6.2855e-05 | 5.9976e-05 | 8.5467e-05 | 8.1324e-05 | 8.5081e-05 | 8.1185e-05 | 7.7673e-05 | 8.3354e-05 | 7.9536e-05 | 4.559e-05 | 4.3619e-05 | 7.5557e-05 | 7.2097e-05
TAS1 | Hydro | 0 | 0 | 0 | 0 | 0 | 0 | 0 | 0 | 0 | 0 | 0 | 0 | 0 | 0 | 0 | 0 | 0 | 0 | 0 | 0 | 0 | 0 | 0 | 0 | 0 | 0 | 0 | 0 | 0
TAS1 | Wind | 0.0013509 | 0.001289 | 15547.6534 | 29497.5905 | 42138.6656 | 53489.2775 | 63821.4248 | 72691.3596 | 80695.0181 | 87689.6374 | 94019.6358 | 113806.3541 | 108593.8493 | 107570.9848 | 111092.543 | 113433.7615 | 115564.9331 | 119199.923 | 118942.7743 | 119627.6903 | 114148.5594 | 108920.3811 | 104209.7126 | 99158.6949 | 94617.0753 | 90283.4683 | 86378.8227 | 77393.8241 | 69298.6143
TAS1 | Solar PV | 1.7781e-05 | 2.6898e-05 | 2.5735e-05 | 4.3802e-05 | 5.0533e-05 | 4.8219e-05 | 4.6133e-05 | 4.3897e-05 | 4.7722e-05 | 5.4578e-05 | 5.2218e-05 | 4.9687e-05 | 5.5739e-05 | 5.3186e-05 | 5.0886e-05 | 4.842e-05 | 4.6202e-05 | 4.4086e-05 | 5.1505e-05 | 8.5553e-05 | 8.1635e-05 | 7.7896e-05 | 7.4527e-05 | 7.0915e-05 | 6.7667e-05 | 5.9065e-05 | 5.3428e-05 | 5.0839e-05 | 4.6074e-05
TAS1 | Grid Battery | 8.8181e-05 | 0.00011906 | 0.00011392 | 0.00012643 | 0.0001598 | 0.00015248 | 0.00017568 | 0.00018933 | 0.00022067 | 0.00021703 | 0.00022654 | 0.00034101 | 0.00032539 | 0.00031049 | 0.00029706 | 0.00028266 | 0.00027423 | 0.00027069 | 0.00037961 | 0.00036121 | 0.00037548 | 0.00034461 | 0.00032971 | 0.00030667 | 0.0002773 | 0.00026705 | 0.00026206 | 0.00037995 | 0.00034689
TAS1 | Pumped Hydro | 0 | 0 | 0.00037337 | 0.00035527 | 0.00037179 | 0.00038031 | 0.00042282 | 0.00042992 | 0.00046093 | 0.00048525 | 0.00055497 | 782.6255 | 746.78 | 712.5764 | 681.7583 | 5401.2132 | 17126.0536 | 20389.5304 | 30110.5922 | 28651.1396 | 33931.5701 | 32377.4524 | 30977.1686 | 29475.7133 | 28125.6806 | 26837.4815 | 25676.7944 | 24797.9893 | 23662.2035
TAS1 | VPP | 0 | 0 | 0 | 0 | 0 | 0 | 0 | 0 | 0 | 0 | 0 | 0 | 0 | 0 | 0 | 0 | 0 | 0 | 0 | 0 | 0 | 0 | 0 | 0 | 0 | 0 | 0 | 0 | 0
Total excluding storage |  | 0.0014979 | 0.0014393 | 15547.6535 | 29497.5906 | 42138.6657 | 53489.2776 | 63821.4249 | 72691.3598 | 80695.0183 | 87689.6376 | 94019.6359 | 113806.3542 | 108593.8495 | 107570.9849 | 111092.5431 | 113433.7617 | 115564.9333 | 119199.9231 | 118942.7744 | 119627.6905 | 114148.5596 | 108920.3812 | 104209.7127 | 99158.6951 | 94617.0754 | 90283.4684 | 86378.8228 | 77393.8242 | 69298.6144

## Marinus_REHAB Cost
Rehabilition cost by technology ($000s) - Marinus Link, Fast Change Scenario
REHAB | Real June 2020 dollars discounted to 1 July 2020
Explicitly modelled generation
Region | Technology | 2021-22 | 2022-23 | 2023-24 | 2024-25 | 2025-26 | 2026-27 | 2027-28 | 2028-29 | 2029-30 | 2030-31 | 2031-32 | 2032-33 | 2033-34 | 2034-35 | 2035-36 | 2036-37 | 2037-38 | 2038-39 | 2039-40 | 2040-41 | 2041-42 | 2042-43 | 2043-44 | 2044-45 | 2045-46 | 2046-47 | 2047-48 | 2048-49 | 2049-50
NEM | Black Coal | 0 | 0 | 0 | 108312.9912 | 109075.5297 | 11810.4486 | 3291.4931 | 0 | 22042.4799 | 0 | 1.1187e-05 | 0 | 0 | 0 | 0 | 0 | 0 | 0 | 0 | 0 | 0 | 0 | 0 | 0 | 0 | 0 | 0 | 0 | 0
NEM | Brown Coal | 0 | 0 | 0 | 44744.6296 | 0 | 3691.3976 | 0 | 0 | 4.7129e-05 | 5.5528e-06 | 0 | 0 | 0 | 0 | 0 | 0 | 0 | 0 | 0 | 0 | 0 | 0 | 0 | 0 | 0 | 0 | 0 | 0 | 0
NEM | CCGT | 0 | 0 | 0 | 0 | 0 | 0 | 0 | 0 | 0 | 0 | 0 | 0 | 0 | 0 | 0 | 0 | 0 | 0 | 0 | 0 | 0 | 0 | 0 | 0 | 0 | 0 | 0 | 0 | 0
NEM | Gas - Steam | 0 | 0 | 0 | 0 | 0 | 0 | 0 | 0 | 0 | 0 | 0 | 0 | 0 | 0 | 0 | 0 | 0 | 0 | 0 | 0 | 0 | 0 | 0 | 0 | 0 | 0 | 0 | 0 | 0
NEM | OCGT / Diesel | 0 | 0 | 0 | 0 | 0 | 0 | 0 | 0 | 0 | 0 | 0 | 0 | 0 | 0 | 0 | 0 | 0 | 0 | 0 | 0 | 0 | 0 | 0 | 0 | 0 | 0 | 0 | 0 | 0
NEM | Hydro | 0 | 0 | 0 | 0 | 0 | 0 | 0 | 0 | 0 | 0 | 0 | 0 | 0 | 0 | 0 | 0 | 0 | 0 | 0 | 0 | 0 | 0 | 0 | 0 | 0 | 0 | 0 | 0 | 0
NEM | Wind | 0 | 0 | 0 | 0 | 0 | 0 | 0 | 0 | 0 | 0 | 0 | 0 | 0 | 0 | 0 | 0 | 0 | 0 | 0 | 0 | 0 | 0 | 0 | 0 | 0 | 0 | 0 | 0 | 0
NEM | Solar PV | 0 | 0 | 0 | 0 | 0 | 0 | 0 | 0 | 0 | 0 | 0 | 0 | 0 | 0 | 0 | 0 | 0 | 0 | 0 | 0 | 0 | 0 | 0 | 0 | 0 | 0 | 0 | 0 | 0
NEM | Grid Battery | 0 | 0 | 0 | 0 | 0 | 0 | 0 | 0 | 0 | 0 | 0 | 0 | 0 | 0 | 0 | 0 | 0 | 0 | 0 | 0 | 0 | 0 | 0 | 0 | 0 | 0 | 0 | 0 | 0
NEM | Pumped Hydro | 0 | 0 | 0 | 0 | 0 | 0 | 0 | 0 | 0 | 0 | 0 | 0 | 0 | 0 | 0 | 0 | 0 | 0 | 0 | 0 | 0 | 0 | 0 | 0 | 0 | 0 | 0 | 0 | 0
NEM | VPP | 0 | 0 | 0 | 0 | 0 | 0 | 0 | 0 | 0 | 0 | 0 | 0 | 0 | 0 | 0 | 0 | 0 | 0 | 0 | 0 | 0 | 0 | 0 | 0 | 0 | 0 | 0 | 0 | 0
Total excluding storage |  | 0 | 0 | 0 | 153057.6208 | 109075.5297 | 15501.8462 | 3291.4931 | 0 | 22042.4799 | 5.5528e-06 | 1.1187e-05 | 0 | 0 | 0 | 0 | 0 | 0 | 0 | 0 | 0 | 0 | 0 | 0 | 0 | 0 | 0 | 0 | 0 | 0
Region | Technology | 2021-22 | 2022-23 | 2023-24 | 2024-25 | 2025-26 | 2026-27 | 2027-28 | 2028-29 | 2029-30 | 2030-31 | 2031-32 | 2032-33 | 2033-34 | 2034-35 | 2035-36 | 2036-37 | 2037-38 | 2038-39 | 2039-40 | 2040-41 | 2041-42 | 2042-43 | 2043-44 | 2044-45 | 2045-46 | 2046-47 | 2047-48 | 2048-49 | 2049-50
NSW1 | Black Coal | 0 | 0 | 0 | 14327.1343 | 109075.5297 | 2744.7675 | 3291.4931 | 0 | 22042.4799 | 0 | 1.1187e-05 | 0 | 0 | 0 | 0 | 0 | 0 | 0 | 0 | 0 | 0 | 0 | 0 | 0 | 0 | 0 | 0 | 0 | 0
NSW1 | Brown Coal | 0 | 0 | 0 | 0 | 0 | 0 | 0 | 0 | 0 | 0 | 0 | 0 | 0 | 0 | 0 | 0 | 0 | 0 | 0 | 0 | 0 | 0 | 0 | 0 | 0 | 0 | 0 | 0 | 0
NSW1 | CCGT | 0 | 0 | 0 | 0 | 0 | 0 | 0 | 0 | 0 | 0 | 0 | 0 | 0 | 0 | 0 | 0 | 0 | 0 | 0 | 0 | 0 | 0 | 0 | 0 | 0 | 0 | 0 | 0 | 0
NSW1 | Gas - Steam | 0 | 0 | 0 | 0 | 0 | 0 | 0 | 0 | 0 | 0 | 0 | 0 | 0 | 0 | 0 | 0 | 0 | 0 | 0 | 0 | 0 | 0 | 0 | 0 | 0 | 0 | 0 | 0 | 0
NSW1 | OCGT / Diesel | 0 | 0 | 0 | 0 | 0 | 0 | 0 | 0 | 0 | 0 | 0 | 0 | 0 | 0 | 0 | 0 | 0 | 0 | 0 | 0 | 0 | 0 | 0 | 0 | 0 | 0 | 0 | 0 | 0
NSW1 | Hydro | 0 | 0 | 0 | 0 | 0 | 0 | 0 | 0 | 0 | 0 | 0 | 0 | 0 | 0 | 0 | 0 | 0 | 0 | 0 | 0 | 0 | 0 | 0 | 0 | 0 | 0 | 0 | 0 | 0
NSW1 | Wind | 0 | 0 | 0 | 0 | 0 | 0 | 0 | 0 | 0 | 0 | 0 | 0 | 0 | 0 | 0 | 0 | 0 | 0 | 0 | 0 | 0 | 0 | 0 | 0 | 0 | 0 | 0 | 0 | 0
NSW1 | Solar PV | 0 | 0 | 0 | 0 | 0 | 0 | 0 | 0 | 0 | 0 | 0 | 0 | 0 | 0 | 0 | 0 | 0 | 0 | 0 | 0 | 0 | 0 | 0 | 0 | 0 | 0 | 0 | 0 | 0
NSW1 | Grid Battery | 0 | 0 | 0 | 0 | 0 | 0 | 0 | 0 | 0 | 0 | 0 | 0 | 0 | 0 | 0 | 0 | 0 | 0 | 0 | 0 | 0 | 0 | 0 | 0 | 0 | 0 | 0 | 0 | 0
NSW1 | Pumped Hydro | 0 | 0 | 0 | 0 | 0 | 0 | 0 | 0 | 0 | 0 | 0 | 0 | 0 | 0 | 0 | 0 | 0 | 0 | 0 | 0 | 0 | 0 | 0 | 0 | 0 | 0 | 0 | 0 | 0
NSW1 | VPP | 0 | 0 | 0 | 0 | 0 | 0 | 0 | 0 | 0 | 0 | 0 | 0 | 0 | 0 | 0 | 0 | 0 | 0 | 0 | 0 | 0 | 0 | 0 | 0 | 0 | 0 | 0 | 0 | 0
Total excluding storage |  | 0 | 0 | 0 | 14327.1343 | 109075.5297 | 2744.7675 | 3291.4931 | 0 | 22042.4799 | 0 | 1.1187e-05 | 0 | 0 | 0 | 0 | 0 | 0 | 0 | 0 | 0 | 0 | 0 | 0 | 0 | 0 | 0 | 0 | 0 | 0
Region | Technology | 2021-22 | 2022-23 | 2023-24 | 2024-25 | 2025-26 | 2026-27 | 2027-28 | 2028-29 | 2029-30 | 2030-31 | 2031-32 | 2032-33 | 2033-34 | 2034-35 | 2035-36 | 2036-37 | 2037-38 | 2038-39 | 2039-40 | 2040-41 | 2041-42 | 2042-43 | 2043-44 | 2044-45 | 2045-46 | 2046-47 | 2047-48 | 2048-49 | 2049-50
QLD1 | Black Coal | 0 | 0 | 0 | 93985.8569 | 1.121e-05 | 9065.6812 | 4.5614e-06 | 0 | 0 | 0 | 0 | 0 | 0 | 0 | 0 | 0 | 0 | 0 | 0 | 0 | 0 | 0 | 0 | 0 | 0 | 0 | 0 | 0 | 0
QLD1 | Brown Coal | 0 | 0 | 0 | 0 | 0 | 0 | 0 | 0 | 0 | 0 | 0 | 0 | 0 | 0 | 0 | 0 | 0 | 0 | 0 | 0 | 0 | 0 | 0 | 0 | 0 | 0 | 0 | 0 | 0
QLD1 | CCGT | 0 | 0 | 0 | 0 | 0 | 0 | 0 | 0 | 0 | 0 | 0 | 0 | 0 | 0 | 0 | 0 | 0 | 0 | 0 | 0 | 0 | 0 | 0 | 0 | 0 | 0 | 0 | 0 | 0
QLD1 | Gas - Steam | 0 | 0 | 0 | 0 | 0 | 0 | 0 | 0 | 0 | 0 | 0 | 0 | 0 | 0 | 0 | 0 | 0 | 0 | 0 | 0 | 0 | 0 | 0 | 0 | 0 | 0 | 0 | 0 | 0
QLD1 | OCGT / Diesel | 0 | 0 | 0 | 0 | 0 | 0 | 0 | 0 | 0 | 0 | 0 | 0 | 0 | 0 | 0 | 0 | 0 | 0 | 0 | 0 | 0 | 0 | 0 | 0 | 0 | 0 | 0 | 0 | 0
QLD1 | Hydro | 0 | 0 | 0 | 0 | 0 | 0 | 0 | 0 | 0 | 0 | 0 | 0 | 0 | 0 | 0 | 0 | 0 | 0 | 0 | 0 | 0 | 0 | 0 | 0 | 0 | 0 | 0 | 0 | 0
QLD1 | Wind | 0 | 0 | 0 | 0 | 0 | 0 | 0 | 0 | 0 | 0 | 0 | 0 | 0 | 0 | 0 | 0 | 0 | 0 | 0 | 0 | 0 | 0 | 0 | 0 | 0 | 0 | 0 | 0 | 0
QLD1 | Solar PV | 0 | 0 | 0 | 0 | 0 | 0 | 0 | 0 | 0 | 0 | 0 | 0 | 0 | 0 | 0 | 0 | 0 | 0 | 0 | 0 | 0 | 0 | 0 | 0 | 0 | 0 | 0 | 0 | 0
QLD1 | Grid Battery | 0 | 0 | 0 | 0 | 0 | 0 | 0 | 0 | 0 | 0 | 0 | 0 | 0 | 0 | 0 | 0 | 0 | 0 | 0 | 0 | 0 | 0 | 0 | 0 | 0 | 0 | 0 | 0 | 0
QLD1 | Pumped Hydro | 0 | 0 | 0 | 0 | 0 | 0 | 0 | 0 | 0 | 0 | 0 | 0 | 0 | 0 | 0 | 0 | 0 | 0 | 0 | 0 | 0 | 0 | 0 | 0 | 0 | 0 | 0 | 0 | 0
QLD1 | VPP | 0 | 0 | 0 | 0 | 0 | 0 | 0 | 0 | 0 | 0 | 0 | 0 | 0 | 0 | 0 | 0 | 0 | 0 | 0 | 0 | 0 | 0 | 0 | 0 | 0 | 0 | 0 | 0 | 0
Total excluding storage |  | 0 | 0 | 0 | 93985.8569 | 1.121e-05 | 9065.6812 | 4.5614e-06 | 0 | 0 | 0 | 0 | 0 | 0 | 0 | 0 | 0 | 0 | 0 | 0 | 0 | 0 | 0 | 0 | 0 | 0 | 0 | 0 | 0 | 0
Region | Technology | 2021-22 | 2022-23 | 2023-24 | 2024-25 | 2025-26 | 2026-27 | 2027-28 | 2028-29 | 2029-30 | 2030-31 | 2031-32 | 2032-33 | 2033-34 | 2034-35 | 2035-36 | 2036-37 | 2037-38 | 2038-39 | 2039-40 | 2040-41 | 2041-42 | 2042-43 | 2043-44 | 2044-45 | 2045-46 | 2046-47 | 2047-48 | 2048-49 | 2049-50
VIC1 | Black Coal | 0 | 0 | 0 | 0 | 0 | 0 | 0 | 0 | 0 | 0 | 0 | 0 | 0 | 0 | 0 | 0 | 0 | 0 | 0 | 0 | 0 | 0 | 0 | 0 | 0 | 0 | 0 | 0 | 0
VIC1 | Brown Coal | 0 | 0 | 0 | 44744.6296 | 0 | 3691.3976 | 0 | 0 | 4.7129e-05 | 5.5528e-06 | 0 | 0 | 0 | 0 | 0 | 0 | 0 | 0 | 0 | 0 | 0 | 0 | 0 | 0 | 0 | 0 | 0 | 0 | 0
VIC1 | CCGT | 0 | 0 | 0 | 0 | 0 | 0 | 0 | 0 | 0 | 0 | 0 | 0 | 0 | 0 | 0 | 0 | 0 | 0 | 0 | 0 | 0 | 0 | 0 | 0 | 0 | 0 | 0 | 0 | 0
VIC1 | Gas - Steam | 0 | 0 | 0 | 0 | 0 | 0 | 0 | 0 | 0 | 0 | 0 | 0 | 0 | 0 | 0 | 0 | 0 | 0 | 0 | 0 | 0 | 0 | 0 | 0 | 0 | 0 | 0 | 0 | 0
VIC1 | OCGT / Diesel | 0 | 0 | 0 | 0 | 0 | 0 | 0 | 0 | 0 | 0 | 0 | 0 | 0 | 0 | 0 | 0 | 0 | 0 | 0 | 0 | 0 | 0 | 0 | 0 | 0 | 0 | 0 | 0 | 0
VIC1 | Hydro | 0 | 0 | 0 | 0 | 0 | 0 | 0 | 0 | 0 | 0 | 0 | 0 | 0 | 0 | 0 | 0 | 0 | 0 | 0 | 0 | 0 | 0 | 0 | 0 | 0 | 0 | 0 | 0 | 0
VIC1 | Wind | 0 | 0 | 0 | 0 | 0 | 0 | 0 | 0 | 0 | 0 | 0 | 0 | 0 | 0 | 0 | 0 | 0 | 0 | 0 | 0 | 0 | 0 | 0 | 0 | 0 | 0 | 0 | 0 | 0
VIC1 | Solar PV | 0 | 0 | 0 | 0 | 0 | 0 | 0 | 0 | 0 | 0 | 0 | 0 | 0 | 0 | 0 | 0 | 0 | 0 | 0 | 0 | 0 | 0 | 0 | 0 | 0 | 0 | 0 | 0 | 0
VIC1 | Grid Battery | 0 | 0 | 0 | 0 | 0 | 0 | 0 | 0 | 0 | 0 | 0 | 0 | 0 | 0 | 0 | 0 | 0 | 0 | 0 | 0 | 0 | 0 | 0 | 0 | 0 | 0 | 0 | 0 | 0
VIC1 | Pumped Hydro | 0 | 0 | 0 | 0 | 0 | 0 | 0 | 0 | 0 | 0 | 0 | 0 | 0 | 0 | 0 | 0 | 0 | 0 | 0 | 0 | 0 | 0 | 0 | 0 | 0 | 0 | 0 | 0 | 0
VIC1 | VPP | 0 | 0 | 0 | 0 | 0 | 0 | 0 | 0 | 0 | 0 | 0 | 0 | 0 | 0 | 0 | 0 | 0 | 0 | 0 | 0 | 0 | 0 | 0 | 0 | 0 | 0 | 0 | 0 | 0
Total excluding storage |  | 0 | 0 | 0 | 44744.6296 | 0 | 3691.3976 | 0 | 0 | 4.7129e-05 | 5.5528e-06 | 0 | 0 | 0 | 0 | 0 | 0 | 0 | 0 | 0 | 0 | 0 | 0 | 0 | 0 | 0 | 0 | 0 | 0 | 0
Region | Technology | 2021-22 | 2022-23 | 2023-24 | 2024-25 | 2025-26 | 2026-27 | 2027-28 | 2028-29 | 2029-30 | 2030-31 | 2031-32 | 2032-33 | 2033-34 | 2034-35 | 2035-36 | 2036-37 | 2037-38 | 2038-39 | 2039-40 | 2040-41 | 2041-42 | 2042-43 | 2043-44 | 2044-45 | 2045-46 | 2046-47 | 2047-48 | 2048-49 | 2049-50
SA1 | Black Coal | 0 | 0 | 0 | 0 | 0 | 0 | 0 | 0 | 0 | 0 | 0 | 0 | 0 | 0 | 0 | 0 | 0 | 0 | 0 | 0 | 0 | 0 | 0 | 0 | 0 | 0 | 0 | 0 | 0
SA1 | Brown Coal | 0 | 0 | 0 | 0 | 0 | 0 | 0 | 0 | 0 | 0 | 0 | 0 | 0 | 0 | 0 | 0 | 0 | 0 | 0 | 0 | 0 | 0 | 0 | 0 | 0 | 0 | 0 | 0 | 0
SA1 | CCGT | 0 | 0 | 0 | 0 | 0 | 0 | 0 | 0 | 0 | 0 | 0 | 0 | 0 | 0 | 0 | 0 | 0 | 0 | 0 | 0 | 0 | 0 | 0 | 0 | 0 | 0 | 0 | 0 | 0
SA1 | Gas - Steam | 0 | 0 | 0 | 0 | 0 | 0 | 0 | 0 | 0 | 0 | 0 | 0 | 0 | 0 | 0 | 0 | 0 | 0 | 0 | 0 | 0 | 0 | 0 | 0 | 0 | 0 | 0 | 0 | 0
SA1 | OCGT / Diesel | 0 | 0 | 0 | 0 | 0 | 0 | 0 | 0 | 0 | 0 | 0 | 0 | 0 | 0 | 0 | 0 | 0 | 0 | 0 | 0 | 0 | 0 | 0 | 0 | 0 | 0 | 0 | 0 | 0
SA1 | Hydro | 0 | 0 | 0 | 0 | 0 | 0 | 0 | 0 | 0 | 0 | 0 | 0 | 0 | 0 | 0 | 0 | 0 | 0 | 0 | 0 | 0 | 0 | 0 | 0 | 0 | 0 | 0 | 0 | 0
SA1 | Wind | 0 | 0 | 0 | 0 | 0 | 0 | 0 | 0 | 0 | 0 | 0 | 0 | 0 | 0 | 0 | 0 | 0 | 0 | 0 | 0 | 0 | 0 | 0 | 0 | 0 | 0 | 0 | 0 | 0
SA1 | Solar PV | 0 | 0 | 0 | 0 | 0 | 0 | 0 | 0 | 0 | 0 | 0 | 0 | 0 | 0 | 0 | 0 | 0 | 0 | 0 | 0 | 0 | 0 | 0 | 0 | 0 | 0 | 0 | 0 | 0
SA1 | Grid Battery | 0 | 0 | 0 | 0 | 0 | 0 | 0 | 0 | 0 | 0 | 0 | 0 | 0 | 0 | 0 | 0 | 0 | 0 | 0 | 0 | 0 | 0 | 0 | 0 | 0 | 0 | 0 | 0 | 0
SA1 | Pumped Hydro | 0 | 0 | 0 | 0 | 0 | 0 | 0 | 0 | 0 | 0 | 0 | 0 | 0 | 0 | 0 | 0 | 0 | 0 | 0 | 0 | 0 | 0 | 0 | 0 | 0 | 0 | 0 | 0 | 0
SA1 | VPP | 0 | 0 | 0 | 0 | 0 | 0 | 0 | 0 | 0 | 0 | 0 | 0 | 0 | 0 | 0 | 0 | 0 | 0 | 0 | 0 | 0 | 0 | 0 | 0 | 0 | 0 | 0 | 0 | 0
Total excluding storage |  | 0 | 0 | 0 | 0 | 0 | 0 | 0 | 0 | 0 | 0 | 0 | 0 | 0 | 0 | 0 | 0 | 0 | 0 | 0 | 0 | 0 | 0 | 0 | 0 | 0 | 0 | 0 | 0 | 0
Region | Technology | 2021-22 | 2022-23 | 2023-24 | 2024-25 | 2025-26 | 2026-27 | 2027-28 | 2028-29 | 2029-30 | 2030-31 | 2031-32 | 2032-33 | 2033-34 | 2034-35 | 2035-36 | 2036-37 | 2037-38 | 2038-39 | 2039-40 | 2040-41 | 2041-42 | 2042-43 | 2043-44 | 2044-45 | 2045-46 | 2046-47 | 2047-48 | 2048-49 | 2049-50
TAS1 | Black Coal | 0 | 0 | 0 | 0 | 0 | 0 | 0 | 0 | 0 | 0 | 0 | 0 | 0 | 0 | 0 | 0 | 0 | 0 | 0 | 0 | 0 | 0 | 0 | 0 | 0 | 0 | 0 | 0 | 0
TAS1 | Brown Coal | 0 | 0 | 0 | 0 | 0 | 0 | 0 | 0 | 0 | 0 | 0 | 0 | 0 | 0 | 0 | 0 | 0 | 0 | 0 | 0 | 0 | 0 | 0 | 0 | 0 | 0 | 0 | 0 | 0
TAS1 | CCGT | 0 | 0 | 0 | 0 | 0 | 0 | 0 | 0 | 0 | 0 | 0 | 0 | 0 | 0 | 0 | 0 | 0 | 0 | 0 | 0 | 0 | 0 | 0 | 0 | 0 | 0 | 0 | 0 | 0
TAS1 | Gas - Steam | 0 | 0 | 0 | 0 | 0 | 0 | 0 | 0 | 0 | 0 | 0 | 0 | 0 | 0 | 0 | 0 | 0 | 0 | 0 | 0 | 0 | 0 | 0 | 0 | 0 | 0 | 0 | 0 | 0
TAS1 | OCGT / Diesel | 0 | 0 | 0 | 0 | 0 | 0 | 0 | 0 | 0 | 0 | 0 | 0 | 0 | 0 | 0 | 0 | 0 | 0 | 0 | 0 | 0 | 0 | 0 | 0 | 0 | 0 | 0 | 0 | 0
TAS1 | Hydro | 0 | 0 | 0 | 0 | 0 | 0 | 0 | 0 | 0 | 0 | 0 | 0 | 0 | 0 | 0 | 0 | 0 | 0 | 0 | 0 | 0 | 0 | 0 | 0 | 0 | 0 | 0 | 0 | 0
TAS1 | Wind | 0 | 0 | 0 | 0 | 0 | 0 | 0 | 0 | 0 | 0 | 0 | 0 | 0 | 0 | 0 | 0 | 0 | 0 | 0 | 0 | 0 | 0 | 0 | 0 | 0 | 0 | 0 | 0 | 0
TAS1 | Solar PV | 0 | 0 | 0 | 0 | 0 | 0 | 0 | 0 | 0 | 0 | 0 | 0 | 0 | 0 | 0 | 0 | 0 | 0 | 0 | 0 | 0 | 0 | 0 | 0 | 0 | 0 | 0 | 0 | 0
TAS1 | Grid Battery | 0 | 0 | 0 | 0 | 0 | 0 | 0 | 0 | 0 | 0 | 0 | 0 | 0 | 0 | 0 | 0 | 0 | 0 | 0 | 0 | 0 | 0 | 0 | 0 | 0 | 0 | 0 | 0 | 0
TAS1 | Pumped Hydro | 0 | 0 | 0 | 0 | 0 | 0 | 0 | 0 | 0 | 0 | 0 | 0 | 0 | 0 | 0 | 0 | 0 | 0 | 0 | 0 | 0 | 0 | 0 | 0 | 0 | 0 | 0 | 0 | 0
TAS1 | VPP | 0 | 0 | 0 | 0 | 0 | 0 | 0 | 0 | 0 | 0 | 0 | 0 | 0 | 0 | 0 | 0 | 0 | 0 | 0 | 0 | 0 | 0 | 0 | 0 | 0 | 0 | 0 | 0 | 0
Total excluding storage |  | 0 | 0 | 0 | 0 | 0 | 0 | 0 | 0 | 0 | 0 | 0 | 0 | 0 | 0 | 0 | 0 | 0 | 0 | 0 | 0 | 0 | 0 | 0 | 0 | 0 | 0 | 0 | 0 | 0

## Marinus_REZ Tx Cost
REZ transmission expansion cost by region ($000s) - Marinus Link, Fast Change Scenario
REZ Expansion | Real June 2020 dollars discounted to 1 July 2020. As with the total capital costs, the REZ transmission expansion costs are annualised for modelling purposes.
Explicitly modelled generation
Region | Technology | 2021-22 | 2022-23 | 2023-24 | 2024-25 | 2025-26 | 2026-27 | 2027-28 | 2028-29 | 2029-30 | 2030-31 | 2031-32 | 2032-33 | 2033-34 | 2034-35 | 2035-36 | 2036-37 | 2037-38 | 2038-39 | 2039-40 | 2040-41 | 2041-42 | 2042-43 | 2043-44 | 2044-45 | 2045-46 | 2046-47 | 2047-48 | 2048-49 | 2049-50
NSW1 | Transmission | 9.872e-05 | 4278.3281 | 14086.6908 | 23167.6535 | 31180.0297 | 40491.8812 | 48995.5581 | 56681.4478 | 116473.4015 | 111138.7419 | 106332.1321 | 101178.2413 | 96544.1234 | 97014.8351 | 95007.6342 | 90402.6389 | 86876.9558 | 86404.8609 | 90266.0107 | 85890.8407 | 93736.3158 | 103438.1432 | 98964.5746 | 94167.7874 | 89854.7591 | 91604.002 | 89476.6975 | 89836.9764 | 90958.6016
QLD1 | Transmission | 0.00010484 | 0.00010973 | 0.00011395 | 0.00014566 | 0.00016207 | 0.00015734 | 0.00025626 | 7494.729 | 7151.459 | 6823.9113 | 6528.7858 | 9463.9752 | 9030.5107 | 8616.8995 | 8244.2295 | 7844.6339 | 42879.503 | 40915.5562 | 39146.0103 | 39645.0007 | 40783.8512 | 55611.7915 | 53206.6519 | 60752.9762 | 81700.37 | 104434.4828 | 99917.8237 | 95074.8328 | 116899.9942
VIC1 | Transmission | 1.9185e-05 | 1.8307e-05 | 1.7515e-05 | 1.6666e-05 | 1.5903e-05 | 1.5174e-05 | 1.4518e-05 | 1.3814e-05 | 1.3182e-05 | 1.2578e-05 | 1.2034e-05 | 1.1451e-05 | 1.0926e-05 | 1.0426e-05 | 9.9749e-06 | 9.4914e-06 | 4555.3373 | 4346.6959 | 4158.7068 | 3957.1354 | 3775.8926 | 3602.9509 | 6325.5083 | 6018.9125 | 7433.9121 | 11147.7788 | 11851.9828 | 11277.5203 | 12863.6231
SA1 | Transmission | 0.00010932 | 0.00010661 | 0.00012229 | 0.00012616 | 0.00012038 | 0.00011486 | 0.0001099 | 0.00015304 | 0.00014603 | 0.00014341 | 0.00015355 | 2866.2395 | 2734.9614 | 2609.696 | 2496.8299 | 2375.8098 | 9293.196 | 11909.7407 | 11500.0416 | 10942.6376 | 10441.4481 | 9963.2138 | 9532.3175 | 9070.2885 | 8654.8555 | 11720.996 | 13086.896 | 17807.33 | 16991.7271
TAS1 | Transmission | 0 | 0 | 0 | 0 | 0 | 0 | 0 | 0 | 0 | 0 | 0 | 398.2391 | 379.9991 | 362.5946 | 346.9128 | 330.0981 | 314.9791 | 1033.5241 | 1424.7169 | 1744.5946 | 1664.6895 | 1588.4442 | 1519.746 | 1446.0843 | 1379.8514 | 1316.6521 | 1259.7086 | 1198.6508 | 1143.7508
NEM | Total | 0.00033207 | 4278.3284 | 14086.6911 | 23167.6538 | 31180.03 | 40491.8815 | 48995.5585 | 64176.177 | 123624.8607 | 117962.6533 | 112860.918 | 113906.6951 | 108689.5946 | 108604.0252 | 106095.6065 | 100953.1807 | 143919.9711 | 144610.3779 | 146495.4864 | 142180.209 | 150402.1971 | 174204.5436 | 169548.7983 | 171456.049 | 189023.748 | 220223.9117 | 215593.1086 | 215195.3103 | 238857.6969

## Marinus_USE+DSP Cost
USE and USE / DSP cost by region ($000s) - Marinus Link, Fast Change Scenario
USE / DSP | Real June 2020 dollars discounted to 1 July 2020
Explicitly modelled generation
Region | Technology | 2021-22 | 2022-23 | 2023-24 | 2024-25 | 2025-26 | 2026-27 | 2027-28 | 2028-29 | 2029-30 | 2030-31 | 2031-32 | 2032-33 | 2033-34 | 2034-35 | 2035-36 | 2036-37 | 2037-38 | 2038-39 | 2039-40 | 2040-41 | 2041-42 | 2042-43 | 2043-44 | 2044-45 | 2045-46 | 2046-47 | 2047-48 | 2048-49 | 2049-50
NSW1 | USE / DSP | 0.00023817 | 0.00023765 | 23.9393 | 834.8501 | 0.00024333 | 0.00024165 | 0.00024154 | 0.00024269 | 0.0002409 | 0.00024065 | 0.00024247 | 2394.4722 | 135.8537 | 1.2536 | 31.0598 | 2.1924 | 26455.9616 | 0.00025614 | 19862.8311 | 39.1549 | 7724.7301 | 253.3391 | 277.3949 | 15156.3461 | 1412.5137 | 1588.0435 | 0.00026132 | 813.1792 | 285.9005
QLD1 | USE / DSP | 0.0002375 | 0.00023707 | 0.00023789 | 0.00024049 | 0.00024208 | 0.00024122 | 0.00024125 | 98.7125 | 0.00024072 | 0.00024084 | 0.00024295 | 3743.5529 | 22345.2566 | 1855.8451 | 1182.0596 | 209.1357 | 32070.5638 | 0.00025094 | 13163.2331 | 2032.7478 | 5067.2363 | 6538.4508 | 1193.5502 | 7028.7802 | 4074.4309 | 52957.397 | 348.3528 | 5664.699 | 9101.9349
VIC1 | USE / DSP | 0.00023617 | 0.0002347 | 0.00023646 | 0.0002397 | 0.00024133 | 0.00023944 | 0.00023978 | 0.0002402 | 0.00023878 | 0.00023852 | 0.0002407 | 2608.8528 | 0.00024815 | 0.00024841 | 0.00024569 | 0.0002456 | 56.7764 | 0.00025055 | 4912.7699 | 0.66987 | 3421.5839 | 0.00025339 | 0.000256 | 2453.801 | 1619.9736 | 49.3597 | 0.0002543 | 1181.3773 | 143.9448
SA1 | USE / DSP | 0.00023852 | 0.00023629 | 0.00024284 | 0.00024106 | 0.00024322 | 0.00024029 | 0.0002404 | 0.00024098 | 0.00023936 | 0.00023905 | 0.00024253 | 2839.6401 | 0.00024891 | 0.00024929 | 10.4278 | 325.0067 | 250.6097 | 11.1062 | 3466.724 | 32.5485 | 3481.5189 | 0.00025283 | 30.9757 | 2457.2138 | 3936.1256 | 148.7569 | 0.00025369 | 488.4908 | 189.5929
TAS1 | USE / DSP | 0.00019551 | 0.00019466 | 0.00019587 | 0.00019537 | 0.00019515 | 0.00019529 | 0.00019647 | 0.00019642 | 0.00019628 | 0.00019622 | 0.00019686 | 1294.5582 | 0.00019894 | 0.0001985 | 0.00019785 | 0.00019738 | 0.0001994 | 0.00019859 | 453.4951 | 0.00019839 | 803.347 | 0.00019914 | 0.00019947 | 361.6327 | 0.00019674 | 0.00019807 | 0.00019825 | 129.7314 | 0.00020096
NEM | Total | 0.0011459 | 0.0011404 | 23.9402 | 834.851 | 0.0011651 | 0.0011579 | 0.0011594 | 98.7134 | 0.001156 | 0.0011553 | 0.0011655 | 12881.0761 | 22481.111 | 1857.0994 | 1223.5477 | 536.3352 | 58833.9117 | 11.1071 | 41859.0532 | 2105.1213 | 20498.4163 | 6791.7906 | 1501.9213 | 27457.7738 | 11043.0439 | 54743.5572 | 348.3537 | 8277.4776 | 9721.3733

## Marinus_SyncCon Cost
Synchronous Condenser cost by region ($000s) - Marinus Link, Fast Change Scenario
SyncCon | Real June 2020 dollars discounted to 1 July 2020
Explicitly modelled generation
Region | Technology | 2021-22 | 2022-23 | 2023-24 | 2024-25 | 2025-26 | 2026-27 | 2027-28 | 2028-29 | 2029-30 | 2030-31 | 2031-32 | 2032-33 | 2033-34 | 2034-35 | 2035-36 | 2036-37 | 2037-38 | 2038-39 | 2039-40 | 2040-41 | 2041-42 | 2042-43 | 2043-44 | 2044-45 | 2045-46 | 2046-47 | 2047-48 | 2048-49 | 2049-50
NSW1 | SyncCon | 0 | 0 | 0 | 0 | 0 | 0 | 0 | 0 | 0 | 0 | 0 | 0 | 0 | 0 | 0 | 0 | 0 | 0 | 0 | 0 | 0 | 0 | 0 | 0 | 0 | 0 | 0 | 0 | 0
QLD1 | SyncCon | 0 | 0 | 0 | 0 | 0 | 0 | 0 | 0 | 0 | 0 | 0 | 0 | 0 | 0 | 0 | 0 | 0 | 0 | 0 | 0 | 0 | 0 | 0 | 0 | 0 | 0 | 0 | 0 | 0
VIC1 | SyncCon | 0 | 0 | 0 | 6619.3744 | 6316.197 | 6026.9055 | 6272.0262 | 5968.0227 | 5694.6782 | 5433.8532 | 5680.9441 | 5464.0375 | 5213.7762 | 4974.9773 | 4759.8159 | 4529.1088 | 5370.7562 | 5124.7674 | 4903.1277 | 4665.4744 | 4451.7885 | 4247.8898 | 4064.1739 | 3867.1845 | 3690.0615 | 3521.0511 | 4667.6575 | 5651.1872 | 5392.3542
SA1 | SyncCon | 0 | 0 | 0 | 0 | 0 | 0 | 0 | 0 | 0 | 0 | 0 | 0 | 0 | 0 | 0 | 0 | 0 | 0 | 0 | 0 | 0 | 0 | 0 | 0 | 0 | 0 | 0 | 0 | 0
TAS1 | SyncCon | 1086.3236 | 1426.4803 | 1601.1963 | 1003.1446 | 1003.8898 | 1547.8401 | 2193.8263 | 1908.0092 | 2355.7361 | 2552.9659 | 2268.5038 | 2237.7075 | 2094.1581 | 2019.8356 | 2241.4428 | 2162.6676 | 1582.3841 | 1640.0927 | 1382.2332 | 1389.6309 | 1163.5443 | 1123.4953 | 943.0016 | 960.4922 | 865.2388 | 808.9628 | 808.6161 | 751.4028 | 609.8723
NEM | Total | 1086.3236 | 1426.4803 | 1601.1963 | 7622.519 | 7320.0867 | 7574.7456 | 8465.8525 | 7876.0319 | 8050.4143 | 7986.8191 | 7949.4478 | 7701.745 | 7307.9343 | 6994.8129 | 7001.2587 | 6691.7764 | 6953.1403 | 6764.8601 | 6285.3608 | 6055.1052 | 5615.3328 | 5371.3851 | 5007.1755 | 4827.6767 | 4555.3003 | 4330.0139 | 5476.2736 | 6402.5899 | 6002.2264

## Marinus_System Strength Cost
System Strength cost by region ($000s) - Marinus Link, Fast Change Scenario
System Strength | Real June 2020 dollars discounted to 1 July 2020
Explicitly modelled generation
Region | Technology | 2021-22 | 2022-23 | 2023-24 | 2024-25 | 2025-26 | 2026-27 | 2027-28 | 2028-29 | 2029-30 | 2030-31 | 2031-32 | 2032-33 | 2033-34 | 2034-35 | 2035-36 | 2036-37 | 2037-38 | 2038-39 | 2039-40 | 2040-41 | 2041-42 | 2042-43 | 2043-44 | 2044-45 | 2045-46 | 2046-47 | 2047-48 | 2048-49 | 2049-50
NSW1 | System Strength | 7.0793e-06 | 480.019 | 1580.4958 | 2599.3599 | 3498.331 | 4543.1003 | 5497.1942 | 6359.5342 | 14589.8394 | 13921.6025 | 13319.5108 | 12673.9176 | 12093.4328 | 12265.8207 | 12060.2243 | 11475.6684 | 11814.454 | 11793.9357 | 12291.097 | 11695.3507 | 12542.0143 | 13960.0878 | 13356.3317 | 12708.9538 | 12126.8644 | 12356.9644 | 12882.1033 | 12769.3263 | 12842.6042
QLD1 | System Strength | 1450.2267 | 1383.8041 | 1323.9564 | 1259.7845 | 1402.4319 | 1338.1983 | 1280.323 | 1631.5045 | 2302.0999 | 2196.6602 | 2101.6575 | 2308.1454 | 2202.4288 | 2101.5542 | 2010.6646 | 1913.2082 | 3424.587 | 3267.7357 | 3126.4102 | 3303.3201 | 3556.9842 | 5682.3902 | 5436.634 | 5434.8564 | 5799.3451 | 6825.7087 | 6530.5054 | 6213.9735 | 7377.6425
VIC1 | System Strength | 1.169e-05 | 1.1578e-05 | 1.1618e-05 | 1.8984e-05 | 1.8115e-05 | 1.7285e-05 | 1.8087e-05 | 2.0056e-05 | 1.9137e-05 | 1.9267e-05 | 2.2205e-05 | 1009.8137 | 963.5627 | 919.4301 | 879.6659 | 1210.7899 | 2924.4156 | 2790.473 | 3282.2636 | 3947.1794 | 3766.3926 | 3593.8861 | 4349.0625 | 4138.2646 | 4598.4967 | 5572.6217 | 5557.894 | 6319.5695 | 6277.542
SA1 | System Strength | 2.3987e-05 | 2.4368e-05 | 2.92e-05 | 3.2704e-05 | 3.1462e-05 | 3.0021e-05 | 2.9977e-05 | 3.6291e-05 | 3.4629e-05 | 3.4978e-05 | 4.4774e-05 | 1879.9567 | 1793.8518 | 1711.6907 | 1637.6622 | 1917.0118 | 2627.901 | 2971.7531 | 2859.3091 | 2837.619 | 2923.9687 | 3181.9521 | 3060.7935 | 2912.4376 | 2779.0435 | 2804.5634 | 2826.405 | 3098.6619 | 2956.7384
TAS1 | System Strength | 1.318e-05 | 1.2874e-05 | 187.5461 | 356.5797 | 505.1202 | 639.3059 | 762.1741 | 868.4533 | 965.3385 | 1051.5273 | 1163.795 | 1614.8517 | 1540.889 | 1553.027 | 1658.219 | 1741.8502 | 1818.5634 | 1927.05 | 1949.5169 | 2000.4825 | 1908.8574 | 1821.4288 | 1742.6543 | 1658.1883 | 1582.2408 | 1509.7717 | 1444.476 | 1374.4626 | 1311.5101
NEM | Total | 1450.2268 | 1863.8232 | 3091.9983 | 4215.7242 | 5405.8831 | 6520.6046 | 7539.6913 | 8859.492 | 17857.2779 | 17169.79 | 16584.9633 | 19486.685 | 18594.1651 | 18551.5227 | 18246.4362 | 18258.5285 | 22609.9211 | 22750.9475 | 23508.5968 | 23783.9517 | 24698.2171 | 28239.745 | 27945.476 | 26852.7007 | 26885.9904 | 29069.6299 | 29241.3838 | 29775.9939 | 30766.0372