## Cover
Project Marinus Economic Modelling Results
Supporting the Economic Modelling Appendix to the TasNetworks PACR
TasNetworks | 22 June 2021

## Release notice
Notice
Ernst & Young ("EY") was engaged on the instructions of Tasmanian Networks Pty Ltd (“TasNetworks” or “Client”) to provide market modelling in relation to the proposed Marinus Link interconnector (“Project”), in accordance with the contract dated 14 June 2018.
The results of Ernst & Young’s work, including the assumptions and qualifications made in preparing the workbook dated 22 June 2021 (“Workbook”), are set out in Ernst & Young's report dated 22 June 2021 ("Report"). The Workbook and Report should be read in their entirety including this notice, the applicable scope of the work and any limitations. A reference to the Workbook includes any part of the Workbook. No further work has been undertaken by Ernst & Young since the date of the Workbook to update it.
EY has prepared the Workbook under the directions of the Client. EY has not been engaged to act, and has not acted, as advisor to any other party. Accordingly, EY makes no representations as to the appropriateness, accuracy or completeness of the Workbook for any other party's purposes.
No reliance may be placed upon the Workbook or any of its contents by any party other than the Client (“Third Parties”). Any Third Party receiving a copy of the Workbook must make and rely on their own enquiries in relation to the issues to which the Workbook relates, the contents of the Workbook and all matters arising from or relating to or in any way connected with the Workbook or its contents.
EY disclaims all responsibility to any Third Parties for any loss or liability that the Third Parties may suffer or incur arising from or relating to or in any way connected with the contents of the Workbook, the provision of the Workbook to the Third Parties or the reliance upon the Workbook by the Third Parties.
No claim or demand or any actions or proceedings may be brought against EY arising from or connected with the contents of the Workbook or the provision of the Workbook to the Third Parties. EY will be released and forever discharged from any such claims, demands, actions or proceedings.
Our work commenced on 12 January 2021 and was completed on 19 May 2021. Therefore, our Workbook does not take account of events or circumstances arising after 19 May 2021 and we have no responsibility to update the Workbook for such events or circumstances.
In preparing this Workbook we have considered and relied upon information from a range of sources believed to be reliable and accurate. We do not imply, and it should not be construed, that we have verified any of the information provided to us, or that our enquiries could have identified any matter that a more extensive examination might disclose.
The work performed as part of our scope considers information provided to us and a number of combinations of input assumptions relating to future conditions, which may not necessarily represent actual or most likely future conditions. Additionally, modelling work performed as part of our scope inherently requires assumptions about future behaviours and market interactions, which may result in forecasts that deviate from future conditions. There will usually be differences between estimated and actual results, because events and circumstances frequently do not occur as expected, and those differences may be material. We take no responsibility that the projected outcomes will be achieved, if any.
We highlight that our analysis and Workbook do not constitute investment advice or a recommendation to you on a future course of action. We provide no assurance that the scenarios we have modelled will be accepted by any relevant authority or third party.
Our conclusions are based, in part, on the assumptions stated and on information provided by the Client and other information sources used during the course of the engagement. The modelled outcomes are contingent on the collection of assumptions as agreed with the Client and no consideration of other market events, announcements or other changing circumstances are reflected in this Workbook. Neither EY nor any member or employee thereof undertakes responsibility in any way whatsoever to any person in respect of errors in this Workbook arising from incorrect information provided by the Client or other information sources used.
EY has consented to the Workbook being published electronically on the Client’s website alongside the Report and Addendum for informational purposes only. EY has not consented to distribution or disclosure beyond this. The material contained in the Workbook, including the EY logo, is copyright. The copyright in the material contained in the Workbook itself, excluding EY logo, vests in the Client. The Workbook, including the EY logo, cannot be altered without prior written permission from EY.
EY’s liability is limited by a scheme approved under Professional Standards Legislation.

## Version notes
Change log
2021-06-22 | 1 | Project Marinus Economic Modelling Result Workbooks supporting the Addendum to the PACR, High DER Scenario. Marinus Link from 1 July 2027.

## Abbreviations and notes
Acronyms
AEMO | Australian Energy Market Operator
CCGT | Closed cycle gas turbine
Diesel | Diesel generator
Distributed PV | PV non-scheduled generators (PVNSG) and Rooftop PV
DSP | Demand-side participation
ESOO | Electricity Statement Of Opportunities
FOM | Fixed operations and maintenance
Gas - Steam | Gas-powered steam turbine
GWh | Gigawatt-hours
Grid Battery | Explicitly modelled existing and new entrant (8 hour or less) battery storage
MW | Megawatts
NEM | National Electricity Market
OCGT | Open cycle gas turbine
PACR | Project Assessment Conclusions Report
PV | Photovoltaic
PVNSG | PV non-scheduled generators
Rehab | Rehabilitation (after closing an existing generator)
USE | Unserved energy
VOM | Variable operations and maintenance
VPP | Virtual power plants
Notes
1. BaseCase simulations do not include Marinus Link. Marinus simulations include Marinus Link from 1 July 2027.
2. Tumut 3 generation is included in Hydro, whereas Tumut 3 pump is included in Pumped Hydro Pump.
3. REZ expansion costs only capture intra-regional network augmentations. These costs do not include the cost of interconnectors.
4. New entrant capacity and retiring capacity for allowable generators are made at the beginning of each financial year, on 1 July.
5. Other non-scheduled generation is handled on the demand side as per AEMO's 2020 ESOO.

## ---Compare options---
Compare |  | Marinus | to | BaseCase |  | 0 | 1 | 2 | 3 | 4 | 5 | 6 | 7 | 8 | 9 | 10 | 11 | 12 | 13 | 14 | 15 | 16 | 17 | 18 | 19 | 20 | 21 | 22 | 23 | 24 | 25 | 26 | 27 | 28
NEM discounted market benefits by year
Select region | NEM
[5 empty] | Real June 2020 dollars ($m) discounted to 1 July 2020 | 2021-22 | 2022-23 | 2023-24 | 2024-25 | 2025-26 | 2026-27 | 2027-28 | 2028-29 | 2029-30 | 2030-31 | 2031-32 | 2032-33 | 2033-34 | 2034-35 | 2035-36 | 2036-37 | 2037-38 | 2038-39 | 2039-40 | 2040-41 | 2041-42 | 2042-43 | 2043-44 | 2044-45 | 2045-46 | 2046-47 | 2047-48 | 2048-49 | 2049-50
|  |  |  | Build | CAPEX | 7.8636e-05 | 6.9373e-05 | 7.9267e-05 | 20.9185 | -12.9177 | -8.4152 | 0.036772 | -1.2139 | 4.3667 | 4.1688 | 3.9885 | 20.0263 | 13.9255 | 21.3409 | 35.3627 | 53.6252 | 69.1007 | 62.6454 | 69.5074 | 66.1383 | 60.8836 | 83.7686 | 70.2088 | 72.133 | 65.7606 | 74.7551 | 49.7783 | 43.3342 | 39.3809
|  |  |  | FOM | FOM | 1.4283e-05 | 1.2332e-05 | 1.2808e-05 | -10.9273 | 118.1151 | 1.9802 | 17.7128 | 16.5936 | 17.7925 | 16.8348 | 16.1067 | 16.3533 | 14.5212 | 15.6159 | 7.7108 | 11.3529 | 15.154 | 13.8118 | 15.2285 | 14.4904 | 11.8659 | 17.6408 | 15.2694 | 15.6138 | 13.9939 | 16.0157 | 10.6906 | 9.1231 | 10.037
|  |  |  | Fuel | Fuel | -0.36096 | -0.98791 | -1.5994 | -14.5009 | -14.1325 | -21.156 | 22.6951 | 39.5749 | 19.3676 | 18.2273 | 28.8319 | 50.8104 | 54.4202 | 56.6683 | 56.3861 | 41.3389 | 43.921 | 38.3664 | 34.0968 | 41.412 | 45.9272 | 26.0363 | 36.0897 | 18.771 | 24.2899 | 16.1243 | 42.5623 | 52.7714 | 43.8219
|  |  |  | VOM | VOM | 0.049741 | 0.19968 | 0.25458 | -0.51876 | 3.7047 | 5.2425 | 0.73785 | 0.65709 | 0.70514 | 1.7667 | 0.71364 | -4.5098 | -3.1559 | -6.9948 | -6.1572 | -7.8439 | -9.0144 | -8.1839 | -6.4737 | -6.5086 | -4.0345 | -7.3724 | -6.9235 | -7.053 | -6.7282 | -6.9905 | -4.9524 | -4.1809 | -3.5505
|  |  |  | REHAB | REHAB | 0 | 0 | 0 | 11.2924 | -18.8267 | -0.3749 | -11.7005 | 0 | 1.7235 | 0.051838 | 0 | 0 | 0 | 0 | 0 | 0 | 0 | 0 | 0 | 0 | 0 | 0 | 0 | 0 | 0 | 0 | 0 | 0 | 0
|  |  |  | REZ Tx | REZ | 3.0767e-06 | 3.6799e-06 | 3.847e-06 | 3.9053e-06 | 3.764e-06 | 3.6747e-06 | 5.1133e-06 | 2.0526 | 4.0428 | 3.8577 | 3.9037 | 4.2261 | 4.4463 | 6.55 | 6.7123 | 5.8693 | 9.1392 | 8.9712 | 10.2783 | 10.1442 | 6.9168 | 6.6746 | 6.1863 | 8.1419 | 7.6765 | 9.8112 | 6.9054 | 8.9353 | 9.1117
|  |  |  | USE+DSP | USE+DSP | 1.1244e-05 | 1.1188e-05 | 1.1299e-05 | 0.039911 | 1.1329e-05 | 1.1282e-05 | 1.1296e-05 | 1.1329e-05 | 1.1242e-05 | 1.1225e-05 | 1.1323e-05 | 1.4032 | -0.90651 | 0.0015455 | 0.018132 | -0.089545 | 6.4674 | -0.014363 | -3.138 | 0.10921 | 5.5654 | -0.38933 | -0.21152 | 3.8628 | -1.5932 | -0.042754 | -0.019541 | -0.041714 | 1.6682
|  |  |  | SyncCon | SyncCon | -0.004672 | -0.017657 | -0.0016261 | 0.40504 | 0.056041 | -0.20303 | -0.74865 | -0.43405 | -1.0084 | -0.99144 | -0.69216 | -0.34111 | -0.52402 | -0.0068741 | -0.08028 | -0.12946 | -0.21578 | -0.22589 | -0.27887 | -0.24128 | -0.31097 | -0.24282 | -0.055156 | -0.033346 | -0.0088708 | -0.024922 | -0.26087 | -0.48344 | -0.49352
|  |  |  | System Strength | System Strength | 7.366e-07 | 7.9308e-07 | 7.4461e-07 | 0.42413 | -0.26535 | -0.17302 | 0.00036145 | 0.11352 | -0.098809 | -0.094596 | -0.090505 | 0.26174 | 0.13837 | 0.30667 | 0.63066 | 0.88322 | 1.3602 | 1.1959 | 1.267 | 1.2055 | 1.0203 | 1.3439 | 1.0444 | 1.0708 | 0.74047 | 0.98935 | 0.802 | 0.73809 | 0.87996
[5 empty] | Total cumulative market benefits | -0.31578 | -1.1216 | -2.4679 | 4.665 | 80.3986 | 57.2993 | 86.0331 | 143.3768 | 190.2678 | 234.0889 | 286.8507 | 375.0807 | 457.9458 | 551.4273 | 652.0104 | 757.017 | 892.9293 | 1009.496 | 1129.9832 | 1256.733 | 1384.5666 | 1512.0262 | 1633.6346 | 1746.1414 | 1850.2726 | 1960.9101 | 2066.4159 | 2176.612 | 2277.4677
NEM capacity difference by year
Select region | NEM
[5 empty] | Capacity difference (MW) | 2021-22 | 2022-23 | 2023-24 | 2024-25 | 2025-26 | 2026-27 | 2027-28 | 2028-29 | 2029-30 | 2030-31 | 2031-32 | 2032-33 | 2033-34 | 2034-35 | 2035-36 | 2036-37 | 2037-38 | 2038-39 | 2039-40 | 2040-41 | 2041-42 | 2042-43 | 2043-44 | 2044-45 | 2045-46 | 2046-47 | 2047-48 | 2048-49 | 2049-50
[5 empty] | Black Coal | 0 | 0 | 0 | 224.4675 | -185.0554 | -124.5488 | -653.0003 | -653.0003 | -508.8853 | -508.8853 | -508.8853 | -429.4816 | -429.4816 | -429.4816 | -19.9571 | 6e-05 | 0 | 0 | 0 | 0 | 0 | 0 | 0 | 0 | 0 | 0 | 0 | 0 | 0
[5 empty] | Brown Coal | 0 | 0 | 0 | 46.5688 | 83.9049 | 61.8387 | 61.8387 | 61.8387 | -1.595 | -0.00044202 | -0.00030065 | 0 | 0 | 0 | 0 | 0 | 0 | 0 | 0 | 0 | 0 | 0 | 0 | 0 | 0 | 0 | 0 | 0 | 0
[5 empty] | CCGT | 0 | 0 | 0 | 0 | 0 | 0 | 0 | 0 | 0 | 0 | 0 | 0 | 0 | 0 | 0 | 0 | 0 | 0 | 0 | 0 | 0 | 0 | 0 | 0 | 0 | 0 | 0 | 0 | 0
[5 empty] | Gas - Steam | 0 | 0 | 0 | 0 | 0 | 0 | 0 | 0 | 0 | 0 | 0 | 0 | 0 | 0 | 0 | 0 | 0 | 0 | 0 | 0 | 0 | 0 | 0 | 0 | 0 | 0 | 0 | 0 | 0
[5 empty] | OCGT / Diesel | 0 | 0 | 0 | 0 | 0 | 0 | 0 | 0 | 0 | 0 | 0 | 0 | 0 | 0 | 0 | 0 | 0 | 0 | -130.4505 | -130.4505 | -223.6665 | -277.1887 | -277.1887 | -374.925 | -358.6477 | -371.7408 | -371.7408 | -332.6346 | -332.6347
[5 empty] | Hydro | 0 | 0 | 0 | 0 | 0 | 0 | 250 | 250 | 250 | 250 | 250 | 250 | 250 | 250 | 250 | 250 | 250 | 250 | 250 | 250 | 250 | 250 | 250 | 250 | 250 | 250 | 250 | 250 | 250
[5 empty] | Wind | 0 | 8.253e-05 | 0.00021734 | -201.9994 | 132.3156 | 90.3734 | -0.72446 | 14.1373 | -182.2117 | -181.8833 | -181.8833 | -423.0164 | -342.1001 | -475.0579 | -743.4338 | -1113.6687 | -1356.4577 | -1279.3684 | -1397.2756 | -1397.2758 | -1231.3611 | -1628.7599 | -1166.6406 | -1260.3292 | -1249.338 | -1664.5736 | -794.1322 | -523.5028 | -600.5326
[5 empty] | Solar PV | 0 | 0 | 0 | 0 | 0 | 0 | 0 | -9.4653e-05 | 234.5585 | 234.5585 | 234.5585 | 234.5585 | 234.5585 | 234.5585 | 234.5585 | 234.5585 | 31.3653 | 31.3653 | 31.3653 | 31.3659 | 100.3685 | -196.3558 | -554.1754 | -554.1754 | -424.5133 | -344.7935 | -642.237 | -726.8193 | -920.1329
[5 empty] | Grid Battery | 0 | 0 | 0 | 0 | 0 | 0 | 0 | 0 | 0 | 0 | 0 | 0 | 0 | 0 | 0 | 0 | -0.0006319 | -0.00063294 | -0.00084762 | -0.0008496 | -0.0054537 | -0.0054485 | -0.0054494 | 20.7321 | 20.7321 | -0.48996 | -0.49007 | -0.49019 | -0.49007
[5 empty] | Pumped Hydro | 0 | 0 | 0 | 0 | 0 | 0 | 0 | 0 | 0.0001 | 0.0001 | 0.0001 | 0.0001 | -2.0613e-05 | -2.0748e-05 | -2.1223e-05 | -2.1622e-05 | -4.539 | -4.539 | -4.5393 | -4.5437 | -79.1715 | -108.1366 | -108.1366 | -108.1367 | -108.1367 | -94.6278 | -94.6278 | -171.7914 | -171.7914
[5 empty] | VPP | 0 | 0 | 0 | 0 | 0 | 0 | 0 | 0 | 0 | 0 | 0 | 0 | 0 | 0 | 0 | 0 | 0 | 0 | 0 | 0 | 0 | 0 | 0 | 0 | 0 | 0 | 0 | 0 | 0
[5 empty] | Grid Battery pump | 0 | 0 | 0 | 0 | 0 | 0 | 0 | 0 | 0 | 0 | 0 | 0 | 0 | 0 | 0 | 0 | -0.0006319 | -0.00063294 | -0.00084762 | -0.0008496 | -0.0054537 | -0.0054485 | -0.0054494 | 20.7321 | 20.7321 | -0.48996 | -0.49007 | -0.49019 | -0.49007
[5 empty] | Pumped Hydro Pump | 0 | 0 | 0 | 0 | 0 | 0 | 0 | 0 | 0.0001 | 0.0001 | 0.0001 | 0.0001 | -2.0613e-05 | -2.0748e-05 | -2.1223e-05 | -2.1622e-05 | -4.539 | -4.539 | -4.5393 | -4.5437 | -79.1715 | -108.1366 | -108.1366 | -108.1367 | -108.1367 | -94.6278 | -94.6278 | -171.7914 | -171.7914
[5 empty] | VPP pump | 0 | 0 | 0 | 0 | 0 | 0 | 0 | 0 | 0 | 0 | 0 | 0 | 0 | 0 | 0 | 0 | 0 | 0 | 0 | 0 | 0 | 0 | 0 | 0 | 0 | 0 | 0 | 0 | 0
NEM generation difference by year
Select region | NEM
[5 empty] | Sent-out generation difference (GWh)* | 2021-22 | 2022-23 | 2023-24 | 2024-25 | 2025-26 | 2026-27 | 2027-28 | 2028-29 | 2029-30 | 2030-31 | 2031-32 | 2032-33 | 2033-34 | 2034-35 | 2035-36 | 2036-37 | 2037-38 | 2038-39 | 2039-40 | 2040-41 | 2041-42 | 2042-43 | 2043-44 | 2044-45 | 2045-46 | 2046-47 | 2047-48 | 2048-49 | 2049-50
[5 empty] | Black Coal | 15.4473 | 41.2659 | 77.7082 | 622.6016 | -419.6454 | 140.806 | -1374.6957 | -1961.7574 | -641.1248 | -630.0496 | -1298.2294 | -1613.2442 | -1315.5802 | -2130.9167 | -386.2757 | 143.0529 | 98.2003 | 226.2081 | 333.5833 | 63.0894 | 34.1616 | 150.8218 | -13.0731 | -35.0155 | 27.9174 | 20.3752 | -76.9662 | -28.9649 | -22.1127
[5 empty] | Brown Coal | 0.2073 | 29.0978 | -1.5797 | 311.4368 | 645.1387 | 583.8691 | 548.3058 | 611.7177 | 95.2166 | 119.8686 | 292.2858 | 371.9338 | 361.248 | 187.6336 | 182.1199 | 317.9405 | 691.3423 | 638.4117 | 499.0065 | 448.5366 | 486.4781 | 572.0342 | -140.8349 | -35.2856 | -103.1488 | 88.6049 | -163.6208 | 0 | 0
[5 empty] | CCGT | -7.9435e-05 | -8.0095e-05 | -4.7243e-05 | -26.7193 | 5.7979 | -19.8867 | -11.4503 | -7.5659 | 5.6913 | 5.9262 | -71.619 | -290.1289 | -476.4813 | -51.9737 | -1021.8235 | -750.7462 | -150.3183 | -112.5207 | -4.332 | -26.2833 | -155.3086 | -23.6663 | -10.3496 | -36.5704 | 2.953 | -0.00072063 | -0.00072441 | -0.0010372 | -0.0010077
[5 empty] | Gas - Steam | -4.6e-06 | -1.9e-06 | -3e-06 | -2.0603 | 0.4006 | -0.84675 | -2.7314 | -4.5259 | -5.8311e-06 | -0.27814 | -7.1111e-06 | -57.4852 | -104.4442 | -267.4858 | -31.6374 | -38.834 | -187.102 | -155.3065 | 1.3262 | 1.1809 | -5.8212 | -1.1051 | -1.4305 | -3.0751 | 0.7933 | 0 | 0 | 0 | 0
[5 empty] | OCGT / Diesel | -0.0001234 | -0.0001288 | -0.0001571 | -7.3509 | 1.5661 | -6.5995 | -0.55209 | 9.8652 | 0.078495 | 4.0141 | -1.4611 | -94.4745 | -78.7018 | -81.4505 | -194.3571 | -225.0472 | -573.1577 | -549.8497 | -682.6096 | -802.6662 | -904.9189 | -574.9451 | -755.0787 | -397.9757 | -581.877 | -396.1211 | -1084.9765 | -1315.7068 | -1127.3457
[5 empty] | Hydro | -17.176 | -74.9772 | -89.5255 | -299.939 | -877.2809 | -1298.1435 | 487.986 | 1004.3114 | 312.5438 | 28.9947 | 805.4449 | 2313.4568 | 1970.4495 | 3240.9409 | 3159.1665 | 2941.2925 | 3018.3615 | 2869.9499 | 2408.6766 | 2772.538 | 2274.2392 | 2625.9571 | 3256.1819 | 3195.0347 | 3292.5311 | 3254.0451 | 3042.9023 | 2751.0079 | 2412.7133
[5 empty] | Wind | -0.0013117 | 0.17784 | -0.0048904 | -789.5981 | 591.2708 | 423.3992 | 118.5069 | 37.8482 | -464.5148 | -436.2232 | -473.4846 | -1137.8151 | -739.8965 | -1252.9199 | -2148.8282 | -2830.4746 | -2771.379 | -2818.2269 | -2749.351 | -2374.1095 | -1944.6574 | -2238.3933 | -1009.6578 | -1428.224 | -1496.5887 | -2256.7043 | -617.8064 | 9.5682 | 90.5439
[5 empty] | Solar PV | -3.2764e-05 | -0.0017675 | -0.042519 | -0.42588 | 2.8074e-05 | -1.2443 | 0.019319 | 1.1654 | 562.3205 | 577.21 | 564.1561 | 569.0189 | 554.9981 | 523.0574 | 545.866 | 540.9124 | 69.6695 | 90.098 | 79.8041 | 48.6015 | 216.2092 | -447.7138 | -1160.8237 | -1175.429 | -935.4815 | -599.7103 | -1021.4596 | -1331.6976 | -1371.7248
[5 empty] | Grid Battery | 0.27856 | 0.052787 | -0.71381 | -1.0603 | -3.9825 | 3.8618 | -3.1484 | -1.0739 | -5.8118 | -0.6889 | 2.2012 | 0.98656 | 2.1756 | 3.0058 | 1.961 | 0.89896 | 3.3482 | -0.0028301 | 0.90216 | -1.2035 | 1.6738 | 1.5002 | 0.98414 | 27.7875 | 28.6 | -0.48069 | 0.99316 | -2.3596 | -1.8562
[5 empty] | Pumped Hydro | 0.70227 | 2.6872 | 1.4881 | -221.3715 | 13.5174 | -1.0878 | -527.0236 | -249.3493 | -525.8968 | -526.9339 | -180.7539 | 94.0739 | 66.1196 | 39.3612 | 45.1589 | 139.8211 | 57.1232 | -28.5048 | -70.1445 | -82.533 | -248.2043 | -256.7489 | -370.1186 | -374.0453 | -331.9593 | -208.467 | -196.6994 | -385.9861 | -433.4486
[5 empty] | VPP | 0.012994 | -0.5214 | -0.79749 | -7.1069 | -5.5992 | 0.65181 | -21.4016 | -6.8204 | -9.516 | -7.9477 | 12.9487 | 9.7413 | 18.2479 | 4.2417 | 6.1803 | 14.0441 | 70.7725 | 28.422 | 3.5355 | -1.8248 | 65.2503 | 45.7597 | 27.8559 | 25.4547 | 83.6158 | 58.3003 | 8.2176 | 31.255 | 222.4294
[5 empty] | Grid Battery pump | 0.34391 | 0.065181 | -0.88124 | -1.0438 | -4.7902 | 4.376 | -3.8876 | -1.325 | -7.0329 | -0.99264 | 2.7176 | 1.0712 | 2.8878 | 3.6563 | 2.4206 | 1.1099 | 4.1337 | -0.0034023 | 1.1139 | -1.4857 | 2.067 | 1.8527 | 1.2156 | 32.6955 | 33.6725 | -0.57871 | 1.2242 | -2.7831 | -2.2697
[5 empty] | Pumped Hydro Pump | -0.00011 | 0.18057 | 0.49965 | -358.6032 | 63.4665 | -52.496 | -823.495 | -610.5045 | -681.1087 | -866.6365 | -460.7065 | 11.2065 | 58.85 | -13.8594 | -17.8348 | 96.1531 | 85.579 | -34.2514 | -313.7409 | -156.0111 | -372.7531 | -404.7012 | -520.8661 | -572.4422 | -423.2289 | -345.1218 | -334.3305 | -479.0918 | -621.5207
[5 empty] | VPP pump | 0.015593 | -0.62587 | -0.95758 | -8.1639 | -6.425 | 0.12123 | -25.712 | -8.1613 | -11.1372 | -9.8233 | 15.5392 | 11.9635 | 21.5446 | 5.5159 | 7.0814 | 16.8559 | 84.0582 | 34.9984 | 4.2433 | -2.038 | 78.9119 | 55.8957 | 32.3669 | 29.9837 | 99.8405 | 71.0482 | 9.2204 | 38.1198 | 266.3615
*Generation shown is sent-out, as is demand. The difference in sent-out generation with the Marinus Link option and the Base Case is due to the difference in losses from interconnectors and storage.

## BaseCase_CF
Annual capacity factor by technology - BaseCase, High DER Scenario
Explicitly modelled generation
Region | Technology | 2021-22 | 2022-23 | 2023-24 | 2024-25 | 2025-26 | 2026-27 | 2027-28 | 2028-29 | 2029-30 | 2030-31 | 2031-32 | 2032-33 | 2033-34 | 2034-35 | 2035-36 | 2036-37 | 2037-38 | 2038-39 | 2039-40 | 2040-41 | 2041-42 | 2042-43 | 2043-44 | 2044-45 | 2045-46 | 2046-47 | 2047-48 | 2048-49 | 2049-50
NEM | Black Coal | 56.03% | 50.26% | 54.41% | 66.04% | 69.14% | 66.22% | 60.11% | 68.07% | 63.31% | 61.67% | 59.28% | 63.83% | 68.54% | 64.84% | 63.48% | 65.83% | 69.72% | 69.79% | 65.37% | 63.87% | 60.1% | 68.53% | 63.75% | 62.32% | 61.85% | 61.91% | 58.65% | 56.98% | 51.04%
NEM | Brown Coal | 70.83% | 67.15% | 67.94% | 68.39% | 71.97% | 74.1% | 71.81% | 70.65% | 69.07% | 73.28% | 71.47% | 70.39% | 72.02% | 70.19% | 74.08% | 69.65% | 61.72% | 65.32% | 57.63% | 61.13% | 67.88% | 67.02% | 63.45% | 62.54% | 61.81% | 63.51% | 64.27% | - | -
NEM | CCGT | 8.417% | 8.417% | 7.524% | 7.817% | 6.861% | 7.014% | 7.174% | 7.949% | 6.918% | 7.225% | 8.461% | 21.2% | 23.18% | 22.89% | 21.04% | 21.95% | 32.63% | 32.25% | 27.34% | 27.92% | 29.18% | 33.74% | 29.14% | 31.19% | 32.08% | 28.26% | 28.34% | 28.26% | 28.26%
NEM | Gas - Steam | 5.747% | 5.867% | 5.972% | 1.374% | 1.3% | 1.374% | 1.347% | 1.431% | 1.273% | 1.281% | 1.277% | 3.125% | 2.517% | 6.611% | 2.701% | 2.737% | 9.976% | 8.324% | 22.91% | 23.95% | 29.25% | 32.65% | 30.66% | 27.67% | 35.74% | - | - | - | -
NEM | OCGT / Diesel | 0.0844% | 0.03795% | 0.1855% | 0.1603% | 0.02375% | 0.08359% | 0.05523% | 0.1328% | 0.01029% | 0.01153% | 0.06799% | 1.128% | 0.7737% | 1.185% | 1.107% | 1.378% | 5.626% | 5.91% | 10.52% | 11.77% | 8.304% | 12.3% | 15.78% | 8.481% | 10.2% | 12.79% | 16.93% | 19.88% | 19.75%
NEM | Hydro | 20.37% | 20.86% | 20.85% | 25.21% | 26% | 23.95% | 24.37% | 27.34% | 23.64% | 21.65% | 21.23% | 21.13% | 21.89% | 21.23% | 20.23% | 19.01% | 21.5% | 18.96% | 17.99% | 16.46% | 16.93% | 18.02% | 17.71% | 17.52% | 16.91% | 19.88% | 17.32% | 16.75% | 15.51%
NEM | Wind | 34.08% | 35.65% | 32.66% | 33.65% | 36.01% | 37.58% | 38.48% | 35.72% | 33.75% | 34.74% | 36.13% | 34.42% | 33.46% | 35.61% | 36.93% | 37.49% | 35.4% | 34.91% | 35.14% | 35.47% | 33.31% | 31.45% | 33.83% | 35.14% | 36.16% | 34.46% | 33.63% | 33.28% | 32.47%
NEM | Solar PV | 29.56% | 29.16% | 29.63% | 28.43% | 27.85% | 29.48% | 29.85% | 26.38% | 27.51% | 28.74% | 29.13% | 29.26% | 28.18% | 27.59% | 29.35% | 29.41% | 26.14% | 27.33% | 28.62% | 28.88% | 28.92% | 27.61% | 26.88% | 28.16% | 28.16% | 25.04% | 25.49% | 25.59% | 25.24%
NEM | Grid Battery | 9.489% | 5.617% | 5.624% | 6.193% | 5.653% | 5.681% | 5.621% | 5.259% | 4.962% | 5.241% | 5.074% | 5.211% | 4.987% | 4.47% | 4.881% | 4.891% | 4.496% | 4.447% | 4.754% | 3.949% | 2.571% | 4.546% | 4.432% | 9.137% | 8.974% | 11.2% | 11.15% | 11.13% | 11.21%
NEM | Pumped Hydro | 0.7331% | 2.161% | 3.187% | 25.82% | 20.26% | 20.56% | 21.46% | 24.14% | 22.68% | 24.63% | 24.51% | 26.21% | 23.79% | 24.08% | 25.47% | 24.82% | 24.01% | 22.81% | 24.53% | 23.28% | 25.34% | 24.25% | 24% | 25.94% | 25.16% | 23.31% | 22.78% | 24.5% | 23.55%
NEM | VPP | 7.704% | 8.791% | 8.126% | 9.578% | 9.12% | 8.964% | 8.295% | 7.753% | 7.02% | 6.986% | 6.663% | 6.908% | 6.844% | 6.554% | 6.778% | 6.752% | 6.27% | 6.154% | 6.214% | 5.96% | 6.096% | 5.877% | 5.726% | 5.931% | 5.639% | 5.189% | 5.078% | 5.095% | 4.393%
Region | Technology | 2021-22 | 2022-23 | 2023-24 | 2024-25 | 2025-26 | 2026-27 | 2027-28 | 2028-29 | 2029-30 | 2030-31 | 2031-32 | 2032-33 | 2033-34 | 2034-35 | 2035-36 | 2036-37 | 2037-38 | 2038-39 | 2039-40 | 2040-41 | 2041-42 | 2042-43 | 2043-44 | 2044-45 | 2045-46 | 2046-47 | 2047-48 | 2048-49 | 2049-50
NSW1 | Black Coal | 51.16% | 44.9% | 48.55% | 61.84% | 67.07% | 62.72% | 56.2% | 64.9% | 57.74% | 57.38% | 53.33% | 56.46% | 65.68% | 59.65% | 51% | 61.67% | 67.96% | 66.61% | 62.1% | 54.64% | 47.26% | - | - | - | - | - | - | - | -
NSW1 | Brown Coal | bar: 2021-22 to 2049-50
NSW1 | CCGT | 0.6146% | 0.6146% | 1.849% | 1.177% | 1.161% | 1.161% | 1.164% | 1.161% | 1.161% | 1.161% | 1.164% | 19.24% | 18.65% | 20.06% | 20.72% | 18.86% | 30.18% | 32.94% | 27.1% | 25.81% | 25.1% | 31.38% | 3.951% | - | - | - | - | - | -
NSW1 | Gas - Steam | bar: 2021-22 to 2049-50
NSW1 | OCGT / Diesel | 0.0002592% | 1.726e-07% | 0.1038% | 0.4148% | 0.03597% | 0.1527% | 0.04777% | 0.0623% | 2.402e-07% | 2.49e-07% | 2.75e-07% | 0.3347% | 0.1511% | 0.2313% | 1.179% | 1.405% | 5.669% | 9.009% | 14.83% | 17.77% | 8.233% | 16.55% | 23.19% | 8.899% | 9.401% | 13.24% | 22.2% | 26.48% | 25.06%
NSW1 | Hydro | 8.883% | 9.371% | 8.65% | 12.69% | 12% | 11.69% | 11.74% | 16.35% | 12.68% | 10.95% | 12.29% | 12.91% | 14.32% | 14.78% | 14.99% | 14.03% | 17.73% | 14.16% | 13.17% | 12.21% | 12.41% | 14.64% | 15.12% | 15.8% | 15.09% | 18.08% | 14.84% | 14.44% | 13.43%
NSW1 | Wind | 32.14% | 36.67% | 35.12% | 34.55% | 37.55% | 38.61% | 38.13% | 33.87% | 30.57% | 32.76% | 34.03% | 33.83% | 32.77% | 34.97% | 36.61% | 36.6% | 33.08% | 30.33% | 32.52% | 33.49% | 33.37% | 31.75% | 33.85% | 35.23% | 35.12% | 31.67% | 29.24% | 30.76% | 30.87%
NSW1 | Solar PV | 28.63% | 28.53% | 28.72% | 27.65% | 26.32% | 28.48% | 28.63% | 26.07% | 26.86% | 28.34% | 28.8% | 28.58% | 27.69% | 26.72% | 28.75% | 28.66% | 25.92% | 26.67% | 28.2% | 28.53% | 28.21% | 27.26% | 26.43% | 27.97% | 27.86% | 25.03% | 25.2% | 26.48% | 26.11%
NSW1 | Grid Battery | bar: 2021-22 to 2049-50
NSW1 | Pumped Hydro | 1.059% | 3.75% | 5.157% | 63.1% | 22.85% | 23.51% | 24.75% | 27.29% | 24.47% | 26.54% | 26.35% | 27.82% | 25.19% | 25.63% | 27.05% | 26.39% | 25.76% | 23.97% | 26% | 24.74% | 26.76% | 25.23% | 25.27% | 27.68% | 26.92% | 26.89% | 25.39% | 27.19% | 27.58%
NSW1 | VPP | 7.197% | 8.83% | 7.405% | 9.279% | 8.618% | 8.566% | 8.191% | 7.68% | 6.991% | 6.96% | 6.674% | 6.918% | 6.854% | 6.556% | 6.805% | 6.732% | 6.266% | 6.091% | 6.202% | 5.906% | 6.054% | 5.853% | 5.862% | 6.055% | 5.842% | 5.532% | 5.274% | 5.451% | 4.968%
Region | Technology | 2021-22 | 2022-23 | 2023-24 | 2024-25 | 2025-26 | 2026-27 | 2027-28 | 2028-29 | 2029-30 | 2030-31 | 2031-32 | 2032-33 | 2033-34 | 2034-35 | 2035-36 | 2036-37 | 2037-38 | 2038-39 | 2039-40 | 2040-41 | 2041-42 | 2042-43 | 2043-44 | 2044-45 | 2045-46 | 2046-47 | 2047-48 | 2048-49 | 2049-50
QLD1 | Black Coal | 62.18% | 56.7% | 60.38% | 70.76% | 70.9% | 68.89% | 63.09% | 70.79% | 66.5% | 64.12% | 62.69% | 66.85% | 69.71% | 66.97% | 66.44% | 66.94% | 70.34% | 70.89% | 66.5% | 67.08% | 64.55% | 68.53% | 63.75% | 62.32% | 61.85% | 61.91% | 58.65% | 56.98% | 51.04%
QLD1 | Brown Coal | bar: 2021-22 to 2049-50
QLD1 | CCGT | 8.33% | 8.33% | 9.298% | 10.98% | 9.166% | 9.457% | 9.751% | 11.23% | 9.275% | 9.859% | 12.2% | 24.9% | 28.83% | 25.55% | 24.56% | 28.63% | 40% | 37.81% | 33.27% | 35.16% | 37.93% | 42.37% | 40.03% | 37.78% | 51.7% | 60.92% | 61.08% | 60.92% | 60.92%
QLD1 | Gas - Steam | 5.044% | 5.044% | 10.02% | 9.894% | 9.894% | 9.894% | 9.921% | 9.894% | 9.894% | 9.894% | 9.921% | 9.894% | 11.58% | 10.22% | 10.48% | 12.33% | 30.54% | 25.4% | 22.91% | 23.95% | 29.25% | 32.65% | 30.66% | 27.67% | 35.74% | - | - | - | -
QLD1 | OCGT / Diesel | 2.176e-07% | 2.251e-07% | 0.003417% | 0.1778% | 0.0351% | 0.06598% | 0.0934% | 0.3281% | 0.03696% | 0.02889% | 0.2233% | 1.587% | 1.07% | 0.7442% | 0.729% | 1.85% | 8.983% | 7.083% | 10.07% | 10.49% | 10.2% | 13.66% | 13.36% | 13.72% | 17.02% | 18.56% | 16.85% | 15.59% | 15.73%
QLD1 | Hydro | 51.16% | 51% | 51.01% | 50.58% | 50.37% | 50.16% | 50.15% | 49.75% | 49.52% | 48.35% | 49.34% | 48.94% | 48.73% | 48.52% | 48.41% | 48.08% | 41.25% | 41.34% | 41.07% | 40.9% | 40.92% | - | - | - | - | - | - | - | -
QLD1 | Wind | 36.02% | 34.94% | 34.77% | 34.23% | 41.9% | 43.01% | 45.4% | 45.36% | 43.03% | 44.06% | 41.68% | 39.67% | 35.1% | 41.96% | 41.33% | 43.3% | 42.86% | 42.35% | 43.07% | 40.29% | 37.97% | 33% | 38.85% | 39.01% | 41.6% | 41.93% | 41.65% | 41.87% | 36.43%
QLD1 | Solar PV | 31.43% | 30.43% | 31.01% | 29.64% | 30.07% | 31.49% | 31.87% | 26.62% | 28.83% | 29.98% | 30.46% | 30.92% | 29.57% | 30.04% | 31.52% | 31.76% | 26.49% | 28.72% | 29.93% | 30.25% | 30.54% | 28.22% | 28.18% | 29.1% | 29.11% | 25.11% | 26.45% | 27.17% | 26.84%
QLD1 | Grid Battery | - | 14.73% | 14.99% | 18.22% | 18.45% | 17.94% | 17.5% | 16.98% | 16.45% | 16.5% | 16.22% | 16.54% | 16.46% | 16.37% | 16.3% | 16.35% | 15.16% | 15.17% | 15.58% | - | - | - | - | 15.82% | 15.34% | 14.75% | 14.77% | 14.61% | 14.91%
QLD1 | Pumped Hydro | 0.5957% | 1.492% | 2.358% | 10.12% | 9.898% | 8.763% | 8.272% | 11.52% | 9.255% | 10.28% | 10.72% | 14.12% | 13.32% | 12.48% | 13.64% | 13.1% | 19.07% | 19.51% | 20.36% | 19.15% | 21.38% | 22.44% | 21.75% | 22.87% | 22.05% | 19.05% | 19.61% | 20.71% | 18.17%
QLD1 | VPP | 6.801% | 7.838% | 7.569% | 9.601% | 9.773% | 9.333% | 8.648% | 8.256% | 7.6% | 7.481% | 7.067% | 7.259% | 7.291% | 7.176% | 7.132% | 7.056% | 6.543% | 6.491% | 6.447% | 6.388% | 6.493% | 6.39% | 6.274% | 6.228% | 5.733% | 4.975% | 5.048% | 4.751% | 3.713%
Region | Technology | 2021-22 | 2022-23 | 2023-24 | 2024-25 | 2025-26 | 2026-27 | 2027-28 | 2028-29 | 2029-30 | 2030-31 | 2031-32 | 2032-33 | 2033-34 | 2034-35 | 2035-36 | 2036-37 | 2037-38 | 2038-39 | 2039-40 | 2040-41 | 2041-42 | 2042-43 | 2043-44 | 2044-45 | 2045-46 | 2046-47 | 2047-48 | 2048-49 | 2049-50
VIC1 | Black Coal | bar: 2021-22 to 2049-50
VIC1 | Brown Coal | 70.83% | 67.15% | 67.94% | 68.39% | 71.97% | 74.1% | 71.81% | 70.65% | 69.07% | 73.28% | 71.47% | 70.39% | 72.02% | 70.19% | 74.08% | 69.65% | 61.72% | 65.32% | 57.63% | 61.13% | 67.88% | 67.02% | 63.45% | 62.54% | 61.81% | 63.51% | 64.27% | - | -
VIC1 | CCGT | bar: 2021-22 to 2049-50
VIC1 | Gas - Steam | 0.1675% | 0.05509% | 0.1892% | 0.2785% | 0.07394% | 0.2777% | 0.1956% | 0.4353% | 1.782e-07% | 0.02032% | 2.153e-07% | 1.014% | 0.5169% | 1.819% | 1.395% | 1.126% | 6.522% | 5.455% | - | - | - | - | - | - | - | - | - | - | -
VIC1 | OCGT / Diesel | 0.03993% | 2.143e-07% | 0.04102% | 0.0117% | 2.887e-07% | 0.02814% | 0.02693% | 0.00232% | 3.348e-07% | 3.388e-07% | 3.685e-07% | 0.2299% | 0.1429% | 0.133% | 0.1996% | 0.08459% | 0.5397% | 0.1657% | 4.139% | 4.328% | 1.979% | 1.302% | 5.024% | 1.705% | 1.874% | 1.426% | 2.298% | 18.22% | 19.09%
VIC1 | Hydro | 14.06% | 14.1% | 12.75% | 15.74% | 16.06% | 15.19% | 15.4% | 19.31% | 16.04% | 13.7% | 13.78% | 12.43% | 15.24% | 15.69% | 14.85% | 14.89% | 18.68% | 15.51% | 13.32% | 13.3% | 12.06% | 14.74% | 15.26% | 14.37% | 14.45% | 18.11% | 15.05% | 12.9% | 12.91%
VIC1 | Wind | 35.8% | 36.34% | 31.25% | 32.29% | 33.18% | 34.37% | 35.71% | 32.24% | 32.43% | 31.31% | 34.65% | 31% | 32% | 32.29% | 33.79% | 34.23% | 32.02% | 34.18% | 32.36% | 33.26% | 29.03% | 28.72% | 30.33% | 31.96% | 32.64% | 31.29% | 31.65% | 30.02% | 30.45%
VIC1 | Solar PV | 27.59% | 27.39% | 28.4% | 27.27% | 25.9% | 27.21% | 27.86% | 26.09% | 27.05% | 27.59% | 27.43% | 28.48% | 27.25% | 25.9% | 27.36% | 27.8% | 25.97% | 26.88% | 27.51% | 27.3% | 28.31% | 27.2% | 25.92% | 27.66% | 28.27% | 26.23% | 24.45% | 20.61% | 21.08%
VIC1 | Grid Battery | 23.41% | 5.104% | 4.964% | 5.603% | 5.001% | 5.139% | 5.17% | 4.726% | 4.44% | 4.511% | 4.363% | 4.497% | 4.099% | 3.65% | 4.15% | 4.167% | 3.716% | 3.671% | 4.012% | 3.675% | 1.493% | - | - | - | - | - | - | - | -
VIC1 | Pumped Hydro | - | - | - | - | - | - | - | - | - | - | - | - | - | - | - | - | - | - | - | - | 29.24% | 27.63% | 25.69% | 28.03% | 27.34% | 27.09% | 27.15% | 27.56% | 26.77%
VIC1 | VPP | 8.438% | 9.305% | 8.748% | 9.902% | 9.21% | 9.146% | 8.278% | 7.553% | 6.753% | 6.735% | 6.391% | 6.686% | 6.53% | 6.124% | 6.49% | 6.55% | 6% | 5.881% | 6.003% | 5.638% | 5.811% | 5.485% | 5.153% | 5.621% | 5.366% | 4.99% | 4.916% | 5.041% | 4.346%
Region | Technology | 2021-22 | 2022-23 | 2023-24 | 2024-25 | 2025-26 | 2026-27 | 2027-28 | 2028-29 | 2029-30 | 2030-31 | 2031-32 | 2032-33 | 2033-34 | 2034-35 | 2035-36 | 2036-37 | 2037-38 | 2038-39 | 2039-40 | 2040-41 | 2041-42 | 2042-43 | 2043-44 | 2044-45 | 2045-46 | 2046-47 | 2047-48 | 2048-49 | 2049-50
SA1 | Black Coal | bar: 2021-22 to 2049-50
SA1 | Brown Coal | bar: 2021-22 to 2049-50
SA1 | CCGT | 17.95% | 17.95% | 12.11% | 9.7% | 9.7% | 9.7% | 9.727% | 9.7% | 9.7% | 9.7% | 9.727% | 21.29% | 21.5% | 27.66% | 19.62% | 19.98% | - | - | - | - | - | - | - | - | - | - | - | - | -
SA1 | Gas - Steam | 9.308% | 9.585% | 9.161% | 1.164% | 1.164% | 1.164% | 1.167% | 1.164% | 1.164% | 1.164% | 1.167% | 3.733% | 2.815% | 9.226% | - | - | - | - | - | - | - | - | - | - | - | - | - | - | -
SA1 | OCGT / Diesel | 0.35% | 0.1812% | 0.7232% | 0.09882% | 0.03076% | 0.1216% | 0.05623% | 0.1325% | 7.878e-07% | 0.01854% | 0.01336% | 3.895% | 2.869% | 6.359% | 4.276% | 3.841% | 12.29% | 12.89% | 15.01% | 14.32% | 13.36% | 15.64% | 19.96% | 7.358% | 8.619% | 9.111% | 13.29% | 16.62% | 16.29%
SA1 | Hydro | bar: 2021-22 to 2049-50
SA1 | Wind | 34.73% | 34.27% | 30.31% | 33.68% | 32.88% | 36.12% | 36.57% | 34.36% | 33.45% | 33.8% | 35.51% | 32.32% | 32.88% | 31.44% | 35.54% | 35.65% | 34.26% | 35% | 34.75% | 36.82% | 32.52% | 31.51% | 29.8% | 33.19% | 33.7% | 32.42% | 32.82% | 30.28% | 31.65%
SA1 | Solar PV | 30.63% | 29.09% | 29.19% | 28.18% | 27.51% | 28.16% | 29.03% | 27.61% | 28.77% | 29.03% | 29.15% | 29.61% | 28.18% | 27.51% | 28.21% | 28.99% | 27.54% | 28.71% | 29.03% | 29.08% | 29.36% | 28.08% | 23.95% | 22.55% | 23.23% | 21.05% | 21.04% | 20.32% | 15.87%
SA1 | Grid Battery | 5.731% | 5.668% | 5.919% | 6.099% | 5.597% | 5.479% | 5.287% | 5.09% | 4.797% | 5.519% | 5.324% | 5.449% | 5.3% | 4.631% | 4.916% | 4.907% | 4.736% | 4.673% | 4.893% | 4.532% | 4.726% | 4.546% | 4.431% | 7.744% | 7.646% | 7.409% | 7.293% | 7.422% | 7.272%
SA1 | Pumped Hydro | bar: 2021-22 to 2049-50
SA1 | VPP | 9.418% | 9.825% | 9.873% | 9.951% | 9.318% | 9.125% | 8.317% | 7.964% | 7.015% | 7.093% | 6.83% | 7.002% | 6.982% | 6.577% | 6.935% | 6.8% | 6.596% | 6.493% | 6.471% | 6.147% | 6.193% | 5.957% | 5.823% | 5.817% | 5.632% | 5.312% | 5.059% | 5.016% | 4.472%
Region | Technology | 2021-22 | 2022-23 | 2023-24 | 2024-25 | 2025-26 | 2026-27 | 2027-28 | 2028-29 | 2029-30 | 2030-31 | 2031-32 | 2032-33 | 2033-34 | 2034-35 | 2035-36 | 2036-37 | 2037-38 | 2038-39 | 2039-40 | 2040-41 | 2041-42 | 2042-43 | 2043-44 | 2044-45 | 2045-46 | 2046-47 | 2047-48 | 2048-49 | 2049-50
TAS1 | Black Coal | bar: 2021-22 to 2049-50
TAS1 | Brown Coal | bar: 2021-22 to 2049-50
TAS1 | CCGT | 9.674e-07% | 9.571e-07% | 9.778e-07% | 9.785e-07% | 9.706e-07% | 9.792e-07% | 1.018e-06% | 1.057e-06% | 1.099e-06% | 1.126e-06% | 1.127e-06% | 1.165e-06% | 1.209e-06% | 1.246e-06% | 1.294e-06% | 1.341e-06% | 1.404e-06% | 1.463e-06% | 1.609e-06% | 1.619e-06% | 1.741e-06% | 1.767e-06% | 1.846e-06% | 1.928e-06% | 2.009e-06% | 2.109e-06% | 2.215e-06% | 2.342e-06% | 2.416e-06%
TAS1 | Gas - Steam | bar: 2021-22 to 2049-50
TAS1 | OCGT / Diesel | 9.025e-07% | 8.728e-07% | 9.142e-07% | 9.285e-07% | 9.089e-07% | 9.55e-07% | 9.951e-07% | 1.035e-06% | 1.08e-06% | 1.111e-06% | 1.1e-06% | 1.146e-06% | 1.186e-06% | 1.225e-06% | 1.271e-06% | 1.313e-06% | 1.382e-06% | 1.423e-06% | 1.511e-06% | 3.922e-06% | 0.01134% | 4.263e-06% | 4.469e-06% | 4.646e-06% | 4.803e-06% | 5.068e-06% | 5.33e-06% | 0.04472% | 5.79e-06%
TAS1 | Hydro | 36.56% | 37.49% | 39.51% | 45.75% | 48.65% | 43.53% | 44.56% | 45.12% | 40.77% | 38.78% | 35.92% | 36.19% | 34.44% | 31.53% | 29.03% | 26.33% | 27.6% | 26.67% | 26.83% | 23.25% | 25.6% | 24.67% | 22.74% | 22.27% | 21.11% | 23.44% | 22.07% | 22.76% | 20.13%
TAS1 | Wind | 26.66% | 32.22% | 32.49% | 34.76% | 37.95% | 39.42% | 41.07% | 39.17% | 39.29% | 38.12% | 42.17% | 39.06% | 38.49% | 40.13% | 39.67% | 39.97% | 36.78% | 35.54% | 33.42% | 34.6% | 32.83% | 32.64% | 33.87% | 34.78% | 35.76% | 33.7% | 33.61% | 31.62% | 32.39%
TAS1 | Solar PV | bar: 2021-22 to 2049-50
TAS1 | Grid Battery | bar: 2021-22 to 2049-50
TAS1 | Pumped Hydro | bar: 2021-22 to 2049-50
TAS1 | VPP | 1.622% | 3.336% | 1.456% | 1.961% | 2.321% | 2.601% | 2.415% | 2.382% | 2.913% | 3.133% | 4.14% | 4.587% | 4.746% | 5.107% | 5.398% | 6.037% | 5.923% | 5.87% | 5.643% | 5.96% | 5.922% | 5.912% | 5.693% | 5.712% | 5.931% | 5.471% | 5.208% | 5.168% | 4.713%
Explicitly modelled pumping
Region | Technology | 2021-22 | 2022-23 | 2023-24 | 2024-25 | 2025-26 | 2026-27 | 2027-28 | 2028-29 | 2029-30 | 2030-31 | 2031-32 | 2032-33 | 2033-34 | 2034-35 | 2035-36 | 2036-37 | 2037-38 | 2038-39 | 2039-40 | 2040-41 | 2041-42 | 2042-43 | 2043-44 | 2044-45 | 2045-46 | 2046-47 | 2047-48 | 2048-49 | 2049-50
NEM | Grid Battery pump | 11.68% | 6.952% | 6.925% | 7.653% | 6.972% | 7.012% | 6.956% | 6.475% | 6.126% | 6.47% | 6.284% | 6.426% | 6.155% | 5.507% | 6.025% | 6.038% | 5.553% | 5.505% | 5.852% | 4.892% | 3.156% | 5.63% | 5.453% | 10.91% | 10.73% | 13.26% | 13.2% | 13.18% | 13.27%
NEM | Pumped Hydro Pump | 1.213% | 4.37% | 5.8% | 32.56% | 23.1% | 25.13% | 27.74% | 29.88% | 28.4% | 31.02% | 31.76% | 33.7% | 32.07% | 30.71% | 33.69% | 33.49% | 30.77% | 29.54% | 31.57% | 30.53% | 32.71% | 32.14% | 30.6% | 34.43% | 33.5% | 30.5% | 29.72% | 32.05% | 30.39%
NEM | VPP pump | 9.247% | 10.58% | 9.741% | 11.5% | 10.94% | 10.76% | 9.973% | 9.292% | 8.426% | 8.385% | 8.019% | 8.277% | 8.219% | 7.865% | 8.13% | 8.104% | 7.538% | 7.39% | 7.443% | 7.171% | 7.304% | 7.061% | 6.865% | 7.116% | 6.782% | 6.217% | 6.106% | 6.105% | 5.27%
Region | Technology | 2021-22 | 2022-23 | 2023-24 | 2024-25 | 2025-26 | 2026-27 | 2027-28 | 2028-29 | 2029-30 | 2030-31 | 2031-32 | 2032-33 | 2033-34 | 2034-35 | 2035-36 | 2036-37 | 2037-38 | 2038-39 | 2039-40 | 2040-41 | 2041-42 | 2042-43 | 2043-44 | 2044-45 | 2045-46 | 2046-47 | 2047-48 | 2048-49 | 2049-50
NSW1 | Grid Battery pump | bar: 2021-22 to 2049-50
NSW1 | Pumped Hydro Pump | 1.359% | 5.422% | 6.917% | 41.69% | 24.21% | 26.91% | 30.1% | 31.69% | 29.69% | 32.4% | 33.14% | 34.72% | 33.05% | 31.69% | 34.78% | 34.65% | 32.21% | 30.5% | 32.79% | 31.92% | 33.92% | 33.47% | 31.71% | 36.72% | 35.81% | 34.85% | 33.01% | 35.63% | 35.22%
NSW1 | VPP pump | 8.639% | 10.62% | 8.874% | 11.14% | 10.34% | 10.28% | 9.849% | 9.205% | 8.391% | 8.353% | 8.032% | 8.284% | 8.226% | 7.886% | 8.152% | 8.08% | 7.542% | 7.312% | 7.423% | 7.109% | 7.26% | 7.016% | 7.031% | 7.268% | 7.031% | 6.621% | 6.35% | 6.524% | 5.963%
Region | Technology | 2021-22 | 2022-23 | 2023-24 | 2024-25 | 2025-26 | 2026-27 | 2027-28 | 2028-29 | 2029-30 | 2030-31 | 2031-32 | 2032-33 | 2033-34 | 2034-35 | 2035-36 | 2036-37 | 2037-38 | 2038-39 | 2039-40 | 2040-41 | 2041-42 | 2042-43 | 2043-44 | 2044-45 | 2045-46 | 2046-47 | 2047-48 | 2048-49 | 2049-50
QLD1 | Grid Battery pump | - | 18.18% | 18.46% | 22.49% | 22.78% | 22.14% | 21.6% | 20.96% | 20.3% | 20.37% | 20.09% | 20.37% | 20.33% | 20.21% | 20.12% | 20.19% | 18.77% | 18.67% | 19.23% | - | - | - | - | 18.63% | 18.04% | 17.38% | 17.35% | 17.21% | 17.52%
QLD1 | Pumped Hydro Pump | 0.9635% | 2.569% | 3.885% | 16.9% | 16.57% | 14.63% | 13.86% | 19.23% | 15.47% | 17.19% | 17.98% | 23.55% | 22.27% | 20.87% | 22.8% | 21.89% | 25.86% | 26.26% | 27.41% | 25.82% | 28.69% | 29.35% | 28.31% | 29.77% | 28.8% | 24.5% | 25.14% | 26.67% | 23.16%
QLD1 | VPP pump | 8.163% | 9.433% | 9.072% | 11.52% | 11.73% | 11.2% | 10.38% | 9.909% | 9.122% | 8.979% | 8.504% | 8.694% | 8.751% | 8.613% | 8.56% | 8.469% | 7.875% | 7.77% | 7.738% | 7.673% | 7.787% | 7.678% | 7.537% | 7.464% | 6.878% | 5.985% | 6.045% | 5.716% | 4.443%
Region | Technology | 2021-22 | 2022-23 | 2023-24 | 2024-25 | 2025-26 | 2026-27 | 2027-28 | 2028-29 | 2029-30 | 2030-31 | 2031-32 | 2032-33 | 2033-34 | 2034-35 | 2035-36 | 2036-37 | 2037-38 | 2038-39 | 2039-40 | 2040-41 | 2041-42 | 2042-43 | 2043-44 | 2044-45 | 2045-46 | 2046-47 | 2047-48 | 2048-49 | 2049-50
VIC1 | Grid Battery pump | 28.81% | 6.319% | 6.111% | 6.931% | 6.164% | 6.341% | 6.401% | 5.817% | 5.482% | 5.57% | 5.405% | 5.542% | 5.068% | 4.488% | 5.124% | 5.144% | 4.588% | 4.55% | 4.935% | 4.554% | 1.825% | - | - | - | - | - | - | - | -
VIC1 | Pumped Hydro Pump | - | - | - | - | - | - | - | - | - | - | - | - | - | - | - | - | - | - | - | - | 36.55% | 34.69% | 31.96% | 35.07% | 34.32% | 33.69% | 34.11% | 34.43% | 33.46%
VIC1 | VPP pump | 10.13% | 11.19% | 10.49% | 11.89% | 11.05% | 10.98% | 9.96% | 9.047% | 8.105% | 8.083% | 7.692% | 8.014% | 7.853% | 7.33% | 7.79% | 7.861% | 7.201% | 7.081% | 7.184% | 6.788% | 6.955% | 6.604% | 6.164% | 6.746% | 6.46% | 5.97% | 5.92% | 6.033% | 5.217%
Region | Technology | 2021-22 | 2022-23 | 2023-24 | 2024-25 | 2025-26 | 2026-27 | 2027-28 | 2028-29 | 2029-30 | 2030-31 | 2031-32 | 2032-33 | 2033-34 | 2034-35 | 2035-36 | 2036-37 | 2037-38 | 2038-39 | 2039-40 | 2040-41 | 2041-42 | 2042-43 | 2043-44 | 2044-45 | 2045-46 | 2046-47 | 2047-48 | 2048-49 | 2049-50
SA1 | Grid Battery pump | 7.059% | 7.015% | 7.29% | 7.529% | 6.909% | 6.764% | 6.544% | 6.267% | 5.923% | 6.813% | 6.592% | 6.727% | 6.523% | 5.718% | 6.069% | 6.058% | 5.847% | 5.787% | 6.023% | 5.613% | 5.817% | 5.63% | 5.453% | 9.304% | 9.212% | 8.874% | 8.785% | 8.893% | 8.737%
SA1 | Pumped Hydro Pump | bar: 2021-22 to 2049-50
SA1 | VPP pump | 11.3% | 11.82% | 11.83% | 11.96% | 11.17% | 10.95% | 10.01% | 9.54% | 8.42% | 8.514% | 8.219% | 8.392% | 8.372% | 7.894% | 8.323% | 8.161% | 7.916% | 7.815% | 7.746% | 7.399% | 7.413% | 7.158% | 6.982% | 6.981% | 6.779% | 6.356% | 6.09% | 6.002% | 5.367%
Region | Technology | 2021-22 | 2022-23 | 2023-24 | 2024-25 | 2025-26 | 2026-27 | 2027-28 | 2028-29 | 2029-30 | 2030-31 | 2031-32 | 2032-33 | 2033-34 | 2034-35 | 2035-36 | 2036-37 | 2037-38 | 2038-39 | 2039-40 | 2040-41 | 2041-42 | 2042-43 | 2043-44 | 2044-45 | 2045-46 | 2046-47 | 2047-48 | 2048-49 | 2049-50
TAS1 | Grid Battery pump | bar: 2021-22 to 2049-50
TAS1 | Pumped Hydro Pump | bar: 2021-22 to 2049-50
TAS1 | VPP pump | 1.947% | 4.026% | 1.735% | 2.375% | 2.772% | 3.121% | 2.922% | 2.842% | 3.501% | 3.757% | 4.97% | 5.527% | 5.694% | 6.136% | 6.459% | 7.268% | 7.089% | 7.045% | 6.773% | 7.163% | 7.099% | 7.11% | 6.824% | 6.851% | 7.139% | 6.546% | 6.271% | 6.184% | 5.657%
Non-controllable capacity
Region | Technology | 2021-22 | 2022-23 | 2023-24 | 2024-25 | 2025-26 | 2026-27 | 2027-28 | 2028-29 | 2029-30 | 2030-31 | 2031-32 | 2032-33 | 2033-34 | 2034-35 | 2035-36 | 2036-37 | 2037-38 | 2038-39 | 2039-40 | 2040-41 | 2041-42 | 2042-43 | 2043-44 | 2044-45 | 2045-46 | 2046-47 | 2047-48 | 2048-49 | 2049-50
NEM | Distributed PV | 15.73% | 16.09% | 16.23% | 15.82% | 15.34% | 16.51% | 16.55% | 14.98% | 15.76% | 16.42% | 16.68% | 16.82% | 16.42% | 15.97% | 17.12% | 17.17% | 15.46% | 16.3% | 17% | 17.29% | 17.34% | 16.88% | 16.37% | 17.53% | 17.49% | 15.72% | 16.54% | 17.24% | 17.5%
NEM | Behind the meter battery | 5.667% | 5.723% | 5.697% | 5.601% | 5.515% | 5.416% | 5.347% | 5.236% | 5.14% | 5.04% | 4.967% | 4.975% | 5.011% | 5.02% | 5.042% | 4.97% | 4.915% | 4.863% | 4.828% | 4.751% | 4.713% | 4.68% | 4.667% | 4.606% | 4.559% | 4.421% | 4.312% | 4.185% | 4.069%
NEM | Behind the meter battery pump | 4.815% | 4.861% | 4.84% | 4.758% | 4.685% | 4.601% | 4.542% | 4.447% | 4.367% | 4.281% | 4.221% | 4.227% | 4.256% | 4.264% | 4.284% | 4.222% | 4.175% | 4.13% | 4.1% | 4.037% | 4.004% | 3.974% | 3.964% | 3.912% | 3.873% | 3.755% | 3.662% | 3.554% | 3.456%
Region | Technology | 2021-22 | 2022-23 | 2023-24 | 2024-25 | 2025-26 | 2026-27 | 2027-28 | 2028-29 | 2029-30 | 2030-31 | 2031-32 | 2032-33 | 2033-34 | 2034-35 | 2035-36 | 2036-37 | 2037-38 | 2038-39 | 2039-40 | 2040-41 | 2041-42 | 2042-43 | 2043-44 | 2044-45 | 2045-46 | 2046-47 | 2047-48 | 2048-49 | 2049-50
NSW1 | Distributed PV | 15.89% | 16.65% | 16.19% | 15.98% | 15.4% | 17.1% | 16.86% | 15.02% | 15.42% | 16.36% | 17.06% | 16.64% | 16.46% | 15.93% | 17.53% | 17.31% | 15.42% | 15.93% | 16.89% | 17.6% | 17.11% | 16.87% | 16.27% | 17.87% | 17.58% | 15.66% | 16.11% | 17.1% | 17.77%
NSW1 | Behind the meter battery | 5.638% | 5.703% | 5.66% | 5.567% | 5.499% | 5.413% | 5.354% | 5.253% | 5.161% | 5.073% | 5.011% | 5.032% | 5.043% | 5.032% | 5.062% | 4.976% | 4.91% | 4.853% | 4.834% | 4.76% | 4.738% | 4.71% | 4.694% | 4.647% | 4.607% | 4.472% | 4.37% | 4.245% | 4.136%
NSW1 | Behind the meter battery pump | 4.79% | 4.843% | 4.811% | 4.729% | 4.672% | 4.599% | 4.548% | 4.46% | 4.383% | 4.311% | 4.258% | 4.275% | 4.284% | 4.277% | 4.302% | 4.228% | 4.172% | 4.121% | 4.104% | 4.045% | 4.025% | 4% | 3.988% | 3.947% | 3.911% | 3.797% | 3.713% | 3.604% | 3.515%
Region | Technology | 2021-22 | 2022-23 | 2023-24 | 2024-25 | 2025-26 | 2026-27 | 2027-28 | 2028-29 | 2029-30 | 2030-31 | 2031-32 | 2032-33 | 2033-34 | 2034-35 | 2035-36 | 2036-37 | 2037-38 | 2038-39 | 2039-40 | 2040-41 | 2041-42 | 2042-43 | 2043-44 | 2044-45 | 2045-46 | 2046-47 | 2047-48 | 2048-49 | 2049-50
QLD1 | Distributed PV | 16.1% | 17.06% | 17.04% | 16.38% | 16.5% | 17.65% | 17.74% | 14.96% | 16.27% | 16.89% | 17.76% | 17.6% | 16.96% | 17.19% | 18.26% | 18.34% | 15.46% | 16.89% | 17.52% | 18.42% | 18.19% | 17.48% | 17.64% | 18.68% | 18.7% | 15.74% | 17.14% | 17.77% | 18.66%
QLD1 | Behind the meter battery | 5.684% | 5.775% | 5.719% | 5.62% | 5.545% | 5.439% | 5.361% | 5.261% | 5.173% | 5.069% | 5.003% | 5.023% | 5.04% | 5.034% | 5.056% | 4.969% | 4.908% | 4.861% | 4.837% | 4.775% | 4.741% | 4.717% | 4.713% | 4.654% | 4.608% | 4.471% | 4.356% | 4.223% | 4.11%
QLD1 | Behind the meter battery pump | 4.83% | 4.906% | 4.857% | 4.776% | 4.709% | 4.62% | 4.554% | 4.469% | 4.396% | 4.307% | 4.251% | 4.265% | 4.281% | 4.276% | 4.298% | 4.219% | 4.167% | 4.13% | 4.11% | 4.057% | 4.025% | 4.005% | 4.006% | 3.953% | 3.917% | 3.797% | 3.698% | 3.589% | 3.49%
Region | Technology | 2021-22 | 2022-23 | 2023-24 | 2024-25 | 2025-26 | 2026-27 | 2027-28 | 2028-29 | 2029-30 | 2030-31 | 2031-32 | 2032-33 | 2033-34 | 2034-35 | 2035-36 | 2036-37 | 2037-38 | 2038-39 | 2039-40 | 2040-41 | 2041-42 | 2042-43 | 2043-44 | 2044-45 | 2045-46 | 2046-47 | 2047-48 | 2048-49 | 2049-50
VIC1 | Distributed PV | 14.64% | 14.23% | 15.09% | 14.83% | 14.08% | 15.02% | 15.13% | 14.56% | 15.28% | 15.89% | 15.28% | 16.11% | 15.73% | 14.89% | 15.83% | 15.95% | 15.17% | 15.88% | 16.52% | 15.91% | 16.66% | 16.24% | 15.31% | 16.27% | 16.3% | 15.49% | 16.18% | 16.83% | 16.15%
VIC1 | Behind the meter battery | 5.686% | 5.759% | 5.769% | 5.661% | 5.55% | 5.441% | 5.366% | 5.23% | 5.104% | 4.983% | 4.889% | 4.875% | 4.952% | 4.988% | 5.011% | 4.966% | 4.936% | 4.879% | 4.826% | 4.735% | 4.679% | 4.638% | 4.62% | 4.546% | 4.491% | 4.353% | 4.238% | 4.113% | 3.985%
VIC1 | Behind the meter battery pump | 4.831% | 4.891% | 4.901% | 4.807% | 4.715% | 4.624% | 4.558% | 4.445% | 4.338% | 4.231% | 4.155% | 4.142% | 4.205% | 4.236% | 4.256% | 4.221% | 4.193% | 4.144% | 4.097% | 4.024% | 3.977% | 3.938% | 3.922% | 3.862% | 3.817% | 3.698% | 3.598% | 3.492% | 3.384%
Region | Technology | 2021-22 | 2022-23 | 2023-24 | 2024-25 | 2025-26 | 2026-27 | 2027-28 | 2028-29 | 2029-30 | 2030-31 | 2031-32 | 2032-33 | 2033-34 | 2034-35 | 2035-36 | 2036-37 | 2037-38 | 2038-39 | 2039-40 | 2040-41 | 2041-42 | 2042-43 | 2043-44 | 2044-45 | 2045-46 | 2046-47 | 2047-48 | 2048-49 | 2049-50
SA1 | Distributed PV | 17% | 17.03% | 17.4% | 16.79% | 15.95% | 16.62% | 17.14% | 16.32% | 17.02% | 17.25% | 17.23% | 17.68% | 17.1% | 16.26% | 16.89% | 17.46% | 16.6% | 17.39% | 17.63% | 17.62% | 18.03% | 17.41% | 16.52% | 17.18% | 17.67% | 16.79% | 17.56% | 17.81% | 17.75%
SA1 | Behind the meter battery | 5.687% | 5.649% | 5.583% | 5.482% | 5.395% | 5.284% | 5.219% | 5.127% | 5.109% | 5.049% | 4.993% | 5.022% | 5.037% | 5.051% | 5.052% | 4.964% | 4.871% | 4.834% | 4.784% | 4.699% | 4.657% | 4.607% | 4.592% | 4.519% | 4.464% | 4.316% | 4.217% | 4.086% | 3.974%
SA1 | Behind the meter battery pump | 4.829% | 4.797% | 4.742% | 4.659% | 4.583% | 4.489% | 4.433% | 4.354% | 4.338% | 4.291% | 4.244% | 4.268% | 4.279% | 4.291% | 4.293% | 4.218% | 4.14% | 4.109% | 4.064% | 3.993% | 3.956% | 3.915% | 3.901% | 3.837% | 3.792% | 3.665% | 3.583% | 3.473% | 3.373%
Region | Technology | 2021-22 | 2022-23 | 2023-24 | 2024-25 | 2025-26 | 2026-27 | 2027-28 | 2028-29 | 2029-30 | 2030-31 | 2031-32 | 2032-33 | 2033-34 | 2034-35 | 2035-36 | 2036-37 | 2037-38 | 2038-39 | 2039-40 | 2040-41 | 2041-42 | 2042-43 | 2043-44 | 2044-45 | 2045-46 | 2046-47 | 2047-48 | 2048-49 | 2049-50
TAS1 | Distributed PV | 13.67% | 13.56% | 13.98% | 14.01% | 13.36% | 14.27% | 14.3% | 13.89% | 14% | 14.27% | 14.08% | 14.55% | 14.57% | 13.88% | 14.71% | 14.82% | 14.29% | 14.45% | 14.76% | 14.57% | 14.97% | 14.9% | 14.17% | 15.06% | 15.02% | 14.55% | 14.6% | 14.95% | 14.69%
TAS1 | Behind the meter battery | 5.621% | 5.537% | 5.483% | 5.392% | 5.325% | 5.3% | 5.327% | 5.334% | 5.286% | 5.239% | 5.208% | 5.151% | 5.108% | 5.072% | 5.045% | 4.953% | 4.896% | 4.865% | 4.848% | 4.807% | 4.776% | 4.758% | 4.747% | 4.71% | 4.688% | 4.578% | 4.487% | 4.373% | 4.276%
TAS1 | Behind the meter battery pump | 4.776% | 4.703% | 4.656% | 4.581% | 4.521% | 4.502% | 4.527% | 4.531% | 4.491% | 4.45% | 4.424% | 4.376% | 4.337% | 4.308% | 4.285% | 4.206% | 4.16% | 4.131% | 4.12% | 4.084% | 4.059% | 4.042% | 4.03% | 4% | 3.983% | 3.889% | 3.812% | 3.715% | 3.631%

## BaseCase_Generation
Annual sent-out generation by technology (GWh) - BaseCase, High DER Scenario
Explicitly modelled generation
Region | Technology | 2021-22 | 2022-23 | 2023-24 | 2024-25 | 2025-26 | 2026-27 | 2027-28 | 2028-29 | 2029-30 | 2030-31 | 2031-32 | 2032-33 | 2033-34 | 2034-35 | 2035-36 | 2036-37 | 2037-38 | 2038-39 | 2039-40 | 2040-41 | 2041-42 | 2042-43 | 2043-44 | 2044-45 | 2045-46 | 2046-47 | 2047-48 | 2048-49 | 2049-50
NEM | Black Coal | 90149.4408 | 78769.7797 | 78241.638 | 79042.852 | 72111.3818 | 65402.0922 | 59318.6128 | 63000.711 | 49654.0124 | 48369.7208 | 46496.1851 | 44864.0698 | 48173.1958 | 45573.9121 | 39152.9649 | 36883.648 | 32041.8846 | 32072.8187 | 30039.3523 | 29353.5174 | 27618.5796 | 18923.4557 | 15563.6115 | 13223.178 | 11144.2467 | 9175.8296 | 8693.2804 | 8444.9027 | 7565.7228
NEM | Brown Coal | 29720.4442 | 28175.7733 | 28508.2864 | 22173.8606 | 23100.8415 | 22493.9316 | 21800.5823 | 21447.3478 | 20966.3203 | 21439.2878 | 20911.8111 | 20594.3523 | 21071.5743 | 20535.3538 | 21674.3227 | 20377.433 | 18059.2296 | 19111.6628 | 16861.3574 | 17885.0092 | 19861.4688 | 19609.6143 | 18563.8652 | 18296.9215 | 18085.917 | 18581.3749 | 12527.4968 | 0 | 0
NEM | CCGT | 2252.5066 | 2252.5066 | 1894.8405 | 1968.7637 | 1727.8576 | 1766.3474 | 1806.7704 | 2001.8794 | 1742.2562 | 1819.6267 | 2130.7574 | 5339.9252 | 5838.7186 | 5765.5363 | 5298.3432 | 4787.1218 | 5605.0441 | 5539.2183 | 4352.9094 | 4445.0824 | 4645.5469 | 5371.8982 | 3516.3909 | 3258.2804 | 1539.8526 | 960.5244 | 963.1561 | 960.5248 | 960.5248
NEM | Gas - Steam | 696.7639 | 711.2695 | 724.015 | 166.5738 | 157.6157 | 166.5393 | 163.3687 | 173.444 | 154.3771 | 155.267 | 154.8001 | 378.8163 | 305.1377 | 801.4837 | 138.1874 | 140.0287 | 510.3732 | 425.8213 | 168.5615 | 176.2322 | 215.2288 | 240.2277 | 225.616 | 203.6405 | 262.9788 | 0 | 0 | 0 | 0
NEM | OCGT / Diesel | 50.7415 | 22.8159 | 111.5229 | 96.3931 | 14.2771 | 50.2557 | 33.2056 | 79.8135 | 6.1842 | 6.5462 | 38.5971 | 613.9738 | 389.6585 | 584.5564 | 533.6573 | 664.2286 | 2711.6209 | 2848.4695 | 5258.5327 | 5760.4965 | 4370.1266 | 6429.0194 | 8249.4919 | 4983.5814 | 6400.2463 | 9000.4328 | 11041.9479 | 15002.349 | 14002.7196
NEM | Hydro | 13143.3964 | 13455.8465 | 13455.257 | 16263.9328 | 16778.2971 | 15454.1505 | 15723.5004 | 17642.3059 | 15253.579 | 13971.4341 | 13700.4703 | 13630.3427 | 14122.4557 | 13699.799 | 13051.4773 | 12266.9435 | 13710.0175 | 12088.4602 | 11469.8975 | 10493.0746 | 10792.1059 | 11387.275 | 11188.6005 | 11069.3976 | 10681.4812 | 12560.363 | 10944.7472 | 10581.3616 | 9797.9117
NEM | Wind | 26731.2721 | 35592.6917 | 35185.7185 | 39710.958 | 45977.7578 | 51264.0353 | 57584.7118 | 57724.4052 | 66349.3811 | 68378.8762 | 71563.8377 | 70859.9761 | 70364.6083 | 76168.1317 | 80428.6667 | 86848.1421 | 98744.6638 | 96925.6168 | 97844.206 | 97084.7533 | 98154.311 | 99283.9498 | 106407.3012 | 108579.4983 | 111768.6262 | 113574.7323 | 114274.3971 | 116481.6606 | 118334.2638
NEM | Solar PV | 14501.0477 | 17775.836 | 18064.0549 | 17333.6782 | 16977.458 | 17973.1546 | 18196.2066 | 16535.3901 | 24571.9004 | 25674.9851 | 26023.4082 | 26141.725 | 25177.865 | 24645.5806 | 26215.3448 | 25963.6604 | 23447.6041 | 24151.5012 | 25293.5376 | 25519.4288 | 26066.2995 | 33645.2195 | 32885.4089 | 33412.8638 | 33181.3046 | 37808.8372 | 39228.9148 | 43261.4277 | 41629.3408
NEM | Grid Battery | 216.3987 | 295.4148 | 295.7687 | 325.6663 | 297.2725 | 298.7721 | 295.5876 | 276.548 | 260.9511 | 261.8367 | 253.5042 | 260.3544 | 224.9975 | 191.8515 | 209.4931 | 209.9298 | 192.9744 | 190.8954 | 204.0409 | 162.5708 | 101.3358 | 59.7382 | 58.2333 | 204.3644 | 200.7108 | 428.0648 | 426.2766 | 425.5031 | 428.7162
NEM | Pumped Hydro | 52.0155 | 153.3402 | 226.1632 | 1831.9679 | 5058.0717 | 5134.0802 | 5357.2344 | 6026.0598 | 9635.652 | 10464.919 | 10413.7899 | 11137.2263 | 10108.1272 | 10231.1539 | 10822.6649 | 10546.8371 | 12181.3102 | 11570.3806 | 12443.0286 | 11808.2745 | 13330.3546 | 14583.7049 | 14433.7201 | 15601.4877 | 15130.1627 | 16429.35 | 16051.2313 | 18717.0261 | 17992.0338
NEM | VPP | 58.3995 | 163.626 | 300.4658 | 596.4634 | 872.4448 | 1201.659 | 1494.1677 | 1802.0464 | 2045.6243 | 2347.1085 | 2573.6971 | 3049.4663 | 3431.4722 | 3652.9184 | 4173.5301 | 4375.8031 | 4273.7481 | 4405.944 | 4668.8124 | 4696.4929 | 5031.9544 | 5077.1809 | 5172.8401 | 5601.3709 | 5560.5499 | 5340.2993 | 5452.3235 | 5699.6896 | 5117.136
Total excluding storage |  | 177245.6133 | 176756.5192 | 176185.3331 | 176757.0123 | 176845.4866 | 174570.5065 | 174626.9585 | 178605.2968 | 178698.0108 | 179815.7439 | 181019.867 | 182423.1812 | 185443.2139 | 187774.3537 | 186492.9643 | 187931.2061 | 194830.4378 | 193163.5687 | 191288.3543 | 190717.5943 | 191723.6669 | 194890.6598 | 196600.2861 | 193027.3614 | 193064.6535 | 201662.0942 | 197673.9402 | 194732.2263 | 192290.4835
Region | Technology | 2021-22 | 2022-23 | 2023-24 | 2024-25 | 2025-26 | 2026-27 | 2027-28 | 2028-29 | 2029-30 | 2030-31 | 2031-32 | 2032-33 | 2033-34 | 2034-35 | 2035-36 | 2036-37 | 2037-38 | 2038-39 | 2039-40 | 2040-41 | 2041-42 | 2042-43 | 2043-44 | 2044-45 | 2045-46 | 2046-47 | 2047-48 | 2048-49 | 2049-50
NSW1 | Black Coal | 45889.6538 | 38406.1663 | 35258.6197 | 39120.733 | 32108.7211 | 26833.5937 | 23999.1166 | 27711.6268 | 16504.6074 | 16403.8175 | 15244.4928 | 11538.8459 | 13423.1337 | 12191.815 | 6031.0856 | 7292.7544 | 8036.917 | 7877.3161 | 7344.2983 | 6461.2849 | 5589.4468 | 0 | 0 | 0 | 0 | 0 | 0 | 0 | 0
NSW1 | Brown Coal | 0 | 0 | 0 | 0 | 0 | 0 | 0 | 0 | 0 | 0 | 0 | 0 | 0 | 0 | 0 | 0 | 0 | 0 | 0 | 0 | 0 | 0 | 0 | 0 | 0 | 0 | 0 | 0 | 0
NSW1 | CCGT | 33.6489 | 33.6489 | 101.2233 | 64.4519 | 63.5591 | 63.5591 | 63.7332 | 63.5591 | 63.5591 | 63.5591 | 63.7332 | 1053.2342 | 1020.961 | 1098.1855 | 1134.3586 | 1032.6891 | 1652.5391 | 1803.5966 | 1483.5192 | 1413.1483 | 1374.2515 | 1717.814 | 64.0288 | 0.00029088 | 0.00030876 | 0.00031675 | 0.00031783 | 0.00040962 | 0.00039279
NSW1 | Gas - Steam | 0 | 0 | 0 | 0 | 0 | 0 | 0 | 0 | 0 | 0 | 0 | 0 | 0 | 0 | 0 | 0 | 0 | 0 | 0 | 0 | 0 | 0 | 0 | 0 | 0 | 0 | 0 | 0 | 0
NSW1 | OCGT / Diesel | 0.032649 | 2.1736e-05 | 13.0761 | 52.2545 | 4.5313 | 19.2296 | 6.0174 | 7.8484 | 3.0252e-05 | 3.1372e-05 | 3.4647e-05 | 42.1618 | 19.0384 | 29.1341 | 143.3448 | 170.8574 | 689.3319 | 1095.3866 | 2327.0481 | 2787.2129 | 1323.3818 | 2660.2279 | 3728.2686 | 2097.5718 | 2215.8219 | 3119.8075 | 5232.2851 | 7151.061 | 6766.6865
NSW1 | Hydro | 2011.4406 | 2121.976 | 1958.7069 | 2874.5377 | 2717.1361 | 2646.1735 | 2658.1085 | 3703.066 | 2870.4427 | 2479.2524 | 2782.5397 | 2924.1803 | 3241.8955 | 3347.3422 | 3393.4716 | 3176.0098 | 4015.9994 | 3205.8963 | 2982.0784 | 2765.7153 | 2809.2772 | 3314.8551 | 3423.7869 | 3576.9276 | 3417.0557 | 4093.7924 | 3360.9165 | 3270.3329 | 3040.6555
NSW1 | Wind | 6252.6978 | 9576.3153 | 11510.9363 | 13627.9723 | 17397.5964 | 20650.8159 | 23123.0117 | 22432.9832 | 29086.1771 | 31175.1133 | 32381.439 | 32194.6422 | 31181.6537 | 33281.0254 | 34837.0263 | 34678.0258 | 30854.3185 | 27965.4926 | 30645.0214 | 30502.0597 | 35052.8425 | 34408.1217 | 35809.0871 | 37273.6882 | 38450.3721 | 34047.1243 | 32211.9716 | 34699.9545 | 34517.9262
NSW1 | Solar PV | 5342.8113 | 6499.59 | 6543.0218 | 6299.1516 | 5994.6271 | 6487.1149 | 6521.6827 | 6385.9009 | 13737.0476 | 14492.7757 | 14733.0034 | 14619.9593 | 14162.3311 | 13668.6992 | 14707.1277 | 14658.3374 | 13657.4398 | 13702.7701 | 14486.8005 | 14657.0593 | 14493.14 | 18074.6639 | 17887.3663 | 18925.8843 | 18855.3264 | 21074.3537 | 21278.7173 | 23398.0197 | 23459.8366
NSW1 | Grid Battery | 7.4631e-05 | 7.8644e-05 | 7.8526e-05 | 7.7726e-05 | 7.6724e-05 | 8.3034e-05 | 9.3424e-05 | 0.00010526 | 0.00033166 | 0.00034867 | 0.0003508 | 0.00037053 | 0.00036755 | 0.00036711 | 0.00038881 | 0.00040698 | 0.00044295 | 0.00043809 | 0.00058929 | 0.00059562 | 0.00090161 | 0.00087723 | 0.00093626 | 0.0010694 | 0.001013 | 0.00099093 | 0.0010103 | 0.0013841 | 0.0012362
NSW1 | Pumped Hydro | 22.2692 | 78.8297 | 108.4137 | 1326.5948 | 4563.8295 | 4696.5102 | 4944.2051 | 5450.7939 | 9173.5416 | 9951.5568 | 9878.315 | 10432.3476 | 9443.1302 | 9607.9471 | 10141.7356 | 9892.9725 | 9656.7699 | 8987.7354 | 9748.2487 | 9274.0207 | 10031.4904 | 9457.8769 | 9475.8732 | 10379.4894 | 10093.2254 | 10080.2896 | 9521.2221 | 10195.6862 | 10342.1542
NSW1 | VPP | 19.1965 | 55.4708 | 84.5001 | 172.3658 | 244.7961 | 336.5462 | 428.69 | 520.6555 | 601.0497 | 696.616 | 774.1282 | 922.4815 | 1043.6972 | 1116.3274 | 1286.9576 | 1344.1255 | 1320.0746 | 1351.9721 | 1448.8485 | 1450.881 | 1561.7638 | 1583.7853 | 1662.5786 | 1798.9983 | 1816.0603 | 1798.2264 | 1791.2291 | 1931.8936 | 1835.8249
Total excluding storage |  | 59530.285 | 56637.6965 | 55385.5842 | 62039.101 | 58286.171 | 56700.4867 | 56371.6702 | 60304.9844 | 62261.834 | 64614.518 | 65205.2082 | 62373.0238 | 63049.0133 | 63616.2014 | 60246.4147 | 61008.6738 | 58906.5457 | 55650.4583 | 59268.7659 | 58586.4803 | 60642.3399 | 60175.6825 | 60912.5377 | 61874.0722 | 62938.5763 | 62335.0783 | 62083.8908 | 68519.3685 | 67785.1051
Region | Technology | 2021-22 | 2022-23 | 2023-24 | 2024-25 | 2025-26 | 2026-27 | 2027-28 | 2028-29 | 2029-30 | 2030-31 | 2031-32 | 2032-33 | 2033-34 | 2034-35 | 2035-36 | 2036-37 | 2037-38 | 2038-39 | 2039-40 | 2040-41 | 2041-42 | 2042-43 | 2043-44 | 2044-45 | 2045-46 | 2046-47 | 2047-48 | 2048-49 | 2049-50
QLD1 | Black Coal | 44259.787 | 40363.6134 | 42983.0183 | 39922.1191 | 40002.6607 | 38568.4985 | 35319.4961 | 35289.0842 | 33149.405 | 31965.9032 | 31251.6923 | 33325.2239 | 34750.0621 | 33382.0972 | 33121.8793 | 29590.8936 | 24004.9676 | 24195.5026 | 22695.054 | 22892.2325 | 22029.1328 | 18923.4557 | 15563.6115 | 13223.178 | 11144.2467 | 9175.8296 | 8693.2804 | 8444.9027 | 7565.7228
QLD1 | Brown Coal | 0 | 0 | 0 | 0 | 0 | 0 | 0 | 0 | 0 | 0 | 0 | 0 | 0 | 0 | 0 | 0 | 0 | 0 | 0 | 0 | 0 | 0 | 0 | 0 | 0 | 0 | 0 | 0 | 0
QLD1 | CCGT | 1104.025 | 1104.025 | 1232.2762 | 1454.8099 | 1214.7965 | 1253.2864 | 1292.3037 | 1488.8184 | 1229.1952 | 1306.5657 | 1616.2906 | 3300.0766 | 3821.3784 | 3385.7161 | 3254.6935 | 2828.6497 | 3952.5048 | 3735.6215 | 2869.3899 | 3031.9338 | 3271.295 | 3654.0838 | 3452.3618 | 3258.2798 | 1539.852 | 960.5237 | 963.1554 | 960.5237 | 960.5237
QLD1 | Gas - Steam | 37.1158 | 37.1158 | 73.7192 | 72.804 | 72.804 | 72.804 | 73.0035 | 72.804 | 72.804 | 72.804 | 73.0035 | 72.804 | 85.242 | 75.2335 | 77.0928 | 90.6962 | 224.7044 | 186.8971 | 168.5615 | 176.2322 | 215.2288 | 240.2277 | 225.616 | 203.6405 | 262.9788 | 0 | 0 | 0 | 0
QLD1 | OCGT / Diesel | 3.6413e-05 | 3.7666e-05 | 0.57164 | 29.7506 | 5.8735 | 11.0394 | 15.6269 | 54.8963 | 6.184 | 4.8332 | 37.3631 | 265.5621 | 151.5969 | 97.8514 | 95.857 | 243.2562 | 1181.1687 | 931.3278 | 1536.3322 | 1599.59 | 1554.8187 | 2147.4941 | 2100.2437 | 1997.8198 | 3156.9455 | 4852.723 | 4405.2012 | 4321.8457 | 3646.8577
QLD1 | Hydro | 682.9674 | 680.856 | 681.0038 | 675.2371 | 672.4147 | 669.5924 | 669.4579 | 664.1303 | 661.1255 | 645.4331 | 658.6766 | 653.3727 | 650.5419 | 647.7194 | 646.2403 | 641.8589 | 238.493 | 239.025 | 237.4463 | 236.4741 | 236.575 | 0 | 0 | 0 | 0 | 0 | 0 | 0 | 0
QLD1 | Wind | 2134.9388 | 3601.4072 | 3583.3074 | 4332.9298 | 5951.3651 | 6266.6575 | 8961.7506 | 11294.3729 | 13159.4178 | 13473.2786 | 12746.6276 | 12132.8686 | 10759.7012 | 13855.3719 | 13646.7642 | 17528.7972 | 25962.5209 | 25655.4641 | 26090.3032 | 24407.5835 | 24753.1099 | 25662.674 | 29604.6846 | 28989.5724 | 32495.3375 | 35573.6052 | 35339.4435 | 35519.6073 | 36276.8354
QLD1 | Solar PV | 5555.0976 | 7538.3561 | 7681.1984 | 7342.4928 | 7448.1654 | 7800.5726 | 7893.1948 | 6592.7048 | 7141.6866 | 7427.2542 | 7545.9935 | 7659.415 | 7325.652 | 7442.0811 | 7806.3706 | 7531.2329 | 6247.046 | 6773.8112 | 7059.2473 | 7133.1556 | 7736.6066 | 11888.9296 | 11459.4045 | 11320.1005 | 11159.3383 | 13813.4129 | 14294.1936 | 13417.8793 | 12198.3215
QLD1 | Grid Battery | 5.1711e-05 | 25.8035 | 26.2709 | 31.9215 | 32.3262 | 31.4261 | 30.6573 | 29.7457 | 28.8147 | 28.9053 | 28.4244 | 28.9854 | 28.8457 | 28.684 | 28.5543 | 28.6535 | 26.5647 | 26.5709 | 27.2952 | 0.0010718 | 0.0032624 | 0.0032495 | 0.0034929 | 61.0212 | 59.1908 | 290.9335 | 291.2865 | 288.1257 | 294.1052
QLD1 | Pumped Hydro | 29.7463 | 74.5104 | 117.7492 | 505.3728 | 494.2419 | 437.5697 | 413.029 | 575.2656 | 462.11 | 513.3619 | 535.4745 | 704.8782 | 664.9965 | 623.2063 | 680.9287 | 653.864 | 2524.539 | 2582.6439 | 2694.7781 | 2534.2521 | 3056.4969 | 4896.7575 | 4744.8965 | 4989.6724 | 4810.2631 | 6124.5036 | 6304.9269 | 6658.9779 | 5841.5136
QLD1 | VPP | 10.1833 | 34.0326 | 63.7462 | 136.7622 | 219.4661 | 294.2685 | 367.44 | 460.6084 | 542.6009 | 624.0622 | 685.8218 | 813.1105 | 935.9706 | 1028.5157 | 1133.4532 | 1180.4154 | 1151.2856 | 1200.0881 | 1251.1556 | 1300.6753 | 1385.7941 | 1427.606 | 1466.3154 | 1522.054 | 1463.6212 | 1326.3203 | 1404.6592 | 1378.1611 | 1122.0321
Total excluding storage |  | 53773.9317 | 53325.3736 | 56235.095 | 53830.1433 | 55368.08 | 54642.4508 | 54224.8335 | 55456.811 | 55419.8182 | 54896.0719 | 53929.6472 | 57409.323 | 57544.1745 | 58886.0705 | 58648.8976 | 58455.3847 | 61811.4054 | 61717.6493 | 60656.3344 | 59477.2017 | 59796.7668 | 62516.8649 | 62405.9222 | 58992.591 | 59758.6988 | 64376.0944 | 63695.2741 | 62664.7586 | 60648.2611
Region | Technology | 2021-22 | 2022-23 | 2023-24 | 2024-25 | 2025-26 | 2026-27 | 2027-28 | 2028-29 | 2029-30 | 2030-31 | 2031-32 | 2032-33 | 2033-34 | 2034-35 | 2035-36 | 2036-37 | 2037-38 | 2038-39 | 2039-40 | 2040-41 | 2041-42 | 2042-43 | 2043-44 | 2044-45 | 2045-46 | 2046-47 | 2047-48 | 2048-49 | 2049-50
VIC1 | Black Coal | 0 | 0 | 0 | 0 | 0 | 0 | 0 | 0 | 0 | 0 | 0 | 0 | 0 | 0 | 0 | 0 | 0 | 0 | 0 | 0 | 0 | 0 | 0 | 0 | 0 | 0 | 0 | 0 | 0
VIC1 | Brown Coal | 29720.4442 | 28175.7733 | 28508.2864 | 22173.8606 | 23100.8415 | 22493.9316 | 21800.5823 | 21447.3478 | 20966.3203 | 21439.2878 | 20911.8111 | 20594.3523 | 21071.5743 | 20535.3538 | 21674.3227 | 20377.433 | 18059.2296 | 19111.6628 | 16861.3574 | 17885.0092 | 19861.4688 | 19609.6143 | 18563.8652 | 18296.9215 | 18085.917 | 18581.3749 | 12527.4968 | 0 | 0
VIC1 | CCGT | 2.0232e-05 | 2.0024e-05 | 2.0988e-05 | 2.424e-05 | 2.4474e-05 | 2.451e-05 | 2.6199e-05 | 2.8713e-05 | 2.8503e-05 | 2.8614e-05 | 3.1086e-05 | 5.0587e-05 | 5.058e-05 | 5.2017e-05 | 5.1338e-05 | 5.1636e-05 | 8.7128e-05 | 8.7841e-05 | 0.00012136 | 0.00011916 | 0.000132 | 0.00013612 | 0.00013724 | 0.0001319 | 0.00013888 | 0.00014012 | 0.00014525 | 0.00041372 | 0.00040384
VIC1 | Gas - Steam | 7.3363 | 2.4129 | 8.2868 | 12.1967 | 3.2386 | 12.1622 | 8.5686 | 19.0669 | 7.8035e-06 | 0.88989 | 9.4309e-06 | 44.395 | 22.6387 | 79.6938 | 61.0946 | 49.3324 | 285.6689 | 238.9242 | 0 | 0 | 0 | 0 | 0 | 0 | 0 | 0 | 0 | 0 | 0
VIC1 | OCGT / Diesel | 6.6467 | 3.5667e-05 | 6.8275 | 1.9471 | 4.8045e-05 | 4.6841 | 4.4823 | 0.38617 | 5.5727e-05 | 5.6384e-05 | 6.1335e-05 | 38.2725 | 21.6556 | 20.1545 | 30.2544 | 12.82 | 81.7897 | 25.1186 | 467.6809 | 489.1311 | 223.6555 | 136.4118 | 526.4006 | 178.6407 | 196.3836 | 149.3538 | 123.2185 | 1926.1913 | 2018.1016
VIC1 | Hydro | 2733.855 | 2741.7307 | 2479.0575 | 3059.626 | 3121.7491 | 2952.5872 | 2992.9631 | 3753.5021 | 3118.487 | 2663.5779 | 2678.5706 | 2415.9214 | 2962.8758 | 3050.3598 | 2885.6755 | 2893.7374 | 3631.1674 | 3014.7789 | 2589.7624 | 2584.6746 | 2344.056 | 2866.1149 | 2965.9263 | 2793.3175 | 2808.8622 | 3520.1327 | 2925.8621 | 2507.4648 | 2510.4379
VIC1 | Wind | 10771.3434 | 13758.8142 | 11833.1139 | 12226.6296 | 12560.9396 | 13011.7717 | 13520.656 | 12208.0071 | 12278.475 | 11853.1409 | 13120.5931 | 12270.481 | 13931.7456 | 14059.1292 | 14757.2559 | 16701.7242 | 21974.3621 | 22195.2629 | 20472.5362 | 20198.3958 | 18316.6595 | 19576.9674 | 22161.9815 | 22481.9557 | 20697.2464 | 24456.9716 | 27116.8863 | 26706.4043 | 27271.2972
VIC1 | Solar PV | 2656.001 | 2636.3662 | 2734.5254 | 2624.9405 | 2493.1716 | 2619.1957 | 2682.0563 | 2511.5756 | 2603.9087 | 2656.021 | 2640.7443 | 2741.2925 | 2622.9532 | 2493.1741 | 2633.968 | 2676.6598 | 2500.6022 | 2587.806 | 2648.4512 | 2628.2434 | 2725.021 | 2618.3365 | 2495.4069 | 2401.8728 | 2378.5594 | 2207.0089 | 2942.3268 | 5756.2315 | 5152.7333
VIC1 | Grid Battery | 113.4749 | 167.8168 | 163.2121 | 184.2274 | 164.4414 | 168.9591 | 169.9921 | 155.3925 | 145.985 | 148.3301 | 143.466 | 147.8408 | 114.9097 | 102.3118 | 116.3405 | 116.7971 | 104.1776 | 102.9194 | 112.4543 | 103.0179 | 39.2274 | 0.00080567 | 0.00086043 | 0.00095493 | 0.0008901 | 0.00090182 | 0.00092373 | 0.0012527 | 0.0013013
VIC1 | Pumped Hydro | 0 | 0 | 6.592e-05 | 7.5109e-05 | 7.5209e-05 | 8.3131e-05 | 8.0814e-05 | 8.5278e-05 | 8.6193e-05 | 9.023e-05 | 9.7625e-05 | 0.00016477 | 0.0001609 | 0.00015658 | 0.00016692 | 0.0001909 | 0.00073029 | 0.0007344 | 0.0011977 | 0.0011611 | 242.3665 | 229.0698 | 212.9497 | 232.3251 | 226.6734 | 224.5558 | 225.0813 | 1862.3611 | 1808.365
VIC1 | VPP | 14.3392 | 44.9217 | 105.0609 | 214.3683 | 311.1341 | 445.3172 | 551.1482 | 644.0839 | 708.1706 | 804.1633 | 867.8794 | 1028.526 | 1131.7721 | 1172.4634 | 1365.1624 | 1446.6807 | 1389.8827 | 1427.6774 | 1525.2951 | 1498.6521 | 1614.7286 | 1591.5998 | 1560.6712 | 1776.2786 | 1767.3923 | 1712.4391 | 1757.0638 | 1874.2836 | 1679.9699
Total excluding storage |  | 45895.6266 | 47315.0973 | 45570.0976 | 40099.2005 | 41279.9403 | 41094.3326 | 41009.3085 | 39939.8857 | 38967.191 | 38612.9176 | 39351.7192 | 38104.7147 | 40633.4432 | 40237.8653 | 42042.5712 | 42711.7069 | 46532.82 | 47173.5536 | 43039.7883 | 43785.4542 | 43470.8609 | 44807.4451 | 46713.5805 | 46152.7083 | 44166.9688 | 48914.8421 | 45635.7907 | 36896.2923 | 36952.5704
Region | Technology | 2021-22 | 2022-23 | 2023-24 | 2024-25 | 2025-26 | 2026-27 | 2027-28 | 2028-29 | 2029-30 | 2030-31 | 2031-32 | 2032-33 | 2033-34 | 2034-35 | 2035-36 | 2036-37 | 2037-38 | 2038-39 | 2039-40 | 2040-41 | 2041-42 | 2042-43 | 2043-44 | 2044-45 | 2045-46 | 2046-47 | 2047-48 | 2048-49 | 2049-50
SA1 | Black Coal | 0 | 0 | 0 | 0 | 0 | 0 | 0 | 0 | 0 | 0 | 0 | 0 | 0 | 0 | 0 | 0 | 0 | 0 | 0 | 0 | 0 | 0 | 0 | 0 | 0 | 0 | 0 | 0 | 0
SA1 | Brown Coal | 0 | 0 | 0 | 0 | 0 | 0 | 0 | 0 | 0 | 0 | 0 | 0 | 0 | 0 | 0 | 0 | 0 | 0 | 0 | 0 | 0 | 0 | 0 | 0 | 0 | 0 | 0 | 0 | 0
SA1 | CCGT | 1114.8326 | 1114.8326 | 561.3409 | 449.5019 | 449.5019 | 449.5019 | 450.7334 | 449.5019 | 449.5019 | 449.5019 | 450.7334 | 986.6143 | 996.3792 | 1281.6347 | 909.291 | 925.783 | 0.0001072 | 0.00010721 | 0.00012002 | 0.00011751 | 0.00018452 | 0.00019096 | 0.00019358 | 0.00017956 | 0.00018879 | 0.00019157 | 0.00019226 | 0.00023328 | 0.00022582
SA1 | Gas - Steam | 652.3118 | 671.7408 | 642.009 | 81.5731 | 81.5731 | 81.5731 | 81.7966 | 81.5731 | 81.5731 | 81.5731 | 81.7966 | 261.6173 | 197.257 | 646.5565 | 0 | 0 | 0 | 0 | 0 | 0 | 0 | 0 | 0 | 0 | 0 | 0 | 0 | 0 | 0
SA1 | OCGT / Diesel | 44.0621 | 22.8158 | 91.0476 | 12.441 | 3.8723 | 15.3025 | 7.079 | 16.6826 | 9.9173e-05 | 1.7129 | 1.2339 | 267.9775 | 197.3677 | 437.4164 | 264.2011 | 237.295 | 759.3305 | 796.6364 | 927.4714 | 884.5625 | 1268.2129 | 1484.8857 | 1894.579 | 709.549 | 831.0954 | 878.5484 | 1281.2431 | 1603.0239 | 1571.0739
SA1 | Hydro | 0 | 0 | 0 | 0 | 0 | 0 | 0 | 0 | 0 | 0 | 0 | 0 | 0 | 0 | 0 | 0 | 0 | 0 | 0 | 0 | 0 | 0 | 0 | 0 | 0 | 0 | 0 | 0 | 0
SA1 | Wind | 6246.1438 | 7053.4748 | 6239.3005 | 6931.6814 | 6768.6606 | 7434.0089 | 7421.5506 | 6972.2453 | 6521.6603 | 6259.1813 | 6575.9122 | 7532.9506 | 7378.6824 | 7056.4025 | 8866.9586 | 9056.8773 | 11320.6393 | 12322.4476 | 11942.1663 | 12527.5864 | 11064.226 | 10721.0792 | 9581.8955 | 10786.6614 | 10824.5114 | 10731.1051 | 10862.328 | 11331.0268 | 11841.9411
SA1 | Solar PV | 947.1378 | 1101.5237 | 1105.3092 | 1067.0932 | 1041.4939 | 1066.2714 | 1099.2727 | 1045.2087 | 1089.2574 | 1098.9342 | 1103.667 | 1121.0581 | 1066.9287 | 1041.6262 | 1067.8785 | 1097.4303 | 1042.5161 | 1087.1138 | 1099.0386 | 1100.9705 | 1111.5318 | 1063.2895 | 1043.2311 | 765.0061 | 788.0804 | 714.0616 | 713.6769 | 689.297 | 818.4493
SA1 | Grid Battery | 102.9236 | 101.7943 | 106.2856 | 109.5173 | 100.5048 | 98.3868 | 94.9381 | 91.4096 | 86.151 | 84.6008 | 81.6134 | 83.5276 | 81.2416 | 60.8551 | 64.5977 | 64.4785 | 62.2314 | 61.4045 | 64.2906 | 59.551 | 62.1039 | 59.733 | 58.2277 | 143.3408 | 141.5178 | 137.129 | 134.9878 | 137.3743 | 134.6079
SA1 | Pumped Hydro | 0 | 0 | 5.0803e-05 | 4.9323e-05 | 4.8907e-05 | 5.1173e-05 | 5.1741e-05 | 5.4754e-05 | 5.5987e-05 | 5.9474e-05 | 6.3186e-05 | 8.3245e-05 | 8.2698e-05 | 8.1467e-05 | 9.2538e-05 | 0.00010343 | 0.00015807 | 0.00016036 | 0.00016371 | 0.00016363 | 0.00026529 | 0.00025857 | 0.00025865 | 0.00036169 | 0.00035207 | 0.00034892 | 0.0003489 | 0.00035542 | 0.00036282
SA1 | VPP | 14.3716 | 28.2439 | 46.5525 | 71.8172 | 95.1733 | 122.6477 | 143.2806 | 171.9506 | 186.2703 | 212.5845 | 230.8095 | 265.9464 | 296.8975 | 307.2124 | 354.0853 | 364.1402 | 370.231 | 381.6677 | 398.0713 | 395.4344 | 416.2279 | 417.8715 | 426.0826 | 443.6019 | 447.4686 | 439.3443 | 435.4724 | 448.9042 | 415.8866
Total excluding storage |  | 9004.4882 | 9964.3877 | 8639.0072 | 8542.2905 | 8345.1018 | 9046.6578 | 9060.4324 | 8565.2116 | 8141.9928 | 7890.9035 | 8213.3431 | 10170.2177 | 9836.6149 | 10463.6363 | 11108.3291 | 11317.3855 | 13122.486 | 14206.198 | 13968.6764 | 14513.1195 | 13443.9709 | 13269.2546 | 12519.7057 | 12261.2167 | 12443.6874 | 12323.7153 | 12857.2482 | 13623.3479 | 14231.4645
Region | Technology | 2021-22 | 2022-23 | 2023-24 | 2024-25 | 2025-26 | 2026-27 | 2027-28 | 2028-29 | 2029-30 | 2030-31 | 2031-32 | 2032-33 | 2033-34 | 2034-35 | 2035-36 | 2036-37 | 2037-38 | 2038-39 | 2039-40 | 2040-41 | 2041-42 | 2042-43 | 2043-44 | 2044-45 | 2045-46 | 2046-47 | 2047-48 | 2048-49 | 2049-50
TAS1 | Black Coal | 0 | 0 | 0 | 0 | 0 | 0 | 0 | 0 | 0 | 0 | 0 | 0 | 0 | 0 | 0 | 0 | 0 | 0 | 0 | 0 | 0 | 0 | 0 | 0 | 0 | 0 | 0 | 0 | 0
TAS1 | Brown Coal | 0 | 0 | 0 | 0 | 0 | 0 | 0 | 0 | 0 | 0 | 0 | 0 | 0 | 0 | 0 | 0 | 0 | 0 | 0 | 0 | 0 | 0 | 0 | 0 | 0 | 0 | 0 | 0 | 0
TAS1 | CCGT | 1.7627e-05 | 1.7438e-05 | 1.7816e-05 | 1.7829e-05 | 1.7686e-05 | 1.7841e-05 | 1.8541e-05 | 1.9253e-05 | 2.0028e-05 | 2.0516e-05 | 2.0528e-05 | 2.1227e-05 | 2.2028e-05 | 2.2698e-05 | 2.3583e-05 | 2.443e-05 | 2.5587e-05 | 2.6658e-05 | 2.9316e-05 | 2.9503e-05 | 3.1728e-05 | 3.2191e-05 | 3.3635e-05 | 3.5136e-05 | 3.6598e-05 | 3.8434e-05 | 4.0358e-05 | 4.2664e-05 | 4.4024e-05
TAS1 | Gas - Steam | 0 | 0 | 0 | 0 | 0 | 0 | 0 | 0 | 0 | 0 | 0 | 0 | 0 | 0 | 0 | 0 | 0 | 0 | 0 | 0 | 0 | 0 | 0 | 0 | 0 | 0 | 0 | 0 | 0
TAS1 | OCGT / Diesel | 1.4073e-05 | 1.3609e-05 | 1.4255e-05 | 1.4477e-05 | 1.4172e-05 | 1.4892e-05 | 1.5516e-05 | 1.6142e-05 | 1.6846e-05 | 1.7329e-05 | 1.7147e-05 | 1.7873e-05 | 1.8488e-05 | 1.9108e-05 | 1.9819e-05 | 2.048e-05 | 2.1547e-05 | 2.2185e-05 | 2.3566e-05 | 1.9928e-05 | 0.057615 | 2.1657e-05 | 2.2707e-05 | 2.3606e-05 | 2.4403e-05 | 2.5749e-05 | 2.7081e-05 | 0.22722 | 2.942e-05
TAS1 | Hydro | 7715.1334 | 7911.2838 | 8336.4888 | 9654.5321 | 10266.9973 | 9185.7973 | 9402.9709 | 9521.6075 | 8603.5238 | 8183.1708 | 7580.6834 | 7636.8683 | 7267.1425 | 6654.3776 | 6126.0899 | 5555.3374 | 5824.3576 | 5628.7599 | 5660.6104 | 4906.2107 | 5402.1976 | 5206.305 | 4798.8873 | 4699.1525 | 4455.5633 | 4946.4379 | 4657.9686 | 4803.5638 | 4246.8183
TAS1 | Wind | 1326.1483 | 1602.6802 | 2019.0603 | 2591.7449 | 3299.1961 | 3900.7813 | 4557.7429 | 4816.7966 | 5303.6509 | 5618.1621 | 6739.2659 | 6729.0338 | 7112.8254 | 7916.2026 | 8320.6617 | 8882.7177 | 8632.8229 | 8786.9496 | 8694.1789 | 9449.1278 | 8967.4731 | 8915.1076 | 9249.6525 | 9047.6205 | 9301.1588 | 8765.9261 | 8743.7677 | 8224.6678 | 8426.2638
TAS1 | Solar PV | 3.8708e-06 | 5.5453e-06 | 8.9359e-06 | 1.0562e-05 | 8.8987e-06 | 1.0853e-05 | 1.2558e-05 | 1.3893e-05 | 1.8769e-05 | 2.5493e-05 | 3.0696e-05 | 3.1688e-05 | 3.3093e-05 | 2.8753e-05 | 3.1242e-05 | 3.0895e-05 | 3.785e-05 | 4.6466e-05 | 4.8927e-05 | 7.5076e-05 | 7.477e-05 | 7.513e-05 | 6.6408e-05 | 7.1218e-05 | 6.826e-05 | 6.8434e-05 | 7.2185e-05 | 7.0535e-05 | 6.8347e-05
TAS1 | Grid Battery | 5.0212e-05 | 5.2183e-05 | 5.1463e-05 | 5.1701e-05 | 5.5864e-05 | 5.8239e-05 | 6.4324e-05 | 7.5831e-05 | 0.00010669 | 0.00011409 | 0.0001263 | 0.00014064 | 0.00014323 | 0.00016001 | 0.00017045 | 0.00018479 | 0.00019952 | 0.00020885 | 0.00028676 | 0.00029071 | 0.00030889 | 0.00030987 | 0.00031474 | 0.00033593 | 0.00034571 | 0.0003712 | 0.00039553 | 0.00045099 | 0.00045564
TAS1 | Pumped Hydro | 0 | 0 | 0.00013128 | 0.00013753 | 0.00016055 | 0.00016863 | 0.00017616 | 0.0001858 | 0.00019568 | 0.00020712 | 0.00023544 | 0.00024928 | 0.00026025 | 0.0002767 | 0.00029591 | 0.00031365 | 0.0003334 | 0.00034902 | 0.00044423 | 0.0004498 | 0.00046296 | 0.00046615 | 0.00047701 | 0.00049229 | 0.00050652 | 0.00052811 | 0.00055539 | 0.00061157 | 0.0006255
TAS1 | VPP | 0.30894 | 0.95702 | 0.6061 | 1.1499 | 1.8753 | 2.8795 | 3.6088 | 4.7479 | 7.5327 | 9.6826 | 15.0581 | 19.4019 | 23.1348 | 28.3995 | 33.8717 | 40.4413 | 42.2741 | 44.5387 | 45.4419 | 50.8501 | 53.44 | 56.3183 | 57.1922 | 60.438 | 66.0075 | 63.9692 | 63.899 | 66.4471 | 63.4225
Total excluding storage |  | 9041.2817 | 9513.964 | 10355.5491 | 12246.277 | 13566.1934 | 13086.5787 | 13960.7139 | 14338.4041 | 13907.1747 | 13801.3329 | 14319.9493 | 14365.9021 | 14379.9681 | 14570.5803 | 14446.7517 | 14438.0552 | 14457.1806 | 14415.7095 | 14354.7894 | 14355.3386 | 14369.7285 | 14121.4127 | 14048.5399 | 13746.7732 | 13756.7222 | 13712.3641 | 13401.7365 | 13028.459 | 12673.0823
Explicitly modelled pumping
Region | Technology | 2021-22 | 2022-23 | 2023-24 | 2024-25 | 2025-26 | 2026-27 | 2027-28 | 2028-29 | 2029-30 | 2030-31 | 2031-32 | 2032-33 | 2033-34 | 2034-35 | 2035-36 | 2036-37 | 2037-38 | 2038-39 | 2039-40 | 2040-41 | 2041-42 | 2042-43 | 2043-44 | 2044-45 | 2045-46 | 2046-47 | 2047-48 | 2048-49 | 2049-50
NEM | Grid Battery pump | 266.3942 | 365.6036 | 364.1539 | 402.4878 | 366.6689 | 368.758 | 365.8184 | 340.5218 | 322.1618 | 323.2551 | 313.9509 | 321.0311 | 277.676 | 236.3637 | 258.633 | 259.1725 | 238.3386 | 236.2955 | 251.1811 | 201.401 | 124.4087 | 73.9811 | 71.6613 | 244.0762 | 240.0727 | 507.0243 | 504.8059 | 504.0933 | 507.2055
NEM | Pumped Hydro Pump | 141.3766 | 509.1905 | 675.7504 | 3792.9802 | 6819.3417 | 7417.8016 | 8189.5139 | 8819.7573 | 13357.5767 | 14590.2748 | 14940.3537 | 15852.4596 | 15086.0782 | 14444.0813 | 15847.111 | 15753.7239 | 17012.02 | 16331.9003 | 17454.5732 | 16880.9971 | 18701.8628 | 20795.028 | 19796.6195 | 22273.9387 | 21674.0408 | 22882.8836 | 22298.5473 | 25946.551 | 24599.1499
NEM | VPP pump | 70.0933 | 196.8565 | 360.1649 | 716.2322 | 1046.904 | 1442.1782 | 1796.34 | 2159.9003 | 2455.2451 | 2817.078 | 3097.4343 | 3653.345 | 4120.8356 | 4383.5337 | 5006.1636 | 5252.1502 | 5137.7749 | 5291.0871 | 5592.3695 | 5650.4261 | 6029.7711 | 6099.9138 | 6202.2063 | 6720.2352 | 6687.9861 | 6398.6853 | 6555.5107 | 6829.7707 | 6137.835
Region | Technology | 2021-22 | 2022-23 | 2023-24 | 2024-25 | 2025-26 | 2026-27 | 2027-28 | 2028-29 | 2029-30 | 2030-31 | 2031-32 | 2032-33 | 2033-34 | 2034-35 | 2035-36 | 2036-37 | 2037-38 | 2038-39 | 2039-40 | 2040-41 | 2041-42 | 2042-43 | 2043-44 | 2044-45 | 2045-46 | 2046-47 | 2047-48 | 2048-49 | 2049-50
NSW1 | Grid Battery pump | 8.8608e-05 | 9.3313e-05 | 9.3109e-05 | 9.2224e-05 | 9.1029e-05 | 9.8462e-05 | 0.00011089 | 0.00012485 | 0.00039683 | 0.00041705 | 0.00042012 | 0.00044207 | 0.00043876 | 0.0004385 | 0.00046351 | 0.00048546 | 0.00052813 | 0.00052176 | 0.00069902 | 0.00070863 | 0.0010688 | 0.0010402 | 0.0011093 | 0.0012687 | 0.0012031 | 0.0011739 | 0.0012001 | 0.0016428 | 0.0014657
NSW1 | Pumped Hydro Pump | 100.0202 | 398.9381 | 508.9819 | 3067.3849 | 6108.1543 | 6789.8181 | 7594.5027 | 7994.4217 | 12693.4463 | 13852.4869 | 14168.6157 | 14841.6005 | 14130.3655 | 13548.4277 | 14868.5015 | 14814.0105 | 13769.8856 | 13039.7538 | 14018.258 | 13643.816 | 14498.5664 | 14308.9286 | 13553.8998 | 15695.8423 | 15306.6918 | 14898.3734 | 14109.7895 | 15231.6263 | 15054.6746
NSW1 | VPP pump | 23.0403 | 66.7346 | 101.2638 | 206.9767 | 293.7179 | 403.9342 | 515.4495 | 623.9908 | 721.4025 | 836.1047 | 931.6965 | 1104.6383 | 1252.6895 | 1342.7924 | 1541.7157 | 1613.27 | 1588.9874 | 1622.8838 | 1734.1826 | 1746.5971 | 1873.041 | 1898.5245 | 1994.1352 | 2159.2256 | 2185.983 | 2152.0201 | 2156.46 | 2312.1719 | 2203.4261
Region | Technology | 2021-22 | 2022-23 | 2023-24 | 2024-25 | 2025-26 | 2026-27 | 2027-28 | 2028-29 | 2029-30 | 2030-31 | 2031-32 | 2032-33 | 2033-34 | 2034-35 | 2035-36 | 2036-37 | 2037-38 | 2038-39 | 2039-40 | 2040-41 | 2041-42 | 2042-43 | 2043-44 | 2044-45 | 2045-46 | 2046-47 | 2047-48 | 2048-49 | 2049-50
QLD1 | Grid Battery pump | 6.086e-05 | 31.8562 | 32.3345 | 39.4092 | 39.9089 | 38.7976 | 37.85 | 36.7216 | 35.5737 | 35.6855 | 35.1906 | 35.6857 | 35.6119 | 35.4126 | 35.2519 | 35.3747 | 32.8947 | 32.7047 | 33.6977 | 0.0012624 | 0.0038367 | 0.0038273 | 0.0041094 | 71.8564 | 69.5695 | 342.7652 | 342.1995 | 339.4846 | 345.493
QLD1 | Pumped Hydro Pump | 41.3564 | 110.2524 | 166.7682 | 725.595 | 711.1871 | 627.9832 | 595.0108 | 825.3351 | 664.1301 | 737.7875 | 771.7375 | 1010.8585 | 955.7121 | 895.653 | 978.6089 | 939.7127 | 3242.1328 | 3292.1449 | 3436.3129 | 3237.1789 | 3900.3373 | 6198.5292 | 5977.7638 | 6287.3938 | 6082.882 | 7705.2337 | 7905.9856 | 8388.3916 | 7284.0178
QLD1 | VPP pump | 12.2223 | 40.9572 | 76.4006 | 164.1472 | 263.4115 | 353.1921 | 441.0715 | 552.7835 | 651.25 | 749.023 | 825.2881 | 973.7867 | 1123.3872 | 1234.4638 | 1360.4126 | 1416.779 | 1385.6402 | 1436.5673 | 1501.6839 | 1562.3976 | 1662.0043 | 1715.2648 | 1761.4866 | 1824.1351 | 1756.0266 | 1595.628 | 1682.1963 | 1658.065 | 1342.761
Region | Technology | 2021-22 | 2022-23 | 2023-24 | 2024-25 | 2025-26 | 2026-27 | 2027-28 | 2028-29 | 2029-30 | 2030-31 | 2031-32 | 2032-33 | 2033-34 | 2034-35 | 2035-36 | 2036-37 | 2037-38 | 2038-39 | 2039-40 | 2040-41 | 2041-42 | 2042-43 | 2043-44 | 2044-45 | 2045-46 | 2046-47 | 2047-48 | 2048-49 | 2049-50
VIC1 | Grid Battery pump | 139.6328 | 207.7703 | 200.9073 | 227.8718 | 202.6799 | 208.495 | 210.4558 | 191.2536 | 180.2284 | 183.1236 | 177.7075 | 182.2243 | 142.0603 | 125.8207 | 143.6303 | 144.194 | 128.6143 | 127.5512 | 138.3422 | 127.6481 | 47.9632 | 0.00094918 | 0.0010109 | 0.0011236 | 0.0010487 | 0.0010594 | 0.0010883 | 0.0014722 | 0.0015311
VIC1 | Pumped Hydro Pump | 0 | 0 | 8.2502e-05 | 9.3963e-05 | 9.3968e-05 | 0.00010379 | 0.00010129 | 0.00010635 | 0.00010791 | 0.00011273 | 0.00012227 | 0.00020597 | 0.00020123 | 0.00019555 | 0.00020835 | 0.00023865 | 0.00091284 | 0.00092219 | 0.0014929 | 0.0014581 | 302.9582 | 287.5693 | 264.955 | 290.7016 | 284.4659 | 279.2754 | 282.7711 | 2326.532 | 2260.4563
VIC1 | VPP pump | 17.2104 | 54.039 | 125.9758 | 257.4175 | 373.4059 | 534.3909 | 663.0865 | 771.4762 | 849.973 | 965.187 | 1044.6049 | 1232.7752 | 1360.9619 | 1403.4254 | 1638.5191 | 1736.3607 | 1668.1896 | 1718.828 | 1825.4407 | 1804.3548 | 1932.442 | 1916.3006 | 1867.1736 | 2131.9565 | 2127.8805 | 2048.7441 | 2115.6375 | 2242.8424 | 2016.3631
Region | Technology | 2021-22 | 2022-23 | 2023-24 | 2024-25 | 2025-26 | 2026-27 | 2027-28 | 2028-29 | 2029-30 | 2030-31 | 2031-32 | 2032-33 | 2033-34 | 2034-35 | 2035-36 | 2036-37 | 2037-38 | 2038-39 | 2039-40 | 2040-41 | 2041-42 | 2042-43 | 2043-44 | 2044-45 | 2045-46 | 2046-47 | 2047-48 | 2048-49 | 2049-50
SA1 | Grid Battery pump | 126.7612 | 125.977 | 130.9118 | 135.2065 | 124.0799 | 121.4652 | 117.5125 | 112.5464 | 106.3592 | 104.4455 | 101.0523 | 103.1205 | 100.0032 | 75.1298 | 79.7502 | 79.6031 | 76.8289 | 76.0388 | 79.1402 | 73.7506 | 76.4402 | 73.9749 | 71.6547 | 172.2171 | 170.5006 | 164.2564 | 162.6037 | 164.605 | 161.709
SA1 | Pumped Hydro Pump | 0 | 0 | 6.3523e-05 | 6.1758e-05 | 6.1092e-05 | 6.3895e-05 | 6.485e-05 | 6.8292e-05 | 7.0101e-05 | 7.4295e-05 | 7.9048e-05 | 0.00010409 | 0.00010336 | 0.00010176 | 0.00011558 | 0.0001293 | 0.00019756 | 0.00020115 | 0.00020394 | 0.0002053 | 0.00033086 | 0.00032408 | 0.00032262 | 0.00045247 | 0.00044126 | 0.00043443 | 0.00043787 | 0.00044252 | 0.00045399
SA1 | VPP pump | 17.2494 | 33.9706 | 55.8028 | 86.2986 | 114.1296 | 147.2063 | 172.3663 | 205.9861 | 223.5686 | 255.1519 | 277.7692 | 318.7642 | 356.0393 | 368.7279 | 424.9865 | 437.0548 | 444.3652 | 459.3509 | 476.5212 | 475.9595 | 498.228 | 502.0888 | 510.8568 | 532.4277 | 538.6401 | 525.746 | 524.2796 | 537.1825 | 499.1627
Region | Technology | 2021-22 | 2022-23 | 2023-24 | 2024-25 | 2025-26 | 2026-27 | 2027-28 | 2028-29 | 2029-30 | 2030-31 | 2031-32 | 2032-33 | 2033-34 | 2034-35 | 2035-36 | 2036-37 | 2037-38 | 2038-39 | 2039-40 | 2040-41 | 2041-42 | 2042-43 | 2043-44 | 2044-45 | 2045-46 | 2046-47 | 2047-48 | 2048-49 | 2049-50
TAS1 | Grid Battery pump | 5.9085e-05 | 6.1411e-05 | 6.0542e-05 | 6.0827e-05 | 6.5723e-05 | 6.8514e-05 | 7.5687e-05 | 8.9205e-05 | 0.00012555 | 0.0001342 | 0.00014864 | 0.00016548 | 0.00016851 | 0.00018827 | 0.0002005 | 0.00021746 | 0.00023469 | 0.00024573 | 0.00033739 | 0.00034205 | 0.00036336 | 0.00036462 | 0.00037027 | 0.00039518 | 0.00040689 | 0.00043658 | 0.00046543 | 0.00053051 | 0.00053601
TAS1 | Pumped Hydro Pump | 0 | 0 | 0.00016457 | 0.00017196 | 0.0002007 | 0.00021068 | 0.00022041 | 0.000232 | 0.00024491 | 0.00025855 | 0.00029471 | 0.00031169 | 0.00032525 | 0.00034605 | 0.00036967 | 0.00039246 | 0.0004165 | 0.00043632 | 0.00055533 | 0.00056298 | 0.0005785 | 0.00058293 | 0.00059593 | 0.00061505 | 0.00063418 | 0.00065921 | 0.0006951 | 0.00076378 | 0.00078169
TAS1 | VPP pump | 0.3708 | 1.1551 | 0.7219 | 1.3923 | 2.2391 | 3.4546 | 4.3662 | 5.6638 | 9.051 | 11.6115 | 18.0757 | 23.3805 | 27.7576 | 34.1242 | 40.5297 | 48.6857 | 50.5925 | 53.4571 | 54.5411 | 61.117 | 64.0558 | 67.7352 | 68.5541 | 72.4902 | 79.4558 | 76.5471 | 76.9373 | 79.509 | 76.1221
Non-controllable capacity
Region | Technology | 2021-22 | 2022-23 | 2023-24 | 2024-25 | 2025-26 | 2026-27 | 2027-28 | 2028-29 | 2029-30 | 2030-31 | 2031-32 | 2032-33 | 2033-34 | 2034-35 | 2035-36 | 2036-37 | 2037-38 | 2038-39 | 2039-40 | 2040-41 | 2041-42 | 2042-43 | 2043-44 | 2044-45 | 2045-46 | 2046-47 | 2047-48 | 2048-49 | 2049-50
NEM | Distributed PV | 18636.5023 | 21296.1756 | 23859.5557 | 25771.2742 | 27749.2634 | 32561.902 | 35479.7663 | 34674.1583 | 38953.1809 | 42928.6933 | 46384.3981 | 49788.5441 | 51177.09 | 51859.0127 | 58020.5381 | 60153.1037 | 56528.4699 | 61409.0761 | 66054.788 | 69386.4583 | 71508.0576 | 71718.3725 | 71595.7848 | 78884.2374 | 80974.2557 | 74821.3345 | 80873.3656 | 86578.4377 | 90153.5903
NEM | Behind the meter battery | 289.0826 | 553.4115 | 879.3233 | 1198.3193 | 1524.2396 | 1785.9114 | 2039.4169 | 2233.4575 | 2396.2807 | 2600.032 | 2830.3766 | 3114.8739 | 3427.4558 | 3668.3456 | 3912.3596 | 3889.5232 | 3877.4014 | 3863.8922 | 3861.1925 | 3822.1599 | 3810.8001 | 3799.2905 | 3801.8188 | 3763.6497 | 3732.6179 | 3625.5951 | 3539.3919 | 3433.4204 | 3334.2143
NEM | Behind the meter battery pump | 245.5852 | 470.0403 | 747.0339 | 1017.8987 | 1294.7794 | 1517.3509 | 1732.5218 | 1897.2746 | 2035.9513 | 2208.8366 | 2405.2048 | 2646.0064 | 2911.0473 | 3116.3283 | 3324.2926 | 3304.4769 | 3293.6856 | 3282.0552 | 3278.9378 | 3247.9543 | 3237.3407 | 3226.1786 | 3229.4336 | 3196.527 | 3171.0198 | 3079.0846 | 3005.656 | 2916.2306 | 2831.8461
Region | Technology | 2021-22 | 2022-23 | 2023-24 | 2024-25 | 2025-26 | 2026-27 | 2027-28 | 2028-29 | 2029-30 | 2030-31 | 2031-32 | 2032-33 | 2033-34 | 2034-35 | 2035-36 | 2036-37 | 2037-38 | 2038-39 | 2039-40 | 2040-41 | 2041-42 | 2042-43 | 2043-44 | 2044-45 | 2045-46 | 2046-47 | 2047-48 | 2048-49 | 2049-50
NSW1 | Distributed PV | 5445.9961 | 6315.4273 | 6791.172 | 7427.6234 | 7999.3195 | 9682.4257 | 10385.0131 | 10051.8287 | 11126.8692 | 12585.015 | 14076.6069 | 14726.8355 | 15434.6032 | 15641.9934 | 18064.8476 | 18525.3989 | 17337.0054 | 18515.2707 | 20344.1339 | 21983.6902 | 22026.1414 | 22436.1707 | 22344.4349 | 25325.869 | 25691.4968 | 23578.771 | 24989.7187 | 27272.9625 | 29134.3598
NSW1 | Behind the meter battery | 100.759 | 185.4793 | 267.2014 | 351.386 | 446.2225 | 517.4158 | 586.9089 | 646.9799 | 703.5581 | 773.7351 | 851.7198 | 945.85 | 1041.86 | 1117.9401 | 1200.8323 | 1195.0823 | 1193.1006 | 1191.864 | 1198.8607 | 1191.2807 | 1195.1037 | 1196.0326 | 1199.276 | 1193.8428 | 1188.9008 | 1158.3535 | 1135.2614 | 1104.699 | 1077.1607
NSW1 | Behind the meter battery pump | 85.5946 | 157.5376 | 227.0944 | 298.4629 | 379.1182 | 439.6096 | 498.6149 | 549.3119 | 597.4537 | 657.5252 | 723.728 | 803.6778 | 884.9124 | 950.097 | 1020.5479 | 1015.3958 | 1013.7678 | 1012.0892 | 1017.7545 | 1012.3998 | 1015.2857 | 1015.5809 | 1018.8724 | 1013.9317 | 1009.4696 | 983.5118 | 964.6026 | 938.0318 | 915.3298
Region | Technology | 2021-22 | 2022-23 | 2023-24 | 2024-25 | 2025-26 | 2026-27 | 2027-28 | 2028-29 | 2029-30 | 2030-31 | 2031-32 | 2032-33 | 2033-34 | 2034-35 | 2035-36 | 2036-37 | 2037-38 | 2038-39 | 2039-40 | 2040-41 | 2041-42 | 2042-43 | 2043-44 | 2044-45 | 2045-46 | 2046-47 | 2047-48 | 2048-49 | 2049-50
QLD1 | Distributed PV | 5622.2983 | 6528.562 | 7102.6907 | 7456.7358 | 8289.4805 | 9575.3911 | 10393.5042 | 9479.6417 | 11074.4277 | 12203.2241 | 13716.8622 | 14538.3641 | 14817.7313 | 15670.5396 | 17415.5213 | 18097.9549 | 15948.9679 | 17954.1619 | 19228.4998 | 20891.5239 | 21207.5737 | 21007.9812 | 21828.2026 | 23788.4439 | 24481.1202 | 21184.9721 | 23713.4142 | 25230.3516 | 27172.749
QLD1 | Behind the meter battery | 56.6617 | 130.9255 | 201.8334 | 276.5012 | 362.4404 | 425.538 | 487.1423 | 545.2279 | 599.3902 | 659.1539 | 727.2997 | 810.3319 | 896.3132 | 960.6888 | 1028.1831 | 1019.5381 | 1015.375 | 1013.6588 | 1015.4568 | 1009.1374 | 1007.699 | 1007.1116 | 1010.3223 | 1001.4424 | 994.1286 | 966.6742 | 943.2534 | 914.7037 | 889.6665
QLD1 | Behind the meter battery pump | 48.1471 | 111.2301 | 171.4161 | 234.9614 | 307.8036 | 361.4723 | 413.7959 | 463.1302 | 509.3776 | 559.9953 | 618.0258 | 688.011 | 761.4165 | 815.9309 | 873.9186 | 865.5592 | 862.1263 | 861.2722 | 862.8949 | 857.4118 | 855.5187 | 855.1202 | 858.6712 | 850.5227 | 844.9038 | 820.8603 | 800.733 | 777.2502 | 755.4405
Region | Technology | 2021-22 | 2022-23 | 2023-24 | 2024-25 | 2025-26 | 2026-27 | 2027-28 | 2028-29 | 2029-30 | 2030-31 | 2031-32 | 2032-33 | 2033-34 | 2034-35 | 2035-36 | 2036-37 | 2037-38 | 2038-39 | 2039-40 | 2040-41 | 2041-42 | 2042-43 | 2043-44 | 2044-45 | 2045-46 | 2046-47 | 2047-48 | 2048-49 | 2049-50
VIC1 | Distributed PV | 4625.9464 | 5278.636 | 6471.0044 | 7236.9196 | 7738.8826 | 9191.8249 | 10225.7349 | 10624.6857 | 11820.4096 | 12929.4874 | 13141.6039 | 14642.6116 | 14980.5295 | 14712.544 | 16247.7815 | 16871.3039 | 16660.8016 | 17903.9156 | 19152.5625 | 18990.7 | 20398.3535 | 20446.1326 | 19804.5807 | 21634.5668 | 22255.9859 | 21724.0526 | 23287.6393 | 24845.666 | 24453.893
VIC1 | Behind the meter battery | 64.1513 | 142.7081 | 290.058 | 423.637 | 544.6591 | 655.3131 | 760.4044 | 821.4131 | 857.6105 | 913.3703 | 978.2116 | 1061.3213 | 1167.576 | 1248.0789 | 1323.3956 | 1318.7356 | 1316.7971 | 1306.9151 | 1296.8921 | 1276.0599 | 1263.9722 | 1254.5942 | 1250.9429 | 1231.7261 | 1216.4061 | 1178.0307 | 1145.7154 | 1108.9552 | 1071.1349
VIC1 | Behind the meter battery pump | 54.505 | 121.2 | 246.4106 | 359.7101 | 462.6791 | 556.8424 | 646.0038 | 698.1222 | 728.9272 | 775.6801 | 831.2917 | 901.6133 | 991.4131 | 1060.0773 | 1123.9891 | 1120.893 | 1118.5053 | 1110.0177 | 1100.9582 | 1084.4066 | 1074.25 | 1065.2465 | 1062.0039 | 1046.2498 | 1033.6442 | 1000.8075 | 972.5649 | 941.6774 | 909.6318
Region | Technology | 2021-22 | 2022-23 | 2023-24 | 2024-25 | 2025-26 | 2026-27 | 2027-28 | 2028-29 | 2029-30 | 2030-31 | 2031-32 | 2032-33 | 2033-34 | 2034-35 | 2035-36 | 2036-37 | 2037-38 | 2038-39 | 2039-40 | 2040-41 | 2041-42 | 2042-43 | 2043-44 | 2044-45 | 2045-46 | 2046-47 | 2047-48 | 2048-49 | 2049-50
SA1 | Distributed PV | 2692.7435 | 2897.9004 | 3182.7702 | 3309.9697 | 3368.0909 | 3710.5041 | 4044.5606 | 4067.9002 | 4454.7602 | 4703.283 | 4914.6932 | 5287.9656 | 5323.9848 | 5221.8838 | 5610.1847 | 5951.7602 | 5851.4936 | 6277.5462 | 6527.9801 | 6699.3114 | 7010.6424 | 6938.7639 | 6744.1877 | 7177.0323 | 7559.3789 | 7350.0719 | 7867.2373 | 8159.7488 | 8312.6824
SA1 | Behind the meter battery | 60.0755 | 85.7138 | 110.2885 | 135.3642 | 157.7643 | 172.3688 | 187.135 | 199.2315 | 212.5681 | 227.569 | 243.7671 | 264.9722 | 286.1771 | 303.0253 | 318.363 | 314.3848 | 309.9228 | 308.7105 | 306.6194 | 301.9723 | 299.9267 | 297.0823 | 296.3218 | 291.582 | 287.8832 | 277.9374 | 271.1392 | 261.9275 | 253.8857
SA1 | Behind the meter battery pump | 51.0203 | 72.7798 | 93.6692 | 115.0535 | 134.0095 | 146.4509 | 158.9589 | 169.2072 | 180.5211 | 193.3788 | 207.2022 | 225.1804 | 243.1372 | 257.429 | 270.5124 | 267.1466 | 263.4316 | 262.3804 | 260.4781 | 256.6052 | 254.8051 | 252.4468 | 251.7229 | 247.5583 | 244.5192 | 236.0174 | 230.3503 | 222.6299 | 215.4714
Region | Technology | 2021-22 | 2022-23 | 2023-24 | 2024-25 | 2025-26 | 2026-27 | 2027-28 | 2028-29 | 2029-30 | 2030-31 | 2031-32 | 2032-33 | 2033-34 | 2034-35 | 2035-36 | 2036-37 | 2037-38 | 2038-39 | 2039-40 | 2040-41 | 2041-42 | 2042-43 | 2043-44 | 2044-45 | 2045-46 | 2046-47 | 2047-48 | 2048-49 | 2049-50
TAS1 | Distributed PV | 249.518 | 275.65 | 311.9183 | 340.0256 | 353.4898 | 401.7562 | 430.9535 | 450.102 | 476.7142 | 507.6838 | 534.6319 | 592.7673 | 620.2412 | 612.0518 | 682.2029 | 706.6858 | 730.2014 | 758.1818 | 801.6118 | 821.2328 | 865.3466 | 889.3242 | 874.3789 | 958.3254 | 986.2739 | 983.4669 | 1015.3561 | 1069.7087 | 1079.9061
TAS1 | Behind the meter battery | 7.435 | 8.5848 | 9.9419 | 11.4309 | 13.1532 | 15.2757 | 17.8263 | 20.6052 | 23.1537 | 26.2038 | 29.3784 | 32.3985 | 35.5294 | 38.6125 | 41.5856 | 41.7823 | 42.2059 | 42.7438 | 43.3634 | 43.7097 | 44.0985 | 44.4697 | 44.9557 | 45.0564 | 45.2991 | 44.5992 | 44.0225 | 43.135 | 42.3665
TAS1 | Behind the meter battery pump | 6.3181 | 7.2927 | 8.4436 | 9.7108 | 11.169 | 12.9757 | 15.1484 | 17.5031 | 19.6717 | 22.2572 | 24.9571 | 27.5239 | 30.1681 | 32.7941 | 35.3246 | 35.4823 | 35.8546 | 36.2956 | 36.8521 | 37.131 | 37.4812 | 37.7842 | 38.1632 | 38.2645 | 38.4831 | 37.8876 | 37.4052 | 36.6414 | 35.9726

## BaseCase_Capacity
Installed capacity by technology (MW) - BaseCase, High DER Scenario
Capacity calculated on 1 July. In early study years some wind and solar projects enter later in the financial year and are therefore reflected in the following financial year's capacity.
Explicitly modelled generation
Region | Technology | 2021-22 | 2022-23 | 2023-24 | 2024-25 | 2025-26 | 2026-27 | 2027-28 | 2028-29 | 2029-30 | 2030-31 | 2031-32 | 2032-33 | 2033-34 | 2034-35 | 2035-36 | 2036-37 | 2037-38 | 2038-39 | 2039-40 | 2040-41 | 2041-42 | 2042-43 | 2043-44 | 2044-45 | 2045-46 | 2046-47 | 2047-48 | 2048-49 | 2049-50
NEM | Black Coal | 18366 | 17891 | 16416 | 13663.027 | 11906.0831 | 11274.7882 | 11265.0346 | 10565.0346 | 8953.7968 | 8953.7968 | 8953.7968 | 8023.6487 | 8023.6487 | 8023.6487 | 7040.591 | 6395.9999 | 5246 | 5246 | 5246 | 5246 | 5246 | 3152 | 2787 | 2422 | 2057 | 1692 | 1692 | 1692 | 1692
NEM | Brown Coal | 4790 | 4790 | 4790 | 3701.4643 | 3664.1282 | 3465.4294 | 3465.4294 | 3465.4294 | 3465.427 | 3340.0004 | 3340.0003 | 3340 | 3340 | 3340 | 3340 | 3340 | 3340 | 3340 | 3340 | 3340 | 3340 | 3340 | 3340 | 3340 | 3340 | 3340 | 2225 | 0 | 0
NEM | CCGT | 3054.9 | 3054.9 | 2874.9 | 2874.9 | 2874.9 | 2874.9 | 2874.9 | 2874.9 | 2874.9 | 2874.9 | 2874.9 | 2874.9 | 2874.9 | 2874.9 | 2874.9 | 2489.9 | 1960.9 | 1960.9 | 1817.5 | 1817.5 | 1817.5 | 1817.5 | 1377.5 | 1192.5 | 548 | 388 | 388 | 388 | 388
NEM | Gas - Steam | 1384 | 1384 | 1384 | 1384 | 1384 | 1384 | 1384 | 1384 | 1384 | 1384 | 1384 | 1384 | 1384 | 1384 | 584 | 584 | 584 | 584 | 84 | 84 | 84 | 84 | 84 | 84 | 84 | 0 | 0 | 0 | 0
NEM | OCGT / Diesel | 6863.14 | 6863.14 | 6863.14 | 6863.14 | 6863.14 | 6863.14 | 6863.14 | 6863.14 | 6863.14 | 6480.64 | 6480.64 | 6211.3 | 5749.3 | 5632.3 | 5502.3 | 5502.3 | 5502.3 | 5502.3 | 5705.017 | 5585.017 | 6007.5925 | 5967.1147 | 5967.1147 | 6707.8785 | 7162.599 | 8030.5689 | 7446.5689 | 8613.7565 | 8094.7566
NEM | Hydro | 7365.3 | 7365.3 | 7365.3 | 7365.3 | 7365.3 | 7365.3 | 7365.3 | 7365.3 | 7365.3 | 7365.3 | 7365.3 | 7365.3 | 7365.3 | 7365.3 | 7365.3 | 7365.3 | 7278.9 | 7278.9 | 7278.9 | 7278.9 | 7278.9 | 7212.9 | 7212.9 | 7212.9 | 7212.9 | 7212.9 | 7212.9 | 7212.9 | 7212.9
NEM | Wind | 8952.838 | 11397.452 | 12299.8135 | 13470.3499 | 14574.2588 | 15570.5769 | 17082.0593 | 18446.0236 | 22442.9348 | 22472.2624 | 22614.0662 | 23499.9642 | 24003.1571 | 24415.5582 | 24859.6304 | 26444.1279 | 31846.7221 | 31697.2054 | 31787.1797 | 31247.1152 | 33637.9264 | 36034.4474 | 35904.5178 | 35270.1576 | 35288.8465 | 37627.9194 | 38790.9578 | 39958.2432 | 41598.013
NEM | Solar PV | 5599.971 | 6959.156 | 6959.156 | 6959.156 | 6959.156 | 6959.156 | 6959.156 | 7154.6539 | 10197.5892 | 10197.5892 | 10197.5892 | 10197.5892 | 10197.5892 | 10197.5892 | 10197.5892 | 10076.5892 | 10238.8086 | 10088.5086 | 10088.5086 | 10088.5089 | 10288.5084 | 13910.6779 | 13963.835 | 13545.215 | 13449.9042 | 17239.3174 | 17568.7571 | 19300.5393 | 18824.5466
NEM | Grid Battery | 260.33 | 600.33 | 600.33 | 600.33 | 600.33 | 600.33 | 600.33 | 600.33 | 600.33 | 570.33 | 570.33 | 570.33 | 515 | 490 | 490 | 490 | 490.0008 | 490.0008 | 490.001 | 470.001 | 450.007 | 150.0071 | 150.0071 | 255.3286 | 255.3286 | 436.4507 | 436.4508 | 436.4511 | 436.451
NEM | Pumped Hydro | 810 | 810 | 810 | 810 | 2850 | 2850 | 2850 | 2850 | 4849.9999 | 4849.9999 | 4849.9999 | 4849.9999 | 4850 | 4850 | 4850 | 4850 | 5790.9898 | 5790.9898 | 5790.9901 | 5790.9901 | 6006.2995 | 6865.2973 | 6865.2973 | 6865.2974 | 6865.2974 | 8044.628 | 8044.628 | 8721.2734 | 8721.2734
NEM | VPP | 86.531 | 212.478 | 422.08 | 710.881 | 1092.059 | 1530.314 | 2056.202 | 2653.451 | 3326.256 | 3835.365 | 4409.5619 | 5038.919 | 5723.194 | 6362.1371 | 7028.8681 | 7398.273 | 7780.5079 | 8173.1059 | 8577.282 | 8995.4019 | 9423.6349 | 9861.3991 | 10313.4462 | 10780.4292 | 11257.7039 | 11749.3789 | 12256.2899 | 12769.8249 | 13296.025
Total excluding storage |  | 56376.149 | 59704.948 | 58952.3095 | 56281.3372 | 55590.9661 | 55757.2904 | 57259.0192 | 58118.4814 | 63547.0878 | 63068.4889 | 63210.2925 | 62896.7021 | 62937.895 | 63233.2961 | 61764.3106 | 62198.217 | 65997.6307 | 65697.8139 | 65347.1052 | 64687.0411 | 67700.4272 | 71518.64 | 70636.8674 | 69774.651 | 69143.2497 | 75530.7057 | 75324.1838 | 77165.439 | 77810.2162
Region | Technology | 2021-22 | 2022-23 | 2023-24 | 2024-25 | 2025-26 | 2026-27 | 2027-28 | 2028-29 | 2029-30 | 2030-31 | 2031-32 | 2032-33 | 2033-34 | 2034-35 | 2035-36 | 2036-37 | 2037-38 | 2038-39 | 2039-40 | 2040-41 | 2041-42 | 2042-43 | 2043-44 | 2044-45 | 2045-46 | 2046-47 | 2047-48 | 2048-49 | 2049-50
NSW1 | Black Coal | 10240 | 9765 | 8290 | 7222.1561 | 5465.2137 | 4884.1971 | 4874.4435 | 4874.4434 | 3263.2057 | 3263.2057 | 3263.2057 | 2333.0576 | 2333.0576 | 2333.0576 | 1350 | 1350 | 1350 | 1350 | 1350 | 1350 | 1350 | 0 | 0 | 0 | 0 | 0 | 0 | 0 | 0
NSW1 | Brown Coal | 0 | 0 | 0 | 0 | 0 | 0 | 0 | 0 | 0 | 0 | 0 | 0 | 0 | 0 | 0 | 0 | 0 | 0 | 0 | 0 | 0 | 0 | 0 | 0 | 0 | 0 | 0 | 0 | 0
NSW1 | CCGT | 625 | 625 | 625 | 625 | 625 | 625 | 625 | 625 | 625 | 625 | 625 | 625 | 625 | 625 | 625 | 625 | 625 | 625 | 625 | 625 | 625 | 625 | 185 | 0 | 0 | 0 | 0 | 0 | 0
NSW1 | Gas - Steam | 0 | 0 | 0 | 0 | 0 | 0 | 0 | 0 | 0 | 0 | 0 | 0 | 0 | 0 | 0 | 0 | 0 | 0 | 0 | 0 | 0 | 0 | 0 | 0 | 0 | 0 | 0 | 0 | 0
NSW1 | OCGT / Diesel | 1438 | 1438 | 1438 | 1438 | 1438 | 1438 | 1438 | 1438 | 1438 | 1438 | 1438 | 1438 | 1438 | 1438 | 1388 | 1388 | 1388 | 1388 | 1790.8138 | 1790.8138 | 1834.9893 | 1834.9893 | 1834.9893 | 2690.6924 | 2690.6924 | 2690.6924 | 2690.6924 | 3082.8411 | 3082.8411
NSW1 | Hydro | 2585 | 2585 | 2585 | 2585 | 2585 | 2585 | 2585 | 2585 | 2585 | 2585 | 2585 | 2585 | 2585 | 2585 | 2585 | 2585 | 2585 | 2585 | 2585 | 2585 | 2585 | 2585 | 2585 | 2585 | 2585 | 2585 | 2585 | 2585 | 2585
NSW1 | Wind | 2220.73 | 2981.184 | 3741.8899 | 4502.4472 | 5288.4126 | 6105.6331 | 6922.8536 | 7560.7293 | 10862.6975 | 10862.6975 | 10862.6975 | 10862.6975 | 10862.6975 | 10862.6975 | 10862.6975 | 10816.1975 | 10646.1975 | 10526.8858 | 10757.1298 | 10396.6298 | 11992.9508 | 12371.7733 | 12076.7933 | 12076.7933 | 12497.9358 | 12271.1359 | 12577.5905 | 12877.5912 | 12764.4012
NSW1 | Solar PV | 2130.363 | 2600.363 | 2600.363 | 2600.363 | 2600.363 | 2600.363 | 2600.363 | 2795.8609 | 5838.7962 | 5838.7962 | 5838.7962 | 5838.7962 | 5838.7962 | 5838.7962 | 5838.7962 | 5838.7962 | 6015.5214 | 5865.2214 | 5865.2214 | 5865.2214 | 5865.2214 | 7570.3368 | 7725.4943 | 7725.4943 | 7725.4943 | 9612.8979 | 9639.1249 | 10087.3212 | 10256.4925
NSW1 | Grid Battery | 0 | 0 | 0 | 0 | 0 | 0 | 0 | 0 | 0 | 0 | 0 | 0 | 0 | 0 | 0 | 0 | 0 | 0 | 0.00015262 | 0.00015291 | 0.00039736 | 0.00039706 | 0.00039734 | 0.00041118 | 0.00041145 | 0.00041068 | 0.00040874 | 0.00053216 | 0.0004523
NSW1 | Pumped Hydro | 240 | 240 | 240 | 240 | 2280 | 2280 | 2280 | 2280 | 4279.9999 | 4279.9999 | 4279.9999 | 4279.9999 | 4279.9999 | 4279.9999 | 4279.9999 | 4279.9999 | 4279.9999 | 4279.9999 | 4280 | 4280 | 4280.0001 | 4280.0001 | 4280.0001 | 4280.0001 | 4280.0001 | 4280.0001 | 4280.0001 | 4280.0001 | 4280.0001
NSW1 | VPP | 30.447 | 71.711 | 130.27 | 212.052 | 324.245 | 448.498 | 597.436 | 773.879 | 981.449 | 1142.61 | 1324.166 | 1522.2761 | 1738.338 | 1943.716 | 2158.8 | 2279.379 | 2405.052 | 2533.8019 | 2666.9821 | 2804.5979 | 2945.117 | 3088.977 | 3237.89 | 3391.4571 | 3548.962 | 3710.4659 | 3876.96 | 4046.0709 | 4218.4269
Total excluding storage |  | 19239.093 | 19994.547 | 19280.2529 | 18972.9663 | 18001.9894 | 18238.1931 | 19045.66 | 19879.0336 | 24612.6994 | 24612.6994 | 24612.6994 | 23682.5513 | 23682.5513 | 23682.5513 | 22649.4937 | 22602.9937 | 22609.7189 | 22340.1072 | 22973.165 | 22612.665 | 24253.1615 | 24987.0994 | 24407.2769 | 25077.98 | 25499.1225 | 27159.7262 | 27492.4078 | 28632.7535 | 28688.7348
Region | Technology | 2021-22 | 2022-23 | 2023-24 | 2024-25 | 2025-26 | 2026-27 | 2027-28 | 2028-29 | 2029-30 | 2030-31 | 2031-32 | 2032-33 | 2033-34 | 2034-35 | 2035-36 | 2036-37 | 2037-38 | 2038-39 | 2039-40 | 2040-41 | 2041-42 | 2042-43 | 2043-44 | 2044-45 | 2045-46 | 2046-47 | 2047-48 | 2048-49 | 2049-50
QLD1 | Black Coal | 8126 | 8126 | 8126 | 6440.8709 | 6440.8694 | 6390.5911 | 6390.5911 | 5690.5911 | 5690.5911 | 5690.5911 | 5690.5911 | 5690.5911 | 5690.5911 | 5690.5911 | 5690.591 | 5045.9999 | 3896 | 3896 | 3896 | 3896 | 3896 | 3152 | 2787 | 2422 | 2057 | 1692 | 1692 | 1692 | 1692
QLD1 | Brown Coal | 0 | 0 | 0 | 0 | 0 | 0 | 0 | 0 | 0 | 0 | 0 | 0 | 0 | 0 | 0 | 0 | 0 | 0 | 0 | 0 | 0 | 0 | 0 | 0 | 0 | 0 | 0 | 0 | 0
QLD1 | CCGT | 1512.9 | 1512.9 | 1512.9 | 1512.9 | 1512.9 | 1512.9 | 1512.9 | 1512.9 | 1512.9 | 1512.9 | 1512.9 | 1512.9 | 1512.9 | 1512.9 | 1512.9 | 1127.9 | 1127.9 | 1127.9 | 984.5 | 984.5 | 984.5 | 984.5 | 984.5 | 984.5 | 340 | 180 | 180 | 180 | 180
QLD1 | Gas - Steam | 84 | 84 | 84 | 84 | 84 | 84 | 84 | 84 | 84 | 84 | 84 | 84 | 84 | 84 | 84 | 84 | 84 | 84 | 84 | 84 | 84 | 84 | 84 | 84 | 84 | 0 | 0 | 0 | 0
QLD1 | OCGT / Diesel | 1910 | 1910 | 1910 | 1910 | 1910 | 1910 | 1910 | 1910 | 1910 | 1910 | 1910 | 1910 | 1618 | 1501 | 1501 | 1501 | 1501 | 1501 | 1740.903 | 1740.903 | 1740.903 | 1794.4252 | 1794.4252 | 1662.4252 | 2117.1458 | 2985.1157 | 2985.1157 | 3165.305 | 2646.305
QLD1 | Hydro | 152.4 | 152.4 | 152.4 | 152.4 | 152.4 | 152.4 | 152.4 | 152.4 | 152.4 | 152.4 | 152.4 | 152.4 | 152.4 | 152.4 | 152.4 | 152.4 | 66 | 66 | 66 | 66 | 66 | 0 | 0 | 0 | 0 | 0 | 0 | 0 | 0
QLD1 | Wind | 676.608 | 1176.608 | 1176.608 | 1444.931 | 1621.4823 | 1663.4245 | 2253.5308 | 2842.464 | 3491.0015 | 3491.0015 | 3491.0015 | 3491.0015 | 3499.2582 | 3769.0908 | 3769.0908 | 4621.3309 | 6915.7043 | 6915.7043 | 6915.7043 | 6915.7043 | 7441.1138 | 8878.478 | 8697.96 | 8484.1585 | 8917.0785 | 9684.9035 | 9684.9035 | 9684.9035 | 11368.7616
QLD1 | Solar PV | 2017.635 | 2827.62 | 2827.62 | 2827.62 | 2827.62 | 2827.62 | 2827.62 | 2827.62 | 2827.62 | 2827.62 | 2827.62 | 2827.62 | 2827.62 | 2827.62 | 2827.62 | 2706.62 | 2692.1142 | 2692.1142 | 2692.1142 | 2692.1145 | 2892.114 | 4809.1679 | 4642.1679 | 4441.0679 | 4376.8599 | 6278.8683 | 6168.4683 | 5637.5683 | 5188.3413
QLD1 | Grid Battery | 0 | 20 | 20 | 20 | 20 | 20 | 20 | 20 | 20 | 20 | 20 | 20 | 20 | 20 | 20 | 20 | 20.0005 | 20.0005 | 20.0005 | 0.00053704 | 0.0018742 | 0.0018863 | 0.0018864 | 44.0338 | 44.0338 | 225.156 | 225.156 | 225.156 | 225.1559
QLD1 | Pumped Hydro | 570 | 570 | 570 | 570 | 570 | 570 | 570 | 570 | 570 | 570 | 570 | 570 | 570.0001 | 570.0001 | 570.0001 | 570.0001 | 1510.9896 | 1510.9896 | 1510.9896 | 1510.9896 | 1631.6716 | 2490.6694 | 2490.6694 | 2490.6694 | 2490.6694 | 3670 | 3670 | 3670 | 3670
QLD1 | VPP | 17.092 | 49.567 | 96.139 | 162.616 | 256.35 | 359.913 | 485.039 | 636.85 | 815.002 | 952.311 | 1107.868 | 1278.662 | 1465.361 | 1636.076 | 1814.326 | 1909.678 | 2008.65 | 2110.638 | 2215.489 | 2324.452 | 2436.362 | 2550.2279 | 2667.885 | 2790.022 | 2914.5139 | 3043.485 | 3176.687 | 3311.313 | 3449.842
Total excluding storage |  | 14479.543 | 15789.528 | 15789.528 | 14372.7219 | 14549.2717 | 14540.9356 | 15131.0419 | 15019.9751 | 15668.5126 | 15668.5126 | 15668.5126 | 15668.5126 | 15384.7693 | 15537.6019 | 15537.6018 | 15239.2508 | 16282.7185 | 16282.7185 | 16379.2216 | 16379.2219 | 17104.6308 | 19702.5711 | 18990.0531 | 18078.1516 | 17892.0842 | 20820.8876 | 20710.4876 | 20359.7769 | 21075.4079
Region | Technology | 2021-22 | 2022-23 | 2023-24 | 2024-25 | 2025-26 | 2026-27 | 2027-28 | 2028-29 | 2029-30 | 2030-31 | 2031-32 | 2032-33 | 2033-34 | 2034-35 | 2035-36 | 2036-37 | 2037-38 | 2038-39 | 2039-40 | 2040-41 | 2041-42 | 2042-43 | 2043-44 | 2044-45 | 2045-46 | 2046-47 | 2047-48 | 2048-49 | 2049-50
VIC1 | Black Coal | 0 | 0 | 0 | 0 | 0 | 0 | 0 | 0 | 0 | 0 | 0 | 0 | 0 | 0 | 0 | 0 | 0 | 0 | 0 | 0 | 0 | 0 | 0 | 0 | 0 | 0 | 0 | 0 | 0
VIC1 | Brown Coal | 4790 | 4790 | 4790 | 3701.4643 | 3664.1282 | 3465.4294 | 3465.4294 | 3465.4294 | 3465.427 | 3340.0004 | 3340.0003 | 3340 | 3340 | 3340 | 3340 | 3340 | 3340 | 3340 | 3340 | 3340 | 3340 | 3340 | 3340 | 3340 | 3340 | 3340 | 2225 | 0 | 0
VIC1 | CCGT | 0 | 0 | 0 | 0 | 0 | 0 | 0 | 0 | 0 | 0 | 0 | 0 | 0 | 0 | 0 | 0 | 0 | 0 | 0 | 0 | 0 | 0 | 0 | 0 | 0 | 0 | 0 | 0 | 0
VIC1 | Gas - Steam | 500 | 500 | 500 | 500 | 500 | 500 | 500 | 500 | 500 | 500 | 500 | 500 | 500 | 500 | 500 | 500 | 500 | 500 | 0 | 0 | 0 | 0 | 0 | 0 | 0 | 0 | 0 | 0 | 0
VIC1 | OCGT / Diesel | 1900 | 1900 | 1900 | 1900 | 1900 | 1900 | 1900 | 1900 | 1900 | 1900 | 1900 | 1900 | 1730 | 1730 | 1730 | 1730 | 1730 | 1730 | 1290 | 1290 | 1290 | 1196 | 1196 | 1196.0005 | 1196.0005 | 1196.0005 | 612.0005 | 1206.8502 | 1206.8502
VIC1 | Hydro | 2219 | 2219 | 2219 | 2219 | 2219 | 2219 | 2219 | 2219 | 2219 | 2219 | 2219 | 2219 | 2219 | 2219 | 2219 | 2219 | 2219 | 2219 | 2219 | 2219 | 2219 | 2219 | 2219 | 2219 | 2219 | 2219 | 2219 | 2219 | 2219
VIC1 | Wind | 3434.44 | 4322.2 | 4322.2 | 4322.2 | 4322.2 | 4322.2 | 4322.2 | 4322.2 | 4322.2 | 4322.2 | 4322.2 | 4518.632 | 4969.7 | 4969.7008 | 4985.0035 | 5569.7001 | 7833.3724 | 7413.3729 | 7221.4078 | 6933.108 | 7202.1883 | 7782.5226 | 8341.9506 | 8029.9506 | 7238.0066 | 8923.9065 | 9780.4902 | 10154.9982 | 10224.1
VIC1 | Solar PV | 1098.973 | 1098.973 | 1098.973 | 1098.973 | 1098.973 | 1098.973 | 1098.973 | 1098.973 | 1098.973 | 1098.973 | 1098.973 | 1098.973 | 1098.973 | 1098.973 | 1098.973 | 1098.973 | 1098.973 | 1098.973 | 1098.973 | 1098.973 | 1098.973 | 1098.9731 | 1098.9732 | 991.4532 | 960.3504 | 960.3516 | 1373.9642 | 3188.4501 | 2791.0002
VIC1 | Grid Battery | 55.33 | 375.33 | 375.33 | 375.33 | 375.33 | 375.33 | 375.33 | 375.33 | 375.33 | 375.33 | 375.33 | 375.33 | 320 | 320 | 320 | 320 | 320.0001 | 320.0001 | 320.0002 | 320.0002 | 300.0004 | 0.00038998 | 0.00039013 | 0.00039112 | 0.0003911 | 0.00039044 | 0.00038998 | 0.0005374 | 0.00052678
VIC1 | Pumped Hydro | 0 | 0 | 0 | 0 | 0 | 0 | 0 | 0 | 0 | 0 | 0 | 0 | 0 | 0 | 0 | 0 | 0.00028122 | 0.00028157 | 0.00044388 | 0.00044397 | 94.6278 | 94.6278 | 94.6278 | 94.6278 | 94.6278 | 94.6278 | 94.6278 | 771.2732 | 771.2732
VIC1 | VPP | 19.399 | 55.108 | 137.094 | 247.137 | 385.648 | 555.84 | 760.004 | 973.496 | 1197.186 | 1363.053 | 1550.223 | 1756.093 | 1978.399 | 2185.647 | 2401.2231 | 2521.425 | 2644.546 | 2771.077 | 2900.618 | 3034.5971 | 3171.9039 | 3312.6921 | 3457.7071 | 3607.5651 | 3760.185 | 3917.7499 | 4079.9079 | 4243.998 | 4412.4559
Total excluding storage |  | 13942.413 | 14830.173 | 14830.173 | 13741.6373 | 13704.3011 | 13505.6023 | 13505.6023 | 13505.6023 | 13505.5999 | 13380.1734 | 13380.1733 | 13576.605 | 13857.673 | 13857.6738 | 13872.9765 | 14457.6731 | 16721.3454 | 16301.3459 | 15169.3808 | 14881.081 | 15150.1613 | 15636.4958 | 16195.9238 | 15776.4043 | 14953.3575 | 16639.2586 | 16210.4549 | 16769.2984 | 16440.9505
Region | Technology | 2021-22 | 2022-23 | 2023-24 | 2024-25 | 2025-26 | 2026-27 | 2027-28 | 2028-29 | 2029-30 | 2030-31 | 2031-32 | 2032-33 | 2033-34 | 2034-35 | 2035-36 | 2036-37 | 2037-38 | 2038-39 | 2039-40 | 2040-41 | 2041-42 | 2042-43 | 2043-44 | 2044-45 | 2045-46 | 2046-47 | 2047-48 | 2048-49 | 2049-50
SA1 | Black Coal | 0 | 0 | 0 | 0 | 0 | 0 | 0 | 0 | 0 | 0 | 0 | 0 | 0 | 0 | 0 | 0 | 0 | 0 | 0 | 0 | 0 | 0 | 0 | 0 | 0 | 0 | 0 | 0 | 0
SA1 | Brown Coal | 0 | 0 | 0 | 0 | 0 | 0 | 0 | 0 | 0 | 0 | 0 | 0 | 0 | 0 | 0 | 0 | 0 | 0 | 0 | 0 | 0 | 0 | 0 | 0 | 0 | 0 | 0 | 0 | 0
SA1 | CCGT | 709 | 709 | 529 | 529 | 529 | 529 | 529 | 529 | 529 | 529 | 529 | 529 | 529 | 529 | 529 | 529 | 0 | 0 | 0 | 0 | 0 | 0 | 0 | 0 | 0 | 0 | 0 | 0 | 0
SA1 | Gas - Steam | 800 | 800 | 800 | 800 | 800 | 800 | 800 | 800 | 800 | 800 | 800 | 800 | 800 | 800 | 0 | 0 | 0 | 0 | 0 | 0 | 0 | 0 | 0 | 0 | 0 | 0 | 0 | 0 | 0
SA1 | OCGT / Diesel | 1437.14 | 1437.14 | 1437.14 | 1437.14 | 1437.14 | 1437.14 | 1437.14 | 1437.14 | 1437.14 | 1054.64 | 1054.64 | 785.3 | 785.3 | 785.3 | 705.3 | 705.3 | 705.3 | 705.3 | 705.3001 | 705.3001 | 1083.7002 | 1083.7002 | 1083.7002 | 1100.7603 | 1100.7603 | 1100.7603 | 1100.7603 | 1100.7603 | 1100.7603
SA1 | Hydro | 0 | 0 | 0 | 0 | 0 | 0 | 0 | 0 | 0 | 0 | 0 | 0 | 0 | 0 | 0 | 0 | 0 | 0 | 0 | 0 | 0 | 0 | 0 | 0 | 0 | 0 | 0 | 0 | 0
SA1 | Wind | 2053.31 | 2349.71 | 2349.71 | 2349.71 | 2349.71 | 2349.71 | 2316.71 | 2316.71 | 2225.96 | 2113.96 | 2113.96 | 2660.8584 | 2562.1585 | 2562.1585 | 2848.3602 | 2899.8531 | 3771.8339 | 4018.8999 | 3922.8596 | 3883.8596 | 3883.8599 | 3883.86 | 3670.0003 | 3709.8416 | 3666.4121 | 3778.5599 | 3778.56 | 4271.3367 | 4271.3367
SA1 | Solar PV | 353 | 432.2 | 432.2 | 432.2 | 432.2 | 432.2 | 432.2 | 432.2 | 432.2 | 432.2 | 432.2 | 432.2 | 432.2 | 432.2 | 432.2 | 432.2 | 432.2 | 432.2 | 432.2 | 432.2 | 432.2 | 432.2001 | 497.1997 | 387.1997 | 387.1997 | 387.1997 | 387.1997 | 387.1997 | 588.7126
SA1 | Grid Battery | 205 | 205 | 205 | 205 | 205 | 205 | 205 | 205 | 205 | 175 | 175 | 175 | 175 | 150 | 150 | 150 | 150.0002 | 150.0002 | 150.0002 | 150.0002 | 150.0044 | 150.0044 | 150.0044 | 211.294 | 211.294 | 211.294 | 211.294 | 211.294 | 211.294
SA1 | Pumped Hydro | 0 | 0 | 0 | 0 | 0 | 0 | 0 | 0 | 0 | 0 | 0 | 0 | 0 | 0 | 0 | 0 | 0 | 0 | 0 | 0 | 0 | 0 | 0 | 0.00011701 | 0.00011713 | 0.00011723 | 0.00011738 | 0.0001177 | 0.00011781
SA1 | VPP | 17.419 | 32.817 | 53.826 | 82.384 | 116.594 | 153.426 | 196.665 | 246.475 | 303.104 | 342.113 | 385.789 | 433.601 | 485.451 | 533.213 | 582.89 | 611.322 | 640.787 | 670.973 | 702.27 | 734.354 | 767.247 | 800.749 | 835.277 | 870.592 | 906.987 | 944.194 | 982.674 | 1021.681 | 1061.697
Total excluding storage |  | 5352.45 | 5728.05 | 5548.05 | 5548.05 | 5548.05 | 5548.05 | 5515.05 | 5515.05 | 5424.3 | 4929.8 | 4929.8 | 5207.3584 | 5108.6585 | 5108.6585 | 4514.8602 | 4566.3531 | 4909.3339 | 5156.3999 | 5060.3597 | 5021.3597 | 5399.7601 | 5399.7603 | 5250.9002 | 5197.8016 | 5154.372 | 5266.5199 | 5266.52 | 5759.2967 | 5960.8096
Region | Technology | 2021-22 | 2022-23 | 2023-24 | 2024-25 | 2025-26 | 2026-27 | 2027-28 | 2028-29 | 2029-30 | 2030-31 | 2031-32 | 2032-33 | 2033-34 | 2034-35 | 2035-36 | 2036-37 | 2037-38 | 2038-39 | 2039-40 | 2040-41 | 2041-42 | 2042-43 | 2043-44 | 2044-45 | 2045-46 | 2046-47 | 2047-48 | 2048-49 | 2049-50
TAS1 | Black Coal | 0 | 0 | 0 | 0 | 0 | 0 | 0 | 0 | 0 | 0 | 0 | 0 | 0 | 0 | 0 | 0 | 0 | 0 | 0 | 0 | 0 | 0 | 0 | 0 | 0 | 0 | 0 | 0 | 0
TAS1 | Brown Coal | 0 | 0 | 0 | 0 | 0 | 0 | 0 | 0 | 0 | 0 | 0 | 0 | 0 | 0 | 0 | 0 | 0 | 0 | 0 | 0 | 0 | 0 | 0 | 0 | 0 | 0 | 0 | 0 | 0
TAS1 | CCGT | 208 | 208 | 208 | 208 | 208 | 208 | 208 | 208 | 208 | 208 | 208 | 208 | 208 | 208 | 208 | 208 | 208 | 208 | 208 | 208 | 208 | 208 | 208 | 208 | 208 | 208 | 208 | 208 | 208
TAS1 | Gas - Steam | 0 | 0 | 0 | 0 | 0 | 0 | 0 | 0 | 0 | 0 | 0 | 0 | 0 | 0 | 0 | 0 | 0 | 0 | 0 | 0 | 0 | 0 | 0 | 0 | 0 | 0 | 0 | 0 | 0
TAS1 | OCGT / Diesel | 178 | 178 | 178 | 178 | 178 | 178 | 178 | 178 | 178 | 178 | 178 | 178 | 178 | 178 | 178 | 178 | 178 | 178 | 178 | 58 | 58 | 58 | 58 | 58 | 58 | 58 | 58 | 58 | 58
TAS1 | Hydro | 2408.9 | 2408.9 | 2408.9 | 2408.9 | 2408.9 | 2408.9 | 2408.9 | 2408.9 | 2408.9 | 2408.9 | 2408.9 | 2408.9 | 2408.9 | 2408.9 | 2408.9 | 2408.9 | 2408.9 | 2408.9 | 2408.9 | 2408.9 | 2408.9 | 2408.9 | 2408.9 | 2408.9 | 2408.9 | 2408.9 | 2408.9 | 2408.9 | 2408.9
TAS1 | Wind | 567.75 | 567.75 | 709.4056 | 851.0617 | 992.4539 | 1129.6093 | 1266.765 | 1403.9204 | 1541.0758 | 1682.4034 | 1824.2072 | 1966.7749 | 2109.3429 | 2251.9106 | 2394.4783 | 2537.0463 | 2679.614 | 2822.3425 | 2970.0782 | 3117.8135 | 3117.8135 | 3117.8135 | 3117.8135 | 2969.4135 | 2969.4135 | 2969.4135 | 2969.4135 | 2969.4135 | 2969.4135
TAS1 | Solar PV | 0 | 0 | 0 | 0 | 0 | 0 | 0 | 0 | 0 | 0 | 0 | 0 | 0 | 0 | 0 | 0 | 0 | 0 | 0 | 0 | 0 | 0 | 0 | 0 | 0 | 0 | 0 | 0 | 0
TAS1 | Grid Battery | 0 | 0 | 0 | 0 | 0 | 0 | 0 | 0 | 0 | 0 | 0 | 0 | 0 | 0 | 0 | 0 | 0 | 0 | 0 | 0 | 0 | 0 | 0 | 0 | 0 | 0 | 0.00010513 | 0.00012085 | 0.00012106
TAS1 | Pumped Hydro | 0 | 0 | 0 | 0 | 0 | 0 | 0 | 0 | 0 | 0 | 0 | 0 | 0 | 0 | 0 | 0 | 0 | 0 | 0 | 0 | 0 | 0 | 0 | 0 | 0 | 0 | 0 | 0 | 0
TAS1 | VPP | 2.174 | 3.275 | 4.751 | 6.692 | 9.222 | 12.637 | 17.058 | 22.751 | 29.515 | 35.278 | 41.516 | 48.287 | 55.645 | 63.485 | 71.629 | 76.469 | 81.473 | 86.616 | 91.923 | 97.401 | 103.005 | 108.753 | 114.687 | 120.793 | 127.056 | 133.484 | 140.061 | 146.762 | 153.603
Total excluding storage |  | 3362.65 | 3362.65 | 3504.3056 | 3645.9617 | 3787.3539 | 3924.5093 | 4061.6649 | 4198.8204 | 4335.9758 | 4477.3034 | 4619.1072 | 4761.6749 | 4904.2429 | 5046.8106 | 5189.3783 | 5331.9463 | 5474.514 | 5617.2425 | 5764.9782 | 5792.7135 | 5792.7135 | 5792.7135 | 5792.7135 | 5644.3135 | 5644.3135 | 5644.3135 | 5644.3135 | 5644.3135 | 5644.3135
Explicitly modelled pumping
Region | Technology | 2021-22 | 2022-23 | 2023-24 | 2024-25 | 2025-26 | 2026-27 | 2027-28 | 2028-29 | 2029-30 | 2030-31 | 2031-32 | 2032-33 | 2033-34 | 2034-35 | 2035-36 | 2036-37 | 2037-38 | 2038-39 | 2039-40 | 2040-41 | 2041-42 | 2042-43 | 2043-44 | 2044-45 | 2045-46 | 2046-47 | 2047-48 | 2048-49 | 2049-50
NEM | Grid Battery pump | 260.33 | 600.33 | 600.33 | 600.33 | 600.33 | 600.33 | 600.33 | 600.33 | 600.33 | 570.33 | 570.33 | 570.33 | 515 | 490 | 490 | 490 | 490.0008 | 490.0008 | 490.001 | 470.001 | 450.007 | 150.0071 | 150.0071 | 255.3286 | 255.3286 | 436.4507 | 436.4508 | 436.4511 | 436.451
NEM | Pumped Hydro Pump | 1330 | 1330 | 1330 | 1330 | 3370 | 3370 | 3370 | 3370 | 5369.9999 | 5369.9999 | 5369.9999 | 5369.9999 | 5370 | 5370 | 5370 | 5370 | 6310.9898 | 6310.9898 | 6310.9901 | 6310.9901 | 6526.2995 | 7385.2973 | 7385.2973 | 7385.2974 | 7385.2974 | 8564.628 | 8564.628 | 9241.2734 | 9241.2734
NEM | VPP pump | 86.531 | 212.478 | 422.08 | 710.881 | 1092.059 | 1530.314 | 2056.202 | 2653.451 | 3326.256 | 3835.365 | 4409.5619 | 5038.919 | 5723.194 | 6362.1371 | 7028.8681 | 7398.273 | 7780.5079 | 8173.1059 | 8577.282 | 8995.4019 | 9423.6349 | 9861.3991 | 10313.4462 | 10780.4292 | 11257.7039 | 11749.3789 | 12256.2899 | 12769.8249 | 13296.025
Region | Technology | 2021-22 | 2022-23 | 2023-24 | 2024-25 | 2025-26 | 2026-27 | 2027-28 | 2028-29 | 2029-30 | 2030-31 | 2031-32 | 2032-33 | 2033-34 | 2034-35 | 2035-36 | 2036-37 | 2037-38 | 2038-39 | 2039-40 | 2040-41 | 2041-42 | 2042-43 | 2043-44 | 2044-45 | 2045-46 | 2046-47 | 2047-48 | 2048-49 | 2049-50
NSW1 | Grid Battery pump | 0 | 0 | 0 | 0 | 0 | 0 | 0 | 0 | 0 | 0 | 0 | 0 | 0 | 0 | 0 | 0 | 0 | 0 | 0.00015262 | 0.00015291 | 0.00039736 | 0.00039706 | 0.00039734 | 0.00041118 | 0.00041145 | 0.00041068 | 0.00040874 | 0.00053216 | 0.0004523
NSW1 | Pumped Hydro Pump | 840 | 840 | 840 | 840 | 2880 | 2880 | 2880 | 2880 | 4879.9999 | 4879.9999 | 4879.9999 | 4879.9999 | 4879.9999 | 4879.9999 | 4879.9999 | 4879.9999 | 4879.9999 | 4879.9999 | 4880 | 4880 | 4880.0001 | 4880.0001 | 4880.0001 | 4880.0001 | 4880.0001 | 4880.0001 | 4880.0001 | 4880.0001 | 4880.0001
NSW1 | VPP pump | 30.447 | 71.711 | 130.27 | 212.052 | 324.245 | 448.498 | 597.436 | 773.879 | 981.449 | 1142.61 | 1324.166 | 1522.2761 | 1738.338 | 1943.716 | 2158.8 | 2279.379 | 2405.052 | 2533.8019 | 2666.9821 | 2804.5979 | 2945.117 | 3088.977 | 3237.89 | 3391.4571 | 3548.962 | 3710.4659 | 3876.96 | 4046.0709 | 4218.4269
Region | Technology | 2021-22 | 2022-23 | 2023-24 | 2024-25 | 2025-26 | 2026-27 | 2027-28 | 2028-29 | 2029-30 | 2030-31 | 2031-32 | 2032-33 | 2033-34 | 2034-35 | 2035-36 | 2036-37 | 2037-38 | 2038-39 | 2039-40 | 2040-41 | 2041-42 | 2042-43 | 2043-44 | 2044-45 | 2045-46 | 2046-47 | 2047-48 | 2048-49 | 2049-50
QLD1 | Grid Battery pump | 0 | 20 | 20 | 20 | 20 | 20 | 20 | 20 | 20 | 20 | 20 | 20 | 20 | 20 | 20 | 20 | 20.0005 | 20.0005 | 20.0005 | 0.00053704 | 0.0018742 | 0.0018863 | 0.0018864 | 44.0338 | 44.0338 | 225.156 | 225.156 | 225.156 | 225.1559
QLD1 | Pumped Hydro Pump | 490 | 490 | 490 | 490 | 490 | 490 | 490 | 490 | 490 | 490 | 490 | 490 | 490.0001 | 490.0001 | 490.0001 | 490.0001 | 1430.9896 | 1430.9896 | 1430.9896 | 1430.9896 | 1551.6716 | 2410.6694 | 2410.6694 | 2410.6694 | 2410.6694 | 3590 | 3590 | 3590 | 3590
QLD1 | VPP pump | 17.092 | 49.567 | 96.139 | 162.616 | 256.35 | 359.913 | 485.039 | 636.85 | 815.002 | 952.311 | 1107.868 | 1278.662 | 1465.361 | 1636.076 | 1814.326 | 1909.678 | 2008.65 | 2110.638 | 2215.489 | 2324.452 | 2436.362 | 2550.2279 | 2667.885 | 2790.022 | 2914.5139 | 3043.485 | 3176.687 | 3311.313 | 3449.842
Region | Technology | 2021-22 | 2022-23 | 2023-24 | 2024-25 | 2025-26 | 2026-27 | 2027-28 | 2028-29 | 2029-30 | 2030-31 | 2031-32 | 2032-33 | 2033-34 | 2034-35 | 2035-36 | 2036-37 | 2037-38 | 2038-39 | 2039-40 | 2040-41 | 2041-42 | 2042-43 | 2043-44 | 2044-45 | 2045-46 | 2046-47 | 2047-48 | 2048-49 | 2049-50
VIC1 | Grid Battery pump | 55.33 | 375.33 | 375.33 | 375.33 | 375.33 | 375.33 | 375.33 | 375.33 | 375.33 | 375.33 | 375.33 | 375.33 | 320 | 320 | 320 | 320 | 320.0001 | 320.0001 | 320.0002 | 320.0002 | 300.0004 | 0.00038998 | 0.00039013 | 0.00039112 | 0.0003911 | 0.00039044 | 0.00038998 | 0.0005374 | 0.00052678
VIC1 | Pumped Hydro Pump | 0 | 0 | 0 | 0 | 0 | 0 | 0 | 0 | 0 | 0 | 0 | 0 | 0 | 0 | 0 | 0 | 0.00028122 | 0.00028157 | 0.00044388 | 0.00044397 | 94.6278 | 94.6278 | 94.6278 | 94.6278 | 94.6278 | 94.6278 | 94.6278 | 771.2732 | 771.2732
VIC1 | VPP pump | 19.399 | 55.108 | 137.094 | 247.137 | 385.648 | 555.84 | 760.004 | 973.496 | 1197.186 | 1363.053 | 1550.223 | 1756.093 | 1978.399 | 2185.647 | 2401.2231 | 2521.425 | 2644.546 | 2771.077 | 2900.618 | 3034.5971 | 3171.9039 | 3312.6921 | 3457.7071 | 3607.5651 | 3760.185 | 3917.7499 | 4079.9079 | 4243.998 | 4412.4559
Region | Technology | 2021-22 | 2022-23 | 2023-24 | 2024-25 | 2025-26 | 2026-27 | 2027-28 | 2028-29 | 2029-30 | 2030-31 | 2031-32 | 2032-33 | 2033-34 | 2034-35 | 2035-36 | 2036-37 | 2037-38 | 2038-39 | 2039-40 | 2040-41 | 2041-42 | 2042-43 | 2043-44 | 2044-45 | 2045-46 | 2046-47 | 2047-48 | 2048-49 | 2049-50
SA1 | Grid Battery pump | 205 | 205 | 205 | 205 | 205 | 205 | 205 | 205 | 205 | 175 | 175 | 175 | 175 | 150 | 150 | 150 | 150.0002 | 150.0002 | 150.0002 | 150.0002 | 150.0044 | 150.0044 | 150.0044 | 211.294 | 211.294 | 211.294 | 211.294 | 211.294 | 211.294
SA1 | Pumped Hydro Pump | 0 | 0 | 0 | 0 | 0 | 0 | 0 | 0 | 0 | 0 | 0 | 0 | 0 | 0 | 0 | 0 | 0 | 0 | 0 | 0 | 0 | 0 | 0 | 0.00011701 | 0.00011713 | 0.00011723 | 0.00011738 | 0.0001177 | 0.00011781
SA1 | VPP pump | 17.419 | 32.817 | 53.826 | 82.384 | 116.594 | 153.426 | 196.665 | 246.475 | 303.104 | 342.113 | 385.789 | 433.601 | 485.451 | 533.213 | 582.89 | 611.322 | 640.787 | 670.973 | 702.27 | 734.354 | 767.247 | 800.749 | 835.277 | 870.592 | 906.987 | 944.194 | 982.674 | 1021.681 | 1061.697
Region | Technology | 2021-22 | 2022-23 | 2023-24 | 2024-25 | 2025-26 | 2026-27 | 2027-28 | 2028-29 | 2029-30 | 2030-31 | 2031-32 | 2032-33 | 2033-34 | 2034-35 | 2035-36 | 2036-37 | 2037-38 | 2038-39 | 2039-40 | 2040-41 | 2041-42 | 2042-43 | 2043-44 | 2044-45 | 2045-46 | 2046-47 | 2047-48 | 2048-49 | 2049-50
TAS1 | Grid Battery pump | 0 | 0 | 0 | 0 | 0 | 0 | 0 | 0 | 0 | 0 | 0 | 0 | 0 | 0 | 0 | 0 | 0 | 0 | 0 | 0 | 0 | 0 | 0 | 0 | 0 | 0 | 0.00010513 | 0.00012085 | 0.00012106
TAS1 | Pumped Hydro Pump | 0 | 0 | 0 | 0 | 0 | 0 | 0 | 0 | 0 | 0 | 0 | 0 | 0 | 0 | 0 | 0 | 0 | 0 | 0 | 0 | 0 | 0 | 0 | 0 | 0 | 0 | 0 | 0 | 0
TAS1 | VPP pump | 2.174 | 3.275 | 4.751 | 6.692 | 9.222 | 12.637 | 17.058 | 22.751 | 29.515 | 35.278 | 41.516 | 48.287 | 55.645 | 63.485 | 71.629 | 76.469 | 81.473 | 86.616 | 91.923 | 97.401 | 103.005 | 108.753 | 114.687 | 120.793 | 127.056 | 133.484 | 140.061 | 146.762 | 153.603
Non-controllable capacity
Region | Technology | 2021-22 | 2022-23 | 2023-24 | 2024-25 | 2025-26 | 2026-27 | 2027-28 | 2028-29 | 2029-30 | 2030-31 | 2031-32 | 2032-33 | 2033-34 | 2034-35 | 2035-36 | 2036-37 | 2037-38 | 2038-39 | 2039-40 | 2040-41 | 2041-42 | 2042-43 | 2043-44 | 2044-45 | 2045-46 | 2046-47 | 2047-48 | 2048-49 | 2049-50
NEM | Distributed PV | 13524.6248 | 15108.4102 | 16782.6024 | 18599.0123 | 20649.214 | 22515.8693 | 24468.5133 | 26425.488 | 28217.8916 | 29838.3877 | 31741.5272 | 33782.1268 | 35587.9534 | 37062.4109 | 38679.1836 | 39995.6509 | 41752.2512 | 42998.6362 | 44363.6194 | 45809.2891 | 47081.4518 | 48494.937 | 49932.6267 | 51381.104 | 52844.7899 | 54328.8669 | 55832.8223 | 57320.9248 | 58815.3366
NEM | Behind the meter battery | 582.3 | 1103.9 | 1762 | 2442.4 | 3154.8 | 3764.5 | 4354 | 4869.8 | 5322.1 | 5889.5 | 6505.4 | 7146.7 | 7807.9 | 8342.6 | 8857.7 | 8934.3 | 9005.9 | 9071 | 9128.9 | 9183.2 | 9229.7 | 9266.6 | 9299.3 | 9327.3 | 9346.9 | 9360.8 | 9369.7 | 9366 | 9354.9
NEM | Behind the meter battery pump | 582.3 | 1103.9 | 1762 | 2442.4 | 3154.8 | 3764.5 | 4354 | 4869.8 | 5322.1 | 5889.5 | 6505.4 | 7146.7 | 7807.9 | 8342.6 | 8857.7 | 8934.3 | 9005.9 | 9071 | 9128.9 | 9183.2 | 9229.7 | 9266.6 | 9299.3 | 9327.3 | 9346.9 | 9360.8 | 9369.7 | 9366 | 9354.9
Region | Technology | 2021-22 | 2022-23 | 2023-24 | 2024-25 | 2025-26 | 2026-27 | 2027-28 | 2028-29 | 2029-30 | 2030-31 | 2031-32 | 2032-33 | 2033-34 | 2034-35 | 2035-36 | 2036-37 | 2037-38 | 2038-39 | 2039-40 | 2040-41 | 2041-42 | 2042-43 | 2043-44 | 2044-45 | 2045-46 | 2046-47 | 2047-48 | 2048-49 | 2049-50
NSW1 | Distributed PV | 3913.164 | 4330.0033 | 4787.0919 | 5305.2148 | 5929.6377 | 6464.9148 | 7030.5165 | 7642.0579 | 8239.587 | 8780.653 | 9418.7488 | 10101.1732 | 10706.5404 | 11206.655 | 11760.5256 | 12216.5275 | 12833.8315 | 13271.2891 | 13751.1953 | 14255.2842 | 14693.6982 | 15180.1199 | 15675.9263 | 16174.1445 | 16679.8936 | 17188.3323 | 17702.6531 | 18211.2334 | 18716.4585
NSW1 | Behind the meter battery | 204 | 371.3 | 538.9 | 720.5 | 926.4 | 1091.2 | 1251.4 | 1406.1 | 1556.1 | 1741 | 1940.3 | 2145.9 | 2358.2 | 2535.9 | 2707.9 | 2741.4 | 2773.9 | 2803.5 | 2831 | 2856.9 | 2879.3 | 2898.7 | 2916.7 | 2932.7 | 2946.1 | 2956.9 | 2965.9 | 2971 | 2972.8
NSW1 | Behind the meter battery pump | 204 | 371.3 | 538.9 | 720.5 | 926.4 | 1091.2 | 1251.4 | 1406.1 | 1556.1 | 1741 | 1940.3 | 2145.9 | 2358.2 | 2535.9 | 2707.9 | 2741.4 | 2773.9 | 2803.5 | 2831 | 2856.9 | 2879.3 | 2898.7 | 2916.7 | 2932.7 | 2946.1 | 2956.9 | 2965.9 | 2971 | 2972.8
Region | Technology | 2021-22 | 2022-23 | 2023-24 | 2024-25 | 2025-26 | 2026-27 | 2027-28 | 2028-29 | 2029-30 | 2030-31 | 2031-32 | 2032-33 | 2033-34 | 2034-35 | 2035-36 | 2036-37 | 2037-38 | 2038-39 | 2039-40 | 2040-41 | 2041-42 | 2042-43 | 2043-44 | 2044-45 | 2045-46 | 2046-47 | 2047-48 | 2048-49 | 2049-50
QLD1 | Distributed PV | 3987.1277 | 4367.864 | 4757.1731 | 5197.5436 | 5733.4282 | 6193.5193 | 6686.8077 | 7235.3396 | 7768.4305 | 8249.3861 | 8817.187 | 9427.4739 | 9970.7185 | 10406.9081 | 10885.1118 | 11265.0385 | 11774.9958 | 12133.6007 | 12527.3778 | 12946.311 | 13312.7732 | 13716.3 | 14123.7837 | 14534.3174 | 14946.3496 | 15365.7739 | 15789.8611 | 16207.1216 | 16627.1072
QLD1 | Behind the meter battery | 113.8 | 258.8 | 402.9 | 561.6 | 746.2 | 893.2 | 1037.3 | 1183 | 1322.8 | 1484.3 | 1659.5 | 1841.7 | 2030.2 | 2178.4 | 2321.4 | 2342.1 | 2361.9 | 2380.5 | 2396.7 | 2412.4 | 2426.3 | 2437.3 | 2447.1 | 2456.2 | 2462.6 | 2468 | 2472.1 | 2472.5 | 2471.3
QLD1 | Behind the meter battery pump | 113.8 | 258.8 | 402.9 | 561.6 | 746.2 | 893.2 | 1037.3 | 1183 | 1322.8 | 1484.3 | 1659.5 | 1841.7 | 2030.2 | 2178.4 | 2321.4 | 2342.1 | 2361.9 | 2380.5 | 2396.7 | 2412.4 | 2426.3 | 2437.3 | 2447.1 | 2456.2 | 2462.6 | 2468 | 2472.1 | 2472.5 | 2471.3
Region | Technology | 2021-22 | 2022-23 | 2023-24 | 2024-25 | 2025-26 | 2026-27 | 2027-28 | 2028-29 | 2029-30 | 2030-31 | 2031-32 | 2032-33 | 2033-34 | 2034-35 | 2035-36 | 2036-37 | 2037-38 | 2038-39 | 2039-40 | 2040-41 | 2041-42 | 2042-43 | 2043-44 | 2044-45 | 2045-46 | 2046-47 | 2047-48 | 2048-49 | 2049-50
VIC1 | Distributed PV | 3607.3732 | 4235.6688 | 4895.3044 | 5569.04 | 6273.8434 | 6987.4562 | 7713.9601 | 8332.7648 | 8832.864 | 9290.3372 | 9815.223 | 10374.7633 | 10871.2125 | 11278.6859 | 11713.5437 | 12078.4929 | 12536.272 | 12873.9302 | 13236.9883 | 13624.2112 | 13975.1226 | 14367.7124 | 14768.4829 | 15175.9878 | 15586.064 | 16006.0969 | 16432.6174 | 16856.3298 | 17285.95
VIC1 | Behind the meter battery | 128.8 | 282.9 | 574 | 854.2 | 1120.2 | 1374.8 | 1617.8 | 1793 | 1918.2 | 2092.6 | 2283.9 | 2485 | 2691.5 | 2856.6 | 3014.9 | 3031.5 | 3045.4 | 3057.7 | 3067.5 | 3076.5 | 3083.5 | 3087.8 | 3090.8 | 3092.7 | 3091.7 | 3089.5 | 3085.8 | 3078.1 | 3068.4
VIC1 | Behind the meter battery pump | 128.8 | 282.9 | 574 | 854.2 | 1120.2 | 1374.8 | 1617.8 | 1793 | 1918.2 | 2092.6 | 2283.9 | 2485 | 2691.5 | 2856.6 | 3014.9 | 3031.5 | 3045.4 | 3057.7 | 3067.5 | 3076.5 | 3083.5 | 3087.8 | 3090.8 | 3092.7 | 3091.7 | 3089.5 | 3085.8 | 3078.1 | 3068.4
Region | Technology | 2021-22 | 2022-23 | 2023-24 | 2024-25 | 2025-26 | 2026-27 | 2027-28 | 2028-29 | 2029-30 | 2030-31 | 2031-32 | 2032-33 | 2033-34 | 2034-35 | 2035-36 | 2036-37 | 2037-38 | 2038-39 | 2039-40 | 2040-41 | 2041-42 | 2042-43 | 2043-44 | 2044-45 | 2045-46 | 2046-47 | 2047-48 | 2048-49 | 2049-50
SA1 | Distributed PV | 1808.561 | 1942.7342 | 2088.4154 | 2250.1756 | 2410.2917 | 2548.5259 | 2693.2516 | 2845.2863 | 2988.2096 | 3111.8326 | 3256.9567 | 3413.5115 | 3553.5545 | 3666.7578 | 3790.6636 | 3891.097 | 4023.8511 | 4120.8807 | 4228.0128 | 4340.0465 | 4439.9406 | 4549.2328 | 4659.9151 | 4770.0776 | 4882.9587 | 4996.9199 | 5113.6916 | 5229.6824 | 5346.4831
SA1 | Behind the meter battery | 120.6 | 173.2 | 225.5 | 281.9 | 333.8 | 372.4 | 409.3 | 443.6 | 475 | 514.5 | 557.3 | 602.3 | 648.6 | 684.8 | 719.4 | 723 | 726.3 | 729 | 731.6 | 733.6 | 735.2 | 736.1 | 736.6 | 736.5 | 736.2 | 735.2 | 733.9 | 731.8 | 729.3
SA1 | Behind the meter battery pump | 120.6 | 173.2 | 225.5 | 281.9 | 333.8 | 372.4 | 409.3 | 443.6 | 475 | 514.5 | 557.3 | 602.3 | 648.6 | 684.8 | 719.4 | 723 | 726.3 | 729 | 731.6 | 733.6 | 735.2 | 736.1 | 736.6 | 736.5 | 736.2 | 735.2 | 733.9 | 731.8 | 729.3
Region | Technology | 2021-22 | 2022-23 | 2023-24 | 2024-25 | 2025-26 | 2026-27 | 2027-28 | 2028-29 | 2029-30 | 2030-31 | 2031-32 | 2032-33 | 2033-34 | 2034-35 | 2035-36 | 2036-37 | 2037-38 | 2038-39 | 2039-40 | 2040-41 | 2041-42 | 2042-43 | 2043-44 | 2044-45 | 2045-46 | 2046-47 | 2047-48 | 2048-49 | 2049-50
TAS1 | Distributed PV | 208.3988 | 232.1399 | 254.6176 | 277.0384 | 302.0129 | 321.453 | 343.9774 | 370.0394 | 388.8004 | 406.1789 | 433.4117 | 465.2049 | 485.9275 | 503.4041 | 529.3388 | 544.4951 | 583.3007 | 598.9356 | 620.0452 | 643.4362 | 659.9172 | 681.5719 | 704.5187 | 726.5767 | 749.5241 | 771.7439 | 793.9991 | 816.5575 | 839.3379
TAS1 | Behind the meter battery | 15.1 | 17.7 | 20.7 | 24.2 | 28.2 | 32.9 | 38.2 | 44.1 | 50 | 57.1 | 64.4 | 71.8 | 79.4 | 86.9 | 94.1 | 96.3 | 98.4 | 100.3 | 102.1 | 103.8 | 105.4 | 106.7 | 108.1 | 109.2 | 110.3 | 111.2 | 112 | 112.6 | 113.1
TAS1 | Behind the meter battery pump | 15.1 | 17.7 | 20.7 | 24.2 | 28.2 | 32.9 | 38.2 | 44.1 | 50 | 57.1 | 64.4 | 71.8 | 79.4 | 86.9 | 94.1 | 96.3 | 98.4 | 100.3 | 102.1 | 103.8 | 105.4 | 106.7 | 108.1 | 109.2 | 110.3 | 111.2 | 112 | 112.6 | 113.1

## BaseCase_VOM Cost
VOM cost by technology ($000s) - Base Case, High DER Scenario
VOM | Real June 2020 dollars discounted to 1 July 2020
Explicitly modelled generation
Region | Technology | 2021-22 | 2022-23 | 2023-24 | 2024-25 | 2025-26 | 2026-27 | 2027-28 | 2028-29 | 2029-30 | 2030-31 | 2031-32 | 2032-33 | 2033-34 | 2034-35 | 2035-36 | 2036-37 | 2037-38 | 2038-39 | 2039-40 | 2040-41 | 2041-42 | 2042-43 | 2043-44 | 2044-45 | 2045-46 | 2046-47 | 2047-48 | 2048-49 | 2049-50
NEM | Black Coal | 358232.709 | 298529.6518 | 282920.2016 | 272611.5192 | 237414.5094 | 205488.7995 | 177840.5199 | 180131.8752 | 135481.5107 | 125912.9572 | 115485.5904 | 106287.188 | 108932.9402 | 98328.931 | 80575.5682 | 72427.1802 | 60088.3702 | 57372.8385 | 51291.3 | 47764.3373 | 42902.6213 | 28044.7465 | 22026.638 | 17852.9214 | 14359.1223 | 11282.9034 | 10188.3134 | 9453.9263 | 8058.6425
NEM | Brown Coal | 118130.07 | 106719.8935 | 103101.827 | 76619.6466 | 76062.2694 | 70644.3013 | 65339.0957 | 61351.5711 | 57259.1137 | 55871.6836 | 51962.5855 | 48824.9 | 47619.1635 | 44340.6895 | 44641.148 | 40048.319 | 33890.1845 | 34193.916 | 28812.3855 | 29139.8688 | 30850.8065 | 29094.1175 | 26256.2091 | 24696.25 | 23308.5551 | 22838.5896 | 14690.0684 | 0 | 0
NEM | CCGT | 15628.2754 | 14904.1212 | 11970.2214 | 11932.2012 | 9923.3183 | 9675.035 | 9425.1986 | 10036.8078 | 8292.8836 | 8266.4785 | 9206.4762 | 22092.618 | 23075.6748 | 21734.4838 | 19063.5016 | 16417.0227 | 18358.7599 | 17320.151 | 13015.1624 | 12655.6309 | 12609.6416 | 13899.1835 | 8739.7833 | 7691.7227 | 3466.6012 | 2066.1816 | 1976.899 | 1876.444 | 1787.4159
NEM | Gas - Steam | 1705.7199 | 1659.4208 | 1766.6884 | 624.9464 | 571.2728 | 561.7699 | 528.6437 | 526.644 | 468.0654 | 448.0364 | 425.7688 | 695.497 | 616.0926 | 1142.2354 | 346.5603 | 364.5732 | 1030.0555 | 818.2083 | 502.8117 | 500.1494 | 583.7484 | 622.3753 | 555.4453 | 479.6156 | 592.2706 | 0 | 0 | 0 | 0
NEM | OCGT / Diesel | 530.7984 | 230.8725 | 1057.1347 | 846.1125 | 118.6628 | 393.6511 | 246.25 | 584.4438 | 42.3217 | 42.6074 | 240.2177 | 3698.7027 | 2282.5383 | 3267.377 | 2795.591 | 3294.9425 | 12837.1476 | 12847.0929 | 19317.0106 | 20097.7398 | 13645.4112 | 18789.3632 | 23188.0869 | 9237.3062 | 10695.1539 | 10271.1935 | 11662.0663 | 15217.4412 | 13490.7957
NEM | Hydro | 89396.1215 | 87263.0781 | 83255.5773 | 96097.6913 | 94368.1759 | 82991.196 | 80451.3907 | 86292.2261 | 71111.4952 | 62142.1444 | 57960.2478 | 55120.7631 | 54738.4999 | 50370.6033 | 45894.4345 | 41106.124 | 43917.0929 | 36948.0166 | 33411.7815 | 29119.7039 | 28635.6311 | 28901.0545 | 26976.927 | 25511.5177 | 23455.806 | 26378.5527 | 21936.0839 | 20200.7174 | 17820.8807
NEM | Wind | 67303.4591 | 80197.8663 | 68785.1097 | 67243.2013 | 66724.5701 | 66726.0783 | 64822.9167 | 55608.6177 | 50459.1943 | 47839.3365 | 49373.5818 | 42918.396 | 40225.4529 | 39125.2462 | 37767.8119 | 35352.9057 | 28106.6149 | 24895.2698 | 21914.7297 | 21070.0262 | 18146.0728 | 16720.8946 | 13031.5126 | 11513.8321 | 7969.4598 | 5910.6982 | 5480.984 | 4787.2299 | 2774.7389
NEM | Solar PV | 13.5121 | 15.8205 | 15.3383 | 14.0466 | 13.1168 | 13.2539 | 12.8065 | 13.9135 | 59.6396 | 60.0067 | 58.4122 | 55.1206 | 51.0342 | 47.4834 | 48.4098 | 45.826 | 41.2703 | 40.5084 | 40.7976 | 39.4669 | 38.7765 | 67.3107 | 65.2713 | 64.5319 | 61.0659 | 76.754 | 76.1641 | 86.4828 | 87.0286
NEM | Grid Battery | 0.20113 | 0.26303 | 0.25114 | 0.26399 | 0.22984 | 0.2204 | 0.20797 | 0.18565 | 0.16721 | 0.16008 | 0.14794 | 0.14498 | 0.1195 | 0.097259 | 0.10132 | 0.096884 | 0.084954 | 0.080216 | 0.081798 | 0.062213 | 0.037194 | 0.020808 | 0.019341 | 0.11799 | 0.11059 | 0.24898 | 0.23695 | 0.22489 | 0.21679
NEM | Pumped Hydro | 354.5142 | 1000.4083 | 1403.9058 | 4067.718 | 3237.2783 | 2995.4426 | 2953.0266 | 3680.5062 | 2840.6457 | 3074.5967 | 3057.0734 | 4053.9703 | 3591.0634 | 2968.1029 | 3313.6821 | 3005.0972 | 1744.8433 | 1792.7861 | 1694.6233 | 1297.4136 | 1757.67 | 1599.5597 | 993.6212 | 1260.685 | 1141.7709 | 889.3093 | 732.359 | 754.8973 | 538.693
NEM | VPP | 0.54439 | 1.4552 | 2.5503 | 4.8315 | 6.742 | 8.8613 | 10.5088 | 12.096 | 13.1015 | 14.3483 | 15.0119 | 16.9688 | 18.2211 | 18.5089 | 20.1754 | 20.1821 | 18.809 | 18.5057 | 18.7093 | 17.9643 | 18.3605 | 17.6755 | 17.1799 | 17.7519 | 16.8192 | 15.4085 | 15.0148 | 14.9688 | 12.8252
Total excluding storage |  | 650940.6654 | 589520.7246 | 552872.0984 | 525989.365 | 485195.8955 | 436494.085 | 398666.8218 | 394546.0993 | 323174.2242 | 300583.2506 | 284712.8805 | 279693.1854 | 277541.3963 | 258357.0496 | 231133.0253 | 209056.8932 | 198269.4959 | 184436.0016 | 168305.979 | 160386.9232 | 147412.7093 | 136139.0458 | 120839.8734 | 97047.6976 | 83908.0349 | 78824.8731 | 66010.5791 | 51622.2416 | 44019.5023
Region | Technology | 2021-22 | 2022-23 | 2023-24 | 2024-25 | 2025-26 | 2026-27 | 2027-28 | 2028-29 | 2029-30 | 2030-31 | 2031-32 | 2032-33 | 2033-34 | 2034-35 | 2035-36 | 2036-37 | 2037-38 | 2038-39 | 2039-40 | 2040-41 | 2041-42 | 2042-43 | 2043-44 | 2044-45 | 2045-46 | 2046-47 | 2047-48 | 2048-49 | 2049-50
NSW1 | Black Coal | 182305.055 | 145561.117 | 127494.455 | 134896.7825 | 105692.8984 | 84312.2348 | 71933.3988 | 79236.7746 | 45014.1637 | 42690.9047 | 37859.274 | 27327.5281 | 30351.5656 | 26301.2825 | 12384.819 | 14294.631 | 15064.4745 | 14092.351 | 12534.299 | 10494.5785 | 8718.1378 | 0 | 0 | 0 | 0 | 0 | 0 | 0 | 0
NSW1 | Brown Coal | 0 | 0 | 0 | 0 | 0 | 0 | 0 | 0 | 0 | 0 | 0 | 0 | 0 | 0 | 0 | 0 | 0 | 0 | 0 | 0 | 0 | 0 | 0 | 0 | 0 | 0 | 0 | 0 | 0
NSW1 | CCGT | 231.0704 | 219.5993 | 641.4749 | 397.2198 | 364.6376 | 345.1489 | 331.141 | 318.4172 | 300.0216 | 286.851 | 273.1211 | 4350.0816 | 4035.9682 | 4140.8367 | 4081.9009 | 3541.9692 | 5418.8601 | 5640.5849 | 4463.8541 | 4040.7337 | 3729.7341 | 4442.0019 | 222.8958 | 0.0003852 | 0.00039003 | 0.00038183 | 0.00036549 | 0.00044953 | 0.0004111
NSW1 | Gas - Steam | 0 | 0 | 0 | 0 | 0 | 0 | 0 | 0 | 0 | 0 | 0 | 0 | 0 | 0 | 0 | 0 | 0 | 0 | 0 | 0 | 0 | 0 | 0 | 0 | 0 | 0 | 0 | 0 | 0
NSW1 | OCGT / Diesel | 0.33176 | 0.00014394 | 118.3517 | 456.8062 | 37.0558 | 148.2721 | 44.1203 | 57.1863 | 0.00014538 | 0.00014399 | 0.00015155 | 248.1212 | 108.7127 | 154.2931 | 727.9853 | 828.8477 | 3231.0422 | 4870.3915 | 8092.5575 | 9200.2799 | 4101.329 | 7665.4171 | 10497.5425 | 2521.8362 | 2791.3688 | 3532.4042 | 5718.6707 | 7065.1487 | 6637.7253
NSW1 | Hydro | 13776.4054 | 13810.822 | 12166.4264 | 17048.105 | 15265.8471 | 14198.2587 | 13552.8047 | 18105.9774 | 13370.7461 | 11008.8455 | 11763.9035 | 11809.933 | 12537.8221 | 12310.4496 | 11934.1084 | 10647.4782 | 12851.9495 | 9792.3867 | 8685.1968 | 7676.3708 | 7445.7178 | 8401.5923 | 8260.5445 | 8241.6037 | 7501.2908 | 8591.4576 | 6735.7171 | 6245.3941 | 5536.2892
NSW1 | Wind | 15743.2869 | 17613.8067 | 15807.4094 | 14921.167 | 14868.2719 | 15055.613 | 13997.6092 | 11046.5541 | 9214.1737 | 9584.1747 | 10698.2604 | 9738.9542 | 9266.4436 | 9086.1284 | 8908.6044 | 8265.004 | 5785.4751 | 4278.7079 | 4371.6074 | 4010.4615 | 3546.5272 | 3365.6277 | 2381.8824 | 2429.8876 | 2204.133 | 1196.1539 | 1060.3669 | 992.7797 | 779.1246
NSW1 | Solar PV | 4.9791 | 5.7841 | 5.5559 | 5.1042 | 4.6301 | 4.7833 | 4.5891 | 7.1007 | 52.6956 | 53.17 | 51.8239 | 48.706 | 45.181 | 41.9217 | 42.8449 | 40.6081 | 36.6529 | 35.8116 | 36.1654 | 35.0058 | 32.7218 | 45.1169 | 43.6697 | 43.7621 | 41.4858 | 47.6916 | 45.6284 | 48.745 | 50.1001
NSW1 | Grid Battery | 1.5216e-07 | 1.5295e-07 | 1.4567e-07 | 1.3762e-07 | 1.2963e-07 | 1.3382e-07 | 1.4375e-07 | 1.5446e-07 | 4.667e-07 | 4.681e-07 | 4.4987e-07 | 4.5234e-07 | 4.2826e-07 | 4.0838e-07 | 4.1224e-07 | 4.1185e-07 | 4.2759e-07 | 4.0325e-07 | 5.1645e-07 | 4.9929e-07 | 7.1926e-07 | 6.6798e-07 | 6.8003e-07 | 7.4138e-07 | 6.7063e-07 | 6.2508e-07 | 6.0898e-07 | 7.9558e-07 | 6.7796e-07
NSW1 | Pumped Hydro | 151.8931 | 514.3521 | 671.7492 | 1077.7735 | 459.7438 | 643.8318 | 834.7581 | 870.1677 | 684.3712 | 787.7287 | 781.5296 | 1197.8653 | 1019.3689 | 670.7961 | 918.4389 | 809.2157 | 558.3222 | 534.965 | 566.3998 | 444.8912 | 611.7175 | 598.5625 | 340.7077 | 492.5137 | 459.5076 | 413.777 | 354.7173 | 389.1456 | 321.397
NSW1 | VPP | 0.17883 | 0.49296 | 0.71686 | 1.3963 | 1.8915 | 2.4815 | 3.0146 | 3.4949 | 3.8491 | 4.2582 | 4.5142 | 5.1326 | 5.5425 | 5.6552 | 6.2218 | 6.1981 | 5.8101 | 5.6787 | 5.8056 | 5.5508 | 5.6986 | 5.5149 | 5.5202 | 5.7014 | 5.4934 | 5.1892 | 4.9328 | 5.0744 | 4.6004
Total excluding storage |  | 212061.1286 | 177211.1293 | 156233.6731 | 167725.1846 | 136233.3408 | 114064.3107 | 99863.6631 | 108772.0103 | 67951.8009 | 63623.9461 | 60646.383 | 53523.3241 | 56345.6931 | 52034.912 | 38080.2628 | 37618.5382 | 42388.4543 | 38710.2336 | 38183.6802 | 35457.4302 | 27574.1677 | 23919.7559 | 21406.5349 | 13237.0899 | 12538.2788 | 13367.7076 | 13560.3835 | 14352.0679 | 13003.2396
Region | Technology | 2021-22 | 2022-23 | 2023-24 | 2024-25 | 2025-26 | 2026-27 | 2027-28 | 2028-29 | 2029-30 | 2030-31 | 2031-32 | 2032-33 | 2033-34 | 2034-35 | 2035-36 | 2036-37 | 2037-38 | 2038-39 | 2039-40 | 2040-41 | 2041-42 | 2042-43 | 2043-44 | 2044-45 | 2045-46 | 2046-47 | 2047-48 | 2048-49 | 2049-50
QLD1 | Black Coal | 175927.654 | 152968.5348 | 155425.7466 | 137714.7367 | 131721.6109 | 121176.5647 | 105907.1211 | 100895.1006 | 90467.347 | 83222.0524 | 77626.3165 | 78959.6599 | 78581.3746 | 72027.6485 | 68190.7492 | 58132.5492 | 45023.8957 | 43280.4875 | 38757.001 | 37269.7588 | 34184.4835 | 28044.7465 | 22026.638 | 17852.9214 | 14359.1223 | 11282.9034 | 10188.3134 | 9453.9263 | 8058.6425
QLD1 | Brown Coal | 0 | 0 | 0 | 0 | 0 | 0 | 0 | 0 | 0 | 0 | 0 | 0 | 0 | 0 | 0 | 0 | 0 | 0 | 0 | 0 | 0 | 0 | 0 | 0 | 0 | 0 | 0 | 0 | 0
QLD1 | CCGT | 7651.2746 | 7324.2019 | 7777.7731 | 8806.597 | 6984.813 | 6870.7018 | 6749.2053 | 7460.1439 | 5853.5563 | 5940.9821 | 6994.8318 | 13672.6819 | 15093.1016 | 12771.4443 | 11717.9363 | 9705.6613 | 12939.8995 | 11679.5658 | 8551.3079 | 8614.8968 | 8879.907 | 9457.1811 | 8516.887 | 7691.7219 | 3466.6004 | 2066.1808 | 1976.8983 | 1876.4429 | 1787.4148
QLD1 | Gas - Steam | 256.1941 | 245.4511 | 463.065 | 443.1867 | 417.3952 | 399.7093 | 380.2907 | 365.6207 | 346.2395 | 330.3832 | 314.8023 | 300.3593 | 336.9451 | 284.827 | 277.9222 | 311.1929 | 735.1739 | 583.0814 | 502.8117 | 500.1494 | 583.7484 | 622.3753 | 555.4453 | 479.6156 | 592.2706 | 0 | 0 | 0 | 0
QLD1 | OCGT / Diesel | 0.00028684 | 0.00028328 | 5.2632 | 258.2218 | 48.4297 | 85.5552 | 114.7379 | 397.0449 | 42.3205 | 30.7998 | 232.2347 | 1553.7719 | 857.9636 | 521.7662 | 493.9357 | 1191.6728 | 5505.5364 | 4148.3256 | 5155.2855 | 5190.3608 | 4734.5108 | 6162.2501 | 5864.0235 | 5232.2429 | 6223.0981 | 5236.5632 | 4171.6079 | 4129.6534 | 2839.2433
QLD1 | Hydro | 4636.9042 | 4414.036 | 4212.9636 | 3985.6323 | 3785.4957 | 3598.9043 | 3431.7907 | 3248.4546 | 3085.9584 | 2874.0393 | 2797.7442 | 2646.8605 | 2513.8004 | 2390.267 | 2275.9418 | 2155.7354 | 765.8345 | 732.3514 | 694.0952 | 659.6148 | 629.6534 | 0 | 0 | 0 | 0 | 0 | 0 | 0 | 0
QLD1 | Wind | 5372.1784 | 8650.3769 | 8213.8755 | 7227.9158 | 8158.7256 | 7736.1115 | 7873.7412 | 7259.0703 | 6341.8612 | 6305.3124 | 5316.8031 | 5043.7856 | 4445.4991 | 5009.1773 | 4544.827 | 4660.0669 | 4502.3244 | 4129.1349 | 4009.9975 | 3346.3696 | 3184.2593 | 2670.7548 | 2503.7473 | 1323.3638 | 1347.0641 | 1207.0606 | 1106.8421 | 988.2998 | 579.29
QLD1 | Solar PV | 5.1758 | 6.7105 | 6.5226 | 5.9509 | 5.7564 | 5.7532 | 5.5568 | 4.4253 | 4.5779 | 4.5419 | 4.4036 | 4.2644 | 3.8926 | 3.7712 | 3.7751 | 3.4765 | 3.0585 | 3.1536 | 3.1311 | 3.0349 | 4.6547 | 20.9115 | 19.4164 | 18.8379 | 17.7125 | 27.4737 | 27.2734 | 26.574 | 24.7515
QLD1 | Grid Battery | 1.0494e-07 | 0.02295 | 0.02231 | 0.025851 | 0.024979 | 0.023171 | 0.021566 | 0.019962 | 0.018455 | 0.017666 | 0.016577 | 0.016128 | 0.015316 | 0.014527 | 0.013801 | 0.013217 | 0.01169 | 0.011162 | 0.010936 | 8.9327e-07 | 2.5909e-06 | 2.4647e-06 | 2.5271e-06 | 0.042099 | 0.038939 | 0.18287 | 0.17444 | 0.16488 | 0.16032
QLD1 | Pumped Hydro | 202.6211 | 486.0562 | 732.1566 | 2989.9445 | 2777.5345 | 2351.6108 | 2118.2685 | 2810.3385 | 2156.2745 | 2286.868 | 2275.5438 | 2856.105 | 2571.6945 | 2297.3068 | 2395.2432 | 2195.8815 | 1186.5212 | 1257.8211 | 1128.2235 | 852.5224 | 1145.7535 | 1000.8173 | 652.7545 | 768.0055 | 682.1085 | 475.3868 | 377.5017 | 364.651 | 216.275
QLD1 | VPP | 0.094971 | 0.30243 | 0.54106 | 1.1074 | 1.696 | 2.1695 | 2.5841 | 3.0916 | 3.4749 | 3.8152 | 3.9996 | 4.5237 | 4.9689 | 5.2098 | 5.4784 | 5.4453 | 5.0668 | 5.0406 | 5.0127 | 4.9737 | 5.0551 | 4.9689 | 4.8698 | 4.8232 | 4.4242 | 3.8266 | 3.8678 | 3.6182 | 2.8114
Total excluding storage |  | 193849.3814 | 173609.3116 | 176105.2096 | 158442.2411 | 151122.2266 | 139873.3001 | 124462.4436 | 119629.8603 | 106141.861 | 98708.1112 | 93287.1361 | 102181.3836 | 101832.5769 | 93008.9015 | 87505.0873 | 76160.355 | 69475.7228 | 64556.1003 | 57673.6299 | 55584.185 | 52201.2171 | 46978.2194 | 39486.1575 | 32598.7034 | 26005.8681 | 19820.1818 | 17470.935 | 16474.8963 | 13289.3422
Region | Technology | 2021-22 | 2022-23 | 2023-24 | 2024-25 | 2025-26 | 2026-27 | 2027-28 | 2028-29 | 2029-30 | 2030-31 | 2031-32 | 2032-33 | 2033-34 | 2034-35 | 2035-36 | 2036-37 | 2037-38 | 2038-39 | 2039-40 | 2040-41 | 2041-42 | 2042-43 | 2043-44 | 2044-45 | 2045-46 | 2046-47 | 2047-48 | 2048-49 | 2049-50
VIC1 | Black Coal | 0 | 0 | 0 | 0 | 0 | 0 | 0 | 0 | 0 | 0 | 0 | 0 | 0 | 0 | 0 | 0 | 0 | 0 | 0 | 0 | 0 | 0 | 0 | 0 | 0 | 0 | 0 | 0 | 0
VIC1 | Brown Coal | 118130.07 | 106719.8935 | 103101.827 | 76619.6466 | 76062.2694 | 70644.3013 | 65339.0957 | 61351.5711 | 57259.1137 | 55871.6836 | 51962.5855 | 48824.9 | 47619.1635 | 44340.6895 | 44641.148 | 40048.319 | 33890.1845 | 34193.916 | 28812.3855 | 29139.8688 | 30850.8065 | 29094.1175 | 26256.2091 | 24696.25 | 23308.5551 | 22838.5896 | 14690.0684 | 0 | 0
VIC1 | CCGT | 6.9781e-05 | 6.5897e-05 | 6.5906e-05 | 7.2633e-05 | 6.9964e-05 | 6.6862e-05 | 6.8186e-05 | 7.1312e-05 | 6.754e-05 | 6.4697e-05 | 6.7051e-05 | 0.0001041 | 9.9355e-05 | 9.7452e-05 | 9.1781e-05 | 8.8077e-05 | 0.00014182 | 0.00013642 | 0.0001798 | 0.00016836 | 0.00017806 | 0.00017523 | 0.00016849 | 0.00015457 | 0.00015526 | 0.00014953 | 0.00014786 | 0.00040177 | 0.00037403
VIC1 | Gas - Steam | 16.0118 | 5.083 | 16.5048 | 23.6062 | 5.7845 | 20.7391 | 14.0083 | 30.8166 | 1.1794e-05 | 1.2541 | 1.2944e-05 | 57.4049 | 28.8738 | 93.2941 | 68.6381 | 53.3803 | 294.8816 | 235.1269 | 0 | 0 | 0 | 0 | 0 | 0 | 0 | 0 | 0 | 0 | 0
VIC1 | OCGT / Diesel | 65.438 | 0.00027547 | 61.521 | 16.6531 | 0.00032844 | 36.138 | 32.8667 | 2.8218 | 0.0003164 | 0.00030511 | 0.0003164 | 225.4947 | 124.6849 | 109.7328 | 153.0893 | 62.3417 | 383.8373 | 111.864 | 1967.5309 | 1984.7047 | 859.3559 | 510.3277 | 1840.0835 | 593.5654 | 626.9285 | 465.6424 | 359.3118 | 2408.6047 | 2530.7846
VIC1 | Hydro | 18563.4714 | 17710.7361 | 15350.672 | 18085.0365 | 17514.9035 | 15831.9136 | 15271.0352 | 18383.4243 | 14500.7802 | 11823.0229 | 11260.6821 | 9708.1717 | 11517.4801 | 11166.6629 | 10134.103 | 9650.829 | 11623.4771 | 9200.9488 | 7510.9351 | 7162.8763 | 6205.4667 | 7274.5937 | 7132.385 | 6423.5287 | 6145.4455 | 7394.8051 | 5856.5076 | 4767.4444 | 4556.4991
VIC1 | Wind | 27121.11 | 33110.3834 | 27123.1465 | 26733.5575 | 26275.1038 | 25936.3812 | 25721.2898 | 22136.2637 | 21237.6442 | 19577.6542 | 20684.1789 | 17475.4435 | 16626.7948 | 16002.5615 | 15970.8707 | 15293.8858 | 12060.3905 | 11193.9359 | 9635.5523 | 9907.766 | 8069.2801 | 7519.8293 | 5876.8237 | 5397.0756 | 2808.9801 | 2248.8731 | 2024.6203 | 1705.2555 | 541.5359
VIC1 | Solar PV | 2.475 | 2.3457 | 2.3215 | 2.1268 | 1.9257 | 1.9312 | 1.8872 | 1.6859 | 1.6682 | 1.623 | 1.5408 | 1.5261 | 1.3936 | 1.2627 | 1.2736 | 1.235 | 1.1003 | 1.0867 | 1.0608 | 1.0051 | 0.99437 | 0.91186 | 0.82842 | 0.76124 | 0.71939 | 0.63675 | 2.4131 | 10.4357 | 10.5988
VIC1 | Grid Battery | 0.10514 | 0.14949 | 0.1386 | 0.14938 | 0.12716 | 0.12468 | 0.11962 | 0.10434 | 0.093567 | 0.090702 | 0.083751 | 0.082348 | 0.061041 | 0.051895 | 0.056286 | 0.053928 | 0.045884 | 0.04326 | 0.045102 | 0.039434 | 0.014522 | 6.1121e-07 | 6.2236e-07 | 6.5913e-07 | 5.8683e-07 | 5.6624e-07 | 5.5433e-07 | 7.1635e-07 | 7.1098e-07
VIC1 | Pumped Hydro | 0 | 0 | 1.2596e-07 | 1.3694e-07 | 1.3075e-07 | 1.3783e-07 | 1.2813e-07 | 1.2864e-07 | 1.2434e-07 | 1.2406e-07 | 1.2831e-07 | 2.0641e-07 | 1.9231e-07 | 1.7853e-07 | 1.8148e-07 | 1.9825e-07 | 7.2363e-07 | 6.9606e-07 | 1.0788e-06 | 1.0025e-06 | 0.19903 | 0.17991 | 0.15887 | 0.16583 | 0.15479 | 0.14544 | 0.13992 | 1.1008 | 1.021
VIC1 | VPP | 0.13367 | 0.39989 | 0.89204 | 1.7368 | 2.4042 | 3.2842 | 3.8767 | 4.3233 | 4.5361 | 4.9159 | 5.0638 | 5.724 | 6.0107 | 5.9432 | 6.5998 | 6.6727 | 6.1165 | 5.9962 | 6.1136 | 5.733 | 5.8932 | 5.5405 | 5.1854 | 5.6298 | 5.3486 | 4.9407 | 4.8389 | 4.9227 | 4.2119
Total excluding storage |  | 163898.5763 | 157548.4421 | 145655.9928 | 121480.6268 | 119859.9873 | 112471.4046 | 106380.1829 | 101906.5834 | 92999.2067 | 87275.2382 | 83908.9877 | 76292.941 | 75918.3908 | 71714.2036 | 70969.1227 | 65109.9908 | 58253.8714 | 54936.8784 | 47927.4647 | 48196.2211 | 45985.9038 | 44399.7802 | 41106.3299 | 37111.1811 | 32890.6288 | 32948.5471 | 22932.9213 | 8891.7407 | 7639.4187
Region | Technology | 2021-22 | 2022-23 | 2023-24 | 2024-25 | 2025-26 | 2026-27 | 2027-28 | 2028-29 | 2029-30 | 2030-31 | 2031-32 | 2032-33 | 2033-34 | 2034-35 | 2035-36 | 2036-37 | 2037-38 | 2038-39 | 2039-40 | 2040-41 | 2041-42 | 2042-43 | 2043-44 | 2044-45 | 2045-46 | 2046-47 | 2047-48 | 2048-49 | 2049-50
SA1 | Black Coal | 0 | 0 | 0 | 0 | 0 | 0 | 0 | 0 | 0 | 0 | 0 | 0 | 0 | 0 | 0 | 0 | 0 | 0 | 0 | 0 | 0 | 0 | 0 | 0 | 0 | 0 | 0 | 0 | 0
SA1 | Brown Coal | 0 | 0 | 0 | 0 | 0 | 0 | 0 | 0 | 0 | 0 | 0 | 0 | 0 | 0 | 0 | 0 | 0 | 0 | 0 | 0 | 0 | 0 | 0 | 0 | 0 | 0 | 0 | 0 | 0
SA1 | CCGT | 7745.9303 | 7360.3199 | 3550.9733 | 2728.3843 | 2573.8676 | 2459.1843 | 2344.8523 | 2258.2466 | 2139.3056 | 2038.6453 | 1938.5233 | 4069.8543 | 3946.6049 | 4822.2026 | 3263.6643 | 3169.3921 | 0.00017624 | 0.00016816 | 0.00017959 | 0.00016769 | 0.00025138 | 0.00024827 | 0.00024 | 0.00021252 | 0.00021316 | 0.00020646 | 0.00019767 | 0.00022882 | 0.00021127
SA1 | Gas - Steam | 1433.514 | 1408.8866 | 1287.1186 | 158.1535 | 148.093 | 141.3214 | 134.3448 | 130.2067 | 121.8259 | 116.399 | 110.9665 | 337.7328 | 250.2736 | 764.1143 | 0 | 0 | 0 | 0 | 0 | 0 | 0 | 0 | 0 | 0 | 0 | 0 | 0 | 0 | 0
SA1 | OCGT / Diesel | 465.0282 | 230.8717 | 871.9987 | 114.4313 | 33.1769 | 123.6857 | 54.5251 | 127.3907 | 0.00062204 | 11.8071 | 7.9824 | 1671.3148 | 1191.177 | 2481.5848 | 1420.5807 | 1212.0801 | 3716.7317 | 3716.5118 | 4101.6367 | 3722.3944 | 3949.996 | 4451.3682 | 4986.4374 | 889.6617 | 1053.7586 | 1036.5837 | 1412.4759 | 1613.3856 | 1483.0425
SA1 | Hydro | 0 | 0 | 0 | 0 | 0 | 0 | 0 | 0 | 0 | 0 | 0 | 0 | 0 | 0 | 0 | 0 | 0 | 0 | 0 | 0 | 0 | 0 | 0 | 0 | 0 | 0 | 0 | 0 | 0
SA1 | Wind | 15721.9403 | 16958.7718 | 14308.1134 | 15152.8679 | 14156.7964 | 14820.0037 | 14114.7927 | 12640.8735 | 11275.3414 | 10334.5566 | 10364.4862 | 8733.4468 | 8117.6802 | 7426.7642 | 6954.3775 | 5884.3914 | 4923.8294 | 4482.5592 | 3279.1053 | 3195.4922 | 2773.2311 | 2627.3475 | 1795.3199 | 1973.7252 | 1213.5894 | 960.0377 | 969.582 | 832.0934 | 628.0096
SA1 | Solar PV | 0.88216 | 0.98014 | 0.93844 | 0.86475 | 0.80469 | 0.78614 | 0.77342 | 0.70164 | 0.69789 | 0.67175 | 0.64397 | 0.6241 | 0.56699 | 0.52772 | 0.51626 | 0.5063 | 0.45872 | 0.45654 | 0.44035 | 0.42107 | 0.40562 | 0.37039 | 1.3568 | 1.1708 | 1.1482 | 0.95197 | 0.84923 | 0.72822 | 1.5782
SA1 | Grid Battery | 0.095984 | 0.090588 | 0.090232 | 0.088756 | 0.077702 | 0.072556 | 0.066783 | 0.061346 | 0.055183 | 0.051708 | 0.047608 | 0.0465 | 0.04314 | 0.030836 | 0.031231 | 0.029739 | 0.027379 | 0.025793 | 0.025759 | 0.022777 | 0.022669 | 0.020804 | 0.019337 | 0.075892 | 0.071651 | 0.066104 | 0.062516 | 0.060001 | 0.056468
SA1 | Pumped Hydro | 0 | 0 | 9.7032e-08 | 8.9963e-08 | 8.5013e-08 | 8.4847e-08 | 8.2033e-08 | 8.2597e-08 | 8.0767e-08 | 8.1764e-08 | 8.2979e-08 | 1.0428e-07 | 9.8797e-08 | 9.2872e-08 | 1.0063e-07 | 1.0738e-07 | 1.5656e-07 | 1.5188e-07 | 1.4735e-07 | 1.4116e-07 | 2.1756e-07 | 2.029e-07 | 1.9319e-07 | 2.5811e-07 | 2.4008e-07 | 2.2613e-07 | 2.1674e-07 | 2.0971e-07 | 2.0496e-07
SA1 | VPP | 0.134 | 0.25129 | 0.39521 | 0.58175 | 0.7356 | 0.90461 | 1.0077 | 1.1543 | 1.1931 | 1.2994 | 1.3462 | 1.4804 | 1.5762 | 1.5565 | 1.7117 | 1.6792 | 1.6294 | 1.603 | 1.5952 | 1.5121 | 1.5186 | 1.455 | 1.4144 | 1.4059 | 1.3533 | 1.2674 | 1.1994 | 1.1789 | 1.0424
Total excluding storage |  | 25367.2949 | 25959.8301 | 20019.1425 | 18154.7017 | 16912.7386 | 17544.9812 | 16649.2882 | 15157.4192 | 13537.1713 | 12502.0798 | 12422.6024 | 14812.9728 | 13506.3027 | 15495.1936 | 11639.1388 | 10266.37 | 8641.02 | 8199.5276 | 7381.1825 | 6918.3078 | 6723.6329 | 7079.0864 | 6783.1142 | 2864.5579 | 2268.4964 | 1997.5735 | 2382.9074 | 2446.2075 | 2112.6305
Region | Technology | 2021-22 | 2022-23 | 2023-24 | 2024-25 | 2025-26 | 2026-27 | 2027-28 | 2028-29 | 2029-30 | 2030-31 | 2031-32 | 2032-33 | 2033-34 | 2034-35 | 2035-36 | 2036-37 | 2037-38 | 2038-39 | 2039-40 | 2040-41 | 2041-42 | 2042-43 | 2043-44 | 2044-45 | 2045-46 | 2046-47 | 2047-48 | 2048-49 | 2049-50
TAS1 | Black Coal | 0 | 0 | 0 | 0 | 0 | 0 | 0 | 0 | 0 | 0 | 0 | 0 | 0 | 0 | 0 | 0 | 0 | 0 | 0 | 0 | 0 | 0 | 0 | 0 | 0 | 0 | 0 | 0 | 0
TAS1 | Brown Coal | 0 | 0 | 0 | 0 | 0 | 0 | 0 | 0 | 0 | 0 | 0 | 0 | 0 | 0 | 0 | 0 | 0 | 0 | 0 | 0 | 0 | 0 | 0 | 0 | 0 | 0 | 0 | 0 | 0
TAS1 | CCGT | 6.3836e-05 | 6.0255e-05 | 5.8742e-05 | 5.6094e-05 | 5.3089e-05 | 5.1104e-05 | 5.0672e-05 | 5.0205e-05 | 4.9833e-05 | 4.871e-05 | 4.6504e-05 | 4.5883e-05 | 4.5433e-05 | 4.4669e-05 | 4.4283e-05 | 4.3769e-05 | 4.3742e-05 | 4.3488e-05 | 4.5629e-05 | 4.3814e-05 | 4.4961e-05 | 4.3528e-05 | 4.3393e-05 | 4.3251e-05 | 4.2988e-05 | 4.3076e-05 | 4.3159e-05 | 4.3532e-05 | 4.2862e-05
TAS1 | Gas - Steam | 0 | 0 | 0 | 0 | 0 | 0 | 0 | 0 | 0 | 0 | 0 | 0 | 0 | 0 | 0 | 0 | 0 | 0 | 0 | 0 | 0 | 0 | 0 | 0 | 0 | 0 | 0 | 0 | 0
TAS1 | OCGT / Diesel | 8.0425e-05 | 7.4485e-05 | 7.4447e-05 | 7.2143e-05 | 6.7396e-05 | 6.7925e-05 | 6.7251e-05 | 6.6911e-05 | 6.7022e-05 | 6.5612e-05 | 6.181e-05 | 6.1536e-05 | 6.0631e-05 | 5.9884e-05 | 5.9258e-05 | 5.8286e-05 | 5.8683e-05 | 5.7268e-05 | 5.7832e-05 | 3.8643e-05 | 0.21951 | 3.8131e-05 | 3.7939e-05 | 3.7769e-05 | 3.7045e-05 | 3.7556e-05 | 3.7807e-05 | 0.64875 | 3.7221e-05
TAS1 | Hydro | 52419.3405 | 51327.484 | 51525.5153 | 56978.9175 | 57801.9297 | 49362.1194 | 48195.7601 | 46554.3697 | 40154.0104 | 36436.2367 | 32137.918 | 30955.7979 | 28169.3974 | 24503.2239 | 21550.2814 | 18652.0815 | 18675.8318 | 17222.3297 | 16521.5544 | 13620.842 | 14354.7931 | 13224.8685 | 11583.9974 | 10846.3853 | 9809.0697 | 10392.29 | 9343.8592 | 9187.8788 | 7728.0924
TAS1 | Wind | 3344.9436 | 3864.5274 | 3332.5649 | 3207.6931 | 3265.6724 | 3177.9689 | 3115.4838 | 2525.8562 | 2390.1737 | 2037.6386 | 2309.8532 | 1926.7659 | 1769.0353 | 1600.6148 | 1389.1323 | 1249.5575 | 834.5954 | 810.9318 | 618.4672 | 609.9369 | 572.7751 | 537.3352 | 473.7393 | 389.7799 | 395.6931 | 298.573 | 319.5727 | 268.8015 | 246.7788
TAS1 | Solar PV | 3.6064e-08 | 4.9309e-08 | 7.5863e-08 | 8.5626e-08 | 6.8762e-08 | 8.0035e-08 | 8.8366e-08 | 9.327e-08 | 1.203e-07 | 1.5573e-07 | 1.7901e-07 | 1.7642e-07 | 1.7593e-07 | 1.4571e-07 | 1.5109e-07 | 1.4258e-07 | 1.6657e-07 | 1.9522e-07 | 1.9592e-07 | 2.8693e-07 | 2.7282e-07 | 2.6178e-07 | 2.2055e-07 | 2.2573e-07 | 2.0648e-07 | 1.9748e-07 | 1.9889e-07 | 1.8523e-07 | 1.7133e-07
TAS1 | Grid Battery | 1.0189e-07 | 1.0107e-07 | 9.5058e-08 | 9.1103e-08 | 9.3958e-08 | 9.3457e-08 | 9.8502e-08 | 1.1078e-07 | 1.4875e-07 | 1.5177e-07 | 1.6033e-07 | 1.7032e-07 | 1.6549e-07 | 1.7645e-07 | 1.7929e-07 | 1.8551e-07 | 1.9108e-07 | 1.9088e-07 | 2.5007e-07 | 2.4192e-07 | 2.4521e-07 | 2.3474e-07 | 2.2752e-07 | 2.3166e-07 | 2.2755e-07 | 2.3305e-07 | 2.3699e-07 | 2.578e-07 | 2.4856e-07
TAS1 | Pumped Hydro | 0 | 0 | 2.5109e-07 | 2.5051e-07 | 2.792e-07 | 2.7969e-07 | 2.7903e-07 | 2.8047e-07 | 2.8222e-07 | 2.8466e-07 | 3.0917e-07 | 3.1212e-07 | 3.1081e-07 | 3.1551e-07 | 3.217e-07 | 3.2564e-07 | 3.3e-07 | 3.2976e-07 | 4.0048e-07 | 3.8721e-07 | 3.7988e-07 | 3.651e-07 | 3.5636e-07 | 3.5087e-07 | 3.449e-07 | 3.4255e-07 | 3.4422e-07 | 3.6125e-07 | 3.527e-07
TAS1 | VPP | 0.0029172 | 0.0086302 | 0.0051652 | 0.0092327 | 0.014646 | 0.021364 | 0.025641 | 0.032004 | 0.048403 | 0.059498 | 0.088101 | 0.10807 | 0.12283 | 0.14427 | 0.16377 | 0.18671 | 0.18618 | 0.18727 | 0.18217 | 0.19473 | 0.19498 | 0.19618 | 0.19017 | 0.19161 | 0.19973 | 0.18465 | 0.17605 | 0.17463 | 0.15907
Total excluding storage |  | 55764.2842 | 55192.0115 | 54858.0804 | 60186.6107 | 61067.6022 | 52540.0884 | 51311.244 | 49080.226 | 42544.1842 | 38473.8754 | 34447.7713 | 32882.5639 | 29938.4328 | 26103.8388 | 22939.4138 | 19901.6392 | 19510.4274 | 18033.2616 | 17140.0217 | 14230.779 | 14927.7878 | 13762.2038 | 12057.7368 | 11236.1653 | 10204.7629 | 10690.8631 | 9663.432 | 9457.3291 | 7974.8713
Explicitly modelled pumping
Region | Technology | 2021-22 | 2022-23 | 2023-24 | 2024-25 | 2025-26 | 2026-27 | 2027-28 | 2028-29 | 2029-30 | 2030-31 | 2031-32 | 2032-33 | 2033-34 | 2034-35 | 2035-36 | 2036-37 | 2037-38 | 2038-39 | 2039-40 | 2040-41 | 2041-42 | 2042-43 | 2043-44 | 2044-45 | 2045-46 | 2046-47 | 2047-48 | 2048-49 | 2049-50
NEM | Grid Battery pump | 0.24759 | 0.32551 | 0.3092 | 0.32626 | 0.28349 | 0.27204 | 0.25738 | 0.22859 | 0.20644 | 0.19763 | 0.18321 | 0.17875 | 0.14747 | 0.11982 | 0.12509 | 0.11961 | 0.10493 | 0.099289 | 0.10069 | 0.077069 | 0.045649 | 0.025757 | 0.023789 | 0.024122 | 0.022728 | 0.020861 | 0.019444 | 0.019321 | 0.017843
NEM | Pumped Hydro Pump | 956.73 | 3299.861 | 4163.9324 | 11465.5476 | 6691.6313 | 7406.6807 | 8234.9052 | 9634.4728 | 7959.8421 | 8431.4675 | 9976.431 | 12689.1185 | 11489.5946 | 9380.168 | 11136.9594 | 9910.2923 | 7351.9998 | 6760.302 | 7074.222 | 5817.959 | 7196.647 | 6832.6928 | 5422.7135 | 6991.3907 | 6154.6205 | 5352.0451 | 4515.4384 | 5245.2578 | 4155.2252
NEM | VPP pump | 0.64049 | 1.716 | 2.9966 | 5.6869 | 7.9302 | 10.4247 | 12.3839 | 14.2111 | 15.4143 | 16.8811 | 17.7087 | 19.9261 | 21.4486 | 21.7713 | 23.722 | 23.7454 | 22.1642 | 21.7827 | 21.9666 | 21.1851 | 21.5653 | 20.8156 | 20.1909 | 20.8769 | 19.8289 | 18.0966 | 17.6952 | 17.5814 | 15.0795
Region | Technology | 2021-22 | 2022-23 | 2023-24 | 2024-25 | 2025-26 | 2026-27 | 2027-28 | 2028-29 | 2029-30 | 2030-31 | 2031-32 | 2032-33 | 2033-34 | 2034-35 | 2035-36 | 2036-37 | 2037-38 | 2038-39 | 2039-40 | 2040-41 | 2041-42 | 2042-43 | 2043-44 | 2044-45 | 2045-46 | 2046-47 | 2047-48 | 2048-49 | 2049-50
NSW1 | Grid Battery pump | 0 | 0 | 0 | 0 | 0 | 0 | 0 | 0 | 0 | 0 | 0 | 0 | 0 | 0 | 0 | 0 | 0 | 0 | 0 | 0 | 0 | 0 | 0 | 0 | 0 | 0 | 0 | 0 | 0
NSW1 | Pumped Hydro Pump | 676.4781 | 2585.1493 | 3133.1844 | 7198.1111 | 2718.6215 | 4051.6987 | 5201.4322 | 5626.4723 | 4879.1559 | 5164.233 | 6716.4502 | 8617.6853 | 7815.5304 | 6098.091 | 7714.9782 | 6773.1121 | 5649.9572 | 4975.9942 | 5465.2622 | 4594.0669 | 5563.1498 | 5409.9608 | 4500.8376 | 5898.8198 | 5184.4202 | 4678.2353 | 3975.3026 | 4729.9551 | 3856.6481
NSW1 | VPP pump | 0.2104 | 0.58131 | 0.84207 | 1.6435 | 2.2247 | 2.9195 | 3.553 | 4.1056 | 4.5286 | 5.0099 | 5.3253 | 6.0243 | 6.5209 | 6.6677 | 7.3058 | 7.2923 | 6.8551 | 6.6811 | 6.8113 | 6.5497 | 6.6987 | 6.4799 | 6.4902 | 6.7079 | 6.4813 | 6.0871 | 5.8209 | 5.9529 | 5.4125
Region | Technology | 2021-22 | 2022-23 | 2023-24 | 2024-25 | 2025-26 | 2026-27 | 2027-28 | 2028-29 | 2029-30 | 2030-31 | 2031-32 | 2032-33 | 2033-34 | 2034-35 | 2035-36 | 2036-37 | 2037-38 | 2038-39 | 2039-40 | 2040-41 | 2041-42 | 2042-43 | 2043-44 | 2044-45 | 2045-46 | 2046-47 | 2047-48 | 2048-49 | 2049-50
QLD1 | Grid Battery pump | 0 | 0.028331 | 0.027459 | 0.031916 | 0.030839 | 0.028607 | 0.026627 | 0.024644 | 0.022785 | 0.021811 | 0.020522 | 0.019855 | 0.018909 | 0.017936 | 0.017038 | 0.016317 | 0.014474 | 0.013738 | 0.013501 | 0 | 0 | 0 | 0 | 0 | 0 | 0 | 0 | 0 | 0
QLD1 | Pumped Hydro Pump | 280.2519 | 714.7117 | 1030.7479 | 4267.4365 | 3973.0098 | 3354.982 | 3033.473 | 4008.0005 | 3080.6862 | 3267.2345 | 3259.9808 | 4071.4332 | 3674.0642 | 3282.077 | 3421.9812 | 3137.1802 | 1702.0426 | 1784.3078 | 1608.9598 | 1223.8921 | 1633.4972 | 1422.732 | 921.8759 | 1092.5709 | 970.2003 | 673.8098 | 540.1358 | 515.3027 | 298.5771
QLD1 | VPP pump | 0.11174 | 0.35675 | 0.63563 | 1.3029 | 1.9954 | 2.5525 | 3.0406 | 3.6369 | 4.0883 | 4.4887 | 4.7176 | 5.3103 | 5.846 | 6.1295 | 6.4454 | 6.4065 | 5.9774 | 5.9143 | 5.8976 | 5.8563 | 5.9427 | 5.8521 | 5.7341 | 5.666 | 5.2032 | 4.5124 | 4.5403 | 4.2669 | 3.2978
Region | Technology | 2021-22 | 2022-23 | 2023-24 | 2024-25 | 2025-26 | 2026-27 | 2027-28 | 2028-29 | 2029-30 | 2030-31 | 2031-32 | 2032-33 | 2033-34 | 2034-35 | 2035-36 | 2036-37 | 2037-38 | 2038-39 | 2039-40 | 2040-41 | 2041-42 | 2042-43 | 2043-44 | 2044-45 | 2045-46 | 2046-47 | 2047-48 | 2048-49 | 2049-50
VIC1 | Grid Battery pump | 0.12938 | 0.18507 | 0.1706 | 0.18476 | 0.15672 | 0.15385 | 0.14809 | 0.12842 | 0.11552 | 0.11198 | 0.10374 | 0.10149 | 0.075458 | 0.063818 | 0.069493 | 0.066581 | 0.056651 | 0.053612 | 0.055484 | 0.048861 | 0.017755 | 0 | 0 | 0 | 0 | 0 | 0 | 0 | 0
VIC1 | Pumped Hydro Pump | 0 | 0 | 0 | 0 | 0 | 0 | 0 | 0 | 0 | 0 | 0 | 0 | 0 | 0 | 0 | 0 | 0 | 0 | 0 | 0 | 0 | 0 | 0 | 0 | 0 | 0 | 0 | 0 | 0
VIC1 | VPP pump | 0.15727 | 0.47152 | 1.0485 | 2.0443 | 2.8283 | 3.8632 | 4.5716 | 5.0758 | 5.3368 | 5.7837 | 5.9742 | 6.7246 | 7.0845 | 6.973 | 7.7649 | 7.8507 | 7.1963 | 7.0759 | 7.1717 | 6.7656 | 6.9131 | 6.5387 | 6.0808 | 6.6237 | 6.3119 | 5.7939 | 5.7109 | 5.774 | 4.9556
Region | Technology | 2021-22 | 2022-23 | 2023-24 | 2024-25 | 2025-26 | 2026-27 | 2027-28 | 2028-29 | 2029-30 | 2030-31 | 2031-32 | 2032-33 | 2033-34 | 2034-35 | 2035-36 | 2036-37 | 2037-38 | 2038-39 | 2039-40 | 2040-41 | 2041-42 | 2042-43 | 2043-44 | 2044-45 | 2045-46 | 2046-47 | 2047-48 | 2048-49 | 2049-50
SA1 | Grid Battery pump | 0.11821 | 0.11211 | 0.11114 | 0.10958 | 0.095932 | 0.089579 | 0.082662 | 0.07553 | 0.06813 | 0.06384 | 0.058946 | 0.057402 | 0.053102 | 0.038071 | 0.038559 | 0.036717 | 0.033802 | 0.031939 | 0.031707 | 0.028207 | 0.027894 | 0.025757 | 0.023789 | 0.024122 | 0.022728 | 0.020861 | 0.019444 | 0.019321 | 0.017843
SA1 | Pumped Hydro Pump | 0 | 0 | 0 | 0 | 0 | 0 | 0 | 0 | 0 | 0 | 0 | 0 | 0 | 0 | 0 | 0 | 0 | 0 | 0 | 0 | 0 | 0 | 0 | 0 | 0 | 0 | 0 | 0 | 0
SA1 | VPP pump | 0.15766 | 0.29625 | 0.46437 | 0.68522 | 0.86465 | 1.0643 | 1.1882 | 1.3554 | 1.4037 | 1.5288 | 1.588 | 1.7392 | 1.8528 | 1.8312 | 2.0138 | 1.9756 | 1.917 | 1.891 | 1.8718 | 1.784 | 1.7818 | 1.7137 | 1.6623 | 1.6541 | 1.5968 | 1.4866 | 1.4153 | 1.3828 | 1.2264
Region | Technology | 2021-22 | 2022-23 | 2023-24 | 2024-25 | 2025-26 | 2026-27 | 2027-28 | 2028-29 | 2029-30 | 2030-31 | 2031-32 | 2032-33 | 2033-34 | 2034-35 | 2035-36 | 2036-37 | 2037-38 | 2038-39 | 2039-40 | 2040-41 | 2041-42 | 2042-43 | 2043-44 | 2044-45 | 2045-46 | 2046-47 | 2047-48 | 2048-49 | 2049-50
TAS1 | Grid Battery pump | 0 | 0 | 0 | 0 | 0 | 0 | 0 | 0 | 0 | 0 | 0 | 0 | 0 | 0 | 0 | 0 | 0 | 0 | 0 | 0 | 0 | 0 | 0 | 0 | 0 | 0 | 0 | 0 | 0
TAS1 | Pumped Hydro Pump | 0 | 0 | 0 | 0 | 0 | 0 | 0 | 0 | 0 | 0 | 0 | 0 | 0 | 0 | 0 | 0 | 0 | 0 | 0 | 0 | 0 | 0 | 0 | 0 | 0 | 0 | 0 | 0 | 0
TAS1 | VPP pump | 0.0034328 | 0.010209 | 0.0060299 | 0.010958 | 0.017141 | 0.025125 | 0.030403 | 0.037421 | 0.057011 | 0.069941 | 0.10367 | 0.12765 | 0.14444 | 0.16991 | 0.19208 | 0.22031 | 0.2184 | 0.22033 | 0.21433 | 0.22942 | 0.22909 | 0.23128 | 0.22343 | 0.22527 | 0.23566 | 0.21657 | 0.20776 | 0.20481 | 0.18715

## BaseCase_FOM Cost
FOM cost by technology ($000s) - Base Case, High DER Scenario
FOM | Real June 2020 dollars discounted to 1 July 2020. For new entrant capacity, the FOM is incurred annually in modelling. For existing capacity, FOM is considered to be a sunk cost, since the fixed retirement dates are assumed to be the same in the Base Case and the case with Marinus Link. As such, early retirements are presented as an annual FOM saving, or negative cost, that continues until the assumed fixed date retirement.
Explicitly modelled generation
Region | Technology | 2021-22 | 2022-23 | 2023-24 | 2024-25 | 2025-26 | 2026-27 | 2027-28 | 2028-29 | 2029-30 | 2030-31 | 2031-32 | 2032-33 | 2033-34 | 2034-35 | 2035-36 | 2036-37 | 2037-38 | 2038-39 | 2039-40 | 2040-41 | 2041-42 | 2042-43 | 2043-44 | 2044-45 | 2045-46 | 2046-47 | 2047-48 | 2048-49 | 2049-50
NEM | Black Coal | 0 | 0 | 0 | -117273.2548 | 111868.4514 | 185845.8555 | -68115.8862 | -181879.8974 | -183362.0857 | -174963.8222 | 216039.7222 | 350529.465 | 203675.78 | -93065.8815 | -1412.7078 | -0.0034976 | -0.0006129 | -0.00058483 | -0.00055953 | -0.00053241 | 239835.4415 | 0 | 0 | 0 | 0 | 0 | 0 | 0 | 0
NEM | Brown Coal | 0 | 0 | 0 | -131812.2206 | -130089.0303 | -146037.8945 | 165115.9639 | 447423.1427 | -93339.443 | -68541.0175 | -32788.3478 | -0.0040077 | -0.0038242 | -0.003649 | -0.0034912 | -0.003322 | 190672.8153 | 363063.5483 | -0.0028938 | -0.0027536 | -0.0026275 | -0.0025071 | -0.0023987 | -0.0022824 | -0.0021779 | -0.0020781 | -0.0014752 | 0 | 0
NEM | CCGT | 0.00018765 | 0.00018158 | 0.00018944 | 0.00019695 | 0.00018793 | 0.00017932 | 0.00017452 | 0.00018184 | 0.00017452 | 0.00016797 | 0.00017535 | 0.00024987 | 0.00024343 | 0.0002422 | 0.00023254 | 0.00022982 | 0.00041804 | 0.00039981 | 0.00049216 | 0.00046831 | 0.0005865 | 0.00060218 | 0.00057703 | 0.00055269 | 0.00053657 | 0.00051356 | 0.0004944 | 0.00065886 | 0.00062936
NEM | Gas - Steam | 0 | 0 | 0 | 0 | 0 | 0 | 0 | 0 | 0 | 0 | 0 | 0 | 0 | 0 | 0 | 0 | 0 | 0 | 0 | 0 | 0 | 0 | 0 | 0 | 0 | 0 | 0 | 0 | 0
NEM | OCGT / Diesel | 0.00081156 | 0.00079446 | 0.00076011 | 0.00072326 | 0.00069014 | 0.00065853 | 0.00063005 | 0.00061782 | 0.00061259 | 0.00061352 | 0.00062137 | 0.00071357 | 0.00069196 | 0.0006725 | 0.00066361 | 0.00066443 | 0.0010957 | 0.0010515 | 2849.1559 | 2711.0581 | 4157.1046 | 4165.2802 | 3985.1371 | 10344.8969 | 11336.6345 | 15036.6872 | 14386.3696 | 16909.4891 | 16135.0087
NEM | Hydro | 0 | 0 | 0 | 0 | 0 | 0 | 0 | 0 | 0 | 0 | 0 | 0 | 0 | 0 | 0 | 0 | 0 | 0 | 0 | 0 | 0 | 0 | 0 | 0 | 0 | 0 | 0 | 0 | 0
NEM | Wind | 0.015129 | 19157.3778 | 39754.9157 | 63888.9914 | 84542.1107 | 101282.0438 | 126725.3328 | 145354.3481 | 211150.795 | 203702.3061 | 197018.2787 | 199755.436 | 199385.1419 | 195676.0232 | 195244.705 | 207378.0452 | 263563.0943 | 258273.4457 | 253463.0024 | 242625.6488 | 256239.4849 | 267241.1743 | 263080.4207 | 252656.6256 | 253821.9644 | 261109.4615 | 259934.0109 | 255589.2907 | 260028.169
NEM | Solar PV | 0.0013966 | 0.0022517 | 0.0024612 | 0.0027881 | 0.0032695 | 0.0032914 | 0.0045969 | 2656.6406 | 40612.5347 | 38752.4188 | 37076.426 | 35279.3422 | 33663.4948 | 32121.6556 | 30732.4348 | 29242.8419 | 29755.2515 | 28392.4156 | 27164.4796 | 25847.8267 | 25959.2822 | 50135.8357 | 50621.9056 | 48168.275 | 45962.096 | 65468.9098 | 64735.3676 | 73074.0634 | 74743.1903
NEM | Grid Battery | 0.0016367 | 0.0015937 | 0.0015248 | 0.0014509 | 0.001406 | 0.0014285 | 0.0015496 | 0.0017795 | 0.004377 | 0.004275 | 0.0041813 | 0.0049715 | 0.0050774 | 0.0049006 | 0.0048417 | 0.0049504 | 0.0099653 | 0.0095397 | 0.010275 | 0.0097988 | 0.051959 | 0.049679 | 0.047541 | 649.1407 | 619.4091 | 1641.6663 | 1570.6664 | 1494.5386 | 1426.0866
NEM | Pumped Hydro | 0 | 0 | 0.0018341 | 0.0019345 | 0.0018996 | 0.0018991 | 0.0018998 | 0.0019589 | 22893.9937 | 21845.4139 | 20900.6275 | 19887.5804 | 18976.6993 | 18107.5376 | 17324.4096 | 16484.7001 | 22737.4474 | 21696.0376 | 20757.713 | 19751.592 | 20137.8235 | 24275.182 | 23225.3112 | 22099.5865 | 21087.3918 | 25879.5019 | 24760.2463 | 26370.9297 | 25163.1011
NEM | VPP | 0 | 0 | 0 | 0 | 0 | 0 | 0 | 0 | 0 | 0 | 0 | 0 | 0 | 0 | 0 | 0 | 0 | 0 | 0 | 0 | 0 | 0 | 0 | 0 | 0 | 0 | 0 | 0 | 0
Total excluding storage |  | 0.017525 | 19157.3811 | 39754.9191 | -185196.4802 | 66321.5359 | 141090.009 | 223725.4159 | 413554.2348 | -24938.1982 | -1050.114 | 417346.08 | 585564.2402 | 436724.4138 | 134731.7946 | 224564.4294 | 236620.8812 | 483991.162 | 649729.4104 | 283476.635 | 271184.5308 | 526191.3112 | 321542.2882 | 317687.4615 | 311169.7958 | 311120.6932 | 341615.057 | 339055.7471 | 345572.8439 | 350906.3686
Region | Technology | 2021-22 | 2022-23 | 2023-24 | 2024-25 | 2025-26 | 2026-27 | 2027-28 | 2028-29 | 2029-30 | 2030-31 | 2031-32 | 2032-33 | 2033-34 | 2034-35 | 2035-36 | 2036-37 | 2037-38 | 2038-39 | 2039-40 | 2040-41 | 2041-42 | 2042-43 | 2043-44 | 2044-45 | 2045-46 | 2046-47 | 2047-48 | 2048-49 | 2049-50
NSW1 | Black Coal | 0 | 0 | 0 | -45488.8307 | 180364.9162 | -132097.3063 | -126746.2069 | -120602.8512 | -124891.6218 | -119171.3948 | -114017.383 | 240461.2852 | -49067.2173 | -46819.8638 | -0.0004316 | -0.00041068 | -0.00039187 | -0.00037392 | -0.00035775 | -0.00034041 | -0.00032482 | 0 | 0 | 0 | 0 | 0 | 0 | 0 | 0
NSW1 | Brown Coal | 0 | 0 | 0 | 0 | 0 | 0 | 0 | 0 | 0 | 0 | 0 | 0 | 0 | 0 | 0 | 0 | 0 | 0 | 0 | 0 | 0 | 0 | 0 | 0 | 0 | 0 | 0 | 0 | 0
NSW1 | CCGT | 4.0739e-05 | 4.0084e-05 | 4.1544e-05 | 4.4099e-05 | 4.2079e-05 | 4.0151e-05 | 3.8415e-05 | 3.9482e-05 | 3.7673e-05 | 3.5948e-05 | 3.7628e-05 | 5.9921e-05 | 5.7177e-05 | 5.9801e-05 | 5.7215e-05 | 5.6588e-05 | 0.00013997 | 0.00013356 | 0.00016106 | 0.00015326 | 0.00022336 | 0.00021396 | 0.00020471 | 0.00019479 | 0.00018586 | 0.00017735 | 0.00017017 | 0.00020809 | 0.00019856
NSW1 | Gas - Steam | 0 | 0 | 0 | 0 | 0 | 0 | 0 | 0 | 0 | 0 | 0 | 0 | 0 | 0 | 0 | 0 | 0 | 0 | 0 | 0 | 0 | 0 | 0 | 0 | 0 | 0 | 0 | 0 | 0
NSW1 | OCGT / Diesel | 0.00016813 | 0.00016654 | 0.00015934 | 0.00015162 | 0.00014467 | 0.00013805 | 0.00013208 | 0.00012831 | 0.00012708 | 0.00012725 | 0.00012878 | 0.00015672 | 0.00014955 | 0.00014468 | 0.00014133 | 0.00013994 | 0.00028868 | 0.00027545 | 1821.7742 | 1733.4732 | 1835.4757 | 1751.4081 | 1675.6619 | 7015.333 | 6694.02 | 6387.4237 | 6111.1757 | 6974.4443 | 6655.0041
NSW1 | Hydro | 0 | 0 | 0 | 0 | 0 | 0 | 0 | 0 | 0 | 0 | 0 | 0 | 0 | 0 | 0 | 0 | 0 | 0 | 0 | 0 | 0 | 0 | 0 | 0 | 0 | 0 | 0 | 0 | 0
NSW1 | Wind | 0.0028478 | 19157.3659 | 36664.0478 | 52329.8803 | 67138.8466 | 81141.8419 | 93972.0114 | 101378.569 | 155968.4698 | 148824.8757 | 142388.3884 | 135486.8603 | 129281.3552 | 123360.0717 | 118024.9049 | 112304.2686 | 108471.4746 | 104543.6422 | 102574.478 | 97602.72 | 110335.2047 | 109531.4135 | 104794.3186 | 99714.9652 | 99251.9387 | 94706.0487 | 93336.5338 | 91159.7592 | 86984.5031
NSW1 | Solar PV | 0.00032707 | 0.00078714 | 0.00080688 | 0.00093319 | 0.0014943 | 0.0015706 | 0.0024501 | 2656.6384 | 40612.5318 | 38752.4158 | 37076.423 | 35279.3384 | 33663.4908 | 32121.6515 | 30732.4308 | 29242.8379 | 29477.9084 | 28127.7751 | 26911.2845 | 25606.9015 | 24434.0664 | 36048.7101 | 36027.7983 | 34281.5403 | 32711.3934 | 42800.27 | 41095.7724 | 41752.8963 | 43556.5169
NSW1 | Grid Battery | 0.0005658 | 0.00055707 | 0.00053298 | 0.00050715 | 0.00048392 | 0.00049455 | 0.00053006 | 0.00058791 | 0.0026924 | 0.0025927 | 0.0024981 | 0.0025748 | 0.0024584 | 0.0023486 | 0.0022877 | 0.0022567 | 0.0024295 | 0.0023205 | 0.0027292 | 0.0026009 | 0.0041636 | 0.0039789 | 0.0038097 | 0.0038075 | 0.0036362 | 0.0034766 | 0.0033334 | 0.0043541 | 0.0041752
NSW1 | Pumped Hydro | 0 | 0 | 0.00054198 | 0.00058378 | 0.00055704 | 0.00055033 | 0.00056252 | 0.00058084 | 22893.9923 | 21845.4125 | 20900.6261 | 19887.5784 | 18976.6969 | 18107.5352 | 17324.4073 | 16484.6978 | 15729.6736 | 15009.2306 | 14360.1007 | 13664.0703 | 13038.2353 | 12441.0642 | 11903.004 | 11326.0685 | 10807.3172 | 10312.3256 | 9866.3306 | 9388.1121 | 8958.1222
NSW1 | VPP | 0 | 0 | 0 | 0 | 0 | 0 | 0 | 0 | 0 | 0 | 0 | 0 | 0 | 0 | 0 | 0 | 0 | 0 | 0 | 0 | 0 | 0 | 0 | 0 | 0 | 0 | 0 | 0 | 0
Total excluding storage |  | 0.0033837 | 19157.3669 | 36664.0488 | 6841.0508 | 247503.7645 | -50955.4626 | -32774.1928 | -16567.6436 | 71689.38 | 68405.8969 | 65447.4285 | 411227.484 | 113877.6289 | 108661.8596 | 148757.3354 | 141547.1062 | 137949.383 | 132671.4174 | 131307.5364 | 124943.0946 | 136604.7467 | 147331.5319 | 142497.779 | 141011.8387 | 138657.3523 | 143893.7425 | 140543.482 | 139887.1 | 137196.0242
Region | Technology | 2021-22 | 2022-23 | 2023-24 | 2024-25 | 2025-26 | 2026-27 | 2027-28 | 2028-29 | 2029-30 | 2030-31 | 2031-32 | 2032-33 | 2033-34 | 2034-35 | 2035-36 | 2036-37 | 2037-38 | 2038-39 | 2039-40 | 2040-41 | 2041-42 | 2042-43 | 2043-44 | 2044-45 | 2045-46 | 2046-47 | 2047-48 | 2048-49 | 2049-50
QLD1 | Black Coal | 0 | 0 | 0 | -71784.4241 | -68496.4648 | 317943.1619 | 58630.3207 | -61277.0462 | -58470.4639 | -55792.4274 | 330057.1052 | 110068.1799 | 252742.9973 | -46246.0177 | -1412.7074 | -0.0030869 | -0.00022103 | -0.0002109 | -0.00020178 | -0.000192 | 239835.4418 | 0 | 0 | 0 | 0 | 0 | 0 | 0 | 0
QLD1 | Brown Coal | 0 | 0 | 0 | 0 | 0 | 0 | 0 | 0 | 0 | 0 | 0 | 0 | 0 | 0 | 0 | 0 | 0 | 0 | 0 | 0 | 0 | 0 | 0 | 0 | 0 | 0 | 0 | 0 | 0
QLD1 | CCGT | 4.34e-05 | 4.2732e-05 | 4.3637e-05 | 4.8841e-05 | 4.6604e-05 | 4.4469e-05 | 4.2546e-05 | 4.5703e-05 | 4.361e-05 | 4.2379e-05 | 4.622e-05 | 6.1359e-05 | 6.269e-05 | 5.9819e-05 | 5.7232e-05 | 5.9259e-05 | 0.00010228 | 9.7591e-05 | 0.00013233 | 0.00012591 | 0.00012698 | 0.00016288 | 0.00015584 | 0.00014828 | 0.00014981 | 0.00014344 | 0.00013724 | 0.00013059 | 0.00012461
QLD1 | Gas - Steam | 0 | 0 | 0 | 0 | 0 | 0 | 0 | 0 | 0 | 0 | 0 | 0 | 0 | 0 | 0 | 0 | 0 | 0 | 0 | 0 | 0 | 0 | 0 | 0 | 0 | 0 | 0 | 0 | 0
QLD1 | OCGT / Diesel | 0.00016541 | 0.00016336 | 0.0001563 | 0.00014872 | 0.00014191 | 0.00013541 | 0.00012956 | 0.0001293 | 0.00012704 | 0.00012742 | 0.00013083 | 0.00014464 | 0.00014433 | 0.00014066 | 0.00013984 | 0.00014522 | 0.0002037 | 0.00019437 | 1027.3805 | 977.5837 | 932.8088 | 1088.6621 | 1041.5788 | 991.0938 | 2411.2498 | 6520.0988 | 6238.1128 | 6440.2343 | 6145.2618
QLD1 | Hydro | 0 | 0 | 0 | 0 | 0 | 0 | 0 | 0 | 0 | 0 | 0 | 0 | 0 | 0 | 0 | 0 | 0 | 0 | 0 | 0 | 0 | 0 | 0 | 0 | 0 | 0 | 0 | 0 | 0
QLD1 | Wind | 0.0051243 | 0.0050264 | 0.0050219 | 5677.0121 | 8981.2703 | 9377.8763 | 19848.2754 | 29214.4812 | 38729.0301 | 36955.1814 | 35356.9166 | 33643.1762 | 32216.7937 | 34312.5589 | 32828.5843 | 41506.2184 | 65984.3711 | 62962.1861 | 60239.1513 | 57319.3754 | 59701.2562 | 70037.6496 | 67008.6101 | 65740.0389 | 66148.8656 | 68906.722 | 65926.5936 | 62731.1488 | 70883.5164
QLD1 | Solar PV | 0.00045913 | 0.00065692 | 0.00071035 | 0.00076644 | 0.00073133 | 0.00071183 | 0.0010294 | 0.00098971 | 0.0016568 | 0.0015809 | 0.0015126 | 0.0014392 | 0.0013787 | 0.0013155 | 0.0012595 | 0.0012037 | 277.3384 | 264.6359 | 253.1907 | 240.9209 | 1525.2117 | 14087.1209 | 13477.8707 | 12824.6019 | 12237.2156 | 21701.5667 | 20763.0014 | 19756.6241 | 18851.7406
QLD1 | Grid Battery | 0.00027184 | 0.00025938 | 0.00024817 | 0.00023614 | 0.00023195 | 0.00022282 | 0.00027761 | 0.00035869 | 0.00046743 | 0.00046609 | 0.00046978 | 0.00072702 | 0.0010161 | 0.0009734 | 0.00093521 | 0.00089507 | 0.0047428 | 0.0045271 | 0.0043339 | 0.0041275 | 0.013851 | 0.013302 | 0.012728 | 280.5341 | 267.6852 | 1306.0518 | 1249.5667 | 1189.0006 | 1134.5425
QLD1 | Pumped Hydro | 0 | 0 | 0.00023808 | 0.00027784 | 0.0002691 | 0.00027054 | 0.00027302 | 0.00030196 | 0.00029052 | 0.00029242 | 0.00031206 | 0.00063801 | 0.0010837 | 0.0010352 | 0.0009943 | 0.00094923 | 7007.7707 | 6686.8041 | 6397.6083 | 6087.5179 | 6553.6665 | 11313.2001 | 10823.9186 | 10299.2861 | 9827.563 | 15135.3905 | 14480.8041 | 13778.9233 | 13147.8277
QLD1 | VPP | 0 | 0 | 0 | 0 | 0 | 0 | 0 | 0 | 0 | 0 | 0 | 0 | 0 | 0 | 0 | 0 | 0 | 0 | 0 | 0 | 0 | 0 | 0 | 0 | 0 | 0 | 0 | 0 | 0
Total excluding storage |  | 0.0057922 | 0.0058895 | 0.0059321 | -66107.411 | -59515.1936 | 327321.039 | 78478.5973 | -32062.5638 | -19741.432 | -18837.2442 | 365414.0235 | 143711.3577 | 284959.7926 | -11933.4573 | 31415.8784 | 41506.2167 | 66261.7096 | 63226.8221 | 61519.7226 | 58537.8798 | 301994.7188 | 85213.4327 | 81528.0598 | 79555.7347 | 80797.3312 | 97128.3877 | 92927.7079 | 88928.0074 | 95880.5189
Region | Technology | 2021-22 | 2022-23 | 2023-24 | 2024-25 | 2025-26 | 2026-27 | 2027-28 | 2028-29 | 2029-30 | 2030-31 | 2031-32 | 2032-33 | 2033-34 | 2034-35 | 2035-36 | 2036-37 | 2037-38 | 2038-39 | 2039-40 | 2040-41 | 2041-42 | 2042-43 | 2043-44 | 2044-45 | 2045-46 | 2046-47 | 2047-48 | 2048-49 | 2049-50
VIC1 | Black Coal | 0 | 0 | 0 | 0 | 0 | 0 | 0 | 0 | 0 | 0 | 0 | 0 | 0 | 0 | 0 | 0 | 0 | 0 | 0 | 0 | 0 | 0 | 0 | 0 | 0 | 0 | 0 | 0 | 0
VIC1 | Brown Coal | 0 | 0 | 0 | -131812.2206 | -130089.0303 | -146037.8945 | 165115.9639 | 447423.1427 | -93339.443 | -68541.0175 | -32788.3478 | -0.0040077 | -0.0038242 | -0.003649 | -0.0034912 | -0.003322 | 190672.8153 | 363063.5483 | -0.0028938 | -0.0027536 | -0.0026275 | -0.0025071 | -0.0023987 | -0.0022824 | -0.0021779 | -0.0020781 | -0.0014752 | 0 | 0
VIC1 | CCGT | 3.5694e-05 | 3.4059e-05 | 3.3985e-05 | 3.7138e-05 | 3.5437e-05 | 3.3814e-05 | 3.4453e-05 | 3.5722e-05 | 3.4086e-05 | 3.2525e-05 | 3.3652e-05 | 5.1246e-05 | 4.8898e-05 | 4.7346e-05 | 4.5299e-05 | 4.3103e-05 | 6.9087e-05 | 6.5923e-05 | 8.8247e-05 | 8.397e-05 | 8.8423e-05 | 8.4373e-05 | 8.0724e-05 | 7.9399e-05 | 7.5762e-05 | 7.2292e-05 | 7.0709e-05 | 0.00018983 | 0.00018114
VIC1 | Gas - Steam | 0 | 0 | 0 | 0 | 0 | 0 | 0 | 0 | 0 | 0 | 0 | 0 | 0 | 0 | 0 | 0 | 0 | 0 | 0 | 0 | 0 | 0 | 0 | 0 | 0 | 0 | 0 | 0 | 0
VIC1 | OCGT / Diesel | 0.00015861 | 0.00015434 | 0.00014767 | 0.00014051 | 0.00013407 | 0.00012793 | 0.0001224 | 0.00012019 | 0.0001194 | 0.00011936 | 0.00012056 | 0.00014336 | 0.00013679 | 0.00013115 | 0.00012735 | 0.00012516 | 0.00019286 | 0.00018403 | 0.00028527 | 0.00027145 | 0.00043382 | 0.00041395 | 0.00039738 | 0.001884 | 0.0017977 | 0.0017154 | 0.0016415 | 1556.4677 | 1485.1791
VIC1 | Hydro | 0 | 0 | 0 | 0 | 0 | 0 | 0 | 0 | 0 | 0 | 0 | 0 | 0 | 0 | 0 | 0 | 0 | 0 | 0 | 0 | 0 | 0 | 0 | 0 | 0 | 0 | 0 | 0 | 0
VIC1 | Wind | 0.001881 | 0.0018435 | 0.0018625 | 0.0021546 | 0.0020559 | 0.0019617 | 0.0020268 | 0.0022082 | 0.002136 | 0.0020881 | 0.002246 | 2748.691 | 9346.5236 | 8918.4486 | 8719.2716 | 15078.4172 | 40184.8179 | 38344.2964 | 36686.2972 | 34908.1229 | 35825.7032 | 39602.1484 | 45286.492 | 43091.4676 | 44096.0895 | 54309.0467 | 59351.0496 | 59189.4505 | 61598.1913
VIC1 | Solar PV | 0.00012503 | 0.000141 | 0.00014621 | 0.00025927 | 0.00024739 | 0.00023606 | 0.00026719 | 0.00028098 | 0.00028353 | 0.00030415 | 0.00034243 | 0.00056359 | 0.00060511 | 0.00063872 | 0.00061908 | 0.00067087 | 0.0015457 | 0.0014786 | 0.0014201 | 0.0013549 | 0.001302 | 0.0018175 | 0.0017756 | 0.0016895 | 0.0029944 | 0.0082572 | 1951.3531 | 10684.1484 | 10194.7982
VIC1 | Grid Battery | 0.0002582 | 0.00025594 | 0.00024487 | 0.000233 | 0.0002283 | 0.00023831 | 0.00024386 | 0.00027092 | 0.00040255 | 0.00040459 | 0.00040285 | 0.00060307 | 0.00057679 | 0.00055308 | 0.00056301 | 0.00062689 | 0.0009587 | 0.00091783 | 0.0011429 | 0.001091 | 0.0027743 | 0.0026507 | 0.002537 | 0.00242 | 0.0023113 | 0.0022099 | 0.0021181 | 0.0027583 | 0.0026382
VIC1 | Pumped Hydro | 0 | 0 | 0.00025936 | 0.00029247 | 0.00028137 | 0.00028864 | 0.00027615 | 0.00028088 | 0.0002726 | 0.00026751 | 0.00028123 | 0.00048904 | 0.00046771 | 0.00044629 | 0.00043083 | 0.00047396 | 0.0019562 | 0.0018689 | 0.0028194 | 0.0026827 | 545.9204 | 520.9164 | 498.3874 | 474.2307 | 452.5102 | 431.7846 | 413.1104 | 3203.8931 | 3057.1499
VIC1 | VPP | 0 | 0 | 0 | 0 | 0 | 0 | 0 | 0 | 0 | 0 | 0 | 0 | 0 | 0 | 0 | 0 | 0 | 0 | 0 | 0 | 0 | 0 | 0 | 0 | 0 | 0 | 0 | 0 | 0
Total excluding storage |  | 0.0022003 | 0.0021729 | 0.0021903 | -131812.218 | -130089.0278 | -146037.8922 | 165115.9663 | 447423.1453 | -93339.4404 | -68541.0149 | -32788.3451 | 2748.6878 | 9346.5205 | 8918.4457 | 8719.2689 | 15078.4147 | 230857.6351 | 401407.8464 | 36686.2961 | 34908.1218 | 35825.7024 | 39602.1482 | 45286.4919 | 43091.4689 | 44096.0922 | 54309.0546 | 61302.403 | 71430.0668 | 73278.1688
Region | Technology | 2021-22 | 2022-23 | 2023-24 | 2024-25 | 2025-26 | 2026-27 | 2027-28 | 2028-29 | 2029-30 | 2030-31 | 2031-32 | 2032-33 | 2033-34 | 2034-35 | 2035-36 | 2036-37 | 2037-38 | 2038-39 | 2039-40 | 2040-41 | 2041-42 | 2042-43 | 2043-44 | 2044-45 | 2045-46 | 2046-47 | 2047-48 | 2048-49 | 2049-50
SA1 | Black Coal | 0 | 0 | 0 | 0 | 0 | 0 | 0 | 0 | 0 | 0 | 0 | 0 | 0 | 0 | 0 | 0 | 0 | 0 | 0 | 0 | 0 | 0 | 0 | 0 | 0 | 0 | 0 | 0 | 0
SA1 | Brown Coal | 0 | 0 | 0 | 0 | 0 | 0 | 0 | 0 | 0 | 0 | 0 | 0 | 0 | 0 | 0 | 0 | 0 | 0 | 0 | 0 | 0 | 0 | 0 | 0 | 0 | 0 | 0 | 0 | 0
SA1 | CCGT | 3.5037e-05 | 3.3432e-05 | 4.0352e-05 | 3.8396e-05 | 3.6637e-05 | 3.4959e-05 | 3.3447e-05 | 3.5496e-05 | 3.387e-05 | 3.2994e-05 | 3.4771e-05 | 5.4575e-05 | 5.2075e-05 | 5.2977e-05 | 5.0686e-05 | 4.8986e-05 | 8.4798e-05 | 8.0915e-05 | 8.737e-05 | 8.3135e-05 | 0.00012499 | 0.00011927 | 0.00011411 | 0.00010858 | 0.00010361 | 9.886e-05 | 9.4584e-05 | 0.00010841 | 0.00010345
SA1 | Gas - Steam | 0 | 0 | 0 | 0 | 0 | 0 | 0 | 0 | 0 | 0 | 0 | 0 | 0 | 0 | 0 | 0 | 0 | 0 | 0 | 0 | 0 | 0 | 0 | 0 | 0 | 0 | 0 | 0 | 0
SA1 | OCGT / Diesel | 0.00015852 | 0.00015519 | 0.00014847 | 0.00014128 | 0.00013481 | 0.00012863 | 0.00012307 | 0.00012042 | 0.00011952 | 0.00011975 | 0.00012123 | 0.0001473 | 0.00014055 | 0.00013562 | 0.00013419 | 0.00013326 | 0.00028929 | 0.00027604 | 0.00078502 | 0.00074697 | 1388.8195 | 1325.2094 | 1267.8958 | 2338.4682 | 2231.3628 | 2129.1629 | 2037.0793 | 1938.3426 | 1849.5636
SA1 | Hydro | 0 | 0 | 0 | 0 | 0 | 0 | 0 | 0 | 0 | 0 | 0 | 0 | 0 | 0 | 0 | 0 | 0 | 0 | 0 | 0 | 0 | 0 | 0 | 0 | 0 | 0 | 0 | 0 | 0
SA1 | Wind | 0.0032522 | 0.0031236 | 0.0036869 | 0.0035556 | 0.0033927 | 0.0032373 | 0.0032045 | 0.0035824 | 0.0034262 | 0.003381 | 0.0036311 | 7504.1982 | 7160.4961 | 6832.5346 | 12610.3341 | 14859.5976 | 24766.6444 | 27837.3375 | 28918.7157 | 27517.0332 | 26256.7126 | 25054.1153 | 23970.5587 | 23157.0377 | 24331.639 | 24109.9423 | 23067.2186 | 25141.0165 | 23989.5195
SA1 | Solar PV | 0.00042843 | 0.00058784 | 0.00068744 | 0.00070812 | 0.00067569 | 0.00064474 | 0.00070737 | 0.00076059 | 0.00076094 | 0.00081294 | 0.00095843 | 0.0015625 | 0.0016905 | 0.0019095 | 0.0018283 | 0.0018649 | 0.0028602 | 0.0027349 | 0.0026187 | 0.0024967 | 0.002384 | 0.0025155 | 1116.2343 | 1062.1308 | 1013.4836 | 967.0646 | 925.2403 | 880.3942 | 2140.1343
SA1 | Grid Battery | 0.00027837 | 0.0002708 | 0.00025909 | 0.00024653 | 0.00023524 | 0.00024747 | 0.00025913 | 0.00029088 | 0.00043937 | 0.00042838 | 0.0004239 | 0.0006527 | 0.00062475 | 0.00060011 | 0.00062498 | 0.00072645 | 0.0013754 | 0.0013162 | 0.0014627 | 0.001397 | 0.030474 | 0.029081 | 0.027826 | 368.5998 | 351.7173 | 335.6081 | 321.0935 | 305.5302 | 291.5365
SA1 | Pumped Hydro | 0 | 0 | 0.00019818 | 0.00018857 | 0.00017993 | 0.00017546 | 0.00017138 | 0.00017493 | 0.00017044 | 0.00017138 | 0.00017587 | 0.00023439 | 0.00022487 | 0.00021457 | 0.00022432 | 0.00023996 | 0.00036504 | 0.00034965 | 0.00033671 | 0.00032116 | 0.00050856 | 0.00048661 | 0.00046556 | 0.00059126 | 0.00056476 | 0.0005389 | 0.00051626 | 0.00049258 | 0.00047045
SA1 | VPP | 0 | 0 | 0 | 0 | 0 | 0 | 0 | 0 | 0 | 0 | 0 | 0 | 0 | 0 | 0 | 0 | 0 | 0 | 0 | 0 | 0 | 0 | 0 | 0 | 0 | 0 | 0 | 0 | 0
Total excluding storage |  | 0.0038742 | 0.0039 | 0.0045631 | 0.0044434 | 0.0042399 | 0.0040457 | 0.0040683 | 0.0044989 | 0.0043405 | 0.0043466 | 0.0047455 | 7504.1999 | 7160.498 | 6832.5367 | 12610.3361 | 14859.5997 | 24766.6476 | 27837.3406 | 28918.7192 | 27517.0365 | 27645.5346 | 26379.3274 | 26354.689 | 26557.6367 | 27576.4855 | 27206.1699 | 26029.5383 | 27959.7534 | 27979.2175
Region | Technology | 2021-22 | 2022-23 | 2023-24 | 2024-25 | 2025-26 | 2026-27 | 2027-28 | 2028-29 | 2029-30 | 2030-31 | 2031-32 | 2032-33 | 2033-34 | 2034-35 | 2035-36 | 2036-37 | 2037-38 | 2038-39 | 2039-40 | 2040-41 | 2041-42 | 2042-43 | 2043-44 | 2044-45 | 2045-46 | 2046-47 | 2047-48 | 2048-49 | 2049-50
TAS1 | Black Coal | 0 | 0 | 0 | 0 | 0 | 0 | 0 | 0 | 0 | 0 | 0 | 0 | 0 | 0 | 0 | 0 | 0 | 0 | 0 | 0 | 0 | 0 | 0 | 0 | 0 | 0 | 0 | 0 | 0
TAS1 | Brown Coal | 0 | 0 | 0 | 0 | 0 | 0 | 0 | 0 | 0 | 0 | 0 | 0 | 0 | 0 | 0 | 0 | 0 | 0 | 0 | 0 | 0 | 0 | 0 | 0 | 0 | 0 | 0 | 0 | 0
TAS1 | CCGT | 3.2779e-05 | 3.1277e-05 | 2.9925e-05 | 2.8474e-05 | 2.717e-05 | 2.5926e-05 | 2.5662e-05 | 2.5436e-05 | 2.528e-05 | 2.4122e-05 | 2.3079e-05 | 2.2773e-05 | 2.2588e-05 | 2.2253e-05 | 2.211e-05 | 2.1887e-05 | 2.1911e-05 | 2.1823e-05 | 2.3154e-05 | 2.2031e-05 | 2.2741e-05 | 2.1699e-05 | 2.1651e-05 | 2.1642e-05 | 2.1529e-05 | 2.1609e-05 | 2.1692e-05 | 2.1944e-05 | 2.1616e-05
TAS1 | Gas - Steam | 0 | 0 | 0 | 0 | 0 | 0 | 0 | 0 | 0 | 0 | 0 | 0 | 0 | 0 | 0 | 0 | 0 | 0 | 0 | 0 | 0 | 0 | 0 | 0 | 0 | 0 | 0 | 0 | 0
TAS1 | OCGT / Diesel | 0.00016089 | 0.00015503 | 0.00014832 | 0.00014113 | 0.00013467 | 0.0001285 | 0.00012294 | 0.0001196 | 0.00011955 | 0.00011974 | 0.00011996 | 0.00012154 | 0.00012074 | 0.00012038 | 0.00012091 | 0.00012085 | 0.0001212 | 0.00012165 | 0.00015795 | 0.00015029 | 0.00014493 | 0.00013829 | 0.00013282 | 0.00012818 | 0.00012424 | 0.00012331 | 0.00012402 | 0.00013126 | 0.00012658
TAS1 | Hydro | 0 | 0 | 0 | 0 | 0 | 0 | 0 | 0 | 0 | 0 | 0 | 0 | 0 | 0 | 0 | 0 | 0 | 0 | 0 | 0 | 0 | 0 | 0 | 0 | 0 | 0 | 0 | 0 | 0
TAS1 | Wind | 0.0020236 | 0.0019309 | 3090.8573 | 5882.0933 | 8421.9884 | 10762.3204 | 12905.0408 | 14761.2922 | 16453.2895 | 17922.2435 | 19272.9678 | 20372.5104 | 21379.9734 | 22252.4095 | 23061.6101 | 23629.5434 | 24155.7864 | 24585.9835 | 25044.3602 | 25278.3974 | 24120.6082 | 23015.8475 | 22020.4413 | 20953.1162 | 19993.4315 | 19077.7018 | 18252.6153 | 17367.9158 | 16572.4388
TAS1 | Solar PV | 5.6905e-05 | 7.8797e-05 | 0.00011031 | 0.00012106 | 0.00012081 | 0.00012809 | 0.00014287 | 0.00014833 | 0.00017533 | 0.00022253 | 0.00028096 | 0.00027567 | 0.00027121 | 0.00025878 | 0.00025231 | 0.00024818 | 0.00028637 | 0.00031477 | 0.00032172 | 0.00046033 | 0.00043925 | 0.00041913 | 0.000401 | 0.00038157 | 0.00036409 | 0.00034741 | 0.00033239 | 0.00031628 | 0.00030179
TAS1 | Grid Battery | 0.00026254 | 0.00025052 | 0.00023968 | 0.00022806 | 0.00022663 | 0.00022535 | 0.0002389 | 0.00027112 | 0.00037519 | 0.00038324 | 0.00038667 | 0.00041387 | 0.00040135 | 0.00042541 | 0.00043078 | 0.00044533 | 0.0004589 | 0.00045803 | 0.00060666 | 0.00058236 | 0.00069572 | 0.00066559 | 0.00064092 | 0.00064591 | 0.00063504 | 0.00065001 | 0.00066605 | 0.00073237 | 0.00074542
TAS1 | Pumped Hydro | 0 | 0 | 0.00059646 | 0.00059186 | 0.00061218 | 0.00061416 | 0.00061668 | 0.00062035 | 0.00062717 | 0.00063132 | 0.00064611 | 0.00065593 | 0.00065235 | 0.00065481 | 0.00066479 | 0.00067089 | 0.00067927 | 0.00067769 | 0.00082839 | 0.00079273 | 0.00078045 | 0.00074977 | 0.00072678 | 0.00071382 | 0.00070094 | 0.00069773 | 0.00070146 | 0.00073814 | 0.00071409
TAS1 | VPP | 0 | 0 | 0 | 0 | 0 | 0 | 0 | 0 | 0 | 0 | 0 | 0 | 0 | 0 | 0 | 0 | 0 | 0 | 0 | 0 | 0 | 0 | 0 | 0 | 0 | 0 | 0 | 0 | 0
Total excluding storage |  | 0.0022741 | 0.002196 | 3090.8576 | 5882.0936 | 8421.9887 | 10762.3207 | 12905.0411 | 14761.2925 | 16453.2898 | 17922.2439 | 19272.9683 | 20372.5108 | 21379.9738 | 22252.4099 | 23061.6105 | 23629.5438 | 24155.7868 | 24585.984 | 25044.3607 | 25278.398 | 24120.6088 | 23015.8481 | 22020.4418 | 20953.1167 | 19993.432 | 19077.7023 | 18252.6158 | 17367.9163 | 16572.4392

## BaseCase_Fuel Cost
Fuel cost by technology ($000s) - Base Case, High DER Scenario
Fuel | Real June 2020 dollars discounted to 1 July 2020
Explicitly modelled generation
Region | Technology | 2021-22 | 2022-23 | 2023-24 | 2024-25 | 2025-26 | 2026-27 | 2027-28 | 2028-29 | 2029-30 | 2030-31 | 2031-32 | 2032-33 | 2033-34 | 2034-35 | 2035-36 | 2036-37 | 2037-38 | 2038-39 | 2039-40 | 2040-41 | 2041-42 | 2042-43 | 2043-44 | 2044-45 | 2045-46 | 2046-47 | 2047-48 | 2048-49 | 2049-50
NEM | Black Coal | 1727917.3739 | 1461837.6256 | 1419627.9179 | 1303992.1334 | 1162073.8394 | 991654.8351 | 892028.2449 | 944240.9821 | 692626.553 | 645513.2007 | 594877.6629 | 539082.3051 | 545896.2796 | 491518.7193 | 380290.4716 | 337913.7882 | 269113.9237 | 254508.6794 | 229332.7785 | 212021.4629 | 191035.7448 | 125457.8155 | 96596.8098 | 74381.4784 | 56726.884 | 40090.8383 | 36534.1012 | 33826.5955 | 29494.1521
NEM | Brown Coal | 229247.0344 | 209017.7611 | 201256.104 | 146104.7638 | 144766.3565 | 133592.5164 | 123237.0094 | 115830.5 | 108253.1247 | 105214.039 | 97959.5237 | 92093.9031 | 89741.6404 | 83640.5445 | 84160.3918 | 75563.6524 | 64080.6849 | 64663.0599 | 54547.159 | 55216.5392 | 58301.1829 | 55038.0136 | 49895.8327 | 47032.9255 | 44271.3457 | 43445.5239 | 27751.1529 | 0 | 0
NEM | CCGT | 185248.0286 | 177211.7967 | 138483.4589 | 138954.5598 | 125669.4017 | 122271.5981 | 115999.126 | 118046.2134 | 101935.1774 | 104334.1123 | 114753.4609 | 245140.1201 | 251190.7679 | 239364.1741 | 209197.8367 | 183194.1905 | 195903.0717 | 185943.7019 | 145702.4504 | 141455.1164 | 140106.975 | 153463.1231 | 98416.1015 | 86657.2011 | 46293.4484 | 30884.1037 | 29714.4888 | 28387.2018 | 27189.4875
NEM | Gas - Steam | 85573.5811 | 82291.0653 | 77367.0595 | 13352.4628 | 12102.8355 | 12273.8166 | 11264.2255 | 11685.5724 | 9663.6028 | 9418.6613 | 9137.333 | 23783.8851 | 18148.2919 | 47723.2707 | 6792.423 | 6293.7735 | 24610.1815 | 19637.7585 | 5261.4755 | 5269.2555 | 6185.652 | 6639.3065 | 5964.8955 | 5179.857 | 6438.735 | 0 | 0 | 0 | 0
NEM | OCGT / Diesel | 4463.0225 | 1825.8247 | 9310.3623 | 9108.6157 | 1198.516 | 4163.1494 | 2593.0733 | 5922.1084 | 427.6632 | 409.1264 | 2400.2952 | 37105.1768 | 22368.4535 | 30382.7367 | 29121.7368 | 34599.3031 | 138682.7756 | 139866.3967 | 260280.2671 | 274036.9359 | 194040.4743 | 277116.8759 | 348529.4248 | 203675.4093 | 244967.7247 | 325865.9475 | 393700.6117 | 530662.2821 | 475885.1922
NEM | Hydro | 0 | 0 | 0 | 0 | 0 | 0 | 0 | 0 | 0 | 0 | 0 | 0 | 0 | 0 | 0 | 0 | 0 | 0 | 0 | 0 | 0 | 0 | 0 | 0 | 0 | 0 | 0 | 0 | 0
NEM | Wind | 0 | 0 | 0 | 0 | 0 | 0 | 0 | 0 | 0 | 0 | 0 | 0 | 0 | 0 | 0 | 0 | 0 | 0 | 0 | 0 | 0 | 0 | 0 | 0 | 0 | 0 | 0 | 0 | 0
NEM | Solar PV | 0 | 0 | 0 | 0 | 0 | 0 | 0 | 0 | 0 | 0 | 0 | 0 | 0 | 0 | 0 | 0 | 0 | 0 | 0 | 0 | 0 | 0 | 0 | 0 | 0 | 0 | 0 | 0 | 0
NEM | Grid Battery | 0 | 0 | 0 | 0 | 0 | 0 | 0 | 0 | 0 | 0 | 0 | 0 | 0 | 0 | 0 | 0 | 0 | 0 | 0 | 0 | 0 | 0 | 0 | 0 | 0 | 0 | 0 | 0 | 0
NEM | Pumped Hydro | 0 | 0 | 0 | 0 | 0 | 0 | 0 | 0 | 0 | 0 | 0 | 0 | 0 | 0 | 0 | 0 | 0 | 0 | 0 | 0 | 0 | 0 | 0 | 0 | 0 | 0 | 0 | 0 | 0
NEM | VPP | 0 | 0 | 0 | 0 | 0 | 0 | 0 | 0 | 0 | 0 | 0 | 0 | 0 | 0 | 0 | 0 | 0 | 0 | 0 | 0 | 0 | 0 | 0 | 0 | 0 | 0 | 0 | 0 | 0
Total excluding storage |  | 2232449.0406 | 1932184.0734 | 1846044.9026 | 1611512.5355 | 1445810.9491 | 1263955.9156 | 1145121.6791 | 1195725.3762 | 912906.1212 | 864889.1397 | 819128.2757 | 937205.3903 | 927345.4334 | 892629.4452 | 709562.8598 | 637564.7076 | 692390.6374 | 664619.5964 | 695124.1305 | 687999.3098 | 589670.0291 | 617715.1346 | 599403.0642 | 416926.8713 | 398698.1379 | 440286.4134 | 487700.3547 | 592876.0794 | 532568.8319
Region | Technology | 2021-22 | 2022-23 | 2023-24 | 2024-25 | 2025-26 | 2026-27 | 2027-28 | 2028-29 | 2029-30 | 2030-31 | 2031-32 | 2032-33 | 2033-34 | 2034-35 | 2035-36 | 2036-37 | 2037-38 | 2038-39 | 2039-40 | 2040-41 | 2041-42 | 2042-43 | 2043-44 | 2044-45 | 2045-46 | 2046-47 | 2047-48 | 2048-49 | 2049-50
NSW1 | Black Coal | 915065.6535 | 744912.8372 | 700326.711 | 698396.4282 | 581536.4627 | 450475.9093 | 413353.6688 | 481478.6638 | 277972.7458 | 262773.2033 | 233648.0153 | 170515.0686 | 185654.6328 | 162800.1445 | 68856.04 | 78931.7994 | 82494.4746 | 76185.6568 | 67795.1183 | 56832.9283 | 46998.4023 | 0 | 0 | 0 | 0 | 0 | 0 | 0 | 0
NSW1 | Brown Coal | 0 | 0 | 0 | 0 | 0 | 0 | 0 | 0 | 0 | 0 | 0 | 0 | 0 | 0 | 0 | 0 | 0 | 0 | 0 | 0 | 0 | 0 | 0 | 0 | 0 | 0 | 0 | 0 | 0
NSW1 | CCGT | 2333.6911 | 2209.6096 | 6448.5136 | 4069.8881 | 3757.8063 | 3599.0007 | 3490.1631 | 3391.8547 | 3221.1979 | 3098.6029 | 2968.2027 | 47511.2878 | 44088.6153 | 45311.7835 | 44771.8735 | 38924.4953 | 59679.3387 | 62145.7833 | 49721.8903 | 44997.3441 | 41321.7532 | 49199.3781 | 3463.4162 | 0.0081592 | 0.0082749 | 0.0081073 | 0.0077666 | 0.00956 | 0.0087496
NSW1 | Gas - Steam | 0 | 0 | 0 | 0 | 0 | 0 | 0 | 0 | 0 | 0 | 0 | 0 | 0 | 0 | 0 | 0 | 0 | 0 | 0 | 0 | 0 | 0 | 0 | 0 | 0 | 0 | 0 | 0 | 0
NSW1 | OCGT / Diesel | 3.7576 | 0.0027618 | 1344.7417 | 5348.4676 | 429.8567 | 1751.6059 | 529.0403 | 683.6204 | 0.0029034 | 0.0028875 | 0.0030366 | 3125.1947 | 1341.699 | 1907.551 | 9034.6679 | 10239.7785 | 40105.4925 | 60600.0301 | 125070.5895 | 143170.2211 | 64573.4812 | 125512.9625 | 167512.5509 | 92632.497 | 93280.2307 | 125997.1091 | 201894.6683 | 263383.8667 | 237368.2496
NSW1 | Hydro | 0 | 0 | 0 | 0 | 0 | 0 | 0 | 0 | 0 | 0 | 0 | 0 | 0 | 0 | 0 | 0 | 0 | 0 | 0 | 0 | 0 | 0 | 0 | 0 | 0 | 0 | 0 | 0 | 0
NSW1 | Wind | 0 | 0 | 0 | 0 | 0 | 0 | 0 | 0 | 0 | 0 | 0 | 0 | 0 | 0 | 0 | 0 | 0 | 0 | 0 | 0 | 0 | 0 | 0 | 0 | 0 | 0 | 0 | 0 | 0
NSW1 | Solar PV | 0 | 0 | 0 | 0 | 0 | 0 | 0 | 0 | 0 | 0 | 0 | 0 | 0 | 0 | 0 | 0 | 0 | 0 | 0 | 0 | 0 | 0 | 0 | 0 | 0 | 0 | 0 | 0 | 0
NSW1 | Grid Battery | 0 | 0 | 0 | 0 | 0 | 0 | 0 | 0 | 0 | 0 | 0 | 0 | 0 | 0 | 0 | 0 | 0 | 0 | 0 | 0 | 0 | 0 | 0 | 0 | 0 | 0 | 0 | 0 | 0
NSW1 | Pumped Hydro | 0 | 0 | 0 | 0 | 0 | 0 | 0 | 0 | 0 | 0 | 0 | 0 | 0 | 0 | 0 | 0 | 0 | 0 | 0 | 0 | 0 | 0 | 0 | 0 | 0 | 0 | 0 | 0 | 0
NSW1 | VPP | 0 | 0 | 0 | 0 | 0 | 0 | 0 | 0 | 0 | 0 | 0 | 0 | 0 | 0 | 0 | 0 | 0 | 0 | 0 | 0 | 0 | 0 | 0 | 0 | 0 | 0 | 0 | 0 | 0
Total excluding storage |  | 917403.1022 | 747122.4495 | 708119.9663 | 707814.7839 | 585724.1257 | 455826.516 | 417372.8722 | 485554.139 | 281193.9467 | 265871.8091 | 236616.2211 | 221151.5512 | 231084.9471 | 210019.479 | 122662.5815 | 128096.0732 | 182279.3058 | 198931.4702 | 242587.5981 | 245000.4935 | 152893.6367 | 174712.3406 | 170975.9671 | 92632.5052 | 93280.239 | 125997.1172 | 201894.676 | 263383.8763 | 237368.2584
Region | Technology | 2021-22 | 2022-23 | 2023-24 | 2024-25 | 2025-26 | 2026-27 | 2027-28 | 2028-29 | 2029-30 | 2030-31 | 2031-32 | 2032-33 | 2033-34 | 2034-35 | 2035-36 | 2036-37 | 2037-38 | 2038-39 | 2039-40 | 2040-41 | 2041-42 | 2042-43 | 2043-44 | 2044-45 | 2045-46 | 2046-47 | 2047-48 | 2048-49 | 2049-50
QLD1 | Black Coal | 812851.7204 | 716924.7884 | 719301.2069 | 605595.7052 | 580537.3767 | 541178.9257 | 478674.5761 | 462762.3183 | 414653.8072 | 382739.9974 | 361229.6475 | 368567.2365 | 360241.6468 | 328718.5748 | 311434.4316 | 258981.9888 | 186619.4491 | 178323.0226 | 161537.6602 | 155188.5346 | 144037.3426 | 125457.8155 | 96596.8098 | 74381.4784 | 56726.884 | 40090.8383 | 36534.1012 | 33826.5955 | 29494.1521
QLD1 | Brown Coal | 0 | 0 | 0 | 0 | 0 | 0 | 0 | 0 | 0 | 0 | 0 | 0 | 0 | 0 | 0 | 0 | 0 | 0 | 0 | 0 | 0 | 0 | 0 | 0 | 0 | 0 | 0 | 0 | 0
QLD1 | CCGT | 89909.457 | 87629.1647 | 92244.2925 | 103962.3368 | 92411.0128 | 90365.3949 | 85402.3664 | 88437.746 | 73836.055 | 77427.791 | 88994.0797 | 149459.0418 | 160196.8103 | 136598.1322 | 125412.4011 | 106258.2252 | 136223.7238 | 123797.9097 | 95980.5498 | 96457.7626 | 98785.2097 | 104263.7331 | 94952.6738 | 86657.1824 | 46293.4297 | 30884.0854 | 29714.4711 | 28387.1748 | 27189.4625
QLD1 | Gas - Steam | 2287.0618 | 2233.632 | 4294.073 | 4366.879 | 4342.176 | 4170.3955 | 3824.5622 | 3557.9328 | 3422.1965 | 3453.803 | 3454.3455 | 3332.5502 | 3652.732 | 3009.4532 | 2905.379 | 3240.5175 | 7640.5555 | 6065.8155 | 5261.4755 | 5269.2555 | 6185.652 | 6639.3065 | 5964.8955 | 5179.857 | 6438.735 | 0 | 0 | 0 | 0
QLD1 | OCGT / Diesel | 0.0049196 | 0.0048396 | 52.8019 | 2570.7488 | 480.885 | 850.6464 | 1177.3742 | 4066.3892 | 427.643 | 312.2629 | 2334.3582 | 16173.934 | 8820.8205 | 5191.8096 | 4986.736 | 12137.4463 | 57430.0507 | 42517.509 | 67964.3294 | 67210.4518 | 62719.566 | 83300.0101 | 78017.8892 | 70643.4057 | 107365.7692 | 157578.6677 | 136726.1306 | 128265.163 | 103326.683
QLD1 | Hydro | 0 | 0 | 0 | 0 | 0 | 0 | 0 | 0 | 0 | 0 | 0 | 0 | 0 | 0 | 0 | 0 | 0 | 0 | 0 | 0 | 0 | 0 | 0 | 0 | 0 | 0 | 0 | 0 | 0
QLD1 | Wind | 0 | 0 | 0 | 0 | 0 | 0 | 0 | 0 | 0 | 0 | 0 | 0 | 0 | 0 | 0 | 0 | 0 | 0 | 0 | 0 | 0 | 0 | 0 | 0 | 0 | 0 | 0 | 0 | 0
QLD1 | Solar PV | 0 | 0 | 0 | 0 | 0 | 0 | 0 | 0 | 0 | 0 | 0 | 0 | 0 | 0 | 0 | 0 | 0 | 0 | 0 | 0 | 0 | 0 | 0 | 0 | 0 | 0 | 0 | 0 | 0
QLD1 | Grid Battery | 0 | 0 | 0 | 0 | 0 | 0 | 0 | 0 | 0 | 0 | 0 | 0 | 0 | 0 | 0 | 0 | 0 | 0 | 0 | 0 | 0 | 0 | 0 | 0 | 0 | 0 | 0 | 0 | 0
QLD1 | Pumped Hydro | 0 | 0 | 0 | 0 | 0 | 0 | 0 | 0 | 0 | 0 | 0 | 0 | 0 | 0 | 0 | 0 | 0 | 0 | 0 | 0 | 0 | 0 | 0 | 0 | 0 | 0 | 0 | 0 | 0
QLD1 | VPP | 0 | 0 | 0 | 0 | 0 | 0 | 0 | 0 | 0 | 0 | 0 | 0 | 0 | 0 | 0 | 0 | 0 | 0 | 0 | 0 | 0 | 0 | 0 | 0 | 0 | 0 | 0 | 0 | 0
Total excluding storage |  | 905048.2441 | 806787.59 | 815892.3743 | 716495.6698 | 677771.4505 | 636565.3625 | 569078.879 | 558824.3863 | 492339.7017 | 463933.8543 | 456012.4309 | 537532.7625 | 532912.0097 | 473517.9698 | 444738.9477 | 380618.1778 | 387913.7792 | 350704.2568 | 330744.0148 | 324126.0045 | 311727.7703 | 319660.8651 | 275532.2683 | 236861.9236 | 216824.8179 | 228553.5914 | 202974.703 | 190478.9333 | 160010.2976
Region | Technology | 2021-22 | 2022-23 | 2023-24 | 2024-25 | 2025-26 | 2026-27 | 2027-28 | 2028-29 | 2029-30 | 2030-31 | 2031-32 | 2032-33 | 2033-34 | 2034-35 | 2035-36 | 2036-37 | 2037-38 | 2038-39 | 2039-40 | 2040-41 | 2041-42 | 2042-43 | 2043-44 | 2044-45 | 2045-46 | 2046-47 | 2047-48 | 2048-49 | 2049-50
VIC1 | Black Coal | 0 | 0 | 0 | 0 | 0 | 0 | 0 | 0 | 0 | 0 | 0 | 0 | 0 | 0 | 0 | 0 | 0 | 0 | 0 | 0 | 0 | 0 | 0 | 0 | 0 | 0 | 0 | 0 | 0
VIC1 | Brown Coal | 229247.0344 | 209017.7611 | 201256.104 | 146104.7638 | 144766.3565 | 133592.5164 | 123237.0094 | 115830.5 | 108253.1247 | 105214.039 | 97959.5237 | 92093.9031 | 89741.6404 | 83640.5445 | 84160.3918 | 75563.6524 | 64080.6849 | 64663.0599 | 54547.159 | 55216.5392 | 58301.1829 | 55038.0136 | 49895.8327 | 47032.9255 | 44271.3457 | 43445.5239 | 27751.1529 | 0 | 0
VIC1 | CCGT | 0.0014623 | 0.0014338 | 0.0014894 | 0.0016775 | 0.0016172 | 0.0015404 | 0.0015696 | 0.0016565 | 0.0015973 | 0.0015597 | 0.0016446 | 0.0025913 | 0.0024939 | 0.0024759 | 0.0023634 | 0.0022899 | 0.0037088 | 0.0035781 | 0.0047227 | 0.0044286 | 0.0046873 | 0.0046194 | 0.0044449 | 0.0040837 | 0.0041047 | 0.0039589 | 0.0039206 | 0.01066 | 0.0099387
VIC1 | Gas - Steam | 731.4183 | 241.5083 | 815.8665 | 1193.6821 | 292.7568 | 1045.992 | 705.9044 | 1567.6988 | 0.0006113 | 66.3149 | 0.00069689 | 3138.1922 | 1592.3245 | 5210.074 | 3887.044 | 3053.256 | 16969.626 | 13571.943 | 0 | 0 | 0 | 0 | 0 | 0 | 0 | 0 | 0 | 0 | 0
VIC1 | OCGT / Diesel | 696.9944 | 0.0042482 | 748.4091 | 195.5958 | 0.0053817 | 420.7633 | 384.5538 | 32.3956 | 0.0053076 | 0.0052232 | 0.0055085 | 3525.2381 | 2085.3041 | 1920.6367 | 2051.5638 | 888.5704 | 5552.3201 | 1655.3546 | 26826.7382 | 26921.0879 | 11833.1525 | 7042.629 | 25629.3281 | 8368.6991 | 8781.2836 | 6411.3197 | 5199.4034 | 78924.4685 | 79075.0206
VIC1 | Hydro | 0 | 0 | 0 | 0 | 0 | 0 | 0 | 0 | 0 | 0 | 0 | 0 | 0 | 0 | 0 | 0 | 0 | 0 | 0 | 0 | 0 | 0 | 0 | 0 | 0 | 0 | 0 | 0 | 0
VIC1 | Wind | 0 | 0 | 0 | 0 | 0 | 0 | 0 | 0 | 0 | 0 | 0 | 0 | 0 | 0 | 0 | 0 | 0 | 0 | 0 | 0 | 0 | 0 | 0 | 0 | 0 | 0 | 0 | 0 | 0
VIC1 | Solar PV | 0 | 0 | 0 | 0 | 0 | 0 | 0 | 0 | 0 | 0 | 0 | 0 | 0 | 0 | 0 | 0 | 0 | 0 | 0 | 0 | 0 | 0 | 0 | 0 | 0 | 0 | 0 | 0 | 0
VIC1 | Grid Battery | 0 | 0 | 0 | 0 | 0 | 0 | 0 | 0 | 0 | 0 | 0 | 0 | 0 | 0 | 0 | 0 | 0 | 0 | 0 | 0 | 0 | 0 | 0 | 0 | 0 | 0 | 0 | 0 | 0
VIC1 | Pumped Hydro | 0 | 0 | 0 | 0 | 0 | 0 | 0 | 0 | 0 | 0 | 0 | 0 | 0 | 0 | 0 | 0 | 0 | 0 | 0 | 0 | 0 | 0 | 0 | 0 | 0 | 0 | 0 | 0 | 0
VIC1 | VPP | 0 | 0 | 0 | 0 | 0 | 0 | 0 | 0 | 0 | 0 | 0 | 0 | 0 | 0 | 0 | 0 | 0 | 0 | 0 | 0 | 0 | 0 | 0 | 0 | 0 | 0 | 0 | 0 | 0
Total excluding storage |  | 230675.4486 | 209259.2751 | 202820.3811 | 147494.0433 | 145059.1202 | 135059.2732 | 124327.4693 | 117430.596 | 108253.1323 | 105280.3606 | 97959.5316 | 98757.336 | 93419.2715 | 90771.2576 | 90099.0019 | 79505.4811 | 86602.6347 | 79890.3611 | 81373.902 | 82137.6316 | 70134.3401 | 62080.6472 | 75525.1652 | 55401.6288 | 53052.6334 | 49856.8476 | 32950.5603 | 78924.4792 | 79075.0305
Region | Technology | 2021-22 | 2022-23 | 2023-24 | 2024-25 | 2025-26 | 2026-27 | 2027-28 | 2028-29 | 2029-30 | 2030-31 | 2031-32 | 2032-33 | 2033-34 | 2034-35 | 2035-36 | 2036-37 | 2037-38 | 2038-39 | 2039-40 | 2040-41 | 2041-42 | 2042-43 | 2043-44 | 2044-45 | 2045-46 | 2046-47 | 2047-48 | 2048-49 | 2049-50
SA1 | Black Coal | 0 | 0 | 0 | 0 | 0 | 0 | 0 | 0 | 0 | 0 | 0 | 0 | 0 | 0 | 0 | 0 | 0 | 0 | 0 | 0 | 0 | 0 | 0 | 0 | 0 | 0 | 0 | 0 | 0
SA1 | Brown Coal | 0 | 0 | 0 | 0 | 0 | 0 | 0 | 0 | 0 | 0 | 0 | 0 | 0 | 0 | 0 | 0 | 0 | 0 | 0 | 0 | 0 | 0 | 0 | 0 | 0 | 0 | 0 | 0 | 0
SA1 | CCGT | 93004.8776 | 87373.0195 | 39790.6498 | 30922.3317 | 29500.5797 | 28307.1996 | 27106.5936 | 26216.6097 | 24877.9216 | 23807.7156 | 22791.1757 | 48169.7867 | 46905.3386 | 57454.2546 | 39013.5585 | 38011.4664 | 0.0042334 | 0.0040457 | 0.0043241 | 0.0040438 | 0.0060667 | 0.0059965 | 0.0058013 | 0.0051449 | 0.0051645 | 0.0050061 | 0.0047966 | 0.0055612 | 0.0051386
SA1 | Gas - Steam | 82555.101 | 79815.925 | 72257.12 | 7791.9017 | 7467.9028 | 7057.4291 | 6733.7589 | 6559.9408 | 6241.4057 | 5898.5435 | 5682.9868 | 17313.1427 | 12903.2354 | 39503.7435 | 0 | 0 | 0 | 0 | 0 | 0 | 0 | 0 | 0 | 0 | 0 | 0 | 0 | 0 | 0
SA1 | OCGT / Diesel | 3762.2638 | 1825.8111 | 7164.4078 | 993.8018 | 287.7672 | 1140.1321 | 502.1033 | 1139.7014 | 0.010318 | 96.8537 | 65.9269 | 14280.8083 | 10120.6283 | 21362.7378 | 13048.7674 | 11333.5062 | 35594.9107 | 35093.5014 | 40418.6085 | 36735.1738 | 54910.4471 | 61261.2731 | 77369.6554 | 32030.8061 | 35540.4399 | 35878.8497 | 49880.4082 | 60077.3879 | 56115.2378
SA1 | Hydro | 0 | 0 | 0 | 0 | 0 | 0 | 0 | 0 | 0 | 0 | 0 | 0 | 0 | 0 | 0 | 0 | 0 | 0 | 0 | 0 | 0 | 0 | 0 | 0 | 0 | 0 | 0 | 0 | 0
SA1 | Wind | 0 | 0 | 0 | 0 | 0 | 0 | 0 | 0 | 0 | 0 | 0 | 0 | 0 | 0 | 0 | 0 | 0 | 0 | 0 | 0 | 0 | 0 | 0 | 0 | 0 | 0 | 0 | 0 | 0
SA1 | Solar PV | 0 | 0 | 0 | 0 | 0 | 0 | 0 | 0 | 0 | 0 | 0 | 0 | 0 | 0 | 0 | 0 | 0 | 0 | 0 | 0 | 0 | 0 | 0 | 0 | 0 | 0 | 0 | 0 | 0
SA1 | Grid Battery | 0 | 0 | 0 | 0 | 0 | 0 | 0 | 0 | 0 | 0 | 0 | 0 | 0 | 0 | 0 | 0 | 0 | 0 | 0 | 0 | 0 | 0 | 0 | 0 | 0 | 0 | 0 | 0 | 0
SA1 | Pumped Hydro | 0 | 0 | 0 | 0 | 0 | 0 | 0 | 0 | 0 | 0 | 0 | 0 | 0 | 0 | 0 | 0 | 0 | 0 | 0 | 0 | 0 | 0 | 0 | 0 | 0 | 0 | 0 | 0 | 0
SA1 | VPP | 0 | 0 | 0 | 0 | 0 | 0 | 0 | 0 | 0 | 0 | 0 | 0 | 0 | 0 | 0 | 0 | 0 | 0 | 0 | 0 | 0 | 0 | 0 | 0 | 0 | 0 | 0 | 0 | 0
Total excluding storage |  | 179322.2424 | 169014.7556 | 119212.1776 | 39708.0353 | 37256.2497 | 36504.7609 | 34342.4557 | 33916.2519 | 31119.3376 | 29803.1127 | 28540.0893 | 79763.7377 | 69929.2023 | 118320.7359 | 52062.3259 | 49344.9727 | 35594.9149 | 35093.5055 | 40418.6128 | 36735.1778 | 54910.4532 | 61261.2791 | 77369.6612 | 32030.8112 | 35540.4451 | 35878.8547 | 49880.413 | 60077.3934 | 56115.2429
Region | Technology | 2021-22 | 2022-23 | 2023-24 | 2024-25 | 2025-26 | 2026-27 | 2027-28 | 2028-29 | 2029-30 | 2030-31 | 2031-32 | 2032-33 | 2033-34 | 2034-35 | 2035-36 | 2036-37 | 2037-38 | 2038-39 | 2039-40 | 2040-41 | 2041-42 | 2042-43 | 2043-44 | 2044-45 | 2045-46 | 2046-47 | 2047-48 | 2048-49 | 2049-50
TAS1 | Black Coal | 0 | 0 | 0 | 0 | 0 | 0 | 0 | 0 | 0 | 0 | 0 | 0 | 0 | 0 | 0 | 0 | 0 | 0 | 0 | 0 | 0 | 0 | 0 | 0 | 0 | 0 | 0 | 0 | 0
TAS1 | Brown Coal | 0 | 0 | 0 | 0 | 0 | 0 | 0 | 0 | 0 | 0 | 0 | 0 | 0 | 0 | 0 | 0 | 0 | 0 | 0 | 0 | 0 | 0 | 0 | 0 | 0 | 0 | 0 | 0 | 0
TAS1 | CCGT | 0.0015202 | 0.0014755 | 0.0014791 | 0.00144 | 0.0013677 | 0.0013165 | 0.00131 | 0.0013089 | 0.0013173 | 0.0013071 | 0.0012648 | 0.0012621 | 0.0012588 | 0.0012491 | 0.0012504 | 0.0012446 | 0.0012486 | 0.0012445 | 0.0013075 | 0.001257 | 0.0012908 | 0.0012512 | 0.0012481 | 0.0012456 | 0.0012388 | 0.0012429 | 0.0012461 | 0.0012585 | 0.0012399
TAS1 | Gas - Steam | 0 | 0 | 0 | 0 | 0 | 0 | 0 | 0 | 0 | 0 | 0 | 0 | 0 | 0 | 0 | 0 | 0 | 0 | 0 | 0 | 0 | 0 | 0 | 0 | 0 | 0 | 0 | 0 | 0
TAS1 | OCGT / Diesel | 0.0018418 | 0.0017498 | 0.0018013 | 0.001781 | 0.0016691 | 0.0016743 | 0.0016698 | 0.0016723 | 0.0016907 | 0.0016849 | 0.0016127 | 0.0016232 | 0.0016143 | 0.0016069 | 0.0016063 | 0.0015947 | 0.001608 | 0.0015829 | 0.0016057 | 0.0012881 | 3.8275 | 0.0012766 | 0.0012775 | 0.0012689 | 0.0012518 | 0.001263 | 0.0012687 | 11.3959 | 0.0012567
TAS1 | Hydro | 0 | 0 | 0 | 0 | 0 | 0 | 0 | 0 | 0 | 0 | 0 | 0 | 0 | 0 | 0 | 0 | 0 | 0 | 0 | 0 | 0 | 0 | 0 | 0 | 0 | 0 | 0 | 0 | 0
TAS1 | Wind | 0 | 0 | 0 | 0 | 0 | 0 | 0 | 0 | 0 | 0 | 0 | 0 | 0 | 0 | 0 | 0 | 0 | 0 | 0 | 0 | 0 | 0 | 0 | 0 | 0 | 0 | 0 | 0 | 0
TAS1 | Solar PV | 0 | 0 | 0 | 0 | 0 | 0 | 0 | 0 | 0 | 0 | 0 | 0 | 0 | 0 | 0 | 0 | 0 | 0 | 0 | 0 | 0 | 0 | 0 | 0 | 0 | 0 | 0 | 0 | 0
TAS1 | Grid Battery | 0 | 0 | 0 | 0 | 0 | 0 | 0 | 0 | 0 | 0 | 0 | 0 | 0 | 0 | 0 | 0 | 0 | 0 | 0 | 0 | 0 | 0 | 0 | 0 | 0 | 0 | 0 | 0 | 0
TAS1 | Pumped Hydro | 0 | 0 | 0 | 0 | 0 | 0 | 0 | 0 | 0 | 0 | 0 | 0 | 0 | 0 | 0 | 0 | 0 | 0 | 0 | 0 | 0 | 0 | 0 | 0 | 0 | 0 | 0 | 0 | 0
TAS1 | VPP | 0 | 0 | 0 | 0 | 0 | 0 | 0 | 0 | 0 | 0 | 0 | 0 | 0 | 0 | 0 | 0 | 0 | 0 | 0 | 0 | 0 | 0 | 0 | 0 | 0 | 0 | 0 | 0 | 0
Total excluding storage |  | 0.0033621 | 0.0032253 | 0.0032804 | 0.0032209 | 0.0030368 | 0.0029908 | 0.0029798 | 0.0029812 | 0.003008 | 0.002992 | 0.0028775 | 0.0028853 | 0.0028732 | 0.0028559 | 0.0028567 | 0.0028393 | 0.0028567 | 0.0028275 | 0.0029132 | 0.0025452 | 3.8288 | 0.0025279 | 0.0025256 | 0.0025145 | 0.0024906 | 0.0025059 | 0.0025148 | 11.3972 | 0.0024965

## BaseCase_Build Cost
New generation build cost (CAPEX) by technology ($000s) - Base Case, High DER Scenario
CAPEX (Install) | Real June 2020 dollars discounted to 1 July 2020. The total capital costs are annualised for modelling purposes.
Explicitly modelled generation
Region | Technology | 2021-22 | 2022-23 | 2023-24 | 2024-25 | 2025-26 | 2026-27 | 2027-28 | 2028-29 | 2029-30 | 2030-31 | 2031-32 | 2032-33 | 2033-34 | 2034-35 | 2035-36 | 2036-37 | 2037-38 | 2038-39 | 2039-40 | 2040-41 | 2041-42 | 2042-43 | 2043-44 | 2044-45 | 2045-46 | 2046-47 | 2047-48 | 2048-49 | 2049-50
NEM | Black Coal | 0 | 0 | 0 | 0 | 0 | 0 | 0 | 0 | 0 | 0 | 0 | 0 | 0 | 0 | 0 | 0 | 0 | 0 | 0 | 0 | 0 | 0 | 0 | 0 | 0 | 0 | 0 | 0 | 0
NEM | Brown Coal | 0 | 0 | 0 | 0 | 0 | 0 | 0 | 0 | 0 | 0 | 0 | 0 | 0 | 0 | 0 | 0 | 0 | 0 | 0 | 0 | 0 | 0 | 0 | 0 | 0 | 0 | 0 | 0 | 0
NEM | CCGT | 0.0023075 | 0.0022321 | 0.0023297 | 0.0024195 | 0.0023087 | 0.0022029 | 0.0021443 | 0.0022321 | 0.0021421 | 0.0020615 | 0.0021489 | 0.0030453 | 0.0029654 | 0.0029474 | 0.0028298 | 0.0027936 | 0.0050131 | 0.0047943 | 0.0058817 | 0.0055966 | 0.0069743 | 0.0071529 | 0.006854 | 0.0065653 | 0.0063718 | 0.0053841 | 0.0051778 | 0.0070921 | 0.0067124
NEM | Gas - Steam | 0 | 0 | 0 | 0 | 0 | 0 | 0 | 0 | 0 | 0 | 0 | 0 | 0 | 0 | 0 | 0 | 0 | 0 | 0 | 0 | 0 | 0 | 0 | 0 | 0 | 0 | 0 | 0 | 0
NEM | OCGT / Diesel | 0.0065816 | 0.00644 | 0.0061615 | 0.0058629 | 0.0055943 | 0.0053381 | 0.0051072 | 0.0050078 | 0.0049623 | 0.0049658 | 0.0050249 | 0.0057501 | 0.0055742 | 0.005418 | 0.0053461 | 0.0053488 | 0.0086434 | 0.0082945 | 19346.5556 | 18408.8331 | 28713.687 | 28765.584 | 27521.509 | 70326.7384 | 77134.0442 | 102414.5037 | 97985.2062 | 115277.526 | 109997.6394
NEM | Hydro | 0 | 0 | 0 | 0 | 0 | 0 | 0 | 0 | 0 | 0 | 0 | 0 | 0 | 0 | 0 | 0 | 0 | 0 | 0 | 0 | 0 | 0 | 0 | 0 | 0 | 0 | 0 | 0 | 0
NEM | Wind | 0.075223 | 90911.1435 | 188682.0607 | 303347.9441 | 400513.4857 | 478101.0263 | 597431.68 | 684637.5996 | 986510.4859 | 951953.6553 | 920905.7989 | 935501.9456 | 934490.4315 | 916544.658 | 914099.1317 | 966713.7018 | 1214751.8621 | 1189529.0294 | 1165891.4582 | 1115708.5646 | 1167366.5712 | 1210496.3103 | 1190175.4349 | 1142382.4941 | 1143279.3637 | 1172025.8866 | 1135762.9104 | 1083724.5905 | 1062613.0794
NEM | Solar PV | 0.0077165 | 0.012001 | 0.013003 | 0.014476 | 0.01646 | 0.016434 | 0.021715 | 10383.5973 | 155608.254 | 148481.159 | 142059.5382 | 135173.9528 | 128982.7804 | 123075.1734 | 117752.3282 | 112044.9043 | 112956.6628 | 107783.0753 | 103121.594 | 98123.325 | 97870.4217 | 171468.0861 | 172163.7556 | 163819.0232 | 156315.8665 | 209117.4765 | 206255.9907 | 229053.674 | 232193.3794
NEM | Grid Battery | 0.01362 | 0.01326 | 0.012687 | 0.012072 | 0.011678 | 0.011733 | 0.01237 | 0.013558 | 0.026532 | 0.02586 | 0.025237 | 0.029322 | 0.029707 | 0.028633 | 0.028172 | 0.028526 | 0.052618 | 0.050356 | 0.053518 | 0.051023 | 0.24103 | 0.23033 | 0.22041 | 2880.1352 | 2748.2207 | 7047.3518 | 6742.5626 | 6415.7596 | 6121.9031
NEM | Pumped Hydro | 0 | 0 | 0.019663 | 0.020712 | 0.020236 | 0.020204 | 0.020154 | 0.020805 | 241735.9802 | 230664.104 | 220688.1751 | 209991.4858 | 200373.5607 | 191196.1459 | 182927.1557 | 174060.7259 | 244213.2378 | 233027.8989 | 222949.7536 | 212143.4371 | 216863.8495 | 262879.8218 | 251510.6027 | 239319.952 | 228358.7329 | 281122.0337 | 268963.8622 | 287395.1065 | 274231.974
NEM | VPP | 0 | 0 | 0 | 0 | 0 | 0 | 0 | 0 | 0 | 0 | 0 | 0 | 0 | 0 | 0 | 0 | 0 | 0 | 0 | 0 | 0 | 0 | 0 | 0 | 0 | 0 | 0 | 0 | 0
Total excluding storage |  | 0.091829 | 90911.1642 | 188682.0822 | 303347.9669 | 400513.51 | 478101.0503 | 597431.709 | 695021.2041 | 1142118.747 | 1100434.8213 | 1062965.3442 | 1070675.9072 | 1063473.2204 | 1039619.8398 | 1031851.468 | 1078758.6142 | 1327708.5385 | 1297312.1178 | 1288359.6137 | 1232240.7284 | 1293950.6869 | 1410729.9875 | 1389860.7064 | 1376528.2624 | 1376729.2808 | 1483557.8722 | 1440004.1125 | 1428055.7976 | 1404804.1049
Region | Technology | 2021-22 | 2022-23 | 2023-24 | 2024-25 | 2025-26 | 2026-27 | 2027-28 | 2028-29 | 2029-30 | 2030-31 | 2031-32 | 2032-33 | 2033-34 | 2034-35 | 2035-36 | 2036-37 | 2037-38 | 2038-39 | 2039-40 | 2040-41 | 2041-42 | 2042-43 | 2043-44 | 2044-45 | 2045-46 | 2046-47 | 2047-48 | 2048-49 | 2049-50
NSW1 | Black Coal | 0 | 0 | 0 | 0 | 0 | 0 | 0 | 0 | 0 | 0 | 0 | 0 | 0 | 0 | 0 | 0 | 0 | 0 | 0 | 0 | 0 | 0 | 0 | 0 | 0 | 0 | 0 | 0 | 0
NSW1 | Brown Coal | 0 | 0 | 0 | 0 | 0 | 0 | 0 | 0 | 0 | 0 | 0 | 0 | 0 | 0 | 0 | 0 | 0 | 0 | 0 | 0 | 0 | 0 | 0 | 0 | 0 | 0 | 0 | 0 | 0
NSW1 | CCGT | 0.00048139 | 0.00047361 | 0.00049073 | 0.0005206 | 0.00049676 | 0.00047401 | 0.00045351 | 0.00046567 | 0.00044434 | 0.00042399 | 0.00044314 | 0.00070072 | 0.00066863 | 0.00069844 | 0.00066824 | 0.00066048 | 0.0016153 | 0.0015413 | 0.0018545 | 0.0017646 | 0.0025607 | 0.0024528 | 0.0023467 | 0.002233 | 0.0021307 | 0.0018841 | 0.0018038 | 0.0022226 | 0.0021042
NSW1 | Gas - Steam | 0 | 0 | 0 | 0 | 0 | 0 | 0 | 0 | 0 | 0 | 0 | 0 | 0 | 0 | 0 | 0 | 0 | 0 | 0 | 0 | 0 | 0 | 0 | 0 | 0 | 0 | 0 | 0 | 0
NSW1 | OCGT / Diesel | 0.0013118 | 0.001299 | 0.0012429 | 0.0011826 | 0.0011284 | 0.0010768 | 0.0010302 | 0.0010009 | 0.00099078 | 0.00099125 | 0.0010024 | 0.0012139 | 0.0011583 | 0.0011213 | 0.0010957 | 0.001085 | 0.0021794 | 0.0020796 | 12238.5306 | 11645.3322 | 12326.9417 | 11762.3489 | 11253.6422 | 46799.4133 | 44655.9287 | 42610.6186 | 40767.7633 | 46457.1148 | 44329.308
NSW1 | Hydro | 0 | 0 | 0 | 0 | 0 | 0 | 0 | 0 | 0 | 0 | 0 | 0 | 0 | 0 | 0 | 0 | 0 | 0 | 0 | 0 | 0 | 0 | 0 | 0 | 0 | 0 | 0 | 0 | 0
NSW1 | Wind | 0.013493 | 90911.0836 | 173256.1823 | 246311.8553 | 314919.9239 | 379360.7224 | 438043.0487 | 471626.5313 | 720239.408 | 687251.3432 | 657528.5933 | 625658.3535 | 597002.2454 | 569658.6309 | 545021.617 | 518604.5615 | 500272.3165 | 481658.1331 | 471497.7428 | 448644.3709 | 498188.0572 | 492031.8731 | 470752.118 | 447934.8853 | 443278.7807 | 422975.9326 | 386889.4297 | 350625.8448 | 309358.4247
NSW1 | Solar PV | 0.0017106 | 0.0039535 | 0.0040338 | 0.0045685 | 0.0069823 | 0.0072712 | 0.010781 | 10383.5863 | 155608.2403 | 148481.1452 | 142059.5238 | 135173.9357 | 128982.763 | 123075.1555 | 117752.3109 | 112044.8871 | 111996.5797 | 106866.9653 | 102245.1045 | 97289.3109 | 92833.3119 | 126382.0277 | 125362.7229 | 119286.4243 | 113822.9239 | 139544.4086 | 133897.1066 | 134324.224 | 137973.2078
NSW1 | Grid Battery | 0.0043884 | 0.0043235 | 0.0041365 | 0.003936 | 0.0037558 | 0.0037901 | 0.0039581 | 0.0042174 | 0.014474 | 0.013935 | 0.013422 | 0.01377 | 0.013147 | 0.012558 | 0.01221 | 0.011993 | 0.012717 | 0.012145 | 0.013879 | 0.013224 | 0.017937 | 0.017086 | 0.016359 | 0.016251 | 0.015518 | 0.014753 | 0.014013 | 0.017448 | 0.012634
NSW1 | Pumped Hydro | 0 | 0 | 0.005399 | 0.0058146 | 0.0055483 | 0.0054799 | 0.0056002 | 0.0057817 | 241735.9655 | 230664.0893 | 220688.1598 | 209991.4633 | 200373.5337 | 191196.1198 | 182927.13 | 174060.7 | 166088.4558 | 158481.3509 | 151627.2361 | 144277.9034 | 137669.7577 | 131364.2726 | 125682.9342 | 119591.1151 | 114113.6594 | 108887.0796 | 104177.8513 | 99128.378 | 94588.1469
NSW1 | VPP | 0 | 0 | 0 | 0 | 0 | 0 | 0 | 0 | 0 | 0 | 0 | 0 | 0 | 0 | 0 | 0 | 0 | 0 | 0 | 0 | 0 | 0 | 0 | 0 | 0 | 0 | 0 | 0 | 0
Total excluding storage |  | 0.016996 | 90911.0893 | 173256.188 | 246311.8615 | 314919.9325 | 379360.7312 | 438043.061 | 482010.1191 | 875847.6497 | 835732.4899 | 799588.1185 | 760832.291 | 725985.0102 | 692733.7882 | 662773.9297 | 630649.4503 | 612268.9 | 588525.1021 | 585981.3797 | 557579.0157 | 603348.3133 | 630176.2522 | 607368.4854 | 614020.7251 | 601757.6354 | 605130.9617 | 561554.3014 | 531407.1859 | 491660.9427
Region | Technology | 2021-22 | 2022-23 | 2023-24 | 2024-25 | 2025-26 | 2026-27 | 2027-28 | 2028-29 | 2029-30 | 2030-31 | 2031-32 | 2032-33 | 2033-34 | 2034-35 | 2035-36 | 2036-37 | 2037-38 | 2038-39 | 2039-40 | 2040-41 | 2041-42 | 2042-43 | 2043-44 | 2044-45 | 2045-46 | 2046-47 | 2047-48 | 2048-49 | 2049-50
QLD1 | Black Coal | 0 | 0 | 0 | 0 | 0 | 0 | 0 | 0 | 0 | 0 | 0 | 0 | 0 | 0 | 0 | 0 | 0 | 0 | 0 | 0 | 0 | 0 | 0 | 0 | 0 | 0 | 0 | 0 | 0
QLD1 | Brown Coal | 0 | 0 | 0 | 0 | 0 | 0 | 0 | 0 | 0 | 0 | 0 | 0 | 0 | 0 | 0 | 0 | 0 | 0 | 0 | 0 | 0 | 0 | 0 | 0 | 0 | 0 | 0 | 0 | 0
QLD1 | CCGT | 0.00052924 | 0.00052106 | 0.00053198 | 0.00059492 | 0.00056767 | 0.00054167 | 0.00051824 | 0.00055592 | 0.00053046 | 0.00051535 | 0.00056092 | 0.00074127 | 0.00075666 | 0.000722 | 0.00069077 | 0.00071419 | 0.0012222 | 0.0011662 | 0.0015746 | 0.0014983 | 0.0015099 | 0.0019294 | 0.0018459 | 0.0017565 | 0.0017729 | 0.0015337 | 0.0014624 | 0.0013811 | 0.0012904
QLD1 | Gas - Steam | 0 | 0 | 0 | 0 | 0 | 0 | 0 | 0 | 0 | 0 | 0 | 0 | 0 | 0 | 0 | 0 | 0 | 0 | 0 | 0 | 0 | 0 | 0 | 0 | 0 | 0 | 0 | 0 | 0
QLD1 | OCGT / Diesel | 0.0013304 | 0.0013139 | 0.0012571 | 0.0011961 | 0.0011414 | 0.0010891 | 0.001042 | 0.0010398 | 0.0010209 | 0.0010232 | 0.0010496 | 0.0011577 | 0.0011546 | 0.0011252 | 0.0011179 | 0.0011588 | 0.0016082 | 0.0015346 | 7108.0155 | 6763.4918 | 6453.7136 | 7525.1513 | 7199.6981 | 6850.7306 | 16565.3345 | 44619.9349 | 42690.1792 | 44055.6415 | 42037.8258
QLD1 | Hydro | 0 | 0 | 0 | 0 | 0 | 0 | 0 | 0 | 0 | 0 | 0 | 0 | 0 | 0 | 0 | 0 | 0 | 0 | 0 | 0 | 0 | 0 | 0 | 0 | 0 | 0 | 0 | 0 | 0
QLD1 | Wind | 0.025689 | 0.025191 | 0.025144 | 27786.6676 | 43858.3561 | 45760.4208 | 96173.1238 | 141002.6967 | 186300.829 | 177767.9665 | 170079.7271 | 161836.0075 | 154955.8401 | 164202.2597 | 157100.7204 | 195087.316 | 302568.4165 | 288710.321 | 276223.9653 | 262835.4616 | 272265.8033 | 315568.65 | 301920.7061 | 295710.4544 | 296655.3537 | 307259.2003 | 293970.6289 | 279721.9487 | 303414.7293
QLD1 | Solar PV | 0.0025477 | 0.0035625 | 0.0038151 | 0.0040637 | 0.0038776 | 0.0037622 | 0.0050983 | 0.0048937 | 0.0075538 | 0.0072078 | 0.0068961 | 0.0065618 | 0.0062812 | 0.0059935 | 0.0057374 | 0.0054776 | 960.0646 | 916.0922 | 876.4724 | 833.9973 | 5037.0938 | 45086.0403 | 43136.1262 | 41045.3294 | 39165.3908 | 66397.9077 | 63526.282 | 60447.1795 | 57678.6063
QLD1 | Grid Battery | 0.002279 | 0.0021746 | 0.0020806 | 0.0019798 | 0.001937 | 0.0018585 | 0.0021864 | 0.0026391 | 0.003216 | 0.0031784 | 0.003169 | 0.0044891 | 0.0059532 | 0.0056999 | 0.0054729 | 0.005233 | 0.023695 | 0.022617 | 0.02165 | 0.020618 | 0.063394 | 0.060868 | 0.058239 | 1213.0333 | 1157.4745 | 5529.4642 | 5290.3217 | 5033.901 | 4803.3404
QLD1 | Pumped Hydro | 0 | 0 | 0.0027188 | 0.0031721 | 0.0030722 | 0.0030878 | 0.0031152 | 0.0034418 | 0.0033112 | 0.0033311 | 0.0035508 | 0.0072149 | 0.012215 | 0.011669 | 0.011208 | 0.010699 | 78124.7476 | 74546.5149 | 71322.4726 | 67865.4909 | 73007.6173 | 125612.4246 | 120179.8464 | 114354.7605 | 109117.1379 | 167341.8855 | 160104.561 | 152344.3345 | 145366.7335
QLD1 | VPP | 0 | 0 | 0 | 0 | 0 | 0 | 0 | 0 | 0 | 0 | 0 | 0 | 0 | 0 | 0 | 0 | 0 | 0 | 0 | 0 | 0 | 0 | 0 | 0 | 0 | 0 | 0 | 0 | 0
Total excluding storage |  | 0.030096 | 0.030589 | 0.030748 | 27786.6735 | 43858.3617 | 45760.4262 | 96173.1305 | 141002.7032 | 186300.8381 | 177767.9752 | 170079.7357 | 161836.0159 | 154955.8483 | 164202.2676 | 157100.7279 | 195087.3233 | 303528.4839 | 289626.4159 | 284208.4548 | 270432.9523 | 283756.6121 | 368179.8435 | 352256.5322 | 343606.5161 | 352386.0807 | 418277.0444 | 400187.0916 | 384224.771 | 403131.1627
Region | Technology | 2021-22 | 2022-23 | 2023-24 | 2024-25 | 2025-26 | 2026-27 | 2027-28 | 2028-29 | 2029-30 | 2030-31 | 2031-32 | 2032-33 | 2033-34 | 2034-35 | 2035-36 | 2036-37 | 2037-38 | 2038-39 | 2039-40 | 2040-41 | 2041-42 | 2042-43 | 2043-44 | 2044-45 | 2045-46 | 2046-47 | 2047-48 | 2048-49 | 2049-50
VIC1 | Black Coal | 0 | 0 | 0 | 0 | 0 | 0 | 0 | 0 | 0 | 0 | 0 | 0 | 0 | 0 | 0 | 0 | 0 | 0 | 0 | 0 | 0 | 0 | 0 | 0 | 0 | 0 | 0 | 0 | 0
VIC1 | Brown Coal | 0 | 0 | 0 | 0 | 0 | 0 | 0 | 0 | 0 | 0 | 0 | 0 | 0 | 0 | 0 | 0 | 0 | 0 | 0 | 0 | 0 | 0 | 0 | 0 | 0 | 0 | 0 | 0 | 0
VIC1 | CCGT | 0.00045139 | 0.00043071 | 0.00042971 | 0.00046923 | 0.00044774 | 0.00042723 | 0.00043502 | 0.00045061 | 0.00042997 | 0.00041027 | 0.00042395 | 0.00064145 | 0.00061207 | 0.00059252 | 0.00056689 | 0.00053942 | 0.00085749 | 0.00081822 | 0.0010903 | 0.0010375 | 0.0010909 | 0.0010409 | 0.00099592 | 0.00097895 | 0.00093412 | 0.00075164 | 0.00073769 | 0.0021675 | 0.0020496
VIC1 | Gas - Steam | 0 | 0 | 0 | 0 | 0 | 0 | 0 | 0 | 0 | 0 | 0 | 0 | 0 | 0 | 0 | 0 | 0 | 0 | 0 | 0 | 0 | 0 | 0 | 0 | 0 | 0 | 0 | 0 | 0
VIC1 | OCGT / Diesel | 0.0013189 | 0.0012832 | 0.0012277 | 0.0011682 | 0.0011147 | 0.0010636 | 0.0010176 | 0.00099916 | 0.00099184 | 0.00099074 | 0.00099987 | 0.0011834 | 0.0011292 | 0.0010832 | 0.0010522 | 0.0010344 | 0.0015652 | 0.0014935 | 0.002282 | 0.0021714 | 0.0033821 | 0.0032272 | 0.0030982 | 0.013718 | 0.01309 | 0.012082 | 0.011554 | 10941.6497 | 10440.5055
VIC1 | Hydro | 0 | 0 | 0 | 0 | 0 | 0 | 0 | 0 | 0 | 0 | 0 | 0 | 0 | 0 | 0 | 0 | 0 | 0 | 0 | 0 | 0 | 0 | 0 | 0 | 0 | 0 | 0 | 0 | 0
VIC1 | Wind | 0.0091105 | 0.0089019 | 0.0089813 | 0.010488 | 0.010007 | 0.0095489 | 0.0098347 | 0.010691 | 0.010288 | 0.010063 | 0.010756 | 13324.4339 | 44959.6722 | 42900.4972 | 41901.2677 | 70655.088 | 183970.5658 | 175544.4534 | 167953.9467 | 159813.2666 | 163691.8399 | 180356.7873 | 204588.1314 | 194671.7979 | 198883.5552 | 242960.127 | 264671.3946 | 263466.4697 | 273137.299
VIC1 | Solar PV | 0.00072301 | 0.00080653 | 0.00083007 | 0.0013896 | 0.0013259 | 0.0012652 | 0.0013957 | 0.0014441 | 0.001443 | 0.0015146 | 0.0016553 | 0.0025106 | 0.002657 | 0.0027702 | 0.0026802 | 0.0028508 | 0.0059815 | 0.0057207 | 0.0054927 | 0.0052391 | 0.0050301 | 0.0067088 | 0.0065374 | 0.0062205 | 0.010191 | 0.025787 | 5794.7887 | 31391.6989 | 29953.9113
VIC1 | Grid Battery | 0.0022793 | 0.0022581 | 0.0021605 | 0.0020557 | 0.002007 | 0.0020617 | 0.0020783 | 0.0022195 | 0.0029634 | 0.0029455 | 0.0029073 | 0.0039841 | 0.0038089 | 0.0036489 | 0.0036688 | 0.0039607 | 0.005605 | 0.0053634 | 0.0064229 | 0.0061284 | 0.01317 | 0.01255 | 0.012011 | 0.011456 | 0.010924 | 0.010386 | 0.0099119 | 0.012556 | 0.011677
VIC1 | Pumped Hydro | 0 | 0 | 0.0030307 | 0.0034168 | 0.0032871 | 0.0033708 | 0.003225 | 0.0032786 | 0.0031815 | 0.0031211 | 0.0032776 | 0.0056673 | 0.0054201 | 0.0051718 | 0.0049921 | 0.0054818 | 0.022386 | 0.021387 | 0.03219 | 0.03063 | 6186.4593 | 5903.1101 | 5647.808 | 5374.0603 | 5127.9202 | 4893.0536 | 4681.4353 | 35922.3794 | 34277.0795
VIC1 | VPP | 0 | 0 | 0 | 0 | 0 | 0 | 0 | 0 | 0 | 0 | 0 | 0 | 0 | 0 | 0 | 0 | 0 | 0 | 0 | 0 | 0 | 0 | 0 | 0 | 0 | 0 | 0 | 0 | 0
Total excluding storage |  | 0.011604 | 0.011422 | 0.011469 | 0.013515 | 0.012896 | 0.012305 | 0.012683 | 0.013585 | 0.013153 | 0.012978 | 0.013835 | 13324.4383 | 44959.6766 | 42900.5016 | 41901.272 | 70655.0924 | 183970.5742 | 175544.4614 | 167953.9555 | 159813.2751 | 163691.8494 | 180356.7983 | 204588.142 | 194671.8188 | 198883.5794 | 242960.1657 | 270466.1956 | 305799.8204 | 313531.7178
Region | Technology | 2021-22 | 2022-23 | 2023-24 | 2024-25 | 2025-26 | 2026-27 | 2027-28 | 2028-29 | 2029-30 | 2030-31 | 2031-32 | 2032-33 | 2033-34 | 2034-35 | 2035-36 | 2036-37 | 2037-38 | 2038-39 | 2039-40 | 2040-41 | 2041-42 | 2042-43 | 2043-44 | 2044-45 | 2045-46 | 2046-47 | 2047-48 | 2048-49 | 2049-50
SA1 | Black Coal | 0 | 0 | 0 | 0 | 0 | 0 | 0 | 0 | 0 | 0 | 0 | 0 | 0 | 0 | 0 | 0 | 0 | 0 | 0 | 0 | 0 | 0 | 0 | 0 | 0 | 0 | 0 | 0 | 0
SA1 | Brown Coal | 0 | 0 | 0 | 0 | 0 | 0 | 0 | 0 | 0 | 0 | 0 | 0 | 0 | 0 | 0 | 0 | 0 | 0 | 0 | 0 | 0 | 0 | 0 | 0 | 0 | 0 | 0 | 0 | 0
SA1 | CCGT | 0.00044309 | 0.0004228 | 0.00050991 | 0.0004852 | 0.00046298 | 0.00044177 | 0.00042267 | 0.00044797 | 0.00042745 | 0.00041627 | 0.00043801 | 0.00068289 | 0.00065162 | 0.00066232 | 0.00063367 | 0.00061226 | 0.0010509 | 0.0010028 | 0.001081 | 0.0010286 | 0.0015371 | 0.0014667 | 0.0014033 | 0.0013353 | 0.0012741 | 0.0010786 | 0.001032 | 0.0011705 | 0.0011169
SA1 | Gas - Steam | 0 | 0 | 0 | 0 | 0 | 0 | 0 | 0 | 0 | 0 | 0 | 0 | 0 | 0 | 0 | 0 | 0 | 0 | 0 | 0 | 0 | 0 | 0 | 0 | 0 | 0 | 0 | 0 | 0
SA1 | OCGT / Diesel | 0.0013215 | 0.0012936 | 0.0012376 | 0.0011776 | 0.0011237 | 0.0010722 | 0.0010259 | 0.0010036 | 0.00099538 | 0.00099647 | 0.001008 | 0.0012187 | 0.0011628 | 0.0011224 | 0.0011112 | 0.0011029 | 0.0023212 | 0.0022148 | 0.0059931 | 0.0057026 | 9933.0273 | 9478.0794 | 9068.1645 | 16676.5798 | 15912.767 | 15183.9376 | 14527.2515 | 13823.1194 | 13189.9994
SA1 | Hydro | 0 | 0 | 0 | 0 | 0 | 0 | 0 | 0 | 0 | 0 | 0 | 0 | 0 | 0 | 0 | 0 | 0 | 0 | 0 | 0 | 0 | 0 | 0 | 0 | 0 | 0 | 0 | 0 | 0
SA1 | Wind | 0.016721 | 0.016058 | 0.018903 | 0.018229 | 0.017394 | 0.016597 | 0.01641 | 0.018202 | 0.017408 | 0.017155 | 0.018338 | 36312.3801 | 34649.2255 | 33062.2387 | 59918.3815 | 69970.2635 | 113505.3219 | 127599.3876 | 132501.6442 | 126079.3245 | 120304.7058 | 114794.5676 | 109829.8575 | 105977.2194 | 110866.1234 | 109521.8983 | 104785.2181 | 113366.2844 | 108173.9354
SA1 | Solar PV | 0.0024226 | 0.003255 | 0.0037469 | 0.0038294 | 0.003654 | 0.0034866 | 0.0037329 | 0.0039235 | 0.0038896 | 0.0040604 | 0.0045931 | 0.0068728 | 0.0073151 | 0.0080817 | 0.0077376 | 0.0078149 | 0.011283 | 0.010786 | 0.010327 | 0.0098441 | 0.009399 | 0.0097783 | 3664.8986 | 3487.2619 | 3327.5402 | 3175.1331 | 3037.8124 | 2890.5705 | 6587.653
SA1 | Grid Battery | 0.0024409 | 0.0023739 | 0.0022712 | 0.0021611 | 0.0020621 | 0.0021314 | 0.0021874 | 0.0023552 | 0.0031909 | 0.003097 | 0.003042 | 0.004267 | 0.0040821 | 0.0039162 | 0.0040119 | 0.0044917 | 0.0077176 | 0.0073831 | 0.008049 | 0.0076836 | 0.14355 | 0.13697 | 0.13106 | 1667.0715 | 1590.7171 | 1517.8598 | 1452.2142 | 1381.8257 | 1318.5357
SA1 | Pumped Hydro | 0 | 0 | 0.0034589 | 0.0032913 | 0.0031405 | 0.003062 | 0.0029904 | 0.0030507 | 0.0029719 | 0.0029867 | 0.0030624 | 0.0040664 | 0.003901 | 0.0037223 | 0.0038868 | 0.004151 | 0.0062792 | 0.0060142 | 0.0057912 | 0.0055236 | 0.0086914 | 0.008316 | 0.0079564 | 0.010068 | 0.0096163 | 0.0091758 | 0.0087902 | 0.0083866 | 0.0080097
SA1 | VPP | 0 | 0 | 0 | 0 | 0 | 0 | 0 | 0 | 0 | 0 | 0 | 0 | 0 | 0 | 0 | 0 | 0 | 0 | 0 | 0 | 0 | 0 | 0 | 0 | 0 | 0 | 0 | 0 | 0
Total excluding storage |  | 0.020908 | 0.02103 | 0.024398 | 0.023721 | 0.022634 | 0.021598 | 0.021591 | 0.023577 | 0.02272 | 0.022628 | 0.024377 | 36312.3888 | 34649.2346 | 33062.2485 | 59918.3909 | 69970.273 | 113505.3366 | 127599.4016 | 132501.6616 | 126079.3411 | 130237.744 | 124272.6583 | 122562.922 | 126141.0625 | 130106.4319 | 127880.97 | 122350.283 | 130079.9755 | 127951.5889
Region | Technology | 2021-22 | 2022-23 | 2023-24 | 2024-25 | 2025-26 | 2026-27 | 2027-28 | 2028-29 | 2029-30 | 2030-31 | 2031-32 | 2032-33 | 2033-34 | 2034-35 | 2035-36 | 2036-37 | 2037-38 | 2038-39 | 2039-40 | 2040-41 | 2041-42 | 2042-43 | 2043-44 | 2044-45 | 2045-46 | 2046-47 | 2047-48 | 2048-49 | 2049-50
TAS1 | Black Coal | 0 | 0 | 0 | 0 | 0 | 0 | 0 | 0 | 0 | 0 | 0 | 0 | 0 | 0 | 0 | 0 | 0 | 0 | 0 | 0 | 0 | 0 | 0 | 0 | 0 | 0 | 0 | 0 | 0
TAS1 | Brown Coal | 0 | 0 | 0 | 0 | 0 | 0 | 0 | 0 | 0 | 0 | 0 | 0 | 0 | 0 | 0 | 0 | 0 | 0 | 0 | 0 | 0 | 0 | 0 | 0 | 0 | 0 | 0 | 0 | 0
TAS1 | CCGT | 0.00040237 | 0.00038394 | 0.00036733 | 0.00034953 | 0.00033352 | 0.00031824 | 0.00031488 | 0.00031194 | 0.00030985 | 0.00029566 | 0.00028287 | 0.00027893 | 0.00027645 | 0.00027216 | 0.00027018 | 0.0002672 | 0.00026718 | 0.00026583 | 0.00028129 | 0.00026766 | 0.00027569 | 0.00026306 | 0.00026216 | 0.00026168 | 0.00025999 | 0.00013602 | 0.00014202 | 0.00015032 | 0.00015131
TAS1 | Gas - Steam | 0 | 0 | 0 | 0 | 0 | 0 | 0 | 0 | 0 | 0 | 0 | 0 | 0 | 0 | 0 | 0 | 0 | 0 | 0 | 0 | 0 | 0 | 0 | 0 | 0 | 0 | 0 | 0 | 0
TAS1 | OCGT / Diesel | 0.001299 | 0.0012503 | 0.0011963 | 0.0011383 | 0.0010861 | 0.0010364 | 0.00099157 | 0.00096436 | 0.00096335 | 0.00096413 | 0.00096503 | 0.0009764 | 0.00096913 | 0.00096583 | 0.00096912 | 0.00096764 | 0.00096946 | 0.00097201 | 0.0012476 | 0.0011871 | 0.0011454 | 0.0010929 | 0.0010501 | 0.0010149 | 0.00098465 | 0.00057493 | 0.00059328 | 0.00066496 | 0.00064497
TAS1 | Hydro | 0 | 0 | 0 | 0 | 0 | 0 | 0 | 0 | 0 | 0 | 0 | 0 | 0 | 0 | 0 | 0 | 0 | 0 | 0 | 0 | 0 | 0 | 0 | 0 | 0 | 0 | 0 | 0 | 0
TAS1 | Wind | 0.010211 | 0.0097429 | 15425.8254 | 29249.3925 | 41735.1783 | 52979.857 | 63215.4813 | 72008.3427 | 79970.2212 | 86934.3183 | 93297.4494 | 98370.7707 | 102923.4483 | 106721.0315 | 110157.1451 | 112396.4728 | 114435.2414 | 116016.7344 | 117714.1592 | 118336.141 | 112916.165 | 107744.4322 | 103084.622 | 98088.1372 | 93595.5507 | 89308.7284 | 85446.2391 | 76544.043 | 68528.691
TAS1 | Solar PV | 0.00031257 | 0.00042354 | 0.0005768 | 0.00062505 | 0.00062057 | 0.00064857 | 0.00070691 | 0.00072365 | 0.00082562 | 0.0010026 | 0.0012178 | 0.0011899 | 0.0011654 | 0.001112 | 0.0010807 | 0.0010565 | 0.0011773 | 0.0012637 | 0.0012778 | 0.0017242 | 0.0016452 | 0.0015698 | 0.0015019 | 0.0014292 | 0.0013637 | 0.0012045 | 0.0011135 | 0.0010066 | 0.00093692
TAS1 | Grid Battery | 0.0022323 | 0.0021301 | 0.0020379 | 0.0019392 | 0.0019164 | 0.0018914 | 0.0019594 | 0.0021269 | 0.0026881 | 0.0027048 | 0.0026969 | 0.0028114 | 0.0027164 | 0.0028102 | 0.0028089 | 0.0028485 | 0.0028837 | 0.0028482 | 0.0035163 | 0.0033694 | 0.0029808 | 0.0028521 | 0.002747 | 0.002772 | 0.0027003 | 0.0027402 | 0.0027495 | 0.0029251 | 0.0027249
TAS1 | Pumped Hydro | 0 | 0 | 0.0050558 | 0.0050171 | 0.0051879 | 0.0052036 | 0.0052232 | 0.0052526 | 0.0053076 | 0.0053401 | 0.0054606 | 0.0055398 | 0.0055066 | 0.0055239 | 0.0056029 | 0.00565 | 0.0057144 | 0.0056971 | 0.0069342 | 0.0066352 | 0.0065298 | 0.0062724 | 0.0060789 | 0.0059669 | 0.0058555 | 0.005823 | 0.0058472 | 0.0061377 | 0.0059355
TAS1 | VPP | 0 | 0 | 0 | 0 | 0 | 0 | 0 | 0 | 0 | 0 | 0 | 0 | 0 | 0 | 0 | 0 | 0 | 0 | 0 | 0 | 0 | 0 | 0 | 0 | 0 | 0 | 0 | 0 | 0
Total excluding storage |  | 0.012224 | 0.011801 | 15425.8276 | 29249.3946 | 41735.1803 | 52979.859 | 63215.4833 | 72008.3447 | 79970.2233 | 86934.3206 | 93297.4518 | 98370.7731 | 102923.4507 | 106721.0339 | 110157.1475 | 112396.4751 | 114435.2438 | 116016.7369 | 117714.162 | 118336.1442 | 112916.1681 | 107744.4352 | 103084.6248 | 98088.1399 | 93595.5534 | 89308.7303 | 85446.2409 | 76544.0448 | 68528.6927

## BaseCase_REHAB Cost
Rehabilition cost by technology ($000s) - Base Case, High DER Scenario
REHAB | Real June 2020 dollars discounted to 1 July 2020
Explicitly modelled generation
Region | Technology | 2021-22 | 2022-23 | 2023-24 | 2024-25 | 2025-26 | 2026-27 | 2027-28 | 2028-29 | 2029-30 | 2030-31 | 2031-32 | 2032-33 | 2033-34 | 2034-35 | 2035-36 | 2036-37 | 2037-38 | 2038-39 | 2039-40 | 2040-41 | 2041-42 | 2042-43 | 2043-44 | 2044-45 | 2045-46 | 2046-47 | 2047-48 | 2048-49 | 2049-50
NEM | Black Coal | 0 | 0 | 0 | 125780.3293 | 84281.8915 | 11629.3017 | 237.9861 | 0 | 22469.3712 | 1.4386e-06 | 0 | 0 | 0 | 0 | 0 | 0 | 0 | 0 | 0 | 0 | 0 | 0 | 0 | 0 | 0 | 0 | 0 | 0 | 0
NEM | Brown Coal | 0 | 0 | 0 | 39903.0983 | 818.4642 | 3677.468 | 0 | 0 | 3.2272e-06 | 51.8605 | 0 | 0 | 0 | 0 | 0 | 0 | 0 | 0 | 0 | 0 | 0 | 0 | 0 | 0 | 0 | 0 | 0 | 0 | 0
NEM | CCGT | 0 | 0 | 0 | 0 | 0 | 0 | 0 | 0 | 0 | 0 | 0 | 0 | 0 | 0 | 0 | 0 | 0 | 0 | 0 | 0 | 0 | 0 | 0 | 0 | 0 | 0 | 0 | 0 | 0
NEM | Gas - Steam | 0 | 0 | 0 | 0 | 0 | 0 | 0 | 0 | 0 | 0 | 0 | 0 | 0 | 0 | 0 | 0 | 0 | 0 | 0 | 0 | 0 | 0 | 0 | 0 | 0 | 0 | 0 | 0 | 0
NEM | OCGT / Diesel | 0 | 0 | 0 | 0 | 0 | 0 | 0 | 0 | 0 | 0 | 0 | 0 | 0 | 0 | 0 | 0 | 0 | 0 | 0 | 0 | 0 | 0 | 0 | 0 | 0 | 0 | 0 | 0 | 0
NEM | Hydro | 0 | 0 | 0 | 0 | 0 | 0 | 0 | 0 | 0 | 0 | 0 | 0 | 0 | 0 | 0 | 0 | 0 | 0 | 0 | 0 | 0 | 0 | 0 | 0 | 0 | 0 | 0 | 0 | 0
NEM | Wind | 0 | 0 | 0 | 0 | 0 | 0 | 0 | 0 | 0 | 0 | 0 | 0 | 0 | 0 | 0 | 0 | 0 | 0 | 0 | 0 | 0 | 0 | 0 | 0 | 0 | 0 | 0 | 0 | 0
NEM | Solar PV | 0 | 0 | 0 | 0 | 0 | 0 | 0 | 0 | 0 | 0 | 0 | 0 | 0 | 0 | 0 | 0 | 0 | 0 | 0 | 0 | 0 | 0 | 0 | 0 | 0 | 0 | 0 | 0 | 0
NEM | Grid Battery | 0 | 0 | 0 | 0 | 0 | 0 | 0 | 0 | 0 | 0 | 0 | 0 | 0 | 0 | 0 | 0 | 0 | 0 | 0 | 0 | 0 | 0 | 0 | 0 | 0 | 0 | 0 | 0 | 0
NEM | Pumped Hydro | 0 | 0 | 0 | 0 | 0 | 0 | 0 | 0 | 0 | 0 | 0 | 0 | 0 | 0 | 0 | 0 | 0 | 0 | 0 | 0 | 0 | 0 | 0 | 0 | 0 | 0 | 0 | 0 | 0
NEM | VPP | 0 | 0 | 0 | 0 | 0 | 0 | 0 | 0 | 0 | 0 | 0 | 0 | 0 | 0 | 0 | 0 | 0 | 0 | 0 | 0 | 0 | 0 | 0 | 0 | 0 | 0 | 0 | 0 | 0
Total excluding storage |  | 0 | 0 | 0 | 165683.4275 | 85100.3557 | 15306.7697 | 237.9861 | 0 | 22469.3712 | 51.8605 | 0 | 0 | 0 | 0 | 0 | 0 | 0 | 0 | 0 | 0 | 0 | 0 | 0 | 0 | 0 | 0 | 0 | 0 | 0
Region | Technology | 2021-22 | 2022-23 | 2023-24 | 2024-25 | 2025-26 | 2026-27 | 2027-28 | 2028-29 | 2029-30 | 2030-31 | 2031-32 | 2032-33 | 2033-34 | 2034-35 | 2035-36 | 2036-37 | 2037-38 | 2038-39 | 2039-40 | 2040-41 | 2041-42 | 2042-43 | 2043-44 | 2044-45 | 2045-46 | 2046-47 | 2047-48 | 2048-49 | 2049-50
NSW1 | Black Coal | 0 | 0 | 0 | 34561.6655 | 84281.843 | 9327.388 | 237.986 | 0 | 22469.3712 | 1.4386e-06 | 0 | 0 | 0 | 0 | 0 | 0 | 0 | 0 | 0 | 0 | 0 | 0 | 0 | 0 | 0 | 0 | 0 | 0 | 0
NSW1 | Brown Coal | 0 | 0 | 0 | 0 | 0 | 0 | 0 | 0 | 0 | 0 | 0 | 0 | 0 | 0 | 0 | 0 | 0 | 0 | 0 | 0 | 0 | 0 | 0 | 0 | 0 | 0 | 0 | 0 | 0
NSW1 | CCGT | 0 | 0 | 0 | 0 | 0 | 0 | 0 | 0 | 0 | 0 | 0 | 0 | 0 | 0 | 0 | 0 | 0 | 0 | 0 | 0 | 0 | 0 | 0 | 0 | 0 | 0 | 0 | 0 | 0
NSW1 | Gas - Steam | 0 | 0 | 0 | 0 | 0 | 0 | 0 | 0 | 0 | 0 | 0 | 0 | 0 | 0 | 0 | 0 | 0 | 0 | 0 | 0 | 0 | 0 | 0 | 0 | 0 | 0 | 0 | 0 | 0
NSW1 | OCGT / Diesel | 0 | 0 | 0 | 0 | 0 | 0 | 0 | 0 | 0 | 0 | 0 | 0 | 0 | 0 | 0 | 0 | 0 | 0 | 0 | 0 | 0 | 0 | 0 | 0 | 0 | 0 | 0 | 0 | 0
NSW1 | Hydro | 0 | 0 | 0 | 0 | 0 | 0 | 0 | 0 | 0 | 0 | 0 | 0 | 0 | 0 | 0 | 0 | 0 | 0 | 0 | 0 | 0 | 0 | 0 | 0 | 0 | 0 | 0 | 0 | 0
NSW1 | Wind | 0 | 0 | 0 | 0 | 0 | 0 | 0 | 0 | 0 | 0 | 0 | 0 | 0 | 0 | 0 | 0 | 0 | 0 | 0 | 0 | 0 | 0 | 0 | 0 | 0 | 0 | 0 | 0 | 0
NSW1 | Solar PV | 0 | 0 | 0 | 0 | 0 | 0 | 0 | 0 | 0 | 0 | 0 | 0 | 0 | 0 | 0 | 0 | 0 | 0 | 0 | 0 | 0 | 0 | 0 | 0 | 0 | 0 | 0 | 0 | 0
NSW1 | Grid Battery | 0 | 0 | 0 | 0 | 0 | 0 | 0 | 0 | 0 | 0 | 0 | 0 | 0 | 0 | 0 | 0 | 0 | 0 | 0 | 0 | 0 | 0 | 0 | 0 | 0 | 0 | 0 | 0 | 0
NSW1 | Pumped Hydro | 0 | 0 | 0 | 0 | 0 | 0 | 0 | 0 | 0 | 0 | 0 | 0 | 0 | 0 | 0 | 0 | 0 | 0 | 0 | 0 | 0 | 0 | 0 | 0 | 0 | 0 | 0 | 0 | 0
NSW1 | VPP | 0 | 0 | 0 | 0 | 0 | 0 | 0 | 0 | 0 | 0 | 0 | 0 | 0 | 0 | 0 | 0 | 0 | 0 | 0 | 0 | 0 | 0 | 0 | 0 | 0 | 0 | 0 | 0 | 0
Total excluding storage |  | 0 | 0 | 0 | 34561.6655 | 84281.843 | 9327.388 | 237.986 | 0 | 22469.3712 | 1.4386e-06 | 0 | 0 | 0 | 0 | 0 | 0 | 0 | 0 | 0 | 0 | 0 | 0 | 0 | 0 | 0 | 0 | 0 | 0 | 0
Region | Technology | 2021-22 | 2022-23 | 2023-24 | 2024-25 | 2025-26 | 2026-27 | 2027-28 | 2028-29 | 2029-30 | 2030-31 | 2031-32 | 2032-33 | 2033-34 | 2034-35 | 2035-36 | 2036-37 | 2037-38 | 2038-39 | 2039-40 | 2040-41 | 2041-42 | 2042-43 | 2043-44 | 2044-45 | 2045-46 | 2046-47 | 2047-48 | 2048-49 | 2049-50
QLD1 | Black Coal | 0 | 0 | 0 | 91218.6638 | 0.048499 | 2301.9136 | 4.6869e-05 | 0 | 0 | 0 | 0 | 0 | 0 | 0 | 0 | 0 | 0 | 0 | 0 | 0 | 0 | 0 | 0 | 0 | 0 | 0 | 0 | 0 | 0
QLD1 | Brown Coal | 0 | 0 | 0 | 0 | 0 | 0 | 0 | 0 | 0 | 0 | 0 | 0 | 0 | 0 | 0 | 0 | 0 | 0 | 0 | 0 | 0 | 0 | 0 | 0 | 0 | 0 | 0 | 0 | 0
QLD1 | CCGT | 0 | 0 | 0 | 0 | 0 | 0 | 0 | 0 | 0 | 0 | 0 | 0 | 0 | 0 | 0 | 0 | 0 | 0 | 0 | 0 | 0 | 0 | 0 | 0 | 0 | 0 | 0 | 0 | 0
QLD1 | Gas - Steam | 0 | 0 | 0 | 0 | 0 | 0 | 0 | 0 | 0 | 0 | 0 | 0 | 0 | 0 | 0 | 0 | 0 | 0 | 0 | 0 | 0 | 0 | 0 | 0 | 0 | 0 | 0 | 0 | 0
QLD1 | OCGT / Diesel | 0 | 0 | 0 | 0 | 0 | 0 | 0 | 0 | 0 | 0 | 0 | 0 | 0 | 0 | 0 | 0 | 0 | 0 | 0 | 0 | 0 | 0 | 0 | 0 | 0 | 0 | 0 | 0 | 0
QLD1 | Hydro | 0 | 0 | 0 | 0 | 0 | 0 | 0 | 0 | 0 | 0 | 0 | 0 | 0 | 0 | 0 | 0 | 0 | 0 | 0 | 0 | 0 | 0 | 0 | 0 | 0 | 0 | 0 | 0 | 0
QLD1 | Wind | 0 | 0 | 0 | 0 | 0 | 0 | 0 | 0 | 0 | 0 | 0 | 0 | 0 | 0 | 0 | 0 | 0 | 0 | 0 | 0 | 0 | 0 | 0 | 0 | 0 | 0 | 0 | 0 | 0
QLD1 | Solar PV | 0 | 0 | 0 | 0 | 0 | 0 | 0 | 0 | 0 | 0 | 0 | 0 | 0 | 0 | 0 | 0 | 0 | 0 | 0 | 0 | 0 | 0 | 0 | 0 | 0 | 0 | 0 | 0 | 0
QLD1 | Grid Battery | 0 | 0 | 0 | 0 | 0 | 0 | 0 | 0 | 0 | 0 | 0 | 0 | 0 | 0 | 0 | 0 | 0 | 0 | 0 | 0 | 0 | 0 | 0 | 0 | 0 | 0 | 0 | 0 | 0
QLD1 | Pumped Hydro | 0 | 0 | 0 | 0 | 0 | 0 | 0 | 0 | 0 | 0 | 0 | 0 | 0 | 0 | 0 | 0 | 0 | 0 | 0 | 0 | 0 | 0 | 0 | 0 | 0 | 0 | 0 | 0 | 0
QLD1 | VPP | 0 | 0 | 0 | 0 | 0 | 0 | 0 | 0 | 0 | 0 | 0 | 0 | 0 | 0 | 0 | 0 | 0 | 0 | 0 | 0 | 0 | 0 | 0 | 0 | 0 | 0 | 0 | 0 | 0
Total excluding storage |  | 0 | 0 | 0 | 91218.6638 | 0.048499 | 2301.9136 | 4.6869e-05 | 0 | 0 | 0 | 0 | 0 | 0 | 0 | 0 | 0 | 0 | 0 | 0 | 0 | 0 | 0 | 0 | 0 | 0 | 0 | 0 | 0 | 0
Region | Technology | 2021-22 | 2022-23 | 2023-24 | 2024-25 | 2025-26 | 2026-27 | 2027-28 | 2028-29 | 2029-30 | 2030-31 | 2031-32 | 2032-33 | 2033-34 | 2034-35 | 2035-36 | 2036-37 | 2037-38 | 2038-39 | 2039-40 | 2040-41 | 2041-42 | 2042-43 | 2043-44 | 2044-45 | 2045-46 | 2046-47 | 2047-48 | 2048-49 | 2049-50
VIC1 | Black Coal | 0 | 0 | 0 | 0 | 0 | 0 | 0 | 0 | 0 | 0 | 0 | 0 | 0 | 0 | 0 | 0 | 0 | 0 | 0 | 0 | 0 | 0 | 0 | 0 | 0 | 0 | 0 | 0 | 0
VIC1 | Brown Coal | 0 | 0 | 0 | 39903.0983 | 818.4642 | 3677.468 | 0 | 0 | 3.2272e-06 | 51.8605 | 0 | 0 | 0 | 0 | 0 | 0 | 0 | 0 | 0 | 0 | 0 | 0 | 0 | 0 | 0 | 0 | 0 | 0 | 0
VIC1 | CCGT | 0 | 0 | 0 | 0 | 0 | 0 | 0 | 0 | 0 | 0 | 0 | 0 | 0 | 0 | 0 | 0 | 0 | 0 | 0 | 0 | 0 | 0 | 0 | 0 | 0 | 0 | 0 | 0 | 0
VIC1 | Gas - Steam | 0 | 0 | 0 | 0 | 0 | 0 | 0 | 0 | 0 | 0 | 0 | 0 | 0 | 0 | 0 | 0 | 0 | 0 | 0 | 0 | 0 | 0 | 0 | 0 | 0 | 0 | 0 | 0 | 0
VIC1 | OCGT / Diesel | 0 | 0 | 0 | 0 | 0 | 0 | 0 | 0 | 0 | 0 | 0 | 0 | 0 | 0 | 0 | 0 | 0 | 0 | 0 | 0 | 0 | 0 | 0 | 0 | 0 | 0 | 0 | 0 | 0
VIC1 | Hydro | 0 | 0 | 0 | 0 | 0 | 0 | 0 | 0 | 0 | 0 | 0 | 0 | 0 | 0 | 0 | 0 | 0 | 0 | 0 | 0 | 0 | 0 | 0 | 0 | 0 | 0 | 0 | 0 | 0
VIC1 | Wind | 0 | 0 | 0 | 0 | 0 | 0 | 0 | 0 | 0 | 0 | 0 | 0 | 0 | 0 | 0 | 0 | 0 | 0 | 0 | 0 | 0 | 0 | 0 | 0 | 0 | 0 | 0 | 0 | 0
VIC1 | Solar PV | 0 | 0 | 0 | 0 | 0 | 0 | 0 | 0 | 0 | 0 | 0 | 0 | 0 | 0 | 0 | 0 | 0 | 0 | 0 | 0 | 0 | 0 | 0 | 0 | 0 | 0 | 0 | 0 | 0
VIC1 | Grid Battery | 0 | 0 | 0 | 0 | 0 | 0 | 0 | 0 | 0 | 0 | 0 | 0 | 0 | 0 | 0 | 0 | 0 | 0 | 0 | 0 | 0 | 0 | 0 | 0 | 0 | 0 | 0 | 0 | 0
VIC1 | Pumped Hydro | 0 | 0 | 0 | 0 | 0 | 0 | 0 | 0 | 0 | 0 | 0 | 0 | 0 | 0 | 0 | 0 | 0 | 0 | 0 | 0 | 0 | 0 | 0 | 0 | 0 | 0 | 0 | 0 | 0
VIC1 | VPP | 0 | 0 | 0 | 0 | 0 | 0 | 0 | 0 | 0 | 0 | 0 | 0 | 0 | 0 | 0 | 0 | 0 | 0 | 0 | 0 | 0 | 0 | 0 | 0 | 0 | 0 | 0 | 0 | 0
Total excluding storage |  | 0 | 0 | 0 | 39903.0983 | 818.4642 | 3677.468 | 0 | 0 | 3.2272e-06 | 51.8605 | 0 | 0 | 0 | 0 | 0 | 0 | 0 | 0 | 0 | 0 | 0 | 0 | 0 | 0 | 0 | 0 | 0 | 0 | 0
Region | Technology | 2021-22 | 2022-23 | 2023-24 | 2024-25 | 2025-26 | 2026-27 | 2027-28 | 2028-29 | 2029-30 | 2030-31 | 2031-32 | 2032-33 | 2033-34 | 2034-35 | 2035-36 | 2036-37 | 2037-38 | 2038-39 | 2039-40 | 2040-41 | 2041-42 | 2042-43 | 2043-44 | 2044-45 | 2045-46 | 2046-47 | 2047-48 | 2048-49 | 2049-50
SA1 | Black Coal | 0 | 0 | 0 | 0 | 0 | 0 | 0 | 0 | 0 | 0 | 0 | 0 | 0 | 0 | 0 | 0 | 0 | 0 | 0 | 0 | 0 | 0 | 0 | 0 | 0 | 0 | 0 | 0 | 0
SA1 | Brown Coal | 0 | 0 | 0 | 0 | 0 | 0 | 0 | 0 | 0 | 0 | 0 | 0 | 0 | 0 | 0 | 0 | 0 | 0 | 0 | 0 | 0 | 0 | 0 | 0 | 0 | 0 | 0 | 0 | 0
SA1 | CCGT | 0 | 0 | 0 | 0 | 0 | 0 | 0 | 0 | 0 | 0 | 0 | 0 | 0 | 0 | 0 | 0 | 0 | 0 | 0 | 0 | 0 | 0 | 0 | 0 | 0 | 0 | 0 | 0 | 0
SA1 | Gas - Steam | 0 | 0 | 0 | 0 | 0 | 0 | 0 | 0 | 0 | 0 | 0 | 0 | 0 | 0 | 0 | 0 | 0 | 0 | 0 | 0 | 0 | 0 | 0 | 0 | 0 | 0 | 0 | 0 | 0
SA1 | OCGT / Diesel | 0 | 0 | 0 | 0 | 0 | 0 | 0 | 0 | 0 | 0 | 0 | 0 | 0 | 0 | 0 | 0 | 0 | 0 | 0 | 0 | 0 | 0 | 0 | 0 | 0 | 0 | 0 | 0 | 0
SA1 | Hydro | 0 | 0 | 0 | 0 | 0 | 0 | 0 | 0 | 0 | 0 | 0 | 0 | 0 | 0 | 0 | 0 | 0 | 0 | 0 | 0 | 0 | 0 | 0 | 0 | 0 | 0 | 0 | 0 | 0
SA1 | Wind | 0 | 0 | 0 | 0 | 0 | 0 | 0 | 0 | 0 | 0 | 0 | 0 | 0 | 0 | 0 | 0 | 0 | 0 | 0 | 0 | 0 | 0 | 0 | 0 | 0 | 0 | 0 | 0 | 0
SA1 | Solar PV | 0 | 0 | 0 | 0 | 0 | 0 | 0 | 0 | 0 | 0 | 0 | 0 | 0 | 0 | 0 | 0 | 0 | 0 | 0 | 0 | 0 | 0 | 0 | 0 | 0 | 0 | 0 | 0 | 0
SA1 | Grid Battery | 0 | 0 | 0 | 0 | 0 | 0 | 0 | 0 | 0 | 0 | 0 | 0 | 0 | 0 | 0 | 0 | 0 | 0 | 0 | 0 | 0 | 0 | 0 | 0 | 0 | 0 | 0 | 0 | 0
SA1 | Pumped Hydro | 0 | 0 | 0 | 0 | 0 | 0 | 0 | 0 | 0 | 0 | 0 | 0 | 0 | 0 | 0 | 0 | 0 | 0 | 0 | 0 | 0 | 0 | 0 | 0 | 0 | 0 | 0 | 0 | 0
SA1 | VPP | 0 | 0 | 0 | 0 | 0 | 0 | 0 | 0 | 0 | 0 | 0 | 0 | 0 | 0 | 0 | 0 | 0 | 0 | 0 | 0 | 0 | 0 | 0 | 0 | 0 | 0 | 0 | 0 | 0
Total excluding storage |  | 0 | 0 | 0 | 0 | 0 | 0 | 0 | 0 | 0 | 0 | 0 | 0 | 0 | 0 | 0 | 0 | 0 | 0 | 0 | 0 | 0 | 0 | 0 | 0 | 0 | 0 | 0 | 0 | 0
Region | Technology | 2021-22 | 2022-23 | 2023-24 | 2024-25 | 2025-26 | 2026-27 | 2027-28 | 2028-29 | 2029-30 | 2030-31 | 2031-32 | 2032-33 | 2033-34 | 2034-35 | 2035-36 | 2036-37 | 2037-38 | 2038-39 | 2039-40 | 2040-41 | 2041-42 | 2042-43 | 2043-44 | 2044-45 | 2045-46 | 2046-47 | 2047-48 | 2048-49 | 2049-50
TAS1 | Black Coal | 0 | 0 | 0 | 0 | 0 | 0 | 0 | 0 | 0 | 0 | 0 | 0 | 0 | 0 | 0 | 0 | 0 | 0 | 0 | 0 | 0 | 0 | 0 | 0 | 0 | 0 | 0 | 0 | 0
TAS1 | Brown Coal | 0 | 0 | 0 | 0 | 0 | 0 | 0 | 0 | 0 | 0 | 0 | 0 | 0 | 0 | 0 | 0 | 0 | 0 | 0 | 0 | 0 | 0 | 0 | 0 | 0 | 0 | 0 | 0 | 0
TAS1 | CCGT | 0 | 0 | 0 | 0 | 0 | 0 | 0 | 0 | 0 | 0 | 0 | 0 | 0 | 0 | 0 | 0 | 0 | 0 | 0 | 0 | 0 | 0 | 0 | 0 | 0 | 0 | 0 | 0 | 0
TAS1 | Gas - Steam | 0 | 0 | 0 | 0 | 0 | 0 | 0 | 0 | 0 | 0 | 0 | 0 | 0 | 0 | 0 | 0 | 0 | 0 | 0 | 0 | 0 | 0 | 0 | 0 | 0 | 0 | 0 | 0 | 0
TAS1 | OCGT / Diesel | 0 | 0 | 0 | 0 | 0 | 0 | 0 | 0 | 0 | 0 | 0 | 0 | 0 | 0 | 0 | 0 | 0 | 0 | 0 | 0 | 0 | 0 | 0 | 0 | 0 | 0 | 0 | 0 | 0
TAS1 | Hydro | 0 | 0 | 0 | 0 | 0 | 0 | 0 | 0 | 0 | 0 | 0 | 0 | 0 | 0 | 0 | 0 | 0 | 0 | 0 | 0 | 0 | 0 | 0 | 0 | 0 | 0 | 0 | 0 | 0
TAS1 | Wind | 0 | 0 | 0 | 0 | 0 | 0 | 0 | 0 | 0 | 0 | 0 | 0 | 0 | 0 | 0 | 0 | 0 | 0 | 0 | 0 | 0 | 0 | 0 | 0 | 0 | 0 | 0 | 0 | 0
TAS1 | Solar PV | 0 | 0 | 0 | 0 | 0 | 0 | 0 | 0 | 0 | 0 | 0 | 0 | 0 | 0 | 0 | 0 | 0 | 0 | 0 | 0 | 0 | 0 | 0 | 0 | 0 | 0 | 0 | 0 | 0
TAS1 | Grid Battery | 0 | 0 | 0 | 0 | 0 | 0 | 0 | 0 | 0 | 0 | 0 | 0 | 0 | 0 | 0 | 0 | 0 | 0 | 0 | 0 | 0 | 0 | 0 | 0 | 0 | 0 | 0 | 0 | 0
TAS1 | Pumped Hydro | 0 | 0 | 0 | 0 | 0 | 0 | 0 | 0 | 0 | 0 | 0 | 0 | 0 | 0 | 0 | 0 | 0 | 0 | 0 | 0 | 0 | 0 | 0 | 0 | 0 | 0 | 0 | 0 | 0
TAS1 | VPP | 0 | 0 | 0 | 0 | 0 | 0 | 0 | 0 | 0 | 0 | 0 | 0 | 0 | 0 | 0 | 0 | 0 | 0 | 0 | 0 | 0 | 0 | 0 | 0 | 0 | 0 | 0 | 0 | 0
Total excluding storage |  | 0 | 0 | 0 | 0 | 0 | 0 | 0 | 0 | 0 | 0 | 0 | 0 | 0 | 0 | 0 | 0 | 0 | 0 | 0 | 0 | 0 | 0 | 0 | 0 | 0 | 0 | 0 | 0 | 0

## BaseCase_REZ Tx Cost
REZ transmission expansion cost by region ($000s) - Base Case, High DER Scenario
REZ Expansion | Real June 2020 dollars discounted to 1 July 2020. As with the total capital costs, the REZ transmission expansion costs are annualised for modelling purposes.
Explicitly modelled generation
Region | Technology | 2021-22 | 2022-23 | 2023-24 | 2024-25 | 2025-26 | 2026-27 | 2027-28 | 2028-29 | 2029-30 | 2030-31 | 2031-32 | 2032-33 | 2033-34 | 2034-35 | 2035-36 | 2036-37 | 2037-38 | 2038-39 | 2039-40 | 2040-41 | 2041-42 | 2042-43 | 2043-44 | 2044-45 | 2045-46 | 2046-47 | 2047-48 | 2048-49 | 2049-50
NSW1 | Transmission | 0.0012791 | 4278.33 | 14086.6927 | 22912.932 | 31180.0315 | 38916.676 | 46001.9534 | 52115.6242 | 116107.4208 | 110789.5236 | 105998.0171 | 100860.3208 | 96240.7641 | 91832.7901 | 87861.1383 | 83602.5319 | 81474.9781 | 78231.2735 | 76985.4472 | 73253.9826 | 81057.2515 | 86133.54 | 83470.0032 | 79424.2339 | 75786.483 | 77139.0456 | 73904.0373 | 72150.2924 | 73425.2495
QLD1 | Transmission | 0.0012818 | 0.001339 | 0.0014098 | 0.0016183 | 0.0015549 | 0.0015277 | 0.0034168 | 8967.821 | 8557.0843 | 8165.1568 | 7812.0241 | 7433.3774 | 7212.768 | 10619.7871 | 10160.4948 | 9668.0183 | 33543.3965 | 32007.0577 | 30622.793 | 29138.5143 | 27803.9266 | 47518.0786 | 45462.9822 | 50858.1702 | 61657.7612 | 91821.3314 | 87850.1751 | 83592.1 | 101427.9641
VIC1 | Transmission | 0.00024887 | 0.00023747 | 0.0002272 | 0.00021619 | 0.00020629 | 0.00019684 | 0.00018833 | 0.0001792 | 0.00017099 | 0.00016316 | 0.0001561 | 0.00014989 | 0.00014368 | 0.0001388 | 0.00013595 | 0.00013311 | 7634.3505 | 7284.6856 | 6969.6322 | 6631.8159 | 6328.0686 | 6038.2334 | 8187.5905 | 7790.7401 | 7433.9124 | 12387.7373 | 11851.9834 | 11874.8109 | 15730.9412
SA1 | Transmission | 0.0012709 | 0.0012755 | 0.0014335 | 0.0013855 | 0.0013251 | 0.0012698 | 0.0012754 | 0.0015342 | 0.0014789 | 0.0014665 | 0.0015218 | 0.0026133 | 0.0025855 | 0.0026285 | 0.0036582 | 848.4783 | 7835.8152 | 10374.1599 | 11500.0473 | 10942.643 | 10441.4533 | 9963.2191 | 9532.3241 | 9614.3013 | 12248.746 | 13588.6754 | 13000.983 | 16761.568 | 15993.8629
TAS1 | Transmission | 8.9512e-06 | 8.5413e-06 | 8.1719e-06 | 7.7758e-06 | 7.4196e-06 | 7.0798e-06 | 6.7736e-06 | 7.3867e-06 | 1.1242e-05 | 556.4041 | 1320.0747 | 2317.5689 | 3224.283 | 4043.076 | 4792.8895 | 5440.4337 | 6030.8078 | 6556.5917 | 7067.265 | 7480.4564 | 7137.8401 | 6810.9161 | 6516.3526 | 6200.5067 | 5916.514 | 5645.5286 | 5401.3667 | 5139.5638 | 4904.164
NEM | Total | 0.0040897 | 4278.3329 | 14086.6957 | 22912.9353 | 31180.0346 | 38916.679 | 46001.9583 | 61083.4469 | 124664.5068 | 119511.0862 | 115130.1176 | 110611.2699 | 106677.8179 | 106495.6559 | 102814.5264 | 99559.4624 | 136519.3481 | 134453.7684 | 133145.1847 | 127447.4123 | 132768.5401 | 156463.9873 | 153169.2527 | 153887.9522 | 163043.4165 | 200582.3183 | 192008.5455 | 189518.3351 | 211482.1816

## BaseCase_USE+DSP Cost
USE and USE / DSP cost by region ($000s) - Base Case, High DER Scenario
USE / DSP | Real June 2020 dollars discounted to 1 July 2020
Explicitly modelled generation
Region | Technology | 2021-22 | 2022-23 | 2023-24 | 2024-25 | 2025-26 | 2026-27 | 2027-28 | 2028-29 | 2029-30 | 2030-31 | 2031-32 | 2032-33 | 2033-34 | 2034-35 | 2035-36 | 2036-37 | 2037-38 | 2038-39 | 2039-40 | 2040-41 | 2041-42 | 2042-43 | 2043-44 | 2044-45 | 2045-46 | 2046-47 | 2047-48 | 2048-49 | 2049-50
NSW1 | USE / DSP | 0.0031304 | 0.0031227 | 0.003142 | 168.7323 | 0.0031746 | 0.0031644 | 0.0031611 | 0.0031774 | 0.0031515 | 0.0031468 | 0.0031726 | 1372.162 | 0.0032841 | 0.003306 | 0.0032974 | 0.0032908 | 10386.4969 | 0.0034063 | 9365.0938 | 36.1171 | 35114.2204 | 54.7231 | 786.0463 | 10948.6962 | 1372.2999 | 24.0064 | 0.0034462 | 636.6286 | 272.6304
QLD1 | USE / DSP | 0.0031249 | 0.003119 | 0.0031309 | 0.0031621 | 0.0031687 | 0.0031609 | 0.0031605 | 0.0031849 | 0.0031527 | 0.0031524 | 0.0031832 | 237.2172 | 13946.7371 | 98.1815 | 156.0662 | 60.391 | 75915.9395 | 239.7605 | 11427.7589 | 3444.5367 | 4149.1592 | 22638.2404 | 8379.8094 | 8231.556 | 3978.9575 | 80895.3317 | 1453.4721 | 5745.5716 | 11735.2524
VIC1 | USE / DSP | 0.0030857 | 0.0030665 | 0.0030872 | 0.0031196 | 0.0031225 | 0.0031059 | 0.0031179 | 0.0031208 | 0.0030976 | 0.0030925 | 0.0031202 | 144.1989 | 0.0032087 | 0.0032444 | 0.0032191 | 0.0032057 | 1973.979 | 0.0032687 | 2285.3466 | 0.84032 | 17169.2144 | 0.003314 | 277.4911 | 9970.7669 | 174.0764 | 0.003302 | 0.0033189 | 331.2058 | 211.869
SA1 | USE / DSP | 0.0031279 | 0.0030989 | 0.0031807 | 0.003148 | 0.0031532 | 0.0031218 | 0.0031241 | 0.0031286 | 0.0030958 | 0.0030853 | 0.0031355 | 689.1765 | 0.0032 | 0.0032382 | 8.8176 | 90.0502 | 4403.436 | 0.0032445 | 5474.1642 | 25.0103 | 8352.2117 | 0.0032654 | 454.9965 | 4537.6366 | 4621.2556 | 63.5338 | 0.0032419 | 378.7685 | 153.4283
TAS1 | USE / DSP | 0.0025787 | 0.0025661 | 0.0025802 | 0.0025717 | 0.002556 | 0.0025556 | 0.0025633 | 0.0025563 | 0.0025564 | 0.0025557 | 0.0025504 | 0.0025447 | 0.0025432 | 0.0025408 | 0.0025466 | 0.0025388 | 0.0025386 | 0.0025374 | 574.1513 | 0.0025355 | 538.1545 | 0.0025353 | 0.0025419 | 39.6711 | 0.0025328 | 0.0025329 | 0.0025392 | 49.5357 | 0.0025304
NEM | Total | 0.015048 | 0.014973 | 0.015121 | 168.7443 | 0.015175 | 0.015109 | 0.015127 | 0.015168 | 0.015054 | 0.015033 | 0.015162 | 2442.7571 | 13946.7493 | 98.1939 | 164.8928 | 150.4502 | 92679.8539 | 239.7729 | 29126.5149 | 3506.5069 | 65322.9603 | 22692.9726 | 9898.3459 | 33728.3267 | 10146.5919 | 80982.8777 | 1453.4847 | 7141.7102 | 12373.1827

## BaseCase_SyncCon Cost
Synchronous Condenser cost by region ($000s) - Base Case, High DER Scenario
SyncCon | Real June 2020 dollars discounted to 1 July 2020
Explicitly modelled generation
Region | Technology | 2021-22 | 2022-23 | 2023-24 | 2024-25 | 2025-26 | 2026-27 | 2027-28 | 2028-29 | 2029-30 | 2030-31 | 2031-32 | 2032-33 | 2033-34 | 2034-35 | 2035-36 | 2036-37 | 2037-38 | 2038-39 | 2039-40 | 2040-41 | 2041-42 | 2042-43 | 2043-44 | 2044-45 | 2045-46 | 2046-47 | 2047-48 | 2048-49 | 2049-50
NSW1 | SyncCon | 0 | 0 | 0 | 0 | 0 | 0 | 0 | 0 | 0 | 0 | 0 | 0 | 0 | 0 | 0 | 0 | 0 | 0 | 0 | 0 | 0 | 0 | 0 | 0 | 0 | 0 | 0 | 0 | 0
QLD1 | SyncCon | 0 | 0 | 0 | 2.6538e-06 | 4.5284e-06 | 4.321e-06 | 4.1342e-06 | 3.9338e-06 | 3.7536e-06 | 3.5817e-06 | 3.4268e-06 | 3.2607e-06 | 3.1113e-06 | 2.9688e-06 | 2.8404e-06 | 3.6062e-06 | 4.3644e-06 | 4.1645e-06 | 5e-06 | 4.7576e-06 | 5.628e-06 | 5.3702e-06 | 5.1379e-06 | 5.8439e-06 | 6.3482e-06 | 6.957e-06 | 7.3209e-06 | 7.8139e-06 | 8.7908e-06
VIC1 | SyncCon | 0 | 0 | 0 | 5861.9705 | 5593.4833 | 5337.2945 | 5806.9486 | 5525.4873 | 5450.2958 | 5200.6639 | 5766.6998 | 5524.0189 | 5271.0104 | 5029.5901 | 4812.0667 | 4578.827 | 5574.2866 | 5318.9758 | 5088.9368 | 4842.2774 | 4620.4937 | 4408.868 | 4218.1901 | 4013.7355 | 3829.9003 | 3654.485 | 3703.008 | 5024.8218 | 4794.6773
SA1 | SyncCon | 0 | 0 | 0 | 0 | 0 | 0 | 0 | 0 | 0 | 0 | 0 | 0 | 0 | 0 | 0 | 0 | 0 | 0 | 0 | 0 | 0 | 0 | 0 | 0 | 0 | 0 | 0 | 0 | 0
TAS1 | SyncCon | 1249.3545 | 1399.1974 | 1588.6247 | 973.8525 | 659.2711 | 977.9635 | 745.4055 | 779.2961 | 1086.2055 | 1289.0458 | 1450.1477 | 1425.7115 | 1521.6949 | 1731.6266 | 1884.116 | 1968.6171 | 1872.7041 | 1791.7073 | 1771.5114 | 1916.91 | 1702.6665 | 1642.3549 | 1689.8202 | 1618.9371 | 1560.8615 | 1417.4293 | 1356.2006 | 1276.5687 | 1298.0418
NEM | Total | 1249.3545 | 1399.1974 | 1588.6247 | 6835.823 | 6252.7544 | 6315.2579 | 6552.3541 | 6304.7834 | 6536.5012 | 6489.7097 | 7216.8475 | 6949.7304 | 6792.7053 | 6761.2167 | 6696.1827 | 6547.4442 | 7446.9908 | 7110.6831 | 6860.4483 | 6759.1874 | 6323.1602 | 6051.223 | 5908.0102 | 5632.6726 | 5390.7618 | 5071.9143 | 5059.2086 | 6301.3905 | 6092.7191

## BaseCase_System Strength Cost
System Strength cost by region ($000s) - Base Case, High DER Scenario
System Strength | Real June 2020 dollars discounted to 1 July 2020
Explicitly modelled generation
Region | Technology | 2021-22 | 2022-23 | 2023-24 | 2024-25 | 2025-26 | 2026-27 | 2027-28 | 2028-29 | 2029-30 | 2030-31 | 2031-32 | 2032-33 | 2033-34 | 2034-35 | 2035-36 | 2036-37 | 2037-38 | 2038-39 | 2039-40 | 2040-41 | 2041-42 | 2042-43 | 2043-44 | 2044-45 | 2045-46 | 2046-47 | 2047-48 | 2048-49 | 2049-50
NSW1 | System Strength | 9.313e-05 | 480.0192 | 1580.4959 | 2570.7807 | 3498.3312 | 4366.3658 | 5161.3184 | 5847.2589 | 13965.202 | 13325.5744 | 12749.2602 | 12131.3069 | 11575.6745 | 11045.4909 | 10567.7875 | 10055.5696 | 9870.421 | 9490.7788 | 9320.1461 | 8868.4011 | 9864.1112 | 11058.8549 | 10738.1684 | 10217.6922 | 10079.8539 | 10892.8864 | 10656.1215 | 10615.3316 | 10642.9487
QLD1 | System Strength | 0.00035318 | 0.00036493 | 0.00036421 | 563.3823 | 891.2943 | 930.6532 | 1280.3236 | 1712.7272 | 1634.299 | 1559.4456 | 1492.0016 | 1419.6846 | 1366.0264 | 1657.8777 | 1586.1766 | 1545.9486 | 2852.4694 | 2721.8219 | 2604.1066 | 2477.8862 | 2364.3952 | 4225.4695 | 4042.7233 | 4043.1996 | 4197.3953 | 5457.8344 | 5221.79 | 4968.6912 | 5835.2847
VIC1 | System Strength | 0.00013921 | 0.00013811 | 0.0001397 | 0.00018574 | 0.00017723 | 0.00016935 | 0.00018021 | 0.00019735 | 0.00019151 | 0.00019192 | 0.00020785 | 283.3713 | 963.5629 | 919.4313 | 898.8975 | 1554.4821 | 4142.7811 | 3953.0355 | 3782.0717 | 3598.7558 | 3688.4122 | 3637.6245 | 4242.8911 | 4037.2393 | 3852.3277 | 4936.9865 | 5019.481 | 6389.8534 | 6614.9419
SA1 | System Strength | 0.00027488 | 0.00028335 | 0.00033015 | 0.00032225 | 0.00030749 | 0.00029395 | 0.00029925 | 0.00034158 | 0.00033082 | 0.00033095 | 0.00036402 | 709.6088 | 677.1078 | 646.0953 | 1256.6664 | 1478.3045 | 2405.5153 | 2737.4347 | 2859.3091 | 2720.7192 | 2596.1061 | 2477.2005 | 2370.0649 | 2287.9207 | 2418.1304 | 2391.266 | 2287.8469 | 2512.5306 | 2598.5737
TAS1 | System Strength | 0.00012704 | 0.00012494 | 187.5461 | 356.9119 | 510.5301 | 644.468 | 767.1129 | 873.1527 | 969.8228 | 1059.7727 | 1177.1673 | 1325.7772 | 1461.302 | 1581.6308 | 1692.3872 | 1780.834 | 1861.9371 | 1932.0501 | 2002.379 | 2051.7528 | 1957.7794 | 1868.1101 | 1787.3167 | 1700.6859 | 1622.7919 | 1548.4656 | 1481.4964 | 1409.6887 | 1345.1228
NEM | Total | 0.00098744 | 480.0201 | 1768.0429 | 3491.0754 | 4900.1561 | 5941.4875 | 7208.7553 | 8433.1393 | 16569.3243 | 15944.7932 | 15418.4296 | 15869.7488 | 16043.6736 | 15850.526 | 16001.9151 | 16415.1388 | 21133.124 | 20835.121 | 20568.0126 | 19717.515 | 20470.8041 | 23267.2595 | 23181.1645 | 22286.7377 | 22170.4994 | 25227.4389 | 24666.7359 | 25896.0954 | 27036.8718

## Marinus_CF
Annual capacity factor by technology - Marinus Link, High DER Scenario
Explicitly modelled generation
Region | Technology | 2021-22 | 2022-23 | 2023-24 | 2024-25 | 2025-26 | 2026-27 | 2027-28 | 2028-29 | 2029-30 | 2030-31 | 2031-32 | 2032-33 | 2033-34 | 2034-35 | 2035-36 | 2036-37 | 2037-38 | 2038-39 | 2039-40 | 2040-41 | 2041-42 | 2042-43 | 2043-44 | 2044-45 | 2045-46 | 2046-47 | 2047-48 | 2048-49 | 2049-50
NEM | Black Coal | 56.04% | 50.29% | 54.46% | 65.49% | 69.82% | 67.1% | 62.33% | 70.3% | 66.25% | 64.53% | 61.1% | 65.01% | 70.44% | 65.3% | 63.03% | 66.08% | 69.94% | 70.28% | 66.09% | 64.01% | 60.17% | 69.08% | 63.69% | 62.16% | 62% | 62.04% | 58.13% | 56.78% | 50.89%
NEM | Brown Coal | 70.83% | 67.22% | 67.94% | 68.48% | 72.32% | 74.69% | 72.33% | 71.39% | 69.41% | 73.69% | 72.47% | 71.66% | 73.25% | 70.83% | 74.7% | 70.73% | 64.09% | 67.5% | 59.33% | 62.66% | 69.55% | 68.98% | 62.97% | 62.42% | 61.46% | 63.81% | 63.43% | - | -
NEM | CCGT | 8.417% | 8.417% | 7.524% | 7.711% | 6.884% | 6.935% | 7.129% | 7.919% | 6.941% | 7.249% | 8.176% | 20.05% | 21.29% | 22.69% | 16.98% | 18.51% | 31.76% | 31.59% | 27.31% | 27.75% | 28.2% | 33.59% | 29.06% | 30.84% | 32.14% | 28.26% | 28.34% | 28.26% | 28.26%
NEM | Gas - Steam | 5.747% | 5.867% | 5.972% | 1.357% | 1.303% | 1.367% | 1.325% | 1.393% | 1.273% | 1.278% | 1.277% | 2.65% | 1.655% | 4.405% | 2.083% | 1.978% | 6.319% | 5.288% | 23.09% | 24.11% | 28.46% | 32.5% | 30.47% | 27.26% | 35.85% | - | - | - | -
NEM | OCGT / Diesel | 0.0844% | 0.03795% | 0.1855% | 0.1481% | 0.02635% | 0.07261% | 0.05431% | 0.1492% | 0.01042% | 0.0186% | 0.06541% | 0.9548% | 0.6174% | 1.02% | 0.7039% | 0.9112% | 4.437% | 4.769% | 9.371% | 10.38% | 6.839% | 11.74% | 15.04% | 8.266% | 9.762% | 12.82% | 16.07% | 18.87% | 18.94%
NEM | Hydro | 20.34% | 20.74% | 20.72% | 24.74% | 24.65% | 21.94% | 24.3% | 27.95% | 23.33% | 20.99% | 21.74% | 23.9% | 24.12% | 25.39% | 24.3% | 22.8% | 25.36% | 22.68% | 21.04% | 20.11% | 19.81% | 21.44% | 22.1% | 21.82% | 21.38% | 24.19% | 21.4% | 20.39% | 18.68%
NEM | Wind | 34.08% | 35.65% | 32.66% | 33.49% | 36.15% | 37.68% | 38.56% | 35.72% | 33.79% | 34.8% | 36.18% | 34.49% | 33.59% | 35.72% | 37.05% | 37.86% | 35.93% | 35.32% | 35.72% | 36.22% | 33.89% | 32.2% | 34.64% | 35.97% | 36.98% | 35.33% | 34.15% | 33.72% | 32.97%
NEM | Solar PV | 29.56% | 29.16% | 29.63% | 28.43% | 27.85% | 29.48% | 29.85% | 26.38% | 27.5% | 28.73% | 29.09% | 29.23% | 28.16% | 27.54% | 29.28% | 29.34% | 26.14% | 27.35% | 28.62% | 28.84% | 28.88% | 27.63% | 27.01% | 28.33% | 28.26% | 25.14% | 25.77% | 25.77% | 25.67%
NEM | Grid Battery | 9.501% | 5.618% | 5.611% | 6.173% | 5.577% | 5.755% | 5.561% | 5.238% | 4.852% | 5.227% | 5.118% | 5.231% | 5.036% | 4.54% | 4.926% | 4.912% | 4.574% | 4.447% | 4.775% | 3.919% | 2.613% | 4.66% | 4.507% | 9.6% | 9.482% | 11.2% | 11.19% | 11.08% | 11.18%
NEM | Pumped Hydro | 0.743% | 2.199% | 3.208% | 22.7% | 20.31% | 20.56% | 19.35% | 23.14% | 21.44% | 23.39% | 24.09% | 26.44% | 23.95% | 24.17% | 25.58% | 25.15% | 24.14% | 22.77% | 24.41% | 23.13% | 25.2% | 24.2% | 23.76% | 25.73% | 25% | 23.29% | 22.77% | 24.48% | 23.44%
NEM | VPP | 7.706% | 8.763% | 8.105% | 9.464% | 9.061% | 8.969% | 8.176% | 7.723% | 6.988% | 6.962% | 6.696% | 6.931% | 6.881% | 6.562% | 6.788% | 6.774% | 6.374% | 6.194% | 6.218% | 5.958% | 6.175% | 5.93% | 5.756% | 5.958% | 5.723% | 5.245% | 5.086% | 5.123% | 4.584%
Region | Technology | 2021-22 | 2022-23 | 2023-24 | 2024-25 | 2025-26 | 2026-27 | 2027-28 | 2028-29 | 2029-30 | 2030-31 | 2031-32 | 2032-33 | 2033-34 | 2034-35 | 2035-36 | 2036-37 | 2037-38 | 2038-39 | 2039-40 | 2040-41 | 2041-42 | 2042-43 | 2043-44 | 2044-45 | 2045-46 | 2046-47 | 2047-48 | 2048-49 | 2049-50
NSW1 | Black Coal | 51.17% | 44.91% | 48.64% | 60.79% | 68.46% | 64.32% | 59.56% | 68.43% | 62.73% | 62.25% | 55.69% | 56.88% | 68.97% | 59.4% | 49.28% | 61.24% | 67.55% | 66.95% | 62.52% | 54.24% | 47.23% | - | - | - | - | - | - | - | -
NSW1 | Brown Coal | bar: 2021-22 to 2049-50
NSW1 | CCGT | 0.6146% | 0.6146% | 1.849% | 1.169% | 1.161% | 1.161% | 1.164% | 1.161% | 1.161% | 1.161% | 1.164% | 17.02% | 16.25% | 19.19% | 11.62% | 10.34% | 28.81% | 31.7% | 26.92% | 25.02% | 23.91% | 30.92% | 3.924% | - | - | - | - | - | -
NSW1 | Gas - Steam | bar: 2021-22 to 2049-50
NSW1 | OCGT / Diesel | 0.0002591% | 4.362e-08% | 0.1038% | 0.3728% | 0.04733% | 0.14% | 0.05746% | 0.08581% | 6.077e-08% | 6.34e-08% | 6.898e-08% | 0.3159% | 0.2002% | 0.2246% | 0.5947% | 0.2591% | 3.248% | 5.721% | 12.85% | 15.93% | 6.942% | 15.57% | 22.28% | 8.878% | 9.105% | 13.23% | 20.85% | 25.14% | 24.2%
NSW1 | Hydro | 8.881% | 9.353% | 8.65% | 12.43% | 12.17% | 11.52% | 11.41% | 15.66% | 12.26% | 10.66% | 11.47% | 12.62% | 14.21% | 14.66% | 14.74% | 13.91% | 17.67% | 13.97% | 12.61% | 12.18% | 12.04% | 14.47% | 15.03% | 15.55% | 15.01% | 17.93% | 14.67% | 14.4% | 13.19%
NSW1 | Wind | 32.14% | 36.67% | 35.12% | 34.55% | 37.56% | 38.61% | 38.19% | 33.91% | 30.63% | 32.87% | 34.14% | 33.92% | 32.89% | 34.99% | 36.6% | 36.61% | 33.24% | 30.43% | 32.7% | 33.68% | 33.4% | 31.95% | 34.19% | 35.59% | 35.46% | 31.94% | 29.38% | 31.08% | 31.26%
NSW1 | Solar PV | 28.63% | 28.53% | 28.72% | 27.65% | 26.32% | 28.48% | 28.63% | 26.08% | 26.88% | 28.33% | 28.75% | 28.55% | 27.66% | 26.67% | 28.67% | 28.57% | 25.91% | 26.7% | 28.19% | 28.47% | 28.15% | 27.27% | 26.45% | 28.03% | 27.92% | 25.17% | 25.33% | 26.81% | 26.66%
NSW1 | Grid Battery | bar: 2021-22 to 2049-50
NSW1 | Pumped Hydro | 1.093% | 3.872% | 5.223% | 52.79% | 22.87% | 23.54% | 22.18% | 26.21% | 23.15% | 25.19% | 25.89% | 28.04% | 25.36% | 25.75% | 27.22% | 26.75% | 25.98% | 23.95% | 25.84% | 24.57% | 26.62% | 25.2% | 24.97% | 27.44% | 26.74% | 26.88% | 25.46% | 27.13% | 27.43%
NSW1 | VPP | 7.213% | 8.805% | 7.387% | 9.21% | 8.548% | 8.553% | 8.155% | 7.67% | 6.944% | 6.965% | 6.745% | 6.936% | 6.858% | 6.603% | 6.828% | 6.786% | 6.361% | 6.152% | 6.205% | 5.932% | 6.16% | 5.88% | 5.863% | 6.108% | 5.923% | 5.604% | 5.297% | 5.437% | 5.15%
Region | Technology | 2021-22 | 2022-23 | 2023-24 | 2024-25 | 2025-26 | 2026-27 | 2027-28 | 2028-29 | 2029-30 | 2030-31 | 2031-32 | 2032-33 | 2033-34 | 2034-35 | 2035-36 | 2036-37 | 2037-38 | 2038-39 | 2039-40 | 2040-41 | 2041-42 | 2042-43 | 2043-44 | 2044-45 | 2045-46 | 2046-47 | 2047-48 | 2048-49 | 2049-50
QLD1 | Black Coal | 62.18% | 56.75% | 60.41% | 70.9% | 70.94% | 69.19% | 64.18% | 71.7% | 67.98% | 65.65% | 63.74% | 67.77% | 70.93% | 67.31% | 66.31% | 67.38% | 70.77% | 71.44% | 67.33% | 67.4% | 64.66% | 69.08% | 63.69% | 62.16% | 62% | 62.04% | 58.13% | 56.78% | 50.89%
QLD1 | Brown Coal | bar: 2021-22 to 2049-50
QLD1 | CCGT | 8.33% | 8.33% | 9.298% | 10.78% | 9.21% | 9.307% | 9.665% | 11.18% | 9.318% | 9.903% | 11.66% | 24.5% | 27.53% | 26.28% | 22.74% | 27.76% | 39.24% | 37.36% | 33.33% | 35.35% | 36.88% | 42.39% | 39.92% | 37.36% | 51.8% | 60.92% | 61.08% | 60.92% | 60.92%
QLD1 | Gas - Steam | 5.044% | 5.044% | 10.02% | 9.894% | 9.894% | 9.894% | 9.921% | 9.894% | 9.894% | 9.894% | 9.921% | 9.894% | 9.894% | 10.87% | 9.921% | 11.59% | 28.78% | 24.92% | 23.09% | 24.11% | 28.46% | 32.5% | 30.47% | 27.26% | 35.85% | - | - | - | -
QLD1 | OCGT / Diesel | 5.533e-08% | 5.73e-08% | 0.003416% | 0.1793% | 0.03481% | 0.06156% | 0.1008% | 0.3812% | 0.03743% | 0.05308% | 0.2146% | 1.53% | 0.9661% | 0.6432% | 0.6031% | 1.715% | 7.992% | 6.696% | 9.829% | 10.23% | 8.69% | 13.46% | 13.31% | 13.52% | 16.65% | 18.61% | 16.67% | 15.26% | 15.43%
QLD1 | Hydro | 51.16% | 51% | 51.01% | 50.58% | 50.37% | 50.16% | 50.15% | 49.74% | 49.52% | 48.38% | 49.34% | 48.94% | 48.73% | 48.52% | 48.41% | 48.09% | 41.32% | 41.49% | 41.08% | 40.94% | 40.92% | - | - | - | - | - | - | - | -
QLD1 | Wind | 36.02% | 34.94% | 34.77% | 32.7% | 42.7% | 43.66% | 45.51% | 45.02% | 42.73% | 43.78% | 41.48% | 39.56% | 35.12% | 41.89% | 41.12% | 43.48% | 42.93% | 42.43% | 43.2% | 40.41% | 38.07% | 33.13% | 39% | 39.2% | 41.8% | 42.13% | 41.81% | 42.04% | 36.6%
QLD1 | Solar PV | 31.43% | 30.43% | 31.01% | 29.64% | 30.07% | 31.49% | 31.87% | 26.62% | 28.83% | 29.98% | 30.46% | 30.92% | 29.58% | 30.04% | 31.52% | 31.76% | 26.5% | 28.75% | 29.96% | 30.26% | 30.51% | 28.25% | 28.24% | 29.18% | 29.22% | 25.16% | 26.47% | 27.21% | 26.95%
QLD1 | Grid Battery | - | 14.68% | 14.99% | 18.22% | 18.4% | 18% | 17.53% | 17.13% | 16.31% | 16.53% | 16.25% | 16.69% | 16.55% | 16.4% | 16.39% | 16.26% | 15.05% | 15.26% | 15.57% | - | - | - | - | 15.69% | 15.3% | 14.74% | 14.77% | 14.51% | 14.94%
QLD1 | Pumped Hydro | 0.5957% | 1.494% | 2.36% | 10.03% | 10.08% | 8.635% | 8.023% | 10.87% | 8.629% | 9.882% | 10.53% | 14.39% | 13.32% | 12.36% | 13.27% | 13.14% | 18.94% | 19.42% | 20.35% | 19.06% | 21.51% | 22.48% | 21.66% | 22.76% | 21.99% | 19.11% | 19.63% | 20.72% | 18.15%
QLD1 | VPP | 6.792% | 7.8% | 7.576% | 9.494% | 9.829% | 9.404% | 8.6% | 8.218% | 7.622% | 7.504% | 7.095% | 7.319% | 7.318% | 7.111% | 7.115% | 7.006% | 6.556% | 6.486% | 6.448% | 6.376% | 6.491% | 6.412% | 6.293% | 6.243% | 5.771% | 5.026% | 5.07% | 4.77% | 3.835%
Region | Technology | 2021-22 | 2022-23 | 2023-24 | 2024-25 | 2025-26 | 2026-27 | 2027-28 | 2028-29 | 2029-30 | 2030-31 | 2031-32 | 2032-33 | 2033-34 | 2034-35 | 2035-36 | 2036-37 | 2037-38 | 2038-39 | 2039-40 | 2040-41 | 2041-42 | 2042-43 | 2043-44 | 2044-45 | 2045-46 | 2046-47 | 2047-48 | 2048-49 | 2049-50
VIC1 | Black Coal | bar: 2021-22 to 2049-50
VIC1 | Brown Coal | 70.83% | 67.22% | 67.94% | 68.48% | 72.32% | 74.69% | 72.33% | 71.39% | 69.41% | 73.69% | 72.47% | 71.66% | 73.25% | 70.83% | 74.7% | 70.73% | 64.09% | 67.5% | 59.33% | 62.66% | 69.55% | 68.98% | 62.97% | 62.42% | 61.46% | 63.81% | 63.43% | - | -
VIC1 | CCGT | bar: 2021-22 to 2049-50
VIC1 | Gas - Steam | 0.1675% | 0.05509% | 0.1892% | 0.2314% | 0.08309% | 0.2583% | 0.1333% | 0.332% | 4.503e-08% | 0.01397% | 5.297e-08% | 0.6411% | 0.2828% | 0.4113% | 0.7659% | 0.3626% | 2.546% | 1.99% | - | - | - | - | - | - | - | - | - | - | -
VIC1 | OCGT / Diesel | 0.03993% | 5.438e-08% | 0.04102% | 0.01044% | 7.467e-08% | 0.01512% | 0.01362% | 8.778e-08% | 8.467e-08% | 8.589e-08% | 9.198e-08% | 0.1978% | 0.08141% | 0.1126% | 0.08848% | 0.03429% | 0.3176% | 0.08604% | 3.013% | 2.409% | 1.282% | 0.8681% | 4.396% | 1.462% | 1.553% | 1.178% | 1.701% | 12.15% | 14.16%
VIC1 | Hydro | 14.06% | 14.1% | 12.75% | 15.75% | 16.08% | 15.21% | 15.39% | 19.36% | 16.05% | 13.71% | 13.8% | 12.44% | 15.25% | 15.71% | 14.85% | 14.89% | 18.7% | 15.53% | 13.32% | 13.28% | 12.05% | 14.75% | 15.26% | 14.37% | 14.45% | 18.11% | 15.05% | 12.9% | 12.91%
VIC1 | Wind | 35.8% | 36.34% | 31.25% | 32.26% | 33.13% | 34.32% | 35.82% | 32.32% | 32.54% | 31.46% | 34.74% | 30.95% | 32.01% | 32.34% | 33.82% | 34.37% | 32.13% | 34.07% | 32.51% | 33.86% | 29.42% | 29.67% | 31.13% | 32.88% | 33.67% | 32.46% | 32.24% | 30.26% | 30.63%
VIC1 | Solar PV | 27.59% | 27.39% | 28.41% | 27.27% | 25.9% | 27.19% | 27.86% | 26.09% | 27.05% | 27.59% | 27.43% | 28.47% | 27.25% | 25.9% | 27.36% | 27.8% | 25.98% | 26.89% | 27.51% | 27.3% | 28.27% | 27.19% | 25.91% | 27.62% | 28.25% | 26.2% | 27.27% | 20.76% | 21.23%
VIC1 | Grid Battery | 23.41% | 5.087% | 4.946% | 5.587% | 4.929% | 5.226% | 5.075% | 4.696% | 4.288% | 4.5% | 4.409% | 4.505% | 4.128% | 3.729% | 4.216% | 4.196% | 3.805% | 3.656% | 4.054% | 3.675% | 1.505% | - | - | - | - | - | - | - | -
VIC1 | Pumped Hydro | - | - | - | - | - | - | - | - | - | - | - | - | - | - | - | - | - | - | - | - | - | - | - | - | - | - | - | 28.56% | 27.36%
VIC1 | VPP | 8.437% | 9.277% | 8.702% | 9.757% | 9.079% | 9.128% | 7.992% | 7.485% | 6.639% | 6.597% | 6.371% | 6.665% | 6.588% | 6.138% | 6.526% | 6.607% | 6.204% | 5.964% | 6.022% | 5.618% | 5.927% | 5.58% | 5.222% | 5.649% | 5.51% | 5.059% | 4.908% | 5.124% | 4.61%
Region | Technology | 2021-22 | 2022-23 | 2023-24 | 2024-25 | 2025-26 | 2026-27 | 2027-28 | 2028-29 | 2029-30 | 2030-31 | 2031-32 | 2032-33 | 2033-34 | 2034-35 | 2035-36 | 2036-37 | 2037-38 | 2038-39 | 2039-40 | 2040-41 | 2041-42 | 2042-43 | 2043-44 | 2044-45 | 2045-46 | 2046-47 | 2047-48 | 2048-49 | 2049-50
SA1 | Black Coal | bar: 2021-22 to 2049-50
SA1 | Brown Coal | bar: 2021-22 to 2049-50
SA1 | CCGT | 17.95% | 17.95% | 12.11% | 9.7% | 9.7% | 9.7% | 9.727% | 9.7% | 9.7% | 9.7% | 9.727% | 18.79% | 17.79% | 25.47% | 13.52% | 15.7% | - | - | - | - | - | - | - | - | - | - | - | - | -
SA1 | Gas - Steam | 9.308% | 9.585% | 9.161% | 1.164% | 1.164% | 1.164% | 1.167% | 1.164% | 1.164% | 1.164% | 1.167% | 3.146% | 1.648% | 6.221% | - | - | - | - | - | - | - | - | - | - | - | - | - | - | -
SA1 | OCGT / Diesel | 0.35% | 0.1812% | 0.7232% | 0.08212% | 0.03222% | 0.1049% | 0.04989% | 0.1198% | 2.007e-07% | 0.01817% | 0.01336% | 2.766% | 1.984% | 5.425% | 2.821% | 2.864% | 10.42% | 11.48% | 14.27% | 13.53% | 11.67% | 16.17% | 19.35% | 6.776% | 7.141% | 9.419% | 12.82% | 16.54% | 16.27%
SA1 | Hydro | bar: 2021-22 to 2049-50
SA1 | Wind | 34.73% | 34.27% | 30.31% | 33.67% | 32.89% | 36.12% | 36.71% | 34.45% | 33.51% | 33.89% | 35.54% | 32.36% | 32.94% | 31.6% | 35.52% | 36.11% | 34.99% | 35.62% | 35.27% | 37.39% | 32.88% | 32.14% | 30.55% | 33.93% | 34.36% | 33.47% | 33.48% | 30.91% | 32.46%
SA1 | Solar PV | 30.63% | 29.09% | 29.19% | 28.18% | 27.51% | 28.16% | 29.03% | 27.61% | 28.77% | 29.03% | 29.15% | 29.61% | 28.18% | 27.51% | 28.21% | 28.99% | 27.55% | 28.71% | 29.03% | 29.08% | 29.36% | 28.07% | 25.77% | 24.82% | 23.77% | 21.61% | 21.52% | 20.78% | 17.46%
SA1 | Grid Battery | 5.747% | 5.706% | 5.912% | 6.07% | 5.513% | 5.528% | 5.282% | 5.072% | 4.766% | 5.494% | 5.368% | 5.478% | 5.378% | 4.687% | 4.913% | 4.926% | 4.817% | 4.692% | 4.872% | 4.441% | 4.83% | 4.66% | 4.506% | 7.844% | 7.807% | 7.528% | 7.483% | 7.536% | 7.282%
SA1 | Pumped Hydro | bar: 2021-22 to 2049-50
SA1 | VPP | 9.409% | 9.805% | 9.853% | 9.791% | 9.193% | 9.004% | 8.176% | 7.861% | 7.014% | 7.01% | 6.852% | 7.046% | 7.053% | 6.643% | 6.915% | 6.892% | 6.691% | 6.517% | 6.453% | 6.165% | 6.295% | 6.092% | 5.9% | 5.8% | 5.746% | 5.335% | 5.083% | 5.021% | 4.642%
Region | Technology | 2021-22 | 2022-23 | 2023-24 | 2024-25 | 2025-26 | 2026-27 | 2027-28 | 2028-29 | 2029-30 | 2030-31 | 2031-32 | 2032-33 | 2033-34 | 2034-35 | 2035-36 | 2036-37 | 2037-38 | 2038-39 | 2039-40 | 2040-41 | 2041-42 | 2042-43 | 2043-44 | 2044-45 | 2045-46 | 2046-47 | 2047-48 | 2048-49 | 2049-50
TAS1 | Black Coal | bar: 2021-22 to 2049-50
TAS1 | Brown Coal | bar: 2021-22 to 2049-50
TAS1 | CCGT | 2.45e-07% | 2.426e-07% | 2.53e-07% | 2.554e-07% | 2.566e-07% | 2.648e-07% | 2.843e-07% | 3.018e-07% | 3.093e-07% | 3.175e-07% | 3.227e-07% | 3.62e-07% | 3.618e-07% | 3.603e-07% | 3.606e-07% | 3.687e-07% | 3.851e-07% | 3.977e-07% | 4.4e-07% | 4.394e-07% | 4.895e-07% | 4.908e-07% | 4.918e-07% | 5.008e-07% | 5.139e-07% | 5.447e-07% | 5.702e-07% | 6.186e-07% | 6.207e-07%
TAS1 | Gas - Steam | bar: 2021-22 to 2049-50
TAS1 | OCGT / Diesel | 2.283e-07% | 2.216e-07% | 2.319e-07% | 2.371e-07% | 2.436e-07% | 2.579e-07% | 2.73e-07% | 2.899e-07% | 2.983e-07% | 3.064e-07% | 3.098e-07% | 0.03298% | 3.483e-07% | 3.5e-07% | 3.492e-07% | 3.605e-07% | 0.07007% | 3.914e-07% | 0.0118% | 0.04158% | 0.04889% | 0.06801% | 0.06808% | 0.04982% | 1.258e-06% | 1.36e-06% | 1.471e-06% | 0.2411% | 0.1579%
TAS1 | Hydro | 36.48% | 37.15% | 39.08% | 44.6% | 44.3% | 37.54% | 42.79% | 45.82% | 38.68% | 35.53% | 36.78% | 43% | 39.76% | 42.59% | 40.1% | 36.59% | 38% | 36.66% | 35.19% | 33.01% | 33.32% | 33.79% | 34.67% | 34.13% | 33.34% | 35.35% | 33.23% | 32.48% | 28.82%
TAS1 | Wind | 26.66% | 32.22% | 32.49% | 34.76% | 37.94% | 39.41% | 41.01% | 39.14% | 39.16% | 37.96% | 42.01% | 39.19% | 39.02% | 41.04% | 41.08% | 41.96% | 39.4% | 38.2% | 36.28% | 38.18% | 35.86% | 35.79% | 37.32% | 38.19% | 39.13% | 36.76% | 35.95% | 33.57% | 35.01%
TAS1 | Solar PV | bar: 2021-22 to 2049-50
TAS1 | Grid Battery | bar: 2021-22 to 2049-50
TAS1 | Pumped Hydro | bar: 2021-22 to 2049-50
TAS1 | VPP | 1.621% | 3.337% | 1.448% | 1.928% | 3.374% | 3.89% | 5.092% | 4.389% | 4.8% | 5.876% | 5.185% | 5.107% | 5.01% | 5.061% | 5.088% | 5.104% | 5.299% | 5.138% | 5.478% | 5.751% | 5.85% | 5.512% | 5.34% | 5.574% | 5.219% | 5.13% | 4.824% | 5.156% | 4.749%
Explicitly modelled pumping
Region | Technology | 2021-22 | 2022-23 | 2023-24 | 2024-25 | 2025-26 | 2026-27 | 2027-28 | 2028-29 | 2029-30 | 2030-31 | 2031-32 | 2032-33 | 2033-34 | 2034-35 | 2035-36 | 2036-37 | 2037-38 | 2038-39 | 2039-40 | 2040-41 | 2041-42 | 2042-43 | 2043-44 | 2044-45 | 2045-46 | 2046-47 | 2047-48 | 2048-49 | 2049-50
NEM | Grid Battery pump | 11.7% | 6.953% | 6.908% | 7.634% | 6.881% | 7.095% | 6.882% | 6.45% | 5.992% | 6.45% | 6.338% | 6.447% | 6.219% | 5.592% | 6.082% | 6.064% | 5.649% | 5.505% | 5.878% | 4.856% | 3.208% | 5.771% | 5.546% | 11.44% | 11.32% | 13.26% | 13.25% | 13.13% | 13.22%
NEM | Pumped Hydro Pump | 1.213% | 4.372% | 5.804% | 29.48% | 23.31% | 24.95% | 24.95% | 27.81% | 26.95% | 29.17% | 30.78% | 33.72% | 32.2% | 30.68% | 33.65% | 33.69% | 30.95% | 29.5% | 31.03% | 30.27% | 32.45% | 31.99% | 30.24% | 34.04% | 33.34% | 30.38% | 29.6% | 32.06% | 30.18%
NEM | VPP pump | 9.249% | 10.54% | 9.715% | 11.37% | 10.88% | 10.76% | 9.83% | 9.257% | 8.388% | 8.355% | 8.059% | 8.304% | 8.262% | 7.875% | 8.142% | 8.13% | 7.661% | 7.439% | 7.449% | 7.168% | 7.4% | 7.126% | 6.901% | 7.148% | 6.883% | 6.286% | 6.114% | 6.14% | 5.498%
Region | Technology | 2021-22 | 2022-23 | 2023-24 | 2024-25 | 2025-26 | 2026-27 | 2027-28 | 2028-29 | 2029-30 | 2030-31 | 2031-32 | 2032-33 | 2033-34 | 2034-35 | 2035-36 | 2036-37 | 2037-38 | 2038-39 | 2039-40 | 2040-41 | 2041-42 | 2042-43 | 2043-44 | 2044-45 | 2045-46 | 2046-47 | 2047-48 | 2048-49 | 2049-50
NSW1 | Grid Battery pump | bar: 2021-22 to 2049-50
NSW1 | Pumped Hydro Pump | 1.359% | 5.422% | 6.921% | 36.9% | 24.41% | 26.74% | 26.91% | 29.45% | 28.2% | 30.44% | 32.1% | 34.7% | 33.19% | 31.68% | 34.8% | 34.87% | 32.49% | 30.48% | 32.08% | 31.61% | 33.61% | 33.25% | 31.24% | 36.21% | 35.6% | 34.65% | 32.88% | 35.57% | 34.86%
NSW1 | VPP pump | 8.658% | 10.59% | 8.853% | 11.06% | 10.26% | 10.27% | 9.806% | 9.193% | 8.334% | 8.36% | 8.118% | 8.305% | 8.231% | 7.945% | 8.178% | 8.145% | 7.652% | 7.388% | 7.427% | 7.141% | 7.39% | 7.051% | 7.027% | 7.331% | 7.127% | 6.708% | 6.377% | 6.507% | 6.181%
Region | Technology | 2021-22 | 2022-23 | 2023-24 | 2024-25 | 2025-26 | 2026-27 | 2027-28 | 2028-29 | 2029-30 | 2030-31 | 2031-32 | 2032-33 | 2033-34 | 2034-35 | 2035-36 | 2036-37 | 2037-38 | 2038-39 | 2039-40 | 2040-41 | 2041-42 | 2042-43 | 2043-44 | 2044-45 | 2045-46 | 2046-47 | 2047-48 | 2048-49 | 2049-50
QLD1 | Grid Battery pump | - | 18.13% | 18.45% | 22.49% | 22.72% | 22.22% | 21.65% | 21.14% | 20.14% | 20.41% | 20.11% | 20.55% | 20.44% | 20.25% | 20.24% | 20.07% | 18.63% | 18.79% | 19.23% | - | - | - | - | 18.48% | 17.98% | 17.37% | 17.35% | 17.09% | 17.55%
QLD1 | Pumped Hydro Pump | 0.9635% | 2.572% | 3.89% | 16.75% | 16.87% | 14.41% | 13.45% | 18.13% | 14.43% | 16.52% | 17.66% | 24% | 22.26% | 20.67% | 22.18% | 21.96% | 25.69% | 26.15% | 27.41% | 25.71% | 28.84% | 29.41% | 28.2% | 29.63% | 28.73% | 24.57% | 25.15% | 26.67% | 23.14%
QLD1 | VPP pump | 8.152% | 9.387% | 9.079% | 11.4% | 11.8% | 11.29% | 10.32% | 9.863% | 9.148% | 9.007% | 8.538% | 8.766% | 8.783% | 8.535% | 8.54% | 8.409% | 7.891% | 7.764% | 7.739% | 7.659% | 7.785% | 7.705% | 7.562% | 7.48% | 6.923% | 6.048% | 6.069% | 5.74% | 4.588%
Region | Technology | 2021-22 | 2022-23 | 2023-24 | 2024-25 | 2025-26 | 2026-27 | 2027-28 | 2028-29 | 2029-30 | 2030-31 | 2031-32 | 2032-33 | 2033-34 | 2034-35 | 2035-36 | 2036-37 | 2037-38 | 2038-39 | 2039-40 | 2040-41 | 2041-42 | 2042-43 | 2043-44 | 2044-45 | 2045-46 | 2046-47 | 2047-48 | 2048-49 | 2049-50
VIC1 | Grid Battery pump | 28.81% | 6.299% | 6.088% | 6.915% | 6.082% | 6.437% | 6.283% | 5.779% | 5.293% | 5.556% | 5.461% | 5.548% | 5.109% | 4.586% | 5.204% | 5.18% | 4.698% | 4.531% | 4.987% | 4.553% | 1.84% | - | - | - | - | - | - | - | -
VIC1 | Pumped Hydro Pump | - | - | - | - | - | - | - | - | - | - | - | - | - | - | - | - | - | - | - | - | - | - | - | - | - | - | - | 35.7% | 34.2%
VIC1 | VPP pump | 10.13% | 11.16% | 10.43% | 11.74% | 10.9% | 10.94% | 9.616% | 8.965% | 7.969% | 7.918% | 7.669% | 7.992% | 7.919% | 7.348% | 7.832% | 7.931% | 7.447% | 7.18% | 7.208% | 6.764% | 7.093% | 6.719% | 6.248% | 6.78% | 6.633% | 6.052% | 5.91% | 6.131% | 5.533%
Region | Technology | 2021-22 | 2022-23 | 2023-24 | 2024-25 | 2025-26 | 2026-27 | 2027-28 | 2028-29 | 2029-30 | 2030-31 | 2031-32 | 2032-33 | 2033-34 | 2034-35 | 2035-36 | 2036-37 | 2037-38 | 2038-39 | 2039-40 | 2040-41 | 2041-42 | 2042-43 | 2043-44 | 2044-45 | 2045-46 | 2046-47 | 2047-48 | 2048-49 | 2049-50
SA1 | Grid Battery pump | 7.078% | 7.062% | 7.282% | 7.5% | 6.8% | 6.824% | 6.538% | 6.245% | 5.892% | 6.773% | 6.646% | 6.763% | 6.624% | 5.782% | 6.066% | 6.082% | 5.947% | 5.811% | 5.998% | 5.501% | 5.945% | 5.771% | 5.546% | 9.418% | 9.4% | 9.012% | 9.009% | 9.026% | 8.74%
SA1 | Pumped Hydro Pump | bar: 2021-22 to 2049-50
SA1 | VPP pump | 11.29% | 11.79% | 11.81% | 11.76% | 11.03% | 10.81% | 9.836% | 9.416% | 8.427% | 8.405% | 8.247% | 8.441% | 8.462% | 7.973% | 8.3% | 8.272% | 8.031% | 7.844% | 7.724% | 7.42% | 7.536% | 7.322% | 7.073% | 6.961% | 6.917% | 6.384% | 6.12% | 6.008% | 5.572%
Region | Technology | 2021-22 | 2022-23 | 2023-24 | 2024-25 | 2025-26 | 2026-27 | 2027-28 | 2028-29 | 2029-30 | 2030-31 | 2031-32 | 2032-33 | 2033-34 | 2034-35 | 2035-36 | 2036-37 | 2037-38 | 2038-39 | 2039-40 | 2040-41 | 2041-42 | 2042-43 | 2043-44 | 2044-45 | 2045-46 | 2046-47 | 2047-48 | 2048-49 | 2049-50
TAS1 | Grid Battery pump | bar: 2021-22 to 2049-50
TAS1 | Pumped Hydro Pump | bar: 2021-22 to 2049-50
TAS1 | VPP pump | 1.946% | 4.028% | 1.723% | 2.336% | 4.036% | 4.667% | 6.135% | 5.25% | 5.785% | 7.033% | 6.223% | 6.13% | 6.013% | 6.096% | 6.087% | 6.148% | 6.339% | 6.166% | 6.575% | 6.924% | 7.001% | 6.636% | 6.407% | 6.674% | 6.285% | 6.137% | 5.81% | 6.17% | 5.7%
Non-controllable capacity
Region | Technology | 2021-22 | 2022-23 | 2023-24 | 2024-25 | 2025-26 | 2026-27 | 2027-28 | 2028-29 | 2029-30 | 2030-31 | 2031-32 | 2032-33 | 2033-34 | 2034-35 | 2035-36 | 2036-37 | 2037-38 | 2038-39 | 2039-40 | 2040-41 | 2041-42 | 2042-43 | 2043-44 | 2044-45 | 2045-46 | 2046-47 | 2047-48 | 2048-49 | 2049-50
NEM | Distributed PV | 15.73% | 16.09% | 16.23% | 15.82% | 15.34% | 16.51% | 16.55% | 14.98% | 15.76% | 16.42% | 16.68% | 16.82% | 16.42% | 15.97% | 17.12% | 17.17% | 15.46% | 16.3% | 17% | 17.29% | 17.34% | 16.88% | 16.37% | 17.53% | 17.49% | 15.72% | 16.54% | 17.24% | 17.5%
NEM | Behind the meter battery | 5.667% | 5.723% | 5.697% | 5.601% | 5.515% | 5.416% | 5.347% | 5.236% | 5.14% | 5.04% | 4.967% | 4.975% | 5.011% | 5.02% | 5.042% | 4.97% | 4.915% | 4.863% | 4.828% | 4.751% | 4.713% | 4.68% | 4.667% | 4.606% | 4.559% | 4.421% | 4.312% | 4.185% | 4.069%
NEM | Behind the meter battery pump | 4.815% | 4.861% | 4.84% | 4.758% | 4.685% | 4.601% | 4.542% | 4.447% | 4.367% | 4.281% | 4.221% | 4.227% | 4.256% | 4.264% | 4.284% | 4.222% | 4.175% | 4.13% | 4.1% | 4.037% | 4.004% | 3.974% | 3.964% | 3.912% | 3.873% | 3.755% | 3.662% | 3.554% | 3.456%
Region | Technology | 2021-22 | 2022-23 | 2023-24 | 2024-25 | 2025-26 | 2026-27 | 2027-28 | 2028-29 | 2029-30 | 2030-31 | 2031-32 | 2032-33 | 2033-34 | 2034-35 | 2035-36 | 2036-37 | 2037-38 | 2038-39 | 2039-40 | 2040-41 | 2041-42 | 2042-43 | 2043-44 | 2044-45 | 2045-46 | 2046-47 | 2047-48 | 2048-49 | 2049-50
NSW1 | Distributed PV | 15.89% | 16.65% | 16.19% | 15.98% | 15.4% | 17.1% | 16.86% | 15.02% | 15.42% | 16.36% | 17.06% | 16.64% | 16.46% | 15.93% | 17.53% | 17.31% | 15.42% | 15.93% | 16.89% | 17.6% | 17.11% | 16.87% | 16.27% | 17.87% | 17.58% | 15.66% | 16.11% | 17.1% | 17.77%
NSW1 | Behind the meter battery | 5.638% | 5.703% | 5.66% | 5.567% | 5.499% | 5.413% | 5.354% | 5.253% | 5.161% | 5.073% | 5.011% | 5.032% | 5.043% | 5.032% | 5.062% | 4.976% | 4.91% | 4.853% | 4.834% | 4.76% | 4.738% | 4.71% | 4.694% | 4.647% | 4.607% | 4.472% | 4.37% | 4.245% | 4.136%
NSW1 | Behind the meter battery pump | 4.79% | 4.843% | 4.811% | 4.729% | 4.672% | 4.599% | 4.548% | 4.46% | 4.383% | 4.311% | 4.258% | 4.275% | 4.284% | 4.277% | 4.302% | 4.228% | 4.172% | 4.121% | 4.104% | 4.045% | 4.025% | 4% | 3.988% | 3.947% | 3.911% | 3.797% | 3.713% | 3.604% | 3.515%
Region | Technology | 2021-22 | 2022-23 | 2023-24 | 2024-25 | 2025-26 | 2026-27 | 2027-28 | 2028-29 | 2029-30 | 2030-31 | 2031-32 | 2032-33 | 2033-34 | 2034-35 | 2035-36 | 2036-37 | 2037-38 | 2038-39 | 2039-40 | 2040-41 | 2041-42 | 2042-43 | 2043-44 | 2044-45 | 2045-46 | 2046-47 | 2047-48 | 2048-49 | 2049-50
QLD1 | Distributed PV | 16.1% | 17.06% | 17.04% | 16.38% | 16.5% | 17.65% | 17.74% | 14.96% | 16.27% | 16.89% | 17.76% | 17.6% | 16.96% | 17.19% | 18.26% | 18.34% | 15.46% | 16.89% | 17.52% | 18.42% | 18.19% | 17.48% | 17.64% | 18.68% | 18.7% | 15.74% | 17.14% | 17.77% | 18.66%
QLD1 | Behind the meter battery | 5.684% | 5.775% | 5.719% | 5.62% | 5.545% | 5.439% | 5.361% | 5.261% | 5.173% | 5.069% | 5.003% | 5.023% | 5.04% | 5.034% | 5.056% | 4.969% | 4.908% | 4.861% | 4.837% | 4.775% | 4.741% | 4.717% | 4.713% | 4.654% | 4.608% | 4.471% | 4.356% | 4.223% | 4.11%
QLD1 | Behind the meter battery pump | 4.83% | 4.906% | 4.857% | 4.776% | 4.709% | 4.62% | 4.554% | 4.469% | 4.396% | 4.307% | 4.251% | 4.265% | 4.281% | 4.276% | 4.298% | 4.219% | 4.167% | 4.13% | 4.11% | 4.057% | 4.025% | 4.005% | 4.006% | 3.953% | 3.917% | 3.797% | 3.698% | 3.589% | 3.49%
Region | Technology | 2021-22 | 2022-23 | 2023-24 | 2024-25 | 2025-26 | 2026-27 | 2027-28 | 2028-29 | 2029-30 | 2030-31 | 2031-32 | 2032-33 | 2033-34 | 2034-35 | 2035-36 | 2036-37 | 2037-38 | 2038-39 | 2039-40 | 2040-41 | 2041-42 | 2042-43 | 2043-44 | 2044-45 | 2045-46 | 2046-47 | 2047-48 | 2048-49 | 2049-50
VIC1 | Distributed PV | 14.64% | 14.23% | 15.09% | 14.83% | 14.08% | 15.02% | 15.13% | 14.56% | 15.28% | 15.89% | 15.28% | 16.11% | 15.73% | 14.89% | 15.83% | 15.95% | 15.17% | 15.88% | 16.52% | 15.91% | 16.66% | 16.24% | 15.31% | 16.27% | 16.3% | 15.49% | 16.18% | 16.83% | 16.15%
VIC1 | Behind the meter battery | 5.686% | 5.759% | 5.769% | 5.661% | 5.55% | 5.441% | 5.366% | 5.23% | 5.104% | 4.983% | 4.889% | 4.875% | 4.952% | 4.988% | 5.011% | 4.966% | 4.936% | 4.879% | 4.826% | 4.735% | 4.679% | 4.638% | 4.62% | 4.546% | 4.491% | 4.353% | 4.238% | 4.113% | 3.985%
VIC1 | Behind the meter battery pump | 4.831% | 4.891% | 4.901% | 4.807% | 4.715% | 4.624% | 4.558% | 4.445% | 4.338% | 4.231% | 4.155% | 4.142% | 4.205% | 4.236% | 4.256% | 4.221% | 4.193% | 4.144% | 4.097% | 4.024% | 3.977% | 3.938% | 3.922% | 3.862% | 3.817% | 3.698% | 3.598% | 3.492% | 3.384%
Region | Technology | 2021-22 | 2022-23 | 2023-24 | 2024-25 | 2025-26 | 2026-27 | 2027-28 | 2028-29 | 2029-30 | 2030-31 | 2031-32 | 2032-33 | 2033-34 | 2034-35 | 2035-36 | 2036-37 | 2037-38 | 2038-39 | 2039-40 | 2040-41 | 2041-42 | 2042-43 | 2043-44 | 2044-45 | 2045-46 | 2046-47 | 2047-48 | 2048-49 | 2049-50
SA1 | Distributed PV | 17% | 17.03% | 17.4% | 16.79% | 15.95% | 16.62% | 17.14% | 16.32% | 17.02% | 17.25% | 17.23% | 17.68% | 17.1% | 16.26% | 16.89% | 17.46% | 16.6% | 17.39% | 17.63% | 17.62% | 18.03% | 17.41% | 16.52% | 17.18% | 17.67% | 16.79% | 17.56% | 17.81% | 17.75%
SA1 | Behind the meter battery | 5.687% | 5.649% | 5.583% | 5.482% | 5.395% | 5.284% | 5.219% | 5.127% | 5.109% | 5.049% | 4.993% | 5.022% | 5.037% | 5.051% | 5.052% | 4.964% | 4.871% | 4.834% | 4.784% | 4.699% | 4.657% | 4.607% | 4.592% | 4.519% | 4.464% | 4.316% | 4.217% | 4.086% | 3.974%
SA1 | Behind the meter battery pump | 4.829% | 4.797% | 4.742% | 4.659% | 4.583% | 4.489% | 4.433% | 4.354% | 4.338% | 4.291% | 4.244% | 4.268% | 4.279% | 4.291% | 4.293% | 4.218% | 4.14% | 4.109% | 4.064% | 3.993% | 3.956% | 3.915% | 3.901% | 3.837% | 3.792% | 3.665% | 3.583% | 3.473% | 3.373%
Region | Technology | 2021-22 | 2022-23 | 2023-24 | 2024-25 | 2025-26 | 2026-27 | 2027-28 | 2028-29 | 2029-30 | 2030-31 | 2031-32 | 2032-33 | 2033-34 | 2034-35 | 2035-36 | 2036-37 | 2037-38 | 2038-39 | 2039-40 | 2040-41 | 2041-42 | 2042-43 | 2043-44 | 2044-45 | 2045-46 | 2046-47 | 2047-48 | 2048-49 | 2049-50
TAS1 | Distributed PV | 13.67% | 13.56% | 13.98% | 14.01% | 13.36% | 14.27% | 14.3% | 13.89% | 14% | 14.27% | 14.08% | 14.55% | 14.57% | 13.88% | 14.71% | 14.82% | 14.29% | 14.45% | 14.76% | 14.57% | 14.97% | 14.9% | 14.17% | 15.06% | 15.02% | 14.55% | 14.6% | 14.95% | 14.69%
TAS1 | Behind the meter battery | 5.621% | 5.537% | 5.483% | 5.392% | 5.325% | 5.3% | 5.327% | 5.334% | 5.286% | 5.239% | 5.208% | 5.151% | 5.108% | 5.072% | 5.045% | 4.953% | 4.896% | 4.865% | 4.848% | 4.807% | 4.776% | 4.758% | 4.747% | 4.71% | 4.688% | 4.578% | 4.487% | 4.373% | 4.276%
TAS1 | Behind the meter battery pump | 4.776% | 4.703% | 4.656% | 4.581% | 4.521% | 4.502% | 4.527% | 4.531% | 4.491% | 4.45% | 4.424% | 4.376% | 4.337% | 4.308% | 4.285% | 4.206% | 4.16% | 4.131% | 4.12% | 4.084% | 4.059% | 4.042% | 4.03% | 4% | 3.983% | 3.889% | 3.812% | 3.715% | 3.631%

## Marinus_Generation
Annual sent-out generation by technology (GWh) - Marinus Link, High DER Scenario
Explicitly modelled generation
Region | Technology | 2021-22 | 2022-23 | 2023-24 | 2024-25 | 2025-26 | 2026-27 | 2027-28 | 2028-29 | 2029-30 | 2030-31 | 2031-32 | 2032-33 | 2033-34 | 2034-35 | 2035-36 | 2036-37 | 2037-38 | 2038-39 | 2039-40 | 2040-41 | 2041-42 | 2042-43 | 2043-44 | 2044-45 | 2045-46 | 2046-47 | 2047-48 | 2048-49 | 2049-50
NEM | Black Coal | 90164.8881 | 78811.0456 | 78319.3462 | 79665.4536 | 71691.7364 | 65542.8982 | 57943.9171 | 61038.9536 | 49012.8877 | 47739.6712 | 45197.9557 | 43250.8257 | 46857.6156 | 43442.9955 | 38766.6892 | 37026.7009 | 32140.0849 | 32299.0268 | 30372.9356 | 29416.6068 | 27652.7412 | 19074.2775 | 15550.5384 | 13188.1625 | 11172.1641 | 9196.2048 | 8616.3142 | 8415.9378 | 7543.6101
NEM | Brown Coal | 29720.6515 | 28204.8711 | 28506.7067 | 22485.2974 | 23745.9802 | 23077.8007 | 22348.8881 | 22059.0655 | 21061.5369 | 21559.1564 | 21204.0969 | 20966.2861 | 21432.8223 | 20722.9874 | 21856.4426 | 20695.3735 | 18750.5719 | 19750.0745 | 17360.3639 | 18333.5458 | 20347.9469 | 20181.6485 | 18423.0303 | 18261.6359 | 17982.7682 | 18669.9798 | 12363.876 | 0 | 0
NEM | CCGT | 2252.5066 | 2252.5066 | 1894.8404 | 1942.0444 | 1733.6554 | 1746.4607 | 1795.3201 | 1994.3136 | 1747.9475 | 1825.5529 | 2059.1384 | 5049.7963 | 5362.2373 | 5713.5626 | 4276.5197 | 4036.3755 | 5454.7258 | 5426.6977 | 4348.5774 | 4418.799 | 4490.2382 | 5348.2319 | 3506.0413 | 3221.7099 | 1542.8057 | 960.5237 | 963.1553 | 960.5238 | 960.5237
NEM | Gas - Steam | 696.7639 | 711.2695 | 724.015 | 164.5135 | 158.0163 | 165.6926 | 160.6373 | 168.9181 | 154.3771 | 154.9889 | 154.8001 | 321.3311 | 200.6935 | 533.9979 | 106.55 | 101.1947 | 323.2712 | 270.5148 | 169.8876 | 177.4131 | 209.4076 | 239.1226 | 224.1856 | 200.5655 | 263.7721 | 0 | 0 | 0 | 0
NEM | OCGT / Diesel | 50.7414 | 22.8158 | 111.5227 | 89.0423 | 15.8432 | 43.6562 | 32.6535 | 89.6788 | 6.2627 | 10.5603 | 37.136 | 519.4993 | 310.9567 | 503.1059 | 339.3001 | 439.1814 | 2138.4632 | 2298.6198 | 4575.9231 | 4957.8303 | 3465.2077 | 5854.0743 | 7494.4132 | 4585.6057 | 5818.3693 | 8604.3117 | 9956.9714 | 13686.6422 | 12875.3739
NEM | Hydro | 13126.2204 | 13380.8693 | 13365.7314 | 15963.9938 | 15901.0162 | 14156.007 | 16211.4864 | 18646.6173 | 15566.1228 | 14000.4289 | 14505.9152 | 15943.7995 | 16092.9053 | 16940.7399 | 16210.6438 | 15208.236 | 16728.379 | 14958.41 | 13878.5741 | 13265.6127 | 13066.345 | 14013.2322 | 14444.7824 | 14264.4323 | 13974.0123 | 15814.4081 | 13987.6495 | 13332.3695 | 12210.625
NEM | Wind | 26731.2708 | 35592.8695 | 35185.7136 | 38921.3599 | 46569.0286 | 51687.4345 | 57703.2187 | 57762.2533 | 65884.8663 | 67942.653 | 71090.3531 | 69722.161 | 69624.7119 | 74915.2119 | 78279.8386 | 84017.6675 | 95973.2848 | 94107.3899 | 95094.855 | 94710.6438 | 96209.6536 | 97045.5565 | 105397.6434 | 107151.2743 | 110272.0375 | 111318.0279 | 113656.5906 | 116491.2288 | 118424.8077
NEM | Solar PV | 14501.0477 | 17775.8342 | 18064.0124 | 17333.2523 | 16977.4581 | 17971.9103 | 18196.2259 | 16536.5554 | 25134.2209 | 26252.1951 | 26587.5643 | 26710.7439 | 25732.8631 | 25168.638 | 26761.2108 | 26504.5728 | 23517.2736 | 24241.5991 | 25373.3417 | 25568.0303 | 26282.5087 | 33197.5057 | 31724.5852 | 32237.4347 | 32245.8232 | 37209.1269 | 38207.4552 | 41929.73 | 40257.616
NEM | Grid Battery | 216.6773 | 295.4676 | 295.0549 | 324.6061 | 293.29 | 302.6339 | 292.4393 | 275.4741 | 255.1393 | 261.1477 | 255.7055 | 261.341 | 227.1731 | 194.8573 | 211.454 | 210.8287 | 196.3226 | 190.8925 | 204.9431 | 161.3674 | 103.0096 | 61.2385 | 59.2174 | 232.1519 | 229.3107 | 427.5841 | 427.2697 | 423.1435 | 426.8599
NEM | Pumped Hydro | 52.7178 | 156.0274 | 227.6513 | 1610.5964 | 5071.5891 | 5132.9924 | 4830.2108 | 5776.7104 | 9109.7551 | 9937.9851 | 10233.036 | 11231.3002 | 10174.2468 | 10270.5151 | 10867.8238 | 10686.6581 | 12238.4334 | 11541.8758 | 12372.8841 | 11725.7415 | 13082.1502 | 14326.956 | 14063.6015 | 15227.4424 | 14798.2033 | 16220.883 | 15854.5319 | 18331.04 | 17558.5852
NEM | VPP | 58.4125 | 163.1046 | 299.6683 | 589.3564 | 866.8456 | 1202.3108 | 1472.7661 | 1795.2261 | 2036.1082 | 2339.1608 | 2586.6458 | 3059.2077 | 3449.7202 | 3657.1601 | 4179.7104 | 4389.8471 | 4344.5206 | 4434.366 | 4672.348 | 4694.6681 | 5097.2047 | 5122.9405 | 5200.696 | 5626.8255 | 5644.1657 | 5398.5995 | 5460.5411 | 5730.9445 | 5339.5654
Total excluding storage |  | 177244.0903 | 176752.0816 | 176171.8884 | 176564.9572 | 176792.7343 | 174391.8601 | 174392.347 | 178296.3556 | 178568.2219 | 179485.2067 | 180836.9598 | 182484.4429 | 185614.8057 | 187941.2391 | 186597.1948 | 188029.3023 | 195026.0545 | 193352.3326 | 191174.4583 | 190848.4817 | 191724.049 | 194953.6492 | 196765.2198 | 193110.8208 | 193271.7524 | 201772.583 | 197752.0123 | 194816.4321 | 192272.5565
Region | Technology | 2021-22 | 2022-23 | 2023-24 | 2024-25 | 2025-26 | 2026-27 | 2027-28 | 2028-29 | 2029-30 | 2030-31 | 2031-32 | 2032-33 | 2033-34 | 2034-35 | 2035-36 | 2036-37 | 2037-38 | 2038-39 | 2039-40 | 2040-41 | 2041-42 | 2042-43 | 2043-44 | 2044-45 | 2045-46 | 2046-47 | 2047-48 | 2048-49 | 2049-50
NSW1 | Black Coal | 45903.676 | 38413.6249 | 35319.3523 | 39627.9423 | 31636.3917 | 26930.1522 | 22128.3103 | 25424.019 | 15244.7681 | 15128.1344 | 13534.2972 | 9584.9523 | 11621.6375 | 10008.3146 | 5828.095 | 7242.4973 | 7988.2102 | 7917.5727 | 7393.7352 | 6413.8346 | 5585.1317 | 0 | 0 | 0 | 0 | 0 | 0 | 0 | 0
NSW1 | Brown Coal | 0 | 0 | 0 | 0 | 0 | 0 | 0 | 0 | 0 | 0 | 0 | 0 | 0 | 0 | 0 | 0 | 0 | 0 | 0 | 0 | 0 | 0 | 0 | 0 | 0 | 0 | 0 | 0 | 0
NSW1 | CCGT | 33.6489 | 33.6489 | 101.2233 | 63.9818 | 63.5591 | 63.5591 | 63.7332 | 63.5591 | 63.5591 | 63.5591 | 63.7332 | 931.688 | 889.9405 | 1050.3989 | 636.1468 | 566.3121 | 1577.4081 | 1735.5586 | 1473.9349 | 1369.8323 | 1309.3079 | 1692.6485 | 63.5983 | 6.6491e-05 | 7.1216e-05 | 7.2532e-05 | 7.295e-05 | 9.6585e-05 | 9.2814e-05
NSW1 | Gas - Steam | 0 | 0 | 0 | 0 | 0 | 0 | 0 | 0 | 0 | 0 | 0 | 0 | 0 | 0 | 0 | 0 | 0 | 0 | 0 | 0 | 0 | 0 | 0 | 0 | 0 | 0 | 0 | 0 | 0
NSW1 | OCGT / Diesel | 0.032634 | 5.4952e-06 | 13.0761 | 46.9644 | 5.9624 | 17.6336 | 7.2379 | 10.8096 | 7.6545e-06 | 7.9865e-06 | 8.6894e-06 | 39.7956 | 25.2234 | 28.288 | 72.3121 | 31.5012 | 394.9544 | 695.6261 | 1809.04 | 2242.6375 | 1096.1414 | 2458.9093 | 3518.3033 | 1841.5651 | 1888.7202 | 2743.9963 | 4324.1313 | 7073.8053 | 6810.2393
NSW1 | Hydro | 2010.9734 | 2118.0257 | 1958.678 | 2815.2885 | 2755.5711 | 2608.4725 | 2584.7389 | 3546.4443 | 2776.5623 | 2414.011 | 2597.4138 | 2858.129 | 3218.3282 | 3319.8969 | 3337.6646 | 3149.1006 | 4002.0825 | 3162.8528 | 2854.8404 | 2758.3943 | 2726.5691 | 3276.4436 | 3403.9812 | 3520.8914 | 3399.5742 | 4061.0851 | 3322.605 | 3260.4815 | 2987.1009
NSW1 | Wind | 6252.6977 | 9576.3157 | 11510.9325 | 13626.2445 | 17398.741 | 20651.8696 | 23158.7418 | 22456.3509 | 28619.7292 | 30710.0351 | 31896.5388 | 31688.2797 | 30725.5946 | 32690.5865 | 34195.0442 | 34051.0224 | 30426.9281 | 27312.5403 | 29417.65 | 29235.5499 | 35087.6306 | 34054.7544 | 35563.3264 | 37014.3313 | 38160.0086 | 33736.2711 | 31769.8356 | 34670.2214 | 34567.151
NSW1 | Solar PV | 5342.8112 | 6499.59 | 6543.0262 | 6299.1529 | 5994.627 | 6487.1148 | 6521.6827 | 6386.9971 | 14299.3249 | 15069.9795 | 15297.1529 | 15188.9439 | 14717.0407 | 14191.7505 | 15252.4671 | 15199.2455 | 13784.021 | 13852.0583 | 14628.3237 | 14771.9634 | 14606.4611 | 17622.9739 | 16924.5192 | 17935.1321 | 17865.9793 | 20391.3948 | 20835.3679 | 21942.8975 | 22083.7375
NSW1 | Grid Battery | 1.8744e-05 | 1.9481e-05 | 1.9516e-05 | 1.9345e-05 | 1.8994e-05 | 2.0586e-05 | 2.3222e-05 | 2.5749e-05 | 8.6603e-05 | 9.069e-05 | 9.1842e-05 | 9.6968e-05 | 9.6209e-05 | 9.66e-05 | 0.00010393 | 0.00010754 | 0.00011648 | 0.0001147 | 0.00015405 | 0.00015605 | 0.00023597 | 0.00022453 | 0.0002413 | 0.00027095 | 0.00025447 | 0.00024845 | 0.00025511 | 0.00037438 | 0.00033175
NSW1 | Pumped Hydro | 22.9714 | 81.4086 | 109.8056 | 1109.7931 | 4568.4129 | 4701.8113 | 4429.5826 | 5234.0957 | 8678.9035 | 9444.5778 | 9707.3659 | 10512.667 | 9509.2667 | 9653.1597 | 10205.2059 | 10030.7347 | 9739.2293 | 8978.6785 | 9687.5146 | 9211.0137 | 9979.0065 | 9449.0964 | 9362.7244 | 10288.9225 | 10026.2627 | 10078.3148 | 9544.2354 | 10171.0457 | 10285.5953
NSW1 | VPP | 19.2393 | 55.3101 | 84.3015 | 171.0909 | 242.7937 | 336.0469 | 426.7953 | 519.9813 | 597.002 | 697.1808 | 782.4101 | 924.8819 | 1044.3528 | 1124.3547 | 1291.2504 | 1355.0801 | 1340.1664 | 1365.4093 | 1449.6408 | 1457.4007 | 1589.1146 | 1591.1414 | 1662.8382 | 1814.597 | 1841.2513 | 1821.3748 | 1798.8733 | 1926.9342 | 1903.0497
Total excluding storage |  | 59543.8399 | 56641.2051 | 55446.2885 | 62479.5743 | 57854.8523 | 56758.8019 | 54464.4448 | 57888.1799 | 61003.9436 | 63385.7191 | 63389.1359 | 60291.7885 | 61197.765 | 61289.2355 | 59321.7297 | 60239.6792 | 58173.6043 | 54676.2088 | 57577.5242 | 56792.212 | 60411.2417 | 59105.7296 | 59473.7284 | 60311.92 | 61314.2823 | 60932.7474 | 60251.9399 | 66947.4058 | 66448.2287
Region | Technology | 2021-22 | 2022-23 | 2023-24 | 2024-25 | 2025-26 | 2026-27 | 2027-28 | 2028-29 | 2029-30 | 2030-31 | 2031-32 | 2032-33 | 2033-34 | 2034-35 | 2035-36 | 2036-37 | 2037-38 | 2038-39 | 2039-40 | 2040-41 | 2041-42 | 2042-43 | 2043-44 | 2044-45 | 2045-46 | 2046-47 | 2047-48 | 2048-49 | 2049-50
QLD1 | Black Coal | 44261.2121 | 40397.4207 | 42999.9939 | 40037.5113 | 40055.3447 | 38612.7461 | 35815.6067 | 35614.9346 | 33768.1196 | 32611.5368 | 31663.6585 | 33665.8734 | 35235.9781 | 33434.6809 | 32938.5942 | 29784.2036 | 24151.8747 | 24381.4541 | 22979.2004 | 23002.7722 | 22067.6095 | 19074.2775 | 15550.5384 | 13188.1625 | 11172.1641 | 9196.2048 | 8616.3142 | 8415.9378 | 7543.6101
QLD1 | Brown Coal | 0 | 0 | 0 | 0 | 0 | 0 | 0 | 0 | 0 | 0 | 0 | 0 | 0 | 0 | 0 | 0 | 0 | 0 | 0 | 0 | 0 | 0 | 0 | 0 | 0 | 0 | 0 | 0 | 0
QLD1 | CCGT | 1104.025 | 1104.025 | 1232.2762 | 1428.5608 | 1220.5945 | 1233.3998 | 1280.8535 | 1481.2526 | 1234.8865 | 1312.492 | 1544.6718 | 3247.3666 | 3648.0536 | 3483.0156 | 3013.6819 | 2742.5478 | 3877.3176 | 3691.139 | 2874.6424 | 3048.9666 | 3180.9303 | 3655.5833 | 3442.4429 | 3221.7098 | 1542.8055 | 960.5235 | 963.1552 | 960.5235 | 960.5235
QLD1 | Gas - Steam | 37.1158 | 37.1158 | 73.7192 | 72.804 | 72.804 | 72.804 | 73.0035 | 72.804 | 72.804 | 72.804 | 73.0035 | 72.804 | 72.804 | 80.0101 | 73.0035 | 85.3134 | 211.7416 | 183.3596 | 169.8876 | 177.4131 | 209.4076 | 239.1226 | 224.1856 | 200.5655 | 263.7721 | 0 | 0 | 0 | 0
QLD1 | OCGT / Diesel | 9.2578e-06 | 9.5865e-06 | 0.57161 | 30.0022 | 5.8241 | 10.3001 | 16.8674 | 63.7859 | 6.2627 | 8.8816 | 35.9021 | 255.9917 | 136.9339 | 84.571 | 79.2957 | 225.5413 | 1050.7997 | 880.4021 | 1544.5682 | 1607.0438 | 1365.4742 | 2114.7217 | 2091.9977 | 1967.9252 | 3110.7026 | 4871.2713 | 4363.4462 | 4286.2251 | 3630.2095
QLD1 | Hydro | 682.9674 | 680.856 | 681.0038 | 675.2371 | 672.3981 | 669.6091 | 669.4905 | 664.0977 | 661.1255 | 645.8453 | 658.6708 | 653.3708 | 650.5419 | 647.7035 | 646.2803 | 642.075 | 238.8874 | 239.858 | 237.5177 | 236.6816 | 236.5765 | 0 | 0 | 0 | 0 | 0 | 0 | 0 | 0
QLD1 | Wind | 2134.9383 | 3601.4069 | 3583.3072 | 3560.3043 | 6561.7832 | 6708.7313 | 8981.9743 | 11267.0334 | 13125.5893 | 13449.7723 | 12743.4664 | 12151.6424 | 10830.7236 | 13419.1379 | 13172.2688 | 17090.6921 | 25886.1398 | 25580.4839 | 26049.3752 | 24361.6983 | 24532.7242 | 25696.1487 | 29633.9158 | 28868.3971 | 32438.6851 | 35609.5499 | 35335.391 | 35528.7059 | 36398.2743
QLD1 | Solar PV | 5555.0976 | 7538.3561 | 7681.2487 | 7342.3826 | 7448.1655 | 7800.5726 | 7893.2138 | 6592.7732 | 7141.7263 | 7427.2561 | 7545.9951 | 7659.4629 | 7325.8066 | 7442.0834 | 7806.4825 | 7531.2391 | 6188.6994 | 6713.3586 | 6997.0909 | 7066.881 | 7842.617 | 11894.148 | 11475.7244 | 11343.6712 | 11196.8413 | 13880.3162 | 14348.2911 | 13482.8018 | 12293.3829
QLD1 | Grid Battery | 1.2632e-05 | 25.7253 | 26.2661 | 31.9176 | 32.2421 | 31.5355 | 30.7173 | 30.004 | 28.5757 | 28.965 | 28.4614 | 29.2468 | 29.0019 | 28.7414 | 28.7238 | 28.4843 | 26.3603 | 26.7404 | 27.2846 | 0.00034963 | 0.0020285 | 0.0020398 | 0.0021471 | 84.9005 | 82.757 | 286.2608 | 286.7957 | 281.6715 | 290.155
QLD1 | Pumped Hydro | 29.7464 | 74.6188 | 117.8456 | 500.8033 | 503.1762 | 431.181 | 400.6282 | 542.6146 | 430.8516 | 493.4072 | 525.6701 | 718.6331 | 664.98 | 617.3553 | 662.6178 | 655.9233 | 2499.2038 | 2563.1972 | 2685.3692 | 2514.7275 | 3103.143 | 4877.8589 | 4700.8764 | 4938.5191 | 4771.9398 | 6142.5674 | 6310.2957 | 6660.3533 | 5836.3118
QLD1 | VPP | 10.1687 | 33.8684 | 63.7993 | 135.2464 | 220.7151 | 296.493 | 365.426 | 458.4688 | 544.1513 | 626.0049 | 688.5907 | 819.8146 | 939.319 | 1019.1202 | 1130.8005 | 1172.0539 | 1153.5986 | 1199.171 | 1251.3774 | 1298.2887 | 1385.3562 | 1432.5354 | 1470.8124 | 1525.7985 | 1473.3379 | 1339.8801 | 1410.8157 | 1383.5417 | 1159.0933
Total excluding storage |  | 53775.3562 | 53359.1805 | 56252.1205 | 53146.8022 | 56036.9141 | 55108.1629 | 54731.0096 | 55756.6814 | 56010.5139 | 55528.5881 | 54265.3682 | 57706.5119 | 57900.8416 | 58591.2023 | 57729.607 | 58101.6122 | 61605.4602 | 61670.0552 | 60852.2824 | 59501.4566 | 59435.3394 | 62674.0019 | 62418.8048 | 58790.4313 | 59724.9707 | 64517.8657 | 63626.5976 | 62674.1942 | 60826.0003
Region | Technology | 2021-22 | 2022-23 | 2023-24 | 2024-25 | 2025-26 | 2026-27 | 2027-28 | 2028-29 | 2029-30 | 2030-31 | 2031-32 | 2032-33 | 2033-34 | 2034-35 | 2035-36 | 2036-37 | 2037-38 | 2038-39 | 2039-40 | 2040-41 | 2041-42 | 2042-43 | 2043-44 | 2044-45 | 2045-46 | 2046-47 | 2047-48 | 2048-49 | 2049-50
VIC1 | Black Coal | 0 | 0 | 0 | 0 | 0 | 0 | 0 | 0 | 0 | 0 | 0 | 0 | 0 | 0 | 0 | 0 | 0 | 0 | 0 | 0 | 0 | 0 | 0 | 0 | 0 | 0 | 0 | 0 | 0
VIC1 | Brown Coal | 29720.6515 | 28204.8711 | 28506.7067 | 22485.2974 | 23745.9802 | 23077.8007 | 22348.8881 | 22059.0655 | 21061.5369 | 21559.1564 | 21204.0969 | 20966.2861 | 21432.8223 | 20722.9874 | 21856.4426 | 20695.3735 | 18750.5719 | 19750.0745 | 17360.3639 | 18333.5458 | 20347.9469 | 20181.6485 | 18423.0303 | 18261.6359 | 17982.7682 | 18669.9798 | 12363.876 | 0 | 0
VIC1 | CCGT | 5.1183e-06 | 5.0683e-06 | 5.3011e-06 | 6.1386e-06 | 6.2555e-06 | 6.2732e-06 | 6.6367e-06 | 7.2282e-06 | 7.191e-06 | 7.2266e-06 | 7.7579e-06 | 1.2104e-05 | 1.206e-05 | 1.2202e-05 | 1.193e-05 | 1.2185e-05 | 1.7124e-05 | 1.8193e-05 | 2.645e-05 | 2.5983e-05 | 2.9792e-05 | 3.097e-05 | 3.1134e-05 | 3.0183e-05 | 3.1813e-05 | 3.2125e-05 | 3.2849e-05 | 8.094e-05 | 7.8954e-05
VIC1 | Gas - Steam | 7.3363 | 2.4129 | 8.2868 | 10.1364 | 3.6392 | 11.3155 | 5.8372 | 14.541 | 1.9724e-06 | 0.61176 | 2.3199e-06 | 28.08 | 12.3875 | 18.0171 | 33.5466 | 15.8813 | 111.5296 | 87.1552 | 0 | 0 | 0 | 0 | 0 | 0 | 0 | 0 | 0 | 0 | 0
VIC1 | OCGT / Diesel | 6.6466 | 9.0503e-06 | 6.8275 | 1.7376 | 1.2429e-05 | 2.5164 | 2.2674 | 1.4611e-05 | 1.4093e-05 | 1.4295e-05 | 1.531e-05 | 32.9287 | 12.3376 | 17.0704 | 13.4089 | 5.1962 | 48.1248 | 13.0389 | 340.4848 | 272.1929 | 144.859 | 90.9521 | 460.5342 | 153.1428 | 162.6609 | 123.4464 | 91.168 | 804.9491 | 938.7749
VIC1 | Hydro | 2733.8551 | 2741.7308 | 2479.0575 | 3061.126 | 3125.5951 | 2956.8255 | 2991.1303 | 3763.0624 | 3119.7917 | 2665.5302 | 2682.1463 | 2417.5215 | 2963.4003 | 3052.9079 | 2885.8499 | 2894.6701 | 3635.8734 | 3018.0057 | 2589.6207 | 2582.3169 | 2342.3644 | 2866.2894 | 2965.7114 | 2793.367 | 2809.5201 | 3519.7323 | 2926.1128 | 2506.7836 | 2510.1847
VIC1 | Wind | 10771.3455 | 13758.9487 | 11833.1171 | 12213.0915 | 12542.0376 | 12992.6497 | 13562.8273 | 12236.329 | 12320.3308 | 11912.3446 | 13154.501 | 11825.7235 | 13709.0056 | 13851.8565 | 14482.2603 | 15125.7367 | 19183.109 | 19505.8359 | 18067.2097 | 17964.601 | 15608.474 | 16586.3439 | 20186.9151 | 20427.5498 | 18881.1574 | 22058.5505 | 26845.9849 | 26644.726 | 26892.921
VIC1 | Solar PV | 2656.001 | 2636.3711 | 2734.7185 | 2624.9441 | 2493.1716 | 2617.9447 | 2682.0565 | 2511.576 | 2603.9105 | 2656.0231 | 2640.7468 | 2741.2834 | 2623.0871 | 2493.176 | 2634.3633 | 2676.648 | 2501.366 | 2589.0776 | 2648.8692 | 2628.1927 | 2721.9593 | 2617.7094 | 2494.5686 | 2398.6453 | 2376.8908 | 2204.4793 | 2293.8417 | 5799.2937 | 5191.4747
VIC1 | Grid Battery | 113.4789 | 167.2696 | 162.6234 | 183.6803 | 162.0499 | 171.8338 | 166.8632 | 154.3889 | 140.973 | 147.9621 | 144.9514 | 148.1188 | 115.7264 | 104.5319 | 118.1723 | 117.6136 | 106.6639 | 102.4929 | 113.6344 | 103.0082 | 39.5416 | 0.00017294 | 0.00018957 | 0.00021037 | 0.00019571 | 0.0001947 | 0.00020218 | 0.0003799 | 0.00039532
VIC1 | Pumped Hydro | 0 | 0 | 1.643e-05 | 1.8143e-05 | 1.814e-05 | 1.98e-05 | 1.9202e-05 | 1.9948e-05 | 2.068e-05 | 2.1698e-05 | 2.3415e-05 | 3.7694e-05 | 3.7019e-05 | 3.6175e-05 | 3.8714e-05 | 4.3711e-05 | 5.6995e-05 | 6.5238e-05 | 0.0001133 | 0.00011161 | 0.0005084 | 0.00048582 | 0.00047269 | 0.00051872 | 0.0004968 | 0.00049549 | 0.00049726 | 1499.6407 | 1436.6779
VIC1 | VPP | 14.3378 | 44.7828 | 104.5073 | 211.2309 | 306.7181 | 444.4443 | 532.0771 | 638.3111 | 696.3072 | 787.7483 | 865.2102 | 1025.2687 | 1141.7069 | 1175.271 | 1372.6302 | 1459.4314 | 1437.3296 | 1447.7335 | 1530.247 | 1493.318 | 1646.8442 | 1619.3944 | 1581.6595 | 1785.11 | 1814.9352 | 1736.0862 | 1754.0927 | 1904.8366 | 1781.7511
Total excluding storage |  | 45895.836 | 47344.3346 | 45568.7141 | 40396.3329 | 41910.4237 | 41659.0524 | 41593.0067 | 40584.574 | 39105.57 | 38793.6662 | 39681.491 | 38011.8232 | 40753.0404 | 40156.0153 | 41905.8716 | 41413.5058 | 44230.5747 | 44963.1878 | 41006.5483 | 41780.8493 | 41165.6037 | 42342.9433 | 44530.7596 | 44034.3409 | 42212.9974 | 46576.1883 | 44520.9835 | 35755.7524 | 35533.3554
Region | Technology | 2021-22 | 2022-23 | 2023-24 | 2024-25 | 2025-26 | 2026-27 | 2027-28 | 2028-29 | 2029-30 | 2030-31 | 2031-32 | 2032-33 | 2033-34 | 2034-35 | 2035-36 | 2036-37 | 2037-38 | 2038-39 | 2039-40 | 2040-41 | 2041-42 | 2042-43 | 2043-44 | 2044-45 | 2045-46 | 2046-47 | 2047-48 | 2048-49 | 2049-50
SA1 | Black Coal | 0 | 0 | 0 | 0 | 0 | 0 | 0 | 0 | 0 | 0 | 0 | 0 | 0 | 0 | 0 | 0 | 0 | 0 | 0 | 0 | 0 | 0 | 0 | 0 | 0 | 0 | 0 | 0 | 0
SA1 | Brown Coal | 0 | 0 | 0 | 0 | 0 | 0 | 0 | 0 | 0 | 0 | 0 | 0 | 0 | 0 | 0 | 0 | 0 | 0 | 0 | 0 | 0 | 0 | 0 | 0 | 0 | 0 | 0 | 0 | 0
SA1 | CCGT | 1114.8326 | 1114.8326 | 561.3409 | 449.5019 | 449.5019 | 449.5019 | 450.7334 | 449.5019 | 449.5019 | 449.5019 | 450.7334 | 870.7417 | 824.2432 | 1180.1481 | 626.6909 | 727.5156 | 2.1211e-05 | 2.1424e-05 | 2.6994e-05 | 2.6452e-05 | 4.3718e-05 | 4.5635e-05 | 4.695e-05 | 4.313e-05 | 4.5662e-05 | 4.6346e-05 | 4.6502e-05 | 6.1274e-05 | 5.936e-05
SA1 | Gas - Steam | 652.3118 | 671.7408 | 642.009 | 81.5731 | 81.5731 | 81.5731 | 81.7966 | 81.5731 | 81.5731 | 81.5731 | 81.7966 | 220.4471 | 115.502 | 435.9707 | 0 | 0 | 0 | 0 | 0 | 0 | 0 | 0 | 0 | 0 | 0 | 0 | 0 | 0 | 0
SA1 | OCGT / Diesel | 44.0621 | 22.8157 | 91.0475 | 10.3382 | 4.0566 | 13.206 | 6.2808 | 15.0833 | 2.5271e-05 | 1.6787 | 1.2338 | 190.269 | 136.4618 | 373.1765 | 174.2833 | 176.9427 | 643.4916 | 709.5527 | 881.6461 | 835.7449 | 858.4847 | 1189.1456 | 1423.232 | 622.7194 | 656.2857 | 865.5977 | 1178.226 | 1520.4378 | 1495.3481
SA1 | Hydro | 0 | 0 | 0 | 0 | 0 | 0 | 0 | 0 | 0 | 0 | 0 | 0 | 0 | 0 | 0 | 0 | 0 | 0 | 0 | 0 | 0 | 0 | 0 | 0 | 0 | 0 | 0 | 0 | 0
SA1 | Wind | 6246.1413 | 7053.5184 | 6239.2964 | 6930.0012 | 6769.2401 | 7435.2227 | 7450.5131 | 6990.5154 | 6533.4976 | 6276.4781 | 6581.9575 | 7303.7221 | 7149.0722 | 6858.1101 | 7813.6309 | 8424.7997 | 11228.3658 | 12264.5396 | 12121.3071 | 12719.7088 | 11185.6568 | 10934.1945 | 9820.1813 | 10906.7396 | 10613.9137 | 10351.634 | 10354.1096 | 10914.7077 | 11460.3367
SA1 | Solar PV | 947.1378 | 1101.5171 | 1105.019 | 1066.7727 | 1041.4939 | 1066.2782 | 1099.2729 | 1045.2091 | 1089.2592 | 1098.9364 | 1103.6695 | 1121.0537 | 1066.9287 | 1041.6282 | 1067.8979 | 1097.4402 | 1043.1873 | 1087.1047 | 1099.0578 | 1100.9932 | 1111.4712 | 1062.6744 | 829.773 | 559.986 | 806.1118 | 732.9366 | 729.9545 | 704.737 | 689.021
SA1 | Grid Battery | 103.1983 | 102.4726 | 106.1654 | 109.0082 | 98.9979 | 99.2646 | 94.8588 | 91.0812 | 85.5904 | 84.2206 | 82.2925 | 83.9752 | 82.4447 | 61.5839 | 64.5578 | 64.7307 | 63.2982 | 61.659 | 64.0239 | 58.3586 | 63.4656 | 61.2359 | 59.2148 | 147.2508 | 146.5532 | 141.3228 | 140.4735 | 141.4711 | 136.704
SA1 | Pumped Hydro | 0 | 0 | 1.2672e-05 | 1.229e-05 | 1.2078e-05 | 1.256e-05 | 1.2565e-05 | 1.3264e-05 | 1.3668e-05 | 1.457e-05 | 1.5402e-05 | 2.0462e-05 | 2.0336e-05 | 2.0059e-05 | 2.2355e-05 | 2.5205e-05 | 2.9226e-05 | 3.1547e-05 | 3.5519e-05 | 3.549e-05 | 6.6509e-05 | 6.4364e-05 | 6.4714e-05 | 9.0549e-05 | 8.8076e-05 | 8.6454e-05 | 8.7004e-05 | 8.8356e-05 | 8.9572e-05
SA1 | VPP | 14.3579 | 28.186 | 46.4578 | 70.6578 | 93.8929 | 121.0208 | 140.8582 | 169.718 | 186.2365 | 210.069 | 231.5792 | 267.6393 | 299.9209 | 310.2694 | 353.1057 | 369.0894 | 375.6089 | 383.0709 | 396.9691 | 396.5893 | 423.1054 | 427.3609 | 431.7339 | 442.3347 | 456.5552 | 441.2741 | 437.5666 | 449.3401 | 431.7723
Total excluding storage |  | 9004.4855 | 9964.4246 | 8638.7128 | 8538.187 | 8345.8656 | 9045.7819 | 9088.5968 | 8581.8828 | 8153.8318 | 7908.1682 | 8219.3909 | 9706.2336 | 9292.2079 | 9889.0336 | 9682.5031 | 10426.6983 | 12915.0447 | 14061.197 | 14102.011 | 14656.4469 | 13155.6128 | 13186.0146 | 12073.1864 | 12089.4451 | 12076.3112 | 11950.1683 | 12262.2901 | 13139.8825 | 13644.7058
Region | Technology | 2021-22 | 2022-23 | 2023-24 | 2024-25 | 2025-26 | 2026-27 | 2027-28 | 2028-29 | 2029-30 | 2030-31 | 2031-32 | 2032-33 | 2033-34 | 2034-35 | 2035-36 | 2036-37 | 2037-38 | 2038-39 | 2039-40 | 2040-41 | 2041-42 | 2042-43 | 2043-44 | 2044-45 | 2045-46 | 2046-47 | 2047-48 | 2048-49 | 2049-50
TAS1 | Black Coal | 0 | 0 | 0 | 0 | 0 | 0 | 0 | 0 | 0 | 0 | 0 | 0 | 0 | 0 | 0 | 0 | 0 | 0 | 0 | 0 | 0 | 0 | 0 | 0 | 0 | 0 | 0 | 0 | 0
TAS1 | Brown Coal | 0 | 0 | 0 | 0 | 0 | 0 | 0 | 0 | 0 | 0 | 0 | 0 | 0 | 0 | 0 | 0 | 0 | 0 | 0 | 0 | 0 | 0 | 0 | 0 | 0 | 0 | 0 | 0 | 0
TAS1 | CCGT | 4.4637e-06 | 4.4204e-06 | 4.6093e-06 | 4.6534e-06 | 4.6756e-06 | 4.8251e-06 | 5.1801e-06 | 5.4986e-06 | 5.6362e-06 | 5.7853e-06 | 5.879e-06 | 6.5957e-06 | 6.5917e-06 | 6.5651e-06 | 6.5705e-06 | 6.7181e-06 | 7.0169e-06 | 7.2455e-06 | 8.0169e-06 | 8.0066e-06 | 8.9188e-06 | 8.9426e-06 | 8.9613e-06 | 9.1243e-06 | 9.3636e-06 | 9.925e-06 | 1.039e-05 | 1.1271e-05 | 1.1309e-05
TAS1 | Gas - Steam | 0 | 0 | 0 | 0 | 0 | 0 | 0 | 0 | 0 | 0 | 0 | 0 | 0 | 0 | 0 | 0 | 0 | 0 | 0 | 0 | 0 | 0 | 0 | 0 | 0 | 0 | 0 | 0 | 0
TAS1 | OCGT / Diesel | 3.5592e-06 | 3.4547e-06 | 3.6165e-06 | 3.697e-06 | 3.7982e-06 | 4.0212e-06 | 4.2576e-06 | 4.5206e-06 | 4.6521e-06 | 4.7769e-06 | 4.8303e-06 | 0.51433 | 5.4304e-06 | 5.4575e-06 | 5.4452e-06 | 5.6209e-06 | 1.0926 | 6.1038e-06 | 0.18395 | 0.21125 | 0.24838 | 0.34557 | 0.34592 | 0.25315 | 6.3901e-06 | 6.9109e-06 | 7.4748e-06 | 1.225 | 0.80207
TAS1 | Hydro | 7698.4246 | 7840.2568 | 8246.9921 | 9412.3422 | 9347.4518 | 7921.0999 | 9966.1268 | 10673.0128 | 9008.6432 | 8275.0424 | 8567.6844 | 10014.7781 | 9260.6349 | 9920.2316 | 9340.849 | 8522.3902 | 8851.5357 | 8537.6935 | 8196.5953 | 7688.2198 | 7760.8351 | 7870.4993 | 8075.0898 | 7950.1739 | 7764.9181 | 8233.5908 | 7738.9317 | 7565.1044 | 6713.3395
TAS1 | Wind | 1326.1482 | 1602.68 | 2019.0604 | 2591.7185 | 3297.2267 | 3898.9611 | 4549.1622 | 4812.0247 | 5285.7194 | 5594.0227 | 6713.8894 | 6752.7933 | 7210.3159 | 8095.5208 | 8616.6343 | 9325.4166 | 9248.7422 | 9443.9901 | 9439.3131 | 10429.0858 | 9795.1679 | 9774.1149 | 10193.3048 | 9934.2565 | 10178.2727 | 9562.0225 | 9351.2696 | 8732.8678 | 9106.1248
TAS1 | Solar PV | 9.7358e-07 | 1.3949e-06 | 2.2784e-06 | 2.6456e-06 | 2.3603e-06 | 2.935e-06 | 2.8599e-06 | 2.9732e-06 | 3.8382e-06 | 4.0445e-06 | 4.8125e-06 | 5.1395e-06 | 6.7884e-06 | 5.83e-06 | 6.5287e-06 | 6.4197e-06 | 8.8616e-06 | 1.0664e-05 | 1.1133e-05 | 2.0531e-05 | 2.0454e-05 | 2.0444e-05 | 1.666e-05 | 1.7707e-05 | 1.7005e-05 | 1.7005e-05 | 1.7774e-05 | 1.7289e-05 | 1.6731e-05
TAS1 | Grid Battery | 1.2385e-05 | 1.2858e-05 | 1.2709e-05 | 1.2727e-05 | 1.3349e-05 | 1.3758e-05 | 1.5213e-05 | 1.7486e-05 | 2.5366e-05 | 2.724e-05 | 2.8554e-05 | 3.2578e-05 | 3.3801e-05 | 3.8385e-05 | 4.2127e-05 | 4.4992e-05 | 5.0388e-05 | 5.1964e-05 | 7.5238e-05 | 7.7352e-05 | 8.6425e-05 | 8.8091e-05 | 9.5313e-05 | 9.5879e-05 | 9.5564e-05 | 0.00010229 | 0.00010614 | 0.0001341 | 0.00012699
TAS1 | Pumped Hydro | 0 | 0 | 3.2851e-05 | 3.4246e-05 | 3.7448e-05 | 3.9815e-05 | 4.2855e-05 | 4.3866e-05 | 4.8402e-05 | 5.2946e-05 | 5.5868e-05 | 6.4727e-05 | 6.8363e-05 | 7.3554e-05 | 7.7497e-05 | 8.2202e-05 | 9.4952e-05 | 9.7731e-05 | 0.00014286 | 0.00014607 | 0.000147 | 0.00014913 | 0.00016025 | 0.00016109 | 0.00016111 | 0.00016203 | 0.00016278 | 0.00019211 | 0.00019375
TAS1 | VPP | 0.30873 | 0.95733 | 0.60244 | 1.1305 | 2.726 | 4.3057 | 7.6095 | 8.7469 | 12.4112 | 18.1577 | 18.8556 | 21.6032 | 24.4205 | 28.1447 | 31.9236 | 34.1925 | 37.8171 | 38.9813 | 44.1137 | 49.0715 | 52.7844 | 52.5084 | 53.652 | 58.9853 | 58.0862 | 59.9844 | 59.1928 | 66.292 | 63.899
Total excluding storage |  | 9024.5727 | 9442.9367 | 10266.0526 | 12004.0607 | 12644.6786 | 11820.061 | 14515.289 | 15485.0376 | 14294.3626 | 13869.0651 | 15281.5738 | 16768.0857 | 16470.9507 | 18015.7524 | 17957.4834 | 17847.8068 | 18101.3705 | 17981.6837 | 17636.0924 | 18117.5169 | 17556.2514 | 17644.9598 | 18268.7406 | 17884.6836 | 17943.1908 | 17795.6133 | 17090.2013 | 16299.1972 | 15820.2664
Explicitly modelled pumping
Region | Technology | 2021-22 | 2022-23 | 2023-24 | 2024-25 | 2025-26 | 2026-27 | 2027-28 | 2028-29 | 2029-30 | 2030-31 | 2031-32 | 2032-33 | 2033-34 | 2034-35 | 2035-36 | 2036-37 | 2037-38 | 2038-39 | 2039-40 | 2040-41 | 2041-42 | 2042-43 | 2043-44 | 2044-45 | 2045-46 | 2046-47 | 2047-48 | 2048-49 | 2049-50
NEM | Grid Battery pump | 266.7382 | 365.6688 | 363.2726 | 401.444 | 361.8787 | 373.134 | 361.9309 | 339.1968 | 315.1289 | 322.2625 | 316.6686 | 322.1023 | 280.5638 | 240.02 | 261.0536 | 260.2824 | 242.4724 | 236.2921 | 252.295 | 199.9153 | 126.4758 | 75.8337 | 72.8769 | 276.7718 | 273.7452 | 506.4456 | 506.0301 | 501.3102 | 504.9358
NEM | Pumped Hydro Pump | 141.3765 | 509.3711 | 676.25 | 3434.377 | 6882.8082 | 7365.3056 | 7366.0189 | 8209.2528 | 12676.468 | 13723.6383 | 14479.6471 | 15863.6661 | 15144.9282 | 14430.2219 | 15829.2763 | 15849.877 | 17097.5989 | 16297.6489 | 17140.8323 | 16724.986 | 18329.1097 | 20390.3268 | 19275.7534 | 21701.4965 | 21250.8119 | 22537.7618 | 21964.2168 | 25467.4592 | 23977.6293
NEM | VPP pump | 70.1089 | 196.2306 | 359.2074 | 708.0683 | 1040.479 | 1442.2994 | 1770.6281 | 2151.739 | 2444.1078 | 2807.2547 | 3112.9735 | 3665.3085 | 4142.3802 | 4389.0496 | 5013.245 | 5269.0061 | 5221.833 | 5326.0855 | 5596.6127 | 5648.388 | 6108.6831 | 6155.8096 | 6234.5732 | 6750.2189 | 6787.8265 | 6469.7335 | 6564.7311 | 6867.8905 | 6404.1965
Region | Technology | 2021-22 | 2022-23 | 2023-24 | 2024-25 | 2025-26 | 2026-27 | 2027-28 | 2028-29 | 2029-30 | 2030-31 | 2031-32 | 2032-33 | 2033-34 | 2034-35 | 2035-36 | 2036-37 | 2037-38 | 2038-39 | 2039-40 | 2040-41 | 2041-42 | 2042-43 | 2043-44 | 2044-45 | 2045-46 | 2046-47 | 2047-48 | 2048-49 | 2049-50
NSW1 | Grid Battery pump | 2.2254e-05 | 2.3114e-05 | 2.3141e-05 | 2.2954e-05 | 2.2535e-05 | 2.4411e-05 | 2.7562e-05 | 3.0542e-05 | 0.00010366 | 0.00010851 | 0.00011005 | 0.00011575 | 0.0001149 | 0.00011544 | 0.00012396 | 0.00012835 | 0.00013894 | 0.00013667 | 0.0001828 | 0.00018571 | 0.00027973 | 0.00026628 | 0.0002859 | 0.00032132 | 0.00030202 | 0.00029431 | 0.00030289 | 0.00044433 | 0.00039319
NSW1 | Pumped Hydro Pump | 100.02 | 398.9629 | 509.2825 | 2715.4099 | 6158.5367 | 6746.7482 | 6788.5909 | 7431.0817 | 12057.2617 | 13014.5289 | 13721.6239 | 14833.4157 | 14189.2397 | 13542.9011 | 14877.0597 | 14907.2045 | 13887.9681 | 13030.27 | 13715.8069 | 13512.7511 | 14369.2564 | 14213.6476 | 13354.0453 | 15479.6963 | 15217.1312 | 14810.5026 | 14053.7333 | 15204.5685 | 14903.8804
NSW1 | VPP pump | 23.0917 | 66.5417 | 101.0253 | 205.4312 | 291.329 | 403.3357 | 513.1753 | 623.1816 | 716.5443 | 836.7827 | 941.6367 | 1107.5321 | 1253.4615 | 1352.7657 | 1546.532 | 1626.418 | 1612.2168 | 1639.8969 | 1735.1334 | 1754.4222 | 1906.617 | 1908.006 | 1993.0459 | 2177.9475 | 2215.7871 | 2180.2346 | 2165.6351 | 2306.2194 | 2284.1118
Region | Technology | 2021-22 | 2022-23 | 2023-24 | 2024-25 | 2025-26 | 2026-27 | 2027-28 | 2028-29 | 2029-30 | 2030-31 | 2031-32 | 2032-33 | 2033-34 | 2034-35 | 2035-36 | 2036-37 | 2037-38 | 2038-39 | 2039-40 | 2040-41 | 2041-42 | 2042-43 | 2043-44 | 2044-45 | 2045-46 | 2046-47 | 2047-48 | 2048-49 | 2049-50
QLD1 | Grid Battery pump | 1.4868e-05 | 31.7597 | 32.3286 | 39.4044 | 39.8051 | 38.9327 | 37.9234 | 37.0412 | 35.2786 | 35.7592 | 35.2363 | 36.0084 | 35.8048 | 35.4839 | 35.4608 | 35.1658 | 32.6424 | 32.9141 | 33.6846 | 0.00041186 | 0.002386 | 0.0024027 | 0.0025261 | 99.9673 | 97.2768 | 337.266 | 336.9181 | 331.8776 | 340.8595
QLD1 | Pumped Hydro Pump | 41.3565 | 110.4082 | 166.9675 | 718.967 | 724.2714 | 618.5573 | 577.4279 | 778.171 | 619.2063 | 709.1093 | 758.0231 | 1030.2503 | 955.6884 | 887.3207 | 952.2164 | 942.6723 | 3209.6306 | 3267.3787 | 3425.0251 | 3212.2345 | 3959.8524 | 6176.6784 | 5921.7073 | 6221.7992 | 6033.6797 | 7727.2583 | 7910.4826 | 8388.3394 | 7277.9013
QLD1 | VPP pump | 12.2049 | 40.7601 | 76.4644 | 162.3278 | 264.9355 | 355.8371 | 438.6292 | 550.2403 | 653.1109 | 751.3546 | 828.6115 | 981.8333 | 1127.406 | 1223.1877 | 1357.2282 | 1406.7431 | 1388.4162 | 1435.4664 | 1501.9502 | 1559.5887 | 1661.4228 | 1721.3471 | 1767.2457 | 1828.1893 | 1767.6017 | 1612.546 | 1688.9426 | 1665.1295 | 1386.6367
Region | Technology | 2021-22 | 2022-23 | 2023-24 | 2024-25 | 2025-26 | 2026-27 | 2027-28 | 2028-29 | 2029-30 | 2030-31 | 2031-32 | 2032-33 | 2033-34 | 2034-35 | 2035-36 | 2036-37 | 2037-38 | 2038-39 | 2039-40 | 2040-41 | 2041-42 | 2042-43 | 2043-44 | 2044-45 | 2045-46 | 2046-47 | 2047-48 | 2048-49 | 2049-50
VIC1 | Grid Battery pump | 139.6377 | 207.0947 | 200.1806 | 227.3548 | 199.9607 | 211.6524 | 206.5929 | 190.0146 | 174.0408 | 182.6692 | 179.5414 | 182.4206 | 143.2154 | 128.5615 | 145.8917 | 145.2019 | 131.6839 | 127.0247 | 139.7991 | 127.6362 | 48.3512 | 0.00020374 | 0.00022273 | 0.00024756 | 0.00023053 | 0.00022873 | 0.00023819 | 0.0004466 | 0.00046511
VIC1 | Pumped Hydro Pump | 0 | 0 | 2.0562e-05 | 2.2703e-05 | 2.2658e-05 | 2.4721e-05 | 2.4063e-05 | 2.4884e-05 | 2.589e-05 | 2.7106e-05 | 2.9326e-05 | 4.7106e-05 | 4.6296e-05 | 4.5182e-05 | 4.8327e-05 | 5.4646e-05 | 7.1234e-05 | 8.188e-05 | 0.00014129 | 0.00014011 | 0.00063495 | 0.00060979 | 0.0005883 | 0.00064897 | 0.00062326 | 0.00061654 | 0.00062441 | 1874.5509 | 1795.8472
VIC1 | VPP pump | 17.2088 | 53.8722 | 125.3113 | 254.0694 | 368.325 | 532.7062 | 640.1966 | 764.5473 | 835.7341 | 945.4852 | 1041.4012 | 1229.3934 | 1372.3583 | 1406.7952 | 1647.4825 | 1751.6644 | 1725.1371 | 1742.9003 | 1831.3839 | 1797.9526 | 1970.9882 | 1949.6606 | 1892.3645 | 2142.5562 | 2184.9432 | 2077.1263 | 2112.0715 | 2279.5131 | 2138.5246
Region | Technology | 2021-22 | 2022-23 | 2023-24 | 2024-25 | 2025-26 | 2026-27 | 2027-28 | 2028-29 | 2029-30 | 2030-31 | 2031-32 | 2032-33 | 2033-34 | 2034-35 | 2035-36 | 2036-37 | 2037-38 | 2038-39 | 2039-40 | 2040-41 | 2041-42 | 2042-43 | 2043-44 | 2044-45 | 2045-46 | 2046-47 | 2047-48 | 2048-49 | 2049-50
SA1 | Grid Battery pump | 127.1004 | 126.8143 | 130.7634 | 134.6848 | 122.1129 | 122.5489 | 117.4145 | 112.1409 | 105.8093 | 103.8339 | 101.8907 | 103.6731 | 101.5435 | 75.9745 | 79.701 | 79.9145 | 78.1459 | 76.3531 | 78.811 | 72.2785 | 78.1217 | 75.8307 | 72.8737 | 176.8038 | 176.4678 | 169.179 | 169.1113 | 169.4315 | 164.0753
SA1 | Pumped Hydro Pump | 0 | 0 | 1.5845e-05 | 1.5391e-05 | 1.5085e-05 | 1.5682e-05 | 1.5746e-05 | 1.6548e-05 | 1.7114e-05 | 1.8201e-05 | 1.9271e-05 | 2.5581e-05 | 2.5419e-05 | 2.5053e-05 | 2.7923e-05 | 3.1512e-05 | 3.6523e-05 | 3.9561e-05 | 4.4272e-05 | 4.4529e-05 | 8.2972e-05 | 8.0682e-05 | 8.0678e-05 | 0.00011331 | 0.00011038 | 0.00010765 | 0.00010919 | 0.00011001 | 0.00011207
SA1 | VPP pump | 17.2329 | 33.9011 | 55.6892 | 84.8705 | 112.6294 | 145.2538 | 169.4589 | 203.3063 | 223.762 | 251.8988 | 278.693 | 320.6208 | 359.8433 | 372.397 | 423.8107 | 442.995 | 450.8199 | 461.0351 | 475.1983 | 477.3456 | 506.4827 | 513.5726 | 517.5453 | 530.9068 | 549.5462 | 528.0623 | 526.793 | 537.7057 | 518.2294
Region | Technology | 2021-22 | 2022-23 | 2023-24 | 2024-25 | 2025-26 | 2026-27 | 2027-28 | 2028-29 | 2029-30 | 2030-31 | 2031-32 | 2032-33 | 2033-34 | 2034-35 | 2035-36 | 2036-37 | 2037-38 | 2038-39 | 2039-40 | 2040-41 | 2041-42 | 2042-43 | 2043-44 | 2044-45 | 2045-46 | 2046-47 | 2047-48 | 2048-49 | 2049-50
TAS1 | Grid Battery pump | 1.4574e-05 | 1.5131e-05 | 1.4951e-05 | 1.4975e-05 | 1.5705e-05 | 1.6185e-05 | 1.7901e-05 | 2.0571e-05 | 2.9851e-05 | 3.2043e-05 | 3.3601e-05 | 3.8333e-05 | 3.9767e-05 | 4.5162e-05 | 4.9559e-05 | 5.294e-05 | 5.9259e-05 | 6.1152e-05 | 8.8502e-05 | 9.1046e-05 | 0.00010163 | 0.00010369 | 0.00011213 | 0.00011277 | 0.00011248 | 0.00012031 | 0.00012489 | 0.00015776 | 0.00014938
TAS1 | Pumped Hydro Pump | 0 | 0 | 4.1182e-05 | 4.2819e-05 | 4.6817e-05 | 4.9745e-05 | 5.3633e-05 | 5.4751e-05 | 6.0615e-05 | 6.6098e-05 | 6.9901e-05 | 8.0964e-05 | 8.5429e-05 | 9.1983e-05 | 9.6817e-05 | 0.00010288 | 0.00011844 | 0.00012232 | 0.00017839 | 0.00018331 | 0.00018355 | 0.00018647 | 0.0002002 | 0.00020117 | 0.00020171 | 0.00020226 | 0.00020374 | 0.00023995 | 0.00024208
TAS1 | VPP pump | 0.37055 | 1.1554 | 0.71712 | 1.3694 | 3.2601 | 5.1666 | 9.1681 | 10.4635 | 14.9565 | 21.7334 | 22.6312 | 25.9289 | 29.3112 | 33.904 | 38.1915 | 41.1856 | 45.243 | 46.7869 | 52.9469 | 59.0789 | 63.1723 | 63.2232 | 64.3718 | 70.6191 | 69.9484 | 71.7644 | 71.2888 | 79.3228 | 76.6939
Non-controllable capacity
Region | Technology | 2021-22 | 2022-23 | 2023-24 | 2024-25 | 2025-26 | 2026-27 | 2027-28 | 2028-29 | 2029-30 | 2030-31 | 2031-32 | 2032-33 | 2033-34 | 2034-35 | 2035-36 | 2036-37 | 2037-38 | 2038-39 | 2039-40 | 2040-41 | 2041-42 | 2042-43 | 2043-44 | 2044-45 | 2045-46 | 2046-47 | 2047-48 | 2048-49 | 2049-50
NEM | Distributed PV | 18636.5023 | 21296.1756 | 23859.5557 | 25771.2742 | 27749.2634 | 32561.902 | 35479.7663 | 34674.1583 | 38953.1809 | 42928.6933 | 46384.3981 | 49788.5441 | 51177.09 | 51859.0127 | 58020.5381 | 60153.1037 | 56528.4699 | 61409.0761 | 66054.788 | 69386.4583 | 71508.0576 | 71718.3725 | 71595.7848 | 78884.2374 | 80974.2557 | 74821.3345 | 80873.3656 | 86578.4377 | 90153.5903
NEM | Behind the meter battery | 289.0826 | 553.4115 | 879.3233 | 1198.3193 | 1524.2396 | 1785.9114 | 2039.4169 | 2233.4575 | 2396.2807 | 2600.032 | 2830.3766 | 3114.8739 | 3427.4558 | 3668.3456 | 3912.3596 | 3889.5232 | 3877.4014 | 3863.8922 | 3861.1925 | 3822.1599 | 3810.8001 | 3799.2905 | 3801.8188 | 3763.6497 | 3732.6179 | 3625.5951 | 3539.3919 | 3433.4204 | 3334.2143
NEM | Behind the meter battery pump | 245.5852 | 470.0403 | 747.0339 | 1017.8987 | 1294.7794 | 1517.3509 | 1732.5218 | 1897.2746 | 2035.9513 | 2208.8366 | 2405.2048 | 2646.0064 | 2911.0473 | 3116.3283 | 3324.2926 | 3304.4769 | 3293.6856 | 3282.0552 | 3278.9378 | 3247.9543 | 3237.3407 | 3226.1786 | 3229.4336 | 3196.527 | 3171.0198 | 3079.0846 | 3005.656 | 2916.2306 | 2831.8461
Region | Technology | 2021-22 | 2022-23 | 2023-24 | 2024-25 | 2025-26 | 2026-27 | 2027-28 | 2028-29 | 2029-30 | 2030-31 | 2031-32 | 2032-33 | 2033-34 | 2034-35 | 2035-36 | 2036-37 | 2037-38 | 2038-39 | 2039-40 | 2040-41 | 2041-42 | 2042-43 | 2043-44 | 2044-45 | 2045-46 | 2046-47 | 2047-48 | 2048-49 | 2049-50
NSW1 | Distributed PV | 5445.9961 | 6315.4273 | 6791.172 | 7427.6234 | 7999.3195 | 9682.4257 | 10385.0131 | 10051.8287 | 11126.8692 | 12585.015 | 14076.6069 | 14726.8355 | 15434.6032 | 15641.9934 | 18064.8476 | 18525.3989 | 17337.0054 | 18515.2707 | 20344.1339 | 21983.6902 | 22026.1414 | 22436.1707 | 22344.4349 | 25325.869 | 25691.4968 | 23578.771 | 24989.7187 | 27272.9625 | 29134.3598
NSW1 | Behind the meter battery | 100.759 | 185.4793 | 267.2014 | 351.386 | 446.2225 | 517.4158 | 586.9089 | 646.9799 | 703.5581 | 773.7351 | 851.7198 | 945.85 | 1041.86 | 1117.9401 | 1200.8323 | 1195.0823 | 1193.1006 | 1191.864 | 1198.8607 | 1191.2807 | 1195.1037 | 1196.0326 | 1199.276 | 1193.8428 | 1188.9008 | 1158.3535 | 1135.2614 | 1104.699 | 1077.1607
NSW1 | Behind the meter battery pump | 85.5946 | 157.5376 | 227.0944 | 298.4629 | 379.1182 | 439.6096 | 498.6149 | 549.3119 | 597.4537 | 657.5252 | 723.728 | 803.6778 | 884.9124 | 950.097 | 1020.5479 | 1015.3958 | 1013.7678 | 1012.0892 | 1017.7545 | 1012.3998 | 1015.2857 | 1015.5809 | 1018.8724 | 1013.9317 | 1009.4696 | 983.5118 | 964.6026 | 938.0318 | 915.3298
Region | Technology | 2021-22 | 2022-23 | 2023-24 | 2024-25 | 2025-26 | 2026-27 | 2027-28 | 2028-29 | 2029-30 | 2030-31 | 2031-32 | 2032-33 | 2033-34 | 2034-35 | 2035-36 | 2036-37 | 2037-38 | 2038-39 | 2039-40 | 2040-41 | 2041-42 | 2042-43 | 2043-44 | 2044-45 | 2045-46 | 2046-47 | 2047-48 | 2048-49 | 2049-50
QLD1 | Distributed PV | 5622.2983 | 6528.562 | 7102.6907 | 7456.7358 | 8289.4805 | 9575.3911 | 10393.5042 | 9479.6417 | 11074.4277 | 12203.2241 | 13716.8622 | 14538.3641 | 14817.7313 | 15670.5396 | 17415.5213 | 18097.9549 | 15948.9679 | 17954.1619 | 19228.4998 | 20891.5239 | 21207.5737 | 21007.9812 | 21828.2026 | 23788.4439 | 24481.1202 | 21184.9721 | 23713.4142 | 25230.3516 | 27172.749
QLD1 | Behind the meter battery | 56.6617 | 130.9255 | 201.8334 | 276.5012 | 362.4404 | 425.538 | 487.1423 | 545.2279 | 599.3902 | 659.1539 | 727.2997 | 810.3319 | 896.3132 | 960.6888 | 1028.1831 | 1019.5381 | 1015.375 | 1013.6588 | 1015.4568 | 1009.1374 | 1007.699 | 1007.1116 | 1010.3223 | 1001.4424 | 994.1286 | 966.6742 | 943.2534 | 914.7037 | 889.6665
QLD1 | Behind the meter battery pump | 48.1471 | 111.2301 | 171.4161 | 234.9614 | 307.8036 | 361.4723 | 413.7959 | 463.1302 | 509.3776 | 559.9953 | 618.0258 | 688.011 | 761.4165 | 815.9309 | 873.9186 | 865.5592 | 862.1263 | 861.2722 | 862.8949 | 857.4118 | 855.5187 | 855.1202 | 858.6712 | 850.5227 | 844.9038 | 820.8603 | 800.733 | 777.2502 | 755.4405
Region | Technology | 2021-22 | 2022-23 | 2023-24 | 2024-25 | 2025-26 | 2026-27 | 2027-28 | 2028-29 | 2029-30 | 2030-31 | 2031-32 | 2032-33 | 2033-34 | 2034-35 | 2035-36 | 2036-37 | 2037-38 | 2038-39 | 2039-40 | 2040-41 | 2041-42 | 2042-43 | 2043-44 | 2044-45 | 2045-46 | 2046-47 | 2047-48 | 2048-49 | 2049-50
VIC1 | Distributed PV | 4625.9464 | 5278.636 | 6471.0044 | 7236.9196 | 7738.8826 | 9191.8249 | 10225.7349 | 10624.6857 | 11820.4096 | 12929.4874 | 13141.6039 | 14642.6116 | 14980.5295 | 14712.544 | 16247.7815 | 16871.3039 | 16660.8016 | 17903.9156 | 19152.5625 | 18990.7 | 20398.3535 | 20446.1326 | 19804.5807 | 21634.5668 | 22255.9859 | 21724.0526 | 23287.6393 | 24845.666 | 24453.893
VIC1 | Behind the meter battery | 64.1513 | 142.7081 | 290.058 | 423.637 | 544.6591 | 655.3131 | 760.4044 | 821.4131 | 857.6105 | 913.3703 | 978.2116 | 1061.3213 | 1167.576 | 1248.0789 | 1323.3956 | 1318.7356 | 1316.7971 | 1306.9151 | 1296.8921 | 1276.0599 | 1263.9722 | 1254.5942 | 1250.9429 | 1231.7261 | 1216.4061 | 1178.0307 | 1145.7154 | 1108.9552 | 1071.1349
VIC1 | Behind the meter battery pump | 54.505 | 121.2 | 246.4106 | 359.7101 | 462.6791 | 556.8424 | 646.0038 | 698.1222 | 728.9272 | 775.6801 | 831.2917 | 901.6133 | 991.4131 | 1060.0773 | 1123.9891 | 1120.893 | 1118.5053 | 1110.0177 | 1100.9582 | 1084.4066 | 1074.25 | 1065.2465 | 1062.0039 | 1046.2498 | 1033.6442 | 1000.8075 | 972.5649 | 941.6774 | 909.6318
Region | Technology | 2021-22 | 2022-23 | 2023-24 | 2024-25 | 2025-26 | 2026-27 | 2027-28 | 2028-29 | 2029-30 | 2030-31 | 2031-32 | 2032-33 | 2033-34 | 2034-35 | 2035-36 | 2036-37 | 2037-38 | 2038-39 | 2039-40 | 2040-41 | 2041-42 | 2042-43 | 2043-44 | 2044-45 | 2045-46 | 2046-47 | 2047-48 | 2048-49 | 2049-50
SA1 | Distributed PV | 2692.7435 | 2897.9004 | 3182.7702 | 3309.9697 | 3368.0909 | 3710.5041 | 4044.5606 | 4067.9002 | 4454.7602 | 4703.283 | 4914.6932 | 5287.9656 | 5323.9848 | 5221.8838 | 5610.1847 | 5951.7602 | 5851.4936 | 6277.5462 | 6527.9801 | 6699.3114 | 7010.6424 | 6938.7639 | 6744.1877 | 7177.0323 | 7559.3789 | 7350.0719 | 7867.2373 | 8159.7488 | 8312.6824
SA1 | Behind the meter battery | 60.0755 | 85.7138 | 110.2885 | 135.3642 | 157.7643 | 172.3688 | 187.135 | 199.2315 | 212.5681 | 227.569 | 243.7671 | 264.9722 | 286.1771 | 303.0253 | 318.363 | 314.3848 | 309.9228 | 308.7105 | 306.6194 | 301.9723 | 299.9267 | 297.0823 | 296.3218 | 291.582 | 287.8832 | 277.9374 | 271.1392 | 261.9275 | 253.8857
SA1 | Behind the meter battery pump | 51.0203 | 72.7798 | 93.6692 | 115.0535 | 134.0095 | 146.4509 | 158.9589 | 169.2072 | 180.5211 | 193.3788 | 207.2022 | 225.1804 | 243.1372 | 257.429 | 270.5124 | 267.1466 | 263.4316 | 262.3804 | 260.4781 | 256.6052 | 254.8051 | 252.4468 | 251.7229 | 247.5583 | 244.5192 | 236.0174 | 230.3503 | 222.6299 | 215.4714
Region | Technology | 2021-22 | 2022-23 | 2023-24 | 2024-25 | 2025-26 | 2026-27 | 2027-28 | 2028-29 | 2029-30 | 2030-31 | 2031-32 | 2032-33 | 2033-34 | 2034-35 | 2035-36 | 2036-37 | 2037-38 | 2038-39 | 2039-40 | 2040-41 | 2041-42 | 2042-43 | 2043-44 | 2044-45 | 2045-46 | 2046-47 | 2047-48 | 2048-49 | 2049-50
TAS1 | Distributed PV | 249.518 | 275.65 | 311.9183 | 340.0256 | 353.4898 | 401.7562 | 430.9535 | 450.102 | 476.7142 | 507.6838 | 534.6319 | 592.7673 | 620.2412 | 612.0518 | 682.2029 | 706.6858 | 730.2014 | 758.1818 | 801.6118 | 821.2328 | 865.3466 | 889.3242 | 874.3789 | 958.3254 | 986.2739 | 983.4669 | 1015.3561 | 1069.7087 | 1079.9061
TAS1 | Behind the meter battery | 7.435 | 8.5848 | 9.9419 | 11.4309 | 13.1532 | 15.2757 | 17.8263 | 20.6052 | 23.1537 | 26.2038 | 29.3784 | 32.3985 | 35.5294 | 38.6125 | 41.5856 | 41.7823 | 42.2059 | 42.7438 | 43.3634 | 43.7097 | 44.0985 | 44.4697 | 44.9557 | 45.0564 | 45.2991 | 44.5992 | 44.0225 | 43.135 | 42.3665
TAS1 | Behind the meter battery pump | 6.3181 | 7.2927 | 8.4436 | 9.7108 | 11.169 | 12.9757 | 15.1484 | 17.5031 | 19.6717 | 22.2572 | 24.9571 | 27.5239 | 30.1681 | 32.7941 | 35.3246 | 35.4823 | 35.8546 | 36.2956 | 36.8521 | 37.131 | 37.4812 | 37.7842 | 38.1632 | 38.2645 | 38.4831 | 37.8876 | 37.4052 | 36.6414 | 35.9726

## Marinus_Capacity
Installed capacity by technology (MW) - Marinus Link, High DER Scenario
Capacity calculated on 1 July. In early study years some wind and solar projects enter later in the financial year and are therefore reflected in the following financial year's capacity.
Explicitly modelled generation
Region | Technology | 2021-22 | 2022-23 | 2023-24 | 2024-25 | 2025-26 | 2026-27 | 2027-28 | 2028-29 | 2029-30 | 2030-31 | 2031-32 | 2032-33 | 2033-34 | 2034-35 | 2035-36 | 2036-37 | 2037-38 | 2038-39 | 2039-40 | 2040-41 | 2041-42 | 2042-43 | 2043-44 | 2044-45 | 2045-46 | 2046-47 | 2047-48 | 2048-49 | 2049-50
NEM | Black Coal | 18366 | 17891 | 16416 | 13887.4945 | 11721.0277 | 11150.2394 | 10612.0342 | 9912.0342 | 8444.9115 | 8444.9115 | 8444.9115 | 7594.1671 | 7594.1671 | 7594.1671 | 7020.6339 | 6395.9999 | 5246 | 5246 | 5246 | 5246 | 5246 | 3152 | 2787 | 2422 | 2057 | 1692 | 1692 | 1692 | 1692
NEM | Brown Coal | 4790 | 4790 | 4790 | 3748.0331 | 3748.0331 | 3527.268 | 3527.268 | 3527.268 | 3463.832 | 3340 | 3340 | 3340 | 3340 | 3340 | 3340 | 3340 | 3340 | 3340 | 3340 | 3340 | 3340 | 3340 | 3340 | 3340 | 3340 | 3340 | 2225 | 0 | 0
NEM | CCGT | 3054.9 | 3054.9 | 2874.9 | 2874.9 | 2874.9 | 2874.9 | 2874.9 | 2874.9 | 2874.9 | 2874.9 | 2874.9 | 2874.9 | 2874.9 | 2874.9 | 2874.9 | 2489.9 | 1960.9 | 1960.9 | 1817.5 | 1817.5 | 1817.5 | 1817.5 | 1377.5 | 1192.5 | 548 | 388 | 388 | 388 | 388
NEM | Gas - Steam | 1384 | 1384 | 1384 | 1384 | 1384 | 1384 | 1384 | 1384 | 1384 | 1384 | 1384 | 1384 | 1384 | 1384 | 584 | 584 | 584 | 584 | 84 | 84 | 84 | 84 | 84 | 84 | 84 | 0 | 0 | 0 | 0
NEM | OCGT / Diesel | 6863.14 | 6863.14 | 6863.14 | 6863.14 | 6863.14 | 6863.14 | 6863.14 | 6863.14 | 6863.14 | 6480.64 | 6480.64 | 6211.3 | 5749.3 | 5632.3 | 5502.3 | 5502.3 | 5502.3 | 5502.3 | 5574.5665 | 5454.5665 | 5783.926 | 5689.926 | 5689.926 | 6332.9535 | 6803.9513 | 7658.8282 | 7074.8282 | 8281.1219 | 7762.1219
NEM | Hydro | 7365.3 | 7365.3 | 7365.3 | 7365.3 | 7365.3 | 7365.3 | 7615.3 | 7615.3 | 7615.3 | 7615.3 | 7615.3 | 7615.3 | 7615.3 | 7615.3 | 7615.3 | 7615.3 | 7528.9 | 7528.9 | 7528.9 | 7528.9 | 7528.9 | 7462.9 | 7462.9 | 7462.9 | 7462.9 | 7462.9 | 7462.9 | 7462.9 | 7462.9
NEM | Wind | 8952.838 | 11397.4521 | 12299.8137 | 13268.3505 | 14706.5744 | 15660.9503 | 17081.3348 | 18460.1609 | 22260.7231 | 22290.3791 | 22432.1829 | 23076.9479 | 23661.057 | 23940.5004 | 24116.1966 | 25330.4592 | 30490.2644 | 30417.837 | 30389.9041 | 29849.8394 | 32406.5652 | 34405.6875 | 34737.8772 | 34009.8283 | 34039.5084 | 35963.3457 | 37996.8256 | 39434.7403 | 40997.4804
NEM | Solar PV | 5599.971 | 6959.156 | 6959.156 | 6959.156 | 6959.156 | 6959.156 | 6959.156 | 7154.6538 | 10432.1477 | 10432.1477 | 10432.1477 | 10432.1477 | 10432.1477 | 10432.1477 | 10432.1477 | 10311.1477 | 10270.1739 | 10119.8739 | 10119.8739 | 10119.8748 | 10388.8768 | 13714.3222 | 13409.6595 | 12991.0396 | 13025.3909 | 16894.5239 | 16926.5201 | 18573.7199 | 17904.4137
NEM | Grid Battery | 260.33 | 600.33 | 600.33 | 600.33 | 600.33 | 600.33 | 600.33 | 600.33 | 600.33 | 570.33 | 570.33 | 570.33 | 515 | 490 | 490 | 490 | 490.0002 | 490.0002 | 490.0002 | 470.0002 | 450.0016 | 150.0016 | 150.0016 | 276.0607 | 276.0607 | 435.9608 | 435.9608 | 435.9609 | 435.9609
NEM | Pumped Hydro | 810 | 810 | 810 | 810 | 2850 | 2850 | 2850 | 2850 | 4850 | 4850 | 4850 | 4850 | 4850 | 4850 | 4850 | 4850 | 5786.4508 | 5786.4508 | 5786.4508 | 5786.4464 | 5927.128 | 6757.1607 | 6757.1607 | 6757.1607 | 6757.1607 | 7950.0002 | 7950.0002 | 8549.482 | 8549.482
NEM | VPP | 86.531 | 212.478 | 422.08 | 710.881 | 1092.059 | 1530.314 | 2056.202 | 2653.451 | 3326.256 | 3835.365 | 4409.5619 | 5038.919 | 5723.194 | 6362.1371 | 7028.8681 | 7398.273 | 7780.5079 | 8173.1059 | 8577.282 | 8995.4019 | 9423.6349 | 9861.3991 | 10313.4462 | 10780.4292 | 11257.7039 | 11749.3789 | 12256.2899 | 12769.8249 | 13296.025
Total excluding storage |  | 56376.149 | 59704.9481 | 58952.3097 | 56350.3741 | 55622.1311 | 55784.9537 | 56917.1331 | 57791.457 | 63338.9543 | 62862.2783 | 63004.0821 | 62528.7627 | 62650.8718 | 62813.3152 | 61485.4782 | 61569.1068 | 64922.5383 | 64699.8108 | 64100.7444 | 63440.6807 | 66595.7681 | 69666.3357 | 68888.8628 | 67835.2213 | 67360.7506 | 73399.5978 | 73766.0738 | 75832.4822 | 76206.916
Region | Technology | 2021-22 | 2022-23 | 2023-24 | 2024-25 | 2025-26 | 2026-27 | 2027-28 | 2028-29 | 2029-30 | 2030-31 | 2031-32 | 2032-33 | 2033-34 | 2034-35 | 2035-36 | 2036-37 | 2037-38 | 2038-39 | 2039-40 | 2040-41 | 2041-42 | 2042-43 | 2043-44 | 2044-45 | 2045-46 | 2046-47 | 2047-48 | 2048-49 | 2049-50
NSW1 | Black Coal | 10240 | 9765 | 8290 | 7441.4946 | 5275.0279 | 4779.6055 | 4241.4003 | 4241.4003 | 2774.2776 | 2774.2776 | 2774.2776 | 1923.5332 | 1923.5332 | 1923.5332 | 1350 | 1350 | 1350 | 1350 | 1350 | 1350 | 1350 | 0 | 0 | 0 | 0 | 0 | 0 | 0 | 0
NSW1 | Brown Coal | 0 | 0 | 0 | 0 | 0 | 0 | 0 | 0 | 0 | 0 | 0 | 0 | 0 | 0 | 0 | 0 | 0 | 0 | 0 | 0 | 0 | 0 | 0 | 0 | 0 | 0 | 0 | 0 | 0
NSW1 | CCGT | 625 | 625 | 625 | 625 | 625 | 625 | 625 | 625 | 625 | 625 | 625 | 625 | 625 | 625 | 625 | 625 | 625 | 625 | 625 | 625 | 625 | 625 | 185 | 0 | 0 | 0 | 0 | 0 | 0
NSW1 | Gas - Steam | 0 | 0 | 0 | 0 | 0 | 0 | 0 | 0 | 0 | 0 | 0 | 0 | 0 | 0 | 0 | 0 | 0 | 0 | 0 | 0 | 0 | 0 | 0 | 0 | 0 | 0 | 0 | 0 | 0
NSW1 | OCGT / Diesel | 1438 | 1438 | 1438 | 1438 | 1438 | 1438 | 1438 | 1438 | 1438 | 1438 | 1438 | 1438 | 1438 | 1438 | 1388 | 1388 | 1388 | 1388 | 1607.4317 | 1607.4317 | 1802.4457 | 1802.4457 | 1802.4457 | 2368.0017 | 2368.0017 | 2368.0017 | 2368.0017 | 3212.0283 | 3212.0283
NSW1 | Hydro | 2585 | 2585 | 2585 | 2585 | 2585 | 2585 | 2585 | 2585 | 2585 | 2585 | 2585 | 2585 | 2585 | 2585 | 2585 | 2585 | 2585 | 2585 | 2585 | 2585 | 2585 | 2585 | 2585 | 2585 | 2585 | 2585 | 2585 | 2585 | 2585
NSW1 | Wind | 2220.73 | 2981.1841 | 3741.89 | 4502.4473 | 5288.4128 | 6105.6333 | 6922.8537 | 7560.7294 | 10664.9688 | 10664.9688 | 10664.9688 | 10664.9688 | 10664.9688 | 10664.9688 | 10664.9688 | 10618.4688 | 10448.4688 | 10245.9888 | 10269.6734 | 9909.1734 | 11992.702 | 12167.8923 | 11872.9123 | 11872.9123 | 12283.4363 | 12056.6363 | 12343.8252 | 12735.3275 | 12622.1375
NSW1 | Solar PV | 2130.363 | 2600.363 | 2600.363 | 2600.363 | 2600.363 | 2600.363 | 2600.363 | 2795.8608 | 6073.3547 | 6073.3547 | 6073.3547 | 6073.3547 | 6073.3547 | 6073.3547 | 6073.3547 | 6073.3547 | 6073.3547 | 5923.0547 | 5923.0547 | 5923.0547 | 5923.0547 | 7377.0095 | 7304.0095 | 7304.0095 | 7304.0095 | 9249.1524 | 9391.5484 | 9341.5484 | 9455.6109
NSW1 | Grid Battery | 0 | 0 | 0 | 0 | 0 | 0 | 0 | 0 | 0 | 0 | 0 | 0 | 0 | 0 | 0 | 0 | 0 | 0 | 0 | 0 | 0 | 0 | 0 | 0 | 0 | 0 | 0 | 0 | 0
NSW1 | Pumped Hydro | 240 | 240 | 240 | 240 | 2280 | 2280 | 2280 | 2280 | 4280 | 4280 | 4280 | 4280 | 4280 | 4280 | 4280 | 4280 | 4280 | 4280 | 4280 | 4279.9956 | 4280 | 4280 | 4280 | 4280 | 4280 | 4280 | 4280 | 4280 | 4280
NSW1 | VPP | 30.447 | 71.711 | 130.27 | 212.052 | 324.245 | 448.498 | 597.436 | 773.879 | 981.449 | 1142.61 | 1324.166 | 1522.2761 | 1738.338 | 1943.716 | 2158.8 | 2279.379 | 2405.052 | 2533.8019 | 2666.9821 | 2804.5979 | 2945.117 | 3088.977 | 3237.89 | 3391.4571 | 3548.962 | 3710.4659 | 3876.96 | 4046.0709 | 4218.4269
Total excluding storage |  | 19239.093 | 19994.5471 | 19280.253 | 19192.305 | 17811.8037 | 18133.6018 | 18412.6171 | 19245.9906 | 24160.6011 | 24160.6011 | 24160.6011 | 23309.8567 | 23309.8567 | 23309.8567 | 22686.3235 | 22639.8235 | 22469.8235 | 22117.0435 | 22360.1597 | 21999.6597 | 24278.2024 | 24557.3475 | 23749.3675 | 24129.9235 | 24540.4475 | 26258.7904 | 26688.3753 | 27873.9042 | 27874.7767
Region | Technology | 2021-22 | 2022-23 | 2023-24 | 2024-25 | 2025-26 | 2026-27 | 2027-28 | 2028-29 | 2029-30 | 2030-31 | 2031-32 | 2032-33 | 2033-34 | 2034-35 | 2035-36 | 2036-37 | 2037-38 | 2038-39 | 2039-40 | 2040-41 | 2041-42 | 2042-43 | 2043-44 | 2044-45 | 2045-46 | 2046-47 | 2047-48 | 2048-49 | 2049-50
QLD1 | Black Coal | 8126 | 8126 | 8126 | 6445.9998 | 6445.9998 | 6370.6339 | 6370.6339 | 5670.6339 | 5670.6339 | 5670.6339 | 5670.6339 | 5670.6339 | 5670.6339 | 5670.6339 | 5670.6339 | 5045.9999 | 3896 | 3896 | 3896 | 3896 | 3896 | 3152 | 2787 | 2422 | 2057 | 1692 | 1692 | 1692 | 1692
QLD1 | Brown Coal | 0 | 0 | 0 | 0 | 0 | 0 | 0 | 0 | 0 | 0 | 0 | 0 | 0 | 0 | 0 | 0 | 0 | 0 | 0 | 0 | 0 | 0 | 0 | 0 | 0 | 0 | 0 | 0 | 0
QLD1 | CCGT | 1512.9 | 1512.9 | 1512.9 | 1512.9 | 1512.9 | 1512.9 | 1512.9 | 1512.9 | 1512.9 | 1512.9 | 1512.9 | 1512.9 | 1512.9 | 1512.9 | 1512.9 | 1127.9 | 1127.9 | 1127.9 | 984.5 | 984.5 | 984.5 | 984.5 | 984.5 | 984.5 | 340 | 180 | 180 | 180 | 180
QLD1 | Gas - Steam | 84 | 84 | 84 | 84 | 84 | 84 | 84 | 84 | 84 | 84 | 84 | 84 | 84 | 84 | 84 | 84 | 84 | 84 | 84 | 84 | 84 | 84 | 84 | 84 | 84 | 0 | 0 | 0 | 0
QLD1 | OCGT / Diesel | 1910 | 1910 | 1910 | 1910 | 1910 | 1910 | 1910 | 1910 | 1910 | 1910 | 1910 | 1910 | 1618 | 1501 | 1501 | 1501 | 1501 | 1501 | 1793.8348 | 1793.8348 | 1793.8348 | 1793.8348 | 1793.8348 | 1661.8348 | 2132.8326 | 2987.7095 | 2987.7095 | 3205.376 | 2686.376
QLD1 | Hydro | 152.4 | 152.4 | 152.4 | 152.4 | 152.4 | 152.4 | 152.4 | 152.4 | 152.4 | 152.4 | 152.4 | 152.4 | 152.4 | 152.4 | 152.4 | 152.4 | 66 | 66 | 66 | 66 | 66 | 0 | 0 | 0 | 0 | 0 | 0 | 0 | 0
QLD1 | Wind | 676.608 | 1176.608 | 1176.608 | 1242.9314 | 1754.126 | 1754.126 | 2253.1345 | 2856.9295 | 3506.8469 | 3506.8469 | 3506.8469 | 3506.8469 | 3520.2265 | 3657.1022 | 3657.1022 | 4487.194 | 6882.8267 | 6882.8267 | 6882.8267 | 6882.8267 | 7356.0239 | 8854.0532 | 8673.5351 | 8405.8861 | 8859.2014 | 9647.8714 | 9647.8714 | 9647.8714 | 11353.3643
QLD1 | Solar PV | 2017.635 | 2827.62 | 2827.62 | 2827.62 | 2827.62 | 2827.62 | 2827.62 | 2827.62 | 2827.62 | 2827.62 | 2827.62 | 2827.62 | 2827.62 | 2827.62 | 2827.62 | 2706.62 | 2665.6462 | 2665.6462 | 2665.6462 | 2665.6472 | 2934.6491 | 4806.1397 | 4639.1397 | 4438.0397 | 4373.8317 | 6297.8218 | 6187.4218 | 5656.5218 | 5207.2948
QLD1 | Grid Battery | 0 | 20 | 20 | 20 | 20 | 20 | 20 | 20 | 20 | 20 | 20 | 20 | 20 | 20 | 20 | 20 | 20.0002 | 20.0002 | 20.0002 | 0.00018481 | 0.0012309 | 0.0012482 | 0.0012482 | 61.7647 | 61.7647 | 221.6648 | 221.6648 | 221.6648 | 221.6648
QLD1 | Pumped Hydro | 570 | 570 | 570 | 570 | 570 | 570 | 570 | 570 | 570 | 570 | 570 | 570 | 570 | 570 | 570 | 570 | 1506.4508 | 1506.4508 | 1506.4508 | 1506.4508 | 1647.1278 | 2477.1605 | 2477.1605 | 2477.1605 | 2477.1605 | 3670 | 3670 | 3670 | 3670
QLD1 | VPP | 17.092 | 49.567 | 96.139 | 162.616 | 256.35 | 359.913 | 485.039 | 636.85 | 815.002 | 952.311 | 1107.868 | 1278.662 | 1465.361 | 1636.076 | 1814.326 | 1909.678 | 2008.65 | 2110.638 | 2215.489 | 2324.452 | 2436.362 | 2550.2279 | 2667.885 | 2790.022 | 2914.5139 | 3043.485 | 3176.687 | 3311.313 | 3449.842
Total excluding storage |  | 14479.543 | 15789.528 | 15789.528 | 14175.8512 | 14687.0459 | 14611.6799 | 15110.6884 | 15014.4834 | 15664.4008 | 15664.4008 | 15664.4008 | 15664.4008 | 15385.7804 | 15405.6561 | 15405.6561 | 15105.1139 | 16223.3729 | 16223.3729 | 16372.8077 | 16372.8087 | 17115.0078 | 19674.5276 | 18962.0096 | 17996.2606 | 17846.8657 | 20805.4027 | 20695.0027 | 20381.7692 | 21119.0351
Region | Technology | 2021-22 | 2022-23 | 2023-24 | 2024-25 | 2025-26 | 2026-27 | 2027-28 | 2028-29 | 2029-30 | 2030-31 | 2031-32 | 2032-33 | 2033-34 | 2034-35 | 2035-36 | 2036-37 | 2037-38 | 2038-39 | 2039-40 | 2040-41 | 2041-42 | 2042-43 | 2043-44 | 2044-45 | 2045-46 | 2046-47 | 2047-48 | 2048-49 | 2049-50
VIC1 | Black Coal | 0 | 0 | 0 | 0 | 0 | 0 | 0 | 0 | 0 | 0 | 0 | 0 | 0 | 0 | 0 | 0 | 0 | 0 | 0 | 0 | 0 | 0 | 0 | 0 | 0 | 0 | 0 | 0 | 0
VIC1 | Brown Coal | 4790 | 4790 | 4790 | 3748.0331 | 3748.0331 | 3527.268 | 3527.268 | 3527.268 | 3463.832 | 3340 | 3340 | 3340 | 3340 | 3340 | 3340 | 3340 | 3340 | 3340 | 3340 | 3340 | 3340 | 3340 | 3340 | 3340 | 3340 | 3340 | 2225 | 0 | 0
VIC1 | CCGT | 0 | 0 | 0 | 0 | 0 | 0 | 0 | 0 | 0 | 0 | 0 | 0 | 0 | 0 | 0 | 0 | 0 | 0 | 0 | 0 | 0 | 0 | 0 | 0 | 0 | 0 | 0 | 0 | 0
VIC1 | Gas - Steam | 500 | 500 | 500 | 500 | 500 | 500 | 500 | 500 | 500 | 500 | 500 | 500 | 500 | 500 | 500 | 500 | 500 | 500 | 0 | 0 | 0 | 0 | 0 | 0 | 0 | 0 | 0 | 0 | 0
VIC1 | OCGT / Diesel | 1900 | 1900 | 1900 | 1900 | 1900 | 1900 | 1900 | 1900 | 1900 | 1900 | 1900 | 1900 | 1730 | 1730 | 1730 | 1730 | 1730 | 1730 | 1290 | 1290 | 1290 | 1196 | 1196 | 1196 | 1196 | 1196 | 612 | 756.6006 | 756.6006
VIC1 | Hydro | 2219 | 2219 | 2219 | 2219 | 2219 | 2219 | 2219 | 2219 | 2219 | 2219 | 2219 | 2219 | 2219 | 2219 | 2219 | 2219 | 2219 | 2219 | 2219 | 2219 | 2219 | 2219 | 2219 | 2219 | 2219 | 2219 | 2219 | 2219 | 2219
VIC1 | Wind | 3434.44 | 4322.2 | 4322.2 | 4322.2 | 4322.2 | 4322.2 | 4322.2 | 4322.2 | 4322.2 | 4322.2 | 4322.2 | 4361.901 | 4888.7624 | 4888.7624 | 4888.7624 | 5024.1901 | 6815.7953 | 6536.4661 | 6344.4662 | 6056.1662 | 6056.1662 | 6382.069 | 7403.6166 | 7091.6166 | 6400.6554 | 7758.7148 | 9505.0056 | 10051.7899 | 10022.2271
VIC1 | Solar PV | 1098.973 | 1098.973 | 1098.973 | 1098.973 | 1098.973 | 1098.973 | 1098.973 | 1098.973 | 1098.973 | 1098.973 | 1098.973 | 1098.973 | 1098.973 | 1098.973 | 1098.973 | 1098.973 | 1098.973 | 1098.973 | 1098.973 | 1098.973 | 1098.973 | 1098.973 | 1098.973 | 991.453 | 960.35 | 960.35 | 960.3501 | 3188.45 | 2791
VIC1 | Grid Battery | 55.33 | 375.33 | 375.33 | 375.33 | 375.33 | 375.33 | 375.33 | 375.33 | 375.33 | 375.33 | 375.33 | 375.33 | 320 | 320 | 320 | 320 | 320 | 320 | 320 | 320 | 300 | 0 | 0 | 0 | 0 | 0 | 0 | 0.00016304 | 0.00015978
VIC1 | Pumped Hydro | 0 | 0 | 0 | 0 | 0 | 0 | 0 | 0 | 0 | 0 | 0 | 0 | 0 | 0 | 0 | 0 | 0 | 0 | 0 | 0 | 0.00018953 | 0.00018954 | 0.00018954 | 0.00018956 | 0.00018957 | 0.00018958 | 0.00018959 | 599.482 | 599.482
VIC1 | VPP | 19.399 | 55.108 | 137.094 | 247.137 | 385.648 | 555.84 | 760.004 | 973.496 | 1197.186 | 1363.053 | 1550.223 | 1756.093 | 1978.399 | 2185.647 | 2401.2231 | 2521.425 | 2644.546 | 2771.077 | 2900.618 | 3034.5971 | 3171.9039 | 3312.6921 | 3457.7071 | 3607.5651 | 3760.185 | 3917.7499 | 4079.9079 | 4243.998 | 4412.4559
Total excluding storage |  | 13942.413 | 14830.173 | 14830.173 | 13788.2061 | 13788.2061 | 13567.441 | 13567.441 | 13567.441 | 13504.005 | 13380.173 | 13380.173 | 13419.8739 | 13776.7354 | 13776.7354 | 13776.7354 | 13912.1631 | 15703.7683 | 15424.4391 | 14292.4392 | 14004.1392 | 14004.1392 | 14236.042 | 15257.5896 | 14838.0696 | 14116.0054 | 15474.0648 | 15521.3557 | 16215.8406 | 15788.8277
Region | Technology | 2021-22 | 2022-23 | 2023-24 | 2024-25 | 2025-26 | 2026-27 | 2027-28 | 2028-29 | 2029-30 | 2030-31 | 2031-32 | 2032-33 | 2033-34 | 2034-35 | 2035-36 | 2036-37 | 2037-38 | 2038-39 | 2039-40 | 2040-41 | 2041-42 | 2042-43 | 2043-44 | 2044-45 | 2045-46 | 2046-47 | 2047-48 | 2048-49 | 2049-50
SA1 | Black Coal | 0 | 0 | 0 | 0 | 0 | 0 | 0 | 0 | 0 | 0 | 0 | 0 | 0 | 0 | 0 | 0 | 0 | 0 | 0 | 0 | 0 | 0 | 0 | 0 | 0 | 0 | 0 | 0 | 0
SA1 | Brown Coal | 0 | 0 | 0 | 0 | 0 | 0 | 0 | 0 | 0 | 0 | 0 | 0 | 0 | 0 | 0 | 0 | 0 | 0 | 0 | 0 | 0 | 0 | 0 | 0 | 0 | 0 | 0 | 0 | 0
SA1 | CCGT | 709 | 709 | 529 | 529 | 529 | 529 | 529 | 529 | 529 | 529 | 529 | 529 | 529 | 529 | 529 | 529 | 0 | 0 | 0 | 0 | 0 | 0 | 0 | 0 | 0 | 0 | 0 | 0 | 0
SA1 | Gas - Steam | 800 | 800 | 800 | 800 | 800 | 800 | 800 | 800 | 800 | 800 | 800 | 800 | 800 | 800 | 0 | 0 | 0 | 0 | 0 | 0 | 0 | 0 | 0 | 0 | 0 | 0 | 0 | 0 | 0
SA1 | OCGT / Diesel | 1437.14 | 1437.14 | 1437.14 | 1437.14 | 1437.14 | 1437.14 | 1437.14 | 1437.14 | 1437.14 | 1054.64 | 1054.64 | 785.3 | 785.3 | 785.3 | 705.3 | 705.3 | 705.3 | 705.3 | 705.3 | 705.3 | 839.6455 | 839.6455 | 839.6455 | 1049.117 | 1049.117 | 1049.117 | 1049.117 | 1049.117 | 1049.117
SA1 | Hydro | 0 | 0 | 0 | 0 | 0 | 0 | 0 | 0 | 0 | 0 | 0 | 0 | 0 | 0 | 0 | 0 | 0 | 0 | 0 | 0 | 0 | 0 | 0 | 0 | 0 | 0 | 0 | 0 | 0
SA1 | Wind | 2053.31 | 2349.71 | 2349.71 | 2349.71 | 2349.71 | 2349.71 | 2316.71 | 2316.71 | 2225.96 | 2113.96 | 2113.96 | 2576.4563 | 2477.7563 | 2477.7563 | 2510.8848 | 2663.5599 | 3663.5596 | 3930.2129 | 3922.8597 | 3883.8597 | 3883.8597 | 3883.8597 | 3669.9997 | 3669.9999 | 3526.802 | 3530.7098 | 3530.7099 | 4030.338 | 4030.338
SA1 | Solar PV | 353 | 432.2 | 432.2 | 432.2 | 432.2 | 432.2 | 432.2 | 432.2 | 432.2 | 432.2 | 432.2 | 432.2 | 432.2 | 432.2 | 432.2 | 432.2 | 432.2 | 432.2 | 432.2 | 432.2 | 432.2 | 432.2 | 367.5374 | 257.5374 | 387.1997 | 387.1997 | 387.1997 | 387.1997 | 450.508
SA1 | Grid Battery | 205 | 205 | 205 | 205 | 205 | 205 | 205 | 205 | 205 | 175 | 175 | 175 | 175 | 150 | 150 | 150 | 150 | 150 | 150 | 150 | 150.0004 | 150.0004 | 150.0004 | 214.296 | 214.296 | 214.296 | 214.296 | 214.296 | 214.296
SA1 | Pumped Hydro | 0 | 0 | 0 | 0 | 0 | 0 | 0 | 0 | 0 | 0 | 0 | 0 | 0 | 0 | 0 | 0 | 0 | 0 | 0 | 0 | 0 | 0 | 0 | 0 | 0 | 0 | 0 | 0 | 0
SA1 | VPP | 17.419 | 32.817 | 53.826 | 82.384 | 116.594 | 153.426 | 196.665 | 246.475 | 303.104 | 342.113 | 385.789 | 433.601 | 485.451 | 533.213 | 582.89 | 611.322 | 640.787 | 670.973 | 702.27 | 734.354 | 767.247 | 800.749 | 835.277 | 870.592 | 906.987 | 944.194 | 982.674 | 1021.681 | 1061.697
Total excluding storage |  | 5352.45 | 5728.05 | 5548.05 | 5548.05 | 5548.05 | 5548.05 | 5515.05 | 5515.05 | 5424.3 | 4929.8 | 4929.8 | 5122.9563 | 5024.2563 | 5024.2563 | 4177.3848 | 4330.0599 | 4801.0596 | 5067.7129 | 5060.3597 | 5021.3597 | 5155.7052 | 5155.7052 | 4877.1826 | 4976.6542 | 4963.1187 | 4967.0265 | 4967.0266 | 5466.6547 | 5529.963
Region | Technology | 2021-22 | 2022-23 | 2023-24 | 2024-25 | 2025-26 | 2026-27 | 2027-28 | 2028-29 | 2029-30 | 2030-31 | 2031-32 | 2032-33 | 2033-34 | 2034-35 | 2035-36 | 2036-37 | 2037-38 | 2038-39 | 2039-40 | 2040-41 | 2041-42 | 2042-43 | 2043-44 | 2044-45 | 2045-46 | 2046-47 | 2047-48 | 2048-49 | 2049-50
TAS1 | Black Coal | 0 | 0 | 0 | 0 | 0 | 0 | 0 | 0 | 0 | 0 | 0 | 0 | 0 | 0 | 0 | 0 | 0 | 0 | 0 | 0 | 0 | 0 | 0 | 0 | 0 | 0 | 0 | 0 | 0
TAS1 | Brown Coal | 0 | 0 | 0 | 0 | 0 | 0 | 0 | 0 | 0 | 0 | 0 | 0 | 0 | 0 | 0 | 0 | 0 | 0 | 0 | 0 | 0 | 0 | 0 | 0 | 0 | 0 | 0 | 0 | 0
TAS1 | CCGT | 208 | 208 | 208 | 208 | 208 | 208 | 208 | 208 | 208 | 208 | 208 | 208 | 208 | 208 | 208 | 208 | 208 | 208 | 208 | 208 | 208 | 208 | 208 | 208 | 208 | 208 | 208 | 208 | 208
TAS1 | Gas - Steam | 0 | 0 | 0 | 0 | 0 | 0 | 0 | 0 | 0 | 0 | 0 | 0 | 0 | 0 | 0 | 0 | 0 | 0 | 0 | 0 | 0 | 0 | 0 | 0 | 0 | 0 | 0 | 0 | 0
TAS1 | OCGT / Diesel | 178 | 178 | 178 | 178 | 178 | 178 | 178 | 178 | 178 | 178 | 178 | 178 | 178 | 178 | 178 | 178 | 178 | 178 | 178 | 58 | 58 | 58 | 58 | 58 | 58 | 58 | 58 | 58 | 58
TAS1 | Hydro | 2408.9 | 2408.9 | 2408.9 | 2408.9 | 2408.9 | 2408.9 | 2658.9 | 2658.9 | 2658.9 | 2658.9 | 2658.9 | 2658.9 | 2658.9 | 2658.9 | 2658.9 | 2658.9 | 2658.9 | 2658.9 | 2658.9 | 2658.9 | 2658.9 | 2658.9 | 2658.9 | 2658.9 | 2658.9 | 2658.9 | 2658.9 | 2658.9 | 2658.9
TAS1 | Wind | 567.75 | 567.75 | 709.4058 | 851.0618 | 992.1255 | 1129.281 | 1266.4366 | 1403.592 | 1540.7475 | 1682.4035 | 1824.2073 | 1966.775 | 2109.343 | 2251.9107 | 2394.4784 | 2537.0464 | 2679.6141 | 2822.3425 | 2970.0781 | 3117.8134 | 3117.8134 | 3117.8134 | 3117.8134 | 2969.4134 | 2969.4134 | 2969.4134 | 2969.4134 | 2969.4134 | 2969.4134
TAS1 | Solar PV | 0 | 0 | 0 | 0 | 0 | 0 | 0 | 0 | 0 | 0 | 0 | 0 | 0 | 0 | 0 | 0 | 0 | 0 | 0 | 0 | 0 | 0 | 0 | 0 | 0 | 0 | 0 | 0 | 0
TAS1 | Grid Battery | 0 | 0 | 0 | 0 | 0 | 0 | 0 | 0 | 0 | 0 | 0 | 0 | 0 | 0 | 0 | 0 | 0 | 0 | 0 | 0 | 0 | 0 | 0 | 0 | 0 | 0 | 0 | 0 | 0
TAS1 | Pumped Hydro | 0 | 0 | 0 | 0 | 0 | 0 | 0 | 0 | 0 | 0 | 0 | 0 | 0 | 0 | 0 | 0 | 0 | 0 | 0 | 0 | 0 | 0 | 0 | 0 | 0 | 0 | 0 | 0 | 0
TAS1 | VPP | 2.174 | 3.275 | 4.751 | 6.692 | 9.222 | 12.637 | 17.058 | 22.751 | 29.515 | 35.278 | 41.516 | 48.287 | 55.645 | 63.485 | 71.629 | 76.469 | 81.473 | 86.616 | 91.923 | 97.401 | 103.005 | 108.753 | 114.687 | 120.793 | 127.056 | 133.484 | 140.061 | 146.762 | 153.603
Total excluding storage |  | 3362.65 | 3362.65 | 3504.3058 | 3645.9618 | 3787.0255 | 3924.181 | 4311.3366 | 4448.492 | 4585.6475 | 4727.3035 | 4869.1073 | 5011.675 | 5154.243 | 5296.8107 | 5439.3784 | 5581.9464 | 5724.5141 | 5867.2425 | 6014.9781 | 6042.7134 | 6042.7134 | 6042.7134 | 6042.7134 | 5894.3134 | 5894.3134 | 5894.3134 | 5894.3134 | 5894.3134 | 5894.3134
Explicitly modelled pumping
Region | Technology | 2021-22 | 2022-23 | 2023-24 | 2024-25 | 2025-26 | 2026-27 | 2027-28 | 2028-29 | 2029-30 | 2030-31 | 2031-32 | 2032-33 | 2033-34 | 2034-35 | 2035-36 | 2036-37 | 2037-38 | 2038-39 | 2039-40 | 2040-41 | 2041-42 | 2042-43 | 2043-44 | 2044-45 | 2045-46 | 2046-47 | 2047-48 | 2048-49 | 2049-50
NEM | Grid Battery pump | 260.33 | 600.33 | 600.33 | 600.33 | 600.33 | 600.33 | 600.33 | 600.33 | 600.33 | 570.33 | 570.33 | 570.33 | 515 | 490 | 490 | 490 | 490.0002 | 490.0002 | 490.0002 | 470.0002 | 450.0016 | 150.0016 | 150.0016 | 276.0607 | 276.0607 | 435.9608 | 435.9608 | 435.9609 | 435.9609
NEM | Pumped Hydro Pump | 1330 | 1330 | 1330 | 1330 | 3370 | 3370 | 3370 | 3370 | 5370 | 5370 | 5370 | 5370 | 5370 | 5370 | 5370 | 5370 | 6306.4508 | 6306.4508 | 6306.4508 | 6306.4464 | 6447.128 | 7277.1607 | 7277.1607 | 7277.1607 | 7277.1607 | 8470.0002 | 8470.0002 | 9069.482 | 9069.482
NEM | VPP pump | 86.531 | 212.478 | 422.08 | 710.881 | 1092.059 | 1530.314 | 2056.202 | 2653.451 | 3326.256 | 3835.365 | 4409.5619 | 5038.919 | 5723.194 | 6362.1371 | 7028.8681 | 7398.273 | 7780.5079 | 8173.1059 | 8577.282 | 8995.4019 | 9423.6349 | 9861.3991 | 10313.4462 | 10780.4292 | 11257.7039 | 11749.3789 | 12256.2899 | 12769.8249 | 13296.025
Region | Technology | 2021-22 | 2022-23 | 2023-24 | 2024-25 | 2025-26 | 2026-27 | 2027-28 | 2028-29 | 2029-30 | 2030-31 | 2031-32 | 2032-33 | 2033-34 | 2034-35 | 2035-36 | 2036-37 | 2037-38 | 2038-39 | 2039-40 | 2040-41 | 2041-42 | 2042-43 | 2043-44 | 2044-45 | 2045-46 | 2046-47 | 2047-48 | 2048-49 | 2049-50
NSW1 | Grid Battery pump | 0 | 0 | 0 | 0 | 0 | 0 | 0 | 0 | 0 | 0 | 0 | 0 | 0 | 0 | 0 | 0 | 0 | 0 | 0 | 0 | 0 | 0 | 0 | 0 | 0 | 0 | 0 | 0 | 0
NSW1 | Pumped Hydro Pump | 840 | 840 | 840 | 840 | 2880 | 2880 | 2880 | 2880 | 4880 | 4880 | 4880 | 4880 | 4880 | 4880 | 4880 | 4880 | 4880 | 4880 | 4880 | 4879.9956 | 4880 | 4880 | 4880 | 4880 | 4880 | 4880 | 4880 | 4880 | 4880
NSW1 | VPP pump | 30.447 | 71.711 | 130.27 | 212.052 | 324.245 | 448.498 | 597.436 | 773.879 | 981.449 | 1142.61 | 1324.166 | 1522.2761 | 1738.338 | 1943.716 | 2158.8 | 2279.379 | 2405.052 | 2533.8019 | 2666.9821 | 2804.5979 | 2945.117 | 3088.977 | 3237.89 | 3391.4571 | 3548.962 | 3710.4659 | 3876.96 | 4046.0709 | 4218.4269
Region | Technology | 2021-22 | 2022-23 | 2023-24 | 2024-25 | 2025-26 | 2026-27 | 2027-28 | 2028-29 | 2029-30 | 2030-31 | 2031-32 | 2032-33 | 2033-34 | 2034-35 | 2035-36 | 2036-37 | 2037-38 | 2038-39 | 2039-40 | 2040-41 | 2041-42 | 2042-43 | 2043-44 | 2044-45 | 2045-46 | 2046-47 | 2047-48 | 2048-49 | 2049-50
QLD1 | Grid Battery pump | 0 | 20 | 20 | 20 | 20 | 20 | 20 | 20 | 20 | 20 | 20 | 20 | 20 | 20 | 20 | 20 | 20.0002 | 20.0002 | 20.0002 | 0.00018481 | 0.0012309 | 0.0012482 | 0.0012482 | 61.7647 | 61.7647 | 221.6648 | 221.6648 | 221.6648 | 221.6648
QLD1 | Pumped Hydro Pump | 490 | 490 | 490 | 490 | 490 | 490 | 490 | 490 | 490 | 490 | 490 | 490 | 490 | 490 | 490 | 490 | 1426.4508 | 1426.4508 | 1426.4508 | 1426.4508 | 1567.1278 | 2397.1605 | 2397.1605 | 2397.1605 | 2397.1605 | 3590 | 3590 | 3590 | 3590
QLD1 | VPP pump | 17.092 | 49.567 | 96.139 | 162.616 | 256.35 | 359.913 | 485.039 | 636.85 | 815.002 | 952.311 | 1107.868 | 1278.662 | 1465.361 | 1636.076 | 1814.326 | 1909.678 | 2008.65 | 2110.638 | 2215.489 | 2324.452 | 2436.362 | 2550.2279 | 2667.885 | 2790.022 | 2914.5139 | 3043.485 | 3176.687 | 3311.313 | 3449.842
Region | Technology | 2021-22 | 2022-23 | 2023-24 | 2024-25 | 2025-26 | 2026-27 | 2027-28 | 2028-29 | 2029-30 | 2030-31 | 2031-32 | 2032-33 | 2033-34 | 2034-35 | 2035-36 | 2036-37 | 2037-38 | 2038-39 | 2039-40 | 2040-41 | 2041-42 | 2042-43 | 2043-44 | 2044-45 | 2045-46 | 2046-47 | 2047-48 | 2048-49 | 2049-50
VIC1 | Grid Battery pump | 55.33 | 375.33 | 375.33 | 375.33 | 375.33 | 375.33 | 375.33 | 375.33 | 375.33 | 375.33 | 375.33 | 375.33 | 320 | 320 | 320 | 320 | 320 | 320 | 320 | 320 | 300 | 0 | 0 | 0 | 0 | 0 | 0 | 0.00016304 | 0.00015978
VIC1 | Pumped Hydro Pump | 0 | 0 | 0 | 0 | 0 | 0 | 0 | 0 | 0 | 0 | 0 | 0 | 0 | 0 | 0 | 0 | 0 | 0 | 0 | 0 | 0.00018953 | 0.00018954 | 0.00018954 | 0.00018956 | 0.00018957 | 0.00018958 | 0.00018959 | 599.482 | 599.482
VIC1 | VPP pump | 19.399 | 55.108 | 137.094 | 247.137 | 385.648 | 555.84 | 760.004 | 973.496 | 1197.186 | 1363.053 | 1550.223 | 1756.093 | 1978.399 | 2185.647 | 2401.2231 | 2521.425 | 2644.546 | 2771.077 | 2900.618 | 3034.5971 | 3171.9039 | 3312.6921 | 3457.7071 | 3607.5651 | 3760.185 | 3917.7499 | 4079.9079 | 4243.998 | 4412.4559
Region | Technology | 2021-22 | 2022-23 | 2023-24 | 2024-25 | 2025-26 | 2026-27 | 2027-28 | 2028-29 | 2029-30 | 2030-31 | 2031-32 | 2032-33 | 2033-34 | 2034-35 | 2035-36 | 2036-37 | 2037-38 | 2038-39 | 2039-40 | 2040-41 | 2041-42 | 2042-43 | 2043-44 | 2044-45 | 2045-46 | 2046-47 | 2047-48 | 2048-49 | 2049-50
SA1 | Grid Battery pump | 205 | 205 | 205 | 205 | 205 | 205 | 205 | 205 | 205 | 175 | 175 | 175 | 175 | 150 | 150 | 150 | 150 | 150 | 150 | 150 | 150.0004 | 150.0004 | 150.0004 | 214.296 | 214.296 | 214.296 | 214.296 | 214.296 | 214.296
SA1 | Pumped Hydro Pump | 0 | 0 | 0 | 0 | 0 | 0 | 0 | 0 | 0 | 0 | 0 | 0 | 0 | 0 | 0 | 0 | 0 | 0 | 0 | 0 | 0 | 0 | 0 | 0 | 0 | 0 | 0 | 0 | 0
SA1 | VPP pump | 17.419 | 32.817 | 53.826 | 82.384 | 116.594 | 153.426 | 196.665 | 246.475 | 303.104 | 342.113 | 385.789 | 433.601 | 485.451 | 533.213 | 582.89 | 611.322 | 640.787 | 670.973 | 702.27 | 734.354 | 767.247 | 800.749 | 835.277 | 870.592 | 906.987 | 944.194 | 982.674 | 1021.681 | 1061.697
Region | Technology | 2021-22 | 2022-23 | 2023-24 | 2024-25 | 2025-26 | 2026-27 | 2027-28 | 2028-29 | 2029-30 | 2030-31 | 2031-32 | 2032-33 | 2033-34 | 2034-35 | 2035-36 | 2036-37 | 2037-38 | 2038-39 | 2039-40 | 2040-41 | 2041-42 | 2042-43 | 2043-44 | 2044-45 | 2045-46 | 2046-47 | 2047-48 | 2048-49 | 2049-50
TAS1 | Grid Battery pump | 0 | 0 | 0 | 0 | 0 | 0 | 0 | 0 | 0 | 0 | 0 | 0 | 0 | 0 | 0 | 0 | 0 | 0 | 0 | 0 | 0 | 0 | 0 | 0 | 0 | 0 | 0 | 0 | 0
TAS1 | Pumped Hydro Pump | 0 | 0 | 0 | 0 | 0 | 0 | 0 | 0 | 0 | 0 | 0 | 0 | 0 | 0 | 0 | 0 | 0 | 0 | 0 | 0 | 0 | 0 | 0 | 0 | 0 | 0 | 0 | 0 | 0
TAS1 | VPP pump | 2.174 | 3.275 | 4.751 | 6.692 | 9.222 | 12.637 | 17.058 | 22.751 | 29.515 | 35.278 | 41.516 | 48.287 | 55.645 | 63.485 | 71.629 | 76.469 | 81.473 | 86.616 | 91.923 | 97.401 | 103.005 | 108.753 | 114.687 | 120.793 | 127.056 | 133.484 | 140.061 | 146.762 | 153.603
Non-controllable capacity
Region | Technology | 2021-22 | 2022-23 | 2023-24 | 2024-25 | 2025-26 | 2026-27 | 2027-28 | 2028-29 | 2029-30 | 2030-31 | 2031-32 | 2032-33 | 2033-34 | 2034-35 | 2035-36 | 2036-37 | 2037-38 | 2038-39 | 2039-40 | 2040-41 | 2041-42 | 2042-43 | 2043-44 | 2044-45 | 2045-46 | 2046-47 | 2047-48 | 2048-49 | 2049-50
NEM | Distributed PV | 13524.6248 | 15108.4102 | 16782.6024 | 18599.0123 | 20649.214 | 22515.8693 | 24468.5133 | 26425.488 | 28217.8916 | 29838.3877 | 31741.5272 | 33782.1268 | 35587.9534 | 37062.4109 | 38679.1836 | 39995.6509 | 41752.2512 | 42998.6362 | 44363.6194 | 45809.2891 | 47081.4518 | 48494.937 | 49932.6267 | 51381.104 | 52844.7899 | 54328.8669 | 55832.8223 | 57320.9248 | 58815.3366
NEM | Behind the meter battery | 582.3 | 1103.9 | 1762 | 2442.4 | 3154.8 | 3764.5 | 4354 | 4869.8 | 5322.1 | 5889.5 | 6505.4 | 7146.7 | 7807.9 | 8342.6 | 8857.7 | 8934.3 | 9005.9 | 9071 | 9128.9 | 9183.2 | 9229.7 | 9266.6 | 9299.3 | 9327.3 | 9346.9 | 9360.8 | 9369.7 | 9366 | 9354.9
NEM | Behind the meter battery pump | 582.3 | 1103.9 | 1762 | 2442.4 | 3154.8 | 3764.5 | 4354 | 4869.8 | 5322.1 | 5889.5 | 6505.4 | 7146.7 | 7807.9 | 8342.6 | 8857.7 | 8934.3 | 9005.9 | 9071 | 9128.9 | 9183.2 | 9229.7 | 9266.6 | 9299.3 | 9327.3 | 9346.9 | 9360.8 | 9369.7 | 9366 | 9354.9
Region | Technology | 2021-22 | 2022-23 | 2023-24 | 2024-25 | 2025-26 | 2026-27 | 2027-28 | 2028-29 | 2029-30 | 2030-31 | 2031-32 | 2032-33 | 2033-34 | 2034-35 | 2035-36 | 2036-37 | 2037-38 | 2038-39 | 2039-40 | 2040-41 | 2041-42 | 2042-43 | 2043-44 | 2044-45 | 2045-46 | 2046-47 | 2047-48 | 2048-49 | 2049-50
NSW1 | Distributed PV | 3913.164 | 4330.0033 | 4787.0919 | 5305.2148 | 5929.6377 | 6464.9148 | 7030.5165 | 7642.0579 | 8239.587 | 8780.653 | 9418.7488 | 10101.1732 | 10706.5404 | 11206.655 | 11760.5256 | 12216.5275 | 12833.8315 | 13271.2891 | 13751.1953 | 14255.2842 | 14693.6982 | 15180.1199 | 15675.9263 | 16174.1445 | 16679.8936 | 17188.3323 | 17702.6531 | 18211.2334 | 18716.4585
NSW1 | Behind the meter battery | 204 | 371.3 | 538.9 | 720.5 | 926.4 | 1091.2 | 1251.4 | 1406.1 | 1556.1 | 1741 | 1940.3 | 2145.9 | 2358.2 | 2535.9 | 2707.9 | 2741.4 | 2773.9 | 2803.5 | 2831 | 2856.9 | 2879.3 | 2898.7 | 2916.7 | 2932.7 | 2946.1 | 2956.9 | 2965.9 | 2971 | 2972.8
NSW1 | Behind the meter battery pump | 204 | 371.3 | 538.9 | 720.5 | 926.4 | 1091.2 | 1251.4 | 1406.1 | 1556.1 | 1741 | 1940.3 | 2145.9 | 2358.2 | 2535.9 | 2707.9 | 2741.4 | 2773.9 | 2803.5 | 2831 | 2856.9 | 2879.3 | 2898.7 | 2916.7 | 2932.7 | 2946.1 | 2956.9 | 2965.9 | 2971 | 2972.8
Region | Technology | 2021-22 | 2022-23 | 2023-24 | 2024-25 | 2025-26 | 2026-27 | 2027-28 | 2028-29 | 2029-30 | 2030-31 | 2031-32 | 2032-33 | 2033-34 | 2034-35 | 2035-36 | 2036-37 | 2037-38 | 2038-39 | 2039-40 | 2040-41 | 2041-42 | 2042-43 | 2043-44 | 2044-45 | 2045-46 | 2046-47 | 2047-48 | 2048-49 | 2049-50
QLD1 | Distributed PV | 3987.1277 | 4367.864 | 4757.1731 | 5197.5436 | 5733.4282 | 6193.5193 | 6686.8077 | 7235.3396 | 7768.4305 | 8249.3861 | 8817.187 | 9427.4739 | 9970.7185 | 10406.9081 | 10885.1118 | 11265.0385 | 11774.9958 | 12133.6007 | 12527.3778 | 12946.311 | 13312.7732 | 13716.3 | 14123.7837 | 14534.3174 | 14946.3496 | 15365.7739 | 15789.8611 | 16207.1216 | 16627.1072
QLD1 | Behind the meter battery | 113.8 | 258.8 | 402.9 | 561.6 | 746.2 | 893.2 | 1037.3 | 1183 | 1322.8 | 1484.3 | 1659.5 | 1841.7 | 2030.2 | 2178.4 | 2321.4 | 2342.1 | 2361.9 | 2380.5 | 2396.7 | 2412.4 | 2426.3 | 2437.3 | 2447.1 | 2456.2 | 2462.6 | 2468 | 2472.1 | 2472.5 | 2471.3
QLD1 | Behind the meter battery pump | 113.8 | 258.8 | 402.9 | 561.6 | 746.2 | 893.2 | 1037.3 | 1183 | 1322.8 | 1484.3 | 1659.5 | 1841.7 | 2030.2 | 2178.4 | 2321.4 | 2342.1 | 2361.9 | 2380.5 | 2396.7 | 2412.4 | 2426.3 | 2437.3 | 2447.1 | 2456.2 | 2462.6 | 2468 | 2472.1 | 2472.5 | 2471.3
Region | Technology | 2021-22 | 2022-23 | 2023-24 | 2024-25 | 2025-26 | 2026-27 | 2027-28 | 2028-29 | 2029-30 | 2030-31 | 2031-32 | 2032-33 | 2033-34 | 2034-35 | 2035-36 | 2036-37 | 2037-38 | 2038-39 | 2039-40 | 2040-41 | 2041-42 | 2042-43 | 2043-44 | 2044-45 | 2045-46 | 2046-47 | 2047-48 | 2048-49 | 2049-50
VIC1 | Distributed PV | 3607.3732 | 4235.6688 | 4895.3044 | 5569.04 | 6273.8434 | 6987.4562 | 7713.9601 | 8332.7648 | 8832.864 | 9290.3372 | 9815.223 | 10374.7633 | 10871.2125 | 11278.6859 | 11713.5437 | 12078.4929 | 12536.272 | 12873.9302 | 13236.9883 | 13624.2112 | 13975.1226 | 14367.7124 | 14768.4829 | 15175.9878 | 15586.064 | 16006.0969 | 16432.6174 | 16856.3298 | 17285.95
VIC1 | Behind the meter battery | 128.8 | 282.9 | 574 | 854.2 | 1120.2 | 1374.8 | 1617.8 | 1793 | 1918.2 | 2092.6 | 2283.9 | 2485 | 2691.5 | 2856.6 | 3014.9 | 3031.5 | 3045.4 | 3057.7 | 3067.5 | 3076.5 | 3083.5 | 3087.8 | 3090.8 | 3092.7 | 3091.7 | 3089.5 | 3085.8 | 3078.1 | 3068.4
VIC1 | Behind the meter battery pump | 128.8 | 282.9 | 574 | 854.2 | 1120.2 | 1374.8 | 1617.8 | 1793 | 1918.2 | 2092.6 | 2283.9 | 2485 | 2691.5 | 2856.6 | 3014.9 | 3031.5 | 3045.4 | 3057.7 | 3067.5 | 3076.5 | 3083.5 | 3087.8 | 3090.8 | 3092.7 | 3091.7 | 3089.5 | 3085.8 | 3078.1 | 3068.4
Region | Technology | 2021-22 | 2022-23 | 2023-24 | 2024-25 | 2025-26 | 2026-27 | 2027-28 | 2028-29 | 2029-30 | 2030-31 | 2031-32 | 2032-33 | 2033-34 | 2034-35 | 2035-36 | 2036-37 | 2037-38 | 2038-39 | 2039-40 | 2040-41 | 2041-42 | 2042-43 | 2043-44 | 2044-45 | 2045-46 | 2046-47 | 2047-48 | 2048-49 | 2049-50
SA1 | Distributed PV | 1808.561 | 1942.7342 | 2088.4154 | 2250.1756 | 2410.2917 | 2548.5259 | 2693.2516 | 2845.2863 | 2988.2096 | 3111.8326 | 3256.9567 | 3413.5115 | 3553.5545 | 3666.7578 | 3790.6636 | 3891.097 | 4023.8511 | 4120.8807 | 4228.0128 | 4340.0465 | 4439.9406 | 4549.2328 | 4659.9151 | 4770.0776 | 4882.9587 | 4996.9199 | 5113.6916 | 5229.6824 | 5346.4831
SA1 | Behind the meter battery | 120.6 | 173.2 | 225.5 | 281.9 | 333.8 | 372.4 | 409.3 | 443.6 | 475 | 514.5 | 557.3 | 602.3 | 648.6 | 684.8 | 719.4 | 723 | 726.3 | 729 | 731.6 | 733.6 | 735.2 | 736.1 | 736.6 | 736.5 | 736.2 | 735.2 | 733.9 | 731.8 | 729.3
SA1 | Behind the meter battery pump | 120.6 | 173.2 | 225.5 | 281.9 | 333.8 | 372.4 | 409.3 | 443.6 | 475 | 514.5 | 557.3 | 602.3 | 648.6 | 684.8 | 719.4 | 723 | 726.3 | 729 | 731.6 | 733.6 | 735.2 | 736.1 | 736.6 | 736.5 | 736.2 | 735.2 | 733.9 | 731.8 | 729.3
Region | Technology | 2021-22 | 2022-23 | 2023-24 | 2024-25 | 2025-26 | 2026-27 | 2027-28 | 2028-29 | 2029-30 | 2030-31 | 2031-32 | 2032-33 | 2033-34 | 2034-35 | 2035-36 | 2036-37 | 2037-38 | 2038-39 | 2039-40 | 2040-41 | 2041-42 | 2042-43 | 2043-44 | 2044-45 | 2045-46 | 2046-47 | 2047-48 | 2048-49 | 2049-50
TAS1 | Distributed PV | 208.3988 | 232.1399 | 254.6176 | 277.0384 | 302.0129 | 321.453 | 343.9774 | 370.0394 | 388.8004 | 406.1789 | 433.4117 | 465.2049 | 485.9275 | 503.4041 | 529.3388 | 544.4951 | 583.3007 | 598.9356 | 620.0452 | 643.4362 | 659.9172 | 681.5719 | 704.5187 | 726.5767 | 749.5241 | 771.7439 | 793.9991 | 816.5575 | 839.3379
TAS1 | Behind the meter battery | 15.1 | 17.7 | 20.7 | 24.2 | 28.2 | 32.9 | 38.2 | 44.1 | 50 | 57.1 | 64.4 | 71.8 | 79.4 | 86.9 | 94.1 | 96.3 | 98.4 | 100.3 | 102.1 | 103.8 | 105.4 | 106.7 | 108.1 | 109.2 | 110.3 | 111.2 | 112 | 112.6 | 113.1
TAS1 | Behind the meter battery pump | 15.1 | 17.7 | 20.7 | 24.2 | 28.2 | 32.9 | 38.2 | 44.1 | 50 | 57.1 | 64.4 | 71.8 | 79.4 | 86.9 | 94.1 | 96.3 | 98.4 | 100.3 | 102.1 | 103.8 | 105.4 | 106.7 | 108.1 | 109.2 | 110.3 | 111.2 | 112 | 112.6 | 113.1

## Marinus_VOM Cost
VOM cost by technology ($000s) - Marinus Link, High DER Scenario
VOM | Real June 2020 dollars discounted to 1 July 2020
Explicitly modelled generation
Region | Technology | 2021-22 | 2022-23 | 2023-24 | 2024-25 | 2025-26 | 2026-27 | 2027-28 | 2028-29 | 2029-30 | 2030-31 | 2031-32 | 2032-33 | 2033-34 | 2034-35 | 2035-36 | 2036-37 | 2037-38 | 2038-39 | 2039-40 | 2040-41 | 2041-42 | 2042-43 | 2043-44 | 2044-45 | 2045-46 | 2046-47 | 2047-48 | 2048-49 | 2049-50
NEM | Black Coal | 358294.2897 | 298685.1663 | 283200.5625 | 274776.4843 | 236033.7189 | 205913.6777 | 173727.5925 | 174528.4447 | 133741.5759 | 124280.6274 | 112246.8875 | 102468.9582 | 105966.2923 | 93726.0061 | 79775.5431 | 72707.1895 | 60273.783 | 57778.7146 | 51860.4344 | 47865.8804 | 42955.5263 | 28268.897 | 22007.9464 | 17806.1367 | 14395.6001 | 11308.0154 | 10097.1379 | 9421.3177 | 8034.7557
NEM | Brown Coal | 118130.906 | 106832.6075 | 103096.078 | 77695.9738 | 78185.2611 | 72480.558 | 66984.5107 | 63104.4645 | 57520.0301 | 56186.3454 | 52684.8635 | 49708.734 | 48439.529 | 44743.7605 | 45014.447 | 40672.4455 | 35189.2035 | 35334.1535 | 29664.8622 | 29870.408 | 31608.289 | 29945.519 | 26056.5592 | 24648.4208 | 23176.4399 | 22947.5268 | 14497.747 | 0 | 0
NEM | CCGT | 15628.3477 | 14904.2686 | 11970.0897 | 11763.1613 | 9954.3756 | 9571.4298 | 9364.1926 | 9995.2285 | 8317.91 | 8292.1948 | 8896.4279 | 20883.7587 | 21193.6126 | 21534.0493 | 15392.6073 | 13834.5352 | 17865.344 | 16965.8311 | 13000.0698 | 12580.2406 | 12183.7772 | 13838.4875 | 8713.9051 | 7605.4406 | 3473.5527 | 2066.1312 | 1976.9096 | 1876.4724 | 1787.6962
NEM | Gas - Steam | 1705.7183 | 1659.4307 | 1766.6886 | 620.4155 | 571.7156 | 561.27 | 523.6387 | 519.2269 | 467.7813 | 447.3683 | 425.6522 | 621.062 | 450.5216 | 838.3318 | 300.6791 | 309.7751 | 808.1211 | 657.1129 | 506.7547 | 503.643 | 567.8877 | 619.5129 | 551.872 | 472.3494 | 594.123 | 0 | 0 | 0 | 0
NEM | OCGT / Diesel | 530.7974 | 230.8715 | 1057.1336 | 781.2991 | 131.4974 | 342.4696 | 241.9273 | 655.7304 | 42.876 | 68.3759 | 231.2756 | 3113.4452 | 1813.5192 | 2816.4259 | 1777.0199 | 2185.3707 | 10134.8325 | 10386.4653 | 17127.1485 | 17619.7671 | 11042.5814 | 17742.5028 | 21999.7255 | 8843.4582 | 10010.5371 | 9982.2633 | 10811.6842 | 13988.9189 | 12696.541
NEM | Hydro | 89279.0843 | 86775.8914 | 82714.2558 | 94312.9268 | 89423.5797 | 76050.3479 | 82932.9982 | 91223.5416 | 72563.5268 | 62242.5216 | 61416.5194 | 64481.5545 | 62326.1198 | 62342.9325 | 57019.4558 | 50982.1419 | 53582.1011 | 45728.3118 | 40431.9228 | 36832.2359 | 34667.7573 | 35555.1876 | 34837.4989 | 32878.4778 | 30697.4298 | 33209.1931 | 28026.2282 | 25456.5476 | 22214.0064
NEM | Wind | 67303.4596 | 80198.2929 | 68785.1085 | 67210.6495 | 66690.2078 | 66690.4118 | 65022.4717 | 55698.904 | 50563.9085 | 47958.5817 | 49398.6841 | 43158.4439 | 40499.9357 | 39579.6979 | 38350.224 | 36247.8357 | 29452.3865 | 25690.1356 | 22678.9216 | 21702.7546 | 18630.8778 | 17463.0705 | 13690.3276 | 12150.5387 | 8350.3811 | 6457.8525 | 5771.1487 | 5061.1468 | 2971.7156
NEM | Solar PV | 13.5121 | 15.8205 | 15.3383 | 14.0462 | 13.1168 | 13.253 | 12.8065 | 13.9209 | 63.2423 | 63.5335 | 61.7039 | 58.2885 | 53.9811 | 50.1314 | 51.0462 | 48.3217 | 41.5713 | 40.8819 | 41.1145 | 39.6524 | 39.575 | 65.7546 | 61.4212 | 60.82 | 58.2421 | 75.0309 | 73.3562 | 82.9855 | 83.5963
NEM | Grid Battery | 0.20139 | 0.26307 | 0.25054 | 0.26311 | 0.22676 | 0.22322 | 0.20579 | 0.18495 | 0.16348 | 0.15967 | 0.14921 | 0.14551 | 0.12067 | 0.098743 | 0.10225 | 0.097292 | 0.086437 | 0.080221 | 0.082155 | 0.061762 | 0.037802 | 0.021326 | 0.01966 | 0.13725 | 0.12922 | 0.24866 | 0.23732 | 0.22341 | 0.21632
NEM | Pumped Hydro | 359.3231 | 1017.9594 | 1413.0888 | 3980.2499 | 3305.8871 | 2949.2241 | 2825.7949 | 3361.0376 | 2707.6999 | 2975.8675 | 2934.4998 | 4093.2891 | 3623.3816 | 2929.8908 | 3257.3976 | 3041.1463 | 1755.702 | 1825.528 | 1698.6843 | 1282.9247 | 1776.5356 | 1659.9283 | 973.5097 | 1193.4296 | 1109.6174 | 856.3654 | 664.5106 | 729.4294 | 507.0049
NEM | VPP | 0.54452 | 1.4506 | 2.5434 | 4.7741 | 6.6985 | 8.866 | 10.3592 | 12.0511 | 13.0405 | 14.2992 | 15.0879 | 17.0229 | 18.3165 | 18.5291 | 20.2057 | 20.2469 | 19.1207 | 18.6244 | 18.723 | 17.9573 | 18.5982 | 17.8348 | 17.2724 | 17.8324 | 17.0717 | 15.5786 | 15.0382 | 15.0507 | 13.384
Total excluding storage |  | 650886.1151 | 589302.3493 | 552605.255 | 527174.9564 | 481003.4729 | 431623.4178 | 398810.1383 | 395739.4615 | 323280.8508 | 299539.5485 | 285362.0141 | 284494.2451 | 280743.5113 | 265631.3355 | 237681.0225 | 216987.6153 | 207347.343 | 192581.6067 | 175311.2285 | 167014.582 | 151696.2716 | 143498.9319 | 127919.2558 | 104465.6422 | 90756.3057 | 86046.0131 | 71254.2117 | 55887.3888 | 47788.3112
Region | Technology | 2021-22 | 2022-23 | 2023-24 | 2024-25 | 2025-26 | 2026-27 | 2027-28 | 2028-29 | 2029-30 | 2030-31 | 2031-32 | 2032-33 | 2033-34 | 2034-35 | 2035-36 | 2036-37 | 2037-38 | 2038-39 | 2039-40 | 2040-41 | 2041-42 | 2042-43 | 2043-44 | 2044-45 | 2045-46 | 2046-47 | 2047-48 | 2048-49 | 2049-50
NSW1 | Black Coal | 182360.9175 | 145589.091 | 127713.4785 | 136662.3048 | 104138.6003 | 84595.5677 | 66333.9618 | 72698.3608 | 41581.6073 | 39373.7854 | 33604.7055 | 22701.2424 | 26282.7338 | 21586.7502 | 11965.7695 | 14195.6585 | 14973.37 | 14164.658 | 12618.4405 | 10416.0115 | 8710.8843 | 0 | 0 | 0 | 0 | 0 | 0 | 0 | 0
NSW1 | Brown Coal | 0 | 0 | 0 | 0 | 0 | 0 | 0 | 0 | 0 | 0 | 0 | 0 | 0 | 0 | 0 | 0 | 0 | 0 | 0 | 0 | 0 | 0 | 0 | 0 | 0 | 0 | 0 | 0 | 0
NSW1 | CCGT | 231.0802 | 219.5992 | 641.4881 | 393.3566 | 364.0624 | 346.1052 | 331.7102 | 318.071 | 300.1597 | 287.7019 | 272.9867 | 3839.6151 | 3517.1275 | 3958.212 | 2293.5332 | 1937.3795 | 5172.2208 | 5427.2851 | 4433.866 | 3916.6816 | 3550.9739 | 4377.2855 | 221.3985 | 8.8056e-05 | 8.9966e-05 | 8.7429e-05 | 8.389e-05 | 0.000106 | 9.7134e-05
NSW1 | Gas - Steam | 0 | 0 | 0 | 0 | 0 | 0 | 0 | 0 | 0 | 0 | 0 | 0 | 0 | 0 | 0 | 0 | 0 | 0 | 0 | 0 | 0 | 0 | 0 | 0 | 0 | 0 | 0 | 0 | 0
NSW1 | OCGT / Diesel | 0.33165 | 3.6414e-05 | 118.3516 | 410.7207 | 48.613 | 136.1938 | 53.1432 | 78.4522 | 3.6823e-05 | 3.6717e-05 | 3.8047e-05 | 234.6822 | 143.4976 | 149.7053 | 366.703 | 154.0617 | 1853.636 | 3091.6543 | 6862.9483 | 8009.1725 | 3392.5532 | 7235.4055 | 10028.6341 | 2366.1685 | 2538.9241 | 3327.1952 | 5083.6619 | 6797.6763 | 6603.5917
NSW1 | Hydro | 13773.2549 | 13785.2353 | 12165.9218 | 16691.6378 | 15478.7873 | 14003.6473 | 13167.9289 | 17336.0228 | 12937.0657 | 10716.0005 | 10977.9336 | 11536.7536 | 12445.3446 | 12208.383 | 11734.6831 | 10558.8708 | 12804.9386 | 9662.3878 | 8313.5454 | 7655.2363 | 7226.8966 | 8302.76 | 8213.4331 | 8111.7538 | 7464.2204 | 8520.158 | 6657.7213 | 6227.028 | 5438.3589
NSW1 | Wind | 15743.2869 | 17613.8073 | 15807.4099 | 14922.3173 | 14870.0101 | 15057.1361 | 14058.0571 | 11066.0507 | 9250.1015 | 9612.3317 | 10698.8172 | 9777.8669 | 9289.7378 | 9120.8061 | 8938.2498 | 8298.0451 | 5838.5313 | 4312.9149 | 4430.1693 | 4053.7254 | 3577.4474 | 3431.3869 | 2485.3006 | 2491.4576 | 2266.3596 | 1259.9297 | 1086.0559 | 1034.3708 | 817.1968
NSW1 | Solar PV | 4.9791 | 5.7841 | 5.5559 | 5.1042 | 4.6301 | 4.7833 | 4.5891 | 7.108 | 56.2982 | 56.6968 | 55.1156 | 51.8738 | 48.1277 | 44.5698 | 45.481 | 43.1038 | 37.2099 | 36.4385 | 36.7312 | 35.4449 | 33.1346 | 43.5431 | 40.4734 | 40.6241 | 38.4943 | 45.7216 | 44.408 | 44.924 | 46.6554
NSW1 | Grid Battery | 3.8216e-08 | 3.7888e-08 | 3.6203e-08 | 3.4253e-08 | 3.2091e-08 | 3.3177e-08 | 3.5731e-08 | 3.7784e-08 | 1.2189e-07 | 1.2178e-07 | 1.1782e-07 | 1.1841e-07 | 1.1213e-07 | 1.0748e-07 | 1.1021e-07 | 1.0885e-07 | 1.1246e-07 | 1.056e-07 | 1.3503e-07 | 1.3083e-07 | 1.8826e-07 | 1.7098e-07 | 1.7526e-07 | 1.8778e-07 | 1.6838e-07 | 1.5673e-07 | 1.5375e-07 | 2.1518e-07 | 1.8192e-07
NSW1 | Pumped Hydro | 156.7011 | 531.2042 | 680.3304 | 1018.6839 | 477.9063 | 631.6993 | 770.8155 | 709.4588 | 696.9931 | 777.4125 | 700.7008 | 1181.4429 | 1051.4974 | 654.059 | 926.7376 | 838.4873 | 582.2466 | 571.1468 | 567.9933 | 435.3708 | 615.2593 | 634.3252 | 325.0575 | 455.6809 | 443.0038 | 391.1671 | 311.4132 | 368.7531 | 295.7575
NSW1 | VPP | 0.17924 | 0.49155 | 0.71513 | 1.386 | 1.8757 | 2.4778 | 3.0015 | 3.4905 | 3.8229 | 4.2615 | 4.5631 | 5.1455 | 5.5456 | 5.6959 | 6.2432 | 6.2479 | 5.8989 | 5.7343 | 5.8087 | 5.5754 | 5.7979 | 5.5404 | 5.5209 | 5.7506 | 5.5689 | 5.2561 | 4.9542 | 5.0612 | 4.7694
Total excluding storage |  | 212113.8503 | 177213.5169 | 156452.2057 | 169085.4415 | 134904.7032 | 114143.4334 | 93949.3904 | 101504.0655 | 64125.2325 | 60046.5163 | 55609.5587 | 48142.0341 | 51726.5692 | 47068.4264 | 35344.4197 | 35187.1195 | 40679.9065 | 36695.3385 | 36695.7008 | 34086.2723 | 26491.89 | 23390.3809 | 20989.2396 | 13010.0041 | 12307.9985 | 13153.0047 | 12871.8471 | 14103.9992 | 12905.8029
Region | Technology | 2021-22 | 2022-23 | 2023-24 | 2024-25 | 2025-26 | 2026-27 | 2027-28 | 2028-29 | 2029-30 | 2030-31 | 2031-32 | 2032-33 | 2033-34 | 2034-35 | 2035-36 | 2036-37 | 2037-38 | 2038-39 | 2039-40 | 2040-41 | 2041-42 | 2042-43 | 2043-44 | 2044-45 | 2045-46 | 2046-47 | 2047-48 | 2048-49 | 2049-50
QLD1 | Black Coal | 175933.3722 | 153096.0753 | 155487.084 | 138114.1795 | 131895.1186 | 121318.1101 | 107393.6307 | 101830.0839 | 92159.9686 | 84906.842 | 78642.182 | 79767.7158 | 79683.5585 | 72139.2559 | 67809.7736 | 58511.531 | 45300.413 | 43614.0566 | 39241.9939 | 37449.8689 | 34244.642 | 28268.897 | 22007.9464 | 17806.1367 | 14395.6001 | 11308.0154 | 10097.1379 | 9421.3177 | 8034.7557
QLD1 | Brown Coal | 0 | 0 | 0 | 0 | 0 | 0 | 0 | 0 | 0 | 0 | 0 | 0 | 0 | 0 | 0 | 0 | 0 | 0 | 0 | 0 | 0 | 0 | 0 | 0 | 0 | 0 | 0 | 0 | 0
QLD1 | CCGT | 7651.2427 | 7324.2289 | 7777.6281 | 8643.1938 | 7017.7826 | 6763.8731 | 6687.8011 | 7419.6757 | 5878.1981 | 5967.5031 | 6685.7403 | 13453.3093 | 14410.7568 | 13136.1177 | 10849.494 | 9409.9846 | 12693.1232 | 11538.546 | 8566.2038 | 8663.5589 | 8632.8032 | 9461.2019 | 8492.5065 | 7605.4404 | 3473.5525 | 2066.131 | 1976.9095 | 1876.4722 | 1787.696
QLD1 | Gas - Steam | 256.1926 | 245.461 | 463.0653 | 442.6588 | 417.4761 | 400.5209 | 380.0897 | 365.5269 | 346.0741 | 330.155 | 314.7087 | 300.2277 | 288.0647 | 302.8003 | 263.0614 | 292.6065 | 692.5339 | 571.9139 | 506.7547 | 503.643 | 567.8877 | 619.5129 | 551.872 | 472.3494 | 594.123 | 0 | 0 | 0 | 0
QLD1 | OCGT / Diesel | 7.2997e-05 | 7.2162e-05 | 5.263 | 260.6954 | 48.1881 | 79.9218 | 123.9663 | 461.7802 | 42.8757 | 56.7551 | 223.2935 | 1498.8875 | 773.8463 | 451.9753 | 408.4845 | 1105.6276 | 4898.4852 | 3921.6575 | 4929.575 | 4978.912 | 3957.5723 | 6071.3366 | 5849.4275 | 5160.8764 | 6109.9473 | 5248.4177 | 4139.1913 | 4058.9961 | 2814.4445
QLD1 | Hydro | 4636.9036 | 4414.1313 | 4212.9077 | 3985.9707 | 3785.4599 | 3599.1117 | 3432.2433 | 3248.0436 | 3085.9405 | 2876.5194 | 2797.515 | 2646.7205 | 2513.9108 | 2389.843 | 2275.7801 | 2156.4411 | 767.1028 | 734.9279 | 694.3036 | 660.1877 | 629.6569 | 0 | 0 | 0 | 0 | 0 | 0 | 0 | 0
QLD1 | Wind | 5372.1785 | 8650.3772 | 8213.8759 | 7227.4936 | 8160.8841 | 7735.1733 | 7890.0234 | 7261.2235 | 6356.1464 | 6309.5286 | 5318.5469 | 5055.1526 | 4447.1524 | 5027.6033 | 4562.7605 | 4709.2591 | 4525.7067 | 4145.9697 | 4036.3282 | 3367.6906 | 3192.1917 | 2707.0148 | 2528.848 | 1360.3894 | 1357.3802 | 1244.1351 | 1125.2695 | 1016.2047 | 588.2957
QLD1 | Solar PV | 5.1758 | 6.7105 | 6.5226 | 5.9508 | 5.7564 | 5.7532 | 5.5568 | 4.4253 | 4.578 | 4.5419 | 4.4036 | 4.2644 | 3.8927 | 3.7712 | 3.7752 | 3.4765 | 2.8018 | 2.8996 | 2.882 | 2.7814 | 5.0416 | 20.9297 | 19.471 | 18.9125 | 17.8261 | 27.6668 | 27.4222 | 26.7447 | 24.9901
QLD1 | Grid Battery | 2.5635e-08 | 0.022882 | 0.022306 | 0.02585 | 0.02491 | 0.023251 | 0.021608 | 0.020137 | 0.018302 | 0.017702 | 0.016598 | 0.016272 | 0.015398 | 0.014556 | 0.013882 | 0.013139 | 0.0116 | 0.011233 | 0.010932 | 2.9141e-07 | 1.611e-06 | 1.5472e-06 | 1.5533e-06 | 0.058573 | 0.054442 | 0.17992 | 0.17174 | 0.16117 | 0.15819
QLD1 | Pumped Hydro | 202.6219 | 486.7552 | 732.7584 | 2961.566 | 2827.9808 | 2317.5248 | 2054.9794 | 2651.5788 | 2010.7068 | 2198.455 | 2233.799 | 2911.8462 | 2571.8842 | 2275.8318 | 2330.66 | 2202.659 | 1173.4554 | 1254.3812 | 1130.691 | 847.5539 | 1161.2763 | 1025.6031 | 648.4522 | 737.7487 | 666.6136 | 465.1984 | 353.0973 | 359.7898 | 210.4363
QLD1 | VPP | 0.094833 | 0.30099 | 0.5415 | 1.0953 | 1.7054 | 2.1861 | 2.5696 | 3.0773 | 3.4851 | 3.8269 | 4.0159 | 4.5616 | 4.9865 | 5.162 | 5.4655 | 5.4068 | 5.0772 | 5.0367 | 5.0135 | 4.9643 | 5.0536 | 4.9863 | 4.885 | 4.8349 | 4.4539 | 3.8659 | 3.8849 | 3.6324 | 2.9049
Total excluding storage |  | 193855.0655 | 173736.9843 | 176166.3466 | 158680.1425 | 151330.6659 | 139902.464 | 125913.3114 | 120590.7591 | 107873.7814 | 100451.8452 | 93986.3899 | 102726.2778 | 102121.1821 | 93451.3667 | 86173.1292 | 76188.9265 | 68880.1666 | 64529.9711 | 57978.0412 | 55626.6425 | 51229.7953 | 47148.8929 | 39450.0714 | 32424.1048 | 25948.4292 | 19894.366 | 17365.9303 | 16399.7354 | 13250.1819
Region | Technology | 2021-22 | 2022-23 | 2023-24 | 2024-25 | 2025-26 | 2026-27 | 2027-28 | 2028-29 | 2029-30 | 2030-31 | 2031-32 | 2032-33 | 2033-34 | 2034-35 | 2035-36 | 2036-37 | 2037-38 | 2038-39 | 2039-40 | 2040-41 | 2041-42 | 2042-43 | 2043-44 | 2044-45 | 2045-46 | 2046-47 | 2047-48 | 2048-49 | 2049-50
VIC1 | Black Coal | 0 | 0 | 0 | 0 | 0 | 0 | 0 | 0 | 0 | 0 | 0 | 0 | 0 | 0 | 0 | 0 | 0 | 0 | 0 | 0 | 0 | 0 | 0 | 0 | 0 | 0 | 0 | 0 | 0
VIC1 | Brown Coal | 118130.906 | 106832.6075 | 103096.078 | 77695.9738 | 78185.2611 | 72480.558 | 66984.5107 | 63104.4645 | 57520.0301 | 56186.3454 | 52684.8635 | 49708.734 | 48439.529 | 44743.7605 | 45014.447 | 40672.4455 | 35189.2035 | 35334.1535 | 29664.8622 | 29870.408 | 31608.289 | 29945.519 | 26056.5592 | 24648.4208 | 23176.4399 | 22947.5268 | 14497.747 | 0 | 0
VIC1 | CCGT | 1.7654e-05 | 1.6679e-05 | 1.6646e-05 | 1.8393e-05 | 1.7882e-05 | 1.7113e-05 | 1.7273e-05 | 1.7952e-05 | 1.704e-05 | 1.634e-05 | 1.6734e-05 | 2.491e-05 | 2.369e-05 | 2.2861e-05 | 2.1329e-05 | 2.0785e-05 | 2.7874e-05 | 2.8257e-05 | 3.9187e-05 | 3.6715e-05 | 4.019e-05 | 3.9869e-05 | 3.8226e-05 | 3.5373e-05 | 3.5568e-05 | 3.428e-05 | 3.344e-05 | 7.8602e-05 | 7.312e-05
VIC1 | Gas - Steam | 16.0118 | 5.083 | 16.5048 | 19.6075 | 6.4898 | 19.2945 | 9.4851 | 23.5106 | 2.981e-06 | 0.86212 | 3.1846e-06 | 36.4295 | 15.7991 | 21.0743 | 37.6177 | 17.1687 | 115.5872 | 85.199 | 0 | 0 | 0 | 0 | 0 | 0 | 0 | 0 | 0 | 0 | 0
VIC1 | OCGT / Diesel | 65.4378 | 6.9958e-05 | 61.5208 | 14.8614 | 8.5049e-05 | 19.4576 | 16.6255 | 8.7275e-05 | 8.0092e-05 | 7.7445e-05 | 7.9073e-05 | 193.7965 | 71.0507 | 93.136 | 67.8428 | 25.0769 | 227.5271 | 58.5808 | 1431.3689 | 1111.4517 | 556.1444 | 340.7089 | 1609.893 | 508.9226 | 519.7456 | 384.3462 | 266.0177 | 1567.2829 | 1840.5306
VIC1 | Hydro | 18563.2698 | 17708.5666 | 15350.696 | 18087.7833 | 17531.1438 | 15861.4624 | 15255.7778 | 18424.4945 | 14511.3648 | 11826.2897 | 11277.0743 | 9712.047 | 11522.9647 | 11175.7419 | 10135.0299 | 9657.9703 | 11633.6227 | 9207.9818 | 7509.7998 | 7156.1746 | 6194.0523 | 7276.68 | 7131.0072 | 6426.617 | 6143.1234 | 7393.289 | 5853.8362 | 4768.4559 | 4556.2073
VIC1 | Wind | 27121.1162 | 33110.7047 | 27123.1534 | 26703.9544 | 26235.6213 | 25898.2871 | 25801.7189 | 22187.8445 | 21310.3519 | 19675.8708 | 20737.892 | 17576.1872 | 16691.0724 | 16095.5514 | 16051.6064 | 15515.405 | 12652.0289 | 11450.109 | 9982.7659 | 10102.5313 | 8236.6519 | 7835.6571 | 6132.3048 | 5682.5258 | 2886.9432 | 2437.2331 | 2100.9668 | 1772.7658 | 563.3712
VIC1 | Solar PV | 2.475 | 2.3457 | 2.3216 | 2.1268 | 1.9257 | 1.9303 | 1.8872 | 1.6859 | 1.6682 | 1.623 | 1.5408 | 1.5261 | 1.3937 | 1.2627 | 1.2738 | 1.235 | 1.1006 | 1.0872 | 1.0609 | 1.0051 | 0.99326 | 0.91164 | 0.82814 | 0.76022 | 0.71888 | 0.63601 | 0.63162 | 10.5481 | 10.6958
VIC1 | Grid Battery | 0.10515 | 0.149 | 0.1381 | 0.14892 | 0.12531 | 0.12675 | 0.11745 | 0.10368 | 0.09035 | 0.090488 | 0.084603 | 0.082491 | 0.061487 | 0.052991 | 0.057156 | 0.054299 | 0.046983 | 0.043088 | 0.045568 | 0.039436 | 0.014638 | 1.3119e-07 | 1.371e-07 | 1.452e-07 | 1.29e-07 | 1.2226e-07 | 1.2133e-07 | 2.1727e-07 | 2.1602e-07
VIC1 | Pumped Hydro | 0 | 0 | 3.1394e-08 | 3.3082e-08 | 3.1534e-08 | 3.283e-08 | 3.0443e-08 | 3.0096e-08 | 2.9832e-08 | 2.9834e-08 | 3.0774e-08 | 4.7208e-08 | 4.424e-08 | 4.1242e-08 | 4.2089e-08 | 4.539e-08 | 5.6461e-08 | 6.1815e-08 | 1.0206e-07 | 9.634e-08 | 4.1728e-07 | 3.8157e-07 | 3.5276e-07 | 3.7027e-07 | 3.3912e-07 | 3.2111e-07 | 3.0903e-07 | 0.88652 | 0.81112
VIC1 | VPP | 0.13366 | 0.39863 | 0.88726 | 1.7113 | 2.3703 | 3.2777 | 3.7435 | 4.2852 | 4.46 | 4.8153 | 5.0481 | 5.7059 | 6.0627 | 5.9563 | 6.6355 | 6.7321 | 6.325 | 6.0804 | 6.1328 | 5.7129 | 6.0104 | 5.6374 | 5.2546 | 5.6579 | 5.492 | 5.0103 | 4.8308 | 5.0028 | 4.467
Total excluding storage |  | 163899.2166 | 157659.3076 | 145650.2746 | 122524.3073 | 121960.4418 | 114280.9899 | 108070.0052 | 103742.0001 | 93343.415 | 87690.991 | 84701.3707 | 77228.7205 | 76741.8096 | 72130.5269 | 71307.8175 | 65889.3014 | 59819.07 | 56137.1115 | 48589.8577 | 48241.5707 | 46596.1308 | 45399.4766 | 40930.5924 | 37267.2464 | 32726.9711 | 33163.031 | 22719.1994 | 8119.0528 | 6970.8051
Region | Technology | 2021-22 | 2022-23 | 2023-24 | 2024-25 | 2025-26 | 2026-27 | 2027-28 | 2028-29 | 2029-30 | 2030-31 | 2031-32 | 2032-33 | 2033-34 | 2034-35 | 2035-36 | 2036-37 | 2037-38 | 2038-39 | 2039-40 | 2040-41 | 2041-42 | 2042-43 | 2043-44 | 2044-45 | 2045-46 | 2046-47 | 2047-48 | 2048-49 | 2049-50
SA1 | Black Coal | 0 | 0 | 0 | 0 | 0 | 0 | 0 | 0 | 0 | 0 | 0 | 0 | 0 | 0 | 0 | 0 | 0 | 0 | 0 | 0 | 0 | 0 | 0 | 0 | 0 | 0 | 0 | 0 | 0
SA1 | Brown Coal | 0 | 0 | 0 | 0 | 0 | 0 | 0 | 0 | 0 | 0 | 0 | 0 | 0 | 0 | 0 | 0 | 0 | 0 | 0 | 0 | 0 | 0 | 0 | 0 | 0 | 0 | 0 | 0 | 0
SA1 | CCGT | 7746.0248 | 7360.4405 | 3550.9735 | 2726.6108 | 2572.5305 | 2461.4515 | 2344.6812 | 2257.4818 | 2139.5522 | 2036.9898 | 1937.7008 | 3590.8342 | 3265.7282 | 4439.7195 | 2249.58 | 2487.171 | 3.4871e-05 | 3.3607e-05 | 4.0395e-05 | 3.7751e-05 | 5.9558e-05 | 5.9332e-05 | 5.8212e-05 | 5.1049e-05 | 5.1557e-05 | 4.9945e-05 | 4.7808e-05 | 6.0103e-05 | 5.5529e-05
SA1 | Gas - Steam | 1433.514 | 1408.8866 | 1287.1186 | 158.1491 | 147.7497 | 141.4546 | 134.0638 | 130.1894 | 121.7072 | 116.3511 | 110.9435 | 284.4048 | 146.6578 | 514.4572 | 0 | 0 | 0 | 0 | 0 | 0 | 0 | 0 | 0 | 0 | 0 | 0 | 0 | 0 | 0
SA1 | OCGT / Diesel | 465.0278 | 230.8713 | 871.9981 | 95.0215 | 34.6962 | 106.8964 | 48.1923 | 115.4979 | 0.00015863 | 11.6206 | 7.982 | 1183.0881 | 825.1246 | 2121.6093 | 933.9897 | 900.6045 | 3149.9388 | 3314.5727 | 3902.488 | 3519.3506 | 3135.365 | 4093.7459 | 4510.5745 | 806.6553 | 841.9201 | 1022.3042 | 1322.8133 | 1561.5744 | 1435.7823
SA1 | Hydro | 0 | 0 | 0 | 0 | 0 | 0 | 0 | 0 | 0 | 0 | 0 | 0 | 0 | 0 | 0 | 0 | 0 | 0 | 0 | 0 | 0 | 0 | 0 | 0 | 0 | 0 | 0 | 0 | 0
SA1 | Wind | 15721.9344 | 16958.8762 | 14308.1044 | 15149.2494 | 14158.0298 | 14822.4342 | 14170.0667 | 12674.0336 | 11295.8845 | 10363.2934 | 10373.9647 | 8787.3797 | 8165.0051 | 7495.7128 | 7050.9774 | 6039.3368 | 5161.5402 | 4586.4215 | 3361.8217 | 3283.9376 | 2815.1226 | 2728.366 | 1880.2966 | 2063.9956 | 1250.9924 | 1067.8084 | 1023.0341 | 884.6029 | 677.464
SA1 | Solar PV | 0.88216 | 0.98014 | 0.9382 | 0.86449 | 0.80469 | 0.78615 | 0.77342 | 0.70164 | 0.69789 | 0.67175 | 0.64397 | 0.62409 | 0.56699 | 0.52772 | 0.51626 | 0.5063 | 0.45901 | 0.45654 | 0.44035 | 0.42108 | 0.4056 | 0.37017 | 0.64867 | 0.52319 | 1.2028 | 1.0065 | 0.89436 | 0.76863 | 1.2549
SA1 | Grid Battery | 0.096242 | 0.091189 | 0.090131 | 0.088345 | 0.07654 | 0.073212 | 0.066735 | 0.061132 | 0.054824 | 0.051481 | 0.048007 | 0.046742 | 0.043785 | 0.031196 | 0.031213 | 0.029854 | 0.027853 | 0.0259 | 0.025654 | 0.022326 | 0.023162 | 0.021324 | 0.019658 | 0.078678 | 0.074782 | 0.068734 | 0.065571 | 0.06224 | 0.058131
SA1 | Pumped Hydro | 0 | 0 | 2.4203e-08 | 2.2418e-08 | 2.0994e-08 | 2.0825e-08 | 1.9919e-08 | 2.0012e-08 | 1.9718e-08 | 2.0031e-08 | 2.0228e-08 | 2.563e-08 | 2.4295e-08 | 2.2866e-08 | 2.431e-08 | 2.6169e-08 | 2.8943e-08 | 2.9873e-08 | 3.1978e-08 | 3.0615e-08 | 5.4551e-08 | 5.0511e-08 | 4.8316e-08 | 6.4628e-08 | 6.0052e-08 | 5.6033e-08 | 5.4045e-08 | 5.2133e-08 | 5.0598e-08
SA1 | VPP | 0.13387 | 0.25077 | 0.39441 | 0.5724 | 0.72579 | 0.89264 | 0.99081 | 1.1392 | 1.1927 | 1.2844 | 1.3507 | 1.4895 | 1.5919 | 1.5722 | 1.7067 | 1.7019 | 1.653 | 1.6088 | 1.5909 | 1.5164 | 1.5436 | 1.4879 | 1.4332 | 1.402 | 1.3809 | 1.2732 | 1.2051 | 1.18 | 1.0823
Total excluding storage |  | 25367.3832 | 25960.0548 | 20019.1329 | 18129.8954 | 16913.8108 | 17533.0228 | 16697.7775 | 15177.9045 | 13557.842 | 12528.9267 | 12431.235 | 13846.331 | 12403.0827 | 14572.0267 | 10235.0633 | 9427.6186 | 8311.9381 | 7901.4507 | 7264.7501 | 6803.7093 | 5950.8933 | 6822.4822 | 6391.5199 | 2871.1742 | 2094.1153 | 2091.1192 | 2346.7418 | 2446.946 | 2114.5013
Region | Technology | 2021-22 | 2022-23 | 2023-24 | 2024-25 | 2025-26 | 2026-27 | 2027-28 | 2028-29 | 2029-30 | 2030-31 | 2031-32 | 2032-33 | 2033-34 | 2034-35 | 2035-36 | 2036-37 | 2037-38 | 2038-39 | 2039-40 | 2040-41 | 2041-42 | 2042-43 | 2043-44 | 2044-45 | 2045-46 | 2046-47 | 2047-48 | 2048-49 | 2049-50
TAS1 | Black Coal | 0 | 0 | 0 | 0 | 0 | 0 | 0 | 0 | 0 | 0 | 0 | 0 | 0 | 0 | 0 | 0 | 0 | 0 | 0 | 0 | 0 | 0 | 0 | 0 | 0 | 0 | 0 | 0 | 0
TAS1 | Brown Coal | 0 | 0 | 0 | 0 | 0 | 0 | 0 | 0 | 0 | 0 | 0 | 0 | 0 | 0 | 0 | 0 | 0 | 0 | 0 | 0 | 0 | 0 | 0 | 0 | 0 | 0 | 0 | 0 | 0
TAS1 | CCGT | 1.6165e-05 | 1.5274e-05 | 1.5198e-05 | 1.464e-05 | 1.4034e-05 | 1.382e-05 | 1.4157e-05 | 1.4339e-05 | 1.4024e-05 | 1.3735e-05 | 1.3316e-05 | 1.4256e-05 | 1.3598e-05 | 1.2917e-05 | 1.2338e-05 | 1.2036e-05 | 1.1996e-05 | 1.182e-05 | 1.2477e-05 | 1.189e-05 | 1.2638e-05 | 1.2093e-05 | 1.1562e-05 | 1.1232e-05 | 1.0999e-05 | 1.1124e-05 | 1.1111e-05 | 1.15e-05 | 1.1011e-05
TAS1 | Gas - Steam | 0 | 0 | 0 | 0 | 0 | 0 | 0 | 0 | 0 | 0 | 0 | 0 | 0 | 0 | 0 | 0 | 0 | 0 | 0 | 0 | 0 | 0 | 0 | 0 | 0 | 0 | 0 | 0 | 0
TAS1 | OCGT / Diesel | 2.0401e-05 | 1.8957e-05 | 1.8943e-05 | 1.849e-05 | 1.8062e-05 | 1.8364e-05 | 1.852e-05 | 1.8835e-05 | 1.8599e-05 | 1.8183e-05 | 1.7434e-05 | 2.9908 | 1.7871e-05 | 1.7155e-05 | 1.6378e-05 | 1.6099e-05 | 5.2455 | 1.5913e-05 | 0.76821 | 0.88019 | 0.94654 | 1.3059 | 1.1965 | 0.83537 | 9.7502e-06 | 1.0146e-05 | 1.0695e-05 | 3.3892 | 2.1919
TAS1 | Hydro | 52305.656 | 50867.9582 | 50984.7303 | 55547.535 | 52628.1886 | 42586.1265 | 51077.0482 | 52214.9807 | 42029.1558 | 36823.712 | 36363.9964 | 40586.0335 | 35843.8997 | 36568.9645 | 32873.9627 | 28608.8597 | 28376.4371 | 26123.0142 | 23914.274 | 21360.6373 | 20617.1515 | 19975.7476 | 19493.0587 | 18340.107 | 17090.086 | 17295.7461 | 15514.6707 | 14461.0637 | 12219.4402
TAS1 | Wind | 3344.9436 | 3864.5275 | 3332.5649 | 3207.6347 | 3265.6627 | 3177.3811 | 3102.6056 | 2509.7517 | 2351.4242 | 1997.5573 | 2269.4634 | 1961.8575 | 1906.968 | 1840.0243 | 1746.6299 | 1685.7896 | 1274.5794 | 1194.7205 | 867.8365 | 894.8697 | 809.4642 | 760.6457 | 663.5774 | 552.1703 | 588.7056 | 448.7462 | 435.8224 | 353.2025 | 325.3878
TAS1 | Solar PV | 9.0708e-09 | 1.2403e-08 | 1.9343e-08 | 2.1448e-08 | 1.8235e-08 | 2.1641e-08 | 2.0122e-08 | 1.9962e-08 | 2.46e-08 | 2.4706e-08 | 2.8053e-08 | 2.861e-08 | 3.609e-08 | 2.953e-08 | 3.1569e-08 | 2.962e-08 | 3.8996e-08 | 4.4799e-08 | 4.4571e-08 | 7.8437e-08 | 7.4626e-08 | 7.1234e-08 | 5.5333e-08 | 5.6122e-08 | 5.1435e-08 | 4.9073e-08 | 4.8973e-08 | 4.5403e-08 | 4.1937e-08
TAS1 | Grid Battery | 2.5132e-08 | 2.4902e-08 | 2.3475e-08 | 2.2429e-08 | 2.2454e-08 | 2.2079e-08 | 2.3298e-08 | 2.5546e-08 | 3.5369e-08 | 3.6238e-08 | 3.6266e-08 | 3.9458e-08 | 3.9038e-08 | 4.2356e-08 | 4.4323e-08 | 4.5177e-08 | 4.8255e-08 | 4.7501e-08 | 6.5619e-08 | 6.4406e-08 | 6.8601e-08 | 6.673e-08 | 6.8892e-08 | 6.6116e-08 | 6.2903e-08 | 6.422e-08 | 6.3593e-08 | 7.6651e-08 | 6.9265e-08
TAS1 | Pumped Hydro | 0 | 0 | 6.2833e-08 | 6.2385e-08 | 6.5148e-08 | 6.6053e-08 | 6.7904e-08 | 6.6203e-08 | 6.9838e-08 | 7.278e-08 | 7.3403e-08 | 8.1074e-08 | 8.1601e-08 | 8.3924e-08 | 8.4275e-08 | 8.5386e-08 | 9.3923e-08 | 9.242e-08 | 1.2875e-07 | 1.26e-07 | 1.2059e-07 | 1.1678e-07 | 1.1971e-07 | 1.1478e-07 | 1.097e-07 | 1.051e-07 | 1.0089e-07 | 1.1348e-07 | 1.0924e-07
TAS1 | VPP | 0.0029155 | 0.0086327 | 0.0051335 | 0.0090861 | 0.021237 | 0.031818 | 0.053833 | 0.058785 | 0.079732 | 0.11114 | 0.11017 | 0.12038 | 0.12977 | 0.14266 | 0.15467 | 0.15824 | 0.16662 | 0.16415 | 0.177 | 0.18819 | 0.19261 | 0.18288 | 0.17869 | 0.18699 | 0.176 | 0.17317 | 0.16319 | 0.17427 | 0.16036
Total excluding storage |  | 55650.5996 | 54732.4856 | 54317.2953 | 58755.1697 | 55893.8513 | 45763.5077 | 54179.6539 | 54724.7324 | 44380.5801 | 38821.2693 | 38633.4599 | 42550.8818 | 37750.8677 | 38408.9888 | 34620.5927 | 30294.6493 | 29656.2619 | 27317.7348 | 24782.8788 | 22256.3872 | 21427.5622 | 20737.6992 | 20157.8326 | 18893.1127 | 17678.7916 | 17744.4923 | 15950.4931 | 14817.6554 | 12547.02
Explicitly modelled pumping
Region | Technology | 2021-22 | 2022-23 | 2023-24 | 2024-25 | 2025-26 | 2026-27 | 2027-28 | 2028-29 | 2029-30 | 2030-31 | 2031-32 | 2032-33 | 2033-34 | 2034-35 | 2035-36 | 2036-37 | 2037-38 | 2038-39 | 2039-40 | 2040-41 | 2041-42 | 2042-43 | 2043-44 | 2044-45 | 2045-46 | 2046-47 | 2047-48 | 2048-49 | 2049-50
NEM | Grid Battery pump | 0.24792 | 0.32557 | 0.30845 | 0.32539 | 0.27978 | 0.27522 | 0.25469 | 0.22773 | 0.20192 | 0.19705 | 0.18478 | 0.17933 | 0.14903 | 0.12163 | 0.12624 | 0.12012 | 0.10676 | 0.099297 | 0.10114 | 0.076514 | 0.046408 | 0.026405 | 0.024192 | 0.024027 | 0.022926 | 0.02087 | 0.019681 | 0.019432 | 0.017317
NEM | Pumped Hydro Pump | 956.7292 | 3301.0161 | 4167.0253 | 10886.3062 | 7110.859 | 7081.0497 | 7481.303 | 8103.5925 | 7281.1625 | 7807.3466 | 8736.0587 | 12358.4442 | 11410.8896 | 9138.795 | 10802.382 | 9787.3022 | 7277.028 | 6765.5926 | 6538.6298 | 5713.3697 | 6928.231 | 6784.5284 | 5286.7082 | 6693.4896 | 6066.1717 | 5153.9583 | 4291.9902 | 5186.3298 | 3967.3897
NEM | VPP pump | 0.64064 | 1.7106 | 2.9884 | 5.6222 | 7.881 | 10.4253 | 12.2077 | 14.1584 | 15.3442 | 16.8216 | 17.7981 | 19.9912 | 21.559 | 21.7971 | 23.756 | 23.8216 | 22.5271 | 21.926 | 21.9827 | 21.1775 | 21.847 | 21.0061 | 20.296 | 20.9698 | 20.1244 | 18.2998 | 17.7209 | 17.6793 | 15.7354
Region | Technology | 2021-22 | 2022-23 | 2023-24 | 2024-25 | 2025-26 | 2026-27 | 2027-28 | 2028-29 | 2029-30 | 2030-31 | 2031-32 | 2032-33 | 2033-34 | 2034-35 | 2035-36 | 2036-37 | 2037-38 | 2038-39 | 2039-40 | 2040-41 | 2041-42 | 2042-43 | 2043-44 | 2044-45 | 2045-46 | 2046-47 | 2047-48 | 2048-49 | 2049-50
NSW1 | Grid Battery pump | 0 | 0 | 0 | 0 | 0 | 0 | 0 | 0 | 0 | 0 | 0 | 0 | 0 | 0 | 0 | 0 | 0 | 0 | 0 | 0 | 0 | 0 | 0 | 0 | 0 | 0 | 0 | 0 | 0
NSW1 | Pumped Hydro Pump | 676.4764 | 2585.3055 | 3135.0533 | 6659.7797 | 3064.4572 | 3776.0927 | 4537.0545 | 4323.5765 | 4408.425 | 4666.4184 | 5534.1597 | 8208.9332 | 7736.5548 | 5887.1178 | 7472.9365 | 6640.4412 | 5593.6192 | 4986.1722 | 4926.125 | 4496.5556 | 5272.604 | 5326.3613 | 4370.922 | 5644.1047 | 5118.0795 | 4493.3108 | 3788.1368 | 4677.9844 | 3677.1549
NSW1 | VPP pump | 0.21088 | 0.57965 | 0.84003 | 1.6313 | 2.2062 | 2.9152 | 3.5374 | 4.1005 | 4.4977 | 5.0138 | 5.3829 | 6.0396 | 6.5245 | 6.7172 | 7.3294 | 7.3508 | 6.9558 | 6.7502 | 6.815 | 6.5787 | 6.8181 | 6.5119 | 6.4864 | 6.7658 | 6.5689 | 6.167 | 5.846 | 5.9374 | 5.6113
Region | Technology | 2021-22 | 2022-23 | 2023-24 | 2024-25 | 2025-26 | 2026-27 | 2027-28 | 2028-29 | 2029-30 | 2030-31 | 2031-32 | 2032-33 | 2033-34 | 2034-35 | 2035-36 | 2036-37 | 2037-38 | 2038-39 | 2039-40 | 2040-41 | 2041-42 | 2042-43 | 2043-44 | 2044-45 | 2045-46 | 2046-47 | 2047-48 | 2048-49 | 2049-50
QLD1 | Grid Battery pump | 0 | 0.028246 | 0.027454 | 0.031915 | 0.030754 | 0.028706 | 0.026678 | 0.024861 | 0.022597 | 0.021856 | 0.020549 | 0.020034 | 0.019011 | 0.017972 | 0.017139 | 0.016221 | 0.014364 | 0.013826 | 0.013497 | 0 | 0 | 0 | 0 | 0 | 0 | 0 | 0 | 0 | 0
QLD1 | Pumped Hydro Pump | 280.2528 | 715.7106 | 1031.972 | 4226.5265 | 4046.4018 | 3304.957 | 2944.2485 | 3780.016 | 2872.7375 | 3140.9282 | 3201.899 | 4149.511 | 3674.3348 | 3251.6772 | 3329.4455 | 3146.861 | 1683.4088 | 1779.4204 | 1612.5048 | 1216.8141 | 1655.627 | 1458.1671 | 915.7862 | 1049.3849 | 948.0922 | 660.6474 | 503.8534 | 508.3454 | 290.2348
QLD1 | VPP pump | 0.11157 | 0.35505 | 0.63615 | 1.2886 | 2.0067 | 2.5717 | 3.0233 | 3.6203 | 4.1003 | 4.5024 | 4.7367 | 5.3549 | 5.8668 | 6.0732 | 6.4303 | 6.3612 | 5.9895 | 5.9097 | 5.8986 | 5.8456 | 5.9409 | 5.8731 | 5.7532 | 5.6784 | 5.2379 | 4.5605 | 4.5587 | 4.2851 | 3.4064
Region | Technology | 2021-22 | 2022-23 | 2023-24 | 2024-25 | 2025-26 | 2026-27 | 2027-28 | 2028-29 | 2029-30 | 2030-31 | 2031-32 | 2032-33 | 2033-34 | 2034-35 | 2035-36 | 2036-37 | 2037-38 | 2038-39 | 2039-40 | 2040-41 | 2041-42 | 2042-43 | 2043-44 | 2044-45 | 2045-46 | 2046-47 | 2047-48 | 2048-49 | 2049-50
VIC1 | Grid Battery pump | 0.12938 | 0.18447 | 0.16999 | 0.18432 | 0.15461 | 0.15612 | 0.14541 | 0.1276 | 0.11155 | 0.11172 | 0.10479 | 0.10159 | 0.076088 | 0.065171 | 0.070567 | 0.067039 | 0.058008 | 0.0534 | 0.05606 | 0.048863 | 0.017899 | 0 | 0 | 0 | 0 | 0 | 0 | 0 | 0
VIC1 | Pumped Hydro Pump | 0 | 0 | 0 | 0 | 0 | 0 | 0 | 0 | 0 | 0 | 0 | 0 | 0 | 0 | 0 | 0 | 0 | 0 | 0 | 0 | 0 | 0 | 0 | 0 | 0 | 0 | 0 | 0 | 0
VIC1 | VPP pump | 0.15725 | 0.47003 | 1.0428 | 2.0176 | 2.7899 | 3.8508 | 4.415 | 5.031 | 5.2474 | 5.6653 | 5.9557 | 6.7061 | 7.1429 | 6.9885 | 7.8069 | 7.9205 | 7.4415 | 7.175 | 7.1943 | 6.7421 | 7.0509 | 6.6526 | 6.1623 | 6.6567 | 6.4806 | 5.8758 | 5.7014 | 5.8682 | 5.2556
Region | Technology | 2021-22 | 2022-23 | 2023-24 | 2024-25 | 2025-26 | 2026-27 | 2027-28 | 2028-29 | 2029-30 | 2030-31 | 2031-32 | 2032-33 | 2033-34 | 2034-35 | 2035-36 | 2036-37 | 2037-38 | 2038-39 | 2039-40 | 2040-41 | 2041-42 | 2042-43 | 2043-44 | 2044-45 | 2045-46 | 2046-47 | 2047-48 | 2048-49 | 2049-50
SA1 | Grid Battery pump | 0.11853 | 0.11285 | 0.11101 | 0.10916 | 0.094414 | 0.09039 | 0.082602 | 0.075265 | 0.067777 | 0.063471 | 0.059439 | 0.057702 | 0.053926 | 0.038486 | 0.038536 | 0.036859 | 0.034388 | 0.032072 | 0.031579 | 0.027651 | 0.028509 | 0.026405 | 0.024192 | 0.024027 | 0.022926 | 0.02087 | 0.019681 | 0.019432 | 0.017317
SA1 | Pumped Hydro Pump | 0 | 0 | 0 | 0 | 0 | 0 | 0 | 0 | 0 | 0 | 0 | 0 | 0 | 0 | 0 | 0 | 0 | 0 | 0 | 0 | 0 | 0 | 0 | 0 | 0 | 0 | 0 | 0 | 0
SA1 | VPP pump | 0.1575 | 0.29564 | 0.46342 | 0.67393 | 0.85341 | 1.0502 | 1.1684 | 1.3377 | 1.4047 | 1.5097 | 1.5933 | 1.749 | 1.8723 | 1.8497 | 2.008 | 2.0024 | 1.9449 | 1.8979 | 1.8666 | 1.789 | 1.8112 | 1.7527 | 1.6841 | 1.6495 | 1.6292 | 1.4934 | 1.4221 | 1.3841 | 1.2734
Region | Technology | 2021-22 | 2022-23 | 2023-24 | 2024-25 | 2025-26 | 2026-27 | 2027-28 | 2028-29 | 2029-30 | 2030-31 | 2031-32 | 2032-33 | 2033-34 | 2034-35 | 2035-36 | 2036-37 | 2037-38 | 2038-39 | 2039-40 | 2040-41 | 2041-42 | 2042-43 | 2043-44 | 2044-45 | 2045-46 | 2046-47 | 2047-48 | 2048-49 | 2049-50
TAS1 | Grid Battery pump | 0 | 0 | 0 | 0 | 0 | 0 | 0 | 0 | 0 | 0 | 0 | 0 | 0 | 0 | 0 | 0 | 0 | 0 | 0 | 0 | 0 | 0 | 0 | 0 | 0 | 0 | 0 | 0 | 0
TAS1 | Pumped Hydro Pump | 0 | 0 | 0 | 0 | 0 | 0 | 0 | 0 | 0 | 0 | 0 | 0 | 0 | 0 | 0 | 0 | 0 | 0 | 0 | 0 | 0 | 0 | 0 | 0 | 0 | 0 | 0 | 0 | 0
TAS1 | VPP pump | 0.0034305 | 0.010212 | 0.0059893 | 0.010789 | 0.024894 | 0.037426 | 0.063571 | 0.068929 | 0.094176 | 0.13039 | 0.12961 | 0.14163 | 0.15269 | 0.16845 | 0.18137 | 0.18682 | 0.19538 | 0.19313 | 0.20825 | 0.22208 | 0.22595 | 0.21583 | 0.21013 | 0.21943 | 0.20774 | 0.20307 | 0.19265 | 0.2044 | 0.18867

## Marinus_FOM Cost
FOM cost by technology ($000s) - Marinus Link, High DER Scenario
FOM | Real June 2020 dollars discounted to 1 July 2020. For new entrant capacity, the FOM is incurred annually in modelling. For existing capacity, FOM is considered to be a sunk cost, since the fixed retirement dates are assumed to be the same in the Base Case and the case with Marinus Link. As such, early retirements are presented as an annual FOM saving, or negative cost, that continues until the assumed fixed date retirement.
Explicitly modelled generation
Region | Technology | 2021-22 | 2022-23 | 2023-24 | 2024-25 | 2025-26 | 2026-27 | 2027-28 | 2028-29 | 2029-30 | 2030-31 | 2031-32 | 2032-33 | 2033-34 | 2034-35 | 2035-36 | 2036-37 | 2037-38 | 2038-39 | 2039-40 | 2040-41 | 2041-42 | 2042-43 | 2043-44 | 2044-45 | 2045-46 | 2046-47 | 2047-48 | 2048-49 | 2049-50
NEM | Black Coal | 0 | 0 | 0 | -107711.2102 | -18622.9538 | 175296.9562 | -92347.7675 | -204937.2663 | -200507.7698 | -191324.2077 | 200386.9026 | 337959.3302 | 191681.3765 | -104510.923 | -1921.5331 | -0.0019738 | -0.00071402 | -0.00068132 | -0.00065185 | -0.00062025 | 239835.4414 | 0 | 0 | 0 | 0 | 0 | 0 | 0 | 0
NEM | Brown Coal | 0 | 0 | 0 | -126173.1409 | -120394.2183 | -139219.989 | 171639.0036 | 453630.0124 | -93492.1961 | -68541.0492 | -32788.3683 | -0.0035365 | -0.0033746 | -0.00322 | -0.0030807 | -0.0029314 | 190672.8157 | 363063.5486 | -0.0025536 | -0.0024298 | -0.0023185 | -0.0022124 | -0.0021167 | -0.0020141 | -0.0019218 | -0.0018338 | -0.0012497 | 0 | 0
NEM | CCGT | 4.7536e-05 | 4.5359e-05 | 4.5588e-05 | 4.7822e-05 | 4.5632e-05 | 4.3542e-05 | 4.1659e-05 | 4.182e-05 | 3.9904e-05 | 3.8077e-05 | 3.9238e-05 | 5.8707e-05 | 5.6648e-05 | 5.4053e-05 | 5.1716e-05 | 5.1124e-05 | 8.6156e-05 | 8.2915e-05 | 0.00011373 | 0.00010821 | 0.00014062 | 0.00014034 | 0.00013476 | 0.00012906 | 0.00012588 | 0.00012012 | 0.00011492 | 0.00015105 | 0.00014413
NEM | Gas - Steam | 0 | 0 | 0 | 0 | 0 | 0 | 0 | 0 | 0 | 0 | 0 | 0 | 0 | 0 | 0 | 0 | 0 | 0 | 0 | 0 | 0 | 0 | 0 | 0 | 0 | 0 | 0 | 0 | 0
NEM | OCGT / Diesel | 0.00020329 | 0.00019398 | 0.00018559 | 0.0001766 | 0.00016851 | 0.00016079 | 0.00015384 | 0.00014718 | 0.0001425 | 0.00013994 | 0.00014026 | 0.00016371 | 0.00015746 | 0.00015086 | 0.00014509 | 0.00014777 | 0.00020614 | 0.00019795 | 2246.4661 | 2137.5805 | 3333.544 | 3180.8626 | 3043.2943 | 9027.1867 | 10131.7384 | 13846.7123 | 13247.8595 | 16089.0584 | 15352.155
NEM | Hydro | 0 | 0 | 0 | 0 | 0 | 0 | 0 | 0 | 0 | 0 | 0 | 0 | 0 | 0 | 0 | 0 | 0 | 0 | 0 | 0 | 0 | 0 | 0 | 0 | 0 | 0 | 0 | 0 | 0
NEM | Wind | 0.0038644 | 19157.3691 | 39754.908 | 59615.2031 | 87223.6505 | 103032.8036 | 126721.3901 | 145611.2346 | 207474.0425 | 200191.0353 | 193658.8655 | 193207.5902 | 194220.2605 | 188987.9526 | 185634.3876 | 193733.5082 | 248037.5018 | 244107.0303 | 238497.9305 | 228385.929 | 244864.7433 | 252489.5934 | 252837.1051 | 242115.6943 | 243959.0722 | 248615.0447 | 253914.6268 | 251760.8938 | 255882.8192
NEM | Solar PV | 0.00035388 | 0.00057793 | 0.0006301 | 0.00071797 | 0.00083287 | 0.00084214 | 0.001474 | 2656.6368 | 43795.192 | 41789.3054 | 39981.9709 | 38044.0555 | 36301.5797 | 34638.9119 | 33140.8228 | 31534.4958 | 30160.6954 | 28779.2895 | 27534.6217 | 26200.0322 | 26742.2608 | 48831.6023 | 47112.2623 | 44828.7432 | 43432.5716 | 63573.1836 | 61619.4443 | 69316.9132 | 70318.6358
NEM | Grid Battery | 0.00040934 | 0.00039341 | 0.00037639 | 0.00035815 | 0.00034581 | 0.00035107 | 0.00038203 | 0.00043197 | 0.0011521 | 0.0011155 | 0.001083 | 0.0012915 | 0.0013096 | 0.0012584 | 0.0012358 | 0.0012621 | 0.0027557 | 0.0026599 | 0.0030044 | 0.0028588 | 0.013481 | 0.012984 | 0.012422 | 780.1497 | 744.4177 | 1637.8474 | 1567.0126 | 1491.0608 | 1422.7679
NEM | Pumped Hydro | 0 | 0 | 0.00045777 | 0.00048152 | 0.00047056 | 0.00047096 | 0.00047534 | 0.00048632 | 22893.9934 | 21845.4136 | 20900.6271 | 19887.5794 | 18976.698 | 18107.5362 | 17324.4082 | 16484.6987 | 22703.6435 | 21663.782 | 20726.8512 | 19722.2261 | 19687.3139 | 23674.6948 | 22650.7942 | 21552.9162 | 20565.7597 | 25447.717 | 24347.1355 | 25657.3024 | 24482.1588
NEM | VPP | 0 | 0 | 0 | 0 | 0 | 0 | 0 | 0 | 0 | 0 | 0 | 0 | 0 | 0 | 0 | 0 | 0 | 0 | 0 | 0 | 0 | 0 | 0 | 0 | 0 | 0 | 0 | 0 | 0
Total excluding storage |  | 0.0044692 | 19157.3699 | 39754.9088 | -174269.147 | -51793.5206 | 139109.7718 | 206012.6279 | 396960.6177 | -42730.7312 | -17884.9161 | 401239.3709 | 569210.9726 | 422203.2136 | 119115.9386 | 216853.6744 | 225267.9993 | 468871.0125 | 635949.8681 | 268279.0152 | 256723.5388 | 514775.9873 | 304502.0562 | 302992.6597 | 295971.6223 | 297523.3804 | 326034.9388 | 328781.9295 | 337166.8656 | 341553.6102
Region | Technology | 2021-22 | 2022-23 | 2023-24 | 2024-25 | 2025-26 | 2026-27 | 2027-28 | 2028-29 | 2029-30 | 2030-31 | 2031-32 | 2032-33 | 2033-34 | 2034-35 | 2035-36 | 2036-37 | 2037-38 | 2038-39 | 2039-40 | 2040-41 | 2041-42 | 2042-43 | 2043-44 | 2044-45 | 2045-46 | 2046-47 | 2047-48 | 2048-49 | 2049-50
NSW1 | Black Coal | 0 | 0 | 0 | -36145.2865 | 49665.1019 | -136153.9933 | -150237.4963 | -142955.524 | -141364.8859 | -134890.1583 | -129056.3298 | 228475.2688 | -60504.2558 | -57733.0685 | -0.00050481 | -0.00048035 | -0.00045835 | -0.00043735 | -0.00041844 | -0.00039816 | -0.00037992 | 0 | 0 | 0 | 0 | 0 | 0 | 0 | 0
NSW1 | Brown Coal | 0 | 0 | 0 | 0 | 0 | 0 | 0 | 0 | 0 | 0 | 0 | 0 | 0 | 0 | 0 | 0 | 0 | 0 | 0 | 0 | 0 | 0 | 0 | 0 | 0 | 0 | 0 | 0 | 0
NSW1 | CCGT | 1.0293e-05 | 9.8212e-06 | 9.3965e-06 | 1.0189e-05 | 9.7219e-06 | 9.2766e-06 | 8.8754e-06 | 8.4453e-06 | 8.0584e-06 | 7.6894e-06 | 8.0935e-06 | 1.3771e-05 | 1.314e-05 | 1.2538e-05 | 1.1996e-05 | 1.2178e-05 | 2.9044e-05 | 2.7714e-05 | 3.9843e-05 | 3.7911e-05 | 5.0792e-05 | 4.8466e-05 | 4.637e-05 | 4.4122e-05 | 4.2101e-05 | 4.0173e-05 | 3.8436e-05 | 4.8734e-05 | 4.6502e-05
NSW1 | Gas - Steam | 0 | 0 | 0 | 0 | 0 | 0 | 0 | 0 | 0 | 0 | 0 | 0 | 0 | 0 | 0 | 0 | 0 | 0 | 0 | 0 | 0 | 0 | 0 | 0 | 0 | 0 | 0 | 0 | 0
NSW1 | OCGT / Diesel | 4.2105e-05 | 4.0177e-05 | 3.8439e-05 | 3.6576e-05 | 3.4901e-05 | 3.3302e-05 | 3.1862e-05 | 3.0318e-05 | 2.8929e-05 | 2.8422e-05 | 2.8107e-05 | 3.5035e-05 | 3.343e-05 | 3.1899e-05 | 3.0519e-05 | 3.0799e-05 | 6.5029e-05 | 6.205e-05 | 992.4063 | 944.3046 | 1701.8418 | 1623.8948 | 1553.6634 | 5864.2722 | 5595.6796 | 5339.3889 | 5108.4671 | 7356.4154 | 7019.4803
NSW1 | Hydro | 0 | 0 | 0 | 0 | 0 | 0 | 0 | 0 | 0 | 0 | 0 | 0 | 0 | 0 | 0 | 0 | 0 | 0 | 0 | 0 | 0 | 0 | 0 | 0 | 0 | 0 | 0 | 0 | 0
NSW1 | Wind | 0.00072291 | 19157.3661 | 36664.0481 | 52329.8804 | 67138.8475 | 81141.8433 | 93972.0131 | 101378.5715 | 152023.5078 | 145060.599 | 138786.9119 | 132059.9463 | 126011.3991 | 120239.8846 | 115039.6619 | 109463.7194 | 105761.0262 | 100917.0108 | 96815.0147 | 92122.4161 | 110332.6978 | 107244.223 | 102606.0462 | 97632.7578 | 97161.6222 | 92711.4715 | 91256.8204 | 89955.444 | 85835.3473
NSW1 | Solar PV | 8.2626e-05 | 0.00020522 | 0.00020793 | 0.00024378 | 0.0003804 | 0.00040697 | 0.00092393 | 2656.6362 | 43795.1913 | 41789.3046 | 39981.9702 | 38044.0545 | 36301.5787 | 34638.9109 | 33140.8219 | 31534.4949 | 30090.1669 | 28711.9913 | 27470.2341 | 26138.759 | 24941.5639 | 34763.1956 | 33259.7314 | 31647.6409 | 30198.1306 | 40807.4634 | 39838.3124 | 37907.3598 | 39628.1326
NSW1 | Grid Battery | 0.00014271 | 0.00013899 | 0.00013298 | 0.00012654 | 0.00012074 | 0.00012322 | 0.0001326 | 0.00014431 | 0.00072924 | 0.00069954 | 0.00067273 | 0.00069016 | 0.00065855 | 0.00062838 | 0.00061036 | 0.00060125 | 0.00064486 | 0.00061532 | 0.00072822 | 0.00069293 | 0.0010817 | 0.0010321 | 0.00098747 | 0.00095238 | 0.00090876 | 0.00086713 | 0.00082963 | 0.0011735 | 0.0011198
NSW1 | Pumped Hydro | 0 | 0 | 0.00013556 | 0.00014585 | 0.00013917 | 0.00013742 | 0.00013956 | 0.00014295 | 22893.993 | 21845.4132 | 20900.6268 | 19887.5789 | 18976.6974 | 18107.5357 | 17324.4077 | 16484.6982 | 15729.6739 | 15009.2308 | 14360.1006 | 13664.0703 | 13038.2351 | 12441.064 | 11903.0037 | 11326.0683 | 10807.317 | 10312.3254 | 9866.3304 | 9388.1119 | 8958.1221
NSW1 | VPP | 0 | 0 | 0 | 0 | 0 | 0 | 0 | 0 | 0 | 0 | 0 | 0 | 0 | 0 | 0 | 0 | 0 | 0 | 0 | 0 | 0 | 0 | 0 | 0 | 0 | 0 | 0 | 0 | 0
Total excluding storage |  | 0.00085794 | 19157.3663 | 36664.0484 | 16184.5941 | 116803.9499 | -55012.1496 | -56265.4822 | -38920.3162 | 54453.8132 | 51959.7454 | 49712.5522 | 398579.2697 | 101808.7221 | 97145.7271 | 148180.4834 | 140998.2139 | 135851.1927 | 129629.0017 | 125277.6546 | 119205.4793 | 136976.1031 | 143631.3134 | 137419.4411 | 135144.671 | 132955.4324 | 138858.3238 | 136203.5999 | 135219.2193 | 132482.9603
Region | Technology | 2021-22 | 2022-23 | 2023-24 | 2024-25 | 2025-26 | 2026-27 | 2027-28 | 2028-29 | 2029-30 | 2030-31 | 2031-32 | 2032-33 | 2033-34 | 2034-35 | 2035-36 | 2036-37 | 2037-38 | 2038-39 | 2039-40 | 2040-41 | 2041-42 | 2042-43 | 2043-44 | 2044-45 | 2045-46 | 2046-47 | 2047-48 | 2048-49 | 2049-50
QLD1 | Black Coal | 0 | 0 | 0 | -71565.9236 | -68288.0557 | 311450.9495 | 57889.7289 | -61981.7423 | -59142.8838 | -56434.0494 | 329443.2324 | 109484.0614 | 252185.6323 | -46777.8545 | -1921.5326 | -0.0014934 | -0.00025567 | -0.00024396 | -0.00023341 | -0.0002221 | 239835.4418 | 0 | 0 | 0 | 0 | 0 | 0 | 0 | 0
QLD1 | Brown Coal | 0 | 0 | 0 | 0 | 0 | 0 | 0 | 0 | 0 | 0 | 0 | 0 | 0 | 0 | 0 | 0 | 0 | 0 | 0 | 0 | 0 | 0 | 0 | 0 | 0 | 0 | 0 | 0 | 0
QLD1 | CCGT | 1.1014e-05 | 1.051e-05 | 1.0055e-05 | 1.1485e-05 | 1.0959e-05 | 1.0457e-05 | 1.0005e-05 | 1.0827e-05 | 1.0331e-05 | 9.8578e-06 | 1.0798e-05 | 1.5094e-05 | 1.5033e-05 | 1.4345e-05 | 1.3724e-05 | 1.421e-05 | 2.4379e-05 | 2.3262e-05 | 3.227e-05 | 3.0706e-05 | 3.6453e-05 | 4.0945e-05 | 3.9175e-05 | 3.7276e-05 | 3.8302e-05 | 3.6547e-05 | 3.4967e-05 | 3.3272e-05 | 3.1748e-05
QLD1 | Gas - Steam | 0 | 0 | 0 | 0 | 0 | 0 | 0 | 0 | 0 | 0 | 0 | 0 | 0 | 0 | 0 | 0 | 0 | 0 | 0 | 0 | 0 | 0 | 0 | 0 | 0 | 0 | 0 | 0 | 0
QLD1 | OCGT / Diesel | 4.1447e-05 | 3.9549e-05 | 3.7839e-05 | 3.6005e-05 | 3.4355e-05 | 3.2782e-05 | 3.1364e-05 | 3.0644e-05 | 2.924e-05 | 2.8746e-05 | 2.9715e-05 | 3.3717e-05 | 3.2787e-05 | 3.1286e-05 | 2.9933e-05 | 3.1681e-05 | 4.485e-05 | 4.2796e-05 | 1254.0597 | 1193.2757 | 1138.6219 | 1086.4713 | 1039.4828 | 989.0993 | 2461.8077 | 6528.0761 | 6245.7451 | 6552.4226 | 6252.3116
QLD1 | Hydro | 0 | 0 | 0 | 0 | 0 | 0 | 0 | 0 | 0 | 0 | 0 | 0 | 0 | 0 | 0 | 0 | 0 | 0 | 0 | 0 | 0 | 0 | 0 | 0 | 0 | 0 | 0 | 0 | 0
QLD1 | Wind | 0.00131 | 0.0012792 | 0.0012752 | 1403.2282 | 11659.1227 | 11125.1171 | 19840.9656 | 29468.1635 | 38994.1846 | 37208.1914 | 35598.9842 | 33873.5108 | 32507.6363 | 32830.3417 | 31410.471 | 39889.9706 | 65606.3635 | 62601.4919 | 59894.0567 | 56991.0073 | 58890.341 | 69815.5384 | 66796.1049 | 65092.0514 | 65691.6686 | 68627.5875 | 65659.5313 | 62477.0309 | 70782.6987
QLD1 | Solar PV | 0.00011631 | 0.00016744 | 0.00018093 | 0.00019632 | 0.00018732 | 0.00017874 | 0.00026719 | 0.00025424 | 0.00043453 | 0.00041463 | 0.0003967 | 0.00037747 | 0.0003617 | 0.00034514 | 0.00033021 | 0.0003142 | 70.5274 | 67.2972 | 64.3866 | 61.2723 | 1800.6959 | 14068.4056 | 13459.9649 | 12807.5639 | 12220.9579 | 21798.656 | 20855.8917 | 19845.0121 | 18936.0802
QLD1 | Grid Battery | 6.7313e-05 | 6.423e-05 | 6.1452e-05 | 5.8474e-05 | 5.7637e-05 | 5.4997e-05 | 6.8778e-05 | 8.9717e-05 | 0.00011704 | 0.00011527 | 0.00011552 | 0.00018364 | 0.00025255 | 0.00024098 | 0.00023056 | 0.00021939 | 0.0016349 | 0.00156 | 0.0014925 | 0.0014202 | 0.0090537 | 0.0087597 | 0.0083809 | 393.4956 | 375.4729 | 1285.8009 | 1230.1917 | 1170.5646 | 1116.9509
QLD1 | Pumped Hydro | 0 | 0 | 5.9093e-05 | 7.006e-05 | 6.6851e-05 | 6.6708e-05 | 6.7012e-05 | 7.4736e-05 | 7.1313e-05 | 7.1944e-05 | 7.6285e-05 | 0.00016069 | 0.00024799 | 0.00023663 | 0.0002264 | 0.00021542 | 6973.9693 | 6654.5508 | 6366.7499 | 6058.1552 | 6649.0773 | 11233.6294 | 10747.7891 | 10226.8466 | 9758.4414 | 15135.3904 | 14480.804 | 13778.9232 | 13147.8274
QLD1 | VPP | 0 | 0 | 0 | 0 | 0 | 0 | 0 | 0 | 0 | 0 | 0 | 0 | 0 | 0 | 0 | 0 | 0 | 0 | 0 | 0 | 0 | 0 | 0 | 0 | 0 | 0 | 0 | 0 | 0
Total excluding storage |  | 0.0014787 | 0.0014967 | 0.0015041 | -70162.6952 | -56628.9327 | 322576.0669 | 77730.6948 | -32513.5785 | -20148.6988 | -19225.8576 | 365042.2171 | 143357.5726 | 284693.269 | -13947.5124 | 29488.9388 | 39889.9694 | 65676.8908 | 62668.7889 | 61212.5028 | 58245.5551 | 301665.1007 | 84970.4153 | 81295.5525 | 78888.7146 | 80374.4343 | 96954.3196 | 92761.1681 | 88874.4655 | 95971.0906
Region | Technology | 2021-22 | 2022-23 | 2023-24 | 2024-25 | 2025-26 | 2026-27 | 2027-28 | 2028-29 | 2029-30 | 2030-31 | 2031-32 | 2032-33 | 2033-34 | 2034-35 | 2035-36 | 2036-37 | 2037-38 | 2038-39 | 2039-40 | 2040-41 | 2041-42 | 2042-43 | 2043-44 | 2044-45 | 2045-46 | 2046-47 | 2047-48 | 2048-49 | 2049-50
VIC1 | Black Coal | 0 | 0 | 0 | 0 | 0 | 0 | 0 | 0 | 0 | 0 | 0 | 0 | 0 | 0 | 0 | 0 | 0 | 0 | 0 | 0 | 0 | 0 | 0 | 0 | 0 | 0 | 0 | 0 | 0
VIC1 | Brown Coal | 0 | 0 | 0 | -126173.1409 | -120394.2183 | -139219.989 | 171639.0036 | 453630.0124 | -93492.1961 | -68541.0492 | -32788.3683 | -0.0035365 | -0.0033746 | -0.00322 | -0.0030807 | -0.0029314 | 190672.8157 | 363063.5486 | -0.0025536 | -0.0024298 | -0.0023185 | -0.0022124 | -0.0021167 | -0.0020141 | -0.0019218 | -0.0018338 | -0.0012497 | 0 | 0
VIC1 | CCGT | 9.0316e-06 | 8.6179e-06 | 8.2452e-06 | 9.124e-06 | 8.7061e-06 | 8.3074e-06 | 7.9481e-06 | 7.5628e-06 | 7.2164e-06 | 6.8859e-06 | 6.5881e-06 | 1.0519e-05 | 1.0037e-05 | 9.5777e-06 | 9.1634e-06 | 8.7193e-06 | 1.2108e-05 | 1.2258e-05 | 1.7907e-05 | 1.7039e-05 | 1.901e-05 | 1.814e-05 | 1.7355e-05 | 1.7349e-05 | 1.6554e-05 | 1.5796e-05 | 1.5113e-05 | 3.6625e-05 | 3.4947e-05
VIC1 | Gas - Steam | 0 | 0 | 0 | 0 | 0 | 0 | 0 | 0 | 0 | 0 | 0 | 0 | 0 | 0 | 0 | 0 | 0 | 0 | 0 | 0 | 0 | 0 | 0 | 0 | 0 | 0 | 0 | 0 | 0
VIC1 | OCGT / Diesel | 3.9715e-05 | 3.7896e-05 | 3.6257e-05 | 3.4499e-05 | 3.2919e-05 | 3.1411e-05 | 3.0053e-05 | 2.8596e-05 | 2.7957e-05 | 2.7426e-05 | 2.7073e-05 | 3.2561e-05 | 3.107e-05 | 2.9647e-05 | 2.8365e-05 | 2.8277e-05 | 3.0751e-05 | 2.9342e-05 | 4.9524e-05 | 4.7123e-05 | 8.346e-05 | 7.9638e-05 | 7.6194e-05 | 0.00021233 | 0.00020261 | 0.00019333 | 0.00018497 | 378.3579 | 361.0285
VIC1 | Hydro | 0 | 0 | 0 | 0 | 0 | 0 | 0 | 0 | 0 | 0 | 0 | 0 | 0 | 0 | 0 | 0 | 0 | 0 | 0 | 0 | 0 | 0 | 0 | 0 | 0 | 0 | 0 | 0 | 0
VIC1 | Wind | 0.00047538 | 0.00045674 | 0.00045424 | 0.00053838 | 0.00051372 | 0.00049019 | 0.00049393 | 0.00053435 | 0.00050987 | 0.00049779 | 0.00051958 | 555.5395 | 8265.8288 | 7887.2415 | 7546.1283 | 8751.1651 | 28922.7435 | 29083.6111 | 27825.7824 | 26477.0741 | 25264.384 | 27359.8695 | 37443.9562 | 35629.0574 | 37857.0029 | 45976.9598 | 57485.3797 | 58494.4644 | 60301.0761
VIC1 | Solar PV | 3.1486e-05 | 3.5547e-05 | 3.69e-05 | 6.6655e-05 | 6.3602e-05 | 6.0689e-05 | 6.9353e-05 | 7.2927e-05 | 7.3627e-05 | 7.9019e-05 | 8.8351e-05 | 0.00015187 | 0.00014883 | 0.00014202 | 0.00013587 | 0.00014548 | 0.00030232 | 0.00028848 | 0.000276 | 0.00026262 | 0.00025059 | 0.00037212 | 0.00035603 | 0.00033877 | 0.00038037 | 0.00058023 | 0.00077096 | 10684.1481 | 10194.7978
VIC1 | Grid Battery | 6.5032e-05 | 6.2054e-05 | 5.937e-05 | 5.6492e-05 | 5.3905e-05 | 5.6365e-05 | 5.7861e-05 | 6.281e-05 | 9.9483e-05 | 9.7465e-05 | 9.6316e-05 | 0.00014419 | 0.00013759 | 0.00013128 | 0.00013228 | 0.00014831 | 0.00015577 | 0.00016643 | 0.0002676 | 0.00025463 | 0.00059489 | 0.00056764 | 0.00054309 | 0.00051677 | 0.0004931 | 0.00047052 | 0.00045017 | 0.00082883 | 0.00079087
VIC1 | Pumped Hydro | 0 | 0 | 6.4782e-05 | 7.0906e-05 | 6.7658e-05 | 6.8768e-05 | 6.5794e-05 | 6.5633e-05 | 6.541e-05 | 6.4368e-05 | 6.6873e-05 | 0.000111 | 0.00010591 | 0.00010106 | 9.6691e-05 | 0.00010627 | 0.00013914 | 0.00015428 | 0.00025722 | 0.00024475 | 0.0010928 | 0.0010427 | 0.00099762 | 0.00094927 | 0.00090579 | 0.0008643 | 0.00082692 | 2490.267 | 2376.209
VIC1 | VPP | 0 | 0 | 0 | 0 | 0 | 0 | 0 | 0 | 0 | 0 | 0 | 0 | 0 | 0 | 0 | 0 | 0 | 0 | 0 | 0 | 0 | 0 | 0 | 0 | 0 | 0 | 0 | 0 | 0
Total excluding storage |  | 0.00055561 | 0.0005388 | 0.00053564 | -126173.1402 | -120394.2177 | -139219.9884 | 171639.0042 | 453630.0131 | -93492.1955 | -68541.0486 | -32788.3676 | 555.5362 | 8265.8256 | 7887.2385 | 7546.1254 | 8751.1624 | 219595.5596 | 392147.16 | 27825.7801 | 26477.072 | 25264.382 | 27359.8678 | 37443.9545 | 35629.0559 | 37857.0016 | 45976.9587 | 57485.3795 | 69556.9704 | 70856.9025
Region | Technology | 2021-22 | 2022-23 | 2023-24 | 2024-25 | 2025-26 | 2026-27 | 2027-28 | 2028-29 | 2029-30 | 2030-31 | 2031-32 | 2032-33 | 2033-34 | 2034-35 | 2035-36 | 2036-37 | 2037-38 | 2038-39 | 2039-40 | 2040-41 | 2041-42 | 2042-43 | 2043-44 | 2044-45 | 2045-46 | 2046-47 | 2047-48 | 2048-49 | 2049-50
SA1 | Black Coal | 0 | 0 | 0 | 0 | 0 | 0 | 0 | 0 | 0 | 0 | 0 | 0 | 0 | 0 | 0 | 0 | 0 | 0 | 0 | 0 | 0 | 0 | 0 | 0 | 0 | 0 | 0 | 0 | 0
SA1 | Brown Coal | 0 | 0 | 0 | 0 | 0 | 0 | 0 | 0 | 0 | 0 | 0 | 0 | 0 | 0 | 0 | 0 | 0 | 0 | 0 | 0 | 0 | 0 | 0 | 0 | 0 | 0 | 0 | 0 | 0
SA1 | CCGT | 8.8928e-06 | 8.4855e-06 | 1.031e-05 | 9.8101e-06 | 9.3608e-06 | 8.9321e-06 | 8.5458e-06 | 9.0049e-06 | 8.5924e-06 | 8.1989e-06 | 8.5495e-06 | 1.3605e-05 | 1.2982e-05 | 1.2387e-05 | 1.1851e-05 | 1.1277e-05 | 1.6103e-05 | 1.5365e-05 | 1.8932e-05 | 1.8014e-05 | 2.9348e-05 | 2.8003e-05 | 2.7275e-05 | 2.5953e-05 | 2.4765e-05 | 2.363e-05 | 2.2608e-05 | 2.8317e-05 | 2.702e-05
SA1 | Gas - Steam | 0 | 0 | 0 | 0 | 0 | 0 | 0 | 0 | 0 | 0 | 0 | 0 | 0 | 0 | 0 | 0 | 0 | 0 | 0 | 0 | 0 | 0 | 0 | 0 | 0 | 0 | 0 | 0 | 0
SA1 | OCGT / Diesel | 3.9709e-05 | 3.789e-05 | 3.6252e-05 | 3.4495e-05 | 3.2915e-05 | 3.1407e-05 | 3.0049e-05 | 2.8592e-05 | 2.7938e-05 | 2.7436e-05 | 2.7875e-05 | 3.4192e-05 | 3.2626e-05 | 3.1132e-05 | 2.9786e-05 | 3.0354e-05 | 3.8299e-05 | 3.6545e-05 | 7.953e-05 | 7.5675e-05 | 493.0802 | 470.4964 | 450.148 | 2173.815 | 2074.2509 | 1979.247 | 1893.6471 | 1801.8625 | 1719.3345
SA1 | Hydro | 0 | 0 | 0 | 0 | 0 | 0 | 0 | 0 | 0 | 0 | 0 | 0 | 0 | 0 | 0 | 0 | 0 | 0 | 0 | 0 | 0 | 0 | 0 | 0 | 0 | 0 | 0 | 0 | 0
SA1 | Wind | 0.00083473 | 0.00079649 | 0.00095891 | 0.00091537 | 0.00087344 | 0.00083344 | 0.00081749 | 0.00091069 | 0.00086898 | 0.00086366 | 0.00090687 | 6346.0831 | 6055.4228 | 5778.0752 | 8576.5161 | 11999.1095 | 23591.5821 | 26918.9329 | 28918.7166 | 27517.034 | 26256.7121 | 25054.1148 | 23970.5564 | 22808.7114 | 23255.3468 | 22221.324 | 21260.28 | 23466.0386 | 22391.2582
SA1 | Solar PV | 0.00010911 | 0.00014989 | 0.00017624 | 0.00018085 | 0.00017257 | 0.00016466 | 0.00018382 | 0.00019735 | 0.00019379 | 0.00020798 | 0.00024482 | 0.00044275 | 0.00044677 | 0.0004308 | 0.00041217 | 0.00042491 | 0.00071422 | 0.00068247 | 0.00065296 | 0.00062207 | 0.00059358 | 0.00066146 | 392.5655 | 373.538 | 1013.4826 | 967.0636 | 925.2393 | 880.3932 | 1559.6252
SA1 | Grid Battery | 6.9106e-05 | 6.5941e-05 | 6.3089e-05 | 6.0031e-05 | 5.7282e-05 | 6.1072e-05 | 6.3464e-05 | 6.8566e-05 | 0.00010943 | 0.00010442 | 0.00010174 | 0.00016006 | 0.00015273 | 0.00014574 | 0.00014868 | 0.00017673 | 0.0001966 | 0.00019693 | 0.0003418 | 0.00032523 | 0.0025408 | 0.0024244 | 0.0023196 | 386.6524 | 368.9432 | 352.045 | 336.8195 | 320.494 | 305.8148
SA1 | Pumped Hydro | 0 | 0 | 4.9481e-05 | 4.7083e-05 | 4.4926e-05 | 4.2869e-05 | 4.1015e-05 | 4.1746e-05 | 4.1041e-05 | 4.1493e-05 | 4.2197e-05 | 5.7055e-05 | 5.4442e-05 | 5.1948e-05 | 5.297e-05 | 5.7675e-05 | 6.5303e-05 | 6.7156e-05 | 7.2128e-05 | 6.8632e-05 | 0.0001257 | 0.00011994 | 0.00011475 | 0.00014704 | 0.00014031 | 0.00013388 | 0.00012809 | 0.00012188 | 0.0001163
SA1 | VPP | 0 | 0 | 0 | 0 | 0 | 0 | 0 | 0 | 0 | 0 | 0 | 0 | 0 | 0 | 0 | 0 | 0 | 0 | 0 | 0 | 0 | 0 | 0 | 0 | 0 | 0 | 0 | 0 | 0
Total excluding storage |  | 0.00099244 | 0.00099276 | 0.0011817 | 0.0011405 | 0.0010883 | 0.0010384 | 0.0010399 | 0.0011456 | 0.0010993 | 0.0011073 | 0.0011881 | 6346.0836 | 6055.4233 | 5778.0757 | 8576.5165 | 11999.1099 | 23591.5829 | 26918.9336 | 28918.7173 | 27517.0347 | 26749.793 | 25524.6119 | 24813.27 | 25356.0644 | 26343.0804 | 25167.6347 | 24079.1665 | 26148.2944 | 25670.2179
Region | Technology | 2021-22 | 2022-23 | 2023-24 | 2024-25 | 2025-26 | 2026-27 | 2027-28 | 2028-29 | 2029-30 | 2030-31 | 2031-32 | 2032-33 | 2033-34 | 2034-35 | 2035-36 | 2036-37 | 2037-38 | 2038-39 | 2039-40 | 2040-41 | 2041-42 | 2042-43 | 2043-44 | 2044-45 | 2045-46 | 2046-47 | 2047-48 | 2048-49 | 2049-50
TAS1 | Black Coal | 0 | 0 | 0 | 0 | 0 | 0 | 0 | 0 | 0 | 0 | 0 | 0 | 0 | 0 | 0 | 0 | 0 | 0 | 0 | 0 | 0 | 0 | 0 | 0 | 0 | 0 | 0 | 0 | 0
TAS1 | Brown Coal | 0 | 0 | 0 | 0 | 0 | 0 | 0 | 0 | 0 | 0 | 0 | 0 | 0 | 0 | 0 | 0 | 0 | 0 | 0 | 0 | 0 | 0 | 0 | 0 | 0 | 0 | 0 | 0 | 0
TAS1 | CCGT | 8.305e-06 | 7.9246e-06 | 7.5819e-06 | 7.2144e-06 | 6.884e-06 | 6.5687e-06 | 6.2846e-06 | 5.98e-06 | 5.7061e-06 | 5.4447e-06 | 5.2093e-06 | 5.7178e-06 | 5.4559e-06 | 5.206e-06 | 4.9808e-06 | 4.7394e-06 | 4.5223e-06 | 4.3152e-06 | 4.7753e-06 | 4.5439e-06 | 5.0184e-06 | 4.7885e-06 | 4.5814e-06 | 4.3594e-06 | 4.1597e-06 | 3.9692e-06 | 3.7975e-06 | 4.1018e-06 | 3.9139e-06
TAS1 | Gas - Steam | 0 | 0 | 0 | 0 | 0 | 0 | 0 | 0 | 0 | 0 | 0 | 0 | 0 | 0 | 0 | 0 | 0 | 0 | 0 | 0 | 0 | 0 | 0 | 0 | 0 | 0 | 0 | 0 | 0
TAS1 | OCGT / Diesel | 4.0317e-05 | 3.847e-05 | 3.6806e-05 | 3.5022e-05 | 3.3418e-05 | 3.1888e-05 | 3.0509e-05 | 2.903e-05 | 2.8439e-05 | 2.7913e-05 | 2.7487e-05 | 2.8201e-05 | 2.7546e-05 | 2.6897e-05 | 2.6485e-05 | 2.666e-05 | 2.721e-05 | 2.7211e-05 | 3.9176e-05 | 3.7277e-05 | 3.8453e-05 | 3.6692e-05 | 3.5105e-05 | 3.3404e-05 | 3.1874e-05 | 3.0414e-05 | 2.9691e-05 | 3.3213e-05 | 3.1692e-05
TAS1 | Hydro | 0 | 0 | 0 | 0 | 0 | 0 | 0 | 0 | 0 | 0 | 0 | 0 | 0 | 0 | 0 | 0 | 0 | 0 | 0 | 0 | 0 | 0 | 0 | 0 | 0 | 0 | 0 | 0 | 0
TAS1 | Wind | 0.00052146 | 0.00049758 | 3090.8572 | 5882.0931 | 8425.6788 | 10765.8419 | 12908.41 | 14764.4981 | 16456.3487 | 17922.2435 | 19272.9679 | 20372.5105 | 21379.9735 | 22252.4096 | 23061.6102 | 23629.5435 | 24155.7864 | 24585.9837 | 25044.3603 | 25278.3975 | 24120.6083 | 23015.8476 | 22020.4414 | 20953.1163 | 19993.4316 | 19077.7019 | 18252.6155 | 17367.9159 | 16572.4389
TAS1 | Solar PV | 1.4345e-05 | 1.9827e-05 | 2.8096e-05 | 3.0368e-05 | 2.8977e-05 | 3.1076e-05 | 2.9732e-05 | 2.8291e-05 | 3.3413e-05 | 3.4687e-05 | 4.0075e-05 | 3.9603e-05 | 4.8822e-05 | 4.6585e-05 | 4.7758e-05 | 4.6475e-05 | 6.0321e-05 | 6.5671e-05 | 6.7318e-05 | 0.00011375 | 0.00010854 | 0.00010357 | 9.9092e-05 | 9.4289e-05 | 8.9971e-05 | 8.585e-05 | 8.2137e-05 | 7.8156e-05 | 7.4576e-05
TAS1 | Grid Battery | 6.5176e-05 | 6.219e-05 | 5.9501e-05 | 5.6617e-05 | 5.6246e-05 | 5.5421e-05 | 5.9331e-05 | 6.6568e-05 | 9.6878e-05 | 9.8812e-05 | 9.6648e-05 | 0.0001134 | 0.0001082 | 0.000112 | 0.00011394 | 0.00011645 | 0.00012357 | 0.00012123 | 0.00017427 | 0.00016582 | 0.00020972 | 0.00020012 | 0.00019146 | 0.00018218 | 0.00017384 | 0.0001771 | 0.00017697 | 0.00021392 | 0.00020412
TAS1 | Pumped Hydro | 0 | 0 | 0.00014884 | 0.00014762 | 0.00015196 | 0.00015519 | 0.00016195 | 0.00016125 | 0.00016913 | 0.00017407 | 0.0001714 | 0.00020524 | 0.00019984 | 0.00019069 | 0.0001872 | 0.0001897 | 0.00020631 | 0.00020253 | 0.00029145 | 0.00027732 | 0.00027073 | 0.00025833 | 0.00024716 | 0.00023518 | 0.00022441 | 0.00021413 | 0.00020487 | 0.00023115 | 0.00022056
TAS1 | VPP | 0 | 0 | 0 | 0 | 0 | 0 | 0 | 0 | 0 | 0 | 0 | 0 | 0 | 0 | 0 | 0 | 0 | 0 | 0 | 0 | 0 | 0 | 0 | 0 | 0 | 0 | 0 | 0 | 0
Total excluding storage |  | 0.00058443 | 0.0005638 | 3090.8572 | 5882.0932 | 8425.6789 | 10765.8419 | 12908.4101 | 14764.4982 | 16456.3488 | 17922.2436 | 19272.968 | 20372.5105 | 21379.9736 | 22252.4097 | 23061.6103 | 23629.5436 | 24155.7865 | 24585.9838 | 25044.3604 | 25278.3977 | 24120.6085 | 23015.8478 | 22020.4415 | 20953.1165 | 19993.4317 | 19077.702 | 18252.6156 | 17367.9161 | 16572.439

## Marinus_Fuel Cost
Fuel cost by technology ($000s) - Marinus Link, High DER Scenario
Fuel | Real June 2020 dollars discounted to 1 July 2020
Explicitly modelled generation
Region | Technology | 2021-22 | 2022-23 | 2023-24 | 2024-25 | 2025-26 | 2026-27 | 2027-28 | 2028-29 | 2029-30 | 2030-31 | 2031-32 | 2032-33 | 2033-34 | 2034-35 | 2035-36 | 2036-37 | 2037-38 | 2038-39 | 2039-40 | 2040-41 | 2041-42 | 2042-43 | 2043-44 | 2044-45 | 2045-46 | 2046-47 | 2047-48 | 2048-49 | 2049-50
NEM | Black Coal | 1728275.9359 | 1462612.8096 | 1421241.0469 | 1318542.5922 | 1171428.5094 | 1010634.6561 | 866835.1874 | 901150.6281 | 672594.3289 | 626266.9785 | 567601.3084 | 509183.042 | 521267.2956 | 458368.746 | 375914.4796 | 338878.3527 | 269603.5867 | 256132.5444 | 231312.3714 | 212214.9569 | 191097.7869 | 126298.8175 | 96550.1978 | 74212.1194 | 56881.149 | 40157.1648 | 36213.8982 | 33723.474 | 29406.6871
NEM | Brown Coal | 229248.5324 | 209228.6511 | 201245.52 | 148389.7471 | 149156.5695 | 137272.173 | 126582.2523 | 119353.5829 | 108706.0971 | 105769.7411 | 99237.0884 | 93655.0471 | 91190.4094 | 84352.3435 | 84821.5698 | 76669.2264 | 66373.7944 | 66676.8699 | 56055.127 | 56504.9353 | 59639.4924 | 56541.9031 | 49543.3092 | 46948.6575 | 44037.5872 | 43636.6859 | 27416.1939 | 0 | 0
NEM | CCGT | 185248.9556 | 177213.5602 | 138481.7624 | 137569.1294 | 125912.7784 | 121392.384 | 115437.3184 | 117635.107 | 102152.3801 | 104562.9533 | 112011.9946 | 231837.5161 | 230932.12 | 236210.1815 | 169415.5378 | 154546.9753 | 190834.1407 | 182229.4454 | 145487.4574 | 140531.7171 | 135709.0616 | 152791.7526 | 98155.5906 | 85812.7297 | 46369.6279 | 30883.3417 | 29714.6415 | 28387.6254 | 27193.7428
NEM | Gas - Steam | 85573.5669 | 82291.1551 | 77365.6717 | 13157.3802 | 12099.9902 | 12210.9488 | 11019.1089 | 11309.9141 | 9652.1838 | 9388.8852 | 9134.9524 | 19898.2748 | 11559.351 | 31000.6709 | 4880.3542 | 4028.9901 | 13849.128 | 10867.4795 | 5302.735 | 5306.061 | 6017.5855 | 6608.7705 | 5926.522 | 5101.3815 | 6458.8725 | 0 | 0 | 0 | 0
NEM | OCGT / Diesel | 4463.0048 | 1825.8075 | 9310.3432 | 8354.5769 | 1345.5819 | 3601.7048 | 2552.7462 | 6701.2758 | 433.568 | 673.2814 | 2311.0348 | 31821.1181 | 17976.077 | 26029.2015 | 18144.8596 | 22102.2968 | 107809.0024 | 110346.8375 | 222869.6653 | 232029.6484 | 151278.89 | 249437.6227 | 313137.7839 | 186081.0324 | 220660.9888 | 309484.9142 | 351793.362 | 477993.5314 | 432146.4996
NEM | Hydro | 0 | 0 | 0 | 0 | 0 | 0 | 0 | 0 | 0 | 0 | 0 | 0 | 0 | 0 | 0 | 0 | 0 | 0 | 0 | 0 | 0 | 0 | 0 | 0 | 0 | 0 | 0 | 0 | 0
NEM | Wind | 0 | 0 | 0 | 0 | 0 | 0 | 0 | 0 | 0 | 0 | 0 | 0 | 0 | 0 | 0 | 0 | 0 | 0 | 0 | 0 | 0 | 0 | 0 | 0 | 0 | 0 | 0 | 0 | 0
NEM | Solar PV | 0 | 0 | 0 | 0 | 0 | 0 | 0 | 0 | 0 | 0 | 0 | 0 | 0 | 0 | 0 | 0 | 0 | 0 | 0 | 0 | 0 | 0 | 0 | 0 | 0 | 0 | 0 | 0 | 0
NEM | Grid Battery | 0 | 0 | 0 | 0 | 0 | 0 | 0 | 0 | 0 | 0 | 0 | 0 | 0 | 0 | 0 | 0 | 0 | 0 | 0 | 0 | 0 | 0 | 0 | 0 | 0 | 0 | 0 | 0 | 0
NEM | Pumped Hydro | 0 | 0 | 0 | 0 | 0 | 0 | 0 | 0 | 0 | 0 | 0 | 0 | 0 | 0 | 0 | 0 | 0 | 0 | 0 | 0 | 0 | 0 | 0 | 0 | 0 | 0 | 0 | 0 | 0
NEM | VPP | 0 | 0 | 0 | 0 | 0 | 0 | 0 | 0 | 0 | 0 | 0 | 0 | 0 | 0 | 0 | 0 | 0 | 0 | 0 | 0 | 0 | 0 | 0 | 0 | 0 | 0 | 0 | 0 | 0
Total excluding storage |  | 2232809.9957 | 1933171.9835 | 1847644.3441 | 1626013.4258 | 1459943.4295 | 1285111.8667 | 1122426.6133 | 1156150.5079 | 893538.5579 | 846661.8395 | 790296.3785 | 886394.998 | 872925.253 | 835961.1434 | 653176.801 | 596225.8413 | 648469.6521 | 626253.1767 | 661027.3562 | 646587.3187 | 543742.8164 | 591678.8665 | 563313.4034 | 398155.9206 | 374408.2254 | 424162.1066 | 445138.0957 | 540104.6308 | 488746.9296
Region | Technology | 2021-22 | 2022-23 | 2023-24 | 2024-25 | 2025-26 | 2026-27 | 2027-28 | 2028-29 | 2029-30 | 2030-31 | 2031-32 | 2032-33 | 2033-34 | 2034-35 | 2035-36 | 2036-37 | 2037-38 | 2038-39 | 2039-40 | 2040-41 | 2041-42 | 2042-43 | 2043-44 | 2044-45 | 2045-46 | 2046-47 | 2047-48 | 2048-49 | 2049-50
NSW1 | Black Coal | 915395.9175 | 745072.9412 | 701641.913 | 710703.8711 | 589880.3929 | 469015.9211 | 381573.0373 | 434273.2348 | 249790.6596 | 235500.9248 | 201844.0176 | 137079.9095 | 156008.1327 | 129577.0452 | 66729.728 | 78431.5754 | 82037.7106 | 76543.8048 | 68208.4523 | 56448.5523 | 46962.8823 | 0 | 0 | 0 | 0 | 0 | 0 | 0 | 0
NSW1 | Brown Coal | 0 | 0 | 0 | 0 | 0 | 0 | 0 | 0 | 0 | 0 | 0 | 0 | 0 | 0 | 0 | 0 | 0 | 0 | 0 | 0 | 0 | 0 | 0 | 0 | 0 | 0 | 0 | 0 | 0
NSW1 | CCGT | 2333.789 | 2209.6077 | 6448.6455 | 4013.9339 | 3751.8784 | 3608.9718 | 3496.1623 | 3388.1661 | 3222.6805 | 3107.7937 | 2966.7418 | 41939.7733 | 38420.8408 | 43313.3848 | 25140.3388 | 21290.8448 | 56966.5768 | 59795.7256 | 49364.4059 | 43604.2968 | 39312.7044 | 48495.6143 | 3440.1474 | 0.0018652 | 0.0019087 | 0.0018564 | 0.0017826 | 0.0022541 | 0.0020673
NSW1 | Gas - Steam | 0 | 0 | 0 | 0 | 0 | 0 | 0 | 0 | 0 | 0 | 0 | 0 | 0 | 0 | 0 | 0 | 0 | 0 | 0 | 0 | 0 | 0 | 0 | 0 | 0 | 0 | 0 | 0 | 0
NSW1 | OCGT / Diesel | 3.7555 | 0.00069841 | 1344.7397 | 4757.6607 | 564.2914 | 1607.8949 | 635.637 | 941.2909 | 0.00073505 | 0.00073499 | 0.00076273 | 2962.2711 | 1777.2371 | 1848.8745 | 4553.6248 | 1920.5144 | 23009.169 | 38269.4279 | 96775.3134 | 114765.3413 | 53400.497 | 115915.2576 | 158009.1217 | 81208.32 | 79450.5331 | 110699.7233 | 166666.9716 | 260630.2426 | 238921.0624
NSW1 | Hydro | 0 | 0 | 0 | 0 | 0 | 0 | 0 | 0 | 0 | 0 | 0 | 0 | 0 | 0 | 0 | 0 | 0 | 0 | 0 | 0 | 0 | 0 | 0 | 0 | 0 | 0 | 0 | 0 | 0
NSW1 | Wind | 0 | 0 | 0 | 0 | 0 | 0 | 0 | 0 | 0 | 0 | 0 | 0 | 0 | 0 | 0 | 0 | 0 | 0 | 0 | 0 | 0 | 0 | 0 | 0 | 0 | 0 | 0 | 0 | 0
NSW1 | Solar PV | 0 | 0 | 0 | 0 | 0 | 0 | 0 | 0 | 0 | 0 | 0 | 0 | 0 | 0 | 0 | 0 | 0 | 0 | 0 | 0 | 0 | 0 | 0 | 0 | 0 | 0 | 0 | 0 | 0
NSW1 | Grid Battery | 0 | 0 | 0 | 0 | 0 | 0 | 0 | 0 | 0 | 0 | 0 | 0 | 0 | 0 | 0 | 0 | 0 | 0 | 0 | 0 | 0 | 0 | 0 | 0 | 0 | 0 | 0 | 0 | 0
NSW1 | Pumped Hydro | 0 | 0 | 0 | 0 | 0 | 0 | 0 | 0 | 0 | 0 | 0 | 0 | 0 | 0 | 0 | 0 | 0 | 0 | 0 | 0 | 0 | 0 | 0 | 0 | 0 | 0 | 0 | 0 | 0
NSW1 | VPP | 0 | 0 | 0 | 0 | 0 | 0 | 0 | 0 | 0 | 0 | 0 | 0 | 0 | 0 | 0 | 0 | 0 | 0 | 0 | 0 | 0 | 0 | 0 | 0 | 0 | 0 | 0 | 0 | 0
Total excluding storage |  | 917733.462 | 747282.5496 | 709435.2983 | 719475.4657 | 594196.5627 | 474232.7878 | 385704.8367 | 438602.6918 | 253013.3409 | 238608.7193 | 204810.7602 | 181981.9539 | 196206.2106 | 174739.3045 | 96423.6916 | 101642.9345 | 162013.4564 | 174608.9583 | 214348.1716 | 214818.1904 | 139676.0837 | 164410.8718 | 161449.2691 | 81208.3218 | 79450.535 | 110699.7251 | 166666.9733 | 260630.2449 | 238921.0645
Region | Technology | 2021-22 | 2022-23 | 2023-24 | 2024-25 | 2025-26 | 2026-27 | 2027-28 | 2028-29 | 2029-30 | 2030-31 | 2031-32 | 2032-33 | 2033-34 | 2034-35 | 2035-36 | 2036-37 | 2037-38 | 2038-39 | 2039-40 | 2040-41 | 2041-42 | 2042-43 | 2043-44 | 2044-45 | 2045-46 | 2046-47 | 2047-48 | 2048-49 | 2049-50
QLD1 | Black Coal | 812880.0184 | 717539.8684 | 719599.1339 | 607838.721 | 581548.1165 | 541618.735 | 485262.1501 | 466877.3933 | 422803.6693 | 390766.0537 | 365757.2907 | 372103.1325 | 365259.1629 | 328791.7008 | 309184.7516 | 260446.7773 | 187565.8761 | 179588.7396 | 163103.9192 | 155766.4046 | 144134.9046 | 126298.8175 | 96550.1978 | 74212.1194 | 56881.149 | 40157.1648 | 36213.8982 | 33723.474 | 29406.6871
QLD1 | Brown Coal | 0 | 0 | 0 | 0 | 0 | 0 | 0 | 0 | 0 | 0 | 0 | 0 | 0 | 0 | 0 | 0 | 0 | 0 | 0 | 0 | 0 | 0 | 0 | 0 | 0 | 0 | 0 | 0 | 0
QLD1 | CCGT | 89909.1854 | 87629.5374 | 92242.4636 | 102652.9643 | 92675.6448 | 89450.1131 | 84836.5389 | 88039.2117 | 74048.9104 | 77666.7784 | 86263.7496 | 147397.5171 | 153698.1496 | 139999.6471 | 117383.9155 | 103426.747 | 133867.5619 | 122433.7179 | 96123.0492 | 96927.4181 | 96396.3544 | 104296.1356 | 94715.4405 | 85812.7254 | 46369.6235 | 30883.3374 | 29714.6373 | 28387.6192 | 27193.7372
QLD1 | Gas - Steam | 2287.048 | 2233.722 | 4294.0755 | 4361.6775 | 4343.018 | 4178.8628 | 3822.5412 | 3557.02 | 3420.5615 | 3451.4172 | 3453.318 | 3331.0892 | 3122.8322 | 3199.3572 | 2750.025 | 3046.973 | 7197.4045 | 5949.6395 | 5302.735 | 5306.061 | 6017.5855 | 6608.7705 | 5926.522 | 5101.3815 | 6458.8725 | 0 | 0 | 0 | 0
QLD1 | OCGT / Diesel | 0.0012495 | 0.0012303 | 52.7982 | 2594.8627 | 476.8594 | 792.2445 | 1275.3144 | 4734.2962 | 433.5628 | 577.958 | 2245.1119 | 15651.2468 | 7974.7873 | 4485.6116 | 4143.1209 | 11276.8096 | 51117.0162 | 40153.612 | 68362.4315 | 67536.057 | 55047.141 | 82009.4332 | 77727.3916 | 69575.0049 | 105800.1203 | 158166.6825 | 135421.7268 | 127197.5857 | 102858.6185
QLD1 | Hydro | 0 | 0 | 0 | 0 | 0 | 0 | 0 | 0 | 0 | 0 | 0 | 0 | 0 | 0 | 0 | 0 | 0 | 0 | 0 | 0 | 0 | 0 | 0 | 0 | 0 | 0 | 0 | 0 | 0
QLD1 | Wind | 0 | 0 | 0 | 0 | 0 | 0 | 0 | 0 | 0 | 0 | 0 | 0 | 0 | 0 | 0 | 0 | 0 | 0 | 0 | 0 | 0 | 0 | 0 | 0 | 0 | 0 | 0 | 0 | 0
QLD1 | Solar PV | 0 | 0 | 0 | 0 | 0 | 0 | 0 | 0 | 0 | 0 | 0 | 0 | 0 | 0 | 0 | 0 | 0 | 0 | 0 | 0 | 0 | 0 | 0 | 0 | 0 | 0 | 0 | 0 | 0
QLD1 | Grid Battery | 0 | 0 | 0 | 0 | 0 | 0 | 0 | 0 | 0 | 0 | 0 | 0 | 0 | 0 | 0 | 0 | 0 | 0 | 0 | 0 | 0 | 0 | 0 | 0 | 0 | 0 | 0 | 0 | 0
QLD1 | Pumped Hydro | 0 | 0 | 0 | 0 | 0 | 0 | 0 | 0 | 0 | 0 | 0 | 0 | 0 | 0 | 0 | 0 | 0 | 0 | 0 | 0 | 0 | 0 | 0 | 0 | 0 | 0 | 0 | 0 | 0
QLD1 | VPP | 0 | 0 | 0 | 0 | 0 | 0 | 0 | 0 | 0 | 0 | 0 | 0 | 0 | 0 | 0 | 0 | 0 | 0 | 0 | 0 | 0 | 0 | 0 | 0 | 0 | 0 | 0 | 0 | 0
Total excluding storage |  | 905076.253 | 807403.129 | 816188.4712 | 717448.2256 | 679043.6387 | 636039.9554 | 575196.5446 | 563207.9212 | 500706.704 | 472462.2073 | 457719.4703 | 538482.9855 | 530054.932 | 476476.3167 | 433461.813 | 378197.307 | 379747.8587 | 348125.709 | 332892.1348 | 325535.9407 | 301595.9854 | 319213.1567 | 274919.5518 | 234701.2313 | 215509.7653 | 229207.1847 | 201350.2624 | 189308.6789 | 159459.0428
Region | Technology | 2021-22 | 2022-23 | 2023-24 | 2024-25 | 2025-26 | 2026-27 | 2027-28 | 2028-29 | 2029-30 | 2030-31 | 2031-32 | 2032-33 | 2033-34 | 2034-35 | 2035-36 | 2036-37 | 2037-38 | 2038-39 | 2039-40 | 2040-41 | 2041-42 | 2042-43 | 2043-44 | 2044-45 | 2045-46 | 2046-47 | 2047-48 | 2048-49 | 2049-50
VIC1 | Black Coal | 0 | 0 | 0 | 0 | 0 | 0 | 0 | 0 | 0 | 0 | 0 | 0 | 0 | 0 | 0 | 0 | 0 | 0 | 0 | 0 | 0 | 0 | 0 | 0 | 0 | 0 | 0 | 0 | 0
VIC1 | Brown Coal | 229248.5324 | 209228.6511 | 201245.52 | 148389.7471 | 149156.5695 | 137272.173 | 126582.2523 | 119353.5829 | 108706.0971 | 105769.7411 | 99237.0884 | 93655.0471 | 91190.4094 | 84352.3435 | 84821.5698 | 76669.2264 | 66373.7944 | 66676.8699 | 56055.127 | 56504.9353 | 59639.4924 | 56541.9031 | 49543.3092 | 46948.6575 | 44037.5872 | 43636.6859 | 27416.1939 | 0 | 0
VIC1 | CCGT | 0.00036994 | 0.00036291 | 0.00037618 | 0.0004248 | 0.00041334 | 0.00039424 | 0.0003976 | 0.00041701 | 0.00040298 | 0.00039392 | 0.00041044 | 0.00062004 | 0.00059465 | 0.00058082 | 0.00054924 | 0.00054038 | 0.00072894 | 0.00074112 | 0.0010293 | 0.00096576 | 0.0010579 | 0.001051 | 0.0010084 | 0.00093453 | 0.00094036 | 0.00090762 | 0.00088665 | 0.0020856 | 0.0019429
VIC1 | Gas - Steam | 731.4179 | 241.5081 | 815.8662 | 991.4861 | 328.4521 | 973.1329 | 477.976 | 1196.031 | 0.00015451 | 45.5881 | 0.00017145 | 1991.5201 | 871.2853 | 1176.9092 | 2130.3292 | 982.0171 | 6651.7235 | 4917.84 | 0 | 0 | 0 | 0 | 0 | 0 | 0 | 0 | 0 | 0 | 0
VIC1 | OCGT / Diesel | 696.9911 | 0.0010778 | 748.4059 | 174.4458 | 0.0013913 | 225.0521 | 193.6366 | 0.001427 | 0.0013424 | 0.0013244 | 0.0013758 | 2967.4289 | 1214.2072 | 1685.051 | 903.8401 | 351.1296 | 3447.8889 | 941.9462 | 19518.3834 | 15164.6512 | 7618.1406 | 4688.9593 | 22425.5434 | 7184.7764 | 7299.0772 | 5279.3117 | 3841.9014 | 33147.9227 | 36984.5789
VIC1 | Hydro | 0 | 0 | 0 | 0 | 0 | 0 | 0 | 0 | 0 | 0 | 0 | 0 | 0 | 0 | 0 | 0 | 0 | 0 | 0 | 0 | 0 | 0 | 0 | 0 | 0 | 0 | 0 | 0 | 0
VIC1 | Wind | 0 | 0 | 0 | 0 | 0 | 0 | 0 | 0 | 0 | 0 | 0 | 0 | 0 | 0 | 0 | 0 | 0 | 0 | 0 | 0 | 0 | 0 | 0 | 0 | 0 | 0 | 0 | 0 | 0
VIC1 | Solar PV | 0 | 0 | 0 | 0 | 0 | 0 | 0 | 0 | 0 | 0 | 0 | 0 | 0 | 0 | 0 | 0 | 0 | 0 | 0 | 0 | 0 | 0 | 0 | 0 | 0 | 0 | 0 | 0 | 0
VIC1 | Grid Battery | 0 | 0 | 0 | 0 | 0 | 0 | 0 | 0 | 0 | 0 | 0 | 0 | 0 | 0 | 0 | 0 | 0 | 0 | 0 | 0 | 0 | 0 | 0 | 0 | 0 | 0 | 0 | 0 | 0
VIC1 | Pumped Hydro | 0 | 0 | 0 | 0 | 0 | 0 | 0 | 0 | 0 | 0 | 0 | 0 | 0 | 0 | 0 | 0 | 0 | 0 | 0 | 0 | 0 | 0 | 0 | 0 | 0 | 0 | 0 | 0 | 0
VIC1 | VPP | 0 | 0 | 0 | 0 | 0 | 0 | 0 | 0 | 0 | 0 | 0 | 0 | 0 | 0 | 0 | 0 | 0 | 0 | 0 | 0 | 0 | 0 | 0 | 0 | 0 | 0 | 0 | 0 | 0
Total excluding storage |  | 230676.9418 | 209470.1607 | 202809.7924 | 149555.6794 | 149485.0234 | 138470.3584 | 127253.8653 | 120549.6157 | 108706.099 | 105815.3309 | 99237.0903 | 98613.9967 | 93275.9024 | 87214.3043 | 87855.7396 | 78002.3736 | 76473.4075 | 72536.6569 | 75573.5115 | 71669.5874 | 67257.6341 | 61230.8635 | 71968.8536 | 54133.4348 | 51336.6654 | 48915.9985 | 31258.0962 | 33147.9247 | 36984.5808
Region | Technology | 2021-22 | 2022-23 | 2023-24 | 2024-25 | 2025-26 | 2026-27 | 2027-28 | 2028-29 | 2029-30 | 2030-31 | 2031-32 | 2032-33 | 2033-34 | 2034-35 | 2035-36 | 2036-37 | 2037-38 | 2038-39 | 2039-40 | 2040-41 | 2041-42 | 2042-43 | 2043-44 | 2044-45 | 2045-46 | 2046-47 | 2047-48 | 2048-49 | 2049-50
SA1 | Black Coal | 0 | 0 | 0 | 0 | 0 | 0 | 0 | 0 | 0 | 0 | 0 | 0 | 0 | 0 | 0 | 0 | 0 | 0 | 0 | 0 | 0 | 0 | 0 | 0 | 0 | 0 | 0 | 0 | 0
SA1 | Brown Coal | 0 | 0 | 0 | 0 | 0 | 0 | 0 | 0 | 0 | 0 | 0 | 0 | 0 | 0 | 0 | 0 | 0 | 0 | 0 | 0 | 0 | 0 | 0 | 0 | 0 | 0 | 0 | 0 | 0
SA1 | CCGT | 93005.9804 | 87374.4144 | 39790.6525 | 30902.2304 | 29485.2544 | 28333.2984 | 27104.6164 | 26207.7284 | 24880.7884 | 23788.3804 | 22781.5024 | 42500.2247 | 38813.1286 | 52897.1486 | 26891.2826 | 29829.3826 | 0.00083762 | 0.00080851 | 0.0009726 | 0.00091035 | 0.0014374 | 0.001433 | 0.0014071 | 0.0012359 | 0.0012491 | 0.001211 | 0.0011601 | 0.0014607 | 0.0013506
SA1 | Gas - Steam | 82555.101 | 79815.925 | 72255.73 | 7804.2166 | 7428.5201 | 7058.9531 | 6718.5917 | 6556.8631 | 6231.6222 | 5891.8799 | 5681.6342 | 14575.6655 | 7565.2335 | 26624.4045 | 0 | 0 | 0 | 0 | 0 | 0 | 0 | 0 | 0 | 0 | 0 | 0 | 0 | 0 | 0
SA1 | OCGT / Diesel | 3762.2565 | 1825.804 | 7164.3989 | 827.6072 | 304.4293 | 976.5128 | 448.1578 | 1025.6869 | 0.0026294 | 95.3209 | 65.9203 | 10192.9797 | 7009.845 | 18009.664 | 8544.2734 | 8553.8428 | 30147.3421 | 30981.8509 | 38200.6628 | 34548.2642 | 35196.6095 | 46801.1745 | 54954.8249 | 28098.3175 | 28111.2578 | 35339.1964 | 45862.7619 | 56958.2498 | 53343.686
SA1 | Hydro | 0 | 0 | 0 | 0 | 0 | 0 | 0 | 0 | 0 | 0 | 0 | 0 | 0 | 0 | 0 | 0 | 0 | 0 | 0 | 0 | 0 | 0 | 0 | 0 | 0 | 0 | 0 | 0 | 0
SA1 | Wind | 0 | 0 | 0 | 0 | 0 | 0 | 0 | 0 | 0 | 0 | 0 | 0 | 0 | 0 | 0 | 0 | 0 | 0 | 0 | 0 | 0 | 0 | 0 | 0 | 0 | 0 | 0 | 0 | 0
SA1 | Solar PV | 0 | 0 | 0 | 0 | 0 | 0 | 0 | 0 | 0 | 0 | 0 | 0 | 0 | 0 | 0 | 0 | 0 | 0 | 0 | 0 | 0 | 0 | 0 | 0 | 0 | 0 | 0 | 0 | 0
SA1 | Grid Battery | 0 | 0 | 0 | 0 | 0 | 0 | 0 | 0 | 0 | 0 | 0 | 0 | 0 | 0 | 0 | 0 | 0 | 0 | 0 | 0 | 0 | 0 | 0 | 0 | 0 | 0 | 0 | 0 | 0
SA1 | Pumped Hydro | 0 | 0 | 0 | 0 | 0 | 0 | 0 | 0 | 0 | 0 | 0 | 0 | 0 | 0 | 0 | 0 | 0 | 0 | 0 | 0 | 0 | 0 | 0 | 0 | 0 | 0 | 0 | 0 | 0
SA1 | VPP | 0 | 0 | 0 | 0 | 0 | 0 | 0 | 0 | 0 | 0 | 0 | 0 | 0 | 0 | 0 | 0 | 0 | 0 | 0 | 0 | 0 | 0 | 0 | 0 | 0 | 0 | 0 | 0 | 0
Total excluding storage |  | 179323.3379 | 169016.1434 | 119210.7814 | 39534.0543 | 37218.2038 | 36368.7643 | 34271.3659 | 33790.2784 | 31112.4132 | 29775.5812 | 28529.0569 | 67268.8698 | 53388.2071 | 97531.2171 | 35435.556 | 38383.2254 | 30147.3429 | 30981.8517 | 38200.6637 | 34548.2651 | 35196.6109 | 46801.1759 | 54954.8263 | 28098.3187 | 28111.2591 | 35339.1976 | 45862.763 | 56958.2512 | 53343.6873
Region | Technology | 2021-22 | 2022-23 | 2023-24 | 2024-25 | 2025-26 | 2026-27 | 2027-28 | 2028-29 | 2029-30 | 2030-31 | 2031-32 | 2032-33 | 2033-34 | 2034-35 | 2035-36 | 2036-37 | 2037-38 | 2038-39 | 2039-40 | 2040-41 | 2041-42 | 2042-43 | 2043-44 | 2044-45 | 2045-46 | 2046-47 | 2047-48 | 2048-49 | 2049-50
TAS1 | Black Coal | 0 | 0 | 0 | 0 | 0 | 0 | 0 | 0 | 0 | 0 | 0 | 0 | 0 | 0 | 0 | 0 | 0 | 0 | 0 | 0 | 0 | 0 | 0 | 0 | 0 | 0 | 0 | 0 | 0
TAS1 | Brown Coal | 0 | 0 | 0 | 0 | 0 | 0 | 0 | 0 | 0 | 0 | 0 | 0 | 0 | 0 | 0 | 0 | 0 | 0 | 0 | 0 | 0 | 0 | 0 | 0 | 0 | 0 | 0 | 0 | 0
TAS1 | CCGT | 0.00038496 | 0.00037402 | 0.00038266 | 0.00037582 | 0.00036155 | 0.00035603 | 0.00036599 | 0.00037382 | 0.00037072 | 0.00036859 | 0.00036218 | 0.00039215 | 0.00037676 | 0.00036121 | 0.00034836 | 0.00034225 | 0.00034243 | 0.00033825 | 0.00035753 | 0.00034112 | 0.00036283 | 0.00034761 | 0.00033255 | 0.00032347 | 0.00031695 | 0.00032097 | 0.00032081 | 0.00033246 | 0.00031851
TAS1 | Gas - Steam | 0 | 0 | 0 | 0 | 0 | 0 | 0 | 0 | 0 | 0 | 0 | 0 | 0 | 0 | 0 | 0 | 0 | 0 | 0 | 0 | 0 | 0 | 0 | 0 | 0 | 0 | 0 | 0 | 0
TAS1 | OCGT / Diesel | 0.00046594 | 0.0004443 | 0.00045711 | 0.00045486 | 0.00044722 | 0.00045207 | 0.00045827 | 0.00046853 | 0.00046704 | 0.00046458 | 0.00045406 | 47.1917 | 0.00047454 | 0.00045855 | 0.00044142 | 0.00043778 | 87.5863 | 0.0004359 | 12.8742 | 15.3347 | 16.502 | 22.7982 | 20.9022 | 14.6136 | 0.00032797 | 0.00033923 | 0.00035113 | 59.5307 | 38.5538
TAS1 | Hydro | 0 | 0 | 0 | 0 | 0 | 0 | 0 | 0 | 0 | 0 | 0 | 0 | 0 | 0 | 0 | 0 | 0 | 0 | 0 | 0 | 0 | 0 | 0 | 0 | 0 | 0 | 0 | 0 | 0
TAS1 | Wind | 0 | 0 | 0 | 0 | 0 | 0 | 0 | 0 | 0 | 0 | 0 | 0 | 0 | 0 | 0 | 0 | 0 | 0 | 0 | 0 | 0 | 0 | 0 | 0 | 0 | 0 | 0 | 0 | 0
TAS1 | Solar PV | 0 | 0 | 0 | 0 | 0 | 0 | 0 | 0 | 0 | 0 | 0 | 0 | 0 | 0 | 0 | 0 | 0 | 0 | 0 | 0 | 0 | 0 | 0 | 0 | 0 | 0 | 0 | 0 | 0
TAS1 | Grid Battery | 0 | 0 | 0 | 0 | 0 | 0 | 0 | 0 | 0 | 0 | 0 | 0 | 0 | 0 | 0 | 0 | 0 | 0 | 0 | 0 | 0 | 0 | 0 | 0 | 0 | 0 | 0 | 0 | 0
TAS1 | Pumped Hydro | 0 | 0 | 0 | 0 | 0 | 0 | 0 | 0 | 0 | 0 | 0 | 0 | 0 | 0 | 0 | 0 | 0 | 0 | 0 | 0 | 0 | 0 | 0 | 0 | 0 | 0 | 0 | 0 | 0
TAS1 | VPP | 0 | 0 | 0 | 0 | 0 | 0 | 0 | 0 | 0 | 0 | 0 | 0 | 0 | 0 | 0 | 0 | 0 | 0 | 0 | 0 | 0 | 0 | 0 | 0 | 0 | 0 | 0 | 0 | 0
Total excluding storage |  | 0.00085091 | 0.00081832 | 0.00083977 | 0.00083068 | 0.00080877 | 0.0008081 | 0.00082425 | 0.00084235 | 0.00083776 | 0.00083317 | 0.00081624 | 47.1921 | 0.0008513 | 0.00081975 | 0.00078978 | 0.00078003 | 87.5866 | 0.00077416 | 12.8746 | 15.335 | 16.5023 | 22.7986 | 20.9026 | 14.6139 | 0.00064492 | 0.0006602 | 0.00067194 | 59.531 | 38.5542

## Marinus_Build Cost
New generation build cost (CAPEX) by technology ($000s) - Marinus Link, High DER Scenario
CAPEX (Install) | Real June 2020 dollars discounted to 1 July 2020. The total capital costs are annualised for modelling purposes.
Explicitly modelled generation
Region | Technology | 2021-22 | 2022-23 | 2023-24 | 2024-25 | 2025-26 | 2026-27 | 2027-28 | 2028-29 | 2029-30 | 2030-31 | 2031-32 | 2032-33 | 2033-34 | 2034-35 | 2035-36 | 2036-37 | 2037-38 | 2038-39 | 2039-40 | 2040-41 | 2041-42 | 2042-43 | 2043-44 | 2044-45 | 2045-46 | 2046-47 | 2047-48 | 2048-49 | 2049-50
NEM | Black Coal | 0 | 0 | 0 | 0 | 0 | 0 | 0 | 0 | 0 | 0 | 0 | 0 | 0 | 0 | 0 | 0 | 0 | 0 | 0 | 0 | 0 | 0 | 0 | 0 | 0 | 0 | 0 | 0 | 0
NEM | Brown Coal | 0 | 0 | 0 | 0 | 0 | 0 | 0 | 0 | 0 | 0 | 0 | 0 | 0 | 0 | 0 | 0 | 0 | 0 | 0 | 0 | 0 | 0 | 0 | 0 | 0 | 0 | 0 | 0 | 0
NEM | CCGT | 0.00058456 | 0.00055778 | 0.00056127 | 0.00058804 | 0.0005611 | 0.0005354 | 0.00051225 | 0.00051404 | 0.0004905 | 0.00046803 | 0.00048142 | 0.00071538 | 0.00069012 | 0.00065851 | 0.00063003 | 0.00062191 | 0.0010329 | 0.00099426 | 0.0013561 | 0.0012904 | 0.0016709 | 0.0016666 | 0.0016003 | 0.0015329 | 0.0014945 | 0.0012451 | 0.0011913 | 0.0016158 | 0.0015251
NEM | Gas - Steam | 0 | 0 | 0 | 0 | 0 | 0 | 0 | 0 | 0 | 0 | 0 | 0 | 0 | 0 | 0 | 0 | 0 | 0 | 0 | 0 | 0 | 0 | 0 | 0 | 0 | 0 | 0 | 0 | 0
NEM | OCGT / Diesel | 0.0016487 | 0.0015731 | 0.0015051 | 0.0014322 | 0.0013666 | 0.001304 | 0.0012476 | 0.0011928 | 0.001153 | 0.0011283 | 0.0011282 | 0.0013129 | 0.0012615 | 0.001208 | 0.001161 | 0.0011819 | 0.0016237 | 0.0015591 | 15343.2188 | 14599.537 | 22821.0139 | 21775.7767 | 20834.0019 | 61433.973 | 69007.5583 | 94385.2571 | 90303.2143 | 109233.2661 | 104230.2157
NEM | Hydro | 0 | 0 | 0 | 0 | 0 | 0 | 0 | 0 | 0 | 0 | 0 | 0 | 0 | 0 | 0 | 0 | 0 | 0 | 0 | 0 | 0 | 0 | 0 | 0 | 0 | 0 | 0 | 0 | 0
NEM | Wind | 0.019218 | 90911.0996 | 188682.0219 | 282429.4864 | 413431.2056 | 486516.2528 | 597394.9534 | 685851.5828 | 970209.2031 | 936396.912 | 906021.863 | 905108.3764 | 910672.4729 | 885764.4137 | 869705.3381 | 904495.1549 | 1143627.6546 | 1124952.7797 | 1098540.1421 | 1051621.745 | 1114054.6583 | 1143357.7451 | 1142699.9632 | 1093840.1648 | 1097615.2401 | 1115163.9768 | 1107180.9713 | 1064356.3697 | 1048493.5489
NEM | Solar PV | 0.0019554 | 0.0030775 | 0.0033274 | 0.0037236 | 0.0041952 | 0.004203 | 0.0067587 | 10383.5796 | 167542.8449 | 159869.1269 | 152954.9899 | 145541.3025 | 138875.2887 | 132514.5884 | 126783.5004 | 120638.3373 | 115357.063 | 110073.5333 | 105312.9925 | 100208.5207 | 101323.4158 | 168611.4103 | 162608.0765 | 154726.5053 | 149694.4663 | 204151.467 | 197427.7592 | 219179.4607 | 220378.3878
NEM | Grid Battery | 0.0034057 | 0.003272 | 0.0031305 | 0.0029788 | 0.002872 | 0.0028839 | 0.0030476 | 0.0033004 | 0.0069017 | 0.0066745 | 0.0064709 | 0.0075515 | 0.0076061 | 0.0073027 | 0.0071482 | 0.0072337 | 0.01436 | 0.013852 | 0.015419 | 0.014671 | 0.061478 | 0.059189 | 0.056629 | 3450.1992 | 3292.1748 | 7047.9149 | 6743.1015 | 6416.2683 | 6122.3919
NEM | Pumped Hydro | 0 | 0 | 0.0049077 | 0.0051542 | 0.0050119 | 0.0049962 | 0.0050097 | 0.0051339 | 241735.9771 | 230664.1004 | 220688.1706 | 209991.4748 | 200373.5457 | 191196.1313 | 182927.141 | 174060.7105 | 243836.3817 | 232668.3034 | 222605.697 | 211816.0568 | 211732.0061 | 256096.4521 | 245020.605 | 233144.5207 | 222466.1456 | 276223.5313 | 264277.2135 | 279347.0745 | 266552.5519
NEM | VPP | 0 | 0 | 0 | 0 | 0 | 0 | 0 | 0 | 0 | 0 | 0 | 0 | 0 | 0 | 0 | 0 | 0 | 0 | 0 | 0 | 0 | 0 | 0 | 0 | 0 | 0 | 0 | 0 | 0
Total excluding storage |  | 0.023407 | 90911.1048 | 188682.0273 | 282429.4921 | 413431.2117 | 486516.2588 | 597394.9619 | 696235.1641 | 1137752.0497 | 1096266.0405 | 1058976.8545 | 1050649.6808 | 1049547.7635 | 1018279.004 | 996488.8402 | 1025133.4939 | 1258984.7202 | 1235026.3156 | 1219196.3547 | 1166429.804 | 1238199.0896 | 1333744.9338 | 1326142.0432 | 1310000.6447 | 1316317.2662 | 1413700.7021 | 1394911.946 | 1392769.0981 | 1373102.1539
Region | Technology | 2021-22 | 2022-23 | 2023-24 | 2024-25 | 2025-26 | 2026-27 | 2027-28 | 2028-29 | 2029-30 | 2030-31 | 2031-32 | 2032-33 | 2033-34 | 2034-35 | 2035-36 | 2036-37 | 2037-38 | 2038-39 | 2039-40 | 2040-41 | 2041-42 | 2042-43 | 2043-44 | 2044-45 | 2045-46 | 2046-47 | 2047-48 | 2048-49 | 2049-50
NSW1 | Black Coal | 0 | 0 | 0 | 0 | 0 | 0 | 0 | 0 | 0 | 0 | 0 | 0 | 0 | 0 | 0 | 0 | 0 | 0 | 0 | 0 | 0 | 0 | 0 | 0 | 0 | 0 | 0 | 0 | 0
NSW1 | Brown Coal | 0 | 0 | 0 | 0 | 0 | 0 | 0 | 0 | 0 | 0 | 0 | 0 | 0 | 0 | 0 | 0 | 0 | 0 | 0 | 0 | 0 | 0 | 0 | 0 | 0 | 0 | 0 | 0 | 0
NSW1 | CCGT | 0.00012162 | 0.00011605 | 0.00011103 | 0.0001203 | 0.00011479 | 0.00010954 | 0.0001048 | 9.972e-05 | 9.5152e-05 | 9.0794e-05 | 9.5405e-05 | 0.00016101 | 0.00015363 | 0.0001466 | 0.00014026 | 0.00014223 | 0.00033535 | 0.00031999 | 0.00045826 | 0.00043605 | 0.00058227 | 0.0005556 | 0.00053157 | 0.00050581 | 0.00048264 | 0.0004229 | 0.00040461 | 0.00052143 | 0.00049301
NSW1 | Gas - Steam | 0 | 0 | 0 | 0 | 0 | 0 | 0 | 0 | 0 | 0 | 0 | 0 | 0 | 0 | 0 | 0 | 0 | 0 | 0 | 0 | 0 | 0 | 0 | 0 | 0 | 0 | 0 | 0 | 0
NSW1 | OCGT / Diesel | 0.00032851 | 0.00031346 | 0.0002999 | 0.00028537 | 0.0002723 | 0.00025982 | 0.00024859 | 0.00023654 | 0.0002257 | 0.00022096 | 0.00021763 | 0.00027015 | 0.00025778 | 0.00024597 | 0.00023533 | 0.00023754 | 0.00048966 | 0.00046724 | 6666.9045 | 6343.7614 | 11416.7884 | 10893.8821 | 10422.7355 | 39118.1144 | 37326.445 | 35616.8367 | 34076.4537 | 48923.0167 | 46682.2679
NSW1 | Hydro | 0 | 0 | 0 | 0 | 0 | 0 | 0 | 0 | 0 | 0 | 0 | 0 | 0 | 0 | 0 | 0 | 0 | 0 | 0 | 0 | 0 | 0 | 0 | 0 | 0 | 0 | 0 | 0 | 0
NSW1 | Wind | 0.0034252 | 90911.0843 | 173256.1836 | 246311.8557 | 314919.9281 | 379360.7286 | 438043.0567 | 471626.543 | 702669.633 | 670486.2908 | 641488.6081 | 610395.8222 | 582438.7614 | 555762.1767 | 531726.1666 | 505953.5376 | 488200.7259 | 465840.3915 | 446791.0405 | 425135.1953 | 496926.9683 | 481871.1054 | 461030.7906 | 438684.7481 | 434052.4299 | 414172.165 | 377811.5219 | 344926.0712 | 303919.7095
NSW1 | Solar PV | 0.00043217 | 0.0010299 | 0.0010394 | 0.0011918 | 0.0017793 | 0.0018828 | 0.003959 | 10383.5768 | 167542.8414 | 159869.1234 | 152954.9864 | 145541.298 | 138875.2843 | 132514.5842 | 126783.4963 | 120638.3332 | 115112.9133 | 109840.5661 | 105090.1008 | 99996.4109 | 95416.4226 | 123593.2092 | 118247.9596 | 112516.5117 | 107363.0837 | 134406.5399 | 130699.2113 | 124364.2546 | 127786.3365
NSW1 | Grid Battery | 0.0011071 | 0.0010788 | 0.0010321 | 0.00098208 | 0.0009371 | 0.00094463 | 0.00098963 | 0.0010393 | 0.0038916 | 0.0037328 | 0.0035891 | 0.0036676 | 0.0034996 | 0.0033393 | 0.0032387 | 0.0031778 | 0.0033603 | 0.0032064 | 0.0036874 | 0.0035087 | 0.0046777 | 0.0044547 | 0.004262 | 0.0041032 | 0.0039152 | 0.0037162 | 0.0035219 | 0.004715 | 0.0033643
NSW1 | Pumped Hydro | 0 | 0 | 0.0013505 | 0.0014527 | 0.0013862 | 0.0013684 | 0.0013895 | 0.0014225 | 241735.9734 | 230664.0967 | 220688.1667 | 209991.469 | 200373.5391 | 191196.125 | 182927.1348 | 174060.7043 | 166088.4586 | 158481.3536 | 151627.2366 | 144277.9039 | 137669.7562 | 131364.2711 | 125682.9328 | 119591.1138 | 114113.6581 | 108887.0783 | 104177.8501 | 99128.3769 | 94588.1459
NSW1 | VPP | 0 | 0 | 0 | 0 | 0 | 0 | 0 | 0 | 0 | 0 | 0 | 0 | 0 | 0 | 0 | 0 | 0 | 0 | 0 | 0 | 0 | 0 | 0 | 0 | 0 | 0 | 0 | 0 | 0
Total excluding storage |  | 0.0043075 | 90911.0858 | 173256.185 | 246311.8573 | 314919.9303 | 379360.7309 | 438043.0611 | 482010.1201 | 870212.4748 | 830355.4145 | 794443.5948 | 755937.1205 | 721314.046 | 688276.7612 | 658509.6632 | 626591.8712 | 603313.6401 | 575680.9584 | 558548.0463 | 531475.368 | 603760.1799 | 616358.1973 | 589701.4861 | 590319.3747 | 578741.9591 | 584195.542 | 542587.1873 | 518213.3431 | 478388.3143
Region | Technology | 2021-22 | 2022-23 | 2023-24 | 2024-25 | 2025-26 | 2026-27 | 2027-28 | 2028-29 | 2029-30 | 2030-31 | 2031-32 | 2032-33 | 2033-34 | 2034-35 | 2035-36 | 2036-37 | 2037-38 | 2038-39 | 2039-40 | 2040-41 | 2041-42 | 2042-43 | 2043-44 | 2044-45 | 2045-46 | 2046-47 | 2047-48 | 2048-49 | 2049-50
QLD1 | Black Coal | 0 | 0 | 0 | 0 | 0 | 0 | 0 | 0 | 0 | 0 | 0 | 0 | 0 | 0 | 0 | 0 | 0 | 0 | 0 | 0 | 0 | 0 | 0 | 0 | 0 | 0 | 0 | 0 | 0
QLD1 | Brown Coal | 0 | 0 | 0 | 0 | 0 | 0 | 0 | 0 | 0 | 0 | 0 | 0 | 0 | 0 | 0 | 0 | 0 | 0 | 0 | 0 | 0 | 0 | 0 | 0 | 0 | 0 | 0 | 0 | 0
QLD1 | CCGT | 0.00013431 | 0.00012816 | 0.00012262 | 0.00013992 | 0.00013351 | 0.0001274 | 0.00012189 | 0.0001317 | 0.00012567 | 0.00011991 | 0.00013107 | 0.00018227 | 0.00018143 | 0.00017312 | 0.00016563 | 0.00017124 | 0.00029133 | 0.00027799 | 0.00038391 | 0.0003653 | 0.00043251 | 0.00048487 | 0.0004639 | 0.00044142 | 0.00045304 | 0.00039072 | 0.00037382 | 0.0003557 | 0.00033222
QLD1 | Gas - Steam | 0 | 0 | 0 | 0 | 0 | 0 | 0 | 0 | 0 | 0 | 0 | 0 | 0 | 0 | 0 | 0 | 0 | 0 | 0 | 0 | 0 | 0 | 0 | 0 | 0 | 0 | 0 | 0 | 0
QLD1 | OCGT / Diesel | 0.00033335 | 0.00031808 | 0.00030432 | 0.00028957 | 0.00027631 | 0.00026365 | 0.00025225 | 0.00024567 | 0.00023442 | 0.00022963 | 0.00023722 | 0.00026858 | 0.00026058 | 0.00024864 | 0.00023789 | 0.00025141 | 0.00035297 | 0.0003368 | 8676.3129 | 8255.7743 | 7877.6472 | 7516.839 | 7191.7453 | 6843.1632 | 16917.091 | 44680.6131 | 42748.2332 | 44825.2451 | 42772.1804
QLD1 | Hydro | 0 | 0 | 0 | 0 | 0 | 0 | 0 | 0 | 0 | 0 | 0 | 0 | 0 | 0 | 0 | 0 | 0 | 0 | 0 | 0 | 0 | 0 | 0 | 0 | 0 | 0 | 0 | 0 | 0
QLD1 | Wind | 0.0065672 | 0.0064118 | 0.0063862 | 6868.2317 | 56773.3234 | 54173.0185 | 96133.8807 | 142214.2841 | 187567.0459 | 178976.1887 | 171235.6953 | 162935.9458 | 156335.5827 | 157465.669 | 150655.4783 | 187830.4051 | 300781.7778 | 287005.5131 | 274592.8882 | 261283.4423 | 268651.4394 | 314483.707 | 300882.6852 | 292825.5443 | 294585.1655 | 305940.5805 | 292709.038 | 278521.507 | 309322.6262
QLD1 | Solar PV | 0.00064543 | 0.00090781 | 0.00097155 | 0.0010401 | 0.00099251 | 0.00094705 | 0.0013199 | 0.001256 | 0.0019754 | 0.001885 | 0.0018034 | 0.001716 | 0.0016431 | 0.0015678 | 0.0015 | 0.0014273 | 244.1454 | 232.9631 | 222.8878 | 212.1059 | 5906.9895 | 45018.1968 | 43071.2168 | 40983.5661 | 39106.4562 | 66667.7069 | 63784.4129 | 60692.799 | 57912.9761
QLD1 | Grid Battery | 0.00056434 | 0.0005385 | 0.00051521 | 0.00049024 | 0.0004811 | 0.00045906 | 0.00054164 | 0.00065881 | 0.00080385 | 0.00078669 | 0.00078079 | 0.0011309 | 0.0014796 | 0.0014118 | 0.0013507 | 0.0012853 | 0.0080819 | 0.0077117 | 0.0073782 | 0.0070206 | 0.041125 | 0.039776 | 0.038056 | 1701.4781 | 1623.5478 | 5455.7136 | 5219.7608 | 4966.7603 | 4739.2751
QLD1 | Pumped Hydro | 0 | 0 | 0.00067485 | 0.00079986 | 0.00076322 | 0.00076143 | 0.00076467 | 0.00085187 | 0.00081285 | 0.00081961 | 0.00086811 | 0.001817 | 0.0027964 | 0.0026683 | 0.0025529 | 0.0024292 | 77747.9186 | 74186.9452 | 70978.4538 | 67538.1466 | 74062.2331 | 124732.165 | 119337.6568 | 113553.3917 | 108352.4729 | 167336.4391 | 160099.3501 | 152339.3762 | 145362.0002
QLD1 | VPP | 0 | 0 | 0 | 0 | 0 | 0 | 0 | 0 | 0 | 0 | 0 | 0 | 0 | 0 | 0 | 0 | 0 | 0 | 0 | 0 | 0 | 0 | 0 | 0 | 0 | 0 | 0 | 0 | 0
Total excluding storage |  | 0.0076803 | 0.0077658 | 0.0077847 | 6868.2331 | 56773.3248 | 54173.0198 | 96133.8824 | 142214.2857 | 187567.0482 | 178976.191 | 171235.6975 | 162935.948 | 156335.5848 | 157465.671 | 150655.4802 | 187830.407 | 301025.9238 | 287238.4768 | 283492.0893 | 269751.3229 | 282436.0765 | 367018.7433 | 351145.6477 | 340652.2741 | 350608.7132 | 417288.9009 | 399241.6845 | 384039.5514 | 410007.783
Region | Technology | 2021-22 | 2022-23 | 2023-24 | 2024-25 | 2025-26 | 2026-27 | 2027-28 | 2028-29 | 2029-30 | 2030-31 | 2031-32 | 2032-33 | 2033-34 | 2034-35 | 2035-36 | 2036-37 | 2037-38 | 2038-39 | 2039-40 | 2040-41 | 2041-42 | 2042-43 | 2043-44 | 2044-45 | 2045-46 | 2046-47 | 2047-48 | 2048-49 | 2049-50
VIC1 | Black Coal | 0 | 0 | 0 | 0 | 0 | 0 | 0 | 0 | 0 | 0 | 0 | 0 | 0 | 0 | 0 | 0 | 0 | 0 | 0 | 0 | 0 | 0 | 0 | 0 | 0 | 0 | 0 | 0 | 0
VIC1 | Brown Coal | 0 | 0 | 0 | 0 | 0 | 0 | 0 | 0 | 0 | 0 | 0 | 0 | 0 | 0 | 0 | 0 | 0 | 0 | 0 | 0 | 0 | 0 | 0 | 0 | 0 | 0 | 0 | 0 | 0
VIC1 | CCGT | 0.00011421 | 0.00010898 | 0.00010427 | 0.00011529 | 0.00011001 | 0.00010497 | 0.00010043 | 9.5562e-05 | 9.1185e-05 | 8.7009e-05 | 8.3246e-05 | 0.00013184 | 0.0001258 | 0.00012004 | 0.00011485 | 0.00010928 | 0.00015073 | 0.00015245 | 0.00022132 | 0.00021059 | 0.00023442 | 0.00022368 | 0.00021401 | 0.00021374 | 0.00020395 | 0.00015926 | 0.00015237 | 0.00041199 | 0.00038815
VIC1 | Gas - Steam | 0 | 0 | 0 | 0 | 0 | 0 | 0 | 0 | 0 | 0 | 0 | 0 | 0 | 0 | 0 | 0 | 0 | 0 | 0 | 0 | 0 | 0 | 0 | 0 | 0 | 0 | 0 | 0 | 0
VIC1 | OCGT / Diesel | 0.00033025 | 0.00031513 | 0.0003015 | 0.00028688 | 0.00027374 | 0.00026121 | 0.00024991 | 0.0002378 | 0.00023178 | 0.00022662 | 0.00022286 | 0.00026707 | 0.00025484 | 0.00024316 | 0.00023265 | 0.00023202 | 0.000252 | 0.00024046 | 0.00039916 | 0.00037981 | 0.00065506 | 0.00062505 | 0.00059802 | 0.0015851 | 0.0015125 | 0.001341 | 0.001283 | 2659.7786 | 2537.9567
VIC1 | Hydro | 0 | 0 | 0 | 0 | 0 | 0 | 0 | 0 | 0 | 0 | 0 | 0 | 0 | 0 | 0 | 0 | 0 | 0 | 0 | 0 | 0 | 0 | 0 | 0 | 0 | 0 | 0 | 0 | 0
VIC1 | Wind | 0.0023032 | 0.0022139 | 0.0022068 | 0.0026388 | 0.0025179 | 0.0024026 | 0.0024226 | 0.0026245 | 0.0025043 | 0.0024451 | 0.0025516 | 2693.0092 | 39668.5465 | 37851.668 | 36214.6314 | 41664.3832 | 132552.3765 | 133140.081 | 127381.944 | 121207.7749 | 115656.2753 | 124846.467 | 168238.0059 | 160083.5535 | 169494.2601 | 204574.3927 | 254421.4543 | 258413.646 | 265624.1419
VIC1 | Solar PV | 0.00018207 | 0.00020332 | 0.00020946 | 0.00035675 | 0.00034041 | 0.00032482 | 0.00036136 | 0.00037395 | 0.00037385 | 0.00039266 | 0.00042677 | 0.00067288 | 0.00065728 | 0.00062718 | 0.00060005 | 0.00063044 | 0.0011904 | 0.0011359 | 0.0010868 | 0.0010341 | 0.00098671 | 0.0013829 | 0.0013231 | 0.001259 | 0.0013771 | 0.0019126 | 0.0024616 | 31320.976 | 29886.4275
VIC1 | Grid Battery | 0.00057409 | 0.00054779 | 0.0005241 | 0.0004987 | 0.00047586 | 0.00048936 | 0.00049445 | 0.00051873 | 0.00072714 | 0.00070844 | 0.00069515 | 0.00095263 | 0.00090899 | 0.00086736 | 0.00086489 | 0.0009386 | 0.00096777 | 0.001012 | 0.0014968 | 0.0014243 | 0.0028021 | 0.0026738 | 0.0025581 | 0.0024341 | 0.0023227 | 0.0022025 | 0.0020969 | 0.003712 | 0.0034512
VIC1 | Pumped Hydro | 0 | 0 | 0.000757 | 0.00082839 | 0.00079045 | 0.00080319 | 0.00076845 | 0.0007663 | 0.00076338 | 0.00075099 | 0.00077947 | 0.0012868 | 0.0012279 | 0.0011716 | 0.001121 | 0.0012297 | 0.0016039 | 0.0017754 | 0.0029451 | 0.0028024 | 0.012411 | 0.011842 | 0.01133 | 0.010781 | 0.010287 | 0.0098161 | 0.0093916 | 27879.3173 | 26602.402
VIC1 | VPP | 0 | 0 | 0 | 0 | 0 | 0 | 0 | 0 | 0 | 0 | 0 | 0 | 0 | 0 | 0 | 0 | 0 | 0 | 0 | 0 | 0 | 0 | 0 | 0 | 0 | 0 | 0 | 0 | 0
Total excluding storage |  | 0.0029298 | 0.0028414 | 0.002822 | 0.0033977 | 0.0032421 | 0.0030936 | 0.0031343 | 0.0033319 | 0.0032012 | 0.0031513 | 0.0032845 | 2693.0102 | 39668.5475 | 37851.669 | 36214.6323 | 41664.3842 | 132552.3781 | 133140.0825 | 127381.9457 | 121207.7765 | 115656.2772 | 124846.4693 | 168238.0081 | 160083.5566 | 169494.2632 | 204574.3961 | 254421.4582 | 292394.401 | 298048.5265
Region | Technology | 2021-22 | 2022-23 | 2023-24 | 2024-25 | 2025-26 | 2026-27 | 2027-28 | 2028-29 | 2029-30 | 2030-31 | 2031-32 | 2032-33 | 2033-34 | 2034-35 | 2035-36 | 2036-37 | 2037-38 | 2038-39 | 2039-40 | 2040-41 | 2041-42 | 2042-43 | 2043-44 | 2044-45 | 2045-46 | 2046-47 | 2047-48 | 2048-49 | 2049-50
SA1 | Black Coal | 0 | 0 | 0 | 0 | 0 | 0 | 0 | 0 | 0 | 0 | 0 | 0 | 0 | 0 | 0 | 0 | 0 | 0 | 0 | 0 | 0 | 0 | 0 | 0 | 0 | 0 | 0 | 0 | 0
SA1 | Brown Coal | 0 | 0 | 0 | 0 | 0 | 0 | 0 | 0 | 0 | 0 | 0 | 0 | 0 | 0 | 0 | 0 | 0 | 0 | 0 | 0 | 0 | 0 | 0 | 0 | 0 | 0 | 0 | 0 | 0
SA1 | CCGT | 0.00011246 | 0.00010731 | 0.00013028 | 0.00012397 | 0.00011829 | 0.00011287 | 0.00010799 | 0.00011365 | 0.00010845 | 0.00010348 | 0.00010775 | 0.00017026 | 0.00016247 | 0.00015502 | 0.00014832 | 0.00014113 | 0.00020018 | 0.00019101 | 0.00023443 | 0.00022307 | 0.0003608 | 0.00034428 | 0.00033525 | 0.000319 | 0.00030439 | 0.00025564 | 0.00024458 | 0.0003059 | 0.00029189
SA1 | Gas - Steam | 0 | 0 | 0 | 0 | 0 | 0 | 0 | 0 | 0 | 0 | 0 | 0 | 0 | 0 | 0 | 0 | 0 | 0 | 0 | 0 | 0 | 0 | 0 | 0 | 0 | 0 | 0 | 0 | 0
SA1 | OCGT / Diesel | 0.00033103 | 0.00031587 | 0.00030221 | 0.00028756 | 0.00027439 | 0.00026182 | 0.0002505 | 0.00023836 | 0.00023223 | 0.00022726 | 0.00023077 | 0.00028188 | 0.00026897 | 0.00025665 | 0.00024555 | 0.00025002 | 0.00031403 | 0.00029965 | 0.00063307 | 0.00060239 | 3526.5773 | 3365.0546 | 3219.5203 | 15472.6935 | 14764.0205 | 14087.8058 | 13478.526 | 12825.2254 | 12237.8105
SA1 | Hydro | 0 | 0 | 0 | 0 | 0 | 0 | 0 | 0 | 0 | 0 | 0 | 0 | 0 | 0 | 0 | 0 | 0 | 0 | 0 | 0 | 0 | 0 | 0 | 0 | 0 | 0 | 0 | 0 | 0
SA1 | Wind | 0.0042915 | 0.0040949 | 0.0049158 | 0.0046924 | 0.0044775 | 0.0042724 | 0.0041877 | 0.0046286 | 0.0044166 | 0.0043824 | 0.0045845 | 30712.7305 | 29306.0406 | 27963.7792 | 40951.8311 | 56650.2747 | 107657.4555 | 122949.9853 | 132060.0392 | 125659.1237 | 119903.7455 | 114411.9717 | 109463.8004 | 104158.1255 | 105887.7802 | 101168.0566 | 96792.6668 | 105951.0557 | 101098.3356
SA1 | Solar PV | 0.00061692 | 0.00082991 | 0.00096024 | 0.00097799 | 0.0009332 | 0.00089046 | 0.00096729 | 0.0010157 | 0.00099211 | 0.0010394 | 0.0011742 | 0.0019245 | 0.0019283 | 0.0018565 | 0.0017762 | 0.0018076 | 0.0028097 | 0.0026845 | 0.0025684 | 0.0024466 | 0.0023345 | 0.0025477 | 1288.8985 | 1226.4259 | 3224.9247 | 3077.218 | 2944.1322 | 2801.4309 | 4792.6476
SA1 | Grid Battery | 0.00060597 | 0.00057821 | 0.00055321 | 0.00052639 | 0.00050228 | 0.0005249 | 0.00053557 | 0.00056015 | 0.00079108 | 0.00075485 | 0.00073254 | 0.0010452 | 0.00099734 | 0.00095166 | 0.00095871 | 0.0010927 | 0.0011833 | 0.0011752 | 0.0018675 | 0.001777 | 0.011958 | 0.01141 | 0.010916 | 1748.7138 | 1668.62 | 1592.1947 | 1523.3342 | 1449.4986 | 1383.1093
SA1 | Pumped Hydro | 0 | 0 | 0.00086362 | 0.00082176 | 0.00078413 | 0.00074821 | 0.00071585 | 0.00072823 | 0.00071573 | 0.00072316 | 0.00073491 | 0.00098985 | 0.00094451 | 0.00090125 | 0.00091815 | 0.0009978 | 0.0011271 | 0.0011578 | 0.0012416 | 0.0011814 | 0.0021464 | 0.0020481 | 0.0019595 | 0.002502 | 0.0023874 | 0.002278 | 0.0021795 | 0.0020739 | 0.0019789
SA1 | VPP | 0 | 0 | 0 | 0 | 0 | 0 | 0 | 0 | 0 | 0 | 0 | 0 | 0 | 0 | 0 | 0 | 0 | 0 | 0 | 0 | 0 | 0 | 0 | 0 | 0 | 0 | 0 | 0 | 0
Total excluding storage |  | 0.0053519 | 0.005348 | 0.0063085 | 0.0060819 | 0.0058034 | 0.0055376 | 0.0055134 | 0.0059962 | 0.0057494 | 0.0057525 | 0.0060972 | 30712.7329 | 29306.0429 | 27963.7815 | 40951.8333 | 56650.2769 | 107657.4588 | 122949.9885 | 132060.0427 | 125659.1269 | 123430.3255 | 117777.0293 | 113972.2195 | 120857.2452 | 123876.7258 | 118333.0807 | 113215.3253 | 121577.7123 | 118128.7939
Region | Technology | 2021-22 | 2022-23 | 2023-24 | 2024-25 | 2025-26 | 2026-27 | 2027-28 | 2028-29 | 2029-30 | 2030-31 | 2031-32 | 2032-33 | 2033-34 | 2034-35 | 2035-36 | 2036-37 | 2037-38 | 2038-39 | 2039-40 | 2040-41 | 2041-42 | 2042-43 | 2043-44 | 2044-45 | 2045-46 | 2046-47 | 2047-48 | 2048-49 | 2049-50
TAS1 | Black Coal | 0 | 0 | 0 | 0 | 0 | 0 | 0 | 0 | 0 | 0 | 0 | 0 | 0 | 0 | 0 | 0 | 0 | 0 | 0 | 0 | 0 | 0 | 0 | 0 | 0 | 0 | 0 | 0 | 0
TAS1 | Brown Coal | 0 | 0 | 0 | 0 | 0 | 0 | 0 | 0 | 0 | 0 | 0 | 0 | 0 | 0 | 0 | 0 | 0 | 0 | 0 | 0 | 0 | 0 | 0 | 0 | 0 | 0 | 0 | 0 | 0
TAS1 | CCGT | 0.00010195 | 9.7277e-05 | 9.307e-05 | 8.8559e-05 | 8.4503e-05 | 8.0632e-05 | 7.7145e-05 | 7.3406e-05 | 7.0044e-05 | 6.6836e-05 | 6.3945e-05 | 6.9992e-05 | 6.6786e-05 | 6.3727e-05 | 6.0971e-05 | 5.8016e-05 | 5.5359e-05 | 5.2823e-05 | 5.8205e-05 | 5.5384e-05 | 6.0908e-05 | 5.8119e-05 | 5.5605e-05 | 5.291e-05 | 5.0487e-05 | 1.6624e-05 | 1.5905e-05 | 2.0823e-05 | 1.9869e-05
TAS1 | Gas - Steam | 0 | 0 | 0 | 0 | 0 | 0 | 0 | 0 | 0 | 0 | 0 | 0 | 0 | 0 | 0 | 0 | 0 | 0 | 0 | 0 | 0 | 0 | 0 | 0 | 0 | 0 | 0 | 0 | 0
TAS1 | OCGT / Diesel | 0.00032552 | 0.00031061 | 0.00029718 | 0.00028278 | 0.00026982 | 0.00025747 | 0.00024633 | 0.00023439 | 0.00022888 | 0.00022387 | 0.0002197 | 0.00022518 | 0.00021933 | 0.00021358 | 0.00020959 | 0.00021088 | 0.00021505 | 0.00021498 | 0.0003052 | 0.0002904 | 0.00030063 | 0.00028686 | 0.00027445 | 0.00026115 | 0.00024919 | 0.00013703 | 0.00013626 | 0.00016755 | 0.00015988
TAS1 | Hydro | 0 | 0 | 0 | 0 | 0 | 0 | 0 | 0 | 0 | 0 | 0 | 0 | 0 | 0 | 0 | 0 | 0 | 0 | 0 | 0 | 0 | 0 | 0 | 0 | 0 | 0 | 0 | 0 | 0
TAS1 | Wind | 0.0026312 | 0.0025107 | 15425.8248 | 29249.3917 | 41737.9471 | 52982.499 | 63218.0093 | 72010.7484 | 79972.5173 | 86934.4257 | 93297.5524 | 98370.8687 | 102923.5417 | 106721.1208 | 110157.2307 | 112396.5543 | 114435.3189 | 116016.8088 | 117714.2302 | 118336.2088 | 112916.2297 | 107744.494 | 103084.6811 | 98088.1934 | 93595.6044 | 89308.782 | 85446.2903 | 76544.0898 | 68528.7357
TAS1 | Solar PV | 7.8795e-05 | 0.00010658 | 0.00014681 | 0.0001569 | 0.00014971 | 0.00015795 | 0.00015112 | 0.00014379 | 0.00016286 | 0.0001663 | 0.00018529 | 0.00018179 | 0.00021406 | 0.00020425 | 0.00020673 | 0.00020031 | 0.00024566 | 0.00026183 | 0.00026552 | 0.00041646 | 0.00039739 | 0.00037919 | 0.00036279 | 0.0003452 | 0.00032939 | 0.00028992 | 0.00026764 | 0.00024083 | 0.00022447
TAS1 | Grid Battery | 0.00055417 | 0.00052879 | 0.00050592 | 0.0004814 | 0.00047564 | 0.00046594 | 0.00048633 | 0.00052336 | 0.000688 | 0.00069181 | 0.00067338 | 0.00075514 | 0.00072056 | 0.00073255 | 0.00073518 | 0.00073939 | 0.00076627 | 0.00074709 | 0.00098856 | 0.00094065 | 0.00091578 | 0.00087384 | 0.00083604 | 0.00079552 | 0.00075271 | 0.00076146 | 0.00074445 | 0.00087467 | 0.0007608
TAS1 | Pumped Hydro | 0 | 0 | 0.0012618 | 0.0012515 | 0.0012879 | 0.0013149 | 0.0013712 | 0.001365 | 0.0014304 | 0.0014712 | 0.0014484 | 0.0017298 | 0.0016842 | 0.0016071 | 0.0015766 | 0.0015967 | 0.0017333 | 0.0017002 | 0.0024324 | 0.0023145 | 0.0022588 | 0.0021553 | 0.0020621 | 0.0019622 | 0.0018723 | 0.0017865 | 0.0017093 | 0.001921 | 0.001833
TAS1 | VPP | 0 | 0 | 0 | 0 | 0 | 0 | 0 | 0 | 0 | 0 | 0 | 0 | 0 | 0 | 0 | 0 | 0 | 0 | 0 | 0 | 0 | 0 | 0 | 0 | 0 | 0 | 0 | 0 | 0
Total excluding storage |  | 0.0031375 | 0.0030252 | 15425.8253 | 29249.3923 | 41737.9476 | 52982.4995 | 63218.0098 | 72010.7489 | 79972.5178 | 86934.4261 | 93297.5529 | 98370.8692 | 102923.5422 | 106721.1212 | 110157.2312 | 112396.5547 | 114435.3194 | 116016.8093 | 117714.2308 | 118336.2096 | 112916.2305 | 107744.4947 | 103084.6818 | 98088.1941 | 93595.605 | 89308.7824 | 85446.2907 | 76544.0902 | 68528.7361

## Marinus_REHAB Cost
Rehabilition cost by technology ($000s) - Marinus Link, High DER Scenario
REHAB | Real June 2020 dollars discounted to 1 July 2020
Explicitly modelled generation
Region | Technology | 2021-22 | 2022-23 | 2023-24 | 2024-25 | 2025-26 | 2026-27 | 2027-28 | 2028-29 | 2029-30 | 2030-31 | 2031-32 | 2032-33 | 2033-34 | 2034-35 | 2035-36 | 2036-37 | 2037-38 | 2038-39 | 2039-40 | 2040-41 | 2041-42 | 2042-43 | 2043-44 | 2044-45 | 2045-46 | 2046-47 | 2047-48 | 2048-49 | 2049-50
NEM | Black Coal | 0 | 0 | 0 | 116268.0092 | 103927.038 | 11403.8042 | 11938.4421 | 0 | 20459.6414 | 0 | 0 | 0 | 0 | 0 | 0 | 0 | 0 | 0 | 0 | 0 | 0 | 0 | 0 | 0 | 0 | 0 | 0 | 0 | 0
NEM | Brown Coal | 0 | 0 | 0 | 38123.0517 | 0 | 4277.8614 | 0 | 0 | 286.2552 | 0.022241 | 0 | 0 | 0 | 0 | 0 | 0 | 0 | 0 | 0 | 0 | 0 | 0 | 0 | 0 | 0 | 0 | 0 | 0 | 0
NEM | CCGT | 0 | 0 | 0 | 0 | 0 | 0 | 0 | 0 | 0 | 0 | 0 | 0 | 0 | 0 | 0 | 0 | 0 | 0 | 0 | 0 | 0 | 0 | 0 | 0 | 0 | 0 | 0 | 0 | 0
NEM | Gas - Steam | 0 | 0 | 0 | 0 | 0 | 0 | 0 | 0 | 0 | 0 | 0 | 0 | 0 | 0 | 0 | 0 | 0 | 0 | 0 | 0 | 0 | 0 | 0 | 0 | 0 | 0 | 0 | 0 | 0
NEM | OCGT / Diesel | 0 | 0 | 0 | 0 | 0 | 0 | 0 | 0 | 0 | 0 | 0 | 0 | 0 | 0 | 0 | 0 | 0 | 0 | 0 | 0 | 0 | 0 | 0 | 0 | 0 | 0 | 0 | 0 | 0
NEM | Hydro | 0 | 0 | 0 | 0 | 0 | 0 | 0 | 0 | 0 | 0 | 0 | 0 | 0 | 0 | 0 | 0 | 0 | 0 | 0 | 0 | 0 | 0 | 0 | 0 | 0 | 0 | 0 | 0 | 0
NEM | Wind | 0 | 0 | 0 | 0 | 0 | 0 | 0 | 0 | 0 | 0 | 0 | 0 | 0 | 0 | 0 | 0 | 0 | 0 | 0 | 0 | 0 | 0 | 0 | 0 | 0 | 0 | 0 | 0 | 0
NEM | Solar PV | 0 | 0 | 0 | 0 | 0 | 0 | 0 | 0 | 0 | 0 | 0 | 0 | 0 | 0 | 0 | 0 | 0 | 0 | 0 | 0 | 0 | 0 | 0 | 0 | 0 | 0 | 0 | 0 | 0
NEM | Grid Battery | 0 | 0 | 0 | 0 | 0 | 0 | 0 | 0 | 0 | 0 | 0 | 0 | 0 | 0 | 0 | 0 | 0 | 0 | 0 | 0 | 0 | 0 | 0 | 0 | 0 | 0 | 0 | 0 | 0
NEM | Pumped Hydro | 0 | 0 | 0 | 0 | 0 | 0 | 0 | 0 | 0 | 0 | 0 | 0 | 0 | 0 | 0 | 0 | 0 | 0 | 0 | 0 | 0 | 0 | 0 | 0 | 0 | 0 | 0 | 0 | 0
NEM | VPP | 0 | 0 | 0 | 0 | 0 | 0 | 0 | 0 | 0 | 0 | 0 | 0 | 0 | 0 | 0 | 0 | 0 | 0 | 0 | 0 | 0 | 0 | 0 | 0 | 0 | 0 | 0 | 0 | 0
Total excluding storage |  | 0 | 0 | 0 | 154391.0609 | 103927.038 | 15681.6656 | 11938.4421 | 0 | 20745.8966 | 0.022241 | 0 | 0 | 0 | 0 | 0 | 0 | 0 | 0 | 0 | 0 | 0 | 0 | 0 | 0 | 0 | 0 | 0 | 0 | 0
Region | Technology | 2021-22 | 2022-23 | 2023-24 | 2024-25 | 2025-26 | 2026-27 | 2027-28 | 2028-29 | 2029-30 | 2030-31 | 2031-32 | 2032-33 | 2033-34 | 2034-35 | 2035-36 | 2036-37 | 2037-38 | 2038-39 | 2039-40 | 2040-41 | 2041-42 | 2042-43 | 2043-44 | 2044-45 | 2045-46 | 2046-47 | 2047-48 | 2048-49 | 2049-50
NSW1 | Black Coal | 0 | 0 | 0 | 25345.8268 | 103927.0305 | 7953.2939 | 11938.4421 | 0 | 20459.6414 | 0 | 0 | 0 | 0 | 0 | 0 | 0 | 0 | 0 | 0 | 0 | 0 | 0 | 0 | 0 | 0 | 0 | 0 | 0 | 0
NSW1 | Brown Coal | 0 | 0 | 0 | 0 | 0 | 0 | 0 | 0 | 0 | 0 | 0 | 0 | 0 | 0 | 0 | 0 | 0 | 0 | 0 | 0 | 0 | 0 | 0 | 0 | 0 | 0 | 0 | 0 | 0
NSW1 | CCGT | 0 | 0 | 0 | 0 | 0 | 0 | 0 | 0 | 0 | 0 | 0 | 0 | 0 | 0 | 0 | 0 | 0 | 0 | 0 | 0 | 0 | 0 | 0 | 0 | 0 | 0 | 0 | 0 | 0
NSW1 | Gas - Steam | 0 | 0 | 0 | 0 | 0 | 0 | 0 | 0 | 0 | 0 | 0 | 0 | 0 | 0 | 0 | 0 | 0 | 0 | 0 | 0 | 0 | 0 | 0 | 0 | 0 | 0 | 0 | 0 | 0
NSW1 | OCGT / Diesel | 0 | 0 | 0 | 0 | 0 | 0 | 0 | 0 | 0 | 0 | 0 | 0 | 0 | 0 | 0 | 0 | 0 | 0 | 0 | 0 | 0 | 0 | 0 | 0 | 0 | 0 | 0 | 0 | 0
NSW1 | Hydro | 0 | 0 | 0 | 0 | 0 | 0 | 0 | 0 | 0 | 0 | 0 | 0 | 0 | 0 | 0 | 0 | 0 | 0 | 0 | 0 | 0 | 0 | 0 | 0 | 0 | 0 | 0 | 0 | 0
NSW1 | Wind | 0 | 0 | 0 | 0 | 0 | 0 | 0 | 0 | 0 | 0 | 0 | 0 | 0 | 0 | 0 | 0 | 0 | 0 | 0 | 0 | 0 | 0 | 0 | 0 | 0 | 0 | 0 | 0 | 0
NSW1 | Solar PV | 0 | 0 | 0 | 0 | 0 | 0 | 0 | 0 | 0 | 0 | 0 | 0 | 0 | 0 | 0 | 0 | 0 | 0 | 0 | 0 | 0 | 0 | 0 | 0 | 0 | 0 | 0 | 0 | 0
NSW1 | Grid Battery | 0 | 0 | 0 | 0 | 0 | 0 | 0 | 0 | 0 | 0 | 0 | 0 | 0 | 0 | 0 | 0 | 0 | 0 | 0 | 0 | 0 | 0 | 0 | 0 | 0 | 0 | 0 | 0 | 0
NSW1 | Pumped Hydro | 0 | 0 | 0 | 0 | 0 | 0 | 0 | 0 | 0 | 0 | 0 | 0 | 0 | 0 | 0 | 0 | 0 | 0 | 0 | 0 | 0 | 0 | 0 | 0 | 0 | 0 | 0 | 0 | 0
NSW1 | VPP | 0 | 0 | 0 | 0 | 0 | 0 | 0 | 0 | 0 | 0 | 0 | 0 | 0 | 0 | 0 | 0 | 0 | 0 | 0 | 0 | 0 | 0 | 0 | 0 | 0 | 0 | 0 | 0 | 0
Total excluding storage |  | 0 | 0 | 0 | 25345.8268 | 103927.0305 | 7953.2939 | 11938.4421 | 0 | 20459.6414 | 0 | 0 | 0 | 0 | 0 | 0 | 0 | 0 | 0 | 0 | 0 | 0 | 0 | 0 | 0 | 0 | 0 | 0 | 0 | 0
Region | Technology | 2021-22 | 2022-23 | 2023-24 | 2024-25 | 2025-26 | 2026-27 | 2027-28 | 2028-29 | 2029-30 | 2030-31 | 2031-32 | 2032-33 | 2033-34 | 2034-35 | 2035-36 | 2036-37 | 2037-38 | 2038-39 | 2039-40 | 2040-41 | 2041-42 | 2042-43 | 2043-44 | 2044-45 | 2045-46 | 2046-47 | 2047-48 | 2048-49 | 2049-50
QLD1 | Black Coal | 0 | 0 | 0 | 90922.1824 | 0.0074366 | 3450.5103 | 1.3126e-05 | 0 | 0 | 0 | 0 | 0 | 0 | 0 | 0 | 0 | 0 | 0 | 0 | 0 | 0 | 0 | 0 | 0 | 0 | 0 | 0 | 0 | 0
QLD1 | Brown Coal | 0 | 0 | 0 | 0 | 0 | 0 | 0 | 0 | 0 | 0 | 0 | 0 | 0 | 0 | 0 | 0 | 0 | 0 | 0 | 0 | 0 | 0 | 0 | 0 | 0 | 0 | 0 | 0 | 0
QLD1 | CCGT | 0 | 0 | 0 | 0 | 0 | 0 | 0 | 0 | 0 | 0 | 0 | 0 | 0 | 0 | 0 | 0 | 0 | 0 | 0 | 0 | 0 | 0 | 0 | 0 | 0 | 0 | 0 | 0 | 0
QLD1 | Gas - Steam | 0 | 0 | 0 | 0 | 0 | 0 | 0 | 0 | 0 | 0 | 0 | 0 | 0 | 0 | 0 | 0 | 0 | 0 | 0 | 0 | 0 | 0 | 0 | 0 | 0 | 0 | 0 | 0 | 0
QLD1 | OCGT / Diesel | 0 | 0 | 0 | 0 | 0 | 0 | 0 | 0 | 0 | 0 | 0 | 0 | 0 | 0 | 0 | 0 | 0 | 0 | 0 | 0 | 0 | 0 | 0 | 0 | 0 | 0 | 0 | 0 | 0
QLD1 | Hydro | 0 | 0 | 0 | 0 | 0 | 0 | 0 | 0 | 0 | 0 | 0 | 0 | 0 | 0 | 0 | 0 | 0 | 0 | 0 | 0 | 0 | 0 | 0 | 0 | 0 | 0 | 0 | 0 | 0
QLD1 | Wind | 0 | 0 | 0 | 0 | 0 | 0 | 0 | 0 | 0 | 0 | 0 | 0 | 0 | 0 | 0 | 0 | 0 | 0 | 0 | 0 | 0 | 0 | 0 | 0 | 0 | 0 | 0 | 0 | 0
QLD1 | Solar PV | 0 | 0 | 0 | 0 | 0 | 0 | 0 | 0 | 0 | 0 | 0 | 0 | 0 | 0 | 0 | 0 | 0 | 0 | 0 | 0 | 0 | 0 | 0 | 0 | 0 | 0 | 0 | 0 | 0
QLD1 | Grid Battery | 0 | 0 | 0 | 0 | 0 | 0 | 0 | 0 | 0 | 0 | 0 | 0 | 0 | 0 | 0 | 0 | 0 | 0 | 0 | 0 | 0 | 0 | 0 | 0 | 0 | 0 | 0 | 0 | 0
QLD1 | Pumped Hydro | 0 | 0 | 0 | 0 | 0 | 0 | 0 | 0 | 0 | 0 | 0 | 0 | 0 | 0 | 0 | 0 | 0 | 0 | 0 | 0 | 0 | 0 | 0 | 0 | 0 | 0 | 0 | 0 | 0
QLD1 | VPP | 0 | 0 | 0 | 0 | 0 | 0 | 0 | 0 | 0 | 0 | 0 | 0 | 0 | 0 | 0 | 0 | 0 | 0 | 0 | 0 | 0 | 0 | 0 | 0 | 0 | 0 | 0 | 0 | 0
Total excluding storage |  | 0 | 0 | 0 | 90922.1824 | 0.0074366 | 3450.5103 | 1.3126e-05 | 0 | 0 | 0 | 0 | 0 | 0 | 0 | 0 | 0 | 0 | 0 | 0 | 0 | 0 | 0 | 0 | 0 | 0 | 0 | 0 | 0 | 0
Region | Technology | 2021-22 | 2022-23 | 2023-24 | 2024-25 | 2025-26 | 2026-27 | 2027-28 | 2028-29 | 2029-30 | 2030-31 | 2031-32 | 2032-33 | 2033-34 | 2034-35 | 2035-36 | 2036-37 | 2037-38 | 2038-39 | 2039-40 | 2040-41 | 2041-42 | 2042-43 | 2043-44 | 2044-45 | 2045-46 | 2046-47 | 2047-48 | 2048-49 | 2049-50
VIC1 | Black Coal | 0 | 0 | 0 | 0 | 0 | 0 | 0 | 0 | 0 | 0 | 0 | 0 | 0 | 0 | 0 | 0 | 0 | 0 | 0 | 0 | 0 | 0 | 0 | 0 | 0 | 0 | 0 | 0 | 0
VIC1 | Brown Coal | 0 | 0 | 0 | 38123.0517 | 0 | 4277.8614 | 0 | 0 | 286.2552 | 0.022241 | 0 | 0 | 0 | 0 | 0 | 0 | 0 | 0 | 0 | 0 | 0 | 0 | 0 | 0 | 0 | 0 | 0 | 0 | 0
VIC1 | CCGT | 0 | 0 | 0 | 0 | 0 | 0 | 0 | 0 | 0 | 0 | 0 | 0 | 0 | 0 | 0 | 0 | 0 | 0 | 0 | 0 | 0 | 0 | 0 | 0 | 0 | 0 | 0 | 0 | 0
VIC1 | Gas - Steam | 0 | 0 | 0 | 0 | 0 | 0 | 0 | 0 | 0 | 0 | 0 | 0 | 0 | 0 | 0 | 0 | 0 | 0 | 0 | 0 | 0 | 0 | 0 | 0 | 0 | 0 | 0 | 0 | 0
VIC1 | OCGT / Diesel | 0 | 0 | 0 | 0 | 0 | 0 | 0 | 0 | 0 | 0 | 0 | 0 | 0 | 0 | 0 | 0 | 0 | 0 | 0 | 0 | 0 | 0 | 0 | 0 | 0 | 0 | 0 | 0 | 0
VIC1 | Hydro | 0 | 0 | 0 | 0 | 0 | 0 | 0 | 0 | 0 | 0 | 0 | 0 | 0 | 0 | 0 | 0 | 0 | 0 | 0 | 0 | 0 | 0 | 0 | 0 | 0 | 0 | 0 | 0 | 0
VIC1 | Wind | 0 | 0 | 0 | 0 | 0 | 0 | 0 | 0 | 0 | 0 | 0 | 0 | 0 | 0 | 0 | 0 | 0 | 0 | 0 | 0 | 0 | 0 | 0 | 0 | 0 | 0 | 0 | 0 | 0
VIC1 | Solar PV | 0 | 0 | 0 | 0 | 0 | 0 | 0 | 0 | 0 | 0 | 0 | 0 | 0 | 0 | 0 | 0 | 0 | 0 | 0 | 0 | 0 | 0 | 0 | 0 | 0 | 0 | 0 | 0 | 0
VIC1 | Grid Battery | 0 | 0 | 0 | 0 | 0 | 0 | 0 | 0 | 0 | 0 | 0 | 0 | 0 | 0 | 0 | 0 | 0 | 0 | 0 | 0 | 0 | 0 | 0 | 0 | 0 | 0 | 0 | 0 | 0
VIC1 | Pumped Hydro | 0 | 0 | 0 | 0 | 0 | 0 | 0 | 0 | 0 | 0 | 0 | 0 | 0 | 0 | 0 | 0 | 0 | 0 | 0 | 0 | 0 | 0 | 0 | 0 | 0 | 0 | 0 | 0 | 0
VIC1 | VPP | 0 | 0 | 0 | 0 | 0 | 0 | 0 | 0 | 0 | 0 | 0 | 0 | 0 | 0 | 0 | 0 | 0 | 0 | 0 | 0 | 0 | 0 | 0 | 0 | 0 | 0 | 0 | 0 | 0
Total excluding storage |  | 0 | 0 | 0 | 38123.0517 | 0 | 4277.8614 | 0 | 0 | 286.2552 | 0.022241 | 0 | 0 | 0 | 0 | 0 | 0 | 0 | 0 | 0 | 0 | 0 | 0 | 0 | 0 | 0 | 0 | 0 | 0 | 0
Region | Technology | 2021-22 | 2022-23 | 2023-24 | 2024-25 | 2025-26 | 2026-27 | 2027-28 | 2028-29 | 2029-30 | 2030-31 | 2031-32 | 2032-33 | 2033-34 | 2034-35 | 2035-36 | 2036-37 | 2037-38 | 2038-39 | 2039-40 | 2040-41 | 2041-42 | 2042-43 | 2043-44 | 2044-45 | 2045-46 | 2046-47 | 2047-48 | 2048-49 | 2049-50
SA1 | Black Coal | 0 | 0 | 0 | 0 | 0 | 0 | 0 | 0 | 0 | 0 | 0 | 0 | 0 | 0 | 0 | 0 | 0 | 0 | 0 | 0 | 0 | 0 | 0 | 0 | 0 | 0 | 0 | 0 | 0
SA1 | Brown Coal | 0 | 0 | 0 | 0 | 0 | 0 | 0 | 0 | 0 | 0 | 0 | 0 | 0 | 0 | 0 | 0 | 0 | 0 | 0 | 0 | 0 | 0 | 0 | 0 | 0 | 0 | 0 | 0 | 0
SA1 | CCGT | 0 | 0 | 0 | 0 | 0 | 0 | 0 | 0 | 0 | 0 | 0 | 0 | 0 | 0 | 0 | 0 | 0 | 0 | 0 | 0 | 0 | 0 | 0 | 0 | 0 | 0 | 0 | 0 | 0
SA1 | Gas - Steam | 0 | 0 | 0 | 0 | 0 | 0 | 0 | 0 | 0 | 0 | 0 | 0 | 0 | 0 | 0 | 0 | 0 | 0 | 0 | 0 | 0 | 0 | 0 | 0 | 0 | 0 | 0 | 0 | 0
SA1 | OCGT / Diesel | 0 | 0 | 0 | 0 | 0 | 0 | 0 | 0 | 0 | 0 | 0 | 0 | 0 | 0 | 0 | 0 | 0 | 0 | 0 | 0 | 0 | 0 | 0 | 0 | 0 | 0 | 0 | 0 | 0
SA1 | Hydro | 0 | 0 | 0 | 0 | 0 | 0 | 0 | 0 | 0 | 0 | 0 | 0 | 0 | 0 | 0 | 0 | 0 | 0 | 0 | 0 | 0 | 0 | 0 | 0 | 0 | 0 | 0 | 0 | 0
SA1 | Wind | 0 | 0 | 0 | 0 | 0 | 0 | 0 | 0 | 0 | 0 | 0 | 0 | 0 | 0 | 0 | 0 | 0 | 0 | 0 | 0 | 0 | 0 | 0 | 0 | 0 | 0 | 0 | 0 | 0
SA1 | Solar PV | 0 | 0 | 0 | 0 | 0 | 0 | 0 | 0 | 0 | 0 | 0 | 0 | 0 | 0 | 0 | 0 | 0 | 0 | 0 | 0 | 0 | 0 | 0 | 0 | 0 | 0 | 0 | 0 | 0
SA1 | Grid Battery | 0 | 0 | 0 | 0 | 0 | 0 | 0 | 0 | 0 | 0 | 0 | 0 | 0 | 0 | 0 | 0 | 0 | 0 | 0 | 0 | 0 | 0 | 0 | 0 | 0 | 0 | 0 | 0 | 0
SA1 | Pumped Hydro | 0 | 0 | 0 | 0 | 0 | 0 | 0 | 0 | 0 | 0 | 0 | 0 | 0 | 0 | 0 | 0 | 0 | 0 | 0 | 0 | 0 | 0 | 0 | 0 | 0 | 0 | 0 | 0 | 0
SA1 | VPP | 0 | 0 | 0 | 0 | 0 | 0 | 0 | 0 | 0 | 0 | 0 | 0 | 0 | 0 | 0 | 0 | 0 | 0 | 0 | 0 | 0 | 0 | 0 | 0 | 0 | 0 | 0 | 0 | 0
Total excluding storage |  | 0 | 0 | 0 | 0 | 0 | 0 | 0 | 0 | 0 | 0 | 0 | 0 | 0 | 0 | 0 | 0 | 0 | 0 | 0 | 0 | 0 | 0 | 0 | 0 | 0 | 0 | 0 | 0 | 0
Region | Technology | 2021-22 | 2022-23 | 2023-24 | 2024-25 | 2025-26 | 2026-27 | 2027-28 | 2028-29 | 2029-30 | 2030-31 | 2031-32 | 2032-33 | 2033-34 | 2034-35 | 2035-36 | 2036-37 | 2037-38 | 2038-39 | 2039-40 | 2040-41 | 2041-42 | 2042-43 | 2043-44 | 2044-45 | 2045-46 | 2046-47 | 2047-48 | 2048-49 | 2049-50
TAS1 | Black Coal | 0 | 0 | 0 | 0 | 0 | 0 | 0 | 0 | 0 | 0 | 0 | 0 | 0 | 0 | 0 | 0 | 0 | 0 | 0 | 0 | 0 | 0 | 0 | 0 | 0 | 0 | 0 | 0 | 0
TAS1 | Brown Coal | 0 | 0 | 0 | 0 | 0 | 0 | 0 | 0 | 0 | 0 | 0 | 0 | 0 | 0 | 0 | 0 | 0 | 0 | 0 | 0 | 0 | 0 | 0 | 0 | 0 | 0 | 0 | 0 | 0
TAS1 | CCGT | 0 | 0 | 0 | 0 | 0 | 0 | 0 | 0 | 0 | 0 | 0 | 0 | 0 | 0 | 0 | 0 | 0 | 0 | 0 | 0 | 0 | 0 | 0 | 0 | 0 | 0 | 0 | 0 | 0
TAS1 | Gas - Steam | 0 | 0 | 0 | 0 | 0 | 0 | 0 | 0 | 0 | 0 | 0 | 0 | 0 | 0 | 0 | 0 | 0 | 0 | 0 | 0 | 0 | 0 | 0 | 0 | 0 | 0 | 0 | 0 | 0
TAS1 | OCGT / Diesel | 0 | 0 | 0 | 0 | 0 | 0 | 0 | 0 | 0 | 0 | 0 | 0 | 0 | 0 | 0 | 0 | 0 | 0 | 0 | 0 | 0 | 0 | 0 | 0 | 0 | 0 | 0 | 0 | 0
TAS1 | Hydro | 0 | 0 | 0 | 0 | 0 | 0 | 0 | 0 | 0 | 0 | 0 | 0 | 0 | 0 | 0 | 0 | 0 | 0 | 0 | 0 | 0 | 0 | 0 | 0 | 0 | 0 | 0 | 0 | 0
TAS1 | Wind | 0 | 0 | 0 | 0 | 0 | 0 | 0 | 0 | 0 | 0 | 0 | 0 | 0 | 0 | 0 | 0 | 0 | 0 | 0 | 0 | 0 | 0 | 0 | 0 | 0 | 0 | 0 | 0 | 0
TAS1 | Solar PV | 0 | 0 | 0 | 0 | 0 | 0 | 0 | 0 | 0 | 0 | 0 | 0 | 0 | 0 | 0 | 0 | 0 | 0 | 0 | 0 | 0 | 0 | 0 | 0 | 0 | 0 | 0 | 0 | 0
TAS1 | Grid Battery | 0 | 0 | 0 | 0 | 0 | 0 | 0 | 0 | 0 | 0 | 0 | 0 | 0 | 0 | 0 | 0 | 0 | 0 | 0 | 0 | 0 | 0 | 0 | 0 | 0 | 0 | 0 | 0 | 0
TAS1 | Pumped Hydro | 0 | 0 | 0 | 0 | 0 | 0 | 0 | 0 | 0 | 0 | 0 | 0 | 0 | 0 | 0 | 0 | 0 | 0 | 0 | 0 | 0 | 0 | 0 | 0 | 0 | 0 | 0 | 0 | 0
TAS1 | VPP | 0 | 0 | 0 | 0 | 0 | 0 | 0 | 0 | 0 | 0 | 0 | 0 | 0 | 0 | 0 | 0 | 0 | 0 | 0 | 0 | 0 | 0 | 0 | 0 | 0 | 0 | 0 | 0 | 0
Total excluding storage |  | 0 | 0 | 0 | 0 | 0 | 0 | 0 | 0 | 0 | 0 | 0 | 0 | 0 | 0 | 0 | 0 | 0 | 0 | 0 | 0 | 0 | 0 | 0 | 0 | 0 | 0 | 0 | 0 | 0

## Marinus_REZ Tx Cost
REZ transmission expansion cost by region ($000s) - Marinus Link, High DER Scenario
REZ Expansion | Real June 2020 dollars discounted to 1 July 2020. As with the total capital costs, the REZ transmission expansion costs are annualised for modelling purposes.
Explicitly modelled generation
Region | Technology | 2021-22 | 2022-23 | 2023-24 | 2024-25 | 2025-26 | 2026-27 | 2027-28 | 2028-29 | 2029-30 | 2030-31 | 2031-32 | 2032-33 | 2033-34 | 2034-35 | 2035-36 | 2036-37 | 2037-38 | 2038-39 | 2039-40 | 2040-41 | 2041-42 | 2042-43 | 2043-44 | 2044-45 | 2045-46 | 2046-47 | 2047-48 | 2048-49 | 2049-50
NSW1 | Transmission | 0.00031868 | 4278.3285 | 14086.6911 | 22912.9306 | 31180.03 | 38916.6746 | 46001.952 | 52115.6227 | 114023.1454 | 108800.7112 | 104095.2183 | 99049.7501 | 94513.1203 | 90184.2751 | 86283.9194 | 82101.7603 | 78956.2701 | 75339.9526 | 72301.4796 | 68797.0457 | 79567.2169 | 83492.2546 | 79881.3204 | 76009.4936 | 72528.143 | 74710.0932 | 72028.1819 | 68536.9953 | 69658.2813
QLD1 | Transmission | 0.0003161 | 0.00032988 | 0.0003474 | 0.00040349 | 0.00039008 | 0.00037767 | 0.00085009 | 6915.2433 | 6598.5155 | 6296.2935 | 6023.9867 | 5732.0057 | 5663.6829 | 7300.1036 | 6984.3834 | 8435.9657 | 33218.1995 | 31696.7553 | 30325.9108 | 28856.0218 | 27534.372 | 48405.7641 | 46312.2762 | 49954.9039 | 61414.387 | 92382.6612 | 88387.2281 | 84103.1221 | 102193.9365
VIC1 | Transmission | 6.2067e-05 | 5.9225e-05 | 5.6663e-05 | 5.3917e-05 | 5.1447e-05 | 4.9091e-05 | 4.6968e-05 | 4.4691e-05 | 4.2644e-05 | 4.0691e-05 | 3.8931e-05 | 3.7044e-05 | 3.5348e-05 | 3.3729e-05 | 3.227e-05 | 3.0706e-05 | 4736.5301 | 5003.6961 | 4787.2926 | 4555.2538 | 4346.6162 | 4147.5346 | 7639.8779 | 7269.575 | 7433.9121 | 10262.4032 | 11851.9831 | 11277.5206 | 14616.165
SA1 | Transmission | 0.00031622 | 0.00031462 | 0.00035597 | 0.00034135 | 0.00032572 | 0.0003108 | 0.00031138 | 0.00037765 | 0.00036035 | 0.0003574 | 0.00036501 | 0.00066031 | 0.00063789 | 0.00061345 | 0.00065124 | 0.0011975 | 7026.2028 | 9741.3823 | 11500.0429 | 10942.6388 | 10441.4493 | 9963.215 | 9532.3189 | 9070.2919 | 10706.3128 | 10282.1866 | 9837.4951 | 13812.4668 | 13179.8348
TAS1 | Transmission | 0 | 0 | 0 | 0 | 0 | 0 | 0 | 0 | 0 | 556.4039 | 1107.1777 | 1603.4354 | 2054.7315 | 2461.323 | 2833.9205 | 3152.3893 | 3442.9549 | 3700.7584 | 3952.1777 | 4152.301 | 3962.1193 | 3780.6482 | 3617.1399 | 3441.8181 | 3284.1776 | 3133.7572 | 2998.2262 | 2852.903 | 2722.2356
NEM | Total | 0.0010131 | 4278.3292 | 14086.6919 | 22912.9314 | 31180.0308 | 38916.6753 | 46001.9532 | 59030.8665 | 120621.6613 | 115653.409 | 111226.3831 | 106385.1919 | 102231.5354 | 99945.7023 | 96102.224 | 93690.1165 | 127380.1574 | 125482.5447 | 122866.9036 | 117303.261 | 125851.7737 | 149789.4165 | 146982.9333 | 145746.0824 | 155366.9325 | 190771.1013 | 185103.1144 | 180583.0078 | 202370.4532

## Marinus_USE+DSP Cost
USE and USE / DSP cost by region ($000s) - Marinus Link, High DER Scenario
USE / DSP | Real June 2020 dollars discounted to 1 July 2020
Explicitly modelled generation
Region | Technology | 2021-22 | 2022-23 | 2023-24 | 2024-25 | 2025-26 | 2026-27 | 2027-28 | 2028-29 | 2029-30 | 2030-31 | 2031-32 | 2032-33 | 2033-34 | 2034-35 | 2035-36 | 2036-37 | 2037-38 | 2038-39 | 2039-40 | 2040-41 | 2041-42 | 2042-43 | 2043-44 | 2044-45 | 2045-46 | 2046-47 | 2047-48 | 2048-49 | 2049-50
NSW1 | USE / DSP | 0.00078976 | 0.00078785 | 0.00079238 | 128.8302 | 0.00080279 | 0.00079907 | 0.0007984 | 0.00080171 | 0.00079578 | 0.00079493 | 0.0008005 | 328.9806 | 0.00082856 | 0.00083246 | 0.00082411 | 0.00082681 | 9876.8617 | 0.00085774 | 11353.8413 | 0.000856 | 35114.218 | 130.6576 | 1072.4148 | 16030.0458 | 1374.2189 | 262.5592 | 0.00087103 | 636.6259 | 176.1064
QLD1 | USE / DSP | 0.00078828 | 0.00078658 | 0.00078924 | 0.00079711 | 0.00079927 | 0.00079673 | 0.00079673 | 0.00080251 | 0.00079442 | 0.00079447 | 0.00080174 | 393.2102 | 14853.2553 | 96.6453 | 146.7582 | 61.682 | 76062.9859 | 254.1327 | 14744.0377 | 3397.2938 | 7547.3398 | 22950.3249 | 8729.8582 | 8469.7792 | 3952.5399 | 80666.3869 | 1473.0227 | 5738.9329 | 10234.5765
VIC1 | USE / DSP | 0.00078476 | 0.00077991 | 0.00078518 | 0.00079223 | 0.00079656 | 0.0007916 | 0.00079359 | 0.00079343 | 0.00078852 | 0.00078739 | 0.00079324 | 144.1964 | 0.00081524 | 0.00082216 | 0.00081123 | 0.000812 | 2.4282 | 0.00083008 | 1483.5716 | 0.00083629 | 7520.3642 | 0.00084492 | 51.7793 | 2847.934 | 1025.4942 | 0.00083709 | 0.0008425 | 338.2364 | 140.853
SA1 | USE / DSP | 0.00079066 | 0.00078347 | 0.00080476 | 0.00079419 | 0.00079943 | 0.0007905 | 0.00079037 | 0.00079053 | 0.0007833 | 0.00078094 | 0.00079244 | 173.2125 | 0.0008099 | 0.00081776 | 0.00080585 | 178.3105 | 270.1351 | 0.00081993 | 4108.908 | 0.00082408 | 8772.3139 | 1.3178 | 255.8161 | 2470.3572 | 5387.5435 | 96.684 | 0.00082258 | 387.0726 | 153.4257
TAS1 | USE / DSP | 0.00064981 | 0.00064688 | 0.00065048 | 0.00064877 | 0.00064818 | 0.00064852 | 0.00065138 | 0.00065076 | 0.00065022 | 0.00065001 | 0.00065058 | 0.00065348 | 0.00065134 | 0.00064839 | 0.00064765 | 0.00064576 | 0.00064581 | 0.000645 | 574.1494 | 0.00064383 | 803.3476 | 0.00064472 | 0.00064396 | 47.4146 | 0.00064104 | 0.00064176 | 0.00064329 | 82.5559 | 0.00064072
NEM | Total | 0.0038033 | 0.0037847 | 0.003822 | 128.8332 | 0.0038462 | 0.0038264 | 0.0038305 | 0.0038389 | 0.0038122 | 0.0038077 | 0.0038385 | 1039.6004 | 14853.2584 | 96.6484 | 146.7613 | 239.9948 | 86212.4116 | 254.1359 | 32264.508 | 3397.2969 | 59757.5835 | 23082.3017 | 10109.869 | 29865.5309 | 11739.7971 | 81025.6315 | 1473.0259 | 7183.4237 | 10704.9623

## Marinus_SyncCon Cost
Synchronous Condenser cost by region ($000s) - Marinus Link, High DER Scenario
SyncCon | Real June 2020 dollars discounted to 1 July 2020
Explicitly modelled generation
Region | Technology | 2021-22 | 2022-23 | 2023-24 | 2024-25 | 2025-26 | 2026-27 | 2027-28 | 2028-29 | 2029-30 | 2030-31 | 2031-32 | 2032-33 | 2033-34 | 2034-35 | 2035-36 | 2036-37 | 2037-38 | 2038-39 | 2039-40 | 2040-41 | 2041-42 | 2042-43 | 2043-44 | 2044-45 | 2045-46 | 2046-47 | 2047-48 | 2048-49 | 2049-50
NSW1 | SyncCon | 0 | 0 | 0 | 0 | 0 | 0 | 0 | 0 | 0 | 0 | 0 | 0 | 0 | 0 | 0 | 0 | 0 | 0 | 0 | 0 | 0 | 0 | 0 | 0 | 0 | 0 | 0 | 0 | 0
QLD1 | SyncCon | 0 | 0 | 0 | 0 | 0 | 0 | 0 | 0 | 0 | 0 | 0 | 0 | 0 | 0 | 0 | 0 | 0 | 0 | 0 | 0 | 0 | 0 | 0 | 0 | 0 | 0 | 0 | 0 | 0
VIC1 | SyncCon | 0 | 0 | 0 | 5399.5304 | 5152.2237 | 4916.244 | 5265.4547 | 5010.2394 | 5270.1791 | 5028.7969 | 5736.2758 | 5524.0193 | 5271.0108 | 5029.5905 | 4812.0671 | 4578.8274 | 5577.7799 | 5322.309 | 5092.1259 | 4845.3119 | 4623.3892 | 4411.6309 | 4220.8335 | 4016.2508 | 3832.3004 | 3656.7751 | 3949.3241 | 5450.3205 | 5200.6875
SA1 | SyncCon | 0 | 0 | 0 | 0 | 0 | 0 | 0 | 0 | 0 | 0 | 0 | 0 | 0 | 0 | 0 | 0 | 0 | 0 | 0 | 0 | 0 | 0 | 0 | 0 | 0 | 0 | 0 | 0 | 0
TAS1 | SyncCon | 1254.0265 | 1416.8547 | 1590.2507 | 1031.2476 | 1044.4902 | 1602.0428 | 2035.5542 | 1728.5923 | 2274.7303 | 2452.3523 | 2172.7281 | 1766.8219 | 2045.7152 | 1738.5003 | 1964.3954 | 2098.0805 | 2084.9959 | 2014.2622 | 2047.1967 | 2155.1536 | 2010.7416 | 1882.4094 | 1742.3323 | 1649.7679 | 1567.3322 | 1440.0609 | 1370.7516 | 1334.5063 | 1385.5559
NEM | Total | 1254.0265 | 1416.8547 | 1590.2507 | 6430.7781 | 6196.7139 | 6518.2868 | 7301.0089 | 6738.8317 | 7544.9094 | 7481.1492 | 7909.0038 | 7290.8412 | 7316.726 | 6768.0908 | 6776.4625 | 6676.9079 | 7662.7757 | 7336.5712 | 7139.3226 | 7000.4655 | 6634.1308 | 6294.0403 | 5963.1658 | 5666.0187 | 5399.6326 | 5096.8361 | 5320.0758 | 6784.8268 | 6586.2435

## Marinus_System Strength Cost
System Strength cost by region ($000s) - Marinus Link, High DER Scenario
System Strength | Real June 2020 dollars discounted to 1 July 2020
Explicitly modelled generation
Region | Technology | 2021-22 | 2022-23 | 2023-24 | 2024-25 | 2025-26 | 2026-27 | 2027-28 | 2028-29 | 2029-30 | 2030-31 | 2031-32 | 2032-33 | 2033-34 | 2034-35 | 2035-36 | 2036-37 | 2037-38 | 2038-39 | 2039-40 | 2040-41 | 2041-42 | 2042-43 | 2043-44 | 2044-45 | 2045-46 | 2046-47 | 2047-48 | 2048-49 | 2049-50
NSW1 | System Strength | 2.3055e-05 | 480.0191 | 1580.4958 | 2570.7806 | 3498.331 | 4366.3656 | 5161.3182 | 5847.2586 | 14089.8722 | 13444.5345 | 12863.0754 | 12239.6055 | 11679.0129 | 11144.0962 | 10662.1282 | 10145.3376 | 9794.7644 | 9346.1494 | 8966.6108 | 8532.0015 | 9927.6107 | 10754.354 | 10289.2418 | 9790.5249 | 9663.9274 | 10513.9591 | 10346.3057 | 10111.4313 | 10126.3181
QLD1 | System Strength | 9.0212e-05 | 9.3295e-05 | 9.3025e-05 | 139.2552 | 1157.0424 | 1104.0481 | 1280.3231 | 1599.5534 | 1608.7659 | 1535.082 | 1468.6916 | 1397.5045 | 1351.9139 | 1469.7765 | 1406.2105 | 1507.8094 | 2852.4694 | 2721.8219 | 2604.1066 | 2477.8862 | 2364.3952 | 4225.2178 | 4042.4825 | 3998.7314 | 4170.9525 | 5458.0611 | 5222.0068 | 4968.8975 | 5849.54
VIC1 | System Strength | 3.5148e-05 | 3.4823e-05 | 3.5261e-05 | 4.8005e-05 | 4.5806e-05 | 4.3708e-05 | 4.6191e-05 | 5.0563e-05 | 4.8941e-05 | 4.9056e-05 | 5.2106e-05 | 57.2723 | 852.1507 | 813.1209 | 777.9544 | 902.1855 | 2981.7379 | 2998.3222 | 2868.6486 | 2729.6059 | 2604.5858 | 2598.446 | 3647.6553 | 3470.8544 | 3663.6734 | 4511.738 | 4704.4653 | 6319.5696 | 6483.7651
SA1 | System Strength | 6.9972e-05 | 7.1632e-05 | 8.4572e-05 | 8.2189e-05 | 7.8425e-05 | 7.4833e-05 | 7.6355e-05 | 8.7072e-05 | 8.3541e-05 | 8.4048e-05 | 9.093e-05 | 587.8507 | 560.9263 | 535.235 | 832.5724 | 1195.7555 | 2281.9754 | 2640.8784 | 2859.3091 | 2720.7191 | 2596.106 | 2477.2004 | 2370.0647 | 2255.1884 | 2308.6855 | 2205.8673 | 2110.4664 | 2348.4134 | 2352.1682
TAS1 | System Strength | 3.2452e-05 | 3.1822e-05 | 187.5461 | 356.9119 | 510.1353 | 644.0913 | 766.7525 | 872.8098 | 969.4956 | 1059.7727 | 1177.1673 | 1325.7772 | 1461.3019 | 1581.6307 | 1692.3871 | 1780.834 | 1861.9371 | 1932.05 | 2002.379 | 2051.7528 | 1957.7793 | 1868.1101 | 1787.3167 | 1700.6859 | 1622.7919 | 1548.4655 | 1481.4964 | 1409.6886 | 1345.1227
NEM | Total | 0.00025084 | 480.0193 | 1768.0422 | 3066.9479 | 5165.5089 | 6114.5052 | 7208.3939 | 8319.6219 | 16668.1338 | 16039.3893 | 15508.9344 | 15608.0103 | 15905.3056 | 15543.8593 | 15371.2526 | 15531.922 | 19772.8842 | 19639.2219 | 19301.054 | 18511.9655 | 19450.4772 | 21923.3283 | 22136.761 | 21215.985 | 21430.0306 | 24238.091 | 23864.7405 | 25158.0004 | 26156.9142