## Cover
Project Marinus Economic Modelling Results
Supporting the Economic Modelling Appendix to the TasNetworks PACR
TasNetworks | 22 June 2021

## Release notice
Notice
Ernst & Young ("EY") was engaged on the instructions of Tasmanian Networks Pty Ltd (“TasNetworks” or “Client”) to provide market modelling in relation to the proposed Marinus Link interconnector (“Project”), in accordance with the contract dated 14 June 2018.
The results of Ernst & Young’s work, including the assumptions and qualifications made in preparing the workbook dated 22 June 2021 (“Workbook”), are set out in Ernst & Young's report dated 22 June 2021 ("Report"). The Workbook and Report should be read in their entirety including this notice, the applicable scope of the work and any limitations. A reference to the Workbook includes any part of the Workbook. No further work has been undertaken by Ernst & Young since the date of the Workbook to update it.
EY has prepared the Workbook under the directions of the Client. EY has not been engaged to act, and has not acted, as advisor to any other party. Accordingly, EY makes no representations as to the appropriateness, accuracy or completeness of the Workbook for any other party's purposes.
No reliance may be placed upon the Workbook or any of its contents by any party other than the Client (“Third Parties”). Any Third Party receiving a copy of the Workbook must make and rely on their own enquiries in relation to the issues to which the Workbook relates, the contents of the Workbook and all matters arising from or relating to or in any way connected with the Workbook or its contents.
EY disclaims all responsibility to any Third Parties for any loss or liability that the Third Parties may suffer or incur arising from or relating to or in any way connected with the contents of the Workbook, the provision of the Workbook to the Third Parties or the reliance upon the Workbook by the Third Parties.
No claim or demand or any actions or proceedings may be brought against EY arising from or connected with the contents of the Workbook or the provision of the Workbook to the Third Parties. EY will be released and forever discharged from any such claims, demands, actions or proceedings.
Our work commenced on 12 January 2021 and was completed on 19 May 2021. Therefore, our Workbook does not take account of events or circumstances arising after 19 May 2021 and we have no responsibility to update the Workbook for such events or circumstances.
In preparing this Workbook we have considered and relied upon information from a range of sources believed to be reliable and accurate. We do not imply, and it should not be construed, that we have verified any of the information provided to us, or that our enquiries could have identified any matter that a more extensive examination might disclose.
The work performed as part of our scope considers information provided to us and a number of combinations of input assumptions relating to future conditions, which may not necessarily represent actual or most likely future conditions. Additionally, modelling work performed as part of our scope inherently requires assumptions about future behaviours and market interactions, which may result in forecasts that deviate from future conditions. There will usually be differences between estimated and actual results, because events and circumstances frequently do not occur as expected, and those differences may be material. We take no responsibility that the projected outcomes will be achieved, if any.
We highlight that our analysis and Workbook do not constitute investment advice or a recommendation to you on a future course of action. We provide no assurance that the scenarios we have modelled will be accepted by any relevant authority or third party.
Our conclusions are based, in part, on the assumptions stated and on information provided by the Client and other information sources used during the course of the engagement. The modelled outcomes are contingent on the collection of assumptions as agreed with the Client and no consideration of other market events, announcements or other changing circumstances are reflected in this Workbook. Neither EY nor any member or employee thereof undertakes responsibility in any way whatsoever to any person in respect of errors in this Workbook arising from incorrect information provided by the Client or other information sources used.
EY has consented to the Workbook being published electronically on the Client’s website alongside the Report and Addendum for informational purposes only. EY has not consented to distribution or disclosure beyond this. The material contained in the Workbook, including the EY logo, is copyright. The copyright in the material contained in the Workbook itself, excluding EY logo, vests in the Client. The Workbook, including the EY logo, cannot be altered without prior written permission from EY.
EY’s liability is limited by a scheme approved under Professional Standards Legislation.

## Version notes
Change log
2021-06-22 | 1 | Project Marinus Economic Modelling Result Workbooks supporting the Addendum to the PACR, High DER Scenario. Marinus Link from 1 July 2027.

## Abbreviations and notes
Acronyms
AEMO | Australian Energy Market Operator
CCGT | Closed cycle gas turbine
Diesel | Diesel generator
Distributed PV | PV non-scheduled generators (PVNSG) and Rooftop PV
DSP | Demand-side participation
ESOO | Electricity Statement Of Opportunities
FOM | Fixed operations and maintenance
Gas - Steam | Gas-powered steam turbine
GWh | Gigawatt-hours
Grid Battery | Explicitly modelled existing and new entrant (8 hour or less) battery storage
MW | Megawatts
NEM | National Electricity Market
OCGT | Open cycle gas turbine
PACR | Project Assessment Conclusions Report
PV | Photovoltaic
PVNSG | PV non-scheduled generators
Rehab | Rehabilitation (after closing an existing generator)
USE | Unserved energy
VOM | Variable operations and maintenance
VPP | Virtual power plants
Notes
1. BaseCase simulations do not include Marinus Link. Marinus simulations include Marinus Link from 1 July 2027.
2. Tumut 3 generation is included in Hydro, whereas Tumut 3 pump is included in Pumped Hydro Pump.
3. REZ expansion costs only capture intra-regional network augmentations. These costs do not include the cost of interconnectors.
4. New entrant capacity and retiring capacity for allowable generators are made at the beginning of each financial year, on 1 July.
5. Other non-scheduled generation is handled on the demand side as per AEMO's 2020 ESOO.

## ---Compare options---
Compare |  | Marinus | to | BaseCase |  | 0 | 1 | 2 | 3 | 4 | 5 | 6 | 7 | 8 | 9 | 10 | 11 | 12 | 13 | 14 | 15 | 16 | 17 | 18 | 19 | 20 | 21 | 22 | 23 | 24 | 25 | 26 | 27 | 28
NEM discounted market benefits by year
Select region | NEM
[5 empty] | Real June 2020 dollars ($m) discounted to 1 July 2020 | 2021-22 | 2022-23 | 2023-24 | 2024-25 | 2025-26 | 2026-27 | 2027-28 | 2028-29 | 2029-30 | 2030-31 | 2031-32 | 2032-33 | 2033-34 | 2034-35 | 2035-36 | 2036-37 | 2037-38 | 2038-39 | 2039-40 | 2040-41 | 2041-42 | 2042-43 | 2043-44 | 2044-45 | 2045-46 | 2046-47 | 2047-48 | 2048-49 | 2049-50
|  |  |  | Build | CAPEX | 9.8767e-05 | 8.4243e-05 | 9.7173e-05 | 24.2761 | -13.9713 | -9.4205 | 0.063402 | -1.9959 | 6.7247 | 6.418 | 6.1422 | 12.1673 | 13.0834 | 22.6769 | 43.3176 | 60.468 | 83.9184 | 71.114 | 80.1489 | 76.2641 | 68.1182 | 93.8557 | 84.201 | 86.6015 | 79.4427 | 89.4612 | 60.3444 | 49.8758 | 51.5078
|  |  |  | FOM | FOM | 1.7945e-05 | 1.4899e-05 | 1.5613e-05 | -13.0402 | 138.4159 | -0.11901 | 20.4024 | 18.9844 | 19.1029 | 17.4764 | 16.7209 | 16.3336 | 15.8796 | 17.3796 | 9.0973 | 12.7122 | 18.2082 | 15.461 | 17.2843 | 16.4465 | 13.2017 | 19.6934 | 18.3307 | 18.6653 | 16.8223 | 19.1795 | 13.0214 | 10.2394 | 12.8933
|  |  |  | Fuel | Fuel | -0.48129 | -2.3098 | -3.8553 | -19.349 | -16.9405 | -24.8379 | 25.1548 | 44.4616 | 19.3809 | 18.6052 | 30.8951 | 68.4507 | 70.4733 | 61.7492 | 60.4311 | 47.0996 | 52.7072 | 50.4021 | 44.8531 | 55.202 | 54.056 | 39.845 | 43.2154 | 23.4926 | 30.582 | 23.3253 | 52.9737 | 68.1905 | 50.3864
|  |  |  | VOM | VOM | 0.066191 | 0.42395 | 0.62257 | -0.23092 | 3.7145 | 5.6632 | 1.0553 | 0.97861 | 0.81956 | 1.9682 | 0.78037 | -2.2997 | -2.4832 | -6.6867 | -6.6412 | -8.1867 | -10.2912 | -8.227 | -6.0498 | -7.2702 | -3.9152 | -8.1019 | -8.3218 | -8.526 | -8.3786 | -8.555 | -5.993 | -4.8836 | -4.7727
|  |  |  | REHAB | REHAB | 0 | 0 | 0 | 13.4304 | -22.09 | 0.0067394 | -12.9304 | 0 | 2.3679 | 0.051857 | 0 | 0 | 0 | 0 | 0 | 0 | 0 | 0 | 0 | 0 | 0 | 0 | 0 | 0 | 0 | 0 | 0 | 0 | 0
|  |  |  | REZ Tx | REZ | 3.8375e-06 | 4.5542e-06 | 4.7628e-06 | 4.8407e-06 | 4.6705e-06 | 4.5579e-06 | 6.3774e-06 | 3.3794 | 5.2933 | 5.0432 | 5.038 | 5.3054 | 5.1108 | 7.6733 | 7.7871 | 6.6355 | 9.9362 | 9.3211 | 10.8304 | 10.6696 | 7.5989 | 6.877 | 6.6097 | 8.6358 | 8.1641 | 10.3728 | 7.3154 | 9.4891 | 11.4443
|  |  |  | USE+DSP | USE+DSP | 1.4102e-05 | 1.4032e-05 | 1.417e-05 | 0.039914 | 1.4218e-05 | 1.4157e-05 | 1.4174e-05 | 1.4213e-05 | 1.4106e-05 | 1.4086e-05 | 1.4207e-05 | 1.3561 | 0.32801 | 0.02256 | 0.077774 | -0.083649 | 5.7744 | -0.02579 | -6.9422 | 0.1231 | 6.1952 | -0.86067 | -0.28109 | 4.4075 | -1.4894 | -0.16668 | -0.0032566 | -0.25334 | 1.9508
|  |  |  | SyncCon | SyncCon | -0.0062492 | -0.041631 | -0.01498 | 0.45505 | 0.11127 | -0.27232 | -0.92104 | -0.55857 | -1.131 | -1.0986 | -0.7544 | -0.37932 | -0.53893 | -0.1219 | -0.19203 | -0.24632 | -0.32321 | -0.44276 | -0.55033 | -0.32546 | -0.52284 | -0.34257 | -0.093851 | -0.087786 | -0.063545 | -0.08349 | -0.29092 | -0.60864 | -0.60336
|  |  |  | System Strength | System Strength | 9.249e-07 | 9.9122e-07 | 9.3082e-07 | 0.4922 | -0.28722 | -0.19388 | 0.00036167 | 0.18667 | -0.082499 | -0.078921 | -0.075401 | 0.063822 | 0.092843 | 0.30962 | 0.78421 | 0.97542 | 1.6397 | 1.3321 | 1.4217 | 1.3528 | 1.1542 | 1.5328 | 1.2978 | 1.3142 | 0.95312 | 1.2344 | 1.0032 | 0.82769 | 1.1617
[5 empty] | Total cumulative market benefits | -0.42121 | -2.3485 | -5.5961 | 0.47747 | 89.4303 | 60.2566 | 93.0815 | 158.5177 | 210.9934 | 259.3788 | 318.1256 | 419.1234 | 521.0693 | 624.0719 | 738.7338 | 858.1078 | 1019.6774 | 1158.6122 | 1299.6082 | 1452.0707 | 1597.9569 | 1750.4556 | 1895.4135 | 2029.9167 | 2155.9492 | 2290.7172 | 2419.0881 | 2551.965 | 2675.9333
NEM capacity difference by year
Select region | NEM
[5 empty] | Capacity difference (MW) | 2021-22 | 2022-23 | 2023-24 | 2024-25 | 2025-26 | 2026-27 | 2027-28 | 2028-29 | 2029-30 | 2030-31 | 2031-32 | 2032-33 | 2033-34 | 2034-35 | 2035-36 | 2036-37 | 2037-38 | 2038-39 | 2039-40 | 2040-41 | 2041-42 | 2042-43 | 2043-44 | 2044-45 | 2045-46 | 2046-47 | 2047-48 | 2048-49 | 2049-50
[5 empty] | Black Coal | 0 | 0 | 0 | 268.6205 | -208.9294 | -122.3783 | -711.4464 | -711.4464 | -519.4744 | -519.4744 | -519.4744 | -489.3244 | -489.3245 | -489.3244 | -11.773 | 9e-05 | 0 | 0 | 0 | 0 | 0 | 0 | 0 | 0 | 0 | 0 | 0 | 0 | 0
[5 empty] | Brown Coal | 0 | 0 | 0 | 54.1498 | 91.4859 | 56.94 | 56.94 | 56.94 | -8.2446 | -0.00044202 | -0.00030065 | 0 | 0 | 0 | 0 | 0 | 0 | 0 | 0 | 0 | 0 | 0 | 0 | 0 | 0 | 0 | 0 | 0 | 0
[5 empty] | CCGT | 0 | 0 | 0 | 0 | 0 | 0 | 0 | 0 | 0 | 0 | 0 | 0 | 0 | 0 | 0 | 0 | 0 | 0 | 0 | 0 | 0 | 0 | 0 | 0 | 0 | 0 | 0 | 0 | 0
[5 empty] | Gas - Steam | 0 | 0 | 0 | 0 | 0 | 0 | 0 | 0 | 0 | 0 | 0 | 0 | 0 | 0 | 0 | 0 | 0 | 0 | 0 | 0 | 0 | 0 | 0 | 0 | 0 | 0 | 0 | 0 | 0
[5 empty] | OCGT / Diesel | 0 | 0 | 0 | 0 | 0 | 0 | 0 | 0 | 0 | 0 | 0 | 0 | 0 | 0 | 0 | 0 | 0 | 0 | -177.9676 | -177.9676 | -254.8706 | -308.3928 | -308.3928 | -468.2054 | -447.6047 | -476.8204 | -476.8204 | -416.3612 | -416.3613
[5 empty] | Hydro | 0 | 0 | 0 | 0 | 0 | 0 | 250 | 250 | 250 | 250 | 250 | 250 | 250 | 250 | 250 | 250 | 250 | 250 | 250 | 250 | 250 | 250 | 250 | 250 | 250 | 250 | 250 | 250 | 250
[5 empty] | Wind | 0 | 0.00018853 | 0.00038134 | -234.422 | 143.23 | 101.2878 | -0.94383 | 23.5247 | -267.5897 | -267.3788 | -267.4027 | -361.3779 | -384.5844 | -552.8663 | -941.1756 | -1302.177 | -1701.8016 | -1504.9189 | -1646.2714 | -1646.2716 | -1435.3488 | -1815.8913 | -1437.9393 | -1534.493 | -1554.0585 | -2047.457 | -1033.6718 | -581.0779 | -872.2524
[5 empty] | Solar PV | 0 | 0 | 0 | 0 | 0 | 0 | 0 | -0.00014947 | 338.5849 | 338.5849 | 338.5849 | 338.5849 | 338.5849 | 338.5849 | 338.5849 | 338.5849 | 126.3658 | 126.3658 | 126.3658 | 126.3656 | 175.0111 | -253.768 | -681.9243 | -681.9243 | -481.9254 | -377.5505 | -726.6835 | -811.2657 | -1092.4412
[5 empty] | Grid Battery | 0 | 0 | 0 | 0 | 0 | 0 | 0 | 0 | 0 | 0 | 0 | 0 | 0 | 0 | 0 | 0 | -0.00081669 | -0.00081774 | -0.0010324 | -0.0010344 | -0.0066385 | -0.0065973 | -0.0065982 | 33.6059 | 46.1846 | 6.7546 | 6.7545 | 6.7542 | 6.7543
[5 empty] | Pumped Hydro | 0 | 0 | 0 | 0 | 0 | 0 | 0 | 0 | 0.0001 | 0.0001 | 0.0001 | 0.0001 | -2.0613e-05 | -2.0748e-05 | -2.1223e-05 | -2.1622e-05 | -10.3634 | -10.3634 | -10.3637 | -10.3619 | -83.0055 | -130.5239 | -130.5239 | -130.524 | -130.524 | -94.628 | -94.628 | -218.7357 | -218.7357
[5 empty] | VPP | 0 | 0 | 0 | 0 | 0 | 0 | 0 | 0 | 0 | 0 | 0 | 0 | 0 | 0 | 0 | 0 | 0 | 0 | 0 | 0 | 0 | 0 | 0 | 0 | 0 | 0 | 0 | 0 | 0
[5 empty] | Grid Battery pump | 0 | 0 | 0 | 0 | 0 | 0 | 0 | 0 | 0 | 0 | 0 | 0 | 0 | 0 | 0 | 0 | -0.00081669 | -0.00081774 | -0.0010324 | -0.0010344 | -0.0066385 | -0.0065973 | -0.0065982 | 33.6059 | 46.1846 | 6.7546 | 6.7545 | 6.7542 | 6.7543
[5 empty] | Pumped Hydro Pump | 0 | 0 | 0 | 0 | 0 | 0 | 0 | 0 | 0.0001 | 0.0001 | 0.0001 | 0.0001 | -2.0613e-05 | -2.0748e-05 | -2.1223e-05 | -2.1622e-05 | -10.3634 | -10.3634 | -10.3637 | -10.3619 | -83.0055 | -130.5239 | -130.5239 | -130.524 | -130.524 | -94.628 | -94.628 | -218.7357 | -218.7357
[5 empty] | VPP pump | 0 | 0 | 0 | 0 | 0 | 0 | 0 | 0 | 0 | 0 | 0 | 0 | 0 | 0 | 0 | 0 | 0 | 0 | 0 | 0 | 0 | 0 | 0 | 0 | 0 | 0 | 0 | 0 | 0
NEM generation difference by year
Select region | NEM
[5 empty] | Sent-out generation difference (GWh)* | 2021-22 | 2022-23 | 2023-24 | 2024-25 | 2025-26 | 2026-27 | 2027-28 | 2028-29 | 2029-30 | 2030-31 | 2031-32 | 2032-33 | 2033-34 | 2034-35 | 2035-36 | 2036-37 | 2037-38 | 2038-39 | 2039-40 | 2040-41 | 2041-42 | 2042-43 | 2043-44 | 2044-45 | 2045-46 | 2046-47 | 2047-48 | 2048-49 | 2049-50
[5 empty] | Black Coal | 20.6189 | 106.3631 | 184.4215 | 839.5158 | -444.2082 | 194.5649 | -1496.8152 | -2143.3141 | -539.0722 | -565.276 | -1277.5072 | -1985.4755 | -1534.5277 | -2161.4963 | 256.7863 | 814.0654 | 435.6022 | 802.9286 | 1137.3873 | 338.6185 | 736.1372 | 532.4968 | -16.0518 | -97.9577 | 32.7578 | -11.7876 | -87.2092 | -30.1079 | -13.6344
[5 empty] | Brown Coal | 0.207 | 38.9544 | -1.5794 | 356.5142 | 694.3673 | 555.7617 | 514.9727 | 582.6099 | 28.9085 | 107.7314 | 266.4859 | 336.3855 | 334.3224 | 184.1446 | 194.2407 | 312.3715 | 796.5386 | 709.9315 | 531.6119 | 525.0894 | 515.6925 | 628.69 | 197.6826 | 111.812 | 46.2253 | 208.2229 | -43.2742 | 0 | 0
[5 empty] | CCGT | -9.9425e-05 | -0.00010027 | -6.9576e-05 | -26.4868 | 7.648 | -20.9461 | -16.6025 | -14.2956 | 3.5343 | 2.2669 | -101.5548 | -467.7385 | -712.1362 | -34.7821 | -1255.3792 | -1034.175 | -225.2201 | -201.4312 | -27.8205 | -63.7552 | -199.301 | -81.775 | -18.7239 | -50.9984 | 3.1799 | -0.00089362 | -0.00089756 | -0.0012746 | -0.0012383
[5 empty] | Gas - Steam | -5.5e-06 | -2.7e-06 | -4e-06 | -2.3714 | 0.50678 | -0.86517 | -3.2689 | -5.4833 | -7.3129e-06 | -0.30959 | -8.8558e-06 | -76.3061 | -115.2417 | -318.9078 | -34.7026 | -48.2608 | -204.5424 | -171.2503 | 0.9312 | -2.4713 | -8.35 | -1.7811 | -2.4958 | -3.8008 | 0.82587 | 0 | 0 | 0 | 0
[5 empty] | OCGT / Diesel | -0.00015588 | -0.00016132 | -0.00019466 | -8.8125 | 1.9437 | -6.6885 | -1.5045 | 11.3218 | -0.081344 | 4.4433 | -3.3963 | -126.7633 | -102.8057 | -92.2723 | -228.1201 | -253.5372 | -734.2422 | -806.4636 | -990.1087 | -1097.3251 | -1168.9367 | -894.6127 | -918.1465 | -498.7746 | -743.8752 | -580.0171 | -1361.4751 | -1718.3404 | -1297.6641
[5 empty] | Hydro | -23.0579 | -155.2436 | -212.6593 | -477.5621 | -927.6872 | -1381.8925 | 554.3187 | 1122.8702 | 289.3771 | -33.2065 | 846.2333 | 2416.9992 | 2325.9882 | 3239.6916 | 3198.7531 | 2981.7526 | 3392.9119 | 2935.9703 | 2134.0551 | 3165.323 | 2097.9587 | 3037.5261 | 3784.6368 | 3904.7192 | 4069.148 | 4034.7445 | 3626.142 | 3326.8189 | 3109.9366
[5 empty] | Wind | -0.0015066 | 0.17732 | -0.0066078 | -917.1653 | 640.3591 | 478.2283 | 132.2972 | 26.2007 | -779.1283 | -742.9084 | -784.8316 | -1024.3133 | -877.1111 | -1574.6092 | -2865.2938 | -3485.5898 | -3594.9743 | -3380.3534 | -3314.7786 | -3006.4018 | -2400.5945 | -2582.7409 | -1554.2539 | -1961.4898 | -2168.0072 | -2913.5826 | -904.0819 | 1.6458 | -166.8961
[5 empty] | Solar PV | -4.5351e-05 | -0.0025257 | -0.061097 | -0.50557 | 3.4387e-05 | -1.1546 | 0.018768 | 1.1709 | 812.8989 | 840.7831 | 829.5893 | 828.2345 | 809.0468 | 779.1825 | 814.3439 | 811.2348 | 298.9353 | 316.7403 | 323.2215 | 285.8149 | 400.4595 | -582.7042 | -1408.0658 | -1424.0224 | -1047.8582 | -650.644 | -1176.4622 | -1530.959 | -1668.8144
[5 empty] | Grid Battery | 0.26281 | 0.15717 | -2.0611 | -0.86425 | -4.1722 | 4.1599 | -6.4764 | -6.0089 | -12.6542 | -5.9223 | -2.2542 | 0.88695 | 1.7224 | 1.719 | 1.1647 | 2.8136 | 5.6892 | 0.23227 | 0.63297 | 0.86041 | 2.5165 | 1.5307 | 0.76665 | 45.554 | 63.0121 | 9.7989 | 9.8422 | 7.1012 | 8.0448
[5 empty] | Pumped Hydro | 1.136 | 4.2005 | 2.4992 | -272.5745 | 19.0537 | -10.0639 | -643.362 | -396.5822 | -601.593 | -584.6423 | -207.145 | 117.9263 | 175.186 | -112.3424 | 78.4576 | 209.2354 | 137.4616 | 16.9384 | 58.9312 | -39.4117 | -208.4923 | -239.2709 | -500.9665 | -507.7618 | -466.9093 | -225.0681 | -237.6227 | -458.8769 | -528.1031
[5 empty] | VPP | 0.034301 | -0.7841 | -2.4166 | -7.5974 | -6.4978 | 0.53761 | -39.1644 | -30.0156 | -35.4704 | -29.5914 | 9.2907 | 19.2176 | 35.9543 | 9.3515 | 18.7064 | 28.5584 | 91.8526 | 41.1161 | 14.925 | 14.7198 | 92.6479 | 48.0784 | 42.6416 | 22.8668 | 116.2512 | 86.0582 | 16.4569 | 37.0387 | 260.0451
[5 empty] | Grid Battery pump | 0.32448 | 0.19404 | -2.5445 | -0.79346 | -5.032 | 4.7434 | -7.9971 | -7.4169 | -15.3274 | -7.6065 | -2.7829 | 0.66953 | 2.7828 | 1.8913 | 1.4381 | 3.4736 | 7.0238 | 0.28687 | 0.78159 | 1.0624 | 3.1074 | 1.8905 | 0.94719 | 53.5977 | 74.1657 | 11.5477 | 11.6431 | 8.3627 | 9.4245
[5 empty] | Pumped Hydro Pump | -0.000145 | 0.18058 | 0.51381 | -438.7179 | 86.685 | -67.4687 | -1001.7658 | -852.4565 | -765.3331 | -942.1727 | -502.3396 | -94.4115 | 107.6782 | -254.4503 | 36.1381 | 202.0381 | 184.1652 | 75.983 | -215.286 | -76.6508 | -305.3414 | -410.4349 | -723.6724 | -787.8522 | -580.8388 | -388.5197 | -399.593 | -584.7611 | -748.7744
[5 empty] | VPP pump | 0.041169 | -0.94125 | -2.901 | -8.7883 | -7.5082 | 0.024881 | -47.4393 | -35.5932 | -42.3006 | -35.7887 | 11.1488 | 22.9872 | 43.1152 | 11.9034 | 21.8923 | 34.1307 | 109.1684 | 50.5712 | 17.9135 | 17.8572 | 111.145 | 60.4526 | 49.298 | 26.6712 | 138.9505 | 104.6626 | 18.7327 | 45.4246 | 311.1464
*Generation shown is sent-out, as is demand. The difference in sent-out generation with the Marinus Link option and the Base Case is due to the difference in losses from interconnectors and storage.

## BaseCase_CF
Annual capacity factor by technology - BaseCase, High DER Scenario
Explicitly modelled generation
Region | Technology | 2021-22 | 2022-23 | 2023-24 | 2024-25 | 2025-26 | 2026-27 | 2027-28 | 2028-29 | 2029-30 | 2030-31 | 2031-32 | 2032-33 | 2033-34 | 2034-35 | 2035-36 | 2036-37 | 2037-38 | 2038-39 | 2039-40 | 2040-41 | 2041-42 | 2042-43 | 2043-44 | 2044-45 | 2045-46 | 2046-47 | 2047-48 | 2048-49 | 2049-50
NEM | Black Coal | 56.03% | 50.26% | 54.41% | 66.04% | 69.14% | 66.22% | 60.11% | 68.07% | 63.31% | 61.67% | 59.28% | 63.83% | 68.54% | 64.84% | 63.48% | 65.83% | 69.72% | 69.79% | 65.37% | 63.87% | 60.1% | 68.53% | 63.75% | 62.32% | 61.85% | 61.91% | 58.65% | 56.98% | 51.04%
NEM | Brown Coal | 70.83% | 67.15% | 67.94% | 68.39% | 71.97% | 74.1% | 71.81% | 70.65% | 69.07% | 73.28% | 71.47% | 70.39% | 72.02% | 70.19% | 74.08% | 69.65% | 61.72% | 65.32% | 57.63% | 61.13% | 67.88% | 67.02% | 63.45% | 62.54% | 61.81% | 63.51% | 64.27% | - | -
NEM | CCGT | 8.417% | 8.417% | 7.524% | 7.817% | 6.861% | 7.014% | 7.174% | 7.949% | 6.918% | 7.225% | 8.461% | 21.2% | 23.18% | 22.89% | 21.04% | 21.95% | 32.63% | 32.25% | 27.34% | 27.92% | 29.18% | 33.74% | 29.14% | 31.19% | 32.08% | 28.26% | 28.34% | 28.26% | 28.26%
NEM | Gas - Steam | 5.747% | 5.867% | 5.972% | 1.374% | 1.3% | 1.374% | 1.347% | 1.431% | 1.273% | 1.281% | 1.277% | 3.125% | 2.517% | 6.611% | 2.701% | 2.737% | 9.976% | 8.324% | 22.91% | 23.95% | 29.25% | 32.65% | 30.66% | 27.67% | 35.74% | - | - | - | -
NEM | OCGT / Diesel | 0.0844% | 0.03795% | 0.1855% | 0.1603% | 0.02375% | 0.08359% | 0.05523% | 0.1328% | 0.01029% | 0.01153% | 0.06799% | 1.128% | 0.7737% | 1.185% | 1.107% | 1.378% | 5.626% | 5.91% | 10.52% | 11.77% | 8.304% | 12.3% | 15.78% | 8.481% | 10.2% | 12.79% | 16.93% | 19.88% | 19.75%
NEM | Hydro | 20.37% | 20.86% | 20.85% | 25.21% | 26% | 23.95% | 24.37% | 27.34% | 23.64% | 21.65% | 21.23% | 21.13% | 21.89% | 21.23% | 20.23% | 19.01% | 21.5% | 18.96% | 17.99% | 16.46% | 16.93% | 18.02% | 17.71% | 17.52% | 16.91% | 19.88% | 17.32% | 16.75% | 15.51%
NEM | Wind | 34.08% | 35.65% | 32.66% | 33.65% | 36.01% | 37.58% | 38.48% | 35.72% | 33.75% | 34.74% | 36.13% | 34.42% | 33.46% | 35.61% | 36.93% | 37.49% | 35.4% | 34.91% | 35.14% | 35.47% | 33.31% | 31.45% | 33.83% | 35.14% | 36.16% | 34.46% | 33.63% | 33.28% | 32.47%
NEM | Solar PV | 29.56% | 29.16% | 29.63% | 28.43% | 27.85% | 29.48% | 29.85% | 26.38% | 27.51% | 28.74% | 29.13% | 29.26% | 28.18% | 27.59% | 29.35% | 29.41% | 26.14% | 27.33% | 28.62% | 28.88% | 28.92% | 27.61% | 26.88% | 28.16% | 28.16% | 25.04% | 25.49% | 25.59% | 25.24%
NEM | Grid Battery | 9.489% | 5.617% | 5.624% | 6.193% | 5.653% | 5.681% | 5.621% | 5.259% | 4.962% | 5.241% | 5.074% | 5.211% | 4.987% | 4.47% | 4.881% | 4.891% | 4.496% | 4.447% | 4.754% | 3.949% | 2.571% | 4.546% | 4.432% | 9.137% | 8.974% | 11.2% | 11.15% | 11.13% | 11.21%
NEM | Pumped Hydro | 0.7331% | 2.161% | 3.187% | 25.82% | 20.26% | 20.56% | 21.46% | 24.14% | 22.68% | 24.63% | 24.51% | 26.21% | 23.79% | 24.08% | 25.47% | 24.82% | 24.01% | 22.81% | 24.53% | 23.28% | 25.34% | 24.25% | 24% | 25.94% | 25.16% | 23.31% | 22.78% | 24.5% | 23.55%
NEM | VPP | 7.704% | 8.791% | 8.126% | 9.578% | 9.12% | 8.964% | 8.295% | 7.753% | 7.02% | 6.986% | 6.663% | 6.908% | 6.844% | 6.554% | 6.778% | 6.752% | 6.27% | 6.154% | 6.214% | 5.96% | 6.096% | 5.877% | 5.726% | 5.931% | 5.639% | 5.189% | 5.078% | 5.095% | 4.393%
Region | Technology | 2021-22 | 2022-23 | 2023-24 | 2024-25 | 2025-26 | 2026-27 | 2027-28 | 2028-29 | 2029-30 | 2030-31 | 2031-32 | 2032-33 | 2033-34 | 2034-35 | 2035-36 | 2036-37 | 2037-38 | 2038-39 | 2039-40 | 2040-41 | 2041-42 | 2042-43 | 2043-44 | 2044-45 | 2045-46 | 2046-47 | 2047-48 | 2048-49 | 2049-50
NSW1 | Black Coal | 51.16% | 44.9% | 48.55% | 61.84% | 67.07% | 62.72% | 56.2% | 64.9% | 57.74% | 57.38% | 53.33% | 56.46% | 65.68% | 59.65% | 51% | 61.67% | 67.96% | 66.61% | 62.1% | 54.64% | 47.26% | - | - | - | - | - | - | - | -
NSW1 | Brown Coal | bar: 2021-22 to 2049-50
NSW1 | CCGT | 0.6146% | 0.6146% | 1.849% | 1.177% | 1.161% | 1.161% | 1.164% | 1.161% | 1.161% | 1.161% | 1.164% | 19.24% | 18.65% | 20.06% | 20.72% | 18.86% | 30.18% | 32.94% | 27.1% | 25.81% | 25.1% | 31.38% | 3.951% | - | - | - | - | - | -
NSW1 | Gas - Steam | bar: 2021-22 to 2049-50
NSW1 | OCGT / Diesel | 0.0002592% | 1.726e-07% | 0.1038% | 0.4148% | 0.03597% | 0.1527% | 0.04777% | 0.0623% | 2.402e-07% | 2.49e-07% | 2.75e-07% | 0.3347% | 0.1511% | 0.2313% | 1.179% | 1.405% | 5.669% | 9.009% | 14.83% | 17.77% | 8.233% | 16.55% | 23.19% | 8.899% | 9.401% | 13.24% | 22.2% | 26.48% | 25.06%
NSW1 | Hydro | 8.883% | 9.371% | 8.65% | 12.69% | 12% | 11.69% | 11.74% | 16.35% | 12.68% | 10.95% | 12.29% | 12.91% | 14.32% | 14.78% | 14.99% | 14.03% | 17.73% | 14.16% | 13.17% | 12.21% | 12.41% | 14.64% | 15.12% | 15.8% | 15.09% | 18.08% | 14.84% | 14.44% | 13.43%
NSW1 | Wind | 32.14% | 36.67% | 35.12% | 34.55% | 37.55% | 38.61% | 38.13% | 33.87% | 30.57% | 32.76% | 34.03% | 33.83% | 32.77% | 34.97% | 36.61% | 36.6% | 33.08% | 30.33% | 32.52% | 33.49% | 33.37% | 31.75% | 33.85% | 35.23% | 35.12% | 31.67% | 29.24% | 30.76% | 30.87%
NSW1 | Solar PV | 28.63% | 28.53% | 28.72% | 27.65% | 26.32% | 28.48% | 28.63% | 26.07% | 26.86% | 28.34% | 28.8% | 28.58% | 27.69% | 26.72% | 28.75% | 28.66% | 25.92% | 26.67% | 28.2% | 28.53% | 28.21% | 27.26% | 26.43% | 27.97% | 27.86% | 25.03% | 25.2% | 26.48% | 26.11%
NSW1 | Grid Battery | bar: 2021-22 to 2049-50
NSW1 | Pumped Hydro | 1.059% | 3.75% | 5.157% | 63.1% | 22.85% | 23.51% | 24.75% | 27.29% | 24.47% | 26.54% | 26.35% | 27.82% | 25.19% | 25.63% | 27.05% | 26.39% | 25.76% | 23.97% | 26% | 24.74% | 26.76% | 25.23% | 25.27% | 27.68% | 26.92% | 26.89% | 25.39% | 27.19% | 27.58%
NSW1 | VPP | 7.197% | 8.83% | 7.405% | 9.279% | 8.618% | 8.566% | 8.191% | 7.68% | 6.991% | 6.96% | 6.674% | 6.918% | 6.854% | 6.556% | 6.805% | 6.732% | 6.266% | 6.091% | 6.202% | 5.906% | 6.054% | 5.853% | 5.862% | 6.055% | 5.842% | 5.532% | 5.274% | 5.451% | 4.968%
Region | Technology | 2021-22 | 2022-23 | 2023-24 | 2024-25 | 2025-26 | 2026-27 | 2027-28 | 2028-29 | 2029-30 | 2030-31 | 2031-32 | 2032-33 | 2033-34 | 2034-35 | 2035-36 | 2036-37 | 2037-38 | 2038-39 | 2039-40 | 2040-41 | 2041-42 | 2042-43 | 2043-44 | 2044-45 | 2045-46 | 2046-47 | 2047-48 | 2048-49 | 2049-50
QLD1 | Black Coal | 62.18% | 56.7% | 60.38% | 70.76% | 70.9% | 68.89% | 63.09% | 70.79% | 66.5% | 64.12% | 62.69% | 66.85% | 69.71% | 66.97% | 66.44% | 66.94% | 70.34% | 70.89% | 66.5% | 67.08% | 64.55% | 68.53% | 63.75% | 62.32% | 61.85% | 61.91% | 58.65% | 56.98% | 51.04%
QLD1 | Brown Coal | bar: 2021-22 to 2049-50
QLD1 | CCGT | 8.33% | 8.33% | 9.298% | 10.98% | 9.166% | 9.457% | 9.751% | 11.23% | 9.275% | 9.859% | 12.2% | 24.9% | 28.83% | 25.55% | 24.56% | 28.63% | 40% | 37.81% | 33.27% | 35.16% | 37.93% | 42.37% | 40.03% | 37.78% | 51.7% | 60.92% | 61.08% | 60.92% | 60.92%
QLD1 | Gas - Steam | 5.044% | 5.044% | 10.02% | 9.894% | 9.894% | 9.894% | 9.921% | 9.894% | 9.894% | 9.894% | 9.921% | 9.894% | 11.58% | 10.22% | 10.48% | 12.33% | 30.54% | 25.4% | 22.91% | 23.95% | 29.25% | 32.65% | 30.66% | 27.67% | 35.74% | - | - | - | -
QLD1 | OCGT / Diesel | 2.176e-07% | 2.251e-07% | 0.003417% | 0.1778% | 0.0351% | 0.06598% | 0.0934% | 0.3281% | 0.03696% | 0.02889% | 0.2233% | 1.587% | 1.07% | 0.7442% | 0.729% | 1.85% | 8.983% | 7.083% | 10.07% | 10.49% | 10.2% | 13.66% | 13.36% | 13.72% | 17.02% | 18.56% | 16.85% | 15.59% | 15.73%
QLD1 | Hydro | 51.16% | 51% | 51.01% | 50.58% | 50.37% | 50.16% | 50.15% | 49.75% | 49.52% | 48.35% | 49.34% | 48.94% | 48.73% | 48.52% | 48.41% | 48.08% | 41.25% | 41.34% | 41.07% | 40.9% | 40.92% | - | - | - | - | - | - | - | -
QLD1 | Wind | 36.02% | 34.94% | 34.77% | 34.23% | 41.9% | 43.01% | 45.4% | 45.36% | 43.03% | 44.06% | 41.68% | 39.67% | 35.1% | 41.96% | 41.33% | 43.3% | 42.86% | 42.35% | 43.07% | 40.29% | 37.97% | 33% | 38.85% | 39.01% | 41.6% | 41.93% | 41.65% | 41.87% | 36.43%
QLD1 | Solar PV | 31.43% | 30.43% | 31.01% | 29.64% | 30.07% | 31.49% | 31.87% | 26.62% | 28.83% | 29.98% | 30.46% | 30.92% | 29.57% | 30.04% | 31.52% | 31.76% | 26.49% | 28.72% | 29.93% | 30.25% | 30.54% | 28.22% | 28.18% | 29.1% | 29.11% | 25.11% | 26.45% | 27.17% | 26.84%
QLD1 | Grid Battery | - | 14.73% | 14.99% | 18.22% | 18.45% | 17.94% | 17.5% | 16.98% | 16.45% | 16.5% | 16.22% | 16.54% | 16.46% | 16.37% | 16.3% | 16.35% | 15.16% | 15.17% | 15.58% | - | - | - | - | 15.82% | 15.34% | 14.75% | 14.77% | 14.61% | 14.91%
QLD1 | Pumped Hydro | 0.5957% | 1.492% | 2.358% | 10.12% | 9.898% | 8.763% | 8.272% | 11.52% | 9.255% | 10.28% | 10.72% | 14.12% | 13.32% | 12.48% | 13.64% | 13.1% | 19.07% | 19.51% | 20.36% | 19.15% | 21.38% | 22.44% | 21.75% | 22.87% | 22.05% | 19.05% | 19.61% | 20.71% | 18.17%
QLD1 | VPP | 6.801% | 7.838% | 7.569% | 9.601% | 9.773% | 9.333% | 8.648% | 8.256% | 7.6% | 7.481% | 7.067% | 7.259% | 7.291% | 7.176% | 7.132% | 7.056% | 6.543% | 6.491% | 6.447% | 6.388% | 6.493% | 6.39% | 6.274% | 6.228% | 5.733% | 4.975% | 5.048% | 4.751% | 3.713%
Region | Technology | 2021-22 | 2022-23 | 2023-24 | 2024-25 | 2025-26 | 2026-27 | 2027-28 | 2028-29 | 2029-30 | 2030-31 | 2031-32 | 2032-33 | 2033-34 | 2034-35 | 2035-36 | 2036-37 | 2037-38 | 2038-39 | 2039-40 | 2040-41 | 2041-42 | 2042-43 | 2043-44 | 2044-45 | 2045-46 | 2046-47 | 2047-48 | 2048-49 | 2049-50
VIC1 | Black Coal | bar: 2021-22 to 2049-50
VIC1 | Brown Coal | 70.83% | 67.15% | 67.94% | 68.39% | 71.97% | 74.1% | 71.81% | 70.65% | 69.07% | 73.28% | 71.47% | 70.39% | 72.02% | 70.19% | 74.08% | 69.65% | 61.72% | 65.32% | 57.63% | 61.13% | 67.88% | 67.02% | 63.45% | 62.54% | 61.81% | 63.51% | 64.27% | - | -
VIC1 | CCGT | bar: 2021-22 to 2049-50
VIC1 | Gas - Steam | 0.1675% | 0.05509% | 0.1892% | 0.2785% | 0.07394% | 0.2777% | 0.1956% | 0.4353% | 1.782e-07% | 0.02032% | 2.153e-07% | 1.014% | 0.5169% | 1.819% | 1.395% | 1.126% | 6.522% | 5.455% | - | - | - | - | - | - | - | - | - | - | -
VIC1 | OCGT / Diesel | 0.03993% | 2.143e-07% | 0.04102% | 0.0117% | 2.887e-07% | 0.02814% | 0.02693% | 0.00232% | 3.348e-07% | 3.388e-07% | 3.685e-07% | 0.2299% | 0.1429% | 0.133% | 0.1996% | 0.08459% | 0.5397% | 0.1657% | 4.139% | 4.328% | 1.979% | 1.302% | 5.024% | 1.705% | 1.874% | 1.426% | 2.298% | 18.22% | 19.09%
VIC1 | Hydro | 14.06% | 14.1% | 12.75% | 15.74% | 16.06% | 15.19% | 15.4% | 19.31% | 16.04% | 13.7% | 13.78% | 12.43% | 15.24% | 15.69% | 14.85% | 14.89% | 18.68% | 15.51% | 13.32% | 13.3% | 12.06% | 14.74% | 15.26% | 14.37% | 14.45% | 18.11% | 15.05% | 12.9% | 12.91%
VIC1 | Wind | 35.8% | 36.34% | 31.25% | 32.29% | 33.18% | 34.37% | 35.71% | 32.24% | 32.43% | 31.31% | 34.65% | 31% | 32% | 32.29% | 33.79% | 34.23% | 32.02% | 34.18% | 32.36% | 33.26% | 29.03% | 28.72% | 30.33% | 31.96% | 32.64% | 31.29% | 31.65% | 30.02% | 30.45%
VIC1 | Solar PV | 27.59% | 27.39% | 28.4% | 27.27% | 25.9% | 27.21% | 27.86% | 26.09% | 27.05% | 27.59% | 27.43% | 28.48% | 27.25% | 25.9% | 27.36% | 27.8% | 25.97% | 26.88% | 27.51% | 27.3% | 28.31% | 27.2% | 25.92% | 27.66% | 28.27% | 26.23% | 24.45% | 20.61% | 21.08%
VIC1 | Grid Battery | 23.41% | 5.104% | 4.964% | 5.603% | 5.001% | 5.139% | 5.17% | 4.726% | 4.44% | 4.511% | 4.363% | 4.497% | 4.099% | 3.65% | 4.15% | 4.167% | 3.716% | 3.671% | 4.012% | 3.675% | 1.493% | - | - | - | - | - | - | - | -
VIC1 | Pumped Hydro | - | - | - | - | - | - | - | - | - | - | - | - | - | - | - | - | - | - | - | - | 29.24% | 27.63% | 25.69% | 28.03% | 27.34% | 27.09% | 27.15% | 27.56% | 26.77%
VIC1 | VPP | 8.438% | 9.305% | 8.748% | 9.902% | 9.21% | 9.146% | 8.278% | 7.553% | 6.753% | 6.735% | 6.391% | 6.686% | 6.53% | 6.124% | 6.49% | 6.55% | 6% | 5.881% | 6.003% | 5.638% | 5.811% | 5.485% | 5.153% | 5.621% | 5.366% | 4.99% | 4.916% | 5.041% | 4.346%
Region | Technology | 2021-22 | 2022-23 | 2023-24 | 2024-25 | 2025-26 | 2026-27 | 2027-28 | 2028-29 | 2029-30 | 2030-31 | 2031-32 | 2032-33 | 2033-34 | 2034-35 | 2035-36 | 2036-37 | 2037-38 | 2038-39 | 2039-40 | 2040-41 | 2041-42 | 2042-43 | 2043-44 | 2044-45 | 2045-46 | 2046-47 | 2047-48 | 2048-49 | 2049-50
SA1 | Black Coal | bar: 2021-22 to 2049-50
SA1 | Brown Coal | bar: 2021-22 to 2049-50
SA1 | CCGT | 17.95% | 17.95% | 12.11% | 9.7% | 9.7% | 9.7% | 9.727% | 9.7% | 9.7% | 9.7% | 9.727% | 21.29% | 21.5% | 27.66% | 19.62% | 19.98% | - | - | - | - | - | - | - | - | - | - | - | - | -
SA1 | Gas - Steam | 9.308% | 9.585% | 9.161% | 1.164% | 1.164% | 1.164% | 1.167% | 1.164% | 1.164% | 1.164% | 1.167% | 3.733% | 2.815% | 9.226% | - | - | - | - | - | - | - | - | - | - | - | - | - | - | -
SA1 | OCGT / Diesel | 0.35% | 0.1812% | 0.7232% | 0.09882% | 0.03076% | 0.1216% | 0.05623% | 0.1325% | 7.878e-07% | 0.01854% | 0.01336% | 3.895% | 2.869% | 6.359% | 4.276% | 3.841% | 12.29% | 12.89% | 15.01% | 14.32% | 13.36% | 15.64% | 19.96% | 7.358% | 8.619% | 9.111% | 13.29% | 16.62% | 16.29%
SA1 | Hydro | bar: 2021-22 to 2049-50
SA1 | Wind | 34.73% | 34.27% | 30.31% | 33.68% | 32.88% | 36.12% | 36.57% | 34.36% | 33.45% | 33.8% | 35.51% | 32.32% | 32.88% | 31.44% | 35.54% | 35.65% | 34.26% | 35% | 34.75% | 36.82% | 32.52% | 31.51% | 29.8% | 33.19% | 33.7% | 32.42% | 32.82% | 30.28% | 31.65%
SA1 | Solar PV | 30.63% | 29.09% | 29.19% | 28.18% | 27.51% | 28.16% | 29.03% | 27.61% | 28.77% | 29.03% | 29.15% | 29.61% | 28.18% | 27.51% | 28.21% | 28.99% | 27.54% | 28.71% | 29.03% | 29.08% | 29.36% | 28.08% | 23.95% | 22.55% | 23.23% | 21.05% | 21.04% | 20.32% | 15.87%
SA1 | Grid Battery | 5.731% | 5.668% | 5.919% | 6.099% | 5.597% | 5.479% | 5.287% | 5.09% | 4.797% | 5.519% | 5.324% | 5.449% | 5.3% | 4.631% | 4.916% | 4.907% | 4.736% | 4.673% | 4.893% | 4.532% | 4.726% | 4.546% | 4.431% | 7.744% | 7.646% | 7.409% | 7.293% | 7.422% | 7.272%
SA1 | Pumped Hydro | bar: 2021-22 to 2049-50
SA1 | VPP | 9.418% | 9.825% | 9.873% | 9.951% | 9.318% | 9.125% | 8.317% | 7.964% | 7.015% | 7.093% | 6.83% | 7.002% | 6.982% | 6.577% | 6.935% | 6.8% | 6.596% | 6.493% | 6.471% | 6.147% | 6.193% | 5.957% | 5.823% | 5.817% | 5.632% | 5.312% | 5.059% | 5.016% | 4.472%
Region | Technology | 2021-22 | 2022-23 | 2023-24 | 2024-25 | 2025-26 | 2026-27 | 2027-28 | 2028-29 | 2029-30 | 2030-31 | 2031-32 | 2032-33 | 2033-34 | 2034-35 | 2035-36 | 2036-37 | 2037-38 | 2038-39 | 2039-40 | 2040-41 | 2041-42 | 2042-43 | 2043-44 | 2044-45 | 2045-46 | 2046-47 | 2047-48 | 2048-49 | 2049-50
TAS1 | Black Coal | bar: 2021-22 to 2049-50
TAS1 | Brown Coal | bar: 2021-22 to 2049-50
TAS1 | CCGT | 9.674e-07% | 9.571e-07% | 9.778e-07% | 9.785e-07% | 9.706e-07% | 9.792e-07% | 1.018e-06% | 1.057e-06% | 1.099e-06% | 1.126e-06% | 1.127e-06% | 1.165e-06% | 1.209e-06% | 1.246e-06% | 1.294e-06% | 1.341e-06% | 1.404e-06% | 1.463e-06% | 1.609e-06% | 1.619e-06% | 1.741e-06% | 1.767e-06% | 1.846e-06% | 1.928e-06% | 2.009e-06% | 2.109e-06% | 2.215e-06% | 2.342e-06% | 2.416e-06%
TAS1 | Gas - Steam | bar: 2021-22 to 2049-50
TAS1 | OCGT / Diesel | 9.025e-07% | 8.728e-07% | 9.142e-07% | 9.285e-07% | 9.089e-07% | 9.55e-07% | 9.951e-07% | 1.035e-06% | 1.08e-06% | 1.111e-06% | 1.1e-06% | 1.146e-06% | 1.186e-06% | 1.225e-06% | 1.271e-06% | 1.313e-06% | 1.382e-06% | 1.423e-06% | 1.511e-06% | 3.922e-06% | 0.01134% | 4.263e-06% | 4.469e-06% | 4.646e-06% | 4.803e-06% | 5.068e-06% | 5.33e-06% | 0.04472% | 5.79e-06%
TAS1 | Hydro | 36.56% | 37.49% | 39.51% | 45.75% | 48.65% | 43.53% | 44.56% | 45.12% | 40.77% | 38.78% | 35.92% | 36.19% | 34.44% | 31.53% | 29.03% | 26.33% | 27.6% | 26.67% | 26.83% | 23.25% | 25.6% | 24.67% | 22.74% | 22.27% | 21.11% | 23.44% | 22.07% | 22.76% | 20.13%
TAS1 | Wind | 26.66% | 32.22% | 32.49% | 34.76% | 37.95% | 39.42% | 41.07% | 39.17% | 39.29% | 38.12% | 42.17% | 39.06% | 38.49% | 40.13% | 39.67% | 39.97% | 36.78% | 35.54% | 33.42% | 34.6% | 32.83% | 32.64% | 33.87% | 34.78% | 35.76% | 33.7% | 33.61% | 31.62% | 32.39%
TAS1 | Solar PV | bar: 2021-22 to 2049-50
TAS1 | Grid Battery | bar: 2021-22 to 2049-50
TAS1 | Pumped Hydro | bar: 2021-22 to 2049-50
TAS1 | VPP | 1.622% | 3.336% | 1.456% | 1.961% | 2.321% | 2.601% | 2.415% | 2.382% | 2.913% | 3.133% | 4.14% | 4.587% | 4.746% | 5.107% | 5.398% | 6.037% | 5.923% | 5.87% | 5.643% | 5.96% | 5.922% | 5.912% | 5.693% | 5.712% | 5.931% | 5.471% | 5.208% | 5.168% | 4.713%
Explicitly modelled pumping
Region | Technology | 2021-22 | 2022-23 | 2023-24 | 2024-25 | 2025-26 | 2026-27 | 2027-28 | 2028-29 | 2029-30 | 2030-31 | 2031-32 | 2032-33 | 2033-34 | 2034-35 | 2035-36 | 2036-37 | 2037-38 | 2038-39 | 2039-40 | 2040-41 | 2041-42 | 2042-43 | 2043-44 | 2044-45 | 2045-46 | 2046-47 | 2047-48 | 2048-49 | 2049-50
NEM | Grid Battery pump | 11.68% | 6.952% | 6.925% | 7.653% | 6.972% | 7.012% | 6.956% | 6.475% | 6.126% | 6.47% | 6.284% | 6.426% | 6.155% | 5.507% | 6.025% | 6.038% | 5.553% | 5.505% | 5.852% | 4.892% | 3.156% | 5.63% | 5.453% | 10.91% | 10.73% | 13.26% | 13.2% | 13.18% | 13.27%
NEM | Pumped Hydro Pump | 1.213% | 4.37% | 5.8% | 32.56% | 23.1% | 25.13% | 27.74% | 29.88% | 28.4% | 31.02% | 31.76% | 33.7% | 32.07% | 30.71% | 33.69% | 33.49% | 30.77% | 29.54% | 31.57% | 30.53% | 32.71% | 32.14% | 30.6% | 34.43% | 33.5% | 30.5% | 29.72% | 32.05% | 30.39%
NEM | VPP pump | 9.247% | 10.58% | 9.741% | 11.5% | 10.94% | 10.76% | 9.973% | 9.292% | 8.426% | 8.385% | 8.019% | 8.277% | 8.219% | 7.865% | 8.13% | 8.104% | 7.538% | 7.39% | 7.443% | 7.171% | 7.304% | 7.061% | 6.865% | 7.116% | 6.782% | 6.217% | 6.106% | 6.105% | 5.27%
Region | Technology | 2021-22 | 2022-23 | 2023-24 | 2024-25 | 2025-26 | 2026-27 | 2027-28 | 2028-29 | 2029-30 | 2030-31 | 2031-32 | 2032-33 | 2033-34 | 2034-35 | 2035-36 | 2036-37 | 2037-38 | 2038-39 | 2039-40 | 2040-41 | 2041-42 | 2042-43 | 2043-44 | 2044-45 | 2045-46 | 2046-47 | 2047-48 | 2048-49 | 2049-50
NSW1 | Grid Battery pump | bar: 2021-22 to 2049-50
NSW1 | Pumped Hydro Pump | 1.359% | 5.422% | 6.917% | 41.69% | 24.21% | 26.91% | 30.1% | 31.69% | 29.69% | 32.4% | 33.14% | 34.72% | 33.05% | 31.69% | 34.78% | 34.65% | 32.21% | 30.5% | 32.79% | 31.92% | 33.92% | 33.47% | 31.71% | 36.72% | 35.81% | 34.85% | 33.01% | 35.63% | 35.22%
NSW1 | VPP pump | 8.639% | 10.62% | 8.874% | 11.14% | 10.34% | 10.28% | 9.849% | 9.205% | 8.391% | 8.353% | 8.032% | 8.284% | 8.226% | 7.886% | 8.152% | 8.08% | 7.542% | 7.312% | 7.423% | 7.109% | 7.26% | 7.016% | 7.031% | 7.268% | 7.031% | 6.621% | 6.35% | 6.524% | 5.963%
Region | Technology | 2021-22 | 2022-23 | 2023-24 | 2024-25 | 2025-26 | 2026-27 | 2027-28 | 2028-29 | 2029-30 | 2030-31 | 2031-32 | 2032-33 | 2033-34 | 2034-35 | 2035-36 | 2036-37 | 2037-38 | 2038-39 | 2039-40 | 2040-41 | 2041-42 | 2042-43 | 2043-44 | 2044-45 | 2045-46 | 2046-47 | 2047-48 | 2048-49 | 2049-50
QLD1 | Grid Battery pump | - | 18.18% | 18.46% | 22.49% | 22.78% | 22.14% | 21.6% | 20.96% | 20.3% | 20.37% | 20.09% | 20.37% | 20.33% | 20.21% | 20.12% | 20.19% | 18.77% | 18.67% | 19.23% | - | - | - | - | 18.63% | 18.04% | 17.38% | 17.35% | 17.21% | 17.52%
QLD1 | Pumped Hydro Pump | 0.9635% | 2.569% | 3.885% | 16.9% | 16.57% | 14.63% | 13.86% | 19.23% | 15.47% | 17.19% | 17.98% | 23.55% | 22.27% | 20.87% | 22.8% | 21.89% | 25.86% | 26.26% | 27.41% | 25.82% | 28.69% | 29.35% | 28.31% | 29.77% | 28.8% | 24.5% | 25.14% | 26.67% | 23.16%
QLD1 | VPP pump | 8.163% | 9.433% | 9.072% | 11.52% | 11.73% | 11.2% | 10.38% | 9.909% | 9.122% | 8.979% | 8.504% | 8.694% | 8.751% | 8.613% | 8.56% | 8.469% | 7.875% | 7.77% | 7.738% | 7.673% | 7.787% | 7.678% | 7.537% | 7.464% | 6.878% | 5.985% | 6.045% | 5.716% | 4.443%
Region | Technology | 2021-22 | 2022-23 | 2023-24 | 2024-25 | 2025-26 | 2026-27 | 2027-28 | 2028-29 | 2029-30 | 2030-31 | 2031-32 | 2032-33 | 2033-34 | 2034-35 | 2035-36 | 2036-37 | 2037-38 | 2038-39 | 2039-40 | 2040-41 | 2041-42 | 2042-43 | 2043-44 | 2044-45 | 2045-46 | 2046-47 | 2047-48 | 2048-49 | 2049-50
VIC1 | Grid Battery pump | 28.81% | 6.319% | 6.111% | 6.931% | 6.164% | 6.341% | 6.401% | 5.817% | 5.482% | 5.57% | 5.405% | 5.542% | 5.068% | 4.488% | 5.124% | 5.144% | 4.588% | 4.55% | 4.935% | 4.554% | 1.825% | - | - | - | - | - | - | - | -
VIC1 | Pumped Hydro Pump | - | - | - | - | - | - | - | - | - | - | - | - | - | - | - | - | - | - | - | - | 36.55% | 34.69% | 31.96% | 35.07% | 34.32% | 33.69% | 34.11% | 34.43% | 33.46%
VIC1 | VPP pump | 10.13% | 11.19% | 10.49% | 11.89% | 11.05% | 10.98% | 9.96% | 9.047% | 8.105% | 8.083% | 7.692% | 8.014% | 7.853% | 7.33% | 7.79% | 7.861% | 7.201% | 7.081% | 7.184% | 6.788% | 6.955% | 6.604% | 6.164% | 6.746% | 6.46% | 5.97% | 5.92% | 6.033% | 5.217%
Region | Technology | 2021-22 | 2022-23 | 2023-24 | 2024-25 | 2025-26 | 2026-27 | 2027-28 | 2028-29 | 2029-30 | 2030-31 | 2031-32 | 2032-33 | 2033-34 | 2034-35 | 2035-36 | 2036-37 | 2037-38 | 2038-39 | 2039-40 | 2040-41 | 2041-42 | 2042-43 | 2043-44 | 2044-45 | 2045-46 | 2046-47 | 2047-48 | 2048-49 | 2049-50
SA1 | Grid Battery pump | 7.059% | 7.015% | 7.29% | 7.529% | 6.909% | 6.764% | 6.544% | 6.267% | 5.923% | 6.813% | 6.592% | 6.727% | 6.523% | 5.718% | 6.069% | 6.058% | 5.847% | 5.787% | 6.023% | 5.613% | 5.817% | 5.63% | 5.453% | 9.304% | 9.212% | 8.874% | 8.785% | 8.893% | 8.737%
SA1 | Pumped Hydro Pump | bar: 2021-22 to 2049-50
SA1 | VPP pump | 11.3% | 11.82% | 11.83% | 11.96% | 11.17% | 10.95% | 10.01% | 9.54% | 8.42% | 8.514% | 8.219% | 8.392% | 8.372% | 7.894% | 8.323% | 8.161% | 7.916% | 7.815% | 7.746% | 7.399% | 7.413% | 7.158% | 6.982% | 6.981% | 6.779% | 6.356% | 6.09% | 6.002% | 5.367%
Region | Technology | 2021-22 | 2022-23 | 2023-24 | 2024-25 | 2025-26 | 2026-27 | 2027-28 | 2028-29 | 2029-30 | 2030-31 | 2031-32 | 2032-33 | 2033-34 | 2034-35 | 2035-36 | 2036-37 | 2037-38 | 2038-39 | 2039-40 | 2040-41 | 2041-42 | 2042-43 | 2043-44 | 2044-45 | 2045-46 | 2046-47 | 2047-48 | 2048-49 | 2049-50
TAS1 | Grid Battery pump | bar: 2021-22 to 2049-50
TAS1 | Pumped Hydro Pump | bar: 2021-22 to 2049-50
TAS1 | VPP pump | 1.947% | 4.026% | 1.735% | 2.375% | 2.772% | 3.121% | 2.922% | 2.842% | 3.501% | 3.757% | 4.97% | 5.527% | 5.694% | 6.136% | 6.459% | 7.268% | 7.089% | 7.045% | 6.773% | 7.163% | 7.099% | 7.11% | 6.824% | 6.851% | 7.139% | 6.546% | 6.271% | 6.184% | 5.657%
Non-controllable capacity
Region | Technology | 2021-22 | 2022-23 | 2023-24 | 2024-25 | 2025-26 | 2026-27 | 2027-28 | 2028-29 | 2029-30 | 2030-31 | 2031-32 | 2032-33 | 2033-34 | 2034-35 | 2035-36 | 2036-37 | 2037-38 | 2038-39 | 2039-40 | 2040-41 | 2041-42 | 2042-43 | 2043-44 | 2044-45 | 2045-46 | 2046-47 | 2047-48 | 2048-49 | 2049-50
NEM | Distributed PV | 15.73% | 16.09% | 16.23% | 15.82% | 15.34% | 16.51% | 16.55% | 14.98% | 15.76% | 16.42% | 16.68% | 16.82% | 16.42% | 15.97% | 17.12% | 17.17% | 15.46% | 16.3% | 17% | 17.29% | 17.34% | 16.88% | 16.37% | 17.53% | 17.49% | 15.72% | 16.54% | 17.24% | 17.5%
NEM | Behind the meter battery | 5.667% | 5.723% | 5.697% | 5.601% | 5.515% | 5.416% | 5.347% | 5.236% | 5.14% | 5.04% | 4.967% | 4.975% | 5.011% | 5.02% | 5.042% | 4.97% | 4.915% | 4.863% | 4.828% | 4.751% | 4.713% | 4.68% | 4.667% | 4.606% | 4.559% | 4.421% | 4.312% | 4.185% | 4.069%
NEM | Behind the meter battery pump | 4.815% | 4.861% | 4.84% | 4.758% | 4.685% | 4.601% | 4.542% | 4.447% | 4.367% | 4.281% | 4.221% | 4.227% | 4.256% | 4.264% | 4.284% | 4.222% | 4.175% | 4.13% | 4.1% | 4.037% | 4.004% | 3.974% | 3.964% | 3.912% | 3.873% | 3.755% | 3.662% | 3.554% | 3.456%
Region | Technology | 2021-22 | 2022-23 | 2023-24 | 2024-25 | 2025-26 | 2026-27 | 2027-28 | 2028-29 | 2029-30 | 2030-31 | 2031-32 | 2032-33 | 2033-34 | 2034-35 | 2035-36 | 2036-37 | 2037-38 | 2038-39 | 2039-40 | 2040-41 | 2041-42 | 2042-43 | 2043-44 | 2044-45 | 2045-46 | 2046-47 | 2047-48 | 2048-49 | 2049-50
NSW1 | Distributed PV | 15.89% | 16.65% | 16.19% | 15.98% | 15.4% | 17.1% | 16.86% | 15.02% | 15.42% | 16.36% | 17.06% | 16.64% | 16.46% | 15.93% | 17.53% | 17.31% | 15.42% | 15.93% | 16.89% | 17.6% | 17.11% | 16.87% | 16.27% | 17.87% | 17.58% | 15.66% | 16.11% | 17.1% | 17.77%
NSW1 | Behind the meter battery | 5.638% | 5.703% | 5.66% | 5.567% | 5.499% | 5.413% | 5.354% | 5.253% | 5.161% | 5.073% | 5.011% | 5.032% | 5.043% | 5.032% | 5.062% | 4.976% | 4.91% | 4.853% | 4.834% | 4.76% | 4.738% | 4.71% | 4.694% | 4.647% | 4.607% | 4.472% | 4.37% | 4.245% | 4.136%
NSW1 | Behind the meter battery pump | 4.79% | 4.843% | 4.811% | 4.729% | 4.672% | 4.599% | 4.548% | 4.46% | 4.383% | 4.311% | 4.258% | 4.275% | 4.284% | 4.277% | 4.302% | 4.228% | 4.172% | 4.121% | 4.104% | 4.045% | 4.025% | 4% | 3.988% | 3.947% | 3.911% | 3.797% | 3.713% | 3.604% | 3.515%
Region | Technology | 2021-22 | 2022-23 | 2023-24 | 2024-25 | 2025-26 | 2026-27 | 2027-28 | 2028-29 | 2029-30 | 2030-31 | 2031-32 | 2032-33 | 2033-34 | 2034-35 | 2035-36 | 2036-37 | 2037-38 | 2038-39 | 2039-40 | 2040-41 | 2041-42 | 2042-43 | 2043-44 | 2044-45 | 2045-46 | 2046-47 | 2047-48 | 2048-49 | 2049-50
QLD1 | Distributed PV | 16.1% | 17.06% | 17.04% | 16.38% | 16.5% | 17.65% | 17.74% | 14.96% | 16.27% | 16.89% | 17.76% | 17.6% | 16.96% | 17.19% | 18.26% | 18.34% | 15.46% | 16.89% | 17.52% | 18.42% | 18.19% | 17.48% | 17.64% | 18.68% | 18.7% | 15.74% | 17.14% | 17.77% | 18.66%
QLD1 | Behind the meter battery | 5.684% | 5.775% | 5.719% | 5.62% | 5.545% | 5.439% | 5.361% | 5.261% | 5.173% | 5.069% | 5.003% | 5.023% | 5.04% | 5.034% | 5.056% | 4.969% | 4.908% | 4.861% | 4.837% | 4.775% | 4.741% | 4.717% | 4.713% | 4.654% | 4.608% | 4.471% | 4.356% | 4.223% | 4.11%
QLD1 | Behind the meter battery pump | 4.83% | 4.906% | 4.857% | 4.776% | 4.709% | 4.62% | 4.554% | 4.469% | 4.396% | 4.307% | 4.251% | 4.265% | 4.281% | 4.276% | 4.298% | 4.219% | 4.167% | 4.13% | 4.11% | 4.057% | 4.025% | 4.005% | 4.006% | 3.953% | 3.917% | 3.797% | 3.698% | 3.589% | 3.49%
Region | Technology | 2021-22 | 2022-23 | 2023-24 | 2024-25 | 2025-26 | 2026-27 | 2027-28 | 2028-29 | 2029-30 | 2030-31 | 2031-32 | 2032-33 | 2033-34 | 2034-35 | 2035-36 | 2036-37 | 2037-38 | 2038-39 | 2039-40 | 2040-41 | 2041-42 | 2042-43 | 2043-44 | 2044-45 | 2045-46 | 2046-47 | 2047-48 | 2048-49 | 2049-50
VIC1 | Distributed PV | 14.64% | 14.23% | 15.09% | 14.83% | 14.08% | 15.02% | 15.13% | 14.56% | 15.28% | 15.89% | 15.28% | 16.11% | 15.73% | 14.89% | 15.83% | 15.95% | 15.17% | 15.88% | 16.52% | 15.91% | 16.66% | 16.24% | 15.31% | 16.27% | 16.3% | 15.49% | 16.18% | 16.83% | 16.15%
VIC1 | Behind the meter battery | 5.686% | 5.759% | 5.769% | 5.661% | 5.55% | 5.441% | 5.366% | 5.23% | 5.104% | 4.983% | 4.889% | 4.875% | 4.952% | 4.988% | 5.011% | 4.966% | 4.936% | 4.879% | 4.826% | 4.735% | 4.679% | 4.638% | 4.62% | 4.546% | 4.491% | 4.353% | 4.238% | 4.113% | 3.985%
VIC1 | Behind the meter battery pump | 4.831% | 4.891% | 4.901% | 4.807% | 4.715% | 4.624% | 4.558% | 4.445% | 4.338% | 4.231% | 4.155% | 4.142% | 4.205% | 4.236% | 4.256% | 4.221% | 4.193% | 4.144% | 4.097% | 4.024% | 3.977% | 3.938% | 3.922% | 3.862% | 3.817% | 3.698% | 3.598% | 3.492% | 3.384%
Region | Technology | 2021-22 | 2022-23 | 2023-24 | 2024-25 | 2025-26 | 2026-27 | 2027-28 | 2028-29 | 2029-30 | 2030-31 | 2031-32 | 2032-33 | 2033-34 | 2034-35 | 2035-36 | 2036-37 | 2037-38 | 2038-39 | 2039-40 | 2040-41 | 2041-42 | 2042-43 | 2043-44 | 2044-45 | 2045-46 | 2046-47 | 2047-48 | 2048-49 | 2049-50
SA1 | Distributed PV | 17% | 17.03% | 17.4% | 16.79% | 15.95% | 16.62% | 17.14% | 16.32% | 17.02% | 17.25% | 17.23% | 17.68% | 17.1% | 16.26% | 16.89% | 17.46% | 16.6% | 17.39% | 17.63% | 17.62% | 18.03% | 17.41% | 16.52% | 17.18% | 17.67% | 16.79% | 17.56% | 17.81% | 17.75%
SA1 | Behind the meter battery | 5.687% | 5.649% | 5.583% | 5.482% | 5.395% | 5.284% | 5.219% | 5.127% | 5.109% | 5.049% | 4.993% | 5.022% | 5.037% | 5.051% | 5.052% | 4.964% | 4.871% | 4.834% | 4.784% | 4.699% | 4.657% | 4.607% | 4.592% | 4.519% | 4.464% | 4.316% | 4.217% | 4.086% | 3.974%
SA1 | Behind the meter battery pump | 4.829% | 4.797% | 4.742% | 4.659% | 4.583% | 4.489% | 4.433% | 4.354% | 4.338% | 4.291% | 4.244% | 4.268% | 4.279% | 4.291% | 4.293% | 4.218% | 4.14% | 4.109% | 4.064% | 3.993% | 3.956% | 3.915% | 3.901% | 3.837% | 3.792% | 3.665% | 3.583% | 3.473% | 3.373%
Region | Technology | 2021-22 | 2022-23 | 2023-24 | 2024-25 | 2025-26 | 2026-27 | 2027-28 | 2028-29 | 2029-30 | 2030-31 | 2031-32 | 2032-33 | 2033-34 | 2034-35 | 2035-36 | 2036-37 | 2037-38 | 2038-39 | 2039-40 | 2040-41 | 2041-42 | 2042-43 | 2043-44 | 2044-45 | 2045-46 | 2046-47 | 2047-48 | 2048-49 | 2049-50
TAS1 | Distributed PV | 13.67% | 13.56% | 13.98% | 14.01% | 13.36% | 14.27% | 14.3% | 13.89% | 14% | 14.27% | 14.08% | 14.55% | 14.57% | 13.88% | 14.71% | 14.82% | 14.29% | 14.45% | 14.76% | 14.57% | 14.97% | 14.9% | 14.17% | 15.06% | 15.02% | 14.55% | 14.6% | 14.95% | 14.69%
TAS1 | Behind the meter battery | 5.621% | 5.537% | 5.483% | 5.392% | 5.325% | 5.3% | 5.327% | 5.334% | 5.286% | 5.239% | 5.208% | 5.151% | 5.108% | 5.072% | 5.045% | 4.953% | 4.896% | 4.865% | 4.848% | 4.807% | 4.776% | 4.758% | 4.747% | 4.71% | 4.688% | 4.578% | 4.487% | 4.373% | 4.276%
TAS1 | Behind the meter battery pump | 4.776% | 4.703% | 4.656% | 4.581% | 4.521% | 4.502% | 4.527% | 4.531% | 4.491% | 4.45% | 4.424% | 4.376% | 4.337% | 4.308% | 4.285% | 4.206% | 4.16% | 4.131% | 4.12% | 4.084% | 4.059% | 4.042% | 4.03% | 4% | 3.983% | 3.889% | 3.812% | 3.715% | 3.631%

## BaseCase_Generation
Annual sent-out generation by technology (GWh) - BaseCase, High DER Scenario
Explicitly modelled generation
Region | Technology | 2021-22 | 2022-23 | 2023-24 | 2024-25 | 2025-26 | 2026-27 | 2027-28 | 2028-29 | 2029-30 | 2030-31 | 2031-32 | 2032-33 | 2033-34 | 2034-35 | 2035-36 | 2036-37 | 2037-38 | 2038-39 | 2039-40 | 2040-41 | 2041-42 | 2042-43 | 2043-44 | 2044-45 | 2045-46 | 2046-47 | 2047-48 | 2048-49 | 2049-50
NEM | Black Coal | 90149.4408 | 78769.7797 | 78241.638 | 79042.852 | 72111.3818 | 65402.0922 | 59318.6128 | 63000.711 | 49654.0124 | 48369.7208 | 46496.1851 | 44864.0698 | 48173.1958 | 45573.9121 | 39152.9649 | 36883.648 | 32041.8846 | 32072.8187 | 30039.3523 | 29353.5174 | 27618.5796 | 18923.4557 | 15563.6115 | 13223.178 | 11144.2467 | 9175.8296 | 8693.2804 | 8444.9027 | 7565.7228
NEM | Brown Coal | 29720.4442 | 28175.7733 | 28508.2864 | 22173.8606 | 23100.8415 | 22493.9316 | 21800.5823 | 21447.3478 | 20966.3203 | 21439.2878 | 20911.8111 | 20594.3523 | 21071.5743 | 20535.3538 | 21674.3227 | 20377.433 | 18059.2296 | 19111.6628 | 16861.3574 | 17885.0092 | 19861.4688 | 19609.6143 | 18563.8652 | 18296.9215 | 18085.917 | 18581.3749 | 12527.4968 | 0 | 0
NEM | CCGT | 2252.5066 | 2252.5066 | 1894.8405 | 1968.7637 | 1727.8576 | 1766.3474 | 1806.7704 | 2001.8794 | 1742.2562 | 1819.6267 | 2130.7574 | 5339.9252 | 5838.7186 | 5765.5363 | 5298.3432 | 4787.1218 | 5605.0441 | 5539.2183 | 4352.9094 | 4445.0824 | 4645.5469 | 5371.8982 | 3516.3909 | 3258.2804 | 1539.8526 | 960.5244 | 963.1561 | 960.5248 | 960.5248
NEM | Gas - Steam | 696.7639 | 711.2695 | 724.015 | 166.5738 | 157.6157 | 166.5393 | 163.3687 | 173.444 | 154.3771 | 155.267 | 154.8001 | 378.8163 | 305.1377 | 801.4837 | 138.1874 | 140.0287 | 510.3732 | 425.8213 | 168.5615 | 176.2322 | 215.2288 | 240.2277 | 225.616 | 203.6405 | 262.9788 | 0 | 0 | 0 | 0
NEM | OCGT / Diesel | 50.7415 | 22.8159 | 111.5229 | 96.3931 | 14.2771 | 50.2557 | 33.2056 | 79.8135 | 6.1842 | 6.5462 | 38.5971 | 613.9738 | 389.6585 | 584.5564 | 533.6573 | 664.2286 | 2711.6209 | 2848.4695 | 5258.5327 | 5760.4965 | 4370.1266 | 6429.0194 | 8249.4919 | 4983.5814 | 6400.2463 | 9000.4328 | 11041.9479 | 15002.349 | 14002.7196
NEM | Hydro | 13143.3964 | 13455.8465 | 13455.257 | 16263.9328 | 16778.2971 | 15454.1505 | 15723.5004 | 17642.3059 | 15253.579 | 13971.4341 | 13700.4703 | 13630.3427 | 14122.4557 | 13699.799 | 13051.4773 | 12266.9435 | 13710.0175 | 12088.4602 | 11469.8975 | 10493.0746 | 10792.1059 | 11387.275 | 11188.6005 | 11069.3976 | 10681.4812 | 12560.363 | 10944.7472 | 10581.3616 | 9797.9117
NEM | Wind | 26731.2721 | 35592.6917 | 35185.7185 | 39710.958 | 45977.7578 | 51264.0353 | 57584.7118 | 57724.4052 | 66349.3811 | 68378.8762 | 71563.8377 | 70859.9761 | 70364.6083 | 76168.1317 | 80428.6667 | 86848.1421 | 98744.6638 | 96925.6168 | 97844.206 | 97084.7533 | 98154.311 | 99283.9498 | 106407.3012 | 108579.4983 | 111768.6262 | 113574.7323 | 114274.3971 | 116481.6606 | 118334.2638
NEM | Solar PV | 14501.0477 | 17775.836 | 18064.0549 | 17333.6782 | 16977.458 | 17973.1546 | 18196.2066 | 16535.3901 | 24571.9004 | 25674.9851 | 26023.4082 | 26141.725 | 25177.865 | 24645.5806 | 26215.3448 | 25963.6604 | 23447.6041 | 24151.5012 | 25293.5376 | 25519.4288 | 26066.2995 | 33645.2195 | 32885.4089 | 33412.8638 | 33181.3046 | 37808.8372 | 39228.9148 | 43261.4277 | 41629.3408
NEM | Grid Battery | 216.3987 | 295.4148 | 295.7687 | 325.6663 | 297.2725 | 298.7721 | 295.5876 | 276.548 | 260.9511 | 261.8367 | 253.5042 | 260.3544 | 224.9975 | 191.8515 | 209.4931 | 209.9298 | 192.9744 | 190.8954 | 204.0409 | 162.5708 | 101.3358 | 59.7382 | 58.2333 | 204.3644 | 200.7108 | 428.0648 | 426.2766 | 425.5031 | 428.7162
NEM | Pumped Hydro | 52.0155 | 153.3402 | 226.1632 | 1831.9679 | 5058.0717 | 5134.0802 | 5357.2344 | 6026.0598 | 9635.652 | 10464.919 | 10413.7899 | 11137.2263 | 10108.1272 | 10231.1539 | 10822.6649 | 10546.8371 | 12181.3102 | 11570.3806 | 12443.0286 | 11808.2745 | 13330.3546 | 14583.7049 | 14433.7201 | 15601.4877 | 15130.1627 | 16429.35 | 16051.2313 | 18717.0261 | 17992.0338
NEM | VPP | 58.3995 | 163.626 | 300.4658 | 596.4634 | 872.4448 | 1201.659 | 1494.1677 | 1802.0464 | 2045.6243 | 2347.1085 | 2573.6971 | 3049.4663 | 3431.4722 | 3652.9184 | 4173.5301 | 4375.8031 | 4273.7481 | 4405.944 | 4668.8124 | 4696.4929 | 5031.9544 | 5077.1809 | 5172.8401 | 5601.3709 | 5560.5499 | 5340.2993 | 5452.3235 | 5699.6896 | 5117.136
Total excluding storage |  | 177245.6133 | 176756.5192 | 176185.3331 | 176757.0123 | 176845.4866 | 174570.5065 | 174626.9585 | 178605.2968 | 178698.0108 | 179815.7439 | 181019.867 | 182423.1812 | 185443.2139 | 187774.3537 | 186492.9643 | 187931.2061 | 194830.4378 | 193163.5687 | 191288.3543 | 190717.5943 | 191723.6669 | 194890.6598 | 196600.2861 | 193027.3614 | 193064.6535 | 201662.0942 | 197673.9402 | 194732.2263 | 192290.4835
Region | Technology | 2021-22 | 2022-23 | 2023-24 | 2024-25 | 2025-26 | 2026-27 | 2027-28 | 2028-29 | 2029-30 | 2030-31 | 2031-32 | 2032-33 | 2033-34 | 2034-35 | 2035-36 | 2036-37 | 2037-38 | 2038-39 | 2039-40 | 2040-41 | 2041-42 | 2042-43 | 2043-44 | 2044-45 | 2045-46 | 2046-47 | 2047-48 | 2048-49 | 2049-50
NSW1 | Black Coal | 45889.6538 | 38406.1663 | 35258.6197 | 39120.733 | 32108.7211 | 26833.5937 | 23999.1166 | 27711.6268 | 16504.6074 | 16403.8175 | 15244.4928 | 11538.8459 | 13423.1337 | 12191.815 | 6031.0856 | 7292.7544 | 8036.917 | 7877.3161 | 7344.2983 | 6461.2849 | 5589.4468 | 0 | 0 | 0 | 0 | 0 | 0 | 0 | 0
NSW1 | Brown Coal | 0 | 0 | 0 | 0 | 0 | 0 | 0 | 0 | 0 | 0 | 0 | 0 | 0 | 0 | 0 | 0 | 0 | 0 | 0 | 0 | 0 | 0 | 0 | 0 | 0 | 0 | 0 | 0 | 0
NSW1 | CCGT | 33.6489 | 33.6489 | 101.2233 | 64.4519 | 63.5591 | 63.5591 | 63.7332 | 63.5591 | 63.5591 | 63.5591 | 63.7332 | 1053.2342 | 1020.961 | 1098.1855 | 1134.3586 | 1032.6891 | 1652.5391 | 1803.5966 | 1483.5192 | 1413.1483 | 1374.2515 | 1717.814 | 64.0288 | 0.00029088 | 0.00030876 | 0.00031675 | 0.00031783 | 0.00040962 | 0.00039279
NSW1 | Gas - Steam | 0 | 0 | 0 | 0 | 0 | 0 | 0 | 0 | 0 | 0 | 0 | 0 | 0 | 0 | 0 | 0 | 0 | 0 | 0 | 0 | 0 | 0 | 0 | 0 | 0 | 0 | 0 | 0 | 0
NSW1 | OCGT / Diesel | 0.032649 | 2.1736e-05 | 13.0761 | 52.2545 | 4.5313 | 19.2296 | 6.0174 | 7.8484 | 3.0252e-05 | 3.1372e-05 | 3.4647e-05 | 42.1618 | 19.0384 | 29.1341 | 143.3448 | 170.8574 | 689.3319 | 1095.3866 | 2327.0481 | 2787.2129 | 1323.3818 | 2660.2279 | 3728.2686 | 2097.5718 | 2215.8219 | 3119.8075 | 5232.2851 | 7151.061 | 6766.6865
NSW1 | Hydro | 2011.4406 | 2121.976 | 1958.7069 | 2874.5377 | 2717.1361 | 2646.1735 | 2658.1085 | 3703.066 | 2870.4427 | 2479.2524 | 2782.5397 | 2924.1803 | 3241.8955 | 3347.3422 | 3393.4716 | 3176.0098 | 4015.9994 | 3205.8963 | 2982.0784 | 2765.7153 | 2809.2772 | 3314.8551 | 3423.7869 | 3576.9276 | 3417.0557 | 4093.7924 | 3360.9165 | 3270.3329 | 3040.6555
NSW1 | Wind | 6252.6978 | 9576.3153 | 11510.9363 | 13627.9723 | 17397.5964 | 20650.8159 | 23123.0117 | 22432.9832 | 29086.1771 | 31175.1133 | 32381.439 | 32194.6422 | 31181.6537 | 33281.0254 | 34837.0263 | 34678.0258 | 30854.3185 | 27965.4926 | 30645.0214 | 30502.0597 | 35052.8425 | 34408.1217 | 35809.0871 | 37273.6882 | 38450.3721 | 34047.1243 | 32211.9716 | 34699.9545 | 34517.9262
NSW1 | Solar PV | 5342.8113 | 6499.59 | 6543.0218 | 6299.1516 | 5994.6271 | 6487.1149 | 6521.6827 | 6385.9009 | 13737.0476 | 14492.7757 | 14733.0034 | 14619.9593 | 14162.3311 | 13668.6992 | 14707.1277 | 14658.3374 | 13657.4398 | 13702.7701 | 14486.8005 | 14657.0593 | 14493.14 | 18074.6639 | 17887.3663 | 18925.8843 | 18855.3264 | 21074.3537 | 21278.7173 | 23398.0197 | 23459.8366
NSW1 | Grid Battery | 7.4631e-05 | 7.8644e-05 | 7.8526e-05 | 7.7726e-05 | 7.6724e-05 | 8.3034e-05 | 9.3424e-05 | 0.00010526 | 0.00033166 | 0.00034867 | 0.0003508 | 0.00037053 | 0.00036755 | 0.00036711 | 0.00038881 | 0.00040698 | 0.00044295 | 0.00043809 | 0.00058929 | 0.00059562 | 0.00090161 | 0.00087723 | 0.00093626 | 0.0010694 | 0.001013 | 0.00099093 | 0.0010103 | 0.0013841 | 0.0012362
NSW1 | Pumped Hydro | 22.2692 | 78.8297 | 108.4137 | 1326.5948 | 4563.8295 | 4696.5102 | 4944.2051 | 5450.7939 | 9173.5416 | 9951.5568 | 9878.315 | 10432.3476 | 9443.1302 | 9607.9471 | 10141.7356 | 9892.9725 | 9656.7699 | 8987.7354 | 9748.2487 | 9274.0207 | 10031.4904 | 9457.8769 | 9475.8732 | 10379.4894 | 10093.2254 | 10080.2896 | 9521.2221 | 10195.6862 | 10342.1542
NSW1 | VPP | 19.1965 | 55.4708 | 84.5001 | 172.3658 | 244.7961 | 336.5462 | 428.69 | 520.6555 | 601.0497 | 696.616 | 774.1282 | 922.4815 | 1043.6972 | 1116.3274 | 1286.9576 | 1344.1255 | 1320.0746 | 1351.9721 | 1448.8485 | 1450.881 | 1561.7638 | 1583.7853 | 1662.5786 | 1798.9983 | 1816.0603 | 1798.2264 | 1791.2291 | 1931.8936 | 1835.8249
Total excluding storage |  | 59530.285 | 56637.6965 | 55385.5842 | 62039.101 | 58286.171 | 56700.4867 | 56371.6702 | 60304.9844 | 62261.834 | 64614.518 | 65205.2082 | 62373.0238 | 63049.0133 | 63616.2014 | 60246.4147 | 61008.6738 | 58906.5457 | 55650.4583 | 59268.7659 | 58586.4803 | 60642.3399 | 60175.6825 | 60912.5377 | 61874.0722 | 62938.5763 | 62335.0783 | 62083.8908 | 68519.3685 | 67785.1051
Region | Technology | 2021-22 | 2022-23 | 2023-24 | 2024-25 | 2025-26 | 2026-27 | 2027-28 | 2028-29 | 2029-30 | 2030-31 | 2031-32 | 2032-33 | 2033-34 | 2034-35 | 2035-36 | 2036-37 | 2037-38 | 2038-39 | 2039-40 | 2040-41 | 2041-42 | 2042-43 | 2043-44 | 2044-45 | 2045-46 | 2046-47 | 2047-48 | 2048-49 | 2049-50
QLD1 | Black Coal | 44259.787 | 40363.6134 | 42983.0183 | 39922.1191 | 40002.6607 | 38568.4985 | 35319.4961 | 35289.0842 | 33149.405 | 31965.9032 | 31251.6923 | 33325.2239 | 34750.0621 | 33382.0972 | 33121.8793 | 29590.8936 | 24004.9676 | 24195.5026 | 22695.054 | 22892.2325 | 22029.1328 | 18923.4557 | 15563.6115 | 13223.178 | 11144.2467 | 9175.8296 | 8693.2804 | 8444.9027 | 7565.7228
QLD1 | Brown Coal | 0 | 0 | 0 | 0 | 0 | 0 | 0 | 0 | 0 | 0 | 0 | 0 | 0 | 0 | 0 | 0 | 0 | 0 | 0 | 0 | 0 | 0 | 0 | 0 | 0 | 0 | 0 | 0 | 0
QLD1 | CCGT | 1104.025 | 1104.025 | 1232.2762 | 1454.8099 | 1214.7965 | 1253.2864 | 1292.3037 | 1488.8184 | 1229.1952 | 1306.5657 | 1616.2906 | 3300.0766 | 3821.3784 | 3385.7161 | 3254.6935 | 2828.6497 | 3952.5048 | 3735.6215 | 2869.3899 | 3031.9338 | 3271.295 | 3654.0838 | 3452.3618 | 3258.2798 | 1539.852 | 960.5237 | 963.1554 | 960.5237 | 960.5237
QLD1 | Gas - Steam | 37.1158 | 37.1158 | 73.7192 | 72.804 | 72.804 | 72.804 | 73.0035 | 72.804 | 72.804 | 72.804 | 73.0035 | 72.804 | 85.242 | 75.2335 | 77.0928 | 90.6962 | 224.7044 | 186.8971 | 168.5615 | 176.2322 | 215.2288 | 240.2277 | 225.616 | 203.6405 | 262.9788 | 0 | 0 | 0 | 0
QLD1 | OCGT / Diesel | 3.6413e-05 | 3.7666e-05 | 0.57164 | 29.7506 | 5.8735 | 11.0394 | 15.6269 | 54.8963 | 6.184 | 4.8332 | 37.3631 | 265.5621 | 151.5969 | 97.8514 | 95.857 | 243.2562 | 1181.1687 | 931.3278 | 1536.3322 | 1599.59 | 1554.8187 | 2147.4941 | 2100.2437 | 1997.8198 | 3156.9455 | 4852.723 | 4405.2012 | 4321.8457 | 3646.8577
QLD1 | Hydro | 682.9674 | 680.856 | 681.0038 | 675.2371 | 672.4147 | 669.5924 | 669.4579 | 664.1303 | 661.1255 | 645.4331 | 658.6766 | 653.3727 | 650.5419 | 647.7194 | 646.2403 | 641.8589 | 238.493 | 239.025 | 237.4463 | 236.4741 | 236.575 | 0 | 0 | 0 | 0 | 0 | 0 | 0 | 0
QLD1 | Wind | 2134.9388 | 3601.4072 | 3583.3074 | 4332.9298 | 5951.3651 | 6266.6575 | 8961.7506 | 11294.3729 | 13159.4178 | 13473.2786 | 12746.6276 | 12132.8686 | 10759.7012 | 13855.3719 | 13646.7642 | 17528.7972 | 25962.5209 | 25655.4641 | 26090.3032 | 24407.5835 | 24753.1099 | 25662.674 | 29604.6846 | 28989.5724 | 32495.3375 | 35573.6052 | 35339.4435 | 35519.6073 | 36276.8354
QLD1 | Solar PV | 5555.0976 | 7538.3561 | 7681.1984 | 7342.4928 | 7448.1654 | 7800.5726 | 7893.1948 | 6592.7048 | 7141.6866 | 7427.2542 | 7545.9935 | 7659.415 | 7325.652 | 7442.0811 | 7806.3706 | 7531.2329 | 6247.046 | 6773.8112 | 7059.2473 | 7133.1556 | 7736.6066 | 11888.9296 | 11459.4045 | 11320.1005 | 11159.3383 | 13813.4129 | 14294.1936 | 13417.8793 | 12198.3215
QLD1 | Grid Battery | 5.1711e-05 | 25.8035 | 26.2709 | 31.9215 | 32.3262 | 31.4261 | 30.6573 | 29.7457 | 28.8147 | 28.9053 | 28.4244 | 28.9854 | 28.8457 | 28.684 | 28.5543 | 28.6535 | 26.5647 | 26.5709 | 27.2952 | 0.0010718 | 0.0032624 | 0.0032495 | 0.0034929 | 61.0212 | 59.1908 | 290.9335 | 291.2865 | 288.1257 | 294.1052
QLD1 | Pumped Hydro | 29.7463 | 74.5104 | 117.7492 | 505.3728 | 494.2419 | 437.5697 | 413.029 | 575.2656 | 462.11 | 513.3619 | 535.4745 | 704.8782 | 664.9965 | 623.2063 | 680.9287 | 653.864 | 2524.539 | 2582.6439 | 2694.7781 | 2534.2521 | 3056.4969 | 4896.7575 | 4744.8965 | 4989.6724 | 4810.263 | 6124.5036 | 6304.9269 | 6658.9779 | 5841.5136
QLD1 | VPP | 10.1833 | 34.0326 | 63.7462 | 136.7622 | 219.4661 | 294.2685 | 367.44 | 460.6084 | 542.6009 | 624.0622 | 685.8217 | 813.1105 | 935.9706 | 1028.5157 | 1133.4532 | 1180.4154 | 1151.2856 | 1200.0881 | 1251.1556 | 1300.6753 | 1385.7941 | 1427.606 | 1466.3154 | 1522.054 | 1463.6212 | 1326.3203 | 1404.6592 | 1378.1611 | 1122.0321
Total excluding storage |  | 53773.9317 | 53325.3736 | 56235.095 | 53830.1433 | 55368.08 | 54642.4508 | 54224.8335 | 55456.811 | 55419.8182 | 54896.0719 | 53929.6472 | 57409.323 | 57544.1745 | 58886.0705 | 58648.8976 | 58455.3847 | 61811.4054 | 61717.6493 | 60656.3344 | 59477.2017 | 59796.7668 | 62516.8649 | 62405.9222 | 58992.591 | 59758.6988 | 64376.0944 | 63695.2741 | 62664.7586 | 60648.2611
Region | Technology | 2021-22 | 2022-23 | 2023-24 | 2024-25 | 2025-26 | 2026-27 | 2027-28 | 2028-29 | 2029-30 | 2030-31 | 2031-32 | 2032-33 | 2033-34 | 2034-35 | 2035-36 | 2036-37 | 2037-38 | 2038-39 | 2039-40 | 2040-41 | 2041-42 | 2042-43 | 2043-44 | 2044-45 | 2045-46 | 2046-47 | 2047-48 | 2048-49 | 2049-50
VIC1 | Black Coal | 0 | 0 | 0 | 0 | 0 | 0 | 0 | 0 | 0 | 0 | 0 | 0 | 0 | 0 | 0 | 0 | 0 | 0 | 0 | 0 | 0 | 0 | 0 | 0 | 0 | 0 | 0 | 0 | 0
VIC1 | Brown Coal | 29720.4442 | 28175.7733 | 28508.2864 | 22173.8606 | 23100.8415 | 22493.9316 | 21800.5823 | 21447.3478 | 20966.3203 | 21439.2878 | 20911.8111 | 20594.3523 | 21071.5743 | 20535.3538 | 21674.3227 | 20377.433 | 18059.2296 | 19111.6628 | 16861.3574 | 17885.0092 | 19861.4688 | 19609.6143 | 18563.8652 | 18296.9215 | 18085.917 | 18581.3749 | 12527.4968 | 0 | 0
VIC1 | CCGT | 2.0232e-05 | 2.0024e-05 | 2.0988e-05 | 2.424e-05 | 2.4474e-05 | 2.451e-05 | 2.6199e-05 | 2.8713e-05 | 2.8503e-05 | 2.8614e-05 | 3.1086e-05 | 5.0587e-05 | 5.058e-05 | 5.2017e-05 | 5.1338e-05 | 5.1636e-05 | 8.7128e-05 | 8.7841e-05 | 0.00012136 | 0.00011916 | 0.000132 | 0.00013612 | 0.00013724 | 0.0001319 | 0.00013888 | 0.00014012 | 0.00014525 | 0.00041372 | 0.00040384
VIC1 | Gas - Steam | 7.3363 | 2.4129 | 8.2868 | 12.1967 | 3.2386 | 12.1622 | 8.5686 | 19.0669 | 7.8035e-06 | 0.88989 | 9.4309e-06 | 44.395 | 22.6387 | 79.6938 | 61.0946 | 49.3324 | 285.6689 | 238.9242 | 0 | 0 | 0 | 0 | 0 | 0 | 0 | 0 | 0 | 0 | 0
VIC1 | OCGT / Diesel | 6.6467 | 3.5667e-05 | 6.8275 | 1.9471 | 4.8045e-05 | 4.6841 | 4.4823 | 0.38617 | 5.5727e-05 | 5.6384e-05 | 6.1335e-05 | 38.2725 | 21.6556 | 20.1545 | 30.2544 | 12.82 | 81.7897 | 25.1186 | 467.6809 | 489.1311 | 223.6555 | 136.4118 | 526.4006 | 178.6407 | 196.3836 | 149.3538 | 123.2185 | 1926.1913 | 2018.1016
VIC1 | Hydro | 2733.8551 | 2741.7307 | 2479.0575 | 3059.626 | 3121.749 | 2952.5873 | 2992.9631 | 3753.5021 | 3118.487 | 2663.5779 | 2678.5706 | 2415.9214 | 2962.8758 | 3050.3598 | 2885.6755 | 2893.7374 | 3631.1674 | 3014.7789 | 2589.7624 | 2584.6746 | 2344.056 | 2866.1149 | 2965.9263 | 2793.3175 | 2808.8622 | 3520.1327 | 2925.8621 | 2507.4648 | 2510.4379
VIC1 | Wind | 10771.3434 | 13758.8142 | 11833.1139 | 12226.6296 | 12560.9396 | 13011.7717 | 13520.656 | 12208.0071 | 12278.475 | 11853.1409 | 13120.5931 | 12270.481 | 13931.7456 | 14059.1292 | 14757.2559 | 16701.7242 | 21974.3621 | 22195.2629 | 20472.5362 | 20198.3958 | 18316.6595 | 19576.9674 | 22161.9815 | 22481.9557 | 20697.2464 | 24456.9716 | 27116.8863 | 26706.4043 | 27271.2972
VIC1 | Solar PV | 2656.001 | 2636.3662 | 2734.5254 | 2624.9405 | 2493.1716 | 2619.1957 | 2682.0563 | 2511.5756 | 2603.9087 | 2656.021 | 2640.7443 | 2741.2925 | 2622.9532 | 2493.1741 | 2633.968 | 2676.6598 | 2500.6022 | 2587.806 | 2648.4512 | 2628.2434 | 2725.021 | 2618.3365 | 2495.4069 | 2401.8728 | 2378.5594 | 2207.0089 | 2942.3268 | 5756.2315 | 5152.7333
VIC1 | Grid Battery | 113.4749 | 167.8168 | 163.2121 | 184.2274 | 164.4414 | 168.9591 | 169.9921 | 155.3925 | 145.985 | 148.3301 | 143.466 | 147.8408 | 114.9097 | 102.3118 | 116.3405 | 116.7971 | 104.1776 | 102.9194 | 112.4543 | 103.0179 | 39.2274 | 0.00080567 | 0.00086043 | 0.00095493 | 0.0008901 | 0.00090182 | 0.00092373 | 0.0012527 | 0.0013013
VIC1 | Pumped Hydro | 0 | 0 | 6.592e-05 | 7.5109e-05 | 7.5209e-05 | 8.3131e-05 | 8.0814e-05 | 8.5278e-05 | 8.6193e-05 | 9.023e-05 | 9.7625e-05 | 0.00016477 | 0.0001609 | 0.00015658 | 0.00016692 | 0.0001909 | 0.00073029 | 0.0007344 | 0.0011977 | 0.0011611 | 242.3665 | 229.0698 | 212.9497 | 232.3251 | 226.6734 | 224.5558 | 225.0813 | 1862.3611 | 1808.365
VIC1 | VPP | 14.3392 | 44.9217 | 105.0609 | 214.3683 | 311.1341 | 445.3172 | 551.1482 | 644.0839 | 708.1706 | 804.1633 | 867.8794 | 1028.526 | 1131.7721 | 1172.4634 | 1365.1624 | 1446.6807 | 1389.8827 | 1427.6773 | 1525.2951 | 1498.6521 | 1614.7286 | 1591.5998 | 1560.6712 | 1776.2786 | 1767.3923 | 1712.4391 | 1757.0638 | 1874.2836 | 1679.9699
Total excluding storage |  | 45895.6266 | 47315.0973 | 45570.0976 | 40099.2005 | 41279.9403 | 41094.3326 | 41009.3085 | 39939.8857 | 38967.191 | 38612.9176 | 39351.7192 | 38104.7147 | 40633.4432 | 40237.8653 | 42042.5712 | 42711.7069 | 46532.82 | 47173.5536 | 43039.7883 | 43785.4542 | 43470.8609 | 44807.4451 | 46713.5805 | 46152.7083 | 44166.9688 | 48914.8421 | 45635.7907 | 36896.2923 | 36952.5704
Region | Technology | 2021-22 | 2022-23 | 2023-24 | 2024-25 | 2025-26 | 2026-27 | 2027-28 | 2028-29 | 2029-30 | 2030-31 | 2031-32 | 2032-33 | 2033-34 | 2034-35 | 2035-36 | 2036-37 | 2037-38 | 2038-39 | 2039-40 | 2040-41 | 2041-42 | 2042-43 | 2043-44 | 2044-45 | 2045-46 | 2046-47 | 2047-48 | 2048-49 | 2049-50
SA1 | Black Coal | 0 | 0 | 0 | 0 | 0 | 0 | 0 | 0 | 0 | 0 | 0 | 0 | 0 | 0 | 0 | 0 | 0 | 0 | 0 | 0 | 0 | 0 | 0 | 0 | 0 | 0 | 0 | 0 | 0
SA1 | Brown Coal | 0 | 0 | 0 | 0 | 0 | 0 | 0 | 0 | 0 | 0 | 0 | 0 | 0 | 0 | 0 | 0 | 0 | 0 | 0 | 0 | 0 | 0 | 0 | 0 | 0 | 0 | 0 | 0 | 0
SA1 | CCGT | 1114.8326 | 1114.8326 | 561.3409 | 449.5019 | 449.5019 | 449.5019 | 450.7334 | 449.5019 | 449.5019 | 449.5019 | 450.7334 | 986.6143 | 996.3792 | 1281.6347 | 909.291 | 925.783 | 0.0001072 | 0.00010721 | 0.00012002 | 0.00011751 | 0.00018452 | 0.00019096 | 0.00019358 | 0.00017956 | 0.00018879 | 0.00019157 | 0.00019226 | 0.00023328 | 0.00022582
SA1 | Gas - Steam | 652.3118 | 671.7408 | 642.009 | 81.5731 | 81.5731 | 81.5731 | 81.7966 | 81.5731 | 81.5731 | 81.5731 | 81.7966 | 261.6173 | 197.257 | 646.5565 | 0 | 0 | 0 | 0 | 0 | 0 | 0 | 0 | 0 | 0 | 0 | 0 | 0 | 0 | 0
SA1 | OCGT / Diesel | 44.0621 | 22.8158 | 91.0476 | 12.441 | 3.8723 | 15.3025 | 7.079 | 16.6826 | 9.9173e-05 | 1.7129 | 1.2339 | 267.9775 | 197.3677 | 437.4164 | 264.2011 | 237.295 | 759.3305 | 796.6364 | 927.4714 | 884.5625 | 1268.2129 | 1484.8857 | 1894.579 | 709.549 | 831.0954 | 878.5484 | 1281.2431 | 1603.0239 | 1571.0739
SA1 | Hydro | 0 | 0 | 0 | 0 | 0 | 0 | 0 | 0 | 0 | 0 | 0 | 0 | 0 | 0 | 0 | 0 | 0 | 0 | 0 | 0 | 0 | 0 | 0 | 0 | 0 | 0 | 0 | 0 | 0
SA1 | Wind | 6246.1438 | 7053.4748 | 6239.3005 | 6931.6814 | 6768.6606 | 7434.0089 | 7421.5506 | 6972.2453 | 6521.6603 | 6259.1813 | 6575.9122 | 7532.9506 | 7378.6824 | 7056.4025 | 8866.9586 | 9056.8773 | 11320.6393 | 12322.4476 | 11942.1663 | 12527.5864 | 11064.226 | 10721.0792 | 9581.8955 | 10786.6614 | 10824.5114 | 10731.1051 | 10862.328 | 11331.0268 | 11841.9411
SA1 | Solar PV | 947.1378 | 1101.5237 | 1105.3092 | 1067.0932 | 1041.4939 | 1066.2714 | 1099.2727 | 1045.2087 | 1089.2574 | 1098.9342 | 1103.667 | 1121.0581 | 1066.9287 | 1041.6262 | 1067.8785 | 1097.4303 | 1042.5161 | 1087.1138 | 1099.0386 | 1100.9705 | 1111.5318 | 1063.2895 | 1043.2311 | 765.0061 | 788.0804 | 714.0616 | 713.6769 | 689.297 | 818.4493
SA1 | Grid Battery | 102.9236 | 101.7943 | 106.2856 | 109.5173 | 100.5048 | 98.3868 | 94.9381 | 91.4096 | 86.151 | 84.6008 | 81.6134 | 83.5276 | 81.2416 | 60.8551 | 64.5977 | 64.4785 | 62.2314 | 61.4045 | 64.2906 | 59.551 | 62.1039 | 59.733 | 58.2277 | 143.3408 | 141.5178 | 137.129 | 134.9878 | 137.3743 | 134.6079
SA1 | Pumped Hydro | 0 | 0 | 5.0803e-05 | 4.9323e-05 | 4.8907e-05 | 5.1173e-05 | 5.1741e-05 | 5.4754e-05 | 5.5987e-05 | 5.9474e-05 | 6.3186e-05 | 8.3245e-05 | 8.2698e-05 | 8.1467e-05 | 9.2538e-05 | 0.00010343 | 0.00015807 | 0.00016036 | 0.00016371 | 0.00016363 | 0.00026529 | 0.00025857 | 0.00025865 | 0.00036169 | 0.00035207 | 0.00034892 | 0.0003489 | 0.00035542 | 0.00036282
SA1 | VPP | 14.3716 | 28.2439 | 46.5525 | 71.8172 | 95.1733 | 122.6477 | 143.2806 | 171.9506 | 186.2703 | 212.5845 | 230.8095 | 265.9464 | 296.8975 | 307.2124 | 354.0853 | 364.1402 | 370.231 | 381.6677 | 398.0713 | 395.4344 | 416.2279 | 417.8715 | 426.0826 | 443.6019 | 447.4686 | 439.3443 | 435.4724 | 448.9042 | 415.8866
Total excluding storage |  | 9004.4882 | 9964.3877 | 8639.0072 | 8542.2905 | 8345.1018 | 9046.6578 | 9060.4324 | 8565.2116 | 8141.9928 | 7890.9035 | 8213.3431 | 10170.2177 | 9836.6149 | 10463.6363 | 11108.3291 | 11317.3855 | 13122.486 | 14206.198 | 13968.6764 | 14513.1195 | 13443.9709 | 13269.2546 | 12519.7057 | 12261.2167 | 12443.6874 | 12323.7153 | 12857.2482 | 13623.3479 | 14231.4645
Region | Technology | 2021-22 | 2022-23 | 2023-24 | 2024-25 | 2025-26 | 2026-27 | 2027-28 | 2028-29 | 2029-30 | 2030-31 | 2031-32 | 2032-33 | 2033-34 | 2034-35 | 2035-36 | 2036-37 | 2037-38 | 2038-39 | 2039-40 | 2040-41 | 2041-42 | 2042-43 | 2043-44 | 2044-45 | 2045-46 | 2046-47 | 2047-48 | 2048-49 | 2049-50
TAS1 | Black Coal | 0 | 0 | 0 | 0 | 0 | 0 | 0 | 0 | 0 | 0 | 0 | 0 | 0 | 0 | 0 | 0 | 0 | 0 | 0 | 0 | 0 | 0 | 0 | 0 | 0 | 0 | 0 | 0 | 0
TAS1 | Brown Coal | 0 | 0 | 0 | 0 | 0 | 0 | 0 | 0 | 0 | 0 | 0 | 0 | 0 | 0 | 0 | 0 | 0 | 0 | 0 | 0 | 0 | 0 | 0 | 0 | 0 | 0 | 0 | 0 | 0
TAS1 | CCGT | 1.7627e-05 | 1.7438e-05 | 1.7816e-05 | 1.7829e-05 | 1.7686e-05 | 1.7841e-05 | 1.8541e-05 | 1.9253e-05 | 2.0028e-05 | 2.0516e-05 | 2.0528e-05 | 2.1227e-05 | 2.2028e-05 | 2.2698e-05 | 2.3583e-05 | 2.443e-05 | 2.5587e-05 | 2.6658e-05 | 2.9316e-05 | 2.9503e-05 | 3.1728e-05 | 3.2191e-05 | 3.3635e-05 | 3.5136e-05 | 3.6598e-05 | 3.8434e-05 | 4.0358e-05 | 4.2664e-05 | 4.4024e-05
TAS1 | Gas - Steam | 0 | 0 | 0 | 0 | 0 | 0 | 0 | 0 | 0 | 0 | 0 | 0 | 0 | 0 | 0 | 0 | 0 | 0 | 0 | 0 | 0 | 0 | 0 | 0 | 0 | 0 | 0 | 0 | 0
TAS1 | OCGT / Diesel | 1.4073e-05 | 1.3609e-05 | 1.4255e-05 | 1.4477e-05 | 1.4172e-05 | 1.4892e-05 | 1.5516e-05 | 1.6142e-05 | 1.6846e-05 | 1.7329e-05 | 1.7147e-05 | 1.7873e-05 | 1.8488e-05 | 1.9108e-05 | 1.9819e-05 | 2.048e-05 | 2.1547e-05 | 2.2185e-05 | 2.3566e-05 | 1.9928e-05 | 0.057615 | 2.1657e-05 | 2.2707e-05 | 2.3606e-05 | 2.4403e-05 | 2.5749e-05 | 2.7081e-05 | 0.22722 | 2.942e-05
TAS1 | Hydro | 7715.1334 | 7911.2838 | 8336.4888 | 9654.5321 | 10266.9973 | 9185.7973 | 9402.9709 | 9521.6075 | 8603.5238 | 8183.1708 | 7580.6834 | 7636.8683 | 7267.1425 | 6654.3776 | 6126.0899 | 5555.3374 | 5824.3576 | 5628.7599 | 5660.6104 | 4906.2107 | 5402.1976 | 5206.305 | 4798.8873 | 4699.1525 | 4455.5633 | 4946.4379 | 4657.9686 | 4803.5638 | 4246.8183
TAS1 | Wind | 1326.1483 | 1602.6802 | 2019.0603 | 2591.7449 | 3299.1961 | 3900.7813 | 4557.7429 | 4816.7966 | 5303.6509 | 5618.1621 | 6739.2659 | 6729.0338 | 7112.8254 | 7916.2026 | 8320.6617 | 8882.7177 | 8632.8229 | 8786.9496 | 8694.1789 | 9449.1278 | 8967.4731 | 8915.1076 | 9249.6525 | 9047.6205 | 9301.1588 | 8765.9261 | 8743.7677 | 8224.6678 | 8426.2638
TAS1 | Solar PV | 3.8708e-06 | 5.5453e-06 | 8.9359e-06 | 1.0562e-05 | 8.8987e-06 | 1.0853e-05 | 1.2558e-05 | 1.3893e-05 | 1.8769e-05 | 2.5493e-05 | 3.0696e-05 | 3.1688e-05 | 3.3093e-05 | 2.8753e-05 | 3.1242e-05 | 3.0895e-05 | 3.785e-05 | 4.6466e-05 | 4.8927e-05 | 7.5076e-05 | 7.477e-05 | 7.513e-05 | 6.6408e-05 | 7.1218e-05 | 6.826e-05 | 6.8434e-05 | 7.2185e-05 | 7.0535e-05 | 6.8347e-05
TAS1 | Grid Battery | 5.0212e-05 | 5.2183e-05 | 5.1463e-05 | 5.1701e-05 | 5.5864e-05 | 5.8239e-05 | 6.4324e-05 | 7.5831e-05 | 0.00010669 | 0.00011409 | 0.0001263 | 0.00014064 | 0.00014323 | 0.00016001 | 0.00017045 | 0.00018479 | 0.00019952 | 0.00020885 | 0.00028676 | 0.00029071 | 0.00030889 | 0.00030987 | 0.00031474 | 0.00033593 | 0.00034571 | 0.0003712 | 0.00039553 | 0.00045099 | 0.00045564
TAS1 | Pumped Hydro | 0 | 0 | 0.00013128 | 0.00013753 | 0.00016055 | 0.00016863 | 0.00017616 | 0.0001858 | 0.00019568 | 0.00020712 | 0.00023544 | 0.00024928 | 0.00026025 | 0.0002767 | 0.00029591 | 0.00031365 | 0.0003334 | 0.00034902 | 0.00044423 | 0.0004498 | 0.00046296 | 0.00046615 | 0.00047701 | 0.00049229 | 0.00050652 | 0.00052811 | 0.00055539 | 0.00061157 | 0.0006255
TAS1 | VPP | 0.30894 | 0.95702 | 0.6061 | 1.1499 | 1.8753 | 2.8795 | 3.6088 | 4.7479 | 7.5327 | 9.6826 | 15.0581 | 19.4019 | 23.1348 | 28.3995 | 33.8717 | 40.4413 | 42.2741 | 44.5387 | 45.4419 | 50.8501 | 53.44 | 56.3183 | 57.1922 | 60.438 | 66.0075 | 63.9692 | 63.899 | 66.4471 | 63.4225
Total excluding storage |  | 9041.2817 | 9513.964 | 10355.5491 | 12246.277 | 13566.1934 | 13086.5787 | 13960.7139 | 14338.4041 | 13907.1747 | 13801.3329 | 14319.9493 | 14365.9021 | 14379.9681 | 14570.5803 | 14446.7517 | 14438.0552 | 14457.1806 | 14415.7095 | 14354.7894 | 14355.3386 | 14369.7285 | 14121.4127 | 14048.5399 | 13746.7732 | 13756.7222 | 13712.3641 | 13401.7365 | 13028.459 | 12673.0823
Explicitly modelled pumping
Region | Technology | 2021-22 | 2022-23 | 2023-24 | 2024-25 | 2025-26 | 2026-27 | 2027-28 | 2028-29 | 2029-30 | 2030-31 | 2031-32 | 2032-33 | 2033-34 | 2034-35 | 2035-36 | 2036-37 | 2037-38 | 2038-39 | 2039-40 | 2040-41 | 2041-42 | 2042-43 | 2043-44 | 2044-45 | 2045-46 | 2046-47 | 2047-48 | 2048-49 | 2049-50
NEM | Grid Battery pump | 266.3942 | 365.6036 | 364.1539 | 402.4878 | 366.6689 | 368.758 | 365.8184 | 340.5218 | 322.1618 | 323.2551 | 313.9509 | 321.0311 | 277.676 | 236.3637 | 258.633 | 259.1725 | 238.3386 | 236.2955 | 251.1811 | 201.401 | 124.4087 | 73.9811 | 71.6613 | 244.0762 | 240.0727 | 507.0243 | 504.8059 | 504.0933 | 507.2055
NEM | Pumped Hydro Pump | 141.3766 | 509.1905 | 675.7504 | 3792.9802 | 6819.3417 | 7417.8016 | 8189.5139 | 8819.7573 | 13357.5767 | 14590.2748 | 14940.3537 | 15852.4596 | 15086.0782 | 14444.0813 | 15847.111 | 15753.7239 | 17012.02 | 16331.9003 | 17454.5732 | 16880.9971 | 18701.8628 | 20795.028 | 19796.6195 | 22273.9387 | 21674.0408 | 22882.8836 | 22298.5473 | 25946.551 | 24599.1499
NEM | VPP pump | 70.0933 | 196.8565 | 360.1649 | 716.2322 | 1046.904 | 1442.1782 | 1796.34 | 2159.9003 | 2455.2451 | 2817.078 | 3097.4343 | 3653.345 | 4120.8356 | 4383.5337 | 5006.1636 | 5252.1502 | 5137.7749 | 5291.0871 | 5592.3695 | 5650.4261 | 6029.7711 | 6099.9138 | 6202.2063 | 6720.2352 | 6687.9861 | 6398.6853 | 6555.5107 | 6829.7707 | 6137.835
Region | Technology | 2021-22 | 2022-23 | 2023-24 | 2024-25 | 2025-26 | 2026-27 | 2027-28 | 2028-29 | 2029-30 | 2030-31 | 2031-32 | 2032-33 | 2033-34 | 2034-35 | 2035-36 | 2036-37 | 2037-38 | 2038-39 | 2039-40 | 2040-41 | 2041-42 | 2042-43 | 2043-44 | 2044-45 | 2045-46 | 2046-47 | 2047-48 | 2048-49 | 2049-50
NSW1 | Grid Battery pump | 8.8608e-05 | 9.3313e-05 | 9.3109e-05 | 9.2224e-05 | 9.1029e-05 | 9.8462e-05 | 0.00011089 | 0.00012485 | 0.00039683 | 0.00041705 | 0.00042012 | 0.00044207 | 0.00043876 | 0.0004385 | 0.00046351 | 0.00048546 | 0.00052813 | 0.00052176 | 0.00069902 | 0.00070863 | 0.0010688 | 0.0010402 | 0.0011093 | 0.0012687 | 0.0012031 | 0.0011739 | 0.0012001 | 0.0016428 | 0.0014657
NSW1 | Pumped Hydro Pump | 100.0202 | 398.9381 | 508.9819 | 3067.3849 | 6108.1543 | 6789.8181 | 7594.5027 | 7994.4217 | 12693.4463 | 13852.4869 | 14168.6157 | 14841.6005 | 14130.3655 | 13548.4277 | 14868.5015 | 14814.0105 | 13769.8856 | 13039.7538 | 14018.258 | 13643.816 | 14498.5664 | 14308.9286 | 13553.8998 | 15695.8423 | 15306.6918 | 14898.3734 | 14109.7895 | 15231.6263 | 15054.6746
NSW1 | VPP pump | 23.0403 | 66.7346 | 101.2638 | 206.9767 | 293.7179 | 403.9342 | 515.4495 | 623.9908 | 721.4025 | 836.1047 | 931.6965 | 1104.6383 | 1252.6895 | 1342.7924 | 1541.7157 | 1613.27 | 1588.9874 | 1622.8838 | 1734.1826 | 1746.5971 | 1873.041 | 1898.5245 | 1994.1352 | 2159.2256 | 2185.983 | 2152.0201 | 2156.46 | 2312.1719 | 2203.4261
Region | Technology | 2021-22 | 2022-23 | 2023-24 | 2024-25 | 2025-26 | 2026-27 | 2027-28 | 2028-29 | 2029-30 | 2030-31 | 2031-32 | 2032-33 | 2033-34 | 2034-35 | 2035-36 | 2036-37 | 2037-38 | 2038-39 | 2039-40 | 2040-41 | 2041-42 | 2042-43 | 2043-44 | 2044-45 | 2045-46 | 2046-47 | 2047-48 | 2048-49 | 2049-50
QLD1 | Grid Battery pump | 6.086e-05 | 31.8562 | 32.3345 | 39.4092 | 39.9089 | 38.7976 | 37.85 | 36.7216 | 35.5737 | 35.6855 | 35.1906 | 35.6857 | 35.6119 | 35.4126 | 35.2519 | 35.3747 | 32.8947 | 32.7047 | 33.6977 | 0.0012624 | 0.0038367 | 0.0038273 | 0.0041094 | 71.8564 | 69.5695 | 342.7652 | 342.1995 | 339.4846 | 345.493
QLD1 | Pumped Hydro Pump | 41.3564 | 110.2524 | 166.7682 | 725.595 | 711.1871 | 627.9832 | 595.0108 | 825.3351 | 664.1301 | 737.7875 | 771.7375 | 1010.8585 | 955.7121 | 895.653 | 978.6089 | 939.7127 | 3242.1328 | 3292.1449 | 3436.3129 | 3237.1789 | 3900.3373 | 6198.5292 | 5977.7638 | 6287.3938 | 6082.882 | 7705.2337 | 7905.9856 | 8388.3916 | 7284.0178
QLD1 | VPP pump | 12.2223 | 40.9572 | 76.4006 | 164.1472 | 263.4115 | 353.1921 | 441.0715 | 552.7835 | 651.25 | 749.023 | 825.2881 | 973.7867 | 1123.3872 | 1234.4638 | 1360.4126 | 1416.779 | 1385.6402 | 1436.5673 | 1501.6839 | 1562.3976 | 1662.0043 | 1715.2648 | 1761.4866 | 1824.1351 | 1756.0266 | 1595.628 | 1682.1963 | 1658.065 | 1342.761
Region | Technology | 2021-22 | 2022-23 | 2023-24 | 2024-25 | 2025-26 | 2026-27 | 2027-28 | 2028-29 | 2029-30 | 2030-31 | 2031-32 | 2032-33 | 2033-34 | 2034-35 | 2035-36 | 2036-37 | 2037-38 | 2038-39 | 2039-40 | 2040-41 | 2041-42 | 2042-43 | 2043-44 | 2044-45 | 2045-46 | 2046-47 | 2047-48 | 2048-49 | 2049-50
VIC1 | Grid Battery pump | 139.6328 | 207.7703 | 200.9073 | 227.8718 | 202.6799 | 208.495 | 210.4558 | 191.2536 | 180.2284 | 183.1236 | 177.7075 | 182.2243 | 142.0603 | 125.8207 | 143.6303 | 144.194 | 128.6143 | 127.5512 | 138.3422 | 127.6481 | 47.9632 | 0.00094918 | 0.0010109 | 0.0011236 | 0.0010487 | 0.0010594 | 0.0010883 | 0.0014722 | 0.0015311
VIC1 | Pumped Hydro Pump | 0 | 0 | 8.2502e-05 | 9.3963e-05 | 9.3968e-05 | 0.00010379 | 0.00010129 | 0.00010635 | 0.00010791 | 0.00011273 | 0.00012227 | 0.00020597 | 0.00020123 | 0.00019555 | 0.00020835 | 0.00023865 | 0.00091284 | 0.00092219 | 0.0014929 | 0.0014581 | 302.9582 | 287.5693 | 264.955 | 290.7016 | 284.4659 | 279.2754 | 282.7711 | 2326.532 | 2260.4563
VIC1 | VPP pump | 17.2104 | 54.039 | 125.9758 | 257.4175 | 373.4059 | 534.3909 | 663.0865 | 771.4762 | 849.973 | 965.187 | 1044.6049 | 1232.7752 | 1360.9619 | 1403.4254 | 1638.5191 | 1736.3607 | 1668.1896 | 1718.828 | 1825.4407 | 1804.3548 | 1932.442 | 1916.3006 | 1867.1736 | 2131.9565 | 2127.8805 | 2048.7441 | 2115.6375 | 2242.8424 | 2016.3631
Region | Technology | 2021-22 | 2022-23 | 2023-24 | 2024-25 | 2025-26 | 2026-27 | 2027-28 | 2028-29 | 2029-30 | 2030-31 | 2031-32 | 2032-33 | 2033-34 | 2034-35 | 2035-36 | 2036-37 | 2037-38 | 2038-39 | 2039-40 | 2040-41 | 2041-42 | 2042-43 | 2043-44 | 2044-45 | 2045-46 | 2046-47 | 2047-48 | 2048-49 | 2049-50
SA1 | Grid Battery pump | 126.7612 | 125.977 | 130.9118 | 135.2065 | 124.0799 | 121.4652 | 117.5125 | 112.5464 | 106.3592 | 104.4455 | 101.0523 | 103.1205 | 100.0032 | 75.1298 | 79.7502 | 79.6031 | 76.8289 | 76.0388 | 79.1402 | 73.7506 | 76.4402 | 73.9749 | 71.6547 | 172.2171 | 170.5006 | 164.2564 | 162.6037 | 164.605 | 161.709
SA1 | Pumped Hydro Pump | 0 | 0 | 6.3523e-05 | 6.1758e-05 | 6.1092e-05 | 6.3895e-05 | 6.485e-05 | 6.8292e-05 | 7.0101e-05 | 7.4295e-05 | 7.9048e-05 | 0.00010409 | 0.00010336 | 0.00010176 | 0.00011558 | 0.0001293 | 0.00019756 | 0.00020115 | 0.00020394 | 0.0002053 | 0.00033086 | 0.00032408 | 0.00032262 | 0.00045247 | 0.00044126 | 0.00043443 | 0.00043787 | 0.00044252 | 0.00045399
SA1 | VPP pump | 17.2494 | 33.9706 | 55.8028 | 86.2986 | 114.1296 | 147.2063 | 172.3663 | 205.9861 | 223.5686 | 255.1519 | 277.7692 | 318.7642 | 356.0393 | 368.7279 | 424.9865 | 437.0548 | 444.3652 | 459.3509 | 476.5212 | 475.9595 | 498.228 | 502.0888 | 510.8568 | 532.4277 | 538.6401 | 525.746 | 524.2796 | 537.1825 | 499.1627
Region | Technology | 2021-22 | 2022-23 | 2023-24 | 2024-25 | 2025-26 | 2026-27 | 2027-28 | 2028-29 | 2029-30 | 2030-31 | 2031-32 | 2032-33 | 2033-34 | 2034-35 | 2035-36 | 2036-37 | 2037-38 | 2038-39 | 2039-40 | 2040-41 | 2041-42 | 2042-43 | 2043-44 | 2044-45 | 2045-46 | 2046-47 | 2047-48 | 2048-49 | 2049-50
TAS1 | Grid Battery pump | 5.9085e-05 | 6.1411e-05 | 6.0542e-05 | 6.0827e-05 | 6.5723e-05 | 6.8514e-05 | 7.5687e-05 | 8.9205e-05 | 0.00012555 | 0.0001342 | 0.00014864 | 0.00016548 | 0.00016851 | 0.00018827 | 0.0002005 | 0.00021746 | 0.00023469 | 0.00024573 | 0.00033739 | 0.00034205 | 0.00036336 | 0.00036462 | 0.00037027 | 0.00039518 | 0.00040689 | 0.00043658 | 0.00046543 | 0.00053051 | 0.00053601
TAS1 | Pumped Hydro Pump | 0 | 0 | 0.00016457 | 0.00017196 | 0.0002007 | 0.00021068 | 0.00022041 | 0.000232 | 0.00024491 | 0.00025855 | 0.00029471 | 0.00031169 | 0.00032525 | 0.00034605 | 0.00036967 | 0.00039246 | 0.0004165 | 0.00043632 | 0.00055533 | 0.00056298 | 0.0005785 | 0.00058293 | 0.00059593 | 0.00061505 | 0.00063418 | 0.00065921 | 0.0006951 | 0.00076378 | 0.00078169
TAS1 | VPP pump | 0.3708 | 1.1551 | 0.7219 | 1.3923 | 2.2391 | 3.4546 | 4.3662 | 5.6638 | 9.051 | 11.6115 | 18.0757 | 23.3805 | 27.7576 | 34.1242 | 40.5297 | 48.6857 | 50.5925 | 53.4571 | 54.5411 | 61.117 | 64.0558 | 67.7352 | 68.5541 | 72.4902 | 79.4558 | 76.5471 | 76.9373 | 79.509 | 76.1221
Non-controllable capacity
Region | Technology | 2021-22 | 2022-23 | 2023-24 | 2024-25 | 2025-26 | 2026-27 | 2027-28 | 2028-29 | 2029-30 | 2030-31 | 2031-32 | 2032-33 | 2033-34 | 2034-35 | 2035-36 | 2036-37 | 2037-38 | 2038-39 | 2039-40 | 2040-41 | 2041-42 | 2042-43 | 2043-44 | 2044-45 | 2045-46 | 2046-47 | 2047-48 | 2048-49 | 2049-50
NEM | Distributed PV | 18636.5023 | 21296.1756 | 23859.5557 | 25771.2742 | 27749.2634 | 32561.902 | 35479.7663 | 34674.1583 | 38953.1809 | 42928.6933 | 46384.3981 | 49788.5441 | 51177.09 | 51859.0127 | 58020.5381 | 60153.1037 | 56528.4699 | 61409.0761 | 66054.788 | 69386.4583 | 71508.0576 | 71718.3725 | 71595.7848 | 78884.2374 | 80974.2557 | 74821.3345 | 80873.3656 | 86578.4377 | 90153.5903
NEM | Behind the meter battery | 289.0826 | 553.4115 | 879.3233 | 1198.3193 | 1524.2396 | 1785.9114 | 2039.4169 | 2233.4575 | 2396.2807 | 2600.032 | 2830.3766 | 3114.8739 | 3427.4558 | 3668.3456 | 3912.3596 | 3889.5232 | 3877.4014 | 3863.8922 | 3861.1925 | 3822.1599 | 3810.8001 | 3799.2905 | 3801.8188 | 3763.6497 | 3732.6179 | 3625.5951 | 3539.3919 | 3433.4204 | 3334.2143
NEM | Behind the meter battery pump | 245.5852 | 470.0403 | 747.0339 | 1017.8987 | 1294.7794 | 1517.3509 | 1732.5218 | 1897.2746 | 2035.9513 | 2208.8366 | 2405.2048 | 2646.0064 | 2911.0473 | 3116.3283 | 3324.2926 | 3304.4769 | 3293.6856 | 3282.0552 | 3278.9378 | 3247.9543 | 3237.3407 | 3226.1786 | 3229.4336 | 3196.527 | 3171.0198 | 3079.0846 | 3005.656 | 2916.2306 | 2831.8461
Region | Technology | 2021-22 | 2022-23 | 2023-24 | 2024-25 | 2025-26 | 2026-27 | 2027-28 | 2028-29 | 2029-30 | 2030-31 | 2031-32 | 2032-33 | 2033-34 | 2034-35 | 2035-36 | 2036-37 | 2037-38 | 2038-39 | 2039-40 | 2040-41 | 2041-42 | 2042-43 | 2043-44 | 2044-45 | 2045-46 | 2046-47 | 2047-48 | 2048-49 | 2049-50
NSW1 | Distributed PV | 5445.9961 | 6315.4273 | 6791.172 | 7427.6234 | 7999.3195 | 9682.4257 | 10385.0131 | 10051.8287 | 11126.8692 | 12585.015 | 14076.6069 | 14726.8355 | 15434.6032 | 15641.9934 | 18064.8476 | 18525.3989 | 17337.0054 | 18515.2707 | 20344.1339 | 21983.6902 | 22026.1414 | 22436.1707 | 22344.4349 | 25325.869 | 25691.4968 | 23578.771 | 24989.7187 | 27272.9625 | 29134.3598
NSW1 | Behind the meter battery | 100.759 | 185.4793 | 267.2014 | 351.386 | 446.2225 | 517.4158 | 586.9089 | 646.9799 | 703.5581 | 773.7351 | 851.7198 | 945.85 | 1041.86 | 1117.9401 | 1200.8323 | 1195.0823 | 1193.1006 | 1191.864 | 1198.8607 | 1191.2807 | 1195.1037 | 1196.0326 | 1199.276 | 1193.8428 | 1188.9008 | 1158.3535 | 1135.2614 | 1104.699 | 1077.1607
NSW1 | Behind the meter battery pump | 85.5946 | 157.5376 | 227.0944 | 298.4629 | 379.1182 | 439.6096 | 498.6149 | 549.3119 | 597.4537 | 657.5252 | 723.728 | 803.6778 | 884.9124 | 950.097 | 1020.5479 | 1015.3958 | 1013.7678 | 1012.0892 | 1017.7545 | 1012.3998 | 1015.2857 | 1015.5809 | 1018.8724 | 1013.9317 | 1009.4696 | 983.5118 | 964.6026 | 938.0318 | 915.3298
Region | Technology | 2021-22 | 2022-23 | 2023-24 | 2024-25 | 2025-26 | 2026-27 | 2027-28 | 2028-29 | 2029-30 | 2030-31 | 2031-32 | 2032-33 | 2033-34 | 2034-35 | 2035-36 | 2036-37 | 2037-38 | 2038-39 | 2039-40 | 2040-41 | 2041-42 | 2042-43 | 2043-44 | 2044-45 | 2045-46 | 2046-47 | 2047-48 | 2048-49 | 2049-50
QLD1 | Distributed PV | 5622.2983 | 6528.562 | 7102.6907 | 7456.7358 | 8289.4805 | 9575.3911 | 10393.5042 | 9479.6417 | 11074.4277 | 12203.2241 | 13716.8622 | 14538.3641 | 14817.7313 | 15670.5396 | 17415.5213 | 18097.9549 | 15948.9679 | 17954.1619 | 19228.4998 | 20891.5239 | 21207.5737 | 21007.9812 | 21828.2026 | 23788.4439 | 24481.1202 | 21184.9721 | 23713.4142 | 25230.3516 | 27172.749
QLD1 | Behind the meter battery | 56.6617 | 130.9255 | 201.8334 | 276.5012 | 362.4404 | 425.538 | 487.1423 | 545.2279 | 599.3902 | 659.1539 | 727.2997 | 810.3319 | 896.3132 | 960.6888 | 1028.1831 | 1019.5381 | 1015.375 | 1013.6588 | 1015.4568 | 1009.1374 | 1007.699 | 1007.1116 | 1010.3223 | 1001.4424 | 994.1286 | 966.6742 | 943.2534 | 914.7037 | 889.6665
QLD1 | Behind the meter battery pump | 48.1471 | 111.2301 | 171.4161 | 234.9614 | 307.8036 | 361.4723 | 413.7959 | 463.1302 | 509.3776 | 559.9953 | 618.0258 | 688.011 | 761.4165 | 815.9309 | 873.9186 | 865.5592 | 862.1263 | 861.2722 | 862.8949 | 857.4118 | 855.5187 | 855.1202 | 858.6712 | 850.5227 | 844.9038 | 820.8603 | 800.733 | 777.2502 | 755.4405
Region | Technology | 2021-22 | 2022-23 | 2023-24 | 2024-25 | 2025-26 | 2026-27 | 2027-28 | 2028-29 | 2029-30 | 2030-31 | 2031-32 | 2032-33 | 2033-34 | 2034-35 | 2035-36 | 2036-37 | 2037-38 | 2038-39 | 2039-40 | 2040-41 | 2041-42 | 2042-43 | 2043-44 | 2044-45 | 2045-46 | 2046-47 | 2047-48 | 2048-49 | 2049-50
VIC1 | Distributed PV | 4625.9464 | 5278.636 | 6471.0044 | 7236.9196 | 7738.8826 | 9191.8249 | 10225.7349 | 10624.6857 | 11820.4096 | 12929.4874 | 13141.6039 | 14642.6116 | 14980.5295 | 14712.544 | 16247.7815 | 16871.3039 | 16660.8016 | 17903.9156 | 19152.5625 | 18990.7 | 20398.3535 | 20446.1326 | 19804.5807 | 21634.5668 | 22255.9859 | 21724.0526 | 23287.6393 | 24845.666 | 24453.893
VIC1 | Behind the meter battery | 64.1513 | 142.7081 | 290.058 | 423.637 | 544.6591 | 655.3131 | 760.4044 | 821.4131 | 857.6105 | 913.3703 | 978.2116 | 1061.3213 | 1167.576 | 1248.0789 | 1323.3956 | 1318.7356 | 1316.7971 | 1306.9151 | 1296.8921 | 1276.0599 | 1263.9722 | 1254.5942 | 1250.9429 | 1231.7261 | 1216.4061 | 1178.0307 | 1145.7154 | 1108.9552 | 1071.1349
VIC1 | Behind the meter battery pump | 54.505 | 121.2 | 246.4106 | 359.7101 | 462.6791 | 556.8424 | 646.0038 | 698.1222 | 728.9272 | 775.6801 | 831.2917 | 901.6133 | 991.4131 | 1060.0773 | 1123.9891 | 1120.893 | 1118.5053 | 1110.0177 | 1100.9582 | 1084.4066 | 1074.25 | 1065.2465 | 1062.0039 | 1046.2498 | 1033.6442 | 1000.8075 | 972.5649 | 941.6774 | 909.6318
Region | Technology | 2021-22 | 2022-23 | 2023-24 | 2024-25 | 2025-26 | 2026-27 | 2027-28 | 2028-29 | 2029-30 | 2030-31 | 2031-32 | 2032-33 | 2033-34 | 2034-35 | 2035-36 | 2036-37 | 2037-38 | 2038-39 | 2039-40 | 2040-41 | 2041-42 | 2042-43 | 2043-44 | 2044-45 | 2045-46 | 2046-47 | 2047-48 | 2048-49 | 2049-50
SA1 | Distributed PV | 2692.7435 | 2897.9004 | 3182.7702 | 3309.9697 | 3368.0909 | 3710.5041 | 4044.5606 | 4067.9002 | 4454.7602 | 4703.283 | 4914.6932 | 5287.9656 | 5323.9848 | 5221.8838 | 5610.1847 | 5951.7602 | 5851.4936 | 6277.5462 | 6527.9801 | 6699.3114 | 7010.6424 | 6938.7639 | 6744.1877 | 7177.0323 | 7559.3789 | 7350.0719 | 7867.2373 | 8159.7488 | 8312.6824
SA1 | Behind the meter battery | 60.0755 | 85.7138 | 110.2885 | 135.3642 | 157.7643 | 172.3688 | 187.135 | 199.2315 | 212.5681 | 227.569 | 243.7671 | 264.9722 | 286.1771 | 303.0253 | 318.363 | 314.3848 | 309.9228 | 308.7105 | 306.6194 | 301.9723 | 299.9267 | 297.0823 | 296.3218 | 291.582 | 287.8832 | 277.9374 | 271.1392 | 261.9275 | 253.8857
SA1 | Behind the meter battery pump | 51.0203 | 72.7798 | 93.6692 | 115.0535 | 134.0095 | 146.4509 | 158.9589 | 169.2072 | 180.5211 | 193.3788 | 207.2022 | 225.1804 | 243.1372 | 257.429 | 270.5124 | 267.1466 | 263.4316 | 262.3804 | 260.4781 | 256.6052 | 254.8051 | 252.4468 | 251.7229 | 247.5583 | 244.5192 | 236.0174 | 230.3503 | 222.6299 | 215.4714
Region | Technology | 2021-22 | 2022-23 | 2023-24 | 2024-25 | 2025-26 | 2026-27 | 2027-28 | 2028-29 | 2029-30 | 2030-31 | 2031-32 | 2032-33 | 2033-34 | 2034-35 | 2035-36 | 2036-37 | 2037-38 | 2038-39 | 2039-40 | 2040-41 | 2041-42 | 2042-43 | 2043-44 | 2044-45 | 2045-46 | 2046-47 | 2047-48 | 2048-49 | 2049-50
TAS1 | Distributed PV | 249.518 | 275.65 | 311.9183 | 340.0256 | 353.4898 | 401.7562 | 430.9535 | 450.102 | 476.7142 | 507.6838 | 534.6319 | 592.7673 | 620.2412 | 612.0518 | 682.2029 | 706.6858 | 730.2014 | 758.1818 | 801.6118 | 821.2328 | 865.3466 | 889.3242 | 874.3789 | 958.3254 | 986.2739 | 983.4669 | 1015.3561 | 1069.7087 | 1079.9061
TAS1 | Behind the meter battery | 7.435 | 8.5848 | 9.9419 | 11.4309 | 13.1532 | 15.2757 | 17.8263 | 20.6052 | 23.1537 | 26.2038 | 29.3784 | 32.3985 | 35.5294 | 38.6125 | 41.5856 | 41.7823 | 42.2059 | 42.7438 | 43.3634 | 43.7097 | 44.0985 | 44.4697 | 44.9557 | 45.0564 | 45.2991 | 44.5992 | 44.0225 | 43.135 | 42.3665
TAS1 | Behind the meter battery pump | 6.3181 | 7.2927 | 8.4436 | 9.7108 | 11.169 | 12.9757 | 15.1484 | 17.5031 | 19.6717 | 22.2572 | 24.9571 | 27.5239 | 30.1681 | 32.7941 | 35.3246 | 35.4823 | 35.8546 | 36.2956 | 36.8521 | 37.131 | 37.4812 | 37.7842 | 38.1632 | 38.2645 | 38.4831 | 37.8876 | 37.4052 | 36.6414 | 35.9726

## BaseCase_Capacity
Installed capacity by technology (MW) - BaseCase, High DER Scenario
Capacity calculated on 1 July. In early study years some wind and solar projects enter later in the financial year and are therefore reflected in the following financial year's capacity.
Explicitly modelled generation
Region | Technology | 2021-22 | 2022-23 | 2023-24 | 2024-25 | 2025-26 | 2026-27 | 2027-28 | 2028-29 | 2029-30 | 2030-31 | 2031-32 | 2032-33 | 2033-34 | 2034-35 | 2035-36 | 2036-37 | 2037-38 | 2038-39 | 2039-40 | 2040-41 | 2041-42 | 2042-43 | 2043-44 | 2044-45 | 2045-46 | 2046-47 | 2047-48 | 2048-49 | 2049-50
NEM | Black Coal | 18366 | 17891 | 16416 | 13663.027 | 11906.0831 | 11274.7882 | 11265.0346 | 10565.0346 | 8953.7968 | 8953.7968 | 8953.7968 | 8023.6487 | 8023.6487 | 8023.6487 | 7040.591 | 6395.9999 | 5246 | 5246 | 5246 | 5246 | 5246 | 3152 | 2787 | 2422 | 2057 | 1692 | 1692 | 1692 | 1692
NEM | Brown Coal | 4790 | 4790 | 4790 | 3701.4643 | 3664.1282 | 3465.4294 | 3465.4294 | 3465.4294 | 3465.427 | 3340.0004 | 3340.0003 | 3340 | 3340 | 3340 | 3340 | 3340 | 3340 | 3340 | 3340 | 3340 | 3340 | 3340 | 3340 | 3340 | 3340 | 3340 | 2225 | 0 | 0
NEM | CCGT | 3054.9 | 3054.9 | 2874.9 | 2874.9 | 2874.9 | 2874.9 | 2874.9 | 2874.9 | 2874.9 | 2874.9 | 2874.9 | 2874.9 | 2874.9 | 2874.9 | 2874.9 | 2489.9 | 1960.9 | 1960.9 | 1817.5 | 1817.5 | 1817.5 | 1817.5 | 1377.5 | 1192.5 | 548 | 388 | 388 | 388 | 388
NEM | Gas - Steam | 1384 | 1384 | 1384 | 1384 | 1384 | 1384 | 1384 | 1384 | 1384 | 1384 | 1384 | 1384 | 1384 | 1384 | 584 | 584 | 584 | 584 | 84 | 84 | 84 | 84 | 84 | 84 | 84 | 0 | 0 | 0 | 0
NEM | OCGT / Diesel | 6863.14 | 6863.14 | 6863.14 | 6863.14 | 6863.14 | 6863.14 | 6863.14 | 6863.14 | 6863.14 | 6480.64 | 6480.64 | 6211.3 | 5749.3 | 5632.3 | 5502.3 | 5502.3 | 5502.3 | 5502.3 | 5705.017 | 5585.017 | 6007.5925 | 5967.1147 | 5967.1147 | 6707.8785 | 7162.599 | 8030.5689 | 7446.5689 | 8613.7565 | 8094.7566
NEM | Hydro | 7365.3 | 7365.3 | 7365.3 | 7365.3 | 7365.3 | 7365.3 | 7365.3 | 7365.3 | 7365.3 | 7365.3 | 7365.3 | 7365.3 | 7365.3 | 7365.3 | 7365.3 | 7365.3 | 7278.9 | 7278.9 | 7278.9 | 7278.9 | 7278.9 | 7212.9 | 7212.9 | 7212.9 | 7212.9 | 7212.9 | 7212.9 | 7212.9 | 7212.9
NEM | Wind | 8952.838 | 11397.452 | 12299.8135 | 13470.3499 | 14574.2588 | 15570.5769 | 17082.0593 | 18446.0236 | 22442.9348 | 22472.2624 | 22614.0662 | 23499.9642 | 24003.1571 | 24415.5582 | 24859.6304 | 26444.1279 | 31846.7221 | 31697.2054 | 31787.1797 | 31247.1152 | 33637.9264 | 36034.4474 | 35904.5178 | 35270.1576 | 35288.8465 | 37627.9194 | 38790.9578 | 39958.2432 | 41598.013
NEM | Solar PV | 5599.971 | 6959.156 | 6959.156 | 6959.156 | 6959.156 | 6959.156 | 6959.156 | 7154.6539 | 10197.5892 | 10197.5892 | 10197.5892 | 10197.5892 | 10197.5892 | 10197.5892 | 10197.5892 | 10076.5892 | 10238.8086 | 10088.5086 | 10088.5086 | 10088.5089 | 10288.5084 | 13910.6779 | 13963.835 | 13545.215 | 13449.9042 | 17239.3174 | 17568.7571 | 19300.5393 | 18824.5466
NEM | Grid Battery | 260.33 | 600.33 | 600.33 | 600.33 | 600.33 | 600.33 | 600.33 | 600.33 | 600.33 | 570.33 | 570.33 | 570.33 | 515 | 490 | 490 | 490 | 490.0008 | 490.0008 | 490.001 | 470.001 | 450.007 | 150.0071 | 150.0071 | 255.3286 | 255.3286 | 436.4507 | 436.4508 | 436.4511 | 436.451
NEM | Pumped Hydro | 810 | 810 | 810 | 810 | 2850 | 2850 | 2850 | 2850 | 4849.9999 | 4849.9999 | 4849.9999 | 4849.9999 | 4850 | 4850 | 4850 | 4850 | 5790.9898 | 5790.9898 | 5790.9901 | 5790.9901 | 6006.2995 | 6865.2973 | 6865.2973 | 6865.2974 | 6865.2974 | 8044.628 | 8044.628 | 8721.2734 | 8721.2734
NEM | VPP | 86.531 | 212.478 | 422.08 | 710.881 | 1092.059 | 1530.314 | 2056.202 | 2653.451 | 3326.256 | 3835.365 | 4409.5619 | 5038.919 | 5723.194 | 6362.1371 | 7028.8681 | 7398.273 | 7780.5079 | 8173.1059 | 8577.282 | 8995.4019 | 9423.6349 | 9861.3991 | 10313.4462 | 10780.4292 | 11257.7039 | 11749.3789 | 12256.2899 | 12769.8249 | 13296.025
Total excluding storage |  | 56376.149 | 59704.948 | 58952.3095 | 56281.3372 | 55590.9661 | 55757.2904 | 57259.0192 | 58118.4814 | 63547.0878 | 63068.4889 | 63210.2925 | 62896.7021 | 62937.895 | 63233.2961 | 61764.3106 | 62198.217 | 65997.6307 | 65697.8139 | 65347.1052 | 64687.0411 | 67700.4272 | 71518.64 | 70636.8674 | 69774.651 | 69143.2497 | 75530.7057 | 75324.1838 | 77165.439 | 77810.2162
Region | Technology | 2021-22 | 2022-23 | 2023-24 | 2024-25 | 2025-26 | 2026-27 | 2027-28 | 2028-29 | 2029-30 | 2030-31 | 2031-32 | 2032-33 | 2033-34 | 2034-35 | 2035-36 | 2036-37 | 2037-38 | 2038-39 | 2039-40 | 2040-41 | 2041-42 | 2042-43 | 2043-44 | 2044-45 | 2045-46 | 2046-47 | 2047-48 | 2048-49 | 2049-50
NSW1 | Black Coal | 10240 | 9765 | 8290 | 7222.1561 | 5465.2137 | 4884.1971 | 4874.4435 | 4874.4434 | 3263.2057 | 3263.2057 | 3263.2057 | 2333.0576 | 2333.0576 | 2333.0576 | 1350 | 1350 | 1350 | 1350 | 1350 | 1350 | 1350 | 0 | 0 | 0 | 0 | 0 | 0 | 0 | 0
NSW1 | Brown Coal | 0 | 0 | 0 | 0 | 0 | 0 | 0 | 0 | 0 | 0 | 0 | 0 | 0 | 0 | 0 | 0 | 0 | 0 | 0 | 0 | 0 | 0 | 0 | 0 | 0 | 0 | 0 | 0 | 0
NSW1 | CCGT | 625 | 625 | 625 | 625 | 625 | 625 | 625 | 625 | 625 | 625 | 625 | 625 | 625 | 625 | 625 | 625 | 625 | 625 | 625 | 625 | 625 | 625 | 185 | 0 | 0 | 0 | 0 | 0 | 0
NSW1 | Gas - Steam | 0 | 0 | 0 | 0 | 0 | 0 | 0 | 0 | 0 | 0 | 0 | 0 | 0 | 0 | 0 | 0 | 0 | 0 | 0 | 0 | 0 | 0 | 0 | 0 | 0 | 0 | 0 | 0 | 0
NSW1 | OCGT / Diesel | 1438 | 1438 | 1438 | 1438 | 1438 | 1438 | 1438 | 1438 | 1438 | 1438 | 1438 | 1438 | 1438 | 1438 | 1388 | 1388 | 1388 | 1388 | 1790.8138 | 1790.8138 | 1834.9893 | 1834.9893 | 1834.9893 | 2690.6924 | 2690.6924 | 2690.6924 | 2690.6924 | 3082.8411 | 3082.8411
NSW1 | Hydro | 2585 | 2585 | 2585 | 2585 | 2585 | 2585 | 2585 | 2585 | 2585 | 2585 | 2585 | 2585 | 2585 | 2585 | 2585 | 2585 | 2585 | 2585 | 2585 | 2585 | 2585 | 2585 | 2585 | 2585 | 2585 | 2585 | 2585 | 2585 | 2585
NSW1 | Wind | 2220.73 | 2981.184 | 3741.8899 | 4502.4472 | 5288.4126 | 6105.6331 | 6922.8536 | 7560.7293 | 10862.6975 | 10862.6975 | 10862.6975 | 10862.6975 | 10862.6975 | 10862.6975 | 10862.6975 | 10816.1975 | 10646.1975 | 10526.8858 | 10757.1298 | 10396.6298 | 11992.9508 | 12371.7733 | 12076.7933 | 12076.7933 | 12497.9358 | 12271.1359 | 12577.5905 | 12877.5912 | 12764.4012
NSW1 | Solar PV | 2130.363 | 2600.363 | 2600.363 | 2600.363 | 2600.363 | 2600.363 | 2600.363 | 2795.8609 | 5838.7962 | 5838.7962 | 5838.7962 | 5838.7962 | 5838.7962 | 5838.7962 | 5838.7962 | 5838.7962 | 6015.5214 | 5865.2214 | 5865.2214 | 5865.2214 | 5865.2214 | 7570.3368 | 7725.4943 | 7725.4943 | 7725.4943 | 9612.8979 | 9639.1249 | 10087.3212 | 10256.4925
NSW1 | Grid Battery | 0 | 0 | 0 | 0 | 0 | 0 | 0 | 0 | 0 | 0 | 0 | 0 | 0 | 0 | 0 | 0 | 0 | 0 | 0.00015262 | 0.00015291 | 0.00039736 | 0.00039706 | 0.00039734 | 0.00041118 | 0.00041145 | 0.00041068 | 0.00040874 | 0.00053216 | 0.0004523
NSW1 | Pumped Hydro | 240 | 240 | 240 | 240 | 2280 | 2280 | 2280 | 2280 | 4279.9999 | 4279.9999 | 4279.9999 | 4279.9999 | 4279.9999 | 4279.9999 | 4279.9999 | 4279.9999 | 4279.9999 | 4279.9999 | 4280 | 4280 | 4280.0001 | 4280.0001 | 4280.0001 | 4280.0001 | 4280.0001 | 4280.0001 | 4280.0001 | 4280.0001 | 4280.0001
NSW1 | VPP | 30.447 | 71.711 | 130.27 | 212.052 | 324.245 | 448.498 | 597.436 | 773.879 | 981.449 | 1142.61 | 1324.166 | 1522.2761 | 1738.338 | 1943.716 | 2158.8 | 2279.379 | 2405.052 | 2533.8019 | 2666.9821 | 2804.5979 | 2945.117 | 3088.977 | 3237.89 | 3391.4571 | 3548.962 | 3710.4659 | 3876.96 | 4046.0709 | 4218.4269
Total excluding storage |  | 19239.093 | 19994.547 | 19280.2529 | 18972.9663 | 18001.9894 | 18238.1931 | 19045.66 | 19879.0336 | 24612.6994 | 24612.6994 | 24612.6994 | 23682.5513 | 23682.5513 | 23682.5513 | 22649.4937 | 22602.9937 | 22609.7189 | 22340.1072 | 22973.165 | 22612.665 | 24253.1615 | 24987.0994 | 24407.2769 | 25077.98 | 25499.1225 | 27159.7262 | 27492.4078 | 28632.7535 | 28688.7348
Region | Technology | 2021-22 | 2022-23 | 2023-24 | 2024-25 | 2025-26 | 2026-27 | 2027-28 | 2028-29 | 2029-30 | 2030-31 | 2031-32 | 2032-33 | 2033-34 | 2034-35 | 2035-36 | 2036-37 | 2037-38 | 2038-39 | 2039-40 | 2040-41 | 2041-42 | 2042-43 | 2043-44 | 2044-45 | 2045-46 | 2046-47 | 2047-48 | 2048-49 | 2049-50
QLD1 | Black Coal | 8126 | 8126 | 8126 | 6440.8709 | 6440.8694 | 6390.5911 | 6390.5911 | 5690.5911 | 5690.5911 | 5690.5911 | 5690.5911 | 5690.5911 | 5690.5911 | 5690.5911 | 5690.591 | 5045.9999 | 3896 | 3896 | 3896 | 3896 | 3896 | 3152 | 2787 | 2422 | 2057 | 1692 | 1692 | 1692 | 1692
QLD1 | Brown Coal | 0 | 0 | 0 | 0 | 0 | 0 | 0 | 0 | 0 | 0 | 0 | 0 | 0 | 0 | 0 | 0 | 0 | 0 | 0 | 0 | 0 | 0 | 0 | 0 | 0 | 0 | 0 | 0 | 0
QLD1 | CCGT | 1512.9 | 1512.9 | 1512.9 | 1512.9 | 1512.9 | 1512.9 | 1512.9 | 1512.9 | 1512.9 | 1512.9 | 1512.9 | 1512.9 | 1512.9 | 1512.9 | 1512.9 | 1127.9 | 1127.9 | 1127.9 | 984.5 | 984.5 | 984.5 | 984.5 | 984.5 | 984.5 | 340 | 180 | 180 | 180 | 180
QLD1 | Gas - Steam | 84 | 84 | 84 | 84 | 84 | 84 | 84 | 84 | 84 | 84 | 84 | 84 | 84 | 84 | 84 | 84 | 84 | 84 | 84 | 84 | 84 | 84 | 84 | 84 | 84 | 0 | 0 | 0 | 0
QLD1 | OCGT / Diesel | 1910 | 1910 | 1910 | 1910 | 1910 | 1910 | 1910 | 1910 | 1910 | 1910 | 1910 | 1910 | 1618 | 1501 | 1501 | 1501 | 1501 | 1501 | 1740.903 | 1740.903 | 1740.903 | 1794.4252 | 1794.4252 | 1662.4252 | 2117.1458 | 2985.1157 | 2985.1157 | 3165.305 | 2646.305
QLD1 | Hydro | 152.4 | 152.4 | 152.4 | 152.4 | 152.4 | 152.4 | 152.4 | 152.4 | 152.4 | 152.4 | 152.4 | 152.4 | 152.4 | 152.4 | 152.4 | 152.4 | 66 | 66 | 66 | 66 | 66 | 0 | 0 | 0 | 0 | 0 | 0 | 0 | 0
QLD1 | Wind | 676.608 | 1176.608 | 1176.608 | 1444.931 | 1621.4823 | 1663.4245 | 2253.5308 | 2842.464 | 3491.0015 | 3491.0015 | 3491.0015 | 3491.0015 | 3499.2582 | 3769.0908 | 3769.0908 | 4621.3309 | 6915.7043 | 6915.7043 | 6915.7043 | 6915.7043 | 7441.1138 | 8878.478 | 8697.96 | 8484.1585 | 8917.0785 | 9684.9035 | 9684.9035 | 9684.9035 | 11368.7616
QLD1 | Solar PV | 2017.635 | 2827.62 | 2827.62 | 2827.62 | 2827.62 | 2827.62 | 2827.62 | 2827.62 | 2827.62 | 2827.62 | 2827.62 | 2827.62 | 2827.62 | 2827.62 | 2827.62 | 2706.62 | 2692.1142 | 2692.1142 | 2692.1142 | 2692.1145 | 2892.114 | 4809.1679 | 4642.1679 | 4441.0679 | 4376.8599 | 6278.8683 | 6168.4683 | 5637.5683 | 5188.3413
QLD1 | Grid Battery | 0 | 20 | 20 | 20 | 20 | 20 | 20 | 20 | 20 | 20 | 20 | 20 | 20 | 20 | 20 | 20 | 20.0005 | 20.0005 | 20.0005 | 0.00053704 | 0.0018742 | 0.0018863 | 0.0018864 | 44.0338 | 44.0338 | 225.156 | 225.156 | 225.156 | 225.1559
QLD1 | Pumped Hydro | 570 | 570 | 570 | 570 | 570 | 570 | 570 | 570 | 570 | 570 | 570 | 570 | 570.0001 | 570.0001 | 570.0001 | 570.0001 | 1510.9896 | 1510.9896 | 1510.9896 | 1510.9896 | 1631.6716 | 2490.6694 | 2490.6694 | 2490.6694 | 2490.6694 | 3670 | 3670 | 3670 | 3670
QLD1 | VPP | 17.092 | 49.567 | 96.139 | 162.616 | 256.35 | 359.913 | 485.039 | 636.85 | 815.002 | 952.311 | 1107.868 | 1278.662 | 1465.361 | 1636.076 | 1814.326 | 1909.678 | 2008.65 | 2110.638 | 2215.489 | 2324.452 | 2436.362 | 2550.2279 | 2667.885 | 2790.022 | 2914.5139 | 3043.485 | 3176.687 | 3311.313 | 3449.842
Total excluding storage |  | 14479.543 | 15789.528 | 15789.528 | 14372.7219 | 14549.2717 | 14540.9356 | 15131.0419 | 15019.9751 | 15668.5126 | 15668.5126 | 15668.5126 | 15668.5126 | 15384.7693 | 15537.6019 | 15537.6018 | 15239.2508 | 16282.7185 | 16282.7185 | 16379.2216 | 16379.2219 | 17104.6308 | 19702.5711 | 18990.0531 | 18078.1516 | 17892.0842 | 20820.8876 | 20710.4876 | 20359.7769 | 21075.4079
Region | Technology | 2021-22 | 2022-23 | 2023-24 | 2024-25 | 2025-26 | 2026-27 | 2027-28 | 2028-29 | 2029-30 | 2030-31 | 2031-32 | 2032-33 | 2033-34 | 2034-35 | 2035-36 | 2036-37 | 2037-38 | 2038-39 | 2039-40 | 2040-41 | 2041-42 | 2042-43 | 2043-44 | 2044-45 | 2045-46 | 2046-47 | 2047-48 | 2048-49 | 2049-50
VIC1 | Black Coal | 0 | 0 | 0 | 0 | 0 | 0 | 0 | 0 | 0 | 0 | 0 | 0 | 0 | 0 | 0 | 0 | 0 | 0 | 0 | 0 | 0 | 0 | 0 | 0 | 0 | 0 | 0 | 0 | 0
VIC1 | Brown Coal | 4790 | 4790 | 4790 | 3701.4643 | 3664.1282 | 3465.4294 | 3465.4294 | 3465.4294 | 3465.427 | 3340.0004 | 3340.0003 | 3340 | 3340 | 3340 | 3340 | 3340 | 3340 | 3340 | 3340 | 3340 | 3340 | 3340 | 3340 | 3340 | 3340 | 3340 | 2225 | 0 | 0
VIC1 | CCGT | 0 | 0 | 0 | 0 | 0 | 0 | 0 | 0 | 0 | 0 | 0 | 0 | 0 | 0 | 0 | 0 | 0 | 0 | 0 | 0 | 0 | 0 | 0 | 0 | 0 | 0 | 0 | 0 | 0
VIC1 | Gas - Steam | 500 | 500 | 500 | 500 | 500 | 500 | 500 | 500 | 500 | 500 | 500 | 500 | 500 | 500 | 500 | 500 | 500 | 500 | 0 | 0 | 0 | 0 | 0 | 0 | 0 | 0 | 0 | 0 | 0
VIC1 | OCGT / Diesel | 1900 | 1900 | 1900 | 1900 | 1900 | 1900 | 1900 | 1900 | 1900 | 1900 | 1900 | 1900 | 1730 | 1730 | 1730 | 1730 | 1730 | 1730 | 1290 | 1290 | 1290 | 1196 | 1196 | 1196.0005 | 1196.0005 | 1196.0005 | 612.0005 | 1206.8502 | 1206.8502
VIC1 | Hydro | 2219 | 2219 | 2219 | 2219 | 2219 | 2219 | 2219 | 2219 | 2219 | 2219 | 2219 | 2219 | 2219 | 2219 | 2219 | 2219 | 2219 | 2219 | 2219 | 2219 | 2219 | 2219 | 2219 | 2219 | 2219 | 2219 | 2219 | 2219 | 2219
VIC1 | Wind | 3434.44 | 4322.2 | 4322.2 | 4322.2 | 4322.2 | 4322.2 | 4322.2 | 4322.2 | 4322.2 | 4322.2 | 4322.2 | 4518.632 | 4969.7 | 4969.7008 | 4985.0035 | 5569.7001 | 7833.3724 | 7413.3729 | 7221.4078 | 6933.108 | 7202.1883 | 7782.5226 | 8341.9506 | 8029.9506 | 7238.0066 | 8923.9065 | 9780.4902 | 10154.9982 | 10224.1
VIC1 | Solar PV | 1098.973 | 1098.973 | 1098.973 | 1098.973 | 1098.973 | 1098.973 | 1098.973 | 1098.973 | 1098.973 | 1098.973 | 1098.973 | 1098.973 | 1098.973 | 1098.973 | 1098.973 | 1098.973 | 1098.973 | 1098.973 | 1098.973 | 1098.973 | 1098.973 | 1098.9731 | 1098.9732 | 991.4532 | 960.3504 | 960.3516 | 1373.9642 | 3188.4501 | 2791.0002
VIC1 | Grid Battery | 55.33 | 375.33 | 375.33 | 375.33 | 375.33 | 375.33 | 375.33 | 375.33 | 375.33 | 375.33 | 375.33 | 375.33 | 320 | 320 | 320 | 320 | 320.0001 | 320.0001 | 320.0002 | 320.0002 | 300.0004 | 0.00038998 | 0.00039013 | 0.00039112 | 0.0003911 | 0.00039044 | 0.00038998 | 0.0005374 | 0.00052678
VIC1 | Pumped Hydro | 0 | 0 | 0 | 0 | 0 | 0 | 0 | 0 | 0 | 0 | 0 | 0 | 0 | 0 | 0 | 0 | 0.00028122 | 0.00028157 | 0.00044388 | 0.00044397 | 94.6278 | 94.6278 | 94.6278 | 94.6278 | 94.6278 | 94.6278 | 94.6278 | 771.2732 | 771.2732
VIC1 | VPP | 19.399 | 55.108 | 137.094 | 247.137 | 385.648 | 555.84 | 760.004 | 973.496 | 1197.186 | 1363.053 | 1550.223 | 1756.093 | 1978.399 | 2185.647 | 2401.2231 | 2521.425 | 2644.546 | 2771.077 | 2900.618 | 3034.5971 | 3171.9039 | 3312.6921 | 3457.7071 | 3607.5651 | 3760.185 | 3917.7499 | 4079.9079 | 4243.998 | 4412.4559
Total excluding storage |  | 13942.413 | 14830.173 | 14830.173 | 13741.6373 | 13704.3011 | 13505.6023 | 13505.6023 | 13505.6023 | 13505.5999 | 13380.1734 | 13380.1733 | 13576.605 | 13857.673 | 13857.6738 | 13872.9765 | 14457.6731 | 16721.3454 | 16301.3459 | 15169.3808 | 14881.081 | 15150.1613 | 15636.4958 | 16195.9238 | 15776.4043 | 14953.3575 | 16639.2586 | 16210.4549 | 16769.2984 | 16440.9505
Region | Technology | 2021-22 | 2022-23 | 2023-24 | 2024-25 | 2025-26 | 2026-27 | 2027-28 | 2028-29 | 2029-30 | 2030-31 | 2031-32 | 2032-33 | 2033-34 | 2034-35 | 2035-36 | 2036-37 | 2037-38 | 2038-39 | 2039-40 | 2040-41 | 2041-42 | 2042-43 | 2043-44 | 2044-45 | 2045-46 | 2046-47 | 2047-48 | 2048-49 | 2049-50
SA1 | Black Coal | 0 | 0 | 0 | 0 | 0 | 0 | 0 | 0 | 0 | 0 | 0 | 0 | 0 | 0 | 0 | 0 | 0 | 0 | 0 | 0 | 0 | 0 | 0 | 0 | 0 | 0 | 0 | 0 | 0
SA1 | Brown Coal | 0 | 0 | 0 | 0 | 0 | 0 | 0 | 0 | 0 | 0 | 0 | 0 | 0 | 0 | 0 | 0 | 0 | 0 | 0 | 0 | 0 | 0 | 0 | 0 | 0 | 0 | 0 | 0 | 0
SA1 | CCGT | 709 | 709 | 529 | 529 | 529 | 529 | 529 | 529 | 529 | 529 | 529 | 529 | 529 | 529 | 529 | 529 | 0 | 0 | 0 | 0 | 0 | 0 | 0 | 0 | 0 | 0 | 0 | 0 | 0
SA1 | Gas - Steam | 800 | 800 | 800 | 800 | 800 | 800 | 800 | 800 | 800 | 800 | 800 | 800 | 800 | 800 | 0 | 0 | 0 | 0 | 0 | 0 | 0 | 0 | 0 | 0 | 0 | 0 | 0 | 0 | 0
SA1 | OCGT / Diesel | 1437.14 | 1437.14 | 1437.14 | 1437.14 | 1437.14 | 1437.14 | 1437.14 | 1437.14 | 1437.14 | 1054.64 | 1054.64 | 785.3 | 785.3 | 785.3 | 705.3 | 705.3 | 705.3 | 705.3 | 705.3001 | 705.3001 | 1083.7002 | 1083.7002 | 1083.7002 | 1100.7603 | 1100.7603 | 1100.7603 | 1100.7603 | 1100.7603 | 1100.7603
SA1 | Hydro | 0 | 0 | 0 | 0 | 0 | 0 | 0 | 0 | 0 | 0 | 0 | 0 | 0 | 0 | 0 | 0 | 0 | 0 | 0 | 0 | 0 | 0 | 0 | 0 | 0 | 0 | 0 | 0 | 0
SA1 | Wind | 2053.31 | 2349.71 | 2349.71 | 2349.71 | 2349.71 | 2349.71 | 2316.71 | 2316.71 | 2225.96 | 2113.96 | 2113.96 | 2660.8584 | 2562.1585 | 2562.1585 | 2848.3602 | 2899.8531 | 3771.8339 | 4018.8999 | 3922.8596 | 3883.8596 | 3883.8599 | 3883.86 | 3670.0003 | 3709.8416 | 3666.4121 | 3778.5599 | 3778.56 | 4271.3367 | 4271.3367
SA1 | Solar PV | 353 | 432.2 | 432.2 | 432.2 | 432.2 | 432.2 | 432.2 | 432.2 | 432.2 | 432.2 | 432.2 | 432.2 | 432.2 | 432.2 | 432.2 | 432.2 | 432.2 | 432.2 | 432.2 | 432.2 | 432.2 | 432.2001 | 497.1997 | 387.1997 | 387.1997 | 387.1997 | 387.1997 | 387.1997 | 588.7126
SA1 | Grid Battery | 205 | 205 | 205 | 205 | 205 | 205 | 205 | 205 | 205 | 175 | 175 | 175 | 175 | 150 | 150 | 150 | 150.0002 | 150.0002 | 150.0002 | 150.0002 | 150.0044 | 150.0044 | 150.0044 | 211.294 | 211.294 | 211.294 | 211.294 | 211.294 | 211.294
SA1 | Pumped Hydro | 0 | 0 | 0 | 0 | 0 | 0 | 0 | 0 | 0 | 0 | 0 | 0 | 0 | 0 | 0 | 0 | 0 | 0 | 0 | 0 | 0 | 0 | 0 | 0.00011701 | 0.00011713 | 0.00011723 | 0.00011738 | 0.0001177 | 0.00011781
SA1 | VPP | 17.419 | 32.817 | 53.826 | 82.384 | 116.594 | 153.426 | 196.665 | 246.475 | 303.104 | 342.113 | 385.789 | 433.601 | 485.451 | 533.213 | 582.89 | 611.322 | 640.787 | 670.973 | 702.27 | 734.354 | 767.247 | 800.749 | 835.277 | 870.592 | 906.987 | 944.194 | 982.674 | 1021.681 | 1061.697
Total excluding storage |  | 5352.45 | 5728.05 | 5548.05 | 5548.05 | 5548.05 | 5548.05 | 5515.05 | 5515.05 | 5424.3 | 4929.8 | 4929.8 | 5207.3584 | 5108.6585 | 5108.6585 | 4514.8602 | 4566.3531 | 4909.3339 | 5156.3999 | 5060.3597 | 5021.3597 | 5399.7601 | 5399.7603 | 5250.9002 | 5197.8016 | 5154.372 | 5266.5199 | 5266.52 | 5759.2967 | 5960.8096
Region | Technology | 2021-22 | 2022-23 | 2023-24 | 2024-25 | 2025-26 | 2026-27 | 2027-28 | 2028-29 | 2029-30 | 2030-31 | 2031-32 | 2032-33 | 2033-34 | 2034-35 | 2035-36 | 2036-37 | 2037-38 | 2038-39 | 2039-40 | 2040-41 | 2041-42 | 2042-43 | 2043-44 | 2044-45 | 2045-46 | 2046-47 | 2047-48 | 2048-49 | 2049-50
TAS1 | Black Coal | 0 | 0 | 0 | 0 | 0 | 0 | 0 | 0 | 0 | 0 | 0 | 0 | 0 | 0 | 0 | 0 | 0 | 0 | 0 | 0 | 0 | 0 | 0 | 0 | 0 | 0 | 0 | 0 | 0
TAS1 | Brown Coal | 0 | 0 | 0 | 0 | 0 | 0 | 0 | 0 | 0 | 0 | 0 | 0 | 0 | 0 | 0 | 0 | 0 | 0 | 0 | 0 | 0 | 0 | 0 | 0 | 0 | 0 | 0 | 0 | 0
TAS1 | CCGT | 208 | 208 | 208 | 208 | 208 | 208 | 208 | 208 | 208 | 208 | 208 | 208 | 208 | 208 | 208 | 208 | 208 | 208 | 208 | 208 | 208 | 208 | 208 | 208 | 208 | 208 | 208 | 208 | 208
TAS1 | Gas - Steam | 0 | 0 | 0 | 0 | 0 | 0 | 0 | 0 | 0 | 0 | 0 | 0 | 0 | 0 | 0 | 0 | 0 | 0 | 0 | 0 | 0 | 0 | 0 | 0 | 0 | 0 | 0 | 0 | 0
TAS1 | OCGT / Diesel | 178 | 178 | 178 | 178 | 178 | 178 | 178 | 178 | 178 | 178 | 178 | 178 | 178 | 178 | 178 | 178 | 178 | 178 | 178 | 58 | 58 | 58 | 58 | 58 | 58 | 58 | 58 | 58 | 58
TAS1 | Hydro | 2408.9 | 2408.9 | 2408.9 | 2408.9 | 2408.9 | 2408.9 | 2408.9 | 2408.9 | 2408.9 | 2408.9 | 2408.9 | 2408.9 | 2408.9 | 2408.9 | 2408.9 | 2408.9 | 2408.9 | 2408.9 | 2408.9 | 2408.9 | 2408.9 | 2408.9 | 2408.9 | 2408.9 | 2408.9 | 2408.9 | 2408.9 | 2408.9 | 2408.9
TAS1 | Wind | 567.75 | 567.75 | 709.4056 | 851.0617 | 992.4539 | 1129.6093 | 1266.765 | 1403.9204 | 1541.0758 | 1682.4034 | 1824.2072 | 1966.7749 | 2109.3429 | 2251.9106 | 2394.4783 | 2537.0463 | 2679.614 | 2822.3425 | 2970.0782 | 3117.8135 | 3117.8135 | 3117.8135 | 3117.8135 | 2969.4135 | 2969.4135 | 2969.4135 | 2969.4135 | 2969.4135 | 2969.4135
TAS1 | Solar PV | 0 | 0 | 0 | 0 | 0 | 0 | 0 | 0 | 0 | 0 | 0 | 0 | 0 | 0 | 0 | 0 | 0 | 0 | 0 | 0 | 0 | 0 | 0 | 0 | 0 | 0 | 0 | 0 | 0
TAS1 | Grid Battery | 0 | 0 | 0 | 0 | 0 | 0 | 0 | 0 | 0 | 0 | 0 | 0 | 0 | 0 | 0 | 0 | 0 | 0 | 0 | 0 | 0 | 0 | 0 | 0 | 0 | 0 | 0.00010513 | 0.00012085 | 0.00012106
TAS1 | Pumped Hydro | 0 | 0 | 0 | 0 | 0 | 0 | 0 | 0 | 0 | 0 | 0 | 0 | 0 | 0 | 0 | 0 | 0 | 0 | 0 | 0 | 0 | 0 | 0 | 0 | 0 | 0 | 0 | 0 | 0
TAS1 | VPP | 2.174 | 3.275 | 4.751 | 6.692 | 9.222 | 12.637 | 17.058 | 22.751 | 29.515 | 35.278 | 41.516 | 48.287 | 55.645 | 63.485 | 71.629 | 76.469 | 81.473 | 86.616 | 91.923 | 97.401 | 103.005 | 108.753 | 114.687 | 120.793 | 127.056 | 133.484 | 140.061 | 146.762 | 153.603
Total excluding storage |  | 3362.65 | 3362.65 | 3504.3056 | 3645.9617 | 3787.3539 | 3924.5093 | 4061.6649 | 4198.8204 | 4335.9758 | 4477.3034 | 4619.1072 | 4761.6749 | 4904.2429 | 5046.8106 | 5189.3783 | 5331.9463 | 5474.514 | 5617.2425 | 5764.9782 | 5792.7135 | 5792.7135 | 5792.7135 | 5792.7135 | 5644.3135 | 5644.3135 | 5644.3135 | 5644.3135 | 5644.3135 | 5644.3135
Explicitly modelled pumping
Region | Technology | 2021-22 | 2022-23 | 2023-24 | 2024-25 | 2025-26 | 2026-27 | 2027-28 | 2028-29 | 2029-30 | 2030-31 | 2031-32 | 2032-33 | 2033-34 | 2034-35 | 2035-36 | 2036-37 | 2037-38 | 2038-39 | 2039-40 | 2040-41 | 2041-42 | 2042-43 | 2043-44 | 2044-45 | 2045-46 | 2046-47 | 2047-48 | 2048-49 | 2049-50
NEM | Grid Battery pump | 260.33 | 600.33 | 600.33 | 600.33 | 600.33 | 600.33 | 600.33 | 600.33 | 600.33 | 570.33 | 570.33 | 570.33 | 515 | 490 | 490 | 490 | 490.0008 | 490.0008 | 490.001 | 470.001 | 450.007 | 150.0071 | 150.0071 | 255.3286 | 255.3286 | 436.4507 | 436.4508 | 436.4511 | 436.451
NEM | Pumped Hydro Pump | 1330 | 1330 | 1330 | 1330 | 3370 | 3370 | 3370 | 3370 | 5369.9999 | 5369.9999 | 5369.9999 | 5369.9999 | 5370 | 5370 | 5370 | 5370 | 6310.9898 | 6310.9898 | 6310.9901 | 6310.9901 | 6526.2995 | 7385.2973 | 7385.2973 | 7385.2974 | 7385.2974 | 8564.628 | 8564.628 | 9241.2734 | 9241.2734
NEM | VPP pump | 86.531 | 212.478 | 422.08 | 710.881 | 1092.059 | 1530.314 | 2056.202 | 2653.451 | 3326.256 | 3835.365 | 4409.5619 | 5038.919 | 5723.194 | 6362.1371 | 7028.8681 | 7398.273 | 7780.5079 | 8173.1059 | 8577.282 | 8995.4019 | 9423.6349 | 9861.3991 | 10313.4462 | 10780.4292 | 11257.7039 | 11749.3789 | 12256.2899 | 12769.8249 | 13296.025
Region | Technology | 2021-22 | 2022-23 | 2023-24 | 2024-25 | 2025-26 | 2026-27 | 2027-28 | 2028-29 | 2029-30 | 2030-31 | 2031-32 | 2032-33 | 2033-34 | 2034-35 | 2035-36 | 2036-37 | 2037-38 | 2038-39 | 2039-40 | 2040-41 | 2041-42 | 2042-43 | 2043-44 | 2044-45 | 2045-46 | 2046-47 | 2047-48 | 2048-49 | 2049-50
NSW1 | Grid Battery pump | 0 | 0 | 0 | 0 | 0 | 0 | 0 | 0 | 0 | 0 | 0 | 0 | 0 | 0 | 0 | 0 | 0 | 0 | 0.00015262 | 0.00015291 | 0.00039736 | 0.00039706 | 0.00039734 | 0.00041118 | 0.00041145 | 0.00041068 | 0.00040874 | 0.00053216 | 0.0004523
NSW1 | Pumped Hydro Pump | 840 | 840 | 840 | 840 | 2880 | 2880 | 2880 | 2880 | 4879.9999 | 4879.9999 | 4879.9999 | 4879.9999 | 4879.9999 | 4879.9999 | 4879.9999 | 4879.9999 | 4879.9999 | 4879.9999 | 4880 | 4880 | 4880.0001 | 4880.0001 | 4880.0001 | 4880.0001 | 4880.0001 | 4880.0001 | 4880.0001 | 4880.0001 | 4880.0001
NSW1 | VPP pump | 30.447 | 71.711 | 130.27 | 212.052 | 324.245 | 448.498 | 597.436 | 773.879 | 981.449 | 1142.61 | 1324.166 | 1522.2761 | 1738.338 | 1943.716 | 2158.8 | 2279.379 | 2405.052 | 2533.8019 | 2666.9821 | 2804.5979 | 2945.117 | 3088.977 | 3237.89 | 3391.4571 | 3548.962 | 3710.4659 | 3876.96 | 4046.0709 | 4218.4269
Region | Technology | 2021-22 | 2022-23 | 2023-24 | 2024-25 | 2025-26 | 2026-27 | 2027-28 | 2028-29 | 2029-30 | 2030-31 | 2031-32 | 2032-33 | 2033-34 | 2034-35 | 2035-36 | 2036-37 | 2037-38 | 2038-39 | 2039-40 | 2040-41 | 2041-42 | 2042-43 | 2043-44 | 2044-45 | 2045-46 | 2046-47 | 2047-48 | 2048-49 | 2049-50
QLD1 | Grid Battery pump | 0 | 20 | 20 | 20 | 20 | 20 | 20 | 20 | 20 | 20 | 20 | 20 | 20 | 20 | 20 | 20 | 20.0005 | 20.0005 | 20.0005 | 0.00053704 | 0.0018742 | 0.0018863 | 0.0018864 | 44.0338 | 44.0338 | 225.156 | 225.156 | 225.156 | 225.1559
QLD1 | Pumped Hydro Pump | 490 | 490 | 490 | 490 | 490 | 490 | 490 | 490 | 490 | 490 | 490 | 490 | 490.0001 | 490.0001 | 490.0001 | 490.0001 | 1430.9896 | 1430.9896 | 1430.9896 | 1430.9896 | 1551.6716 | 2410.6694 | 2410.6694 | 2410.6694 | 2410.6694 | 3590 | 3590 | 3590 | 3590
QLD1 | VPP pump | 17.092 | 49.567 | 96.139 | 162.616 | 256.35 | 359.913 | 485.039 | 636.85 | 815.002 | 952.311 | 1107.868 | 1278.662 | 1465.361 | 1636.076 | 1814.326 | 1909.678 | 2008.65 | 2110.638 | 2215.489 | 2324.452 | 2436.362 | 2550.2279 | 2667.885 | 2790.022 | 2914.5139 | 3043.485 | 3176.687 | 3311.313 | 3449.842
Region | Technology | 2021-22 | 2022-23 | 2023-24 | 2024-25 | 2025-26 | 2026-27 | 2027-28 | 2028-29 | 2029-30 | 2030-31 | 2031-32 | 2032-33 | 2033-34 | 2034-35 | 2035-36 | 2036-37 | 2037-38 | 2038-39 | 2039-40 | 2040-41 | 2041-42 | 2042-43 | 2043-44 | 2044-45 | 2045-46 | 2046-47 | 2047-48 | 2048-49 | 2049-50
VIC1 | Grid Battery pump | 55.33 | 375.33 | 375.33 | 375.33 | 375.33 | 375.33 | 375.33 | 375.33 | 375.33 | 375.33 | 375.33 | 375.33 | 320 | 320 | 320 | 320 | 320.0001 | 320.0001 | 320.0002 | 320.0002 | 300.0004 | 0.00038998 | 0.00039013 | 0.00039112 | 0.0003911 | 0.00039044 | 0.00038998 | 0.0005374 | 0.00052678
VIC1 | Pumped Hydro Pump | 0 | 0 | 0 | 0 | 0 | 0 | 0 | 0 | 0 | 0 | 0 | 0 | 0 | 0 | 0 | 0 | 0.00028122 | 0.00028157 | 0.00044388 | 0.00044397 | 94.6278 | 94.6278 | 94.6278 | 94.6278 | 94.6278 | 94.6278 | 94.6278 | 771.2732 | 771.2732
VIC1 | VPP pump | 19.399 | 55.108 | 137.094 | 247.137 | 385.648 | 555.84 | 760.004 | 973.496 | 1197.186 | 1363.053 | 1550.223 | 1756.093 | 1978.399 | 2185.647 | 2401.2231 | 2521.425 | 2644.546 | 2771.077 | 2900.618 | 3034.5971 | 3171.9039 | 3312.6921 | 3457.7071 | 3607.5651 | 3760.185 | 3917.7499 | 4079.9079 | 4243.998 | 4412.4559
Region | Technology | 2021-22 | 2022-23 | 2023-24 | 2024-25 | 2025-26 | 2026-27 | 2027-28 | 2028-29 | 2029-30 | 2030-31 | 2031-32 | 2032-33 | 2033-34 | 2034-35 | 2035-36 | 2036-37 | 2037-38 | 2038-39 | 2039-40 | 2040-41 | 2041-42 | 2042-43 | 2043-44 | 2044-45 | 2045-46 | 2046-47 | 2047-48 | 2048-49 | 2049-50
SA1 | Grid Battery pump | 205 | 205 | 205 | 205 | 205 | 205 | 205 | 205 | 205 | 175 | 175 | 175 | 175 | 150 | 150 | 150 | 150.0002 | 150.0002 | 150.0002 | 150.0002 | 150.0044 | 150.0044 | 150.0044 | 211.294 | 211.294 | 211.294 | 211.294 | 211.294 | 211.294
SA1 | Pumped Hydro Pump | 0 | 0 | 0 | 0 | 0 | 0 | 0 | 0 | 0 | 0 | 0 | 0 | 0 | 0 | 0 | 0 | 0 | 0 | 0 | 0 | 0 | 0 | 0 | 0.00011701 | 0.00011713 | 0.00011723 | 0.00011738 | 0.0001177 | 0.00011781
SA1 | VPP pump | 17.419 | 32.817 | 53.826 | 82.384 | 116.594 | 153.426 | 196.665 | 246.475 | 303.104 | 342.113 | 385.789 | 433.601 | 485.451 | 533.213 | 582.89 | 611.322 | 640.787 | 670.973 | 702.27 | 734.354 | 767.247 | 800.749 | 835.277 | 870.592 | 906.987 | 944.194 | 982.674 | 1021.681 | 1061.697
Region | Technology | 2021-22 | 2022-23 | 2023-24 | 2024-25 | 2025-26 | 2026-27 | 2027-28 | 2028-29 | 2029-30 | 2030-31 | 2031-32 | 2032-33 | 2033-34 | 2034-35 | 2035-36 | 2036-37 | 2037-38 | 2038-39 | 2039-40 | 2040-41 | 2041-42 | 2042-43 | 2043-44 | 2044-45 | 2045-46 | 2046-47 | 2047-48 | 2048-49 | 2049-50
TAS1 | Grid Battery pump | 0 | 0 | 0 | 0 | 0 | 0 | 0 | 0 | 0 | 0 | 0 | 0 | 0 | 0 | 0 | 0 | 0 | 0 | 0 | 0 | 0 | 0 | 0 | 0 | 0 | 0 | 0.00010513 | 0.00012085 | 0.00012106
TAS1 | Pumped Hydro Pump | 0 | 0 | 0 | 0 | 0 | 0 | 0 | 0 | 0 | 0 | 0 | 0 | 0 | 0 | 0 | 0 | 0 | 0 | 0 | 0 | 0 | 0 | 0 | 0 | 0 | 0 | 0 | 0 | 0
TAS1 | VPP pump | 2.174 | 3.275 | 4.751 | 6.692 | 9.222 | 12.637 | 17.058 | 22.751 | 29.515 | 35.278 | 41.516 | 48.287 | 55.645 | 63.485 | 71.629 | 76.469 | 81.473 | 86.616 | 91.923 | 97.401 | 103.005 | 108.753 | 114.687 | 120.793 | 127.056 | 133.484 | 140.061 | 146.762 | 153.603
Non-controllable capacity
Region | Technology | 2021-22 | 2022-23 | 2023-24 | 2024-25 | 2025-26 | 2026-27 | 2027-28 | 2028-29 | 2029-30 | 2030-31 | 2031-32 | 2032-33 | 2033-34 | 2034-35 | 2035-36 | 2036-37 | 2037-38 | 2038-39 | 2039-40 | 2040-41 | 2041-42 | 2042-43 | 2043-44 | 2044-45 | 2045-46 | 2046-47 | 2047-48 | 2048-49 | 2049-50
NEM | Distributed PV | 13524.6248 | 15108.4102 | 16782.6024 | 18599.0123 | 20649.214 | 22515.8693 | 24468.5133 | 26425.488 | 28217.8916 | 29838.3877 | 31741.5272 | 33782.1268 | 35587.9534 | 37062.4109 | 38679.1836 | 39995.6509 | 41752.2512 | 42998.6362 | 44363.6194 | 45809.2891 | 47081.4518 | 48494.937 | 49932.6267 | 51381.104 | 52844.7899 | 54328.8669 | 55832.8223 | 57320.9248 | 58815.3366
NEM | Behind the meter battery | 582.3 | 1103.9 | 1762 | 2442.4 | 3154.8 | 3764.5 | 4354 | 4869.8 | 5322.1 | 5889.5 | 6505.4 | 7146.7 | 7807.9 | 8342.6 | 8857.7 | 8934.3 | 9005.9 | 9071 | 9128.9 | 9183.2 | 9229.7 | 9266.6 | 9299.3 | 9327.3 | 9346.9 | 9360.8 | 9369.7 | 9366 | 9354.9
NEM | Behind the meter battery pump | 582.3 | 1103.9 | 1762 | 2442.4 | 3154.8 | 3764.5 | 4354 | 4869.8 | 5322.1 | 5889.5 | 6505.4 | 7146.7 | 7807.9 | 8342.6 | 8857.7 | 8934.3 | 9005.9 | 9071 | 9128.9 | 9183.2 | 9229.7 | 9266.6 | 9299.3 | 9327.3 | 9346.9 | 9360.8 | 9369.7 | 9366 | 9354.9
Region | Technology | 2021-22 | 2022-23 | 2023-24 | 2024-25 | 2025-26 | 2026-27 | 2027-28 | 2028-29 | 2029-30 | 2030-31 | 2031-32 | 2032-33 | 2033-34 | 2034-35 | 2035-36 | 2036-37 | 2037-38 | 2038-39 | 2039-40 | 2040-41 | 2041-42 | 2042-43 | 2043-44 | 2044-45 | 2045-46 | 2046-47 | 2047-48 | 2048-49 | 2049-50
NSW1 | Distributed PV | 3913.164 | 4330.0033 | 4787.0919 | 5305.2148 | 5929.6377 | 6464.9148 | 7030.5165 | 7642.0579 | 8239.587 | 8780.653 | 9418.7488 | 10101.1732 | 10706.5404 | 11206.655 | 11760.5256 | 12216.5275 | 12833.8315 | 13271.2891 | 13751.1953 | 14255.2842 | 14693.6982 | 15180.1199 | 15675.9263 | 16174.1445 | 16679.8936 | 17188.3323 | 17702.6531 | 18211.2334 | 18716.4585
NSW1 | Behind the meter battery | 204 | 371.3 | 538.9 | 720.5 | 926.4 | 1091.2 | 1251.4 | 1406.1 | 1556.1 | 1741 | 1940.3 | 2145.9 | 2358.2 | 2535.9 | 2707.9 | 2741.4 | 2773.9 | 2803.5 | 2831 | 2856.9 | 2879.3 | 2898.7 | 2916.7 | 2932.7 | 2946.1 | 2956.9 | 2965.9 | 2971 | 2972.8
NSW1 | Behind the meter battery pump | 204 | 371.3 | 538.9 | 720.5 | 926.4 | 1091.2 | 1251.4 | 1406.1 | 1556.1 | 1741 | 1940.3 | 2145.9 | 2358.2 | 2535.9 | 2707.9 | 2741.4 | 2773.9 | 2803.5 | 2831 | 2856.9 | 2879.3 | 2898.7 | 2916.7 | 2932.7 | 2946.1 | 2956.9 | 2965.9 | 2971 | 2972.8
Region | Technology | 2021-22 | 2022-23 | 2023-24 | 2024-25 | 2025-26 | 2026-27 | 2027-28 | 2028-29 | 2029-30 | 2030-31 | 2031-32 | 2032-33 | 2033-34 | 2034-35 | 2035-36 | 2036-37 | 2037-38 | 2038-39 | 2039-40 | 2040-41 | 2041-42 | 2042-43 | 2043-44 | 2044-45 | 2045-46 | 2046-47 | 2047-48 | 2048-49 | 2049-50
QLD1 | Distributed PV | 3987.1277 | 4367.864 | 4757.1731 | 5197.5436 | 5733.4282 | 6193.5193 | 6686.8077 | 7235.3396 | 7768.4305 | 8249.3861 | 8817.187 | 9427.4739 | 9970.7185 | 10406.9081 | 10885.1118 | 11265.0385 | 11774.9958 | 12133.6007 | 12527.3778 | 12946.311 | 13312.7732 | 13716.3 | 14123.7837 | 14534.3174 | 14946.3496 | 15365.7739 | 15789.8611 | 16207.1216 | 16627.1072
QLD1 | Behind the meter battery | 113.8 | 258.8 | 402.9 | 561.6 | 746.2 | 893.2 | 1037.3 | 1183 | 1322.8 | 1484.3 | 1659.5 | 1841.7 | 2030.2 | 2178.4 | 2321.4 | 2342.1 | 2361.9 | 2380.5 | 2396.7 | 2412.4 | 2426.3 | 2437.3 | 2447.1 | 2456.2 | 2462.6 | 2468 | 2472.1 | 2472.5 | 2471.3
QLD1 | Behind the meter battery pump | 113.8 | 258.8 | 402.9 | 561.6 | 746.2 | 893.2 | 1037.3 | 1183 | 1322.8 | 1484.3 | 1659.5 | 1841.7 | 2030.2 | 2178.4 | 2321.4 | 2342.1 | 2361.9 | 2380.5 | 2396.7 | 2412.4 | 2426.3 | 2437.3 | 2447.1 | 2456.2 | 2462.6 | 2468 | 2472.1 | 2472.5 | 2471.3
Region | Technology | 2021-22 | 2022-23 | 2023-24 | 2024-25 | 2025-26 | 2026-27 | 2027-28 | 2028-29 | 2029-30 | 2030-31 | 2031-32 | 2032-33 | 2033-34 | 2034-35 | 2035-36 | 2036-37 | 2037-38 | 2038-39 | 2039-40 | 2040-41 | 2041-42 | 2042-43 | 2043-44 | 2044-45 | 2045-46 | 2046-47 | 2047-48 | 2048-49 | 2049-50
VIC1 | Distributed PV | 3607.3732 | 4235.6688 | 4895.3044 | 5569.04 | 6273.8434 | 6987.4562 | 7713.9601 | 8332.7648 | 8832.864 | 9290.3372 | 9815.223 | 10374.7633 | 10871.2125 | 11278.6859 | 11713.5437 | 12078.4929 | 12536.272 | 12873.9302 | 13236.9883 | 13624.2112 | 13975.1226 | 14367.7124 | 14768.4829 | 15175.9878 | 15586.064 | 16006.0969 | 16432.6174 | 16856.3298 | 17285.95
VIC1 | Behind the meter battery | 128.8 | 282.9 | 574 | 854.2 | 1120.2 | 1374.8 | 1617.8 | 1793 | 1918.2 | 2092.6 | 2283.9 | 2485 | 2691.5 | 2856.6 | 3014.9 | 3031.5 | 3045.4 | 3057.7 | 3067.5 | 3076.5 | 3083.5 | 3087.8 | 3090.8 | 3092.7 | 3091.7 | 3089.5 | 3085.8 | 3078.1 | 3068.4
VIC1 | Behind the meter battery pump | 128.8 | 282.9 | 574 | 854.2 | 1120.2 | 1374.8 | 1617.8 | 1793 | 1918.2 | 2092.6 | 2283.9 | 2485 | 2691.5 | 2856.6 | 3014.9 | 3031.5 | 3045.4 | 3057.7 | 3067.5 | 3076.5 | 3083.5 | 3087.8 | 3090.8 | 3092.7 | 3091.7 | 3089.5 | 3085.8 | 3078.1 | 3068.4
Region | Technology | 2021-22 | 2022-23 | 2023-24 | 2024-25 | 2025-26 | 2026-27 | 2027-28 | 2028-29 | 2029-30 | 2030-31 | 2031-32 | 2032-33 | 2033-34 | 2034-35 | 2035-36 | 2036-37 | 2037-38 | 2038-39 | 2039-40 | 2040-41 | 2041-42 | 2042-43 | 2043-44 | 2044-45 | 2045-46 | 2046-47 | 2047-48 | 2048-49 | 2049-50
SA1 | Distributed PV | 1808.561 | 1942.7342 | 2088.4154 | 2250.1756 | 2410.2917 | 2548.5259 | 2693.2516 | 2845.2863 | 2988.2096 | 3111.8326 | 3256.9567 | 3413.5115 | 3553.5545 | 3666.7578 | 3790.6636 | 3891.097 | 4023.8511 | 4120.8807 | 4228.0128 | 4340.0465 | 4439.9406 | 4549.2328 | 4659.9151 | 4770.0776 | 4882.9587 | 4996.9199 | 5113.6916 | 5229.6824 | 5346.4831
SA1 | Behind the meter battery | 120.6 | 173.2 | 225.5 | 281.9 | 333.8 | 372.4 | 409.3 | 443.6 | 475 | 514.5 | 557.3 | 602.3 | 648.6 | 684.8 | 719.4 | 723 | 726.3 | 729 | 731.6 | 733.6 | 735.2 | 736.1 | 736.6 | 736.5 | 736.2 | 735.2 | 733.9 | 731.8 | 729.3
SA1 | Behind the meter battery pump | 120.6 | 173.2 | 225.5 | 281.9 | 333.8 | 372.4 | 409.3 | 443.6 | 475 | 514.5 | 557.3 | 602.3 | 648.6 | 684.8 | 719.4 | 723 | 726.3 | 729 | 731.6 | 733.6 | 735.2 | 736.1 | 736.6 | 736.5 | 736.2 | 735.2 | 733.9 | 731.8 | 729.3
Region | Technology | 2021-22 | 2022-23 | 2023-24 | 2024-25 | 2025-26 | 2026-27 | 2027-28 | 2028-29 | 2029-30 | 2030-31 | 2031-32 | 2032-33 | 2033-34 | 2034-35 | 2035-36 | 2036-37 | 2037-38 | 2038-39 | 2039-40 | 2040-41 | 2041-42 | 2042-43 | 2043-44 | 2044-45 | 2045-46 | 2046-47 | 2047-48 | 2048-49 | 2049-50
TAS1 | Distributed PV | 208.3988 | 232.1399 | 254.6176 | 277.0384 | 302.0129 | 321.453 | 343.9774 | 370.0394 | 388.8004 | 406.1789 | 433.4117 | 465.2049 | 485.9275 | 503.4041 | 529.3388 | 544.4951 | 583.3007 | 598.9356 | 620.0452 | 643.4362 | 659.9172 | 681.5719 | 704.5187 | 726.5767 | 749.5241 | 771.7439 | 793.9991 | 816.5575 | 839.3379
TAS1 | Behind the meter battery | 15.1 | 17.7 | 20.7 | 24.2 | 28.2 | 32.9 | 38.2 | 44.1 | 50 | 57.1 | 64.4 | 71.8 | 79.4 | 86.9 | 94.1 | 96.3 | 98.4 | 100.3 | 102.1 | 103.8 | 105.4 | 106.7 | 108.1 | 109.2 | 110.3 | 111.2 | 112 | 112.6 | 113.1
TAS1 | Behind the meter battery pump | 15.1 | 17.7 | 20.7 | 24.2 | 28.2 | 32.9 | 38.2 | 44.1 | 50 | 57.1 | 64.4 | 71.8 | 79.4 | 86.9 | 94.1 | 96.3 | 98.4 | 100.3 | 102.1 | 103.8 | 105.4 | 106.7 | 108.1 | 109.2 | 110.3 | 111.2 | 112 | 112.6 | 113.1

## BaseCase_VOM Cost
VOM cost by technology ($000s) - Base Case, High DER Scenario
VOM | Real June 2020 dollars discounted to 1 July 2020
Explicitly modelled generation
Region | Technology | 2021-22 | 2022-23 | 2023-24 | 2024-25 | 2025-26 | 2026-27 | 2027-28 | 2028-29 | 2029-30 | 2030-31 | 2031-32 | 2032-33 | 2033-34 | 2034-35 | 2035-36 | 2036-37 | 2037-38 | 2038-39 | 2039-40 | 2040-41 | 2041-42 | 2042-43 | 2043-44 | 2044-45 | 2045-46 | 2046-47 | 2047-48 | 2048-49 | 2049-50
NEM | Black Coal | 358232.709 | 298529.6518 | 282920.2016 | 272611.5192 | 237414.5094 | 205488.7995 | 177840.5199 | 180131.8752 | 135481.5107 | 125912.9572 | 115485.5904 | 106287.188 | 108932.9402 | 98328.931 | 80575.5682 | 72427.1802 | 60088.3702 | 57372.8385 | 51291.3 | 47764.3373 | 42902.6213 | 28044.7465 | 22026.638 | 17852.9214 | 14359.1223 | 11282.9034 | 10188.3134 | 9453.9263 | 8058.6425
NEM | Brown Coal | 118130.07 | 106719.8935 | 103101.827 | 76619.6466 | 76062.2694 | 70644.3013 | 65339.0957 | 61351.5711 | 57259.1137 | 55871.6836 | 51962.5855 | 48824.9 | 47619.1635 | 44340.6895 | 44641.148 | 40048.319 | 33890.1845 | 34193.916 | 28812.3855 | 29139.8688 | 30850.8065 | 29094.1175 | 26256.2091 | 24696.25 | 23308.5551 | 22838.5896 | 14690.0684 | 0 | 0
NEM | CCGT | 15628.2754 | 14904.1212 | 11970.2214 | 11932.2012 | 9923.3183 | 9675.035 | 9425.1986 | 10036.8078 | 8292.8836 | 8266.4785 | 9206.4762 | 22092.618 | 23075.6748 | 21734.4838 | 19063.5016 | 16417.0227 | 18358.7599 | 17320.151 | 13015.1624 | 12655.6309 | 12609.6416 | 13899.1835 | 8739.7833 | 7691.7227 | 3466.6012 | 2066.1816 | 1976.899 | 1876.444 | 1787.4159
NEM | Gas - Steam | 1705.7199 | 1659.4208 | 1766.6884 | 624.9464 | 571.2728 | 561.7699 | 528.6437 | 526.644 | 468.0654 | 448.0364 | 425.7688 | 695.497 | 616.0926 | 1142.2354 | 346.5602 | 364.5732 | 1030.0555 | 818.2083 | 502.8117 | 500.1494 | 583.7484 | 622.3753 | 555.4453 | 479.6156 | 592.2706 | 0 | 0 | 0 | 0
NEM | OCGT / Diesel | 530.7984 | 230.8725 | 1057.1347 | 846.1125 | 118.6628 | 393.6511 | 246.25 | 584.4438 | 42.3217 | 42.6074 | 240.2177 | 3698.7027 | 2282.5383 | 3267.377 | 2795.591 | 3294.9425 | 12837.1476 | 12847.0929 | 19317.0106 | 20097.7398 | 13645.4112 | 18789.3632 | 23188.0869 | 9237.3062 | 10695.1539 | 10271.1935 | 11662.0663 | 15217.4412 | 13490.7957
NEM | Hydro | 89396.1215 | 87263.0781 | 83255.5773 | 96097.6913 | 94368.1759 | 82991.196 | 80451.3907 | 86292.2261 | 71111.4952 | 62142.1444 | 57960.2478 | 55120.7631 | 54738.4999 | 50370.6033 | 45894.4345 | 41106.124 | 43917.0929 | 36948.0166 | 33411.7815 | 29119.7039 | 28635.6311 | 28901.0545 | 26976.927 | 25511.5177 | 23455.806 | 26378.5527 | 21936.0839 | 20200.7174 | 17820.8807
NEM | Wind | 67303.4591 | 80197.8663 | 68785.1097 | 67243.2013 | 66724.5701 | 66726.0783 | 64822.9167 | 55608.6177 | 50459.1943 | 47839.3365 | 49373.5818 | 42918.396 | 40225.4529 | 39125.2462 | 37767.8119 | 35352.9057 | 28106.6149 | 24895.2698 | 21914.7297 | 21070.0262 | 18146.0728 | 16720.8946 | 13031.5126 | 11513.8321 | 7969.4598 | 5910.6982 | 5480.984 | 4787.2299 | 2774.7389
NEM | Solar PV | 13.5121 | 15.8205 | 15.3383 | 14.0466 | 13.1168 | 13.2539 | 12.8065 | 13.9135 | 59.6396 | 60.0067 | 58.4122 | 55.1206 | 51.0342 | 47.4834 | 48.4098 | 45.826 | 41.2703 | 40.5084 | 40.7976 | 39.4669 | 38.7765 | 67.3107 | 65.2713 | 64.5319 | 61.0659 | 76.754 | 76.1641 | 86.4828 | 87.0286
NEM | Grid Battery | 0.20113 | 0.26303 | 0.25114 | 0.26399 | 0.22984 | 0.2204 | 0.20797 | 0.18565 | 0.16721 | 0.16008 | 0.14794 | 0.14498 | 0.1195 | 0.097259 | 0.10132 | 0.096884 | 0.084954 | 0.080216 | 0.081798 | 0.062213 | 0.037194 | 0.020808 | 0.019341 | 0.11799 | 0.11059 | 0.24898 | 0.23695 | 0.22489 | 0.21679
NEM | Pumped Hydro | 354.5142 | 1000.4084 | 1403.9058 | 4067.718 | 3237.2783 | 2995.4426 | 2953.0266 | 3680.5062 | 2840.6457 | 3074.5967 | 3057.0734 | 4053.9703 | 3591.0634 | 2968.1029 | 3313.6821 | 3005.0972 | 1744.8433 | 1792.7861 | 1694.6233 | 1297.4136 | 1757.67 | 1599.5597 | 993.6212 | 1260.685 | 1141.7709 | 889.3093 | 732.359 | 754.8973 | 538.693
NEM | VPP | 0.54439 | 1.4552 | 2.5503 | 4.8315 | 6.742 | 8.8613 | 10.5088 | 12.096 | 13.1015 | 14.3483 | 15.0119 | 16.9688 | 18.2211 | 18.5089 | 20.1754 | 20.1821 | 18.809 | 18.5057 | 18.7093 | 17.9643 | 18.3605 | 17.6755 | 17.1799 | 17.7519 | 16.8192 | 15.4085 | 15.0148 | 14.9688 | 12.8252
Total excluding storage |  | 650940.6654 | 589520.7246 | 552872.0984 | 525989.365 | 485195.8955 | 436494.085 | 398666.8218 | 394546.0993 | 323174.2242 | 300583.2506 | 284712.8805 | 279693.1854 | 277541.3963 | 258357.0496 | 231133.0253 | 209056.8932 | 198269.4959 | 184436.0016 | 168305.979 | 160386.9232 | 147412.7093 | 136139.0458 | 120839.8734 | 97047.6976 | 83908.0349 | 78824.8731 | 66010.5791 | 51622.2416 | 44019.5023
Region | Technology | 2021-22 | 2022-23 | 2023-24 | 2024-25 | 2025-26 | 2026-27 | 2027-28 | 2028-29 | 2029-30 | 2030-31 | 2031-32 | 2032-33 | 2033-34 | 2034-35 | 2035-36 | 2036-37 | 2037-38 | 2038-39 | 2039-40 | 2040-41 | 2041-42 | 2042-43 | 2043-44 | 2044-45 | 2045-46 | 2046-47 | 2047-48 | 2048-49 | 2049-50
NSW1 | Black Coal | 182305.055 | 145561.117 | 127494.455 | 134896.7825 | 105692.8984 | 84312.2348 | 71933.3988 | 79236.7746 | 45014.1637 | 42690.9047 | 37859.274 | 27327.5281 | 30351.5656 | 26301.2825 | 12384.819 | 14294.631 | 15064.4745 | 14092.351 | 12534.299 | 10494.5785 | 8718.1378 | 0 | 0 | 0 | 0 | 0 | 0 | 0 | 0
NSW1 | Brown Coal | 0 | 0 | 0 | 0 | 0 | 0 | 0 | 0 | 0 | 0 | 0 | 0 | 0 | 0 | 0 | 0 | 0 | 0 | 0 | 0 | 0 | 0 | 0 | 0 | 0 | 0 | 0 | 0 | 0
NSW1 | CCGT | 231.0704 | 219.5993 | 641.4749 | 397.2198 | 364.6376 | 345.1489 | 331.141 | 318.4172 | 300.0216 | 286.851 | 273.1211 | 4350.0816 | 4035.9682 | 4140.8367 | 4081.9009 | 3541.9692 | 5418.8601 | 5640.5849 | 4463.8541 | 4040.7337 | 3729.7341 | 4442.0019 | 222.8958 | 0.0003852 | 0.00039003 | 0.00038183 | 0.00036549 | 0.00044953 | 0.0004111
NSW1 | Gas - Steam | 0 | 0 | 0 | 0 | 0 | 0 | 0 | 0 | 0 | 0 | 0 | 0 | 0 | 0 | 0 | 0 | 0 | 0 | 0 | 0 | 0 | 0 | 0 | 0 | 0 | 0 | 0 | 0 | 0
NSW1 | OCGT / Diesel | 0.33176 | 0.00014394 | 118.3517 | 456.8062 | 37.0558 | 148.2721 | 44.1203 | 57.1863 | 0.00014538 | 0.00014399 | 0.00015155 | 248.1212 | 108.7127 | 154.2931 | 727.9853 | 828.8477 | 3231.0422 | 4870.3915 | 8092.5575 | 9200.2799 | 4101.329 | 7665.4171 | 10497.5425 | 2521.8362 | 2791.3688 | 3532.4042 | 5718.6707 | 7065.1487 | 6637.7253
NSW1 | Hydro | 13776.4054 | 13810.822 | 12166.4264 | 17048.105 | 15265.8471 | 14198.2587 | 13552.8047 | 18105.9774 | 13370.7461 | 11008.8455 | 11763.9035 | 11809.933 | 12537.8221 | 12310.4496 | 11934.1084 | 10647.4782 | 12851.9495 | 9792.3867 | 8685.1968 | 7676.3708 | 7445.7178 | 8401.5923 | 8260.5445 | 8241.6037 | 7501.2908 | 8591.4576 | 6735.7171 | 6245.3942 | 5536.2891
NSW1 | Wind | 15743.2869 | 17613.8067 | 15807.4094 | 14921.167 | 14868.2719 | 15055.613 | 13997.6092 | 11046.5541 | 9214.1737 | 9584.1747 | 10698.2604 | 9738.9542 | 9266.4436 | 9086.1284 | 8908.6044 | 8265.004 | 5785.4751 | 4278.7079 | 4371.6074 | 4010.4615 | 3546.5272 | 3365.6277 | 2381.8824 | 2429.8876 | 2204.133 | 1196.1539 | 1060.3669 | 992.7797 | 779.1246
NSW1 | Solar PV | 4.9791 | 5.7841 | 5.5559 | 5.1042 | 4.6301 | 4.7833 | 4.5891 | 7.1007 | 52.6956 | 53.17 | 51.8239 | 48.706 | 45.181 | 41.9217 | 42.8449 | 40.6081 | 36.6529 | 35.8116 | 36.1654 | 35.0058 | 32.7218 | 45.1169 | 43.6697 | 43.7621 | 41.4858 | 47.6916 | 45.6284 | 48.745 | 50.1001
NSW1 | Grid Battery | 1.5216e-07 | 1.5295e-07 | 1.4567e-07 | 1.3762e-07 | 1.2963e-07 | 1.3382e-07 | 1.4375e-07 | 1.5446e-07 | 4.667e-07 | 4.681e-07 | 4.4987e-07 | 4.5234e-07 | 4.2826e-07 | 4.0838e-07 | 4.1224e-07 | 4.1185e-07 | 4.2759e-07 | 4.0325e-07 | 5.1645e-07 | 4.9929e-07 | 7.1926e-07 | 6.6798e-07 | 6.8003e-07 | 7.4138e-07 | 6.7063e-07 | 6.2508e-07 | 6.0898e-07 | 7.9558e-07 | 6.7796e-07
NSW1 | Pumped Hydro | 151.8931 | 514.3521 | 671.7492 | 1077.7735 | 459.7438 | 643.8318 | 834.7581 | 870.1677 | 684.3712 | 787.7287 | 781.5296 | 1197.8653 | 1019.3689 | 670.7961 | 918.4389 | 809.2157 | 558.3222 | 534.965 | 566.3998 | 444.8912 | 611.7175 | 598.5625 | 340.7077 | 492.5137 | 459.5076 | 413.777 | 354.7173 | 389.1456 | 321.397
NSW1 | VPP | 0.17883 | 0.49296 | 0.71686 | 1.3963 | 1.8915 | 2.4815 | 3.0146 | 3.4949 | 3.8491 | 4.2582 | 4.5142 | 5.1326 | 5.5425 | 5.6552 | 6.2218 | 6.1981 | 5.8101 | 5.6787 | 5.8056 | 5.5508 | 5.6986 | 5.5149 | 5.5202 | 5.7014 | 5.4934 | 5.1892 | 4.9328 | 5.0744 | 4.6004
Total excluding storage |  | 212061.1286 | 177211.1293 | 156233.6731 | 167725.1846 | 136233.3408 | 114064.3107 | 99863.6631 | 108772.0103 | 67951.8009 | 63623.9461 | 60646.383 | 53523.3241 | 56345.6931 | 52034.912 | 38080.2628 | 37618.5382 | 42388.4543 | 38710.2336 | 38183.6802 | 35457.4302 | 27574.1677 | 23919.7559 | 21406.5349 | 13237.0899 | 12538.2788 | 13367.7076 | 13560.3835 | 14352.0679 | 13003.2396
Region | Technology | 2021-22 | 2022-23 | 2023-24 | 2024-25 | 2025-26 | 2026-27 | 2027-28 | 2028-29 | 2029-30 | 2030-31 | 2031-32 | 2032-33 | 2033-34 | 2034-35 | 2035-36 | 2036-37 | 2037-38 | 2038-39 | 2039-40 | 2040-41 | 2041-42 | 2042-43 | 2043-44 | 2044-45 | 2045-46 | 2046-47 | 2047-48 | 2048-49 | 2049-50
QLD1 | Black Coal | 175927.654 | 152968.5348 | 155425.7466 | 137714.7367 | 131721.6109 | 121176.5647 | 105907.1211 | 100895.1006 | 90467.347 | 83222.0524 | 77626.3165 | 78959.6599 | 78581.3746 | 72027.6485 | 68190.7492 | 58132.5492 | 45023.8957 | 43280.4875 | 38757.001 | 37269.7588 | 34184.4835 | 28044.7465 | 22026.638 | 17852.9214 | 14359.1223 | 11282.9034 | 10188.3134 | 9453.9263 | 8058.6425
QLD1 | Brown Coal | 0 | 0 | 0 | 0 | 0 | 0 | 0 | 0 | 0 | 0 | 0 | 0 | 0 | 0 | 0 | 0 | 0 | 0 | 0 | 0 | 0 | 0 | 0 | 0 | 0 | 0 | 0 | 0 | 0
QLD1 | CCGT | 7651.2746 | 7324.2019 | 7777.7731 | 8806.597 | 6984.813 | 6870.7018 | 6749.2053 | 7460.1439 | 5853.5563 | 5940.9821 | 6994.8318 | 13672.6819 | 15093.1016 | 12771.4443 | 11717.9363 | 9705.6613 | 12939.8995 | 11679.5658 | 8551.3079 | 8614.8968 | 8879.907 | 9457.1811 | 8516.887 | 7691.7219 | 3466.6004 | 2066.1808 | 1976.8983 | 1876.4429 | 1787.4148
QLD1 | Gas - Steam | 256.1941 | 245.4511 | 463.065 | 443.1867 | 417.3952 | 399.7093 | 380.2907 | 365.6207 | 346.2395 | 330.3832 | 314.8023 | 300.3593 | 336.9451 | 284.827 | 277.9222 | 311.1929 | 735.1739 | 583.0814 | 502.8117 | 500.1494 | 583.7484 | 622.3753 | 555.4453 | 479.6156 | 592.2706 | 0 | 0 | 0 | 0
QLD1 | OCGT / Diesel | 0.00028684 | 0.00028328 | 5.2632 | 258.2218 | 48.4297 | 85.5552 | 114.7379 | 397.0449 | 42.3205 | 30.7998 | 232.2347 | 1553.7719 | 857.9636 | 521.7662 | 493.9357 | 1191.6728 | 5505.5364 | 4148.3256 | 5155.2855 | 5190.3608 | 4734.5108 | 6162.2501 | 5864.0235 | 5232.2429 | 6223.0981 | 5236.5632 | 4171.6079 | 4129.6534 | 2839.2433
QLD1 | Hydro | 4636.9042 | 4414.036 | 4212.9636 | 3985.6323 | 3785.4957 | 3598.9043 | 3431.7907 | 3248.4546 | 3085.9584 | 2874.0393 | 2797.7442 | 2646.8605 | 2513.8004 | 2390.267 | 2275.9418 | 2155.7354 | 765.8345 | 732.3514 | 694.0952 | 659.6148 | 629.6534 | 0 | 0 | 0 | 0 | 0 | 0 | 0 | 0
QLD1 | Wind | 5372.1784 | 8650.3769 | 8213.8755 | 7227.9158 | 8158.7256 | 7736.1115 | 7873.7412 | 7259.0703 | 6341.8612 | 6305.3124 | 5316.8031 | 5043.7856 | 4445.4991 | 5009.1773 | 4544.827 | 4660.0669 | 4502.3244 | 4129.1349 | 4009.9975 | 3346.3696 | 3184.2593 | 2670.7548 | 2503.7473 | 1323.3638 | 1347.0641 | 1207.0606 | 1106.8421 | 988.2998 | 579.29
QLD1 | Solar PV | 5.1758 | 6.7105 | 6.5226 | 5.9509 | 5.7564 | 5.7532 | 5.5568 | 4.4253 | 4.5779 | 4.5419 | 4.4036 | 4.2644 | 3.8926 | 3.7712 | 3.7751 | 3.4765 | 3.0585 | 3.1536 | 3.1311 | 3.0349 | 4.6547 | 20.9115 | 19.4164 | 18.8379 | 17.7125 | 27.4737 | 27.2734 | 26.574 | 24.7515
QLD1 | Grid Battery | 1.0494e-07 | 0.02295 | 0.02231 | 0.025851 | 0.024979 | 0.023171 | 0.021566 | 0.019962 | 0.018455 | 0.017666 | 0.016577 | 0.016128 | 0.015316 | 0.014527 | 0.013801 | 0.013217 | 0.01169 | 0.011162 | 0.010936 | 8.9327e-07 | 2.5909e-06 | 2.4647e-06 | 2.5271e-06 | 0.042099 | 0.038939 | 0.18287 | 0.17444 | 0.16488 | 0.16032
QLD1 | Pumped Hydro | 202.6211 | 486.0562 | 732.1566 | 2989.9445 | 2777.5345 | 2351.6108 | 2118.2685 | 2810.3385 | 2156.2745 | 2286.868 | 2275.5438 | 2856.105 | 2571.6945 | 2297.3068 | 2395.2432 | 2195.8815 | 1186.5212 | 1257.8211 | 1128.2235 | 852.5224 | 1145.7535 | 1000.8173 | 652.7545 | 768.0055 | 682.1085 | 475.3868 | 377.5017 | 364.651 | 216.275
QLD1 | VPP | 0.094971 | 0.30243 | 0.54106 | 1.1074 | 1.696 | 2.1695 | 2.5841 | 3.0916 | 3.4749 | 3.8152 | 3.9996 | 4.5237 | 4.9689 | 5.2098 | 5.4784 | 5.4453 | 5.0668 | 5.0406 | 5.0127 | 4.9737 | 5.0551 | 4.9689 | 4.8698 | 4.8232 | 4.4242 | 3.8266 | 3.8678 | 3.6182 | 2.8114
Total excluding storage |  | 193849.3814 | 173609.3116 | 176105.2096 | 158442.2411 | 151122.2266 | 139873.3001 | 124462.4436 | 119629.8603 | 106141.861 | 98708.1112 | 93287.1361 | 102181.3836 | 101832.5769 | 93008.9015 | 87505.0873 | 76160.355 | 69475.7228 | 64556.1003 | 57673.6299 | 55584.185 | 52201.2171 | 46978.2194 | 39486.1575 | 32598.7034 | 26005.8681 | 19820.1818 | 17470.935 | 16474.8963 | 13289.3422
Region | Technology | 2021-22 | 2022-23 | 2023-24 | 2024-25 | 2025-26 | 2026-27 | 2027-28 | 2028-29 | 2029-30 | 2030-31 | 2031-32 | 2032-33 | 2033-34 | 2034-35 | 2035-36 | 2036-37 | 2037-38 | 2038-39 | 2039-40 | 2040-41 | 2041-42 | 2042-43 | 2043-44 | 2044-45 | 2045-46 | 2046-47 | 2047-48 | 2048-49 | 2049-50
VIC1 | Black Coal | 0 | 0 | 0 | 0 | 0 | 0 | 0 | 0 | 0 | 0 | 0 | 0 | 0 | 0 | 0 | 0 | 0 | 0 | 0 | 0 | 0 | 0 | 0 | 0 | 0 | 0 | 0 | 0 | 0
VIC1 | Brown Coal | 118130.07 | 106719.8935 | 103101.827 | 76619.6466 | 76062.2694 | 70644.3013 | 65339.0957 | 61351.5711 | 57259.1137 | 55871.6836 | 51962.5855 | 48824.9 | 47619.1635 | 44340.6895 | 44641.148 | 40048.319 | 33890.1845 | 34193.916 | 28812.3855 | 29139.8688 | 30850.8065 | 29094.1175 | 26256.2091 | 24696.25 | 23308.5551 | 22838.5896 | 14690.0684 | 0 | 0
VIC1 | CCGT | 6.9781e-05 | 6.5897e-05 | 6.5906e-05 | 7.2633e-05 | 6.9964e-05 | 6.6862e-05 | 6.8186e-05 | 7.1312e-05 | 6.754e-05 | 6.4697e-05 | 6.7051e-05 | 0.0001041 | 9.9355e-05 | 9.7452e-05 | 9.1781e-05 | 8.8077e-05 | 0.00014182 | 0.00013642 | 0.0001798 | 0.00016836 | 0.00017806 | 0.00017523 | 0.00016849 | 0.00015457 | 0.00015526 | 0.00014953 | 0.00014786 | 0.00040177 | 0.00037403
VIC1 | Gas - Steam | 16.0118 | 5.083 | 16.5048 | 23.6062 | 5.7845 | 20.7391 | 14.0083 | 30.8166 | 1.1794e-05 | 1.2541 | 1.2944e-05 | 57.4049 | 28.8738 | 93.2941 | 68.6381 | 53.3803 | 294.8816 | 235.1269 | 0 | 0 | 0 | 0 | 0 | 0 | 0 | 0 | 0 | 0 | 0
VIC1 | OCGT / Diesel | 65.438 | 0.00027547 | 61.521 | 16.6531 | 0.00032844 | 36.138 | 32.8667 | 2.8218 | 0.0003164 | 0.00030511 | 0.0003164 | 225.4947 | 124.6849 | 109.7328 | 153.0893 | 62.3417 | 383.8373 | 111.864 | 1967.5309 | 1984.7047 | 859.3559 | 510.3277 | 1840.0835 | 593.5654 | 626.9285 | 465.6424 | 359.3118 | 2408.6047 | 2530.7846
VIC1 | Hydro | 18563.4714 | 17710.7361 | 15350.672 | 18085.0365 | 17514.9035 | 15831.9136 | 15271.0352 | 18383.4243 | 14500.7802 | 11823.0229 | 11260.6821 | 9708.1717 | 11517.4801 | 11166.6629 | 10134.103 | 9650.829 | 11623.4771 | 9200.9488 | 7510.9351 | 7162.8763 | 6205.4667 | 7274.5937 | 7132.385 | 6423.5287 | 6145.4455 | 7394.8051 | 5856.5076 | 4767.4444 | 4556.4991
VIC1 | Wind | 27121.11 | 33110.3834 | 27123.1465 | 26733.5575 | 26275.1038 | 25936.3812 | 25721.2898 | 22136.2637 | 21237.6442 | 19577.6542 | 20684.1789 | 17475.4435 | 16626.7948 | 16002.5615 | 15970.8707 | 15293.8858 | 12060.3905 | 11193.9359 | 9635.5523 | 9907.766 | 8069.2801 | 7519.8293 | 5876.8237 | 5397.0756 | 2808.9801 | 2248.8731 | 2024.6203 | 1705.2555 | 541.5359
VIC1 | Solar PV | 2.475 | 2.3457 | 2.3215 | 2.1268 | 1.9257 | 1.9312 | 1.8872 | 1.6859 | 1.6682 | 1.623 | 1.5408 | 1.5261 | 1.3936 | 1.2627 | 1.2736 | 1.235 | 1.1003 | 1.0867 | 1.0608 | 1.0051 | 0.99437 | 0.91186 | 0.82842 | 0.76124 | 0.71939 | 0.63675 | 2.4131 | 10.4357 | 10.5988
VIC1 | Grid Battery | 0.10514 | 0.14949 | 0.1386 | 0.14938 | 0.12716 | 0.12468 | 0.11962 | 0.10434 | 0.093567 | 0.090702 | 0.083751 | 0.082348 | 0.061041 | 0.051895 | 0.056286 | 0.053928 | 0.045884 | 0.04326 | 0.045102 | 0.039434 | 0.014522 | 6.1121e-07 | 6.2236e-07 | 6.5913e-07 | 5.8683e-07 | 5.6624e-07 | 5.5433e-07 | 7.1635e-07 | 7.1098e-07
VIC1 | Pumped Hydro | 0 | 0 | 1.2596e-07 | 1.3694e-07 | 1.3075e-07 | 1.3783e-07 | 1.2813e-07 | 1.2864e-07 | 1.2434e-07 | 1.2406e-07 | 1.2831e-07 | 2.0641e-07 | 1.9231e-07 | 1.7853e-07 | 1.8148e-07 | 1.9825e-07 | 7.2363e-07 | 6.9606e-07 | 1.0788e-06 | 1.0025e-06 | 0.19903 | 0.17991 | 0.15887 | 0.16583 | 0.15479 | 0.14544 | 0.13992 | 1.1008 | 1.021
VIC1 | VPP | 0.13367 | 0.39989 | 0.89204 | 1.7368 | 2.4042 | 3.2842 | 3.8767 | 4.3233 | 4.5361 | 4.9159 | 5.0638 | 5.724 | 6.0107 | 5.9432 | 6.5998 | 6.6727 | 6.1165 | 5.9962 | 6.1136 | 5.733 | 5.8932 | 5.5405 | 5.1854 | 5.6298 | 5.3486 | 4.9407 | 4.8389 | 4.9227 | 4.2119
Total excluding storage |  | 163898.5763 | 157548.4421 | 145655.9928 | 121480.6268 | 119859.9873 | 112471.4046 | 106380.1829 | 101906.5834 | 92999.2067 | 87275.2382 | 83908.9877 | 76292.941 | 75918.3908 | 71714.2036 | 70969.1227 | 65109.9908 | 58253.8714 | 54936.8784 | 47927.4647 | 48196.2211 | 45985.9038 | 44399.7802 | 41106.3299 | 37111.1811 | 32890.6288 | 32948.5471 | 22932.9213 | 8891.7407 | 7639.4187
Region | Technology | 2021-22 | 2022-23 | 2023-24 | 2024-25 | 2025-26 | 2026-27 | 2027-28 | 2028-29 | 2029-30 | 2030-31 | 2031-32 | 2032-33 | 2033-34 | 2034-35 | 2035-36 | 2036-37 | 2037-38 | 2038-39 | 2039-40 | 2040-41 | 2041-42 | 2042-43 | 2043-44 | 2044-45 | 2045-46 | 2046-47 | 2047-48 | 2048-49 | 2049-50
SA1 | Black Coal | 0 | 0 | 0 | 0 | 0 | 0 | 0 | 0 | 0 | 0 | 0 | 0 | 0 | 0 | 0 | 0 | 0 | 0 | 0 | 0 | 0 | 0 | 0 | 0 | 0 | 0 | 0 | 0 | 0
SA1 | Brown Coal | 0 | 0 | 0 | 0 | 0 | 0 | 0 | 0 | 0 | 0 | 0 | 0 | 0 | 0 | 0 | 0 | 0 | 0 | 0 | 0 | 0 | 0 | 0 | 0 | 0 | 0 | 0 | 0 | 0
SA1 | CCGT | 7745.9303 | 7360.3199 | 3550.9733 | 2728.3843 | 2573.8676 | 2459.1843 | 2344.8523 | 2258.2466 | 2139.3056 | 2038.6453 | 1938.5233 | 4069.8543 | 3946.6049 | 4822.2026 | 3263.6643 | 3169.3921 | 0.00017624 | 0.00016816 | 0.00017959 | 0.00016769 | 0.00025138 | 0.00024827 | 0.00024 | 0.00021252 | 0.00021316 | 0.00020646 | 0.00019767 | 0.00022882 | 0.00021127
SA1 | Gas - Steam | 1433.514 | 1408.8866 | 1287.1186 | 158.1535 | 148.0931 | 141.3214 | 134.3448 | 130.2067 | 121.8259 | 116.399 | 110.9665 | 337.7328 | 250.2736 | 764.1143 | 0 | 0 | 0 | 0 | 0 | 0 | 0 | 0 | 0 | 0 | 0 | 0 | 0 | 0 | 0
SA1 | OCGT / Diesel | 465.0282 | 230.8717 | 871.9987 | 114.4313 | 33.1769 | 123.6857 | 54.5251 | 127.3907 | 0.00062204 | 11.8071 | 7.9824 | 1671.3148 | 1191.177 | 2481.5848 | 1420.5807 | 1212.0801 | 3716.7317 | 3716.5118 | 4101.6367 | 3722.3944 | 3949.996 | 4451.3682 | 4986.4374 | 889.6617 | 1053.7586 | 1036.5837 | 1412.4759 | 1613.3856 | 1483.0425
SA1 | Hydro | 0 | 0 | 0 | 0 | 0 | 0 | 0 | 0 | 0 | 0 | 0 | 0 | 0 | 0 | 0 | 0 | 0 | 0 | 0 | 0 | 0 | 0 | 0 | 0 | 0 | 0 | 0 | 0 | 0
SA1 | Wind | 15721.9403 | 16958.7718 | 14308.1134 | 15152.8679 | 14156.7964 | 14820.0037 | 14114.7927 | 12640.8735 | 11275.3414 | 10334.5566 | 10364.4862 | 8733.4468 | 8117.6802 | 7426.7642 | 6954.3775 | 5884.3914 | 4923.8294 | 4482.5592 | 3279.1053 | 3195.4922 | 2773.2311 | 2627.3475 | 1795.3199 | 1973.7252 | 1213.5894 | 960.0377 | 969.582 | 832.0934 | 628.0096
SA1 | Solar PV | 0.88216 | 0.98014 | 0.93844 | 0.86475 | 0.80469 | 0.78614 | 0.77342 | 0.70164 | 0.69789 | 0.67175 | 0.64397 | 0.6241 | 0.56699 | 0.52772 | 0.51626 | 0.5063 | 0.45872 | 0.45654 | 0.44035 | 0.42107 | 0.40562 | 0.37039 | 1.3568 | 1.1708 | 1.1482 | 0.95197 | 0.84923 | 0.72822 | 1.5782
SA1 | Grid Battery | 0.095984 | 0.090588 | 0.090232 | 0.088756 | 0.077702 | 0.072556 | 0.066783 | 0.061346 | 0.055183 | 0.051708 | 0.047608 | 0.0465 | 0.04314 | 0.030836 | 0.031231 | 0.029739 | 0.027379 | 0.025793 | 0.025759 | 0.022777 | 0.022669 | 0.020804 | 0.019337 | 0.075892 | 0.071651 | 0.066104 | 0.062516 | 0.060001 | 0.056468
SA1 | Pumped Hydro | 0 | 0 | 9.7032e-08 | 8.9963e-08 | 8.5013e-08 | 8.4847e-08 | 8.2033e-08 | 8.2597e-08 | 8.0767e-08 | 8.1764e-08 | 8.2979e-08 | 1.0428e-07 | 9.8797e-08 | 9.2872e-08 | 1.0063e-07 | 1.0738e-07 | 1.5656e-07 | 1.5188e-07 | 1.4735e-07 | 1.4116e-07 | 2.1756e-07 | 2.029e-07 | 1.9319e-07 | 2.5811e-07 | 2.4008e-07 | 2.2613e-07 | 2.1674e-07 | 2.0971e-07 | 2.0496e-07
SA1 | VPP | 0.134 | 0.25129 | 0.39521 | 0.58175 | 0.7356 | 0.90461 | 1.0077 | 1.1543 | 1.1931 | 1.2994 | 1.3462 | 1.4804 | 1.5762 | 1.5565 | 1.7117 | 1.6792 | 1.6294 | 1.603 | 1.5952 | 1.5121 | 1.5186 | 1.455 | 1.4144 | 1.4059 | 1.3533 | 1.2674 | 1.1994 | 1.1789 | 1.0424
Total excluding storage |  | 25367.2949 | 25959.8301 | 20019.1425 | 18154.7017 | 16912.7386 | 17544.9812 | 16649.2882 | 15157.4192 | 13537.1713 | 12502.0798 | 12422.6024 | 14812.9728 | 13506.3027 | 15495.1936 | 11639.1388 | 10266.37 | 8641.02 | 8199.5276 | 7381.1825 | 6918.3078 | 6723.6329 | 7079.0864 | 6783.1142 | 2864.5579 | 2268.4964 | 1997.5735 | 2382.9074 | 2446.2075 | 2112.6305
Region | Technology | 2021-22 | 2022-23 | 2023-24 | 2024-25 | 2025-26 | 2026-27 | 2027-28 | 2028-29 | 2029-30 | 2030-31 | 2031-32 | 2032-33 | 2033-34 | 2034-35 | 2035-36 | 2036-37 | 2037-38 | 2038-39 | 2039-40 | 2040-41 | 2041-42 | 2042-43 | 2043-44 | 2044-45 | 2045-46 | 2046-47 | 2047-48 | 2048-49 | 2049-50
TAS1 | Black Coal | 0 | 0 | 0 | 0 | 0 | 0 | 0 | 0 | 0 | 0 | 0 | 0 | 0 | 0 | 0 | 0 | 0 | 0 | 0 | 0 | 0 | 0 | 0 | 0 | 0 | 0 | 0 | 0 | 0
TAS1 | Brown Coal | 0 | 0 | 0 | 0 | 0 | 0 | 0 | 0 | 0 | 0 | 0 | 0 | 0 | 0 | 0 | 0 | 0 | 0 | 0 | 0 | 0 | 0 | 0 | 0 | 0 | 0 | 0 | 0 | 0
TAS1 | CCGT | 6.3836e-05 | 6.0255e-05 | 5.8742e-05 | 5.6094e-05 | 5.3089e-05 | 5.1104e-05 | 5.0672e-05 | 5.0205e-05 | 4.9833e-05 | 4.871e-05 | 4.6504e-05 | 4.5883e-05 | 4.5433e-05 | 4.4669e-05 | 4.4283e-05 | 4.3769e-05 | 4.3742e-05 | 4.3488e-05 | 4.5629e-05 | 4.3814e-05 | 4.4961e-05 | 4.3528e-05 | 4.3393e-05 | 4.3251e-05 | 4.2988e-05 | 4.3076e-05 | 4.3159e-05 | 4.3532e-05 | 4.2862e-05
TAS1 | Gas - Steam | 0 | 0 | 0 | 0 | 0 | 0 | 0 | 0 | 0 | 0 | 0 | 0 | 0 | 0 | 0 | 0 | 0 | 0 | 0 | 0 | 0 | 0 | 0 | 0 | 0 | 0 | 0 | 0 | 0
TAS1 | OCGT / Diesel | 8.0425e-05 | 7.4485e-05 | 7.4447e-05 | 7.2143e-05 | 6.7396e-05 | 6.7925e-05 | 6.7251e-05 | 6.6911e-05 | 6.7022e-05 | 6.5612e-05 | 6.181e-05 | 6.1536e-05 | 6.0631e-05 | 5.9884e-05 | 5.9258e-05 | 5.8286e-05 | 5.8683e-05 | 5.7268e-05 | 5.7832e-05 | 3.8643e-05 | 0.21951 | 3.8131e-05 | 3.7939e-05 | 3.7769e-05 | 3.7045e-05 | 3.7556e-05 | 3.7807e-05 | 0.64875 | 3.7221e-05
TAS1 | Hydro | 52419.3405 | 51327.484 | 51525.5153 | 56978.9175 | 57801.9297 | 49362.1194 | 48195.7601 | 46554.3697 | 40154.0104 | 36436.2367 | 32137.918 | 30955.7979 | 28169.3974 | 24503.2239 | 21550.2814 | 18652.0815 | 18675.8318 | 17222.3297 | 16521.5544 | 13620.842 | 14354.7931 | 13224.8685 | 11583.9974 | 10846.3853 | 9809.0697 | 10392.29 | 9343.8592 | 9187.8788 | 7728.0924
TAS1 | Wind | 3344.9436 | 3864.5274 | 3332.5649 | 3207.6931 | 3265.6724 | 3177.9689 | 3115.4838 | 2525.8562 | 2390.1737 | 2037.6386 | 2309.8532 | 1926.7659 | 1769.0353 | 1600.6148 | 1389.1323 | 1249.5575 | 834.5954 | 810.9318 | 618.4672 | 609.9369 | 572.7751 | 537.3352 | 473.7393 | 389.7799 | 395.6931 | 298.573 | 319.5727 | 268.8015 | 246.7788
TAS1 | Solar PV | 3.6064e-08 | 4.9309e-08 | 7.5863e-08 | 8.5626e-08 | 6.8762e-08 | 8.0035e-08 | 8.8366e-08 | 9.327e-08 | 1.203e-07 | 1.5573e-07 | 1.7901e-07 | 1.7642e-07 | 1.7593e-07 | 1.4571e-07 | 1.5109e-07 | 1.4257e-07 | 1.6657e-07 | 1.9522e-07 | 1.9592e-07 | 2.8693e-07 | 2.7282e-07 | 2.6178e-07 | 2.2055e-07 | 2.2573e-07 | 2.0648e-07 | 1.9748e-07 | 1.9889e-07 | 1.8523e-07 | 1.7133e-07
TAS1 | Grid Battery | 1.0189e-07 | 1.0107e-07 | 9.5058e-08 | 9.1103e-08 | 9.3958e-08 | 9.3457e-08 | 9.8502e-08 | 1.1078e-07 | 1.4875e-07 | 1.5177e-07 | 1.6033e-07 | 1.7032e-07 | 1.6549e-07 | 1.7645e-07 | 1.7929e-07 | 1.8551e-07 | 1.9108e-07 | 1.9088e-07 | 2.5007e-07 | 2.4192e-07 | 2.4521e-07 | 2.3474e-07 | 2.2752e-07 | 2.3166e-07 | 2.2755e-07 | 2.3305e-07 | 2.3699e-07 | 2.578e-07 | 2.4856e-07
TAS1 | Pumped Hydro | 0 | 0 | 2.5109e-07 | 2.5051e-07 | 2.792e-07 | 2.7969e-07 | 2.7903e-07 | 2.8047e-07 | 2.8222e-07 | 2.8466e-07 | 3.0917e-07 | 3.1212e-07 | 3.1081e-07 | 3.1551e-07 | 3.217e-07 | 3.2564e-07 | 3.3e-07 | 3.2976e-07 | 4.0048e-07 | 3.8721e-07 | 3.7988e-07 | 3.651e-07 | 3.5636e-07 | 3.5087e-07 | 3.449e-07 | 3.4255e-07 | 3.4422e-07 | 3.6125e-07 | 3.527e-07
TAS1 | VPP | 0.0029172 | 0.0086302 | 0.0051652 | 0.0092327 | 0.014646 | 0.021364 | 0.025641 | 0.032004 | 0.048403 | 0.059498 | 0.088101 | 0.10807 | 0.12283 | 0.14427 | 0.16377 | 0.18671 | 0.18618 | 0.18727 | 0.18217 | 0.19473 | 0.19498 | 0.19618 | 0.19017 | 0.19161 | 0.19973 | 0.18465 | 0.17605 | 0.17463 | 0.15907
Total excluding storage |  | 55764.2842 | 55192.0115 | 54858.0804 | 60186.6107 | 61067.6022 | 52540.0884 | 51311.244 | 49080.226 | 42544.1842 | 38473.8754 | 34447.7713 | 32882.5639 | 29938.4328 | 26103.8388 | 22939.4138 | 19901.6392 | 19510.4274 | 18033.2616 | 17140.0217 | 14230.779 | 14927.7878 | 13762.2038 | 12057.7368 | 11236.1653 | 10204.7629 | 10690.8631 | 9663.432 | 9457.3291 | 7974.8713
Explicitly modelled pumping
Region | Technology | 2021-22 | 2022-23 | 2023-24 | 2024-25 | 2025-26 | 2026-27 | 2027-28 | 2028-29 | 2029-30 | 2030-31 | 2031-32 | 2032-33 | 2033-34 | 2034-35 | 2035-36 | 2036-37 | 2037-38 | 2038-39 | 2039-40 | 2040-41 | 2041-42 | 2042-43 | 2043-44 | 2044-45 | 2045-46 | 2046-47 | 2047-48 | 2048-49 | 2049-50
NEM | Grid Battery pump | 0.24759 | 0.32551 | 0.3092 | 0.32626 | 0.28349 | 0.27204 | 0.25738 | 0.22859 | 0.20644 | 0.19763 | 0.18321 | 0.17875 | 0.14747 | 0.11982 | 0.12509 | 0.11961 | 0.10493 | 0.099289 | 0.10069 | 0.077069 | 0.045649 | 0.025757 | 0.023789 | 0.024122 | 0.022728 | 0.020861 | 0.019444 | 0.019321 | 0.017843
NEM | Pumped Hydro Pump | 956.73 | 3299.861 | 4163.9324 | 11465.5476 | 6691.6313 | 7406.6807 | 8234.9052 | 9634.4728 | 7959.8421 | 8431.4675 | 9976.431 | 12689.1185 | 11489.5946 | 9380.168 | 11136.9594 | 9910.2923 | 7351.9998 | 6760.302 | 7074.222 | 5817.959 | 7196.647 | 6832.6928 | 5422.7135 | 6991.3907 | 6154.6205 | 5352.0451 | 4515.4384 | 5245.2578 | 4155.2252
NEM | VPP pump | 0.64049 | 1.716 | 2.9966 | 5.6869 | 7.9302 | 10.4247 | 12.3839 | 14.2111 | 15.4143 | 16.8811 | 17.7087 | 19.9261 | 21.4486 | 21.7713 | 23.722 | 23.7454 | 22.1642 | 21.7827 | 21.9666 | 21.1851 | 21.5653 | 20.8156 | 20.1909 | 20.8769 | 19.8289 | 18.0966 | 17.6952 | 17.5814 | 15.0795
Region | Technology | 2021-22 | 2022-23 | 2023-24 | 2024-25 | 2025-26 | 2026-27 | 2027-28 | 2028-29 | 2029-30 | 2030-31 | 2031-32 | 2032-33 | 2033-34 | 2034-35 | 2035-36 | 2036-37 | 2037-38 | 2038-39 | 2039-40 | 2040-41 | 2041-42 | 2042-43 | 2043-44 | 2044-45 | 2045-46 | 2046-47 | 2047-48 | 2048-49 | 2049-50
NSW1 | Grid Battery pump | 0 | 0 | 0 | 0 | 0 | 0 | 0 | 0 | 0 | 0 | 0 | 0 | 0 | 0 | 0 | 0 | 0 | 0 | 0 | 0 | 0 | 0 | 0 | 0 | 0 | 0 | 0 | 0 | 0
NSW1 | Pumped Hydro Pump | 676.4781 | 2585.1493 | 3133.1844 | 7198.1111 | 2718.6215 | 4051.6987 | 5201.4322 | 5626.4723 | 4879.1559 | 5164.233 | 6716.4502 | 8617.6853 | 7815.5304 | 6098.091 | 7714.9782 | 6773.1121 | 5649.9572 | 4975.9942 | 5465.2622 | 4594.0669 | 5563.1498 | 5409.9608 | 4500.8376 | 5898.8198 | 5184.4202 | 4678.2353 | 3975.3026 | 4729.9551 | 3856.6481
NSW1 | VPP pump | 0.2104 | 0.58131 | 0.84207 | 1.6435 | 2.2247 | 2.9195 | 3.553 | 4.1056 | 4.5286 | 5.0099 | 5.3253 | 6.0243 | 6.5209 | 6.6677 | 7.3058 | 7.2923 | 6.8551 | 6.6811 | 6.8113 | 6.5497 | 6.6987 | 6.4799 | 6.4902 | 6.7079 | 6.4813 | 6.0871 | 5.8209 | 5.9529 | 5.4125
Region | Technology | 2021-22 | 2022-23 | 2023-24 | 2024-25 | 2025-26 | 2026-27 | 2027-28 | 2028-29 | 2029-30 | 2030-31 | 2031-32 | 2032-33 | 2033-34 | 2034-35 | 2035-36 | 2036-37 | 2037-38 | 2038-39 | 2039-40 | 2040-41 | 2041-42 | 2042-43 | 2043-44 | 2044-45 | 2045-46 | 2046-47 | 2047-48 | 2048-49 | 2049-50
QLD1 | Grid Battery pump | 0 | 0.028331 | 0.027459 | 0.031916 | 0.030839 | 0.028607 | 0.026627 | 0.024644 | 0.022785 | 0.021811 | 0.020522 | 0.019855 | 0.018909 | 0.017936 | 0.017038 | 0.016317 | 0.014474 | 0.013738 | 0.013501 | 0 | 0 | 0 | 0 | 0 | 0 | 0 | 0 | 0 | 0
QLD1 | Pumped Hydro Pump | 280.2519 | 714.7117 | 1030.7479 | 4267.4365 | 3973.0098 | 3354.982 | 3033.473 | 4008.0005 | 3080.6862 | 3267.2345 | 3259.9808 | 4071.4332 | 3674.0642 | 3282.077 | 3421.9812 | 3137.1802 | 1702.0426 | 1784.3078 | 1608.9598 | 1223.8921 | 1633.4972 | 1422.732 | 921.8759 | 1092.5709 | 970.2003 | 673.8098 | 540.1358 | 515.3027 | 298.5771
QLD1 | VPP pump | 0.11174 | 0.35675 | 0.63563 | 1.3029 | 1.9954 | 2.5525 | 3.0406 | 3.6369 | 4.0883 | 4.4887 | 4.7176 | 5.3103 | 5.846 | 6.1295 | 6.4454 | 6.4065 | 5.9774 | 5.9143 | 5.8976 | 5.8563 | 5.9427 | 5.8521 | 5.7341 | 5.666 | 5.2032 | 4.5124 | 4.5403 | 4.2669 | 3.2978
Region | Technology | 2021-22 | 2022-23 | 2023-24 | 2024-25 | 2025-26 | 2026-27 | 2027-28 | 2028-29 | 2029-30 | 2030-31 | 2031-32 | 2032-33 | 2033-34 | 2034-35 | 2035-36 | 2036-37 | 2037-38 | 2038-39 | 2039-40 | 2040-41 | 2041-42 | 2042-43 | 2043-44 | 2044-45 | 2045-46 | 2046-47 | 2047-48 | 2048-49 | 2049-50
VIC1 | Grid Battery pump | 0.12938 | 0.18507 | 0.1706 | 0.18476 | 0.15672 | 0.15385 | 0.14809 | 0.12842 | 0.11552 | 0.11198 | 0.10374 | 0.10149 | 0.075458 | 0.063818 | 0.069493 | 0.066581 | 0.056651 | 0.053612 | 0.055484 | 0.048861 | 0.017755 | 0 | 0 | 0 | 0 | 0 | 0 | 0 | 0
VIC1 | Pumped Hydro Pump | 0 | 0 | 0 | 0 | 0 | 0 | 0 | 0 | 0 | 0 | 0 | 0 | 0 | 0 | 0 | 0 | 0 | 0 | 0 | 0 | 0 | 0 | 0 | 0 | 0 | 0 | 0 | 0 | 0
VIC1 | VPP pump | 0.15727 | 0.47152 | 1.0485 | 2.0443 | 2.8283 | 3.8632 | 4.5716 | 5.0758 | 5.3368 | 5.7837 | 5.9742 | 6.7246 | 7.0845 | 6.973 | 7.7649 | 7.8507 | 7.1963 | 7.0759 | 7.1717 | 6.7656 | 6.9131 | 6.5387 | 6.0808 | 6.6237 | 6.3119 | 5.7939 | 5.7109 | 5.774 | 4.9556
Region | Technology | 2021-22 | 2022-23 | 2023-24 | 2024-25 | 2025-26 | 2026-27 | 2027-28 | 2028-29 | 2029-30 | 2030-31 | 2031-32 | 2032-33 | 2033-34 | 2034-35 | 2035-36 | 2036-37 | 2037-38 | 2038-39 | 2039-40 | 2040-41 | 2041-42 | 2042-43 | 2043-44 | 2044-45 | 2045-46 | 2046-47 | 2047-48 | 2048-49 | 2049-50
SA1 | Grid Battery pump | 0.11821 | 0.11211 | 0.11114 | 0.10958 | 0.095932 | 0.089579 | 0.082662 | 0.07553 | 0.06813 | 0.06384 | 0.058946 | 0.057402 | 0.053102 | 0.038071 | 0.038559 | 0.036717 | 0.033802 | 0.031939 | 0.031707 | 0.028207 | 0.027894 | 0.025757 | 0.023789 | 0.024122 | 0.022728 | 0.020861 | 0.019444 | 0.019321 | 0.017843
SA1 | Pumped Hydro Pump | 0 | 0 | 0 | 0 | 0 | 0 | 0 | 0 | 0 | 0 | 0 | 0 | 0 | 0 | 0 | 0 | 0 | 0 | 0 | 0 | 0 | 0 | 0 | 0 | 0 | 0 | 0 | 0 | 0
SA1 | VPP pump | 0.15766 | 0.29625 | 0.46437 | 0.68522 | 0.86465 | 1.0643 | 1.1882 | 1.3554 | 1.4037 | 1.5288 | 1.588 | 1.7392 | 1.8528 | 1.8312 | 2.0138 | 1.9756 | 1.917 | 1.891 | 1.8718 | 1.784 | 1.7818 | 1.7137 | 1.6623 | 1.6541 | 1.5968 | 1.4866 | 1.4153 | 1.3828 | 1.2264
Region | Technology | 2021-22 | 2022-23 | 2023-24 | 2024-25 | 2025-26 | 2026-27 | 2027-28 | 2028-29 | 2029-30 | 2030-31 | 2031-32 | 2032-33 | 2033-34 | 2034-35 | 2035-36 | 2036-37 | 2037-38 | 2038-39 | 2039-40 | 2040-41 | 2041-42 | 2042-43 | 2043-44 | 2044-45 | 2045-46 | 2046-47 | 2047-48 | 2048-49 | 2049-50
TAS1 | Grid Battery pump | 0 | 0 | 0 | 0 | 0 | 0 | 0 | 0 | 0 | 0 | 0 | 0 | 0 | 0 | 0 | 0 | 0 | 0 | 0 | 0 | 0 | 0 | 0 | 0 | 0 | 0 | 0 | 0 | 0
TAS1 | Pumped Hydro Pump | 0 | 0 | 0 | 0 | 0 | 0 | 0 | 0 | 0 | 0 | 0 | 0 | 0 | 0 | 0 | 0 | 0 | 0 | 0 | 0 | 0 | 0 | 0 | 0 | 0 | 0 | 0 | 0 | 0
TAS1 | VPP pump | 0.0034328 | 0.010209 | 0.0060299 | 0.010958 | 0.017141 | 0.025125 | 0.030403 | 0.037421 | 0.057011 | 0.069941 | 0.10367 | 0.12765 | 0.14444 | 0.16991 | 0.19208 | 0.22031 | 0.2184 | 0.22033 | 0.21433 | 0.22942 | 0.22909 | 0.23128 | 0.22343 | 0.22527 | 0.23566 | 0.21657 | 0.20776 | 0.20481 | 0.18715

## BaseCase_FOM Cost
FOM cost by technology ($000s) - Base Case, High DER Scenario
FOM | Real June 2020 dollars discounted to 1 July 2020. For new entrant capacity, the FOM is incurred annually in modelling. For existing capacity, FOM is considered to be a sunk cost, since the fixed retirement dates are assumed to be the same in the Base Case and the case with Marinus Link. As such, early retirements are presented as an annual FOM saving, or negative cost, that continues until the assumed fixed date retirement.
Explicitly modelled generation
Region | Technology | 2021-22 | 2022-23 | 2023-24 | 2024-25 | 2025-26 | 2026-27 | 2027-28 | 2028-29 | 2029-30 | 2030-31 | 2031-32 | 2032-33 | 2033-34 | 2034-35 | 2035-36 | 2036-37 | 2037-38 | 2038-39 | 2039-40 | 2040-41 | 2041-42 | 2042-43 | 2043-44 | 2044-45 | 2045-46 | 2046-47 | 2047-48 | 2048-49 | 2049-50
NEM | Black Coal | 0 | 0 | 0 | -117273.2548 | 111868.4514 | 185845.8555 | -68115.8862 | -181879.8974 | -183362.0857 | -174963.8222 | 216039.7222 | 350529.465 | 203675.78 | -93065.8815 | -1412.7078 | -0.0034976 | -0.0006129 | -0.00058483 | -0.00055953 | -0.00053241 | 239835.4415 | 0 | 0 | 0 | 0 | 0 | 0 | 0 | 0
NEM | Brown Coal | 0 | 0 | 0 | -131812.2206 | -130089.0303 | -146037.8945 | 165115.9639 | 447423.1427 | -93339.443 | -68541.0175 | -32788.3478 | -0.0040077 | -0.0038242 | -0.003649 | -0.0034912 | -0.003322 | 190672.8153 | 363063.5483 | -0.0028938 | -0.0027536 | -0.0026275 | -0.0025071 | -0.0023987 | -0.0022824 | -0.0021779 | -0.0020781 | -0.0014752 | 0 | 0
NEM | CCGT | 0.00018765 | 0.00018158 | 0.00018944 | 0.00019695 | 0.00018793 | 0.00017932 | 0.00017452 | 0.00018184 | 0.00017452 | 0.00016797 | 0.00017535 | 0.00024987 | 0.00024343 | 0.0002422 | 0.00023254 | 0.00022982 | 0.00041804 | 0.00039981 | 0.00049216 | 0.00046831 | 0.0005865 | 0.00060218 | 0.00057703 | 0.00055269 | 0.00053657 | 0.00051356 | 0.0004944 | 0.00065886 | 0.00062936
NEM | Gas - Steam | 0 | 0 | 0 | 0 | 0 | 0 | 0 | 0 | 0 | 0 | 0 | 0 | 0 | 0 | 0 | 0 | 0 | 0 | 0 | 0 | 0 | 0 | 0 | 0 | 0 | 0 | 0 | 0 | 0
NEM | OCGT / Diesel | 0.00081156 | 0.00079446 | 0.00076011 | 0.00072326 | 0.00069014 | 0.00065853 | 0.00063005 | 0.00061782 | 0.00061259 | 0.00061352 | 0.00062137 | 0.00071357 | 0.00069196 | 0.0006725 | 0.00066361 | 0.00066443 | 0.0010957 | 0.0010515 | 2849.1559 | 2711.0581 | 4157.1046 | 4165.2802 | 3985.1371 | 10344.8969 | 11336.6345 | 15036.6872 | 14386.3696 | 16909.4891 | 16135.0087
NEM | Hydro | 0 | 0 | 0 | 0 | 0 | 0 | 0 | 0 | 0 | 0 | 0 | 0 | 0 | 0 | 0 | 0 | 0 | 0 | 0 | 0 | 0 | 0 | 0 | 0 | 0 | 0 | 0 | 0 | 0
NEM | Wind | 0.015129 | 19157.3778 | 39754.9157 | 63888.9914 | 84542.1107 | 101282.0438 | 126725.3328 | 145354.3481 | 211150.795 | 203702.3061 | 197018.2787 | 199755.436 | 199385.1419 | 195676.0232 | 195244.705 | 207378.0452 | 263563.0943 | 258273.4457 | 253463.0024 | 242625.6488 | 256239.4849 | 267241.1743 | 263080.4207 | 252656.6256 | 253821.9644 | 261109.4615 | 259934.0109 | 255589.2907 | 260028.169
NEM | Solar PV | 0.0013966 | 0.0022517 | 0.0024612 | 0.0027881 | 0.0032695 | 0.0032914 | 0.0045969 | 2656.6406 | 40612.5347 | 38752.4188 | 37076.426 | 35279.3422 | 33663.4948 | 32121.6556 | 30732.4348 | 29242.8419 | 29755.2515 | 28392.4156 | 27164.4796 | 25847.8267 | 25959.2822 | 50135.8357 | 50621.9056 | 48168.275 | 45962.096 | 65468.9098 | 64735.3676 | 73074.0634 | 74743.1903
NEM | Grid Battery | 0.0016367 | 0.0015937 | 0.0015248 | 0.0014509 | 0.001406 | 0.0014285 | 0.0015496 | 0.0017795 | 0.004377 | 0.004275 | 0.0041813 | 0.0049715 | 0.0050774 | 0.0049006 | 0.0048417 | 0.0049504 | 0.0099653 | 0.0095397 | 0.010275 | 0.0097988 | 0.051959 | 0.049679 | 0.047541 | 649.1407 | 619.4091 | 1641.6663 | 1570.6664 | 1494.5386 | 1426.0866
NEM | Pumped Hydro | 0 | 0 | 0.0018341 | 0.0019345 | 0.0018996 | 0.0018991 | 0.0018998 | 0.0019589 | 22893.9937 | 21845.4139 | 20900.6275 | 19887.5804 | 18976.6993 | 18107.5376 | 17324.4096 | 16484.7001 | 22737.4474 | 21696.0376 | 20757.713 | 19751.592 | 20137.8235 | 24275.182 | 23225.3112 | 22099.5865 | 21087.3918 | 25879.5019 | 24760.2463 | 26370.9297 | 25163.1011
NEM | VPP | 0 | 0 | 0 | 0 | 0 | 0 | 0 | 0 | 0 | 0 | 0 | 0 | 0 | 0 | 0 | 0 | 0 | 0 | 0 | 0 | 0 | 0 | 0 | 0 | 0 | 0 | 0 | 0 | 0
Total excluding storage |  | 0.017525 | 19157.3811 | 39754.9191 | -185196.4802 | 66321.5359 | 141090.009 | 223725.4159 | 413554.2348 | -24938.1982 | -1050.114 | 417346.08 | 585564.2402 | 436724.4138 | 134731.7946 | 224564.4294 | 236620.8812 | 483991.162 | 649729.4104 | 283476.635 | 271184.5308 | 526191.3112 | 321542.2882 | 317687.4615 | 311169.7958 | 311120.6932 | 341615.057 | 339055.7471 | 345572.8439 | 350906.3686
Region | Technology | 2021-22 | 2022-23 | 2023-24 | 2024-25 | 2025-26 | 2026-27 | 2027-28 | 2028-29 | 2029-30 | 2030-31 | 2031-32 | 2032-33 | 2033-34 | 2034-35 | 2035-36 | 2036-37 | 2037-38 | 2038-39 | 2039-40 | 2040-41 | 2041-42 | 2042-43 | 2043-44 | 2044-45 | 2045-46 | 2046-47 | 2047-48 | 2048-49 | 2049-50
NSW1 | Black Coal | 0 | 0 | 0 | -45488.8307 | 180364.9162 | -132097.3063 | -126746.2069 | -120602.8512 | -124891.6218 | -119171.3948 | -114017.383 | 240461.2852 | -49067.2173 | -46819.8638 | -0.0004316 | -0.00041068 | -0.00039187 | -0.00037392 | -0.00035775 | -0.00034041 | -0.00032482 | 0 | 0 | 0 | 0 | 0 | 0 | 0 | 0
NSW1 | Brown Coal | 0 | 0 | 0 | 0 | 0 | 0 | 0 | 0 | 0 | 0 | 0 | 0 | 0 | 0 | 0 | 0 | 0 | 0 | 0 | 0 | 0 | 0 | 0 | 0 | 0 | 0 | 0 | 0 | 0
NSW1 | CCGT | 4.0739e-05 | 4.0084e-05 | 4.1544e-05 | 4.4099e-05 | 4.2079e-05 | 4.0151e-05 | 3.8415e-05 | 3.9482e-05 | 3.7673e-05 | 3.5948e-05 | 3.7628e-05 | 5.9921e-05 | 5.7177e-05 | 5.9801e-05 | 5.7215e-05 | 5.6588e-05 | 0.00013997 | 0.00013356 | 0.00016106 | 0.00015326 | 0.00022336 | 0.00021396 | 0.00020471 | 0.00019479 | 0.00018586 | 0.00017735 | 0.00017017 | 0.00020809 | 0.00019856
NSW1 | Gas - Steam | 0 | 0 | 0 | 0 | 0 | 0 | 0 | 0 | 0 | 0 | 0 | 0 | 0 | 0 | 0 | 0 | 0 | 0 | 0 | 0 | 0 | 0 | 0 | 0 | 0 | 0 | 0 | 0 | 0
NSW1 | OCGT / Diesel | 0.00016813 | 0.00016654 | 0.00015934 | 0.00015162 | 0.00014467 | 0.00013805 | 0.00013208 | 0.00012831 | 0.00012708 | 0.00012725 | 0.00012878 | 0.00015672 | 0.00014955 | 0.00014468 | 0.00014133 | 0.00013994 | 0.00028868 | 0.00027545 | 1821.7742 | 1733.4732 | 1835.4757 | 1751.4081 | 1675.6619 | 7015.333 | 6694.02 | 6387.4237 | 6111.1757 | 6974.4443 | 6655.0041
NSW1 | Hydro | 0 | 0 | 0 | 0 | 0 | 0 | 0 | 0 | 0 | 0 | 0 | 0 | 0 | 0 | 0 | 0 | 0 | 0 | 0 | 0 | 0 | 0 | 0 | 0 | 0 | 0 | 0 | 0 | 0
NSW1 | Wind | 0.0028478 | 19157.3659 | 36664.0478 | 52329.8803 | 67138.8466 | 81141.8419 | 93972.0114 | 101378.569 | 155968.4698 | 148824.8757 | 142388.3884 | 135486.8603 | 129281.3552 | 123360.0717 | 118024.9049 | 112304.2686 | 108471.4746 | 104543.6422 | 102574.478 | 97602.72 | 110335.2047 | 109531.4135 | 104794.3186 | 99714.9652 | 99251.9387 | 94706.0487 | 93336.5338 | 91159.7592 | 86984.5031
NSW1 | Solar PV | 0.00032707 | 0.00078714 | 0.00080688 | 0.00093319 | 0.0014943 | 0.0015706 | 0.0024501 | 2656.6384 | 40612.5318 | 38752.4158 | 37076.423 | 35279.3384 | 33663.4908 | 32121.6515 | 30732.4308 | 29242.8379 | 29477.9084 | 28127.7751 | 26911.2845 | 25606.9015 | 24434.0664 | 36048.7101 | 36027.7983 | 34281.5403 | 32711.3934 | 42800.27 | 41095.7724 | 41752.8963 | 43556.5169
NSW1 | Grid Battery | 0.0005658 | 0.00055707 | 0.00053298 | 0.00050715 | 0.00048392 | 0.00049455 | 0.00053006 | 0.00058791 | 0.0026924 | 0.0025927 | 0.0024981 | 0.0025748 | 0.0024584 | 0.0023486 | 0.0022877 | 0.0022567 | 0.0024295 | 0.0023205 | 0.0027292 | 0.0026009 | 0.0041636 | 0.0039789 | 0.0038097 | 0.0038075 | 0.0036362 | 0.0034766 | 0.0033334 | 0.0043541 | 0.0041752
NSW1 | Pumped Hydro | 0 | 0 | 0.00054198 | 0.00058378 | 0.00055704 | 0.00055033 | 0.00056252 | 0.00058084 | 22893.9923 | 21845.4125 | 20900.6261 | 19887.5784 | 18976.6969 | 18107.5352 | 17324.4073 | 16484.6978 | 15729.6736 | 15009.2306 | 14360.1007 | 13664.0703 | 13038.2353 | 12441.0642 | 11903.004 | 11326.0685 | 10807.3172 | 10312.3256 | 9866.3306 | 9388.1121 | 8958.1222
NSW1 | VPP | 0 | 0 | 0 | 0 | 0 | 0 | 0 | 0 | 0 | 0 | 0 | 0 | 0 | 0 | 0 | 0 | 0 | 0 | 0 | 0 | 0 | 0 | 0 | 0 | 0 | 0 | 0 | 0 | 0
Total excluding storage |  | 0.0033837 | 19157.3669 | 36664.0488 | 6841.0508 | 247503.7645 | -50955.4626 | -32774.1928 | -16567.6436 | 71689.38 | 68405.8969 | 65447.4285 | 411227.484 | 113877.6289 | 108661.8596 | 148757.3354 | 141547.1062 | 137949.383 | 132671.4174 | 131307.5364 | 124943.0946 | 136604.7467 | 147331.5319 | 142497.779 | 141011.8387 | 138657.3523 | 143893.7425 | 140543.482 | 139887.1 | 137196.0242
Region | Technology | 2021-22 | 2022-23 | 2023-24 | 2024-25 | 2025-26 | 2026-27 | 2027-28 | 2028-29 | 2029-30 | 2030-31 | 2031-32 | 2032-33 | 2033-34 | 2034-35 | 2035-36 | 2036-37 | 2037-38 | 2038-39 | 2039-40 | 2040-41 | 2041-42 | 2042-43 | 2043-44 | 2044-45 | 2045-46 | 2046-47 | 2047-48 | 2048-49 | 2049-50
QLD1 | Black Coal | 0 | 0 | 0 | -71784.4241 | -68496.4648 | 317943.1619 | 58630.3207 | -61277.0462 | -58470.4639 | -55792.4274 | 330057.1052 | 110068.1799 | 252742.9973 | -46246.0177 | -1412.7074 | -0.0030869 | -0.00022103 | -0.0002109 | -0.00020178 | -0.000192 | 239835.4418 | 0 | 0 | 0 | 0 | 0 | 0 | 0 | 0
QLD1 | Brown Coal | 0 | 0 | 0 | 0 | 0 | 0 | 0 | 0 | 0 | 0 | 0 | 0 | 0 | 0 | 0 | 0 | 0 | 0 | 0 | 0 | 0 | 0 | 0 | 0 | 0 | 0 | 0 | 0 | 0
QLD1 | CCGT | 4.34e-05 | 4.2732e-05 | 4.3637e-05 | 4.8841e-05 | 4.6604e-05 | 4.4469e-05 | 4.2546e-05 | 4.5703e-05 | 4.361e-05 | 4.2379e-05 | 4.622e-05 | 6.1359e-05 | 6.269e-05 | 5.9819e-05 | 5.7232e-05 | 5.9259e-05 | 0.00010228 | 9.7591e-05 | 0.00013233 | 0.00012591 | 0.00012698 | 0.00016288 | 0.00015584 | 0.00014828 | 0.00014981 | 0.00014344 | 0.00013724 | 0.00013059 | 0.00012461
QLD1 | Gas - Steam | 0 | 0 | 0 | 0 | 0 | 0 | 0 | 0 | 0 | 0 | 0 | 0 | 0 | 0 | 0 | 0 | 0 | 0 | 0 | 0 | 0 | 0 | 0 | 0 | 0 | 0 | 0 | 0 | 0
QLD1 | OCGT / Diesel | 0.00016541 | 0.00016336 | 0.0001563 | 0.00014872 | 0.00014191 | 0.00013541 | 0.00012956 | 0.0001293 | 0.00012704 | 0.00012742 | 0.00013083 | 0.00014464 | 0.00014433 | 0.00014066 | 0.00013984 | 0.00014522 | 0.0002037 | 0.00019437 | 1027.3805 | 977.5837 | 932.8088 | 1088.6621 | 1041.5788 | 991.0938 | 2411.2498 | 6520.0988 | 6238.1128 | 6440.2343 | 6145.2618
QLD1 | Hydro | 0 | 0 | 0 | 0 | 0 | 0 | 0 | 0 | 0 | 0 | 0 | 0 | 0 | 0 | 0 | 0 | 0 | 0 | 0 | 0 | 0 | 0 | 0 | 0 | 0 | 0 | 0 | 0 | 0
QLD1 | Wind | 0.0051243 | 0.0050264 | 0.0050219 | 5677.0121 | 8981.2703 | 9377.8763 | 19848.2754 | 29214.4812 | 38729.0301 | 36955.1814 | 35356.9166 | 33643.1762 | 32216.7937 | 34312.5589 | 32828.5843 | 41506.2184 | 65984.3711 | 62962.1861 | 60239.1513 | 57319.3754 | 59701.2562 | 70037.6496 | 67008.6101 | 65740.0389 | 66148.8656 | 68906.722 | 65926.5936 | 62731.1488 | 70883.5164
QLD1 | Solar PV | 0.00045913 | 0.00065692 | 0.00071035 | 0.00076644 | 0.00073133 | 0.00071183 | 0.0010294 | 0.00098971 | 0.0016568 | 0.0015809 | 0.0015126 | 0.0014392 | 0.0013787 | 0.0013155 | 0.0012595 | 0.0012037 | 277.3384 | 264.6359 | 253.1907 | 240.9209 | 1525.2117 | 14087.1209 | 13477.8707 | 12824.6019 | 12237.2156 | 21701.5667 | 20763.0014 | 19756.6241 | 18851.7406
QLD1 | Grid Battery | 0.00027184 | 0.00025938 | 0.00024817 | 0.00023614 | 0.00023195 | 0.00022282 | 0.00027761 | 0.00035869 | 0.00046743 | 0.00046609 | 0.00046978 | 0.00072702 | 0.0010161 | 0.0009734 | 0.00093521 | 0.00089507 | 0.0047428 | 0.0045271 | 0.0043339 | 0.0041275 | 0.013851 | 0.013302 | 0.012728 | 280.5341 | 267.6852 | 1306.0518 | 1249.5667 | 1189.0006 | 1134.5425
QLD1 | Pumped Hydro | 0 | 0 | 0.00023808 | 0.00027784 | 0.0002691 | 0.00027054 | 0.00027302 | 0.00030196 | 0.00029052 | 0.00029242 | 0.00031206 | 0.00063801 | 0.0010837 | 0.0010352 | 0.0009943 | 0.00094923 | 7007.7707 | 6686.8041 | 6397.6083 | 6087.5179 | 6553.6665 | 11313.2001 | 10823.9186 | 10299.2861 | 9827.563 | 15135.3905 | 14480.8041 | 13778.9233 | 13147.8277
QLD1 | VPP | 0 | 0 | 0 | 0 | 0 | 0 | 0 | 0 | 0 | 0 | 0 | 0 | 0 | 0 | 0 | 0 | 0 | 0 | 0 | 0 | 0 | 0 | 0 | 0 | 0 | 0 | 0 | 0 | 0
Total excluding storage |  | 0.0057922 | 0.0058895 | 0.0059321 | -66107.411 | -59515.1936 | 327321.039 | 78478.5973 | -32062.5638 | -19741.432 | -18837.2442 | 365414.0235 | 143711.3577 | 284959.7926 | -11933.4573 | 31415.8784 | 41506.2167 | 66261.7096 | 63226.8221 | 61519.7226 | 58537.8798 | 301994.7188 | 85213.4327 | 81528.0598 | 79555.7347 | 80797.3312 | 97128.3877 | 92927.7079 | 88928.0074 | 95880.5189
Region | Technology | 2021-22 | 2022-23 | 2023-24 | 2024-25 | 2025-26 | 2026-27 | 2027-28 | 2028-29 | 2029-30 | 2030-31 | 2031-32 | 2032-33 | 2033-34 | 2034-35 | 2035-36 | 2036-37 | 2037-38 | 2038-39 | 2039-40 | 2040-41 | 2041-42 | 2042-43 | 2043-44 | 2044-45 | 2045-46 | 2046-47 | 2047-48 | 2048-49 | 2049-50
VIC1 | Black Coal | 0 | 0 | 0 | 0 | 0 | 0 | 0 | 0 | 0 | 0 | 0 | 0 | 0 | 0 | 0 | 0 | 0 | 0 | 0 | 0 | 0 | 0 | 0 | 0 | 0 | 0 | 0 | 0 | 0
VIC1 | Brown Coal | 0 | 0 | 0 | -131812.2206 | -130089.0303 | -146037.8945 | 165115.9639 | 447423.1427 | -93339.443 | -68541.0175 | -32788.3478 | -0.0040077 | -0.0038242 | -0.003649 | -0.0034912 | -0.003322 | 190672.8153 | 363063.5483 | -0.0028938 | -0.0027536 | -0.0026275 | -0.0025071 | -0.0023987 | -0.0022824 | -0.0021779 | -0.0020781 | -0.0014752 | 0 | 0
VIC1 | CCGT | 3.5694e-05 | 3.4059e-05 | 3.3985e-05 | 3.7138e-05 | 3.5437e-05 | 3.3814e-05 | 3.4453e-05 | 3.5722e-05 | 3.4086e-05 | 3.2525e-05 | 3.3652e-05 | 5.1246e-05 | 4.8898e-05 | 4.7346e-05 | 4.5299e-05 | 4.3103e-05 | 6.9087e-05 | 6.5923e-05 | 8.8247e-05 | 8.397e-05 | 8.8423e-05 | 8.4373e-05 | 8.0724e-05 | 7.9399e-05 | 7.5762e-05 | 7.2292e-05 | 7.0709e-05 | 0.00018983 | 0.00018114
VIC1 | Gas - Steam | 0 | 0 | 0 | 0 | 0 | 0 | 0 | 0 | 0 | 0 | 0 | 0 | 0 | 0 | 0 | 0 | 0 | 0 | 0 | 0 | 0 | 0 | 0 | 0 | 0 | 0 | 0 | 0 | 0
VIC1 | OCGT / Diesel | 0.00015861 | 0.00015434 | 0.00014767 | 0.00014051 | 0.00013407 | 0.00012793 | 0.0001224 | 0.00012019 | 0.0001194 | 0.00011936 | 0.00012056 | 0.00014336 | 0.00013679 | 0.00013115 | 0.00012735 | 0.00012516 | 0.00019286 | 0.00018403 | 0.00028527 | 0.00027145 | 0.00043382 | 0.00041395 | 0.00039738 | 0.001884 | 0.0017977 | 0.0017154 | 0.0016415 | 1556.4677 | 1485.1791
VIC1 | Hydro | 0 | 0 | 0 | 0 | 0 | 0 | 0 | 0 | 0 | 0 | 0 | 0 | 0 | 0 | 0 | 0 | 0 | 0 | 0 | 0 | 0 | 0 | 0 | 0 | 0 | 0 | 0 | 0 | 0
VIC1 | Wind | 0.001881 | 0.0018435 | 0.0018625 | 0.0021546 | 0.0020559 | 0.0019617 | 0.0020268 | 0.0022082 | 0.002136 | 0.0020881 | 0.002246 | 2748.691 | 9346.5236 | 8918.4486 | 8719.2716 | 15078.4172 | 40184.8179 | 38344.2964 | 36686.2972 | 34908.1229 | 35825.7032 | 39602.1484 | 45286.492 | 43091.4676 | 44096.0895 | 54309.0467 | 59351.0496 | 59189.4505 | 61598.1913
VIC1 | Solar PV | 0.00012503 | 0.000141 | 0.00014621 | 0.00025927 | 0.00024739 | 0.00023606 | 0.00026719 | 0.00028098 | 0.00028353 | 0.00030415 | 0.00034243 | 0.00056359 | 0.00060511 | 0.00063872 | 0.00061908 | 0.00067087 | 0.0015457 | 0.0014786 | 0.0014201 | 0.0013549 | 0.001302 | 0.0018175 | 0.0017756 | 0.0016895 | 0.0029944 | 0.0082572 | 1951.3531 | 10684.1484 | 10194.7982
VIC1 | Grid Battery | 0.0002582 | 0.00025594 | 0.00024487 | 0.000233 | 0.0002283 | 0.00023831 | 0.00024386 | 0.00027092 | 0.00040255 | 0.00040459 | 0.00040285 | 0.00060307 | 0.00057679 | 0.00055308 | 0.00056301 | 0.00062689 | 0.0009587 | 0.00091783 | 0.0011429 | 0.001091 | 0.0027743 | 0.0026507 | 0.002537 | 0.00242 | 0.0023113 | 0.0022099 | 0.0021181 | 0.0027583 | 0.0026382
VIC1 | Pumped Hydro | 0 | 0 | 0.00025936 | 0.00029247 | 0.00028137 | 0.00028864 | 0.00027615 | 0.00028088 | 0.0002726 | 0.00026751 | 0.00028123 | 0.00048904 | 0.00046771 | 0.00044629 | 0.00043083 | 0.00047396 | 0.0019562 | 0.0018689 | 0.0028194 | 0.0026827 | 545.9204 | 520.9164 | 498.3874 | 474.2307 | 452.5102 | 431.7846 | 413.1104 | 3203.8931 | 3057.1499
VIC1 | VPP | 0 | 0 | 0 | 0 | 0 | 0 | 0 | 0 | 0 | 0 | 0 | 0 | 0 | 0 | 0 | 0 | 0 | 0 | 0 | 0 | 0 | 0 | 0 | 0 | 0 | 0 | 0 | 0 | 0
Total excluding storage |  | 0.0022003 | 0.0021729 | 0.0021903 | -131812.218 | -130089.0278 | -146037.8922 | 165115.9663 | 447423.1453 | -93339.4404 | -68541.0149 | -32788.3451 | 2748.6878 | 9346.5205 | 8918.4457 | 8719.2689 | 15078.4147 | 230857.6351 | 401407.8464 | 36686.2961 | 34908.1218 | 35825.7024 | 39602.1482 | 45286.4919 | 43091.4689 | 44096.0922 | 54309.0546 | 61302.403 | 71430.0668 | 73278.1688
Region | Technology | 2021-22 | 2022-23 | 2023-24 | 2024-25 | 2025-26 | 2026-27 | 2027-28 | 2028-29 | 2029-30 | 2030-31 | 2031-32 | 2032-33 | 2033-34 | 2034-35 | 2035-36 | 2036-37 | 2037-38 | 2038-39 | 2039-40 | 2040-41 | 2041-42 | 2042-43 | 2043-44 | 2044-45 | 2045-46 | 2046-47 | 2047-48 | 2048-49 | 2049-50
SA1 | Black Coal | 0 | 0 | 0 | 0 | 0 | 0 | 0 | 0 | 0 | 0 | 0 | 0 | 0 | 0 | 0 | 0 | 0 | 0 | 0 | 0 | 0 | 0 | 0 | 0 | 0 | 0 | 0 | 0 | 0
SA1 | Brown Coal | 0 | 0 | 0 | 0 | 0 | 0 | 0 | 0 | 0 | 0 | 0 | 0 | 0 | 0 | 0 | 0 | 0 | 0 | 0 | 0 | 0 | 0 | 0 | 0 | 0 | 0 | 0 | 0 | 0
SA1 | CCGT | 3.5037e-05 | 3.3432e-05 | 4.0352e-05 | 3.8396e-05 | 3.6637e-05 | 3.4959e-05 | 3.3447e-05 | 3.5496e-05 | 3.387e-05 | 3.2994e-05 | 3.4771e-05 | 5.4575e-05 | 5.2075e-05 | 5.2977e-05 | 5.0686e-05 | 4.8986e-05 | 8.4798e-05 | 8.0915e-05 | 8.737e-05 | 8.3135e-05 | 0.00012499 | 0.00011927 | 0.00011411 | 0.00010858 | 0.00010361 | 9.886e-05 | 9.4584e-05 | 0.00010841 | 0.00010345
SA1 | Gas - Steam | 0 | 0 | 0 | 0 | 0 | 0 | 0 | 0 | 0 | 0 | 0 | 0 | 0 | 0 | 0 | 0 | 0 | 0 | 0 | 0 | 0 | 0 | 0 | 0 | 0 | 0 | 0 | 0 | 0
SA1 | OCGT / Diesel | 0.00015852 | 0.00015519 | 0.00014847 | 0.00014128 | 0.00013481 | 0.00012863 | 0.00012307 | 0.00012042 | 0.00011952 | 0.00011975 | 0.00012123 | 0.0001473 | 0.00014055 | 0.00013562 | 0.00013419 | 0.00013326 | 0.00028929 | 0.00027604 | 0.00078502 | 0.00074697 | 1388.8195 | 1325.2094 | 1267.8958 | 2338.4682 | 2231.3628 | 2129.1629 | 2037.0793 | 1938.3426 | 1849.5636
SA1 | Hydro | 0 | 0 | 0 | 0 | 0 | 0 | 0 | 0 | 0 | 0 | 0 | 0 | 0 | 0 | 0 | 0 | 0 | 0 | 0 | 0 | 0 | 0 | 0 | 0 | 0 | 0 | 0 | 0 | 0
SA1 | Wind | 0.0032522 | 0.0031236 | 0.0036869 | 0.0035556 | 0.0033927 | 0.0032373 | 0.0032045 | 0.0035824 | 0.0034262 | 0.003381 | 0.0036311 | 7504.1982 | 7160.4961 | 6832.5346 | 12610.3341 | 14859.5976 | 24766.6444 | 27837.3375 | 28918.7157 | 27517.0332 | 26256.7126 | 25054.1153 | 23970.5587 | 23157.0377 | 24331.639 | 24109.9423 | 23067.2186 | 25141.0165 | 23989.5195
SA1 | Solar PV | 0.00042843 | 0.00058784 | 0.00068744 | 0.00070812 | 0.00067569 | 0.00064474 | 0.00070737 | 0.00076059 | 0.00076094 | 0.00081294 | 0.00095843 | 0.0015625 | 0.0016905 | 0.0019095 | 0.0018283 | 0.0018649 | 0.0028602 | 0.0027349 | 0.0026187 | 0.0024967 | 0.002384 | 0.0025155 | 1116.2343 | 1062.1308 | 1013.4836 | 967.0646 | 925.2403 | 880.3942 | 2140.1343
SA1 | Grid Battery | 0.00027837 | 0.0002708 | 0.00025909 | 0.00024653 | 0.00023524 | 0.00024747 | 0.00025913 | 0.00029088 | 0.00043937 | 0.00042838 | 0.0004239 | 0.0006527 | 0.00062475 | 0.00060011 | 0.00062498 | 0.00072645 | 0.0013754 | 0.0013162 | 0.0014627 | 0.001397 | 0.030474 | 0.029081 | 0.027826 | 368.5998 | 351.7173 | 335.6081 | 321.0935 | 305.5302 | 291.5365
SA1 | Pumped Hydro | 0 | 0 | 0.00019818 | 0.00018857 | 0.00017993 | 0.00017546 | 0.00017138 | 0.00017493 | 0.00017044 | 0.00017138 | 0.00017587 | 0.00023439 | 0.00022487 | 0.00021457 | 0.00022432 | 0.00023996 | 0.00036504 | 0.00034965 | 0.00033671 | 0.00032116 | 0.00050856 | 0.00048661 | 0.00046556 | 0.00059126 | 0.00056476 | 0.0005389 | 0.00051626 | 0.00049258 | 0.00047045
SA1 | VPP | 0 | 0 | 0 | 0 | 0 | 0 | 0 | 0 | 0 | 0 | 0 | 0 | 0 | 0 | 0 | 0 | 0 | 0 | 0 | 0 | 0 | 0 | 0 | 0 | 0 | 0 | 0 | 0 | 0
Total excluding storage |  | 0.0038742 | 0.0039 | 0.0045631 | 0.0044434 | 0.0042399 | 0.0040457 | 0.0040683 | 0.0044989 | 0.0043405 | 0.0043466 | 0.0047455 | 7504.1999 | 7160.498 | 6832.5367 | 12610.3361 | 14859.5997 | 24766.6476 | 27837.3406 | 28918.7192 | 27517.0365 | 27645.5346 | 26379.3274 | 26354.689 | 26557.6367 | 27576.4855 | 27206.1699 | 26029.5383 | 27959.7534 | 27979.2175
Region | Technology | 2021-22 | 2022-23 | 2023-24 | 2024-25 | 2025-26 | 2026-27 | 2027-28 | 2028-29 | 2029-30 | 2030-31 | 2031-32 | 2032-33 | 2033-34 | 2034-35 | 2035-36 | 2036-37 | 2037-38 | 2038-39 | 2039-40 | 2040-41 | 2041-42 | 2042-43 | 2043-44 | 2044-45 | 2045-46 | 2046-47 | 2047-48 | 2048-49 | 2049-50
TAS1 | Black Coal | 0 | 0 | 0 | 0 | 0 | 0 | 0 | 0 | 0 | 0 | 0 | 0 | 0 | 0 | 0 | 0 | 0 | 0 | 0 | 0 | 0 | 0 | 0 | 0 | 0 | 0 | 0 | 0 | 0
TAS1 | Brown Coal | 0 | 0 | 0 | 0 | 0 | 0 | 0 | 0 | 0 | 0 | 0 | 0 | 0 | 0 | 0 | 0 | 0 | 0 | 0 | 0 | 0 | 0 | 0 | 0 | 0 | 0 | 0 | 0 | 0
TAS1 | CCGT | 3.2779e-05 | 3.1277e-05 | 2.9925e-05 | 2.8474e-05 | 2.717e-05 | 2.5926e-05 | 2.5662e-05 | 2.5436e-05 | 2.528e-05 | 2.4122e-05 | 2.3079e-05 | 2.2773e-05 | 2.2588e-05 | 2.2253e-05 | 2.211e-05 | 2.1887e-05 | 2.1911e-05 | 2.1823e-05 | 2.3154e-05 | 2.2031e-05 | 2.2741e-05 | 2.1699e-05 | 2.1651e-05 | 2.1642e-05 | 2.1529e-05 | 2.1609e-05 | 2.1692e-05 | 2.1944e-05 | 2.1616e-05
TAS1 | Gas - Steam | 0 | 0 | 0 | 0 | 0 | 0 | 0 | 0 | 0 | 0 | 0 | 0 | 0 | 0 | 0 | 0 | 0 | 0 | 0 | 0 | 0 | 0 | 0 | 0 | 0 | 0 | 0 | 0 | 0
TAS1 | OCGT / Diesel | 0.00016089 | 0.00015503 | 0.00014832 | 0.00014113 | 0.00013467 | 0.0001285 | 0.00012294 | 0.0001196 | 0.00011955 | 0.00011974 | 0.00011996 | 0.00012154 | 0.00012074 | 0.00012038 | 0.00012091 | 0.00012085 | 0.0001212 | 0.00012165 | 0.00015795 | 0.00015029 | 0.00014493 | 0.00013829 | 0.00013282 | 0.00012818 | 0.00012424 | 0.00012331 | 0.00012402 | 0.00013126 | 0.00012658
TAS1 | Hydro | 0 | 0 | 0 | 0 | 0 | 0 | 0 | 0 | 0 | 0 | 0 | 0 | 0 | 0 | 0 | 0 | 0 | 0 | 0 | 0 | 0 | 0 | 0 | 0 | 0 | 0 | 0 | 0 | 0
TAS1 | Wind | 0.0020236 | 0.0019309 | 3090.8573 | 5882.0933 | 8421.9884 | 10762.3204 | 12905.0408 | 14761.2922 | 16453.2895 | 17922.2435 | 19272.9678 | 20372.5104 | 21379.9734 | 22252.4095 | 23061.6101 | 23629.5434 | 24155.7864 | 24585.9835 | 25044.3602 | 25278.3974 | 24120.6082 | 23015.8475 | 22020.4413 | 20953.1162 | 19993.4315 | 19077.7018 | 18252.6153 | 17367.9158 | 16572.4388
TAS1 | Solar PV | 5.6905e-05 | 7.8797e-05 | 0.00011031 | 0.00012106 | 0.00012081 | 0.00012809 | 0.00014287 | 0.00014833 | 0.00017533 | 0.00022253 | 0.00028096 | 0.00027567 | 0.00027121 | 0.00025878 | 0.00025231 | 0.00024818 | 0.00028637 | 0.00031477 | 0.00032172 | 0.00046033 | 0.00043925 | 0.00041913 | 0.000401 | 0.00038157 | 0.00036409 | 0.00034741 | 0.00033239 | 0.00031628 | 0.00030179
TAS1 | Grid Battery | 0.00026254 | 0.00025052 | 0.00023968 | 0.00022806 | 0.00022663 | 0.00022535 | 0.0002389 | 0.00027112 | 0.00037519 | 0.00038324 | 0.00038667 | 0.00041387 | 0.00040135 | 0.00042541 | 0.00043078 | 0.00044533 | 0.0004589 | 0.00045803 | 0.00060666 | 0.00058236 | 0.00069572 | 0.00066559 | 0.00064092 | 0.00064591 | 0.00063504 | 0.00065001 | 0.00066605 | 0.00073237 | 0.00074542
TAS1 | Pumped Hydro | 0 | 0 | 0.00059646 | 0.00059186 | 0.00061218 | 0.00061416 | 0.00061668 | 0.00062035 | 0.00062717 | 0.00063132 | 0.00064611 | 0.00065593 | 0.00065235 | 0.00065481 | 0.00066479 | 0.00067089 | 0.00067927 | 0.00067769 | 0.00082839 | 0.00079273 | 0.00078045 | 0.00074977 | 0.00072678 | 0.00071382 | 0.00070094 | 0.00069773 | 0.00070146 | 0.00073814 | 0.00071409
TAS1 | VPP | 0 | 0 | 0 | 0 | 0 | 0 | 0 | 0 | 0 | 0 | 0 | 0 | 0 | 0 | 0 | 0 | 0 | 0 | 0 | 0 | 0 | 0 | 0 | 0 | 0 | 0 | 0 | 0 | 0
Total excluding storage |  | 0.0022741 | 0.002196 | 3090.8576 | 5882.0936 | 8421.9887 | 10762.3207 | 12905.0411 | 14761.2925 | 16453.2898 | 17922.2439 | 19272.9683 | 20372.5108 | 21379.9738 | 22252.4099 | 23061.6105 | 23629.5438 | 24155.7868 | 24585.984 | 25044.3607 | 25278.398 | 24120.6088 | 23015.8481 | 22020.4418 | 20953.1167 | 19993.432 | 19077.7023 | 18252.6158 | 17367.9163 | 16572.4392

## BaseCase_Fuel Cost
Fuel cost by technology ($000s) - Base Case, High DER Scenario
Fuel | Real June 2020 dollars discounted to 1 July 2020
Explicitly modelled generation
Region | Technology | 2021-22 | 2022-23 | 2023-24 | 2024-25 | 2025-26 | 2026-27 | 2027-28 | 2028-29 | 2029-30 | 2030-31 | 2031-32 | 2032-33 | 2033-34 | 2034-35 | 2035-36 | 2036-37 | 2037-38 | 2038-39 | 2039-40 | 2040-41 | 2041-42 | 2042-43 | 2043-44 | 2044-45 | 2045-46 | 2046-47 | 2047-48 | 2048-49 | 2049-50
NEM | Black Coal | 1727917.3739 | 1461837.6256 | 1419627.9179 | 1303992.1334 | 1162073.8394 | 991654.8351 | 892028.2449 | 944240.9821 | 692626.553 | 645513.2007 | 594877.6629 | 539082.3051 | 545896.2796 | 491518.7193 | 380290.4716 | 337913.7882 | 269113.9237 | 254508.6794 | 229332.7785 | 212021.4629 | 191035.7448 | 125457.8154 | 96596.8098 | 74381.4784 | 56726.884 | 40090.8383 | 36534.1012 | 33826.5955 | 29494.1521
NEM | Brown Coal | 229247.0344 | 209017.7611 | 201256.104 | 146104.7638 | 144766.3565 | 133592.5164 | 123237.0094 | 115830.5 | 108253.1247 | 105214.039 | 97959.5237 | 92093.9031 | 89741.6404 | 83640.5445 | 84160.3918 | 75563.6524 | 64080.6849 | 64663.0599 | 54547.159 | 55216.5392 | 58301.1829 | 55038.0136 | 49895.8327 | 47032.9255 | 44271.3457 | 43445.5239 | 27751.1529 | 0 | 0
NEM | CCGT | 185248.0286 | 177211.7967 | 138483.4589 | 138954.5598 | 125669.4017 | 122271.5981 | 115999.126 | 118046.2134 | 101935.1774 | 104334.1123 | 114753.4609 | 245140.1201 | 251190.7679 | 239364.1741 | 209197.8367 | 183194.1905 | 195903.0717 | 185943.7019 | 145702.4504 | 141455.1164 | 140106.975 | 153463.1231 | 98416.1015 | 86657.2011 | 46293.4484 | 30884.1037 | 29714.4888 | 28387.2018 | 27189.4875
NEM | Gas - Steam | 85573.5811 | 82291.0653 | 77367.0595 | 13352.4628 | 12102.8355 | 12273.8166 | 11264.2255 | 11685.5724 | 9663.6028 | 9418.6613 | 9137.333 | 23783.8851 | 18148.2919 | 47723.2707 | 6792.423 | 6293.7735 | 24610.1815 | 19637.7585 | 5261.4755 | 5269.2555 | 6185.652 | 6639.3065 | 5964.8955 | 5179.857 | 6438.735 | 0 | 0 | 0 | 0
NEM | OCGT / Diesel | 4463.0225 | 1825.8247 | 9310.3623 | 9108.6157 | 1198.516 | 4163.1494 | 2593.0733 | 5922.1084 | 427.6632 | 409.1264 | 2400.2952 | 37105.1768 | 22368.4535 | 30382.7367 | 29121.7368 | 34599.3031 | 138682.7756 | 139866.3967 | 260280.2671 | 274036.9359 | 194040.4743 | 277116.8759 | 348529.4248 | 203675.4093 | 244967.7247 | 325865.9475 | 393700.6117 | 530662.2821 | 475885.1922
NEM | Hydro | 0 | 0 | 0 | 0 | 0 | 0 | 0 | 0 | 0 | 0 | 0 | 0 | 0 | 0 | 0 | 0 | 0 | 0 | 0 | 0 | 0 | 0 | 0 | 0 | 0 | 0 | 0 | 0 | 0
NEM | Wind | 0 | 0 | 0 | 0 | 0 | 0 | 0 | 0 | 0 | 0 | 0 | 0 | 0 | 0 | 0 | 0 | 0 | 0 | 0 | 0 | 0 | 0 | 0 | 0 | 0 | 0 | 0 | 0 | 0
NEM | Solar PV | 0 | 0 | 0 | 0 | 0 | 0 | 0 | 0 | 0 | 0 | 0 | 0 | 0 | 0 | 0 | 0 | 0 | 0 | 0 | 0 | 0 | 0 | 0 | 0 | 0 | 0 | 0 | 0 | 0
NEM | Grid Battery | 0 | 0 | 0 | 0 | 0 | 0 | 0 | 0 | 0 | 0 | 0 | 0 | 0 | 0 | 0 | 0 | 0 | 0 | 0 | 0 | 0 | 0 | 0 | 0 | 0 | 0 | 0 | 0 | 0
NEM | Pumped Hydro | 0 | 0 | 0 | 0 | 0 | 0 | 0 | 0 | 0 | 0 | 0 | 0 | 0 | 0 | 0 | 0 | 0 | 0 | 0 | 0 | 0 | 0 | 0 | 0 | 0 | 0 | 0 | 0 | 0
NEM | VPP | 0 | 0 | 0 | 0 | 0 | 0 | 0 | 0 | 0 | 0 | 0 | 0 | 0 | 0 | 0 | 0 | 0 | 0 | 0 | 0 | 0 | 0 | 0 | 0 | 0 | 0 | 0 | 0 | 0
Total excluding storage |  | 2232449.0406 | 1932184.0734 | 1846044.9026 | 1611512.5355 | 1445810.9491 | 1263955.9156 | 1145121.6791 | 1195725.3762 | 912906.1212 | 864889.1397 | 819128.2757 | 937205.3903 | 927345.4334 | 892629.4452 | 709562.8598 | 637564.7076 | 692390.6374 | 664619.5964 | 695124.1305 | 687999.3098 | 589670.0291 | 617715.1346 | 599403.0642 | 416926.8713 | 398698.1379 | 440286.4134 | 487700.3547 | 592876.0794 | 532568.8319
Region | Technology | 2021-22 | 2022-23 | 2023-24 | 2024-25 | 2025-26 | 2026-27 | 2027-28 | 2028-29 | 2029-30 | 2030-31 | 2031-32 | 2032-33 | 2033-34 | 2034-35 | 2035-36 | 2036-37 | 2037-38 | 2038-39 | 2039-40 | 2040-41 | 2041-42 | 2042-43 | 2043-44 | 2044-45 | 2045-46 | 2046-47 | 2047-48 | 2048-49 | 2049-50
NSW1 | Black Coal | 915065.6535 | 744912.8372 | 700326.711 | 698396.4282 | 581536.4627 | 450475.9093 | 413353.6688 | 481478.6638 | 277972.7458 | 262773.2033 | 233648.0153 | 170515.0686 | 185654.6328 | 162800.1445 | 68856.04 | 78931.7994 | 82494.4746 | 76185.6568 | 67795.1183 | 56832.9283 | 46998.4023 | 0 | 0 | 0 | 0 | 0 | 0 | 0 | 0
NSW1 | Brown Coal | 0 | 0 | 0 | 0 | 0 | 0 | 0 | 0 | 0 | 0 | 0 | 0 | 0 | 0 | 0 | 0 | 0 | 0 | 0 | 0 | 0 | 0 | 0 | 0 | 0 | 0 | 0 | 0 | 0
NSW1 | CCGT | 2333.6911 | 2209.6096 | 6448.5136 | 4069.8881 | 3757.8063 | 3599.0007 | 3490.1631 | 3391.8547 | 3221.1979 | 3098.6029 | 2968.2027 | 47511.2878 | 44088.6153 | 45311.7835 | 44771.8735 | 38924.4953 | 59679.3387 | 62145.7833 | 49721.8903 | 44997.3441 | 41321.7532 | 49199.3781 | 3463.4162 | 0.0081592 | 0.0082749 | 0.0081073 | 0.0077666 | 0.00956 | 0.0087496
NSW1 | Gas - Steam | 0 | 0 | 0 | 0 | 0 | 0 | 0 | 0 | 0 | 0 | 0 | 0 | 0 | 0 | 0 | 0 | 0 | 0 | 0 | 0 | 0 | 0 | 0 | 0 | 0 | 0 | 0 | 0 | 0
NSW1 | OCGT / Diesel | 3.7576 | 0.0027618 | 1344.7417 | 5348.4676 | 429.8567 | 1751.6059 | 529.0403 | 683.6204 | 0.0029034 | 0.0028875 | 0.0030366 | 3125.1947 | 1341.699 | 1907.551 | 9034.6679 | 10239.7785 | 40105.4925 | 60600.0301 | 125070.5895 | 143170.2211 | 64573.4812 | 125512.9625 | 167512.5509 | 92632.497 | 93280.2307 | 125997.1091 | 201894.6683 | 263383.8667 | 237368.2496
NSW1 | Hydro | 0 | 0 | 0 | 0 | 0 | 0 | 0 | 0 | 0 | 0 | 0 | 0 | 0 | 0 | 0 | 0 | 0 | 0 | 0 | 0 | 0 | 0 | 0 | 0 | 0 | 0 | 0 | 0 | 0
NSW1 | Wind | 0 | 0 | 0 | 0 | 0 | 0 | 0 | 0 | 0 | 0 | 0 | 0 | 0 | 0 | 0 | 0 | 0 | 0 | 0 | 0 | 0 | 0 | 0 | 0 | 0 | 0 | 0 | 0 | 0
NSW1 | Solar PV | 0 | 0 | 0 | 0 | 0 | 0 | 0 | 0 | 0 | 0 | 0 | 0 | 0 | 0 | 0 | 0 | 0 | 0 | 0 | 0 | 0 | 0 | 0 | 0 | 0 | 0 | 0 | 0 | 0
NSW1 | Grid Battery | 0 | 0 | 0 | 0 | 0 | 0 | 0 | 0 | 0 | 0 | 0 | 0 | 0 | 0 | 0 | 0 | 0 | 0 | 0 | 0 | 0 | 0 | 0 | 0 | 0 | 0 | 0 | 0 | 0
NSW1 | Pumped Hydro | 0 | 0 | 0 | 0 | 0 | 0 | 0 | 0 | 0 | 0 | 0 | 0 | 0 | 0 | 0 | 0 | 0 | 0 | 0 | 0 | 0 | 0 | 0 | 0 | 0 | 0 | 0 | 0 | 0
NSW1 | VPP | 0 | 0 | 0 | 0 | 0 | 0 | 0 | 0 | 0 | 0 | 0 | 0 | 0 | 0 | 0 | 0 | 0 | 0 | 0 | 0 | 0 | 0 | 0 | 0 | 0 | 0 | 0 | 0 | 0
Total excluding storage |  | 917403.1022 | 747122.4495 | 708119.9663 | 707814.7839 | 585724.1257 | 455826.516 | 417372.8722 | 485554.139 | 281193.9467 | 265871.8091 | 236616.2211 | 221151.5512 | 231084.9471 | 210019.479 | 122662.5815 | 128096.0732 | 182279.3058 | 198931.4702 | 242587.5981 | 245000.4935 | 152893.6367 | 174712.3406 | 170975.9671 | 92632.5052 | 93280.239 | 125997.1172 | 201894.676 | 263383.8763 | 237368.2584
Region | Technology | 2021-22 | 2022-23 | 2023-24 | 2024-25 | 2025-26 | 2026-27 | 2027-28 | 2028-29 | 2029-30 | 2030-31 | 2031-32 | 2032-33 | 2033-34 | 2034-35 | 2035-36 | 2036-37 | 2037-38 | 2038-39 | 2039-40 | 2040-41 | 2041-42 | 2042-43 | 2043-44 | 2044-45 | 2045-46 | 2046-47 | 2047-48 | 2048-49 | 2049-50
QLD1 | Black Coal | 812851.7204 | 716924.7884 | 719301.2069 | 605595.7052 | 580537.3767 | 541178.9257 | 478674.5761 | 462762.3183 | 414653.8072 | 382739.9974 | 361229.6475 | 368567.2365 | 360241.6468 | 328718.5748 | 311434.4316 | 258981.9888 | 186619.4491 | 178323.0226 | 161537.6602 | 155188.5346 | 144037.3426 | 125457.8154 | 96596.8098 | 74381.4784 | 56726.884 | 40090.8383 | 36534.1012 | 33826.5955 | 29494.1521
QLD1 | Brown Coal | 0 | 0 | 0 | 0 | 0 | 0 | 0 | 0 | 0 | 0 | 0 | 0 | 0 | 0 | 0 | 0 | 0 | 0 | 0 | 0 | 0 | 0 | 0 | 0 | 0 | 0 | 0 | 0 | 0
QLD1 | CCGT | 89909.457 | 87629.1647 | 92244.2925 | 103962.3368 | 92411.0128 | 90365.3949 | 85402.3664 | 88437.746 | 73836.055 | 77427.791 | 88994.0797 | 149459.0418 | 160196.8103 | 136598.1322 | 125412.4011 | 106258.2252 | 136223.7238 | 123797.9097 | 95980.5498 | 96457.7626 | 98785.2097 | 104263.7331 | 94952.6738 | 86657.1824 | 46293.4297 | 30884.0854 | 29714.4711 | 28387.1748 | 27189.4625
QLD1 | Gas - Steam | 2287.0618 | 2233.632 | 4294.073 | 4366.879 | 4342.176 | 4170.3955 | 3824.5622 | 3557.9328 | 3422.1965 | 3453.803 | 3454.3455 | 3332.5502 | 3652.732 | 3009.4532 | 2905.379 | 3240.5175 | 7640.5555 | 6065.8155 | 5261.4755 | 5269.2555 | 6185.652 | 6639.3065 | 5964.8955 | 5179.857 | 6438.735 | 0 | 0 | 0 | 0
QLD1 | OCGT / Diesel | 0.0049196 | 0.0048396 | 52.8019 | 2570.7488 | 480.885 | 850.6464 | 1177.3742 | 4066.3892 | 427.643 | 312.2629 | 2334.3582 | 16173.934 | 8820.8205 | 5191.8096 | 4986.736 | 12137.4463 | 57430.0507 | 42517.509 | 67964.3294 | 67210.4518 | 62719.566 | 83300.0101 | 78017.8892 | 70643.4057 | 107365.7692 | 157578.6677 | 136726.1306 | 128265.163 | 103326.683
QLD1 | Hydro | 0 | 0 | 0 | 0 | 0 | 0 | 0 | 0 | 0 | 0 | 0 | 0 | 0 | 0 | 0 | 0 | 0 | 0 | 0 | 0 | 0 | 0 | 0 | 0 | 0 | 0 | 0 | 0 | 0
QLD1 | Wind | 0 | 0 | 0 | 0 | 0 | 0 | 0 | 0 | 0 | 0 | 0 | 0 | 0 | 0 | 0 | 0 | 0 | 0 | 0 | 0 | 0 | 0 | 0 | 0 | 0 | 0 | 0 | 0 | 0
QLD1 | Solar PV | 0 | 0 | 0 | 0 | 0 | 0 | 0 | 0 | 0 | 0 | 0 | 0 | 0 | 0 | 0 | 0 | 0 | 0 | 0 | 0 | 0 | 0 | 0 | 0 | 0 | 0 | 0 | 0 | 0
QLD1 | Grid Battery | 0 | 0 | 0 | 0 | 0 | 0 | 0 | 0 | 0 | 0 | 0 | 0 | 0 | 0 | 0 | 0 | 0 | 0 | 0 | 0 | 0 | 0 | 0 | 0 | 0 | 0 | 0 | 0 | 0
QLD1 | Pumped Hydro | 0 | 0 | 0 | 0 | 0 | 0 | 0 | 0 | 0 | 0 | 0 | 0 | 0 | 0 | 0 | 0 | 0 | 0 | 0 | 0 | 0 | 0 | 0 | 0 | 0 | 0 | 0 | 0 | 0
QLD1 | VPP | 0 | 0 | 0 | 0 | 0 | 0 | 0 | 0 | 0 | 0 | 0 | 0 | 0 | 0 | 0 | 0 | 0 | 0 | 0 | 0 | 0 | 0 | 0 | 0 | 0 | 0 | 0 | 0 | 0
Total excluding storage |  | 905048.2441 | 806787.59 | 815892.3743 | 716495.6698 | 677771.4505 | 636565.3625 | 569078.879 | 558824.3863 | 492339.7017 | 463933.8543 | 456012.4309 | 537532.7625 | 532912.0097 | 473517.9698 | 444738.9477 | 380618.1778 | 387913.7792 | 350704.2568 | 330744.0148 | 324126.0045 | 311727.7703 | 319660.8651 | 275532.2683 | 236861.9236 | 216824.8179 | 228553.5914 | 202974.703 | 190478.9333 | 160010.2976
Region | Technology | 2021-22 | 2022-23 | 2023-24 | 2024-25 | 2025-26 | 2026-27 | 2027-28 | 2028-29 | 2029-30 | 2030-31 | 2031-32 | 2032-33 | 2033-34 | 2034-35 | 2035-36 | 2036-37 | 2037-38 | 2038-39 | 2039-40 | 2040-41 | 2041-42 | 2042-43 | 2043-44 | 2044-45 | 2045-46 | 2046-47 | 2047-48 | 2048-49 | 2049-50
VIC1 | Black Coal | 0 | 0 | 0 | 0 | 0 | 0 | 0 | 0 | 0 | 0 | 0 | 0 | 0 | 0 | 0 | 0 | 0 | 0 | 0 | 0 | 0 | 0 | 0 | 0 | 0 | 0 | 0 | 0 | 0
VIC1 | Brown Coal | 229247.0344 | 209017.7611 | 201256.104 | 146104.7638 | 144766.3565 | 133592.5164 | 123237.0094 | 115830.5 | 108253.1247 | 105214.039 | 97959.5237 | 92093.9031 | 89741.6404 | 83640.5445 | 84160.3918 | 75563.6524 | 64080.6849 | 64663.0599 | 54547.159 | 55216.5392 | 58301.1829 | 55038.0136 | 49895.8327 | 47032.9255 | 44271.3457 | 43445.5239 | 27751.1529 | 0 | 0
VIC1 | CCGT | 0.0014623 | 0.0014338 | 0.0014894 | 0.0016775 | 0.0016172 | 0.0015404 | 0.0015696 | 0.0016565 | 0.0015973 | 0.0015597 | 0.0016446 | 0.0025913 | 0.0024939 | 0.0024759 | 0.0023634 | 0.0022899 | 0.0037088 | 0.0035781 | 0.0047227 | 0.0044286 | 0.0046873 | 0.0046194 | 0.0044449 | 0.0040837 | 0.0041047 | 0.0039589 | 0.0039206 | 0.01066 | 0.0099387
VIC1 | Gas - Steam | 731.4183 | 241.5083 | 815.8665 | 1193.6821 | 292.7568 | 1045.992 | 705.9044 | 1567.6988 | 0.0006113 | 66.3149 | 0.00069689 | 3138.1922 | 1592.3245 | 5210.074 | 3887.044 | 3053.256 | 16969.626 | 13571.943 | 0 | 0 | 0 | 0 | 0 | 0 | 0 | 0 | 0 | 0 | 0
VIC1 | OCGT / Diesel | 696.9944 | 0.0042482 | 748.4091 | 195.5958 | 0.0053817 | 420.7633 | 384.5538 | 32.3956 | 0.0053076 | 0.0052232 | 0.0055085 | 3525.2381 | 2085.3041 | 1920.6367 | 2051.5638 | 888.5704 | 5552.3201 | 1655.3546 | 26826.7382 | 26921.0879 | 11833.1525 | 7042.629 | 25629.3281 | 8368.6991 | 8781.2836 | 6411.3197 | 5199.4034 | 78924.4685 | 79075.0206
VIC1 | Hydro | 0 | 0 | 0 | 0 | 0 | 0 | 0 | 0 | 0 | 0 | 0 | 0 | 0 | 0 | 0 | 0 | 0 | 0 | 0 | 0 | 0 | 0 | 0 | 0 | 0 | 0 | 0 | 0 | 0
VIC1 | Wind | 0 | 0 | 0 | 0 | 0 | 0 | 0 | 0 | 0 | 0 | 0 | 0 | 0 | 0 | 0 | 0 | 0 | 0 | 0 | 0 | 0 | 0 | 0 | 0 | 0 | 0 | 0 | 0 | 0
VIC1 | Solar PV | 0 | 0 | 0 | 0 | 0 | 0 | 0 | 0 | 0 | 0 | 0 | 0 | 0 | 0 | 0 | 0 | 0 | 0 | 0 | 0 | 0 | 0 | 0 | 0 | 0 | 0 | 0 | 0 | 0
VIC1 | Grid Battery | 0 | 0 | 0 | 0 | 0 | 0 | 0 | 0 | 0 | 0 | 0 | 0 | 0 | 0 | 0 | 0 | 0 | 0 | 0 | 0 | 0 | 0 | 0 | 0 | 0 | 0 | 0 | 0 | 0
VIC1 | Pumped Hydro | 0 | 0 | 0 | 0 | 0 | 0 | 0 | 0 | 0 | 0 | 0 | 0 | 0 | 0 | 0 | 0 | 0 | 0 | 0 | 0 | 0 | 0 | 0 | 0 | 0 | 0 | 0 | 0 | 0
VIC1 | VPP | 0 | 0 | 0 | 0 | 0 | 0 | 0 | 0 | 0 | 0 | 0 | 0 | 0 | 0 | 0 | 0 | 0 | 0 | 0 | 0 | 0 | 0 | 0 | 0 | 0 | 0 | 0 | 0 | 0
Total excluding storage |  | 230675.4486 | 209259.2751 | 202820.3811 | 147494.0433 | 145059.1202 | 135059.2732 | 124327.4693 | 117430.596 | 108253.1323 | 105280.3606 | 97959.5316 | 98757.336 | 93419.2715 | 90771.2576 | 90099.0019 | 79505.4811 | 86602.6347 | 79890.3611 | 81373.902 | 82137.6316 | 70134.3401 | 62080.6472 | 75525.1652 | 55401.6288 | 53052.6334 | 49856.8476 | 32950.5603 | 78924.4792 | 79075.0305
Region | Technology | 2021-22 | 2022-23 | 2023-24 | 2024-25 | 2025-26 | 2026-27 | 2027-28 | 2028-29 | 2029-30 | 2030-31 | 2031-32 | 2032-33 | 2033-34 | 2034-35 | 2035-36 | 2036-37 | 2037-38 | 2038-39 | 2039-40 | 2040-41 | 2041-42 | 2042-43 | 2043-44 | 2044-45 | 2045-46 | 2046-47 | 2047-48 | 2048-49 | 2049-50
SA1 | Black Coal | 0 | 0 | 0 | 0 | 0 | 0 | 0 | 0 | 0 | 0 | 0 | 0 | 0 | 0 | 0 | 0 | 0 | 0 | 0 | 0 | 0 | 0 | 0 | 0 | 0 | 0 | 0 | 0 | 0
SA1 | Brown Coal | 0 | 0 | 0 | 0 | 0 | 0 | 0 | 0 | 0 | 0 | 0 | 0 | 0 | 0 | 0 | 0 | 0 | 0 | 0 | 0 | 0 | 0 | 0 | 0 | 0 | 0 | 0 | 0 | 0
SA1 | CCGT | 93004.8776 | 87373.0195 | 39790.6498 | 30922.3317 | 29500.5797 | 28307.1996 | 27106.5936 | 26216.6097 | 24877.9216 | 23807.7156 | 22791.1757 | 48169.7867 | 46905.3386 | 57454.2546 | 39013.5585 | 38011.4664 | 0.0042334 | 0.0040457 | 0.0043241 | 0.0040438 | 0.0060667 | 0.0059965 | 0.0058013 | 0.0051449 | 0.0051645 | 0.0050061 | 0.0047966 | 0.0055612 | 0.0051386
SA1 | Gas - Steam | 82555.101 | 79815.925 | 72257.12 | 7791.9017 | 7467.9028 | 7057.4291 | 6733.7589 | 6559.9408 | 6241.4057 | 5898.5435 | 5682.9868 | 17313.1427 | 12903.2354 | 39503.7435 | 0 | 0 | 0 | 0 | 0 | 0 | 0 | 0 | 0 | 0 | 0 | 0 | 0 | 0 | 0
SA1 | OCGT / Diesel | 3762.2638 | 1825.8111 | 7164.4078 | 993.8018 | 287.7672 | 1140.1321 | 502.1033 | 1139.7014 | 0.010318 | 96.8537 | 65.9269 | 14280.8083 | 10120.6283 | 21362.7378 | 13048.7674 | 11333.5062 | 35594.9107 | 35093.5014 | 40418.6085 | 36735.1738 | 54910.4471 | 61261.2731 | 77369.6554 | 32030.8061 | 35540.4399 | 35878.8497 | 49880.4082 | 60077.3879 | 56115.2378
SA1 | Hydro | 0 | 0 | 0 | 0 | 0 | 0 | 0 | 0 | 0 | 0 | 0 | 0 | 0 | 0 | 0 | 0 | 0 | 0 | 0 | 0 | 0 | 0 | 0 | 0 | 0 | 0 | 0 | 0 | 0
SA1 | Wind | 0 | 0 | 0 | 0 | 0 | 0 | 0 | 0 | 0 | 0 | 0 | 0 | 0 | 0 | 0 | 0 | 0 | 0 | 0 | 0 | 0 | 0 | 0 | 0 | 0 | 0 | 0 | 0 | 0
SA1 | Solar PV | 0 | 0 | 0 | 0 | 0 | 0 | 0 | 0 | 0 | 0 | 0 | 0 | 0 | 0 | 0 | 0 | 0 | 0 | 0 | 0 | 0 | 0 | 0 | 0 | 0 | 0 | 0 | 0 | 0
SA1 | Grid Battery | 0 | 0 | 0 | 0 | 0 | 0 | 0 | 0 | 0 | 0 | 0 | 0 | 0 | 0 | 0 | 0 | 0 | 0 | 0 | 0 | 0 | 0 | 0 | 0 | 0 | 0 | 0 | 0 | 0
SA1 | Pumped Hydro | 0 | 0 | 0 | 0 | 0 | 0 | 0 | 0 | 0 | 0 | 0 | 0 | 0 | 0 | 0 | 0 | 0 | 0 | 0 | 0 | 0 | 0 | 0 | 0 | 0 | 0 | 0 | 0 | 0
SA1 | VPP | 0 | 0 | 0 | 0 | 0 | 0 | 0 | 0 | 0 | 0 | 0 | 0 | 0 | 0 | 0 | 0 | 0 | 0 | 0 | 0 | 0 | 0 | 0 | 0 | 0 | 0 | 0 | 0 | 0
Total excluding storage |  | 179322.2424 | 169014.7556 | 119212.1776 | 39708.0353 | 37256.2497 | 36504.7609 | 34342.4557 | 33916.2519 | 31119.3376 | 29803.1127 | 28540.0893 | 79763.7377 | 69929.2023 | 118320.7359 | 52062.3259 | 49344.9727 | 35594.9149 | 35093.5055 | 40418.6128 | 36735.1778 | 54910.4532 | 61261.2791 | 77369.6612 | 32030.8112 | 35540.4451 | 35878.8547 | 49880.413 | 60077.3934 | 56115.2429
Region | Technology | 2021-22 | 2022-23 | 2023-24 | 2024-25 | 2025-26 | 2026-27 | 2027-28 | 2028-29 | 2029-30 | 2030-31 | 2031-32 | 2032-33 | 2033-34 | 2034-35 | 2035-36 | 2036-37 | 2037-38 | 2038-39 | 2039-40 | 2040-41 | 2041-42 | 2042-43 | 2043-44 | 2044-45 | 2045-46 | 2046-47 | 2047-48 | 2048-49 | 2049-50
TAS1 | Black Coal | 0 | 0 | 0 | 0 | 0 | 0 | 0 | 0 | 0 | 0 | 0 | 0 | 0 | 0 | 0 | 0 | 0 | 0 | 0 | 0 | 0 | 0 | 0 | 0 | 0 | 0 | 0 | 0 | 0
TAS1 | Brown Coal | 0 | 0 | 0 | 0 | 0 | 0 | 0 | 0 | 0 | 0 | 0 | 0 | 0 | 0 | 0 | 0 | 0 | 0 | 0 | 0 | 0 | 0 | 0 | 0 | 0 | 0 | 0 | 0 | 0
TAS1 | CCGT | 0.0015202 | 0.0014755 | 0.0014791 | 0.00144 | 0.0013677 | 0.0013165 | 0.00131 | 0.0013089 | 0.0013173 | 0.0013071 | 0.0012648 | 0.0012621 | 0.0012588 | 0.0012491 | 0.0012504 | 0.0012446 | 0.0012486 | 0.0012445 | 0.0013075 | 0.001257 | 0.0012908 | 0.0012512 | 0.0012481 | 0.0012456 | 0.0012388 | 0.0012429 | 0.0012461 | 0.0012585 | 0.0012399
TAS1 | Gas - Steam | 0 | 0 | 0 | 0 | 0 | 0 | 0 | 0 | 0 | 0 | 0 | 0 | 0 | 0 | 0 | 0 | 0 | 0 | 0 | 0 | 0 | 0 | 0 | 0 | 0 | 0 | 0 | 0 | 0
TAS1 | OCGT / Diesel | 0.0018418 | 0.0017498 | 0.0018013 | 0.001781 | 0.0016691 | 0.0016743 | 0.0016698 | 0.0016723 | 0.0016907 | 0.0016849 | 0.0016127 | 0.0016232 | 0.0016143 | 0.0016069 | 0.0016063 | 0.0015947 | 0.001608 | 0.0015829 | 0.0016057 | 0.0012881 | 3.8275 | 0.0012766 | 0.0012775 | 0.0012689 | 0.0012518 | 0.001263 | 0.0012687 | 11.3959 | 0.0012567
TAS1 | Hydro | 0 | 0 | 0 | 0 | 0 | 0 | 0 | 0 | 0 | 0 | 0 | 0 | 0 | 0 | 0 | 0 | 0 | 0 | 0 | 0 | 0 | 0 | 0 | 0 | 0 | 0 | 0 | 0 | 0
TAS1 | Wind | 0 | 0 | 0 | 0 | 0 | 0 | 0 | 0 | 0 | 0 | 0 | 0 | 0 | 0 | 0 | 0 | 0 | 0 | 0 | 0 | 0 | 0 | 0 | 0 | 0 | 0 | 0 | 0 | 0
TAS1 | Solar PV | 0 | 0 | 0 | 0 | 0 | 0 | 0 | 0 | 0 | 0 | 0 | 0 | 0 | 0 | 0 | 0 | 0 | 0 | 0 | 0 | 0 | 0 | 0 | 0 | 0 | 0 | 0 | 0 | 0
TAS1 | Grid Battery | 0 | 0 | 0 | 0 | 0 | 0 | 0 | 0 | 0 | 0 | 0 | 0 | 0 | 0 | 0 | 0 | 0 | 0 | 0 | 0 | 0 | 0 | 0 | 0 | 0 | 0 | 0 | 0 | 0
TAS1 | Pumped Hydro | 0 | 0 | 0 | 0 | 0 | 0 | 0 | 0 | 0 | 0 | 0 | 0 | 0 | 0 | 0 | 0 | 0 | 0 | 0 | 0 | 0 | 0 | 0 | 0 | 0 | 0 | 0 | 0 | 0
TAS1 | VPP | 0 | 0 | 0 | 0 | 0 | 0 | 0 | 0 | 0 | 0 | 0 | 0 | 0 | 0 | 0 | 0 | 0 | 0 | 0 | 0 | 0 | 0 | 0 | 0 | 0 | 0 | 0 | 0 | 0
Total excluding storage |  | 0.0033621 | 0.0032253 | 0.0032804 | 0.0032209 | 0.0030368 | 0.0029908 | 0.0029798 | 0.0029812 | 0.003008 | 0.002992 | 0.0028775 | 0.0028853 | 0.0028732 | 0.0028559 | 0.0028567 | 0.0028393 | 0.0028567 | 0.0028275 | 0.0029132 | 0.0025452 | 3.8288 | 0.0025279 | 0.0025256 | 0.0025145 | 0.0024906 | 0.0025059 | 0.0025148 | 11.3972 | 0.0024965

## BaseCase_Build Cost
New generation build cost (CAPEX) by technology ($000s) - Base Case, High DER Scenario
CAPEX (Install) | Real June 2020 dollars discounted to 1 July 2020. The total capital costs are annualised for modelling purposes.
Explicitly modelled generation
Region | Technology | 2021-22 | 2022-23 | 2023-24 | 2024-25 | 2025-26 | 2026-27 | 2027-28 | 2028-29 | 2029-30 | 2030-31 | 2031-32 | 2032-33 | 2033-34 | 2034-35 | 2035-36 | 2036-37 | 2037-38 | 2038-39 | 2039-40 | 2040-41 | 2041-42 | 2042-43 | 2043-44 | 2044-45 | 2045-46 | 2046-47 | 2047-48 | 2048-49 | 2049-50
NEM | Black Coal | 0 | 0 | 0 | 0 | 0 | 0 | 0 | 0 | 0 | 0 | 0 | 0 | 0 | 0 | 0 | 0 | 0 | 0 | 0 | 0 | 0 | 0 | 0 | 0 | 0 | 0 | 0 | 0 | 0
NEM | Brown Coal | 0 | 0 | 0 | 0 | 0 | 0 | 0 | 0 | 0 | 0 | 0 | 0 | 0 | 0 | 0 | 0 | 0 | 0 | 0 | 0 | 0 | 0 | 0 | 0 | 0 | 0 | 0 | 0 | 0
NEM | CCGT | 0.0023075 | 0.0022321 | 0.0023297 | 0.0024195 | 0.0023087 | 0.0022029 | 0.0021443 | 0.0022321 | 0.0021421 | 0.0020615 | 0.0021489 | 0.0030453 | 0.0029654 | 0.0029474 | 0.0028298 | 0.0027936 | 0.0050131 | 0.0047943 | 0.0058817 | 0.0055966 | 0.0069743 | 0.0071529 | 0.006854 | 0.0065653 | 0.0063718 | 0.0053841 | 0.0051778 | 0.0070921 | 0.0067124
NEM | Gas - Steam | 0 | 0 | 0 | 0 | 0 | 0 | 0 | 0 | 0 | 0 | 0 | 0 | 0 | 0 | 0 | 0 | 0 | 0 | 0 | 0 | 0 | 0 | 0 | 0 | 0 | 0 | 0 | 0 | 0
NEM | OCGT / Diesel | 0.0065816 | 0.00644 | 0.0061615 | 0.0058629 | 0.0055943 | 0.0053381 | 0.0051072 | 0.0050078 | 0.0049623 | 0.0049658 | 0.0050249 | 0.0057501 | 0.0055742 | 0.005418 | 0.0053461 | 0.0053488 | 0.0086434 | 0.0082945 | 19346.5556 | 18408.8331 | 28713.687 | 28765.584 | 27521.509 | 70326.7384 | 77134.0442 | 102414.5037 | 97985.2062 | 115277.526 | 109997.6394
NEM | Hydro | 0 | 0 | 0 | 0 | 0 | 0 | 0 | 0 | 0 | 0 | 0 | 0 | 0 | 0 | 0 | 0 | 0 | 0 | 0 | 0 | 0 | 0 | 0 | 0 | 0 | 0 | 0 | 0 | 0
NEM | Wind | 0.075223 | 90911.1435 | 188682.0607 | 303347.9441 | 400513.4857 | 478101.0263 | 597431.68 | 684637.5996 | 986510.4859 | 951953.6553 | 920905.7989 | 935501.9456 | 934490.4315 | 916544.658 | 914099.1317 | 966713.7018 | 1214751.8621 | 1189529.0294 | 1165891.4582 | 1115708.5646 | 1167366.5712 | 1210496.3103 | 1190175.4349 | 1142382.4941 | 1143279.3637 | 1172025.8866 | 1135762.9104 | 1083724.5905 | 1062613.0794
NEM | Solar PV | 0.0077165 | 0.012001 | 0.013003 | 0.014476 | 0.01646 | 0.016434 | 0.021715 | 10383.5973 | 155608.254 | 148481.159 | 142059.5382 | 135173.9528 | 128982.7804 | 123075.1734 | 117752.3282 | 112044.9043 | 112956.6628 | 107783.0753 | 103121.594 | 98123.325 | 97870.4217 | 171468.0861 | 172163.7556 | 163819.0232 | 156315.8665 | 209117.4765 | 206255.9907 | 229053.674 | 232193.3794
NEM | Grid Battery | 0.01362 | 0.01326 | 0.012687 | 0.012072 | 0.011678 | 0.011733 | 0.01237 | 0.013558 | 0.026532 | 0.02586 | 0.025237 | 0.029322 | 0.029707 | 0.028633 | 0.028172 | 0.028526 | 0.052618 | 0.050356 | 0.053518 | 0.051023 | 0.24103 | 0.23033 | 0.22041 | 2880.1352 | 2748.2207 | 7047.3518 | 6742.5626 | 6415.7596 | 6121.9031
NEM | Pumped Hydro | 0 | 0 | 0.019663 | 0.020712 | 0.020236 | 0.020204 | 0.020154 | 0.020805 | 241735.9802 | 230664.104 | 220688.1751 | 209991.4858 | 200373.5607 | 191196.1459 | 182927.1557 | 174060.7259 | 244213.2378 | 233027.8989 | 222949.7536 | 212143.4371 | 216863.8495 | 262879.8218 | 251510.6027 | 239319.952 | 228358.7329 | 281122.0337 | 268963.8622 | 287395.1065 | 274231.974
NEM | VPP | 0 | 0 | 0 | 0 | 0 | 0 | 0 | 0 | 0 | 0 | 0 | 0 | 0 | 0 | 0 | 0 | 0 | 0 | 0 | 0 | 0 | 0 | 0 | 0 | 0 | 0 | 0 | 0 | 0
Total excluding storage |  | 0.091829 | 90911.1642 | 188682.0822 | 303347.9669 | 400513.51 | 478101.0503 | 597431.709 | 695021.2041 | 1142118.747 | 1100434.8213 | 1062965.3442 | 1070675.9072 | 1063473.2204 | 1039619.8398 | 1031851.468 | 1078758.6142 | 1327708.5385 | 1297312.1178 | 1288359.6137 | 1232240.7284 | 1293950.6869 | 1410729.9875 | 1389860.7064 | 1376528.2624 | 1376729.2808 | 1483557.8722 | 1440004.1125 | 1428055.7976 | 1404804.1049
Region | Technology | 2021-22 | 2022-23 | 2023-24 | 2024-25 | 2025-26 | 2026-27 | 2027-28 | 2028-29 | 2029-30 | 2030-31 | 2031-32 | 2032-33 | 2033-34 | 2034-35 | 2035-36 | 2036-37 | 2037-38 | 2038-39 | 2039-40 | 2040-41 | 2041-42 | 2042-43 | 2043-44 | 2044-45 | 2045-46 | 2046-47 | 2047-48 | 2048-49 | 2049-50
NSW1 | Black Coal | 0 | 0 | 0 | 0 | 0 | 0 | 0 | 0 | 0 | 0 | 0 | 0 | 0 | 0 | 0 | 0 | 0 | 0 | 0 | 0 | 0 | 0 | 0 | 0 | 0 | 0 | 0 | 0 | 0
NSW1 | Brown Coal | 0 | 0 | 0 | 0 | 0 | 0 | 0 | 0 | 0 | 0 | 0 | 0 | 0 | 0 | 0 | 0 | 0 | 0 | 0 | 0 | 0 | 0 | 0 | 0 | 0 | 0 | 0 | 0 | 0
NSW1 | CCGT | 0.00048139 | 0.00047361 | 0.00049073 | 0.0005206 | 0.00049676 | 0.00047401 | 0.00045351 | 0.00046567 | 0.00044434 | 0.00042399 | 0.00044314 | 0.00070072 | 0.00066863 | 0.00069844 | 0.00066824 | 0.00066048 | 0.0016153 | 0.0015413 | 0.0018545 | 0.0017646 | 0.0025607 | 0.0024528 | 0.0023467 | 0.002233 | 0.0021307 | 0.0018841 | 0.0018038 | 0.0022226 | 0.0021042
NSW1 | Gas - Steam | 0 | 0 | 0 | 0 | 0 | 0 | 0 | 0 | 0 | 0 | 0 | 0 | 0 | 0 | 0 | 0 | 0 | 0 | 0 | 0 | 0 | 0 | 0 | 0 | 0 | 0 | 0 | 0 | 0
NSW1 | OCGT / Diesel | 0.0013118 | 0.001299 | 0.0012429 | 0.0011826 | 0.0011284 | 0.0010768 | 0.0010302 | 0.0010009 | 0.00099078 | 0.00099125 | 0.0010024 | 0.0012139 | 0.0011583 | 0.0011213 | 0.0010957 | 0.001085 | 0.0021794 | 0.0020796 | 12238.5306 | 11645.3322 | 12326.9417 | 11762.3489 | 11253.6422 | 46799.4133 | 44655.9287 | 42610.6186 | 40767.7633 | 46457.1148 | 44329.308
NSW1 | Hydro | 0 | 0 | 0 | 0 | 0 | 0 | 0 | 0 | 0 | 0 | 0 | 0 | 0 | 0 | 0 | 0 | 0 | 0 | 0 | 0 | 0 | 0 | 0 | 0 | 0 | 0 | 0 | 0 | 0
NSW1 | Wind | 0.013493 | 90911.0836 | 173256.1823 | 246311.8553 | 314919.9239 | 379360.7224 | 438043.0487 | 471626.5313 | 720239.408 | 687251.3432 | 657528.5933 | 625658.3535 | 597002.2454 | 569658.6309 | 545021.617 | 518604.5615 | 500272.3165 | 481658.1331 | 471497.7428 | 448644.3709 | 498188.0572 | 492031.8731 | 470752.118 | 447934.8853 | 443278.7807 | 422975.9326 | 386889.4297 | 350625.8448 | 309358.4247
NSW1 | Solar PV | 0.0017106 | 0.0039535 | 0.0040338 | 0.0045685 | 0.0069823 | 0.0072712 | 0.010781 | 10383.5863 | 155608.2403 | 148481.1452 | 142059.5238 | 135173.9357 | 128982.763 | 123075.1555 | 117752.3109 | 112044.8871 | 111996.5797 | 106866.9653 | 102245.1045 | 97289.3109 | 92833.3119 | 126382.0277 | 125362.7229 | 119286.4243 | 113822.9239 | 139544.4086 | 133897.1066 | 134324.224 | 137973.2078
NSW1 | Grid Battery | 0.0043884 | 0.0043235 | 0.0041365 | 0.003936 | 0.0037558 | 0.0037901 | 0.0039581 | 0.0042174 | 0.014474 | 0.013935 | 0.013422 | 0.01377 | 0.013147 | 0.012558 | 0.01221 | 0.011993 | 0.012717 | 0.012145 | 0.013879 | 0.013224 | 0.017937 | 0.017086 | 0.016359 | 0.016251 | 0.015518 | 0.014753 | 0.014013 | 0.017448 | 0.012634
NSW1 | Pumped Hydro | 0 | 0 | 0.005399 | 0.0058146 | 0.0055483 | 0.0054799 | 0.0056002 | 0.0057817 | 241735.9655 | 230664.0893 | 220688.1598 | 209991.4633 | 200373.5337 | 191196.1198 | 182927.13 | 174060.7 | 166088.4558 | 158481.3509 | 151627.2361 | 144277.9034 | 137669.7577 | 131364.2726 | 125682.9342 | 119591.1151 | 114113.6594 | 108887.0796 | 104177.8513 | 99128.378 | 94588.1469
NSW1 | VPP | 0 | 0 | 0 | 0 | 0 | 0 | 0 | 0 | 0 | 0 | 0 | 0 | 0 | 0 | 0 | 0 | 0 | 0 | 0 | 0 | 0 | 0 | 0 | 0 | 0 | 0 | 0 | 0 | 0
Total excluding storage |  | 0.016996 | 90911.0893 | 173256.188 | 246311.8615 | 314919.9325 | 379360.7312 | 438043.061 | 482010.1191 | 875847.6497 | 835732.4899 | 799588.1185 | 760832.291 | 725985.0102 | 692733.7882 | 662773.9297 | 630649.4503 | 612268.9 | 588525.1021 | 585981.3797 | 557579.0157 | 603348.3133 | 630176.2522 | 607368.4854 | 614020.7251 | 601757.6354 | 605130.9617 | 561554.3014 | 531407.1859 | 491660.9427
Region | Technology | 2021-22 | 2022-23 | 2023-24 | 2024-25 | 2025-26 | 2026-27 | 2027-28 | 2028-29 | 2029-30 | 2030-31 | 2031-32 | 2032-33 | 2033-34 | 2034-35 | 2035-36 | 2036-37 | 2037-38 | 2038-39 | 2039-40 | 2040-41 | 2041-42 | 2042-43 | 2043-44 | 2044-45 | 2045-46 | 2046-47 | 2047-48 | 2048-49 | 2049-50
QLD1 | Black Coal | 0 | 0 | 0 | 0 | 0 | 0 | 0 | 0 | 0 | 0 | 0 | 0 | 0 | 0 | 0 | 0 | 0 | 0 | 0 | 0 | 0 | 0 | 0 | 0 | 0 | 0 | 0 | 0 | 0
QLD1 | Brown Coal | 0 | 0 | 0 | 0 | 0 | 0 | 0 | 0 | 0 | 0 | 0 | 0 | 0 | 0 | 0 | 0 | 0 | 0 | 0 | 0 | 0 | 0 | 0 | 0 | 0 | 0 | 0 | 0 | 0
QLD1 | CCGT | 0.00052924 | 0.00052106 | 0.00053198 | 0.00059492 | 0.00056767 | 0.00054167 | 0.00051824 | 0.00055592 | 0.00053046 | 0.00051535 | 0.00056092 | 0.00074127 | 0.00075666 | 0.000722 | 0.00069077 | 0.00071419 | 0.0012222 | 0.0011662 | 0.0015746 | 0.0014983 | 0.0015099 | 0.0019294 | 0.0018459 | 0.0017565 | 0.0017729 | 0.0015337 | 0.0014624 | 0.0013811 | 0.0012904
QLD1 | Gas - Steam | 0 | 0 | 0 | 0 | 0 | 0 | 0 | 0 | 0 | 0 | 0 | 0 | 0 | 0 | 0 | 0 | 0 | 0 | 0 | 0 | 0 | 0 | 0 | 0 | 0 | 0 | 0 | 0 | 0
QLD1 | OCGT / Diesel | 0.0013304 | 0.0013139 | 0.0012571 | 0.0011961 | 0.0011414 | 0.0010891 | 0.001042 | 0.0010398 | 0.0010209 | 0.0010232 | 0.0010496 | 0.0011577 | 0.0011546 | 0.0011252 | 0.0011179 | 0.0011588 | 0.0016082 | 0.0015346 | 7108.0155 | 6763.4918 | 6453.7136 | 7525.1513 | 7199.6981 | 6850.7306 | 16565.3345 | 44619.9349 | 42690.1792 | 44055.6415 | 42037.8258
QLD1 | Hydro | 0 | 0 | 0 | 0 | 0 | 0 | 0 | 0 | 0 | 0 | 0 | 0 | 0 | 0 | 0 | 0 | 0 | 0 | 0 | 0 | 0 | 0 | 0 | 0 | 0 | 0 | 0 | 0 | 0
QLD1 | Wind | 0.025689 | 0.025191 | 0.025144 | 27786.6676 | 43858.3561 | 45760.4208 | 96173.1238 | 141002.6967 | 186300.829 | 177767.9665 | 170079.7271 | 161836.0075 | 154955.8401 | 164202.2597 | 157100.7204 | 195087.316 | 302568.4165 | 288710.321 | 276223.9653 | 262835.4616 | 272265.8033 | 315568.65 | 301920.7061 | 295710.4544 | 296655.3537 | 307259.2003 | 293970.6289 | 279721.9487 | 303414.7293
QLD1 | Solar PV | 0.0025477 | 0.0035625 | 0.0038151 | 0.0040637 | 0.0038776 | 0.0037622 | 0.0050983 | 0.0048937 | 0.0075538 | 0.0072078 | 0.0068961 | 0.0065618 | 0.0062812 | 0.0059935 | 0.0057374 | 0.0054776 | 960.0646 | 916.0922 | 876.4724 | 833.9973 | 5037.0938 | 45086.0403 | 43136.1262 | 41045.3294 | 39165.3908 | 66397.9077 | 63526.282 | 60447.1795 | 57678.6063
QLD1 | Grid Battery | 0.002279 | 0.0021746 | 0.0020806 | 0.0019798 | 0.001937 | 0.0018585 | 0.0021864 | 0.0026391 | 0.003216 | 0.0031784 | 0.003169 | 0.0044891 | 0.0059532 | 0.0056999 | 0.0054729 | 0.005233 | 0.023695 | 0.022617 | 0.02165 | 0.020618 | 0.063394 | 0.060868 | 0.058239 | 1213.0333 | 1157.4745 | 5529.4642 | 5290.3217 | 5033.901 | 4803.3404
QLD1 | Pumped Hydro | 0 | 0 | 0.0027188 | 0.0031721 | 0.0030722 | 0.0030878 | 0.0031152 | 0.0034418 | 0.0033112 | 0.0033311 | 0.0035508 | 0.0072149 | 0.012215 | 0.011669 | 0.011208 | 0.010699 | 78124.7476 | 74546.5149 | 71322.4726 | 67865.4909 | 73007.6173 | 125612.4246 | 120179.8464 | 114354.7605 | 109117.1379 | 167341.8855 | 160104.561 | 152344.3345 | 145366.7335
QLD1 | VPP | 0 | 0 | 0 | 0 | 0 | 0 | 0 | 0 | 0 | 0 | 0 | 0 | 0 | 0 | 0 | 0 | 0 | 0 | 0 | 0 | 0 | 0 | 0 | 0 | 0 | 0 | 0 | 0 | 0
Total excluding storage |  | 0.030096 | 0.030589 | 0.030748 | 27786.6735 | 43858.3617 | 45760.4262 | 96173.1305 | 141002.7032 | 186300.8381 | 177767.9752 | 170079.7357 | 161836.0159 | 154955.8483 | 164202.2676 | 157100.7279 | 195087.3233 | 303528.4839 | 289626.4159 | 284208.4548 | 270432.9523 | 283756.6121 | 368179.8435 | 352256.5322 | 343606.5161 | 352386.0807 | 418277.0444 | 400187.0916 | 384224.771 | 403131.1627
Region | Technology | 2021-22 | 2022-23 | 2023-24 | 2024-25 | 2025-26 | 2026-27 | 2027-28 | 2028-29 | 2029-30 | 2030-31 | 2031-32 | 2032-33 | 2033-34 | 2034-35 | 2035-36 | 2036-37 | 2037-38 | 2038-39 | 2039-40 | 2040-41 | 2041-42 | 2042-43 | 2043-44 | 2044-45 | 2045-46 | 2046-47 | 2047-48 | 2048-49 | 2049-50
VIC1 | Black Coal | 0 | 0 | 0 | 0 | 0 | 0 | 0 | 0 | 0 | 0 | 0 | 0 | 0 | 0 | 0 | 0 | 0 | 0 | 0 | 0 | 0 | 0 | 0 | 0 | 0 | 0 | 0 | 0 | 0
VIC1 | Brown Coal | 0 | 0 | 0 | 0 | 0 | 0 | 0 | 0 | 0 | 0 | 0 | 0 | 0 | 0 | 0 | 0 | 0 | 0 | 0 | 0 | 0 | 0 | 0 | 0 | 0 | 0 | 0 | 0 | 0
VIC1 | CCGT | 0.00045139 | 0.00043071 | 0.00042971 | 0.00046923 | 0.00044774 | 0.00042723 | 0.00043502 | 0.00045061 | 0.00042997 | 0.00041027 | 0.00042395 | 0.00064145 | 0.00061207 | 0.00059252 | 0.00056689 | 0.00053942 | 0.00085749 | 0.00081822 | 0.0010903 | 0.0010375 | 0.0010909 | 0.0010409 | 0.00099592 | 0.00097895 | 0.00093412 | 0.00075164 | 0.00073769 | 0.0021675 | 0.0020496
VIC1 | Gas - Steam | 0 | 0 | 0 | 0 | 0 | 0 | 0 | 0 | 0 | 0 | 0 | 0 | 0 | 0 | 0 | 0 | 0 | 0 | 0 | 0 | 0 | 0 | 0 | 0 | 0 | 0 | 0 | 0 | 0
VIC1 | OCGT / Diesel | 0.0013189 | 0.0012832 | 0.0012277 | 0.0011682 | 0.0011147 | 0.0010636 | 0.0010176 | 0.00099916 | 0.00099184 | 0.00099074 | 0.00099987 | 0.0011834 | 0.0011292 | 0.0010832 | 0.0010522 | 0.0010344 | 0.0015652 | 0.0014935 | 0.002282 | 0.0021714 | 0.0033821 | 0.0032272 | 0.0030982 | 0.013718 | 0.01309 | 0.012082 | 0.011554 | 10941.6497 | 10440.5055
VIC1 | Hydro | 0 | 0 | 0 | 0 | 0 | 0 | 0 | 0 | 0 | 0 | 0 | 0 | 0 | 0 | 0 | 0 | 0 | 0 | 0 | 0 | 0 | 0 | 0 | 0 | 0 | 0 | 0 | 0 | 0
VIC1 | Wind | 0.0091105 | 0.0089019 | 0.0089813 | 0.010488 | 0.010007 | 0.0095489 | 0.0098347 | 0.010691 | 0.010288 | 0.010063 | 0.010756 | 13324.4339 | 44959.6722 | 42900.4972 | 41901.2677 | 70655.088 | 183970.5658 | 175544.4534 | 167953.9467 | 159813.2666 | 163691.8399 | 180356.7873 | 204588.1314 | 194671.7979 | 198883.5552 | 242960.127 | 264671.3946 | 263466.4697 | 273137.299
VIC1 | Solar PV | 0.00072301 | 0.00080653 | 0.00083007 | 0.0013896 | 0.0013259 | 0.0012652 | 0.0013957 | 0.0014441 | 0.001443 | 0.0015146 | 0.0016553 | 0.0025106 | 0.002657 | 0.0027702 | 0.0026802 | 0.0028508 | 0.0059815 | 0.0057207 | 0.0054927 | 0.0052391 | 0.0050301 | 0.0067088 | 0.0065374 | 0.0062205 | 0.010191 | 0.025787 | 5794.7887 | 31391.6989 | 29953.9113
VIC1 | Grid Battery | 0.0022793 | 0.0022581 | 0.0021605 | 0.0020557 | 0.002007 | 0.0020617 | 0.0020783 | 0.0022195 | 0.0029634 | 0.0029455 | 0.0029073 | 0.0039841 | 0.0038089 | 0.0036489 | 0.0036688 | 0.0039607 | 0.005605 | 0.0053634 | 0.0064229 | 0.0061284 | 0.01317 | 0.01255 | 0.012011 | 0.011456 | 0.010924 | 0.010386 | 0.0099119 | 0.012556 | 0.011677
VIC1 | Pumped Hydro | 0 | 0 | 0.0030307 | 0.0034168 | 0.0032871 | 0.0033708 | 0.003225 | 0.0032786 | 0.0031815 | 0.0031211 | 0.0032776 | 0.0056673 | 0.0054201 | 0.0051718 | 0.0049921 | 0.0054818 | 0.022386 | 0.021387 | 0.03219 | 0.03063 | 6186.4593 | 5903.1101 | 5647.808 | 5374.0603 | 5127.9202 | 4893.0536 | 4681.4353 | 35922.3794 | 34277.0795
VIC1 | VPP | 0 | 0 | 0 | 0 | 0 | 0 | 0 | 0 | 0 | 0 | 0 | 0 | 0 | 0 | 0 | 0 | 0 | 0 | 0 | 0 | 0 | 0 | 0 | 0 | 0 | 0 | 0 | 0 | 0
Total excluding storage |  | 0.011604 | 0.011422 | 0.011469 | 0.013515 | 0.012896 | 0.012305 | 0.012683 | 0.013585 | 0.013153 | 0.012978 | 0.013835 | 13324.4383 | 44959.6766 | 42900.5016 | 41901.272 | 70655.0924 | 183970.5742 | 175544.4614 | 167953.9555 | 159813.2751 | 163691.8494 | 180356.7983 | 204588.142 | 194671.8188 | 198883.5794 | 242960.1657 | 270466.1956 | 305799.8204 | 313531.7178
Region | Technology | 2021-22 | 2022-23 | 2023-24 | 2024-25 | 2025-26 | 2026-27 | 2027-28 | 2028-29 | 2029-30 | 2030-31 | 2031-32 | 2032-33 | 2033-34 | 2034-35 | 2035-36 | 2036-37 | 2037-38 | 2038-39 | 2039-40 | 2040-41 | 2041-42 | 2042-43 | 2043-44 | 2044-45 | 2045-46 | 2046-47 | 2047-48 | 2048-49 | 2049-50
SA1 | Black Coal | 0 | 0 | 0 | 0 | 0 | 0 | 0 | 0 | 0 | 0 | 0 | 0 | 0 | 0 | 0 | 0 | 0 | 0 | 0 | 0 | 0 | 0 | 0 | 0 | 0 | 0 | 0 | 0 | 0
SA1 | Brown Coal | 0 | 0 | 0 | 0 | 0 | 0 | 0 | 0 | 0 | 0 | 0 | 0 | 0 | 0 | 0 | 0 | 0 | 0 | 0 | 0 | 0 | 0 | 0 | 0 | 0 | 0 | 0 | 0 | 0
SA1 | CCGT | 0.00044309 | 0.0004228 | 0.00050991 | 0.0004852 | 0.00046298 | 0.00044177 | 0.00042267 | 0.00044797 | 0.00042745 | 0.00041627 | 0.00043801 | 0.00068289 | 0.00065162 | 0.00066232 | 0.00063367 | 0.00061226 | 0.0010509 | 0.0010028 | 0.001081 | 0.0010286 | 0.0015371 | 0.0014667 | 0.0014033 | 0.0013353 | 0.0012741 | 0.0010786 | 0.001032 | 0.0011705 | 0.0011169
SA1 | Gas - Steam | 0 | 0 | 0 | 0 | 0 | 0 | 0 | 0 | 0 | 0 | 0 | 0 | 0 | 0 | 0 | 0 | 0 | 0 | 0 | 0 | 0 | 0 | 0 | 0 | 0 | 0 | 0 | 0 | 0
SA1 | OCGT / Diesel | 0.0013215 | 0.0012936 | 0.0012376 | 0.0011776 | 0.0011237 | 0.0010722 | 0.0010259 | 0.0010036 | 0.00099538 | 0.00099647 | 0.001008 | 0.0012187 | 0.0011628 | 0.0011224 | 0.0011112 | 0.0011029 | 0.0023212 | 0.0022148 | 0.0059931 | 0.0057026 | 9933.0273 | 9478.0794 | 9068.1645 | 16676.5798 | 15912.767 | 15183.9376 | 14527.2515 | 13823.1194 | 13189.9994
SA1 | Hydro | 0 | 0 | 0 | 0 | 0 | 0 | 0 | 0 | 0 | 0 | 0 | 0 | 0 | 0 | 0 | 0 | 0 | 0 | 0 | 0 | 0 | 0 | 0 | 0 | 0 | 0 | 0 | 0 | 0
SA1 | Wind | 0.016721 | 0.016058 | 0.018903 | 0.018229 | 0.017394 | 0.016597 | 0.01641 | 0.018202 | 0.017408 | 0.017155 | 0.018338 | 36312.3801 | 34649.2255 | 33062.2387 | 59918.3815 | 69970.2635 | 113505.3219 | 127599.3876 | 132501.6442 | 126079.3245 | 120304.7058 | 114794.5676 | 109829.8575 | 105977.2194 | 110866.1234 | 109521.8983 | 104785.2181 | 113366.2844 | 108173.9354
SA1 | Solar PV | 0.0024226 | 0.003255 | 0.0037469 | 0.0038294 | 0.003654 | 0.0034866 | 0.0037329 | 0.0039235 | 0.0038896 | 0.0040604 | 0.0045931 | 0.0068728 | 0.0073151 | 0.0080817 | 0.0077376 | 0.0078149 | 0.011283 | 0.010786 | 0.010327 | 0.0098441 | 0.009399 | 0.0097783 | 3664.8986 | 3487.2619 | 3327.5402 | 3175.1331 | 3037.8124 | 2890.5705 | 6587.653
SA1 | Grid Battery | 0.0024409 | 0.0023739 | 0.0022712 | 0.0021611 | 0.0020621 | 0.0021314 | 0.0021874 | 0.0023552 | 0.0031909 | 0.003097 | 0.003042 | 0.004267 | 0.0040821 | 0.0039162 | 0.0040119 | 0.0044917 | 0.0077176 | 0.0073831 | 0.008049 | 0.0076836 | 0.14355 | 0.13697 | 0.13106 | 1667.0715 | 1590.7171 | 1517.8598 | 1452.2142 | 1381.8257 | 1318.5357
SA1 | Pumped Hydro | 0 | 0 | 0.0034589 | 0.0032913 | 0.0031405 | 0.003062 | 0.0029904 | 0.0030507 | 0.0029719 | 0.0029867 | 0.0030624 | 0.0040664 | 0.003901 | 0.0037223 | 0.0038868 | 0.004151 | 0.0062792 | 0.0060142 | 0.0057912 | 0.0055236 | 0.0086914 | 0.008316 | 0.0079564 | 0.010068 | 0.0096163 | 0.0091758 | 0.0087902 | 0.0083866 | 0.0080097
SA1 | VPP | 0 | 0 | 0 | 0 | 0 | 0 | 0 | 0 | 0 | 0 | 0 | 0 | 0 | 0 | 0 | 0 | 0 | 0 | 0 | 0 | 0 | 0 | 0 | 0 | 0 | 0 | 0 | 0 | 0
Total excluding storage |  | 0.020908 | 0.02103 | 0.024398 | 0.023721 | 0.022634 | 0.021598 | 0.021591 | 0.023577 | 0.02272 | 0.022628 | 0.024377 | 36312.3888 | 34649.2346 | 33062.2485 | 59918.3909 | 69970.273 | 113505.3366 | 127599.4016 | 132501.6616 | 126079.3411 | 130237.744 | 124272.6583 | 122562.922 | 126141.0625 | 130106.4319 | 127880.97 | 122350.283 | 130079.9755 | 127951.5889
Region | Technology | 2021-22 | 2022-23 | 2023-24 | 2024-25 | 2025-26 | 2026-27 | 2027-28 | 2028-29 | 2029-30 | 2030-31 | 2031-32 | 2032-33 | 2033-34 | 2034-35 | 2035-36 | 2036-37 | 2037-38 | 2038-39 | 2039-40 | 2040-41 | 2041-42 | 2042-43 | 2043-44 | 2044-45 | 2045-46 | 2046-47 | 2047-48 | 2048-49 | 2049-50
TAS1 | Black Coal | 0 | 0 | 0 | 0 | 0 | 0 | 0 | 0 | 0 | 0 | 0 | 0 | 0 | 0 | 0 | 0 | 0 | 0 | 0 | 0 | 0 | 0 | 0 | 0 | 0 | 0 | 0 | 0 | 0
TAS1 | Brown Coal | 0 | 0 | 0 | 0 | 0 | 0 | 0 | 0 | 0 | 0 | 0 | 0 | 0 | 0 | 0 | 0 | 0 | 0 | 0 | 0 | 0 | 0 | 0 | 0 | 0 | 0 | 0 | 0 | 0
TAS1 | CCGT | 0.00040237 | 0.00038394 | 0.00036733 | 0.00034953 | 0.00033352 | 0.00031824 | 0.00031488 | 0.00031194 | 0.00030985 | 0.00029566 | 0.00028287 | 0.00027893 | 0.00027645 | 0.00027216 | 0.00027018 | 0.0002672 | 0.00026718 | 0.00026583 | 0.00028129 | 0.00026766 | 0.00027569 | 0.00026306 | 0.00026216 | 0.00026168 | 0.00025999 | 0.00013602 | 0.00014202 | 0.00015032 | 0.00015131
TAS1 | Gas - Steam | 0 | 0 | 0 | 0 | 0 | 0 | 0 | 0 | 0 | 0 | 0 | 0 | 0 | 0 | 0 | 0 | 0 | 0 | 0 | 0 | 0 | 0 | 0 | 0 | 0 | 0 | 0 | 0 | 0
TAS1 | OCGT / Diesel | 0.001299 | 0.0012503 | 0.0011963 | 0.0011383 | 0.0010861 | 0.0010364 | 0.00099157 | 0.00096436 | 0.00096335 | 0.00096413 | 0.00096503 | 0.0009764 | 0.00096913 | 0.00096583 | 0.00096912 | 0.00096764 | 0.00096946 | 0.00097201 | 0.0012476 | 0.0011871 | 0.0011454 | 0.0010929 | 0.0010501 | 0.0010149 | 0.00098465 | 0.00057493 | 0.00059328 | 0.00066496 | 0.00064497
TAS1 | Hydro | 0 | 0 | 0 | 0 | 0 | 0 | 0 | 0 | 0 | 0 | 0 | 0 | 0 | 0 | 0 | 0 | 0 | 0 | 0 | 0 | 0 | 0 | 0 | 0 | 0 | 0 | 0 | 0 | 0
TAS1 | Wind | 0.010211 | 0.0097429 | 15425.8254 | 29249.3925 | 41735.1783 | 52979.857 | 63215.4813 | 72008.3427 | 79970.2212 | 86934.3183 | 93297.4494 | 98370.7707 | 102923.4483 | 106721.0315 | 110157.1451 | 112396.4728 | 114435.2414 | 116016.7344 | 117714.1592 | 118336.141 | 112916.165 | 107744.4322 | 103084.622 | 98088.1372 | 93595.5507 | 89308.7284 | 85446.2391 | 76544.043 | 68528.691
TAS1 | Solar PV | 0.00031257 | 0.00042354 | 0.0005768 | 0.00062505 | 0.00062057 | 0.00064857 | 0.00070691 | 0.00072365 | 0.00082562 | 0.0010026 | 0.0012178 | 0.0011899 | 0.0011654 | 0.001112 | 0.0010807 | 0.0010565 | 0.0011773 | 0.0012637 | 0.0012778 | 0.0017242 | 0.0016452 | 0.0015698 | 0.0015019 | 0.0014292 | 0.0013637 | 0.0012045 | 0.0011135 | 0.0010066 | 0.00093692
TAS1 | Grid Battery | 0.0022323 | 0.0021301 | 0.0020379 | 0.0019392 | 0.0019164 | 0.0018914 | 0.0019594 | 0.0021269 | 0.0026881 | 0.0027048 | 0.0026969 | 0.0028114 | 0.0027164 | 0.0028102 | 0.0028089 | 0.0028485 | 0.0028837 | 0.0028482 | 0.0035163 | 0.0033694 | 0.0029808 | 0.0028521 | 0.002747 | 0.002772 | 0.0027003 | 0.0027402 | 0.0027495 | 0.0029251 | 0.0027249
TAS1 | Pumped Hydro | 0 | 0 | 0.0050558 | 0.0050171 | 0.0051879 | 0.0052036 | 0.0052232 | 0.0052526 | 0.0053076 | 0.0053401 | 0.0054606 | 0.0055398 | 0.0055066 | 0.0055239 | 0.0056029 | 0.00565 | 0.0057144 | 0.0056971 | 0.0069342 | 0.0066352 | 0.0065298 | 0.0062724 | 0.0060789 | 0.0059669 | 0.0058555 | 0.005823 | 0.0058472 | 0.0061377 | 0.0059355
TAS1 | VPP | 0 | 0 | 0 | 0 | 0 | 0 | 0 | 0 | 0 | 0 | 0 | 0 | 0 | 0 | 0 | 0 | 0 | 0 | 0 | 0 | 0 | 0 | 0 | 0 | 0 | 0 | 0 | 0 | 0
Total excluding storage |  | 0.012224 | 0.011801 | 15425.8276 | 29249.3946 | 41735.1803 | 52979.859 | 63215.4833 | 72008.3447 | 79970.2233 | 86934.3206 | 93297.4518 | 98370.7731 | 102923.4507 | 106721.0339 | 110157.1475 | 112396.4751 | 114435.2438 | 116016.7369 | 117714.162 | 118336.1442 | 112916.1681 | 107744.4352 | 103084.6248 | 98088.1399 | 93595.5534 | 89308.7303 | 85446.2409 | 76544.0448 | 68528.6927

## BaseCase_REHAB Cost
Rehabilition cost by technology ($000s) - Base Case, High DER Scenario
REHAB | Real June 2020 dollars discounted to 1 July 2020
Explicitly modelled generation
Region | Technology | 2021-22 | 2022-23 | 2023-24 | 2024-25 | 2025-26 | 2026-27 | 2027-28 | 2028-29 | 2029-30 | 2030-31 | 2031-32 | 2032-33 | 2033-34 | 2034-35 | 2035-36 | 2036-37 | 2037-38 | 2038-39 | 2039-40 | 2040-41 | 2041-42 | 2042-43 | 2043-44 | 2044-45 | 2045-46 | 2046-47 | 2047-48 | 2048-49 | 2049-50
NEM | Black Coal | 0 | 0 | 0 | 125780.3293 | 84281.8915 | 11629.3017 | 237.9861 | 0 | 22469.3712 | 1.4386e-06 | 0 | 0 | 0 | 0 | 0 | 0 | 0 | 0 | 0 | 0 | 0 | 0 | 0 | 0 | 0 | 0 | 0 | 0 | 0
NEM | Brown Coal | 0 | 0 | 0 | 39903.0983 | 818.4642 | 3677.468 | 0 | 0 | 3.2272e-06 | 51.8605 | 0 | 0 | 0 | 0 | 0 | 0 | 0 | 0 | 0 | 0 | 0 | 0 | 0 | 0 | 0 | 0 | 0 | 0 | 0
NEM | CCGT | 0 | 0 | 0 | 0 | 0 | 0 | 0 | 0 | 0 | 0 | 0 | 0 | 0 | 0 | 0 | 0 | 0 | 0 | 0 | 0 | 0 | 0 | 0 | 0 | 0 | 0 | 0 | 0 | 0
NEM | Gas - Steam | 0 | 0 | 0 | 0 | 0 | 0 | 0 | 0 | 0 | 0 | 0 | 0 | 0 | 0 | 0 | 0 | 0 | 0 | 0 | 0 | 0 | 0 | 0 | 0 | 0 | 0 | 0 | 0 | 0
NEM | OCGT / Diesel | 0 | 0 | 0 | 0 | 0 | 0 | 0 | 0 | 0 | 0 | 0 | 0 | 0 | 0 | 0 | 0 | 0 | 0 | 0 | 0 | 0 | 0 | 0 | 0 | 0 | 0 | 0 | 0 | 0
NEM | Hydro | 0 | 0 | 0 | 0 | 0 | 0 | 0 | 0 | 0 | 0 | 0 | 0 | 0 | 0 | 0 | 0 | 0 | 0 | 0 | 0 | 0 | 0 | 0 | 0 | 0 | 0 | 0 | 0 | 0
NEM | Wind | 0 | 0 | 0 | 0 | 0 | 0 | 0 | 0 | 0 | 0 | 0 | 0 | 0 | 0 | 0 | 0 | 0 | 0 | 0 | 0 | 0 | 0 | 0 | 0 | 0 | 0 | 0 | 0 | 0
NEM | Solar PV | 0 | 0 | 0 | 0 | 0 | 0 | 0 | 0 | 0 | 0 | 0 | 0 | 0 | 0 | 0 | 0 | 0 | 0 | 0 | 0 | 0 | 0 | 0 | 0 | 0 | 0 | 0 | 0 | 0
NEM | Grid Battery | 0 | 0 | 0 | 0 | 0 | 0 | 0 | 0 | 0 | 0 | 0 | 0 | 0 | 0 | 0 | 0 | 0 | 0 | 0 | 0 | 0 | 0 | 0 | 0 | 0 | 0 | 0 | 0 | 0
NEM | Pumped Hydro | 0 | 0 | 0 | 0 | 0 | 0 | 0 | 0 | 0 | 0 | 0 | 0 | 0 | 0 | 0 | 0 | 0 | 0 | 0 | 0 | 0 | 0 | 0 | 0 | 0 | 0 | 0 | 0 | 0
NEM | VPP | 0 | 0 | 0 | 0 | 0 | 0 | 0 | 0 | 0 | 0 | 0 | 0 | 0 | 0 | 0 | 0 | 0 | 0 | 0 | 0 | 0 | 0 | 0 | 0 | 0 | 0 | 0 | 0 | 0
Total excluding storage |  | 0 | 0 | 0 | 165683.4275 | 85100.3557 | 15306.7697 | 237.9861 | 0 | 22469.3712 | 51.8605 | 0 | 0 | 0 | 0 | 0 | 0 | 0 | 0 | 0 | 0 | 0 | 0 | 0 | 0 | 0 | 0 | 0 | 0 | 0
Region | Technology | 2021-22 | 2022-23 | 2023-24 | 2024-25 | 2025-26 | 2026-27 | 2027-28 | 2028-29 | 2029-30 | 2030-31 | 2031-32 | 2032-33 | 2033-34 | 2034-35 | 2035-36 | 2036-37 | 2037-38 | 2038-39 | 2039-40 | 2040-41 | 2041-42 | 2042-43 | 2043-44 | 2044-45 | 2045-46 | 2046-47 | 2047-48 | 2048-49 | 2049-50
NSW1 | Black Coal | 0 | 0 | 0 | 34561.6655 | 84281.843 | 9327.388 | 237.986 | 0 | 22469.3712 | 1.4386e-06 | 0 | 0 | 0 | 0 | 0 | 0 | 0 | 0 | 0 | 0 | 0 | 0 | 0 | 0 | 0 | 0 | 0 | 0 | 0
NSW1 | Brown Coal | 0 | 0 | 0 | 0 | 0 | 0 | 0 | 0 | 0 | 0 | 0 | 0 | 0 | 0 | 0 | 0 | 0 | 0 | 0 | 0 | 0 | 0 | 0 | 0 | 0 | 0 | 0 | 0 | 0
NSW1 | CCGT | 0 | 0 | 0 | 0 | 0 | 0 | 0 | 0 | 0 | 0 | 0 | 0 | 0 | 0 | 0 | 0 | 0 | 0 | 0 | 0 | 0 | 0 | 0 | 0 | 0 | 0 | 0 | 0 | 0
NSW1 | Gas - Steam | 0 | 0 | 0 | 0 | 0 | 0 | 0 | 0 | 0 | 0 | 0 | 0 | 0 | 0 | 0 | 0 | 0 | 0 | 0 | 0 | 0 | 0 | 0 | 0 | 0 | 0 | 0 | 0 | 0
NSW1 | OCGT / Diesel | 0 | 0 | 0 | 0 | 0 | 0 | 0 | 0 | 0 | 0 | 0 | 0 | 0 | 0 | 0 | 0 | 0 | 0 | 0 | 0 | 0 | 0 | 0 | 0 | 0 | 0 | 0 | 0 | 0
NSW1 | Hydro | 0 | 0 | 0 | 0 | 0 | 0 | 0 | 0 | 0 | 0 | 0 | 0 | 0 | 0 | 0 | 0 | 0 | 0 | 0 | 0 | 0 | 0 | 0 | 0 | 0 | 0 | 0 | 0 | 0
NSW1 | Wind | 0 | 0 | 0 | 0 | 0 | 0 | 0 | 0 | 0 | 0 | 0 | 0 | 0 | 0 | 0 | 0 | 0 | 0 | 0 | 0 | 0 | 0 | 0 | 0 | 0 | 0 | 0 | 0 | 0
NSW1 | Solar PV | 0 | 0 | 0 | 0 | 0 | 0 | 0 | 0 | 0 | 0 | 0 | 0 | 0 | 0 | 0 | 0 | 0 | 0 | 0 | 0 | 0 | 0 | 0 | 0 | 0 | 0 | 0 | 0 | 0
NSW1 | Grid Battery | 0 | 0 | 0 | 0 | 0 | 0 | 0 | 0 | 0 | 0 | 0 | 0 | 0 | 0 | 0 | 0 | 0 | 0 | 0 | 0 | 0 | 0 | 0 | 0 | 0 | 0 | 0 | 0 | 0
NSW1 | Pumped Hydro | 0 | 0 | 0 | 0 | 0 | 0 | 0 | 0 | 0 | 0 | 0 | 0 | 0 | 0 | 0 | 0 | 0 | 0 | 0 | 0 | 0 | 0 | 0 | 0 | 0 | 0 | 0 | 0 | 0
NSW1 | VPP | 0 | 0 | 0 | 0 | 0 | 0 | 0 | 0 | 0 | 0 | 0 | 0 | 0 | 0 | 0 | 0 | 0 | 0 | 0 | 0 | 0 | 0 | 0 | 0 | 0 | 0 | 0 | 0 | 0
Total excluding storage |  | 0 | 0 | 0 | 34561.6655 | 84281.843 | 9327.388 | 237.986 | 0 | 22469.3712 | 1.4386e-06 | 0 | 0 | 0 | 0 | 0 | 0 | 0 | 0 | 0 | 0 | 0 | 0 | 0 | 0 | 0 | 0 | 0 | 0 | 0
Region | Technology | 2021-22 | 2022-23 | 2023-24 | 2024-25 | 2025-26 | 2026-27 | 2027-28 | 2028-29 | 2029-30 | 2030-31 | 2031-32 | 2032-33 | 2033-34 | 2034-35 | 2035-36 | 2036-37 | 2037-38 | 2038-39 | 2039-40 | 2040-41 | 2041-42 | 2042-43 | 2043-44 | 2044-45 | 2045-46 | 2046-47 | 2047-48 | 2048-49 | 2049-50
QLD1 | Black Coal | 0 | 0 | 0 | 91218.6638 | 0.048499 | 2301.9136 | 4.6869e-05 | 0 | 0 | 0 | 0 | 0 | 0 | 0 | 0 | 0 | 0 | 0 | 0 | 0 | 0 | 0 | 0 | 0 | 0 | 0 | 0 | 0 | 0
QLD1 | Brown Coal | 0 | 0 | 0 | 0 | 0 | 0 | 0 | 0 | 0 | 0 | 0 | 0 | 0 | 0 | 0 | 0 | 0 | 0 | 0 | 0 | 0 | 0 | 0 | 0 | 0 | 0 | 0 | 0 | 0
QLD1 | CCGT | 0 | 0 | 0 | 0 | 0 | 0 | 0 | 0 | 0 | 0 | 0 | 0 | 0 | 0 | 0 | 0 | 0 | 0 | 0 | 0 | 0 | 0 | 0 | 0 | 0 | 0 | 0 | 0 | 0
QLD1 | Gas - Steam | 0 | 0 | 0 | 0 | 0 | 0 | 0 | 0 | 0 | 0 | 0 | 0 | 0 | 0 | 0 | 0 | 0 | 0 | 0 | 0 | 0 | 0 | 0 | 0 | 0 | 0 | 0 | 0 | 0
QLD1 | OCGT / Diesel | 0 | 0 | 0 | 0 | 0 | 0 | 0 | 0 | 0 | 0 | 0 | 0 | 0 | 0 | 0 | 0 | 0 | 0 | 0 | 0 | 0 | 0 | 0 | 0 | 0 | 0 | 0 | 0 | 0
QLD1 | Hydro | 0 | 0 | 0 | 0 | 0 | 0 | 0 | 0 | 0 | 0 | 0 | 0 | 0 | 0 | 0 | 0 | 0 | 0 | 0 | 0 | 0 | 0 | 0 | 0 | 0 | 0 | 0 | 0 | 0
QLD1 | Wind | 0 | 0 | 0 | 0 | 0 | 0 | 0 | 0 | 0 | 0 | 0 | 0 | 0 | 0 | 0 | 0 | 0 | 0 | 0 | 0 | 0 | 0 | 0 | 0 | 0 | 0 | 0 | 0 | 0
QLD1 | Solar PV | 0 | 0 | 0 | 0 | 0 | 0 | 0 | 0 | 0 | 0 | 0 | 0 | 0 | 0 | 0 | 0 | 0 | 0 | 0 | 0 | 0 | 0 | 0 | 0 | 0 | 0 | 0 | 0 | 0
QLD1 | Grid Battery | 0 | 0 | 0 | 0 | 0 | 0 | 0 | 0 | 0 | 0 | 0 | 0 | 0 | 0 | 0 | 0 | 0 | 0 | 0 | 0 | 0 | 0 | 0 | 0 | 0 | 0 | 0 | 0 | 0
QLD1 | Pumped Hydro | 0 | 0 | 0 | 0 | 0 | 0 | 0 | 0 | 0 | 0 | 0 | 0 | 0 | 0 | 0 | 0 | 0 | 0 | 0 | 0 | 0 | 0 | 0 | 0 | 0 | 0 | 0 | 0 | 0
QLD1 | VPP | 0 | 0 | 0 | 0 | 0 | 0 | 0 | 0 | 0 | 0 | 0 | 0 | 0 | 0 | 0 | 0 | 0 | 0 | 0 | 0 | 0 | 0 | 0 | 0 | 0 | 0 | 0 | 0 | 0
Total excluding storage |  | 0 | 0 | 0 | 91218.6638 | 0.048499 | 2301.9136 | 4.6869e-05 | 0 | 0 | 0 | 0 | 0 | 0 | 0 | 0 | 0 | 0 | 0 | 0 | 0 | 0 | 0 | 0 | 0 | 0 | 0 | 0 | 0 | 0
Region | Technology | 2021-22 | 2022-23 | 2023-24 | 2024-25 | 2025-26 | 2026-27 | 2027-28 | 2028-29 | 2029-30 | 2030-31 | 2031-32 | 2032-33 | 2033-34 | 2034-35 | 2035-36 | 2036-37 | 2037-38 | 2038-39 | 2039-40 | 2040-41 | 2041-42 | 2042-43 | 2043-44 | 2044-45 | 2045-46 | 2046-47 | 2047-48 | 2048-49 | 2049-50
VIC1 | Black Coal | 0 | 0 | 0 | 0 | 0 | 0 | 0 | 0 | 0 | 0 | 0 | 0 | 0 | 0 | 0 | 0 | 0 | 0 | 0 | 0 | 0 | 0 | 0 | 0 | 0 | 0 | 0 | 0 | 0
VIC1 | Brown Coal | 0 | 0 | 0 | 39903.0983 | 818.4642 | 3677.468 | 0 | 0 | 3.2272e-06 | 51.8605 | 0 | 0 | 0 | 0 | 0 | 0 | 0 | 0 | 0 | 0 | 0 | 0 | 0 | 0 | 0 | 0 | 0 | 0 | 0
VIC1 | CCGT | 0 | 0 | 0 | 0 | 0 | 0 | 0 | 0 | 0 | 0 | 0 | 0 | 0 | 0 | 0 | 0 | 0 | 0 | 0 | 0 | 0 | 0 | 0 | 0 | 0 | 0 | 0 | 0 | 0
VIC1 | Gas - Steam | 0 | 0 | 0 | 0 | 0 | 0 | 0 | 0 | 0 | 0 | 0 | 0 | 0 | 0 | 0 | 0 | 0 | 0 | 0 | 0 | 0 | 0 | 0 | 0 | 0 | 0 | 0 | 0 | 0
VIC1 | OCGT / Diesel | 0 | 0 | 0 | 0 | 0 | 0 | 0 | 0 | 0 | 0 | 0 | 0 | 0 | 0 | 0 | 0 | 0 | 0 | 0 | 0 | 0 | 0 | 0 | 0 | 0 | 0 | 0 | 0 | 0
VIC1 | Hydro | 0 | 0 | 0 | 0 | 0 | 0 | 0 | 0 | 0 | 0 | 0 | 0 | 0 | 0 | 0 | 0 | 0 | 0 | 0 | 0 | 0 | 0 | 0 | 0 | 0 | 0 | 0 | 0 | 0
VIC1 | Wind | 0 | 0 | 0 | 0 | 0 | 0 | 0 | 0 | 0 | 0 | 0 | 0 | 0 | 0 | 0 | 0 | 0 | 0 | 0 | 0 | 0 | 0 | 0 | 0 | 0 | 0 | 0 | 0 | 0
VIC1 | Solar PV | 0 | 0 | 0 | 0 | 0 | 0 | 0 | 0 | 0 | 0 | 0 | 0 | 0 | 0 | 0 | 0 | 0 | 0 | 0 | 0 | 0 | 0 | 0 | 0 | 0 | 0 | 0 | 0 | 0
VIC1 | Grid Battery | 0 | 0 | 0 | 0 | 0 | 0 | 0 | 0 | 0 | 0 | 0 | 0 | 0 | 0 | 0 | 0 | 0 | 0 | 0 | 0 | 0 | 0 | 0 | 0 | 0 | 0 | 0 | 0 | 0
VIC1 | Pumped Hydro | 0 | 0 | 0 | 0 | 0 | 0 | 0 | 0 | 0 | 0 | 0 | 0 | 0 | 0 | 0 | 0 | 0 | 0 | 0 | 0 | 0 | 0 | 0 | 0 | 0 | 0 | 0 | 0 | 0
VIC1 | VPP | 0 | 0 | 0 | 0 | 0 | 0 | 0 | 0 | 0 | 0 | 0 | 0 | 0 | 0 | 0 | 0 | 0 | 0 | 0 | 0 | 0 | 0 | 0 | 0 | 0 | 0 | 0 | 0 | 0
Total excluding storage |  | 0 | 0 | 0 | 39903.0983 | 818.4642 | 3677.468 | 0 | 0 | 3.2272e-06 | 51.8605 | 0 | 0 | 0 | 0 | 0 | 0 | 0 | 0 | 0 | 0 | 0 | 0 | 0 | 0 | 0 | 0 | 0 | 0 | 0
Region | Technology | 2021-22 | 2022-23 | 2023-24 | 2024-25 | 2025-26 | 2026-27 | 2027-28 | 2028-29 | 2029-30 | 2030-31 | 2031-32 | 2032-33 | 2033-34 | 2034-35 | 2035-36 | 2036-37 | 2037-38 | 2038-39 | 2039-40 | 2040-41 | 2041-42 | 2042-43 | 2043-44 | 2044-45 | 2045-46 | 2046-47 | 2047-48 | 2048-49 | 2049-50
SA1 | Black Coal | 0 | 0 | 0 | 0 | 0 | 0 | 0 | 0 | 0 | 0 | 0 | 0 | 0 | 0 | 0 | 0 | 0 | 0 | 0 | 0 | 0 | 0 | 0 | 0 | 0 | 0 | 0 | 0 | 0
SA1 | Brown Coal | 0 | 0 | 0 | 0 | 0 | 0 | 0 | 0 | 0 | 0 | 0 | 0 | 0 | 0 | 0 | 0 | 0 | 0 | 0 | 0 | 0 | 0 | 0 | 0 | 0 | 0 | 0 | 0 | 0
SA1 | CCGT | 0 | 0 | 0 | 0 | 0 | 0 | 0 | 0 | 0 | 0 | 0 | 0 | 0 | 0 | 0 | 0 | 0 | 0 | 0 | 0 | 0 | 0 | 0 | 0 | 0 | 0 | 0 | 0 | 0
SA1 | Gas - Steam | 0 | 0 | 0 | 0 | 0 | 0 | 0 | 0 | 0 | 0 | 0 | 0 | 0 | 0 | 0 | 0 | 0 | 0 | 0 | 0 | 0 | 0 | 0 | 0 | 0 | 0 | 0 | 0 | 0
SA1 | OCGT / Diesel | 0 | 0 | 0 | 0 | 0 | 0 | 0 | 0 | 0 | 0 | 0 | 0 | 0 | 0 | 0 | 0 | 0 | 0 | 0 | 0 | 0 | 0 | 0 | 0 | 0 | 0 | 0 | 0 | 0
SA1 | Hydro | 0 | 0 | 0 | 0 | 0 | 0 | 0 | 0 | 0 | 0 | 0 | 0 | 0 | 0 | 0 | 0 | 0 | 0 | 0 | 0 | 0 | 0 | 0 | 0 | 0 | 0 | 0 | 0 | 0
SA1 | Wind | 0 | 0 | 0 | 0 | 0 | 0 | 0 | 0 | 0 | 0 | 0 | 0 | 0 | 0 | 0 | 0 | 0 | 0 | 0 | 0 | 0 | 0 | 0 | 0 | 0 | 0 | 0 | 0 | 0
SA1 | Solar PV | 0 | 0 | 0 | 0 | 0 | 0 | 0 | 0 | 0 | 0 | 0 | 0 | 0 | 0 | 0 | 0 | 0 | 0 | 0 | 0 | 0 | 0 | 0 | 0 | 0 | 0 | 0 | 0 | 0
SA1 | Grid Battery | 0 | 0 | 0 | 0 | 0 | 0 | 0 | 0 | 0 | 0 | 0 | 0 | 0 | 0 | 0 | 0 | 0 | 0 | 0 | 0 | 0 | 0 | 0 | 0 | 0 | 0 | 0 | 0 | 0
SA1 | Pumped Hydro | 0 | 0 | 0 | 0 | 0 | 0 | 0 | 0 | 0 | 0 | 0 | 0 | 0 | 0 | 0 | 0 | 0 | 0 | 0 | 0 | 0 | 0 | 0 | 0 | 0 | 0 | 0 | 0 | 0
SA1 | VPP | 0 | 0 | 0 | 0 | 0 | 0 | 0 | 0 | 0 | 0 | 0 | 0 | 0 | 0 | 0 | 0 | 0 | 0 | 0 | 0 | 0 | 0 | 0 | 0 | 0 | 0 | 0 | 0 | 0
Total excluding storage |  | 0 | 0 | 0 | 0 | 0 | 0 | 0 | 0 | 0 | 0 | 0 | 0 | 0 | 0 | 0 | 0 | 0 | 0 | 0 | 0 | 0 | 0 | 0 | 0 | 0 | 0 | 0 | 0 | 0
Region | Technology | 2021-22 | 2022-23 | 2023-24 | 2024-25 | 2025-26 | 2026-27 | 2027-28 | 2028-29 | 2029-30 | 2030-31 | 2031-32 | 2032-33 | 2033-34 | 2034-35 | 2035-36 | 2036-37 | 2037-38 | 2038-39 | 2039-40 | 2040-41 | 2041-42 | 2042-43 | 2043-44 | 2044-45 | 2045-46 | 2046-47 | 2047-48 | 2048-49 | 2049-50
TAS1 | Black Coal | 0 | 0 | 0 | 0 | 0 | 0 | 0 | 0 | 0 | 0 | 0 | 0 | 0 | 0 | 0 | 0 | 0 | 0 | 0 | 0 | 0 | 0 | 0 | 0 | 0 | 0 | 0 | 0 | 0
TAS1 | Brown Coal | 0 | 0 | 0 | 0 | 0 | 0 | 0 | 0 | 0 | 0 | 0 | 0 | 0 | 0 | 0 | 0 | 0 | 0 | 0 | 0 | 0 | 0 | 0 | 0 | 0 | 0 | 0 | 0 | 0
TAS1 | CCGT | 0 | 0 | 0 | 0 | 0 | 0 | 0 | 0 | 0 | 0 | 0 | 0 | 0 | 0 | 0 | 0 | 0 | 0 | 0 | 0 | 0 | 0 | 0 | 0 | 0 | 0 | 0 | 0 | 0
TAS1 | Gas - Steam | 0 | 0 | 0 | 0 | 0 | 0 | 0 | 0 | 0 | 0 | 0 | 0 | 0 | 0 | 0 | 0 | 0 | 0 | 0 | 0 | 0 | 0 | 0 | 0 | 0 | 0 | 0 | 0 | 0
TAS1 | OCGT / Diesel | 0 | 0 | 0 | 0 | 0 | 0 | 0 | 0 | 0 | 0 | 0 | 0 | 0 | 0 | 0 | 0 | 0 | 0 | 0 | 0 | 0 | 0 | 0 | 0 | 0 | 0 | 0 | 0 | 0
TAS1 | Hydro | 0 | 0 | 0 | 0 | 0 | 0 | 0 | 0 | 0 | 0 | 0 | 0 | 0 | 0 | 0 | 0 | 0 | 0 | 0 | 0 | 0 | 0 | 0 | 0 | 0 | 0 | 0 | 0 | 0
TAS1 | Wind | 0 | 0 | 0 | 0 | 0 | 0 | 0 | 0 | 0 | 0 | 0 | 0 | 0 | 0 | 0 | 0 | 0 | 0 | 0 | 0 | 0 | 0 | 0 | 0 | 0 | 0 | 0 | 0 | 0
TAS1 | Solar PV | 0 | 0 | 0 | 0 | 0 | 0 | 0 | 0 | 0 | 0 | 0 | 0 | 0 | 0 | 0 | 0 | 0 | 0 | 0 | 0 | 0 | 0 | 0 | 0 | 0 | 0 | 0 | 0 | 0
TAS1 | Grid Battery | 0 | 0 | 0 | 0 | 0 | 0 | 0 | 0 | 0 | 0 | 0 | 0 | 0 | 0 | 0 | 0 | 0 | 0 | 0 | 0 | 0 | 0 | 0 | 0 | 0 | 0 | 0 | 0 | 0
TAS1 | Pumped Hydro | 0 | 0 | 0 | 0 | 0 | 0 | 0 | 0 | 0 | 0 | 0 | 0 | 0 | 0 | 0 | 0 | 0 | 0 | 0 | 0 | 0 | 0 | 0 | 0 | 0 | 0 | 0 | 0 | 0
TAS1 | VPP | 0 | 0 | 0 | 0 | 0 | 0 | 0 | 0 | 0 | 0 | 0 | 0 | 0 | 0 | 0 | 0 | 0 | 0 | 0 | 0 | 0 | 0 | 0 | 0 | 0 | 0 | 0 | 0 | 0
Total excluding storage |  | 0 | 0 | 0 | 0 | 0 | 0 | 0 | 0 | 0 | 0 | 0 | 0 | 0 | 0 | 0 | 0 | 0 | 0 | 0 | 0 | 0 | 0 | 0 | 0 | 0 | 0 | 0 | 0 | 0

## BaseCase_REZ Tx Cost
REZ transmission expansion cost by region ($000s) - Base Case, High DER Scenario
REZ Expansion | Real June 2020 dollars discounted to 1 July 2020. As with the total capital costs, the REZ transmission expansion costs are annualised for modelling purposes.
Explicitly modelled generation
Region | Technology | 2021-22 | 2022-23 | 2023-24 | 2024-25 | 2025-26 | 2026-27 | 2027-28 | 2028-29 | 2029-30 | 2030-31 | 2031-32 | 2032-33 | 2033-34 | 2034-35 | 2035-36 | 2036-37 | 2037-38 | 2038-39 | 2039-40 | 2040-41 | 2041-42 | 2042-43 | 2043-44 | 2044-45 | 2045-46 | 2046-47 | 2047-48 | 2048-49 | 2049-50
NSW1 | Transmission | 0.0012791 | 4278.33 | 14086.6927 | 22912.932 | 31180.0315 | 38916.676 | 46001.9534 | 52115.6242 | 116107.4208 | 110789.5236 | 105998.0171 | 100860.3208 | 96240.7641 | 91832.7901 | 87861.1383 | 83602.5319 | 81474.9781 | 78231.2735 | 76985.4472 | 73253.9826 | 81057.2515 | 86133.54 | 83470.0032 | 79424.2339 | 75786.483 | 77139.0456 | 73904.0373 | 72150.2924 | 73425.2495
QLD1 | Transmission | 0.0012818 | 0.001339 | 0.0014098 | 0.0016183 | 0.0015549 | 0.0015277 | 0.0034168 | 8967.821 | 8557.0843 | 8165.1568 | 7812.0241 | 7433.3774 | 7212.768 | 10619.7871 | 10160.4948 | 9668.0183 | 33543.3965 | 32007.0577 | 30622.793 | 29138.5143 | 27803.9266 | 47518.0786 | 45462.9822 | 50858.1702 | 61657.7612 | 91821.3314 | 87850.1751 | 83592.1 | 101427.9641
VIC1 | Transmission | 0.00024887 | 0.00023747 | 0.0002272 | 0.00021619 | 0.00020629 | 0.00019684 | 0.00018833 | 0.0001792 | 0.00017099 | 0.00016316 | 0.0001561 | 0.00014989 | 0.00014368 | 0.0001388 | 0.00013595 | 0.00013311 | 7634.3505 | 7284.6856 | 6969.6322 | 6631.8159 | 6328.0686 | 6038.2334 | 8187.5905 | 7790.7401 | 7433.9124 | 12387.7373 | 11851.9834 | 11874.8109 | 15730.9412
SA1 | Transmission | 0.0012709 | 0.0012755 | 0.0014335 | 0.0013855 | 0.0013251 | 0.0012698 | 0.0012754 | 0.0015342 | 0.0014789 | 0.0014665 | 0.0015218 | 0.0026133 | 0.0025855 | 0.0026285 | 0.0036582 | 848.4783 | 7835.8152 | 10374.1599 | 11500.0473 | 10942.643 | 10441.4533 | 9963.2191 | 9532.3241 | 9614.3013 | 12248.746 | 13588.6754 | 13000.983 | 16761.568 | 15993.8629
TAS1 | Transmission | 8.9512e-06 | 8.5413e-06 | 8.1719e-06 | 7.7758e-06 | 7.4196e-06 | 7.0798e-06 | 6.7736e-06 | 7.3867e-06 | 1.1242e-05 | 556.4041 | 1320.0747 | 2317.5689 | 3224.283 | 4043.076 | 4792.8895 | 5440.4337 | 6030.8078 | 6556.5917 | 7067.265 | 7480.4564 | 7137.8401 | 6810.9161 | 6516.3526 | 6200.5067 | 5916.514 | 5645.5286 | 5401.3667 | 5139.5638 | 4904.164
NEM | Total | 0.0040897 | 4278.3329 | 14086.6957 | 22912.9353 | 31180.0346 | 38916.679 | 46001.9583 | 61083.4469 | 124664.5068 | 119511.0862 | 115130.1176 | 110611.2699 | 106677.8179 | 106495.6559 | 102814.5264 | 99559.4624 | 136519.3481 | 134453.7684 | 133145.1847 | 127447.4123 | 132768.5401 | 156463.9873 | 153169.2527 | 153887.9522 | 163043.4165 | 200582.3183 | 192008.5455 | 189518.3351 | 211482.1816

## BaseCase_USE+DSP Cost
USE and USE / DSP cost by region ($000s) - Base Case, High DER Scenario
USE / DSP | Real June 2020 dollars discounted to 1 July 2020
Explicitly modelled generation
Region | Technology | 2021-22 | 2022-23 | 2023-24 | 2024-25 | 2025-26 | 2026-27 | 2027-28 | 2028-29 | 2029-30 | 2030-31 | 2031-32 | 2032-33 | 2033-34 | 2034-35 | 2035-36 | 2036-37 | 2037-38 | 2038-39 | 2039-40 | 2040-41 | 2041-42 | 2042-43 | 2043-44 | 2044-45 | 2045-46 | 2046-47 | 2047-48 | 2048-49 | 2049-50
NSW1 | USE / DSP | 0.0031304 | 0.0031227 | 0.003142 | 168.7323 | 0.0031746 | 0.0031644 | 0.0031611 | 0.0031774 | 0.0031515 | 0.0031468 | 0.0031726 | 1372.162 | 0.0032841 | 0.003306 | 0.0032974 | 0.0032908 | 10386.4969 | 0.0034063 | 9365.0938 | 36.1171 | 35114.2204 | 54.7231 | 786.0463 | 10948.6962 | 1372.2999 | 24.0064 | 0.0034462 | 636.6286 | 272.6304
QLD1 | USE / DSP | 0.0031249 | 0.003119 | 0.0031309 | 0.0031621 | 0.0031687 | 0.0031609 | 0.0031605 | 0.0031849 | 0.0031527 | 0.0031524 | 0.0031832 | 237.2172 | 13946.7371 | 98.1815 | 156.0662 | 60.391 | 75915.9395 | 239.7605 | 11427.7589 | 3444.5367 | 4149.1592 | 22638.2404 | 8379.8094 | 8231.556 | 3978.9575 | 80895.3317 | 1453.4721 | 5745.5716 | 11735.2524
VIC1 | USE / DSP | 0.0030857 | 0.0030665 | 0.0030872 | 0.0031196 | 0.0031225 | 0.0031059 | 0.0031179 | 0.0031208 | 0.0030976 | 0.0030925 | 0.0031202 | 144.1989 | 0.0032087 | 0.0032444 | 0.0032191 | 0.0032057 | 1973.979 | 0.0032687 | 2285.3466 | 0.84032 | 17169.2144 | 0.003314 | 277.4911 | 9970.7669 | 174.0764 | 0.003302 | 0.0033189 | 331.2058 | 211.869
SA1 | USE / DSP | 0.0031279 | 0.0030989 | 0.0031807 | 0.003148 | 0.0031532 | 0.0031218 | 0.0031241 | 0.0031286 | 0.0030958 | 0.0030853 | 0.0031355 | 689.1765 | 0.0032 | 0.0032382 | 8.8176 | 90.0502 | 4403.436 | 0.0032445 | 5474.1642 | 25.0103 | 8352.2117 | 0.0032654 | 454.9965 | 4537.6366 | 4621.2556 | 63.5338 | 0.0032419 | 378.7685 | 153.4283
TAS1 | USE / DSP | 0.0025787 | 0.0025661 | 0.0025802 | 0.0025717 | 0.002556 | 0.0025556 | 0.0025633 | 0.0025563 | 0.0025564 | 0.0025557 | 0.0025504 | 0.0025447 | 0.0025432 | 0.0025408 | 0.0025466 | 0.0025388 | 0.0025386 | 0.0025374 | 574.1513 | 0.0025355 | 538.1545 | 0.0025353 | 0.0025419 | 39.6711 | 0.0025328 | 0.0025329 | 0.0025392 | 49.5357 | 0.0025304
NEM | Total | 0.015048 | 0.014973 | 0.015121 | 168.7443 | 0.015175 | 0.015109 | 0.015127 | 0.015168 | 0.015054 | 0.015033 | 0.015162 | 2442.7571 | 13946.7493 | 98.1939 | 164.8928 | 150.4502 | 92679.8539 | 239.7729 | 29126.5149 | 3506.5069 | 65322.9603 | 22692.9726 | 9898.3459 | 33728.3267 | 10146.5919 | 80982.8777 | 1453.4847 | 7141.7102 | 12373.1827

## BaseCase_SyncCon Cost
Synchronous Condenser cost by region ($000s) - Base Case, High DER Scenario
SyncCon | Real June 2020 dollars discounted to 1 July 2020
Explicitly modelled generation
Region | Technology | 2021-22 | 2022-23 | 2023-24 | 2024-25 | 2025-26 | 2026-27 | 2027-28 | 2028-29 | 2029-30 | 2030-31 | 2031-32 | 2032-33 | 2033-34 | 2034-35 | 2035-36 | 2036-37 | 2037-38 | 2038-39 | 2039-40 | 2040-41 | 2041-42 | 2042-43 | 2043-44 | 2044-45 | 2045-46 | 2046-47 | 2047-48 | 2048-49 | 2049-50
NSW1 | SyncCon | 0 | 0 | 0 | 0 | 0 | 0 | 0 | 0 | 0 | 0 | 0 | 0 | 0 | 0 | 0 | 0 | 0 | 0 | 0 | 0 | 0 | 0 | 0 | 0 | 0 | 0 | 0 | 0 | 0
QLD1 | SyncCon | 0 | 0 | 0 | 2.6538e-06 | 4.5284e-06 | 4.321e-06 | 4.1342e-06 | 3.9338e-06 | 3.7536e-06 | 3.5817e-06 | 3.4268e-06 | 3.2607e-06 | 3.1113e-06 | 2.9688e-06 | 2.8404e-06 | 3.6062e-06 | 4.3644e-06 | 4.1645e-06 | 5e-06 | 4.7576e-06 | 5.628e-06 | 5.3702e-06 | 5.1379e-06 | 5.8439e-06 | 6.3482e-06 | 6.957e-06 | 7.3209e-06 | 7.8139e-06 | 8.7908e-06
VIC1 | SyncCon | 0 | 0 | 0 | 5861.9705 | 5593.4833 | 5337.2945 | 5806.9486 | 5525.4873 | 5450.2958 | 5200.6639 | 5766.6998 | 5524.0189 | 5271.0104 | 5029.5901 | 4812.0667 | 4578.827 | 5574.2866 | 5318.9758 | 5088.9368 | 4842.2774 | 4620.4937 | 4408.868 | 4218.1901 | 4013.7355 | 3829.9003 | 3654.485 | 3703.008 | 5024.8218 | 4794.6773
SA1 | SyncCon | 0 | 0 | 0 | 0 | 0 | 0 | 0 | 0 | 0 | 0 | 0 | 0 | 0 | 0 | 0 | 0 | 0 | 0 | 0 | 0 | 0 | 0 | 0 | 0 | 0 | 0 | 0 | 0 | 0
TAS1 | SyncCon | 1249.3545 | 1399.1974 | 1588.6247 | 973.8525 | 659.2711 | 977.9635 | 745.4055 | 779.2961 | 1086.2055 | 1289.0458 | 1450.1477 | 1425.7115 | 1521.6949 | 1731.6266 | 1884.116 | 1968.6171 | 1872.7041 | 1791.7073 | 1771.5114 | 1916.91 | 1702.6665 | 1642.3549 | 1689.8202 | 1618.9371 | 1560.8615 | 1417.4293 | 1356.2006 | 1276.5687 | 1298.0418
NEM | Total | 1249.3545 | 1399.1974 | 1588.6247 | 6835.823 | 6252.7544 | 6315.2579 | 6552.3541 | 6304.7834 | 6536.5012 | 6489.7097 | 7216.8475 | 6949.7304 | 6792.7053 | 6761.2167 | 6696.1827 | 6547.4442 | 7446.9908 | 7110.6831 | 6860.4483 | 6759.1874 | 6323.1602 | 6051.223 | 5908.0102 | 5632.6726 | 5390.7618 | 5071.9143 | 5059.2086 | 6301.3905 | 6092.7191

## BaseCase_System Strength Cost
System Strength cost by region ($000s) - Base Case, High DER Scenario
System Strength | Real June 2020 dollars discounted to 1 July 2020
Explicitly modelled generation
Region | Technology | 2021-22 | 2022-23 | 2023-24 | 2024-25 | 2025-26 | 2026-27 | 2027-28 | 2028-29 | 2029-30 | 2030-31 | 2031-32 | 2032-33 | 2033-34 | 2034-35 | 2035-36 | 2036-37 | 2037-38 | 2038-39 | 2039-40 | 2040-41 | 2041-42 | 2042-43 | 2043-44 | 2044-45 | 2045-46 | 2046-47 | 2047-48 | 2048-49 | 2049-50
NSW1 | System Strength | 9.313e-05 | 480.0192 | 1580.4959 | 2570.7807 | 3498.3312 | 4366.3658 | 5161.3184 | 5847.2589 | 13965.202 | 13325.5744 | 12749.2602 | 12131.3069 | 11575.6745 | 11045.4909 | 10567.7875 | 10055.5696 | 9870.421 | 9490.7788 | 9320.1461 | 8868.4011 | 9864.1112 | 11058.8549 | 10738.1684 | 10217.6922 | 10079.8539 | 10892.8864 | 10656.1215 | 10615.3316 | 10642.9487
QLD1 | System Strength | 0.00035318 | 0.00036493 | 0.00036421 | 563.3823 | 891.2943 | 930.6532 | 1280.3236 | 1712.7272 | 1634.299 | 1559.4456 | 1492.0016 | 1419.6846 | 1366.0264 | 1657.8777 | 1586.1766 | 1545.9486 | 2852.4694 | 2721.8219 | 2604.1066 | 2477.8862 | 2364.3952 | 4225.4695 | 4042.7233 | 4043.1996 | 4197.3953 | 5457.8344 | 5221.79 | 4968.6912 | 5835.2847
VIC1 | System Strength | 0.00013921 | 0.00013811 | 0.0001397 | 0.00018574 | 0.00017723 | 0.00016935 | 0.00018021 | 0.00019735 | 0.00019151 | 0.00019192 | 0.00020785 | 283.3713 | 963.5629 | 919.4313 | 898.8975 | 1554.4821 | 4142.7811 | 3953.0355 | 3782.0717 | 3598.7558 | 3688.4122 | 3637.6245 | 4242.8911 | 4037.2393 | 3852.3277 | 4936.9865 | 5019.481 | 6389.8534 | 6614.9419
SA1 | System Strength | 0.00027488 | 0.00028335 | 0.00033015 | 0.00032225 | 0.00030749 | 0.00029395 | 0.00029925 | 0.00034158 | 0.00033082 | 0.00033095 | 0.00036402 | 709.6088 | 677.1078 | 646.0953 | 1256.6664 | 1478.3045 | 2405.5153 | 2737.4347 | 2859.3091 | 2720.7192 | 2596.1061 | 2477.2005 | 2370.0649 | 2287.9207 | 2418.1304 | 2391.266 | 2287.8469 | 2512.5306 | 2598.5737
TAS1 | System Strength | 0.00012704 | 0.00012494 | 187.5461 | 356.9119 | 510.5301 | 644.468 | 767.1129 | 873.1527 | 969.8228 | 1059.7727 | 1177.1673 | 1325.7772 | 1461.302 | 1581.6308 | 1692.3872 | 1780.834 | 1861.9371 | 1932.0501 | 2002.379 | 2051.7528 | 1957.7794 | 1868.1101 | 1787.3167 | 1700.6859 | 1622.7919 | 1548.4656 | 1481.4964 | 1409.6887 | 1345.1228
NEM | Total | 0.00098744 | 480.0201 | 1768.0429 | 3491.0754 | 4900.1561 | 5941.4875 | 7208.7553 | 8433.1393 | 16569.3243 | 15944.7932 | 15418.4296 | 15869.7488 | 16043.6736 | 15850.526 | 16001.9151 | 16415.1388 | 21133.124 | 20835.121 | 20568.0126 | 19717.515 | 20470.8041 | 23267.2595 | 23181.1645 | 22286.7377 | 22170.4994 | 25227.4389 | 24666.7359 | 25896.0954 | 27036.8718

## Marinus_CF
Annual capacity factor by technology - Marinus Link, High DER Scenario
Explicitly modelled generation
Region | Technology | 2021-22 | 2022-23 | 2023-24 | 2024-25 | 2025-26 | 2026-27 | 2027-28 | 2028-29 | 2029-30 | 2030-31 | 2031-32 | 2032-33 | 2033-34 | 2034-35 | 2035-36 | 2036-37 | 2037-38 | 2038-39 | 2039-40 | 2040-41 | 2041-42 | 2042-43 | 2043-44 | 2044-45 | 2045-46 | 2046-47 | 2047-48 | 2048-49 | 2049-50
NEM | Black Coal | 56.05% | 50.33% | 54.54% | 65.46% | 69.94% | 67.14% | 62.54% | 70.5% | 66.48% | 64.7% | 61.2% | 64.97% | 70.66% | 65.78% | 64.01% | 67.28% | 70.67% | 71.54% | 67.84% | 64.61% | 61.7% | 70.46% | 63.68% | 61.86% | 62.03% | 61.83% | 58.06% | 56.77% | 50.95%
NEM | Brown Coal | 70.83% | 67.24% | 67.94% | 68.48% | 72.33% | 74.7% | 72.32% | 71.4% | 69.33% | 73.64% | 72.38% | 71.54% | 73.16% | 70.82% | 74.74% | 70.71% | 64.45% | 67.75% | 59.45% | 62.92% | 69.65% | 69.17% | 64.12% | 62.92% | 61.97% | 64.22% | 64.05% | - | -
NEM | CCGT | 8.417% | 8.417% | 7.524% | 7.712% | 6.891% | 6.931% | 7.108% | 7.892% | 6.932% | 7.234% | 8.057% | 19.35% | 20.36% | 22.76% | 16.05% | 17.21% | 31.32% | 31.07% | 27.17% | 27.52% | 27.93% | 33.23% | 28.99% | 30.7% | 32.14% | 28.26% | 28.34% | 28.26% | 28.26%
NEM | Gas - Steam | 5.747% | 5.867% | 5.972% | 1.354% | 1.304% | 1.367% | 1.321% | 1.385% | 1.273% | 1.278% | 1.277% | 2.495% | 1.566% | 3.98% | 2.023% | 1.794% | 5.978% | 4.976% | 23.03% | 23.61% | 28.11% | 32.4% | 30.32% | 27.16% | 35.85% | - | - | - | -
NEM | OCGT / Diesel | 0.0844% | 0.03795% | 0.1855% | 0.1457% | 0.02698% | 0.07247% | 0.05273% | 0.1516% | 0.01015% | 0.01936% | 0.06201% | 0.8954% | 0.5696% | 0.9978% | 0.6339% | 0.8521% | 4.102% | 4.237% | 8.816% | 9.845% | 6.352% | 11.16% | 14.79% | 8.205% | 9.616% | 12.73% | 15.86% | 18.5% | 18.89%
NEM | Hydro | 20.34% | 20.61% | 20.52% | 24.47% | 24.57% | 21.81% | 24.4% | 28.13% | 23.3% | 20.89% | 21.81% | 24.06% | 24.66% | 25.39% | 24.36% | 22.86% | 25.93% | 22.78% | 20.63% | 20.71% | 19.54% | 22.06% | 22.9% | 22.9% | 22.56% | 25.38% | 22.29% | 21.27% | 19.74%
NEM | Wind | 34.08% | 35.65% | 32.66% | 33.46% | 36.16% | 37.69% | 38.57% | 35.69% | 33.75% | 34.77% | 36.16% | 34.45% | 33.59% | 35.68% | 37.02% | 37.85% | 36.03% | 35.37% | 35.8% | 36.28% | 33.94% | 32.26% | 34.73% | 36.08% | 37.09% | 35.5% | 34.28% | 33.77% | 33.12%
NEM | Solar PV | 29.56% | 29.16% | 29.63% | 28.43% | 27.85% | 29.48% | 29.85% | 26.38% | 27.5% | 28.73% | 29.09% | 29.22% | 28.16% | 27.55% | 29.29% | 29.35% | 26.15% | 27.34% | 28.63% | 28.84% | 28.87% | 27.64% | 27.05% | 28.39% | 28.29% | 25.16% | 25.79% | 25.76% | 25.73%
NEM | Grid Battery | 9.501% | 5.62% | 5.585% | 6.176% | 5.573% | 5.76% | 5.498% | 5.144% | 4.721% | 5.122% | 5.029% | 5.229% | 5.025% | 4.51% | 4.908% | 4.956% | 4.628% | 4.453% | 4.768% | 3.969% | 2.635% | 4.663% | 4.49% | 9.874% | 9.985% | 11.28% | 11.23% | 11.14% | 11.25%
NEM | Pumped Hydro | 0.7491% | 2.22% | 3.223% | 21.98% | 20.34% | 20.52% | 18.88% | 22.55% | 21.26% | 23.26% | 24.02% | 26.49% | 24.2% | 23.82% | 25.66% | 25.32% | 24.33% | 22.88% | 24.69% | 23.24% | 25.29% | 24.31% | 23.62% | 25.58% | 24.85% | 23.27% | 22.71% | 24.51% | 23.45%
NEM | VPP | 7.709% | 8.749% | 8.061% | 9.456% | 9.052% | 8.968% | 8.078% | 7.624% | 6.899% | 6.898% | 6.687% | 6.952% | 6.916% | 6.571% | 6.809% | 6.796% | 6.405% | 6.211% | 6.234% | 5.979% | 6.208% | 5.933% | 5.773% | 5.956% | 5.756% | 5.272% | 5.094% | 5.128% | 4.617%
Region | Technology | 2021-22 | 2022-23 | 2023-24 | 2024-25 | 2025-26 | 2026-27 | 2027-28 | 2028-29 | 2029-30 | 2030-31 | 2031-32 | 2032-33 | 2033-34 | 2034-35 | 2035-36 | 2036-37 | 2037-38 | 2038-39 | 2039-40 | 2040-41 | 2041-42 | 2042-43 | 2043-44 | 2044-45 | 2045-46 | 2046-47 | 2047-48 | 2048-49 | 2049-50
NSW1 | Black Coal | 51.18% | 44.93% | 48.76% | 60.72% | 68.59% | 64.45% | 59.84% | 68.7% | 63.23% | 62.65% | 55.92% | 56.44% | 69.68% | 60.5% | 51.66% | 64.34% | 69.4% | 69.8% | 66.72% | 55.9% | 51.21% | - | - | - | - | - | - | - | -
NSW1 | Brown Coal | bar: 2021-22 to 2049-50
NSW1 | CCGT | 0.6146% | 0.6146% | 1.849% | 1.167% | 1.161% | 1.161% | 1.164% | 1.161% | 1.161% | 1.161% | 1.164% | 14.97% | 13.94% | 19.06% | 10.38% | 8.521% | 28.12% | 30.83% | 26.64% | 24.66% | 23.6% | 29.99% | 3.843% | - | - | - | - | - | -
NSW1 | Gas - Steam | bar: 2021-22 to 2049-50
NSW1 | OCGT / Diesel | 0.000259% | 1.085e-08% | 0.1038% | 0.3649% | 0.04923% | 0.139% | 0.05859% | 0.09385% | 1.511e-08% | 1.575e-08% | 1.715e-08% | 0.3138% | 0.2072% | 0.2391% | 0.464% | 0.2491% | 2.567% | 4.261% | 11.46% | 15.36% | 6.569% | 14.25% | 21.99% | 8.791% | 8.915% | 12.98% | 20.34% | 24.49% | 24.18%
NSW1 | Hydro | 8.879% | 9.347% | 8.645% | 12.37% | 12.26% | 11.49% | 11.34% | 15.56% | 12.24% | 10.66% | 11.49% | 12.17% | 13.92% | 14.52% | 14.77% | 13.87% | 17.66% | 14.05% | 12.53% | 12.24% | 12.03% | 14.39% | 14.95% | 15.45% | 15.04% | 17.94% | 14.69% | 14.35% | 13.17%
NSW1 | Wind | 32.14% | 36.67% | 35.12% | 34.55% | 37.56% | 38.61% | 38.19% | 33.91% | 30.63% | 32.89% | 34.16% | 33.92% | 32.91% | 34.97% | 36.58% | 36.58% | 33.29% | 30.43% | 32.73% | 33.7% | 33.39% | 31.96% | 34.23% | 35.62% | 35.52% | 31.98% | 29.41% | 31.1% | 31.36%
NSW1 | Solar PV | 28.63% | 28.53% | 28.72% | 27.65% | 26.32% | 28.48% | 28.63% | 26.08% | 26.89% | 28.34% | 28.76% | 28.55% | 27.67% | 26.7% | 28.68% | 28.59% | 25.93% | 26.7% | 28.21% | 28.47% | 28.15% | 27.29% | 26.47% | 28.06% | 27.96% | 25.19% | 25.37% | 26.84% | 26.76%
NSW1 | Grid Battery | bar: 2021-22 to 2049-50
NSW1 | Pumped Hydro | 1.113% | 3.944% | 5.273% | 50.32% | 22.89% | 23.51% | 21.6% | 25.52% | 22.96% | 25.05% | 25.83% | 28.08% | 25.64% | 25.34% | 27.32% | 26.94% | 26.2% | 24.04% | 26.17% | 24.7% | 26.7% | 25.31% | 24.75% | 27.26% | 26.51% | 26.84% | 25.36% | 27.2% | 27.45%
NSW1 | VPP | 7.219% | 8.769% | 7.385% | 9.176% | 8.542% | 8.579% | 8.04% | 7.594% | 6.903% | 6.932% | 6.759% | 6.927% | 6.872% | 6.63% | 6.85% | 6.801% | 6.4% | 6.17% | 6.221% | 5.948% | 6.184% | 5.882% | 5.856% | 6.11% | 5.95% | 5.631% | 5.295% | 5.433% | 5.166%
Region | Technology | 2021-22 | 2022-23 | 2023-24 | 2024-25 | 2025-26 | 2026-27 | 2027-28 | 2028-29 | 2029-30 | 2030-31 | 2031-32 | 2032-33 | 2033-34 | 2034-35 | 2035-36 | 2036-37 | 2037-38 | 2038-39 | 2039-40 | 2040-41 | 2041-42 | 2042-43 | 2043-44 | 2044-45 | 2045-46 | 2046-47 | 2047-48 | 2048-49 | 2049-50
QLD1 | Black Coal | 62.18% | 56.82% | 60.43% | 70.96% | 71.04% | 69.16% | 64.32% | 71.83% | 68.05% | 65.7% | 63.76% | 67.75% | 70.99% | 67.5% | 66.94% | 68.07% | 71.11% | 72.14% | 68.23% | 67.63% | 65.34% | 70.46% | 63.68% | 61.86% | 62.03% | 61.83% | 58.06% | 56.77% | 50.95%
QLD1 | Brown Coal | bar: 2021-22 to 2049-50
QLD1 | CCGT | 8.33% | 8.33% | 9.298% | 10.78% | 9.224% | 9.299% | 9.626% | 11.13% | 9.302% | 9.876% | 11.43% | 24.33% | 27.18% | 26.52% | 21.87% | 26.83% | 38.87% | 36.94% | 33.24% | 35.15% | 36.58% | 42.3% | 39.83% | 37.19% | 51.81% | 60.92% | 61.08% | 60.92% | 60.92%
QLD1 | Gas - Steam | 5.044% | 5.044% | 10.02% | 9.894% | 9.894% | 9.894% | 9.921% | 9.894% | 9.894% | 9.894% | 9.921% | 9.894% | 9.894% | 11.1% | 9.921% | 10.52% | 28.47% | 24.46% | 23.03% | 23.61% | 28.11% | 32.4% | 30.32% | 27.16% | 35.85% | - | - | - | -
QLD1 | OCGT / Diesel | 1.377e-08% | 1.426e-08% | 0.003416% | 0.1779% | 0.03564% | 0.06% | 0.09938% | 0.3858% | 0.03648% | 0.05488% | 0.203% | 1.435% | 0.9034% | 0.627% | 0.5878% | 1.632% | 7.769% | 6.418% | 9.681% | 9.964% | 8.172% | 13.3% | 13.23% | 13.32% | 16.37% | 18.51% | 16.58% | 15.11% | 15.36%
QLD1 | Hydro | 51.16% | 51% | 51.01% | 50.58% | 50.37% | 50.16% | 50.15% | 49.74% | 49.52% | 48.38% | 49.34% | 48.94% | 48.73% | 48.52% | 48.41% | 48.09% | 41.32% | 41.49% | 41.08% | 40.93% | 40.92% | - | - | - | - | - | - | - | -
QLD1 | Wind | 36.02% | 34.94% | 34.77% | 32.41% | 42.76% | 43.73% | 45.53% | 44.8% | 42.47% | 43.57% | 41.32% | 39.4% | 35.08% | 41.79% | 40.97% | 43.45% | 42.92% | 42.4% | 43.19% | 40.41% | 38.08% | 33.14% | 39% | 39.21% | 41.82% | 42.15% | 41.83% | 42.04% | 36.65%
QLD1 | Solar PV | 31.43% | 30.43% | 31.01% | 29.64% | 30.07% | 31.49% | 31.87% | 26.62% | 28.83% | 29.98% | 30.46% | 30.92% | 29.58% | 30.04% | 31.52% | 31.76% | 26.51% | 28.76% | 29.97% | 30.27% | 30.54% | 28.24% | 28.23% | 29.16% | 29.23% | 25.16% | 26.46% | 27.19% | 26.97%
QLD1 | Grid Battery | - | 14.61% | 14.99% | 18.2% | 18.45% | 17.99% | 17.52% | 17.09% | 16.35% | 16.52% | 16.26% | 16.7% | 16.59% | 16.4% | 16.39% | 16.3% | 15.05% | 15.2% | 15.62% | - | - | - | - | 15.69% | 15.3% | 14.73% | 14.75% | 14.47% | 14.94%
QLD1 | Pumped Hydro | 0.5957% | 1.494% | 2.359% | 10.04% | 10.14% | 8.586% | 7.993% | 10.67% | 8.543% | 9.815% | 10.47% | 14.59% | 13.41% | 12.41% | 13.21% | 13.1% | 18.98% | 19.59% | 20.47% | 19.08% | 21.63% | 22.58% | 21.65% | 22.66% | 21.96% | 19.11% | 19.62% | 20.73% | 18.16%
QLD1 | VPP | 6.792% | 7.781% | 7.558% | 9.482% | 9.837% | 9.418% | 8.529% | 8.224% | 7.595% | 7.507% | 7.115% | 7.307% | 7.343% | 7.112% | 7.116% | 7.027% | 6.546% | 6.494% | 6.457% | 6.372% | 6.485% | 6.385% | 6.3% | 6.236% | 5.788% | 5.028% | 5.067% | 4.76% | 3.84%
Region | Technology | 2021-22 | 2022-23 | 2023-24 | 2024-25 | 2025-26 | 2026-27 | 2027-28 | 2028-29 | 2029-30 | 2030-31 | 2031-32 | 2032-33 | 2033-34 | 2034-35 | 2035-36 | 2036-37 | 2037-38 | 2038-39 | 2039-40 | 2040-41 | 2041-42 | 2042-43 | 2043-44 | 2044-45 | 2045-46 | 2046-47 | 2047-48 | 2048-49 | 2049-50
VIC1 | Black Coal | bar: 2021-22 to 2049-50
VIC1 | Brown Coal | 70.83% | 67.24% | 67.94% | 68.48% | 72.33% | 74.7% | 72.32% | 71.4% | 69.33% | 73.64% | 72.38% | 71.54% | 73.16% | 70.82% | 74.74% | 70.71% | 64.45% | 67.75% | 59.45% | 62.92% | 69.65% | 69.17% | 64.12% | 62.92% | 61.97% | 64.22% | 64.05% | - | -
VIC1 | CCGT | bar: 2021-22 to 2049-50
VIC1 | Gas - Steam | 0.1675% | 0.05509% | 0.1892% | 0.2243% | 0.08551% | 0.2579% | 0.121% | 0.3101% | 1.12e-08% | 0.01325% | 1.313e-08% | 0.5774% | 0.2472% | 0.3027% | 0.6959% | 0.3273% | 2.2% | 1.704% | - | - | - | - | - | - | - | - | - | - | -
VIC1 | OCGT / Diesel | 0.03993% | 1.355e-08% | 0.04102% | 0.01026% | 1.863e-08% | 0.01463% | 0.009551% | 2.177e-08% | 2.106e-08% | 2.133e-08% | 2.286e-08% | 0.1966% | 0.06805% | 0.1119% | 0.07533% | 0.02815% | 0.2674% | 0.06922% | 2.859% | 1.906% | 0.989% | 0.6841% | 4.06% | 1.47% | 1.484% | 1.137% | 1.52% | 10.94% | 13.36%
VIC1 | Hydro | 14.06% | 14.1% | 12.75% | 15.75% | 16.08% | 15.21% | 15.39% | 19.36% | 16.05% | 13.71% | 13.8% | 12.44% | 15.25% | 15.7% | 14.85% | 14.9% | 18.7% | 15.53% | 13.33% | 13.28% | 12.05% | 14.75% | 15.26% | 14.37% | 14.45% | 18.11% | 15.05% | 12.9% | 12.91%
VIC1 | Wind | 35.8% | 36.34% | 31.25% | 32.25% | 33.12% | 34.32% | 35.83% | 32.33% | 32.51% | 31.43% | 34.69% | 31% | 31.95% | 32.29% | 33.78% | 34.35% | 32.08% | 34% | 32.49% | 33.93% | 29.5% | 29.81% | 31.28% | 33.04% | 33.89% | 32.79% | 32.46% | 30.25% | 30.73%
VIC1 | Solar PV | 27.59% | 27.39% | 28.41% | 27.27% | 25.9% | 27.19% | 27.86% | 26.09% | 27.05% | 27.59% | 27.43% | 28.47% | 27.25% | 25.9% | 27.36% | 27.8% | 25.98% | 26.89% | 27.51% | 27.3% | 28.27% | 27.19% | 25.91% | 27.62% | 28.25% | 26.21% | 27.27% | 20.71% | 21.28%
VIC1 | Grid Battery | 23.41% | 5.096% | 4.92% | 5.593% | 4.934% | 5.238% | 4.984% | 4.575% | 4.086% | 4.363% | 4.299% | 4.489% | 4.132% | 3.662% | 4.192% | 4.251% | 3.88% | 3.655% | 4.068% | 3.717% | 1.518% | - | - | - | - | - | - | - | -
VIC1 | Pumped Hydro | - | - | - | - | - | - | - | - | - | - | - | - | - | - | - | - | - | - | - | - | - | - | - | - | - | - | - | 28.84% | 27.55%
VIC1 | VPP | 8.438% | 9.271% | 8.586% | 9.777% | 9.055% | 9.102% | 7.855% | 7.273% | 6.438% | 6.456% | 6.308% | 6.711% | 6.622% | 6.097% | 6.519% | 6.609% | 6.229% | 5.983% | 6.017% | 5.639% | 5.969% | 5.586% | 5.231% | 5.624% | 5.538% | 5.08% | 4.91% | 5.129% | 4.665%
Region | Technology | 2021-22 | 2022-23 | 2023-24 | 2024-25 | 2025-26 | 2026-27 | 2027-28 | 2028-29 | 2029-30 | 2030-31 | 2031-32 | 2032-33 | 2033-34 | 2034-35 | 2035-36 | 2036-37 | 2037-38 | 2038-39 | 2039-40 | 2040-41 | 2041-42 | 2042-43 | 2043-44 | 2044-45 | 2045-46 | 2046-47 | 2047-48 | 2048-49 | 2049-50
SA1 | Black Coal | bar: 2021-22 to 2049-50
SA1 | Brown Coal | bar: 2021-22 to 2049-50
SA1 | CCGT | 17.95% | 17.95% | 12.11% | 9.7% | 9.7% | 9.7% | 9.727% | 9.7% | 9.7% | 9.7% | 9.727% | 17.87% | 16.41% | 25.31% | 12.43% | 13.72% | - | - | - | - | - | - | - | - | - | - | - | - | -
SA1 | Gas - Steam | 9.308% | 9.585% | 9.161% | 1.164% | 1.164% | 1.164% | 1.167% | 1.164% | 1.164% | 1.164% | 1.167% | 2.917% | 1.516% | 5.531% | - | - | - | - | - | - | - | - | - | - | - | - | - | - | -
SA1 | OCGT / Diesel | 0.35% | 0.1812% | 0.7232% | 0.08052% | 0.03222% | 0.1079% | 0.04848% | 0.1173% | 4.992e-08% | 0.01956% | 0.01335% | 2.531% | 1.779% | 5.273% | 2.596% | 2.615% | 9.729% | 10.84% | 13.92% | 12.76% | 10.87% | 15.88% | 19.2% | 6.712% | 6.903% | 9.259% | 12.63% | 16.24% | 16.11%
SA1 | Hydro | bar: 2021-22 to 2049-50
SA1 | Wind | 34.73% | 34.27% | 30.31% | 33.66% | 32.89% | 36.12% | 36.73% | 34.46% | 33.48% | 33.87% | 35.52% | 32.33% | 32.94% | 31.59% | 35.5% | 36.11% | 35.06% | 35.63% | 35.31% | 37.42% | 32.9% | 32.2% | 30.73% | 34.12% | 34.45% | 33.63% | 33.58% | 30.97% | 32.66%
SA1 | Solar PV | 30.63% | 29.09% | 29.18% | 28.17% | 27.51% | 28.16% | 29.03% | 27.61% | 28.77% | 29.03% | 29.15% | 29.61% | 28.18% | 27.51% | 28.21% | 28.99% | 27.55% | 28.71% | 29.03% | 29.08% | 29.36% | 28.06% | 27.07% | 26.74% | 23.84% | 21.69% | 21.58% | 20.79% | 17.59%
SA1 | Grid Battery | 5.746% | 5.704% | 5.884% | 6.071% | 5.489% | 5.523% | 5.264% | 5.021% | 4.75% | 5.449% | 5.312% | 5.505% | 5.339% | 4.733% | 4.902% | 4.948% | 4.836% | 4.721% | 4.816% | 4.509% | 4.868% | 4.663% | 4.49% | 7.602% | 8.025% | 7.791% | 7.68% | 7.779% | 7.521%
SA1 | Pumped Hydro | bar: 2021-22 to 2049-50
SA1 | VPP | 9.413% | 9.833% | 9.842% | 9.771% | 9.179% | 8.979% | 8.132% | 7.751% | 7.004% | 6.936% | 6.799% | 7.043% | 7.103% | 6.668% | 6.939% | 6.902% | 6.7% | 6.535% | 6.473% | 6.164% | 6.329% | 6.109% | 5.908% | 5.807% | 5.756% | 5.397% | 5.119% | 5.07% | 4.71%
Region | Technology | 2021-22 | 2022-23 | 2023-24 | 2024-25 | 2025-26 | 2026-27 | 2027-28 | 2028-29 | 2029-30 | 2030-31 | 2031-32 | 2032-33 | 2033-34 | 2034-35 | 2035-36 | 2036-37 | 2037-38 | 2038-39 | 2039-40 | 2040-41 | 2041-42 | 2042-43 | 2043-44 | 2044-45 | 2045-46 | 2046-47 | 2047-48 | 2048-49 | 2049-50
TAS1 | Black Coal | bar: 2021-22 to 2049-50
TAS1 | Brown Coal | bar: 2021-22 to 2049-50
TAS1 | CCGT | 6.103e-08% | 6.049e-08% | 6.327e-08% | 6.384e-08% | 6.414e-08% | 6.62e-08% | 7.184e-08% | 7.664e-08% | 7.793e-08% | 8.002e-08% | 8.292e-08% | 9.822e-08% | 9.777e-08% | 9.842e-08% | 9.741e-08% | 9.764e-08% | 1.058e-07% | 1.058e-07% | 1.206e-07% | 1.206e-07% | 1.333e-07% | 1.33e-07% | 1.345e-07% | 1.329e-07% | 1.337e-07% | 1.412e-07% | 1.471e-07% | 1.644e-07% | 1.624e-07%
TAS1 | Gas - Steam | bar: 2021-22 to 2049-50
TAS1 | OCGT / Diesel | 5.678e-08% | 5.528e-08% | 5.794e-08% | 5.921e-08% | 6.079e-08% | 6.44e-08% | 6.885e-08% | 7.347e-08% | 7.499e-08% | 7.701e-08% | 7.948e-08% | 0.05427% | 9.215e-08% | 9.885e-08% | 9.347e-08% | 9.473e-08% | 0.1322% | 1.041e-07% | 0.01881% | 0.05668% | 0.1451% | 0.07935% | 0.211% | 0.1388% | 3.349e-07% | 0.009262% | 0.07666% | 0.5634% | 0.3967%
TAS1 | Hydro | 36.46% | 36.78% | 38.5% | 43.82% | 43.96% | 37.18% | 43.14% | 46.43% | 38.59% | 35.26% | 36.94% | 43.87% | 41.56% | 42.72% | 40.24% | 36.79% | 39.63% | 36.86% | 34.08% | 34.63% | 32.57% | 35.63% | 37.02% | 37.27% | 36.65% | 38.7% | 35.71% | 35% | 31.84%
TAS1 | Wind | 26.66% | 32.22% | 32.49% | 34.76% | 37.94% | 39.41% | 41.01% | 39.14% | 39.16% | 37.96% | 42.01% | 39.17% | 39.01% | 41.04% | 41.05% | 41.98% | 39.96% | 38.73% | 36.78% | 38.35% | 36.05% | 35.84% | 37.32% | 38.43% | 39.23% | 37.2% | 36.43% | 33.98% | 35.65%
TAS1 | Solar PV | bar: 2021-22 to 2049-50
TAS1 | Grid Battery | bar: 2021-22 to 2049-50
TAS1 | Pumped Hydro | bar: 2021-22 to 2049-50
TAS1 | VPP | 1.621% | 3.305% | 1.461% | 1.975% | 3.419% | 3.923% | 5.857% | 5.46% | 5.154% | 6.021% | 6.061% | 6.287% | 5.868% | 6.347% | 6.396% | 6.192% | 6.481% | 5.311% | 6.23% | 6.66% | 6.78% | 6.072% | 6.506% | 6.112% | 6.08% | 5.646% | 5.294% | 5.434% | 4.94%
Explicitly modelled pumping
Region | Technology | 2021-22 | 2022-23 | 2023-24 | 2024-25 | 2025-26 | 2026-27 | 2027-28 | 2028-29 | 2029-30 | 2030-31 | 2031-32 | 2032-33 | 2033-34 | 2034-35 | 2035-36 | 2036-37 | 2037-38 | 2038-39 | 2039-40 | 2040-41 | 2041-42 | 2042-43 | 2043-44 | 2044-45 | 2045-46 | 2046-47 | 2047-48 | 2048-49 | 2049-50
NEM | Grid Battery pump | 11.7% | 6.956% | 6.876% | 7.638% | 6.877% | 7.102% | 6.804% | 6.334% | 5.835% | 6.318% | 6.228% | 6.439% | 6.217% | 5.551% | 6.059% | 6.119% | 5.716% | 5.512% | 5.87% | 4.918% | 3.235% | 5.774% | 5.526% | 11.76% | 11.9% | 13.36% | 13.3% | 13.2% | 13.31%
NEM | Pumped Hydro Pump | 1.213% | 4.372% | 5.804% | 28.79% | 23.39% | 24.9% | 24.35% | 26.99% | 26.77% | 29.01% | 30.69% | 33.5% | 32.3% | 30.16% | 33.76% | 33.92% | 31.16% | 29.73% | 31.23% | 30.45% | 32.59% | 32.08% | 30.01% | 33.81% | 33.19% | 30.32% | 29.51% | 32.09% | 30.18%
NEM | VPP pump | 9.252% | 10.53% | 9.663% | 11.36% | 10.87% | 10.76% | 9.709% | 9.139% | 8.281% | 8.278% | 8.048% | 8.329% | 8.305% | 7.887% | 8.166% | 8.157% | 7.698% | 7.461% | 7.467% | 7.193% | 7.439% | 7.131% | 6.92% | 7.144% | 6.923% | 6.319% | 6.123% | 6.146% | 5.537%
Region | Technology | 2021-22 | 2022-23 | 2023-24 | 2024-25 | 2025-26 | 2026-27 | 2027-28 | 2028-29 | 2029-30 | 2030-31 | 2031-32 | 2032-33 | 2033-34 | 2034-35 | 2035-36 | 2036-37 | 2037-38 | 2038-39 | 2039-40 | 2040-41 | 2041-42 | 2042-43 | 2043-44 | 2044-45 | 2045-46 | 2046-47 | 2047-48 | 2048-49 | 2049-50
NSW1 | Grid Battery pump | bar: 2021-22 to 2049-50
NSW1 | Pumped Hydro Pump | 1.359% | 5.422% | 6.922% | 35.8% | 24.48% | 26.7% | 26.21% | 28.55% | 28.02% | 30.28% | 32.01% | 34.42% | 33.29% | 31.11% | 34.94% | 35.12% | 32.73% | 30.7% | 32.29% | 31.81% | 33.74% | 33.3% | 30.9% | 35.9% | 35.37% | 34.55% | 32.73% | 35.61% | 34.86%
NSW1 | VPP pump | 8.665% | 10.55% | 8.85% | 11.02% | 10.25% | 10.3% | 9.66% | 9.107% | 8.285% | 8.32% | 8.134% | 8.295% | 8.248% | 7.978% | 8.203% | 8.163% | 7.698% | 7.412% | 7.446% | 7.16% | 7.417% | 7.057% | 7.018% | 7.334% | 7.161% | 6.74% | 6.374% | 6.502% | 6.2%
Region | Technology | 2021-22 | 2022-23 | 2023-24 | 2024-25 | 2025-26 | 2026-27 | 2027-28 | 2028-29 | 2029-30 | 2030-31 | 2031-32 | 2032-33 | 2033-34 | 2034-35 | 2035-36 | 2036-37 | 2037-38 | 2038-39 | 2039-40 | 2040-41 | 2041-42 | 2042-43 | 2043-44 | 2044-45 | 2045-46 | 2046-47 | 2047-48 | 2048-49 | 2049-50
QLD1 | Grid Battery pump | - | 18.03% | 18.45% | 22.47% | 22.78% | 22.21% | 21.63% | 21.1% | 20.19% | 20.4% | 20.13% | 20.56% | 20.48% | 20.25% | 20.24% | 20.13% | 18.64% | 18.71% | 19.28% | - | - | - | - | 18.47% | 17.99% | 17.35% | 17.32% | 17.05% | 17.55%
QLD1 | Pumped Hydro Pump | 0.9635% | 2.572% | 3.889% | 16.77% | 16.98% | 14.33% | 13.4% | 17.81% | 14.28% | 16.41% | 17.57% | 24.33% | 22.42% | 20.75% | 22.08% | 21.91% | 25.76% | 26.39% | 27.59% | 25.74% | 29.02% | 29.56% | 28.19% | 29.51% | 28.71% | 24.57% | 25.14% | 26.69% | 23.15%
QLD1 | VPP pump | 8.151% | 9.364% | 9.058% | 11.38% | 11.81% | 11.3% | 10.24% | 9.87% | 9.116% | 9.011% | 8.562% | 8.751% | 8.813% | 8.536% | 8.541% | 8.434% | 7.879% | 7.773% | 7.749% | 7.655% | 7.777% | 7.672% | 7.571% | 7.47% | 6.944% | 6.052% | 6.065% | 5.73% | 4.592%
Region | Technology | 2021-22 | 2022-23 | 2023-24 | 2024-25 | 2025-26 | 2026-27 | 2027-28 | 2028-29 | 2029-30 | 2030-31 | 2031-32 | 2032-33 | 2033-34 | 2034-35 | 2035-36 | 2036-37 | 2037-38 | 2038-39 | 2039-40 | 2040-41 | 2041-42 | 2042-43 | 2043-44 | 2044-45 | 2045-46 | 2046-47 | 2047-48 | 2048-49 | 2049-50
VIC1 | Grid Battery pump | 28.81% | 6.309% | 6.057% | 6.923% | 6.088% | 6.452% | 6.172% | 5.63% | 5.044% | 5.386% | 5.325% | 5.527% | 5.115% | 4.503% | 5.176% | 5.248% | 4.79% | 4.53% | 5.005% | 4.605% | 1.856% | - | - | - | - | - | - | - | -
VIC1 | Pumped Hydro Pump | - | - | - | - | - | - | - | - | - | - | - | - | - | - | - | - | - | - | - | - | - | - | - | - | - | - | - | 36.05% | 34.44%
VIC1 | VPP pump | 10.13% | 11.15% | 10.29% | 11.76% | 10.87% | 10.91% | 9.452% | 8.71% | 7.727% | 7.749% | 7.593% | 8.045% | 7.962% | 7.299% | 7.824% | 7.932% | 7.476% | 7.203% | 7.202% | 6.789% | 7.144% | 6.725% | 6.258% | 6.751% | 6.667% | 6.078% | 5.912% | 6.138% | 5.6%
Region | Technology | 2021-22 | 2022-23 | 2023-24 | 2024-25 | 2025-26 | 2026-27 | 2027-28 | 2028-29 | 2029-30 | 2030-31 | 2031-32 | 2032-33 | 2033-34 | 2034-35 | 2035-36 | 2036-37 | 2037-38 | 2038-39 | 2039-40 | 2040-41 | 2041-42 | 2042-43 | 2043-44 | 2044-45 | 2045-46 | 2046-47 | 2047-48 | 2048-49 | 2049-50
SA1 | Grid Battery pump | 7.077% | 7.059% | 7.248% | 7.502% | 6.77% | 6.818% | 6.516% | 6.182% | 5.881% | 6.708% | 6.577% | 6.781% | 6.602% | 5.825% | 6.052% | 6.108% | 5.97% | 5.847% | 5.928% | 5.584% | 5.992% | 5.774% | 5.526% | 9.139% | 9.652% | 9.317% | 9.235% | 9.308% | 9.018%
SA1 | Pumped Hydro Pump | bar: 2021-22 to 2049-50
SA1 | VPP pump | 11.3% | 11.83% | 11.8% | 11.74% | 11.01% | 10.78% | 9.784% | 9.285% | 8.414% | 8.317% | 8.183% | 8.437% | 8.522% | 8.004% | 8.329% | 8.284% | 8.042% | 7.865% | 7.749% | 7.419% | 7.576% | 7.351% | 7.074% | 6.97% | 6.929% | 6.459% | 6.163% | 6.068% | 5.653%
Region | Technology | 2021-22 | 2022-23 | 2023-24 | 2024-25 | 2025-26 | 2026-27 | 2027-28 | 2028-29 | 2029-30 | 2030-31 | 2031-32 | 2032-33 | 2033-34 | 2034-35 | 2035-36 | 2036-37 | 2037-38 | 2038-39 | 2039-40 | 2040-41 | 2041-42 | 2042-43 | 2043-44 | 2044-45 | 2045-46 | 2046-47 | 2047-48 | 2048-49 | 2049-50
TAS1 | Grid Battery pump | bar: 2021-22 to 2049-50
TAS1 | Pumped Hydro Pump | bar: 2021-22 to 2049-50
TAS1 | VPP pump | 1.945% | 3.988% | 1.738% | 2.393% | 4.088% | 4.708% | 7.053% | 6.536% | 6.209% | 7.207% | 7.274% | 7.547% | 7.043% | 7.64% | 7.657% | 7.432% | 7.779% | 6.374% | 7.477% | 8.015% | 8.118% | 7.309% | 7.81% | 7.316% | 7.318% | 6.757% | 6.374% | 6.503% | 5.929%
Non-controllable capacity
Region | Technology | 2021-22 | 2022-23 | 2023-24 | 2024-25 | 2025-26 | 2026-27 | 2027-28 | 2028-29 | 2029-30 | 2030-31 | 2031-32 | 2032-33 | 2033-34 | 2034-35 | 2035-36 | 2036-37 | 2037-38 | 2038-39 | 2039-40 | 2040-41 | 2041-42 | 2042-43 | 2043-44 | 2044-45 | 2045-46 | 2046-47 | 2047-48 | 2048-49 | 2049-50
NEM | Distributed PV | 15.73% | 16.09% | 16.23% | 15.82% | 15.34% | 16.51% | 16.55% | 14.98% | 15.76% | 16.42% | 16.68% | 16.82% | 16.42% | 15.97% | 17.12% | 17.17% | 15.46% | 16.3% | 17% | 17.29% | 17.34% | 16.88% | 16.37% | 17.53% | 17.49% | 15.72% | 16.54% | 17.24% | 17.5%
NEM | Behind the meter battery | 5.667% | 5.723% | 5.697% | 5.601% | 5.515% | 5.416% | 5.347% | 5.236% | 5.14% | 5.04% | 4.967% | 4.975% | 5.011% | 5.02% | 5.042% | 4.97% | 4.915% | 4.863% | 4.828% | 4.751% | 4.713% | 4.68% | 4.667% | 4.606% | 4.559% | 4.421% | 4.312% | 4.185% | 4.069%
NEM | Behind the meter battery pump | 4.815% | 4.861% | 4.84% | 4.758% | 4.685% | 4.601% | 4.542% | 4.447% | 4.367% | 4.281% | 4.221% | 4.227% | 4.256% | 4.264% | 4.284% | 4.222% | 4.175% | 4.13% | 4.1% | 4.037% | 4.004% | 3.974% | 3.964% | 3.912% | 3.873% | 3.755% | 3.662% | 3.554% | 3.456%
Region | Technology | 2021-22 | 2022-23 | 2023-24 | 2024-25 | 2025-26 | 2026-27 | 2027-28 | 2028-29 | 2029-30 | 2030-31 | 2031-32 | 2032-33 | 2033-34 | 2034-35 | 2035-36 | 2036-37 | 2037-38 | 2038-39 | 2039-40 | 2040-41 | 2041-42 | 2042-43 | 2043-44 | 2044-45 | 2045-46 | 2046-47 | 2047-48 | 2048-49 | 2049-50
NSW1 | Distributed PV | 15.89% | 16.65% | 16.19% | 15.98% | 15.4% | 17.1% | 16.86% | 15.02% | 15.42% | 16.36% | 17.06% | 16.64% | 16.46% | 15.93% | 17.53% | 17.31% | 15.42% | 15.93% | 16.89% | 17.6% | 17.11% | 16.87% | 16.27% | 17.87% | 17.58% | 15.66% | 16.11% | 17.1% | 17.77%
NSW1 | Behind the meter battery | 5.638% | 5.703% | 5.66% | 5.567% | 5.499% | 5.413% | 5.354% | 5.253% | 5.161% | 5.073% | 5.011% | 5.032% | 5.043% | 5.032% | 5.062% | 4.976% | 4.91% | 4.853% | 4.834% | 4.76% | 4.738% | 4.71% | 4.694% | 4.647% | 4.607% | 4.472% | 4.37% | 4.245% | 4.136%
NSW1 | Behind the meter battery pump | 4.79% | 4.843% | 4.811% | 4.729% | 4.672% | 4.599% | 4.548% | 4.46% | 4.383% | 4.311% | 4.258% | 4.275% | 4.284% | 4.277% | 4.302% | 4.228% | 4.172% | 4.121% | 4.104% | 4.045% | 4.025% | 4% | 3.988% | 3.947% | 3.911% | 3.797% | 3.713% | 3.604% | 3.515%
Region | Technology | 2021-22 | 2022-23 | 2023-24 | 2024-25 | 2025-26 | 2026-27 | 2027-28 | 2028-29 | 2029-30 | 2030-31 | 2031-32 | 2032-33 | 2033-34 | 2034-35 | 2035-36 | 2036-37 | 2037-38 | 2038-39 | 2039-40 | 2040-41 | 2041-42 | 2042-43 | 2043-44 | 2044-45 | 2045-46 | 2046-47 | 2047-48 | 2048-49 | 2049-50
QLD1 | Distributed PV | 16.1% | 17.06% | 17.04% | 16.38% | 16.5% | 17.65% | 17.74% | 14.96% | 16.27% | 16.89% | 17.76% | 17.6% | 16.96% | 17.19% | 18.26% | 18.34% | 15.46% | 16.89% | 17.52% | 18.42% | 18.19% | 17.48% | 17.64% | 18.68% | 18.7% | 15.74% | 17.14% | 17.77% | 18.66%
QLD1 | Behind the meter battery | 5.684% | 5.775% | 5.719% | 5.62% | 5.545% | 5.439% | 5.361% | 5.261% | 5.173% | 5.069% | 5.003% | 5.023% | 5.04% | 5.034% | 5.056% | 4.969% | 4.908% | 4.861% | 4.837% | 4.775% | 4.741% | 4.717% | 4.713% | 4.654% | 4.608% | 4.471% | 4.356% | 4.223% | 4.11%
QLD1 | Behind the meter battery pump | 4.83% | 4.906% | 4.857% | 4.776% | 4.709% | 4.62% | 4.554% | 4.469% | 4.396% | 4.307% | 4.251% | 4.265% | 4.281% | 4.276% | 4.298% | 4.219% | 4.167% | 4.13% | 4.11% | 4.057% | 4.025% | 4.005% | 4.006% | 3.953% | 3.917% | 3.797% | 3.698% | 3.589% | 3.49%
Region | Technology | 2021-22 | 2022-23 | 2023-24 | 2024-25 | 2025-26 | 2026-27 | 2027-28 | 2028-29 | 2029-30 | 2030-31 | 2031-32 | 2032-33 | 2033-34 | 2034-35 | 2035-36 | 2036-37 | 2037-38 | 2038-39 | 2039-40 | 2040-41 | 2041-42 | 2042-43 | 2043-44 | 2044-45 | 2045-46 | 2046-47 | 2047-48 | 2048-49 | 2049-50
VIC1 | Distributed PV | 14.64% | 14.23% | 15.09% | 14.83% | 14.08% | 15.02% | 15.13% | 14.56% | 15.28% | 15.89% | 15.28% | 16.11% | 15.73% | 14.89% | 15.83% | 15.95% | 15.17% | 15.88% | 16.52% | 15.91% | 16.66% | 16.24% | 15.31% | 16.27% | 16.3% | 15.49% | 16.18% | 16.83% | 16.15%
VIC1 | Behind the meter battery | 5.686% | 5.759% | 5.769% | 5.661% | 5.55% | 5.441% | 5.366% | 5.23% | 5.104% | 4.983% | 4.889% | 4.875% | 4.952% | 4.988% | 5.011% | 4.966% | 4.936% | 4.879% | 4.826% | 4.735% | 4.679% | 4.638% | 4.62% | 4.546% | 4.491% | 4.353% | 4.238% | 4.113% | 3.985%
VIC1 | Behind the meter battery pump | 4.831% | 4.891% | 4.901% | 4.807% | 4.715% | 4.624% | 4.558% | 4.445% | 4.338% | 4.231% | 4.155% | 4.142% | 4.205% | 4.236% | 4.256% | 4.221% | 4.193% | 4.144% | 4.097% | 4.024% | 3.977% | 3.938% | 3.922% | 3.862% | 3.817% | 3.698% | 3.598% | 3.492% | 3.384%
Region | Technology | 2021-22 | 2022-23 | 2023-24 | 2024-25 | 2025-26 | 2026-27 | 2027-28 | 2028-29 | 2029-30 | 2030-31 | 2031-32 | 2032-33 | 2033-34 | 2034-35 | 2035-36 | 2036-37 | 2037-38 | 2038-39 | 2039-40 | 2040-41 | 2041-42 | 2042-43 | 2043-44 | 2044-45 | 2045-46 | 2046-47 | 2047-48 | 2048-49 | 2049-50
SA1 | Distributed PV | 17% | 17.03% | 17.4% | 16.79% | 15.95% | 16.62% | 17.14% | 16.32% | 17.02% | 17.25% | 17.23% | 17.68% | 17.1% | 16.26% | 16.89% | 17.46% | 16.6% | 17.39% | 17.63% | 17.62% | 18.03% | 17.41% | 16.52% | 17.18% | 17.67% | 16.79% | 17.56% | 17.81% | 17.75%
SA1 | Behind the meter battery | 5.687% | 5.649% | 5.583% | 5.482% | 5.395% | 5.284% | 5.219% | 5.127% | 5.109% | 5.049% | 4.993% | 5.022% | 5.037% | 5.051% | 5.052% | 4.964% | 4.871% | 4.834% | 4.784% | 4.699% | 4.657% | 4.607% | 4.592% | 4.519% | 4.464% | 4.316% | 4.217% | 4.086% | 3.974%
SA1 | Behind the meter battery pump | 4.829% | 4.797% | 4.742% | 4.659% | 4.583% | 4.489% | 4.433% | 4.354% | 4.338% | 4.291% | 4.244% | 4.268% | 4.279% | 4.291% | 4.293% | 4.218% | 4.14% | 4.109% | 4.064% | 3.993% | 3.956% | 3.915% | 3.901% | 3.837% | 3.792% | 3.665% | 3.583% | 3.473% | 3.373%
Region | Technology | 2021-22 | 2022-23 | 2023-24 | 2024-25 | 2025-26 | 2026-27 | 2027-28 | 2028-29 | 2029-30 | 2030-31 | 2031-32 | 2032-33 | 2033-34 | 2034-35 | 2035-36 | 2036-37 | 2037-38 | 2038-39 | 2039-40 | 2040-41 | 2041-42 | 2042-43 | 2043-44 | 2044-45 | 2045-46 | 2046-47 | 2047-48 | 2048-49 | 2049-50
TAS1 | Distributed PV | 13.67% | 13.56% | 13.98% | 14.01% | 13.36% | 14.27% | 14.3% | 13.89% | 14% | 14.27% | 14.08% | 14.55% | 14.57% | 13.88% | 14.71% | 14.82% | 14.29% | 14.45% | 14.76% | 14.57% | 14.97% | 14.9% | 14.17% | 15.06% | 15.02% | 14.55% | 14.6% | 14.95% | 14.69%
TAS1 | Behind the meter battery | 5.621% | 5.537% | 5.483% | 5.392% | 5.325% | 5.3% | 5.327% | 5.334% | 5.286% | 5.239% | 5.208% | 5.151% | 5.108% | 5.072% | 5.045% | 4.953% | 4.896% | 4.865% | 4.848% | 4.807% | 4.776% | 4.758% | 4.747% | 4.71% | 4.688% | 4.578% | 4.487% | 4.373% | 4.276%
TAS1 | Behind the meter battery pump | 4.776% | 4.703% | 4.656% | 4.581% | 4.521% | 4.502% | 4.527% | 4.531% | 4.491% | 4.45% | 4.424% | 4.376% | 4.337% | 4.308% | 4.285% | 4.206% | 4.16% | 4.131% | 4.12% | 4.084% | 4.059% | 4.042% | 4.03% | 4% | 3.983% | 3.889% | 3.812% | 3.715% | 3.631%

## Marinus_Generation
Annual sent-out generation by technology (GWh) - Marinus Link, High DER Scenario
Explicitly modelled generation
Region | Technology | 2021-22 | 2022-23 | 2023-24 | 2024-25 | 2025-26 | 2026-27 | 2027-28 | 2028-29 | 2029-30 | 2030-31 | 2031-32 | 2032-33 | 2033-34 | 2034-35 | 2035-36 | 2036-37 | 2037-38 | 2038-39 | 2039-40 | 2040-41 | 2041-42 | 2042-43 | 2043-44 | 2044-45 | 2045-46 | 2046-47 | 2047-48 | 2048-49 | 2049-50
NEM | Black Coal | 90170.0597 | 78876.1428 | 78426.0595 | 79882.3678 | 71667.1736 | 65596.6571 | 57821.7975 | 60857.3969 | 49114.9402 | 47804.4448 | 45218.6779 | 42878.5944 | 46638.6681 | 43412.4159 | 39409.7512 | 37697.7134 | 32477.4868 | 32875.7473 | 31176.7396 | 29692.1359 | 28354.7168 | 19455.9525 | 15547.5597 | 13125.2203 | 11177.0045 | 9164.042 | 8606.0712 | 8414.7948 | 7552.0884
NEM | Brown Coal | 29720.6512 | 28214.7277 | 28506.707 | 22530.3748 | 23795.2088 | 23049.6933 | 22315.555 | 22029.9577 | 20995.2288 | 21547.0192 | 21178.297 | 20930.7378 | 21405.8967 | 20719.4984 | 21868.5634 | 20689.8045 | 18855.7682 | 19821.5943 | 17392.9693 | 18410.0986 | 20377.1613 | 20238.3043 | 18761.5478 | 18408.7335 | 18132.1423 | 18789.5978 | 12484.2226 | 0 | 0
NEM | CCGT | 2252.5065 | 2252.5065 | 1894.8404 | 1942.2769 | 1735.5056 | 1745.4013 | 1790.1679 | 1987.5838 | 1745.7905 | 1821.8936 | 2029.2026 | 4872.1866 | 5126.5824 | 5730.7542 | 4042.964 | 3752.9468 | 5379.824 | 5337.7871 | 4325.0889 | 4381.3272 | 4446.2459 | 5290.1231 | 3497.667 | 3207.282 | 1543.0325 | 960.5235 | 963.1552 | 960.5235 | 960.5235
NEM | Gas - Steam | 696.7639 | 711.2695 | 724.015 | 164.2025 | 158.1225 | 165.6742 | 160.0998 | 167.9607 | 154.3771 | 154.9574 | 154.8001 | 302.5102 | 189.896 | 482.5759 | 103.4848 | 91.7679 | 305.8308 | 254.571 | 169.4927 | 173.7609 | 206.8788 | 238.4466 | 223.1202 | 199.8397 | 263.8046 | 0 | 0 | 0 | 0
NEM | OCGT / Diesel | 50.7413 | 22.8157 | 111.5227 | 87.5806 | 16.2208 | 43.5672 | 31.7011 | 91.1353 | 6.1029 | 10.9895 | 35.2008 | 487.2106 | 286.8528 | 492.2841 | 305.5371 | 410.6914 | 1977.3787 | 2042.0058 | 4268.424 | 4663.1713 | 3201.1899 | 5534.4067 | 7331.3454 | 4484.8069 | 5656.3711 | 8420.4157 | 9680.4728 | 13284.0086 | 12705.0556
NEM | Hydro | 13120.3385 | 13300.6029 | 13242.5977 | 15786.3707 | 15850.61 | 14072.258 | 16277.8191 | 18765.176 | 15542.9561 | 13938.2276 | 14546.7036 | 16047.3419 | 16448.4439 | 16939.4905 | 16250.2305 | 15248.6961 | 17102.9294 | 15024.4305 | 13603.9526 | 13658.3977 | 12890.0645 | 14424.8011 | 14973.2373 | 14974.1167 | 14750.6292 | 16595.1075 | 14570.8892 | 13908.1804 | 12907.8483
NEM | Wind | 26731.2706 | 35592.869 | 35185.7119 | 38793.7928 | 46618.1169 | 51742.2636 | 57717.009 | 57750.6058 | 65570.2529 | 67635.9678 | 70779.0061 | 69835.6629 | 69487.4972 | 74593.5226 | 77563.3729 | 83362.5523 | 95149.6895 | 93545.2634 | 94529.4274 | 94078.3515 | 95753.7164 | 96701.209 | 104853.0473 | 106618.0085 | 109600.619 | 110661.1496 | 113370.3152 | 116483.3064 | 118167.3677
NEM | Solar PV | 14501.0477 | 17775.8334 | 18063.9938 | 17333.1726 | 16977.4581 | 17971.9999 | 18196.2253 | 16536.5609 | 25384.7992 | 26515.7681 | 26852.9975 | 26969.9595 | 25986.9118 | 25424.7631 | 27029.6887 | 26774.8952 | 23746.5393 | 24468.2415 | 25616.759 | 25805.2436 | 26466.759 | 33062.5153 | 31477.3431 | 31988.8414 | 32133.4464 | 37158.1932 | 38052.4526 | 41730.4687 | 39960.5264
NEM | Grid Battery | 216.6615 | 295.572 | 293.7077 | 324.8021 | 293.1004 | 302.932 | 289.1112 | 270.5391 | 248.2969 | 255.9143 | 251.25 | 261.2413 | 226.7198 | 193.5705 | 210.6578 | 212.7433 | 198.6636 | 191.1276 | 204.6739 | 163.4312 | 103.8522 | 61.269 | 58.9999 | 249.9184 | 263.7229 | 437.8638 | 436.1188 | 432.6044 | 436.761
NEM | Pumped Hydro | 53.1515 | 157.5406 | 228.6624 | 1559.3934 | 5077.1254 | 5124.0163 | 4713.8724 | 5629.4776 | 9034.0589 | 9880.2767 | 10206.645 | 11255.1526 | 10283.3131 | 10118.8115 | 10901.1225 | 10756.0724 | 12318.7718 | 11587.3191 | 12501.9598 | 11768.8629 | 13121.8623 | 14344.434 | 13932.7536 | 15093.7259 | 14663.2534 | 16204.2819 | 15813.6085 | 18258.1492 | 17463.9307
NEM | VPP | 58.4338 | 162.8419 | 298.0493 | 588.8659 | 865.947 | 1202.1966 | 1455.0032 | 1772.0309 | 2010.1539 | 2317.5171 | 2582.9878 | 3068.6839 | 3467.4265 | 3662.2698 | 4192.2365 | 4404.3614 | 4365.6006 | 4447.06 | 4683.7374 | 4711.2127 | 5124.6023 | 5125.2593 | 5215.4817 | 5624.2377 | 5676.8011 | 5426.3574 | 5468.7804 | 5736.7283 | 5377.1811
Total excluding storage |  | 177243.3794 | 176746.7676 | 176155.448 | 176520.1387 | 176818.4161 | 174387.5147 | 174310.3748 | 178186.3772 | 178514.4477 | 179429.268 | 180794.8856 | 182324.2038 | 185570.7489 | 187795.3047 | 186573.5926 | 188029.0675 | 194995.4468 | 193369.6409 | 191082.8535 | 190862.4867 | 191696.7326 | 194945.7587 | 196664.8679 | 193006.849 | 193257.0497 | 201749.0294 | 197727.5789 | 194781.2824 | 192253.4099
Region | Technology | 2021-22 | 2022-23 | 2023-24 | 2024-25 | 2025-26 | 2026-27 | 2027-28 | 2028-29 | 2029-30 | 2030-31 | 2031-32 | 2032-33 | 2033-34 | 2034-35 | 2035-36 | 2036-37 | 2037-38 | 2038-39 | 2039-40 | 2040-41 | 2041-42 | 2042-43 | 2043-44 | 2044-45 | 2045-46 | 2046-47 | 2047-48 | 2048-49 | 2049-50
NSW1 | Black Coal | 45908.2036 | 38429.734 | 35408.7604 | 39813.9088 | 31552.3467 | 26948.8002 | 21883.0731 | 25123.4844 | 15262.159 | 15121.804 | 13499.0032 | 9173.7716 | 11325.93 | 9833.5959 | 6109.6157 | 7608.938 | 8206.9331 | 8255.0838 | 7889.7363 | 6610.7579 | 6055.7307 | 0 | 0 | 0 | 0 | 0 | 0 | 0 | 0
NSW1 | Brown Coal | 0 | 0 | 0 | 0 | 0 | 0 | 0 | 0 | 0 | 0 | 0 | 0 | 0 | 0 | 0 | 0 | 0 | 0 | 0 | 0 | 0 | 0 | 0 | 0 | 0 | 0 | 0 | 0 | 0
NSW1 | CCGT | 33.6489 | 33.6489 | 101.2233 | 63.8805 | 63.5591 | 63.5591 | 63.7332 | 63.5591 | 63.5591 | 63.5591 | 63.7332 | 819.8021 | 763.1837 | 1043.372 | 568.2142 | 466.5091 | 1539.46 | 1687.8446 | 1458.7511 | 1350.0781 | 1291.8918 | 1641.9416 | 62.2719 | 1.6084e-05 | 1.7238e-05 | 1.7545e-05 | 1.7681e-05 | 2.3637e-05 | 2.2734e-05
NSW1 | Gas - Steam | 0 | 0 | 0 | 0 | 0 | 0 | 0 | 0 | 0 | 0 | 0 | 0 | 0 | 0 | 0 | 0 | 0 | 0 | 0 | 0 | 0 | 0 | 0 | 0 | 0 | 0 | 0 | 0 | 0
NSW1 | OCGT / Diesel | 0.03263 | 1.3673e-06 | 13.0761 | 45.9646 | 6.2009 | 17.5112 | 7.3803 | 11.8227 | 1.9032e-06 | 1.9836e-06 | 2.1604e-06 | 39.5265 | 26.1045 | 30.12 | 56.4211 | 30.283 | 312.096 | 518.0834 | 1553.9417 | 2083.2053 | 1036.695 | 2248.4174 | 3470.8 | 1820.3258 | 1845.9357 | 2688.5101 | 4210.7525 | 6974.7575 | 6885.8911
NSW1 | Hydro | 2010.5599 | 2116.4923 | 1957.6644 | 2802.116 | 2776.0503 | 2602.1441 | 2567.8258 | 3523.8411 | 2772.5892 | 2413.3199 | 2602.0102 | 2756.9403 | 3152.7646 | 3288.4003 | 3344.6689 | 3141.3454 | 3998.616 | 3180.794 | 2836.3167 | 2772.6903 | 2724.3535 | 3258.4102 | 3384.9778 | 3499.658 | 3405.0654 | 4061.4415 | 3327.2939 | 3249.8792 | 2982.3448
NSW1 | Wind | 6252.6977 | 9576.3158 | 11510.9312 | 13625.7801 | 17399.0459 | 20651.9069 | 23161.914 | 22457.3857 | 28362.3604 | 30447.6917 | 31625.2718 | 31402.6065 | 30466.8509 | 32378.3298 | 33864.8541 | 33717.7834 | 30192.0841 | 27061.6026 | 29103.4207 | 28902.1987 | 34836.6225 | 34140.0444 | 35673.3879 | 37122.1571 | 38121.3 | 33695.1067 | 31729.5626 | 34619.9872 | 34592.7887
NSW1 | Solar PV | 5342.8112 | 6499.5899 | 6543.0282 | 6299.1535 | 5994.627 | 6487.1148 | 6521.6827 | 6387.0298 | 14549.9169 | 15333.5507 | 15562.5838 | 15448.1833 | 14971.1678 | 14447.8739 | 15520.988 | 15469.5695 | 14033.0458 | 14099.4015 | 14893.4045 | 15031.7918 | 14859.7915 | 17518 | 16827.8306 | 17838.5771 | 17771.5683 | 20320.4241 | 20664.1731 | 21743.6051 | 21741.5116
NSW1 | Grid Battery | 4.6647e-06 | 4.8567e-06 | 4.8666e-06 | 4.8257e-06 | 4.7336e-06 | 5.0168e-06 | 5.7886e-06 | 6.3806e-06 | 2.142e-05 | 2.243e-05 | 2.2692e-05 | 2.3513e-05 | 2.3374e-05 | 2.3418e-05 | 2.5708e-05 | 2.6652e-05 | 2.8877e-05 | 2.8402e-05 | 3.8413e-05 | 3.9059e-05 | 6.1367e-05 | 5.7833e-05 | 6.2788e-05 | 7.1644e-05 | 6.7181e-05 | 6.5808e-05 | 6.7241e-05 | 9.2604e-05 | 8.224e-05
NSW1 | Pumped Hydro | 23.4051 | 82.9219 | 110.8671 | 1058.0124 | 4570.7954 | 4695.2808 | 4314.7554 | 5096.6455 | 8607.4872 | 9390.1962 | 9683.8182 | 10526.7308 | 9613.5777 | 9499.0814 | 10241.4735 | 10101.7704 | 9823.8388 | 9012.3387 | 9811.4967 | 9261.2351 | 10008.8514 | 9489.7082 | 9278.0449 | 10221.0052 | 9940.52 | 10061.9061 | 9507.5094 | 10196.9588 | 10292.493
NSW1 | VPP | 19.2542 | 55.0867 | 84.2728 | 170.4503 | 242.623 | 337.0503 | 420.7891 | 514.782 | 593.4671 | 693.8669 | 783.996 | 923.7507 | 1046.4849 | 1128.8481 | 1295.4569 | 1358.0292 | 1348.4568 | 1369.5697 | 1453.332 | 1461.354 | 1595.4385 | 1591.6356 | 1661.0997 | 1815.2438 | 1849.8834 | 1830.1725 | 1798.1901 | 1925.5692 | 1909.0081
Total excluding storage |  | 59547.9539 | 56655.7809 | 55534.6836 | 62650.8036 | 57791.8299 | 56771.0362 | 54205.6091 | 57567.1228 | 61010.5845 | 63379.9253 | 63352.6022 | 59640.8303 | 60706.0015 | 61021.6918 | 59464.762 | 60434.4285 | 58282.235 | 54802.8099 | 57735.571 | 56750.7222 | 60805.0849 | 58806.8136 | 59419.2681 | 60280.718 | 61143.8694 | 60765.4824 | 59931.7821 | 66588.229 | 66202.5362
Region | Technology | 2021-22 | 2022-23 | 2023-24 | 2024-25 | 2025-26 | 2026-27 | 2027-28 | 2028-29 | 2029-30 | 2030-31 | 2031-32 | 2032-33 | 2033-34 | 2034-35 | 2035-36 | 2036-37 | 2037-38 | 2038-39 | 2039-40 | 2040-41 | 2041-42 | 2042-43 | 2043-44 | 2044-45 | 2045-46 | 2046-47 | 2047-48 | 2048-49 | 2049-50
QLD1 | Black Coal | 44261.8561 | 40446.4088 | 43017.2991 | 40068.459 | 40114.8269 | 38647.857 | 35938.7245 | 35733.9125 | 33852.7812 | 32682.6408 | 31719.6747 | 33704.8227 | 35312.7381 | 33578.82 | 33300.1355 | 30088.7754 | 24270.5537 | 24620.6635 | 23287.0033 | 23081.378 | 22298.9861 | 19455.9525 | 15547.5597 | 13125.2203 | 11177.0045 | 9164.042 | 8606.0712 | 8414.7948 | 7552.0884
QLD1 | Brown Coal | 0 | 0 | 0 | 0 | 0 | 0 | 0 | 0 | 0 | 0 | 0 | 0 | 0 | 0 | 0 | 0 | 0 | 0 | 0 | 0 | 0 | 0 | 0 | 0 | 0 | 0 | 0 | 0 | 0
QLD1 | CCGT | 1104.025 | 1104.025 | 1232.2762 | 1428.8945 | 1222.4446 | 1232.3404 | 1275.7013 | 1474.5229 | 1232.7295 | 1308.8327 | 1514.736 | 3224.499 | 3602.7694 | 3514.5355 | 2898.5537 | 2650.8157 | 3840.364 | 3649.9425 | 2866.3378 | 3031.2491 | 3154.3541 | 3648.1815 | 3435.3951 | 3207.282 | 1543.0325 | 960.5235 | 963.1551 | 960.5235 | 960.5235
QLD1 | Gas - Steam | 37.1158 | 37.1158 | 73.7192 | 72.804 | 72.804 | 72.804 | 73.0035 | 72.804 | 72.804 | 72.804 | 73.0035 | 72.804 | 72.804 | 81.6833 | 73.0035 | 77.4307 | 209.4593 | 179.9555 | 169.4927 | 173.7609 | 206.8788 | 238.4466 | 223.1202 | 199.8397 | 263.8046 | 0 | 0 | 0 | 0
QLD1 | OCGT / Diesel | 2.3034e-06 | 2.3857e-06 | 0.5716 | 29.7709 | 5.9631 | 10.0382 | 16.6281 | 64.5494 | 6.1029 | 9.1822 | 33.967 | 240.0338 | 128.0495 | 82.4375 | 77.2925 | 214.5655 | 1021.5801 | 843.9233 | 1530.8974 | 1575.6941 | 1292.3942 | 2103.7343 | 2092.2779 | 1951.9523 | 3081.3142 | 4843.2177 | 4338.1994 | 4281.5166 | 3653.1425
QLD1 | Hydro | 682.9674 | 680.8561 | 681.0039 | 675.2371 | 672.3981 | 669.6091 | 669.4905 | 664.0977 | 661.1255 | 645.9215 | 658.6708 | 653.3739 | 650.5419 | 647.7036 | 646.3004 | 642.075 | 238.8989 | 239.8581 | 237.5276 | 236.6688 | 236.5766 | 0 | 0 | 0 | 0 | 0 | 0 | 0 | 0
QLD1 | Wind | 2134.9382 | 3601.4069 | 3583.3072 | 3436.316 | 6612.1165 | 6761.5146 | 8986.4047 | 11249.242 | 13085.7632 | 13422.7594 | 12729.2719 | 12139.2052 | 10926.231 | 13387.9015 | 13125.8354 | 16953.973 | 25879.9185 | 25564.6156 | 26041.3394 | 24361.5 | 24568.5756 | 25740.3916 | 29674.936 | 28906.2381 | 32424.8425 | 35618.7129 | 35348.1109 | 35532.8589 | 36405.0472
QLD1 | Solar PV | 5555.0976 | 7538.3561 | 7681.2713 | 7342.3607 | 7448.1655 | 7800.5726 | 7893.2132 | 6592.7457 | 7141.7117 | 7427.2566 | 7545.9957 | 7659.4453 | 7325.7467 | 7442.0841 | 7806.4414 | 7531.2408 | 6168.8223 | 6692.5833 | 6975.7104 | 7044.2462 | 7773.5478 | 11864.5287 | 11450.1415 | 11313.2996 | 11176.3008 | 13897.2645 | 14362.3317 | 13496.3041 | 12321.4454
QLD1 | Grid Battery | 3.1369e-06 | 25.5905 | 26.2581 | 31.8807 | 32.3206 | 31.5194 | 30.6886 | 29.9374 | 28.6537 | 28.9452 | 28.4804 | 29.2605 | 29.0605 | 28.7349 | 28.721 | 28.5611 | 26.3653 | 26.6256 | 27.3612 | 8.9459e-05 | 0.00066474 | 0.00074187 | 0.00078755 | 111.5622 | 108.8321 | 287.4967 | 287.8944 | 282.4509 | 291.6049
QLD1 | Pumped Hydro | 29.7464 | 74.6188 | 117.7952 | 501.3809 | 506.33 | 428.7354 | 399.117 | 532.832 | 426.5718 | 490.0804 | 522.8267 | 728.4218 | 669.7354 | 619.7301 | 659.6489 | 654.302 | 2494.9329 | 2574.9803 | 2690.463 | 2507.6277 | 3113.0107 | 4854.7257 | 4654.7085 | 4872.7205 | 4722.7332 | 6142.3756 | 6306.0989 | 6665.2887 | 5837.7618
QLD1 | VPP | 10.1687 | 33.786 | 63.6492 | 135.0755 | 220.8998 | 296.9379 | 362.3825 | 458.8075 | 542.2537 | 626.2873 | 690.5505 | 818.4445 | 942.5694 | 1019.2301 | 1131.0502 | 1175.5599 | 1151.8657 | 1200.6415 | 1253.0573 | 1297.514 | 1384.0554 | 1426.3192 | 1472.3595 | 1524.0255 | 1477.7119 | 1340.483 | 1410.0559 | 1380.7044 | 1160.3553
Total excluding storage |  | 53776.0002 | 53408.1686 | 56269.4485 | 53053.8423 | 56148.7187 | 55194.736 | 54853.1658 | 55851.8743 | 56053.0181 | 55569.3972 | 54275.3196 | 57694.1838 | 58018.8806 | 58735.1655 | 57927.5624 | 58158.876 | 61629.5968 | 61791.542 | 61108.3085 | 59504.4971 | 59531.3132 | 63051.2352 | 62423.4304 | 58703.8321 | 59666.2992 | 64483.7605 | 63617.8683 | 62685.9978 | 60892.247
Region | Technology | 2021-22 | 2022-23 | 2023-24 | 2024-25 | 2025-26 | 2026-27 | 2027-28 | 2028-29 | 2029-30 | 2030-31 | 2031-32 | 2032-33 | 2033-34 | 2034-35 | 2035-36 | 2036-37 | 2037-38 | 2038-39 | 2039-40 | 2040-41 | 2041-42 | 2042-43 | 2043-44 | 2044-45 | 2045-46 | 2046-47 | 2047-48 | 2048-49 | 2049-50
VIC1 | Black Coal | 0 | 0 | 0 | 0 | 0 | 0 | 0 | 0 | 0 | 0 | 0 | 0 | 0 | 0 | 0 | 0 | 0 | 0 | 0 | 0 | 0 | 0 | 0 | 0 | 0 | 0 | 0 | 0 | 0
VIC1 | Brown Coal | 29720.6512 | 28214.7277 | 28506.707 | 22530.3748 | 23795.2088 | 23049.6933 | 22315.555 | 22029.9577 | 20995.2288 | 21547.0192 | 21178.297 | 20930.7378 | 21405.8967 | 20719.4984 | 21868.5634 | 20689.8045 | 18855.7682 | 19821.5943 | 17392.9693 | 18410.0986 | 20377.1613 | 20238.3043 | 18761.5478 | 18408.7335 | 18132.1423 | 18789.5978 | 12484.2226 | 0 | 0
VIC1 | CCGT | 1.2742e-06 | 1.2623e-06 | 1.3197e-06 | 1.5263e-06 | 1.5574e-06 | 1.5624e-06 | 1.6516e-06 | 1.7948e-06 | 1.7866e-06 | 1.7943e-06 | 1.9304e-06 | 2.956e-06 | 2.9531e-06 | 2.9868e-06 | 2.9144e-06 | 2.9747e-06 | 4.1551e-06 | 4.4435e-06 | 6.351e-06 | 6.2322e-06 | 7.2507e-06 | 7.5628e-06 | 7.6057e-06 | 7.1083e-06 | 7.4797e-06 | 7.5493e-06 | 7.9539e-06 | 1.9165e-05 | 1.8736e-05
VIC1 | Gas - Steam | 7.3363 | 2.4129 | 8.2868 | 9.8254 | 3.7453 | 11.297 | 5.2997 | 13.5836 | 4.9061e-07 | 0.58031 | 5.7517e-07 | 25.2898 | 10.826 | 13.2577 | 30.4814 | 14.3372 | 96.3716 | 74.6155 | 0 | 0 | 0 | 0 | 0 | 0 | 0 | 0 | 0 | 0 | 0
VIC1 | OCGT / Diesel | 6.6466 | 2.2548e-06 | 6.8275 | 1.7076 | 3.1004e-06 | 2.4347 | 1.5897 | 3.6235e-06 | 3.5053e-06 | 3.5497e-06 | 3.8053e-06 | 32.7173 | 10.313 | 16.9606 | 11.4167 | 4.2663 | 40.5246 | 10.4905 | 323.0903 | 215.4332 | 111.7596 | 71.6702 | 425.3135 | 154.0474 | 155.4438 | 119.1577 | 81.4762 | 675.3158 | 825.015
VIC1 | Hydro | 2733.8551 | 2741.7308 | 2479.0575 | 3061.379 | 3125.5628 | 2955.8466 | 2992.5389 | 3763.8466 | 3119.9148 | 2665.9294 | 2682.3903 | 2418.9703 | 2964.162 | 3052.739 | 2885.9664 | 2896.7398 | 3635.6571 | 3018.4587 | 2591.2631 | 2582.0559 | 2342.4079 | 2866.8343 | 2966.3114 | 2793.5327 | 2809.8127 | 3519.5998 | 2926.2353 | 2506.6383 | 2510.0264
VIC1 | Wind | 10771.3462 | 13758.9492 | 11833.118 | 12210.6991 | 12540.26 | 12994.3349 | 13566.0064 | 12239.1725 | 12308.8182 | 11899.5367 | 13133.5375 | 12108.2555 | 13592.7168 | 13737.5896 | 14372.1717 | 14955.0452 | 18482.456 | 19114.3558 | 17718.2126 | 17648.7443 | 15344.7917 | 16110.6765 | 19468.8349 | 19662.7717 | 18245.2463 | 21301.3984 | 26460.2537 | 26636.668 | 26445.997
VIC1 | Solar PV | 2656.001 | 2636.3739 | 2734.8385 | 2624.9479 | 2493.1717 | 2618.0311 | 2682.0565 | 2511.5761 | 2603.911 | 2656.0237 | 2640.7477 | 2741.2798 | 2623.0702 | 2493.1764 | 2634.358 | 2676.6409 | 2501.4814 | 2589.1591 | 2648.5926 | 2628.2016 | 2721.9735 | 2617.5013 | 2494.564 | 2398.4537 | 2376.8871 | 2204.8252 | 2294.1327 | 5785.5096 | 5201.9047
VIC1 | Grid Battery | 113.4749 | 167.5465 | 161.7784 | 183.8977 | 162.2099 | 172.2309 | 163.8829 | 150.4261 | 134.3369 | 143.4378 | 141.3377 | 147.5881 | 115.8182 | 102.6485 | 117.5185 | 119.1694 | 108.7571 | 102.4615 | 114.0347 | 104.1809 | 39.8855 | 4.1082e-05 | 4.5469e-05 | 5.0769e-05 | 4.7153e-05 | 4.6999e-05 | 4.8735e-05 | 9.5453e-05 | 9.9593e-05
VIC1 | Pumped Hydro | 0 | 0 | 4.0874e-06 | 4.4758e-06 | 4.5112e-06 | 4.9046e-06 | 4.7449e-06 | 4.8823e-06 | 5.1332e-06 | 5.37e-06 | 5.7613e-06 | 8.7472e-06 | 8.6361e-06 | 8.4001e-06 | 9.0337e-06 | 1.064e-05 | 1.3618e-05 | 1.5652e-05 | 2.6196e-05 | 2.5804e-05 | 9.4097e-05 | 8.9072e-05 | 8.7121e-05 | 9.5314e-05 | 9.2004e-05 | 9.1288e-05 | 9.2095e-05 | 1395.9017 | 1333.6758
VIC1 | VPP | 14.3387 | 44.7537 | 103.111 | 211.6694 | 305.9073 | 443.1836 | 522.9794 | 620.195 | 675.1504 | 770.9027 | 856.6131 | 1032.3623 | 1147.727 | 1167.4159 | 1371.2565 | 1459.6656 | 1442.9316 | 1452.4604 | 1528.9772 | 1498.9772 | 1658.5502 | 1620.9217 | 1584.3368 | 1777.3929 | 1824.198 | 1743.2922 | 1754.9359 | 1906.8148 | 1803.3101
Total excluding storage |  | 45895.8364 | 47354.1945 | 45568.8352 | 40438.9337 | 41957.9485 | 41631.6378 | 41563.0463 | 40558.1364 | 39027.8727 | 38769.0893 | 39634.9725 | 38257.2505 | 40606.9848 | 40033.2218 | 41802.9576 | 41236.8339 | 43612.2589 | 44628.6739 | 40674.1279 | 41484.5337 | 40898.094 | 41904.9865 | 44116.5716 | 43417.5389 | 41719.5321 | 45934.579 | 44246.3205 | 35604.1317 | 34982.9433
Region | Technology | 2021-22 | 2022-23 | 2023-24 | 2024-25 | 2025-26 | 2026-27 | 2027-28 | 2028-29 | 2029-30 | 2030-31 | 2031-32 | 2032-33 | 2033-34 | 2034-35 | 2035-36 | 2036-37 | 2037-38 | 2038-39 | 2039-40 | 2040-41 | 2041-42 | 2042-43 | 2043-44 | 2044-45 | 2045-46 | 2046-47 | 2047-48 | 2048-49 | 2049-50
SA1 | Black Coal | 0 | 0 | 0 | 0 | 0 | 0 | 0 | 0 | 0 | 0 | 0 | 0 | 0 | 0 | 0 | 0 | 0 | 0 | 0 | 0 | 0 | 0 | 0 | 0 | 0 | 0 | 0 | 0 | 0
SA1 | Brown Coal | 0 | 0 | 0 | 0 | 0 | 0 | 0 | 0 | 0 | 0 | 0 | 0 | 0 | 0 | 0 | 0 | 0 | 0 | 0 | 0 | 0 | 0 | 0 | 0 | 0 | 0 | 0 | 0 | 0
SA1 | CCGT | 1114.8326 | 1114.8326 | 561.3409 | 449.5019 | 449.5019 | 449.5019 | 450.7334 | 449.5019 | 449.5019 | 449.5019 | 450.7334 | 827.8856 | 760.6293 | 1172.8467 | 576.1961 | 635.622 | 5.1482e-06 | 5.2205e-06 | 6.5111e-06 | 6.376e-06 | 1.0706e-05 | 1.1217e-05 | 1.1377e-05 | 1.0427e-05 | 1.1031e-05 | 1.1187e-05 | 1.1246e-05 | 1.5763e-05 | 1.5297e-05
SA1 | Gas - Steam | 652.3118 | 671.7408 | 642.009 | 81.5731 | 81.5731 | 81.5731 | 81.7966 | 81.5731 | 81.5731 | 81.5731 | 81.7966 | 204.4164 | 106.266 | 387.635 | 0 | 0 | 0 | 0 | 0 | 0 | 0 | 0 | 0 | 0 | 0 | 0 | 0 | 0 | 0
SA1 | OCGT / Diesel | 44.0621 | 22.8157 | 91.0475 | 10.1374 | 4.0568 | 13.5831 | 6.1029 | 14.7632 | 6.2846e-06 | 1.8073 | 1.2338 | 174.0866 | 122.3858 | 362.7659 | 160.4067 | 161.5766 | 601.1171 | 669.5085 | 860.2013 | 788.5506 | 759.6039 | 1110.1817 | 1341.8818 | 557.7762 | 573.6774 | 769.4832 | 1049.6551 | 1349.5561 | 1338.9915
SA1 | Hydro | 0 | 0 | 0 | 0 | 0 | 0 | 0 | 0 | 0 | 0 | 0 | 0 | 0 | 0 | 0 | 0 | 0 | 0 | 0 | 0 | 0 | 0 | 0 | 0 | 0 | 0 | 0 | 0 | 0
SA1 | Wind | 6246.1404 | 7053.5172 | 6239.295 | 6929.2977 | 6769.4677 | 7435.5242 | 7453.338 | 6992.6804 | 6527.9241 | 6272.0133 | 6578.3757 | 7437.7839 | 7293.917 | 6994.2549 | 7590.1951 | 8426.505 | 11253.1516 | 12266.0586 | 12132.4737 | 12729.9487 | 11192.4405 | 10956.014 | 9881.0225 | 10968.8278 | 10642.9198 | 10405.5478 | 10391.2893 | 10889.1152 | 11485.0642
SA1 | Solar PV | 947.1378 | 1101.5135 | 1104.8559 | 1066.7105 | 1041.4939 | 1066.2814 | 1099.2729 | 1045.2092 | 1089.2597 | 1098.937 | 1103.6703 | 1121.0511 | 1066.9271 | 1041.6287 | 1067.9014 | 1097.4439 | 1043.1898 | 1087.0977 | 1099.0515 | 1101.004 | 1111.4462 | 1062.4852 | 704.8071 | 438.511 | 808.6902 | 735.6794 | 731.8152 | 705.0499 | 695.6647
SA1 | Grid Battery | 103.1866 | 102.435 | 105.6711 | 109.0237 | 98.5699 | 99.1817 | 94.5398 | 90.1755 | 85.3062 | 83.5314 | 81.4319 | 84.3926 | 81.8411 | 62.1871 | 64.4183 | 65.0128 | 63.5411 | 62.0405 | 63.278 | 59.2502 | 63.966 | 61.2681 | 58.999 | 138.3561 | 154.8907 | 150.3669 | 148.2242 | 150.1532 | 145.1559
SA1 | Pumped Hydro | 0 | 0 | 3.1489e-06 | 3.0529e-06 | 2.9992e-06 | 3.1178e-06 | 3.1077e-06 | 3.2705e-06 | 3.3935e-06 | 3.617e-06 | 3.8092e-06 | 4.908e-06 | 4.8872e-06 | 4.8142e-06 | 5.4914e-06 | 6.2137e-06 | 7.1434e-06 | 7.7331e-06 | 8.6507e-06 | 8.6536e-06 | 1.6479e-05 | 1.5912e-05 | 1.5936e-05 | 2.2072e-05 | 2.1535e-05 | 2.1158e-05 | 2.1278e-05 | 2.1669e-05 | 2.1884e-05
SA1 | VPP | 14.3635 | 28.2675 | 46.4083 | 70.5127 | 93.7548 | 120.6823 | 140.1006 | 167.3642 | 185.9569 | 207.8524 | 229.787 | 267.5311 | 302.0393 | 311.4774 | 354.3371 | 369.6284 | 376.0903 | 384.0907 | 398.208 | 396.5389 | 425.3798 | 428.5325 | 432.3181 | 442.8971 | 457.3411 | 446.3849 | 440.6475 | 453.784 | 438.0355
Total excluding storage |  | 9004.4847 | 9964.4199 | 8638.5483 | 8537.2206 | 8346.0935 | 9046.4636 | 9091.2439 | 8583.7278 | 8148.2587 | 7903.8326 | 8215.8098 | 9765.2236 | 9350.1251 | 9959.1312 | 9394.6993 | 10321.1475 | 12897.4586 | 14022.6648 | 14091.7265 | 14619.5033 | 13063.4906 | 13128.681 | 11927.7114 | 11965.115 | 12025.2875 | 11910.7104 | 12172.7596 | 12943.7212 | 13519.7204
Region | Technology | 2021-22 | 2022-23 | 2023-24 | 2024-25 | 2025-26 | 2026-27 | 2027-28 | 2028-29 | 2029-30 | 2030-31 | 2031-32 | 2032-33 | 2033-34 | 2034-35 | 2035-36 | 2036-37 | 2037-38 | 2038-39 | 2039-40 | 2040-41 | 2041-42 | 2042-43 | 2043-44 | 2044-45 | 2045-46 | 2046-47 | 2047-48 | 2048-49 | 2049-50
TAS1 | Black Coal | 0 | 0 | 0 | 0 | 0 | 0 | 0 | 0 | 0 | 0 | 0 | 0 | 0 | 0 | 0 | 0 | 0 | 0 | 0 | 0 | 0 | 0 | 0 | 0 | 0 | 0 | 0 | 0 | 0
TAS1 | Brown Coal | 0 | 0 | 0 | 0 | 0 | 0 | 0 | 0 | 0 | 0 | 0 | 0 | 0 | 0 | 0 | 0 | 0 | 0 | 0 | 0 | 0 | 0 | 0 | 0 | 0 | 0 | 0 | 0 | 0
TAS1 | CCGT | 1.1121e-06 | 1.1023e-06 | 1.1529e-06 | 1.1633e-06 | 1.1687e-06 | 1.2062e-06 | 1.309e-06 | 1.3965e-06 | 1.42e-06 | 1.4581e-06 | 1.5109e-06 | 1.7897e-06 | 1.7814e-06 | 1.7932e-06 | 1.7748e-06 | 1.7791e-06 | 1.9279e-06 | 1.9281e-06 | 2.1977e-06 | 2.197e-06 | 2.4289e-06 | 2.4239e-06 | 2.4508e-06 | 2.4217e-06 | 2.4369e-06 | 2.5729e-06 | 2.6796e-06 | 2.9953e-06 | 2.9585e-06
TAS1 | Gas - Steam | 0 | 0 | 0 | 0 | 0 | 0 | 0 | 0 | 0 | 0 | 0 | 0 | 0 | 0 | 0 | 0 | 0 | 0 | 0 | 0 | 0 | 0 | 0 | 0 | 0 | 0 | 0 | 0 | 0
TAS1 | OCGT / Diesel | 8.8539e-07 | 8.6193e-07 | 9.0341e-07 | 9.2317e-07 | 9.4791e-07 | 1.0042e-06 | 1.0736e-06 | 1.1456e-06 | 1.1693e-06 | 1.2007e-06 | 1.2393e-06 | 0.8463 | 1.4369e-06 | 1.5413e-06 | 1.4575e-06 | 1.4771e-06 | 2.0608 | 1.6235e-06 | 0.29334 | 0.28797 | 0.73723 | 0.40316 | 1.0722 | 0.7051 | 1.7017e-06 | 0.047057 | 0.3895 | 2.8626 | 2.0154
TAS1 | Hydro | 7692.9562 | 7761.5237 | 8124.872 | 9247.6386 | 9276.5987 | 7844.6581 | 10047.9639 | 10813.3906 | 8989.3266 | 8213.0569 | 8603.6322 | 10218.0575 | 9680.9754 | 9950.6476 | 9373.2947 | 8568.5359 | 9229.7574 | 8585.3196 | 7938.8452 | 8066.9827 | 7586.7265 | 8299.5567 | 8621.9481 | 8680.9261 | 8535.7511 | 9014.0662 | 8317.3601 | 8151.6629 | 7415.4771
TAS1 | Wind | 1326.1481 | 1602.6799 | 2019.0605 | 2591.6999 | 3297.2268 | 3898.9829 | 4549.3459 | 4812.1253 | 5285.3871 | 5593.9668 | 6712.5493 | 6747.8118 | 7207.7815 | 8095.4467 | 8610.3166 | 9309.2457 | 9342.0792 | 9538.6307 | 9533.981 | 10435.9597 | 9811.2862 | 9754.0826 | 10154.866 | 9958.0137 | 10166.3104 | 9640.3839 | 9441.0988 | 8804.6771 | 9238.4706
TAS1 | Solar PV | 2.4209e-07 | 3.5e-07 | 5.6882e-07 | 6.6089e-07 | 5.8866e-07 | 7.3077e-07 | 6.9687e-07 | 7.1896e-07 | 8.4417e-07 | 8.563e-07 | 1.137e-06 | 1.1934e-06 | 1.5225e-06 | 1.3284e-06 | 1.6492e-06 | 1.6261e-06 | 2.1344e-06 | 2.3511e-06 | 2.9389e-06 | 4.9867e-06 | 4.9662e-06 | 4.988e-06 | 4.205e-06 | 4.3506e-06 | 4.1724e-06 | 4.1787e-06 | 4.3341e-06 | 4.2374e-06 | 3.9775e-06
TAS1 | Grid Battery | 3.0706e-06 | 3.1859e-06 | 3.1471e-06 | 3.1526e-06 | 3.3215e-06 | 3.4111e-06 | 3.7634e-06 | 4.3629e-06 | 6.2227e-06 | 6.7615e-06 | 7.0122e-06 | 8.04e-06 | 8.4631e-06 | 9.2628e-06 | 1.0112e-05 | 1.1071e-05 | 1.2512e-05 | 1.2719e-05 | 1.9023e-05 | 1.9545e-05 | 2.1977e-05 | 2.2276e-05 | 2.3883e-05 | 2.5309e-05 | 2.5307e-05 | 2.5878e-05 | 2.6396e-05 | 3.3827e-05 | 3.3877e-05
TAS1 | Pumped Hydro | 0 | 0 | 8.124e-06 | 8.476e-06 | 9.2857e-06 | 9.881e-06 | 1.0743e-05 | 1.1166e-05 | 1.2134e-05 | 1.3383e-05 | 1.4038e-05 | 1.8185e-05 | 1.9905e-05 | 2.0829e-05 | 2.1401e-05 | 2.3264e-05 | 3.0132e-05 | 2.9952e-05 | 4.9112e-05 | 5.1229e-05 | 5.0404e-05 | 5.0522e-05 | 5.4003e-05 | 5.6128e-05 | 5.6301e-05 | 5.6472e-05 | 5.6704e-05 | 5.6848e-05 | 5.937e-05
TAS1 | VPP | 0.30866 | 0.94803 | 0.60791 | 1.1581 | 2.7621 | 4.3424 | 8.7517 | 10.8822 | 13.3258 | 18.6078 | 22.0412 | 26.5953 | 28.6058 | 35.2984 | 40.1358 | 41.4783 | 46.2562 | 40.2977 | 50.163 | 56.8286 | 61.1784 | 57.8503 | 65.3676 | 64.6784 | 67.6667 | 66.0249 | 64.951 | 69.8559 | 66.4721
Total excluding storage |  | 9019.1043 | 9364.2037 | 10143.9324 | 11839.3385 | 12573.8255 | 11743.6411 | 14597.3098 | 15625.5159 | 14274.7136 | 13807.0237 | 15316.1815 | 16966.7156 | 16888.7568 | 18046.0943 | 17983.6112 | 17877.7816 | 18573.8975 | 18123.9503 | 17473.1196 | 18503.2304 | 17398.7499 | 18054.0424 | 18777.8863 | 18639.645 | 18702.0615 | 18654.4971 | 17758.8484 | 16959.2026 | 16655.9631
Explicitly modelled pumping
Region | Technology | 2021-22 | 2022-23 | 2023-24 | 2024-25 | 2025-26 | 2026-27 | 2027-28 | 2028-29 | 2029-30 | 2030-31 | 2031-32 | 2032-33 | 2033-34 | 2034-35 | 2035-36 | 2036-37 | 2037-38 | 2038-39 | 2039-40 | 2040-41 | 2041-42 | 2042-43 | 2043-44 | 2044-45 | 2045-46 | 2046-47 | 2047-48 | 2048-49 | 2049-50
NEM | Grid Battery pump | 266.7187 | 365.7976 | 361.6093 | 401.6943 | 361.6369 | 373.5014 | 357.8214 | 333.1049 | 306.8344 | 315.6486 | 311.168 | 321.7006 | 280.4589 | 238.255 | 260.0711 | 262.6461 | 245.3624 | 236.5824 | 251.9627 | 202.4634 | 127.5162 | 75.8715 | 72.6085 | 297.674 | 314.2384 | 518.572 | 516.449 | 512.456 | 516.6299
NEM | Pumped Hydro Pump | 141.3764 | 509.3711 | 676.2642 | 3354.2623 | 6906.0267 | 7350.3329 | 7187.748 | 7967.3008 | 12592.2436 | 13648.1022 | 14438.014 | 15758.0481 | 15193.7564 | 14189.631 | 15883.2491 | 15955.762 | 17196.1851 | 16407.8832 | 17239.2872 | 16804.3463 | 18396.5214 | 20384.5931 | 19072.9471 | 21486.0865 | 21093.2019 | 22494.3639 | 21898.9543 | 25361.7899 | 23850.3755
NEM | VPP pump | 70.1344 | 195.9152 | 357.2639 | 707.4439 | 1039.3957 | 1442.203 | 1748.9007 | 2124.3071 | 2412.9445 | 2781.2893 | 3108.5831 | 3676.3321 | 4163.9509 | 4395.4371 | 5028.0559 | 5286.2809 | 5246.9433 | 5341.6583 | 5610.2829 | 5668.2832 | 6140.9161 | 6160.3665 | 6251.5043 | 6746.9064 | 6826.9366 | 6503.3479 | 6574.2434 | 6875.1953 | 6448.9814
Region | Technology | 2021-22 | 2022-23 | 2023-24 | 2024-25 | 2025-26 | 2026-27 | 2027-28 | 2028-29 | 2029-30 | 2030-31 | 2031-32 | 2032-33 | 2033-34 | 2034-35 | 2035-36 | 2036-37 | 2037-38 | 2038-39 | 2039-40 | 2040-41 | 2041-42 | 2042-43 | 2043-44 | 2044-45 | 2045-46 | 2046-47 | 2047-48 | 2048-49 | 2049-50
NSW1 | Grid Battery pump | 5.5381e-06 | 5.7625e-06 | 5.7707e-06 | 5.726e-06 | 5.6161e-06 | 5.9492e-06 | 6.8705e-06 | 7.5683e-06 | 2.5637e-05 | 2.6836e-05 | 2.7189e-05 | 2.8074e-05 | 2.7921e-05 | 2.7994e-05 | 3.0664e-05 | 3.1809e-05 | 3.4444e-05 | 3.3842e-05 | 4.5578e-05 | 4.6479e-05 | 7.2731e-05 | 6.8578e-05 | 7.4372e-05 | 8.4959e-05 | 7.9731e-05 | 7.7953e-05 | 7.9833e-05 | 0.0001099 | 9.7472e-05
NSW1 | Pumped Hydro Pump | 100.0199 | 398.9629 | 509.3513 | 2634.483 | 6177.1862 | 6735.3267 | 6612.7014 | 7202.9795 | 11979.1881 | 12943.7739 | 13683.9023 | 14713.9048 | 14231.2337 | 13298.8765 | 14935.3202 | 15015.4196 | 13991.0493 | 13123.9796 | 13805.6619 | 13600.4639 | 14422.4251 | 14234.9109 | 13208.7355 | 15347.5212 | 15121.2022 | 14767.597 | 13993.5666 | 15222.6582 | 14903.694
NSW1 | VPP pump | 23.1097 | 66.2736 | 100.991 | 204.633 | 291.1532 | 404.5404 | 505.5548 | 617.3527 | 712.3015 | 832.8053 | 943.5402 | 1106.1617 | 1256.0314 | 1358.3848 | 1551.3565 | 1629.9578 | 1621.8304 | 1645.2274 | 1739.5638 | 1759.1672 | 1913.5944 | 1909.6507 | 1990.5207 | 2178.724 | 2226.226 | 2190.7154 | 2164.815 | 2304.581 | 2291.2635
Region | Technology | 2021-22 | 2022-23 | 2023-24 | 2024-25 | 2025-26 | 2026-27 | 2027-28 | 2028-29 | 2029-30 | 2030-31 | 2031-32 | 2032-33 | 2033-34 | 2034-35 | 2035-36 | 2036-37 | 2037-38 | 2038-39 | 2039-40 | 2040-41 | 2041-42 | 2042-43 | 2043-44 | 2044-45 | 2045-46 | 2046-47 | 2047-48 | 2048-49 | 2049-50
QLD1 | Grid Battery pump | 3.692e-06 | 31.5932 | 32.3187 | 39.3589 | 39.902 | 38.9128 | 37.8871 | 36.9598 | 35.375 | 35.7348 | 35.2597 | 36.0254 | 35.8771 | 35.4754 | 35.4578 | 35.2606 | 32.6485 | 32.7723 | 33.7792 | 0.00010538 | 0.00078191 | 0.00087377 | 0.00092672 | 131.345 | 127.9423 | 338.7375 | 338.1932 | 332.7928 | 342.5669
QLD1 | Pumped Hydro Pump | 41.3565 | 110.4081 | 166.9129 | 719.7793 | 728.8405 | 615.0062 | 575.0466 | 764.3212 | 613.0555 | 704.3282 | 754.1117 | 1044.1433 | 962.5227 | 890.7544 | 947.9289 | 940.3423 | 3205.1357 | 3283.9036 | 3433.6252 | 3203.8823 | 3974.0961 | 6149.6821 | 5864.2115 | 6138.5651 | 5971.9995 | 7726.7667 | 7905.3875 | 8394.2544 | 7279.5868
QLD1 | VPP pump | 12.2049 | 40.6612 | 76.2842 | 162.1227 | 265.1322 | 356.396 | 434.9802 | 550.6429 | 650.8334 | 751.6935 | 830.9638 | 980.1888 | 1131.3072 | 1223.3187 | 1357.5288 | 1410.9513 | 1386.3363 | 1437.2315 | 1503.9664 | 1558.6967 | 1659.8238 | 1713.9571 | 1769.3437 | 1825.7894 | 1772.8116 | 1613.6464 | 1687.654 | 1662.0872 | 1387.7883
Region | Technology | 2021-22 | 2022-23 | 2023-24 | 2024-25 | 2025-26 | 2026-27 | 2027-28 | 2028-29 | 2029-30 | 2030-31 | 2031-32 | 2032-33 | 2033-34 | 2034-35 | 2035-36 | 2036-37 | 2037-38 | 2038-39 | 2039-40 | 2040-41 | 2041-42 | 2042-43 | 2043-44 | 2044-45 | 2045-46 | 2046-47 | 2047-48 | 2048-49 | 2049-50
VIC1 | Grid Battery pump | 139.6327 | 207.4365 | 199.1374 | 227.6232 | 200.1588 | 212.1421 | 202.9135 | 185.1223 | 165.848 | 177.0837 | 175.08 | 181.7183 | 143.376 | 126.2363 | 145.0845 | 147.1227 | 134.268 | 126.9859 | 140.2933 | 129.084 | 48.7758 | 4.84e-05 | 5.3423e-05 | 5.9744e-05 | 5.5539e-05 | 5.5212e-05 | 5.7416e-05 | 0.00011222 | 0.00011717
VIC1 | Pumped Hydro Pump | 0 | 0 | 5.1155e-06 | 5.6008e-06 | 5.6347e-06 | 6.1238e-06 | 5.9458e-06 | 6.091e-06 | 6.4262e-06 | 6.7081e-06 | 7.2146e-06 | 1.0931e-05 | 1.08e-05 | 1.0493e-05 | 1.1276e-05 | 1.3302e-05 | 1.702e-05 | 1.9643e-05 | 3.2667e-05 | 3.2394e-05 | 0.0001175 | 0.00011179 | 0.00010843 | 0.00011925 | 0.00011541 | 0.0001136 | 0.00011564 | 1744.8772 | 1667.0946
VIC1 | VPP pump | 17.2098 | 53.8373 | 123.6355 | 254.5957 | 367.3373 | 531.2078 | 629.2771 | 742.8038 | 810.3409 | 925.2664 | 1031.0825 | 1237.5936 | 1379.8688 | 1397.396 | 1645.8338 | 1751.9456 | 1731.8608 | 1748.5735 | 1829.8599 | 1804.7449 | 1985.0382 | 1951.494 | 1895.578 | 2133.3925 | 2195.9622 | 2085.7752 | 2113.0835 | 2281.8874 | 2164.4006
Region | Technology | 2021-22 | 2022-23 | 2023-24 | 2024-25 | 2025-26 | 2026-27 | 2027-28 | 2028-29 | 2029-30 | 2030-31 | 2031-32 | 2032-33 | 2033-34 | 2034-35 | 2035-36 | 2036-37 | 2037-38 | 2038-39 | 2039-40 | 2040-41 | 2041-42 | 2042-43 | 2043-44 | 2044-45 | 2045-46 | 2046-47 | 2047-48 | 2048-49 | 2049-50
SA1 | Grid Battery pump | 127.086 | 126.7679 | 130.1532 | 134.7122 | 121.5761 | 122.4465 | 117.0207 | 111.0228 | 105.6114 | 102.8301 | 100.8282 | 103.957 | 101.2057 | 76.5433 | 79.5288 | 80.2627 | 78.4458 | 76.8241 | 77.8901 | 73.3792 | 78.7395 | 75.8705 | 72.6074 | 166.3288 | 186.2959 | 179.8343 | 178.2557 | 179.6629 | 174.0628
SA1 | Pumped Hydro Pump | 0 | 0 | 3.9372e-06 | 3.8234e-06 | 3.7458e-06 | 3.893e-06 | 3.8944e-06 | 4.0803e-06 | 4.2488e-06 | 4.5181e-06 | 4.7652e-06 | 6.1364e-06 | 6.1085e-06 | 6.0136e-06 | 6.8586e-06 | 7.7685e-06 | 8.9273e-06 | 9.6972e-06 | 1.0783e-05 | 1.0857e-05 | 2.0559e-05 | 1.9948e-05 | 1.9865e-05 | 2.7622e-05 | 2.6986e-05 | 2.6345e-05 | 2.6703e-05 | 2.6981e-05 | 2.7381e-05
SA1 | VPP pump | 17.2396 | 33.999 | 55.6298 | 84.6897 | 112.4704 | 144.8474 | 168.5496 | 200.4812 | 223.4144 | 249.2503 | 276.5419 | 320.4661 | 362.4108 | 373.8469 | 425.2887 | 443.642 | 451.3978 | 462.2591 | 476.6853 | 477.2852 | 509.2126 | 515.63 | 517.5952 | 531.5819 | 550.4895 | 534.1965 | 530.4909 | 543.0395 | 525.7466
Region | Technology | 2021-22 | 2022-23 | 2023-24 | 2024-25 | 2025-26 | 2026-27 | 2027-28 | 2028-29 | 2029-30 | 2030-31 | 2031-32 | 2032-33 | 2033-34 | 2034-35 | 2035-36 | 2036-37 | 2037-38 | 2038-39 | 2039-40 | 2040-41 | 2041-42 | 2042-43 | 2043-44 | 2044-45 | 2045-46 | 2046-47 | 2047-48 | 2048-49 | 2049-50
TAS1 | Grid Battery pump | 3.6134e-06 | 3.7492e-06 | 3.7024e-06 | 3.7092e-06 | 3.9076e-06 | 4.0129e-06 | 4.4285e-06 | 5.1321e-06 | 7.3232e-06 | 7.9535e-06 | 8.252e-06 | 9.4608e-06 | 9.9572e-06 | 1.0899e-05 | 1.1894e-05 | 1.3029e-05 | 1.4714e-05 | 1.497e-05 | 2.2375e-05 | 2.3009e-05 | 2.5841e-05 | 2.6222e-05 | 2.81e-05 | 2.9765e-05 | 2.9793e-05 | 3.0427e-05 | 3.1065e-05 | 3.9779e-05 | 3.9865e-05
TAS1 | Pumped Hydro Pump | 0 | 0 | 1.0184e-05 | 1.0598e-05 | 1.1609e-05 | 1.2346e-05 | 1.345e-05 | 1.3928e-05 | 1.5203e-05 | 1.6703e-05 | 1.7567e-05 | 2.2752e-05 | 2.4868e-05 | 2.606e-05 | 2.6712e-05 | 2.9164e-05 | 3.7552e-05 | 3.7481e-05 | 6.1341e-05 | 6.4354e-05 | 6.2911e-05 | 6.3165e-05 | 6.7444e-05 | 7.0061e-05 | 7.0566e-05 | 7.0376e-05 | 7.1074e-05 | 7.0817e-05 | 7.4294e-05
TAS1 | VPP pump | 0.37047 | 1.1442 | 0.72348 | 1.4028 | 3.3027 | 5.2114 | 10.5389 | 13.0264 | 16.0543 | 22.2737 | 26.4547 | 31.9219 | 34.3327 | 42.4906 | 48.0481 | 49.7842 | 55.518 | 48.3669 | 60.2075 | 68.3892 | 73.2471 | 69.6347 | 78.4667 | 77.4188 | 81.4472 | 79.0144 | 78.2 | 83.6003 | 79.7824
Non-controllable capacity
Region | Technology | 2021-22 | 2022-23 | 2023-24 | 2024-25 | 2025-26 | 2026-27 | 2027-28 | 2028-29 | 2029-30 | 2030-31 | 2031-32 | 2032-33 | 2033-34 | 2034-35 | 2035-36 | 2036-37 | 2037-38 | 2038-39 | 2039-40 | 2040-41 | 2041-42 | 2042-43 | 2043-44 | 2044-45 | 2045-46 | 2046-47 | 2047-48 | 2048-49 | 2049-50
NEM | Distributed PV | 18636.5023 | 21296.1756 | 23859.5557 | 25771.2742 | 27749.2634 | 32561.902 | 35479.7663 | 34674.1583 | 38953.1809 | 42928.6933 | 46384.3981 | 49788.5441 | 51177.09 | 51859.0127 | 58020.5381 | 60153.1037 | 56528.4699 | 61409.0761 | 66054.788 | 69386.4583 | 71508.0576 | 71718.3725 | 71595.7848 | 78884.2374 | 80974.2557 | 74821.3345 | 80873.3656 | 86578.4377 | 90153.5903
NEM | Behind the meter battery | 289.0826 | 553.4115 | 879.3233 | 1198.3193 | 1524.2396 | 1785.9114 | 2039.4169 | 2233.4575 | 2396.2807 | 2600.032 | 2830.3766 | 3114.8739 | 3427.4558 | 3668.3456 | 3912.3596 | 3889.5232 | 3877.4014 | 3863.8922 | 3861.1925 | 3822.1599 | 3810.8001 | 3799.2905 | 3801.8188 | 3763.6497 | 3732.6179 | 3625.5951 | 3539.3919 | 3433.4204 | 3334.2143
NEM | Behind the meter battery pump | 245.5852 | 470.0403 | 747.0339 | 1017.8987 | 1294.7794 | 1517.3509 | 1732.5218 | 1897.2746 | 2035.9513 | 2208.8366 | 2405.2048 | 2646.0064 | 2911.0473 | 3116.3283 | 3324.2926 | 3304.4769 | 3293.6856 | 3282.0552 | 3278.9378 | 3247.9543 | 3237.3407 | 3226.1786 | 3229.4336 | 3196.527 | 3171.0198 | 3079.0846 | 3005.656 | 2916.2306 | 2831.8461
Region | Technology | 2021-22 | 2022-23 | 2023-24 | 2024-25 | 2025-26 | 2026-27 | 2027-28 | 2028-29 | 2029-30 | 2030-31 | 2031-32 | 2032-33 | 2033-34 | 2034-35 | 2035-36 | 2036-37 | 2037-38 | 2038-39 | 2039-40 | 2040-41 | 2041-42 | 2042-43 | 2043-44 | 2044-45 | 2045-46 | 2046-47 | 2047-48 | 2048-49 | 2049-50
NSW1 | Distributed PV | 5445.9961 | 6315.4273 | 6791.172 | 7427.6234 | 7999.3195 | 9682.4257 | 10385.0131 | 10051.8287 | 11126.8692 | 12585.015 | 14076.6069 | 14726.8355 | 15434.6032 | 15641.9934 | 18064.8476 | 18525.3989 | 17337.0054 | 18515.2707 | 20344.1339 | 21983.6902 | 22026.1414 | 22436.1707 | 22344.4349 | 25325.869 | 25691.4968 | 23578.771 | 24989.7187 | 27272.9625 | 29134.3598
NSW1 | Behind the meter battery | 100.759 | 185.4793 | 267.2014 | 351.386 | 446.2225 | 517.4158 | 586.9089 | 646.9799 | 703.5581 | 773.7351 | 851.7198 | 945.85 | 1041.86 | 1117.9401 | 1200.8323 | 1195.0823 | 1193.1006 | 1191.864 | 1198.8607 | 1191.2807 | 1195.1037 | 1196.0326 | 1199.276 | 1193.8428 | 1188.9008 | 1158.3535 | 1135.2614 | 1104.699 | 1077.1607
NSW1 | Behind the meter battery pump | 85.5946 | 157.5376 | 227.0944 | 298.4629 | 379.1182 | 439.6096 | 498.6149 | 549.3119 | 597.4537 | 657.5252 | 723.728 | 803.6778 | 884.9124 | 950.097 | 1020.5479 | 1015.3958 | 1013.7678 | 1012.0892 | 1017.7545 | 1012.3998 | 1015.2857 | 1015.5809 | 1018.8724 | 1013.9317 | 1009.4696 | 983.5118 | 964.6026 | 938.0318 | 915.3298
Region | Technology | 2021-22 | 2022-23 | 2023-24 | 2024-25 | 2025-26 | 2026-27 | 2027-28 | 2028-29 | 2029-30 | 2030-31 | 2031-32 | 2032-33 | 2033-34 | 2034-35 | 2035-36 | 2036-37 | 2037-38 | 2038-39 | 2039-40 | 2040-41 | 2041-42 | 2042-43 | 2043-44 | 2044-45 | 2045-46 | 2046-47 | 2047-48 | 2048-49 | 2049-50
QLD1 | Distributed PV | 5622.2983 | 6528.562 | 7102.6907 | 7456.7358 | 8289.4805 | 9575.3911 | 10393.5042 | 9479.6417 | 11074.4277 | 12203.2241 | 13716.8622 | 14538.3641 | 14817.7313 | 15670.5396 | 17415.5213 | 18097.9549 | 15948.9679 | 17954.1619 | 19228.4998 | 20891.5239 | 21207.5737 | 21007.9812 | 21828.2026 | 23788.4439 | 24481.1202 | 21184.9721 | 23713.4142 | 25230.3516 | 27172.749
QLD1 | Behind the meter battery | 56.6617 | 130.9255 | 201.8334 | 276.5012 | 362.4404 | 425.538 | 487.1423 | 545.2279 | 599.3902 | 659.1539 | 727.2997 | 810.3319 | 896.3132 | 960.6888 | 1028.1831 | 1019.5381 | 1015.375 | 1013.6588 | 1015.4568 | 1009.1374 | 1007.699 | 1007.1116 | 1010.3223 | 1001.4424 | 994.1286 | 966.6742 | 943.2534 | 914.7037 | 889.6665
QLD1 | Behind the meter battery pump | 48.1471 | 111.2301 | 171.4161 | 234.9614 | 307.8036 | 361.4723 | 413.7959 | 463.1302 | 509.3776 | 559.9953 | 618.0258 | 688.011 | 761.4165 | 815.9309 | 873.9186 | 865.5592 | 862.1263 | 861.2722 | 862.8949 | 857.4118 | 855.5187 | 855.1202 | 858.6712 | 850.5227 | 844.9038 | 820.8603 | 800.733 | 777.2502 | 755.4405
Region | Technology | 2021-22 | 2022-23 | 2023-24 | 2024-25 | 2025-26 | 2026-27 | 2027-28 | 2028-29 | 2029-30 | 2030-31 | 2031-32 | 2032-33 | 2033-34 | 2034-35 | 2035-36 | 2036-37 | 2037-38 | 2038-39 | 2039-40 | 2040-41 | 2041-42 | 2042-43 | 2043-44 | 2044-45 | 2045-46 | 2046-47 | 2047-48 | 2048-49 | 2049-50
VIC1 | Distributed PV | 4625.9464 | 5278.636 | 6471.0044 | 7236.9196 | 7738.8826 | 9191.8249 | 10225.7349 | 10624.6857 | 11820.4096 | 12929.4874 | 13141.6039 | 14642.6116 | 14980.5295 | 14712.544 | 16247.7815 | 16871.3039 | 16660.8016 | 17903.9156 | 19152.5625 | 18990.7 | 20398.3535 | 20446.1326 | 19804.5807 | 21634.5668 | 22255.9859 | 21724.0526 | 23287.6393 | 24845.666 | 24453.893
VIC1 | Behind the meter battery | 64.1513 | 142.7081 | 290.058 | 423.637 | 544.6591 | 655.3131 | 760.4044 | 821.4131 | 857.6105 | 913.3703 | 978.2116 | 1061.3213 | 1167.576 | 1248.0789 | 1323.3956 | 1318.7356 | 1316.7971 | 1306.9151 | 1296.8921 | 1276.0599 | 1263.9722 | 1254.5942 | 1250.9429 | 1231.7261 | 1216.4061 | 1178.0307 | 1145.7154 | 1108.9552 | 1071.1349
VIC1 | Behind the meter battery pump | 54.505 | 121.2 | 246.4106 | 359.7101 | 462.6791 | 556.8424 | 646.0038 | 698.1222 | 728.9272 | 775.6801 | 831.2917 | 901.6133 | 991.4131 | 1060.0773 | 1123.9891 | 1120.893 | 1118.5053 | 1110.0177 | 1100.9582 | 1084.4066 | 1074.25 | 1065.2465 | 1062.0039 | 1046.2498 | 1033.6442 | 1000.8075 | 972.5649 | 941.6774 | 909.6318
Region | Technology | 2021-22 | 2022-23 | 2023-24 | 2024-25 | 2025-26 | 2026-27 | 2027-28 | 2028-29 | 2029-30 | 2030-31 | 2031-32 | 2032-33 | 2033-34 | 2034-35 | 2035-36 | 2036-37 | 2037-38 | 2038-39 | 2039-40 | 2040-41 | 2041-42 | 2042-43 | 2043-44 | 2044-45 | 2045-46 | 2046-47 | 2047-48 | 2048-49 | 2049-50
SA1 | Distributed PV | 2692.7435 | 2897.9004 | 3182.7702 | 3309.9697 | 3368.0909 | 3710.5041 | 4044.5606 | 4067.9002 | 4454.7602 | 4703.283 | 4914.6932 | 5287.9656 | 5323.9848 | 5221.8838 | 5610.1847 | 5951.7602 | 5851.4936 | 6277.5462 | 6527.9801 | 6699.3114 | 7010.6424 | 6938.7639 | 6744.1877 | 7177.0323 | 7559.3789 | 7350.0719 | 7867.2373 | 8159.7488 | 8312.6824
SA1 | Behind the meter battery | 60.0755 | 85.7138 | 110.2885 | 135.3642 | 157.7643 | 172.3688 | 187.135 | 199.2315 | 212.5681 | 227.569 | 243.7671 | 264.9722 | 286.1771 | 303.0253 | 318.363 | 314.3848 | 309.9228 | 308.7105 | 306.6194 | 301.9723 | 299.9267 | 297.0823 | 296.3218 | 291.582 | 287.8832 | 277.9374 | 271.1392 | 261.9275 | 253.8857
SA1 | Behind the meter battery pump | 51.0203 | 72.7798 | 93.6692 | 115.0535 | 134.0095 | 146.4509 | 158.9589 | 169.2072 | 180.5211 | 193.3788 | 207.2022 | 225.1804 | 243.1372 | 257.429 | 270.5124 | 267.1466 | 263.4316 | 262.3804 | 260.4781 | 256.6052 | 254.8051 | 252.4468 | 251.7229 | 247.5583 | 244.5192 | 236.0174 | 230.3503 | 222.6299 | 215.4714
Region | Technology | 2021-22 | 2022-23 | 2023-24 | 2024-25 | 2025-26 | 2026-27 | 2027-28 | 2028-29 | 2029-30 | 2030-31 | 2031-32 | 2032-33 | 2033-34 | 2034-35 | 2035-36 | 2036-37 | 2037-38 | 2038-39 | 2039-40 | 2040-41 | 2041-42 | 2042-43 | 2043-44 | 2044-45 | 2045-46 | 2046-47 | 2047-48 | 2048-49 | 2049-50
TAS1 | Distributed PV | 249.518 | 275.65 | 311.9183 | 340.0256 | 353.4898 | 401.7562 | 430.9535 | 450.102 | 476.7142 | 507.6838 | 534.6319 | 592.7673 | 620.2412 | 612.0518 | 682.2029 | 706.6858 | 730.2014 | 758.1818 | 801.6118 | 821.2328 | 865.3466 | 889.3242 | 874.3789 | 958.3254 | 986.2739 | 983.4669 | 1015.3561 | 1069.7087 | 1079.9061
TAS1 | Behind the meter battery | 7.435 | 8.5848 | 9.9419 | 11.4309 | 13.1532 | 15.2757 | 17.8263 | 20.6052 | 23.1537 | 26.2038 | 29.3784 | 32.3985 | 35.5294 | 38.6125 | 41.5856 | 41.7823 | 42.2059 | 42.7438 | 43.3634 | 43.7097 | 44.0985 | 44.4697 | 44.9557 | 45.0564 | 45.2991 | 44.5992 | 44.0225 | 43.135 | 42.3665
TAS1 | Behind the meter battery pump | 6.3181 | 7.2927 | 8.4436 | 9.7108 | 11.169 | 12.9757 | 15.1484 | 17.5031 | 19.6717 | 22.2572 | 24.9571 | 27.5239 | 30.1681 | 32.7941 | 35.3246 | 35.4823 | 35.8546 | 36.2956 | 36.8521 | 37.131 | 37.4812 | 37.7842 | 38.1632 | 38.2645 | 38.4831 | 37.8876 | 37.4052 | 36.6414 | 35.9726

## Marinus_Capacity
Installed capacity by technology (MW) - Marinus Link, High DER Scenario
Capacity calculated on 1 July. In early study years some wind and solar projects enter later in the financial year and are therefore reflected in the following financial year's capacity.
Explicitly modelled generation
Region | Technology | 2021-22 | 2022-23 | 2023-24 | 2024-25 | 2025-26 | 2026-27 | 2027-28 | 2028-29 | 2029-30 | 2030-31 | 2031-32 | 2032-33 | 2033-34 | 2034-35 | 2035-36 | 2036-37 | 2037-38 | 2038-39 | 2039-40 | 2040-41 | 2041-42 | 2042-43 | 2043-44 | 2044-45 | 2045-46 | 2046-47 | 2047-48 | 2048-49 | 2049-50
NEM | Black Coal | 18366 | 17891 | 16416 | 13931.6475 | 11697.1538 | 11152.4098 | 10553.5882 | 9853.5882 | 8434.3224 | 8434.3224 | 8434.3224 | 7534.3243 | 7534.3243 | 7534.3243 | 7028.818 | 6396 | 5246 | 5246 | 5246 | 5246 | 5246 | 3152 | 2787 | 2422 | 2057 | 1692 | 1692 | 1692 | 1692
NEM | Brown Coal | 4790 | 4790 | 4790 | 3755.6141 | 3755.6141 | 3522.3693 | 3522.3693 | 3522.3693 | 3457.1824 | 3340 | 3340 | 3340 | 3340 | 3340 | 3340 | 3340 | 3340 | 3340 | 3340 | 3340 | 3340 | 3340 | 3340 | 3340 | 3340 | 3340 | 2225 | 0 | 0
NEM | CCGT | 3054.9 | 3054.9 | 2874.9 | 2874.9 | 2874.9 | 2874.9 | 2874.9 | 2874.9 | 2874.9 | 2874.9 | 2874.9 | 2874.9 | 2874.9 | 2874.9 | 2874.9 | 2489.9 | 1960.9 | 1960.9 | 1817.5 | 1817.5 | 1817.5 | 1817.5 | 1377.5 | 1192.5 | 548 | 388 | 388 | 388 | 388
NEM | Gas - Steam | 1384 | 1384 | 1384 | 1384 | 1384 | 1384 | 1384 | 1384 | 1384 | 1384 | 1384 | 1384 | 1384 | 1384 | 584 | 584 | 584 | 584 | 84 | 84 | 84 | 84 | 84 | 84 | 84 | 0 | 0 | 0 | 0
NEM | OCGT / Diesel | 6863.14 | 6863.14 | 6863.14 | 6863.14 | 6863.14 | 6863.14 | 6863.14 | 6863.14 | 6863.14 | 6480.64 | 6480.64 | 6211.3 | 5749.3 | 5632.3 | 5502.3 | 5502.3 | 5502.3 | 5502.3 | 5527.0493 | 5407.0493 | 5752.7219 | 5658.7219 | 5658.7219 | 6239.6731 | 6714.9943 | 7553.7485 | 6969.7485 | 8197.3953 | 7678.3953
NEM | Hydro | 7365.3 | 7365.3 | 7365.3 | 7365.3 | 7365.3 | 7365.3 | 7615.3 | 7615.3 | 7615.3 | 7615.3 | 7615.3 | 7615.3 | 7615.3 | 7615.3 | 7615.3 | 7615.3 | 7528.9 | 7528.9 | 7528.9 | 7528.9 | 7528.9 | 7462.9 | 7462.9 | 7462.9 | 7462.9 | 7462.9 | 7462.9 | 7462.9 | 7462.9
NEM | Wind | 8952.838 | 11397.4522 | 12299.8139 | 13235.9279 | 14717.4887 | 15671.8647 | 17081.1155 | 18469.5484 | 22175.3451 | 22204.8836 | 22346.6635 | 23138.5863 | 23618.5727 | 23862.6919 | 23918.4548 | 25141.9509 | 30144.9206 | 30192.2865 | 30140.9083 | 29600.8436 | 32202.5776 | 34218.5561 | 34466.5784 | 33735.6646 | 33734.788 | 35580.4623 | 37757.286 | 39377.1652 | 40725.7606
NEM | Solar PV | 5599.971 | 6959.156 | 6959.156 | 6959.156 | 6959.156 | 6959.156 | 6959.156 | 7154.6537 | 10536.1741 | 10536.1741 | 10536.1741 | 10536.1741 | 10536.1741 | 10536.1741 | 10536.1741 | 10415.1741 | 10365.1744 | 10214.8744 | 10214.8744 | 10214.8745 | 10463.5194 | 13656.9099 | 13281.9107 | 12863.2907 | 12967.9788 | 16861.767 | 16842.0736 | 18489.2736 | 17732.1054
NEM | Grid Battery | 260.33 | 600.33 | 600.33 | 600.33 | 600.33 | 600.33 | 600.33 | 600.33 | 600.33 | 570.33 | 570.33 | 570.33 | 515 | 490 | 490 | 490 | 490 | 490 | 490 | 470 | 450.0004 | 150.0005 | 150.0005 | 288.9345 | 301.5131 | 443.2053 | 443.2053 | 443.2053 | 443.2053
NEM | Pumped Hydro | 810 | 810 | 810 | 810 | 2850 | 2850 | 2850 | 2850 | 4850 | 4850 | 4850 | 4850 | 4850 | 4850 | 4850 | 4850 | 5780.6263 | 5780.6263 | 5780.6263 | 5780.6281 | 5923.294 | 6734.7734 | 6734.7734 | 6734.7734 | 6734.7734 | 7950 | 7950 | 8502.5377 | 8502.5377
NEM | VPP | 86.531 | 212.478 | 422.08 | 710.881 | 1092.059 | 1530.314 | 2056.202 | 2653.451 | 3326.256 | 3835.365 | 4409.5619 | 5038.919 | 5723.194 | 6362.1371 | 7028.8681 | 7398.273 | 7780.5079 | 8173.1059 | 8577.282 | 8995.4019 | 9423.6349 | 9861.3991 | 10313.4462 | 10780.4292 | 11257.7039 | 11749.3789 | 12256.2899 | 12769.8249 | 13296.025
Total excluding storage |  | 56376.149 | 59704.9482 | 58952.3099 | 56369.6854 | 55616.7526 | 55793.1398 | 56853.5689 | 57737.4996 | 63340.3639 | 62870.22 | 63011.9999 | 62634.5847 | 62652.571 | 62779.6902 | 61399.9468 | 61484.6249 | 64672.195 | 64569.2609 | 63899.232 | 63239.1674 | 66435.2189 | 69390.5879 | 68458.611 | 67340.0283 | 66909.661 | 72878.8778 | 73337.0081 | 75606.7341 | 75679.1613
Region | Technology | 2021-22 | 2022-23 | 2023-24 | 2024-25 | 2025-26 | 2026-27 | 2027-28 | 2028-29 | 2029-30 | 2030-31 | 2031-32 | 2032-33 | 2033-34 | 2034-35 | 2035-36 | 2036-37 | 2037-38 | 2038-39 | 2039-40 | 2040-41 | 2041-42 | 2042-43 | 2043-44 | 2044-45 | 2045-46 | 2046-47 | 2047-48 | 2048-49 | 2049-50
NSW1 | Black Coal | 10240 | 9765 | 8290 | 7485.6476 | 5251.1538 | 4773.5919 | 4174.7702 | 4174.7702 | 2755.5044 | 2755.5044 | 2755.5044 | 1855.5063 | 1855.5063 | 1855.5063 | 1350 | 1350 | 1350 | 1350 | 1350 | 1350 | 1350 | 0 | 0 | 0 | 0 | 0 | 0 | 0 | 0
NSW1 | Brown Coal | 0 | 0 | 0 | 0 | 0 | 0 | 0 | 0 | 0 | 0 | 0 | 0 | 0 | 0 | 0 | 0 | 0 | 0 | 0 | 0 | 0 | 0 | 0 | 0 | 0 | 0 | 0 | 0 | 0
NSW1 | CCGT | 625 | 625 | 625 | 625 | 625 | 625 | 625 | 625 | 625 | 625 | 625 | 625 | 625 | 625 | 625 | 625 | 625 | 625 | 625 | 625 | 625 | 625 | 185 | 0 | 0 | 0 | 0 | 0 | 0
NSW1 | Gas - Steam | 0 | 0 | 0 | 0 | 0 | 0 | 0 | 0 | 0 | 0 | 0 | 0 | 0 | 0 | 0 | 0 | 0 | 0 | 0 | 0 | 0 | 0 | 0 | 0 | 0 | 0 | 0 | 0 | 0
NSW1 | OCGT / Diesel | 1438 | 1438 | 1438 | 1438 | 1438 | 1438 | 1438 | 1438 | 1438 | 1438 | 1438 | 1438 | 1438 | 1438 | 1388 | 1388 | 1388 | 1388 | 1548.4767 | 1548.4767 | 1801.4211 | 1801.4211 | 1801.4211 | 2363.7352 | 2363.7352 | 2363.7352 | 2363.7352 | 3251.246 | 3251.246
NSW1 | Hydro | 2585 | 2585 | 2585 | 2585 | 2585 | 2585 | 2585 | 2585 | 2585 | 2585 | 2585 | 2585 | 2585 | 2585 | 2585 | 2585 | 2585 | 2585 | 2585 | 2585 | 2585 | 2585 | 2585 | 2585 | 2585 | 2585 | 2585 | 2585 | 2585
NSW1 | Wind | 2220.73 | 2981.1842 | 3741.8901 | 4502.4474 | 5288.4129 | 6105.6334 | 6922.8538 | 7560.7295 | 10569.4396 | 10569.4396 | 10569.4396 | 10569.4396 | 10569.4396 | 10569.4396 | 10569.4396 | 10522.9396 | 10352.9396 | 10150.4596 | 10150.4596 | 9789.9596 | 11909.6688 | 12193.0579 | 11898.0779 | 11898.0779 | 12253.1946 | 12026.3945 | 12314.1891 | 12706.1168 | 12592.9268
NSW1 | Solar PV | 2130.363 | 2600.363 | 2600.363 | 2600.363 | 2600.363 | 2600.363 | 2600.363 | 2795.8608 | 6177.3811 | 6177.3811 | 6177.3811 | 6177.3811 | 6177.3811 | 6177.3811 | 6177.3811 | 6177.3811 | 6177.3811 | 6027.0811 | 6027.0811 | 6027.0811 | 6027.0811 | 7329.1789 | 7256.1789 | 7256.1789 | 7256.1789 | 9207.5393 | 9298.2459 | 9248.2459 | 9273.5267
NSW1 | Grid Battery | 0 | 0 | 0 | 0 | 0 | 0 | 0 | 0 | 0 | 0 | 0 | 0 | 0 | 0 | 0 | 0 | 0 | 0 | 0 | 0 | 0 | 0 | 0 | 0 | 0 | 0 | 0 | 0 | 0
NSW1 | Pumped Hydro | 240 | 240 | 240 | 240 | 2280 | 2280 | 2280 | 2280 | 4280 | 4280 | 4280 | 4280 | 4280 | 4280 | 4280 | 4280 | 4280 | 4280 | 4280 | 4280.0018 | 4280 | 4280 | 4280 | 4280 | 4280 | 4280 | 4280 | 4280 | 4280
NSW1 | VPP | 30.447 | 71.711 | 130.27 | 212.052 | 324.245 | 448.498 | 597.436 | 773.879 | 981.449 | 1142.61 | 1324.166 | 1522.2761 | 1738.338 | 1943.716 | 2158.8 | 2279.379 | 2405.052 | 2533.8019 | 2666.9821 | 2804.5979 | 2945.117 | 3088.977 | 3237.89 | 3391.4571 | 3548.962 | 3710.4659 | 3876.96 | 4046.0709 | 4218.4269
Total excluding storage |  | 19239.093 | 19994.5472 | 19280.2531 | 19236.458 | 17787.9297 | 18127.5882 | 18345.987 | 19179.3604 | 24150.3251 | 24150.3251 | 24150.3251 | 23250.327 | 23250.327 | 23250.327 | 22694.8207 | 22648.3207 | 22478.3207 | 22125.5407 | 22286.0174 | 21925.5174 | 24298.171 | 24533.6578 | 23725.6778 | 24102.9919 | 24458.1086 | 26182.669 | 26561.1702 | 27790.6087 | 27702.6995
Region | Technology | 2021-22 | 2022-23 | 2023-24 | 2024-25 | 2025-26 | 2026-27 | 2027-28 | 2028-29 | 2029-30 | 2030-31 | 2031-32 | 2032-33 | 2033-34 | 2034-35 | 2035-36 | 2036-37 | 2037-38 | 2038-39 | 2039-40 | 2040-41 | 2041-42 | 2042-43 | 2043-44 | 2044-45 | 2045-46 | 2046-47 | 2047-48 | 2048-49 | 2049-50
QLD1 | Black Coal | 8126 | 8126 | 8126 | 6445.9999 | 6445.9999 | 6378.818 | 6378.818 | 5678.818 | 5678.818 | 5678.818 | 5678.818 | 5678.818 | 5678.818 | 5678.818 | 5678.818 | 5046 | 3896 | 3896 | 3896 | 3896 | 3896 | 3152 | 2787 | 2422 | 2057 | 1692 | 1692 | 1692 | 1692
QLD1 | Brown Coal | 0 | 0 | 0 | 0 | 0 | 0 | 0 | 0 | 0 | 0 | 0 | 0 | 0 | 0 | 0 | 0 | 0 | 0 | 0 | 0 | 0 | 0 | 0 | 0 | 0 | 0 | 0 | 0 | 0
QLD1 | CCGT | 1512.9 | 1512.9 | 1512.9 | 1512.9 | 1512.9 | 1512.9 | 1512.9 | 1512.9 | 1512.9 | 1512.9 | 1512.9 | 1512.9 | 1512.9 | 1512.9 | 1512.9 | 1127.9 | 1127.9 | 1127.9 | 984.5 | 984.5 | 984.5 | 984.5 | 984.5 | 984.5 | 340 | 180 | 180 | 180 | 180
QLD1 | Gas - Steam | 84 | 84 | 84 | 84 | 84 | 84 | 84 | 84 | 84 | 84 | 84 | 84 | 84 | 84 | 84 | 84 | 84 | 84 | 84 | 84 | 84 | 84 | 84 | 84 | 84 | 0 | 0 | 0 | 0
QLD1 | OCGT / Diesel | 1910 | 1910 | 1910 | 1910 | 1910 | 1910 | 1910 | 1910 | 1910 | 1910 | 1910 | 1910 | 1618 | 1501 | 1501 | 1501 | 1501 | 1501 | 1805.2726 | 1805.2726 | 1805.2726 | 1805.2726 | 1805.2726 | 1673.2726 | 2148.5938 | 2987.348 | 2987.348 | 3234.7048 | 2715.7048
QLD1 | Hydro | 152.4 | 152.4 | 152.4 | 152.4 | 152.4 | 152.4 | 152.4 | 152.4 | 152.4 | 152.4 | 152.4 | 152.4 | 152.4 | 152.4 | 152.4 | 152.4 | 66 | 66 | 66 | 66 | 66 | 0 | 0 | 0 | 0 | 0 | 0 | 0 | 0
QLD1 | Wind | 676.608 | 1176.608 | 1176.608 | 1210.5086 | 1765.0403 | 1765.0403 | 2252.915 | 2866.3168 | 3516.998 | 3516.998 | 3516.998 | 3516.998 | 3555.5487 | 3657.1002 | 3657.1002 | 4454.2586 | 6882.6412 | 6882.6412 | 6882.6412 | 6882.6412 | 7364.6659 | 8866.4363 | 8685.9183 | 8415.4045 | 8851.6447 | 9647.457 | 9647.457 | 9647.457 | 11338.3178
QLD1 | Solar PV | 2017.635 | 2827.62 | 2827.62 | 2827.62 | 2827.62 | 2827.62 | 2827.62 | 2827.62 | 2827.62 | 2827.62 | 2827.62 | 2827.62 | 2827.62 | 2827.62 | 2827.62 | 2706.62 | 2656.6203 | 2656.6203 | 2656.6203 | 2656.6204 | 2905.2653 | 4796.558 | 4629.558 | 4428.458 | 4364.25 | 6306.6778 | 6196.2778 | 5665.3778 | 5216.1508
QLD1 | Grid Battery | 0 | 20 | 20 | 20 | 20 | 20 | 20 | 20 | 20 | 20 | 20 | 20 | 20 | 20 | 20 | 20 | 20 | 20 | 20 | 0 | 0.00040929 | 0.00046254 | 0.00046254 | 81.1804 | 81.1804 | 222.8726 | 222.8726 | 222.8726 | 222.8726
QLD1 | Pumped Hydro | 570 | 570 | 570 | 570 | 570 | 570 | 570 | 570 | 570 | 570 | 570 | 570 | 570 | 570 | 570 | 570 | 1500.6263 | 1500.6263 | 1500.6263 | 1500.6263 | 1643.294 | 2454.7734 | 2454.7734 | 2454.7734 | 2454.7734 | 3670 | 3670 | 3670 | 3670
QLD1 | VPP | 17.092 | 49.567 | 96.139 | 162.616 | 256.35 | 359.913 | 485.039 | 636.85 | 815.002 | 952.311 | 1107.868 | 1278.662 | 1465.361 | 1636.076 | 1814.326 | 1909.678 | 2008.65 | 2110.638 | 2215.489 | 2324.452 | 2436.362 | 2550.2279 | 2667.885 | 2790.022 | 2914.5139 | 3043.485 | 3176.687 | 3311.313 | 3449.842
Total excluding storage |  | 14479.543 | 15789.528 | 15789.528 | 14143.4285 | 14697.9603 | 14630.7783 | 15118.653 | 15032.0548 | 15682.736 | 15682.736 | 15682.736 | 15682.736 | 15429.2867 | 15413.8382 | 15413.8382 | 15072.1786 | 16214.1615 | 16214.1615 | 16375.0341 | 16375.0342 | 17105.7039 | 19688.7669 | 18976.2489 | 18007.6351 | 17845.4885 | 20813.4828 | 20703.0828 | 20419.5396 | 21142.1734
Region | Technology | 2021-22 | 2022-23 | 2023-24 | 2024-25 | 2025-26 | 2026-27 | 2027-28 | 2028-29 | 2029-30 | 2030-31 | 2031-32 | 2032-33 | 2033-34 | 2034-35 | 2035-36 | 2036-37 | 2037-38 | 2038-39 | 2039-40 | 2040-41 | 2041-42 | 2042-43 | 2043-44 | 2044-45 | 2045-46 | 2046-47 | 2047-48 | 2048-49 | 2049-50
VIC1 | Black Coal | 0 | 0 | 0 | 0 | 0 | 0 | 0 | 0 | 0 | 0 | 0 | 0 | 0 | 0 | 0 | 0 | 0 | 0 | 0 | 0 | 0 | 0 | 0 | 0 | 0 | 0 | 0 | 0 | 0
VIC1 | Brown Coal | 4790 | 4790 | 4790 | 3755.6141 | 3755.6141 | 3522.3693 | 3522.3693 | 3522.3693 | 3457.1824 | 3340 | 3340 | 3340 | 3340 | 3340 | 3340 | 3340 | 3340 | 3340 | 3340 | 3340 | 3340 | 3340 | 3340 | 3340 | 3340 | 3340 | 2225 | 0 | 0
VIC1 | CCGT | 0 | 0 | 0 | 0 | 0 | 0 | 0 | 0 | 0 | 0 | 0 | 0 | 0 | 0 | 0 | 0 | 0 | 0 | 0 | 0 | 0 | 0 | 0 | 0 | 0 | 0 | 0 | 0 | 0
VIC1 | Gas - Steam | 500 | 500 | 500 | 500 | 500 | 500 | 500 | 500 | 500 | 500 | 500 | 500 | 500 | 500 | 500 | 500 | 500 | 500 | 0 | 0 | 0 | 0 | 0 | 0 | 0 | 0 | 0 | 0 | 0
VIC1 | OCGT / Diesel | 1900 | 1900 | 1900 | 1900 | 1900 | 1900 | 1900 | 1900 | 1900 | 1900 | 1900 | 1900 | 1730 | 1730 | 1730 | 1730 | 1730 | 1730 | 1290 | 1290 | 1290 | 1196 | 1196 | 1196 | 1196 | 1196 | 612 | 704.7792 | 704.7792
VIC1 | Hydro | 2219 | 2219 | 2219 | 2219 | 2219 | 2219 | 2219 | 2219 | 2219 | 2219 | 2219 | 2219 | 2219 | 2219 | 2219 | 2219 | 2219 | 2219 | 2219 | 2219 | 2219 | 2219 | 2219 | 2219 | 2219 | 2219 | 2219 | 2219 | 2219
VIC1 | Wind | 3434.44 | 4322.2 | 4322.2 | 4322.2 | 4322.2 | 4322.2 | 4322.2 | 4322.2 | 4322.2 | 4322.2 | 4322.2 | 4459.4188 | 4856.9865 | 4856.9865 | 4856.9865 | 4969.7 | 6577.1318 | 6418.233 | 6226.233 | 5937.933 | 5937.933 | 6168.7521 | 7106.1324 | 6794.1324 | 6145.0986 | 7416.0687 | 9305.0979 | 10051.79 | 9822.7145
VIC1 | Solar PV | 1098.973 | 1098.973 | 1098.973 | 1098.973 | 1098.973 | 1098.973 | 1098.973 | 1098.973 | 1098.973 | 1098.973 | 1098.973 | 1098.973 | 1098.973 | 1098.973 | 1098.973 | 1098.973 | 1098.973 | 1098.973 | 1098.973 | 1098.973 | 1098.973 | 1098.973 | 1098.973 | 991.453 | 960.35 | 960.35 | 960.35 | 3188.45 | 2791
VIC1 | Grid Battery | 55.33 | 375.33 | 375.33 | 375.33 | 375.33 | 375.33 | 375.33 | 375.33 | 375.33 | 375.33 | 375.33 | 375.33 | 320 | 320 | 320 | 320 | 320 | 320 | 320 | 320 | 300 | 0 | 0 | 0 | 0 | 0 | 0 | 0 | 0
VIC1 | Pumped Hydro | 0 | 0 | 0 | 0 | 0 | 0 | 0 | 0 | 0 | 0 | 0 | 0 | 0 | 0 | 0 | 0 | 0 | 0 | 0 | 0 | 0 | 0 | 0 | 0 | 0 | 0 | 0 | 552.5377 | 552.5377
VIC1 | VPP | 19.399 | 55.108 | 137.094 | 247.137 | 385.648 | 555.84 | 760.004 | 973.496 | 1197.186 | 1363.053 | 1550.223 | 1756.093 | 1978.399 | 2185.647 | 2401.2231 | 2521.425 | 2644.546 | 2771.077 | 2900.618 | 3034.5971 | 3171.9039 | 3312.6921 | 3457.7071 | 3607.5651 | 3760.185 | 3917.7499 | 4079.9079 | 4243.998 | 4412.4559
Total excluding storage |  | 13942.413 | 14830.173 | 14830.173 | 13795.7871 | 13795.7871 | 13562.5423 | 13562.5423 | 13562.5423 | 13497.3553 | 13380.173 | 13380.173 | 13517.3918 | 13744.9595 | 13744.9595 | 13744.9595 | 13857.673 | 15465.1048 | 15306.206 | 14174.206 | 13885.906 | 13885.906 | 14022.7251 | 14960.1054 | 14540.5854 | 13860.4486 | 15131.4187 | 15321.4479 | 16164.0192 | 15537.4937
Region | Technology | 2021-22 | 2022-23 | 2023-24 | 2024-25 | 2025-26 | 2026-27 | 2027-28 | 2028-29 | 2029-30 | 2030-31 | 2031-32 | 2032-33 | 2033-34 | 2034-35 | 2035-36 | 2036-37 | 2037-38 | 2038-39 | 2039-40 | 2040-41 | 2041-42 | 2042-43 | 2043-44 | 2044-45 | 2045-46 | 2046-47 | 2047-48 | 2048-49 | 2049-50
SA1 | Black Coal | 0 | 0 | 0 | 0 | 0 | 0 | 0 | 0 | 0 | 0 | 0 | 0 | 0 | 0 | 0 | 0 | 0 | 0 | 0 | 0 | 0 | 0 | 0 | 0 | 0 | 0 | 0 | 0 | 0
SA1 | Brown Coal | 0 | 0 | 0 | 0 | 0 | 0 | 0 | 0 | 0 | 0 | 0 | 0 | 0 | 0 | 0 | 0 | 0 | 0 | 0 | 0 | 0 | 0 | 0 | 0 | 0 | 0 | 0 | 0 | 0
SA1 | CCGT | 709 | 709 | 529 | 529 | 529 | 529 | 529 | 529 | 529 | 529 | 529 | 529 | 529 | 529 | 529 | 529 | 0 | 0 | 0 | 0 | 0 | 0 | 0 | 0 | 0 | 0 | 0 | 0 | 0
SA1 | Gas - Steam | 800 | 800 | 800 | 800 | 800 | 800 | 800 | 800 | 800 | 800 | 800 | 800 | 800 | 800 | 0 | 0 | 0 | 0 | 0 | 0 | 0 | 0 | 0 | 0 | 0 | 0 | 0 | 0 | 0
SA1 | OCGT / Diesel | 1437.14 | 1437.14 | 1437.14 | 1437.14 | 1437.14 | 1437.14 | 1437.14 | 1437.14 | 1437.14 | 1054.64 | 1054.64 | 785.3 | 785.3 | 785.3 | 705.3 | 705.3 | 705.3 | 705.3 | 705.3 | 705.3 | 798.0282 | 798.0282 | 798.0282 | 948.6653 | 948.6653 | 948.6653 | 948.6653 | 948.6653 | 948.6653
SA1 | Hydro | 0 | 0 | 0 | 0 | 0 | 0 | 0 | 0 | 0 | 0 | 0 | 0 | 0 | 0 | 0 | 0 | 0 | 0 | 0 | 0 | 0 | 0 | 0 | 0 | 0 | 0 | 0 | 0 | 0
SA1 | Wind | 2053.31 | 2349.71 | 2349.71 | 2349.71 | 2349.71 | 2349.71 | 2316.71 | 2316.71 | 2225.96 | 2113.96 | 2113.96 | 2626.0963 | 2527.3963 | 2527.3963 | 2440.5915 | 2663.56 | 3663.5599 | 3929.7368 | 3922.8599 | 3883.8599 | 3883.8599 | 3883.8599 | 3669.9999 | 3669.9999 | 3526.8001 | 3532.4921 | 3532.4921 | 4013.7515 | 4013.7515
SA1 | Solar PV | 353 | 432.2 | 432.2 | 432.2 | 432.2 | 432.2 | 432.2 | 432.2 | 432.2 | 432.2 | 432.2 | 432.2 | 432.2 | 432.2 | 432.2 | 432.2 | 432.2 | 432.2 | 432.2 | 432.2 | 432.2 | 432.2 | 297.2008 | 187.2008 | 387.1999 | 387.1999 | 387.1999 | 387.1999 | 451.4279
SA1 | Grid Battery | 205 | 205 | 205 | 205 | 205 | 205 | 205 | 205 | 205 | 175 | 175 | 175 | 175 | 150 | 150 | 150 | 150 | 150 | 150 | 150 | 150 | 150 | 150 | 207.7541 | 220.3327 | 220.3327 | 220.3327 | 220.3327 | 220.3327
SA1 | Pumped Hydro | 0 | 0 | 0 | 0 | 0 | 0 | 0 | 0 | 0 | 0 | 0 | 0 | 0 | 0 | 0 | 0 | 0 | 0 | 0 | 0 | 0 | 0 | 0 | 0 | 0 | 0 | 0 | 0 | 0
SA1 | VPP | 17.419 | 32.817 | 53.826 | 82.384 | 116.594 | 153.426 | 196.665 | 246.475 | 303.104 | 342.113 | 385.789 | 433.601 | 485.451 | 533.213 | 582.89 | 611.322 | 640.787 | 670.973 | 702.27 | 734.354 | 767.247 | 800.749 | 835.277 | 870.592 | 906.987 | 944.194 | 982.674 | 1021.681 | 1061.697
Total excluding storage |  | 5352.45 | 5728.05 | 5548.05 | 5548.05 | 5548.05 | 5548.05 | 5515.05 | 5515.05 | 5424.3 | 4929.8 | 4929.8 | 5172.5963 | 5073.8963 | 5073.8963 | 4107.0915 | 4330.06 | 4801.0599 | 5067.2368 | 5060.3599 | 5021.3599 | 5114.0881 | 5114.0881 | 4765.2289 | 4805.866 | 4862.6653 | 4868.3573 | 4868.3573 | 5349.6167 | 5413.8447
Region | Technology | 2021-22 | 2022-23 | 2023-24 | 2024-25 | 2025-26 | 2026-27 | 2027-28 | 2028-29 | 2029-30 | 2030-31 | 2031-32 | 2032-33 | 2033-34 | 2034-35 | 2035-36 | 2036-37 | 2037-38 | 2038-39 | 2039-40 | 2040-41 | 2041-42 | 2042-43 | 2043-44 | 2044-45 | 2045-46 | 2046-47 | 2047-48 | 2048-49 | 2049-50
TAS1 | Black Coal | 0 | 0 | 0 | 0 | 0 | 0 | 0 | 0 | 0 | 0 | 0 | 0 | 0 | 0 | 0 | 0 | 0 | 0 | 0 | 0 | 0 | 0 | 0 | 0 | 0 | 0 | 0 | 0 | 0
TAS1 | Brown Coal | 0 | 0 | 0 | 0 | 0 | 0 | 0 | 0 | 0 | 0 | 0 | 0 | 0 | 0 | 0 | 0 | 0 | 0 | 0 | 0 | 0 | 0 | 0 | 0 | 0 | 0 | 0 | 0 | 0
TAS1 | CCGT | 208 | 208 | 208 | 208 | 208 | 208 | 208 | 208 | 208 | 208 | 208 | 208 | 208 | 208 | 208 | 208 | 208 | 208 | 208 | 208 | 208 | 208 | 208 | 208 | 208 | 208 | 208 | 208 | 208
TAS1 | Gas - Steam | 0 | 0 | 0 | 0 | 0 | 0 | 0 | 0 | 0 | 0 | 0 | 0 | 0 | 0 | 0 | 0 | 0 | 0 | 0 | 0 | 0 | 0 | 0 | 0 | 0 | 0 | 0 | 0 | 0
TAS1 | OCGT / Diesel | 178 | 178 | 178 | 178 | 178 | 178 | 178 | 178 | 178 | 178 | 178 | 178 | 178 | 178 | 178 | 178 | 178 | 178 | 178 | 58 | 58 | 58 | 58 | 58 | 58 | 58 | 58 | 58 | 58
TAS1 | Hydro | 2408.9 | 2408.9 | 2408.9 | 2408.9 | 2408.9 | 2408.9 | 2658.9 | 2658.9 | 2658.9 | 2658.9 | 2658.9 | 2658.9 | 2658.9 | 2658.9 | 2658.9 | 2658.9 | 2658.9 | 2658.9 | 2658.9 | 2658.9 | 2658.9 | 2658.9 | 2658.9 | 2658.9 | 2658.9 | 2658.9 | 2658.9 | 2658.9 | 2658.9
TAS1 | Wind | 567.75 | 567.75 | 709.4058 | 851.0619 | 992.1256 | 1129.281 | 1266.4367 | 1403.5921 | 1540.7475 | 1682.286 | 1824.0659 | 1966.6336 | 2109.2016 | 2251.7693 | 2394.337 | 2531.4927 | 2668.6482 | 2811.2159 | 2958.7146 | 3106.4499 | 3106.4499 | 3106.4499 | 3106.4499 | 2958.0499 | 2958.0499 | 2958.0499 | 2958.0499 | 2958.0499 | 2958.0499
TAS1 | Solar PV | 0 | 0 | 0 | 0 | 0 | 0 | 0 | 0 | 0 | 0 | 0 | 0 | 0 | 0 | 0 | 0 | 0 | 0 | 0 | 0 | 0 | 0 | 0 | 0 | 0 | 0 | 0 | 0 | 0
TAS1 | Grid Battery | 0 | 0 | 0 | 0 | 0 | 0 | 0 | 0 | 0 | 0 | 0 | 0 | 0 | 0 | 0 | 0 | 0 | 0 | 0 | 0 | 0 | 0 | 0 | 0 | 0 | 0 | 0 | 0 | 0
TAS1 | Pumped Hydro | 0 | 0 | 0 | 0 | 0 | 0 | 0 | 0 | 0 | 0 | 0 | 0 | 0 | 0 | 0 | 0 | 0 | 0 | 0 | 0 | 0 | 0 | 0 | 0 | 0 | 0 | 0 | 0 | 0
TAS1 | VPP | 2.174 | 3.275 | 4.751 | 6.692 | 9.222 | 12.637 | 17.058 | 22.751 | 29.515 | 35.278 | 41.516 | 48.287 | 55.645 | 63.485 | 71.629 | 76.469 | 81.473 | 86.616 | 91.923 | 97.401 | 103.005 | 108.753 | 114.687 | 120.793 | 127.056 | 133.484 | 140.061 | 146.762 | 153.603
Total excluding storage |  | 3362.65 | 3362.65 | 3504.3058 | 3645.9619 | 3787.0256 | 3924.181 | 4311.3367 | 4448.4921 | 4585.6475 | 4727.186 | 4868.9659 | 5011.5336 | 5154.1016 | 5296.6693 | 5439.237 | 5576.3927 | 5713.5481 | 5856.1159 | 6003.6146 | 6031.3499 | 6031.3499 | 6031.3499 | 6031.3499 | 5882.9499 | 5882.9499 | 5882.9499 | 5882.9499 | 5882.9499 | 5882.9499
Explicitly modelled pumping
Region | Technology | 2021-22 | 2022-23 | 2023-24 | 2024-25 | 2025-26 | 2026-27 | 2027-28 | 2028-29 | 2029-30 | 2030-31 | 2031-32 | 2032-33 | 2033-34 | 2034-35 | 2035-36 | 2036-37 | 2037-38 | 2038-39 | 2039-40 | 2040-41 | 2041-42 | 2042-43 | 2043-44 | 2044-45 | 2045-46 | 2046-47 | 2047-48 | 2048-49 | 2049-50
NEM | Grid Battery pump | 260.33 | 600.33 | 600.33 | 600.33 | 600.33 | 600.33 | 600.33 | 600.33 | 600.33 | 570.33 | 570.33 | 570.33 | 515 | 490 | 490 | 490 | 490 | 490 | 490 | 470 | 450.0004 | 150.0005 | 150.0005 | 288.9345 | 301.5131 | 443.2053 | 443.2053 | 443.2053 | 443.2053
NEM | Pumped Hydro Pump | 1330 | 1330 | 1330 | 1330 | 3370 | 3370 | 3370 | 3370 | 5370 | 5370 | 5370 | 5370 | 5370 | 5370 | 5370 | 5370 | 6300.6263 | 6300.6263 | 6300.6263 | 6300.6281 | 6443.294 | 7254.7734 | 7254.7734 | 7254.7734 | 7254.7734 | 8470 | 8470 | 9022.5377 | 9022.5377
NEM | VPP pump | 86.531 | 212.478 | 422.08 | 710.881 | 1092.059 | 1530.314 | 2056.202 | 2653.451 | 3326.256 | 3835.365 | 4409.5619 | 5038.919 | 5723.194 | 6362.1371 | 7028.8681 | 7398.273 | 7780.5079 | 8173.1059 | 8577.282 | 8995.4019 | 9423.6349 | 9861.3991 | 10313.4462 | 10780.4292 | 11257.7039 | 11749.3789 | 12256.2899 | 12769.8249 | 13296.025
Region | Technology | 2021-22 | 2022-23 | 2023-24 | 2024-25 | 2025-26 | 2026-27 | 2027-28 | 2028-29 | 2029-30 | 2030-31 | 2031-32 | 2032-33 | 2033-34 | 2034-35 | 2035-36 | 2036-37 | 2037-38 | 2038-39 | 2039-40 | 2040-41 | 2041-42 | 2042-43 | 2043-44 | 2044-45 | 2045-46 | 2046-47 | 2047-48 | 2048-49 | 2049-50
NSW1 | Grid Battery pump | 0 | 0 | 0 | 0 | 0 | 0 | 0 | 0 | 0 | 0 | 0 | 0 | 0 | 0 | 0 | 0 | 0 | 0 | 0 | 0 | 0 | 0 | 0 | 0 | 0 | 0 | 0 | 0 | 0
NSW1 | Pumped Hydro Pump | 840 | 840 | 840 | 840 | 2880 | 2880 | 2880 | 2880 | 4880 | 4880 | 4880 | 4880 | 4880 | 4880 | 4880 | 4880 | 4880 | 4880 | 4880 | 4880.0018 | 4880 | 4880 | 4880 | 4880 | 4880 | 4880 | 4880 | 4880 | 4880
NSW1 | VPP pump | 30.447 | 71.711 | 130.27 | 212.052 | 324.245 | 448.498 | 597.436 | 773.879 | 981.449 | 1142.61 | 1324.166 | 1522.2761 | 1738.338 | 1943.716 | 2158.8 | 2279.379 | 2405.052 | 2533.8019 | 2666.9821 | 2804.5979 | 2945.117 | 3088.977 | 3237.89 | 3391.4571 | 3548.962 | 3710.4659 | 3876.96 | 4046.0709 | 4218.4269
Region | Technology | 2021-22 | 2022-23 | 2023-24 | 2024-25 | 2025-26 | 2026-27 | 2027-28 | 2028-29 | 2029-30 | 2030-31 | 2031-32 | 2032-33 | 2033-34 | 2034-35 | 2035-36 | 2036-37 | 2037-38 | 2038-39 | 2039-40 | 2040-41 | 2041-42 | 2042-43 | 2043-44 | 2044-45 | 2045-46 | 2046-47 | 2047-48 | 2048-49 | 2049-50
QLD1 | Grid Battery pump | 0 | 20 | 20 | 20 | 20 | 20 | 20 | 20 | 20 | 20 | 20 | 20 | 20 | 20 | 20 | 20 | 20 | 20 | 20 | 0 | 0.00040929 | 0.00046254 | 0.00046254 | 81.1804 | 81.1804 | 222.8726 | 222.8726 | 222.8726 | 222.8726
QLD1 | Pumped Hydro Pump | 490 | 490 | 490 | 490 | 490 | 490 | 490 | 490 | 490 | 490 | 490 | 490 | 490 | 490 | 490 | 490 | 1420.6263 | 1420.6263 | 1420.6263 | 1420.6263 | 1563.294 | 2374.7734 | 2374.7734 | 2374.7734 | 2374.7734 | 3590 | 3590 | 3590 | 3590
QLD1 | VPP pump | 17.092 | 49.567 | 96.139 | 162.616 | 256.35 | 359.913 | 485.039 | 636.85 | 815.002 | 952.311 | 1107.868 | 1278.662 | 1465.361 | 1636.076 | 1814.326 | 1909.678 | 2008.65 | 2110.638 | 2215.489 | 2324.452 | 2436.362 | 2550.2279 | 2667.885 | 2790.022 | 2914.5139 | 3043.485 | 3176.687 | 3311.313 | 3449.842
Region | Technology | 2021-22 | 2022-23 | 2023-24 | 2024-25 | 2025-26 | 2026-27 | 2027-28 | 2028-29 | 2029-30 | 2030-31 | 2031-32 | 2032-33 | 2033-34 | 2034-35 | 2035-36 | 2036-37 | 2037-38 | 2038-39 | 2039-40 | 2040-41 | 2041-42 | 2042-43 | 2043-44 | 2044-45 | 2045-46 | 2046-47 | 2047-48 | 2048-49 | 2049-50
VIC1 | Grid Battery pump | 55.33 | 375.33 | 375.33 | 375.33 | 375.33 | 375.33 | 375.33 | 375.33 | 375.33 | 375.33 | 375.33 | 375.33 | 320 | 320 | 320 | 320 | 320 | 320 | 320 | 320 | 300 | 0 | 0 | 0 | 0 | 0 | 0 | 0 | 0
VIC1 | Pumped Hydro Pump | 0 | 0 | 0 | 0 | 0 | 0 | 0 | 0 | 0 | 0 | 0 | 0 | 0 | 0 | 0 | 0 | 0 | 0 | 0 | 0 | 0 | 0 | 0 | 0 | 0 | 0 | 0 | 552.5377 | 552.5377
VIC1 | VPP pump | 19.399 | 55.108 | 137.094 | 247.137 | 385.648 | 555.84 | 760.004 | 973.496 | 1197.186 | 1363.053 | 1550.223 | 1756.093 | 1978.399 | 2185.647 | 2401.2231 | 2521.425 | 2644.546 | 2771.077 | 2900.618 | 3034.5971 | 3171.9039 | 3312.6921 | 3457.7071 | 3607.5651 | 3760.185 | 3917.7499 | 4079.9079 | 4243.998 | 4412.4559
Region | Technology | 2021-22 | 2022-23 | 2023-24 | 2024-25 | 2025-26 | 2026-27 | 2027-28 | 2028-29 | 2029-30 | 2030-31 | 2031-32 | 2032-33 | 2033-34 | 2034-35 | 2035-36 | 2036-37 | 2037-38 | 2038-39 | 2039-40 | 2040-41 | 2041-42 | 2042-43 | 2043-44 | 2044-45 | 2045-46 | 2046-47 | 2047-48 | 2048-49 | 2049-50
SA1 | Grid Battery pump | 205 | 205 | 205 | 205 | 205 | 205 | 205 | 205 | 205 | 175 | 175 | 175 | 175 | 150 | 150 | 150 | 150 | 150 | 150 | 150 | 150 | 150 | 150 | 207.7541 | 220.3327 | 220.3327 | 220.3327 | 220.3327 | 220.3327
SA1 | Pumped Hydro Pump | 0 | 0 | 0 | 0 | 0 | 0 | 0 | 0 | 0 | 0 | 0 | 0 | 0 | 0 | 0 | 0 | 0 | 0 | 0 | 0 | 0 | 0 | 0 | 0 | 0 | 0 | 0 | 0 | 0
SA1 | VPP pump | 17.419 | 32.817 | 53.826 | 82.384 | 116.594 | 153.426 | 196.665 | 246.475 | 303.104 | 342.113 | 385.789 | 433.601 | 485.451 | 533.213 | 582.89 | 611.322 | 640.787 | 670.973 | 702.27 | 734.354 | 767.247 | 800.749 | 835.277 | 870.592 | 906.987 | 944.194 | 982.674 | 1021.681 | 1061.697
Region | Technology | 2021-22 | 2022-23 | 2023-24 | 2024-25 | 2025-26 | 2026-27 | 2027-28 | 2028-29 | 2029-30 | 2030-31 | 2031-32 | 2032-33 | 2033-34 | 2034-35 | 2035-36 | 2036-37 | 2037-38 | 2038-39 | 2039-40 | 2040-41 | 2041-42 | 2042-43 | 2043-44 | 2044-45 | 2045-46 | 2046-47 | 2047-48 | 2048-49 | 2049-50
TAS1 | Grid Battery pump | 0 | 0 | 0 | 0 | 0 | 0 | 0 | 0 | 0 | 0 | 0 | 0 | 0 | 0 | 0 | 0 | 0 | 0 | 0 | 0 | 0 | 0 | 0 | 0 | 0 | 0 | 0 | 0 | 0
TAS1 | Pumped Hydro Pump | 0 | 0 | 0 | 0 | 0 | 0 | 0 | 0 | 0 | 0 | 0 | 0 | 0 | 0 | 0 | 0 | 0 | 0 | 0 | 0 | 0 | 0 | 0 | 0 | 0 | 0 | 0 | 0 | 0
TAS1 | VPP pump | 2.174 | 3.275 | 4.751 | 6.692 | 9.222 | 12.637 | 17.058 | 22.751 | 29.515 | 35.278 | 41.516 | 48.287 | 55.645 | 63.485 | 71.629 | 76.469 | 81.473 | 86.616 | 91.923 | 97.401 | 103.005 | 108.753 | 114.687 | 120.793 | 127.056 | 133.484 | 140.061 | 146.762 | 153.603
Non-controllable capacity
Region | Technology | 2021-22 | 2022-23 | 2023-24 | 2024-25 | 2025-26 | 2026-27 | 2027-28 | 2028-29 | 2029-30 | 2030-31 | 2031-32 | 2032-33 | 2033-34 | 2034-35 | 2035-36 | 2036-37 | 2037-38 | 2038-39 | 2039-40 | 2040-41 | 2041-42 | 2042-43 | 2043-44 | 2044-45 | 2045-46 | 2046-47 | 2047-48 | 2048-49 | 2049-50
NEM | Distributed PV | 13524.6248 | 15108.4102 | 16782.6024 | 18599.0123 | 20649.214 | 22515.8693 | 24468.5133 | 26425.488 | 28217.8916 | 29838.3877 | 31741.5272 | 33782.1268 | 35587.9534 | 37062.4109 | 38679.1836 | 39995.6509 | 41752.2512 | 42998.6362 | 44363.6194 | 45809.2891 | 47081.4518 | 48494.937 | 49932.6267 | 51381.104 | 52844.7899 | 54328.8669 | 55832.8223 | 57320.9248 | 58815.3366
NEM | Behind the meter battery | 582.3 | 1103.9 | 1762 | 2442.4 | 3154.8 | 3764.5 | 4354 | 4869.8 | 5322.1 | 5889.5 | 6505.4 | 7146.7 | 7807.9 | 8342.6 | 8857.7 | 8934.3 | 9005.9 | 9071 | 9128.9 | 9183.2 | 9229.7 | 9266.6 | 9299.3 | 9327.3 | 9346.9 | 9360.8 | 9369.7 | 9366 | 9354.9
NEM | Behind the meter battery pump | 582.3 | 1103.9 | 1762 | 2442.4 | 3154.8 | 3764.5 | 4354 | 4869.8 | 5322.1 | 5889.5 | 6505.4 | 7146.7 | 7807.9 | 8342.6 | 8857.7 | 8934.3 | 9005.9 | 9071 | 9128.9 | 9183.2 | 9229.7 | 9266.6 | 9299.3 | 9327.3 | 9346.9 | 9360.8 | 9369.7 | 9366 | 9354.9
Region | Technology | 2021-22 | 2022-23 | 2023-24 | 2024-25 | 2025-26 | 2026-27 | 2027-28 | 2028-29 | 2029-30 | 2030-31 | 2031-32 | 2032-33 | 2033-34 | 2034-35 | 2035-36 | 2036-37 | 2037-38 | 2038-39 | 2039-40 | 2040-41 | 2041-42 | 2042-43 | 2043-44 | 2044-45 | 2045-46 | 2046-47 | 2047-48 | 2048-49 | 2049-50
NSW1 | Distributed PV | 3913.164 | 4330.0033 | 4787.0919 | 5305.2148 | 5929.6377 | 6464.9148 | 7030.5165 | 7642.0579 | 8239.587 | 8780.653 | 9418.7488 | 10101.1732 | 10706.5404 | 11206.655 | 11760.5256 | 12216.5275 | 12833.8315 | 13271.2891 | 13751.1953 | 14255.2842 | 14693.6982 | 15180.1199 | 15675.9263 | 16174.1445 | 16679.8936 | 17188.3323 | 17702.6531 | 18211.2334 | 18716.4585
NSW1 | Behind the meter battery | 204 | 371.3 | 538.9 | 720.5 | 926.4 | 1091.2 | 1251.4 | 1406.1 | 1556.1 | 1741 | 1940.3 | 2145.9 | 2358.2 | 2535.9 | 2707.9 | 2741.4 | 2773.9 | 2803.5 | 2831 | 2856.9 | 2879.3 | 2898.7 | 2916.7 | 2932.7 | 2946.1 | 2956.9 | 2965.9 | 2971 | 2972.8
NSW1 | Behind the meter battery pump | 204 | 371.3 | 538.9 | 720.5 | 926.4 | 1091.2 | 1251.4 | 1406.1 | 1556.1 | 1741 | 1940.3 | 2145.9 | 2358.2 | 2535.9 | 2707.9 | 2741.4 | 2773.9 | 2803.5 | 2831 | 2856.9 | 2879.3 | 2898.7 | 2916.7 | 2932.7 | 2946.1 | 2956.9 | 2965.9 | 2971 | 2972.8
Region | Technology | 2021-22 | 2022-23 | 2023-24 | 2024-25 | 2025-26 | 2026-27 | 2027-28 | 2028-29 | 2029-30 | 2030-31 | 2031-32 | 2032-33 | 2033-34 | 2034-35 | 2035-36 | 2036-37 | 2037-38 | 2038-39 | 2039-40 | 2040-41 | 2041-42 | 2042-43 | 2043-44 | 2044-45 | 2045-46 | 2046-47 | 2047-48 | 2048-49 | 2049-50
QLD1 | Distributed PV | 3987.1277 | 4367.864 | 4757.1731 | 5197.5436 | 5733.4282 | 6193.5193 | 6686.8077 | 7235.3396 | 7768.4305 | 8249.3861 | 8817.187 | 9427.4739 | 9970.7185 | 10406.9081 | 10885.1118 | 11265.0385 | 11774.9958 | 12133.6007 | 12527.3778 | 12946.311 | 13312.7732 | 13716.3 | 14123.7837 | 14534.3174 | 14946.3496 | 15365.7739 | 15789.8611 | 16207.1216 | 16627.1072
QLD1 | Behind the meter battery | 113.8 | 258.8 | 402.9 | 561.6 | 746.2 | 893.2 | 1037.3 | 1183 | 1322.8 | 1484.3 | 1659.5 | 1841.7 | 2030.2 | 2178.4 | 2321.4 | 2342.1 | 2361.9 | 2380.5 | 2396.7 | 2412.4 | 2426.3 | 2437.3 | 2447.1 | 2456.2 | 2462.6 | 2468 | 2472.1 | 2472.5 | 2471.3
QLD1 | Behind the meter battery pump | 113.8 | 258.8 | 402.9 | 561.6 | 746.2 | 893.2 | 1037.3 | 1183 | 1322.8 | 1484.3 | 1659.5 | 1841.7 | 2030.2 | 2178.4 | 2321.4 | 2342.1 | 2361.9 | 2380.5 | 2396.7 | 2412.4 | 2426.3 | 2437.3 | 2447.1 | 2456.2 | 2462.6 | 2468 | 2472.1 | 2472.5 | 2471.3
Region | Technology | 2021-22 | 2022-23 | 2023-24 | 2024-25 | 2025-26 | 2026-27 | 2027-28 | 2028-29 | 2029-30 | 2030-31 | 2031-32 | 2032-33 | 2033-34 | 2034-35 | 2035-36 | 2036-37 | 2037-38 | 2038-39 | 2039-40 | 2040-41 | 2041-42 | 2042-43 | 2043-44 | 2044-45 | 2045-46 | 2046-47 | 2047-48 | 2048-49 | 2049-50
VIC1 | Distributed PV | 3607.3732 | 4235.6688 | 4895.3044 | 5569.04 | 6273.8434 | 6987.4562 | 7713.9601 | 8332.7648 | 8832.864 | 9290.3372 | 9815.223 | 10374.7633 | 10871.2125 | 11278.6859 | 11713.5437 | 12078.4929 | 12536.272 | 12873.9302 | 13236.9883 | 13624.2112 | 13975.1226 | 14367.7124 | 14768.4829 | 15175.9878 | 15586.064 | 16006.0969 | 16432.6174 | 16856.3298 | 17285.95
VIC1 | Behind the meter battery | 128.8 | 282.9 | 574 | 854.2 | 1120.2 | 1374.8 | 1617.8 | 1793 | 1918.2 | 2092.6 | 2283.9 | 2485 | 2691.5 | 2856.6 | 3014.9 | 3031.5 | 3045.4 | 3057.7 | 3067.5 | 3076.5 | 3083.5 | 3087.8 | 3090.8 | 3092.7 | 3091.7 | 3089.5 | 3085.8 | 3078.1 | 3068.4
VIC1 | Behind the meter battery pump | 128.8 | 282.9 | 574 | 854.2 | 1120.2 | 1374.8 | 1617.8 | 1793 | 1918.2 | 2092.6 | 2283.9 | 2485 | 2691.5 | 2856.6 | 3014.9 | 3031.5 | 3045.4 | 3057.7 | 3067.5 | 3076.5 | 3083.5 | 3087.8 | 3090.8 | 3092.7 | 3091.7 | 3089.5 | 3085.8 | 3078.1 | 3068.4
Region | Technology | 2021-22 | 2022-23 | 2023-24 | 2024-25 | 2025-26 | 2026-27 | 2027-28 | 2028-29 | 2029-30 | 2030-31 | 2031-32 | 2032-33 | 2033-34 | 2034-35 | 2035-36 | 2036-37 | 2037-38 | 2038-39 | 2039-40 | 2040-41 | 2041-42 | 2042-43 | 2043-44 | 2044-45 | 2045-46 | 2046-47 | 2047-48 | 2048-49 | 2049-50
SA1 | Distributed PV | 1808.561 | 1942.7342 | 2088.4154 | 2250.1756 | 2410.2917 | 2548.5259 | 2693.2516 | 2845.2863 | 2988.2096 | 3111.8326 | 3256.9567 | 3413.5115 | 3553.5545 | 3666.7578 | 3790.6636 | 3891.097 | 4023.8511 | 4120.8807 | 4228.0128 | 4340.0465 | 4439.9406 | 4549.2328 | 4659.9151 | 4770.0776 | 4882.9587 | 4996.9199 | 5113.6916 | 5229.6824 | 5346.4831
SA1 | Behind the meter battery | 120.6 | 173.2 | 225.5 | 281.9 | 333.8 | 372.4 | 409.3 | 443.6 | 475 | 514.5 | 557.3 | 602.3 | 648.6 | 684.8 | 719.4 | 723 | 726.3 | 729 | 731.6 | 733.6 | 735.2 | 736.1 | 736.6 | 736.5 | 736.2 | 735.2 | 733.9 | 731.8 | 729.3
SA1 | Behind the meter battery pump | 120.6 | 173.2 | 225.5 | 281.9 | 333.8 | 372.4 | 409.3 | 443.6 | 475 | 514.5 | 557.3 | 602.3 | 648.6 | 684.8 | 719.4 | 723 | 726.3 | 729 | 731.6 | 733.6 | 735.2 | 736.1 | 736.6 | 736.5 | 736.2 | 735.2 | 733.9 | 731.8 | 729.3
Region | Technology | 2021-22 | 2022-23 | 2023-24 | 2024-25 | 2025-26 | 2026-27 | 2027-28 | 2028-29 | 2029-30 | 2030-31 | 2031-32 | 2032-33 | 2033-34 | 2034-35 | 2035-36 | 2036-37 | 2037-38 | 2038-39 | 2039-40 | 2040-41 | 2041-42 | 2042-43 | 2043-44 | 2044-45 | 2045-46 | 2046-47 | 2047-48 | 2048-49 | 2049-50
TAS1 | Distributed PV | 208.3988 | 232.1399 | 254.6176 | 277.0384 | 302.0129 | 321.453 | 343.9774 | 370.0394 | 388.8004 | 406.1789 | 433.4117 | 465.2049 | 485.9275 | 503.4041 | 529.3388 | 544.4951 | 583.3007 | 598.9356 | 620.0452 | 643.4362 | 659.9172 | 681.5719 | 704.5187 | 726.5767 | 749.5241 | 771.7439 | 793.9991 | 816.5575 | 839.3379
TAS1 | Behind the meter battery | 15.1 | 17.7 | 20.7 | 24.2 | 28.2 | 32.9 | 38.2 | 44.1 | 50 | 57.1 | 64.4 | 71.8 | 79.4 | 86.9 | 94.1 | 96.3 | 98.4 | 100.3 | 102.1 | 103.8 | 105.4 | 106.7 | 108.1 | 109.2 | 110.3 | 111.2 | 112 | 112.6 | 113.1
TAS1 | Behind the meter battery pump | 15.1 | 17.7 | 20.7 | 24.2 | 28.2 | 32.9 | 38.2 | 44.1 | 50 | 57.1 | 64.4 | 71.8 | 79.4 | 86.9 | 94.1 | 96.3 | 98.4 | 100.3 | 102.1 | 103.8 | 105.4 | 106.7 | 108.1 | 109.2 | 110.3 | 111.2 | 112 | 112.6 | 113.1

## Marinus_VOM Cost
VOM cost by technology ($000s) - Marinus Link, High DER Scenario
VOM | Real June 2020 dollars discounted to 1 July 2020
Explicitly modelled generation
Region | Technology | 2021-22 | 2022-23 | 2023-24 | 2024-25 | 2025-26 | 2026-27 | 2027-28 | 2028-29 | 2029-30 | 2030-31 | 2031-32 | 2032-33 | 2033-34 | 2034-35 | 2035-36 | 2036-37 | 2037-38 | 2038-39 | 2039-40 | 2040-41 | 2041-42 | 2042-43 | 2043-44 | 2044-45 | 2045-46 | 2046-47 | 2047-48 | 2048-49 | 2049-50
NEM | Black Coal | 358314.855 | 298929.6323 | 283585.8858 | 275529.6223 | 235952.8477 | 206080.7037 | 173361.1728 | 174008.2017 | 134022.6416 | 124451.2399 | 112295.9601 | 101587.2116 | 105473.0424 | 93658.8821 | 81101.4797 | 74028.6083 | 60907.275 | 58811.5543 | 53233.7459 | 48312.9464 | 44048.5453 | 28838.952 | 22003.496 | 17721.6427 | 14401.9425 | 11268.1123 | 10084.9785 | 9420.0413 | 8043.7918
NEM | Brown Coal | 118130.908 | 106870.5165 | 103096.079 | 77851.8439 | 78347.121 | 72392.1995 | 66884.4275 | 63021.2782 | 57339.0332 | 56154.8959 | 52619.6022 | 49624.0695 | 48378.9745 | 44736.0855 | 45039.722 | 40661.316 | 35387.4705 | 35463.2575 | 29720.914 | 29995.2132 | 31653.4915 | 30030.376 | 26533.709 | 24847.6237 | 23369.0887 | 23093.967 | 14638.4463 | 0 | 0
NEM | CCGT | 15628.401 | 14904.5971 | 11970.0015 | 11763.2463 | 9964.6958 | 9567.297 | 9337.4737 | 9961.3499 | 8307.1292 | 8275.6352 | 8767.2475 | 20138.9718 | 20266.8276 | 21592.6518 | 14551.7298 | 12862.1802 | 17619.1417 | 16686.647 | 12929.5631 | 12473.1433 | 12063.2783 | 13685.8885 | 8691.6393 | 7571.2903 | 3474.0491 | 2066.1076 | 1976.7582 | 1876.5366 | 1787.731
NEM | Gas - Steam | 1705.7183 | 1659.4383 | 1766.6926 | 619.6746 | 571.8635 | 561.3984 | 522.7465 | 517.6272 | 467.7707 | 447.2665 | 425.6935 | 596.7857 | 436.666 | 781.3781 | 297.2177 | 280.9366 | 785.0847 | 634.2159 | 505.5863 | 493.2596 | 561.0305 | 617.7649 | 549.2608 | 470.6306 | 594.2072 | 0 | 0 | 0 | 0
NEM | OCGT / Diesel | 530.7971 | 230.8713 | 1057.1333 | 768.4956 | 134.5714 | 342.1612 | 234.8612 | 666.469 | 41.7871 | 71.2139 | 219.3291 | 2919.4519 | 1672.528 | 2755.3675 | 1601.9505 | 2041.8939 | 9368.5111 | 9230.2136 | 16041.9497 | 16720.3618 | 10233.0403 | 16806.8316 | 21626.1289 | 8684.1414 | 9722.9019 | 9795.0159 | 10549.5486 | 13616.5671 | 12598.8376
NEM | Hydro | 89239.0458 | 86259.0462 | 81954.7526 | 93257.9458 | 89144.4048 | 75600.2054 | 83278.5775 | 91807.9608 | 72456.4279 | 61964.9028 | 61598.5272 | 64901.0528 | 63691.3088 | 62349.1819 | 57150.4613 | 51108.3536 | 54785.543 | 45927.3984 | 39629.2714 | 37927.1178 | 34193.6593 | 36585.0279 | 36122.5718 | 34518.4089 | 32408.4124 | 34849.6036 | 29195.0189 | 26560.8254 | 23484.4317
NEM | Wind | 67303.4587 | 80198.2928 | 68785.1079 | 67203.8288 | 66687.9084 | 66693.6735 | 65040.3138 | 55706.4952 | 50518.899 | 47908.8655 | 49335.2683 | 43033.7392 | 40447.9981 | 39542.1923 | 38356.0914 | 36248.1031 | 29568.2952 | 25695.272 | 22710.4256 | 21702.4714 | 18657.6019 | 17521.6821 | 13800.2293 | 12252.5866 | 8372.8123 | 6506.2905 | 5803.1433 | 5063.3928 | 3035.2946
NEM | Solar PV | 13.5121 | 15.8205 | 15.3383 | 14.0462 | 13.1168 | 13.253 | 12.8065 | 13.9211 | 64.8476 | 65.1445 | 63.2529 | 59.7321 | 55.3313 | 51.4286 | 52.3443 | 49.5689 | 42.5803 | 41.8333 | 42.0908 | 40.5599 | 40.2476 | 65.2855 | 60.6008 | 60.0339 | 57.9022 | 74.8832 | 72.9288 | 82.4618 | 82.8524
NEM | Grid Battery | 0.20138 | 0.26315 | 0.24938 | 0.26327 | 0.22662 | 0.22342 | 0.20348 | 0.18167 | 0.15911 | 0.15649 | 0.14665 | 0.14546 | 0.12042 | 0.098105 | 0.10186 | 0.09817 | 0.087479 | 0.08032 | 0.082053 | 0.06255 | 0.038109 | 0.021336 | 0.019591 | 0.14957 | 0.15192 | 0.25487 | 0.24261 | 0.22858 | 0.22149
NEM | Pumped Hydro | 362.2928 | 1027.8258 | 1419.3175 | 3972.4475 | 3331.8295 | 2935.2364 | 2801.7215 | 3308.7981 | 2693.4217 | 2972.167 | 2914.9982 | 4090.0229 | 3627.0262 | 2938.0307 | 3249.3236 | 3059.6107 | 1814.7265 | 1865.9959 | 1774.0599 | 1295.7257 | 1832.2279 | 1714.032 | 974.775 | 1152.7182 | 1106.5688 | 849.3613 | 665.1094 | 731.7067 | 503.6964
NEM | VPP | 0.54472 | 1.4482 | 2.5296 | 4.7703 | 6.6918 | 8.8652 | 10.2356 | 11.8962 | 12.8745 | 14.1669 | 15.0673 | 17.075 | 18.4099 | 18.5553 | 20.2649 | 20.3134 | 19.2137 | 18.6772 | 18.7683 | 18.0204 | 18.6984 | 17.8428 | 17.321 | 17.8238 | 17.1696 | 15.659 | 15.0608 | 15.0664 | 13.4786
Total excluding storage |  | 650866.6959 | 589068.2149 | 552230.9909 | 527008.7036 | 480816.5294 | 431250.8917 | 398672.3796 | 395703.303 | 323218.5362 | 299339.1642 | 285324.8809 | 282861.0145 | 280422.6767 | 265467.1678 | 238150.9966 | 217280.9608 | 208463.9015 | 192490.3921 | 174813.5468 | 167665.0733 | 151450.8946 | 144151.8085 | 129387.6357 | 106126.3582 | 92401.3164 | 87653.9801 | 72320.8225 | 56619.825 | 49032.939
Region | Technology | 2021-22 | 2022-23 | 2023-24 | 2024-25 | 2025-26 | 2026-27 | 2027-28 | 2028-29 | 2029-30 | 2030-31 | 2031-32 | 2032-33 | 2033-34 | 2034-35 | 2035-36 | 2036-37 | 2037-38 | 2038-39 | 2039-40 | 2040-41 | 2041-42 | 2042-43 | 2043-44 | 2044-45 | 2045-46 | 2046-47 | 2047-48 | 2048-49 | 2049-50
NSW1 | Black Coal | 182378.907 | 145649.4265 | 128036.24 | 137308.8665 | 103862.328 | 84652.0146 | 65598.0443 | 71837.6421 | 41631.1326 | 39358.4858 | 33516.5374 | 21727.2855 | 25615.5037 | 21209.4192 | 12546.0515 | 14916.8855 | 15383.647 | 14768.605 | 13465.817 | 10735.3805 | 9444.1777 | 0 | 0 | 0 | 0 | 0 | 0 | 0 | 0
NSW1 | Brown Coal | 0 | 0 | 0 | 0 | 0 | 0 | 0 | 0 | 0 | 0 | 0 | 0 | 0 | 0 | 0 | 0 | 0 | 0 | 0 | 0 | 0 | 0 | 0 | 0 | 0 | 0 | 0 | 0 | 0
NSW1 | CCGT | 231.0822 | 219.6042 | 641.4785 | 392.522 | 364.0631 | 347.1131 | 331.6953 | 318.2239 | 299.7827 | 287.6073 | 273.0551 | 3369.0739 | 3019.8596 | 3929.2672 | 2047.2141 | 1596.6348 | 5047.5702 | 5277.7962 | 4388.5914 | 3860.3468 | 3503.548 | 4244.8191 | 216.7196 | 2.1301e-05 | 2.1776e-05 | 2.1148e-05 | 2.0332e-05 | 2.594e-05 | 2.3792e-05
NSW1 | Gas - Steam | 0 | 0 | 0 | 0 | 0 | 0 | 0 | 0 | 0 | 0 | 0 | 0 | 0 | 0 | 0 | 0 | 0 | 0 | 0 | 0 | 0 | 0 | 0 | 0 | 0 | 0 | 0 | 0 | 0
NSW1 | OCGT / Diesel | 0.33162 | 9.0606e-06 | 118.3516 | 402.0241 | 50.5417 | 135.2814 | 54.1986 | 85.7995 | 9.1562e-06 | 9.1207e-06 | 9.4594e-06 | 233.1987 | 148.4416 | 159.4624 | 286.6715 | 148.0916 | 1459.9633 | 2296.982 | 6019.0213 | 7673.1236 | 3228.1275 | 6596.6314 | 9902.4219 | 2346.5826 | 2477.1627 | 3275.3268 | 4972.066 | 6680.0498 | 6650.605
NSW1 | Hydro | 13770.4203 | 13775.4187 | 12159.2019 | 16611.8811 | 15591.9874 | 13968.6164 | 13080.0974 | 17228.5311 | 12919.1968 | 10710.5557 | 10993.8931 | 11128.5008 | 12185.6571 | 12092.5045 | 11757.6285 | 10530.5707 | 12794.66 | 9718.6766 | 8258.2431 | 7694.7939 | 7219.9729 | 8255.2803 | 8167.4304 | 8062.4853 | 7477.4186 | 8520.6191 | 6666.848 | 6208.3077 | 5429.9027
NSW1 | Wind | 15743.2869 | 17613.8075 | 15807.4103 | 14922.4149 | 14870.5372 | 15057.2567 | 14063.2065 | 11066.7879 | 9240.6028 | 9597.7219 | 10683.5843 | 9755.0624 | 9275.2389 | 9111.5378 | 8936.4961 | 8294.0375 | 5848.4872 | 4314.5987 | 4433.7313 | 4051.5186 | 3580.0924 | 3444.2266 | 2512.7742 | 2507.9585 | 2280.5957 | 1273.384 | 1088.9321 | 1036.0054 | 835.1262
NSW1 | Solar PV | 4.9791 | 5.7841 | 5.5559 | 5.1042 | 4.6301 | 4.7833 | 4.5891 | 7.1083 | 57.9036 | 58.3079 | 56.6646 | 53.3174 | 49.4779 | 45.867 | 46.7791 | 44.3511 | 38.3062 | 37.4772 | 37.7933 | 36.4389 | 34.0592 | 43.1773 | 40.1525 | 40.3186 | 38.2089 | 45.5171 | 43.9368 | 44.4005 | 45.7984
NSW1 | Grid Battery | 9.5106e-09 | 9.4457e-09 | 9.0279e-09 | 8.5445e-09 | 7.9978e-09 | 8.0854e-09 | 8.9066e-09 | 9.363e-09 | 3.0147e-08 | 3.0119e-08 | 2.9111e-08 | 2.8716e-08 | 2.7242e-08 | 2.6062e-08 | 2.7261e-08 | 2.6976e-08 | 2.7882e-08 | 2.6149e-08 | 3.367e-08 | 3.2746e-08 | 4.8956e-08 | 4.4033e-08 | 4.5598e-08 | 4.965e-08 | 4.4452e-08 | 4.1514e-08 | 4.0524e-08 | 5.3224e-08 | 4.5097e-08
NSW1 | Pumped Hydro | 159.6707 | 541.0707 | 686.876 | 1007.7053 | 486.1307 | 630.7622 | 754.4975 | 704.9463 | 702.3542 | 788.5758 | 693.458 | 1138.4489 | 1036.675 | 653.6722 | 929.0274 | 862.3752 | 625.2478 | 583.1464 | 608.8967 | 440.0262 | 645.6808 | 657.7192 | 324.2966 | 428.3081 | 442.3412 | 385.8347 | 312.3788 | 371.8705 | 295.2906
NSW1 | VPP | 0.17938 | 0.48957 | 0.71491 | 1.3809 | 1.8745 | 2.4852 | 2.9596 | 3.4559 | 3.8003 | 4.2412 | 4.5723 | 5.1391 | 5.5566 | 5.7185 | 6.2633 | 6.2615 | 5.9354 | 5.7517 | 5.8234 | 5.5904 | 5.8211 | 5.542 | 5.5151 | 5.7526 | 5.5947 | 5.2816 | 4.9523 | 5.0578 | 4.7846
Total excluding storage |  | 212129.0072 | 177264.0411 | 156768.2381 | 169642.8128 | 134744.0874 | 114165.0656 | 93131.8312 | 100544.0928 | 64148.6184 | 60012.6787 | 55523.7346 | 46266.4388 | 50294.1787 | 46548.0582 | 35620.8409 | 35530.5711 | 40572.6339 | 36414.1357 | 36603.1974 | 34051.6023 | 27009.9777 | 22584.1347 | 20839.4986 | 12957.345 | 12273.3859 | 13114.8471 | 12771.7829 | 13968.7635 | 12961.4324
Region | Technology | 2021-22 | 2022-23 | 2023-24 | 2024-25 | 2025-26 | 2026-27 | 2027-28 | 2028-29 | 2029-30 | 2030-31 | 2031-32 | 2032-33 | 2033-34 | 2034-35 | 2035-36 | 2036-37 | 2037-38 | 2038-39 | 2039-40 | 2040-41 | 2041-42 | 2042-43 | 2043-44 | 2044-45 | 2045-46 | 2046-47 | 2047-48 | 2048-49 | 2049-50
QLD1 | Black Coal | 175935.948 | 153280.2058 | 155549.6458 | 138220.7558 | 132090.5197 | 121428.6891 | 107763.1286 | 102170.5596 | 92391.509 | 85092.754 | 78779.4227 | 79859.926 | 79857.5387 | 72449.463 | 68555.4282 | 59111.7228 | 45523.628 | 44042.9493 | 39767.9289 | 37577.5659 | 34604.3676 | 28838.952 | 22003.496 | 17721.6427 | 14401.9425 | 11268.1123 | 10084.9785 | 9420.0413 | 8043.7918
QLD1 | Brown Coal | 0 | 0 | 0 | 0 | 0 | 0 | 0 | 0 | 0 | 0 | 0 | 0 | 0 | 0 | 0 | 0 | 0 | 0 | 0 | 0 | 0 | 0 | 0 | 0 | 0 | 0 | 0 | 0 | 0
QLD1 | CCGT | 7651.2703 | 7324.2719 | 7777.5491 | 8644.7403 | 7028.3171 | 6758.5089 | 6661.0984 | 7385.8001 | 5867.997 | 5951.1049 | 6556.5518 | 13356.9144 | 14231.4485 | 13252.3896 | 10437.1462 | 9091.8776 | 12571.5715 | 11408.8508 | 8540.9717 | 8612.7964 | 8559.7302 | 9441.0694 | 8474.9196 | 7571.2903 | 3474.049 | 2066.1075 | 1976.7581 | 1876.5365 | 1787.7309
QLD1 | Gas - Steam | 256.1925 | 245.4686 | 463.0692 | 442.5278 | 417.4641 | 400.6436 | 380.1293 | 365.543 | 346.1107 | 330.1694 | 314.7642 | 300.2345 | 287.9401 | 309.0265 | 263.0338 | 265.4622 | 685.1163 | 561.2373 | 505.5863 | 493.2596 | 561.0305 | 617.7649 | 549.2608 | 470.6306 | 594.2072 | 0 | 0 | 0 | 0
QLD1 | OCGT / Diesel | 1.8163e-05 | 1.7959e-05 | 5.263 | 258.7376 | 49.3369 | 77.8851 | 122.213 | 467.4843 | 41.7871 | 58.6863 | 211.3472 | 1406.38 | 723.5321 | 440.6958 | 398.1538 | 1051.5418 | 4763.3698 | 3758.4014 | 4855.408 | 4838.347 | 3709.1661 | 5982.0739 | 5807.0262 | 5074.3119 | 5988.187 | 5210.4368 | 4114.9473 | 4023.0765 | 2824.0089
QLD1 | Hydro | 4636.8996 | 4414.209 | 4212.8749 | 3986.099 | 3785.4069 | 3599.0982 | 3432.4416 | 3248.0287 | 3085.9479 | 2876.9374 | 2797.4247 | 2646.7593 | 2514.2155 | 2389.3137 | 2275.8783 | 2156.4226 | 767.1406 | 734.9276 | 694.3323 | 660.1522 | 629.6573 | 0 | 0 | 0 | 0 | 0 | 0 | 0 | 0
QLD1 | Wind | 5372.1784 | 8650.3774 | 8213.8761 | 7227.39 | 8161.2863 | 7734.308 | 7890.8944 | 7258.7551 | 6350.8238 | 6305.1332 | 5312.2561 | 5047.1456 | 4440.9961 | 5021.8853 | 4557.3761 | 4714.0871 | 4530.4611 | 4148.5263 | 4045.104 | 3371.2763 | 3202.1608 | 2710.701 | 2530.3644 | 1365.2589 | 1359.1549 | 1249.8908 | 1130.4223 | 1017.7107 | 597.4953
QLD1 | Solar PV | 5.1758 | 6.7105 | 6.5226 | 5.9508 | 5.7564 | 5.7532 | 5.5568 | 4.4253 | 4.5779 | 4.5419 | 4.4036 | 4.2644 | 3.8927 | 3.7712 | 3.7752 | 3.4765 | 2.7144 | 2.8124 | 2.7963 | 2.6949 | 4.7896 | 20.8265 | 19.3861 | 18.8162 | 17.764 | 27.7156 | 27.4608 | 26.7801 | 25.0604
QLD1 | Grid Battery | 6.3656e-09 | 0.022763 | 0.022299 | 0.025821 | 0.024972 | 0.023238 | 0.021587 | 0.020091 | 0.018352 | 0.01769 | 0.016609 | 0.01628 | 0.015429 | 0.014553 | 0.01388 | 0.013174 | 0.011602 | 0.011184 | 0.010962 | 7.4563e-08 | 5.2796e-07 | 5.6269e-07 | 5.698e-07 | 0.076959 | 0.071604 | 0.18071 | 0.1724 | 0.16161 | 0.15898
QLD1 | Pumped Hydro | 202.6222 | 486.7551 | 732.4416 | 2964.7422 | 2845.6988 | 2304.4742 | 2047.224 | 2603.8518 | 1991.0675 | 2183.5912 | 2221.5402 | 2951.574 | 2590.3512 | 2284.3585 | 2320.2962 | 2197.2355 | 1189.4787 | 1282.8495 | 1165.1632 | 855.6995 | 1186.5471 | 1056.3128 | 650.4784 | 724.4102 | 664.2276 | 463.5267 | 352.7305 | 359.011 | 207.6529
QLD1 | VPP | 0.094833 | 0.30025 | 0.54022 | 1.0939 | 1.7069 | 2.1894 | 2.5482 | 3.0795 | 3.4729 | 3.8287 | 4.0273 | 4.5538 | 5.0039 | 5.1626 | 5.4664 | 5.423 | 5.0696 | 5.0428 | 5.0201 | 4.9613 | 5.0491 | 4.9646 | 4.8902 | 4.8293 | 4.4673 | 3.8676 | 3.8829 | 3.625 | 2.9082
Total excluding storage |  | 193857.6646 | 173921.2432 | 176228.8007 | 158786.2012 | 151538.0874 | 140004.8861 | 126255.4621 | 120900.5961 | 108088.7534 | 100619.327 | 93976.1703 | 102621.6243 | 102059.5637 | 93866.5451 | 86490.7916 | 76394.5907 | 68844.0016 | 64657.7051 | 58412.1275 | 55556.0923 | 51270.9021 | 47611.3877 | 39384.4531 | 32221.9506 | 25835.3046 | 19822.263 | 17334.5669 | 16364.1451 | 13278.0873
Region | Technology | 2021-22 | 2022-23 | 2023-24 | 2024-25 | 2025-26 | 2026-27 | 2027-28 | 2028-29 | 2029-30 | 2030-31 | 2031-32 | 2032-33 | 2033-34 | 2034-35 | 2035-36 | 2036-37 | 2037-38 | 2038-39 | 2039-40 | 2040-41 | 2041-42 | 2042-43 | 2043-44 | 2044-45 | 2045-46 | 2046-47 | 2047-48 | 2048-49 | 2049-50
VIC1 | Black Coal | 0 | 0 | 0 | 0 | 0 | 0 | 0 | 0 | 0 | 0 | 0 | 0 | 0 | 0 | 0 | 0 | 0 | 0 | 0 | 0 | 0 | 0 | 0 | 0 | 0 | 0 | 0 | 0 | 0
VIC1 | Brown Coal | 118130.908 | 106870.5165 | 103096.079 | 77851.8439 | 78347.121 | 72392.1995 | 66884.4275 | 63021.2782 | 57339.0332 | 56154.8959 | 52619.6022 | 49624.0695 | 48378.9745 | 44736.0855 | 45039.722 | 40661.316 | 35387.4705 | 35463.2575 | 29720.914 | 29995.2132 | 31653.4915 | 30030.376 | 26533.709 | 24847.6237 | 23369.0887 | 23093.967 | 14638.4463 | 0 | 0
VIC1 | CCGT | 4.3949e-06 | 4.1541e-06 | 4.144e-06 | 4.5735e-06 | 4.452e-06 | 4.2621e-06 | 4.2984e-06 | 4.4577e-06 | 4.2336e-06 | 4.0571e-06 | 4.1637e-06 | 6.0834e-06 | 5.8011e-06 | 5.5958e-06 | 5.2105e-06 | 5.0743e-06 | 6.7637e-06 | 6.9014e-06 | 9.4098e-06 | 8.8065e-06 | 9.7811e-06 | 9.7361e-06 | 9.3381e-06 | 8.3309e-06 | 8.3626e-06 | 8.0557e-06 | 8.0971e-06 | 1.8611e-05 | 1.7352e-05
VIC1 | Gas - Steam | 16.0118 | 5.083 | 16.5048 | 19.0039 | 6.6781 | 19.2637 | 8.6143 | 21.9651 | 7.4151e-07 | 0.8178 | 7.8955e-07 | 32.8637 | 13.8071 | 15.491 | 34.1839 | 15.4744 | 99.9685 | 72.9786 | 0 | 0 | 0 | 0 | 0 | 0 | 0 | 0 | 0 | 0 | 0
VIC1 | OCGT / Diesel | 65.4378 | 1.743e-05 | 61.5208 | 14.6054 | 2.1219e-05 | 18.8355 | 11.6563 | 2.1645e-05 | 1.9923e-05 | 1.9233e-05 | 1.9655e-05 | 192.6163 | 59.3863 | 92.5252 | 57.6038 | 20.6042 | 192.4476 | 47.3005 | 1357.7298 | 882.3075 | 429.7011 | 268.1225 | 1486.557 | 511.8304 | 496.4461 | 370.6466 | 237.958 | 1459.0402 | 1775.1415
VIC1 | Hydro | 18563.8311 | 17706.7832 | 15350.8803 | 18087.6305 | 17530.6533 | 15857.2736 | 15263.1673 | 18423.6793 | 14511.7946 | 11827.5434 | 11273.932 | 9721.0662 | 11526.8801 | 11173.7578 | 10136.9269 | 9664.2457 | 11632.665 | 9209.4433 | 7516.1942 | 7154.5259 | 6192.4348 | 7279.2444 | 7132.949 | 6427.4532 | 6143.8267 | 7391.7498 | 5854.0242 | 4768.7771 | 4555.9386
VIC1 | Wind | 27121.1174 | 33110.7065 | 27123.1554 | 26698.7197 | 26231.9117 | 25901.6469 | 25807.7895 | 22193.0378 | 21290.413 | 19654.7333 | 20704.7093 | 17522.3599 | 16676.6133 | 16086.879 | 16055.9404 | 15521.3753 | 12751.241 | 11471.479 | 10015.1698 | 10115.0852 | 8261.3468 | 7879.0275 | 6207.0756 | 5750.0518 | 2907.4466 | 2471.3016 | 2122.0135 | 1776.488 | 576.2401
VIC1 | Solar PV | 2.475 | 2.3457 | 2.3217 | 2.1268 | 1.9257 | 1.9304 | 1.8872 | 1.6859 | 1.6682 | 1.623 | 1.5408 | 1.5261 | 1.3937 | 1.2627 | 1.2738 | 1.235 | 1.1006 | 1.0872 | 1.0608 | 1.0051 | 0.99326 | 0.91157 | 0.82814 | 0.76016 | 0.71888 | 0.63611 | 0.6317 | 10.5118 | 10.7221
VIC1 | Grid Battery | 0.10514 | 0.14924 | 0.13737 | 0.14909 | 0.12544 | 0.12703 | 0.11538 | 0.10105 | 0.086109 | 0.087738 | 0.082529 | 0.082204 | 0.061533 | 0.052052 | 0.056836 | 0.055008 | 0.047917 | 0.043074 | 0.045733 | 0.039882 | 0.014766 | 3.1164e-08 | 3.2887e-08 | 3.504e-08 | 3.1078e-08 | 2.9513e-08 | 2.9246e-08 | 5.4593e-08 | 5.442e-08
VIC1 | Pumped Hydro | 0 | 0 | 7.8103e-09 | 8.1612e-09 | 7.8422e-09 | 8.1322e-09 | 7.5225e-09 | 7.3666e-09 | 7.4049e-09 | 7.3831e-09 | 7.5717e-09 | 1.0955e-08 | 1.032e-08 | 9.5786e-09 | 9.8204e-09 | 1.1048e-08 | 1.349e-08 | 1.483e-08 | 2.3597e-08 | 2.2274e-08 | 7.7225e-08 | 6.9953e-08 | 6.5022e-08 | 6.8035e-08 | 6.2792e-08 | 5.9161e-08 | 5.7232e-08 | 0.82515 | 0.75293
VIC1 | VPP | 0.13367 | 0.39835 | 0.87534 | 1.7149 | 2.3642 | 3.2684 | 3.6806 | 4.1642 | 4.3248 | 4.7122 | 4.9985 | 5.7451 | 6.0944 | 5.917 | 6.6284 | 6.7328 | 6.35 | 6.1 | 6.1278 | 5.7349 | 6.0531 | 5.6427 | 5.2632 | 5.6331 | 5.5194 | 5.031 | 4.8329 | 5.0081 | 4.5212
Total excluding storage |  | 163899.7809 | 157695.4349 | 145650.4619 | 122673.9301 | 122118.2898 | 114191.1496 | 107977.5421 | 103661.6464 | 93142.909 | 87639.6135 | 84599.7843 | 77094.5017 | 76657.0551 | 72106.0012 | 71325.6508 | 65884.2505 | 60064.8932 | 56265.5461 | 48611.0686 | 48148.1368 | 46537.9674 | 45457.682 | 41361.1188 | 37537.7192 | 32917.5269 | 33328.3011 | 22853.0737 | 8014.8171 | 6918.0422
Region | Technology | 2021-22 | 2022-23 | 2023-24 | 2024-25 | 2025-26 | 2026-27 | 2027-28 | 2028-29 | 2029-30 | 2030-31 | 2031-32 | 2032-33 | 2033-34 | 2034-35 | 2035-36 | 2036-37 | 2037-38 | 2038-39 | 2039-40 | 2040-41 | 2041-42 | 2042-43 | 2043-44 | 2044-45 | 2045-46 | 2046-47 | 2047-48 | 2048-49 | 2049-50
SA1 | Black Coal | 0 | 0 | 0 | 0 | 0 | 0 | 0 | 0 | 0 | 0 | 0 | 0 | 0 | 0 | 0 | 0 | 0 | 0 | 0 | 0 | 0 | 0 | 0 | 0 | 0 | 0 | 0 | 0 | 0
SA1 | Brown Coal | 0 | 0 | 0 | 0 | 0 | 0 | 0 | 0 | 0 | 0 | 0 | 0 | 0 | 0 | 0 | 0 | 0 | 0 | 0 | 0 | 0 | 0 | 0 | 0 | 0 | 0 | 0 | 0 | 0
SA1 | CCGT | 7746.0485 | 7360.721 | 3550.9738 | 2725.984 | 2572.3155 | 2461.675 | 2344.68 | 2257.3258 | 2139.3495 | 2036.923 | 1937.6405 | 3412.9835 | 3015.5195 | 4410.995 | 2067.3695 | 2173.6678 | 8.4639e-06 | 8.189e-06 | 9.7436e-06 | 9.0995e-06 | 1.4585e-05 | 1.4585e-05 | 1.4106e-05 | 1.2341e-05 | 1.2455e-05 | 1.2055e-05 | 1.1562e-05 | 1.5462e-05 | 1.4309e-05
SA1 | Gas - Steam | 1433.514 | 1408.8866 | 1287.1186 | 158.143 | 147.7213 | 141.4911 | 134.0029 | 130.1191 | 121.66 | 116.2793 | 110.9293 | 263.6875 | 134.9189 | 456.8606 | 0 | 0 | 0 | 0 | 0 | 0 | 0 | 0 | 0 | 0 | 0 | 0 | 0 | 0 | 0
SA1 | OCGT / Diesel | 465.0277 | 230.8712 | 871.998 | 93.1285 | 34.6928 | 110.1592 | 46.7933 | 113.1851 | 3.9451e-05 | 12.5276 | 7.9819 | 1082.3357 | 741.1679 | 2062.684 | 859.5213 | 821.6564 | 2942.8374 | 3127.5296 | 3808.5656 | 3325.3839 | 2863.2361 | 3958.4803 | 4426.4152 | 749.0897 | 761.1061 | 938.4577 | 1223.4132 | 1446.5085 | 1343.638
SA1 | Hydro | 0 | 0 | 0 | 0 | 0 | 0 | 0 | 0 | 0 | 0 | 0 | 0 | 0 | 0 | 0 | 0 | 0 | 0 | 0 | 0 | 0 | 0 | 0 | 0 | 0 | 0 | 0 | 0 | 0
SA1 | Wind | 15721.9324 | 16958.8738 | 14308.1013 | 15147.7105 | 14158.5104 | 14823.0372 | 14175.47 | 12677.9786 | 11286.2151 | 10355.9043 | 10368.2987 | 8754.1486 | 8150.4444 | 7481.5321 | 7067.4985 | 6041.2506 | 5184.1836 | 4586.2677 | 3370.752 | 3291.6356 | 2820.6676 | 2738.8082 | 1904.5506 | 2089.7037 | 1255.9973 | 1081.8803 | 1034.3452 | 889.8573 | 696.5808
SA1 | Solar PV | 0.88216 | 0.98013 | 0.93806 | 0.86443 | 0.80469 | 0.78615 | 0.77342 | 0.70164 | 0.69789 | 0.67175 | 0.64397 | 0.62409 | 0.56699 | 0.52772 | 0.51627 | 0.50631 | 0.45902 | 0.45654 | 0.44035 | 0.42108 | 0.40559 | 0.3701 | 0.23406 | 0.13897 | 1.2104 | 1.0143 | 0.8995 | 0.76942 | 1.2716
SA1 | Grid Battery | 0.096232 | 0.09115 | 0.089711 | 0.088358 | 0.076211 | 0.07315 | 0.066514 | 0.060528 | 0.054645 | 0.051065 | 0.04751 | 0.046973 | 0.043462 | 0.0315 | 0.031146 | 0.029988 | 0.02796 | 0.026062 | 0.025357 | 0.022667 | 0.023343 | 0.021335 | 0.01959 | 0.072609 | 0.080312 | 0.07417 | 0.070212 | 0.066968 | 0.062508
SA1 | Pumped Hydro | 0 | 0 | 6.0141e-09 | 5.569e-09 | 5.2131e-09 | 5.1695e-09 | 4.9267e-09 | 4.9344e-09 | 4.8953e-09 | 4.9725e-09 | 5.0024e-09 | 6.1479e-09 | 5.8382e-09 | 5.4885e-09 | 5.9713e-09 | 6.4512e-09 | 7.0744e-09 | 7.3225e-09 | 7.7885e-09 | 7.4648e-09 | 1.3517e-08 | 1.2487e-08 | 1.1898e-08 | 1.5754e-08 | 1.4682e-08 | 1.3713e-08 | 1.3217e-08 | 1.2785e-08 | 1.2361e-08
SA1 | VPP | 0.13393 | 0.2515 | 0.39399 | 0.57125 | 0.72476 | 0.89017 | 0.98544 | 1.1235 | 1.191 | 1.2709 | 1.3404 | 1.4889 | 1.6031 | 1.5784 | 1.7127 | 1.7045 | 1.6551 | 1.6131 | 1.5957 | 1.5162 | 1.5518 | 1.492 | 1.4351 | 1.4038 | 1.3832 | 1.2881 | 1.2136 | 1.1918 | 1.0979
Total excluding storage |  | 25367.4048 | 25960.3328 | 20019.1297 | 18125.8304 | 16914.0447 | 17537.1487 | 16701.7196 | 15179.3102 | 13547.9225 | 12522.3059 | 12425.4944 | 13513.7793 | 12042.6176 | 14412.5995 | 9994.9056 | 9037.0811 | 8127.48 | 7714.2539 | 7179.758 | 6617.4406 | 5684.3093 | 6697.6587 | 6331.1999 | 2838.9324 | 2018.3139 | 2021.3523 | 2258.6579 | 2337.1352 | 2041.4904
Region | Technology | 2021-22 | 2022-23 | 2023-24 | 2024-25 | 2025-26 | 2026-27 | 2027-28 | 2028-29 | 2029-30 | 2030-31 | 2031-32 | 2032-33 | 2033-34 | 2034-35 | 2035-36 | 2036-37 | 2037-38 | 2038-39 | 2039-40 | 2040-41 | 2041-42 | 2042-43 | 2043-44 | 2044-45 | 2045-46 | 2046-47 | 2047-48 | 2048-49 | 2049-50
TAS1 | Black Coal | 0 | 0 | 0 | 0 | 0 | 0 | 0 | 0 | 0 | 0 | 0 | 0 | 0 | 0 | 0 | 0 | 0 | 0 | 0 | 0 | 0 | 0 | 0 | 0 | 0 | 0 | 0 | 0 | 0
TAS1 | Brown Coal | 0 | 0 | 0 | 0 | 0 | 0 | 0 | 0 | 0 | 0 | 0 | 0 | 0 | 0 | 0 | 0 | 0 | 0 | 0 | 0 | 0 | 0 | 0 | 0 | 0 | 0 | 0 | 0 | 0
TAS1 | CCGT | 4.0274e-06 | 3.8086e-06 | 3.8013e-06 | 3.66e-06 | 3.5079e-06 | 3.455e-06 | 3.5773e-06 | 3.6417e-06 | 3.5331e-06 | 3.4617e-06 | 3.4221e-06 | 3.8682e-06 | 3.6749e-06 | 3.5274e-06 | 3.3325e-06 | 3.1874e-06 | 3.2955e-06 | 3.1454e-06 | 3.4201e-06 | 3.2616e-06 | 3.4417e-06 | 3.2779e-06 | 3.161e-06 | 2.9809e-06 | 2.8624e-06 | 2.8836e-06 | 2.8657e-06 | 3.0557e-06 | 2.8804e-06
TAS1 | Gas - Steam | 0 | 0 | 0 | 0 | 0 | 0 | 0 | 0 | 0 | 0 | 0 | 0 | 0 | 0 | 0 | 0 | 0 | 0 | 0 | 0 | 0 | 0 | 0 | 0 | 0 | 0 | 0 | 0 | 0
TAS1 | OCGT / Diesel | 5.0758e-06 | 4.7295e-06 | 4.7324e-06 | 4.6174e-06 | 4.5072e-06 | 4.5861e-06 | 4.6717e-06 | 4.7768e-06 | 4.6779e-06 | 4.5734e-06 | 4.4764e-06 | 4.9212 | 4.7367e-06 | 4.866e-06 | 4.4052e-06 | 4.2491e-06 | 9.8932 | 4.2564e-06 | 1.225 | 1.1998 | 2.8095 | 1.5235 | 3.7085 | 2.3268 | 2.6043e-06 | 0.1481 | 1.164 | 7.8921 | 5.4442
TAS1 | Hydro | 52267.8948 | 50362.6354 | 50231.7956 | 54572.3353 | 52236.3572 | 42175.2172 | 51502.8711 | 52907.7216 | 41939.4886 | 36549.8663 | 36533.2774 | 41404.7265 | 37464.5562 | 36693.6059 | 32980.0275 | 28757.1146 | 29591.0775 | 26264.351 | 23160.5018 | 22417.6459 | 20151.5942 | 21050.5032 | 20822.1924 | 20028.4705 | 18787.1672 | 18937.2347 | 16674.1467 | 15583.7406 | 13498.5904
TAS1 | Wind | 3344.9436 | 3864.5276 | 3332.5649 | 3207.5937 | 3265.6628 | 3177.4246 | 3102.9534 | 2509.9358 | 2350.8443 | 1995.3728 | 2266.4199 | 1955.0227 | 1904.7054 | 1840.3581 | 1738.7802 | 1677.3527 | 1253.9222 | 1174.4003 | 845.6684 | 872.9557 | 793.3343 | 748.9187 | 645.4644 | 539.6138 | 569.6179 | 429.8338 | 427.4302 | 343.3314 | 329.8522
TAS1 | Solar PV | 2.2555e-09 | 3.1122e-09 | 4.8291e-09 | 5.3579e-09 | 4.5478e-09 | 5.3883e-09 | 4.9031e-09 | 4.8271e-09 | 5.4105e-09 | 5.2308e-09 | 6.6274e-09 | 6.6429e-09 | 8.0943e-09 | 6.7271e-09 | 7.974e-09 | 7.5019e-09 | 9.3914e-09 | 9.8766e-09 | 1.1765e-08 | 1.9047e-08 | 1.8118e-08 | 1.7379e-08 | 1.3959e-08 | 1.3788e-08 | 1.262e-08 | 1.2058e-08 | 1.1942e-08 | 1.1125e-08 | 9.9702e-09
TAS1 | Grid Battery | 6.2313e-09 | 6.1704e-09 | 5.8132e-09 | 5.5557e-09 | 5.587e-09 | 5.4742e-09 | 5.7636e-09 | 6.3735e-09 | 8.6768e-09 | 8.995e-09 | 8.9081e-09 | 9.7393e-09 | 9.7738e-09 | 1.0228e-08 | 1.0639e-08 | 1.1119e-08 | 1.1985e-08 | 1.1628e-08 | 1.6598e-08 | 1.6288e-08 | 1.7447e-08 | 1.6873e-08 | 1.728e-08 | 1.7453e-08 | 1.666e-08 | 1.6246e-08 | 1.5816e-08 | 1.9342e-08 | 1.8482e-08
TAS1 | Pumped Hydro | 0 | 0 | 1.5539e-08 | 1.544e-08 | 1.6155e-08 | 1.6393e-08 | 1.7025e-08 | 1.6846e-08 | 1.7513e-08 | 1.8394e-08 | 1.845e-08 | 2.2784e-08 | 2.3758e-08 | 2.3787e-08 | 2.3265e-08 | 2.4195e-08 | 2.9795e-08 | 2.8328e-08 | 4.4299e-08 | 4.4238e-08 | 4.1345e-08 | 3.9564e-08 | 4.0365e-08 | 3.9988e-08 | 3.8365e-08 | 3.6601e-08 | 3.5177e-08 | 3.3548e-08 | 3.3502e-08
TAS1 | VPP | 0.002915 | 0.0085491 | 0.0051801 | 0.0093042 | 0.021518 | 0.032089 | 0.061807 | 0.073123 | 0.085525 | 0.11391 | 0.12886 | 0.14814 | 0.152 | 0.17871 | 0.19418 | 0.19168 | 0.20361 | 0.16963 | 0.20131 | 0.21765 | 0.22333 | 0.20148 | 0.21742 | 0.20495 | 0.20502 | 0.19068 | 0.1791 | 0.18373 | 0.16683
Total excluding storage |  | 55612.8383 | 54227.163 | 53564.3605 | 57779.929 | 55502.02 | 45352.6418 | 54605.8245 | 55417.6574 | 44290.333 | 38545.2391 | 38799.6973 | 43364.6704 | 39369.2616 | 38533.964 | 34718.8077 | 30434.4673 | 30854.8928 | 27438.7513 | 24007.3953 | 23291.8015 | 20947.7381 | 21800.9454 | 21471.3653 | 20570.4111 | 19356.7851 | 19367.2166 | 17102.741 | 15934.9642 | 13833.8868
Explicitly modelled pumping
Region | Technology | 2021-22 | 2022-23 | 2023-24 | 2024-25 | 2025-26 | 2026-27 | 2027-28 | 2028-29 | 2029-30 | 2030-31 | 2031-32 | 2032-33 | 2033-34 | 2034-35 | 2035-36 | 2036-37 | 2037-38 | 2038-39 | 2039-40 | 2040-41 | 2041-42 | 2042-43 | 2043-44 | 2044-45 | 2045-46 | 2046-47 | 2047-48 | 2048-49 | 2049-50
NEM | Grid Battery pump | 0.2479 | 0.32567 | 0.30703 | 0.32559 | 0.2796 | 0.27547 | 0.25183 | 0.22368 | 0.19662 | 0.19303 | 0.18162 | 0.17912 | 0.14897 | 0.12075 | 0.12576 | 0.1212 | 0.10805 | 0.09942 | 0.10101 | 0.077487 | 0.046789 | 0.02642 | 0.024108 | 0.023956 | 0.022888 | 0.021114 | 0.019683 | 0.019662 | 0.017547
NEM | Pumped Hydro Pump | 956.729 | 3301.0161 | 4167.1105 | 10772.5356 | 7262.0536 | 7046.8322 | 7325.919 | 7870.8122 | 7243.7085 | 7810.1796 | 8726.0207 | 11784.7279 | 11055.1109 | 8986.6855 | 10824.3838 | 9818.1299 | 7378.0142 | 6859.2991 | 6536.8951 | 5811.5732 | 6998.3773 | 6806.9793 | 5215.2764 | 6546.5043 | 6074.3355 | 5117.3448 | 4265.3008 | 5154.2063 | 3948.023
NEM | VPP pump | 0.64087 | 1.7078 | 2.9722 | 5.6174 | 7.8731 | 10.4247 | 12.0595 | 13.9788 | 15.1489 | 16.666 | 17.7739 | 20.0506 | 21.6706 | 21.8292 | 23.8246 | 23.8993 | 22.6358 | 21.9896 | 22.036 | 21.2518 | 21.9626 | 21.0215 | 20.3504 | 20.959 | 20.2394 | 18.3951 | 17.7464 | 17.6987 | 15.8458
Region | Technology | 2021-22 | 2022-23 | 2023-24 | 2024-25 | 2025-26 | 2026-27 | 2027-28 | 2028-29 | 2029-30 | 2030-31 | 2031-32 | 2032-33 | 2033-34 | 2034-35 | 2035-36 | 2036-37 | 2037-38 | 2038-39 | 2039-40 | 2040-41 | 2041-42 | 2042-43 | 2043-44 | 2044-45 | 2045-46 | 2046-47 | 2047-48 | 2048-49 | 2049-50
NSW1 | Grid Battery pump | 0 | 0 | 0 | 0 | 0 | 0 | 0 | 0 | 0 | 0 | 0 | 0 | 0 | 0 | 0 | 0 | 0 | 0 | 0 | 0 | 0 | 0 | 0 | 0 | 0 | 0 | 0 | 0 | 0
NSW1 | Pumped Hydro Pump | 676.476 | 2585.3059 | 3135.4834 | 6541.5786 | 3190.1426 | 3760.717 | 4393.7895 | 4157.935 | 4399.0277 | 4690.4828 | 5540.9145 | 7579.1849 | 7354.3957 | 5722.7547 | 7509.8128 | 6679.0204 | 5671.7024 | 5039.2146 | 4875.1362 | 4583.1084 | 5306.6477 | 5304.9181 | 4296.5297 | 5516.1152 | 5129.6043 | 4458.379 | 3762.6694 | 4646.982 | 3661.7683
NSW1 | VPP pump | 0.21104 | 0.57732 | 0.83977 | 1.625 | 2.205 | 2.9238 | 3.4854 | 4.0625 | 4.4712 | 4.9899 | 5.3937 | 6.0319 | 6.5375 | 6.745 | 7.352 | 7.3668 | 6.9973 | 6.7721 | 6.8322 | 6.5963 | 6.8433 | 6.5174 | 6.478 | 6.7681 | 6.5996 | 6.1969 | 5.8438 | 5.9334 | 5.6292
Region | Technology | 2021-22 | 2022-23 | 2023-24 | 2024-25 | 2025-26 | 2026-27 | 2027-28 | 2028-29 | 2029-30 | 2030-31 | 2031-32 | 2032-33 | 2033-34 | 2034-35 | 2035-36 | 2036-37 | 2037-38 | 2038-39 | 2039-40 | 2040-41 | 2041-42 | 2042-43 | 2043-44 | 2044-45 | 2045-46 | 2046-47 | 2047-48 | 2048-49 | 2049-50
QLD1 | Grid Battery pump | 0 | 0.0281 | 0.027446 | 0.031879 | 0.03083 | 0.02869 | 0.026652 | 0.024805 | 0.022658 | 0.02184 | 0.020562 | 0.020043 | 0.019049 | 0.017968 | 0.017137 | 0.016265 | 0.014367 | 0.013766 | 0.013534 | 0 | 0 | 0 | 0 | 0 | 0 | 0 | 0 | 0 | 0
QLD1 | Pumped Hydro Pump | 280.253 | 715.7102 | 1031.6271 | 4230.957 | 4071.911 | 3286.1152 | 2932.1295 | 3712.8772 | 2844.6808 | 3119.6968 | 3185.1062 | 4205.543 | 3700.7152 | 3263.9308 | 3314.571 | 3139.1095 | 1706.3118 | 1820.0845 | 1661.7589 | 1228.4648 | 1691.7296 | 1502.0612 | 918.7467 | 1030.3891 | 944.7312 | 658.9657 | 502.6314 | 507.2243 | 286.2547
QLD1 | VPP pump | 0.11157 | 0.35419 | 0.63464 | 1.287 | 2.0082 | 2.5758 | 2.9982 | 3.6228 | 4.086 | 4.5045 | 4.7501 | 5.3457 | 5.8871 | 6.0739 | 6.4313 | 6.3803 | 5.9806 | 5.9169 | 5.9063 | 5.8421 | 5.9353 | 5.8478 | 5.76 | 5.6709 | 5.2535 | 4.5635 | 4.5553 | 4.2774 | 3.4092
Region | Technology | 2021-22 | 2022-23 | 2023-24 | 2024-25 | 2025-26 | 2026-27 | 2027-28 | 2028-29 | 2029-30 | 2030-31 | 2031-32 | 2032-33 | 2033-34 | 2034-35 | 2035-36 | 2036-37 | 2037-38 | 2038-39 | 2039-40 | 2040-41 | 2041-42 | 2042-43 | 2043-44 | 2044-45 | 2045-46 | 2046-47 | 2047-48 | 2048-49 | 2049-50
VIC1 | Grid Battery pump | 0.12938 | 0.18477 | 0.16909 | 0.18453 | 0.15477 | 0.15647 | 0.14285 | 0.12436 | 0.10631 | 0.10832 | 0.10223 | 0.10121 | 0.076171 | 0.064012 | 0.070172 | 0.067915 | 0.05916 | 0.053382 | 0.056263 | 0.049415 | 0.018056 | 0 | 0 | 0 | 0 | 0 | 0 | 0 | 0
VIC1 | Pumped Hydro Pump | 0 | 0 | 0 | 0 | 0 | 0 | 0 | 0 | 0 | 0 | 0 | 0 | 0 | 0 | 0 | 0 | 0 | 0 | 0 | 0 | 0 | 0 | 0 | 0 | 0 | 0 | 0 | 0 | 0
VIC1 | VPP pump | 0.15726 | 0.46971 | 1.0288 | 2.0218 | 2.7826 | 3.84 | 4.3409 | 4.8887 | 5.0882 | 5.5441 | 5.8974 | 6.7505 | 7.1817 | 6.9424 | 7.7985 | 7.9213 | 7.471 | 7.1981 | 7.1883 | 6.7679 | 7.1011 | 6.6589 | 6.1724 | 6.6279 | 6.5125 | 5.9001 | 5.7038 | 5.8744 | 5.3194
Region | Technology | 2021-22 | 2022-23 | 2023-24 | 2024-25 | 2025-26 | 2026-27 | 2027-28 | 2028-29 | 2029-30 | 2030-31 | 2031-32 | 2032-33 | 2033-34 | 2034-35 | 2035-36 | 2036-37 | 2037-38 | 2038-39 | 2039-40 | 2040-41 | 2041-42 | 2042-43 | 2043-44 | 2044-45 | 2045-46 | 2046-47 | 2047-48 | 2048-49 | 2049-50
SA1 | Grid Battery pump | 0.11852 | 0.1128 | 0.11049 | 0.10918 | 0.094001 | 0.090313 | 0.082329 | 0.07452 | 0.067651 | 0.062862 | 0.058826 | 0.057861 | 0.053745 | 0.038772 | 0.038454 | 0.037024 | 0.03452 | 0.032272 | 0.031212 | 0.028072 | 0.028733 | 0.02642 | 0.024108 | 0.023956 | 0.022888 | 0.021114 | 0.019683 | 0.019662 | 0.017547
SA1 | Pumped Hydro Pump | 0 | 0 | 0 | 0 | 0 | 0 | 0 | 0 | 0 | 0 | 0 | 0 | 0 | 0 | 0 | 0 | 0 | 0 | 0 | 0 | 0 | 0 | 0 | 0 | 0 | 0 | 0 | 0 | 0
SA1 | VPP pump | 0.15756 | 0.2965 | 0.46293 | 0.67253 | 0.85224 | 1.0473 | 1.1621 | 1.3191 | 1.4026 | 1.4939 | 1.5812 | 1.7482 | 1.8855 | 1.857 | 2.015 | 2.0054 | 1.9473 | 1.9029 | 1.8723 | 1.7888 | 1.8208 | 1.7597 | 1.6841 | 1.6517 | 1.6319 | 1.5109 | 1.4321 | 1.398 | 1.2917
Region | Technology | 2021-22 | 2022-23 | 2023-24 | 2024-25 | 2025-26 | 2026-27 | 2027-28 | 2028-29 | 2029-30 | 2030-31 | 2031-32 | 2032-33 | 2033-34 | 2034-35 | 2035-36 | 2036-37 | 2037-38 | 2038-39 | 2039-40 | 2040-41 | 2041-42 | 2042-43 | 2043-44 | 2044-45 | 2045-46 | 2046-47 | 2047-48 | 2048-49 | 2049-50
TAS1 | Grid Battery pump | 0 | 0 | 0 | 0 | 0 | 0 | 0 | 0 | 0 | 0 | 0 | 0 | 0 | 0 | 0 | 0 | 0 | 0 | 0 | 0 | 0 | 0 | 0 | 0 | 0 | 0 | 0 | 0 | 0
TAS1 | Pumped Hydro Pump | 0 | 0 | 0 | 0 | 0 | 0 | 0 | 0 | 0 | 0 | 0 | 0 | 0 | 0 | 0 | 0 | 0 | 0 | 0 | 0 | 0 | 0 | 0 | 0 | 0 | 0 | 0 | 0 | 0
TAS1 | VPP pump | 0.0034298 | 0.010113 | 0.0060425 | 0.011048 | 0.025219 | 0.037749 | 0.072952 | 0.085796 | 0.10099 | 0.13365 | 0.1516 | 0.1743 | 0.17883 | 0.21086 | 0.22785 | 0.22552 | 0.23955 | 0.19958 | 0.23685 | 0.25674 | 0.26209 | 0.23772 | 0.2558 | 0.24046 | 0.24187 | 0.22367 | 0.21135 | 0.21552 | 0.19628

## Marinus_FOM Cost
FOM cost by technology ($000s) - Marinus Link, High DER Scenario
FOM | Real June 2020 dollars discounted to 1 July 2020. For new entrant capacity, the FOM is incurred annually in modelling. For existing capacity, FOM is considered to be a sunk cost, since the fixed retirement dates are assumed to be the same in the Base Case and the case with Marinus Link. As such, early retirements are presented as an annual FOM saving, or negative cost, that continues until the assumed fixed date retirement.
Explicitly modelled generation
Region | Technology | 2021-22 | 2022-23 | 2023-24 | 2024-25 | 2025-26 | 2026-27 | 2027-28 | 2028-29 | 2029-30 | 2030-31 | 2031-32 | 2032-33 | 2033-34 | 2034-35 | 2035-36 | 2036-37 | 2037-38 | 2038-39 | 2039-40 | 2040-41 | 2041-42 | 2042-43 | 2043-44 | 2044-45 | 2045-46 | 2046-47 | 2047-48 | 2048-49 | 2049-50
NEM | Black Coal | 0 | 0 | 0 | -105830.3492 | -40020.1 | 177726.0518 | -94516.6104 | -207000.9861 | -200864.5505 | -191664.6473 | 200061.1866 | 336207.8375 | 190010.1049 | -106105.6478 | -1712.8717 | -0.0015867 | -0.00075472 | -0.00072015 | -0.000689 | -0.00065561 | 239835.4414 | 0 | 0 | 0 | 0 | 0 | 0 | 0 | 0
NEM | Brown Coal | 0 | 0 | 0 | -125255.1454 | -119518.2684 | -139760.0851 | 171122.266 | 453138.3209 | -94129.0615 | -68541.0515 | -32788.3706 | -0.0032815 | -0.0031312 | -0.0029878 | -0.0028586 | -0.00272 | 190672.8159 | 363063.5488 | -0.0023695 | -0.0022546 | -0.0021514 | -0.0020528 | -0.001964 | -0.0018688 | -0.0017832 | -0.0017016 | -0.0011356 | 0 | 0
NEM | CCGT | 1.1833e-05 | 1.1291e-05 | 1.0802e-05 | 1.0279e-05 | 9.8081e-06 | 9.3589e-06 | 8.9541e-06 | 8.5201e-06 | 8.1299e-06 | 7.7575e-06 | 7.422e-06 | 1.1896e-05 | 1.1351e-05 | 1.0831e-05 | 1.0363e-05 | 9.8605e-06 | 1.8325e-05 | 1.7486e-05 | 2.4799e-05 | 2.3597e-05 | 3.2127e-05 | 3.1784e-05 | 3.041e-05 | 2.8936e-05 | 2.8416e-05 | 2.7115e-05 | 2.5942e-05 | 3.5084e-05 | 3.3477e-05
NEM | Gas - Steam | 0 | 0 | 0 | 0 | 0 | 0 | 0 | 0 | 0 | 0 | 0 | 0 | 0 | 0 | 0 | 0 | 0 | 0 | 0 | 0 | 0 | 0 | 0 | 0 | 0 | 0 | 0 | 0 | 0
NEM | OCGT / Diesel | 5.0543e-05 | 4.8228e-05 | 4.6142e-05 | 4.3905e-05 | 4.1894e-05 | 3.9976e-05 | 3.8247e-05 | 3.6393e-05 | 3.4726e-05 | 3.3136e-05 | 3.1702e-05 | 3.1586e-05 | 3.0139e-05 | 2.8759e-05 | 2.7515e-05 | 2.6181e-05 | 4.0066e-05 | 3.8231e-05 | 2028.8171 | 1930.4809 | 3221.0642 | 3073.5346 | 2940.6081 | 8730.3335 | 9862.4155 | 13540.1409 | 12954.5469 | 15886.0655 | 15158.4595
NEM | Hydro | 0 | 0 | 0 | 0 | 0 | 0 | 0 | 0 | 0 | 0 | 0 | 0 | 0 | 0 | 0 | 0 | 0 | 0 | 0 | 0 | 0 | 0 | 0 | 0 | 0 | 0 | 0 | 0 | 0
NEM | Wind | 0.00096386 | 19157.3675 | 39754.9065 | 58929.2216 | 87443.991 | 103243.0521 | 126717.346 | 145775.8624 | 205750.5282 | 198547.5058 | 192086.0593 | 193756.72 | 193367.0282 | 187706.2698 | 182974.5815 | 191361.2379 | 244130.6008 | 241644.2285 | 235881.3835 | 225896.2052 | 243054.1508 | 251040.9202 | 250746.1773 | 240102.3955 | 241678.8104 | 245875.3551 | 252278.4553 | 251424.4283 | 254184.0078
NEM | Solar PV | 8.8035e-05 | 0.00012876 | 0.00012716 | 0.00013733 | 0.00016604 | 0.00016762 | 0.00032775 | 2656.6353 | 45201.9984 | 43131.6778 | 41266.2874 | 39266.1213 | 37467.673 | 35751.5963 | 34205.3851 | 32547.459 | 31056.7383 | 29634.2923 | 28352.6467 | 26978.4019 | 27353.1345 | 48466.8344 | 46370.7095 | 44123.1333 | 43115.7053 | 63415.579 | 61179.8097 | 68898.5875 | 69506.1122
NEM | Grid Battery | 0.00010171 | 9.7051e-05 | 9.2854e-05 | 8.8353e-05 | 8.4307e-05 | 8.2051e-05 | 8.6343e-05 | 9.6451e-05 | 0.00027502 | 0.00026433 | 0.00025423 | 0.00030124 | 0.00030542 | 0.00029328 | 0.00029336 | 0.00030076 | 0.00068947 | 0.0006645 | 0.00075087 | 0.00071447 | 0.004119 | 0.0043029 | 0.0041168 | 864.5034 | 897.0864 | 1677.9057 | 1605.3384 | 1527.5283 | 1457.5652
NEM | Pumped Hydro | 0 | 0 | 0.00011379 | 0.00011805 | 0.00011544 | 0.00011275 | 0.00011179 | 0.0001126 | 22893.993 | 21845.4132 | 20900.6267 | 19887.5789 | 18976.6974 | 18107.5357 | 17324.4077 | 16484.6982 | 22660.2668 | 21622.392 | 20687.251 | 19684.5453 | 19663.6457 | 23542.8285 | 22524.631 | 21432.868 | 20451.2099 | 25447.7162 | 24347.1347 | 25462.2946 | 24296.0826
NEM | VPP | 0 | 0 | 0 | 0 | 0 | 0 | 0 | 0 | 0 | 0 | 0 | 0 | 0 | 0 | 0 | 0 | 0 | 0 | 0 | 0 | 0 | 0 | 0 | 0 | 0 | 0 | 0 | 0 | 0
Total excluding storage |  | 0.0011143 | 19157.3677 | 39754.9066 | -172156.2728 | -72094.3772 | 141209.0191 | 203323.002 | 394569.8325 | -44041.0854 | -18526.5151 | 400625.1627 | 569230.6756 | 420844.803 | 117352.2154 | 215467.0921 | 223908.6925 | 465860.1543 | 634342.0689 | 266262.8443 | 254805.0851 | 513463.7888 | 302581.2871 | 300057.4929 | 292955.8604 | 294656.9295 | 322831.0732 | 326412.8107 | 336209.0814 | 338848.5795
Region | Technology | 2021-22 | 2022-23 | 2023-24 | 2024-25 | 2025-26 | 2026-27 | 2027-28 | 2028-29 | 2029-30 | 2030-31 | 2031-32 | 2032-33 | 2033-34 | 2034-35 | 2035-36 | 2036-37 | 2037-38 | 2038-39 | 2039-40 | 2040-41 | 2041-42 | 2042-43 | 2043-44 | 2044-45 | 2045-46 | 2046-47 | 2047-48 | 2048-49 | 2049-50
NSW1 | Black Coal | 0 | 0 | 0 | -34264.4211 | 28268.0008 | -136387.2318 | -152710.0345 | -145308.2189 | -141997.4062 | -135493.7081 | -129633.7769 | 226484.2464 | -62404.0863 | -59545.8839 | -0.00053059 | -0.00050487 | -0.00048175 | -0.00045968 | -0.0004398 | -0.00041849 | -0.00039932 | 0 | 0 | 0 | 0 | 0 | 0 | 0 | 0
NSW1 | Brown Coal | 0 | 0 | 0 | 0 | 0 | 0 | 0 | 0 | 0 | 0 | 0 | 0 | 0 | 0 | 0 | 0 | 0 | 0 | 0 | 0 | 0 | 0 | 0 | 0 | 0 | 0 | 0 | 0 | 0
NSW1 | CCGT | 2.56e-06 | 2.4428e-06 | 2.3371e-06 | 2.2238e-06 | 2.122e-06 | 2.0248e-06 | 1.9372e-06 | 1.8433e-06 | 1.7589e-06 | 1.6783e-06 | 1.6058e-06 | 2.8949e-06 | 2.7623e-06 | 2.6358e-06 | 2.5218e-06 | 2.3996e-06 | 6.3683e-06 | 6.0766e-06 | 8.9719e-06 | 8.5371e-06 | 1.1852e-05 | 1.1309e-05 | 1.082e-05 | 1.0296e-05 | 9.8242e-06 | 9.3742e-06 | 8.9688e-06 | 1.1613e-05 | 1.1081e-05
NSW1 | Gas - Steam | 0 | 0 | 0 | 0 | 0 | 0 | 0 | 0 | 0 | 0 | 0 | 0 | 0 | 0 | 0 | 0 | 0 | 0 | 0 | 0 | 0 | 0 | 0 | 0 | 0 | 0 | 0 | 0 | 0
NSW1 | OCGT / Diesel | 1.0468e-05 | 9.9885e-06 | 9.5565e-06 | 9.0933e-06 | 8.6768e-06 | 8.2794e-06 | 7.9213e-06 | 7.5374e-06 | 7.1921e-06 | 6.8627e-06 | 6.5659e-06 | 6.8902e-06 | 6.5746e-06 | 6.2735e-06 | 6.0021e-06 | 5.7112e-06 | 1.4198e-05 | 1.3548e-05 | 725.7753 | 690.5972 | 1697.6342 | 1619.88 | 1549.8222 | 5849.053 | 5581.1575 | 5325.5319 | 5095.2094 | 7472.3716 | 7130.1255
NSW1 | Hydro | 0 | 0 | 0 | 0 | 0 | 0 | 0 | 0 | 0 | 0 | 0 | 0 | 0 | 0 | 0 | 0 | 0 | 0 | 0 | 0 | 0 | 0 | 0 | 0 | 0 | 0 | 0 | 0 | 0
NSW1 | Wind | 0.00017991 | 19157.3667 | 36664.0487 | 52329.8808 | 67138.8488 | 81141.8445 | 93972.0156 | 101378.5746 | 150130.128 | 143253.9389 | 137058.3875 | 130415.2031 | 124441.9876 | 118742.3546 | 113606.8982 | 108100.4014 | 104460.1501 | 99675.716 | 95364.8675 | 90742.5572 | 109497.0111 | 107526.537 | 102876.1505 | 97889.7703 | 96866.9143 | 92430.2617 | 90993.1606 | 89708.1664 | 85599.3954
NSW1 | Solar PV | 2.0552e-05 | 5.1183e-05 | 5.0696e-05 | 5.7408e-05 | 8.9777e-05 | 9.4848e-05 | 0.00023384 | 2656.6352 | 45201.9982 | 43131.6777 | 41266.2873 | 39266.1211 | 37467.6728 | 35751.5961 | 34205.3849 | 32547.4588 | 31056.7355 | 29634.2896 | 28352.6441 | 26978.3988 | 25742.7469 | 34457.6435 | 32967.3941 | 31369.4731 | 29932.7033 | 40604.4937 | 39355.2749 | 37447.7349 | 38772.338
NSW1 | Grid Battery | 3.5532e-05 | 3.3905e-05 | 3.2438e-05 | 3.0866e-05 | 2.9452e-05 | 2.8104e-05 | 2.9146e-05 | 2.9513e-05 | 0.0001744 | 0.00016642 | 0.00015922 | 0.00016178 | 0.00015437 | 0.0001473 | 0.00014489 | 0.00014284 | 0.00015421 | 0.00014715 | 0.0001767 | 0.00016814 | 0.0002782 | 0.00026545 | 0.00025397 | 0.00024944 | 0.00023802 | 0.00022711 | 0.00021729 | 0.0002882 | 0.000275
NSW1 | Pumped Hydro | 0 | 0 | 3.3702e-05 | 3.6231e-05 | 3.4572e-05 | 3.2988e-05 | 3.1562e-05 | 3.1276e-05 | 22893.9929 | 21845.4131 | 20900.6267 | 19887.5787 | 18976.6973 | 18107.5355 | 17324.4076 | 16484.698 | 15729.6737 | 15009.2306 | 14360.1004 | 13664.0701 | 13038.2349 | 12441.0638 | 11903.0035 | 11326.0681 | 10807.3168 | 10312.3252 | 9866.3302 | 9388.1118 | 8958.1219
NSW1 | VPP | 0 | 0 | 0 | 0 | 0 | 0 | 0 | 0 | 0 | 0 | 0 | 0 | 0 | 0 | 0 | 0 | 0 | 0 | 0 | 0 | 0 | 0 | 0 | 0 | 0 | 0 | 0 | 0 | 0
Total excluding storage |  | 0.00021349 | 19157.3668 | 36664.0487 | 18065.4598 | 95406.8497 | -55245.3872 | -58738.0186 | -41273.0091 | 53334.7201 | 50891.9084 | 48690.8979 | 396165.5706 | 99505.5741 | 94948.0669 | 147812.2825 | 140647.8597 | 135516.8851 | 129310.0051 | 124443.2865 | 118411.5528 | 136937.3918 | 143604.0605 | 137393.3668 | 135108.2964 | 132380.7751 | 138360.2873 | 135443.6449 | 134628.2729 | 131501.8589
Region | Technology | 2021-22 | 2022-23 | 2023-24 | 2024-25 | 2025-26 | 2026-27 | 2027-28 | 2028-29 | 2029-30 | 2030-31 | 2031-32 | 2032-33 | 2033-34 | 2034-35 | 2035-36 | 2036-37 | 2037-38 | 2038-39 | 2039-40 | 2040-41 | 2041-42 | 2042-43 | 2043-44 | 2044-45 | 2045-46 | 2046-47 | 2047-48 | 2048-49 | 2049-50
QLD1 | Black Coal | 0 | 0 | 0 | -71565.9282 | -68288.1008 | 314113.2836 | 58193.4241 | -61692.7672 | -58867.1443 | -56170.9392 | 329694.9635 | 109723.5911 | 252414.1912 | -46559.7639 | -1712.8711 | -0.0010818 | -0.00027297 | -0.00026046 | -0.0002492 | -0.00023712 | 239835.4418 | 0 | 0 | 0 | 0 | 0 | 0 | 0 | 0
QLD1 | Brown Coal | 0 | 0 | 0 | 0 | 0 | 0 | 0 | 0 | 0 | 0 | 0 | 0 | 0 | 0 | 0 | 0 | 0 | 0 | 0 | 0 | 0 | 0 | 0 | 0 | 0 | 0 | 0 | 0 | 0
QLD1 | CCGT | 2.7401e-06 | 2.6146e-06 | 2.5015e-06 | 2.3802e-06 | 2.2712e-06 | 2.1672e-06 | 2.0735e-06 | 1.973e-06 | 1.8826e-06 | 1.7964e-06 | 1.7187e-06 | 2.8862e-06 | 2.754e-06 | 2.6279e-06 | 2.5142e-06 | 2.3924e-06 | 4.9325e-06 | 4.7066e-06 | 7.0053e-06 | 6.6657e-06 | 8.4562e-06 | 9.1976e-06 | 8.7998e-06 | 8.3733e-06 | 8.7958e-06 | 8.393e-06 | 8.03e-06 | 7.6408e-06 | 7.2908e-06
QLD1 | Gas - Steam | 0 | 0 | 0 | 0 | 0 | 0 | 0 | 0 | 0 | 0 | 0 | 0 | 0 | 0 | 0 | 0 | 0 | 0 | 0 | 0 | 0 | 0 | 0 | 0 | 0 | 0 | 0 | 0 | 0
QLD1 | OCGT / Diesel | 1.0305e-05 | 9.8326e-06 | 9.4074e-06 | 8.9514e-06 | 8.5414e-06 | 8.1502e-06 | 7.7977e-06 | 7.4198e-06 | 7.0799e-06 | 6.7557e-06 | 6.4635e-06 | 6.9276e-06 | 6.6103e-06 | 6.3076e-06 | 6.0348e-06 | 5.7423e-06 | 9.0923e-06 | 8.6759e-06 | 1303.0418 | 1239.8837 | 1183.0951 | 1128.9075 | 1080.0837 | 1027.7323 | 2512.6052 | 6526.9631 | 6244.6802 | 6634.5353 | 6330.6635
QLD1 | Hydro | 0 | 0 | 0 | 0 | 0 | 0 | 0 | 0 | 0 | 0 | 0 | 0 | 0 | 0 | 0 | 0 | 0 | 0 | 0 | 0 | 0 | 0 | 0 | 0 | 0 | 0 | 0 | 0 | 0
QLD1 | Wind | 0.00032633 | 0.00031533 | 0.0003017 | 717.2474 | 11879.463 | 11335.3655 | 19836.92 | 29632.7893 | 39164.0511 | 37370.2777 | 35754.0605 | 34021.0705 | 32997.5789 | 32830.3145 | 31410.445 | 39493.1246 | 65604.2309 | 62599.4569 | 59892.1097 | 56989.1547 | 58972.6994 | 69928.1454 | 66903.8417 | 65170.8498 | 65631.9743 | 68624.4632 | 65656.5421 | 62474.1866 | 70684.1769
QLD1 | Solar PV | 2.8938e-05 | 3.9243e-05 | 3.7546e-05 | 3.5726e-05 | 3.409e-05 | 3.2528e-05 | 5.5405e-05 | 5.2719e-05 | 9.7602e-05 | 9.3132e-05 | 8.9104e-05 | 8.4785e-05 | 8.0902e-05 | 7.7196e-05 | 7.3858e-05 | 7.0278e-05 | 0.0026334 | 0.0025128 | 0.0024041 | 0.0029329 | 1610.3873 | 14009.1906 | 13403.3109 | 12753.6559 | 12169.519 | 21844.0213 | 20899.295 | 19886.3116 | 18975.4882
QLD1 | Grid Battery | 1.6726e-05 | 1.596e-05 | 1.5269e-05 | 1.4529e-05 | 1.3864e-05 | 1.3229e-05 | 1.6647e-05 | 2.1814e-05 | 2.8675e-05 | 2.7362e-05 | 2.7507e-05 | 4.5245e-05 | 6.1149e-05 | 5.8348e-05 | 5.5825e-05 | 5.3119e-05 | 0.00042063 | 0.00040136 | 0.000384 | 0.00036539 | 0.0030075 | 0.0032424 | 0.0031022 | 517.1908 | 493.5027 | 1292.8067 | 1236.8945 | 1176.9425 | 1123.0368
QLD1 | Pumped Hydro | 0 | 0 | 1.4686e-05 | 1.7429e-05 | 1.6631e-05 | 1.5869e-05 | 1.5183e-05 | 1.711e-05 | 1.6327e-05 | 1.5579e-05 | 1.6753e-05 | 3.9319e-05 | 5.7593e-05 | 5.4955e-05 | 5.2578e-05 | 5.003e-05 | 6930.593 | 6613.1612 | 6327.1504 | 6020.4751 | 6625.4105 | 11101.7644 | 10621.6271 | 10106.7996 | 9643.8928 | 15135.3907 | 14480.8042 | 13778.9234 | 13147.8277
QLD1 | VPP | 0 | 0 | 0 | 0 | 0 | 0 | 0 | 0 | 0 | 0 | 0 | 0 | 0 | 0 | 0 | 0 | 0 | 0 | 0 | 0 | 0 | 0 | 0 | 0 | 0 | 0 | 0 | 0 | 0
Total excluding storage |  | 0.00036832 | 0.00036702 | 0.00035115 | -70848.6807 | -56408.6377 | 325448.6491 | 78030.3442 | -32059.9779 | -19703.0931 | -18800.6614 | 365449.0241 | 143744.6618 | 285411.7702 | -13729.4493 | 29697.574 | 39493.1236 | 65604.2333 | 62599.4592 | 61195.1536 | 58229.0411 | 301601.6236 | 85066.2435 | 81387.2362 | 78952.238 | 80314.0985 | 96995.4476 | 92800.5173 | 88995.0336 | 95990.3286
Region | Technology | 2021-22 | 2022-23 | 2023-24 | 2024-25 | 2025-26 | 2026-27 | 2027-28 | 2028-29 | 2029-30 | 2030-31 | 2031-32 | 2032-33 | 2033-34 | 2034-35 | 2035-36 | 2036-37 | 2037-38 | 2038-39 | 2039-40 | 2040-41 | 2041-42 | 2042-43 | 2043-44 | 2044-45 | 2045-46 | 2046-47 | 2047-48 | 2048-49 | 2049-50
VIC1 | Black Coal | 0 | 0 | 0 | 0 | 0 | 0 | 0 | 0 | 0 | 0 | 0 | 0 | 0 | 0 | 0 | 0 | 0 | 0 | 0 | 0 | 0 | 0 | 0 | 0 | 0 | 0 | 0 | 0 | 0
VIC1 | Brown Coal | 0 | 0 | 0 | -125255.1454 | -119518.2684 | -139760.0851 | 171122.266 | 453138.3209 | -94129.0615 | -68541.0515 | -32788.3706 | -0.0032815 | -0.0031312 | -0.0029878 | -0.0028586 | -0.00272 | 190672.8159 | 363063.5488 | -0.0023695 | -0.0022546 | -0.0021514 | -0.0020528 | -0.001964 | -0.0018688 | -0.0017832 | -0.0017016 | -0.0011356 | 0 | 0
VIC1 | CCGT | 2.2487e-06 | 2.1457e-06 | 2.0529e-06 | 1.9534e-06 | 1.864e-06 | 1.7786e-06 | 1.7017e-06 | 1.6192e-06 | 1.545e-06 | 1.4743e-06 | 1.4105e-06 | 2.3375e-06 | 2.2304e-06 | 2.1282e-06 | 2.0362e-06 | 1.9375e-06 | 2.7556e-06 | 2.6294e-06 | 3.9448e-06 | 3.7536e-06 | 4.3219e-06 | 4.1239e-06 | 3.9456e-06 | 3.7543e-06 | 3.5824e-06 | 3.4183e-06 | 3.2705e-06 | 8.3265e-06 | 7.9451e-06
VIC1 | Gas - Steam | 0 | 0 | 0 | 0 | 0 | 0 | 0 | 0 | 0 | 0 | 0 | 0 | 0 | 0 | 0 | 0 | 0 | 0 | 0 | 0 | 0 | 0 | 0 | 0 | 0 | 0 | 0 | 0 | 0
VIC1 | OCGT / Diesel | 9.8736e-06 | 9.4214e-06 | 9.0139e-06 | 8.577e-06 | 8.1842e-06 | 7.8093e-06 | 7.4716e-06 | 7.1094e-06 | 6.7838e-06 | 6.4731e-06 | 6.1931e-06 | 5.893e-06 | 5.6231e-06 | 5.3655e-06 | 5.1335e-06 | 4.8846e-06 | 5.1425e-06 | 4.907e-06 | 9.7325e-06 | 9.2607e-06 | 1.8444e-05 | 1.7599e-05 | 1.6838e-05 | 3.1593e-05 | 3.0146e-05 | 2.8765e-05 | 2.7521e-05 | 242.7634 | 231.6444
VIC1 | Hydro | 0 | 0 | 0 | 0 | 0 | 0 | 0 | 0 | 0 | 0 | 0 | 0 | 0 | 0 | 0 | 0 | 0 | 0 | 0 | 0 | 0 | 0 | 0 | 0 | 0 | 0 | 0 | 0 | 0
VIC1 | Wind | 0.00011833 | 0.00011291 | 0.00010802 | 0.00012473 | 0.00011902 | 0.00011357 | 0.00010865 | 0.00011662 | 0.00011128 | 0.00010618 | 0.00010991 | 1920.1138 | 7841.551 | 7482.3961 | 7158.7919 | 8119.1462 | 26281.3275 | 27834.9964 | 26631.1681 | 25340.3624 | 24179.7352 | 25490.145 | 34950.1874 | 33256.1609 | 35908.459 | 43485.7565 | 56081.5598 | 58494.4658 | 59019.1288
VIC1 | Solar PV | 7.8305e-06 | 7.4719e-06 | 7.1487e-06 | 1.3965e-05 | 1.3325e-05 | 1.2715e-05 | 1.2165e-05 | 1.1575e-05 | 1.1045e-05 | 1.0539e-05 | 1.2477e-05 | 3.0135e-05 | 2.8755e-05 | 2.7438e-05 | 2.6251e-05 | 2.6983e-05 | 6.5911e-05 | 6.2892e-05 | 6.0172e-05 | 5.7256e-05 | 5.4633e-05 | 8.7908e-05 | 8.4106e-05 | 8.0029e-05 | 8.3639e-05 | 0.0001289 | 0.00014122 | 10684.1475 | 10194.7972
VIC1 | Grid Battery | 1.614e-05 | 1.5401e-05 | 1.4735e-05 | 1.4021e-05 | 1.3379e-05 | 1.2766e-05 | 1.2214e-05 | 1.3519e-05 | 2.2825e-05 | 2.178e-05 | 2.0838e-05 | 3.0453e-05 | 2.9058e-05 | 2.7727e-05 | 2.9886e-05 | 3.386e-05 | 3.5962e-05 | 3.8593e-05 | 6.2764e-05 | 5.9722e-05 | 0.00014184 | 0.00013535 | 0.00012949 | 0.00012322 | 0.00011757 | 0.00011219 | 0.00010734 | 0.00020799 | 0.00019846
VIC1 | Pumped Hydro | 0 | 0 | 1.6124e-05 | 1.7506e-05 | 1.6704e-05 | 1.5939e-05 | 1.525e-05 | 1.451e-05 | 1.3846e-05 | 1.3212e-05 | 1.3895e-05 | 2.3249e-05 | 2.2184e-05 | 2.1168e-05 | 2.0253e-05 | 2.3626e-05 | 3.1068e-05 | 3.4973e-05 | 5.7288e-05 | 5.4512e-05 | 0.00019802 | 0.00018895 | 0.00018078 | 0.00017202 | 0.00016414 | 0.00015662 | 0.00014985 | 2295.2593 | 2190.1329
VIC1 | VPP | 0 | 0 | 0 | 0 | 0 | 0 | 0 | 0 | 0 | 0 | 0 | 0 | 0 | 0 | 0 | 0 | 0 | 0 | 0 | 0 | 0 | 0 | 0 | 0 | 0 | 0 | 0 | 0 | 0
Total excluding storage |  | 0.00013828 | 0.00013194 | 0.00012624 | -125255.1452 | -119518.2683 | -139760.0849 | 171122.2661 | 453138.321 | -94129.0614 | -68541.0514 | -32788.3705 | 1920.1105 | 7841.5479 | 7482.3931 | 7158.7891 | 8119.1435 | 216954.1434 | 390898.5453 | 26631.1658 | 25340.3602 | 24179.7331 | 25490.1431 | 34950.1855 | 33256.1591 | 35908.4573 | 43485.755 | 56081.5589 | 69421.3767 | 69445.5705
Region | Technology | 2021-22 | 2022-23 | 2023-24 | 2024-25 | 2025-26 | 2026-27 | 2027-28 | 2028-29 | 2029-30 | 2030-31 | 2031-32 | 2032-33 | 2033-34 | 2034-35 | 2035-36 | 2036-37 | 2037-38 | 2038-39 | 2039-40 | 2040-41 | 2041-42 | 2042-43 | 2043-44 | 2044-45 | 2045-46 | 2046-47 | 2047-48 | 2048-49 | 2049-50
SA1 | Black Coal | 0 | 0 | 0 | 0 | 0 | 0 | 0 | 0 | 0 | 0 | 0 | 0 | 0 | 0 | 0 | 0 | 0 | 0 | 0 | 0 | 0 | 0 | 0 | 0 | 0 | 0 | 0 | 0 | 0
SA1 | Brown Coal | 0 | 0 | 0 | 0 | 0 | 0 | 0 | 0 | 0 | 0 | 0 | 0 | 0 | 0 | 0 | 0 | 0 | 0 | 0 | 0 | 0 | 0 | 0 | 0 | 0 | 0 | 0 | 0 | 0
SA1 | CCGT | 2.2142e-06 | 2.1128e-06 | 2.0214e-06 | 1.9234e-06 | 1.8353e-06 | 1.7513e-06 | 1.6755e-06 | 1.5943e-06 | 1.5213e-06 | 1.4516e-06 | 1.3888e-06 | 2.5421e-06 | 2.4257e-06 | 2.3146e-06 | 2.2145e-06 | 2.1072e-06 | 3.2921e-06 | 3.1413e-06 | 3.9854e-06 | 3.7922e-06 | 6.687e-06 | 6.3807e-06 | 6.1048e-06 | 5.8089e-06 | 5.5428e-06 | 5.2889e-06 | 5.0602e-06 | 6.9214e-06 | 6.6044e-06
SA1 | Gas - Steam | 0 | 0 | 0 | 0 | 0 | 0 | 0 | 0 | 0 | 0 | 0 | 0 | 0 | 0 | 0 | 0 | 0 | 0 | 0 | 0 | 0 | 0 | 0 | 0 | 0 | 0 | 0 | 0 | 0
SA1 | OCGT / Diesel | 9.8724e-06 | 9.4202e-06 | 9.0128e-06 | 8.5759e-06 | 8.1832e-06 | 7.8084e-06 | 7.4707e-06 | 7.1086e-06 | 6.783e-06 | 6.4723e-06 | 6.1924e-06 | 5.8922e-06 | 5.6224e-06 | 5.3648e-06 | 5.1328e-06 | 4.884e-06 | 6.9011e-06 | 6.5851e-06 | 1.6241e-05 | 1.5453e-05 | 340.3349 | 324.747 | 310.7021 | 1853.5481 | 1768.6528 | 1687.6458 | 1614.6572 | 1536.3952 | 1466.026
SA1 | Hydro | 0 | 0 | 0 | 0 | 0 | 0 | 0 | 0 | 0 | 0 | 0 | 0 | 0 | 0 | 0 | 0 | 0 | 0 | 0 | 0 | 0 | 0 | 0 | 0 | 0 | 0 | 0 | 0 | 0
SA1 | Wind | 0.00020807 | 0.00019854 | 0.00023879 | 0.00022721 | 0.00021681 | 0.00020688 | 0.00019793 | 0.00021576 | 0.00020587 | 0.00019645 | 0.00020192 | 7027.2103 | 6705.3533 | 6398.2379 | 7736.3032 | 11999.1071 | 23591.5839 | 26914.0015 | 28918.717 | 27517.0343 | 26256.7123 | 25054.1148 | 23970.5562 | 22808.7098 | 23255.3324 | 22235.5125 | 21273.8548 | 23359.9754 | 22290.0529
SA1 | Solar PV | 2.7147e-05 | 2.7459e-05 | 2.6271e-05 | 2.4998e-05 | 2.3853e-05 | 2.276e-05 | 2.1776e-05 | 2.072e-05 | 1.9771e-05 | 1.8866e-05 | 2.9177e-05 | 8.2636e-05 | 8.1035e-05 | 7.7323e-05 | 7.3979e-05 | 7.2532e-05 | 0.00014722 | 0.00014047 | 0.0001344 | 0.00012789 | 0.00012203 | 0.00014956 | 0.0044109 | 0.0041971 | 1013.483 | 967.0639 | 925.2396 | 880.3935 | 1563.4888
SA1 | Grid Battery | 1.7151e-05 | 1.6365e-05 | 1.5658e-05 | 1.4899e-05 | 1.4216e-05 | 1.5171e-05 | 1.4515e-05 | 1.575e-05 | 2.6063e-05 | 2.487e-05 | 2.3794e-05 | 3.5622e-05 | 3.399e-05 | 3.2434e-05 | 3.5391e-05 | 4.2278e-05 | 4.7167e-05 | 4.7343e-05 | 8.1227e-05 | 7.729e-05 | 0.00063578 | 0.00060666 | 0.00058042 | 347.3122 | 403.5833 | 385.0986 | 368.4436 | 350.5852 | 334.5279
SA1 | Pumped Hydro | 0 | 0 | 1.2298e-05 | 1.1702e-05 | 1.1166e-05 | 1.0655e-05 | 1.0194e-05 | 9.6997e-06 | 9.2554e-06 | 8.8315e-06 | 8.4496e-06 | 1.1767e-05 | 1.1228e-05 | 1.0713e-05 | 1.1338e-05 | 1.2588e-05 | 1.4421e-05 | 1.4996e-05 | 1.6162e-05 | 1.5379e-05 | 2.9843e-05 | 2.8476e-05 | 2.7244e-05 | 3.4767e-05 | 3.3175e-05 | 3.1655e-05 | 3.0286e-05 | 2.8818e-05 | 2.7498e-05
SA1 | VPP | 0 | 0 | 0 | 0 | 0 | 0 | 0 | 0 | 0 | 0 | 0 | 0 | 0 | 0 | 0 | 0 | 0 | 0 | 0 | 0 | 0 | 0 | 0 | 0 | 0 | 0 | 0 | 0 | 0
Total excluding storage |  | 0.00024731 | 0.00023753 | 0.00027609 | 0.00026271 | 0.00025068 | 0.0002392 | 0.00022885 | 0.00024518 | 0.00023395 | 0.00022324 | 0.00023868 | 7027.2104 | 6705.3534 | 6398.238 | 7736.3032 | 11999.1072 | 23591.584 | 26914.0017 | 28918.7172 | 27517.0345 | 26597.0473 | 25378.862 | 24281.2627 | 24662.2621 | 26037.4681 | 24890.2222 | 23813.7516 | 25776.7641 | 25319.5676
Region | Technology | 2021-22 | 2022-23 | 2023-24 | 2024-25 | 2025-26 | 2026-27 | 2027-28 | 2028-29 | 2029-30 | 2030-31 | 2031-32 | 2032-33 | 2033-34 | 2034-35 | 2035-36 | 2036-37 | 2037-38 | 2038-39 | 2039-40 | 2040-41 | 2041-42 | 2042-43 | 2043-44 | 2044-45 | 2045-46 | 2046-47 | 2047-48 | 2048-49 | 2049-50
TAS1 | Black Coal | 0 | 0 | 0 | 0 | 0 | 0 | 0 | 0 | 0 | 0 | 0 | 0 | 0 | 0 | 0 | 0 | 0 | 0 | 0 | 0 | 0 | 0 | 0 | 0 | 0 | 0 | 0 | 0 | 0
TAS1 | Brown Coal | 0 | 0 | 0 | 0 | 0 | 0 | 0 | 0 | 0 | 0 | 0 | 0 | 0 | 0 | 0 | 0 | 0 | 0 | 0 | 0 | 0 | 0 | 0 | 0 | 0 | 0 | 0 | 0 | 0
TAS1 | CCGT | 2.0697e-06 | 1.9749e-06 | 1.8895e-06 | 1.7979e-06 | 1.7156e-06 | 1.637e-06 | 1.5662e-06 | 1.4903e-06 | 1.422e-06 | 1.3569e-06 | 1.2982e-06 | 1.2353e-06 | 1.1787e-06 | 1.1247e-06 | 1.0761e-06 | 1.0239e-06 | 9.7703e-07 | 9.3228e-07 | 8.9196e-07 | 8.4873e-07 | 8.0985e-07 | 7.7276e-07 | 7.3934e-07 | 7.035e-07 | 6.7128e-07 | 6.4054e-07 | 6.1283e-07 | 5.8313e-07 | 5.5642e-07
TAS1 | Gas - Steam | 0 | 0 | 0 | 0 | 0 | 0 | 0 | 0 | 0 | 0 | 0 | 0 | 0 | 0 | 0 | 0 | 0 | 0 | 0 | 0 | 0 | 0 | 0 | 0 | 0 | 0 | 0 | 0 | 0
TAS1 | OCGT / Diesel | 1.0024e-05 | 9.565e-06 | 9.1513e-06 | 8.7078e-06 | 8.3089e-06 | 7.9284e-06 | 7.5855e-06 | 7.2178e-06 | 6.8872e-06 | 6.5718e-06 | 6.2876e-06 | 5.9828e-06 | 5.7088e-06 | 5.4473e-06 | 5.2117e-06 | 4.9591e-06 | 4.732e-06 | 4.5153e-06 | 7.6914e-06 | 7.3186e-06 | 7.926e-06 | 7.563e-06 | 7.2359e-06 | 6.8852e-06 | 6.5698e-06 | 6.2689e-06 | 5.9978e-06 | 7.2456e-06 | 6.9138e-06
TAS1 | Hydro | 0 | 0 | 0 | 0 | 0 | 0 | 0 | 0 | 0 | 0 | 0 | 0 | 0 | 0 | 0 | 0 | 0 | 0 | 0 | 0 | 0 | 0 | 0 | 0 | 0 | 0 | 0 | 0 | 0
TAS1 | Wind | 0.00013121 | 0.0001252 | 3090.8571 | 5882.093 | 8425.6789 | 10765.8419 | 12908.41 | 14764.4982 | 16456.3488 | 17923.289 | 19273.611 | 20373.1223 | 21380.5573 | 22252.9667 | 23062.1432 | 23649.4586 | 24193.3084 | 24620.0577 | 25074.5211 | 25307.0965 | 24147.9929 | 23041.9779 | 22045.4416 | 20976.9048 | 20016.1305 | 19099.3611 | 18273.338 | 17387.634 | 16591.2538
TAS1 | Solar PV | 3.5673e-06 | 3.4039e-06 | 5.4993e-06 | 5.2327e-06 | 4.993e-06 | 4.7644e-06 | 4.5583e-06 | 4.3374e-06 | 4.1387e-06 | 3.9491e-06 | 6.1238e-06 | 5.827e-06 | 7.7503e-06 | 7.3953e-06 | 8.8751e-06 | 8.445e-06 | 1.1156e-05 | 1.1478e-05 | 1.4608e-05 | 2.4568e-05 | 2.3443e-05 | 2.2369e-05 | 2.1402e-05 | 2.0365e-05 | 1.9432e-05 | 1.8542e-05 | 1.774e-05 | 1.688e-05 | 1.6107e-05
TAS1 | Grid Battery | 1.6161e-05 | 1.5421e-05 | 1.4754e-05 | 1.4039e-05 | 1.3396e-05 | 1.2782e-05 | 1.3821e-05 | 1.5855e-05 | 2.3056e-05 | 2.3905e-05 | 2.2871e-05 | 2.8134e-05 | 2.6845e-05 | 2.7464e-05 | 2.7366e-05 | 2.8665e-05 | 3.1501e-05 | 3.0059e-05 | 4.6173e-05 | 4.3935e-05 | 5.5628e-05 | 5.308e-05 | 5.0784e-05 | 4.8323e-05 | 4.6109e-05 | 4.5188e-05 | 4.4388e-05 | 5.5905e-05 | 5.3345e-05
TAS1 | Pumped Hydro | 0 | 0 | 3.6975e-05 | 3.5183e-05 | 3.637e-05 | 3.73e-05 | 3.9599e-05 | 4.0008e-05 | 4.1517e-05 | 4.3096e-05 | 4.1232e-05 | 5.7801e-05 | 5.6842e-05 | 5.4239e-05 | 5.1893e-05 | 5.3638e-05 | 6.7123e-05 | 6.4049e-05 | 0.00010643 | 0.00010127 | 9.6635e-05 | 9.2209e-05 | 8.8221e-05 | 8.3945e-05 | 8.01e-05 | 7.6432e-05 | 7.3126e-05 | 7.0171e-05 | 6.6957e-05
TAS1 | VPP | 0 | 0 | 0 | 0 | 0 | 0 | 0 | 0 | 0 | 0 | 0 | 0 | 0 | 0 | 0 | 0 | 0 | 0 | 0 | 0 | 0 | 0 | 0 | 0 | 0 | 0 | 0 | 0 | 0
Total excluding storage |  | 0.00014687 | 0.00014015 | 3090.8572 | 5882.093 | 8425.6789 | 10765.8419 | 12908.4101 | 14764.4982 | 16456.3488 | 17923.289 | 19273.611 | 20373.1224 | 21380.5574 | 22252.9667 | 23062.1432 | 23649.4586 | 24193.3084 | 24620.0577 | 25074.5212 | 25307.0966 | 24147.9929 | 23041.978 | 22045.4416 | 20976.9048 | 20016.1305 | 19099.3612 | 18273.338 | 17387.6341 | 16591.2539

## Marinus_Fuel Cost
Fuel cost by technology ($000s) - Marinus Link, High DER Scenario
Fuel | Real June 2020 dollars discounted to 1 July 2020
Explicitly modelled generation
Region | Technology | 2021-22 | 2022-23 | 2023-24 | 2024-25 | 2025-26 | 2026-27 | 2027-28 | 2028-29 | 2029-30 | 2030-31 | 2031-32 | 2032-33 | 2033-34 | 2034-35 | 2035-36 | 2036-37 | 2037-38 | 2038-39 | 2039-40 | 2040-41 | 2041-42 | 2042-43 | 2043-44 | 2044-45 | 2045-46 | 2046-47 | 2047-48 | 2048-49 | 2049-50
NEM | Black Coal | 1728395.7339 | 1463862.8496 | 1423499.3609 | 1323233.7062 | 1173774.4376 | 1014546.9704 | 864949.1261 | 896697.2699 | 673042.9804 | 626076.0259 | 566932.4926 | 502954.503 | 517506.0691 | 456633.1396 | 382568.1045 | 345469.9638 | 272527.0107 | 261006.5074 | 237704.2284 | 214323.0629 | 196335.2109 | 129022.4674 | 96536.6338 | 73853.6744 | 56906.7205 | 39997.1008 | 36170.1603 | 33714.7835 | 29444.1946
NEM | Brown Coal | 229248.5314 | 209296.6521 | 201245.52 | 148725.561 | 149500.0554 | 137081.7977 | 126370.6597 | 119174.591 | 108344.9249 | 105713.615 | 99121.4188 | 93504.9581 | 91083.4734 | 84339.0965 | 84866.4438 | 76649.3604 | 66723.8934 | 66905.8239 | 56154.0035 | 56724.6088 | 59719.5329 | 56691.6276 | 50382.7482 | 47298.2635 | 44376.0497 | 43893.5999 | 27661.2554 | 0 | 0
NEM | CCGT | 185249.4962 | 177217.3164 | 138480.6511 | 137561.5993 | 125995.033 | 121360.0559 | 115195.3452 | 117333.5859 | 102053.2337 | 104412.1913 | 110855.3623 | 223702.1977 | 220851.8202 | 236644.9777 | 160751.9237 | 143999.4067 | 188337.5533 | 179382.3981 | 144743.1732 | 139404.2687 | 134468.3735 | 151102.899 | 97907.2741 | 85481.0784 | 46374.8074 | 30882.9894 | 29712.3633 | 28388.5938 | 27194.2697
NEM | Gas - Steam | 85573.5663 | 82291.2241 | 77364.3221 | 13122.4389 | 12102.6622 | 12216.1525 | 10973.7828 | 11233.7368 | 9662.1753 | 9381.0269 | 9133.8033 | 18645.3811 | 10836.4988 | 27769.8857 | 4685.6048 | 3649.4225 | 12873.225 | 10051.026 | 5290.509 | 5196.668 | 5944.924 | 6590.1235 | 5898.48 | 5082.8185 | 6459.7875 | 0 | 0 | 0 | 0
NEM | OCGT / Diesel | 4463.0003 | 1825.8031 | 9310.3383 | 8218.1962 | 1379.2116 | 3588.8255 | 2477.9382 | 6824.6041 | 421.9525 | 701.0912 | 2190.1107 | 29947.6749 | 16594.2524 | 25493.1668 | 16259.662 | 20696.9826 | 99221.7652 | 96871.7857 | 206379.1149 | 217148.6845 | 139145.983 | 234463.0428 | 305462.5024 | 181718.4133 | 213998.8045 | 302187.4379 | 341182.9127 | 462582.2318 | 425543.956
NEM | Hydro | 0 | 0 | 0 | 0 | 0 | 0 | 0 | 0 | 0 | 0 | 0 | 0 | 0 | 0 | 0 | 0 | 0 | 0 | 0 | 0 | 0 | 0 | 0 | 0 | 0 | 0 | 0 | 0 | 0
NEM | Wind | 0 | 0 | 0 | 0 | 0 | 0 | 0 | 0 | 0 | 0 | 0 | 0 | 0 | 0 | 0 | 0 | 0 | 0 | 0 | 0 | 0 | 0 | 0 | 0 | 0 | 0 | 0 | 0 | 0
NEM | Solar PV | 0 | 0 | 0 | 0 | 0 | 0 | 0 | 0 | 0 | 0 | 0 | 0 | 0 | 0 | 0 | 0 | 0 | 0 | 0 | 0 | 0 | 0 | 0 | 0 | 0 | 0 | 0 | 0 | 0
NEM | Grid Battery | 0 | 0 | 0 | 0 | 0 | 0 | 0 | 0 | 0 | 0 | 0 | 0 | 0 | 0 | 0 | 0 | 0 | 0 | 0 | 0 | 0 | 0 | 0 | 0 | 0 | 0 | 0 | 0 | 0
NEM | Pumped Hydro | 0 | 0 | 0 | 0 | 0 | 0 | 0 | 0 | 0 | 0 | 0 | 0 | 0 | 0 | 0 | 0 | 0 | 0 | 0 | 0 | 0 | 0 | 0 | 0 | 0 | 0 | 0 | 0 | 0
NEM | VPP | 0 | 0 | 0 | 0 | 0 | 0 | 0 | 0 | 0 | 0 | 0 | 0 | 0 | 0 | 0 | 0 | 0 | 0 | 0 | 0 | 0 | 0 | 0 | 0 | 0 | 0 | 0 | 0 | 0
Total excluding storage |  | 2232930.3281 | 1934493.8453 | 1849900.1924 | 1630861.5017 | 1462751.3997 | 1288793.8019 | 1119966.852 | 1151263.7876 | 893525.2669 | 846283.9503 | 788233.1878 | 868754.7147 | 856872.1139 | 830880.2663 | 649131.7388 | 590465.1359 | 639683.4476 | 614217.5412 | 650271.0291 | 632797.2929 | 535614.0243 | 577870.1604 | 556187.6384 | 393434.2482 | 368116.1696 | 416961.128 | 434726.6917 | 524685.6091 | 482182.4203
Region | Technology | 2021-22 | 2022-23 | 2023-24 | 2024-25 | 2025-26 | 2026-27 | 2027-28 | 2028-29 | 2029-30 | 2030-31 | 2031-32 | 2032-33 | 2033-34 | 2034-35 | 2035-36 | 2036-37 | 2037-38 | 2038-39 | 2039-40 | 2040-41 | 2041-42 | 2042-43 | 2043-44 | 2044-45 | 2045-46 | 2046-47 | 2047-48 | 2048-49 | 2049-50
NSW1 | Black Coal | 915502.5935 | 745425.0592 | 703591.853 | 714833.1967 | 591231.7161 | 472276.2404 | 377723.4685 | 427931.7286 | 248917.9413 | 234193.0357 | 200369.6806 | 130301.5754 | 151236.2532 | 126230.7769 | 69674.174 | 82076.7114 | 84094.6906 | 79535.1008 | 72371.2223 | 58011.0043 | 50550.4523 | 0 | 0 | 0 | 0 | 0 | 0 | 0 | 0
NSW1 | Brown Coal | 0 | 0 | 0 | 0 | 0 | 0 | 0 | 0 | 0 | 0 | 0 | 0 | 0 | 0 | 0 | 0 | 0 | 0 | 0 | 0 | 0 | 0 | 0 | 0 | 0 | 0 | 0 | 0 | 0
NSW1 | CCGT | 2333.8093 | 2209.6586 | 6448.5491 | 4001.757 | 3751.8853 | 3619.4813 | 3496.0051 | 3389.7956 | 3218.6321 | 3106.7723 | 2967.4849 | 36804.0207 | 32989.2381 | 42996.6482 | 22440.3342 | 17546.2282 | 55595.5636 | 58152.1054 | 48865.1643 | 42981.9539 | 38787.5935 | 47009.0779 | 3367.446 | 0.00045121 | 0.000462 | 0.00044902 | 0.00043205 | 0.00055165 | 0.00050638
NSW1 | Gas - Steam | 0 | 0 | 0 | 0 | 0 | 0 | 0 | 0 | 0 | 0 | 0 | 0 | 0 | 0 | 0 | 0 | 0 | 0 | 0 | 0 | 0 | 0 | 0 | 0 | 0 | 0 | 0 | 0 | 0
NSW1 | OCGT / Diesel | 3.755 | 0.00017377 | 1344.7392 | 4656.7027 | 586.6956 | 1597.0521 | 648.105 | 1030.6178 | 0.00018278 | 0.00018258 | 0.00018965 | 2932.273 | 1839.3881 | 1969.8014 | 3570.825 | 1845.8316 | 18151.1457 | 28413.7002 | 82881.5773 | 106450.8353 | 50488.3622 | 106028.1744 | 155850.4724 | 80255.4742 | 77637.8943 | 108459.5683 | 162291.8644 | 256935.5626 | 241591.5806
NSW1 | Hydro | 0 | 0 | 0 | 0 | 0 | 0 | 0 | 0 | 0 | 0 | 0 | 0 | 0 | 0 | 0 | 0 | 0 | 0 | 0 | 0 | 0 | 0 | 0 | 0 | 0 | 0 | 0 | 0 | 0
NSW1 | Wind | 0 | 0 | 0 | 0 | 0 | 0 | 0 | 0 | 0 | 0 | 0 | 0 | 0 | 0 | 0 | 0 | 0 | 0 | 0 | 0 | 0 | 0 | 0 | 0 | 0 | 0 | 0 | 0 | 0
NSW1 | Solar PV | 0 | 0 | 0 | 0 | 0 | 0 | 0 | 0 | 0 | 0 | 0 | 0 | 0 | 0 | 0 | 0 | 0 | 0 | 0 | 0 | 0 | 0 | 0 | 0 | 0 | 0 | 0 | 0 | 0
NSW1 | Grid Battery | 0 | 0 | 0 | 0 | 0 | 0 | 0 | 0 | 0 | 0 | 0 | 0 | 0 | 0 | 0 | 0 | 0 | 0 | 0 | 0 | 0 | 0 | 0 | 0 | 0 | 0 | 0 | 0 | 0
NSW1 | Pumped Hydro | 0 | 0 | 0 | 0 | 0 | 0 | 0 | 0 | 0 | 0 | 0 | 0 | 0 | 0 | 0 | 0 | 0 | 0 | 0 | 0 | 0 | 0 | 0 | 0 | 0 | 0 | 0 | 0 | 0
NSW1 | VPP | 0 | 0 | 0 | 0 | 0 | 0 | 0 | 0 | 0 | 0 | 0 | 0 | 0 | 0 | 0 | 0 | 0 | 0 | 0 | 0 | 0 | 0 | 0 | 0 | 0 | 0 | 0 | 0 | 0
Total excluding storage |  | 917840.1578 | 747634.718 | 711385.1413 | 723491.6564 | 595570.297 | 477492.7738 | 381867.5786 | 432352.142 | 252136.5736 | 237299.8082 | 203337.1658 | 170037.869 | 186064.8794 | 171197.2265 | 95685.3332 | 101468.7711 | 157841.3999 | 166100.9064 | 204117.964 | 207443.7935 | 139826.408 | 153037.2523 | 159217.9185 | 80255.4747 | 77637.8947 | 108459.5688 | 162291.8648 | 256935.5632 | 241591.5811
Region | Technology | 2021-22 | 2022-23 | 2023-24 | 2024-25 | 2025-26 | 2026-27 | 2027-28 | 2028-29 | 2029-30 | 2030-31 | 2031-32 | 2032-33 | 2033-34 | 2034-35 | 2035-36 | 2036-37 | 2037-38 | 2038-39 | 2039-40 | 2040-41 | 2041-42 | 2042-43 | 2043-44 | 2044-45 | 2045-46 | 2046-47 | 2047-48 | 2048-49 | 2049-50
QLD1 | Black Coal | 812893.1404 | 718437.7904 | 719907.5079 | 608400.5095 | 582542.7215 | 542270.73 | 487225.6576 | 468765.5413 | 424125.0392 | 391882.9902 | 366562.812 | 372652.9276 | 366269.8159 | 330402.3627 | 312893.9305 | 263393.2524 | 188432.3201 | 181471.4066 | 165333.0062 | 156312.0586 | 145784.7585 | 129022.4674 | 96536.6338 | 73853.6744 | 56906.7205 | 39997.1008 | 36170.1603 | 33714.7835 | 29444.1946
QLD1 | Brown Coal | 0 | 0 | 0 | 0 | 0 | 0 | 0 | 0 | 0 | 0 | 0 | 0 | 0 | 0 | 0 | 0 | 0 | 0 | 0 | 0 | 0 | 0 | 0 | 0 | 0 | 0 | 0 | 0 | 0
QLD1 | CCGT | 89909.4426 | 87629.9875 | 92241.4497 | 102664.716 | 92760.3573 | 89404.7043 | 84594.7398 | 87737.8719 | 73956.1693 | 77517.8187 | 85107.0831 | 146502.9526 | 152023.1816 | 141093.4171 | 113598.4371 | 100383.7321 | 132741.9892 | 121230.2922 | 95878.0083 | 96422.3143 | 95680.7793 | 104093.8204 | 94539.8274 | 85481.0773 | 46374.8064 | 30882.9883 | 29712.3623 | 28388.5923 | 27194.2683
QLD1 | Gas - Steam | 2287.0475 | 2233.791 | 4294.112 | 4360.3865 | 4342.893 | 4180.1432 | 3822.9392 | 3557.1768 | 3420.923 | 3451.5672 | 3453.9275 | 3331.1658 | 3121.4815 | 3265.1432 | 2749.7368 | 2764.3142 | 7120.3135 | 5838.5705 | 5290.509 | 5196.668 | 5944.924 | 6590.1235 | 5898.48 | 5082.8185 | 6459.7875 | 0 | 0 | 0 | 0
QLD1 | OCGT / Diesel | 0.00031086 | 0.00030614 | 52.7973 | 2576.2083 | 487.9328 | 771.7102 | 1257.0964 | 4793.6623 | 421.9512 | 598.3304 | 2124.1914 | 14726.7672 | 7470.4783 | 4376.8184 | 4039.862 | 10743.902 | 49722.895 | 38489.6382 | 67760.8657 | 66207.9863 | 52096.9522 | 81597.9921 | 77745.3292 | 69005.3602 | 104804.0833 | 157251.3884 | 134634.9338 | 127059.2418 | 103515.9913
QLD1 | Hydro | 0 | 0 | 0 | 0 | 0 | 0 | 0 | 0 | 0 | 0 | 0 | 0 | 0 | 0 | 0 | 0 | 0 | 0 | 0 | 0 | 0 | 0 | 0 | 0 | 0 | 0 | 0 | 0 | 0
QLD1 | Wind | 0 | 0 | 0 | 0 | 0 | 0 | 0 | 0 | 0 | 0 | 0 | 0 | 0 | 0 | 0 | 0 | 0 | 0 | 0 | 0 | 0 | 0 | 0 | 0 | 0 | 0 | 0 | 0 | 0
QLD1 | Solar PV | 0 | 0 | 0 | 0 | 0 | 0 | 0 | 0 | 0 | 0 | 0 | 0 | 0 | 0 | 0 | 0 | 0 | 0 | 0 | 0 | 0 | 0 | 0 | 0 | 0 | 0 | 0 | 0 | 0
QLD1 | Grid Battery | 0 | 0 | 0 | 0 | 0 | 0 | 0 | 0 | 0 | 0 | 0 | 0 | 0 | 0 | 0 | 0 | 0 | 0 | 0 | 0 | 0 | 0 | 0 | 0 | 0 | 0 | 0 | 0 | 0
QLD1 | Pumped Hydro | 0 | 0 | 0 | 0 | 0 | 0 | 0 | 0 | 0 | 0 | 0 | 0 | 0 | 0 | 0 | 0 | 0 | 0 | 0 | 0 | 0 | 0 | 0 | 0 | 0 | 0 | 0 | 0 | 0
QLD1 | VPP | 0 | 0 | 0 | 0 | 0 | 0 | 0 | 0 | 0 | 0 | 0 | 0 | 0 | 0 | 0 | 0 | 0 | 0 | 0 | 0 | 0 | 0 | 0 | 0 | 0 | 0 | 0 | 0 | 0
Total excluding storage |  | 905089.6308 | 808301.5692 | 816495.8669 | 718001.8204 | 680133.9047 | 636627.2877 | 576900.433 | 564854.2523 | 501924.0826 | 473450.7065 | 457248.014 | 537213.8132 | 528884.9574 | 479137.7414 | 433281.9665 | 377285.2007 | 378017.5178 | 347029.9076 | 334262.3892 | 324139.0271 | 299507.4141 | 321304.4035 | 274720.2704 | 233422.9305 | 214545.3977 | 228131.4775 | 200517.4564 | 189162.6176 | 160154.4542
Region | Technology | 2021-22 | 2022-23 | 2023-24 | 2024-25 | 2025-26 | 2026-27 | 2027-28 | 2028-29 | 2029-30 | 2030-31 | 2031-32 | 2032-33 | 2033-34 | 2034-35 | 2035-36 | 2036-37 | 2037-38 | 2038-39 | 2039-40 | 2040-41 | 2041-42 | 2042-43 | 2043-44 | 2044-45 | 2045-46 | 2046-47 | 2047-48 | 2048-49 | 2049-50
VIC1 | Black Coal | 0 | 0 | 0 | 0 | 0 | 0 | 0 | 0 | 0 | 0 | 0 | 0 | 0 | 0 | 0 | 0 | 0 | 0 | 0 | 0 | 0 | 0 | 0 | 0 | 0 | 0 | 0 | 0 | 0
VIC1 | Brown Coal | 229248.5314 | 209296.6521 | 201245.52 | 148725.561 | 149500.0554 | 137081.7977 | 126370.6597 | 119174.591 | 108344.9249 | 105713.615 | 99121.4188 | 93504.9581 | 91083.4734 | 84339.0965 | 84866.4438 | 76649.3604 | 66723.8934 | 66905.8239 | 56154.0035 | 56724.6088 | 59719.5329 | 56691.6276 | 50382.7482 | 47298.2635 | 44376.0497 | 43893.5999 | 27661.2554 | 0 | 0
VIC1 | CCGT | 9.2098e-05 | 9.0385e-05 | 9.3648e-05 | 0.00010562 | 0.00010291 | 9.819e-05 | 9.8945e-05 | 0.00010355 | 0.00010012 | 9.7806e-05 | 0.00010213 | 0.00015142 | 0.00014561 | 0.00014217 | 0.00013417 | 0.00013193 | 0.00017688 | 0.00018101 | 0.00024716 | 0.00023165 | 0.00025747 | 0.00025666 | 0.00024635 | 0.0002201 | 0.00022109 | 0.00021328 | 0.00021469 | 0.00049382 | 0.00046108
VIC1 | Gas - Steam | 731.4177 | 241.508 | 815.8661 | 960.9598 | 337.9792 | 971.5784 | 434.0942 | 1117.4096 | 3.8434e-05 | 43.2444 | 4.2508e-05 | 1796.5828 | 761.4272 | 865.1046 | 1935.868 | 885.1083 | 5752.9115 | 4212.4555 | 0 | 0 | 0 | 0 | 0 | 0 | 0 | 0 | 0 | 0 | 0
VIC1 | OCGT / Diesel | 696.9903 | 0.00026852 | 748.405 | 171.4234 | 0.00034702 | 217.9102 | 135.9383 | 0.00035394 | 0.00033389 | 0.0003289 | 0.00034198 | 2935.665 | 1004.6719 | 1672.0738 | 767.172 | 291.4212 | 2957.252 | 779.1121 | 18503.3538 | 12069.1106 | 5903.1867 | 3692.5063 | 20732.0126 | 7228.7688 | 6980.8109 | 5093.8606 | 3441.249 | 27890.1928 | 32602.1133
VIC1 | Hydro | 0 | 0 | 0 | 0 | 0 | 0 | 0 | 0 | 0 | 0 | 0 | 0 | 0 | 0 | 0 | 0 | 0 | 0 | 0 | 0 | 0 | 0 | 0 | 0 | 0 | 0 | 0 | 0 | 0
VIC1 | Wind | 0 | 0 | 0 | 0 | 0 | 0 | 0 | 0 | 0 | 0 | 0 | 0 | 0 | 0 | 0 | 0 | 0 | 0 | 0 | 0 | 0 | 0 | 0 | 0 | 0 | 0 | 0 | 0 | 0
VIC1 | Solar PV | 0 | 0 | 0 | 0 | 0 | 0 | 0 | 0 | 0 | 0 | 0 | 0 | 0 | 0 | 0 | 0 | 0 | 0 | 0 | 0 | 0 | 0 | 0 | 0 | 0 | 0 | 0 | 0 | 0
VIC1 | Grid Battery | 0 | 0 | 0 | 0 | 0 | 0 | 0 | 0 | 0 | 0 | 0 | 0 | 0 | 0 | 0 | 0 | 0 | 0 | 0 | 0 | 0 | 0 | 0 | 0 | 0 | 0 | 0 | 0 | 0
VIC1 | Pumped Hydro | 0 | 0 | 0 | 0 | 0 | 0 | 0 | 0 | 0 | 0 | 0 | 0 | 0 | 0 | 0 | 0 | 0 | 0 | 0 | 0 | 0 | 0 | 0 | 0 | 0 | 0 | 0 | 0 | 0
VIC1 | VPP | 0 | 0 | 0 | 0 | 0 | 0 | 0 | 0 | 0 | 0 | 0 | 0 | 0 | 0 | 0 | 0 | 0 | 0 | 0 | 0 | 0 | 0 | 0 | 0 | 0 | 0 | 0 | 0 | 0
Total excluding storage |  | 230676.9396 | 209538.1605 | 202809.7912 | 149857.9444 | 149838.035 | 138271.2864 | 126940.6922 | 120292.0011 | 108344.9254 | 105756.8598 | 99121.4192 | 98237.2061 | 92849.5726 | 86876.275 | 87569.4839 | 77825.89 | 75434.0571 | 71897.3917 | 74657.3576 | 68793.7196 | 65622.7199 | 60384.1342 | 71114.7611 | 54527.0326 | 51356.8608 | 48987.4607 | 31102.5047 | 27890.1933 | 32602.1137
Region | Technology | 2021-22 | 2022-23 | 2023-24 | 2024-25 | 2025-26 | 2026-27 | 2027-28 | 2028-29 | 2029-30 | 2030-31 | 2031-32 | 2032-33 | 2033-34 | 2034-35 | 2035-36 | 2036-37 | 2037-38 | 2038-39 | 2039-40 | 2040-41 | 2041-42 | 2042-43 | 2043-44 | 2044-45 | 2045-46 | 2046-47 | 2047-48 | 2048-49 | 2049-50
SA1 | Black Coal | 0 | 0 | 0 | 0 | 0 | 0 | 0 | 0 | 0 | 0 | 0 | 0 | 0 | 0 | 0 | 0 | 0 | 0 | 0 | 0 | 0 | 0 | 0 | 0 | 0 | 0 | 0 | 0 | 0
SA1 | Brown Coal | 0 | 0 | 0 | 0 | 0 | 0 | 0 | 0 | 0 | 0 | 0 | 0 | 0 | 0 | 0 | 0 | 0 | 0 | 0 | 0 | 0 | 0 | 0 | 0 | 0 | 0 | 0 | 0 | 0
SA1 | CCGT | 93006.2441 | 87377.6701 | 39790.6521 | 30895.1261 | 29482.7901 | 28335.8701 | 27104.6001 | 26205.9181 | 24878.4321 | 23787.6001 | 22780.7941 | 40395.2242 | 35839.4002 | 52554.9122 | 24713.1521 | 26069.4461 | 0.00020331 | 0.00019701 | 0.0002346 | 0.00021943 | 0.00035198 | 0.00035225 | 0.00034097 | 0.00029878 | 0.00030176 | 0.0002923 | 0.00028057 | 0.00037578 | 0.00034805
SA1 | Gas - Steam | 82555.101 | 79815.925 | 72254.344 | 7801.0926 | 7421.79 | 7064.4309 | 6716.7494 | 6559.1504 | 6241.2523 | 5886.2153 | 5679.8758 | 13517.6325 | 6953.5901 | 23639.6379 | 0 | 0 | 0 | 0 | 0 | 0 | 0 | 0 | 0 | 0 | 0 | 0 | 0 | 0 | 0
SA1 | OCGT / Diesel | 3762.2547 | 1825.8023 | 7164.3967 | 813.8617 | 304.5827 | 1002.1529 | 436.7984 | 1000.3235 | 0.000654 | 102.7601 | 65.9187 | 9273.6442 | 6279.714 | 17474.4732 | 7881.8029 | 7815.8277 | 28224.9899 | 29189.3351 | 37212.6974 | 32399.8488 | 30608.5012 | 43117.7725 | 51069.9016 | 25188.1062 | 24576.0159 | 31380.0245 | 40794.4328 | 50558.6102 | 47738.5134
SA1 | Hydro | 0 | 0 | 0 | 0 | 0 | 0 | 0 | 0 | 0 | 0 | 0 | 0 | 0 | 0 | 0 | 0 | 0 | 0 | 0 | 0 | 0 | 0 | 0 | 0 | 0 | 0 | 0 | 0 | 0
SA1 | Wind | 0 | 0 | 0 | 0 | 0 | 0 | 0 | 0 | 0 | 0 | 0 | 0 | 0 | 0 | 0 | 0 | 0 | 0 | 0 | 0 | 0 | 0 | 0 | 0 | 0 | 0 | 0 | 0 | 0
SA1 | Solar PV | 0 | 0 | 0 | 0 | 0 | 0 | 0 | 0 | 0 | 0 | 0 | 0 | 0 | 0 | 0 | 0 | 0 | 0 | 0 | 0 | 0 | 0 | 0 | 0 | 0 | 0 | 0 | 0 | 0
SA1 | Grid Battery | 0 | 0 | 0 | 0 | 0 | 0 | 0 | 0 | 0 | 0 | 0 | 0 | 0 | 0 | 0 | 0 | 0 | 0 | 0 | 0 | 0 | 0 | 0 | 0 | 0 | 0 | 0 | 0 | 0
SA1 | Pumped Hydro | 0 | 0 | 0 | 0 | 0 | 0 | 0 | 0 | 0 | 0 | 0 | 0 | 0 | 0 | 0 | 0 | 0 | 0 | 0 | 0 | 0 | 0 | 0 | 0 | 0 | 0 | 0 | 0 | 0
SA1 | VPP | 0 | 0 | 0 | 0 | 0 | 0 | 0 | 0 | 0 | 0 | 0 | 0 | 0 | 0 | 0 | 0 | 0 | 0 | 0 | 0 | 0 | 0 | 0 | 0 | 0 | 0 | 0 | 0 | 0
Total excluding storage |  | 179323.5997 | 169019.3974 | 119209.3929 | 39510.0804 | 37209.1628 | 36402.4538 | 34258.1479 | 33765.392 | 31119.6851 | 29776.5755 | 28526.5885 | 63186.5009 | 49072.7043 | 93669.0232 | 32594.9551 | 33885.2739 | 28224.9902 | 29189.3353 | 37212.6976 | 32399.849 | 30608.5015 | 43117.7728 | 51069.9019 | 25188.1065 | 24576.0162 | 31380.0248 | 40794.4331 | 50558.6105 | 47738.5138
Region | Technology | 2021-22 | 2022-23 | 2023-24 | 2024-25 | 2025-26 | 2026-27 | 2027-28 | 2028-29 | 2029-30 | 2030-31 | 2031-32 | 2032-33 | 2033-34 | 2034-35 | 2035-36 | 2036-37 | 2037-38 | 2038-39 | 2039-40 | 2040-41 | 2041-42 | 2042-43 | 2043-44 | 2044-45 | 2045-46 | 2046-47 | 2047-48 | 2048-49 | 2049-50
TAS1 | Black Coal | 0 | 0 | 0 | 0 | 0 | 0 | 0 | 0 | 0 | 0 | 0 | 0 | 0 | 0 | 0 | 0 | 0 | 0 | 0 | 0 | 0 | 0 | 0 | 0 | 0 | 0 | 0 | 0 | 0
TAS1 | Brown Coal | 0 | 0 | 0 | 0 | 0 | 0 | 0 | 0 | 0 | 0 | 0 | 0 | 0 | 0 | 0 | 0 | 0 | 0 | 0 | 0 | 0 | 0 | 0 | 0 | 0 | 0 | 0 | 0 | 0
TAS1 | CCGT | 9.5911e-05 | 9.3265e-05 | 9.5713e-05 | 9.3953e-05 | 9.0367e-05 | 8.9005e-05 | 9.248e-05 | 9.4941e-05 | 9.3397e-05 | 9.2894e-05 | 9.3076e-05 | 0.00010641 | 0.00010182 | 9.8636e-05 | 9.4095e-05 | 9.0636e-05 | 9.407e-05 | 9.0015e-05 | 9.7999e-05 | 9.3578e-05 | 9.8807e-05 | 9.4222e-05 | 9.0922e-05 | 8.5848e-05 | 8.2488e-05 | 8.3205e-05 | 8.274e-05 | 8.8337e-05 | 8.3322e-05
TAS1 | Gas - Steam | 0 | 0 | 0 | 0 | 0 | 0 | 0 | 0 | 0 | 0 | 0 | 0 | 0 | 0 | 0 | 0 | 0 | 0 | 0 | 0 | 0 | 0 | 0 | 0 | 0 | 0 | 0 | 0 | 0
TAS1 | OCGT / Diesel | 0.00011591 | 0.00011085 | 0.00011419 | 0.00011358 | 0.00011161 | 0.0001129 | 0.00011555 | 0.00011874 | 0.0001174 | 0.00011678 | 0.00011646 | 79.3254 | 0.00012559 | 0.00012936 | 0.00011817 | 0.00011507 | 165.4826 | 0.000116 | 20.6206 | 20.9036 | 48.9807 | 26.5975 | 64.7865 | 40.7038 | 8.7403e-05 | 2.5961 | 20.4326 | 138.6245 | 95.7574
TAS1 | Hydro | 0 | 0 | 0 | 0 | 0 | 0 | 0 | 0 | 0 | 0 | 0 | 0 | 0 | 0 | 0 | 0 | 0 | 0 | 0 | 0 | 0 | 0 | 0 | 0 | 0 | 0 | 0 | 0 | 0
TAS1 | Wind | 0 | 0 | 0 | 0 | 0 | 0 | 0 | 0 | 0 | 0 | 0 | 0 | 0 | 0 | 0 | 0 | 0 | 0 | 0 | 0 | 0 | 0 | 0 | 0 | 0 | 0 | 0 | 0 | 0
TAS1 | Solar PV | 0 | 0 | 0 | 0 | 0 | 0 | 0 | 0 | 0 | 0 | 0 | 0 | 0 | 0 | 0 | 0 | 0 | 0 | 0 | 0 | 0 | 0 | 0 | 0 | 0 | 0 | 0 | 0 | 0
TAS1 | Grid Battery | 0 | 0 | 0 | 0 | 0 | 0 | 0 | 0 | 0 | 0 | 0 | 0 | 0 | 0 | 0 | 0 | 0 | 0 | 0 | 0 | 0 | 0 | 0 | 0 | 0 | 0 | 0 | 0 | 0
TAS1 | Pumped Hydro | 0 | 0 | 0 | 0 | 0 | 0 | 0 | 0 | 0 | 0 | 0 | 0 | 0 | 0 | 0 | 0 | 0 | 0 | 0 | 0 | 0 | 0 | 0 | 0 | 0 | 0 | 0 | 0 | 0
TAS1 | VPP | 0 | 0 | 0 | 0 | 0 | 0 | 0 | 0 | 0 | 0 | 0 | 0 | 0 | 0 | 0 | 0 | 0 | 0 | 0 | 0 | 0 | 0 | 0 | 0 | 0 | 0 | 0 | 0 | 0
Total excluding storage |  | 0.00021182 | 0.00020411 | 0.0002099 | 0.00020754 | 0.00020198 | 0.0002019 | 0.00020803 | 0.00021369 | 0.00021079 | 0.00020968 | 0.00020954 | 79.3255 | 0.00022741 | 0.000228 | 0.00021226 | 0.00020571 | 165.4827 | 0.00020601 | 20.6207 | 20.9037 | 48.9808 | 26.5976 | 64.7866 | 40.7039 | 0.00016989 | 2.5962 | 20.4327 | 138.6245 | 95.7575

## Marinus_Build Cost
New generation build cost (CAPEX) by technology ($000s) - Marinus Link, High DER Scenario
CAPEX (Install) | Real June 2020 dollars discounted to 1 July 2020. The total capital costs are annualised for modelling purposes.
Explicitly modelled generation
Region | Technology | 2021-22 | 2022-23 | 2023-24 | 2024-25 | 2025-26 | 2026-27 | 2027-28 | 2028-29 | 2029-30 | 2030-31 | 2031-32 | 2032-33 | 2033-34 | 2034-35 | 2035-36 | 2036-37 | 2037-38 | 2038-39 | 2039-40 | 2040-41 | 2041-42 | 2042-43 | 2043-44 | 2044-45 | 2045-46 | 2046-47 | 2047-48 | 2048-49 | 2049-50
NEM | Black Coal | 0 | 0 | 0 | 0 | 0 | 0 | 0 | 0 | 0 | 0 | 0 | 0 | 0 | 0 | 0 | 0 | 0 | 0 | 0 | 0 | 0 | 0 | 0 | 0 | 0 | 0 | 0 | 0 | 0
NEM | Brown Coal | 0 | 0 | 0 | 0 | 0 | 0 | 0 | 0 | 0 | 0 | 0 | 0 | 0 | 0 | 0 | 0 | 0 | 0 | 0 | 0 | 0 | 0 | 0 | 0 | 0 | 0 | 0 | 0 | 0
NEM | CCGT | 0.00014551 | 0.00013885 | 0.00013284 | 0.0001264 | 0.00012061 | 0.00011509 | 0.00011011 | 0.00010477 | 9.9975e-05 | 9.5396e-05 | 9.127e-05 | 0.00014504 | 0.0001384 | 0.00013206 | 0.00012635 | 0.00012022 | 0.00021961 | 0.00020955 | 0.00029543 | 0.00028111 | 0.00038131 | 0.00037706 | 0.00036075 | 0.00034327 | 0.00033694 | 0.00027647 | 0.00026451 | 0.00037411 | 0.00035698
NEM | Gas - Steam | 0 | 0 | 0 | 0 | 0 | 0 | 0 | 0 | 0 | 0 | 0 | 0 | 0 | 0 | 0 | 0 | 0 | 0 | 0 | 0 | 0 | 0 | 0 | 0 | 0 | 0 | 0 | 0 | 0
NEM | OCGT / Diesel | 0.00040989 | 0.00039111 | 0.0003742 | 0.00035606 | 0.00033975 | 0.00032419 | 0.00031017 | 0.00029514 | 0.00028162 | 0.00026872 | 0.0002571 | 0.00025446 | 0.0002428 | 0.00023168 | 0.00022166 | 0.00021092 | 0.0003153 | 0.00030086 | 13890.8992 | 13217.611 | 22003.2165 | 20995.4356 | 20087.4096 | 59313.0091 | 67079.0838 | 92206.504 | 88218.6895 | 107712.5122 | 102779.1147
NEM | Hydro | 0 | 0 | 0 | 0 | 0 | 0 | 0 | 0 | 0 | 0 | 0 | 0 | 0 | 0 | 0 | 0 | 0 | 0 | 0 | 0 | 0 | 0 | 0 | 0 | 0 | 0 | 0 | 0 | 0
NEM | Wind | 0.0047936 | 90911.0912 | 188682.0142 | 279071.8855 | 414484.8137 | 487521.6039 | 597368.336 | 686633.5609 | 962571.6058 | 929109.8744 | 899048.2792 | 908381.0015 | 907138.3517 | 880252.5913 | 857755.1961 | 893850.7543 | 1125910.2952 | 1113717.285 | 1086703.6613 | 1040358.9745 | 1105529.9698 | 1136034.3234 | 1132640.8132 | 1084167.6388 | 1086976.7843 | 1102549.7686 | 1099380.5489 | 1062166.8762 | 1041608.4284
NEM | Solar PV | 0.00048644 | 0.00068713 | 0.0006765 | 0.00071977 | 0.0008389 | 0.00083922 | 0.001485 | 10383.573 | 172822.464 | 164906.9312 | 157774.9154 | 150127.6066 | 143251.533 | 136690.394 | 130778.7076 | 124439.8977 | 118740.3697 | 113301.8794 | 108401.7167 | 103147.5159 | 103696.0976 | 168089.1996 | 160819.5686 | 153024.686 | 149185.1715 | 204061.1165 | 196576.9898 | 218369.9279 | 218516.8498
NEM | Grid Battery | 0.00084616 | 0.00080741 | 0.00077249 | 0.00073504 | 0.00070138 | 0.00068067 | 0.00070049 | 0.00075191 | 0.0016457 | 0.0015809 | 0.0015196 | 0.0017626 | 0.001775 | 0.0017032 | 0.0016943 | 0.0017205 | 0.0035765 | 0.0034455 | 0.0038379 | 0.0036519 | 0.018724 | 0.01952 | 0.018675 | 3807.1261 | 3955.5654 | 7236.0822 | 6923.1308 | 6587.5693 | 6285.8482
NEM | Pumped Hydro | 0 | 0 | 0.00122 | 0.0012669 | 0.0012325 | 0.001198 | 0.001179 | 0.0011831 | 241735.9732 | 230664.0965 | 220688.1665 | 209991.4692 | 200373.5395 | 191196.1254 | 182927.1352 | 174060.7047 | 243352.8051 | 232206.8751 | 222164.2228 | 211395.9807 | 211467.2448 | 254635.4077 | 243622.7489 | 231814.4178 | 221196.9634 | 276212.6248 | 264266.7787 | 277153.98 | 264459.9044
NEM | VPP | 0 | 0 | 0 | 0 | 0 | 0 | 0 | 0 | 0 | 0 | 0 | 0 | 0 | 0 | 0 | 0 | 0 | 0 | 0 | 0 | 0 | 0 | 0 | 0 | 0 | 0 | 0 | 0 | 0
Total excluding storage |  | 0.0058355 | 90911.0924 | 188682.0154 | 279071.8867 | 414484.815 | 487521.6052 | 597368.3379 | 697017.1342 | 1135394.0702 | 1094016.806 | 1056823.195 | 1058508.6085 | 1050389.885 | 1016942.9857 | 988533.9041 | 1018290.6523 | 1244650.6654 | 1227019.165 | 1208996.2775 | 1156724.1016 | 1231229.2844 | 1325118.959 | 1313547.7918 | 1296505.3342 | 1303241.0399 | 1398817.3893 | 1384176.2285 | 1388249.3167 | 1362904.3933
Region | Technology | 2021-22 | 2022-23 | 2023-24 | 2024-25 | 2025-26 | 2026-27 | 2027-28 | 2028-29 | 2029-30 | 2030-31 | 2031-32 | 2032-33 | 2033-34 | 2034-35 | 2035-36 | 2036-37 | 2037-38 | 2038-39 | 2039-40 | 2040-41 | 2041-42 | 2042-43 | 2043-44 | 2044-45 | 2045-46 | 2046-47 | 2047-48 | 2048-49 | 2049-50
NSW1 | Black Coal | 0 | 0 | 0 | 0 | 0 | 0 | 0 | 0 | 0 | 0 | 0 | 0 | 0 | 0 | 0 | 0 | 0 | 0 | 0 | 0 | 0 | 0 | 0 | 0 | 0 | 0 | 0 | 0 | 0
NSW1 | Brown Coal | 0 | 0 | 0 | 0 | 0 | 0 | 0 | 0 | 0 | 0 | 0 | 0 | 0 | 0 | 0 | 0 | 0 | 0 | 0 | 0 | 0 | 0 | 0 | 0 | 0 | 0 | 0 | 0 | 0
NSW1 | CCGT | 3.025e-05 | 2.8864e-05 | 2.7616e-05 | 2.6278e-05 | 2.5074e-05 | 2.3926e-05 | 2.2891e-05 | 2.1781e-05 | 2.0784e-05 | 1.9832e-05 | 1.8974e-05 | 3.3872e-05 | 3.232e-05 | 3.084e-05 | 2.9506e-05 | 2.8076e-05 | 7.3521e-05 | 7.0154e-05 | 0.00010317 | 9.8165e-05 | 0.00013581 | 0.00012958 | 0.00012398 | 0.00011797 | 0.00011257 | 9.805e-05 | 9.381e-05 | 0.0001238 | 0.00011813
NSW1 | Gas - Steam | 0 | 0 | 0 | 0 | 0 | 0 | 0 | 0 | 0 | 0 | 0 | 0 | 0 | 0 | 0 | 0 | 0 | 0 | 0 | 0 | 0 | 0 | 0 | 0 | 0 | 0 | 0 | 0 | 0
NSW1 | OCGT / Diesel | 8.1671e-05 | 7.793e-05 | 7.456e-05 | 7.0946e-05 | 6.7696e-05 | 6.4596e-05 | 6.1802e-05 | 5.8806e-05 | 5.6113e-05 | 5.3543e-05 | 5.1227e-05 | 5.3116e-05 | 5.0683e-05 | 4.8362e-05 | 4.627e-05 | 4.4028e-05 | 0.00010654 | 0.00010166 | 4875.6995 | 4639.3756 | 11383.7557 | 10862.3623 | 10392.5789 | 39012.428 | 37225.5992 | 35520.6099 | 33984.3885 | 49685.405 | 47409.7376
NSW1 | Hydro | 0 | 0 | 0 | 0 | 0 | 0 | 0 | 0 | 0 | 0 | 0 | 0 | 0 | 0 | 0 | 0 | 0 | 0 | 0 | 0 | 0 | 0 | 0 | 0 | 0 | 0 | 0 | 0 | 0
NSW1 | Wind | 0.00085244 | 90911.0874 | 173256.1862 | 246311.8579 | 314919.934 | 379360.7341 | 438043.0682 | 471626.5572 | 694224.9349 | 662428.3728 | 633779.1848 | 603060.0726 | 575439.0003 | 549083.0154 | 525335.8706 | 499872.9776 | 482398.6646 | 460304.0701 | 440396.5022 | 419050.5984 | 492982.5923 | 482472.9249 | 461606.5821 | 439232.6312 | 432488.6117 | 412679.9726 | 376404.4505 | 343600.8654 | 302655.2002
NSW1 | Solar PV | 0.00010749 | 0.00025683 | 0.0002538 | 0.0002818 | 0.00042099 | 0.00044045 | 0.00099897 | 10383.5725 | 172822.4634 | 164906.9306 | 157774.9148 | 150127.6057 | 143251.5321 | 136690.3932 | 130778.7068 | 124439.8969 | 118740.3596 | 113301.8698 | 108401.7075 | 103147.5049 | 98423.1917 | 123285.8128 | 117953.8576 | 112236.6648 | 107096.0542 | 134273.889 | 129807.9714 | 123516.2128 | 125876.6732
NSW1 | Grid Battery | 0.00027565 | 0.00026303 | 0.00025165 | 0.00023945 | 0.00022849 | 0.00021802 | 0.00022232 | 0.00022163 | 0.00092846 | 0.00088593 | 0.00084762 | 0.00085843 | 0.00081911 | 0.0007816 | 0.00076672 | 0.00075287 | 0.00080101 | 0.00076432 | 0.0008908 | 0.00084762 | 0.0011954 | 0.0011406 | 0.0010913 | 0.0010675 | 0.0010186 | 0.00097193 | 0.00092452 | 0.001171 | 0.00083686
NSW1 | Pumped Hydro | 0 | 0 | 0.00033574 | 0.00036088 | 0.00034435 | 0.00032858 | 0.00031436 | 0.00031063 | 241735.9723 | 230664.0956 | 220688.1657 | 209991.4678 | 200373.5379 | 191196.1239 | 182927.1337 | 174060.7032 | 166088.4573 | 158481.3523 | 151627.2348 | 144277.9021 | 137669.7541 | 131364.2691 | 125682.9309 | 119591.1119 | 114113.6564 | 108887.0766 | 104177.8485 | 99128.3753 | 94588.1443
NSW1 | VPP | 0 | 0 | 0 | 0 | 0 | 0 | 0 | 0 | 0 | 0 | 0 | 0 | 0 | 0 | 0 | 0 | 0 | 0 | 0 | 0 | 0 | 0 | 0 | 0 | 0 | 0 | 0 | 0 | 0
Total excluding storage |  | 0.0010719 | 90911.0877 | 173256.1866 | 246311.8582 | 314919.9345 | 379360.7347 | 438043.0693 | 482010.1297 | 867047.3984 | 827335.3035 | 791554.0997 | 753187.6784 | 718690.5325 | 685773.4086 | 656114.5775 | 624312.8746 | 601139.0244 | 573605.9401 | 553673.9093 | 526837.479 | 602789.5398 | 616621.1002 | 589953.0188 | 590481.7241 | 576810.2652 | 582474.4716 | 540196.8105 | 516802.4834 | 475941.6112
Region | Technology | 2021-22 | 2022-23 | 2023-24 | 2024-25 | 2025-26 | 2026-27 | 2027-28 | 2028-29 | 2029-30 | 2030-31 | 2031-32 | 2032-33 | 2033-34 | 2034-35 | 2035-36 | 2036-37 | 2037-38 | 2038-39 | 2039-40 | 2040-41 | 2041-42 | 2042-43 | 2043-44 | 2044-45 | 2045-46 | 2046-47 | 2047-48 | 2048-49 | 2049-50
QLD1 | Black Coal | 0 | 0 | 0 | 0 | 0 | 0 | 0 | 0 | 0 | 0 | 0 | 0 | 0 | 0 | 0 | 0 | 0 | 0 | 0 | 0 | 0 | 0 | 0 | 0 | 0 | 0 | 0 | 0 | 0
QLD1 | Brown Coal | 0 | 0 | 0 | 0 | 0 | 0 | 0 | 0 | 0 | 0 | 0 | 0 | 0 | 0 | 0 | 0 | 0 | 0 | 0 | 0 | 0 | 0 | 0 | 0 | 0 | 0 | 0 | 0 | 0
QLD1 | CCGT | 3.3414e-05 | 3.1883e-05 | 3.0505e-05 | 2.9026e-05 | 2.7697e-05 | 2.6428e-05 | 2.5285e-05 | 2.4059e-05 | 2.2958e-05 | 2.1906e-05 | 2.0959e-05 | 3.4879e-05 | 3.3281e-05 | 3.1757e-05 | 3.0383e-05 | 2.8911e-05 | 5.8916e-05 | 5.6218e-05 | 8.326e-05 | 7.9224e-05 | 0.00010019 | 0.00010882 | 0.00010411 | 9.9065e-05 | 0.00010392 | 8.8816e-05 | 8.4975e-05 | 8.0856e-05 | 7.7153e-05
QLD1 | Gas - Steam | 0 | 0 | 0 | 0 | 0 | 0 | 0 | 0 | 0 | 0 | 0 | 0 | 0 | 0 | 0 | 0 | 0 | 0 | 0 | 0 | 0 | 0 | 0 | 0 | 0 | 0 | 0 | 0 | 0
QLD1 | OCGT / Diesel | 8.2876e-05 | 7.908e-05 | 7.566e-05 | 7.1993e-05 | 6.8695e-05 | 6.5549e-05 | 6.2714e-05 | 5.9674e-05 | 5.6941e-05 | 5.4333e-05 | 5.1983e-05 | 5.4912e-05 | 5.2397e-05 | 4.9997e-05 | 4.7835e-05 | 4.5516e-05 | 7.1374e-05 | 6.8105e-05 | 9015.1995 | 8578.2351 | 8185.3388 | 7810.4378 | 7472.6463 | 7110.449 | 17267.4806 | 44676.3484 | 42744.153 | 45387.3069 | 43308.499
QLD1 | Hydro | 0 | 0 | 0 | 0 | 0 | 0 | 0 | 0 | 0 | 0 | 0 | 0 | 0 | 0 | 0 | 0 | 0 | 0 | 0 | 0 | 0 | 0 | 0 | 0 | 0 | 0 | 0 | 0 | 0
QLD1 | Wind | 0.001636 | 0.0015807 | 0.0015123 | 3510.6346 | 57826.9309 | 55178.3692 | 96107.2567 | 142996.2534 | 188374.1515 | 179746.3277 | 171972.5267 | 163637.0631 | 158626.9399 | 157512.5106 | 150700.294 | 186112.1174 | 300803.92 | 287026.6411 | 274613.1025 | 261302.6768 | 269030.488 | 314995.6881 | 301372.5237 | 293190.706 | 294362.1352 | 305952.7925 | 292720.7218 | 278532.6246 | 309980.4085
QLD1 | Solar PV | 0.00016058 | 0.00021348 | 0.00020425 | 0.00019435 | 0.00018545 | 0.00017695 | 0.00027379 | 0.00026052 | 0.00044006 | 0.0004199 | 0.00040174 | 0.00038227 | 0.00036476 | 0.00034806 | 0.000333 | 0.00031686 | 0.0091861 | 0.0087653 | 0.0083862 | 0.010137 | 5272.9052 | 44803.3858 | 42865.6961 | 40788.007 | 38919.854 | 66763.1212 | 63875.7008 | 60779.6622 | 57995.8608
QLD1 | Grid Battery | 0.00014023 | 0.0001338 | 0.00012802 | 0.00012181 | 0.00011623 | 0.00011091 | 0.00013141 | 0.00016033 | 0.00019681 | 0.0001878 | 0.00018681 | 0.00027812 | 0.00035849 | 0.00034207 | 0.00032727 | 0.00031141 | 0.0020762 | 0.0019811 | 0.0018954 | 0.0018036 | 0.013632 | 0.014661 | 0.014027 | 2236.3352 | 2133.9076 | 5497.8591 | 5260.0837 | 5005.1288 | 4775.8862
QLD1 | Pumped Hydro | 0 | 0 | 0.00016771 | 0.00019898 | 0.00018987 | 0.00018117 | 0.00017334 | 0.0001951 | 0.00018616 | 0.00017764 | 0.00019077 | 0.00044447 | 0.00064947 | 0.00061972 | 0.00059292 | 0.00056418 | 77264.3467 | 73725.5216 | 70536.9862 | 67118.0768 | 73797.4872 | 123271.1352 | 117939.8147 | 112223.3026 | 107083.304 | 167325.5452 | 160088.9274 | 152329.4587 | 145352.5369
QLD1 | VPP | 0 | 0 | 0 | 0 | 0 | 0 | 0 | 0 | 0 | 0 | 0 | 0 | 0 | 0 | 0 | 0 | 0 | 0 | 0 | 0 | 0 | 0 | 0 | 0 | 0 | 0 | 0 | 0 | 0
Total excluding storage |  | 0.0019129 | 0.0019052 | 0.0018228 | 3510.6349 | 57826.9312 | 55178.3694 | 96107.2571 | 142996.2537 | 188374.152 | 179746.3282 | 171972.5272 | 163637.0636 | 158626.9404 | 157512.511 | 150700.2945 | 186112.1178 | 300803.9293 | 287026.65 | 283628.3104 | 269880.9221 | 282488.732 | 367609.5118 | 351710.8662 | 341089.1621 | 350549.4699 | 417392.2622 | 399340.5756 | 384699.5937 | 411284.7684
Region | Technology | 2021-22 | 2022-23 | 2023-24 | 2024-25 | 2025-26 | 2026-27 | 2027-28 | 2028-29 | 2029-30 | 2030-31 | 2031-32 | 2032-33 | 2033-34 | 2034-35 | 2035-36 | 2036-37 | 2037-38 | 2038-39 | 2039-40 | 2040-41 | 2041-42 | 2042-43 | 2043-44 | 2044-45 | 2045-46 | 2046-47 | 2047-48 | 2048-49 | 2049-50
VIC1 | Black Coal | 0 | 0 | 0 | 0 | 0 | 0 | 0 | 0 | 0 | 0 | 0 | 0 | 0 | 0 | 0 | 0 | 0 | 0 | 0 | 0 | 0 | 0 | 0 | 0 | 0 | 0 | 0 | 0 | 0
VIC1 | Brown Coal | 0 | 0 | 0 | 0 | 0 | 0 | 0 | 0 | 0 | 0 | 0 | 0 | 0 | 0 | 0 | 0 | 0 | 0 | 0 | 0 | 0 | 0 | 0 | 0 | 0 | 0 | 0 | 0 | 0
VIC1 | CCGT | 2.8438e-05 | 2.7135e-05 | 2.5962e-05 | 2.4703e-05 | 2.3572e-05 | 2.2492e-05 | 2.152e-05 | 2.0477e-05 | 1.9539e-05 | 1.8644e-05 | 1.7837e-05 | 2.9297e-05 | 2.7955e-05 | 2.6675e-05 | 2.5521e-05 | 2.4284e-05 | 3.429e-05 | 3.272e-05 | 4.8759e-05 | 4.6396e-05 | 5.3276e-05 | 5.0836e-05 | 4.8637e-05 | 4.628e-05 | 4.416e-05 | 3.3337e-05 | 3.1895e-05 | 9.2941e-05 | 8.8684e-05
VIC1 | Gas - Steam | 0 | 0 | 0 | 0 | 0 | 0 | 0 | 0 | 0 | 0 | 0 | 0 | 0 | 0 | 0 | 0 | 0 | 0 | 0 | 0 | 0 | 0 | 0 | 0 | 0 | 0 | 0 | 0 | 0
VIC1 | OCGT / Diesel | 8.2105e-05 | 7.8344e-05 | 7.4956e-05 | 7.1323e-05 | 6.8056e-05 | 6.4939e-05 | 6.2131e-05 | 5.9119e-05 | 5.6411e-05 | 5.3828e-05 | 5.15e-05 | 4.9004e-05 | 4.6759e-05 | 4.4618e-05 | 4.2688e-05 | 4.0619e-05 | 4.2213e-05 | 4.028e-05 | 7.8231e-05 | 7.4439e-05 | 0.00014408 | 0.00013748 | 0.00013153 | 0.00024006 | 0.00022906 | 0.00019316 | 0.00018481 | 1706.5769 | 1628.413
VIC1 | Hydro | 0 | 0 | 0 | 0 | 0 | 0 | 0 | 0 | 0 | 0 | 0 | 0 | 0 | 0 | 0 | 0 | 0 | 0 | 0 | 0 | 0 | 0 | 0 | 0 | 0 | 0 | 0 | 0 | 0
VIC1 | Wind | 0.00057333 | 0.00054707 | 0.00052341 | 0.00060928 | 0.00058137 | 0.00055474 | 0.00053075 | 0.0005706 | 0.00054446 | 0.00051953 | 0.00053781 | 9307.8593 | 37701.2192 | 35974.4461 | 34418.5969 | 38788.8035 | 120614.1039 | 127449.2974 | 121937.2772 | 116027.0093 | 110712.7955 | 116424.399 | 157127.726 | 149511.7859 | 160655.8799 | 193393.3872 | 247971.6652 | 258004.8463 | 259790.9826
VIC1 | Solar PV | 4.528e-05 | 4.3206e-05 | 4.1337e-05 | 7.5092e-05 | 7.1653e-05 | 6.8371e-05 | 6.5414e-05 | 6.2243e-05 | 5.9393e-05 | 5.6672e-05 | 6.3823e-05 | 0.0001326 | 0.00012652 | 0.00012073 | 0.00011551 | 0.00011728 | 0.00025654 | 0.00024479 | 0.0002342 | 0.00022285 | 0.00021265 | 0.00032164 | 0.00030772 | 0.00029281 | 0.00030179 | 0.00042192 | 0.0004568 | 31320.9741 | 29886.4256
VIC1 | Grid Battery | 0.00014248 | 0.00013596 | 0.00013008 | 0.00012377 | 0.0001181 | 0.00011269 | 0.00010782 | 0.0001144 | 0.00016742 | 0.00015975 | 0.00015284 | 0.00020432 | 0.00019496 | 0.00018603 | 0.00019562 | 0.00021407 | 0.00022277 | 0.00023385 | 0.00034977 | 0.00033282 | 0.00066396 | 0.00063355 | 0.00060615 | 0.00057677 | 0.00055035 | 0.00052514 | 0.00050243 | 0.00093222 | 0.00086672
VIC1 | Pumped Hydro | 0 | 0 | 0.00018841 | 0.00020452 | 0.00019516 | 0.00018622 | 0.00017816 | 0.00016953 | 0.00016176 | 0.00015435 | 0.00016214 | 0.00026969 | 0.00025734 | 0.00024555 | 0.00023493 | 0.00027332 | 0.00035804 | 0.00040232 | 0.00065589 | 0.0006241 | 0.0022501 | 0.002147 | 0.0020542 | 0.0019546 | 0.0018651 | 0.0017797 | 0.0017027 | 25696.1449 | 24519.2222
VIC1 | VPP | 0 | 0 | 0 | 0 | 0 | 0 | 0 | 0 | 0 | 0 | 0 | 0 | 0 | 0 | 0 | 0 | 0 | 0 | 0 | 0 | 0 | 0 | 0 | 0 | 0 | 0 | 0 | 0 | 0
Total excluding storage |  | 0.00072915 | 0.00069576 | 0.00066567 | 0.0007804 | 0.00074465 | 0.00071055 | 0.00067982 | 0.00071244 | 0.00067981 | 0.00064867 | 0.00067097 | 9307.8595 | 37701.2194 | 35974.4463 | 34418.5971 | 38788.8036 | 120614.1042 | 127449.2978 | 121937.2776 | 116027.0096 | 110712.7959 | 116424.3995 | 157127.7264 | 149511.7865 | 160655.8804 | 193393.3878 | 247971.6659 | 291032.3973 | 291305.8214
Region | Technology | 2021-22 | 2022-23 | 2023-24 | 2024-25 | 2025-26 | 2026-27 | 2027-28 | 2028-29 | 2029-30 | 2030-31 | 2031-32 | 2032-33 | 2033-34 | 2034-35 | 2035-36 | 2036-37 | 2037-38 | 2038-39 | 2039-40 | 2040-41 | 2041-42 | 2042-43 | 2043-44 | 2044-45 | 2045-46 | 2046-47 | 2047-48 | 2048-49 | 2049-50
SA1 | Black Coal | 0 | 0 | 0 | 0 | 0 | 0 | 0 | 0 | 0 | 0 | 0 | 0 | 0 | 0 | 0 | 0 | 0 | 0 | 0 | 0 | 0 | 0 | 0 | 0 | 0 | 0 | 0 | 0 | 0
SA1 | Brown Coal | 0 | 0 | 0 | 0 | 0 | 0 | 0 | 0 | 0 | 0 | 0 | 0 | 0 | 0 | 0 | 0 | 0 | 0 | 0 | 0 | 0 | 0 | 0 | 0 | 0 | 0 | 0 | 0 | 0
SA1 | CCGT | 2.8002e-05 | 2.6719e-05 | 2.5564e-05 | 2.4325e-05 | 2.3211e-05 | 2.2148e-05 | 2.119e-05 | 2.0163e-05 | 1.9239e-05 | 1.8358e-05 | 1.7564e-05 | 3.1828e-05 | 3.0371e-05 | 2.898e-05 | 2.7726e-05 | 2.6382e-05 | 4.0888e-05 | 3.9015e-05 | 4.9298e-05 | 4.6909e-05 | 8.2098e-05 | 7.8338e-05 | 7.495e-05 | 7.1317e-05 | 6.805e-05 | 5.6268e-05 | 5.3834e-05 | 7.6516e-05 | 7.3012e-05
SA1 | Gas - Steam | 0 | 0 | 0 | 0 | 0 | 0 | 0 | 0 | 0 | 0 | 0 | 0 | 0 | 0 | 0 | 0 | 0 | 0 | 0 | 0 | 0 | 0 | 0 | 0 | 0 | 0 | 0 | 0 | 0
SA1 | OCGT / Diesel | 8.23e-05 | 7.8531e-05 | 7.5135e-05 | 7.1493e-05 | 6.8218e-05 | 6.5094e-05 | 6.2279e-05 | 5.926e-05 | 5.6546e-05 | 5.3956e-05 | 5.1622e-05 | 4.912e-05 | 4.687e-05 | 4.4724e-05 | 4.2789e-05 | 4.0715e-05 | 5.6962e-05 | 5.4353e-05 | 0.00012942 | 0.00012314 | 2434.1218 | 2322.6353 | 2222.1843 | 13190.1318 | 12586.0036 | 12009.5454 | 11490.1478 | 10933.2234 | 10432.465
SA1 | Hydro | 0 | 0 | 0 | 0 | 0 | 0 | 0 | 0 | 0 | 0 | 0 | 0 | 0 | 0 | 0 | 0 | 0 | 0 | 0 | 0 | 0 | 0 | 0 | 0 | 0 | 0 | 0 | 0 | 0
SA1 | Wind | 0.0010697 | 0.0010207 | 0.0012243 | 0.0011649 | 0.0011116 | 0.0010607 | 0.0010148 | 0.0010983 | 0.001048 | 0.00099995 | 0.0010251 | 34006.0762 | 32448.546 | 30962.353 | 37144.0216 | 56710.3309 | 107714.7788 | 122982.0503 | 132112.2334 | 125708.7879 | 119951.1341 | 114457.1893 | 109507.0612 | 104199.2834 | 105926.997 | 101264.8756 | 96885.2982 | 105530.0071 | 100696.5716
SA1 | Solar PV | 0.00015349 | 0.00015491 | 0.00014821 | 0.00014103 | 0.00013457 | 0.0001284 | 0.00012285 | 0.0001169 | 0.00011154 | 0.00010643 | 0.00014552 | 0.00034963 | 0.00034179 | 0.00032613 | 0.00031203 | 0.00030471 | 0.00056476 | 0.00053889 | 0.00051558 | 0.00049059 | 0.00046812 | 0.00055821 | 0.014546 | 0.013841 | 3169.263 | 3024.1059 | 2893.3171 | 2753.0788 | 4757.8901
SA1 | Grid Battery | 0.00015039 | 0.0001435 | 0.0001373 | 0.00013064 | 0.00012466 | 0.00013037 | 0.00012473 | 0.00013067 | 0.00018903 | 0.00018037 | 0.00017257 | 0.00023566 | 0.00022486 | 0.00021456 | 0.00022803 | 0.00026099 | 0.00028337 | 0.00028194 | 0.00044383 | 0.00042232 | 0.0029897 | 0.0028527 | 0.0027294 | 1570.7891 | 1821.656 | 1738.2214 | 1663.0455 | 1582.4381 | 1509.96
SA1 | Pumped Hydro | 0 | 0 | 0.00021465 | 0.00020424 | 0.00019489 | 0.00018596 | 0.00017792 | 0.00016929 | 0.00016154 | 0.00015414 | 0.00014748 | 0.00020439 | 0.00019502 | 0.00018609 | 0.00019665 | 0.00021784 | 0.00024892 | 0.00025852 | 0.00027817 | 0.00026469 | 0.0005093 | 0.00048598 | 0.00046496 | 0.00059135 | 0.00056426 | 0.00053842 | 0.00051513 | 0.00049016 | 0.00046771
SA1 | VPP | 0 | 0 | 0 | 0 | 0 | 0 | 0 | 0 | 0 | 0 | 0 | 0 | 0 | 0 | 0 | 0 | 0 | 0 | 0 | 0 | 0 | 0 | 0 | 0 | 0 | 0 | 0 | 0 | 0
Total excluding storage |  | 0.0013335 | 0.0012809 | 0.0014732 | 0.0014018 | 0.0013376 | 0.0012763 | 0.0012211 | 0.0012946 | 0.0012353 | 0.0011787 | 0.0012398 | 34006.0766 | 32448.5464 | 30962.3534 | 37144.022 | 56710.3313 | 107714.7794 | 122982.0509 | 132112.2341 | 125708.7885 | 122385.2565 | 116779.8252 | 111729.26 | 117389.4291 | 121682.2637 | 116298.5269 | 111268.7631 | 119216.3094 | 115886.9268
Region | Technology | 2021-22 | 2022-23 | 2023-24 | 2024-25 | 2025-26 | 2026-27 | 2027-28 | 2028-29 | 2029-30 | 2030-31 | 2031-32 | 2032-33 | 2033-34 | 2034-35 | 2035-36 | 2036-37 | 2037-38 | 2038-39 | 2039-40 | 2040-41 | 2041-42 | 2042-43 | 2043-44 | 2044-45 | 2045-46 | 2046-47 | 2047-48 | 2048-49 | 2049-50
TAS1 | Black Coal | 0 | 0 | 0 | 0 | 0 | 0 | 0 | 0 | 0 | 0 | 0 | 0 | 0 | 0 | 0 | 0 | 0 | 0 | 0 | 0 | 0 | 0 | 0 | 0 | 0 | 0 | 0 | 0 | 0
TAS1 | Brown Coal | 0 | 0 | 0 | 0 | 0 | 0 | 0 | 0 | 0 | 0 | 0 | 0 | 0 | 0 | 0 | 0 | 0 | 0 | 0 | 0 | 0 | 0 | 0 | 0 | 0 | 0 | 0 | 0 | 0
TAS1 | CCGT | 2.5406e-05 | 2.4243e-05 | 2.3194e-05 | 2.207e-05 | 2.1059e-05 | 2.0095e-05 | 1.9226e-05 | 1.8294e-05 | 1.7456e-05 | 1.6656e-05 | 1.5936e-05 | 1.5164e-05 | 1.4469e-05 | 1.3806e-05 | 1.3209e-05 | 1.2569e-05 | 1.1993e-05 | 1.1444e-05 | 1.0949e-05 | 1.0418e-05 | 9.9412e-06 | 9.4858e-06 | 9.0756e-06 | 8.6357e-06 | 8.2402e-06 | 0 | 0 | 0 | 0
TAS1 | Gas - Steam | 0 | 0 | 0 | 0 | 0 | 0 | 0 | 0 | 0 | 0 | 0 | 0 | 0 | 0 | 0 | 0 | 0 | 0 | 0 | 0 | 0 | 0 | 0 | 0 | 0 | 0 | 0 | 0 | 0
TAS1 | OCGT / Diesel | 8.0936e-05 | 7.7229e-05 | 7.3889e-05 | 7.0308e-05 | 6.7088e-05 | 6.4015e-05 | 6.1246e-05 | 5.8278e-05 | 5.5609e-05 | 5.3062e-05 | 5.0767e-05 | 4.8306e-05 | 4.6094e-05 | 4.3982e-05 | 4.208e-05 | 4.0041e-05 | 3.8207e-05 | 3.6457e-05 | 6.0424e-05 | 5.7495e-05 | 6.2428e-05 | 5.9569e-05 | 5.6992e-05 | 5.423e-05 | 5.1746e-05 | 2.4328e-05 | 2.3276e-05 | 3.3953e-05 | 3.2398e-05
TAS1 | Hydro | 0 | 0 | 0 | 0 | 0 | 0 | 0 | 0 | 0 | 0 | 0 | 0 | 0 | 0 | 0 | 0 | 0 | 0 | 0 | 0 | 0 | 0 | 0 | 0 | 0 | 0 | 0 | 0 | 0
TAS1 | Wind | 0.00066209 | 0.00063177 | 15425.8247 | 29249.3913 | 41737.9471 | 52982.499 | 63218.0095 | 72010.7486 | 79972.5177 | 86935.1724 | 93296.5661 | 98369.9302 | 102922.6462 | 106720.2662 | 110156.413 | 112366.525 | 114378.8279 | 115955.2261 | 117644.5459 | 118269.9021 | 112852.96 | 107684.1221 | 103026.9202 | 98033.2322 | 93543.1605 | 89258.7407 | 85398.4132 | 76498.5327 | 68485.2654
TAS1 | Solar PV | 1.9595e-05 | 1.8697e-05 | 2.8905e-05 | 2.7504e-05 | 2.6245e-05 | 2.5042e-05 | 2.3959e-05 | 2.2798e-05 | 2.1754e-05 | 2.0758e-05 | 2.8773e-05 | 2.7378e-05 | 3.4182e-05 | 3.2616e-05 | 3.7595e-05 | 3.5773e-05 | 4.4709e-05 | 4.5475e-05 | 5.5639e-05 | 8.8106e-05 | 8.4071e-05 | 8.022e-05 | 7.6751e-05 | 7.3031e-05 | 6.9686e-05 | 6.043e-05 | 5.7816e-05 | 5.1614e-05 | 4.925e-05
TAS1 | Grid Battery | 0.00013741 | 0.00013112 | 0.00012545 | 0.00011937 | 0.0001139 | 0.00010868 | 0.00011422 | 0.00012488 | 0.00016398 | 0.00016703 | 0.00015981 | 0.00018607 | 0.00017755 | 0.00017892 | 0.00017669 | 0.00018115 | 0.00019309 | 0.00018425 | 0.00025809 | 0.00024558 | 0.00024312 | 0.00023198 | 0.00022195 | 0.00021119 | 0.00020152 | 0.00019738 | 0.00018971 | 0.00023123 | 0.0002031
TAS1 | Pumped Hydro | 0 | 0 | 0.00031345 | 0.00029826 | 0.00030825 | 0.00031604 | 0.00033522 | 0.00033858 | 0.00035108 | 0.00036418 | 0.00034843 | 0.00048652 | 0.00047892 | 0.00045698 | 0.00043722 | 0.00045142 | 0.00056349 | 0.00053768 | 0.00088752 | 0.0008445 | 0.00080582 | 0.00076891 | 0.00073566 | 0.0007 | 0.00066794 | 0.00063735 | 0.00060978 | 0.00058482 | 0.00055804
TAS1 | VPP | 0 | 0 | 0 | 0 | 0 | 0 | 0 | 0 | 0 | 0 | 0 | 0 | 0 | 0 | 0 | 0 | 0 | 0 | 0 | 0 | 0 | 0 | 0 | 0 | 0 | 0 | 0 | 0 | 0
Total excluding storage |  | 0.00078803 | 0.00075194 | 15425.8249 | 29249.3914 | 41737.9472 | 52982.4991 | 63218.0096 | 72010.7487 | 79972.5178 | 86935.1725 | 93296.5661 | 98369.9303 | 102922.6463 | 106720.2663 | 110156.4131 | 112366.525 | 114378.828 | 115955.2262 | 117644.546 | 118269.9023 | 112852.9602 | 107684.1223 | 103026.9204 | 98033.2324 | 93543.1606 | 89258.7408 | 85398.4133 | 76498.5328 | 68485.2655

## Marinus_REHAB Cost
Rehabilition cost by technology ($000s) - Marinus Link, High DER Scenario
REHAB | Real June 2020 dollars discounted to 1 July 2020
Explicitly modelled generation
Region | Technology | 2021-22 | 2022-23 | 2023-24 | 2024-25 | 2025-26 | 2026-27 | 2027-28 | 2028-29 | 2029-30 | 2030-31 | 2031-32 | 2032-33 | 2033-34 | 2034-35 | 2035-36 | 2036-37 | 2037-38 | 2038-39 | 2039-40 | 2040-41 | 2041-42 | 2042-43 | 2043-44 | 2044-45 | 2045-46 | 2046-47 | 2047-48 | 2048-49 | 2049-50
NEM | Black Coal | 0 | 0 | 0 | 114412.8568 | 107190.3351 | 10742.3912 | 13168.3996 | 0 | 19792.2619 | 0 | 0 | 0 | 0 | 0 | 0 | 0 | 0 | 0 | 0 | 0 | 0 | 0 | 0 | 0 | 0 | 0 | 0 | 0 | 0
NEM | Brown Coal | 0 | 0 | 0 | 37840.1782 | 0 | 4557.639 | 0 | 0 | 309.2493 | 0.0035772 | 0 | 0 | 0 | 0 | 0 | 0 | 0 | 0 | 0 | 0 | 0 | 0 | 0 | 0 | 0 | 0 | 0 | 0 | 0
NEM | CCGT | 0 | 0 | 0 | 0 | 0 | 0 | 0 | 0 | 0 | 0 | 0 | 0 | 0 | 0 | 0 | 0 | 0 | 0 | 0 | 0 | 0 | 0 | 0 | 0 | 0 | 0 | 0 | 0 | 0
NEM | Gas - Steam | 0 | 0 | 0 | 0 | 0 | 0 | 0 | 0 | 0 | 0 | 0 | 0 | 0 | 0 | 0 | 0 | 0 | 0 | 0 | 0 | 0 | 0 | 0 | 0 | 0 | 0 | 0 | 0 | 0
NEM | OCGT / Diesel | 0 | 0 | 0 | 0 | 0 | 0 | 0 | 0 | 0 | 0 | 0 | 0 | 0 | 0 | 0 | 0 | 0 | 0 | 0 | 0 | 0 | 0 | 0 | 0 | 0 | 0 | 0 | 0 | 0
NEM | Hydro | 0 | 0 | 0 | 0 | 0 | 0 | 0 | 0 | 0 | 0 | 0 | 0 | 0 | 0 | 0 | 0 | 0 | 0 | 0 | 0 | 0 | 0 | 0 | 0 | 0 | 0 | 0 | 0 | 0
NEM | Wind | 0 | 0 | 0 | 0 | 0 | 0 | 0 | 0 | 0 | 0 | 0 | 0 | 0 | 0 | 0 | 0 | 0 | 0 | 0 | 0 | 0 | 0 | 0 | 0 | 0 | 0 | 0 | 0 | 0
NEM | Solar PV | 0 | 0 | 0 | 0 | 0 | 0 | 0 | 0 | 0 | 0 | 0 | 0 | 0 | 0 | 0 | 0 | 0 | 0 | 0 | 0 | 0 | 0 | 0 | 0 | 0 | 0 | 0 | 0 | 0
NEM | Grid Battery | 0 | 0 | 0 | 0 | 0 | 0 | 0 | 0 | 0 | 0 | 0 | 0 | 0 | 0 | 0 | 0 | 0 | 0 | 0 | 0 | 0 | 0 | 0 | 0 | 0 | 0 | 0 | 0 | 0
NEM | Pumped Hydro | 0 | 0 | 0 | 0 | 0 | 0 | 0 | 0 | 0 | 0 | 0 | 0 | 0 | 0 | 0 | 0 | 0 | 0 | 0 | 0 | 0 | 0 | 0 | 0 | 0 | 0 | 0 | 0 | 0
NEM | VPP | 0 | 0 | 0 | 0 | 0 | 0 | 0 | 0 | 0 | 0 | 0 | 0 | 0 | 0 | 0 | 0 | 0 | 0 | 0 | 0 | 0 | 0 | 0 | 0 | 0 | 0 | 0 | 0 | 0
Total excluding storage |  | 0 | 0 | 0 | 152253.035 | 107190.3351 | 15300.0302 | 13168.3996 | 0 | 20101.5112 | 0.0035772 | 0 | 0 | 0 | 0 | 0 | 0 | 0 | 0 | 0 | 0 | 0 | 0 | 0 | 0 | 0 | 0 | 0 | 0 | 0
Region | Technology | 2021-22 | 2022-23 | 2023-24 | 2024-25 | 2025-26 | 2026-27 | 2027-28 | 2028-29 | 2029-30 | 2030-31 | 2031-32 | 2032-33 | 2033-34 | 2034-35 | 2035-36 | 2036-37 | 2037-38 | 2038-39 | 2039-40 | 2040-41 | 2041-42 | 2042-43 | 2043-44 | 2044-45 | 2045-46 | 2046-47 | 2047-48 | 2048-49 | 2049-50
NSW1 | Black Coal | 0 | 0 | 0 | 23490.6692 | 107190.3334 | 7666.5708 | 13168.3996 | 0 | 19792.2619 | 0 | 0 | 0 | 0 | 0 | 0 | 0 | 0 | 0 | 0 | 0 | 0 | 0 | 0 | 0 | 0 | 0 | 0 | 0 | 0
NSW1 | Brown Coal | 0 | 0 | 0 | 0 | 0 | 0 | 0 | 0 | 0 | 0 | 0 | 0 | 0 | 0 | 0 | 0 | 0 | 0 | 0 | 0 | 0 | 0 | 0 | 0 | 0 | 0 | 0 | 0 | 0
NSW1 | CCGT | 0 | 0 | 0 | 0 | 0 | 0 | 0 | 0 | 0 | 0 | 0 | 0 | 0 | 0 | 0 | 0 | 0 | 0 | 0 | 0 | 0 | 0 | 0 | 0 | 0 | 0 | 0 | 0 | 0
NSW1 | Gas - Steam | 0 | 0 | 0 | 0 | 0 | 0 | 0 | 0 | 0 | 0 | 0 | 0 | 0 | 0 | 0 | 0 | 0 | 0 | 0 | 0 | 0 | 0 | 0 | 0 | 0 | 0 | 0 | 0 | 0
NSW1 | OCGT / Diesel | 0 | 0 | 0 | 0 | 0 | 0 | 0 | 0 | 0 | 0 | 0 | 0 | 0 | 0 | 0 | 0 | 0 | 0 | 0 | 0 | 0 | 0 | 0 | 0 | 0 | 0 | 0 | 0 | 0
NSW1 | Hydro | 0 | 0 | 0 | 0 | 0 | 0 | 0 | 0 | 0 | 0 | 0 | 0 | 0 | 0 | 0 | 0 | 0 | 0 | 0 | 0 | 0 | 0 | 0 | 0 | 0 | 0 | 0 | 0 | 0
NSW1 | Wind | 0 | 0 | 0 | 0 | 0 | 0 | 0 | 0 | 0 | 0 | 0 | 0 | 0 | 0 | 0 | 0 | 0 | 0 | 0 | 0 | 0 | 0 | 0 | 0 | 0 | 0 | 0 | 0 | 0
NSW1 | Solar PV | 0 | 0 | 0 | 0 | 0 | 0 | 0 | 0 | 0 | 0 | 0 | 0 | 0 | 0 | 0 | 0 | 0 | 0 | 0 | 0 | 0 | 0 | 0 | 0 | 0 | 0 | 0 | 0 | 0
NSW1 | Grid Battery | 0 | 0 | 0 | 0 | 0 | 0 | 0 | 0 | 0 | 0 | 0 | 0 | 0 | 0 | 0 | 0 | 0 | 0 | 0 | 0 | 0 | 0 | 0 | 0 | 0 | 0 | 0 | 0 | 0
NSW1 | Pumped Hydro | 0 | 0 | 0 | 0 | 0 | 0 | 0 | 0 | 0 | 0 | 0 | 0 | 0 | 0 | 0 | 0 | 0 | 0 | 0 | 0 | 0 | 0 | 0 | 0 | 0 | 0 | 0 | 0 | 0
NSW1 | VPP | 0 | 0 | 0 | 0 | 0 | 0 | 0 | 0 | 0 | 0 | 0 | 0 | 0 | 0 | 0 | 0 | 0 | 0 | 0 | 0 | 0 | 0 | 0 | 0 | 0 | 0 | 0 | 0 | 0
Total excluding storage |  | 0 | 0 | 0 | 23490.6692 | 107190.3334 | 7666.5708 | 13168.3996 | 0 | 19792.2619 | 0 | 0 | 0 | 0 | 0 | 0 | 0 | 0 | 0 | 0 | 0 | 0 | 0 | 0 | 0 | 0 | 0 | 0 | 0 | 0
Region | Technology | 2021-22 | 2022-23 | 2023-24 | 2024-25 | 2025-26 | 2026-27 | 2027-28 | 2028-29 | 2029-30 | 2030-31 | 2031-32 | 2032-33 | 2033-34 | 2034-35 | 2035-36 | 2036-37 | 2037-38 | 2038-39 | 2039-40 | 2040-41 | 2041-42 | 2042-43 | 2043-44 | 2044-45 | 2045-46 | 2046-47 | 2047-48 | 2048-49 | 2049-50
QLD1 | Black Coal | 0 | 0 | 0 | 90922.1877 | 0.0016777 | 3075.8204 | 4.1134e-06 | 0 | 0 | 0 | 0 | 0 | 0 | 0 | 0 | 0 | 0 | 0 | 0 | 0 | 0 | 0 | 0 | 0 | 0 | 0 | 0 | 0 | 0
QLD1 | Brown Coal | 0 | 0 | 0 | 0 | 0 | 0 | 0 | 0 | 0 | 0 | 0 | 0 | 0 | 0 | 0 | 0 | 0 | 0 | 0 | 0 | 0 | 0 | 0 | 0 | 0 | 0 | 0 | 0 | 0
QLD1 | CCGT | 0 | 0 | 0 | 0 | 0 | 0 | 0 | 0 | 0 | 0 | 0 | 0 | 0 | 0 | 0 | 0 | 0 | 0 | 0 | 0 | 0 | 0 | 0 | 0 | 0 | 0 | 0 | 0 | 0
QLD1 | Gas - Steam | 0 | 0 | 0 | 0 | 0 | 0 | 0 | 0 | 0 | 0 | 0 | 0 | 0 | 0 | 0 | 0 | 0 | 0 | 0 | 0 | 0 | 0 | 0 | 0 | 0 | 0 | 0 | 0 | 0
QLD1 | OCGT / Diesel | 0 | 0 | 0 | 0 | 0 | 0 | 0 | 0 | 0 | 0 | 0 | 0 | 0 | 0 | 0 | 0 | 0 | 0 | 0 | 0 | 0 | 0 | 0 | 0 | 0 | 0 | 0 | 0 | 0
QLD1 | Hydro | 0 | 0 | 0 | 0 | 0 | 0 | 0 | 0 | 0 | 0 | 0 | 0 | 0 | 0 | 0 | 0 | 0 | 0 | 0 | 0 | 0 | 0 | 0 | 0 | 0 | 0 | 0 | 0 | 0
QLD1 | Wind | 0 | 0 | 0 | 0 | 0 | 0 | 0 | 0 | 0 | 0 | 0 | 0 | 0 | 0 | 0 | 0 | 0 | 0 | 0 | 0 | 0 | 0 | 0 | 0 | 0 | 0 | 0 | 0 | 0
QLD1 | Solar PV | 0 | 0 | 0 | 0 | 0 | 0 | 0 | 0 | 0 | 0 | 0 | 0 | 0 | 0 | 0 | 0 | 0 | 0 | 0 | 0 | 0 | 0 | 0 | 0 | 0 | 0 | 0 | 0 | 0
QLD1 | Grid Battery | 0 | 0 | 0 | 0 | 0 | 0 | 0 | 0 | 0 | 0 | 0 | 0 | 0 | 0 | 0 | 0 | 0 | 0 | 0 | 0 | 0 | 0 | 0 | 0 | 0 | 0 | 0 | 0 | 0
QLD1 | Pumped Hydro | 0 | 0 | 0 | 0 | 0 | 0 | 0 | 0 | 0 | 0 | 0 | 0 | 0 | 0 | 0 | 0 | 0 | 0 | 0 | 0 | 0 | 0 | 0 | 0 | 0 | 0 | 0 | 0 | 0
QLD1 | VPP | 0 | 0 | 0 | 0 | 0 | 0 | 0 | 0 | 0 | 0 | 0 | 0 | 0 | 0 | 0 | 0 | 0 | 0 | 0 | 0 | 0 | 0 | 0 | 0 | 0 | 0 | 0 | 0 | 0
Total excluding storage |  | 0 | 0 | 0 | 90922.1877 | 0.0016777 | 3075.8204 | 4.1134e-06 | 0 | 0 | 0 | 0 | 0 | 0 | 0 | 0 | 0 | 0 | 0 | 0 | 0 | 0 | 0 | 0 | 0 | 0 | 0 | 0 | 0 | 0
Region | Technology | 2021-22 | 2022-23 | 2023-24 | 2024-25 | 2025-26 | 2026-27 | 2027-28 | 2028-29 | 2029-30 | 2030-31 | 2031-32 | 2032-33 | 2033-34 | 2034-35 | 2035-36 | 2036-37 | 2037-38 | 2038-39 | 2039-40 | 2040-41 | 2041-42 | 2042-43 | 2043-44 | 2044-45 | 2045-46 | 2046-47 | 2047-48 | 2048-49 | 2049-50
VIC1 | Black Coal | 0 | 0 | 0 | 0 | 0 | 0 | 0 | 0 | 0 | 0 | 0 | 0 | 0 | 0 | 0 | 0 | 0 | 0 | 0 | 0 | 0 | 0 | 0 | 0 | 0 | 0 | 0 | 0 | 0
VIC1 | Brown Coal | 0 | 0 | 0 | 37840.1782 | 0 | 4557.639 | 0 | 0 | 309.2493 | 0.0035772 | 0 | 0 | 0 | 0 | 0 | 0 | 0 | 0 | 0 | 0 | 0 | 0 | 0 | 0 | 0 | 0 | 0 | 0 | 0
VIC1 | CCGT | 0 | 0 | 0 | 0 | 0 | 0 | 0 | 0 | 0 | 0 | 0 | 0 | 0 | 0 | 0 | 0 | 0 | 0 | 0 | 0 | 0 | 0 | 0 | 0 | 0 | 0 | 0 | 0 | 0
VIC1 | Gas - Steam | 0 | 0 | 0 | 0 | 0 | 0 | 0 | 0 | 0 | 0 | 0 | 0 | 0 | 0 | 0 | 0 | 0 | 0 | 0 | 0 | 0 | 0 | 0 | 0 | 0 | 0 | 0 | 0 | 0
VIC1 | OCGT / Diesel | 0 | 0 | 0 | 0 | 0 | 0 | 0 | 0 | 0 | 0 | 0 | 0 | 0 | 0 | 0 | 0 | 0 | 0 | 0 | 0 | 0 | 0 | 0 | 0 | 0 | 0 | 0 | 0 | 0
VIC1 | Hydro | 0 | 0 | 0 | 0 | 0 | 0 | 0 | 0 | 0 | 0 | 0 | 0 | 0 | 0 | 0 | 0 | 0 | 0 | 0 | 0 | 0 | 0 | 0 | 0 | 0 | 0 | 0 | 0 | 0
VIC1 | Wind | 0 | 0 | 0 | 0 | 0 | 0 | 0 | 0 | 0 | 0 | 0 | 0 | 0 | 0 | 0 | 0 | 0 | 0 | 0 | 0 | 0 | 0 | 0 | 0 | 0 | 0 | 0 | 0 | 0
VIC1 | Solar PV | 0 | 0 | 0 | 0 | 0 | 0 | 0 | 0 | 0 | 0 | 0 | 0 | 0 | 0 | 0 | 0 | 0 | 0 | 0 | 0 | 0 | 0 | 0 | 0 | 0 | 0 | 0 | 0 | 0
VIC1 | Grid Battery | 0 | 0 | 0 | 0 | 0 | 0 | 0 | 0 | 0 | 0 | 0 | 0 | 0 | 0 | 0 | 0 | 0 | 0 | 0 | 0 | 0 | 0 | 0 | 0 | 0 | 0 | 0 | 0 | 0
VIC1 | Pumped Hydro | 0 | 0 | 0 | 0 | 0 | 0 | 0 | 0 | 0 | 0 | 0 | 0 | 0 | 0 | 0 | 0 | 0 | 0 | 0 | 0 | 0 | 0 | 0 | 0 | 0 | 0 | 0 | 0 | 0
VIC1 | VPP | 0 | 0 | 0 | 0 | 0 | 0 | 0 | 0 | 0 | 0 | 0 | 0 | 0 | 0 | 0 | 0 | 0 | 0 | 0 | 0 | 0 | 0 | 0 | 0 | 0 | 0 | 0 | 0 | 0
Total excluding storage |  | 0 | 0 | 0 | 37840.1782 | 0 | 4557.639 | 0 | 0 | 309.2493 | 0.0035772 | 0 | 0 | 0 | 0 | 0 | 0 | 0 | 0 | 0 | 0 | 0 | 0 | 0 | 0 | 0 | 0 | 0 | 0 | 0
Region | Technology | 2021-22 | 2022-23 | 2023-24 | 2024-25 | 2025-26 | 2026-27 | 2027-28 | 2028-29 | 2029-30 | 2030-31 | 2031-32 | 2032-33 | 2033-34 | 2034-35 | 2035-36 | 2036-37 | 2037-38 | 2038-39 | 2039-40 | 2040-41 | 2041-42 | 2042-43 | 2043-44 | 2044-45 | 2045-46 | 2046-47 | 2047-48 | 2048-49 | 2049-50
SA1 | Black Coal | 0 | 0 | 0 | 0 | 0 | 0 | 0 | 0 | 0 | 0 | 0 | 0 | 0 | 0 | 0 | 0 | 0 | 0 | 0 | 0 | 0 | 0 | 0 | 0 | 0 | 0 | 0 | 0 | 0
SA1 | Brown Coal | 0 | 0 | 0 | 0 | 0 | 0 | 0 | 0 | 0 | 0 | 0 | 0 | 0 | 0 | 0 | 0 | 0 | 0 | 0 | 0 | 0 | 0 | 0 | 0 | 0 | 0 | 0 | 0 | 0
SA1 | CCGT | 0 | 0 | 0 | 0 | 0 | 0 | 0 | 0 | 0 | 0 | 0 | 0 | 0 | 0 | 0 | 0 | 0 | 0 | 0 | 0 | 0 | 0 | 0 | 0 | 0 | 0 | 0 | 0 | 0
SA1 | Gas - Steam | 0 | 0 | 0 | 0 | 0 | 0 | 0 | 0 | 0 | 0 | 0 | 0 | 0 | 0 | 0 | 0 | 0 | 0 | 0 | 0 | 0 | 0 | 0 | 0 | 0 | 0 | 0 | 0 | 0
SA1 | OCGT / Diesel | 0 | 0 | 0 | 0 | 0 | 0 | 0 | 0 | 0 | 0 | 0 | 0 | 0 | 0 | 0 | 0 | 0 | 0 | 0 | 0 | 0 | 0 | 0 | 0 | 0 | 0 | 0 | 0 | 0
SA1 | Hydro | 0 | 0 | 0 | 0 | 0 | 0 | 0 | 0 | 0 | 0 | 0 | 0 | 0 | 0 | 0 | 0 | 0 | 0 | 0 | 0 | 0 | 0 | 0 | 0 | 0 | 0 | 0 | 0 | 0
SA1 | Wind | 0 | 0 | 0 | 0 | 0 | 0 | 0 | 0 | 0 | 0 | 0 | 0 | 0 | 0 | 0 | 0 | 0 | 0 | 0 | 0 | 0 | 0 | 0 | 0 | 0 | 0 | 0 | 0 | 0
SA1 | Solar PV | 0 | 0 | 0 | 0 | 0 | 0 | 0 | 0 | 0 | 0 | 0 | 0 | 0 | 0 | 0 | 0 | 0 | 0 | 0 | 0 | 0 | 0 | 0 | 0 | 0 | 0 | 0 | 0 | 0
SA1 | Grid Battery | 0 | 0 | 0 | 0 | 0 | 0 | 0 | 0 | 0 | 0 | 0 | 0 | 0 | 0 | 0 | 0 | 0 | 0 | 0 | 0 | 0 | 0 | 0 | 0 | 0 | 0 | 0 | 0 | 0
SA1 | Pumped Hydro | 0 | 0 | 0 | 0 | 0 | 0 | 0 | 0 | 0 | 0 | 0 | 0 | 0 | 0 | 0 | 0 | 0 | 0 | 0 | 0 | 0 | 0 | 0 | 0 | 0 | 0 | 0 | 0 | 0
SA1 | VPP | 0 | 0 | 0 | 0 | 0 | 0 | 0 | 0 | 0 | 0 | 0 | 0 | 0 | 0 | 0 | 0 | 0 | 0 | 0 | 0 | 0 | 0 | 0 | 0 | 0 | 0 | 0 | 0 | 0
Total excluding storage |  | 0 | 0 | 0 | 0 | 0 | 0 | 0 | 0 | 0 | 0 | 0 | 0 | 0 | 0 | 0 | 0 | 0 | 0 | 0 | 0 | 0 | 0 | 0 | 0 | 0 | 0 | 0 | 0 | 0
Region | Technology | 2021-22 | 2022-23 | 2023-24 | 2024-25 | 2025-26 | 2026-27 | 2027-28 | 2028-29 | 2029-30 | 2030-31 | 2031-32 | 2032-33 | 2033-34 | 2034-35 | 2035-36 | 2036-37 | 2037-38 | 2038-39 | 2039-40 | 2040-41 | 2041-42 | 2042-43 | 2043-44 | 2044-45 | 2045-46 | 2046-47 | 2047-48 | 2048-49 | 2049-50
TAS1 | Black Coal | 0 | 0 | 0 | 0 | 0 | 0 | 0 | 0 | 0 | 0 | 0 | 0 | 0 | 0 | 0 | 0 | 0 | 0 | 0 | 0 | 0 | 0 | 0 | 0 | 0 | 0 | 0 | 0 | 0
TAS1 | Brown Coal | 0 | 0 | 0 | 0 | 0 | 0 | 0 | 0 | 0 | 0 | 0 | 0 | 0 | 0 | 0 | 0 | 0 | 0 | 0 | 0 | 0 | 0 | 0 | 0 | 0 | 0 | 0 | 0 | 0
TAS1 | CCGT | 0 | 0 | 0 | 0 | 0 | 0 | 0 | 0 | 0 | 0 | 0 | 0 | 0 | 0 | 0 | 0 | 0 | 0 | 0 | 0 | 0 | 0 | 0 | 0 | 0 | 0 | 0 | 0 | 0
TAS1 | Gas - Steam | 0 | 0 | 0 | 0 | 0 | 0 | 0 | 0 | 0 | 0 | 0 | 0 | 0 | 0 | 0 | 0 | 0 | 0 | 0 | 0 | 0 | 0 | 0 | 0 | 0 | 0 | 0 | 0 | 0
TAS1 | OCGT / Diesel | 0 | 0 | 0 | 0 | 0 | 0 | 0 | 0 | 0 | 0 | 0 | 0 | 0 | 0 | 0 | 0 | 0 | 0 | 0 | 0 | 0 | 0 | 0 | 0 | 0 | 0 | 0 | 0 | 0
TAS1 | Hydro | 0 | 0 | 0 | 0 | 0 | 0 | 0 | 0 | 0 | 0 | 0 | 0 | 0 | 0 | 0 | 0 | 0 | 0 | 0 | 0 | 0 | 0 | 0 | 0 | 0 | 0 | 0 | 0 | 0
TAS1 | Wind | 0 | 0 | 0 | 0 | 0 | 0 | 0 | 0 | 0 | 0 | 0 | 0 | 0 | 0 | 0 | 0 | 0 | 0 | 0 | 0 | 0 | 0 | 0 | 0 | 0 | 0 | 0 | 0 | 0
TAS1 | Solar PV | 0 | 0 | 0 | 0 | 0 | 0 | 0 | 0 | 0 | 0 | 0 | 0 | 0 | 0 | 0 | 0 | 0 | 0 | 0 | 0 | 0 | 0 | 0 | 0 | 0 | 0 | 0 | 0 | 0
TAS1 | Grid Battery | 0 | 0 | 0 | 0 | 0 | 0 | 0 | 0 | 0 | 0 | 0 | 0 | 0 | 0 | 0 | 0 | 0 | 0 | 0 | 0 | 0 | 0 | 0 | 0 | 0 | 0 | 0 | 0 | 0
TAS1 | Pumped Hydro | 0 | 0 | 0 | 0 | 0 | 0 | 0 | 0 | 0 | 0 | 0 | 0 | 0 | 0 | 0 | 0 | 0 | 0 | 0 | 0 | 0 | 0 | 0 | 0 | 0 | 0 | 0 | 0 | 0
TAS1 | VPP | 0 | 0 | 0 | 0 | 0 | 0 | 0 | 0 | 0 | 0 | 0 | 0 | 0 | 0 | 0 | 0 | 0 | 0 | 0 | 0 | 0 | 0 | 0 | 0 | 0 | 0 | 0 | 0 | 0
Total excluding storage |  | 0 | 0 | 0 | 0 | 0 | 0 | 0 | 0 | 0 | 0 | 0 | 0 | 0 | 0 | 0 | 0 | 0 | 0 | 0 | 0 | 0 | 0 | 0 | 0 | 0 | 0 | 0 | 0 | 0

## Marinus_REZ Tx Cost
REZ transmission expansion cost by region ($000s) - Marinus Link, High DER Scenario
REZ Expansion | Real June 2020 dollars discounted to 1 July 2020. As with the total capital costs, the REZ transmission expansion costs are annualised for modelling purposes.
Explicitly modelled generation
Region | Technology | 2021-22 | 2022-23 | 2023-24 | 2024-25 | 2025-26 | 2026-27 | 2027-28 | 2028-29 | 2029-30 | 2030-31 | 2031-32 | 2032-33 | 2033-34 | 2034-35 | 2035-36 | 2036-37 | 2037-38 | 2038-39 | 2039-40 | 2040-41 | 2041-42 | 2042-43 | 2043-44 | 2044-45 | 2045-46 | 2046-47 | 2047-48 | 2048-49 | 2049-50
NSW1 | Transmission | 7.9303e-05 | 4278.3281 | 14086.6908 | 22912.9302 | 31180.0297 | 38916.6742 | 46001.9516 | 52115.6224 | 114038.6957 | 108815.5493 | 104109.4146 | 99063.2584 | 94526.0099 | 90196.5743 | 86295.6867 | 82112.9572 | 78966.9542 | 75350.1471 | 72091.3487 | 68597.0998 | 79195.674 | 83067.0494 | 79474.5048 | 75622.3962 | 72158.7751 | 74264.9535 | 71402.9325 | 67942.051 | 68576.4038
QLD1 | Transmission | 7.8711e-05 | 8.2071e-05 | 8.6432e-05 | 0.0001004 | 9.5806e-05 | 9.1418e-05 | 0.00020532 | 5588.4627 | 5332.5028 | 5088.266 | 4868.205 | 4632.2443 | 4979.6651 | 6158.1499 | 5891.8177 | 7433.0273 | 32846.3239 | 31341.9121 | 29986.4141 | 28532.9804 | 27226.1264 | 48630.8068 | 46527.586 | 50068.7286 | 61005.169 | 92299.8008 | 88307.9514 | 84027.6879 | 101933.7007
VIC1 | Transmission | 1.5439e-05 | 1.4732e-05 | 1.4095e-05 | 1.3412e-05 | 1.2797e-05 | 1.2211e-05 | 1.1683e-05 | 1.1117e-05 | 1.0608e-05 | 1.0122e-05 | 9.6841e-06 | 9.2147e-06 | 8.7926e-06 | 8.3899e-06 | 8.0271e-06 | 7.638e-06 | 3875.7673 | 4596.8086 | 4398.0024 | 4184.8324 | 3993.1607 | 3810.2678 | 7087.4878 | 6743.9591 | 7433.9123 | 9920.8639 | 11851.9833 | 11277.5207 | 13514.4239
SA1 | Transmission | 7.8809e-05 | 7.5199e-05 | 8.5684e-05 | 8.1531e-05 | 7.7797e-05 | 7.4233e-05 | 7.1023e-05 | 8.7682e-05 | 8.3666e-05 | 8.1973e-05 | 8.4587e-05 | 0.00015978 | 0.00015495 | 0.00014785 | 0.00015549 | 0.00024741 | 7026.2026 | 9737.9833 | 11500.0418 | 10942.6377 | 10441.4483 | 9963.214 | 9532.3177 | 9070.289 | 10706.2934 | 10312.4097 | 9866.4111 | 13676.3115 | 13049.9155
TAS1 | Transmission | 0 | 0 | 0 | 0 | 0 | 0 | 0 | 0 | 0 | 564.1153 | 1114.459 | 1610.3637 | 2061.3425 | 2467.6312 | 2839.9559 | 3377.9362 | 3867.9077 | 4105.78 | 4339.023 | 4520.2396 | 4313.2057 | 4115.6543 | 3937.6575 | 3746.8002 | 3575.1911 | 3411.4418 | 3263.9013 | 3105.7009 | 2963.455
NEM | Total | 0.00025226 | 4278.3283 | 14086.691 | 22912.9304 | 31180.0299 | 38916.6744 | 46001.9519 | 57704.0852 | 119371.1986 | 114467.9307 | 110092.0787 | 105305.8666 | 101567.0177 | 98822.3555 | 95027.4605 | 92923.921 | 126583.1556 | 125132.6311 | 122314.8301 | 116777.7899 | 125169.6151 | 149586.9923 | 146559.5537 | 145252.1731 | 154879.3409 | 190209.4698 | 184693.1796 | 180029.272 | 200037.899

## Marinus_USE+DSP Cost
USE and USE / DSP cost by region ($000s) - Marinus Link, High DER Scenario
USE / DSP | Real June 2020 dollars discounted to 1 July 2020
Explicitly modelled generation
Region | Technology | 2021-22 | 2022-23 | 2023-24 | 2024-25 | 2025-26 | 2026-27 | 2027-28 | 2028-29 | 2029-30 | 2030-31 | 2031-32 | 2032-33 | 2033-34 | 2034-35 | 2035-36 | 2036-37 | 2037-38 | 2038-39 | 2039-40 | 2040-41 | 2041-42 | 2042-43 | 2043-44 | 2044-45 | 2045-46 | 2046-47 | 2047-48 | 2048-49 | 2049-50
NSW1 | USE / DSP | 0.00019642 | 0.00019596 | 0.00019707 | 128.8296 | 0.00019973 | 0.00019875 | 0.0001986 | 0.00019938 | 0.00019792 | 0.00019767 | 0.00019912 | 328.98 | 0.00020631 | 0.00020715 | 0.00020472 | 0.00020528 | 9869.2042 | 0.00021309 | 13819.301 | 0.00021248 | 35114.2176 | 103.7689 | 949.179 | 15715.281 | 1374.8977 | 388.6371 | 0.0002165 | 667.2687 | 188.6463
QLD1 | USE / DSP | 0.00019605 | 0.00019563 | 0.00019629 | 0.00019824 | 0.00019881 | 0.00019812 | 0.00019814 | 0.00019952 | 0.00019755 | 0.00019754 | 0.00019936 | 510.4261 | 13618.735 | 75.6334 | 87.1179 | 55.7881 | 76763.747 | 265.562 | 16152.1074 | 3383.4082 | 7502.7004 | 23434.568 | 8988.3039 | 8479.5544 | 3937.9893 | 80665.6173 | 1456.7404 | 5729.7608 | 9939.5064
VIC1 | USE / DSP | 0.00019526 | 0.00019409 | 0.00019539 | 0.00019708 | 0.00019826 | 0.000197 | 0.00019748 | 0.00019738 | 0.0001962 | 0.00019589 | 0.0001974 | 74.0652 | 0.00020298 | 0.0002046 | 0.00020162 | 0.00020168 | 2.4276 | 0.00020629 | 1433.4829 | 0.00020761 | 6613.2086 | 0.0002105 | 9.0089 | 2444.0093 | 906.4017 | 0.00020745 | 0.00020934 | 351.4349 | 140.8524
SA1 | USE / DSP | 0.00019667 | 0.00019492 | 0.0002002 | 0.00019749 | 0.00019892 | 0.00019665 | 0.0001966 | 0.00019658 | 0.00019483 | 0.0001942 | 0.00019713 | 173.2118 | 0.00020162 | 0.0002035 | 0.00020022 | 178.3101 | 270.101 | 0.00020373 | 4085.3025 | 0.00020546 | 9094.3141 | 15.3075 | 232.9481 | 2485.4464 | 5416.7027 | 95.2984 | 0.00020469 | 547.5175 | 153.4251
TAS1 | USE / DSP | 0.00016161 | 0.00016092 | 0.00016184 | 0.00016141 | 0.00016126 | 0.00016135 | 0.00016219 | 0.00016209 | 0.00016186 | 0.00016181 | 0.00016222 | 0.00016355 | 0.00016284 | 0.00016277 | 0.000162 | 0.00016133 | 0.00016199 | 0.00016125 | 578.488 | 0.00016144 | 803.347 | 0.00016132 | 0.00016184 | 196.4965 | 0.00015992 | 0.00016021 | 0.00016052 | 99.0662 | 0.00015969
NEM | Total | 0.00094601 | 0.00094151 | 0.00095079 | 128.8303 | 0.00095698 | 0.00095187 | 0.00095301 | 0.00095495 | 0.00094836 | 0.0009471 | 0.00095524 | 1086.6833 | 13618.7358 | 75.6342 | 87.1187 | 234.0988 | 86905.48 | 265.5628 | 36068.6817 | 3383.409 | 59127.7877 | 23553.6448 | 10179.44 | 29320.7876 | 11635.9916 | 81149.5532 | 1456.7412 | 7395.0482 | 10422.4303

## Marinus_SyncCon Cost
Synchronous Condenser cost by region ($000s) - Marinus Link, High DER Scenario
SyncCon | Real June 2020 dollars discounted to 1 July 2020
Explicitly modelled generation
Region | Technology | 2021-22 | 2022-23 | 2023-24 | 2024-25 | 2025-26 | 2026-27 | 2027-28 | 2028-29 | 2029-30 | 2030-31 | 2031-32 | 2032-33 | 2033-34 | 2034-35 | 2035-36 | 2036-37 | 2037-38 | 2038-39 | 2039-40 | 2040-41 | 2041-42 | 2042-43 | 2043-44 | 2044-45 | 2045-46 | 2046-47 | 2047-48 | 2048-49 | 2049-50
NSW1 | SyncCon | 0 | 0 | 0 | 0 | 0 | 0 | 0 | 0 | 0 | 0 | 0 | 0 | 0 | 0 | 0 | 0 | 0 | 0 | 0 | 0 | 0 | 0 | 0 | 0 | 0 | 0 | 0 | 0 | 0
QLD1 | SyncCon | 0 | 0 | 0 | 0 | 0 | 0 | 0 | 0 | 0 | 0 | 0 | 0 | 0 | 0 | 0 | 0 | 0 | 0 | 0 | 0 | 0 | 0 | 0 | 0 | 0 | 0 | 0 | 0 | 0
VIC1 | SyncCon | 0 | 0 | 0 | 5320.1725 | 5076.5005 | 4944.4726 | 5265.7585 | 5010.5285 | 5270.1792 | 5028.797 | 5736.2759 | 5524.0194 | 5271.0108 | 5029.5905 | 4812.0671 | 4578.8274 | 5650.9915 | 5392.1674 | 5158.963 | 4908.9094 | 4684.0739 | 4469.5361 | 4276.2344 | 4068.9664 | 3882.6015 | 3704.7724 | 3949.3245 | 5566.5937 | 5311.6352
SA1 | SyncCon | 0 | 0 | 0 | 0 | 0 | 0 | 0 | 0 | 0 | 0 | 0 | 0 | 0 | 0 | 0 | 0 | 0 | 0 | 0 | 0 | 0 | 0 | 0 | 0 | 0 | 0 | 0 | 0 | 0
TAS1 | SyncCon | 1255.6036 | 1440.8289 | 1603.605 | 1060.6031 | 1064.9825 | 1643.1032 | 2207.6332 | 1852.8279 | 2397.3299 | 2559.4927 | 2234.9753 | 1805.0295 | 2060.6224 | 1853.5302 | 2076.1493 | 2214.939 | 2119.2058 | 2161.2785 | 2251.8148 | 2175.7368 | 2161.9282 | 1924.2525 | 1725.6274 | 1651.4921 | 1571.7054 | 1450.6319 | 1400.8027 | 1343.4366 | 1384.4437
NEM | Total | 1255.6036 | 1440.8289 | 1603.605 | 6380.7757 | 6141.4831 | 6587.5758 | 7473.3917 | 6863.3564 | 7667.5091 | 7588.2897 | 7971.2512 | 7329.0489 | 7331.6333 | 6883.1207 | 6888.2163 | 6793.7665 | 7770.1973 | 7553.446 | 7410.7778 | 7084.6462 | 6846.0021 | 6393.7886 | 6001.8617 | 5720.4585 | 5454.3069 | 5155.4043 | 5350.1273 | 6910.0303 | 6696.0789

## Marinus_System Strength Cost
System Strength cost by region ($000s) - Marinus Link, High DER Scenario
System Strength | Real June 2020 dollars discounted to 1 July 2020
Explicitly modelled generation
Region | Technology | 2021-22 | 2022-23 | 2023-24 | 2024-25 | 2025-26 | 2026-27 | 2027-28 | 2028-29 | 2029-30 | 2030-31 | 2031-32 | 2032-33 | 2033-34 | 2034-35 | 2035-36 | 2036-37 | 2037-38 | 2038-39 | 2039-40 | 2040-41 | 2041-42 | 2042-43 | 2043-44 | 2044-45 | 2045-46 | 2046-47 | 2047-48 | 2048-49 | 2049-50
NSW1 | System Strength | 5.739e-06 | 480.019 | 1580.4958 | 2570.7805 | 3498.331 | 4366.3655 | 5161.3181 | 5847.2586 | 14097.727 | 13452.0295 | 12870.2463 | 12246.4288 | 11685.5237 | 11150.3088 | 10668.0721 | 10150.9934 | 9800.1612 | 9351.2989 | 8946.867 | 8513.2147 | 9916.3326 | 10731.6019 | 10267.4737 | 9769.8119 | 9600.7275 | 10461.7448 | 10267.1885 | 10036.4387 | 9997.0702
QLD1 | System Strength | 2.248e-05 | 2.3242e-05 | 2.2805e-05 | 71.1791 | 1178.9089 | 1124.913 | 1280.323 | 1526.3983 | 1584.6012 | 1512.0241 | 1446.6309 | 1376.5131 | 1366.5325 | 1437.3282 | 1375.1656 | 1481.7467 | 2852.4694 | 2721.822 | 2604.1066 | 2477.8863 | 2364.3953 | 4232.6589 | 4049.6017 | 4003.152 | 4161.7848 | 5462.9311 | 5226.6662 | 4973.3311 | 5844.2625
VIC1 | System Strength | 8.7472e-06 | 8.6707e-06 | 8.6759e-06 | 1.1864e-05 | 1.132e-05 | 1.0802e-05 | 1.1289e-05 | 1.2275e-05 | 1.1713e-05 | 1.163e-05 | 1.2483e-05 | 197.9507 | 808.4105 | 771.3841 | 738.0227 | 837.0287 | 2709.4258 | 2869.5985 | 2745.492 | 2612.4187 | 2492.766 | 2435.1107 | 3418.7129 | 3253.0087 | 3532.2987 | 4321.2353 | 4584.5294 | 6319.5696 | 6354.1223
SA1 | System Strength | 1.7436e-05 | 1.6875e-05 | 1.9826e-05 | 1.8865e-05 | 1.8001e-05 | 1.7176e-05 | 1.6986e-05 | 1.9445e-05 | 1.8555e-05 | 1.8403e-05 | 2.0387e-05 | 659.4607 | 629.2564 | 600.4355 | 744.2368 | 1195.7552 | 2281.9755 | 2640.3599 | 2859.309 | 2720.7191 | 2596.106 | 2477.2004 | 2370.0646 | 2255.1882 | 2308.684 | 2207.2005 | 2111.7419 | 2337.1182 | 2341.988
TAS1 | System Strength | 8.1359e-06 | 7.7633e-06 | 187.5461 | 356.9119 | 510.1353 | 644.0914 | 766.7525 | 872.8098 | 969.4956 | 1059.6609 | 1176.9529 | 1325.5732 | 1461.1073 | 1581.445 | 1692.2094 | 1774.1931 | 1849.425 | 1919.9361 | 1990.5423 | 2040.4898 | 1947.0322 | 1857.8552 | 1777.5053 | 1691.3501 | 1613.8837 | 1539.9653 | 1473.3638 | 1401.9502 | 1337.7387
NEM | Total | 6.2538e-05 | 480.0191 | 1768.042 | 2998.8715 | 5187.3752 | 6135.3699 | 7208.3937 | 8246.4667 | 16651.8238 | 16023.7145 | 15493.8302 | 15805.9265 | 15950.8303 | 15540.9016 | 15217.7066 | 15439.7171 | 19493.4569 | 19503.0153 | 19146.317 | 18364.7285 | 19316.6321 | 21734.427 | 21883.3582 | 20972.5109 | 21217.3786 | 23993.077 | 23663.4898 | 25068.4077 | 25875.1817