## Cover
Project Marinus Economic Modelling Results
Supporting the Economic Modelling Appendix to the TasNetworks PACR
TasNetworks | 22 June 2021

## Release notice
Notice
Ernst & Young ("EY") was engaged on the instructions of Tasmanian Networks Pty Ltd (“TasNetworks” or “Client”) to provide market modelling in relation to the proposed Marinus Link interconnector (“Project”), in accordance with the contract dated 14 June 2018.
The results of Ernst & Young’s work, including the assumptions and qualifications made in preparing the workbook dated 22 June 2021 (“Workbook”), are set out in Ernst & Young's report dated 22 June 2021 ("Report"). The Workbook and Report should be read in their entirety including this notice, the applicable scope of the work and any limitations. A reference to the Workbook includes any part of the Workbook. No further work has been undertaken by Ernst & Young since the date of the Workbook to update it.
EY has prepared the Workbook under the directions of the Client. EY has not been engaged to act, and has not acted, as advisor to any other party. Accordingly, EY makes no representations as to the appropriateness, accuracy or completeness of the Workbook for any other party's purposes.
No reliance may be placed upon the Workbook or any of its contents by any party other than the Client (“Third Parties”). Any Third Party receiving a copy of the Workbook must make and rely on their own enquiries in relation to the issues to which the Workbook relates, the contents of the Workbook and all matters arising from or relating to or in any way connected with the Workbook or its contents.
EY disclaims all responsibility to any Third Parties for any loss or liability that the Third Parties may suffer or incur arising from or relating to or in any way connected with the contents of the Workbook, the provision of the Workbook to the Third Parties or the reliance upon the Workbook by the Third Parties.
No claim or demand or any actions or proceedings may be brought against EY arising from or connected with the contents of the Workbook or the provision of the Workbook to the Third Parties. EY will be released and forever discharged from any such claims, demands, actions or proceedings.
Our work commenced on 12 January 2021 and was completed on 19 May 2021. Therefore, our Workbook does not take account of events or circumstances arising after 19 May 2021 and we have no responsibility to update the Workbook for such events or circumstances.
In preparing this Workbook we have considered and relied upon information from a range of sources believed to be reliable and accurate. We do not imply, and it should not be construed, that we have verified any of the information provided to us, or that our enquiries could have identified any matter that a more extensive examination might disclose.
The work performed as part of our scope considers information provided to us and a number of combinations of input assumptions relating to future conditions, which may not necessarily represent actual or most likely future conditions. Additionally, modelling work performed as part of our scope inherently requires assumptions about future behaviours and market interactions, which may result in forecasts that deviate from future conditions. There will usually be differences between estimated and actual results, because events and circumstances frequently do not occur as expected, and those differences may be material. We take no responsibility that the projected outcomes will be achieved, if any.
We highlight that our analysis and Workbook do not constitute investment advice or a recommendation to you on a future course of action. We provide no assurance that the scenarios we have modelled will be accepted by any relevant authority or third party.
Our conclusions are based, in part, on the assumptions stated and on information provided by the Client and other information sources used during the course of the engagement. The modelled outcomes are contingent on the collection of assumptions as agreed with the Client and no consideration of other market events, announcements or other changing circumstances are reflected in this Workbook. Neither EY nor any member or employee thereof undertakes responsibility in any way whatsoever to any person in respect of errors in this Workbook arising from incorrect information provided by the Client or other information sources used.
EY has consented to the Workbook being published electronically on the Client’s website alongside the Report and Addendum for informational purposes only. EY has not consented to distribution or disclosure beyond this. The material contained in the Workbook, including the EY logo, is copyright. The copyright in the material contained in the Workbook itself, excluding EY logo, vests in the Client. The Workbook, including the EY logo, cannot be altered without prior written permission from EY.
EY’s liability is limited by a scheme approved under Professional Standards Legislation.

## Version notes
Change log
2021-06-22 | 1 | Project Marinus Economic Modelling Result Workbooks supporting the Addendum to the PACR, High DER Scenario. Marinus Link stage 1 from 1 July 2027 and stage 2 from 1 July 2029.

## Abbreviations and notes
Acronyms
AEMO | Australian Energy Market Operator
CCGT | Closed cycle gas turbine
Diesel | Diesel generator
Distributed PV | PV non-scheduled generators (PVNSG) and Rooftop PV
DSP | Demand-side participation
ESOO | Electricity Statement Of Opportunities
FOM | Fixed operations and maintenance
Gas - Steam | Gas-powered steam turbine
GWh | Gigawatt-hours
Grid Battery | Explicitly modelled existing and new entrant (8 hour or less) battery storage
MW | Megawatts
NEM | National Electricity Market
OCGT | Open cycle gas turbine
PACR | Project Assessment Conclusions Report
PV | Photovoltaic
PVNSG | PV non-scheduled generators
Rehab | Rehabilitation (after closing an existing generator)
USE | Unserved energy
VOM | Variable operations and maintenance
VPP | Virtual power plants
Notes
1. BaseCase simulations do not include Marinus Link. Marinus simulations include Marinus Link stage 1 from 1 July 2027 and stage 2 2029.
2. Tumut 3 generation is included in Hydro, whereas Tumut 3 pump is included in Pumped Hydro Pump.
3. REZ expansion costs only capture intra-regional network augmentations. These costs do not include the cost of interconnectors.
4. New entrant capacity and retiring capacity for allowable generators are made at the beginning of each financial year, on 1 July.
5. Other non-scheduled generation is handled on the demand side as per AEMO's 2020 ESOO.

## ---Compare options---
Compare |  | Marinus | to | BaseCase |  | 0 | 1 | 2 | 3 | 4 | 5 | 6 | 7 | 8 | 9 | 10 | 11 | 12 | 13 | 14 | 15 | 16 | 17 | 18 | 19 | 20 | 21 | 22 | 23 | 24 | 25 | 26 | 27 | 28
NEM discounted market benefits by year
Select region | NEM
[5 empty] | Real June 2020 dollars ($m) discounted to 1 July 2020 | 2021-22 | 2022-23 | 2023-24 | 2024-25 | 2025-26 | 2026-27 | 2027-28 | 2028-29 | 2029-30 | 2030-31 | 2031-32 | 2032-33 | 2033-34 | 2034-35 | 2035-36 | 2036-37 | 2037-38 | 2038-39 | 2039-40 | 2040-41 | 2041-42 | 2042-43 | 2043-44 | 2044-45 | 2045-46 | 2046-47 | 2047-48 | 2048-49 | 2049-50
|  |  |  | Build | CAPEX | 9.7246e-05 | 8.6838e-05 | 9.9459e-05 | 22.9616 | -12.839 | -8.3401 | 0.071738 | -3.7435 | 6.6884 | 6.3556 | 6.0897 | -2.1748 | 12.1104 | 20.1296 | 35.7169 | 55.5518 | 90.0514 | 68.1969 | 73.2787 | 69.7339 | 57.899 | 69.2548 | 78.2749 | 85.6032 | 92.0388 | 104.9668 | 63.1375 | 49.6895 | 63.4076
|  |  |  | FOM | FOM | 1.7669e-05 | 1.5484e-05 | 1.6162e-05 | -12.7431 | 128.6912 | -5.4585 | 14.3555 | 12.8642 | 29.2235 | 16.6939 | 15.9719 | 11.8701 | 14.2492 | 15.4417 | 6.8899 | 11.6454 | 20.1572 | 15.6598 | 17.2824 | 16.4463 | 11.9962 | 14.7503 | 17.7349 | 18.6843 | 20.3949 | 23.5077 | 14.2837 | 9.8102 | 14.7221
|  |  |  | Fuel | Fuel | -0.45589 | -2.046 | -3.2585 | -17.532 | -16.1465 | -23.0353 | 18.9565 | 35.8142 | 21.4748 | 19.2458 | 27.4557 | 97.0863 | 88.6514 | 80.4185 | 73.9616 | 62.0381 | 73.6359 | 86.0041 | 82.6864 | 86.8503 | 86.1292 | 105.1731 | 82.4499 | 50.8563 | 57.6353 | 50.617 | 99.022 | 109.0932 | 72.1273
|  |  |  | VOM | VOM | 0.062611 | 0.37886 | 0.52685 | -0.227 | 3.5019 | 5.338 | 1.5601 | 2.033 | 0.0034413 | 2.0585 | 0.27685 | 1.1611 | -2.0648 | -5.3926 | -3.7229 | -6.6594 | -10.2518 | -6.8299 | -4.6853 | -6.4512 | -1.5214 | -5.0383 | -8.0478 | -6.8593 | -10.2676 | -9.8289 | -6.8676 | -5.0598 | -6.3033
|  |  |  | REHAB | REHAB | 0 | 0 | 0 | 12.6377 | -20.618 | 0.45185 | -10.6366 | 0 | 0.52326 | 0.05186 | 0 | 0 | 0 | 0 | 0 | 0 | 0 | 0 | 0 | 0 | 0 | 0 | 0 | 0 | 0 | 0 | 0 | 0 | 0
|  |  |  | REZ Tx | REZ | 3.7803e-06 | 4.4898e-06 | 4.6952e-06 | 4.7724e-06 | 4.6053e-06 | 4.4917e-06 | 6.2851e-06 | 6.2645 | 9.0362 | 9.1787 | 9.5695 | 9.8196 | 10.1893 | 12.6423 | 13.0202 | 12.3828 | 16.6146 | 14.8251 | 16.5252 | 16.0889 | 11.5242 | 8.6209 | 9.8692 | 10.5408 | 11.921 | 11.6795 | 8.1928 | 10.472 | 15.3703
|  |  |  | USE+DSP | USE+DSP | 1.3886e-05 | 1.3817e-05 | 1.3954e-05 | 0.039914 | 1.4e-05 | 1.394e-05 | 1.3957e-05 | 1.3996e-05 | 1.389e-05 | 1.3871e-05 | 1.3987e-05 | 1.5451 | 1.3453 | 0.04825 | 0.12067 | -0.067316 | 3.0214 | -0.060617 | -1.2242 | 0.17633 | 11.5694 | 0.17425 | -0.19919 | 5.3309 | -2.9785 | -1.3913 | 0.049108 | -0.77629 | 0.4902
|  |  |  | SyncCon | SyncCon | -0.0057322 | -0.036265 | -0.010777 | 0.47948 | 0.1335 | -0.14653 | -0.78609 | -0.45745 | -1.2559 | -1.2759 | -0.85839 | -0.54315 | -0.60406 | -0.31128 | -0.41715 | -0.35466 | -0.022384 | -0.16432 | -0.048478 | 0.21748 | 0.119 | 0.20802 | 0.44292 | 0.27209 | 0.34328 | 0.32249 | 0.055975 | -0.72729 | -0.56568
|  |  |  | System Strength | System Strength | 9.1076e-07 | 9.7563e-07 | 9.1089e-07 | 0.46555 | -0.25861 | -0.16658 | 0.0046507 | 0.34983 | -0.09186 | -0.083686 | -0.074344 | -0.23972 | 0.083031 | 0.27156 | 0.63734 | 0.99515 | 1.9114 | 1.4605 | 1.6136 | 1.5356 | 1.1814 | 0.99988 | 1.2912 | 1.277 | 1.1469 | 1.4848 | 0.95903 | 0.74906 | 1.243
[5 empty] | Total cumulative market benefits | -0.39888 | -2.1022 | -4.8445 | 1.2377 | 83.7023 | 52.3452 | 75.871 | 128.9958 | 194.5976 | 246.8224 | 305.2532 | 423.7778 | 547.7374 | 670.9855 | 797.1921 | 932.724 | 1127.8417 | 1306.9332 | 1492.3617 | 1676.9594 | 1855.8564 | 2049.9993 | 2231.8154 | 2397.5208 | 2567.7548 | 2749.1129 | 2927.9453 | 3101.1958 | 3261.6874
NEM capacity difference by year
Select region | NEM
[5 empty] | Capacity difference (MW) | 2021-22 | 2022-23 | 2023-24 | 2024-25 | 2025-26 | 2026-27 | 2027-28 | 2028-29 | 2029-30 | 2030-31 | 2031-32 | 2032-33 | 2033-34 | 2034-35 | 2035-36 | 2036-37 | 2037-38 | 2038-39 | 2039-40 | 2040-41 | 2041-42 | 2042-43 | 2043-44 | 2044-45 | 2045-46 | 2046-47 | 2047-48 | 2048-49 | 2049-50
[5 empty] | Black Coal | 0 | 0 | 0 | 248.0115 | -198.8525 | -129.9179 | -607.8217 | -607.8217 | -503.3055 | -503.3055 | -503.3055 | -446.237 | -446.237 | -446.237 | 0.6286 | 9e-05 | 0 | 0 | 0 | 0 | 0 | 0 | 0 | 0 | 0 | 0 | 0 | 0 | 0
[5 empty] | Brown Coal | 0 | 0 | 0 | 56.7287 | 94.0649 | 77.4983 | 77.4983 | 77.4983 | -122.0514 | -0.00044202 | -0.00030065 | 0 | 0 | 0 | 0 | 0 | 0 | 0 | 0 | 0 | 0 | 0 | 0 | 0 | 0 | 0 | 0 | 0 | 0
[5 empty] | CCGT | 0 | 0 | 0 | 0 | 0 | 0 | 0 | 0 | 0 | 0 | 0 | 0 | 0 | 0 | 0 | 0 | 0 | 0 | 0 | 0 | 0 | 0 | 0 | 0 | 0 | 0 | 0 | 0 | 0
[5 empty] | Gas - Steam | 0 | 0 | 0 | 0 | 0 | 0 | 0 | 0 | 0 | 0 | 0 | 0 | 0 | 0 | 0 | 0 | 0 | 0 | 0 | 0 | 0 | 0 | 0 | 0 | 0 | 0 | 0 | 0 | 0
[5 empty] | OCGT / Diesel | 0 | 0 | 0 | 0 | 0 | 0 | 0 | 0 | 0 | 0 | 0 | 0 | 0 | 0 | 0 | 0 | 0 | 0 | -150.1265 | -150.1265 | -474.4347 | -527.957 | -443.5011 | -845.6026 | -846.531 | -876.5894 | -876.5894 | -650.6455 | -650.6455
[5 empty] | Hydro | 0 | 0 | 0 | 0 | 0 | 0 | 250 | 250 | 250 | 250 | 250 | 250 | 250 | 250 | 250 | 250 | 250 | 250 | 250 | 250 | 250 | 250 | 250 | 250 | 250 | 250 | 250 | 250 | 250
[5 empty] | Wind | 0 | 0.00014453 | 0.00037334 | -221.7288 | 127.3859 | 85.4437 | -5.2386 | 40.1198 | -333.7635 | -337.9355 | -338.3472 | -221.2074 | -447.7031 | -594.1351 | -894.5484 | -1347.7459 | -2076.6212 | -1759.4653 | -1967.1858 | -1967.3474 | -1578.5879 | -1715.9147 | -1920.9087 | -1979.8163 | -2291.816 | -2901.0086 | -1479.1723 | -693.0866 | -1571.3349
[5 empty] | Solar PV | 0 | 0 | 0 | 0 | 0 | 0 | 0 | -0.00016947 | 448.5663 | 448.5663 | 448.5663 | 448.5663 | 448.5663 | 448.5663 | 448.5663 | 448.5663 | 236.347 | 236.347 | 236.347 | 236.3467 | 283.486 | 38.5801 | -312.17 | -312.17 | -189.5773 | -107.5382 | -547.3778 | -631.96 | -566.6968
[5 empty] | Grid Battery | 0 | 0 | 0 | 0 | 0 | 0 | 0 | 0 | 0 | 0 | 0 | 0 | 0 | 0 | 0 | 0 | -0.00081669 | -0.00081774 | -0.0010324 | -0.0010344 | -0.0044571 | -0.004469 | -0.0044699 | 20.3582 | 22.1784 | 8.5158 | 8.5157 | 8.5154 | 8.5155
[5 empty] | Pumped Hydro | 0 | 0 | 0 | 0 | 0 | 0 | 0 | 0 | 0.0001 | 0.0001 | 0.0001 | 0.0003 | 0.0017794 | -2.0748e-05 | -2.1223e-05 | 36.2687 | 122.9526 | 170.1354 | 278.7729 | 278.7683 | 268.2262 | 239.0771 | 239.0859 | 239.0744 | 239.0773 | 277.4335 | 277.4337 | -49.903 | -49.903
[5 empty] | VPP | 0 | 0 | 0 | 0 | 0 | 0 | 0 | 0 | 0 | 0 | 0 | 0 | 0 | 0 | 0 | 0 | 0 | 0 | 0 | 0 | 0 | 0 | 0 | 0 | 0 | 0 | 0 | 0 | 0
[5 empty] | Grid Battery pump | 0 | 0 | 0 | 0 | 0 | 0 | 0 | 0 | 0 | 0 | 0 | 0 | 0 | 0 | 0 | 0 | -0.00081669 | -0.00081774 | -0.0010324 | -0.0010344 | -0.0044571 | -0.004469 | -0.0044699 | 20.3582 | 22.1784 | 8.5158 | 8.5157 | 8.5154 | 8.5155
[5 empty] | Pumped Hydro Pump | 0 | 0 | 0 | 0 | 0 | 0 | 0 | 0 | 0.0001 | 0.0001 | 0.0001 | 0.0003 | 0.0017794 | -2.0748e-05 | -2.1223e-05 | 36.2687 | 122.9526 | 170.1354 | 278.7729 | 278.7683 | 268.2262 | 239.0771 | 239.0859 | 239.0744 | 239.0773 | 277.4335 | 277.4337 | -49.903 | -49.903
[5 empty] | VPP pump | 0 | 0 | 0 | 0 | 0 | 0 | 0 | 0 | 0 | 0 | 0 | 0 | 0 | 0 | 0 | 0 | 0 | 0 | 0 | 0 | 0 | 0 | 0 | 0 | 0 | 0 | 0 | 0 | 0
NEM generation difference by year
Select region | NEM
[5 empty] | Sent-out generation difference (GWh)* | 2021-22 | 2022-23 | 2023-24 | 2024-25 | 2025-26 | 2026-27 | 2027-28 | 2028-29 | 2029-30 | 2030-31 | 2031-32 | 2032-33 | 2033-34 | 2034-35 | 2035-36 | 2036-37 | 2037-38 | 2038-39 | 2039-40 | 2040-41 | 2041-42 | 2042-43 | 2043-44 | 2044-45 | 2045-46 | 2046-47 | 2047-48 | 2048-49 | 2049-50
[5 empty] | Black Coal | 19.5475 | 93.7864 | 156.3884 | 747.176 | -421.6118 | 138.9266 | -1194.1921 | -1698.6012 | -398.0756 | -643.0577 | -1149.5173 | -1787.7985 | -1227.2495 | -1678.8057 | 659.2407 | 1162.9644 | 628.4267 | 1113.3463 | 1389.2026 | 251.2776 | 596.9281 | 631.0456 | -13.2827 | 81.8539 | 328.5996 | 37.7451 | 75.6863 | 153.0093 | 16.9278
[5 empty] | Brown Coal | 0.2072 | 36.4212 | -1.5797 | 374.2018 | 709.4263 | 672.4113 | 656.2329 | 718.0342 | -789.3751 | 74.7005 | 236.2392 | 271.6304 | 332.0268 | 177.7884 | 191.0997 | 314.4663 | 964.1429 | 850.9848 | 695.0675 | 552.1757 | 595.3753 | 614.2678 | 614.6972 | 1159.8988 | 1121.5363 | 862.4492 | 493.4934 | 0 | 0
[5 empty] | CCGT | -9.7917e-05 | -9.8751e-05 | -6.7892e-05 | -26.9498 | 8.1343 | -21.8425 | -20.1968 | -18.5304 | 1.1098 | -3.7633 | -62.2048 | -968.4878 | -1132.5976 | -264.821 | -1608.1098 | -1398.3063 | -381.7874 | -325.0908 | -92.6976 | -131.4404 | -349.7961 | -103.3983 | -74.0178 | -124.2705 | -20.8631 | -0.00088467 | -0.00088833 | -0.0012595 | -0.0012231
[5 empty] | Gas - Steam | -5.5e-06 | -2.4e-06 | -4e-06 | -2.3028 | 0.44082 | -1.0652 | -3.009 | -4.6568 | -7.2021e-06 | -0.32917 | -8.714e-06 | -157.8036 | -142.7729 | -458.7766 | -42.9617 | -56.4592 | -237.5341 | -229.2896 | -1.3537 | -5.2729 | -14.1797 | -4.4691 | -4.027 | -12.2235 | -11.4848 | 0 | 0 | 0 | 0
[5 empty] | OCGT / Diesel | -0.00015359 | -0.00015888 | -0.00019204 | -8.2444 | 1.7917 | -7.1533 | -1.7881 | 7.7617 | -0.35699 | 4.6744 | -5.1049 | -194.9094 | -148.7403 | -217.5181 | -295.2001 | -342.8005 | -1049.3712 | -1424.0089 | -1713.8297 | -1676.3006 | -1737.746 | -2317.576 | -1762.4378 | -1167.3321 | -1496.234 | -1316.9547 | -2616.6381 | -2831.9289 | -1878.5351
[5 empty] | Hydro | -21.7835 | -138.979 | -180.3645 | -439.8301 | -897.8137 | -1349.6296 | 187.6379 | 559.9202 | 908.4601 | 84.6315 | 793.0326 | 2248.006 | 2519.1893 | 3179.2152 | 2751.3778 | 2896.5213 | 3778.4016 | 3286.2317 | 2324.2036 | 3696.8333 | 2020.0106 | 3271.3491 | 4163.6835 | 2966.793 | 4285.267 | 4412.2131 | 3911.1124 | 3564.14 | 3997.9236
[5 empty] | Wind | -0.0014274 | 0.17752 | -0.006687 | -868.9909 | 561.3919 | 395.4252 | 102.9259 | 24.1355 | -1025.1985 | -985.3853 | -1137.529 | -740.5682 | -1138.3591 | -1835.7793 | -2801.6634 | -3612.3981 | -4098.4264 | -3455.0379 | -3227.0107 | -2890.5387 | -1718.1795 | -1707.3829 | -1991.7582 | -2162.3653 | -3127.744 | -3511.1872 | -529.7574 | 758.6225 | -1083.3125
[5 empty] | Solar PV | -4.3656e-05 | -0.0025226 | -0.059986 | -0.48582 | 3.9838e-05 | -1.6589 | 9.3521e-05 | 1.0689 | 1058.5542 | 1084.0228 | 1066.3641 | 1076.2206 | 1046.4003 | 998.0878 | 1048.2842 | 1037.9995 | 529.3387 | 560.8778 | 578.6642 | 521.1588 | 630.8445 | 53.2595 | -644.5958 | -628.4434 | -365.625 | -102.7794 | -784.8859 | -1249.1478 | -812.137
[5 empty] | Grid Battery | 0.26281 | 0.08188 | -1.9037 | -0.86466 | -4.3094 | 4.0019 | -4.8329 | -4.1231 | -21.6297 | -8.1741 | -9.5085 | -1.9882 | -1.294 | -0.80513 | -1.5161 | -1.303 | 3.0005 | -0.082983 | -0.80355 | -1.1791 | 2.7913 | 2.2631 | 1.4781 | 29.192 | 33.98 | 13.3952 | 13.79 | 9.7374 | 12.3585
[5 empty] | Pumped Hydro | 1.0144 | 3.8005 | 2.1508 | -256.8608 | 12.2417 | -1.3675 | -592.9754 | -303.6444 | -789.2402 | -763.6038 | -257.0515 | -76.4258 | 53.9954 | -247.6455 | -37.9276 | 201.9839 | 316.9357 | 541.8739 | 824.2425 | 507.3423 | 481.322 | 830.8398 | 372.2992 | 532.8073 | 711.0225 | 665.0152 | 790.2275 | 186.7215 | -17.6759
[5 empty] | VPP | 0.028639 | -0.60124 | -2.0919 | -8.0299 | -6.2433 | -0.19332 | -33.5445 | -22.4573 | -64.1894 | -48.5857 | -31.1671 | 3.4668 | 9.5998 | -15.2296 | 4.0544 | 4.6152 | 73.9364 | 53.8132 | -7.1024 | 1.3453 | 99.8079 | 98.8129 | 12.8257 | 72.5184 | 183.4841 | 122.692 | 59.5035 | 51.6072 | 314.9591
[5 empty] | Grid Battery pump | 0.32447 | 0.1011 | -2.3502 | -0.79625 | -5.2003 | 4.5494 | -5.9678 | -5.089 | -26.4082 | -10.3865 | -11.9538 | -2.7389 | -0.86724 | -1.2249 | -1.8716 | -1.6085 | 3.7045 | -0.10232 | -0.99189 | -1.4555 | 3.4465 | 2.7099 | 1.9098 | 34.3627 | 40.1451 | 15.844 | 16.3632 | 11.5234 | 14.5375
[5 empty] | Pumped Hydro Pump | -0.000143 | 0.18057 | 0.50681 | -416.7052 | 71.9582 | -57.1447 | -914.1586 | -741.0019 | -1021.5762 | -1111.9263 | -566.6825 | -435.6631 | -28.2216 | -507.2373 | -258.7346 | 82.6155 | 322.7467 | 702.3616 | 682.2919 | 599.9017 | 418.5559 | 937.6113 | 337.1058 | 345.1449 | 964.625 | 652.0075 | 990.0985 | 304.1355 | -44.7338
[5 empty] | VPP pump | 0.034371 | -0.72176 | -2.5114 | -9.3132 | -7.1911 | -0.85835 | -40.2759 | -26.9397 | -76.7405 | -58.6162 | -37.9137 | 4.2452 | 12.589 | -18.3806 | 4.3227 | 5.4546 | 88.8255 | 64.752 | -8.6878 | 1.8447 | 119.9406 | 120.8433 | 13.7058 | 86.9466 | 218.7511 | 148.8019 | 70.271 | 63.0703 | 377.1341
*Generation shown is sent-out, as is demand. The difference in sent-out generation with the Marinus Link option and the Base Case is due to the difference in losses from interconnectors and storage.

## BaseCase_CF
Annual capacity factor by technology - BaseCase, High DER Scenario
Explicitly modelled generation
Region | Technology | 2021-22 | 2022-23 | 2023-24 | 2024-25 | 2025-26 | 2026-27 | 2027-28 | 2028-29 | 2029-30 | 2030-31 | 2031-32 | 2032-33 | 2033-34 | 2034-35 | 2035-36 | 2036-37 | 2037-38 | 2038-39 | 2039-40 | 2040-41 | 2041-42 | 2042-43 | 2043-44 | 2044-45 | 2045-46 | 2046-47 | 2047-48 | 2048-49 | 2049-50
NEM | Black Coal | 56.03% | 50.26% | 54.41% | 66.04% | 69.14% | 66.22% | 60.11% | 68.07% | 63.31% | 61.67% | 59.28% | 63.83% | 68.54% | 64.84% | 63.48% | 65.83% | 69.72% | 69.79% | 65.37% | 63.87% | 60.1% | 68.53% | 63.75% | 62.32% | 61.85% | 61.91% | 58.65% | 56.98% | 51.04%
NEM | Brown Coal | 70.83% | 67.15% | 67.94% | 68.39% | 71.97% | 74.1% | 71.81% | 70.65% | 69.07% | 73.28% | 71.47% | 70.39% | 72.02% | 70.19% | 74.08% | 69.65% | 61.72% | 65.32% | 57.63% | 61.13% | 67.88% | 67.02% | 63.45% | 62.54% | 61.81% | 63.51% | 64.27% | - | -
NEM | CCGT | 8.417% | 8.417% | 7.524% | 7.817% | 6.861% | 7.014% | 7.174% | 7.949% | 6.918% | 7.225% | 8.461% | 21.2% | 23.18% | 22.89% | 21.04% | 21.95% | 32.63% | 32.25% | 27.34% | 27.92% | 29.18% | 33.74% | 29.14% | 31.19% | 32.08% | 28.26% | 28.34% | 28.26% | 28.26%
NEM | Gas - Steam | 5.747% | 5.867% | 5.972% | 1.374% | 1.3% | 1.374% | 1.347% | 1.431% | 1.273% | 1.281% | 1.277% | 3.125% | 2.517% | 6.611% | 2.701% | 2.737% | 9.976% | 8.324% | 22.91% | 23.95% | 29.25% | 32.65% | 30.66% | 27.67% | 35.74% | - | - | - | -
NEM | OCGT / Diesel | 0.0844% | 0.03795% | 0.1855% | 0.1603% | 0.02375% | 0.08359% | 0.05523% | 0.1328% | 0.01029% | 0.01153% | 0.06799% | 1.128% | 0.7737% | 1.185% | 1.107% | 1.378% | 5.626% | 5.91% | 10.52% | 11.77% | 8.304% | 12.3% | 15.78% | 8.481% | 10.2% | 12.79% | 16.93% | 19.88% | 19.75%
NEM | Hydro | 20.37% | 20.86% | 20.85% | 25.21% | 26% | 23.95% | 24.37% | 27.34% | 23.64% | 21.65% | 21.23% | 21.13% | 21.89% | 21.23% | 20.23% | 19.01% | 21.5% | 18.96% | 17.99% | 16.46% | 16.93% | 18.02% | 17.71% | 17.52% | 16.91% | 19.88% | 17.32% | 16.75% | 15.51%
NEM | Wind | 34.08% | 35.65% | 32.66% | 33.65% | 36.01% | 37.58% | 38.48% | 35.72% | 33.75% | 34.74% | 36.13% | 34.42% | 33.46% | 35.61% | 36.93% | 37.49% | 35.4% | 34.91% | 35.14% | 35.47% | 33.31% | 31.45% | 33.83% | 35.14% | 36.16% | 34.46% | 33.63% | 33.28% | 32.47%
NEM | Solar PV | 29.56% | 29.16% | 29.63% | 28.43% | 27.85% | 29.48% | 29.85% | 26.38% | 27.51% | 28.74% | 29.13% | 29.26% | 28.18% | 27.59% | 29.35% | 29.41% | 26.14% | 27.33% | 28.62% | 28.88% | 28.92% | 27.61% | 26.88% | 28.16% | 28.16% | 25.04% | 25.49% | 25.59% | 25.24%
NEM | Grid Battery | 9.489% | 5.617% | 5.624% | 6.193% | 5.653% | 5.681% | 5.621% | 5.259% | 4.962% | 5.241% | 5.074% | 5.211% | 4.987% | 4.47% | 4.881% | 4.891% | 4.496% | 4.447% | 4.754% | 3.949% | 2.571% | 4.546% | 4.432% | 9.137% | 8.974% | 11.2% | 11.15% | 11.13% | 11.21%
NEM | Pumped Hydro | 0.7331% | 2.161% | 3.187% | 25.82% | 20.26% | 20.56% | 21.46% | 24.14% | 22.68% | 24.63% | 24.51% | 26.21% | 23.79% | 24.08% | 25.47% | 24.82% | 24.01% | 22.81% | 24.53% | 23.28% | 25.34% | 24.25% | 24% | 25.94% | 25.16% | 23.31% | 22.78% | 24.5% | 23.55%
NEM | VPP | 7.704% | 8.791% | 8.126% | 9.578% | 9.12% | 8.964% | 8.295% | 7.753% | 7.02% | 6.986% | 6.663% | 6.908% | 6.844% | 6.554% | 6.778% | 6.752% | 6.27% | 6.154% | 6.214% | 5.96% | 6.096% | 5.877% | 5.726% | 5.931% | 5.639% | 5.189% | 5.078% | 5.095% | 4.393%
Region | Technology | 2021-22 | 2022-23 | 2023-24 | 2024-25 | 2025-26 | 2026-27 | 2027-28 | 2028-29 | 2029-30 | 2030-31 | 2031-32 | 2032-33 | 2033-34 | 2034-35 | 2035-36 | 2036-37 | 2037-38 | 2038-39 | 2039-40 | 2040-41 | 2041-42 | 2042-43 | 2043-44 | 2044-45 | 2045-46 | 2046-47 | 2047-48 | 2048-49 | 2049-50
NSW1 | Black Coal | 51.16% | 44.9% | 48.55% | 61.84% | 67.07% | 62.72% | 56.2% | 64.9% | 57.74% | 57.38% | 53.33% | 56.46% | 65.68% | 59.65% | 51% | 61.67% | 67.96% | 66.61% | 62.1% | 54.64% | 47.26% | - | - | - | - | - | - | - | -
NSW1 | Brown Coal | bar: 2021-22 to 2049-50
NSW1 | CCGT | 0.6146% | 0.6146% | 1.849% | 1.177% | 1.161% | 1.161% | 1.164% | 1.161% | 1.161% | 1.161% | 1.164% | 19.24% | 18.65% | 20.06% | 20.72% | 18.86% | 30.18% | 32.94% | 27.1% | 25.81% | 25.1% | 31.38% | 3.951% | - | - | - | - | - | -
NSW1 | Gas - Steam | bar: 2021-22 to 2049-50
NSW1 | OCGT / Diesel | 0.0002592% | 1.726e-07% | 0.1038% | 0.4148% | 0.03597% | 0.1527% | 0.04777% | 0.0623% | 2.402e-07% | 2.49e-07% | 2.75e-07% | 0.3347% | 0.1511% | 0.2313% | 1.179% | 1.405% | 5.669% | 9.009% | 14.83% | 17.77% | 8.233% | 16.55% | 23.19% | 8.899% | 9.401% | 13.24% | 22.2% | 26.48% | 25.06%
NSW1 | Hydro | 8.883% | 9.371% | 8.65% | 12.69% | 12% | 11.69% | 11.74% | 16.35% | 12.68% | 10.95% | 12.29% | 12.91% | 14.32% | 14.78% | 14.99% | 14.03% | 17.73% | 14.16% | 13.17% | 12.21% | 12.41% | 14.64% | 15.12% | 15.8% | 15.09% | 18.08% | 14.84% | 14.44% | 13.43%
NSW1 | Wind | 32.14% | 36.67% | 35.12% | 34.55% | 37.55% | 38.61% | 38.13% | 33.87% | 30.57% | 32.76% | 34.03% | 33.83% | 32.77% | 34.97% | 36.61% | 36.6% | 33.08% | 30.33% | 32.52% | 33.49% | 33.37% | 31.75% | 33.85% | 35.23% | 35.12% | 31.67% | 29.24% | 30.76% | 30.87%
NSW1 | Solar PV | 28.63% | 28.53% | 28.72% | 27.65% | 26.32% | 28.48% | 28.63% | 26.07% | 26.86% | 28.34% | 28.8% | 28.58% | 27.69% | 26.72% | 28.75% | 28.66% | 25.92% | 26.67% | 28.2% | 28.53% | 28.21% | 27.26% | 26.43% | 27.97% | 27.86% | 25.03% | 25.2% | 26.48% | 26.11%
NSW1 | Grid Battery | bar: 2021-22 to 2049-50
NSW1 | Pumped Hydro | 1.059% | 3.75% | 5.157% | 63.1% | 22.85% | 23.51% | 24.75% | 27.29% | 24.47% | 26.54% | 26.35% | 27.82% | 25.19% | 25.63% | 27.05% | 26.39% | 25.76% | 23.97% | 26% | 24.74% | 26.76% | 25.23% | 25.27% | 27.68% | 26.92% | 26.89% | 25.39% | 27.19% | 27.58%
NSW1 | VPP | 7.197% | 8.83% | 7.405% | 9.279% | 8.618% | 8.566% | 8.191% | 7.68% | 6.991% | 6.96% | 6.674% | 6.918% | 6.854% | 6.556% | 6.805% | 6.732% | 6.266% | 6.091% | 6.202% | 5.906% | 6.054% | 5.853% | 5.862% | 6.055% | 5.842% | 5.532% | 5.274% | 5.451% | 4.968%
Region | Technology | 2021-22 | 2022-23 | 2023-24 | 2024-25 | 2025-26 | 2026-27 | 2027-28 | 2028-29 | 2029-30 | 2030-31 | 2031-32 | 2032-33 | 2033-34 | 2034-35 | 2035-36 | 2036-37 | 2037-38 | 2038-39 | 2039-40 | 2040-41 | 2041-42 | 2042-43 | 2043-44 | 2044-45 | 2045-46 | 2046-47 | 2047-48 | 2048-49 | 2049-50
QLD1 | Black Coal | 62.18% | 56.7% | 60.38% | 70.76% | 70.9% | 68.89% | 63.09% | 70.79% | 66.5% | 64.12% | 62.69% | 66.85% | 69.71% | 66.97% | 66.44% | 66.94% | 70.34% | 70.89% | 66.5% | 67.08% | 64.55% | 68.53% | 63.75% | 62.32% | 61.85% | 61.91% | 58.65% | 56.98% | 51.04%
QLD1 | Brown Coal | bar: 2021-22 to 2049-50
QLD1 | CCGT | 8.33% | 8.33% | 9.298% | 10.98% | 9.166% | 9.457% | 9.751% | 11.23% | 9.275% | 9.859% | 12.2% | 24.9% | 28.83% | 25.55% | 24.56% | 28.63% | 40% | 37.81% | 33.27% | 35.16% | 37.93% | 42.37% | 40.03% | 37.78% | 51.7% | 60.92% | 61.08% | 60.92% | 60.92%
QLD1 | Gas - Steam | 5.044% | 5.044% | 10.02% | 9.894% | 9.894% | 9.894% | 9.921% | 9.894% | 9.894% | 9.894% | 9.921% | 9.894% | 11.58% | 10.22% | 10.48% | 12.33% | 30.54% | 25.4% | 22.91% | 23.95% | 29.25% | 32.65% | 30.66% | 27.67% | 35.74% | - | - | - | -
QLD1 | OCGT / Diesel | 2.176e-07% | 2.251e-07% | 0.003417% | 0.1778% | 0.0351% | 0.06598% | 0.0934% | 0.3281% | 0.03696% | 0.02889% | 0.2233% | 1.587% | 1.07% | 0.7442% | 0.729% | 1.85% | 8.983% | 7.083% | 10.07% | 10.49% | 10.2% | 13.66% | 13.36% | 13.72% | 17.02% | 18.56% | 16.85% | 15.59% | 15.73%
QLD1 | Hydro | 51.16% | 51% | 51.01% | 50.58% | 50.37% | 50.16% | 50.15% | 49.75% | 49.52% | 48.35% | 49.34% | 48.94% | 48.73% | 48.52% | 48.41% | 48.08% | 41.25% | 41.34% | 41.07% | 40.9% | 40.92% | - | - | - | - | - | - | - | -
QLD1 | Wind | 36.02% | 34.94% | 34.77% | 34.23% | 41.9% | 43.01% | 45.4% | 45.36% | 43.03% | 44.06% | 41.68% | 39.67% | 35.1% | 41.96% | 41.33% | 43.3% | 42.86% | 42.35% | 43.07% | 40.29% | 37.97% | 33% | 38.85% | 39.01% | 41.6% | 41.93% | 41.65% | 41.87% | 36.43%
QLD1 | Solar PV | 31.43% | 30.43% | 31.01% | 29.64% | 30.07% | 31.49% | 31.87% | 26.62% | 28.83% | 29.98% | 30.46% | 30.92% | 29.57% | 30.04% | 31.52% | 31.76% | 26.49% | 28.72% | 29.93% | 30.25% | 30.54% | 28.22% | 28.18% | 29.1% | 29.11% | 25.11% | 26.45% | 27.17% | 26.84%
QLD1 | Grid Battery | - | 14.73% | 14.99% | 18.22% | 18.45% | 17.94% | 17.5% | 16.98% | 16.45% | 16.5% | 16.22% | 16.54% | 16.46% | 16.37% | 16.3% | 16.35% | 15.16% | 15.17% | 15.58% | - | - | - | - | 15.82% | 15.34% | 14.75% | 14.77% | 14.61% | 14.91%
QLD1 | Pumped Hydro | 0.5957% | 1.492% | 2.358% | 10.12% | 9.898% | 8.763% | 8.272% | 11.52% | 9.255% | 10.28% | 10.72% | 14.12% | 13.32% | 12.48% | 13.64% | 13.1% | 19.07% | 19.51% | 20.36% | 19.15% | 21.38% | 22.44% | 21.75% | 22.87% | 22.05% | 19.05% | 19.61% | 20.71% | 18.17%
QLD1 | VPP | 6.801% | 7.838% | 7.569% | 9.601% | 9.773% | 9.333% | 8.648% | 8.256% | 7.6% | 7.481% | 7.067% | 7.259% | 7.291% | 7.176% | 7.132% | 7.056% | 6.543% | 6.491% | 6.447% | 6.388% | 6.493% | 6.39% | 6.274% | 6.228% | 5.733% | 4.975% | 5.048% | 4.751% | 3.713%
Region | Technology | 2021-22 | 2022-23 | 2023-24 | 2024-25 | 2025-26 | 2026-27 | 2027-28 | 2028-29 | 2029-30 | 2030-31 | 2031-32 | 2032-33 | 2033-34 | 2034-35 | 2035-36 | 2036-37 | 2037-38 | 2038-39 | 2039-40 | 2040-41 | 2041-42 | 2042-43 | 2043-44 | 2044-45 | 2045-46 | 2046-47 | 2047-48 | 2048-49 | 2049-50
VIC1 | Black Coal | bar: 2021-22 to 2049-50
VIC1 | Brown Coal | 70.83% | 67.15% | 67.94% | 68.39% | 71.97% | 74.1% | 71.81% | 70.65% | 69.07% | 73.28% | 71.47% | 70.39% | 72.02% | 70.19% | 74.08% | 69.65% | 61.72% | 65.32% | 57.63% | 61.13% | 67.88% | 67.02% | 63.45% | 62.54% | 61.81% | 63.51% | 64.27% | - | -
VIC1 | CCGT | bar: 2021-22 to 2049-50
VIC1 | Gas - Steam | 0.1675% | 0.05509% | 0.1892% | 0.2785% | 0.07394% | 0.2777% | 0.1956% | 0.4353% | 1.782e-07% | 0.02032% | 2.153e-07% | 1.014% | 0.5169% | 1.819% | 1.395% | 1.126% | 6.522% | 5.455% | - | - | - | - | - | - | - | - | - | - | -
VIC1 | OCGT / Diesel | 0.03993% | 2.143e-07% | 0.04102% | 0.0117% | 2.887e-07% | 0.02814% | 0.02693% | 0.00232% | 3.348e-07% | 3.388e-07% | 3.685e-07% | 0.2299% | 0.1429% | 0.133% | 0.1996% | 0.08459% | 0.5397% | 0.1657% | 4.139% | 4.328% | 1.979% | 1.302% | 5.024% | 1.705% | 1.874% | 1.426% | 2.298% | 18.22% | 19.09%
VIC1 | Hydro | 14.06% | 14.1% | 12.75% | 15.74% | 16.06% | 15.19% | 15.4% | 19.31% | 16.04% | 13.7% | 13.78% | 12.43% | 15.24% | 15.69% | 14.85% | 14.89% | 18.68% | 15.51% | 13.32% | 13.3% | 12.06% | 14.74% | 15.26% | 14.37% | 14.45% | 18.11% | 15.05% | 12.9% | 12.91%
VIC1 | Wind | 35.8% | 36.34% | 31.25% | 32.29% | 33.18% | 34.37% | 35.71% | 32.24% | 32.43% | 31.31% | 34.65% | 31% | 32% | 32.29% | 33.79% | 34.23% | 32.02% | 34.18% | 32.36% | 33.26% | 29.03% | 28.72% | 30.33% | 31.96% | 32.64% | 31.29% | 31.65% | 30.02% | 30.45%
VIC1 | Solar PV | 27.59% | 27.39% | 28.4% | 27.27% | 25.9% | 27.21% | 27.86% | 26.09% | 27.05% | 27.59% | 27.43% | 28.48% | 27.25% | 25.9% | 27.36% | 27.8% | 25.97% | 26.88% | 27.51% | 27.3% | 28.31% | 27.2% | 25.92% | 27.66% | 28.27% | 26.23% | 24.45% | 20.61% | 21.08%
VIC1 | Grid Battery | 23.41% | 5.104% | 4.964% | 5.603% | 5.001% | 5.139% | 5.17% | 4.726% | 4.44% | 4.511% | 4.363% | 4.497% | 4.099% | 3.65% | 4.15% | 4.167% | 3.716% | 3.671% | 4.012% | 3.675% | 1.493% | - | - | - | - | - | - | - | -
VIC1 | Pumped Hydro | - | - | - | - | - | - | - | - | - | - | - | - | - | - | - | - | - | - | - | - | 29.24% | 27.63% | 25.69% | 28.03% | 27.34% | 27.09% | 27.15% | 27.56% | 26.77%
VIC1 | VPP | 8.438% | 9.305% | 8.748% | 9.902% | 9.21% | 9.146% | 8.278% | 7.553% | 6.753% | 6.735% | 6.391% | 6.686% | 6.53% | 6.124% | 6.49% | 6.55% | 6% | 5.881% | 6.003% | 5.638% | 5.811% | 5.485% | 5.153% | 5.621% | 5.366% | 4.99% | 4.916% | 5.041% | 4.346%
Region | Technology | 2021-22 | 2022-23 | 2023-24 | 2024-25 | 2025-26 | 2026-27 | 2027-28 | 2028-29 | 2029-30 | 2030-31 | 2031-32 | 2032-33 | 2033-34 | 2034-35 | 2035-36 | 2036-37 | 2037-38 | 2038-39 | 2039-40 | 2040-41 | 2041-42 | 2042-43 | 2043-44 | 2044-45 | 2045-46 | 2046-47 | 2047-48 | 2048-49 | 2049-50
SA1 | Black Coal | bar: 2021-22 to 2049-50
SA1 | Brown Coal | bar: 2021-22 to 2049-50
SA1 | CCGT | 17.95% | 17.95% | 12.11% | 9.7% | 9.7% | 9.7% | 9.727% | 9.7% | 9.7% | 9.7% | 9.727% | 21.29% | 21.5% | 27.66% | 19.62% | 19.98% | - | - | - | - | - | - | - | - | - | - | - | - | -
SA1 | Gas - Steam | 9.308% | 9.585% | 9.161% | 1.164% | 1.164% | 1.164% | 1.167% | 1.164% | 1.164% | 1.164% | 1.167% | 3.733% | 2.815% | 9.226% | - | - | - | - | - | - | - | - | - | - | - | - | - | - | -
SA1 | OCGT / Diesel | 0.35% | 0.1812% | 0.7232% | 0.09882% | 0.03076% | 0.1216% | 0.05623% | 0.1325% | 7.878e-07% | 0.01854% | 0.01336% | 3.895% | 2.869% | 6.359% | 4.276% | 3.841% | 12.29% | 12.89% | 15.01% | 14.32% | 13.36% | 15.64% | 19.96% | 7.358% | 8.619% | 9.111% | 13.29% | 16.62% | 16.29%
SA1 | Hydro | bar: 2021-22 to 2049-50
SA1 | Wind | 34.73% | 34.27% | 30.31% | 33.68% | 32.88% | 36.12% | 36.57% | 34.36% | 33.45% | 33.8% | 35.51% | 32.32% | 32.88% | 31.44% | 35.54% | 35.65% | 34.26% | 35% | 34.75% | 36.82% | 32.52% | 31.51% | 29.8% | 33.19% | 33.7% | 32.42% | 32.82% | 30.28% | 31.65%
SA1 | Solar PV | 30.63% | 29.09% | 29.19% | 28.18% | 27.51% | 28.16% | 29.03% | 27.61% | 28.77% | 29.03% | 29.15% | 29.61% | 28.18% | 27.51% | 28.21% | 28.99% | 27.54% | 28.71% | 29.03% | 29.08% | 29.36% | 28.08% | 23.95% | 22.55% | 23.23% | 21.05% | 21.04% | 20.32% | 15.87%
SA1 | Grid Battery | 5.731% | 5.668% | 5.919% | 6.099% | 5.597% | 5.479% | 5.287% | 5.09% | 4.797% | 5.519% | 5.324% | 5.449% | 5.3% | 4.631% | 4.916% | 4.907% | 4.736% | 4.673% | 4.893% | 4.532% | 4.726% | 4.546% | 4.431% | 7.744% | 7.646% | 7.409% | 7.293% | 7.422% | 7.272%
SA1 | Pumped Hydro | bar: 2021-22 to 2049-50
SA1 | VPP | 9.418% | 9.825% | 9.873% | 9.951% | 9.318% | 9.125% | 8.317% | 7.964% | 7.015% | 7.093% | 6.83% | 7.002% | 6.982% | 6.577% | 6.935% | 6.8% | 6.596% | 6.493% | 6.471% | 6.147% | 6.193% | 5.957% | 5.823% | 5.817% | 5.632% | 5.312% | 5.059% | 5.016% | 4.472%
Region | Technology | 2021-22 | 2022-23 | 2023-24 | 2024-25 | 2025-26 | 2026-27 | 2027-28 | 2028-29 | 2029-30 | 2030-31 | 2031-32 | 2032-33 | 2033-34 | 2034-35 | 2035-36 | 2036-37 | 2037-38 | 2038-39 | 2039-40 | 2040-41 | 2041-42 | 2042-43 | 2043-44 | 2044-45 | 2045-46 | 2046-47 | 2047-48 | 2048-49 | 2049-50
TAS1 | Black Coal | bar: 2021-22 to 2049-50
TAS1 | Brown Coal | bar: 2021-22 to 2049-50
TAS1 | CCGT | 9.674e-07% | 9.571e-07% | 9.778e-07% | 9.785e-07% | 9.706e-07% | 9.792e-07% | 1.018e-06% | 1.057e-06% | 1.099e-06% | 1.126e-06% | 1.127e-06% | 1.165e-06% | 1.209e-06% | 1.246e-06% | 1.294e-06% | 1.341e-06% | 1.404e-06% | 1.463e-06% | 1.609e-06% | 1.619e-06% | 1.741e-06% | 1.767e-06% | 1.846e-06% | 1.928e-06% | 2.009e-06% | 2.109e-06% | 2.215e-06% | 2.342e-06% | 2.416e-06%
TAS1 | Gas - Steam | bar: 2021-22 to 2049-50
TAS1 | OCGT / Diesel | 9.025e-07% | 8.728e-07% | 9.142e-07% | 9.285e-07% | 9.089e-07% | 9.55e-07% | 9.951e-07% | 1.035e-06% | 1.08e-06% | 1.111e-06% | 1.1e-06% | 1.146e-06% | 1.186e-06% | 1.225e-06% | 1.271e-06% | 1.313e-06% | 1.382e-06% | 1.423e-06% | 1.511e-06% | 3.922e-06% | 0.01134% | 4.263e-06% | 4.469e-06% | 4.646e-06% | 4.803e-06% | 5.068e-06% | 5.33e-06% | 0.04472% | 5.79e-06%
TAS1 | Hydro | 36.56% | 37.49% | 39.51% | 45.75% | 48.65% | 43.53% | 44.56% | 45.12% | 40.77% | 38.78% | 35.92% | 36.19% | 34.44% | 31.53% | 29.03% | 26.33% | 27.6% | 26.67% | 26.83% | 23.25% | 25.6% | 24.67% | 22.74% | 22.27% | 21.11% | 23.44% | 22.07% | 22.76% | 20.13%
TAS1 | Wind | 26.66% | 32.22% | 32.49% | 34.76% | 37.95% | 39.42% | 41.07% | 39.17% | 39.29% | 38.12% | 42.17% | 39.06% | 38.49% | 40.13% | 39.67% | 39.97% | 36.78% | 35.54% | 33.42% | 34.6% | 32.83% | 32.64% | 33.87% | 34.78% | 35.76% | 33.7% | 33.61% | 31.62% | 32.39%
TAS1 | Solar PV | bar: 2021-22 to 2049-50
TAS1 | Grid Battery | bar: 2021-22 to 2049-50
TAS1 | Pumped Hydro | bar: 2021-22 to 2049-50
TAS1 | VPP | 1.622% | 3.336% | 1.456% | 1.961% | 2.321% | 2.601% | 2.415% | 2.382% | 2.913% | 3.133% | 4.14% | 4.587% | 4.746% | 5.107% | 5.398% | 6.037% | 5.923% | 5.87% | 5.643% | 5.96% | 5.922% | 5.912% | 5.693% | 5.712% | 5.931% | 5.471% | 5.208% | 5.168% | 4.713%
Explicitly modelled pumping
Region | Technology | 2021-22 | 2022-23 | 2023-24 | 2024-25 | 2025-26 | 2026-27 | 2027-28 | 2028-29 | 2029-30 | 2030-31 | 2031-32 | 2032-33 | 2033-34 | 2034-35 | 2035-36 | 2036-37 | 2037-38 | 2038-39 | 2039-40 | 2040-41 | 2041-42 | 2042-43 | 2043-44 | 2044-45 | 2045-46 | 2046-47 | 2047-48 | 2048-49 | 2049-50
NEM | Grid Battery pump | 11.68% | 6.952% | 6.925% | 7.653% | 6.972% | 7.012% | 6.956% | 6.475% | 6.126% | 6.47% | 6.284% | 6.426% | 6.155% | 5.507% | 6.025% | 6.038% | 5.553% | 5.505% | 5.852% | 4.892% | 3.156% | 5.63% | 5.453% | 10.91% | 10.73% | 13.26% | 13.2% | 13.18% | 13.27%
NEM | Pumped Hydro Pump | 1.213% | 4.37% | 5.8% | 32.56% | 23.1% | 25.13% | 27.74% | 29.88% | 28.4% | 31.02% | 31.76% | 33.7% | 32.07% | 30.71% | 33.69% | 33.49% | 30.77% | 29.54% | 31.57% | 30.53% | 32.71% | 32.14% | 30.6% | 34.43% | 33.5% | 30.5% | 29.72% | 32.05% | 30.39%
NEM | VPP pump | 9.247% | 10.58% | 9.741% | 11.5% | 10.94% | 10.76% | 9.973% | 9.292% | 8.426% | 8.385% | 8.019% | 8.277% | 8.219% | 7.865% | 8.13% | 8.104% | 7.538% | 7.39% | 7.443% | 7.171% | 7.304% | 7.061% | 6.865% | 7.116% | 6.782% | 6.217% | 6.106% | 6.105% | 5.27%
Region | Technology | 2021-22 | 2022-23 | 2023-24 | 2024-25 | 2025-26 | 2026-27 | 2027-28 | 2028-29 | 2029-30 | 2030-31 | 2031-32 | 2032-33 | 2033-34 | 2034-35 | 2035-36 | 2036-37 | 2037-38 | 2038-39 | 2039-40 | 2040-41 | 2041-42 | 2042-43 | 2043-44 | 2044-45 | 2045-46 | 2046-47 | 2047-48 | 2048-49 | 2049-50
NSW1 | Grid Battery pump | bar: 2021-22 to 2049-50
NSW1 | Pumped Hydro Pump | 1.359% | 5.422% | 6.917% | 41.69% | 24.21% | 26.91% | 30.1% | 31.69% | 29.69% | 32.4% | 33.14% | 34.72% | 33.05% | 31.69% | 34.78% | 34.65% | 32.21% | 30.5% | 32.79% | 31.92% | 33.92% | 33.47% | 31.71% | 36.72% | 35.81% | 34.85% | 33.01% | 35.63% | 35.22%
NSW1 | VPP pump | 8.639% | 10.62% | 8.874% | 11.14% | 10.34% | 10.28% | 9.849% | 9.205% | 8.391% | 8.353% | 8.032% | 8.284% | 8.226% | 7.886% | 8.152% | 8.08% | 7.542% | 7.312% | 7.423% | 7.109% | 7.26% | 7.016% | 7.031% | 7.268% | 7.031% | 6.621% | 6.35% | 6.524% | 5.963%
Region | Technology | 2021-22 | 2022-23 | 2023-24 | 2024-25 | 2025-26 | 2026-27 | 2027-28 | 2028-29 | 2029-30 | 2030-31 | 2031-32 | 2032-33 | 2033-34 | 2034-35 | 2035-36 | 2036-37 | 2037-38 | 2038-39 | 2039-40 | 2040-41 | 2041-42 | 2042-43 | 2043-44 | 2044-45 | 2045-46 | 2046-47 | 2047-48 | 2048-49 | 2049-50
QLD1 | Grid Battery pump | - | 18.18% | 18.46% | 22.49% | 22.78% | 22.14% | 21.6% | 20.96% | 20.3% | 20.37% | 20.09% | 20.37% | 20.33% | 20.21% | 20.12% | 20.19% | 18.77% | 18.67% | 19.23% | - | - | - | - | 18.63% | 18.04% | 17.38% | 17.35% | 17.21% | 17.52%
QLD1 | Pumped Hydro Pump | 0.9635% | 2.569% | 3.885% | 16.9% | 16.57% | 14.63% | 13.86% | 19.23% | 15.47% | 17.19% | 17.98% | 23.55% | 22.27% | 20.87% | 22.8% | 21.89% | 25.86% | 26.26% | 27.41% | 25.82% | 28.69% | 29.35% | 28.31% | 29.77% | 28.8% | 24.5% | 25.14% | 26.67% | 23.16%
QLD1 | VPP pump | 8.163% | 9.433% | 9.072% | 11.52% | 11.73% | 11.2% | 10.38% | 9.909% | 9.122% | 8.979% | 8.504% | 8.694% | 8.751% | 8.613% | 8.56% | 8.469% | 7.875% | 7.77% | 7.738% | 7.673% | 7.787% | 7.678% | 7.537% | 7.464% | 6.878% | 5.985% | 6.045% | 5.716% | 4.443%
Region | Technology | 2021-22 | 2022-23 | 2023-24 | 2024-25 | 2025-26 | 2026-27 | 2027-28 | 2028-29 | 2029-30 | 2030-31 | 2031-32 | 2032-33 | 2033-34 | 2034-35 | 2035-36 | 2036-37 | 2037-38 | 2038-39 | 2039-40 | 2040-41 | 2041-42 | 2042-43 | 2043-44 | 2044-45 | 2045-46 | 2046-47 | 2047-48 | 2048-49 | 2049-50
VIC1 | Grid Battery pump | 28.81% | 6.319% | 6.111% | 6.931% | 6.164% | 6.341% | 6.401% | 5.817% | 5.482% | 5.57% | 5.405% | 5.542% | 5.068% | 4.488% | 5.124% | 5.144% | 4.588% | 4.55% | 4.935% | 4.554% | 1.825% | - | - | - | - | - | - | - | -
VIC1 | Pumped Hydro Pump | - | - | - | - | - | - | - | - | - | - | - | - | - | - | - | - | - | - | - | - | 36.55% | 34.69% | 31.96% | 35.07% | 34.32% | 33.69% | 34.11% | 34.43% | 33.46%
VIC1 | VPP pump | 10.13% | 11.19% | 10.49% | 11.89% | 11.05% | 10.98% | 9.96% | 9.047% | 8.105% | 8.083% | 7.692% | 8.014% | 7.853% | 7.33% | 7.79% | 7.861% | 7.201% | 7.081% | 7.184% | 6.788% | 6.955% | 6.604% | 6.164% | 6.746% | 6.46% | 5.97% | 5.92% | 6.033% | 5.217%
Region | Technology | 2021-22 | 2022-23 | 2023-24 | 2024-25 | 2025-26 | 2026-27 | 2027-28 | 2028-29 | 2029-30 | 2030-31 | 2031-32 | 2032-33 | 2033-34 | 2034-35 | 2035-36 | 2036-37 | 2037-38 | 2038-39 | 2039-40 | 2040-41 | 2041-42 | 2042-43 | 2043-44 | 2044-45 | 2045-46 | 2046-47 | 2047-48 | 2048-49 | 2049-50
SA1 | Grid Battery pump | 7.059% | 7.015% | 7.29% | 7.529% | 6.909% | 6.764% | 6.544% | 6.267% | 5.923% | 6.813% | 6.592% | 6.727% | 6.523% | 5.718% | 6.069% | 6.058% | 5.847% | 5.787% | 6.023% | 5.613% | 5.817% | 5.63% | 5.453% | 9.304% | 9.212% | 8.874% | 8.785% | 8.893% | 8.737%
SA1 | Pumped Hydro Pump | bar: 2021-22 to 2049-50
SA1 | VPP pump | 11.3% | 11.82% | 11.83% | 11.96% | 11.17% | 10.95% | 10.01% | 9.54% | 8.42% | 8.514% | 8.219% | 8.392% | 8.372% | 7.894% | 8.323% | 8.161% | 7.916% | 7.815% | 7.746% | 7.399% | 7.413% | 7.158% | 6.982% | 6.981% | 6.779% | 6.356% | 6.09% | 6.002% | 5.367%
Region | Technology | 2021-22 | 2022-23 | 2023-24 | 2024-25 | 2025-26 | 2026-27 | 2027-28 | 2028-29 | 2029-30 | 2030-31 | 2031-32 | 2032-33 | 2033-34 | 2034-35 | 2035-36 | 2036-37 | 2037-38 | 2038-39 | 2039-40 | 2040-41 | 2041-42 | 2042-43 | 2043-44 | 2044-45 | 2045-46 | 2046-47 | 2047-48 | 2048-49 | 2049-50
TAS1 | Grid Battery pump | bar: 2021-22 to 2049-50
TAS1 | Pumped Hydro Pump | bar: 2021-22 to 2049-50
TAS1 | VPP pump | 1.947% | 4.026% | 1.735% | 2.375% | 2.772% | 3.121% | 2.922% | 2.842% | 3.501% | 3.757% | 4.97% | 5.527% | 5.694% | 6.136% | 6.459% | 7.268% | 7.089% | 7.045% | 6.773% | 7.163% | 7.099% | 7.11% | 6.824% | 6.851% | 7.139% | 6.546% | 6.271% | 6.184% | 5.657%
Non-controllable capacity
Region | Technology | 2021-22 | 2022-23 | 2023-24 | 2024-25 | 2025-26 | 2026-27 | 2027-28 | 2028-29 | 2029-30 | 2030-31 | 2031-32 | 2032-33 | 2033-34 | 2034-35 | 2035-36 | 2036-37 | 2037-38 | 2038-39 | 2039-40 | 2040-41 | 2041-42 | 2042-43 | 2043-44 | 2044-45 | 2045-46 | 2046-47 | 2047-48 | 2048-49 | 2049-50
NEM | Distributed PV | 15.73% | 16.09% | 16.23% | 15.82% | 15.34% | 16.51% | 16.55% | 14.98% | 15.76% | 16.42% | 16.68% | 16.82% | 16.42% | 15.97% | 17.12% | 17.17% | 15.46% | 16.3% | 17% | 17.29% | 17.34% | 16.88% | 16.37% | 17.53% | 17.49% | 15.72% | 16.54% | 17.24% | 17.5%
NEM | Behind the meter battery | 5.667% | 5.723% | 5.697% | 5.601% | 5.515% | 5.416% | 5.347% | 5.236% | 5.14% | 5.04% | 4.967% | 4.975% | 5.011% | 5.02% | 5.042% | 4.97% | 4.915% | 4.863% | 4.828% | 4.751% | 4.713% | 4.68% | 4.667% | 4.606% | 4.559% | 4.421% | 4.312% | 4.185% | 4.069%
NEM | Behind the meter battery pump | 4.815% | 4.861% | 4.84% | 4.758% | 4.685% | 4.601% | 4.542% | 4.447% | 4.367% | 4.281% | 4.221% | 4.227% | 4.256% | 4.264% | 4.284% | 4.222% | 4.175% | 4.13% | 4.1% | 4.037% | 4.004% | 3.974% | 3.964% | 3.912% | 3.873% | 3.755% | 3.662% | 3.554% | 3.456%
Region | Technology | 2021-22 | 2022-23 | 2023-24 | 2024-25 | 2025-26 | 2026-27 | 2027-28 | 2028-29 | 2029-30 | 2030-31 | 2031-32 | 2032-33 | 2033-34 | 2034-35 | 2035-36 | 2036-37 | 2037-38 | 2038-39 | 2039-40 | 2040-41 | 2041-42 | 2042-43 | 2043-44 | 2044-45 | 2045-46 | 2046-47 | 2047-48 | 2048-49 | 2049-50
NSW1 | Distributed PV | 15.89% | 16.65% | 16.19% | 15.98% | 15.4% | 17.1% | 16.86% | 15.02% | 15.42% | 16.36% | 17.06% | 16.64% | 16.46% | 15.93% | 17.53% | 17.31% | 15.42% | 15.93% | 16.89% | 17.6% | 17.11% | 16.87% | 16.27% | 17.87% | 17.58% | 15.66% | 16.11% | 17.1% | 17.77%
NSW1 | Behind the meter battery | 5.638% | 5.703% | 5.66% | 5.567% | 5.499% | 5.413% | 5.354% | 5.253% | 5.161% | 5.073% | 5.011% | 5.032% | 5.043% | 5.032% | 5.062% | 4.976% | 4.91% | 4.853% | 4.834% | 4.76% | 4.738% | 4.71% | 4.694% | 4.647% | 4.607% | 4.472% | 4.37% | 4.245% | 4.136%
NSW1 | Behind the meter battery pump | 4.79% | 4.843% | 4.811% | 4.729% | 4.672% | 4.599% | 4.548% | 4.46% | 4.383% | 4.311% | 4.258% | 4.275% | 4.284% | 4.277% | 4.302% | 4.228% | 4.172% | 4.121% | 4.104% | 4.045% | 4.025% | 4% | 3.988% | 3.947% | 3.911% | 3.797% | 3.713% | 3.604% | 3.515%
Region | Technology | 2021-22 | 2022-23 | 2023-24 | 2024-25 | 2025-26 | 2026-27 | 2027-28 | 2028-29 | 2029-30 | 2030-31 | 2031-32 | 2032-33 | 2033-34 | 2034-35 | 2035-36 | 2036-37 | 2037-38 | 2038-39 | 2039-40 | 2040-41 | 2041-42 | 2042-43 | 2043-44 | 2044-45 | 2045-46 | 2046-47 | 2047-48 | 2048-49 | 2049-50
QLD1 | Distributed PV | 16.1% | 17.06% | 17.04% | 16.38% | 16.5% | 17.65% | 17.74% | 14.96% | 16.27% | 16.89% | 17.76% | 17.6% | 16.96% | 17.19% | 18.26% | 18.34% | 15.46% | 16.89% | 17.52% | 18.42% | 18.19% | 17.48% | 17.64% | 18.68% | 18.7% | 15.74% | 17.14% | 17.77% | 18.66%
QLD1 | Behind the meter battery | 5.684% | 5.775% | 5.719% | 5.62% | 5.545% | 5.439% | 5.361% | 5.261% | 5.173% | 5.069% | 5.003% | 5.023% | 5.04% | 5.034% | 5.056% | 4.969% | 4.908% | 4.861% | 4.837% | 4.775% | 4.741% | 4.717% | 4.713% | 4.654% | 4.608% | 4.471% | 4.356% | 4.223% | 4.11%
QLD1 | Behind the meter battery pump | 4.83% | 4.906% | 4.857% | 4.776% | 4.709% | 4.62% | 4.554% | 4.469% | 4.396% | 4.307% | 4.251% | 4.265% | 4.281% | 4.276% | 4.298% | 4.219% | 4.167% | 4.13% | 4.11% | 4.057% | 4.025% | 4.005% | 4.006% | 3.953% | 3.917% | 3.797% | 3.698% | 3.589% | 3.49%
Region | Technology | 2021-22 | 2022-23 | 2023-24 | 2024-25 | 2025-26 | 2026-27 | 2027-28 | 2028-29 | 2029-30 | 2030-31 | 2031-32 | 2032-33 | 2033-34 | 2034-35 | 2035-36 | 2036-37 | 2037-38 | 2038-39 | 2039-40 | 2040-41 | 2041-42 | 2042-43 | 2043-44 | 2044-45 | 2045-46 | 2046-47 | 2047-48 | 2048-49 | 2049-50
VIC1 | Distributed PV | 14.64% | 14.23% | 15.09% | 14.83% | 14.08% | 15.02% | 15.13% | 14.56% | 15.28% | 15.89% | 15.28% | 16.11% | 15.73% | 14.89% | 15.83% | 15.95% | 15.17% | 15.88% | 16.52% | 15.91% | 16.66% | 16.24% | 15.31% | 16.27% | 16.3% | 15.49% | 16.18% | 16.83% | 16.15%
VIC1 | Behind the meter battery | 5.686% | 5.759% | 5.769% | 5.661% | 5.55% | 5.441% | 5.366% | 5.23% | 5.104% | 4.983% | 4.889% | 4.875% | 4.952% | 4.988% | 5.011% | 4.966% | 4.936% | 4.879% | 4.826% | 4.735% | 4.679% | 4.638% | 4.62% | 4.546% | 4.491% | 4.353% | 4.238% | 4.113% | 3.985%
VIC1 | Behind the meter battery pump | 4.831% | 4.891% | 4.901% | 4.807% | 4.715% | 4.624% | 4.558% | 4.445% | 4.338% | 4.231% | 4.155% | 4.142% | 4.205% | 4.236% | 4.256% | 4.221% | 4.193% | 4.144% | 4.097% | 4.024% | 3.977% | 3.938% | 3.922% | 3.862% | 3.817% | 3.698% | 3.598% | 3.492% | 3.384%
Region | Technology | 2021-22 | 2022-23 | 2023-24 | 2024-25 | 2025-26 | 2026-27 | 2027-28 | 2028-29 | 2029-30 | 2030-31 | 2031-32 | 2032-33 | 2033-34 | 2034-35 | 2035-36 | 2036-37 | 2037-38 | 2038-39 | 2039-40 | 2040-41 | 2041-42 | 2042-43 | 2043-44 | 2044-45 | 2045-46 | 2046-47 | 2047-48 | 2048-49 | 2049-50
SA1 | Distributed PV | 17% | 17.03% | 17.4% | 16.79% | 15.95% | 16.62% | 17.14% | 16.32% | 17.02% | 17.25% | 17.23% | 17.68% | 17.1% | 16.26% | 16.89% | 17.46% | 16.6% | 17.39% | 17.63% | 17.62% | 18.03% | 17.41% | 16.52% | 17.18% | 17.67% | 16.79% | 17.56% | 17.81% | 17.75%
SA1 | Behind the meter battery | 5.687% | 5.649% | 5.583% | 5.482% | 5.395% | 5.284% | 5.219% | 5.127% | 5.109% | 5.049% | 4.993% | 5.022% | 5.037% | 5.051% | 5.052% | 4.964% | 4.871% | 4.834% | 4.784% | 4.699% | 4.657% | 4.607% | 4.592% | 4.519% | 4.464% | 4.316% | 4.217% | 4.086% | 3.974%
SA1 | Behind the meter battery pump | 4.829% | 4.797% | 4.742% | 4.659% | 4.583% | 4.489% | 4.433% | 4.354% | 4.338% | 4.291% | 4.244% | 4.268% | 4.279% | 4.291% | 4.293% | 4.218% | 4.14% | 4.109% | 4.064% | 3.993% | 3.956% | 3.915% | 3.901% | 3.837% | 3.792% | 3.665% | 3.583% | 3.473% | 3.373%
Region | Technology | 2021-22 | 2022-23 | 2023-24 | 2024-25 | 2025-26 | 2026-27 | 2027-28 | 2028-29 | 2029-30 | 2030-31 | 2031-32 | 2032-33 | 2033-34 | 2034-35 | 2035-36 | 2036-37 | 2037-38 | 2038-39 | 2039-40 | 2040-41 | 2041-42 | 2042-43 | 2043-44 | 2044-45 | 2045-46 | 2046-47 | 2047-48 | 2048-49 | 2049-50
TAS1 | Distributed PV | 13.67% | 13.56% | 13.98% | 14.01% | 13.36% | 14.27% | 14.3% | 13.89% | 14% | 14.27% | 14.08% | 14.55% | 14.57% | 13.88% | 14.71% | 14.82% | 14.29% | 14.45% | 14.76% | 14.57% | 14.97% | 14.9% | 14.17% | 15.06% | 15.02% | 14.55% | 14.6% | 14.95% | 14.69%
TAS1 | Behind the meter battery | 5.621% | 5.537% | 5.483% | 5.392% | 5.325% | 5.3% | 5.327% | 5.334% | 5.286% | 5.239% | 5.208% | 5.151% | 5.108% | 5.072% | 5.045% | 4.953% | 4.896% | 4.865% | 4.848% | 4.807% | 4.776% | 4.758% | 4.747% | 4.71% | 4.688% | 4.578% | 4.487% | 4.373% | 4.276%
TAS1 | Behind the meter battery pump | 4.776% | 4.703% | 4.656% | 4.581% | 4.521% | 4.502% | 4.527% | 4.531% | 4.491% | 4.45% | 4.424% | 4.376% | 4.337% | 4.308% | 4.285% | 4.206% | 4.16% | 4.131% | 4.12% | 4.084% | 4.059% | 4.042% | 4.03% | 4% | 3.983% | 3.889% | 3.812% | 3.715% | 3.631%

## BaseCase_Generation
Annual sent-out generation by technology (GWh) - BaseCase, High DER Scenario
Explicitly modelled generation
Region | Technology | 2021-22 | 2022-23 | 2023-24 | 2024-25 | 2025-26 | 2026-27 | 2027-28 | 2028-29 | 2029-30 | 2030-31 | 2031-32 | 2032-33 | 2033-34 | 2034-35 | 2035-36 | 2036-37 | 2037-38 | 2038-39 | 2039-40 | 2040-41 | 2041-42 | 2042-43 | 2043-44 | 2044-45 | 2045-46 | 2046-47 | 2047-48 | 2048-49 | 2049-50
NEM | Black Coal | 90149.4408 | 78769.7797 | 78241.638 | 79042.852 | 72111.3818 | 65402.0922 | 59318.6128 | 63000.711 | 49654.0124 | 48369.7208 | 46496.1851 | 44864.0698 | 48173.1958 | 45573.9121 | 39152.9649 | 36883.648 | 32041.8846 | 32072.8187 | 30039.3523 | 29353.5174 | 27618.5796 | 18923.4557 | 15563.6115 | 13223.178 | 11144.2467 | 9175.8296 | 8693.2804 | 8444.9027 | 7565.7228
NEM | Brown Coal | 29720.4442 | 28175.7733 | 28508.2864 | 22173.8606 | 23100.8415 | 22493.9316 | 21800.5823 | 21447.3478 | 20966.3203 | 21439.2878 | 20911.8111 | 20594.3523 | 21071.5743 | 20535.3538 | 21674.3227 | 20377.433 | 18059.2296 | 19111.6628 | 16861.3574 | 17885.0092 | 19861.4688 | 19609.6143 | 18563.8652 | 18296.9215 | 18085.917 | 18581.3749 | 12527.4968 | 0 | 0
NEM | CCGT | 2252.5066 | 2252.5066 | 1894.8405 | 1968.7637 | 1727.8576 | 1766.3474 | 1806.7704 | 2001.8794 | 1742.2562 | 1819.6267 | 2130.7574 | 5339.9252 | 5838.7186 | 5765.5363 | 5298.3432 | 4787.1218 | 5605.0441 | 5539.2183 | 4352.9094 | 4445.0824 | 4645.5469 | 5371.8982 | 3516.3909 | 3258.2804 | 1539.8526 | 960.5244 | 963.1561 | 960.5248 | 960.5248
NEM | Gas - Steam | 696.7639 | 711.2695 | 724.015 | 166.5738 | 157.6157 | 166.5393 | 163.3687 | 173.444 | 154.3771 | 155.267 | 154.8001 | 378.8163 | 305.1377 | 801.4837 | 138.1874 | 140.0287 | 510.3732 | 425.8213 | 168.5615 | 176.2322 | 215.2288 | 240.2277 | 225.616 | 203.6405 | 262.9788 | 0 | 0 | 0 | 0
NEM | OCGT / Diesel | 50.7415 | 22.8159 | 111.5229 | 96.3931 | 14.2771 | 50.2557 | 33.2056 | 79.8135 | 6.1842 | 6.5462 | 38.5971 | 613.9738 | 389.6585 | 584.5564 | 533.6573 | 664.2286 | 2711.6209 | 2848.4695 | 5258.5327 | 5760.4965 | 4370.1266 | 6429.0194 | 8249.4919 | 4983.5814 | 6400.2463 | 9000.4328 | 11041.9479 | 15002.349 | 14002.7196
NEM | Hydro | 13143.3964 | 13455.8465 | 13455.257 | 16263.9328 | 16778.2971 | 15454.1505 | 15723.5004 | 17642.3059 | 15253.579 | 13971.4341 | 13700.4703 | 13630.3427 | 14122.4557 | 13699.799 | 13051.4773 | 12266.9435 | 13710.0175 | 12088.4602 | 11469.8975 | 10493.0746 | 10792.1059 | 11387.275 | 11188.6005 | 11069.3976 | 10681.4812 | 12560.363 | 10944.7472 | 10581.3616 | 9797.9117
NEM | Wind | 26731.2721 | 35592.6917 | 35185.7185 | 39710.958 | 45977.7578 | 51264.0353 | 57584.7118 | 57724.4052 | 66349.3811 | 68378.8762 | 71563.8377 | 70859.9761 | 70364.6083 | 76168.1317 | 80428.6667 | 86848.1421 | 98744.6638 | 96925.6168 | 97844.206 | 97084.7533 | 98154.311 | 99283.9498 | 106407.3012 | 108579.4983 | 111768.6262 | 113574.7323 | 114274.3971 | 116481.6606 | 118334.2638
NEM | Solar PV | 14501.0477 | 17775.836 | 18064.0549 | 17333.6782 | 16977.458 | 17973.1546 | 18196.2066 | 16535.3901 | 24571.9004 | 25674.9851 | 26023.4082 | 26141.725 | 25177.865 | 24645.5806 | 26215.3448 | 25963.6604 | 23447.6041 | 24151.5012 | 25293.5376 | 25519.4288 | 26066.2995 | 33645.2195 | 32885.4089 | 33412.8638 | 33181.3046 | 37808.8372 | 39228.9148 | 43261.4277 | 41629.3408
NEM | Grid Battery | 216.3987 | 295.4148 | 295.7687 | 325.6663 | 297.2725 | 298.7721 | 295.5876 | 276.548 | 260.9511 | 261.8367 | 253.5042 | 260.3544 | 224.9975 | 191.8515 | 209.4931 | 209.9298 | 192.9744 | 190.8954 | 204.0409 | 162.5708 | 101.3358 | 59.7382 | 58.2333 | 204.3644 | 200.7108 | 428.0648 | 426.2766 | 425.5031 | 428.7162
NEM | Pumped Hydro | 52.0155 | 153.3402 | 226.1632 | 1831.9679 | 5058.0717 | 5134.0802 | 5357.2344 | 6026.0598 | 9635.652 | 10464.919 | 10413.7899 | 11137.2263 | 10108.1272 | 10231.1539 | 10822.6649 | 10546.8371 | 12181.3102 | 11570.3806 | 12443.0286 | 11808.2745 | 13330.3546 | 14583.7049 | 14433.7201 | 15601.4877 | 15130.1627 | 16429.35 | 16051.2313 | 18717.0261 | 17992.0338
NEM | VPP | 58.3995 | 163.626 | 300.4658 | 596.4634 | 872.4448 | 1201.659 | 1494.1677 | 1802.0464 | 2045.6243 | 2347.1085 | 2573.6971 | 3049.4663 | 3431.4722 | 3652.9184 | 4173.5301 | 4375.8031 | 4273.7481 | 4405.944 | 4668.8124 | 4696.4929 | 5031.9544 | 5077.1809 | 5172.8401 | 5601.3709 | 5560.5499 | 5340.2993 | 5452.3235 | 5699.6896 | 5117.136
Total excluding storage |  | 177245.6133 | 176756.5192 | 176185.3331 | 176757.0123 | 176845.4866 | 174570.5065 | 174626.9585 | 178605.2968 | 178698.0108 | 179815.7439 | 181019.867 | 182423.1812 | 185443.2139 | 187774.3537 | 186492.9643 | 187931.2061 | 194830.4378 | 193163.5687 | 191288.3543 | 190717.5943 | 191723.6669 | 194890.6598 | 196600.2861 | 193027.3614 | 193064.6535 | 201662.0942 | 197673.9402 | 194732.2263 | 192290.4835
Region | Technology | 2021-22 | 2022-23 | 2023-24 | 2024-25 | 2025-26 | 2026-27 | 2027-28 | 2028-29 | 2029-30 | 2030-31 | 2031-32 | 2032-33 | 2033-34 | 2034-35 | 2035-36 | 2036-37 | 2037-38 | 2038-39 | 2039-40 | 2040-41 | 2041-42 | 2042-43 | 2043-44 | 2044-45 | 2045-46 | 2046-47 | 2047-48 | 2048-49 | 2049-50
NSW1 | Black Coal | 45889.6538 | 38406.1663 | 35258.6197 | 39120.733 | 32108.7211 | 26833.5937 | 23999.1166 | 27711.6268 | 16504.6074 | 16403.8175 | 15244.4928 | 11538.8459 | 13423.1337 | 12191.815 | 6031.0856 | 7292.7544 | 8036.917 | 7877.3161 | 7344.2983 | 6461.2849 | 5589.4468 | 0 | 0 | 0 | 0 | 0 | 0 | 0 | 0
NSW1 | Brown Coal | 0 | 0 | 0 | 0 | 0 | 0 | 0 | 0 | 0 | 0 | 0 | 0 | 0 | 0 | 0 | 0 | 0 | 0 | 0 | 0 | 0 | 0 | 0 | 0 | 0 | 0 | 0 | 0 | 0
NSW1 | CCGT | 33.6489 | 33.6489 | 101.2233 | 64.4519 | 63.5591 | 63.5591 | 63.7332 | 63.5591 | 63.5591 | 63.5591 | 63.7332 | 1053.2342 | 1020.961 | 1098.1855 | 1134.3586 | 1032.6891 | 1652.5391 | 1803.5966 | 1483.5192 | 1413.1483 | 1374.2515 | 1717.814 | 64.0288 | 0.00029088 | 0.00030876 | 0.00031675 | 0.00031783 | 0.00040962 | 0.00039279
NSW1 | Gas - Steam | 0 | 0 | 0 | 0 | 0 | 0 | 0 | 0 | 0 | 0 | 0 | 0 | 0 | 0 | 0 | 0 | 0 | 0 | 0 | 0 | 0 | 0 | 0 | 0 | 0 | 0 | 0 | 0 | 0
NSW1 | OCGT / Diesel | 0.032649 | 2.1736e-05 | 13.0761 | 52.2545 | 4.5313 | 19.2296 | 6.0174 | 7.8484 | 3.0252e-05 | 3.1372e-05 | 3.4647e-05 | 42.1618 | 19.0384 | 29.1341 | 143.3448 | 170.8574 | 689.3319 | 1095.3866 | 2327.0481 | 2787.2129 | 1323.3818 | 2660.2279 | 3728.2686 | 2097.5718 | 2215.8219 | 3119.8075 | 5232.2851 | 7151.061 | 6766.6865
NSW1 | Hydro | 2011.4406 | 2121.976 | 1958.7069 | 2874.5377 | 2717.1361 | 2646.1735 | 2658.1085 | 3703.066 | 2870.4427 | 2479.2524 | 2782.5397 | 2924.1803 | 3241.8955 | 3347.3422 | 3393.4716 | 3176.0098 | 4015.9994 | 3205.8963 | 2982.0784 | 2765.7153 | 2809.2772 | 3314.8551 | 3423.7869 | 3576.9276 | 3417.0557 | 4093.7924 | 3360.9165 | 3270.3329 | 3040.6555
NSW1 | Wind | 6252.6978 | 9576.3153 | 11510.9363 | 13627.9723 | 17397.5964 | 20650.8159 | 23123.0117 | 22432.9832 | 29086.1771 | 31175.1133 | 32381.439 | 32194.6422 | 31181.6537 | 33281.0254 | 34837.0263 | 34678.0258 | 30854.3185 | 27965.4926 | 30645.0214 | 30502.0597 | 35052.8425 | 34408.1217 | 35809.0871 | 37273.6882 | 38450.3721 | 34047.1243 | 32211.9716 | 34699.9545 | 34517.9262
NSW1 | Solar PV | 5342.8113 | 6499.59 | 6543.0218 | 6299.1516 | 5994.6271 | 6487.1149 | 6521.6827 | 6385.9009 | 13737.0476 | 14492.7757 | 14733.0034 | 14619.9593 | 14162.3311 | 13668.6992 | 14707.1277 | 14658.3374 | 13657.4398 | 13702.7701 | 14486.8005 | 14657.0593 | 14493.14 | 18074.6639 | 17887.3663 | 18925.8843 | 18855.3264 | 21074.3537 | 21278.7173 | 23398.0197 | 23459.8366
NSW1 | Grid Battery | 7.4631e-05 | 7.8644e-05 | 7.8526e-05 | 7.7726e-05 | 7.6724e-05 | 8.3034e-05 | 9.3424e-05 | 0.00010526 | 0.00033166 | 0.00034867 | 0.0003508 | 0.00037053 | 0.00036755 | 0.00036711 | 0.00038881 | 0.00040698 | 0.00044295 | 0.00043809 | 0.00058929 | 0.00059562 | 0.00090161 | 0.00087723 | 0.00093626 | 0.0010694 | 0.001013 | 0.00099093 | 0.0010103 | 0.0013841 | 0.0012362
NSW1 | Pumped Hydro | 22.2692 | 78.8297 | 108.4137 | 1326.5948 | 4563.8295 | 4696.5102 | 4944.2051 | 5450.7939 | 9173.5416 | 9951.5568 | 9878.315 | 10432.3476 | 9443.1302 | 9607.9471 | 10141.7356 | 9892.9725 | 9656.7699 | 8987.7354 | 9748.2487 | 9274.0207 | 10031.4904 | 9457.8769 | 9475.8732 | 10379.4894 | 10093.2254 | 10080.2896 | 9521.2221 | 10195.6862 | 10342.1542
NSW1 | VPP | 19.1965 | 55.4708 | 84.5001 | 172.3658 | 244.7961 | 336.5462 | 428.69 | 520.6555 | 601.0497 | 696.616 | 774.1282 | 922.4815 | 1043.6972 | 1116.3274 | 1286.9576 | 1344.1255 | 1320.0746 | 1351.9721 | 1448.8485 | 1450.881 | 1561.7638 | 1583.7853 | 1662.5786 | 1798.9983 | 1816.0603 | 1798.2264 | 1791.2291 | 1931.8936 | 1835.8249
Total excluding storage |  | 59530.285 | 56637.6965 | 55385.5842 | 62039.101 | 58286.171 | 56700.4867 | 56371.6702 | 60304.9844 | 62261.834 | 64614.518 | 65205.2082 | 62373.0238 | 63049.0133 | 63616.2014 | 60246.4147 | 61008.6738 | 58906.5457 | 55650.4583 | 59268.7659 | 58586.4803 | 60642.3399 | 60175.6825 | 60912.5377 | 61874.0722 | 62938.5763 | 62335.0783 | 62083.8908 | 68519.3685 | 67785.1051
Region | Technology | 2021-22 | 2022-23 | 2023-24 | 2024-25 | 2025-26 | 2026-27 | 2027-28 | 2028-29 | 2029-30 | 2030-31 | 2031-32 | 2032-33 | 2033-34 | 2034-35 | 2035-36 | 2036-37 | 2037-38 | 2038-39 | 2039-40 | 2040-41 | 2041-42 | 2042-43 | 2043-44 | 2044-45 | 2045-46 | 2046-47 | 2047-48 | 2048-49 | 2049-50
QLD1 | Black Coal | 44259.787 | 40363.6134 | 42983.0183 | 39922.1191 | 40002.6607 | 38568.4985 | 35319.4961 | 35289.0842 | 33149.405 | 31965.9032 | 31251.6923 | 33325.2239 | 34750.0621 | 33382.0972 | 33121.8793 | 29590.8936 | 24004.9676 | 24195.5026 | 22695.054 | 22892.2325 | 22029.1328 | 18923.4557 | 15563.6115 | 13223.178 | 11144.2467 | 9175.8296 | 8693.2804 | 8444.9027 | 7565.7228
QLD1 | Brown Coal | 0 | 0 | 0 | 0 | 0 | 0 | 0 | 0 | 0 | 0 | 0 | 0 | 0 | 0 | 0 | 0 | 0 | 0 | 0 | 0 | 0 | 0 | 0 | 0 | 0 | 0 | 0 | 0 | 0
QLD1 | CCGT | 1104.025 | 1104.025 | 1232.2762 | 1454.8099 | 1214.7965 | 1253.2864 | 1292.3037 | 1488.8184 | 1229.1952 | 1306.5657 | 1616.2906 | 3300.0766 | 3821.3784 | 3385.7161 | 3254.6935 | 2828.6497 | 3952.5048 | 3735.6215 | 2869.3899 | 3031.9338 | 3271.295 | 3654.0838 | 3452.3618 | 3258.2798 | 1539.852 | 960.5237 | 963.1554 | 960.5237 | 960.5237
QLD1 | Gas - Steam | 37.1158 | 37.1158 | 73.7192 | 72.804 | 72.804 | 72.804 | 73.0035 | 72.804 | 72.804 | 72.804 | 73.0035 | 72.804 | 85.242 | 75.2335 | 77.0928 | 90.6962 | 224.7044 | 186.8971 | 168.5615 | 176.2322 | 215.2288 | 240.2277 | 225.616 | 203.6405 | 262.9788 | 0 | 0 | 0 | 0
QLD1 | OCGT / Diesel | 3.6413e-05 | 3.7666e-05 | 0.57164 | 29.7506 | 5.8735 | 11.0394 | 15.6269 | 54.8963 | 6.184 | 4.8332 | 37.3631 | 265.5621 | 151.5969 | 97.8514 | 95.857 | 243.2562 | 1181.1687 | 931.3278 | 1536.3322 | 1599.59 | 1554.8187 | 2147.4941 | 2100.2437 | 1997.8198 | 3156.9455 | 4852.723 | 4405.2012 | 4321.8457 | 3646.8577
QLD1 | Hydro | 682.9674 | 680.856 | 681.0038 | 675.2371 | 672.4147 | 669.5924 | 669.4579 | 664.1303 | 661.1255 | 645.4331 | 658.6766 | 653.3727 | 650.5419 | 647.7194 | 646.2403 | 641.8589 | 238.493 | 239.025 | 237.4463 | 236.4741 | 236.575 | 0 | 0 | 0 | 0 | 0 | 0 | 0 | 0
QLD1 | Wind | 2134.9388 | 3601.4072 | 3583.3074 | 4332.9298 | 5951.3651 | 6266.6575 | 8961.7506 | 11294.3729 | 13159.4178 | 13473.2786 | 12746.6276 | 12132.8686 | 10759.7012 | 13855.3719 | 13646.7642 | 17528.7972 | 25962.5209 | 25655.4641 | 26090.3032 | 24407.5835 | 24753.1099 | 25662.674 | 29604.6846 | 28989.5724 | 32495.3375 | 35573.6052 | 35339.4435 | 35519.6073 | 36276.8354
QLD1 | Solar PV | 5555.0976 | 7538.3561 | 7681.1984 | 7342.4928 | 7448.1654 | 7800.5726 | 7893.1948 | 6592.7048 | 7141.6866 | 7427.2542 | 7545.9935 | 7659.415 | 7325.652 | 7442.0811 | 7806.3706 | 7531.2329 | 6247.046 | 6773.8112 | 7059.2473 | 7133.1556 | 7736.6066 | 11888.9296 | 11459.4045 | 11320.1005 | 11159.3383 | 13813.4129 | 14294.1936 | 13417.8793 | 12198.3215
QLD1 | Grid Battery | 5.1711e-05 | 25.8035 | 26.2709 | 31.9215 | 32.3262 | 31.4261 | 30.6573 | 29.7457 | 28.8147 | 28.9053 | 28.4244 | 28.9854 | 28.8457 | 28.684 | 28.5543 | 28.6535 | 26.5647 | 26.5709 | 27.2952 | 0.0010718 | 0.0032624 | 0.0032495 | 0.0034929 | 61.0212 | 59.1908 | 290.9335 | 291.2865 | 288.1257 | 294.1052
QLD1 | Pumped Hydro | 29.7463 | 74.5104 | 117.7492 | 505.3728 | 494.2419 | 437.5697 | 413.029 | 575.2656 | 462.11 | 513.3619 | 535.4745 | 704.8782 | 664.9965 | 623.2063 | 680.9287 | 653.864 | 2524.539 | 2582.6439 | 2694.7781 | 2534.2521 | 3056.4969 | 4896.7575 | 4744.8965 | 4989.6724 | 4810.2631 | 6124.5036 | 6304.9269 | 6658.9779 | 5841.5136
QLD1 | VPP | 10.1833 | 34.0326 | 63.7462 | 136.7622 | 219.4661 | 294.2685 | 367.44 | 460.6084 | 542.6009 | 624.0622 | 685.8218 | 813.1105 | 935.9706 | 1028.5157 | 1133.4532 | 1180.4154 | 1151.2856 | 1200.0881 | 1251.1556 | 1300.6753 | 1385.7941 | 1427.606 | 1466.3154 | 1522.054 | 1463.6212 | 1326.3203 | 1404.6592 | 1378.1611 | 1122.0321
Total excluding storage |  | 53773.9317 | 53325.3736 | 56235.095 | 53830.1433 | 55368.08 | 54642.4508 | 54224.8335 | 55456.811 | 55419.8182 | 54896.0719 | 53929.6472 | 57409.323 | 57544.1745 | 58886.0705 | 58648.8976 | 58455.3847 | 61811.4054 | 61717.6493 | 60656.3344 | 59477.2017 | 59796.7668 | 62516.8649 | 62405.9222 | 58992.591 | 59758.6988 | 64376.0944 | 63695.2741 | 62664.7586 | 60648.2611
Region | Technology | 2021-22 | 2022-23 | 2023-24 | 2024-25 | 2025-26 | 2026-27 | 2027-28 | 2028-29 | 2029-30 | 2030-31 | 2031-32 | 2032-33 | 2033-34 | 2034-35 | 2035-36 | 2036-37 | 2037-38 | 2038-39 | 2039-40 | 2040-41 | 2041-42 | 2042-43 | 2043-44 | 2044-45 | 2045-46 | 2046-47 | 2047-48 | 2048-49 | 2049-50
VIC1 | Black Coal | 0 | 0 | 0 | 0 | 0 | 0 | 0 | 0 | 0 | 0 | 0 | 0 | 0 | 0 | 0 | 0 | 0 | 0 | 0 | 0 | 0 | 0 | 0 | 0 | 0 | 0 | 0 | 0 | 0
VIC1 | Brown Coal | 29720.4442 | 28175.7733 | 28508.2864 | 22173.8606 | 23100.8415 | 22493.9316 | 21800.5823 | 21447.3478 | 20966.3203 | 21439.2878 | 20911.8111 | 20594.3523 | 21071.5743 | 20535.3538 | 21674.3227 | 20377.433 | 18059.2296 | 19111.6628 | 16861.3574 | 17885.0092 | 19861.4688 | 19609.6143 | 18563.8652 | 18296.9215 | 18085.917 | 18581.3749 | 12527.4968 | 0 | 0
VIC1 | CCGT | 2.0232e-05 | 2.0024e-05 | 2.0988e-05 | 2.424e-05 | 2.4474e-05 | 2.451e-05 | 2.6199e-05 | 2.8713e-05 | 2.8503e-05 | 2.8614e-05 | 3.1086e-05 | 5.0587e-05 | 5.058e-05 | 5.2017e-05 | 5.1338e-05 | 5.1636e-05 | 8.7128e-05 | 8.7841e-05 | 0.00012136 | 0.00011916 | 0.000132 | 0.00013612 | 0.00013724 | 0.0001319 | 0.00013888 | 0.00014012 | 0.00014525 | 0.00041372 | 0.00040384
VIC1 | Gas - Steam | 7.3363 | 2.4129 | 8.2868 | 12.1967 | 3.2386 | 12.1622 | 8.5686 | 19.0669 | 7.8035e-06 | 0.88989 | 9.4309e-06 | 44.395 | 22.6387 | 79.6938 | 61.0946 | 49.3324 | 285.6689 | 238.9242 | 0 | 0 | 0 | 0 | 0 | 0 | 0 | 0 | 0 | 0 | 0
VIC1 | OCGT / Diesel | 6.6467 | 3.5667e-05 | 6.8275 | 1.9471 | 4.8045e-05 | 4.6841 | 4.4823 | 0.38617 | 5.5727e-05 | 5.6384e-05 | 6.1335e-05 | 38.2725 | 21.6556 | 20.1545 | 30.2544 | 12.82 | 81.7897 | 25.1186 | 467.6809 | 489.1311 | 223.6555 | 136.4118 | 526.4006 | 178.6407 | 196.3836 | 149.3538 | 123.2185 | 1926.1913 | 2018.1016
VIC1 | Hydro | 2733.855 | 2741.7307 | 2479.0575 | 3059.626 | 3121.7491 | 2952.5872 | 2992.9631 | 3753.5021 | 3118.487 | 2663.5779 | 2678.5706 | 2415.9214 | 2962.8758 | 3050.3598 | 2885.6755 | 2893.7374 | 3631.1674 | 3014.7789 | 2589.7624 | 2584.6746 | 2344.056 | 2866.1149 | 2965.9263 | 2793.3175 | 2808.8622 | 3520.1327 | 2925.8621 | 2507.4648 | 2510.4379
VIC1 | Wind | 10771.3434 | 13758.8142 | 11833.1139 | 12226.6296 | 12560.9396 | 13011.7717 | 13520.656 | 12208.0071 | 12278.475 | 11853.1409 | 13120.5931 | 12270.481 | 13931.7456 | 14059.1292 | 14757.2559 | 16701.7242 | 21974.3621 | 22195.2629 | 20472.5362 | 20198.3958 | 18316.6595 | 19576.9674 | 22161.9815 | 22481.9557 | 20697.2464 | 24456.9716 | 27116.8863 | 26706.4043 | 27271.2972
VIC1 | Solar PV | 2656.001 | 2636.3662 | 2734.5254 | 2624.9405 | 2493.1716 | 2619.1957 | 2682.0563 | 2511.5756 | 2603.9087 | 2656.021 | 2640.7443 | 2741.2925 | 2622.9532 | 2493.1741 | 2633.968 | 2676.6598 | 2500.6022 | 2587.806 | 2648.4512 | 2628.2434 | 2725.021 | 2618.3365 | 2495.4069 | 2401.8728 | 2378.5594 | 2207.0089 | 2942.3268 | 5756.2315 | 5152.7333
VIC1 | Grid Battery | 113.4749 | 167.8168 | 163.2121 | 184.2274 | 164.4414 | 168.9591 | 169.9921 | 155.3925 | 145.985 | 148.3301 | 143.466 | 147.8408 | 114.9097 | 102.3118 | 116.3405 | 116.7971 | 104.1776 | 102.9194 | 112.4543 | 103.0179 | 39.2274 | 0.00080567 | 0.00086043 | 0.00095493 | 0.0008901 | 0.00090182 | 0.00092373 | 0.0012527 | 0.0013013
VIC1 | Pumped Hydro | 0 | 0 | 6.592e-05 | 7.5109e-05 | 7.5209e-05 | 8.3131e-05 | 8.0814e-05 | 8.5278e-05 | 8.6193e-05 | 9.023e-05 | 9.7625e-05 | 0.00016477 | 0.0001609 | 0.00015658 | 0.00016692 | 0.0001909 | 0.00073029 | 0.0007344 | 0.0011977 | 0.0011611 | 242.3665 | 229.0698 | 212.9497 | 232.3251 | 226.6734 | 224.5558 | 225.0813 | 1862.3611 | 1808.365
VIC1 | VPP | 14.3392 | 44.9217 | 105.0609 | 214.3683 | 311.1341 | 445.3172 | 551.1482 | 644.0839 | 708.1706 | 804.1633 | 867.8794 | 1028.526 | 1131.7721 | 1172.4634 | 1365.1624 | 1446.6807 | 1389.8827 | 1427.6774 | 1525.2951 | 1498.6521 | 1614.7286 | 1591.5998 | 1560.6712 | 1776.2786 | 1767.3923 | 1712.4391 | 1757.0638 | 1874.2836 | 1679.9699
Total excluding storage |  | 45895.6266 | 47315.0973 | 45570.0976 | 40099.2005 | 41279.9403 | 41094.3326 | 41009.3085 | 39939.8857 | 38967.191 | 38612.9176 | 39351.7192 | 38104.7147 | 40633.4432 | 40237.8653 | 42042.5712 | 42711.7069 | 46532.82 | 47173.5536 | 43039.7883 | 43785.4542 | 43470.8609 | 44807.4451 | 46713.5805 | 46152.7083 | 44166.9688 | 48914.8421 | 45635.7907 | 36896.2923 | 36952.5704
Region | Technology | 2021-22 | 2022-23 | 2023-24 | 2024-25 | 2025-26 | 2026-27 | 2027-28 | 2028-29 | 2029-30 | 2030-31 | 2031-32 | 2032-33 | 2033-34 | 2034-35 | 2035-36 | 2036-37 | 2037-38 | 2038-39 | 2039-40 | 2040-41 | 2041-42 | 2042-43 | 2043-44 | 2044-45 | 2045-46 | 2046-47 | 2047-48 | 2048-49 | 2049-50
SA1 | Black Coal | 0 | 0 | 0 | 0 | 0 | 0 | 0 | 0 | 0 | 0 | 0 | 0 | 0 | 0 | 0 | 0 | 0 | 0 | 0 | 0 | 0 | 0 | 0 | 0 | 0 | 0 | 0 | 0 | 0
SA1 | Brown Coal | 0 | 0 | 0 | 0 | 0 | 0 | 0 | 0 | 0 | 0 | 0 | 0 | 0 | 0 | 0 | 0 | 0 | 0 | 0 | 0 | 0 | 0 | 0 | 0 | 0 | 0 | 0 | 0 | 0
SA1 | CCGT | 1114.8326 | 1114.8326 | 561.3409 | 449.5019 | 449.5019 | 449.5019 | 450.7334 | 449.5019 | 449.5019 | 449.5019 | 450.7334 | 986.6143 | 996.3792 | 1281.6347 | 909.291 | 925.783 | 0.0001072 | 0.00010721 | 0.00012002 | 0.00011751 | 0.00018452 | 0.00019096 | 0.00019358 | 0.00017956 | 0.00018879 | 0.00019157 | 0.00019226 | 0.00023328 | 0.00022582
SA1 | Gas - Steam | 652.3118 | 671.7408 | 642.009 | 81.5731 | 81.5731 | 81.5731 | 81.7966 | 81.5731 | 81.5731 | 81.5731 | 81.7966 | 261.6173 | 197.257 | 646.5565 | 0 | 0 | 0 | 0 | 0 | 0 | 0 | 0 | 0 | 0 | 0 | 0 | 0 | 0 | 0
SA1 | OCGT / Diesel | 44.0621 | 22.8158 | 91.0476 | 12.441 | 3.8723 | 15.3025 | 7.079 | 16.6826 | 9.9173e-05 | 1.7129 | 1.2339 | 267.9775 | 197.3677 | 437.4164 | 264.2011 | 237.295 | 759.3305 | 796.6364 | 927.4714 | 884.5625 | 1268.2129 | 1484.8857 | 1894.579 | 709.549 | 831.0954 | 878.5484 | 1281.2431 | 1603.0239 | 1571.0739
SA1 | Hydro | 0 | 0 | 0 | 0 | 0 | 0 | 0 | 0 | 0 | 0 | 0 | 0 | 0 | 0 | 0 | 0 | 0 | 0 | 0 | 0 | 0 | 0 | 0 | 0 | 0 | 0 | 0 | 0 | 0
SA1 | Wind | 6246.1438 | 7053.4748 | 6239.3005 | 6931.6814 | 6768.6606 | 7434.0089 | 7421.5506 | 6972.2453 | 6521.6603 | 6259.1813 | 6575.9122 | 7532.9506 | 7378.6824 | 7056.4025 | 8866.9586 | 9056.8773 | 11320.6393 | 12322.4476 | 11942.1663 | 12527.5864 | 11064.226 | 10721.0792 | 9581.8955 | 10786.6614 | 10824.5114 | 10731.1051 | 10862.328 | 11331.0268 | 11841.9411
SA1 | Solar PV | 947.1378 | 1101.5237 | 1105.3092 | 1067.0932 | 1041.4939 | 1066.2714 | 1099.2727 | 1045.2087 | 1089.2574 | 1098.9342 | 1103.667 | 1121.0581 | 1066.9287 | 1041.6262 | 1067.8785 | 1097.4303 | 1042.5161 | 1087.1138 | 1099.0386 | 1100.9705 | 1111.5318 | 1063.2895 | 1043.2311 | 765.0061 | 788.0804 | 714.0616 | 713.6769 | 689.297 | 818.4493
SA1 | Grid Battery | 102.9236 | 101.7943 | 106.2856 | 109.5173 | 100.5048 | 98.3868 | 94.9381 | 91.4096 | 86.151 | 84.6008 | 81.6134 | 83.5276 | 81.2416 | 60.8551 | 64.5977 | 64.4785 | 62.2314 | 61.4045 | 64.2906 | 59.551 | 62.1039 | 59.733 | 58.2277 | 143.3408 | 141.5178 | 137.129 | 134.9878 | 137.3743 | 134.6079
SA1 | Pumped Hydro | 0 | 0 | 5.0803e-05 | 4.9323e-05 | 4.8907e-05 | 5.1173e-05 | 5.1741e-05 | 5.4754e-05 | 5.5987e-05 | 5.9474e-05 | 6.3186e-05 | 8.3245e-05 | 8.2698e-05 | 8.1467e-05 | 9.2538e-05 | 0.00010343 | 0.00015807 | 0.00016036 | 0.00016371 | 0.00016363 | 0.00026529 | 0.00025857 | 0.00025865 | 0.00036169 | 0.00035207 | 0.00034892 | 0.0003489 | 0.00035542 | 0.00036282
SA1 | VPP | 14.3716 | 28.2439 | 46.5525 | 71.8172 | 95.1733 | 122.6477 | 143.2806 | 171.9506 | 186.2703 | 212.5845 | 230.8095 | 265.9464 | 296.8975 | 307.2124 | 354.0853 | 364.1402 | 370.231 | 381.6677 | 398.0713 | 395.4344 | 416.2279 | 417.8715 | 426.0826 | 443.6019 | 447.4686 | 439.3443 | 435.4724 | 448.9042 | 415.8866
Total excluding storage |  | 9004.4882 | 9964.3877 | 8639.0072 | 8542.2905 | 8345.1018 | 9046.6578 | 9060.4324 | 8565.2116 | 8141.9928 | 7890.9035 | 8213.3431 | 10170.2177 | 9836.6149 | 10463.6363 | 11108.3291 | 11317.3855 | 13122.486 | 14206.198 | 13968.6764 | 14513.1195 | 13443.9709 | 13269.2546 | 12519.7057 | 12261.2167 | 12443.6874 | 12323.7153 | 12857.2482 | 13623.3479 | 14231.4645
Region | Technology | 2021-22 | 2022-23 | 2023-24 | 2024-25 | 2025-26 | 2026-27 | 2027-28 | 2028-29 | 2029-30 | 2030-31 | 2031-32 | 2032-33 | 2033-34 | 2034-35 | 2035-36 | 2036-37 | 2037-38 | 2038-39 | 2039-40 | 2040-41 | 2041-42 | 2042-43 | 2043-44 | 2044-45 | 2045-46 | 2046-47 | 2047-48 | 2048-49 | 2049-50
TAS1 | Black Coal | 0 | 0 | 0 | 0 | 0 | 0 | 0 | 0 | 0 | 0 | 0 | 0 | 0 | 0 | 0 | 0 | 0 | 0 | 0 | 0 | 0 | 0 | 0 | 0 | 0 | 0 | 0 | 0 | 0
TAS1 | Brown Coal | 0 | 0 | 0 | 0 | 0 | 0 | 0 | 0 | 0 | 0 | 0 | 0 | 0 | 0 | 0 | 0 | 0 | 0 | 0 | 0 | 0 | 0 | 0 | 0 | 0 | 0 | 0 | 0 | 0
TAS1 | CCGT | 1.7627e-05 | 1.7438e-05 | 1.7816e-05 | 1.7829e-05 | 1.7686e-05 | 1.7841e-05 | 1.8541e-05 | 1.9253e-05 | 2.0028e-05 | 2.0516e-05 | 2.0528e-05 | 2.1227e-05 | 2.2028e-05 | 2.2698e-05 | 2.3583e-05 | 2.443e-05 | 2.5587e-05 | 2.6658e-05 | 2.9316e-05 | 2.9503e-05 | 3.1728e-05 | 3.2191e-05 | 3.3635e-05 | 3.5136e-05 | 3.6598e-05 | 3.8434e-05 | 4.0358e-05 | 4.2664e-05 | 4.4024e-05
TAS1 | Gas - Steam | 0 | 0 | 0 | 0 | 0 | 0 | 0 | 0 | 0 | 0 | 0 | 0 | 0 | 0 | 0 | 0 | 0 | 0 | 0 | 0 | 0 | 0 | 0 | 0 | 0 | 0 | 0 | 0 | 0
TAS1 | OCGT / Diesel | 1.4073e-05 | 1.3609e-05 | 1.4255e-05 | 1.4477e-05 | 1.4172e-05 | 1.4892e-05 | 1.5516e-05 | 1.6142e-05 | 1.6846e-05 | 1.7329e-05 | 1.7147e-05 | 1.7873e-05 | 1.8488e-05 | 1.9108e-05 | 1.9819e-05 | 2.048e-05 | 2.1547e-05 | 2.2185e-05 | 2.3566e-05 | 1.9928e-05 | 0.057615 | 2.1657e-05 | 2.2707e-05 | 2.3606e-05 | 2.4403e-05 | 2.5749e-05 | 2.7081e-05 | 0.22722 | 2.942e-05
TAS1 | Hydro | 7715.1334 | 7911.2838 | 8336.4888 | 9654.5321 | 10266.9973 | 9185.7973 | 9402.9709 | 9521.6075 | 8603.5238 | 8183.1708 | 7580.6834 | 7636.8683 | 7267.1425 | 6654.3776 | 6126.0899 | 5555.3374 | 5824.3576 | 5628.7599 | 5660.6104 | 4906.2107 | 5402.1976 | 5206.305 | 4798.8873 | 4699.1525 | 4455.5633 | 4946.4379 | 4657.9686 | 4803.5638 | 4246.8183
TAS1 | Wind | 1326.1483 | 1602.6802 | 2019.0603 | 2591.7449 | 3299.1961 | 3900.7813 | 4557.7429 | 4816.7966 | 5303.6509 | 5618.1621 | 6739.2659 | 6729.0338 | 7112.8254 | 7916.2026 | 8320.6617 | 8882.7177 | 8632.8229 | 8786.9496 | 8694.1789 | 9449.1278 | 8967.4731 | 8915.1076 | 9249.6525 | 9047.6205 | 9301.1588 | 8765.9261 | 8743.7677 | 8224.6678 | 8426.2638
TAS1 | Solar PV | 3.8708e-06 | 5.5453e-06 | 8.9359e-06 | 1.0562e-05 | 8.8987e-06 | 1.0853e-05 | 1.2558e-05 | 1.3893e-05 | 1.8769e-05 | 2.5493e-05 | 3.0696e-05 | 3.1688e-05 | 3.3093e-05 | 2.8753e-05 | 3.1242e-05 | 3.0895e-05 | 3.785e-05 | 4.6466e-05 | 4.8927e-05 | 7.5076e-05 | 7.477e-05 | 7.513e-05 | 6.6408e-05 | 7.1218e-05 | 6.826e-05 | 6.8434e-05 | 7.2185e-05 | 7.0535e-05 | 6.8347e-05
TAS1 | Grid Battery | 5.0212e-05 | 5.2183e-05 | 5.1463e-05 | 5.1701e-05 | 5.5864e-05 | 5.8239e-05 | 6.4324e-05 | 7.5831e-05 | 0.00010669 | 0.00011409 | 0.0001263 | 0.00014064 | 0.00014323 | 0.00016001 | 0.00017045 | 0.00018479 | 0.00019952 | 0.00020885 | 0.00028676 | 0.00029071 | 0.00030889 | 0.00030987 | 0.00031474 | 0.00033593 | 0.00034571 | 0.0003712 | 0.00039553 | 0.00045099 | 0.00045564
TAS1 | Pumped Hydro | 0 | 0 | 0.00013128 | 0.00013753 | 0.00016055 | 0.00016863 | 0.00017616 | 0.0001858 | 0.00019568 | 0.00020712 | 0.00023544 | 0.00024928 | 0.00026025 | 0.0002767 | 0.00029591 | 0.00031365 | 0.0003334 | 0.00034902 | 0.00044423 | 0.0004498 | 0.00046296 | 0.00046615 | 0.00047701 | 0.00049229 | 0.00050652 | 0.00052811 | 0.00055539 | 0.00061157 | 0.0006255
TAS1 | VPP | 0.30894 | 0.95702 | 0.6061 | 1.1499 | 1.8753 | 2.8795 | 3.6088 | 4.7479 | 7.5327 | 9.6826 | 15.0581 | 19.4019 | 23.1348 | 28.3995 | 33.8717 | 40.4413 | 42.2741 | 44.5387 | 45.4419 | 50.8501 | 53.44 | 56.3183 | 57.1922 | 60.438 | 66.0075 | 63.9692 | 63.899 | 66.4471 | 63.4225
Total excluding storage |  | 9041.2817 | 9513.964 | 10355.5491 | 12246.277 | 13566.1934 | 13086.5787 | 13960.7139 | 14338.4041 | 13907.1747 | 13801.3329 | 14319.9493 | 14365.9021 | 14379.9681 | 14570.5803 | 14446.7517 | 14438.0552 | 14457.1806 | 14415.7095 | 14354.7894 | 14355.3386 | 14369.7285 | 14121.4127 | 14048.5399 | 13746.7732 | 13756.7222 | 13712.3641 | 13401.7365 | 13028.459 | 12673.0823
Explicitly modelled pumping
Region | Technology | 2021-22 | 2022-23 | 2023-24 | 2024-25 | 2025-26 | 2026-27 | 2027-28 | 2028-29 | 2029-30 | 2030-31 | 2031-32 | 2032-33 | 2033-34 | 2034-35 | 2035-36 | 2036-37 | 2037-38 | 2038-39 | 2039-40 | 2040-41 | 2041-42 | 2042-43 | 2043-44 | 2044-45 | 2045-46 | 2046-47 | 2047-48 | 2048-49 | 2049-50
NEM | Grid Battery pump | 266.3942 | 365.6036 | 364.1539 | 402.4878 | 366.6689 | 368.758 | 365.8184 | 340.5218 | 322.1618 | 323.2551 | 313.9509 | 321.0311 | 277.676 | 236.3637 | 258.633 | 259.1725 | 238.3386 | 236.2955 | 251.1811 | 201.401 | 124.4087 | 73.9811 | 71.6613 | 244.0762 | 240.0727 | 507.0243 | 504.8059 | 504.0933 | 507.2055
NEM | Pumped Hydro Pump | 141.3766 | 509.1905 | 675.7504 | 3792.9802 | 6819.3417 | 7417.8016 | 8189.5139 | 8819.7573 | 13357.5767 | 14590.2748 | 14940.3537 | 15852.4596 | 15086.0782 | 14444.0813 | 15847.111 | 15753.7239 | 17012.02 | 16331.9003 | 17454.5732 | 16880.9971 | 18701.8628 | 20795.028 | 19796.6195 | 22273.9387 | 21674.0408 | 22882.8836 | 22298.5473 | 25946.551 | 24599.1499
NEM | VPP pump | 70.0933 | 196.8565 | 360.1649 | 716.2322 | 1046.904 | 1442.1782 | 1796.34 | 2159.9003 | 2455.2451 | 2817.078 | 3097.4343 | 3653.345 | 4120.8356 | 4383.5337 | 5006.1636 | 5252.1502 | 5137.7749 | 5291.0871 | 5592.3695 | 5650.4261 | 6029.7711 | 6099.9138 | 6202.2063 | 6720.2352 | 6687.9861 | 6398.6853 | 6555.5107 | 6829.7707 | 6137.835
Region | Technology | 2021-22 | 2022-23 | 2023-24 | 2024-25 | 2025-26 | 2026-27 | 2027-28 | 2028-29 | 2029-30 | 2030-31 | 2031-32 | 2032-33 | 2033-34 | 2034-35 | 2035-36 | 2036-37 | 2037-38 | 2038-39 | 2039-40 | 2040-41 | 2041-42 | 2042-43 | 2043-44 | 2044-45 | 2045-46 | 2046-47 | 2047-48 | 2048-49 | 2049-50
NSW1 | Grid Battery pump | 8.8608e-05 | 9.3313e-05 | 9.3109e-05 | 9.2224e-05 | 9.1029e-05 | 9.8462e-05 | 0.00011089 | 0.00012485 | 0.00039683 | 0.00041705 | 0.00042012 | 0.00044207 | 0.00043876 | 0.0004385 | 0.00046351 | 0.00048546 | 0.00052813 | 0.00052176 | 0.00069902 | 0.00070863 | 0.0010688 | 0.0010402 | 0.0011093 | 0.0012687 | 0.0012031 | 0.0011739 | 0.0012001 | 0.0016428 | 0.0014657
NSW1 | Pumped Hydro Pump | 100.0202 | 398.9381 | 508.9819 | 3067.3849 | 6108.1543 | 6789.8181 | 7594.5027 | 7994.4217 | 12693.4463 | 13852.4869 | 14168.6157 | 14841.6005 | 14130.3655 | 13548.4277 | 14868.5015 | 14814.0105 | 13769.8856 | 13039.7538 | 14018.258 | 13643.816 | 14498.5664 | 14308.9286 | 13553.8998 | 15695.8423 | 15306.6918 | 14898.3734 | 14109.7895 | 15231.6263 | 15054.6746
NSW1 | VPP pump | 23.0403 | 66.7346 | 101.2638 | 206.9767 | 293.7179 | 403.9342 | 515.4495 | 623.9908 | 721.4025 | 836.1047 | 931.6965 | 1104.6383 | 1252.6895 | 1342.7924 | 1541.7157 | 1613.27 | 1588.9874 | 1622.8838 | 1734.1826 | 1746.5971 | 1873.041 | 1898.5245 | 1994.1352 | 2159.2256 | 2185.983 | 2152.0201 | 2156.46 | 2312.1719 | 2203.4261
Region | Technology | 2021-22 | 2022-23 | 2023-24 | 2024-25 | 2025-26 | 2026-27 | 2027-28 | 2028-29 | 2029-30 | 2030-31 | 2031-32 | 2032-33 | 2033-34 | 2034-35 | 2035-36 | 2036-37 | 2037-38 | 2038-39 | 2039-40 | 2040-41 | 2041-42 | 2042-43 | 2043-44 | 2044-45 | 2045-46 | 2046-47 | 2047-48 | 2048-49 | 2049-50
QLD1 | Grid Battery pump | 6.086e-05 | 31.8562 | 32.3345 | 39.4092 | 39.9089 | 38.7976 | 37.85 | 36.7216 | 35.5737 | 35.6855 | 35.1906 | 35.6857 | 35.6119 | 35.4126 | 35.2519 | 35.3747 | 32.8947 | 32.7047 | 33.6977 | 0.0012624 | 0.0038367 | 0.0038273 | 0.0041094 | 71.8564 | 69.5695 | 342.7652 | 342.1995 | 339.4846 | 345.493
QLD1 | Pumped Hydro Pump | 41.3564 | 110.2524 | 166.7682 | 725.595 | 711.1871 | 627.9832 | 595.0108 | 825.3351 | 664.1301 | 737.7875 | 771.7375 | 1010.8585 | 955.7121 | 895.653 | 978.6089 | 939.7127 | 3242.1328 | 3292.1449 | 3436.3129 | 3237.1789 | 3900.3373 | 6198.5292 | 5977.7638 | 6287.3938 | 6082.882 | 7705.2337 | 7905.9856 | 8388.3916 | 7284.0178
QLD1 | VPP pump | 12.2223 | 40.9572 | 76.4006 | 164.1472 | 263.4115 | 353.1921 | 441.0715 | 552.7835 | 651.25 | 749.023 | 825.2881 | 973.7867 | 1123.3872 | 1234.4638 | 1360.4126 | 1416.779 | 1385.6402 | 1436.5673 | 1501.6839 | 1562.3976 | 1662.0043 | 1715.2648 | 1761.4866 | 1824.1351 | 1756.0266 | 1595.628 | 1682.1963 | 1658.065 | 1342.761
Region | Technology | 2021-22 | 2022-23 | 2023-24 | 2024-25 | 2025-26 | 2026-27 | 2027-28 | 2028-29 | 2029-30 | 2030-31 | 2031-32 | 2032-33 | 2033-34 | 2034-35 | 2035-36 | 2036-37 | 2037-38 | 2038-39 | 2039-40 | 2040-41 | 2041-42 | 2042-43 | 2043-44 | 2044-45 | 2045-46 | 2046-47 | 2047-48 | 2048-49 | 2049-50
VIC1 | Grid Battery pump | 139.6328 | 207.7703 | 200.9073 | 227.8718 | 202.6799 | 208.495 | 210.4558 | 191.2536 | 180.2284 | 183.1236 | 177.7075 | 182.2243 | 142.0603 | 125.8207 | 143.6303 | 144.194 | 128.6143 | 127.5512 | 138.3422 | 127.6481 | 47.9632 | 0.00094918 | 0.0010109 | 0.0011236 | 0.0010487 | 0.0010594 | 0.0010883 | 0.0014722 | 0.0015311
VIC1 | Pumped Hydro Pump | 0 | 0 | 8.2502e-05 | 9.3963e-05 | 9.3968e-05 | 0.00010379 | 0.00010129 | 0.00010635 | 0.00010791 | 0.00011273 | 0.00012227 | 0.00020597 | 0.00020123 | 0.00019555 | 0.00020835 | 0.00023865 | 0.00091284 | 0.00092219 | 0.0014929 | 0.0014581 | 302.9582 | 287.5693 | 264.955 | 290.7016 | 284.4659 | 279.2754 | 282.7711 | 2326.532 | 2260.4563
VIC1 | VPP pump | 17.2104 | 54.039 | 125.9758 | 257.4175 | 373.4059 | 534.3909 | 663.0865 | 771.4762 | 849.973 | 965.187 | 1044.6049 | 1232.7752 | 1360.9619 | 1403.4254 | 1638.5191 | 1736.3607 | 1668.1896 | 1718.828 | 1825.4407 | 1804.3548 | 1932.442 | 1916.3006 | 1867.1736 | 2131.9565 | 2127.8805 | 2048.7441 | 2115.6375 | 2242.8424 | 2016.3631
Region | Technology | 2021-22 | 2022-23 | 2023-24 | 2024-25 | 2025-26 | 2026-27 | 2027-28 | 2028-29 | 2029-30 | 2030-31 | 2031-32 | 2032-33 | 2033-34 | 2034-35 | 2035-36 | 2036-37 | 2037-38 | 2038-39 | 2039-40 | 2040-41 | 2041-42 | 2042-43 | 2043-44 | 2044-45 | 2045-46 | 2046-47 | 2047-48 | 2048-49 | 2049-50
SA1 | Grid Battery pump | 126.7612 | 125.977 | 130.9118 | 135.2065 | 124.0799 | 121.4652 | 117.5125 | 112.5464 | 106.3592 | 104.4455 | 101.0523 | 103.1205 | 100.0032 | 75.1298 | 79.7502 | 79.6031 | 76.8289 | 76.0388 | 79.1402 | 73.7506 | 76.4402 | 73.9749 | 71.6547 | 172.2171 | 170.5006 | 164.2564 | 162.6037 | 164.605 | 161.709
SA1 | Pumped Hydro Pump | 0 | 0 | 6.3523e-05 | 6.1758e-05 | 6.1092e-05 | 6.3895e-05 | 6.485e-05 | 6.8292e-05 | 7.0101e-05 | 7.4295e-05 | 7.9048e-05 | 0.00010409 | 0.00010336 | 0.00010176 | 0.00011558 | 0.0001293 | 0.00019756 | 0.00020115 | 0.00020394 | 0.0002053 | 0.00033086 | 0.00032408 | 0.00032262 | 0.00045247 | 0.00044126 | 0.00043443 | 0.00043787 | 0.00044252 | 0.00045399
SA1 | VPP pump | 17.2494 | 33.9706 | 55.8028 | 86.2986 | 114.1296 | 147.2063 | 172.3663 | 205.9861 | 223.5686 | 255.1519 | 277.7692 | 318.7642 | 356.0393 | 368.7279 | 424.9865 | 437.0548 | 444.3652 | 459.3509 | 476.5212 | 475.9595 | 498.228 | 502.0888 | 510.8568 | 532.4277 | 538.6401 | 525.746 | 524.2796 | 537.1825 | 499.1627
Region | Technology | 2021-22 | 2022-23 | 2023-24 | 2024-25 | 2025-26 | 2026-27 | 2027-28 | 2028-29 | 2029-30 | 2030-31 | 2031-32 | 2032-33 | 2033-34 | 2034-35 | 2035-36 | 2036-37 | 2037-38 | 2038-39 | 2039-40 | 2040-41 | 2041-42 | 2042-43 | 2043-44 | 2044-45 | 2045-46 | 2046-47 | 2047-48 | 2048-49 | 2049-50
TAS1 | Grid Battery pump | 5.9085e-05 | 6.1411e-05 | 6.0542e-05 | 6.0827e-05 | 6.5723e-05 | 6.8514e-05 | 7.5687e-05 | 8.9205e-05 | 0.00012555 | 0.0001342 | 0.00014864 | 0.00016548 | 0.00016851 | 0.00018827 | 0.0002005 | 0.00021746 | 0.00023469 | 0.00024573 | 0.00033739 | 0.00034205 | 0.00036336 | 0.00036462 | 0.00037027 | 0.00039518 | 0.00040689 | 0.00043658 | 0.00046543 | 0.00053051 | 0.00053601
TAS1 | Pumped Hydro Pump | 0 | 0 | 0.00016457 | 0.00017196 | 0.0002007 | 0.00021068 | 0.00022041 | 0.000232 | 0.00024491 | 0.00025855 | 0.00029471 | 0.00031169 | 0.00032525 | 0.00034605 | 0.00036967 | 0.00039246 | 0.0004165 | 0.00043632 | 0.00055533 | 0.00056298 | 0.0005785 | 0.00058293 | 0.00059593 | 0.00061505 | 0.00063418 | 0.00065921 | 0.0006951 | 0.00076378 | 0.00078169
TAS1 | VPP pump | 0.3708 | 1.1551 | 0.7219 | 1.3923 | 2.2391 | 3.4546 | 4.3662 | 5.6638 | 9.051 | 11.6115 | 18.0757 | 23.3805 | 27.7576 | 34.1242 | 40.5297 | 48.6857 | 50.5925 | 53.4571 | 54.5411 | 61.117 | 64.0558 | 67.7352 | 68.5541 | 72.4902 | 79.4558 | 76.5471 | 76.9373 | 79.509 | 76.1221
Non-controllable capacity
Region | Technology | 2021-22 | 2022-23 | 2023-24 | 2024-25 | 2025-26 | 2026-27 | 2027-28 | 2028-29 | 2029-30 | 2030-31 | 2031-32 | 2032-33 | 2033-34 | 2034-35 | 2035-36 | 2036-37 | 2037-38 | 2038-39 | 2039-40 | 2040-41 | 2041-42 | 2042-43 | 2043-44 | 2044-45 | 2045-46 | 2046-47 | 2047-48 | 2048-49 | 2049-50
NEM | Distributed PV | 18636.5023 | 21296.1756 | 23859.5557 | 25771.2742 | 27749.2634 | 32561.902 | 35479.7663 | 34674.1583 | 38953.1809 | 42928.6933 | 46384.3981 | 49788.5441 | 51177.09 | 51859.0127 | 58020.5381 | 60153.1037 | 56528.4699 | 61409.0761 | 66054.788 | 69386.4583 | 71508.0576 | 71718.3725 | 71595.7848 | 78884.2374 | 80974.2557 | 74821.3345 | 80873.3656 | 86578.4377 | 90153.5903
NEM | Behind the meter battery | 289.0826 | 553.4115 | 879.3233 | 1198.3193 | 1524.2396 | 1785.9114 | 2039.4169 | 2233.4575 | 2396.2807 | 2600.032 | 2830.3766 | 3114.8739 | 3427.4558 | 3668.3456 | 3912.3596 | 3889.5232 | 3877.4014 | 3863.8922 | 3861.1925 | 3822.1599 | 3810.8001 | 3799.2905 | 3801.8188 | 3763.6497 | 3732.6179 | 3625.5951 | 3539.3919 | 3433.4204 | 3334.2143
NEM | Behind the meter battery pump | 245.5852 | 470.0403 | 747.0339 | 1017.8987 | 1294.7794 | 1517.3509 | 1732.5218 | 1897.2746 | 2035.9513 | 2208.8366 | 2405.2048 | 2646.0064 | 2911.0473 | 3116.3283 | 3324.2926 | 3304.4769 | 3293.6856 | 3282.0552 | 3278.9378 | 3247.9543 | 3237.3407 | 3226.1786 | 3229.4336 | 3196.527 | 3171.0198 | 3079.0846 | 3005.656 | 2916.2306 | 2831.8461
Region | Technology | 2021-22 | 2022-23 | 2023-24 | 2024-25 | 2025-26 | 2026-27 | 2027-28 | 2028-29 | 2029-30 | 2030-31 | 2031-32 | 2032-33 | 2033-34 | 2034-35 | 2035-36 | 2036-37 | 2037-38 | 2038-39 | 2039-40 | 2040-41 | 2041-42 | 2042-43 | 2043-44 | 2044-45 | 2045-46 | 2046-47 | 2047-48 | 2048-49 | 2049-50
NSW1 | Distributed PV | 5445.9961 | 6315.4273 | 6791.172 | 7427.6234 | 7999.3195 | 9682.4257 | 10385.0131 | 10051.8287 | 11126.8692 | 12585.015 | 14076.6069 | 14726.8355 | 15434.6032 | 15641.9934 | 18064.8476 | 18525.3989 | 17337.0054 | 18515.2707 | 20344.1339 | 21983.6902 | 22026.1414 | 22436.1707 | 22344.4349 | 25325.869 | 25691.4968 | 23578.771 | 24989.7187 | 27272.9625 | 29134.3598
NSW1 | Behind the meter battery | 100.759 | 185.4793 | 267.2014 | 351.386 | 446.2225 | 517.4158 | 586.9089 | 646.9799 | 703.5581 | 773.7351 | 851.7198 | 945.85 | 1041.86 | 1117.9401 | 1200.8323 | 1195.0823 | 1193.1006 | 1191.864 | 1198.8607 | 1191.2807 | 1195.1037 | 1196.0326 | 1199.276 | 1193.8428 | 1188.9008 | 1158.3535 | 1135.2614 | 1104.699 | 1077.1607
NSW1 | Behind the meter battery pump | 85.5946 | 157.5376 | 227.0944 | 298.4629 | 379.1182 | 439.6096 | 498.6149 | 549.3119 | 597.4537 | 657.5252 | 723.728 | 803.6778 | 884.9124 | 950.097 | 1020.5479 | 1015.3958 | 1013.7678 | 1012.0892 | 1017.7545 | 1012.3998 | 1015.2857 | 1015.5809 | 1018.8724 | 1013.9317 | 1009.4696 | 983.5118 | 964.6026 | 938.0318 | 915.3298
Region | Technology | 2021-22 | 2022-23 | 2023-24 | 2024-25 | 2025-26 | 2026-27 | 2027-28 | 2028-29 | 2029-30 | 2030-31 | 2031-32 | 2032-33 | 2033-34 | 2034-35 | 2035-36 | 2036-37 | 2037-38 | 2038-39 | 2039-40 | 2040-41 | 2041-42 | 2042-43 | 2043-44 | 2044-45 | 2045-46 | 2046-47 | 2047-48 | 2048-49 | 2049-50
QLD1 | Distributed PV | 5622.2983 | 6528.562 | 7102.6907 | 7456.7358 | 8289.4805 | 9575.3911 | 10393.5042 | 9479.6417 | 11074.4277 | 12203.2241 | 13716.8622 | 14538.3641 | 14817.7313 | 15670.5396 | 17415.5213 | 18097.9549 | 15948.9679 | 17954.1619 | 19228.4998 | 20891.5239 | 21207.5737 | 21007.9812 | 21828.2026 | 23788.4439 | 24481.1202 | 21184.9721 | 23713.4142 | 25230.3516 | 27172.749
QLD1 | Behind the meter battery | 56.6617 | 130.9255 | 201.8334 | 276.5012 | 362.4404 | 425.538 | 487.1423 | 545.2279 | 599.3902 | 659.1539 | 727.2997 | 810.3319 | 896.3132 | 960.6888 | 1028.1831 | 1019.5381 | 1015.375 | 1013.6588 | 1015.4568 | 1009.1374 | 1007.699 | 1007.1116 | 1010.3223 | 1001.4424 | 994.1286 | 966.6742 | 943.2534 | 914.7037 | 889.6665
QLD1 | Behind the meter battery pump | 48.1471 | 111.2301 | 171.4161 | 234.9614 | 307.8036 | 361.4723 | 413.7959 | 463.1302 | 509.3776 | 559.9953 | 618.0258 | 688.011 | 761.4165 | 815.9309 | 873.9186 | 865.5592 | 862.1263 | 861.2722 | 862.8949 | 857.4118 | 855.5187 | 855.1202 | 858.6712 | 850.5227 | 844.9038 | 820.8603 | 800.733 | 777.2502 | 755.4405
Region | Technology | 2021-22 | 2022-23 | 2023-24 | 2024-25 | 2025-26 | 2026-27 | 2027-28 | 2028-29 | 2029-30 | 2030-31 | 2031-32 | 2032-33 | 2033-34 | 2034-35 | 2035-36 | 2036-37 | 2037-38 | 2038-39 | 2039-40 | 2040-41 | 2041-42 | 2042-43 | 2043-44 | 2044-45 | 2045-46 | 2046-47 | 2047-48 | 2048-49 | 2049-50
VIC1 | Distributed PV | 4625.9464 | 5278.636 | 6471.0044 | 7236.9196 | 7738.8826 | 9191.8249 | 10225.7349 | 10624.6857 | 11820.4096 | 12929.4874 | 13141.6039 | 14642.6116 | 14980.5295 | 14712.544 | 16247.7815 | 16871.3039 | 16660.8016 | 17903.9156 | 19152.5625 | 18990.7 | 20398.3535 | 20446.1326 | 19804.5807 | 21634.5668 | 22255.9859 | 21724.0526 | 23287.6393 | 24845.666 | 24453.893
VIC1 | Behind the meter battery | 64.1513 | 142.7081 | 290.058 | 423.637 | 544.6591 | 655.3131 | 760.4044 | 821.4131 | 857.6105 | 913.3703 | 978.2116 | 1061.3213 | 1167.576 | 1248.0789 | 1323.3956 | 1318.7356 | 1316.7971 | 1306.9151 | 1296.8921 | 1276.0599 | 1263.9722 | 1254.5942 | 1250.9429 | 1231.7261 | 1216.4061 | 1178.0307 | 1145.7154 | 1108.9552 | 1071.1349
VIC1 | Behind the meter battery pump | 54.505 | 121.2 | 246.4106 | 359.7101 | 462.6791 | 556.8424 | 646.0038 | 698.1222 | 728.9272 | 775.6801 | 831.2917 | 901.6133 | 991.4131 | 1060.0773 | 1123.9891 | 1120.893 | 1118.5053 | 1110.0177 | 1100.9582 | 1084.4066 | 1074.25 | 1065.2465 | 1062.0039 | 1046.2498 | 1033.6442 | 1000.8075 | 972.5649 | 941.6774 | 909.6318
Region | Technology | 2021-22 | 2022-23 | 2023-24 | 2024-25 | 2025-26 | 2026-27 | 2027-28 | 2028-29 | 2029-30 | 2030-31 | 2031-32 | 2032-33 | 2033-34 | 2034-35 | 2035-36 | 2036-37 | 2037-38 | 2038-39 | 2039-40 | 2040-41 | 2041-42 | 2042-43 | 2043-44 | 2044-45 | 2045-46 | 2046-47 | 2047-48 | 2048-49 | 2049-50
SA1 | Distributed PV | 2692.7435 | 2897.9004 | 3182.7702 | 3309.9697 | 3368.0909 | 3710.5041 | 4044.5606 | 4067.9002 | 4454.7602 | 4703.283 | 4914.6932 | 5287.9656 | 5323.9848 | 5221.8838 | 5610.1847 | 5951.7602 | 5851.4936 | 6277.5462 | 6527.9801 | 6699.3114 | 7010.6424 | 6938.7639 | 6744.1877 | 7177.0323 | 7559.3789 | 7350.0719 | 7867.2373 | 8159.7488 | 8312.6824
SA1 | Behind the meter battery | 60.0755 | 85.7138 | 110.2885 | 135.3642 | 157.7643 | 172.3688 | 187.135 | 199.2315 | 212.5681 | 227.569 | 243.7671 | 264.9722 | 286.1771 | 303.0253 | 318.363 | 314.3848 | 309.9228 | 308.7105 | 306.6194 | 301.9723 | 299.9267 | 297.0823 | 296.3218 | 291.582 | 287.8832 | 277.9374 | 271.1392 | 261.9275 | 253.8857
SA1 | Behind the meter battery pump | 51.0203 | 72.7798 | 93.6692 | 115.0535 | 134.0095 | 146.4509 | 158.9589 | 169.2072 | 180.5211 | 193.3788 | 207.2022 | 225.1804 | 243.1372 | 257.429 | 270.5124 | 267.1466 | 263.4316 | 262.3804 | 260.4781 | 256.6052 | 254.8051 | 252.4468 | 251.7229 | 247.5583 | 244.5192 | 236.0174 | 230.3503 | 222.6299 | 215.4714
Region | Technology | 2021-22 | 2022-23 | 2023-24 | 2024-25 | 2025-26 | 2026-27 | 2027-28 | 2028-29 | 2029-30 | 2030-31 | 2031-32 | 2032-33 | 2033-34 | 2034-35 | 2035-36 | 2036-37 | 2037-38 | 2038-39 | 2039-40 | 2040-41 | 2041-42 | 2042-43 | 2043-44 | 2044-45 | 2045-46 | 2046-47 | 2047-48 | 2048-49 | 2049-50
TAS1 | Distributed PV | 249.518 | 275.65 | 311.9183 | 340.0256 | 353.4898 | 401.7562 | 430.9535 | 450.102 | 476.7142 | 507.6838 | 534.6319 | 592.7673 | 620.2412 | 612.0518 | 682.2029 | 706.6858 | 730.2014 | 758.1818 | 801.6118 | 821.2328 | 865.3466 | 889.3242 | 874.3789 | 958.3254 | 986.2739 | 983.4669 | 1015.3561 | 1069.7087 | 1079.9061
TAS1 | Behind the meter battery | 7.435 | 8.5848 | 9.9419 | 11.4309 | 13.1532 | 15.2757 | 17.8263 | 20.6052 | 23.1537 | 26.2038 | 29.3784 | 32.3985 | 35.5294 | 38.6125 | 41.5856 | 41.7823 | 42.2059 | 42.7438 | 43.3634 | 43.7097 | 44.0985 | 44.4697 | 44.9557 | 45.0564 | 45.2991 | 44.5992 | 44.0225 | 43.135 | 42.3665
TAS1 | Behind the meter battery pump | 6.3181 | 7.2927 | 8.4436 | 9.7108 | 11.169 | 12.9757 | 15.1484 | 17.5031 | 19.6717 | 22.2572 | 24.9571 | 27.5239 | 30.1681 | 32.7941 | 35.3246 | 35.4823 | 35.8546 | 36.2956 | 36.8521 | 37.131 | 37.4812 | 37.7842 | 38.1632 | 38.2645 | 38.4831 | 37.8876 | 37.4052 | 36.6414 | 35.9726

## BaseCase_Capacity
Installed capacity by technology (MW) - BaseCase, High DER Scenario
Capacity calculated on 1 July. In early study years some wind and solar projects enter later in the financial year and are therefore reflected in the following financial year's capacity.
Explicitly modelled generation
Region | Technology | 2021-22 | 2022-23 | 2023-24 | 2024-25 | 2025-26 | 2026-27 | 2027-28 | 2028-29 | 2029-30 | 2030-31 | 2031-32 | 2032-33 | 2033-34 | 2034-35 | 2035-36 | 2036-37 | 2037-38 | 2038-39 | 2039-40 | 2040-41 | 2041-42 | 2042-43 | 2043-44 | 2044-45 | 2045-46 | 2046-47 | 2047-48 | 2048-49 | 2049-50
NEM | Black Coal | 18366 | 17891 | 16416 | 13663.027 | 11906.0831 | 11274.7882 | 11265.0346 | 10565.0346 | 8953.7968 | 8953.7968 | 8953.7968 | 8023.6487 | 8023.6487 | 8023.6487 | 7040.591 | 6395.9999 | 5246 | 5246 | 5246 | 5246 | 5246 | 3152 | 2787 | 2422 | 2057 | 1692 | 1692 | 1692 | 1692
NEM | Brown Coal | 4790 | 4790 | 4790 | 3701.4643 | 3664.1282 | 3465.4294 | 3465.4294 | 3465.4294 | 3465.427 | 3340.0004 | 3340.0003 | 3340 | 3340 | 3340 | 3340 | 3340 | 3340 | 3340 | 3340 | 3340 | 3340 | 3340 | 3340 | 3340 | 3340 | 3340 | 2225 | 0 | 0
NEM | CCGT | 3054.9 | 3054.9 | 2874.9 | 2874.9 | 2874.9 | 2874.9 | 2874.9 | 2874.9 | 2874.9 | 2874.9 | 2874.9 | 2874.9 | 2874.9 | 2874.9 | 2874.9 | 2489.9 | 1960.9 | 1960.9 | 1817.5 | 1817.5 | 1817.5 | 1817.5 | 1377.5 | 1192.5 | 548 | 388 | 388 | 388 | 388
NEM | Gas - Steam | 1384 | 1384 | 1384 | 1384 | 1384 | 1384 | 1384 | 1384 | 1384 | 1384 | 1384 | 1384 | 1384 | 1384 | 584 | 584 | 584 | 584 | 84 | 84 | 84 | 84 | 84 | 84 | 84 | 0 | 0 | 0 | 0
NEM | OCGT / Diesel | 6863.14 | 6863.14 | 6863.14 | 6863.14 | 6863.14 | 6863.14 | 6863.14 | 6863.14 | 6863.14 | 6480.64 | 6480.64 | 6211.3 | 5749.3 | 5632.3 | 5502.3 | 5502.3 | 5502.3 | 5502.3 | 5705.017 | 5585.017 | 6007.5925 | 5967.1147 | 5967.1147 | 6707.8785 | 7162.599 | 8030.5689 | 7446.5689 | 8613.7565 | 8094.7566
NEM | Hydro | 7365.3 | 7365.3 | 7365.3 | 7365.3 | 7365.3 | 7365.3 | 7365.3 | 7365.3 | 7365.3 | 7365.3 | 7365.3 | 7365.3 | 7365.3 | 7365.3 | 7365.3 | 7365.3 | 7278.9 | 7278.9 | 7278.9 | 7278.9 | 7278.9 | 7212.9 | 7212.9 | 7212.9 | 7212.9 | 7212.9 | 7212.9 | 7212.9 | 7212.9
NEM | Wind | 8952.838 | 11397.452 | 12299.8135 | 13470.3499 | 14574.2588 | 15570.5769 | 17082.0593 | 18446.0236 | 22442.9348 | 22472.2624 | 22614.0662 | 23499.9642 | 24003.1571 | 24415.5582 | 24859.6304 | 26444.1279 | 31846.7221 | 31697.2054 | 31787.1797 | 31247.1152 | 33637.9264 | 36034.4474 | 35904.5178 | 35270.1576 | 35288.8465 | 37627.9194 | 38790.9578 | 39958.2432 | 41598.013
NEM | Solar PV | 5599.971 | 6959.156 | 6959.156 | 6959.156 | 6959.156 | 6959.156 | 6959.156 | 7154.6539 | 10197.5892 | 10197.5892 | 10197.5892 | 10197.5892 | 10197.5892 | 10197.5892 | 10197.5892 | 10076.5892 | 10238.8086 | 10088.5086 | 10088.5086 | 10088.5089 | 10288.5084 | 13910.6779 | 13963.835 | 13545.215 | 13449.9042 | 17239.3174 | 17568.7571 | 19300.5393 | 18824.5466
NEM | Grid Battery | 260.33 | 600.33 | 600.33 | 600.33 | 600.33 | 600.33 | 600.33 | 600.33 | 600.33 | 570.33 | 570.33 | 570.33 | 515 | 490 | 490 | 490 | 490.0008 | 490.0008 | 490.001 | 470.001 | 450.007 | 150.0071 | 150.0071 | 255.3286 | 255.3286 | 436.4507 | 436.4508 | 436.4511 | 436.451
NEM | Pumped Hydro | 810 | 810 | 810 | 810 | 2850 | 2850 | 2850 | 2850 | 4849.9999 | 4849.9999 | 4849.9999 | 4849.9999 | 4850 | 4850 | 4850 | 4850 | 5790.9898 | 5790.9898 | 5790.9901 | 5790.9901 | 6006.2995 | 6865.2973 | 6865.2973 | 6865.2974 | 6865.2974 | 8044.628 | 8044.628 | 8721.2734 | 8721.2734
NEM | VPP | 86.531 | 212.478 | 422.08 | 710.881 | 1092.059 | 1530.314 | 2056.202 | 2653.451 | 3326.256 | 3835.365 | 4409.5619 | 5038.919 | 5723.194 | 6362.1371 | 7028.8681 | 7398.273 | 7780.5079 | 8173.1059 | 8577.282 | 8995.4019 | 9423.6349 | 9861.3991 | 10313.4462 | 10780.4292 | 11257.7039 | 11749.3789 | 12256.2899 | 12769.8249 | 13296.025
Total excluding storage |  | 56376.149 | 59704.948 | 58952.3095 | 56281.3372 | 55590.9661 | 55757.2904 | 57259.0192 | 58118.4814 | 63547.0878 | 63068.4889 | 63210.2925 | 62896.7021 | 62937.895 | 63233.2961 | 61764.3106 | 62198.217 | 65997.6307 | 65697.8139 | 65347.1052 | 64687.0411 | 67700.4272 | 71518.64 | 70636.8674 | 69774.651 | 69143.2497 | 75530.7057 | 75324.1838 | 77165.439 | 77810.2162
Region | Technology | 2021-22 | 2022-23 | 2023-24 | 2024-25 | 2025-26 | 2026-27 | 2027-28 | 2028-29 | 2029-30 | 2030-31 | 2031-32 | 2032-33 | 2033-34 | 2034-35 | 2035-36 | 2036-37 | 2037-38 | 2038-39 | 2039-40 | 2040-41 | 2041-42 | 2042-43 | 2043-44 | 2044-45 | 2045-46 | 2046-47 | 2047-48 | 2048-49 | 2049-50
NSW1 | Black Coal | 10240 | 9765 | 8290 | 7222.1561 | 5465.2137 | 4884.1971 | 4874.4435 | 4874.4434 | 3263.2057 | 3263.2057 | 3263.2057 | 2333.0576 | 2333.0576 | 2333.0576 | 1350 | 1350 | 1350 | 1350 | 1350 | 1350 | 1350 | 0 | 0 | 0 | 0 | 0 | 0 | 0 | 0
NSW1 | Brown Coal | 0 | 0 | 0 | 0 | 0 | 0 | 0 | 0 | 0 | 0 | 0 | 0 | 0 | 0 | 0 | 0 | 0 | 0 | 0 | 0 | 0 | 0 | 0 | 0 | 0 | 0 | 0 | 0 | 0
NSW1 | CCGT | 625 | 625 | 625 | 625 | 625 | 625 | 625 | 625 | 625 | 625 | 625 | 625 | 625 | 625 | 625 | 625 | 625 | 625 | 625 | 625 | 625 | 625 | 185 | 0 | 0 | 0 | 0 | 0 | 0
NSW1 | Gas - Steam | 0 | 0 | 0 | 0 | 0 | 0 | 0 | 0 | 0 | 0 | 0 | 0 | 0 | 0 | 0 | 0 | 0 | 0 | 0 | 0 | 0 | 0 | 0 | 0 | 0 | 0 | 0 | 0 | 0
NSW1 | OCGT / Diesel | 1438 | 1438 | 1438 | 1438 | 1438 | 1438 | 1438 | 1438 | 1438 | 1438 | 1438 | 1438 | 1438 | 1438 | 1388 | 1388 | 1388 | 1388 | 1790.8138 | 1790.8138 | 1834.9893 | 1834.9893 | 1834.9893 | 2690.6924 | 2690.6924 | 2690.6924 | 2690.6924 | 3082.8411 | 3082.8411
NSW1 | Hydro | 2585 | 2585 | 2585 | 2585 | 2585 | 2585 | 2585 | 2585 | 2585 | 2585 | 2585 | 2585 | 2585 | 2585 | 2585 | 2585 | 2585 | 2585 | 2585 | 2585 | 2585 | 2585 | 2585 | 2585 | 2585 | 2585 | 2585 | 2585 | 2585
NSW1 | Wind | 2220.73 | 2981.184 | 3741.8899 | 4502.4472 | 5288.4126 | 6105.6331 | 6922.8536 | 7560.7293 | 10862.6975 | 10862.6975 | 10862.6975 | 10862.6975 | 10862.6975 | 10862.6975 | 10862.6975 | 10816.1975 | 10646.1975 | 10526.8858 | 10757.1298 | 10396.6298 | 11992.9508 | 12371.7733 | 12076.7933 | 12076.7933 | 12497.9358 | 12271.1359 | 12577.5905 | 12877.5912 | 12764.4012
NSW1 | Solar PV | 2130.363 | 2600.363 | 2600.363 | 2600.363 | 2600.363 | 2600.363 | 2600.363 | 2795.8609 | 5838.7962 | 5838.7962 | 5838.7962 | 5838.7962 | 5838.7962 | 5838.7962 | 5838.7962 | 5838.7962 | 6015.5214 | 5865.2214 | 5865.2214 | 5865.2214 | 5865.2214 | 7570.3368 | 7725.4943 | 7725.4943 | 7725.4943 | 9612.8979 | 9639.1249 | 10087.3212 | 10256.4925
NSW1 | Grid Battery | 0 | 0 | 0 | 0 | 0 | 0 | 0 | 0 | 0 | 0 | 0 | 0 | 0 | 0 | 0 | 0 | 0 | 0 | 0.00015262 | 0.00015291 | 0.00039736 | 0.00039706 | 0.00039734 | 0.00041118 | 0.00041145 | 0.00041068 | 0.00040874 | 0.00053216 | 0.0004523
NSW1 | Pumped Hydro | 240 | 240 | 240 | 240 | 2280 | 2280 | 2280 | 2280 | 4279.9999 | 4279.9999 | 4279.9999 | 4279.9999 | 4279.9999 | 4279.9999 | 4279.9999 | 4279.9999 | 4279.9999 | 4279.9999 | 4280 | 4280 | 4280.0001 | 4280.0001 | 4280.0001 | 4280.0001 | 4280.0001 | 4280.0001 | 4280.0001 | 4280.0001 | 4280.0001
NSW1 | VPP | 30.447 | 71.711 | 130.27 | 212.052 | 324.245 | 448.498 | 597.436 | 773.879 | 981.449 | 1142.61 | 1324.166 | 1522.2761 | 1738.338 | 1943.716 | 2158.8 | 2279.379 | 2405.052 | 2533.8019 | 2666.9821 | 2804.5979 | 2945.117 | 3088.977 | 3237.89 | 3391.4571 | 3548.962 | 3710.4659 | 3876.96 | 4046.0709 | 4218.4269
Total excluding storage |  | 19239.093 | 19994.547 | 19280.2529 | 18972.9663 | 18001.9894 | 18238.1931 | 19045.66 | 19879.0336 | 24612.6994 | 24612.6994 | 24612.6994 | 23682.5513 | 23682.5513 | 23682.5513 | 22649.4937 | 22602.9937 | 22609.7189 | 22340.1072 | 22973.165 | 22612.665 | 24253.1615 | 24987.0994 | 24407.2769 | 25077.98 | 25499.1225 | 27159.7262 | 27492.4078 | 28632.7535 | 28688.7348
Region | Technology | 2021-22 | 2022-23 | 2023-24 | 2024-25 | 2025-26 | 2026-27 | 2027-28 | 2028-29 | 2029-30 | 2030-31 | 2031-32 | 2032-33 | 2033-34 | 2034-35 | 2035-36 | 2036-37 | 2037-38 | 2038-39 | 2039-40 | 2040-41 | 2041-42 | 2042-43 | 2043-44 | 2044-45 | 2045-46 | 2046-47 | 2047-48 | 2048-49 | 2049-50
QLD1 | Black Coal | 8126 | 8126 | 8126 | 6440.8709 | 6440.8694 | 6390.5911 | 6390.5911 | 5690.5911 | 5690.5911 | 5690.5911 | 5690.5911 | 5690.5911 | 5690.5911 | 5690.5911 | 5690.591 | 5045.9999 | 3896 | 3896 | 3896 | 3896 | 3896 | 3152 | 2787 | 2422 | 2057 | 1692 | 1692 | 1692 | 1692
QLD1 | Brown Coal | 0 | 0 | 0 | 0 | 0 | 0 | 0 | 0 | 0 | 0 | 0 | 0 | 0 | 0 | 0 | 0 | 0 | 0 | 0 | 0 | 0 | 0 | 0 | 0 | 0 | 0 | 0 | 0 | 0
QLD1 | CCGT | 1512.9 | 1512.9 | 1512.9 | 1512.9 | 1512.9 | 1512.9 | 1512.9 | 1512.9 | 1512.9 | 1512.9 | 1512.9 | 1512.9 | 1512.9 | 1512.9 | 1512.9 | 1127.9 | 1127.9 | 1127.9 | 984.5 | 984.5 | 984.5 | 984.5 | 984.5 | 984.5 | 340 | 180 | 180 | 180 | 180
QLD1 | Gas - Steam | 84 | 84 | 84 | 84 | 84 | 84 | 84 | 84 | 84 | 84 | 84 | 84 | 84 | 84 | 84 | 84 | 84 | 84 | 84 | 84 | 84 | 84 | 84 | 84 | 84 | 0 | 0 | 0 | 0
QLD1 | OCGT / Diesel | 1910 | 1910 | 1910 | 1910 | 1910 | 1910 | 1910 | 1910 | 1910 | 1910 | 1910 | 1910 | 1618 | 1501 | 1501 | 1501 | 1501 | 1501 | 1740.903 | 1740.903 | 1740.903 | 1794.4252 | 1794.4252 | 1662.4252 | 2117.1458 | 2985.1157 | 2985.1157 | 3165.305 | 2646.305
QLD1 | Hydro | 152.4 | 152.4 | 152.4 | 152.4 | 152.4 | 152.4 | 152.4 | 152.4 | 152.4 | 152.4 | 152.4 | 152.4 | 152.4 | 152.4 | 152.4 | 152.4 | 66 | 66 | 66 | 66 | 66 | 0 | 0 | 0 | 0 | 0 | 0 | 0 | 0
QLD1 | Wind | 676.608 | 1176.608 | 1176.608 | 1444.931 | 1621.4823 | 1663.4245 | 2253.5308 | 2842.464 | 3491.0015 | 3491.0015 | 3491.0015 | 3491.0015 | 3499.2582 | 3769.0908 | 3769.0908 | 4621.3309 | 6915.7043 | 6915.7043 | 6915.7043 | 6915.7043 | 7441.1138 | 8878.478 | 8697.96 | 8484.1585 | 8917.0785 | 9684.9035 | 9684.9035 | 9684.9035 | 11368.7616
QLD1 | Solar PV | 2017.635 | 2827.62 | 2827.62 | 2827.62 | 2827.62 | 2827.62 | 2827.62 | 2827.62 | 2827.62 | 2827.62 | 2827.62 | 2827.62 | 2827.62 | 2827.62 | 2827.62 | 2706.62 | 2692.1142 | 2692.1142 | 2692.1142 | 2692.1145 | 2892.114 | 4809.1679 | 4642.1679 | 4441.0679 | 4376.8599 | 6278.8683 | 6168.4683 | 5637.5683 | 5188.3413
QLD1 | Grid Battery | 0 | 20 | 20 | 20 | 20 | 20 | 20 | 20 | 20 | 20 | 20 | 20 | 20 | 20 | 20 | 20 | 20.0005 | 20.0005 | 20.0005 | 0.00053704 | 0.0018742 | 0.0018863 | 0.0018864 | 44.0338 | 44.0338 | 225.156 | 225.156 | 225.156 | 225.1559
QLD1 | Pumped Hydro | 570 | 570 | 570 | 570 | 570 | 570 | 570 | 570 | 570 | 570 | 570 | 570 | 570.0001 | 570.0001 | 570.0001 | 570.0001 | 1510.9896 | 1510.9896 | 1510.9896 | 1510.9896 | 1631.6716 | 2490.6694 | 2490.6694 | 2490.6694 | 2490.6694 | 3670 | 3670 | 3670 | 3670
QLD1 | VPP | 17.092 | 49.567 | 96.139 | 162.616 | 256.35 | 359.913 | 485.039 | 636.85 | 815.002 | 952.311 | 1107.868 | 1278.662 | 1465.361 | 1636.076 | 1814.326 | 1909.678 | 2008.65 | 2110.638 | 2215.489 | 2324.452 | 2436.362 | 2550.2279 | 2667.885 | 2790.022 | 2914.5139 | 3043.485 | 3176.687 | 3311.313 | 3449.842
Total excluding storage |  | 14479.543 | 15789.528 | 15789.528 | 14372.7219 | 14549.2717 | 14540.9356 | 15131.0419 | 15019.9751 | 15668.5126 | 15668.5126 | 15668.5126 | 15668.5126 | 15384.7693 | 15537.6019 | 15537.6018 | 15239.2508 | 16282.7185 | 16282.7185 | 16379.2216 | 16379.2219 | 17104.6308 | 19702.5711 | 18990.0531 | 18078.1516 | 17892.0842 | 20820.8876 | 20710.4876 | 20359.7769 | 21075.4079
Region | Technology | 2021-22 | 2022-23 | 2023-24 | 2024-25 | 2025-26 | 2026-27 | 2027-28 | 2028-29 | 2029-30 | 2030-31 | 2031-32 | 2032-33 | 2033-34 | 2034-35 | 2035-36 | 2036-37 | 2037-38 | 2038-39 | 2039-40 | 2040-41 | 2041-42 | 2042-43 | 2043-44 | 2044-45 | 2045-46 | 2046-47 | 2047-48 | 2048-49 | 2049-50
VIC1 | Black Coal | 0 | 0 | 0 | 0 | 0 | 0 | 0 | 0 | 0 | 0 | 0 | 0 | 0 | 0 | 0 | 0 | 0 | 0 | 0 | 0 | 0 | 0 | 0 | 0 | 0 | 0 | 0 | 0 | 0
VIC1 | Brown Coal | 4790 | 4790 | 4790 | 3701.4643 | 3664.1282 | 3465.4294 | 3465.4294 | 3465.4294 | 3465.427 | 3340.0004 | 3340.0003 | 3340 | 3340 | 3340 | 3340 | 3340 | 3340 | 3340 | 3340 | 3340 | 3340 | 3340 | 3340 | 3340 | 3340 | 3340 | 2225 | 0 | 0
VIC1 | CCGT | 0 | 0 | 0 | 0 | 0 | 0 | 0 | 0 | 0 | 0 | 0 | 0 | 0 | 0 | 0 | 0 | 0 | 0 | 0 | 0 | 0 | 0 | 0 | 0 | 0 | 0 | 0 | 0 | 0
VIC1 | Gas - Steam | 500 | 500 | 500 | 500 | 500 | 500 | 500 | 500 | 500 | 500 | 500 | 500 | 500 | 500 | 500 | 500 | 500 | 500 | 0 | 0 | 0 | 0 | 0 | 0 | 0 | 0 | 0 | 0 | 0
VIC1 | OCGT / Diesel | 1900 | 1900 | 1900 | 1900 | 1900 | 1900 | 1900 | 1900 | 1900 | 1900 | 1900 | 1900 | 1730 | 1730 | 1730 | 1730 | 1730 | 1730 | 1290 | 1290 | 1290 | 1196 | 1196 | 1196.0005 | 1196.0005 | 1196.0005 | 612.0005 | 1206.8502 | 1206.8502
VIC1 | Hydro | 2219 | 2219 | 2219 | 2219 | 2219 | 2219 | 2219 | 2219 | 2219 | 2219 | 2219 | 2219 | 2219 | 2219 | 2219 | 2219 | 2219 | 2219 | 2219 | 2219 | 2219 | 2219 | 2219 | 2219 | 2219 | 2219 | 2219 | 2219 | 2219
VIC1 | Wind | 3434.44 | 4322.2 | 4322.2 | 4322.2 | 4322.2 | 4322.2 | 4322.2 | 4322.2 | 4322.2 | 4322.2 | 4322.2 | 4518.632 | 4969.7 | 4969.7008 | 4985.0035 | 5569.7001 | 7833.3724 | 7413.3729 | 7221.4078 | 6933.108 | 7202.1883 | 7782.5226 | 8341.9506 | 8029.9506 | 7238.0066 | 8923.9065 | 9780.4902 | 10154.9982 | 10224.1
VIC1 | Solar PV | 1098.973 | 1098.973 | 1098.973 | 1098.973 | 1098.973 | 1098.973 | 1098.973 | 1098.973 | 1098.973 | 1098.973 | 1098.973 | 1098.973 | 1098.973 | 1098.973 | 1098.973 | 1098.973 | 1098.973 | 1098.973 | 1098.973 | 1098.973 | 1098.973 | 1098.9731 | 1098.9732 | 991.4532 | 960.3504 | 960.3516 | 1373.9642 | 3188.4501 | 2791.0002
VIC1 | Grid Battery | 55.33 | 375.33 | 375.33 | 375.33 | 375.33 | 375.33 | 375.33 | 375.33 | 375.33 | 375.33 | 375.33 | 375.33 | 320 | 320 | 320 | 320 | 320.0001 | 320.0001 | 320.0002 | 320.0002 | 300.0004 | 0.00038998 | 0.00039013 | 0.00039112 | 0.0003911 | 0.00039044 | 0.00038998 | 0.0005374 | 0.00052678
VIC1 | Pumped Hydro | 0 | 0 | 0 | 0 | 0 | 0 | 0 | 0 | 0 | 0 | 0 | 0 | 0 | 0 | 0 | 0 | 0.00028122 | 0.00028157 | 0.00044388 | 0.00044397 | 94.6278 | 94.6278 | 94.6278 | 94.6278 | 94.6278 | 94.6278 | 94.6278 | 771.2732 | 771.2732
VIC1 | VPP | 19.399 | 55.108 | 137.094 | 247.137 | 385.648 | 555.84 | 760.004 | 973.496 | 1197.186 | 1363.053 | 1550.223 | 1756.093 | 1978.399 | 2185.647 | 2401.2231 | 2521.425 | 2644.546 | 2771.077 | 2900.618 | 3034.5971 | 3171.9039 | 3312.6921 | 3457.7071 | 3607.5651 | 3760.185 | 3917.7499 | 4079.9079 | 4243.998 | 4412.4559
Total excluding storage |  | 13942.413 | 14830.173 | 14830.173 | 13741.6373 | 13704.3011 | 13505.6023 | 13505.6023 | 13505.6023 | 13505.5999 | 13380.1734 | 13380.1733 | 13576.605 | 13857.673 | 13857.6738 | 13872.9765 | 14457.6731 | 16721.3454 | 16301.3459 | 15169.3808 | 14881.081 | 15150.1613 | 15636.4958 | 16195.9238 | 15776.4043 | 14953.3575 | 16639.2586 | 16210.4549 | 16769.2984 | 16440.9505
Region | Technology | 2021-22 | 2022-23 | 2023-24 | 2024-25 | 2025-26 | 2026-27 | 2027-28 | 2028-29 | 2029-30 | 2030-31 | 2031-32 | 2032-33 | 2033-34 | 2034-35 | 2035-36 | 2036-37 | 2037-38 | 2038-39 | 2039-40 | 2040-41 | 2041-42 | 2042-43 | 2043-44 | 2044-45 | 2045-46 | 2046-47 | 2047-48 | 2048-49 | 2049-50
SA1 | Black Coal | 0 | 0 | 0 | 0 | 0 | 0 | 0 | 0 | 0 | 0 | 0 | 0 | 0 | 0 | 0 | 0 | 0 | 0 | 0 | 0 | 0 | 0 | 0 | 0 | 0 | 0 | 0 | 0 | 0
SA1 | Brown Coal | 0 | 0 | 0 | 0 | 0 | 0 | 0 | 0 | 0 | 0 | 0 | 0 | 0 | 0 | 0 | 0 | 0 | 0 | 0 | 0 | 0 | 0 | 0 | 0 | 0 | 0 | 0 | 0 | 0
SA1 | CCGT | 709 | 709 | 529 | 529 | 529 | 529 | 529 | 529 | 529 | 529 | 529 | 529 | 529 | 529 | 529 | 529 | 0 | 0 | 0 | 0 | 0 | 0 | 0 | 0 | 0 | 0 | 0 | 0 | 0
SA1 | Gas - Steam | 800 | 800 | 800 | 800 | 800 | 800 | 800 | 800 | 800 | 800 | 800 | 800 | 800 | 800 | 0 | 0 | 0 | 0 | 0 | 0 | 0 | 0 | 0 | 0 | 0 | 0 | 0 | 0 | 0
SA1 | OCGT / Diesel | 1437.14 | 1437.14 | 1437.14 | 1437.14 | 1437.14 | 1437.14 | 1437.14 | 1437.14 | 1437.14 | 1054.64 | 1054.64 | 785.3 | 785.3 | 785.3 | 705.3 | 705.3 | 705.3 | 705.3 | 705.3001 | 705.3001 | 1083.7002 | 1083.7002 | 1083.7002 | 1100.7603 | 1100.7603 | 1100.7603 | 1100.7603 | 1100.7603 | 1100.7603
SA1 | Hydro | 0 | 0 | 0 | 0 | 0 | 0 | 0 | 0 | 0 | 0 | 0 | 0 | 0 | 0 | 0 | 0 | 0 | 0 | 0 | 0 | 0 | 0 | 0 | 0 | 0 | 0 | 0 | 0 | 0
SA1 | Wind | 2053.31 | 2349.71 | 2349.71 | 2349.71 | 2349.71 | 2349.71 | 2316.71 | 2316.71 | 2225.96 | 2113.96 | 2113.96 | 2660.8584 | 2562.1585 | 2562.1585 | 2848.3602 | 2899.8531 | 3771.8339 | 4018.8999 | 3922.8596 | 3883.8596 | 3883.8599 | 3883.86 | 3670.0003 | 3709.8416 | 3666.4121 | 3778.5599 | 3778.56 | 4271.3367 | 4271.3367
SA1 | Solar PV | 353 | 432.2 | 432.2 | 432.2 | 432.2 | 432.2 | 432.2 | 432.2 | 432.2 | 432.2 | 432.2 | 432.2 | 432.2 | 432.2 | 432.2 | 432.2 | 432.2 | 432.2 | 432.2 | 432.2 | 432.2 | 432.2001 | 497.1997 | 387.1997 | 387.1997 | 387.1997 | 387.1997 | 387.1997 | 588.7126
SA1 | Grid Battery | 205 | 205 | 205 | 205 | 205 | 205 | 205 | 205 | 205 | 175 | 175 | 175 | 175 | 150 | 150 | 150 | 150.0002 | 150.0002 | 150.0002 | 150.0002 | 150.0044 | 150.0044 | 150.0044 | 211.294 | 211.294 | 211.294 | 211.294 | 211.294 | 211.294
SA1 | Pumped Hydro | 0 | 0 | 0 | 0 | 0 | 0 | 0 | 0 | 0 | 0 | 0 | 0 | 0 | 0 | 0 | 0 | 0 | 0 | 0 | 0 | 0 | 0 | 0 | 0.00011701 | 0.00011713 | 0.00011723 | 0.00011738 | 0.0001177 | 0.00011781
SA1 | VPP | 17.419 | 32.817 | 53.826 | 82.384 | 116.594 | 153.426 | 196.665 | 246.475 | 303.104 | 342.113 | 385.789 | 433.601 | 485.451 | 533.213 | 582.89 | 611.322 | 640.787 | 670.973 | 702.27 | 734.354 | 767.247 | 800.749 | 835.277 | 870.592 | 906.987 | 944.194 | 982.674 | 1021.681 | 1061.697
Total excluding storage |  | 5352.45 | 5728.05 | 5548.05 | 5548.05 | 5548.05 | 5548.05 | 5515.05 | 5515.05 | 5424.3 | 4929.8 | 4929.8 | 5207.3584 | 5108.6585 | 5108.6585 | 4514.8602 | 4566.3531 | 4909.3339 | 5156.3999 | 5060.3597 | 5021.3597 | 5399.7601 | 5399.7603 | 5250.9002 | 5197.8016 | 5154.372 | 5266.5199 | 5266.52 | 5759.2967 | 5960.8096
Region | Technology | 2021-22 | 2022-23 | 2023-24 | 2024-25 | 2025-26 | 2026-27 | 2027-28 | 2028-29 | 2029-30 | 2030-31 | 2031-32 | 2032-33 | 2033-34 | 2034-35 | 2035-36 | 2036-37 | 2037-38 | 2038-39 | 2039-40 | 2040-41 | 2041-42 | 2042-43 | 2043-44 | 2044-45 | 2045-46 | 2046-47 | 2047-48 | 2048-49 | 2049-50
TAS1 | Black Coal | 0 | 0 | 0 | 0 | 0 | 0 | 0 | 0 | 0 | 0 | 0 | 0 | 0 | 0 | 0 | 0 | 0 | 0 | 0 | 0 | 0 | 0 | 0 | 0 | 0 | 0 | 0 | 0 | 0
TAS1 | Brown Coal | 0 | 0 | 0 | 0 | 0 | 0 | 0 | 0 | 0 | 0 | 0 | 0 | 0 | 0 | 0 | 0 | 0 | 0 | 0 | 0 | 0 | 0 | 0 | 0 | 0 | 0 | 0 | 0 | 0
TAS1 | CCGT | 208 | 208 | 208 | 208 | 208 | 208 | 208 | 208 | 208 | 208 | 208 | 208 | 208 | 208 | 208 | 208 | 208 | 208 | 208 | 208 | 208 | 208 | 208 | 208 | 208 | 208 | 208 | 208 | 208
TAS1 | Gas - Steam | 0 | 0 | 0 | 0 | 0 | 0 | 0 | 0 | 0 | 0 | 0 | 0 | 0 | 0 | 0 | 0 | 0 | 0 | 0 | 0 | 0 | 0 | 0 | 0 | 0 | 0 | 0 | 0 | 0
TAS1 | OCGT / Diesel | 178 | 178 | 178 | 178 | 178 | 178 | 178 | 178 | 178 | 178 | 178 | 178 | 178 | 178 | 178 | 178 | 178 | 178 | 178 | 58 | 58 | 58 | 58 | 58 | 58 | 58 | 58 | 58 | 58
TAS1 | Hydro | 2408.9 | 2408.9 | 2408.9 | 2408.9 | 2408.9 | 2408.9 | 2408.9 | 2408.9 | 2408.9 | 2408.9 | 2408.9 | 2408.9 | 2408.9 | 2408.9 | 2408.9 | 2408.9 | 2408.9 | 2408.9 | 2408.9 | 2408.9 | 2408.9 | 2408.9 | 2408.9 | 2408.9 | 2408.9 | 2408.9 | 2408.9 | 2408.9 | 2408.9
TAS1 | Wind | 567.75 | 567.75 | 709.4056 | 851.0617 | 992.4539 | 1129.6093 | 1266.765 | 1403.9204 | 1541.0758 | 1682.4034 | 1824.2072 | 1966.7749 | 2109.3429 | 2251.9106 | 2394.4783 | 2537.0463 | 2679.614 | 2822.3425 | 2970.0782 | 3117.8135 | 3117.8135 | 3117.8135 | 3117.8135 | 2969.4135 | 2969.4135 | 2969.4135 | 2969.4135 | 2969.4135 | 2969.4135
TAS1 | Solar PV | 0 | 0 | 0 | 0 | 0 | 0 | 0 | 0 | 0 | 0 | 0 | 0 | 0 | 0 | 0 | 0 | 0 | 0 | 0 | 0 | 0 | 0 | 0 | 0 | 0 | 0 | 0 | 0 | 0
TAS1 | Grid Battery | 0 | 0 | 0 | 0 | 0 | 0 | 0 | 0 | 0 | 0 | 0 | 0 | 0 | 0 | 0 | 0 | 0 | 0 | 0 | 0 | 0 | 0 | 0 | 0 | 0 | 0 | 0.00010513 | 0.00012085 | 0.00012106
TAS1 | Pumped Hydro | 0 | 0 | 0 | 0 | 0 | 0 | 0 | 0 | 0 | 0 | 0 | 0 | 0 | 0 | 0 | 0 | 0 | 0 | 0 | 0 | 0 | 0 | 0 | 0 | 0 | 0 | 0 | 0 | 0
TAS1 | VPP | 2.174 | 3.275 | 4.751 | 6.692 | 9.222 | 12.637 | 17.058 | 22.751 | 29.515 | 35.278 | 41.516 | 48.287 | 55.645 | 63.485 | 71.629 | 76.469 | 81.473 | 86.616 | 91.923 | 97.401 | 103.005 | 108.753 | 114.687 | 120.793 | 127.056 | 133.484 | 140.061 | 146.762 | 153.603
Total excluding storage |  | 3362.65 | 3362.65 | 3504.3056 | 3645.9617 | 3787.3539 | 3924.5093 | 4061.6649 | 4198.8204 | 4335.9758 | 4477.3034 | 4619.1072 | 4761.6749 | 4904.2429 | 5046.8106 | 5189.3783 | 5331.9463 | 5474.514 | 5617.2425 | 5764.9782 | 5792.7135 | 5792.7135 | 5792.7135 | 5792.7135 | 5644.3135 | 5644.3135 | 5644.3135 | 5644.3135 | 5644.3135 | 5644.3135
Explicitly modelled pumping
Region | Technology | 2021-22 | 2022-23 | 2023-24 | 2024-25 | 2025-26 | 2026-27 | 2027-28 | 2028-29 | 2029-30 | 2030-31 | 2031-32 | 2032-33 | 2033-34 | 2034-35 | 2035-36 | 2036-37 | 2037-38 | 2038-39 | 2039-40 | 2040-41 | 2041-42 | 2042-43 | 2043-44 | 2044-45 | 2045-46 | 2046-47 | 2047-48 | 2048-49 | 2049-50
NEM | Grid Battery pump | 260.33 | 600.33 | 600.33 | 600.33 | 600.33 | 600.33 | 600.33 | 600.33 | 600.33 | 570.33 | 570.33 | 570.33 | 515 | 490 | 490 | 490 | 490.0008 | 490.0008 | 490.001 | 470.001 | 450.007 | 150.0071 | 150.0071 | 255.3286 | 255.3286 | 436.4507 | 436.4508 | 436.4511 | 436.451
NEM | Pumped Hydro Pump | 1330 | 1330 | 1330 | 1330 | 3370 | 3370 | 3370 | 3370 | 5369.9999 | 5369.9999 | 5369.9999 | 5369.9999 | 5370 | 5370 | 5370 | 5370 | 6310.9898 | 6310.9898 | 6310.9901 | 6310.9901 | 6526.2995 | 7385.2973 | 7385.2973 | 7385.2974 | 7385.2974 | 8564.628 | 8564.628 | 9241.2734 | 9241.2734
NEM | VPP pump | 86.531 | 212.478 | 422.08 | 710.881 | 1092.059 | 1530.314 | 2056.202 | 2653.451 | 3326.256 | 3835.365 | 4409.5619 | 5038.919 | 5723.194 | 6362.1371 | 7028.8681 | 7398.273 | 7780.5079 | 8173.1059 | 8577.282 | 8995.4019 | 9423.6349 | 9861.3991 | 10313.4462 | 10780.4292 | 11257.7039 | 11749.3789 | 12256.2899 | 12769.8249 | 13296.025
Region | Technology | 2021-22 | 2022-23 | 2023-24 | 2024-25 | 2025-26 | 2026-27 | 2027-28 | 2028-29 | 2029-30 | 2030-31 | 2031-32 | 2032-33 | 2033-34 | 2034-35 | 2035-36 | 2036-37 | 2037-38 | 2038-39 | 2039-40 | 2040-41 | 2041-42 | 2042-43 | 2043-44 | 2044-45 | 2045-46 | 2046-47 | 2047-48 | 2048-49 | 2049-50
NSW1 | Grid Battery pump | 0 | 0 | 0 | 0 | 0 | 0 | 0 | 0 | 0 | 0 | 0 | 0 | 0 | 0 | 0 | 0 | 0 | 0 | 0.00015262 | 0.00015291 | 0.00039736 | 0.00039706 | 0.00039734 | 0.00041118 | 0.00041145 | 0.00041068 | 0.00040874 | 0.00053216 | 0.0004523
NSW1 | Pumped Hydro Pump | 840 | 840 | 840 | 840 | 2880 | 2880 | 2880 | 2880 | 4879.9999 | 4879.9999 | 4879.9999 | 4879.9999 | 4879.9999 | 4879.9999 | 4879.9999 | 4879.9999 | 4879.9999 | 4879.9999 | 4880 | 4880 | 4880.0001 | 4880.0001 | 4880.0001 | 4880.0001 | 4880.0001 | 4880.0001 | 4880.0001 | 4880.0001 | 4880.0001
NSW1 | VPP pump | 30.447 | 71.711 | 130.27 | 212.052 | 324.245 | 448.498 | 597.436 | 773.879 | 981.449 | 1142.61 | 1324.166 | 1522.2761 | 1738.338 | 1943.716 | 2158.8 | 2279.379 | 2405.052 | 2533.8019 | 2666.9821 | 2804.5979 | 2945.117 | 3088.977 | 3237.89 | 3391.4571 | 3548.962 | 3710.4659 | 3876.96 | 4046.0709 | 4218.4269
Region | Technology | 2021-22 | 2022-23 | 2023-24 | 2024-25 | 2025-26 | 2026-27 | 2027-28 | 2028-29 | 2029-30 | 2030-31 | 2031-32 | 2032-33 | 2033-34 | 2034-35 | 2035-36 | 2036-37 | 2037-38 | 2038-39 | 2039-40 | 2040-41 | 2041-42 | 2042-43 | 2043-44 | 2044-45 | 2045-46 | 2046-47 | 2047-48 | 2048-49 | 2049-50
QLD1 | Grid Battery pump | 0 | 20 | 20 | 20 | 20 | 20 | 20 | 20 | 20 | 20 | 20 | 20 | 20 | 20 | 20 | 20 | 20.0005 | 20.0005 | 20.0005 | 0.00053704 | 0.0018742 | 0.0018863 | 0.0018864 | 44.0338 | 44.0338 | 225.156 | 225.156 | 225.156 | 225.1559
QLD1 | Pumped Hydro Pump | 490 | 490 | 490 | 490 | 490 | 490 | 490 | 490 | 490 | 490 | 490 | 490 | 490.0001 | 490.0001 | 490.0001 | 490.0001 | 1430.9896 | 1430.9896 | 1430.9896 | 1430.9896 | 1551.6716 | 2410.6694 | 2410.6694 | 2410.6694 | 2410.6694 | 3590 | 3590 | 3590 | 3590
QLD1 | VPP pump | 17.092 | 49.567 | 96.139 | 162.616 | 256.35 | 359.913 | 485.039 | 636.85 | 815.002 | 952.311 | 1107.868 | 1278.662 | 1465.361 | 1636.076 | 1814.326 | 1909.678 | 2008.65 | 2110.638 | 2215.489 | 2324.452 | 2436.362 | 2550.2279 | 2667.885 | 2790.022 | 2914.5139 | 3043.485 | 3176.687 | 3311.313 | 3449.842
Region | Technology | 2021-22 | 2022-23 | 2023-24 | 2024-25 | 2025-26 | 2026-27 | 2027-28 | 2028-29 | 2029-30 | 2030-31 | 2031-32 | 2032-33 | 2033-34 | 2034-35 | 2035-36 | 2036-37 | 2037-38 | 2038-39 | 2039-40 | 2040-41 | 2041-42 | 2042-43 | 2043-44 | 2044-45 | 2045-46 | 2046-47 | 2047-48 | 2048-49 | 2049-50
VIC1 | Grid Battery pump | 55.33 | 375.33 | 375.33 | 375.33 | 375.33 | 375.33 | 375.33 | 375.33 | 375.33 | 375.33 | 375.33 | 375.33 | 320 | 320 | 320 | 320 | 320.0001 | 320.0001 | 320.0002 | 320.0002 | 300.0004 | 0.00038998 | 0.00039013 | 0.00039112 | 0.0003911 | 0.00039044 | 0.00038998 | 0.0005374 | 0.00052678
VIC1 | Pumped Hydro Pump | 0 | 0 | 0 | 0 | 0 | 0 | 0 | 0 | 0 | 0 | 0 | 0 | 0 | 0 | 0 | 0 | 0.00028122 | 0.00028157 | 0.00044388 | 0.00044397 | 94.6278 | 94.6278 | 94.6278 | 94.6278 | 94.6278 | 94.6278 | 94.6278 | 771.2732 | 771.2732
VIC1 | VPP pump | 19.399 | 55.108 | 137.094 | 247.137 | 385.648 | 555.84 | 760.004 | 973.496 | 1197.186 | 1363.053 | 1550.223 | 1756.093 | 1978.399 | 2185.647 | 2401.2231 | 2521.425 | 2644.546 | 2771.077 | 2900.618 | 3034.5971 | 3171.9039 | 3312.6921 | 3457.7071 | 3607.5651 | 3760.185 | 3917.7499 | 4079.9079 | 4243.998 | 4412.4559
Region | Technology | 2021-22 | 2022-23 | 2023-24 | 2024-25 | 2025-26 | 2026-27 | 2027-28 | 2028-29 | 2029-30 | 2030-31 | 2031-32 | 2032-33 | 2033-34 | 2034-35 | 2035-36 | 2036-37 | 2037-38 | 2038-39 | 2039-40 | 2040-41 | 2041-42 | 2042-43 | 2043-44 | 2044-45 | 2045-46 | 2046-47 | 2047-48 | 2048-49 | 2049-50
SA1 | Grid Battery pump | 205 | 205 | 205 | 205 | 205 | 205 | 205 | 205 | 205 | 175 | 175 | 175 | 175 | 150 | 150 | 150 | 150.0002 | 150.0002 | 150.0002 | 150.0002 | 150.0044 | 150.0044 | 150.0044 | 211.294 | 211.294 | 211.294 | 211.294 | 211.294 | 211.294
SA1 | Pumped Hydro Pump | 0 | 0 | 0 | 0 | 0 | 0 | 0 | 0 | 0 | 0 | 0 | 0 | 0 | 0 | 0 | 0 | 0 | 0 | 0 | 0 | 0 | 0 | 0 | 0.00011701 | 0.00011713 | 0.00011723 | 0.00011738 | 0.0001177 | 0.00011781
SA1 | VPP pump | 17.419 | 32.817 | 53.826 | 82.384 | 116.594 | 153.426 | 196.665 | 246.475 | 303.104 | 342.113 | 385.789 | 433.601 | 485.451 | 533.213 | 582.89 | 611.322 | 640.787 | 670.973 | 702.27 | 734.354 | 767.247 | 800.749 | 835.277 | 870.592 | 906.987 | 944.194 | 982.674 | 1021.681 | 1061.697
Region | Technology | 2021-22 | 2022-23 | 2023-24 | 2024-25 | 2025-26 | 2026-27 | 2027-28 | 2028-29 | 2029-30 | 2030-31 | 2031-32 | 2032-33 | 2033-34 | 2034-35 | 2035-36 | 2036-37 | 2037-38 | 2038-39 | 2039-40 | 2040-41 | 2041-42 | 2042-43 | 2043-44 | 2044-45 | 2045-46 | 2046-47 | 2047-48 | 2048-49 | 2049-50
TAS1 | Grid Battery pump | 0 | 0 | 0 | 0 | 0 | 0 | 0 | 0 | 0 | 0 | 0 | 0 | 0 | 0 | 0 | 0 | 0 | 0 | 0 | 0 | 0 | 0 | 0 | 0 | 0 | 0 | 0.00010513 | 0.00012085 | 0.00012106
TAS1 | Pumped Hydro Pump | 0 | 0 | 0 | 0 | 0 | 0 | 0 | 0 | 0 | 0 | 0 | 0 | 0 | 0 | 0 | 0 | 0 | 0 | 0 | 0 | 0 | 0 | 0 | 0 | 0 | 0 | 0 | 0 | 0
TAS1 | VPP pump | 2.174 | 3.275 | 4.751 | 6.692 | 9.222 | 12.637 | 17.058 | 22.751 | 29.515 | 35.278 | 41.516 | 48.287 | 55.645 | 63.485 | 71.629 | 76.469 | 81.473 | 86.616 | 91.923 | 97.401 | 103.005 | 108.753 | 114.687 | 120.793 | 127.056 | 133.484 | 140.061 | 146.762 | 153.603
Non-controllable capacity
Region | Technology | 2021-22 | 2022-23 | 2023-24 | 2024-25 | 2025-26 | 2026-27 | 2027-28 | 2028-29 | 2029-30 | 2030-31 | 2031-32 | 2032-33 | 2033-34 | 2034-35 | 2035-36 | 2036-37 | 2037-38 | 2038-39 | 2039-40 | 2040-41 | 2041-42 | 2042-43 | 2043-44 | 2044-45 | 2045-46 | 2046-47 | 2047-48 | 2048-49 | 2049-50
NEM | Distributed PV | 13524.6248 | 15108.4102 | 16782.6024 | 18599.0123 | 20649.214 | 22515.8693 | 24468.5133 | 26425.488 | 28217.8916 | 29838.3877 | 31741.5272 | 33782.1268 | 35587.9534 | 37062.4109 | 38679.1836 | 39995.6509 | 41752.2512 | 42998.6362 | 44363.6194 | 45809.2891 | 47081.4518 | 48494.937 | 49932.6267 | 51381.104 | 52844.7899 | 54328.8669 | 55832.8223 | 57320.9248 | 58815.3366
NEM | Behind the meter battery | 582.3 | 1103.9 | 1762 | 2442.4 | 3154.8 | 3764.5 | 4354 | 4869.8 | 5322.1 | 5889.5 | 6505.4 | 7146.7 | 7807.9 | 8342.6 | 8857.7 | 8934.3 | 9005.9 | 9071 | 9128.9 | 9183.2 | 9229.7 | 9266.6 | 9299.3 | 9327.3 | 9346.9 | 9360.8 | 9369.7 | 9366 | 9354.9
NEM | Behind the meter battery pump | 582.3 | 1103.9 | 1762 | 2442.4 | 3154.8 | 3764.5 | 4354 | 4869.8 | 5322.1 | 5889.5 | 6505.4 | 7146.7 | 7807.9 | 8342.6 | 8857.7 | 8934.3 | 9005.9 | 9071 | 9128.9 | 9183.2 | 9229.7 | 9266.6 | 9299.3 | 9327.3 | 9346.9 | 9360.8 | 9369.7 | 9366 | 9354.9
Region | Technology | 2021-22 | 2022-23 | 2023-24 | 2024-25 | 2025-26 | 2026-27 | 2027-28 | 2028-29 | 2029-30 | 2030-31 | 2031-32 | 2032-33 | 2033-34 | 2034-35 | 2035-36 | 2036-37 | 2037-38 | 2038-39 | 2039-40 | 2040-41 | 2041-42 | 2042-43 | 2043-44 | 2044-45 | 2045-46 | 2046-47 | 2047-48 | 2048-49 | 2049-50
NSW1 | Distributed PV | 3913.164 | 4330.0033 | 4787.0919 | 5305.2148 | 5929.6377 | 6464.9148 | 7030.5165 | 7642.0579 | 8239.587 | 8780.653 | 9418.7488 | 10101.1732 | 10706.5404 | 11206.655 | 11760.5256 | 12216.5275 | 12833.8315 | 13271.2891 | 13751.1953 | 14255.2842 | 14693.6982 | 15180.1199 | 15675.9263 | 16174.1445 | 16679.8936 | 17188.3323 | 17702.6531 | 18211.2334 | 18716.4585
NSW1 | Behind the meter battery | 204 | 371.3 | 538.9 | 720.5 | 926.4 | 1091.2 | 1251.4 | 1406.1 | 1556.1 | 1741 | 1940.3 | 2145.9 | 2358.2 | 2535.9 | 2707.9 | 2741.4 | 2773.9 | 2803.5 | 2831 | 2856.9 | 2879.3 | 2898.7 | 2916.7 | 2932.7 | 2946.1 | 2956.9 | 2965.9 | 2971 | 2972.8
NSW1 | Behind the meter battery pump | 204 | 371.3 | 538.9 | 720.5 | 926.4 | 1091.2 | 1251.4 | 1406.1 | 1556.1 | 1741 | 1940.3 | 2145.9 | 2358.2 | 2535.9 | 2707.9 | 2741.4 | 2773.9 | 2803.5 | 2831 | 2856.9 | 2879.3 | 2898.7 | 2916.7 | 2932.7 | 2946.1 | 2956.9 | 2965.9 | 2971 | 2972.8
Region | Technology | 2021-22 | 2022-23 | 2023-24 | 2024-25 | 2025-26 | 2026-27 | 2027-28 | 2028-29 | 2029-30 | 2030-31 | 2031-32 | 2032-33 | 2033-34 | 2034-35 | 2035-36 | 2036-37 | 2037-38 | 2038-39 | 2039-40 | 2040-41 | 2041-42 | 2042-43 | 2043-44 | 2044-45 | 2045-46 | 2046-47 | 2047-48 | 2048-49 | 2049-50
QLD1 | Distributed PV | 3987.1277 | 4367.864 | 4757.1731 | 5197.5436 | 5733.4282 | 6193.5193 | 6686.8077 | 7235.3396 | 7768.4305 | 8249.3861 | 8817.187 | 9427.4739 | 9970.7185 | 10406.9081 | 10885.1118 | 11265.0385 | 11774.9958 | 12133.6007 | 12527.3778 | 12946.311 | 13312.7732 | 13716.3 | 14123.7837 | 14534.3174 | 14946.3496 | 15365.7739 | 15789.8611 | 16207.1216 | 16627.1072
QLD1 | Behind the meter battery | 113.8 | 258.8 | 402.9 | 561.6 | 746.2 | 893.2 | 1037.3 | 1183 | 1322.8 | 1484.3 | 1659.5 | 1841.7 | 2030.2 | 2178.4 | 2321.4 | 2342.1 | 2361.9 | 2380.5 | 2396.7 | 2412.4 | 2426.3 | 2437.3 | 2447.1 | 2456.2 | 2462.6 | 2468 | 2472.1 | 2472.5 | 2471.3
QLD1 | Behind the meter battery pump | 113.8 | 258.8 | 402.9 | 561.6 | 746.2 | 893.2 | 1037.3 | 1183 | 1322.8 | 1484.3 | 1659.5 | 1841.7 | 2030.2 | 2178.4 | 2321.4 | 2342.1 | 2361.9 | 2380.5 | 2396.7 | 2412.4 | 2426.3 | 2437.3 | 2447.1 | 2456.2 | 2462.6 | 2468 | 2472.1 | 2472.5 | 2471.3
Region | Technology | 2021-22 | 2022-23 | 2023-24 | 2024-25 | 2025-26 | 2026-27 | 2027-28 | 2028-29 | 2029-30 | 2030-31 | 2031-32 | 2032-33 | 2033-34 | 2034-35 | 2035-36 | 2036-37 | 2037-38 | 2038-39 | 2039-40 | 2040-41 | 2041-42 | 2042-43 | 2043-44 | 2044-45 | 2045-46 | 2046-47 | 2047-48 | 2048-49 | 2049-50
VIC1 | Distributed PV | 3607.3732 | 4235.6688 | 4895.3044 | 5569.04 | 6273.8434 | 6987.4562 | 7713.9601 | 8332.7648 | 8832.864 | 9290.3372 | 9815.223 | 10374.7633 | 10871.2125 | 11278.6859 | 11713.5437 | 12078.4929 | 12536.272 | 12873.9302 | 13236.9883 | 13624.2112 | 13975.1226 | 14367.7124 | 14768.4829 | 15175.9878 | 15586.064 | 16006.0969 | 16432.6174 | 16856.3298 | 17285.95
VIC1 | Behind the meter battery | 128.8 | 282.9 | 574 | 854.2 | 1120.2 | 1374.8 | 1617.8 | 1793 | 1918.2 | 2092.6 | 2283.9 | 2485 | 2691.5 | 2856.6 | 3014.9 | 3031.5 | 3045.4 | 3057.7 | 3067.5 | 3076.5 | 3083.5 | 3087.8 | 3090.8 | 3092.7 | 3091.7 | 3089.5 | 3085.8 | 3078.1 | 3068.4
VIC1 | Behind the meter battery pump | 128.8 | 282.9 | 574 | 854.2 | 1120.2 | 1374.8 | 1617.8 | 1793 | 1918.2 | 2092.6 | 2283.9 | 2485 | 2691.5 | 2856.6 | 3014.9 | 3031.5 | 3045.4 | 3057.7 | 3067.5 | 3076.5 | 3083.5 | 3087.8 | 3090.8 | 3092.7 | 3091.7 | 3089.5 | 3085.8 | 3078.1 | 3068.4
Region | Technology | 2021-22 | 2022-23 | 2023-24 | 2024-25 | 2025-26 | 2026-27 | 2027-28 | 2028-29 | 2029-30 | 2030-31 | 2031-32 | 2032-33 | 2033-34 | 2034-35 | 2035-36 | 2036-37 | 2037-38 | 2038-39 | 2039-40 | 2040-41 | 2041-42 | 2042-43 | 2043-44 | 2044-45 | 2045-46 | 2046-47 | 2047-48 | 2048-49 | 2049-50
SA1 | Distributed PV | 1808.561 | 1942.7342 | 2088.4154 | 2250.1756 | 2410.2917 | 2548.5259 | 2693.2516 | 2845.2863 | 2988.2096 | 3111.8326 | 3256.9567 | 3413.5115 | 3553.5545 | 3666.7578 | 3790.6636 | 3891.097 | 4023.8511 | 4120.8807 | 4228.0128 | 4340.0465 | 4439.9406 | 4549.2328 | 4659.9151 | 4770.0776 | 4882.9587 | 4996.9199 | 5113.6916 | 5229.6824 | 5346.4831
SA1 | Behind the meter battery | 120.6 | 173.2 | 225.5 | 281.9 | 333.8 | 372.4 | 409.3 | 443.6 | 475 | 514.5 | 557.3 | 602.3 | 648.6 | 684.8 | 719.4 | 723 | 726.3 | 729 | 731.6 | 733.6 | 735.2 | 736.1 | 736.6 | 736.5 | 736.2 | 735.2 | 733.9 | 731.8 | 729.3
SA1 | Behind the meter battery pump | 120.6 | 173.2 | 225.5 | 281.9 | 333.8 | 372.4 | 409.3 | 443.6 | 475 | 514.5 | 557.3 | 602.3 | 648.6 | 684.8 | 719.4 | 723 | 726.3 | 729 | 731.6 | 733.6 | 735.2 | 736.1 | 736.6 | 736.5 | 736.2 | 735.2 | 733.9 | 731.8 | 729.3
Region | Technology | 2021-22 | 2022-23 | 2023-24 | 2024-25 | 2025-26 | 2026-27 | 2027-28 | 2028-29 | 2029-30 | 2030-31 | 2031-32 | 2032-33 | 2033-34 | 2034-35 | 2035-36 | 2036-37 | 2037-38 | 2038-39 | 2039-40 | 2040-41 | 2041-42 | 2042-43 | 2043-44 | 2044-45 | 2045-46 | 2046-47 | 2047-48 | 2048-49 | 2049-50
TAS1 | Distributed PV | 208.3988 | 232.1399 | 254.6176 | 277.0384 | 302.0129 | 321.453 | 343.9774 | 370.0394 | 388.8004 | 406.1789 | 433.4117 | 465.2049 | 485.9275 | 503.4041 | 529.3388 | 544.4951 | 583.3007 | 598.9356 | 620.0452 | 643.4362 | 659.9172 | 681.5719 | 704.5187 | 726.5767 | 749.5241 | 771.7439 | 793.9991 | 816.5575 | 839.3379
TAS1 | Behind the meter battery | 15.1 | 17.7 | 20.7 | 24.2 | 28.2 | 32.9 | 38.2 | 44.1 | 50 | 57.1 | 64.4 | 71.8 | 79.4 | 86.9 | 94.1 | 96.3 | 98.4 | 100.3 | 102.1 | 103.8 | 105.4 | 106.7 | 108.1 | 109.2 | 110.3 | 111.2 | 112 | 112.6 | 113.1
TAS1 | Behind the meter battery pump | 15.1 | 17.7 | 20.7 | 24.2 | 28.2 | 32.9 | 38.2 | 44.1 | 50 | 57.1 | 64.4 | 71.8 | 79.4 | 86.9 | 94.1 | 96.3 | 98.4 | 100.3 | 102.1 | 103.8 | 105.4 | 106.7 | 108.1 | 109.2 | 110.3 | 111.2 | 112 | 112.6 | 113.1

## BaseCase_VOM Cost
VOM cost by technology ($000s) - Base Case, High DER Scenario
VOM | Real June 2020 dollars discounted to 1 July 2020
Explicitly modelled generation
Region | Technology | 2021-22 | 2022-23 | 2023-24 | 2024-25 | 2025-26 | 2026-27 | 2027-28 | 2028-29 | 2029-30 | 2030-31 | 2031-32 | 2032-33 | 2033-34 | 2034-35 | 2035-36 | 2036-37 | 2037-38 | 2038-39 | 2039-40 | 2040-41 | 2041-42 | 2042-43 | 2043-44 | 2044-45 | 2045-46 | 2046-47 | 2047-48 | 2048-49 | 2049-50
NEM | Black Coal | 358232.709 | 298529.6518 | 282920.2016 | 272611.5192 | 237414.5094 | 205488.7995 | 177840.5199 | 180131.8752 | 135481.5107 | 125912.9572 | 115485.5904 | 106287.188 | 108932.9402 | 98328.931 | 80575.5682 | 72427.1802 | 60088.3702 | 57372.8385 | 51291.3 | 47764.3373 | 42902.6213 | 28044.7465 | 22026.638 | 17852.9214 | 14359.1223 | 11282.9034 | 10188.3134 | 9453.9263 | 8058.6425
NEM | Brown Coal | 118130.07 | 106719.8935 | 103101.827 | 76619.6466 | 76062.2694 | 70644.3013 | 65339.0957 | 61351.5711 | 57259.1137 | 55871.6836 | 51962.5855 | 48824.9 | 47619.1635 | 44340.6895 | 44641.148 | 40048.319 | 33890.1845 | 34193.916 | 28812.3855 | 29139.8688 | 30850.8065 | 29094.1175 | 26256.2091 | 24696.25 | 23308.5551 | 22838.5896 | 14690.0684 | 0 | 0
NEM | CCGT | 15628.2754 | 14904.1212 | 11970.2214 | 11932.2012 | 9923.3183 | 9675.035 | 9425.1986 | 10036.8078 | 8292.8836 | 8266.4785 | 9206.4762 | 22092.618 | 23075.6748 | 21734.4838 | 19063.5016 | 16417.0227 | 18358.7599 | 17320.151 | 13015.1624 | 12655.6309 | 12609.6416 | 13899.1835 | 8739.7833 | 7691.7227 | 3466.6012 | 2066.1816 | 1976.899 | 1876.444 | 1787.4159
NEM | Gas - Steam | 1705.7199 | 1659.4208 | 1766.6884 | 624.9464 | 571.2728 | 561.7699 | 528.6437 | 526.644 | 468.0654 | 448.0364 | 425.7688 | 695.497 | 616.0926 | 1142.2354 | 346.5603 | 364.5732 | 1030.0555 | 818.2083 | 502.8117 | 500.1494 | 583.7484 | 622.3753 | 555.4453 | 479.6156 | 592.2706 | 0 | 0 | 0 | 0
NEM | OCGT / Diesel | 530.7984 | 230.8725 | 1057.1347 | 846.1125 | 118.6628 | 393.6511 | 246.25 | 584.4438 | 42.3217 | 42.6074 | 240.2177 | 3698.7027 | 2282.5383 | 3267.377 | 2795.591 | 3294.9425 | 12837.1476 | 12847.0929 | 19317.0106 | 20097.7398 | 13645.4112 | 18789.3632 | 23188.0869 | 9237.3062 | 10695.1539 | 10271.1935 | 11662.0663 | 15217.4412 | 13490.7957
NEM | Hydro | 89396.1215 | 87263.0781 | 83255.5773 | 96097.6913 | 94368.1759 | 82991.196 | 80451.3907 | 86292.2261 | 71111.4952 | 62142.1444 | 57960.2478 | 55120.7631 | 54738.4999 | 50370.6033 | 45894.4345 | 41106.124 | 43917.0929 | 36948.0166 | 33411.7815 | 29119.7039 | 28635.6311 | 28901.0545 | 26976.927 | 25511.5177 | 23455.806 | 26378.5527 | 21936.0839 | 20200.7174 | 17820.8807
NEM | Wind | 67303.4591 | 80197.8663 | 68785.1097 | 67243.2013 | 66724.5701 | 66726.0783 | 64822.9167 | 55608.6177 | 50459.1943 | 47839.3365 | 49373.5818 | 42918.396 | 40225.4529 | 39125.2462 | 37767.8119 | 35352.9057 | 28106.6149 | 24895.2698 | 21914.7297 | 21070.0262 | 18146.0728 | 16720.8946 | 13031.5126 | 11513.8321 | 7969.4598 | 5910.6982 | 5480.984 | 4787.2299 | 2774.7389
NEM | Solar PV | 13.5121 | 15.8205 | 15.3383 | 14.0466 | 13.1168 | 13.2539 | 12.8065 | 13.9135 | 59.6396 | 60.0067 | 58.4122 | 55.1206 | 51.0342 | 47.4834 | 48.4098 | 45.826 | 41.2703 | 40.5084 | 40.7976 | 39.4669 | 38.7765 | 67.3107 | 65.2713 | 64.5319 | 61.0659 | 76.754 | 76.1641 | 86.4828 | 87.0286
NEM | Grid Battery | 0.20113 | 0.26303 | 0.25114 | 0.26399 | 0.22984 | 0.2204 | 0.20797 | 0.18565 | 0.16721 | 0.16008 | 0.14794 | 0.14498 | 0.1195 | 0.097259 | 0.10132 | 0.096884 | 0.084954 | 0.080216 | 0.081798 | 0.062213 | 0.037194 | 0.020808 | 0.019341 | 0.11799 | 0.11059 | 0.24898 | 0.23695 | 0.22489 | 0.21679
NEM | Pumped Hydro | 354.5142 | 1000.4083 | 1403.9058 | 4067.718 | 3237.2783 | 2995.4426 | 2953.0266 | 3680.5062 | 2840.6457 | 3074.5967 | 3057.0734 | 4053.9703 | 3591.0634 | 2968.1029 | 3313.6821 | 3005.0972 | 1744.8433 | 1792.7861 | 1694.6233 | 1297.4136 | 1757.67 | 1599.5597 | 993.6212 | 1260.685 | 1141.7709 | 889.3093 | 732.359 | 754.8973 | 538.693
NEM | VPP | 0.54439 | 1.4552 | 2.5503 | 4.8315 | 6.742 | 8.8613 | 10.5088 | 12.096 | 13.1015 | 14.3483 | 15.0119 | 16.9688 | 18.2211 | 18.5089 | 20.1754 | 20.1821 | 18.809 | 18.5057 | 18.7093 | 17.9643 | 18.3605 | 17.6755 | 17.1799 | 17.7519 | 16.8192 | 15.4085 | 15.0148 | 14.9688 | 12.8252
Total excluding storage |  | 650940.6654 | 589520.7246 | 552872.0984 | 525989.365 | 485195.8955 | 436494.085 | 398666.8218 | 394546.0993 | 323174.2242 | 300583.2506 | 284712.8805 | 279693.1854 | 277541.3963 | 258357.0496 | 231133.0253 | 209056.8932 | 198269.4959 | 184436.0016 | 168305.979 | 160386.9232 | 147412.7093 | 136139.0458 | 120839.8734 | 97047.6976 | 83908.0349 | 78824.8731 | 66010.5791 | 51622.2416 | 44019.5023
Region | Technology | 2021-22 | 2022-23 | 2023-24 | 2024-25 | 2025-26 | 2026-27 | 2027-28 | 2028-29 | 2029-30 | 2030-31 | 2031-32 | 2032-33 | 2033-34 | 2034-35 | 2035-36 | 2036-37 | 2037-38 | 2038-39 | 2039-40 | 2040-41 | 2041-42 | 2042-43 | 2043-44 | 2044-45 | 2045-46 | 2046-47 | 2047-48 | 2048-49 | 2049-50
NSW1 | Black Coal | 182305.055 | 145561.117 | 127494.455 | 134896.7825 | 105692.8984 | 84312.2348 | 71933.3988 | 79236.7746 | 45014.1637 | 42690.9047 | 37859.274 | 27327.5281 | 30351.5656 | 26301.2825 | 12384.819 | 14294.631 | 15064.4745 | 14092.351 | 12534.299 | 10494.5785 | 8718.1378 | 0 | 0 | 0 | 0 | 0 | 0 | 0 | 0
NSW1 | Brown Coal | 0 | 0 | 0 | 0 | 0 | 0 | 0 | 0 | 0 | 0 | 0 | 0 | 0 | 0 | 0 | 0 | 0 | 0 | 0 | 0 | 0 | 0 | 0 | 0 | 0 | 0 | 0 | 0 | 0
NSW1 | CCGT | 231.0704 | 219.5993 | 641.4749 | 397.2198 | 364.6376 | 345.1489 | 331.141 | 318.4172 | 300.0216 | 286.851 | 273.1211 | 4350.0816 | 4035.9682 | 4140.8367 | 4081.9009 | 3541.9692 | 5418.8601 | 5640.5849 | 4463.8541 | 4040.7337 | 3729.7341 | 4442.0019 | 222.8958 | 0.0003852 | 0.00039003 | 0.00038183 | 0.00036549 | 0.00044953 | 0.0004111
NSW1 | Gas - Steam | 0 | 0 | 0 | 0 | 0 | 0 | 0 | 0 | 0 | 0 | 0 | 0 | 0 | 0 | 0 | 0 | 0 | 0 | 0 | 0 | 0 | 0 | 0 | 0 | 0 | 0 | 0 | 0 | 0
NSW1 | OCGT / Diesel | 0.33176 | 0.00014394 | 118.3517 | 456.8062 | 37.0558 | 148.2721 | 44.1203 | 57.1863 | 0.00014538 | 0.00014399 | 0.00015155 | 248.1212 | 108.7127 | 154.2931 | 727.9853 | 828.8477 | 3231.0422 | 4870.3915 | 8092.5575 | 9200.2799 | 4101.329 | 7665.4171 | 10497.5425 | 2521.8362 | 2791.3688 | 3532.4042 | 5718.6707 | 7065.1487 | 6637.7253
NSW1 | Hydro | 13776.4054 | 13810.822 | 12166.4264 | 17048.105 | 15265.8471 | 14198.2587 | 13552.8047 | 18105.9774 | 13370.7461 | 11008.8455 | 11763.9035 | 11809.933 | 12537.8221 | 12310.4496 | 11934.1084 | 10647.4782 | 12851.9495 | 9792.3867 | 8685.1968 | 7676.3708 | 7445.7178 | 8401.5923 | 8260.5445 | 8241.6037 | 7501.2908 | 8591.4576 | 6735.7171 | 6245.3941 | 5536.2892
NSW1 | Wind | 15743.2869 | 17613.8067 | 15807.4094 | 14921.167 | 14868.2719 | 15055.613 | 13997.6092 | 11046.5541 | 9214.1737 | 9584.1747 | 10698.2604 | 9738.9542 | 9266.4436 | 9086.1284 | 8908.6044 | 8265.004 | 5785.4751 | 4278.7079 | 4371.6074 | 4010.4615 | 3546.5272 | 3365.6277 | 2381.8824 | 2429.8876 | 2204.133 | 1196.1539 | 1060.3669 | 992.7797 | 779.1246
NSW1 | Solar PV | 4.9791 | 5.7841 | 5.5559 | 5.1042 | 4.6301 | 4.7833 | 4.5891 | 7.1007 | 52.6956 | 53.17 | 51.8239 | 48.706 | 45.181 | 41.9217 | 42.8449 | 40.6081 | 36.6529 | 35.8116 | 36.1654 | 35.0058 | 32.7218 | 45.1169 | 43.6697 | 43.7621 | 41.4858 | 47.6916 | 45.6284 | 48.745 | 50.1001
NSW1 | Grid Battery | 1.5216e-07 | 1.5295e-07 | 1.4567e-07 | 1.3762e-07 | 1.2963e-07 | 1.3382e-07 | 1.4375e-07 | 1.5446e-07 | 4.667e-07 | 4.681e-07 | 4.4987e-07 | 4.5234e-07 | 4.2826e-07 | 4.0838e-07 | 4.1224e-07 | 4.1185e-07 | 4.2759e-07 | 4.0325e-07 | 5.1645e-07 | 4.9929e-07 | 7.1926e-07 | 6.6798e-07 | 6.8003e-07 | 7.4138e-07 | 6.7063e-07 | 6.2508e-07 | 6.0898e-07 | 7.9558e-07 | 6.7796e-07
NSW1 | Pumped Hydro | 151.8931 | 514.3521 | 671.7492 | 1077.7735 | 459.7438 | 643.8318 | 834.7581 | 870.1677 | 684.3712 | 787.7287 | 781.5296 | 1197.8653 | 1019.3689 | 670.7961 | 918.4389 | 809.2157 | 558.3222 | 534.965 | 566.3998 | 444.8912 | 611.7175 | 598.5625 | 340.7077 | 492.5137 | 459.5076 | 413.777 | 354.7173 | 389.1456 | 321.397
NSW1 | VPP | 0.17883 | 0.49296 | 0.71686 | 1.3963 | 1.8915 | 2.4815 | 3.0146 | 3.4949 | 3.8491 | 4.2582 | 4.5142 | 5.1326 | 5.5425 | 5.6552 | 6.2218 | 6.1981 | 5.8101 | 5.6787 | 5.8056 | 5.5508 | 5.6986 | 5.5149 | 5.5202 | 5.7014 | 5.4934 | 5.1892 | 4.9328 | 5.0744 | 4.6004
Total excluding storage |  | 212061.1286 | 177211.1293 | 156233.6731 | 167725.1846 | 136233.3408 | 114064.3107 | 99863.6631 | 108772.0103 | 67951.8009 | 63623.9461 | 60646.383 | 53523.3241 | 56345.6931 | 52034.912 | 38080.2628 | 37618.5382 | 42388.4543 | 38710.2336 | 38183.6802 | 35457.4302 | 27574.1677 | 23919.7559 | 21406.5349 | 13237.0899 | 12538.2788 | 13367.7076 | 13560.3835 | 14352.0679 | 13003.2396
Region | Technology | 2021-22 | 2022-23 | 2023-24 | 2024-25 | 2025-26 | 2026-27 | 2027-28 | 2028-29 | 2029-30 | 2030-31 | 2031-32 | 2032-33 | 2033-34 | 2034-35 | 2035-36 | 2036-37 | 2037-38 | 2038-39 | 2039-40 | 2040-41 | 2041-42 | 2042-43 | 2043-44 | 2044-45 | 2045-46 | 2046-47 | 2047-48 | 2048-49 | 2049-50
QLD1 | Black Coal | 175927.654 | 152968.5348 | 155425.7466 | 137714.7367 | 131721.6109 | 121176.5647 | 105907.1211 | 100895.1006 | 90467.347 | 83222.0524 | 77626.3165 | 78959.6599 | 78581.3746 | 72027.6485 | 68190.7492 | 58132.5492 | 45023.8957 | 43280.4875 | 38757.001 | 37269.7588 | 34184.4835 | 28044.7465 | 22026.638 | 17852.9214 | 14359.1223 | 11282.9034 | 10188.3134 | 9453.9263 | 8058.6425
QLD1 | Brown Coal | 0 | 0 | 0 | 0 | 0 | 0 | 0 | 0 | 0 | 0 | 0 | 0 | 0 | 0 | 0 | 0 | 0 | 0 | 0 | 0 | 0 | 0 | 0 | 0 | 0 | 0 | 0 | 0 | 0
QLD1 | CCGT | 7651.2746 | 7324.2019 | 7777.7731 | 8806.597 | 6984.813 | 6870.7018 | 6749.2053 | 7460.1439 | 5853.5563 | 5940.9821 | 6994.8318 | 13672.6819 | 15093.1016 | 12771.4443 | 11717.9363 | 9705.6613 | 12939.8995 | 11679.5658 | 8551.3079 | 8614.8968 | 8879.907 | 9457.1811 | 8516.887 | 7691.7219 | 3466.6004 | 2066.1808 | 1976.8983 | 1876.4429 | 1787.4148
QLD1 | Gas - Steam | 256.1941 | 245.4511 | 463.065 | 443.1867 | 417.3952 | 399.7093 | 380.2907 | 365.6207 | 346.2395 | 330.3832 | 314.8023 | 300.3593 | 336.9451 | 284.827 | 277.9222 | 311.1929 | 735.1739 | 583.0814 | 502.8117 | 500.1494 | 583.7484 | 622.3753 | 555.4453 | 479.6156 | 592.2706 | 0 | 0 | 0 | 0
QLD1 | OCGT / Diesel | 0.00028684 | 0.00028328 | 5.2632 | 258.2218 | 48.4297 | 85.5552 | 114.7379 | 397.0449 | 42.3205 | 30.7998 | 232.2347 | 1553.7719 | 857.9636 | 521.7662 | 493.9357 | 1191.6728 | 5505.5364 | 4148.3256 | 5155.2855 | 5190.3608 | 4734.5108 | 6162.2501 | 5864.0235 | 5232.2429 | 6223.0981 | 5236.5632 | 4171.6079 | 4129.6534 | 2839.2433
QLD1 | Hydro | 4636.9042 | 4414.036 | 4212.9636 | 3985.6323 | 3785.4957 | 3598.9043 | 3431.7907 | 3248.4546 | 3085.9584 | 2874.0393 | 2797.7442 | 2646.8605 | 2513.8004 | 2390.267 | 2275.9418 | 2155.7354 | 765.8345 | 732.3514 | 694.0952 | 659.6148 | 629.6534 | 0 | 0 | 0 | 0 | 0 | 0 | 0 | 0
QLD1 | Wind | 5372.1784 | 8650.3769 | 8213.8755 | 7227.9158 | 8158.7256 | 7736.1115 | 7873.7412 | 7259.0703 | 6341.8612 | 6305.3124 | 5316.8031 | 5043.7856 | 4445.4991 | 5009.1773 | 4544.827 | 4660.0669 | 4502.3244 | 4129.1349 | 4009.9975 | 3346.3696 | 3184.2593 | 2670.7548 | 2503.7473 | 1323.3638 | 1347.0641 | 1207.0606 | 1106.8421 | 988.2998 | 579.29
QLD1 | Solar PV | 5.1758 | 6.7105 | 6.5226 | 5.9509 | 5.7564 | 5.7532 | 5.5568 | 4.4253 | 4.5779 | 4.5419 | 4.4036 | 4.2644 | 3.8926 | 3.7712 | 3.7751 | 3.4765 | 3.0585 | 3.1536 | 3.1311 | 3.0349 | 4.6547 | 20.9115 | 19.4164 | 18.8379 | 17.7125 | 27.4737 | 27.2734 | 26.574 | 24.7515
QLD1 | Grid Battery | 1.0494e-07 | 0.02295 | 0.02231 | 0.025851 | 0.024979 | 0.023171 | 0.021566 | 0.019962 | 0.018455 | 0.017666 | 0.016577 | 0.016128 | 0.015316 | 0.014527 | 0.013801 | 0.013217 | 0.01169 | 0.011162 | 0.010936 | 8.9327e-07 | 2.5909e-06 | 2.4647e-06 | 2.5271e-06 | 0.042099 | 0.038939 | 0.18287 | 0.17444 | 0.16488 | 0.16032
QLD1 | Pumped Hydro | 202.6211 | 486.0562 | 732.1566 | 2989.9445 | 2777.5345 | 2351.6108 | 2118.2685 | 2810.3385 | 2156.2745 | 2286.868 | 2275.5438 | 2856.105 | 2571.6945 | 2297.3068 | 2395.2432 | 2195.8815 | 1186.5212 | 1257.8211 | 1128.2235 | 852.5224 | 1145.7535 | 1000.8173 | 652.7545 | 768.0055 | 682.1085 | 475.3868 | 377.5017 | 364.651 | 216.275
QLD1 | VPP | 0.094971 | 0.30243 | 0.54106 | 1.1074 | 1.696 | 2.1695 | 2.5841 | 3.0916 | 3.4749 | 3.8152 | 3.9996 | 4.5237 | 4.9689 | 5.2098 | 5.4784 | 5.4453 | 5.0668 | 5.0406 | 5.0127 | 4.9737 | 5.0551 | 4.9689 | 4.8698 | 4.8232 | 4.4242 | 3.8266 | 3.8678 | 3.6182 | 2.8114
Total excluding storage |  | 193849.3814 | 173609.3116 | 176105.2096 | 158442.2411 | 151122.2266 | 139873.3001 | 124462.4436 | 119629.8603 | 106141.861 | 98708.1112 | 93287.1361 | 102181.3836 | 101832.5769 | 93008.9015 | 87505.0873 | 76160.355 | 69475.7228 | 64556.1003 | 57673.6299 | 55584.185 | 52201.2171 | 46978.2194 | 39486.1575 | 32598.7034 | 26005.8681 | 19820.1818 | 17470.935 | 16474.8963 | 13289.3422
Region | Technology | 2021-22 | 2022-23 | 2023-24 | 2024-25 | 2025-26 | 2026-27 | 2027-28 | 2028-29 | 2029-30 | 2030-31 | 2031-32 | 2032-33 | 2033-34 | 2034-35 | 2035-36 | 2036-37 | 2037-38 | 2038-39 | 2039-40 | 2040-41 | 2041-42 | 2042-43 | 2043-44 | 2044-45 | 2045-46 | 2046-47 | 2047-48 | 2048-49 | 2049-50
VIC1 | Black Coal | 0 | 0 | 0 | 0 | 0 | 0 | 0 | 0 | 0 | 0 | 0 | 0 | 0 | 0 | 0 | 0 | 0 | 0 | 0 | 0 | 0 | 0 | 0 | 0 | 0 | 0 | 0 | 0 | 0
VIC1 | Brown Coal | 118130.07 | 106719.8935 | 103101.827 | 76619.6466 | 76062.2694 | 70644.3013 | 65339.0957 | 61351.5711 | 57259.1137 | 55871.6836 | 51962.5855 | 48824.9 | 47619.1635 | 44340.6895 | 44641.148 | 40048.319 | 33890.1845 | 34193.916 | 28812.3855 | 29139.8688 | 30850.8065 | 29094.1175 | 26256.2091 | 24696.25 | 23308.5551 | 22838.5896 | 14690.0684 | 0 | 0
VIC1 | CCGT | 6.9781e-05 | 6.5897e-05 | 6.5906e-05 | 7.2633e-05 | 6.9964e-05 | 6.6862e-05 | 6.8186e-05 | 7.1312e-05 | 6.754e-05 | 6.4697e-05 | 6.7051e-05 | 0.0001041 | 9.9355e-05 | 9.7452e-05 | 9.1781e-05 | 8.8077e-05 | 0.00014182 | 0.00013642 | 0.0001798 | 0.00016836 | 0.00017806 | 0.00017523 | 0.00016849 | 0.00015457 | 0.00015526 | 0.00014953 | 0.00014786 | 0.00040177 | 0.00037403
VIC1 | Gas - Steam | 16.0118 | 5.083 | 16.5048 | 23.6062 | 5.7845 | 20.7391 | 14.0083 | 30.8166 | 1.1794e-05 | 1.2541 | 1.2944e-05 | 57.4049 | 28.8738 | 93.2941 | 68.6381 | 53.3803 | 294.8816 | 235.1269 | 0 | 0 | 0 | 0 | 0 | 0 | 0 | 0 | 0 | 0 | 0
VIC1 | OCGT / Diesel | 65.438 | 0.00027547 | 61.521 | 16.6531 | 0.00032844 | 36.138 | 32.8667 | 2.8218 | 0.0003164 | 0.00030511 | 0.0003164 | 225.4947 | 124.6849 | 109.7328 | 153.0893 | 62.3417 | 383.8373 | 111.864 | 1967.5309 | 1984.7047 | 859.3559 | 510.3277 | 1840.0835 | 593.5654 | 626.9285 | 465.6424 | 359.3118 | 2408.6047 | 2530.7846
VIC1 | Hydro | 18563.4714 | 17710.7361 | 15350.672 | 18085.0365 | 17514.9035 | 15831.9136 | 15271.0352 | 18383.4243 | 14500.7802 | 11823.0229 | 11260.6821 | 9708.1717 | 11517.4801 | 11166.6629 | 10134.103 | 9650.829 | 11623.4771 | 9200.9488 | 7510.9351 | 7162.8763 | 6205.4667 | 7274.5937 | 7132.385 | 6423.5287 | 6145.4455 | 7394.8051 | 5856.5076 | 4767.4444 | 4556.4991
VIC1 | Wind | 27121.11 | 33110.3834 | 27123.1465 | 26733.5575 | 26275.1038 | 25936.3812 | 25721.2898 | 22136.2637 | 21237.6442 | 19577.6542 | 20684.1789 | 17475.4435 | 16626.7948 | 16002.5615 | 15970.8707 | 15293.8858 | 12060.3905 | 11193.9359 | 9635.5523 | 9907.766 | 8069.2801 | 7519.8293 | 5876.8237 | 5397.0756 | 2808.9801 | 2248.8731 | 2024.6203 | 1705.2555 | 541.5359
VIC1 | Solar PV | 2.475 | 2.3457 | 2.3215 | 2.1268 | 1.9257 | 1.9312 | 1.8872 | 1.6859 | 1.6682 | 1.623 | 1.5408 | 1.5261 | 1.3936 | 1.2627 | 1.2736 | 1.235 | 1.1003 | 1.0867 | 1.0608 | 1.0051 | 0.99437 | 0.91186 | 0.82842 | 0.76124 | 0.71939 | 0.63675 | 2.4131 | 10.4357 | 10.5988
VIC1 | Grid Battery | 0.10514 | 0.14949 | 0.1386 | 0.14938 | 0.12716 | 0.12468 | 0.11962 | 0.10434 | 0.093567 | 0.090702 | 0.083751 | 0.082348 | 0.061041 | 0.051895 | 0.056286 | 0.053928 | 0.045884 | 0.04326 | 0.045102 | 0.039434 | 0.014522 | 6.1121e-07 | 6.2236e-07 | 6.5913e-07 | 5.8683e-07 | 5.6624e-07 | 5.5433e-07 | 7.1635e-07 | 7.1098e-07
VIC1 | Pumped Hydro | 0 | 0 | 1.2596e-07 | 1.3694e-07 | 1.3075e-07 | 1.3783e-07 | 1.2813e-07 | 1.2864e-07 | 1.2434e-07 | 1.2406e-07 | 1.2831e-07 | 2.0641e-07 | 1.9231e-07 | 1.7853e-07 | 1.8148e-07 | 1.9825e-07 | 7.2363e-07 | 6.9606e-07 | 1.0788e-06 | 1.0025e-06 | 0.19903 | 0.17991 | 0.15887 | 0.16583 | 0.15479 | 0.14544 | 0.13992 | 1.1008 | 1.021
VIC1 | VPP | 0.13367 | 0.39989 | 0.89204 | 1.7368 | 2.4042 | 3.2842 | 3.8767 | 4.3233 | 4.5361 | 4.9159 | 5.0638 | 5.724 | 6.0107 | 5.9432 | 6.5998 | 6.6727 | 6.1165 | 5.9962 | 6.1136 | 5.733 | 5.8932 | 5.5405 | 5.1854 | 5.6298 | 5.3486 | 4.9407 | 4.8389 | 4.9227 | 4.2119
Total excluding storage |  | 163898.5763 | 157548.4421 | 145655.9928 | 121480.6268 | 119859.9873 | 112471.4046 | 106380.1829 | 101906.5834 | 92999.2067 | 87275.2382 | 83908.9877 | 76292.941 | 75918.3908 | 71714.2036 | 70969.1227 | 65109.9908 | 58253.8714 | 54936.8784 | 47927.4647 | 48196.2211 | 45985.9038 | 44399.7802 | 41106.3299 | 37111.1811 | 32890.6288 | 32948.5471 | 22932.9213 | 8891.7407 | 7639.4187
Region | Technology | 2021-22 | 2022-23 | 2023-24 | 2024-25 | 2025-26 | 2026-27 | 2027-28 | 2028-29 | 2029-30 | 2030-31 | 2031-32 | 2032-33 | 2033-34 | 2034-35 | 2035-36 | 2036-37 | 2037-38 | 2038-39 | 2039-40 | 2040-41 | 2041-42 | 2042-43 | 2043-44 | 2044-45 | 2045-46 | 2046-47 | 2047-48 | 2048-49 | 2049-50
SA1 | Black Coal | 0 | 0 | 0 | 0 | 0 | 0 | 0 | 0 | 0 | 0 | 0 | 0 | 0 | 0 | 0 | 0 | 0 | 0 | 0 | 0 | 0 | 0 | 0 | 0 | 0 | 0 | 0 | 0 | 0
SA1 | Brown Coal | 0 | 0 | 0 | 0 | 0 | 0 | 0 | 0 | 0 | 0 | 0 | 0 | 0 | 0 | 0 | 0 | 0 | 0 | 0 | 0 | 0 | 0 | 0 | 0 | 0 | 0 | 0 | 0 | 0
SA1 | CCGT | 7745.9303 | 7360.3199 | 3550.9733 | 2728.3843 | 2573.8676 | 2459.1843 | 2344.8523 | 2258.2466 | 2139.3056 | 2038.6453 | 1938.5233 | 4069.8543 | 3946.6049 | 4822.2026 | 3263.6643 | 3169.3921 | 0.00017624 | 0.00016816 | 0.00017959 | 0.00016769 | 0.00025138 | 0.00024827 | 0.00024 | 0.00021252 | 0.00021316 | 0.00020646 | 0.00019767 | 0.00022882 | 0.00021127
SA1 | Gas - Steam | 1433.514 | 1408.8866 | 1287.1186 | 158.1535 | 148.093 | 141.3214 | 134.3448 | 130.2067 | 121.8259 | 116.399 | 110.9665 | 337.7328 | 250.2736 | 764.1143 | 0 | 0 | 0 | 0 | 0 | 0 | 0 | 0 | 0 | 0 | 0 | 0 | 0 | 0 | 0
SA1 | OCGT / Diesel | 465.0282 | 230.8717 | 871.9987 | 114.4313 | 33.1769 | 123.6857 | 54.5251 | 127.3907 | 0.00062204 | 11.8071 | 7.9824 | 1671.3148 | 1191.177 | 2481.5848 | 1420.5807 | 1212.0801 | 3716.7317 | 3716.5118 | 4101.6367 | 3722.3944 | 3949.996 | 4451.3682 | 4986.4374 | 889.6617 | 1053.7586 | 1036.5837 | 1412.4759 | 1613.3856 | 1483.0425
SA1 | Hydro | 0 | 0 | 0 | 0 | 0 | 0 | 0 | 0 | 0 | 0 | 0 | 0 | 0 | 0 | 0 | 0 | 0 | 0 | 0 | 0 | 0 | 0 | 0 | 0 | 0 | 0 | 0 | 0 | 0
SA1 | Wind | 15721.9403 | 16958.7718 | 14308.1134 | 15152.8679 | 14156.7964 | 14820.0037 | 14114.7927 | 12640.8735 | 11275.3414 | 10334.5566 | 10364.4862 | 8733.4468 | 8117.6802 | 7426.7642 | 6954.3775 | 5884.3914 | 4923.8294 | 4482.5592 | 3279.1053 | 3195.4922 | 2773.2311 | 2627.3475 | 1795.3199 | 1973.7252 | 1213.5894 | 960.0377 | 969.582 | 832.0934 | 628.0096
SA1 | Solar PV | 0.88216 | 0.98014 | 0.93844 | 0.86475 | 0.80469 | 0.78614 | 0.77342 | 0.70164 | 0.69789 | 0.67175 | 0.64397 | 0.6241 | 0.56699 | 0.52772 | 0.51626 | 0.5063 | 0.45872 | 0.45654 | 0.44035 | 0.42107 | 0.40562 | 0.37039 | 1.3568 | 1.1708 | 1.1482 | 0.95197 | 0.84923 | 0.72822 | 1.5782
SA1 | Grid Battery | 0.095984 | 0.090588 | 0.090232 | 0.088756 | 0.077702 | 0.072556 | 0.066783 | 0.061346 | 0.055183 | 0.051708 | 0.047608 | 0.0465 | 0.04314 | 0.030836 | 0.031231 | 0.029739 | 0.027379 | 0.025793 | 0.025759 | 0.022777 | 0.022669 | 0.020804 | 0.019337 | 0.075892 | 0.071651 | 0.066104 | 0.062516 | 0.060001 | 0.056468
SA1 | Pumped Hydro | 0 | 0 | 9.7032e-08 | 8.9963e-08 | 8.5013e-08 | 8.4847e-08 | 8.2033e-08 | 8.2597e-08 | 8.0767e-08 | 8.1764e-08 | 8.2979e-08 | 1.0428e-07 | 9.8797e-08 | 9.2872e-08 | 1.0063e-07 | 1.0738e-07 | 1.5656e-07 | 1.5188e-07 | 1.4735e-07 | 1.4116e-07 | 2.1756e-07 | 2.029e-07 | 1.9319e-07 | 2.5811e-07 | 2.4008e-07 | 2.2613e-07 | 2.1674e-07 | 2.0971e-07 | 2.0496e-07
SA1 | VPP | 0.134 | 0.25129 | 0.39521 | 0.58175 | 0.7356 | 0.90461 | 1.0077 | 1.1543 | 1.1931 | 1.2994 | 1.3462 | 1.4804 | 1.5762 | 1.5565 | 1.7117 | 1.6792 | 1.6294 | 1.603 | 1.5952 | 1.5121 | 1.5186 | 1.455 | 1.4144 | 1.4059 | 1.3533 | 1.2674 | 1.1994 | 1.1789 | 1.0424
Total excluding storage |  | 25367.2949 | 25959.8301 | 20019.1425 | 18154.7017 | 16912.7386 | 17544.9812 | 16649.2882 | 15157.4192 | 13537.1713 | 12502.0798 | 12422.6024 | 14812.9728 | 13506.3027 | 15495.1936 | 11639.1388 | 10266.37 | 8641.02 | 8199.5276 | 7381.1825 | 6918.3078 | 6723.6329 | 7079.0864 | 6783.1142 | 2864.5579 | 2268.4964 | 1997.5735 | 2382.9074 | 2446.2075 | 2112.6305
Region | Technology | 2021-22 | 2022-23 | 2023-24 | 2024-25 | 2025-26 | 2026-27 | 2027-28 | 2028-29 | 2029-30 | 2030-31 | 2031-32 | 2032-33 | 2033-34 | 2034-35 | 2035-36 | 2036-37 | 2037-38 | 2038-39 | 2039-40 | 2040-41 | 2041-42 | 2042-43 | 2043-44 | 2044-45 | 2045-46 | 2046-47 | 2047-48 | 2048-49 | 2049-50
TAS1 | Black Coal | 0 | 0 | 0 | 0 | 0 | 0 | 0 | 0 | 0 | 0 | 0 | 0 | 0 | 0 | 0 | 0 | 0 | 0 | 0 | 0 | 0 | 0 | 0 | 0 | 0 | 0 | 0 | 0 | 0
TAS1 | Brown Coal | 0 | 0 | 0 | 0 | 0 | 0 | 0 | 0 | 0 | 0 | 0 | 0 | 0 | 0 | 0 | 0 | 0 | 0 | 0 | 0 | 0 | 0 | 0 | 0 | 0 | 0 | 0 | 0 | 0
TAS1 | CCGT | 6.3836e-05 | 6.0255e-05 | 5.8742e-05 | 5.6094e-05 | 5.3089e-05 | 5.1104e-05 | 5.0672e-05 | 5.0205e-05 | 4.9833e-05 | 4.871e-05 | 4.6504e-05 | 4.5883e-05 | 4.5433e-05 | 4.4669e-05 | 4.4283e-05 | 4.3769e-05 | 4.3742e-05 | 4.3488e-05 | 4.5629e-05 | 4.3814e-05 | 4.4961e-05 | 4.3528e-05 | 4.3393e-05 | 4.3251e-05 | 4.2988e-05 | 4.3076e-05 | 4.3159e-05 | 4.3532e-05 | 4.2862e-05
TAS1 | Gas - Steam | 0 | 0 | 0 | 0 | 0 | 0 | 0 | 0 | 0 | 0 | 0 | 0 | 0 | 0 | 0 | 0 | 0 | 0 | 0 | 0 | 0 | 0 | 0 | 0 | 0 | 0 | 0 | 0 | 0
TAS1 | OCGT / Diesel | 8.0425e-05 | 7.4485e-05 | 7.4447e-05 | 7.2143e-05 | 6.7396e-05 | 6.7925e-05 | 6.7251e-05 | 6.6911e-05 | 6.7022e-05 | 6.5612e-05 | 6.181e-05 | 6.1536e-05 | 6.0631e-05 | 5.9884e-05 | 5.9258e-05 | 5.8286e-05 | 5.8683e-05 | 5.7268e-05 | 5.7832e-05 | 3.8643e-05 | 0.21951 | 3.8131e-05 | 3.7939e-05 | 3.7769e-05 | 3.7045e-05 | 3.7556e-05 | 3.7807e-05 | 0.64875 | 3.7221e-05
TAS1 | Hydro | 52419.3405 | 51327.484 | 51525.5153 | 56978.9175 | 57801.9297 | 49362.1194 | 48195.7601 | 46554.3697 | 40154.0104 | 36436.2367 | 32137.918 | 30955.7979 | 28169.3974 | 24503.2239 | 21550.2814 | 18652.0815 | 18675.8318 | 17222.3297 | 16521.5544 | 13620.842 | 14354.7931 | 13224.8685 | 11583.9974 | 10846.3853 | 9809.0697 | 10392.29 | 9343.8592 | 9187.8788 | 7728.0924
TAS1 | Wind | 3344.9436 | 3864.5274 | 3332.5649 | 3207.6931 | 3265.6724 | 3177.9689 | 3115.4838 | 2525.8562 | 2390.1737 | 2037.6386 | 2309.8532 | 1926.7659 | 1769.0353 | 1600.6148 | 1389.1323 | 1249.5575 | 834.5954 | 810.9318 | 618.4672 | 609.9369 | 572.7751 | 537.3352 | 473.7393 | 389.7799 | 395.6931 | 298.573 | 319.5727 | 268.8015 | 246.7788
TAS1 | Solar PV | 3.6064e-08 | 4.9309e-08 | 7.5863e-08 | 8.5626e-08 | 6.8762e-08 | 8.0035e-08 | 8.8366e-08 | 9.327e-08 | 1.203e-07 | 1.5573e-07 | 1.7901e-07 | 1.7642e-07 | 1.7593e-07 | 1.4571e-07 | 1.5109e-07 | 1.4258e-07 | 1.6657e-07 | 1.9522e-07 | 1.9592e-07 | 2.8693e-07 | 2.7282e-07 | 2.6178e-07 | 2.2055e-07 | 2.2573e-07 | 2.0648e-07 | 1.9748e-07 | 1.9889e-07 | 1.8523e-07 | 1.7133e-07
TAS1 | Grid Battery | 1.0189e-07 | 1.0107e-07 | 9.5058e-08 | 9.1103e-08 | 9.3958e-08 | 9.3457e-08 | 9.8502e-08 | 1.1078e-07 | 1.4875e-07 | 1.5177e-07 | 1.6033e-07 | 1.7032e-07 | 1.6549e-07 | 1.7645e-07 | 1.7929e-07 | 1.8551e-07 | 1.9108e-07 | 1.9088e-07 | 2.5007e-07 | 2.4192e-07 | 2.4521e-07 | 2.3474e-07 | 2.2752e-07 | 2.3166e-07 | 2.2755e-07 | 2.3305e-07 | 2.3699e-07 | 2.578e-07 | 2.4856e-07
TAS1 | Pumped Hydro | 0 | 0 | 2.5109e-07 | 2.5051e-07 | 2.792e-07 | 2.7969e-07 | 2.7903e-07 | 2.8047e-07 | 2.8222e-07 | 2.8466e-07 | 3.0917e-07 | 3.1212e-07 | 3.1081e-07 | 3.1551e-07 | 3.217e-07 | 3.2564e-07 | 3.3e-07 | 3.2976e-07 | 4.0048e-07 | 3.8721e-07 | 3.7988e-07 | 3.651e-07 | 3.5636e-07 | 3.5087e-07 | 3.449e-07 | 3.4255e-07 | 3.4422e-07 | 3.6125e-07 | 3.527e-07
TAS1 | VPP | 0.0029172 | 0.0086302 | 0.0051652 | 0.0092327 | 0.014646 | 0.021364 | 0.025641 | 0.032004 | 0.048403 | 0.059498 | 0.088101 | 0.10807 | 0.12283 | 0.14427 | 0.16377 | 0.18671 | 0.18618 | 0.18727 | 0.18217 | 0.19473 | 0.19498 | 0.19618 | 0.19017 | 0.19161 | 0.19973 | 0.18465 | 0.17605 | 0.17463 | 0.15907
Total excluding storage |  | 55764.2842 | 55192.0115 | 54858.0804 | 60186.6107 | 61067.6022 | 52540.0884 | 51311.244 | 49080.226 | 42544.1842 | 38473.8754 | 34447.7713 | 32882.5639 | 29938.4328 | 26103.8388 | 22939.4138 | 19901.6392 | 19510.4274 | 18033.2616 | 17140.0217 | 14230.779 | 14927.7878 | 13762.2038 | 12057.7368 | 11236.1653 | 10204.7629 | 10690.8631 | 9663.432 | 9457.3291 | 7974.8713
Explicitly modelled pumping
Region | Technology | 2021-22 | 2022-23 | 2023-24 | 2024-25 | 2025-26 | 2026-27 | 2027-28 | 2028-29 | 2029-30 | 2030-31 | 2031-32 | 2032-33 | 2033-34 | 2034-35 | 2035-36 | 2036-37 | 2037-38 | 2038-39 | 2039-40 | 2040-41 | 2041-42 | 2042-43 | 2043-44 | 2044-45 | 2045-46 | 2046-47 | 2047-48 | 2048-49 | 2049-50
NEM | Grid Battery pump | 0.24759 | 0.32551 | 0.3092 | 0.32626 | 0.28349 | 0.27204 | 0.25738 | 0.22859 | 0.20644 | 0.19763 | 0.18321 | 0.17875 | 0.14747 | 0.11982 | 0.12509 | 0.11961 | 0.10493 | 0.099289 | 0.10069 | 0.077069 | 0.045649 | 0.025757 | 0.023789 | 0.024122 | 0.022728 | 0.020861 | 0.019444 | 0.019321 | 0.017843
NEM | Pumped Hydro Pump | 956.73 | 3299.861 | 4163.9324 | 11465.5476 | 6691.6313 | 7406.6807 | 8234.9052 | 9634.4728 | 7959.8421 | 8431.4675 | 9976.431 | 12689.1185 | 11489.5946 | 9380.168 | 11136.9594 | 9910.2923 | 7351.9998 | 6760.302 | 7074.222 | 5817.959 | 7196.647 | 6832.6928 | 5422.7135 | 6991.3907 | 6154.6205 | 5352.0451 | 4515.4384 | 5245.2578 | 4155.2252
NEM | VPP pump | 0.64049 | 1.716 | 2.9966 | 5.6869 | 7.9302 | 10.4247 | 12.3839 | 14.2111 | 15.4143 | 16.8811 | 17.7087 | 19.9261 | 21.4486 | 21.7713 | 23.722 | 23.7454 | 22.1642 | 21.7827 | 21.9666 | 21.1851 | 21.5653 | 20.8156 | 20.1909 | 20.8769 | 19.8289 | 18.0966 | 17.6952 | 17.5814 | 15.0795
Region | Technology | 2021-22 | 2022-23 | 2023-24 | 2024-25 | 2025-26 | 2026-27 | 2027-28 | 2028-29 | 2029-30 | 2030-31 | 2031-32 | 2032-33 | 2033-34 | 2034-35 | 2035-36 | 2036-37 | 2037-38 | 2038-39 | 2039-40 | 2040-41 | 2041-42 | 2042-43 | 2043-44 | 2044-45 | 2045-46 | 2046-47 | 2047-48 | 2048-49 | 2049-50
NSW1 | Grid Battery pump | 0 | 0 | 0 | 0 | 0 | 0 | 0 | 0 | 0 | 0 | 0 | 0 | 0 | 0 | 0 | 0 | 0 | 0 | 0 | 0 | 0 | 0 | 0 | 0 | 0 | 0 | 0 | 0 | 0
NSW1 | Pumped Hydro Pump | 676.4781 | 2585.1493 | 3133.1844 | 7198.1111 | 2718.6215 | 4051.6987 | 5201.4322 | 5626.4723 | 4879.1559 | 5164.233 | 6716.4502 | 8617.6853 | 7815.5304 | 6098.091 | 7714.9782 | 6773.1121 | 5649.9572 | 4975.9942 | 5465.2622 | 4594.0669 | 5563.1498 | 5409.9608 | 4500.8376 | 5898.8198 | 5184.4202 | 4678.2353 | 3975.3026 | 4729.9551 | 3856.6481
NSW1 | VPP pump | 0.2104 | 0.58131 | 0.84207 | 1.6435 | 2.2247 | 2.9195 | 3.553 | 4.1056 | 4.5286 | 5.0099 | 5.3253 | 6.0243 | 6.5209 | 6.6677 | 7.3058 | 7.2923 | 6.8551 | 6.6811 | 6.8113 | 6.5497 | 6.6987 | 6.4799 | 6.4902 | 6.7079 | 6.4813 | 6.0871 | 5.8209 | 5.9529 | 5.4125
Region | Technology | 2021-22 | 2022-23 | 2023-24 | 2024-25 | 2025-26 | 2026-27 | 2027-28 | 2028-29 | 2029-30 | 2030-31 | 2031-32 | 2032-33 | 2033-34 | 2034-35 | 2035-36 | 2036-37 | 2037-38 | 2038-39 | 2039-40 | 2040-41 | 2041-42 | 2042-43 | 2043-44 | 2044-45 | 2045-46 | 2046-47 | 2047-48 | 2048-49 | 2049-50
QLD1 | Grid Battery pump | 0 | 0.028331 | 0.027459 | 0.031916 | 0.030839 | 0.028607 | 0.026627 | 0.024644 | 0.022785 | 0.021811 | 0.020522 | 0.019855 | 0.018909 | 0.017936 | 0.017038 | 0.016317 | 0.014474 | 0.013738 | 0.013501 | 0 | 0 | 0 | 0 | 0 | 0 | 0 | 0 | 0 | 0
QLD1 | Pumped Hydro Pump | 280.2519 | 714.7117 | 1030.7479 | 4267.4365 | 3973.0098 | 3354.982 | 3033.473 | 4008.0005 | 3080.6862 | 3267.2345 | 3259.9808 | 4071.4332 | 3674.0642 | 3282.077 | 3421.9812 | 3137.1802 | 1702.0426 | 1784.3078 | 1608.9598 | 1223.8921 | 1633.4972 | 1422.732 | 921.8759 | 1092.5709 | 970.2003 | 673.8098 | 540.1358 | 515.3027 | 298.5771
QLD1 | VPP pump | 0.11174 | 0.35675 | 0.63563 | 1.3029 | 1.9954 | 2.5525 | 3.0406 | 3.6369 | 4.0883 | 4.4887 | 4.7176 | 5.3103 | 5.846 | 6.1295 | 6.4454 | 6.4065 | 5.9774 | 5.9143 | 5.8976 | 5.8563 | 5.9427 | 5.8521 | 5.7341 | 5.666 | 5.2032 | 4.5124 | 4.5403 | 4.2669 | 3.2978
Region | Technology | 2021-22 | 2022-23 | 2023-24 | 2024-25 | 2025-26 | 2026-27 | 2027-28 | 2028-29 | 2029-30 | 2030-31 | 2031-32 | 2032-33 | 2033-34 | 2034-35 | 2035-36 | 2036-37 | 2037-38 | 2038-39 | 2039-40 | 2040-41 | 2041-42 | 2042-43 | 2043-44 | 2044-45 | 2045-46 | 2046-47 | 2047-48 | 2048-49 | 2049-50
VIC1 | Grid Battery pump | 0.12938 | 0.18507 | 0.1706 | 0.18476 | 0.15672 | 0.15385 | 0.14809 | 0.12842 | 0.11552 | 0.11198 | 0.10374 | 0.10149 | 0.075458 | 0.063818 | 0.069493 | 0.066581 | 0.056651 | 0.053612 | 0.055484 | 0.048861 | 0.017755 | 0 | 0 | 0 | 0 | 0 | 0 | 0 | 0
VIC1 | Pumped Hydro Pump | 0 | 0 | 0 | 0 | 0 | 0 | 0 | 0 | 0 | 0 | 0 | 0 | 0 | 0 | 0 | 0 | 0 | 0 | 0 | 0 | 0 | 0 | 0 | 0 | 0 | 0 | 0 | 0 | 0
VIC1 | VPP pump | 0.15727 | 0.47152 | 1.0485 | 2.0443 | 2.8283 | 3.8632 | 4.5716 | 5.0758 | 5.3368 | 5.7837 | 5.9742 | 6.7246 | 7.0845 | 6.973 | 7.7649 | 7.8507 | 7.1963 | 7.0759 | 7.1717 | 6.7656 | 6.9131 | 6.5387 | 6.0808 | 6.6237 | 6.3119 | 5.7939 | 5.7109 | 5.774 | 4.9556
Region | Technology | 2021-22 | 2022-23 | 2023-24 | 2024-25 | 2025-26 | 2026-27 | 2027-28 | 2028-29 | 2029-30 | 2030-31 | 2031-32 | 2032-33 | 2033-34 | 2034-35 | 2035-36 | 2036-37 | 2037-38 | 2038-39 | 2039-40 | 2040-41 | 2041-42 | 2042-43 | 2043-44 | 2044-45 | 2045-46 | 2046-47 | 2047-48 | 2048-49 | 2049-50
SA1 | Grid Battery pump | 0.11821 | 0.11211 | 0.11114 | 0.10958 | 0.095932 | 0.089579 | 0.082662 | 0.07553 | 0.06813 | 0.06384 | 0.058946 | 0.057402 | 0.053102 | 0.038071 | 0.038559 | 0.036717 | 0.033802 | 0.031939 | 0.031707 | 0.028207 | 0.027894 | 0.025757 | 0.023789 | 0.024122 | 0.022728 | 0.020861 | 0.019444 | 0.019321 | 0.017843
SA1 | Pumped Hydro Pump | 0 | 0 | 0 | 0 | 0 | 0 | 0 | 0 | 0 | 0 | 0 | 0 | 0 | 0 | 0 | 0 | 0 | 0 | 0 | 0 | 0 | 0 | 0 | 0 | 0 | 0 | 0 | 0 | 0
SA1 | VPP pump | 0.15766 | 0.29625 | 0.46437 | 0.68522 | 0.86465 | 1.0643 | 1.1882 | 1.3554 | 1.4037 | 1.5288 | 1.588 | 1.7392 | 1.8528 | 1.8312 | 2.0138 | 1.9756 | 1.917 | 1.891 | 1.8718 | 1.784 | 1.7818 | 1.7137 | 1.6623 | 1.6541 | 1.5968 | 1.4866 | 1.4153 | 1.3828 | 1.2264
Region | Technology | 2021-22 | 2022-23 | 2023-24 | 2024-25 | 2025-26 | 2026-27 | 2027-28 | 2028-29 | 2029-30 | 2030-31 | 2031-32 | 2032-33 | 2033-34 | 2034-35 | 2035-36 | 2036-37 | 2037-38 | 2038-39 | 2039-40 | 2040-41 | 2041-42 | 2042-43 | 2043-44 | 2044-45 | 2045-46 | 2046-47 | 2047-48 | 2048-49 | 2049-50
TAS1 | Grid Battery pump | 0 | 0 | 0 | 0 | 0 | 0 | 0 | 0 | 0 | 0 | 0 | 0 | 0 | 0 | 0 | 0 | 0 | 0 | 0 | 0 | 0 | 0 | 0 | 0 | 0 | 0 | 0 | 0 | 0
TAS1 | Pumped Hydro Pump | 0 | 0 | 0 | 0 | 0 | 0 | 0 | 0 | 0 | 0 | 0 | 0 | 0 | 0 | 0 | 0 | 0 | 0 | 0 | 0 | 0 | 0 | 0 | 0 | 0 | 0 | 0 | 0 | 0
TAS1 | VPP pump | 0.0034328 | 0.010209 | 0.0060299 | 0.010958 | 0.017141 | 0.025125 | 0.030403 | 0.037421 | 0.057011 | 0.069941 | 0.10367 | 0.12765 | 0.14444 | 0.16991 | 0.19208 | 0.22031 | 0.2184 | 0.22033 | 0.21433 | 0.22942 | 0.22909 | 0.23128 | 0.22343 | 0.22527 | 0.23566 | 0.21657 | 0.20776 | 0.20481 | 0.18715

## BaseCase_FOM Cost
FOM cost by technology ($000s) - Base Case, High DER Scenario
FOM | Real June 2020 dollars discounted to 1 July 2020. For new entrant capacity, the FOM is incurred annually in modelling. For existing capacity, FOM is considered to be a sunk cost, since the fixed retirement dates are assumed to be the same in the Base Case and the case with Marinus Link. As such, early retirements are presented as an annual FOM saving, or negative cost, that continues until the assumed fixed date retirement.
Explicitly modelled generation
Region | Technology | 2021-22 | 2022-23 | 2023-24 | 2024-25 | 2025-26 | 2026-27 | 2027-28 | 2028-29 | 2029-30 | 2030-31 | 2031-32 | 2032-33 | 2033-34 | 2034-35 | 2035-36 | 2036-37 | 2037-38 | 2038-39 | 2039-40 | 2040-41 | 2041-42 | 2042-43 | 2043-44 | 2044-45 | 2045-46 | 2046-47 | 2047-48 | 2048-49 | 2049-50
NEM | Black Coal | 0 | 0 | 0 | -117273.2548 | 111868.4514 | 185845.8555 | -68115.8862 | -181879.8974 | -183362.0857 | -174963.8222 | 216039.7222 | 350529.465 | 203675.78 | -93065.8815 | -1412.7078 | -0.0034976 | -0.0006129 | -0.00058483 | -0.00055953 | -0.00053241 | 239835.4415 | 0 | 0 | 0 | 0 | 0 | 0 | 0 | 0
NEM | Brown Coal | 0 | 0 | 0 | -131812.2206 | -130089.0303 | -146037.8945 | 165115.9639 | 447423.1427 | -93339.443 | -68541.0175 | -32788.3478 | -0.0040077 | -0.0038242 | -0.003649 | -0.0034912 | -0.003322 | 190672.8153 | 363063.5483 | -0.0028938 | -0.0027536 | -0.0026275 | -0.0025071 | -0.0023987 | -0.0022824 | -0.0021779 | -0.0020781 | -0.0014752 | 0 | 0
NEM | CCGT | 0.00018765 | 0.00018158 | 0.00018944 | 0.00019695 | 0.00018793 | 0.00017932 | 0.00017452 | 0.00018184 | 0.00017452 | 0.00016797 | 0.00017535 | 0.00024987 | 0.00024343 | 0.0002422 | 0.00023254 | 0.00022982 | 0.00041804 | 0.00039981 | 0.00049216 | 0.00046831 | 0.0005865 | 0.00060218 | 0.00057703 | 0.00055269 | 0.00053657 | 0.00051356 | 0.0004944 | 0.00065886 | 0.00062936
NEM | Gas - Steam | 0 | 0 | 0 | 0 | 0 | 0 | 0 | 0 | 0 | 0 | 0 | 0 | 0 | 0 | 0 | 0 | 0 | 0 | 0 | 0 | 0 | 0 | 0 | 0 | 0 | 0 | 0 | 0 | 0
NEM | OCGT / Diesel | 0.00081156 | 0.00079446 | 0.00076011 | 0.00072326 | 0.00069014 | 0.00065853 | 0.00063005 | 0.00061782 | 0.00061259 | 0.00061352 | 0.00062137 | 0.00071357 | 0.00069196 | 0.0006725 | 0.00066361 | 0.00066443 | 0.0010957 | 0.0010515 | 2849.1559 | 2711.0581 | 4157.1046 | 4165.2802 | 3985.1371 | 10344.8969 | 11336.6345 | 15036.6872 | 14386.3696 | 16909.4891 | 16135.0087
NEM | Hydro | 0 | 0 | 0 | 0 | 0 | 0 | 0 | 0 | 0 | 0 | 0 | 0 | 0 | 0 | 0 | 0 | 0 | 0 | 0 | 0 | 0 | 0 | 0 | 0 | 0 | 0 | 0 | 0 | 0
NEM | Wind | 0.015129 | 19157.3778 | 39754.9157 | 63888.9914 | 84542.1107 | 101282.0438 | 126725.3328 | 145354.3481 | 211150.795 | 203702.3061 | 197018.2787 | 199755.436 | 199385.1419 | 195676.0232 | 195244.705 | 207378.0452 | 263563.0943 | 258273.4457 | 253463.0024 | 242625.6488 | 256239.4849 | 267241.1743 | 263080.4207 | 252656.6256 | 253821.9644 | 261109.4615 | 259934.0109 | 255589.2907 | 260028.169
NEM | Solar PV | 0.0013966 | 0.0022517 | 0.0024612 | 0.0027881 | 0.0032695 | 0.0032914 | 0.0045969 | 2656.6406 | 40612.5347 | 38752.4188 | 37076.426 | 35279.3422 | 33663.4948 | 32121.6556 | 30732.4348 | 29242.8419 | 29755.2515 | 28392.4156 | 27164.4796 | 25847.8267 | 25959.2822 | 50135.8357 | 50621.9056 | 48168.275 | 45962.096 | 65468.9098 | 64735.3676 | 73074.0634 | 74743.1903
NEM | Grid Battery | 0.0016367 | 0.0015937 | 0.0015248 | 0.0014509 | 0.001406 | 0.0014285 | 0.0015496 | 0.0017795 | 0.004377 | 0.004275 | 0.0041813 | 0.0049715 | 0.0050774 | 0.0049006 | 0.0048417 | 0.0049504 | 0.0099653 | 0.0095397 | 0.010275 | 0.0097988 | 0.051959 | 0.049679 | 0.047541 | 649.1407 | 619.4091 | 1641.6663 | 1570.6664 | 1494.5386 | 1426.0866
NEM | Pumped Hydro | 0 | 0 | 0.0018341 | 0.0019345 | 0.0018996 | 0.0018991 | 0.0018998 | 0.0019589 | 22893.9937 | 21845.4139 | 20900.6275 | 19887.5804 | 18976.6993 | 18107.5376 | 17324.4096 | 16484.7001 | 22737.4474 | 21696.0376 | 20757.713 | 19751.592 | 20137.8235 | 24275.182 | 23225.3112 | 22099.5865 | 21087.3918 | 25879.5019 | 24760.2463 | 26370.9297 | 25163.1011
NEM | VPP | 0 | 0 | 0 | 0 | 0 | 0 | 0 | 0 | 0 | 0 | 0 | 0 | 0 | 0 | 0 | 0 | 0 | 0 | 0 | 0 | 0 | 0 | 0 | 0 | 0 | 0 | 0 | 0 | 0
Total excluding storage |  | 0.017525 | 19157.3811 | 39754.9191 | -185196.4802 | 66321.5359 | 141090.009 | 223725.4159 | 413554.2348 | -24938.1982 | -1050.114 | 417346.08 | 585564.2402 | 436724.4138 | 134731.7946 | 224564.4294 | 236620.8812 | 483991.162 | 649729.4104 | 283476.635 | 271184.5308 | 526191.3112 | 321542.2882 | 317687.4615 | 311169.7958 | 311120.6932 | 341615.057 | 339055.7471 | 345572.8439 | 350906.3686
Region | Technology | 2021-22 | 2022-23 | 2023-24 | 2024-25 | 2025-26 | 2026-27 | 2027-28 | 2028-29 | 2029-30 | 2030-31 | 2031-32 | 2032-33 | 2033-34 | 2034-35 | 2035-36 | 2036-37 | 2037-38 | 2038-39 | 2039-40 | 2040-41 | 2041-42 | 2042-43 | 2043-44 | 2044-45 | 2045-46 | 2046-47 | 2047-48 | 2048-49 | 2049-50
NSW1 | Black Coal | 0 | 0 | 0 | -45488.8307 | 180364.9162 | -132097.3063 | -126746.2069 | -120602.8512 | -124891.6218 | -119171.3948 | -114017.383 | 240461.2852 | -49067.2173 | -46819.8638 | -0.0004316 | -0.00041068 | -0.00039187 | -0.00037392 | -0.00035775 | -0.00034041 | -0.00032482 | 0 | 0 | 0 | 0 | 0 | 0 | 0 | 0
NSW1 | Brown Coal | 0 | 0 | 0 | 0 | 0 | 0 | 0 | 0 | 0 | 0 | 0 | 0 | 0 | 0 | 0 | 0 | 0 | 0 | 0 | 0 | 0 | 0 | 0 | 0 | 0 | 0 | 0 | 0 | 0
NSW1 | CCGT | 4.0739e-05 | 4.0084e-05 | 4.1544e-05 | 4.4099e-05 | 4.2079e-05 | 4.0151e-05 | 3.8415e-05 | 3.9482e-05 | 3.7673e-05 | 3.5948e-05 | 3.7628e-05 | 5.9921e-05 | 5.7177e-05 | 5.9801e-05 | 5.7215e-05 | 5.6588e-05 | 0.00013997 | 0.00013356 | 0.00016106 | 0.00015326 | 0.00022336 | 0.00021396 | 0.00020471 | 0.00019479 | 0.00018586 | 0.00017735 | 0.00017017 | 0.00020809 | 0.00019856
NSW1 | Gas - Steam | 0 | 0 | 0 | 0 | 0 | 0 | 0 | 0 | 0 | 0 | 0 | 0 | 0 | 0 | 0 | 0 | 0 | 0 | 0 | 0 | 0 | 0 | 0 | 0 | 0 | 0 | 0 | 0 | 0
NSW1 | OCGT / Diesel | 0.00016813 | 0.00016654 | 0.00015934 | 0.00015162 | 0.00014467 | 0.00013805 | 0.00013208 | 0.00012831 | 0.00012708 | 0.00012725 | 0.00012878 | 0.00015672 | 0.00014955 | 0.00014468 | 0.00014133 | 0.00013994 | 0.00028868 | 0.00027545 | 1821.7742 | 1733.4732 | 1835.4757 | 1751.4081 | 1675.6619 | 7015.333 | 6694.02 | 6387.4237 | 6111.1757 | 6974.4443 | 6655.0041
NSW1 | Hydro | 0 | 0 | 0 | 0 | 0 | 0 | 0 | 0 | 0 | 0 | 0 | 0 | 0 | 0 | 0 | 0 | 0 | 0 | 0 | 0 | 0 | 0 | 0 | 0 | 0 | 0 | 0 | 0 | 0
NSW1 | Wind | 0.0028478 | 19157.3659 | 36664.0478 | 52329.8803 | 67138.8466 | 81141.8419 | 93972.0114 | 101378.569 | 155968.4698 | 148824.8757 | 142388.3884 | 135486.8603 | 129281.3552 | 123360.0717 | 118024.9049 | 112304.2686 | 108471.4746 | 104543.6422 | 102574.478 | 97602.72 | 110335.2047 | 109531.4135 | 104794.3186 | 99714.9652 | 99251.9387 | 94706.0487 | 93336.5338 | 91159.7592 | 86984.5031
NSW1 | Solar PV | 0.00032707 | 0.00078714 | 0.00080688 | 0.00093319 | 0.0014943 | 0.0015706 | 0.0024501 | 2656.6384 | 40612.5318 | 38752.4158 | 37076.423 | 35279.3384 | 33663.4908 | 32121.6515 | 30732.4308 | 29242.8379 | 29477.9084 | 28127.7751 | 26911.2845 | 25606.9015 | 24434.0664 | 36048.7101 | 36027.7983 | 34281.5403 | 32711.3934 | 42800.27 | 41095.7724 | 41752.8963 | 43556.5169
NSW1 | Grid Battery | 0.0005658 | 0.00055707 | 0.00053298 | 0.00050715 | 0.00048392 | 0.00049455 | 0.00053006 | 0.00058791 | 0.0026924 | 0.0025927 | 0.0024981 | 0.0025748 | 0.0024584 | 0.0023486 | 0.0022877 | 0.0022567 | 0.0024295 | 0.0023205 | 0.0027292 | 0.0026009 | 0.0041636 | 0.0039789 | 0.0038097 | 0.0038075 | 0.0036362 | 0.0034766 | 0.0033334 | 0.0043541 | 0.0041752
NSW1 | Pumped Hydro | 0 | 0 | 0.00054198 | 0.00058378 | 0.00055704 | 0.00055033 | 0.00056252 | 0.00058084 | 22893.9923 | 21845.4125 | 20900.6261 | 19887.5784 | 18976.6969 | 18107.5352 | 17324.4073 | 16484.6978 | 15729.6736 | 15009.2306 | 14360.1007 | 13664.0703 | 13038.2353 | 12441.0642 | 11903.004 | 11326.0685 | 10807.3172 | 10312.3256 | 9866.3306 | 9388.1121 | 8958.1222
NSW1 | VPP | 0 | 0 | 0 | 0 | 0 | 0 | 0 | 0 | 0 | 0 | 0 | 0 | 0 | 0 | 0 | 0 | 0 | 0 | 0 | 0 | 0 | 0 | 0 | 0 | 0 | 0 | 0 | 0 | 0
Total excluding storage |  | 0.0033837 | 19157.3669 | 36664.0488 | 6841.0508 | 247503.7645 | -50955.4626 | -32774.1928 | -16567.6436 | 71689.38 | 68405.8969 | 65447.4285 | 411227.484 | 113877.6289 | 108661.8596 | 148757.3354 | 141547.1062 | 137949.383 | 132671.4174 | 131307.5364 | 124943.0946 | 136604.7467 | 147331.5319 | 142497.779 | 141011.8387 | 138657.3523 | 143893.7425 | 140543.482 | 139887.1 | 137196.0242
Region | Technology | 2021-22 | 2022-23 | 2023-24 | 2024-25 | 2025-26 | 2026-27 | 2027-28 | 2028-29 | 2029-30 | 2030-31 | 2031-32 | 2032-33 | 2033-34 | 2034-35 | 2035-36 | 2036-37 | 2037-38 | 2038-39 | 2039-40 | 2040-41 | 2041-42 | 2042-43 | 2043-44 | 2044-45 | 2045-46 | 2046-47 | 2047-48 | 2048-49 | 2049-50
QLD1 | Black Coal | 0 | 0 | 0 | -71784.4241 | -68496.4648 | 317943.1619 | 58630.3207 | -61277.0462 | -58470.4639 | -55792.4274 | 330057.1052 | 110068.1799 | 252742.9973 | -46246.0177 | -1412.7074 | -0.0030869 | -0.00022103 | -0.0002109 | -0.00020178 | -0.000192 | 239835.4418 | 0 | 0 | 0 | 0 | 0 | 0 | 0 | 0
QLD1 | Brown Coal | 0 | 0 | 0 | 0 | 0 | 0 | 0 | 0 | 0 | 0 | 0 | 0 | 0 | 0 | 0 | 0 | 0 | 0 | 0 | 0 | 0 | 0 | 0 | 0 | 0 | 0 | 0 | 0 | 0
QLD1 | CCGT | 4.34e-05 | 4.2732e-05 | 4.3637e-05 | 4.8841e-05 | 4.6604e-05 | 4.4469e-05 | 4.2546e-05 | 4.5703e-05 | 4.361e-05 | 4.2379e-05 | 4.622e-05 | 6.1359e-05 | 6.269e-05 | 5.9819e-05 | 5.7232e-05 | 5.9259e-05 | 0.00010228 | 9.7591e-05 | 0.00013233 | 0.00012591 | 0.00012698 | 0.00016288 | 0.00015584 | 0.00014828 | 0.00014981 | 0.00014344 | 0.00013724 | 0.00013059 | 0.00012461
QLD1 | Gas - Steam | 0 | 0 | 0 | 0 | 0 | 0 | 0 | 0 | 0 | 0 | 0 | 0 | 0 | 0 | 0 | 0 | 0 | 0 | 0 | 0 | 0 | 0 | 0 | 0 | 0 | 0 | 0 | 0 | 0
QLD1 | OCGT / Diesel | 0.00016541 | 0.00016336 | 0.0001563 | 0.00014872 | 0.00014191 | 0.00013541 | 0.00012956 | 0.0001293 | 0.00012704 | 0.00012742 | 0.00013083 | 0.00014464 | 0.00014433 | 0.00014066 | 0.00013984 | 0.00014522 | 0.0002037 | 0.00019437 | 1027.3805 | 977.5837 | 932.8088 | 1088.6621 | 1041.5788 | 991.0938 | 2411.2498 | 6520.0988 | 6238.1128 | 6440.2343 | 6145.2618
QLD1 | Hydro | 0 | 0 | 0 | 0 | 0 | 0 | 0 | 0 | 0 | 0 | 0 | 0 | 0 | 0 | 0 | 0 | 0 | 0 | 0 | 0 | 0 | 0 | 0 | 0 | 0 | 0 | 0 | 0 | 0
QLD1 | Wind | 0.0051243 | 0.0050264 | 0.0050219 | 5677.0121 | 8981.2703 | 9377.8763 | 19848.2754 | 29214.4812 | 38729.0301 | 36955.1814 | 35356.9166 | 33643.1762 | 32216.7937 | 34312.5589 | 32828.5843 | 41506.2184 | 65984.3711 | 62962.1861 | 60239.1513 | 57319.3754 | 59701.2562 | 70037.6496 | 67008.6101 | 65740.0389 | 66148.8656 | 68906.722 | 65926.5936 | 62731.1488 | 70883.5164
QLD1 | Solar PV | 0.00045913 | 0.00065692 | 0.00071035 | 0.00076644 | 0.00073133 | 0.00071183 | 0.0010294 | 0.00098971 | 0.0016568 | 0.0015809 | 0.0015126 | 0.0014392 | 0.0013787 | 0.0013155 | 0.0012595 | 0.0012037 | 277.3384 | 264.6359 | 253.1907 | 240.9209 | 1525.2117 | 14087.1209 | 13477.8707 | 12824.6019 | 12237.2156 | 21701.5667 | 20763.0014 | 19756.6241 | 18851.7406
QLD1 | Grid Battery | 0.00027184 | 0.00025938 | 0.00024817 | 0.00023614 | 0.00023195 | 0.00022282 | 0.00027761 | 0.00035869 | 0.00046743 | 0.00046609 | 0.00046978 | 0.00072702 | 0.0010161 | 0.0009734 | 0.00093521 | 0.00089507 | 0.0047428 | 0.0045271 | 0.0043339 | 0.0041275 | 0.013851 | 0.013302 | 0.012728 | 280.5341 | 267.6852 | 1306.0518 | 1249.5667 | 1189.0006 | 1134.5425
QLD1 | Pumped Hydro | 0 | 0 | 0.00023808 | 0.00027784 | 0.0002691 | 0.00027054 | 0.00027302 | 0.00030196 | 0.00029052 | 0.00029242 | 0.00031206 | 0.00063801 | 0.0010837 | 0.0010352 | 0.0009943 | 0.00094923 | 7007.7707 | 6686.8041 | 6397.6083 | 6087.5179 | 6553.6665 | 11313.2001 | 10823.9186 | 10299.2861 | 9827.563 | 15135.3905 | 14480.8041 | 13778.9233 | 13147.8277
QLD1 | VPP | 0 | 0 | 0 | 0 | 0 | 0 | 0 | 0 | 0 | 0 | 0 | 0 | 0 | 0 | 0 | 0 | 0 | 0 | 0 | 0 | 0 | 0 | 0 | 0 | 0 | 0 | 0 | 0 | 0
Total excluding storage |  | 0.0057922 | 0.0058895 | 0.0059321 | -66107.411 | -59515.1936 | 327321.039 | 78478.5973 | -32062.5638 | -19741.432 | -18837.2442 | 365414.0235 | 143711.3577 | 284959.7926 | -11933.4573 | 31415.8784 | 41506.2167 | 66261.7096 | 63226.8221 | 61519.7226 | 58537.8798 | 301994.7188 | 85213.4327 | 81528.0598 | 79555.7347 | 80797.3312 | 97128.3877 | 92927.7079 | 88928.0074 | 95880.5189
Region | Technology | 2021-22 | 2022-23 | 2023-24 | 2024-25 | 2025-26 | 2026-27 | 2027-28 | 2028-29 | 2029-30 | 2030-31 | 2031-32 | 2032-33 | 2033-34 | 2034-35 | 2035-36 | 2036-37 | 2037-38 | 2038-39 | 2039-40 | 2040-41 | 2041-42 | 2042-43 | 2043-44 | 2044-45 | 2045-46 | 2046-47 | 2047-48 | 2048-49 | 2049-50
VIC1 | Black Coal | 0 | 0 | 0 | 0 | 0 | 0 | 0 | 0 | 0 | 0 | 0 | 0 | 0 | 0 | 0 | 0 | 0 | 0 | 0 | 0 | 0 | 0 | 0 | 0 | 0 | 0 | 0 | 0 | 0
VIC1 | Brown Coal | 0 | 0 | 0 | -131812.2206 | -130089.0303 | -146037.8945 | 165115.9639 | 447423.1427 | -93339.443 | -68541.0175 | -32788.3478 | -0.0040077 | -0.0038242 | -0.003649 | -0.0034912 | -0.003322 | 190672.8153 | 363063.5483 | -0.0028938 | -0.0027536 | -0.0026275 | -0.0025071 | -0.0023987 | -0.0022824 | -0.0021779 | -0.0020781 | -0.0014752 | 0 | 0
VIC1 | CCGT | 3.5694e-05 | 3.4059e-05 | 3.3985e-05 | 3.7138e-05 | 3.5437e-05 | 3.3814e-05 | 3.4453e-05 | 3.5722e-05 | 3.4086e-05 | 3.2525e-05 | 3.3652e-05 | 5.1246e-05 | 4.8898e-05 | 4.7346e-05 | 4.5299e-05 | 4.3103e-05 | 6.9087e-05 | 6.5923e-05 | 8.8247e-05 | 8.397e-05 | 8.8423e-05 | 8.4373e-05 | 8.0724e-05 | 7.9399e-05 | 7.5762e-05 | 7.2292e-05 | 7.0709e-05 | 0.00018983 | 0.00018114
VIC1 | Gas - Steam | 0 | 0 | 0 | 0 | 0 | 0 | 0 | 0 | 0 | 0 | 0 | 0 | 0 | 0 | 0 | 0 | 0 | 0 | 0 | 0 | 0 | 0 | 0 | 0 | 0 | 0 | 0 | 0 | 0
VIC1 | OCGT / Diesel | 0.00015861 | 0.00015434 | 0.00014767 | 0.00014051 | 0.00013407 | 0.00012793 | 0.0001224 | 0.00012019 | 0.0001194 | 0.00011936 | 0.00012056 | 0.00014336 | 0.00013679 | 0.00013115 | 0.00012735 | 0.00012516 | 0.00019286 | 0.00018403 | 0.00028527 | 0.00027145 | 0.00043382 | 0.00041395 | 0.00039738 | 0.001884 | 0.0017977 | 0.0017154 | 0.0016415 | 1556.4677 | 1485.1791
VIC1 | Hydro | 0 | 0 | 0 | 0 | 0 | 0 | 0 | 0 | 0 | 0 | 0 | 0 | 0 | 0 | 0 | 0 | 0 | 0 | 0 | 0 | 0 | 0 | 0 | 0 | 0 | 0 | 0 | 0 | 0
VIC1 | Wind | 0.001881 | 0.0018435 | 0.0018625 | 0.0021546 | 0.0020559 | 0.0019617 | 0.0020268 | 0.0022082 | 0.002136 | 0.0020881 | 0.002246 | 2748.691 | 9346.5236 | 8918.4486 | 8719.2716 | 15078.4172 | 40184.8179 | 38344.2964 | 36686.2972 | 34908.1229 | 35825.7032 | 39602.1484 | 45286.492 | 43091.4676 | 44096.0895 | 54309.0467 | 59351.0496 | 59189.4505 | 61598.1913
VIC1 | Solar PV | 0.00012503 | 0.000141 | 0.00014621 | 0.00025927 | 0.00024739 | 0.00023606 | 0.00026719 | 0.00028098 | 0.00028353 | 0.00030415 | 0.00034243 | 0.00056359 | 0.00060511 | 0.00063872 | 0.00061908 | 0.00067087 | 0.0015457 | 0.0014786 | 0.0014201 | 0.0013549 | 0.001302 | 0.0018175 | 0.0017756 | 0.0016895 | 0.0029944 | 0.0082572 | 1951.3531 | 10684.1484 | 10194.7982
VIC1 | Grid Battery | 0.0002582 | 0.00025594 | 0.00024487 | 0.000233 | 0.0002283 | 0.00023831 | 0.00024386 | 0.00027092 | 0.00040255 | 0.00040459 | 0.00040285 | 0.00060307 | 0.00057679 | 0.00055308 | 0.00056301 | 0.00062689 | 0.0009587 | 0.00091783 | 0.0011429 | 0.001091 | 0.0027743 | 0.0026507 | 0.002537 | 0.00242 | 0.0023113 | 0.0022099 | 0.0021181 | 0.0027583 | 0.0026382
VIC1 | Pumped Hydro | 0 | 0 | 0.00025936 | 0.00029247 | 0.00028137 | 0.00028864 | 0.00027615 | 0.00028088 | 0.0002726 | 0.00026751 | 0.00028123 | 0.00048904 | 0.00046771 | 0.00044629 | 0.00043083 | 0.00047396 | 0.0019562 | 0.0018689 | 0.0028194 | 0.0026827 | 545.9204 | 520.9164 | 498.3874 | 474.2307 | 452.5102 | 431.7846 | 413.1104 | 3203.8931 | 3057.1499
VIC1 | VPP | 0 | 0 | 0 | 0 | 0 | 0 | 0 | 0 | 0 | 0 | 0 | 0 | 0 | 0 | 0 | 0 | 0 | 0 | 0 | 0 | 0 | 0 | 0 | 0 | 0 | 0 | 0 | 0 | 0
Total excluding storage |  | 0.0022003 | 0.0021729 | 0.0021903 | -131812.218 | -130089.0278 | -146037.8922 | 165115.9663 | 447423.1453 | -93339.4404 | -68541.0149 | -32788.3451 | 2748.6878 | 9346.5205 | 8918.4457 | 8719.2689 | 15078.4147 | 230857.6351 | 401407.8464 | 36686.2961 | 34908.1218 | 35825.7024 | 39602.1482 | 45286.4919 | 43091.4689 | 44096.0922 | 54309.0546 | 61302.403 | 71430.0668 | 73278.1688
Region | Technology | 2021-22 | 2022-23 | 2023-24 | 2024-25 | 2025-26 | 2026-27 | 2027-28 | 2028-29 | 2029-30 | 2030-31 | 2031-32 | 2032-33 | 2033-34 | 2034-35 | 2035-36 | 2036-37 | 2037-38 | 2038-39 | 2039-40 | 2040-41 | 2041-42 | 2042-43 | 2043-44 | 2044-45 | 2045-46 | 2046-47 | 2047-48 | 2048-49 | 2049-50
SA1 | Black Coal | 0 | 0 | 0 | 0 | 0 | 0 | 0 | 0 | 0 | 0 | 0 | 0 | 0 | 0 | 0 | 0 | 0 | 0 | 0 | 0 | 0 | 0 | 0 | 0 | 0 | 0 | 0 | 0 | 0
SA1 | Brown Coal | 0 | 0 | 0 | 0 | 0 | 0 | 0 | 0 | 0 | 0 | 0 | 0 | 0 | 0 | 0 | 0 | 0 | 0 | 0 | 0 | 0 | 0 | 0 | 0 | 0 | 0 | 0 | 0 | 0
SA1 | CCGT | 3.5037e-05 | 3.3432e-05 | 4.0352e-05 | 3.8396e-05 | 3.6637e-05 | 3.4959e-05 | 3.3447e-05 | 3.5496e-05 | 3.387e-05 | 3.2994e-05 | 3.4771e-05 | 5.4575e-05 | 5.2075e-05 | 5.2977e-05 | 5.0686e-05 | 4.8986e-05 | 8.4798e-05 | 8.0915e-05 | 8.737e-05 | 8.3135e-05 | 0.00012499 | 0.00011927 | 0.00011411 | 0.00010858 | 0.00010361 | 9.886e-05 | 9.4584e-05 | 0.00010841 | 0.00010345
SA1 | Gas - Steam | 0 | 0 | 0 | 0 | 0 | 0 | 0 | 0 | 0 | 0 | 0 | 0 | 0 | 0 | 0 | 0 | 0 | 0 | 0 | 0 | 0 | 0 | 0 | 0 | 0 | 0 | 0 | 0 | 0
SA1 | OCGT / Diesel | 0.00015852 | 0.00015519 | 0.00014847 | 0.00014128 | 0.00013481 | 0.00012863 | 0.00012307 | 0.00012042 | 0.00011952 | 0.00011975 | 0.00012123 | 0.0001473 | 0.00014055 | 0.00013562 | 0.00013419 | 0.00013326 | 0.00028929 | 0.00027604 | 0.00078502 | 0.00074697 | 1388.8195 | 1325.2094 | 1267.8958 | 2338.4682 | 2231.3628 | 2129.1629 | 2037.0793 | 1938.3426 | 1849.5636
SA1 | Hydro | 0 | 0 | 0 | 0 | 0 | 0 | 0 | 0 | 0 | 0 | 0 | 0 | 0 | 0 | 0 | 0 | 0 | 0 | 0 | 0 | 0 | 0 | 0 | 0 | 0 | 0 | 0 | 0 | 0
SA1 | Wind | 0.0032522 | 0.0031236 | 0.0036869 | 0.0035556 | 0.0033927 | 0.0032373 | 0.0032045 | 0.0035824 | 0.0034262 | 0.003381 | 0.0036311 | 7504.1982 | 7160.4961 | 6832.5346 | 12610.3341 | 14859.5976 | 24766.6444 | 27837.3375 | 28918.7157 | 27517.0332 | 26256.7126 | 25054.1153 | 23970.5587 | 23157.0377 | 24331.639 | 24109.9423 | 23067.2186 | 25141.0165 | 23989.5195
SA1 | Solar PV | 0.00042843 | 0.00058784 | 0.00068744 | 0.00070812 | 0.00067569 | 0.00064474 | 0.00070737 | 0.00076059 | 0.00076094 | 0.00081294 | 0.00095843 | 0.0015625 | 0.0016905 | 0.0019095 | 0.0018283 | 0.0018649 | 0.0028602 | 0.0027349 | 0.0026187 | 0.0024967 | 0.002384 | 0.0025155 | 1116.2343 | 1062.1308 | 1013.4836 | 967.0646 | 925.2403 | 880.3942 | 2140.1343
SA1 | Grid Battery | 0.00027837 | 0.0002708 | 0.00025909 | 0.00024653 | 0.00023524 | 0.00024747 | 0.00025913 | 0.00029088 | 0.00043937 | 0.00042838 | 0.0004239 | 0.0006527 | 0.00062475 | 0.00060011 | 0.00062498 | 0.00072645 | 0.0013754 | 0.0013162 | 0.0014627 | 0.001397 | 0.030474 | 0.029081 | 0.027826 | 368.5998 | 351.7173 | 335.6081 | 321.0935 | 305.5302 | 291.5365
SA1 | Pumped Hydro | 0 | 0 | 0.00019818 | 0.00018857 | 0.00017993 | 0.00017546 | 0.00017138 | 0.00017493 | 0.00017044 | 0.00017138 | 0.00017587 | 0.00023439 | 0.00022487 | 0.00021457 | 0.00022432 | 0.00023996 | 0.00036504 | 0.00034965 | 0.00033671 | 0.00032116 | 0.00050856 | 0.00048661 | 0.00046556 | 0.00059126 | 0.00056476 | 0.0005389 | 0.00051626 | 0.00049258 | 0.00047045
SA1 | VPP | 0 | 0 | 0 | 0 | 0 | 0 | 0 | 0 | 0 | 0 | 0 | 0 | 0 | 0 | 0 | 0 | 0 | 0 | 0 | 0 | 0 | 0 | 0 | 0 | 0 | 0 | 0 | 0 | 0
Total excluding storage |  | 0.0038742 | 0.0039 | 0.0045631 | 0.0044434 | 0.0042399 | 0.0040457 | 0.0040683 | 0.0044989 | 0.0043405 | 0.0043466 | 0.0047455 | 7504.1999 | 7160.498 | 6832.5367 | 12610.3361 | 14859.5997 | 24766.6476 | 27837.3406 | 28918.7192 | 27517.0365 | 27645.5346 | 26379.3274 | 26354.689 | 26557.6367 | 27576.4855 | 27206.1699 | 26029.5383 | 27959.7534 | 27979.2175
Region | Technology | 2021-22 | 2022-23 | 2023-24 | 2024-25 | 2025-26 | 2026-27 | 2027-28 | 2028-29 | 2029-30 | 2030-31 | 2031-32 | 2032-33 | 2033-34 | 2034-35 | 2035-36 | 2036-37 | 2037-38 | 2038-39 | 2039-40 | 2040-41 | 2041-42 | 2042-43 | 2043-44 | 2044-45 | 2045-46 | 2046-47 | 2047-48 | 2048-49 | 2049-50
TAS1 | Black Coal | 0 | 0 | 0 | 0 | 0 | 0 | 0 | 0 | 0 | 0 | 0 | 0 | 0 | 0 | 0 | 0 | 0 | 0 | 0 | 0 | 0 | 0 | 0 | 0 | 0 | 0 | 0 | 0 | 0
TAS1 | Brown Coal | 0 | 0 | 0 | 0 | 0 | 0 | 0 | 0 | 0 | 0 | 0 | 0 | 0 | 0 | 0 | 0 | 0 | 0 | 0 | 0 | 0 | 0 | 0 | 0 | 0 | 0 | 0 | 0 | 0
TAS1 | CCGT | 3.2779e-05 | 3.1277e-05 | 2.9925e-05 | 2.8474e-05 | 2.717e-05 | 2.5926e-05 | 2.5662e-05 | 2.5436e-05 | 2.528e-05 | 2.4122e-05 | 2.3079e-05 | 2.2773e-05 | 2.2588e-05 | 2.2253e-05 | 2.211e-05 | 2.1887e-05 | 2.1911e-05 | 2.1823e-05 | 2.3154e-05 | 2.2031e-05 | 2.2741e-05 | 2.1699e-05 | 2.1651e-05 | 2.1642e-05 | 2.1529e-05 | 2.1609e-05 | 2.1692e-05 | 2.1944e-05 | 2.1616e-05
TAS1 | Gas - Steam | 0 | 0 | 0 | 0 | 0 | 0 | 0 | 0 | 0 | 0 | 0 | 0 | 0 | 0 | 0 | 0 | 0 | 0 | 0 | 0 | 0 | 0 | 0 | 0 | 0 | 0 | 0 | 0 | 0
TAS1 | OCGT / Diesel | 0.00016089 | 0.00015503 | 0.00014832 | 0.00014113 | 0.00013467 | 0.0001285 | 0.00012294 | 0.0001196 | 0.00011955 | 0.00011974 | 0.00011996 | 0.00012154 | 0.00012074 | 0.00012038 | 0.00012091 | 0.00012085 | 0.0001212 | 0.00012165 | 0.00015795 | 0.00015029 | 0.00014493 | 0.00013829 | 0.00013282 | 0.00012818 | 0.00012424 | 0.00012331 | 0.00012402 | 0.00013126 | 0.00012658
TAS1 | Hydro | 0 | 0 | 0 | 0 | 0 | 0 | 0 | 0 | 0 | 0 | 0 | 0 | 0 | 0 | 0 | 0 | 0 | 0 | 0 | 0 | 0 | 0 | 0 | 0 | 0 | 0 | 0 | 0 | 0
TAS1 | Wind | 0.0020236 | 0.0019309 | 3090.8573 | 5882.0933 | 8421.9884 | 10762.3204 | 12905.0408 | 14761.2922 | 16453.2895 | 17922.2435 | 19272.9678 | 20372.5104 | 21379.9734 | 22252.4095 | 23061.6101 | 23629.5434 | 24155.7864 | 24585.9835 | 25044.3602 | 25278.3974 | 24120.6082 | 23015.8475 | 22020.4413 | 20953.1162 | 19993.4315 | 19077.7018 | 18252.6153 | 17367.9158 | 16572.4388
TAS1 | Solar PV | 5.6905e-05 | 7.8797e-05 | 0.00011031 | 0.00012106 | 0.00012081 | 0.00012809 | 0.00014287 | 0.00014833 | 0.00017533 | 0.00022253 | 0.00028096 | 0.00027567 | 0.00027121 | 0.00025878 | 0.00025231 | 0.00024818 | 0.00028637 | 0.00031477 | 0.00032172 | 0.00046033 | 0.00043925 | 0.00041913 | 0.000401 | 0.00038157 | 0.00036409 | 0.00034741 | 0.00033239 | 0.00031628 | 0.00030179
TAS1 | Grid Battery | 0.00026254 | 0.00025052 | 0.00023968 | 0.00022806 | 0.00022663 | 0.00022535 | 0.0002389 | 0.00027112 | 0.00037519 | 0.00038324 | 0.00038667 | 0.00041387 | 0.00040135 | 0.00042541 | 0.00043078 | 0.00044533 | 0.0004589 | 0.00045803 | 0.00060666 | 0.00058236 | 0.00069572 | 0.00066559 | 0.00064092 | 0.00064591 | 0.00063504 | 0.00065001 | 0.00066605 | 0.00073237 | 0.00074542
TAS1 | Pumped Hydro | 0 | 0 | 0.00059646 | 0.00059186 | 0.00061218 | 0.00061416 | 0.00061668 | 0.00062035 | 0.00062717 | 0.00063132 | 0.00064611 | 0.00065593 | 0.00065235 | 0.00065481 | 0.00066479 | 0.00067089 | 0.00067927 | 0.00067769 | 0.00082839 | 0.00079273 | 0.00078045 | 0.00074977 | 0.00072678 | 0.00071382 | 0.00070094 | 0.00069773 | 0.00070146 | 0.00073814 | 0.00071409
TAS1 | VPP | 0 | 0 | 0 | 0 | 0 | 0 | 0 | 0 | 0 | 0 | 0 | 0 | 0 | 0 | 0 | 0 | 0 | 0 | 0 | 0 | 0 | 0 | 0 | 0 | 0 | 0 | 0 | 0 | 0
Total excluding storage |  | 0.0022741 | 0.002196 | 3090.8576 | 5882.0936 | 8421.9887 | 10762.3207 | 12905.0411 | 14761.2925 | 16453.2898 | 17922.2439 | 19272.9683 | 20372.5108 | 21379.9738 | 22252.4099 | 23061.6105 | 23629.5438 | 24155.7868 | 24585.984 | 25044.3607 | 25278.398 | 24120.6088 | 23015.8481 | 22020.4418 | 20953.1167 | 19993.432 | 19077.7023 | 18252.6158 | 17367.9163 | 16572.4392

## BaseCase_Fuel Cost
Fuel cost by technology ($000s) - Base Case, High DER Scenario
Fuel | Real June 2020 dollars discounted to 1 July 2020
Explicitly modelled generation
Region | Technology | 2021-22 | 2022-23 | 2023-24 | 2024-25 | 2025-26 | 2026-27 | 2027-28 | 2028-29 | 2029-30 | 2030-31 | 2031-32 | 2032-33 | 2033-34 | 2034-35 | 2035-36 | 2036-37 | 2037-38 | 2038-39 | 2039-40 | 2040-41 | 2041-42 | 2042-43 | 2043-44 | 2044-45 | 2045-46 | 2046-47 | 2047-48 | 2048-49 | 2049-50
NEM | Black Coal | 1727917.3739 | 1461837.6256 | 1419627.9179 | 1303992.1334 | 1162073.8394 | 991654.8351 | 892028.2449 | 944240.9821 | 692626.553 | 645513.2007 | 594877.6629 | 539082.3051 | 545896.2796 | 491518.7193 | 380290.4716 | 337913.7882 | 269113.9237 | 254508.6794 | 229332.7785 | 212021.4629 | 191035.7448 | 125457.8155 | 96596.8098 | 74381.4784 | 56726.884 | 40090.8383 | 36534.1012 | 33826.5955 | 29494.1521
NEM | Brown Coal | 229247.0344 | 209017.7611 | 201256.104 | 146104.7638 | 144766.3565 | 133592.5164 | 123237.0094 | 115830.5 | 108253.1247 | 105214.039 | 97959.5237 | 92093.9031 | 89741.6404 | 83640.5445 | 84160.3918 | 75563.6524 | 64080.6849 | 64663.0599 | 54547.159 | 55216.5392 | 58301.1829 | 55038.0136 | 49895.8327 | 47032.9255 | 44271.3457 | 43445.5239 | 27751.1529 | 0 | 0
NEM | CCGT | 185248.0286 | 177211.7967 | 138483.4589 | 138954.5598 | 125669.4017 | 122271.5981 | 115999.126 | 118046.2134 | 101935.1774 | 104334.1123 | 114753.4609 | 245140.1201 | 251190.7679 | 239364.1741 | 209197.8367 | 183194.1905 | 195903.0717 | 185943.7019 | 145702.4504 | 141455.1164 | 140106.975 | 153463.1231 | 98416.1015 | 86657.2011 | 46293.4484 | 30884.1037 | 29714.4888 | 28387.2018 | 27189.4875
NEM | Gas - Steam | 85573.5811 | 82291.0653 | 77367.0595 | 13352.4628 | 12102.8355 | 12273.8166 | 11264.2255 | 11685.5724 | 9663.6028 | 9418.6613 | 9137.333 | 23783.8851 | 18148.2919 | 47723.2707 | 6792.423 | 6293.7735 | 24610.1815 | 19637.7585 | 5261.4755 | 5269.2555 | 6185.652 | 6639.3065 | 5964.8955 | 5179.857 | 6438.735 | 0 | 0 | 0 | 0
NEM | OCGT / Diesel | 4463.0225 | 1825.8247 | 9310.3623 | 9108.6157 | 1198.516 | 4163.1494 | 2593.0733 | 5922.1084 | 427.6632 | 409.1264 | 2400.2952 | 37105.1768 | 22368.4535 | 30382.7367 | 29121.7368 | 34599.3031 | 138682.7756 | 139866.3967 | 260280.2671 | 274036.9359 | 194040.4743 | 277116.8759 | 348529.4248 | 203675.4093 | 244967.7247 | 325865.9475 | 393700.6117 | 530662.2821 | 475885.1922
NEM | Hydro | 0 | 0 | 0 | 0 | 0 | 0 | 0 | 0 | 0 | 0 | 0 | 0 | 0 | 0 | 0 | 0 | 0 | 0 | 0 | 0 | 0 | 0 | 0 | 0 | 0 | 0 | 0 | 0 | 0
NEM | Wind | 0 | 0 | 0 | 0 | 0 | 0 | 0 | 0 | 0 | 0 | 0 | 0 | 0 | 0 | 0 | 0 | 0 | 0 | 0 | 0 | 0 | 0 | 0 | 0 | 0 | 0 | 0 | 0 | 0
NEM | Solar PV | 0 | 0 | 0 | 0 | 0 | 0 | 0 | 0 | 0 | 0 | 0 | 0 | 0 | 0 | 0 | 0 | 0 | 0 | 0 | 0 | 0 | 0 | 0 | 0 | 0 | 0 | 0 | 0 | 0
NEM | Grid Battery | 0 | 0 | 0 | 0 | 0 | 0 | 0 | 0 | 0 | 0 | 0 | 0 | 0 | 0 | 0 | 0 | 0 | 0 | 0 | 0 | 0 | 0 | 0 | 0 | 0 | 0 | 0 | 0 | 0
NEM | Pumped Hydro | 0 | 0 | 0 | 0 | 0 | 0 | 0 | 0 | 0 | 0 | 0 | 0 | 0 | 0 | 0 | 0 | 0 | 0 | 0 | 0 | 0 | 0 | 0 | 0 | 0 | 0 | 0 | 0 | 0
NEM | VPP | 0 | 0 | 0 | 0 | 0 | 0 | 0 | 0 | 0 | 0 | 0 | 0 | 0 | 0 | 0 | 0 | 0 | 0 | 0 | 0 | 0 | 0 | 0 | 0 | 0 | 0 | 0 | 0 | 0
Total excluding storage |  | 2232449.0406 | 1932184.0734 | 1846044.9026 | 1611512.5355 | 1445810.9491 | 1263955.9156 | 1145121.6791 | 1195725.3762 | 912906.1212 | 864889.1397 | 819128.2757 | 937205.3903 | 927345.4334 | 892629.4452 | 709562.8598 | 637564.7076 | 692390.6374 | 664619.5964 | 695124.1305 | 687999.3098 | 589670.0291 | 617715.1346 | 599403.0642 | 416926.8713 | 398698.1379 | 440286.4134 | 487700.3547 | 592876.0794 | 532568.8319
Region | Technology | 2021-22 | 2022-23 | 2023-24 | 2024-25 | 2025-26 | 2026-27 | 2027-28 | 2028-29 | 2029-30 | 2030-31 | 2031-32 | 2032-33 | 2033-34 | 2034-35 | 2035-36 | 2036-37 | 2037-38 | 2038-39 | 2039-40 | 2040-41 | 2041-42 | 2042-43 | 2043-44 | 2044-45 | 2045-46 | 2046-47 | 2047-48 | 2048-49 | 2049-50
NSW1 | Black Coal | 915065.6535 | 744912.8372 | 700326.711 | 698396.4282 | 581536.4627 | 450475.9093 | 413353.6688 | 481478.6638 | 277972.7458 | 262773.2033 | 233648.0153 | 170515.0686 | 185654.6328 | 162800.1445 | 68856.04 | 78931.7994 | 82494.4746 | 76185.6568 | 67795.1183 | 56832.9283 | 46998.4023 | 0 | 0 | 0 | 0 | 0 | 0 | 0 | 0
NSW1 | Brown Coal | 0 | 0 | 0 | 0 | 0 | 0 | 0 | 0 | 0 | 0 | 0 | 0 | 0 | 0 | 0 | 0 | 0 | 0 | 0 | 0 | 0 | 0 | 0 | 0 | 0 | 0 | 0 | 0 | 0
NSW1 | CCGT | 2333.6911 | 2209.6096 | 6448.5136 | 4069.8881 | 3757.8063 | 3599.0007 | 3490.1631 | 3391.8547 | 3221.1979 | 3098.6029 | 2968.2027 | 47511.2878 | 44088.6153 | 45311.7835 | 44771.8735 | 38924.4953 | 59679.3387 | 62145.7833 | 49721.8903 | 44997.3441 | 41321.7532 | 49199.3781 | 3463.4162 | 0.0081592 | 0.0082749 | 0.0081073 | 0.0077666 | 0.00956 | 0.0087496
NSW1 | Gas - Steam | 0 | 0 | 0 | 0 | 0 | 0 | 0 | 0 | 0 | 0 | 0 | 0 | 0 | 0 | 0 | 0 | 0 | 0 | 0 | 0 | 0 | 0 | 0 | 0 | 0 | 0 | 0 | 0 | 0
NSW1 | OCGT / Diesel | 3.7576 | 0.0027618 | 1344.7417 | 5348.4676 | 429.8567 | 1751.6059 | 529.0403 | 683.6204 | 0.0029034 | 0.0028875 | 0.0030366 | 3125.1947 | 1341.699 | 1907.551 | 9034.6679 | 10239.7785 | 40105.4925 | 60600.0301 | 125070.5895 | 143170.2211 | 64573.4812 | 125512.9625 | 167512.5509 | 92632.497 | 93280.2307 | 125997.1091 | 201894.6683 | 263383.8667 | 237368.2496
NSW1 | Hydro | 0 | 0 | 0 | 0 | 0 | 0 | 0 | 0 | 0 | 0 | 0 | 0 | 0 | 0 | 0 | 0 | 0 | 0 | 0 | 0 | 0 | 0 | 0 | 0 | 0 | 0 | 0 | 0 | 0
NSW1 | Wind | 0 | 0 | 0 | 0 | 0 | 0 | 0 | 0 | 0 | 0 | 0 | 0 | 0 | 0 | 0 | 0 | 0 | 0 | 0 | 0 | 0 | 0 | 0 | 0 | 0 | 0 | 0 | 0 | 0
NSW1 | Solar PV | 0 | 0 | 0 | 0 | 0 | 0 | 0 | 0 | 0 | 0 | 0 | 0 | 0 | 0 | 0 | 0 | 0 | 0 | 0 | 0 | 0 | 0 | 0 | 0 | 0 | 0 | 0 | 0 | 0
NSW1 | Grid Battery | 0 | 0 | 0 | 0 | 0 | 0 | 0 | 0 | 0 | 0 | 0 | 0 | 0 | 0 | 0 | 0 | 0 | 0 | 0 | 0 | 0 | 0 | 0 | 0 | 0 | 0 | 0 | 0 | 0
NSW1 | Pumped Hydro | 0 | 0 | 0 | 0 | 0 | 0 | 0 | 0 | 0 | 0 | 0 | 0 | 0 | 0 | 0 | 0 | 0 | 0 | 0 | 0 | 0 | 0 | 0 | 0 | 0 | 0 | 0 | 0 | 0
NSW1 | VPP | 0 | 0 | 0 | 0 | 0 | 0 | 0 | 0 | 0 | 0 | 0 | 0 | 0 | 0 | 0 | 0 | 0 | 0 | 0 | 0 | 0 | 0 | 0 | 0 | 0 | 0 | 0 | 0 | 0
Total excluding storage |  | 917403.1022 | 747122.4495 | 708119.9663 | 707814.7839 | 585724.1257 | 455826.516 | 417372.8722 | 485554.139 | 281193.9467 | 265871.8091 | 236616.2211 | 221151.5512 | 231084.9471 | 210019.479 | 122662.5815 | 128096.0732 | 182279.3058 | 198931.4702 | 242587.5981 | 245000.4935 | 152893.6367 | 174712.3406 | 170975.9671 | 92632.5052 | 93280.239 | 125997.1172 | 201894.676 | 263383.8763 | 237368.2584
Region | Technology | 2021-22 | 2022-23 | 2023-24 | 2024-25 | 2025-26 | 2026-27 | 2027-28 | 2028-29 | 2029-30 | 2030-31 | 2031-32 | 2032-33 | 2033-34 | 2034-35 | 2035-36 | 2036-37 | 2037-38 | 2038-39 | 2039-40 | 2040-41 | 2041-42 | 2042-43 | 2043-44 | 2044-45 | 2045-46 | 2046-47 | 2047-48 | 2048-49 | 2049-50
QLD1 | Black Coal | 812851.7204 | 716924.7884 | 719301.2069 | 605595.7052 | 580537.3767 | 541178.9257 | 478674.5761 | 462762.3183 | 414653.8072 | 382739.9974 | 361229.6475 | 368567.2365 | 360241.6468 | 328718.5748 | 311434.4316 | 258981.9888 | 186619.4491 | 178323.0226 | 161537.6602 | 155188.5346 | 144037.3426 | 125457.8155 | 96596.8098 | 74381.4784 | 56726.884 | 40090.8383 | 36534.1012 | 33826.5955 | 29494.1521
QLD1 | Brown Coal | 0 | 0 | 0 | 0 | 0 | 0 | 0 | 0 | 0 | 0 | 0 | 0 | 0 | 0 | 0 | 0 | 0 | 0 | 0 | 0 | 0 | 0 | 0 | 0 | 0 | 0 | 0 | 0 | 0
QLD1 | CCGT | 89909.457 | 87629.1647 | 92244.2925 | 103962.3368 | 92411.0128 | 90365.3949 | 85402.3664 | 88437.746 | 73836.055 | 77427.791 | 88994.0797 | 149459.0418 | 160196.8103 | 136598.1322 | 125412.4011 | 106258.2252 | 136223.7238 | 123797.9097 | 95980.5498 | 96457.7626 | 98785.2097 | 104263.7331 | 94952.6738 | 86657.1824 | 46293.4297 | 30884.0854 | 29714.4711 | 28387.1748 | 27189.4625
QLD1 | Gas - Steam | 2287.0618 | 2233.632 | 4294.073 | 4366.879 | 4342.176 | 4170.3955 | 3824.5622 | 3557.9328 | 3422.1965 | 3453.803 | 3454.3455 | 3332.5502 | 3652.732 | 3009.4532 | 2905.379 | 3240.5175 | 7640.5555 | 6065.8155 | 5261.4755 | 5269.2555 | 6185.652 | 6639.3065 | 5964.8955 | 5179.857 | 6438.735 | 0 | 0 | 0 | 0
QLD1 | OCGT / Diesel | 0.0049196 | 0.0048396 | 52.8019 | 2570.7488 | 480.885 | 850.6464 | 1177.3742 | 4066.3892 | 427.643 | 312.2629 | 2334.3582 | 16173.934 | 8820.8205 | 5191.8096 | 4986.736 | 12137.4463 | 57430.0507 | 42517.509 | 67964.3294 | 67210.4518 | 62719.566 | 83300.0101 | 78017.8892 | 70643.4057 | 107365.7692 | 157578.6677 | 136726.1306 | 128265.163 | 103326.683
QLD1 | Hydro | 0 | 0 | 0 | 0 | 0 | 0 | 0 | 0 | 0 | 0 | 0 | 0 | 0 | 0 | 0 | 0 | 0 | 0 | 0 | 0 | 0 | 0 | 0 | 0 | 0 | 0 | 0 | 0 | 0
QLD1 | Wind | 0 | 0 | 0 | 0 | 0 | 0 | 0 | 0 | 0 | 0 | 0 | 0 | 0 | 0 | 0 | 0 | 0 | 0 | 0 | 0 | 0 | 0 | 0 | 0 | 0 | 0 | 0 | 0 | 0
QLD1 | Solar PV | 0 | 0 | 0 | 0 | 0 | 0 | 0 | 0 | 0 | 0 | 0 | 0 | 0 | 0 | 0 | 0 | 0 | 0 | 0 | 0 | 0 | 0 | 0 | 0 | 0 | 0 | 0 | 0 | 0
QLD1 | Grid Battery | 0 | 0 | 0 | 0 | 0 | 0 | 0 | 0 | 0 | 0 | 0 | 0 | 0 | 0 | 0 | 0 | 0 | 0 | 0 | 0 | 0 | 0 | 0 | 0 | 0 | 0 | 0 | 0 | 0
QLD1 | Pumped Hydro | 0 | 0 | 0 | 0 | 0 | 0 | 0 | 0 | 0 | 0 | 0 | 0 | 0 | 0 | 0 | 0 | 0 | 0 | 0 | 0 | 0 | 0 | 0 | 0 | 0 | 0 | 0 | 0 | 0
QLD1 | VPP | 0 | 0 | 0 | 0 | 0 | 0 | 0 | 0 | 0 | 0 | 0 | 0 | 0 | 0 | 0 | 0 | 0 | 0 | 0 | 0 | 0 | 0 | 0 | 0 | 0 | 0 | 0 | 0 | 0
Total excluding storage |  | 905048.2441 | 806787.59 | 815892.3743 | 716495.6698 | 677771.4505 | 636565.3625 | 569078.879 | 558824.3863 | 492339.7017 | 463933.8543 | 456012.4309 | 537532.7625 | 532912.0097 | 473517.9698 | 444738.9477 | 380618.1778 | 387913.7792 | 350704.2568 | 330744.0148 | 324126.0045 | 311727.7703 | 319660.8651 | 275532.2683 | 236861.9236 | 216824.8179 | 228553.5914 | 202974.703 | 190478.9333 | 160010.2976
Region | Technology | 2021-22 | 2022-23 | 2023-24 | 2024-25 | 2025-26 | 2026-27 | 2027-28 | 2028-29 | 2029-30 | 2030-31 | 2031-32 | 2032-33 | 2033-34 | 2034-35 | 2035-36 | 2036-37 | 2037-38 | 2038-39 | 2039-40 | 2040-41 | 2041-42 | 2042-43 | 2043-44 | 2044-45 | 2045-46 | 2046-47 | 2047-48 | 2048-49 | 2049-50
VIC1 | Black Coal | 0 | 0 | 0 | 0 | 0 | 0 | 0 | 0 | 0 | 0 | 0 | 0 | 0 | 0 | 0 | 0 | 0 | 0 | 0 | 0 | 0 | 0 | 0 | 0 | 0 | 0 | 0 | 0 | 0
VIC1 | Brown Coal | 229247.0344 | 209017.7611 | 201256.104 | 146104.7638 | 144766.3565 | 133592.5164 | 123237.0094 | 115830.5 | 108253.1247 | 105214.039 | 97959.5237 | 92093.9031 | 89741.6404 | 83640.5445 | 84160.3918 | 75563.6524 | 64080.6849 | 64663.0599 | 54547.159 | 55216.5392 | 58301.1829 | 55038.0136 | 49895.8327 | 47032.9255 | 44271.3457 | 43445.5239 | 27751.1529 | 0 | 0
VIC1 | CCGT | 0.0014623 | 0.0014338 | 0.0014894 | 0.0016775 | 0.0016172 | 0.0015404 | 0.0015696 | 0.0016565 | 0.0015973 | 0.0015597 | 0.0016446 | 0.0025913 | 0.0024939 | 0.0024759 | 0.0023634 | 0.0022899 | 0.0037088 | 0.0035781 | 0.0047227 | 0.0044286 | 0.0046873 | 0.0046194 | 0.0044449 | 0.0040837 | 0.0041047 | 0.0039589 | 0.0039206 | 0.01066 | 0.0099387
VIC1 | Gas - Steam | 731.4183 | 241.5083 | 815.8665 | 1193.6821 | 292.7568 | 1045.992 | 705.9044 | 1567.6988 | 0.0006113 | 66.3149 | 0.00069689 | 3138.1922 | 1592.3245 | 5210.074 | 3887.044 | 3053.256 | 16969.626 | 13571.943 | 0 | 0 | 0 | 0 | 0 | 0 | 0 | 0 | 0 | 0 | 0
VIC1 | OCGT / Diesel | 696.9944 | 0.0042482 | 748.4091 | 195.5958 | 0.0053817 | 420.7633 | 384.5538 | 32.3956 | 0.0053076 | 0.0052232 | 0.0055085 | 3525.2381 | 2085.3041 | 1920.6367 | 2051.5638 | 888.5704 | 5552.3201 | 1655.3546 | 26826.7382 | 26921.0879 | 11833.1525 | 7042.629 | 25629.3281 | 8368.6991 | 8781.2836 | 6411.3197 | 5199.4034 | 78924.4685 | 79075.0206
VIC1 | Hydro | 0 | 0 | 0 | 0 | 0 | 0 | 0 | 0 | 0 | 0 | 0 | 0 | 0 | 0 | 0 | 0 | 0 | 0 | 0 | 0 | 0 | 0 | 0 | 0 | 0 | 0 | 0 | 0 | 0
VIC1 | Wind | 0 | 0 | 0 | 0 | 0 | 0 | 0 | 0 | 0 | 0 | 0 | 0 | 0 | 0 | 0 | 0 | 0 | 0 | 0 | 0 | 0 | 0 | 0 | 0 | 0 | 0 | 0 | 0 | 0
VIC1 | Solar PV | 0 | 0 | 0 | 0 | 0 | 0 | 0 | 0 | 0 | 0 | 0 | 0 | 0 | 0 | 0 | 0 | 0 | 0 | 0 | 0 | 0 | 0 | 0 | 0 | 0 | 0 | 0 | 0 | 0
VIC1 | Grid Battery | 0 | 0 | 0 | 0 | 0 | 0 | 0 | 0 | 0 | 0 | 0 | 0 | 0 | 0 | 0 | 0 | 0 | 0 | 0 | 0 | 0 | 0 | 0 | 0 | 0 | 0 | 0 | 0 | 0
VIC1 | Pumped Hydro | 0 | 0 | 0 | 0 | 0 | 0 | 0 | 0 | 0 | 0 | 0 | 0 | 0 | 0 | 0 | 0 | 0 | 0 | 0 | 0 | 0 | 0 | 0 | 0 | 0 | 0 | 0 | 0 | 0
VIC1 | VPP | 0 | 0 | 0 | 0 | 0 | 0 | 0 | 0 | 0 | 0 | 0 | 0 | 0 | 0 | 0 | 0 | 0 | 0 | 0 | 0 | 0 | 0 | 0 | 0 | 0 | 0 | 0 | 0 | 0
Total excluding storage |  | 230675.4486 | 209259.2751 | 202820.3811 | 147494.0433 | 145059.1202 | 135059.2732 | 124327.4693 | 117430.596 | 108253.1323 | 105280.3606 | 97959.5316 | 98757.336 | 93419.2715 | 90771.2576 | 90099.0019 | 79505.4811 | 86602.6347 | 79890.3611 | 81373.902 | 82137.6316 | 70134.3401 | 62080.6472 | 75525.1652 | 55401.6288 | 53052.6334 | 49856.8476 | 32950.5603 | 78924.4792 | 79075.0305
Region | Technology | 2021-22 | 2022-23 | 2023-24 | 2024-25 | 2025-26 | 2026-27 | 2027-28 | 2028-29 | 2029-30 | 2030-31 | 2031-32 | 2032-33 | 2033-34 | 2034-35 | 2035-36 | 2036-37 | 2037-38 | 2038-39 | 2039-40 | 2040-41 | 2041-42 | 2042-43 | 2043-44 | 2044-45 | 2045-46 | 2046-47 | 2047-48 | 2048-49 | 2049-50
SA1 | Black Coal | 0 | 0 | 0 | 0 | 0 | 0 | 0 | 0 | 0 | 0 | 0 | 0 | 0 | 0 | 0 | 0 | 0 | 0 | 0 | 0 | 0 | 0 | 0 | 0 | 0 | 0 | 0 | 0 | 0
SA1 | Brown Coal | 0 | 0 | 0 | 0 | 0 | 0 | 0 | 0 | 0 | 0 | 0 | 0 | 0 | 0 | 0 | 0 | 0 | 0 | 0 | 0 | 0 | 0 | 0 | 0 | 0 | 0 | 0 | 0 | 0
SA1 | CCGT | 93004.8776 | 87373.0195 | 39790.6498 | 30922.3317 | 29500.5797 | 28307.1996 | 27106.5936 | 26216.6097 | 24877.9216 | 23807.7156 | 22791.1757 | 48169.7867 | 46905.3386 | 57454.2546 | 39013.5585 | 38011.4664 | 0.0042334 | 0.0040457 | 0.0043241 | 0.0040438 | 0.0060667 | 0.0059965 | 0.0058013 | 0.0051449 | 0.0051645 | 0.0050061 | 0.0047966 | 0.0055612 | 0.0051386
SA1 | Gas - Steam | 82555.101 | 79815.925 | 72257.12 | 7791.9017 | 7467.9028 | 7057.4291 | 6733.7589 | 6559.9408 | 6241.4057 | 5898.5435 | 5682.9868 | 17313.1427 | 12903.2354 | 39503.7435 | 0 | 0 | 0 | 0 | 0 | 0 | 0 | 0 | 0 | 0 | 0 | 0 | 0 | 0 | 0
SA1 | OCGT / Diesel | 3762.2638 | 1825.8111 | 7164.4078 | 993.8018 | 287.7672 | 1140.1321 | 502.1033 | 1139.7014 | 0.010318 | 96.8537 | 65.9269 | 14280.8083 | 10120.6283 | 21362.7378 | 13048.7674 | 11333.5062 | 35594.9107 | 35093.5014 | 40418.6085 | 36735.1738 | 54910.4471 | 61261.2731 | 77369.6554 | 32030.8061 | 35540.4399 | 35878.8497 | 49880.4082 | 60077.3879 | 56115.2378
SA1 | Hydro | 0 | 0 | 0 | 0 | 0 | 0 | 0 | 0 | 0 | 0 | 0 | 0 | 0 | 0 | 0 | 0 | 0 | 0 | 0 | 0 | 0 | 0 | 0 | 0 | 0 | 0 | 0 | 0 | 0
SA1 | Wind | 0 | 0 | 0 | 0 | 0 | 0 | 0 | 0 | 0 | 0 | 0 | 0 | 0 | 0 | 0 | 0 | 0 | 0 | 0 | 0 | 0 | 0 | 0 | 0 | 0 | 0 | 0 | 0 | 0
SA1 | Solar PV | 0 | 0 | 0 | 0 | 0 | 0 | 0 | 0 | 0 | 0 | 0 | 0 | 0 | 0 | 0 | 0 | 0 | 0 | 0 | 0 | 0 | 0 | 0 | 0 | 0 | 0 | 0 | 0 | 0
SA1 | Grid Battery | 0 | 0 | 0 | 0 | 0 | 0 | 0 | 0 | 0 | 0 | 0 | 0 | 0 | 0 | 0 | 0 | 0 | 0 | 0 | 0 | 0 | 0 | 0 | 0 | 0 | 0 | 0 | 0 | 0
SA1 | Pumped Hydro | 0 | 0 | 0 | 0 | 0 | 0 | 0 | 0 | 0 | 0 | 0 | 0 | 0 | 0 | 0 | 0 | 0 | 0 | 0 | 0 | 0 | 0 | 0 | 0 | 0 | 0 | 0 | 0 | 0
SA1 | VPP | 0 | 0 | 0 | 0 | 0 | 0 | 0 | 0 | 0 | 0 | 0 | 0 | 0 | 0 | 0 | 0 | 0 | 0 | 0 | 0 | 0 | 0 | 0 | 0 | 0 | 0 | 0 | 0 | 0
Total excluding storage |  | 179322.2424 | 169014.7556 | 119212.1776 | 39708.0353 | 37256.2497 | 36504.7609 | 34342.4557 | 33916.2519 | 31119.3376 | 29803.1127 | 28540.0893 | 79763.7377 | 69929.2023 | 118320.7359 | 52062.3259 | 49344.9727 | 35594.9149 | 35093.5055 | 40418.6128 | 36735.1778 | 54910.4532 | 61261.2791 | 77369.6612 | 32030.8112 | 35540.4451 | 35878.8547 | 49880.413 | 60077.3934 | 56115.2429
Region | Technology | 2021-22 | 2022-23 | 2023-24 | 2024-25 | 2025-26 | 2026-27 | 2027-28 | 2028-29 | 2029-30 | 2030-31 | 2031-32 | 2032-33 | 2033-34 | 2034-35 | 2035-36 | 2036-37 | 2037-38 | 2038-39 | 2039-40 | 2040-41 | 2041-42 | 2042-43 | 2043-44 | 2044-45 | 2045-46 | 2046-47 | 2047-48 | 2048-49 | 2049-50
TAS1 | Black Coal | 0 | 0 | 0 | 0 | 0 | 0 | 0 | 0 | 0 | 0 | 0 | 0 | 0 | 0 | 0 | 0 | 0 | 0 | 0 | 0 | 0 | 0 | 0 | 0 | 0 | 0 | 0 | 0 | 0
TAS1 | Brown Coal | 0 | 0 | 0 | 0 | 0 | 0 | 0 | 0 | 0 | 0 | 0 | 0 | 0 | 0 | 0 | 0 | 0 | 0 | 0 | 0 | 0 | 0 | 0 | 0 | 0 | 0 | 0 | 0 | 0
TAS1 | CCGT | 0.0015202 | 0.0014755 | 0.0014791 | 0.00144 | 0.0013677 | 0.0013165 | 0.00131 | 0.0013089 | 0.0013173 | 0.0013071 | 0.0012648 | 0.0012621 | 0.0012588 | 0.0012491 | 0.0012504 | 0.0012446 | 0.0012486 | 0.0012445 | 0.0013075 | 0.001257 | 0.0012908 | 0.0012512 | 0.0012481 | 0.0012456 | 0.0012388 | 0.0012429 | 0.0012461 | 0.0012585 | 0.0012399
TAS1 | Gas - Steam | 0 | 0 | 0 | 0 | 0 | 0 | 0 | 0 | 0 | 0 | 0 | 0 | 0 | 0 | 0 | 0 | 0 | 0 | 0 | 0 | 0 | 0 | 0 | 0 | 0 | 0 | 0 | 0 | 0
TAS1 | OCGT / Diesel | 0.0018418 | 0.0017498 | 0.0018013 | 0.001781 | 0.0016691 | 0.0016743 | 0.0016698 | 0.0016723 | 0.0016907 | 0.0016849 | 0.0016127 | 0.0016232 | 0.0016143 | 0.0016069 | 0.0016063 | 0.0015947 | 0.001608 | 0.0015829 | 0.0016057 | 0.0012881 | 3.8275 | 0.0012766 | 0.0012775 | 0.0012689 | 0.0012518 | 0.001263 | 0.0012687 | 11.3959 | 0.0012567
TAS1 | Hydro | 0 | 0 | 0 | 0 | 0 | 0 | 0 | 0 | 0 | 0 | 0 | 0 | 0 | 0 | 0 | 0 | 0 | 0 | 0 | 0 | 0 | 0 | 0 | 0 | 0 | 0 | 0 | 0 | 0
TAS1 | Wind | 0 | 0 | 0 | 0 | 0 | 0 | 0 | 0 | 0 | 0 | 0 | 0 | 0 | 0 | 0 | 0 | 0 | 0 | 0 | 0 | 0 | 0 | 0 | 0 | 0 | 0 | 0 | 0 | 0
TAS1 | Solar PV | 0 | 0 | 0 | 0 | 0 | 0 | 0 | 0 | 0 | 0 | 0 | 0 | 0 | 0 | 0 | 0 | 0 | 0 | 0 | 0 | 0 | 0 | 0 | 0 | 0 | 0 | 0 | 0 | 0
TAS1 | Grid Battery | 0 | 0 | 0 | 0 | 0 | 0 | 0 | 0 | 0 | 0 | 0 | 0 | 0 | 0 | 0 | 0 | 0 | 0 | 0 | 0 | 0 | 0 | 0 | 0 | 0 | 0 | 0 | 0 | 0
TAS1 | Pumped Hydro | 0 | 0 | 0 | 0 | 0 | 0 | 0 | 0 | 0 | 0 | 0 | 0 | 0 | 0 | 0 | 0 | 0 | 0 | 0 | 0 | 0 | 0 | 0 | 0 | 0 | 0 | 0 | 0 | 0
TAS1 | VPP | 0 | 0 | 0 | 0 | 0 | 0 | 0 | 0 | 0 | 0 | 0 | 0 | 0 | 0 | 0 | 0 | 0 | 0 | 0 | 0 | 0 | 0 | 0 | 0 | 0 | 0 | 0 | 0 | 0
Total excluding storage |  | 0.0033621 | 0.0032253 | 0.0032804 | 0.0032209 | 0.0030368 | 0.0029908 | 0.0029798 | 0.0029812 | 0.003008 | 0.002992 | 0.0028775 | 0.0028853 | 0.0028732 | 0.0028559 | 0.0028567 | 0.0028393 | 0.0028567 | 0.0028275 | 0.0029132 | 0.0025452 | 3.8288 | 0.0025279 | 0.0025256 | 0.0025145 | 0.0024906 | 0.0025059 | 0.0025148 | 11.3972 | 0.0024965

## BaseCase_Build Cost
New generation build cost (CAPEX) by technology ($000s) - Base Case, High DER Scenario
CAPEX (Install) | Real June 2020 dollars discounted to 1 July 2020. The total capital costs are annualised for modelling purposes.
Explicitly modelled generation
Region | Technology | 2021-22 | 2022-23 | 2023-24 | 2024-25 | 2025-26 | 2026-27 | 2027-28 | 2028-29 | 2029-30 | 2030-31 | 2031-32 | 2032-33 | 2033-34 | 2034-35 | 2035-36 | 2036-37 | 2037-38 | 2038-39 | 2039-40 | 2040-41 | 2041-42 | 2042-43 | 2043-44 | 2044-45 | 2045-46 | 2046-47 | 2047-48 | 2048-49 | 2049-50
NEM | Black Coal | 0 | 0 | 0 | 0 | 0 | 0 | 0 | 0 | 0 | 0 | 0 | 0 | 0 | 0 | 0 | 0 | 0 | 0 | 0 | 0 | 0 | 0 | 0 | 0 | 0 | 0 | 0 | 0 | 0
NEM | Brown Coal | 0 | 0 | 0 | 0 | 0 | 0 | 0 | 0 | 0 | 0 | 0 | 0 | 0 | 0 | 0 | 0 | 0 | 0 | 0 | 0 | 0 | 0 | 0 | 0 | 0 | 0 | 0 | 0 | 0
NEM | CCGT | 0.0023075 | 0.0022321 | 0.0023297 | 0.0024195 | 0.0023087 | 0.0022029 | 0.0021443 | 0.0022321 | 0.0021421 | 0.0020615 | 0.0021489 | 0.0030453 | 0.0029654 | 0.0029474 | 0.0028298 | 0.0027936 | 0.0050131 | 0.0047943 | 0.0058817 | 0.0055966 | 0.0069743 | 0.0071529 | 0.006854 | 0.0065653 | 0.0063718 | 0.0053841 | 0.0051778 | 0.0070921 | 0.0067124
NEM | Gas - Steam | 0 | 0 | 0 | 0 | 0 | 0 | 0 | 0 | 0 | 0 | 0 | 0 | 0 | 0 | 0 | 0 | 0 | 0 | 0 | 0 | 0 | 0 | 0 | 0 | 0 | 0 | 0 | 0 | 0
NEM | OCGT / Diesel | 0.0065816 | 0.00644 | 0.0061615 | 0.0058629 | 0.0055943 | 0.0053381 | 0.0051072 | 0.0050078 | 0.0049623 | 0.0049658 | 0.0050249 | 0.0057501 | 0.0055742 | 0.005418 | 0.0053461 | 0.0053488 | 0.0086434 | 0.0082945 | 19346.5556 | 18408.8331 | 28713.687 | 28765.584 | 27521.509 | 70326.7384 | 77134.0442 | 102414.5037 | 97985.2062 | 115277.526 | 109997.6394
NEM | Hydro | 0 | 0 | 0 | 0 | 0 | 0 | 0 | 0 | 0 | 0 | 0 | 0 | 0 | 0 | 0 | 0 | 0 | 0 | 0 | 0 | 0 | 0 | 0 | 0 | 0 | 0 | 0 | 0 | 0
NEM | Wind | 0.075223 | 90911.1435 | 188682.0607 | 303347.9441 | 400513.4857 | 478101.0263 | 597431.68 | 684637.5996 | 986510.4859 | 951953.6553 | 920905.7989 | 935501.9456 | 934490.4315 | 916544.658 | 914099.1317 | 966713.7018 | 1214751.8621 | 1189529.0294 | 1165891.4582 | 1115708.5646 | 1167366.5712 | 1210496.3103 | 1190175.4349 | 1142382.4941 | 1143279.3637 | 1172025.8866 | 1135762.9104 | 1083724.5905 | 1062613.0794
NEM | Solar PV | 0.0077165 | 0.012001 | 0.013003 | 0.014476 | 0.01646 | 0.016434 | 0.021715 | 10383.5973 | 155608.254 | 148481.159 | 142059.5382 | 135173.9528 | 128982.7804 | 123075.1734 | 117752.3282 | 112044.9043 | 112956.6628 | 107783.0753 | 103121.594 | 98123.325 | 97870.4217 | 171468.0861 | 172163.7556 | 163819.0232 | 156315.8665 | 209117.4765 | 206255.9907 | 229053.674 | 232193.3794
NEM | Grid Battery | 0.01362 | 0.01326 | 0.012687 | 0.012072 | 0.011678 | 0.011733 | 0.01237 | 0.013558 | 0.026532 | 0.02586 | 0.025237 | 0.029322 | 0.029707 | 0.028633 | 0.028172 | 0.028526 | 0.052618 | 0.050356 | 0.053518 | 0.051023 | 0.24103 | 0.23033 | 0.22041 | 2880.1352 | 2748.2207 | 7047.3518 | 6742.5626 | 6415.7596 | 6121.9031
NEM | Pumped Hydro | 0 | 0 | 0.019663 | 0.020712 | 0.020236 | 0.020204 | 0.020154 | 0.020805 | 241735.9802 | 230664.104 | 220688.1751 | 209991.4858 | 200373.5607 | 191196.1459 | 182927.1557 | 174060.7259 | 244213.2378 | 233027.8989 | 222949.7536 | 212143.4371 | 216863.8495 | 262879.8218 | 251510.6027 | 239319.952 | 228358.7329 | 281122.0337 | 268963.8622 | 287395.1065 | 274231.974
NEM | VPP | 0 | 0 | 0 | 0 | 0 | 0 | 0 | 0 | 0 | 0 | 0 | 0 | 0 | 0 | 0 | 0 | 0 | 0 | 0 | 0 | 0 | 0 | 0 | 0 | 0 | 0 | 0 | 0 | 0
Total excluding storage |  | 0.091829 | 90911.1642 | 188682.0822 | 303347.9669 | 400513.51 | 478101.0503 | 597431.709 | 695021.2041 | 1142118.747 | 1100434.8213 | 1062965.3442 | 1070675.9072 | 1063473.2204 | 1039619.8398 | 1031851.468 | 1078758.6142 | 1327708.5385 | 1297312.1178 | 1288359.6137 | 1232240.7284 | 1293950.6869 | 1410729.9875 | 1389860.7064 | 1376528.2624 | 1376729.2808 | 1483557.8722 | 1440004.1125 | 1428055.7976 | 1404804.1049
Region | Technology | 2021-22 | 2022-23 | 2023-24 | 2024-25 | 2025-26 | 2026-27 | 2027-28 | 2028-29 | 2029-30 | 2030-31 | 2031-32 | 2032-33 | 2033-34 | 2034-35 | 2035-36 | 2036-37 | 2037-38 | 2038-39 | 2039-40 | 2040-41 | 2041-42 | 2042-43 | 2043-44 | 2044-45 | 2045-46 | 2046-47 | 2047-48 | 2048-49 | 2049-50
NSW1 | Black Coal | 0 | 0 | 0 | 0 | 0 | 0 | 0 | 0 | 0 | 0 | 0 | 0 | 0 | 0 | 0 | 0 | 0 | 0 | 0 | 0 | 0 | 0 | 0 | 0 | 0 | 0 | 0 | 0 | 0
NSW1 | Brown Coal | 0 | 0 | 0 | 0 | 0 | 0 | 0 | 0 | 0 | 0 | 0 | 0 | 0 | 0 | 0 | 0 | 0 | 0 | 0 | 0 | 0 | 0 | 0 | 0 | 0 | 0 | 0 | 0 | 0
NSW1 | CCGT | 0.00048139 | 0.00047361 | 0.00049073 | 0.0005206 | 0.00049676 | 0.00047401 | 0.00045351 | 0.00046567 | 0.00044434 | 0.00042399 | 0.00044314 | 0.00070072 | 0.00066863 | 0.00069844 | 0.00066824 | 0.00066048 | 0.0016153 | 0.0015413 | 0.0018545 | 0.0017646 | 0.0025607 | 0.0024528 | 0.0023467 | 0.002233 | 0.0021307 | 0.0018841 | 0.0018038 | 0.0022226 | 0.0021042
NSW1 | Gas - Steam | 0 | 0 | 0 | 0 | 0 | 0 | 0 | 0 | 0 | 0 | 0 | 0 | 0 | 0 | 0 | 0 | 0 | 0 | 0 | 0 | 0 | 0 | 0 | 0 | 0 | 0 | 0 | 0 | 0
NSW1 | OCGT / Diesel | 0.0013118 | 0.001299 | 0.0012429 | 0.0011826 | 0.0011284 | 0.0010768 | 0.0010302 | 0.0010009 | 0.00099078 | 0.00099125 | 0.0010024 | 0.0012139 | 0.0011583 | 0.0011213 | 0.0010957 | 0.001085 | 0.0021794 | 0.0020796 | 12238.5306 | 11645.3322 | 12326.9417 | 11762.3489 | 11253.6422 | 46799.4133 | 44655.9287 | 42610.6186 | 40767.7633 | 46457.1148 | 44329.308
NSW1 | Hydro | 0 | 0 | 0 | 0 | 0 | 0 | 0 | 0 | 0 | 0 | 0 | 0 | 0 | 0 | 0 | 0 | 0 | 0 | 0 | 0 | 0 | 0 | 0 | 0 | 0 | 0 | 0 | 0 | 0
NSW1 | Wind | 0.013493 | 90911.0836 | 173256.1823 | 246311.8553 | 314919.9239 | 379360.7224 | 438043.0487 | 471626.5313 | 720239.408 | 687251.3432 | 657528.5933 | 625658.3535 | 597002.2454 | 569658.6309 | 545021.617 | 518604.5615 | 500272.3165 | 481658.1331 | 471497.7428 | 448644.3709 | 498188.0572 | 492031.8731 | 470752.118 | 447934.8853 | 443278.7807 | 422975.9326 | 386889.4297 | 350625.8448 | 309358.4247
NSW1 | Solar PV | 0.0017106 | 0.0039535 | 0.0040338 | 0.0045685 | 0.0069823 | 0.0072712 | 0.010781 | 10383.5863 | 155608.2403 | 148481.1452 | 142059.5238 | 135173.9357 | 128982.763 | 123075.1555 | 117752.3109 | 112044.8871 | 111996.5797 | 106866.9653 | 102245.1045 | 97289.3109 | 92833.3119 | 126382.0277 | 125362.7229 | 119286.4243 | 113822.9239 | 139544.4086 | 133897.1066 | 134324.224 | 137973.2078
NSW1 | Grid Battery | 0.0043884 | 0.0043235 | 0.0041365 | 0.003936 | 0.0037558 | 0.0037901 | 0.0039581 | 0.0042174 | 0.014474 | 0.013935 | 0.013422 | 0.01377 | 0.013147 | 0.012558 | 0.01221 | 0.011993 | 0.012717 | 0.012145 | 0.013879 | 0.013224 | 0.017937 | 0.017086 | 0.016359 | 0.016251 | 0.015518 | 0.014753 | 0.014013 | 0.017448 | 0.012634
NSW1 | Pumped Hydro | 0 | 0 | 0.005399 | 0.0058146 | 0.0055483 | 0.0054799 | 0.0056002 | 0.0057817 | 241735.9655 | 230664.0893 | 220688.1598 | 209991.4633 | 200373.5337 | 191196.1198 | 182927.13 | 174060.7 | 166088.4558 | 158481.3509 | 151627.2361 | 144277.9034 | 137669.7577 | 131364.2726 | 125682.9342 | 119591.1151 | 114113.6594 | 108887.0796 | 104177.8513 | 99128.378 | 94588.1469
NSW1 | VPP | 0 | 0 | 0 | 0 | 0 | 0 | 0 | 0 | 0 | 0 | 0 | 0 | 0 | 0 | 0 | 0 | 0 | 0 | 0 | 0 | 0 | 0 | 0 | 0 | 0 | 0 | 0 | 0 | 0
Total excluding storage |  | 0.016996 | 90911.0893 | 173256.188 | 246311.8615 | 314919.9325 | 379360.7312 | 438043.061 | 482010.1191 | 875847.6497 | 835732.4899 | 799588.1185 | 760832.291 | 725985.0102 | 692733.7882 | 662773.9297 | 630649.4503 | 612268.9 | 588525.1021 | 585981.3797 | 557579.0157 | 603348.3133 | 630176.2522 | 607368.4854 | 614020.7251 | 601757.6354 | 605130.9617 | 561554.3014 | 531407.1859 | 491660.9427
Region | Technology | 2021-22 | 2022-23 | 2023-24 | 2024-25 | 2025-26 | 2026-27 | 2027-28 | 2028-29 | 2029-30 | 2030-31 | 2031-32 | 2032-33 | 2033-34 | 2034-35 | 2035-36 | 2036-37 | 2037-38 | 2038-39 | 2039-40 | 2040-41 | 2041-42 | 2042-43 | 2043-44 | 2044-45 | 2045-46 | 2046-47 | 2047-48 | 2048-49 | 2049-50
QLD1 | Black Coal | 0 | 0 | 0 | 0 | 0 | 0 | 0 | 0 | 0 | 0 | 0 | 0 | 0 | 0 | 0 | 0 | 0 | 0 | 0 | 0 | 0 | 0 | 0 | 0 | 0 | 0 | 0 | 0 | 0
QLD1 | Brown Coal | 0 | 0 | 0 | 0 | 0 | 0 | 0 | 0 | 0 | 0 | 0 | 0 | 0 | 0 | 0 | 0 | 0 | 0 | 0 | 0 | 0 | 0 | 0 | 0 | 0 | 0 | 0 | 0 | 0
QLD1 | CCGT | 0.00052924 | 0.00052106 | 0.00053198 | 0.00059492 | 0.00056767 | 0.00054167 | 0.00051824 | 0.00055592 | 0.00053046 | 0.00051535 | 0.00056092 | 0.00074127 | 0.00075666 | 0.000722 | 0.00069077 | 0.00071419 | 0.0012222 | 0.0011662 | 0.0015746 | 0.0014983 | 0.0015099 | 0.0019294 | 0.0018459 | 0.0017565 | 0.0017729 | 0.0015337 | 0.0014624 | 0.0013811 | 0.0012904
QLD1 | Gas - Steam | 0 | 0 | 0 | 0 | 0 | 0 | 0 | 0 | 0 | 0 | 0 | 0 | 0 | 0 | 0 | 0 | 0 | 0 | 0 | 0 | 0 | 0 | 0 | 0 | 0 | 0 | 0 | 0 | 0
QLD1 | OCGT / Diesel | 0.0013304 | 0.0013139 | 0.0012571 | 0.0011961 | 0.0011414 | 0.0010891 | 0.001042 | 0.0010398 | 0.0010209 | 0.0010232 | 0.0010496 | 0.0011577 | 0.0011546 | 0.0011252 | 0.0011179 | 0.0011588 | 0.0016082 | 0.0015346 | 7108.0155 | 6763.4918 | 6453.7136 | 7525.1513 | 7199.6981 | 6850.7306 | 16565.3345 | 44619.9349 | 42690.1792 | 44055.6415 | 42037.8258
QLD1 | Hydro | 0 | 0 | 0 | 0 | 0 | 0 | 0 | 0 | 0 | 0 | 0 | 0 | 0 | 0 | 0 | 0 | 0 | 0 | 0 | 0 | 0 | 0 | 0 | 0 | 0 | 0 | 0 | 0 | 0
QLD1 | Wind | 0.025689 | 0.025191 | 0.025144 | 27786.6676 | 43858.3561 | 45760.4208 | 96173.1238 | 141002.6967 | 186300.829 | 177767.9665 | 170079.7271 | 161836.0075 | 154955.8401 | 164202.2597 | 157100.7204 | 195087.316 | 302568.4165 | 288710.321 | 276223.9653 | 262835.4616 | 272265.8033 | 315568.65 | 301920.7061 | 295710.4544 | 296655.3537 | 307259.2003 | 293970.6289 | 279721.9487 | 303414.7293
QLD1 | Solar PV | 0.0025477 | 0.0035625 | 0.0038151 | 0.0040637 | 0.0038776 | 0.0037622 | 0.0050983 | 0.0048937 | 0.0075538 | 0.0072078 | 0.0068961 | 0.0065618 | 0.0062812 | 0.0059935 | 0.0057374 | 0.0054776 | 960.0646 | 916.0922 | 876.4724 | 833.9973 | 5037.0938 | 45086.0403 | 43136.1262 | 41045.3294 | 39165.3908 | 66397.9077 | 63526.282 | 60447.1795 | 57678.6063
QLD1 | Grid Battery | 0.002279 | 0.0021746 | 0.0020806 | 0.0019798 | 0.001937 | 0.0018585 | 0.0021864 | 0.0026391 | 0.003216 | 0.0031784 | 0.003169 | 0.0044891 | 0.0059532 | 0.0056999 | 0.0054729 | 0.005233 | 0.023695 | 0.022617 | 0.02165 | 0.020618 | 0.063394 | 0.060868 | 0.058239 | 1213.0333 | 1157.4745 | 5529.4642 | 5290.3217 | 5033.901 | 4803.3404
QLD1 | Pumped Hydro | 0 | 0 | 0.0027188 | 0.0031721 | 0.0030722 | 0.0030878 | 0.0031152 | 0.0034418 | 0.0033112 | 0.0033311 | 0.0035508 | 0.0072149 | 0.012215 | 0.011669 | 0.011208 | 0.010699 | 78124.7476 | 74546.5149 | 71322.4726 | 67865.4909 | 73007.6173 | 125612.4246 | 120179.8464 | 114354.7605 | 109117.1379 | 167341.8855 | 160104.561 | 152344.3345 | 145366.7335
QLD1 | VPP | 0 | 0 | 0 | 0 | 0 | 0 | 0 | 0 | 0 | 0 | 0 | 0 | 0 | 0 | 0 | 0 | 0 | 0 | 0 | 0 | 0 | 0 | 0 | 0 | 0 | 0 | 0 | 0 | 0
Total excluding storage |  | 0.030096 | 0.030589 | 0.030748 | 27786.6735 | 43858.3617 | 45760.4262 | 96173.1305 | 141002.7032 | 186300.8381 | 177767.9752 | 170079.7357 | 161836.0159 | 154955.8483 | 164202.2676 | 157100.7279 | 195087.3233 | 303528.4839 | 289626.4159 | 284208.4548 | 270432.9523 | 283756.6121 | 368179.8435 | 352256.5322 | 343606.5161 | 352386.0807 | 418277.0444 | 400187.0916 | 384224.771 | 403131.1627
Region | Technology | 2021-22 | 2022-23 | 2023-24 | 2024-25 | 2025-26 | 2026-27 | 2027-28 | 2028-29 | 2029-30 | 2030-31 | 2031-32 | 2032-33 | 2033-34 | 2034-35 | 2035-36 | 2036-37 | 2037-38 | 2038-39 | 2039-40 | 2040-41 | 2041-42 | 2042-43 | 2043-44 | 2044-45 | 2045-46 | 2046-47 | 2047-48 | 2048-49 | 2049-50
VIC1 | Black Coal | 0 | 0 | 0 | 0 | 0 | 0 | 0 | 0 | 0 | 0 | 0 | 0 | 0 | 0 | 0 | 0 | 0 | 0 | 0 | 0 | 0 | 0 | 0 | 0 | 0 | 0 | 0 | 0 | 0
VIC1 | Brown Coal | 0 | 0 | 0 | 0 | 0 | 0 | 0 | 0 | 0 | 0 | 0 | 0 | 0 | 0 | 0 | 0 | 0 | 0 | 0 | 0 | 0 | 0 | 0 | 0 | 0 | 0 | 0 | 0 | 0
VIC1 | CCGT | 0.00045139 | 0.00043071 | 0.00042971 | 0.00046923 | 0.00044774 | 0.00042723 | 0.00043502 | 0.00045061 | 0.00042997 | 0.00041027 | 0.00042395 | 0.00064145 | 0.00061207 | 0.00059252 | 0.00056689 | 0.00053942 | 0.00085749 | 0.00081822 | 0.0010903 | 0.0010375 | 0.0010909 | 0.0010409 | 0.00099592 | 0.00097895 | 0.00093412 | 0.00075164 | 0.00073769 | 0.0021675 | 0.0020496
VIC1 | Gas - Steam | 0 | 0 | 0 | 0 | 0 | 0 | 0 | 0 | 0 | 0 | 0 | 0 | 0 | 0 | 0 | 0 | 0 | 0 | 0 | 0 | 0 | 0 | 0 | 0 | 0 | 0 | 0 | 0 | 0
VIC1 | OCGT / Diesel | 0.0013189 | 0.0012832 | 0.0012277 | 0.0011682 | 0.0011147 | 0.0010636 | 0.0010176 | 0.00099916 | 0.00099184 | 0.00099074 | 0.00099987 | 0.0011834 | 0.0011292 | 0.0010832 | 0.0010522 | 0.0010344 | 0.0015652 | 0.0014935 | 0.002282 | 0.0021714 | 0.0033821 | 0.0032272 | 0.0030982 | 0.013718 | 0.01309 | 0.012082 | 0.011554 | 10941.6497 | 10440.5055
VIC1 | Hydro | 0 | 0 | 0 | 0 | 0 | 0 | 0 | 0 | 0 | 0 | 0 | 0 | 0 | 0 | 0 | 0 | 0 | 0 | 0 | 0 | 0 | 0 | 0 | 0 | 0 | 0 | 0 | 0 | 0
VIC1 | Wind | 0.0091105 | 0.0089019 | 0.0089813 | 0.010488 | 0.010007 | 0.0095489 | 0.0098347 | 0.010691 | 0.010288 | 0.010063 | 0.010756 | 13324.4339 | 44959.6722 | 42900.4972 | 41901.2677 | 70655.088 | 183970.5658 | 175544.4534 | 167953.9467 | 159813.2666 | 163691.8399 | 180356.7873 | 204588.1314 | 194671.7979 | 198883.5552 | 242960.127 | 264671.3946 | 263466.4697 | 273137.299
VIC1 | Solar PV | 0.00072301 | 0.00080653 | 0.00083007 | 0.0013896 | 0.0013259 | 0.0012652 | 0.0013957 | 0.0014441 | 0.001443 | 0.0015146 | 0.0016553 | 0.0025106 | 0.002657 | 0.0027702 | 0.0026802 | 0.0028508 | 0.0059815 | 0.0057207 | 0.0054927 | 0.0052391 | 0.0050301 | 0.0067088 | 0.0065374 | 0.0062205 | 0.010191 | 0.025787 | 5794.7887 | 31391.6989 | 29953.9113
VIC1 | Grid Battery | 0.0022793 | 0.0022581 | 0.0021605 | 0.0020557 | 0.002007 | 0.0020617 | 0.0020783 | 0.0022195 | 0.0029634 | 0.0029455 | 0.0029073 | 0.0039841 | 0.0038089 | 0.0036489 | 0.0036688 | 0.0039607 | 0.005605 | 0.0053634 | 0.0064229 | 0.0061284 | 0.01317 | 0.01255 | 0.012011 | 0.011456 | 0.010924 | 0.010386 | 0.0099119 | 0.012556 | 0.011677
VIC1 | Pumped Hydro | 0 | 0 | 0.0030307 | 0.0034168 | 0.0032871 | 0.0033708 | 0.003225 | 0.0032786 | 0.0031815 | 0.0031211 | 0.0032776 | 0.0056673 | 0.0054201 | 0.0051718 | 0.0049921 | 0.0054818 | 0.022386 | 0.021387 | 0.03219 | 0.03063 | 6186.4593 | 5903.1101 | 5647.808 | 5374.0603 | 5127.9202 | 4893.0536 | 4681.4353 | 35922.3794 | 34277.0795
VIC1 | VPP | 0 | 0 | 0 | 0 | 0 | 0 | 0 | 0 | 0 | 0 | 0 | 0 | 0 | 0 | 0 | 0 | 0 | 0 | 0 | 0 | 0 | 0 | 0 | 0 | 0 | 0 | 0 | 0 | 0
Total excluding storage |  | 0.011604 | 0.011422 | 0.011469 | 0.013515 | 0.012896 | 0.012305 | 0.012683 | 0.013585 | 0.013153 | 0.012978 | 0.013835 | 13324.4383 | 44959.6766 | 42900.5016 | 41901.272 | 70655.0924 | 183970.5742 | 175544.4614 | 167953.9555 | 159813.2751 | 163691.8494 | 180356.7983 | 204588.142 | 194671.8188 | 198883.5794 | 242960.1657 | 270466.1956 | 305799.8204 | 313531.7178
Region | Technology | 2021-22 | 2022-23 | 2023-24 | 2024-25 | 2025-26 | 2026-27 | 2027-28 | 2028-29 | 2029-30 | 2030-31 | 2031-32 | 2032-33 | 2033-34 | 2034-35 | 2035-36 | 2036-37 | 2037-38 | 2038-39 | 2039-40 | 2040-41 | 2041-42 | 2042-43 | 2043-44 | 2044-45 | 2045-46 | 2046-47 | 2047-48 | 2048-49 | 2049-50
SA1 | Black Coal | 0 | 0 | 0 | 0 | 0 | 0 | 0 | 0 | 0 | 0 | 0 | 0 | 0 | 0 | 0 | 0 | 0 | 0 | 0 | 0 | 0 | 0 | 0 | 0 | 0 | 0 | 0 | 0 | 0
SA1 | Brown Coal | 0 | 0 | 0 | 0 | 0 | 0 | 0 | 0 | 0 | 0 | 0 | 0 | 0 | 0 | 0 | 0 | 0 | 0 | 0 | 0 | 0 | 0 | 0 | 0 | 0 | 0 | 0 | 0 | 0
SA1 | CCGT | 0.00044309 | 0.0004228 | 0.00050991 | 0.0004852 | 0.00046298 | 0.00044177 | 0.00042267 | 0.00044797 | 0.00042745 | 0.00041627 | 0.00043801 | 0.00068289 | 0.00065162 | 0.00066232 | 0.00063367 | 0.00061226 | 0.0010509 | 0.0010028 | 0.001081 | 0.0010286 | 0.0015371 | 0.0014667 | 0.0014033 | 0.0013353 | 0.0012741 | 0.0010786 | 0.001032 | 0.0011705 | 0.0011169
SA1 | Gas - Steam | 0 | 0 | 0 | 0 | 0 | 0 | 0 | 0 | 0 | 0 | 0 | 0 | 0 | 0 | 0 | 0 | 0 | 0 | 0 | 0 | 0 | 0 | 0 | 0 | 0 | 0 | 0 | 0 | 0
SA1 | OCGT / Diesel | 0.0013215 | 0.0012936 | 0.0012376 | 0.0011776 | 0.0011237 | 0.0010722 | 0.0010259 | 0.0010036 | 0.00099538 | 0.00099647 | 0.001008 | 0.0012187 | 0.0011628 | 0.0011224 | 0.0011112 | 0.0011029 | 0.0023212 | 0.0022148 | 0.0059931 | 0.0057026 | 9933.0273 | 9478.0794 | 9068.1645 | 16676.5798 | 15912.767 | 15183.9376 | 14527.2515 | 13823.1194 | 13189.9994
SA1 | Hydro | 0 | 0 | 0 | 0 | 0 | 0 | 0 | 0 | 0 | 0 | 0 | 0 | 0 | 0 | 0 | 0 | 0 | 0 | 0 | 0 | 0 | 0 | 0 | 0 | 0 | 0 | 0 | 0 | 0
SA1 | Wind | 0.016721 | 0.016058 | 0.018903 | 0.018229 | 0.017394 | 0.016597 | 0.01641 | 0.018202 | 0.017408 | 0.017155 | 0.018338 | 36312.3801 | 34649.2255 | 33062.2387 | 59918.3815 | 69970.2635 | 113505.3219 | 127599.3876 | 132501.6442 | 126079.3245 | 120304.7058 | 114794.5676 | 109829.8575 | 105977.2194 | 110866.1234 | 109521.8983 | 104785.2181 | 113366.2844 | 108173.9354
SA1 | Solar PV | 0.0024226 | 0.003255 | 0.0037469 | 0.0038294 | 0.003654 | 0.0034866 | 0.0037329 | 0.0039235 | 0.0038896 | 0.0040604 | 0.0045931 | 0.0068728 | 0.0073151 | 0.0080817 | 0.0077376 | 0.0078149 | 0.011283 | 0.010786 | 0.010327 | 0.0098441 | 0.009399 | 0.0097783 | 3664.8986 | 3487.2619 | 3327.5402 | 3175.1331 | 3037.8124 | 2890.5705 | 6587.653
SA1 | Grid Battery | 0.0024409 | 0.0023739 | 0.0022712 | 0.0021611 | 0.0020621 | 0.0021314 | 0.0021874 | 0.0023552 | 0.0031909 | 0.003097 | 0.003042 | 0.004267 | 0.0040821 | 0.0039162 | 0.0040119 | 0.0044917 | 0.0077176 | 0.0073831 | 0.008049 | 0.0076836 | 0.14355 | 0.13697 | 0.13106 | 1667.0715 | 1590.7171 | 1517.8598 | 1452.2142 | 1381.8257 | 1318.5357
SA1 | Pumped Hydro | 0 | 0 | 0.0034589 | 0.0032913 | 0.0031405 | 0.003062 | 0.0029904 | 0.0030507 | 0.0029719 | 0.0029867 | 0.0030624 | 0.0040664 | 0.003901 | 0.0037223 | 0.0038868 | 0.004151 | 0.0062792 | 0.0060142 | 0.0057912 | 0.0055236 | 0.0086914 | 0.008316 | 0.0079564 | 0.010068 | 0.0096163 | 0.0091758 | 0.0087902 | 0.0083866 | 0.0080097
SA1 | VPP | 0 | 0 | 0 | 0 | 0 | 0 | 0 | 0 | 0 | 0 | 0 | 0 | 0 | 0 | 0 | 0 | 0 | 0 | 0 | 0 | 0 | 0 | 0 | 0 | 0 | 0 | 0 | 0 | 0
Total excluding storage |  | 0.020908 | 0.02103 | 0.024398 | 0.023721 | 0.022634 | 0.021598 | 0.021591 | 0.023577 | 0.02272 | 0.022628 | 0.024377 | 36312.3888 | 34649.2346 | 33062.2485 | 59918.3909 | 69970.273 | 113505.3366 | 127599.4016 | 132501.6616 | 126079.3411 | 130237.744 | 124272.6583 | 122562.922 | 126141.0625 | 130106.4319 | 127880.97 | 122350.283 | 130079.9755 | 127951.5889
Region | Technology | 2021-22 | 2022-23 | 2023-24 | 2024-25 | 2025-26 | 2026-27 | 2027-28 | 2028-29 | 2029-30 | 2030-31 | 2031-32 | 2032-33 | 2033-34 | 2034-35 | 2035-36 | 2036-37 | 2037-38 | 2038-39 | 2039-40 | 2040-41 | 2041-42 | 2042-43 | 2043-44 | 2044-45 | 2045-46 | 2046-47 | 2047-48 | 2048-49 | 2049-50
TAS1 | Black Coal | 0 | 0 | 0 | 0 | 0 | 0 | 0 | 0 | 0 | 0 | 0 | 0 | 0 | 0 | 0 | 0 | 0 | 0 | 0 | 0 | 0 | 0 | 0 | 0 | 0 | 0 | 0 | 0 | 0
TAS1 | Brown Coal | 0 | 0 | 0 | 0 | 0 | 0 | 0 | 0 | 0 | 0 | 0 | 0 | 0 | 0 | 0 | 0 | 0 | 0 | 0 | 0 | 0 | 0 | 0 | 0 | 0 | 0 | 0 | 0 | 0
TAS1 | CCGT | 0.00040237 | 0.00038394 | 0.00036733 | 0.00034953 | 0.00033352 | 0.00031824 | 0.00031488 | 0.00031194 | 0.00030985 | 0.00029566 | 0.00028287 | 0.00027893 | 0.00027645 | 0.00027216 | 0.00027018 | 0.0002672 | 0.00026718 | 0.00026583 | 0.00028129 | 0.00026766 | 0.00027569 | 0.00026306 | 0.00026216 | 0.00026168 | 0.00025999 | 0.00013602 | 0.00014202 | 0.00015032 | 0.00015131
TAS1 | Gas - Steam | 0 | 0 | 0 | 0 | 0 | 0 | 0 | 0 | 0 | 0 | 0 | 0 | 0 | 0 | 0 | 0 | 0 | 0 | 0 | 0 | 0 | 0 | 0 | 0 | 0 | 0 | 0 | 0 | 0
TAS1 | OCGT / Diesel | 0.001299 | 0.0012503 | 0.0011963 | 0.0011383 | 0.0010861 | 0.0010364 | 0.00099157 | 0.00096436 | 0.00096335 | 0.00096413 | 0.00096503 | 0.0009764 | 0.00096913 | 0.00096583 | 0.00096912 | 0.00096764 | 0.00096946 | 0.00097201 | 0.0012476 | 0.0011871 | 0.0011454 | 0.0010929 | 0.0010501 | 0.0010149 | 0.00098465 | 0.00057493 | 0.00059328 | 0.00066496 | 0.00064497
TAS1 | Hydro | 0 | 0 | 0 | 0 | 0 | 0 | 0 | 0 | 0 | 0 | 0 | 0 | 0 | 0 | 0 | 0 | 0 | 0 | 0 | 0 | 0 | 0 | 0 | 0 | 0 | 0 | 0 | 0 | 0
TAS1 | Wind | 0.010211 | 0.0097429 | 15425.8254 | 29249.3925 | 41735.1783 | 52979.857 | 63215.4813 | 72008.3427 | 79970.2212 | 86934.3183 | 93297.4494 | 98370.7707 | 102923.4483 | 106721.0315 | 110157.1451 | 112396.4728 | 114435.2414 | 116016.7344 | 117714.1592 | 118336.141 | 112916.165 | 107744.4322 | 103084.622 | 98088.1372 | 93595.5507 | 89308.7284 | 85446.2391 | 76544.043 | 68528.691
TAS1 | Solar PV | 0.00031257 | 0.00042354 | 0.0005768 | 0.00062505 | 0.00062057 | 0.00064857 | 0.00070691 | 0.00072365 | 0.00082562 | 0.0010026 | 0.0012178 | 0.0011899 | 0.0011654 | 0.001112 | 0.0010807 | 0.0010565 | 0.0011773 | 0.0012637 | 0.0012778 | 0.0017242 | 0.0016452 | 0.0015698 | 0.0015019 | 0.0014292 | 0.0013637 | 0.0012045 | 0.0011135 | 0.0010066 | 0.00093692
TAS1 | Grid Battery | 0.0022323 | 0.0021301 | 0.0020379 | 0.0019392 | 0.0019164 | 0.0018914 | 0.0019594 | 0.0021269 | 0.0026881 | 0.0027048 | 0.0026969 | 0.0028114 | 0.0027164 | 0.0028102 | 0.0028089 | 0.0028485 | 0.0028837 | 0.0028482 | 0.0035163 | 0.0033694 | 0.0029808 | 0.0028521 | 0.002747 | 0.002772 | 0.0027003 | 0.0027402 | 0.0027495 | 0.0029251 | 0.0027249
TAS1 | Pumped Hydro | 0 | 0 | 0.0050558 | 0.0050171 | 0.0051879 | 0.0052036 | 0.0052232 | 0.0052526 | 0.0053076 | 0.0053401 | 0.0054606 | 0.0055398 | 0.0055066 | 0.0055239 | 0.0056029 | 0.00565 | 0.0057144 | 0.0056971 | 0.0069342 | 0.0066352 | 0.0065298 | 0.0062724 | 0.0060789 | 0.0059669 | 0.0058555 | 0.005823 | 0.0058472 | 0.0061377 | 0.0059355
TAS1 | VPP | 0 | 0 | 0 | 0 | 0 | 0 | 0 | 0 | 0 | 0 | 0 | 0 | 0 | 0 | 0 | 0 | 0 | 0 | 0 | 0 | 0 | 0 | 0 | 0 | 0 | 0 | 0 | 0 | 0
Total excluding storage |  | 0.012224 | 0.011801 | 15425.8276 | 29249.3946 | 41735.1803 | 52979.859 | 63215.4833 | 72008.3447 | 79970.2233 | 86934.3206 | 93297.4518 | 98370.7731 | 102923.4507 | 106721.0339 | 110157.1475 | 112396.4751 | 114435.2438 | 116016.7369 | 117714.162 | 118336.1442 | 112916.1681 | 107744.4352 | 103084.6248 | 98088.1399 | 93595.5534 | 89308.7303 | 85446.2409 | 76544.0448 | 68528.6927

## BaseCase_REHAB Cost
Rehabilition cost by technology ($000s) - Base Case, High DER Scenario
REHAB | Real June 2020 dollars discounted to 1 July 2020
Explicitly modelled generation
Region | Technology | 2021-22 | 2022-23 | 2023-24 | 2024-25 | 2025-26 | 2026-27 | 2027-28 | 2028-29 | 2029-30 | 2030-31 | 2031-32 | 2032-33 | 2033-34 | 2034-35 | 2035-36 | 2036-37 | 2037-38 | 2038-39 | 2039-40 | 2040-41 | 2041-42 | 2042-43 | 2043-44 | 2044-45 | 2045-46 | 2046-47 | 2047-48 | 2048-49 | 2049-50
NEM | Black Coal | 0 | 0 | 0 | 125780.3293 | 84281.8915 | 11629.3017 | 237.9861 | 0 | 22469.3712 | 1.4386e-06 | 0 | 0 | 0 | 0 | 0 | 0 | 0 | 0 | 0 | 0 | 0 | 0 | 0 | 0 | 0 | 0 | 0 | 0 | 0
NEM | Brown Coal | 0 | 0 | 0 | 39903.0983 | 818.4642 | 3677.468 | 0 | 0 | 3.2272e-06 | 51.8605 | 0 | 0 | 0 | 0 | 0 | 0 | 0 | 0 | 0 | 0 | 0 | 0 | 0 | 0 | 0 | 0 | 0 | 0 | 0
NEM | CCGT | 0 | 0 | 0 | 0 | 0 | 0 | 0 | 0 | 0 | 0 | 0 | 0 | 0 | 0 | 0 | 0 | 0 | 0 | 0 | 0 | 0 | 0 | 0 | 0 | 0 | 0 | 0 | 0 | 0
NEM | Gas - Steam | 0 | 0 | 0 | 0 | 0 | 0 | 0 | 0 | 0 | 0 | 0 | 0 | 0 | 0 | 0 | 0 | 0 | 0 | 0 | 0 | 0 | 0 | 0 | 0 | 0 | 0 | 0 | 0 | 0
NEM | OCGT / Diesel | 0 | 0 | 0 | 0 | 0 | 0 | 0 | 0 | 0 | 0 | 0 | 0 | 0 | 0 | 0 | 0 | 0 | 0 | 0 | 0 | 0 | 0 | 0 | 0 | 0 | 0 | 0 | 0 | 0
NEM | Hydro | 0 | 0 | 0 | 0 | 0 | 0 | 0 | 0 | 0 | 0 | 0 | 0 | 0 | 0 | 0 | 0 | 0 | 0 | 0 | 0 | 0 | 0 | 0 | 0 | 0 | 0 | 0 | 0 | 0
NEM | Wind | 0 | 0 | 0 | 0 | 0 | 0 | 0 | 0 | 0 | 0 | 0 | 0 | 0 | 0 | 0 | 0 | 0 | 0 | 0 | 0 | 0 | 0 | 0 | 0 | 0 | 0 | 0 | 0 | 0
NEM | Solar PV | 0 | 0 | 0 | 0 | 0 | 0 | 0 | 0 | 0 | 0 | 0 | 0 | 0 | 0 | 0 | 0 | 0 | 0 | 0 | 0 | 0 | 0 | 0 | 0 | 0 | 0 | 0 | 0 | 0
NEM | Grid Battery | 0 | 0 | 0 | 0 | 0 | 0 | 0 | 0 | 0 | 0 | 0 | 0 | 0 | 0 | 0 | 0 | 0 | 0 | 0 | 0 | 0 | 0 | 0 | 0 | 0 | 0 | 0 | 0 | 0
NEM | Pumped Hydro | 0 | 0 | 0 | 0 | 0 | 0 | 0 | 0 | 0 | 0 | 0 | 0 | 0 | 0 | 0 | 0 | 0 | 0 | 0 | 0 | 0 | 0 | 0 | 0 | 0 | 0 | 0 | 0 | 0
NEM | VPP | 0 | 0 | 0 | 0 | 0 | 0 | 0 | 0 | 0 | 0 | 0 | 0 | 0 | 0 | 0 | 0 | 0 | 0 | 0 | 0 | 0 | 0 | 0 | 0 | 0 | 0 | 0 | 0 | 0
Total excluding storage |  | 0 | 0 | 0 | 165683.4275 | 85100.3557 | 15306.7697 | 237.9861 | 0 | 22469.3712 | 51.8605 | 0 | 0 | 0 | 0 | 0 | 0 | 0 | 0 | 0 | 0 | 0 | 0 | 0 | 0 | 0 | 0 | 0 | 0 | 0
Region | Technology | 2021-22 | 2022-23 | 2023-24 | 2024-25 | 2025-26 | 2026-27 | 2027-28 | 2028-29 | 2029-30 | 2030-31 | 2031-32 | 2032-33 | 2033-34 | 2034-35 | 2035-36 | 2036-37 | 2037-38 | 2038-39 | 2039-40 | 2040-41 | 2041-42 | 2042-43 | 2043-44 | 2044-45 | 2045-46 | 2046-47 | 2047-48 | 2048-49 | 2049-50
NSW1 | Black Coal | 0 | 0 | 0 | 34561.6655 | 84281.843 | 9327.388 | 237.986 | 0 | 22469.3712 | 1.4386e-06 | 0 | 0 | 0 | 0 | 0 | 0 | 0 | 0 | 0 | 0 | 0 | 0 | 0 | 0 | 0 | 0 | 0 | 0 | 0
NSW1 | Brown Coal | 0 | 0 | 0 | 0 | 0 | 0 | 0 | 0 | 0 | 0 | 0 | 0 | 0 | 0 | 0 | 0 | 0 | 0 | 0 | 0 | 0 | 0 | 0 | 0 | 0 | 0 | 0 | 0 | 0
NSW1 | CCGT | 0 | 0 | 0 | 0 | 0 | 0 | 0 | 0 | 0 | 0 | 0 | 0 | 0 | 0 | 0 | 0 | 0 | 0 | 0 | 0 | 0 | 0 | 0 | 0 | 0 | 0 | 0 | 0 | 0
NSW1 | Gas - Steam | 0 | 0 | 0 | 0 | 0 | 0 | 0 | 0 | 0 | 0 | 0 | 0 | 0 | 0 | 0 | 0 | 0 | 0 | 0 | 0 | 0 | 0 | 0 | 0 | 0 | 0 | 0 | 0 | 0
NSW1 | OCGT / Diesel | 0 | 0 | 0 | 0 | 0 | 0 | 0 | 0 | 0 | 0 | 0 | 0 | 0 | 0 | 0 | 0 | 0 | 0 | 0 | 0 | 0 | 0 | 0 | 0 | 0 | 0 | 0 | 0 | 0
NSW1 | Hydro | 0 | 0 | 0 | 0 | 0 | 0 | 0 | 0 | 0 | 0 | 0 | 0 | 0 | 0 | 0 | 0 | 0 | 0 | 0 | 0 | 0 | 0 | 0 | 0 | 0 | 0 | 0 | 0 | 0
NSW1 | Wind | 0 | 0 | 0 | 0 | 0 | 0 | 0 | 0 | 0 | 0 | 0 | 0 | 0 | 0 | 0 | 0 | 0 | 0 | 0 | 0 | 0 | 0 | 0 | 0 | 0 | 0 | 0 | 0 | 0
NSW1 | Solar PV | 0 | 0 | 0 | 0 | 0 | 0 | 0 | 0 | 0 | 0 | 0 | 0 | 0 | 0 | 0 | 0 | 0 | 0 | 0 | 0 | 0 | 0 | 0 | 0 | 0 | 0 | 0 | 0 | 0
NSW1 | Grid Battery | 0 | 0 | 0 | 0 | 0 | 0 | 0 | 0 | 0 | 0 | 0 | 0 | 0 | 0 | 0 | 0 | 0 | 0 | 0 | 0 | 0 | 0 | 0 | 0 | 0 | 0 | 0 | 0 | 0
NSW1 | Pumped Hydro | 0 | 0 | 0 | 0 | 0 | 0 | 0 | 0 | 0 | 0 | 0 | 0 | 0 | 0 | 0 | 0 | 0 | 0 | 0 | 0 | 0 | 0 | 0 | 0 | 0 | 0 | 0 | 0 | 0
NSW1 | VPP | 0 | 0 | 0 | 0 | 0 | 0 | 0 | 0 | 0 | 0 | 0 | 0 | 0 | 0 | 0 | 0 | 0 | 0 | 0 | 0 | 0 | 0 | 0 | 0 | 0 | 0 | 0 | 0 | 0
Total excluding storage |  | 0 | 0 | 0 | 34561.6655 | 84281.843 | 9327.388 | 237.986 | 0 | 22469.3712 | 1.4386e-06 | 0 | 0 | 0 | 0 | 0 | 0 | 0 | 0 | 0 | 0 | 0 | 0 | 0 | 0 | 0 | 0 | 0 | 0 | 0
Region | Technology | 2021-22 | 2022-23 | 2023-24 | 2024-25 | 2025-26 | 2026-27 | 2027-28 | 2028-29 | 2029-30 | 2030-31 | 2031-32 | 2032-33 | 2033-34 | 2034-35 | 2035-36 | 2036-37 | 2037-38 | 2038-39 | 2039-40 | 2040-41 | 2041-42 | 2042-43 | 2043-44 | 2044-45 | 2045-46 | 2046-47 | 2047-48 | 2048-49 | 2049-50
QLD1 | Black Coal | 0 | 0 | 0 | 91218.6638 | 0.048499 | 2301.9136 | 4.6869e-05 | 0 | 0 | 0 | 0 | 0 | 0 | 0 | 0 | 0 | 0 | 0 | 0 | 0 | 0 | 0 | 0 | 0 | 0 | 0 | 0 | 0 | 0
QLD1 | Brown Coal | 0 | 0 | 0 | 0 | 0 | 0 | 0 | 0 | 0 | 0 | 0 | 0 | 0 | 0 | 0 | 0 | 0 | 0 | 0 | 0 | 0 | 0 | 0 | 0 | 0 | 0 | 0 | 0 | 0
QLD1 | CCGT | 0 | 0 | 0 | 0 | 0 | 0 | 0 | 0 | 0 | 0 | 0 | 0 | 0 | 0 | 0 | 0 | 0 | 0 | 0 | 0 | 0 | 0 | 0 | 0 | 0 | 0 | 0 | 0 | 0
QLD1 | Gas - Steam | 0 | 0 | 0 | 0 | 0 | 0 | 0 | 0 | 0 | 0 | 0 | 0 | 0 | 0 | 0 | 0 | 0 | 0 | 0 | 0 | 0 | 0 | 0 | 0 | 0 | 0 | 0 | 0 | 0
QLD1 | OCGT / Diesel | 0 | 0 | 0 | 0 | 0 | 0 | 0 | 0 | 0 | 0 | 0 | 0 | 0 | 0 | 0 | 0 | 0 | 0 | 0 | 0 | 0 | 0 | 0 | 0 | 0 | 0 | 0 | 0 | 0
QLD1 | Hydro | 0 | 0 | 0 | 0 | 0 | 0 | 0 | 0 | 0 | 0 | 0 | 0 | 0 | 0 | 0 | 0 | 0 | 0 | 0 | 0 | 0 | 0 | 0 | 0 | 0 | 0 | 0 | 0 | 0
QLD1 | Wind | 0 | 0 | 0 | 0 | 0 | 0 | 0 | 0 | 0 | 0 | 0 | 0 | 0 | 0 | 0 | 0 | 0 | 0 | 0 | 0 | 0 | 0 | 0 | 0 | 0 | 0 | 0 | 0 | 0
QLD1 | Solar PV | 0 | 0 | 0 | 0 | 0 | 0 | 0 | 0 | 0 | 0 | 0 | 0 | 0 | 0 | 0 | 0 | 0 | 0 | 0 | 0 | 0 | 0 | 0 | 0 | 0 | 0 | 0 | 0 | 0
QLD1 | Grid Battery | 0 | 0 | 0 | 0 | 0 | 0 | 0 | 0 | 0 | 0 | 0 | 0 | 0 | 0 | 0 | 0 | 0 | 0 | 0 | 0 | 0 | 0 | 0 | 0 | 0 | 0 | 0 | 0 | 0
QLD1 | Pumped Hydro | 0 | 0 | 0 | 0 | 0 | 0 | 0 | 0 | 0 | 0 | 0 | 0 | 0 | 0 | 0 | 0 | 0 | 0 | 0 | 0 | 0 | 0 | 0 | 0 | 0 | 0 | 0 | 0 | 0
QLD1 | VPP | 0 | 0 | 0 | 0 | 0 | 0 | 0 | 0 | 0 | 0 | 0 | 0 | 0 | 0 | 0 | 0 | 0 | 0 | 0 | 0 | 0 | 0 | 0 | 0 | 0 | 0 | 0 | 0 | 0
Total excluding storage |  | 0 | 0 | 0 | 91218.6638 | 0.048499 | 2301.9136 | 4.6869e-05 | 0 | 0 | 0 | 0 | 0 | 0 | 0 | 0 | 0 | 0 | 0 | 0 | 0 | 0 | 0 | 0 | 0 | 0 | 0 | 0 | 0 | 0
Region | Technology | 2021-22 | 2022-23 | 2023-24 | 2024-25 | 2025-26 | 2026-27 | 2027-28 | 2028-29 | 2029-30 | 2030-31 | 2031-32 | 2032-33 | 2033-34 | 2034-35 | 2035-36 | 2036-37 | 2037-38 | 2038-39 | 2039-40 | 2040-41 | 2041-42 | 2042-43 | 2043-44 | 2044-45 | 2045-46 | 2046-47 | 2047-48 | 2048-49 | 2049-50
VIC1 | Black Coal | 0 | 0 | 0 | 0 | 0 | 0 | 0 | 0 | 0 | 0 | 0 | 0 | 0 | 0 | 0 | 0 | 0 | 0 | 0 | 0 | 0 | 0 | 0 | 0 | 0 | 0 | 0 | 0 | 0
VIC1 | Brown Coal | 0 | 0 | 0 | 39903.0983 | 818.4642 | 3677.468 | 0 | 0 | 3.2272e-06 | 51.8605 | 0 | 0 | 0 | 0 | 0 | 0 | 0 | 0 | 0 | 0 | 0 | 0 | 0 | 0 | 0 | 0 | 0 | 0 | 0
VIC1 | CCGT | 0 | 0 | 0 | 0 | 0 | 0 | 0 | 0 | 0 | 0 | 0 | 0 | 0 | 0 | 0 | 0 | 0 | 0 | 0 | 0 | 0 | 0 | 0 | 0 | 0 | 0 | 0 | 0 | 0
VIC1 | Gas - Steam | 0 | 0 | 0 | 0 | 0 | 0 | 0 | 0 | 0 | 0 | 0 | 0 | 0 | 0 | 0 | 0 | 0 | 0 | 0 | 0 | 0 | 0 | 0 | 0 | 0 | 0 | 0 | 0 | 0
VIC1 | OCGT / Diesel | 0 | 0 | 0 | 0 | 0 | 0 | 0 | 0 | 0 | 0 | 0 | 0 | 0 | 0 | 0 | 0 | 0 | 0 | 0 | 0 | 0 | 0 | 0 | 0 | 0 | 0 | 0 | 0 | 0
VIC1 | Hydro | 0 | 0 | 0 | 0 | 0 | 0 | 0 | 0 | 0 | 0 | 0 | 0 | 0 | 0 | 0 | 0 | 0 | 0 | 0 | 0 | 0 | 0 | 0 | 0 | 0 | 0 | 0 | 0 | 0
VIC1 | Wind | 0 | 0 | 0 | 0 | 0 | 0 | 0 | 0 | 0 | 0 | 0 | 0 | 0 | 0 | 0 | 0 | 0 | 0 | 0 | 0 | 0 | 0 | 0 | 0 | 0 | 0 | 0 | 0 | 0
VIC1 | Solar PV | 0 | 0 | 0 | 0 | 0 | 0 | 0 | 0 | 0 | 0 | 0 | 0 | 0 | 0 | 0 | 0 | 0 | 0 | 0 | 0 | 0 | 0 | 0 | 0 | 0 | 0 | 0 | 0 | 0
VIC1 | Grid Battery | 0 | 0 | 0 | 0 | 0 | 0 | 0 | 0 | 0 | 0 | 0 | 0 | 0 | 0 | 0 | 0 | 0 | 0 | 0 | 0 | 0 | 0 | 0 | 0 | 0 | 0 | 0 | 0 | 0
VIC1 | Pumped Hydro | 0 | 0 | 0 | 0 | 0 | 0 | 0 | 0 | 0 | 0 | 0 | 0 | 0 | 0 | 0 | 0 | 0 | 0 | 0 | 0 | 0 | 0 | 0 | 0 | 0 | 0 | 0 | 0 | 0
VIC1 | VPP | 0 | 0 | 0 | 0 | 0 | 0 | 0 | 0 | 0 | 0 | 0 | 0 | 0 | 0 | 0 | 0 | 0 | 0 | 0 | 0 | 0 | 0 | 0 | 0 | 0 | 0 | 0 | 0 | 0
Total excluding storage |  | 0 | 0 | 0 | 39903.0983 | 818.4642 | 3677.468 | 0 | 0 | 3.2272e-06 | 51.8605 | 0 | 0 | 0 | 0 | 0 | 0 | 0 | 0 | 0 | 0 | 0 | 0 | 0 | 0 | 0 | 0 | 0 | 0 | 0
Region | Technology | 2021-22 | 2022-23 | 2023-24 | 2024-25 | 2025-26 | 2026-27 | 2027-28 | 2028-29 | 2029-30 | 2030-31 | 2031-32 | 2032-33 | 2033-34 | 2034-35 | 2035-36 | 2036-37 | 2037-38 | 2038-39 | 2039-40 | 2040-41 | 2041-42 | 2042-43 | 2043-44 | 2044-45 | 2045-46 | 2046-47 | 2047-48 | 2048-49 | 2049-50
SA1 | Black Coal | 0 | 0 | 0 | 0 | 0 | 0 | 0 | 0 | 0 | 0 | 0 | 0 | 0 | 0 | 0 | 0 | 0 | 0 | 0 | 0 | 0 | 0 | 0 | 0 | 0 | 0 | 0 | 0 | 0
SA1 | Brown Coal | 0 | 0 | 0 | 0 | 0 | 0 | 0 | 0 | 0 | 0 | 0 | 0 | 0 | 0 | 0 | 0 | 0 | 0 | 0 | 0 | 0 | 0 | 0 | 0 | 0 | 0 | 0 | 0 | 0
SA1 | CCGT | 0 | 0 | 0 | 0 | 0 | 0 | 0 | 0 | 0 | 0 | 0 | 0 | 0 | 0 | 0 | 0 | 0 | 0 | 0 | 0 | 0 | 0 | 0 | 0 | 0 | 0 | 0 | 0 | 0
SA1 | Gas - Steam | 0 | 0 | 0 | 0 | 0 | 0 | 0 | 0 | 0 | 0 | 0 | 0 | 0 | 0 | 0 | 0 | 0 | 0 | 0 | 0 | 0 | 0 | 0 | 0 | 0 | 0 | 0 | 0 | 0
SA1 | OCGT / Diesel | 0 | 0 | 0 | 0 | 0 | 0 | 0 | 0 | 0 | 0 | 0 | 0 | 0 | 0 | 0 | 0 | 0 | 0 | 0 | 0 | 0 | 0 | 0 | 0 | 0 | 0 | 0 | 0 | 0
SA1 | Hydro | 0 | 0 | 0 | 0 | 0 | 0 | 0 | 0 | 0 | 0 | 0 | 0 | 0 | 0 | 0 | 0 | 0 | 0 | 0 | 0 | 0 | 0 | 0 | 0 | 0 | 0 | 0 | 0 | 0
SA1 | Wind | 0 | 0 | 0 | 0 | 0 | 0 | 0 | 0 | 0 | 0 | 0 | 0 | 0 | 0 | 0 | 0 | 0 | 0 | 0 | 0 | 0 | 0 | 0 | 0 | 0 | 0 | 0 | 0 | 0
SA1 | Solar PV | 0 | 0 | 0 | 0 | 0 | 0 | 0 | 0 | 0 | 0 | 0 | 0 | 0 | 0 | 0 | 0 | 0 | 0 | 0 | 0 | 0 | 0 | 0 | 0 | 0 | 0 | 0 | 0 | 0
SA1 | Grid Battery | 0 | 0 | 0 | 0 | 0 | 0 | 0 | 0 | 0 | 0 | 0 | 0 | 0 | 0 | 0 | 0 | 0 | 0 | 0 | 0 | 0 | 0 | 0 | 0 | 0 | 0 | 0 | 0 | 0
SA1 | Pumped Hydro | 0 | 0 | 0 | 0 | 0 | 0 | 0 | 0 | 0 | 0 | 0 | 0 | 0 | 0 | 0 | 0 | 0 | 0 | 0 | 0 | 0 | 0 | 0 | 0 | 0 | 0 | 0 | 0 | 0
SA1 | VPP | 0 | 0 | 0 | 0 | 0 | 0 | 0 | 0 | 0 | 0 | 0 | 0 | 0 | 0 | 0 | 0 | 0 | 0 | 0 | 0 | 0 | 0 | 0 | 0 | 0 | 0 | 0 | 0 | 0
Total excluding storage |  | 0 | 0 | 0 | 0 | 0 | 0 | 0 | 0 | 0 | 0 | 0 | 0 | 0 | 0 | 0 | 0 | 0 | 0 | 0 | 0 | 0 | 0 | 0 | 0 | 0 | 0 | 0 | 0 | 0
Region | Technology | 2021-22 | 2022-23 | 2023-24 | 2024-25 | 2025-26 | 2026-27 | 2027-28 | 2028-29 | 2029-30 | 2030-31 | 2031-32 | 2032-33 | 2033-34 | 2034-35 | 2035-36 | 2036-37 | 2037-38 | 2038-39 | 2039-40 | 2040-41 | 2041-42 | 2042-43 | 2043-44 | 2044-45 | 2045-46 | 2046-47 | 2047-48 | 2048-49 | 2049-50
TAS1 | Black Coal | 0 | 0 | 0 | 0 | 0 | 0 | 0 | 0 | 0 | 0 | 0 | 0 | 0 | 0 | 0 | 0 | 0 | 0 | 0 | 0 | 0 | 0 | 0 | 0 | 0 | 0 | 0 | 0 | 0
TAS1 | Brown Coal | 0 | 0 | 0 | 0 | 0 | 0 | 0 | 0 | 0 | 0 | 0 | 0 | 0 | 0 | 0 | 0 | 0 | 0 | 0 | 0 | 0 | 0 | 0 | 0 | 0 | 0 | 0 | 0 | 0
TAS1 | CCGT | 0 | 0 | 0 | 0 | 0 | 0 | 0 | 0 | 0 | 0 | 0 | 0 | 0 | 0 | 0 | 0 | 0 | 0 | 0 | 0 | 0 | 0 | 0 | 0 | 0 | 0 | 0 | 0 | 0
TAS1 | Gas - Steam | 0 | 0 | 0 | 0 | 0 | 0 | 0 | 0 | 0 | 0 | 0 | 0 | 0 | 0 | 0 | 0 | 0 | 0 | 0 | 0 | 0 | 0 | 0 | 0 | 0 | 0 | 0 | 0 | 0
TAS1 | OCGT / Diesel | 0 | 0 | 0 | 0 | 0 | 0 | 0 | 0 | 0 | 0 | 0 | 0 | 0 | 0 | 0 | 0 | 0 | 0 | 0 | 0 | 0 | 0 | 0 | 0 | 0 | 0 | 0 | 0 | 0
TAS1 | Hydro | 0 | 0 | 0 | 0 | 0 | 0 | 0 | 0 | 0 | 0 | 0 | 0 | 0 | 0 | 0 | 0 | 0 | 0 | 0 | 0 | 0 | 0 | 0 | 0 | 0 | 0 | 0 | 0 | 0
TAS1 | Wind | 0 | 0 | 0 | 0 | 0 | 0 | 0 | 0 | 0 | 0 | 0 | 0 | 0 | 0 | 0 | 0 | 0 | 0 | 0 | 0 | 0 | 0 | 0 | 0 | 0 | 0 | 0 | 0 | 0
TAS1 | Solar PV | 0 | 0 | 0 | 0 | 0 | 0 | 0 | 0 | 0 | 0 | 0 | 0 | 0 | 0 | 0 | 0 | 0 | 0 | 0 | 0 | 0 | 0 | 0 | 0 | 0 | 0 | 0 | 0 | 0
TAS1 | Grid Battery | 0 | 0 | 0 | 0 | 0 | 0 | 0 | 0 | 0 | 0 | 0 | 0 | 0 | 0 | 0 | 0 | 0 | 0 | 0 | 0 | 0 | 0 | 0 | 0 | 0 | 0 | 0 | 0 | 0
TAS1 | Pumped Hydro | 0 | 0 | 0 | 0 | 0 | 0 | 0 | 0 | 0 | 0 | 0 | 0 | 0 | 0 | 0 | 0 | 0 | 0 | 0 | 0 | 0 | 0 | 0 | 0 | 0 | 0 | 0 | 0 | 0
TAS1 | VPP | 0 | 0 | 0 | 0 | 0 | 0 | 0 | 0 | 0 | 0 | 0 | 0 | 0 | 0 | 0 | 0 | 0 | 0 | 0 | 0 | 0 | 0 | 0 | 0 | 0 | 0 | 0 | 0 | 0
Total excluding storage |  | 0 | 0 | 0 | 0 | 0 | 0 | 0 | 0 | 0 | 0 | 0 | 0 | 0 | 0 | 0 | 0 | 0 | 0 | 0 | 0 | 0 | 0 | 0 | 0 | 0 | 0 | 0 | 0 | 0

## BaseCase_REZ Tx Cost
REZ transmission expansion cost by region ($000s) - Base Case, High DER Scenario
REZ Expansion | Real June 2020 dollars discounted to 1 July 2020. As with the total capital costs, the REZ transmission expansion costs are annualised for modelling purposes.
Explicitly modelled generation
Region | Technology | 2021-22 | 2022-23 | 2023-24 | 2024-25 | 2025-26 | 2026-27 | 2027-28 | 2028-29 | 2029-30 | 2030-31 | 2031-32 | 2032-33 | 2033-34 | 2034-35 | 2035-36 | 2036-37 | 2037-38 | 2038-39 | 2039-40 | 2040-41 | 2041-42 | 2042-43 | 2043-44 | 2044-45 | 2045-46 | 2046-47 | 2047-48 | 2048-49 | 2049-50
NSW1 | Transmission | 0.0012791 | 4278.33 | 14086.6927 | 22912.932 | 31180.0315 | 38916.676 | 46001.9534 | 52115.6242 | 116107.4208 | 110789.5236 | 105998.0171 | 100860.3208 | 96240.7641 | 91832.7901 | 87861.1383 | 83602.5319 | 81474.9781 | 78231.2735 | 76985.4472 | 73253.9826 | 81057.2515 | 86133.54 | 83470.0032 | 79424.2339 | 75786.483 | 77139.0456 | 73904.0373 | 72150.2924 | 73425.2495
QLD1 | Transmission | 0.0012818 | 0.001339 | 0.0014098 | 0.0016183 | 0.0015549 | 0.0015277 | 0.0034168 | 8967.821 | 8557.0843 | 8165.1568 | 7812.0241 | 7433.3774 | 7212.768 | 10619.7871 | 10160.4948 | 9668.0183 | 33543.3965 | 32007.0577 | 30622.793 | 29138.5143 | 27803.9266 | 47518.0786 | 45462.9822 | 50858.1702 | 61657.7612 | 91821.3314 | 87850.1751 | 83592.1 | 101427.9641
VIC1 | Transmission | 0.00024887 | 0.00023747 | 0.0002272 | 0.00021619 | 0.00020629 | 0.00019684 | 0.00018833 | 0.0001792 | 0.00017099 | 0.00016316 | 0.0001561 | 0.00014989 | 0.00014368 | 0.0001388 | 0.00013595 | 0.00013311 | 7634.3505 | 7284.6856 | 6969.6322 | 6631.8159 | 6328.0686 | 6038.2334 | 8187.5905 | 7790.7401 | 7433.9124 | 12387.7373 | 11851.9834 | 11874.8109 | 15730.9412
SA1 | Transmission | 0.0012709 | 0.0012755 | 0.0014335 | 0.0013855 | 0.0013251 | 0.0012698 | 0.0012754 | 0.0015342 | 0.0014789 | 0.0014665 | 0.0015218 | 0.0026133 | 0.0025855 | 0.0026285 | 0.0036582 | 848.4783 | 7835.8152 | 10374.1599 | 11500.0473 | 10942.643 | 10441.4533 | 9963.2191 | 9532.3241 | 9614.3013 | 12248.746 | 13588.6754 | 13000.983 | 16761.568 | 15993.8629
TAS1 | Transmission | 8.9512e-06 | 8.5413e-06 | 8.1719e-06 | 7.7758e-06 | 7.4196e-06 | 7.0798e-06 | 6.7736e-06 | 7.3867e-06 | 1.1242e-05 | 556.4041 | 1320.0747 | 2317.5689 | 3224.283 | 4043.076 | 4792.8895 | 5440.4337 | 6030.8078 | 6556.5917 | 7067.265 | 7480.4564 | 7137.8401 | 6810.9161 | 6516.3526 | 6200.5067 | 5916.514 | 5645.5286 | 5401.3667 | 5139.5638 | 4904.164
NEM | Total | 0.0040897 | 4278.3329 | 14086.6957 | 22912.9353 | 31180.0346 | 38916.679 | 46001.9583 | 61083.4469 | 124664.5068 | 119511.0862 | 115130.1176 | 110611.2699 | 106677.8179 | 106495.6559 | 102814.5264 | 99559.4624 | 136519.3481 | 134453.7684 | 133145.1847 | 127447.4123 | 132768.5401 | 156463.9873 | 153169.2527 | 153887.9522 | 163043.4165 | 200582.3183 | 192008.5455 | 189518.3351 | 211482.1816

## BaseCase_USE+DSP Cost
USE and USE / DSP cost by region ($000s) - Base Case, High DER Scenario
USE / DSP | Real June 2020 dollars discounted to 1 July 2020
Explicitly modelled generation
Region | Technology | 2021-22 | 2022-23 | 2023-24 | 2024-25 | 2025-26 | 2026-27 | 2027-28 | 2028-29 | 2029-30 | 2030-31 | 2031-32 | 2032-33 | 2033-34 | 2034-35 | 2035-36 | 2036-37 | 2037-38 | 2038-39 | 2039-40 | 2040-41 | 2041-42 | 2042-43 | 2043-44 | 2044-45 | 2045-46 | 2046-47 | 2047-48 | 2048-49 | 2049-50
NSW1 | USE / DSP | 0.0031304 | 0.0031227 | 0.003142 | 168.7323 | 0.0031746 | 0.0031644 | 0.0031611 | 0.0031774 | 0.0031515 | 0.0031468 | 0.0031726 | 1372.162 | 0.0032841 | 0.003306 | 0.0032974 | 0.0032908 | 10386.4969 | 0.0034063 | 9365.0938 | 36.1171 | 35114.2204 | 54.7231 | 786.0463 | 10948.6962 | 1372.2999 | 24.0064 | 0.0034462 | 636.6286 | 272.6304
QLD1 | USE / DSP | 0.0031249 | 0.003119 | 0.0031309 | 0.0031621 | 0.0031687 | 0.0031609 | 0.0031605 | 0.0031849 | 0.0031527 | 0.0031524 | 0.0031832 | 237.2172 | 13946.7371 | 98.1815 | 156.0662 | 60.391 | 75915.9395 | 239.7605 | 11427.7589 | 3444.5367 | 4149.1592 | 22638.2404 | 8379.8094 | 8231.556 | 3978.9575 | 80895.3317 | 1453.4721 | 5745.5716 | 11735.2524
VIC1 | USE / DSP | 0.0030857 | 0.0030665 | 0.0030872 | 0.0031196 | 0.0031225 | 0.0031059 | 0.0031179 | 0.0031208 | 0.0030976 | 0.0030925 | 0.0031202 | 144.1989 | 0.0032087 | 0.0032444 | 0.0032191 | 0.0032057 | 1973.979 | 0.0032687 | 2285.3466 | 0.84032 | 17169.2144 | 0.003314 | 277.4911 | 9970.7669 | 174.0764 | 0.003302 | 0.0033189 | 331.2058 | 211.869
SA1 | USE / DSP | 0.0031279 | 0.0030989 | 0.0031807 | 0.003148 | 0.0031532 | 0.0031218 | 0.0031241 | 0.0031286 | 0.0030958 | 0.0030853 | 0.0031355 | 689.1765 | 0.0032 | 0.0032382 | 8.8176 | 90.0502 | 4403.436 | 0.0032445 | 5474.1642 | 25.0103 | 8352.2117 | 0.0032654 | 454.9965 | 4537.6366 | 4621.2556 | 63.5338 | 0.0032419 | 378.7685 | 153.4283
TAS1 | USE / DSP | 0.0025787 | 0.0025661 | 0.0025802 | 0.0025717 | 0.002556 | 0.0025556 | 0.0025633 | 0.0025563 | 0.0025564 | 0.0025557 | 0.0025504 | 0.0025447 | 0.0025432 | 0.0025408 | 0.0025466 | 0.0025388 | 0.0025386 | 0.0025374 | 574.1513 | 0.0025355 | 538.1545 | 0.0025353 | 0.0025419 | 39.6711 | 0.0025328 | 0.0025329 | 0.0025392 | 49.5357 | 0.0025304
NEM | Total | 0.015048 | 0.014973 | 0.015121 | 168.7443 | 0.015175 | 0.015109 | 0.015127 | 0.015168 | 0.015054 | 0.015033 | 0.015162 | 2442.7571 | 13946.7493 | 98.1939 | 164.8928 | 150.4502 | 92679.8539 | 239.7729 | 29126.5149 | 3506.5069 | 65322.9603 | 22692.9726 | 9898.3459 | 33728.3267 | 10146.5919 | 80982.8777 | 1453.4847 | 7141.7102 | 12373.1827

## BaseCase_SyncCon Cost
Synchronous Condenser cost by region ($000s) - Base Case, High DER Scenario
SyncCon | Real June 2020 dollars discounted to 1 July 2020
Explicitly modelled generation
Region | Technology | 2021-22 | 2022-23 | 2023-24 | 2024-25 | 2025-26 | 2026-27 | 2027-28 | 2028-29 | 2029-30 | 2030-31 | 2031-32 | 2032-33 | 2033-34 | 2034-35 | 2035-36 | 2036-37 | 2037-38 | 2038-39 | 2039-40 | 2040-41 | 2041-42 | 2042-43 | 2043-44 | 2044-45 | 2045-46 | 2046-47 | 2047-48 | 2048-49 | 2049-50
NSW1 | SyncCon | 0 | 0 | 0 | 0 | 0 | 0 | 0 | 0 | 0 | 0 | 0 | 0 | 0 | 0 | 0 | 0 | 0 | 0 | 0 | 0 | 0 | 0 | 0 | 0 | 0 | 0 | 0 | 0 | 0
QLD1 | SyncCon | 0 | 0 | 0 | 2.6538e-06 | 4.5284e-06 | 4.321e-06 | 4.1342e-06 | 3.9338e-06 | 3.7536e-06 | 3.5817e-06 | 3.4268e-06 | 3.2607e-06 | 3.1113e-06 | 2.9688e-06 | 2.8404e-06 | 3.6062e-06 | 4.3644e-06 | 4.1645e-06 | 5e-06 | 4.7576e-06 | 5.628e-06 | 5.3702e-06 | 5.1379e-06 | 5.8439e-06 | 6.3482e-06 | 6.957e-06 | 7.3209e-06 | 7.8139e-06 | 8.7908e-06
VIC1 | SyncCon | 0 | 0 | 0 | 5861.9705 | 5593.4833 | 5337.2945 | 5806.9486 | 5525.4873 | 5450.2958 | 5200.6639 | 5766.6998 | 5524.0189 | 5271.0104 | 5029.5901 | 4812.0667 | 4578.827 | 5574.2866 | 5318.9758 | 5088.9368 | 4842.2774 | 4620.4937 | 4408.868 | 4218.1901 | 4013.7355 | 3829.9003 | 3654.485 | 3703.008 | 5024.8218 | 4794.6773
SA1 | SyncCon | 0 | 0 | 0 | 0 | 0 | 0 | 0 | 0 | 0 | 0 | 0 | 0 | 0 | 0 | 0 | 0 | 0 | 0 | 0 | 0 | 0 | 0 | 0 | 0 | 0 | 0 | 0 | 0 | 0
TAS1 | SyncCon | 1249.3545 | 1399.1974 | 1588.6247 | 973.8525 | 659.2711 | 977.9635 | 745.4055 | 779.2961 | 1086.2055 | 1289.0458 | 1450.1477 | 1425.7115 | 1521.6949 | 1731.6266 | 1884.116 | 1968.6171 | 1872.7041 | 1791.7073 | 1771.5114 | 1916.91 | 1702.6665 | 1642.3549 | 1689.8202 | 1618.9371 | 1560.8615 | 1417.4293 | 1356.2006 | 1276.5687 | 1298.0418
NEM | Total | 1249.3545 | 1399.1974 | 1588.6247 | 6835.823 | 6252.7544 | 6315.2579 | 6552.3541 | 6304.7834 | 6536.5012 | 6489.7097 | 7216.8475 | 6949.7304 | 6792.7053 | 6761.2167 | 6696.1827 | 6547.4442 | 7446.9908 | 7110.6831 | 6860.4483 | 6759.1874 | 6323.1602 | 6051.223 | 5908.0102 | 5632.6726 | 5390.7618 | 5071.9143 | 5059.2086 | 6301.3905 | 6092.7191

## BaseCase_System Strength Cost
System Strength cost by region ($000s) - Base Case, High DER Scenario
System Strength | Real June 2020 dollars discounted to 1 July 2020
Explicitly modelled generation
Region | Technology | 2021-22 | 2022-23 | 2023-24 | 2024-25 | 2025-26 | 2026-27 | 2027-28 | 2028-29 | 2029-30 | 2030-31 | 2031-32 | 2032-33 | 2033-34 | 2034-35 | 2035-36 | 2036-37 | 2037-38 | 2038-39 | 2039-40 | 2040-41 | 2041-42 | 2042-43 | 2043-44 | 2044-45 | 2045-46 | 2046-47 | 2047-48 | 2048-49 | 2049-50
NSW1 | System Strength | 9.313e-05 | 480.0192 | 1580.4959 | 2570.7807 | 3498.3312 | 4366.3658 | 5161.3184 | 5847.2589 | 13965.202 | 13325.5744 | 12749.2602 | 12131.3069 | 11575.6745 | 11045.4909 | 10567.7875 | 10055.5696 | 9870.421 | 9490.7788 | 9320.1461 | 8868.4011 | 9864.1112 | 11058.8549 | 10738.1684 | 10217.6922 | 10079.8539 | 10892.8864 | 10656.1215 | 10615.3316 | 10642.9487
QLD1 | System Strength | 0.00035318 | 0.00036493 | 0.00036421 | 563.3823 | 891.2943 | 930.6532 | 1280.3236 | 1712.7272 | 1634.299 | 1559.4456 | 1492.0016 | 1419.6846 | 1366.0264 | 1657.8777 | 1586.1766 | 1545.9486 | 2852.4694 | 2721.8219 | 2604.1066 | 2477.8862 | 2364.3952 | 4225.4695 | 4042.7233 | 4043.1996 | 4197.3953 | 5457.8344 | 5221.79 | 4968.6912 | 5835.2847
VIC1 | System Strength | 0.00013921 | 0.00013811 | 0.0001397 | 0.00018574 | 0.00017723 | 0.00016935 | 0.00018021 | 0.00019735 | 0.00019151 | 0.00019192 | 0.00020785 | 283.3713 | 963.5629 | 919.4313 | 898.8975 | 1554.4821 | 4142.7811 | 3953.0355 | 3782.0717 | 3598.7558 | 3688.4122 | 3637.6245 | 4242.8911 | 4037.2393 | 3852.3277 | 4936.9865 | 5019.481 | 6389.8534 | 6614.9419
SA1 | System Strength | 0.00027488 | 0.00028335 | 0.00033015 | 0.00032225 | 0.00030749 | 0.00029395 | 0.00029925 | 0.00034158 | 0.00033082 | 0.00033095 | 0.00036402 | 709.6088 | 677.1078 | 646.0953 | 1256.6664 | 1478.3045 | 2405.5153 | 2737.4347 | 2859.3091 | 2720.7192 | 2596.1061 | 2477.2005 | 2370.0649 | 2287.9207 | 2418.1304 | 2391.266 | 2287.8469 | 2512.5306 | 2598.5737
TAS1 | System Strength | 0.00012704 | 0.00012494 | 187.5461 | 356.9119 | 510.5301 | 644.468 | 767.1129 | 873.1527 | 969.8228 | 1059.7727 | 1177.1673 | 1325.7772 | 1461.302 | 1581.6308 | 1692.3872 | 1780.834 | 1861.9371 | 1932.0501 | 2002.379 | 2051.7528 | 1957.7794 | 1868.1101 | 1787.3167 | 1700.6859 | 1622.7919 | 1548.4656 | 1481.4964 | 1409.6887 | 1345.1228
NEM | Total | 0.00098744 | 480.0201 | 1768.0429 | 3491.0754 | 4900.1561 | 5941.4875 | 7208.7553 | 8433.1393 | 16569.3243 | 15944.7932 | 15418.4296 | 15869.7488 | 16043.6736 | 15850.526 | 16001.9151 | 16415.1388 | 21133.124 | 20835.121 | 20568.0126 | 19717.515 | 20470.8041 | 23267.2595 | 23181.1645 | 22286.7377 | 22170.4994 | 25227.4389 | 24666.7359 | 25896.0954 | 27036.8718

## Marinus_CF
Annual capacity factor by technology - Marinus Link, High DER Scenario
Explicitly modelled generation
Region | Technology | 2021-22 | 2022-23 | 2023-24 | 2024-25 | 2025-26 | 2026-27 | 2027-28 | 2028-29 | 2029-30 | 2030-31 | 2031-32 | 2032-33 | 2033-34 | 2034-35 | 2035-36 | 2036-37 | 2037-38 | 2038-39 | 2039-40 | 2040-41 | 2041-42 | 2042-43 | 2043-44 | 2044-45 | 2045-46 | 2046-47 | 2047-48 | 2048-49 | 2049-50
NEM | Black Coal | 56.05% | 50.32% | 54.52% | 65.48% | 69.9% | 67.13% | 62.26% | 70.28% | 66.54% | 64.47% | 61.26% | 64.9% | 70.73% | 66.13% | 64.55% | 67.91% | 71.09% | 72.21% | 68.39% | 64.42% | 61.4% | 70.82% | 63.69% | 62.71% | 63.67% | 62.16% | 59.16% | 58.01% | 51.16%
NEM | Brown Coal | 70.83% | 67.24% | 67.94% | 68.49% | 72.32% | 74.64% | 72.36% | 71.42% | 68.89% | 73.53% | 72.28% | 71.32% | 73.15% | 70.79% | 74.73% | 70.72% | 65.02% | 68.23% | 60% | 63.02% | 69.92% | 69.12% | 65.55% | 66.5% | 65.65% | 66.46% | 66.81% | - | -
NEM | CCGT | 8.417% | 8.417% | 7.524% | 7.71% | 6.893% | 6.927% | 7.094% | 7.875% | 6.922% | 7.21% | 8.214% | 17.36% | 18.69% | 21.84% | 14.65% | 15.54% | 30.41% | 30.35% | 26.76% | 27.09% | 26.98% | 33.09% | 28.53% | 30% | 31.64% | 28.26% | 28.34% | 28.26% | 28.26%
NEM | Gas - Steam | 5.747% | 5.867% | 5.972% | 1.355% | 1.304% | 1.365% | 1.323% | 1.392% | 1.273% | 1.278% | 1.277% | 1.823% | 1.339% | 2.827% | 1.861% | 1.634% | 5.333% | 3.842% | 22.72% | 23.23% | 27.32% | 32.04% | 30.11% | 26.01% | 34.18% | - | - | - | -
NEM | OCGT / Diesel | 0.0844% | 0.03795% | 0.1855% | 0.1466% | 0.02673% | 0.07169% | 0.05226% | 0.1457% | 0.009693% | 0.01976% | 0.059% | 0.7702% | 0.4784% | 0.7439% | 0.4947% | 0.6669% | 3.449% | 2.955% | 7.285% | 8.579% | 5.431% | 8.629% | 13.41% | 7.431% | 8.863% | 12.26% | 14.64% | 17.45% | 18.59%
NEM | Hydro | 20.34% | 20.64% | 20.57% | 24.53% | 24.61% | 21.86% | 23.85% | 27.29% | 24.23% | 21.07% | 21.73% | 23.8% | 24.95% | 25.3% | 23.69% | 22.73% | 26.52% | 23.31% | 20.91% | 21.52% | 19.43% | 22.42% | 23.48% | 21.47% | 22.89% | 25.96% | 22.72% | 21.64% | 21.1%
NEM | Wind | 34.08% | 35.65% | 32.66% | 33.47% | 36.14% | 37.67% | 38.56% | 35.66% | 33.73% | 34.76% | 36.09% | 34.39% | 33.55% | 35.62% | 36.98% | 37.86% | 36.29% | 35.64% | 36.22% | 36.72% | 34.34% | 32.46% | 35.07% | 36.49% | 37.58% | 36.18% | 34.8% | 34.09% | 33.44%
NEM | Solar PV | 29.56% | 29.16% | 29.63% | 28.43% | 27.85% | 29.48% | 29.85% | 26.38% | 27.48% | 28.69% | 29.05% | 29.18% | 28.12% | 27.5% | 29.23% | 29.29% | 26.13% | 27.32% | 28.61% | 28.79% | 28.83% | 27.58% | 26.96% | 28.28% | 28.25% | 25.12% | 25.78% | 25.69% | 25.52%
NEM | Grid Battery | 9.501% | 5.619% | 5.588% | 6.176% | 5.571% | 5.757% | 5.529% | 5.18% | 4.551% | 5.077% | 4.884% | 5.171% | 4.959% | 4.451% | 4.845% | 4.86% | 4.566% | 4.445% | 4.735% | 3.92% | 2.641% | 4.718% | 4.544% | 9.671% | 9.654% | 11.33% | 11.29% | 11.17% | 11.32%
NEM | Pumped Hydro | 0.7474% | 2.215% | 3.218% | 22.2% | 20.31% | 20.56% | 19.08% | 22.92% | 20.82% | 22.83% | 23.91% | 26.03% | 23.92% | 23.5% | 25.38% | 25.11% | 24.13% | 23.19% | 24.95% | 23.16% | 25.13% | 24.77% | 23.79% | 25.93% | 25.45% | 23.45% | 23.1% | 24.89% | 23.66%
NEM | VPP | 7.708% | 8.759% | 8.07% | 9.449% | 9.055% | 8.962% | 8.109% | 7.656% | 6.8% | 6.841% | 6.582% | 6.916% | 6.864% | 6.527% | 6.785% | 6.759% | 6.379% | 6.229% | 6.204% | 5.962% | 6.216% | 5.992% | 5.74% | 6.008% | 5.825% | 5.308% | 5.134% | 5.141% | 4.664%
Region | Technology | 2021-22 | 2022-23 | 2023-24 | 2024-25 | 2025-26 | 2026-27 | 2027-28 | 2028-29 | 2029-30 | 2030-31 | 2031-32 | 2032-33 | 2033-34 | 2034-35 | 2035-36 | 2036-37 | 2037-38 | 2038-39 | 2039-40 | 2040-41 | 2041-42 | 2042-43 | 2043-44 | 2044-45 | 2045-46 | 2046-47 | 2047-48 | 2048-49 | 2049-50
NSW1 | Black Coal | 51.18% | 44.92% | 48.73% | 60.76% | 68.52% | 64.47% | 59.4% | 68.47% | 63.39% | 62.45% | 56.1% | 56.48% | 69.9% | 61.29% | 52.6% | 65.4% | 70.38% | 70.5% | 67.72% | 55.17% | 50.33% | - | - | - | - | - | - | - | -
NSW1 | Brown Coal | bar: 2021-22 to 2049-50
NSW1 | CCGT | 0.6146% | 0.6146% | 1.849% | 1.168% | 1.161% | 1.161% | 1.164% | 1.161% | 1.161% | 1.161% | 1.164% | 10.76% | 8.641% | 18.05% | 8.301% | 7.21% | 26.53% | 29.16% | 25.79% | 23.75% | 21.6% | 29.48% | 2.67% | - | - | - | - | - | -
NSW1 | Gas - Steam | bar: 2021-22 to 2049-50
NSW1 | OCGT / Diesel | 0.000259% | 1.333e-08% | 0.1038% | 0.3682% | 0.04849% | 0.1399% | 0.0565% | 0.08123% | 1.848e-08% | 1.92e-08% | 2.132e-08% | 0.3078% | 0.1914% | 0.194% | 0.3841% | 0.2241% | 1.701% | 1.536% | 8.443% | 13.46% | 5.398% | 8.808% | 19.9% | 7.54% | 8.292% | 12.23% | 18.07% | 22.95% | 23.95%
NSW1 | Hydro | 8.879% | 9.348% | 8.647% | 12.39% | 12.23% | 11.48% | 11.37% | 15.68% | 12.19% | 10.54% | 11.77% | 11.85% | 13.98% | 14.28% | 14.29% | 13.56% | 17.4% | 13.71% | 12.65% | 12.18% | 11.58% | 14.35% | 14.91% | 14.99% | 15.13% | 17.78% | 14.92% | 14.65% | 13.35%
NSW1 | Wind | 32.14% | 36.67% | 35.12% | 34.55% | 37.56% | 38.61% | 38.19% | 33.9% | 30.63% | 32.87% | 34.15% | 33.89% | 32.89% | 34.96% | 36.56% | 36.56% | 33.31% | 30.46% | 32.76% | 33.73% | 33.4% | 31.89% | 34.14% | 35.56% | 35.67% | 32.14% | 29.42% | 31.15% | 31.33%
NSW1 | Solar PV | 28.63% | 28.53% | 28.72% | 27.65% | 26.32% | 28.48% | 28.63% | 26.08% | 26.86% | 28.28% | 28.69% | 28.5% | 27.61% | 26.63% | 28.61% | 28.5% | 25.9% | 26.68% | 28.18% | 28.4% | 28.08% | 27.2% | 26.4% | 27.99% | 27.9% | 25.13% | 25.35% | 26.76% | 26.55%
NSW1 | Grid Battery | bar: 2021-22 to 2049-50
NSW1 | Pumped Hydro | 1.107% | 3.925% | 5.257% | 51.1% | 22.86% | 23.56% | 21.87% | 25.98% | 22.49% | 24.61% | 25.69% | 27.54% | 25.3% | 24.98% | 26.96% | 26.63% | 25.85% | 24.2% | 26.25% | 24.43% | 26.37% | 25.82% | 24.86% | 27.61% | 27.13% | 26.96% | 25.69% | 27.68% | 27.6%
NSW1 | VPP | 7.219% | 8.789% | 7.386% | 9.18% | 8.539% | 8.567% | 8.073% | 7.631% | 6.866% | 6.92% | 6.657% | 6.878% | 6.844% | 6.59% | 6.811% | 6.78% | 6.365% | 6.185% | 6.216% | 5.959% | 6.258% | 5.971% | 5.863% | 6.155% | 6.022% | 5.697% | 5.36% | 5.436% | 5.184%
Region | Technology | 2021-22 | 2022-23 | 2023-24 | 2024-25 | 2025-26 | 2026-27 | 2027-28 | 2028-29 | 2029-30 | 2030-31 | 2031-32 | 2032-33 | 2033-34 | 2034-35 | 2035-36 | 2036-37 | 2037-38 | 2038-39 | 2039-40 | 2040-41 | 2041-42 | 2042-43 | 2043-44 | 2044-45 | 2045-46 | 2046-47 | 2047-48 | 2048-49 | 2049-50
QLD1 | Black Coal | 62.18% | 56.81% | 60.43% | 70.94% | 71.03% | 69.11% | 64.17% | 71.64% | 68.06% | 65.46% | 63.76% | 67.68% | 71% | 67.73% | 67.38% | 68.58% | 71.34% | 72.81% | 68.62% | 67.63% | 65.23% | 70.82% | 63.69% | 62.71% | 63.67% | 62.16% | 59.16% | 58.01% | 51.16%
QLD1 | Brown Coal | bar: 2021-22 to 2049-50
QLD1 | CCGT | 8.33% | 8.33% | 9.298% | 10.78% | 9.228% | 9.292% | 9.599% | 11.09% | 9.283% | 9.83% | 11.73% | 23.37% | 26.97% | 26.16% | 21.01% | 25.4% | 38.16% | 36.61% | 33.02% | 34.94% | 36.1% | 42.37% | 39.41% | 36.34% | 51% | 60.92% | 61.08% | 60.92% | 60.92%
QLD1 | Gas - Steam | 5.044% | 5.044% | 10.02% | 9.894% | 9.894% | 9.894% | 9.921% | 9.894% | 9.894% | 9.894% | 9.921% | 9.894% | 9.894% | 9.894% | 9.921% | 9.894% | 26.77% | 23.49% | 22.72% | 23.23% | 27.32% | 32.04% | 30.11% | 26.01% | 34.18% | - | - | - | -
QLD1 | OCGT / Diesel | 1.689e-08% | 1.749e-08% | 0.003416% | 0.1787% | 0.03534% | 0.05927% | 0.0966% | 0.374% | 0.03483% | 0.05626% | 0.194% | 1.304% | 0.8047% | 0.3895% | 0.5002% | 1.27% | 6.992% | 5.238% | 8.823% | 8.816% | 7.431% | 12.04% | 12.65% | 12.39% | 15.09% | 17.96% | 16.03% | 14.75% | 15.41%
QLD1 | Hydro | 51.16% | 51% | 51.01% | 50.58% | 50.37% | 50.16% | 50.15% | 49.75% | 49.52% | 48.38% | 49.34% | 48.94% | 48.73% | 48.52% | 48.41% | 48.09% | 41.36% | 41.46% | 41.08% | 40.9% | 40.92% | - | - | - | - | - | - | - | -
QLD1 | Wind | 36.02% | 34.94% | 34.77% | 32.52% | 42.7% | 43.65% | 45.57% | 44.34% | 41.97% | 43.13% | 40.94% | 39.11% | 35.03% | 41.59% | 40.71% | 43.3% | 42.83% | 42.25% | 43.06% | 40.33% | 37.98% | 33.11% | 38.95% | 39.15% | 41.81% | 42.14% | 41.8% | 42.01% | 36.75%
QLD1 | Solar PV | 31.43% | 30.43% | 31.01% | 29.64% | 30.07% | 31.49% | 31.87% | 26.62% | 28.83% | 29.98% | 30.46% | 30.92% | 29.57% | 30.04% | 31.52% | 31.76% | 26.51% | 28.76% | 29.97% | 30.27% | 30.54% | 28.22% | 28.22% | 29.14% | 29.24% | 25.16% | 26.47% | 27.19% | 27.04%
QLD1 | Grid Battery | - | 14.62% | 14.99% | 18.21% | 18.4% | 17.99% | 17.47% | 17.1% | 16.34% | 16.5% | 16.2% | 16.59% | 16.6% | 16.37% | 16.38% | 16.35% | 15.04% | 15.24% | 15.49% | - | - | - | - | 15.7% | 15.27% | 14.64% | 14.67% | 14.43% | 14.92%
QLD1 | Pumped Hydro | 0.5957% | 1.494% | 2.359% | 10.03% | 10.1% | 8.567% | 7.955% | 10.68% | 8.276% | 9.502% | 10.5% | 14.74% | 13.53% | 12.34% | 13.58% | 13.41% | 18.87% | 19.76% | 20.74% | 19.11% | 21.55% | 22.64% | 21.57% | 22.79% | 22.24% | 19.12% | 19.79% | 20.9% | 18.31%
QLD1 | VPP | 6.792% | 7.783% | 7.565% | 9.475% | 9.839% | 9.415% | 8.543% | 8.243% | 7.594% | 7.49% | 7.125% | 7.299% | 7.322% | 7.085% | 7.151% | 7.028% | 6.561% | 6.502% | 6.435% | 6.35% | 6.484% | 6.415% | 6.307% | 6.243% | 5.854% | 5.033% | 5.075% | 4.747% | 3.892%
Region | Technology | 2021-22 | 2022-23 | 2023-24 | 2024-25 | 2025-26 | 2026-27 | 2027-28 | 2028-29 | 2029-30 | 2030-31 | 2031-32 | 2032-33 | 2033-34 | 2034-35 | 2035-36 | 2036-37 | 2037-38 | 2038-39 | 2039-40 | 2040-41 | 2041-42 | 2042-43 | 2043-44 | 2044-45 | 2045-46 | 2046-47 | 2047-48 | 2048-49 | 2049-50
VIC1 | Black Coal | bar: 2021-22 to 2049-50
VIC1 | Brown Coal | 70.83% | 67.24% | 67.94% | 68.49% | 72.32% | 74.64% | 72.36% | 71.42% | 68.89% | 73.53% | 72.28% | 71.32% | 73.15% | 70.79% | 74.73% | 70.72% | 65.02% | 68.23% | 60% | 63.02% | 69.92% | 69.12% | 65.55% | 66.5% | 65.65% | 66.46% | 66.81% | - | -
VIC1 | CCGT | bar: 2021-22 to 2049-50
VIC1 | Gas - Steam | 0.1675% | 0.05509% | 0.1892% | 0.2259% | 0.084% | 0.2534% | 0.1269% | 0.329% | 1.373e-08% | 0.0128% | 1.637e-08% | 0.4391% | 0.1824% | 0.1745% | 0.5074% | 0.2458% | 1.731% | 0.5402% | - | - | - | - | - | - | - | - | - | - | -
VIC1 | OCGT / Diesel | 0.03993% | 1.663e-08% | 0.04102% | 0.0102% | 2.284e-08% | 0.01339% | 0.0118% | 2.678e-08% | 2.582e-08% | 2.592e-08% | 2.836e-08% | 0.1843% | 0.05829% | 0.07877% | 0.05596% | 0.004129% | 0.1955% | 0.05152% | 1.962% | 1.058% | 0.5319% | 0.328% | 3.01% | 1.523% | 1.46% | 1.073% | 1.063% | 8.355% | 11.36%
VIC1 | Hydro | 14.06% | 14.1% | 12.75% | 15.75% | 16.08% | 15.21% | 15.39% | 19.36% | 16.06% | 13.71% | 13.8% | 12.44% | 15.24% | 15.7% | 14.85% | 14.89% | 18.71% | 15.53% | 13.33% | 13.29% | 12.06% | 14.75% | 15.27% | 14.37% | 14.46% | 18.11% | 15.05% | 12.9% | 12.91%
VIC1 | Wind | 35.8% | 36.34% | 31.25% | 32.25% | 33.12% | 34.3% | 35.81% | 32.3% | 32.52% | 31.38% | 34.64% | 31.01% | 31.85% | 32.19% | 33.62% | 34.35% | 32.09% | 33.99% | 32.62% | 34.16% | 29.81% | 29.83% | 31.54% | 33.4% | 34.38% | 33.44% | 33.03% | 30.03% | 30.66%
VIC1 | Solar PV | 27.59% | 27.39% | 28.41% | 27.27% | 25.9% | 27.19% | 27.86% | 26.09% | 27.05% | 27.59% | 27.43% | 28.48% | 27.24% | 25.9% | 27.36% | 27.8% | 25.98% | 26.88% | 27.51% | 27.29% | 28.28% | 27.19% | 25.91% | 27.61% | 28.24% | 26.29% | 27.3% | 20.47% | 21.1%
VIC1 | Grid Battery | 23.41% | 5.095% | 4.923% | 5.582% | 4.932% | 5.236% | 5.032% | 4.622% | 3.826% | 4.314% | 4.111% | 4.415% | 4.035% | 3.592% | 4.096% | 4.096% | 3.792% | 3.615% | 4.014% | 3.648% | 1.527% | - | - | - | - | - | - | - | -
VIC1 | Pumped Hydro | - | - | - | - | - | - | - | - | - | - | - | - | - | - | - | - | - | - | - | - | - | - | - | - | - | - | - | 29.44% | 27.91%
VIC1 | VPP | 8.438% | 9.284% | 8.605% | 9.751% | 9.061% | 9.101% | 7.914% | 7.319% | 6.211% | 6.336% | 6.093% | 6.636% | 6.497% | 6.022% | 6.439% | 6.496% | 6.171% | 5.983% | 5.958% | 5.62% | 5.949% | 5.64% | 5.134% | 5.702% | 5.595% | 5.095% | 4.943% | 5.176% | 4.722%
Region | Technology | 2021-22 | 2022-23 | 2023-24 | 2024-25 | 2025-26 | 2026-27 | 2027-28 | 2028-29 | 2029-30 | 2030-31 | 2031-32 | 2032-33 | 2033-34 | 2034-35 | 2035-36 | 2036-37 | 2037-38 | 2038-39 | 2039-40 | 2040-41 | 2041-42 | 2042-43 | 2043-44 | 2044-45 | 2045-46 | 2046-47 | 2047-48 | 2048-49 | 2049-50
SA1 | Black Coal | bar: 2021-22 to 2049-50
SA1 | Brown Coal | bar: 2021-22 to 2049-50
SA1 | CCGT | 17.95% | 17.95% | 12.11% | 9.7% | 9.7% | 9.7% | 9.727% | 9.7% | 9.7% | 9.7% | 9.727% | 14.79% | 14.2% | 22.55% | 9.727% | 10.45% | - | - | - | - | - | - | - | - | - | - | - | - | -
SA1 | Gas - Steam | 9.308% | 9.585% | 9.161% | 1.164% | 1.164% | 1.164% | 1.167% | 1.164% | 1.164% | 1.164% | 1.167% | 1.84% | 1.164% | 3.742% | - | - | - | - | - | - | - | - | - | - | - | - | - | - | -
SA1 | OCGT / Diesel | 0.35% | 0.1812% | 0.7232% | 0.0808% | 0.03216% | 0.1059% | 0.04904% | 0.1173% | 6.09e-08% | 0.01956% | 0.0111% | 1.889% | 1.365% | 4.062% | 1.902% | 2.048% | 8.159% | 8.759% | 12.3% | 11.66% | 9.728% | 14.16% | 18.11% | 5.803% | 5.016% | 8.244% | 11.04% | 15.31% | 15.73%
SA1 | Hydro | bar: 2021-22 to 2049-50
SA1 | Wind | 34.73% | 34.27% | 30.31% | 33.66% | 32.89% | 36.12% | 36.71% | 34.44% | 33.47% | 33.84% | 35.51% | 32.3% | 32.94% | 31.56% | 35.56% | 36.11% | 35.2% | 35.6% | 35.46% | 37.48% | 32.95% | 32.16% | 30.78% | 34.31% | 34.52% | 33.86% | 33.67% | 30.92% | 32.56%
SA1 | Solar PV | 30.63% | 29.09% | 29.18% | 28.18% | 27.51% | 28.16% | 29.03% | 27.61% | 28.77% | 29.03% | 29.15% | 29.61% | 28.18% | 27.51% | 28.2% | 28.99% | 27.56% | 28.74% | 29.02% | 29.07% | 29.35% | 28.08% | 25.72% | 24.74% | 23.79% | 21.71% | 21.6% | 20.69% | 16.41%
SA1 | Grid Battery | 5.746% | 5.701% | 5.888% | 6.09% | 5.488% | 5.518% | 5.273% | 5.04% | 4.727% | 5.409% | 5.248% | 5.489% | 5.316% | 4.695% | 4.906% | 4.96% | 4.819% | 4.778% | 4.838% | 4.5% | 4.87% | 4.718% | 4.544% | 8.028% | 8.138% | 7.888% | 7.786% | 7.787% | 7.584%
SA1 | Pumped Hydro | bar: 2021-22 to 2049-50
SA1 | VPP | 9.409% | 9.827% | 9.848% | 9.799% | 9.188% | 8.969% | 8.134% | 7.796% | 6.916% | 6.859% | 6.75% | 7.033% | 7.024% | 6.641% | 6.9% | 6.855% | 6.687% | 6.53% | 6.439% | 6.156% | 6.306% | 6.176% | 5.941% | 5.945% | 5.844% | 5.529% | 5.236% | 5.066% | 4.807%
Region | Technology | 2021-22 | 2022-23 | 2023-24 | 2024-25 | 2025-26 | 2026-27 | 2027-28 | 2028-29 | 2029-30 | 2030-31 | 2031-32 | 2032-33 | 2033-34 | 2034-35 | 2035-36 | 2036-37 | 2037-38 | 2038-39 | 2039-40 | 2040-41 | 2041-42 | 2042-43 | 2043-44 | 2044-45 | 2045-46 | 2046-47 | 2047-48 | 2048-49 | 2049-50
TAS1 | Black Coal | bar: 2021-22 to 2049-50
TAS1 | Brown Coal | bar: 2021-22 to 2049-50
TAS1 | CCGT | 7.494e-08% | 7.426e-08% | 7.762e-08% | 7.834e-08% | 7.87e-08% | 8.117e-08% | 8.749e-08% | 9.326e-08% | 9.619e-08% | 9.852e-08% | 1.052e-07% | 1.353e-07% | 1.358e-07% | 1.362e-07% | 1.352e-07% | 1.382e-07% | 1.582e-07% | 1.636e-07% | 1.881e-07% | 1.86e-07% | 2.056e-07% | 2.087e-07% | 2.09e-07% | 2.021e-07% | 2.048e-07% | 2.256e-07% | 2.25e-07% | 3.002e-07% | 3.014e-07%
TAS1 | Gas - Steam | bar: 2021-22 to 2049-50
TAS1 | OCGT / Diesel | 6.973e-08% | 6.782e-08% | 7.107e-08% | 7.264e-08% | 7.46e-08% | 7.896e-08% | 8.386e-08% | 8.929e-08% | 9.257e-08% | 9.479e-08% | 1.014e-07% | 0.0907% | 1.312e-07% | 1.428e-07% | 1.331e-07% | 1.414e-07% | 0.1445% | 1.698e-07% | 0.09306% | 0.05568% | 0.1023% | 0.02836% | 0.1134% | 0.2267% | 5.081e-07% | 0.03401% | 5.979e-07% | 1.364% | 1.059%
TAS1 | Hydro | 36.46% | 36.86% | 38.65% | 43.99% | 44.13% | 37.33% | 41.54% | 43.9% | 41.3% | 35.88% | 36.45% | 43.46% | 42.34% | 42.7% | 38.78% | 36.73% | 41.52% | 38.69% | 34.78% | 36.97% | 32.67% | 36.67% | 38.68% | 33.69% | 37.48% | 40.48% | 36.71% | 35.73% | 35.48%
TAS1 | Wind | 26.66% | 32.22% | 32.49% | 34.76% | 37.82% | 39.36% | 40.94% | 39.64% | 39.64% | 38.76% | 42% | 39.29% | 38.97% | 40.98% | 41.39% | 42.28% | 42.4% | 41.83% | 40.47% | 41.96% | 39.49% | 38.52% | 40.43% | 41.94% | 42.69% | 42.02% | 41.13% | 38.91% | 39.85%
TAS1 | Solar PV | bar: 2021-22 to 2049-50
TAS1 | Grid Battery | bar: 2021-22 to 2049-50
TAS1 | Pumped Hydro | - | - | - | - | - | - | - | - | - | - | - | - | - | - | - | 30.04% | 26.58% | 26.99% | 27.12% | 24.95% | 26.38% | 26.7% | 26.2% | 27.24% | 27.32% | 25.72% | 25.97% | 27.78% | 27.18%
TAS1 | VPP | 1.621% | 3.304% | 1.448% | 1.915% | 3.421% | 3.939% | 5.444% | 4.979% | 5.385% | 6.136% | 6.387% | 7.147% | 7.064% | 6.676% | 7.387% | 7.337% | 6.624% | 6.419% | 6.301% | 5.964% | 6.278% | 6.034% | 5.89% | 6.078% | 6.285% | 5.437% | 5.064% | 5.416% | 5.045%
Explicitly modelled pumping
Region | Technology | 2021-22 | 2022-23 | 2023-24 | 2024-25 | 2025-26 | 2026-27 | 2027-28 | 2028-29 | 2029-30 | 2030-31 | 2031-32 | 2032-33 | 2033-34 | 2034-35 | 2035-36 | 2036-37 | 2037-38 | 2038-39 | 2039-40 | 2040-41 | 2041-42 | 2042-43 | 2043-44 | 2044-45 | 2045-46 | 2046-47 | 2047-48 | 2048-49 | 2049-50
NEM | Grid Battery pump | 11.7% | 6.954% | 6.88% | 7.638% | 6.873% | 7.099% | 6.843% | 6.378% | 5.624% | 6.262% | 6.045% | 6.371% | 6.136% | 5.478% | 5.982% | 6% | 5.639% | 5.503% | 5.829% | 4.856% | 3.243% | 5.836% | 5.599% | 11.53% | 11.53% | 13.41% | 13.37% | 13.23% | 13.39%
NEM | Pumped Hydro Pump | 1.213% | 4.372% | 5.804% | 28.98% | 23.34% | 24.93% | 24.64% | 27.37% | 26.22% | 28.65% | 30.56% | 32.77% | 32.01% | 29.63% | 33.14% | 33.44% | 30.76% | 30% | 31.42% | 30.28% | 32.12% | 32.54% | 30.15% | 33.87% | 33.9% | 30.38% | 30.07% | 32.6% | 30.5%
NEM | VPP pump | 9.252% | 10.54% | 9.673% | 11.35% | 10.87% | 10.75% | 9.749% | 9.176% | 8.163% | 8.21% | 7.921% | 8.286% | 8.245% | 7.832% | 8.137% | 8.112% | 7.668% | 7.481% | 7.431% | 7.173% | 7.45% | 7.201% | 6.88% | 7.208% | 7.004% | 6.361% | 6.171% | 6.162% | 5.594%
Region | Technology | 2021-22 | 2022-23 | 2023-24 | 2024-25 | 2025-26 | 2026-27 | 2027-28 | 2028-29 | 2029-30 | 2030-31 | 2031-32 | 2032-33 | 2033-34 | 2034-35 | 2035-36 | 2036-37 | 2037-38 | 2038-39 | 2039-40 | 2040-41 | 2041-42 | 2042-43 | 2043-44 | 2044-45 | 2045-46 | 2046-47 | 2047-48 | 2048-49 | 2049-50
NSW1 | Grid Battery pump | bar: 2021-22 to 2049-50
NSW1 | Pumped Hydro Pump | 1.359% | 5.422% | 6.922% | 36.11% | 24.44% | 26.74% | 26.57% | 28.99% | 27.47% | 29.93% | 31.85% | 33.6% | 32.95% | 30.53% | 34.19% | 34.51% | 32.14% | 30.8% | 32.24% | 31.48% | 33.07% | 33.88% | 30.96% | 35.9% | 36.19% | 34.54% | 33.31% | 36.35% | 35.18%
NSW1 | VPP pump | 8.665% | 10.57% | 8.851% | 11.02% | 10.25% | 10.28% | 9.707% | 9.146% | 8.241% | 8.305% | 8.012% | 8.236% | 8.218% | 7.926% | 8.156% | 8.138% | 7.661% | 7.424% | 7.44% | 7.174% | 7.507% | 7.162% | 7.026% | 7.387% | 7.246% | 6.82% | 6.452% | 6.507% | 6.222%
Region | Technology | 2021-22 | 2022-23 | 2023-24 | 2024-25 | 2025-26 | 2026-27 | 2027-28 | 2028-29 | 2029-30 | 2030-31 | 2031-32 | 2032-33 | 2033-34 | 2034-35 | 2035-36 | 2036-37 | 2037-38 | 2038-39 | 2039-40 | 2040-41 | 2041-42 | 2042-43 | 2043-44 | 2044-45 | 2045-46 | 2046-47 | 2047-48 | 2048-49 | 2049-50
QLD1 | Grid Battery pump | - | 18.04% | 18.46% | 22.48% | 22.72% | 22.21% | 21.57% | 21.11% | 20.18% | 20.37% | 20.06% | 20.43% | 20.49% | 20.21% | 20.22% | 20.18% | 18.63% | 18.76% | 19.12% | - | - | - | - | 18.49% | 17.95% | 17.25% | 17.23% | 17% | 17.52%
QLD1 | Pumped Hydro Pump | 0.9635% | 2.572% | 3.888% | 16.75% | 16.92% | 14.3% | 13.34% | 17.82% | 13.84% | 15.88% | 17.62% | 24.57% | 22.61% | 20.63% | 22.71% | 22.42% | 25.64% | 26.66% | 28% | 25.82% | 28.95% | 29.65% | 28.09% | 29.68% | 29.09% | 24.59% | 25.38% | 26.92% | 23.34%
QLD1 | VPP pump | 8.151% | 9.367% | 9.067% | 11.37% | 11.81% | 11.3% | 10.25% | 9.892% | 9.114% | 8.989% | 8.574% | 8.741% | 8.788% | 8.503% | 8.582% | 8.435% | 7.897% | 7.783% | 7.723% | 7.629% | 7.774% | 7.708% | 7.578% | 7.48% | 7.023% | 6.059% | 6.074% | 5.715% | 4.655%
Region | Technology | 2021-22 | 2022-23 | 2023-24 | 2024-25 | 2025-26 | 2026-27 | 2027-28 | 2028-29 | 2029-30 | 2030-31 | 2031-32 | 2032-33 | 2033-34 | 2034-35 | 2035-36 | 2036-37 | 2037-38 | 2038-39 | 2039-40 | 2040-41 | 2041-42 | 2042-43 | 2043-44 | 2044-45 | 2045-46 | 2046-47 | 2047-48 | 2048-49 | 2049-50
VIC1 | Grid Battery pump | 28.81% | 6.308% | 6.06% | 6.91% | 6.086% | 6.45% | 6.23% | 5.688% | 4.724% | 5.326% | 5.093% | 5.435% | 4.996% | 4.416% | 5.056% | 5.057% | 4.681% | 4.48% | 4.938% | 4.52% | 1.867% | - | - | - | - | - | - | - | -
VIC1 | Pumped Hydro Pump | - | - | - | - | - | - | - | - | - | - | - | - | - | - | - | - | - | - | - | - | - | - | - | - | - | - | - | 36.8% | 34.89%
VIC1 | VPP pump | 10.13% | 11.17% | 10.32% | 11.73% | 10.88% | 10.91% | 9.523% | 8.766% | 7.455% | 7.605% | 7.335% | 7.953% | 7.813% | 7.208% | 7.729% | 7.796% | 7.407% | 7.203% | 7.13% | 6.766% | 7.121% | 6.79% | 6.142% | 6.845% | 6.734% | 6.096% | 5.951% | 6.195% | 5.668%
Region | Technology | 2021-22 | 2022-23 | 2023-24 | 2024-25 | 2025-26 | 2026-27 | 2027-28 | 2028-29 | 2029-30 | 2030-31 | 2031-32 | 2032-33 | 2033-34 | 2034-35 | 2035-36 | 2036-37 | 2037-38 | 2038-39 | 2039-40 | 2040-41 | 2041-42 | 2042-43 | 2043-44 | 2044-45 | 2045-46 | 2046-47 | 2047-48 | 2048-49 | 2049-50
SA1 | Grid Battery pump | 7.077% | 7.055% | 7.252% | 7.525% | 6.769% | 6.812% | 6.527% | 6.206% | 5.852% | 6.659% | 6.485% | 6.771% | 6.579% | 5.778% | 6.057% | 6.123% | 5.949% | 5.916% | 5.956% | 5.574% | 5.995% | 5.836% | 5.599% | 9.634% | 9.793% | 9.437% | 9.366% | 9.321% | 9.097%
SA1 | Pumped Hydro Pump | bar: 2021-22 to 2049-50
SA1 | VPP pump | 11.29% | 11.82% | 11.8% | 11.77% | 11.02% | 10.76% | 9.785% | 9.339% | 8.313% | 8.222% | 8.108% | 8.436% | 8.433% | 7.968% | 8.281% | 8.228% | 8.027% | 7.859% | 7.708% | 7.409% | 7.549% | 7.431% | 7.113% | 7.136% | 7.034% | 6.617% | 6.304% | 6.062% | 5.77%
Region | Technology | 2021-22 | 2022-23 | 2023-24 | 2024-25 | 2025-26 | 2026-27 | 2027-28 | 2028-29 | 2029-30 | 2030-31 | 2031-32 | 2032-33 | 2033-34 | 2034-35 | 2035-36 | 2036-37 | 2037-38 | 2038-39 | 2039-40 | 2040-41 | 2041-42 | 2042-43 | 2043-44 | 2044-45 | 2045-46 | 2046-47 | 2047-48 | 2048-49 | 2049-50
TAS1 | Grid Battery pump | bar: 2021-22 to 2049-50
TAS1 | Pumped Hydro Pump | - | - | - | - | - | - | - | - | - | - | - | - | - | - | - | 37.9% | 33.15% | 33.85% | 33.83% | 31.52% | 32.95% | 33.39% | 32.64% | 33.89% | 34.5% | 31.81% | 32.8% | 34.39% | 33.97%
TAS1 | VPP pump | 1.945% | 3.988% | 1.723% | 2.32% | 4.09% | 4.727% | 6.557% | 5.959% | 6.463% | 7.365% | 7.68% | 8.589% | 8.459% | 8.035% | 8.847% | 8.816% | 7.942% | 7.725% | 7.542% | 7.158% | 7.535% | 7.245% | 7.088% | 7.275% | 7.565% | 6.506% | 6.098% | 6.481% | 6.055%
Non-controllable capacity
Region | Technology | 2021-22 | 2022-23 | 2023-24 | 2024-25 | 2025-26 | 2026-27 | 2027-28 | 2028-29 | 2029-30 | 2030-31 | 2031-32 | 2032-33 | 2033-34 | 2034-35 | 2035-36 | 2036-37 | 2037-38 | 2038-39 | 2039-40 | 2040-41 | 2041-42 | 2042-43 | 2043-44 | 2044-45 | 2045-46 | 2046-47 | 2047-48 | 2048-49 | 2049-50
NEM | Distributed PV | 15.73% | 16.09% | 16.23% | 15.82% | 15.34% | 16.51% | 16.55% | 14.98% | 15.76% | 16.42% | 16.68% | 16.82% | 16.42% | 15.97% | 17.12% | 17.17% | 15.46% | 16.3% | 17% | 17.29% | 17.34% | 16.88% | 16.37% | 17.53% | 17.49% | 15.72% | 16.54% | 17.24% | 17.5%
NEM | Behind the meter battery | 5.667% | 5.723% | 5.697% | 5.601% | 5.515% | 5.416% | 5.347% | 5.236% | 5.14% | 5.04% | 4.967% | 4.975% | 5.011% | 5.02% | 5.042% | 4.97% | 4.915% | 4.863% | 4.828% | 4.751% | 4.713% | 4.68% | 4.667% | 4.606% | 4.559% | 4.421% | 4.312% | 4.185% | 4.069%
NEM | Behind the meter battery pump | 4.815% | 4.861% | 4.84% | 4.758% | 4.685% | 4.601% | 4.542% | 4.447% | 4.367% | 4.281% | 4.221% | 4.227% | 4.256% | 4.264% | 4.284% | 4.222% | 4.175% | 4.13% | 4.1% | 4.037% | 4.004% | 3.974% | 3.964% | 3.912% | 3.873% | 3.755% | 3.662% | 3.554% | 3.456%
Region | Technology | 2021-22 | 2022-23 | 2023-24 | 2024-25 | 2025-26 | 2026-27 | 2027-28 | 2028-29 | 2029-30 | 2030-31 | 2031-32 | 2032-33 | 2033-34 | 2034-35 | 2035-36 | 2036-37 | 2037-38 | 2038-39 | 2039-40 | 2040-41 | 2041-42 | 2042-43 | 2043-44 | 2044-45 | 2045-46 | 2046-47 | 2047-48 | 2048-49 | 2049-50
NSW1 | Distributed PV | 15.89% | 16.65% | 16.19% | 15.98% | 15.4% | 17.1% | 16.86% | 15.02% | 15.42% | 16.36% | 17.06% | 16.64% | 16.46% | 15.93% | 17.53% | 17.31% | 15.42% | 15.93% | 16.89% | 17.6% | 17.11% | 16.87% | 16.27% | 17.87% | 17.58% | 15.66% | 16.11% | 17.1% | 17.77%
NSW1 | Behind the meter battery | 5.638% | 5.703% | 5.66% | 5.567% | 5.499% | 5.413% | 5.354% | 5.253% | 5.161% | 5.073% | 5.011% | 5.032% | 5.043% | 5.032% | 5.062% | 4.976% | 4.91% | 4.853% | 4.834% | 4.76% | 4.738% | 4.71% | 4.694% | 4.647% | 4.607% | 4.472% | 4.37% | 4.245% | 4.136%
NSW1 | Behind the meter battery pump | 4.79% | 4.843% | 4.811% | 4.729% | 4.672% | 4.599% | 4.548% | 4.46% | 4.383% | 4.311% | 4.258% | 4.275% | 4.284% | 4.277% | 4.302% | 4.228% | 4.172% | 4.121% | 4.104% | 4.045% | 4.025% | 4% | 3.988% | 3.947% | 3.911% | 3.797% | 3.713% | 3.604% | 3.515%
Region | Technology | 2021-22 | 2022-23 | 2023-24 | 2024-25 | 2025-26 | 2026-27 | 2027-28 | 2028-29 | 2029-30 | 2030-31 | 2031-32 | 2032-33 | 2033-34 | 2034-35 | 2035-36 | 2036-37 | 2037-38 | 2038-39 | 2039-40 | 2040-41 | 2041-42 | 2042-43 | 2043-44 | 2044-45 | 2045-46 | 2046-47 | 2047-48 | 2048-49 | 2049-50
QLD1 | Distributed PV | 16.1% | 17.06% | 17.04% | 16.38% | 16.5% | 17.65% | 17.74% | 14.96% | 16.27% | 16.89% | 17.76% | 17.6% | 16.96% | 17.19% | 18.26% | 18.34% | 15.46% | 16.89% | 17.52% | 18.42% | 18.19% | 17.48% | 17.64% | 18.68% | 18.7% | 15.74% | 17.14% | 17.77% | 18.66%
QLD1 | Behind the meter battery | 5.684% | 5.775% | 5.719% | 5.62% | 5.545% | 5.439% | 5.361% | 5.261% | 5.173% | 5.069% | 5.003% | 5.023% | 5.04% | 5.034% | 5.056% | 4.969% | 4.908% | 4.861% | 4.837% | 4.775% | 4.741% | 4.717% | 4.713% | 4.654% | 4.608% | 4.471% | 4.356% | 4.223% | 4.11%
QLD1 | Behind the meter battery pump | 4.83% | 4.906% | 4.857% | 4.776% | 4.709% | 4.62% | 4.554% | 4.469% | 4.396% | 4.307% | 4.251% | 4.265% | 4.281% | 4.276% | 4.298% | 4.219% | 4.167% | 4.13% | 4.11% | 4.057% | 4.025% | 4.005% | 4.006% | 3.953% | 3.917% | 3.797% | 3.698% | 3.589% | 3.49%
Region | Technology | 2021-22 | 2022-23 | 2023-24 | 2024-25 | 2025-26 | 2026-27 | 2027-28 | 2028-29 | 2029-30 | 2030-31 | 2031-32 | 2032-33 | 2033-34 | 2034-35 | 2035-36 | 2036-37 | 2037-38 | 2038-39 | 2039-40 | 2040-41 | 2041-42 | 2042-43 | 2043-44 | 2044-45 | 2045-46 | 2046-47 | 2047-48 | 2048-49 | 2049-50
VIC1 | Distributed PV | 14.64% | 14.23% | 15.09% | 14.83% | 14.08% | 15.02% | 15.13% | 14.56% | 15.28% | 15.89% | 15.28% | 16.11% | 15.73% | 14.89% | 15.83% | 15.95% | 15.17% | 15.88% | 16.52% | 15.91% | 16.66% | 16.24% | 15.31% | 16.27% | 16.3% | 15.49% | 16.18% | 16.83% | 16.15%
VIC1 | Behind the meter battery | 5.686% | 5.759% | 5.769% | 5.661% | 5.55% | 5.441% | 5.366% | 5.23% | 5.104% | 4.983% | 4.889% | 4.875% | 4.952% | 4.988% | 5.011% | 4.966% | 4.936% | 4.879% | 4.826% | 4.735% | 4.679% | 4.638% | 4.62% | 4.546% | 4.491% | 4.353% | 4.238% | 4.113% | 3.985%
VIC1 | Behind the meter battery pump | 4.831% | 4.891% | 4.901% | 4.807% | 4.715% | 4.624% | 4.558% | 4.445% | 4.338% | 4.231% | 4.155% | 4.142% | 4.205% | 4.236% | 4.256% | 4.221% | 4.193% | 4.144% | 4.097% | 4.024% | 3.977% | 3.938% | 3.922% | 3.862% | 3.817% | 3.698% | 3.598% | 3.492% | 3.384%
Region | Technology | 2021-22 | 2022-23 | 2023-24 | 2024-25 | 2025-26 | 2026-27 | 2027-28 | 2028-29 | 2029-30 | 2030-31 | 2031-32 | 2032-33 | 2033-34 | 2034-35 | 2035-36 | 2036-37 | 2037-38 | 2038-39 | 2039-40 | 2040-41 | 2041-42 | 2042-43 | 2043-44 | 2044-45 | 2045-46 | 2046-47 | 2047-48 | 2048-49 | 2049-50
SA1 | Distributed PV | 17% | 17.03% | 17.4% | 16.79% | 15.95% | 16.62% | 17.14% | 16.32% | 17.02% | 17.25% | 17.23% | 17.68% | 17.1% | 16.26% | 16.89% | 17.46% | 16.6% | 17.39% | 17.63% | 17.62% | 18.03% | 17.41% | 16.52% | 17.18% | 17.67% | 16.79% | 17.56% | 17.81% | 17.75%
SA1 | Behind the meter battery | 5.687% | 5.649% | 5.583% | 5.482% | 5.395% | 5.284% | 5.219% | 5.127% | 5.109% | 5.049% | 4.993% | 5.022% | 5.037% | 5.051% | 5.052% | 4.964% | 4.871% | 4.834% | 4.784% | 4.699% | 4.657% | 4.607% | 4.592% | 4.519% | 4.464% | 4.316% | 4.217% | 4.086% | 3.974%
SA1 | Behind the meter battery pump | 4.829% | 4.797% | 4.742% | 4.659% | 4.583% | 4.489% | 4.433% | 4.354% | 4.338% | 4.291% | 4.244% | 4.268% | 4.279% | 4.291% | 4.293% | 4.218% | 4.14% | 4.109% | 4.064% | 3.993% | 3.956% | 3.915% | 3.901% | 3.837% | 3.792% | 3.665% | 3.583% | 3.473% | 3.373%
Region | Technology | 2021-22 | 2022-23 | 2023-24 | 2024-25 | 2025-26 | 2026-27 | 2027-28 | 2028-29 | 2029-30 | 2030-31 | 2031-32 | 2032-33 | 2033-34 | 2034-35 | 2035-36 | 2036-37 | 2037-38 | 2038-39 | 2039-40 | 2040-41 | 2041-42 | 2042-43 | 2043-44 | 2044-45 | 2045-46 | 2046-47 | 2047-48 | 2048-49 | 2049-50
TAS1 | Distributed PV | 13.67% | 13.56% | 13.98% | 14.01% | 13.36% | 14.27% | 14.3% | 13.89% | 14% | 14.27% | 14.08% | 14.55% | 14.57% | 13.88% | 14.71% | 14.82% | 14.29% | 14.45% | 14.76% | 14.57% | 14.97% | 14.9% | 14.17% | 15.06% | 15.02% | 14.55% | 14.6% | 14.95% | 14.69%
TAS1 | Behind the meter battery | 5.621% | 5.537% | 5.483% | 5.392% | 5.325% | 5.3% | 5.327% | 5.334% | 5.286% | 5.239% | 5.208% | 5.151% | 5.108% | 5.072% | 5.045% | 4.953% | 4.896% | 4.865% | 4.848% | 4.807% | 4.776% | 4.758% | 4.747% | 4.71% | 4.688% | 4.578% | 4.487% | 4.373% | 4.276%
TAS1 | Behind the meter battery pump | 4.776% | 4.703% | 4.656% | 4.581% | 4.521% | 4.502% | 4.527% | 4.531% | 4.491% | 4.45% | 4.424% | 4.376% | 4.337% | 4.308% | 4.285% | 4.206% | 4.16% | 4.131% | 4.12% | 4.084% | 4.059% | 4.042% | 4.03% | 4% | 3.983% | 3.889% | 3.812% | 3.715% | 3.631%

## Marinus_Generation
Annual sent-out generation by technology (GWh) - Marinus Link, High DER Scenario
Explicitly modelled generation
Region | Technology | 2021-22 | 2022-23 | 2023-24 | 2024-25 | 2025-26 | 2026-27 | 2027-28 | 2028-29 | 2029-30 | 2030-31 | 2031-32 | 2032-33 | 2033-34 | 2034-35 | 2035-36 | 2036-37 | 2037-38 | 2038-39 | 2039-40 | 2040-41 | 2041-42 | 2042-43 | 2043-44 | 2044-45 | 2045-46 | 2046-47 | 2047-48 | 2048-49 | 2049-50
NEM | Black Coal | 90168.9883 | 78863.5661 | 78398.0264 | 79790.028 | 71689.77 | 65541.0188 | 58124.4207 | 61302.1098 | 49255.9368 | 47726.6631 | 45346.6677 | 43076.2714 | 46945.9463 | 43895.1065 | 39812.2056 | 38046.6124 | 32670.3113 | 33186.165 | 31428.5549 | 29604.795 | 28215.5077 | 19554.5013 | 15550.3288 | 13305.0319 | 11472.8463 | 9213.5747 | 8768.9667 | 8597.912 | 7582.6506
NEM | Brown Coal | 29720.6514 | 28212.1945 | 28506.7067 | 22548.0623 | 23810.2678 | 23166.3429 | 22456.8152 | 22165.382 | 20176.9452 | 21513.9883 | 21148.0503 | 20865.9827 | 21403.6011 | 20713.1422 | 21865.4224 | 20691.8993 | 19023.3725 | 19962.6476 | 17556.4249 | 18437.1849 | 20456.8441 | 20223.8821 | 19178.5624 | 19456.8203 | 19207.4533 | 19443.8241 | 13020.9902 | 0 | 0
NEM | CCGT | 2252.5065 | 2252.5065 | 1894.8404 | 1941.8139 | 1735.9919 | 1744.5049 | 1786.5735 | 1983.349 | 1743.366 | 1815.8634 | 2068.5525 | 4371.4374 | 4706.121 | 5500.7153 | 3690.2334 | 3388.8155 | 5223.2567 | 5214.1275 | 4260.2118 | 4313.642 | 4295.7507 | 5268.4998 | 3442.3731 | 3134.0099 | 1518.9895 | 960.5235 | 963.1552 | 960.5235 | 960.5235
NEM | Gas - Steam | 696.7639 | 711.2695 | 724.015 | 164.271 | 158.0565 | 165.4742 | 160.3597 | 168.7872 | 154.3771 | 154.9379 | 154.8001 | 221.0127 | 162.3648 | 342.7071 | 95.2257 | 83.5695 | 272.8391 | 196.5317 | 167.2078 | 170.9593 | 201.0491 | 235.7587 | 221.5891 | 191.417 | 251.494 | 0 | 0 | 0 | 0
NEM | OCGT / Diesel | 50.7413 | 22.8157 | 111.5227 | 88.1488 | 16.0688 | 43.1024 | 31.4175 | 87.5752 | 5.8272 | 11.2206 | 33.4922 | 419.0644 | 240.9182 | 367.0382 | 238.4571 | 321.428 | 1662.2497 | 1424.4605 | 3544.7031 | 4084.1959 | 2632.3806 | 4111.4434 | 6487.0542 | 3816.2493 | 4904.0124 | 7683.4781 | 8425.3098 | 12170.4201 | 12124.1845
NEM | Hydro | 13121.6129 | 13316.8675 | 13274.8925 | 15824.1027 | 15880.4834 | 14104.5209 | 15911.1383 | 18202.2261 | 16162.0391 | 14056.0656 | 14493.5029 | 15878.3487 | 16641.645 | 16879.0141 | 15802.8551 | 15163.4648 | 17488.4192 | 15374.6918 | 13794.1011 | 14189.908 | 12812.1165 | 14658.6241 | 15352.2841 | 14036.1906 | 14966.7482 | 16972.5761 | 14855.8596 | 14145.5015 | 13795.8353
NEM | Wind | 26731.2707 | 35592.8692 | 35185.7118 | 38841.9671 | 46539.1498 | 51659.4605 | 57687.6377 | 57748.5407 | 65324.1827 | 67393.4908 | 70426.3087 | 70119.4079 | 69226.2492 | 74332.3524 | 77627.0033 | 83235.744 | 94646.2374 | 93470.5789 | 94617.1953 | 94194.2146 | 96436.1314 | 97576.5669 | 104415.543 | 106417.1329 | 108640.8822 | 110063.5451 | 113744.6397 | 117240.2831 | 117250.9512
NEM | Solar PV | 14501.0477 | 17775.8334 | 18063.9949 | 17333.1923 | 16977.4581 | 17971.4957 | 18196.2066 | 16536.459 | 25630.4545 | 26759.0079 | 27089.7723 | 27217.9456 | 26224.2653 | 25643.6685 | 27263.6289 | 27001.6599 | 23976.9428 | 24712.379 | 25872.2018 | 26040.5876 | 26697.144 | 33698.4791 | 32240.8131 | 32784.4203 | 32815.6797 | 37706.0578 | 38444.0289 | 42012.2799 | 40817.2038
NEM | Grid Battery | 216.6615 | 295.4967 | 293.8651 | 324.8017 | 292.9631 | 302.774 | 290.7548 | 272.4249 | 239.3214 | 253.6626 | 243.9958 | 258.3662 | 223.7034 | 191.0463 | 207.9769 | 208.6268 | 195.9749 | 190.8124 | 203.2374 | 161.3917 | 104.127 | 62.0013 | 59.7114 | 233.5564 | 234.6908 | 441.4601 | 440.0666 | 435.2405 | 441.0747
NEM | Pumped Hydro | 53.0298 | 157.1407 | 228.3139 | 1575.1071 | 5070.3134 | 5132.7127 | 4764.259 | 5722.4154 | 8846.4118 | 9701.3152 | 10156.7384 | 11060.8005 | 10162.1226 | 9983.5084 | 10784.7373 | 10748.821 | 12498.2459 | 12112.2545 | 13267.2711 | 12315.6168 | 13811.6766 | 15414.5447 | 14806.0193 | 16134.295 | 15841.1852 | 17094.3652 | 16841.4588 | 18903.7476 | 17974.3579
NEM | VPP | 58.4281 | 163.0248 | 298.3739 | 588.4335 | 866.2016 | 1201.4656 | 1460.6232 | 1779.5891 | 1981.4349 | 2298.5229 | 2542.53 | 3052.9332 | 3441.072 | 3637.6888 | 4177.5845 | 4380.4183 | 4347.6845 | 4459.7571 | 4661.71 | 4697.8383 | 5131.7623 | 5175.9938 | 5185.6658 | 5673.8892 | 5744.034 | 5462.9913 | 5511.827 | 5751.2968 | 5432.095
Total excluding storage |  | 177243.5827 | 176747.9225 | 176159.7104 | 176531.5862 | 176807.2463 | 174395.9202 | 174354.5692 | 178194.429 | 178453.1287 | 179431.2375 | 180761.1467 | 182169.4707 | 185551.111 | 187673.7443 | 186395.0317 | 187933.1935 | 194963.6287 | 193541.5819 | 191240.6007 | 191035.4873 | 191746.9242 | 195327.7555 | 196888.5477 | 193141.2723 | 193778.1055 | 202043.5794 | 198222.9501 | 195126.9202 | 192531.349
Region | Technology | 2021-22 | 2022-23 | 2023-24 | 2024-25 | 2025-26 | 2026-27 | 2027-28 | 2028-29 | 2029-30 | 2030-31 | 2031-32 | 2032-33 | 2033-34 | 2034-35 | 2035-36 | 2036-37 | 2037-38 | 2038-39 | 2039-40 | 2040-41 | 2041-42 | 2042-43 | 2043-44 | 2044-45 | 2045-46 | 2046-47 | 2047-48 | 2048-49 | 2049-50
NSW1 | Black Coal | 45907.1856 | 38425.216 | 35384.3588 | 39734.5335 | 31581.0766 | 26846.2703 | 22196.5116 | 25585.6163 | 15323.2816 | 15094.0035 | 13559.9724 | 9332.8003 | 11549.8523 | 10127.0491 | 6220.0654 | 7733.9267 | 8323.2371 | 8337.33 | 8008.825 | 6524.5283 | 5952.3265 | 0 | 0 | 0 | 0 | 0 | 0 | 0 | 0
NSW1 | Brown Coal | 0 | 0 | 0 | 0 | 0 | 0 | 0 | 0 | 0 | 0 | 0 | 0 | 0 | 0 | 0 | 0 | 0 | 0 | 0 | 0 | 0 | 0 | 0 | 0 | 0 | 0 | 0 | 0 | 0
NSW1 | CCGT | 33.6489 | 33.6489 | 101.2233 | 63.9282 | 63.5591 | 63.5591 | 63.7332 | 63.5591 | 63.5591 | 63.5591 | 63.7332 | 589.2907 | 473.0994 | 988.4725 | 454.4885 | 394.7321 | 1452.6957 | 1596.5857 | 1412.1124 | 1300.4634 | 1182.497 | 1614.0347 | 43.2684 | 1.7597e-05 | 1.8743e-05 | 1.9263e-05 | 1.9452e-05 | 2.7563e-05 | 2.6758e-05
NSW1 | Gas - Steam | 0 | 0 | 0 | 0 | 0 | 0 | 0 | 0 | 0 | 0 | 0 | 0 | 0 | 0 | 0 | 0 | 0 | 0 | 0 | 0 | 0 | 0 | 0 | 0 | 0 | 0 | 0 | 0 | 0
NSW1 | OCGT / Diesel | 0.03263 | 1.6789e-06 | 13.0761 | 46.3835 | 6.1077 | 17.6222 | 7.117 | 10.2326 | 2.3278e-06 | 2.4186e-06 | 2.6857e-06 | 38.7681 | 24.1077 | 24.4404 | 46.7058 | 27.2532 | 206.8317 | 186.7413 | 1150.197 | 1833.467 | 781.8902 | 1275.7273 | 3028.8416 | 1453.9197 | 1599.0432 | 2358.2995 | 3485.0901 | 6291.4464 | 6564.3166
NSW1 | Hydro | 2010.6812 | 2116.8926 | 1958.0129 | 2805.3 | 2769.416 | 2600.3703 | 2575.5233 | 3550.5835 | 2759.2785 | 2386.9127 | 2664.2618 | 2683.5125 | 3166.6809 | 3234.1199 | 3236.4257 | 3071.035 | 3940.4183 | 3104.3949 | 2864.2972 | 2758.2368 | 2622.4352 | 3250.1677 | 3375.8152 | 3394.3903 | 3426.4251 | 4025.1076 | 3378.2482 | 3317.3291 | 3022.6989
NSW1 | Wind | 6252.6977 | 9576.3158 | 11510.9313 | 13625.8372 | 17399.0122 | 20652.1823 | 23158.6167 | 22453.4885 | 28138.6281 | 30193.3832 | 31364.867 | 31128.0171 | 30212.3531 | 32115.8316 | 33577.6506 | 33436.3068 | 29968.0802 | 26855.6614 | 28889.9555 | 28674.7746 | 35076.5385 | 34397.1589 | 35942.033 | 37439.5558 | 37551.4538 | 33197.2269 | 31848.4595 | 34412.149 | 34302.1602
NSW1 | Solar PV | 5342.8112 | 6499.5899 | 6543.0281 | 6299.1534 | 5994.627 | 6487.1148 | 6521.6827 | 6386.9699 | 14795.5955 | 15576.7907 | 15799.3588 | 15696.157 | 15209.2722 | 14666.7794 | 15755.3117 | 15696.5256 | 14263.0498 | 14343.8398 | 15149.0875 | 15268.1907 | 15095.6935 | 18125.719 | 17422.2439 | 18471.188 | 18415.1167 | 20835.1217 | 21019.8243 | 22071.1259 | 22393.1978
NSW1 | Grid Battery | 5.8008e-06 | 5.9759e-06 | 5.986e-06 | 5.9357e-06 | 5.8405e-06 | 6.0451e-06 | 7.1632e-06 | 7.8458e-06 | 2.6254e-05 | 2.7581e-05 | 2.7836e-05 | 2.8597e-05 | 2.8385e-05 | 2.8513e-05 | 3.1066e-05 | 3.2189e-05 | 3.4804e-05 | 3.4188e-05 | 4.7608e-05 | 4.8924e-05 | 8.1144e-05 | 7.6033e-05 | 8.2924e-05 | 9.3598e-05 | 8.7132e-05 | 8.7191e-05 | 8.8218e-05 | 0.0001122 | 0.00010112
NSW1 | Pumped Hydro | 23.2834 | 82.5219 | 110.5187 | 1074.3104 | 4565.7528 | 4704.9251 | 4367.0563 | 5189.1036 | 8433.1841 | 9226.8772 | 9632.3492 | 10325.0345 | 9486.7845 | 9367.3216 | 10106.4746 | 9983.668 | 9692.1029 | 9073.0876 | 9841.2377 | 9159.8683 | 9888.5648 | 9679.6555 | 9319.282 | 10351.5881 | 10172.5839 | 10108.4738 | 9632.4149 | 10377.962 | 10347.1541
NSW1 | VPP | 19.2542 | 55.2138 | 84.2868 | 170.527 | 242.5433 | 336.57 | 422.4885 | 517.3384 | 590.3113 | 692.6121 | 772.2336 | 917.1938 | 1042.128 | 1122.0314 | 1287.9876 | 1353.8252 | 1340.959 | 1372.726 | 1452.2602 | 1464.0904 | 1614.4361 | 1615.6396 | 1662.8605 | 1828.5128 | 1872.0627 | 1851.5988 | 1820.3183 | 1926.8591 | 1915.7072
Total excluding storage |  | 59547.0572 | 56651.6632 | 55510.6305 | 62575.1358 | 57813.7985 | 56667.119 | 54523.1845 | 58050.4499 | 61080.3428 | 63314.6491 | 63452.1931 | 59468.5456 | 60635.3657 | 61156.6929 | 59290.6477 | 60359.7793 | 58154.3128 | 54424.5531 | 57474.4745 | 56359.6607 | 60711.3808 | 58662.8077 | 59812.2021 | 60759.0538 | 60992.0388 | 60415.7558 | 59731.6221 | 66092.0504 | 66282.3736
Region | Technology | 2021-22 | 2022-23 | 2023-24 | 2024-25 | 2025-26 | 2026-27 | 2027-28 | 2028-29 | 2029-30 | 2030-31 | 2031-32 | 2032-33 | 2033-34 | 2034-35 | 2035-36 | 2036-37 | 2037-38 | 2038-39 | 2039-40 | 2040-41 | 2041-42 | 2042-43 | 2043-44 | 2044-45 | 2045-46 | 2046-47 | 2047-48 | 2048-49 | 2049-50
QLD1 | Black Coal | 44261.8027 | 40438.3501 | 43013.6676 | 40055.4946 | 40108.6934 | 38694.7485 | 35927.9091 | 35716.4935 | 33932.6551 | 32632.6595 | 31786.6953 | 33743.4711 | 35396.094 | 33768.0574 | 33592.1402 | 30312.6857 | 24347.0742 | 24848.835 | 23419.7299 | 23080.2667 | 22263.1812 | 19554.5013 | 15550.3288 | 13305.0319 | 11472.8463 | 9213.5747 | 8768.9667 | 8597.912 | 7582.6506
QLD1 | Brown Coal | 0 | 0 | 0 | 0 | 0 | 0 | 0 | 0 | 0 | 0 | 0 | 0 | 0 | 0 | 0 | 0 | 0 | 0 | 0 | 0 | 0 | 0 | 0 | 0 | 0 | 0 | 0 | 0 | 0
QLD1 | CCGT | 1104.025 | 1104.025 | 1232.2762 | 1428.3839 | 1222.931 | 1231.444 | 1272.1069 | 1470.2881 | 1230.3051 | 1302.8025 | 1554.0859 | 3096.731 | 3574.9681 | 3467.0585 | 2785.0115 | 2509.8949 | 3770.561 | 3617.5417 | 2848.0994 | 3013.1786 | 3113.2537 | 3654.4651 | 3399.1047 | 3134.0099 | 1518.9895 | 960.5235 | 963.1551 | 960.5235 | 960.5235
QLD1 | Gas - Steam | 37.1158 | 37.1158 | 73.7192 | 72.804 | 72.804 | 72.804 | 73.0035 | 72.804 | 72.804 | 72.804 | 73.0035 | 72.804 | 72.804 | 72.804 | 73.0035 | 72.804 | 197.0155 | 172.872 | 167.2078 | 170.9593 | 201.0491 | 235.7587 | 221.5891 | 191.417 | 251.494 | 0 | 0 | 0 | 0
QLD1 | OCGT / Diesel | 2.8266e-06 | 2.927e-06 | 0.5716 | 29.8947 | 5.9127 | 9.9169 | 16.1628 | 62.5747 | 5.8272 | 9.4133 | 32.4669 | 218.2626 | 114.0502 | 51.2196 | 65.7643 | 167.0245 | 919.4228 | 688.7505 | 1411.5789 | 1410.4804 | 1188.8493 | 1926.1158 | 2023.3792 | 1839.3665 | 2838.9248 | 4698.0206 | 4193.9425 | 4221.8676 | 3710.4949
QLD1 | Hydro | 682.9674 | 680.8561 | 681.0038 | 675.2371 | 672.3981 | 669.6091 | 669.4579 | 664.1303 | 661.1255 | 645.9405 | 658.6708 | 653.3837 | 650.5419 | 647.7036 | 646.2676 | 642.075 | 239.1231 | 239.6795 | 237.5276 | 236.4726 | 236.5766 | 0 | 0 | 0 | 0 | 0 | 0 | 0 | 0
QLD1 | Wind | 2134.9383 | 3601.4069 | 3583.3071 | 3484.8247 | 6557.2085 | 6703.553 | 8992.2414 | 11213.6256 | 13009.4755 | 13370.2921 | 12692.6559 | 12124.4121 | 10926.7179 | 13441.2955 | 13156.3751 | 17144.5787 | 25818.295 | 25466.951 | 25956.6422 | 24311.486 | 24544.9814 | 25733.5714 | 29655.9603 | 29011.6609 | 32263.4507 | 35639.2469 | 35349.8098 | 35526.4918 | 36168.0818
QLD1 | Solar PV | 5555.0976 | 7538.3561 | 7681.2679 | 7342.3648 | 7448.1655 | 7800.5726 | 7893.1945 | 6592.7038 | 7141.6884 | 7427.2566 | 7545.9957 | 7659.4172 | 7325.6532 | 7442.084 | 7806.3759 | 7531.2407 | 6168.8218 | 6692.5828 | 6975.7098 | 7044.2453 | 7767.7753 | 11891.9005 | 11480.1782 | 11341.6967 | 11217.6642 | 13923.0866 | 14394.6102 | 13520.9452 | 12383.2257
QLD1 | Grid Battery | 3.8667e-06 | 25.6056 | 26.2706 | 31.9019 | 32.2376 | 31.5159 | 30.609 | 29.9534 | 28.6329 | 28.9101 | 28.3805 | 29.0702 | 29.0806 | 28.6831 | 28.7012 | 28.6413 | 26.3583 | 26.7058 | 27.1372 | 9.6031e-05 | 0.004057 | 0.0040461 | 0.0041991 | 81.1642 | 78.9226 | 290.4654 | 291.0343 | 286.1939 | 295.9048
QLD1 | Pumped Hydro | 29.7464 | 74.6188 | 117.7952 | 500.7966 | 504.5606 | 427.7876 | 397.2027 | 533.3118 | 413.2276 | 474.438 | 524.3892 | 735.7659 | 675.338 | 616.1867 | 678.2627 | 669.7056 | 2442.7693 | 2558.6057 | 2685.0286 | 2474.1948 | 3063.3162 | 4864.5492 | 4632.7417 | 4894.9974 | 4778.1041 | 6147.5715 | 6362.706 | 6719.3288 | 5887.2847
QLD1 | VPP | 10.1687 | 33.7944 | 63.7138 | 134.9778 | 220.9407 | 296.8464 | 362.9673 | 459.8356 | 542.1525 | 624.7996 | 691.5133 | 817.5481 | 939.8763 | 1015.3788 | 1136.4851 | 1175.6194 | 1154.4884 | 1202.0837 | 1248.8083 | 1292.9544 | 1383.744 | 1433.0748 | 1473.9059 | 1525.8301 | 1494.7081 | 1341.9142 | 1412.1546 | 1377.0525 | 1176.1606
Total excluding storage |  | 53775.9468 | 53400.1099 | 56265.8134 | 53089.0037 | 56088.1133 | 55182.6481 | 54844.0761 | 55792.6199 | 56053.8809 | 55461.1686 | 54343.5741 | 57568.4817 | 58060.8294 | 58890.2225 | 58124.938 | 58380.3035 | 61460.3133 | 61727.2125 | 61016.4956 | 59267.089 | 59315.6667 | 62996.3128 | 62330.5403 | 58823.1828 | 59563.3695 | 64434.4523 | 63670.4843 | 62827.74 | 60804.9764
Region | Technology | 2021-22 | 2022-23 | 2023-24 | 2024-25 | 2025-26 | 2026-27 | 2027-28 | 2028-29 | 2029-30 | 2030-31 | 2031-32 | 2032-33 | 2033-34 | 2034-35 | 2035-36 | 2036-37 | 2037-38 | 2038-39 | 2039-40 | 2040-41 | 2041-42 | 2042-43 | 2043-44 | 2044-45 | 2045-46 | 2046-47 | 2047-48 | 2048-49 | 2049-50
VIC1 | Black Coal | 0 | 0 | 0 | 0 | 0 | 0 | 0 | 0 | 0 | 0 | 0 | 0 | 0 | 0 | 0 | 0 | 0 | 0 | 0 | 0 | 0 | 0 | 0 | 0 | 0 | 0 | 0 | 0 | 0
VIC1 | Brown Coal | 29720.6514 | 28212.1945 | 28506.7067 | 22548.0623 | 23810.2678 | 23166.3429 | 22456.8152 | 22165.382 | 20176.9452 | 21513.9883 | 21148.0503 | 20865.9827 | 21403.6011 | 20713.1422 | 21865.4224 | 20691.8993 | 19023.3725 | 19962.6476 | 17556.4249 | 18437.1849 | 20456.8441 | 20223.8821 | 19178.5624 | 19456.8203 | 19207.4533 | 19443.8241 | 13020.9902 | 0 | 0
VIC1 | CCGT | 1.5645e-06 | 1.5497e-06 | 1.6205e-06 | 1.8733e-06 | 1.9102e-06 | 1.9126e-06 | 2.0273e-06 | 2.2013e-06 | 2.1863e-06 | 2.1902e-06 | 2.3997e-06 | 3.5873e-06 | 3.5995e-06 | 3.627e-06 | 3.5484e-06 | 3.6465e-06 | 4.8125e-06 | 5.211e-06 | 7.2082e-06 | 7.0618e-06 | 8.1359e-06 | 8.545e-06 | 8.5454e-06 | 7.9317e-06 | 8.2875e-06 | 8.4114e-06 | 9.1203e-06 | 2.1605e-05 | 2.1293e-05
VIC1 | Gas - Steam | 7.3363 | 2.4129 | 8.2868 | 9.8939 | 3.6794 | 11.097 | 5.5596 | 14.4101 | 6.0139e-07 | 0.56072 | 7.1696e-07 | 19.2337 | 7.9877 | 7.6431 | 22.2222 | 10.7655 | 75.8237 | 23.6597 | 0 | 0 | 0 | 0 | 0 | 0 | 0 | 0 | 0 | 0 | 0
VIC1 | OCGT / Diesel | 6.6466 | 2.7672e-06 | 6.8275 | 1.6984 | 3.8021e-06 | 2.2284 | 1.9635 | 4.4569e-06 | 4.2976e-06 | 4.3142e-06 | 4.7206e-06 | 30.6717 | 8.834 | 11.9371 | 8.4803 | 0.6258 | 29.6264 | 7.8082 | 221.7041 | 119.5425 | 60.1106 | 34.3675 | 315.319 | 159.5928 | 152.9604 | 112.4203 | 56.9915 | 447.9026 | 608.9532
VIC1 | Hydro | 2733.8551 | 2741.7308 | 2479.0574 | 3061.3995 | 3125.5712 | 2957.5055 | 2991.4151 | 3762.8375 | 3121.951 | 2665.4872 | 2681.6997 | 2418.4881 | 2963.0961 | 3052.2789 | 2886.4362 | 2894.5984 | 3637.3599 | 3019.5265 | 2590.7853 | 2583.0398 | 2344.166 | 2867.5252 | 2967.5493 | 2793.6213 | 2809.9117 | 3519.9612 | 2926.0033 | 2506.8215 | 2508.9315
VIC1 | Wind | 10771.3461 | 13758.9492 | 11833.1179 | 12210.1954 | 12539.9356 | 12987.955 | 13560.1832 | 12231.1247 | 12312.3701 | 11880.3415 | 13115.034 | 12422.6079 | 13361.513 | 13506.1422 | 14106.0036 | 14956.2539 | 17752.5349 | 18512.8034 | 17220.3332 | 17169.1456 | 14981.5586 | 16139.53 | 18043.8833 | 18198.0323 | 17230.1352 | 19914.794 | 25519.8348 | 26443.6941 | 25100.37
VIC1 | Solar PV | 2656.001 | 2636.3738 | 2734.8361 | 2624.9477 | 2493.1717 | 2617.5271 | 2682.0565 | 2511.5761 | 2603.9109 | 2656.0237 | 2640.7476 | 2741.3175 | 2622.413 | 2493.1764 | 2634.246 | 2676.45 | 2501.4797 | 2587.7516 | 2648.7646 | 2627.677 | 2722.4199 | 2617.8862 | 2494.4341 | 2398.1606 | 2375.896 | 2211.5354 | 2296.7988 | 5718.5227 | 5159.6583
VIC1 | Grid Battery | 113.4743 | 167.5146 | 161.866 | 183.5364 | 162.1745 | 172.1703 | 165.4513 | 151.9571 | 125.8049 | 141.8295 | 135.1583 | 145.1474 | 113.1226 | 100.6773 | 114.808 | 114.8143 | 106.2974 | 101.3288 | 112.5243 | 102.2569 | 40.1262 | 4.1222e-05 | 4.5168e-05 | 5.0788e-05 | 4.6821e-05 | 4.7079e-05 | 4.8302e-05 | 0.00011176 | 0.00011764
VIC1 | Pumped Hydro | 0 | 0 | 5.0279e-06 | 5.5331e-06 | 5.5526e-06 | 6.0309e-06 | 5.8457e-06 | 6.0729e-06 | 6.3206e-06 | 6.5365e-06 | 7.0761e-06 | 1.0313e-05 | 1.0177e-05 | 9.9611e-06 | 1.0636e-05 | 1.229e-05 | 1.3922e-05 | 1.5853e-05 | 2.4114e-05 | 2.3913e-05 | 5.2238e-05 | 5.047e-05 | 4.927e-05 | 5.4656e-05 | 5.3379e-05 | 5.2204e-05 | 5.2902e-05 | 900.9234 | 854.0767
VIC1 | VPP | 14.3387 | 44.8195 | 103.3375 | 211.0913 | 306.1139 | 443.144 | 526.9052 | 624.1675 | 651.4039 | 756.5894 | 827.4263 | 1020.8373 | 1125.9528 | 1152.9452 | 1354.4605 | 1434.7162 | 1429.5708 | 1452.4183 | 1513.7841 | 1493.9122 | 1653.0991 | 1636.584 | 1554.9822 | 1801.8179 | 1843.0008 | 1748.566 | 1766.4637 | 1924.3922 | 1825.2538
Total excluding storage |  | 45895.8365 | 47351.6612 | 45568.8324 | 40456.1972 | 41972.6256 | 41742.6559 | 41697.993 | 40685.3304 | 38215.1772 | 38716.4014 | 39585.5316 | 38498.3015 | 40367.4448 | 39784.3199 | 41522.8107 | 41230.5929 | 43020.1971 | 44114.1971 | 40238.0121 | 40936.5898 | 40565.0992 | 41883.1911 | 42999.7482 | 43006.2273 | 41776.3565 | 45202.5349 | 43820.6186 | 35116.9409 | 33377.9131
Region | Technology | 2021-22 | 2022-23 | 2023-24 | 2024-25 | 2025-26 | 2026-27 | 2027-28 | 2028-29 | 2029-30 | 2030-31 | 2031-32 | 2032-33 | 2033-34 | 2034-35 | 2035-36 | 2036-37 | 2037-38 | 2038-39 | 2039-40 | 2040-41 | 2041-42 | 2042-43 | 2043-44 | 2044-45 | 2045-46 | 2046-47 | 2047-48 | 2048-49 | 2049-50
SA1 | Black Coal | 0 | 0 | 0 | 0 | 0 | 0 | 0 | 0 | 0 | 0 | 0 | 0 | 0 | 0 | 0 | 0 | 0 | 0 | 0 | 0 | 0 | 0 | 0 | 0 | 0 | 0 | 0 | 0 | 0
SA1 | Brown Coal | 0 | 0 | 0 | 0 | 0 | 0 | 0 | 0 | 0 | 0 | 0 | 0 | 0 | 0 | 0 | 0 | 0 | 0 | 0 | 0 | 0 | 0 | 0 | 0 | 0 | 0 | 0 | 0 | 0
SA1 | CCGT | 1114.8326 | 1114.8326 | 561.3409 | 449.5019 | 449.5019 | 449.5019 | 450.7334 | 449.5019 | 449.5019 | 449.5019 | 450.7334 | 685.4157 | 658.0535 | 1045.1842 | 450.7334 | 484.1885 | 5.926e-06 | 6.0557e-06 | 7.4691e-06 | 7.2981e-06 | 1.2198e-05 | 1.2925e-05 | 1.298e-05 | 1.1862e-05 | 1.2479e-05 | 1.272e-05 | 1.2805e-05 | 1.8748e-05 | 1.8282e-05
SA1 | Gas - Steam | 652.3118 | 671.7408 | 642.009 | 81.5731 | 81.5731 | 81.5731 | 81.7966 | 81.5731 | 81.5731 | 81.5731 | 81.7966 | 128.975 | 81.5731 | 262.26 | 0 | 0 | 0 | 0 | 0 | 0 | 0 | 0 | 0 | 0 | 0 | 0 | 0 | 0 | 0
SA1 | OCGT / Diesel | 44.0621 | 22.8157 | 91.0475 | 10.1721 | 4.0483 | 13.335 | 6.1742 | 14.7678 | 7.6663e-06 | 1.8073 | 1.0253 | 129.9478 | 93.9262 | 279.4412 | 117.5068 | 126.5245 | 504.115 | 541.1606 | 759.7719 | 720.4231 | 601.0109 | 875.0887 | 1118.9384 | 362.2185 | 313.0839 | 514.5649 | 689.2857 | 1202.2718 | 1235.0396
SA1 | Hydro | 0 | 0 | 0 | 0 | 0 | 0 | 0 | 0 | 0 | 0 | 0 | 0 | 0 | 0 | 0 | 0 | 0 | 0 | 0 | 0 | 0 | 0 | 0 | 0 | 0 | 0 | 0 | 0 | 0
SA1 | Wind | 6246.1405 | 7053.5174 | 6239.2951 | 6929.4071 | 6769.2102 | 7435.3144 | 7449.0985 | 6990.1339 | 6527.0951 | 6265.7643 | 6575.2806 | 7714.9635 | 7582.9641 | 7264.8326 | 8205.6926 | 8424.9355 | 11296.9925 | 12454.1919 | 12186.3909 | 12750.0907 | 11210.7676 | 10943.2714 | 9896.8429 | 11029.5256 | 10666.4019 | 10555.6856 | 10497.9169 | 10897.3538 | 11476.9964
SA1 | Solar PV | 947.1378 | 1101.5137 | 1104.8628 | 1066.7264 | 1041.4939 | 1066.2812 | 1099.2729 | 1045.2092 | 1089.2597 | 1098.937 | 1103.6702 | 1121.0538 | 1066.9269 | 1041.6287 | 1067.6954 | 1097.4437 | 1043.5915 | 1088.2048 | 1098.6399 | 1100.4747 | 1111.2553 | 1062.9734 | 843.9569 | 573.3752 | 807.0027 | 736.3142 | 732.7956 | 701.6862 | 881.1219
SA1 | Grid Battery | 103.1872 | 102.3764 | 105.7285 | 109.3634 | 98.551 | 99.0878 | 94.6944 | 90.5144 | 84.8836 | 82.923 | 80.4569 | 84.1485 | 81.5002 | 61.6858 | 64.4677 | 65.1711 | 63.3192 | 62.7778 | 63.5758 | 59.1347 | 63.9967 | 61.9971 | 59.707 | 152.392 | 155.7681 | 150.9945 | 149.0321 | 149.0464 | 145.1696
SA1 | Pumped Hydro | 0 | 0 | 3.8684e-06 | 3.7515e-06 | 3.6882e-06 | 3.836e-06 | 3.846e-06 | 4.0433e-06 | 4.1707e-06 | 4.4441e-06 | 4.694e-06 | 6.0006e-06 | 5.9827e-06 | 5.9048e-06 | 6.6201e-06 | 7.4776e-06 | 8.176e-06 | 8.9282e-06 | 9.9347e-06 | 9.9509e-06 | 1.8459e-05 | 1.7976e-05 | 1.7941e-05 | 2.5495e-05 | 2.502e-05 | 2.4556e-05 | 2.4717e-05 | 2.5147e-05 | 2.5512e-05
SA1 | VPP | 14.3578 | 28.249 | 46.4333 | 70.7149 | 93.8402 | 120.5445 | 140.128 | 168.3244 | 183.6446 | 205.5584 | 228.1291 | 267.1223 | 298.6824 | 310.2068 | 352.2971 | 367.1069 | 375.3877 | 383.8282 | 396.1191 | 395.9965 | 423.839 | 433.2111 | 434.7401 | 453.4155 | 464.3064 | 457.332 | 450.7557 | 453.3689 | 447.0884
Total excluding storage |  | 9004.4847 | 9964.4202 | 8638.5553 | 8537.3806 | 8345.8275 | 9046.0055 | 9087.0756 | 8581.1859 | 8147.4297 | 7897.5836 | 8212.5061 | 9780.3558 | 9483.4438 | 9893.3468 | 9841.6282 | 10133.0923 | 12844.699 | 14083.5573 | 14044.8027 | 14570.9885 | 12923.0339 | 12881.3334 | 11859.7382 | 11965.1192 | 11786.4886 | 11806.5647 | 11919.9982 | 12801.3117 | 13593.158
Region | Technology | 2021-22 | 2022-23 | 2023-24 | 2024-25 | 2025-26 | 2026-27 | 2027-28 | 2028-29 | 2029-30 | 2030-31 | 2031-32 | 2032-33 | 2033-34 | 2034-35 | 2035-36 | 2036-37 | 2037-38 | 2038-39 | 2039-40 | 2040-41 | 2041-42 | 2042-43 | 2043-44 | 2044-45 | 2045-46 | 2046-47 | 2047-48 | 2048-49 | 2049-50
TAS1 | Black Coal | 0 | 0 | 0 | 0 | 0 | 0 | 0 | 0 | 0 | 0 | 0 | 0 | 0 | 0 | 0 | 0 | 0 | 0 | 0 | 0 | 0 | 0 | 0 | 0 | 0 | 0 | 0 | 0 | 0
TAS1 | Brown Coal | 0 | 0 | 0 | 0 | 0 | 0 | 0 | 0 | 0 | 0 | 0 | 0 | 0 | 0 | 0 | 0 | 0 | 0 | 0 | 0 | 0 | 0 | 0 | 0 | 0 | 0 | 0 | 0 | 0
TAS1 | CCGT | 1.3655e-06 | 1.3531e-06 | 1.4144e-06 | 1.4274e-06 | 1.434e-06 | 1.479e-06 | 1.5941e-06 | 1.6994e-06 | 1.7526e-06 | 1.7951e-06 | 1.9164e-06 | 2.4655e-06 | 2.4752e-06 | 2.4826e-06 | 2.4626e-06 | 2.5189e-06 | 2.8831e-06 | 2.9814e-06 | 3.427e-06 | 3.3897e-06 | 3.7462e-06 | 3.8032e-06 | 3.8081e-06 | 3.6832e-06 | 3.732e-06 | 4.1111e-06 | 4.0992e-06 | 5.47e-06 | 5.4917e-06
TAS1 | Gas - Steam | 0 | 0 | 0 | 0 | 0 | 0 | 0 | 0 | 0 | 0 | 0 | 0 | 0 | 0 | 0 | 0 | 0 | 0 | 0 | 0 | 0 | 0 | 0 | 0 | 0 | 0 | 0 | 0 | 0
TAS1 | OCGT / Diesel | 1.0873e-06 | 1.0575e-06 | 1.1082e-06 | 1.1327e-06 | 1.1632e-06 | 1.2312e-06 | 1.3076e-06 | 1.3922e-06 | 1.4434e-06 | 1.478e-06 | 1.5811e-06 | 1.4143 | 2.046e-06 | 2.2264e-06 | 2.0752e-06 | 2.2047e-06 | 2.2538 | 2.6473e-06 | 1.4511 | 0.28291 | 0.51961 | 0.1441 | 0.57594 | 1.1519 | 2.5814e-06 | 0.17279 | 3.038e-06 | 6.9318 | 5.3802
TAS1 | Hydro | 7694.1092 | 7777.3881 | 8156.8183 | 9282.1661 | 9313.0981 | 7877.036 | 9674.742 | 10224.6747 | 9619.684 | 8357.7252 | 8488.8706 | 10122.9644 | 9861.3262 | 9944.9118 | 9033.7256 | 8555.7565 | 9671.5179 | 9011.0909 | 8101.491 | 8612.1587 | 7608.9387 | 8540.9312 | 9008.9195 | 7848.179 | 8730.4115 | 9427.5073 | 8551.608 | 8321.3509 | 8264.2049
TAS1 | Wind | 1326.1481 | 1602.6799 | 2019.0604 | 2591.7028 | 3273.7833 | 3880.4557 | 4527.498 | 4860.1681 | 5336.6139 | 5683.7097 | 6678.4712 | 6729.4074 | 7142.7011 | 8004.2505 | 8581.2814 | 9273.6691 | 9810.3348 | 10180.9711 | 10363.8735 | 11288.7177 | 10622.2852 | 10363.0351 | 10876.8235 | 10738.3584 | 10929.4407 | 10756.5916 | 10528.6188 | 9960.5944 | 10203.3429
TAS1 | Solar PV | 2.978e-07 | 4.3007e-07 | 6.9803e-07 | 8.4569e-07 | 7.3178e-07 | 8.9607e-07 | 8.6355e-07 | 8.8906e-07 | 1.0981e-06 | 1.2517e-06 | 1.599e-06 | 1.6695e-06 | 2.3201e-06 | 2.0479e-06 | 2.4081e-06 | 2.3714e-06 | 2.4661e-06 | 2.5941e-06 | 2.7542e-06 | 5.0825e-06 | 5.0798e-06 | 5.2221e-06 | 4.4619e-06 | 4.6017e-06 | 4.555e-06 | 4.5475e-06 | 4.6695e-06 | 4.5337e-06 | 4.3505e-06
TAS1 | Grid Battery | 3.7841e-06 | 3.9213e-06 | 3.8733e-06 | 3.8794e-06 | 4.087e-06 | 4.2058e-06 | 4.6413e-06 | 5.3553e-06 | 7.6468e-06 | 8.3365e-06 | 8.6145e-06 | 1.0198e-05 | 1.054e-05 | 1.1163e-05 | 1.2625e-05 | 1.3978e-05 | 1.4028e-05 | 1.4773e-05 | 2.0062e-05 | 2.1165e-05 | 2.554e-05 | 2.4452e-05 | 2.6824e-05 | 2.9457e-05 | 2.8276e-05 | 2.7708e-05 | 2.8642e-05 | 3.9744e-05 | 3.9996e-05
TAS1 | Pumped Hydro | 0 | 0 | 9.9994e-06 | 1.0429e-05 | 1.1427e-05 | 1.2182e-05 | 1.315e-05 | 1.3478e-05 | 1.5054e-05 | 1.6726e-05 | 1.8909e-05 | 3.7744e-05 | 5.9135e-05 | 6.0459e-05 | 7.8809e-05 | 95.4474 | 363.3737 | 480.5612 | 741.0048 | 681.5536 | 859.7956 | 870.34 | 853.9955 | 887.7094 | 890.4971 | 838.3199 | 846.3379 | 905.5333 | 885.8423
TAS1 | VPP | 0.30867 | 0.94801 | 0.60252 | 1.1225 | 2.7635 | 4.3608 | 8.1342 | 9.9233 | 13.9227 | 18.9634 | 23.2277 | 30.2316 | 34.4325 | 37.1266 | 46.3541 | 49.1505 | 47.2785 | 48.7009 | 50.7383 | 50.8846 | 56.6441 | 57.4843 | 59.1771 | 64.313 | 69.9561 | 63.5803 | 62.1346 | 69.6241 | 67.885
Total excluding storage |  | 9020.2574 | 9380.068 | 10175.8788 | 11873.8688 | 12586.8814 | 11757.4917 | 14202.24 | 15084.8428 | 14956.2979 | 14041.4349 | 15167.3419 | 16853.7861 | 17004.0273 | 17949.1623 | 17615.007 | 17829.4256 | 19484.1064 | 19192.062 | 18466.8157 | 19901.1593 | 18231.7435 | 18904.1104 | 19886.3189 | 18587.6893 | 19659.8522 | 20184.2717 | 19080.2268 | 18288.8771 | 18472.928
Explicitly modelled pumping
Region | Technology | 2021-22 | 2022-23 | 2023-24 | 2024-25 | 2025-26 | 2026-27 | 2027-28 | 2028-29 | 2029-30 | 2030-31 | 2031-32 | 2032-33 | 2033-34 | 2034-35 | 2035-36 | 2036-37 | 2037-38 | 2038-39 | 2039-40 | 2040-41 | 2041-42 | 2042-43 | 2043-44 | 2044-45 | 2045-46 | 2046-47 | 2047-48 | 2048-49 | 2049-50
NEM | Grid Battery pump | 266.7187 | 365.7047 | 361.8037 | 401.6915 | 361.4686 | 373.3074 | 359.8507 | 335.4328 | 295.7536 | 312.8686 | 301.9972 | 318.2921 | 276.8088 | 235.1388 | 256.7614 | 257.5639 | 242.0431 | 236.1932 | 250.1892 | 199.9455 | 127.8552 | 76.691 | 73.5711 | 278.439 | 280.2178 | 522.8683 | 521.1692 | 515.6167 | 521.743
NEM | Pumped Hydro Pump | 141.3764 | 509.3711 | 676.2572 | 3376.2749 | 6891.2999 | 7360.6569 | 7275.3553 | 8078.7554 | 12336.0005 | 13478.3485 | 14373.6712 | 15416.7965 | 15057.8566 | 13936.844 | 15588.3764 | 15836.3395 | 17334.7667 | 17034.2619 | 18136.8651 | 17480.8988 | 19120.4187 | 21732.6393 | 20133.7253 | 22619.0836 | 22638.6658 | 23534.8911 | 23288.6459 | 26250.6865 | 24554.4161
NEM | VPP pump | 70.1276 | 196.1347 | 357.6536 | 706.9191 | 1039.7129 | 1441.3198 | 1756.0642 | 2132.9606 | 2378.5045 | 2758.4618 | 3059.5206 | 3657.5901 | 4133.4246 | 4365.153 | 5010.4863 | 5257.6048 | 5226.6004 | 5355.8391 | 5583.6816 | 5652.2707 | 6149.7118 | 6220.7572 | 6215.9121 | 6807.1818 | 6906.7372 | 6547.4872 | 6625.7817 | 6892.841 | 6514.9691
Region | Technology | 2021-22 | 2022-23 | 2023-24 | 2024-25 | 2025-26 | 2026-27 | 2027-28 | 2028-29 | 2029-30 | 2030-31 | 2031-32 | 2032-33 | 2033-34 | 2034-35 | 2035-36 | 2036-37 | 2037-38 | 2038-39 | 2039-40 | 2040-41 | 2041-42 | 2042-43 | 2043-44 | 2044-45 | 2045-46 | 2046-47 | 2047-48 | 2048-49 | 2049-50
NSW1 | Grid Battery pump | 6.8864e-06 | 7.0906e-06 | 7.0981e-06 | 7.0432e-06 | 6.9294e-06 | 7.1688e-06 | 8.5018e-06 | 9.3059e-06 | 3.1422e-05 | 3.3e-05 | 3.3349e-05 | 3.4137e-05 | 3.3919e-05 | 3.4083e-05 | 3.7056e-05 | 3.8421e-05 | 4.1523e-05 | 4.0741e-05 | 5.6485e-05 | 5.821e-05 | 9.6136e-05 | 9.0157e-05 | 9.8188e-05 | 0.00011096 | 0.00010338 | 0.00010325 | 0.00010473 | 0.00013315 | 0.00011985
NSW1 | Pumped Hydro Pump | 100.0199 | 398.9629 | 509.3513 | 2657.3284 | 6165.0423 | 6746.973 | 6702.7825 | 7314.0219 | 11742.1227 | 12796.5012 | 13617.4557 | 14361.9566 | 14087.282 | 13051.155 | 14613.7233 | 14753.4623 | 13741.3817 | 13166.6956 | 13783.6124 | 13458.2159 | 14135.1984 | 14483.34 | 13233.0407 | 15347.0324 | 15469.6945 | 14763.7732 | 14239.3482 | 15537.5689 | 15039.3853
NSW1 | VPP pump | 23.1097 | 66.4262 | 101.0077 | 204.7335 | 291.0492 | 403.9638 | 508.0061 | 620.0094 | 708.5138 | 831.2992 | 929.4224 | 1098.2919 | 1251.3917 | 1349.5969 | 1542.4082 | 1624.9121 | 1614.0535 | 1647.7935 | 1738.2773 | 1762.4516 | 1936.6376 | 1938.0915 | 1992.7618 | 2194.6498 | 2252.5666 | 2216.712 | 2191.1364 | 2306.3669 | 2299.3041
Region | Technology | 2021-22 | 2022-23 | 2023-24 | 2024-25 | 2025-26 | 2026-27 | 2027-28 | 2028-29 | 2029-30 | 2030-31 | 2031-32 | 2032-33 | 2033-34 | 2034-35 | 2035-36 | 2036-37 | 2037-38 | 2038-39 | 2039-40 | 2040-41 | 2041-42 | 2042-43 | 2043-44 | 2044-45 | 2045-46 | 2046-47 | 2047-48 | 2048-49 | 2049-50
QLD1 | Grid Battery pump | 4.5509e-06 | 31.6119 | 32.334 | 39.3851 | 39.7995 | 38.9085 | 37.7892 | 36.9792 | 35.3492 | 35.6914 | 35.1364 | 35.7904 | 35.902 | 35.4114 | 35.4334 | 35.3596 | 32.6399 | 32.8713 | 33.5027 | 0.00011313 | 0.0047728 | 0.0047651 | 0.0049416 | 95.5706 | 92.7668 | 342.2265 | 341.8908 | 337.209 | 347.613
QLD1 | Pumped Hydro Pump | 41.3565 | 110.4081 | 166.9059 | 718.9465 | 726.2576 | 613.6838 | 572.5728 | 764.7335 | 593.8778 | 681.8474 | 756.2154 | 1054.8398 | 970.5745 | 885.6889 | 974.653 | 962.4798 | 3140.1773 | 3264.8616 | 3429.0785 | 3161.5736 | 3911.3711 | 6161.1386 | 5836.7393 | 6167.3727 | 6044.6879 | 7734.3798 | 7980.2133 | 8466.2085 | 7340.1319
QLD1 | VPP pump | 12.2049 | 40.6713 | 76.3617 | 162.0054 | 265.1813 | 356.2862 | 435.6888 | 551.8702 | 650.7118 | 749.908 | 832.1193 | 979.1129 | 1128.0749 | 1218.6962 | 1364.0518 | 1411.0229 | 1389.4841 | 1438.9625 | 1498.8666 | 1553.4454 | 1659.2287 | 1722.0744 | 1771.1237 | 1828.1492 | 1793.084 | 1615.2544 | 1690.2827 | 1657.6262 | 1406.8363
Region | Technology | 2021-22 | 2022-23 | 2023-24 | 2024-25 | 2025-26 | 2026-27 | 2027-28 | 2028-29 | 2029-30 | 2030-31 | 2031-32 | 2032-33 | 2033-34 | 2034-35 | 2035-36 | 2036-37 | 2037-38 | 2038-39 | 2039-40 | 2040-41 | 2041-42 | 2042-43 | 2043-44 | 2044-45 | 2045-46 | 2046-47 | 2047-48 | 2048-49 | 2049-50
VIC1 | Grid Battery pump | 139.632 | 207.3972 | 199.2456 | 227.1771 | 200.1141 | 212.0683 | 204.8499 | 187.0124 | 155.3147 | 175.0981 | 167.4512 | 178.6947 | 140.0583 | 123.8028 | 141.7383 | 141.7461 | 131.2313 | 125.5876 | 138.4287 | 126.7086 | 49.073 | 4.8565e-05 | 5.307e-05 | 5.9771e-05 | 5.5142e-05 | 5.5308e-05 | 5.6907e-05 | 0.0001314 | 0.0001384
VIC1 | Pumped Hydro Pump | 0 | 0 | 6.2925e-06 | 6.9238e-06 | 6.9355e-06 | 7.53e-06 | 7.3256e-06 | 7.5759e-06 | 7.9128e-06 | 8.1658e-06 | 8.8563e-06 | 1.2891e-05 | 1.2726e-05 | 1.2444e-05 | 1.3277e-05 | 1.537e-05 | 1.7394e-05 | 1.9891e-05 | 3.0067e-05 | 3.0019e-05 | 6.5176e-05 | 6.3341e-05 | 6.133e-05 | 6.8373e-05 | 6.6948e-05 | 6.4975e-05 | 6.6414e-05 | 1126.1543 | 1067.596
VIC1 | VPP pump | 17.2098 | 53.9163 | 123.9073 | 253.8854 | 367.6074 | 531.1543 | 633.9891 | 747.5718 | 781.8393 | 908.087 | 996.0515 | 1223.4334 | 1354.0908 | 1379.999 | 1625.6745 | 1722.0004 | 1715.8245 | 1748.5232 | 1811.6246 | 1798.6658 | 1978.4958 | 1970.2926 | 1860.3456 | 2163.1962 | 2218.042 | 2092.1049 | 2126.9197 | 2302.9844 | 2190.7383
Region | Technology | 2021-22 | 2022-23 | 2023-24 | 2024-25 | 2025-26 | 2026-27 | 2027-28 | 2028-29 | 2029-30 | 2030-31 | 2031-32 | 2032-33 | 2033-34 | 2034-35 | 2035-36 | 2036-37 | 2037-38 | 2038-39 | 2039-40 | 2040-41 | 2041-42 | 2042-43 | 2043-44 | 2044-45 | 2045-46 | 2046-47 | 2047-48 | 2048-49 | 2049-50
SA1 | Grid Battery pump | 127.0867 | 126.6956 | 130.224 | 135.1293 | 121.5551 | 122.3306 | 117.2116 | 111.4412 | 105.0897 | 102.079 | 99.4096 | 103.807 | 100.8484 | 75.9245 | 79.5897 | 80.4582 | 78.1718 | 77.7343 | 78.2577 | 73.2366 | 78.7774 | 76.6861 | 73.5659 | 182.8682 | 187.4508 | 180.6416 | 179.2781 | 178.4074 | 174.1296
SA1 | Pumped Hydro Pump | 0 | 0 | 4.8369e-06 | 4.6983e-06 | 4.6064e-06 | 4.7898e-06 | 4.8198e-06 | 5.0441e-06 | 5.2221e-06 | 5.5517e-06 | 5.87e-06 | 7.5034e-06 | 7.4792e-06 | 7.3744e-06 | 8.27e-06 | 9.3511e-06 | 1.0215e-05 | 1.1194e-05 | 1.2383e-05 | 1.2485e-05 | 2.3028e-05 | 2.2536e-05 | 2.2364e-05 | 3.1907e-05 | 3.135e-05 | 3.0578e-05 | 3.1019e-05 | 3.1312e-05 | 3.1921e-05
SA1 | VPP pump | 17.2328 | 33.9767 | 55.6598 | 84.9347 | 112.5706 | 144.682 | 168.5824 | 201.6337 | 220.729 | 246.407 | 273.9976 | 320.4219 | 358.636 | 372.1758 | 422.8402 | 440.6156 | 450.5545 | 461.944 | 474.1781 | 476.6342 | 507.3633 | 521.2794 | 520.4683 | 544.2064 | 558.8495 | 547.3356 | 542.6232 | 542.5412 | 536.6123
Region | Technology | 2021-22 | 2022-23 | 2023-24 | 2024-25 | 2025-26 | 2026-27 | 2027-28 | 2028-29 | 2029-30 | 2030-31 | 2031-32 | 2032-33 | 2033-34 | 2034-35 | 2035-36 | 2036-37 | 2037-38 | 2038-39 | 2039-40 | 2040-41 | 2041-42 | 2042-43 | 2043-44 | 2044-45 | 2045-46 | 2046-47 | 2047-48 | 2048-49 | 2049-50
TAS1 | Grid Battery pump | 4.453e-06 | 4.6147e-06 | 4.5567e-06 | 4.5643e-06 | 4.8083e-06 | 4.9477e-06 | 5.4614e-06 | 6.3001e-06 | 8.9982e-06 | 9.8068e-06 | 1.0138e-05 | 1.2003e-05 | 1.2396e-05 | 1.3137e-05 | 1.4846e-05 | 1.6452e-05 | 1.6499e-05 | 1.7396e-05 | 2.3588e-05 | 2.4917e-05 | 3.0032e-05 | 2.8787e-05 | 3.1569e-05 | 3.4632e-05 | 3.3298e-05 | 3.2562e-05 | 3.3736e-05 | 4.6721e-05 | 4.7068e-05
TAS1 | Pumped Hydro Pump | 0 | 0 | 1.2535e-05 | 1.3041e-05 | 1.4286e-05 | 1.5219e-05 | 1.6459e-05 | 1.6821e-05 | 1.8857e-05 | 2.0879e-05 | 2.3673e-05 | 4.7265e-05 | 7.3838e-05 | 7.5697e-05 | 9.8311e-05 | 120.3973 | 453.2076 | 602.7046 | 924.1741 | 861.1093 | 1073.849 | 1088.1605 | 1063.9453 | 1104.6784 | 1124.2833 | 1036.738 | 1069.0843 | 1120.7548 | 1107.3029
TAS1 | VPP pump | 0.37047 | 1.1442 | 0.71703 | 1.3601 | 3.3044 | 5.2333 | 9.7978 | 11.8755 | 16.7106 | 22.7606 | 27.9299 | 36.33 | 41.2312 | 44.6851 | 55.5116 | 59.0539 | 56.6838 | 58.6158 | 60.735 | 61.0737 | 67.9864 | 69.0193 | 71.2127 | 76.9803 | 84.1951 | 76.0803 | 74.8197 | 83.3221 | 81.4781
Non-controllable capacity
Region | Technology | 2021-22 | 2022-23 | 2023-24 | 2024-25 | 2025-26 | 2026-27 | 2027-28 | 2028-29 | 2029-30 | 2030-31 | 2031-32 | 2032-33 | 2033-34 | 2034-35 | 2035-36 | 2036-37 | 2037-38 | 2038-39 | 2039-40 | 2040-41 | 2041-42 | 2042-43 | 2043-44 | 2044-45 | 2045-46 | 2046-47 | 2047-48 | 2048-49 | 2049-50
NEM | Distributed PV | 18636.5023 | 21296.1756 | 23859.5557 | 25771.2742 | 27749.2634 | 32561.902 | 35479.7663 | 34674.1583 | 38953.1809 | 42928.6933 | 46384.3981 | 49788.5441 | 51177.09 | 51859.0127 | 58020.5381 | 60153.1037 | 56528.4699 | 61409.0761 | 66054.788 | 69386.4583 | 71508.0576 | 71718.3725 | 71595.7848 | 78884.2374 | 80974.2557 | 74821.3345 | 80873.3656 | 86578.4377 | 90153.5903
NEM | Behind the meter battery | 289.0826 | 553.4115 | 879.3233 | 1198.3193 | 1524.2396 | 1785.9114 | 2039.4169 | 2233.4575 | 2396.2807 | 2600.032 | 2830.3766 | 3114.8739 | 3427.4558 | 3668.3456 | 3912.3596 | 3889.5232 | 3877.4014 | 3863.8922 | 3861.1925 | 3822.1599 | 3810.8001 | 3799.2905 | 3801.8188 | 3763.6497 | 3732.6179 | 3625.5951 | 3539.3919 | 3433.4204 | 3334.2143
NEM | Behind the meter battery pump | 245.5852 | 470.0403 | 747.0339 | 1017.8987 | 1294.7794 | 1517.3509 | 1732.5218 | 1897.2746 | 2035.9513 | 2208.8366 | 2405.2048 | 2646.0064 | 2911.0473 | 3116.3283 | 3324.2926 | 3304.4769 | 3293.6856 | 3282.0552 | 3278.9378 | 3247.9543 | 3237.3407 | 3226.1786 | 3229.4336 | 3196.527 | 3171.0198 | 3079.0846 | 3005.656 | 2916.2306 | 2831.8461
Region | Technology | 2021-22 | 2022-23 | 2023-24 | 2024-25 | 2025-26 | 2026-27 | 2027-28 | 2028-29 | 2029-30 | 2030-31 | 2031-32 | 2032-33 | 2033-34 | 2034-35 | 2035-36 | 2036-37 | 2037-38 | 2038-39 | 2039-40 | 2040-41 | 2041-42 | 2042-43 | 2043-44 | 2044-45 | 2045-46 | 2046-47 | 2047-48 | 2048-49 | 2049-50
NSW1 | Distributed PV | 5445.9961 | 6315.4273 | 6791.172 | 7427.6234 | 7999.3195 | 9682.4257 | 10385.0131 | 10051.8287 | 11126.8692 | 12585.015 | 14076.6069 | 14726.8355 | 15434.6032 | 15641.9934 | 18064.8476 | 18525.3989 | 17337.0054 | 18515.2707 | 20344.1339 | 21983.6902 | 22026.1414 | 22436.1707 | 22344.4349 | 25325.869 | 25691.4968 | 23578.771 | 24989.7187 | 27272.9625 | 29134.3598
NSW1 | Behind the meter battery | 100.759 | 185.4793 | 267.2014 | 351.386 | 446.2225 | 517.4158 | 586.9089 | 646.9799 | 703.5581 | 773.7351 | 851.7198 | 945.85 | 1041.86 | 1117.9401 | 1200.8323 | 1195.0823 | 1193.1006 | 1191.864 | 1198.8607 | 1191.2807 | 1195.1037 | 1196.0326 | 1199.276 | 1193.8428 | 1188.9008 | 1158.3535 | 1135.2614 | 1104.699 | 1077.1607
NSW1 | Behind the meter battery pump | 85.5946 | 157.5376 | 227.0944 | 298.4629 | 379.1182 | 439.6096 | 498.6149 | 549.3119 | 597.4537 | 657.5252 | 723.728 | 803.6778 | 884.9124 | 950.097 | 1020.5479 | 1015.3958 | 1013.7678 | 1012.0892 | 1017.7545 | 1012.3998 | 1015.2857 | 1015.5809 | 1018.8724 | 1013.9317 | 1009.4696 | 983.5118 | 964.6026 | 938.0318 | 915.3298
Region | Technology | 2021-22 | 2022-23 | 2023-24 | 2024-25 | 2025-26 | 2026-27 | 2027-28 | 2028-29 | 2029-30 | 2030-31 | 2031-32 | 2032-33 | 2033-34 | 2034-35 | 2035-36 | 2036-37 | 2037-38 | 2038-39 | 2039-40 | 2040-41 | 2041-42 | 2042-43 | 2043-44 | 2044-45 | 2045-46 | 2046-47 | 2047-48 | 2048-49 | 2049-50
QLD1 | Distributed PV | 5622.2983 | 6528.562 | 7102.6907 | 7456.7358 | 8289.4805 | 9575.3911 | 10393.5042 | 9479.6417 | 11074.4277 | 12203.2241 | 13716.8622 | 14538.3641 | 14817.7313 | 15670.5396 | 17415.5213 | 18097.9549 | 15948.9679 | 17954.1619 | 19228.4998 | 20891.5239 | 21207.5737 | 21007.9812 | 21828.2026 | 23788.4439 | 24481.1202 | 21184.9721 | 23713.4142 | 25230.3516 | 27172.749
QLD1 | Behind the meter battery | 56.6617 | 130.9255 | 201.8334 | 276.5012 | 362.4404 | 425.538 | 487.1423 | 545.2279 | 599.3902 | 659.1539 | 727.2997 | 810.3319 | 896.3132 | 960.6888 | 1028.1831 | 1019.5381 | 1015.375 | 1013.6588 | 1015.4568 | 1009.1374 | 1007.699 | 1007.1116 | 1010.3223 | 1001.4424 | 994.1286 | 966.6742 | 943.2534 | 914.7037 | 889.6665
QLD1 | Behind the meter battery pump | 48.1471 | 111.2301 | 171.4161 | 234.9614 | 307.8036 | 361.4723 | 413.7959 | 463.1302 | 509.3776 | 559.9953 | 618.0258 | 688.011 | 761.4165 | 815.9309 | 873.9186 | 865.5592 | 862.1263 | 861.2722 | 862.8949 | 857.4118 | 855.5187 | 855.1202 | 858.6712 | 850.5227 | 844.9038 | 820.8603 | 800.733 | 777.2502 | 755.4405
Region | Technology | 2021-22 | 2022-23 | 2023-24 | 2024-25 | 2025-26 | 2026-27 | 2027-28 | 2028-29 | 2029-30 | 2030-31 | 2031-32 | 2032-33 | 2033-34 | 2034-35 | 2035-36 | 2036-37 | 2037-38 | 2038-39 | 2039-40 | 2040-41 | 2041-42 | 2042-43 | 2043-44 | 2044-45 | 2045-46 | 2046-47 | 2047-48 | 2048-49 | 2049-50
VIC1 | Distributed PV | 4625.9464 | 5278.636 | 6471.0044 | 7236.9196 | 7738.8826 | 9191.8249 | 10225.7349 | 10624.6857 | 11820.4096 | 12929.4874 | 13141.6039 | 14642.6116 | 14980.5295 | 14712.544 | 16247.7815 | 16871.3039 | 16660.8016 | 17903.9156 | 19152.5625 | 18990.7 | 20398.3535 | 20446.1326 | 19804.5807 | 21634.5668 | 22255.9859 | 21724.0526 | 23287.6393 | 24845.666 | 24453.893
VIC1 | Behind the meter battery | 64.1513 | 142.7081 | 290.058 | 423.637 | 544.6591 | 655.3131 | 760.4044 | 821.4131 | 857.6105 | 913.3703 | 978.2116 | 1061.3213 | 1167.576 | 1248.0789 | 1323.3956 | 1318.7356 | 1316.7971 | 1306.9151 | 1296.8921 | 1276.0599 | 1263.9722 | 1254.5942 | 1250.9429 | 1231.7261 | 1216.4061 | 1178.0307 | 1145.7154 | 1108.9552 | 1071.1349
VIC1 | Behind the meter battery pump | 54.505 | 121.2 | 246.4106 | 359.7101 | 462.6791 | 556.8424 | 646.0038 | 698.1222 | 728.9272 | 775.6801 | 831.2917 | 901.6133 | 991.4131 | 1060.0773 | 1123.9891 | 1120.893 | 1118.5053 | 1110.0177 | 1100.9582 | 1084.4066 | 1074.25 | 1065.2465 | 1062.0039 | 1046.2498 | 1033.6442 | 1000.8075 | 972.5649 | 941.6774 | 909.6318
Region | Technology | 2021-22 | 2022-23 | 2023-24 | 2024-25 | 2025-26 | 2026-27 | 2027-28 | 2028-29 | 2029-30 | 2030-31 | 2031-32 | 2032-33 | 2033-34 | 2034-35 | 2035-36 | 2036-37 | 2037-38 | 2038-39 | 2039-40 | 2040-41 | 2041-42 | 2042-43 | 2043-44 | 2044-45 | 2045-46 | 2046-47 | 2047-48 | 2048-49 | 2049-50
SA1 | Distributed PV | 2692.7435 | 2897.9004 | 3182.7702 | 3309.9697 | 3368.0909 | 3710.5041 | 4044.5606 | 4067.9002 | 4454.7602 | 4703.283 | 4914.6932 | 5287.9656 | 5323.9848 | 5221.8838 | 5610.1847 | 5951.7602 | 5851.4936 | 6277.5462 | 6527.9801 | 6699.3114 | 7010.6424 | 6938.7639 | 6744.1877 | 7177.0323 | 7559.3789 | 7350.0719 | 7867.2373 | 8159.7488 | 8312.6824
SA1 | Behind the meter battery | 60.0755 | 85.7138 | 110.2885 | 135.3642 | 157.7643 | 172.3688 | 187.135 | 199.2315 | 212.5681 | 227.569 | 243.7671 | 264.9722 | 286.1771 | 303.0253 | 318.363 | 314.3848 | 309.9228 | 308.7105 | 306.6194 | 301.9723 | 299.9267 | 297.0823 | 296.3218 | 291.582 | 287.8832 | 277.9374 | 271.1392 | 261.9275 | 253.8857
SA1 | Behind the meter battery pump | 51.0203 | 72.7798 | 93.6692 | 115.0535 | 134.0095 | 146.4509 | 158.9589 | 169.2072 | 180.5211 | 193.3788 | 207.2022 | 225.1804 | 243.1372 | 257.429 | 270.5124 | 267.1466 | 263.4316 | 262.3804 | 260.4781 | 256.6052 | 254.8051 | 252.4468 | 251.7229 | 247.5583 | 244.5192 | 236.0174 | 230.3503 | 222.6299 | 215.4714
Region | Technology | 2021-22 | 2022-23 | 2023-24 | 2024-25 | 2025-26 | 2026-27 | 2027-28 | 2028-29 | 2029-30 | 2030-31 | 2031-32 | 2032-33 | 2033-34 | 2034-35 | 2035-36 | 2036-37 | 2037-38 | 2038-39 | 2039-40 | 2040-41 | 2041-42 | 2042-43 | 2043-44 | 2044-45 | 2045-46 | 2046-47 | 2047-48 | 2048-49 | 2049-50
TAS1 | Distributed PV | 249.518 | 275.65 | 311.9183 | 340.0256 | 353.4898 | 401.7562 | 430.9535 | 450.102 | 476.7142 | 507.6838 | 534.6319 | 592.7673 | 620.2412 | 612.0518 | 682.2029 | 706.6858 | 730.2014 | 758.1818 | 801.6118 | 821.2328 | 865.3466 | 889.3242 | 874.3789 | 958.3254 | 986.2739 | 983.4669 | 1015.3561 | 1069.7087 | 1079.9061
TAS1 | Behind the meter battery | 7.435 | 8.5848 | 9.9419 | 11.4309 | 13.1532 | 15.2757 | 17.8263 | 20.6052 | 23.1537 | 26.2038 | 29.3784 | 32.3985 | 35.5294 | 38.6125 | 41.5856 | 41.7823 | 42.2059 | 42.7438 | 43.3634 | 43.7097 | 44.0985 | 44.4697 | 44.9557 | 45.0564 | 45.2991 | 44.5992 | 44.0225 | 43.135 | 42.3665
TAS1 | Behind the meter battery pump | 6.3181 | 7.2927 | 8.4436 | 9.7108 | 11.169 | 12.9757 | 15.1484 | 17.5031 | 19.6717 | 22.2572 | 24.9571 | 27.5239 | 30.1681 | 32.7941 | 35.3246 | 35.4823 | 35.8546 | 36.2956 | 36.8521 | 37.131 | 37.4812 | 37.7842 | 38.1632 | 38.2645 | 38.4831 | 37.8876 | 37.4052 | 36.6414 | 35.9726

## Marinus_Capacity
Installed capacity by technology (MW) - Marinus Link, High DER Scenario
Capacity calculated on 1 July. In early study years some wind and solar projects enter later in the financial year and are therefore reflected in the following financial year's capacity.
Explicitly modelled generation
Region | Technology | 2021-22 | 2022-23 | 2023-24 | 2024-25 | 2025-26 | 2026-27 | 2027-28 | 2028-29 | 2029-30 | 2030-31 | 2031-32 | 2032-33 | 2033-34 | 2034-35 | 2035-36 | 2036-37 | 2037-38 | 2038-39 | 2039-40 | 2040-41 | 2041-42 | 2042-43 | 2043-44 | 2044-45 | 2045-46 | 2046-47 | 2047-48 | 2048-49 | 2049-50
NEM | Black Coal | 18366 | 17891 | 16416 | 13911.0385 | 11707.2306 | 11144.8702 | 10657.2128 | 9957.2128 | 8450.4914 | 8450.4914 | 8450.4914 | 7577.4117 | 7577.4117 | 7577.4117 | 7041.2196 | 6396 | 5246 | 5246 | 5246 | 5246 | 5246 | 3152 | 2787 | 2422 | 2057 | 1692 | 1692 | 1692 | 1692
NEM | Brown Coal | 4790 | 4790 | 4790 | 3758.193 | 3758.193 | 3542.9277 | 3542.9277 | 3542.9277 | 3343.3755 | 3340 | 3340 | 3340 | 3340 | 3340 | 3340 | 3340 | 3340 | 3340 | 3340 | 3340 | 3340 | 3340 | 3340 | 3340 | 3340 | 3340 | 2225 | 0 | 0
NEM | CCGT | 3054.9 | 3054.9 | 2874.9 | 2874.9 | 2874.9 | 2874.9 | 2874.9 | 2874.9 | 2874.9 | 2874.9 | 2874.9 | 2874.9 | 2874.9 | 2874.9 | 2874.9 | 2489.9 | 1960.9 | 1960.9 | 1817.5 | 1817.5 | 1817.5 | 1817.5 | 1377.5 | 1192.5 | 548 | 388 | 388 | 388 | 388
NEM | Gas - Steam | 1384 | 1384 | 1384 | 1384 | 1384 | 1384 | 1384 | 1384 | 1384 | 1384 | 1384 | 1384 | 1384 | 1384 | 584 | 584 | 584 | 584 | 84 | 84 | 84 | 84 | 84 | 84 | 84 | 0 | 0 | 0 | 0
NEM | OCGT / Diesel | 6863.14 | 6863.14 | 6863.14 | 6863.14 | 6863.14 | 6863.14 | 6863.14 | 6863.14 | 6863.14 | 6480.64 | 6480.64 | 6211.3 | 5749.3 | 5632.3 | 5502.3 | 5502.3 | 5502.3 | 5502.3 | 5554.8905 | 5434.8905 | 5533.1578 | 5439.1578 | 5523.6136 | 5862.2759 | 6316.0681 | 7153.9795 | 6569.9795 | 7963.1111 | 7444.1111
NEM | Hydro | 7365.3 | 7365.3 | 7365.3 | 7365.3 | 7365.3 | 7365.3 | 7615.3 | 7615.3 | 7615.3 | 7615.3 | 7615.3 | 7615.3 | 7615.3 | 7615.3 | 7615.3 | 7615.3 | 7528.9 | 7528.9 | 7528.9 | 7528.9 | 7528.9 | 7462.9 | 7462.9 | 7462.9 | 7462.9 | 7462.9 | 7462.9 | 7462.9 | 7462.9
NEM | Wind | 8952.838 | 11397.4522 | 12299.8139 | 13248.6211 | 14701.6446 | 15656.0205 | 17076.8206 | 18486.1435 | 22109.1712 | 22134.3269 | 22275.719 | 23278.7569 | 23555.454 | 23821.4231 | 23965.082 | 25096.3821 | 29770.1009 | 29937.7401 | 29819.9939 | 29279.7678 | 32059.3385 | 34318.5328 | 33983.6091 | 33290.3413 | 32997.0305 | 34726.9108 | 37311.7855 | 39265.1566 | 40026.6781
NEM | Solar PV | 5599.971 | 6959.156 | 6959.156 | 6959.156 | 6959.156 | 6959.156 | 6959.156 | 7154.6537 | 10646.1555 | 10646.1555 | 10646.1555 | 10646.1555 | 10646.1555 | 10646.1555 | 10646.1555 | 10525.1555 | 10475.1556 | 10324.8556 | 10324.8556 | 10324.8556 | 10571.9943 | 13949.258 | 13651.665 | 13233.045 | 13260.3269 | 17131.7793 | 17021.3793 | 18668.5793 | 18257.8498
NEM | Grid Battery | 260.33 | 600.33 | 600.33 | 600.33 | 600.33 | 600.33 | 600.33 | 600.33 | 600.33 | 570.33 | 570.33 | 570.33 | 515 | 490 | 490 | 490 | 490 | 490 | 490 | 470 | 450.0026 | 150.0026 | 150.0026 | 275.6867 | 277.507 | 444.9666 | 444.9666 | 444.9666 | 444.9665
NEM | Pumped Hydro | 810 | 810 | 810 | 810 | 2850 | 2850 | 2850 | 2850 | 4850 | 4850 | 4850 | 4850.0002 | 4850.0018 | 4850 | 4850 | 4886.2687 | 5913.9423 | 5961.1252 | 6069.763 | 6069.7584 | 6274.5257 | 7104.3744 | 7104.3832 | 7104.3719 | 7104.3748 | 8322.0616 | 8322.0618 | 8671.3704 | 8671.3704
NEM | VPP | 86.531 | 212.478 | 422.08 | 710.881 | 1092.059 | 1530.314 | 2056.202 | 2653.451 | 3326.256 | 3835.365 | 4409.5619 | 5038.919 | 5723.194 | 6362.1371 | 7028.8681 | 7398.273 | 7780.5079 | 8173.1059 | 8577.282 | 8995.4019 | 9423.6349 | 9861.3991 | 10313.4462 | 10780.4292 | 11257.7039 | 11749.3789 | 12256.2899 | 12769.8249 | 13296.025
Total excluding storage |  | 56376.149 | 59704.9482 | 58952.3099 | 56364.3486 | 55613.5643 | 55790.3144 | 56973.4571 | 57878.2777 | 63286.5336 | 62925.8138 | 63067.2058 | 62927.8241 | 62742.5212 | 62891.4903 | 61568.9571 | 61549.0375 | 64407.3565 | 64424.6956 | 63716.14 | 63055.9138 | 66180.8906 | 69563.3485 | 68210.2877 | 66887.0622 | 66065.3255 | 71895.5695 | 72671.0443 | 75439.7469 | 75271.539
Region | Technology | 2021-22 | 2022-23 | 2023-24 | 2024-25 | 2025-26 | 2026-27 | 2027-28 | 2028-29 | 2029-30 | 2030-31 | 2031-32 | 2032-33 | 2033-34 | 2034-35 | 2035-36 | 2036-37 | 2037-38 | 2038-39 | 2039-40 | 2040-41 | 2041-42 | 2042-43 | 2043-44 | 2044-45 | 2045-46 | 2046-47 | 2047-48 | 2048-49 | 2049-50
NSW1 | Black Coal | 10240 | 9765 | 8290 | 7465.0386 | 5261.2307 | 4753.6506 | 4265.9932 | 4265.9932 | 2759.2718 | 2759.2718 | 2759.2718 | 1886.1921 | 1886.1921 | 1886.1921 | 1350 | 1350 | 1350 | 1350 | 1350 | 1350 | 1350 | 0 | 0 | 0 | 0 | 0 | 0 | 0 | 0
NSW1 | Brown Coal | 0 | 0 | 0 | 0 | 0 | 0 | 0 | 0 | 0 | 0 | 0 | 0 | 0 | 0 | 0 | 0 | 0 | 0 | 0 | 0 | 0 | 0 | 0 | 0 | 0 | 0 | 0 | 0 | 0
NSW1 | CCGT | 625 | 625 | 625 | 625 | 625 | 625 | 625 | 625 | 625 | 625 | 625 | 625 | 625 | 625 | 625 | 625 | 625 | 625 | 625 | 625 | 625 | 625 | 185 | 0 | 0 | 0 | 0 | 0 | 0
NSW1 | Gas - Steam | 0 | 0 | 0 | 0 | 0 | 0 | 0 | 0 | 0 | 0 | 0 | 0 | 0 | 0 | 0 | 0 | 0 | 0 | 0 | 0 | 0 | 0 | 0 | 0 | 0 | 0 | 0 | 0 | 0
NSW1 | OCGT / Diesel | 1438 | 1438 | 1438 | 1438 | 1438 | 1438 | 1438 | 1438 | 1438 | 1438 | 1438 | 1438 | 1438 | 1438 | 1388 | 1388 | 1388 | 1388 | 1555.1632 | 1555.1632 | 1653.4304 | 1653.4304 | 1737.8862 | 2201.3251 | 2201.3251 | 2201.3251 | 2201.3251 | 3128.7751 | 3128.7751
NSW1 | Hydro | 2585 | 2585 | 2585 | 2585 | 2585 | 2585 | 2585 | 2585 | 2585 | 2585 | 2585 | 2585 | 2585 | 2585 | 2585 | 2585 | 2585 | 2585 | 2585 | 2585 | 2585 | 2585 | 2585 | 2585 | 2585 | 2585 | 2585 | 2585 | 2585
NSW1 | Wind | 2220.73 | 2981.1842 | 3741.8901 | 4502.4474 | 5288.4129 | 6105.6334 | 6922.8538 | 7560.7295 | 10485.3259 | 10485.3259 | 10485.3259 | 10485.3259 | 10485.3259 | 10485.3259 | 10485.3259 | 10438.8259 | 10268.8259 | 10066.3459 | 10066.3459 | 9705.8459 | 11989.1526 | 12314.1233 | 12019.1433 | 12019.1433 | 12019.1433 | 11792.3433 | 12356.668 | 12613.0263 | 12499.8363
NSW1 | Solar PV | 2130.363 | 2600.363 | 2600.363 | 2600.363 | 2600.363 | 2600.363 | 2600.363 | 2795.8607 | 6287.3625 | 6287.3625 | 6287.3625 | 6287.3625 | 6287.3625 | 6287.3625 | 6287.3625 | 6287.3625 | 6287.3625 | 6137.0625 | 6137.0625 | 6137.0625 | 6137.0625 | 7606.8508 | 7533.8508 | 7533.8508 | 7533.8508 | 9466.2613 | 9466.2613 | 9416.2613 | 9626.5762
NSW1 | Grid Battery | 0 | 0 | 0 | 0 | 0 | 0 | 0 | 0 | 0 | 0 | 0 | 0 | 0 | 0 | 0 | 0 | 0 | 0 | 0 | 0 | 0 | 0 | 0 | 0 | 0 | 0 | 0 | 0 | 0
NSW1 | Pumped Hydro | 240 | 240 | 240 | 240 | 2280 | 2280 | 2280 | 2280 | 4280 | 4280 | 4280 | 4280.0002 | 4280.0018 | 4280 | 4280 | 4280.001 | 4279.9989 | 4279.9955 | 4280 | 4279.9954 | 4280 | 4279.9983 | 4280.0071 | 4279.9958 | 4279.9987 | 4279.9998 | 4280 | 4280 | 4280
NSW1 | VPP | 30.447 | 71.711 | 130.27 | 212.052 | 324.245 | 448.498 | 597.436 | 773.879 | 981.449 | 1142.61 | 1324.166 | 1522.2761 | 1738.338 | 1943.716 | 2158.8 | 2279.379 | 2405.052 | 2533.8019 | 2666.9821 | 2804.5979 | 2945.117 | 3088.977 | 3237.89 | 3391.4571 | 3548.962 | 3710.4659 | 3876.96 | 4046.0709 | 4218.4269
Total excluding storage |  | 19239.093 | 19994.5472 | 19280.2531 | 19215.849 | 17798.0066 | 18107.647 | 18437.21 | 19270.5835 | 24179.9602 | 24179.9602 | 24179.9602 | 23306.8805 | 23306.8805 | 23306.8805 | 22720.6884 | 22674.1884 | 22504.1884 | 22151.4084 | 22318.5715 | 21958.0715 | 24339.6455 | 24784.4045 | 24060.8803 | 24339.3192 | 24339.3192 | 26044.9297 | 26609.2545 | 27743.0627 | 27840.1876
Region | Technology | 2021-22 | 2022-23 | 2023-24 | 2024-25 | 2025-26 | 2026-27 | 2027-28 | 2028-29 | 2029-30 | 2030-31 | 2031-32 | 2032-33 | 2033-34 | 2034-35 | 2035-36 | 2036-37 | 2037-38 | 2038-39 | 2039-40 | 2040-41 | 2041-42 | 2042-43 | 2043-44 | 2044-45 | 2045-46 | 2046-47 | 2047-48 | 2048-49 | 2049-50
QLD1 | Black Coal | 8126 | 8126 | 8126 | 6445.9999 | 6445.9999 | 6391.2196 | 6391.2196 | 5691.2196 | 5691.2196 | 5691.2196 | 5691.2196 | 5691.2196 | 5691.2196 | 5691.2196 | 5691.2196 | 5046 | 3896 | 3896 | 3896 | 3896 | 3896 | 3152 | 2787 | 2422 | 2057 | 1692 | 1692 | 1692 | 1692
QLD1 | Brown Coal | 0 | 0 | 0 | 0 | 0 | 0 | 0 | 0 | 0 | 0 | 0 | 0 | 0 | 0 | 0 | 0 | 0 | 0 | 0 | 0 | 0 | 0 | 0 | 0 | 0 | 0 | 0 | 0 | 0
QLD1 | CCGT | 1512.9 | 1512.9 | 1512.9 | 1512.9 | 1512.9 | 1512.9 | 1512.9 | 1512.9 | 1512.9 | 1512.9 | 1512.9 | 1512.9 | 1512.9 | 1512.9 | 1512.9 | 1127.9 | 1127.9 | 1127.9 | 984.5 | 984.5 | 984.5 | 984.5 | 984.5 | 984.5 | 340 | 180 | 180 | 180 | 180
QLD1 | Gas - Steam | 84 | 84 | 84 | 84 | 84 | 84 | 84 | 84 | 84 | 84 | 84 | 84 | 84 | 84 | 84 | 84 | 84 | 84 | 84 | 84 | 84 | 84 | 84 | 84 | 84 | 0 | 0 | 0 | 0
QLD1 | OCGT / Diesel | 1910 | 1910 | 1910 | 1910 | 1910 | 1910 | 1910 | 1910 | 1910 | 1910 | 1910 | 1910 | 1618 | 1501 | 1501 | 1501 | 1501 | 1501 | 1826.4273 | 1826.4273 | 1826.4273 | 1826.4273 | 1826.4273 | 1694.4273 | 2148.2195 | 2986.131 | 2986.131 | 3268.137 | 2749.137
QLD1 | Hydro | 152.4 | 152.4 | 152.4 | 152.4 | 152.4 | 152.4 | 152.4 | 152.4 | 152.4 | 152.4 | 152.4 | 152.4 | 152.4 | 152.4 | 152.4 | 152.4 | 66 | 66 | 66 | 66 | 66 | 0 | 0 | 0 | 0 | 0 | 0 | 0 | 0
QLD1 | Wind | 676.608 | 1176.608 | 1176.608 | 1223.2019 | 1753.1045 | 1753.1045 | 2252.5285 | 2886.8202 | 3538.8462 | 3538.8462 | 3538.8462 | 3538.8462 | 3560.4307 | 3689.2443 | 3689.2443 | 4520.2693 | 6881.1111 | 6881.1111 | 6881.1111 | 6881.1111 | 7377.3751 | 8873.1655 | 8692.6475 | 8459.7797 | 8808.065 | 9654.3832 | 9654.3832 | 9654.3832 | 11233.8865
QLD1 | Solar PV | 2017.635 | 2827.62 | 2827.62 | 2827.62 | 2827.62 | 2827.62 | 2827.62 | 2827.62 | 2827.62 | 2827.62 | 2827.62 | 2827.62 | 2827.62 | 2827.62 | 2827.62 | 2706.62 | 2656.6201 | 2656.6201 | 2656.6201 | 2656.6201 | 2903.7588 | 4811.2342 | 4644.2342 | 4443.1342 | 4378.9262 | 6317.968 | 6207.568 | 5676.668 | 5227.441
QLD1 | Grid Battery | 0 | 20 | 20 | 20 | 20 | 20 | 20 | 20 | 20 | 20 | 20 | 20 | 20 | 20 | 20 | 20 | 20 | 20 | 20 | 0 | 0.0025907 | 0.0025909 | 0.0025909 | 58.9984 | 58.9984 | 226.458 | 226.458 | 226.458 | 226.4579
QLD1 | Pumped Hydro | 570 | 570 | 570 | 570 | 570 | 570 | 570 | 570 | 570 | 570 | 570 | 570 | 570 | 570 | 570 | 570 | 1477.8779 | 1477.8779 | 1477.8779 | 1477.8779 | 1622.4639 | 2452.3143 | 2452.3143 | 2452.3143 | 2452.3143 | 3670 | 3670 | 3670 | 3670
QLD1 | VPP | 17.092 | 49.567 | 96.139 | 162.616 | 256.35 | 359.913 | 485.039 | 636.85 | 815.002 | 952.311 | 1107.868 | 1278.662 | 1465.361 | 1636.076 | 1814.326 | 1909.678 | 2008.65 | 2110.638 | 2215.489 | 2324.452 | 2436.362 | 2550.2279 | 2667.885 | 2790.022 | 2914.5139 | 3043.485 | 3176.687 | 3311.313 | 3449.842
Total excluding storage |  | 14479.543 | 15789.528 | 15789.528 | 14156.1218 | 14686.0245 | 14631.2441 | 15130.6681 | 15064.9598 | 15716.9858 | 15716.9858 | 15716.9858 | 15716.9858 | 15446.5703 | 15458.3839 | 15458.3839 | 15138.1892 | 16212.6312 | 16212.6312 | 16394.6586 | 16394.6586 | 17138.0613 | 19731.327 | 19018.809 | 18087.8412 | 17816.2107 | 20830.4822 | 20720.0822 | 20471.1882 | 21082.4645
Region | Technology | 2021-22 | 2022-23 | 2023-24 | 2024-25 | 2025-26 | 2026-27 | 2027-28 | 2028-29 | 2029-30 | 2030-31 | 2031-32 | 2032-33 | 2033-34 | 2034-35 | 2035-36 | 2036-37 | 2037-38 | 2038-39 | 2039-40 | 2040-41 | 2041-42 | 2042-43 | 2043-44 | 2044-45 | 2045-46 | 2046-47 | 2047-48 | 2048-49 | 2049-50
VIC1 | Black Coal | 0 | 0 | 0 | 0 | 0 | 0 | 0 | 0 | 0 | 0 | 0 | 0 | 0 | 0 | 0 | 0 | 0 | 0 | 0 | 0 | 0 | 0 | 0 | 0 | 0 | 0 | 0 | 0 | 0
VIC1 | Brown Coal | 4790 | 4790 | 4790 | 3758.193 | 3758.193 | 3542.9277 | 3542.9277 | 3542.9277 | 3343.3755 | 3340 | 3340 | 3340 | 3340 | 3340 | 3340 | 3340 | 3340 | 3340 | 3340 | 3340 | 3340 | 3340 | 3340 | 3340 | 3340 | 3340 | 2225 | 0 | 0
VIC1 | CCGT | 0 | 0 | 0 | 0 | 0 | 0 | 0 | 0 | 0 | 0 | 0 | 0 | 0 | 0 | 0 | 0 | 0 | 0 | 0 | 0 | 0 | 0 | 0 | 0 | 0 | 0 | 0 | 0 | 0
VIC1 | Gas - Steam | 500 | 500 | 500 | 500 | 500 | 500 | 500 | 500 | 500 | 500 | 500 | 500 | 500 | 500 | 500 | 500 | 500 | 500 | 0 | 0 | 0 | 0 | 0 | 0 | 0 | 0 | 0 | 0 | 0
VIC1 | OCGT / Diesel | 1900 | 1900 | 1900 | 1900 | 1900 | 1900 | 1900 | 1900 | 1900 | 1900 | 1900 | 1900 | 1730 | 1730 | 1730 | 1730 | 1730 | 1730 | 1290 | 1290 | 1290 | 1196 | 1196 | 1196 | 1196 | 1196 | 612 | 612 | 612
VIC1 | Hydro | 2219 | 2219 | 2219 | 2219 | 2219 | 2219 | 2219 | 2219 | 2219 | 2219 | 2219 | 2219 | 2219 | 2219 | 2219 | 2219 | 2219 | 2219 | 2219 | 2219 | 2219 | 2219 | 2219 | 2219 | 2219 | 2219 | 2219 | 2219 | 2219
VIC1 | Wind | 3434.44 | 4322.2 | 4322.2 | 4322.2 | 4322.2 | 4322.2 | 4322.2 | 4322.2 | 4322.2 | 4322.2 | 4322.2 | 4572.8652 | 4789.5222 | 4789.5222 | 4789.5222 | 4969.7 | 6315.4216 | 6218.3191 | 6026.3191 | 5738.0191 | 5738.0191 | 6176.4524 | 6530.8867 | 6218.8867 | 5720.4905 | 6798.8655 | 8819.4155 | 10051.79 | 9346.9982
VIC1 | Solar PV | 1098.973 | 1098.973 | 1098.973 | 1098.973 | 1098.973 | 1098.973 | 1098.973 | 1098.973 | 1098.973 | 1098.973 | 1098.973 | 1098.973 | 1098.973 | 1098.973 | 1098.973 | 1098.973 | 1098.973 | 1098.973 | 1098.973 | 1098.973 | 1098.973 | 1098.973 | 1098.973 | 991.453 | 960.35 | 960.35 | 960.35 | 3188.45 | 2791
VIC1 | Grid Battery | 55.33 | 375.33 | 375.33 | 375.33 | 375.33 | 375.33 | 375.33 | 375.33 | 375.33 | 375.33 | 375.33 | 375.33 | 320 | 320 | 320 | 320 | 320 | 320 | 320 | 320 | 300 | 0 | 0 | 0 | 0 | 0 | 0 | 0 | 0
VIC1 | Pumped Hydro | 0 | 0 | 0 | 0 | 0 | 0 | 0 | 0 | 0 | 0 | 0 | 0 | 0 | 0 | 0 | 0 | 0 | 0 | 0 | 0 | 0 | 0 | 0 | 0 | 0 | 0 | 0 | 349.3086 | 349.3086
VIC1 | VPP | 19.399 | 55.108 | 137.094 | 247.137 | 385.648 | 555.84 | 760.004 | 973.496 | 1197.186 | 1363.053 | 1550.223 | 1756.093 | 1978.399 | 2185.647 | 2401.2231 | 2521.425 | 2644.546 | 2771.077 | 2900.618 | 3034.5971 | 3171.9039 | 3312.6921 | 3457.7071 | 3607.5651 | 3760.185 | 3917.7499 | 4079.9079 | 4243.998 | 4412.4559
Total excluding storage |  | 13942.413 | 14830.173 | 14830.173 | 13798.366 | 13798.366 | 13583.1006 | 13583.1006 | 13583.1006 | 13383.5485 | 13380.173 | 13380.173 | 13630.8382 | 13677.4952 | 13677.4952 | 13677.4952 | 13857.673 | 15203.3946 | 15106.2921 | 13974.2921 | 13685.9921 | 13685.9921 | 14030.4254 | 14384.8597 | 13965.3397 | 13435.8405 | 14514.2155 | 14835.7655 | 16071.24 | 14968.9982
Region | Technology | 2021-22 | 2022-23 | 2023-24 | 2024-25 | 2025-26 | 2026-27 | 2027-28 | 2028-29 | 2029-30 | 2030-31 | 2031-32 | 2032-33 | 2033-34 | 2034-35 | 2035-36 | 2036-37 | 2037-38 | 2038-39 | 2039-40 | 2040-41 | 2041-42 | 2042-43 | 2043-44 | 2044-45 | 2045-46 | 2046-47 | 2047-48 | 2048-49 | 2049-50
SA1 | Black Coal | 0 | 0 | 0 | 0 | 0 | 0 | 0 | 0 | 0 | 0 | 0 | 0 | 0 | 0 | 0 | 0 | 0 | 0 | 0 | 0 | 0 | 0 | 0 | 0 | 0 | 0 | 0 | 0 | 0
SA1 | Brown Coal | 0 | 0 | 0 | 0 | 0 | 0 | 0 | 0 | 0 | 0 | 0 | 0 | 0 | 0 | 0 | 0 | 0 | 0 | 0 | 0 | 0 | 0 | 0 | 0 | 0 | 0 | 0 | 0 | 0
SA1 | CCGT | 709 | 709 | 529 | 529 | 529 | 529 | 529 | 529 | 529 | 529 | 529 | 529 | 529 | 529 | 529 | 529 | 0 | 0 | 0 | 0 | 0 | 0 | 0 | 0 | 0 | 0 | 0 | 0 | 0
SA1 | Gas - Steam | 800 | 800 | 800 | 800 | 800 | 800 | 800 | 800 | 800 | 800 | 800 | 800 | 800 | 800 | 0 | 0 | 0 | 0 | 0 | 0 | 0 | 0 | 0 | 0 | 0 | 0 | 0 | 0 | 0
SA1 | OCGT / Diesel | 1437.14 | 1437.14 | 1437.14 | 1437.14 | 1437.14 | 1437.14 | 1437.14 | 1437.14 | 1437.14 | 1054.64 | 1054.64 | 785.3 | 785.3 | 785.3 | 705.3 | 705.3 | 705.3 | 705.3 | 705.3 | 705.3 | 705.3 | 705.3 | 705.3 | 712.5234 | 712.5234 | 712.5234 | 712.5234 | 896.199 | 896.199
SA1 | Hydro | 0 | 0 | 0 | 0 | 0 | 0 | 0 | 0 | 0 | 0 | 0 | 0 | 0 | 0 | 0 | 0 | 0 | 0 | 0 | 0 | 0 | 0 | 0 | 0 | 0 | 0 | 0 | 0 | 0
SA1 | Wind | 2053.31 | 2349.71 | 2349.71 | 2349.71 | 2349.71 | 2349.71 | 2316.71 | 2316.71 | 2225.96 | 2113.96 | 2113.96 | 2726.3147 | 2627.6147 | 2627.6147 | 2634.1183 | 2663.5599 | 3663.5598 | 3993.6261 | 3922.8598 | 3883.8598 | 3883.8598 | 3883.8598 | 3669.9998 | 3669.9998 | 3526.7999 | 3558.787 | 3558.787 | 4023.4252 | 4023.4252
SA1 | Solar PV | 353 | 432.2 | 432.2 | 432.2 | 432.2 | 432.2 | 432.2 | 432.2 | 432.2 | 432.2 | 432.2 | 432.2 | 432.2 | 432.2 | 432.2 | 432.2 | 432.2 | 432.2 | 432.2 | 432.2 | 432.2 | 432.2 | 374.607 | 264.607 | 387.1999 | 387.1999 | 387.1999 | 387.1999 | 612.8326
SA1 | Grid Battery | 205 | 205 | 205 | 205 | 205 | 205 | 205 | 205 | 205 | 175 | 175 | 175 | 175 | 150 | 150 | 150 | 150 | 150 | 150 | 150 | 150 | 150 | 150 | 216.6884 | 218.5086 | 218.5086 | 218.5086 | 218.5086 | 218.5086
SA1 | Pumped Hydro | 0 | 0 | 0 | 0 | 0 | 0 | 0 | 0 | 0 | 0 | 0 | 0 | 0 | 0 | 0 | 0 | 0 | 0 | 0 | 0 | 0 | 0 | 0 | 0 | 0 | 0 | 0 | 0 | 0
SA1 | VPP | 17.419 | 32.817 | 53.826 | 82.384 | 116.594 | 153.426 | 196.665 | 246.475 | 303.104 | 342.113 | 385.789 | 433.601 | 485.451 | 533.213 | 582.89 | 611.322 | 640.787 | 670.973 | 702.27 | 734.354 | 767.247 | 800.749 | 835.277 | 870.592 | 906.987 | 944.194 | 982.674 | 1021.681 | 1061.697
Total excluding storage |  | 5352.45 | 5728.05 | 5548.05 | 5548.05 | 5548.05 | 5548.05 | 5515.05 | 5515.05 | 5424.3 | 4929.8 | 4929.8 | 5272.8147 | 5174.1147 | 5174.1147 | 4300.6183 | 4330.0599 | 4801.0598 | 5131.1261 | 5060.3598 | 5021.3598 | 5021.3598 | 5021.3598 | 4749.9068 | 4647.1302 | 4626.5233 | 4658.5103 | 4658.5103 | 5306.8242 | 5532.4568
Region | Technology | 2021-22 | 2022-23 | 2023-24 | 2024-25 | 2025-26 | 2026-27 | 2027-28 | 2028-29 | 2029-30 | 2030-31 | 2031-32 | 2032-33 | 2033-34 | 2034-35 | 2035-36 | 2036-37 | 2037-38 | 2038-39 | 2039-40 | 2040-41 | 2041-42 | 2042-43 | 2043-44 | 2044-45 | 2045-46 | 2046-47 | 2047-48 | 2048-49 | 2049-50
TAS1 | Black Coal | 0 | 0 | 0 | 0 | 0 | 0 | 0 | 0 | 0 | 0 | 0 | 0 | 0 | 0 | 0 | 0 | 0 | 0 | 0 | 0 | 0 | 0 | 0 | 0 | 0 | 0 | 0 | 0 | 0
TAS1 | Brown Coal | 0 | 0 | 0 | 0 | 0 | 0 | 0 | 0 | 0 | 0 | 0 | 0 | 0 | 0 | 0 | 0 | 0 | 0 | 0 | 0 | 0 | 0 | 0 | 0 | 0 | 0 | 0 | 0 | 0
TAS1 | CCGT | 208 | 208 | 208 | 208 | 208 | 208 | 208 | 208 | 208 | 208 | 208 | 208 | 208 | 208 | 208 | 208 | 208 | 208 | 208 | 208 | 208 | 208 | 208 | 208 | 208 | 208 | 208 | 208 | 208
TAS1 | Gas - Steam | 0 | 0 | 0 | 0 | 0 | 0 | 0 | 0 | 0 | 0 | 0 | 0 | 0 | 0 | 0 | 0 | 0 | 0 | 0 | 0 | 0 | 0 | 0 | 0 | 0 | 0 | 0 | 0 | 0
TAS1 | OCGT / Diesel | 178 | 178 | 178 | 178 | 178 | 178 | 178 | 178 | 178 | 178 | 178 | 178 | 178 | 178 | 178 | 178 | 178 | 178 | 178 | 58 | 58 | 58 | 58 | 58 | 58 | 58 | 58 | 58 | 58
TAS1 | Hydro | 2408.9 | 2408.9 | 2408.9 | 2408.9 | 2408.9 | 2408.9 | 2658.9 | 2658.9 | 2658.9 | 2658.9 | 2658.9 | 2658.9 | 2658.9 | 2658.9 | 2658.9 | 2658.9 | 2658.9 | 2658.9 | 2658.9 | 2658.9 | 2658.9 | 2658.9 | 2658.9 | 2658.9 | 2658.9 | 2658.9 | 2658.9 | 2658.9 | 2658.9
TAS1 | Wind | 567.75 | 567.75 | 709.4058 | 851.0618 | 988.2173 | 1125.3727 | 1262.5284 | 1399.6838 | 1536.8392 | 1673.9949 | 1815.387 | 1955.4049 | 2092.5605 | 2229.7159 | 2366.8713 | 2504.027 | 2641.1825 | 2778.3378 | 2923.358 | 3070.9318 | 3070.9318 | 3070.9318 | 3070.9318 | 2922.5318 | 2922.5318 | 2922.5318 | 2922.5318 | 2922.5318 | 2922.5318
TAS1 | Solar PV | 0 | 0 | 0 | 0 | 0 | 0 | 0 | 0 | 0 | 0 | 0 | 0 | 0 | 0 | 0 | 0 | 0 | 0 | 0 | 0 | 0 | 0 | 0 | 0 | 0 | 0 | 0 | 0 | 0
TAS1 | Grid Battery | 0 | 0 | 0 | 0 | 0 | 0 | 0 | 0 | 0 | 0 | 0 | 0 | 0 | 0 | 0 | 0 | 0 | 0 | 0 | 0 | 0 | 0 | 0 | 0 | 0 | 0 | 0 | 0 | 0
TAS1 | Pumped Hydro | 0 | 0 | 0 | 0 | 0 | 0 | 0 | 0 | 0 | 0 | 0 | 0 | 0 | 0 | 0 | 36.2677 | 156.0656 | 203.2518 | 311.8851 | 311.8851 | 372.0618 | 372.0618 | 372.0618 | 372.0618 | 372.0618 | 372.0618 | 372.0618 | 372.0618 | 372.0618
TAS1 | VPP | 2.174 | 3.275 | 4.751 | 6.692 | 9.222 | 12.637 | 17.058 | 22.751 | 29.515 | 35.278 | 41.516 | 48.287 | 55.645 | 63.485 | 71.629 | 76.469 | 81.473 | 86.616 | 91.923 | 97.401 | 103.005 | 108.753 | 114.687 | 120.793 | 127.056 | 133.484 | 140.061 | 146.762 | 153.603
Total excluding storage |  | 3362.65 | 3362.65 | 3504.3058 | 3645.9618 | 3783.1173 | 3920.2727 | 4307.4284 | 4444.5838 | 4581.7392 | 4718.8949 | 4860.2869 | 5000.3049 | 5137.4605 | 5274.6159 | 5411.7713 | 5548.927 | 5686.0825 | 5823.2378 | 5968.258 | 5995.8318 | 5995.8318 | 5995.8318 | 5995.8318 | 5847.4318 | 5847.4318 | 5847.4318 | 5847.4318 | 5847.4318 | 5847.4318
Explicitly modelled pumping
Region | Technology | 2021-22 | 2022-23 | 2023-24 | 2024-25 | 2025-26 | 2026-27 | 2027-28 | 2028-29 | 2029-30 | 2030-31 | 2031-32 | 2032-33 | 2033-34 | 2034-35 | 2035-36 | 2036-37 | 2037-38 | 2038-39 | 2039-40 | 2040-41 | 2041-42 | 2042-43 | 2043-44 | 2044-45 | 2045-46 | 2046-47 | 2047-48 | 2048-49 | 2049-50
NEM | Grid Battery pump | 260.33 | 600.33 | 600.33 | 600.33 | 600.33 | 600.33 | 600.33 | 600.33 | 600.33 | 570.33 | 570.33 | 570.33 | 515 | 490 | 490 | 490 | 490 | 490 | 490 | 470 | 450.0026 | 150.0026 | 150.0026 | 275.6867 | 277.507 | 444.9666 | 444.9666 | 444.9666 | 444.9665
NEM | Pumped Hydro Pump | 1330 | 1330 | 1330 | 1330 | 3370 | 3370 | 3370 | 3370 | 5370 | 5370 | 5370 | 5370.0002 | 5370.0018 | 5370 | 5370 | 5406.2687 | 6433.9423 | 6481.1252 | 6589.763 | 6589.7584 | 6794.5257 | 7624.3744 | 7624.3832 | 7624.3719 | 7624.3748 | 8842.0616 | 8842.0618 | 9191.3704 | 9191.3704
NEM | VPP pump | 86.531 | 212.478 | 422.08 | 710.881 | 1092.059 | 1530.314 | 2056.202 | 2653.451 | 3326.256 | 3835.365 | 4409.5619 | 5038.919 | 5723.194 | 6362.1371 | 7028.8681 | 7398.273 | 7780.5079 | 8173.1059 | 8577.282 | 8995.4019 | 9423.6349 | 9861.3991 | 10313.4462 | 10780.4292 | 11257.7039 | 11749.3789 | 12256.2899 | 12769.8249 | 13296.025
Region | Technology | 2021-22 | 2022-23 | 2023-24 | 2024-25 | 2025-26 | 2026-27 | 2027-28 | 2028-29 | 2029-30 | 2030-31 | 2031-32 | 2032-33 | 2033-34 | 2034-35 | 2035-36 | 2036-37 | 2037-38 | 2038-39 | 2039-40 | 2040-41 | 2041-42 | 2042-43 | 2043-44 | 2044-45 | 2045-46 | 2046-47 | 2047-48 | 2048-49 | 2049-50
NSW1 | Grid Battery pump | 0 | 0 | 0 | 0 | 0 | 0 | 0 | 0 | 0 | 0 | 0 | 0 | 0 | 0 | 0 | 0 | 0 | 0 | 0 | 0 | 0 | 0 | 0 | 0 | 0 | 0 | 0 | 0 | 0
NSW1 | Pumped Hydro Pump | 840 | 840 | 840 | 840 | 2880 | 2880 | 2880 | 2880 | 4880 | 4880 | 4880 | 4880.0002 | 4880.0018 | 4880 | 4880 | 4880.001 | 4879.9989 | 4879.9955 | 4880 | 4879.9954 | 4880 | 4879.9983 | 4880.0071 | 4879.9958 | 4879.9987 | 4879.9998 | 4880 | 4880 | 4880
NSW1 | VPP pump | 30.447 | 71.711 | 130.27 | 212.052 | 324.245 | 448.498 | 597.436 | 773.879 | 981.449 | 1142.61 | 1324.166 | 1522.2761 | 1738.338 | 1943.716 | 2158.8 | 2279.379 | 2405.052 | 2533.8019 | 2666.9821 | 2804.5979 | 2945.117 | 3088.977 | 3237.89 | 3391.4571 | 3548.962 | 3710.4659 | 3876.96 | 4046.0709 | 4218.4269
Region | Technology | 2021-22 | 2022-23 | 2023-24 | 2024-25 | 2025-26 | 2026-27 | 2027-28 | 2028-29 | 2029-30 | 2030-31 | 2031-32 | 2032-33 | 2033-34 | 2034-35 | 2035-36 | 2036-37 | 2037-38 | 2038-39 | 2039-40 | 2040-41 | 2041-42 | 2042-43 | 2043-44 | 2044-45 | 2045-46 | 2046-47 | 2047-48 | 2048-49 | 2049-50
QLD1 | Grid Battery pump | 0 | 20 | 20 | 20 | 20 | 20 | 20 | 20 | 20 | 20 | 20 | 20 | 20 | 20 | 20 | 20 | 20 | 20 | 20 | 0 | 0.0025907 | 0.0025909 | 0.0025909 | 58.9984 | 58.9984 | 226.458 | 226.458 | 226.458 | 226.4579
QLD1 | Pumped Hydro Pump | 490 | 490 | 490 | 490 | 490 | 490 | 490 | 490 | 490 | 490 | 490 | 490 | 490 | 490 | 490 | 490 | 1397.8779 | 1397.8779 | 1397.8779 | 1397.8779 | 1542.4639 | 2372.3143 | 2372.3143 | 2372.3143 | 2372.3143 | 3590 | 3590 | 3590 | 3590
QLD1 | VPP pump | 17.092 | 49.567 | 96.139 | 162.616 | 256.35 | 359.913 | 485.039 | 636.85 | 815.002 | 952.311 | 1107.868 | 1278.662 | 1465.361 | 1636.076 | 1814.326 | 1909.678 | 2008.65 | 2110.638 | 2215.489 | 2324.452 | 2436.362 | 2550.2279 | 2667.885 | 2790.022 | 2914.5139 | 3043.485 | 3176.687 | 3311.313 | 3449.842
Region | Technology | 2021-22 | 2022-23 | 2023-24 | 2024-25 | 2025-26 | 2026-27 | 2027-28 | 2028-29 | 2029-30 | 2030-31 | 2031-32 | 2032-33 | 2033-34 | 2034-35 | 2035-36 | 2036-37 | 2037-38 | 2038-39 | 2039-40 | 2040-41 | 2041-42 | 2042-43 | 2043-44 | 2044-45 | 2045-46 | 2046-47 | 2047-48 | 2048-49 | 2049-50
VIC1 | Grid Battery pump | 55.33 | 375.33 | 375.33 | 375.33 | 375.33 | 375.33 | 375.33 | 375.33 | 375.33 | 375.33 | 375.33 | 375.33 | 320 | 320 | 320 | 320 | 320 | 320 | 320 | 320 | 300 | 0 | 0 | 0 | 0 | 0 | 0 | 0 | 0
VIC1 | Pumped Hydro Pump | 0 | 0 | 0 | 0 | 0 | 0 | 0 | 0 | 0 | 0 | 0 | 0 | 0 | 0 | 0 | 0 | 0 | 0 | 0 | 0 | 0 | 0 | 0 | 0 | 0 | 0 | 0 | 349.3086 | 349.3086
VIC1 | VPP pump | 19.399 | 55.108 | 137.094 | 247.137 | 385.648 | 555.84 | 760.004 | 973.496 | 1197.186 | 1363.053 | 1550.223 | 1756.093 | 1978.399 | 2185.647 | 2401.2231 | 2521.425 | 2644.546 | 2771.077 | 2900.618 | 3034.5971 | 3171.9039 | 3312.6921 | 3457.7071 | 3607.5651 | 3760.185 | 3917.7499 | 4079.9079 | 4243.998 | 4412.4559
Region | Technology | 2021-22 | 2022-23 | 2023-24 | 2024-25 | 2025-26 | 2026-27 | 2027-28 | 2028-29 | 2029-30 | 2030-31 | 2031-32 | 2032-33 | 2033-34 | 2034-35 | 2035-36 | 2036-37 | 2037-38 | 2038-39 | 2039-40 | 2040-41 | 2041-42 | 2042-43 | 2043-44 | 2044-45 | 2045-46 | 2046-47 | 2047-48 | 2048-49 | 2049-50
SA1 | Grid Battery pump | 205 | 205 | 205 | 205 | 205 | 205 | 205 | 205 | 205 | 175 | 175 | 175 | 175 | 150 | 150 | 150 | 150 | 150 | 150 | 150 | 150 | 150 | 150 | 216.6884 | 218.5086 | 218.5086 | 218.5086 | 218.5086 | 218.5086
SA1 | Pumped Hydro Pump | 0 | 0 | 0 | 0 | 0 | 0 | 0 | 0 | 0 | 0 | 0 | 0 | 0 | 0 | 0 | 0 | 0 | 0 | 0 | 0 | 0 | 0 | 0 | 0 | 0 | 0 | 0 | 0 | 0
SA1 | VPP pump | 17.419 | 32.817 | 53.826 | 82.384 | 116.594 | 153.426 | 196.665 | 246.475 | 303.104 | 342.113 | 385.789 | 433.601 | 485.451 | 533.213 | 582.89 | 611.322 | 640.787 | 670.973 | 702.27 | 734.354 | 767.247 | 800.749 | 835.277 | 870.592 | 906.987 | 944.194 | 982.674 | 1021.681 | 1061.697
Region | Technology | 2021-22 | 2022-23 | 2023-24 | 2024-25 | 2025-26 | 2026-27 | 2027-28 | 2028-29 | 2029-30 | 2030-31 | 2031-32 | 2032-33 | 2033-34 | 2034-35 | 2035-36 | 2036-37 | 2037-38 | 2038-39 | 2039-40 | 2040-41 | 2041-42 | 2042-43 | 2043-44 | 2044-45 | 2045-46 | 2046-47 | 2047-48 | 2048-49 | 2049-50
TAS1 | Grid Battery pump | 0 | 0 | 0 | 0 | 0 | 0 | 0 | 0 | 0 | 0 | 0 | 0 | 0 | 0 | 0 | 0 | 0 | 0 | 0 | 0 | 0 | 0 | 0 | 0 | 0 | 0 | 0 | 0 | 0
TAS1 | Pumped Hydro Pump | 0 | 0 | 0 | 0 | 0 | 0 | 0 | 0 | 0 | 0 | 0 | 0 | 0 | 0 | 0 | 36.2677 | 156.0656 | 203.2518 | 311.8851 | 311.8851 | 372.0618 | 372.0618 | 372.0618 | 372.0618 | 372.0618 | 372.0618 | 372.0618 | 372.0618 | 372.0618
TAS1 | VPP pump | 2.174 | 3.275 | 4.751 | 6.692 | 9.222 | 12.637 | 17.058 | 22.751 | 29.515 | 35.278 | 41.516 | 48.287 | 55.645 | 63.485 | 71.629 | 76.469 | 81.473 | 86.616 | 91.923 | 97.401 | 103.005 | 108.753 | 114.687 | 120.793 | 127.056 | 133.484 | 140.061 | 146.762 | 153.603
Non-controllable capacity
Region | Technology | 2021-22 | 2022-23 | 2023-24 | 2024-25 | 2025-26 | 2026-27 | 2027-28 | 2028-29 | 2029-30 | 2030-31 | 2031-32 | 2032-33 | 2033-34 | 2034-35 | 2035-36 | 2036-37 | 2037-38 | 2038-39 | 2039-40 | 2040-41 | 2041-42 | 2042-43 | 2043-44 | 2044-45 | 2045-46 | 2046-47 | 2047-48 | 2048-49 | 2049-50
NEM | Distributed PV | 13524.6248 | 15108.4102 | 16782.6024 | 18599.0123 | 20649.214 | 22515.8693 | 24468.5133 | 26425.488 | 28217.8916 | 29838.3877 | 31741.5272 | 33782.1268 | 35587.9534 | 37062.4109 | 38679.1836 | 39995.6509 | 41752.2512 | 42998.6362 | 44363.6194 | 45809.2891 | 47081.4518 | 48494.937 | 49932.6267 | 51381.104 | 52844.7899 | 54328.8669 | 55832.8223 | 57320.9248 | 58815.3366
NEM | Behind the meter battery | 582.3 | 1103.9 | 1762 | 2442.4 | 3154.8 | 3764.5 | 4354 | 4869.8 | 5322.1 | 5889.5 | 6505.4 | 7146.7 | 7807.9 | 8342.6 | 8857.7 | 8934.3 | 9005.9 | 9071 | 9128.9 | 9183.2 | 9229.7 | 9266.6 | 9299.3 | 9327.3 | 9346.9 | 9360.8 | 9369.7 | 9366 | 9354.9
NEM | Behind the meter battery pump | 582.3 | 1103.9 | 1762 | 2442.4 | 3154.8 | 3764.5 | 4354 | 4869.8 | 5322.1 | 5889.5 | 6505.4 | 7146.7 | 7807.9 | 8342.6 | 8857.7 | 8934.3 | 9005.9 | 9071 | 9128.9 | 9183.2 | 9229.7 | 9266.6 | 9299.3 | 9327.3 | 9346.9 | 9360.8 | 9369.7 | 9366 | 9354.9
Region | Technology | 2021-22 | 2022-23 | 2023-24 | 2024-25 | 2025-26 | 2026-27 | 2027-28 | 2028-29 | 2029-30 | 2030-31 | 2031-32 | 2032-33 | 2033-34 | 2034-35 | 2035-36 | 2036-37 | 2037-38 | 2038-39 | 2039-40 | 2040-41 | 2041-42 | 2042-43 | 2043-44 | 2044-45 | 2045-46 | 2046-47 | 2047-48 | 2048-49 | 2049-50
NSW1 | Distributed PV | 3913.164 | 4330.0033 | 4787.0919 | 5305.2148 | 5929.6377 | 6464.9148 | 7030.5165 | 7642.0579 | 8239.587 | 8780.653 | 9418.7488 | 10101.1732 | 10706.5404 | 11206.655 | 11760.5256 | 12216.5275 | 12833.8315 | 13271.2891 | 13751.1953 | 14255.2842 | 14693.6982 | 15180.1199 | 15675.9263 | 16174.1445 | 16679.8936 | 17188.3323 | 17702.6531 | 18211.2334 | 18716.4585
NSW1 | Behind the meter battery | 204 | 371.3 | 538.9 | 720.5 | 926.4 | 1091.2 | 1251.4 | 1406.1 | 1556.1 | 1741 | 1940.3 | 2145.9 | 2358.2 | 2535.9 | 2707.9 | 2741.4 | 2773.9 | 2803.5 | 2831 | 2856.9 | 2879.3 | 2898.7 | 2916.7 | 2932.7 | 2946.1 | 2956.9 | 2965.9 | 2971 | 2972.8
NSW1 | Behind the meter battery pump | 204 | 371.3 | 538.9 | 720.5 | 926.4 | 1091.2 | 1251.4 | 1406.1 | 1556.1 | 1741 | 1940.3 | 2145.9 | 2358.2 | 2535.9 | 2707.9 | 2741.4 | 2773.9 | 2803.5 | 2831 | 2856.9 | 2879.3 | 2898.7 | 2916.7 | 2932.7 | 2946.1 | 2956.9 | 2965.9 | 2971 | 2972.8
Region | Technology | 2021-22 | 2022-23 | 2023-24 | 2024-25 | 2025-26 | 2026-27 | 2027-28 | 2028-29 | 2029-30 | 2030-31 | 2031-32 | 2032-33 | 2033-34 | 2034-35 | 2035-36 | 2036-37 | 2037-38 | 2038-39 | 2039-40 | 2040-41 | 2041-42 | 2042-43 | 2043-44 | 2044-45 | 2045-46 | 2046-47 | 2047-48 | 2048-49 | 2049-50
QLD1 | Distributed PV | 3987.1277 | 4367.864 | 4757.1731 | 5197.5436 | 5733.4282 | 6193.5193 | 6686.8077 | 7235.3396 | 7768.4305 | 8249.3861 | 8817.187 | 9427.4739 | 9970.7185 | 10406.9081 | 10885.1118 | 11265.0385 | 11774.9958 | 12133.6007 | 12527.3778 | 12946.311 | 13312.7732 | 13716.3 | 14123.7837 | 14534.3174 | 14946.3496 | 15365.7739 | 15789.8611 | 16207.1216 | 16627.1072
QLD1 | Behind the meter battery | 113.8 | 258.8 | 402.9 | 561.6 | 746.2 | 893.2 | 1037.3 | 1183 | 1322.8 | 1484.3 | 1659.5 | 1841.7 | 2030.2 | 2178.4 | 2321.4 | 2342.1 | 2361.9 | 2380.5 | 2396.7 | 2412.4 | 2426.3 | 2437.3 | 2447.1 | 2456.2 | 2462.6 | 2468 | 2472.1 | 2472.5 | 2471.3
QLD1 | Behind the meter battery pump | 113.8 | 258.8 | 402.9 | 561.6 | 746.2 | 893.2 | 1037.3 | 1183 | 1322.8 | 1484.3 | 1659.5 | 1841.7 | 2030.2 | 2178.4 | 2321.4 | 2342.1 | 2361.9 | 2380.5 | 2396.7 | 2412.4 | 2426.3 | 2437.3 | 2447.1 | 2456.2 | 2462.6 | 2468 | 2472.1 | 2472.5 | 2471.3
Region | Technology | 2021-22 | 2022-23 | 2023-24 | 2024-25 | 2025-26 | 2026-27 | 2027-28 | 2028-29 | 2029-30 | 2030-31 | 2031-32 | 2032-33 | 2033-34 | 2034-35 | 2035-36 | 2036-37 | 2037-38 | 2038-39 | 2039-40 | 2040-41 | 2041-42 | 2042-43 | 2043-44 | 2044-45 | 2045-46 | 2046-47 | 2047-48 | 2048-49 | 2049-50
VIC1 | Distributed PV | 3607.3732 | 4235.6688 | 4895.3044 | 5569.04 | 6273.8434 | 6987.4562 | 7713.9601 | 8332.7648 | 8832.864 | 9290.3372 | 9815.223 | 10374.7633 | 10871.2125 | 11278.6859 | 11713.5437 | 12078.4929 | 12536.272 | 12873.9302 | 13236.9883 | 13624.2112 | 13975.1226 | 14367.7124 | 14768.4829 | 15175.9878 | 15586.064 | 16006.0969 | 16432.6174 | 16856.3298 | 17285.95
VIC1 | Behind the meter battery | 128.8 | 282.9 | 574 | 854.2 | 1120.2 | 1374.8 | 1617.8 | 1793 | 1918.2 | 2092.6 | 2283.9 | 2485 | 2691.5 | 2856.6 | 3014.9 | 3031.5 | 3045.4 | 3057.7 | 3067.5 | 3076.5 | 3083.5 | 3087.8 | 3090.8 | 3092.7 | 3091.7 | 3089.5 | 3085.8 | 3078.1 | 3068.4
VIC1 | Behind the meter battery pump | 128.8 | 282.9 | 574 | 854.2 | 1120.2 | 1374.8 | 1617.8 | 1793 | 1918.2 | 2092.6 | 2283.9 | 2485 | 2691.5 | 2856.6 | 3014.9 | 3031.5 | 3045.4 | 3057.7 | 3067.5 | 3076.5 | 3083.5 | 3087.8 | 3090.8 | 3092.7 | 3091.7 | 3089.5 | 3085.8 | 3078.1 | 3068.4
Region | Technology | 2021-22 | 2022-23 | 2023-24 | 2024-25 | 2025-26 | 2026-27 | 2027-28 | 2028-29 | 2029-30 | 2030-31 | 2031-32 | 2032-33 | 2033-34 | 2034-35 | 2035-36 | 2036-37 | 2037-38 | 2038-39 | 2039-40 | 2040-41 | 2041-42 | 2042-43 | 2043-44 | 2044-45 | 2045-46 | 2046-47 | 2047-48 | 2048-49 | 2049-50
SA1 | Distributed PV | 1808.561 | 1942.7342 | 2088.4154 | 2250.1756 | 2410.2917 | 2548.5259 | 2693.2516 | 2845.2863 | 2988.2096 | 3111.8326 | 3256.9567 | 3413.5115 | 3553.5545 | 3666.7578 | 3790.6636 | 3891.097 | 4023.8511 | 4120.8807 | 4228.0128 | 4340.0465 | 4439.9406 | 4549.2328 | 4659.9151 | 4770.0776 | 4882.9587 | 4996.9199 | 5113.6916 | 5229.6824 | 5346.4831
SA1 | Behind the meter battery | 120.6 | 173.2 | 225.5 | 281.9 | 333.8 | 372.4 | 409.3 | 443.6 | 475 | 514.5 | 557.3 | 602.3 | 648.6 | 684.8 | 719.4 | 723 | 726.3 | 729 | 731.6 | 733.6 | 735.2 | 736.1 | 736.6 | 736.5 | 736.2 | 735.2 | 733.9 | 731.8 | 729.3
SA1 | Behind the meter battery pump | 120.6 | 173.2 | 225.5 | 281.9 | 333.8 | 372.4 | 409.3 | 443.6 | 475 | 514.5 | 557.3 | 602.3 | 648.6 | 684.8 | 719.4 | 723 | 726.3 | 729 | 731.6 | 733.6 | 735.2 | 736.1 | 736.6 | 736.5 | 736.2 | 735.2 | 733.9 | 731.8 | 729.3
Region | Technology | 2021-22 | 2022-23 | 2023-24 | 2024-25 | 2025-26 | 2026-27 | 2027-28 | 2028-29 | 2029-30 | 2030-31 | 2031-32 | 2032-33 | 2033-34 | 2034-35 | 2035-36 | 2036-37 | 2037-38 | 2038-39 | 2039-40 | 2040-41 | 2041-42 | 2042-43 | 2043-44 | 2044-45 | 2045-46 | 2046-47 | 2047-48 | 2048-49 | 2049-50
TAS1 | Distributed PV | 208.3988 | 232.1399 | 254.6176 | 277.0384 | 302.0129 | 321.453 | 343.9774 | 370.0394 | 388.8004 | 406.1789 | 433.4117 | 465.2049 | 485.9275 | 503.4041 | 529.3388 | 544.4951 | 583.3007 | 598.9356 | 620.0452 | 643.4362 | 659.9172 | 681.5719 | 704.5187 | 726.5767 | 749.5241 | 771.7439 | 793.9991 | 816.5575 | 839.3379
TAS1 | Behind the meter battery | 15.1 | 17.7 | 20.7 | 24.2 | 28.2 | 32.9 | 38.2 | 44.1 | 50 | 57.1 | 64.4 | 71.8 | 79.4 | 86.9 | 94.1 | 96.3 | 98.4 | 100.3 | 102.1 | 103.8 | 105.4 | 106.7 | 108.1 | 109.2 | 110.3 | 111.2 | 112 | 112.6 | 113.1
TAS1 | Behind the meter battery pump | 15.1 | 17.7 | 20.7 | 24.2 | 28.2 | 32.9 | 38.2 | 44.1 | 50 | 57.1 | 64.4 | 71.8 | 79.4 | 86.9 | 94.1 | 96.3 | 98.4 | 100.3 | 102.1 | 103.8 | 105.4 | 106.7 | 108.1 | 109.2 | 110.3 | 111.2 | 112 | 112.6 | 113.1

## Marinus_VOM Cost
VOM cost by technology ($000s) - Marinus Link, High DER Scenario
VOM | Real June 2020 dollars discounted to 1 July 2020
Explicitly modelled generation
Region | Technology | 2021-22 | 2022-23 | 2023-24 | 2024-25 | 2025-26 | 2026-27 | 2027-28 | 2028-29 | 2029-30 | 2030-31 | 2031-32 | 2032-33 | 2033-34 | 2034-35 | 2035-36 | 2036-37 | 2037-38 | 2038-39 | 2039-40 | 2040-41 | 2041-42 | 2042-43 | 2043-44 | 2044-45 | 2045-46 | 2046-47 | 2047-48 | 2048-49 | 2049-50
NEM | Black Coal | 358310.5825 | 298882.3823 | 283484.8371 | 275209.8032 | 236027.1716 | 205906.1485 | 174267.2924 | 175280.1837 | 134409.419 | 124250.2366 | 112610.3405 | 102055.028 | 106168.6781 | 94701.2166 | 81932.0561 | 74716.7822 | 61269.8743 | 59368.459 | 53662.9432 | 48168.4284 | 43830.8476 | 28986.3149 | 22007.4275 | 17963.7224 | 14782.7585 | 11329.5171 | 10276.8233 | 9625.001 | 8075.8707
NEM | Brown Coal | 118130.908 | 106860.8695 | 103096.0785 | 77912.9506 | 78396.6187 | 72758.8409 | 67308.3721 | 63408.9893 | 55106.267 | 56069.015 | 52543.8283 | 49470.575 | 48372.613 | 44722.658 | 45033.826 | 40665.4235 | 35703.2195 | 35717.1145 | 29999.855 | 30038.1025 | 31776.898 | 30009.7025 | 27125.7025 | 26261.1115 | 24754.7387 | 23898.0021 | 15268.1265 | 0 | 0
NEM | CCGT | 15628.3707 | 14904.531 | 11970.0352 | 11760.8469 | 9967.6083 | 9562.224 | 9318.0926 | 9940.7245 | 8295.9942 | 8247.9235 | 8933.7927 | 18059.6536 | 18614.8001 | 20711.1286 | 13277.041 | 11609.4359 | 17106.3811 | 16297.6851 | 12709.8585 | 12255.8779 | 11650.7823 | 13631.941 | 8534.7297 | 7397.4313 | 3419.0744 | 2066.3566 | 1976.7356 | 1876.4525 | 1787.8096
NEM | Gas - Steam | 1705.7185 | 1659.4366 | 1766.6894 | 619.8694 | 571.7959 | 560.9882 | 523.2154 | 519.1192 | 468.1286 | 447.4397 | 425.5123 | 491.8829 | 401.5695 | 591.7074 | 288.018 | 261.1878 | 722.6843 | 562.5582 | 498.7225 | 485.1377 | 545.1204 | 610.8308 | 545.3711 | 450.6734 | 566.2914 | 0 | 0 | 0 | 0
NEM | OCGT / Diesel | 530.7972 | 230.8713 | 1057.1333 | 773.441 | 133.3336 | 338.4085 | 232.7188 | 640.6905 | 39.9154 | 72.7711 | 208.5682 | 2502.2245 | 1401.7255 | 2057.5289 | 1249.2579 | 1602.183 | 7874.5433 | 6462.834 | 13093.5571 | 14437.2885 | 8597.5713 | 12942.2462 | 19585.2428 | 7625.6424 | 8689.2613 | 9112.4257 | 9435.367 | 12610.2705 | 12208.4936
NEM | Hydro | 89247.7606 | 86363.7105 | 82153.658 | 93481.5157 | 89313.8927 | 75774.565 | 81392.6599 | 89047.2344 | 75355.733 | 62491.7701 | 61383.5522 | 64206.3702 | 64427.7012 | 62147.5008 | 55579.2248 | 50824.1667 | 56024.1908 | 46985.8087 | 40180.9423 | 39414.4287 | 33974.2195 | 37148.4775 | 37041.0333 | 32355.03 | 32877.6467 | 35642.7341 | 29757.3656 | 27013.9394 | 25105.7253
NEM | Wind | 67303.459 | 80198.2926 | 68785.1082 | 67202.7834 | 66686.4173 | 66680.7496 | 65013.8326 | 55674.4151 | 50513.2808 | 47841.464 | 49276.4929 | 42847.0554 | 40373.4882 | 39479.3052 | 38242.6657 | 36247.8235 | 29945.3606 | 25979.5669 | 23183.1807 | 22112.3573 | 19098.4322 | 17779.2685 | 14244.5996 | 12649.4734 | 8733.6895 | 6876.4752 | 6037.0741 | 5148.6077 | 3159.3832
NEM | Solar PV | 13.5121 | 15.8205 | 15.3383 | 14.0462 | 13.1168 | 13.2526 | 12.8065 | 13.9207 | 66.4218 | 66.6307 | 64.6338 | 61.1121 | 56.5959 | 52.5367 | 53.4768 | 50.6159 | 43.5919 | 42.8598 | 43.1148 | 41.463 | 41.087 | 67.4973 | 63.1344 | 62.5522 | 59.9685 | 76.4457 | 73.9997 | 83.2018 | 84.9978
NEM | Grid Battery | 0.20138 | 0.2631 | 0.24952 | 0.26327 | 0.2265 | 0.22331 | 0.20463 | 0.18292 | 0.15341 | 0.1551 | 0.14249 | 0.14386 | 0.11879 | 0.096852 | 0.10055 | 0.096297 | 0.086312 | 0.080192 | 0.081484 | 0.061772 | 0.038211 | 0.021593 | 0.019825 | 0.1381 | 0.132 | 0.25676 | 0.24451 | 0.22988 | 0.22359
NEM | Pumped Hydro | 361.46 | 1025.2144 | 1417.1795 | 3974.4672 | 3317.6425 | 2929.9356 | 2807.4935 | 3315.5835 | 2634.3405 | 2902.0381 | 2952.7748 | 4138.0729 | 3673.9664 | 2932.4189 | 3291.8893 | 3113.5736 | 1796.8975 | 1866.4124 | 1790.7632 | 1259.6987 | 1787.9397 | 1694.7418 | 975.8041 | 1177.2505 | 1240.6151 | 871.9813 | 758.823 | 840.4912 | 516.5121
NEM | VPP | 0.54466 | 1.4498 | 2.5324 | 4.7668 | 6.6936 | 8.8599 | 10.2744 | 11.9466 | 12.6912 | 14.0504 | 14.8344 | 16.9867 | 18.2689 | 18.4333 | 20.1926 | 20.2056 | 19.1369 | 18.7292 | 18.6808 | 17.9709 | 18.7259 | 18.0195 | 17.2247 | 17.9796 | 17.3715 | 15.7653 | 15.1775 | 15.1042 | 13.6183
Total excluding storage |  | 650871.1085 | 589115.9143 | 552328.878 | 526975.2563 | 481109.9549 | 431595.1774 | 398068.9905 | 394525.2773 | 324255.1597 | 299487.2507 | 285446.7208 | 279693.9016 | 279817.1715 | 264463.5821 | 235655.5664 | 215977.6184 | 208689.8458 | 191416.8862 | 173372.1741 | 166953.084 | 149514.9585 | 141176.2787 | 129147.241 | 104765.6365 | 93883.429 | 89001.9564 | 72825.4918 | 56357.4729 | 50422.2801
Region | Technology | 2021-22 | 2022-23 | 2023-24 | 2024-25 | 2025-26 | 2026-27 | 2027-28 | 2028-29 | 2029-30 | 2030-31 | 2031-32 | 2032-33 | 2033-34 | 2034-35 | 2035-36 | 2036-37 | 2037-38 | 2038-39 | 2039-40 | 2040-41 | 2041-42 | 2042-43 | 2043-44 | 2044-45 | 2045-46 | 2046-47 | 2047-48 | 2048-49 | 2049-50
NSW1 | Black Coal | 182374.8465 | 145632.5295 | 127948.2995 | 137033.5576 | 103956.6113 | 84329.9648 | 66537.0941 | 73158.8999 | 41799.0414 | 39286.3696 | 33665.8039 | 22103.5503 | 26122.3748 | 21842.7325 | 12774.055 | 15163.4205 | 15602.1775 | 14915.941 | 13668.1735 | 10593.5395 | 9282.746 | 0 | 0 | 0 | 0 | 0 | 0 | 0 | 0
NSW1 | Brown Coal | 0 | 0 | 0 | 0 | 0 | 0 | 0 | 0 | 0 | 0 | 0 | 0 | 0 | 0 | 0 | 0 | 0 | 0 | 0 | 0 | 0 | 0 | 0 | 0 | 0 | 0 | 0 | 0 | 0
NSW1 | CCGT | 231.0822 | 219.6042 | 641.4785 | 392.9108 | 364.0445 | 347.1738 | 331.4019 | 318.1535 | 299.961 | 287.0435 | 272.7028 | 2414.7034 | 1882.1544 | 3717.982 | 1634.5964 | 1348.4015 | 4764.5642 | 4990.398 | 4224.7041 | 3696.3504 | 3203.5421 | 4172.7937 | 150.4086 | 2.3304e-05 | 2.3676e-05 | 2.3218e-05 | 2.237e-05 | 3.0244e-05 | 2.8001e-05
NSW1 | Gas - Steam | 0 | 0 | 0 | 0 | 0 | 0 | 0 | 0 | 0 | 0 | 0 | 0 | 0 | 0 | 0 | 0 | 0 | 0 | 0 | 0 | 0 | 0 | 0 | 0 | 0 | 0 | 0 | 0 | 0
NSW1 | OCGT / Diesel | 0.33163 | 1.1125e-05 | 118.3516 | 405.6658 | 49.789 | 136.147 | 52.2329 | 74.2608 | 1.1198e-05 | 1.112e-05 | 1.1757e-05 | 228.8098 | 136.967 | 129.3572 | 237.6526 | 133.3325 | 968.1552 | 826.0893 | 4393.1858 | 6759.8386 | 2597.9719 | 4091.0195 | 8876.5146 | 1855.8899 | 2184.967 | 2971.7952 | 4366.9486 | 6090.2993 | 6445.922
NSW1 | Hydro | 13771.2473 | 13778.0842 | 12161.4732 | 16631.1491 | 15555.8102 | 13959.5986 | 13119.5718 | 17356.0147 | 12857.4493 | 10592.6966 | 11245.8047 | 10824.0729 | 12240.0793 | 11892.2128 | 11382.3867 | 10289.3137 | 12605.1017 | 9484.1179 | 8337.9497 | 7654.369 | 6948.4927 | 8232.3643 | 8143.7061 | 7820.8751 | 7525.2863 | 8442.851 | 6764.804 | 6337.5809 | 5503.0897
NSW1 | Wind | 15743.2869 | 17613.8075 | 15807.4102 | 14922.2605 | 14870.5306 | 15057.5944 | 14058.0479 | 11062.3554 | 9237.9474 | 9582.0813 | 10671.4505 | 9724.515 | 9256.6291 | 9103.7146 | 8924.2435 | 8288.9903 | 5858.7436 | 4331.0591 | 4449.7319 | 4068.084 | 3596.6761 | 3441.1318 | 2501.9715 | 2529.6481 | 2326.2555 | 1313.994 | 1099.8018 | 1036.9851 | 862.2058
NSW1 | Solar PV | 4.9791 | 5.7841 | 5.5559 | 5.1042 | 4.6301 | 4.7833 | 4.5891 | 7.1079 | 59.4778 | 59.7941 | 58.0455 | 54.6974 | 50.743 | 46.975 | 47.9118 | 45.3982 | 39.3177 | 38.5038 | 38.8174 | 37.3424 | 34.9196 | 45.2937 | 42.1249 | 42.3228 | 40.1554 | 47.0007 | 44.9165 | 45.2609 | 47.4309
NSW1 | Grid Battery | 1.1826e-08 | 1.1623e-08 | 1.1104e-08 | 1.051e-08 | 9.8679e-09 | 9.7427e-09 | 1.1021e-08 | 1.1513e-08 | 3.695e-08 | 3.7037e-08 | 3.5711e-08 | 3.4921e-08 | 3.3088e-08 | 3.1733e-08 | 3.2945e-08 | 3.2585e-08 | 3.3609e-08 | 3.1475e-08 | 4.1732e-08 | 4.1017e-08 | 6.4724e-08 | 5.7879e-08 | 6.0213e-08 | 6.4855e-08 | 5.7648e-08 | 5.4995e-08 | 5.3161e-08 | 6.4493e-08 | 5.5458e-08
NSW1 | Pumped Hydro | 158.8378 | 538.46 | 684.7375 | 1013.0634 | 481.875 | 630.5464 | 770.284 | 709.497 | 705.1354 | 788.4246 | 724.7366 | 1156.7457 | 1061.7359 | 661.2671 | 906.0493 | 864.3362 | 597.2722 | 564.4165 | 590.8919 | 410.3959 | 610.1493 | 650.3074 | 325.5466 | 439.1165 | 532.2836 | 399.6991 | 359.47 | 443.3145 | 313.7592
NSW1 | VPP | 0.17938 | 0.4907 | 0.715 | 1.3815 | 1.8738 | 2.4816 | 2.9713 | 3.4726 | 3.7805 | 4.2335 | 4.5044 | 5.1022 | 5.5336 | 5.6841 | 6.2267 | 6.2428 | 5.9022 | 5.7646 | 5.819 | 5.6009 | 5.8916 | 5.6256 | 5.5216 | 5.794 | 5.6614 | 5.343 | 5.0126 | 5.0608 | 4.8018
Total excluding storage |  | 212125.7736 | 177249.8095 | 156682.5689 | 169390.648 | 134801.4157 | 113835.2619 | 94102.9378 | 101976.7922 | 64253.8769 | 59807.9852 | 55913.8073 | 45350.3489 | 49688.9477 | 46732.9742 | 35000.8459 | 35268.8567 | 39838.0598 | 34586.1091 | 35112.5625 | 32809.524 | 25664.3484 | 19982.603 | 19714.7258 | 12248.7358 | 12076.6642 | 12775.6409 | 12276.471 | 13510.1263 | 12858.6484
Region | Technology | 2021-22 | 2022-23 | 2023-24 | 2024-25 | 2025-26 | 2026-27 | 2027-28 | 2028-29 | 2029-30 | 2030-31 | 2031-32 | 2032-33 | 2033-34 | 2034-35 | 2035-36 | 2036-37 | 2037-38 | 2038-39 | 2039-40 | 2040-41 | 2041-42 | 2042-43 | 2043-44 | 2044-45 | 2045-46 | 2046-47 | 2047-48 | 2048-49 | 2049-50
QLD1 | Black Coal | 175935.736 | 153249.8528 | 155536.5376 | 138176.2456 | 132070.5603 | 121576.1837 | 107730.1984 | 102121.2837 | 92610.3777 | 84963.8669 | 78944.5366 | 79951.4776 | 80046.3032 | 72858.4841 | 69158.0011 | 59553.3617 | 45667.6968 | 44452.518 | 39994.7697 | 37574.8889 | 34548.1016 | 28986.3149 | 22007.4275 | 17963.7224 | 14782.7585 | 11329.5171 | 10276.8233 | 9625.001 | 8075.8707
QLD1 | Brown Coal | 0 | 0 | 0 | 0 | 0 | 0 | 0 | 0 | 0 | 0 | 0 | 0 | 0 | 0 | 0 | 0 | 0 | 0 | 0 | 0 | 0 | 0 | 0 | 0 | 0 | 0 | 0 | 0 | 0
QLD1 | CCGT | 7651.2645 | 7324.2756 | 7777.5829 | 8641.7998 | 7031.1091 | 6753.4627 | 6642.1299 | 7364.9961 | 5856.6366 | 5924.2492 | 6724.1228 | 12822.849 | 14123.0032 | 13067.5561 | 10025.8827 | 8607.7149 | 12341.8169 | 11307.2871 | 8485.1544 | 8559.5274 | 8447.2402 | 9459.1472 | 8384.321 | 7397.4312 | 3419.0743 | 2066.3565 | 1976.7355 | 1876.4524 | 1787.8095
QLD1 | Gas - Steam | 256.1928 | 245.467 | 463.066 | 442.584 | 417.5013 | 400.6176 | 380.109 | 365.5818 | 346.354 | 330.3809 | 314.6012 | 300.298 | 287.8333 | 274.9319 | 263.0811 | 249.5609 | 644.0578 | 539.2129 | 498.7225 | 485.1377 | 545.1204 | 610.8308 | 545.3711 | 450.6734 | 566.2914 | 0 | 0 | 0 | 0
QLD1 | OCGT / Diesel | 2.2286e-05 | 2.2032e-05 | 5.263 | 259.7889 | 48.9216 | 76.9351 | 118.7307 | 453.2604 | 39.9153 | 60.2435 | 201.9353 | 1279.2909 | 644.3446 | 274.781 | 338.898 | 820.9512 | 4286.2526 | 3065.2686 | 4392.4055 | 4145.4824 | 3337.9316 | 5339.8201 | 5512.8441 | 4670.5179 | 5533.9324 | 5054.1561 | 3973.2213 | 3939.9577 | 2858.5717
QLD1 | Hydro | 4636.9036 | 4414.21 | 4212.9004 | 3986.1076 | 3785.2682 | 3599.0892 | 3432.1543 | 3247.9999 | 3085.9777 | 2877.1919 | 2797.3368 | 2646.592 | 2514.8015 | 2388.9199 | 2275.6768 | 2156.3117 | 767.8442 | 734.3662 | 694.332 | 659.6107 | 629.6579 | 0 | 0 | 0 | 0 | 0 | 0 | 0 | 0
QLD1 | Wind | 5372.1785 | 8650.3772 | 8213.8759 | 7227.3604 | 8161.134 | 7734.8932 | 7889.111 | 7250.4607 | 6344.3802 | 6299.789 | 5303.7253 | 5035.8483 | 4435.7814 | 5009.6736 | 4545.6436 | 4698.3594 | 4538.5167 | 4146.3931 | 4047.7485 | 3373.5648 | 3196.9674 | 2701.0465 | 2531.0021 | 1363.4602 | 1368.4866 | 1260.6578 | 1133.8639 | 1016.5058 | 608.1453
QLD1 | Solar PV | 5.1758 | 6.7105 | 6.5226 | 5.9508 | 5.7564 | 5.7532 | 5.5568 | 4.4253 | 4.5779 | 4.5419 | 4.4036 | 4.2644 | 3.8926 | 3.7712 | 3.7751 | 3.4765 | 2.7144 | 2.8124 | 2.7963 | 2.6949 | 4.7685 | 20.9216 | 19.4857 | 18.9061 | 17.8891 | 27.79 | 27.5498 | 26.8447 | 25.2155
QLD1 | Grid Battery | 7.8467e-09 | 0.022777 | 0.02231 | 0.025838 | 0.024907 | 0.023235 | 0.021532 | 0.020103 | 0.018339 | 0.017669 | 0.016551 | 0.016175 | 0.015439 | 0.014528 | 0.01387 | 0.013212 | 0.011599 | 0.011218 | 0.010874 | 8.0051e-08 | 3.2224e-06 | 3.0688e-06 | 3.0379e-06 | 0.055994 | 0.051918 | 0.18256 | 0.17427 | 0.16375 | 0.16133
QLD1 | Pumped Hydro | 202.6221 | 486.7545 | 732.442 | 2961.4038 | 2835.7675 | 2299.3892 | 2037.2095 | 2606.0865 | 1929.2051 | 2113.6135 | 2228.0382 | 2981.3272 | 2612.2305 | 2271.1518 | 2385.84 | 2249.1378 | 1199.2655 | 1301.5409 | 1199.2035 | 848.7126 | 1177.0847 | 1043.7519 | 649.6199 | 737.5023 | 707.7219 | 471.7409 | 398.8252 | 396.1116 | 201.771
QLD1 | VPP | 0.094833 | 0.30033 | 0.54078 | 1.0931 | 1.7072 | 2.1887 | 2.5522 | 3.0862 | 3.4721 | 3.8195 | 4.0334 | 4.549 | 4.9892 | 5.1433 | 5.4925 | 5.4234 | 5.081 | 5.0488 | 5.0035 | 4.9441 | 5.0479 | 4.9882 | 4.8952 | 4.8351 | 4.5188 | 3.8717 | 3.8887 | 3.6154 | 2.9484
Total excluding storage |  | 193857.4512 | 173890.8931 | 176215.7483 | 158739.837 | 151520.2508 | 140146.9347 | 126197.99 | 120808.008 | 108288.2194 | 100460.2633 | 94290.6616 | 102040.6202 | 102055.9598 | 93878.1178 | 86610.9584 | 76089.7364 | 68248.8995 | 64247.8583 | 58115.9291 | 54800.9067 | 50709.7876 | 47118.0812 | 39000.4515 | 31864.7113 | 25688.4324 | 19738.4776 | 17388.1938 | 16484.7616 | 13355.6127
Region | Technology | 2021-22 | 2022-23 | 2023-24 | 2024-25 | 2025-26 | 2026-27 | 2027-28 | 2028-29 | 2029-30 | 2030-31 | 2031-32 | 2032-33 | 2033-34 | 2034-35 | 2035-36 | 2036-37 | 2037-38 | 2038-39 | 2039-40 | 2040-41 | 2041-42 | 2042-43 | 2043-44 | 2044-45 | 2045-46 | 2046-47 | 2047-48 | 2048-49 | 2049-50
VIC1 | Black Coal | 0 | 0 | 0 | 0 | 0 | 0 | 0 | 0 | 0 | 0 | 0 | 0 | 0 | 0 | 0 | 0 | 0 | 0 | 0 | 0 | 0 | 0 | 0 | 0 | 0 | 0 | 0 | 0 | 0
VIC1 | Brown Coal | 118130.908 | 106860.8695 | 103096.0785 | 77912.9506 | 78396.6187 | 72758.8409 | 67308.3721 | 63408.9893 | 55106.267 | 56069.015 | 52543.8283 | 49470.575 | 48372.613 | 44722.658 | 45033.826 | 40665.4235 | 35703.2195 | 35717.1145 | 29999.855 | 30038.1025 | 31776.898 | 30009.7025 | 27125.7025 | 26261.1115 | 24754.7387 | 23898.0021 | 15268.1265 | 0 | 0
VIC1 | CCGT | 5.3961e-06 | 5.0999e-06 | 5.0887e-06 | 5.613e-06 | 5.4606e-06 | 5.2175e-06 | 5.2763e-06 | 5.4672e-06 | 5.1809e-06 | 4.9521e-06 | 5.1759e-06 | 7.3826e-06 | 7.0711e-06 | 6.795e-06 | 6.3442e-06 | 6.2202e-06 | 7.8337e-06 | 8.0937e-06 | 1.068e-05 | 9.9785e-06 | 1.0975e-05 | 1.1002e-05 | 1.0491e-05 | 9.2959e-06 | 9.2656e-06 | 8.9754e-06 | 9.2847e-06 | 2.0979e-05 | 1.972e-05
VIC1 | Gas - Steam | 16.0118 | 5.083 | 16.5048 | 19.1369 | 6.5605 | 18.9222 | 9.03 | 23.2977 | 9.0896e-07 | 0.7902 | 9.84e-07 | 24.9825 | 10.1874 | 8.9207 | 24.937 | 11.6269 | 78.6266 | 23.3453 | 0 | 0 | 0 | 0 | 0 | 0 | 0 | 0 | 0 | 0 | 0
VIC1 | OCGT / Diesel | 65.4378 | 2.1389e-05 | 61.5208 | 14.5262 | 2.602e-05 | 17.2298 | 14.3969 | 2.6616e-05 | 2.4428e-05 | 2.3368e-05 | 2.4374e-05 | 180.6043 | 50.8555 | 65.213 | 42.7013 | 3.0893 | 141.6366 | 35.2768 | 930.6682 | 489.7466 | 231.5827 | 127.7832 | 1101.185 | 529.6475 | 488.9626 | 348.9767 | 166.5077 | 1239.5258 | 1618.0307
VIC1 | Hydro | 18563.8154 | 17706.7637 | 15350.8751 | 18088.2807 | 17530.9421 | 15865.8686 | 15256.1923 | 18422.0776 | 14531.0179 | 11821.054 | 11254.0269 | 9723.1049 | 11522.2563 | 11160.004 | 10141.9174 | 9657.6403 | 11634.852 | 9209.4796 | 7509.3644 | 7151.7353 | 6190.0185 | 7277.4973 | 7131.1316 | 6425.6389 | 6144.344 | 7388.8749 | 5855.2803 | 4767.0331 | 4551.7569
VIC1 | Wind | 27121.1176 | 33110.7065 | 27123.1556 | 26697.6136 | 26231.237 | 25888.9388 | 25796.6888 | 22178.3926 | 21296.6105 | 19622.9615 | 20675.4577 | 17439.4302 | 16668.2344 | 16085.6537 | 16020.9976 | 15523.4737 | 12917.7689 | 11573.2447 | 10172.1573 | 10191.1017 | 8382.4455 | 7902.2181 | 6347.5077 | 5877.024 | 2988.9998 | 2578.9852 | 2193.1396 | 1780.9074 | 586.537
VIC1 | Solar PV | 2.475 | 2.3457 | 2.3217 | 2.1268 | 1.9257 | 1.93 | 1.8872 | 1.6859 | 1.6682 | 1.623 | 1.5408 | 1.5261 | 1.3933 | 1.2627 | 1.2737 | 1.2349 | 1.1006 | 1.0866 | 1.0609 | 1.0049 | 0.99343 | 0.91171 | 0.82809 | 0.76006 | 0.71858 | 0.63806 | 0.63243 | 10.3356 | 10.6161
VIC1 | Grid Battery | 0.10514 | 0.14922 | 0.13745 | 0.1488 | 0.1254 | 0.12699 | 0.11648 | 0.10206 | 0.080698 | 0.086733 | 0.078983 | 0.080852 | 0.060085 | 0.051071 | 0.055522 | 0.053022 | 0.04685 | 0.042604 | 0.045133 | 0.039147 | 0.014854 | 3.1261e-08 | 3.2678e-08 | 3.5054e-08 | 3.0861e-08 | 2.9565e-08 | 2.8988e-08 | 6.3933e-08 | 6.4288e-08
VIC1 | Pumped Hydro | 0 | 0 | 9.6073e-09 | 1.0089e-08 | 9.6525e-09 | 9.9997e-09 | 9.2679e-09 | 9.1628e-09 | 9.1179e-09 | 8.9871e-09 | 9.2979e-09 | 1.2917e-08 | 1.216e-08 | 1.1361e-08 | 1.1564e-08 | 1.2766e-08 | 1.3789e-08 | 1.5017e-08 | 2.1721e-08 | 2.0644e-08 | 4.2857e-08 | 3.9631e-08 | 3.6785e-08 | 3.9007e-08 | 3.6423e-08 | 3.3837e-08 | 3.287e-08 | 0.53254 | 0.48219
VIC1 | VPP | 0.13367 | 0.39894 | 0.87727 | 1.7103 | 2.3657 | 3.2682 | 3.7077 | 4.1911 | 4.1729 | 4.6247 | 4.8299 | 5.6811 | 5.9783 | 5.8453 | 6.5464 | 6.6195 | 6.2934 | 6.0993 | 6.0672 | 5.7169 | 6.0333 | 5.6976 | 5.1676 | 5.7098 | 5.5755 | 5.0473 | 4.8638 | 5.0542 | 4.5771
Total excluding storage |  | 163899.7655 | 157685.7685 | 145650.4565 | 122734.6348 | 122167.284 | 114551.7303 | 108386.5672 | 104034.4431 | 90935.5636 | 87515.4436 | 84474.8537 | 76840.223 | 76625.5399 | 72043.712 | 71265.653 | 65862.4885 | 60477.2042 | 56559.5475 | 48613.1059 | 47871.691 | 46581.9381 | 45318.1129 | 41706.3548 | 39094.1819 | 34377.7637 | 34215.477 | 23483.6865 | 7797.802 | 6766.9407
Region | Technology | 2021-22 | 2022-23 | 2023-24 | 2024-25 | 2025-26 | 2026-27 | 2027-28 | 2028-29 | 2029-30 | 2030-31 | 2031-32 | 2032-33 | 2033-34 | 2034-35 | 2035-36 | 2036-37 | 2037-38 | 2038-39 | 2039-40 | 2040-41 | 2041-42 | 2042-43 | 2043-44 | 2044-45 | 2045-46 | 2046-47 | 2047-48 | 2048-49 | 2049-50
SA1 | Black Coal | 0 | 0 | 0 | 0 | 0 | 0 | 0 | 0 | 0 | 0 | 0 | 0 | 0 | 0 | 0 | 0 | 0 | 0 | 0 | 0 | 0 | 0 | 0 | 0 | 0 | 0 | 0 | 0 | 0
SA1 | Brown Coal | 0 | 0 | 0 | 0 | 0 | 0 | 0 | 0 | 0 | 0 | 0 | 0 | 0 | 0 | 0 | 0 | 0 | 0 | 0 | 0 | 0 | 0 | 0 | 0 | 0 | 0 | 0 | 0 | 0
SA1 | CCGT | 7746.024 | 7360.6512 | 3550.9738 | 2726.1362 | 2572.4548 | 2461.5875 | 2344.5608 | 2257.5748 | 2139.3965 | 2036.6308 | 1936.967 | 2822.1012 | 2609.6425 | 3925.5905 | 1616.5619 | 1653.3195 | 9.7427e-06 | 9.4993e-06 | 1.1177e-05 | 1.0415e-05 | 1.6616e-05 | 1.6807e-05 | 1.6092e-05 | 1.404e-05 | 1.4089e-05 | 1.3707e-05 | 1.3165e-05 | 1.8388e-05 | 1.7101e-05
SA1 | Gas - Steam | 1433.514 | 1408.8866 | 1287.1186 | 158.1486 | 147.7342 | 141.4484 | 134.0765 | 130.2396 | 121.7746 | 116.2686 | 110.9111 | 166.6024 | 103.5488 | 307.8548 | 0 | 0 | 0 | 0 | 0 | 0 | 0 | 0 | 0 | 0 | 0 | 0 | 0 | 0 | 0
SA1 | OCGT / Diesel | 465.0277 | 230.8712 | 871.998 | 93.4601 | 34.6229 | 108.0966 | 47.3583 | 113.1692 | 4.8119e-05 | 12.5276 | 6.6328 | 805.2951 | 569.5584 | 1588.1777 | 630.0061 | 644.81 | 2467.6794 | 2536.1993 | 3371.0544 | 3041.05 | 2428.1051 | 3383.0789 | 4092.707 | 565.786 | 481.3993 | 736.9539 | 928.6894 | 1321.4244 | 1271.6915
SA1 | Hydro | 0 | 0 | 0 | 0 | 0 | 0 | 0 | 0 | 0 | 0 | 0 | 0 | 0 | 0 | 0 | 0 | 0 | 0 | 0 | 0 | 0 | 0 | 0 | 0 | 0 | 0 | 0 | 0 | 0
SA1 | Wind | 15721.9324 | 16958.874 | 14308.1016 | 15147.9486 | 14157.9696 | 14822.6181 | 14167.3631 | 12673.347 | 11284.7506 | 10345.5773 | 10363.4102 | 8700.8129 | 8116.3071 | 7445.5959 | 7024.8608 | 6040.2853 | 5237.9879 | 4577.6098 | 3409.9983 | 3312.6722 | 2842.3164 | 2744.9664 | 1920.7861 | 2133.9014 | 1269.6171 | 1108.1829 | 1052.7143 | 894.5201 | 708.3374
SA1 | Solar PV | 0.88216 | 0.98013 | 0.93806 | 0.86445 | 0.80469 | 0.78615 | 0.77342 | 0.70164 | 0.69789 | 0.67175 | 0.64397 | 0.62409 | 0.56699 | 0.52772 | 0.51617 | 0.50631 | 0.45919 | 0.457 | 0.44019 | 0.42088 | 0.40552 | 0.37028 | 0.6957 | 0.56322 | 1.2054 | 1.0169 | 0.90096 | 0.7606 | 1.7353
SA1 | Grid Battery | 0.096232 | 0.091102 | 0.08976 | 0.088632 | 0.076194 | 0.073086 | 0.066619 | 0.060753 | 0.054374 | 0.050698 | 0.046952 | 0.046837 | 0.04327 | 0.031253 | 0.031163 | 0.030064 | 0.027864 | 0.02637 | 0.025477 | 0.022624 | 0.023353 | 0.02159 | 0.019822 | 0.082106 | 0.080081 | 0.074195 | 0.070234 | 0.066125 | 0.06226
SA1 | Pumped Hydro | 0 | 0 | 7.3884e-09 | 6.8434e-09 | 6.4108e-09 | 6.3604e-09 | 6.0973e-09 | 6.1002e-09 | 6.0165e-09 | 6.1097e-09 | 6.1636e-09 | 7.5169e-09 | 7.1474e-09 | 6.7316e-09 | 7.1996e-09 | 7.7651e-09 | 8.0958e-09 | 8.4531e-09 | 8.9447e-09 | 8.5846e-09 | 1.5141e-08 | 1.4106e-08 | 1.3396e-08 | 1.8197e-08 | 1.7057e-08 | 1.5916e-08 | 1.5352e-08 | 1.4838e-08 | 1.441e-08
SA1 | VPP | 0.13387 | 0.25133 | 0.3942 | 0.57287 | 0.72542 | 0.88916 | 0.98561 | 1.13 | 1.1764 | 1.2568 | 1.331 | 1.4862 | 1.5852 | 1.5722 | 1.703 | 1.6931 | 1.6521 | 1.6118 | 1.5875 | 1.5142 | 1.5462 | 1.508 | 1.4433 | 1.437 | 1.404 | 1.3197 | 1.2411 | 1.1907 | 1.1208
Total excluding storage |  | 25367.3803 | 25960.2631 | 20019.1301 | 18126.5579 | 16913.5861 | 17534.5367 | 16694.1321 | 15175.0323 | 13546.6196 | 12511.6761 | 12418.5651 | 12495.4356 | 11399.6238 | 13267.7466 | 9271.9449 | 8338.9211 | 7706.1265 | 7114.266 | 6781.4929 | 6354.1431 | 5270.827 | 6128.4156 | 6014.1889 | 2700.2506 | 1752.2218 | 1846.1538 | 1982.3047 | 2216.7051 | 1981.7642
Region | Technology | 2021-22 | 2022-23 | 2023-24 | 2024-25 | 2025-26 | 2026-27 | 2027-28 | 2028-29 | 2029-30 | 2030-31 | 2031-32 | 2032-33 | 2033-34 | 2034-35 | 2035-36 | 2036-37 | 2037-38 | 2038-39 | 2039-40 | 2040-41 | 2041-42 | 2042-43 | 2043-44 | 2044-45 | 2045-46 | 2046-47 | 2047-48 | 2048-49 | 2049-50
TAS1 | Black Coal | 0 | 0 | 0 | 0 | 0 | 0 | 0 | 0 | 0 | 0 | 0 | 0 | 0 | 0 | 0 | 0 | 0 | 0 | 0 | 0 | 0 | 0 | 0 | 0 | 0 | 0 | 0 | 0 | 0
TAS1 | Brown Coal | 0 | 0 | 0 | 0 | 0 | 0 | 0 | 0 | 0 | 0 | 0 | 0 | 0 | 0 | 0 | 0 | 0 | 0 | 0 | 0 | 0 | 0 | 0 | 0 | 0 | 0 | 0 | 0 | 0
TAS1 | CCGT | 4.9451e-06 | 4.6753e-06 | 4.6634e-06 | 4.4908e-06 | 4.3043e-06 | 4.2363e-06 | 4.3566e-06 | 4.4314e-06 | 4.3608e-06 | 4.2618e-06 | 4.3402e-06 | 5.3282e-06 | 5.1059e-06 | 4.8832e-06 | 4.6236e-06 | 4.5121e-06 | 4.9282e-06 | 4.8631e-06 | 5.332e-06 | 5.0308e-06 | 5.3073e-06 | 5.1432e-06 | 4.9093e-06 | 4.5336e-06 | 4.3828e-06 | 4.6068e-06 | 4.3836e-06 | 5.5784e-06 | 5.3426e-06
TAS1 | Gas - Steam | 0 | 0 | 0 | 0 | 0 | 0 | 0 | 0 | 0 | 0 | 0 | 0 | 0 | 0 | 0 | 0 | 0 | 0 | 0 | 0 | 0 | 0 | 0 | 0 | 0 | 0 | 0 | 0 | 0
TAS1 | OCGT / Diesel | 6.2309e-06 | 5.8011e-06 | 5.8032e-06 | 5.6636e-06 | 5.5293e-06 | 5.6206e-06 | 5.6857e-06 | 5.7978e-06 | 5.7755e-06 | 5.6313e-06 | 5.7463e-06 | 8.2244 | 6.9265e-06 | 7.3756e-06 | 6.4604e-06 | 6.625e-06 | 10.8194 | 7.3234e-06 | 6.243 | 1.1709 | 1.9801 | 0.54453 | 1.9921 | 3.8011 | 4.0478e-06 | 0.54381 | 4.4516e-06 | 19.0632 | 14.2777
TAS1 | Hydro | 52275.7943 | 50464.6527 | 50428.4092 | 54775.9783 | 52441.8722 | 42350.0086 | 49584.7415 | 50021.1422 | 44881.2881 | 37200.8276 | 36086.3839 | 41012.6003 | 38150.5641 | 36706.3641 | 31779.244 | 28720.9009 | 31016.3929 | 27557.845 | 23639.2962 | 23948.7136 | 20206.0504 | 21638.6159 | 21766.1956 | 18108.516 | 19208.0164 | 19811.0082 | 17137.2812 | 15909.3253 | 15050.8786
TAS1 | Wind | 3344.9436 | 3864.5276 | 3332.5649 | 3207.6003 | 3265.5461 | 3176.7051 | 3102.6219 | 2509.8594 | 2349.5921 | 1991.0548 | 2262.4491 | 1946.4491 | 1896.5362 | 1834.6674 | 1726.9203 | 1696.7147 | 1392.3435 | 1351.2602 | 1103.5446 | 1166.9346 | 1080.0269 | 989.9057 | 943.3321 | 745.4398 | 780.3304 | 614.6552 | 557.5545 | 419.6894 | 394.1578
TAS1 | Solar PV | 2.7746e-09 | 3.8242e-09 | 5.926e-09 | 6.8561e-09 | 5.6535e-09 | 6.6071e-09 | 6.0759e-09 | 5.9691e-09 | 7.0383e-09 | 7.6458e-09 | 9.32e-09 | 9.2925e-09 | 1.2334e-08 | 1.0372e-08 | 1.1642e-08 | 1.0939e-08 | 1.0851e-08 | 1.0896e-08 | 1.1024e-08 | 1.9411e-08 | 1.8531e-08 | 1.8193e-08 | 1.4808e-08 | 1.4583e-08 | 1.3772e-08 | 1.312e-08 | 1.2862e-08 | 1.19e-08 | 1.0897e-08
TAS1 | Grid Battery | 7.6791e-09 | 7.5947e-09 | 7.1544e-09 | 6.8365e-09 | 6.8747e-09 | 6.7495e-09 | 7.1079e-09 | 7.8239e-09 | 1.0662e-08 | 1.1091e-08 | 1.0945e-08 | 1.2357e-08 | 1.2171e-08 | 1.2328e-08 | 1.3283e-08 | 1.4044e-08 | 1.344e-08 | 1.3513e-08 | 1.7507e-08 | 1.765e-08 | 2.0283e-08 | 1.8523e-08 | 1.9436e-08 | 2.0313e-08 | 1.8633e-08 | 1.7401e-08 | 1.7181e-08 | 2.2741e-08 | 2.1863e-08
TAS1 | Pumped Hydro | 0 | 0 | 1.9126e-08 | 1.8999e-08 | 1.988e-08 | 2.0209e-08 | 2.0838e-08 | 2.0341e-08 | 2.1724e-08 | 2.299e-08 | 2.4862e-08 | 4.7321e-08 | 7.0561e-08 | 6.9099e-08 | 8.5643e-08 | 0.099619 | 0.35971 | 0.45493 | 0.66775 | 0.5902 | 0.7056 | 0.68241 | 0.63756 | 0.63169 | 0.60961 | 0.54131 | 0.5278 | 0.53256 | 0.4997
TAS1 | VPP | 0.002915 | 0.0085489 | 0.0051342 | 0.0090217 | 0.021526 | 0.032227 | 0.057506 | 0.066712 | 0.089293 | 0.11603 | 0.13578 | 0.16822 | 0.18267 | 0.18837 | 0.22398 | 0.22685 | 0.2082 | 0.20471 | 0.20353 | 0.19475 | 0.2068 | 0.20009 | 0.19688 | 0.20377 | 0.21171 | 0.18363 | 0.1714 | 0.18308 | 0.17023
Total excluding storage |  | 55620.7379 | 54329.1802 | 53760.9742 | 57983.5786 | 55707.4183 | 45526.7137 | 52687.3635 | 52531.0016 | 47230.8803 | 39191.8825 | 38348.833 | 42967.2738 | 40047.1003 | 38541.0315 | 33506.1642 | 30417.6157 | 32419.5558 | 28909.1053 | 24749.0838 | 25116.8192 | 21288.0574 | 22629.0661 | 22711.5199 | 18857.7569 | 19988.3469 | 20426.2072 | 17694.8357 | 16348.0779 | 15459.3141
Explicitly modelled pumping
Region | Technology | 2021-22 | 2022-23 | 2023-24 | 2024-25 | 2025-26 | 2026-27 | 2027-28 | 2028-29 | 2029-30 | 2030-31 | 2031-32 | 2032-33 | 2033-34 | 2034-35 | 2035-36 | 2036-37 | 2037-38 | 2038-39 | 2039-40 | 2040-41 | 2041-42 | 2042-43 | 2043-44 | 2044-45 | 2045-46 | 2046-47 | 2047-48 | 2048-49 | 2049-50
NEM | Grid Battery pump | 0.2479 | 0.3256 | 0.3072 | 0.3256 | 0.27946 | 0.27534 | 0.25325 | 0.22522 | 0.18959 | 0.19131 | 0.17636 | 0.17723 | 0.14699 | 0.1192 | 0.12415 | 0.11889 | 0.10661 | 0.099261 | 0.10031 | 0.076526 | 0.046912 | 0.026705 | 0.024423 | 0.024133 | 0.02372 | 0.02149 | 0.020143 | 0.019881 | 0.017812
NEM | Pumped Hydro Pump | 956.729 | 3301.0162 | 4167.068 | 10800.0447 | 7195.4111 | 7033.1218 | 7418.6624 | 7987.5603 | 7082.6925 | 7642.2328 | 9070.4414 | 11443.168 | 11195.5941 | 8702.0739 | 10359.0319 | 9540.4139 | 7130.6602 | 6535.2386 | 6597.2207 | 5740.6726 | 6584.713 | 6737.8382 | 5180.8699 | 6215.6436 | 6346.7237 | 5020.3989 | 4541.3216 | 5483.969 | 4076.247
NEM | VPP pump | 0.64081 | 1.7097 | 2.9754 | 5.6133 | 7.8754 | 10.4184 | 12.108 | 14.0354 | 14.9334 | 16.5287 | 17.4971 | 19.9477 | 21.5104 | 21.6817 | 23.7396 | 23.7727 | 22.5503 | 22.0462 | 21.9324 | 21.1937 | 21.9957 | 21.2278 | 20.2378 | 21.1444 | 20.4742 | 18.5207 | 17.8835 | 17.7436 | 16.0103
Region | Technology | 2021-22 | 2022-23 | 2023-24 | 2024-25 | 2025-26 | 2026-27 | 2027-28 | 2028-29 | 2029-30 | 2030-31 | 2031-32 | 2032-33 | 2033-34 | 2034-35 | 2035-36 | 2036-37 | 2037-38 | 2038-39 | 2039-40 | 2040-41 | 2041-42 | 2042-43 | 2043-44 | 2044-45 | 2045-46 | 2046-47 | 2047-48 | 2048-49 | 2049-50
NSW1 | Grid Battery pump | 0 | 0 | 0 | 0 | 0 | 0 | 0 | 0 | 0 | 0 | 0 | 0 | 0 | 0 | 0 | 0 | 0 | 0 | 0 | 0 | 0 | 0 | 0 | 0 | 0 | 0 | 0 | 0 | 0
NSW1 | Pumped Hydro Pump | 676.476 | 2585.306 | 3135.4828 | 6573.8147 | 3137.9041 | 3754.0546 | 4499.4609 | 4272.8671 | 4326.3793 | 4622.496 | 5876.6432 | 7194.536 | 7463.6196 | 5456.9089 | 6950.9259 | 6327.1547 | 5410.2917 | 4688.4227 | 4886.8108 | 4522.1534 | 4906.4479 | 5253.6888 | 4263.3734 | 5166.5626 | 5339.8847 | 4349.0164 | 3973.5488 | 4923.7685 | 3798.4348
NSW1 | VPP pump | 0.21104 | 0.57865 | 0.83988 | 1.6258 | 2.2041 | 2.9197 | 3.502 | 4.0794 | 4.4478 | 4.9808 | 5.3138 | 5.9886 | 6.5134 | 6.7014 | 7.309 | 7.3449 | 6.9634 | 6.7822 | 6.8271 | 6.6087 | 6.9271 | 6.6146 | 6.4862 | 6.8168 | 6.6772 | 6.2699 | 5.9141 | 5.9376 | 5.6495
Region | Technology | 2021-22 | 2022-23 | 2023-24 | 2024-25 | 2025-26 | 2026-27 | 2027-28 | 2028-29 | 2029-30 | 2030-31 | 2031-32 | 2032-33 | 2033-34 | 2034-35 | 2035-36 | 2036-37 | 2037-38 | 2038-39 | 2039-40 | 2040-41 | 2041-42 | 2042-43 | 2043-44 | 2044-45 | 2045-46 | 2046-47 | 2047-48 | 2048-49 | 2049-50
QLD1 | Grid Battery pump | 0 | 0.028117 | 0.027458 | 0.031901 | 0.03075 | 0.028687 | 0.026584 | 0.02482 | 0.022642 | 0.021814 | 0.02049 | 0.019914 | 0.019062 | 0.017937 | 0.017124 | 0.016311 | 0.014363 | 0.013808 | 0.013426 | 0 | 0 | 0 | 0 | 0 | 0 | 0 | 0 | 0 | 0
QLD1 | Pumped Hydro Pump | 280.253 | 715.7102 | 1031.5852 | 4226.23 | 4057.507 | 3279.0672 | 2919.2015 | 3714.6932 | 2756.3132 | 3019.7368 | 3193.7982 | 4248.632 | 3731.9745 | 3245.165 | 3408.106 | 3213.2592 | 1720.3685 | 1846.8159 | 1710.4099 | 1218.5192 | 1678.2651 | 1484.1494 | 917.4965 | 1049.081 | 1006.8389 | 671.3825 | 567.7728 | 560.2006 | 277.8121
QLD1 | VPP pump | 0.11157 | 0.35428 | 0.6353 | 1.2861 | 2.0085 | 2.575 | 3.003 | 3.6307 | 4.085 | 4.4937 | 4.7573 | 5.34 | 5.8699 | 6.0512 | 6.4621 | 6.3807 | 5.9941 | 5.9239 | 5.8868 | 5.8227 | 5.9332 | 5.8756 | 5.7657 | 5.6783 | 5.3138 | 4.568 | 4.5624 | 4.2658 | 3.4567
Region | Technology | 2021-22 | 2022-23 | 2023-24 | 2024-25 | 2025-26 | 2026-27 | 2027-28 | 2028-29 | 2029-30 | 2030-31 | 2031-32 | 2032-33 | 2033-34 | 2034-35 | 2035-36 | 2036-37 | 2037-38 | 2038-39 | 2039-40 | 2040-41 | 2041-42 | 2042-43 | 2043-44 | 2044-45 | 2045-46 | 2046-47 | 2047-48 | 2048-49 | 2049-50
VIC1 | Grid Battery pump | 0.12938 | 0.18474 | 0.16919 | 0.18418 | 0.15473 | 0.15642 | 0.14421 | 0.1256 | 0.099634 | 0.10708 | 0.097851 | 0.099536 | 0.074389 | 0.062801 | 0.06855 | 0.065463 | 0.057843 | 0.052802 | 0.055522 | 0.048507 | 0.018166 | 0 | 0 | 0 | 0 | 0 | 0 | 0 | 0
VIC1 | Pumped Hydro Pump | 0 | 0 | 0 | 0 | 0 | 0 | 0 | 0 | 0 | 0 | 0 | 0 | 0 | 0 | 0 | 0 | 0 | 0 | 0 | 0 | 0 | 0 | 0 | 0 | 0 | 0 | 0 | 0 | 0
VIC1 | VPP pump | 0.15726 | 0.47039 | 1.0311 | 2.0162 | 2.7846 | 3.8397 | 4.3728 | 4.9203 | 4.9096 | 5.4411 | 5.699 | 6.6735 | 7.0469 | 6.8579 | 7.7021 | 7.788 | 7.4043 | 7.1972 | 7.1171 | 6.7467 | 7.0779 | 6.7235 | 6.0599 | 6.7196 | 6.5771 | 5.9193 | 5.7403 | 5.9287 | 5.3851
Region | Technology | 2021-22 | 2022-23 | 2023-24 | 2024-25 | 2025-26 | 2026-27 | 2027-28 | 2028-29 | 2029-30 | 2030-31 | 2031-32 | 2032-33 | 2033-34 | 2034-35 | 2035-36 | 2036-37 | 2037-38 | 2038-39 | 2039-40 | 2040-41 | 2041-42 | 2042-43 | 2043-44 | 2044-45 | 2045-46 | 2046-47 | 2047-48 | 2048-49 | 2049-50
SA1 | Grid Battery pump | 0.11852 | 0.11274 | 0.11055 | 0.10952 | 0.093982 | 0.090234 | 0.082458 | 0.074797 | 0.067316 | 0.062408 | 0.058014 | 0.057781 | 0.053542 | 0.038466 | 0.038475 | 0.037118 | 0.034401 | 0.032651 | 0.03136 | 0.028019 | 0.028746 | 0.026705 | 0.024423 | 0.024133 | 0.02372 | 0.02149 | 0.020143 | 0.019881 | 0.017812
SA1 | Pumped Hydro Pump | 0 | 0 | 0 | 0 | 0 | 0 | 0 | 0 | 0 | 0 | 0 | 0 | 0 | 0 | 0 | 0 | 0 | 0 | 0 | 0 | 0 | 0 | 0 | 0 | 0 | 0 | 0 | 0 | 0
SA1 | VPP pump | 0.1575 | 0.2963 | 0.46318 | 0.67446 | 0.853 | 1.0461 | 1.1623 | 1.3268 | 1.3859 | 1.4767 | 1.567 | 1.7475 | 1.8657 | 1.849 | 2.0036 | 1.992 | 1.9438 | 1.9014 | 1.8626 | 1.7864 | 1.8142 | 1.7786 | 1.6937 | 1.6906 | 1.6564 | 1.5481 | 1.4644 | 1.3967 | 1.3186
Region | Technology | 2021-22 | 2022-23 | 2023-24 | 2024-25 | 2025-26 | 2026-27 | 2027-28 | 2028-29 | 2029-30 | 2030-31 | 2031-32 | 2032-33 | 2033-34 | 2034-35 | 2035-36 | 2036-37 | 2037-38 | 2038-39 | 2039-40 | 2040-41 | 2041-42 | 2042-43 | 2043-44 | 2044-45 | 2045-46 | 2046-47 | 2047-48 | 2048-49 | 2049-50
TAS1 | Grid Battery pump | 0 | 0 | 0 | 0 | 0 | 0 | 0 | 0 | 0 | 0 | 0 | 0 | 0 | 0 | 0 | 0 | 0 | 0 | 0 | 0 | 0 | 0 | 0 | 0 | 0 | 0 | 0 | 0 | 0
TAS1 | Pumped Hydro Pump | 0 | 0 | 0 | 0 | 0 | 0 | 0 | 0 | 0 | 0 | 0 | 0 | 0 | 0 | 0 | 0 | 0 | 0 | 0 | 0 | 0 | 0 | 0 | 0 | 0 | 0 | 0 | 0 | 0
TAS1 | VPP pump | 0.0034298 | 0.010113 | 0.0059886 | 0.010715 | 0.025229 | 0.037912 | 0.067892 | 0.078254 | 0.10506 | 0.13652 | 0.16003 | 0.19815 | 0.2144 | 0.22222 | 0.26291 | 0.26717 | 0.24469 | 0.24151 | 0.23881 | 0.22913 | 0.24331 | 0.23549 | 0.23223 | 0.23907 | 0.24975 | 0.21537 | 0.2023 | 0.21476 | 0.20029

## Marinus_FOM Cost
FOM cost by technology ($000s) - Marinus Link, High DER Scenario
FOM | Real June 2020 dollars discounted to 1 July 2020. For new entrant capacity, the FOM is incurred annually in modelling. For existing capacity, FOM is considered to be a sunk cost, since the fixed retirement dates are assumed to be the same in the Base Case and the case with Marinus Link. As such, early retirements are presented as an annual FOM saving, or negative cost, that continues until the assumed fixed date retirement.
Explicitly modelled generation
Region | Technology | 2021-22 | 2022-23 | 2023-24 | 2024-25 | 2025-26 | 2026-27 | 2027-28 | 2028-29 | 2029-30 | 2030-31 | 2031-32 | 2032-33 | 2033-34 | 2034-35 | 2035-36 | 2036-37 | 2037-38 | 2038-39 | 2039-40 | 2040-41 | 2041-42 | 2042-43 | 2043-44 | 2044-45 | 2045-46 | 2046-47 | 2047-48 | 2048-49 | 2049-50
NEM | Black Coal | 0 | 0 | 0 | -106708.2663 | -30396.3484 | 180986.9309 | -90671.2513 | -203342.0105 | -200319.7767 | -191144.825 | 200558.5272 | 337468.9287 | 191213.4362 | -104957.4309 | -1396.6809 | -0.0015948 | -0.0007449 | -0.00071078 | -0.00068004 | -0.00064708 | 239835.4414 | 0 | 0 | 0 | 0 | 0 | 0 | 0 | 0
NEM | Brown Coal | 0 | 0 | 0 | -124942.8602 | -119220.2864 | -137493.4686 | 173290.8542 | 455201.7982 | -105028.8796 | -68541.0529 | -32788.3707 | -0.0033364 | -0.0031836 | -0.0030378 | -0.0029064 | -0.0027655 | 190672.8159 | 363063.5488 | -0.0024091 | -0.0022923 | -0.0021873 | -0.0020871 | -0.0019969 | -0.0019001 | -0.0018131 | -0.00173 | -0.0011595 | 0 | 0
NEM | CCGT | 1.4527e-05 | 1.3861e-05 | 1.3262e-05 | 1.2619e-05 | 1.2041e-05 | 1.149e-05 | 1.0993e-05 | 1.046e-05 | 9.9807e-06 | 9.5236e-06 | 9.1117e-06 | 1.4333e-05 | 1.3677e-05 | 1.305e-05 | 1.2486e-05 | 1.1881e-05 | 2.069e-05 | 1.9742e-05 | 2.8729e-05 | 2.7337e-05 | 3.5309e-05 | 3.5813e-05 | 3.4264e-05 | 3.2603e-05 | 3.2111e-05 | 3.0641e-05 | 2.9636e-05 | 4.1846e-05 | 3.9929e-05
NEM | Gas - Steam | 0 | 0 | 0 | 0 | 0 | 0 | 0 | 0 | 0 | 0 | 0 | 0 | 0 | 0 | 0 | 0 | 0 | 0 | 0 | 0 | 0 | 0 | 0 | 0 | 0 | 0 | 0 | 0 | 0
NEM | OCGT / Diesel | 6.2111e-05 | 5.9266e-05 | 5.6703e-05 | 5.3954e-05 | 5.1483e-05 | 4.9125e-05 | 4.7001e-05 | 4.4723e-05 | 4.2674e-05 | 4.072e-05 | 3.8959e-05 | 3.995e-05 | 3.8121e-05 | 3.6375e-05 | 3.4802e-05 | 3.3115e-05 | 4.8138e-05 | 4.5933e-05 | 2149.652 | 2045.4589 | 2355.2896 | 2247.4137 | 2466.8217 | 7469.5751 | 8590.0145 | 12323.4271 | 11790.4545 | 15236.1358 | 14538.2975
NEM | Hydro | 0 | 0 | 0 | 0 | 0 | 0 | 0 | 0 | 0 | 0 | 0 | 0 | 0 | 0 | 0 | 0 | 0 | 0 | 0 | 0 | 0 | 0 | 0 | 0 | 0 | 0 | 0 | 0 | 0
NEM | Wind | 0.0011815 | 19157.3668 | 39754.9058 | 59197.7773 | 87246.9558 | 103055.0414 | 126750.3258 | 146173.5956 | 204609.7882 | 197497.9764 | 191082.3036 | 195764.462 | 192654.2705 | 187408.3013 | 183825.2041 | 191160.1112 | 240265.6578 | 239288.1957 | 232973.6634 | 223127.8383 | 242226.859 | 252654.4629 | 247407.7302 | 237237.4182 | 235913.9318 | 239567.0877 | 249628.5596 | 250919.7751 | 249916.6544
NEM | Solar PV | 0.00010807 | 0.00017066 | 0.00016817 | 0.00018162 | 0.00021618 | 0.00021929 | 0.00040286 | 2656.6354 | 46577.1872 | 44443.8809 | 42521.7394 | 40460.7218 | 38607.559 | 36839.2738 | 35246.0219 | 33537.6564 | 32001.5816 | 30535.8603 | 29215.223 | 27799.1689 | 28126.5539 | 50486.448 | 48734.9948 | 46372.8223 | 44870.1058 | 64818.9675 | 62015.6293 | 69693.8952 | 71812.5001
NEM | Grid Battery | 0.00012591 | 0.00012014 | 0.00011495 | 0.00010938 | 0.00010437 | 0.00010311 | 0.00011031 | 0.00012514 | 0.00034421 | 0.00033082 | 0.00031835 | 0.00037622 | 0.00038032 | 0.0003639 | 0.00036441 | 0.00037432 | 0.00076556 | 0.00074213 | 0.00083748 | 0.00079689 | 0.020127 | 0.019206 | 0.018375 | 776.9117 | 751.7728 | 1688.7154 | 1615.6806 | 1537.3692 | 1466.9554
NEM | Pumped Hydro | 0 | 0 | 0.00013996 | 0.00014524 | 0.00014203 | 0.00013993 | 0.00013824 | 0.00014007 | 22893.993 | 21845.4132 | 20900.6268 | 19887.579 | 18976.6976 | 18107.5358 | 17324.4079 | 16762.4664 | 23631.3863 | 22878.0775 | 22613.4015 | 21517.3358 | 21788.8591 | 25678.9131 | 24568.3327 | 23377.512 | 22306.7862 | 27230.3106 | 26052.6342 | 26240.9089 | 25039.0352
NEM | VPP | 0 | 0 | 0 | 0 | 0 | 0 | 0 | 0 | 0 | 0 | 0 | 0 | 0 | 0 | 0 | 0 | 0 | 0 | 0 | 0 | 0 | 0 | 0 | 0 | 0 | 0 | 0 | 0 | 0
Total excluding storage |  | 0.0013662 | 19157.367 | 39754.906 | -172453.349 | -62369.6787 | 146548.504 | 209369.9291 | 400690.0187 | -54161.6809 | -17744.0205 | 401374.1996 | 573694.1092 | 422475.2626 | 119290.1413 | 217674.5422 | 224697.7633 | 462940.0546 | 632887.6042 | 264338.5353 | 252972.4633 | 512544.1418 | 305388.3226 | 298609.5448 | 291079.8138 | 289374.0503 | 316709.4806 | 323434.6423 | 335849.8061 | 336267.4521
Region | Technology | 2021-22 | 2022-23 | 2023-24 | 2024-25 | 2025-26 | 2026-27 | 2027-28 | 2028-29 | 2029-30 | 2030-31 | 2031-32 | 2032-33 | 2033-34 | 2034-35 | 2035-36 | 2036-37 | 2037-38 | 2038-39 | 2039-40 | 2040-41 | 2041-42 | 2042-43 | 2043-44 | 2044-45 | 2045-46 | 2046-47 | 2047-48 | 2048-49 | 2049-50
NSW1 | Black Coal | 0 | 0 | 0 | -35142.3393 | 37891.7517 | -137160.6712 | -149324.8808 | -142087.1427 | -141870.4753 | -135372.5909 | -129517.8979 | 227382.3653 | -61547.1026 | -58728.1513 | -0.00052263 | -0.00049729 | -0.00047452 | -0.00045278 | -0.0004332 | -0.0004122 | -0.00039333 | 0 | 0 | 0 | 0 | 0 | 0 | 0 | 0
NSW1 | Brown Coal | 0 | 0 | 0 | 0 | 0 | 0 | 0 | 0 | 0 | 0 | 0 | 0 | 0 | 0 | 0 | 0 | 0 | 0 | 0 | 0 | 0 | 0 | 0 | 0 | 0 | 0 | 0 | 0 | 0
NSW1 | CCGT | 3.1439e-06 | 2.9999e-06 | 2.8702e-06 | 2.7311e-06 | 2.606e-06 | 2.4866e-06 | 2.3791e-06 | 2.2638e-06 | 2.1601e-06 | 2.0612e-06 | 1.972e-06 | 3.4673e-06 | 3.3085e-06 | 3.1569e-06 | 3.0204e-06 | 2.874e-06 | 6.8278e-06 | 6.5151e-06 | 1.0032e-05 | 9.5459e-06 | 1.2826e-05 | 1.2239e-05 | 1.1709e-05 | 1.1142e-05 | 1.0632e-05 | 1.0145e-05 | 9.7059e-06 | 1.3503e-05 | 1.2885e-05
NSW1 | Gas - Steam | 0 | 0 | 0 | 0 | 0 | 0 | 0 | 0 | 0 | 0 | 0 | 0 | 0 | 0 | 0 | 0 | 0 | 0 | 0 | 0 | 0 | 0 | 0 | 0 | 0 | 0 | 0 | 0 | 0
NSW1 | OCGT / Diesel | 1.2865e-05 | 1.2276e-05 | 1.1745e-05 | 1.1176e-05 | 1.0664e-05 | 1.0176e-05 | 9.7355e-06 | 9.2636e-06 | 8.8393e-06 | 8.4345e-06 | 8.0697e-06 | 8.3407e-06 | 7.9587e-06 | 7.5942e-06 | 7.2657e-06 | 6.9136e-06 | 1.6193e-05 | 1.5451e-05 | 756.0154 | 719.3716 | 1089.9389 | 1040.018 | 1311.6444 | 5269.7243 | 5028.3629 | 4798.0562 | 4590.5464 | 7110.2587 | 6784.598
NSW1 | Hydro | 0 | 0 | 0 | 0 | 0 | 0 | 0 | 0 | 0 | 0 | 0 | 0 | 0 | 0 | 0 | 0 | 0 | 0 | 0 | 0 | 0 | 0 | 0 | 0 | 0 | 0 | 0 | 0 | 0
NSW1 | Wind | 0.00022084 | 19157.3659 | 36664.0479 | 52329.8802 | 67138.8481 | 81141.8438 | 93972.015 | 101378.574 | 148587.3668 | 141781.8385 | 135649.9536 | 129075.0356 | 123163.2019 | 117522.1391 | 112439.4555 | 106989.5443 | 103400.1721 | 98664.2865 | 94397.1811 | 89821.7743 | 110296.9797 | 108884.683 | 104175.5584 | 99126.1962 | 94586.0655 | 90253.8793 | 91371.0803 | 89011.4584 | 84934.5977
NSW1 | Solar PV | 2.5237e-05 | 6.2566e-05 | 6.2005e-05 | 7.1825e-05 | 0.00011142 | 0.00011932 | 0.00027498 | 2656.6353 | 46577.187 | 44443.8807 | 42521.7392 | 40460.7216 | 38607.5587 | 36839.2736 | 35246.0217 | 33537.6562 | 32001.5803 | 30535.859 | 29215.2218 | 27799.1676 | 26525.9233 | 36386.5574 | 34812.8849 | 33125.5134 | 31608.3143 | 41950.0459 | 40135.7596 | 38190.3897 | 40350.5284
NSW1 | Grid Battery | 4.4118e-05 | 4.2098e-05 | 4.0277e-05 | 3.8325e-05 | 3.6569e-05 | 3.4894e-05 | 3.6747e-05 | 3.9983e-05 | 0.00021787 | 0.00020789 | 0.0001989 | 0.00020157 | 0.00019234 | 0.00018353 | 0.00018005 | 0.0001774 | 0.00018897 | 0.00018031 | 0.00022297 | 0.00021216 | 0.0003719 | 0.00035486 | 0.00033952 | 0.00032982 | 0.00031472 | 0.00030321 | 0.0002901 | 0.00035559 | 0.0003393
NSW1 | Pumped Hydro | 0 | 0 | 4.1439e-05 | 4.4528e-05 | 4.2489e-05 | 4.0543e-05 | 3.879e-05 | 3.9927e-05 | 22893.9929 | 21845.4131 | 20900.6267 | 19887.5787 | 18976.6973 | 18107.5355 | 17324.4076 | 16484.6981 | 15729.6737 | 15009.2306 | 14360.1005 | 13664.0701 | 13038.2349 | 12441.0638 | 11903.0036 | 11326.0681 | 10807.3169 | 10312.3252 | 9866.3302 | 9388.1118 | 8958.1219
NSW1 | VPP | 0 | 0 | 0 | 0 | 0 | 0 | 0 | 0 | 0 | 0 | 0 | 0 | 0 | 0 | 0 | 0 | 0 | 0 | 0 | 0 | 0 | 0 | 0 | 0 | 0 | 0 | 0 | 0 | 0
Total excluding storage |  | 0.00026208 | 19157.366 | 36664.048 | 17187.541 | 105030.5999 | -56018.8273 | -55352.8655 | -38051.9334 | 53294.0785 | 50853.1283 | 48653.7949 | 396918.1225 | 100223.658 | 95633.2614 | 147685.4767 | 140527.2 | 135401.7519 | 129200.1451 | 124368.4179 | 118340.3131 | 137912.8415 | 146311.2585 | 140300.0877 | 137521.434 | 131222.7428 | 137001.9814 | 136097.3862 | 134312.1069 | 132069.7241
Region | Technology | 2021-22 | 2022-23 | 2023-24 | 2024-25 | 2025-26 | 2026-27 | 2027-28 | 2028-29 | 2029-30 | 2030-31 | 2031-32 | 2032-33 | 2033-34 | 2034-35 | 2035-36 | 2036-37 | 2037-38 | 2038-39 | 2039-40 | 2040-41 | 2041-42 | 2042-43 | 2043-44 | 2044-45 | 2045-46 | 2046-47 | 2047-48 | 2048-49 | 2049-50
QLD1 | Black Coal | 0 | 0 | 0 | -71565.927 | -68288.1001 | 318147.6021 | 58653.6295 | -61254.8678 | -58449.3014 | -55772.2341 | 330076.4251 | 110086.5634 | 252760.5388 | -46229.2796 | -1396.6804 | -0.0010975 | -0.00027038 | -0.000258 | -0.00024684 | -0.00023487 | 239835.4418 | 0 | 0 | 0 | 0 | 0 | 0 | 0 | 0
QLD1 | Brown Coal | 0 | 0 | 0 | 0 | 0 | 0 | 0 | 0 | 0 | 0 | 0 | 0 | 0 | 0 | 0 | 0 | 0 | 0 | 0 | 0 | 0 | 0 | 0 | 0 | 0 | 0 | 0 | 0 | 0
QLD1 | CCGT | 3.3632e-06 | 3.2091e-06 | 3.0703e-06 | 2.9215e-06 | 2.7877e-06 | 2.66e-06 | 2.545e-06 | 2.4216e-06 | 2.3107e-06 | 2.2049e-06 | 2.1095e-06 | 3.5179e-06 | 3.3568e-06 | 3.203e-06 | 3.0645e-06 | 2.916e-06 | 5.8942e-06 | 5.6242e-06 | 8.8702e-06 | 8.4403e-06 | 9.292e-06 | 1.0987e-05 | 1.0512e-05 | 1.0002e-05 | 1.0546e-05 | 1.0063e-05 | 9.6276e-06 | 9.1609e-06 | 8.7413e-06
QLD1 | Gas - Steam | 0 | 0 | 0 | 0 | 0 | 0 | 0 | 0 | 0 | 0 | 0 | 0 | 0 | 0 | 0 | 0 | 0 | 0 | 0 | 0 | 0 | 0 | 0 | 0 | 0 | 0 | 0 | 0 | 0
QLD1 | OCGT / Diesel | 1.2661e-05 | 1.2081e-05 | 1.1558e-05 | 1.0998e-05 | 1.0494e-05 | 1.0014e-05 | 9.5807e-06 | 9.1163e-06 | 8.6988e-06 | 8.3004e-06 | 7.9414e-06 | 9.2095e-06 | 8.7877e-06 | 8.3852e-06 | 8.0226e-06 | 7.6337e-06 | 1.1485e-05 | 1.0959e-05 | 1393.6366 | 1326.0873 | 1265.3505 | 1207.3955 | 1155.1772 | 1099.1861 | 2511.399 | 6523.2215 | 6241.1004 | 6728.1361 | 6419.9772
QLD1 | Hydro | 0 | 0 | 0 | 0 | 0 | 0 | 0 | 0 | 0 | 0 | 0 | 0 | 0 | 0 | 0 | 0 | 0 | 0 | 0 | 0 | 0 | 0 | 0 | 0 | 0 | 0 | 0 | 0 | 0
QLD1 | Wind | 0.00039989 | 0.00038639 | 0.00036968 | 985.8035 | 11638.4996 | 11105.4385 | 19829.7963 | 29992.3628 | 39529.6598 | 37719.141 | 36087.8359 | 34338.6679 | 33065.2968 | 33255.7561 | 31817.4868 | 40288.5033 | 65586.64 | 62582.6717 | 59876.0504 | 56973.8739 | 59093.8196 | 69989.338 | 66962.3878 | 65538.2145 | 65287.7197 | 68676.6708 | 65706.4918 | 62521.7152 | 70000.3831
QLD1 | Solar PV | 3.5512e-05 | 4.8138e-05 | 4.6056e-05 | 4.3824e-05 | 4.1817e-05 | 3.9902e-05 | 6.7922e-05 | 6.463e-05 | 0.00011873 | 0.00011329 | 0.00010839 | 0.00010313 | 9.8411e-05 | 9.3904e-05 | 8.9843e-05 | 8.5488e-05 | 0.00099769 | 0.00095199 | 0.00091082 | 0.0010231 | 1600.6303 | 14099.8901 | 13490.0877 | 12836.2267 | 12248.3079 | 21901.8571 | 20954.6295 | 19938.9641 | 19025.729
QLD1 | Grid Battery | 2.0587e-05 | 1.9644e-05 | 1.8794e-05 | 1.7883e-05 | 1.7064e-05 | 1.6283e-05 | 2.0479e-05 | 2.6714e-05 | 3.5207e-05 | 3.3594e-05 | 3.3972e-05 | 5.5115e-05 | 7.3926e-05 | 7.054e-05 | 6.749e-05 | 6.4218e-05 | 0.00044143 | 0.00042121 | 0.00040299 | 0.00038346 | 0.019007 | 0.018138 | 0.017353 | 375.8716 | 358.6561 | 1313.604 | 1256.7923 | 1195.8759 | 1141.103
QLD1 | Pumped Hydro | 0 | 0 | 1.8075e-05 | 2.1399e-05 | 2.0419e-05 | 1.9483e-05 | 1.8641e-05 | 2.0918e-05 | 1.9959e-05 | 2.0213e-05 | 2.1892e-05 | 4.9214e-05 | 6.8856e-05 | 6.5702e-05 | 6.2861e-05 | 5.9814e-05 | 6761.1798 | 6451.5074 | 6172.4879 | 5873.309 | 6496.8273 | 11087.2797 | 10607.7689 | 10093.6131 | 9631.3102 | 15135.3908 | 14480.8043 | 13778.9235 | 13147.8277
QLD1 | VPP | 0 | 0 | 0 | 0 | 0 | 0 | 0 | 0 | 0 | 0 | 0 | 0 | 0 | 0 | 0 | 0 | 0 | 0 | 0 | 0 | 0 | 0 | 0 | 0 | 0 | 0 | 0 | 0 | 0
Total excluding storage |  | 0.00045142 | 0.00044982 | 0.00043037 | -70580.1235 | -56649.6005 | 329253.0406 | 78483.4259 | -31262.505 | -18919.6414 | -18053.093 | 366164.2612 | 144425.2314 | 285825.8358 | -12973.5234 | 30420.8066 | 40288.5023 | 65586.6407 | 62582.6724 | 61269.6877 | 58299.962 | 301795.2423 | 85296.6237 | 81607.6527 | 79473.6273 | 80047.4266 | 97101.7493 | 92902.2217 | 89188.8154 | 95446.0893
Region | Technology | 2021-22 | 2022-23 | 2023-24 | 2024-25 | 2025-26 | 2026-27 | 2027-28 | 2028-29 | 2029-30 | 2030-31 | 2031-32 | 2032-33 | 2033-34 | 2034-35 | 2035-36 | 2036-37 | 2037-38 | 2038-39 | 2039-40 | 2040-41 | 2041-42 | 2042-43 | 2043-44 | 2044-45 | 2045-46 | 2046-47 | 2047-48 | 2048-49 | 2049-50
VIC1 | Black Coal | 0 | 0 | 0 | 0 | 0 | 0 | 0 | 0 | 0 | 0 | 0 | 0 | 0 | 0 | 0 | 0 | 0 | 0 | 0 | 0 | 0 | 0 | 0 | 0 | 0 | 0 | 0 | 0 | 0
VIC1 | Brown Coal | 0 | 0 | 0 | -124942.8602 | -119220.2864 | -137493.4686 | 173290.8542 | 455201.7982 | -105028.8796 | -68541.0529 | -32788.3707 | -0.0033364 | -0.0031836 | -0.0030378 | -0.0029064 | -0.0027655 | 190672.8159 | 363063.5488 | -0.0024091 | -0.0022923 | -0.0021873 | -0.0020871 | -0.0019969 | -0.0019001 | -0.0018131 | -0.00173 | -0.0011595 | 0 | 0
VIC1 | CCGT | 2.7609e-06 | 2.6344e-06 | 2.5205e-06 | 2.3983e-06 | 2.2885e-06 | 2.1837e-06 | 2.0892e-06 | 1.988e-06 | 1.8969e-06 | 1.81e-06 | 1.7318e-06 | 2.8014e-06 | 2.6731e-06 | 2.5507e-06 | 2.4404e-06 | 2.3221e-06 | 3.1101e-06 | 2.9677e-06 | 4.3316e-06 | 4.1217e-06 | 4.7129e-06 | 4.497e-06 | 4.3025e-06 | 4.094e-06 | 3.9065e-06 | 3.7275e-06 | 3.8869e-06 | 9.5667e-06 | 9.1285e-06
VIC1 | Gas - Steam | 0 | 0 | 0 | 0 | 0 | 0 | 0 | 0 | 0 | 0 | 0 | 0 | 0 | 0 | 0 | 0 | 0 | 0 | 0 | 0 | 0 | 0 | 0 | 0 | 0 | 0 | 0 | 0 | 0
VIC1 | OCGT / Diesel | 1.2134e-05 | 1.1578e-05 | 1.1078e-05 | 1.0541e-05 | 1.0058e-05 | 9.5973e-06 | 9.1822e-06 | 8.7372e-06 | 8.337e-06 | 7.9551e-06 | 7.6111e-06 | 7.2422e-06 | 6.9105e-06 | 6.594e-06 | 6.3088e-06 | 6.003e-06 | 6.2369e-06 | 5.9512e-06 | 1.0831e-05 | 1.0306e-05 | 1.8812e-05 | 1.795e-05 | 1.7174e-05 | 2.6124e-05 | 2.4927e-05 | 2.3786e-05 | 2.2757e-05 | 0.00016167 | 0.00015426
VIC1 | Hydro | 0 | 0 | 0 | 0 | 0 | 0 | 0 | 0 | 0 | 0 | 0 | 0 | 0 | 0 | 0 | 0 | 0 | 0 | 0 | 0 | 0 | 0 | 0 | 0 | 0 | 0 | 0 | 0 | 0
VIC1 | Wind | 0.00014523 | 0.00013858 | 0.00013259 | 0.00015484 | 0.00014775 | 0.00014098 | 0.00014072 | 0.00014985 | 0.00014298 | 0.00013643 | 0.00014832 | 3507.5782 | 6940.7564 | 6622.8592 | 6336.4289 | 8119.1461 | 23384.84 | 25723.7794 | 24611.2586 | 23418.3573 | 22345.7609 | 25602.6758 | 30175.6451 | 28713.0394 | 32697.7368 | 39024.6505 | 52738.7618 | 58494.4643 | 55962.4588
VIC1 | Solar PV | 9.6177e-06 | 1.0863e-05 | 1.0393e-05 | 1.866e-05 | 1.7805e-05 | 1.6989e-05 | 1.753e-05 | 1.668e-05 | 1.5916e-05 | 1.5187e-05 | 1.9326e-05 | 4.3011e-05 | 4.1041e-05 | 3.9162e-05 | 3.7468e-05 | 4.1125e-05 | 0.00010113 | 9.65e-05 | 9.2326e-05 | 8.7851e-05 | 8.3827e-05 | 0.00013876 | 0.00013276 | 0.00012632 | 0.00012255 | 0.00018147 | 0.00019616 | 10684.1475 | 10194.7973
VIC1 | Grid Battery | 2.0112e-05 | 1.919e-05 | 1.836e-05 | 1.7471e-05 | 1.667e-05 | 1.7397e-05 | 1.6644e-05 | 1.8264e-05 | 2.9564e-05 | 2.8209e-05 | 2.6989e-05 | 3.7896e-05 | 3.6161e-05 | 3.4504e-05 | 3.6709e-05 | 4.126e-05 | 4.1945e-05 | 4.4829e-05 | 6.7754e-05 | 6.447e-05 | 0.00014151 | 0.00013503 | 0.00012919 | 0.00012293 | 0.0001173 | 0.00011193 | 0.00010708 | 0.00024806 | 0.0002367
VIC1 | Pumped Hydro | 0 | 0 | 1.9829e-05 | 2.1637e-05 | 2.0646e-05 | 2.0875e-05 | 1.9973e-05 | 1.9005e-05 | 1.8134e-05 | 1.7304e-05 | 1.8436e-05 | 2.8907e-05 | 2.7583e-05 | 2.632e-05 | 2.5182e-05 | 2.8509e-05 | 3.2211e-05 | 3.5752e-05 | 5.2845e-05 | 5.0284e-05 | 0.00010859 | 0.00010362 | 9.914e-05 | 9.4334e-05 | 9.0014e-05 | 8.5891e-05 | 8.2176e-05 | 1451.0391 | 1384.5793
VIC1 | VPP | 0 | 0 | 0 | 0 | 0 | 0 | 0 | 0 | 0 | 0 | 0 | 0 | 0 | 0 | 0 | 0 | 0 | 0 | 0 | 0 | 0 | 0 | 0 | 0 | 0 | 0 | 0 | 0 | 0
Total excluding storage |  | 0.00016974 | 0.00016365 | 0.00015658 | -124942.86 | -119220.2862 | -137493.4685 | 173290.8543 | 455201.7983 | -105028.8794 | -68541.0527 | -32788.3705 | 3507.5749 | 6940.7532 | 6622.8562 | 6336.4261 | 8119.1434 | 214057.656 | 388787.3283 | 24611.2563 | 23418.3551 | 22345.7588 | 25602.6739 | 30175.6433 | 28713.0377 | 32697.7351 | 39024.649 | 52738.7608 | 69178.612 | 66157.2563
Region | Technology | 2021-22 | 2022-23 | 2023-24 | 2024-25 | 2025-26 | 2026-27 | 2027-28 | 2028-29 | 2029-30 | 2030-31 | 2031-32 | 2032-33 | 2033-34 | 2034-35 | 2035-36 | 2036-37 | 2037-38 | 2038-39 | 2039-40 | 2040-41 | 2041-42 | 2042-43 | 2043-44 | 2044-45 | 2045-46 | 2046-47 | 2047-48 | 2048-49 | 2049-50
SA1 | Black Coal | 0 | 0 | 0 | 0 | 0 | 0 | 0 | 0 | 0 | 0 | 0 | 0 | 0 | 0 | 0 | 0 | 0 | 0 | 0 | 0 | 0 | 0 | 0 | 0 | 0 | 0 | 0 | 0 | 0
SA1 | Brown Coal | 0 | 0 | 0 | 0 | 0 | 0 | 0 | 0 | 0 | 0 | 0 | 0 | 0 | 0 | 0 | 0 | 0 | 0 | 0 | 0 | 0 | 0 | 0 | 0 | 0 | 0 | 0 | 0 | 0
SA1 | CCGT | 2.7175e-06 | 2.593e-06 | 2.4809e-06 | 2.3606e-06 | 2.2525e-06 | 2.1493e-06 | 2.0564e-06 | 1.9567e-06 | 1.8671e-06 | 1.7816e-06 | 1.7045e-06 | 3.0301e-06 | 2.8913e-06 | 2.7589e-06 | 2.6396e-06 | 2.5116e-06 | 3.6579e-06 | 3.4903e-06 | 4.4004e-06 | 4.1871e-06 | 7.4838e-06 | 7.141e-06 | 6.8322e-06 | 6.501e-06 | 6.2033e-06 | 5.9192e-06 | 5.6632e-06 | 8.2027e-06 | 7.827e-06
SA1 | Gas - Steam | 0 | 0 | 0 | 0 | 0 | 0 | 0 | 0 | 0 | 0 | 0 | 0 | 0 | 0 | 0 | 0 | 0 | 0 | 0 | 0 | 0 | 0 | 0 | 0 | 0 | 0 | 0 | 0 | 0
SA1 | OCGT / Diesel | 1.2133e-05 | 1.1577e-05 | 1.1076e-05 | 1.054e-05 | 1.0057e-05 | 9.5962e-06 | 9.1812e-06 | 8.7362e-06 | 8.336e-06 | 7.9542e-06 | 7.6102e-06 | 7.8064e-06 | 7.4488e-06 | 7.1077e-06 | 6.8003e-06 | 6.4707e-06 | 8.4081e-06 | 8.023e-06 | 1.6541e-05 | 1.5739e-05 | 0.0001079 | 0.00010296 | 9.8508e-05 | 1100.6647 | 1050.2526 | 1002.1494 | 958.8077 | 1397.7408 | 1333.7221
SA1 | Hydro | 0 | 0 | 0 | 0 | 0 | 0 | 0 | 0 | 0 | 0 | 0 | 0 | 0 | 0 | 0 | 0 | 0 | 0 | 0 | 0 | 0 | 0 | 0 | 0 | 0 | 0 | 0 | 0 | 0
SA1 | Wind | 0.00025505 | 0.00024337 | 0.00029176 | 0.00027762 | 0.0002649 | 0.00025277 | 0.00024184 | 0.00026475 | 0.00025262 | 0.00024105 | 0.00026774 | 8402.3438 | 8017.5037 | 7650.2897 | 10049.5131 | 11999.1072 | 23591.5832 | 27575.6131 | 28918.7168 | 27517.0341 | 26256.7122 | 25054.1149 | 23970.5562 | 22808.7097 | 23255.3311 | 22444.8273 | 21474.1171 | 23442.8719 | 22369.1525
SA1 | Solar PV | 3.3316e-05 | 4.3002e-05 | 4.1142e-05 | 3.9148e-05 | 3.7355e-05 | 3.5644e-05 | 3.532e-05 | 3.3608e-05 | 3.2069e-05 | 3.06e-05 | 4.6054e-05 | 0.00011341 | 0.00011848 | 0.00011409 | 0.00010915 | 0.00011435 | 0.00021138 | 0.0002017 | 0.00019298 | 0.00018363 | 0.00017522 | 0.00029077 | 432.022 | 411.082 | 1013.4834 | 967.0643 | 925.24 | 880.3939 | 2241.4454
SA1 | Grid Battery | 2.119e-05 | 2.0219e-05 | 1.9345e-05 | 1.8407e-05 | 1.7564e-05 | 1.8796e-05 | 1.9453e-05 | 2.0787e-05 | 3.3156e-05 | 3.1637e-05 | 3.0269e-05 | 4.4211e-05 | 4.2186e-05 | 4.0253e-05 | 4.325e-05 | 5.1596e-05 | 5.4203e-05 | 5.5657e-05 | 8.8464e-05 | 8.4176e-05 | 0.00053322 | 0.00050879 | 0.00048679 | 401.0396 | 393.1162 | 375.1109 | 358.8878 | 341.4926 | 325.8517
SA1 | Pumped Hydro | 0 | 0 | 1.5107e-05 | 1.4374e-05 | 1.3716e-05 | 1.3088e-05 | 1.2522e-05 | 1.1915e-05 | 1.1369e-05 | 1.0848e-05 | 1.0379e-05 | 1.4355e-05 | 1.3698e-05 | 1.3071e-05 | 1.3599e-05 | 1.5097e-05 | 1.6258e-05 | 1.7126e-05 | 1.833e-05 | 1.7441e-05 | 3.3275e-05 | 3.1751e-05 | 3.0378e-05 | 3.977e-05 | 3.7948e-05 | 3.621e-05 | 3.4644e-05 | 3.2965e-05 | 3.1455e-05
SA1 | VPP | 0 | 0 | 0 | 0 | 0 | 0 | 0 | 0 | 0 | 0 | 0 | 0 | 0 | 0 | 0 | 0 | 0 | 0 | 0 | 0 | 0 | 0 | 0 | 0 | 0 | 0 | 0 | 0 | 0
Total excluding storage |  | 0.00030322 | 0.00030054 | 0.00034646 | 0.00032967 | 0.00031457 | 0.00030016 | 0.0002884 | 0.00030905 | 0.00029489 | 0.00028139 | 0.00032311 | 8402.344 | 8017.5038 | 7650.2899 | 10049.5132 | 11999.1073 | 23591.5835 | 27575.6133 | 28918.717 | 27517.0343 | 26256.7125 | 25054.1153 | 24402.5784 | 24320.4564 | 25319.0671 | 24414.0411 | 23358.1648 | 25721.0065 | 25944.32
Region | Technology | 2021-22 | 2022-23 | 2023-24 | 2024-25 | 2025-26 | 2026-27 | 2027-28 | 2028-29 | 2029-30 | 2030-31 | 2031-32 | 2032-33 | 2033-34 | 2034-35 | 2035-36 | 2036-37 | 2037-38 | 2038-39 | 2039-40 | 2040-41 | 2041-42 | 2042-43 | 2043-44 | 2044-45 | 2045-46 | 2046-47 | 2047-48 | 2048-49 | 2049-50
TAS1 | Black Coal | 0 | 0 | 0 | 0 | 0 | 0 | 0 | 0 | 0 | 0 | 0 | 0 | 0 | 0 | 0 | 0 | 0 | 0 | 0 | 0 | 0 | 0 | 0 | 0 | 0 | 0 | 0 | 0 | 0
TAS1 | Brown Coal | 0 | 0 | 0 | 0 | 0 | 0 | 0 | 0 | 0 | 0 | 0 | 0 | 0 | 0 | 0 | 0 | 0 | 0 | 0 | 0 | 0 | 0 | 0 | 0 | 0 | 0 | 0 | 0 | 0
TAS1 | CCGT | 2.5411e-06 | 2.4247e-06 | 2.3199e-06 | 2.2074e-06 | 2.1063e-06 | 2.0098e-06 | 1.9229e-06 | 1.8297e-06 | 1.7459e-06 | 1.6659e-06 | 1.5939e-06 | 1.5166e-06 | 1.4472e-06 | 1.3809e-06 | 1.3212e-06 | 1.2571e-06 | 1.1996e-06 | 1.1446e-06 | 1.0951e-06 | 1.042e-06 | 9.943e-07 | 9.4876e-07 | 9.0773e-07 | 8.6373e-07 | 8.2417e-07 | 7.8642e-07 | 7.5241e-07 | 1.4126e-06 | 1.3479e-06
TAS1 | Gas - Steam | 0 | 0 | 0 | 0 | 0 | 0 | 0 | 0 | 0 | 0 | 0 | 0 | 0 | 0 | 0 | 0 | 0 | 0 | 0 | 0 | 0 | 0 | 0 | 0 | 0 | 0 | 0 | 0 | 0
TAS1 | OCGT / Diesel | 1.2318e-05 | 1.1754e-05 | 1.1245e-05 | 1.07e-05 | 1.021e-05 | 9.7424e-06 | 9.3211e-06 | 8.8693e-06 | 8.4631e-06 | 8.0754e-06 | 7.7262e-06 | 7.3517e-06 | 7.015e-06 | 6.6937e-06 | 6.4042e-06 | 6.0938e-06 | 5.8147e-06 | 5.5484e-06 | 9.3307e-06 | 8.8785e-06 | 1.0195e-05 | 9.7277e-06 | 9.307e-06 | 8.8559e-06 | 8.4503e-06 | 8.0633e-06 | 7.7145e-06 | 1.0008e-05 | 9.5492e-06
TAS1 | Hydro | 0 | 0 | 0 | 0 | 0 | 0 | 0 | 0 | 0 | 0 | 0 | 0 | 0 | 0 | 0 | 0 | 0 | 0 | 0 | 0 | 0 | 0 | 0 | 0 | 0 | 0 | 0 | 0 | 0
TAS1 | Wind | 0.00016047 | 0.00015312 | 3090.8571 | 5882.0931 | 8469.6077 | 10807.7588 | 12948.5141 | 14802.6584 | 16492.7612 | 17996.9965 | 19344.5137 | 20440.8363 | 21467.5118 | 22357.2571 | 23182.3197 | 23763.8102 | 24302.4225 | 24741.8451 | 25170.4565 | 25396.7988 | 24233.5866 | 23123.6513 | 22123.5827 | 21051.2584 | 20087.0786 | 19167.0597 | 18338.1087 | 17449.2653 | 16650.0623
TAS1 | Solar PV | 4.3854e-06 | 6.0907e-06 | 8.5759e-06 | 8.1602e-06 | 7.7865e-06 | 7.4298e-06 | 7.1085e-06 | 6.764e-06 | 7.9908e-06 | 9.2093e-06 | 1.1634e-05 | 1.1071e-05 | 1.4743e-05 | 1.4068e-05 | 1.5176e-05 | 1.444e-05 | 1.3779e-05 | 1.3148e-05 | 1.3816e-05 | 2.5089e-05 | 2.394e-05 | 2.2844e-05 | 2.1856e-05 | 2.0797e-05 | 1.9844e-05 | 1.8935e-05 | 1.8116e-05 | 1.7238e-05 | 1.6449e-05
TAS1 | Grid Battery | 1.9905e-05 | 1.8993e-05 | 1.8172e-05 | 1.7291e-05 | 1.6499e-05 | 1.5744e-05 | 1.6985e-05 | 1.9397e-05 | 2.841e-05 | 2.9491e-05 | 2.8215e-05 | 3.7424e-05 | 3.5709e-05 | 3.5075e-05 | 3.6913e-05 | 3.9847e-05 | 3.9012e-05 | 4.012e-05 | 5.5303e-05 | 5.2622e-05 | 7.2588e-05 | 6.9263e-05 | 6.6268e-05 | 6.3056e-05 | 6.0168e-05 | 5.7412e-05 | 5.6499e-05 | 7.8847e-05 | 7.5235e-05
TAS1 | Pumped Hydro | 0 | 0 | 4.5506e-05 | 4.33e-05 | 4.4763e-05 | 4.5941e-05 | 4.8315e-05 | 4.8303e-05 | 5.1662e-05 | 5.3881e-05 | 5.865e-05 | 0.000127 | 0.00019415 | 0.00018525 | 0.00022312 | 277.7682 | 1140.5328 | 1417.3393 | 2080.813 | 1979.9565 | 2253.7968 | 2150.5695 | 2057.56 | 1957.8306 | 1868.159 | 1782.5945 | 1705.4995 | 1622.8345 | 1548.5062
TAS1 | VPP | 0 | 0 | 0 | 0 | 0 | 0 | 0 | 0 | 0 | 0 | 0 | 0 | 0 | 0 | 0 | 0 | 0 | 0 | 0 | 0 | 0 | 0 | 0 | 0 | 0 | 0 | 0 | 0 | 0
Total excluding storage |  | 0.00017971 | 0.00017339 | 3090.8572 | 5882.0932 | 8469.6077 | 10807.7588 | 12948.5141 | 14802.6584 | 16492.7612 | 17996.9966 | 19344.5137 | 20440.8364 | 21467.5118 | 22357.2571 | 23182.3197 | 23763.8102 | 24302.4225 | 24741.8451 | 25170.4565 | 25396.7988 | 24233.5866 | 23123.6514 | 22123.5827 | 21051.2584 | 20087.0787 | 19167.0598 | 18338.1087 | 17449.2654 | 16650.0624

## Marinus_Fuel Cost
Fuel cost by technology ($000s) - Marinus Link, High DER Scenario
Fuel | Real June 2020 dollars discounted to 1 July 2020
Explicitly modelled generation
Region | Technology | 2021-22 | 2022-23 | 2023-24 | 2024-25 | 2025-26 | 2026-27 | 2027-28 | 2028-29 | 2029-30 | 2030-31 | 2031-32 | 2032-33 | 2033-34 | 2034-35 | 2035-36 | 2036-37 | 2037-38 | 2038-39 | 2039-40 | 2040-41 | 2041-42 | 2042-43 | 2043-44 | 2044-45 | 2045-46 | 2046-47 | 2047-48 | 2048-49 | 2049-50
NEM | Black Coal | 1728370.6699 | 1463617.7716 | 1422902.2639 | 1321244.4265 | 1172866.8679 | 1012052.5908 | 870432.4961 | 904919.358 | 675729.3926 | 625824.2395 | 569182.0177 | 506256.2099 | 522075.3925 | 462968.4857 | 386841.5095 | 348970.5708 | 274227.9557 | 263630.6484 | 239605.8605 | 213651.7419 | 195284.6569 | 129802.7165 | 96487.0768 | 74575.8684 | 58186.4965 | 40195.3463 | 36772.9353 | 34367.9125 | 29541.0136
NEM | Brown Coal | 229248.5334 | 209278.7441 | 201245.519 | 148853.7268 | 149605.6944 | 137870.827 | 127263.542 | 119995.5388 | 103684.3376 | 105562.0011 | 98986.6399 | 93234.3701 | 91072.5704 | 84315.6675 | 84856.2718 | 76656.7944 | 67280.4944 | 67354.5469 | 56645.899 | 56802.3813 | 59938.3234 | 56655.0231 | 51428.6572 | 49795.7165 | 46822.7207 | 45312.9584 | 28757.9659 | 0 | 0
NEM | CCGT | 185249.1583 | 177216.5698 | 138481.0177 | 137545.8091 | 126018.7596 | 121316.5485 | 115017.4731 | 117154.4957 | 101952.9596 | 104157.5652 | 112293.508 | 201305.5724 | 202462.2619 | 226681.2004 | 147002.3619 | 130453.0364 | 183011.4115 | 175206.821 | 142016.0232 | 136766.0855 | 130048.2637 | 150455.7002 | 96005.57 | 83760.7336 | 45774.9987 | 30886.7116 | 29712.0236 | 28387.3202 | 27195.468
NEM | Gas - Steam | 85573.5685 | 82291.2091 | 77364.2921 | 13128.6226 | 12100.384 | 12199.0744 | 10996.9843 | 11303.2831 | 9661.5595 | 9383.2977 | 9130.0595 | 13254.2311 | 9019.2877 | 19348.6203 | 4162.4363 | 3263.7667 | 11218.3415 | 6956.9846 | 5218.686 | 5111.101 | 5776.3335 | 6516.1535 | 5856.7095 | 4867.2805 | 6156.3085 | 0 | 0 | 0 | 0
NEM | OCGT / Diesel | 4463.0007 | 1825.8034 | 9310.3388 | 8271.9026 | 1365.749 | 3552.1701 | 2454.6622 | 6538.4965 | 403.0717 | 716.2186 | 2080.3878 | 26068.6613 | 14064.5643 | 18896.9467 | 12738.6516 | 16182.4066 | 83016.5377 | 65466.5008 | 168951.2419 | 188817.6571 | 112493.2256 | 169112.4619 | 267175.1226 | 153071.0087 | 184122.3608 | 273274.3853 | 293435.4129 | 421027.6927 | 403705.017
NEM | Hydro | 0 | 0 | 0 | 0 | 0 | 0 | 0 | 0 | 0 | 0 | 0 | 0 | 0 | 0 | 0 | 0 | 0 | 0 | 0 | 0 | 0 | 0 | 0 | 0 | 0 | 0 | 0 | 0 | 0
NEM | Wind | 0 | 0 | 0 | 0 | 0 | 0 | 0 | 0 | 0 | 0 | 0 | 0 | 0 | 0 | 0 | 0 | 0 | 0 | 0 | 0 | 0 | 0 | 0 | 0 | 0 | 0 | 0 | 0 | 0
NEM | Solar PV | 0 | 0 | 0 | 0 | 0 | 0 | 0 | 0 | 0 | 0 | 0 | 0 | 0 | 0 | 0 | 0 | 0 | 0 | 0 | 0 | 0 | 0 | 0 | 0 | 0 | 0 | 0 | 0 | 0
NEM | Grid Battery | 0 | 0 | 0 | 0 | 0 | 0 | 0 | 0 | 0 | 0 | 0 | 0 | 0 | 0 | 0 | 0 | 0 | 0 | 0 | 0 | 0 | 0 | 0 | 0 | 0 | 0 | 0 | 0 | 0
NEM | Pumped Hydro | 0 | 0 | 0 | 0 | 0 | 0 | 0 | 0 | 0 | 0 | 0 | 0 | 0 | 0 | 0 | 0 | 0 | 0 | 0 | 0 | 0 | 0 | 0 | 0 | 0 | 0 | 0 | 0 | 0
NEM | VPP | 0 | 0 | 0 | 0 | 0 | 0 | 0 | 0 | 0 | 0 | 0 | 0 | 0 | 0 | 0 | 0 | 0 | 0 | 0 | 0 | 0 | 0 | 0 | 0 | 0 | 0 | 0 | 0 | 0
Total excluding storage |  | 2232904.9309 | 1934230.098 | 1849303.4314 | 1629044.4876 | 1461957.455 | 1286991.2108 | 1126165.1576 | 1159911.1721 | 891431.3211 | 845643.3221 | 791672.6128 | 840119.0448 | 838694.0769 | 812210.9207 | 635601.231 | 575526.5749 | 618754.7407 | 578615.5017 | 612437.7106 | 601148.9668 | 503540.8031 | 512542.0552 | 516953.1361 | 366070.6078 | 341062.8852 | 389669.4016 | 388678.3377 | 483782.9254 | 460441.4987
Region | Technology | 2021-22 | 2022-23 | 2023-24 | 2024-25 | 2025-26 | 2026-27 | 2027-28 | 2028-29 | 2029-30 | 2030-31 | 2031-32 | 2032-33 | 2033-34 | 2034-35 | 2035-36 | 2036-37 | 2037-38 | 2038-39 | 2039-40 | 2040-41 | 2041-42 | 2042-43 | 2043-44 | 2044-45 | 2045-46 | 2046-47 | 2047-48 | 2048-49 | 2049-50
NSW1 | Black Coal | 915478.5935 | 745327.3052 | 703059.487 | 713061.6673 | 590437.4935 | 468917.856 | 383177.9613 | 436311.9339 | 250314.7562 | 234269.774 | 201648.0817 | 132982.594 | 154685.2642 | 130308.0337 | 70831.11 | 83322.7274 | 85190.3066 | 80264.8528 | 73365.3203 | 57317.0803 | 49760.6473 | 0 | 0 | 0 | 0 | 0 | 0 | 0 | 0
NSW1 | Brown Coal | 0 | 0 | 0 | 0 | 0 | 0 | 0 | 0 | 0 | 0 | 0 | 0 | 0 | 0 | 0 | 0 | 0 | 0 | 0 | 0 | 0 | 0 | 0 | 0 | 0 | 0 | 0 | 0 | 0
NSW1 | CCGT | 2333.8094 | 2209.6587 | 6448.5492 | 4007.4468 | 3751.6932 | 3620.1144 | 3492.9132 | 3389.0457 | 3220.5472 | 3100.6822 | 2963.656 | 26387.4927 | 20560.5143 | 40684.6242 | 17917.4662 | 14818.2662 | 52482.8156 | 54989.5941 | 46683.5221 | 40869.6205 | 35468.5795 | 46204.5859 | 2337.0888 | 0.00049363 | 0.0005023 | 0.00049299 | 0.00047535 | 0.0006432 | 0.00059596
NSW1 | Gas - Steam | 0 | 0 | 0 | 0 | 0 | 0 | 0 | 0 | 0 | 0 | 0 | 0 | 0 | 0 | 0 | 0 | 0 | 0 | 0 | 0 | 0 | 0 | 0 | 0 | 0 | 0 | 0 | 0 | 0
NSW1 | OCGT / Diesel | 3.755 | 0.00021337 | 1344.7393 | 4698.9517 | 577.9294 | 1607.2321 | 624.8826 | 890.5063 | 0.00022363 | 0.00022275 | 0.00023545 | 2856.5242 | 1694.4953 | 1598.1856 | 2962.6583 | 1660.7587 | 12071.9752 | 10230.1678 | 61220.6768 | 93659.8953 | 37878.5227 | 60177.0033 | 135784.7945 | 64075.9963 | 67209.4933 | 95091.6483 | 134255.4964 | 231613.6847 | 230216.9567
NSW1 | Hydro | 0 | 0 | 0 | 0 | 0 | 0 | 0 | 0 | 0 | 0 | 0 | 0 | 0 | 0 | 0 | 0 | 0 | 0 | 0 | 0 | 0 | 0 | 0 | 0 | 0 | 0 | 0 | 0 | 0
NSW1 | Wind | 0 | 0 | 0 | 0 | 0 | 0 | 0 | 0 | 0 | 0 | 0 | 0 | 0 | 0 | 0 | 0 | 0 | 0 | 0 | 0 | 0 | 0 | 0 | 0 | 0 | 0 | 0 | 0 | 0
NSW1 | Solar PV | 0 | 0 | 0 | 0 | 0 | 0 | 0 | 0 | 0 | 0 | 0 | 0 | 0 | 0 | 0 | 0 | 0 | 0 | 0 | 0 | 0 | 0 | 0 | 0 | 0 | 0 | 0 | 0 | 0
NSW1 | Grid Battery | 0 | 0 | 0 | 0 | 0 | 0 | 0 | 0 | 0 | 0 | 0 | 0 | 0 | 0 | 0 | 0 | 0 | 0 | 0 | 0 | 0 | 0 | 0 | 0 | 0 | 0 | 0 | 0 | 0
NSW1 | Pumped Hydro | 0 | 0 | 0 | 0 | 0 | 0 | 0 | 0 | 0 | 0 | 0 | 0 | 0 | 0 | 0 | 0 | 0 | 0 | 0 | 0 | 0 | 0 | 0 | 0 | 0 | 0 | 0 | 0 | 0
NSW1 | VPP | 0 | 0 | 0 | 0 | 0 | 0 | 0 | 0 | 0 | 0 | 0 | 0 | 0 | 0 | 0 | 0 | 0 | 0 | 0 | 0 | 0 | 0 | 0 | 0 | 0 | 0 | 0 | 0 | 0
Total excluding storage |  | 917816.1579 | 747536.9641 | 710852.7755 | 721768.0657 | 594767.1161 | 474145.2025 | 387295.757 | 440591.4859 | 253535.3036 | 237370.4564 | 204611.7379 | 162226.6109 | 176940.2737 | 172590.8436 | 91711.2346 | 99801.7523 | 149745.0974 | 145484.6148 | 181269.5193 | 191846.5961 | 123107.7495 | 106381.5892 | 138121.8833 | 64075.9968 | 67209.4938 | 95091.6488 | 134255.4969 | 231613.6854 | 230216.9573
Region | Technology | 2021-22 | 2022-23 | 2023-24 | 2024-25 | 2025-26 | 2026-27 | 2027-28 | 2028-29 | 2029-30 | 2030-31 | 2031-32 | 2032-33 | 2033-34 | 2034-35 | 2035-36 | 2036-37 | 2037-38 | 2038-39 | 2039-40 | 2040-41 | 2041-42 | 2042-43 | 2043-44 | 2044-45 | 2045-46 | 2046-47 | 2047-48 | 2048-49 | 2049-50
QLD1 | Black Coal | 812892.0764 | 718290.4664 | 719842.7769 | 608182.7592 | 582429.3744 | 543134.7348 | 487254.5348 | 468607.4241 | 425414.6364 | 391554.4655 | 367533.936 | 373273.6159 | 367390.1283 | 332660.452 | 316010.3995 | 265647.8434 | 189037.6491 | 183365.7956 | 166240.5402 | 156334.6616 | 145524.0096 | 129802.7165 | 96487.0768 | 74575.8684 | 58186.4965 | 40195.3463 | 36772.9353 | 34367.9125 | 29541.0136
QLD1 | Brown Coal | 0 | 0 | 0 | 0 | 0 | 0 | 0 | 0 | 0 | 0 | 0 | 0 | 0 | 0 | 0 | 0 | 0 | 0 | 0 | 0 | 0 | 0 | 0 | 0 | 0 | 0 | 0 | 0 | 0
QLD1 | CCGT | 89909.3766 | 87630.0528 | 92241.8161 | 102641.5099 | 92782.6801 | 89361.5718 | 84421.3376 | 87556.6416 | 73853.4341 | 77272.6947 | 86556.9756 | 141516.3932 | 150886.1892 | 139225.0277 | 109760.6572 | 95806.0157 | 130528.5953 | 120217.2263 | 95332.5004 | 95896.4644 | 94579.6834 | 104251.1135 | 93668.4804 | 83760.7324 | 45774.9974 | 30886.7104 | 29712.0224 | 28387.3184 | 27195.4663
QLD1 | Gas - Steam | 2287.0498 | 2233.776 | 4294.082 | 4360.94 | 4343.2795 | 4179.8722 | 3822.7348 | 3557.555 | 3423.3282 | 3453.7785 | 3452.1388 | 3331.8698 | 3120.3245 | 2904.9032 | 2750.2308 | 2598.7308 | 6693.599 | 5609.45 | 5218.686 | 5111.101 | 5776.3335 | 6516.1535 | 5856.7095 | 4867.2805 | 6156.3085 | 0 | 0 | 0 | 0
QLD1 | OCGT / Diesel | 0.00038152 | 0.00037566 | 52.7973 | 2586.3961 | 483.9886 | 762.2079 | 1220.8501 | 4646.3695 | 403.0701 | 613.4577 | 2025.6095 | 13381.7301 | 6677.6517 | 2743.2574 | 3444.44 | 8352.9898 | 44833.9858 | 31376.7098 | 62518.2538 | 59159.6183 | 47878.8307 | 74692.2329 | 75052.4884 | 65010.4473 | 96540.0674 | 152511.0204 | 130142.6604 | 125276.7144 | 105142.0938
QLD1 | Hydro | 0 | 0 | 0 | 0 | 0 | 0 | 0 | 0 | 0 | 0 | 0 | 0 | 0 | 0 | 0 | 0 | 0 | 0 | 0 | 0 | 0 | 0 | 0 | 0 | 0 | 0 | 0 | 0 | 0
QLD1 | Wind | 0 | 0 | 0 | 0 | 0 | 0 | 0 | 0 | 0 | 0 | 0 | 0 | 0 | 0 | 0 | 0 | 0 | 0 | 0 | 0 | 0 | 0 | 0 | 0 | 0 | 0 | 0 | 0 | 0
QLD1 | Solar PV | 0 | 0 | 0 | 0 | 0 | 0 | 0 | 0 | 0 | 0 | 0 | 0 | 0 | 0 | 0 | 0 | 0 | 0 | 0 | 0 | 0 | 0 | 0 | 0 | 0 | 0 | 0 | 0 | 0
QLD1 | Grid Battery | 0 | 0 | 0 | 0 | 0 | 0 | 0 | 0 | 0 | 0 | 0 | 0 | 0 | 0 | 0 | 0 | 0 | 0 | 0 | 0 | 0 | 0 | 0 | 0 | 0 | 0 | 0 | 0 | 0
QLD1 | Pumped Hydro | 0 | 0 | 0 | 0 | 0 | 0 | 0 | 0 | 0 | 0 | 0 | 0 | 0 | 0 | 0 | 0 | 0 | 0 | 0 | 0 | 0 | 0 | 0 | 0 | 0 | 0 | 0 | 0 | 0
QLD1 | VPP | 0 | 0 | 0 | 0 | 0 | 0 | 0 | 0 | 0 | 0 | 0 | 0 | 0 | 0 | 0 | 0 | 0 | 0 | 0 | 0 | 0 | 0 | 0 | 0 | 0 | 0 | 0 | 0 | 0
Total excluding storage |  | 905088.5032 | 808154.2956 | 816431.4724 | 717771.6053 | 680039.3226 | 637438.3867 | 576719.4573 | 564367.9902 | 503094.4688 | 472894.3964 | 459568.6599 | 531503.609 | 528074.2938 | 477533.6402 | 431965.7275 | 372405.5796 | 371093.8292 | 340569.1816 | 329309.9803 | 316501.8453 | 293758.8571 | 315262.2163 | 271064.7551 | 228214.3286 | 206657.8698 | 223593.0772 | 196627.618 | 188031.9452 | 161878.5738
Region | Technology | 2021-22 | 2022-23 | 2023-24 | 2024-25 | 2025-26 | 2026-27 | 2027-28 | 2028-29 | 2029-30 | 2030-31 | 2031-32 | 2032-33 | 2033-34 | 2034-35 | 2035-36 | 2036-37 | 2037-38 | 2038-39 | 2039-40 | 2040-41 | 2041-42 | 2042-43 | 2043-44 | 2044-45 | 2045-46 | 2046-47 | 2047-48 | 2048-49 | 2049-50
VIC1 | Black Coal | 0 | 0 | 0 | 0 | 0 | 0 | 0 | 0 | 0 | 0 | 0 | 0 | 0 | 0 | 0 | 0 | 0 | 0 | 0 | 0 | 0 | 0 | 0 | 0 | 0 | 0 | 0 | 0 | 0
VIC1 | Brown Coal | 229248.5334 | 209278.7441 | 201245.519 | 148853.7268 | 149605.6944 | 137870.827 | 127263.542 | 119995.5388 | 103684.3376 | 105562.0011 | 98986.6399 | 93234.3701 | 91072.5704 | 84315.6675 | 84856.2718 | 76656.7944 | 67280.4944 | 67354.5469 | 56645.899 | 56802.3813 | 59938.3234 | 56655.0231 | 51428.6572 | 49795.7165 | 46822.7207 | 45312.9584 | 28757.9659 | 0 | 0
VIC1 | CCGT | 0.00011308 | 0.00011096 | 0.000115 | 0.00012963 | 0.00012622 | 0.0001202 | 0.00012145 | 0.000127 | 0.00012252 | 0.00011938 | 0.00012695 | 0.00018376 | 0.00017749 | 0.00017264 | 0.00016337 | 0.00016172 | 0.00020486 | 0.00021228 | 0.00028051 | 0.00026248 | 0.0002889 | 0.00029004 | 0.00027677 | 0.00024559 | 0.00024496 | 0.00023764 | 0.00024618 | 0.00055665 | 0.00052398
VIC1 | Gas - Steam | 731.4177 | 241.5081 | 815.8661 | 967.6854 | 332.0279 | 954.3524 | 455.0398 | 1185.1994 | 4.7113e-05 | 41.7851 | 5.2977e-05 | 1365.7382 | 561.8097 | 498.1805 | 1412.2055 | 665.0359 | 4524.7425 | 1347.5346 | 0 | 0 | 0 | 0 | 0 | 0 | 0 | 0 | 0 | 0 | 0
VIC1 | OCGT / Diesel | 696.9904 | 0.00032955 | 748.4051 | 170.488 | 0.00042555 | 199.0051 | 167.5438 | 0.00043536 | 0.00040944 | 0.00039977 | 0.00042405 | 2791.4113 | 867.219 | 1194.424 | 562.9553 | 57.9525 | 2252.4029 | 610.2718 | 12657.5971 | 6672.0772 | 3211.0765 | 1782.1896 | 15360.9806 | 7473.1011 | 6900.966 | 4801.0913 | 2435.4958 | 18738.2246 | 24123.1227
VIC1 | Hydro | 0 | 0 | 0 | 0 | 0 | 0 | 0 | 0 | 0 | 0 | 0 | 0 | 0 | 0 | 0 | 0 | 0 | 0 | 0 | 0 | 0 | 0 | 0 | 0 | 0 | 0 | 0 | 0 | 0
VIC1 | Wind | 0 | 0 | 0 | 0 | 0 | 0 | 0 | 0 | 0 | 0 | 0 | 0 | 0 | 0 | 0 | 0 | 0 | 0 | 0 | 0 | 0 | 0 | 0 | 0 | 0 | 0 | 0 | 0 | 0
VIC1 | Solar PV | 0 | 0 | 0 | 0 | 0 | 0 | 0 | 0 | 0 | 0 | 0 | 0 | 0 | 0 | 0 | 0 | 0 | 0 | 0 | 0 | 0 | 0 | 0 | 0 | 0 | 0 | 0 | 0 | 0
VIC1 | Grid Battery | 0 | 0 | 0 | 0 | 0 | 0 | 0 | 0 | 0 | 0 | 0 | 0 | 0 | 0 | 0 | 0 | 0 | 0 | 0 | 0 | 0 | 0 | 0 | 0 | 0 | 0 | 0 | 0 | 0
VIC1 | Pumped Hydro | 0 | 0 | 0 | 0 | 0 | 0 | 0 | 0 | 0 | 0 | 0 | 0 | 0 | 0 | 0 | 0 | 0 | 0 | 0 | 0 | 0 | 0 | 0 | 0 | 0 | 0 | 0 | 0 | 0
VIC1 | VPP | 0 | 0 | 0 | 0 | 0 | 0 | 0 | 0 | 0 | 0 | 0 | 0 | 0 | 0 | 0 | 0 | 0 | 0 | 0 | 0 | 0 | 0 | 0 | 0 | 0 | 0 | 0 | 0 | 0
Total excluding storage |  | 230676.9417 | 209520.2526 | 202809.7903 | 149991.9004 | 149937.7229 | 139024.1846 | 127886.1256 | 121180.7388 | 103684.3382 | 105603.7866 | 98986.6405 | 97391.5197 | 92501.5993 | 86008.2721 | 86831.4327 | 77379.783 | 74057.64 | 69312.3535 | 69303.4964 | 63474.4587 | 63149.4002 | 58437.213 | 66789.638 | 57268.8178 | 53723.687 | 50114.0499 | 31193.462 | 18738.2252 | 24123.1232
Region | Technology | 2021-22 | 2022-23 | 2023-24 | 2024-25 | 2025-26 | 2026-27 | 2027-28 | 2028-29 | 2029-30 | 2030-31 | 2031-32 | 2032-33 | 2033-34 | 2034-35 | 2035-36 | 2036-37 | 2037-38 | 2038-39 | 2039-40 | 2040-41 | 2041-42 | 2042-43 | 2043-44 | 2044-45 | 2045-46 | 2046-47 | 2047-48 | 2048-49 | 2049-50
SA1 | Black Coal | 0 | 0 | 0 | 0 | 0 | 0 | 0 | 0 | 0 | 0 | 0 | 0 | 0 | 0 | 0 | 0 | 0 | 0 | 0 | 0 | 0 | 0 | 0 | 0 | 0 | 0 | 0 | 0 | 0
SA1 | Brown Coal | 0 | 0 | 0 | 0 | 0 | 0 | 0 | 0 | 0 | 0 | 0 | 0 | 0 | 0 | 0 | 0 | 0 | 0 | 0 | 0 | 0 | 0 | 0 | 0 | 0 | 0 | 0 | 0 | 0
SA1 | CCGT | 93005.9721 | 87376.8581 | 39790.6521 | 30896.8521 | 29484.3861 | 28334.8621 | 27103.2221 | 26208.8081 | 24878.9781 | 23784.1881 | 22772.8761 | 33401.6862 | 31015.5582 | 46771.5482 | 19324.2382 | 19828.7542 | 0.00023402 | 0.00022853 | 0.00026911 | 0.00025116 | 0.000401 | 0.00040593 | 0.00038898 | 0.00033991 | 0.00034135 | 0.00033236 | 0.00031946 | 0.00044691 | 0.00041594
SA1 | Gas - Steam | 82555.101 | 79815.925 | 72254.344 | 7799.9972 | 7425.0766 | 7064.8498 | 6719.2097 | 6560.5287 | 6238.2313 | 5887.7342 | 5677.9207 | 8556.6231 | 5337.1535 | 15945.5366 | 0 | 0 | 0 | 0 | 0 | 0 | 0 | 0 | 0 | 0 | 0 | 0 | 0 | 0 | 0
SA1 | OCGT / Diesel | 3762.2548 | 1825.8024 | 7164.3969 | 816.0666 | 303.8305 | 983.7248 | 441.3856 | 1001.6201 | 0.00079863 | 102.7602 | 54.7776 | 6906.4328 | 4825.1981 | 13361.0796 | 5768.5978 | 6110.7054 | 23676.6422 | 23249.3511 | 32451.6866 | 29305.6666 | 23490.2745 | 32451.5297 | 40942.0574 | 16444.9696 | 13471.834 | 20861.0925 | 26601.7602 | 45064.2238 | 43971.7155
SA1 | Hydro | 0 | 0 | 0 | 0 | 0 | 0 | 0 | 0 | 0 | 0 | 0 | 0 | 0 | 0 | 0 | 0 | 0 | 0 | 0 | 0 | 0 | 0 | 0 | 0 | 0 | 0 | 0 | 0 | 0
SA1 | Wind | 0 | 0 | 0 | 0 | 0 | 0 | 0 | 0 | 0 | 0 | 0 | 0 | 0 | 0 | 0 | 0 | 0 | 0 | 0 | 0 | 0 | 0 | 0 | 0 | 0 | 0 | 0 | 0 | 0
SA1 | Solar PV | 0 | 0 | 0 | 0 | 0 | 0 | 0 | 0 | 0 | 0 | 0 | 0 | 0 | 0 | 0 | 0 | 0 | 0 | 0 | 0 | 0 | 0 | 0 | 0 | 0 | 0 | 0 | 0 | 0
SA1 | Grid Battery | 0 | 0 | 0 | 0 | 0 | 0 | 0 | 0 | 0 | 0 | 0 | 0 | 0 | 0 | 0 | 0 | 0 | 0 | 0 | 0 | 0 | 0 | 0 | 0 | 0 | 0 | 0 | 0 | 0
SA1 | Pumped Hydro | 0 | 0 | 0 | 0 | 0 | 0 | 0 | 0 | 0 | 0 | 0 | 0 | 0 | 0 | 0 | 0 | 0 | 0 | 0 | 0 | 0 | 0 | 0 | 0 | 0 | 0 | 0 | 0 | 0
SA1 | VPP | 0 | 0 | 0 | 0 | 0 | 0 | 0 | 0 | 0 | 0 | 0 | 0 | 0 | 0 | 0 | 0 | 0 | 0 | 0 | 0 | 0 | 0 | 0 | 0 | 0 | 0 | 0 | 0 | 0
Total excluding storage |  | 179323.3279 | 169018.5855 | 119209.3931 | 39512.9159 | 37213.2933 | 36383.4367 | 34263.8175 | 33770.957 | 31117.2102 | 29774.6825 | 28505.5743 | 48864.7421 | 41177.9098 | 76078.1644 | 25092.8359 | 25939.4596 | 23676.6424 | 23249.3514 | 32451.6869 | 29305.6669 | 23490.2749 | 32451.5301 | 40942.0578 | 16444.9699 | 13471.8344 | 20861.0928 | 26601.7605 | 45064.2242 | 43971.7159
Region | Technology | 2021-22 | 2022-23 | 2023-24 | 2024-25 | 2025-26 | 2026-27 | 2027-28 | 2028-29 | 2029-30 | 2030-31 | 2031-32 | 2032-33 | 2033-34 | 2034-35 | 2035-36 | 2036-37 | 2037-38 | 2038-39 | 2039-40 | 2040-41 | 2041-42 | 2042-43 | 2043-44 | 2044-45 | 2045-46 | 2046-47 | 2047-48 | 2048-49 | 2049-50
TAS1 | Black Coal | 0 | 0 | 0 | 0 | 0 | 0 | 0 | 0 | 0 | 0 | 0 | 0 | 0 | 0 | 0 | 0 | 0 | 0 | 0 | 0 | 0 | 0 | 0 | 0 | 0 | 0 | 0 | 0 | 0
TAS1 | Brown Coal | 0 | 0 | 0 | 0 | 0 | 0 | 0 | 0 | 0 | 0 | 0 | 0 | 0 | 0 | 0 | 0 | 0 | 0 | 0 | 0 | 0 | 0 | 0 | 0 | 0 | 0 | 0 | 0 | 0
TAS1 | CCGT | 0.00011777 | 0.00011449 | 0.00011742 | 0.00011528 | 0.00011088 | 0.00010913 | 0.00011263 | 0.00011553 | 0.00011528 | 0.00011437 | 0.00011805 | 0.00014657 | 0.00014148 | 0.00013655 | 0.00013055 | 0.00012831 | 0.00014067 | 0.00013917 | 0.00015278 | 0.00014434 | 0.00015237 | 0.00014784 | 0.00014121 | 0.00013057 | 0.0001263 | 0.00013293 | 0.00012656 | 0.00016126 | 0.00015455
TAS1 | Gas - Steam | 0 | 0 | 0 | 0 | 0 | 0 | 0 | 0 | 0 | 0 | 0 | 0 | 0 | 0 | 0 | 0 | 0 | 0 | 0 | 0 | 0 | 0 | 0 | 0 | 0 | 0 | 0 | 0 | 0
TAS1 | OCGT / Diesel | 0.00014233 | 0.000136 | 0.00014007 | 0.00013936 | 0.00013695 | 0.00013841 | 0.00014074 | 0.00014428 | 0.00014491 | 0.00014375 | 0.00014863 | 132.5629 | 0.00017903 | 0.00018765 | 0.00016854 | 0.0001722 | 181.5316 | 0.00018977 | 103.0275 | 20.3997 | 34.5213 | 9.5063 | 34.8017 | 66.4946 | 0.00013274 | 9.5327 | 0.00014303 | 334.8452 | 251.1283
TAS1 | Hydro | 0 | 0 | 0 | 0 | 0 | 0 | 0 | 0 | 0 | 0 | 0 | 0 | 0 | 0 | 0 | 0 | 0 | 0 | 0 | 0 | 0 | 0 | 0 | 0 | 0 | 0 | 0 | 0 | 0
TAS1 | Wind | 0 | 0 | 0 | 0 | 0 | 0 | 0 | 0 | 0 | 0 | 0 | 0 | 0 | 0 | 0 | 0 | 0 | 0 | 0 | 0 | 0 | 0 | 0 | 0 | 0 | 0 | 0 | 0 | 0
TAS1 | Solar PV | 0 | 0 | 0 | 0 | 0 | 0 | 0 | 0 | 0 | 0 | 0 | 0 | 0 | 0 | 0 | 0 | 0 | 0 | 0 | 0 | 0 | 0 | 0 | 0 | 0 | 0 | 0 | 0 | 0
TAS1 | Grid Battery | 0 | 0 | 0 | 0 | 0 | 0 | 0 | 0 | 0 | 0 | 0 | 0 | 0 | 0 | 0 | 0 | 0 | 0 | 0 | 0 | 0 | 0 | 0 | 0 | 0 | 0 | 0 | 0 | 0
TAS1 | Pumped Hydro | 0 | 0 | 0 | 0 | 0 | 0 | 0 | 0 | 0 | 0 | 0 | 0 | 0 | 0 | 0 | 0 | 0 | 0 | 0 | 0 | 0 | 0 | 0 | 0 | 0 | 0 | 0 | 0 | 0
TAS1 | VPP | 0 | 0 | 0 | 0 | 0 | 0 | 0 | 0 | 0 | 0 | 0 | 0 | 0 | 0 | 0 | 0 | 0 | 0 | 0 | 0 | 0 | 0 | 0 | 0 | 0 | 0 | 0 | 0 | 0
Total excluding storage |  | 0.0002601 | 0.00025049 | 0.00025749 | 0.00025464 | 0.00024784 | 0.00024754 | 0.00025336 | 0.00025981 | 0.00026019 | 0.00025812 | 0.00026668 | 132.563 | 0.0003205 | 0.0003242 | 0.00029909 | 0.0003005 | 181.5317 | 0.00032894 | 103.0277 | 20.3999 | 34.5214 | 9.5065 | 34.8018 | 66.4947 | 0.00025904 | 9.5328 | 0.0002696 | 334.8454 | 251.1284

## Marinus_Build Cost
New generation build cost (CAPEX) by technology ($000s) - Marinus Link, High DER Scenario
CAPEX (Install) | Real June 2020 dollars discounted to 1 July 2020. The total capital costs are annualised for modelling purposes.
Explicitly modelled generation
Region | Technology | 2021-22 | 2022-23 | 2023-24 | 2024-25 | 2025-26 | 2026-27 | 2027-28 | 2028-29 | 2029-30 | 2030-31 | 2031-32 | 2032-33 | 2033-34 | 2034-35 | 2035-36 | 2036-37 | 2037-38 | 2038-39 | 2039-40 | 2040-41 | 2041-42 | 2042-43 | 2043-44 | 2044-45 | 2045-46 | 2046-47 | 2047-48 | 2048-49 | 2049-50
NEM | Black Coal | 0 | 0 | 0 | 0 | 0 | 0 | 0 | 0 | 0 | 0 | 0 | 0 | 0 | 0 | 0 | 0 | 0 | 0 | 0 | 0 | 0 | 0 | 0 | 0 | 0 | 0 | 0 | 0 | 0
NEM | Brown Coal | 0 | 0 | 0 | 0 | 0 | 0 | 0 | 0 | 0 | 0 | 0 | 0 | 0 | 0 | 0 | 0 | 0 | 0 | 0 | 0 | 0 | 0 | 0 | 0 | 0 | 0 | 0 | 0 | 0
NEM | CCGT | 0.00017864 | 0.00017045 | 0.00016308 | 0.00015518 | 0.00014807 | 0.00014129 | 0.00013518 | 0.00012863 | 0.00012273 | 0.00011711 | 0.00011205 | 0.00017479 | 0.00016678 | 0.00015914 | 0.00015226 | 0.00014488 | 0.00024828 | 0.00023691 | 0.0003423 | 0.00032571 | 0.00041953 | 0.00042515 | 0.00040676 | 0.00038705 | 0.00038099 | 0.00030825 | 0.00029878 | 0.00044452 | 0.00042416
NEM | Gas - Steam | 0 | 0 | 0 | 0 | 0 | 0 | 0 | 0 | 0 | 0 | 0 | 0 | 0 | 0 | 0 | 0 | 0 | 0 | 0 | 0 | 0 | 0 | 0 | 0 | 0 | 0 | 0 | 0 | 0
NEM | OCGT / Diesel | 0.00050371 | 0.00048064 | 0.00045986 | 0.00043757 | 0.00041753 | 0.0003984 | 0.00038117 | 0.0003627 | 0.00034609 | 0.00033023 | 0.00031595 | 0.00032225 | 0.00030749 | 0.00029341 | 0.00028072 | 0.00026711 | 0.00037977 | 0.00036237 | 14720.8371 | 14007.3219 | 16068.4659 | 15332.5056 | 16781.5232 | 50568.5068 | 58260.2941 | 83773.9368 | 80150.8201 | 103196.9254 | 98470.3486
NEM | Hydro | 0 | 0 | 0 | 0 | 0 | 0 | 0 | 0 | 0 | 0 | 0 | 0 | 0 | 0 | 0 | 0 | 0 | 0 | 0 | 0 | 0 | 0 | 0 | 0 | 0 | 0 | 0 | 0 | 0
NEM | Wind | 0.0058757 | 90911.088 | 188682.0111 | 280386.3562 | 413352.501 | 486441.1531 | 597359.999 | 688381.1188 | 957344.8795 | 924150.3538 | 894295.9804 | 918151.1785 | 903748.8432 | 878637.142 | 861373.2114 | 892576.0689 | 1108201.7315 | 1102753.9809 | 1073230.4645 | 1027531.9015 | 1100742.8034 | 1141293.0158 | 1116530.6936 | 1070164.7474 | 1062044.1136 | 1075149.8329 | 1086548.8419 | 1059091.1968 | 1022305.5439
NEM | Solar PV | 0.00059713 | 0.00090979 | 0.00089397 | 0.00095097 | 0.0010938 | 0.0010985 | 0.0018393 | 10383.5736 | 178085.5339 | 169928.9445 | 162579.733 | 154699.536 | 147614.0611 | 140853.1116 | 134761.393 | 128229.5434 | 122356.4383 | 116752.3265 | 111702.9363 | 106288.7246 | 106661.4927 | 174745.328 | 168606.2574 | 160433.9559 | 155028.4825 | 209015.9277 | 199976.2535 | 221604.4302 | 225893.7259
NEM | Grid Battery | 0.0010475 | 0.00099955 | 0.00095632 | 0.00090997 | 0.00086829 | 0.00085368 | 0.00089037 | 0.00096546 | 0.0020614 | 0.0019802 | 0.0019044 | 0.0022031 | 0.0022127 | 0.0021165 | 0.0021074 | 0.0021432 | 0.0040069 | 0.0038807 | 0.0043083 | 0.0040995 | 0.09072 | 0.086569 | 0.082825 | 3439.0575 | 3328.257 | 7267.0294 | 6952.7396 | 6615.7431 | 6312.7315
NEM | Pumped Hydro | 0 | 0 | 0.0015004 | 0.0015585 | 0.0015163 | 0.0014877 | 0.00146 | 0.0014748 | 241735.9734 | 230664.0968 | 220688.1669 | 209991.4701 | 200373.5409 | 191196.1268 | 182927.1369 | 176461.9056 | 251312.2353 | 242636.8139 | 238376.4433 | 226822.3991 | 229442.9257 | 272984.3207 | 261178.0946 | 248518.8605 | 237136.3172 | 291553.7612 | 278944.4304 | 281668.9023 | 268768.0364
NEM | VPP | 0 | 0 | 0 | 0 | 0 | 0 | 0 | 0 | 0 | 0 | 0 | 0 | 0 | 0 | 0 | 0 | 0 | 0 | 0 | 0 | 0 | 0 | 0 | 0 | 0 | 0 | 0 | 0 | 0
Total excluding storage |  | 0.0071552 | 90911.0896 | 188682.0126 | 280386.3577 | 413352.5026 | 486441.1547 | 597360.0013 | 698764.6929 | 1135430.4139 | 1094079.2987 | 1056875.7138 | 1072850.715 | 1051362.9047 | 1019490.2541 | 996134.6049 | 1020805.6127 | 1230558.1703 | 1219506.3081 | 1199654.2383 | 1147827.9484 | 1223472.7624 | 1331370.8498 | 1301918.4746 | 1281167.2106 | 1275332.8906 | 1367939.6977 | 1366675.9159 | 1383892.5528 | 1346669.6188
Region | Technology | 2021-22 | 2022-23 | 2023-24 | 2024-25 | 2025-26 | 2026-27 | 2027-28 | 2028-29 | 2029-30 | 2030-31 | 2031-32 | 2032-33 | 2033-34 | 2034-35 | 2035-36 | 2036-37 | 2037-38 | 2038-39 | 2039-40 | 2040-41 | 2041-42 | 2042-43 | 2043-44 | 2044-45 | 2045-46 | 2046-47 | 2047-48 | 2048-49 | 2049-50
NSW1 | Black Coal | 0 | 0 | 0 | 0 | 0 | 0 | 0 | 0 | 0 | 0 | 0 | 0 | 0 | 0 | 0 | 0 | 0 | 0 | 0 | 0 | 0 | 0 | 0 | 0 | 0 | 0 | 0 | 0 | 0
NSW1 | Brown Coal | 0 | 0 | 0 | 0 | 0 | 0 | 0 | 0 | 0 | 0 | 0 | 0 | 0 | 0 | 0 | 0 | 0 | 0 | 0 | 0 | 0 | 0 | 0 | 0 | 0 | 0 | 0 | 0 | 0
NSW1 | CCGT | 3.7149e-05 | 3.5448e-05 | 3.3915e-05 | 3.2271e-05 | 3.0793e-05 | 2.9383e-05 | 2.8112e-05 | 2.6749e-05 | 2.5524e-05 | 2.4355e-05 | 2.3302e-05 | 4.058e-05 | 3.8721e-05 | 3.6948e-05 | 3.535e-05 | 3.3637e-05 | 7.8906e-05 | 7.5292e-05 | 0.00011539 | 0.0001098 | 0.00014704 | 0.0001403 | 0.00013424 | 0.00012773 | 0.00012188 | 0.0001048 | 0.00010027 | 0.00014328 | 0.00013672
NSW1 | Gas - Steam | 0 | 0 | 0 | 0 | 0 | 0 | 0 | 0 | 0 | 0 | 0 | 0 | 0 | 0 | 0 | 0 | 0 | 0 | 0 | 0 | 0 | 0 | 0 | 0 | 0 | 0 | 0 | 0 | 0
NSW1 | OCGT / Diesel | 0.00010038 | 9.5779e-05 | 9.1637e-05 | 8.7195e-05 | 8.3201e-05 | 7.9391e-05 | 7.5957e-05 | 7.2276e-05 | 6.8965e-05 | 6.5806e-05 | 6.296e-05 | 6.4415e-05 | 6.1464e-05 | 5.8649e-05 | 5.6113e-05 | 5.3393e-05 | 0.00012162 | 0.00011605 | 5078.85 | 4832.6795 | 7314.0353 | 6979.0413 | 8789.3357 | 35138.7168 | 33529.3099 | 31993.6163 | 30609.9329 | 47255.203 | 45090.8426
NSW1 | Hydro | 0 | 0 | 0 | 0 | 0 | 0 | 0 | 0 | 0 | 0 | 0 | 0 | 0 | 0 | 0 | 0 | 0 | 0 | 0 | 0 | 0 | 0 | 0 | 0 | 0 | 0 | 0 | 0 | 0
NSW1 | Wind | 0.0010463 | 90911.0834 | 173256.1824 | 246311.8548 | 314919.9306 | 379360.7308 | 438043.0651 | 471626.5542 | 687223.3656 | 655747.486 | 627387.2379 | 596977.9417 | 569635.4403 | 543545.2673 | 520037.623 | 494831.5347 | 477588.1276 | 455713.863 | 436004.8157 | 414871.7758 | 495865.7464 | 487429.395 | 466348.6912 | 443744.8914 | 423420.6999 | 404027.385 | 377526.0136 | 340560.7627 | 299754.3387
NSW1 | Solar PV | 0.000132 | 0.00031399 | 0.00031044 | 0.00035194 | 0.00052218 | 0.00055308 | 0.0011783 | 10383.573 | 178085.533 | 169928.9437 | 162579.7321 | 154699.5348 | 147614.0599 | 140853.1105 | 134761.3919 | 128229.5423 | 122356.4335 | 116752.3219 | 111702.9319 | 106288.7199 | 101420.5342 | 129653.5185 | 124046.168 | 118033.6825 | 112627.5596 | 138981.3958 | 132970.6264 | 126525.5747 | 131041.7287
NSW1 | Grid Battery | 0.00034235 | 0.00032667 | 0.00031254 | 0.00029739 | 0.00028377 | 0.00027077 | 0.0002795 | 0.00029295 | 0.0011606 | 0.0011075 | 0.0010596 | 0.0010704 | 0.0010214 | 0.00097457 | 0.00095372 | 0.00093602 | 0.00098397 | 0.0009389 | 0.0011224 | 0.001068 | 0.0015971 | 0.0015239 | 0.001458 | 0.0014126 | 0.0013479 | 0.0012967 | 0.0012327 | 0.0014459 | 0.0010349
NSW1 | Pumped Hydro | 0 | 0 | 0.00041281 | 0.00044352 | 0.0004232 | 0.00040382 | 0.00038635 | 0.00039747 | 241735.9724 | 230664.0957 | 220688.1658 | 209991.4679 | 200373.538 | 191196.1239 | 182927.1338 | 174060.7032 | 166088.4573 | 158481.3524 | 151627.2349 | 144277.9023 | 137669.7543 | 131364.2693 | 125682.9311 | 119591.1121 | 114113.6565 | 108887.0768 | 104177.8487 | 99128.3755 | 94588.1445
NSW1 | VPP | 0 | 0 | 0 | 0 | 0 | 0 | 0 | 0 | 0 | 0 | 0 | 0 | 0 | 0 | 0 | 0 | 0 | 0 | 0 | 0 | 0 | 0 | 0 | 0 | 0 | 0 | 0 | 0 | 0
Total excluding storage |  | 0.0013159 | 90911.0838 | 173256.1829 | 246311.8552 | 314919.9312 | 379360.7315 | 438043.0664 | 482010.1273 | 865308.8987 | 825676.4297 | 789966.9701 | 751677.4766 | 717249.5003 | 684398.3779 | 654799.015 | 623061.0771 | 599944.5612 | 572466.1851 | 552786.5978 | 525993.1752 | 604600.316 | 624061.9549 | 599184.195 | 596917.2909 | 569577.5695 | 575002.3971 | 541106.5731 | 514341.5406 | 475886.91
Region | Technology | 2021-22 | 2022-23 | 2023-24 | 2024-25 | 2025-26 | 2026-27 | 2027-28 | 2028-29 | 2029-30 | 2030-31 | 2031-32 | 2032-33 | 2033-34 | 2034-35 | 2035-36 | 2036-37 | 2037-38 | 2038-39 | 2039-40 | 2040-41 | 2041-42 | 2042-43 | 2043-44 | 2044-45 | 2045-46 | 2046-47 | 2047-48 | 2048-49 | 2049-50
QLD1 | Black Coal | 0 | 0 | 0 | 0 | 0 | 0 | 0 | 0 | 0 | 0 | 0 | 0 | 0 | 0 | 0 | 0 | 0 | 0 | 0 | 0 | 0 | 0 | 0 | 0 | 0 | 0 | 0 | 0 | 0
QLD1 | Brown Coal | 0 | 0 | 0 | 0 | 0 | 0 | 0 | 0 | 0 | 0 | 0 | 0 | 0 | 0 | 0 | 0 | 0 | 0 | 0 | 0 | 0 | 0 | 0 | 0 | 0 | 0 | 0 | 0 | 0
QLD1 | CCGT | 4.1012e-05 | 3.9134e-05 | 3.7441e-05 | 3.5627e-05 | 3.3995e-05 | 3.2438e-05 | 3.1035e-05 | 2.9531e-05 | 2.8178e-05 | 2.6887e-05 | 2.5725e-05 | 4.2516e-05 | 4.0569e-05 | 3.8711e-05 | 3.7036e-05 | 3.5241e-05 | 7.0421e-05 | 6.7195e-05 | 0.00010539 | 0.00010028 | 0.00011022 | 0.00013001 | 0.00012438 | 0.00011835 | 0.0001246 | 0.0001062 | 0.00010161 | 9.6683e-05 | 9.2255e-05
QLD1 | Gas - Steam | 0 | 0 | 0 | 0 | 0 | 0 | 0 | 0 | 0 | 0 | 0 | 0 | 0 | 0 | 0 | 0 | 0 | 0 | 0 | 0 | 0 | 0 | 0 | 0 | 0 | 0 | 0 | 0 | 0
QLD1 | OCGT / Diesel | 0.00010183 | 9.7166e-05 | 9.2964e-05 | 8.8458e-05 | 8.4406e-05 | 8.054e-05 | 7.7057e-05 | 7.3322e-05 | 6.9964e-05 | 6.6759e-05 | 6.3872e-05 | 7.378e-05 | 7.04e-05 | 6.7176e-05 | 6.4271e-05 | 6.1156e-05 | 9.086e-05 | 8.6698e-05 | 9641.9868 | 9174.6422 | 8754.4296 | 8353.4633 | 7992.1866 | 7604.8074 | 17264.3977 | 44655.7152 | 42724.4121 | 46028.973 | 43920.7757
QLD1 | Hydro | 0 | 0 | 0 | 0 | 0 | 0 | 0 | 0 | 0 | 0 | 0 | 0 | 0 | 0 | 0 | 0 | 0 | 0 | 0 | 0 | 0 | 0 | 0 | 0 | 0 | 0 | 0 | 0 | 0
QLD1 | Wind | 0.0020048 | 0.0019369 | 0.0018531 | 4825.1077 | 56661.6459 | 54066.456 | 96068.818 | 144715.1687 | 190121.661 | 181413.7986 | 173567.8816 | 165155.0916 | 158981.9203 | 159502.4863 | 152604.2058 | 189732.7226 | 300831.6778 | 287053.1276 | 274638.4435 | 261326.7896 | 269635.3222 | 315344.7205 | 301706.4608 | 294834.833 | 292987.2999 | 306232.1687 | 292988.0154 | 278786.9625 | 306833.4667
QLD1 | Solar PV | 0.00019706 | 0.00026188 | 0.00025055 | 0.00023841 | 0.00022749 | 0.00021707 | 0.00033568 | 0.00031941 | 0.00053576 | 0.00051122 | 0.00048911 | 0.00046541 | 0.00044409 | 0.00042375 | 0.00040542 | 0.00038577 | 0.0035392 | 0.0033771 | 0.0032311 | 0.0035974 | 5240.9574 | 45091.8079 | 43141.6443 | 41050.58 | 39170.4008 | 66951.9725 | 64056.3845 | 60951.5882 | 58159.9124
QLD1 | Grid Battery | 0.0001726 | 0.00016469 | 0.00015757 | 0.00014993 | 0.00014306 | 0.00013651 | 0.00016167 | 0.00019654 | 0.00024171 | 0.00023064 | 0.0002305 | 0.00033926 | 0.00043422 | 0.00041433 | 0.00039641 | 0.0003772 | 0.0021881 | 0.0020879 | 0.0019976 | 0.0019008 | 0.08564 | 0.081721 | 0.078187 | 1625.273 | 1550.833 | 5571.0142 | 5330.0749 | 5071.7276 | 4839.4347
QLD1 | Pumped Hydro | 0 | 0 | 0.00020641 | 0.0002443 | 0.00023311 | 0.00022244 | 0.00021282 | 0.00023852 | 0.00022759 | 0.00023035 | 0.00024915 | 0.00055631 | 0.00077663 | 0.00074106 | 0.00070901 | 0.00067465 | 75375.6772 | 71923.3561 | 68812.7621 | 65477.4254 | 72363.1343 | 123099.0236 | 117775.1468 | 112066.616 | 106933.7939 | 167314.7123 | 160078.5629 | 152319.5966 | 145343.1265
QLD1 | VPP | 0 | 0 | 0 | 0 | 0 | 0 | 0 | 0 | 0 | 0 | 0 | 0 | 0 | 0 | 0 | 0 | 0 | 0 | 0 | 0 | 0 | 0 | 0 | 0 | 0 | 0 | 0 | 0 | 0
Total excluding storage |  | 0.0023447 | 0.0023351 | 0.0022341 | 4825.108 | 56661.6463 | 54066.4564 | 96068.8184 | 144715.1691 | 190121.6616 | 181413.7992 | 173567.8822 | 165155.0922 | 158981.9209 | 159502.4868 | 152604.2063 | 189732.723 | 300831.6815 | 287053.1311 | 284280.4336 | 270501.4354 | 283630.7093 | 368789.9918 | 352840.2919 | 343490.2205 | 349422.0986 | 417839.8566 | 399768.8121 | 385767.5238 | 408914.1549
Region | Technology | 2021-22 | 2022-23 | 2023-24 | 2024-25 | 2025-26 | 2026-27 | 2027-28 | 2028-29 | 2029-30 | 2030-31 | 2031-32 | 2032-33 | 2033-34 | 2034-35 | 2035-36 | 2036-37 | 2037-38 | 2038-39 | 2039-40 | 2040-41 | 2041-42 | 2042-43 | 2043-44 | 2044-45 | 2045-46 | 2046-47 | 2047-48 | 2048-49 | 2049-50
VIC1 | Black Coal | 0 | 0 | 0 | 0 | 0 | 0 | 0 | 0 | 0 | 0 | 0 | 0 | 0 | 0 | 0 | 0 | 0 | 0 | 0 | 0 | 0 | 0 | 0 | 0 | 0 | 0 | 0 | 0 | 0
VIC1 | Brown Coal | 0 | 0 | 0 | 0 | 0 | 0 | 0 | 0 | 0 | 0 | 0 | 0 | 0 | 0 | 0 | 0 | 0 | 0 | 0 | 0 | 0 | 0 | 0 | 0 | 0 | 0 | 0 | 0 | 0
VIC1 | CCGT | 3.4915e-05 | 3.3316e-05 | 3.1875e-05 | 3.033e-05 | 2.8941e-05 | 2.7615e-05 | 2.6421e-05 | 2.514e-05 | 2.3989e-05 | 2.289e-05 | 2.19e-05 | 3.5123e-05 | 3.3514e-05 | 3.1979e-05 | 3.0596e-05 | 2.9113e-05 | 3.8746e-05 | 3.6971e-05 | 5.3597e-05 | 5.1e-05 | 5.8153e-05 | 5.5489e-05 | 5.309e-05 | 5.0516e-05 | 4.8203e-05 | 3.5189e-05 | 3.7525e-05 | 0.00010614 | 0.00010128
VIC1 | Gas - Steam | 0 | 0 | 0 | 0 | 0 | 0 | 0 | 0 | 0 | 0 | 0 | 0 | 0 | 0 | 0 | 0 | 0 | 0 | 0 | 0 | 0 | 0 | 0 | 0 | 0 | 0 | 0 | 0 | 0
VIC1 | OCGT / Diesel | 0.00010091 | 9.6284e-05 | 9.2119e-05 | 8.7654e-05 | 8.364e-05 | 7.9809e-05 | 7.6357e-05 | 7.2656e-05 | 6.9328e-05 | 6.6153e-05 | 6.3292e-05 | 6.0224e-05 | 5.7466e-05 | 5.4834e-05 | 5.2462e-05 | 4.992e-05 | 5.1283e-05 | 4.8934e-05 | 8.7257e-05 | 8.3028e-05 | 0.00014793 | 0.00014116 | 0.00013505 | 0.00020207 | 0.00019282 | 0.00015276 | 0.00014615 | 0.0011494 | 0.0010967
VIC1 | Hydro | 0 | 0 | 0 | 0 | 0 | 0 | 0 | 0 | 0 | 0 | 0 | 0 | 0 | 0 | 0 | 0 | 0 | 0 | 0 | 0 | 0 | 0 | 0 | 0 | 0 | 0 | 0 | 0 | 0
VIC1 | Wind | 0.00070364 | 0.00067142 | 0.00064238 | 0.00075675 | 0.00072209 | 0.00068902 | 0.00068816 | 0.00073383 | 0.00070022 | 0.00066815 | 0.00072641 | 17003.1826 | 33459.6335 | 31927.1316 | 30546.3236 | 38718.5212 | 107481.8013 | 117843.6631 | 112747.0741 | 107282.2529 | 102368.5623 | 116311.6741 | 135878.496 | 129292.5007 | 146108.7031 | 173436.6201 | 232861.2818 | 257328.9826 | 246167.6295
VIC1 | Solar PV | 5.5614e-05 | 6.2133e-05 | 5.9446e-05 | 0.00010035 | 9.5753e-05 | 9.1367e-05 | 9.3135e-05 | 8.8621e-05 | 8.4562e-05 | 8.0689e-05 | 9.6416e-05 | 0.00018863 | 0.00017999 | 0.00017175 | 0.00016432 | 0.00017646 | 0.00039127 | 0.00037335 | 0.00035721 | 0.00033989 | 0.00032432 | 0.00050452 | 0.0004827 | 0.00045931 | 0.00044445 | 0.00060142 | 0.00063954 | 31320.9742 | 29886.4258
VIC1 | Grid Battery | 0.00017754 | 0.00016941 | 0.00016208 | 0.00015422 | 0.00014716 | 0.00015109 | 0.00014455 | 0.00015264 | 0.0002169 | 0.00020696 | 0.00019801 | 0.0002561 | 0.00024437 | 0.00023318 | 0.00024251 | 0.00026337 | 0.00026434 | 0.00027614 | 0.00038548 | 0.0003668 | 0.00065961 | 0.0006294 | 0.00060218 | 0.00057299 | 0.00054675 | 0.00051753 | 0.00049515 | 0.0010987 | 0.0010205
VIC1 | Pumped Hydro | 0 | 0 | 0.00023171 | 0.00025278 | 0.00024121 | 0.00024382 | 0.00023328 | 0.00022197 | 0.00021181 | 0.0002021 | 0.00021504 | 0.00033542 | 0.00032005 | 0.00030539 | 0.00029219 | 0.00033 | 0.00037201 | 0.00041211 | 0.00060625 | 0.00057686 | 0.0012373 | 0.0011807 | 0.0011296 | 0.0010748 | 0.0010256 | 0.00097864 | 0.00093632 | 16244.836 | 15500.7977
VIC1 | VPP | 0 | 0 | 0 | 0 | 0 | 0 | 0 | 0 | 0 | 0 | 0 | 0 | 0 | 0 | 0 | 0 | 0 | 0 | 0 | 0 | 0 | 0 | 0 | 0 | 0 | 0 | 0 | 0 | 0
Total excluding storage |  | 0.00089508 | 0.00086315 | 0.00082582 | 0.00097508 | 0.00093042 | 0.00088781 | 0.00088408 | 0.00092025 | 0.0008781 | 0.00083788 | 0.00090802 | 17003.1828 | 33459.6337 | 31927.1318 | 30546.3238 | 38718.5215 | 107481.8018 | 117843.6635 | 112747.0746 | 107282.2533 | 102368.5628 | 116311.6748 | 135878.4967 | 129292.5014 | 146108.7038 | 173436.6209 | 232861.2826 | 288649.9581 | 276054.0565
Region | Technology | 2021-22 | 2022-23 | 2023-24 | 2024-25 | 2025-26 | 2026-27 | 2027-28 | 2028-29 | 2029-30 | 2030-31 | 2031-32 | 2032-33 | 2033-34 | 2034-35 | 2035-36 | 2036-37 | 2037-38 | 2038-39 | 2039-40 | 2040-41 | 2041-42 | 2042-43 | 2043-44 | 2044-45 | 2045-46 | 2046-47 | 2047-48 | 2048-49 | 2049-50
SA1 | Black Coal | 0 | 0 | 0 | 0 | 0 | 0 | 0 | 0 | 0 | 0 | 0 | 0 | 0 | 0 | 0 | 0 | 0 | 0 | 0 | 0 | 0 | 0 | 0 | 0 | 0 | 0 | 0 | 0 | 0
SA1 | Brown Coal | 0 | 0 | 0 | 0 | 0 | 0 | 0 | 0 | 0 | 0 | 0 | 0 | 0 | 0 | 0 | 0 | 0 | 0 | 0 | 0 | 0 | 0 | 0 | 0 | 0 | 0 | 0 | 0 | 0
SA1 | CCGT | 3.4367e-05 | 3.2793e-05 | 3.1375e-05 | 2.9854e-05 | 2.8486e-05 | 2.7182e-05 | 2.6006e-05 | 2.4746e-05 | 2.3612e-05 | 2.2531e-05 | 2.1556e-05 | 3.795e-05 | 3.6212e-05 | 3.4554e-05 | 3.3059e-05 | 3.1457e-05 | 4.5483e-05 | 4.3399e-05 | 5.4483e-05 | 5.1842e-05 | 9.1916e-05 | 8.7706e-05 | 8.3913e-05 | 7.9846e-05 | 7.6189e-05 | 6.2064e-05 | 5.9379e-05 | 9.0288e-05 | 8.6153e-05
SA1 | Gas - Steam | 0 | 0 | 0 | 0 | 0 | 0 | 0 | 0 | 0 | 0 | 0 | 0 | 0 | 0 | 0 | 0 | 0 | 0 | 0 | 0 | 0 | 0 | 0 | 0 | 0 | 0 | 0 | 0 | 0
SA1 | OCGT / Diesel | 0.00010115 | 9.6513e-05 | 9.2339e-05 | 8.7863e-05 | 8.3839e-05 | 7.9999e-05 | 7.6539e-05 | 7.2829e-05 | 6.9494e-05 | 6.6311e-05 | 6.3443e-05 | 6.4473e-05 | 6.152e-05 | 5.8703e-05 | 5.6164e-05 | 5.3442e-05 | 6.9053e-05 | 6.5891e-05 | 0.00013247 | 0.00012605 | 0.00079977 | 0.00076314 | 0.00073014 | 7824.9824 | 7466.5862 | 7124.6051 | 6816.475 | 9912.7481 | 9458.7291
SA1 | Hydro | 0 | 0 | 0 | 0 | 0 | 0 | 0 | 0 | 0 | 0 | 0 | 0 | 0 | 0 | 0 | 0 | 0 | 0 | 0 | 0 | 0 | 0 | 0 | 0 | 0 | 0 | 0 | 0 | 0
SA1 | Wind | 0.0013113 | 0.0012512 | 0.0014959 | 0.0014234 | 0.0013582 | 0.001296 | 0.0012399 | 0.0013476 | 0.0012859 | 0.001227 | 0.0013544 | 40655.0402 | 38792.9773 | 37016.1997 | 48130.5302 | 57023.7113 | 108013.8025 | 126302.8619 | 132403.0186 | 125985.4788 | 120215.153 | 114709.1159 | 109748.0924 | 104428.6312 | 106145.8353 | 102349.1027 | 97922.6339 | 106056.3221 | 101198.7806
SA1 | Solar PV | 0.00018838 | 0.00023906 | 0.00022872 | 0.00021763 | 0.00020766 | 0.00019815 | 0.0001951 | 0.00018564 | 0.00017714 | 0.00016903 | 0.00022752 | 0.00048428 | 0.00050092 | 0.0004818 | 0.00046097 | 0.0004763 | 0.00081397 | 0.00077669 | 0.0007431 | 0.00070708 | 0.0006747 | 0.00106 | 1418.4444 | 1349.6928 | 3230.5216 | 3082.5587 | 2949.2419 | 2806.2929 | 6805.659
SA1 | Grid Battery | 0.0001858 | 0.00017729 | 0.00016963 | 0.0001614 | 0.00015401 | 0.00016144 | 0.00016421 | 0.00017032 | 0.00024019 | 0.00022919 | 0.00021928 | 0.00029347 | 0.00028003 | 0.0002672 | 0.00028035 | 0.0003202 | 0.00033053 | 0.00033485 | 0.00049098 | 0.00046718 | 0.0025049 | 0.0023902 | 0.0022868 | 1813.7822 | 1777.4218 | 1696.0131 | 1622.6627 | 1544.0127 | 1473.2945
SA1 | Pumped Hydro | 0 | 0 | 0.00026366 | 0.00025088 | 0.00023939 | 0.00022843 | 0.00021855 | 0.00020796 | 0.00019843 | 0.00018934 | 0.00018115 | 0.00024937 | 0.00023795 | 0.00022705 | 0.00023594 | 0.00026132 | 0.00028091 | 0.00029548 | 0.00031573 | 0.00030043 | 0.00056819 | 0.00054217 | 0.00051872 | 0.00067654 | 0.00064555 | 0.00061599 | 0.00058935 | 0.00056078 | 0.0005351
SA1 | VPP | 0 | 0 | 0 | 0 | 0 | 0 | 0 | 0 | 0 | 0 | 0 | 0 | 0 | 0 | 0 | 0 | 0 | 0 | 0 | 0 | 0 | 0 | 0 | 0 | 0 | 0 | 0 | 0 | 0
Total excluding storage |  | 0.0016351 | 0.0016196 | 0.0018483 | 0.0017587 | 0.0016782 | 0.0016013 | 0.0015376 | 0.0016309 | 0.0015562 | 0.0014849 | 0.0016669 | 40655.0408 | 38792.9779 | 37016.2003 | 48130.5307 | 57023.7119 | 108013.8034 | 126302.8628 | 132403.0196 | 125985.4796 | 120215.1545 | 114709.1178 | 111166.5377 | 113603.3064 | 116842.9431 | 112556.2666 | 107688.3508 | 118775.3633 | 117463.1688
Region | Technology | 2021-22 | 2022-23 | 2023-24 | 2024-25 | 2025-26 | 2026-27 | 2027-28 | 2028-29 | 2029-30 | 2030-31 | 2031-32 | 2032-33 | 2033-34 | 2034-35 | 2035-36 | 2036-37 | 2037-38 | 2038-39 | 2039-40 | 2040-41 | 2041-42 | 2042-43 | 2043-44 | 2044-45 | 2045-46 | 2046-47 | 2047-48 | 2048-49 | 2049-50
TAS1 | Black Coal | 0 | 0 | 0 | 0 | 0 | 0 | 0 | 0 | 0 | 0 | 0 | 0 | 0 | 0 | 0 | 0 | 0 | 0 | 0 | 0 | 0 | 0 | 0 | 0 | 0 | 0 | 0 | 0 | 0
TAS1 | Brown Coal | 0 | 0 | 0 | 0 | 0 | 0 | 0 | 0 | 0 | 0 | 0 | 0 | 0 | 0 | 0 | 0 | 0 | 0 | 0 | 0 | 0 | 0 | 0 | 0 | 0 | 0 | 0 | 0 | 0
TAS1 | CCGT | 3.1193e-05 | 2.9764e-05 | 2.8477e-05 | 2.7097e-05 | 2.5855e-05 | 2.4671e-05 | 2.3604e-05 | 2.246e-05 | 2.1431e-05 | 2.045e-05 | 1.9565e-05 | 1.8617e-05 | 1.7764e-05 | 1.6951e-05 | 1.6218e-05 | 1.5432e-05 | 1.4725e-05 | 1.405e-05 | 1.3443e-05 | 1.2791e-05 | 1.2205e-05 | 1.1646e-05 | 1.1143e-05 | 1.0603e-05 | 1.0117e-05 | 0 | 0 | 8.1168e-06 | 7.7451e-06
TAS1 | Gas - Steam | 0 | 0 | 0 | 0 | 0 | 0 | 0 | 0 | 0 | 0 | 0 | 0 | 0 | 0 | 0 | 0 | 0 | 0 | 0 | 0 | 0 | 0 | 0 | 0 | 0 | 0 | 0 | 0 | 0
TAS1 | OCGT / Diesel | 9.9458e-05 | 9.4902e-05 | 9.0798e-05 | 8.6397e-05 | 8.244e-05 | 7.8664e-05 | 7.5262e-05 | 7.1614e-05 | 6.8334e-05 | 6.5204e-05 | 6.2384e-05 | 5.936e-05 | 5.6642e-05 | 5.4047e-05 | 5.171e-05 | 4.9204e-05 | 4.695e-05 | 4.48e-05 | 7.3395e-05 | 6.9838e-05 | 8.0043e-05 | 7.6377e-05 | 7.3074e-05 | 6.9532e-05 | 6.6347e-05 | 3.2528e-05 | 3.1121e-05 | 5.0272e-05 | 4.797e-05
TAS1 | Hydro | 0 | 0 | 0 | 0 | 0 | 0 | 0 | 0 | 0 | 0 | 0 | 0 | 0 | 0 | 0 | 0 | 0 | 0 | 0 | 0 | 0 | 0 | 0 | 0 | 0 | 0 | 0 | 0 | 0
TAS1 | Wind | 0.00080971 | 0.00077262 | 15425.8247 | 29249.3916 | 41770.9224 | 53013.9642 | 63248.1139 | 72039.3939 | 79999.851 | 86989.0673 | 93340.8588 | 98359.9224 | 102878.8718 | 106646.0572 | 110054.5288 | 112269.5791 | 114286.3223 | 115840.4654 | 117437.1126 | 118065.6045 | 112658.0196 | 107498.1102 | 102848.9531 | 97863.8911 | 93381.5755 | 89104.5565 | 85250.8973 | 76358.1669 | 68351.3284
TAS1 | Solar PV | 2.4089e-05 | 3.2733e-05 | 4.482e-05 | 4.2648e-05 | 4.0695e-05 | 3.8831e-05 | 3.7151e-05 | 3.5351e-05 | 3.9874e-05 | 4.4209e-05 | 5.3027e-05 | 5.0457e-05 | 6.3523e-05 | 6.0613e-05 | 6.4086e-05 | 6.098e-05 | 5.8187e-05 | 5.5522e-05 | 5.7257e-05 | 9.3849e-05 | 8.955e-05 | 8.5449e-05 | 8.1753e-05 | 7.7791e-05 | 7.4228e-05 | 6.3373e-05 | 5.7607e-05 | 5.0648e-05 | 4.8328e-05
TAS1 | Grid Battery | 0.00016925 | 0.00016149 | 0.00015451 | 0.00014702 | 0.00014029 | 0.00013386 | 0.00014043 | 0.00015301 | 0.00020199 | 0.00020594 | 0.00019703 | 0.00024393 | 0.00023276 | 0.00022724 | 0.00023438 | 0.00024646 | 0.00024 | 0.00024288 | 0.00031185 | 0.00029674 | 0.00031905 | 0.00030444 | 0.00029127 | 0.00027715 | 0.00026446 | 0.00025235 | 0.00024323 | 0.00032856 | 0.00029161
TAS1 | Pumped Hydro | 0 | 0 | 0.00038576 | 0.00036706 | 0.00037937 | 0.00038924 | 0.00040903 | 0.00040884 | 0.00043682 | 0.00045524 | 0.00049505 | 0.0010657 | 0.0016299 | 0.0015553 | 0.0018724 | 2401.201 | 9848.1001 | 12232.1047 | 17936.4453 | 17067.0705 | 19410.0353 | 18521.0261 | 17720.0152 | 16861.1306 | 16088.8651 | 15351.9705 | 14688.0172 | 13976.0936 | 13335.9672
TAS1 | VPP | 0 | 0 | 0 | 0 | 0 | 0 | 0 | 0 | 0 | 0 | 0 | 0 | 0 | 0 | 0 | 0 | 0 | 0 | 0 | 0 | 0 | 0 | 0 | 0 | 0 | 0 | 0 | 0 | 0
Total excluding storage |  | 0.00096445 | 0.00093002 | 15425.8249 | 29249.3918 | 41770.9225 | 53013.9644 | 63248.1141 | 72039.394 | 79999.8511 | 86989.0674 | 93340.8589 | 98359.9226 | 102878.8719 | 106646.0573 | 110054.5289 | 112269.5792 | 114286.3224 | 115840.4655 | 117437.1128 | 118065.6047 | 112658.0197 | 107498.1104 | 102848.9533 | 97863.8913 | 93381.5756 | 89104.5566 | 85250.8974 | 76358.167 | 68351.3285

## Marinus_REHAB Cost
Rehabilition cost by technology ($000s) - Marinus Link, High DER Scenario
REHAB | Real June 2020 dollars discounted to 1 July 2020
Explicitly modelled generation
Region | Technology | 2021-22 | 2022-23 | 2023-24 | 2024-25 | 2025-26 | 2026-27 | 2027-28 | 2028-29 | 2029-30 | 2030-31 | 2031-32 | 2032-33 | 2033-34 | 2034-35 | 2035-36 | 2036-37 | 2037-38 | 2038-39 | 2039-40 | 2040-41 | 2041-42 | 2042-43 | 2043-44 | 2044-45 | 2045-46 | 2046-47 | 2047-48 | 2048-49 | 2049-50
NEM | Black Coal | 0 | 0 | 0 | 115278.7739 | 105718.3108 | 10656.5007 | 10874.6263 | 0 | 21011.8699 | 0 | 0 | 0 | 0 | 0 | 0 | 0 | 0 | 0 | 0 | 0 | 0 | 0 | 0 | 0 | 0 | 0 | 0 | 0 | 0
NEM | Brown Coal | 0 | 0 | 0 | 37766.9219 | 0 | 4198.4198 | 0 | 0 | 934.2462 | 0.0008087 | 0 | 0 | 0 | 0 | 0 | 0 | 0 | 0 | 0 | 0 | 0 | 0 | 0 | 0 | 0 | 0 | 0 | 0 | 0
NEM | CCGT | 0 | 0 | 0 | 0 | 0 | 0 | 0 | 0 | 0 | 0 | 0 | 0 | 0 | 0 | 0 | 0 | 0 | 0 | 0 | 0 | 0 | 0 | 0 | 0 | 0 | 0 | 0 | 0 | 0
NEM | Gas - Steam | 0 | 0 | 0 | 0 | 0 | 0 | 0 | 0 | 0 | 0 | 0 | 0 | 0 | 0 | 0 | 0 | 0 | 0 | 0 | 0 | 0 | 0 | 0 | 0 | 0 | 0 | 0 | 0 | 0
NEM | OCGT / Diesel | 0 | 0 | 0 | 0 | 0 | 0 | 0 | 0 | 0 | 0 | 0 | 0 | 0 | 0 | 0 | 0 | 0 | 0 | 0 | 0 | 0 | 0 | 0 | 0 | 0 | 0 | 0 | 0 | 0
NEM | Hydro | 0 | 0 | 0 | 0 | 0 | 0 | 0 | 0 | 0 | 0 | 0 | 0 | 0 | 0 | 0 | 0 | 0 | 0 | 0 | 0 | 0 | 0 | 0 | 0 | 0 | 0 | 0 | 0 | 0
NEM | Wind | 0 | 0 | 0 | 0 | 0 | 0 | 0 | 0 | 0 | 0 | 0 | 0 | 0 | 0 | 0 | 0 | 0 | 0 | 0 | 0 | 0 | 0 | 0 | 0 | 0 | 0 | 0 | 0 | 0
NEM | Solar PV | 0 | 0 | 0 | 0 | 0 | 0 | 0 | 0 | 0 | 0 | 0 | 0 | 0 | 0 | 0 | 0 | 0 | 0 | 0 | 0 | 0 | 0 | 0 | 0 | 0 | 0 | 0 | 0 | 0
NEM | Grid Battery | 0 | 0 | 0 | 0 | 0 | 0 | 0 | 0 | 0 | 0 | 0 | 0 | 0 | 0 | 0 | 0 | 0 | 0 | 0 | 0 | 0 | 0 | 0 | 0 | 0 | 0 | 0 | 0 | 0
NEM | Pumped Hydro | 0 | 0 | 0 | 0 | 0 | 0 | 0 | 0 | 0 | 0 | 0 | 0 | 0 | 0 | 0 | 0 | 0 | 0 | 0 | 0 | 0 | 0 | 0 | 0 | 0 | 0 | 0 | 0 | 0
NEM | VPP | 0 | 0 | 0 | 0 | 0 | 0 | 0 | 0 | 0 | 0 | 0 | 0 | 0 | 0 | 0 | 0 | 0 | 0 | 0 | 0 | 0 | 0 | 0 | 0 | 0 | 0 | 0 | 0 | 0
Total excluding storage |  | 0 | 0 | 0 | 153045.6958 | 105718.3108 | 14854.9205 | 10874.6263 | 0 | 21946.1161 | 0.0008087 | 0 | 0 | 0 | 0 | 0 | 0 | 0 | 0 | 0 | 0 | 0 | 0 | 0 | 0 | 0 | 0 | 0 | 0 | 0
Region | Technology | 2021-22 | 2022-23 | 2023-24 | 2024-25 | 2025-26 | 2026-27 | 2027-28 | 2028-29 | 2029-30 | 2030-31 | 2031-32 | 2032-33 | 2033-34 | 2034-35 | 2035-36 | 2036-37 | 2037-38 | 2038-39 | 2039-40 | 2040-41 | 2041-42 | 2042-43 | 2043-44 | 2044-45 | 2045-46 | 2046-47 | 2047-48 | 2048-49 | 2049-50
NSW1 | Black Coal | 0 | 0 | 0 | 24356.5876 | 105718.3087 | 8148.4682 | 10874.6263 | 0 | 21011.8699 | 0 | 0 | 0 | 0 | 0 | 0 | 0 | 0 | 0 | 0 | 0 | 0 | 0 | 0 | 0 | 0 | 0 | 0 | 0 | 0
NSW1 | Brown Coal | 0 | 0 | 0 | 0 | 0 | 0 | 0 | 0 | 0 | 0 | 0 | 0 | 0 | 0 | 0 | 0 | 0 | 0 | 0 | 0 | 0 | 0 | 0 | 0 | 0 | 0 | 0 | 0 | 0
NSW1 | CCGT | 0 | 0 | 0 | 0 | 0 | 0 | 0 | 0 | 0 | 0 | 0 | 0 | 0 | 0 | 0 | 0 | 0 | 0 | 0 | 0 | 0 | 0 | 0 | 0 | 0 | 0 | 0 | 0 | 0
NSW1 | Gas - Steam | 0 | 0 | 0 | 0 | 0 | 0 | 0 | 0 | 0 | 0 | 0 | 0 | 0 | 0 | 0 | 0 | 0 | 0 | 0 | 0 | 0 | 0 | 0 | 0 | 0 | 0 | 0 | 0 | 0
NSW1 | OCGT / Diesel | 0 | 0 | 0 | 0 | 0 | 0 | 0 | 0 | 0 | 0 | 0 | 0 | 0 | 0 | 0 | 0 | 0 | 0 | 0 | 0 | 0 | 0 | 0 | 0 | 0 | 0 | 0 | 0 | 0
NSW1 | Hydro | 0 | 0 | 0 | 0 | 0 | 0 | 0 | 0 | 0 | 0 | 0 | 0 | 0 | 0 | 0 | 0 | 0 | 0 | 0 | 0 | 0 | 0 | 0 | 0 | 0 | 0 | 0 | 0 | 0
NSW1 | Wind | 0 | 0 | 0 | 0 | 0 | 0 | 0 | 0 | 0 | 0 | 0 | 0 | 0 | 0 | 0 | 0 | 0 | 0 | 0 | 0 | 0 | 0 | 0 | 0 | 0 | 0 | 0 | 0 | 0
NSW1 | Solar PV | 0 | 0 | 0 | 0 | 0 | 0 | 0 | 0 | 0 | 0 | 0 | 0 | 0 | 0 | 0 | 0 | 0 | 0 | 0 | 0 | 0 | 0 | 0 | 0 | 0 | 0 | 0 | 0 | 0
NSW1 | Grid Battery | 0 | 0 | 0 | 0 | 0 | 0 | 0 | 0 | 0 | 0 | 0 | 0 | 0 | 0 | 0 | 0 | 0 | 0 | 0 | 0 | 0 | 0 | 0 | 0 | 0 | 0 | 0 | 0 | 0
NSW1 | Pumped Hydro | 0 | 0 | 0 | 0 | 0 | 0 | 0 | 0 | 0 | 0 | 0 | 0 | 0 | 0 | 0 | 0 | 0 | 0 | 0 | 0 | 0 | 0 | 0 | 0 | 0 | 0 | 0 | 0 | 0
NSW1 | VPP | 0 | 0 | 0 | 0 | 0 | 0 | 0 | 0 | 0 | 0 | 0 | 0 | 0 | 0 | 0 | 0 | 0 | 0 | 0 | 0 | 0 | 0 | 0 | 0 | 0 | 0 | 0 | 0 | 0
Total excluding storage |  | 0 | 0 | 0 | 24356.5876 | 105718.3087 | 8148.4682 | 10874.6263 | 0 | 21011.8699 | 0 | 0 | 0 | 0 | 0 | 0 | 0 | 0 | 0 | 0 | 0 | 0 | 0 | 0 | 0 | 0 | 0 | 0 | 0 | 0
Region | Technology | 2021-22 | 2022-23 | 2023-24 | 2024-25 | 2025-26 | 2026-27 | 2027-28 | 2028-29 | 2029-30 | 2030-31 | 2031-32 | 2032-33 | 2033-34 | 2034-35 | 2035-36 | 2036-37 | 2037-38 | 2038-39 | 2039-40 | 2040-41 | 2041-42 | 2042-43 | 2043-44 | 2044-45 | 2045-46 | 2046-47 | 2047-48 | 2048-49 | 2049-50
QLD1 | Black Coal | 0 | 0 | 0 | 90922.1862 | 0.0021326 | 2508.0326 | 5.4366e-06 | 0 | 0 | 0 | 0 | 0 | 0 | 0 | 0 | 0 | 0 | 0 | 0 | 0 | 0 | 0 | 0 | 0 | 0 | 0 | 0 | 0 | 0
QLD1 | Brown Coal | 0 | 0 | 0 | 0 | 0 | 0 | 0 | 0 | 0 | 0 | 0 | 0 | 0 | 0 | 0 | 0 | 0 | 0 | 0 | 0 | 0 | 0 | 0 | 0 | 0 | 0 | 0 | 0 | 0
QLD1 | CCGT | 0 | 0 | 0 | 0 | 0 | 0 | 0 | 0 | 0 | 0 | 0 | 0 | 0 | 0 | 0 | 0 | 0 | 0 | 0 | 0 | 0 | 0 | 0 | 0 | 0 | 0 | 0 | 0 | 0
QLD1 | Gas - Steam | 0 | 0 | 0 | 0 | 0 | 0 | 0 | 0 | 0 | 0 | 0 | 0 | 0 | 0 | 0 | 0 | 0 | 0 | 0 | 0 | 0 | 0 | 0 | 0 | 0 | 0 | 0 | 0 | 0
QLD1 | OCGT / Diesel | 0 | 0 | 0 | 0 | 0 | 0 | 0 | 0 | 0 | 0 | 0 | 0 | 0 | 0 | 0 | 0 | 0 | 0 | 0 | 0 | 0 | 0 | 0 | 0 | 0 | 0 | 0 | 0 | 0
QLD1 | Hydro | 0 | 0 | 0 | 0 | 0 | 0 | 0 | 0 | 0 | 0 | 0 | 0 | 0 | 0 | 0 | 0 | 0 | 0 | 0 | 0 | 0 | 0 | 0 | 0 | 0 | 0 | 0 | 0 | 0
QLD1 | Wind | 0 | 0 | 0 | 0 | 0 | 0 | 0 | 0 | 0 | 0 | 0 | 0 | 0 | 0 | 0 | 0 | 0 | 0 | 0 | 0 | 0 | 0 | 0 | 0 | 0 | 0 | 0 | 0 | 0
QLD1 | Solar PV | 0 | 0 | 0 | 0 | 0 | 0 | 0 | 0 | 0 | 0 | 0 | 0 | 0 | 0 | 0 | 0 | 0 | 0 | 0 | 0 | 0 | 0 | 0 | 0 | 0 | 0 | 0 | 0 | 0
QLD1 | Grid Battery | 0 | 0 | 0 | 0 | 0 | 0 | 0 | 0 | 0 | 0 | 0 | 0 | 0 | 0 | 0 | 0 | 0 | 0 | 0 | 0 | 0 | 0 | 0 | 0 | 0 | 0 | 0 | 0 | 0
QLD1 | Pumped Hydro | 0 | 0 | 0 | 0 | 0 | 0 | 0 | 0 | 0 | 0 | 0 | 0 | 0 | 0 | 0 | 0 | 0 | 0 | 0 | 0 | 0 | 0 | 0 | 0 | 0 | 0 | 0 | 0 | 0
QLD1 | VPP | 0 | 0 | 0 | 0 | 0 | 0 | 0 | 0 | 0 | 0 | 0 | 0 | 0 | 0 | 0 | 0 | 0 | 0 | 0 | 0 | 0 | 0 | 0 | 0 | 0 | 0 | 0 | 0 | 0
Total excluding storage |  | 0 | 0 | 0 | 90922.1862 | 0.0021326 | 2508.0326 | 5.4366e-06 | 0 | 0 | 0 | 0 | 0 | 0 | 0 | 0 | 0 | 0 | 0 | 0 | 0 | 0 | 0 | 0 | 0 | 0 | 0 | 0 | 0 | 0
Region | Technology | 2021-22 | 2022-23 | 2023-24 | 2024-25 | 2025-26 | 2026-27 | 2027-28 | 2028-29 | 2029-30 | 2030-31 | 2031-32 | 2032-33 | 2033-34 | 2034-35 | 2035-36 | 2036-37 | 2037-38 | 2038-39 | 2039-40 | 2040-41 | 2041-42 | 2042-43 | 2043-44 | 2044-45 | 2045-46 | 2046-47 | 2047-48 | 2048-49 | 2049-50
VIC1 | Black Coal | 0 | 0 | 0 | 0 | 0 | 0 | 0 | 0 | 0 | 0 | 0 | 0 | 0 | 0 | 0 | 0 | 0 | 0 | 0 | 0 | 0 | 0 | 0 | 0 | 0 | 0 | 0 | 0 | 0
VIC1 | Brown Coal | 0 | 0 | 0 | 37766.9219 | 0 | 4198.4198 | 0 | 0 | 934.2462 | 0.0008087 | 0 | 0 | 0 | 0 | 0 | 0 | 0 | 0 | 0 | 0 | 0 | 0 | 0 | 0 | 0 | 0 | 0 | 0 | 0
VIC1 | CCGT | 0 | 0 | 0 | 0 | 0 | 0 | 0 | 0 | 0 | 0 | 0 | 0 | 0 | 0 | 0 | 0 | 0 | 0 | 0 | 0 | 0 | 0 | 0 | 0 | 0 | 0 | 0 | 0 | 0
VIC1 | Gas - Steam | 0 | 0 | 0 | 0 | 0 | 0 | 0 | 0 | 0 | 0 | 0 | 0 | 0 | 0 | 0 | 0 | 0 | 0 | 0 | 0 | 0 | 0 | 0 | 0 | 0 | 0 | 0 | 0 | 0
VIC1 | OCGT / Diesel | 0 | 0 | 0 | 0 | 0 | 0 | 0 | 0 | 0 | 0 | 0 | 0 | 0 | 0 | 0 | 0 | 0 | 0 | 0 | 0 | 0 | 0 | 0 | 0 | 0 | 0 | 0 | 0 | 0
VIC1 | Hydro | 0 | 0 | 0 | 0 | 0 | 0 | 0 | 0 | 0 | 0 | 0 | 0 | 0 | 0 | 0 | 0 | 0 | 0 | 0 | 0 | 0 | 0 | 0 | 0 | 0 | 0 | 0 | 0 | 0
VIC1 | Wind | 0 | 0 | 0 | 0 | 0 | 0 | 0 | 0 | 0 | 0 | 0 | 0 | 0 | 0 | 0 | 0 | 0 | 0 | 0 | 0 | 0 | 0 | 0 | 0 | 0 | 0 | 0 | 0 | 0
VIC1 | Solar PV | 0 | 0 | 0 | 0 | 0 | 0 | 0 | 0 | 0 | 0 | 0 | 0 | 0 | 0 | 0 | 0 | 0 | 0 | 0 | 0 | 0 | 0 | 0 | 0 | 0 | 0 | 0 | 0 | 0
VIC1 | Grid Battery | 0 | 0 | 0 | 0 | 0 | 0 | 0 | 0 | 0 | 0 | 0 | 0 | 0 | 0 | 0 | 0 | 0 | 0 | 0 | 0 | 0 | 0 | 0 | 0 | 0 | 0 | 0 | 0 | 0
VIC1 | Pumped Hydro | 0 | 0 | 0 | 0 | 0 | 0 | 0 | 0 | 0 | 0 | 0 | 0 | 0 | 0 | 0 | 0 | 0 | 0 | 0 | 0 | 0 | 0 | 0 | 0 | 0 | 0 | 0 | 0 | 0
VIC1 | VPP | 0 | 0 | 0 | 0 | 0 | 0 | 0 | 0 | 0 | 0 | 0 | 0 | 0 | 0 | 0 | 0 | 0 | 0 | 0 | 0 | 0 | 0 | 0 | 0 | 0 | 0 | 0 | 0 | 0
Total excluding storage |  | 0 | 0 | 0 | 37766.9219 | 0 | 4198.4198 | 0 | 0 | 934.2462 | 0.0008087 | 0 | 0 | 0 | 0 | 0 | 0 | 0 | 0 | 0 | 0 | 0 | 0 | 0 | 0 | 0 | 0 | 0 | 0 | 0
Region | Technology | 2021-22 | 2022-23 | 2023-24 | 2024-25 | 2025-26 | 2026-27 | 2027-28 | 2028-29 | 2029-30 | 2030-31 | 2031-32 | 2032-33 | 2033-34 | 2034-35 | 2035-36 | 2036-37 | 2037-38 | 2038-39 | 2039-40 | 2040-41 | 2041-42 | 2042-43 | 2043-44 | 2044-45 | 2045-46 | 2046-47 | 2047-48 | 2048-49 | 2049-50
SA1 | Black Coal | 0 | 0 | 0 | 0 | 0 | 0 | 0 | 0 | 0 | 0 | 0 | 0 | 0 | 0 | 0 | 0 | 0 | 0 | 0 | 0 | 0 | 0 | 0 | 0 | 0 | 0 | 0 | 0 | 0
SA1 | Brown Coal | 0 | 0 | 0 | 0 | 0 | 0 | 0 | 0 | 0 | 0 | 0 | 0 | 0 | 0 | 0 | 0 | 0 | 0 | 0 | 0 | 0 | 0 | 0 | 0 | 0 | 0 | 0 | 0 | 0
SA1 | CCGT | 0 | 0 | 0 | 0 | 0 | 0 | 0 | 0 | 0 | 0 | 0 | 0 | 0 | 0 | 0 | 0 | 0 | 0 | 0 | 0 | 0 | 0 | 0 | 0 | 0 | 0 | 0 | 0 | 0
SA1 | Gas - Steam | 0 | 0 | 0 | 0 | 0 | 0 | 0 | 0 | 0 | 0 | 0 | 0 | 0 | 0 | 0 | 0 | 0 | 0 | 0 | 0 | 0 | 0 | 0 | 0 | 0 | 0 | 0 | 0 | 0
SA1 | OCGT / Diesel | 0 | 0 | 0 | 0 | 0 | 0 | 0 | 0 | 0 | 0 | 0 | 0 | 0 | 0 | 0 | 0 | 0 | 0 | 0 | 0 | 0 | 0 | 0 | 0 | 0 | 0 | 0 | 0 | 0
SA1 | Hydro | 0 | 0 | 0 | 0 | 0 | 0 | 0 | 0 | 0 | 0 | 0 | 0 | 0 | 0 | 0 | 0 | 0 | 0 | 0 | 0 | 0 | 0 | 0 | 0 | 0 | 0 | 0 | 0 | 0
SA1 | Wind | 0 | 0 | 0 | 0 | 0 | 0 | 0 | 0 | 0 | 0 | 0 | 0 | 0 | 0 | 0 | 0 | 0 | 0 | 0 | 0 | 0 | 0 | 0 | 0 | 0 | 0 | 0 | 0 | 0
SA1 | Solar PV | 0 | 0 | 0 | 0 | 0 | 0 | 0 | 0 | 0 | 0 | 0 | 0 | 0 | 0 | 0 | 0 | 0 | 0 | 0 | 0 | 0 | 0 | 0 | 0 | 0 | 0 | 0 | 0 | 0
SA1 | Grid Battery | 0 | 0 | 0 | 0 | 0 | 0 | 0 | 0 | 0 | 0 | 0 | 0 | 0 | 0 | 0 | 0 | 0 | 0 | 0 | 0 | 0 | 0 | 0 | 0 | 0 | 0 | 0 | 0 | 0
SA1 | Pumped Hydro | 0 | 0 | 0 | 0 | 0 | 0 | 0 | 0 | 0 | 0 | 0 | 0 | 0 | 0 | 0 | 0 | 0 | 0 | 0 | 0 | 0 | 0 | 0 | 0 | 0 | 0 | 0 | 0 | 0
SA1 | VPP | 0 | 0 | 0 | 0 | 0 | 0 | 0 | 0 | 0 | 0 | 0 | 0 | 0 | 0 | 0 | 0 | 0 | 0 | 0 | 0 | 0 | 0 | 0 | 0 | 0 | 0 | 0 | 0 | 0
Total excluding storage |  | 0 | 0 | 0 | 0 | 0 | 0 | 0 | 0 | 0 | 0 | 0 | 0 | 0 | 0 | 0 | 0 | 0 | 0 | 0 | 0 | 0 | 0 | 0 | 0 | 0 | 0 | 0 | 0 | 0
Region | Technology | 2021-22 | 2022-23 | 2023-24 | 2024-25 | 2025-26 | 2026-27 | 2027-28 | 2028-29 | 2029-30 | 2030-31 | 2031-32 | 2032-33 | 2033-34 | 2034-35 | 2035-36 | 2036-37 | 2037-38 | 2038-39 | 2039-40 | 2040-41 | 2041-42 | 2042-43 | 2043-44 | 2044-45 | 2045-46 | 2046-47 | 2047-48 | 2048-49 | 2049-50
TAS1 | Black Coal | 0 | 0 | 0 | 0 | 0 | 0 | 0 | 0 | 0 | 0 | 0 | 0 | 0 | 0 | 0 | 0 | 0 | 0 | 0 | 0 | 0 | 0 | 0 | 0 | 0 | 0 | 0 | 0 | 0
TAS1 | Brown Coal | 0 | 0 | 0 | 0 | 0 | 0 | 0 | 0 | 0 | 0 | 0 | 0 | 0 | 0 | 0 | 0 | 0 | 0 | 0 | 0 | 0 | 0 | 0 | 0 | 0 | 0 | 0 | 0 | 0
TAS1 | CCGT | 0 | 0 | 0 | 0 | 0 | 0 | 0 | 0 | 0 | 0 | 0 | 0 | 0 | 0 | 0 | 0 | 0 | 0 | 0 | 0 | 0 | 0 | 0 | 0 | 0 | 0 | 0 | 0 | 0
TAS1 | Gas - Steam | 0 | 0 | 0 | 0 | 0 | 0 | 0 | 0 | 0 | 0 | 0 | 0 | 0 | 0 | 0 | 0 | 0 | 0 | 0 | 0 | 0 | 0 | 0 | 0 | 0 | 0 | 0 | 0 | 0
TAS1 | OCGT / Diesel | 0 | 0 | 0 | 0 | 0 | 0 | 0 | 0 | 0 | 0 | 0 | 0 | 0 | 0 | 0 | 0 | 0 | 0 | 0 | 0 | 0 | 0 | 0 | 0 | 0 | 0 | 0 | 0 | 0
TAS1 | Hydro | 0 | 0 | 0 | 0 | 0 | 0 | 0 | 0 | 0 | 0 | 0 | 0 | 0 | 0 | 0 | 0 | 0 | 0 | 0 | 0 | 0 | 0 | 0 | 0 | 0 | 0 | 0 | 0 | 0
TAS1 | Wind | 0 | 0 | 0 | 0 | 0 | 0 | 0 | 0 | 0 | 0 | 0 | 0 | 0 | 0 | 0 | 0 | 0 | 0 | 0 | 0 | 0 | 0 | 0 | 0 | 0 | 0 | 0 | 0 | 0
TAS1 | Solar PV | 0 | 0 | 0 | 0 | 0 | 0 | 0 | 0 | 0 | 0 | 0 | 0 | 0 | 0 | 0 | 0 | 0 | 0 | 0 | 0 | 0 | 0 | 0 | 0 | 0 | 0 | 0 | 0 | 0
TAS1 | Grid Battery | 0 | 0 | 0 | 0 | 0 | 0 | 0 | 0 | 0 | 0 | 0 | 0 | 0 | 0 | 0 | 0 | 0 | 0 | 0 | 0 | 0 | 0 | 0 | 0 | 0 | 0 | 0 | 0 | 0
TAS1 | Pumped Hydro | 0 | 0 | 0 | 0 | 0 | 0 | 0 | 0 | 0 | 0 | 0 | 0 | 0 | 0 | 0 | 0 | 0 | 0 | 0 | 0 | 0 | 0 | 0 | 0 | 0 | 0 | 0 | 0 | 0
TAS1 | VPP | 0 | 0 | 0 | 0 | 0 | 0 | 0 | 0 | 0 | 0 | 0 | 0 | 0 | 0 | 0 | 0 | 0 | 0 | 0 | 0 | 0 | 0 | 0 | 0 | 0 | 0 | 0 | 0 | 0
Total excluding storage |  | 0 | 0 | 0 | 0 | 0 | 0 | 0 | 0 | 0 | 0 | 0 | 0 | 0 | 0 | 0 | 0 | 0 | 0 | 0 | 0 | 0 | 0 | 0 | 0 | 0 | 0 | 0 | 0 | 0

## Marinus_REZ Tx Cost
REZ transmission expansion cost by region ($000s) - Marinus Link, High DER Scenario
REZ Expansion | Real June 2020 dollars discounted to 1 July 2020. As with the total capital costs, the REZ transmission expansion costs are annualised for modelling purposes.
Explicitly modelled generation
Region | Technology | 2021-22 | 2022-23 | 2023-24 | 2024-25 | 2025-26 | 2026-27 | 2027-28 | 2028-29 | 2029-30 | 2030-31 | 2031-32 | 2032-33 | 2033-34 | 2034-35 | 2035-36 | 2036-37 | 2037-38 | 2038-39 | 2039-40 | 2040-41 | 2041-42 | 2042-43 | 2043-44 | 2044-45 | 2045-46 | 2046-47 | 2047-48 | 2048-49 | 2049-50
NSW1 | Transmission | 9.744e-05 | 4278.3282 | 14086.6908 | 22912.9303 | 31180.0297 | 38916.6743 | 46001.9516 | 52115.6224 | 113048.7517 | 107870.9462 | 103205.6644 | 98203.3127 | 93705.451 | 89413.5983 | 85546.5734 | 81400.1533 | 78286.7977 | 74701.1429 | 71470.4131 | 68006.2608 | 79877.6886 | 83894.0568 | 80265.7451 | 76375.2853 | 72877.1808 | 75800.9762 | 72522.68 | 69007.5247 | 70664.7094
QLD1 | Transmission | 9.6415e-05 | 0.0001008 | 0.00010611 | 0.00012311 | 0.00011747 | 0.00011209 | 0.00025039 | 2703.3669 | 2579.5487 | 2461.4015 | 2354.949 | 2240.8052 | 2451.4839 | 4123.3632 | 3945.033 | 5488.4572 | 31384.9579 | 29947.4789 | 28652.2884 | 27263.5194 | 26014.8086 | 47905.4044 | 45833.5564 | 50604.8126 | 58849.331 | 91979.9383 | 88001.9225 | 83736.4922 | 100223.117
VIC1 | Transmission | 1.8978e-05 | 1.8109e-05 | 1.7326e-05 | 1.6486e-05 | 1.5731e-05 | 1.501e-05 | 1.4361e-05 | 1.3665e-05 | 1.3039e-05 | 1.2442e-05 | 1.1904e-05 | 1.1327e-05 | 1.0808e-05 | 1.0313e-05 | 9.8671e-06 | 9.3888e-06 | 2931.8833 | 3908.8222 | 3739.7705 | 3558.5048 | 3395.5199 | 4634.8558 | 6285.4393 | 5980.7857 | 7433.9124 | 9165.562 | 11851.9834 | 11277.5208 | 10887.4409
SA1 | Transmission | 9.6645e-05 | 9.2219e-05 | 0.00010492 | 9.9833e-05 | 9.5261e-05 | 9.0898e-05 | 8.839e-05 | 0.00010844 | 0.00010348 | 0.00010093 | 0.00010701 | 0.00020197 | 0.00019583 | 0.00018686 | 0.00019781 | 0.0003966 | 7026.2024 | 10193.8279 | 11500.0418 | 10942.6378 | 10441.4484 | 9963.2142 | 9532.3179 | 9070.2889 | 10706.2919 | 10758.1171 | 10292.8422 | 13933.9769 | 13295.7795
TAS1 | Transmission | 0 | 0 | 0 | 0 | 0 | 0 | 0 | 0 | 0 | 0 | 0 | 347.5367 | 331.619 | 316.4303 | 302.7451 | 288.0711 | 274.877 | 877.4458 | 1257.4635 | 1587.6144 | 1514.8992 | 1445.5145 | 1382.9978 | 1315.9643 | 1255.6911 | 1198.1786 | 1146.3588 | 1090.7951 | 1040.8351
NEM | Total | 0.00030948 | 4278.3284 | 14086.6911 | 22912.9305 | 31180.03 | 38916.6745 | 46001.952 | 54818.9894 | 115628.3005 | 110332.3478 | 105560.6135 | 100791.6548 | 96488.5542 | 93853.392 | 89794.3517 | 87176.682 | 119904.7184 | 119628.7176 | 116619.9774 | 111358.5372 | 121244.3647 | 147843.0457 | 143300.0565 | 143347.1369 | 151122.4072 | 188902.7721 | 183815.7869 | 179046.3098 | 196111.8819

## Marinus_USE+DSP Cost
USE and USE / DSP cost by region ($000s) - Marinus Link, High DER Scenario
USE / DSP | Real June 2020 dollars discounted to 1 July 2020
Explicitly modelled generation
Region | Technology | 2021-22 | 2022-23 | 2023-24 | 2024-25 | 2025-26 | 2026-27 | 2027-28 | 2028-29 | 2029-30 | 2030-31 | 2031-32 | 2032-33 | 2033-34 | 2034-35 | 2035-36 | 2036-37 | 2037-38 | 2038-39 | 2039-40 | 2040-41 | 2041-42 | 2042-43 | 2043-44 | 2044-45 | 2045-46 | 2046-47 | 2047-48 | 2048-49 | 2049-50
NSW1 | USE / DSP | 0.00024123 | 0.00024066 | 0.00024204 | 128.8296 | 0.00024526 | 0.00024407 | 0.00024387 | 0.00024487 | 0.00024294 | 0.00024252 | 0.00024486 | 196.9667 | 0.00025346 | 0.00025387 | 0.00025139 | 0.00025201 | 9904.6927 | 0.00026064 | 10860.944 | 0.00025944 | 32975.8616 | 254.5473 | 1514.2862 | 12502.1901 | 1386.9684 | 1510.8822 | 0.00026498 | 667.2688 | 93.7931
QLD1 | USE / DSP | 0.00024079 | 0.00024028 | 0.00024109 | 0.00024348 | 0.00024419 | 0.00024334 | 0.00024335 | 0.00024506 | 0.00024258 | 0.00024249 | 0.00024508 | 551.9625 | 12601.4777 | 49.9434 | 44.2225 | 39.4557 | 79522.1518 | 300.3892 | 16059.6388 | 3330.1734 | 7450.8036 | 22249.6505 | 8484.5463 | 8258.2404 | 4082.5587 | 80740.9224 | 1404.3753 | 5717.0432 | 11494.9107
VIC1 | USE / DSP | 0.00023956 | 0.00023811 | 0.00023971 | 0.00024177 | 0.00024317 | 0.00024161 | 0.00024226 | 0.0002422 | 0.00024057 | 0.00024006 | 0.00024247 | 45.2308 | 0.00024898 | 0.00025046 | 0.00024723 | 0.00024728 | 2.2543 | 0.00025206 | 1404.7647 | 0.00025308 | 3421.5839 | 0.00025711 | 0.00026011 | 2453.801 | 1602.7441 | 0.00025344 | 0.00025544 | 362.966 | 140.8524
SA1 | USE / DSP | 0.00024149 | 0.00023933 | 0.0002458 | 0.0002425 | 0.00024419 | 0.0002414 | 0.00024139 | 0.00024143 | 0.00023907 | 0.00023815 | 0.00024239 | 68.746 | 0.00024757 | 0.0002495 | 0.0002455 | 178.3101 | 229.3986 | 0.00024911 | 1451.1684 | 0.00024959 | 9101.9674 | 14.5209 | 98.7049 | 4863.8934 | 6052.8266 | 122.3862 | 0.00025107 | 1046.0974 | 153.4251
TAS1 | USE / DSP | 0.00019851 | 0.00019765 | 0.00019877 | 0.00019824 | 0.00019805 | 0.00019815 | 0.00019908 | 0.00019895 | 0.00019887 | 0.00019875 | 0.00019971 | 34.7865 | 0.00020173 | 0.0002014 | 0.0002008 | 0.00020037 | 0.00020163 | 0.00020144 | 574.149 | 0.00020123 | 803.347 | 0.00020238 | 0.00020235 | 319.2592 | 0.00019939 | 0.00020087 | 0.00020036 | 124.6232 | 0.00020269
NEM | Total | 0.0011616 | 0.001156 | 0.0011674 | 128.8305 | 0.0011749 | 0.0011686 | 0.0011699 | 0.0011725 | 0.001164 | 0.001162 | 0.0011745 | 897.6925 | 12601.4787 | 49.9443 | 44.2234 | 217.7666 | 89658.4976 | 300.3902 | 30350.6649 | 3330.1744 | 53753.5636 | 22518.7191 | 10097.5378 | 28397.3841 | 13125.098 | 82374.1913 | 1404.3763 | 7917.9987 | 11882.9816

## Marinus_SyncCon Cost
Synchronous Condenser cost by region ($000s) - Marinus Link, High DER Scenario
SyncCon | Real June 2020 dollars discounted to 1 July 2020
Explicitly modelled generation
Region | Technology | 2021-22 | 2022-23 | 2023-24 | 2024-25 | 2025-26 | 2026-27 | 2027-28 | 2028-29 | 2029-30 | 2030-31 | 2031-32 | 2032-33 | 2033-34 | 2034-35 | 2035-36 | 2036-37 | 2037-38 | 2038-39 | 2039-40 | 2040-41 | 2041-42 | 2042-43 | 2043-44 | 2044-45 | 2045-46 | 2046-47 | 2047-48 | 2048-49 | 2049-50
NSW1 | SyncCon | 0 | 0 | 0 | 0 | 0 | 0 | 0 | 0 | 0 | 0 | 0 | 0 | 0 | 0 | 0 | 0 | 0 | 0 | 0 | 0 | 0 | 0 | 0 | 0 | 0 | 0 | 0 | 0 | 0
QLD1 | SyncCon | 0 | 0 | 0 | 0 | 0 | 0 | 0 | 0 | 0 | 0 | 0 | 0 | 0 | 0 | 0 | 0 | 0 | 0 | 0 | 0 | 0 | 0 | 0 | 0 | 0 | 0 | 0 | 0 | 0
VIC1 | SyncCon | 0 | 0 | 0 | 5300.3168 | 5057.5542 | 4825.9105 | 5193.4638 | 4941.738 | 5406.4157 | 5158.7936 | 5766.7013 | 5516.5884 | 5263.9203 | 5022.8247 | 4805.5939 | 4572.668 | 5667.8899 | 5408.2919 | 5174.3901 | 4923.5888 | 4698.0809 | 4482.9016 | 4289.0218 | 4081.134 | 3894.2118 | 3715.851 | 3949.3245 | 6069.9588 | 5791.9454
SA1 | SyncCon | 0 | 0 | 0 | 0 | 0 | 0 | 0 | 0 | 0 | 0 | 0 | 0 | 0 | 0 | 0 | 0 | 0 | 0 | 0 | 0 | 0 | 0 | 0 | 0 | 0 | 0 | 0 | 0 | 0
TAS1 | SyncCon | 1255.0867 | 1435.462 | 1599.4017 | 1056.0279 | 1061.7031 | 1635.8759 | 2144.9828 | 1820.5003 | 2385.9993 | 2606.8265 | 2308.538 | 1976.2927 | 2132.8427 | 2049.6699 | 2307.7392 | 2329.4399 | 1801.4853 | 1866.7077 | 1734.5359 | 1618.1161 | 1506.0749 | 1360.3036 | 1176.0679 | 1279.4487 | 1153.2667 | 1033.5733 | 1053.9091 | 958.7249 | 866.4523
NEM | Total | 1255.0867 | 1435.462 | 1599.4017 | 6356.3447 | 6119.2573 | 6461.7864 | 7338.4467 | 6762.2383 | 7792.4151 | 7765.6202 | 8075.2393 | 7492.8811 | 7396.7629 | 7072.4946 | 7113.333 | 6902.1079 | 7469.3752 | 7274.9996 | 6908.926 | 6541.7048 | 6204.1557 | 5843.2052 | 5465.0897 | 5360.5827 | 5047.4786 | 4749.4243 | 5003.2336 | 7028.6837 | 6658.3977

## Marinus_System Strength Cost
System Strength cost by region ($000s) - Marinus Link, High DER Scenario
System Strength | Real June 2020 dollars discounted to 1 July 2020
Explicitly modelled generation
Region | Technology | 2021-22 | 2022-23 | 2023-24 | 2024-25 | 2025-26 | 2026-27 | 2027-28 | 2028-29 | 2029-30 | 2030-31 | 2031-32 | 2032-33 | 2033-34 | 2034-35 | 2035-36 | 2036-37 | 2037-38 | 2038-39 | 2039-40 | 2040-41 | 2041-42 | 2042-43 | 2043-44 | 2044-45 | 2045-46 | 2046-47 | 2047-48 | 2048-49 | 2049-50
NSW1 | System Strength | 7.0524e-06 | 480.019 | 1580.4958 | 2570.7805 | 3498.331 | 4366.3655 | 5161.3181 | 5847.2586 | 14182.4128 | 13532.8366 | 12947.5586 | 12319.9938 | 11755.7193 | 11217.2894 | 10732.1558 | 10211.971 | 9858.3459 | 9406.8186 | 8999.9857 | 8563.7587 | 10111.7234 | 11076.6328 | 10597.5825 | 10083.9204 | 9622.0615 | 10504.7048 | 10454.2638 | 10122.1252 | 10199.0669
QLD1 | System Strength | 2.7536e-05 | 2.8498e-05 | 2.796e-05 | 97.8304 | 1154.9958 | 1102.0953 | 1280.323 | 1367.3222 | 1513.1705 | 1443.865 | 1381.4197 | 1314.4626 | 1283.9697 | 1394.3549 | 1334.0509 | 1433.8866 | 2852.4694 | 2721.822 | 2604.1066 | 2477.8863 | 2364.3953 | 4248.2818 | 4064.549 | 4048.3033 | 4135.9173 | 5474.5086 | 5237.743 | 4983.871 | 5781.9599
VIC1 | System Strength | 1.0739e-05 | 1.0652e-05 | 1.0653e-05 | 1.4525e-05 | 1.386e-05 | 1.3225e-05 | 1.4019e-05 | 1.5196e-05 | 1.45e-05 | 1.4321e-05 | 1.5792e-05 | 361.6074 | 715.5447 | 682.7717 | 653.2427 | 837.0287 | 2410.8178 | 2651.9465 | 2537.2532 | 2414.2732 | 2303.6958 | 2639.4615 | 3110.9035 | 2960.1188 | 3370.914 | 4023.1758 | 4437.1964 | 6319.5696 | 6045.0029
SA1 | System Strength | 2.1383e-05 | 2.1497e-05 | 2.504e-05 | 2.3826e-05 | 2.2735e-05 | 2.1694e-05 | 2.1633e-05 | 2.4544e-05 | 2.342e-05 | 2.3016e-05 | 2.6521e-05 | 804.0349 | 767.2089 | 732.0696 | 987.4354 | 1195.7553 | 2281.9754 | 2709.9182 | 2859.309 | 2720.7191 | 2596.106 | 2477.2004 | 2370.0646 | 2255.1882 | 2308.6839 | 2226.8698 | 2130.5606 | 2343.706 | 2453.1545
TAS1 | System Strength | 9.9697e-06 | 9.7793e-06 | 187.5461 | 356.9119 | 505.4372 | 639.6084 | 762.4635 | 868.7286 | 965.6013 | 1051.778 | 1163.795 | 1309.3747 | 1438.2005 | 1552.4785 | 1657.6942 | 1741.3508 | 1818.087 | 1884.1409 | 1953.7134 | 2005.2858 | 1913.4407 | 1825.8022 | 1746.8386 | 1662.1697 | 1586.0398 | 1513.3968 | 1447.9443 | 1377.7628 | 1314.6592
NEM | Total | 7.6681e-05 | 480.0191 | 1768.042 | 3025.5229 | 5158.7641 | 6108.0693 | 7204.1047 | 8083.3095 | 16661.1847 | 16028.4797 | 15492.7733 | 16109.4734 | 15960.6431 | 15578.964 | 15364.579 | 15419.9924 | 19221.6956 | 19374.6462 | 18954.3679 | 18181.9231 | 19289.3612 | 22267.3787 | 21889.9382 | 21009.7005 | 21023.6166 | 23742.6558 | 23707.708 | 25147.0347 | 25793.8433