## Cover
Project Marinus Economic Modelling Results
Supporting the Economic Modelling Appendix to the TasNetworks PACR
TasNetworks | 22 June 2021

## Release notice
Notice
Ernst & Young ("EY") was engaged on the instructions of Tasmanian Networks Pty Ltd (“TasNetworks” or “Client”) to provide market modelling in relation to the proposed Marinus Link interconnector (“Project”), in accordance with the contract dated 14 June 2018.
The results of Ernst & Young’s work, including the assumptions and qualifications made in preparing the workbook dated 22 June 2021 (“Workbook”), are set out in Ernst & Young's report dated 22 June 2021 ("Report"). The Workbook and Report should be read in their entirety including this notice, the applicable scope of the work and any limitations. A reference to the Workbook includes any part of the Workbook. No further work has been undertaken by Ernst & Young since the date of the Workbook to update it.
EY has prepared the Workbook under the directions of the Client. EY has not been engaged to act, and has not acted, as advisor to any other party. Accordingly, EY makes no representations as to the appropriateness, accuracy or completeness of the Workbook for any other party's purposes.
No reliance may be placed upon the Workbook or any of its contents by any party other than the Client (“Third Parties”). Any Third Party receiving a copy of the Workbook must make and rely on their own enquiries in relation to the issues to which the Workbook relates, the contents of the Workbook and all matters arising from or relating to or in any way connected with the Workbook or its contents.
EY disclaims all responsibility to any Third Parties for any loss or liability that the Third Parties may suffer or incur arising from or relating to or in any way connected with the contents of the Workbook, the provision of the Workbook to the Third Parties or the reliance upon the Workbook by the Third Parties.
No claim or demand or any actions or proceedings may be brought against EY arising from or connected with the contents of the Workbook or the provision of the Workbook to the Third Parties. EY will be released and forever discharged from any such claims, demands, actions or proceedings.
Our work commenced on 12 January 2021 and was completed on 19 May 2021. Therefore, our Workbook does not take account of events or circumstances arising after 19 May 2021 and we have no responsibility to update the Workbook for such events or circumstances.
In preparing this Workbook we have considered and relied upon information from a range of sources believed to be reliable and accurate. We do not imply, and it should not be construed, that we have verified any of the information provided to us, or that our enquiries could have identified any matter that a more extensive examination might disclose.
The work performed as part of our scope considers information provided to us and a number of combinations of input assumptions relating to future conditions, which may not necessarily represent actual or most likely future conditions. Additionally, modelling work performed as part of our scope inherently requires assumptions about future behaviours and market interactions, which may result in forecasts that deviate from future conditions. There will usually be differences between estimated and actual results, because events and circumstances frequently do not occur as expected, and those differences may be material. We take no responsibility that the projected outcomes will be achieved, if any.
We highlight that our analysis and Workbook do not constitute investment advice or a recommendation to you on a future course of action. We provide no assurance that the scenarios we have modelled will be accepted by any relevant authority or third party.
Our conclusions are based, in part, on the assumptions stated and on information provided by the Client and other information sources used during the course of the engagement. The modelled outcomes are contingent on the collection of assumptions as agreed with the Client and no consideration of other market events, announcements or other changing circumstances are reflected in this Workbook. Neither EY nor any member or employee thereof undertakes responsibility in any way whatsoever to any person in respect of errors in this Workbook arising from incorrect information provided by the Client or other information sources used.
EY has consented to the Workbook being published electronically on the Client’s website alongside the Report and Addendum for informational purposes only. EY has not consented to distribution or disclosure beyond this. The material contained in the Workbook, including the EY logo, is copyright. The copyright in the material contained in the Workbook itself, excluding EY logo, vests in the Client. The Workbook, including the EY logo, cannot be altered without prior written permission from EY.
EY’s liability is limited by a scheme approved under Professional Standards Legislation.

## Version notes
Change log
2021-06-22 | 1 | Project Marinus Economic Modelling Result Workbooks supporting the Addendum to the PACR, High DER Scenario. Marinus Link stage 1 from 1 July 2027 and stage 2 from 1 July 2029.

## Abbreviations and notes
Acronyms
AEMO | Australian Energy Market Operator
CCGT | Closed cycle gas turbine
Diesel | Diesel generator
Distributed PV | PV non-scheduled generators (PVNSG) and Rooftop PV
DSP | Demand-side participation
ESOO | Electricity Statement Of Opportunities
FOM | Fixed operations and maintenance
Gas - Steam | Gas-powered steam turbine
GWh | Gigawatt-hours
Grid Battery | Explicitly modelled existing and new entrant (8 hour or less) battery storage
MW | Megawatts
NEM | National Electricity Market
OCGT | Open cycle gas turbine
PACR | Project Assessment Conclusions Report
PV | Photovoltaic
PVNSG | PV non-scheduled generators
Rehab | Rehabilitation (after closing an existing generator)
USE | Unserved energy
VOM | Variable operations and maintenance
VPP | Virtual power plants
Notes
1. BaseCase simulations do not include Marinus Link. Marinus simulations include Marinus Link stage 1 from 1 July 2027 and stage 2 2029.
2. Tumut 3 generation is included in Hydro, whereas Tumut 3 pump is included in Pumped Hydro Pump.
3. REZ expansion costs only capture intra-regional network augmentations. These costs do not include the cost of interconnectors.
4. New entrant capacity and retiring capacity for allowable generators are made at the beginning of each financial year, on 1 July.
5. Other non-scheduled generation is handled on the demand side as per AEMO's 2020 ESOO.

## ---Compare options---
Compare |  | Marinus | to | BaseCase |  | 0 | 1 | 2 | 3 | 4 | 5 | 6 | 7 | 8 | 9 | 10 | 11 | 12 | 13 | 14 | 15 | 16 | 17 | 18 | 19 | 20 | 21 | 22 | 23 | 24 | 25 | 26 | 27 | 28
NEM discounted market benefits by year
Select region | NEM
[5 empty] | Real June 2020 dollars ($m) discounted to 1 July 2020 | 2021-22 | 2022-23 | 2023-24 | 2024-25 | 2025-26 | 2026-27 | 2027-28 | 2028-29 | 2029-30 | 2030-31 | 2031-32 | 2032-33 | 2033-34 | 2034-35 | 2035-36 | 2036-37 | 2037-38 | 2038-39 | 2039-40 | 2040-41 | 2041-42 | 2042-43 | 2043-44 | 2044-45 | 2045-46 | 2046-47 | 2047-48 | 2048-49 | 2049-50
|  |  |  | Build | CAPEX | 9.4876e-05 | 8.3787e-05 | 9.5827e-05 | 22.8491 | -12.5389 | -8.0537 | 0.073904 | -3.9255 | 7.0709 | 6.7206 | 6.4397 | -4.1448 | 9.4965 | 17.9411 | 33.6024 | 52.2875 | 87.6117 | 67.9456 | 73.8897 | 70.3502 | 53.1252 | 62.8042 | 70.0706 | 83.3789 | 92.0168 | 102.2128 | 60.0646 | 47.6186 | 65.5673
|  |  |  | FOM | FOM | 1.7238e-05 | 1.4908e-05 | 1.5513e-05 | -12.6456 | 126.913 | -5.0065 | 18.4226 | 16.6958 | 29.103 | 16.6677 | 15.9478 | 11.2187 | 13.474 | 14.7688 | 6.3879 | 11.2176 | 20.1361 | 16.2654 | 17.8665 | 17.0102 | 12.2554 | 14.2274 | 16.6214 | 18.378 | 20.7295 | 23.0925 | 13.7553 | 8.3022 | 14.687
|  |  |  | Fuel | Fuel | -0.48315 | -2.9335 | -5.5972 | -18.7911 | -16.7995 | -24.2914 | 21.7073 | 41.7178 | 20.8357 | 18.4248 | 27.5819 | 100.3459 | 88.8988 | 83.6866 | 73.6179 | 62.3621 | 79.1499 | 96.2099 | 90.3013 | 95.3652 | 94.0998 | 124.552 | 101.5861 | 65.3996 | 71.7875 | 68.1305 | 121.5778 | 123.967 | 79.5021
|  |  |  | VOM | VOM | 0.066505 | 0.52796 | 0.90056 | -0.050169 | 3.6179 | 5.3871 | 1.6282 | 1.8328 | 0.31686 | 2.2891 | 0.56256 | 1.9098 | -1.3 | -4.7465 | -3.0819 | -6.0923 | -9.9625 | -7.0142 | -4.9371 | -6.3356 | -1.109 | -4.299 | -6.4555 | -6.285 | -9.8863 | -9.5769 | -6.7313 | -4.714 | -6.2136
|  |  |  | REHAB | REHAB | 0 | 0 | 0 | 12.6318 | -20.3429 | 0.38268 | -12.6723 | 0 | 1.6289 | 0.051859 | 0 | 0 | 0 | 0 | 0 | 0 | 0 | 0 | 0 | 0 | 0 | 0 | 0 | 0 | 0 | 0 | 0 | 0 | 0
|  |  |  | REZ Tx | REZ | 3.6911e-06 | 4.3833e-06 | 4.5842e-06 | 4.6602e-06 | 4.4961e-06 | 4.3864e-06 | 6.1376e-06 | 6.567 | 9.3084 | 9.4384 | 9.818 | 10.056 | 10.3978 | 12.9111 | 13.2774 | 12.5118 | 17.6449 | 16.1278 | 17.5009 | 17.0194 | 13.1808 | 8.5349 | 9.666 | 10.0553 | 13.233 | 10.8838 | 6.6778 | 9.1543 | 15.8416
|  |  |  | USE+DSP | USE+DSP | 1.3552e-05 | 1.3485e-05 | 1.3618e-05 | 0.039913 | 1.3662e-05 | 1.3604e-05 | 1.3621e-05 | 1.3659e-05 | 1.3555e-05 | 1.3537e-05 | 1.365e-05 | 1.5696 | 1.5206 | 0.049869 | 0.12562 | -0.066095 | 2.8592 | -0.054224 | -0.17942 | 0.37947 | 25.0282 | -1.7089 | -0.52009 | 4.6676 | -2.8594 | -5.2931 | 0.073316 | -0.7591 | 0.79672
|  |  |  | SyncCon | SyncCon | -0.0062773 | -0.048122 | -0.020695 | 0.45705 | 0.11356 | -0.24057 | -0.89508 | -0.51383 | -1.2812 | -1.2968 | -0.89711 | -0.60008 | -0.66699 | -0.36707 | -0.46431 | -0.27623 | 0.21669 | 0.10924 | 0.14025 | 0.37951 | 0.52556 | 0.56279 | 0.73352 | 0.56209 | 0.63577 | 0.57134 | 0.26107 | -1.1361 | -0.92684
|  |  |  | System Strength | System Strength | 8.886e-07 | 9.5203e-07 | 8.9084e-07 | 0.46345 | -0.25231 | -0.16057 | 0.0047846 | 0.36664 | -0.080653 | -0.072992 | -0.064223 | -0.27945 | 0.029355 | 0.22697 | 0.59421 | 0.99678 | 1.9649 | 1.5949 | 1.7307 | 1.6478 | 1.371 | 1.0644 | 1.3147 | 1.2918 | 1.2078 | 1.4499 | 0.83403 | 0.58815 | 1.2743
[5 empty] | Total cumulative market benefits | -0.42279 | -2.8763 | -7.5935 | -2.6391 | 78.0718 | 46.0889 | 74.3583 | 137.099 | 204.0009 | 256.2236 | 315.6122 | 435.6879 | 557.5379 | 682.0088 | 806.0681 | 939.0094 | 1138.6303 | 1329.8146 | 1526.1275 | 1721.9437 | 1920.4206 | 2126.1583 | 2319.1751 | 2496.6236 | 2683.4883 | 2874.9593 | 3071.472 | 3254.4932 | 3425.0218
NEM capacity difference by year
Select region | NEM
[5 empty] | Capacity difference (MW) | 2021-22 | 2022-23 | 2023-24 | 2024-25 | 2025-26 | 2026-27 | 2027-28 | 2028-29 | 2029-30 | 2030-31 | 2031-32 | 2032-33 | 2033-34 | 2034-35 | 2035-36 | 2036-37 | 2037-38 | 2038-39 | 2039-40 | 2040-41 | 2041-42 | 2042-43 | 2043-44 | 2044-45 | 2045-46 | 2046-47 | 2047-48 | 2048-49 | 2049-50
[5 empty] | Black Coal | 0 | 0 | 0 | 248.5144 | -192.6152 | -115.1397 | -680.4174 | -680.4174 | -501.1615 | -501.1615 | -501.1615 | -438.8653 | -438.8653 | -438.8653 | 2.2658 | 9e-05 | 0 | 0 | 0 | 0 | 0 | 0 | 0 | 0 | 0 | 0 | 0 | 0 | 0
[5 empty] | Brown Coal | 0 | 0 | 0 | 55.5467 | 92.8829 | 64.4702 | 64.4702 | 64.4702 | -121.0801 | -0.00044202 | -0.00030065 | 0 | 0 | 0 | 0 | 0 | 0 | 0 | 0 | 0 | 0 | 0 | 0 | 0 | 0 | 0 | 0 | 0 | 0
[5 empty] | CCGT | 0 | 0 | 0 | 0 | 0 | 0 | 0 | 0 | 0 | 0 | 0 | 0 | 0 | 0 | 0 | 0 | 0 | 0 | 0 | 0 | 0 | 0 | 0 | 0 | 0 | 0 | 0 | 0 | 0
[5 empty] | Gas - Steam | 0 | 0 | 0 | 0 | 0 | 0 | 0 | 0 | 0 | 0 | 0 | 0 | 0 | 0 | 0 | 0 | 0 | 0 | 0 | 0 | 0 | 0 | 0 | 0 | 0 | 0 | 0 | 0 | 0
[5 empty] | OCGT / Diesel | 0 | 0 | 0 | 0 | 0 | 0 | 0 | 0 | 0 | 0 | 0 | 0 | 0 | 0 | 0 | 0 | 0 | 0 | -148.5276 | -148.5276 | -457.0864 | -510.6086 | -455.2013 | -1132.842 | -1106.8819 | -1152.5967 | -1152.5967 | -718.1246 | -718.1246
[5 empty] | Hydro | 0 | 0 | 0 | 0 | 0 | 0 | 250 | 250 | 250 | 250 | 250 | 250 | 250 | 250 | 250 | 250 | 250 | 250 | 250 | 250 | 250 | 250 | 250 | 250 | 250 | 250 | 250 | 250 | 250
[5 empty] | Wind | 0 | 0.00014253 | 0.00037134 | -220.7745 | 124.1924 | 82.2502 | -5.3709 | 42.1779 | -349.713 | -353.8849 | -354.1746 | -202.8221 | -417.8613 | -569.3401 | -869.3829 | -1352.6546 | -2139.6735 | -1899.1228 | -2095.7168 | -2096.6959 | -1777.1576 | -1892.4706 | -2053.2003 | -2102.9145 | -2474.6266 | -3078.6807 | -1646.088 | -681.0758 | -1598.5386
[5 empty] | Solar PV | 0 | 0 | 0 | 0 | 0 | 0 | 0 | -0.00016947 | 468.7633 | 468.7633 | 468.7633 | 468.7633 | 468.7633 | 468.7633 | 468.7633 | 468.7633 | 256.5441 | 256.5441 | 256.5441 | 256.5438 | 298.1641 | 163.3033 | -124.4787 | -124.4787 | -64.8541 | 147.0877 | -292.7518 | -377.3342 | -557.2705
[5 empty] | Grid Battery | 0 | 0 | 0 | 0 | 0 | 0 | 0 | 0 | 0 | 0 | 0 | 0 | 0 | 0 | 0 | 0 | -0.00081669 | -0.00081774 | -0.0010324 | -0.0010344 | -0.0019999 | -0.0020119 | -0.0020127 | 41.3975 | 54.0953 | 24.5164 | 24.5163 | 24.516 | 24.5161
[5 empty] | Pumped Hydro | 0 | 0 | 0 | 0 | 0 | 0 | 0 | 0 | 0.0001 | 0.0001 | 0.0001 | 0.0001 | -2.0613e-05 | -2.0748e-05 | -2.1223e-05 | 79.2564 | 201.6092 | 274.6303 | 355.3597 | 355.363 | 499.8043 | 457.5387 | 457.5387 | 457.5386 | 457.5386 | 520.7402 | 520.7402 | -23.5891 | -23.5891
[5 empty] | VPP | 0 | 0 | 0 | 0 | 0 | 0 | 0 | 0 | 0 | 0 | 0 | 0 | 0 | 0 | 0 | 0 | 0 | 0 | 0 | 0 | 0 | 0 | 0 | 0 | 0 | 0 | 0 | 0 | 0
[5 empty] | Grid Battery pump | 0 | 0 | 0 | 0 | 0 | 0 | 0 | 0 | 0 | 0 | 0 | 0 | 0 | 0 | 0 | 0 | -0.00081669 | -0.00081774 | -0.0010324 | -0.0010344 | -0.0019999 | -0.0020119 | -0.0020127 | 41.3975 | 54.0953 | 24.5164 | 24.5163 | 24.516 | 24.5161
[5 empty] | Pumped Hydro Pump | 0 | 0 | 0 | 0 | 0 | 0 | 0 | 0 | 0.0001 | 0.0001 | 0.0001 | 0.0001 | -2.0613e-05 | -2.0748e-05 | -2.1223e-05 | 79.2564 | 201.6092 | 274.6303 | 355.3597 | 355.363 | 499.8043 | 457.5387 | 457.5387 | 457.5386 | 457.5386 | 520.7402 | 520.7402 | -23.5891 | -23.5891
[5 empty] | VPP pump | 0 | 0 | 0 | 0 | 0 | 0 | 0 | 0 | 0 | 0 | 0 | 0 | 0 | 0 | 0 | 0 | 0 | 0 | 0 | 0 | 0 | 0 | 0 | 0 | 0 | 0 | 0 | 0 | 0
NEM generation difference by year
Select region | NEM
[5 empty] | Sent-out generation difference (GWh)* | 2021-22 | 2022-23 | 2023-24 | 2024-25 | 2025-26 | 2026-27 | 2027-28 | 2028-29 | 2029-30 | 2030-31 | 2031-32 | 2032-33 | 2033-34 | 2034-35 | 2035-36 | 2036-37 | 2037-38 | 2038-39 | 2039-40 | 2040-41 | 2041-42 | 2042-43 | 2043-44 | 2044-45 | 2045-46 | 2046-47 | 2047-48 | 2048-49 | 2049-50
[5 empty] | Black Coal | 20.6994 | 135.2085 | 265.7784 | 816.1602 | -369.8272 | 249.1012 | -1279.5747 | -2011.0679 | -363.7316 | -588.3981 | -1142.0175 | -1753.8434 | -1189.5631 | -1650.3072 | 644.2115 | 1140.4695 | 625.6369 | 1160.6027 | 1440.7779 | 243.733 | 537.847 | 640.6467 | 19.3229 | 228.1208 | 405.1491 | 69.2318 | 70.5646 | 200.6698 | 7.2563
[5 empty] | Brown Coal | 0.2075 | 39.4567 | -1.5801 | 367.7021 | 702.4588 | 597.6118 | 563.213 | 631.3124 | -785.5717 | 71.431 | 231.7318 | 256.7689 | 314.5036 | 159.1093 | 172.3508 | 320.5923 | 1009.7651 | 950.6865 | 756.2984 | 593.8727 | 712.0558 | 682.8715 | 665.1854 | 1171.983 | 1191.611 | 921.9592 | 460.5493 | 0 | 0
[5 empty] | CCGT | -9.5578e-05 | -9.6387e-05 | -6.5271e-05 | -27.1456 | 7.9632 | -21.9788 | -22.1725 | -23.1332 | 1.0089 | -3.9024 | -71.1138 | -1034.291 | -1137.3552 | -307.8887 | -1585.0549 | -1386.9457 | -416.6215 | -336.5749 | -73.9065 | -114.6141 | -373.5655 | -90.1338 | -87.0611 | -141.352 | -29.7663 | -0.00086741 | -0.00087048 | -0.0012328 | -0.0011969
[5 empty] | Gas - Steam | -5.5e-06 | -2.4e-06 | -4e-06 | -2.2919 | 0.44056 | -0.92868 | -3.3763 | -5.7147 | -7.0292e-06 | -0.35465 | -8.5098e-06 | -162.9655 | -142.8887 | -478.8419 | -44.0172 | -57.5449 | -247.3206 | -235.887 | -2.4644 | -3.6047 | -17.6102 | -4.7473 | -3.0132 | -13.8303 | -16.6135 | 0 | 0 | 0 | 0
[5 empty] | OCGT / Diesel | -0.0001499 | -0.00015506 | -0.00018714 | -8.2794 | 1.7364 | -7.1357 | -2.1553 | 9.9406 | -0.38395 | 4.6951 | -5.2356 | -202.4519 | -155.9365 | -228.9307 | -298.6259 | -350.9077 | -1128.3914 | -1622.8193 | -1884.8061 | -1855.1249 | -1894.5621 | -2771.5265 | -2171.144 | -1516.1266 | -1851.4203 | -1769.7551 | -3212.2666 | -3236.9404 | -2081.2525
[5 empty] | Hydro | -22.6032 | -187.0744 | -303.9102 | -506.9527 | -936.0922 | -1380.3277 | 307.0784 | 889.945 | 819.252 | -5.1616 | 750.914 | 2144.6493 | 2309.9387 | 3074.9583 | 2586.6658 | 2739.4003 | 3809.2237 | 3549.493 | 2454.9933 | 3862.4366 | 2089.2881 | 3458.8667 | 4101.1852 | 2810.5948 | 4360.5478 | 4389.7941 | 4112.4433 | 3501.4371 | 4043.242
[5 empty] | Wind | -0.0016282 | 0.17746 | -0.0063918 | -865.7448 | 546.6869 | 384.2065 | 111.0568 | 29.6273 | -1087.4655 | -1045.7823 | -1204.3147 | -708.0124 | -1061.3971 | -1791.5787 | -2756.1388 | -3570.5398 | -4194.0752 | -3748.7481 | -3453.8103 | -3059.1083 | -1806.1446 | -1812.9231 | -2096.123 | -2169.8544 | -3355.352 | -3640.61 | -561.9052 | 749.8677 | -968.978
[5 empty] | Solar PV | -4.101e-05 | -0.0023276 | -0.056931 | -0.48286 | 4.8546e-05 | -1.3986 | -0.0023856 | 1.0635 | 1105.3044 | 1133.1123 | 1115.6213 | 1124.5182 | 1093.1119 | 1045.7642 | 1097.689 | 1087.9688 | 578.331 | 615.7564 | 634.7335 | 576.2566 | 696.3923 | 375.5546 | -228.0011 | -180.8991 | -25.9083 | 446.3135 | -240.4154 | -842.542 | -835.5822
[5 empty] | Grid Battery | 0.26283 | 0.57679 | -2.3375 | -1.3078 | -4.7244 | 4.2494 | -8.5713 | -8.3814 | -23.876 | -9.9611 | -10.4733 | -3.0702 | -4.4341 | -1.6833 | -2.9044 | -2.7899 | 1.8563 | -0.92415 | -2.8909 | -2.3837 | 1.1247 | 2.3205 | 2.2743 | 58.018 | 76.1555 | 34.0701 | 34.5601 | 29.1143 | 32.0286
[5 empty] | Pumped Hydro | 0.58789 | 2.5538 | 1.4327 | -257.1183 | 10.3936 | -1.3712 | -599.0084 | -407.1619 | -822.4714 | -753.7205 | -258.4423 | -103.7679 | 6.6129 | -255.2322 | -53.5602 | 282.2922 | 417.5217 | 683.1668 | 853.2699 | 617.3198 | 753.6029 | 1236.1935 | 757.5599 | 1111.268 | 1089.7569 | 1140.5477 | 1326.5392 | 301.7613 | -53.1962
[5 empty] | VPP | 0.034356 | -0.83781 | -3.1282 | -7.8873 | -6.3024 | -0.55523 | -41.389 | -37.7136 | -67.5217 | -52.7181 | -32.0812 | 0.67904 | -6.1959 | -26.296 | -4.8373 | -6.0327 | 47.5657 | 39.1001 | -20.3936 | -1.0399 | 67.4958 | 91.7427 | 2.9978 | 71.0953 | 215.8334 | 111.404 | 74.3398 | 44.7446 | 329.0077
[5 empty] | Grid Battery pump | 0.3245 | 0.71209 | -2.8858 | -1.3509 | -5.7139 | 4.8638 | -10.5833 | -10.3458 | -29.1814 | -12.5927 | -13.1362 | -4.1729 | -4.6545 | -2.309 | -3.5856 | -3.4443 | 2.2918 | -1.1408 | -3.5688 | -2.9427 | 1.3888 | 2.8651 | 2.808 | 68.3329 | 89.8109 | 40.113 | 40.8526 | 34.2516 | 37.6963
[5 empty] | Pumped Hydro Pump | -0.000139 | 0.18059 | 0.50612 | -415.1199 | 64.8067 | -56.8185 | -943.2425 | -909.7894 | -1064.8885 | -1103.0902 | -583.2487 | -475.9464 | -69.3745 | -512.4434 | -278.7662 | 170.28 | 413.8996 | 863.8349 | 709.3557 | 715.6526 | 664.4637 | 1436.8724 | 689.9031 | 1013.6715 | 1353.6106 | 1215.5985 | 1649.9139 | 456.6516 | -111.3789
[5 empty] | VPP pump | 0.04123 | -1.0056 | -3.7552 | -9.0887 | -7.2897 | -1.3186 | -50.1343 | -44.8078 | -80.7382 | -63.578 | -39.0698 | 0.94693 | -7.0912 | -30.9659 | -6.3135 | -7.3847 | 55.9736 | 48.2603 | -24.548 | -1.0001 | 81.9731 | 109.4899 | 3.5755 | 84.8777 | 258.6537 | 134.546 | 88.0504 | 54.9143 | 394.3042
*Generation shown is sent-out, as is demand. The difference in sent-out generation with the Marinus Link option and the Base Case is due to the difference in losses from interconnectors and storage.

## BaseCase_CF
Annual capacity factor by technology - BaseCase, High DER Scenario
Explicitly modelled generation
Region | Technology | 2021-22 | 2022-23 | 2023-24 | 2024-25 | 2025-26 | 2026-27 | 2027-28 | 2028-29 | 2029-30 | 2030-31 | 2031-32 | 2032-33 | 2033-34 | 2034-35 | 2035-36 | 2036-37 | 2037-38 | 2038-39 | 2039-40 | 2040-41 | 2041-42 | 2042-43 | 2043-44 | 2044-45 | 2045-46 | 2046-47 | 2047-48 | 2048-49 | 2049-50
NEM | Black Coal | 56.03% | 50.26% | 54.41% | 66.04% | 69.14% | 66.22% | 60.11% | 68.07% | 63.31% | 61.67% | 59.28% | 63.83% | 68.54% | 64.84% | 63.48% | 65.83% | 69.72% | 69.79% | 65.37% | 63.87% | 60.1% | 68.53% | 63.75% | 62.32% | 61.85% | 61.91% | 58.65% | 56.98% | 51.04%
NEM | Brown Coal | 70.83% | 67.15% | 67.94% | 68.39% | 71.97% | 74.1% | 71.81% | 70.65% | 69.07% | 73.28% | 71.47% | 70.39% | 72.02% | 70.19% | 74.08% | 69.65% | 61.72% | 65.32% | 57.63% | 61.13% | 67.88% | 67.02% | 63.45% | 62.54% | 61.81% | 63.51% | 64.27% | - | -
NEM | CCGT | 8.417% | 8.417% | 7.524% | 7.817% | 6.861% | 7.014% | 7.174% | 7.949% | 6.918% | 7.225% | 8.461% | 21.2% | 23.18% | 22.89% | 21.04% | 21.95% | 32.63% | 32.25% | 27.34% | 27.92% | 29.18% | 33.74% | 29.14% | 31.19% | 32.08% | 28.26% | 28.34% | 28.26% | 28.26%
NEM | Gas - Steam | 5.747% | 5.867% | 5.972% | 1.374% | 1.3% | 1.374% | 1.347% | 1.431% | 1.273% | 1.281% | 1.277% | 3.125% | 2.517% | 6.611% | 2.701% | 2.737% | 9.976% | 8.324% | 22.91% | 23.95% | 29.25% | 32.65% | 30.66% | 27.67% | 35.74% | - | - | - | -
NEM | OCGT / Diesel | 0.0844% | 0.03795% | 0.1855% | 0.1603% | 0.02375% | 0.08359% | 0.05523% | 0.1328% | 0.01029% | 0.01153% | 0.06799% | 1.128% | 0.7737% | 1.185% | 1.107% | 1.378% | 5.626% | 5.91% | 10.52% | 11.77% | 8.304% | 12.3% | 15.78% | 8.481% | 10.2% | 12.79% | 16.93% | 19.88% | 19.75%
NEM | Hydro | 20.37% | 20.86% | 20.85% | 25.21% | 26% | 23.95% | 24.37% | 27.34% | 23.64% | 21.65% | 21.23% | 21.13% | 21.89% | 21.23% | 20.23% | 19.01% | 21.5% | 18.96% | 17.99% | 16.46% | 16.93% | 18.02% | 17.71% | 17.52% | 16.91% | 19.88% | 17.32% | 16.75% | 15.51%
NEM | Wind | 34.08% | 35.65% | 32.66% | 33.65% | 36.01% | 37.58% | 38.48% | 35.72% | 33.75% | 34.74% | 36.13% | 34.42% | 33.46% | 35.61% | 36.93% | 37.49% | 35.4% | 34.91% | 35.14% | 35.47% | 33.31% | 31.45% | 33.83% | 35.14% | 36.16% | 34.46% | 33.63% | 33.28% | 32.47%
NEM | Solar PV | 29.56% | 29.16% | 29.63% | 28.43% | 27.85% | 29.48% | 29.85% | 26.38% | 27.51% | 28.74% | 29.13% | 29.26% | 28.18% | 27.59% | 29.35% | 29.41% | 26.14% | 27.33% | 28.62% | 28.88% | 28.92% | 27.61% | 26.88% | 28.16% | 28.16% | 25.04% | 25.49% | 25.59% | 25.24%
NEM | Grid Battery | 9.489% | 5.617% | 5.624% | 6.193% | 5.653% | 5.681% | 5.621% | 5.259% | 4.962% | 5.241% | 5.074% | 5.211% | 4.987% | 4.47% | 4.881% | 4.891% | 4.496% | 4.447% | 4.754% | 3.949% | 2.571% | 4.546% | 4.432% | 9.137% | 8.974% | 11.2% | 11.15% | 11.13% | 11.21%
NEM | Pumped Hydro | 0.7331% | 2.161% | 3.187% | 25.82% | 20.26% | 20.56% | 21.46% | 24.14% | 22.68% | 24.63% | 24.51% | 26.21% | 23.79% | 24.08% | 25.47% | 24.82% | 24.01% | 22.81% | 24.53% | 23.28% | 25.34% | 24.25% | 24% | 25.94% | 25.16% | 23.31% | 22.78% | 24.5% | 23.55%
NEM | VPP | 7.704% | 8.791% | 8.126% | 9.578% | 9.12% | 8.964% | 8.295% | 7.753% | 7.02% | 6.986% | 6.663% | 6.908% | 6.844% | 6.554% | 6.778% | 6.752% | 6.27% | 6.154% | 6.214% | 5.96% | 6.096% | 5.877% | 5.726% | 5.931% | 5.639% | 5.189% | 5.078% | 5.095% | 4.393%
Region | Technology | 2021-22 | 2022-23 | 2023-24 | 2024-25 | 2025-26 | 2026-27 | 2027-28 | 2028-29 | 2029-30 | 2030-31 | 2031-32 | 2032-33 | 2033-34 | 2034-35 | 2035-36 | 2036-37 | 2037-38 | 2038-39 | 2039-40 | 2040-41 | 2041-42 | 2042-43 | 2043-44 | 2044-45 | 2045-46 | 2046-47 | 2047-48 | 2048-49 | 2049-50
NSW1 | Black Coal | 51.16% | 44.9% | 48.55% | 61.84% | 67.07% | 62.72% | 56.2% | 64.9% | 57.74% | 57.38% | 53.33% | 56.46% | 65.68% | 59.65% | 51% | 61.67% | 67.96% | 66.61% | 62.1% | 54.64% | 47.26% | - | - | - | - | - | - | - | -
NSW1 | Brown Coal | bar: 2021-22 to 2049-50
NSW1 | CCGT | 0.6146% | 0.6146% | 1.849% | 1.177% | 1.161% | 1.161% | 1.164% | 1.161% | 1.161% | 1.161% | 1.164% | 19.24% | 18.65% | 20.06% | 20.72% | 18.86% | 30.18% | 32.94% | 27.1% | 25.81% | 25.1% | 31.38% | 3.951% | - | - | - | - | - | -
NSW1 | Gas - Steam | bar: 2021-22 to 2049-50
NSW1 | OCGT / Diesel | 0.0002592% | 1.726e-07% | 0.1038% | 0.4148% | 0.03597% | 0.1527% | 0.04777% | 0.0623% | 2.402e-07% | 2.49e-07% | 2.75e-07% | 0.3347% | 0.1511% | 0.2313% | 1.179% | 1.405% | 5.669% | 9.009% | 14.83% | 17.77% | 8.233% | 16.55% | 23.19% | 8.899% | 9.401% | 13.24% | 22.2% | 26.48% | 25.06%
NSW1 | Hydro | 8.883% | 9.371% | 8.65% | 12.69% | 12% | 11.69% | 11.74% | 16.35% | 12.68% | 10.95% | 12.29% | 12.91% | 14.32% | 14.78% | 14.99% | 14.03% | 17.73% | 14.16% | 13.17% | 12.21% | 12.41% | 14.64% | 15.12% | 15.8% | 15.09% | 18.08% | 14.84% | 14.44% | 13.43%
NSW1 | Wind | 32.14% | 36.67% | 35.12% | 34.55% | 37.55% | 38.61% | 38.13% | 33.87% | 30.57% | 32.76% | 34.03% | 33.83% | 32.77% | 34.97% | 36.61% | 36.6% | 33.08% | 30.33% | 32.52% | 33.49% | 33.37% | 31.75% | 33.85% | 35.23% | 35.12% | 31.67% | 29.24% | 30.76% | 30.87%
NSW1 | Solar PV | 28.63% | 28.53% | 28.72% | 27.65% | 26.32% | 28.48% | 28.63% | 26.07% | 26.86% | 28.34% | 28.8% | 28.58% | 27.69% | 26.72% | 28.75% | 28.66% | 25.92% | 26.67% | 28.2% | 28.53% | 28.21% | 27.26% | 26.43% | 27.97% | 27.86% | 25.03% | 25.2% | 26.48% | 26.11%
NSW1 | Grid Battery | bar: 2021-22 to 2049-50
NSW1 | Pumped Hydro | 1.059% | 3.75% | 5.157% | 63.1% | 22.85% | 23.51% | 24.75% | 27.29% | 24.47% | 26.54% | 26.35% | 27.82% | 25.19% | 25.63% | 27.05% | 26.39% | 25.76% | 23.97% | 26% | 24.74% | 26.76% | 25.23% | 25.27% | 27.68% | 26.92% | 26.89% | 25.39% | 27.19% | 27.58%
NSW1 | VPP | 7.197% | 8.83% | 7.405% | 9.279% | 8.618% | 8.566% | 8.191% | 7.68% | 6.991% | 6.96% | 6.674% | 6.918% | 6.854% | 6.556% | 6.805% | 6.732% | 6.266% | 6.091% | 6.202% | 5.906% | 6.054% | 5.853% | 5.862% | 6.055% | 5.842% | 5.532% | 5.274% | 5.451% | 4.968%
Region | Technology | 2021-22 | 2022-23 | 2023-24 | 2024-25 | 2025-26 | 2026-27 | 2027-28 | 2028-29 | 2029-30 | 2030-31 | 2031-32 | 2032-33 | 2033-34 | 2034-35 | 2035-36 | 2036-37 | 2037-38 | 2038-39 | 2039-40 | 2040-41 | 2041-42 | 2042-43 | 2043-44 | 2044-45 | 2045-46 | 2046-47 | 2047-48 | 2048-49 | 2049-50
QLD1 | Black Coal | 62.18% | 56.7% | 60.38% | 70.76% | 70.9% | 68.89% | 63.09% | 70.79% | 66.5% | 64.12% | 62.69% | 66.85% | 69.71% | 66.97% | 66.44% | 66.94% | 70.34% | 70.89% | 66.5% | 67.08% | 64.55% | 68.53% | 63.75% | 62.32% | 61.85% | 61.91% | 58.65% | 56.98% | 51.04%
QLD1 | Brown Coal | bar: 2021-22 to 2049-50
QLD1 | CCGT | 8.33% | 8.33% | 9.298% | 10.98% | 9.166% | 9.457% | 9.751% | 11.23% | 9.275% | 9.859% | 12.2% | 24.9% | 28.83% | 25.55% | 24.56% | 28.63% | 40% | 37.81% | 33.27% | 35.16% | 37.93% | 42.37% | 40.03% | 37.78% | 51.7% | 60.92% | 61.08% | 60.92% | 60.92%
QLD1 | Gas - Steam | 5.044% | 5.044% | 10.02% | 9.894% | 9.894% | 9.894% | 9.921% | 9.894% | 9.894% | 9.894% | 9.921% | 9.894% | 11.58% | 10.22% | 10.48% | 12.33% | 30.54% | 25.4% | 22.91% | 23.95% | 29.25% | 32.65% | 30.66% | 27.67% | 35.74% | - | - | - | -
QLD1 | OCGT / Diesel | 2.176e-07% | 2.251e-07% | 0.003417% | 0.1778% | 0.0351% | 0.06598% | 0.0934% | 0.3281% | 0.03696% | 0.02889% | 0.2233% | 1.587% | 1.07% | 0.7442% | 0.729% | 1.85% | 8.983% | 7.083% | 10.07% | 10.49% | 10.2% | 13.66% | 13.36% | 13.72% | 17.02% | 18.56% | 16.85% | 15.59% | 15.73%
QLD1 | Hydro | 51.16% | 51% | 51.01% | 50.58% | 50.37% | 50.16% | 50.15% | 49.75% | 49.52% | 48.35% | 49.34% | 48.94% | 48.73% | 48.52% | 48.41% | 48.08% | 41.25% | 41.34% | 41.07% | 40.9% | 40.92% | - | - | - | - | - | - | - | -
QLD1 | Wind | 36.02% | 34.94% | 34.77% | 34.23% | 41.9% | 43.01% | 45.4% | 45.36% | 43.03% | 44.06% | 41.68% | 39.67% | 35.1% | 41.96% | 41.33% | 43.3% | 42.86% | 42.35% | 43.07% | 40.29% | 37.97% | 33% | 38.85% | 39.01% | 41.6% | 41.93% | 41.65% | 41.87% | 36.43%
QLD1 | Solar PV | 31.43% | 30.43% | 31.01% | 29.64% | 30.07% | 31.49% | 31.87% | 26.62% | 28.83% | 29.98% | 30.46% | 30.92% | 29.57% | 30.04% | 31.52% | 31.76% | 26.49% | 28.72% | 29.93% | 30.25% | 30.54% | 28.22% | 28.18% | 29.1% | 29.11% | 25.11% | 26.45% | 27.17% | 26.84%
QLD1 | Grid Battery | - | 14.73% | 14.99% | 18.22% | 18.45% | 17.94% | 17.5% | 16.98% | 16.45% | 16.5% | 16.22% | 16.54% | 16.46% | 16.37% | 16.3% | 16.35% | 15.16% | 15.17% | 15.58% | - | - | - | - | 15.82% | 15.34% | 14.75% | 14.77% | 14.61% | 14.91%
QLD1 | Pumped Hydro | 0.5957% | 1.492% | 2.358% | 10.12% | 9.898% | 8.763% | 8.272% | 11.52% | 9.255% | 10.28% | 10.72% | 14.12% | 13.32% | 12.48% | 13.64% | 13.1% | 19.07% | 19.51% | 20.36% | 19.15% | 21.38% | 22.44% | 21.75% | 22.87% | 22.05% | 19.05% | 19.61% | 20.71% | 18.17%
QLD1 | VPP | 6.801% | 7.838% | 7.569% | 9.601% | 9.773% | 9.333% | 8.648% | 8.256% | 7.6% | 7.481% | 7.067% | 7.259% | 7.291% | 7.176% | 7.132% | 7.056% | 6.543% | 6.491% | 6.447% | 6.388% | 6.493% | 6.39% | 6.274% | 6.228% | 5.733% | 4.975% | 5.048% | 4.751% | 3.713%
Region | Technology | 2021-22 | 2022-23 | 2023-24 | 2024-25 | 2025-26 | 2026-27 | 2027-28 | 2028-29 | 2029-30 | 2030-31 | 2031-32 | 2032-33 | 2033-34 | 2034-35 | 2035-36 | 2036-37 | 2037-38 | 2038-39 | 2039-40 | 2040-41 | 2041-42 | 2042-43 | 2043-44 | 2044-45 | 2045-46 | 2046-47 | 2047-48 | 2048-49 | 2049-50
VIC1 | Black Coal | bar: 2021-22 to 2049-50
VIC1 | Brown Coal | 70.83% | 67.15% | 67.94% | 68.39% | 71.97% | 74.1% | 71.81% | 70.65% | 69.07% | 73.28% | 71.47% | 70.39% | 72.02% | 70.19% | 74.08% | 69.65% | 61.72% | 65.32% | 57.63% | 61.13% | 67.88% | 67.02% | 63.45% | 62.54% | 61.81% | 63.51% | 64.27% | - | -
VIC1 | CCGT | bar: 2021-22 to 2049-50
VIC1 | Gas - Steam | 0.1675% | 0.05509% | 0.1892% | 0.2785% | 0.07394% | 0.2777% | 0.1956% | 0.4353% | 1.782e-07% | 0.02032% | 2.153e-07% | 1.014% | 0.5169% | 1.819% | 1.395% | 1.126% | 6.522% | 5.455% | - | - | - | - | - | - | - | - | - | - | -
VIC1 | OCGT / Diesel | 0.03993% | 2.143e-07% | 0.04102% | 0.0117% | 2.887e-07% | 0.02814% | 0.02693% | 0.00232% | 3.348e-07% | 3.388e-07% | 3.685e-07% | 0.2299% | 0.1429% | 0.133% | 0.1996% | 0.08459% | 0.5397% | 0.1657% | 4.139% | 4.328% | 1.979% | 1.302% | 5.024% | 1.705% | 1.874% | 1.426% | 2.298% | 18.22% | 19.09%
VIC1 | Hydro | 14.06% | 14.1% | 12.75% | 15.74% | 16.06% | 15.19% | 15.4% | 19.31% | 16.04% | 13.7% | 13.78% | 12.43% | 15.24% | 15.69% | 14.85% | 14.89% | 18.68% | 15.51% | 13.32% | 13.3% | 12.06% | 14.74% | 15.26% | 14.37% | 14.45% | 18.11% | 15.05% | 12.9% | 12.91%
VIC1 | Wind | 35.8% | 36.34% | 31.25% | 32.29% | 33.18% | 34.37% | 35.71% | 32.24% | 32.43% | 31.31% | 34.65% | 31% | 32% | 32.29% | 33.79% | 34.23% | 32.02% | 34.18% | 32.36% | 33.26% | 29.03% | 28.72% | 30.33% | 31.96% | 32.64% | 31.29% | 31.65% | 30.02% | 30.45%
VIC1 | Solar PV | 27.59% | 27.39% | 28.4% | 27.27% | 25.9% | 27.21% | 27.86% | 26.09% | 27.05% | 27.59% | 27.43% | 28.48% | 27.25% | 25.9% | 27.36% | 27.8% | 25.97% | 26.88% | 27.51% | 27.3% | 28.31% | 27.2% | 25.92% | 27.66% | 28.27% | 26.23% | 24.45% | 20.61% | 21.08%
VIC1 | Grid Battery | 23.41% | 5.104% | 4.964% | 5.603% | 5.001% | 5.139% | 5.17% | 4.726% | 4.44% | 4.511% | 4.363% | 4.497% | 4.099% | 3.65% | 4.15% | 4.167% | 3.716% | 3.671% | 4.012% | 3.675% | 1.493% | - | - | - | - | - | - | - | -
VIC1 | Pumped Hydro | - | - | - | - | - | - | - | - | - | - | - | - | - | - | - | - | - | - | - | - | 29.24% | 27.63% | 25.69% | 28.03% | 27.34% | 27.09% | 27.15% | 27.56% | 26.77%
VIC1 | VPP | 8.438% | 9.305% | 8.748% | 9.902% | 9.21% | 9.146% | 8.278% | 7.553% | 6.753% | 6.735% | 6.391% | 6.686% | 6.53% | 6.124% | 6.49% | 6.55% | 6% | 5.881% | 6.003% | 5.638% | 5.811% | 5.485% | 5.153% | 5.621% | 5.366% | 4.99% | 4.916% | 5.041% | 4.346%
Region | Technology | 2021-22 | 2022-23 | 2023-24 | 2024-25 | 2025-26 | 2026-27 | 2027-28 | 2028-29 | 2029-30 | 2030-31 | 2031-32 | 2032-33 | 2033-34 | 2034-35 | 2035-36 | 2036-37 | 2037-38 | 2038-39 | 2039-40 | 2040-41 | 2041-42 | 2042-43 | 2043-44 | 2044-45 | 2045-46 | 2046-47 | 2047-48 | 2048-49 | 2049-50
SA1 | Black Coal | bar: 2021-22 to 2049-50
SA1 | Brown Coal | bar: 2021-22 to 2049-50
SA1 | CCGT | 17.95% | 17.95% | 12.11% | 9.7% | 9.7% | 9.7% | 9.727% | 9.7% | 9.7% | 9.7% | 9.727% | 21.29% | 21.5% | 27.66% | 19.62% | 19.98% | - | - | - | - | - | - | - | - | - | - | - | - | -
SA1 | Gas - Steam | 9.308% | 9.585% | 9.161% | 1.164% | 1.164% | 1.164% | 1.167% | 1.164% | 1.164% | 1.164% | 1.167% | 3.733% | 2.815% | 9.226% | - | - | - | - | - | - | - | - | - | - | - | - | - | - | -
SA1 | OCGT / Diesel | 0.35% | 0.1812% | 0.7232% | 0.09882% | 0.03076% | 0.1216% | 0.05623% | 0.1325% | 7.878e-07% | 0.01854% | 0.01336% | 3.895% | 2.869% | 6.359% | 4.276% | 3.841% | 12.29% | 12.89% | 15.01% | 14.32% | 13.36% | 15.64% | 19.96% | 7.358% | 8.619% | 9.111% | 13.29% | 16.62% | 16.29%
SA1 | Hydro | bar: 2021-22 to 2049-50
SA1 | Wind | 34.73% | 34.27% | 30.31% | 33.68% | 32.88% | 36.12% | 36.57% | 34.36% | 33.45% | 33.8% | 35.51% | 32.32% | 32.88% | 31.44% | 35.54% | 35.65% | 34.26% | 35% | 34.75% | 36.82% | 32.52% | 31.51% | 29.8% | 33.19% | 33.7% | 32.42% | 32.82% | 30.28% | 31.65%
SA1 | Solar PV | 30.63% | 29.09% | 29.19% | 28.18% | 27.51% | 28.16% | 29.03% | 27.61% | 28.77% | 29.03% | 29.15% | 29.61% | 28.18% | 27.51% | 28.21% | 28.99% | 27.54% | 28.71% | 29.03% | 29.08% | 29.36% | 28.08% | 23.95% | 22.55% | 23.23% | 21.05% | 21.04% | 20.32% | 15.87%
SA1 | Grid Battery | 5.731% | 5.668% | 5.919% | 6.099% | 5.597% | 5.479% | 5.287% | 5.09% | 4.797% | 5.519% | 5.324% | 5.449% | 5.3% | 4.631% | 4.916% | 4.907% | 4.736% | 4.673% | 4.893% | 4.532% | 4.726% | 4.546% | 4.431% | 7.744% | 7.646% | 7.409% | 7.293% | 7.422% | 7.272%
SA1 | Pumped Hydro | bar: 2021-22 to 2049-50
SA1 | VPP | 9.418% | 9.825% | 9.873% | 9.951% | 9.318% | 9.125% | 8.317% | 7.964% | 7.015% | 7.093% | 6.83% | 7.002% | 6.982% | 6.577% | 6.935% | 6.8% | 6.596% | 6.493% | 6.471% | 6.147% | 6.193% | 5.957% | 5.823% | 5.817% | 5.632% | 5.312% | 5.059% | 5.016% | 4.472%
Region | Technology | 2021-22 | 2022-23 | 2023-24 | 2024-25 | 2025-26 | 2026-27 | 2027-28 | 2028-29 | 2029-30 | 2030-31 | 2031-32 | 2032-33 | 2033-34 | 2034-35 | 2035-36 | 2036-37 | 2037-38 | 2038-39 | 2039-40 | 2040-41 | 2041-42 | 2042-43 | 2043-44 | 2044-45 | 2045-46 | 2046-47 | 2047-48 | 2048-49 | 2049-50
TAS1 | Black Coal | bar: 2021-22 to 2049-50
TAS1 | Brown Coal | bar: 2021-22 to 2049-50
TAS1 | CCGT | 9.674e-07% | 9.571e-07% | 9.778e-07% | 9.785e-07% | 9.706e-07% | 9.792e-07% | 1.018e-06% | 1.057e-06% | 1.099e-06% | 1.126e-06% | 1.127e-06% | 1.165e-06% | 1.209e-06% | 1.246e-06% | 1.294e-06% | 1.341e-06% | 1.404e-06% | 1.463e-06% | 1.609e-06% | 1.619e-06% | 1.741e-06% | 1.767e-06% | 1.846e-06% | 1.928e-06% | 2.009e-06% | 2.109e-06% | 2.215e-06% | 2.342e-06% | 2.416e-06%
TAS1 | Gas - Steam | bar: 2021-22 to 2049-50
TAS1 | OCGT / Diesel | 9.025e-07% | 8.728e-07% | 9.142e-07% | 9.285e-07% | 9.089e-07% | 9.55e-07% | 9.951e-07% | 1.035e-06% | 1.08e-06% | 1.111e-06% | 1.1e-06% | 1.146e-06% | 1.186e-06% | 1.225e-06% | 1.271e-06% | 1.313e-06% | 1.382e-06% | 1.423e-06% | 1.511e-06% | 3.922e-06% | 0.01134% | 4.263e-06% | 4.469e-06% | 4.646e-06% | 4.803e-06% | 5.068e-06% | 5.33e-06% | 0.04472% | 5.79e-06%
TAS1 | Hydro | 36.56% | 37.49% | 39.51% | 45.75% | 48.65% | 43.53% | 44.56% | 45.12% | 40.77% | 38.78% | 35.92% | 36.19% | 34.44% | 31.53% | 29.03% | 26.33% | 27.6% | 26.67% | 26.83% | 23.25% | 25.6% | 24.67% | 22.74% | 22.27% | 21.11% | 23.44% | 22.07% | 22.76% | 20.13%
TAS1 | Wind | 26.66% | 32.22% | 32.49% | 34.76% | 37.95% | 39.42% | 41.07% | 39.17% | 39.29% | 38.12% | 42.17% | 39.06% | 38.49% | 40.13% | 39.67% | 39.97% | 36.78% | 35.54% | 33.42% | 34.6% | 32.83% | 32.64% | 33.87% | 34.78% | 35.76% | 33.7% | 33.61% | 31.62% | 32.39%
TAS1 | Solar PV | bar: 2021-22 to 2049-50
TAS1 | Grid Battery | bar: 2021-22 to 2049-50
TAS1 | Pumped Hydro | bar: 2021-22 to 2049-50
TAS1 | VPP | 1.622% | 3.336% | 1.456% | 1.961% | 2.321% | 2.601% | 2.415% | 2.382% | 2.913% | 3.133% | 4.14% | 4.587% | 4.746% | 5.107% | 5.398% | 6.037% | 5.923% | 5.87% | 5.643% | 5.96% | 5.922% | 5.912% | 5.693% | 5.712% | 5.931% | 5.471% | 5.208% | 5.168% | 4.713%
Explicitly modelled pumping
Region | Technology | 2021-22 | 2022-23 | 2023-24 | 2024-25 | 2025-26 | 2026-27 | 2027-28 | 2028-29 | 2029-30 | 2030-31 | 2031-32 | 2032-33 | 2033-34 | 2034-35 | 2035-36 | 2036-37 | 2037-38 | 2038-39 | 2039-40 | 2040-41 | 2041-42 | 2042-43 | 2043-44 | 2044-45 | 2045-46 | 2046-47 | 2047-48 | 2048-49 | 2049-50
NEM | Grid Battery pump | 11.68% | 6.952% | 6.925% | 7.653% | 6.972% | 7.012% | 6.956% | 6.475% | 6.126% | 6.47% | 6.284% | 6.426% | 6.155% | 5.507% | 6.025% | 6.038% | 5.553% | 5.505% | 5.852% | 4.892% | 3.156% | 5.63% | 5.453% | 10.91% | 10.73% | 13.26% | 13.2% | 13.18% | 13.27%
NEM | Pumped Hydro Pump | 1.213% | 4.37% | 5.8% | 32.56% | 23.1% | 25.13% | 27.74% | 29.88% | 28.4% | 31.02% | 31.76% | 33.7% | 32.07% | 30.71% | 33.69% | 33.49% | 30.77% | 29.54% | 31.57% | 30.53% | 32.71% | 32.14% | 30.6% | 34.43% | 33.5% | 30.5% | 29.72% | 32.05% | 30.39%
NEM | VPP pump | 9.247% | 10.58% | 9.741% | 11.5% | 10.94% | 10.76% | 9.973% | 9.292% | 8.426% | 8.385% | 8.019% | 8.277% | 8.219% | 7.865% | 8.13% | 8.104% | 7.538% | 7.39% | 7.443% | 7.171% | 7.304% | 7.061% | 6.865% | 7.116% | 6.782% | 6.217% | 6.106% | 6.105% | 5.27%
Region | Technology | 2021-22 | 2022-23 | 2023-24 | 2024-25 | 2025-26 | 2026-27 | 2027-28 | 2028-29 | 2029-30 | 2030-31 | 2031-32 | 2032-33 | 2033-34 | 2034-35 | 2035-36 | 2036-37 | 2037-38 | 2038-39 | 2039-40 | 2040-41 | 2041-42 | 2042-43 | 2043-44 | 2044-45 | 2045-46 | 2046-47 | 2047-48 | 2048-49 | 2049-50
NSW1 | Grid Battery pump | bar: 2021-22 to 2049-50
NSW1 | Pumped Hydro Pump | 1.359% | 5.422% | 6.917% | 41.69% | 24.21% | 26.91% | 30.1% | 31.69% | 29.69% | 32.4% | 33.14% | 34.72% | 33.05% | 31.69% | 34.78% | 34.65% | 32.21% | 30.5% | 32.79% | 31.92% | 33.92% | 33.47% | 31.71% | 36.72% | 35.81% | 34.85% | 33.01% | 35.63% | 35.22%
NSW1 | VPP pump | 8.639% | 10.62% | 8.874% | 11.14% | 10.34% | 10.28% | 9.849% | 9.205% | 8.391% | 8.353% | 8.032% | 8.284% | 8.226% | 7.886% | 8.152% | 8.08% | 7.542% | 7.312% | 7.423% | 7.109% | 7.26% | 7.016% | 7.031% | 7.268% | 7.031% | 6.621% | 6.35% | 6.524% | 5.963%
Region | Technology | 2021-22 | 2022-23 | 2023-24 | 2024-25 | 2025-26 | 2026-27 | 2027-28 | 2028-29 | 2029-30 | 2030-31 | 2031-32 | 2032-33 | 2033-34 | 2034-35 | 2035-36 | 2036-37 | 2037-38 | 2038-39 | 2039-40 | 2040-41 | 2041-42 | 2042-43 | 2043-44 | 2044-45 | 2045-46 | 2046-47 | 2047-48 | 2048-49 | 2049-50
QLD1 | Grid Battery pump | - | 18.18% | 18.46% | 22.49% | 22.78% | 22.14% | 21.6% | 20.96% | 20.3% | 20.37% | 20.09% | 20.37% | 20.33% | 20.21% | 20.12% | 20.19% | 18.77% | 18.67% | 19.23% | - | - | - | - | 18.63% | 18.04% | 17.38% | 17.35% | 17.21% | 17.52%
QLD1 | Pumped Hydro Pump | 0.9635% | 2.569% | 3.885% | 16.9% | 16.57% | 14.63% | 13.86% | 19.23% | 15.47% | 17.19% | 17.98% | 23.55% | 22.27% | 20.87% | 22.8% | 21.89% | 25.86% | 26.26% | 27.41% | 25.82% | 28.69% | 29.35% | 28.31% | 29.77% | 28.8% | 24.5% | 25.14% | 26.67% | 23.16%
QLD1 | VPP pump | 8.163% | 9.433% | 9.072% | 11.52% | 11.73% | 11.2% | 10.38% | 9.909% | 9.122% | 8.979% | 8.504% | 8.694% | 8.751% | 8.613% | 8.56% | 8.469% | 7.875% | 7.77% | 7.738% | 7.673% | 7.787% | 7.678% | 7.537% | 7.464% | 6.878% | 5.985% | 6.045% | 5.716% | 4.443%
Region | Technology | 2021-22 | 2022-23 | 2023-24 | 2024-25 | 2025-26 | 2026-27 | 2027-28 | 2028-29 | 2029-30 | 2030-31 | 2031-32 | 2032-33 | 2033-34 | 2034-35 | 2035-36 | 2036-37 | 2037-38 | 2038-39 | 2039-40 | 2040-41 | 2041-42 | 2042-43 | 2043-44 | 2044-45 | 2045-46 | 2046-47 | 2047-48 | 2048-49 | 2049-50
VIC1 | Grid Battery pump | 28.81% | 6.319% | 6.111% | 6.931% | 6.164% | 6.341% | 6.401% | 5.817% | 5.482% | 5.57% | 5.405% | 5.542% | 5.068% | 4.488% | 5.124% | 5.144% | 4.588% | 4.55% | 4.935% | 4.554% | 1.825% | - | - | - | - | - | - | - | -
VIC1 | Pumped Hydro Pump | - | - | - | - | - | - | - | - | - | - | - | - | - | - | - | - | - | - | - | - | 36.55% | 34.69% | 31.96% | 35.07% | 34.32% | 33.69% | 34.11% | 34.43% | 33.46%
VIC1 | VPP pump | 10.13% | 11.19% | 10.49% | 11.89% | 11.05% | 10.98% | 9.96% | 9.047% | 8.105% | 8.083% | 7.692% | 8.014% | 7.853% | 7.33% | 7.79% | 7.861% | 7.201% | 7.081% | 7.184% | 6.788% | 6.955% | 6.604% | 6.164% | 6.746% | 6.46% | 5.97% | 5.92% | 6.033% | 5.217%
Region | Technology | 2021-22 | 2022-23 | 2023-24 | 2024-25 | 2025-26 | 2026-27 | 2027-28 | 2028-29 | 2029-30 | 2030-31 | 2031-32 | 2032-33 | 2033-34 | 2034-35 | 2035-36 | 2036-37 | 2037-38 | 2038-39 | 2039-40 | 2040-41 | 2041-42 | 2042-43 | 2043-44 | 2044-45 | 2045-46 | 2046-47 | 2047-48 | 2048-49 | 2049-50
SA1 | Grid Battery pump | 7.059% | 7.015% | 7.29% | 7.529% | 6.909% | 6.764% | 6.544% | 6.267% | 5.923% | 6.813% | 6.592% | 6.727% | 6.523% | 5.718% | 6.069% | 6.058% | 5.847% | 5.787% | 6.023% | 5.613% | 5.817% | 5.63% | 5.453% | 9.304% | 9.212% | 8.874% | 8.785% | 8.893% | 8.737%
SA1 | Pumped Hydro Pump | bar: 2021-22 to 2049-50
SA1 | VPP pump | 11.3% | 11.82% | 11.83% | 11.96% | 11.17% | 10.95% | 10.01% | 9.54% | 8.42% | 8.514% | 8.219% | 8.392% | 8.372% | 7.894% | 8.323% | 8.161% | 7.916% | 7.815% | 7.746% | 7.399% | 7.413% | 7.158% | 6.982% | 6.981% | 6.779% | 6.356% | 6.09% | 6.002% | 5.367%
Region | Technology | 2021-22 | 2022-23 | 2023-24 | 2024-25 | 2025-26 | 2026-27 | 2027-28 | 2028-29 | 2029-30 | 2030-31 | 2031-32 | 2032-33 | 2033-34 | 2034-35 | 2035-36 | 2036-37 | 2037-38 | 2038-39 | 2039-40 | 2040-41 | 2041-42 | 2042-43 | 2043-44 | 2044-45 | 2045-46 | 2046-47 | 2047-48 | 2048-49 | 2049-50
TAS1 | Grid Battery pump | bar: 2021-22 to 2049-50
TAS1 | Pumped Hydro Pump | bar: 2021-22 to 2049-50
TAS1 | VPP pump | 1.947% | 4.026% | 1.735% | 2.375% | 2.772% | 3.121% | 2.922% | 2.842% | 3.501% | 3.757% | 4.97% | 5.527% | 5.694% | 6.136% | 6.459% | 7.268% | 7.089% | 7.045% | 6.773% | 7.163% | 7.099% | 7.11% | 6.824% | 6.851% | 7.139% | 6.546% | 6.271% | 6.184% | 5.657%
Non-controllable capacity
Region | Technology | 2021-22 | 2022-23 | 2023-24 | 2024-25 | 2025-26 | 2026-27 | 2027-28 | 2028-29 | 2029-30 | 2030-31 | 2031-32 | 2032-33 | 2033-34 | 2034-35 | 2035-36 | 2036-37 | 2037-38 | 2038-39 | 2039-40 | 2040-41 | 2041-42 | 2042-43 | 2043-44 | 2044-45 | 2045-46 | 2046-47 | 2047-48 | 2048-49 | 2049-50
NEM | Distributed PV | 15.73% | 16.09% | 16.23% | 15.82% | 15.34% | 16.51% | 16.55% | 14.98% | 15.76% | 16.42% | 16.68% | 16.82% | 16.42% | 15.97% | 17.12% | 17.17% | 15.46% | 16.3% | 17% | 17.29% | 17.34% | 16.88% | 16.37% | 17.53% | 17.49% | 15.72% | 16.54% | 17.24% | 17.5%
NEM | Behind the meter battery | 5.667% | 5.723% | 5.697% | 5.601% | 5.515% | 5.416% | 5.347% | 5.236% | 5.14% | 5.04% | 4.967% | 4.975% | 5.011% | 5.02% | 5.042% | 4.97% | 4.915% | 4.863% | 4.828% | 4.751% | 4.713% | 4.68% | 4.667% | 4.606% | 4.559% | 4.421% | 4.312% | 4.185% | 4.069%
NEM | Behind the meter battery pump | 4.815% | 4.861% | 4.84% | 4.758% | 4.685% | 4.601% | 4.542% | 4.447% | 4.367% | 4.281% | 4.221% | 4.227% | 4.256% | 4.264% | 4.284% | 4.222% | 4.175% | 4.13% | 4.1% | 4.037% | 4.004% | 3.974% | 3.964% | 3.912% | 3.873% | 3.755% | 3.662% | 3.554% | 3.456%
Region | Technology | 2021-22 | 2022-23 | 2023-24 | 2024-25 | 2025-26 | 2026-27 | 2027-28 | 2028-29 | 2029-30 | 2030-31 | 2031-32 | 2032-33 | 2033-34 | 2034-35 | 2035-36 | 2036-37 | 2037-38 | 2038-39 | 2039-40 | 2040-41 | 2041-42 | 2042-43 | 2043-44 | 2044-45 | 2045-46 | 2046-47 | 2047-48 | 2048-49 | 2049-50
NSW1 | Distributed PV | 15.89% | 16.65% | 16.19% | 15.98% | 15.4% | 17.1% | 16.86% | 15.02% | 15.42% | 16.36% | 17.06% | 16.64% | 16.46% | 15.93% | 17.53% | 17.31% | 15.42% | 15.93% | 16.89% | 17.6% | 17.11% | 16.87% | 16.27% | 17.87% | 17.58% | 15.66% | 16.11% | 17.1% | 17.77%
NSW1 | Behind the meter battery | 5.638% | 5.703% | 5.66% | 5.567% | 5.499% | 5.413% | 5.354% | 5.253% | 5.161% | 5.073% | 5.011% | 5.032% | 5.043% | 5.032% | 5.062% | 4.976% | 4.91% | 4.853% | 4.834% | 4.76% | 4.738% | 4.71% | 4.694% | 4.647% | 4.607% | 4.472% | 4.37% | 4.245% | 4.136%
NSW1 | Behind the meter battery pump | 4.79% | 4.843% | 4.811% | 4.729% | 4.672% | 4.599% | 4.548% | 4.46% | 4.383% | 4.311% | 4.258% | 4.275% | 4.284% | 4.277% | 4.302% | 4.228% | 4.172% | 4.121% | 4.104% | 4.045% | 4.025% | 4% | 3.988% | 3.947% | 3.911% | 3.797% | 3.713% | 3.604% | 3.515%
Region | Technology | 2021-22 | 2022-23 | 2023-24 | 2024-25 | 2025-26 | 2026-27 | 2027-28 | 2028-29 | 2029-30 | 2030-31 | 2031-32 | 2032-33 | 2033-34 | 2034-35 | 2035-36 | 2036-37 | 2037-38 | 2038-39 | 2039-40 | 2040-41 | 2041-42 | 2042-43 | 2043-44 | 2044-45 | 2045-46 | 2046-47 | 2047-48 | 2048-49 | 2049-50
QLD1 | Distributed PV | 16.1% | 17.06% | 17.04% | 16.38% | 16.5% | 17.65% | 17.74% | 14.96% | 16.27% | 16.89% | 17.76% | 17.6% | 16.96% | 17.19% | 18.26% | 18.34% | 15.46% | 16.89% | 17.52% | 18.42% | 18.19% | 17.48% | 17.64% | 18.68% | 18.7% | 15.74% | 17.14% | 17.77% | 18.66%
QLD1 | Behind the meter battery | 5.684% | 5.775% | 5.719% | 5.62% | 5.545% | 5.439% | 5.361% | 5.261% | 5.173% | 5.069% | 5.003% | 5.023% | 5.04% | 5.034% | 5.056% | 4.969% | 4.908% | 4.861% | 4.837% | 4.775% | 4.741% | 4.717% | 4.713% | 4.654% | 4.608% | 4.471% | 4.356% | 4.223% | 4.11%
QLD1 | Behind the meter battery pump | 4.83% | 4.906% | 4.857% | 4.776% | 4.709% | 4.62% | 4.554% | 4.469% | 4.396% | 4.307% | 4.251% | 4.265% | 4.281% | 4.276% | 4.298% | 4.219% | 4.167% | 4.13% | 4.11% | 4.057% | 4.025% | 4.005% | 4.006% | 3.953% | 3.917% | 3.797% | 3.698% | 3.589% | 3.49%
Region | Technology | 2021-22 | 2022-23 | 2023-24 | 2024-25 | 2025-26 | 2026-27 | 2027-28 | 2028-29 | 2029-30 | 2030-31 | 2031-32 | 2032-33 | 2033-34 | 2034-35 | 2035-36 | 2036-37 | 2037-38 | 2038-39 | 2039-40 | 2040-41 | 2041-42 | 2042-43 | 2043-44 | 2044-45 | 2045-46 | 2046-47 | 2047-48 | 2048-49 | 2049-50
VIC1 | Distributed PV | 14.64% | 14.23% | 15.09% | 14.83% | 14.08% | 15.02% | 15.13% | 14.56% | 15.28% | 15.89% | 15.28% | 16.11% | 15.73% | 14.89% | 15.83% | 15.95% | 15.17% | 15.88% | 16.52% | 15.91% | 16.66% | 16.24% | 15.31% | 16.27% | 16.3% | 15.49% | 16.18% | 16.83% | 16.15%
VIC1 | Behind the meter battery | 5.686% | 5.759% | 5.769% | 5.661% | 5.55% | 5.441% | 5.366% | 5.23% | 5.104% | 4.983% | 4.889% | 4.875% | 4.952% | 4.988% | 5.011% | 4.966% | 4.936% | 4.879% | 4.826% | 4.735% | 4.679% | 4.638% | 4.62% | 4.546% | 4.491% | 4.353% | 4.238% | 4.113% | 3.985%
VIC1 | Behind the meter battery pump | 4.831% | 4.891% | 4.901% | 4.807% | 4.715% | 4.624% | 4.558% | 4.445% | 4.338% | 4.231% | 4.155% | 4.142% | 4.205% | 4.236% | 4.256% | 4.221% | 4.193% | 4.144% | 4.097% | 4.024% | 3.977% | 3.938% | 3.922% | 3.862% | 3.817% | 3.698% | 3.598% | 3.492% | 3.384%
Region | Technology | 2021-22 | 2022-23 | 2023-24 | 2024-25 | 2025-26 | 2026-27 | 2027-28 | 2028-29 | 2029-30 | 2030-31 | 2031-32 | 2032-33 | 2033-34 | 2034-35 | 2035-36 | 2036-37 | 2037-38 | 2038-39 | 2039-40 | 2040-41 | 2041-42 | 2042-43 | 2043-44 | 2044-45 | 2045-46 | 2046-47 | 2047-48 | 2048-49 | 2049-50
SA1 | Distributed PV | 17% | 17.03% | 17.4% | 16.79% | 15.95% | 16.62% | 17.14% | 16.32% | 17.02% | 17.25% | 17.23% | 17.68% | 17.1% | 16.26% | 16.89% | 17.46% | 16.6% | 17.39% | 17.63% | 17.62% | 18.03% | 17.41% | 16.52% | 17.18% | 17.67% | 16.79% | 17.56% | 17.81% | 17.75%
SA1 | Behind the meter battery | 5.687% | 5.649% | 5.583% | 5.482% | 5.395% | 5.284% | 5.219% | 5.127% | 5.109% | 5.049% | 4.993% | 5.022% | 5.037% | 5.051% | 5.052% | 4.964% | 4.871% | 4.834% | 4.784% | 4.699% | 4.657% | 4.607% | 4.592% | 4.519% | 4.464% | 4.316% | 4.217% | 4.086% | 3.974%
SA1 | Behind the meter battery pump | 4.829% | 4.797% | 4.742% | 4.659% | 4.583% | 4.489% | 4.433% | 4.354% | 4.338% | 4.291% | 4.244% | 4.268% | 4.279% | 4.291% | 4.293% | 4.218% | 4.14% | 4.109% | 4.064% | 3.993% | 3.956% | 3.915% | 3.901% | 3.837% | 3.792% | 3.665% | 3.583% | 3.473% | 3.373%
Region | Technology | 2021-22 | 2022-23 | 2023-24 | 2024-25 | 2025-26 | 2026-27 | 2027-28 | 2028-29 | 2029-30 | 2030-31 | 2031-32 | 2032-33 | 2033-34 | 2034-35 | 2035-36 | 2036-37 | 2037-38 | 2038-39 | 2039-40 | 2040-41 | 2041-42 | 2042-43 | 2043-44 | 2044-45 | 2045-46 | 2046-47 | 2047-48 | 2048-49 | 2049-50
TAS1 | Distributed PV | 13.67% | 13.56% | 13.98% | 14.01% | 13.36% | 14.27% | 14.3% | 13.89% | 14% | 14.27% | 14.08% | 14.55% | 14.57% | 13.88% | 14.71% | 14.82% | 14.29% | 14.45% | 14.76% | 14.57% | 14.97% | 14.9% | 14.17% | 15.06% | 15.02% | 14.55% | 14.6% | 14.95% | 14.69%
TAS1 | Behind the meter battery | 5.621% | 5.537% | 5.483% | 5.392% | 5.325% | 5.3% | 5.327% | 5.334% | 5.286% | 5.239% | 5.208% | 5.151% | 5.108% | 5.072% | 5.045% | 4.953% | 4.896% | 4.865% | 4.848% | 4.807% | 4.776% | 4.758% | 4.747% | 4.71% | 4.688% | 4.578% | 4.487% | 4.373% | 4.276%
TAS1 | Behind the meter battery pump | 4.776% | 4.703% | 4.656% | 4.581% | 4.521% | 4.502% | 4.527% | 4.531% | 4.491% | 4.45% | 4.424% | 4.376% | 4.337% | 4.308% | 4.285% | 4.206% | 4.16% | 4.131% | 4.12% | 4.084% | 4.059% | 4.042% | 4.03% | 4% | 3.983% | 3.889% | 3.812% | 3.715% | 3.631%

## BaseCase_Generation
Annual sent-out generation by technology (GWh) - BaseCase, High DER Scenario
Explicitly modelled generation
Region | Technology | 2021-22 | 2022-23 | 2023-24 | 2024-25 | 2025-26 | 2026-27 | 2027-28 | 2028-29 | 2029-30 | 2030-31 | 2031-32 | 2032-33 | 2033-34 | 2034-35 | 2035-36 | 2036-37 | 2037-38 | 2038-39 | 2039-40 | 2040-41 | 2041-42 | 2042-43 | 2043-44 | 2044-45 | 2045-46 | 2046-47 | 2047-48 | 2048-49 | 2049-50
NEM | Black Coal | 90149.4408 | 78769.7797 | 78241.638 | 79042.852 | 72111.3818 | 65402.0922 | 59318.6128 | 63000.711 | 49654.0124 | 48369.7208 | 46496.1851 | 44864.0698 | 48173.1958 | 45573.9121 | 39152.9649 | 36883.648 | 32041.8846 | 32072.8187 | 30039.3523 | 29353.5174 | 27618.5796 | 18923.4557 | 15563.6115 | 13223.178 | 11144.2467 | 9175.8296 | 8693.2804 | 8444.9027 | 7565.7228
NEM | Brown Coal | 29720.4442 | 28175.7733 | 28508.2864 | 22173.8606 | 23100.8415 | 22493.9316 | 21800.5823 | 21447.3478 | 20966.3203 | 21439.2878 | 20911.8111 | 20594.3523 | 21071.5743 | 20535.3538 | 21674.3227 | 20377.433 | 18059.2296 | 19111.6628 | 16861.3574 | 17885.0092 | 19861.4688 | 19609.6143 | 18563.8652 | 18296.9215 | 18085.917 | 18581.3749 | 12527.4968 | 0 | 0
NEM | CCGT | 2252.5066 | 2252.5066 | 1894.8405 | 1968.7637 | 1727.8576 | 1766.3474 | 1806.7704 | 2001.8794 | 1742.2562 | 1819.6267 | 2130.7574 | 5339.9252 | 5838.7186 | 5765.5363 | 5298.3432 | 4787.1218 | 5605.0441 | 5539.2183 | 4352.9094 | 4445.0824 | 4645.5469 | 5371.8982 | 3516.3909 | 3258.2804 | 1539.8526 | 960.5244 | 963.1561 | 960.5248 | 960.5248
NEM | Gas - Steam | 696.7639 | 711.2695 | 724.015 | 166.5738 | 157.6157 | 166.5393 | 163.3687 | 173.444 | 154.3771 | 155.267 | 154.8001 | 378.8163 | 305.1377 | 801.4837 | 138.1874 | 140.0287 | 510.3732 | 425.8213 | 168.5615 | 176.2322 | 215.2288 | 240.2277 | 225.616 | 203.6405 | 262.9788 | 0 | 0 | 0 | 0
NEM | OCGT / Diesel | 50.7415 | 22.8159 | 111.5229 | 96.3931 | 14.2771 | 50.2557 | 33.2056 | 79.8135 | 6.1842 | 6.5462 | 38.5971 | 613.9738 | 389.6585 | 584.5564 | 533.6573 | 664.2286 | 2711.6209 | 2848.4695 | 5258.5327 | 5760.4965 | 4370.1266 | 6429.0194 | 8249.4919 | 4983.5814 | 6400.2463 | 9000.4328 | 11041.9479 | 15002.349 | 14002.7196
NEM | Hydro | 13143.3964 | 13455.8465 | 13455.257 | 16263.9328 | 16778.2971 | 15454.1505 | 15723.5004 | 17642.3059 | 15253.579 | 13971.4341 | 13700.4703 | 13630.3427 | 14122.4557 | 13699.799 | 13051.4773 | 12266.9435 | 13710.0175 | 12088.4602 | 11469.8975 | 10493.0746 | 10792.1059 | 11387.275 | 11188.6005 | 11069.3976 | 10681.4812 | 12560.363 | 10944.7472 | 10581.3616 | 9797.9117
NEM | Wind | 26731.2721 | 35592.6917 | 35185.7185 | 39710.958 | 45977.7578 | 51264.0353 | 57584.7118 | 57724.4052 | 66349.3811 | 68378.8762 | 71563.8377 | 70859.9761 | 70364.6083 | 76168.1317 | 80428.6667 | 86848.1421 | 98744.6638 | 96925.6168 | 97844.206 | 97084.7533 | 98154.311 | 99283.9498 | 106407.3012 | 108579.4983 | 111768.6262 | 113574.7323 | 114274.3971 | 116481.6606 | 118334.2638
NEM | Solar PV | 14501.0477 | 17775.836 | 18064.0549 | 17333.6782 | 16977.458 | 17973.1546 | 18196.2066 | 16535.3901 | 24571.9004 | 25674.9851 | 26023.4082 | 26141.725 | 25177.865 | 24645.5806 | 26215.3448 | 25963.6604 | 23447.6041 | 24151.5012 | 25293.5376 | 25519.4288 | 26066.2995 | 33645.2195 | 32885.4089 | 33412.8638 | 33181.3046 | 37808.8372 | 39228.9148 | 43261.4277 | 41629.3408
NEM | Grid Battery | 216.3987 | 295.4148 | 295.7687 | 325.6663 | 297.2725 | 298.7721 | 295.5876 | 276.548 | 260.9511 | 261.8367 | 253.5042 | 260.3544 | 224.9975 | 191.8515 | 209.4931 | 209.9298 | 192.9744 | 190.8954 | 204.0409 | 162.5708 | 101.3358 | 59.7382 | 58.2333 | 204.3644 | 200.7108 | 428.0648 | 426.2766 | 425.5031 | 428.7162
NEM | Pumped Hydro | 52.0155 | 153.3402 | 226.1632 | 1831.9679 | 5058.0717 | 5134.0802 | 5357.2344 | 6026.0598 | 9635.652 | 10464.919 | 10413.7899 | 11137.2263 | 10108.1272 | 10231.1539 | 10822.6649 | 10546.8371 | 12181.3102 | 11570.3806 | 12443.0286 | 11808.2745 | 13330.3546 | 14583.7049 | 14433.7201 | 15601.4877 | 15130.1627 | 16429.35 | 16051.2313 | 18717.0261 | 17992.0338
NEM | VPP | 58.3995 | 163.626 | 300.4658 | 596.4634 | 872.4448 | 1201.659 | 1494.1677 | 1802.0464 | 2045.6243 | 2347.1085 | 2573.6971 | 3049.4663 | 3431.4722 | 3652.9184 | 4173.5301 | 4375.8031 | 4273.7481 | 4405.944 | 4668.8124 | 4696.4929 | 5031.9544 | 5077.1809 | 5172.8401 | 5601.3709 | 5560.5499 | 5340.2993 | 5452.3235 | 5699.6896 | 5117.136
Total excluding storage |  | 177245.6133 | 176756.5192 | 176185.3331 | 176757.0123 | 176845.4866 | 174570.5065 | 174626.9585 | 178605.2968 | 178698.0108 | 179815.7439 | 181019.867 | 182423.1812 | 185443.2139 | 187774.3537 | 186492.9643 | 187931.2061 | 194830.4378 | 193163.5687 | 191288.3543 | 190717.5943 | 191723.6669 | 194890.6598 | 196600.2861 | 193027.3614 | 193064.6535 | 201662.0942 | 197673.9402 | 194732.2263 | 192290.4835
Region | Technology | 2021-22 | 2022-23 | 2023-24 | 2024-25 | 2025-26 | 2026-27 | 2027-28 | 2028-29 | 2029-30 | 2030-31 | 2031-32 | 2032-33 | 2033-34 | 2034-35 | 2035-36 | 2036-37 | 2037-38 | 2038-39 | 2039-40 | 2040-41 | 2041-42 | 2042-43 | 2043-44 | 2044-45 | 2045-46 | 2046-47 | 2047-48 | 2048-49 | 2049-50
NSW1 | Black Coal | 45889.6538 | 38406.1663 | 35258.6197 | 39120.733 | 32108.7211 | 26833.5937 | 23999.1166 | 27711.6268 | 16504.6074 | 16403.8175 | 15244.4928 | 11538.8459 | 13423.1337 | 12191.815 | 6031.0856 | 7292.7544 | 8036.917 | 7877.3161 | 7344.2983 | 6461.2849 | 5589.4468 | 0 | 0 | 0 | 0 | 0 | 0 | 0 | 0
NSW1 | Brown Coal | 0 | 0 | 0 | 0 | 0 | 0 | 0 | 0 | 0 | 0 | 0 | 0 | 0 | 0 | 0 | 0 | 0 | 0 | 0 | 0 | 0 | 0 | 0 | 0 | 0 | 0 | 0 | 0 | 0
NSW1 | CCGT | 33.6489 | 33.6489 | 101.2233 | 64.4519 | 63.5591 | 63.5591 | 63.7332 | 63.5591 | 63.5591 | 63.5591 | 63.7332 | 1053.2342 | 1020.961 | 1098.1855 | 1134.3586 | 1032.6891 | 1652.5391 | 1803.5966 | 1483.5192 | 1413.1483 | 1374.2515 | 1717.814 | 64.0288 | 0.00029088 | 0.00030876 | 0.00031675 | 0.00031783 | 0.00040962 | 0.00039279
NSW1 | Gas - Steam | 0 | 0 | 0 | 0 | 0 | 0 | 0 | 0 | 0 | 0 | 0 | 0 | 0 | 0 | 0 | 0 | 0 | 0 | 0 | 0 | 0 | 0 | 0 | 0 | 0 | 0 | 0 | 0 | 0
NSW1 | OCGT / Diesel | 0.032649 | 2.1736e-05 | 13.0761 | 52.2545 | 4.5313 | 19.2296 | 6.0174 | 7.8484 | 3.0252e-05 | 3.1372e-05 | 3.4647e-05 | 42.1618 | 19.0384 | 29.1341 | 143.3448 | 170.8574 | 689.3319 | 1095.3866 | 2327.0481 | 2787.2129 | 1323.3818 | 2660.2279 | 3728.2686 | 2097.5718 | 2215.8219 | 3119.8075 | 5232.2851 | 7151.061 | 6766.6865
NSW1 | Hydro | 2011.4406 | 2121.976 | 1958.7069 | 2874.5377 | 2717.1361 | 2646.1735 | 2658.1085 | 3703.066 | 2870.4427 | 2479.2524 | 2782.5397 | 2924.1803 | 3241.8955 | 3347.3422 | 3393.4716 | 3176.0098 | 4015.9994 | 3205.8963 | 2982.0784 | 2765.7153 | 2809.2772 | 3314.8551 | 3423.7869 | 3576.9276 | 3417.0557 | 4093.7924 | 3360.9165 | 3270.3329 | 3040.6555
NSW1 | Wind | 6252.6978 | 9576.3153 | 11510.9363 | 13627.9723 | 17397.5964 | 20650.8159 | 23123.0117 | 22432.9832 | 29086.1771 | 31175.1133 | 32381.439 | 32194.6422 | 31181.6537 | 33281.0254 | 34837.0263 | 34678.0258 | 30854.3185 | 27965.4926 | 30645.0214 | 30502.0597 | 35052.8425 | 34408.1217 | 35809.0871 | 37273.6882 | 38450.3721 | 34047.1243 | 32211.9716 | 34699.9545 | 34517.9262
NSW1 | Solar PV | 5342.8113 | 6499.59 | 6543.0218 | 6299.1516 | 5994.6271 | 6487.1149 | 6521.6827 | 6385.9009 | 13737.0476 | 14492.7757 | 14733.0034 | 14619.9593 | 14162.3311 | 13668.6992 | 14707.1277 | 14658.3374 | 13657.4398 | 13702.7701 | 14486.8005 | 14657.0593 | 14493.14 | 18074.6639 | 17887.3663 | 18925.8843 | 18855.3264 | 21074.3537 | 21278.7173 | 23398.0197 | 23459.8366
NSW1 | Grid Battery | 7.4631e-05 | 7.8644e-05 | 7.8526e-05 | 7.7726e-05 | 7.6724e-05 | 8.3034e-05 | 9.3424e-05 | 0.00010526 | 0.00033166 | 0.00034867 | 0.0003508 | 0.00037053 | 0.00036755 | 0.00036711 | 0.00038881 | 0.00040698 | 0.00044295 | 0.00043809 | 0.00058929 | 0.00059562 | 0.00090161 | 0.00087723 | 0.00093626 | 0.0010694 | 0.001013 | 0.00099093 | 0.0010103 | 0.0013841 | 0.0012362
NSW1 | Pumped Hydro | 22.2692 | 78.8297 | 108.4137 | 1326.5948 | 4563.8295 | 4696.5102 | 4944.2051 | 5450.7939 | 9173.5416 | 9951.5568 | 9878.315 | 10432.3476 | 9443.1302 | 9607.9471 | 10141.7356 | 9892.9725 | 9656.7699 | 8987.7354 | 9748.2487 | 9274.0207 | 10031.4904 | 9457.8769 | 9475.8732 | 10379.4894 | 10093.2254 | 10080.2896 | 9521.2221 | 10195.6862 | 10342.1542
NSW1 | VPP | 19.1965 | 55.4708 | 84.5001 | 172.3658 | 244.7961 | 336.5462 | 428.69 | 520.6555 | 601.0497 | 696.616 | 774.1282 | 922.4815 | 1043.6972 | 1116.3274 | 1286.9576 | 1344.1255 | 1320.0746 | 1351.9721 | 1448.8485 | 1450.881 | 1561.7638 | 1583.7853 | 1662.5786 | 1798.9983 | 1816.0603 | 1798.2264 | 1791.2291 | 1931.8936 | 1835.8249
Total excluding storage |  | 59530.285 | 56637.6965 | 55385.5842 | 62039.101 | 58286.171 | 56700.4867 | 56371.6702 | 60304.9844 | 62261.834 | 64614.518 | 65205.2082 | 62373.0238 | 63049.0133 | 63616.2014 | 60246.4147 | 61008.6738 | 58906.5457 | 55650.4583 | 59268.7659 | 58586.4803 | 60642.3399 | 60175.6825 | 60912.5377 | 61874.0722 | 62938.5763 | 62335.0783 | 62083.8908 | 68519.3685 | 67785.1051
Region | Technology | 2021-22 | 2022-23 | 2023-24 | 2024-25 | 2025-26 | 2026-27 | 2027-28 | 2028-29 | 2029-30 | 2030-31 | 2031-32 | 2032-33 | 2033-34 | 2034-35 | 2035-36 | 2036-37 | 2037-38 | 2038-39 | 2039-40 | 2040-41 | 2041-42 | 2042-43 | 2043-44 | 2044-45 | 2045-46 | 2046-47 | 2047-48 | 2048-49 | 2049-50
QLD1 | Black Coal | 44259.787 | 40363.6134 | 42983.0183 | 39922.1191 | 40002.6607 | 38568.4985 | 35319.4961 | 35289.0842 | 33149.405 | 31965.9032 | 31251.6923 | 33325.2239 | 34750.0621 | 33382.0972 | 33121.8793 | 29590.8936 | 24004.9676 | 24195.5026 | 22695.054 | 22892.2325 | 22029.1328 | 18923.4557 | 15563.6115 | 13223.178 | 11144.2467 | 9175.8296 | 8693.2804 | 8444.9027 | 7565.7228
QLD1 | Brown Coal | 0 | 0 | 0 | 0 | 0 | 0 | 0 | 0 | 0 | 0 | 0 | 0 | 0 | 0 | 0 | 0 | 0 | 0 | 0 | 0 | 0 | 0 | 0 | 0 | 0 | 0 | 0 | 0 | 0
QLD1 | CCGT | 1104.025 | 1104.025 | 1232.2762 | 1454.8099 | 1214.7965 | 1253.2864 | 1292.3037 | 1488.8184 | 1229.1952 | 1306.5657 | 1616.2906 | 3300.0766 | 3821.3784 | 3385.7161 | 3254.6935 | 2828.6497 | 3952.5048 | 3735.6215 | 2869.3899 | 3031.9338 | 3271.295 | 3654.0838 | 3452.3618 | 3258.2798 | 1539.852 | 960.5237 | 963.1554 | 960.5237 | 960.5237
QLD1 | Gas - Steam | 37.1158 | 37.1158 | 73.7192 | 72.804 | 72.804 | 72.804 | 73.0035 | 72.804 | 72.804 | 72.804 | 73.0035 | 72.804 | 85.242 | 75.2335 | 77.0928 | 90.6962 | 224.7044 | 186.8971 | 168.5615 | 176.2322 | 215.2288 | 240.2277 | 225.616 | 203.6405 | 262.9788 | 0 | 0 | 0 | 0
QLD1 | OCGT / Diesel | 3.6413e-05 | 3.7666e-05 | 0.57164 | 29.7506 | 5.8735 | 11.0394 | 15.6269 | 54.8963 | 6.184 | 4.8332 | 37.3631 | 265.5621 | 151.5969 | 97.8514 | 95.857 | 243.2562 | 1181.1687 | 931.3278 | 1536.3322 | 1599.59 | 1554.8187 | 2147.4941 | 2100.2437 | 1997.8198 | 3156.9455 | 4852.723 | 4405.2012 | 4321.8457 | 3646.8577
QLD1 | Hydro | 682.9674 | 680.856 | 681.0038 | 675.2371 | 672.4147 | 669.5924 | 669.4579 | 664.1303 | 661.1255 | 645.4331 | 658.6766 | 653.3727 | 650.5419 | 647.7194 | 646.2403 | 641.8589 | 238.493 | 239.025 | 237.4463 | 236.4741 | 236.575 | 0 | 0 | 0 | 0 | 0 | 0 | 0 | 0
QLD1 | Wind | 2134.9388 | 3601.4072 | 3583.3074 | 4332.9298 | 5951.3651 | 6266.6575 | 8961.7506 | 11294.3729 | 13159.4178 | 13473.2786 | 12746.6276 | 12132.8686 | 10759.7012 | 13855.3719 | 13646.7642 | 17528.7972 | 25962.5209 | 25655.4641 | 26090.3032 | 24407.5835 | 24753.1099 | 25662.674 | 29604.6846 | 28989.5724 | 32495.3375 | 35573.6052 | 35339.4435 | 35519.6073 | 36276.8354
QLD1 | Solar PV | 5555.0976 | 7538.3561 | 7681.1984 | 7342.4928 | 7448.1654 | 7800.5726 | 7893.1948 | 6592.7048 | 7141.6866 | 7427.2542 | 7545.9935 | 7659.415 | 7325.652 | 7442.0811 | 7806.3706 | 7531.2329 | 6247.046 | 6773.8112 | 7059.2473 | 7133.1556 | 7736.6066 | 11888.9296 | 11459.4045 | 11320.1005 | 11159.3383 | 13813.4129 | 14294.1936 | 13417.8793 | 12198.3215
QLD1 | Grid Battery | 5.1711e-05 | 25.8035 | 26.2709 | 31.9215 | 32.3262 | 31.4261 | 30.6573 | 29.7457 | 28.8147 | 28.9053 | 28.4244 | 28.9854 | 28.8457 | 28.684 | 28.5543 | 28.6535 | 26.5647 | 26.5709 | 27.2952 | 0.0010718 | 0.0032624 | 0.0032495 | 0.0034929 | 61.0212 | 59.1908 | 290.9335 | 291.2865 | 288.1257 | 294.1052
QLD1 | Pumped Hydro | 29.7463 | 74.5104 | 117.7492 | 505.3728 | 494.2419 | 437.5697 | 413.029 | 575.2656 | 462.11 | 513.3619 | 535.4745 | 704.8782 | 664.9965 | 623.2063 | 680.9287 | 653.864 | 2524.539 | 2582.6439 | 2694.7781 | 2534.2521 | 3056.4969 | 4896.7575 | 4744.8965 | 4989.6724 | 4810.2631 | 6124.5036 | 6304.9269 | 6658.9779 | 5841.5136
QLD1 | VPP | 10.1833 | 34.0326 | 63.7462 | 136.7622 | 219.4661 | 294.2685 | 367.44 | 460.6084 | 542.6009 | 624.0622 | 685.8218 | 813.1105 | 935.9706 | 1028.5157 | 1133.4532 | 1180.4154 | 1151.2856 | 1200.0881 | 1251.1556 | 1300.6753 | 1385.7941 | 1427.606 | 1466.3154 | 1522.054 | 1463.6212 | 1326.3203 | 1404.6592 | 1378.1611 | 1122.0321
Total excluding storage |  | 53773.9317 | 53325.3736 | 56235.095 | 53830.1433 | 55368.08 | 54642.4508 | 54224.8335 | 55456.811 | 55419.8182 | 54896.0719 | 53929.6472 | 57409.323 | 57544.1745 | 58886.0705 | 58648.8976 | 58455.3847 | 61811.4054 | 61717.6493 | 60656.3344 | 59477.2017 | 59796.7668 | 62516.8649 | 62405.9222 | 58992.591 | 59758.6988 | 64376.0944 | 63695.2741 | 62664.7586 | 60648.2611
Region | Technology | 2021-22 | 2022-23 | 2023-24 | 2024-25 | 2025-26 | 2026-27 | 2027-28 | 2028-29 | 2029-30 | 2030-31 | 2031-32 | 2032-33 | 2033-34 | 2034-35 | 2035-36 | 2036-37 | 2037-38 | 2038-39 | 2039-40 | 2040-41 | 2041-42 | 2042-43 | 2043-44 | 2044-45 | 2045-46 | 2046-47 | 2047-48 | 2048-49 | 2049-50
VIC1 | Black Coal | 0 | 0 | 0 | 0 | 0 | 0 | 0 | 0 | 0 | 0 | 0 | 0 | 0 | 0 | 0 | 0 | 0 | 0 | 0 | 0 | 0 | 0 | 0 | 0 | 0 | 0 | 0 | 0 | 0
VIC1 | Brown Coal | 29720.4442 | 28175.7733 | 28508.2864 | 22173.8606 | 23100.8415 | 22493.9316 | 21800.5823 | 21447.3478 | 20966.3203 | 21439.2878 | 20911.8111 | 20594.3523 | 21071.5743 | 20535.3538 | 21674.3227 | 20377.433 | 18059.2296 | 19111.6628 | 16861.3574 | 17885.0092 | 19861.4688 | 19609.6143 | 18563.8652 | 18296.9215 | 18085.917 | 18581.3749 | 12527.4968 | 0 | 0
VIC1 | CCGT | 2.0232e-05 | 2.0024e-05 | 2.0988e-05 | 2.424e-05 | 2.4474e-05 | 2.451e-05 | 2.6199e-05 | 2.8713e-05 | 2.8503e-05 | 2.8614e-05 | 3.1086e-05 | 5.0587e-05 | 5.058e-05 | 5.2017e-05 | 5.1338e-05 | 5.1636e-05 | 8.7128e-05 | 8.7841e-05 | 0.00012136 | 0.00011916 | 0.000132 | 0.00013612 | 0.00013724 | 0.0001319 | 0.00013888 | 0.00014012 | 0.00014525 | 0.00041372 | 0.00040384
VIC1 | Gas - Steam | 7.3363 | 2.4129 | 8.2868 | 12.1967 | 3.2386 | 12.1622 | 8.5686 | 19.0669 | 7.8035e-06 | 0.88989 | 9.4309e-06 | 44.395 | 22.6387 | 79.6938 | 61.0946 | 49.3324 | 285.6689 | 238.9242 | 0 | 0 | 0 | 0 | 0 | 0 | 0 | 0 | 0 | 0 | 0
VIC1 | OCGT / Diesel | 6.6467 | 3.5667e-05 | 6.8275 | 1.9471 | 4.8045e-05 | 4.6841 | 4.4823 | 0.38617 | 5.5727e-05 | 5.6384e-05 | 6.1335e-05 | 38.2725 | 21.6556 | 20.1545 | 30.2544 | 12.82 | 81.7897 | 25.1186 | 467.6809 | 489.1311 | 223.6555 | 136.4118 | 526.4006 | 178.6407 | 196.3836 | 149.3538 | 123.2185 | 1926.1913 | 2018.1016
VIC1 | Hydro | 2733.855 | 2741.7307 | 2479.0575 | 3059.626 | 3121.7491 | 2952.5872 | 2992.9631 | 3753.5021 | 3118.487 | 2663.5779 | 2678.5706 | 2415.9214 | 2962.8758 | 3050.3598 | 2885.6755 | 2893.7374 | 3631.1674 | 3014.7789 | 2589.7624 | 2584.6746 | 2344.056 | 2866.1149 | 2965.9263 | 2793.3175 | 2808.8622 | 3520.1327 | 2925.8621 | 2507.4648 | 2510.4379
VIC1 | Wind | 10771.3434 | 13758.8142 | 11833.1139 | 12226.6296 | 12560.9396 | 13011.7717 | 13520.656 | 12208.0071 | 12278.475 | 11853.1409 | 13120.5931 | 12270.481 | 13931.7456 | 14059.1292 | 14757.2559 | 16701.7242 | 21974.3621 | 22195.2629 | 20472.5362 | 20198.3958 | 18316.6595 | 19576.9674 | 22161.9815 | 22481.9557 | 20697.2464 | 24456.9716 | 27116.8863 | 26706.4043 | 27271.2972
VIC1 | Solar PV | 2656.001 | 2636.3662 | 2734.5254 | 2624.9405 | 2493.1716 | 2619.1957 | 2682.0563 | 2511.5756 | 2603.9087 | 2656.021 | 2640.7443 | 2741.2925 | 2622.9532 | 2493.1741 | 2633.968 | 2676.6598 | 2500.6022 | 2587.806 | 2648.4512 | 2628.2434 | 2725.021 | 2618.3365 | 2495.4069 | 2401.8728 | 2378.5594 | 2207.0089 | 2942.3268 | 5756.2315 | 5152.7333
VIC1 | Grid Battery | 113.4749 | 167.8168 | 163.2121 | 184.2274 | 164.4414 | 168.9591 | 169.9921 | 155.3925 | 145.985 | 148.3301 | 143.466 | 147.8408 | 114.9097 | 102.3118 | 116.3405 | 116.7971 | 104.1776 | 102.9194 | 112.4543 | 103.0179 | 39.2274 | 0.00080567 | 0.00086043 | 0.00095493 | 0.0008901 | 0.00090182 | 0.00092373 | 0.0012527 | 0.0013013
VIC1 | Pumped Hydro | 0 | 0 | 6.592e-05 | 7.5109e-05 | 7.5209e-05 | 8.3131e-05 | 8.0814e-05 | 8.5278e-05 | 8.6193e-05 | 9.023e-05 | 9.7625e-05 | 0.00016477 | 0.0001609 | 0.00015658 | 0.00016692 | 0.0001909 | 0.00073029 | 0.0007344 | 0.0011977 | 0.0011611 | 242.3665 | 229.0698 | 212.9497 | 232.3251 | 226.6734 | 224.5558 | 225.0813 | 1862.3611 | 1808.365
VIC1 | VPP | 14.3392 | 44.9217 | 105.0609 | 214.3683 | 311.1341 | 445.3172 | 551.1482 | 644.0839 | 708.1706 | 804.1633 | 867.8794 | 1028.526 | 1131.7721 | 1172.4634 | 1365.1624 | 1446.6807 | 1389.8827 | 1427.6774 | 1525.2951 | 1498.6521 | 1614.7286 | 1591.5998 | 1560.6712 | 1776.2786 | 1767.3923 | 1712.4391 | 1757.0638 | 1874.2836 | 1679.9699
Total excluding storage |  | 45895.6266 | 47315.0973 | 45570.0976 | 40099.2005 | 41279.9403 | 41094.3326 | 41009.3085 | 39939.8857 | 38967.191 | 38612.9176 | 39351.7192 | 38104.7147 | 40633.4432 | 40237.8653 | 42042.5712 | 42711.7069 | 46532.82 | 47173.5536 | 43039.7883 | 43785.4542 | 43470.8609 | 44807.4451 | 46713.5805 | 46152.7083 | 44166.9688 | 48914.8421 | 45635.7907 | 36896.2923 | 36952.5704
Region | Technology | 2021-22 | 2022-23 | 2023-24 | 2024-25 | 2025-26 | 2026-27 | 2027-28 | 2028-29 | 2029-30 | 2030-31 | 2031-32 | 2032-33 | 2033-34 | 2034-35 | 2035-36 | 2036-37 | 2037-38 | 2038-39 | 2039-40 | 2040-41 | 2041-42 | 2042-43 | 2043-44 | 2044-45 | 2045-46 | 2046-47 | 2047-48 | 2048-49 | 2049-50
SA1 | Black Coal | 0 | 0 | 0 | 0 | 0 | 0 | 0 | 0 | 0 | 0 | 0 | 0 | 0 | 0 | 0 | 0 | 0 | 0 | 0 | 0 | 0 | 0 | 0 | 0 | 0 | 0 | 0 | 0 | 0
SA1 | Brown Coal | 0 | 0 | 0 | 0 | 0 | 0 | 0 | 0 | 0 | 0 | 0 | 0 | 0 | 0 | 0 | 0 | 0 | 0 | 0 | 0 | 0 | 0 | 0 | 0 | 0 | 0 | 0 | 0 | 0
SA1 | CCGT | 1114.8326 | 1114.8326 | 561.3409 | 449.5019 | 449.5019 | 449.5019 | 450.7334 | 449.5019 | 449.5019 | 449.5019 | 450.7334 | 986.6143 | 996.3792 | 1281.6347 | 909.291 | 925.783 | 0.0001072 | 0.00010721 | 0.00012002 | 0.00011751 | 0.00018452 | 0.00019096 | 0.00019358 | 0.00017956 | 0.00018879 | 0.00019157 | 0.00019226 | 0.00023328 | 0.00022582
SA1 | Gas - Steam | 652.3118 | 671.7408 | 642.009 | 81.5731 | 81.5731 | 81.5731 | 81.7966 | 81.5731 | 81.5731 | 81.5731 | 81.7966 | 261.6173 | 197.257 | 646.5565 | 0 | 0 | 0 | 0 | 0 | 0 | 0 | 0 | 0 | 0 | 0 | 0 | 0 | 0 | 0
SA1 | OCGT / Diesel | 44.0621 | 22.8158 | 91.0476 | 12.441 | 3.8723 | 15.3025 | 7.079 | 16.6826 | 9.9173e-05 | 1.7129 | 1.2339 | 267.9775 | 197.3677 | 437.4164 | 264.2011 | 237.295 | 759.3305 | 796.6364 | 927.4714 | 884.5625 | 1268.2129 | 1484.8857 | 1894.579 | 709.549 | 831.0954 | 878.5484 | 1281.2431 | 1603.0239 | 1571.0739
SA1 | Hydro | 0 | 0 | 0 | 0 | 0 | 0 | 0 | 0 | 0 | 0 | 0 | 0 | 0 | 0 | 0 | 0 | 0 | 0 | 0 | 0 | 0 | 0 | 0 | 0 | 0 | 0 | 0 | 0 | 0
SA1 | Wind | 6246.1438 | 7053.4748 | 6239.3005 | 6931.6814 | 6768.6606 | 7434.0089 | 7421.5506 | 6972.2453 | 6521.6603 | 6259.1813 | 6575.9122 | 7532.9506 | 7378.6824 | 7056.4025 | 8866.9586 | 9056.8773 | 11320.6393 | 12322.4476 | 11942.1663 | 12527.5864 | 11064.226 | 10721.0792 | 9581.8955 | 10786.6614 | 10824.5114 | 10731.1051 | 10862.328 | 11331.0268 | 11841.9411
SA1 | Solar PV | 947.1378 | 1101.5237 | 1105.3092 | 1067.0932 | 1041.4939 | 1066.2714 | 1099.2727 | 1045.2087 | 1089.2574 | 1098.9342 | 1103.667 | 1121.0581 | 1066.9287 | 1041.6262 | 1067.8785 | 1097.4303 | 1042.5161 | 1087.1138 | 1099.0386 | 1100.9705 | 1111.5318 | 1063.2895 | 1043.2311 | 765.0061 | 788.0804 | 714.0616 | 713.6769 | 689.297 | 818.4493
SA1 | Grid Battery | 102.9236 | 101.7943 | 106.2856 | 109.5173 | 100.5048 | 98.3868 | 94.9381 | 91.4096 | 86.151 | 84.6008 | 81.6134 | 83.5276 | 81.2416 | 60.8551 | 64.5977 | 64.4785 | 62.2314 | 61.4045 | 64.2906 | 59.551 | 62.1039 | 59.733 | 58.2277 | 143.3408 | 141.5178 | 137.129 | 134.9878 | 137.3743 | 134.6079
SA1 | Pumped Hydro | 0 | 0 | 5.0803e-05 | 4.9323e-05 | 4.8907e-05 | 5.1173e-05 | 5.1741e-05 | 5.4754e-05 | 5.5987e-05 | 5.9474e-05 | 6.3186e-05 | 8.3245e-05 | 8.2698e-05 | 8.1467e-05 | 9.2538e-05 | 0.00010343 | 0.00015807 | 0.00016036 | 0.00016371 | 0.00016363 | 0.00026529 | 0.00025857 | 0.00025865 | 0.00036169 | 0.00035207 | 0.00034892 | 0.0003489 | 0.00035542 | 0.00036282
SA1 | VPP | 14.3716 | 28.2439 | 46.5525 | 71.8172 | 95.1733 | 122.6477 | 143.2806 | 171.9506 | 186.2703 | 212.5845 | 230.8095 | 265.9464 | 296.8975 | 307.2124 | 354.0853 | 364.1402 | 370.231 | 381.6677 | 398.0713 | 395.4344 | 416.2279 | 417.8715 | 426.0826 | 443.6019 | 447.4686 | 439.3443 | 435.4724 | 448.9042 | 415.8866
Total excluding storage |  | 9004.4882 | 9964.3877 | 8639.0072 | 8542.2905 | 8345.1018 | 9046.6578 | 9060.4324 | 8565.2116 | 8141.9928 | 7890.9035 | 8213.3431 | 10170.2177 | 9836.6149 | 10463.6363 | 11108.3291 | 11317.3855 | 13122.486 | 14206.198 | 13968.6764 | 14513.1195 | 13443.9709 | 13269.2546 | 12519.7057 | 12261.2167 | 12443.6874 | 12323.7153 | 12857.2482 | 13623.3479 | 14231.4645
Region | Technology | 2021-22 | 2022-23 | 2023-24 | 2024-25 | 2025-26 | 2026-27 | 2027-28 | 2028-29 | 2029-30 | 2030-31 | 2031-32 | 2032-33 | 2033-34 | 2034-35 | 2035-36 | 2036-37 | 2037-38 | 2038-39 | 2039-40 | 2040-41 | 2041-42 | 2042-43 | 2043-44 | 2044-45 | 2045-46 | 2046-47 | 2047-48 | 2048-49 | 2049-50
TAS1 | Black Coal | 0 | 0 | 0 | 0 | 0 | 0 | 0 | 0 | 0 | 0 | 0 | 0 | 0 | 0 | 0 | 0 | 0 | 0 | 0 | 0 | 0 | 0 | 0 | 0 | 0 | 0 | 0 | 0 | 0
TAS1 | Brown Coal | 0 | 0 | 0 | 0 | 0 | 0 | 0 | 0 | 0 | 0 | 0 | 0 | 0 | 0 | 0 | 0 | 0 | 0 | 0 | 0 | 0 | 0 | 0 | 0 | 0 | 0 | 0 | 0 | 0
TAS1 | CCGT | 1.7627e-05 | 1.7438e-05 | 1.7816e-05 | 1.7829e-05 | 1.7686e-05 | 1.7841e-05 | 1.8541e-05 | 1.9253e-05 | 2.0028e-05 | 2.0516e-05 | 2.0528e-05 | 2.1227e-05 | 2.2028e-05 | 2.2698e-05 | 2.3583e-05 | 2.443e-05 | 2.5587e-05 | 2.6658e-05 | 2.9316e-05 | 2.9503e-05 | 3.1728e-05 | 3.2191e-05 | 3.3635e-05 | 3.5136e-05 | 3.6598e-05 | 3.8434e-05 | 4.0358e-05 | 4.2664e-05 | 4.4024e-05
TAS1 | Gas - Steam | 0 | 0 | 0 | 0 | 0 | 0 | 0 | 0 | 0 | 0 | 0 | 0 | 0 | 0 | 0 | 0 | 0 | 0 | 0 | 0 | 0 | 0 | 0 | 0 | 0 | 0 | 0 | 0 | 0
TAS1 | OCGT / Diesel | 1.4073e-05 | 1.3609e-05 | 1.4255e-05 | 1.4477e-05 | 1.4172e-05 | 1.4892e-05 | 1.5516e-05 | 1.6142e-05 | 1.6846e-05 | 1.7329e-05 | 1.7147e-05 | 1.7873e-05 | 1.8488e-05 | 1.9108e-05 | 1.9819e-05 | 2.048e-05 | 2.1547e-05 | 2.2185e-05 | 2.3566e-05 | 1.9928e-05 | 0.057615 | 2.1657e-05 | 2.2707e-05 | 2.3606e-05 | 2.4403e-05 | 2.5749e-05 | 2.7081e-05 | 0.22722 | 2.942e-05
TAS1 | Hydro | 7715.1334 | 7911.2838 | 8336.4888 | 9654.5321 | 10266.9973 | 9185.7973 | 9402.9709 | 9521.6075 | 8603.5238 | 8183.1708 | 7580.6834 | 7636.8683 | 7267.1425 | 6654.3776 | 6126.0899 | 5555.3374 | 5824.3576 | 5628.7599 | 5660.6104 | 4906.2107 | 5402.1976 | 5206.305 | 4798.8873 | 4699.1525 | 4455.5633 | 4946.4379 | 4657.9686 | 4803.5638 | 4246.8183
TAS1 | Wind | 1326.1483 | 1602.6802 | 2019.0603 | 2591.7449 | 3299.1961 | 3900.7813 | 4557.7429 | 4816.7966 | 5303.6509 | 5618.1621 | 6739.2659 | 6729.0338 | 7112.8254 | 7916.2026 | 8320.6617 | 8882.7177 | 8632.8229 | 8786.9496 | 8694.1789 | 9449.1278 | 8967.4731 | 8915.1076 | 9249.6525 | 9047.6205 | 9301.1588 | 8765.9261 | 8743.7677 | 8224.6678 | 8426.2638
TAS1 | Solar PV | 3.8708e-06 | 5.5453e-06 | 8.9359e-06 | 1.0562e-05 | 8.8987e-06 | 1.0853e-05 | 1.2558e-05 | 1.3893e-05 | 1.8769e-05 | 2.5493e-05 | 3.0696e-05 | 3.1688e-05 | 3.3093e-05 | 2.8753e-05 | 3.1242e-05 | 3.0895e-05 | 3.785e-05 | 4.6466e-05 | 4.8927e-05 | 7.5076e-05 | 7.477e-05 | 7.513e-05 | 6.6408e-05 | 7.1218e-05 | 6.826e-05 | 6.8434e-05 | 7.2185e-05 | 7.0535e-05 | 6.8347e-05
TAS1 | Grid Battery | 5.0212e-05 | 5.2183e-05 | 5.1463e-05 | 5.1701e-05 | 5.5864e-05 | 5.8239e-05 | 6.4324e-05 | 7.5831e-05 | 0.00010669 | 0.00011409 | 0.0001263 | 0.00014064 | 0.00014323 | 0.00016001 | 0.00017045 | 0.00018479 | 0.00019952 | 0.00020885 | 0.00028676 | 0.00029071 | 0.00030889 | 0.00030987 | 0.00031474 | 0.00033593 | 0.00034571 | 0.0003712 | 0.00039553 | 0.00045099 | 0.00045564
TAS1 | Pumped Hydro | 0 | 0 | 0.00013128 | 0.00013753 | 0.00016055 | 0.00016863 | 0.00017616 | 0.0001858 | 0.00019568 | 0.00020712 | 0.00023544 | 0.00024928 | 0.00026025 | 0.0002767 | 0.00029591 | 0.00031365 | 0.0003334 | 0.00034902 | 0.00044423 | 0.0004498 | 0.00046296 | 0.00046615 | 0.00047701 | 0.00049229 | 0.00050652 | 0.00052811 | 0.00055539 | 0.00061157 | 0.0006255
TAS1 | VPP | 0.30894 | 0.95702 | 0.6061 | 1.1499 | 1.8753 | 2.8795 | 3.6088 | 4.7479 | 7.5327 | 9.6826 | 15.0581 | 19.4019 | 23.1348 | 28.3995 | 33.8717 | 40.4413 | 42.2741 | 44.5387 | 45.4419 | 50.8501 | 53.44 | 56.3183 | 57.1922 | 60.438 | 66.0075 | 63.9692 | 63.899 | 66.4471 | 63.4225
Total excluding storage |  | 9041.2817 | 9513.964 | 10355.5491 | 12246.277 | 13566.1934 | 13086.5787 | 13960.7139 | 14338.4041 | 13907.1747 | 13801.3329 | 14319.9493 | 14365.9021 | 14379.9681 | 14570.5803 | 14446.7517 | 14438.0552 | 14457.1806 | 14415.7095 | 14354.7894 | 14355.3386 | 14369.7285 | 14121.4127 | 14048.5399 | 13746.7732 | 13756.7222 | 13712.3641 | 13401.7365 | 13028.459 | 12673.0823
Explicitly modelled pumping
Region | Technology | 2021-22 | 2022-23 | 2023-24 | 2024-25 | 2025-26 | 2026-27 | 2027-28 | 2028-29 | 2029-30 | 2030-31 | 2031-32 | 2032-33 | 2033-34 | 2034-35 | 2035-36 | 2036-37 | 2037-38 | 2038-39 | 2039-40 | 2040-41 | 2041-42 | 2042-43 | 2043-44 | 2044-45 | 2045-46 | 2046-47 | 2047-48 | 2048-49 | 2049-50
NEM | Grid Battery pump | 266.3942 | 365.6036 | 364.1539 | 402.4878 | 366.6689 | 368.758 | 365.8184 | 340.5218 | 322.1618 | 323.2551 | 313.9509 | 321.0311 | 277.676 | 236.3637 | 258.633 | 259.1725 | 238.3386 | 236.2955 | 251.1811 | 201.401 | 124.4087 | 73.9811 | 71.6613 | 244.0762 | 240.0727 | 507.0243 | 504.8059 | 504.0933 | 507.2055
NEM | Pumped Hydro Pump | 141.3766 | 509.1905 | 675.7504 | 3792.9802 | 6819.3417 | 7417.8016 | 8189.5139 | 8819.7573 | 13357.5767 | 14590.2748 | 14940.3537 | 15852.4596 | 15086.0782 | 14444.0813 | 15847.111 | 15753.7239 | 17012.02 | 16331.9003 | 17454.5732 | 16880.9971 | 18701.8628 | 20795.028 | 19796.6195 | 22273.9387 | 21674.0408 | 22882.8836 | 22298.5473 | 25946.551 | 24599.1499
NEM | VPP pump | 70.0933 | 196.8565 | 360.1649 | 716.2322 | 1046.904 | 1442.1782 | 1796.34 | 2159.9003 | 2455.2451 | 2817.078 | 3097.4343 | 3653.345 | 4120.8356 | 4383.5337 | 5006.1636 | 5252.1502 | 5137.7749 | 5291.0871 | 5592.3695 | 5650.4261 | 6029.7711 | 6099.9138 | 6202.2063 | 6720.2352 | 6687.9861 | 6398.6853 | 6555.5107 | 6829.7707 | 6137.835
Region | Technology | 2021-22 | 2022-23 | 2023-24 | 2024-25 | 2025-26 | 2026-27 | 2027-28 | 2028-29 | 2029-30 | 2030-31 | 2031-32 | 2032-33 | 2033-34 | 2034-35 | 2035-36 | 2036-37 | 2037-38 | 2038-39 | 2039-40 | 2040-41 | 2041-42 | 2042-43 | 2043-44 | 2044-45 | 2045-46 | 2046-47 | 2047-48 | 2048-49 | 2049-50
NSW1 | Grid Battery pump | 8.8608e-05 | 9.3313e-05 | 9.3109e-05 | 9.2224e-05 | 9.1029e-05 | 9.8462e-05 | 0.00011089 | 0.00012485 | 0.00039683 | 0.00041705 | 0.00042012 | 0.00044207 | 0.00043876 | 0.0004385 | 0.00046351 | 0.00048546 | 0.00052813 | 0.00052176 | 0.00069902 | 0.00070863 | 0.0010688 | 0.0010402 | 0.0011093 | 0.0012687 | 0.0012031 | 0.0011739 | 0.0012001 | 0.0016428 | 0.0014657
NSW1 | Pumped Hydro Pump | 100.0202 | 398.9381 | 508.9819 | 3067.3849 | 6108.1543 | 6789.8181 | 7594.5027 | 7994.4217 | 12693.4463 | 13852.4869 | 14168.6157 | 14841.6005 | 14130.3655 | 13548.4277 | 14868.5015 | 14814.0105 | 13769.8856 | 13039.7538 | 14018.258 | 13643.816 | 14498.5664 | 14308.9286 | 13553.8998 | 15695.8423 | 15306.6918 | 14898.3734 | 14109.7895 | 15231.6263 | 15054.6746
NSW1 | VPP pump | 23.0403 | 66.7346 | 101.2638 | 206.9767 | 293.7179 | 403.9342 | 515.4495 | 623.9908 | 721.4025 | 836.1047 | 931.6965 | 1104.6383 | 1252.6895 | 1342.7924 | 1541.7157 | 1613.27 | 1588.9874 | 1622.8838 | 1734.1826 | 1746.5971 | 1873.041 | 1898.5245 | 1994.1352 | 2159.2256 | 2185.983 | 2152.0201 | 2156.46 | 2312.1719 | 2203.4261
Region | Technology | 2021-22 | 2022-23 | 2023-24 | 2024-25 | 2025-26 | 2026-27 | 2027-28 | 2028-29 | 2029-30 | 2030-31 | 2031-32 | 2032-33 | 2033-34 | 2034-35 | 2035-36 | 2036-37 | 2037-38 | 2038-39 | 2039-40 | 2040-41 | 2041-42 | 2042-43 | 2043-44 | 2044-45 | 2045-46 | 2046-47 | 2047-48 | 2048-49 | 2049-50
QLD1 | Grid Battery pump | 6.086e-05 | 31.8562 | 32.3345 | 39.4092 | 39.9089 | 38.7976 | 37.85 | 36.7216 | 35.5737 | 35.6855 | 35.1906 | 35.6857 | 35.6119 | 35.4126 | 35.2519 | 35.3747 | 32.8947 | 32.7047 | 33.6977 | 0.0012624 | 0.0038367 | 0.0038273 | 0.0041094 | 71.8564 | 69.5695 | 342.7652 | 342.1995 | 339.4846 | 345.493
QLD1 | Pumped Hydro Pump | 41.3564 | 110.2524 | 166.7682 | 725.595 | 711.1871 | 627.9832 | 595.0108 | 825.3351 | 664.1301 | 737.7875 | 771.7375 | 1010.8585 | 955.7121 | 895.653 | 978.6089 | 939.7127 | 3242.1328 | 3292.1449 | 3436.3129 | 3237.1789 | 3900.3373 | 6198.5292 | 5977.7638 | 6287.3938 | 6082.882 | 7705.2337 | 7905.9856 | 8388.3916 | 7284.0178
QLD1 | VPP pump | 12.2223 | 40.9572 | 76.4006 | 164.1472 | 263.4115 | 353.1921 | 441.0715 | 552.7835 | 651.25 | 749.023 | 825.2881 | 973.7867 | 1123.3872 | 1234.4638 | 1360.4126 | 1416.779 | 1385.6402 | 1436.5673 | 1501.6839 | 1562.3976 | 1662.0043 | 1715.2648 | 1761.4866 | 1824.1351 | 1756.0266 | 1595.628 | 1682.1963 | 1658.065 | 1342.761
Region | Technology | 2021-22 | 2022-23 | 2023-24 | 2024-25 | 2025-26 | 2026-27 | 2027-28 | 2028-29 | 2029-30 | 2030-31 | 2031-32 | 2032-33 | 2033-34 | 2034-35 | 2035-36 | 2036-37 | 2037-38 | 2038-39 | 2039-40 | 2040-41 | 2041-42 | 2042-43 | 2043-44 | 2044-45 | 2045-46 | 2046-47 | 2047-48 | 2048-49 | 2049-50
VIC1 | Grid Battery pump | 139.6328 | 207.7703 | 200.9073 | 227.8718 | 202.6799 | 208.495 | 210.4558 | 191.2536 | 180.2284 | 183.1236 | 177.7075 | 182.2243 | 142.0603 | 125.8207 | 143.6303 | 144.194 | 128.6143 | 127.5512 | 138.3422 | 127.6481 | 47.9632 | 0.00094918 | 0.0010109 | 0.0011236 | 0.0010487 | 0.0010594 | 0.0010883 | 0.0014722 | 0.0015311
VIC1 | Pumped Hydro Pump | 0 | 0 | 8.2502e-05 | 9.3963e-05 | 9.3968e-05 | 0.00010379 | 0.00010129 | 0.00010635 | 0.00010791 | 0.00011273 | 0.00012227 | 0.00020597 | 0.00020123 | 0.00019555 | 0.00020835 | 0.00023865 | 0.00091284 | 0.00092219 | 0.0014929 | 0.0014581 | 302.9582 | 287.5693 | 264.955 | 290.7016 | 284.4659 | 279.2754 | 282.7711 | 2326.532 | 2260.4563
VIC1 | VPP pump | 17.2104 | 54.039 | 125.9758 | 257.4175 | 373.4059 | 534.3909 | 663.0865 | 771.4762 | 849.973 | 965.187 | 1044.6049 | 1232.7752 | 1360.9619 | 1403.4254 | 1638.5191 | 1736.3607 | 1668.1896 | 1718.828 | 1825.4407 | 1804.3548 | 1932.442 | 1916.3006 | 1867.1736 | 2131.9565 | 2127.8805 | 2048.7441 | 2115.6375 | 2242.8424 | 2016.3631
Region | Technology | 2021-22 | 2022-23 | 2023-24 | 2024-25 | 2025-26 | 2026-27 | 2027-28 | 2028-29 | 2029-30 | 2030-31 | 2031-32 | 2032-33 | 2033-34 | 2034-35 | 2035-36 | 2036-37 | 2037-38 | 2038-39 | 2039-40 | 2040-41 | 2041-42 | 2042-43 | 2043-44 | 2044-45 | 2045-46 | 2046-47 | 2047-48 | 2048-49 | 2049-50
SA1 | Grid Battery pump | 126.7612 | 125.977 | 130.9118 | 135.2065 | 124.0799 | 121.4652 | 117.5125 | 112.5464 | 106.3592 | 104.4455 | 101.0523 | 103.1205 | 100.0032 | 75.1298 | 79.7502 | 79.6031 | 76.8289 | 76.0388 | 79.1402 | 73.7506 | 76.4402 | 73.9749 | 71.6547 | 172.2171 | 170.5006 | 164.2564 | 162.6037 | 164.605 | 161.709
SA1 | Pumped Hydro Pump | 0 | 0 | 6.3523e-05 | 6.1758e-05 | 6.1092e-05 | 6.3895e-05 | 6.485e-05 | 6.8292e-05 | 7.0101e-05 | 7.4295e-05 | 7.9048e-05 | 0.00010409 | 0.00010336 | 0.00010176 | 0.00011558 | 0.0001293 | 0.00019756 | 0.00020115 | 0.00020394 | 0.0002053 | 0.00033086 | 0.00032408 | 0.00032262 | 0.00045247 | 0.00044126 | 0.00043443 | 0.00043787 | 0.00044252 | 0.00045399
SA1 | VPP pump | 17.2494 | 33.9706 | 55.8028 | 86.2986 | 114.1296 | 147.2063 | 172.3663 | 205.9861 | 223.5686 | 255.1519 | 277.7692 | 318.7642 | 356.0393 | 368.7279 | 424.9865 | 437.0548 | 444.3652 | 459.3509 | 476.5212 | 475.9595 | 498.228 | 502.0888 | 510.8568 | 532.4277 | 538.6401 | 525.746 | 524.2796 | 537.1825 | 499.1627
Region | Technology | 2021-22 | 2022-23 | 2023-24 | 2024-25 | 2025-26 | 2026-27 | 2027-28 | 2028-29 | 2029-30 | 2030-31 | 2031-32 | 2032-33 | 2033-34 | 2034-35 | 2035-36 | 2036-37 | 2037-38 | 2038-39 | 2039-40 | 2040-41 | 2041-42 | 2042-43 | 2043-44 | 2044-45 | 2045-46 | 2046-47 | 2047-48 | 2048-49 | 2049-50
TAS1 | Grid Battery pump | 5.9085e-05 | 6.1411e-05 | 6.0542e-05 | 6.0827e-05 | 6.5723e-05 | 6.8514e-05 | 7.5687e-05 | 8.9205e-05 | 0.00012555 | 0.0001342 | 0.00014864 | 0.00016548 | 0.00016851 | 0.00018827 | 0.0002005 | 0.00021746 | 0.00023469 | 0.00024573 | 0.00033739 | 0.00034205 | 0.00036336 | 0.00036462 | 0.00037027 | 0.00039518 | 0.00040689 | 0.00043658 | 0.00046543 | 0.00053051 | 0.00053601
TAS1 | Pumped Hydro Pump | 0 | 0 | 0.00016457 | 0.00017196 | 0.0002007 | 0.00021068 | 0.00022041 | 0.000232 | 0.00024491 | 0.00025855 | 0.00029471 | 0.00031169 | 0.00032525 | 0.00034605 | 0.00036967 | 0.00039246 | 0.0004165 | 0.00043632 | 0.00055533 | 0.00056298 | 0.0005785 | 0.00058293 | 0.00059593 | 0.00061505 | 0.00063418 | 0.00065921 | 0.0006951 | 0.00076378 | 0.00078169
TAS1 | VPP pump | 0.3708 | 1.1551 | 0.7219 | 1.3923 | 2.2391 | 3.4546 | 4.3662 | 5.6638 | 9.051 | 11.6115 | 18.0757 | 23.3805 | 27.7576 | 34.1242 | 40.5297 | 48.6857 | 50.5925 | 53.4571 | 54.5411 | 61.117 | 64.0558 | 67.7352 | 68.5541 | 72.4902 | 79.4558 | 76.5471 | 76.9373 | 79.509 | 76.1221
Non-controllable capacity
Region | Technology | 2021-22 | 2022-23 | 2023-24 | 2024-25 | 2025-26 | 2026-27 | 2027-28 | 2028-29 | 2029-30 | 2030-31 | 2031-32 | 2032-33 | 2033-34 | 2034-35 | 2035-36 | 2036-37 | 2037-38 | 2038-39 | 2039-40 | 2040-41 | 2041-42 | 2042-43 | 2043-44 | 2044-45 | 2045-46 | 2046-47 | 2047-48 | 2048-49 | 2049-50
NEM | Distributed PV | 18636.5023 | 21296.1756 | 23859.5557 | 25771.2742 | 27749.2634 | 32561.902 | 35479.7663 | 34674.1583 | 38953.1809 | 42928.6933 | 46384.3981 | 49788.5441 | 51177.09 | 51859.0127 | 58020.5381 | 60153.1037 | 56528.4699 | 61409.0761 | 66054.788 | 69386.4583 | 71508.0576 | 71718.3725 | 71595.7848 | 78884.2374 | 80974.2557 | 74821.3345 | 80873.3656 | 86578.4377 | 90153.5903
NEM | Behind the meter battery | 289.0826 | 553.4115 | 879.3233 | 1198.3193 | 1524.2396 | 1785.9114 | 2039.4169 | 2233.4575 | 2396.2807 | 2600.032 | 2830.3766 | 3114.8739 | 3427.4558 | 3668.3456 | 3912.3596 | 3889.5232 | 3877.4014 | 3863.8922 | 3861.1925 | 3822.1599 | 3810.8001 | 3799.2905 | 3801.8188 | 3763.6497 | 3732.6179 | 3625.5951 | 3539.3919 | 3433.4204 | 3334.2143
NEM | Behind the meter battery pump | 245.5852 | 470.0403 | 747.0339 | 1017.8987 | 1294.7794 | 1517.3509 | 1732.5218 | 1897.2746 | 2035.9513 | 2208.8366 | 2405.2048 | 2646.0064 | 2911.0473 | 3116.3283 | 3324.2926 | 3304.4769 | 3293.6856 | 3282.0552 | 3278.9378 | 3247.9543 | 3237.3407 | 3226.1786 | 3229.4336 | 3196.527 | 3171.0198 | 3079.0846 | 3005.656 | 2916.2306 | 2831.8461
Region | Technology | 2021-22 | 2022-23 | 2023-24 | 2024-25 | 2025-26 | 2026-27 | 2027-28 | 2028-29 | 2029-30 | 2030-31 | 2031-32 | 2032-33 | 2033-34 | 2034-35 | 2035-36 | 2036-37 | 2037-38 | 2038-39 | 2039-40 | 2040-41 | 2041-42 | 2042-43 | 2043-44 | 2044-45 | 2045-46 | 2046-47 | 2047-48 | 2048-49 | 2049-50
NSW1 | Distributed PV | 5445.9961 | 6315.4273 | 6791.172 | 7427.6234 | 7999.3195 | 9682.4257 | 10385.0131 | 10051.8287 | 11126.8692 | 12585.015 | 14076.6069 | 14726.8355 | 15434.6032 | 15641.9934 | 18064.8476 | 18525.3989 | 17337.0054 | 18515.2707 | 20344.1339 | 21983.6902 | 22026.1414 | 22436.1707 | 22344.4349 | 25325.869 | 25691.4968 | 23578.771 | 24989.7187 | 27272.9625 | 29134.3598
NSW1 | Behind the meter battery | 100.759 | 185.4793 | 267.2014 | 351.386 | 446.2225 | 517.4158 | 586.9089 | 646.9799 | 703.5581 | 773.7351 | 851.7198 | 945.85 | 1041.86 | 1117.9401 | 1200.8323 | 1195.0823 | 1193.1006 | 1191.864 | 1198.8607 | 1191.2807 | 1195.1037 | 1196.0326 | 1199.276 | 1193.8428 | 1188.9008 | 1158.3535 | 1135.2614 | 1104.699 | 1077.1607
NSW1 | Behind the meter battery pump | 85.5946 | 157.5376 | 227.0944 | 298.4629 | 379.1182 | 439.6096 | 498.6149 | 549.3119 | 597.4537 | 657.5252 | 723.728 | 803.6778 | 884.9124 | 950.097 | 1020.5479 | 1015.3958 | 1013.7678 | 1012.0892 | 1017.7545 | 1012.3998 | 1015.2857 | 1015.5809 | 1018.8724 | 1013.9317 | 1009.4696 | 983.5118 | 964.6026 | 938.0318 | 915.3298
Region | Technology | 2021-22 | 2022-23 | 2023-24 | 2024-25 | 2025-26 | 2026-27 | 2027-28 | 2028-29 | 2029-30 | 2030-31 | 2031-32 | 2032-33 | 2033-34 | 2034-35 | 2035-36 | 2036-37 | 2037-38 | 2038-39 | 2039-40 | 2040-41 | 2041-42 | 2042-43 | 2043-44 | 2044-45 | 2045-46 | 2046-47 | 2047-48 | 2048-49 | 2049-50
QLD1 | Distributed PV | 5622.2983 | 6528.562 | 7102.6907 | 7456.7358 | 8289.4805 | 9575.3911 | 10393.5042 | 9479.6417 | 11074.4277 | 12203.2241 | 13716.8622 | 14538.3641 | 14817.7313 | 15670.5396 | 17415.5213 | 18097.9549 | 15948.9679 | 17954.1619 | 19228.4998 | 20891.5239 | 21207.5737 | 21007.9812 | 21828.2026 | 23788.4439 | 24481.1202 | 21184.9721 | 23713.4142 | 25230.3516 | 27172.749
QLD1 | Behind the meter battery | 56.6617 | 130.9255 | 201.8334 | 276.5012 | 362.4404 | 425.538 | 487.1423 | 545.2279 | 599.3902 | 659.1539 | 727.2997 | 810.3319 | 896.3132 | 960.6888 | 1028.1831 | 1019.5381 | 1015.375 | 1013.6588 | 1015.4568 | 1009.1374 | 1007.699 | 1007.1116 | 1010.3223 | 1001.4424 | 994.1286 | 966.6742 | 943.2534 | 914.7037 | 889.6665
QLD1 | Behind the meter battery pump | 48.1471 | 111.2301 | 171.4161 | 234.9614 | 307.8036 | 361.4723 | 413.7959 | 463.1302 | 509.3776 | 559.9953 | 618.0258 | 688.011 | 761.4165 | 815.9309 | 873.9186 | 865.5592 | 862.1263 | 861.2722 | 862.8949 | 857.4118 | 855.5187 | 855.1202 | 858.6712 | 850.5227 | 844.9038 | 820.8603 | 800.733 | 777.2502 | 755.4405
Region | Technology | 2021-22 | 2022-23 | 2023-24 | 2024-25 | 2025-26 | 2026-27 | 2027-28 | 2028-29 | 2029-30 | 2030-31 | 2031-32 | 2032-33 | 2033-34 | 2034-35 | 2035-36 | 2036-37 | 2037-38 | 2038-39 | 2039-40 | 2040-41 | 2041-42 | 2042-43 | 2043-44 | 2044-45 | 2045-46 | 2046-47 | 2047-48 | 2048-49 | 2049-50
VIC1 | Distributed PV | 4625.9464 | 5278.636 | 6471.0044 | 7236.9196 | 7738.8826 | 9191.8249 | 10225.7349 | 10624.6857 | 11820.4096 | 12929.4874 | 13141.6039 | 14642.6116 | 14980.5295 | 14712.544 | 16247.7815 | 16871.3039 | 16660.8016 | 17903.9156 | 19152.5625 | 18990.7 | 20398.3535 | 20446.1326 | 19804.5807 | 21634.5668 | 22255.9859 | 21724.0526 | 23287.6393 | 24845.666 | 24453.893
VIC1 | Behind the meter battery | 64.1513 | 142.7081 | 290.058 | 423.637 | 544.6591 | 655.3131 | 760.4044 | 821.4131 | 857.6105 | 913.3703 | 978.2116 | 1061.3213 | 1167.576 | 1248.0789 | 1323.3956 | 1318.7356 | 1316.7971 | 1306.9151 | 1296.8921 | 1276.0599 | 1263.9722 | 1254.5942 | 1250.9429 | 1231.7261 | 1216.4061 | 1178.0307 | 1145.7154 | 1108.9552 | 1071.1349
VIC1 | Behind the meter battery pump | 54.505 | 121.2 | 246.4106 | 359.7101 | 462.6791 | 556.8424 | 646.0038 | 698.1222 | 728.9272 | 775.6801 | 831.2917 | 901.6133 | 991.4131 | 1060.0773 | 1123.9891 | 1120.893 | 1118.5053 | 1110.0177 | 1100.9582 | 1084.4066 | 1074.25 | 1065.2465 | 1062.0039 | 1046.2498 | 1033.6442 | 1000.8075 | 972.5649 | 941.6774 | 909.6318
Region | Technology | 2021-22 | 2022-23 | 2023-24 | 2024-25 | 2025-26 | 2026-27 | 2027-28 | 2028-29 | 2029-30 | 2030-31 | 2031-32 | 2032-33 | 2033-34 | 2034-35 | 2035-36 | 2036-37 | 2037-38 | 2038-39 | 2039-40 | 2040-41 | 2041-42 | 2042-43 | 2043-44 | 2044-45 | 2045-46 | 2046-47 | 2047-48 | 2048-49 | 2049-50
SA1 | Distributed PV | 2692.7435 | 2897.9004 | 3182.7702 | 3309.9697 | 3368.0909 | 3710.5041 | 4044.5606 | 4067.9002 | 4454.7602 | 4703.283 | 4914.6932 | 5287.9656 | 5323.9848 | 5221.8838 | 5610.1847 | 5951.7602 | 5851.4936 | 6277.5462 | 6527.9801 | 6699.3114 | 7010.6424 | 6938.7639 | 6744.1877 | 7177.0323 | 7559.3789 | 7350.0719 | 7867.2373 | 8159.7488 | 8312.6824
SA1 | Behind the meter battery | 60.0755 | 85.7138 | 110.2885 | 135.3642 | 157.7643 | 172.3688 | 187.135 | 199.2315 | 212.5681 | 227.569 | 243.7671 | 264.9722 | 286.1771 | 303.0253 | 318.363 | 314.3848 | 309.9228 | 308.7105 | 306.6194 | 301.9723 | 299.9267 | 297.0823 | 296.3218 | 291.582 | 287.8832 | 277.9374 | 271.1392 | 261.9275 | 253.8857
SA1 | Behind the meter battery pump | 51.0203 | 72.7798 | 93.6692 | 115.0535 | 134.0095 | 146.4509 | 158.9589 | 169.2072 | 180.5211 | 193.3788 | 207.2022 | 225.1804 | 243.1372 | 257.429 | 270.5124 | 267.1466 | 263.4316 | 262.3804 | 260.4781 | 256.6052 | 254.8051 | 252.4468 | 251.7229 | 247.5583 | 244.5192 | 236.0174 | 230.3503 | 222.6299 | 215.4714
Region | Technology | 2021-22 | 2022-23 | 2023-24 | 2024-25 | 2025-26 | 2026-27 | 2027-28 | 2028-29 | 2029-30 | 2030-31 | 2031-32 | 2032-33 | 2033-34 | 2034-35 | 2035-36 | 2036-37 | 2037-38 | 2038-39 | 2039-40 | 2040-41 | 2041-42 | 2042-43 | 2043-44 | 2044-45 | 2045-46 | 2046-47 | 2047-48 | 2048-49 | 2049-50
TAS1 | Distributed PV | 249.518 | 275.65 | 311.9183 | 340.0256 | 353.4898 | 401.7562 | 430.9535 | 450.102 | 476.7142 | 507.6838 | 534.6319 | 592.7673 | 620.2412 | 612.0518 | 682.2029 | 706.6858 | 730.2014 | 758.1818 | 801.6118 | 821.2328 | 865.3466 | 889.3242 | 874.3789 | 958.3254 | 986.2739 | 983.4669 | 1015.3561 | 1069.7087 | 1079.9061
TAS1 | Behind the meter battery | 7.435 | 8.5848 | 9.9419 | 11.4309 | 13.1532 | 15.2757 | 17.8263 | 20.6052 | 23.1537 | 26.2038 | 29.3784 | 32.3985 | 35.5294 | 38.6125 | 41.5856 | 41.7823 | 42.2059 | 42.7438 | 43.3634 | 43.7097 | 44.0985 | 44.4697 | 44.9557 | 45.0564 | 45.2991 | 44.5992 | 44.0225 | 43.135 | 42.3665
TAS1 | Behind the meter battery pump | 6.3181 | 7.2927 | 8.4436 | 9.7108 | 11.169 | 12.9757 | 15.1484 | 17.5031 | 19.6717 | 22.2572 | 24.9571 | 27.5239 | 30.1681 | 32.7941 | 35.3246 | 35.4823 | 35.8546 | 36.2956 | 36.8521 | 37.131 | 37.4812 | 37.7842 | 38.1632 | 38.2645 | 38.4831 | 37.8876 | 37.4052 | 36.6414 | 35.9726

## BaseCase_Capacity
Installed capacity by technology (MW) - BaseCase, High DER Scenario
Capacity calculated on 1 July. In early study years some wind and solar projects enter later in the financial year and are therefore reflected in the following financial year's capacity.
Explicitly modelled generation
Region | Technology | 2021-22 | 2022-23 | 2023-24 | 2024-25 | 2025-26 | 2026-27 | 2027-28 | 2028-29 | 2029-30 | 2030-31 | 2031-32 | 2032-33 | 2033-34 | 2034-35 | 2035-36 | 2036-37 | 2037-38 | 2038-39 | 2039-40 | 2040-41 | 2041-42 | 2042-43 | 2043-44 | 2044-45 | 2045-46 | 2046-47 | 2047-48 | 2048-49 | 2049-50
NEM | Black Coal | 18366 | 17891 | 16416 | 13663.027 | 11906.0831 | 11274.7882 | 11265.0346 | 10565.0346 | 8953.7968 | 8953.7968 | 8953.7968 | 8023.6487 | 8023.6487 | 8023.6487 | 7040.591 | 6395.9999 | 5246 | 5246 | 5246 | 5246 | 5246 | 3152 | 2787 | 2422 | 2057 | 1692 | 1692 | 1692 | 1692
NEM | Brown Coal | 4790 | 4790 | 4790 | 3701.4643 | 3664.1282 | 3465.4294 | 3465.4294 | 3465.4294 | 3465.427 | 3340.0004 | 3340.0003 | 3340 | 3340 | 3340 | 3340 | 3340 | 3340 | 3340 | 3340 | 3340 | 3340 | 3340 | 3340 | 3340 | 3340 | 3340 | 2225 | 0 | 0
NEM | CCGT | 3054.9 | 3054.9 | 2874.9 | 2874.9 | 2874.9 | 2874.9 | 2874.9 | 2874.9 | 2874.9 | 2874.9 | 2874.9 | 2874.9 | 2874.9 | 2874.9 | 2874.9 | 2489.9 | 1960.9 | 1960.9 | 1817.5 | 1817.5 | 1817.5 | 1817.5 | 1377.5 | 1192.5 | 548 | 388 | 388 | 388 | 388
NEM | Gas - Steam | 1384 | 1384 | 1384 | 1384 | 1384 | 1384 | 1384 | 1384 | 1384 | 1384 | 1384 | 1384 | 1384 | 1384 | 584 | 584 | 584 | 584 | 84 | 84 | 84 | 84 | 84 | 84 | 84 | 0 | 0 | 0 | 0
NEM | OCGT / Diesel | 6863.14 | 6863.14 | 6863.14 | 6863.14 | 6863.14 | 6863.14 | 6863.14 | 6863.14 | 6863.14 | 6480.64 | 6480.64 | 6211.3 | 5749.3 | 5632.3 | 5502.3 | 5502.3 | 5502.3 | 5502.3 | 5705.017 | 5585.017 | 6007.5925 | 5967.1147 | 5967.1147 | 6707.8785 | 7162.599 | 8030.5689 | 7446.5689 | 8613.7565 | 8094.7566
NEM | Hydro | 7365.3 | 7365.3 | 7365.3 | 7365.3 | 7365.3 | 7365.3 | 7365.3 | 7365.3 | 7365.3 | 7365.3 | 7365.3 | 7365.3 | 7365.3 | 7365.3 | 7365.3 | 7365.3 | 7278.9 | 7278.9 | 7278.9 | 7278.9 | 7278.9 | 7212.9 | 7212.9 | 7212.9 | 7212.9 | 7212.9 | 7212.9 | 7212.9 | 7212.9
NEM | Wind | 8952.838 | 11397.452 | 12299.8135 | 13470.3499 | 14574.2588 | 15570.5769 | 17082.0593 | 18446.0236 | 22442.9348 | 22472.2624 | 22614.0662 | 23499.9642 | 24003.1571 | 24415.5582 | 24859.6304 | 26444.1279 | 31846.7221 | 31697.2054 | 31787.1797 | 31247.1152 | 33637.9264 | 36034.4474 | 35904.5178 | 35270.1576 | 35288.8465 | 37627.9194 | 38790.9578 | 39958.2432 | 41598.013
NEM | Solar PV | 5599.971 | 6959.156 | 6959.156 | 6959.156 | 6959.156 | 6959.156 | 6959.156 | 7154.6539 | 10197.5892 | 10197.5892 | 10197.5892 | 10197.5892 | 10197.5892 | 10197.5892 | 10197.5892 | 10076.5892 | 10238.8086 | 10088.5086 | 10088.5086 | 10088.5089 | 10288.5084 | 13910.6779 | 13963.835 | 13545.215 | 13449.9042 | 17239.3174 | 17568.7571 | 19300.5393 | 18824.5466
NEM | Grid Battery | 260.33 | 600.33 | 600.33 | 600.33 | 600.33 | 600.33 | 600.33 | 600.33 | 600.33 | 570.33 | 570.33 | 570.33 | 515 | 490 | 490 | 490 | 490.0008 | 490.0008 | 490.001 | 470.001 | 450.007 | 150.0071 | 150.0071 | 255.3286 | 255.3286 | 436.4507 | 436.4508 | 436.4511 | 436.451
NEM | Pumped Hydro | 810 | 810 | 810 | 810 | 2850 | 2850 | 2850 | 2850 | 4849.9999 | 4849.9999 | 4849.9999 | 4849.9999 | 4850 | 4850 | 4850 | 4850 | 5790.9898 | 5790.9898 | 5790.9901 | 5790.9901 | 6006.2995 | 6865.2973 | 6865.2973 | 6865.2974 | 6865.2974 | 8044.628 | 8044.628 | 8721.2734 | 8721.2734
NEM | VPP | 86.531 | 212.478 | 422.08 | 710.881 | 1092.059 | 1530.314 | 2056.202 | 2653.451 | 3326.256 | 3835.365 | 4409.5619 | 5038.919 | 5723.194 | 6362.1371 | 7028.8681 | 7398.273 | 7780.5079 | 8173.1059 | 8577.282 | 8995.4019 | 9423.6349 | 9861.3991 | 10313.4462 | 10780.4292 | 11257.7039 | 11749.3789 | 12256.2899 | 12769.8249 | 13296.025
Total excluding storage |  | 56376.149 | 59704.948 | 58952.3095 | 56281.3372 | 55590.9661 | 55757.2904 | 57259.0192 | 58118.4814 | 63547.0878 | 63068.4889 | 63210.2925 | 62896.7021 | 62937.895 | 63233.2961 | 61764.3106 | 62198.217 | 65997.6307 | 65697.8139 | 65347.1052 | 64687.0411 | 67700.4272 | 71518.64 | 70636.8674 | 69774.651 | 69143.2497 | 75530.7057 | 75324.1838 | 77165.439 | 77810.2162
Region | Technology | 2021-22 | 2022-23 | 2023-24 | 2024-25 | 2025-26 | 2026-27 | 2027-28 | 2028-29 | 2029-30 | 2030-31 | 2031-32 | 2032-33 | 2033-34 | 2034-35 | 2035-36 | 2036-37 | 2037-38 | 2038-39 | 2039-40 | 2040-41 | 2041-42 | 2042-43 | 2043-44 | 2044-45 | 2045-46 | 2046-47 | 2047-48 | 2048-49 | 2049-50
NSW1 | Black Coal | 10240 | 9765 | 8290 | 7222.1561 | 5465.2137 | 4884.1971 | 4874.4435 | 4874.4434 | 3263.2057 | 3263.2057 | 3263.2057 | 2333.0576 | 2333.0576 | 2333.0576 | 1350 | 1350 | 1350 | 1350 | 1350 | 1350 | 1350 | 0 | 0 | 0 | 0 | 0 | 0 | 0 | 0
NSW1 | Brown Coal | 0 | 0 | 0 | 0 | 0 | 0 | 0 | 0 | 0 | 0 | 0 | 0 | 0 | 0 | 0 | 0 | 0 | 0 | 0 | 0 | 0 | 0 | 0 | 0 | 0 | 0 | 0 | 0 | 0
NSW1 | CCGT | 625 | 625 | 625 | 625 | 625 | 625 | 625 | 625 | 625 | 625 | 625 | 625 | 625 | 625 | 625 | 625 | 625 | 625 | 625 | 625 | 625 | 625 | 185 | 0 | 0 | 0 | 0 | 0 | 0
NSW1 | Gas - Steam | 0 | 0 | 0 | 0 | 0 | 0 | 0 | 0 | 0 | 0 | 0 | 0 | 0 | 0 | 0 | 0 | 0 | 0 | 0 | 0 | 0 | 0 | 0 | 0 | 0 | 0 | 0 | 0 | 0
NSW1 | OCGT / Diesel | 1438 | 1438 | 1438 | 1438 | 1438 | 1438 | 1438 | 1438 | 1438 | 1438 | 1438 | 1438 | 1438 | 1438 | 1388 | 1388 | 1388 | 1388 | 1790.8138 | 1790.8138 | 1834.9893 | 1834.9893 | 1834.9893 | 2690.6924 | 2690.6924 | 2690.6924 | 2690.6924 | 3082.8411 | 3082.8411
NSW1 | Hydro | 2585 | 2585 | 2585 | 2585 | 2585 | 2585 | 2585 | 2585 | 2585 | 2585 | 2585 | 2585 | 2585 | 2585 | 2585 | 2585 | 2585 | 2585 | 2585 | 2585 | 2585 | 2585 | 2585 | 2585 | 2585 | 2585 | 2585 | 2585 | 2585
NSW1 | Wind | 2220.73 | 2981.184 | 3741.8899 | 4502.4472 | 5288.4126 | 6105.6331 | 6922.8536 | 7560.7293 | 10862.6975 | 10862.6975 | 10862.6975 | 10862.6975 | 10862.6975 | 10862.6975 | 10862.6975 | 10816.1975 | 10646.1975 | 10526.8858 | 10757.1298 | 10396.6298 | 11992.9508 | 12371.7733 | 12076.7933 | 12076.7933 | 12497.9358 | 12271.1359 | 12577.5905 | 12877.5912 | 12764.4012
NSW1 | Solar PV | 2130.363 | 2600.363 | 2600.363 | 2600.363 | 2600.363 | 2600.363 | 2600.363 | 2795.8609 | 5838.7962 | 5838.7962 | 5838.7962 | 5838.7962 | 5838.7962 | 5838.7962 | 5838.7962 | 5838.7962 | 6015.5214 | 5865.2214 | 5865.2214 | 5865.2214 | 5865.2214 | 7570.3368 | 7725.4943 | 7725.4943 | 7725.4943 | 9612.8979 | 9639.1249 | 10087.3212 | 10256.4925
NSW1 | Grid Battery | 0 | 0 | 0 | 0 | 0 | 0 | 0 | 0 | 0 | 0 | 0 | 0 | 0 | 0 | 0 | 0 | 0 | 0 | 0.00015262 | 0.00015291 | 0.00039736 | 0.00039706 | 0.00039734 | 0.00041118 | 0.00041145 | 0.00041068 | 0.00040874 | 0.00053216 | 0.0004523
NSW1 | Pumped Hydro | 240 | 240 | 240 | 240 | 2280 | 2280 | 2280 | 2280 | 4279.9999 | 4279.9999 | 4279.9999 | 4279.9999 | 4279.9999 | 4279.9999 | 4279.9999 | 4279.9999 | 4279.9999 | 4279.9999 | 4280 | 4280 | 4280.0001 | 4280.0001 | 4280.0001 | 4280.0001 | 4280.0001 | 4280.0001 | 4280.0001 | 4280.0001 | 4280.0001
NSW1 | VPP | 30.447 | 71.711 | 130.27 | 212.052 | 324.245 | 448.498 | 597.436 | 773.879 | 981.449 | 1142.61 | 1324.166 | 1522.2761 | 1738.338 | 1943.716 | 2158.8 | 2279.379 | 2405.052 | 2533.8019 | 2666.9821 | 2804.5979 | 2945.117 | 3088.977 | 3237.89 | 3391.4571 | 3548.962 | 3710.4659 | 3876.96 | 4046.0709 | 4218.4269
Total excluding storage |  | 19239.093 | 19994.547 | 19280.2529 | 18972.9663 | 18001.9894 | 18238.1931 | 19045.66 | 19879.0336 | 24612.6994 | 24612.6994 | 24612.6994 | 23682.5513 | 23682.5513 | 23682.5513 | 22649.4937 | 22602.9937 | 22609.7189 | 22340.1072 | 22973.165 | 22612.665 | 24253.1615 | 24987.0994 | 24407.2769 | 25077.98 | 25499.1225 | 27159.7262 | 27492.4078 | 28632.7535 | 28688.7348
Region | Technology | 2021-22 | 2022-23 | 2023-24 | 2024-25 | 2025-26 | 2026-27 | 2027-28 | 2028-29 | 2029-30 | 2030-31 | 2031-32 | 2032-33 | 2033-34 | 2034-35 | 2035-36 | 2036-37 | 2037-38 | 2038-39 | 2039-40 | 2040-41 | 2041-42 | 2042-43 | 2043-44 | 2044-45 | 2045-46 | 2046-47 | 2047-48 | 2048-49 | 2049-50
QLD1 | Black Coal | 8126 | 8126 | 8126 | 6440.8709 | 6440.8694 | 6390.5911 | 6390.5911 | 5690.5911 | 5690.5911 | 5690.5911 | 5690.5911 | 5690.5911 | 5690.5911 | 5690.5911 | 5690.591 | 5045.9999 | 3896 | 3896 | 3896 | 3896 | 3896 | 3152 | 2787 | 2422 | 2057 | 1692 | 1692 | 1692 | 1692
QLD1 | Brown Coal | 0 | 0 | 0 | 0 | 0 | 0 | 0 | 0 | 0 | 0 | 0 | 0 | 0 | 0 | 0 | 0 | 0 | 0 | 0 | 0 | 0 | 0 | 0 | 0 | 0 | 0 | 0 | 0 | 0
QLD1 | CCGT | 1512.9 | 1512.9 | 1512.9 | 1512.9 | 1512.9 | 1512.9 | 1512.9 | 1512.9 | 1512.9 | 1512.9 | 1512.9 | 1512.9 | 1512.9 | 1512.9 | 1512.9 | 1127.9 | 1127.9 | 1127.9 | 984.5 | 984.5 | 984.5 | 984.5 | 984.5 | 984.5 | 340 | 180 | 180 | 180 | 180
QLD1 | Gas - Steam | 84 | 84 | 84 | 84 | 84 | 84 | 84 | 84 | 84 | 84 | 84 | 84 | 84 | 84 | 84 | 84 | 84 | 84 | 84 | 84 | 84 | 84 | 84 | 84 | 84 | 0 | 0 | 0 | 0
QLD1 | OCGT / Diesel | 1910 | 1910 | 1910 | 1910 | 1910 | 1910 | 1910 | 1910 | 1910 | 1910 | 1910 | 1910 | 1618 | 1501 | 1501 | 1501 | 1501 | 1501 | 1740.903 | 1740.903 | 1740.903 | 1794.4252 | 1794.4252 | 1662.4252 | 2117.1458 | 2985.1157 | 2985.1157 | 3165.305 | 2646.305
QLD1 | Hydro | 152.4 | 152.4 | 152.4 | 152.4 | 152.4 | 152.4 | 152.4 | 152.4 | 152.4 | 152.4 | 152.4 | 152.4 | 152.4 | 152.4 | 152.4 | 152.4 | 66 | 66 | 66 | 66 | 66 | 0 | 0 | 0 | 0 | 0 | 0 | 0 | 0
QLD1 | Wind | 676.608 | 1176.608 | 1176.608 | 1444.931 | 1621.4823 | 1663.4245 | 2253.5308 | 2842.464 | 3491.0015 | 3491.0015 | 3491.0015 | 3491.0015 | 3499.2582 | 3769.0908 | 3769.0908 | 4621.3309 | 6915.7043 | 6915.7043 | 6915.7043 | 6915.7043 | 7441.1138 | 8878.478 | 8697.96 | 8484.1585 | 8917.0785 | 9684.9035 | 9684.9035 | 9684.9035 | 11368.7616
QLD1 | Solar PV | 2017.635 | 2827.62 | 2827.62 | 2827.62 | 2827.62 | 2827.62 | 2827.62 | 2827.62 | 2827.62 | 2827.62 | 2827.62 | 2827.62 | 2827.62 | 2827.62 | 2827.62 | 2706.62 | 2692.1142 | 2692.1142 | 2692.1142 | 2692.1145 | 2892.114 | 4809.1679 | 4642.1679 | 4441.0679 | 4376.8599 | 6278.8683 | 6168.4683 | 5637.5683 | 5188.3413
QLD1 | Grid Battery | 0 | 20 | 20 | 20 | 20 | 20 | 20 | 20 | 20 | 20 | 20 | 20 | 20 | 20 | 20 | 20 | 20.0005 | 20.0005 | 20.0005 | 0.00053704 | 0.0018742 | 0.0018863 | 0.0018864 | 44.0338 | 44.0338 | 225.156 | 225.156 | 225.156 | 225.1559
QLD1 | Pumped Hydro | 570 | 570 | 570 | 570 | 570 | 570 | 570 | 570 | 570 | 570 | 570 | 570 | 570.0001 | 570.0001 | 570.0001 | 570.0001 | 1510.9896 | 1510.9896 | 1510.9896 | 1510.9896 | 1631.6716 | 2490.6694 | 2490.6694 | 2490.6694 | 2490.6694 | 3670 | 3670 | 3670 | 3670
QLD1 | VPP | 17.092 | 49.567 | 96.139 | 162.616 | 256.35 | 359.913 | 485.039 | 636.85 | 815.002 | 952.311 | 1107.868 | 1278.662 | 1465.361 | 1636.076 | 1814.326 | 1909.678 | 2008.65 | 2110.638 | 2215.489 | 2324.452 | 2436.362 | 2550.2279 | 2667.885 | 2790.022 | 2914.5139 | 3043.485 | 3176.687 | 3311.313 | 3449.842
Total excluding storage |  | 14479.543 | 15789.528 | 15789.528 | 14372.7219 | 14549.2717 | 14540.9356 | 15131.0419 | 15019.9751 | 15668.5126 | 15668.5126 | 15668.5126 | 15668.5126 | 15384.7693 | 15537.6019 | 15537.6018 | 15239.2508 | 16282.7185 | 16282.7185 | 16379.2216 | 16379.2219 | 17104.6308 | 19702.5711 | 18990.0531 | 18078.1516 | 17892.0842 | 20820.8876 | 20710.4876 | 20359.7769 | 21075.4079
Region | Technology | 2021-22 | 2022-23 | 2023-24 | 2024-25 | 2025-26 | 2026-27 | 2027-28 | 2028-29 | 2029-30 | 2030-31 | 2031-32 | 2032-33 | 2033-34 | 2034-35 | 2035-36 | 2036-37 | 2037-38 | 2038-39 | 2039-40 | 2040-41 | 2041-42 | 2042-43 | 2043-44 | 2044-45 | 2045-46 | 2046-47 | 2047-48 | 2048-49 | 2049-50
VIC1 | Black Coal | 0 | 0 | 0 | 0 | 0 | 0 | 0 | 0 | 0 | 0 | 0 | 0 | 0 | 0 | 0 | 0 | 0 | 0 | 0 | 0 | 0 | 0 | 0 | 0 | 0 | 0 | 0 | 0 | 0
VIC1 | Brown Coal | 4790 | 4790 | 4790 | 3701.4643 | 3664.1282 | 3465.4294 | 3465.4294 | 3465.4294 | 3465.427 | 3340.0004 | 3340.0003 | 3340 | 3340 | 3340 | 3340 | 3340 | 3340 | 3340 | 3340 | 3340 | 3340 | 3340 | 3340 | 3340 | 3340 | 3340 | 2225 | 0 | 0
VIC1 | CCGT | 0 | 0 | 0 | 0 | 0 | 0 | 0 | 0 | 0 | 0 | 0 | 0 | 0 | 0 | 0 | 0 | 0 | 0 | 0 | 0 | 0 | 0 | 0 | 0 | 0 | 0 | 0 | 0 | 0
VIC1 | Gas - Steam | 500 | 500 | 500 | 500 | 500 | 500 | 500 | 500 | 500 | 500 | 500 | 500 | 500 | 500 | 500 | 500 | 500 | 500 | 0 | 0 | 0 | 0 | 0 | 0 | 0 | 0 | 0 | 0 | 0
VIC1 | OCGT / Diesel | 1900 | 1900 | 1900 | 1900 | 1900 | 1900 | 1900 | 1900 | 1900 | 1900 | 1900 | 1900 | 1730 | 1730 | 1730 | 1730 | 1730 | 1730 | 1290 | 1290 | 1290 | 1196 | 1196 | 1196.0005 | 1196.0005 | 1196.0005 | 612.0005 | 1206.8502 | 1206.8502
VIC1 | Hydro | 2219 | 2219 | 2219 | 2219 | 2219 | 2219 | 2219 | 2219 | 2219 | 2219 | 2219 | 2219 | 2219 | 2219 | 2219 | 2219 | 2219 | 2219 | 2219 | 2219 | 2219 | 2219 | 2219 | 2219 | 2219 | 2219 | 2219 | 2219 | 2219
VIC1 | Wind | 3434.44 | 4322.2 | 4322.2 | 4322.2 | 4322.2 | 4322.2 | 4322.2 | 4322.2 | 4322.2 | 4322.2 | 4322.2 | 4518.632 | 4969.7 | 4969.7008 | 4985.0035 | 5569.7001 | 7833.3724 | 7413.3729 | 7221.4078 | 6933.108 | 7202.1883 | 7782.5226 | 8341.9506 | 8029.9506 | 7238.0066 | 8923.9065 | 9780.4902 | 10154.9982 | 10224.1
VIC1 | Solar PV | 1098.973 | 1098.973 | 1098.973 | 1098.973 | 1098.973 | 1098.973 | 1098.973 | 1098.973 | 1098.973 | 1098.973 | 1098.973 | 1098.973 | 1098.973 | 1098.973 | 1098.973 | 1098.973 | 1098.973 | 1098.973 | 1098.973 | 1098.973 | 1098.973 | 1098.9731 | 1098.9732 | 991.4532 | 960.3504 | 960.3516 | 1373.9642 | 3188.4501 | 2791.0002
VIC1 | Grid Battery | 55.33 | 375.33 | 375.33 | 375.33 | 375.33 | 375.33 | 375.33 | 375.33 | 375.33 | 375.33 | 375.33 | 375.33 | 320 | 320 | 320 | 320 | 320.0001 | 320.0001 | 320.0002 | 320.0002 | 300.0004 | 0.00038998 | 0.00039013 | 0.00039112 | 0.0003911 | 0.00039044 | 0.00038998 | 0.0005374 | 0.00052678
VIC1 | Pumped Hydro | 0 | 0 | 0 | 0 | 0 | 0 | 0 | 0 | 0 | 0 | 0 | 0 | 0 | 0 | 0 | 0 | 0.00028122 | 0.00028157 | 0.00044388 | 0.00044397 | 94.6278 | 94.6278 | 94.6278 | 94.6278 | 94.6278 | 94.6278 | 94.6278 | 771.2732 | 771.2732
VIC1 | VPP | 19.399 | 55.108 | 137.094 | 247.137 | 385.648 | 555.84 | 760.004 | 973.496 | 1197.186 | 1363.053 | 1550.223 | 1756.093 | 1978.399 | 2185.647 | 2401.2231 | 2521.425 | 2644.546 | 2771.077 | 2900.618 | 3034.5971 | 3171.9039 | 3312.6921 | 3457.7071 | 3607.5651 | 3760.185 | 3917.7499 | 4079.9079 | 4243.998 | 4412.4559
Total excluding storage |  | 13942.413 | 14830.173 | 14830.173 | 13741.6373 | 13704.3011 | 13505.6023 | 13505.6023 | 13505.6023 | 13505.5999 | 13380.1734 | 13380.1733 | 13576.605 | 13857.673 | 13857.6738 | 13872.9765 | 14457.6731 | 16721.3454 | 16301.3459 | 15169.3808 | 14881.081 | 15150.1613 | 15636.4958 | 16195.9238 | 15776.4043 | 14953.3575 | 16639.2586 | 16210.4549 | 16769.2984 | 16440.9505
Region | Technology | 2021-22 | 2022-23 | 2023-24 | 2024-25 | 2025-26 | 2026-27 | 2027-28 | 2028-29 | 2029-30 | 2030-31 | 2031-32 | 2032-33 | 2033-34 | 2034-35 | 2035-36 | 2036-37 | 2037-38 | 2038-39 | 2039-40 | 2040-41 | 2041-42 | 2042-43 | 2043-44 | 2044-45 | 2045-46 | 2046-47 | 2047-48 | 2048-49 | 2049-50
SA1 | Black Coal | 0 | 0 | 0 | 0 | 0 | 0 | 0 | 0 | 0 | 0 | 0 | 0 | 0 | 0 | 0 | 0 | 0 | 0 | 0 | 0 | 0 | 0 | 0 | 0 | 0 | 0 | 0 | 0 | 0
SA1 | Brown Coal | 0 | 0 | 0 | 0 | 0 | 0 | 0 | 0 | 0 | 0 | 0 | 0 | 0 | 0 | 0 | 0 | 0 | 0 | 0 | 0 | 0 | 0 | 0 | 0 | 0 | 0 | 0 | 0 | 0
SA1 | CCGT | 709 | 709 | 529 | 529 | 529 | 529 | 529 | 529 | 529 | 529 | 529 | 529 | 529 | 529 | 529 | 529 | 0 | 0 | 0 | 0 | 0 | 0 | 0 | 0 | 0 | 0 | 0 | 0 | 0
SA1 | Gas - Steam | 800 | 800 | 800 | 800 | 800 | 800 | 800 | 800 | 800 | 800 | 800 | 800 | 800 | 800 | 0 | 0 | 0 | 0 | 0 | 0 | 0 | 0 | 0 | 0 | 0 | 0 | 0 | 0 | 0
SA1 | OCGT / Diesel | 1437.14 | 1437.14 | 1437.14 | 1437.14 | 1437.14 | 1437.14 | 1437.14 | 1437.14 | 1437.14 | 1054.64 | 1054.64 | 785.3 | 785.3 | 785.3 | 705.3 | 705.3 | 705.3 | 705.3 | 705.3001 | 705.3001 | 1083.7002 | 1083.7002 | 1083.7002 | 1100.7603 | 1100.7603 | 1100.7603 | 1100.7603 | 1100.7603 | 1100.7603
SA1 | Hydro | 0 | 0 | 0 | 0 | 0 | 0 | 0 | 0 | 0 | 0 | 0 | 0 | 0 | 0 | 0 | 0 | 0 | 0 | 0 | 0 | 0 | 0 | 0 | 0 | 0 | 0 | 0 | 0 | 0
SA1 | Wind | 2053.31 | 2349.71 | 2349.71 | 2349.71 | 2349.71 | 2349.71 | 2316.71 | 2316.71 | 2225.96 | 2113.96 | 2113.96 | 2660.8584 | 2562.1585 | 2562.1585 | 2848.3602 | 2899.8531 | 3771.8339 | 4018.8999 | 3922.8596 | 3883.8596 | 3883.8599 | 3883.86 | 3670.0003 | 3709.8416 | 3666.4121 | 3778.5599 | 3778.56 | 4271.3367 | 4271.3367
SA1 | Solar PV | 353 | 432.2 | 432.2 | 432.2 | 432.2 | 432.2 | 432.2 | 432.2 | 432.2 | 432.2 | 432.2 | 432.2 | 432.2 | 432.2 | 432.2 | 432.2 | 432.2 | 432.2 | 432.2 | 432.2 | 432.2 | 432.2001 | 497.1997 | 387.1997 | 387.1997 | 387.1997 | 387.1997 | 387.1997 | 588.7126
SA1 | Grid Battery | 205 | 205 | 205 | 205 | 205 | 205 | 205 | 205 | 205 | 175 | 175 | 175 | 175 | 150 | 150 | 150 | 150.0002 | 150.0002 | 150.0002 | 150.0002 | 150.0044 | 150.0044 | 150.0044 | 211.294 | 211.294 | 211.294 | 211.294 | 211.294 | 211.294
SA1 | Pumped Hydro | 0 | 0 | 0 | 0 | 0 | 0 | 0 | 0 | 0 | 0 | 0 | 0 | 0 | 0 | 0 | 0 | 0 | 0 | 0 | 0 | 0 | 0 | 0 | 0.00011701 | 0.00011713 | 0.00011723 | 0.00011738 | 0.0001177 | 0.00011781
SA1 | VPP | 17.419 | 32.817 | 53.826 | 82.384 | 116.594 | 153.426 | 196.665 | 246.475 | 303.104 | 342.113 | 385.789 | 433.601 | 485.451 | 533.213 | 582.89 | 611.322 | 640.787 | 670.973 | 702.27 | 734.354 | 767.247 | 800.749 | 835.277 | 870.592 | 906.987 | 944.194 | 982.674 | 1021.681 | 1061.697
Total excluding storage |  | 5352.45 | 5728.05 | 5548.05 | 5548.05 | 5548.05 | 5548.05 | 5515.05 | 5515.05 | 5424.3 | 4929.8 | 4929.8 | 5207.3584 | 5108.6585 | 5108.6585 | 4514.8602 | 4566.3531 | 4909.3339 | 5156.3999 | 5060.3597 | 5021.3597 | 5399.7601 | 5399.7603 | 5250.9002 | 5197.8016 | 5154.372 | 5266.5199 | 5266.52 | 5759.2967 | 5960.8096
Region | Technology | 2021-22 | 2022-23 | 2023-24 | 2024-25 | 2025-26 | 2026-27 | 2027-28 | 2028-29 | 2029-30 | 2030-31 | 2031-32 | 2032-33 | 2033-34 | 2034-35 | 2035-36 | 2036-37 | 2037-38 | 2038-39 | 2039-40 | 2040-41 | 2041-42 | 2042-43 | 2043-44 | 2044-45 | 2045-46 | 2046-47 | 2047-48 | 2048-49 | 2049-50
TAS1 | Black Coal | 0 | 0 | 0 | 0 | 0 | 0 | 0 | 0 | 0 | 0 | 0 | 0 | 0 | 0 | 0 | 0 | 0 | 0 | 0 | 0 | 0 | 0 | 0 | 0 | 0 | 0 | 0 | 0 | 0
TAS1 | Brown Coal | 0 | 0 | 0 | 0 | 0 | 0 | 0 | 0 | 0 | 0 | 0 | 0 | 0 | 0 | 0 | 0 | 0 | 0 | 0 | 0 | 0 | 0 | 0 | 0 | 0 | 0 | 0 | 0 | 0
TAS1 | CCGT | 208 | 208 | 208 | 208 | 208 | 208 | 208 | 208 | 208 | 208 | 208 | 208 | 208 | 208 | 208 | 208 | 208 | 208 | 208 | 208 | 208 | 208 | 208 | 208 | 208 | 208 | 208 | 208 | 208
TAS1 | Gas - Steam | 0 | 0 | 0 | 0 | 0 | 0 | 0 | 0 | 0 | 0 | 0 | 0 | 0 | 0 | 0 | 0 | 0 | 0 | 0 | 0 | 0 | 0 | 0 | 0 | 0 | 0 | 0 | 0 | 0
TAS1 | OCGT / Diesel | 178 | 178 | 178 | 178 | 178 | 178 | 178 | 178 | 178 | 178 | 178 | 178 | 178 | 178 | 178 | 178 | 178 | 178 | 178 | 58 | 58 | 58 | 58 | 58 | 58 | 58 | 58 | 58 | 58
TAS1 | Hydro | 2408.9 | 2408.9 | 2408.9 | 2408.9 | 2408.9 | 2408.9 | 2408.9 | 2408.9 | 2408.9 | 2408.9 | 2408.9 | 2408.9 | 2408.9 | 2408.9 | 2408.9 | 2408.9 | 2408.9 | 2408.9 | 2408.9 | 2408.9 | 2408.9 | 2408.9 | 2408.9 | 2408.9 | 2408.9 | 2408.9 | 2408.9 | 2408.9 | 2408.9
TAS1 | Wind | 567.75 | 567.75 | 709.4056 | 851.0617 | 992.4539 | 1129.6093 | 1266.765 | 1403.9204 | 1541.0758 | 1682.4034 | 1824.2072 | 1966.7749 | 2109.3429 | 2251.9106 | 2394.4783 | 2537.0463 | 2679.614 | 2822.3425 | 2970.0782 | 3117.8135 | 3117.8135 | 3117.8135 | 3117.8135 | 2969.4135 | 2969.4135 | 2969.4135 | 2969.4135 | 2969.4135 | 2969.4135
TAS1 | Solar PV | 0 | 0 | 0 | 0 | 0 | 0 | 0 | 0 | 0 | 0 | 0 | 0 | 0 | 0 | 0 | 0 | 0 | 0 | 0 | 0 | 0 | 0 | 0 | 0 | 0 | 0 | 0 | 0 | 0
TAS1 | Grid Battery | 0 | 0 | 0 | 0 | 0 | 0 | 0 | 0 | 0 | 0 | 0 | 0 | 0 | 0 | 0 | 0 | 0 | 0 | 0 | 0 | 0 | 0 | 0 | 0 | 0 | 0 | 0.00010513 | 0.00012085 | 0.00012106
TAS1 | Pumped Hydro | 0 | 0 | 0 | 0 | 0 | 0 | 0 | 0 | 0 | 0 | 0 | 0 | 0 | 0 | 0 | 0 | 0 | 0 | 0 | 0 | 0 | 0 | 0 | 0 | 0 | 0 | 0 | 0 | 0
TAS1 | VPP | 2.174 | 3.275 | 4.751 | 6.692 | 9.222 | 12.637 | 17.058 | 22.751 | 29.515 | 35.278 | 41.516 | 48.287 | 55.645 | 63.485 | 71.629 | 76.469 | 81.473 | 86.616 | 91.923 | 97.401 | 103.005 | 108.753 | 114.687 | 120.793 | 127.056 | 133.484 | 140.061 | 146.762 | 153.603
Total excluding storage |  | 3362.65 | 3362.65 | 3504.3056 | 3645.9617 | 3787.3539 | 3924.5093 | 4061.6649 | 4198.8204 | 4335.9758 | 4477.3034 | 4619.1072 | 4761.6749 | 4904.2429 | 5046.8106 | 5189.3783 | 5331.9463 | 5474.514 | 5617.2425 | 5764.9782 | 5792.7135 | 5792.7135 | 5792.7135 | 5792.7135 | 5644.3135 | 5644.3135 | 5644.3135 | 5644.3135 | 5644.3135 | 5644.3135
Explicitly modelled pumping
Region | Technology | 2021-22 | 2022-23 | 2023-24 | 2024-25 | 2025-26 | 2026-27 | 2027-28 | 2028-29 | 2029-30 | 2030-31 | 2031-32 | 2032-33 | 2033-34 | 2034-35 | 2035-36 | 2036-37 | 2037-38 | 2038-39 | 2039-40 | 2040-41 | 2041-42 | 2042-43 | 2043-44 | 2044-45 | 2045-46 | 2046-47 | 2047-48 | 2048-49 | 2049-50
NEM | Grid Battery pump | 260.33 | 600.33 | 600.33 | 600.33 | 600.33 | 600.33 | 600.33 | 600.33 | 600.33 | 570.33 | 570.33 | 570.33 | 515 | 490 | 490 | 490 | 490.0008 | 490.0008 | 490.001 | 470.001 | 450.007 | 150.0071 | 150.0071 | 255.3286 | 255.3286 | 436.4507 | 436.4508 | 436.4511 | 436.451
NEM | Pumped Hydro Pump | 1330 | 1330 | 1330 | 1330 | 3370 | 3370 | 3370 | 3370 | 5369.9999 | 5369.9999 | 5369.9999 | 5369.9999 | 5370 | 5370 | 5370 | 5370 | 6310.9898 | 6310.9898 | 6310.9901 | 6310.9901 | 6526.2995 | 7385.2973 | 7385.2973 | 7385.2974 | 7385.2974 | 8564.628 | 8564.628 | 9241.2734 | 9241.2734
NEM | VPP pump | 86.531 | 212.478 | 422.08 | 710.881 | 1092.059 | 1530.314 | 2056.202 | 2653.451 | 3326.256 | 3835.365 | 4409.5619 | 5038.919 | 5723.194 | 6362.1371 | 7028.8681 | 7398.273 | 7780.5079 | 8173.1059 | 8577.282 | 8995.4019 | 9423.6349 | 9861.3991 | 10313.4462 | 10780.4292 | 11257.7039 | 11749.3789 | 12256.2899 | 12769.8249 | 13296.025
Region | Technology | 2021-22 | 2022-23 | 2023-24 | 2024-25 | 2025-26 | 2026-27 | 2027-28 | 2028-29 | 2029-30 | 2030-31 | 2031-32 | 2032-33 | 2033-34 | 2034-35 | 2035-36 | 2036-37 | 2037-38 | 2038-39 | 2039-40 | 2040-41 | 2041-42 | 2042-43 | 2043-44 | 2044-45 | 2045-46 | 2046-47 | 2047-48 | 2048-49 | 2049-50
NSW1 | Grid Battery pump | 0 | 0 | 0 | 0 | 0 | 0 | 0 | 0 | 0 | 0 | 0 | 0 | 0 | 0 | 0 | 0 | 0 | 0 | 0.00015262 | 0.00015291 | 0.00039736 | 0.00039706 | 0.00039734 | 0.00041118 | 0.00041145 | 0.00041068 | 0.00040874 | 0.00053216 | 0.0004523
NSW1 | Pumped Hydro Pump | 840 | 840 | 840 | 840 | 2880 | 2880 | 2880 | 2880 | 4879.9999 | 4879.9999 | 4879.9999 | 4879.9999 | 4879.9999 | 4879.9999 | 4879.9999 | 4879.9999 | 4879.9999 | 4879.9999 | 4880 | 4880 | 4880.0001 | 4880.0001 | 4880.0001 | 4880.0001 | 4880.0001 | 4880.0001 | 4880.0001 | 4880.0001 | 4880.0001
NSW1 | VPP pump | 30.447 | 71.711 | 130.27 | 212.052 | 324.245 | 448.498 | 597.436 | 773.879 | 981.449 | 1142.61 | 1324.166 | 1522.2761 | 1738.338 | 1943.716 | 2158.8 | 2279.379 | 2405.052 | 2533.8019 | 2666.9821 | 2804.5979 | 2945.117 | 3088.977 | 3237.89 | 3391.4571 | 3548.962 | 3710.4659 | 3876.96 | 4046.0709 | 4218.4269
Region | Technology | 2021-22 | 2022-23 | 2023-24 | 2024-25 | 2025-26 | 2026-27 | 2027-28 | 2028-29 | 2029-30 | 2030-31 | 2031-32 | 2032-33 | 2033-34 | 2034-35 | 2035-36 | 2036-37 | 2037-38 | 2038-39 | 2039-40 | 2040-41 | 2041-42 | 2042-43 | 2043-44 | 2044-45 | 2045-46 | 2046-47 | 2047-48 | 2048-49 | 2049-50
QLD1 | Grid Battery pump | 0 | 20 | 20 | 20 | 20 | 20 | 20 | 20 | 20 | 20 | 20 | 20 | 20 | 20 | 20 | 20 | 20.0005 | 20.0005 | 20.0005 | 0.00053704 | 0.0018742 | 0.0018863 | 0.0018864 | 44.0338 | 44.0338 | 225.156 | 225.156 | 225.156 | 225.1559
QLD1 | Pumped Hydro Pump | 490 | 490 | 490 | 490 | 490 | 490 | 490 | 490 | 490 | 490 | 490 | 490 | 490.0001 | 490.0001 | 490.0001 | 490.0001 | 1430.9896 | 1430.9896 | 1430.9896 | 1430.9896 | 1551.6716 | 2410.6694 | 2410.6694 | 2410.6694 | 2410.6694 | 3590 | 3590 | 3590 | 3590
QLD1 | VPP pump | 17.092 | 49.567 | 96.139 | 162.616 | 256.35 | 359.913 | 485.039 | 636.85 | 815.002 | 952.311 | 1107.868 | 1278.662 | 1465.361 | 1636.076 | 1814.326 | 1909.678 | 2008.65 | 2110.638 | 2215.489 | 2324.452 | 2436.362 | 2550.2279 | 2667.885 | 2790.022 | 2914.5139 | 3043.485 | 3176.687 | 3311.313 | 3449.842
Region | Technology | 2021-22 | 2022-23 | 2023-24 | 2024-25 | 2025-26 | 2026-27 | 2027-28 | 2028-29 | 2029-30 | 2030-31 | 2031-32 | 2032-33 | 2033-34 | 2034-35 | 2035-36 | 2036-37 | 2037-38 | 2038-39 | 2039-40 | 2040-41 | 2041-42 | 2042-43 | 2043-44 | 2044-45 | 2045-46 | 2046-47 | 2047-48 | 2048-49 | 2049-50
VIC1 | Grid Battery pump | 55.33 | 375.33 | 375.33 | 375.33 | 375.33 | 375.33 | 375.33 | 375.33 | 375.33 | 375.33 | 375.33 | 375.33 | 320 | 320 | 320 | 320 | 320.0001 | 320.0001 | 320.0002 | 320.0002 | 300.0004 | 0.00038998 | 0.00039013 | 0.00039112 | 0.0003911 | 0.00039044 | 0.00038998 | 0.0005374 | 0.00052678
VIC1 | Pumped Hydro Pump | 0 | 0 | 0 | 0 | 0 | 0 | 0 | 0 | 0 | 0 | 0 | 0 | 0 | 0 | 0 | 0 | 0.00028122 | 0.00028157 | 0.00044388 | 0.00044397 | 94.6278 | 94.6278 | 94.6278 | 94.6278 | 94.6278 | 94.6278 | 94.6278 | 771.2732 | 771.2732
VIC1 | VPP pump | 19.399 | 55.108 | 137.094 | 247.137 | 385.648 | 555.84 | 760.004 | 973.496 | 1197.186 | 1363.053 | 1550.223 | 1756.093 | 1978.399 | 2185.647 | 2401.2231 | 2521.425 | 2644.546 | 2771.077 | 2900.618 | 3034.5971 | 3171.9039 | 3312.6921 | 3457.7071 | 3607.5651 | 3760.185 | 3917.7499 | 4079.9079 | 4243.998 | 4412.4559
Region | Technology | 2021-22 | 2022-23 | 2023-24 | 2024-25 | 2025-26 | 2026-27 | 2027-28 | 2028-29 | 2029-30 | 2030-31 | 2031-32 | 2032-33 | 2033-34 | 2034-35 | 2035-36 | 2036-37 | 2037-38 | 2038-39 | 2039-40 | 2040-41 | 2041-42 | 2042-43 | 2043-44 | 2044-45 | 2045-46 | 2046-47 | 2047-48 | 2048-49 | 2049-50
SA1 | Grid Battery pump | 205 | 205 | 205 | 205 | 205 | 205 | 205 | 205 | 205 | 175 | 175 | 175 | 175 | 150 | 150 | 150 | 150.0002 | 150.0002 | 150.0002 | 150.0002 | 150.0044 | 150.0044 | 150.0044 | 211.294 | 211.294 | 211.294 | 211.294 | 211.294 | 211.294
SA1 | Pumped Hydro Pump | 0 | 0 | 0 | 0 | 0 | 0 | 0 | 0 | 0 | 0 | 0 | 0 | 0 | 0 | 0 | 0 | 0 | 0 | 0 | 0 | 0 | 0 | 0 | 0.00011701 | 0.00011713 | 0.00011723 | 0.00011738 | 0.0001177 | 0.00011781
SA1 | VPP pump | 17.419 | 32.817 | 53.826 | 82.384 | 116.594 | 153.426 | 196.665 | 246.475 | 303.104 | 342.113 | 385.789 | 433.601 | 485.451 | 533.213 | 582.89 | 611.322 | 640.787 | 670.973 | 702.27 | 734.354 | 767.247 | 800.749 | 835.277 | 870.592 | 906.987 | 944.194 | 982.674 | 1021.681 | 1061.697
Region | Technology | 2021-22 | 2022-23 | 2023-24 | 2024-25 | 2025-26 | 2026-27 | 2027-28 | 2028-29 | 2029-30 | 2030-31 | 2031-32 | 2032-33 | 2033-34 | 2034-35 | 2035-36 | 2036-37 | 2037-38 | 2038-39 | 2039-40 | 2040-41 | 2041-42 | 2042-43 | 2043-44 | 2044-45 | 2045-46 | 2046-47 | 2047-48 | 2048-49 | 2049-50
TAS1 | Grid Battery pump | 0 | 0 | 0 | 0 | 0 | 0 | 0 | 0 | 0 | 0 | 0 | 0 | 0 | 0 | 0 | 0 | 0 | 0 | 0 | 0 | 0 | 0 | 0 | 0 | 0 | 0 | 0.00010513 | 0.00012085 | 0.00012106
TAS1 | Pumped Hydro Pump | 0 | 0 | 0 | 0 | 0 | 0 | 0 | 0 | 0 | 0 | 0 | 0 | 0 | 0 | 0 | 0 | 0 | 0 | 0 | 0 | 0 | 0 | 0 | 0 | 0 | 0 | 0 | 0 | 0
TAS1 | VPP pump | 2.174 | 3.275 | 4.751 | 6.692 | 9.222 | 12.637 | 17.058 | 22.751 | 29.515 | 35.278 | 41.516 | 48.287 | 55.645 | 63.485 | 71.629 | 76.469 | 81.473 | 86.616 | 91.923 | 97.401 | 103.005 | 108.753 | 114.687 | 120.793 | 127.056 | 133.484 | 140.061 | 146.762 | 153.603
Non-controllable capacity
Region | Technology | 2021-22 | 2022-23 | 2023-24 | 2024-25 | 2025-26 | 2026-27 | 2027-28 | 2028-29 | 2029-30 | 2030-31 | 2031-32 | 2032-33 | 2033-34 | 2034-35 | 2035-36 | 2036-37 | 2037-38 | 2038-39 | 2039-40 | 2040-41 | 2041-42 | 2042-43 | 2043-44 | 2044-45 | 2045-46 | 2046-47 | 2047-48 | 2048-49 | 2049-50
NEM | Distributed PV | 13524.6248 | 15108.4102 | 16782.6024 | 18599.0123 | 20649.214 | 22515.8693 | 24468.5133 | 26425.488 | 28217.8916 | 29838.3877 | 31741.5272 | 33782.1268 | 35587.9534 | 37062.4109 | 38679.1836 | 39995.6509 | 41752.2512 | 42998.6362 | 44363.6194 | 45809.2891 | 47081.4518 | 48494.937 | 49932.6267 | 51381.104 | 52844.7899 | 54328.8669 | 55832.8223 | 57320.9248 | 58815.3366
NEM | Behind the meter battery | 582.3 | 1103.9 | 1762 | 2442.4 | 3154.8 | 3764.5 | 4354 | 4869.8 | 5322.1 | 5889.5 | 6505.4 | 7146.7 | 7807.9 | 8342.6 | 8857.7 | 8934.3 | 9005.9 | 9071 | 9128.9 | 9183.2 | 9229.7 | 9266.6 | 9299.3 | 9327.3 | 9346.9 | 9360.8 | 9369.7 | 9366 | 9354.9
NEM | Behind the meter battery pump | 582.3 | 1103.9 | 1762 | 2442.4 | 3154.8 | 3764.5 | 4354 | 4869.8 | 5322.1 | 5889.5 | 6505.4 | 7146.7 | 7807.9 | 8342.6 | 8857.7 | 8934.3 | 9005.9 | 9071 | 9128.9 | 9183.2 | 9229.7 | 9266.6 | 9299.3 | 9327.3 | 9346.9 | 9360.8 | 9369.7 | 9366 | 9354.9
Region | Technology | 2021-22 | 2022-23 | 2023-24 | 2024-25 | 2025-26 | 2026-27 | 2027-28 | 2028-29 | 2029-30 | 2030-31 | 2031-32 | 2032-33 | 2033-34 | 2034-35 | 2035-36 | 2036-37 | 2037-38 | 2038-39 | 2039-40 | 2040-41 | 2041-42 | 2042-43 | 2043-44 | 2044-45 | 2045-46 | 2046-47 | 2047-48 | 2048-49 | 2049-50
NSW1 | Distributed PV | 3913.164 | 4330.0033 | 4787.0919 | 5305.2148 | 5929.6377 | 6464.9148 | 7030.5165 | 7642.0579 | 8239.587 | 8780.653 | 9418.7488 | 10101.1732 | 10706.5404 | 11206.655 | 11760.5256 | 12216.5275 | 12833.8315 | 13271.2891 | 13751.1953 | 14255.2842 | 14693.6982 | 15180.1199 | 15675.9263 | 16174.1445 | 16679.8936 | 17188.3323 | 17702.6531 | 18211.2334 | 18716.4585
NSW1 | Behind the meter battery | 204 | 371.3 | 538.9 | 720.5 | 926.4 | 1091.2 | 1251.4 | 1406.1 | 1556.1 | 1741 | 1940.3 | 2145.9 | 2358.2 | 2535.9 | 2707.9 | 2741.4 | 2773.9 | 2803.5 | 2831 | 2856.9 | 2879.3 | 2898.7 | 2916.7 | 2932.7 | 2946.1 | 2956.9 | 2965.9 | 2971 | 2972.8
NSW1 | Behind the meter battery pump | 204 | 371.3 | 538.9 | 720.5 | 926.4 | 1091.2 | 1251.4 | 1406.1 | 1556.1 | 1741 | 1940.3 | 2145.9 | 2358.2 | 2535.9 | 2707.9 | 2741.4 | 2773.9 | 2803.5 | 2831 | 2856.9 | 2879.3 | 2898.7 | 2916.7 | 2932.7 | 2946.1 | 2956.9 | 2965.9 | 2971 | 2972.8
Region | Technology | 2021-22 | 2022-23 | 2023-24 | 2024-25 | 2025-26 | 2026-27 | 2027-28 | 2028-29 | 2029-30 | 2030-31 | 2031-32 | 2032-33 | 2033-34 | 2034-35 | 2035-36 | 2036-37 | 2037-38 | 2038-39 | 2039-40 | 2040-41 | 2041-42 | 2042-43 | 2043-44 | 2044-45 | 2045-46 | 2046-47 | 2047-48 | 2048-49 | 2049-50
QLD1 | Distributed PV | 3987.1277 | 4367.864 | 4757.1731 | 5197.5436 | 5733.4282 | 6193.5193 | 6686.8077 | 7235.3396 | 7768.4305 | 8249.3861 | 8817.187 | 9427.4739 | 9970.7185 | 10406.9081 | 10885.1118 | 11265.0385 | 11774.9958 | 12133.6007 | 12527.3778 | 12946.311 | 13312.7732 | 13716.3 | 14123.7837 | 14534.3174 | 14946.3496 | 15365.7739 | 15789.8611 | 16207.1216 | 16627.1072
QLD1 | Behind the meter battery | 113.8 | 258.8 | 402.9 | 561.6 | 746.2 | 893.2 | 1037.3 | 1183 | 1322.8 | 1484.3 | 1659.5 | 1841.7 | 2030.2 | 2178.4 | 2321.4 | 2342.1 | 2361.9 | 2380.5 | 2396.7 | 2412.4 | 2426.3 | 2437.3 | 2447.1 | 2456.2 | 2462.6 | 2468 | 2472.1 | 2472.5 | 2471.3
QLD1 | Behind the meter battery pump | 113.8 | 258.8 | 402.9 | 561.6 | 746.2 | 893.2 | 1037.3 | 1183 | 1322.8 | 1484.3 | 1659.5 | 1841.7 | 2030.2 | 2178.4 | 2321.4 | 2342.1 | 2361.9 | 2380.5 | 2396.7 | 2412.4 | 2426.3 | 2437.3 | 2447.1 | 2456.2 | 2462.6 | 2468 | 2472.1 | 2472.5 | 2471.3
Region | Technology | 2021-22 | 2022-23 | 2023-24 | 2024-25 | 2025-26 | 2026-27 | 2027-28 | 2028-29 | 2029-30 | 2030-31 | 2031-32 | 2032-33 | 2033-34 | 2034-35 | 2035-36 | 2036-37 | 2037-38 | 2038-39 | 2039-40 | 2040-41 | 2041-42 | 2042-43 | 2043-44 | 2044-45 | 2045-46 | 2046-47 | 2047-48 | 2048-49 | 2049-50
VIC1 | Distributed PV | 3607.3732 | 4235.6688 | 4895.3044 | 5569.04 | 6273.8434 | 6987.4562 | 7713.9601 | 8332.7648 | 8832.864 | 9290.3372 | 9815.223 | 10374.7633 | 10871.2125 | 11278.6859 | 11713.5437 | 12078.4929 | 12536.272 | 12873.9302 | 13236.9883 | 13624.2112 | 13975.1226 | 14367.7124 | 14768.4829 | 15175.9878 | 15586.064 | 16006.0969 | 16432.6174 | 16856.3298 | 17285.95
VIC1 | Behind the meter battery | 128.8 | 282.9 | 574 | 854.2 | 1120.2 | 1374.8 | 1617.8 | 1793 | 1918.2 | 2092.6 | 2283.9 | 2485 | 2691.5 | 2856.6 | 3014.9 | 3031.5 | 3045.4 | 3057.7 | 3067.5 | 3076.5 | 3083.5 | 3087.8 | 3090.8 | 3092.7 | 3091.7 | 3089.5 | 3085.8 | 3078.1 | 3068.4
VIC1 | Behind the meter battery pump | 128.8 | 282.9 | 574 | 854.2 | 1120.2 | 1374.8 | 1617.8 | 1793 | 1918.2 | 2092.6 | 2283.9 | 2485 | 2691.5 | 2856.6 | 3014.9 | 3031.5 | 3045.4 | 3057.7 | 3067.5 | 3076.5 | 3083.5 | 3087.8 | 3090.8 | 3092.7 | 3091.7 | 3089.5 | 3085.8 | 3078.1 | 3068.4
Region | Technology | 2021-22 | 2022-23 | 2023-24 | 2024-25 | 2025-26 | 2026-27 | 2027-28 | 2028-29 | 2029-30 | 2030-31 | 2031-32 | 2032-33 | 2033-34 | 2034-35 | 2035-36 | 2036-37 | 2037-38 | 2038-39 | 2039-40 | 2040-41 | 2041-42 | 2042-43 | 2043-44 | 2044-45 | 2045-46 | 2046-47 | 2047-48 | 2048-49 | 2049-50
SA1 | Distributed PV | 1808.561 | 1942.7342 | 2088.4154 | 2250.1756 | 2410.2917 | 2548.5259 | 2693.2516 | 2845.2863 | 2988.2096 | 3111.8326 | 3256.9567 | 3413.5115 | 3553.5545 | 3666.7578 | 3790.6636 | 3891.097 | 4023.8511 | 4120.8807 | 4228.0128 | 4340.0465 | 4439.9406 | 4549.2328 | 4659.9151 | 4770.0776 | 4882.9587 | 4996.9199 | 5113.6916 | 5229.6824 | 5346.4831
SA1 | Behind the meter battery | 120.6 | 173.2 | 225.5 | 281.9 | 333.8 | 372.4 | 409.3 | 443.6 | 475 | 514.5 | 557.3 | 602.3 | 648.6 | 684.8 | 719.4 | 723 | 726.3 | 729 | 731.6 | 733.6 | 735.2 | 736.1 | 736.6 | 736.5 | 736.2 | 735.2 | 733.9 | 731.8 | 729.3
SA1 | Behind the meter battery pump | 120.6 | 173.2 | 225.5 | 281.9 | 333.8 | 372.4 | 409.3 | 443.6 | 475 | 514.5 | 557.3 | 602.3 | 648.6 | 684.8 | 719.4 | 723 | 726.3 | 729 | 731.6 | 733.6 | 735.2 | 736.1 | 736.6 | 736.5 | 736.2 | 735.2 | 733.9 | 731.8 | 729.3
Region | Technology | 2021-22 | 2022-23 | 2023-24 | 2024-25 | 2025-26 | 2026-27 | 2027-28 | 2028-29 | 2029-30 | 2030-31 | 2031-32 | 2032-33 | 2033-34 | 2034-35 | 2035-36 | 2036-37 | 2037-38 | 2038-39 | 2039-40 | 2040-41 | 2041-42 | 2042-43 | 2043-44 | 2044-45 | 2045-46 | 2046-47 | 2047-48 | 2048-49 | 2049-50
TAS1 | Distributed PV | 208.3988 | 232.1399 | 254.6176 | 277.0384 | 302.0129 | 321.453 | 343.9774 | 370.0394 | 388.8004 | 406.1789 | 433.4117 | 465.2049 | 485.9275 | 503.4041 | 529.3388 | 544.4951 | 583.3007 | 598.9356 | 620.0452 | 643.4362 | 659.9172 | 681.5719 | 704.5187 | 726.5767 | 749.5241 | 771.7439 | 793.9991 | 816.5575 | 839.3379
TAS1 | Behind the meter battery | 15.1 | 17.7 | 20.7 | 24.2 | 28.2 | 32.9 | 38.2 | 44.1 | 50 | 57.1 | 64.4 | 71.8 | 79.4 | 86.9 | 94.1 | 96.3 | 98.4 | 100.3 | 102.1 | 103.8 | 105.4 | 106.7 | 108.1 | 109.2 | 110.3 | 111.2 | 112 | 112.6 | 113.1
TAS1 | Behind the meter battery pump | 15.1 | 17.7 | 20.7 | 24.2 | 28.2 | 32.9 | 38.2 | 44.1 | 50 | 57.1 | 64.4 | 71.8 | 79.4 | 86.9 | 94.1 | 96.3 | 98.4 | 100.3 | 102.1 | 103.8 | 105.4 | 106.7 | 108.1 | 109.2 | 110.3 | 111.2 | 112 | 112.6 | 113.1

## BaseCase_VOM Cost
VOM cost by technology ($000s) - Base Case, High DER Scenario
VOM | Real June 2020 dollars discounted to 1 July 2020
Explicitly modelled generation
Region | Technology | 2021-22 | 2022-23 | 2023-24 | 2024-25 | 2025-26 | 2026-27 | 2027-28 | 2028-29 | 2029-30 | 2030-31 | 2031-32 | 2032-33 | 2033-34 | 2034-35 | 2035-36 | 2036-37 | 2037-38 | 2038-39 | 2039-40 | 2040-41 | 2041-42 | 2042-43 | 2043-44 | 2044-45 | 2045-46 | 2046-47 | 2047-48 | 2048-49 | 2049-50
NEM | Black Coal | 358232.709 | 298529.6518 | 282920.2016 | 272611.5192 | 237414.5094 | 205488.7995 | 177840.5199 | 180131.8752 | 135481.5107 | 125912.9572 | 115485.5904 | 106287.188 | 108932.9402 | 98328.931 | 80575.5682 | 72427.1802 | 60088.3702 | 57372.8385 | 51291.3 | 47764.3373 | 42902.6213 | 28044.7465 | 22026.638 | 17852.9214 | 14359.1223 | 11282.9034 | 10188.3134 | 9453.9263 | 8058.6425
NEM | Brown Coal | 118130.07 | 106719.8935 | 103101.827 | 76619.6466 | 76062.2694 | 70644.3013 | 65339.0957 | 61351.5711 | 57259.1137 | 55871.6836 | 51962.5855 | 48824.9 | 47619.1635 | 44340.6895 | 44641.148 | 40048.319 | 33890.1845 | 34193.916 | 28812.3855 | 29139.8688 | 30850.8065 | 29094.1175 | 26256.2091 | 24696.25 | 23308.5551 | 22838.5896 | 14690.0684 | 0 | 0
NEM | CCGT | 15628.2754 | 14904.1212 | 11970.2214 | 11932.2012 | 9923.3183 | 9675.035 | 9425.1986 | 10036.8078 | 8292.8836 | 8266.4785 | 9206.4762 | 22092.618 | 23075.6748 | 21734.4838 | 19063.5016 | 16417.0227 | 18358.7599 | 17320.151 | 13015.1624 | 12655.6309 | 12609.6416 | 13899.1835 | 8739.7833 | 7691.7227 | 3466.6012 | 2066.1816 | 1976.899 | 1876.444 | 1787.4159
NEM | Gas - Steam | 1705.7199 | 1659.4208 | 1766.6884 | 624.9464 | 571.2728 | 561.7699 | 528.6437 | 526.644 | 468.0654 | 448.0364 | 425.7688 | 695.497 | 616.0926 | 1142.2354 | 346.5603 | 364.5732 | 1030.0555 | 818.2083 | 502.8117 | 500.1494 | 583.7484 | 622.3753 | 555.4453 | 479.6156 | 592.2706 | 0 | 0 | 0 | 0
NEM | OCGT / Diesel | 530.7984 | 230.8725 | 1057.1347 | 846.1125 | 118.6628 | 393.6511 | 246.25 | 584.4438 | 42.3217 | 42.6074 | 240.2177 | 3698.7027 | 2282.5383 | 3267.377 | 2795.591 | 3294.9425 | 12837.1476 | 12847.0929 | 19317.0106 | 20097.7398 | 13645.4112 | 18789.3632 | 23188.0869 | 9237.3062 | 10695.1539 | 10271.1935 | 11662.0663 | 15217.4412 | 13490.7957
NEM | Hydro | 89396.1215 | 87263.0781 | 83255.5773 | 96097.6913 | 94368.1759 | 82991.196 | 80451.3907 | 86292.2261 | 71111.4952 | 62142.1444 | 57960.2478 | 55120.7631 | 54738.4999 | 50370.6033 | 45894.4345 | 41106.124 | 43917.0929 | 36948.0166 | 33411.7815 | 29119.7039 | 28635.6311 | 28901.0545 | 26976.927 | 25511.5177 | 23455.806 | 26378.5527 | 21936.0839 | 20200.7174 | 17820.8807
NEM | Wind | 67303.4591 | 80197.8663 | 68785.1097 | 67243.2013 | 66724.5701 | 66726.0783 | 64822.9167 | 55608.6177 | 50459.1943 | 47839.3365 | 49373.5818 | 42918.396 | 40225.4529 | 39125.2462 | 37767.8119 | 35352.9057 | 28106.6149 | 24895.2698 | 21914.7297 | 21070.0262 | 18146.0728 | 16720.8946 | 13031.5126 | 11513.8321 | 7969.4598 | 5910.6982 | 5480.984 | 4787.2299 | 2774.7389
NEM | Solar PV | 13.5121 | 15.8205 | 15.3383 | 14.0466 | 13.1168 | 13.2539 | 12.8065 | 13.9135 | 59.6396 | 60.0067 | 58.4122 | 55.1206 | 51.0342 | 47.4834 | 48.4098 | 45.826 | 41.2703 | 40.5084 | 40.7976 | 39.4669 | 38.7765 | 67.3107 | 65.2713 | 64.5319 | 61.0659 | 76.754 | 76.1641 | 86.4828 | 87.0286
NEM | Grid Battery | 0.20113 | 0.26303 | 0.25114 | 0.26399 | 0.22984 | 0.2204 | 0.20797 | 0.18565 | 0.16721 | 0.16008 | 0.14794 | 0.14498 | 0.1195 | 0.097259 | 0.10132 | 0.096884 | 0.084954 | 0.080216 | 0.081798 | 0.062213 | 0.037194 | 0.020808 | 0.019341 | 0.11799 | 0.11059 | 0.24898 | 0.23695 | 0.22489 | 0.21679
NEM | Pumped Hydro | 354.5142 | 1000.4083 | 1403.9058 | 4067.718 | 3237.2783 | 2995.4426 | 2953.0266 | 3680.5062 | 2840.6457 | 3074.5967 | 3057.0734 | 4053.9703 | 3591.0634 | 2968.1029 | 3313.6821 | 3005.0972 | 1744.8433 | 1792.7861 | 1694.6233 | 1297.4136 | 1757.67 | 1599.5597 | 993.6212 | 1260.685 | 1141.7709 | 889.3093 | 732.359 | 754.8973 | 538.693
NEM | VPP | 0.54439 | 1.4552 | 2.5503 | 4.8315 | 6.742 | 8.8613 | 10.5088 | 12.096 | 13.1015 | 14.3483 | 15.0119 | 16.9688 | 18.2211 | 18.5089 | 20.1754 | 20.1821 | 18.809 | 18.5057 | 18.7093 | 17.9643 | 18.3605 | 17.6755 | 17.1799 | 17.7519 | 16.8192 | 15.4085 | 15.0148 | 14.9688 | 12.8252
Total excluding storage |  | 650940.6654 | 589520.7246 | 552872.0984 | 525989.365 | 485195.8955 | 436494.085 | 398666.8218 | 394546.0993 | 323174.2242 | 300583.2506 | 284712.8805 | 279693.1854 | 277541.3963 | 258357.0496 | 231133.0253 | 209056.8932 | 198269.4959 | 184436.0016 | 168305.979 | 160386.9232 | 147412.7093 | 136139.0458 | 120839.8734 | 97047.6976 | 83908.0349 | 78824.8731 | 66010.5791 | 51622.2416 | 44019.5023
Region | Technology | 2021-22 | 2022-23 | 2023-24 | 2024-25 | 2025-26 | 2026-27 | 2027-28 | 2028-29 | 2029-30 | 2030-31 | 2031-32 | 2032-33 | 2033-34 | 2034-35 | 2035-36 | 2036-37 | 2037-38 | 2038-39 | 2039-40 | 2040-41 | 2041-42 | 2042-43 | 2043-44 | 2044-45 | 2045-46 | 2046-47 | 2047-48 | 2048-49 | 2049-50
NSW1 | Black Coal | 182305.055 | 145561.117 | 127494.455 | 134896.7825 | 105692.8984 | 84312.2348 | 71933.3988 | 79236.7746 | 45014.1637 | 42690.9047 | 37859.274 | 27327.5281 | 30351.5656 | 26301.2825 | 12384.819 | 14294.631 | 15064.4745 | 14092.351 | 12534.299 | 10494.5785 | 8718.1378 | 0 | 0 | 0 | 0 | 0 | 0 | 0 | 0
NSW1 | Brown Coal | 0 | 0 | 0 | 0 | 0 | 0 | 0 | 0 | 0 | 0 | 0 | 0 | 0 | 0 | 0 | 0 | 0 | 0 | 0 | 0 | 0 | 0 | 0 | 0 | 0 | 0 | 0 | 0 | 0
NSW1 | CCGT | 231.0704 | 219.5993 | 641.4749 | 397.2198 | 364.6376 | 345.1489 | 331.141 | 318.4172 | 300.0216 | 286.851 | 273.1211 | 4350.0816 | 4035.9682 | 4140.8367 | 4081.9009 | 3541.9692 | 5418.8601 | 5640.5849 | 4463.8541 | 4040.7337 | 3729.7341 | 4442.0019 | 222.8958 | 0.0003852 | 0.00039003 | 0.00038183 | 0.00036549 | 0.00044953 | 0.0004111
NSW1 | Gas - Steam | 0 | 0 | 0 | 0 | 0 | 0 | 0 | 0 | 0 | 0 | 0 | 0 | 0 | 0 | 0 | 0 | 0 | 0 | 0 | 0 | 0 | 0 | 0 | 0 | 0 | 0 | 0 | 0 | 0
NSW1 | OCGT / Diesel | 0.33176 | 0.00014394 | 118.3517 | 456.8062 | 37.0558 | 148.2721 | 44.1203 | 57.1863 | 0.00014538 | 0.00014399 | 0.00015155 | 248.1212 | 108.7127 | 154.2931 | 727.9853 | 828.8477 | 3231.0422 | 4870.3915 | 8092.5575 | 9200.2799 | 4101.329 | 7665.4171 | 10497.5425 | 2521.8362 | 2791.3688 | 3532.4042 | 5718.6707 | 7065.1487 | 6637.7253
NSW1 | Hydro | 13776.4054 | 13810.822 | 12166.4264 | 17048.105 | 15265.8471 | 14198.2587 | 13552.8047 | 18105.9774 | 13370.7461 | 11008.8455 | 11763.9035 | 11809.933 | 12537.8221 | 12310.4496 | 11934.1084 | 10647.4782 | 12851.9495 | 9792.3867 | 8685.1968 | 7676.3708 | 7445.7178 | 8401.5923 | 8260.5445 | 8241.6037 | 7501.2908 | 8591.4576 | 6735.7171 | 6245.3941 | 5536.2892
NSW1 | Wind | 15743.2869 | 17613.8067 | 15807.4094 | 14921.167 | 14868.2719 | 15055.613 | 13997.6092 | 11046.5541 | 9214.1737 | 9584.1747 | 10698.2604 | 9738.9542 | 9266.4436 | 9086.1284 | 8908.6044 | 8265.004 | 5785.4751 | 4278.7079 | 4371.6074 | 4010.4615 | 3546.5272 | 3365.6277 | 2381.8824 | 2429.8876 | 2204.133 | 1196.1539 | 1060.3669 | 992.7797 | 779.1246
NSW1 | Solar PV | 4.9791 | 5.7841 | 5.5559 | 5.1042 | 4.6301 | 4.7833 | 4.5891 | 7.1007 | 52.6956 | 53.17 | 51.8239 | 48.706 | 45.181 | 41.9217 | 42.8449 | 40.6081 | 36.6529 | 35.8116 | 36.1654 | 35.0058 | 32.7218 | 45.1169 | 43.6697 | 43.7621 | 41.4858 | 47.6916 | 45.6284 | 48.745 | 50.1001
NSW1 | Grid Battery | 1.5216e-07 | 1.5295e-07 | 1.4567e-07 | 1.3762e-07 | 1.2963e-07 | 1.3382e-07 | 1.4375e-07 | 1.5446e-07 | 4.667e-07 | 4.681e-07 | 4.4987e-07 | 4.5234e-07 | 4.2826e-07 | 4.0838e-07 | 4.1224e-07 | 4.1185e-07 | 4.2759e-07 | 4.0325e-07 | 5.1645e-07 | 4.9929e-07 | 7.1926e-07 | 6.6798e-07 | 6.8003e-07 | 7.4138e-07 | 6.7063e-07 | 6.2508e-07 | 6.0898e-07 | 7.9558e-07 | 6.7796e-07
NSW1 | Pumped Hydro | 151.8931 | 514.3521 | 671.7492 | 1077.7735 | 459.7438 | 643.8318 | 834.7581 | 870.1677 | 684.3712 | 787.7287 | 781.5296 | 1197.8653 | 1019.3689 | 670.7961 | 918.4389 | 809.2157 | 558.3222 | 534.965 | 566.3998 | 444.8912 | 611.7175 | 598.5625 | 340.7077 | 492.5137 | 459.5076 | 413.777 | 354.7173 | 389.1456 | 321.397
NSW1 | VPP | 0.17883 | 0.49296 | 0.71686 | 1.3963 | 1.8915 | 2.4815 | 3.0146 | 3.4949 | 3.8491 | 4.2582 | 4.5142 | 5.1326 | 5.5425 | 5.6552 | 6.2218 | 6.1981 | 5.8101 | 5.6787 | 5.8056 | 5.5508 | 5.6986 | 5.5149 | 5.5202 | 5.7014 | 5.4934 | 5.1892 | 4.9328 | 5.0744 | 4.6004
Total excluding storage |  | 212061.1286 | 177211.1293 | 156233.6731 | 167725.1846 | 136233.3408 | 114064.3107 | 99863.6631 | 108772.0103 | 67951.8009 | 63623.9461 | 60646.383 | 53523.3241 | 56345.6931 | 52034.912 | 38080.2628 | 37618.5382 | 42388.4543 | 38710.2336 | 38183.6802 | 35457.4302 | 27574.1677 | 23919.7559 | 21406.5349 | 13237.0899 | 12538.2788 | 13367.7076 | 13560.3835 | 14352.0679 | 13003.2396
Region | Technology | 2021-22 | 2022-23 | 2023-24 | 2024-25 | 2025-26 | 2026-27 | 2027-28 | 2028-29 | 2029-30 | 2030-31 | 2031-32 | 2032-33 | 2033-34 | 2034-35 | 2035-36 | 2036-37 | 2037-38 | 2038-39 | 2039-40 | 2040-41 | 2041-42 | 2042-43 | 2043-44 | 2044-45 | 2045-46 | 2046-47 | 2047-48 | 2048-49 | 2049-50
QLD1 | Black Coal | 175927.654 | 152968.5348 | 155425.7466 | 137714.7367 | 131721.6109 | 121176.5647 | 105907.1211 | 100895.1006 | 90467.347 | 83222.0524 | 77626.3165 | 78959.6599 | 78581.3746 | 72027.6485 | 68190.7492 | 58132.5492 | 45023.8957 | 43280.4875 | 38757.001 | 37269.7588 | 34184.4835 | 28044.7465 | 22026.638 | 17852.9214 | 14359.1223 | 11282.9034 | 10188.3134 | 9453.9263 | 8058.6425
QLD1 | Brown Coal | 0 | 0 | 0 | 0 | 0 | 0 | 0 | 0 | 0 | 0 | 0 | 0 | 0 | 0 | 0 | 0 | 0 | 0 | 0 | 0 | 0 | 0 | 0 | 0 | 0 | 0 | 0 | 0 | 0
QLD1 | CCGT | 7651.2746 | 7324.2019 | 7777.7731 | 8806.597 | 6984.813 | 6870.7018 | 6749.2053 | 7460.1439 | 5853.5563 | 5940.9821 | 6994.8318 | 13672.6819 | 15093.1016 | 12771.4443 | 11717.9363 | 9705.6613 | 12939.8995 | 11679.5658 | 8551.3079 | 8614.8968 | 8879.907 | 9457.1811 | 8516.887 | 7691.7219 | 3466.6004 | 2066.1808 | 1976.8983 | 1876.4429 | 1787.4148
QLD1 | Gas - Steam | 256.1941 | 245.4511 | 463.065 | 443.1867 | 417.3952 | 399.7093 | 380.2907 | 365.6207 | 346.2395 | 330.3832 | 314.8023 | 300.3593 | 336.9451 | 284.827 | 277.9222 | 311.1929 | 735.1739 | 583.0814 | 502.8117 | 500.1494 | 583.7484 | 622.3753 | 555.4453 | 479.6156 | 592.2706 | 0 | 0 | 0 | 0
QLD1 | OCGT / Diesel | 0.00028684 | 0.00028328 | 5.2632 | 258.2218 | 48.4297 | 85.5552 | 114.7379 | 397.0449 | 42.3205 | 30.7998 | 232.2347 | 1553.7719 | 857.9636 | 521.7662 | 493.9357 | 1191.6728 | 5505.5364 | 4148.3256 | 5155.2855 | 5190.3608 | 4734.5108 | 6162.2501 | 5864.0235 | 5232.2429 | 6223.0981 | 5236.5632 | 4171.6079 | 4129.6534 | 2839.2433
QLD1 | Hydro | 4636.9042 | 4414.036 | 4212.9636 | 3985.6323 | 3785.4957 | 3598.9043 | 3431.7907 | 3248.4546 | 3085.9584 | 2874.0393 | 2797.7442 | 2646.8605 | 2513.8004 | 2390.267 | 2275.9418 | 2155.7354 | 765.8345 | 732.3514 | 694.0952 | 659.6148 | 629.6534 | 0 | 0 | 0 | 0 | 0 | 0 | 0 | 0
QLD1 | Wind | 5372.1784 | 8650.3769 | 8213.8755 | 7227.9158 | 8158.7256 | 7736.1115 | 7873.7412 | 7259.0703 | 6341.8612 | 6305.3124 | 5316.8031 | 5043.7856 | 4445.4991 | 5009.1773 | 4544.827 | 4660.0669 | 4502.3244 | 4129.1349 | 4009.9975 | 3346.3696 | 3184.2593 | 2670.7548 | 2503.7473 | 1323.3638 | 1347.0641 | 1207.0606 | 1106.8421 | 988.2998 | 579.29
QLD1 | Solar PV | 5.1758 | 6.7105 | 6.5226 | 5.9509 | 5.7564 | 5.7532 | 5.5568 | 4.4253 | 4.5779 | 4.5419 | 4.4036 | 4.2644 | 3.8926 | 3.7712 | 3.7751 | 3.4765 | 3.0585 | 3.1536 | 3.1311 | 3.0349 | 4.6547 | 20.9115 | 19.4164 | 18.8379 | 17.7125 | 27.4737 | 27.2734 | 26.574 | 24.7515
QLD1 | Grid Battery | 1.0494e-07 | 0.02295 | 0.02231 | 0.025851 | 0.024979 | 0.023171 | 0.021566 | 0.019962 | 0.018455 | 0.017666 | 0.016577 | 0.016128 | 0.015316 | 0.014527 | 0.013801 | 0.013217 | 0.01169 | 0.011162 | 0.010936 | 8.9327e-07 | 2.5909e-06 | 2.4647e-06 | 2.5271e-06 | 0.042099 | 0.038939 | 0.18287 | 0.17444 | 0.16488 | 0.16032
QLD1 | Pumped Hydro | 202.6211 | 486.0562 | 732.1566 | 2989.9445 | 2777.5345 | 2351.6108 | 2118.2685 | 2810.3385 | 2156.2745 | 2286.868 | 2275.5438 | 2856.105 | 2571.6945 | 2297.3068 | 2395.2432 | 2195.8815 | 1186.5212 | 1257.8211 | 1128.2235 | 852.5224 | 1145.7535 | 1000.8173 | 652.7545 | 768.0055 | 682.1085 | 475.3868 | 377.5017 | 364.651 | 216.275
QLD1 | VPP | 0.094971 | 0.30243 | 0.54106 | 1.1074 | 1.696 | 2.1695 | 2.5841 | 3.0916 | 3.4749 | 3.8152 | 3.9996 | 4.5237 | 4.9689 | 5.2098 | 5.4784 | 5.4453 | 5.0668 | 5.0406 | 5.0127 | 4.9737 | 5.0551 | 4.9689 | 4.8698 | 4.8232 | 4.4242 | 3.8266 | 3.8678 | 3.6182 | 2.8114
Total excluding storage |  | 193849.3814 | 173609.3116 | 176105.2096 | 158442.2411 | 151122.2266 | 139873.3001 | 124462.4436 | 119629.8603 | 106141.861 | 98708.1112 | 93287.1361 | 102181.3836 | 101832.5769 | 93008.9015 | 87505.0873 | 76160.355 | 69475.7228 | 64556.1003 | 57673.6299 | 55584.185 | 52201.2171 | 46978.2194 | 39486.1575 | 32598.7034 | 26005.8681 | 19820.1818 | 17470.935 | 16474.8963 | 13289.3422
Region | Technology | 2021-22 | 2022-23 | 2023-24 | 2024-25 | 2025-26 | 2026-27 | 2027-28 | 2028-29 | 2029-30 | 2030-31 | 2031-32 | 2032-33 | 2033-34 | 2034-35 | 2035-36 | 2036-37 | 2037-38 | 2038-39 | 2039-40 | 2040-41 | 2041-42 | 2042-43 | 2043-44 | 2044-45 | 2045-46 | 2046-47 | 2047-48 | 2048-49 | 2049-50
VIC1 | Black Coal | 0 | 0 | 0 | 0 | 0 | 0 | 0 | 0 | 0 | 0 | 0 | 0 | 0 | 0 | 0 | 0 | 0 | 0 | 0 | 0 | 0 | 0 | 0 | 0 | 0 | 0 | 0 | 0 | 0
VIC1 | Brown Coal | 118130.07 | 106719.8935 | 103101.827 | 76619.6466 | 76062.2694 | 70644.3013 | 65339.0957 | 61351.5711 | 57259.1137 | 55871.6836 | 51962.5855 | 48824.9 | 47619.1635 | 44340.6895 | 44641.148 | 40048.319 | 33890.1845 | 34193.916 | 28812.3855 | 29139.8688 | 30850.8065 | 29094.1175 | 26256.2091 | 24696.25 | 23308.5551 | 22838.5896 | 14690.0684 | 0 | 0
VIC1 | CCGT | 6.9781e-05 | 6.5897e-05 | 6.5906e-05 | 7.2633e-05 | 6.9964e-05 | 6.6862e-05 | 6.8186e-05 | 7.1312e-05 | 6.754e-05 | 6.4697e-05 | 6.7051e-05 | 0.0001041 | 9.9355e-05 | 9.7452e-05 | 9.1781e-05 | 8.8077e-05 | 0.00014182 | 0.00013642 | 0.0001798 | 0.00016836 | 0.00017806 | 0.00017523 | 0.00016849 | 0.00015457 | 0.00015526 | 0.00014953 | 0.00014786 | 0.00040177 | 0.00037403
VIC1 | Gas - Steam | 16.0118 | 5.083 | 16.5048 | 23.6062 | 5.7845 | 20.7391 | 14.0083 | 30.8166 | 1.1794e-05 | 1.2541 | 1.2944e-05 | 57.4049 | 28.8738 | 93.2941 | 68.6381 | 53.3803 | 294.8816 | 235.1269 | 0 | 0 | 0 | 0 | 0 | 0 | 0 | 0 | 0 | 0 | 0
VIC1 | OCGT / Diesel | 65.438 | 0.00027547 | 61.521 | 16.6531 | 0.00032844 | 36.138 | 32.8667 | 2.8218 | 0.0003164 | 0.00030511 | 0.0003164 | 225.4947 | 124.6849 | 109.7328 | 153.0893 | 62.3417 | 383.8373 | 111.864 | 1967.5309 | 1984.7047 | 859.3559 | 510.3277 | 1840.0835 | 593.5654 | 626.9285 | 465.6424 | 359.3118 | 2408.6047 | 2530.7846
VIC1 | Hydro | 18563.4714 | 17710.7361 | 15350.672 | 18085.0365 | 17514.9035 | 15831.9136 | 15271.0352 | 18383.4243 | 14500.7802 | 11823.0229 | 11260.6821 | 9708.1717 | 11517.4801 | 11166.6629 | 10134.103 | 9650.829 | 11623.4771 | 9200.9488 | 7510.9351 | 7162.8763 | 6205.4667 | 7274.5937 | 7132.385 | 6423.5287 | 6145.4455 | 7394.8051 | 5856.5076 | 4767.4444 | 4556.4991
VIC1 | Wind | 27121.11 | 33110.3834 | 27123.1465 | 26733.5575 | 26275.1038 | 25936.3812 | 25721.2898 | 22136.2637 | 21237.6442 | 19577.6542 | 20684.1789 | 17475.4435 | 16626.7948 | 16002.5615 | 15970.8707 | 15293.8858 | 12060.3905 | 11193.9359 | 9635.5523 | 9907.766 | 8069.2801 | 7519.8293 | 5876.8237 | 5397.0756 | 2808.9801 | 2248.8731 | 2024.6203 | 1705.2555 | 541.5359
VIC1 | Solar PV | 2.475 | 2.3457 | 2.3215 | 2.1268 | 1.9257 | 1.9312 | 1.8872 | 1.6859 | 1.6682 | 1.623 | 1.5408 | 1.5261 | 1.3936 | 1.2627 | 1.2736 | 1.235 | 1.1003 | 1.0867 | 1.0608 | 1.0051 | 0.99437 | 0.91186 | 0.82842 | 0.76124 | 0.71939 | 0.63675 | 2.4131 | 10.4357 | 10.5988
VIC1 | Grid Battery | 0.10514 | 0.14949 | 0.1386 | 0.14938 | 0.12716 | 0.12468 | 0.11962 | 0.10434 | 0.093567 | 0.090702 | 0.083751 | 0.082348 | 0.061041 | 0.051895 | 0.056286 | 0.053928 | 0.045884 | 0.04326 | 0.045102 | 0.039434 | 0.014522 | 6.1121e-07 | 6.2236e-07 | 6.5913e-07 | 5.8683e-07 | 5.6624e-07 | 5.5433e-07 | 7.1635e-07 | 7.1098e-07
VIC1 | Pumped Hydro | 0 | 0 | 1.2596e-07 | 1.3694e-07 | 1.3075e-07 | 1.3783e-07 | 1.2813e-07 | 1.2864e-07 | 1.2434e-07 | 1.2406e-07 | 1.2831e-07 | 2.0641e-07 | 1.9231e-07 | 1.7853e-07 | 1.8148e-07 | 1.9825e-07 | 7.2363e-07 | 6.9606e-07 | 1.0788e-06 | 1.0025e-06 | 0.19903 | 0.17991 | 0.15887 | 0.16583 | 0.15479 | 0.14544 | 0.13992 | 1.1008 | 1.021
VIC1 | VPP | 0.13367 | 0.39989 | 0.89204 | 1.7368 | 2.4042 | 3.2842 | 3.8767 | 4.3233 | 4.5361 | 4.9159 | 5.0638 | 5.724 | 6.0107 | 5.9432 | 6.5998 | 6.6727 | 6.1165 | 5.9962 | 6.1136 | 5.733 | 5.8932 | 5.5405 | 5.1854 | 5.6298 | 5.3486 | 4.9407 | 4.8389 | 4.9227 | 4.2119
Total excluding storage |  | 163898.5763 | 157548.4421 | 145655.9928 | 121480.6268 | 119859.9873 | 112471.4046 | 106380.1829 | 101906.5834 | 92999.2067 | 87275.2382 | 83908.9877 | 76292.941 | 75918.3908 | 71714.2036 | 70969.1227 | 65109.9908 | 58253.8714 | 54936.8784 | 47927.4647 | 48196.2211 | 45985.9038 | 44399.7802 | 41106.3299 | 37111.1811 | 32890.6288 | 32948.5471 | 22932.9213 | 8891.7407 | 7639.4187
Region | Technology | 2021-22 | 2022-23 | 2023-24 | 2024-25 | 2025-26 | 2026-27 | 2027-28 | 2028-29 | 2029-30 | 2030-31 | 2031-32 | 2032-33 | 2033-34 | 2034-35 | 2035-36 | 2036-37 | 2037-38 | 2038-39 | 2039-40 | 2040-41 | 2041-42 | 2042-43 | 2043-44 | 2044-45 | 2045-46 | 2046-47 | 2047-48 | 2048-49 | 2049-50
SA1 | Black Coal | 0 | 0 | 0 | 0 | 0 | 0 | 0 | 0 | 0 | 0 | 0 | 0 | 0 | 0 | 0 | 0 | 0 | 0 | 0 | 0 | 0 | 0 | 0 | 0 | 0 | 0 | 0 | 0 | 0
SA1 | Brown Coal | 0 | 0 | 0 | 0 | 0 | 0 | 0 | 0 | 0 | 0 | 0 | 0 | 0 | 0 | 0 | 0 | 0 | 0 | 0 | 0 | 0 | 0 | 0 | 0 | 0 | 0 | 0 | 0 | 0
SA1 | CCGT | 7745.9303 | 7360.3199 | 3550.9733 | 2728.3843 | 2573.8676 | 2459.1843 | 2344.8523 | 2258.2466 | 2139.3056 | 2038.6453 | 1938.5233 | 4069.8543 | 3946.6049 | 4822.2026 | 3263.6643 | 3169.3921 | 0.00017624 | 0.00016816 | 0.00017959 | 0.00016769 | 0.00025138 | 0.00024827 | 0.00024 | 0.00021252 | 0.00021316 | 0.00020646 | 0.00019767 | 0.00022882 | 0.00021127
SA1 | Gas - Steam | 1433.514 | 1408.8866 | 1287.1186 | 158.1535 | 148.093 | 141.3214 | 134.3448 | 130.2067 | 121.8259 | 116.399 | 110.9665 | 337.7328 | 250.2736 | 764.1143 | 0 | 0 | 0 | 0 | 0 | 0 | 0 | 0 | 0 | 0 | 0 | 0 | 0 | 0 | 0
SA1 | OCGT / Diesel | 465.0282 | 230.8717 | 871.9987 | 114.4313 | 33.1769 | 123.6857 | 54.5251 | 127.3907 | 0.00062204 | 11.8071 | 7.9824 | 1671.3148 | 1191.177 | 2481.5848 | 1420.5807 | 1212.0801 | 3716.7317 | 3716.5118 | 4101.6367 | 3722.3944 | 3949.996 | 4451.3682 | 4986.4374 | 889.6617 | 1053.7586 | 1036.5837 | 1412.4759 | 1613.3856 | 1483.0425
SA1 | Hydro | 0 | 0 | 0 | 0 | 0 | 0 | 0 | 0 | 0 | 0 | 0 | 0 | 0 | 0 | 0 | 0 | 0 | 0 | 0 | 0 | 0 | 0 | 0 | 0 | 0 | 0 | 0 | 0 | 0
SA1 | Wind | 15721.9403 | 16958.7718 | 14308.1134 | 15152.8679 | 14156.7964 | 14820.0037 | 14114.7927 | 12640.8735 | 11275.3414 | 10334.5566 | 10364.4862 | 8733.4468 | 8117.6802 | 7426.7642 | 6954.3775 | 5884.3914 | 4923.8294 | 4482.5592 | 3279.1053 | 3195.4922 | 2773.2311 | 2627.3475 | 1795.3199 | 1973.7252 | 1213.5894 | 960.0377 | 969.582 | 832.0934 | 628.0096
SA1 | Solar PV | 0.88216 | 0.98014 | 0.93844 | 0.86475 | 0.80469 | 0.78614 | 0.77342 | 0.70164 | 0.69789 | 0.67175 | 0.64397 | 0.6241 | 0.56699 | 0.52772 | 0.51626 | 0.5063 | 0.45872 | 0.45654 | 0.44035 | 0.42107 | 0.40562 | 0.37039 | 1.3568 | 1.1708 | 1.1482 | 0.95197 | 0.84923 | 0.72822 | 1.5782
SA1 | Grid Battery | 0.095984 | 0.090588 | 0.090232 | 0.088756 | 0.077702 | 0.072556 | 0.066783 | 0.061346 | 0.055183 | 0.051708 | 0.047608 | 0.0465 | 0.04314 | 0.030836 | 0.031231 | 0.029739 | 0.027379 | 0.025793 | 0.025759 | 0.022777 | 0.022669 | 0.020804 | 0.019337 | 0.075892 | 0.071651 | 0.066104 | 0.062516 | 0.060001 | 0.056468
SA1 | Pumped Hydro | 0 | 0 | 9.7032e-08 | 8.9963e-08 | 8.5013e-08 | 8.4847e-08 | 8.2033e-08 | 8.2597e-08 | 8.0767e-08 | 8.1764e-08 | 8.2979e-08 | 1.0428e-07 | 9.8797e-08 | 9.2872e-08 | 1.0063e-07 | 1.0738e-07 | 1.5656e-07 | 1.5188e-07 | 1.4735e-07 | 1.4116e-07 | 2.1756e-07 | 2.029e-07 | 1.9319e-07 | 2.5811e-07 | 2.4008e-07 | 2.2613e-07 | 2.1674e-07 | 2.0971e-07 | 2.0496e-07
SA1 | VPP | 0.134 | 0.25129 | 0.39521 | 0.58175 | 0.7356 | 0.90461 | 1.0077 | 1.1543 | 1.1931 | 1.2994 | 1.3462 | 1.4804 | 1.5762 | 1.5565 | 1.7117 | 1.6792 | 1.6294 | 1.603 | 1.5952 | 1.5121 | 1.5186 | 1.455 | 1.4144 | 1.4059 | 1.3533 | 1.2674 | 1.1994 | 1.1789 | 1.0424
Total excluding storage |  | 25367.2949 | 25959.8301 | 20019.1425 | 18154.7017 | 16912.7386 | 17544.9812 | 16649.2882 | 15157.4192 | 13537.1713 | 12502.0798 | 12422.6024 | 14812.9728 | 13506.3027 | 15495.1936 | 11639.1388 | 10266.37 | 8641.02 | 8199.5276 | 7381.1825 | 6918.3078 | 6723.6329 | 7079.0864 | 6783.1142 | 2864.5579 | 2268.4964 | 1997.5735 | 2382.9074 | 2446.2075 | 2112.6305
Region | Technology | 2021-22 | 2022-23 | 2023-24 | 2024-25 | 2025-26 | 2026-27 | 2027-28 | 2028-29 | 2029-30 | 2030-31 | 2031-32 | 2032-33 | 2033-34 | 2034-35 | 2035-36 | 2036-37 | 2037-38 | 2038-39 | 2039-40 | 2040-41 | 2041-42 | 2042-43 | 2043-44 | 2044-45 | 2045-46 | 2046-47 | 2047-48 | 2048-49 | 2049-50
TAS1 | Black Coal | 0 | 0 | 0 | 0 | 0 | 0 | 0 | 0 | 0 | 0 | 0 | 0 | 0 | 0 | 0 | 0 | 0 | 0 | 0 | 0 | 0 | 0 | 0 | 0 | 0 | 0 | 0 | 0 | 0
TAS1 | Brown Coal | 0 | 0 | 0 | 0 | 0 | 0 | 0 | 0 | 0 | 0 | 0 | 0 | 0 | 0 | 0 | 0 | 0 | 0 | 0 | 0 | 0 | 0 | 0 | 0 | 0 | 0 | 0 | 0 | 0
TAS1 | CCGT | 6.3836e-05 | 6.0255e-05 | 5.8742e-05 | 5.6094e-05 | 5.3089e-05 | 5.1104e-05 | 5.0672e-05 | 5.0205e-05 | 4.9833e-05 | 4.871e-05 | 4.6504e-05 | 4.5883e-05 | 4.5433e-05 | 4.4669e-05 | 4.4283e-05 | 4.3769e-05 | 4.3742e-05 | 4.3488e-05 | 4.5629e-05 | 4.3814e-05 | 4.4961e-05 | 4.3528e-05 | 4.3393e-05 | 4.3251e-05 | 4.2988e-05 | 4.3076e-05 | 4.3159e-05 | 4.3532e-05 | 4.2862e-05
TAS1 | Gas - Steam | 0 | 0 | 0 | 0 | 0 | 0 | 0 | 0 | 0 | 0 | 0 | 0 | 0 | 0 | 0 | 0 | 0 | 0 | 0 | 0 | 0 | 0 | 0 | 0 | 0 | 0 | 0 | 0 | 0
TAS1 | OCGT / Diesel | 8.0425e-05 | 7.4485e-05 | 7.4447e-05 | 7.2143e-05 | 6.7396e-05 | 6.7925e-05 | 6.7251e-05 | 6.6911e-05 | 6.7022e-05 | 6.5612e-05 | 6.181e-05 | 6.1536e-05 | 6.0631e-05 | 5.9884e-05 | 5.9258e-05 | 5.8286e-05 | 5.8683e-05 | 5.7268e-05 | 5.7832e-05 | 3.8643e-05 | 0.21951 | 3.8131e-05 | 3.7939e-05 | 3.7769e-05 | 3.7045e-05 | 3.7556e-05 | 3.7807e-05 | 0.64875 | 3.7221e-05
TAS1 | Hydro | 52419.3405 | 51327.484 | 51525.5153 | 56978.9175 | 57801.9297 | 49362.1194 | 48195.7601 | 46554.3697 | 40154.0104 | 36436.2367 | 32137.918 | 30955.7979 | 28169.3974 | 24503.2239 | 21550.2814 | 18652.0815 | 18675.8318 | 17222.3297 | 16521.5544 | 13620.842 | 14354.7931 | 13224.8685 | 11583.9974 | 10846.3853 | 9809.0697 | 10392.29 | 9343.8592 | 9187.8788 | 7728.0924
TAS1 | Wind | 3344.9436 | 3864.5274 | 3332.5649 | 3207.6931 | 3265.6724 | 3177.9689 | 3115.4838 | 2525.8562 | 2390.1737 | 2037.6386 | 2309.8532 | 1926.7659 | 1769.0353 | 1600.6148 | 1389.1323 | 1249.5575 | 834.5954 | 810.9318 | 618.4672 | 609.9369 | 572.7751 | 537.3352 | 473.7393 | 389.7799 | 395.6931 | 298.573 | 319.5727 | 268.8015 | 246.7788
TAS1 | Solar PV | 3.6064e-08 | 4.9309e-08 | 7.5863e-08 | 8.5626e-08 | 6.8762e-08 | 8.0035e-08 | 8.8366e-08 | 9.327e-08 | 1.203e-07 | 1.5573e-07 | 1.7901e-07 | 1.7642e-07 | 1.7593e-07 | 1.4571e-07 | 1.5109e-07 | 1.4258e-07 | 1.6657e-07 | 1.9522e-07 | 1.9592e-07 | 2.8693e-07 | 2.7282e-07 | 2.6178e-07 | 2.2055e-07 | 2.2573e-07 | 2.0648e-07 | 1.9748e-07 | 1.9889e-07 | 1.8523e-07 | 1.7133e-07
TAS1 | Grid Battery | 1.0189e-07 | 1.0107e-07 | 9.5058e-08 | 9.1103e-08 | 9.3958e-08 | 9.3457e-08 | 9.8502e-08 | 1.1078e-07 | 1.4875e-07 | 1.5177e-07 | 1.6033e-07 | 1.7032e-07 | 1.6549e-07 | 1.7645e-07 | 1.7929e-07 | 1.8551e-07 | 1.9108e-07 | 1.9088e-07 | 2.5007e-07 | 2.4192e-07 | 2.4521e-07 | 2.3474e-07 | 2.2752e-07 | 2.3166e-07 | 2.2755e-07 | 2.3305e-07 | 2.3699e-07 | 2.578e-07 | 2.4856e-07
TAS1 | Pumped Hydro | 0 | 0 | 2.5109e-07 | 2.5051e-07 | 2.792e-07 | 2.7969e-07 | 2.7903e-07 | 2.8047e-07 | 2.8222e-07 | 2.8466e-07 | 3.0917e-07 | 3.1212e-07 | 3.1081e-07 | 3.1551e-07 | 3.217e-07 | 3.2564e-07 | 3.3e-07 | 3.2976e-07 | 4.0048e-07 | 3.8721e-07 | 3.7988e-07 | 3.651e-07 | 3.5636e-07 | 3.5087e-07 | 3.449e-07 | 3.4255e-07 | 3.4422e-07 | 3.6125e-07 | 3.527e-07
TAS1 | VPP | 0.0029172 | 0.0086302 | 0.0051652 | 0.0092327 | 0.014646 | 0.021364 | 0.025641 | 0.032004 | 0.048403 | 0.059498 | 0.088101 | 0.10807 | 0.12283 | 0.14427 | 0.16377 | 0.18671 | 0.18618 | 0.18727 | 0.18217 | 0.19473 | 0.19498 | 0.19618 | 0.19017 | 0.19161 | 0.19973 | 0.18465 | 0.17605 | 0.17463 | 0.15907
Total excluding storage |  | 55764.2842 | 55192.0115 | 54858.0804 | 60186.6107 | 61067.6022 | 52540.0884 | 51311.244 | 49080.226 | 42544.1842 | 38473.8754 | 34447.7713 | 32882.5639 | 29938.4328 | 26103.8388 | 22939.4138 | 19901.6392 | 19510.4274 | 18033.2616 | 17140.0217 | 14230.779 | 14927.7878 | 13762.2038 | 12057.7368 | 11236.1653 | 10204.7629 | 10690.8631 | 9663.432 | 9457.3291 | 7974.8713
Explicitly modelled pumping
Region | Technology | 2021-22 | 2022-23 | 2023-24 | 2024-25 | 2025-26 | 2026-27 | 2027-28 | 2028-29 | 2029-30 | 2030-31 | 2031-32 | 2032-33 | 2033-34 | 2034-35 | 2035-36 | 2036-37 | 2037-38 | 2038-39 | 2039-40 | 2040-41 | 2041-42 | 2042-43 | 2043-44 | 2044-45 | 2045-46 | 2046-47 | 2047-48 | 2048-49 | 2049-50
NEM | Grid Battery pump | 0.24759 | 0.32551 | 0.3092 | 0.32626 | 0.28349 | 0.27204 | 0.25738 | 0.22859 | 0.20644 | 0.19763 | 0.18321 | 0.17875 | 0.14747 | 0.11982 | 0.12509 | 0.11961 | 0.10493 | 0.099289 | 0.10069 | 0.077069 | 0.045649 | 0.025757 | 0.023789 | 0.024122 | 0.022728 | 0.020861 | 0.019444 | 0.019321 | 0.017843
NEM | Pumped Hydro Pump | 956.73 | 3299.861 | 4163.9324 | 11465.5476 | 6691.6313 | 7406.6807 | 8234.9052 | 9634.4728 | 7959.8421 | 8431.4675 | 9976.431 | 12689.1185 | 11489.5946 | 9380.168 | 11136.9594 | 9910.2923 | 7351.9998 | 6760.302 | 7074.222 | 5817.959 | 7196.647 | 6832.6928 | 5422.7135 | 6991.3907 | 6154.6205 | 5352.0451 | 4515.4384 | 5245.2578 | 4155.2252
NEM | VPP pump | 0.64049 | 1.716 | 2.9966 | 5.6869 | 7.9302 | 10.4247 | 12.3839 | 14.2111 | 15.4143 | 16.8811 | 17.7087 | 19.9261 | 21.4486 | 21.7713 | 23.722 | 23.7454 | 22.1642 | 21.7827 | 21.9666 | 21.1851 | 21.5653 | 20.8156 | 20.1909 | 20.8769 | 19.8289 | 18.0966 | 17.6952 | 17.5814 | 15.0795
Region | Technology | 2021-22 | 2022-23 | 2023-24 | 2024-25 | 2025-26 | 2026-27 | 2027-28 | 2028-29 | 2029-30 | 2030-31 | 2031-32 | 2032-33 | 2033-34 | 2034-35 | 2035-36 | 2036-37 | 2037-38 | 2038-39 | 2039-40 | 2040-41 | 2041-42 | 2042-43 | 2043-44 | 2044-45 | 2045-46 | 2046-47 | 2047-48 | 2048-49 | 2049-50
NSW1 | Grid Battery pump | 0 | 0 | 0 | 0 | 0 | 0 | 0 | 0 | 0 | 0 | 0 | 0 | 0 | 0 | 0 | 0 | 0 | 0 | 0 | 0 | 0 | 0 | 0 | 0 | 0 | 0 | 0 | 0 | 0
NSW1 | Pumped Hydro Pump | 676.4781 | 2585.1493 | 3133.1844 | 7198.1111 | 2718.6215 | 4051.6987 | 5201.4322 | 5626.4723 | 4879.1559 | 5164.233 | 6716.4502 | 8617.6853 | 7815.5304 | 6098.091 | 7714.9782 | 6773.1121 | 5649.9572 | 4975.9942 | 5465.2622 | 4594.0669 | 5563.1498 | 5409.9608 | 4500.8376 | 5898.8198 | 5184.4202 | 4678.2353 | 3975.3026 | 4729.9551 | 3856.6481
NSW1 | VPP pump | 0.2104 | 0.58131 | 0.84207 | 1.6435 | 2.2247 | 2.9195 | 3.553 | 4.1056 | 4.5286 | 5.0099 | 5.3253 | 6.0243 | 6.5209 | 6.6677 | 7.3058 | 7.2923 | 6.8551 | 6.6811 | 6.8113 | 6.5497 | 6.6987 | 6.4799 | 6.4902 | 6.7079 | 6.4813 | 6.0871 | 5.8209 | 5.9529 | 5.4125
Region | Technology | 2021-22 | 2022-23 | 2023-24 | 2024-25 | 2025-26 | 2026-27 | 2027-28 | 2028-29 | 2029-30 | 2030-31 | 2031-32 | 2032-33 | 2033-34 | 2034-35 | 2035-36 | 2036-37 | 2037-38 | 2038-39 | 2039-40 | 2040-41 | 2041-42 | 2042-43 | 2043-44 | 2044-45 | 2045-46 | 2046-47 | 2047-48 | 2048-49 | 2049-50
QLD1 | Grid Battery pump | 0 | 0.028331 | 0.027459 | 0.031916 | 0.030839 | 0.028607 | 0.026627 | 0.024644 | 0.022785 | 0.021811 | 0.020522 | 0.019855 | 0.018909 | 0.017936 | 0.017038 | 0.016317 | 0.014474 | 0.013738 | 0.013501 | 0 | 0 | 0 | 0 | 0 | 0 | 0 | 0 | 0 | 0
QLD1 | Pumped Hydro Pump | 280.2519 | 714.7117 | 1030.7479 | 4267.4365 | 3973.0098 | 3354.982 | 3033.473 | 4008.0005 | 3080.6862 | 3267.2345 | 3259.9808 | 4071.4332 | 3674.0642 | 3282.077 | 3421.9812 | 3137.1802 | 1702.0426 | 1784.3078 | 1608.9598 | 1223.8921 | 1633.4972 | 1422.732 | 921.8759 | 1092.5709 | 970.2003 | 673.8098 | 540.1358 | 515.3027 | 298.5771
QLD1 | VPP pump | 0.11174 | 0.35675 | 0.63563 | 1.3029 | 1.9954 | 2.5525 | 3.0406 | 3.6369 | 4.0883 | 4.4887 | 4.7176 | 5.3103 | 5.846 | 6.1295 | 6.4454 | 6.4065 | 5.9774 | 5.9143 | 5.8976 | 5.8563 | 5.9427 | 5.8521 | 5.7341 | 5.666 | 5.2032 | 4.5124 | 4.5403 | 4.2669 | 3.2978
Region | Technology | 2021-22 | 2022-23 | 2023-24 | 2024-25 | 2025-26 | 2026-27 | 2027-28 | 2028-29 | 2029-30 | 2030-31 | 2031-32 | 2032-33 | 2033-34 | 2034-35 | 2035-36 | 2036-37 | 2037-38 | 2038-39 | 2039-40 | 2040-41 | 2041-42 | 2042-43 | 2043-44 | 2044-45 | 2045-46 | 2046-47 | 2047-48 | 2048-49 | 2049-50
VIC1 | Grid Battery pump | 0.12938 | 0.18507 | 0.1706 | 0.18476 | 0.15672 | 0.15385 | 0.14809 | 0.12842 | 0.11552 | 0.11198 | 0.10374 | 0.10149 | 0.075458 | 0.063818 | 0.069493 | 0.066581 | 0.056651 | 0.053612 | 0.055484 | 0.048861 | 0.017755 | 0 | 0 | 0 | 0 | 0 | 0 | 0 | 0
VIC1 | Pumped Hydro Pump | 0 | 0 | 0 | 0 | 0 | 0 | 0 | 0 | 0 | 0 | 0 | 0 | 0 | 0 | 0 | 0 | 0 | 0 | 0 | 0 | 0 | 0 | 0 | 0 | 0 | 0 | 0 | 0 | 0
VIC1 | VPP pump | 0.15727 | 0.47152 | 1.0485 | 2.0443 | 2.8283 | 3.8632 | 4.5716 | 5.0758 | 5.3368 | 5.7837 | 5.9742 | 6.7246 | 7.0845 | 6.973 | 7.7649 | 7.8507 | 7.1963 | 7.0759 | 7.1717 | 6.7656 | 6.9131 | 6.5387 | 6.0808 | 6.6237 | 6.3119 | 5.7939 | 5.7109 | 5.774 | 4.9556
Region | Technology | 2021-22 | 2022-23 | 2023-24 | 2024-25 | 2025-26 | 2026-27 | 2027-28 | 2028-29 | 2029-30 | 2030-31 | 2031-32 | 2032-33 | 2033-34 | 2034-35 | 2035-36 | 2036-37 | 2037-38 | 2038-39 | 2039-40 | 2040-41 | 2041-42 | 2042-43 | 2043-44 | 2044-45 | 2045-46 | 2046-47 | 2047-48 | 2048-49 | 2049-50
SA1 | Grid Battery pump | 0.11821 | 0.11211 | 0.11114 | 0.10958 | 0.095932 | 0.089579 | 0.082662 | 0.07553 | 0.06813 | 0.06384 | 0.058946 | 0.057402 | 0.053102 | 0.038071 | 0.038559 | 0.036717 | 0.033802 | 0.031939 | 0.031707 | 0.028207 | 0.027894 | 0.025757 | 0.023789 | 0.024122 | 0.022728 | 0.020861 | 0.019444 | 0.019321 | 0.017843
SA1 | Pumped Hydro Pump | 0 | 0 | 0 | 0 | 0 | 0 | 0 | 0 | 0 | 0 | 0 | 0 | 0 | 0 | 0 | 0 | 0 | 0 | 0 | 0 | 0 | 0 | 0 | 0 | 0 | 0 | 0 | 0 | 0
SA1 | VPP pump | 0.15766 | 0.29625 | 0.46437 | 0.68522 | 0.86465 | 1.0643 | 1.1882 | 1.3554 | 1.4037 | 1.5288 | 1.588 | 1.7392 | 1.8528 | 1.8312 | 2.0138 | 1.9756 | 1.917 | 1.891 | 1.8718 | 1.784 | 1.7818 | 1.7137 | 1.6623 | 1.6541 | 1.5968 | 1.4866 | 1.4153 | 1.3828 | 1.2264
Region | Technology | 2021-22 | 2022-23 | 2023-24 | 2024-25 | 2025-26 | 2026-27 | 2027-28 | 2028-29 | 2029-30 | 2030-31 | 2031-32 | 2032-33 | 2033-34 | 2034-35 | 2035-36 | 2036-37 | 2037-38 | 2038-39 | 2039-40 | 2040-41 | 2041-42 | 2042-43 | 2043-44 | 2044-45 | 2045-46 | 2046-47 | 2047-48 | 2048-49 | 2049-50
TAS1 | Grid Battery pump | 0 | 0 | 0 | 0 | 0 | 0 | 0 | 0 | 0 | 0 | 0 | 0 | 0 | 0 | 0 | 0 | 0 | 0 | 0 | 0 | 0 | 0 | 0 | 0 | 0 | 0 | 0 | 0 | 0
TAS1 | Pumped Hydro Pump | 0 | 0 | 0 | 0 | 0 | 0 | 0 | 0 | 0 | 0 | 0 | 0 | 0 | 0 | 0 | 0 | 0 | 0 | 0 | 0 | 0 | 0 | 0 | 0 | 0 | 0 | 0 | 0 | 0
TAS1 | VPP pump | 0.0034328 | 0.010209 | 0.0060299 | 0.010958 | 0.017141 | 0.025125 | 0.030403 | 0.037421 | 0.057011 | 0.069941 | 0.10367 | 0.12765 | 0.14444 | 0.16991 | 0.19208 | 0.22031 | 0.2184 | 0.22033 | 0.21433 | 0.22942 | 0.22909 | 0.23128 | 0.22343 | 0.22527 | 0.23566 | 0.21657 | 0.20776 | 0.20481 | 0.18715

## BaseCase_FOM Cost
FOM cost by technology ($000s) - Base Case, High DER Scenario
FOM | Real June 2020 dollars discounted to 1 July 2020. For new entrant capacity, the FOM is incurred annually in modelling. For existing capacity, FOM is considered to be a sunk cost, since the fixed retirement dates are assumed to be the same in the Base Case and the case with Marinus Link. As such, early retirements are presented as an annual FOM saving, or negative cost, that continues until the assumed fixed date retirement.
Explicitly modelled generation
Region | Technology | 2021-22 | 2022-23 | 2023-24 | 2024-25 | 2025-26 | 2026-27 | 2027-28 | 2028-29 | 2029-30 | 2030-31 | 2031-32 | 2032-33 | 2033-34 | 2034-35 | 2035-36 | 2036-37 | 2037-38 | 2038-39 | 2039-40 | 2040-41 | 2041-42 | 2042-43 | 2043-44 | 2044-45 | 2045-46 | 2046-47 | 2047-48 | 2048-49 | 2049-50
NEM | Black Coal | 0 | 0 | 0 | -117273.2548 | 111868.4514 | 185845.8555 | -68115.8862 | -181879.8974 | -183362.0857 | -174963.8222 | 216039.7222 | 350529.465 | 203675.78 | -93065.8815 | -1412.7078 | -0.0034976 | -0.0006129 | -0.00058483 | -0.00055953 | -0.00053241 | 239835.4415 | 0 | 0 | 0 | 0 | 0 | 0 | 0 | 0
NEM | Brown Coal | 0 | 0 | 0 | -131812.2206 | -130089.0303 | -146037.8945 | 165115.9639 | 447423.1427 | -93339.443 | -68541.0175 | -32788.3478 | -0.0040077 | -0.0038242 | -0.003649 | -0.0034912 | -0.003322 | 190672.8153 | 363063.5483 | -0.0028938 | -0.0027536 | -0.0026275 | -0.0025071 | -0.0023987 | -0.0022824 | -0.0021779 | -0.0020781 | -0.0014752 | 0 | 0
NEM | CCGT | 0.00018765 | 0.00018158 | 0.00018944 | 0.00019695 | 0.00018793 | 0.00017932 | 0.00017452 | 0.00018184 | 0.00017452 | 0.00016797 | 0.00017535 | 0.00024987 | 0.00024343 | 0.0002422 | 0.00023254 | 0.00022982 | 0.00041804 | 0.00039981 | 0.00049216 | 0.00046831 | 0.0005865 | 0.00060218 | 0.00057703 | 0.00055269 | 0.00053657 | 0.00051356 | 0.0004944 | 0.00065886 | 0.00062936
NEM | Gas - Steam | 0 | 0 | 0 | 0 | 0 | 0 | 0 | 0 | 0 | 0 | 0 | 0 | 0 | 0 | 0 | 0 | 0 | 0 | 0 | 0 | 0 | 0 | 0 | 0 | 0 | 0 | 0 | 0 | 0
NEM | OCGT / Diesel | 0.00081156 | 0.00079446 | 0.00076011 | 0.00072326 | 0.00069014 | 0.00065853 | 0.00063005 | 0.00061782 | 0.00061259 | 0.00061352 | 0.00062137 | 0.00071357 | 0.00069196 | 0.0006725 | 0.00066361 | 0.00066443 | 0.0010957 | 0.0010515 | 2849.1559 | 2711.0581 | 4157.1046 | 4165.2802 | 3985.1371 | 10344.8969 | 11336.6345 | 15036.6872 | 14386.3696 | 16909.4891 | 16135.0087
NEM | Hydro | 0 | 0 | 0 | 0 | 0 | 0 | 0 | 0 | 0 | 0 | 0 | 0 | 0 | 0 | 0 | 0 | 0 | 0 | 0 | 0 | 0 | 0 | 0 | 0 | 0 | 0 | 0 | 0 | 0
NEM | Wind | 0.015129 | 19157.3778 | 39754.9157 | 63888.9914 | 84542.1107 | 101282.0438 | 126725.3328 | 145354.3481 | 211150.795 | 203702.3061 | 197018.2787 | 199755.436 | 199385.1419 | 195676.0232 | 195244.705 | 207378.0452 | 263563.0943 | 258273.4457 | 253463.0024 | 242625.6488 | 256239.4849 | 267241.1743 | 263080.4207 | 252656.6256 | 253821.9644 | 261109.4615 | 259934.0109 | 255589.2907 | 260028.169
NEM | Solar PV | 0.0013966 | 0.0022517 | 0.0024612 | 0.0027881 | 0.0032695 | 0.0032914 | 0.0045969 | 2656.6406 | 40612.5347 | 38752.4188 | 37076.426 | 35279.3422 | 33663.4948 | 32121.6556 | 30732.4348 | 29242.8419 | 29755.2515 | 28392.4156 | 27164.4796 | 25847.8267 | 25959.2822 | 50135.8357 | 50621.9056 | 48168.275 | 45962.096 | 65468.9098 | 64735.3676 | 73074.0634 | 74743.1903
NEM | Grid Battery | 0.0016367 | 0.0015937 | 0.0015248 | 0.0014509 | 0.001406 | 0.0014285 | 0.0015496 | 0.0017795 | 0.004377 | 0.004275 | 0.0041813 | 0.0049715 | 0.0050774 | 0.0049006 | 0.0048417 | 0.0049504 | 0.0099653 | 0.0095397 | 0.010275 | 0.0097988 | 0.051959 | 0.049679 | 0.047541 | 649.1407 | 619.4091 | 1641.6663 | 1570.6664 | 1494.5386 | 1426.0866
NEM | Pumped Hydro | 0 | 0 | 0.0018341 | 0.0019345 | 0.0018996 | 0.0018991 | 0.0018998 | 0.0019589 | 22893.9937 | 21845.4139 | 20900.6275 | 19887.5804 | 18976.6993 | 18107.5376 | 17324.4096 | 16484.7001 | 22737.4474 | 21696.0376 | 20757.713 | 19751.592 | 20137.8235 | 24275.182 | 23225.3112 | 22099.5865 | 21087.3918 | 25879.5019 | 24760.2463 | 26370.9297 | 25163.1011
NEM | VPP | 0 | 0 | 0 | 0 | 0 | 0 | 0 | 0 | 0 | 0 | 0 | 0 | 0 | 0 | 0 | 0 | 0 | 0 | 0 | 0 | 0 | 0 | 0 | 0 | 0 | 0 | 0 | 0 | 0
Total excluding storage |  | 0.017525 | 19157.3811 | 39754.9191 | -185196.4802 | 66321.5359 | 141090.009 | 223725.4159 | 413554.2348 | -24938.1982 | -1050.114 | 417346.08 | 585564.2402 | 436724.4138 | 134731.7946 | 224564.4294 | 236620.8812 | 483991.162 | 649729.4104 | 283476.635 | 271184.5308 | 526191.3112 | 321542.2882 | 317687.4615 | 311169.7958 | 311120.6932 | 341615.057 | 339055.7471 | 345572.8439 | 350906.3686
Region | Technology | 2021-22 | 2022-23 | 2023-24 | 2024-25 | 2025-26 | 2026-27 | 2027-28 | 2028-29 | 2029-30 | 2030-31 | 2031-32 | 2032-33 | 2033-34 | 2034-35 | 2035-36 | 2036-37 | 2037-38 | 2038-39 | 2039-40 | 2040-41 | 2041-42 | 2042-43 | 2043-44 | 2044-45 | 2045-46 | 2046-47 | 2047-48 | 2048-49 | 2049-50
NSW1 | Black Coal | 0 | 0 | 0 | -45488.8307 | 180364.9162 | -132097.3063 | -126746.2069 | -120602.8512 | -124891.6218 | -119171.3948 | -114017.383 | 240461.2852 | -49067.2173 | -46819.8638 | -0.0004316 | -0.00041068 | -0.00039187 | -0.00037392 | -0.00035775 | -0.00034041 | -0.00032482 | 0 | 0 | 0 | 0 | 0 | 0 | 0 | 0
NSW1 | Brown Coal | 0 | 0 | 0 | 0 | 0 | 0 | 0 | 0 | 0 | 0 | 0 | 0 | 0 | 0 | 0 | 0 | 0 | 0 | 0 | 0 | 0 | 0 | 0 | 0 | 0 | 0 | 0 | 0 | 0
NSW1 | CCGT | 4.0739e-05 | 4.0084e-05 | 4.1544e-05 | 4.4099e-05 | 4.2079e-05 | 4.0151e-05 | 3.8415e-05 | 3.9482e-05 | 3.7673e-05 | 3.5948e-05 | 3.7628e-05 | 5.9921e-05 | 5.7177e-05 | 5.9801e-05 | 5.7215e-05 | 5.6588e-05 | 0.00013997 | 0.00013356 | 0.00016106 | 0.00015326 | 0.00022336 | 0.00021396 | 0.00020471 | 0.00019479 | 0.00018586 | 0.00017735 | 0.00017017 | 0.00020809 | 0.00019856
NSW1 | Gas - Steam | 0 | 0 | 0 | 0 | 0 | 0 | 0 | 0 | 0 | 0 | 0 | 0 | 0 | 0 | 0 | 0 | 0 | 0 | 0 | 0 | 0 | 0 | 0 | 0 | 0 | 0 | 0 | 0 | 0
NSW1 | OCGT / Diesel | 0.00016813 | 0.00016654 | 0.00015934 | 0.00015162 | 0.00014467 | 0.00013805 | 0.00013208 | 0.00012831 | 0.00012708 | 0.00012725 | 0.00012878 | 0.00015672 | 0.00014955 | 0.00014468 | 0.00014133 | 0.00013994 | 0.00028868 | 0.00027545 | 1821.7742 | 1733.4732 | 1835.4757 | 1751.4081 | 1675.6619 | 7015.333 | 6694.02 | 6387.4237 | 6111.1757 | 6974.4443 | 6655.0041
NSW1 | Hydro | 0 | 0 | 0 | 0 | 0 | 0 | 0 | 0 | 0 | 0 | 0 | 0 | 0 | 0 | 0 | 0 | 0 | 0 | 0 | 0 | 0 | 0 | 0 | 0 | 0 | 0 | 0 | 0 | 0
NSW1 | Wind | 0.0028478 | 19157.3659 | 36664.0478 | 52329.8803 | 67138.8466 | 81141.8419 | 93972.0114 | 101378.569 | 155968.4698 | 148824.8757 | 142388.3884 | 135486.8603 | 129281.3552 | 123360.0717 | 118024.9049 | 112304.2686 | 108471.4746 | 104543.6422 | 102574.478 | 97602.72 | 110335.2047 | 109531.4135 | 104794.3186 | 99714.9652 | 99251.9387 | 94706.0487 | 93336.5338 | 91159.7592 | 86984.5031
NSW1 | Solar PV | 0.00032707 | 0.00078714 | 0.00080688 | 0.00093319 | 0.0014943 | 0.0015706 | 0.0024501 | 2656.6384 | 40612.5318 | 38752.4158 | 37076.423 | 35279.3384 | 33663.4908 | 32121.6515 | 30732.4308 | 29242.8379 | 29477.9084 | 28127.7751 | 26911.2845 | 25606.9015 | 24434.0664 | 36048.7101 | 36027.7983 | 34281.5403 | 32711.3934 | 42800.27 | 41095.7724 | 41752.8963 | 43556.5169
NSW1 | Grid Battery | 0.0005658 | 0.00055707 | 0.00053298 | 0.00050715 | 0.00048392 | 0.00049455 | 0.00053006 | 0.00058791 | 0.0026924 | 0.0025927 | 0.0024981 | 0.0025748 | 0.0024584 | 0.0023486 | 0.0022877 | 0.0022567 | 0.0024295 | 0.0023205 | 0.0027292 | 0.0026009 | 0.0041636 | 0.0039789 | 0.0038097 | 0.0038075 | 0.0036362 | 0.0034766 | 0.0033334 | 0.0043541 | 0.0041752
NSW1 | Pumped Hydro | 0 | 0 | 0.00054198 | 0.00058378 | 0.00055704 | 0.00055033 | 0.00056252 | 0.00058084 | 22893.9923 | 21845.4125 | 20900.6261 | 19887.5784 | 18976.6969 | 18107.5352 | 17324.4073 | 16484.6978 | 15729.6736 | 15009.2306 | 14360.1007 | 13664.0703 | 13038.2353 | 12441.0642 | 11903.004 | 11326.0685 | 10807.3172 | 10312.3256 | 9866.3306 | 9388.1121 | 8958.1222
NSW1 | VPP | 0 | 0 | 0 | 0 | 0 | 0 | 0 | 0 | 0 | 0 | 0 | 0 | 0 | 0 | 0 | 0 | 0 | 0 | 0 | 0 | 0 | 0 | 0 | 0 | 0 | 0 | 0 | 0 | 0
Total excluding storage |  | 0.0033837 | 19157.3669 | 36664.0488 | 6841.0508 | 247503.7645 | -50955.4626 | -32774.1928 | -16567.6436 | 71689.38 | 68405.8969 | 65447.4285 | 411227.484 | 113877.6289 | 108661.8596 | 148757.3354 | 141547.1062 | 137949.383 | 132671.4174 | 131307.5364 | 124943.0946 | 136604.7467 | 147331.5319 | 142497.779 | 141011.8387 | 138657.3523 | 143893.7425 | 140543.482 | 139887.1 | 137196.0242
Region | Technology | 2021-22 | 2022-23 | 2023-24 | 2024-25 | 2025-26 | 2026-27 | 2027-28 | 2028-29 | 2029-30 | 2030-31 | 2031-32 | 2032-33 | 2033-34 | 2034-35 | 2035-36 | 2036-37 | 2037-38 | 2038-39 | 2039-40 | 2040-41 | 2041-42 | 2042-43 | 2043-44 | 2044-45 | 2045-46 | 2046-47 | 2047-48 | 2048-49 | 2049-50
QLD1 | Black Coal | 0 | 0 | 0 | -71784.4241 | -68496.4648 | 317943.1619 | 58630.3207 | -61277.0462 | -58470.4639 | -55792.4274 | 330057.1052 | 110068.1799 | 252742.9973 | -46246.0177 | -1412.7074 | -0.0030869 | -0.00022103 | -0.0002109 | -0.00020178 | -0.000192 | 239835.4418 | 0 | 0 | 0 | 0 | 0 | 0 | 0 | 0
QLD1 | Brown Coal | 0 | 0 | 0 | 0 | 0 | 0 | 0 | 0 | 0 | 0 | 0 | 0 | 0 | 0 | 0 | 0 | 0 | 0 | 0 | 0 | 0 | 0 | 0 | 0 | 0 | 0 | 0 | 0 | 0
QLD1 | CCGT | 4.34e-05 | 4.2732e-05 | 4.3637e-05 | 4.8841e-05 | 4.6604e-05 | 4.4469e-05 | 4.2546e-05 | 4.5703e-05 | 4.361e-05 | 4.2379e-05 | 4.622e-05 | 6.1359e-05 | 6.269e-05 | 5.9819e-05 | 5.7232e-05 | 5.9259e-05 | 0.00010228 | 9.7591e-05 | 0.00013233 | 0.00012591 | 0.00012698 | 0.00016288 | 0.00015584 | 0.00014828 | 0.00014981 | 0.00014344 | 0.00013724 | 0.00013059 | 0.00012461
QLD1 | Gas - Steam | 0 | 0 | 0 | 0 | 0 | 0 | 0 | 0 | 0 | 0 | 0 | 0 | 0 | 0 | 0 | 0 | 0 | 0 | 0 | 0 | 0 | 0 | 0 | 0 | 0 | 0 | 0 | 0 | 0
QLD1 | OCGT / Diesel | 0.00016541 | 0.00016336 | 0.0001563 | 0.00014872 | 0.00014191 | 0.00013541 | 0.00012956 | 0.0001293 | 0.00012704 | 0.00012742 | 0.00013083 | 0.00014464 | 0.00014433 | 0.00014066 | 0.00013984 | 0.00014522 | 0.0002037 | 0.00019437 | 1027.3805 | 977.5837 | 932.8088 | 1088.6621 | 1041.5788 | 991.0938 | 2411.2498 | 6520.0988 | 6238.1128 | 6440.2343 | 6145.2618
QLD1 | Hydro | 0 | 0 | 0 | 0 | 0 | 0 | 0 | 0 | 0 | 0 | 0 | 0 | 0 | 0 | 0 | 0 | 0 | 0 | 0 | 0 | 0 | 0 | 0 | 0 | 0 | 0 | 0 | 0 | 0
QLD1 | Wind | 0.0051243 | 0.0050264 | 0.0050219 | 5677.0121 | 8981.2703 | 9377.8763 | 19848.2754 | 29214.4812 | 38729.0301 | 36955.1814 | 35356.9166 | 33643.1762 | 32216.7937 | 34312.5589 | 32828.5843 | 41506.2184 | 65984.3711 | 62962.1861 | 60239.1513 | 57319.3754 | 59701.2562 | 70037.6496 | 67008.6101 | 65740.0389 | 66148.8656 | 68906.722 | 65926.5936 | 62731.1488 | 70883.5164
QLD1 | Solar PV | 0.00045913 | 0.00065692 | 0.00071035 | 0.00076644 | 0.00073133 | 0.00071183 | 0.0010294 | 0.00098971 | 0.0016568 | 0.0015809 | 0.0015126 | 0.0014392 | 0.0013787 | 0.0013155 | 0.0012595 | 0.0012037 | 277.3384 | 264.6359 | 253.1907 | 240.9209 | 1525.2117 | 14087.1209 | 13477.8707 | 12824.6019 | 12237.2156 | 21701.5667 | 20763.0014 | 19756.6241 | 18851.7406
QLD1 | Grid Battery | 0.00027184 | 0.00025938 | 0.00024817 | 0.00023614 | 0.00023195 | 0.00022282 | 0.00027761 | 0.00035869 | 0.00046743 | 0.00046609 | 0.00046978 | 0.00072702 | 0.0010161 | 0.0009734 | 0.00093521 | 0.00089507 | 0.0047428 | 0.0045271 | 0.0043339 | 0.0041275 | 0.013851 | 0.013302 | 0.012728 | 280.5341 | 267.6852 | 1306.0518 | 1249.5667 | 1189.0006 | 1134.5425
QLD1 | Pumped Hydro | 0 | 0 | 0.00023808 | 0.00027784 | 0.0002691 | 0.00027054 | 0.00027302 | 0.00030196 | 0.00029052 | 0.00029242 | 0.00031206 | 0.00063801 | 0.0010837 | 0.0010352 | 0.0009943 | 0.00094923 | 7007.7707 | 6686.8041 | 6397.6083 | 6087.5179 | 6553.6665 | 11313.2001 | 10823.9186 | 10299.2861 | 9827.563 | 15135.3905 | 14480.8041 | 13778.9233 | 13147.8277
QLD1 | VPP | 0 | 0 | 0 | 0 | 0 | 0 | 0 | 0 | 0 | 0 | 0 | 0 | 0 | 0 | 0 | 0 | 0 | 0 | 0 | 0 | 0 | 0 | 0 | 0 | 0 | 0 | 0 | 0 | 0
Total excluding storage |  | 0.0057922 | 0.0058895 | 0.0059321 | -66107.411 | -59515.1936 | 327321.039 | 78478.5973 | -32062.5638 | -19741.432 | -18837.2442 | 365414.0235 | 143711.3577 | 284959.7926 | -11933.4573 | 31415.8784 | 41506.2167 | 66261.7096 | 63226.8221 | 61519.7226 | 58537.8798 | 301994.7188 | 85213.4327 | 81528.0598 | 79555.7347 | 80797.3312 | 97128.3877 | 92927.7079 | 88928.0074 | 95880.5189
Region | Technology | 2021-22 | 2022-23 | 2023-24 | 2024-25 | 2025-26 | 2026-27 | 2027-28 | 2028-29 | 2029-30 | 2030-31 | 2031-32 | 2032-33 | 2033-34 | 2034-35 | 2035-36 | 2036-37 | 2037-38 | 2038-39 | 2039-40 | 2040-41 | 2041-42 | 2042-43 | 2043-44 | 2044-45 | 2045-46 | 2046-47 | 2047-48 | 2048-49 | 2049-50
VIC1 | Black Coal | 0 | 0 | 0 | 0 | 0 | 0 | 0 | 0 | 0 | 0 | 0 | 0 | 0 | 0 | 0 | 0 | 0 | 0 | 0 | 0 | 0 | 0 | 0 | 0 | 0 | 0 | 0 | 0 | 0
VIC1 | Brown Coal | 0 | 0 | 0 | -131812.2206 | -130089.0303 | -146037.8945 | 165115.9639 | 447423.1427 | -93339.443 | -68541.0175 | -32788.3478 | -0.0040077 | -0.0038242 | -0.003649 | -0.0034912 | -0.003322 | 190672.8153 | 363063.5483 | -0.0028938 | -0.0027536 | -0.0026275 | -0.0025071 | -0.0023987 | -0.0022824 | -0.0021779 | -0.0020781 | -0.0014752 | 0 | 0
VIC1 | CCGT | 3.5694e-05 | 3.4059e-05 | 3.3985e-05 | 3.7138e-05 | 3.5437e-05 | 3.3814e-05 | 3.4453e-05 | 3.5722e-05 | 3.4086e-05 | 3.2525e-05 | 3.3652e-05 | 5.1246e-05 | 4.8898e-05 | 4.7346e-05 | 4.5299e-05 | 4.3103e-05 | 6.9087e-05 | 6.5923e-05 | 8.8247e-05 | 8.397e-05 | 8.8423e-05 | 8.4373e-05 | 8.0724e-05 | 7.9399e-05 | 7.5762e-05 | 7.2292e-05 | 7.0709e-05 | 0.00018983 | 0.00018114
VIC1 | Gas - Steam | 0 | 0 | 0 | 0 | 0 | 0 | 0 | 0 | 0 | 0 | 0 | 0 | 0 | 0 | 0 | 0 | 0 | 0 | 0 | 0 | 0 | 0 | 0 | 0 | 0 | 0 | 0 | 0 | 0
VIC1 | OCGT / Diesel | 0.00015861 | 0.00015434 | 0.00014767 | 0.00014051 | 0.00013407 | 0.00012793 | 0.0001224 | 0.00012019 | 0.0001194 | 0.00011936 | 0.00012056 | 0.00014336 | 0.00013679 | 0.00013115 | 0.00012735 | 0.00012516 | 0.00019286 | 0.00018403 | 0.00028527 | 0.00027145 | 0.00043382 | 0.00041395 | 0.00039738 | 0.001884 | 0.0017977 | 0.0017154 | 0.0016415 | 1556.4677 | 1485.1791
VIC1 | Hydro | 0 | 0 | 0 | 0 | 0 | 0 | 0 | 0 | 0 | 0 | 0 | 0 | 0 | 0 | 0 | 0 | 0 | 0 | 0 | 0 | 0 | 0 | 0 | 0 | 0 | 0 | 0 | 0 | 0
VIC1 | Wind | 0.001881 | 0.0018435 | 0.0018625 | 0.0021546 | 0.0020559 | 0.0019617 | 0.0020268 | 0.0022082 | 0.002136 | 0.0020881 | 0.002246 | 2748.691 | 9346.5236 | 8918.4486 | 8719.2716 | 15078.4172 | 40184.8179 | 38344.2964 | 36686.2972 | 34908.1229 | 35825.7032 | 39602.1484 | 45286.492 | 43091.4676 | 44096.0895 | 54309.0467 | 59351.0496 | 59189.4505 | 61598.1913
VIC1 | Solar PV | 0.00012503 | 0.000141 | 0.00014621 | 0.00025927 | 0.00024739 | 0.00023606 | 0.00026719 | 0.00028098 | 0.00028353 | 0.00030415 | 0.00034243 | 0.00056359 | 0.00060511 | 0.00063872 | 0.00061908 | 0.00067087 | 0.0015457 | 0.0014786 | 0.0014201 | 0.0013549 | 0.001302 | 0.0018175 | 0.0017756 | 0.0016895 | 0.0029944 | 0.0082572 | 1951.3531 | 10684.1484 | 10194.7982
VIC1 | Grid Battery | 0.0002582 | 0.00025594 | 0.00024487 | 0.000233 | 0.0002283 | 0.00023831 | 0.00024386 | 0.00027092 | 0.00040255 | 0.00040459 | 0.00040285 | 0.00060307 | 0.00057679 | 0.00055308 | 0.00056301 | 0.00062689 | 0.0009587 | 0.00091783 | 0.0011429 | 0.001091 | 0.0027743 | 0.0026507 | 0.002537 | 0.00242 | 0.0023113 | 0.0022099 | 0.0021181 | 0.0027583 | 0.0026382
VIC1 | Pumped Hydro | 0 | 0 | 0.00025936 | 0.00029247 | 0.00028137 | 0.00028864 | 0.00027615 | 0.00028088 | 0.0002726 | 0.00026751 | 0.00028123 | 0.00048904 | 0.00046771 | 0.00044629 | 0.00043083 | 0.00047396 | 0.0019562 | 0.0018689 | 0.0028194 | 0.0026827 | 545.9204 | 520.9164 | 498.3874 | 474.2307 | 452.5102 | 431.7846 | 413.1104 | 3203.8931 | 3057.1499
VIC1 | VPP | 0 | 0 | 0 | 0 | 0 | 0 | 0 | 0 | 0 | 0 | 0 | 0 | 0 | 0 | 0 | 0 | 0 | 0 | 0 | 0 | 0 | 0 | 0 | 0 | 0 | 0 | 0 | 0 | 0
Total excluding storage |  | 0.0022003 | 0.0021729 | 0.0021903 | -131812.218 | -130089.0278 | -146037.8922 | 165115.9663 | 447423.1453 | -93339.4404 | -68541.0149 | -32788.3451 | 2748.6878 | 9346.5205 | 8918.4457 | 8719.2689 | 15078.4147 | 230857.6351 | 401407.8464 | 36686.2961 | 34908.1218 | 35825.7024 | 39602.1482 | 45286.4919 | 43091.4689 | 44096.0922 | 54309.0546 | 61302.403 | 71430.0668 | 73278.1688
Region | Technology | 2021-22 | 2022-23 | 2023-24 | 2024-25 | 2025-26 | 2026-27 | 2027-28 | 2028-29 | 2029-30 | 2030-31 | 2031-32 | 2032-33 | 2033-34 | 2034-35 | 2035-36 | 2036-37 | 2037-38 | 2038-39 | 2039-40 | 2040-41 | 2041-42 | 2042-43 | 2043-44 | 2044-45 | 2045-46 | 2046-47 | 2047-48 | 2048-49 | 2049-50
SA1 | Black Coal | 0 | 0 | 0 | 0 | 0 | 0 | 0 | 0 | 0 | 0 | 0 | 0 | 0 | 0 | 0 | 0 | 0 | 0 | 0 | 0 | 0 | 0 | 0 | 0 | 0 | 0 | 0 | 0 | 0
SA1 | Brown Coal | 0 | 0 | 0 | 0 | 0 | 0 | 0 | 0 | 0 | 0 | 0 | 0 | 0 | 0 | 0 | 0 | 0 | 0 | 0 | 0 | 0 | 0 | 0 | 0 | 0 | 0 | 0 | 0 | 0
SA1 | CCGT | 3.5037e-05 | 3.3432e-05 | 4.0352e-05 | 3.8396e-05 | 3.6637e-05 | 3.4959e-05 | 3.3447e-05 | 3.5496e-05 | 3.387e-05 | 3.2994e-05 | 3.4771e-05 | 5.4575e-05 | 5.2075e-05 | 5.2977e-05 | 5.0686e-05 | 4.8986e-05 | 8.4798e-05 | 8.0915e-05 | 8.737e-05 | 8.3135e-05 | 0.00012499 | 0.00011927 | 0.00011411 | 0.00010858 | 0.00010361 | 9.886e-05 | 9.4584e-05 | 0.00010841 | 0.00010345
SA1 | Gas - Steam | 0 | 0 | 0 | 0 | 0 | 0 | 0 | 0 | 0 | 0 | 0 | 0 | 0 | 0 | 0 | 0 | 0 | 0 | 0 | 0 | 0 | 0 | 0 | 0 | 0 | 0 | 0 | 0 | 0
SA1 | OCGT / Diesel | 0.00015852 | 0.00015519 | 0.00014847 | 0.00014128 | 0.00013481 | 0.00012863 | 0.00012307 | 0.00012042 | 0.00011952 | 0.00011975 | 0.00012123 | 0.0001473 | 0.00014055 | 0.00013562 | 0.00013419 | 0.00013326 | 0.00028929 | 0.00027604 | 0.00078502 | 0.00074697 | 1388.8195 | 1325.2094 | 1267.8958 | 2338.4682 | 2231.3628 | 2129.1629 | 2037.0793 | 1938.3426 | 1849.5636
SA1 | Hydro | 0 | 0 | 0 | 0 | 0 | 0 | 0 | 0 | 0 | 0 | 0 | 0 | 0 | 0 | 0 | 0 | 0 | 0 | 0 | 0 | 0 | 0 | 0 | 0 | 0 | 0 | 0 | 0 | 0
SA1 | Wind | 0.0032522 | 0.0031236 | 0.0036869 | 0.0035556 | 0.0033927 | 0.0032373 | 0.0032045 | 0.0035824 | 0.0034262 | 0.003381 | 0.0036311 | 7504.1982 | 7160.4961 | 6832.5346 | 12610.3341 | 14859.5976 | 24766.6444 | 27837.3375 | 28918.7157 | 27517.0332 | 26256.7126 | 25054.1153 | 23970.5587 | 23157.0377 | 24331.639 | 24109.9423 | 23067.2186 | 25141.0165 | 23989.5195
SA1 | Solar PV | 0.00042843 | 0.00058784 | 0.00068744 | 0.00070812 | 0.00067569 | 0.00064474 | 0.00070737 | 0.00076059 | 0.00076094 | 0.00081294 | 0.00095843 | 0.0015625 | 0.0016905 | 0.0019095 | 0.0018283 | 0.0018649 | 0.0028602 | 0.0027349 | 0.0026187 | 0.0024967 | 0.002384 | 0.0025155 | 1116.2343 | 1062.1308 | 1013.4836 | 967.0646 | 925.2403 | 880.3942 | 2140.1343
SA1 | Grid Battery | 0.00027837 | 0.0002708 | 0.00025909 | 0.00024653 | 0.00023524 | 0.00024747 | 0.00025913 | 0.00029088 | 0.00043937 | 0.00042838 | 0.0004239 | 0.0006527 | 0.00062475 | 0.00060011 | 0.00062498 | 0.00072645 | 0.0013754 | 0.0013162 | 0.0014627 | 0.001397 | 0.030474 | 0.029081 | 0.027826 | 368.5998 | 351.7173 | 335.6081 | 321.0935 | 305.5302 | 291.5365
SA1 | Pumped Hydro | 0 | 0 | 0.00019818 | 0.00018857 | 0.00017993 | 0.00017546 | 0.00017138 | 0.00017493 | 0.00017044 | 0.00017138 | 0.00017587 | 0.00023439 | 0.00022487 | 0.00021457 | 0.00022432 | 0.00023996 | 0.00036504 | 0.00034965 | 0.00033671 | 0.00032116 | 0.00050856 | 0.00048661 | 0.00046556 | 0.00059126 | 0.00056476 | 0.0005389 | 0.00051626 | 0.00049258 | 0.00047045
SA1 | VPP | 0 | 0 | 0 | 0 | 0 | 0 | 0 | 0 | 0 | 0 | 0 | 0 | 0 | 0 | 0 | 0 | 0 | 0 | 0 | 0 | 0 | 0 | 0 | 0 | 0 | 0 | 0 | 0 | 0
Total excluding storage |  | 0.0038742 | 0.0039 | 0.0045631 | 0.0044434 | 0.0042399 | 0.0040457 | 0.0040683 | 0.0044989 | 0.0043405 | 0.0043466 | 0.0047455 | 7504.1999 | 7160.498 | 6832.5367 | 12610.3361 | 14859.5997 | 24766.6476 | 27837.3406 | 28918.7192 | 27517.0365 | 27645.5346 | 26379.3274 | 26354.689 | 26557.6367 | 27576.4855 | 27206.1699 | 26029.5383 | 27959.7534 | 27979.2175
Region | Technology | 2021-22 | 2022-23 | 2023-24 | 2024-25 | 2025-26 | 2026-27 | 2027-28 | 2028-29 | 2029-30 | 2030-31 | 2031-32 | 2032-33 | 2033-34 | 2034-35 | 2035-36 | 2036-37 | 2037-38 | 2038-39 | 2039-40 | 2040-41 | 2041-42 | 2042-43 | 2043-44 | 2044-45 | 2045-46 | 2046-47 | 2047-48 | 2048-49 | 2049-50
TAS1 | Black Coal | 0 | 0 | 0 | 0 | 0 | 0 | 0 | 0 | 0 | 0 | 0 | 0 | 0 | 0 | 0 | 0 | 0 | 0 | 0 | 0 | 0 | 0 | 0 | 0 | 0 | 0 | 0 | 0 | 0
TAS1 | Brown Coal | 0 | 0 | 0 | 0 | 0 | 0 | 0 | 0 | 0 | 0 | 0 | 0 | 0 | 0 | 0 | 0 | 0 | 0 | 0 | 0 | 0 | 0 | 0 | 0 | 0 | 0 | 0 | 0 | 0
TAS1 | CCGT | 3.2779e-05 | 3.1277e-05 | 2.9925e-05 | 2.8474e-05 | 2.717e-05 | 2.5926e-05 | 2.5662e-05 | 2.5436e-05 | 2.528e-05 | 2.4122e-05 | 2.3079e-05 | 2.2773e-05 | 2.2588e-05 | 2.2253e-05 | 2.211e-05 | 2.1887e-05 | 2.1911e-05 | 2.1823e-05 | 2.3154e-05 | 2.2031e-05 | 2.2741e-05 | 2.1699e-05 | 2.1651e-05 | 2.1642e-05 | 2.1529e-05 | 2.1609e-05 | 2.1692e-05 | 2.1944e-05 | 2.1616e-05
TAS1 | Gas - Steam | 0 | 0 | 0 | 0 | 0 | 0 | 0 | 0 | 0 | 0 | 0 | 0 | 0 | 0 | 0 | 0 | 0 | 0 | 0 | 0 | 0 | 0 | 0 | 0 | 0 | 0 | 0 | 0 | 0
TAS1 | OCGT / Diesel | 0.00016089 | 0.00015503 | 0.00014832 | 0.00014113 | 0.00013467 | 0.0001285 | 0.00012294 | 0.0001196 | 0.00011955 | 0.00011974 | 0.00011996 | 0.00012154 | 0.00012074 | 0.00012038 | 0.00012091 | 0.00012085 | 0.0001212 | 0.00012165 | 0.00015795 | 0.00015029 | 0.00014493 | 0.00013829 | 0.00013282 | 0.00012818 | 0.00012424 | 0.00012331 | 0.00012402 | 0.00013126 | 0.00012658
TAS1 | Hydro | 0 | 0 | 0 | 0 | 0 | 0 | 0 | 0 | 0 | 0 | 0 | 0 | 0 | 0 | 0 | 0 | 0 | 0 | 0 | 0 | 0 | 0 | 0 | 0 | 0 | 0 | 0 | 0 | 0
TAS1 | Wind | 0.0020236 | 0.0019309 | 3090.8573 | 5882.0933 | 8421.9884 | 10762.3204 | 12905.0408 | 14761.2922 | 16453.2895 | 17922.2435 | 19272.9678 | 20372.5104 | 21379.9734 | 22252.4095 | 23061.6101 | 23629.5434 | 24155.7864 | 24585.9835 | 25044.3602 | 25278.3974 | 24120.6082 | 23015.8475 | 22020.4413 | 20953.1162 | 19993.4315 | 19077.7018 | 18252.6153 | 17367.9158 | 16572.4388
TAS1 | Solar PV | 5.6905e-05 | 7.8797e-05 | 0.00011031 | 0.00012106 | 0.00012081 | 0.00012809 | 0.00014287 | 0.00014833 | 0.00017533 | 0.00022253 | 0.00028096 | 0.00027567 | 0.00027121 | 0.00025878 | 0.00025231 | 0.00024818 | 0.00028637 | 0.00031477 | 0.00032172 | 0.00046033 | 0.00043925 | 0.00041913 | 0.000401 | 0.00038157 | 0.00036409 | 0.00034741 | 0.00033239 | 0.00031628 | 0.00030179
TAS1 | Grid Battery | 0.00026254 | 0.00025052 | 0.00023968 | 0.00022806 | 0.00022663 | 0.00022535 | 0.0002389 | 0.00027112 | 0.00037519 | 0.00038324 | 0.00038667 | 0.00041387 | 0.00040135 | 0.00042541 | 0.00043078 | 0.00044533 | 0.0004589 | 0.00045803 | 0.00060666 | 0.00058236 | 0.00069572 | 0.00066559 | 0.00064092 | 0.00064591 | 0.00063504 | 0.00065001 | 0.00066605 | 0.00073237 | 0.00074542
TAS1 | Pumped Hydro | 0 | 0 | 0.00059646 | 0.00059186 | 0.00061218 | 0.00061416 | 0.00061668 | 0.00062035 | 0.00062717 | 0.00063132 | 0.00064611 | 0.00065593 | 0.00065235 | 0.00065481 | 0.00066479 | 0.00067089 | 0.00067927 | 0.00067769 | 0.00082839 | 0.00079273 | 0.00078045 | 0.00074977 | 0.00072678 | 0.00071382 | 0.00070094 | 0.00069773 | 0.00070146 | 0.00073814 | 0.00071409
TAS1 | VPP | 0 | 0 | 0 | 0 | 0 | 0 | 0 | 0 | 0 | 0 | 0 | 0 | 0 | 0 | 0 | 0 | 0 | 0 | 0 | 0 | 0 | 0 | 0 | 0 | 0 | 0 | 0 | 0 | 0
Total excluding storage |  | 0.0022741 | 0.002196 | 3090.8576 | 5882.0936 | 8421.9887 | 10762.3207 | 12905.0411 | 14761.2925 | 16453.2898 | 17922.2439 | 19272.9683 | 20372.5108 | 21379.9738 | 22252.4099 | 23061.6105 | 23629.5438 | 24155.7868 | 24585.984 | 25044.3607 | 25278.398 | 24120.6088 | 23015.8481 | 22020.4418 | 20953.1167 | 19993.432 | 19077.7023 | 18252.6158 | 17367.9163 | 16572.4392

## BaseCase_Fuel Cost
Fuel cost by technology ($000s) - Base Case, High DER Scenario
Fuel | Real June 2020 dollars discounted to 1 July 2020
Explicitly modelled generation
Region | Technology | 2021-22 | 2022-23 | 2023-24 | 2024-25 | 2025-26 | 2026-27 | 2027-28 | 2028-29 | 2029-30 | 2030-31 | 2031-32 | 2032-33 | 2033-34 | 2034-35 | 2035-36 | 2036-37 | 2037-38 | 2038-39 | 2039-40 | 2040-41 | 2041-42 | 2042-43 | 2043-44 | 2044-45 | 2045-46 | 2046-47 | 2047-48 | 2048-49 | 2049-50
NEM | Black Coal | 1727917.3739 | 1461837.6256 | 1419627.9179 | 1303992.1334 | 1162073.8394 | 991654.8351 | 892028.2449 | 944240.9821 | 692626.553 | 645513.2007 | 594877.6629 | 539082.3051 | 545896.2796 | 491518.7193 | 380290.4716 | 337913.7882 | 269113.9237 | 254508.6794 | 229332.7785 | 212021.4629 | 191035.7448 | 125457.8155 | 96596.8098 | 74381.4784 | 56726.884 | 40090.8383 | 36534.1012 | 33826.5955 | 29494.1521
NEM | Brown Coal | 229247.0344 | 209017.7611 | 201256.104 | 146104.7638 | 144766.3565 | 133592.5164 | 123237.0094 | 115830.5 | 108253.1247 | 105214.039 | 97959.5237 | 92093.9031 | 89741.6404 | 83640.5445 | 84160.3918 | 75563.6524 | 64080.6849 | 64663.0599 | 54547.159 | 55216.5392 | 58301.1829 | 55038.0136 | 49895.8327 | 47032.9255 | 44271.3457 | 43445.5239 | 27751.1529 | 0 | 0
NEM | CCGT | 185248.0286 | 177211.7967 | 138483.4589 | 138954.5598 | 125669.4017 | 122271.5981 | 115999.126 | 118046.2134 | 101935.1774 | 104334.1123 | 114753.4609 | 245140.1201 | 251190.7679 | 239364.1741 | 209197.8367 | 183194.1905 | 195903.0717 | 185943.7019 | 145702.4504 | 141455.1164 | 140106.975 | 153463.1231 | 98416.1015 | 86657.2011 | 46293.4484 | 30884.1037 | 29714.4888 | 28387.2018 | 27189.4875
NEM | Gas - Steam | 85573.5811 | 82291.0653 | 77367.0595 | 13352.4628 | 12102.8355 | 12273.8166 | 11264.2255 | 11685.5724 | 9663.6028 | 9418.6613 | 9137.333 | 23783.8851 | 18148.2919 | 47723.2707 | 6792.423 | 6293.7735 | 24610.1815 | 19637.7585 | 5261.4755 | 5269.2555 | 6185.652 | 6639.3065 | 5964.8955 | 5179.857 | 6438.735 | 0 | 0 | 0 | 0
NEM | OCGT / Diesel | 4463.0225 | 1825.8247 | 9310.3623 | 9108.6157 | 1198.516 | 4163.1494 | 2593.0733 | 5922.1084 | 427.6632 | 409.1264 | 2400.2952 | 37105.1768 | 22368.4535 | 30382.7367 | 29121.7368 | 34599.3031 | 138682.7756 | 139866.3967 | 260280.2671 | 274036.9359 | 194040.4743 | 277116.8759 | 348529.4248 | 203675.4093 | 244967.7247 | 325865.9475 | 393700.6117 | 530662.2821 | 475885.1922
NEM | Hydro | 0 | 0 | 0 | 0 | 0 | 0 | 0 | 0 | 0 | 0 | 0 | 0 | 0 | 0 | 0 | 0 | 0 | 0 | 0 | 0 | 0 | 0 | 0 | 0 | 0 | 0 | 0 | 0 | 0
NEM | Wind | 0 | 0 | 0 | 0 | 0 | 0 | 0 | 0 | 0 | 0 | 0 | 0 | 0 | 0 | 0 | 0 | 0 | 0 | 0 | 0 | 0 | 0 | 0 | 0 | 0 | 0 | 0 | 0 | 0
NEM | Solar PV | 0 | 0 | 0 | 0 | 0 | 0 | 0 | 0 | 0 | 0 | 0 | 0 | 0 | 0 | 0 | 0 | 0 | 0 | 0 | 0 | 0 | 0 | 0 | 0 | 0 | 0 | 0 | 0 | 0
NEM | Grid Battery | 0 | 0 | 0 | 0 | 0 | 0 | 0 | 0 | 0 | 0 | 0 | 0 | 0 | 0 | 0 | 0 | 0 | 0 | 0 | 0 | 0 | 0 | 0 | 0 | 0 | 0 | 0 | 0 | 0
NEM | Pumped Hydro | 0 | 0 | 0 | 0 | 0 | 0 | 0 | 0 | 0 | 0 | 0 | 0 | 0 | 0 | 0 | 0 | 0 | 0 | 0 | 0 | 0 | 0 | 0 | 0 | 0 | 0 | 0 | 0 | 0
NEM | VPP | 0 | 0 | 0 | 0 | 0 | 0 | 0 | 0 | 0 | 0 | 0 | 0 | 0 | 0 | 0 | 0 | 0 | 0 | 0 | 0 | 0 | 0 | 0 | 0 | 0 | 0 | 0 | 0 | 0
Total excluding storage |  | 2232449.0406 | 1932184.0734 | 1846044.9026 | 1611512.5355 | 1445810.9491 | 1263955.9156 | 1145121.6791 | 1195725.3762 | 912906.1212 | 864889.1397 | 819128.2757 | 937205.3903 | 927345.4334 | 892629.4452 | 709562.8598 | 637564.7076 | 692390.6374 | 664619.5964 | 695124.1305 | 687999.3098 | 589670.0291 | 617715.1346 | 599403.0642 | 416926.8713 | 398698.1379 | 440286.4134 | 487700.3547 | 592876.0794 | 532568.8319
Region | Technology | 2021-22 | 2022-23 | 2023-24 | 2024-25 | 2025-26 | 2026-27 | 2027-28 | 2028-29 | 2029-30 | 2030-31 | 2031-32 | 2032-33 | 2033-34 | 2034-35 | 2035-36 | 2036-37 | 2037-38 | 2038-39 | 2039-40 | 2040-41 | 2041-42 | 2042-43 | 2043-44 | 2044-45 | 2045-46 | 2046-47 | 2047-48 | 2048-49 | 2049-50
NSW1 | Black Coal | 915065.6535 | 744912.8372 | 700326.711 | 698396.4282 | 581536.4627 | 450475.9093 | 413353.6688 | 481478.6638 | 277972.7458 | 262773.2033 | 233648.0153 | 170515.0686 | 185654.6328 | 162800.1445 | 68856.04 | 78931.7994 | 82494.4746 | 76185.6568 | 67795.1183 | 56832.9283 | 46998.4023 | 0 | 0 | 0 | 0 | 0 | 0 | 0 | 0
NSW1 | Brown Coal | 0 | 0 | 0 | 0 | 0 | 0 | 0 | 0 | 0 | 0 | 0 | 0 | 0 | 0 | 0 | 0 | 0 | 0 | 0 | 0 | 0 | 0 | 0 | 0 | 0 | 0 | 0 | 0 | 0
NSW1 | CCGT | 2333.6911 | 2209.6096 | 6448.5136 | 4069.8881 | 3757.8063 | 3599.0007 | 3490.1631 | 3391.8547 | 3221.1979 | 3098.6029 | 2968.2027 | 47511.2878 | 44088.6153 | 45311.7835 | 44771.8735 | 38924.4953 | 59679.3387 | 62145.7833 | 49721.8903 | 44997.3441 | 41321.7532 | 49199.3781 | 3463.4162 | 0.0081592 | 0.0082749 | 0.0081073 | 0.0077666 | 0.00956 | 0.0087496
NSW1 | Gas - Steam | 0 | 0 | 0 | 0 | 0 | 0 | 0 | 0 | 0 | 0 | 0 | 0 | 0 | 0 | 0 | 0 | 0 | 0 | 0 | 0 | 0 | 0 | 0 | 0 | 0 | 0 | 0 | 0 | 0
NSW1 | OCGT / Diesel | 3.7576 | 0.0027618 | 1344.7417 | 5348.4676 | 429.8567 | 1751.6059 | 529.0403 | 683.6204 | 0.0029034 | 0.0028875 | 0.0030366 | 3125.1947 | 1341.699 | 1907.551 | 9034.6679 | 10239.7785 | 40105.4925 | 60600.0301 | 125070.5895 | 143170.2211 | 64573.4812 | 125512.9625 | 167512.5509 | 92632.497 | 93280.2307 | 125997.1091 | 201894.6683 | 263383.8667 | 237368.2496
NSW1 | Hydro | 0 | 0 | 0 | 0 | 0 | 0 | 0 | 0 | 0 | 0 | 0 | 0 | 0 | 0 | 0 | 0 | 0 | 0 | 0 | 0 | 0 | 0 | 0 | 0 | 0 | 0 | 0 | 0 | 0
NSW1 | Wind | 0 | 0 | 0 | 0 | 0 | 0 | 0 | 0 | 0 | 0 | 0 | 0 | 0 | 0 | 0 | 0 | 0 | 0 | 0 | 0 | 0 | 0 | 0 | 0 | 0 | 0 | 0 | 0 | 0
NSW1 | Solar PV | 0 | 0 | 0 | 0 | 0 | 0 | 0 | 0 | 0 | 0 | 0 | 0 | 0 | 0 | 0 | 0 | 0 | 0 | 0 | 0 | 0 | 0 | 0 | 0 | 0 | 0 | 0 | 0 | 0
NSW1 | Grid Battery | 0 | 0 | 0 | 0 | 0 | 0 | 0 | 0 | 0 | 0 | 0 | 0 | 0 | 0 | 0 | 0 | 0 | 0 | 0 | 0 | 0 | 0 | 0 | 0 | 0 | 0 | 0 | 0 | 0
NSW1 | Pumped Hydro | 0 | 0 | 0 | 0 | 0 | 0 | 0 | 0 | 0 | 0 | 0 | 0 | 0 | 0 | 0 | 0 | 0 | 0 | 0 | 0 | 0 | 0 | 0 | 0 | 0 | 0 | 0 | 0 | 0
NSW1 | VPP | 0 | 0 | 0 | 0 | 0 | 0 | 0 | 0 | 0 | 0 | 0 | 0 | 0 | 0 | 0 | 0 | 0 | 0 | 0 | 0 | 0 | 0 | 0 | 0 | 0 | 0 | 0 | 0 | 0
Total excluding storage |  | 917403.1022 | 747122.4495 | 708119.9663 | 707814.7839 | 585724.1257 | 455826.516 | 417372.8722 | 485554.139 | 281193.9467 | 265871.8091 | 236616.2211 | 221151.5512 | 231084.9471 | 210019.479 | 122662.5815 | 128096.0732 | 182279.3058 | 198931.4702 | 242587.5981 | 245000.4935 | 152893.6367 | 174712.3406 | 170975.9671 | 92632.5052 | 93280.239 | 125997.1172 | 201894.676 | 263383.8763 | 237368.2584
Region | Technology | 2021-22 | 2022-23 | 2023-24 | 2024-25 | 2025-26 | 2026-27 | 2027-28 | 2028-29 | 2029-30 | 2030-31 | 2031-32 | 2032-33 | 2033-34 | 2034-35 | 2035-36 | 2036-37 | 2037-38 | 2038-39 | 2039-40 | 2040-41 | 2041-42 | 2042-43 | 2043-44 | 2044-45 | 2045-46 | 2046-47 | 2047-48 | 2048-49 | 2049-50
QLD1 | Black Coal | 812851.7204 | 716924.7884 | 719301.2069 | 605595.7052 | 580537.3767 | 541178.9257 | 478674.5761 | 462762.3183 | 414653.8072 | 382739.9974 | 361229.6475 | 368567.2365 | 360241.6468 | 328718.5748 | 311434.4316 | 258981.9888 | 186619.4491 | 178323.0226 | 161537.6602 | 155188.5346 | 144037.3426 | 125457.8155 | 96596.8098 | 74381.4784 | 56726.884 | 40090.8383 | 36534.1012 | 33826.5955 | 29494.1521
QLD1 | Brown Coal | 0 | 0 | 0 | 0 | 0 | 0 | 0 | 0 | 0 | 0 | 0 | 0 | 0 | 0 | 0 | 0 | 0 | 0 | 0 | 0 | 0 | 0 | 0 | 0 | 0 | 0 | 0 | 0 | 0
QLD1 | CCGT | 89909.457 | 87629.1647 | 92244.2925 | 103962.3368 | 92411.0128 | 90365.3949 | 85402.3664 | 88437.746 | 73836.055 | 77427.791 | 88994.0797 | 149459.0418 | 160196.8103 | 136598.1322 | 125412.4011 | 106258.2252 | 136223.7238 | 123797.9097 | 95980.5498 | 96457.7626 | 98785.2097 | 104263.7331 | 94952.6738 | 86657.1824 | 46293.4297 | 30884.0854 | 29714.4711 | 28387.1748 | 27189.4625
QLD1 | Gas - Steam | 2287.0618 | 2233.632 | 4294.073 | 4366.879 | 4342.176 | 4170.3955 | 3824.5622 | 3557.9328 | 3422.1965 | 3453.803 | 3454.3455 | 3332.5502 | 3652.732 | 3009.4532 | 2905.379 | 3240.5175 | 7640.5555 | 6065.8155 | 5261.4755 | 5269.2555 | 6185.652 | 6639.3065 | 5964.8955 | 5179.857 | 6438.735 | 0 | 0 | 0 | 0
QLD1 | OCGT / Diesel | 0.0049196 | 0.0048396 | 52.8019 | 2570.7488 | 480.885 | 850.6464 | 1177.3742 | 4066.3892 | 427.643 | 312.2629 | 2334.3582 | 16173.934 | 8820.8205 | 5191.8096 | 4986.736 | 12137.4463 | 57430.0507 | 42517.509 | 67964.3294 | 67210.4518 | 62719.566 | 83300.0101 | 78017.8892 | 70643.4057 | 107365.7692 | 157578.6677 | 136726.1306 | 128265.163 | 103326.683
QLD1 | Hydro | 0 | 0 | 0 | 0 | 0 | 0 | 0 | 0 | 0 | 0 | 0 | 0 | 0 | 0 | 0 | 0 | 0 | 0 | 0 | 0 | 0 | 0 | 0 | 0 | 0 | 0 | 0 | 0 | 0
QLD1 | Wind | 0 | 0 | 0 | 0 | 0 | 0 | 0 | 0 | 0 | 0 | 0 | 0 | 0 | 0 | 0 | 0 | 0 | 0 | 0 | 0 | 0 | 0 | 0 | 0 | 0 | 0 | 0 | 0 | 0
QLD1 | Solar PV | 0 | 0 | 0 | 0 | 0 | 0 | 0 | 0 | 0 | 0 | 0 | 0 | 0 | 0 | 0 | 0 | 0 | 0 | 0 | 0 | 0 | 0 | 0 | 0 | 0 | 0 | 0 | 0 | 0
QLD1 | Grid Battery | 0 | 0 | 0 | 0 | 0 | 0 | 0 | 0 | 0 | 0 | 0 | 0 | 0 | 0 | 0 | 0 | 0 | 0 | 0 | 0 | 0 | 0 | 0 | 0 | 0 | 0 | 0 | 0 | 0
QLD1 | Pumped Hydro | 0 | 0 | 0 | 0 | 0 | 0 | 0 | 0 | 0 | 0 | 0 | 0 | 0 | 0 | 0 | 0 | 0 | 0 | 0 | 0 | 0 | 0 | 0 | 0 | 0 | 0 | 0 | 0 | 0
QLD1 | VPP | 0 | 0 | 0 | 0 | 0 | 0 | 0 | 0 | 0 | 0 | 0 | 0 | 0 | 0 | 0 | 0 | 0 | 0 | 0 | 0 | 0 | 0 | 0 | 0 | 0 | 0 | 0 | 0 | 0
Total excluding storage |  | 905048.2441 | 806787.59 | 815892.3743 | 716495.6698 | 677771.4505 | 636565.3625 | 569078.879 | 558824.3863 | 492339.7017 | 463933.8543 | 456012.4309 | 537532.7625 | 532912.0097 | 473517.9698 | 444738.9477 | 380618.1778 | 387913.7792 | 350704.2568 | 330744.0148 | 324126.0045 | 311727.7703 | 319660.8651 | 275532.2683 | 236861.9236 | 216824.8179 | 228553.5914 | 202974.703 | 190478.9333 | 160010.2976
Region | Technology | 2021-22 | 2022-23 | 2023-24 | 2024-25 | 2025-26 | 2026-27 | 2027-28 | 2028-29 | 2029-30 | 2030-31 | 2031-32 | 2032-33 | 2033-34 | 2034-35 | 2035-36 | 2036-37 | 2037-38 | 2038-39 | 2039-40 | 2040-41 | 2041-42 | 2042-43 | 2043-44 | 2044-45 | 2045-46 | 2046-47 | 2047-48 | 2048-49 | 2049-50
VIC1 | Black Coal | 0 | 0 | 0 | 0 | 0 | 0 | 0 | 0 | 0 | 0 | 0 | 0 | 0 | 0 | 0 | 0 | 0 | 0 | 0 | 0 | 0 | 0 | 0 | 0 | 0 | 0 | 0 | 0 | 0
VIC1 | Brown Coal | 229247.0344 | 209017.7611 | 201256.104 | 146104.7638 | 144766.3565 | 133592.5164 | 123237.0094 | 115830.5 | 108253.1247 | 105214.039 | 97959.5237 | 92093.9031 | 89741.6404 | 83640.5445 | 84160.3918 | 75563.6524 | 64080.6849 | 64663.0599 | 54547.159 | 55216.5392 | 58301.1829 | 55038.0136 | 49895.8327 | 47032.9255 | 44271.3457 | 43445.5239 | 27751.1529 | 0 | 0
VIC1 | CCGT | 0.0014623 | 0.0014338 | 0.0014894 | 0.0016775 | 0.0016172 | 0.0015404 | 0.0015696 | 0.0016565 | 0.0015973 | 0.0015597 | 0.0016446 | 0.0025913 | 0.0024939 | 0.0024759 | 0.0023634 | 0.0022899 | 0.0037088 | 0.0035781 | 0.0047227 | 0.0044286 | 0.0046873 | 0.0046194 | 0.0044449 | 0.0040837 | 0.0041047 | 0.0039589 | 0.0039206 | 0.01066 | 0.0099387
VIC1 | Gas - Steam | 731.4183 | 241.5083 | 815.8665 | 1193.6821 | 292.7568 | 1045.992 | 705.9044 | 1567.6988 | 0.0006113 | 66.3149 | 0.00069689 | 3138.1922 | 1592.3245 | 5210.074 | 3887.044 | 3053.256 | 16969.626 | 13571.943 | 0 | 0 | 0 | 0 | 0 | 0 | 0 | 0 | 0 | 0 | 0
VIC1 | OCGT / Diesel | 696.9944 | 0.0042482 | 748.4091 | 195.5958 | 0.0053817 | 420.7633 | 384.5538 | 32.3956 | 0.0053076 | 0.0052232 | 0.0055085 | 3525.2381 | 2085.3041 | 1920.6367 | 2051.5638 | 888.5704 | 5552.3201 | 1655.3546 | 26826.7382 | 26921.0879 | 11833.1525 | 7042.629 | 25629.3281 | 8368.6991 | 8781.2836 | 6411.3197 | 5199.4034 | 78924.4685 | 79075.0206
VIC1 | Hydro | 0 | 0 | 0 | 0 | 0 | 0 | 0 | 0 | 0 | 0 | 0 | 0 | 0 | 0 | 0 | 0 | 0 | 0 | 0 | 0 | 0 | 0 | 0 | 0 | 0 | 0 | 0 | 0 | 0
VIC1 | Wind | 0 | 0 | 0 | 0 | 0 | 0 | 0 | 0 | 0 | 0 | 0 | 0 | 0 | 0 | 0 | 0 | 0 | 0 | 0 | 0 | 0 | 0 | 0 | 0 | 0 | 0 | 0 | 0 | 0
VIC1 | Solar PV | 0 | 0 | 0 | 0 | 0 | 0 | 0 | 0 | 0 | 0 | 0 | 0 | 0 | 0 | 0 | 0 | 0 | 0 | 0 | 0 | 0 | 0 | 0 | 0 | 0 | 0 | 0 | 0 | 0
VIC1 | Grid Battery | 0 | 0 | 0 | 0 | 0 | 0 | 0 | 0 | 0 | 0 | 0 | 0 | 0 | 0 | 0 | 0 | 0 | 0 | 0 | 0 | 0 | 0 | 0 | 0 | 0 | 0 | 0 | 0 | 0
VIC1 | Pumped Hydro | 0 | 0 | 0 | 0 | 0 | 0 | 0 | 0 | 0 | 0 | 0 | 0 | 0 | 0 | 0 | 0 | 0 | 0 | 0 | 0 | 0 | 0 | 0 | 0 | 0 | 0 | 0 | 0 | 0
VIC1 | VPP | 0 | 0 | 0 | 0 | 0 | 0 | 0 | 0 | 0 | 0 | 0 | 0 | 0 | 0 | 0 | 0 | 0 | 0 | 0 | 0 | 0 | 0 | 0 | 0 | 0 | 0 | 0 | 0 | 0
Total excluding storage |  | 230675.4486 | 209259.2751 | 202820.3811 | 147494.0433 | 145059.1202 | 135059.2732 | 124327.4693 | 117430.596 | 108253.1323 | 105280.3606 | 97959.5316 | 98757.336 | 93419.2715 | 90771.2576 | 90099.0019 | 79505.4811 | 86602.6347 | 79890.3611 | 81373.902 | 82137.6316 | 70134.3401 | 62080.6472 | 75525.1652 | 55401.6288 | 53052.6334 | 49856.8476 | 32950.5603 | 78924.4792 | 79075.0305
Region | Technology | 2021-22 | 2022-23 | 2023-24 | 2024-25 | 2025-26 | 2026-27 | 2027-28 | 2028-29 | 2029-30 | 2030-31 | 2031-32 | 2032-33 | 2033-34 | 2034-35 | 2035-36 | 2036-37 | 2037-38 | 2038-39 | 2039-40 | 2040-41 | 2041-42 | 2042-43 | 2043-44 | 2044-45 | 2045-46 | 2046-47 | 2047-48 | 2048-49 | 2049-50
SA1 | Black Coal | 0 | 0 | 0 | 0 | 0 | 0 | 0 | 0 | 0 | 0 | 0 | 0 | 0 | 0 | 0 | 0 | 0 | 0 | 0 | 0 | 0 | 0 | 0 | 0 | 0 | 0 | 0 | 0 | 0
SA1 | Brown Coal | 0 | 0 | 0 | 0 | 0 | 0 | 0 | 0 | 0 | 0 | 0 | 0 | 0 | 0 | 0 | 0 | 0 | 0 | 0 | 0 | 0 | 0 | 0 | 0 | 0 | 0 | 0 | 0 | 0
SA1 | CCGT | 93004.8776 | 87373.0195 | 39790.6498 | 30922.3317 | 29500.5797 | 28307.1996 | 27106.5936 | 26216.6097 | 24877.9216 | 23807.7156 | 22791.1757 | 48169.7867 | 46905.3386 | 57454.2546 | 39013.5585 | 38011.4664 | 0.0042334 | 0.0040457 | 0.0043241 | 0.0040438 | 0.0060667 | 0.0059965 | 0.0058013 | 0.0051449 | 0.0051645 | 0.0050061 | 0.0047966 | 0.0055612 | 0.0051386
SA1 | Gas - Steam | 82555.101 | 79815.925 | 72257.12 | 7791.9017 | 7467.9028 | 7057.4291 | 6733.7589 | 6559.9408 | 6241.4057 | 5898.5435 | 5682.9868 | 17313.1427 | 12903.2354 | 39503.7435 | 0 | 0 | 0 | 0 | 0 | 0 | 0 | 0 | 0 | 0 | 0 | 0 | 0 | 0 | 0
SA1 | OCGT / Diesel | 3762.2638 | 1825.8111 | 7164.4078 | 993.8018 | 287.7672 | 1140.1321 | 502.1033 | 1139.7014 | 0.010318 | 96.8537 | 65.9269 | 14280.8083 | 10120.6283 | 21362.7378 | 13048.7674 | 11333.5062 | 35594.9107 | 35093.5014 | 40418.6085 | 36735.1738 | 54910.4471 | 61261.2731 | 77369.6554 | 32030.8061 | 35540.4399 | 35878.8497 | 49880.4082 | 60077.3879 | 56115.2378
SA1 | Hydro | 0 | 0 | 0 | 0 | 0 | 0 | 0 | 0 | 0 | 0 | 0 | 0 | 0 | 0 | 0 | 0 | 0 | 0 | 0 | 0 | 0 | 0 | 0 | 0 | 0 | 0 | 0 | 0 | 0
SA1 | Wind | 0 | 0 | 0 | 0 | 0 | 0 | 0 | 0 | 0 | 0 | 0 | 0 | 0 | 0 | 0 | 0 | 0 | 0 | 0 | 0 | 0 | 0 | 0 | 0 | 0 | 0 | 0 | 0 | 0
SA1 | Solar PV | 0 | 0 | 0 | 0 | 0 | 0 | 0 | 0 | 0 | 0 | 0 | 0 | 0 | 0 | 0 | 0 | 0 | 0 | 0 | 0 | 0 | 0 | 0 | 0 | 0 | 0 | 0 | 0 | 0
SA1 | Grid Battery | 0 | 0 | 0 | 0 | 0 | 0 | 0 | 0 | 0 | 0 | 0 | 0 | 0 | 0 | 0 | 0 | 0 | 0 | 0 | 0 | 0 | 0 | 0 | 0 | 0 | 0 | 0 | 0 | 0
SA1 | Pumped Hydro | 0 | 0 | 0 | 0 | 0 | 0 | 0 | 0 | 0 | 0 | 0 | 0 | 0 | 0 | 0 | 0 | 0 | 0 | 0 | 0 | 0 | 0 | 0 | 0 | 0 | 0 | 0 | 0 | 0
SA1 | VPP | 0 | 0 | 0 | 0 | 0 | 0 | 0 | 0 | 0 | 0 | 0 | 0 | 0 | 0 | 0 | 0 | 0 | 0 | 0 | 0 | 0 | 0 | 0 | 0 | 0 | 0 | 0 | 0 | 0
Total excluding storage |  | 179322.2424 | 169014.7556 | 119212.1776 | 39708.0353 | 37256.2497 | 36504.7609 | 34342.4557 | 33916.2519 | 31119.3376 | 29803.1127 | 28540.0893 | 79763.7377 | 69929.2023 | 118320.7359 | 52062.3259 | 49344.9727 | 35594.9149 | 35093.5055 | 40418.6128 | 36735.1778 | 54910.4532 | 61261.2791 | 77369.6612 | 32030.8112 | 35540.4451 | 35878.8547 | 49880.413 | 60077.3934 | 56115.2429
Region | Technology | 2021-22 | 2022-23 | 2023-24 | 2024-25 | 2025-26 | 2026-27 | 2027-28 | 2028-29 | 2029-30 | 2030-31 | 2031-32 | 2032-33 | 2033-34 | 2034-35 | 2035-36 | 2036-37 | 2037-38 | 2038-39 | 2039-40 | 2040-41 | 2041-42 | 2042-43 | 2043-44 | 2044-45 | 2045-46 | 2046-47 | 2047-48 | 2048-49 | 2049-50
TAS1 | Black Coal | 0 | 0 | 0 | 0 | 0 | 0 | 0 | 0 | 0 | 0 | 0 | 0 | 0 | 0 | 0 | 0 | 0 | 0 | 0 | 0 | 0 | 0 | 0 | 0 | 0 | 0 | 0 | 0 | 0
TAS1 | Brown Coal | 0 | 0 | 0 | 0 | 0 | 0 | 0 | 0 | 0 | 0 | 0 | 0 | 0 | 0 | 0 | 0 | 0 | 0 | 0 | 0 | 0 | 0 | 0 | 0 | 0 | 0 | 0 | 0 | 0
TAS1 | CCGT | 0.0015202 | 0.0014755 | 0.0014791 | 0.00144 | 0.0013677 | 0.0013165 | 0.00131 | 0.0013089 | 0.0013173 | 0.0013071 | 0.0012648 | 0.0012621 | 0.0012588 | 0.0012491 | 0.0012504 | 0.0012446 | 0.0012486 | 0.0012445 | 0.0013075 | 0.001257 | 0.0012908 | 0.0012512 | 0.0012481 | 0.0012456 | 0.0012388 | 0.0012429 | 0.0012461 | 0.0012585 | 0.0012399
TAS1 | Gas - Steam | 0 | 0 | 0 | 0 | 0 | 0 | 0 | 0 | 0 | 0 | 0 | 0 | 0 | 0 | 0 | 0 | 0 | 0 | 0 | 0 | 0 | 0 | 0 | 0 | 0 | 0 | 0 | 0 | 0
TAS1 | OCGT / Diesel | 0.0018418 | 0.0017498 | 0.0018013 | 0.001781 | 0.0016691 | 0.0016743 | 0.0016698 | 0.0016723 | 0.0016907 | 0.0016849 | 0.0016127 | 0.0016232 | 0.0016143 | 0.0016069 | 0.0016063 | 0.0015947 | 0.001608 | 0.0015829 | 0.0016057 | 0.0012881 | 3.8275 | 0.0012766 | 0.0012775 | 0.0012689 | 0.0012518 | 0.001263 | 0.0012687 | 11.3959 | 0.0012567
TAS1 | Hydro | 0 | 0 | 0 | 0 | 0 | 0 | 0 | 0 | 0 | 0 | 0 | 0 | 0 | 0 | 0 | 0 | 0 | 0 | 0 | 0 | 0 | 0 | 0 | 0 | 0 | 0 | 0 | 0 | 0
TAS1 | Wind | 0 | 0 | 0 | 0 | 0 | 0 | 0 | 0 | 0 | 0 | 0 | 0 | 0 | 0 | 0 | 0 | 0 | 0 | 0 | 0 | 0 | 0 | 0 | 0 | 0 | 0 | 0 | 0 | 0
TAS1 | Solar PV | 0 | 0 | 0 | 0 | 0 | 0 | 0 | 0 | 0 | 0 | 0 | 0 | 0 | 0 | 0 | 0 | 0 | 0 | 0 | 0 | 0 | 0 | 0 | 0 | 0 | 0 | 0 | 0 | 0
TAS1 | Grid Battery | 0 | 0 | 0 | 0 | 0 | 0 | 0 | 0 | 0 | 0 | 0 | 0 | 0 | 0 | 0 | 0 | 0 | 0 | 0 | 0 | 0 | 0 | 0 | 0 | 0 | 0 | 0 | 0 | 0
TAS1 | Pumped Hydro | 0 | 0 | 0 | 0 | 0 | 0 | 0 | 0 | 0 | 0 | 0 | 0 | 0 | 0 | 0 | 0 | 0 | 0 | 0 | 0 | 0 | 0 | 0 | 0 | 0 | 0 | 0 | 0 | 0
TAS1 | VPP | 0 | 0 | 0 | 0 | 0 | 0 | 0 | 0 | 0 | 0 | 0 | 0 | 0 | 0 | 0 | 0 | 0 | 0 | 0 | 0 | 0 | 0 | 0 | 0 | 0 | 0 | 0 | 0 | 0
Total excluding storage |  | 0.0033621 | 0.0032253 | 0.0032804 | 0.0032209 | 0.0030368 | 0.0029908 | 0.0029798 | 0.0029812 | 0.003008 | 0.002992 | 0.0028775 | 0.0028853 | 0.0028732 | 0.0028559 | 0.0028567 | 0.0028393 | 0.0028567 | 0.0028275 | 0.0029132 | 0.0025452 | 3.8288 | 0.0025279 | 0.0025256 | 0.0025145 | 0.0024906 | 0.0025059 | 0.0025148 | 11.3972 | 0.0024965

## BaseCase_Build Cost
New generation build cost (CAPEX) by technology ($000s) - Base Case, High DER Scenario
CAPEX (Install) | Real June 2020 dollars discounted to 1 July 2020. The total capital costs are annualised for modelling purposes.
Explicitly modelled generation
Region | Technology | 2021-22 | 2022-23 | 2023-24 | 2024-25 | 2025-26 | 2026-27 | 2027-28 | 2028-29 | 2029-30 | 2030-31 | 2031-32 | 2032-33 | 2033-34 | 2034-35 | 2035-36 | 2036-37 | 2037-38 | 2038-39 | 2039-40 | 2040-41 | 2041-42 | 2042-43 | 2043-44 | 2044-45 | 2045-46 | 2046-47 | 2047-48 | 2048-49 | 2049-50
NEM | Black Coal | 0 | 0 | 0 | 0 | 0 | 0 | 0 | 0 | 0 | 0 | 0 | 0 | 0 | 0 | 0 | 0 | 0 | 0 | 0 | 0 | 0 | 0 | 0 | 0 | 0 | 0 | 0 | 0 | 0
NEM | Brown Coal | 0 | 0 | 0 | 0 | 0 | 0 | 0 | 0 | 0 | 0 | 0 | 0 | 0 | 0 | 0 | 0 | 0 | 0 | 0 | 0 | 0 | 0 | 0 | 0 | 0 | 0 | 0 | 0 | 0
NEM | CCGT | 0.0023075 | 0.0022321 | 0.0023297 | 0.0024195 | 0.0023087 | 0.0022029 | 0.0021443 | 0.0022321 | 0.0021421 | 0.0020615 | 0.0021489 | 0.0030453 | 0.0029654 | 0.0029474 | 0.0028298 | 0.0027936 | 0.0050131 | 0.0047943 | 0.0058817 | 0.0055966 | 0.0069743 | 0.0071529 | 0.006854 | 0.0065653 | 0.0063718 | 0.0053841 | 0.0051778 | 0.0070921 | 0.0067124
NEM | Gas - Steam | 0 | 0 | 0 | 0 | 0 | 0 | 0 | 0 | 0 | 0 | 0 | 0 | 0 | 0 | 0 | 0 | 0 | 0 | 0 | 0 | 0 | 0 | 0 | 0 | 0 | 0 | 0 | 0 | 0
NEM | OCGT / Diesel | 0.0065816 | 0.00644 | 0.0061615 | 0.0058629 | 0.0055943 | 0.0053381 | 0.0051072 | 0.0050078 | 0.0049623 | 0.0049658 | 0.0050249 | 0.0057501 | 0.0055742 | 0.005418 | 0.0053461 | 0.0053488 | 0.0086434 | 0.0082945 | 19346.5556 | 18408.8331 | 28713.687 | 28765.584 | 27521.509 | 70326.7384 | 77134.0442 | 102414.5037 | 97985.2062 | 115277.526 | 109997.6394
NEM | Hydro | 0 | 0 | 0 | 0 | 0 | 0 | 0 | 0 | 0 | 0 | 0 | 0 | 0 | 0 | 0 | 0 | 0 | 0 | 0 | 0 | 0 | 0 | 0 | 0 | 0 | 0 | 0 | 0 | 0
NEM | Wind | 0.075223 | 90911.1435 | 188682.0607 | 303347.9441 | 400513.4857 | 478101.0263 | 597431.68 | 684637.5996 | 986510.4859 | 951953.6553 | 920905.7989 | 935501.9456 | 934490.4315 | 916544.658 | 914099.1317 | 966713.7018 | 1214751.8621 | 1189529.0294 | 1165891.4582 | 1115708.5646 | 1167366.5712 | 1210496.3103 | 1190175.4349 | 1142382.4941 | 1143279.3637 | 1172025.8866 | 1135762.9104 | 1083724.5905 | 1062613.0794
NEM | Solar PV | 0.0077165 | 0.012001 | 0.013003 | 0.014476 | 0.01646 | 0.016434 | 0.021715 | 10383.5973 | 155608.254 | 148481.159 | 142059.5382 | 135173.9528 | 128982.7804 | 123075.1734 | 117752.3282 | 112044.9043 | 112956.6628 | 107783.0753 | 103121.594 | 98123.325 | 97870.4217 | 171468.0861 | 172163.7556 | 163819.0232 | 156315.8665 | 209117.4765 | 206255.9907 | 229053.674 | 232193.3794
NEM | Grid Battery | 0.01362 | 0.01326 | 0.012687 | 0.012072 | 0.011678 | 0.011733 | 0.01237 | 0.013558 | 0.026532 | 0.02586 | 0.025237 | 0.029322 | 0.029707 | 0.028633 | 0.028172 | 0.028526 | 0.052618 | 0.050356 | 0.053518 | 0.051023 | 0.24103 | 0.23033 | 0.22041 | 2880.1352 | 2748.2207 | 7047.3518 | 6742.5626 | 6415.7596 | 6121.9031
NEM | Pumped Hydro | 0 | 0 | 0.019663 | 0.020712 | 0.020236 | 0.020204 | 0.020154 | 0.020805 | 241735.9802 | 230664.104 | 220688.1751 | 209991.4858 | 200373.5607 | 191196.1459 | 182927.1557 | 174060.7259 | 244213.2378 | 233027.8989 | 222949.7536 | 212143.4371 | 216863.8495 | 262879.8218 | 251510.6027 | 239319.952 | 228358.7329 | 281122.0337 | 268963.8622 | 287395.1065 | 274231.974
NEM | VPP | 0 | 0 | 0 | 0 | 0 | 0 | 0 | 0 | 0 | 0 | 0 | 0 | 0 | 0 | 0 | 0 | 0 | 0 | 0 | 0 | 0 | 0 | 0 | 0 | 0 | 0 | 0 | 0 | 0
Total excluding storage |  | 0.091829 | 90911.1642 | 188682.0822 | 303347.9669 | 400513.51 | 478101.0503 | 597431.709 | 695021.2041 | 1142118.747 | 1100434.8213 | 1062965.3442 | 1070675.9072 | 1063473.2204 | 1039619.8398 | 1031851.468 | 1078758.6142 | 1327708.5385 | 1297312.1178 | 1288359.6137 | 1232240.7284 | 1293950.6869 | 1410729.9875 | 1389860.7064 | 1376528.2624 | 1376729.2808 | 1483557.8722 | 1440004.1125 | 1428055.7976 | 1404804.1049
Region | Technology | 2021-22 | 2022-23 | 2023-24 | 2024-25 | 2025-26 | 2026-27 | 2027-28 | 2028-29 | 2029-30 | 2030-31 | 2031-32 | 2032-33 | 2033-34 | 2034-35 | 2035-36 | 2036-37 | 2037-38 | 2038-39 | 2039-40 | 2040-41 | 2041-42 | 2042-43 | 2043-44 | 2044-45 | 2045-46 | 2046-47 | 2047-48 | 2048-49 | 2049-50
NSW1 | Black Coal | 0 | 0 | 0 | 0 | 0 | 0 | 0 | 0 | 0 | 0 | 0 | 0 | 0 | 0 | 0 | 0 | 0 | 0 | 0 | 0 | 0 | 0 | 0 | 0 | 0 | 0 | 0 | 0 | 0
NSW1 | Brown Coal | 0 | 0 | 0 | 0 | 0 | 0 | 0 | 0 | 0 | 0 | 0 | 0 | 0 | 0 | 0 | 0 | 0 | 0 | 0 | 0 | 0 | 0 | 0 | 0 | 0 | 0 | 0 | 0 | 0
NSW1 | CCGT | 0.00048139 | 0.00047361 | 0.00049073 | 0.0005206 | 0.00049676 | 0.00047401 | 0.00045351 | 0.00046567 | 0.00044434 | 0.00042399 | 0.00044314 | 0.00070072 | 0.00066863 | 0.00069844 | 0.00066824 | 0.00066048 | 0.0016153 | 0.0015413 | 0.0018545 | 0.0017646 | 0.0025607 | 0.0024528 | 0.0023467 | 0.002233 | 0.0021307 | 0.0018841 | 0.0018038 | 0.0022226 | 0.0021042
NSW1 | Gas - Steam | 0 | 0 | 0 | 0 | 0 | 0 | 0 | 0 | 0 | 0 | 0 | 0 | 0 | 0 | 0 | 0 | 0 | 0 | 0 | 0 | 0 | 0 | 0 | 0 | 0 | 0 | 0 | 0 | 0
NSW1 | OCGT / Diesel | 0.0013118 | 0.001299 | 0.0012429 | 0.0011826 | 0.0011284 | 0.0010768 | 0.0010302 | 0.0010009 | 0.00099078 | 0.00099125 | 0.0010024 | 0.0012139 | 0.0011583 | 0.0011213 | 0.0010957 | 0.001085 | 0.0021794 | 0.0020796 | 12238.5306 | 11645.3322 | 12326.9417 | 11762.3489 | 11253.6422 | 46799.4133 | 44655.9287 | 42610.6186 | 40767.7633 | 46457.1148 | 44329.308
NSW1 | Hydro | 0 | 0 | 0 | 0 | 0 | 0 | 0 | 0 | 0 | 0 | 0 | 0 | 0 | 0 | 0 | 0 | 0 | 0 | 0 | 0 | 0 | 0 | 0 | 0 | 0 | 0 | 0 | 0 | 0
NSW1 | Wind | 0.013493 | 90911.0836 | 173256.1823 | 246311.8553 | 314919.9239 | 379360.7224 | 438043.0487 | 471626.5313 | 720239.408 | 687251.3432 | 657528.5933 | 625658.3535 | 597002.2454 | 569658.6309 | 545021.617 | 518604.5615 | 500272.3165 | 481658.1331 | 471497.7428 | 448644.3709 | 498188.0572 | 492031.8731 | 470752.118 | 447934.8853 | 443278.7807 | 422975.9326 | 386889.4297 | 350625.8448 | 309358.4247
NSW1 | Solar PV | 0.0017106 | 0.0039535 | 0.0040338 | 0.0045685 | 0.0069823 | 0.0072712 | 0.010781 | 10383.5863 | 155608.2403 | 148481.1452 | 142059.5238 | 135173.9357 | 128982.763 | 123075.1555 | 117752.3109 | 112044.8871 | 111996.5797 | 106866.9653 | 102245.1045 | 97289.3109 | 92833.3119 | 126382.0277 | 125362.7229 | 119286.4243 | 113822.9239 | 139544.4086 | 133897.1066 | 134324.224 | 137973.2078
NSW1 | Grid Battery | 0.0043884 | 0.0043235 | 0.0041365 | 0.003936 | 0.0037558 | 0.0037901 | 0.0039581 | 0.0042174 | 0.014474 | 0.013935 | 0.013422 | 0.01377 | 0.013147 | 0.012558 | 0.01221 | 0.011993 | 0.012717 | 0.012145 | 0.013879 | 0.013224 | 0.017937 | 0.017086 | 0.016359 | 0.016251 | 0.015518 | 0.014753 | 0.014013 | 0.017448 | 0.012634
NSW1 | Pumped Hydro | 0 | 0 | 0.005399 | 0.0058146 | 0.0055483 | 0.0054799 | 0.0056002 | 0.0057817 | 241735.9655 | 230664.0893 | 220688.1598 | 209991.4633 | 200373.5337 | 191196.1198 | 182927.13 | 174060.7 | 166088.4558 | 158481.3509 | 151627.2361 | 144277.9034 | 137669.7577 | 131364.2726 | 125682.9342 | 119591.1151 | 114113.6594 | 108887.0796 | 104177.8513 | 99128.378 | 94588.1469
NSW1 | VPP | 0 | 0 | 0 | 0 | 0 | 0 | 0 | 0 | 0 | 0 | 0 | 0 | 0 | 0 | 0 | 0 | 0 | 0 | 0 | 0 | 0 | 0 | 0 | 0 | 0 | 0 | 0 | 0 | 0
Total excluding storage |  | 0.016996 | 90911.0893 | 173256.188 | 246311.8615 | 314919.9325 | 379360.7312 | 438043.061 | 482010.1191 | 875847.6497 | 835732.4899 | 799588.1185 | 760832.291 | 725985.0102 | 692733.7882 | 662773.9297 | 630649.4503 | 612268.9 | 588525.1021 | 585981.3797 | 557579.0157 | 603348.3133 | 630176.2522 | 607368.4854 | 614020.7251 | 601757.6354 | 605130.9617 | 561554.3014 | 531407.1859 | 491660.9427
Region | Technology | 2021-22 | 2022-23 | 2023-24 | 2024-25 | 2025-26 | 2026-27 | 2027-28 | 2028-29 | 2029-30 | 2030-31 | 2031-32 | 2032-33 | 2033-34 | 2034-35 | 2035-36 | 2036-37 | 2037-38 | 2038-39 | 2039-40 | 2040-41 | 2041-42 | 2042-43 | 2043-44 | 2044-45 | 2045-46 | 2046-47 | 2047-48 | 2048-49 | 2049-50
QLD1 | Black Coal | 0 | 0 | 0 | 0 | 0 | 0 | 0 | 0 | 0 | 0 | 0 | 0 | 0 | 0 | 0 | 0 | 0 | 0 | 0 | 0 | 0 | 0 | 0 | 0 | 0 | 0 | 0 | 0 | 0
QLD1 | Brown Coal | 0 | 0 | 0 | 0 | 0 | 0 | 0 | 0 | 0 | 0 | 0 | 0 | 0 | 0 | 0 | 0 | 0 | 0 | 0 | 0 | 0 | 0 | 0 | 0 | 0 | 0 | 0 | 0 | 0
QLD1 | CCGT | 0.00052924 | 0.00052106 | 0.00053198 | 0.00059492 | 0.00056767 | 0.00054167 | 0.00051824 | 0.00055592 | 0.00053046 | 0.00051535 | 0.00056092 | 0.00074127 | 0.00075666 | 0.000722 | 0.00069077 | 0.00071419 | 0.0012222 | 0.0011662 | 0.0015746 | 0.0014983 | 0.0015099 | 0.0019294 | 0.0018459 | 0.0017565 | 0.0017729 | 0.0015337 | 0.0014624 | 0.0013811 | 0.0012904
QLD1 | Gas - Steam | 0 | 0 | 0 | 0 | 0 | 0 | 0 | 0 | 0 | 0 | 0 | 0 | 0 | 0 | 0 | 0 | 0 | 0 | 0 | 0 | 0 | 0 | 0 | 0 | 0 | 0 | 0 | 0 | 0
QLD1 | OCGT / Diesel | 0.0013304 | 0.0013139 | 0.0012571 | 0.0011961 | 0.0011414 | 0.0010891 | 0.001042 | 0.0010398 | 0.0010209 | 0.0010232 | 0.0010496 | 0.0011577 | 0.0011546 | 0.0011252 | 0.0011179 | 0.0011588 | 0.0016082 | 0.0015346 | 7108.0155 | 6763.4918 | 6453.7136 | 7525.1513 | 7199.6981 | 6850.7306 | 16565.3345 | 44619.9349 | 42690.1792 | 44055.6415 | 42037.8258
QLD1 | Hydro | 0 | 0 | 0 | 0 | 0 | 0 | 0 | 0 | 0 | 0 | 0 | 0 | 0 | 0 | 0 | 0 | 0 | 0 | 0 | 0 | 0 | 0 | 0 | 0 | 0 | 0 | 0 | 0 | 0
QLD1 | Wind | 0.025689 | 0.025191 | 0.025144 | 27786.6676 | 43858.3561 | 45760.4208 | 96173.1238 | 141002.6967 | 186300.829 | 177767.9665 | 170079.7271 | 161836.0075 | 154955.8401 | 164202.2597 | 157100.7204 | 195087.316 | 302568.4165 | 288710.321 | 276223.9653 | 262835.4616 | 272265.8033 | 315568.65 | 301920.7061 | 295710.4544 | 296655.3537 | 307259.2003 | 293970.6289 | 279721.9487 | 303414.7293
QLD1 | Solar PV | 0.0025477 | 0.0035625 | 0.0038151 | 0.0040637 | 0.0038776 | 0.0037622 | 0.0050983 | 0.0048937 | 0.0075538 | 0.0072078 | 0.0068961 | 0.0065618 | 0.0062812 | 0.0059935 | 0.0057374 | 0.0054776 | 960.0646 | 916.0922 | 876.4724 | 833.9973 | 5037.0938 | 45086.0403 | 43136.1262 | 41045.3294 | 39165.3908 | 66397.9077 | 63526.282 | 60447.1795 | 57678.6063
QLD1 | Grid Battery | 0.002279 | 0.0021746 | 0.0020806 | 0.0019798 | 0.001937 | 0.0018585 | 0.0021864 | 0.0026391 | 0.003216 | 0.0031784 | 0.003169 | 0.0044891 | 0.0059532 | 0.0056999 | 0.0054729 | 0.005233 | 0.023695 | 0.022617 | 0.02165 | 0.020618 | 0.063394 | 0.060868 | 0.058239 | 1213.0333 | 1157.4745 | 5529.4642 | 5290.3217 | 5033.901 | 4803.3404
QLD1 | Pumped Hydro | 0 | 0 | 0.0027188 | 0.0031721 | 0.0030722 | 0.0030878 | 0.0031152 | 0.0034418 | 0.0033112 | 0.0033311 | 0.0035508 | 0.0072149 | 0.012215 | 0.011669 | 0.011208 | 0.010699 | 78124.7476 | 74546.5149 | 71322.4726 | 67865.4909 | 73007.6173 | 125612.4246 | 120179.8464 | 114354.7605 | 109117.1379 | 167341.8855 | 160104.561 | 152344.3345 | 145366.7335
QLD1 | VPP | 0 | 0 | 0 | 0 | 0 | 0 | 0 | 0 | 0 | 0 | 0 | 0 | 0 | 0 | 0 | 0 | 0 | 0 | 0 | 0 | 0 | 0 | 0 | 0 | 0 | 0 | 0 | 0 | 0
Total excluding storage |  | 0.030096 | 0.030589 | 0.030748 | 27786.6735 | 43858.3617 | 45760.4262 | 96173.1305 | 141002.7032 | 186300.8381 | 177767.9752 | 170079.7357 | 161836.0159 | 154955.8483 | 164202.2676 | 157100.7279 | 195087.3233 | 303528.4839 | 289626.4159 | 284208.4548 | 270432.9523 | 283756.6121 | 368179.8435 | 352256.5322 | 343606.5161 | 352386.0807 | 418277.0444 | 400187.0916 | 384224.771 | 403131.1627
Region | Technology | 2021-22 | 2022-23 | 2023-24 | 2024-25 | 2025-26 | 2026-27 | 2027-28 | 2028-29 | 2029-30 | 2030-31 | 2031-32 | 2032-33 | 2033-34 | 2034-35 | 2035-36 | 2036-37 | 2037-38 | 2038-39 | 2039-40 | 2040-41 | 2041-42 | 2042-43 | 2043-44 | 2044-45 | 2045-46 | 2046-47 | 2047-48 | 2048-49 | 2049-50
VIC1 | Black Coal | 0 | 0 | 0 | 0 | 0 | 0 | 0 | 0 | 0 | 0 | 0 | 0 | 0 | 0 | 0 | 0 | 0 | 0 | 0 | 0 | 0 | 0 | 0 | 0 | 0 | 0 | 0 | 0 | 0
VIC1 | Brown Coal | 0 | 0 | 0 | 0 | 0 | 0 | 0 | 0 | 0 | 0 | 0 | 0 | 0 | 0 | 0 | 0 | 0 | 0 | 0 | 0 | 0 | 0 | 0 | 0 | 0 | 0 | 0 | 0 | 0
VIC1 | CCGT | 0.00045139 | 0.00043071 | 0.00042971 | 0.00046923 | 0.00044774 | 0.00042723 | 0.00043502 | 0.00045061 | 0.00042997 | 0.00041027 | 0.00042395 | 0.00064145 | 0.00061207 | 0.00059252 | 0.00056689 | 0.00053942 | 0.00085749 | 0.00081822 | 0.0010903 | 0.0010375 | 0.0010909 | 0.0010409 | 0.00099592 | 0.00097895 | 0.00093412 | 0.00075164 | 0.00073769 | 0.0021675 | 0.0020496
VIC1 | Gas - Steam | 0 | 0 | 0 | 0 | 0 | 0 | 0 | 0 | 0 | 0 | 0 | 0 | 0 | 0 | 0 | 0 | 0 | 0 | 0 | 0 | 0 | 0 | 0 | 0 | 0 | 0 | 0 | 0 | 0
VIC1 | OCGT / Diesel | 0.0013189 | 0.0012832 | 0.0012277 | 0.0011682 | 0.0011147 | 0.0010636 | 0.0010176 | 0.00099916 | 0.00099184 | 0.00099074 | 0.00099987 | 0.0011834 | 0.0011292 | 0.0010832 | 0.0010522 | 0.0010344 | 0.0015652 | 0.0014935 | 0.002282 | 0.0021714 | 0.0033821 | 0.0032272 | 0.0030982 | 0.013718 | 0.01309 | 0.012082 | 0.011554 | 10941.6497 | 10440.5055
VIC1 | Hydro | 0 | 0 | 0 | 0 | 0 | 0 | 0 | 0 | 0 | 0 | 0 | 0 | 0 | 0 | 0 | 0 | 0 | 0 | 0 | 0 | 0 | 0 | 0 | 0 | 0 | 0 | 0 | 0 | 0
VIC1 | Wind | 0.0091105 | 0.0089019 | 0.0089813 | 0.010488 | 0.010007 | 0.0095489 | 0.0098347 | 0.010691 | 0.010288 | 0.010063 | 0.010756 | 13324.4339 | 44959.6722 | 42900.4972 | 41901.2677 | 70655.088 | 183970.5658 | 175544.4534 | 167953.9467 | 159813.2666 | 163691.8399 | 180356.7873 | 204588.1314 | 194671.7979 | 198883.5552 | 242960.127 | 264671.3946 | 263466.4697 | 273137.299
VIC1 | Solar PV | 0.00072301 | 0.00080653 | 0.00083007 | 0.0013896 | 0.0013259 | 0.0012652 | 0.0013957 | 0.0014441 | 0.001443 | 0.0015146 | 0.0016553 | 0.0025106 | 0.002657 | 0.0027702 | 0.0026802 | 0.0028508 | 0.0059815 | 0.0057207 | 0.0054927 | 0.0052391 | 0.0050301 | 0.0067088 | 0.0065374 | 0.0062205 | 0.010191 | 0.025787 | 5794.7887 | 31391.6989 | 29953.9113
VIC1 | Grid Battery | 0.0022793 | 0.0022581 | 0.0021605 | 0.0020557 | 0.002007 | 0.0020617 | 0.0020783 | 0.0022195 | 0.0029634 | 0.0029455 | 0.0029073 | 0.0039841 | 0.0038089 | 0.0036489 | 0.0036688 | 0.0039607 | 0.005605 | 0.0053634 | 0.0064229 | 0.0061284 | 0.01317 | 0.01255 | 0.012011 | 0.011456 | 0.010924 | 0.010386 | 0.0099119 | 0.012556 | 0.011677
VIC1 | Pumped Hydro | 0 | 0 | 0.0030307 | 0.0034168 | 0.0032871 | 0.0033708 | 0.003225 | 0.0032786 | 0.0031815 | 0.0031211 | 0.0032776 | 0.0056673 | 0.0054201 | 0.0051718 | 0.0049921 | 0.0054818 | 0.022386 | 0.021387 | 0.03219 | 0.03063 | 6186.4593 | 5903.1101 | 5647.808 | 5374.0603 | 5127.9202 | 4893.0536 | 4681.4353 | 35922.3794 | 34277.0795
VIC1 | VPP | 0 | 0 | 0 | 0 | 0 | 0 | 0 | 0 | 0 | 0 | 0 | 0 | 0 | 0 | 0 | 0 | 0 | 0 | 0 | 0 | 0 | 0 | 0 | 0 | 0 | 0 | 0 | 0 | 0
Total excluding storage |  | 0.011604 | 0.011422 | 0.011469 | 0.013515 | 0.012896 | 0.012305 | 0.012683 | 0.013585 | 0.013153 | 0.012978 | 0.013835 | 13324.4383 | 44959.6766 | 42900.5016 | 41901.272 | 70655.0924 | 183970.5742 | 175544.4614 | 167953.9555 | 159813.2751 | 163691.8494 | 180356.7983 | 204588.142 | 194671.8188 | 198883.5794 | 242960.1657 | 270466.1956 | 305799.8204 | 313531.7178
Region | Technology | 2021-22 | 2022-23 | 2023-24 | 2024-25 | 2025-26 | 2026-27 | 2027-28 | 2028-29 | 2029-30 | 2030-31 | 2031-32 | 2032-33 | 2033-34 | 2034-35 | 2035-36 | 2036-37 | 2037-38 | 2038-39 | 2039-40 | 2040-41 | 2041-42 | 2042-43 | 2043-44 | 2044-45 | 2045-46 | 2046-47 | 2047-48 | 2048-49 | 2049-50
SA1 | Black Coal | 0 | 0 | 0 | 0 | 0 | 0 | 0 | 0 | 0 | 0 | 0 | 0 | 0 | 0 | 0 | 0 | 0 | 0 | 0 | 0 | 0 | 0 | 0 | 0 | 0 | 0 | 0 | 0 | 0
SA1 | Brown Coal | 0 | 0 | 0 | 0 | 0 | 0 | 0 | 0 | 0 | 0 | 0 | 0 | 0 | 0 | 0 | 0 | 0 | 0 | 0 | 0 | 0 | 0 | 0 | 0 | 0 | 0 | 0 | 0 | 0
SA1 | CCGT | 0.00044309 | 0.0004228 | 0.00050991 | 0.0004852 | 0.00046298 | 0.00044177 | 0.00042267 | 0.00044797 | 0.00042745 | 0.00041627 | 0.00043801 | 0.00068289 | 0.00065162 | 0.00066232 | 0.00063367 | 0.00061226 | 0.0010509 | 0.0010028 | 0.001081 | 0.0010286 | 0.0015371 | 0.0014667 | 0.0014033 | 0.0013353 | 0.0012741 | 0.0010786 | 0.001032 | 0.0011705 | 0.0011169
SA1 | Gas - Steam | 0 | 0 | 0 | 0 | 0 | 0 | 0 | 0 | 0 | 0 | 0 | 0 | 0 | 0 | 0 | 0 | 0 | 0 | 0 | 0 | 0 | 0 | 0 | 0 | 0 | 0 | 0 | 0 | 0
SA1 | OCGT / Diesel | 0.0013215 | 0.0012936 | 0.0012376 | 0.0011776 | 0.0011237 | 0.0010722 | 0.0010259 | 0.0010036 | 0.00099538 | 0.00099647 | 0.001008 | 0.0012187 | 0.0011628 | 0.0011224 | 0.0011112 | 0.0011029 | 0.0023212 | 0.0022148 | 0.0059931 | 0.0057026 | 9933.0273 | 9478.0794 | 9068.1645 | 16676.5798 | 15912.767 | 15183.9376 | 14527.2515 | 13823.1194 | 13189.9994
SA1 | Hydro | 0 | 0 | 0 | 0 | 0 | 0 | 0 | 0 | 0 | 0 | 0 | 0 | 0 | 0 | 0 | 0 | 0 | 0 | 0 | 0 | 0 | 0 | 0 | 0 | 0 | 0 | 0 | 0 | 0
SA1 | Wind | 0.016721 | 0.016058 | 0.018903 | 0.018229 | 0.017394 | 0.016597 | 0.01641 | 0.018202 | 0.017408 | 0.017155 | 0.018338 | 36312.3801 | 34649.2255 | 33062.2387 | 59918.3815 | 69970.2635 | 113505.3219 | 127599.3876 | 132501.6442 | 126079.3245 | 120304.7058 | 114794.5676 | 109829.8575 | 105977.2194 | 110866.1234 | 109521.8983 | 104785.2181 | 113366.2844 | 108173.9354
SA1 | Solar PV | 0.0024226 | 0.003255 | 0.0037469 | 0.0038294 | 0.003654 | 0.0034866 | 0.0037329 | 0.0039235 | 0.0038896 | 0.0040604 | 0.0045931 | 0.0068728 | 0.0073151 | 0.0080817 | 0.0077376 | 0.0078149 | 0.011283 | 0.010786 | 0.010327 | 0.0098441 | 0.009399 | 0.0097783 | 3664.8986 | 3487.2619 | 3327.5402 | 3175.1331 | 3037.8124 | 2890.5705 | 6587.653
SA1 | Grid Battery | 0.0024409 | 0.0023739 | 0.0022712 | 0.0021611 | 0.0020621 | 0.0021314 | 0.0021874 | 0.0023552 | 0.0031909 | 0.003097 | 0.003042 | 0.004267 | 0.0040821 | 0.0039162 | 0.0040119 | 0.0044917 | 0.0077176 | 0.0073831 | 0.008049 | 0.0076836 | 0.14355 | 0.13697 | 0.13106 | 1667.0715 | 1590.7171 | 1517.8598 | 1452.2142 | 1381.8257 | 1318.5357
SA1 | Pumped Hydro | 0 | 0 | 0.0034589 | 0.0032913 | 0.0031405 | 0.003062 | 0.0029904 | 0.0030507 | 0.0029719 | 0.0029867 | 0.0030624 | 0.0040664 | 0.003901 | 0.0037223 | 0.0038868 | 0.004151 | 0.0062792 | 0.0060142 | 0.0057912 | 0.0055236 | 0.0086914 | 0.008316 | 0.0079564 | 0.010068 | 0.0096163 | 0.0091758 | 0.0087902 | 0.0083866 | 0.0080097
SA1 | VPP | 0 | 0 | 0 | 0 | 0 | 0 | 0 | 0 | 0 | 0 | 0 | 0 | 0 | 0 | 0 | 0 | 0 | 0 | 0 | 0 | 0 | 0 | 0 | 0 | 0 | 0 | 0 | 0 | 0
Total excluding storage |  | 0.020908 | 0.02103 | 0.024398 | 0.023721 | 0.022634 | 0.021598 | 0.021591 | 0.023577 | 0.02272 | 0.022628 | 0.024377 | 36312.3888 | 34649.2346 | 33062.2485 | 59918.3909 | 69970.273 | 113505.3366 | 127599.4016 | 132501.6616 | 126079.3411 | 130237.744 | 124272.6583 | 122562.922 | 126141.0625 | 130106.4319 | 127880.97 | 122350.283 | 130079.9755 | 127951.5889
Region | Technology | 2021-22 | 2022-23 | 2023-24 | 2024-25 | 2025-26 | 2026-27 | 2027-28 | 2028-29 | 2029-30 | 2030-31 | 2031-32 | 2032-33 | 2033-34 | 2034-35 | 2035-36 | 2036-37 | 2037-38 | 2038-39 | 2039-40 | 2040-41 | 2041-42 | 2042-43 | 2043-44 | 2044-45 | 2045-46 | 2046-47 | 2047-48 | 2048-49 | 2049-50
TAS1 | Black Coal | 0 | 0 | 0 | 0 | 0 | 0 | 0 | 0 | 0 | 0 | 0 | 0 | 0 | 0 | 0 | 0 | 0 | 0 | 0 | 0 | 0 | 0 | 0 | 0 | 0 | 0 | 0 | 0 | 0
TAS1 | Brown Coal | 0 | 0 | 0 | 0 | 0 | 0 | 0 | 0 | 0 | 0 | 0 | 0 | 0 | 0 | 0 | 0 | 0 | 0 | 0 | 0 | 0 | 0 | 0 | 0 | 0 | 0 | 0 | 0 | 0
TAS1 | CCGT | 0.00040237 | 0.00038394 | 0.00036733 | 0.00034953 | 0.00033352 | 0.00031824 | 0.00031488 | 0.00031194 | 0.00030985 | 0.00029566 | 0.00028287 | 0.00027893 | 0.00027645 | 0.00027216 | 0.00027018 | 0.0002672 | 0.00026718 | 0.00026583 | 0.00028129 | 0.00026766 | 0.00027569 | 0.00026306 | 0.00026216 | 0.00026168 | 0.00025999 | 0.00013602 | 0.00014202 | 0.00015032 | 0.00015131
TAS1 | Gas - Steam | 0 | 0 | 0 | 0 | 0 | 0 | 0 | 0 | 0 | 0 | 0 | 0 | 0 | 0 | 0 | 0 | 0 | 0 | 0 | 0 | 0 | 0 | 0 | 0 | 0 | 0 | 0 | 0 | 0
TAS1 | OCGT / Diesel | 0.001299 | 0.0012503 | 0.0011963 | 0.0011383 | 0.0010861 | 0.0010364 | 0.00099157 | 0.00096436 | 0.00096335 | 0.00096413 | 0.00096503 | 0.0009764 | 0.00096913 | 0.00096583 | 0.00096912 | 0.00096764 | 0.00096946 | 0.00097201 | 0.0012476 | 0.0011871 | 0.0011454 | 0.0010929 | 0.0010501 | 0.0010149 | 0.00098465 | 0.00057493 | 0.00059328 | 0.00066496 | 0.00064497
TAS1 | Hydro | 0 | 0 | 0 | 0 | 0 | 0 | 0 | 0 | 0 | 0 | 0 | 0 | 0 | 0 | 0 | 0 | 0 | 0 | 0 | 0 | 0 | 0 | 0 | 0 | 0 | 0 | 0 | 0 | 0
TAS1 | Wind | 0.010211 | 0.0097429 | 15425.8254 | 29249.3925 | 41735.1783 | 52979.857 | 63215.4813 | 72008.3427 | 79970.2212 | 86934.3183 | 93297.4494 | 98370.7707 | 102923.4483 | 106721.0315 | 110157.1451 | 112396.4728 | 114435.2414 | 116016.7344 | 117714.1592 | 118336.141 | 112916.165 | 107744.4322 | 103084.622 | 98088.1372 | 93595.5507 | 89308.7284 | 85446.2391 | 76544.043 | 68528.691
TAS1 | Solar PV | 0.00031257 | 0.00042354 | 0.0005768 | 0.00062505 | 0.00062057 | 0.00064857 | 0.00070691 | 0.00072365 | 0.00082562 | 0.0010026 | 0.0012178 | 0.0011899 | 0.0011654 | 0.001112 | 0.0010807 | 0.0010565 | 0.0011773 | 0.0012637 | 0.0012778 | 0.0017242 | 0.0016452 | 0.0015698 | 0.0015019 | 0.0014292 | 0.0013637 | 0.0012045 | 0.0011135 | 0.0010066 | 0.00093692
TAS1 | Grid Battery | 0.0022323 | 0.0021301 | 0.0020379 | 0.0019392 | 0.0019164 | 0.0018914 | 0.0019594 | 0.0021269 | 0.0026881 | 0.0027048 | 0.0026969 | 0.0028114 | 0.0027164 | 0.0028102 | 0.0028089 | 0.0028485 | 0.0028837 | 0.0028482 | 0.0035163 | 0.0033694 | 0.0029808 | 0.0028521 | 0.002747 | 0.002772 | 0.0027003 | 0.0027402 | 0.0027495 | 0.0029251 | 0.0027249
TAS1 | Pumped Hydro | 0 | 0 | 0.0050558 | 0.0050171 | 0.0051879 | 0.0052036 | 0.0052232 | 0.0052526 | 0.0053076 | 0.0053401 | 0.0054606 | 0.0055398 | 0.0055066 | 0.0055239 | 0.0056029 | 0.00565 | 0.0057144 | 0.0056971 | 0.0069342 | 0.0066352 | 0.0065298 | 0.0062724 | 0.0060789 | 0.0059669 | 0.0058555 | 0.005823 | 0.0058472 | 0.0061377 | 0.0059355
TAS1 | VPP | 0 | 0 | 0 | 0 | 0 | 0 | 0 | 0 | 0 | 0 | 0 | 0 | 0 | 0 | 0 | 0 | 0 | 0 | 0 | 0 | 0 | 0 | 0 | 0 | 0 | 0 | 0 | 0 | 0
Total excluding storage |  | 0.012224 | 0.011801 | 15425.8276 | 29249.3946 | 41735.1803 | 52979.859 | 63215.4833 | 72008.3447 | 79970.2233 | 86934.3206 | 93297.4518 | 98370.7731 | 102923.4507 | 106721.0339 | 110157.1475 | 112396.4751 | 114435.2438 | 116016.7369 | 117714.162 | 118336.1442 | 112916.1681 | 107744.4352 | 103084.6248 | 98088.1399 | 93595.5534 | 89308.7303 | 85446.2409 | 76544.0448 | 68528.6927

## BaseCase_REHAB Cost
Rehabilition cost by technology ($000s) - Base Case, High DER Scenario
REHAB | Real June 2020 dollars discounted to 1 July 2020
Explicitly modelled generation
Region | Technology | 2021-22 | 2022-23 | 2023-24 | 2024-25 | 2025-26 | 2026-27 | 2027-28 | 2028-29 | 2029-30 | 2030-31 | 2031-32 | 2032-33 | 2033-34 | 2034-35 | 2035-36 | 2036-37 | 2037-38 | 2038-39 | 2039-40 | 2040-41 | 2041-42 | 2042-43 | 2043-44 | 2044-45 | 2045-46 | 2046-47 | 2047-48 | 2048-49 | 2049-50
NEM | Black Coal | 0 | 0 | 0 | 125780.3293 | 84281.8915 | 11629.3017 | 237.9861 | 0 | 22469.3712 | 1.4386e-06 | 0 | 0 | 0 | 0 | 0 | 0 | 0 | 0 | 0 | 0 | 0 | 0 | 0 | 0 | 0 | 0 | 0 | 0 | 0
NEM | Brown Coal | 0 | 0 | 0 | 39903.0983 | 818.4642 | 3677.468 | 0 | 0 | 3.2272e-06 | 51.8605 | 0 | 0 | 0 | 0 | 0 | 0 | 0 | 0 | 0 | 0 | 0 | 0 | 0 | 0 | 0 | 0 | 0 | 0 | 0
NEM | CCGT | 0 | 0 | 0 | 0 | 0 | 0 | 0 | 0 | 0 | 0 | 0 | 0 | 0 | 0 | 0 | 0 | 0 | 0 | 0 | 0 | 0 | 0 | 0 | 0 | 0 | 0 | 0 | 0 | 0
NEM | Gas - Steam | 0 | 0 | 0 | 0 | 0 | 0 | 0 | 0 | 0 | 0 | 0 | 0 | 0 | 0 | 0 | 0 | 0 | 0 | 0 | 0 | 0 | 0 | 0 | 0 | 0 | 0 | 0 | 0 | 0
NEM | OCGT / Diesel | 0 | 0 | 0 | 0 | 0 | 0 | 0 | 0 | 0 | 0 | 0 | 0 | 0 | 0 | 0 | 0 | 0 | 0 | 0 | 0 | 0 | 0 | 0 | 0 | 0 | 0 | 0 | 0 | 0
NEM | Hydro | 0 | 0 | 0 | 0 | 0 | 0 | 0 | 0 | 0 | 0 | 0 | 0 | 0 | 0 | 0 | 0 | 0 | 0 | 0 | 0 | 0 | 0 | 0 | 0 | 0 | 0 | 0 | 0 | 0
NEM | Wind | 0 | 0 | 0 | 0 | 0 | 0 | 0 | 0 | 0 | 0 | 0 | 0 | 0 | 0 | 0 | 0 | 0 | 0 | 0 | 0 | 0 | 0 | 0 | 0 | 0 | 0 | 0 | 0 | 0
NEM | Solar PV | 0 | 0 | 0 | 0 | 0 | 0 | 0 | 0 | 0 | 0 | 0 | 0 | 0 | 0 | 0 | 0 | 0 | 0 | 0 | 0 | 0 | 0 | 0 | 0 | 0 | 0 | 0 | 0 | 0
NEM | Grid Battery | 0 | 0 | 0 | 0 | 0 | 0 | 0 | 0 | 0 | 0 | 0 | 0 | 0 | 0 | 0 | 0 | 0 | 0 | 0 | 0 | 0 | 0 | 0 | 0 | 0 | 0 | 0 | 0 | 0
NEM | Pumped Hydro | 0 | 0 | 0 | 0 | 0 | 0 | 0 | 0 | 0 | 0 | 0 | 0 | 0 | 0 | 0 | 0 | 0 | 0 | 0 | 0 | 0 | 0 | 0 | 0 | 0 | 0 | 0 | 0 | 0
NEM | VPP | 0 | 0 | 0 | 0 | 0 | 0 | 0 | 0 | 0 | 0 | 0 | 0 | 0 | 0 | 0 | 0 | 0 | 0 | 0 | 0 | 0 | 0 | 0 | 0 | 0 | 0 | 0 | 0 | 0
Total excluding storage |  | 0 | 0 | 0 | 165683.4275 | 85100.3557 | 15306.7697 | 237.9861 | 0 | 22469.3712 | 51.8605 | 0 | 0 | 0 | 0 | 0 | 0 | 0 | 0 | 0 | 0 | 0 | 0 | 0 | 0 | 0 | 0 | 0 | 0 | 0
Region | Technology | 2021-22 | 2022-23 | 2023-24 | 2024-25 | 2025-26 | 2026-27 | 2027-28 | 2028-29 | 2029-30 | 2030-31 | 2031-32 | 2032-33 | 2033-34 | 2034-35 | 2035-36 | 2036-37 | 2037-38 | 2038-39 | 2039-40 | 2040-41 | 2041-42 | 2042-43 | 2043-44 | 2044-45 | 2045-46 | 2046-47 | 2047-48 | 2048-49 | 2049-50
NSW1 | Black Coal | 0 | 0 | 0 | 34561.6655 | 84281.843 | 9327.388 | 237.986 | 0 | 22469.3712 | 1.4386e-06 | 0 | 0 | 0 | 0 | 0 | 0 | 0 | 0 | 0 | 0 | 0 | 0 | 0 | 0 | 0 | 0 | 0 | 0 | 0
NSW1 | Brown Coal | 0 | 0 | 0 | 0 | 0 | 0 | 0 | 0 | 0 | 0 | 0 | 0 | 0 | 0 | 0 | 0 | 0 | 0 | 0 | 0 | 0 | 0 | 0 | 0 | 0 | 0 | 0 | 0 | 0
NSW1 | CCGT | 0 | 0 | 0 | 0 | 0 | 0 | 0 | 0 | 0 | 0 | 0 | 0 | 0 | 0 | 0 | 0 | 0 | 0 | 0 | 0 | 0 | 0 | 0 | 0 | 0 | 0 | 0 | 0 | 0
NSW1 | Gas - Steam | 0 | 0 | 0 | 0 | 0 | 0 | 0 | 0 | 0 | 0 | 0 | 0 | 0 | 0 | 0 | 0 | 0 | 0 | 0 | 0 | 0 | 0 | 0 | 0 | 0 | 0 | 0 | 0 | 0
NSW1 | OCGT / Diesel | 0 | 0 | 0 | 0 | 0 | 0 | 0 | 0 | 0 | 0 | 0 | 0 | 0 | 0 | 0 | 0 | 0 | 0 | 0 | 0 | 0 | 0 | 0 | 0 | 0 | 0 | 0 | 0 | 0
NSW1 | Hydro | 0 | 0 | 0 | 0 | 0 | 0 | 0 | 0 | 0 | 0 | 0 | 0 | 0 | 0 | 0 | 0 | 0 | 0 | 0 | 0 | 0 | 0 | 0 | 0 | 0 | 0 | 0 | 0 | 0
NSW1 | Wind | 0 | 0 | 0 | 0 | 0 | 0 | 0 | 0 | 0 | 0 | 0 | 0 | 0 | 0 | 0 | 0 | 0 | 0 | 0 | 0 | 0 | 0 | 0 | 0 | 0 | 0 | 0 | 0 | 0
NSW1 | Solar PV | 0 | 0 | 0 | 0 | 0 | 0 | 0 | 0 | 0 | 0 | 0 | 0 | 0 | 0 | 0 | 0 | 0 | 0 | 0 | 0 | 0 | 0 | 0 | 0 | 0 | 0 | 0 | 0 | 0
NSW1 | Grid Battery | 0 | 0 | 0 | 0 | 0 | 0 | 0 | 0 | 0 | 0 | 0 | 0 | 0 | 0 | 0 | 0 | 0 | 0 | 0 | 0 | 0 | 0 | 0 | 0 | 0 | 0 | 0 | 0 | 0
NSW1 | Pumped Hydro | 0 | 0 | 0 | 0 | 0 | 0 | 0 | 0 | 0 | 0 | 0 | 0 | 0 | 0 | 0 | 0 | 0 | 0 | 0 | 0 | 0 | 0 | 0 | 0 | 0 | 0 | 0 | 0 | 0
NSW1 | VPP | 0 | 0 | 0 | 0 | 0 | 0 | 0 | 0 | 0 | 0 | 0 | 0 | 0 | 0 | 0 | 0 | 0 | 0 | 0 | 0 | 0 | 0 | 0 | 0 | 0 | 0 | 0 | 0 | 0
Total excluding storage |  | 0 | 0 | 0 | 34561.6655 | 84281.843 | 9327.388 | 237.986 | 0 | 22469.3712 | 1.4386e-06 | 0 | 0 | 0 | 0 | 0 | 0 | 0 | 0 | 0 | 0 | 0 | 0 | 0 | 0 | 0 | 0 | 0 | 0 | 0
Region | Technology | 2021-22 | 2022-23 | 2023-24 | 2024-25 | 2025-26 | 2026-27 | 2027-28 | 2028-29 | 2029-30 | 2030-31 | 2031-32 | 2032-33 | 2033-34 | 2034-35 | 2035-36 | 2036-37 | 2037-38 | 2038-39 | 2039-40 | 2040-41 | 2041-42 | 2042-43 | 2043-44 | 2044-45 | 2045-46 | 2046-47 | 2047-48 | 2048-49 | 2049-50
QLD1 | Black Coal | 0 | 0 | 0 | 91218.6638 | 0.048499 | 2301.9136 | 4.6869e-05 | 0 | 0 | 0 | 0 | 0 | 0 | 0 | 0 | 0 | 0 | 0 | 0 | 0 | 0 | 0 | 0 | 0 | 0 | 0 | 0 | 0 | 0
QLD1 | Brown Coal | 0 | 0 | 0 | 0 | 0 | 0 | 0 | 0 | 0 | 0 | 0 | 0 | 0 | 0 | 0 | 0 | 0 | 0 | 0 | 0 | 0 | 0 | 0 | 0 | 0 | 0 | 0 | 0 | 0
QLD1 | CCGT | 0 | 0 | 0 | 0 | 0 | 0 | 0 | 0 | 0 | 0 | 0 | 0 | 0 | 0 | 0 | 0 | 0 | 0 | 0 | 0 | 0 | 0 | 0 | 0 | 0 | 0 | 0 | 0 | 0
QLD1 | Gas - Steam | 0 | 0 | 0 | 0 | 0 | 0 | 0 | 0 | 0 | 0 | 0 | 0 | 0 | 0 | 0 | 0 | 0 | 0 | 0 | 0 | 0 | 0 | 0 | 0 | 0 | 0 | 0 | 0 | 0
QLD1 | OCGT / Diesel | 0 | 0 | 0 | 0 | 0 | 0 | 0 | 0 | 0 | 0 | 0 | 0 | 0 | 0 | 0 | 0 | 0 | 0 | 0 | 0 | 0 | 0 | 0 | 0 | 0 | 0 | 0 | 0 | 0
QLD1 | Hydro | 0 | 0 | 0 | 0 | 0 | 0 | 0 | 0 | 0 | 0 | 0 | 0 | 0 | 0 | 0 | 0 | 0 | 0 | 0 | 0 | 0 | 0 | 0 | 0 | 0 | 0 | 0 | 0 | 0
QLD1 | Wind | 0 | 0 | 0 | 0 | 0 | 0 | 0 | 0 | 0 | 0 | 0 | 0 | 0 | 0 | 0 | 0 | 0 | 0 | 0 | 0 | 0 | 0 | 0 | 0 | 0 | 0 | 0 | 0 | 0
QLD1 | Solar PV | 0 | 0 | 0 | 0 | 0 | 0 | 0 | 0 | 0 | 0 | 0 | 0 | 0 | 0 | 0 | 0 | 0 | 0 | 0 | 0 | 0 | 0 | 0 | 0 | 0 | 0 | 0 | 0 | 0
QLD1 | Grid Battery | 0 | 0 | 0 | 0 | 0 | 0 | 0 | 0 | 0 | 0 | 0 | 0 | 0 | 0 | 0 | 0 | 0 | 0 | 0 | 0 | 0 | 0 | 0 | 0 | 0 | 0 | 0 | 0 | 0
QLD1 | Pumped Hydro | 0 | 0 | 0 | 0 | 0 | 0 | 0 | 0 | 0 | 0 | 0 | 0 | 0 | 0 | 0 | 0 | 0 | 0 | 0 | 0 | 0 | 0 | 0 | 0 | 0 | 0 | 0 | 0 | 0
QLD1 | VPP | 0 | 0 | 0 | 0 | 0 | 0 | 0 | 0 | 0 | 0 | 0 | 0 | 0 | 0 | 0 | 0 | 0 | 0 | 0 | 0 | 0 | 0 | 0 | 0 | 0 | 0 | 0 | 0 | 0
Total excluding storage |  | 0 | 0 | 0 | 91218.6638 | 0.048499 | 2301.9136 | 4.6869e-05 | 0 | 0 | 0 | 0 | 0 | 0 | 0 | 0 | 0 | 0 | 0 | 0 | 0 | 0 | 0 | 0 | 0 | 0 | 0 | 0 | 0 | 0
Region | Technology | 2021-22 | 2022-23 | 2023-24 | 2024-25 | 2025-26 | 2026-27 | 2027-28 | 2028-29 | 2029-30 | 2030-31 | 2031-32 | 2032-33 | 2033-34 | 2034-35 | 2035-36 | 2036-37 | 2037-38 | 2038-39 | 2039-40 | 2040-41 | 2041-42 | 2042-43 | 2043-44 | 2044-45 | 2045-46 | 2046-47 | 2047-48 | 2048-49 | 2049-50
VIC1 | Black Coal | 0 | 0 | 0 | 0 | 0 | 0 | 0 | 0 | 0 | 0 | 0 | 0 | 0 | 0 | 0 | 0 | 0 | 0 | 0 | 0 | 0 | 0 | 0 | 0 | 0 | 0 | 0 | 0 | 0
VIC1 | Brown Coal | 0 | 0 | 0 | 39903.0983 | 818.4642 | 3677.468 | 0 | 0 | 3.2272e-06 | 51.8605 | 0 | 0 | 0 | 0 | 0 | 0 | 0 | 0 | 0 | 0 | 0 | 0 | 0 | 0 | 0 | 0 | 0 | 0 | 0
VIC1 | CCGT | 0 | 0 | 0 | 0 | 0 | 0 | 0 | 0 | 0 | 0 | 0 | 0 | 0 | 0 | 0 | 0 | 0 | 0 | 0 | 0 | 0 | 0 | 0 | 0 | 0 | 0 | 0 | 0 | 0
VIC1 | Gas - Steam | 0 | 0 | 0 | 0 | 0 | 0 | 0 | 0 | 0 | 0 | 0 | 0 | 0 | 0 | 0 | 0 | 0 | 0 | 0 | 0 | 0 | 0 | 0 | 0 | 0 | 0 | 0 | 0 | 0
VIC1 | OCGT / Diesel | 0 | 0 | 0 | 0 | 0 | 0 | 0 | 0 | 0 | 0 | 0 | 0 | 0 | 0 | 0 | 0 | 0 | 0 | 0 | 0 | 0 | 0 | 0 | 0 | 0 | 0 | 0 | 0 | 0
VIC1 | Hydro | 0 | 0 | 0 | 0 | 0 | 0 | 0 | 0 | 0 | 0 | 0 | 0 | 0 | 0 | 0 | 0 | 0 | 0 | 0 | 0 | 0 | 0 | 0 | 0 | 0 | 0 | 0 | 0 | 0
VIC1 | Wind | 0 | 0 | 0 | 0 | 0 | 0 | 0 | 0 | 0 | 0 | 0 | 0 | 0 | 0 | 0 | 0 | 0 | 0 | 0 | 0 | 0 | 0 | 0 | 0 | 0 | 0 | 0 | 0 | 0
VIC1 | Solar PV | 0 | 0 | 0 | 0 | 0 | 0 | 0 | 0 | 0 | 0 | 0 | 0 | 0 | 0 | 0 | 0 | 0 | 0 | 0 | 0 | 0 | 0 | 0 | 0 | 0 | 0 | 0 | 0 | 0
VIC1 | Grid Battery | 0 | 0 | 0 | 0 | 0 | 0 | 0 | 0 | 0 | 0 | 0 | 0 | 0 | 0 | 0 | 0 | 0 | 0 | 0 | 0 | 0 | 0 | 0 | 0 | 0 | 0 | 0 | 0 | 0
VIC1 | Pumped Hydro | 0 | 0 | 0 | 0 | 0 | 0 | 0 | 0 | 0 | 0 | 0 | 0 | 0 | 0 | 0 | 0 | 0 | 0 | 0 | 0 | 0 | 0 | 0 | 0 | 0 | 0 | 0 | 0 | 0
VIC1 | VPP | 0 | 0 | 0 | 0 | 0 | 0 | 0 | 0 | 0 | 0 | 0 | 0 | 0 | 0 | 0 | 0 | 0 | 0 | 0 | 0 | 0 | 0 | 0 | 0 | 0 | 0 | 0 | 0 | 0
Total excluding storage |  | 0 | 0 | 0 | 39903.0983 | 818.4642 | 3677.468 | 0 | 0 | 3.2272e-06 | 51.8605 | 0 | 0 | 0 | 0 | 0 | 0 | 0 | 0 | 0 | 0 | 0 | 0 | 0 | 0 | 0 | 0 | 0 | 0 | 0
Region | Technology | 2021-22 | 2022-23 | 2023-24 | 2024-25 | 2025-26 | 2026-27 | 2027-28 | 2028-29 | 2029-30 | 2030-31 | 2031-32 | 2032-33 | 2033-34 | 2034-35 | 2035-36 | 2036-37 | 2037-38 | 2038-39 | 2039-40 | 2040-41 | 2041-42 | 2042-43 | 2043-44 | 2044-45 | 2045-46 | 2046-47 | 2047-48 | 2048-49 | 2049-50
SA1 | Black Coal | 0 | 0 | 0 | 0 | 0 | 0 | 0 | 0 | 0 | 0 | 0 | 0 | 0 | 0 | 0 | 0 | 0 | 0 | 0 | 0 | 0 | 0 | 0 | 0 | 0 | 0 | 0 | 0 | 0
SA1 | Brown Coal | 0 | 0 | 0 | 0 | 0 | 0 | 0 | 0 | 0 | 0 | 0 | 0 | 0 | 0 | 0 | 0 | 0 | 0 | 0 | 0 | 0 | 0 | 0 | 0 | 0 | 0 | 0 | 0 | 0
SA1 | CCGT | 0 | 0 | 0 | 0 | 0 | 0 | 0 | 0 | 0 | 0 | 0 | 0 | 0 | 0 | 0 | 0 | 0 | 0 | 0 | 0 | 0 | 0 | 0 | 0 | 0 | 0 | 0 | 0 | 0
SA1 | Gas - Steam | 0 | 0 | 0 | 0 | 0 | 0 | 0 | 0 | 0 | 0 | 0 | 0 | 0 | 0 | 0 | 0 | 0 | 0 | 0 | 0 | 0 | 0 | 0 | 0 | 0 | 0 | 0 | 0 | 0
SA1 | OCGT / Diesel | 0 | 0 | 0 | 0 | 0 | 0 | 0 | 0 | 0 | 0 | 0 | 0 | 0 | 0 | 0 | 0 | 0 | 0 | 0 | 0 | 0 | 0 | 0 | 0 | 0 | 0 | 0 | 0 | 0
SA1 | Hydro | 0 | 0 | 0 | 0 | 0 | 0 | 0 | 0 | 0 | 0 | 0 | 0 | 0 | 0 | 0 | 0 | 0 | 0 | 0 | 0 | 0 | 0 | 0 | 0 | 0 | 0 | 0 | 0 | 0
SA1 | Wind | 0 | 0 | 0 | 0 | 0 | 0 | 0 | 0 | 0 | 0 | 0 | 0 | 0 | 0 | 0 | 0 | 0 | 0 | 0 | 0 | 0 | 0 | 0 | 0 | 0 | 0 | 0 | 0 | 0
SA1 | Solar PV | 0 | 0 | 0 | 0 | 0 | 0 | 0 | 0 | 0 | 0 | 0 | 0 | 0 | 0 | 0 | 0 | 0 | 0 | 0 | 0 | 0 | 0 | 0 | 0 | 0 | 0 | 0 | 0 | 0
SA1 | Grid Battery | 0 | 0 | 0 | 0 | 0 | 0 | 0 | 0 | 0 | 0 | 0 | 0 | 0 | 0 | 0 | 0 | 0 | 0 | 0 | 0 | 0 | 0 | 0 | 0 | 0 | 0 | 0 | 0 | 0
SA1 | Pumped Hydro | 0 | 0 | 0 | 0 | 0 | 0 | 0 | 0 | 0 | 0 | 0 | 0 | 0 | 0 | 0 | 0 | 0 | 0 | 0 | 0 | 0 | 0 | 0 | 0 | 0 | 0 | 0 | 0 | 0
SA1 | VPP | 0 | 0 | 0 | 0 | 0 | 0 | 0 | 0 | 0 | 0 | 0 | 0 | 0 | 0 | 0 | 0 | 0 | 0 | 0 | 0 | 0 | 0 | 0 | 0 | 0 | 0 | 0 | 0 | 0
Total excluding storage |  | 0 | 0 | 0 | 0 | 0 | 0 | 0 | 0 | 0 | 0 | 0 | 0 | 0 | 0 | 0 | 0 | 0 | 0 | 0 | 0 | 0 | 0 | 0 | 0 | 0 | 0 | 0 | 0 | 0
Region | Technology | 2021-22 | 2022-23 | 2023-24 | 2024-25 | 2025-26 | 2026-27 | 2027-28 | 2028-29 | 2029-30 | 2030-31 | 2031-32 | 2032-33 | 2033-34 | 2034-35 | 2035-36 | 2036-37 | 2037-38 | 2038-39 | 2039-40 | 2040-41 | 2041-42 | 2042-43 | 2043-44 | 2044-45 | 2045-46 | 2046-47 | 2047-48 | 2048-49 | 2049-50
TAS1 | Black Coal | 0 | 0 | 0 | 0 | 0 | 0 | 0 | 0 | 0 | 0 | 0 | 0 | 0 | 0 | 0 | 0 | 0 | 0 | 0 | 0 | 0 | 0 | 0 | 0 | 0 | 0 | 0 | 0 | 0
TAS1 | Brown Coal | 0 | 0 | 0 | 0 | 0 | 0 | 0 | 0 | 0 | 0 | 0 | 0 | 0 | 0 | 0 | 0 | 0 | 0 | 0 | 0 | 0 | 0 | 0 | 0 | 0 | 0 | 0 | 0 | 0
TAS1 | CCGT | 0 | 0 | 0 | 0 | 0 | 0 | 0 | 0 | 0 | 0 | 0 | 0 | 0 | 0 | 0 | 0 | 0 | 0 | 0 | 0 | 0 | 0 | 0 | 0 | 0 | 0 | 0 | 0 | 0
TAS1 | Gas - Steam | 0 | 0 | 0 | 0 | 0 | 0 | 0 | 0 | 0 | 0 | 0 | 0 | 0 | 0 | 0 | 0 | 0 | 0 | 0 | 0 | 0 | 0 | 0 | 0 | 0 | 0 | 0 | 0 | 0
TAS1 | OCGT / Diesel | 0 | 0 | 0 | 0 | 0 | 0 | 0 | 0 | 0 | 0 | 0 | 0 | 0 | 0 | 0 | 0 | 0 | 0 | 0 | 0 | 0 | 0 | 0 | 0 | 0 | 0 | 0 | 0 | 0
TAS1 | Hydro | 0 | 0 | 0 | 0 | 0 | 0 | 0 | 0 | 0 | 0 | 0 | 0 | 0 | 0 | 0 | 0 | 0 | 0 | 0 | 0 | 0 | 0 | 0 | 0 | 0 | 0 | 0 | 0 | 0
TAS1 | Wind | 0 | 0 | 0 | 0 | 0 | 0 | 0 | 0 | 0 | 0 | 0 | 0 | 0 | 0 | 0 | 0 | 0 | 0 | 0 | 0 | 0 | 0 | 0 | 0 | 0 | 0 | 0 | 0 | 0
TAS1 | Solar PV | 0 | 0 | 0 | 0 | 0 | 0 | 0 | 0 | 0 | 0 | 0 | 0 | 0 | 0 | 0 | 0 | 0 | 0 | 0 | 0 | 0 | 0 | 0 | 0 | 0 | 0 | 0 | 0 | 0
TAS1 | Grid Battery | 0 | 0 | 0 | 0 | 0 | 0 | 0 | 0 | 0 | 0 | 0 | 0 | 0 | 0 | 0 | 0 | 0 | 0 | 0 | 0 | 0 | 0 | 0 | 0 | 0 | 0 | 0 | 0 | 0
TAS1 | Pumped Hydro | 0 | 0 | 0 | 0 | 0 | 0 | 0 | 0 | 0 | 0 | 0 | 0 | 0 | 0 | 0 | 0 | 0 | 0 | 0 | 0 | 0 | 0 | 0 | 0 | 0 | 0 | 0 | 0 | 0
TAS1 | VPP | 0 | 0 | 0 | 0 | 0 | 0 | 0 | 0 | 0 | 0 | 0 | 0 | 0 | 0 | 0 | 0 | 0 | 0 | 0 | 0 | 0 | 0 | 0 | 0 | 0 | 0 | 0 | 0 | 0
Total excluding storage |  | 0 | 0 | 0 | 0 | 0 | 0 | 0 | 0 | 0 | 0 | 0 | 0 | 0 | 0 | 0 | 0 | 0 | 0 | 0 | 0 | 0 | 0 | 0 | 0 | 0 | 0 | 0 | 0 | 0

## BaseCase_REZ Tx Cost
REZ transmission expansion cost by region ($000s) - Base Case, High DER Scenario
REZ Expansion | Real June 2020 dollars discounted to 1 July 2020. As with the total capital costs, the REZ transmission expansion costs are annualised for modelling purposes.
Explicitly modelled generation
Region | Technology | 2021-22 | 2022-23 | 2023-24 | 2024-25 | 2025-26 | 2026-27 | 2027-28 | 2028-29 | 2029-30 | 2030-31 | 2031-32 | 2032-33 | 2033-34 | 2034-35 | 2035-36 | 2036-37 | 2037-38 | 2038-39 | 2039-40 | 2040-41 | 2041-42 | 2042-43 | 2043-44 | 2044-45 | 2045-46 | 2046-47 | 2047-48 | 2048-49 | 2049-50
NSW1 | Transmission | 0.0012791 | 4278.33 | 14086.6927 | 22912.932 | 31180.0315 | 38916.676 | 46001.9534 | 52115.6242 | 116107.4208 | 110789.5236 | 105998.0171 | 100860.3208 | 96240.7641 | 91832.7901 | 87861.1383 | 83602.5319 | 81474.9781 | 78231.2735 | 76985.4472 | 73253.9826 | 81057.2515 | 86133.54 | 83470.0032 | 79424.2339 | 75786.483 | 77139.0456 | 73904.0373 | 72150.2924 | 73425.2495
QLD1 | Transmission | 0.0012818 | 0.001339 | 0.0014098 | 0.0016183 | 0.0015549 | 0.0015277 | 0.0034168 | 8967.821 | 8557.0843 | 8165.1568 | 7812.0241 | 7433.3774 | 7212.768 | 10619.7871 | 10160.4948 | 9668.0183 | 33543.3965 | 32007.0577 | 30622.793 | 29138.5143 | 27803.9266 | 47518.0786 | 45462.9822 | 50858.1702 | 61657.7612 | 91821.3314 | 87850.1751 | 83592.1 | 101427.9641
VIC1 | Transmission | 0.00024887 | 0.00023747 | 0.0002272 | 0.00021619 | 0.00020629 | 0.00019684 | 0.00018833 | 0.0001792 | 0.00017099 | 0.00016316 | 0.0001561 | 0.00014989 | 0.00014368 | 0.0001388 | 0.00013595 | 0.00013311 | 7634.3505 | 7284.6856 | 6969.6322 | 6631.8159 | 6328.0686 | 6038.2334 | 8187.5905 | 7790.7401 | 7433.9124 | 12387.7373 | 11851.9834 | 11874.8109 | 15730.9412
SA1 | Transmission | 0.0012709 | 0.0012755 | 0.0014335 | 0.0013855 | 0.0013251 | 0.0012698 | 0.0012754 | 0.0015342 | 0.0014789 | 0.0014665 | 0.0015218 | 0.0026133 | 0.0025855 | 0.0026285 | 0.0036582 | 848.4783 | 7835.8152 | 10374.1599 | 11500.0473 | 10942.643 | 10441.4533 | 9963.2191 | 9532.3241 | 9614.3013 | 12248.746 | 13588.6754 | 13000.983 | 16761.568 | 15993.8629
TAS1 | Transmission | 8.9512e-06 | 8.5413e-06 | 8.1719e-06 | 7.7758e-06 | 7.4196e-06 | 7.0798e-06 | 6.7736e-06 | 7.3867e-06 | 1.1242e-05 | 556.4041 | 1320.0747 | 2317.5689 | 3224.283 | 4043.076 | 4792.8895 | 5440.4337 | 6030.8078 | 6556.5917 | 7067.265 | 7480.4564 | 7137.8401 | 6810.9161 | 6516.3526 | 6200.5067 | 5916.514 | 5645.5286 | 5401.3667 | 5139.5638 | 4904.164
NEM | Total | 0.0040897 | 4278.3329 | 14086.6957 | 22912.9353 | 31180.0346 | 38916.679 | 46001.9583 | 61083.4469 | 124664.5068 | 119511.0862 | 115130.1176 | 110611.2699 | 106677.8179 | 106495.6559 | 102814.5264 | 99559.4624 | 136519.3481 | 134453.7684 | 133145.1847 | 127447.4123 | 132768.5401 | 156463.9873 | 153169.2527 | 153887.9522 | 163043.4165 | 200582.3183 | 192008.5455 | 189518.3351 | 211482.1816

## BaseCase_USE+DSP Cost
USE and USE / DSP cost by region ($000s) - Base Case, High DER Scenario
USE / DSP | Real June 2020 dollars discounted to 1 July 2020
Explicitly modelled generation
Region | Technology | 2021-22 | 2022-23 | 2023-24 | 2024-25 | 2025-26 | 2026-27 | 2027-28 | 2028-29 | 2029-30 | 2030-31 | 2031-32 | 2032-33 | 2033-34 | 2034-35 | 2035-36 | 2036-37 | 2037-38 | 2038-39 | 2039-40 | 2040-41 | 2041-42 | 2042-43 | 2043-44 | 2044-45 | 2045-46 | 2046-47 | 2047-48 | 2048-49 | 2049-50
NSW1 | USE / DSP | 0.0031304 | 0.0031227 | 0.003142 | 168.7323 | 0.0031746 | 0.0031644 | 0.0031611 | 0.0031774 | 0.0031515 | 0.0031468 | 0.0031726 | 1372.162 | 0.0032841 | 0.003306 | 0.0032974 | 0.0032908 | 10386.4969 | 0.0034063 | 9365.0938 | 36.1171 | 35114.2204 | 54.7231 | 786.0463 | 10948.6962 | 1372.2999 | 24.0064 | 0.0034462 | 636.6286 | 272.6304
QLD1 | USE / DSP | 0.0031249 | 0.003119 | 0.0031309 | 0.0031621 | 0.0031687 | 0.0031609 | 0.0031605 | 0.0031849 | 0.0031527 | 0.0031524 | 0.0031832 | 237.2172 | 13946.7371 | 98.1815 | 156.0662 | 60.391 | 75915.9395 | 239.7605 | 11427.7589 | 3444.5367 | 4149.1592 | 22638.2404 | 8379.8094 | 8231.556 | 3978.9575 | 80895.3317 | 1453.4721 | 5745.5716 | 11735.2524
VIC1 | USE / DSP | 0.0030857 | 0.0030665 | 0.0030872 | 0.0031196 | 0.0031225 | 0.0031059 | 0.0031179 | 0.0031208 | 0.0030976 | 0.0030925 | 0.0031202 | 144.1989 | 0.0032087 | 0.0032444 | 0.0032191 | 0.0032057 | 1973.979 | 0.0032687 | 2285.3466 | 0.84032 | 17169.2144 | 0.003314 | 277.4911 | 9970.7669 | 174.0764 | 0.003302 | 0.0033189 | 331.2058 | 211.869
SA1 | USE / DSP | 0.0031279 | 0.0030989 | 0.0031807 | 0.003148 | 0.0031532 | 0.0031218 | 0.0031241 | 0.0031286 | 0.0030958 | 0.0030853 | 0.0031355 | 689.1765 | 0.0032 | 0.0032382 | 8.8176 | 90.0502 | 4403.436 | 0.0032445 | 5474.1642 | 25.0103 | 8352.2117 | 0.0032654 | 454.9965 | 4537.6366 | 4621.2556 | 63.5338 | 0.0032419 | 378.7685 | 153.4283
TAS1 | USE / DSP | 0.0025787 | 0.0025661 | 0.0025802 | 0.0025717 | 0.002556 | 0.0025556 | 0.0025633 | 0.0025563 | 0.0025564 | 0.0025557 | 0.0025504 | 0.0025447 | 0.0025432 | 0.0025408 | 0.0025466 | 0.0025388 | 0.0025386 | 0.0025374 | 574.1513 | 0.0025355 | 538.1545 | 0.0025353 | 0.0025419 | 39.6711 | 0.0025328 | 0.0025329 | 0.0025392 | 49.5357 | 0.0025304
NEM | Total | 0.015048 | 0.014973 | 0.015121 | 168.7443 | 0.015175 | 0.015109 | 0.015127 | 0.015168 | 0.015054 | 0.015033 | 0.015162 | 2442.7571 | 13946.7493 | 98.1939 | 164.8928 | 150.4502 | 92679.8539 | 239.7729 | 29126.5149 | 3506.5069 | 65322.9603 | 22692.9726 | 9898.3459 | 33728.3267 | 10146.5919 | 80982.8777 | 1453.4847 | 7141.7102 | 12373.1827

## BaseCase_SyncCon Cost
Synchronous Condenser cost by region ($000s) - Base Case, High DER Scenario
SyncCon | Real June 2020 dollars discounted to 1 July 2020
Explicitly modelled generation
Region | Technology | 2021-22 | 2022-23 | 2023-24 | 2024-25 | 2025-26 | 2026-27 | 2027-28 | 2028-29 | 2029-30 | 2030-31 | 2031-32 | 2032-33 | 2033-34 | 2034-35 | 2035-36 | 2036-37 | 2037-38 | 2038-39 | 2039-40 | 2040-41 | 2041-42 | 2042-43 | 2043-44 | 2044-45 | 2045-46 | 2046-47 | 2047-48 | 2048-49 | 2049-50
NSW1 | SyncCon | 0 | 0 | 0 | 0 | 0 | 0 | 0 | 0 | 0 | 0 | 0 | 0 | 0 | 0 | 0 | 0 | 0 | 0 | 0 | 0 | 0 | 0 | 0 | 0 | 0 | 0 | 0 | 0 | 0
QLD1 | SyncCon | 0 | 0 | 0 | 2.6538e-06 | 4.5284e-06 | 4.321e-06 | 4.1342e-06 | 3.9338e-06 | 3.7536e-06 | 3.5817e-06 | 3.4268e-06 | 3.2607e-06 | 3.1113e-06 | 2.9688e-06 | 2.8404e-06 | 3.6062e-06 | 4.3644e-06 | 4.1645e-06 | 5e-06 | 4.7576e-06 | 5.628e-06 | 5.3702e-06 | 5.1379e-06 | 5.8439e-06 | 6.3482e-06 | 6.957e-06 | 7.3209e-06 | 7.8139e-06 | 8.7908e-06
VIC1 | SyncCon | 0 | 0 | 0 | 5861.9705 | 5593.4833 | 5337.2945 | 5806.9486 | 5525.4873 | 5450.2958 | 5200.6639 | 5766.6998 | 5524.0189 | 5271.0104 | 5029.5901 | 4812.0667 | 4578.827 | 5574.2866 | 5318.9758 | 5088.9368 | 4842.2774 | 4620.4937 | 4408.868 | 4218.1901 | 4013.7355 | 3829.9003 | 3654.485 | 3703.008 | 5024.8218 | 4794.6773
SA1 | SyncCon | 0 | 0 | 0 | 0 | 0 | 0 | 0 | 0 | 0 | 0 | 0 | 0 | 0 | 0 | 0 | 0 | 0 | 0 | 0 | 0 | 0 | 0 | 0 | 0 | 0 | 0 | 0 | 0 | 0
TAS1 | SyncCon | 1249.3545 | 1399.1974 | 1588.6247 | 973.8525 | 659.2711 | 977.9635 | 745.4055 | 779.2961 | 1086.2055 | 1289.0458 | 1450.1477 | 1425.7115 | 1521.6949 | 1731.6266 | 1884.116 | 1968.6171 | 1872.7041 | 1791.7073 | 1771.5114 | 1916.91 | 1702.6665 | 1642.3549 | 1689.8202 | 1618.9371 | 1560.8615 | 1417.4293 | 1356.2006 | 1276.5687 | 1298.0418
NEM | Total | 1249.3545 | 1399.1974 | 1588.6247 | 6835.823 | 6252.7544 | 6315.2579 | 6552.3541 | 6304.7834 | 6536.5012 | 6489.7097 | 7216.8475 | 6949.7304 | 6792.7053 | 6761.2167 | 6696.1827 | 6547.4442 | 7446.9908 | 7110.6831 | 6860.4483 | 6759.1874 | 6323.1602 | 6051.223 | 5908.0102 | 5632.6726 | 5390.7618 | 5071.9143 | 5059.2086 | 6301.3905 | 6092.7191

## BaseCase_System Strength Cost
System Strength cost by region ($000s) - Base Case, High DER Scenario
System Strength | Real June 2020 dollars discounted to 1 July 2020
Explicitly modelled generation
Region | Technology | 2021-22 | 2022-23 | 2023-24 | 2024-25 | 2025-26 | 2026-27 | 2027-28 | 2028-29 | 2029-30 | 2030-31 | 2031-32 | 2032-33 | 2033-34 | 2034-35 | 2035-36 | 2036-37 | 2037-38 | 2038-39 | 2039-40 | 2040-41 | 2041-42 | 2042-43 | 2043-44 | 2044-45 | 2045-46 | 2046-47 | 2047-48 | 2048-49 | 2049-50
NSW1 | System Strength | 9.313e-05 | 480.0192 | 1580.4959 | 2570.7807 | 3498.3312 | 4366.3658 | 5161.3184 | 5847.2589 | 13965.202 | 13325.5744 | 12749.2602 | 12131.3069 | 11575.6745 | 11045.4909 | 10567.7875 | 10055.5696 | 9870.421 | 9490.7788 | 9320.1461 | 8868.4011 | 9864.1112 | 11058.8549 | 10738.1684 | 10217.6922 | 10079.8539 | 10892.8864 | 10656.1215 | 10615.3316 | 10642.9487
QLD1 | System Strength | 0.00035318 | 0.00036493 | 0.00036421 | 563.3823 | 891.2943 | 930.6532 | 1280.3236 | 1712.7272 | 1634.299 | 1559.4456 | 1492.0016 | 1419.6846 | 1366.0264 | 1657.8777 | 1586.1766 | 1545.9486 | 2852.4694 | 2721.8219 | 2604.1066 | 2477.8862 | 2364.3952 | 4225.4695 | 4042.7233 | 4043.1996 | 4197.3953 | 5457.8344 | 5221.79 | 4968.6912 | 5835.2847
VIC1 | System Strength | 0.00013921 | 0.00013811 | 0.0001397 | 0.00018574 | 0.00017723 | 0.00016935 | 0.00018021 | 0.00019735 | 0.00019151 | 0.00019192 | 0.00020785 | 283.3713 | 963.5629 | 919.4313 | 898.8975 | 1554.4821 | 4142.7811 | 3953.0355 | 3782.0717 | 3598.7558 | 3688.4122 | 3637.6245 | 4242.8911 | 4037.2393 | 3852.3277 | 4936.9865 | 5019.481 | 6389.8534 | 6614.9419
SA1 | System Strength | 0.00027488 | 0.00028335 | 0.00033015 | 0.00032225 | 0.00030749 | 0.00029395 | 0.00029925 | 0.00034158 | 0.00033082 | 0.00033095 | 0.00036402 | 709.6088 | 677.1078 | 646.0953 | 1256.6664 | 1478.3045 | 2405.5153 | 2737.4347 | 2859.3091 | 2720.7192 | 2596.1061 | 2477.2005 | 2370.0649 | 2287.9207 | 2418.1304 | 2391.266 | 2287.8469 | 2512.5306 | 2598.5737
TAS1 | System Strength | 0.00012704 | 0.00012494 | 187.5461 | 356.9119 | 510.5301 | 644.468 | 767.1129 | 873.1527 | 969.8228 | 1059.7727 | 1177.1673 | 1325.7772 | 1461.302 | 1581.6308 | 1692.3872 | 1780.834 | 1861.9371 | 1932.0501 | 2002.379 | 2051.7528 | 1957.7794 | 1868.1101 | 1787.3167 | 1700.6859 | 1622.7919 | 1548.4656 | 1481.4964 | 1409.6887 | 1345.1228
NEM | Total | 0.00098744 | 480.0201 | 1768.0429 | 3491.0754 | 4900.1561 | 5941.4875 | 7208.7553 | 8433.1393 | 16569.3243 | 15944.7932 | 15418.4296 | 15869.7488 | 16043.6736 | 15850.526 | 16001.9151 | 16415.1388 | 21133.124 | 20835.121 | 20568.0126 | 19717.515 | 20470.8041 | 23267.2595 | 23181.1645 | 22286.7377 | 22170.4994 | 25227.4389 | 24666.7359 | 25896.0954 | 27036.8718

## Marinus_CF
Annual capacity factor by technology - Marinus Link, High DER Scenario
Explicitly modelled generation
Region | Technology | 2021-22 | 2022-23 | 2023-24 | 2024-25 | 2025-26 | 2026-27 | 2027-28 | 2028-29 | 2029-30 | 2030-31 | 2031-32 | 2032-33 | 2033-34 | 2034-35 | 2035-36 | 2036-37 | 2037-38 | 2038-39 | 2039-40 | 2040-41 | 2041-42 | 2042-43 | 2043-44 | 2044-45 | 2045-46 | 2046-47 | 2047-48 | 2048-49 | 2049-50
NEM | Black Coal | 56.05% | 50.35% | 54.59% | 65.53% | 69.92% | 67.16% | 62.6% | 70.44% | 66.57% | 64.53% | 61.25% | 64.88% | 70.71% | 66.11% | 64.51% | 67.87% | 71.09% | 72.32% | 68.5% | 64.4% | 61.27% | 70.85% | 63.83% | 63.4% | 64.09% | 62.37% | 59.13% | 58.33% | 51.09%
NEM | Brown Coal | 70.83% | 67.24% | 67.94% | 68.49% | 72.33% | 74.68% | 72.32% | 71.4% | 68.88% | 73.52% | 72.26% | 71.27% | 73.09% | 70.73% | 74.67% | 70.74% | 65.17% | 68.57% | 60.21% | 63.16% | 70.32% | 69.36% | 65.72% | 66.54% | 65.89% | 66.66% | 66.64% | - | -
NEM | CCGT | 8.417% | 8.417% | 7.524% | 7.71% | 6.893% | 6.926% | 7.086% | 7.857% | 6.922% | 7.21% | 8.178% | 17.1% | 18.67% | 21.67% | 14.74% | 15.59% | 30.2% | 30.29% | 26.88% | 27.2% | 26.83% | 33.17% | 28.42% | 29.84% | 31.46% | 28.26% | 28.34% | 28.26% | 28.26%
NEM | Gas - Steam | 5.747% | 5.867% | 5.972% | 1.355% | 1.304% | 1.366% | 1.32% | 1.383% | 1.273% | 1.278% | 1.277% | 1.78% | 1.338% | 2.661% | 1.841% | 1.612% | 5.142% | 3.713% | 22.57% | 23.46% | 26.86% | 32% | 30.25% | 25.8% | 33.48% | - | - | - | -
NEM | OCGT / Diesel | 0.0844% | 0.03795% | 0.1855% | 0.1466% | 0.02664% | 0.07172% | 0.05165% | 0.1493% | 0.009648% | 0.0198% | 0.05877% | 0.7563% | 0.4641% | 0.7208% | 0.4876% | 0.65% | 3.285% | 2.543% | 6.931% | 8.2% | 5.091% | 7.652% | 12.59% | 7.1% | 8.575% | 12% | 14.2% | 17.01% | 18.45%
NEM | Hydro | 20.34% | 20.57% | 20.38% | 24.42% | 24.55% | 21.81% | 24.03% | 27.78% | 24.09% | 20.94% | 21.66% | 23.65% | 24.63% | 25.15% | 23.44% | 22.49% | 26.56% | 23.71% | 21.11% | 21.77% | 19.53% | 22.71% | 23.39% | 21.23% | 23.01% | 25.93% | 23.03% | 21.54% | 21.17%
NEM | Wind | 34.08% | 35.65% | 32.66% | 33.47% | 36.13% | 37.67% | 38.57% | 35.66% | 33.72% | 34.75% | 36.08% | 34.37% | 33.54% | 35.61% | 36.96% | 37.89% | 36.33% | 35.7% | 36.29% | 36.82% | 34.52% | 32.59% | 35.18% | 36.62% | 37.72% | 36.32% | 34.95% | 34.07% | 33.5%
NEM | Solar PV | 29.56% | 29.16% | 29.63% | 28.43% | 27.85% | 29.48% | 29.85% | 26.38% | 27.48% | 28.69% | 29.05% | 29.18% | 28.12% | 27.5% | 29.23% | 29.28% | 26.13% | 27.33% | 28.61% | 28.8% | 28.86% | 27.59% | 26.94% | 28.27% | 28.28% | 25.12% | 25.76% | 25.59% | 25.49%
NEM | Grid Battery | 9.501% | 5.628% | 5.58% | 6.168% | 5.563% | 5.762% | 5.458% | 5.099% | 4.508% | 5.041% | 4.864% | 5.15% | 4.889% | 4.43% | 4.813% | 4.826% | 4.539% | 4.426% | 4.686% | 3.891% | 2.599% | 4.723% | 4.605% | 10.09% | 10.21% | 11.44% | 11.41% | 11.26% | 11.41%
NEM | Pumped Hydro | 0.7414% | 2.197% | 3.208% | 22.19% | 20.3% | 20.56% | 19.06% | 22.51% | 20.74% | 22.86% | 23.9% | 25.97% | 23.81% | 23.48% | 25.35% | 25.08% | 24% | 23.06% | 24.7% | 23.08% | 24.71% | 24.66% | 23.68% | 26.05% | 25.29% | 23.42% | 23.16% | 24.96% | 23.54%
NEM | VPP | 7.709% | 8.746% | 8.042% | 9.452% | 9.054% | 8.96% | 8.065% | 7.59% | 6.789% | 6.829% | 6.58% | 6.91% | 6.832% | 6.507% | 6.77% | 6.743% | 6.34% | 6.208% | 6.187% | 5.959% | 6.177% | 5.984% | 5.729% | 6.007% | 5.857% | 5.297% | 5.148% | 5.135% | 4.676%
Region | Technology | 2021-22 | 2022-23 | 2023-24 | 2024-25 | 2025-26 | 2026-27 | 2027-28 | 2028-29 | 2029-30 | 2030-31 | 2031-32 | 2032-33 | 2033-34 | 2034-35 | 2035-36 | 2036-37 | 2037-38 | 2038-39 | 2039-40 | 2040-41 | 2041-42 | 2042-43 | 2043-44 | 2044-45 | 2045-46 | 2046-47 | 2047-48 | 2048-49 | 2049-50
NSW1 | Black Coal | 51.18% | 44.95% | 48.86% | 60.85% | 68.53% | 64.52% | 60.09% | 68.59% | 63.45% | 62.51% | 56.12% | 56.49% | 69.88% | 61.25% | 52.53% | 65.42% | 70.36% | 70.5% | 67.88% | 55.08% | 50.19% | - | - | - | - | - | - | - | -
NSW1 | Brown Coal | bar: 2021-22 to 2049-50
NSW1 | CCGT | 0.6146% | 0.6146% | 1.849% | 1.168% | 1.161% | 1.161% | 1.164% | 1.161% | 1.161% | 1.161% | 1.164% | 10.22% | 8.449% | 17.89% | 8.312% | 7.18% | 26.07% | 28.76% | 26.05% | 23.94% | 21.32% | 29.62% | 1.204% | - | - | - | - | - | -
NSW1 | Gas - Steam | bar: 2021-22 to 2049-50
NSW1 | OCGT / Diesel | 0.000259% | 1.716e-08% | 0.1038% | 0.3681% | 0.04816% | 0.1388% | 0.05817% | 0.09034% | 2.379e-08% | 2.474e-08% | 2.74e-08% | 0.3044% | 0.1844% | 0.1842% | 0.383% | 0.2059% | 1.502% | 0.5985% | 7.767% | 12.41% | 5.001% | 6.994% | 18.01% | 6.937% | 7.87% | 11.76% | 17.83% | 22.24% | 23.95%
NSW1 | Hydro | 8.882% | 9.355% | 8.648% | 12.4% | 12.21% | 11.49% | 11.32% | 15.54% | 12.17% | 10.58% | 11.74% | 11.8% | 14.06% | 14.27% | 14.3% | 13.53% | 17.32% | 13.59% | 12.74% | 12.09% | 11.34% | 14.31% | 14.49% | 14.86% | 14.83% | 17.74% | 14.75% | 14.77% | 13.28%
NSW1 | Wind | 32.14% | 36.67% | 35.12% | 34.55% | 37.56% | 38.61% | 38.19% | 33.9% | 30.63% | 32.87% | 34.15% | 33.89% | 32.89% | 34.96% | 36.55% | 36.57% | 33.33% | 30.48% | 32.78% | 33.75% | 33.46% | 31.94% | 34.17% | 35.62% | 35.73% | 32.16% | 29.41% | 31.05% | 31.3%
NSW1 | Solar PV | 28.63% | 28.53% | 28.72% | 27.65% | 26.32% | 28.48% | 28.63% | 26.08% | 26.86% | 28.28% | 28.68% | 28.49% | 27.61% | 26.63% | 28.6% | 28.5% | 25.9% | 26.69% | 28.19% | 28.41% | 28.12% | 27.23% | 26.42% | 28.02% | 27.93% | 25.1% | 25.31% | 26.63% | 26.53%
NSW1 | Grid Battery | bar: 2021-22 to 2049-50
NSW1 | Pumped Hydro | 1.087% | 3.866% | 5.223% | 51.09% | 22.86% | 23.56% | 21.83% | 25.49% | 22.4% | 24.63% | 25.69% | 27.46% | 25.18% | 24.96% | 26.91% | 26.55% | 25.68% | 23.97% | 25.91% | 24.3% | 25.92% | 25.66% | 24.88% | 27.87% | 26.93% | 27% | 25.75% | 27.87% | 27.58%
NSW1 | VPP | 7.219% | 8.758% | 7.38% | 9.184% | 8.544% | 8.577% | 8.044% | 7.567% | 6.875% | 6.902% | 6.655% | 6.87% | 6.821% | 6.578% | 6.793% | 6.766% | 6.35% | 6.215% | 6.22% | 5.981% | 6.216% | 6.016% | 5.85% | 6.184% | 6.102% | 5.729% | 5.418% | 5.453% | 5.205%
Region | Technology | 2021-22 | 2022-23 | 2023-24 | 2024-25 | 2025-26 | 2026-27 | 2027-28 | 2028-29 | 2029-30 | 2030-31 | 2031-32 | 2032-33 | 2033-34 | 2034-35 | 2035-36 | 2036-37 | 2037-38 | 2038-39 | 2039-40 | 2040-41 | 2041-42 | 2042-43 | 2043-44 | 2044-45 | 2045-46 | 2046-47 | 2047-48 | 2048-49 | 2049-50
QLD1 | Black Coal | 62.18% | 56.83% | 60.45% | 70.95% | 71.05% | 69.12% | 64.24% | 71.79% | 68.08% | 65.51% | 63.74% | 67.67% | 70.99% | 67.72% | 67.35% | 68.52% | 71.34% | 72.95% | 68.72% | 67.64% | 65.11% | 70.85% | 63.83% | 63.4% | 64.09% | 62.37% | 59.13% | 58.33% | 51.09%
QLD1 | Brown Coal | bar: 2021-22 to 2049-50
QLD1 | CCGT | 8.33% | 8.33% | 9.298% | 10.78% | 9.226% | 9.291% | 9.584% | 11.06% | 9.282% | 9.829% | 11.66% | 23.26% | 27.09% | 26.06% | 21.18% | 25.5% | 38.06% | 36.72% | 33.08% | 35.01% | 36% | 42.44% | 39.54% | 36.14% | 50.7% | 60.92% | 61.08% | 60.92% | 60.92%
QLD1 | Gas - Steam | 5.044% | 5.044% | 10.02% | 9.894% | 9.894% | 9.894% | 9.921% | 9.894% | 9.894% | 9.894% | 9.921% | 9.894% | 9.894% | 9.894% | 9.921% | 9.894% | 26.51% | 23.49% | 22.57% | 23.46% | 26.86% | 32% | 30.25% | 25.8% | 33.48% | - | - | - | -
QLD1 | OCGT / Diesel | 2.176e-08% | 2.253e-08% | 0.003416% | 0.1785% | 0.03521% | 0.05911% | 0.09714% | 0.3823% | 0.03467% | 0.05638% | 0.1933% | 1.284% | 0.7882% | 0.3855% | 0.4963% | 1.251% | 6.801% | 4.86% | 8.653% | 8.76% | 7.117% | 11.27% | 12.51% | 12.14% | 14.59% | 17.71% | 15.7% | 14.64% | 15.32%
QLD1 | Hydro | 51.16% | 51% | 51.01% | 50.58% | 50.37% | 50.16% | 50.15% | 49.74% | 49.52% | 48.38% | 49.34% | 48.94% | 48.73% | 48.52% | 48.41% | 48.09% | 41.41% | 41.45% | 41.09% | 40.9% | 40.92% | - | - | - | - | - | - | - | -
QLD1 | Wind | 36.02% | 34.94% | 34.77% | 32.53% | 42.68% | 43.63% | 45.58% | 44.3% | 41.91% | 43.09% | 40.89% | 39.08% | 35.02% | 41.57% | 40.67% | 43.28% | 42.77% | 42.17% | 42.99% | 40.29% | 37.94% | 33.1% | 38.91% | 39.12% | 41.82% | 42.11% | 41.76% | 41.95% | 36.75%
QLD1 | Solar PV | 31.43% | 30.43% | 31.01% | 29.64% | 30.07% | 31.49% | 31.87% | 26.62% | 28.83% | 29.98% | 30.46% | 30.92% | 29.57% | 30.04% | 31.52% | 31.76% | 26.51% | 28.76% | 29.97% | 30.27% | 30.54% | 28.23% | 28.23% | 29.17% | 29.29% | 25.16% | 26.48% | 27.18% | 27.07%
QLD1 | Grid Battery | - | 14.61% | 14.99% | 18.21% | 18.38% | 18% | 17.51% | 17.06% | 16.38% | 16.5% | 16.2% | 16.56% | 16.63% | 16.37% | 16.43% | 16.35% | 14.99% | 15.19% | 15.42% | - | - | - | - | 15.68% | 15.34% | 14.65% | 14.68% | 14.39% | 14.88%
QLD1 | Pumped Hydro | 0.5957% | 1.494% | 2.359% | 10.03% | 10.09% | 8.569% | 7.967% | 10.55% | 8.278% | 9.53% | 10.49% | 14.79% | 13.53% | 12.36% | 13.58% | 13.41% | 18.85% | 19.73% | 20.68% | 19.11% | 21.42% | 22.67% | 21.44% | 22.75% | 22.2% | 19.14% | 19.81% | 20.97% | 18.3%
QLD1 | VPP | 6.792% | 7.776% | 7.558% | 9.477% | 9.835% | 9.408% | 8.509% | 8.243% | 7.599% | 7.488% | 7.13% | 7.303% | 7.317% | 7.079% | 7.15% | 7.03% | 6.578% | 6.495% | 6.432% | 6.342% | 6.484% | 6.409% | 6.314% | 6.227% | 5.895% | 5.045% | 5.079% | 4.741% | 3.892%
Region | Technology | 2021-22 | 2022-23 | 2023-24 | 2024-25 | 2025-26 | 2026-27 | 2027-28 | 2028-29 | 2029-30 | 2030-31 | 2031-32 | 2032-33 | 2033-34 | 2034-35 | 2035-36 | 2036-37 | 2037-38 | 2038-39 | 2039-40 | 2040-41 | 2041-42 | 2042-43 | 2043-44 | 2044-45 | 2045-46 | 2046-47 | 2047-48 | 2048-49 | 2049-50
VIC1 | Black Coal | bar: 2021-22 to 2049-50
VIC1 | Brown Coal | 70.83% | 67.24% | 67.94% | 68.49% | 72.33% | 74.68% | 72.32% | 71.4% | 68.88% | 73.52% | 72.26% | 71.27% | 73.09% | 70.73% | 74.67% | 70.74% | 65.17% | 68.57% | 60.21% | 63.16% | 70.32% | 69.36% | 65.72% | 66.54% | 65.89% | 66.66% | 66.64% | - | -
VIC1 | CCGT | bar: 2021-22 to 2049-50
VIC1 | Gas - Steam | 0.1675% | 0.05509% | 0.1892% | 0.2261% | 0.084% | 0.2565% | 0.1185% | 0.3048% | 1.768e-08% | 0.01222% | 2.103e-08% | 0.4122% | 0.1797% | 0.173% | 0.4833% | 0.221% | 1.551% | 0.3896% | - | - | - | - | - | - | - | - | - | - | -
VIC1 | OCGT / Diesel | 0.03993% | 2.142e-08% | 0.04102% | 0.01023% | 2.94e-08% | 0.01413% | 0.008586% | 3.44e-08% | 3.324e-08% | 3.341e-08% | 3.647e-08% | 0.1786% | 0.05656% | 0.07636% | 0.05542% | 0.004129% | 0.1924% | 0.04239% | 1.675% | 0.8518% | 0.4083% | 0.1467% | 2.409% | 1.585% | 1.496% | 1.241% | 1.076% | 7.941% | 10.9%
VIC1 | Hydro | 14.06% | 14.1% | 12.75% | 15.75% | 16.08% | 15.22% | 15.39% | 19.36% | 16.06% | 13.71% | 13.8% | 12.44% | 15.24% | 15.7% | 14.85% | 14.89% | 18.71% | 15.54% | 13.33% | 13.29% | 12.06% | 14.75% | 15.27% | 14.38% | 14.45% | 18.11% | 15.05% | 12.9% | 12.91%
VIC1 | Wind | 35.8% | 36.34% | 31.25% | 32.25% | 33.12% | 34.31% | 35.82% | 32.31% | 32.51% | 31.37% | 34.63% | 31.02% | 31.86% | 32.2% | 33.63% | 34.38% | 32.13% | 34.03% | 32.67% | 34.31% | 30.09% | 30.02% | 31.64% | 33.54% | 34.52% | 33.52% | 33.25% | 29.81% | 30.51%
VIC1 | Solar PV | 27.59% | 27.39% | 28.41% | 27.27% | 25.9% | 27.19% | 27.86% | 26.09% | 27.05% | 27.59% | 27.43% | 28.48% | 27.24% | 25.9% | 27.36% | 27.8% | 25.99% | 26.89% | 27.52% | 27.3% | 28.34% | 27.21% | 25.92% | 27.66% | 28.27% | 26.36% | 27.32% | 20.21% | 20.94%
VIC1 | Grid Battery | 23.41% | 5.099% | 4.911% | 5.581% | 4.925% | 5.244% | 4.93% | 4.518% | 3.761% | 4.267% | 4.083% | 4.398% | 3.922% | 3.57% | 4.047% | 4.046% | 3.76% | 3.597% | 3.952% | 3.613% | 1.492% | - | - | - | - | - | - | - | -
VIC1 | Pumped Hydro | - | - | - | - | - | - | - | - | - | - | - | - | - | - | - | - | - | - | - | - | - | - | - | - | - | - | - | 29.5% | 27.91%
VIC1 | VPP | 8.438% | 9.272% | 8.535% | 9.758% | 9.058% | 9.091% | 7.839% | 7.194% | 6.164% | 6.313% | 6.083% | 6.617% | 6.434% | 5.971% | 6.414% | 6.465% | 6.067% | 5.909% | 5.912% | 5.59% | 5.881% | 5.583% | 5.116% | 5.69% | 5.601% | 5.027% | 4.923% | 5.152% | 4.746%
Region | Technology | 2021-22 | 2022-23 | 2023-24 | 2024-25 | 2025-26 | 2026-27 | 2027-28 | 2028-29 | 2029-30 | 2030-31 | 2031-32 | 2032-33 | 2033-34 | 2034-35 | 2035-36 | 2036-37 | 2037-38 | 2038-39 | 2039-40 | 2040-41 | 2041-42 | 2042-43 | 2043-44 | 2044-45 | 2045-46 | 2046-47 | 2047-48 | 2048-49 | 2049-50
SA1 | Black Coal | bar: 2021-22 to 2049-50
SA1 | Brown Coal | bar: 2021-22 to 2049-50
SA1 | CCGT | 17.95% | 17.95% | 12.11% | 9.7% | 9.7% | 9.7% | 9.727% | 9.7% | 9.7% | 9.7% | 9.727% | 14.32% | 14% | 22.1% | 9.727% | 10.53% | - | - | - | - | - | - | - | - | - | - | - | - | -
SA1 | Gas - Steam | 9.308% | 9.585% | 9.161% | 1.164% | 1.164% | 1.164% | 1.167% | 1.164% | 1.164% | 1.164% | 1.167% | 1.784% | 1.164% | 3.457% | - | - | - | - | - | - | - | - | - | - | - | - | - | - | -
SA1 | OCGT / Diesel | 0.35% | 0.1812% | 0.7232% | 0.08084% | 0.03221% | 0.1064% | 0.04798% | 0.1145% | 7.848e-08% | 0.01956% | 0.0111% | 1.85% | 1.306% | 3.927% | 1.854% | 1.994% | 7.626% | 8.156% | 11.79% | 11.5% | 9.071% | 13.27% | 17.72% | 5.307% | 4.545% | 7.397% | 9.898% | 14.93% | 15.46%
SA1 | Hydro | bar: 2021-22 to 2049-50
SA1 | Wind | 34.73% | 34.27% | 30.31% | 33.67% | 32.89% | 36.12% | 36.72% | 34.45% | 33.47% | 33.83% | 35.5% | 32.29% | 32.93% | 31.54% | 35.54% | 36.12% | 35.26% | 35.66% | 35.51% | 37.51% | 33.1% | 32.24% | 30.78% | 34.34% | 34.58% | 34% | 33.72% | 30.81% | 32.52%
SA1 | Solar PV | 30.63% | 29.09% | 29.18% | 28.18% | 27.51% | 28.16% | 29.03% | 27.61% | 28.77% | 29.03% | 29.15% | 29.61% | 28.18% | 27.51% | 28.2% | 28.99% | 27.57% | 28.74% | 29.04% | 29.07% | 29.36% | 28.1% | 24.96% | 23.76% | 23.8% | 21.76% | 21.62% | 20.56% | 16.37%
SA1 | Grid Battery | 5.746% | 5.721% | 5.887% | 6.068% | 5.481% | 5.517% | 5.249% | 4.997% | 4.718% | 5.394% | 5.244% | 5.457% | 5.315% | 4.673% | 4.897% | 4.953% | 4.808% | 4.758% | 4.82% | 4.483% | 4.812% | 4.722% | 4.604% | 8.159% | 8.538% | 8.31% | 8.214% | 8.198% | 8.021%
SA1 | Pumped Hydro | bar: 2021-22 to 2049-50
SA1 | VPP | 9.413% | 9.844% | 9.832% | 9.782% | 9.187% | 8.964% | 8.087% | 7.725% | 6.91% | 6.867% | 6.751% | 7.055% | 7.028% | 6.651% | 6.902% | 6.841% | 6.683% | 6.525% | 6.405% | 6.16% | 6.281% | 6.192% | 5.963% | 5.942% | 5.83% | 5.53% | 5.252% | 5.053% | 4.8%
Region | Technology | 2021-22 | 2022-23 | 2023-24 | 2024-25 | 2025-26 | 2026-27 | 2027-28 | 2028-29 | 2029-30 | 2030-31 | 2031-32 | 2032-33 | 2033-34 | 2034-35 | 2035-36 | 2036-37 | 2037-38 | 2038-39 | 2039-40 | 2040-41 | 2041-42 | 2042-43 | 2043-44 | 2044-45 | 2045-46 | 2046-47 | 2047-48 | 2048-49 | 2049-50
TAS1 | Black Coal | bar: 2021-22 to 2049-50
TAS1 | Brown Coal | bar: 2021-22 to 2049-50
TAS1 | CCGT | 9.651e-08% | 9.568e-08% | 1.002e-07% | 1.011e-07% | 1.015e-07% | 1.048e-07% | 1.14e-07% | 1.217e-07% | 1.244e-07% | 1.273e-07% | 1.357e-07% | 1.765e-07% | 1.771e-07% | 1.773e-07% | 1.758e-07% | 1.807e-07% | 2.103e-07% | 2.205e-07% | 2.498e-07% | 2.469e-07% | 2.861e-07% | 2.921e-07% | 2.934e-07% | 2.828e-07% | 2.876e-07% | 3.21e-07% | 3.312e-07% | 4.549e-07% | 4.537e-07%
TAS1 | Gas - Steam | bar: 2021-22 to 2049-50
TAS1 | OCGT / Diesel | 8.975e-08% | 8.743e-08% | 9.168e-08% | 9.369e-08% | 9.619e-08% | 1.019e-07% | 1.092e-07% | 1.165e-07% | 1.197e-07% | 1.224e-07% | 1.312e-07% | 0.0907% | 0.02227% | 1.916e-07% | 0.01635% | 1.871e-07% | 0.3843% | 0.2224% | 0.845% | 0.1472% | 0.09538% | 0.05866% | 0.1247% | 0.3854% | 0.09038% | 0.1467% | 0.1376% | 2.031% | 1.49%
TAS1 | Hydro | 36.46% | 36.62% | 38.07% | 43.66% | 43.97% | 37.18% | 42.1% | 45.45% | 40.93% | 35.46% | 36.29% | 43.07% | 41.37% | 42.26% | 38.07% | 36.09% | 41.73% | 39.93% | 35.26% | 37.77% | 33.19% | 37.51% | 38.81% | 33.14% | 38.1% | 40.41% | 37.74% | 35.34% | 35.74%
TAS1 | Wind | 26.66% | 32.22% | 32.49% | 34.75% | 37.81% | 39.36% | 40.94% | 39.65% | 39.65% | 38.77% | 41.99% | 39.28% | 38.95% | 40.95% | 41.35% | 42.47% | 42.69% | 42.24% | 40.95% | 42.48% | 40.33% | 39.23% | 41.21% | 42.89% | 43.48% | 43.12% | 42.29% | 40.19% | 41.28%
TAS1 | Solar PV | bar: 2021-22 to 2049-50
TAS1 | Grid Battery | bar: 2021-22 to 2049-50
TAS1 | Pumped Hydro | - | - | - | - | - | - | - | - | - | - | - | - | - | - | - | 29.46% | 25.81% | 26.39% | 26.59% | 24.69% | 24.9% | 25.55% | 24.21% | 26.44% | 26.01% | 23.97% | 25.14% | 27.62% | 25.86%
TAS1 | VPP | 1.621% | 3.304% | 1.461% | 1.914% | 3.439% | 3.953% | 6.042% | 5.598% | 5.62% | 6.239% | 6.481% | 7.144% | 6.867% | 6.861% | 7.351% | 7.221% | 6.377% | 6.161% | 6.265% | 6.141% | 6.172% | 5.745% | 5.456% | 5.884% | 5.928% | 5.275% | 5.02% | 5.36% | 4.866%
Explicitly modelled pumping
Region | Technology | 2021-22 | 2022-23 | 2023-24 | 2024-25 | 2025-26 | 2026-27 | 2027-28 | 2028-29 | 2029-30 | 2030-31 | 2031-32 | 2032-33 | 2033-34 | 2034-35 | 2035-36 | 2036-37 | 2037-38 | 2038-39 | 2039-40 | 2040-41 | 2041-42 | 2042-43 | 2043-44 | 2044-45 | 2045-46 | 2046-47 | 2047-48 | 2048-49 | 2049-50
NEM | Grid Battery pump | 11.7% | 6.966% | 6.87% | 7.628% | 6.864% | 7.105% | 6.755% | 6.278% | 5.571% | 6.218% | 6.021% | 6.342% | 6.052% | 5.453% | 5.942% | 5.958% | 5.606% | 5.478% | 5.769% | 4.82% | 3.191% | 5.848% | 5.667% | 12.02% | 12.17% | 13.55% | 13.51% | 13.33% | 13.49%
NEM | Pumped Hydro Pump | 1.213% | 4.372% | 5.804% | 28.99% | 23.32% | 24.93% | 24.55% | 26.79% | 26.13% | 28.67% | 30.52% | 32.69% | 31.92% | 29.62% | 33.1% | 33.36% | 30.54% | 29.81% | 31.1% | 30.13% | 31.47% | 32.36% | 29.82% | 33.9% | 33.52% | 30.28% | 30.09% | 32.7% | 30.33%
NEM | VPP pump | 9.252% | 10.52% | 9.639% | 11.36% | 10.87% | 10.75% | 9.695% | 9.099% | 8.149% | 8.195% | 7.918% | 8.279% | 8.205% | 7.81% | 8.12% | 8.093% | 7.62% | 7.458% | 7.41% | 7.169% | 7.404% | 7.188% | 6.869% | 7.206% | 7.044% | 6.348% | 6.188% | 6.155% | 5.608%
Region | Technology | 2021-22 | 2022-23 | 2023-24 | 2024-25 | 2025-26 | 2026-27 | 2027-28 | 2028-29 | 2029-30 | 2030-31 | 2031-32 | 2032-33 | 2033-34 | 2034-35 | 2035-36 | 2036-37 | 2037-38 | 2038-39 | 2039-40 | 2040-41 | 2041-42 | 2042-43 | 2043-44 | 2044-45 | 2045-46 | 2046-47 | 2047-48 | 2048-49 | 2049-50
NSW1 | Grid Battery pump | bar: 2021-22 to 2049-50
NSW1 | Pumped Hydro Pump | 1.359% | 5.422% | 6.922% | 36.13% | 24.41% | 26.74% | 26.45% | 28.36% | 27.37% | 29.95% | 31.82% | 33.49% | 32.86% | 30.51% | 34.14% | 34.4% | 31.88% | 30.51% | 31.85% | 31.28% | 32.34% | 33.7% | 30.68% | 36.06% | 35.75% | 34.53% | 33.34% | 36.59% | 35.11%
NSW1 | VPP pump | 8.665% | 10.54% | 8.844% | 11.03% | 10.25% | 10.29% | 9.664% | 9.075% | 8.252% | 8.285% | 8.01% | 8.226% | 8.186% | 7.915% | 8.135% | 8.121% | 7.637% | 7.466% | 7.446% | 7.2% | 7.46% | 7.207% | 7.018% | 7.422% | 7.343% | 6.858% | 6.521% | 6.528% | 6.248%
Region | Technology | 2021-22 | 2022-23 | 2023-24 | 2024-25 | 2025-26 | 2026-27 | 2027-28 | 2028-29 | 2029-30 | 2030-31 | 2031-32 | 2032-33 | 2033-34 | 2034-35 | 2035-36 | 2036-37 | 2037-38 | 2038-39 | 2039-40 | 2040-41 | 2041-42 | 2042-43 | 2043-44 | 2044-45 | 2045-46 | 2046-47 | 2047-48 | 2048-49 | 2049-50
QLD1 | Grid Battery pump | - | 18.03% | 18.45% | 22.48% | 22.69% | 22.23% | 21.62% | 21.06% | 20.22% | 20.37% | 20.06% | 20.39% | 20.53% | 20.21% | 20.28% | 20.18% | 18.57% | 18.7% | 19.04% | - | - | - | - | 18.47% | 18.03% | 17.26% | 17.25% | 16.95% | 17.48%
QLD1 | Pumped Hydro Pump | 0.9635% | 2.572% | 3.888% | 16.75% | 16.89% | 14.3% | 13.35% | 17.61% | 13.84% | 15.93% | 17.6% | 24.67% | 22.62% | 20.66% | 22.7% | 22.42% | 25.63% | 26.62% | 27.93% | 25.82% | 28.78% | 29.7% | 27.94% | 29.64% | 29.05% | 24.62% | 25.39% | 27.01% | 23.32%
QLD1 | VPP pump | 8.151% | 9.358% | 9.058% | 11.37% | 11.8% | 11.29% | 10.21% | 9.893% | 9.12% | 8.987% | 8.58% | 8.746% | 8.782% | 8.496% | 8.581% | 8.437% | 7.917% | 7.775% | 7.721% | 7.619% | 7.775% | 7.701% | 7.586% | 7.461% | 7.072% | 6.072% | 6.08% | 5.706% | 4.656%
Region | Technology | 2021-22 | 2022-23 | 2023-24 | 2024-25 | 2025-26 | 2026-27 | 2027-28 | 2028-29 | 2029-30 | 2030-31 | 2031-32 | 2032-33 | 2033-34 | 2034-35 | 2035-36 | 2036-37 | 2037-38 | 2038-39 | 2039-40 | 2040-41 | 2041-42 | 2042-43 | 2043-44 | 2044-45 | 2045-46 | 2046-47 | 2047-48 | 2048-49 | 2049-50
VIC1 | Grid Battery pump | 28.81% | 6.314% | 6.045% | 6.908% | 6.077% | 6.459% | 6.104% | 5.56% | 4.643% | 5.267% | 5.059% | 5.412% | 4.86% | 4.39% | 4.997% | 4.995% | 4.642% | 4.458% | 4.862% | 4.477% | 1.825% | - | - | - | - | - | - | - | -
VIC1 | Pumped Hydro Pump | - | - | - | - | - | - | - | - | - | - | - | - | - | - | - | - | - | - | - | - | - | - | - | - | - | - | - | 36.87% | 34.88%
VIC1 | VPP pump | 10.13% | 11.15% | 10.23% | 11.74% | 10.88% | 10.9% | 9.432% | 8.617% | 7.399% | 7.577% | 7.322% | 7.93% | 7.738% | 7.147% | 7.698% | 7.76% | 7.282% | 7.114% | 7.075% | 6.73% | 7.038% | 6.722% | 6.121% | 6.829% | 6.743% | 6.015% | 5.928% | 6.165% | 5.696%
Region | Technology | 2021-22 | 2022-23 | 2023-24 | 2024-25 | 2025-26 | 2026-27 | 2027-28 | 2028-29 | 2029-30 | 2030-31 | 2031-32 | 2032-33 | 2033-34 | 2034-35 | 2035-36 | 2036-37 | 2037-38 | 2038-39 | 2039-40 | 2040-41 | 2041-42 | 2042-43 | 2043-44 | 2044-45 | 2045-46 | 2046-47 | 2047-48 | 2048-49 | 2049-50
SA1 | Grid Battery pump | 7.077% | 7.08% | 7.251% | 7.498% | 6.76% | 6.811% | 6.497% | 6.152% | 5.841% | 6.64% | 6.48% | 6.731% | 6.576% | 5.751% | 6.046% | 6.114% | 5.935% | 5.892% | 5.933% | 5.552% | 5.924% | 5.848% | 5.667% | 9.787% | 10.25% | 9.921% | 9.859% | 9.791% | 9.602%
SA1 | Pumped Hydro Pump | bar: 2021-22 to 2049-50
SA1 | VPP pump | 11.3% | 11.84% | 11.79% | 11.75% | 11.02% | 10.76% | 9.73% | 9.253% | 8.305% | 8.232% | 8.108% | 8.463% | 8.435% | 7.983% | 8.284% | 8.211% | 8.022% | 7.853% | 7.667% | 7.415% | 7.518% | 7.449% | 7.14% | 7.132% | 7.017% | 6.619% | 6.322% | 6.047% | 5.761%
Region | Technology | 2021-22 | 2022-23 | 2023-24 | 2024-25 | 2025-26 | 2026-27 | 2027-28 | 2028-29 | 2029-30 | 2030-31 | 2031-32 | 2032-33 | 2033-34 | 2034-35 | 2035-36 | 2036-37 | 2037-38 | 2038-39 | 2039-40 | 2040-41 | 2041-42 | 2042-43 | 2043-44 | 2044-45 | 2045-46 | 2046-47 | 2047-48 | 2048-49 | 2049-50
TAS1 | Grid Battery pump | bar: 2021-22 to 2049-50
TAS1 | Pumped Hydro Pump | - | - | - | - | - | - | - | - | - | - | - | - | - | - | - | 37.16% | 32.15% | 33.09% | 33.16% | 31.21% | 31.2% | 31.91% | 30.11% | 32.94% | 32.86% | 29.62% | 31.77% | 34.19% | 32.32%
TAS1 | VPP pump | 1.945% | 3.989% | 1.738% | 2.319% | 4.113% | 4.743% | 7.275% | 6.701% | 6.746% | 7.488% | 7.78% | 8.597% | 8.222% | 8.258% | 8.803% | 8.667% | 7.653% | 7.404% | 7.511% | 7.392% | 7.388% | 6.895% | 6.563% | 7.048% | 7.135% | 6.311% | 6.045% | 6.414% | 5.841%
Non-controllable capacity
Region | Technology | 2021-22 | 2022-23 | 2023-24 | 2024-25 | 2025-26 | 2026-27 | 2027-28 | 2028-29 | 2029-30 | 2030-31 | 2031-32 | 2032-33 | 2033-34 | 2034-35 | 2035-36 | 2036-37 | 2037-38 | 2038-39 | 2039-40 | 2040-41 | 2041-42 | 2042-43 | 2043-44 | 2044-45 | 2045-46 | 2046-47 | 2047-48 | 2048-49 | 2049-50
NEM | Distributed PV | 15.73% | 16.09% | 16.23% | 15.82% | 15.34% | 16.51% | 16.55% | 14.98% | 15.76% | 16.42% | 16.68% | 16.82% | 16.42% | 15.97% | 17.12% | 17.17% | 15.46% | 16.3% | 17% | 17.29% | 17.34% | 16.88% | 16.37% | 17.53% | 17.49% | 15.72% | 16.54% | 17.24% | 17.5%
NEM | Behind the meter battery | 5.667% | 5.723% | 5.697% | 5.601% | 5.515% | 5.416% | 5.347% | 5.236% | 5.14% | 5.04% | 4.967% | 4.975% | 5.011% | 5.02% | 5.042% | 4.97% | 4.915% | 4.863% | 4.828% | 4.751% | 4.713% | 4.68% | 4.667% | 4.606% | 4.559% | 4.421% | 4.312% | 4.185% | 4.069%
NEM | Behind the meter battery pump | 4.815% | 4.861% | 4.84% | 4.758% | 4.685% | 4.601% | 4.542% | 4.447% | 4.367% | 4.281% | 4.221% | 4.227% | 4.256% | 4.264% | 4.284% | 4.222% | 4.175% | 4.13% | 4.1% | 4.037% | 4.004% | 3.974% | 3.964% | 3.912% | 3.873% | 3.755% | 3.662% | 3.554% | 3.456%
Region | Technology | 2021-22 | 2022-23 | 2023-24 | 2024-25 | 2025-26 | 2026-27 | 2027-28 | 2028-29 | 2029-30 | 2030-31 | 2031-32 | 2032-33 | 2033-34 | 2034-35 | 2035-36 | 2036-37 | 2037-38 | 2038-39 | 2039-40 | 2040-41 | 2041-42 | 2042-43 | 2043-44 | 2044-45 | 2045-46 | 2046-47 | 2047-48 | 2048-49 | 2049-50
NSW1 | Distributed PV | 15.89% | 16.65% | 16.19% | 15.98% | 15.4% | 17.1% | 16.86% | 15.02% | 15.42% | 16.36% | 17.06% | 16.64% | 16.46% | 15.93% | 17.53% | 17.31% | 15.42% | 15.93% | 16.89% | 17.6% | 17.11% | 16.87% | 16.27% | 17.87% | 17.58% | 15.66% | 16.11% | 17.1% | 17.77%
NSW1 | Behind the meter battery | 5.638% | 5.703% | 5.66% | 5.567% | 5.499% | 5.413% | 5.354% | 5.253% | 5.161% | 5.073% | 5.011% | 5.032% | 5.043% | 5.032% | 5.062% | 4.976% | 4.91% | 4.853% | 4.834% | 4.76% | 4.738% | 4.71% | 4.694% | 4.647% | 4.607% | 4.472% | 4.37% | 4.245% | 4.136%
NSW1 | Behind the meter battery pump | 4.79% | 4.843% | 4.811% | 4.729% | 4.672% | 4.599% | 4.548% | 4.46% | 4.383% | 4.311% | 4.258% | 4.275% | 4.284% | 4.277% | 4.302% | 4.228% | 4.172% | 4.121% | 4.104% | 4.045% | 4.025% | 4% | 3.988% | 3.947% | 3.911% | 3.797% | 3.713% | 3.604% | 3.515%
Region | Technology | 2021-22 | 2022-23 | 2023-24 | 2024-25 | 2025-26 | 2026-27 | 2027-28 | 2028-29 | 2029-30 | 2030-31 | 2031-32 | 2032-33 | 2033-34 | 2034-35 | 2035-36 | 2036-37 | 2037-38 | 2038-39 | 2039-40 | 2040-41 | 2041-42 | 2042-43 | 2043-44 | 2044-45 | 2045-46 | 2046-47 | 2047-48 | 2048-49 | 2049-50
QLD1 | Distributed PV | 16.1% | 17.06% | 17.04% | 16.38% | 16.5% | 17.65% | 17.74% | 14.96% | 16.27% | 16.89% | 17.76% | 17.6% | 16.96% | 17.19% | 18.26% | 18.34% | 15.46% | 16.89% | 17.52% | 18.42% | 18.19% | 17.48% | 17.64% | 18.68% | 18.7% | 15.74% | 17.14% | 17.77% | 18.66%
QLD1 | Behind the meter battery | 5.684% | 5.775% | 5.719% | 5.62% | 5.545% | 5.439% | 5.361% | 5.261% | 5.173% | 5.069% | 5.003% | 5.023% | 5.04% | 5.034% | 5.056% | 4.969% | 4.908% | 4.861% | 4.837% | 4.775% | 4.741% | 4.717% | 4.713% | 4.654% | 4.608% | 4.471% | 4.356% | 4.223% | 4.11%
QLD1 | Behind the meter battery pump | 4.83% | 4.906% | 4.857% | 4.776% | 4.709% | 4.62% | 4.554% | 4.469% | 4.396% | 4.307% | 4.251% | 4.265% | 4.281% | 4.276% | 4.298% | 4.219% | 4.167% | 4.13% | 4.11% | 4.057% | 4.025% | 4.005% | 4.006% | 3.953% | 3.917% | 3.797% | 3.698% | 3.589% | 3.49%
Region | Technology | 2021-22 | 2022-23 | 2023-24 | 2024-25 | 2025-26 | 2026-27 | 2027-28 | 2028-29 | 2029-30 | 2030-31 | 2031-32 | 2032-33 | 2033-34 | 2034-35 | 2035-36 | 2036-37 | 2037-38 | 2038-39 | 2039-40 | 2040-41 | 2041-42 | 2042-43 | 2043-44 | 2044-45 | 2045-46 | 2046-47 | 2047-48 | 2048-49 | 2049-50
VIC1 | Distributed PV | 14.64% | 14.23% | 15.09% | 14.83% | 14.08% | 15.02% | 15.13% | 14.56% | 15.28% | 15.89% | 15.28% | 16.11% | 15.73% | 14.89% | 15.83% | 15.95% | 15.17% | 15.88% | 16.52% | 15.91% | 16.66% | 16.24% | 15.31% | 16.27% | 16.3% | 15.49% | 16.18% | 16.83% | 16.15%
VIC1 | Behind the meter battery | 5.686% | 5.759% | 5.769% | 5.661% | 5.55% | 5.441% | 5.366% | 5.23% | 5.104% | 4.983% | 4.889% | 4.875% | 4.952% | 4.988% | 5.011% | 4.966% | 4.936% | 4.879% | 4.826% | 4.735% | 4.679% | 4.638% | 4.62% | 4.546% | 4.491% | 4.353% | 4.238% | 4.113% | 3.985%
VIC1 | Behind the meter battery pump | 4.831% | 4.891% | 4.901% | 4.807% | 4.715% | 4.624% | 4.558% | 4.445% | 4.338% | 4.231% | 4.155% | 4.142% | 4.205% | 4.236% | 4.256% | 4.221% | 4.193% | 4.144% | 4.097% | 4.024% | 3.977% | 3.938% | 3.922% | 3.862% | 3.817% | 3.698% | 3.598% | 3.492% | 3.384%
Region | Technology | 2021-22 | 2022-23 | 2023-24 | 2024-25 | 2025-26 | 2026-27 | 2027-28 | 2028-29 | 2029-30 | 2030-31 | 2031-32 | 2032-33 | 2033-34 | 2034-35 | 2035-36 | 2036-37 | 2037-38 | 2038-39 | 2039-40 | 2040-41 | 2041-42 | 2042-43 | 2043-44 | 2044-45 | 2045-46 | 2046-47 | 2047-48 | 2048-49 | 2049-50
SA1 | Distributed PV | 17% | 17.03% | 17.4% | 16.79% | 15.95% | 16.62% | 17.14% | 16.32% | 17.02% | 17.25% | 17.23% | 17.68% | 17.1% | 16.26% | 16.89% | 17.46% | 16.6% | 17.39% | 17.63% | 17.62% | 18.03% | 17.41% | 16.52% | 17.18% | 17.67% | 16.79% | 17.56% | 17.81% | 17.75%
SA1 | Behind the meter battery | 5.687% | 5.649% | 5.583% | 5.482% | 5.395% | 5.284% | 5.219% | 5.127% | 5.109% | 5.049% | 4.993% | 5.022% | 5.037% | 5.051% | 5.052% | 4.964% | 4.871% | 4.834% | 4.784% | 4.699% | 4.657% | 4.607% | 4.592% | 4.519% | 4.464% | 4.316% | 4.217% | 4.086% | 3.974%
SA1 | Behind the meter battery pump | 4.829% | 4.797% | 4.742% | 4.659% | 4.583% | 4.489% | 4.433% | 4.354% | 4.338% | 4.291% | 4.244% | 4.268% | 4.279% | 4.291% | 4.293% | 4.218% | 4.14% | 4.109% | 4.064% | 3.993% | 3.956% | 3.915% | 3.901% | 3.837% | 3.792% | 3.665% | 3.583% | 3.473% | 3.373%
Region | Technology | 2021-22 | 2022-23 | 2023-24 | 2024-25 | 2025-26 | 2026-27 | 2027-28 | 2028-29 | 2029-30 | 2030-31 | 2031-32 | 2032-33 | 2033-34 | 2034-35 | 2035-36 | 2036-37 | 2037-38 | 2038-39 | 2039-40 | 2040-41 | 2041-42 | 2042-43 | 2043-44 | 2044-45 | 2045-46 | 2046-47 | 2047-48 | 2048-49 | 2049-50
TAS1 | Distributed PV | 13.67% | 13.56% | 13.98% | 14.01% | 13.36% | 14.27% | 14.3% | 13.89% | 14% | 14.27% | 14.08% | 14.55% | 14.57% | 13.88% | 14.71% | 14.82% | 14.29% | 14.45% | 14.76% | 14.57% | 14.97% | 14.9% | 14.17% | 15.06% | 15.02% | 14.55% | 14.6% | 14.95% | 14.69%
TAS1 | Behind the meter battery | 5.621% | 5.537% | 5.483% | 5.392% | 5.325% | 5.3% | 5.327% | 5.334% | 5.286% | 5.239% | 5.208% | 5.151% | 5.108% | 5.072% | 5.045% | 4.953% | 4.896% | 4.865% | 4.848% | 4.807% | 4.776% | 4.758% | 4.747% | 4.71% | 4.688% | 4.578% | 4.487% | 4.373% | 4.276%
TAS1 | Behind the meter battery pump | 4.776% | 4.703% | 4.656% | 4.581% | 4.521% | 4.502% | 4.527% | 4.531% | 4.491% | 4.45% | 4.424% | 4.376% | 4.337% | 4.308% | 4.285% | 4.206% | 4.16% | 4.131% | 4.12% | 4.084% | 4.059% | 4.042% | 4.03% | 4% | 3.983% | 3.889% | 3.812% | 3.715% | 3.631%

## Marinus_Generation
Annual sent-out generation by technology (GWh) - Marinus Link, High DER Scenario
Explicitly modelled generation
Region | Technology | 2021-22 | 2022-23 | 2023-24 | 2024-25 | 2025-26 | 2026-27 | 2027-28 | 2028-29 | 2029-30 | 2030-31 | 2031-32 | 2032-33 | 2033-34 | 2034-35 | 2035-36 | 2036-37 | 2037-38 | 2038-39 | 2039-40 | 2040-41 | 2041-42 | 2042-43 | 2043-44 | 2044-45 | 2045-46 | 2046-47 | 2047-48 | 2048-49 | 2049-50
NEM | Black Coal | 90170.1402 | 78904.9882 | 78507.4164 | 79859.0122 | 71741.5546 | 65651.1934 | 58039.038 | 60989.6431 | 49290.2808 | 47781.3227 | 45354.1675 | 43110.2265 | 46983.6327 | 43923.6049 | 39797.1764 | 38024.1175 | 32667.5215 | 33233.4214 | 31480.1302 | 29597.2504 | 28156.4266 | 19564.1024 | 15582.9344 | 13451.2988 | 11549.3958 | 9245.0614 | 8763.845 | 8645.5725 | 7572.9791
NEM | Brown Coal | 29720.6517 | 28215.23 | 28506.7063 | 22541.5627 | 23803.3002 | 23091.5434 | 22363.7953 | 22078.6602 | 20180.7485 | 21510.7188 | 21143.543 | 20851.1212 | 21386.0779 | 20694.4631 | 21846.6735 | 20698.0253 | 19068.9947 | 20062.3493 | 17617.6558 | 18478.8819 | 20573.5246 | 20292.4858 | 19229.0506 | 19468.9045 | 19277.528 | 19503.3341 | 12988.0461 | 0 | 0
NEM | CCGT | 2252.5065 | 2252.5065 | 1894.8404 | 1941.6181 | 1735.8208 | 1744.3686 | 1784.5979 | 1978.7463 | 1743.2651 | 1815.7243 | 2059.6435 | 4305.6342 | 4701.3634 | 5457.6476 | 3713.2882 | 3400.176 | 5188.4226 | 5202.6434 | 4279.0029 | 4330.4683 | 4271.9814 | 5281.7644 | 3429.3298 | 3116.9284 | 1510.0863 | 960.5235 | 963.1552 | 960.5236 | 960.5236
NEM | Gas - Steam | 696.7639 | 711.2695 | 724.015 | 164.282 | 158.0562 | 165.6106 | 159.9924 | 167.7293 | 154.3771 | 154.9124 | 154.8001 | 215.8508 | 162.2489 | 322.6418 | 94.1702 | 82.4838 | 263.0526 | 189.9343 | 166.0971 | 172.6275 | 197.6185 | 235.4804 | 222.6028 | 189.8103 | 246.3653 | 0 | 0 | 0 | 0
NEM | OCGT / Diesel | 50.7413 | 22.8157 | 111.5227 | 88.1137 | 16.0135 | 43.12 | 31.0503 | 89.7542 | 5.8003 | 11.2413 | 33.3615 | 411.522 | 233.7221 | 355.6257 | 235.0313 | 313.3209 | 1583.2295 | 1225.6502 | 3373.7266 | 3905.3716 | 2475.5645 | 3657.4929 | 6078.3479 | 3467.4549 | 4548.826 | 7230.6777 | 7829.6813 | 11765.4086 | 11921.4671
NEM | Hydro | 13120.7932 | 13268.7721 | 13151.3468 | 15756.98 | 15842.2049 | 14073.8228 | 16030.5788 | 18532.2508 | 16072.831 | 13966.2726 | 14451.3843 | 15774.992 | 16432.3944 | 16774.7573 | 15638.1432 | 15006.3438 | 17519.2412 | 15637.9532 | 13924.8908 | 14355.5112 | 12881.3939 | 14846.1418 | 15289.7857 | 13879.9924 | 15042.029 | 16950.1571 | 15057.1905 | 14082.7986 | 13841.1537
NEM | Wind | 26731.2705 | 35592.8691 | 35185.7121 | 38845.2132 | 46524.4447 | 51648.2417 | 57695.7686 | 57754.0325 | 65261.9156 | 67333.0939 | 70359.523 | 70151.9637 | 69303.2112 | 74376.553 | 77672.5279 | 83277.6023 | 94550.5886 | 93176.8687 | 94390.3957 | 94025.645 | 96348.1663 | 97471.0267 | 104311.1782 | 106409.6439 | 108413.2742 | 109934.1223 | 113712.4919 | 117231.5283 | 117365.2858
NEM | Solar PV | 14501.0477 | 17775.8336 | 18063.998 | 17333.1953 | 16977.4581 | 17971.756 | 18196.2042 | 16536.4536 | 25677.2048 | 26808.0973 | 27139.0295 | 27266.2431 | 26270.9769 | 25691.3448 | 27313.0337 | 27051.6292 | 24025.9351 | 24767.2575 | 25928.271 | 26095.6853 | 26762.6918 | 34020.7741 | 32657.4078 | 33231.9646 | 33155.3964 | 38255.1507 | 38988.4994 | 42418.8857 | 40793.7586
NEM | Grid Battery | 216.6615 | 295.9916 | 293.4312 | 324.3585 | 292.5481 | 303.0215 | 287.0164 | 268.1666 | 237.0752 | 251.8756 | 243.0309 | 257.2842 | 220.5633 | 190.1682 | 206.5886 | 207.1398 | 194.8307 | 189.9712 | 201.1501 | 160.1871 | 102.4605 | 62.0588 | 60.5076 | 262.3824 | 276.8663 | 462.135 | 460.8367 | 454.6174 | 460.7448
NEM | Pumped Hydro | 52.6034 | 155.894 | 227.5959 | 1574.8496 | 5068.4653 | 5132.7089 | 4758.226 | 5618.8978 | 8813.1806 | 9711.1985 | 10155.3477 | 11033.4584 | 10114.74 | 9975.9217 | 10769.1047 | 10829.1293 | 12598.8319 | 12253.5474 | 13296.2985 | 12425.5943 | 14083.9575 | 15819.8984 | 15191.28 | 16712.7557 | 16219.9196 | 17569.8977 | 17377.7704 | 19018.7874 | 17938.8376
NEM | VPP | 58.4338 | 162.7882 | 297.3376 | 588.576 | 866.1424 | 1201.1037 | 1452.7787 | 1764.3328 | 1978.1026 | 2294.3904 | 2541.6158 | 3050.1454 | 3425.2763 | 3626.6224 | 4168.6929 | 4369.7704 | 4321.3138 | 4445.0441 | 4648.4189 | 4695.453 | 5099.4502 | 5168.9236 | 5175.8379 | 5672.4661 | 5776.3833 | 5451.7033 | 5526.6633 | 5744.4342 | 5446.1437
Total excluding storage |  | 177243.915 | 176744.2849 | 176145.5576 | 176529.9773 | 176798.853 | 174389.6566 | 174301.0255 | 178127.2699 | 178386.4232 | 179381.3832 | 180695.4524 | 182087.5534 | 185473.6275 | 187596.6383 | 186310.0445 | 187853.6988 | 194866.9859 | 193496.078 | 191160.1701 | 190961.4412 | 191667.3677 | 195369.2685 | 196800.6373 | 193215.9977 | 193742.9009 | 202079.0268 | 198302.9094 | 195104.7172 | 192455.1678
Region | Technology | 2021-22 | 2022-23 | 2023-24 | 2024-25 | 2025-26 | 2026-27 | 2027-28 | 2028-29 | 2029-30 | 2030-31 | 2031-32 | 2032-33 | 2033-34 | 2034-35 | 2035-36 | 2036-37 | 2037-38 | 2038-39 | 2039-40 | 2040-41 | 2041-42 | 2042-43 | 2043-44 | 2044-45 | 2045-46 | 2046-47 | 2047-48 | 2048-49 | 2049-50
NSW1 | Black Coal | 45908.2874 | 38452.1185 | 35478.7826 | 39795.7271 | 31620.3261 | 26941.7673 | 22063.1293 | 25187.077 | 15339.0841 | 15111.5872 | 13566.6679 | 9361.6484 | 11581.3223 | 10151.2523 | 6212.5525 | 7736.2895 | 8321.1072 | 8337.3302 | 8027.5773 | 6513.2642 | 5935.902 | 0 | 0 | 0 | 0 | 0 | 0 | 0 | 0
NSW1 | Brown Coal | 0 | 0 | 0 | 0 | 0 | 0 | 0 | 0 | 0 | 0 | 0 | 0 | 0 | 0 | 0 | 0 | 0 | 0 | 0 | 0 | 0 | 0 | 0 | 0 | 0 | 0 | 0 | 0 | 0
NSW1 | CCGT | 33.6489 | 33.6489 | 101.2233 | 63.9269 | 63.5591 | 63.5591 | 63.7332 | 63.5591 | 63.5591 | 63.5591 | 63.7332 | 559.3352 | 462.5863 | 979.5259 | 455.1024 | 393.0899 | 1427.5564 | 1574.409 | 1426.1317 | 1310.8505 | 1167.1694 | 1621.9379 | 19.5126 | 2.1552e-05 | 2.2802e-05 | 2.4023e-05 | 2.4287e-05 | 3.5418e-05 | 3.437e-05
NSW1 | Gas - Steam | 0 | 0 | 0 | 0 | 0 | 0 | 0 | 0 | 0 | 0 | 0 | 0 | 0 | 0 | 0 | 0 | 0 | 0 | 0 | 0 | 0 | 0 | 0 | 0 | 0 | 0 | 0 | 0 | 0
NSW1 | OCGT / Diesel | 0.032631 | 2.1612e-06 | 13.0761 | 46.3741 | 6.0671 | 17.4782 | 7.3278 | 11.3803 | 2.9971e-06 | 3.116e-06 | 3.4517e-06 | 38.3477 | 23.2227 | 23.2033 | 46.5689 | 25.0329 | 182.6313 | 72.77 | 1067.1971 | 1705.4331 | 737.1162 | 1030.8842 | 2741.3976 | 1203.4935 | 1365.3997 | 2040.6103 | 3093.7824 | 5974.1937 | 6434.1897
NSW1 | Hydro | 2011.2242 | 2118.3847 | 1958.3688 | 2806.8981 | 2765.0543 | 2601.2432 | 2562.5178 | 3518.073 | 2756.8998 | 2395.4696 | 2659.2232 | 2671.6417 | 3183.6921 | 3231.7995 | 3238.8591 | 3062.8379 | 3922.8411 | 3078.3329 | 2884.3875 | 2738.0817 | 2568.9526 | 3240.6975 | 3281.7594 | 3366.0515 | 3359.1547 | 4017.8141 | 3340.6666 | 3343.6818 | 3006.6181
NSW1 | Wind | 6252.6976 | 9576.3157 | 11510.9316 | 13625.8451 | 17398.9901 | 20652.1394 | 23160.815 | 22454.5869 | 28089.0897 | 30142.0185 | 31311.9331 | 31071.9611 | 30159.2141 | 32054.819 | 33513.9103 | 33379.471 | 29926.2961 | 26828.461 | 28853.7384 | 28637.9035 | 34842.9112 | 34207.3412 | 35711.8735 | 37224.0115 | 37335.8442 | 32972.2973 | 31654.4348 | 34330.495 | 34296.5869
NSW1 | Solar PV | 5342.8112 | 6499.5899 | 6543.0278 | 6299.1534 | 5994.627 | 6487.1148 | 6521.6827 | 6386.9701 | 14842.3491 | 15625.8803 | 15848.6164 | 15744.4639 | 15256.0033 | 14714.456 | 15804.7304 | 15746.7276 | 14311.3835 | 14398.2004 | 15203.7134 | 15322.7612 | 15169.4988 | 18504.8076 | 17786.3758 | 18861.1447 | 18803.3582 | 21387.9444 | 21568.0137 | 22571.0818 | 22420.4683
NSW1 | Grid Battery | 7.4848e-06 | 7.6713e-06 | 7.6862e-06 | 7.6211e-06 | 7.493e-06 | 7.7677e-06 | 9.2312e-06 | 1.0047e-05 | 3.4189e-05 | 3.5877e-05 | 3.6231e-05 | 3.7168e-05 | 3.683e-05 | 3.7086e-05 | 4.0384e-05 | 4.1761e-05 | 4.4927e-05 | 4.41e-05 | 6.1287e-05 | 6.326e-05 | 0.00010513 | 9.8654e-05 | 0.00010758 | 0.00012088 | 0.00011331 | 0.00011324 | 0.00011454 | 0.00014901 | 0.000135
NSW1 | Pumped Hydro | 22.857 | 81.2752 | 109.8026 | 1074.0714 | 4564.8838 | 4704.8657 | 4360.4133 | 5092.009 | 8399.8345 | 9235.3296 | 9631.5534 | 10294.7558 | 9439.1867 | 9358.8487 | 10091.1344 | 9954.9767 | 9626.7677 | 8987.5656 | 9713.4675 | 9110.3971 | 9719.5384 | 9621.3342 | 9326.4357 | 10449.8271 | 10096.6981 | 10124.6719 | 9654.8937 | 10449.0523 | 10340.8694
NSW1 | VPP | 19.2542 | 55.0193 | 84.2132 | 170.6004 | 242.6756 | 336.9886 | 420.9955 | 512.9804 | 591.1201 | 690.8808 | 771.9486 | 916.0736 | 1038.6394 | 1120.0007 | 1284.6553 | 1351.0837 | 1337.7483 | 1379.5394 | 1453.2735 | 1469.431 | 1603.7418 | 1627.903 | 1659.4229 | 1837.0992 | 1897.0912 | 1862.1426 | 1840.1524 | 1932.8007 | 1923.5786
Total excluding storage |  | 59548.702 | 56680.0578 | 55605.4103 | 62637.9247 | 57848.6237 | 56763.3019 | 54379.2058 | 57621.6464 | 61090.9817 | 63338.5146 | 63450.1739 | 59447.3979 | 60666.0409 | 61155.056 | 59271.7236 | 60343.4488 | 58091.8156 | 54289.5035 | 57462.7453 | 56228.2941 | 60421.5502 | 58605.6684 | 59540.9189 | 60654.7012 | 60863.7568 | 60418.6661 | 59656.8975 | 66219.4523 | 66157.8631
Region | Technology | 2021-22 | 2022-23 | 2023-24 | 2024-25 | 2025-26 | 2026-27 | 2027-28 | 2028-29 | 2029-30 | 2030-31 | 2031-32 | 2032-33 | 2033-34 | 2034-35 | 2035-36 | 2036-37 | 2037-38 | 2038-39 | 2039-40 | 2040-41 | 2041-42 | 2042-43 | 2043-44 | 2044-45 | 2045-46 | 2046-47 | 2047-48 | 2048-49 | 2049-50
QLD1 | Black Coal | 44261.8528 | 40452.8697 | 43028.6338 | 40063.2851 | 40121.2285 | 38709.4261 | 35975.9087 | 35802.566 | 33951.1967 | 32669.7355 | 31787.4996 | 33748.5781 | 35402.3104 | 33772.3526 | 33584.6239 | 30287.828 | 24346.4143 | 24896.0912 | 23452.5529 | 23083.9862 | 22220.5246 | 19564.1024 | 15582.9344 | 13451.2988 | 11549.3958 | 9245.0614 | 8763.845 | 8645.5725 | 7572.9791
QLD1 | Brown Coal | 0 | 0 | 0 | 0 | 0 | 0 | 0 | 0 | 0 | 0 | 0 | 0 | 0 | 0 | 0 | 0 | 0 | 0 | 0 | 0 | 0 | 0 | 0 | 0 | 0 | 0 | 0 | 0 | 0
QLD1 | CCGT | 1104.025 | 1104.025 | 1232.2762 | 1428.1893 | 1222.7599 | 1231.3077 | 1270.1313 | 1465.6853 | 1230.2041 | 1302.6634 | 1545.1769 | 3082.5329 | 3589.8099 | 3454.127 | 2807.4524 | 2519.1861 | 3760.8662 | 3628.2344 | 2852.8712 | 3019.6178 | 3104.812 | 3659.8264 | 3409.8172 | 3116.9284 | 1510.0863 | 960.5235 | 963.1551 | 960.5235 | 960.5235
QLD1 | Gas - Steam | 37.1158 | 37.1158 | 73.7192 | 72.804 | 72.804 | 72.804 | 73.0035 | 72.804 | 72.804 | 72.804 | 73.0035 | 72.804 | 72.804 | 72.804 | 73.0035 | 72.804 | 195.097 | 172.8678 | 166.0971 | 172.6275 | 197.6185 | 235.4804 | 222.6028 | 189.8103 | 246.3653 | 0 | 0 | 0 | 0
QLD1 | OCGT / Diesel | 3.64e-06 | 3.77e-06 | 0.5716 | 29.8606 | 5.8917 | 9.8905 | 16.2528 | 63.9637 | 5.8003 | 9.434 | 32.3363 | 214.7942 | 111.7185 | 50.6858 | 65.2562 | 164.4656 | 894.2575 | 639.0719 | 1375.56 | 1392.5067 | 1131.3962 | 1790.7936 | 1988.8493 | 1790.1574 | 2764.3725 | 4633.0675 | 4107.1914 | 4206.9633 | 3705.9222
QLD1 | Hydro | 682.9674 | 680.8561 | 681.0038 | 675.2371 | 672.3981 | 669.6091 | 669.4905 | 664.0977 | 661.1255 | 645.9168 | 658.6708 | 653.3847 | 650.5419 | 647.7036 | 646.2725 | 642.075 | 239.4325 | 239.6654 | 237.5417 | 236.4727 | 236.5766 | 0 | 0 | 0 | 0 | 0 | 0 | 0 | 0
QLD1 | Wind | 2134.9382 | 3601.4069 | 3583.3071 | 3488.9394 | 6543.0693 | 6688.5208 | 8992.9811 | 11211.9252 | 13000.67 | 13365.0822 | 12684.4031 | 12120.9756 | 10932.9146 | 13427.5655 | 13139.201 | 17187.6304 | 25794.6217 | 25429.7318 | 25928.7613 | 24299.0554 | 24574.9523 | 25747.8529 | 29653.2799 | 29042.874 | 32174.7835 | 35642.3788 | 35343.6813 | 35506.806 | 36130.7011
QLD1 | Solar PV | 5555.0976 | 7538.3561 | 7681.2521 | 7342.3663 | 7448.1655 | 7800.5726 | 7893.192 | 6592.6982 | 7141.6852 | 7427.2565 | 7545.9955 | 7659.4134 | 7325.6407 | 7442.0839 | 7806.367 | 7531.2405 | 6168.8219 | 6692.5829 | 6975.7098 | 7044.2452 | 7753.3652 | 11832.2041 | 11418.4747 | 11287.0693 | 11166.1532 | 13911.7652 | 14388.4454 | 13504.1276 | 12382.5955
QLD1 | Grid Battery | 4.9626e-06 | 25.5895 | 26.2563 | 31.8986 | 32.1969 | 31.5422 | 30.6785 | 29.8881 | 28.698 | 28.9054 | 28.3806 | 29.0209 | 29.1408 | 28.6855 | 28.7816 | 28.6418 | 26.2668 | 26.6189 | 27.0221 | 0.00012418 | 0.0078726 | 0.0078281 | 0.0081341 | 104.845 | 102.5259 | 292.4463 | 293.1084 | 287.2104 | 296.9481
QLD1 | Pumped Hydro | 29.7464 | 74.6188 | 117.7933 | 500.7781 | 503.5814 | 427.8432 | 397.8127 | 526.8889 | 413.346 | 475.8688 | 523.7942 | 738.7025 | 675.5532 | 617.0728 | 677.9701 | 669.6307 | 2439.7484 | 2552.9522 | 2676.1559 | 2473.2621 | 3022.0068 | 4821.2647 | 4560.0373 | 4837.6677 | 4721.0741 | 6152.99 | 6367.6798 | 6740.5406 | 5882.5147
QLD1 | VPP | 10.1687 | 33.7618 | 63.6492 | 135.0036 | 220.852 | 296.6151 | 361.5312 | 459.8785 | 542.5149 | 624.672 | 691.9471 | 817.9866 | 939.1976 | 1014.5657 | 1136.3472 | 1175.9752 | 1157.4605 | 1200.8721 | 1248.3987 | 1291.4442 | 1383.8192 | 1431.6902 | 1475.6534 | 1521.8813 | 1505.0532 | 1345.1151 | 1413.3131 | 1375.2565 | 1176.1985
Total excluding storage |  | 53775.9968 | 53414.6295 | 56280.7638 | 53100.6819 | 56086.317 | 55182.1307 | 54890.96 | 55873.7403 | 56063.4858 | 55492.8924 | 54327.0857 | 57552.4829 | 58085.7398 | 58867.3225 | 58122.1765 | 58405.2295 | 61399.5111 | 61698.2454 | 60989.0939 | 59248.5115 | 59219.2454 | 62830.2598 | 62275.9583 | 58878.1381 | 59411.1565 | 64392.7963 | 63566.3182 | 62823.9928 | 60752.7214
Region | Technology | 2021-22 | 2022-23 | 2023-24 | 2024-25 | 2025-26 | 2026-27 | 2027-28 | 2028-29 | 2029-30 | 2030-31 | 2031-32 | 2032-33 | 2033-34 | 2034-35 | 2035-36 | 2036-37 | 2037-38 | 2038-39 | 2039-40 | 2040-41 | 2041-42 | 2042-43 | 2043-44 | 2044-45 | 2045-46 | 2046-47 | 2047-48 | 2048-49 | 2049-50
VIC1 | Black Coal | 0 | 0 | 0 | 0 | 0 | 0 | 0 | 0 | 0 | 0 | 0 | 0 | 0 | 0 | 0 | 0 | 0 | 0 | 0 | 0 | 0 | 0 | 0 | 0 | 0 | 0 | 0 | 0 | 0
VIC1 | Brown Coal | 29720.6517 | 28215.23 | 28506.7063 | 22541.5627 | 23803.3002 | 23091.5434 | 22363.7953 | 22078.6602 | 20180.7485 | 21510.7188 | 21143.543 | 20851.1212 | 21386.0779 | 20694.4631 | 21846.6735 | 20698.0253 | 19068.9947 | 20062.3493 | 17617.6558 | 18478.8819 | 20573.5246 | 20292.4858 | 19229.0506 | 19468.9045 | 19277.528 | 19503.3341 | 12988.0461 | 0 | 0
VIC1 | CCGT | 2.0143e-06 | 1.9956e-06 | 2.0873e-06 | 2.4125e-06 | 2.4602e-06 | 2.4679e-06 | 2.6104e-06 | 2.8304e-06 | 2.8135e-06 | 2.8193e-06 | 3.0845e-06 | 4.6188e-06 | 4.6372e-06 | 4.6658e-06 | 4.5688e-06 | 4.7102e-06 | 6.1274e-06 | 6.5924e-06 | 8.737e-06 | 8.566e-06 | 1.0106e-05 | 1.0595e-05 | 1.0609e-05 | 9.8655e-06 | 1.0247e-05 | 1.0445e-05 | 1.1527e-05 | 2.6954e-05 | 2.6546e-05
VIC1 | Gas - Steam | 7.3363 | 2.4129 | 8.2868 | 9.9048 | 3.6791 | 11.2335 | 5.1923 | 13.3522 | 7.7425e-07 | 0.53524 | 9.2116e-07 | 18.0528 | 7.8718 | 7.5775 | 21.1667 | 9.6797 | 67.9556 | 17.0665 | 0 | 0 | 0 | 0 | 0 | 0 | 0 | 0 | 0 | 0 | 0
VIC1 | OCGT / Diesel | 6.6466 | 3.5644e-06 | 6.8275 | 1.7024 | 4.8941e-06 | 2.3517 | 1.4291 | 5.7256e-06 | 5.5331e-06 | 5.5614e-06 | 6.0704e-06 | 29.7268 | 8.5713 | 11.5717 | 8.399 | 0.62581 | 29.158 | 6.4244 | 189.2474 | 96.2616 | 46.134 | 15.3662 | 252.4203 | 166.0653 | 156.6977 | 130.0705 | 57.6714 | 425.707 | 584.4777
VIC1 | Hydro | 2733.8551 | 2741.7308 | 2479.0575 | 3061.3533 | 3125.6884 | 2957.7135 | 2992.4629 | 3763.3735 | 3122.0185 | 2665.5682 | 2681.8972 | 2418.4346 | 2963.2126 | 3052.1555 | 2886.2915 | 2894.7165 | 3637.5859 | 3019.8207 | 2590.8664 | 2583.1267 | 2344.7319 | 2867.6417 | 2967.9302 | 2794.5664 | 2808.8108 | 3520.8128 | 2926.2124 | 2506.6598 | 2508.8776
VIC1 | Wind | 10771.346 | 13758.9491 | 11833.1177 | 12210.4851 | 12540.1465 | 12992.1477 | 13563.3578 | 12233.9099 | 12308.342 | 11876.8187 | 13110.7767 | 12484.9599 | 13457.6692 | 13602.2384 | 14205.1329 | 14967.467 | 17636.8413 | 18210.5081 | 16932.6938 | 16914.6976 | 14835.5703 | 16010.7305 | 17980.2309 | 18141.051 | 17297.4698 | 19834.8622 | 25343.9579 | 26252.3572 | 24917.446
VIC1 | Solar PV | 2656.001 | 2636.3734 | 2734.8054 | 2624.9473 | 2493.1717 | 2617.7879 | 2682.0565 | 2511.5761 | 2603.9109 | 2656.0236 | 2640.7475 | 2741.313 | 2622.4058 | 2493.1764 | 2634.2407 | 2676.2179 | 2502.0056 | 2588.2685 | 2649.5188 | 2627.9588 | 2728.3366 | 2619.8852 | 2495.6956 | 2402.0106 | 2378.575 | 2217.4626 | 2298.6284 | 5646.1971 | 5118.9146
VIC1 | Grid Battery | 113.4723 | 167.664 | 161.4573 | 183.4863 | 161.9293 | 172.4065 | 162.0849 | 148.5405 | 123.6473 | 140.2806 | 134.2605 | 144.6061 | 109.949 | 100.0848 | 113.4549 | 113.4216 | 105.3909 | 100.8296 | 110.7885 | 101.2778 | 39.2192 | 4.8082e-05 | 5.2876e-05 | 5.9245e-05 | 5.4993e-05 | 5.517e-05 | 5.6557e-05 | 0.00014763 | 0.00015532
VIC1 | Pumped Hydro | 0 | 0 | 6.4687e-06 | 7.085e-06 | 7.1235e-06 | 7.7592e-06 | 7.5078e-06 | 7.713e-06 | 8.1276e-06 | 8.4026e-06 | 9.0874e-06 | 1.326e-05 | 1.3055e-05 | 1.282e-05 | 1.3684e-05 | 1.5773e-05 | 1.7042e-05 | 1.8958e-05 | 2.4435e-05 | 2.4494e-05 | 5.0394e-05 | 4.8882e-05 | 4.8693e-05 | 5.392e-05 | 5.2453e-05 | 5.1352e-05 | 5.2164e-05 | 316.3189 | 299.2542
VIC1 | VPP | 14.3387 | 44.7586 | 102.5059 | 211.252 | 306.0059 | 442.6452 | 521.8963 | 613.5291 | 646.4671 | 753.7557 | 826.0126 | 1017.8791 | 1115.1037 | 1143.2143 | 1349.1248 | 1427.9761 | 1405.4373 | 1434.3552 | 1502.2829 | 1485.8845 | 1634.0711 | 1620.2763 | 1549.6369 | 1798.0364 | 1845.0873 | 1725.3317 | 1759.5002 | 1915.198 | 1834.4764
Total excluding storage |  | 45895.8367 | 47354.6962 | 45568.8011 | 40449.9556 | 41965.9859 | 41672.7777 | 41608.294 | 40600.8719 | 38215.0199 | 38709.6646 | 39576.9644 | 38543.6082 | 40445.8086 | 39861.1826 | 41601.9043 | 41246.7323 | 42942.5411 | 43904.4375 | 39979.9822 | 40700.9266 | 40528.2974 | 41806.1095 | 42925.3277 | 42972.5978 | 41919.0813 | 45206.5423 | 43614.5162 | 34830.9211 | 33129.716
Region | Technology | 2021-22 | 2022-23 | 2023-24 | 2024-25 | 2025-26 | 2026-27 | 2027-28 | 2028-29 | 2029-30 | 2030-31 | 2031-32 | 2032-33 | 2033-34 | 2034-35 | 2035-36 | 2036-37 | 2037-38 | 2038-39 | 2039-40 | 2040-41 | 2041-42 | 2042-43 | 2043-44 | 2044-45 | 2045-46 | 2046-47 | 2047-48 | 2048-49 | 2049-50
SA1 | Black Coal | 0 | 0 | 0 | 0 | 0 | 0 | 0 | 0 | 0 | 0 | 0 | 0 | 0 | 0 | 0 | 0 | 0 | 0 | 0 | 0 | 0 | 0 | 0 | 0 | 0 | 0 | 0 | 0 | 0
SA1 | Brown Coal | 0 | 0 | 0 | 0 | 0 | 0 | 0 | 0 | 0 | 0 | 0 | 0 | 0 | 0 | 0 | 0 | 0 | 0 | 0 | 0 | 0 | 0 | 0 | 0 | 0 | 0 | 0 | 0 | 0
SA1 | CCGT | 1114.8326 | 1114.8326 | 561.3409 | 449.5019 | 449.5019 | 449.5019 | 450.7334 | 449.5019 | 449.5019 | 449.5019 | 450.7334 | 663.7661 | 648.9672 | 1023.9946 | 450.7334 | 487.9 | 7.5298e-06 | 7.6541e-06 | 9.0331e-06 | 8.8313e-06 | 1.5062e-05 | 1.594e-05 | 1.6128e-05 | 1.4758e-05 | 1.5441e-05 | 1.5812e-05 | 1.5928e-05 | 2.4097e-05 | 2.3469e-05
SA1 | Gas - Steam | 652.3118 | 671.7408 | 642.009 | 81.5731 | 81.5731 | 81.5731 | 81.7966 | 81.5731 | 81.5731 | 81.5731 | 81.7966 | 124.994 | 81.5731 | 242.2603 | 0 | 0 | 0 | 0 | 0 | 0 | 0 | 0 | 0 | 0 | 0 | 0 | 0 | 0 | 0
SA1 | OCGT / Diesel | 44.0621 | 22.8157 | 91.0475 | 10.1766 | 4.0547 | 13.3996 | 6.0406 | 14.4101 | 9.8798e-06 | 1.8073 | 1.0253 | 127.2389 | 89.8623 | 270.1648 | 114.5523 | 123.1967 | 471.1902 | 503.9153 | 728.5455 | 710.4224 | 560.4336 | 820.1508 | 1095.0472 | 305.7805 | 261.897 | 426.1842 | 570.3371 | 1148.2264 | 1189.3062
SA1 | Hydro | 0 | 0 | 0 | 0 | 0 | 0 | 0 | 0 | 0 | 0 | 0 | 0 | 0 | 0 | 0 | 0 | 0 | 0 | 0 | 0 | 0 | 0 | 0 | 0 | 0 | 0 | 0 | 0 | 0
SA1 | Wind | 6246.1406 | 7053.5175 | 6239.2952 | 6929.4223 | 6769.1874 | 7435.4954 | 7451.5381 | 6991.917 | 6525.7958 | 6264.8385 | 6574.4356 | 7746.3139 | 7613.8249 | 7292.6947 | 8239.864 | 8428.1255 | 11314.7016 | 12427.713 | 12203.9397 | 12763.1268 | 11261.2817 | 10968.1209 | 9896.8543 | 11040.4365 | 10492.8039 | 10463.1695 | 10562.0878 | 10868.6963 | 11469.9616
SA1 | Solar PV | 947.1378 | 1101.5142 | 1104.9127 | 1066.7283 | 1041.4939 | 1066.2807 | 1099.2729 | 1045.2092 | 1089.2596 | 1098.9369 | 1103.6701 | 1121.0529 | 1066.9271 | 1041.6286 | 1067.6957 | 1097.4432 | 1043.724 | 1088.2058 | 1099.3291 | 1100.72 | 1111.4912 | 1063.8772 | 956.8617 | 681.74 | 807.3099 | 737.9785 | 733.4119 | 697.4791 | 871.7801
SA1 | Grid Battery | 103.1892 | 102.7381 | 105.7176 | 108.9736 | 98.4219 | 99.0727 | 94.253 | 89.738 | 84.7298 | 82.6896 | 80.3897 | 83.6572 | 81.4735 | 61.3979 | 64.352 | 65.0764 | 63.1729 | 62.5226 | 63.3393 | 58.9091 | 63.2333 | 62.0508 | 60.4992 | 157.5372 | 174.3402 | 169.6884 | 167.7281 | 167.4067 | 163.7964
SA1 | Pumped Hydro | 0 | 0 | 4.977e-06 | 4.8255e-06 | 4.7426e-06 | 4.9302e-06 | 4.9217e-06 | 5.1678e-06 | 5.3536e-06 | 5.7099e-06 | 6.0226e-06 | 7.734e-06 | 7.6915e-06 | 7.599e-06 | 8.502e-06 | 9.5862e-06 | 1.0331e-05 | 1.1181e-05 | 1.1752e-05 | 1.1801e-05 | 2.1901e-05 | 2.1352e-05 | 2.1386e-05 | 3.173e-05 | 3.1157e-05 | 3.0565e-05 | 3.0857e-05 | 3.1356e-05 | 3.1846e-05
SA1 | VPP | 14.3635 | 28.3004 | 46.3615 | 70.5979 | 93.8307 | 120.4793 | 139.3273 | 166.7887 | 183.4691 | 205.8011 | 228.1355 | 267.9875 | 298.8643 | 310.6836 | 352.4425 | 366.3651 | 375.1552 | 383.5329 | 394.015 | 396.294 | 422.1271 | 434.3235 | 436.3154 | 453.1852 | 463.1751 | 457.4323 | 452.1104 | 452.2741 | 446.409
Total excluding storage |  | 9004.4848 | 9964.4209 | 8638.6054 | 8537.4022 | 8345.811 | 9046.2507 | 9089.3817 | 8582.6112 | 8146.1304 | 7896.6577 | 8211.661 | 9783.3657 | 9501.1546 | 9870.743 | 9872.8454 | 10136.6653 | 12829.6158 | 14019.834 | 14031.8143 | 14574.2693 | 12933.2065 | 12852.1489 | 11948.7632 | 12027.957 | 11562.0109 | 11627.3323 | 11865.8369 | 12714.4019 | 13531.0479
Region | Technology | 2021-22 | 2022-23 | 2023-24 | 2024-25 | 2025-26 | 2026-27 | 2027-28 | 2028-29 | 2029-30 | 2030-31 | 2031-32 | 2032-33 | 2033-34 | 2034-35 | 2035-36 | 2036-37 | 2037-38 | 2038-39 | 2039-40 | 2040-41 | 2041-42 | 2042-43 | 2043-44 | 2044-45 | 2045-46 | 2046-47 | 2047-48 | 2048-49 | 2049-50
TAS1 | Black Coal | 0 | 0 | 0 | 0 | 0 | 0 | 0 | 0 | 0 | 0 | 0 | 0 | 0 | 0 | 0 | 0 | 0 | 0 | 0 | 0 | 0 | 0 | 0 | 0 | 0 | 0 | 0 | 0 | 0
TAS1 | Brown Coal | 0 | 0 | 0 | 0 | 0 | 0 | 0 | 0 | 0 | 0 | 0 | 0 | 0 | 0 | 0 | 0 | 0 | 0 | 0 | 0 | 0 | 0 | 0 | 0 | 0 | 0 | 0 | 0 | 0
TAS1 | CCGT | 1.7586e-06 | 1.7433e-06 | 1.8252e-06 | 1.8418e-06 | 1.8501e-06 | 1.9088e-06 | 2.0776e-06 | 2.2182e-06 | 2.2661e-06 | 2.3187e-06 | 2.4726e-06 | 3.2168e-06 | 3.2261e-06 | 3.2312e-06 | 3.203e-06 | 3.2932e-06 | 3.8314e-06 | 4.0169e-06 | 4.552e-06 | 4.4981e-06 | 5.2133e-06 | 5.3221e-06 | 5.3454e-06 | 5.1526e-06 | 5.2399e-06 | 5.8489e-06 | 6.0356e-06 | 8.2895e-06 | 8.2674e-06
TAS1 | Gas - Steam | 0 | 0 | 0 | 0 | 0 | 0 | 0 | 0 | 0 | 0 | 0 | 0 | 0 | 0 | 0 | 0 | 0 | 0 | 0 | 0 | 0 | 0 | 0 | 0 | 0 | 0 | 0 | 0 | 0
TAS1 | OCGT / Diesel | 1.3995e-06 | 1.3632e-06 | 1.4295e-06 | 1.461e-06 | 1.4998e-06 | 1.5884e-06 | 1.702e-06 | 1.8161e-06 | 1.8665e-06 | 1.9092e-06 | 2.0453e-06 | 1.4143 | 0.34731 | 2.9881e-06 | 0.25493 | 2.917e-06 | 5.9925 | 3.4686 | 13.1767 | 0.7478 | 0.48459 | 0.29804 | 0.63354 | 1.9582 | 0.45919 | 0.74513 | 0.699 | 10.3183 | 7.5713
TAS1 | Hydro | 7692.7465 | 7727.8005 | 8032.9167 | 9213.4916 | 9279.0641 | 7845.257 | 9806.1075 | 10586.7065 | 9532.7872 | 8259.318 | 8451.593 | 10031.531 | 9634.9478 | 9843.0987 | 8866.72 | 8406.7144 | 9719.3817 | 9300.1342 | 8212.0952 | 8797.8302 | 7731.1329 | 8737.8026 | 9040.0961 | 7719.3745 | 8874.0635 | 9411.5302 | 8790.3115 | 8232.4571 | 8325.658
TAS1 | Wind | 1326.1482 | 1602.6799 | 2019.0605 | 2590.5213 | 3273.0513 | 3879.9385 | 4527.0765 | 4861.6935 | 5338.0181 | 5684.3359 | 6677.9745 | 6727.7534 | 7139.5884 | 7999.2354 | 8574.4198 | 9314.9084 | 9878.128 | 10280.4548 | 10471.2625 | 11410.8617 | 10833.4507 | 10536.9812 | 11068.9396 | 10961.2708 | 11112.3728 | 11021.4145 | 10808.3301 | 10273.1737 | 10550.5902
TAS1 | Solar PV | 3.8281e-07 | 5.5446e-07 | 8.9994e-07 | 1.0923e-06 | 9.4451e-07 | 1.1491e-06 | 1.095e-06 | 1.1258e-06 | 1.3946e-06 | 1.5942e-06 | 2.0364e-06 | 2.1244e-06 | 2.9379e-06 | 2.5926e-06 | 2.9361e-06 | 2.872e-06 | 2.9328e-06 | 3.0934e-06 | 3.2481e-06 | 4.9288e-06 | 5.0114e-06 | 5.1675e-06 | 4.4316e-06 | 4.5544e-06 | 4.5205e-06 | 4.5086e-06 | 4.6505e-06 | 4.7886e-06 | 5.1033e-06
TAS1 | Grid Battery | 4.8682e-06 | 5.0403e-06 | 4.9773e-06 | 4.9856e-06 | 5.2216e-06 | 5.3935e-06 | 5.9471e-06 | 6.8568e-06 | 9.8866e-06 | 1.0727e-05 | 1.1086e-05 | 1.3292e-05 | 1.366e-05 | 1.4461e-05 | 1.6389e-05 | 1.7779e-05 | 1.7677e-05 | 1.8392e-05 | 2.3175e-05 | 2.4401e-05 | 3.0476e-05 | 2.9169e-05 | 3.1456e-05 | 3.4884e-05 | 3.31e-05 | 3.4034e-05 | 3.5776e-05 | 4.9353e-05 | 4.9684e-05
TAS1 | Pumped Hydro | 0 | 0 | 1.2828e-05 | 1.338e-05 | 1.4673e-05 | 1.5648e-05 | 1.7091e-05 | 1.773e-05 | 1.9562e-05 | 2.1708e-05 | 2.4845e-05 | 6.7277e-05 | 0.00010836 | 0.00011187 | 0.00014866 | 204.5218 | 532.3159 | 713.0296 | 906.6751 | 841.9351 | 1342.4123 | 1377.2994 | 1304.807 | 1425.2609 | 1402.1473 | 1292.2358 | 1355.1969 | 1512.8756 | 1416.1992
TAS1 | VPP | 0.30867 | 0.94801 | 0.60788 | 1.1222 | 2.7782 | 4.3754 | 9.0284 | 11.1561 | 14.5314 | 19.2808 | 23.5719 | 30.2186 | 33.4713 | 38.158 | 46.1232 | 48.3703 | 45.5124 | 46.7445 | 50.4488 | 52.3994 | 55.691 | 54.7305 | 54.8093 | 62.264 | 65.9764 | 61.6817 | 61.5872 | 68.9049 | 65.4812
Total excluding storage |  | 9018.8946 | 9330.4805 | 10051.9771 | 11804.013 | 12552.1154 | 11725.1954 | 14333.184 | 15448.4001 | 14870.8053 | 13943.6539 | 15129.5675 | 16760.6987 | 16774.8835 | 17842.3341 | 17441.3947 | 17721.6228 | 19603.5022 | 19584.0576 | 18696.5344 | 20209.4397 | 18565.0682 | 19275.0818 | 20109.6693 | 18682.6035 | 19986.8954 | 20433.6898 | 19599.3406 | 18515.9491 | 18883.8195
Explicitly modelled pumping
Region | Technology | 2021-22 | 2022-23 | 2023-24 | 2024-25 | 2025-26 | 2026-27 | 2027-28 | 2028-29 | 2029-30 | 2030-31 | 2031-32 | 2032-33 | 2033-34 | 2034-35 | 2035-36 | 2036-37 | 2037-38 | 2038-39 | 2039-40 | 2040-41 | 2041-42 | 2042-43 | 2043-44 | 2044-45 | 2045-46 | 2046-47 | 2047-48 | 2048-49 | 2049-50
NEM | Grid Battery pump | 266.7188 | 366.3157 | 361.268 | 401.1368 | 360.955 | 373.6218 | 355.2352 | 330.1759 | 292.9804 | 310.6624 | 300.8147 | 316.8582 | 273.0215 | 234.0547 | 255.0474 | 255.7282 | 240.6305 | 235.1547 | 247.6123 | 198.4583 | 125.7976 | 76.8462 | 74.4693 | 312.4091 | 329.8836 | 547.1373 | 545.6585 | 538.3449 | 544.9018
NEM | Pumped Hydro Pump | 141.3764 | 509.3711 | 676.2565 | 3377.8603 | 6884.1484 | 7360.9831 | 7246.2714 | 7909.9679 | 12292.6882 | 13487.1847 | 14357.1049 | 15376.5132 | 15016.7037 | 13931.6379 | 15568.3448 | 15924.0039 | 17425.9196 | 17195.7352 | 18163.9289 | 17596.6497 | 19366.3265 | 22231.9004 | 20486.5226 | 23287.6102 | 23027.6514 | 24098.4821 | 23948.4612 | 26403.2027 | 24487.771
NEM | VPP pump | 70.1345 | 195.8508 | 356.4098 | 707.1435 | 1039.6142 | 1440.8596 | 1746.2058 | 2115.0925 | 2374.5069 | 2753.5 | 3058.3645 | 3654.2919 | 4113.7444 | 4352.5678 | 4999.8501 | 5244.7655 | 5193.7485 | 5339.3475 | 5567.8215 | 5649.4259 | 6111.7443 | 6209.4037 | 6205.7819 | 6805.1129 | 6946.6397 | 6533.2313 | 6643.5611 | 6884.685 | 6532.1392
Region | Technology | 2021-22 | 2022-23 | 2023-24 | 2024-25 | 2025-26 | 2026-27 | 2027-28 | 2028-29 | 2029-30 | 2030-31 | 2031-32 | 2032-33 | 2033-34 | 2034-35 | 2035-36 | 2036-37 | 2037-38 | 2038-39 | 2039-40 | 2040-41 | 2041-42 | 2042-43 | 2043-44 | 2044-45 | 2045-46 | 2046-47 | 2047-48 | 2048-49 | 2049-50
NSW1 | Grid Battery pump | 8.8853e-06 | 9.1023e-06 | 9.1143e-06 | 9.0431e-06 | 8.8901e-06 | 9.2117e-06 | 1.0956e-05 | 1.1918e-05 | 4.0921e-05 | 4.293e-05 | 4.3411e-05 | 4.4366e-05 | 4.402e-05 | 4.4336e-05 | 4.8173e-05 | 4.9851e-05 | 5.3607e-05 | 5.2567e-05 | 7.2716e-05 | 7.5275e-05 | 0.00012454 | 0.00011697 | 0.00012737 | 0.00014328 | 0.00013444 | 0.00013407 | 0.00013593 | 0.00017684 | 0.00015999
NSW1 | Pumped Hydro Pump | 100.0199 | 398.9629 | 509.354 | 2658.9397 | 6159.3083 | 6747.209 | 6673.1085 | 7154.1786 | 11698.6403 | 12803.2809 | 13601.715 | 14317.4825 | 14045.8197 | 13044.6622 | 14594.1251 | 14703.6018 | 13626.4804 | 13043.6796 | 13615.5029 | 13371.8637 | 13825.072 | 14405.0727 | 13117.225 | 15416.4858 | 15283.6288 | 14759.882 | 14250.5738 | 15640.9995 | 15009.3936
NSW1 | VPP pump | 23.1097 | 66.1927 | 100.9194 | 204.851 | 291.1786 | 404.4663 | 505.7699 | 615.2232 | 709.4845 | 829.2211 | 929.0804 | 1096.9474 | 1246.6178 | 1347.7105 | 1538.4445 | 1621.6214 | 1608.9398 | 1657.2313 | 1739.4935 | 1768.8616 | 1924.6349 | 1950.089 | 1990.5245 | 2204.9556 | 2282.9525 | 2229.0215 | 2214.5525 | 2313.8879 | 2308.7514
Region | Technology | 2021-22 | 2022-23 | 2023-24 | 2024-25 | 2025-26 | 2026-27 | 2027-28 | 2028-29 | 2029-30 | 2030-31 | 2031-32 | 2032-33 | 2033-34 | 2034-35 | 2035-36 | 2036-37 | 2037-38 | 2038-39 | 2039-40 | 2040-41 | 2041-42 | 2042-43 | 2043-44 | 2044-45 | 2045-46 | 2046-47 | 2047-48 | 2048-49 | 2049-50
QLD1 | Grid Battery pump | 5.8407e-06 | 31.592 | 32.3164 | 39.381 | 39.7493 | 38.941 | 37.8746 | 36.8989 | 35.4296 | 35.6857 | 35.1366 | 35.7294 | 35.9763 | 35.4144 | 35.5326 | 35.3602 | 32.527 | 32.7641 | 33.3607 | 0.00014629 | 0.0092616 | 0.0092192 | 0.0095725 | 123.454 | 120.5117 | 344.547 | 344.341 | 338.4142 | 348.8311
QLD1 | Pumped Hydro Pump | 41.3565 | 110.4082 | 166.9025 | 718.9205 | 724.8402 | 613.7741 | 573.1628 | 755.7893 | 594.0479 | 683.9038 | 755.3899 | 1059.0306 | 970.8838 | 886.9755 | 974.2195 | 962.3722 | 3136.381 | 3258.0363 | 3417.8554 | 3160.6912 | 3859.4257 | 6106.4964 | 5746.3386 | 6095.6948 | 5972.8774 | 7741.7664 | 7985.4302 | 8494.1711 | 7334.0606
QLD1 | VPP pump | 12.2049 | 40.6322 | 76.2842 | 162.0364 | 265.0961 | 355.9873 | 433.9663 | 551.9206 | 651.1467 | 749.7549 | 832.6401 | 979.6392 | 1127.2603 | 1217.7205 | 1363.8862 | 1411.4497 | 1393.0514 | 1437.5082 | 1498.3751 | 1551.4694 | 1659.4824 | 1720.3717 | 1772.9458 | 1823.5825 | 1805.644 | 1618.7341 | 1692.0352 | 1655.1618 | 1407.1904
Region | Technology | 2021-22 | 2022-23 | 2023-24 | 2024-25 | 2025-26 | 2026-27 | 2027-28 | 2028-29 | 2029-30 | 2030-31 | 2031-32 | 2032-33 | 2033-34 | 2034-35 | 2035-36 | 2036-37 | 2037-38 | 2038-39 | 2039-40 | 2040-41 | 2041-42 | 2042-43 | 2043-44 | 2044-45 | 2045-46 | 2046-47 | 2047-48 | 2048-49 | 2049-50
VIC1 | Grid Battery pump | 139.6296 | 207.5815 | 198.741 | 227.1153 | 199.8025 | 212.3688 | 200.6939 | 182.7944 | 152.651 | 173.1859 | 166.3427 | 177.937 | 136.2297 | 123.0712 | 140.0678 | 140.0267 | 130.1122 | 124.9713 | 136.2857 | 125.4999 | 47.9532 | 5.6645e-05 | 6.2128e-05 | 6.9715e-05 | 6.4775e-05 | 6.4812e-05 | 6.6631e-05 | 0.00017359 | 0.00018274
VIC1 | Pumped Hydro Pump | 0 | 0 | 8.0957e-06 | 8.8658e-06 | 8.8975e-06 | 9.6878e-06 | 9.408e-06 | 9.6226e-06 | 1.0175e-05 | 1.0497e-05 | 1.1374e-05 | 1.6575e-05 | 1.6326e-05 | 1.6016e-05 | 1.7082e-05 | 1.9728e-05 | 2.129e-05 | 2.3781e-05 | 3.0459e-05 | 3.0746e-05 | 6.2874e-05 | 6.1341e-05 | 6.062e-05 | 6.7433e-05 | 6.5806e-05 | 6.3914e-05 | 6.5484e-05 | 395.3986 | 374.0678
VIC1 | VPP pump | 17.2099 | 53.8433 | 122.9091 | 254.0947 | 367.4656 | 530.5515 | 627.9772 | 734.8031 | 775.9142 | 904.6859 | 994.3548 | 1219.8717 | 1341.0806 | 1368.3196 | 1619.2702 | 1713.9108 | 1686.8589 | 1726.8432 | 1797.8204 | 1789.0305 | 1955.6574 | 1950.7195 | 1853.93 | 2158.0709 | 2221.1329 | 2064.2182 | 2118.5617 | 2291.9492 | 2201.8075
Region | Technology | 2021-22 | 2022-23 | 2023-24 | 2024-25 | 2025-26 | 2026-27 | 2027-28 | 2028-29 | 2029-30 | 2030-31 | 2031-32 | 2032-33 | 2033-34 | 2034-35 | 2035-36 | 2036-37 | 2037-38 | 2038-39 | 2039-40 | 2040-41 | 2041-42 | 2042-43 | 2043-44 | 2044-45 | 2045-46 | 2046-47 | 2047-48 | 2048-49 | 2049-50
SA1 | Grid Battery pump | 127.0891 | 127.1421 | 130.2106 | 134.6405 | 121.4033 | 122.312 | 116.6666 | 110.4827 | 104.8998 | 101.7908 | 99.3354 | 103.1917 | 100.8154 | 75.569 | 79.447 | 80.3412 | 77.9912 | 77.4193 | 77.9659 | 72.9582 | 77.8349 | 76.8368 | 74.4595 | 188.9548 | 209.3717 | 202.5901 | 201.3173 | 199.9303 | 196.0703
SA1 | Pumped Hydro Pump | 0 | 0 | 6.2229e-06 | 6.0433e-06 | 5.9233e-06 | 6.1559e-06 | 6.1676e-06 | 6.4474e-06 | 6.703e-06 | 7.133e-06 | 7.5317e-06 | 9.6705e-06 | 9.6161e-06 | 9.4904e-06 | 1.0621e-05 | 1.1988e-05 | 1.2907e-05 | 1.4017e-05 | 1.4648e-05 | 1.4806e-05 | 2.7323e-05 | 2.6768e-05 | 2.6659e-05 | 3.9704e-05 | 3.9046e-05 | 3.806e-05 | 3.8724e-05 | 3.9044e-05 | 3.9847e-05
SA1 | VPP pump | 17.2396 | 34.0384 | 55.5736 | 84.8019 | 112.5516 | 144.6038 | 167.6214 | 199.7905 | 220.5184 | 246.6983 | 273.9967 | 321.4688 | 358.7082 | 372.8942 | 423.0147 | 439.7251 | 450.2753 | 461.5895 | 471.6526 | 476.9912 | 505.3085 | 522.5326 | 522.441 | 543.93 | 557.4917 | 547.456 | 544.2491 | 541.2272 | 535.7969
Region | Technology | 2021-22 | 2022-23 | 2023-24 | 2024-25 | 2025-26 | 2026-27 | 2027-28 | 2028-29 | 2029-30 | 2030-31 | 2031-32 | 2032-33 | 2033-34 | 2034-35 | 2035-36 | 2036-37 | 2037-38 | 2038-39 | 2039-40 | 2040-41 | 2041-42 | 2042-43 | 2043-44 | 2044-45 | 2045-46 | 2046-47 | 2047-48 | 2048-49 | 2049-50
TAS1 | Grid Battery pump | 5.7286e-06 | 5.9316e-06 | 5.8555e-06 | 5.8658e-06 | 6.143e-06 | 6.345e-06 | 6.998e-06 | 8.0657e-06 | 1.1634e-05 | 1.2619e-05 | 1.3046e-05 | 1.5645e-05 | 1.6066e-05 | 1.7016e-05 | 1.9272e-05 | 2.0924e-05 | 2.0792e-05 | 2.1655e-05 | 2.7249e-05 | 2.874e-05 | 3.5829e-05 | 3.4335e-05 | 3.7015e-05 | 4.101e-05 | 3.8988e-05 | 3.9994e-05 | 4.2142e-05 | 5.8013e-05 | 5.8468e-05
TAS1 | Pumped Hydro Pump | 0 | 0 | 1.6082e-05 | 1.673e-05 | 1.8344e-05 | 1.9551e-05 | 2.1398e-05 | 2.2114e-05 | 2.4512e-05 | 2.7096e-05 | 3.1107e-05 | 8.424e-05 | 0.00013535 | 0.00014005 | 0.00018547 | 258.03 | 663.0582 | 894.0192 | 1130.5705 | 1064.0947 | 1681.8287 | 1720.3312 | 1622.9589 | 1775.4294 | 1771.1451 | 1596.8336 | 1712.457 | 1872.6334 | 1770.249
TAS1 | VPP pump | 0.37048 | 1.1443 | 0.72349 | 1.3596 | 3.3223 | 5.2506 | 10.871 | 13.3551 | 17.443 | 23.1397 | 28.2925 | 36.3649 | 40.0775 | 45.923 | 55.2344 | 58.0584 | 54.6231 | 56.1753 | 60.4798 | 63.0731 | 66.6609 | 65.6909 | 65.9406 | 74.5739 | 79.4185 | 73.8016 | 74.1626 | 82.4589 | 78.593
Non-controllable capacity
Region | Technology | 2021-22 | 2022-23 | 2023-24 | 2024-25 | 2025-26 | 2026-27 | 2027-28 | 2028-29 | 2029-30 | 2030-31 | 2031-32 | 2032-33 | 2033-34 | 2034-35 | 2035-36 | 2036-37 | 2037-38 | 2038-39 | 2039-40 | 2040-41 | 2041-42 | 2042-43 | 2043-44 | 2044-45 | 2045-46 | 2046-47 | 2047-48 | 2048-49 | 2049-50
NEM | Distributed PV | 18636.5023 | 21296.1756 | 23859.5557 | 25771.2742 | 27749.2634 | 32561.902 | 35479.7663 | 34674.1583 | 38953.1809 | 42928.6933 | 46384.3981 | 49788.5441 | 51177.09 | 51859.0127 | 58020.5381 | 60153.1037 | 56528.4699 | 61409.0761 | 66054.788 | 69386.4583 | 71508.0576 | 71718.3725 | 71595.7848 | 78884.2374 | 80974.2557 | 74821.3345 | 80873.3656 | 86578.4377 | 90153.5903
NEM | Behind the meter battery | 289.0826 | 553.4115 | 879.3233 | 1198.3193 | 1524.2396 | 1785.9114 | 2039.4169 | 2233.4575 | 2396.2807 | 2600.032 | 2830.3766 | 3114.8739 | 3427.4558 | 3668.3456 | 3912.3596 | 3889.5232 | 3877.4014 | 3863.8922 | 3861.1925 | 3822.1599 | 3810.8001 | 3799.2905 | 3801.8188 | 3763.6497 | 3732.6179 | 3625.5951 | 3539.3919 | 3433.4204 | 3334.2143
NEM | Behind the meter battery pump | 245.5852 | 470.0403 | 747.0339 | 1017.8987 | 1294.7794 | 1517.3509 | 1732.5218 | 1897.2746 | 2035.9513 | 2208.8366 | 2405.2048 | 2646.0064 | 2911.0473 | 3116.3283 | 3324.2926 | 3304.4769 | 3293.6856 | 3282.0552 | 3278.9378 | 3247.9543 | 3237.3407 | 3226.1786 | 3229.4336 | 3196.527 | 3171.0198 | 3079.0846 | 3005.656 | 2916.2306 | 2831.8461
Region | Technology | 2021-22 | 2022-23 | 2023-24 | 2024-25 | 2025-26 | 2026-27 | 2027-28 | 2028-29 | 2029-30 | 2030-31 | 2031-32 | 2032-33 | 2033-34 | 2034-35 | 2035-36 | 2036-37 | 2037-38 | 2038-39 | 2039-40 | 2040-41 | 2041-42 | 2042-43 | 2043-44 | 2044-45 | 2045-46 | 2046-47 | 2047-48 | 2048-49 | 2049-50
NSW1 | Distributed PV | 5445.9961 | 6315.4273 | 6791.172 | 7427.6234 | 7999.3195 | 9682.4257 | 10385.0131 | 10051.8287 | 11126.8692 | 12585.015 | 14076.6069 | 14726.8355 | 15434.6032 | 15641.9934 | 18064.8476 | 18525.3989 | 17337.0054 | 18515.2707 | 20344.1339 | 21983.6902 | 22026.1414 | 22436.1707 | 22344.4349 | 25325.869 | 25691.4968 | 23578.771 | 24989.7187 | 27272.9625 | 29134.3598
NSW1 | Behind the meter battery | 100.759 | 185.4793 | 267.2014 | 351.386 | 446.2225 | 517.4158 | 586.9089 | 646.9799 | 703.5581 | 773.7351 | 851.7198 | 945.85 | 1041.86 | 1117.9401 | 1200.8323 | 1195.0823 | 1193.1006 | 1191.864 | 1198.8607 | 1191.2807 | 1195.1037 | 1196.0326 | 1199.276 | 1193.8428 | 1188.9008 | 1158.3535 | 1135.2614 | 1104.699 | 1077.1607
NSW1 | Behind the meter battery pump | 85.5946 | 157.5376 | 227.0944 | 298.4629 | 379.1182 | 439.6096 | 498.6149 | 549.3119 | 597.4537 | 657.5252 | 723.728 | 803.6778 | 884.9124 | 950.097 | 1020.5479 | 1015.3958 | 1013.7678 | 1012.0892 | 1017.7545 | 1012.3998 | 1015.2857 | 1015.5809 | 1018.8724 | 1013.9317 | 1009.4696 | 983.5118 | 964.6026 | 938.0318 | 915.3298
Region | Technology | 2021-22 | 2022-23 | 2023-24 | 2024-25 | 2025-26 | 2026-27 | 2027-28 | 2028-29 | 2029-30 | 2030-31 | 2031-32 | 2032-33 | 2033-34 | 2034-35 | 2035-36 | 2036-37 | 2037-38 | 2038-39 | 2039-40 | 2040-41 | 2041-42 | 2042-43 | 2043-44 | 2044-45 | 2045-46 | 2046-47 | 2047-48 | 2048-49 | 2049-50
QLD1 | Distributed PV | 5622.2983 | 6528.562 | 7102.6907 | 7456.7358 | 8289.4805 | 9575.3911 | 10393.5042 | 9479.6417 | 11074.4277 | 12203.2241 | 13716.8622 | 14538.3641 | 14817.7313 | 15670.5396 | 17415.5213 | 18097.9549 | 15948.9679 | 17954.1619 | 19228.4998 | 20891.5239 | 21207.5737 | 21007.9812 | 21828.2026 | 23788.4439 | 24481.1202 | 21184.9721 | 23713.4142 | 25230.3516 | 27172.749
QLD1 | Behind the meter battery | 56.6617 | 130.9255 | 201.8334 | 276.5012 | 362.4404 | 425.538 | 487.1423 | 545.2279 | 599.3902 | 659.1539 | 727.2997 | 810.3319 | 896.3132 | 960.6888 | 1028.1831 | 1019.5381 | 1015.375 | 1013.6588 | 1015.4568 | 1009.1374 | 1007.699 | 1007.1116 | 1010.3223 | 1001.4424 | 994.1286 | 966.6742 | 943.2534 | 914.7037 | 889.6665
QLD1 | Behind the meter battery pump | 48.1471 | 111.2301 | 171.4161 | 234.9614 | 307.8036 | 361.4723 | 413.7959 | 463.1302 | 509.3776 | 559.9953 | 618.0258 | 688.011 | 761.4165 | 815.9309 | 873.9186 | 865.5592 | 862.1263 | 861.2722 | 862.8949 | 857.4118 | 855.5187 | 855.1202 | 858.6712 | 850.5227 | 844.9038 | 820.8603 | 800.733 | 777.2502 | 755.4405
Region | Technology | 2021-22 | 2022-23 | 2023-24 | 2024-25 | 2025-26 | 2026-27 | 2027-28 | 2028-29 | 2029-30 | 2030-31 | 2031-32 | 2032-33 | 2033-34 | 2034-35 | 2035-36 | 2036-37 | 2037-38 | 2038-39 | 2039-40 | 2040-41 | 2041-42 | 2042-43 | 2043-44 | 2044-45 | 2045-46 | 2046-47 | 2047-48 | 2048-49 | 2049-50
VIC1 | Distributed PV | 4625.9464 | 5278.636 | 6471.0044 | 7236.9196 | 7738.8826 | 9191.8249 | 10225.7349 | 10624.6857 | 11820.4096 | 12929.4874 | 13141.6039 | 14642.6116 | 14980.5295 | 14712.544 | 16247.7815 | 16871.3039 | 16660.8016 | 17903.9156 | 19152.5625 | 18990.7 | 20398.3535 | 20446.1326 | 19804.5807 | 21634.5668 | 22255.9859 | 21724.0526 | 23287.6393 | 24845.666 | 24453.893
VIC1 | Behind the meter battery | 64.1513 | 142.7081 | 290.058 | 423.637 | 544.6591 | 655.3131 | 760.4044 | 821.4131 | 857.6105 | 913.3703 | 978.2116 | 1061.3213 | 1167.576 | 1248.0789 | 1323.3956 | 1318.7356 | 1316.7971 | 1306.9151 | 1296.8921 | 1276.0599 | 1263.9722 | 1254.5942 | 1250.9429 | 1231.7261 | 1216.4061 | 1178.0307 | 1145.7154 | 1108.9552 | 1071.1349
VIC1 | Behind the meter battery pump | 54.505 | 121.2 | 246.4106 | 359.7101 | 462.6791 | 556.8424 | 646.0038 | 698.1222 | 728.9272 | 775.6801 | 831.2917 | 901.6133 | 991.4131 | 1060.0773 | 1123.9891 | 1120.893 | 1118.5053 | 1110.0177 | 1100.9582 | 1084.4066 | 1074.25 | 1065.2465 | 1062.0039 | 1046.2498 | 1033.6442 | 1000.8075 | 972.5649 | 941.6774 | 909.6318
Region | Technology | 2021-22 | 2022-23 | 2023-24 | 2024-25 | 2025-26 | 2026-27 | 2027-28 | 2028-29 | 2029-30 | 2030-31 | 2031-32 | 2032-33 | 2033-34 | 2034-35 | 2035-36 | 2036-37 | 2037-38 | 2038-39 | 2039-40 | 2040-41 | 2041-42 | 2042-43 | 2043-44 | 2044-45 | 2045-46 | 2046-47 | 2047-48 | 2048-49 | 2049-50
SA1 | Distributed PV | 2692.7435 | 2897.9004 | 3182.7702 | 3309.9697 | 3368.0909 | 3710.5041 | 4044.5606 | 4067.9002 | 4454.7602 | 4703.283 | 4914.6932 | 5287.9656 | 5323.9848 | 5221.8838 | 5610.1847 | 5951.7602 | 5851.4936 | 6277.5462 | 6527.9801 | 6699.3114 | 7010.6424 | 6938.7639 | 6744.1877 | 7177.0323 | 7559.3789 | 7350.0719 | 7867.2373 | 8159.7488 | 8312.6824
SA1 | Behind the meter battery | 60.0755 | 85.7138 | 110.2885 | 135.3642 | 157.7643 | 172.3688 | 187.135 | 199.2315 | 212.5681 | 227.569 | 243.7671 | 264.9722 | 286.1771 | 303.0253 | 318.363 | 314.3848 | 309.9228 | 308.7105 | 306.6194 | 301.9723 | 299.9267 | 297.0823 | 296.3218 | 291.582 | 287.8832 | 277.9374 | 271.1392 | 261.9275 | 253.8857
SA1 | Behind the meter battery pump | 51.0203 | 72.7798 | 93.6692 | 115.0535 | 134.0095 | 146.4509 | 158.9589 | 169.2072 | 180.5211 | 193.3788 | 207.2022 | 225.1804 | 243.1372 | 257.429 | 270.5124 | 267.1466 | 263.4316 | 262.3804 | 260.4781 | 256.6052 | 254.8051 | 252.4468 | 251.7229 | 247.5583 | 244.5192 | 236.0174 | 230.3503 | 222.6299 | 215.4714
Region | Technology | 2021-22 | 2022-23 | 2023-24 | 2024-25 | 2025-26 | 2026-27 | 2027-28 | 2028-29 | 2029-30 | 2030-31 | 2031-32 | 2032-33 | 2033-34 | 2034-35 | 2035-36 | 2036-37 | 2037-38 | 2038-39 | 2039-40 | 2040-41 | 2041-42 | 2042-43 | 2043-44 | 2044-45 | 2045-46 | 2046-47 | 2047-48 | 2048-49 | 2049-50
TAS1 | Distributed PV | 249.518 | 275.65 | 311.9183 | 340.0256 | 353.4898 | 401.7562 | 430.9535 | 450.102 | 476.7142 | 507.6838 | 534.6319 | 592.7673 | 620.2412 | 612.0518 | 682.2029 | 706.6858 | 730.2014 | 758.1818 | 801.6118 | 821.2328 | 865.3466 | 889.3242 | 874.3789 | 958.3254 | 986.2739 | 983.4669 | 1015.3561 | 1069.7087 | 1079.9061
TAS1 | Behind the meter battery | 7.435 | 8.5848 | 9.9419 | 11.4309 | 13.1532 | 15.2757 | 17.8263 | 20.6052 | 23.1537 | 26.2038 | 29.3784 | 32.3985 | 35.5294 | 38.6125 | 41.5856 | 41.7823 | 42.2059 | 42.7438 | 43.3634 | 43.7097 | 44.0985 | 44.4697 | 44.9557 | 45.0564 | 45.2991 | 44.5992 | 44.0225 | 43.135 | 42.3665
TAS1 | Behind the meter battery pump | 6.3181 | 7.2927 | 8.4436 | 9.7108 | 11.169 | 12.9757 | 15.1484 | 17.5031 | 19.6717 | 22.2572 | 24.9571 | 27.5239 | 30.1681 | 32.7941 | 35.3246 | 35.4823 | 35.8546 | 36.2956 | 36.8521 | 37.131 | 37.4812 | 37.7842 | 38.1632 | 38.2645 | 38.4831 | 37.8876 | 37.4052 | 36.6414 | 35.9726

## Marinus_Capacity
Installed capacity by technology (MW) - Marinus Link, High DER Scenario
Capacity calculated on 1 July. In early study years some wind and solar projects enter later in the financial year and are therefore reflected in the following financial year's capacity.
Explicitly modelled generation
Region | Technology | 2021-22 | 2022-23 | 2023-24 | 2024-25 | 2025-26 | 2026-27 | 2027-28 | 2028-29 | 2029-30 | 2030-31 | 2031-32 | 2032-33 | 2033-34 | 2034-35 | 2035-36 | 2036-37 | 2037-38 | 2038-39 | 2039-40 | 2040-41 | 2041-42 | 2042-43 | 2043-44 | 2044-45 | 2045-46 | 2046-47 | 2047-48 | 2048-49 | 2049-50
NEM | Black Coal | 18366 | 17891 | 16416 | 13911.5414 | 11713.4679 | 11159.6485 | 10584.6172 | 9884.6172 | 8452.6354 | 8452.6354 | 8452.6354 | 7584.7834 | 7584.7834 | 7584.7834 | 7042.8568 | 6396 | 5246 | 5246 | 5246 | 5246 | 5246 | 3152 | 2787 | 2422 | 2057 | 1692 | 1692 | 1692 | 1692
NEM | Brown Coal | 4790 | 4790 | 4790 | 3757.011 | 3757.011 | 3529.8996 | 3529.8996 | 3529.8996 | 3344.3469 | 3340 | 3340 | 3340 | 3340 | 3340 | 3340 | 3340 | 3340 | 3340 | 3340 | 3340 | 3340 | 3340 | 3340 | 3340 | 3340 | 3340 | 2225 | 0 | 0
NEM | CCGT | 3054.9 | 3054.9 | 2874.9 | 2874.9 | 2874.9 | 2874.9 | 2874.9 | 2874.9 | 2874.9 | 2874.9 | 2874.9 | 2874.9 | 2874.9 | 2874.9 | 2874.9 | 2489.9 | 1960.9 | 1960.9 | 1817.5 | 1817.5 | 1817.5 | 1817.5 | 1377.5 | 1192.5 | 548 | 388 | 388 | 388 | 388
NEM | Gas - Steam | 1384 | 1384 | 1384 | 1384 | 1384 | 1384 | 1384 | 1384 | 1384 | 1384 | 1384 | 1384 | 1384 | 1384 | 584 | 584 | 584 | 584 | 84 | 84 | 84 | 84 | 84 | 84 | 84 | 0 | 0 | 0 | 0
NEM | OCGT / Diesel | 6863.14 | 6863.14 | 6863.14 | 6863.14 | 6863.14 | 6863.14 | 6863.14 | 6863.14 | 6863.14 | 6480.64 | 6480.64 | 6211.3 | 5749.3 | 5632.3 | 5502.3 | 5502.3 | 5502.3 | 5502.3 | 5556.4894 | 5436.4894 | 5550.5061 | 5456.5061 | 5511.9134 | 5575.0364 | 6055.7172 | 6877.9723 | 6293.9723 | 7895.632 | 7376.632
NEM | Hydro | 7365.3 | 7365.3 | 7365.3 | 7365.3 | 7365.3 | 7365.3 | 7615.3 | 7615.3 | 7615.3 | 7615.3 | 7615.3 | 7615.3 | 7615.3 | 7615.3 | 7615.3 | 7615.3 | 7528.9 | 7528.9 | 7528.9 | 7528.9 | 7528.9 | 7462.9 | 7462.9 | 7462.9 | 7462.9 | 7462.9 | 7462.9 | 7462.9 | 7462.9
NEM | Wind | 8952.838 | 11397.4522 | 12299.8139 | 13249.5754 | 14698.4512 | 15652.827 | 17076.6884 | 18488.2015 | 22093.2218 | 22118.3775 | 22259.8916 | 23297.1422 | 23585.2958 | 23846.2182 | 23990.2475 | 25091.4733 | 29707.0486 | 29798.0826 | 29691.4629 | 29150.4193 | 31860.7688 | 34141.9769 | 33851.3174 | 33167.243 | 32814.2199 | 34549.2386 | 37144.8698 | 39277.1673 | 39999.4743
NEM | Solar PV | 5599.971 | 6959.156 | 6959.156 | 6959.156 | 6959.156 | 6959.156 | 6959.156 | 7154.6537 | 10666.3525 | 10666.3525 | 10666.3525 | 10666.3525 | 10666.3525 | 10666.3525 | 10666.3525 | 10545.3525 | 10495.3527 | 10345.0527 | 10345.0527 | 10345.0527 | 10586.6724 | 14073.9812 | 13839.3563 | 13420.7363 | 13385.0501 | 17386.4051 | 17276.0053 | 18923.2051 | 18267.2761
NEM | Grid Battery | 260.33 | 600.33 | 600.33 | 600.33 | 600.33 | 600.33 | 600.33 | 600.33 | 600.33 | 570.33 | 570.33 | 570.33 | 515 | 490 | 490 | 490 | 490 | 490 | 490 | 470 | 450.005 | 150.005 | 150.005 | 296.726 | 309.4239 | 460.9671 | 460.9671 | 460.9671 | 460.9671
NEM | Pumped Hydro | 810 | 810 | 810 | 810 | 2850 | 2850 | 2850 | 2850 | 4850 | 4850 | 4850 | 4850 | 4850 | 4850 | 4850 | 4929.2564 | 5992.599 | 6065.6201 | 6146.3497 | 6146.353 | 6506.1038 | 7322.836 | 7322.836 | 7322.836 | 7322.836 | 8565.3682 | 8565.3682 | 8697.6843 | 8697.6843
NEM | VPP | 86.531 | 212.478 | 422.08 | 710.881 | 1092.059 | 1530.314 | 2056.202 | 2653.451 | 3326.256 | 3835.365 | 4409.5619 | 5038.919 | 5723.194 | 6362.1371 | 7028.8681 | 7398.273 | 7780.5079 | 8173.1059 | 8577.282 | 8995.4019 | 9423.6349 | 9861.3991 | 10313.4462 | 10780.4292 | 11257.7039 | 11749.3789 | 12256.2899 | 12769.8249 | 13296.025
Total excluding storage |  | 56376.149 | 59704.9482 | 58952.3099 | 56364.6238 | 55615.4261 | 55788.871 | 56887.7011 | 57794.712 | 63293.8965 | 62932.2053 | 63073.7194 | 62973.778 | 62799.9317 | 62943.854 | 61615.9568 | 61564.3257 | 64364.5013 | 64305.2353 | 63609.405 | 62948.3614 | 66014.3473 | 69528.8641 | 68253.9872 | 66664.4158 | 65746.8872 | 71696.516 | 72482.7474 | 75638.9044 | 75186.2824
Region | Technology | 2021-22 | 2022-23 | 2023-24 | 2024-25 | 2025-26 | 2026-27 | 2027-28 | 2028-29 | 2029-30 | 2030-31 | 2031-32 | 2032-33 | 2033-34 | 2034-35 | 2035-36 | 2036-37 | 2037-38 | 2038-39 | 2039-40 | 2040-41 | 2041-42 | 2042-43 | 2043-44 | 2044-45 | 2045-46 | 2046-47 | 2047-48 | 2048-49 | 2049-50
NSW1 | Black Coal | 10240 | 9765 | 8290 | 7465.5415 | 5267.468 | 4766.7916 | 4191.7603 | 4191.7603 | 2759.7785 | 2759.7785 | 2759.7785 | 1891.9265 | 1891.9265 | 1891.9265 | 1350 | 1350 | 1350 | 1350 | 1350 | 1350 | 1350 | 0 | 0 | 0 | 0 | 0 | 0 | 0 | 0
NSW1 | Brown Coal | 0 | 0 | 0 | 0 | 0 | 0 | 0 | 0 | 0 | 0 | 0 | 0 | 0 | 0 | 0 | 0 | 0 | 0 | 0 | 0 | 0 | 0 | 0 | 0 | 0 | 0 | 0 | 0 | 0
NSW1 | CCGT | 625 | 625 | 625 | 625 | 625 | 625 | 625 | 625 | 625 | 625 | 625 | 625 | 625 | 625 | 625 | 625 | 625 | 625 | 625 | 625 | 625 | 625 | 185 | 0 | 0 | 0 | 0 | 0 | 0
NSW1 | Gas - Steam | 0 | 0 | 0 | 0 | 0 | 0 | 0 | 0 | 0 | 0 | 0 | 0 | 0 | 0 | 0 | 0 | 0 | 0 | 0 | 0 | 0 | 0 | 0 | 0 | 0 | 0 | 0 | 0 | 0
NSW1 | OCGT / Diesel | 1438 | 1438 | 1438 | 1438 | 1438 | 1438 | 1438 | 1438 | 1438 | 1438 | 1438 | 1438 | 1438 | 1438 | 1388 | 1388 | 1388 | 1388 | 1568.4675 | 1568.4675 | 1682.4843 | 1682.4843 | 1737.8916 | 1980.5648 | 1980.5648 | 1980.5648 | 1980.5648 | 3066.496 | 3066.496
NSW1 | Hydro | 2585 | 2585 | 2585 | 2585 | 2585 | 2585 | 2585 | 2585 | 2585 | 2585 | 2585 | 2585 | 2585 | 2585 | 2585 | 2585 | 2585 | 2585 | 2585 | 2585 | 2585 | 2585 | 2585 | 2585 | 2585 | 2585 | 2585 | 2585 | 2585
NSW1 | Wind | 2220.73 | 2981.1842 | 3741.8901 | 4502.4474 | 5288.4129 | 6105.6333 | 6922.8538 | 7560.7295 | 10467.2828 | 10467.2828 | 10467.2828 | 10467.2828 | 10467.2828 | 10467.2828 | 10467.2828 | 10420.7828 | 10250.7828 | 10048.3028 | 10048.3028 | 9687.8028 | 11887.9593 | 12224.5003 | 11929.5203 | 11929.5203 | 11929.5203 | 11702.7203 | 12288.1189 | 12620.0076 | 12506.8176
NSW1 | Solar PV | 2130.363 | 2600.363 | 2600.363 | 2600.363 | 2600.363 | 2600.363 | 2600.363 | 2795.8607 | 6307.5595 | 6307.5595 | 6307.5595 | 6307.5595 | 6307.5595 | 6307.5595 | 6307.5595 | 6307.5595 | 6307.5595 | 6157.2595 | 6157.2595 | 6157.2595 | 6157.2595 | 7758.0382 | 7685.0382 | 7685.0382 | 7685.0382 | 9726.3911 | 9726.3911 | 9676.3911 | 9646.3146
NSW1 | Grid Battery | 0 | 0 | 0 | 0 | 0 | 0 | 0 | 0 | 0 | 0 | 0 | 0 | 0 | 0 | 0 | 0 | 0 | 0 | 0 | 0 | 0 | 0 | 0 | 0 | 0 | 0 | 0 | 0 | 0
NSW1 | Pumped Hydro | 240 | 240 | 240 | 240 | 2280 | 2280 | 2280 | 2280 | 4280 | 4280 | 4280 | 4280 | 4280 | 4280 | 4280 | 4280 | 4280 | 4280 | 4280 | 4280.0033 | 4280 | 4280 | 4280 | 4280 | 4280 | 4280 | 4280 | 4280 | 4280
NSW1 | VPP | 30.447 | 71.711 | 130.27 | 212.052 | 324.245 | 448.498 | 597.436 | 773.879 | 981.449 | 1142.61 | 1324.166 | 1522.2761 | 1738.338 | 1943.716 | 2158.8 | 2279.379 | 2405.052 | 2533.8019 | 2666.9821 | 2804.5979 | 2945.117 | 3088.977 | 3237.89 | 3391.4571 | 3548.962 | 3710.4659 | 3876.96 | 4046.0709 | 4218.4269
Total excluding storage |  | 19239.093 | 19994.5472 | 19280.2531 | 19216.3519 | 17804.2438 | 18120.7879 | 18362.9771 | 19196.3506 | 24182.6209 | 24182.6209 | 24182.6209 | 23314.7689 | 23314.7689 | 23314.7689 | 22722.8423 | 22676.3423 | 22506.3423 | 22153.5623 | 22334.0299 | 21973.5299 | 24287.7031 | 24875.0228 | 24122.4501 | 24180.1233 | 24180.1233 | 25994.6762 | 26580.0748 | 27947.8947 | 27804.6282
Region | Technology | 2021-22 | 2022-23 | 2023-24 | 2024-25 | 2025-26 | 2026-27 | 2027-28 | 2028-29 | 2029-30 | 2030-31 | 2031-32 | 2032-33 | 2033-34 | 2034-35 | 2035-36 | 2036-37 | 2037-38 | 2038-39 | 2039-40 | 2040-41 | 2041-42 | 2042-43 | 2043-44 | 2044-45 | 2045-46 | 2046-47 | 2047-48 | 2048-49 | 2049-50
QLD1 | Black Coal | 8126 | 8126 | 8126 | 6445.9999 | 6445.9999 | 6392.8568 | 6392.8568 | 5692.8568 | 5692.8568 | 5692.8568 | 5692.8568 | 5692.8568 | 5692.8568 | 5692.8568 | 5692.8568 | 5046 | 3896 | 3896 | 3896 | 3896 | 3896 | 3152 | 2787 | 2422 | 2057 | 1692 | 1692 | 1692 | 1692
QLD1 | Brown Coal | 0 | 0 | 0 | 0 | 0 | 0 | 0 | 0 | 0 | 0 | 0 | 0 | 0 | 0 | 0 | 0 | 0 | 0 | 0 | 0 | 0 | 0 | 0 | 0 | 0 | 0 | 0 | 0 | 0
QLD1 | CCGT | 1512.9 | 1512.9 | 1512.9 | 1512.9 | 1512.9 | 1512.9 | 1512.9 | 1512.9 | 1512.9 | 1512.9 | 1512.9 | 1512.9 | 1512.9 | 1512.9 | 1512.9 | 1127.9 | 1127.9 | 1127.9 | 984.5 | 984.5 | 984.5 | 984.5 | 984.5 | 984.5 | 340 | 180 | 180 | 180 | 180
QLD1 | Gas - Steam | 84 | 84 | 84 | 84 | 84 | 84 | 84 | 84 | 84 | 84 | 84 | 84 | 84 | 84 | 84 | 84 | 84 | 84 | 84 | 84 | 84 | 84 | 84 | 84 | 84 | 0 | 0 | 0 | 0
QLD1 | OCGT / Diesel | 1910 | 1910 | 1910 | 1910 | 1910 | 1910 | 1910 | 1910 | 1910 | 1910 | 1910 | 1910 | 1618 | 1501 | 1501 | 1501 | 1501 | 1501 | 1814.7219 | 1814.7219 | 1814.7219 | 1814.7219 | 1814.7219 | 1682.7219 | 2163.4026 | 2985.6577 | 2985.6577 | 3281.2073 | 2762.2073
QLD1 | Hydro | 152.4 | 152.4 | 152.4 | 152.4 | 152.4 | 152.4 | 152.4 | 152.4 | 152.4 | 152.4 | 152.4 | 152.4 | 152.4 | 152.4 | 152.4 | 152.4 | 66 | 66 | 66 | 66 | 66 | 0 | 0 | 0 | 0 | 0 | 0 | 0 | 0
QLD1 | Wind | 676.608 | 1176.608 | 1176.608 | 1224.2782 | 1750.0331 | 1750.0331 | 2252.5183 | 2889.0003 | 3541.0618 | 3541.0618 | 3541.0618 | 3541.0618 | 3563.8215 | 3687.5884 | 3687.5884 | 4533.4036 | 6884.6009 | 6884.6009 | 6884.6009 | 6884.6009 | 7394.794 | 8879.2975 | 8698.7795 | 8475.1051 | 8782.4894 | 9661.2839 | 9661.2839 | 9661.2839 | 11224.4709
QLD1 | Solar PV | 2017.635 | 2827.62 | 2827.62 | 2827.62 | 2827.62 | 2827.62 | 2827.62 | 2827.62 | 2827.62 | 2827.62 | 2827.62 | 2827.62 | 2827.62 | 2827.62 | 2827.62 | 2706.62 | 2656.6202 | 2656.6202 | 2656.6202 | 2656.6202 | 2898.2399 | 4784.77 | 4617.77 | 4416.67 | 4352.462 | 6312.4641 | 6202.0641 | 5671.1641 | 5221.9371
QLD1 | Grid Battery | 0 | 20 | 20 | 20 | 20 | 20 | 20 | 20 | 20 | 20 | 20 | 20 | 20 | 20 | 20 | 20 | 20 | 20 | 20 | 0 | 0.0050479 | 0.005048 | 0.005048 | 76.319 | 76.319 | 227.8622 | 227.8622 | 227.8622 | 227.8622
QLD1 | Pumped Hydro | 570 | 570 | 570 | 570 | 570 | 570 | 570 | 570 | 570 | 570 | 570 | 570 | 570 | 570 | 570 | 570 | 1477.1535 | 1477.1535 | 1477.1535 | 1477.1535 | 1610.7356 | 2427.4678 | 2427.4678 | 2427.4678 | 2427.4678 | 3670 | 3670 | 3670 | 3670
QLD1 | VPP | 17.092 | 49.567 | 96.139 | 162.616 | 256.35 | 359.913 | 485.039 | 636.85 | 815.002 | 952.311 | 1107.868 | 1278.662 | 1465.361 | 1636.076 | 1814.326 | 1909.678 | 2008.65 | 2110.638 | 2215.489 | 2324.452 | 2436.362 | 2550.2279 | 2667.885 | 2790.022 | 2914.5139 | 3043.485 | 3176.687 | 3311.313 | 3449.842
Total excluding storage |  | 14479.543 | 15789.528 | 15789.528 | 14157.1982 | 14682.953 | 14629.8099 | 15132.2951 | 15068.7771 | 15720.8386 | 15720.8386 | 15720.8386 | 15720.8386 | 15451.5983 | 15458.3652 | 15458.3652 | 15151.3235 | 16216.1211 | 16216.1211 | 16386.4429 | 16386.443 | 17138.2558 | 19699.2893 | 18986.7713 | 18064.9969 | 17779.354 | 20831.4057 | 20721.0056 | 20485.6553 | 21080.6153
Region | Technology | 2021-22 | 2022-23 | 2023-24 | 2024-25 | 2025-26 | 2026-27 | 2027-28 | 2028-29 | 2029-30 | 2030-31 | 2031-32 | 2032-33 | 2033-34 | 2034-35 | 2035-36 | 2036-37 | 2037-38 | 2038-39 | 2039-40 | 2040-41 | 2041-42 | 2042-43 | 2043-44 | 2044-45 | 2045-46 | 2046-47 | 2047-48 | 2048-49 | 2049-50
VIC1 | Black Coal | 0 | 0 | 0 | 0 | 0 | 0 | 0 | 0 | 0 | 0 | 0 | 0 | 0 | 0 | 0 | 0 | 0 | 0 | 0 | 0 | 0 | 0 | 0 | 0 | 0 | 0 | 0 | 0 | 0
VIC1 | Brown Coal | 4790 | 4790 | 4790 | 3757.011 | 3757.011 | 3529.8996 | 3529.8996 | 3529.8996 | 3344.3469 | 3340 | 3340 | 3340 | 3340 | 3340 | 3340 | 3340 | 3340 | 3340 | 3340 | 3340 | 3340 | 3340 | 3340 | 3340 | 3340 | 3340 | 2225 | 0 | 0
VIC1 | CCGT | 0 | 0 | 0 | 0 | 0 | 0 | 0 | 0 | 0 | 0 | 0 | 0 | 0 | 0 | 0 | 0 | 0 | 0 | 0 | 0 | 0 | 0 | 0 | 0 | 0 | 0 | 0 | 0 | 0
VIC1 | Gas - Steam | 500 | 500 | 500 | 500 | 500 | 500 | 500 | 500 | 500 | 500 | 500 | 500 | 500 | 500 | 500 | 500 | 500 | 500 | 0 | 0 | 0 | 0 | 0 | 0 | 0 | 0 | 0 | 0 | 0
VIC1 | OCGT / Diesel | 1900 | 1900 | 1900 | 1900 | 1900 | 1900 | 1900 | 1900 | 1900 | 1900 | 1900 | 1900 | 1730 | 1730 | 1730 | 1730 | 1730 | 1730 | 1290 | 1290 | 1290 | 1196 | 1196 | 1196 | 1196 | 1196 | 612 | 612 | 612
VIC1 | Hydro | 2219 | 2219 | 2219 | 2219 | 2219 | 2219 | 2219 | 2219 | 2219 | 2219 | 2219 | 2219 | 2219 | 2219 | 2219 | 2219 | 2219 | 2219 | 2219 | 2219 | 2219 | 2219 | 2219 | 2219 | 2219 | 2219 | 2219 | 2219 | 2219
VIC1 | Wind | 3434.44 | 4322.2 | 4322.2 | 4322.2 | 4322.2 | 4322.2 | 4322.2 | 4322.2 | 4322.2 | 4322.2 | 4322.2 | 4595.2092 | 4822.1476 | 4822.1476 | 4822.1476 | 4969.7 | 6266.9228 | 6108.37 | 5916.37 | 5628.07 | 5628.07 | 6088.2336 | 6486.9322 | 6174.9322 | 5720.4902 | 6754.6561 | 8702.1231 | 10051.79 | 9324.1
VIC1 | Solar PV | 1098.973 | 1098.973 | 1098.973 | 1098.973 | 1098.973 | 1098.973 | 1098.973 | 1098.973 | 1098.973 | 1098.973 | 1098.973 | 1098.973 | 1098.973 | 1098.973 | 1098.973 | 1098.973 | 1098.973 | 1098.973 | 1098.973 | 1098.973 | 1098.973 | 1098.973 | 1098.973 | 991.453 | 960.35 | 960.35 | 960.3501 | 3188.45 | 2791
VIC1 | Grid Battery | 55.33 | 375.33 | 375.33 | 375.33 | 375.33 | 375.33 | 375.33 | 375.33 | 375.33 | 375.33 | 375.33 | 375.33 | 320 | 320 | 320 | 320 | 320 | 320 | 320 | 320 | 300 | 0 | 0 | 0 | 0 | 0 | 0 | 0 | 0
VIC1 | Pumped Hydro | 0 | 0 | 0 | 0 | 0 | 0 | 0 | 0 | 0 | 0 | 0 | 0 | 0 | 0 | 0 | 0 | 0 | 0 | 0 | 0 | 0 | 0 | 0 | 0 | 0 | 0 | 0 | 122.4092 | 122.4092
VIC1 | VPP | 19.399 | 55.108 | 137.094 | 247.137 | 385.648 | 555.84 | 760.004 | 973.496 | 1197.186 | 1363.053 | 1550.223 | 1756.093 | 1978.399 | 2185.647 | 2401.2231 | 2521.425 | 2644.546 | 2771.077 | 2900.618 | 3034.5971 | 3171.9039 | 3312.6921 | 3457.7071 | 3607.5651 | 3760.185 | 3917.7499 | 4079.9079 | 4243.998 | 4412.4559
Total excluding storage |  | 13942.413 | 14830.173 | 14830.173 | 13797.184 | 13797.184 | 13570.0725 | 13570.0725 | 13570.0725 | 13384.5199 | 13380.173 | 13380.173 | 13653.1822 | 13710.1206 | 13710.1206 | 13710.1206 | 13857.673 | 15154.8958 | 14996.343 | 13864.343 | 13576.043 | 13576.043 | 13942.2066 | 14340.9052 | 13921.3852 | 13435.8402 | 14470.0061 | 14718.4732 | 16071.24 | 14946.1
Region | Technology | 2021-22 | 2022-23 | 2023-24 | 2024-25 | 2025-26 | 2026-27 | 2027-28 | 2028-29 | 2029-30 | 2030-31 | 2031-32 | 2032-33 | 2033-34 | 2034-35 | 2035-36 | 2036-37 | 2037-38 | 2038-39 | 2039-40 | 2040-41 | 2041-42 | 2042-43 | 2043-44 | 2044-45 | 2045-46 | 2046-47 | 2047-48 | 2048-49 | 2049-50
SA1 | Black Coal | 0 | 0 | 0 | 0 | 0 | 0 | 0 | 0 | 0 | 0 | 0 | 0 | 0 | 0 | 0 | 0 | 0 | 0 | 0 | 0 | 0 | 0 | 0 | 0 | 0 | 0 | 0 | 0 | 0
SA1 | Brown Coal | 0 | 0 | 0 | 0 | 0 | 0 | 0 | 0 | 0 | 0 | 0 | 0 | 0 | 0 | 0 | 0 | 0 | 0 | 0 | 0 | 0 | 0 | 0 | 0 | 0 | 0 | 0 | 0 | 0
SA1 | CCGT | 709 | 709 | 529 | 529 | 529 | 529 | 529 | 529 | 529 | 529 | 529 | 529 | 529 | 529 | 529 | 529 | 0 | 0 | 0 | 0 | 0 | 0 | 0 | 0 | 0 | 0 | 0 | 0 | 0
SA1 | Gas - Steam | 800 | 800 | 800 | 800 | 800 | 800 | 800 | 800 | 800 | 800 | 800 | 800 | 800 | 800 | 0 | 0 | 0 | 0 | 0 | 0 | 0 | 0 | 0 | 0 | 0 | 0 | 0 | 0 | 0
SA1 | OCGT / Diesel | 1437.14 | 1437.14 | 1437.14 | 1437.14 | 1437.14 | 1437.14 | 1437.14 | 1437.14 | 1437.14 | 1054.64 | 1054.64 | 785.3 | 785.3 | 785.3 | 705.3 | 705.3 | 705.3 | 705.3 | 705.3 | 705.3 | 705.3 | 705.3 | 705.3 | 657.7498 | 657.7498 | 657.7498 | 657.7498 | 877.9287 | 877.9287
SA1 | Hydro | 0 | 0 | 0 | 0 | 0 | 0 | 0 | 0 | 0 | 0 | 0 | 0 | 0 | 0 | 0 | 0 | 0 | 0 | 0 | 0 | 0 | 0 | 0 | 0 | 0 | 0 | 0 | 0 | 0
SA1 | Wind | 2053.31 | 2349.71 | 2349.71 | 2349.71 | 2349.71 | 2349.71 | 2316.71 | 2316.71 | 2225.96 | 2113.96 | 2113.96 | 2738.1835 | 2639.4835 | 2639.4835 | 2646.3574 | 2663.5599 | 3663.5597 | 3978.471 | 3922.8598 | 3883.8598 | 3883.8598 | 3883.8598 | 3669.9998 | 3669.9998 | 3464.0343 | 3512.8927 | 3575.6584 | 4026.4002 | 4026.4002
SA1 | Solar PV | 353 | 432.2 | 432.2 | 432.2 | 432.2 | 432.2 | 432.2 | 432.2 | 432.2 | 432.2 | 432.2 | 432.2 | 432.2 | 432.2 | 432.2 | 432.2 | 432.2 | 432.2 | 432.2 | 432.2 | 432.2 | 432.2 | 437.5751 | 327.5751 | 387.1999 | 387.1999 | 387.1999 | 387.1999 | 608.0245
SA1 | Grid Battery | 205 | 205 | 205 | 205 | 205 | 205 | 205 | 205 | 205 | 175 | 175 | 175 | 175 | 150 | 150 | 150 | 150 | 150 | 150 | 150 | 150 | 150 | 150 | 220.407 | 233.1049 | 233.1049 | 233.1049 | 233.1049 | 233.1049
SA1 | Pumped Hydro | 0 | 0 | 0 | 0 | 0 | 0 | 0 | 0 | 0 | 0 | 0 | 0 | 0 | 0 | 0 | 0 | 0 | 0 | 0 | 0 | 0 | 0 | 0 | 0 | 0 | 0 | 0 | 0 | 0
SA1 | VPP | 17.419 | 32.817 | 53.826 | 82.384 | 116.594 | 153.426 | 196.665 | 246.475 | 303.104 | 342.113 | 385.789 | 433.601 | 485.451 | 533.213 | 582.89 | 611.322 | 640.787 | 670.973 | 702.27 | 734.354 | 767.247 | 800.749 | 835.277 | 870.592 | 906.987 | 944.194 | 982.674 | 1021.681 | 1061.697
Total excluding storage |  | 5352.45 | 5728.05 | 5548.05 | 5548.05 | 5548.05 | 5548.05 | 5515.05 | 5515.05 | 5424.3 | 4929.8 | 4929.8 | 5284.6834 | 5185.9835 | 5185.9835 | 4312.8574 | 4330.0599 | 4801.0597 | 5115.971 | 5060.3598 | 5021.3598 | 5021.3598 | 5021.3598 | 4812.8749 | 4655.3247 | 4508.984 | 4557.8424 | 4620.6081 | 5291.5288 | 5512.3533
Region | Technology | 2021-22 | 2022-23 | 2023-24 | 2024-25 | 2025-26 | 2026-27 | 2027-28 | 2028-29 | 2029-30 | 2030-31 | 2031-32 | 2032-33 | 2033-34 | 2034-35 | 2035-36 | 2036-37 | 2037-38 | 2038-39 | 2039-40 | 2040-41 | 2041-42 | 2042-43 | 2043-44 | 2044-45 | 2045-46 | 2046-47 | 2047-48 | 2048-49 | 2049-50
TAS1 | Black Coal | 0 | 0 | 0 | 0 | 0 | 0 | 0 | 0 | 0 | 0 | 0 | 0 | 0 | 0 | 0 | 0 | 0 | 0 | 0 | 0 | 0 | 0 | 0 | 0 | 0 | 0 | 0 | 0 | 0
TAS1 | Brown Coal | 0 | 0 | 0 | 0 | 0 | 0 | 0 | 0 | 0 | 0 | 0 | 0 | 0 | 0 | 0 | 0 | 0 | 0 | 0 | 0 | 0 | 0 | 0 | 0 | 0 | 0 | 0 | 0 | 0
TAS1 | CCGT | 208 | 208 | 208 | 208 | 208 | 208 | 208 | 208 | 208 | 208 | 208 | 208 | 208 | 208 | 208 | 208 | 208 | 208 | 208 | 208 | 208 | 208 | 208 | 208 | 208 | 208 | 208 | 208 | 208
TAS1 | Gas - Steam | 0 | 0 | 0 | 0 | 0 | 0 | 0 | 0 | 0 | 0 | 0 | 0 | 0 | 0 | 0 | 0 | 0 | 0 | 0 | 0 | 0 | 0 | 0 | 0 | 0 | 0 | 0 | 0 | 0
TAS1 | OCGT / Diesel | 178 | 178 | 178 | 178 | 178 | 178 | 178 | 178 | 178 | 178 | 178 | 178 | 178 | 178 | 178 | 178 | 178 | 178 | 178 | 58 | 58 | 58 | 58 | 58 | 58 | 58 | 58 | 58 | 58
TAS1 | Hydro | 2408.9 | 2408.9 | 2408.9 | 2408.9 | 2408.9 | 2408.9 | 2658.9 | 2658.9 | 2658.9 | 2658.9 | 2658.9 | 2658.9 | 2658.9 | 2658.9 | 2658.9 | 2658.9 | 2658.9 | 2658.9 | 2658.9 | 2658.9 | 2658.9 | 2658.9 | 2658.9 | 2658.9 | 2658.9 | 2658.9 | 2658.9 | 2658.9 | 2658.9
TAS1 | Wind | 567.75 | 567.75 | 709.4058 | 850.9398 | 988.0952 | 1125.2507 | 1262.4063 | 1399.5617 | 1536.7172 | 1673.8728 | 1815.3869 | 1955.4049 | 2092.5605 | 2229.7159 | 2366.8713 | 2504.027 | 2641.1825 | 2778.3378 | 2919.3293 | 3066.0857 | 3066.0857 | 3066.0857 | 3066.0857 | 2917.6857 | 2917.6857 | 2917.6857 | 2917.6857 | 2917.6857 | 2917.6857
TAS1 | Solar PV | 0 | 0 | 0 | 0 | 0 | 0 | 0 | 0 | 0 | 0 | 0 | 0 | 0 | 0 | 0 | 0 | 0 | 0 | 0 | 0 | 0 | 0 | 0 | 0 | 0 | 0 | 0 | 0 | 0
TAS1 | Grid Battery | 0 | 0 | 0 | 0 | 0 | 0 | 0 | 0 | 0 | 0 | 0 | 0 | 0 | 0 | 0 | 0 | 0 | 0 | 0 | 0 | 0 | 0 | 0 | 0 | 0 | 0 | 0 | 0 | 0
TAS1 | Pumped Hydro | 0 | 0 | 0 | 0 | 0 | 0 | 0 | 0 | 0 | 0 | 0 | 0 | 0 | 0 | 0 | 79.2564 | 235.4455 | 308.4666 | 389.1962 | 389.1962 | 615.3682 | 615.3682 | 615.3682 | 615.3682 | 615.3682 | 615.3682 | 615.3682 | 625.2751 | 625.2751
TAS1 | VPP | 2.174 | 3.275 | 4.751 | 6.692 | 9.222 | 12.637 | 17.058 | 22.751 | 29.515 | 35.278 | 41.516 | 48.287 | 55.645 | 63.485 | 71.629 | 76.469 | 81.473 | 86.616 | 91.923 | 97.401 | 103.005 | 108.753 | 114.687 | 120.793 | 127.056 | 133.484 | 140.061 | 146.762 | 153.603
Total excluding storage |  | 3362.65 | 3362.65 | 3504.3058 | 3645.8398 | 3782.9952 | 3920.1507 | 4307.3063 | 4444.4617 | 4581.6172 | 4718.7728 | 4860.2869 | 5000.3049 | 5137.4605 | 5274.6159 | 5411.7713 | 5548.927 | 5686.0825 | 5823.2378 | 5964.2293 | 5990.9857 | 5990.9857 | 5990.9857 | 5990.9857 | 5842.5857 | 5842.5857 | 5842.5857 | 5842.5857 | 5842.5857 | 5842.5857
Explicitly modelled pumping
Region | Technology | 2021-22 | 2022-23 | 2023-24 | 2024-25 | 2025-26 | 2026-27 | 2027-28 | 2028-29 | 2029-30 | 2030-31 | 2031-32 | 2032-33 | 2033-34 | 2034-35 | 2035-36 | 2036-37 | 2037-38 | 2038-39 | 2039-40 | 2040-41 | 2041-42 | 2042-43 | 2043-44 | 2044-45 | 2045-46 | 2046-47 | 2047-48 | 2048-49 | 2049-50
NEM | Grid Battery pump | 260.33 | 600.33 | 600.33 | 600.33 | 600.33 | 600.33 | 600.33 | 600.33 | 600.33 | 570.33 | 570.33 | 570.33 | 515 | 490 | 490 | 490 | 490 | 490 | 490 | 470 | 450.005 | 150.005 | 150.005 | 296.726 | 309.4239 | 460.9671 | 460.9671 | 460.9671 | 460.9671
NEM | Pumped Hydro Pump | 1330 | 1330 | 1330 | 1330 | 3370 | 3370 | 3370 | 3370 | 5370 | 5370 | 5370 | 5370 | 5370 | 5370 | 5370 | 5449.2564 | 6512.599 | 6585.6201 | 6666.3497 | 6666.353 | 7026.1038 | 7842.836 | 7842.836 | 7842.836 | 7842.836 | 9085.3682 | 9085.3682 | 9217.6843 | 9217.6843
NEM | VPP pump | 86.531 | 212.478 | 422.08 | 710.881 | 1092.059 | 1530.314 | 2056.202 | 2653.451 | 3326.256 | 3835.365 | 4409.5619 | 5038.919 | 5723.194 | 6362.1371 | 7028.8681 | 7398.273 | 7780.5079 | 8173.1059 | 8577.282 | 8995.4019 | 9423.6349 | 9861.3991 | 10313.4462 | 10780.4292 | 11257.7039 | 11749.3789 | 12256.2899 | 12769.8249 | 13296.025
Region | Technology | 2021-22 | 2022-23 | 2023-24 | 2024-25 | 2025-26 | 2026-27 | 2027-28 | 2028-29 | 2029-30 | 2030-31 | 2031-32 | 2032-33 | 2033-34 | 2034-35 | 2035-36 | 2036-37 | 2037-38 | 2038-39 | 2039-40 | 2040-41 | 2041-42 | 2042-43 | 2043-44 | 2044-45 | 2045-46 | 2046-47 | 2047-48 | 2048-49 | 2049-50
NSW1 | Grid Battery pump | 0 | 0 | 0 | 0 | 0 | 0 | 0 | 0 | 0 | 0 | 0 | 0 | 0 | 0 | 0 | 0 | 0 | 0 | 0 | 0 | 0 | 0 | 0 | 0 | 0 | 0 | 0 | 0 | 0
NSW1 | Pumped Hydro Pump | 840 | 840 | 840 | 840 | 2880 | 2880 | 2880 | 2880 | 4880 | 4880 | 4880 | 4880 | 4880 | 4880 | 4880 | 4880 | 4880 | 4880 | 4880 | 4880.0033 | 4880 | 4880 | 4880 | 4880 | 4880 | 4880 | 4880 | 4880 | 4880
NSW1 | VPP pump | 30.447 | 71.711 | 130.27 | 212.052 | 324.245 | 448.498 | 597.436 | 773.879 | 981.449 | 1142.61 | 1324.166 | 1522.2761 | 1738.338 | 1943.716 | 2158.8 | 2279.379 | 2405.052 | 2533.8019 | 2666.9821 | 2804.5979 | 2945.117 | 3088.977 | 3237.89 | 3391.4571 | 3548.962 | 3710.4659 | 3876.96 | 4046.0709 | 4218.4269
Region | Technology | 2021-22 | 2022-23 | 2023-24 | 2024-25 | 2025-26 | 2026-27 | 2027-28 | 2028-29 | 2029-30 | 2030-31 | 2031-32 | 2032-33 | 2033-34 | 2034-35 | 2035-36 | 2036-37 | 2037-38 | 2038-39 | 2039-40 | 2040-41 | 2041-42 | 2042-43 | 2043-44 | 2044-45 | 2045-46 | 2046-47 | 2047-48 | 2048-49 | 2049-50
QLD1 | Grid Battery pump | 0 | 20 | 20 | 20 | 20 | 20 | 20 | 20 | 20 | 20 | 20 | 20 | 20 | 20 | 20 | 20 | 20 | 20 | 20 | 0 | 0.0050479 | 0.005048 | 0.005048 | 76.319 | 76.319 | 227.8622 | 227.8622 | 227.8622 | 227.8622
QLD1 | Pumped Hydro Pump | 490 | 490 | 490 | 490 | 490 | 490 | 490 | 490 | 490 | 490 | 490 | 490 | 490 | 490 | 490 | 490 | 1397.1535 | 1397.1535 | 1397.1535 | 1397.1535 | 1530.7356 | 2347.4678 | 2347.4678 | 2347.4678 | 2347.4678 | 3590 | 3590 | 3590 | 3590
QLD1 | VPP pump | 17.092 | 49.567 | 96.139 | 162.616 | 256.35 | 359.913 | 485.039 | 636.85 | 815.002 | 952.311 | 1107.868 | 1278.662 | 1465.361 | 1636.076 | 1814.326 | 1909.678 | 2008.65 | 2110.638 | 2215.489 | 2324.452 | 2436.362 | 2550.2279 | 2667.885 | 2790.022 | 2914.5139 | 3043.485 | 3176.687 | 3311.313 | 3449.842
Region | Technology | 2021-22 | 2022-23 | 2023-24 | 2024-25 | 2025-26 | 2026-27 | 2027-28 | 2028-29 | 2029-30 | 2030-31 | 2031-32 | 2032-33 | 2033-34 | 2034-35 | 2035-36 | 2036-37 | 2037-38 | 2038-39 | 2039-40 | 2040-41 | 2041-42 | 2042-43 | 2043-44 | 2044-45 | 2045-46 | 2046-47 | 2047-48 | 2048-49 | 2049-50
VIC1 | Grid Battery pump | 55.33 | 375.33 | 375.33 | 375.33 | 375.33 | 375.33 | 375.33 | 375.33 | 375.33 | 375.33 | 375.33 | 375.33 | 320 | 320 | 320 | 320 | 320 | 320 | 320 | 320 | 300 | 0 | 0 | 0 | 0 | 0 | 0 | 0 | 0
VIC1 | Pumped Hydro Pump | 0 | 0 | 0 | 0 | 0 | 0 | 0 | 0 | 0 | 0 | 0 | 0 | 0 | 0 | 0 | 0 | 0 | 0 | 0 | 0 | 0 | 0 | 0 | 0 | 0 | 0 | 0 | 122.4092 | 122.4092
VIC1 | VPP pump | 19.399 | 55.108 | 137.094 | 247.137 | 385.648 | 555.84 | 760.004 | 973.496 | 1197.186 | 1363.053 | 1550.223 | 1756.093 | 1978.399 | 2185.647 | 2401.2231 | 2521.425 | 2644.546 | 2771.077 | 2900.618 | 3034.5971 | 3171.9039 | 3312.6921 | 3457.7071 | 3607.5651 | 3760.185 | 3917.7499 | 4079.9079 | 4243.998 | 4412.4559
Region | Technology | 2021-22 | 2022-23 | 2023-24 | 2024-25 | 2025-26 | 2026-27 | 2027-28 | 2028-29 | 2029-30 | 2030-31 | 2031-32 | 2032-33 | 2033-34 | 2034-35 | 2035-36 | 2036-37 | 2037-38 | 2038-39 | 2039-40 | 2040-41 | 2041-42 | 2042-43 | 2043-44 | 2044-45 | 2045-46 | 2046-47 | 2047-48 | 2048-49 | 2049-50
SA1 | Grid Battery pump | 205 | 205 | 205 | 205 | 205 | 205 | 205 | 205 | 205 | 175 | 175 | 175 | 175 | 150 | 150 | 150 | 150 | 150 | 150 | 150 | 150 | 150 | 150 | 220.407 | 233.1049 | 233.1049 | 233.1049 | 233.1049 | 233.1049
SA1 | Pumped Hydro Pump | 0 | 0 | 0 | 0 | 0 | 0 | 0 | 0 | 0 | 0 | 0 | 0 | 0 | 0 | 0 | 0 | 0 | 0 | 0 | 0 | 0 | 0 | 0 | 0 | 0 | 0 | 0 | 0 | 0
SA1 | VPP pump | 17.419 | 32.817 | 53.826 | 82.384 | 116.594 | 153.426 | 196.665 | 246.475 | 303.104 | 342.113 | 385.789 | 433.601 | 485.451 | 533.213 | 582.89 | 611.322 | 640.787 | 670.973 | 702.27 | 734.354 | 767.247 | 800.749 | 835.277 | 870.592 | 906.987 | 944.194 | 982.674 | 1021.681 | 1061.697
Region | Technology | 2021-22 | 2022-23 | 2023-24 | 2024-25 | 2025-26 | 2026-27 | 2027-28 | 2028-29 | 2029-30 | 2030-31 | 2031-32 | 2032-33 | 2033-34 | 2034-35 | 2035-36 | 2036-37 | 2037-38 | 2038-39 | 2039-40 | 2040-41 | 2041-42 | 2042-43 | 2043-44 | 2044-45 | 2045-46 | 2046-47 | 2047-48 | 2048-49 | 2049-50
TAS1 | Grid Battery pump | 0 | 0 | 0 | 0 | 0 | 0 | 0 | 0 | 0 | 0 | 0 | 0 | 0 | 0 | 0 | 0 | 0 | 0 | 0 | 0 | 0 | 0 | 0 | 0 | 0 | 0 | 0 | 0 | 0
TAS1 | Pumped Hydro Pump | 0 | 0 | 0 | 0 | 0 | 0 | 0 | 0 | 0 | 0 | 0 | 0 | 0 | 0 | 0 | 79.2564 | 235.4455 | 308.4666 | 389.1962 | 389.1962 | 615.3682 | 615.3682 | 615.3682 | 615.3682 | 615.3682 | 615.3682 | 615.3682 | 625.2751 | 625.2751
TAS1 | VPP pump | 2.174 | 3.275 | 4.751 | 6.692 | 9.222 | 12.637 | 17.058 | 22.751 | 29.515 | 35.278 | 41.516 | 48.287 | 55.645 | 63.485 | 71.629 | 76.469 | 81.473 | 86.616 | 91.923 | 97.401 | 103.005 | 108.753 | 114.687 | 120.793 | 127.056 | 133.484 | 140.061 | 146.762 | 153.603
Non-controllable capacity
Region | Technology | 2021-22 | 2022-23 | 2023-24 | 2024-25 | 2025-26 | 2026-27 | 2027-28 | 2028-29 | 2029-30 | 2030-31 | 2031-32 | 2032-33 | 2033-34 | 2034-35 | 2035-36 | 2036-37 | 2037-38 | 2038-39 | 2039-40 | 2040-41 | 2041-42 | 2042-43 | 2043-44 | 2044-45 | 2045-46 | 2046-47 | 2047-48 | 2048-49 | 2049-50
NEM | Distributed PV | 13524.6248 | 15108.4102 | 16782.6024 | 18599.0123 | 20649.214 | 22515.8693 | 24468.5133 | 26425.488 | 28217.8916 | 29838.3877 | 31741.5272 | 33782.1268 | 35587.9534 | 37062.4109 | 38679.1836 | 39995.6509 | 41752.2512 | 42998.6362 | 44363.6194 | 45809.2891 | 47081.4518 | 48494.937 | 49932.6267 | 51381.104 | 52844.7899 | 54328.8669 | 55832.8223 | 57320.9248 | 58815.3366
NEM | Behind the meter battery | 582.3 | 1103.9 | 1762 | 2442.4 | 3154.8 | 3764.5 | 4354 | 4869.8 | 5322.1 | 5889.5 | 6505.4 | 7146.7 | 7807.9 | 8342.6 | 8857.7 | 8934.3 | 9005.9 | 9071 | 9128.9 | 9183.2 | 9229.7 | 9266.6 | 9299.3 | 9327.3 | 9346.9 | 9360.8 | 9369.7 | 9366 | 9354.9
NEM | Behind the meter battery pump | 582.3 | 1103.9 | 1762 | 2442.4 | 3154.8 | 3764.5 | 4354 | 4869.8 | 5322.1 | 5889.5 | 6505.4 | 7146.7 | 7807.9 | 8342.6 | 8857.7 | 8934.3 | 9005.9 | 9071 | 9128.9 | 9183.2 | 9229.7 | 9266.6 | 9299.3 | 9327.3 | 9346.9 | 9360.8 | 9369.7 | 9366 | 9354.9
Region | Technology | 2021-22 | 2022-23 | 2023-24 | 2024-25 | 2025-26 | 2026-27 | 2027-28 | 2028-29 | 2029-30 | 2030-31 | 2031-32 | 2032-33 | 2033-34 | 2034-35 | 2035-36 | 2036-37 | 2037-38 | 2038-39 | 2039-40 | 2040-41 | 2041-42 | 2042-43 | 2043-44 | 2044-45 | 2045-46 | 2046-47 | 2047-48 | 2048-49 | 2049-50
NSW1 | Distributed PV | 3913.164 | 4330.0033 | 4787.0919 | 5305.2148 | 5929.6377 | 6464.9148 | 7030.5165 | 7642.0579 | 8239.587 | 8780.653 | 9418.7488 | 10101.1732 | 10706.5404 | 11206.655 | 11760.5256 | 12216.5275 | 12833.8315 | 13271.2891 | 13751.1953 | 14255.2842 | 14693.6982 | 15180.1199 | 15675.9263 | 16174.1445 | 16679.8936 | 17188.3323 | 17702.6531 | 18211.2334 | 18716.4585
NSW1 | Behind the meter battery | 204 | 371.3 | 538.9 | 720.5 | 926.4 | 1091.2 | 1251.4 | 1406.1 | 1556.1 | 1741 | 1940.3 | 2145.9 | 2358.2 | 2535.9 | 2707.9 | 2741.4 | 2773.9 | 2803.5 | 2831 | 2856.9 | 2879.3 | 2898.7 | 2916.7 | 2932.7 | 2946.1 | 2956.9 | 2965.9 | 2971 | 2972.8
NSW1 | Behind the meter battery pump | 204 | 371.3 | 538.9 | 720.5 | 926.4 | 1091.2 | 1251.4 | 1406.1 | 1556.1 | 1741 | 1940.3 | 2145.9 | 2358.2 | 2535.9 | 2707.9 | 2741.4 | 2773.9 | 2803.5 | 2831 | 2856.9 | 2879.3 | 2898.7 | 2916.7 | 2932.7 | 2946.1 | 2956.9 | 2965.9 | 2971 | 2972.8
Region | Technology | 2021-22 | 2022-23 | 2023-24 | 2024-25 | 2025-26 | 2026-27 | 2027-28 | 2028-29 | 2029-30 | 2030-31 | 2031-32 | 2032-33 | 2033-34 | 2034-35 | 2035-36 | 2036-37 | 2037-38 | 2038-39 | 2039-40 | 2040-41 | 2041-42 | 2042-43 | 2043-44 | 2044-45 | 2045-46 | 2046-47 | 2047-48 | 2048-49 | 2049-50
QLD1 | Distributed PV | 3987.1277 | 4367.864 | 4757.1731 | 5197.5436 | 5733.4282 | 6193.5193 | 6686.8077 | 7235.3396 | 7768.4305 | 8249.3861 | 8817.187 | 9427.4739 | 9970.7185 | 10406.9081 | 10885.1118 | 11265.0385 | 11774.9958 | 12133.6007 | 12527.3778 | 12946.311 | 13312.7732 | 13716.3 | 14123.7837 | 14534.3174 | 14946.3496 | 15365.7739 | 15789.8611 | 16207.1216 | 16627.1072
QLD1 | Behind the meter battery | 113.8 | 258.8 | 402.9 | 561.6 | 746.2 | 893.2 | 1037.3 | 1183 | 1322.8 | 1484.3 | 1659.5 | 1841.7 | 2030.2 | 2178.4 | 2321.4 | 2342.1 | 2361.9 | 2380.5 | 2396.7 | 2412.4 | 2426.3 | 2437.3 | 2447.1 | 2456.2 | 2462.6 | 2468 | 2472.1 | 2472.5 | 2471.3
QLD1 | Behind the meter battery pump | 113.8 | 258.8 | 402.9 | 561.6 | 746.2 | 893.2 | 1037.3 | 1183 | 1322.8 | 1484.3 | 1659.5 | 1841.7 | 2030.2 | 2178.4 | 2321.4 | 2342.1 | 2361.9 | 2380.5 | 2396.7 | 2412.4 | 2426.3 | 2437.3 | 2447.1 | 2456.2 | 2462.6 | 2468 | 2472.1 | 2472.5 | 2471.3
Region | Technology | 2021-22 | 2022-23 | 2023-24 | 2024-25 | 2025-26 | 2026-27 | 2027-28 | 2028-29 | 2029-30 | 2030-31 | 2031-32 | 2032-33 | 2033-34 | 2034-35 | 2035-36 | 2036-37 | 2037-38 | 2038-39 | 2039-40 | 2040-41 | 2041-42 | 2042-43 | 2043-44 | 2044-45 | 2045-46 | 2046-47 | 2047-48 | 2048-49 | 2049-50
VIC1 | Distributed PV | 3607.3732 | 4235.6688 | 4895.3044 | 5569.04 | 6273.8434 | 6987.4562 | 7713.9601 | 8332.7648 | 8832.864 | 9290.3372 | 9815.223 | 10374.7633 | 10871.2125 | 11278.6859 | 11713.5437 | 12078.4929 | 12536.272 | 12873.9302 | 13236.9883 | 13624.2112 | 13975.1226 | 14367.7124 | 14768.4829 | 15175.9878 | 15586.064 | 16006.0969 | 16432.6174 | 16856.3298 | 17285.95
VIC1 | Behind the meter battery | 128.8 | 282.9 | 574 | 854.2 | 1120.2 | 1374.8 | 1617.8 | 1793 | 1918.2 | 2092.6 | 2283.9 | 2485 | 2691.5 | 2856.6 | 3014.9 | 3031.5 | 3045.4 | 3057.7 | 3067.5 | 3076.5 | 3083.5 | 3087.8 | 3090.8 | 3092.7 | 3091.7 | 3089.5 | 3085.8 | 3078.1 | 3068.4
VIC1 | Behind the meter battery pump | 128.8 | 282.9 | 574 | 854.2 | 1120.2 | 1374.8 | 1617.8 | 1793 | 1918.2 | 2092.6 | 2283.9 | 2485 | 2691.5 | 2856.6 | 3014.9 | 3031.5 | 3045.4 | 3057.7 | 3067.5 | 3076.5 | 3083.5 | 3087.8 | 3090.8 | 3092.7 | 3091.7 | 3089.5 | 3085.8 | 3078.1 | 3068.4
Region | Technology | 2021-22 | 2022-23 | 2023-24 | 2024-25 | 2025-26 | 2026-27 | 2027-28 | 2028-29 | 2029-30 | 2030-31 | 2031-32 | 2032-33 | 2033-34 | 2034-35 | 2035-36 | 2036-37 | 2037-38 | 2038-39 | 2039-40 | 2040-41 | 2041-42 | 2042-43 | 2043-44 | 2044-45 | 2045-46 | 2046-47 | 2047-48 | 2048-49 | 2049-50
SA1 | Distributed PV | 1808.561 | 1942.7342 | 2088.4154 | 2250.1756 | 2410.2917 | 2548.5259 | 2693.2516 | 2845.2863 | 2988.2096 | 3111.8326 | 3256.9567 | 3413.5115 | 3553.5545 | 3666.7578 | 3790.6636 | 3891.097 | 4023.8511 | 4120.8807 | 4228.0128 | 4340.0465 | 4439.9406 | 4549.2328 | 4659.9151 | 4770.0776 | 4882.9587 | 4996.9199 | 5113.6916 | 5229.6824 | 5346.4831
SA1 | Behind the meter battery | 120.6 | 173.2 | 225.5 | 281.9 | 333.8 | 372.4 | 409.3 | 443.6 | 475 | 514.5 | 557.3 | 602.3 | 648.6 | 684.8 | 719.4 | 723 | 726.3 | 729 | 731.6 | 733.6 | 735.2 | 736.1 | 736.6 | 736.5 | 736.2 | 735.2 | 733.9 | 731.8 | 729.3
SA1 | Behind the meter battery pump | 120.6 | 173.2 | 225.5 | 281.9 | 333.8 | 372.4 | 409.3 | 443.6 | 475 | 514.5 | 557.3 | 602.3 | 648.6 | 684.8 | 719.4 | 723 | 726.3 | 729 | 731.6 | 733.6 | 735.2 | 736.1 | 736.6 | 736.5 | 736.2 | 735.2 | 733.9 | 731.8 | 729.3
Region | Technology | 2021-22 | 2022-23 | 2023-24 | 2024-25 | 2025-26 | 2026-27 | 2027-28 | 2028-29 | 2029-30 | 2030-31 | 2031-32 | 2032-33 | 2033-34 | 2034-35 | 2035-36 | 2036-37 | 2037-38 | 2038-39 | 2039-40 | 2040-41 | 2041-42 | 2042-43 | 2043-44 | 2044-45 | 2045-46 | 2046-47 | 2047-48 | 2048-49 | 2049-50
TAS1 | Distributed PV | 208.3988 | 232.1399 | 254.6176 | 277.0384 | 302.0129 | 321.453 | 343.9774 | 370.0394 | 388.8004 | 406.1789 | 433.4117 | 465.2049 | 485.9275 | 503.4041 | 529.3388 | 544.4951 | 583.3007 | 598.9356 | 620.0452 | 643.4362 | 659.9172 | 681.5719 | 704.5187 | 726.5767 | 749.5241 | 771.7439 | 793.9991 | 816.5575 | 839.3379
TAS1 | Behind the meter battery | 15.1 | 17.7 | 20.7 | 24.2 | 28.2 | 32.9 | 38.2 | 44.1 | 50 | 57.1 | 64.4 | 71.8 | 79.4 | 86.9 | 94.1 | 96.3 | 98.4 | 100.3 | 102.1 | 103.8 | 105.4 | 106.7 | 108.1 | 109.2 | 110.3 | 111.2 | 112 | 112.6 | 113.1
TAS1 | Behind the meter battery pump | 15.1 | 17.7 | 20.7 | 24.2 | 28.2 | 32.9 | 38.2 | 44.1 | 50 | 57.1 | 64.4 | 71.8 | 79.4 | 86.9 | 94.1 | 96.3 | 98.4 | 100.3 | 102.1 | 103.8 | 105.4 | 106.7 | 108.1 | 109.2 | 110.3 | 111.2 | 112 | 112.6 | 113.1

## Marinus_VOM Cost
VOM cost by technology ($000s) - Marinus Link, High DER Scenario
VOM | Real June 2020 dollars discounted to 1 July 2020
Explicitly modelled generation
Region | Technology | 2021-22 | 2022-23 | 2023-24 | 2024-25 | 2025-26 | 2026-27 | 2027-28 | 2028-29 | 2029-30 | 2030-31 | 2031-32 | 2032-33 | 2033-34 | 2034-35 | 2035-36 | 2036-37 | 2037-38 | 2038-39 | 2039-40 | 2040-41 | 2041-42 | 2042-43 | 2043-44 | 2044-45 | 2045-46 | 2046-47 | 2047-48 | 2048-49 | 2049-50
NEM | Black Coal | 358315.1632 | 299037.4079 | 283879.929 | 275447.8143 | 236197.3339 | 206252.0756 | 174013.1664 | 174388.7639 | 134503.1536 | 124392.364 | 112628.7087 | 102135.3693 | 106254.0659 | 94762.3568 | 81900.7968 | 74672.2673 | 61264.7452 | 59453.4065 | 53751.1195 | 48155.6833 | 43738.9796 | 29000.7756 | 22053.6046 | 18160.5254 | 14881.3958 | 11368.4479 | 10270.7154 | 9678.133 | 8065.1452
NEM | Brown Coal | 118130.9075 | 106872.4435 | 103096.076 | 77890.4739 | 78373.6832 | 72523.6827 | 67029.1502 | 63160.6326 | 55116.662 | 56060.5481 | 52532.5724 | 49435.386 | 48333.163 | 44682.0735 | 44994.9905 | 40677.355 | 35788.914 | 35896.109 | 30104.604 | 30106.2002 | 31958.8725 | 30111.008 | 27195.5045 | 26276.8177 | 24844.2637 | 23970.0971 | 15229.1565 | 0 | 0
NEM | CCGT | 15628.4015 | 14904.4774 | 11969.8563 | 11759.6651 | 9966.5616 | 9561.2209 | 9308.1137 | 9916.8995 | 8295.9173 | 8247.0033 | 8895.9471 | 17787.7656 | 18596.1708 | 20548.5513 | 13360.5138 | 11648.163 | 16991.6386 | 16260.7368 | 12764.5703 | 12302.8127 | 11584.7725 | 13666.2242 | 8477.8851 | 7357.1773 | 3398.9566 | 2066.6539 | 1976.8491 | 1876.4342 | 1787.8299
NEM | Gas - Steam | 1705.7183 | 1659.4377 | 1766.6963 | 619.8958 | 571.7772 | 561.2659 | 522.5153 | 517.3235 | 468.1542 | 447.3391 | 425.4845 | 485.2144 | 401.4501 | 567.8201 | 286.8334 | 260.0316 | 708.2012 | 555.9784 | 495.3831 | 489.8766 | 535.6487 | 610.1331 | 547.8821 | 446.8436 | 554.6277 | 0 | 0 | 0 | 0
NEM | OCGT / Diesel | 530.7972 | 230.8713 | 1057.1334 | 773.1405 | 132.8763 | 338.5712 | 230.017 | 656.5117 | 39.733 | 72.9033 | 207.7474 | 2456.8147 | 1359.3114 | 1993.7766 | 1231.2232 | 1562.4233 | 7500.2481 | 5576.6153 | 12558.4606 | 13722.9038 | 8049.0714 | 11469.872 | 18228.5517 | 7202.8985 | 8160.7814 | 8756.4129 | 8984.8252 | 12246.8346 | 12058.9351
NEM | Hydro | 89242.1746 | 86056.2107 | 81389.5182 | 93087.0311 | 89099.6897 | 75610.2516 | 82007.2156 | 90660.7005 | 74936.9796 | 62091.3819 | 61204.3405 | 63785.956 | 63614.2458 | 61760.3916 | 54996.2164 | 50294.4691 | 56123.0402 | 47788.5083 | 40566.2161 | 39877.413 | 34157.2502 | 37621.867 | 36898.0262 | 31996.6929 | 33040.8453 | 35591.3305 | 30157.2591 | 26894.1267 | 25191.5965
NEM | Wind | 67303.4594 | 80198.2929 | 68785.108 | 67203.4262 | 66686.7181 | 66689.4494 | 65029.451 | 55683.0085 | 50499.0178 | 47827.7068 | 49262.1216 | 42813.7036 | 40335.7482 | 39437.7198 | 38201.5002 | 36295.6474 | 30067.689 | 26135.0211 | 23307.6145 | 22225.6911 | 19351.3803 | 17979.1388 | 14359.189 | 12782.2479 | 8833.8663 | 6959.7399 | 6108.08 | 5137.3799 | 3188.9658
NEM | Solar PV | 13.5121 | 15.8205 | 15.3383 | 14.0462 | 13.1168 | 13.2528 | 12.8065 | 13.9207 | 66.7213 | 66.9308 | 64.9212 | 61.3811 | 56.8442 | 52.7781 | 53.7156 | 50.8474 | 43.8049 | 43.0884 | 43.3344 | 41.6721 | 41.3061 | 68.611 | 64.5134 | 63.9582 | 60.9885 | 78.0126 | 75.4919 | 84.2691 | 84.9383
NEM | Grid Battery | 0.20138 | 0.26353 | 0.24915 | 0.26292 | 0.22619 | 0.2235 | 0.20203 | 0.1801 | 0.15198 | 0.15401 | 0.14191 | 0.14326 | 0.11713 | 0.096406 | 0.09989 | 0.095611 | 0.085807 | 0.079837 | 0.080652 | 0.061312 | 0.037601 | 0.021616 | 0.020095 | 0.15778 | 0.1597 | 0.26964 | 0.25706 | 0.24103 | 0.23419
NEM | Pumped Hydro | 358.5403 | 1017.068 | 1412.7224 | 3970.4437 | 3308.6215 | 2927.5932 | 2786.6101 | 3283.8767 | 2638.0091 | 2915.3154 | 2942.5818 | 4151.0906 | 3681.5689 | 2935.2676 | 3285.9955 | 3111.4936 | 1792.1617 | 1862.537 | 1780.9172 | 1254.3208 | 1741.9325 | 1681.0236 | 983.3648 | 1184.091 | 1212.0758 | 868.5851 | 743.4605 | 856.6165 | 511.96
NEM | VPP | 0.54472 | 1.4478 | 2.5235 | 4.7679 | 6.6931 | 8.8572 | 10.2197 | 11.8446 | 12.6707 | 14.0251 | 14.8292 | 16.9718 | 18.1848 | 18.3771 | 20.1496 | 20.1573 | 19.0223 | 18.6677 | 18.6275 | 17.9615 | 18.6083 | 17.9954 | 17.1934 | 17.9735 | 17.4691 | 15.7333 | 15.218 | 15.086 | 13.6536
Total excluding storage |  | 650870.1337 | 588974.962 | 551959.6554 | 526795.4932 | 481041.7569 | 431549.7701 | 398152.4356 | 394997.761 | 323926.3388 | 299206.1774 | 285221.8434 | 278961.5906 | 278950.9993 | 263805.4677 | 235025.7899 | 215461.204 | 208488.2811 | 191709.4639 | 173591.3024 | 166922.2528 | 149417.2813 | 140527.6298 | 127825.1564 | 104287.1616 | 93775.7254 | 88790.6949 | 72802.3771 | 55917.1775 | 50377.4107
Region | Technology | 2021-22 | 2022-23 | 2023-24 | 2024-25 | 2025-26 | 2026-27 | 2027-28 | 2028-29 | 2029-30 | 2030-31 | 2031-32 | 2032-33 | 2033-34 | 2034-35 | 2035-36 | 2036-37 | 2037-38 | 2038-39 | 2039-40 | 2040-41 | 2041-42 | 2042-43 | 2043-44 | 2044-45 | 2045-46 | 2046-47 | 2047-48 | 2048-49 | 2049-50
NSW1 | Black Coal | 182379.234 | 145732.9505 | 128289.3435 | 137244.6797 | 104085.6648 | 84629.8682 | 66138.7036 | 72021.136 | 41842.1462 | 39331.8888 | 33682.187 | 22171.8328 | 26193.6221 | 21894.8161 | 12758.479 | 15167.983 | 15598.1875 | 14915.9635 | 13700.132 | 10574.9355 | 9257.3933 | 0 | 0 | 0 | 0 | 0 | 0 | 0 | 0
NSW1 | Brown Coal | 0 | 0 | 0 | 0 | 0 | 0 | 0 | 0 | 0 | 0 | 0 | 0 | 0 | 0 | 0 | 0 | 0 | 0 | 0 | 0 | 0 | 0 | 0 | 0 | 0 | 0 | 0 | 0 | 0
NSW1 | CCGT | 231.0822 | 219.6042 | 641.3655 | 392.8997 | 364.0329 | 346.9751 | 331.4872 | 318.1724 | 299.9619 | 287.0501 | 272.9142 | 2292.4364 | 1840.0219 | 3684.1875 | 1636.7365 | 1342.675 | 4681.5477 | 4920.306 | 4265.009 | 3725.165 | 3160.9633 | 4192.9381 | 67.5585 | 2.8541e-05 | 2.8802e-05 | 2.8955e-05 | 2.793e-05 | 3.8863e-05 | 3.5966e-05
NSW1 | Gas - Steam | 0 | 0 | 0 | 0 | 0 | 0 | 0 | 0 | 0 | 0 | 0 | 0 | 0 | 0 | 0 | 0 | 0 | 0 | 0 | 0 | 0 | 0 | 0 | 0 | 0 | 0 | 0 | 0 | 0
NSW1 | OCGT / Diesel | 0.33163 | 1.4322e-05 | 118.3516 | 405.5835 | 49.4563 | 135.0268 | 53.8013 | 82.584 | 1.4419e-05 | 1.4328e-05 | 1.5111e-05 | 226.3007 | 131.8641 | 122.7885 | 236.9599 | 122.6 | 856.3577 | 326.0349 | 4145.3886 | 6203.8274 | 2421.5761 | 3281.9028 | 7894.3026 | 1557.6328 | 1956.9697 | 2724.2153 | 4138.7666 | 5848.8058 | 6401.861
NSW1 | Hydro | 13774.9498 | 13787.9153 | 12162.9561 | 16640.6666 | 15531.4551 | 13964.1683 | 13051.1839 | 17200.3926 | 12844.3222 | 10630.9065 | 11223.2213 | 10774.514 | 12305.0637 | 11883.9772 | 11390.3308 | 10261.2672 | 12549.2227 | 9402.8365 | 8396.4286 | 7598.169 | 6806.3083 | 8207.643 | 7917.4392 | 7754.8685 | 7377.6704 | 8427.1847 | 6689.377 | 6389.1433 | 5473.6412
NSW1 | Wind | 15743.2869 | 17613.8075 | 15807.4102 | 14922.2403 | 14870.5003 | 15057.5601 | 14061.528 | 11063.204 | 9235.0182 | 9578.0186 | 10667.5865 | 9718.5957 | 9250.3361 | 9098.9631 | 8919.7007 | 8291.0055 | 5862.1067 | 4344.3552 | 4457.1987 | 4075.0139 | 3627.7593 | 3454.0701 | 2497.9433 | 2539.0592 | 2339.9474 | 1318.5792 | 1100.3887 | 1026.7827 | 861.8417
NSW1 | Solar PV | 4.9791 | 5.7841 | 5.5559 | 5.1042 | 4.6301 | 4.7833 | 4.5891 | 7.1079 | 59.7773 | 60.0941 | 58.3329 | 54.9664 | 50.9913 | 47.2165 | 48.1506 | 45.6298 | 39.5304 | 38.7322 | 39.0364 | 37.5512 | 35.189 | 46.6144 | 43.3338 | 43.5583 | 41.3298 | 48.5954 | 46.4259 | 46.5737 | 47.499
NSW1 | Grid Battery | 1.526e-08 | 1.492e-08 | 1.4259e-08 | 1.3494e-08 | 1.266e-08 | 1.2519e-08 | 1.4203e-08 | 1.4744e-08 | 4.8119e-08 | 4.8179e-08 | 4.6484e-08 | 4.5386e-08 | 4.2937e-08 | 4.1277e-08 | 4.2829e-08 | 4.2278e-08 | 4.3388e-08 | 4.0607e-08 | 5.3724e-08 | 5.3039e-08 | 8.3852e-08 | 7.5094e-08 | 7.8116e-08 | 8.3756e-08 | 7.4967e-08 | 7.1416e-08 | 6.9008e-08 | 8.5654e-08 | 7.4039e-08
NSW1 | Pumped Hydro | 155.9182 | 530.3127 | 680.293 | 1009.1379 | 478.3583 | 627.925 | 746.1545 | 709.1265 | 708.241 | 795.3589 | 717.038 | 1157.8688 | 1068.4929 | 660.7741 | 901.1937 | 862.3913 | 592.6107 | 558.1795 | 581.2956 | 401.0236 | 572.5772 | 638.3095 | 324.9837 | 449.5586 | 507.4624 | 395.7133 | 348.5049 | 448.8548 | 306.8523
NSW1 | VPP | 0.17938 | 0.48898 | 0.71441 | 1.3821 | 1.8748 | 2.4847 | 2.9609 | 3.4438 | 3.7856 | 4.2229 | 4.5027 | 5.096 | 5.515 | 5.6738 | 6.2106 | 6.2303 | 5.8884 | 5.7938 | 5.8231 | 5.6211 | 5.8526 | 5.6681 | 5.5108 | 5.8207 | 5.7368 | 5.3731 | 5.0672 | 5.0764 | 4.8213
Total excluding storage |  | 212133.8636 | 177360.0617 | 157024.9827 | 169611.1741 | 134905.7395 | 114138.3818 | 93641.293 | 100692.5969 | 64281.2258 | 59887.9581 | 55904.2419 | 45238.646 | 49771.8991 | 46731.9489 | 34990.3575 | 35231.1605 | 39586.9527 | 33948.2282 | 35003.1933 | 32214.662 | 25309.1894 | 19183.1683 | 18420.5774 | 11895.1188 | 11715.9173 | 12518.5747 | 11974.9583 | 13311.3056 | 12784.843
Region | Technology | 2021-22 | 2022-23 | 2023-24 | 2024-25 | 2025-26 | 2026-27 | 2027-28 | 2028-29 | 2029-30 | 2030-31 | 2031-32 | 2032-33 | 2033-34 | 2034-35 | 2035-36 | 2036-37 | 2037-38 | 2038-39 | 2039-40 | 2040-41 | 2041-42 | 2042-43 | 2043-44 | 2044-45 | 2045-46 | 2046-47 | 2047-48 | 2048-49 | 2049-50
QLD1 | Black Coal | 175935.9292 | 153304.4574 | 155590.5855 | 138203.1346 | 132111.669 | 121622.2074 | 107874.4629 | 102367.628 | 92661.0073 | 85060.4753 | 78946.5218 | 79963.5365 | 80060.4438 | 72867.5406 | 69142.3178 | 59504.2843 | 45666.5577 | 44537.443 | 40050.9875 | 37580.7478 | 34481.5863 | 29000.7756 | 22053.6046 | 18160.5254 | 14881.3958 | 11368.4479 | 10270.7154 | 9678.133 | 8065.1452
QLD1 | Brown Coal | 0 | 0 | 0 | 0 | 0 | 0 | 0 | 0 | 0 | 0 | 0 | 0 | 0 | 0 | 0 | 0 | 0 | 0 | 0 | 0 | 0 | 0 | 0 | 0 | 0 | 0 | 0 | 0 | 0
QLD1 | CCGT | 7651.2703 | 7324.2761 | 7777.517 | 8640.6101 | 7030.0692 | 6752.6636 | 6632.019 | 7341.7871 | 5856.0176 | 5923.6646 | 6686.0205 | 12762.5329 | 14182.5304 | 13017.7485 | 10106.9268 | 8639.5251 | 12310.0908 | 11340.4308 | 8499.5612 | 8577.6477 | 8423.8091 | 9473.286 | 8410.3265 | 7357.1772 | 3398.9565 | 2066.6538 | 1976.849 | 1876.4341 | 1787.8298
QLD1 | Gas - Steam | 256.1925 | 245.4681 | 463.0729 | 442.5895 | 417.4828 | 400.6409 | 380.0944 | 365.6069 | 346.3517 | 330.3328 | 314.5909 | 300.2683 | 287.8687 | 274.8419 | 263.1014 | 249.5618 | 637.8016 | 539.1578 | 495.3831 | 489.8766 | 535.6487 | 610.1331 | 547.8821 | 446.8436 | 554.6277 | 0 | 0 | 0 | 0
QLD1 | OCGT / Diesel | 2.8702e-05 | 2.8379e-05 | 5.263 | 259.4938 | 48.7454 | 76.7269 | 119.4302 | 463.4295 | 39.7329 | 60.3757 | 201.1145 | 1259.002 | 630.9253 | 271.9621 | 336.2224 | 808.4284 | 4169.2463 | 2842.1327 | 4327.7647 | 4122.1686 | 3181.3768 | 4953.1731 | 5446.1079 | 4580.133 | 5283.2865 | 4982.1762 | 3856.799 | 3915.2385 | 2851.4054
QLD1 | Hydro | 4636.8996 | 4414.2192 | 4212.8596 | 3986.117 | 3785.2124 | 3599.1018 | 3432.437 | 3247.8563 | 3085.9364 | 2877.0616 | 2797.3378 | 2646.5625 | 2514.8142 | 2388.9102 | 2275.6748 | 2156.3312 | 768.8269 | 734.3241 | 694.3739 | 659.6105 | 629.6579 | 0 | 0 | 0 | 0 | 0 | 0 | 0 | 0
QLD1 | Wind | 5372.1786 | 8650.3772 | 8213.876 | 7227.3605 | 8161.0747 | 7734.8109 | 7890.0298 | 7249.8484 | 6342.6512 | 6298.6556 | 5302.0487 | 5033.8438 | 4433.8901 | 5007.9972 | 4544.1451 | 4697.0438 | 4542.2734 | 4148.4287 | 4052.8307 | 3374.6768 | 3200.0979 | 2705.2691 | 2531.7818 | 1365.5441 | 1374.0221 | 1261.7176 | 1134.8109 | 1013.8413 | 608.1629
QLD1 | Solar PV | 5.1758 | 6.7105 | 6.5226 | 5.9508 | 5.7564 | 5.7532 | 5.5568 | 4.4253 | 4.5779 | 4.5419 | 4.4036 | 4.2644 | 3.8926 | 3.7712 | 3.7751 | 3.4765 | 2.7144 | 2.8124 | 2.7963 | 2.6949 | 4.7158 | 20.7137 | 19.2808 | 18.7331 | 17.7334 | 27.7572 | 27.5328 | 26.8004 | 25.214
QLD1 | Grid Battery | 1.007e-08 | 0.022763 | 0.022298 | 0.025836 | 0.024875 | 0.023255 | 0.02158 | 0.020059 | 0.018381 | 0.017666 | 0.016551 | 0.016148 | 0.015471 | 0.014529 | 0.013909 | 0.013212 | 0.011559 | 0.011182 | 0.010828 | 1.0352e-07 | 6.2526e-06 | 5.9373e-06 | 5.8843e-06 | 0.072333 | 0.067451 | 0.18381 | 0.17552 | 0.16434 | 0.1619
QLD1 | Pumped Hydro | 202.6221 | 486.7553 | 732.4294 | 2961.3058 | 2830.2632 | 2299.6682 | 2040.4556 | 2574.7502 | 1929.7681 | 2119.9565 | 2225.5438 | 2993.2218 | 2613.076 | 2274.4935 | 2384.8018 | 2248.8888 | 1199.0246 | 1303.6828 | 1198.805 | 852.5681 | 1168.2514 | 1041.635 | 657.4079 | 733.5178 | 703.6531 | 472.0375 | 394.1106 | 406.6851 | 204.1397
QLD1 | VPP | 0.094833 | 0.30004 | 0.54022 | 1.0933 | 1.7065 | 2.187 | 2.5421 | 3.0866 | 3.4745 | 3.8187 | 4.036 | 4.5515 | 4.9857 | 5.139 | 5.4919 | 5.4249 | 5.0941 | 5.0435 | 5.0018 | 4.9384 | 5.0482 | 4.9836 | 4.901 | 4.8225 | 4.5504 | 3.881 | 3.8918 | 3.6106 | 2.9485
Total excluding storage |  | 193857.6461 | 173945.5086 | 176269.6965 | 158765.2563 | 151560.01 | 140191.9047 | 126334.03 | 121040.5815 | 108336.2751 | 100555.1075 | 94252.0377 | 101970.0106 | 102114.3651 | 93832.7718 | 86672.1634 | 76058.6511 | 68097.5111 | 64144.7294 | 58123.6975 | 54807.4229 | 50456.8926 | 46763.3506 | 39008.9837 | 31928.9564 | 25510.022 | 19706.7528 | 17266.7072 | 16510.4473 | 13337.7573
Region | Technology | 2021-22 | 2022-23 | 2023-24 | 2024-25 | 2025-26 | 2026-27 | 2027-28 | 2028-29 | 2029-30 | 2030-31 | 2031-32 | 2032-33 | 2033-34 | 2034-35 | 2035-36 | 2036-37 | 2037-38 | 2038-39 | 2039-40 | 2040-41 | 2041-42 | 2042-43 | 2043-44 | 2044-45 | 2045-46 | 2046-47 | 2047-48 | 2048-49 | 2049-50
VIC1 | Black Coal | 0 | 0 | 0 | 0 | 0 | 0 | 0 | 0 | 0 | 0 | 0 | 0 | 0 | 0 | 0 | 0 | 0 | 0 | 0 | 0 | 0 | 0 | 0 | 0 | 0 | 0 | 0 | 0 | 0
VIC1 | Brown Coal | 118130.9075 | 106872.4435 | 103096.076 | 77890.4739 | 78373.6832 | 72523.6827 | 67029.1502 | 63160.6326 | 55116.662 | 56060.5481 | 52532.5724 | 49435.386 | 48333.163 | 44682.0735 | 44994.9905 | 40677.355 | 35788.914 | 35896.109 | 30104.604 | 30106.2002 | 31958.8725 | 30111.008 | 27195.5045 | 26276.8177 | 24844.2637 | 23970.0971 | 15229.1565 | 0 | 0
VIC1 | CCGT | 6.9476e-06 | 6.5673e-06 | 6.5546e-06 | 7.2287e-06 | 7.0328e-06 | 6.7322e-06 | 6.7939e-06 | 7.0296e-06 | 6.6671e-06 | 6.3746e-06 | 6.6529e-06 | 9.5054e-06 | 9.1096e-06 | 8.7411e-06 | 8.1685e-06 | 8.0348e-06 | 9.9741e-06 | 1.0239e-05 | 1.2945e-05 | 1.2104e-05 | 1.3633e-05 | 1.3643e-05 | 1.3025e-05 | 1.1562e-05 | 1.1456e-05 | 1.1145e-05 | 1.1735e-05 | 2.6172e-05 | 2.4583e-05
VIC1 | Gas - Steam | 16.0118 | 5.083 | 16.5048 | 19.1581 | 6.5601 | 19.1552 | 8.4367 | 21.5908 | 1.1702e-06 | 0.75429 | 1.2643e-06 | 23.455 | 10.0397 | 8.8442 | 23.732 | 10.4698 | 70.3996 | 16.8206 | 0 | 0 | 0 | 0 | 0 | 0 | 0 | 0 | 0 | 0 | 0
VIC1 | OCGT / Diesel | 65.4378 | 2.7553e-05 | 61.5208 | 14.5603 | 3.3493e-05 | 18.1902 | 10.478 | 3.42e-05 | 3.1453e-05 | 3.0127e-05 | 3.1347e-05 | 174.9386 | 49.3399 | 63.2133 | 42.2921 | 3.0893 | 139.3192 | 29.0276 | 794.5547 | 394.4209 | 177.6707 | 57.4831 | 879.9355 | 550.895 | 501.4649 | 403.8247 | 168.7049 | 1177.9467 | 1552.1163
VIC1 | Hydro | 18563.843 | 17706.5702 | 15357.159 | 18087.965 | 17531.4365 | 15866.9768 | 15262.6138 | 18420.8509 | 14532.2594 | 11822.0771 | 11253.0685 | 9721.5951 | 11523.3842 | 11157.2688 | 10140.6769 | 9660.5704 | 11635.3561 | 9213.3787 | 7510.8159 | 7148.1926 | 6190.8241 | 7278.3299 | 7128.44 | 6429.0534 | 6139.9456 | 7386.0143 | 5858.2403 | 4764.4686 | 4549.8691
VIC1 | Wind | 27121.1175 | 33110.7062 | 27123.1551 | 26698.2496 | 26231.6791 | 25897.2937 | 25802.7524 | 22183.4663 | 21289.6321 | 19617.1378 | 20668.7146 | 17423.938 | 16651.2019 | 16065.0523 | 16000.3318 | 15538.0214 | 12970.7136 | 11648.2224 | 10235.8732 | 10229.1821 | 8485.2705 | 7973.8931 | 6393.8384 | 5928.6137 | 3028.5626 | 2603.4376 | 2218.3801 | 1775.0319 | 586.7241
VIC1 | Solar PV | 2.475 | 2.3457 | 2.3217 | 2.1268 | 1.9257 | 1.9302 | 1.8872 | 1.6859 | 1.6682 | 1.623 | 1.5408 | 1.5261 | 1.3933 | 1.2627 | 1.2737 | 1.2348 | 1.1009 | 1.0869 | 1.0612 | 1.005 | 0.99559 | 0.9124 | 0.82851 | 0.76129 | 0.71939 | 0.63977 | 0.63294 | 10.1454 | 10.5133
VIC1 | Grid Battery | 0.10514 | 0.14935 | 0.1371 | 0.14876 | 0.12522 | 0.12717 | 0.11413 | 0.099801 | 0.07932 | 0.085783 | 0.078449 | 0.080554 | 0.058403 | 0.050771 | 0.054873 | 0.052378 | 0.046447 | 0.042392 | 0.044441 | 0.038774 | 0.014518 | 3.6463e-08 | 3.8262e-08 | 4.089e-08 | 3.6253e-08 | 3.4647e-08 | 3.3942e-08 | 8.4464e-08 | 8.4889e-08
VIC1 | Pumped Hydro | 0 | 0 | 1.236e-08 | 1.2919e-08 | 1.2383e-08 | 1.2865e-08 | 1.1903e-08 | 1.1638e-08 | 1.1724e-08 | 1.1553e-08 | 1.1941e-08 | 1.6609e-08 | 1.56e-08 | 1.4622e-08 | 1.4878e-08 | 1.6386e-08 | 1.6879e-08 | 1.7957e-08 | 2.2008e-08 | 2.1145e-08 | 4.1349e-08 | 3.8383e-08 | 3.6362e-08 | 3.8477e-08 | 3.5798e-08 | 3.3283e-08 | 3.2408e-08 | 0.18699 | 0.16898
VIC1 | VPP | 0.13367 | 0.3984 | 0.87012 | 1.7116 | 2.3648 | 3.2645 | 3.6729 | 4.1197 | 4.1421 | 4.6073 | 4.8219 | 5.6651 | 5.9204 | 5.7961 | 6.5206 | 6.5891 | 6.1881 | 6.0234 | 6.0213 | 5.6863 | 5.9641 | 5.6412 | 5.1505 | 5.697 | 5.5816 | 4.9811 | 4.8444 | 5.03 | 4.6005
Total excluding storage |  | 163899.7925 | 157697.1487 | 145656.7373 | 122712.5336 | 122145.2847 | 114327.2287 | 108115.3183 | 103788.2266 | 90940.2216 | 87502.1403 | 84455.8963 | 76780.8388 | 76568.522 | 71977.7148 | 71203.297 | 65890.7406 | 60605.8034 | 56804.6452 | 48646.909 | 47879.0007 | 46813.6333 | 45421.6264 | 41598.547 | 39186.141 | 34514.9562 | 34364.0135 | 23475.1148 | 7727.5926 | 6699.2229
Region | Technology | 2021-22 | 2022-23 | 2023-24 | 2024-25 | 2025-26 | 2026-27 | 2027-28 | 2028-29 | 2029-30 | 2030-31 | 2031-32 | 2032-33 | 2033-34 | 2034-35 | 2035-36 | 2036-37 | 2037-38 | 2038-39 | 2039-40 | 2040-41 | 2041-42 | 2042-43 | 2043-44 | 2044-45 | 2045-46 | 2046-47 | 2047-48 | 2048-49 | 2049-50
SA1 | Black Coal | 0 | 0 | 0 | 0 | 0 | 0 | 0 | 0 | 0 | 0 | 0 | 0 | 0 | 0 | 0 | 0 | 0 | 0 | 0 | 0 | 0 | 0 | 0 | 0 | 0 | 0 | 0 | 0 | 0
SA1 | Brown Coal | 0 | 0 | 0 | 0 | 0 | 0 | 0 | 0 | 0 | 0 | 0 | 0 | 0 | 0 | 0 | 0 | 0 | 0 | 0 | 0 | 0 | 0 | 0 | 0 | 0 | 0 | 0 | 0 | 0
SA1 | CCGT | 7746.049 | 7360.597 | 3550.9738 | 2726.1552 | 2572.4595 | 2461.5822 | 2344.6075 | 2256.94 | 2139.9378 | 2036.2885 | 1937.0124 | 2732.7962 | 2573.6185 | 3846.6152 | 1616.8505 | 1665.9628 | 1.2379e-05 | 1.2007e-05 | 1.3518e-05 | 1.2604e-05 | 2.0518e-05 | 2.0729e-05 | 1.9994e-05 | 1.7467e-05 | 1.7432e-05 | 1.7039e-05 | 1.6376e-05 | 2.3633e-05 | 2.1952e-05
SA1 | Gas - Steam | 1433.514 | 1408.8866 | 1287.1186 | 158.1482 | 147.7342 | 141.4699 | 133.9842 | 130.1258 | 121.8025 | 116.252 | 110.8936 | 161.4911 | 103.5417 | 284.1341 | 0 | 0 | 0 | 0 | 0 | 0 | 0 | 0 | 0 | 0 | 0 | 0 | 0 | 0 | 0
SA1 | OCGT / Diesel | 465.0277 | 230.8712 | 871.998 | 93.503 | 34.6746 | 108.6273 | 46.3074 | 110.4982 | 6.2017e-05 | 12.5276 | 6.6329 | 788.3489 | 545.1768 | 1535.8125 | 614.4645 | 628.3056 | 2307.323 | 2363.6958 | 3234.8629 | 2999.4388 | 2266.6011 | 3176.1868 | 4006.0143 | 507.7756 | 417.5509 | 643.9172 | 818.5011 | 1276.4411 | 1233.3784
SA1 | Hydro | 0 | 0 | 0 | 0 | 0 | 0 | 0 | 0 | 0 | 0 | 0 | 0 | 0 | 0 | 0 | 0 | 0 | 0 | 0 | 0 | 0 | 0 | 0 | 0 | 0 | 0 | 0 | 0 | 0
SA1 | Wind | 15721.9328 | 16958.8745 | 14308.1019 | 15147.9818 | 14157.9216 | 14822.9798 | 14172.0372 | 12676.5858 | 11282.4982 | 10344.048 | 10362.0755 | 8692.7035 | 8107.8053 | 7436.1117 | 7018.1405 | 6044.7865 | 5257.3277 | 4588.1859 | 3421.2718 | 3319.9305 | 2868.6303 | 2760.6159 | 1925.2535 | 2145.0293 | 1278.8042 | 1121.9247 | 1060.5118 | 890.2542 | 706.3565
SA1 | Solar PV | 0.88216 | 0.98013 | 0.93811 | 0.86445 | 0.80469 | 0.78615 | 0.77342 | 0.70164 | 0.69789 | 0.67175 | 0.64397 | 0.62409 | 0.56699 | 0.52772 | 0.51617 | 0.50631 | 0.45925 | 0.457 | 0.44046 | 0.42097 | 0.4056 | 0.37059 | 1.0703 | 0.90564 | 1.2059 | 1.0202 | 0.90019 | 0.7496 | 1.7119
SA1 | Grid Battery | 0.096234 | 0.09142 | 0.08975 | 0.088321 | 0.076095 | 0.073075 | 0.066316 | 0.06024 | 0.054277 | 0.050558 | 0.046912 | 0.046563 | 0.043258 | 0.031106 | 0.031108 | 0.030021 | 0.027801 | 0.026263 | 0.025382 | 0.022538 | 0.023076 | 0.021609 | 0.020089 | 0.085448 | 0.092252 | 0.085827 | 0.081542 | 0.076697 | 0.072292
SA1 | Pumped Hydro | 0 | 0 | 9.5057e-09 | 8.8024e-09 | 8.2436e-09 | 8.1745e-09 | 7.8025e-09 | 7.7971e-09 | 7.7228e-09 | 7.85e-09 | 7.9083e-09 | 9.6882e-09 | 9.1892e-09 | 8.6632e-09 | 9.2463e-09 | 9.9552e-09 | 1.0229e-08 | 1.0585e-08 | 1.0581e-08 | 1.018e-08 | 1.7965e-08 | 1.6755e-08 | 1.5969e-08 | 2.2646e-08 | 2.1242e-08 | 1.981e-08 | 1.9165e-08 | 1.8502e-08 | 1.7988e-08
SA1 | VPP | 0.13393 | 0.25179 | 0.3936 | 0.57193 | 0.72534 | 0.88869 | 0.98004 | 1.1196 | 1.1753 | 1.2582 | 1.331 | 1.491 | 1.5862 | 1.5746 | 1.7037 | 1.6898 | 1.6511 | 1.6106 | 1.5791 | 1.5152 | 1.54 | 1.512 | 1.4488 | 1.436 | 1.4006 | 1.32 | 1.2448 | 1.1879 | 1.1191
Total excluding storage |  | 25367.4057 | 25960.2094 | 20019.1305 | 18126.6526 | 16913.5946 | 17535.4453 | 16697.7098 | 15174.8515 | 13544.9365 | 12509.7878 | 12417.2583 | 12375.9639 | 11330.7093 | 13103.2012 | 9249.9717 | 8339.5612 | 7565.11 | 6952.3387 | 6656.5751 | 6319.7904 | 5135.637 | 5937.1733 | 5932.3381 | 2653.7105 | 1697.5609 | 1766.8622 | 1879.9131 | 2167.4448 | 1941.4469
Region | Technology | 2021-22 | 2022-23 | 2023-24 | 2024-25 | 2025-26 | 2026-27 | 2027-28 | 2028-29 | 2029-30 | 2030-31 | 2031-32 | 2032-33 | 2033-34 | 2034-35 | 2035-36 | 2036-37 | 2037-38 | 2038-39 | 2039-40 | 2040-41 | 2041-42 | 2042-43 | 2043-44 | 2044-45 | 2045-46 | 2046-47 | 2047-48 | 2048-49 | 2049-50
TAS1 | Black Coal | 0 | 0 | 0 | 0 | 0 | 0 | 0 | 0 | 0 | 0 | 0 | 0 | 0 | 0 | 0 | 0 | 0 | 0 | 0 | 0 | 0 | 0 | 0 | 0 | 0 | 0 | 0 | 0 | 0
TAS1 | Brown Coal | 0 | 0 | 0 | 0 | 0 | 0 | 0 | 0 | 0 | 0 | 0 | 0 | 0 | 0 | 0 | 0 | 0 | 0 | 0 | 0 | 0 | 0 | 0 | 0 | 0 | 0 | 0 | 0 | 0
TAS1 | CCGT | 6.3685e-06 | 6.0236e-06 | 6.0181e-06 | 5.7945e-06 | 5.5534e-06 | 5.4672e-06 | 5.6778e-06 | 5.7843e-06 | 5.6385e-06 | 5.505e-06 | 5.5999e-06 | 6.9518e-06 | 6.655e-06 | 6.3557e-06 | 6.0137e-06 | 5.8989e-06 | 6.549e-06 | 6.5517e-06 | 7.0822e-06 | 6.6758e-06 | 7.3854e-06 | 7.1969e-06 | 6.8904e-06 | 6.3417e-06 | 6.1527e-06 | 6.554e-06 | 6.4532e-06 | 8.4528e-06 | 8.0415e-06
TAS1 | Gas - Steam | 0 | 0 | 0 | 0 | 0 | 0 | 0 | 0 | 0 | 0 | 0 | 0 | 0 | 0 | 0 | 0 | 0 | 0 | 0 | 0 | 0 | 0 | 0 | 0 | 0 | 0 | 0 | 0 | 0
TAS1 | OCGT / Diesel | 8.0221e-06 | 7.4792e-06 | 7.4875e-06 | 7.3063e-06 | 7.1306e-06 | 7.2526e-06 | 7.4044e-06 | 7.5697e-06 | 7.4759e-06 | 7.2782e-06 | 7.4486e-06 | 8.2244 | 2.0054 | 1.0093e-05 | 1.2844 | 8.8356e-06 | 28.0019 | 15.7243 | 55.8897 | 3.0481 | 1.8467 | 1.1263 | 2.1913 | 6.4621 | 1.5095 | 2.2795 | 2.0535 | 28.4025 | 20.1739
TAS1 | Hydro | 52266.4822 | 50147.506 | 49656.5435 | 54372.2825 | 52251.5857 | 42180.0048 | 50260.9808 | 51791.6007 | 44474.4616 | 36761.3368 | 35930.7129 | 40643.2844 | 37270.9836 | 36330.2355 | 31189.5339 | 28216.3003 | 31169.6345 | 28437.9691 | 23964.5977 | 24471.441 | 20530.46 | 22135.8941 | 21852.1469 | 17812.771 | 19523.2293 | 19778.1314 | 17609.6418 | 15740.5149 | 15168.0862
TAS1 | Wind | 3344.9436 | 3864.5276 | 3332.5648 | 3207.5941 | 3265.5425 | 3176.8049 | 3103.1037 | 2509.9039 | 2349.2181 | 1989.8469 | 2261.6963 | 1944.6225 | 1892.5148 | 1829.5954 | 1719.1821 | 1724.7902 | 1435.2676 | 1405.8289 | 1140.4402 | 1226.8878 | 1169.6224 | 1085.2907 | 1010.372 | 804.0016 | 812.5301 | 654.0809 | 593.9885 | 431.4698 | 425.8805
TAS1 | Solar PV | 3.5667e-09 | 4.9303e-09 | 7.6402e-09 | 8.8551e-09 | 7.297e-09 | 8.4728e-09 | 7.7046e-09 | 7.5584e-09 | 8.9382e-09 | 9.7381e-09 | 1.1869e-08 | 1.1825e-08 | 1.5618e-08 | 1.313e-08 | 1.4195e-08 | 1.3248e-08 | 1.2903e-08 | 1.2993e-08 | 1.3001e-08 | 1.8823e-08 | 1.828e-08 | 1.8002e-08 | 1.4707e-08 | 1.4432e-08 | 1.3667e-08 | 1.3007e-08 | 1.2808e-08 | 1.2568e-08 | 1.2781e-08
TAS1 | Grid Battery | 9.879e-09 | 9.7621e-09 | 9.1936e-09 | 8.7858e-09 | 8.7832e-09 | 8.6557e-09 | 9.1078e-09 | 1.0017e-08 | 1.3785e-08 | 1.4271e-08 | 1.4084e-08 | 1.6106e-08 | 1.5775e-08 | 1.5969e-08 | 1.7244e-08 | 1.7863e-08 | 1.6938e-08 | 1.6825e-08 | 2.0222e-08 | 2.0352e-08 | 2.4205e-08 | 2.2097e-08 | 2.2796e-08 | 2.406e-08 | 2.1824e-08 | 2.1376e-08 | 2.147e-08 | 2.8242e-08 | 2.7165e-08
TAS1 | Pumped Hydro | 0 | 0 | 2.4537e-08 | 2.4374e-08 | 2.5528e-08 | 2.596e-08 | 2.7087e-08 | 2.6749e-08 | 2.8235e-08 | 2.9837e-08 | 3.2667e-08 | 8.4346e-08 | 1.2934e-07 | 1.2784e-07 | 1.6156e-07 | 0.21348 | 0.52653 | 0.6747 | 0.81658 | 0.7291 | 1.1039 | 1.0791 | 0.97323 | 1.0146 | 0.96039 | 0.83438 | 0.84505 | 0.88955 | 0.79904
TAS1 | VPP | 0.0029151 | 0.0085489 | 0.0051798 | 0.0090198 | 0.021642 | 0.032337 | 0.063741 | 0.07497 | 0.093187 | 0.11796 | 0.13776 | 0.16818 | 0.17763 | 0.19357 | 0.22291 | 0.22325 | 0.20059 | 0.19645 | 0.20223 | 0.2005 | 0.20331 | 0.19055 | 0.18234 | 0.19731 | 0.19981 | 0.17816 | 0.16982 | 0.1811 | 0.16423
Total excluding storage |  | 55611.4258 | 54012.0336 | 52989.1084 | 57579.8766 | 55517.1282 | 45356.8096 | 53364.0845 | 54301.5046 | 46823.6797 | 38751.1837 | 38192.4092 | 42596.1313 | 39165.5037 | 38159.8309 | 32910.0004 | 29941.0905 | 32632.904 | 29859.5224 | 25160.9276 | 25701.3769 | 21701.929 | 23222.3111 | 22864.7102 | 18623.2348 | 20337.2689 | 20434.4918 | 18205.6839 | 16200.3872 | 15614.1406
Explicitly modelled pumping
Region | Technology | 2021-22 | 2022-23 | 2023-24 | 2024-25 | 2025-26 | 2026-27 | 2027-28 | 2028-29 | 2029-30 | 2030-31 | 2031-32 | 2032-33 | 2033-34 | 2034-35 | 2035-36 | 2036-37 | 2037-38 | 2038-39 | 2039-40 | 2040-41 | 2041-42 | 2042-43 | 2043-44 | 2044-45 | 2045-46 | 2046-47 | 2047-48 | 2048-49 | 2049-50
NEM | Grid Battery pump | 0.2479 | 0.32613 | 0.30674 | 0.32515 | 0.27907 | 0.27557 | 0.25004 | 0.22174 | 0.18782 | 0.18996 | 0.17565 | 0.17644 | 0.14499 | 0.11865 | 0.12333 | 0.11804 | 0.10598 | 0.098824 | 0.09928 | 0.075959 | 0.046155 | 0.026758 | 0.024724 | 0.024361 | 0.023789 | 0.021587 | 0.020045 | 0.019788 | 0.017955
NEM | Pumped Hydro Pump | 956.729 | 3301.0162 | 4167.064 | 10807.0005 | 7156.6192 | 7031.7081 | 7288.2018 | 7747.2263 | 7094.4767 | 7679.393 | 9019.8091 | 11413.8098 | 11289.5589 | 8711.4189 | 10353.8373 | 9491.9366 | 7047.928 | 6430.9496 | 6639.8447 | 5661.3358 | 6316.2882 | 6660.9597 | 4903.1471 | 6112.9653 | 6101.4348 | 4983.1081 | 4443.3319 | 5562.2968 | 4035.8695
NEM | VPP pump | 0.64087 | 1.7073 | 2.965 | 5.6151 | 7.8746 | 10.4151 | 12.0407 | 13.9184 | 14.9093 | 16.4989 | 17.4907 | 19.9305 | 21.4078 | 21.6191 | 23.6892 | 23.7156 | 22.4104 | 21.9787 | 21.8701 | 21.1827 | 21.8602 | 21.1896 | 20.2065 | 21.1362 | 20.5923 | 18.4811 | 17.931 | 17.7223 | 16.0526
Region | Technology | 2021-22 | 2022-23 | 2023-24 | 2024-25 | 2025-26 | 2026-27 | 2027-28 | 2028-29 | 2029-30 | 2030-31 | 2031-32 | 2032-33 | 2033-34 | 2034-35 | 2035-36 | 2036-37 | 2037-38 | 2038-39 | 2039-40 | 2040-41 | 2041-42 | 2042-43 | 2043-44 | 2044-45 | 2045-46 | 2046-47 | 2047-48 | 2048-49 | 2049-50
NSW1 | Grid Battery pump | 0 | 0 | 0 | 0 | 0 | 0 | 0 | 0 | 0 | 0 | 0 | 0 | 0 | 0 | 0 | 0 | 0 | 0 | 0 | 0 | 0 | 0 | 0 | 0 | 0 | 0 | 0 | 0 | 0
NSW1 | Pumped Hydro Pump | 676.476 | 2585.3059 | 3135.4998 | 6580.907 | 3107.0314 | 3752.1853 | 4365.7878 | 4075.8743 | 4337.3589 | 4650.5955 | 5829.4526 | 7148.3088 | 7556.3769 | 5461.4347 | 6947.2603 | 6279.0328 | 5327.8989 | 4581.0696 | 4929.9922 | 4437.3044 | 4650.597 | 5179.7918 | 3974.4461 | 5069.515 | 5100.3539 | 4310.8329 | 3882.777 | 4987.0028 | 3754.6682
NSW1 | VPP pump | 0.21104 | 0.57663 | 0.83919 | 1.6268 | 2.2051 | 2.9233 | 3.4868 | 4.0485 | 4.4539 | 4.9683 | 5.3118 | 5.9813 | 6.4885 | 6.6921 | 7.2902 | 7.3301 | 6.9419 | 6.8217 | 6.8318 | 6.6324 | 6.8841 | 6.6554 | 6.4797 | 6.8483 | 6.7668 | 6.3043 | 5.9773 | 5.9569 | 5.6724
Region | Technology | 2021-22 | 2022-23 | 2023-24 | 2024-25 | 2025-26 | 2026-27 | 2027-28 | 2028-29 | 2029-30 | 2030-31 | 2031-32 | 2032-33 | 2033-34 | 2034-35 | 2035-36 | 2036-37 | 2037-38 | 2038-39 | 2039-40 | 2040-41 | 2041-42 | 2042-43 | 2043-44 | 2044-45 | 2045-46 | 2046-47 | 2047-48 | 2048-49 | 2049-50
QLD1 | Grid Battery pump | 0 | 0.028099 | 0.027444 | 0.031897 | 0.030711 | 0.028711 | 0.026643 | 0.024765 | 0.022694 | 0.021811 | 0.02049 | 0.01988 | 0.0191 | 0.017939 | 0.017172 | 0.016312 | 0.014314 | 0.013763 | 0.013368 | 0 | 0 | 0 | 0 | 0 | 0 | 0 | 0 | 0 | 0
QLD1 | Pumped Hydro Pump | 280.253 | 715.7103 | 1031.5642 | 4226.0935 | 4049.5878 | 3279.5228 | 2922.414 | 3671.352 | 2757.1178 | 3028.7975 | 3190.3565 | 4265.501 | 3733.182 | 3249.9842 | 3406.577 | 3212.9038 | 1720.0291 | 1849.88 | 1709.8525 | 1224.0314 | 1665.6912 | 1481.1679 | 928.701 | 1043.4503 | 1001.0809 | 672.2752 | 560.5549 | 575.2941 | 281.2013
QLD1 | VPP pump | 0.11157 | 0.35394 | 0.63464 | 1.2863 | 2.0079 | 2.5729 | 2.9911 | 3.6311 | 4.0878 | 4.4928 | 4.7603 | 5.3429 | 5.8658 | 6.0462 | 6.4613 | 6.3825 | 6.0094 | 5.9177 | 5.8848 | 5.8154 | 5.9341 | 5.87 | 5.7716 | 5.6641 | 5.3513 | 4.578 | 4.5671 | 4.2595 | 3.4577
Region | Technology | 2021-22 | 2022-23 | 2023-24 | 2024-25 | 2025-26 | 2026-27 | 2027-28 | 2028-29 | 2029-30 | 2030-31 | 2031-32 | 2032-33 | 2033-34 | 2034-35 | 2035-36 | 2036-37 | 2037-38 | 2038-39 | 2039-40 | 2040-41 | 2041-42 | 2042-43 | 2043-44 | 2044-45 | 2045-46 | 2046-47 | 2047-48 | 2048-49 | 2049-50
VIC1 | Grid Battery pump | 0.12938 | 0.1849 | 0.16876 | 0.18413 | 0.15449 | 0.15664 | 0.14131 | 0.12281 | 0.097932 | 0.10591 | 0.097192 | 0.099119 | 0.072361 | 0.06243 | 0.067748 | 0.064668 | 0.057345 | 0.052541 | 0.054668 | 0.048047 | 0.017751 | 0 | 0 | 0 | 0 | 0 | 0 | 0 | 0
VIC1 | Pumped Hydro Pump | 0 | 0 | 0 | 0 | 0 | 0 | 0 | 0 | 0 | 0 | 0 | 0 | 0 | 0 | 0 | 0 | 0 | 0 | 0 | 0 | 0 | 0 | 0 | 0 | 0 | 0 | 0 | 0 | 0
VIC1 | VPP pump | 0.15726 | 0.46977 | 1.0227 | 2.0179 | 2.7835 | 3.8353 | 4.3319 | 4.8363 | 4.8733 | 5.4207 | 5.6895 | 6.6546 | 6.9789 | 6.7999 | 7.6717 | 7.7522 | 7.2805 | 7.108 | 7.0631 | 6.7107 | 6.9965 | 6.6571 | 6.0398 | 6.7027 | 6.586 | 5.8414 | 5.7174 | 5.9002 | 5.4126
Region | Technology | 2021-22 | 2022-23 | 2023-24 | 2024-25 | 2025-26 | 2026-27 | 2027-28 | 2028-29 | 2029-30 | 2030-31 | 2031-32 | 2032-33 | 2033-34 | 2034-35 | 2035-36 | 2036-37 | 2037-38 | 2038-39 | 2039-40 | 2040-41 | 2041-42 | 2042-43 | 2043-44 | 2044-45 | 2045-46 | 2046-47 | 2047-48 | 2048-49 | 2049-50
SA1 | Grid Battery pump | 0.11852 | 0.11313 | 0.11054 | 0.10913 | 0.093865 | 0.09022 | 0.082085 | 0.074164 | 0.067197 | 0.062236 | 0.057969 | 0.057438 | 0.053528 | 0.038285 | 0.038407 | 0.037065 | 0.034324 | 0.032519 | 0.031243 | 0.027912 | 0.028405 | 0.026758 | 0.024724 | 0.024361 | 0.023789 | 0.021587 | 0.020045 | 0.019788 | 0.017955
SA1 | Pumped Hydro Pump | 0 | 0 | 0 | 0 | 0 | 0 | 0 | 0 | 0 | 0 | 0 | 0 | 0 | 0 | 0 | 0 | 0 | 0 | 0 | 0 | 0 | 0 | 0 | 0 | 0 | 0 | 0 | 0 | 0
SA1 | VPP pump | 0.15757 | 0.29684 | 0.46247 | 0.6734 | 0.85285 | 1.0456 | 1.1557 | 1.3145 | 1.3847 | 1.4784 | 1.5669 | 1.7532 | 1.8662 | 1.8526 | 2.0044 | 1.9881 | 1.9425 | 1.8999 | 1.8528 | 1.7877 | 1.8069 | 1.783 | 1.7004 | 1.6895 | 1.6524 | 1.5484 | 1.4688 | 1.3933 | 1.3166
Region | Technology | 2021-22 | 2022-23 | 2023-24 | 2024-25 | 2025-26 | 2026-27 | 2027-28 | 2028-29 | 2029-30 | 2030-31 | 2031-32 | 2032-33 | 2033-34 | 2034-35 | 2035-36 | 2036-37 | 2037-38 | 2038-39 | 2039-40 | 2040-41 | 2041-42 | 2042-43 | 2043-44 | 2044-45 | 2045-46 | 2046-47 | 2047-48 | 2048-49 | 2049-50
TAS1 | Grid Battery pump | 0 | 0 | 0 | 0 | 0 | 0 | 0 | 0 | 0 | 0 | 0 | 0 | 0 | 0 | 0 | 0 | 0 | 0 | 0 | 0 | 0 | 0 | 0 | 0 | 0 | 0 | 0 | 0 | 0
TAS1 | Pumped Hydro Pump | 0 | 0 | 0 | 0 | 0 | 0 | 0 | 0 | 0 | 0 | 0 | 0 | 0 | 0 | 0 | 0 | 0 | 0 | 0 | 0 | 0 | 0 | 0 | 0 | 0 | 0 | 0 | 0 | 0
TAS1 | VPP pump | 0.0034299 | 0.010113 | 0.0060427 | 0.010712 | 0.025368 | 0.038039 | 0.075228 | 0.08797 | 0.10965 | 0.13878 | 0.16209 | 0.19838 | 0.20848 | 0.22834 | 0.26165 | 0.26267 | 0.23599 | 0.23141 | 0.23765 | 0.23656 | 0.23854 | 0.2242 | 0.21503 | 0.23164 | 0.23576 | 0.20894 | 0.20045 | 0.21243 | 0.19323

## Marinus_FOM Cost
FOM cost by technology ($000s) - Marinus Link, High DER Scenario
FOM | Real June 2020 dollars discounted to 1 July 2020. For new entrant capacity, the FOM is incurred annually in modelling. For existing capacity, FOM is considered to be a sunk cost, since the fixed retirement dates are assumed to be the same in the Base Case and the case with Marinus Link. As such, early retirements are presented as an annual FOM saving, or negative cost, that continues until the assumed fixed date retirement.
Explicitly modelled generation
Region | Technology | 2021-22 | 2022-23 | 2023-24 | 2024-25 | 2025-26 | 2026-27 | 2027-28 | 2028-29 | 2029-30 | 2030-31 | 2031-32 | 2032-33 | 2033-34 | 2034-35 | 2035-36 | 2036-37 | 2037-38 | 2038-39 | 2039-40 | 2040-41 | 2041-42 | 2042-43 | 2043-44 | 2044-45 | 2045-46 | 2046-47 | 2047-48 | 2048-49 | 2049-50
NEM | Black Coal | 0 | 0 | 0 | -106686.8414 | -28420.9279 | 182029.2121 | -93365.165 | -205905.3509 | -200247.5326 | -191075.8898 | 200624.4811 | 337684.6857 | 191419.3111 | -104760.9854 | -1354.9378 | -0.001608 | -0.00073024 | -0.00069679 | -0.00066666 | -0.00063435 | 239835.4414 | 0 | 0 | 0 | 0 | 0 | 0 | 0 | 0
NEM | Brown Coal | 0 | 0 | 0 | -125085.9941 | -119356.8646 | -138929.8587 | 171916.5862 | 453894.1406 | -104935.8479 | -68541.053 | -32788.3708 | -0.0034082 | -0.0032521 | -0.0031031 | -0.0029689 | -0.002825 | 190672.8158 | 363063.5487 | -0.0024609 | -0.0023416 | -0.0022344 | -0.0021321 | -0.0020398 | -0.001941 | -0.0018521 | -0.0017672 | -0.0011903 | 0 | 0
NEM | CCGT | 1.8705e-05 | 1.7848e-05 | 1.7076e-05 | 1.6248e-05 | 1.5504e-05 | 1.4794e-05 | 1.4154e-05 | 1.3468e-05 | 1.2851e-05 | 1.2263e-05 | 1.1732e-05 | 1.9285e-05 | 1.8402e-05 | 1.7559e-05 | 1.68e-05 | 1.5985e-05 | 2.6763e-05 | 2.5537e-05 | 3.6785e-05 | 3.5002e-05 | 4.4736e-05 | 4.5681e-05 | 4.3705e-05 | 4.1587e-05 | 4.0884e-05 | 3.9011e-05 | 3.7824e-05 | 5.4084e-05 | 5.1607e-05
NEM | Gas - Steam | 0 | 0 | 0 | 0 | 0 | 0 | 0 | 0 | 0 | 0 | 0 | 0 | 0 | 0 | 0 | 0 | 0 | 0 | 0 | 0 | 0 | 0 | 0 | 0 | 0 | 0 | 0 | 0 | 0
NEM | OCGT / Diesel | 7.9908e-05 | 7.6248e-05 | 7.295e-05 | 6.9414e-05 | 6.6235e-05 | 6.3201e-05 | 6.0468e-05 | 5.7537e-05 | 5.4902e-05 | 5.2387e-05 | 5.0122e-05 | 5.206e-05 | 4.9676e-05 | 4.7401e-05 | 4.5351e-05 | 4.3755e-05 | 6.3615e-05 | 6.0702e-05 | 2159.6942 | 2055.0144 | 2429.0795 | 2317.824 | 2425.2904 | 6467.9375 | 7720.9145 | 11445.9843 | 10950.9599 | 15040.3036 | 14351.4347
NEM | Hydro | 0 | 0 | 0 | 0 | 0 | 0 | 0 | 0 | 0 | 0 | 0 | 0 | 0 | 0 | 0 | 0 | 0 | 0 | 0 | 0 | 0 | 0 | 0 | 0 | 0 | 0 | 0 | 0 | 0
NEM | Wind | 0.0015235 | 19157.3673 | 39754.9063 | 59221.9881 | 87186.3196 | 102997.1825 | 126751.3892 | 146213.0202 | 204300.4897 | 197202.8443 | 190798.8976 | 195970.3092 | 193004.2674 | 187675.4721 | 184085.2475 | 191068.1436 | 239530.2543 | 237780.5818 | 231702.6862 | 221910.4533 | 240377.4269 | 250943.7146 | 246141.685 | 236108.846 | 234380.1787 | 238161.9021 | 248415.2641 | 251066.8854 | 249803.0606
NEM | Solar PV | 0.00013913 | 0.00022747 | 0.00023433 | 0.00025587 | 0.00029978 | 0.00030236 | 0.00056503 | 2656.6357 | 46841.7436 | 44696.3202 | 42763.261 | 40690.537 | 38826.8483 | 37048.5193 | 35446.2178 | 33728.1489 | 32183.35 | 30709.3035 | 29381.165 | 27957.0677 | 28241.4761 | 51389.6691 | 49950.5885 | 47529.4965 | 45654.7167 | 66263.0351 | 63397.2433 | 71008.5418 | 71917.0414
NEM | Grid Battery | 0.0001622 | 0.00015477 | 0.00014807 | 0.0001409 | 0.00013444 | 0.00013297 | 0.0001478 | 0.00016567 | 0.00045345 | 0.00043679 | 0.00042407 | 0.00049965 | 0.0005043 | 0.00048223 | 0.0004823 | 0.00049341 | 0.00099656 | 0.00096454 | 0.001044 | 0.00099339 | 0.038252 | 0.0365 | 0.034921 | 909.6221 | 940.8229 | 1776.7816 | 1699.9381 | 1617.5429 | 1543.4569
NEM | Pumped Hydro | 0 | 0 | 0.00017996 | 0.00018668 | 0.00018259 | 0.00018004 | 0.0001831 | 0.00018561 | 22893.9931 | 21845.4133 | 20900.6268 | 19887.5791 | 18976.6978 | 18107.5361 | 17324.4082 | 17091.709 | 24206.1031 | 23606.6261 | 23124.2755 | 22003.4479 | 23190.3114 | 26938.9068 | 25773.8332 | 24524.5823 | 23401.3189 | 28396.0222 | 27167.9302 | 26402.8102 | 25193.5212
NEM | VPP | 0 | 0 | 0 | 0 | 0 | 0 | 0 | 0 | 0 | 0 | 0 | 0 | 0 | 0 | 0 | 0 | 0 | 0 | 0 | 0 | 0 | 0 | 0 | 0 | 0 | 0 | 0 | 0 | 0
Total excluding storage |  | 0.0017613 | 19157.3676 | 39754.9066 | -172550.8471 | -60591.4724 | 146096.5363 | 205302.811 | 396858.4456 | -54041.1472 | -17717.7783 | 401398.269 | 574345.5285 | 423250.4236 | 119963.003 | 218176.5247 | 224796.2881 | 462386.4195 | 631553.4334 | 263243.5423 | 251922.5325 | 510883.4217 | 304651.2056 | 298517.562 | 290106.2781 | 287755.808 | 315870.9198 | 322763.4662 | 337115.7309 | 336071.5368
Region | Technology | 2021-22 | 2022-23 | 2023-24 | 2024-25 | 2025-26 | 2026-27 | 2027-28 | 2028-29 | 2029-30 | 2030-31 | 2031-32 | 2032-33 | 2033-34 | 2034-35 | 2035-36 | 2036-37 | 2037-38 | 2038-39 | 2039-40 | 2040-41 | 2041-42 | 2042-43 | 2043-44 | 2044-45 | 2045-46 | 2046-47 | 2047-48 | 2048-49 | 2049-50
NSW1 | Black Coal | 0 | 0 | 0 | -35120.9178 | 39867.1695 | -136650.9859 | -152079.5529 | -144708.2965 | -141853.3969 | -135356.2947 | -129502.3064 | 227550.201 | -61386.9541 | -58575.3379 | -0.00051012 | -0.0004854 | -0.00046316 | -0.00044195 | -0.00042284 | -0.00040234 | -0.00038391 | 0 | 0 | 0 | 0 | 0 | 0 | 0 | 0
NSW1 | Brown Coal | 0 | 0 | 0 | 0 | 0 | 0 | 0 | 0 | 0 | 0 | 0 | 0 | 0 | 0 | 0 | 0 | 0 | 0 | 0 | 0 | 0 | 0 | 0 | 0 | 0 | 0 | 0 | 0 | 0
NSW1 | CCGT | 4.0465e-06 | 3.8612e-06 | 3.6942e-06 | 3.5152e-06 | 3.3542e-06 | 3.2005e-06 | 3.0621e-06 | 2.9137e-06 | 2.7802e-06 | 2.6529e-06 | 2.5382e-06 | 4.4785e-06 | 4.2733e-06 | 4.0776e-06 | 3.9013e-06 | 3.7122e-06 | 8.4886e-06 | 8.0999e-06 | 1.2803e-05 | 1.2182e-05 | 1.5678e-05 | 1.496e-05 | 1.4313e-05 | 1.3619e-05 | 1.2995e-05 | 1.24e-05 | 1.1864e-05 | 1.7121e-05 | 1.6336e-05
NSW1 | Gas - Steam | 0 | 0 | 0 | 0 | 0 | 0 | 0 | 0 | 0 | 0 | 0 | 0 | 0 | 0 | 0 | 0 | 0 | 0 | 0 | 0 | 0 | 0 | 0 | 0 | 0 | 0 | 0 | 0 | 0
NSW1 | OCGT / Diesel | 1.655e-05 | 1.5792e-05 | 1.5109e-05 | 1.4377e-05 | 1.3718e-05 | 1.309e-05 | 1.2524e-05 | 1.1917e-05 | 1.1371e-05 | 1.085e-05 | 1.0381e-05 | 1.0738e-05 | 1.0246e-05 | 9.7765e-06 | 9.3537e-06 | 8.9003e-06 | 2.0609e-05 | 1.9665e-05 | 816.1861 | 776.6258 | 1209.243 | 1153.8578 | 1311.6643 | 4482.257 | 4276.9628 | 4081.0713 | 3904.5702 | 6926.1168 | 6608.8901
NSW1 | Hydro | 0 | 0 | 0 | 0 | 0 | 0 | 0 | 0 | 0 | 0 | 0 | 0 | 0 | 0 | 0 | 0 | 0 | 0 | 0 | 0 | 0 | 0 | 0 | 0 | 0 | 0 | 0 | 0 | 0
NSW1 | Wind | 0.00028441 | 19157.3661 | 36664.0481 | 52329.8804 | 67138.8484 | 81141.8441 | 93972.0153 | 101378.5743 | 148239.8546 | 141450.2429 | 135332.6991 | 128773.1583 | 122875.151 | 117247.2815 | 112176.4851 | 106739.32 | 103161.4084 | 98436.4586 | 94179.2065 | 89614.3649 | 109278.5175 | 107879.2674 | 103213.6257 | 98210.8881 | 93712.6797 | 89420.4958 | 90761.2247 | 89070.5563 | 84990.9888
NSW1 | Solar PV | 3.2485e-05 | 8.0766e-05 | 8.0003e-05 | 9.4374e-05 | 0.00014568 | 0.00015532 | 0.00037239 | 2656.6355 | 46841.7433 | 44696.3199 | 42763.2607 | 40690.5366 | 38826.8479 | 37048.519 | 35446.2174 | 33728.1485 | 32183.3478 | 30709.3013 | 29381.1629 | 27957.0656 | 26676.5893 | 37453.3274 | 35833.5185 | 34096.6772 | 32534.9973 | 43422.3089 | 41544.349 | 39530.7053 | 40499.7587
NSW1 | Grid Battery | 5.6917e-05 | 5.431e-05 | 5.1962e-05 | 4.9443e-05 | 4.7178e-05 | 4.5018e-05 | 5.1452e-05 | 5.5058e-05 | 0.00028875 | 0.00027552 | 0.00026503 | 0.00026821 | 0.00025592 | 0.0002442 | 0.00023934 | 0.00023554 | 0.00024903 | 0.00023763 | 0.00029298 | 0.00027878 | 0.00048706 | 0.00046475 | 0.00044465 | 0.00043132 | 0.00041156 | 0.00039422 | 0.00037717 | 0.00047473 | 0.00045298
NSW1 | Pumped Hydro | 0 | 0 | 5.3293e-05 | 5.7279e-05 | 5.4655e-05 | 5.2152e-05 | 5.299e-05 | 5.4122e-05 | 22893.993 | 21845.4131 | 20900.6267 | 19887.5788 | 18976.6973 | 18107.5356 | 17324.4076 | 16484.6981 | 15729.6737 | 15009.2307 | 14360.1005 | 13664.0702 | 13038.2349 | 12441.0638 | 11903.0036 | 11326.0681 | 10807.3169 | 10312.3253 | 9866.3303 | 9388.1118 | 8958.1219
NSW1 | VPP | 0 | 0 | 0 | 0 | 0 | 0 | 0 | 0 | 0 | 0 | 0 | 0 | 0 | 0 | 0 | 0 | 0 | 0 | 0 | 0 | 0 | 0 | 0 | 0 | 0 | 0 | 0 | 0 | 0
Total excluding storage |  | 0.00033749 | 19157.3662 | 36664.0482 | 17208.9627 | 107006.0181 | -55509.1416 | -58107.5372 | -40673.0867 | 53228.201 | 50790.2682 | 48593.6534 | 397013.8959 | 100315.0448 | 95720.4626 | 147622.702 | 140467.4681 | 135344.7558 | 129145.7595 | 124376.5551 | 118348.0559 | 137164.3495 | 146486.4526 | 140358.8085 | 136789.8223 | 130524.6397 | 136923.8761 | 136210.144 | 135527.3784 | 132099.6376
Region | Technology | 2021-22 | 2022-23 | 2023-24 | 2024-25 | 2025-26 | 2026-27 | 2027-28 | 2028-29 | 2029-30 | 2030-31 | 2031-32 | 2032-33 | 2033-34 | 2034-35 | 2035-36 | 2036-37 | 2037-38 | 2038-39 | 2039-40 | 2040-41 | 2041-42 | 2042-43 | 2043-44 | 2044-45 | 2045-46 | 2046-47 | 2047-48 | 2048-49 | 2049-50
QLD1 | Black Coal | 0 | 0 | 0 | -71565.9236 | -68288.0974 | 318680.198 | 58714.388 | -61197.0543 | -58394.1358 | -55719.5952 | 330126.7875 | 110134.4847 | 252806.2652 | -46185.6475 | -1354.9373 | -0.0011227 | -0.00026708 | -0.00025484 | -0.00024382 | -0.000232 | 239835.4418 | 0 | 0 | 0 | 0 | 0 | 0 | 0 | 0
QLD1 | Brown Coal | 0 | 0 | 0 | 0 | 0 | 0 | 0 | 0 | 0 | 0 | 0 | 0 | 0 | 0 | 0 | 0 | 0 | 0 | 0 | 0 | 0 | 0 | 0 | 0 | 0 | 0 | 0 | 0 | 0
QLD1 | CCGT | 4.3305e-06 | 4.1321e-06 | 3.9534e-06 | 3.7618e-06 | 3.5895e-06 | 3.4251e-06 | 3.277e-06 | 3.1181e-06 | 2.9753e-06 | 2.839e-06 | 2.7162e-06 | 4.5519e-06 | 4.3434e-06 | 4.1445e-06 | 3.9652e-06 | 3.773e-06 | 7.5455e-06 | 7.1999e-06 | 1.1588e-05 | 1.1026e-05 | 1.1687e-05 | 1.4145e-05 | 1.3534e-05 | 1.2878e-05 | 1.349e-05 | 1.2872e-05 | 1.2315e-05 | 1.1718e-05 | 1.1181e-05
QLD1 | Gas - Steam | 0 | 0 | 0 | 0 | 0 | 0 | 0 | 0 | 0 | 0 | 0 | 0 | 0 | 0 | 0 | 0 | 0 | 0 | 0 | 0 | 0 | 0 | 0 | 0 | 0 | 0 | 0 | 0 | 0
QLD1 | OCGT / Diesel | 1.6291e-05 | 1.5545e-05 | 1.4873e-05 | 1.4152e-05 | 1.3504e-05 | 1.2885e-05 | 1.2328e-05 | 1.173e-05 | 1.1193e-05 | 1.0681e-05 | 1.0219e-05 | 1.1866e-05 | 1.1322e-05 | 1.0804e-05 | 1.0336e-05 | 1.0438e-05 | 1.525e-05 | 1.4551e-05 | 1343.5081 | 1278.3886 | 1219.8364 | 1163.9661 | 1113.626 | 1059.6488 | 2560.3336 | 6521.7659 | 6239.7078 | 6764.7295 | 6454.8946
QLD1 | Hydro | 0 | 0 | 0 | 0 | 0 | 0 | 0 | 0 | 0 | 0 | 0 | 0 | 0 | 0 | 0 | 0 | 0 | 0 | 0 | 0 | 0 | 0 | 0 | 0 | 0 | 0 | 0 | 0 | 0
QLD1 | Wind | 0.00051559 | 0.00050065 | 0.0004895 | 1008.5766 | 11576.4914 | 11046.2704 | 19829.6072 | 30030.5956 | 39566.7366 | 37754.5196 | 36121.6845 | 34370.8758 | 33112.3294 | 33233.8388 | 31796.5173 | 40446.7593 | 65626.7627 | 62620.9568 | 59912.6797 | 57008.7277 | 59259.8238 | 70045.0978 | 67015.7361 | 65665.0852 | 65085.685 | 68728.6828 | 65756.2544 | 62569.0658 | 69938.729
QLD1 | Solar PV | 4.5726e-05 | 6.5869e-05 | 6.302e-05 | 6.1412e-05 | 5.86e-05 | 5.5916e-05 | 9.2281e-05 | 8.7808e-05 | 0.00015695 | 0.00014976 | 0.00014329 | 0.00013634 | 0.0001301 | 0.00012414 | 0.00011877 | 0.00011301 | 0.0017584 | 0.0016779 | 0.0016053 | 0.0016827 | 1564.8864 | 13936.3409 | 13333.6118 | 12687.3351 | 12106.2358 | 21873.6617 | 20927.6535 | 19913.2956 | 19001.2362
QLD1 | Grid Battery | 2.6449e-05 | 2.5237e-05 | 2.4146e-05 | 2.2976e-05 | 2.1923e-05 | 2.0919e-05 | 2.6335e-05 | 3.4253e-05 | 4.5317e-05 | 4.452e-05 | 4.49e-05 | 7.2362e-05 | 9.6582e-05 | 9.2158e-05 | 8.8173e-05 | 8.3899e-05 | 0.00057284 | 0.00054661 | 0.00052297 | 0.00049762 | 0.037031 | 0.035335 | 0.033807 | 486.2192 | 463.9496 | 1321.7499 | 1264.5859 | 1203.2917 | 1148.1791
QLD1 | Pumped Hydro | 0 | 0 | 2.3229e-05 | 2.7541e-05 | 2.628e-05 | 2.5076e-05 | 2.5233e-05 | 2.8086e-05 | 2.68e-05 | 2.7171e-05 | 2.9217e-05 | 6.4944e-05 | 8.9853e-05 | 8.5737e-05 | 8.2029e-05 | 7.8053e-05 | 6755.7853 | 6446.36 | 6167.5631 | 5868.6229 | 6424.4292 | 10940.9277 | 10467.7465 | 9960.3775 | 9504.177 | 15135.3906 | 14480.8041 | 13778.9233 | 13147.8276
QLD1 | VPP | 0 | 0 | 0 | 0 | 0 | 0 | 0 | 0 | 0 | 0 | 0 | 0 | 0 | 0 | 0 | 0 | 0 | 0 | 0 | 0 | 0 | 0 | 0 | 0 | 0 | 0 | 0 | 0 | 0
Total excluding storage |  | 0.00058194 | 0.0005862 | 0.00057134 | -70557.3469 | -56711.6059 | 329726.4685 | 78543.9953 | -31166.4586 | -18827.399 | -17965.0754 | 366248.4721 | 144505.3607 | 285918.5948 | -12951.8086 | 30441.5802 | 40446.7583 | 65626.7642 | 62620.9582 | 61256.1892 | 58287.1178 | 301879.9885 | 85145.4048 | 81462.9739 | 79412.0692 | 79752.2545 | 97124.1104 | 92923.6157 | 89247.0909 | 95394.8599
Region | Technology | 2021-22 | 2022-23 | 2023-24 | 2024-25 | 2025-26 | 2026-27 | 2027-28 | 2028-29 | 2029-30 | 2030-31 | 2031-32 | 2032-33 | 2033-34 | 2034-35 | 2035-36 | 2036-37 | 2037-38 | 2038-39 | 2039-40 | 2040-41 | 2041-42 | 2042-43 | 2043-44 | 2044-45 | 2045-46 | 2046-47 | 2047-48 | 2048-49 | 2049-50
VIC1 | Black Coal | 0 | 0 | 0 | 0 | 0 | 0 | 0 | 0 | 0 | 0 | 0 | 0 | 0 | 0 | 0 | 0 | 0 | 0 | 0 | 0 | 0 | 0 | 0 | 0 | 0 | 0 | 0 | 0 | 0
VIC1 | Brown Coal | 0 | 0 | 0 | -125085.9941 | -119356.8646 | -138929.8587 | 171916.5862 | 453894.1406 | -104935.8479 | -68541.053 | -32788.3708 | -0.0034082 | -0.0032521 | -0.0031031 | -0.0029689 | -0.002825 | 190672.8158 | 363063.5487 | -0.0024609 | -0.0023416 | -0.0022344 | -0.0021321 | -0.0020398 | -0.001941 | -0.0018521 | -0.0017672 | -0.0011903 | 0 | 0
VIC1 | CCGT | 3.5549e-06 | 3.3921e-06 | 3.2454e-06 | 3.0881e-06 | 2.9467e-06 | 2.8117e-06 | 2.6901e-06 | 2.5597e-06 | 2.4425e-06 | 2.3306e-06 | 2.2298e-06 | 3.6122e-06 | 3.4468e-06 | 3.2889e-06 | 3.1467e-06 | 2.9941e-06 | 3.9437e-06 | 3.763e-06 | 5.1827e-06 | 4.9315e-06 | 5.833e-06 | 5.5658e-06 | 5.3251e-06 | 5.067e-06 | 4.8349e-06 | 4.6135e-06 | 4.9135e-06 | 1.1929e-05 | 1.1382e-05
VIC1 | Gas - Steam | 0 | 0 | 0 | 0 | 0 | 0 | 0 | 0 | 0 | 0 | 0 | 0 | 0 | 0 | 0 | 0 | 0 | 0 | 0 | 0 | 0 | 0 | 0 | 0 | 0 | 0 | 0 | 0 | 0
VIC1 | OCGT / Diesel | 1.561e-05 | 1.4895e-05 | 1.4251e-05 | 1.356e-05 | 1.2939e-05 | 1.2346e-05 | 1.1812e-05 | 1.124e-05 | 1.0725e-05 | 1.0234e-05 | 9.7913e-06 | 9.9512e-06 | 9.4954e-06 | 9.0605e-06 | 8.6686e-06 | 8.2485e-06 | 9.0775e-06 | 8.6618e-06 | 1.2383e-05 | 1.1783e-05 | 2.3219e-05 | 2.2156e-05 | 2.1197e-05 | 3.2131e-05 | 3.0659e-05 | 2.9255e-05 | 2.799e-05 | 0.00013646 | 0.00013021
VIC1 | Hydro | 0 | 0 | 0 | 0 | 0 | 0 | 0 | 0 | 0 | 0 | 0 | 0 | 0 | 0 | 0 | 0 | 0 | 0 | 0 | 0 | 0 | 0 | 0 | 0 | 0 | 0 | 0 | 0 | 0
VIC1 | Wind | 0.00018702 | 0.00017846 | 0.00017337 | 0.00020667 | 0.0001972 | 0.00018817 | 0.00018751 | 0.00020056 | 0.00019137 | 0.00018429 | 0.0001987 | 3820.2392 | 7376.3749 | 7038.5258 | 6734.1185 | 8119.1467 | 22848.079 | 24562.649 | 23500.3456 | 22361.29 | 21337.1088 | 24830.4402 | 29807.5232 | 28362.7603 | 32697.7351 | 38703.8738 | 51948.2295 | 58494.4649 | 55815.3291
VIC1 | Solar PV | 1.2379e-05 | 1.3982e-05 | 1.3377e-05 | 2.4044e-05 | 2.2942e-05 | 2.1892e-05 | 2.5487e-05 | 2.4252e-05 | 2.3141e-05 | 2.432e-05 | 2.9353e-05 | 6.015e-05 | 5.8425e-05 | 5.5749e-05 | 5.3338e-05 | 5.8608e-05 | 0.0001432 | 0.00013819 | 0.00013222 | 0.00012581 | 0.00012005 | 0.00021662 | 0.00020725 | 0.00019721 | 0.00019637 | 0.00027868 | 0.000722 | 10684.1471 | 10194.7969
VIC1 | Grid Battery | 2.5994e-05 | 2.4803e-05 | 2.373e-05 | 2.258e-05 | 2.1546e-05 | 2.253e-05 | 2.3e-05 | 2.4877e-05 | 3.9686e-05 | 3.7869e-05 | 3.7446e-05 | 5.1492e-05 | 4.9134e-05 | 4.6884e-05 | 4.9644e-05 | 5.5224e-05 | 5.5013e-05 | 5.7994e-05 | 7.3819e-05 | 7.0241e-05 | 0.0001668 | 0.00015916 | 0.00015228 | 0.00014489 | 0.00013826 | 0.00013193 | 0.00012622 | 0.00032967 | 0.00031457
VIC1 | Pumped Hydro | 0 | 0 | 2.5521e-05 | 2.7716e-05 | 2.6446e-05 | 2.6837e-05 | 2.5676e-05 | 2.4431e-05 | 2.4794e-05 | 2.3658e-05 | 2.5008e-05 | 3.8559e-05 | 3.6793e-05 | 3.5108e-05 | 3.359e-05 | 3.7816e-05 | 4.0532e-05 | 4.3865e-05 | 5.4059e-05 | 5.1439e-05 | 0.00010633 | 0.00010146 | 9.7076e-05 | 9.2371e-05 | 8.814e-05 | 8.4103e-05 | 8.0466e-05 | 508.4917 | 485.202
VIC1 | VPP | 0 | 0 | 0 | 0 | 0 | 0 | 0 | 0 | 0 | 0 | 0 | 0 | 0 | 0 | 0 | 0 | 0 | 0 | 0 | 0 | 0 | 0 | 0 | 0 | 0 | 0 | 0 | 0 | 0
Total excluding storage |  | 0.00021857 | 0.00021073 | 0.00020424 | -125085.9939 | -119356.8644 | -138929.8585 | 171916.5864 | 453894.1408 | -104935.8477 | -68541.0528 | -32788.3705 | 3820.2358 | 7376.3718 | 7038.5228 | 6734.1156 | 8119.144 | 213520.895 | 387626.1979 | 23500.3432 | 22361.2878 | 21337.1068 | 24830.4383 | 29807.5214 | 28362.7586 | 32697.7335 | 38703.8724 | 51948.2291 | 69178.6122 | 66010.1261
Region | Technology | 2021-22 | 2022-23 | 2023-24 | 2024-25 | 2025-26 | 2026-27 | 2027-28 | 2028-29 | 2029-30 | 2030-31 | 2031-32 | 2032-33 | 2033-34 | 2034-35 | 2035-36 | 2036-37 | 2037-38 | 2038-39 | 2039-40 | 2040-41 | 2041-42 | 2042-43 | 2043-44 | 2044-45 | 2045-46 | 2046-47 | 2047-48 | 2048-49 | 2049-50
SA1 | Black Coal | 0 | 0 | 0 | 0 | 0 | 0 | 0 | 0 | 0 | 0 | 0 | 0 | 0 | 0 | 0 | 0 | 0 | 0 | 0 | 0 | 0 | 0 | 0 | 0 | 0 | 0 | 0 | 0 | 0
SA1 | Brown Coal | 0 | 0 | 0 | 0 | 0 | 0 | 0 | 0 | 0 | 0 | 0 | 0 | 0 | 0 | 0 | 0 | 0 | 0 | 0 | 0 | 0 | 0 | 0 | 0 | 0 | 0 | 0 | 0 | 0
SA1 | CCGT | 3.4998e-06 | 3.3395e-06 | 3.195e-06 | 3.0402e-06 | 2.9009e-06 | 2.7681e-06 | 2.6484e-06 | 2.52e-06 | 2.4046e-06 | 2.2944e-06 | 2.1952e-06 | 3.9144e-06 | 3.7351e-06 | 3.5641e-06 | 3.4099e-06 | 3.2446e-06 | 4.6271e-06 | 4.4152e-06 | 5.2417e-06 | 4.9876e-06 | 9.2099e-06 | 8.7881e-06 | 8.408e-06 | 8.0005e-06 | 7.6341e-06 | 7.2844e-06 | 6.9694e-06 | 1.0505e-05 | 1.0023e-05
SA1 | Gas - Steam | 0 | 0 | 0 | 0 | 0 | 0 | 0 | 0 | 0 | 0 | 0 | 0 | 0 | 0 | 0 | 0 | 0 | 0 | 0 | 0 | 0 | 0 | 0 | 0 | 0 | 0 | 0 | 0 | 0
SA1 | OCGT / Diesel | 1.5608e-05 | 1.4893e-05 | 1.4249e-05 | 1.3558e-05 | 1.2937e-05 | 1.2345e-05 | 1.1811e-05 | 1.1238e-05 | 1.0724e-05 | 1.0233e-05 | 9.79e-06 | 1.0047e-05 | 9.5868e-06 | 9.1477e-06 | 8.7521e-06 | 8.3279e-06 | 1.0676e-05 | 1.0187e-05 | 1.6249e-05 | 1.5461e-05 | 7.4714e-05 | 7.1292e-05 | 6.8209e-05 | 926.0317 | 883.618 | 843.147 | 806.6819 | 1349.4571 | 1287.6499
SA1 | Hydro | 0 | 0 | 0 | 0 | 0 | 0 | 0 | 0 | 0 | 0 | 0 | 0 | 0 | 0 | 0 | 0 | 0 | 0 | 0 | 0 | 0 | 0 | 0 | 0 | 0 | 0 | 0 | 0 | 0
SA1 | Wind | 0.00032873 | 0.00031367 | 0.00037687 | 0.0003586 | 0.00034218 | 0.0003265 | 0.00031238 | 0.00034564 | 0.00032981 | 0.00031626 | 0.00035049 | 8565.1996 | 8172.9004 | 7798.5691 | 10195.807 | 11999.1074 | 23591.5818 | 27418.6724 | 28918.7156 | 27517.033 | 26256.7116 | 25054.1143 | 23970.5557 | 22808.7092 | 22787.3202 | 22132.5531 | 21602.6094 | 23475.1241 | 22399.9275
SA1 | Solar PV | 4.2904e-05 | 5.901e-05 | 6.6899e-05 | 6.3656e-05 | 6.0741e-05 | 5.7959e-05 | 6.408e-05 | 6.5085e-05 | 6.2104e-05 | 6.409e-05 | 8.2621e-05 | 0.00016931 | 0.00017485 | 0.00016893 | 0.00016162 | 0.00017283 | 0.00031607 | 0.00030245 | 0.00028937 | 0.00027534 | 0.00026273 | 0.00048472 | 783.458 | 745.484 | 1013.4834 | 967.0643 | 925.24 | 880.3939 | 2221.2495
SA1 | Grid Battery | 2.7211e-05 | 2.5964e-05 | 2.4842e-05 | 2.3637e-05 | 2.2555e-05 | 2.4238e-05 | 2.5091e-05 | 2.6492e-05 | 4.2762e-05 | 4.0804e-05 | 3.9039e-05 | 5.7242e-05 | 5.462e-05 | 5.2118e-05 | 5.5852e-05 | 6.6492e-05 | 6.8781e-05 | 7.0199e-05 | 8.9922e-05 | 8.5564e-05 | 0.00047594 | 0.00045414 | 0.0004345 | 423.4022 | 476.8727 | 455.0312 | 435.3516 | 414.2503 | 395.277
SA1 | Pumped Hydro | 0 | 0 | 1.9439e-05 | 1.8497e-05 | 1.7649e-05 | 1.6841e-05 | 1.6113e-05 | 1.5332e-05 | 1.463e-05 | 1.3959e-05 | 1.44e-05 | 1.9572e-05 | 1.8675e-05 | 1.782e-05 | 1.8418e-05 | 2.0278e-05 | 2.1375e-05 | 2.2213e-05 | 2.2231e-05 | 2.1154e-05 | 4.0082e-05 | 3.8246e-05 | 3.6592e-05 | 5.0109e-05 | 4.7813e-05 | 4.5624e-05 | 4.365e-05 | 4.1535e-05 | 3.9632e-05
SA1 | VPP | 0 | 0 | 0 | 0 | 0 | 0 | 0 | 0 | 0 | 0 | 0 | 0 | 0 | 0 | 0 | 0 | 0 | 0 | 0 | 0 | 0 | 0 | 0 | 0 | 0 | 0 | 0 | 0 | 0
Total excluding storage |  | 0.00039074 | 0.00039091 | 0.00046121 | 0.00043886 | 0.00041876 | 0.00039958 | 0.00039092 | 0.00042449 | 0.00040504 | 0.00039288 | 0.0004451 | 8565.1998 | 8172.9006 | 7798.5692 | 10195.8072 | 11999.1076 | 23591.5821 | 27418.6728 | 28918.7159 | 27517.0333 | 26256.712 | 25054.1149 | 24754.0138 | 24480.2248 | 24684.4216 | 23942.7644 | 23334.5314 | 25704.975 | 25908.8269
Region | Technology | 2021-22 | 2022-23 | 2023-24 | 2024-25 | 2025-26 | 2026-27 | 2027-28 | 2028-29 | 2029-30 | 2030-31 | 2031-32 | 2032-33 | 2033-34 | 2034-35 | 2035-36 | 2036-37 | 2037-38 | 2038-39 | 2039-40 | 2040-41 | 2041-42 | 2042-43 | 2043-44 | 2044-45 | 2045-46 | 2046-47 | 2047-48 | 2048-49 | 2049-50
TAS1 | Black Coal | 0 | 0 | 0 | 0 | 0 | 0 | 0 | 0 | 0 | 0 | 0 | 0 | 0 | 0 | 0 | 0 | 0 | 0 | 0 | 0 | 0 | 0 | 0 | 0 | 0 | 0 | 0 | 0 | 0
TAS1 | Brown Coal | 0 | 0 | 0 | 0 | 0 | 0 | 0 | 0 | 0 | 0 | 0 | 0 | 0 | 0 | 0 | 0 | 0 | 0 | 0 | 0 | 0 | 0 | 0 | 0 | 0 | 0 | 0 | 0 | 0
TAS1 | CCGT | 3.273e-06 | 3.1231e-06 | 2.988e-06 | 2.8432e-06 | 2.713e-06 | 2.5887e-06 | 2.4768e-06 | 2.3567e-06 | 2.2488e-06 | 2.1458e-06 | 2.053e-06 | 2.7282e-06 | 2.6032e-06 | 2.484e-06 | 2.3766e-06 | 2.2614e-06 | 2.1578e-06 | 2.059e-06 | 1.9699e-06 | 1.8744e-06 | 2.3286e-06 | 2.2219e-06 | 2.1258e-06 | 2.0228e-06 | 1.9302e-06 | 1.8418e-06 | 1.7621e-06 | 2.8121e-06 | 2.6833e-06
TAS1 | Gas - Steam | 0 | 0 | 0 | 0 | 0 | 0 | 0 | 0 | 0 | 0 | 0 | 0 | 0 | 0 | 0 | 0 | 0 | 0 | 0 | 0 | 0 | 0 | 0 | 0 | 0 | 0 | 0 | 0 | 0
TAS1 | OCGT / Diesel | 1.5849e-05 | 1.5123e-05 | 1.4469e-05 | 1.3767e-05 | 1.3137e-05 | 1.2535e-05 | 1.1993e-05 | 1.1412e-05 | 1.0889e-05 | 1.039e-05 | 9.941e-06 | 9.4591e-06 | 9.0259e-06 | 8.6125e-06 | 8.24e-06 | 7.8406e-06 | 8.0035e-06 | 7.6369e-06 | 1.0512e-05 | 1.0003e-05 | 1.351e-05 | 1.2891e-05 | 1.2334e-05 | 1.1736e-05 | 1.1198e-05 | 1.0685e-05 | 1.0223e-05 | 1.4306e-05 | 1.3651e-05
TAS1 | Hydro | 0 | 0 | 0 | 0 | 0 | 0 | 0 | 0 | 0 | 0 | 0 | 0 | 0 | 0 | 0 | 0 | 0 | 0 | 0 | 0 | 0 | 0 | 0 | 0 | 0 | 0 | 0 | 0 | 0
TAS1 | Wind | 0.00020778 | 0.00019827 | 3090.8572 | 5883.5305 | 8470.9792 | 10809.0674 | 12949.7662 | 14803.8498 | 16493.898 | 17998.0813 | 19344.5136 | 20440.8363 | 21467.5117 | 22357.257 | 23182.3196 | 23763.8101 | 24302.4224 | 24741.845 | 25191.7388 | 25409.0378 | 24245.265 | 23134.7949 | 22134.2443 | 21061.4032 | 20096.7588 | 19176.2966 | 18346.946 | 17457.6743 | 16658.0862
TAS1 | Solar PV | 5.6401e-06 | 7.8437e-06 | 1.1036e-05 | 1.2385e-05 | 1.1817e-05 | 1.1276e-05 | 1.0788e-05 | 1.0265e-05 | 1.1801e-05 | 1.3313e-05 | 1.6346e-05 | 1.5554e-05 | 2.0081e-05 | 1.9161e-05 | 1.9789e-05 | 1.883e-05 | 1.7968e-05 | 1.7145e-05 | 1.7737e-05 | 2.5847e-05 | 2.4663e-05 | 2.3533e-05 | 2.2516e-05 | 2.1424e-05 | 2.0443e-05 | 1.9507e-05 | 1.8663e-05 | 1.8842e-05 | 1.9986e-05
TAS1 | Grid Battery | 2.5625e-05 | 2.4451e-05 | 2.3394e-05 | 2.226e-05 | 2.124e-05 | 2.0267e-05 | 2.1923e-05 | 2.4992e-05 | 3.6942e-05 | 3.8081e-05 | 3.7659e-05 | 5.0341e-05 | 4.8036e-05 | 4.6869e-05 | 4.9289e-05 | 5.2253e-05 | 5.0887e-05 | 5.2117e-05 | 6.4303e-05 | 6.1186e-05 | 9.1084e-05 | 8.6912e-05 | 8.3154e-05 | 7.9123e-05 | 7.5499e-05 | 7.5156e-05 | 7.6759e-05 | 0.00010409 | 9.932e-05
TAS1 | Pumped Hydro | 0 | 0 | 5.8478e-05 | 5.5644e-05 | 5.7561e-05 | 5.9131e-05 | 6.309e-05 | 6.3639e-05 | 6.7277e-05 | 6.9957e-05 | 7.7124e-05 | 0.00022953 | 0.00036741 | 0.00035059 | 0.00043 | 607.0108 | 1720.644 | 2151.0354 | 2596.6119 | 2470.7548 | 3727.6471 | 3556.9151 | 3403.0831 | 3238.1365 | 3089.8249 | 2948.3062 | 2820.7957 | 2727.2834 | 2602.3696
TAS1 | VPP | 0 | 0 | 0 | 0 | 0 | 0 | 0 | 0 | 0 | 0 | 0 | 0 | 0 | 0 | 0 | 0 | 0 | 0 | 0 | 0 | 0 | 0 | 0 | 0 | 0 | 0 | 0 | 0 | 0
Total excluding storage |  | 0.00023254 | 0.00022435 | 3090.8572 | 5883.5305 | 8470.9793 | 10809.0675 | 12949.7662 | 14803.8498 | 16493.8981 | 17998.0813 | 19344.5136 | 20440.8363 | 21467.5117 | 22357.257 | 23182.3196 | 23763.8101 | 24302.4224 | 24741.845 | 25191.7388 | 25409.0378 | 24245.2651 | 23134.7949 | 22134.2443 | 21061.4033 | 20096.7588 | 19176.2966 | 18346.9461 | 17457.6744 | 16658.0862

## Marinus_Fuel Cost
Fuel cost by technology ($000s) - Marinus Link, High DER Scenario
Fuel | Real June 2020 dollars discounted to 1 July 2020
Explicitly modelled generation
Region | Technology | 2021-22 | 2022-23 | 2023-24 | 2024-25 | 2025-26 | 2026-27 | 2027-28 | 2028-29 | 2029-30 | 2030-31 | 2031-32 | 2032-33 | 2033-34 | 2034-35 | 2035-36 | 2036-37 | 2037-38 | 2038-39 | 2039-40 | 2040-41 | 2041-42 | 2042-43 | 2043-44 | 2044-45 | 2045-46 | 2046-47 | 2047-48 | 2048-49 | 2049-50
NEM | Black Coal | 1728397.5839 | 1464484.4256 | 1425242.7709 | 1322563.6877 | 1173582.582 | 1013807.0793 | 868418.4929 | 899663.497 | 676351.765 | 626669.1497 | 569423.138 | 506847.3309 | 522683.7497 | 463407.9418 | 386709.265 | 348760.5778 | 274216.7747 | 263993.9794 | 239989.7444 | 213585.1599 | 194860.2229 | 129869.2905 | 96651.9158 | 75378.4594 | 58550.216 | 40335.1713 | 36769.9373 | 34571.177 | 29507.4971
NEM | Brown Coal | 229248.5294 | 209300.1711 | 201245.522 | 148805.301 | 149557.0449 | 137366.5923 | 126678.3974 | 119468.9093 | 103708.8234 | 105547.0433 | 98966.84 | 93172.4381 | 91002.9304 | 84244.0015 | 84787.7378 | 76677.7754 | 67431.2894 | 67671.6609 | 56830.5205 | 56922.3823 | 60258.7134 | 56834.7576 | 51552.4187 | 49822.881 | 46981.1287 | 45440.4609 | 28690.0819 | 0 | 0
NEM | CCGT | 185249.5092 | 177215.9705 | 138479.0813 | 137536.2528 | 126009.9353 | 121308.4958 | 114928.4752 | 116938.6573 | 101952.2073 | 104148.3264 | 111953.5029 | 198338.4422 | 202083.2597 | 224882.9182 | 147787.1041 | 130837.4616 | 181789.6838 | 174729.6352 | 142581.0971 | 137260.991 | 129328.8909 | 150811.0222 | 94973.1747 | 83367.862 | 45556.7381 | 30891.156 | 29713.73 | 28387.0468 | 27195.7766
NEM | Gas - Steam | 85573.5659 | 82291.2196 | 77364.3561 | 13129.7363 | 12100.1763 | 12212.1505 | 10962.3814 | 11214.5014 | 9656.3074 | 9382.1899 | 9131.0118 | 12908.8417 | 9009.217 | 18102.3952 | 4094.4119 | 3197.5933 | 10679.8837 | 6579.7913 | 5183.7415 | 5161.0275 | 5675.968 | 6508.7105 | 5883.6745 | 4825.9185 | 6029.509 | 0 | 0 | 0 | 0
NEM | OCGT / Diesel | 4463.0012 | 1825.804 | 9310.3393 | 8268.6344 | 1360.7549 | 3552.9625 | 2426.6372 | 6721.9732 | 401.2993 | 717.6293 | 2071.9024 | 25592.4322 | 13667.4841 | 18305.5387 | 12566.4277 | 15729.1695 | 79123.1271 | 55434.6347 | 160237.6843 | 179704.5256 | 105446.4246 | 149139.3052 | 248755.7688 | 138132.1191 | 169793.0849 | 255489.1249 | 270948.7654 | 405950.832 | 396363.4097
NEM | Hydro | 0 | 0 | 0 | 0 | 0 | 0 | 0 | 0 | 0 | 0 | 0 | 0 | 0 | 0 | 0 | 0 | 0 | 0 | 0 | 0 | 0 | 0 | 0 | 0 | 0 | 0 | 0 | 0 | 0
NEM | Wind | 0 | 0 | 0 | 0 | 0 | 0 | 0 | 0 | 0 | 0 | 0 | 0 | 0 | 0 | 0 | 0 | 0 | 0 | 0 | 0 | 0 | 0 | 0 | 0 | 0 | 0 | 0 | 0 | 0
NEM | Solar PV | 0 | 0 | 0 | 0 | 0 | 0 | 0 | 0 | 0 | 0 | 0 | 0 | 0 | 0 | 0 | 0 | 0 | 0 | 0 | 0 | 0 | 0 | 0 | 0 | 0 | 0 | 0 | 0 | 0
NEM | Grid Battery | 0 | 0 | 0 | 0 | 0 | 0 | 0 | 0 | 0 | 0 | 0 | 0 | 0 | 0 | 0 | 0 | 0 | 0 | 0 | 0 | 0 | 0 | 0 | 0 | 0 | 0 | 0 | 0 | 0
NEM | Pumped Hydro | 0 | 0 | 0 | 0 | 0 | 0 | 0 | 0 | 0 | 0 | 0 | 0 | 0 | 0 | 0 | 0 | 0 | 0 | 0 | 0 | 0 | 0 | 0 | 0 | 0 | 0 | 0 | 0 | 0
NEM | VPP | 0 | 0 | 0 | 0 | 0 | 0 | 0 | 0 | 0 | 0 | 0 | 0 | 0 | 0 | 0 | 0 | 0 | 0 | 0 | 0 | 0 | 0 | 0 | 0 | 0 | 0 | 0 | 0 | 0
Total excluding storage |  | 2232932.1897 | 1935117.5907 | 1851642.0696 | 1630303.6122 | 1462610.4934 | 1288247.2804 | 1123414.3841 | 1154007.5381 | 892070.4024 | 846464.3387 | 791546.3951 | 836859.4851 | 838446.6409 | 808942.7954 | 635944.9465 | 575202.5776 | 613240.7587 | 568409.7014 | 604822.7879 | 592634.0863 | 495570.2198 | 493163.086 | 497816.9524 | 351527.2401 | 326910.6766 | 372155.9131 | 366122.5146 | 468909.0558 | 453066.6835
Region | Technology | 2021-22 | 2022-23 | 2023-24 | 2024-25 | 2025-26 | 2026-27 | 2027-28 | 2028-29 | 2029-30 | 2030-31 | 2031-32 | 2032-33 | 2033-34 | 2034-35 | 2035-36 | 2036-37 | 2037-38 | 2038-39 | 2039-40 | 2040-41 | 2041-42 | 2042-43 | 2043-44 | 2044-45 | 2045-46 | 2046-47 | 2047-48 | 2048-49 | 2049-50
NSW1 | Black Coal | 915504.5335 | 745928.0512 | 705127.299 | 714257.1677 | 590942.8542 | 470427.3999 | 380426.9271 | 429723.7428 | 250648.7884 | 234618.1879 | 201848.2718 | 133476.2603 | 155182.7369 | 130691.1972 | 70752.078 | 83345.7874 | 85170.2986 | 80264.9568 | 73522.3183 | 57226.0643 | 49636.6283 | 0 | 0 | 0 | 0 | 0 | 0 | 0 | 0
NSW1 | Brown Coal | 0 | 0 | 0 | 0 | 0 | 0 | 0 | 0 | 0 | 0 | 0 | 0 | 0 | 0 | 0 | 0 | 0 | 0 | 0 | 0 | 0 | 0 | 0 | 0 | 0 | 0 | 0 | 0 | 0
NSW1 | CCGT | 2333.8094 | 2209.6587 | 6447.4132 | 4007.2889 | 3751.5737 | 3618.0422 | 3493.8112 | 3389.2464 | 3220.5562 | 3100.7537 | 2965.9537 | 25053.0008 | 20100.2623 | 40314.8243 | 17940.9243 | 14755.3363 | 51569.7277 | 54217.6921 | 47115.0248 | 41181.8238 | 34995.7434 | 46425.8885 | 1049.7421 | 0.00060456 | 0.00061106 | 0.0006148 | 0.0005935 | 0.00082648 | 0.00076549
NSW1 | Gas - Steam | 0 | 0 | 0 | 0 | 0 | 0 | 0 | 0 | 0 | 0 | 0 | 0 | 0 | 0 | 0 | 0 | 0 | 0 | 0 | 0 | 0 | 0 | 0 | 0 | 0 | 0 | 0 | 0 | 0
NSW1 | OCGT / Diesel | 3.7551 | 0.00027467 | 1344.7393 | 4698.0155 | 574.0514 | 1594.0124 | 643.4114 | 991.4039 | 0.00028793 | 0.00028698 | 0.00030267 | 2821.9263 | 1629.9569 | 1517.1691 | 2953.9653 | 1527.7965 | 10688.4035 | 4052.6991 | 56686.4589 | 87107.9444 | 35721.0977 | 48682.6404 | 122809.3266 | 53013.1843 | 57335.0173 | 82242.0164 | 119069.0325 | 219833.3049 | 225581.4369
NSW1 | Hydro | 0 | 0 | 0 | 0 | 0 | 0 | 0 | 0 | 0 | 0 | 0 | 0 | 0 | 0 | 0 | 0 | 0 | 0 | 0 | 0 | 0 | 0 | 0 | 0 | 0 | 0 | 0 | 0 | 0
NSW1 | Wind | 0 | 0 | 0 | 0 | 0 | 0 | 0 | 0 | 0 | 0 | 0 | 0 | 0 | 0 | 0 | 0 | 0 | 0 | 0 | 0 | 0 | 0 | 0 | 0 | 0 | 0 | 0 | 0 | 0
NSW1 | Solar PV | 0 | 0 | 0 | 0 | 0 | 0 | 0 | 0 | 0 | 0 | 0 | 0 | 0 | 0 | 0 | 0 | 0 | 0 | 0 | 0 | 0 | 0 | 0 | 0 | 0 | 0 | 0 | 0 | 0
NSW1 | Grid Battery | 0 | 0 | 0 | 0 | 0 | 0 | 0 | 0 | 0 | 0 | 0 | 0 | 0 | 0 | 0 | 0 | 0 | 0 | 0 | 0 | 0 | 0 | 0 | 0 | 0 | 0 | 0 | 0 | 0
NSW1 | Pumped Hydro | 0 | 0 | 0 | 0 | 0 | 0 | 0 | 0 | 0 | 0 | 0 | 0 | 0 | 0 | 0 | 0 | 0 | 0 | 0 | 0 | 0 | 0 | 0 | 0 | 0 | 0 | 0 | 0 | 0
NSW1 | VPP | 0 | 0 | 0 | 0 | 0 | 0 | 0 | 0 | 0 | 0 | 0 | 0 | 0 | 0 | 0 | 0 | 0 | 0 | 0 | 0 | 0 | 0 | 0 | 0 | 0 | 0 | 0 | 0 | 0
Total excluding storage |  | 917842.098 | 748137.7102 | 712919.4515 | 722962.472 | 595268.4793 | 475639.4545 | 384564.1497 | 434104.3932 | 253869.3449 | 237718.9418 | 204814.2259 | 161351.1874 | 176912.9562 | 172523.1906 | 91646.9676 | 99628.9202 | 147428.4298 | 138535.348 | 177323.802 | 185515.8324 | 120353.4694 | 95108.5289 | 123859.0687 | 53013.1849 | 57335.0179 | 82242.017 | 119069.0331 | 219833.3057 | 225581.4376
Region | Technology | 2021-22 | 2022-23 | 2023-24 | 2024-25 | 2025-26 | 2026-27 | 2027-28 | 2028-29 | 2029-30 | 2030-31 | 2031-32 | 2032-33 | 2033-34 | 2034-35 | 2035-36 | 2036-37 | 2037-38 | 2038-39 | 2039-40 | 2040-41 | 2041-42 | 2042-43 | 2043-44 | 2044-45 | 2045-46 | 2046-47 | 2047-48 | 2048-49 | 2049-50
QLD1 | Black Coal | 812893.0504 | 718556.3744 | 720115.4719 | 608306.52 | 582639.7278 | 543379.6794 | 487991.5658 | 469939.7541 | 425702.9766 | 392050.9618 | 367574.8662 | 373371.0706 | 367501.0128 | 332716.7446 | 315957.187 | 265414.7904 | 189046.4761 | 183729.0226 | 166467.4262 | 156359.0956 | 145223.5946 | 129869.2905 | 96651.9158 | 75378.4594 | 58550.216 | 40335.1713 | 36769.9373 | 34571.177 | 29507.4971
QLD1 | Brown Coal | 0 | 0 | 0 | 0 | 0 | 0 | 0 | 0 | 0 | 0 | 0 | 0 | 0 | 0 | 0 | 0 | 0 | 0 | 0 | 0 | 0 | 0 | 0 | 0 | 0 | 0 | 0 | 0 | 0
QLD1 | CCGT | 89909.4514 | 87630.0393 | 92241.0157 | 102631.8955 | 92773.9211 | 89355.6512 | 84330.8996 | 87347.9704 | 73846.3787 | 77267.3823 | 86214.1407 | 140940.7427 | 151395.5807 | 138737.5012 | 110518.4912 | 96101.7367 | 130219.9554 | 120511.9423 | 95466.0715 | 96079.1665 | 94333.1465 | 104385.1326 | 93923.4316 | 83367.8605 | 45556.7366 | 30891.1545 | 29713.7285 | 28387.0445 | 27195.7744
QLD1 | Gas - Steam | 2287.0472 | 2233.7865 | 4294.146 | 4360.995 | 4343.088 | 4180.1148 | 3822.5882 | 3557.799 | 3423.3052 | 3453.2755 | 3452.0258 | 3331.5405 | 3120.7078 | 2903.9518 | 2750.4435 | 2598.74 | 6628.5795 | 5608.877 | 5183.7415 | 5161.0275 | 5675.968 | 6508.7105 | 5883.6745 | 4825.9185 | 6029.509 | 0 | 0 | 0 | 0
QLD1 | OCGT / Diesel | 0.00049127 | 0.00048379 | 52.7974 | 2583.4132 | 482.2975 | 760.177 | 1228.1928 | 4752.8184 | 401.2973 | 614.8679 | 2017.1236 | 13184.8386 | 6543.0857 | 2716.0517 | 3417.6315 | 8224.8252 | 43680.1072 | 29057.2944 | 60931.5729 | 58375.2394 | 45561.5552 | 69455.6708 | 73820.1826 | 63271.1763 | 94023.4524 | 150375.3996 | 127456.1515 | 124832.876 | 104997.0149
QLD1 | Hydro | 0 | 0 | 0 | 0 | 0 | 0 | 0 | 0 | 0 | 0 | 0 | 0 | 0 | 0 | 0 | 0 | 0 | 0 | 0 | 0 | 0 | 0 | 0 | 0 | 0 | 0 | 0 | 0 | 0
QLD1 | Wind | 0 | 0 | 0 | 0 | 0 | 0 | 0 | 0 | 0 | 0 | 0 | 0 | 0 | 0 | 0 | 0 | 0 | 0 | 0 | 0 | 0 | 0 | 0 | 0 | 0 | 0 | 0 | 0 | 0
QLD1 | Solar PV | 0 | 0 | 0 | 0 | 0 | 0 | 0 | 0 | 0 | 0 | 0 | 0 | 0 | 0 | 0 | 0 | 0 | 0 | 0 | 0 | 0 | 0 | 0 | 0 | 0 | 0 | 0 | 0 | 0
QLD1 | Grid Battery | 0 | 0 | 0 | 0 | 0 | 0 | 0 | 0 | 0 | 0 | 0 | 0 | 0 | 0 | 0 | 0 | 0 | 0 | 0 | 0 | 0 | 0 | 0 | 0 | 0 | 0 | 0 | 0 | 0
QLD1 | Pumped Hydro | 0 | 0 | 0 | 0 | 0 | 0 | 0 | 0 | 0 | 0 | 0 | 0 | 0 | 0 | 0 | 0 | 0 | 0 | 0 | 0 | 0 | 0 | 0 | 0 | 0 | 0 | 0 | 0 | 0
QLD1 | VPP | 0 | 0 | 0 | 0 | 0 | 0 | 0 | 0 | 0 | 0 | 0 | 0 | 0 | 0 | 0 | 0 | 0 | 0 | 0 | 0 | 0 | 0 | 0 | 0 | 0 | 0 | 0 | 0 | 0
Total excluding storage |  | 905089.5494 | 808420.2007 | 816703.431 | 717882.8236 | 680239.0345 | 637675.6223 | 577373.2464 | 565598.3419 | 503373.9577 | 473386.4875 | 459258.1563 | 530828.1925 | 528560.387 | 477074.2493 | 432643.7532 | 372340.0923 | 369575.1182 | 338907.1363 | 328048.812 | 315974.5289 | 290794.2642 | 310218.8044 | 270279.2044 | 226843.4148 | 204159.914 | 221601.7254 | 193939.8173 | 187791.0974 | 161700.2865
Region | Technology | 2021-22 | 2022-23 | 2023-24 | 2024-25 | 2025-26 | 2026-27 | 2027-28 | 2028-29 | 2029-30 | 2030-31 | 2031-32 | 2032-33 | 2033-34 | 2034-35 | 2035-36 | 2036-37 | 2037-38 | 2038-39 | 2039-40 | 2040-41 | 2041-42 | 2042-43 | 2043-44 | 2044-45 | 2045-46 | 2046-47 | 2047-48 | 2048-49 | 2049-50
VIC1 | Black Coal | 0 | 0 | 0 | 0 | 0 | 0 | 0 | 0 | 0 | 0 | 0 | 0 | 0 | 0 | 0 | 0 | 0 | 0 | 0 | 0 | 0 | 0 | 0 | 0 | 0 | 0 | 0 | 0 | 0
VIC1 | Brown Coal | 229248.5294 | 209300.1711 | 201245.522 | 148805.301 | 149557.0449 | 137366.5923 | 126678.3974 | 119468.9093 | 103708.8234 | 105547.0433 | 98966.84 | 93172.4381 | 91002.9304 | 84244.0015 | 84787.7378 | 76677.7754 | 67431.2894 | 67671.6609 | 56830.5205 | 56922.3823 | 60258.7134 | 56834.7576 | 51552.4187 | 49822.881 | 46981.1287 | 45440.4609 | 28690.0819 | 0 | 0
VIC1 | CCGT | 0.00014559 | 0.00014289 | 0.00014813 | 0.00016695 | 0.00016256 | 0.00015509 | 0.00015639 | 0.00016329 | 0.00015767 | 0.00015368 | 0.00016318 | 0.0002366 | 0.00022866 | 0.00022208 | 0.00021034 | 0.00020889 | 0.00026084 | 0.00026856 | 0.00034001 | 0.0003184 | 0.00035886 | 0.00035965 | 0.0003436 | 0.00030546 | 0.00030286 | 0.00029509 | 0.00031115 | 0.00069445 | 0.00065322
VIC1 | Gas - Steam | 731.4177 | 241.5081 | 815.8661 | 968.7596 | 332.0102 | 966.1032 | 425.1408 | 1098.3665 | 6.0655e-05 | 39.8861 | 6.8067e-05 | 1282.2324 | 553.6651 | 493.91 | 1343.9684 | 598.8533 | 4051.3042 | 970.9143 | 0 | 0 | 0 | 0 | 0 | 0 | 0 | 0 | 0 | 0 | 0
VIC1 | OCGT / Diesel | 696.9904 | 0.00042449 | 748.4052 | 170.8906 | 0.00054781 | 210.2688 | 122.1791 | 0.00055929 | 0.00052714 | 0.00051533 | 0.00054533 | 2693.1225 | 841.2582 | 1157.799 | 557.4537 | 57.9527 | 2224.162 | 538.2366 | 10771.5469 | 5346.46 | 2472.5234 | 788.0197 | 12142.452 | 7776.1496 | 7090.0469 | 5582.7441 | 2454.3381 | 17792.6498 | 23115.2368
VIC1 | Hydro | 0 | 0 | 0 | 0 | 0 | 0 | 0 | 0 | 0 | 0 | 0 | 0 | 0 | 0 | 0 | 0 | 0 | 0 | 0 | 0 | 0 | 0 | 0 | 0 | 0 | 0 | 0 | 0 | 0
VIC1 | Wind | 0 | 0 | 0 | 0 | 0 | 0 | 0 | 0 | 0 | 0 | 0 | 0 | 0 | 0 | 0 | 0 | 0 | 0 | 0 | 0 | 0 | 0 | 0 | 0 | 0 | 0 | 0 | 0 | 0
VIC1 | Solar PV | 0 | 0 | 0 | 0 | 0 | 0 | 0 | 0 | 0 | 0 | 0 | 0 | 0 | 0 | 0 | 0 | 0 | 0 | 0 | 0 | 0 | 0 | 0 | 0 | 0 | 0 | 0 | 0 | 0
VIC1 | Grid Battery | 0 | 0 | 0 | 0 | 0 | 0 | 0 | 0 | 0 | 0 | 0 | 0 | 0 | 0 | 0 | 0 | 0 | 0 | 0 | 0 | 0 | 0 | 0 | 0 | 0 | 0 | 0 | 0 | 0
VIC1 | Pumped Hydro | 0 | 0 | 0 | 0 | 0 | 0 | 0 | 0 | 0 | 0 | 0 | 0 | 0 | 0 | 0 | 0 | 0 | 0 | 0 | 0 | 0 | 0 | 0 | 0 | 0 | 0 | 0 | 0 | 0
VIC1 | VPP | 0 | 0 | 0 | 0 | 0 | 0 | 0 | 0 | 0 | 0 | 0 | 0 | 0 | 0 | 0 | 0 | 0 | 0 | 0 | 0 | 0 | 0 | 0 | 0 | 0 | 0 | 0 | 0 | 0
Total excluding storage |  | 230676.9378 | 209541.6797 | 202809.7934 | 149944.9513 | 149889.0558 | 138542.9644 | 127225.7174 | 120567.2765 | 103708.8241 | 105586.9301 | 98966.8408 | 97147.7932 | 92397.8539 | 85895.7107 | 86689.1601 | 77334.5816 | 73706.7558 | 69180.8121 | 67602.0678 | 62268.8426 | 62731.2372 | 57622.7776 | 63694.871 | 57599.0309 | 54071.1759 | 51023.2053 | 31144.4204 | 17792.6505 | 23115.2375
Region | Technology | 2021-22 | 2022-23 | 2023-24 | 2024-25 | 2025-26 | 2026-27 | 2027-28 | 2028-29 | 2029-30 | 2030-31 | 2031-32 | 2032-33 | 2033-34 | 2034-35 | 2035-36 | 2036-37 | 2037-38 | 2038-39 | 2039-40 | 2040-41 | 2041-42 | 2042-43 | 2043-44 | 2044-45 | 2045-46 | 2046-47 | 2047-48 | 2048-49 | 2049-50
SA1 | Black Coal | 0 | 0 | 0 | 0 | 0 | 0 | 0 | 0 | 0 | 0 | 0 | 0 | 0 | 0 | 0 | 0 | 0 | 0 | 0 | 0 | 0 | 0 | 0 | 0 | 0 | 0 | 0 | 0 | 0
SA1 | Brown Coal | 0 | 0 | 0 | 0 | 0 | 0 | 0 | 0 | 0 | 0 | 0 | 0 | 0 | 0 | 0 | 0 | 0 | 0 | 0 | 0 | 0 | 0 | 0 | 0 | 0 | 0 | 0 | 0 | 0
SA1 | CCGT | 93006.2482 | 87376.2721 | 39790.6522 | 30897.0682 | 29484.4402 | 28334.8022 | 27103.7642 | 26201.4402 | 24885.2722 | 23780.1902 | 22773.4082 | 32344.6983 | 30587.4163 | 45830.5922 | 19327.6882 | 19980.3882 | 0.00029735 | 0.00028886 | 0.00032547 | 0.00030394 | 0.00049518 | 0.00050066 | 0.0004833 | 0.00042286 | 0.00042235 | 0.00041315 | 0.00039739 | 0.00057437 | 0.00053394
SA1 | Gas - Steam | 82555.101 | 79815.925 | 72254.344 | 7799.9817 | 7425.0781 | 7065.9325 | 6714.6524 | 6558.3359 | 6233.0022 | 5889.0283 | 5678.9859 | 8295.0688 | 5334.8441 | 14704.5334 | 0 | 0 | 0 | 0 | 0 | 0 | 0 | 0 | 0 | 0 | 0 | 0 | 0 | 0 | 0
SA1 | OCGT / Diesel | 3762.255 | 1825.8026 | 7164.3972 | 816.315 | 304.4052 | 988.5042 | 432.8537 | 977.7502 | 0.0010291 | 102.7604 | 54.7777 | 6759.9818 | 4621.3162 | 12914.5187 | 5616.5612 | 5918.5949 | 22067.1445 | 21527.8279 | 30925.9211 | 28821.7781 | 21659.053 | 30193.3116 | 39945.526 | 13958.5645 | 11318.144 | 17249.0076 | 21933.1979 | 42993.1118 | 42314.8859
SA1 | Hydro | 0 | 0 | 0 | 0 | 0 | 0 | 0 | 0 | 0 | 0 | 0 | 0 | 0 | 0 | 0 | 0 | 0 | 0 | 0 | 0 | 0 | 0 | 0 | 0 | 0 | 0 | 0 | 0 | 0
SA1 | Wind | 0 | 0 | 0 | 0 | 0 | 0 | 0 | 0 | 0 | 0 | 0 | 0 | 0 | 0 | 0 | 0 | 0 | 0 | 0 | 0 | 0 | 0 | 0 | 0 | 0 | 0 | 0 | 0 | 0
SA1 | Solar PV | 0 | 0 | 0 | 0 | 0 | 0 | 0 | 0 | 0 | 0 | 0 | 0 | 0 | 0 | 0 | 0 | 0 | 0 | 0 | 0 | 0 | 0 | 0 | 0 | 0 | 0 | 0 | 0 | 0
SA1 | Grid Battery | 0 | 0 | 0 | 0 | 0 | 0 | 0 | 0 | 0 | 0 | 0 | 0 | 0 | 0 | 0 | 0 | 0 | 0 | 0 | 0 | 0 | 0 | 0 | 0 | 0 | 0 | 0 | 0 | 0
SA1 | Pumped Hydro | 0 | 0 | 0 | 0 | 0 | 0 | 0 | 0 | 0 | 0 | 0 | 0 | 0 | 0 | 0 | 0 | 0 | 0 | 0 | 0 | 0 | 0 | 0 | 0 | 0 | 0 | 0 | 0 | 0
SA1 | VPP | 0 | 0 | 0 | 0 | 0 | 0 | 0 | 0 | 0 | 0 | 0 | 0 | 0 | 0 | 0 | 0 | 0 | 0 | 0 | 0 | 0 | 0 | 0 | 0 | 0 | 0 | 0 | 0 | 0
Total excluding storage |  | 179323.6042 | 169017.9997 | 119209.3934 | 39513.3649 | 37213.9235 | 36389.2389 | 34251.2703 | 33737.5262 | 31118.2753 | 29771.9789 | 28507.1718 | 47399.7488 | 40543.5766 | 73449.6443 | 24944.2495 | 25898.9831 | 22067.1448 | 21527.8282 | 30925.9215 | 28821.7784 | 21659.0535 | 30193.3121 | 39945.5265 | 13958.5649 | 11318.1444 | 17249.008 | 21933.1983 | 42993.1124 | 42314.8864
Region | Technology | 2021-22 | 2022-23 | 2023-24 | 2024-25 | 2025-26 | 2026-27 | 2027-28 | 2028-29 | 2029-30 | 2030-31 | 2031-32 | 2032-33 | 2033-34 | 2034-35 | 2035-36 | 2036-37 | 2037-38 | 2038-39 | 2039-40 | 2040-41 | 2041-42 | 2042-43 | 2043-44 | 2044-45 | 2045-46 | 2046-47 | 2047-48 | 2048-49 | 2049-50
TAS1 | Black Coal | 0 | 0 | 0 | 0 | 0 | 0 | 0 | 0 | 0 | 0 | 0 | 0 | 0 | 0 | 0 | 0 | 0 | 0 | 0 | 0 | 0 | 0 | 0 | 0 | 0 | 0 | 0 | 0 | 0
TAS1 | Brown Coal | 0 | 0 | 0 | 0 | 0 | 0 | 0 | 0 | 0 | 0 | 0 | 0 | 0 | 0 | 0 | 0 | 0 | 0 | 0 | 0 | 0 | 0 | 0 | 0 | 0 | 0 | 0 | 0 | 0
TAS1 | CCGT | 0.00015167 | 0.0001475 | 0.00015153 | 0.00014875 | 0.00014306 | 0.00014084 | 0.00014678 | 0.0001508 | 0.00014905 | 0.00014773 | 0.00015231 | 0.00019123 | 0.0001844 | 0.00017772 | 0.0001698 | 0.00016774 | 0.00018694 | 0.00018749 | 0.00020293 | 0.00019153 | 0.00021203 | 0.00020687 | 0.00019819 | 0.00018264 | 0.00017731 | 0.00018911 | 0.00018632 | 0.00024436 | 0.00023262
TAS1 | Gas - Steam | 0 | 0 | 0 | 0 | 0 | 0 | 0 | 0 | 0 | 0 | 0 | 0 | 0 | 0 | 0 | 0 | 0 | 0 | 0 | 0 | 0 | 0 | 0 | 0 | 0 | 0 | 0 | 0 | 0
TAS1 | OCGT / Diesel | 0.00018321 | 0.00017531 | 0.00018068 | 0.00017975 | 0.00017659 | 0.00017857 | 0.00018318 | 0.00018823 | 0.0001874 | 0.0001857 | 0.0001923 | 132.563 | 31.8671 | 0.00025229 | 20.816 | 0.00022789 | 463.3099 | 258.5767 | 922.1845 | 53.1037 | 32.1953 | 19.6628 | 38.2815 | 113.0444 | 26.4242 | 39.9572 | 36.0454 | 498.8895 | 354.8352
TAS1 | Hydro | 0 | 0 | 0 | 0 | 0 | 0 | 0 | 0 | 0 | 0 | 0 | 0 | 0 | 0 | 0 | 0 | 0 | 0 | 0 | 0 | 0 | 0 | 0 | 0 | 0 | 0 | 0 | 0 | 0
TAS1 | Wind | 0 | 0 | 0 | 0 | 0 | 0 | 0 | 0 | 0 | 0 | 0 | 0 | 0 | 0 | 0 | 0 | 0 | 0 | 0 | 0 | 0 | 0 | 0 | 0 | 0 | 0 | 0 | 0 | 0
TAS1 | Solar PV | 0 | 0 | 0 | 0 | 0 | 0 | 0 | 0 | 0 | 0 | 0 | 0 | 0 | 0 | 0 | 0 | 0 | 0 | 0 | 0 | 0 | 0 | 0 | 0 | 0 | 0 | 0 | 0 | 0
TAS1 | Grid Battery | 0 | 0 | 0 | 0 | 0 | 0 | 0 | 0 | 0 | 0 | 0 | 0 | 0 | 0 | 0 | 0 | 0 | 0 | 0 | 0 | 0 | 0 | 0 | 0 | 0 | 0 | 0 | 0 | 0
TAS1 | Pumped Hydro | 0 | 0 | 0 | 0 | 0 | 0 | 0 | 0 | 0 | 0 | 0 | 0 | 0 | 0 | 0 | 0 | 0 | 0 | 0 | 0 | 0 | 0 | 0 | 0 | 0 | 0 | 0 | 0 | 0
TAS1 | VPP | 0 | 0 | 0 | 0 | 0 | 0 | 0 | 0 | 0 | 0 | 0 | 0 | 0 | 0 | 0 | 0 | 0 | 0 | 0 | 0 | 0 | 0 | 0 | 0 | 0 | 0 | 0 | 0 | 0
Total excluding storage |  | 0.00033487 | 0.00032282 | 0.00033222 | 0.0003285 | 0.00031966 | 0.00031941 | 0.00032996 | 0.00033903 | 0.00033645 | 0.00033342 | 0.00034461 | 132.5632 | 31.8672 | 0.00043001 | 20.8162 | 0.00039563 | 463.3101 | 258.5769 | 922.1847 | 53.1039 | 32.1955 | 19.663 | 38.2817 | 113.0445 | 26.4244 | 39.9574 | 36.0455 | 498.8898 | 354.8355

## Marinus_Build Cost
New generation build cost (CAPEX) by technology ($000s) - Marinus Link, High DER Scenario
CAPEX (Install) | Real June 2020 dollars discounted to 1 July 2020. The total capital costs are annualised for modelling purposes.
Explicitly modelled generation
Region | Technology | 2021-22 | 2022-23 | 2023-24 | 2024-25 | 2025-26 | 2026-27 | 2027-28 | 2028-29 | 2029-30 | 2030-31 | 2031-32 | 2032-33 | 2033-34 | 2034-35 | 2035-36 | 2036-37 | 2037-38 | 2038-39 | 2039-40 | 2040-41 | 2041-42 | 2042-43 | 2043-44 | 2044-45 | 2045-46 | 2046-47 | 2047-48 | 2048-49 | 2049-50
NEM | Black Coal | 0 | 0 | 0 | 0 | 0 | 0 | 0 | 0 | 0 | 0 | 0 | 0 | 0 | 0 | 0 | 0 | 0 | 0 | 0 | 0 | 0 | 0 | 0 | 0 | 0 | 0 | 0 | 0 | 0
NEM | Brown Coal | 0 | 0 | 0 | 0 | 0 | 0 | 0 | 0 | 0 | 0 | 0 | 0 | 0 | 0 | 0 | 0 | 0 | 0 | 0 | 0 | 0 | 0 | 0 | 0 | 0 | 0 | 0 | 0 | 0
NEM | CCGT | 0.00023002 | 0.00021948 | 0.00020999 | 0.00019981 | 0.00019066 | 0.00018193 | 0.00017406 | 0.00016562 | 0.00015804 | 0.0001508 | 0.00014428 | 0.00023502 | 0.00022426 | 0.00021399 | 0.00020473 | 0.00019481 | 0.00032131 | 0.00030659 | 0.00043811 | 0.00041688 | 0.0005318 | 0.00054251 | 0.00051904 | 0.00049389 | 0.00048526 | 0.00039185 | 0.00038092 | 0.00057468 | 0.00054835
NEM | Gas - Steam | 0 | 0 | 0 | 0 | 0 | 0 | 0 | 0 | 0 | 0 | 0 | 0 | 0 | 0 | 0 | 0 | 0 | 0 | 0 | 0 | 0 | 0 | 0 | 0 | 0 | 0 | 0 | 0 | 0
NEM | OCGT / Diesel | 0.00064803 | 0.00061835 | 0.00059161 | 0.00056293 | 0.00053715 | 0.00051255 | 0.00049038 | 0.00046661 | 0.00044524 | 0.00042485 | 0.00040647 | 0.00041938 | 0.00040017 | 0.00038184 | 0.00036533 | 0.00035182 | 0.00050126 | 0.0004783 | 14778.2408 | 14061.9433 | 16553.752 | 15795.5649 | 16498.0903 | 43814.358 | 52408.4946 | 77861.3518 | 74493.947 | 101851.2483 | 97186.3056
NEM | Hydro | 0 | 0 | 0 | 0 | 0 | 0 | 0 | 0 | 0 | 0 | 0 | 0 | 0 | 0 | 0 | 0 | 0 | 0 | 0 | 0 | 0 | 0 | 0 | 0 | 0 | 0 | 0 | 0 | 0
NEM | Wind | 0.007577 | 90911.0903 | 188682.0135 | 280498.9129 | 413052.4189 | 486154.8151 | 597357.8314 | 688563.1231 | 955961.6439 | 922830.4725 | 893032.4479 | 919251.9606 | 905533.3029 | 880034.1915 | 862730.4612 | 892273.6887 | 1105002.657 | 1096072.5757 | 1067530.3061 | 1022073.0164 | 1092712.6757 | 1134053.3001 | 1111209.3926 | 1065425.2766 | 1055546.8862 | 1069140.3798 | 1081237.3533 | 1059333.1662 | 1021439.8401
NEM | Solar PV | 0.00076879 | 0.0012112 | 0.001242 | 0.0013348 | 0.0015154 | 0.0015148 | 0.0025777 | 10383.5746 | 179086.2005 | 170883.7791 | 163493.2722 | 155568.7963 | 148443.508 | 141644.5686 | 135518.6205 | 128950.0683 | 123043.9648 | 117408.3633 | 112330.6004 | 106885.9659 | 107114.3408 | 177504.6472 | 172400.0975 | 164043.9096 | 157475.2816 | 213279.1455 | 204055.0938 | 225485.5675 | 226557.9229
NEM | Grid Battery | 0.0013494 | 0.0012876 | 0.0012319 | 0.0011722 | 0.0011185 | 0.0011007 | 0.0011807 | 0.0012701 | 0.0027101 | 0.0026086 | 0.0025291 | 0.0029193 | 0.0029282 | 0.0027994 | 0.0027844 | 0.0028221 | 0.0052182 | 0.0050462 | 0.005387 | 0.0051259 | 0.17229 | 0.1644 | 0.15729 | 4017.3436 | 4159.2152 | 7671.0762 | 7339.3118 | 6983.5787 | 6663.7196
NEM | Pumped Hydro | 0 | 0 | 0.0019294 | 0.0020033 | 0.0019493 | 0.0019141 | 0.0019308 | 0.0019504 | 241735.9739 | 230664.0973 | 220688.1674 | 209991.4715 | 200373.543 | 191196.1287 | 182927.1392 | 179308.084 | 256263.4831 | 248913.5072 | 242780.5685 | 231013.0575 | 241308.6445 | 283452.1439 | 271193.1978 | 258048.5343 | 246229.5173 | 301562.4695 | 288520.2747 | 280594.5144 | 267742.8572
NEM | VPP | 0 | 0 | 0 | 0 | 0 | 0 | 0 | 0 | 0 | 0 | 0 | 0 | 0 | 0 | 0 | 0 | 0 | 0 | 0 | 0 | 0 | 0 | 0 | 0 | 0 | 0 | 0 | 0 | 0
Total excluding storage |  | 0.0092239 | 90911.0924 | 188682.0156 | 280498.915 | 413052.4212 | 486154.8173 | 597357.8346 | 698946.6984 | 1135047.845 | 1093714.2521 | 1056525.7207 | 1074820.7576 | 1053976.8115 | 1021678.7607 | 998249.0822 | 1021223.7575 | 1228046.6226 | 1213480.9399 | 1194639.1477 | 1143020.926 | 1216380.769 | 1327353.5127 | 1300107.5809 | 1273283.5447 | 1265430.6629 | 1360280.8775 | 1359786.3945 | 1386669.9826 | 1345184.0691
Region | Technology | 2021-22 | 2022-23 | 2023-24 | 2024-25 | 2025-26 | 2026-27 | 2027-28 | 2028-29 | 2029-30 | 2030-31 | 2031-32 | 2032-33 | 2033-34 | 2034-35 | 2035-36 | 2036-37 | 2037-38 | 2038-39 | 2039-40 | 2040-41 | 2041-42 | 2042-43 | 2043-44 | 2044-45 | 2045-46 | 2046-47 | 2047-48 | 2048-49 | 2049-50
NSW1 | Black Coal | 0 | 0 | 0 | 0 | 0 | 0 | 0 | 0 | 0 | 0 | 0 | 0 | 0 | 0 | 0 | 0 | 0 | 0 | 0 | 0 | 0 | 0 | 0 | 0 | 0 | 0 | 0 | 0 | 0
NSW1 | Brown Coal | 0 | 0 | 0 | 0 | 0 | 0 | 0 | 0 | 0 | 0 | 0 | 0 | 0 | 0 | 0 | 0 | 0 | 0 | 0 | 0 | 0 | 0 | 0 | 0 | 0 | 0 | 0 | 0 | 0
NSW1 | CCGT | 4.7815e-05 | 4.5625e-05 | 4.3652e-05 | 4.1536e-05 | 3.9634e-05 | 3.7818e-05 | 3.6183e-05 | 3.4429e-05 | 3.2852e-05 | 3.1347e-05 | 2.9992e-05 | 5.2412e-05 | 5.0012e-05 | 4.7721e-05 | 4.5657e-05 | 4.3444e-05 | 9.813e-05 | 9.3635e-05 | 0.00014726 | 0.00014012 | 0.00017979 | 0.00017156 | 0.00016414 | 0.00015618 | 0.00014903 | 0.0001274 | 0.00012189 | 0.00018141 | 0.0001731
NSW1 | Gas - Steam | 0 | 0 | 0 | 0 | 0 | 0 | 0 | 0 | 0 | 0 | 0 | 0 | 0 | 0 | 0 | 0 | 0 | 0 | 0 | 0 | 0 | 0 | 0 | 0 | 0 | 0 | 0 | 0 | 0
NSW1 | OCGT / Diesel | 0.00012912 | 0.00012321 | 0.00011788 | 0.00011217 | 0.00010703 | 0.00010213 | 9.7709e-05 | 9.2973e-05 | 8.8715e-05 | 8.4652e-05 | 8.0991e-05 | 8.2917e-05 | 7.9119e-05 | 7.5495e-05 | 7.223e-05 | 6.8729e-05 | 0.00015474 | 0.00014765 | 5483.0717 | 5217.3086 | 8114.2146 | 7742.5711 | 8793.3783 | 29899.6322 | 28530.1834 | 27223.4574 | 26046.0774 | 46010.3977 | 43903.0512
NSW1 | Hydro | 0 | 0 | 0 | 0 | 0 | 0 | 0 | 0 | 0 | 0 | 0 | 0 | 0 | 0 | 0 | 0 | 0 | 0 | 0 | 0 | 0 | 0 | 0 | 0 | 0 | 0 | 0 | 0 | 0
NSW1 | Wind | 0.0013476 | 90911.0843 | 173256.1833 | 246311.8559 | 314919.9323 | 379360.7325 | 438043.0667 | 471626.5558 | 685663.625 | 654259.1839 | 625963.3031 | 595623.0246 | 568342.5805 | 542311.6224 | 518857.3318 | 493708.4519 | 476516.4836 | 454691.3021 | 435026.4793 | 413940.8591 | 491587.0391 | 483376.2103 | 462470.8015 | 440054.9621 | 419899.7735 | 400667.7224 | 375028.0024 | 340609.1261 | 299800.4869
NSW1 | Solar PV | 0.00016991 | 0.0004053 | 0.00040053 | 0.00046173 | 0.00068234 | 0.00071985 | 0.001592 | 10383.5737 | 179086.1993 | 170883.7779 | 163493.271 | 155568.7947 | 148443.5063 | 141644.567 | 135518.6189 | 128950.0667 | 123043.9568 | 117408.3556 | 112330.593 | 106885.9584 | 101990.4183 | 132937.2733 | 127187.9046 | 121023.14 | 115480.0954 | 143320.8842 | 137122.4374 | 130476.1486 | 131831.6709
NSW1 | Grid Battery | 0.00044171 | 0.00042148 | 0.00040325 | 0.00038371 | 0.00036613 | 0.00034936 | 0.00038326 | 0.00039748 | 0.0015373 | 0.0014669 | 0.0014108 | 0.0014233 | 0.0013581 | 0.0012959 | 0.0012671 | 0.0012423 | 0.0012974 | 0.001238 | 0.0014759 | 0.0014044 | 0.0020977 | 0.0020016 | 0.0019151 | 0.0018529 | 0.0017681 | 0.0016926 | 0.0016002 | 0.0019242 | 0.001383
NSW1 | Pumped Hydro | 0 | 0 | 0.0005309 | 0.00057052 | 0.00054438 | 0.00051945 | 0.00052768 | 0.00053866 | 241735.9725 | 230664.0958 | 220688.1659 | 209991.468 | 200373.5381 | 191196.1241 | 182927.1339 | 174060.7034 | 166088.4575 | 158481.3525 | 151627.2352 | 144277.9025 | 137669.7546 | 131364.2696 | 125682.9313 | 119591.1124 | 114113.6568 | 108887.077 | 104177.8489 | 99128.3757 | 94588.1447
NSW1 | VPP | 0 | 0 | 0 | 0 | 0 | 0 | 0 | 0 | 0 | 0 | 0 | 0 | 0 | 0 | 0 | 0 | 0 | 0 | 0 | 0 | 0 | 0 | 0 | 0 | 0 | 0 | 0 | 0 | 0
Total excluding storage |  | 0.0016944 | 90911.0849 | 173256.1839 | 246311.8566 | 314919.9331 | 379360.7333 | 438043.0685 | 482010.1296 | 864749.8245 | 825142.9619 | 789456.5742 | 751191.8194 | 716786.0869 | 683956.1895 | 654375.9508 | 622658.5187 | 599560.4406 | 572099.658 | 552840.1441 | 526044.1262 | 601691.6721 | 624056.0549 | 598452.0846 | 590977.7345 | 563910.0525 | 571212.0641 | 538196.5173 | 517095.6726 | 475535.2092
Region | Technology | 2021-22 | 2022-23 | 2023-24 | 2024-25 | 2025-26 | 2026-27 | 2027-28 | 2028-29 | 2029-30 | 2030-31 | 2031-32 | 2032-33 | 2033-34 | 2034-35 | 2035-36 | 2036-37 | 2037-38 | 2038-39 | 2039-40 | 2040-41 | 2041-42 | 2042-43 | 2043-44 | 2044-45 | 2045-46 | 2046-47 | 2047-48 | 2048-49 | 2049-50
QLD1 | Black Coal | 0 | 0 | 0 | 0 | 0 | 0 | 0 | 0 | 0 | 0 | 0 | 0 | 0 | 0 | 0 | 0 | 0 | 0 | 0 | 0 | 0 | 0 | 0 | 0 | 0 | 0 | 0 | 0 | 0
QLD1 | Brown Coal | 0 | 0 | 0 | 0 | 0 | 0 | 0 | 0 | 0 | 0 | 0 | 0 | 0 | 0 | 0 | 0 | 0 | 0 | 0 | 0 | 0 | 0 | 0 | 0 | 0 | 0 | 0 | 0 | 0
QLD1 | CCGT | 5.2808e-05 | 5.0389e-05 | 4.821e-05 | 4.5873e-05 | 4.3772e-05 | 4.1767e-05 | 3.9961e-05 | 3.8024e-05 | 3.6282e-05 | 3.4621e-05 | 3.3123e-05 | 5.501e-05 | 5.249e-05 | 5.0086e-05 | 4.792e-05 | 4.5597e-05 | 9.0157e-05 | 8.6028e-05 | 0.00013766 | 0.00013098 | 0.00013866 | 0.00016738 | 0.00016014 | 0.00015238 | 0.0001594 | 0.00013576 | 0.00012988 | 0.00012359 | 0.00011793
QLD1 | Gas - Steam | 0 | 0 | 0 | 0 | 0 | 0 | 0 | 0 | 0 | 0 | 0 | 0 | 0 | 0 | 0 | 0 | 0 | 0 | 0 | 0 | 0 | 0 | 0 | 0 | 0 | 0 | 0 | 0 | 0
QLD1 | OCGT / Diesel | 0.00013102 | 0.00012502 | 0.00011962 | 0.00011382 | 0.00010861 | 0.00010363 | 9.9149e-05 | 9.4343e-05 | 9.0022e-05 | 8.5899e-05 | 8.2184e-05 | 9.505e-05 | 9.0697e-05 | 8.6543e-05 | 8.28e-05 | 8.2982e-05 | 0.00012011 | 0.00011461 | 9295.1688 | 8844.6344 | 8439.5366 | 8052.9929 | 7704.7112 | 7331.2659 | 17596.3837 | 44643.689 | 42712.906 | 46276.1841 | 44156.6642
QLD1 | Hydro | 0 | 0 | 0 | 0 | 0 | 0 | 0 | 0 | 0 | 0 | 0 | 0 | 0 | 0 | 0 | 0 | 0 | 0 | 0 | 0 | 0 | 0 | 0 | 0 | 0 | 0 | 0 | 0 | 0
QLD1 | Wind | 0.0025848 | 0.0025096 | 0.0024528 | 4936.5724 | 56360.5214 | 53779.1235 | 96065.6989 | 144896.2675 | 190297.3033 | 181581.3962 | 173728.2309 | 165307.6688 | 159203.2495 | 159407.999 | 152513.805 | 190442.0307 | 301019.1428 | 287232.0064 | 274809.586 | 261489.6368 | 270359.8691 | 315601.1629 | 301951.8125 | 295392.2006 | 292150.2718 | 306456.6737 | 293202.8108 | 278991.3468 | 306556.9439
QLD1 | Solar PV | 0.00025374 | 0.0003571 | 0.00034166 | 0.00033204 | 0.00031683 | 0.00030232 | 0.00045613 | 0.00043403 | 0.00071035 | 0.00067781 | 0.0006485 | 0.00061707 | 0.0005888 | 0.00056184 | 0.00053754 | 0.00051148 | 0.0062017 | 0.0059176 | 0.0056617 | 0.0059061 | 5123.9209 | 44567.3713 | 42639.8889 | 40573.1446 | 38714.8326 | 66828.1527 | 63937.9197 | 60838.8654 | 58052.3524
QLD1 | Grid Battery | 0.00022174 | 0.00021159 | 0.00020244 | 0.00019262 | 0.0001838 | 0.00017538 | 0.00020786 | 0.00025211 | 0.000311 | 0.00030374 | 0.00030299 | 0.00044428 | 0.00056654 | 0.00054059 | 0.00051721 | 0.00049214 | 0.0028395 | 0.0027094 | 0.0025922 | 0.0024666 | 0.16678 | 0.15914 | 0.15226 | 2102.4191 | 2006.1251 | 5616.601 | 5373.6901 | 5113.2287 | 4879.035
QLD1 | Pumped Hydro | 0 | 0 | 0.00026528 | 0.00031443 | 0.00030003 | 0.00028628 | 0.00028798 | 0.00032019 | 0.00030553 | 0.00030957 | 0.00033247 | 0.00073413 | 0.0010135 | 0.0009671 | 0.00092527 | 0.00088042 | 75315.5373 | 71865.9707 | 68757.8585 | 65425.183 | 71561.0009 | 121479.2015 | 116225.38 | 110591.966 | 105526.6851 | 167304.0419 | 160068.354 | 152309.8825 | 145333.8573
QLD1 | VPP | 0 | 0 | 0 | 0 | 0 | 0 | 0 | 0 | 0 | 0 | 0 | 0 | 0 | 0 | 0 | 0 | 0 | 0 | 0 | 0 | 0 | 0 | 0 | 0 | 0 | 0 | 0 | 0 | 0
Total excluding storage |  | 0.0030224 | 0.0030421 | 0.0029623 | 4936.5729 | 56360.5219 | 53779.1239 | 96065.6995 | 144896.268 | 190297.3042 | 181581.397 | 173728.2317 | 165307.6696 | 159203.2502 | 159407.9997 | 152513.8056 | 190442.0313 | 301019.1492 | 287232.0125 | 284104.7605 | 270334.2772 | 283923.3267 | 368221.5273 | 352296.4127 | 343296.6112 | 348461.4883 | 417928.5156 | 399853.6367 | 386106.3964 | 408765.9607
Region | Technology | 2021-22 | 2022-23 | 2023-24 | 2024-25 | 2025-26 | 2026-27 | 2027-28 | 2028-29 | 2029-30 | 2030-31 | 2031-32 | 2032-33 | 2033-34 | 2034-35 | 2035-36 | 2036-37 | 2037-38 | 2038-39 | 2039-40 | 2040-41 | 2041-42 | 2042-43 | 2043-44 | 2044-45 | 2045-46 | 2046-47 | 2047-48 | 2048-49 | 2049-50
VIC1 | Black Coal | 0 | 0 | 0 | 0 | 0 | 0 | 0 | 0 | 0 | 0 | 0 | 0 | 0 | 0 | 0 | 0 | 0 | 0 | 0 | 0 | 0 | 0 | 0 | 0 | 0 | 0 | 0 | 0 | 0
VIC1 | Brown Coal | 0 | 0 | 0 | 0 | 0 | 0 | 0 | 0 | 0 | 0 | 0 | 0 | 0 | 0 | 0 | 0 | 0 | 0 | 0 | 0 | 0 | 0 | 0 | 0 | 0 | 0 | 0 | 0 | 0
VIC1 | CCGT | 4.4956e-05 | 4.2897e-05 | 4.1042e-05 | 3.9053e-05 | 3.7264e-05 | 3.5557e-05 | 3.402e-05 | 3.2371e-05 | 3.0888e-05 | 2.9473e-05 | 2.8199e-05 | 4.5287e-05 | 4.3213e-05 | 4.1234e-05 | 3.9451e-05 | 3.7539e-05 | 4.9142e-05 | 4.6891e-05 | 6.419e-05 | 6.1079e-05 | 7.1996e-05 | 6.8698e-05 | 6.5727e-05 | 6.2541e-05 | 5.9677e-05 | 4.303e-05 | 4.718e-05 | 0.00013196 | 0.00012591
VIC1 | Gas - Steam | 0 | 0 | 0 | 0 | 0 | 0 | 0 | 0 | 0 | 0 | 0 | 0 | 0 | 0 | 0 | 0 | 0 | 0 | 0 | 0 | 0 | 0 | 0 | 0 | 0 | 0 | 0 | 0 | 0
VIC1 | OCGT / Diesel | 0.00012981 | 0.00012386 | 0.0001185 | 0.00011276 | 0.0001076 | 0.00010267 | 9.8228e-05 | 9.3467e-05 | 8.9186e-05 | 8.5101e-05 | 8.142e-05 | 8.2066e-05 | 7.8307e-05 | 7.4721e-05 | 7.1489e-05 | 6.8024e-05 | 7.4684e-05 | 7.1263e-05 | 0.00010072 | 9.5835e-05 | 0.00018339 | 0.00017499 | 0.00016742 | 0.00024959 | 0.00023816 | 0.00018708 | 0.00017898 | 0.00097241 | 0.00092787
VIC1 | Hydro | 0 | 0 | 0 | 0 | 0 | 0 | 0 | 0 | 0 | 0 | 0 | 0 | 0 | 0 | 0 | 0 | 0 | 0 | 0 | 0 | 0 | 0 | 0 | 0 | 0 | 0 | 0 | 0 | 0
VIC1 | Wind | 0.00090619 | 0.00086469 | 0.00084074 | 0.0010117 | 0.00096538 | 0.00092116 | 0.00091841 | 0.00098369 | 0.00093864 | 0.0009039 | 0.00097448 | 18518.8241 | 35564.2113 | 33935.3166 | 32467.6572 | 38798.8767 | 105137.2958 | 112697.7249 | 107823.6912 | 102597.5051 | 97898.3832 | 112874.2236 | 134195.0169 | 127690.6194 | 146014.1721 | 171951.7338 | 229320.6709 | 257215.9181 | 245435.0362
VIC1 | Solar PV | 7.158e-05 | 7.9971e-05 | 7.6513e-05 | 0.00012929 | 0.00012337 | 0.00011772 | 0.00013298 | 0.00012654 | 0.00012074 | 0.00012439 | 0.00014339 | 0.00026323 | 0.00025517 | 0.00024349 | 0.00023296 | 0.00025052 | 0.00055336 | 0.00053356 | 0.00051049 | 0.00048574 | 0.00046349 | 0.00078104 | 0.00074726 | 0.00071104 | 0.0007037 | 0.00092459 | 0.0022332 | 31320.9731 | 29886.4247
VIC1 | Grid Battery | 0.00022946 | 0.00021895 | 0.00020948 | 0.00019933 | 0.0001902 | 0.0001956 | 0.00019678 | 0.00020586 | 0.00029005 | 0.00027677 | 0.00027167 | 0.0003464 | 0.00033054 | 0.0003154 | 0.0003269 | 0.0003522 | 0.00034781 | 0.00035925 | 0.00043314 | 0.00041214 | 0.0007763 | 0.00074074 | 0.00070871 | 0.00067436 | 0.00064347 | 0.00060848 | 0.00057839 | 0.0014513 | 0.0013482
VIC1 | Pumped Hydro | 0 | 0 | 0.00029822 | 0.00032381 | 0.00030898 | 0.00031345 | 0.00029989 | 0.00028536 | 0.00028942 | 0.00027616 | 0.00029157 | 0.00044735 | 0.00042686 | 0.00040731 | 0.00038969 | 0.00043772 | 0.0004684 | 0.00050606 | 0.00062167 | 0.00059154 | 0.0012132 | 0.0011577 | 0.0011076 | 0.0010539 | 0.0010056 | 0.00095958 | 0.00091808 | 5692.7239 | 5431.9884
VIC1 | VPP | 0 | 0 | 0 | 0 | 0 | 0 | 0 | 0 | 0 | 0 | 0 | 0 | 0 | 0 | 0 | 0 | 0 | 0 | 0 | 0 | 0 | 0 | 0 | 0 | 0 | 0 | 0 | 0 | 0
Total excluding storage |  | 0.0011525 | 0.0011114 | 0.0010768 | 0.0012928 | 0.0012336 | 0.0011771 | 0.0011836 | 0.0012361 | 0.0011795 | 0.0011429 | 0.0012275 | 18518.8245 | 35564.2117 | 33935.317 | 32467.6575 | 38798.877 | 105137.2965 | 112697.7256 | 107823.6919 | 102597.5057 | 97898.3839 | 112874.2246 | 134195.0179 | 127690.6204 | 146014.1731 | 171951.735 | 229320.6734 | 288536.8923 | 275321.4619
Region | Technology | 2021-22 | 2022-23 | 2023-24 | 2024-25 | 2025-26 | 2026-27 | 2027-28 | 2028-29 | 2029-30 | 2030-31 | 2031-32 | 2032-33 | 2033-34 | 2034-35 | 2035-36 | 2036-37 | 2037-38 | 2038-39 | 2039-40 | 2040-41 | 2041-42 | 2042-43 | 2043-44 | 2044-45 | 2045-46 | 2046-47 | 2047-48 | 2048-49 | 2049-50
SA1 | Black Coal | 0 | 0 | 0 | 0 | 0 | 0 | 0 | 0 | 0 | 0 | 0 | 0 | 0 | 0 | 0 | 0 | 0 | 0 | 0 | 0 | 0 | 0 | 0 | 0 | 0 | 0 | 0 | 0 | 0
SA1 | Brown Coal | 0 | 0 | 0 | 0 | 0 | 0 | 0 | 0 | 0 | 0 | 0 | 0 | 0 | 0 | 0 | 0 | 0 | 0 | 0 | 0 | 0 | 0 | 0 | 0 | 0 | 0 | 0 | 0 | 0
SA1 | CCGT | 4.426e-05 | 4.2233e-05 | 4.0406e-05 | 3.8448e-05 | 3.6687e-05 | 3.5006e-05 | 3.3493e-05 | 3.1869e-05 | 3.0409e-05 | 2.9017e-05 | 2.7762e-05 | 4.9024e-05 | 4.6779e-05 | 4.4636e-05 | 4.2706e-05 | 4.0636e-05 | 5.7549e-05 | 5.4913e-05 | 6.4968e-05 | 6.1819e-05 | 0.00011314 | 0.00010796 | 0.00010329 | 9.8287e-05 | 9.3785e-05 | 7.5792e-05 | 7.2514e-05 | 0.0001155 | 0.00011021
SA1 | Gas - Steam | 0 | 0 | 0 | 0 | 0 | 0 | 0 | 0 | 0 | 0 | 0 | 0 | 0 | 0 | 0 | 0 | 0 | 0 | 0 | 0 | 0 | 0 | 0 | 0 | 0 | 0 | 0 | 0 | 0
SA1 | OCGT / Diesel | 0.00013011 | 0.00012416 | 0.00011879 | 0.00011303 | 0.00010785 | 0.00010291 | 9.8461e-05 | 9.3688e-05 | 8.9397e-05 | 8.5303e-05 | 8.1613e-05 | 8.2973e-05 | 7.9173e-05 | 7.5547e-05 | 7.2279e-05 | 6.8776e-05 | 8.7685e-05 | 8.3669e-05 | 0.00013155 | 0.00012518 | 0.00056604 | 0.00054011 | 0.00051675 | 6583.4596 | 6281.9271 | 5994.2052 | 5734.9634 | 9564.6654 | 9126.5892
SA1 | Hydro | 0 | 0 | 0 | 0 | 0 | 0 | 0 | 0 | 0 | 0 | 0 | 0 | 0 | 0 | 0 | 0 | 0 | 0 | 0 | 0 | 0 | 0 | 0 | 0 | 0 | 0 | 0 | 0 | 0
SA1 | Wind | 0.00169 | 0.0016126 | 0.0019322 | 0.0018386 | 0.0017544 | 0.001674 | 0.0016016 | 0.0017582 | 0.0016777 | 0.0016086 | 0.0017717 | 41442.4707 | 39544.3423 | 37733.151 | 48837.0951 | 57054.7091 | 108043.3731 | 125611.0393 | 132425.794 | 126007.1503 | 120235.8338 | 114728.8497 | 109766.9729 | 104446.5965 | 104123.0333 | 100980.6286 | 98455.0016 | 106177.6672 | 101314.5679
SA1 | Solar PV | 0.00024258 | 0.0003267 | 0.00036563 | 0.00034791 | 0.00033197 | 0.00031677 | 0.00034107 | 0.00034186 | 0.0003262 | 0.00033071 | 0.00039996 | 0.00072957 | 0.00074646 | 0.00071998 | 0.00068884 | 0.00072378 | 0.0012213 | 0.0011684 | 0.0011179 | 0.0010637 | 0.001015 | 0.0017565 | 2572.3031 | 2447.6242 | 3280.3528 | 3130.1076 | 2994.7344 | 2849.5804 | 6787.4747
SA1 | Grid Battery | 0.0002386 | 0.00022767 | 0.00021783 | 0.00020727 | 0.00019777 | 0.00020804 | 0.00021164 | 0.00021756 | 0.00030954 | 0.00029536 | 0.00028259 | 0.00037951 | 0.00036212 | 0.00034554 | 0.00036182 | 0.00041259 | 0.00042052 | 0.00042384 | 0.00051578 | 0.00049078 | 0.0022309 | 0.0021287 | 0.0020367 | 1914.9216 | 2153.0873 | 2054.4726 | 1965.6193 | 1870.3462 | 1784.6814
SA1 | Pumped Hydro | 0 | 0 | 0.00033928 | 0.00032283 | 0.00030805 | 0.00029394 | 0.00028123 | 0.00026759 | 0.00025534 | 0.00024364 | 0.00025108 | 0.00033981 | 0.00032425 | 0.0003094 | 0.00031942 | 0.00035093 | 0.00036937 | 0.00038337 | 0.00038341 | 0.00036483 | 0.0006849 | 0.00065353 | 0.00062527 | 0.00085245 | 0.00081341 | 0.00077615 | 0.00074258 | 0.00070659 | 0.00067423
SA1 | VPP | 0 | 0 | 0 | 0 | 0 | 0 | 0 | 0 | 0 | 0 | 0 | 0 | 0 | 0 | 0 | 0 | 0 | 0 | 0 | 0 | 0 | 0 | 0 | 0 | 0 | 0 | 0 | 0 | 0
Total excluding storage |  | 0.002107 | 0.0021057 | 0.002457 | 0.0023379 | 0.0022309 | 0.0021287 | 0.0020746 | 0.0022257 | 0.0021237 | 0.0020536 | 0.002281 | 41442.4716 | 39544.3431 | 37733.1518 | 48837.0959 | 57054.7099 | 108043.3745 | 125611.0406 | 132425.7954 | 126007.1515 | 120235.8355 | 114728.8521 | 112339.2766 | 113477.6804 | 113685.3133 | 110104.9415 | 107184.6995 | 118591.9132 | 117228.6319
Region | Technology | 2021-22 | 2022-23 | 2023-24 | 2024-25 | 2025-26 | 2026-27 | 2027-28 | 2028-29 | 2029-30 | 2030-31 | 2031-32 | 2032-33 | 2033-34 | 2034-35 | 2035-36 | 2036-37 | 2037-38 | 2038-39 | 2039-40 | 2040-41 | 2041-42 | 2042-43 | 2043-44 | 2044-45 | 2045-46 | 2046-47 | 2047-48 | 2048-49 | 2049-50
TAS1 | Black Coal | 0 | 0 | 0 | 0 | 0 | 0 | 0 | 0 | 0 | 0 | 0 | 0 | 0 | 0 | 0 | 0 | 0 | 0 | 0 | 0 | 0 | 0 | 0 | 0 | 0 | 0 | 0 | 0 | 0
TAS1 | Brown Coal | 0 | 0 | 0 | 0 | 0 | 0 | 0 | 0 | 0 | 0 | 0 | 0 | 0 | 0 | 0 | 0 | 0 | 0 | 0 | 0 | 0 | 0 | 0 | 0 | 0 | 0 | 0 | 0 | 0
TAS1 | CCGT | 4.0177e-05 | 3.8337e-05 | 3.6679e-05 | 3.4901e-05 | 3.3303e-05 | 3.1777e-05 | 3.0403e-05 | 2.8929e-05 | 2.7604e-05 | 2.634e-05 | 2.5201e-05 | 3.3291e-05 | 3.1766e-05 | 3.0311e-05 | 2.9e-05 | 2.7594e-05 | 2.633e-05 | 2.5125e-05 | 2.4038e-05 | 2.2873e-05 | 2.8202e-05 | 2.691e-05 | 2.5746e-05 | 2.4498e-05 | 2.3376e-05 | 9.8717e-06 | 9.4447e-06 | 2.2216e-05 | 2.1198e-05
TAS1 | Gas - Steam | 0 | 0 | 0 | 0 | 0 | 0 | 0 | 0 | 0 | 0 | 0 | 0 | 0 | 0 | 0 | 0 | 0 | 0 | 0 | 0 | 0 | 0 | 0 | 0 | 0 | 0 | 0 | 0 | 0
TAS1 | OCGT / Diesel | 0.00012796 | 0.0001221 | 0.00011682 | 0.00011116 | 0.00010607 | 0.00010121 | 9.6834e-05 | 9.214e-05 | 8.792e-05 | 8.3893e-05 | 8.0265e-05 | 7.6374e-05 | 7.2876e-05 | 6.9538e-05 | 6.6531e-05 | 6.3306e-05 | 6.4043e-05 | 6.111e-05 | 8.3012e-05 | 7.8989e-05 | 0.00010563 | 0.00010079 | 9.643e-05 | 9.1756e-05 | 8.7553e-05 | 4.3941e-05 | 4.204e-05 | 7.5293e-05 | 7.1844e-05
TAS1 | Hydro | 0 | 0 | 0 | 0 | 0 | 0 | 0 | 0 | 0 | 0 | 0 | 0 | 0 | 0 | 0 | 0 | 0 | 0 | 0 | 0 | 0 | 0 | 0 | 0 | 0 | 0 | 0 | 0 | 0
TAS1 | Wind | 0.0010485 | 0.0010004 | 15425.825 | 29250.4817 | 41771.9625 | 53014.9565 | 63249.0633 | 72040.2972 | 80000.7129 | 86989.8898 | 93340.9112 | 98359.9724 | 102878.9193 | 106646.1025 | 110054.5722 | 112269.6203 | 114286.3617 | 115840.503 | 117444.7556 | 118037.8651 | 112631.5506 | 107472.8536 | 102824.7888 | 97840.898 | 93359.6355 | 89083.6213 | 85230.8675 | 76339.108 | 68332.8051
TAS1 | Solar PV | 3.098e-05 | 4.2152e-05 | 5.7676e-05 | 6.38e-05 | 6.0878e-05 | 5.809e-05 | 5.5577e-05 | 5.2884e-05 | 5.8479e-05 | 6.3784e-05 | 7.4739e-05 | 7.1116e-05 | 8.7134e-05 | 8.3143e-05 | 8.4719e-05 | 8.0613e-05 | 7.6921e-05 | 7.3398e-05 | 7.4684e-05 | 0.00010063 | 9.6022e-05 | 9.1624e-05 | 8.7661e-05 | 8.3412e-05 | 7.9592e-05 | 6.6358e-05 | 5.9582e-05 | 5.4344e-05 | 5.4594e-05
TAS1 | Grid Battery | 0.00021788 | 0.0002079 | 0.00019891 | 0.00018927 | 0.0001806 | 0.00017233 | 0.00018115 | 0.00019713 | 0.00026214 | 0.00026582 | 0.00026101 | 0.00032579 | 0.00031086 | 0.00030194 | 0.00031137 | 0.00032284 | 0.00031306 | 0.00031579 | 0.00036997 | 0.00035204 | 0.00039991 | 0.00038159 | 0.00036509 | 0.0003474 | 0.00033148 | 0.00032961 | 0.00032948 | 0.00043342 | 0.0003846
TAS1 | Pumped Hydro | 0 | 0 | 0.00049574 | 0.00047171 | 0.00048784 | 0.000501 | 0.00053407 | 0.00053856 | 0.00056883 | 0.00059105 | 0.00065089 | 0.0019235 | 0.0030869 | 0.0029455 | 0.0036151 | 5247.3789 | 14859.4875 | 18566.1831 | 22395.4739 | 21309.9711 | 32077.8872 | 30608.6709 | 29284.8847 | 27865.454 | 26589.1736 | 25371.3489 | 24274.0702 | 23463.5316 | 22388.8661
TAS1 | VPP | 0 | 0 | 0 | 0 | 0 | 0 | 0 | 0 | 0 | 0 | 0 | 0 | 0 | 0 | 0 | 0 | 0 | 0 | 0 | 0 | 0 | 0 | 0 | 0 | 0 | 0 | 0 | 0 | 0
Total excluding storage |  | 0.0012476 | 0.001203 | 15425.8252 | 29250.4819 | 41771.9627 | 53014.9567 | 63249.0634 | 72040.2974 | 80000.7131 | 86989.89 | 93340.9113 | 98359.9726 | 102878.9195 | 106646.1027 | 110054.5724 | 112269.6205 | 114286.3619 | 115840.5032 | 117444.7558 | 118037.8653 | 112631.5508 | 107472.8538 | 102824.789 | 97840.8982 | 93359.6357 | 89083.6214 | 85230.8676 | 76339.1082 | 68332.8053

## Marinus_REHAB Cost
Rehabilition cost by technology ($000s) - Marinus Link, High DER Scenario
REHAB | Real June 2020 dollars discounted to 1 July 2020
Explicitly modelled generation
Region | Technology | 2021-22 | 2022-23 | 2023-24 | 2024-25 | 2025-26 | 2026-27 | 2027-28 | 2028-29 | 2029-30 | 2030-31 | 2031-32 | 2032-33 | 2033-34 | 2034-35 | 2035-36 | 2036-37 | 2037-38 | 2038-39 | 2039-40 | 2040-41 | 2041-42 | 2042-43 | 2043-44 | 2044-45 | 2045-46 | 2046-47 | 2047-48 | 2048-49 | 2049-50
NEM | Black Coal | 0 | 0 | 0 | 115257.6408 | 105443.2275 | 10470.7128 | 12910.257 | 0 | 19969.592 | 0 | 0 | 0 | 0 | 0 | 0 | 0 | 0 | 0 | 0 | 0 | 0 | 0 | 0 | 0 | 0 | 0 | 0 | 0 | 0
NEM | Brown Coal | 0 | 0 | 0 | 37793.9471 | 0 | 4453.3812 | 0 | 0 | 870.8878 | 0.001014 | 0 | 0 | 0 | 0 | 0 | 0 | 0 | 0 | 0 | 0 | 0 | 0 | 0 | 0 | 0 | 0 | 0 | 0 | 0
NEM | CCGT | 0 | 0 | 0 | 0 | 0 | 0 | 0 | 0 | 0 | 0 | 0 | 0 | 0 | 0 | 0 | 0 | 0 | 0 | 0 | 0 | 0 | 0 | 0 | 0 | 0 | 0 | 0 | 0 | 0
NEM | Gas - Steam | 0 | 0 | 0 | 0 | 0 | 0 | 0 | 0 | 0 | 0 | 0 | 0 | 0 | 0 | 0 | 0 | 0 | 0 | 0 | 0 | 0 | 0 | 0 | 0 | 0 | 0 | 0 | 0 | 0
NEM | OCGT / Diesel | 0 | 0 | 0 | 0 | 0 | 0 | 0 | 0 | 0 | 0 | 0 | 0 | 0 | 0 | 0 | 0 | 0 | 0 | 0 | 0 | 0 | 0 | 0 | 0 | 0 | 0 | 0 | 0 | 0
NEM | Hydro | 0 | 0 | 0 | 0 | 0 | 0 | 0 | 0 | 0 | 0 | 0 | 0 | 0 | 0 | 0 | 0 | 0 | 0 | 0 | 0 | 0 | 0 | 0 | 0 | 0 | 0 | 0 | 0 | 0
NEM | Wind | 0 | 0 | 0 | 0 | 0 | 0 | 0 | 0 | 0 | 0 | 0 | 0 | 0 | 0 | 0 | 0 | 0 | 0 | 0 | 0 | 0 | 0 | 0 | 0 | 0 | 0 | 0 | 0 | 0
NEM | Solar PV | 0 | 0 | 0 | 0 | 0 | 0 | 0 | 0 | 0 | 0 | 0 | 0 | 0 | 0 | 0 | 0 | 0 | 0 | 0 | 0 | 0 | 0 | 0 | 0 | 0 | 0 | 0 | 0 | 0
NEM | Grid Battery | 0 | 0 | 0 | 0 | 0 | 0 | 0 | 0 | 0 | 0 | 0 | 0 | 0 | 0 | 0 | 0 | 0 | 0 | 0 | 0 | 0 | 0 | 0 | 0 | 0 | 0 | 0 | 0 | 0
NEM | Pumped Hydro | 0 | 0 | 0 | 0 | 0 | 0 | 0 | 0 | 0 | 0 | 0 | 0 | 0 | 0 | 0 | 0 | 0 | 0 | 0 | 0 | 0 | 0 | 0 | 0 | 0 | 0 | 0 | 0 | 0
NEM | VPP | 0 | 0 | 0 | 0 | 0 | 0 | 0 | 0 | 0 | 0 | 0 | 0 | 0 | 0 | 0 | 0 | 0 | 0 | 0 | 0 | 0 | 0 | 0 | 0 | 0 | 0 | 0 | 0 | 0
Total excluding storage |  | 0 | 0 | 0 | 153051.5878 | 105443.2275 | 14924.094 | 12910.257 | 0 | 20840.4798 | 0.001014 | 0 | 0 | 0 | 0 | 0 | 0 | 0 | 0 | 0 | 0 | 0 | 0 | 0 | 0 | 0 | 0 | 0 | 0 | 0
Region | Technology | 2021-22 | 2022-23 | 2023-24 | 2024-25 | 2025-26 | 2026-27 | 2027-28 | 2028-29 | 2029-30 | 2030-31 | 2031-32 | 2032-33 | 2033-34 | 2034-35 | 2035-36 | 2036-37 | 2037-38 | 2038-39 | 2039-40 | 2040-41 | 2041-42 | 2042-43 | 2043-44 | 2044-45 | 2045-46 | 2046-47 | 2047-48 | 2048-49 | 2049-50
NSW1 | Black Coal | 0 | 0 | 0 | 24335.4589 | 105443.2248 | 8037.6392 | 12910.257 | 0 | 19969.592 | 0 | 0 | 0 | 0 | 0 | 0 | 0 | 0 | 0 | 0 | 0 | 0 | 0 | 0 | 0 | 0 | 0 | 0 | 0 | 0
NSW1 | Brown Coal | 0 | 0 | 0 | 0 | 0 | 0 | 0 | 0 | 0 | 0 | 0 | 0 | 0 | 0 | 0 | 0 | 0 | 0 | 0 | 0 | 0 | 0 | 0 | 0 | 0 | 0 | 0 | 0 | 0
NSW1 | CCGT | 0 | 0 | 0 | 0 | 0 | 0 | 0 | 0 | 0 | 0 | 0 | 0 | 0 | 0 | 0 | 0 | 0 | 0 | 0 | 0 | 0 | 0 | 0 | 0 | 0 | 0 | 0 | 0 | 0
NSW1 | Gas - Steam | 0 | 0 | 0 | 0 | 0 | 0 | 0 | 0 | 0 | 0 | 0 | 0 | 0 | 0 | 0 | 0 | 0 | 0 | 0 | 0 | 0 | 0 | 0 | 0 | 0 | 0 | 0 | 0 | 0
NSW1 | OCGT / Diesel | 0 | 0 | 0 | 0 | 0 | 0 | 0 | 0 | 0 | 0 | 0 | 0 | 0 | 0 | 0 | 0 | 0 | 0 | 0 | 0 | 0 | 0 | 0 | 0 | 0 | 0 | 0 | 0 | 0
NSW1 | Hydro | 0 | 0 | 0 | 0 | 0 | 0 | 0 | 0 | 0 | 0 | 0 | 0 | 0 | 0 | 0 | 0 | 0 | 0 | 0 | 0 | 0 | 0 | 0 | 0 | 0 | 0 | 0 | 0 | 0
NSW1 | Wind | 0 | 0 | 0 | 0 | 0 | 0 | 0 | 0 | 0 | 0 | 0 | 0 | 0 | 0 | 0 | 0 | 0 | 0 | 0 | 0 | 0 | 0 | 0 | 0 | 0 | 0 | 0 | 0 | 0
NSW1 | Solar PV | 0 | 0 | 0 | 0 | 0 | 0 | 0 | 0 | 0 | 0 | 0 | 0 | 0 | 0 | 0 | 0 | 0 | 0 | 0 | 0 | 0 | 0 | 0 | 0 | 0 | 0 | 0 | 0 | 0
NSW1 | Grid Battery | 0 | 0 | 0 | 0 | 0 | 0 | 0 | 0 | 0 | 0 | 0 | 0 | 0 | 0 | 0 | 0 | 0 | 0 | 0 | 0 | 0 | 0 | 0 | 0 | 0 | 0 | 0 | 0 | 0
NSW1 | Pumped Hydro | 0 | 0 | 0 | 0 | 0 | 0 | 0 | 0 | 0 | 0 | 0 | 0 | 0 | 0 | 0 | 0 | 0 | 0 | 0 | 0 | 0 | 0 | 0 | 0 | 0 | 0 | 0 | 0 | 0
NSW1 | VPP | 0 | 0 | 0 | 0 | 0 | 0 | 0 | 0 | 0 | 0 | 0 | 0 | 0 | 0 | 0 | 0 | 0 | 0 | 0 | 0 | 0 | 0 | 0 | 0 | 0 | 0 | 0 | 0 | 0
Total excluding storage |  | 0 | 0 | 0 | 24335.4589 | 105443.2248 | 8037.6392 | 12910.257 | 0 | 19969.592 | 0 | 0 | 0 | 0 | 0 | 0 | 0 | 0 | 0 | 0 | 0 | 0 | 0 | 0 | 0 | 0 | 0 | 0 | 0 | 0
Region | Technology | 2021-22 | 2022-23 | 2023-24 | 2024-25 | 2025-26 | 2026-27 | 2027-28 | 2028-29 | 2029-30 | 2030-31 | 2031-32 | 2032-33 | 2033-34 | 2034-35 | 2035-36 | 2036-37 | 2037-38 | 2038-39 | 2039-40 | 2040-41 | 2041-42 | 2042-43 | 2043-44 | 2044-45 | 2045-46 | 2046-47 | 2047-48 | 2048-49 | 2049-50
QLD1 | Black Coal | 0 | 0 | 0 | 90922.1819 | 0.0027834 | 2433.0736 | 7.8033e-06 | 0 | 0 | 0 | 0 | 0 | 0 | 0 | 0 | 0 | 0 | 0 | 0 | 0 | 0 | 0 | 0 | 0 | 0 | 0 | 0 | 0 | 0
QLD1 | Brown Coal | 0 | 0 | 0 | 0 | 0 | 0 | 0 | 0 | 0 | 0 | 0 | 0 | 0 | 0 | 0 | 0 | 0 | 0 | 0 | 0 | 0 | 0 | 0 | 0 | 0 | 0 | 0 | 0 | 0
QLD1 | CCGT | 0 | 0 | 0 | 0 | 0 | 0 | 0 | 0 | 0 | 0 | 0 | 0 | 0 | 0 | 0 | 0 | 0 | 0 | 0 | 0 | 0 | 0 | 0 | 0 | 0 | 0 | 0 | 0 | 0
QLD1 | Gas - Steam | 0 | 0 | 0 | 0 | 0 | 0 | 0 | 0 | 0 | 0 | 0 | 0 | 0 | 0 | 0 | 0 | 0 | 0 | 0 | 0 | 0 | 0 | 0 | 0 | 0 | 0 | 0 | 0 | 0
QLD1 | OCGT / Diesel | 0 | 0 | 0 | 0 | 0 | 0 | 0 | 0 | 0 | 0 | 0 | 0 | 0 | 0 | 0 | 0 | 0 | 0 | 0 | 0 | 0 | 0 | 0 | 0 | 0 | 0 | 0 | 0 | 0
QLD1 | Hydro | 0 | 0 | 0 | 0 | 0 | 0 | 0 | 0 | 0 | 0 | 0 | 0 | 0 | 0 | 0 | 0 | 0 | 0 | 0 | 0 | 0 | 0 | 0 | 0 | 0 | 0 | 0 | 0 | 0
QLD1 | Wind | 0 | 0 | 0 | 0 | 0 | 0 | 0 | 0 | 0 | 0 | 0 | 0 | 0 | 0 | 0 | 0 | 0 | 0 | 0 | 0 | 0 | 0 | 0 | 0 | 0 | 0 | 0 | 0 | 0
QLD1 | Solar PV | 0 | 0 | 0 | 0 | 0 | 0 | 0 | 0 | 0 | 0 | 0 | 0 | 0 | 0 | 0 | 0 | 0 | 0 | 0 | 0 | 0 | 0 | 0 | 0 | 0 | 0 | 0 | 0 | 0
QLD1 | Grid Battery | 0 | 0 | 0 | 0 | 0 | 0 | 0 | 0 | 0 | 0 | 0 | 0 | 0 | 0 | 0 | 0 | 0 | 0 | 0 | 0 | 0 | 0 | 0 | 0 | 0 | 0 | 0 | 0 | 0
QLD1 | Pumped Hydro | 0 | 0 | 0 | 0 | 0 | 0 | 0 | 0 | 0 | 0 | 0 | 0 | 0 | 0 | 0 | 0 | 0 | 0 | 0 | 0 | 0 | 0 | 0 | 0 | 0 | 0 | 0 | 0 | 0
QLD1 | VPP | 0 | 0 | 0 | 0 | 0 | 0 | 0 | 0 | 0 | 0 | 0 | 0 | 0 | 0 | 0 | 0 | 0 | 0 | 0 | 0 | 0 | 0 | 0 | 0 | 0 | 0 | 0 | 0 | 0
Total excluding storage |  | 0 | 0 | 0 | 90922.1819 | 0.0027834 | 2433.0736 | 7.8033e-06 | 0 | 0 | 0 | 0 | 0 | 0 | 0 | 0 | 0 | 0 | 0 | 0 | 0 | 0 | 0 | 0 | 0 | 0 | 0 | 0 | 0 | 0
Region | Technology | 2021-22 | 2022-23 | 2023-24 | 2024-25 | 2025-26 | 2026-27 | 2027-28 | 2028-29 | 2029-30 | 2030-31 | 2031-32 | 2032-33 | 2033-34 | 2034-35 | 2035-36 | 2036-37 | 2037-38 | 2038-39 | 2039-40 | 2040-41 | 2041-42 | 2042-43 | 2043-44 | 2044-45 | 2045-46 | 2046-47 | 2047-48 | 2048-49 | 2049-50
VIC1 | Black Coal | 0 | 0 | 0 | 0 | 0 | 0 | 0 | 0 | 0 | 0 | 0 | 0 | 0 | 0 | 0 | 0 | 0 | 0 | 0 | 0 | 0 | 0 | 0 | 0 | 0 | 0 | 0 | 0 | 0
VIC1 | Brown Coal | 0 | 0 | 0 | 37793.9471 | 0 | 4453.3812 | 0 | 0 | 870.8878 | 0.001014 | 0 | 0 | 0 | 0 | 0 | 0 | 0 | 0 | 0 | 0 | 0 | 0 | 0 | 0 | 0 | 0 | 0 | 0 | 0
VIC1 | CCGT | 0 | 0 | 0 | 0 | 0 | 0 | 0 | 0 | 0 | 0 | 0 | 0 | 0 | 0 | 0 | 0 | 0 | 0 | 0 | 0 | 0 | 0 | 0 | 0 | 0 | 0 | 0 | 0 | 0
VIC1 | Gas - Steam | 0 | 0 | 0 | 0 | 0 | 0 | 0 | 0 | 0 | 0 | 0 | 0 | 0 | 0 | 0 | 0 | 0 | 0 | 0 | 0 | 0 | 0 | 0 | 0 | 0 | 0 | 0 | 0 | 0
VIC1 | OCGT / Diesel | 0 | 0 | 0 | 0 | 0 | 0 | 0 | 0 | 0 | 0 | 0 | 0 | 0 | 0 | 0 | 0 | 0 | 0 | 0 | 0 | 0 | 0 | 0 | 0 | 0 | 0 | 0 | 0 | 0
VIC1 | Hydro | 0 | 0 | 0 | 0 | 0 | 0 | 0 | 0 | 0 | 0 | 0 | 0 | 0 | 0 | 0 | 0 | 0 | 0 | 0 | 0 | 0 | 0 | 0 | 0 | 0 | 0 | 0 | 0 | 0
VIC1 | Wind | 0 | 0 | 0 | 0 | 0 | 0 | 0 | 0 | 0 | 0 | 0 | 0 | 0 | 0 | 0 | 0 | 0 | 0 | 0 | 0 | 0 | 0 | 0 | 0 | 0 | 0 | 0 | 0 | 0
VIC1 | Solar PV | 0 | 0 | 0 | 0 | 0 | 0 | 0 | 0 | 0 | 0 | 0 | 0 | 0 | 0 | 0 | 0 | 0 | 0 | 0 | 0 | 0 | 0 | 0 | 0 | 0 | 0 | 0 | 0 | 0
VIC1 | Grid Battery | 0 | 0 | 0 | 0 | 0 | 0 | 0 | 0 | 0 | 0 | 0 | 0 | 0 | 0 | 0 | 0 | 0 | 0 | 0 | 0 | 0 | 0 | 0 | 0 | 0 | 0 | 0 | 0 | 0
VIC1 | Pumped Hydro | 0 | 0 | 0 | 0 | 0 | 0 | 0 | 0 | 0 | 0 | 0 | 0 | 0 | 0 | 0 | 0 | 0 | 0 | 0 | 0 | 0 | 0 | 0 | 0 | 0 | 0 | 0 | 0 | 0
VIC1 | VPP | 0 | 0 | 0 | 0 | 0 | 0 | 0 | 0 | 0 | 0 | 0 | 0 | 0 | 0 | 0 | 0 | 0 | 0 | 0 | 0 | 0 | 0 | 0 | 0 | 0 | 0 | 0 | 0 | 0
Total excluding storage |  | 0 | 0 | 0 | 37793.9471 | 0 | 4453.3812 | 0 | 0 | 870.8878 | 0.001014 | 0 | 0 | 0 | 0 | 0 | 0 | 0 | 0 | 0 | 0 | 0 | 0 | 0 | 0 | 0 | 0 | 0 | 0 | 0
Region | Technology | 2021-22 | 2022-23 | 2023-24 | 2024-25 | 2025-26 | 2026-27 | 2027-28 | 2028-29 | 2029-30 | 2030-31 | 2031-32 | 2032-33 | 2033-34 | 2034-35 | 2035-36 | 2036-37 | 2037-38 | 2038-39 | 2039-40 | 2040-41 | 2041-42 | 2042-43 | 2043-44 | 2044-45 | 2045-46 | 2046-47 | 2047-48 | 2048-49 | 2049-50
SA1 | Black Coal | 0 | 0 | 0 | 0 | 0 | 0 | 0 | 0 | 0 | 0 | 0 | 0 | 0 | 0 | 0 | 0 | 0 | 0 | 0 | 0 | 0 | 0 | 0 | 0 | 0 | 0 | 0 | 0 | 0
SA1 | Brown Coal | 0 | 0 | 0 | 0 | 0 | 0 | 0 | 0 | 0 | 0 | 0 | 0 | 0 | 0 | 0 | 0 | 0 | 0 | 0 | 0 | 0 | 0 | 0 | 0 | 0 | 0 | 0 | 0 | 0
SA1 | CCGT | 0 | 0 | 0 | 0 | 0 | 0 | 0 | 0 | 0 | 0 | 0 | 0 | 0 | 0 | 0 | 0 | 0 | 0 | 0 | 0 | 0 | 0 | 0 | 0 | 0 | 0 | 0 | 0 | 0
SA1 | Gas - Steam | 0 | 0 | 0 | 0 | 0 | 0 | 0 | 0 | 0 | 0 | 0 | 0 | 0 | 0 | 0 | 0 | 0 | 0 | 0 | 0 | 0 | 0 | 0 | 0 | 0 | 0 | 0 | 0 | 0
SA1 | OCGT / Diesel | 0 | 0 | 0 | 0 | 0 | 0 | 0 | 0 | 0 | 0 | 0 | 0 | 0 | 0 | 0 | 0 | 0 | 0 | 0 | 0 | 0 | 0 | 0 | 0 | 0 | 0 | 0 | 0 | 0
SA1 | Hydro | 0 | 0 | 0 | 0 | 0 | 0 | 0 | 0 | 0 | 0 | 0 | 0 | 0 | 0 | 0 | 0 | 0 | 0 | 0 | 0 | 0 | 0 | 0 | 0 | 0 | 0 | 0 | 0 | 0
SA1 | Wind | 0 | 0 | 0 | 0 | 0 | 0 | 0 | 0 | 0 | 0 | 0 | 0 | 0 | 0 | 0 | 0 | 0 | 0 | 0 | 0 | 0 | 0 | 0 | 0 | 0 | 0 | 0 | 0 | 0
SA1 | Solar PV | 0 | 0 | 0 | 0 | 0 | 0 | 0 | 0 | 0 | 0 | 0 | 0 | 0 | 0 | 0 | 0 | 0 | 0 | 0 | 0 | 0 | 0 | 0 | 0 | 0 | 0 | 0 | 0 | 0
SA1 | Grid Battery | 0 | 0 | 0 | 0 | 0 | 0 | 0 | 0 | 0 | 0 | 0 | 0 | 0 | 0 | 0 | 0 | 0 | 0 | 0 | 0 | 0 | 0 | 0 | 0 | 0 | 0 | 0 | 0 | 0
SA1 | Pumped Hydro | 0 | 0 | 0 | 0 | 0 | 0 | 0 | 0 | 0 | 0 | 0 | 0 | 0 | 0 | 0 | 0 | 0 | 0 | 0 | 0 | 0 | 0 | 0 | 0 | 0 | 0 | 0 | 0 | 0
SA1 | VPP | 0 | 0 | 0 | 0 | 0 | 0 | 0 | 0 | 0 | 0 | 0 | 0 | 0 | 0 | 0 | 0 | 0 | 0 | 0 | 0 | 0 | 0 | 0 | 0 | 0 | 0 | 0 | 0 | 0
Total excluding storage |  | 0 | 0 | 0 | 0 | 0 | 0 | 0 | 0 | 0 | 0 | 0 | 0 | 0 | 0 | 0 | 0 | 0 | 0 | 0 | 0 | 0 | 0 | 0 | 0 | 0 | 0 | 0 | 0 | 0
Region | Technology | 2021-22 | 2022-23 | 2023-24 | 2024-25 | 2025-26 | 2026-27 | 2027-28 | 2028-29 | 2029-30 | 2030-31 | 2031-32 | 2032-33 | 2033-34 | 2034-35 | 2035-36 | 2036-37 | 2037-38 | 2038-39 | 2039-40 | 2040-41 | 2041-42 | 2042-43 | 2043-44 | 2044-45 | 2045-46 | 2046-47 | 2047-48 | 2048-49 | 2049-50
TAS1 | Black Coal | 0 | 0 | 0 | 0 | 0 | 0 | 0 | 0 | 0 | 0 | 0 | 0 | 0 | 0 | 0 | 0 | 0 | 0 | 0 | 0 | 0 | 0 | 0 | 0 | 0 | 0 | 0 | 0 | 0
TAS1 | Brown Coal | 0 | 0 | 0 | 0 | 0 | 0 | 0 | 0 | 0 | 0 | 0 | 0 | 0 | 0 | 0 | 0 | 0 | 0 | 0 | 0 | 0 | 0 | 0 | 0 | 0 | 0 | 0 | 0 | 0
TAS1 | CCGT | 0 | 0 | 0 | 0 | 0 | 0 | 0 | 0 | 0 | 0 | 0 | 0 | 0 | 0 | 0 | 0 | 0 | 0 | 0 | 0 | 0 | 0 | 0 | 0 | 0 | 0 | 0 | 0 | 0
TAS1 | Gas - Steam | 0 | 0 | 0 | 0 | 0 | 0 | 0 | 0 | 0 | 0 | 0 | 0 | 0 | 0 | 0 | 0 | 0 | 0 | 0 | 0 | 0 | 0 | 0 | 0 | 0 | 0 | 0 | 0 | 0
TAS1 | OCGT / Diesel | 0 | 0 | 0 | 0 | 0 | 0 | 0 | 0 | 0 | 0 | 0 | 0 | 0 | 0 | 0 | 0 | 0 | 0 | 0 | 0 | 0 | 0 | 0 | 0 | 0 | 0 | 0 | 0 | 0
TAS1 | Hydro | 0 | 0 | 0 | 0 | 0 | 0 | 0 | 0 | 0 | 0 | 0 | 0 | 0 | 0 | 0 | 0 | 0 | 0 | 0 | 0 | 0 | 0 | 0 | 0 | 0 | 0 | 0 | 0 | 0
TAS1 | Wind | 0 | 0 | 0 | 0 | 0 | 0 | 0 | 0 | 0 | 0 | 0 | 0 | 0 | 0 | 0 | 0 | 0 | 0 | 0 | 0 | 0 | 0 | 0 | 0 | 0 | 0 | 0 | 0 | 0
TAS1 | Solar PV | 0 | 0 | 0 | 0 | 0 | 0 | 0 | 0 | 0 | 0 | 0 | 0 | 0 | 0 | 0 | 0 | 0 | 0 | 0 | 0 | 0 | 0 | 0 | 0 | 0 | 0 | 0 | 0 | 0
TAS1 | Grid Battery | 0 | 0 | 0 | 0 | 0 | 0 | 0 | 0 | 0 | 0 | 0 | 0 | 0 | 0 | 0 | 0 | 0 | 0 | 0 | 0 | 0 | 0 | 0 | 0 | 0 | 0 | 0 | 0 | 0
TAS1 | Pumped Hydro | 0 | 0 | 0 | 0 | 0 | 0 | 0 | 0 | 0 | 0 | 0 | 0 | 0 | 0 | 0 | 0 | 0 | 0 | 0 | 0 | 0 | 0 | 0 | 0 | 0 | 0 | 0 | 0 | 0
TAS1 | VPP | 0 | 0 | 0 | 0 | 0 | 0 | 0 | 0 | 0 | 0 | 0 | 0 | 0 | 0 | 0 | 0 | 0 | 0 | 0 | 0 | 0 | 0 | 0 | 0 | 0 | 0 | 0 | 0 | 0
Total excluding storage |  | 0 | 0 | 0 | 0 | 0 | 0 | 0 | 0 | 0 | 0 | 0 | 0 | 0 | 0 | 0 | 0 | 0 | 0 | 0 | 0 | 0 | 0 | 0 | 0 | 0 | 0 | 0 | 0 | 0

## Marinus_REZ Tx Cost
REZ transmission expansion cost by region ($000s) - Marinus Link, High DER Scenario
REZ Expansion | Real June 2020 dollars discounted to 1 July 2020. As with the total capital costs, the REZ transmission expansion costs are annualised for modelling purposes.
Explicitly modelled generation
Region | Technology | 2021-22 | 2022-23 | 2023-24 | 2024-25 | 2025-26 | 2026-27 | 2027-28 | 2028-29 | 2029-30 | 2030-31 | 2031-32 | 2032-33 | 2033-34 | 2034-35 | 2035-36 | 2036-37 | 2037-38 | 2038-39 | 2039-40 | 2040-41 | 2041-42 | 2042-43 | 2043-44 | 2044-45 | 2045-46 | 2046-47 | 2047-48 | 2048-49 | 2049-50
NSW1 | Transmission | 0.0001254 | 4278.3282 | 14086.6909 | 22912.9303 | 31180.0298 | 38916.6743 | 46001.9517 | 52115.6225 | 113065.2445 | 107886.6837 | 103220.7213 | 98217.6398 | 93719.1219 | 89426.643 | 85559.0539 | 81412.0289 | 78298.1294 | 74711.9556 | 71480.7582 | 68016.1044 | 79118.3301 | 84620.4653 | 80960.7374 | 77036.5915 | 73508.198 | 77145.2839 | 73808.8481 | 70231.3527 | 70440.2481
QLD1 | Transmission | 0.00012428 | 0.0001298 | 0.00013661 | 0.00015867 | 0.00015363 | 0.00014659 | 0.00032285 | 2400.8604 | 2290.8976 | 2185.971 | 2091.4305 | 1990.0594 | 2229.2803 | 3841.4357 | 3675.2985 | 5347.5483 | 30518.2479 | 29120.4655 | 27861.0423 | 26510.6248 | 25296.3977 | 47373.8 | 45324.9432 | 50413.0373 | 57425.9527 | 91814.5909 | 87843.7262 | 83585.9636 | 99869.5561
VIC1 | Transmission | 2.4416e-05 | 2.3298e-05 | 2.229e-05 | 2.121e-05 | 2.0239e-05 | 1.9312e-05 | 1.8476e-05 | 1.7581e-05 | 1.6776e-05 | 1.6007e-05 | 1.5315e-05 | 1.4573e-05 | 1.3905e-05 | 1.3268e-05 | 1.2694e-05 | 1.2079e-05 | 2756.9676 | 3530.4421 | 3377.7549 | 3214.036 | 3066.8283 | 4383.2067 | 6165.4794 | 5866.6402 | 7433.9123 | 8992.1862 | 11851.9834 | 11277.5208 | 10760.9932
SA1 | Transmission | 0.00012449 | 0.00012394 | 0.00014015 | 0.00013336 | 0.00012725 | 0.00012142 | 0.00012043 | 0.00014582 | 0.00013914 | 0.00013572 | 0.00014282 | 0.0002671 | 0.00025865 | 0.00024828 | 0.000262 | 0.00052365 | 7026.2022 | 10085.698 | 11500.0418 | 10942.6377 | 10441.4486 | 9963.2144 | 9532.3181 | 9070.2891 | 10062.4936 | 10429.7808 | 10566.4495 | 14070.5008 | 13426.0504
TAS1 | Transmission | 0 | 0 | 0 | 0 | 0 | 0 | 0 | 0 | 0 | 0 | 0 | 347.5367 | 331.619 | 316.4303 | 302.7451 | 288.0711 | 274.877 | 877.4458 | 1424.7168 | 1744.5945 | 1664.6894 | 1588.4441 | 1519.7459 | 1446.0842 | 1379.8513 | 1316.652 | 1259.7085 | 1198.6508 | 1143.7507
NEM | Total | 0.00039859 | 4278.3285 | 14086.6912 | 22912.9306 | 31180.0301 | 38916.6746 | 46001.9521 | 54516.483 | 115356.1422 | 110072.6548 | 105312.1519 | 100555.2361 | 96280.0214 | 93584.5093 | 89537.0978 | 87047.6488 | 118874.4241 | 118326.007 | 115644.3139 | 110427.9975 | 119587.6941 | 147929.1305 | 143503.224 | 143832.6423 | 149810.408 | 189698.4938 | 185330.7157 | 180363.9888 | 195640.5986

## Marinus_USE+DSP Cost
USE and USE / DSP cost by region ($000s) - Marinus Link, High DER Scenario
USE / DSP | Real June 2020 dollars discounted to 1 July 2020
Explicitly modelled generation
Region | Technology | 2021-22 | 2022-23 | 2023-24 | 2024-25 | 2025-26 | 2026-27 | 2027-28 | 2028-29 | 2029-30 | 2030-31 | 2031-32 | 2032-33 | 2033-34 | 2034-35 | 2035-36 | 2036-37 | 2037-38 | 2038-39 | 2039-40 | 2040-41 | 2041-42 | 2042-43 | 2043-44 | 2044-45 | 2045-46 | 2046-47 | 2047-48 | 2048-49 | 2049-50
NSW1 | USE / DSP | 0.00031048 | 0.00030974 | 0.00031151 | 128.8297 | 0.00031566 | 0.00031414 | 0.00031389 | 0.00031513 | 0.00031269 | 0.00031218 | 0.00031511 | 196.9667 | 0.00032632 | 0.00032668 | 0.00032362 | 0.00032444 | 9906.6373 | 0.00033492 | 10011.191 | 0.00033379 | 22031.1957 | 254.5474 | 1542.3347 | 12266.5896 | 1388.0573 | 5348.7331 | 0.00034094 | 666.6357 | 91.6469
QLD1 | USE / DSP | 0.00030989 | 0.00030923 | 0.00031027 | 0.00031336 | 0.00031426 | 0.00031316 | 0.00031316 | 0.00031532 | 0.00031217 | 0.00031207 | 0.00031535 | 527.4139 | 12426.1513 | 48.3236 | 39.2726 | 38.2346 | 79682.3805 | 293.9957 | 16224.1036 | 3127.0404 | 7520.3037 | 24132.8495 | 8812.7407 | 8854.1938 | 4166.5624 | 80810.3567 | 1380.1672 | 5710.2582 | 11294.2405
VIC1 | USE / DSP | 0.00030854 | 0.0003067 | 0.00030876 | 0.00031143 | 0.00031323 | 0.00031125 | 0.00031204 | 0.00031188 | 0.00030989 | 0.00030925 | 0.00031227 | 45.2309 | 0.00032082 | 0.00032254 | 0.00031853 | 0.00031861 | 2.2543 | 0.00032421 | 1404.7648 | 0.00032585 | 3421.5839 | 0.00033052 | 0.0003337 | 2453.801 | 1602.8916 | 0.00032605 | 0.00032864 | 396.7674 | 89.3914
SA1 | USE / DSP | 0.00031084 | 0.00030808 | 0.00031644 | 0.00031217 | 0.00031434 | 0.00031079 | 0.00031073 | 0.0003107 | 0.00030776 | 0.00030663 | 0.00031198 | 68.7461 | 0.00031881 | 0.00032112 | 0.0003161 | 178.3102 | 229.3987 | 0.00032026 | 1451.1685 | 0.00032111 | 6518.3577 | 14.5209 | 63.3573 | 5135.2726 | 5848.509 | 116.8374 | 0.00032326 | 1003.1068 | 101.1803
TAS1 | USE / DSP | 0.00025546 | 0.00025439 | 0.00025585 | 0.00025517 | 0.00025492 | 0.00025507 | 0.00025644 | 0.0002563 | 0.00025603 | 0.00025587 | 0.00025707 | 34.7865 | 0.00025987 | 0.00025939 | 0.00025859 | 0.00025819 | 0.00026005 | 0.00026005 | 214.7026 | 0.00025979 | 803.3471 | 0.00026181 | 0.00026202 | 350.8747 | 0.00025851 | 0.00026008 | 0.00026048 | 124.0405 | 0.00026306
NEM | Total | 0.0014952 | 0.0014881 | 0.0015028 | 128.8309 | 0.0015124 | 0.0015044 | 0.0015063 | 0.0015093 | 0.0014985 | 0.001496 | 0.0015118 | 873.1441 | 12426.1525 | 48.3248 | 39.2738 | 216.5457 | 89820.6711 | 293.9969 | 29305.9304 | 3127.0417 | 40294.7881 | 24401.9184 | 10418.4333 | 29060.7318 | 13006.0205 | 86275.9278 | 1380.1684 | 7900.8086 | 11576.4593

## Marinus_SyncCon Cost
Synchronous Condenser cost by region ($000s) - Marinus Link, High DER Scenario
SyncCon | Real June 2020 dollars discounted to 1 July 2020
Explicitly modelled generation
Region | Technology | 2021-22 | 2022-23 | 2023-24 | 2024-25 | 2025-26 | 2026-27 | 2027-28 | 2028-29 | 2029-30 | 2030-31 | 2031-32 | 2032-33 | 2033-34 | 2034-35 | 2035-36 | 2036-37 | 2037-38 | 2038-39 | 2039-40 | 2040-41 | 2041-42 | 2042-43 | 2043-44 | 2044-45 | 2045-46 | 2046-47 | 2047-48 | 2048-49 | 2049-50
NSW1 | SyncCon | 0 | 0 | 0 | 0 | 0 | 0 | 0 | 0 | 0 | 0 | 0 | 0 | 0 | 0 | 0 | 0 | 0 | 0 | 0 | 0 | 0 | 0 | 0 | 0 | 0 | 0 | 0 | 0 | 0
QLD1 | SyncCon | 0 | 0 | 0 | 0 | 0 | 0 | 0 | 0 | 0 | 0 | 0 | 0 | 0 | 0 | 0 | 0 | 0 | 0 | 0 | 0 | 0 | 0 | 0 | 0 | 0 | 0 | 0 | 0 | 0
VIC1 | SyncCon | 0 | 0 | 0 | 5311.3244 | 5068.0576 | 4901.0427 | 5194.7499 | 4942.9617 | 5371.6959 | 5125.6641 | 5766.7015 | 5516.5886 | 5263.9204 | 5022.8249 | 4805.594 | 4572.6681 | 5574.2881 | 5318.9772 | 5088.9382 | 4842.2787 | 4620.4949 | 4408.8692 | 4218.1912 | 4013.7365 | 3829.9013 | 3654.4859 | 3949.3246 | 6631.9512 | 6328.1977
SA1 | SyncCon | 0 | 0 | 0 | 0 | 0 | 0 | 0 | 0 | 0 | 0 | 0 | 0 | 0 | 0 | 0 | 0 | 0 | 0 | 0 | 0 | 0 | 0 | 0 | 0 | 0 | 0 | 0 | 0 | 0
TAS1 | SyncCon | 1255.6318 | 1447.319 | 1609.3195 | 1067.4513 | 1071.1347 | 1654.7828 | 2252.6816 | 1875.6517 | 2446.0438 | 2660.8406 | 2347.256 | 2033.2246 | 2195.7776 | 2105.4582 | 2354.9032 | 2251.0021 | 1656.0145 | 1682.4661 | 1631.2564 | 1537.4029 | 1177.1026 | 1079.5682 | 956.3005 | 1056.8484 | 925.0891 | 846.0892 | 848.8175 | 805.5417 | 691.3589
NEM | Total | 1255.6318 | 1447.319 | 1609.3195 | 6378.7756 | 6139.1923 | 6555.8254 | 7447.4315 | 6818.6135 | 7817.7397 | 7786.5047 | 8113.9574 | 7549.8132 | 7459.698 | 7128.2831 | 7160.4973 | 6823.6703 | 7230.3026 | 7001.4433 | 6720.1945 | 6379.6815 | 5797.5975 | 5488.4374 | 5174.4917 | 5070.5849 | 4754.9904 | 4500.5752 | 4798.1421 | 7437.4929 | 7019.5566

## Marinus_System Strength Cost
System Strength cost by region ($000s) - Marinus Link, High DER Scenario
System Strength | Real June 2020 dollars discounted to 1 July 2020
Explicitly modelled generation
Region | Technology | 2021-22 | 2022-23 | 2023-24 | 2024-25 | 2025-26 | 2026-27 | 2027-28 | 2028-29 | 2029-30 | 2030-31 | 2031-32 | 2032-33 | 2033-34 | 2034-35 | 2035-36 | 2036-37 | 2037-38 | 2038-39 | 2039-40 | 2040-41 | 2041-42 | 2042-43 | 2043-44 | 2044-45 | 2045-46 | 2046-47 | 2047-48 | 2048-49 | 2049-50
NSW1 | System Strength | 9.0764e-06 | 480.019 | 1580.4958 | 2570.7805 | 3498.331 | 4366.3655 | 5161.3181 | 5847.2586 | 14185.1167 | 13535.4167 | 12950.027 | 12322.3426 | 11757.9605 | 11219.4279 | 10734.2019 | 10213.9179 | 9860.2037 | 9408.5913 | 9001.6816 | 8565.3725 | 10030.772 | 11104.3997 | 10624.1485 | 10109.1988 | 9646.182 | 10607.4714 | 10567.6679 | 10281.468 | 10194.9058
QLD1 | System Strength | 3.5512e-05 | 3.6738e-05 | 3.604e-05 | 100.0904 | 1148.8422 | 1096.2235 | 1280.323 | 1350.6428 | 1499.381 | 1430.707 | 1368.8308 | 1302.4839 | 1274.1572 | 1378.3631 | 1318.7507 | 1430.3048 | 2852.4694 | 2721.8219 | 2604.1066 | 2477.8862 | 2364.3952 | 4240.0033 | 4056.6285 | 4048.3196 | 4103.8693 | 5477.6287 | 5240.7282 | 4986.7115 | 5774.0679
VIC1 | System Strength | 1.3827e-05 | 1.371e-05 | 1.3721e-05 | 1.8738e-05 | 1.788e-05 | 1.7061e-05 | 1.8088e-05 | 1.9583e-05 | 1.8686e-05 | 1.8621e-05 | 2.045e-05 | 393.8406 | 760.454 | 725.6241 | 694.2418 | 837.0287 | 2355.4813 | 2532.2418 | 2422.7255 | 2305.2967 | 2199.7106 | 2559.8492 | 3072.9526 | 2924.0074 | 3370.9137 | 3990.1058 | 4437.1962 | 6319.5695 | 6030.1236
SA1 | System Strength | 2.7549e-05 | 2.8217e-05 | 3.3321e-05 | 3.1933e-05 | 3.047e-05 | 2.9075e-05 | 2.9616e-05 | 3.3646e-05 | 3.2105e-05 | 3.171e-05 | 3.5958e-05 | 821.1567 | 783.5465 | 747.6588 | 1002.8159 | 1195.7553 | 2281.9753 | 2693.4183 | 2859.3089 | 2720.719 | 2596.106 | 2477.2004 | 2370.0646 | 2255.1882 | 2259.4798 | 2192.5396 | 2142.635 | 2345.7318 | 2451.9632
TAS1 | System Strength | 1.2875e-05 | 1.2629e-05 | 187.5461 | 356.7582 | 505.2905 | 639.4685 | 762.3296 | 868.6012 | 965.4797 | 1051.662 | 1163.795 | 1309.3746 | 1438.2005 | 1552.4785 | 1657.6942 | 1741.3508 | 1818.087 | 1884.1409 | 1949.5169 | 2000.4825 | 1908.8574 | 1821.4288 | 1742.6543 | 1658.1883 | 1582.2408 | 1509.7717 | 1444.476 | 1374.4626 | 1311.5101
NEM | Total | 9.884e-05 | 480.0191 | 1768.042 | 3027.6291 | 5152.4637 | 6102.0575 | 7203.9707 | 8066.5027 | 16649.9774 | 16017.7857 | 15482.6528 | 16149.1985 | 16014.3187 | 15623.5525 | 15407.7045 | 15418.3575 | 19168.2165 | 19240.2141 | 18837.3396 | 18069.7568 | 19099.8412 | 22202.8814 | 21866.4485 | 20994.9023 | 20962.6856 | 23777.5172 | 23832.7033 | 25307.9435 | 25762.5705