## Cover
Project Marinus Economic Modelling Results
Supporting the Economic Modelling Appendix to the TasNetworks PACR
TasNetworks | 22 June 2021

## Release notice
Notice
Ernst & Young ("EY") was engaged on the instructions of Tasmanian Networks Pty Ltd (“TasNetworks” or “Client”) to provide market modelling in relation to the proposed Marinus Link interconnector (“Project”), in accordance with the contract dated 14 June 2018.
The results of Ernst & Young’s work, including the assumptions and qualifications made in preparing the workbook dated 22 June 2021 (“Workbook”), are set out in Ernst & Young's report dated 22 June 2021 ("Report"). The Workbook and Report should be read in their entirety including this notice, the applicable scope of the work and any limitations. A reference to the Workbook includes any part of the Workbook. No further work has been undertaken by Ernst & Young since the date of the Workbook to update it.
EY has prepared the Workbook under the directions of the Client. EY has not been engaged to act, and has not acted, as advisor to any other party. Accordingly, EY makes no representations as to the appropriateness, accuracy or completeness of the Workbook for any other party's purposes.
No reliance may be placed upon the Workbook or any of its contents by any party other than the Client (“Third Parties”). Any Third Party receiving a copy of the Workbook must make and rely on their own enquiries in relation to the issues to which the Workbook relates, the contents of the Workbook and all matters arising from or relating to or in any way connected with the Workbook or its contents.
EY disclaims all responsibility to any Third Parties for any loss or liability that the Third Parties may suffer or incur arising from or relating to or in any way connected with the contents of the Workbook, the provision of the Workbook to the Third Parties or the reliance upon the Workbook by the Third Parties.
No claim or demand or any actions or proceedings may be brought against EY arising from or connected with the contents of the Workbook or the provision of the Workbook to the Third Parties. EY will be released and forever discharged from any such claims, demands, actions or proceedings.
Our work commenced on 12 January 2021 and was completed on 19 May 2021. Therefore, our Workbook does not take account of events or circumstances arising after 19 May 2021 and we have no responsibility to update the Workbook for such events or circumstances.
In preparing this Workbook we have considered and relied upon information from a range of sources believed to be reliable and accurate. We do not imply, and it should not be construed, that we have verified any of the information provided to us, or that our enquiries could have identified any matter that a more extensive examination might disclose.
The work performed as part of our scope considers information provided to us and a number of combinations of input assumptions relating to future conditions, which may not necessarily represent actual or most likely future conditions. Additionally, modelling work performed as part of our scope inherently requires assumptions about future behaviours and market interactions, which may result in forecasts that deviate from future conditions. There will usually be differences between estimated and actual results, because events and circumstances frequently do not occur as expected, and those differences may be material. We take no responsibility that the projected outcomes will be achieved, if any.
We highlight that our analysis and Workbook do not constitute investment advice or a recommendation to you on a future course of action. We provide no assurance that the scenarios we have modelled will be accepted by any relevant authority or third party.
Our conclusions are based, in part, on the assumptions stated and on information provided by the Client and other information sources used during the course of the engagement. The modelled outcomes are contingent on the collection of assumptions as agreed with the Client and no consideration of other market events, announcements or other changing circumstances are reflected in this Workbook. Neither EY nor any member or employee thereof undertakes responsibility in any way whatsoever to any person in respect of errors in this Workbook arising from incorrect information provided by the Client or other information sources used.
EY has consented to the Workbook being published electronically on the Client’s website alongside the Report and Addendum for informational purposes only. EY has not consented to distribution or disclosure beyond this. The material contained in the Workbook, including the EY logo, is copyright. The copyright in the material contained in the Workbook itself, excluding EY logo, vests in the Client. The Workbook, including the EY logo, cannot be altered without prior written permission from EY.
EY’s liability is limited by a scheme approved under Professional Standards Legislation.

## Version notes
Change log
2021-06-22 | 1 | Project Marinus Economic Modelling Result Workbooks supporting the Addendum to the PACR, Central High Electrification Sensitivity. Marinus Link stage 1 from 1 July 2027 and stage 2 from 1 July 2029.

## Abbreviations and notes
Acronyms
AEMO | Australian Energy Market Operator
CCGT | Closed cycle gas turbine
Diesel | Diesel generator
Distributed PV | PV non-scheduled generators (PVNSG) and Rooftop PV
DSP | Demand-side participation
ESOO | Electricity Statement Of Opportunities
FOM | Fixed operations and maintenance
Gas - Steam | Gas-powered steam turbine
GWh | Gigawatt-hours
Grid Battery | Explicitly modelled existing and new entrant (8 hour or less) battery storage
MW | Megawatts
NEM | National Electricity Market
OCGT | Open cycle gas turbine
PACR | Project Assessment Conclusions Report
PV | Photovoltaic
PVNSG | PV non-scheduled generators
Rehab | Rehabilitation (after closing an existing generator)
USE | Unserved energy
VOM | Variable operations and maintenance
VPP | Virtual power plants
Notes
1. BaseCase simulations do not include Marinus Link. Marinus simulations include Marinus Link stage 1 from 1 July 2027 and stage 2 from 1 July 2029.
2. Tumut 3 generation is included in Hydro, whereas Tumut 3 pump is included in Pumped Hydro Pump.
3. REZ expansion costs only capture intra-regional network augmentations. These costs do not include the cost of interconnectors.
4. New entrant capacity and retiring capacity for allowable generators are made at the beginning of each financial year, on 1 July.
5. Other non-scheduled generation is handled on the demand side as per AEMO's 2020 ESOO.

## ---Compare options---
Compare |  | Marinus | to | BaseCase |  | 0 | 1 | 2 | 3 | 4 | 5 | 6 | 7 | 8 | 9 | 10 | 11 | 12 | 13 | 14 | 15 | 16 | 17 | 18 | 19 | 20 | 21 | 22 | 23 | 24 | 25 | 26 | 27 | 28
NEM discounted market benefits by year
Select region | NEM
[5 empty] | Real June 2020 dollars ($m) discounted to 1 July 2020 | 2021-22 | 2022-23 | 2023-24 | 2024-25 | 2025-26 | 2026-27 | 2027-28 | 2028-29 | 2029-30 | 2030-31 | 2031-32 | 2032-33 | 2033-34 | 2034-35 | 2035-36 | 2036-37 | 2037-38 | 2038-39 | 2039-40 | 2040-41 | 2041-42 | 2042-43 | 2043-44 | 2044-45 | 2045-46 | 2046-47 | 2047-48 | 2048-49 | 2049-50
|  |  |  | Build | CAPEX | 71.6294 | 68.3487 | 86.2981 | 91.544 | 85.7531 | 79.6141 | 116.0234 | 108.7226 | 17.7603 | 14.806 | 26.7833 | 68.6517 | 108.4413 | 83.9491 | 91.7246 | 109.594 | 103.1357 | 64.3076 | 47.1702 | 50.6625 | 27.49 | 18.2878 | 33.9698 | 26.5199 | 28.4785 | 78.538 | 71.2753 | 49.2277 | 39.8124
|  |  |  | FOM | FOM | 14.6433 | 13.9726 | 18.0507 | -8.0903 | 37.2746 | -1.948 | 100.2706 | 34.6004 | 22.6996 | 21.4294 | 24.0255 | 20.5587 | -28.1704 | 17.2321 | 15.5854 | 16.9789 | 59.3109 | 12.3649 | 9.5703 | 10.0833 | 13.9615 | 11.6455 | 16.0556 | 13.9582 | 18.5928 | 38.6432 | 29.5781 | 26.0227 | 21.2138
|  |  |  | Fuel | Fuel | -25.9493 | -22.7478 | -32.8179 | -20.4362 | -32.7054 | -34.6836 | -24.2973 | -12.8591 | 56.8854 | 50.8183 | 55.106 | 35.1074 | 32.8774 | 45.9864 | 29.5332 | 13.4969 | 37.6455 | 63.1758 | 84.048 | 76.7686 | 75.3518 | 108.8555 | 89.9349 | 77.147 | 75.8358 | -5.083 | 36.0772 | 14.9263 | 41.7003
|  |  |  | VOM | VOM | -6.6487 | -5.46 | -4.9368 | -5.0915 | -6.3237 | -5.5273 | -9.0059 | -7.2417 | 4.7811 | 6.2509 | 4.6775 | 5.2874 | 1.8877 | 2.988 | 3.9073 | 2.0351 | 2.034 | 3.3011 | 5.2823 | 3.9563 | 6.4053 | 5.612 | 3.5558 | 4.096 | 3.8031 | 1.7033 | -0.51935 | 0.93177 | 0.39709
|  |  |  | REHAB | REHAB | 0 | 0 | 0 | 20.2535 | -2.5846 | -2.5277 | -30.3733 | 5.8999 | 2.6363 | 0 | -0.16871 | 3.4414e-08 | 5.0545 | 0 | 1.1715e-07 | 0.332 | 0 | 6.5095e-08 | 0 | 8.6485e-09 | -1.6142e-07 | 0 | -0.0078424 | 0.25411 | 4.5235e-08 | 0 | 0 | 0 | 0
|  |  |  | REZ Tx | REZ | 4.778e-06 | 4.867e-06 | -1.4592 | 5.1696 | 4.9328 | 5.1338 | 22.7178 | 14.4817 | 13.8185 | 14.2837 | 12.6841 | 12.2544 | 12.9026 | 18.2571 | 19.7421 | 21.2235 | 16.7991 | 16.3769 | 19.3485 | 19.4909 | 19.7908 | 28.911 | 32.0478 | 31.9714 | 34.6143 | 69.9384 | 67.531 | 58.9991 | 34.8264
|  |  |  | USE+DSP | USE+DSP | 7.7269e-06 | 7.6803e-06 | -0.029648 | 0.96833 | 0.99404 | 0.67801 | 0.070816 | 1.271 | -0.30149 | 0.042386 | 2.1309 | 0.5195 | -4.5793 | -2.2 | 3.073 | -1.2978 | -1.7422 | 0.4345 | -4.9826 | -0.22005 | -28.582 | -0.017419 | 0.43378 | 14.0788 | -1.7069 | -59.3661 | -1.5544 | -1.313 | -0.54266
|  |  |  | SyncCon | SyncCon | 0.019084 | -0.01081 | -0.026311 | 0.47463 | 0.4036 | 0.72507 | -1.5355 | -1.4466 | -2.0004 | -1.7371 | -1.4354 | -0.51725 | -0.60602 | -0.42254 | -0.37042 | -0.31299 | -0.1896 | -0.17204 | 0.020953 | 0.12329 | 0.079172 | -0.14786 | 0.091506 | 0.11936 | 0.0046103 | -0.10201 | -0.20254 | -0.068183 | 0.00017278
|  |  |  | System Strength | System Strength | 0.4907 | 0.46822 | 0.19323 | 1.454 | 1.3543 | 1.2463 | 2.3928 | 2.1883 | 0.71299 | 0.69753 | 0.67709 | 0.5205 | 0.66301 | 0.19418 | 0.39302 | 0.21388 | -0.1644 | -0.1544 | 0.051782 | 0.14672 | 0.30492 | 0.023235 | 0.40169 | 0.49866 | 0.55403 | 2.8279 | 2.7633 | 2.3549 | 1.4724
[5 empty] | Total cumulative market benefits | 54.1845 | 108.7555 | 174.0277 | 260.2738 | 349.3725 | 392.0832 | 568.3466 | 713.9631 | 830.9554 | 937.5464 | 1062.0267 | 1204.409 | 1332.8797 | 1498.864 | 1662.4524 | 1824.716 | 2041.5451 | 2201.1794 | 2361.6888 | 2522.7004 | 2637.5019 | 2810.6717 | 2987.1548 | 3155.7982 | 3315.9744 | 3443.074 | 3648.0227 | 3799.104 | 3937.9838
NEM capacity difference by year
Select region | NEM
[5 empty] | Capacity difference (MW) | 2021-22 | 2022-23 | 2023-24 | 2024-25 | 2025-26 | 2026-27 | 2027-28 | 2028-29 | 2029-30 | 2030-31 | 2031-32 | 2032-33 | 2033-34 | 2034-35 | 2035-36 | 2036-37 | 2037-38 | 2038-39 | 2039-40 | 2040-41 | 2041-42 | 2042-43 | 2043-44 | 2044-45 | 2045-46 | 2046-47 | 2047-48 | 2048-49 | 2049-50
[5 empty] | Black Coal | 0 | 0 | 0 | 221.3381 | 186.6277 | 127.672 | 297.3749 | 127.6722 | -50.9569 | -50.9569 | -88.9519 | -50.9569 | 99.0762 | 99.0762 | 245.2906 | 340.0868 | 245.2909 | 245.2909 | 245.2909 | 245.2909 | 245.2909 | 245.2909 | 187.6083 | 225.9863 | 0.00010679 | 0 | 0 | 0 | 0
[5 empty] | Brown Coal | 0 | 0 | 0 | 148.0315 | 148.0315 | 124.1209 | -310.2038 | -223.1143 | -223.1143 | -223.1143 | -223.1143 | -223.1143 | -223.1143 | -223.1143 | -223.1143 | -223.1143 | -223.1143 | -223.1143 | -223.1143 | -223.1143 | -223.1143 | -223.1143 | -223.1143 | -223.1143 | -223.1143 | -223.1143 | 0 | 0 | 0
[5 empty] | CCGT | 0 | 0 | 0 | 0 | 0 | 0 | 0 | 0 | 0 | 0 | 0 | 0 | 0 | 0 | 0 | 0 | 0 | 0 | 0 | 0 | 0 | 0 | 0 | 0 | 0 | 0 | 0 | 0 | 0
[5 empty] | Gas - Steam | 0 | 0 | 0 | 0 | 0 | 0 | 0 | 0 | 0 | 0 | 0 | 0 | 0 | 0 | 0 | 0 | 0 | 0 | 0 | 0 | 0 | 0 | 0 | 0 | 0 | 0 | 0 | 0 | 0
[5 empty] | OCGT / Diesel | 0 | 0 | 0 | 0 | 0 | 0 | 0 | 0 | 0 | 0 | 0 | 0 | 0 | 1.975e-05 | -0.00048034 | -0.00048047 | -280.9984 | -280.9984 | -245.8833 | -245.8833 | -826.7066 | -913.9732 | -1090.3641 | -836.1369 | -720.4657 | -543.6689 | -543.6689 | -27.1342 | -754.6212
[5 empty] | Hydro | 0 | 0 | 0 | 0 | 0 | 0 | 250 | 250 | 250 | 250 | 250 | 250 | 250 | 250 | 250 | 250 | 250 | 250 | 250 | 250 | 250 | 250 | 250 | 250 | 250 | 250 | 250 | 250 | 250
[5 empty] | Wind | -562.4495 | -562.4495 | -730.5234 | -853.23 | -836.7222 | -812.6522 | -1288.2319 | -1261.9074 | -422.5169 | -442.5122 | -664.112 | 312.2389 | 190.7281 | 524.5466 | 623.8111 | 114.2644 | -367.6337 | 232.5886 | 676.27 | 479.232 | 832.3681 | 720.7967 | 583.0941 | 441.3694 | 409.5203 | -919.4266 | -655.1265 | -294.1517 | 151.2958
[5 empty] | Solar PV | 0 | 0 | 0 | 0 | 0 | 0 | 0 | 0 | -14.8548 | -24.8166 | 65.5309 | -992.4474 | -1259.6661 | -1259.6661 | -1589.8845 | -1365.5242 | -1226.9299 | -982.6716 | -1219.0202 | -1126.7866 | -1545.6197 | -814.8826 | -1122.3193 | -1122.3193 | -1209.8942 | -2925.8755 | -3213.334 | -3171.1983 | -2320.3245
[5 empty] | Grid Battery | 0 | 0 | 0 | 0 | 0 | 0 | 0 | 0 | 0 | 0 | -0.00017061 | 375.9365 | 261.567 | 261.567 | 200.9113 | 200.9113 | 150.8807 | 150.8807 | 20.5942 | 20.5942 | -1334.0948 | -1554.2121 | -1592.6883 | -1392.951 | -1392.9509 | -1672.1501 | -1672.1501 | -2064.2182 | -2353.3108
[5 empty] | Pumped Hydro | 0 | 0 | 0 | 0 | 0 | 0 | 0 | -0.00015957 | 191.3671 | 233.6907 | 235.7972 | -567.7172 | -762.9951 | -762.9951 | -801.9251 | -801.9251 | -398.0359 | -398.0359 | -305.6877 | -305.6877 | 828.9598 | 971.1236 | 971.1236 | 971.1234 | 971.1234 | 971.1234 | 971.1234 | 971.1234 | 971.1234
[5 empty] | VPP | 0 | 0 | 0 | 0 | 0 | 0 | 0 | 0 | 0 | 0 | 0 | 0 | 0 | 0 | 0 | 0 | 0 | 0 | 0 | 0 | 0 | 0 | 0 | 0 | 0 | 0 | 0 | 0 | 0
[5 empty] | Grid Battery pump | 0 | 0 | 0 | 0 | 0 | 0 | 0 | 0 | 0 | 0 | -0.00017061 | 375.9365 | 261.567 | 261.567 | 200.9113 | 200.9113 | 150.8807 | 150.8807 | 20.5942 | 20.5942 | -1334.0948 | -1554.2121 | -1592.6883 | -1392.951 | -1392.9509 | -1672.1501 | -1672.1501 | -2064.2182 | -2353.3108
[5 empty] | Pumped Hydro Pump | 0 | 0 | 0 | 0 | 0 | 0 | 0 | -0.00015957 | 191.3671 | 233.6907 | 235.7972 | -567.7172 | -762.9951 | -762.9951 | -801.9251 | -801.9251 | -398.0359 | -398.0359 | -305.6877 | -305.6877 | 828.9598 | 971.1236 | 971.1236 | 971.1234 | 971.1234 | 971.1234 | 971.1234 | 971.1234 | 971.1234
[5 empty] | VPP pump | 0 | 0 | 0 | 0 | 0 | 0 | 0 | 0 | 0 | 0 | 0 | 0 | 0 | 0 | 0 | 0 | 0 | 0 | 0 | 0 | 0 | 0 | 0 | 0 | 0 | 0 | 0 | 0 | 0
NEM generation difference by year
Select region | NEM
[5 empty] | Sent-out generation difference (GWh)* | 2021-22 | 2022-23 | 2023-24 | 2024-25 | 2025-26 | 2026-27 | 2027-28 | 2028-29 | 2029-30 | 2030-31 | 2031-32 | 2032-33 | 2033-34 | 2034-35 | 2035-36 | 2036-37 | 2037-38 | 2038-39 | 2039-40 | 2040-41 | 2041-42 | 2042-43 | 2043-44 | 2044-45 | 2045-46 | 2046-47 | 2047-48 | 2048-49 | 2049-50
[5 empty] | Black Coal | 1164.2625 | 1108.4753 | 1489.5961 | 1514.7747 | 1836.1841 | 1805.0483 | 3502.6647 | 2472.4256 | 932.1194 | 1091.0502 | 606.9064 | 817.6978 | 1384.609 | 1329.9355 | 1774.2829 | 2472.1783 | 1511.9882 | 1468.2363 | 1578.4004 | 1407.2742 | 1619.7638 | 1622.8445 | 1226.1716 | 1134.5333 | 140.3427 | 384.0119 | 484.7997 | 235.1804 | 138.1485
[5 empty] | Brown Coal | 626.9382 | 578.8649 | 872.9941 | 1194.1807 | 1159.0193 | 1179.0287 | -1572.0641 | -1277.852 | -1294.341 | -1280.555 | -1201.5672 | -1216.45 | -1296.6172 | -1151.8882 | -1128.2387 | -1057.8917 | -955.0698 | -1102.5063 | -961.4859 | -629.3665 | -923.7006 | -1080.3729 | -1110.5768 | -1027.3989 | -969.2659 | -1152.7104 | -0.00023555 | 0 | 0
[5 empty] | CCGT | -5.8587e-05 | -5.8597e-05 | 14.7675 | -213.2841 | -153.3255 | -74.3483 | -293.898 | -194.3529 | -1041.0934 | -904.3911 | -686.0616 | -172.7891 | -315.7423 | -192.3724 | -692.3533 | -538.7761 | -253.7044 | -275.4952 | -157.4058 | -72.8728 | -107.4587 | -76.4931 | 45.2879 | -3.5686 | 14.3302 | -7.3168e-05 | -8.7929e-05 | -0.00024238 | -0.00030291
[5 empty] | Gas - Steam | 1.0749 | 0.65791 | 2.1407 | -23.8598 | -18.5289 | -16.7263 | -27.2129 | -39.1252 | -31.9909 | -66.0934 | -125.5482 | -196.0597 | -239.9109 | -400.5334 | -65.9661 | -31.4872 | -114.3242 | -242.498 | -8.1942 | -5.8033 | -8.5897 | -5.3865 | -1.8369 | -0.75575 | 8.3589 | 0 | 0 | 0 | 0
[5 empty] | OCGT / Diesel | 1.4286 | 0.79845 | 4.2533 | -25.5079 | -9.4142 | -33.7854 | -48.5151 | -51.6104 | -85.4218 | -102.1999 | -202.5538 | -246.01 | -205.0802 | -311.8004 | -202.1719 | -218.3077 | -621.2408 | -948.5635 | -1654.9246 | -1613.3601 | -1551.1024 | -2315.6511 | -1946.4904 | -1783.6982 | -1606.8376 | 458.0977 | -554.956 | -109.3511 | -798.2627
[5 empty] | Hydro | 2.5198 | -127.0078 | -545.9607 | -478.7698 | -607.5761 | -680.3191 | 1025.9246 | 1040.8117 | 744.8493 | 130.5126 | 569.8143 | -136.2138 | 421.7273 | -3.5893 | -148.1098 | -297.7957 | 100.6845 | 322.118 | -109.3724 | 46.5078 | -758.2123 | -460.5516 | -357.2049 | -456.0757 | 16.76 | -80.7873 | -185.9497 | -894.5784 | -634.9683
[5 empty] | Wind | -1805.3349 | -1590.2839 | -1855.3002 | -2011.3594 | -2129.5208 | -2130.8156 | -2894.7694 | -2409.2141 | 536.6136 | 641.1468 | 511.2121 | 3188.4305 | 2768.5067 | 3244.3918 | 3689.6677 | 2398.3116 | 2525.2559 | 2894.6576 | 3736.7844 | 3519.5149 | 4660.9205 | 4236.502 | 4126.3869 | 4123.1269 | 4525.4542 | 3645.6545 | 3908.9578 | 4433.2074 | 4125.4243
[5 empty] | Solar PV | 0.00098068 | 0.00016188 | -2.15 | 0.0020554 | 0.001545 | -0.17792 | 0.18879 | 0.018821 | -34.5703 | -48.1685 | 235.3099 | -2463.1482 | -2996.1578 | -2938.0612 | -3928.5536 | -3323.5856 | -2485.8032 | -2037.9816 | -2731.2088 | -2682.4415 | -3160.5765 | -1406.7001 | -1803.559 | -1751.9764 | -1737.6866 | -2968.1271 | -3131.5139 | -3207.0996 | -2335.5574
[5 empty] | Grid Battery | 1.0622 | -3.337 | -2.6585 | -1.9659 | 1.3546 | 0.53945 | -1.6099 | -3.6838 | -11.7646 | -6.7464 | -6.2187 | 518.2296 | 367.1233 | 353.335 | 282.0161 | 282.8848 | 200.0941 | 214.3567 | 35.0818 | 39.5045 | -1583.384 | -1796.2939 | -1757.7398 | -1633.1227 | -1599.3006 | -1750.9732 | -1810.712 | -2157.9291 | -2317.9512
[5 empty] | Pumped Hydro | -36.4761 | -28.9084 | -34.5716 | -24.7222 | 72.9097 | 92.9729 | -397.3457 | -503.7578 | -112.159 | 102.6139 | 261.2748 | -1495.7572 | -1704.1848 | -1916.8048 | -2270.0014 | -2100.0896 | -1106.151 | -733.3522 | -646.8363 | -581.983 | 1165.9734 | 2278.4165 | 2301.5309 | 2280.6683 | 2380.9372 | 2019.0193 | 2167.0657 | 2748.366 | 2894.2265
[5 empty] | VPP | -0.15521 | -0.80673 | -0.95973 | -0.56803 | 2.2433 | 2.0149 | -1.3293 | 1.0087 | -3.9818 | -7.6364 | -11.4767 | 7.5604 | 20.9978 | 9.3552 | -0.77615 | 7.1895 | 9.7931 | 19.2792 | 24.7529 | 14.5465 | 43.6325 | 59.0344 | 81.6002 | 54.563 | 92.4627 | 114.3228 | 160.6516 | 94.7264 | 131.7233
[5 empty] | Grid Battery pump | 1.3114 | -4.1197 | -3.2821 | -2.3603 | 1.0283 | 1.2434 | -1.9875 | -4.5479 | -14.5109 | -8.3422 | -7.8756 | 609.8087 | 432.2905 | 416.4765 | 330.6747 | 332.826 | 236.3068 | 252.2395 | 40.706 | 46.5427 | -1862.7209 | -2116.6864 | -2064.2422 | -1921.3734 | -1885.7788 | -2054.9989 | -2136.3404 | -2532.3407 | -2726.592
[5 empty] | Pumped Hydro Pump | -73.0515 | -69.5634 | -93.5112 | -60.3516 | 170.0057 | 150.6272 | -694.3412 | -894.1982 | -382.8947 | -346.0811 | -19.5694 | -2121.5188 | -2419.7015 | -2551.7997 | -3147.9978 | -2855.4048 | -1621.6562 | -926.2669 | -1093.2471 | -736.2704 | 1098.3501 | 2852.6111 | 2637.4658 | 2646.8846 | 2849.8003 | 2338.7314 | 2670.0487 | 3336.3328 | 3593.634
[5 empty] | VPP pump | -0.18629 | -0.96826 | -1.1722 | -0.68227 | 2.6402 | 2.4916 | -1.5955 | 1.2107 | -4.7924 | -9.1521 | -13.8183 | 8.878 | 25.433 | 10.9594 | -0.6561 | 8.5726 | 11.8133 | 23.2077 | 29.6414 | 17.4174 | 52.4432 | 70.7698 | 97.9121 | 65.5341 | 111.0128 | 137.5584 | 192.6813 | 113.4963 | 158.092
*Generation shown is sent-out, as is demand. The difference in sent-out generation with the Marinus Link option and the Base Case is due to the difference in losses from interconnectors and storage.

## BaseCase_CF
Annual capacity factor by technology - BaseCase, Central High Electrification Sensitivity
Explicitly modelled generation
Region | Technology | 2021-22 | 2022-23 | 2023-24 | 2024-25 | 2025-26 | 2026-27 | 2027-28 | 2028-29 | 2029-30 | 2030-31 | 2031-32 | 2032-33 | 2033-34 | 2034-35 | 2035-36 | 2036-37 | 2037-38 | 2038-39 | 2039-40 | 2040-41 | 2041-42 | 2042-43 | 2043-44 | 2044-45 | 2045-46 | 2046-47 | 2047-48 | 2048-49 | 2049-50
NEM | Black Coal | 47.23% | 44.31% | 46.23% | 59.14% | 62.76% | 60.54% | 58.51% | 61.27% | 62.17% | 60.3% | 57.26% | 56.82% | 64.81% | 57.59% | 53.53% | 55.46% | 57.74% | 57.29% | 52.67% | 53.1% | 51.85% | 56.91% | 51.73% | 51.4% | 48.32% | 45.81% | 44.52% | 42.08% | 39.3%
NEM | Brown Coal | 63.61% | 55.04% | 58.11% | 65.53% | 67.77% | 66.17% | 57.85% | 65.38% | 66.22% | 65.52% | 61.48% | 62.24% | 66.34% | 58.94% | 57.73% | 54.13% | 48.87% | 56.41% | 49.19% | 32.2% | 47.26% | 55.28% | 56.82% | 52.57% | 49.59% | 58.98% | - | - | -
NEM | CCGT | 8.417% | 8.417% | 7.3% | 11.99% | 14.07% | 10.94% | 11.55% | 11.18% | 15.4% | 15.94% | 18.04% | 20.41% | 25.16% | 23.34% | 19.23% | 19.07% | 23.7% | 24.04% | 21.53% | 24.08% | 25.09% | 28.35% | 20.12% | 25.22% | 27.29% | 28.26% | 28.34% | 28.26% | 28.26%
NEM | Gas - Steam | 5.772% | 5.896% | 5.958% | 1.988% | 1.881% | 2.107% | 1.824% | 2.091% | 1.675% | 2.124% | 2.964% | 4.906% | 5.488% | 9.204% | 5.04% | 4.798% | 10.47% | 11.56% | 15.8% | 21.28% | 20.21% | 26.25% | 18.82% | 20.11% | 22.42% | - | - | - | -
NEM | OCGT / Diesel | 0.08766% | 0.04% | 0.1693% | 0.4303% | 0.315% | 0.3881% | 0.3153% | 0.4617% | 0.3624% | 0.6152% | 0.9961% | 1.64% | 1.467% | 2.176% | 1.922% | 2.208% | 4.572% | 3.585% | 7.576% | 11.03% | 8.463% | 10.77% | 13.52% | 9.323% | 10.08% | 13.08% | 14.77% | 12.21% | 12.35%
NEM | Hydro | 20.58% | 21.43% | 20.16% | 23.95% | 24.56% | 23.16% | 23.6% | 25.93% | 23.9% | 22.89% | 22.44% | 22.49% | 24.53% | 25.42% | 24.57% | 23.56% | 26.62% | 23.45% | 22.36% | 21.45% | 21.73% | 24.09% | 24.31% | 23.03% | 23.65% | 27.1% | 24.48% | 23.35% | 23.11%
NEM | Wind | 37.11% | 37.53% | 33.93% | 33.16% | 36% | 37.2% | 38.09% | 35.48% | 35.41% | 35.21% | 35.42% | 32.77% | 31.38% | 33.27% | 35.08% | 35.84% | 33.71% | 33.63% | 33.82% | 33.57% | 31.48% | 29.89% | 31.82% | 33.32% | 34.28% | 31.89% | 32.22% | 31.95% | 31.5%
NEM | Solar PV | 29.56% | 29.16% | 29.66% | 28.44% | 27.85% | 29.52% | 29.87% | 26.36% | 27.72% | 28.7% | 28.61% | 28.75% | 27.55% | 26.93% | 28.64% | 28.76% | 25.4% | 26.19% | 27.47% | 28% | 27.6% | 26.36% | 25.19% | 26.6% | 26.44% | 22.75% | 23.62% | 24.16% | 23.73%
NEM | Grid Battery | 5.839% | 4.008% | 4.832% | 6.112% | 6.295% | 6.513% | 6.305% | 5.979% | 5.941% | 6.134% | 6.21% | 9.377% | 10.03% | 10.11% | 11.83% | 11.84% | 11.83% | 11.71% | 12.52% | 12.26% | 13.26% | 13.78% | 13.28% | 13.79% | 13.67% | 13.02% | 13.23% | 12.64% | 11.88%
NEM | Pumped Hydro | 4.035% | 5.769% | 6.956% | 17.41% | 17.83% | 17.54% | 22.45% | 22.74% | 22.98% | 23.35% | 22.62% | 25.41% | 24.49% | 24.96% | 25.93% | 25.38% | 25.52% | 25.21% | 26.2% | 25.43% | 26.39% | 25.56% | 23.48% | 25.56% | 25.04% | 24.31% | 24.24% | 22.64% | 21.72%
NEM | VPP | 4.568% | 5.587% | 7.491% | 8.647% | 9.068% | 9.401% | 8.984% | 8.444% | 8.398% | 8.507% | 8.568% | 7.428% | 7.072% | 6.935% | 6.911% | 6.733% | 6.214% | 6.108% | 5.942% | 5.845% | 5.516% | 5.345% | 4.608% | 4.904% | 4.718% | 4.279% | 4.099% | 3.905% | 3.433%
Region | Technology | 2021-22 | 2022-23 | 2023-24 | 2024-25 | 2025-26 | 2026-27 | 2027-28 | 2028-29 | 2029-30 | 2030-31 | 2031-32 | 2032-33 | 2033-34 | 2034-35 | 2035-36 | 2036-37 | 2037-38 | 2038-39 | 2039-40 | 2040-41 | 2041-42 | 2042-43 | 2043-44 | 2044-45 | 2045-46 | 2046-47 | 2047-48 | 2048-49 | 2049-50
NSW1 | Black Coal | 47.12% | 44.11% | 45.79% | 55.86% | 63.16% | 58.59% | 57.1% | 60.99% | 61.1% | 59.34% | 55.83% | 47.88% | 62.38% | 54.68% | 45.42% | 54.14% | 59.73% | 57.83% | 54.78% | 48.1% | 54.42% | - | - | - | - | - | - | - | -
NSW1 | Brown Coal | bar: 2021-22 to 2049-50
NSW1 | CCGT | 0.6146% | 0.6146% | 1.849% | 4.428% | 6.466% | 2.47% | 4.212% | 5.096% | 13.85% | 13.4% | 13.35% | 19.19% | 23.39% | 24.02% | 17.79% | 17.85% | 22.65% | 24.74% | 22.48% | 23.02% | 25.75% | 26.89% | 2.362% | - | - | - | - | - | -
NSW1 | Gas - Steam | bar: 2021-22 to 2049-50
NSW1 | OCGT / Diesel | 2.238e-07% | 2.327e-07% | 0.06865% | 0.4329% | 0.08747% | 0.1487% | 0.1337% | 0.2481% | 0.1542% | 0.3085% | 0.3288% | 0.8663% | 0.5904% | 1.643% | 2.296% | 2.421% | 5.013% | 3.273% | 8.538% | 14% | 8.011% | 11.33% | 16.56% | 9.121% | 8.817% | 15.3% | 20.56% | 20.92% | 19.47%
NSW1 | Hydro | 9.395% | 9.897% | 9.057% | 12.62% | 12.16% | 11.38% | 12.47% | 15.75% | 13.7% | 12.36% | 13.6% | 12.86% | 14.81% | 16.04% | 15.8% | 14.83% | 19.62% | 16.53% | 15.16% | 13.97% | 13.74% | 16.13% | 16.52% | 16.74% | 16.74% | 19.44% | 16.11% | 14.84% | 13.78%
NSW1 | Wind | 33.07% | 36.79% | 33.97% | 32.93% | 36.62% | 38.12% | 37.85% | 33.14% | 30.86% | 32.64% | 33.77% | 33.19% | 31.77% | 33.55% | 35.46% | 35.56% | 31.68% | 29.23% | 31.21% | 31.81% | 31.93% | 30.37% | 31.49% | 33.1% | 32.95% | 29.19% | 28.47% | 29.4% | 30.43%
NSW1 | Solar PV | 28.63% | 28.53% | 28.72% | 27.65% | 26.32% | 28.57% | 28.73% | 26.01% | 26.9% | 28.17% | 28.67% | 28.79% | 27.81% | 26.86% | 28.95% | 29.05% | 25.93% | 26.33% | 28.14% | 28.41% | 28.14% | 26.85% | 25.62% | 27.49% | 27.26% | 24.25% | 24.62% | 25.78% | 26.33%
NSW1 | Grid Battery | - | - | - | - | - | - | - | - | - | - | - | 15.32% | 15.17% | 15.24% | 15.5% | 15.42% | 15.03% | 15.06% | 14.87% | 14.47% | 14.2% | 14.18% | 13.78% | 14.49% | 14.32% | 14.17% | 13.97% | 14.39% | 14.01%
NSW1 | Pumped Hydro | 3.278% | 5.407% | 6.948% | 41% | 20.38% | 19.73% | 25.47% | 25.98% | 26.05% | 26.39% | 25.4% | 26.63% | 25.64% | 26.99% | 27.89% | 26.92% | 28.12% | 27.26% | 28.15% | 27.02% | 28.09% | 27.98% | 26.4% | 29.32% | 28.9% | 29.02% | 27.81% | 27.85% | 27.21%
NSW1 | VPP | 2.483% | 3.402% | 6.919% | 7.682% | 8.387% | 9.027% | 8.605% | 8.026% | 8.014% | 8.189% | 8.063% | 7.26% | 7.041% | 6.851% | 6.837% | 6.665% | 6.287% | 6.232% | 5.936% | 5.792% | 5.541% | 5.631% | 4.808% | 5.251% | 5.106% | 4.879% | 4.598% | 4.749% | 4.109%
Region | Technology | 2021-22 | 2022-23 | 2023-24 | 2024-25 | 2025-26 | 2026-27 | 2027-28 | 2028-29 | 2029-30 | 2030-31 | 2031-32 | 2032-33 | 2033-34 | 2034-35 | 2035-36 | 2036-37 | 2037-38 | 2038-39 | 2039-40 | 2040-41 | 2041-42 | 2042-43 | 2043-44 | 2044-45 | 2045-46 | 2046-47 | 2047-48 | 2048-49 | 2049-50
QLD1 | Black Coal | 47.36% | 44.55% | 46.68% | 64.14% | 62.32% | 62.75% | 60.24% | 61.62% | 63.47% | 61.48% | 58.94% | 61.14% | 66.16% | 59.2% | 56.74% | 56.04% | 56.84% | 57.05% | 51.71% | 55.38% | 51.25% | 56.91% | 51.73% | 51.4% | 48.32% | 45.81% | 44.52% | 42.08% | 39.3%
QLD1 | Brown Coal | bar: 2021-22 to 2049-50
QLD1 | CCGT | 8.33% | 8.33% | 9.298% | 15.62% | 17.42% | 14.49% | 16.39% | 15.75% | 18.98% | 19.66% | 22.51% | 23.79% | 29.63% | 25.4% | 22.98% | 24.07% | 28.65% | 28.09% | 25.47% | 29.84% | 29.97% | 35.26% | 27.71% | 30.55% | 43.99% | 60.92% | 61.08% | 60.92% | 60.92%
QLD1 | Gas - Steam | 5.044% | 5.044% | 10.02% | 9.894% | 9.894% | 9.894% | 9.921% | 9.894% | 9.894% | 9.894% | 9.921% | 9.894% | 18.35% | 13.75% | 10.62% | 13.01% | 16.27% | 17.32% | 15.8% | 21.28% | 20.21% | 26.25% | 18.82% | 20.11% | 22.42% | - | - | - | -
QLD1 | OCGT / Diesel | 2.762e-07% | 2.837e-07% | 3.019e-07% | 0.4651% | 0.243% | 0.2241% | 0.4144% | 0.7206% | 0.5794% | 0.948% | 1.778% | 2.453% | 2.152% | 1.921% | 1.801% | 3.067% | 5.266% | 3.107% | 5.34% | 6.896% | 7.176% | 9.383% | 5.976% | 9.06% | 11.59% | 11.28% | 6.91% | 4.086% | 2.886%
QLD1 | Hydro | 51.2% | 50.96% | 50.99% | 50.57% | 50.35% | 50.16% | 50.05% | 49.56% | 49.45% | 48.14% | 49.33% | 48.88% | 48.58% | 47.89% | 46.67% | 46.32% | 37.55% | 36.77% | 35.53% | 33.34% | 34.71% | - | - | - | - | - | - | - | -
QLD1 | Wind | 42.69% | 40.65% | 38.14% | 34.59% | 40.05% | 39.41% | 42.97% | 41.26% | 41.11% | 42.14% | 39.97% | 37.62% | 33.27% | 38.49% | 37.99% | 40.65% | 40.31% | 40.49% | 40.74% | 37.44% | 35.26% | 31.17% | 36.34% | 36.86% | 39.01% | 36.58% | 36.87% | 36.12% | 31.55%
QLD1 | Solar PV | 31.43% | 30.43% | 31.03% | 29.65% | 30.07% | 31.49% | 31.87% | 26.62% | 28.83% | 29.98% | 30.24% | 29.94% | 28.78% | 28.68% | 29.84% | 29.97% | 25.35% | 27.28% | 28.15% | 29.19% | 28.27% | 26.77% | 25.8% | 26.71% | 26.36% | 21.27% | 22.93% | 22.7% | 20.99%
QLD1 | Grid Battery | - | 12.38% | 14.43% | 17.39% | 17.41% | 18.12% | 19.17% | 17.93% | 17.69% | 18.1% | 17.91% | 16.36% | 15.64% | 15.78% | 16.18% | 16.37% | 15.21% | 15.2% | 15.26% | 15.38% | 14.93% | 14.68% | 14.37% | 14.09% | 13.87% | 12.78% | 13.24% | 12.08% | 11.24%
QLD1 | Pumped Hydro | 4.353% | 5.922% | 6.959% | 7.477% | 7.6% | 8.782% | 10.39% | 9.768% | 10.72% | 11.2% | 11.17% | 18.71% | 20.3% | 20.06% | 21.26% | 20.91% | 21.05% | 21.93% | 23.08% | 23.3% | 24.06% | 22.93% | 20.26% | 20.87% | 19.58% | 17.63% | 19.05% | 14.06% | 13.11%
QLD1 | VPP | 6.122% | 7.207% | 7.835% | 9.542% | 9.72% | 9.685% | 9.802% | 9.077% | 8.839% | 9.03% | 9.175% | 7.799% | 7.277% | 7.098% | 7.138% | 6.911% | 6.135% | 6.195% | 5.873% | 6.111% | 5.738% | 5.339% | 4.551% | 4.335% | 3.867% | 2.937% | 3.1% | 1.933% | 1.93%
Region | Technology | 2021-22 | 2022-23 | 2023-24 | 2024-25 | 2025-26 | 2026-27 | 2027-28 | 2028-29 | 2029-30 | 2030-31 | 2031-32 | 2032-33 | 2033-34 | 2034-35 | 2035-36 | 2036-37 | 2037-38 | 2038-39 | 2039-40 | 2040-41 | 2041-42 | 2042-43 | 2043-44 | 2044-45 | 2045-46 | 2046-47 | 2047-48 | 2048-49 | 2049-50
VIC1 | Black Coal | bar: 2021-22 to 2049-50
VIC1 | Brown Coal | 63.61% | 55.04% | 58.11% | 65.53% | 67.77% | 66.17% | 57.85% | 65.38% | 66.22% | 65.52% | 61.48% | 62.24% | 66.34% | 58.94% | 57.73% | 54.13% | 48.87% | 56.41% | 49.19% | 32.2% | 47.26% | 55.28% | 56.82% | 52.57% | 49.59% | 58.98% | - | - | -
VIC1 | CCGT | bar: 2021-22 to 2049-50
VIC1 | Gas - Steam | 0.1904% | 0.07901% | 0.1847% | 1.351% | 1.107% | 1.293% | 1.515% | 1.95% | 1.111% | 1.608% | 2.516% | 4.696% | 3.384% | 7.257% | 4.102% | 3.419% | 9.495% | 10.59% | - | - | - | - | - | - | - | - | - | - | -
VIC1 | OCGT / Diesel | 0.04627% | 2.924e-07% | 0.05351% | 0.2277% | 0.147% | 0.4112% | 0.2847% | 0.37% | 0.2481% | 0.3796% | 0.4632% | 0.7465% | 0.3908% | 1.401% | 1.172% | 1.082% | 2.053% | 1.745% | 7.804% | 11.33% | 8.989% | 10.68% | 14.93% | 9.887% | 10.72% | 13.53% | 18.38% | 21.44% | 22.29%
VIC1 | Hydro | 14.05% | 14.14% | 12.84% | 15.77% | 16.15% | 15.23% | 15.38% | 19.28% | 15.96% | 13.67% | 13.79% | 12.44% | 15.26% | 15.71% | 14.87% | 14.91% | 18.73% | 15.55% | 13.37% | 13.34% | 12.09% | 14.78% | 15.28% | 14.41% | 14.48% | 18.12% | 15.07% | 12.92% | 12.92%
VIC1 | Wind | 35.59% | 36.03% | 30.6% | 31.34% | 32.67% | 34.21% | 35.47% | 33.19% | 34.87% | 32.61% | 32.82% | 28.72% | 28.95% | 30.05% | 32.36% | 32.37% | 30.59% | 32.72% | 31.2% | 31.36% | 27.49% | 27.3% | 28.78% | 30.32% | 31.3% | 31.03% | 32.8% | 31.39% | 32.93%
VIC1 | Solar PV | 27.59% | 27.39% | 28.45% | 27.27% | 25.9% | 27.32% | 27.86% | 26.09% | 27.05% | 27.36% | 26.47% | 27.45% | 25.74% | 25.2% | 26.74% | 27.28% | 24.85% | 25.29% | 25.99% | 26.04% | 26.37% | 25.2% | 24.1% | 25.44% | 25.82% | 23.07% | 23.69% | 24.37% | 25.17%
VIC1 | Grid Battery | 10.09% | 3.134% | 3.675% | 5.551% | 5.821% | 6.048% | 5.802% | 5.52% | 5.548% | 5.384% | 5.635% | 4.968% | 4.569% | 4.493% | 4.866% | 4.852% | 4.521% | 4.38% | 4.518% | 4.327% | 10.19% | 13.44% | 13% | 13.92% | 13.89% | 13.79% | 13.75% | 13.55% | 12.86%
VIC1 | Pumped Hydro | - | - | - | - | - | - | - | - | - | - | 30.41% | 26.64% | 25.9% | 24.99% | 25.62% | 25.76% | 25.54% | 24.95% | 26.25% | 24.94% | 25.93% | 24.69% | 22.49% | 25.09% | 25.53% | 24.94% | 24.95% | 25.16% | 23.73%
VIC1 | VPP | 3.991% | 5.403% | 6.273% | 9.337% | 9.896% | 10.25% | 9.415% | 8.939% | 9.049% | 8.96% | 9.273% | 7.688% | 7.243% | 7.125% | 7.389% | 7.172% | 6.536% | 6.289% | 6.311% | 6.027% | 5.645% | 5.387% | 4.712% | 5.209% | 5.151% | 4.868% | 4.515% | 4.551% | 3.908%
Region | Technology | 2021-22 | 2022-23 | 2023-24 | 2024-25 | 2025-26 | 2026-27 | 2027-28 | 2028-29 | 2029-30 | 2030-31 | 2031-32 | 2032-33 | 2033-34 | 2034-35 | 2035-36 | 2036-37 | 2037-38 | 2038-39 | 2039-40 | 2040-41 | 2041-42 | 2042-43 | 2043-44 | 2044-45 | 2045-46 | 2046-47 | 2047-48 | 2048-49 | 2049-50
SA1 | Black Coal | bar: 2021-22 to 2049-50
SA1 | Brown Coal | bar: 2021-22 to 2049-50
SA1 | CCGT | 17.95% | 17.95% | 10.9% | 15.28% | 19% | 15.09% | 10.92% | 9.7% | 13.06% | 14.59% | 17.89% | 20.2% | 24.35% | 25.84% | 17.77% | 17.36% | - | - | - | - | - | - | - | - | - | - | - | - | -
SA1 | Gas - Steam | 9.337% | 9.621% | 9.14% | 1.556% | 1.523% | 1.798% | 1.167% | 1.359% | 1.164% | 1.631% | 2.514% | 4.514% | 5.453% | 9.942% | - | - | - | - | - | - | - | - | - | - | - | - | - | - | -
SA1 | OCGT / Diesel | 0.3575% | 0.191% | 0.6693% | 0.7027% | 0.8994% | 0.8629% | 0.4447% | 0.51% | 0.4783% | 0.9589% | 1.618% | 3.614% | 4.363% | 5.839% | 3.767% | 3.277% | 8.093% | 8.848% | 10.62% | 11.88% | 10.66% | 12.4% | 15.07% | 9.397% | 9.939% | 10.27% | 9.918% | 11.23% | 10.32%
SA1 | Hydro | bar: 2021-22 to 2049-50
SA1 | Wind | 34.63% | 34.17% | 29.93% | 32.46% | 31.57% | 35.19% | 34.89% | 33.51% | 34.22% | 33.76% | 34.84% | 30.02% | 29.73% | 27.65% | 32.46% | 32.53% | 31.27% | 32.55% | 31.99% | 33.69% | 29.72% | 29.23% | 26.79% | 30.09% | 30.76% | 28.81% | 29.92% | 28.88% | 29.61%
SA1 | Solar PV | 30.63% | 29.1% | 29.37% | 28.19% | 27.51% | 28.16% | 29.03% | 27.61% | 28.77% | 29.03% | 28.88% | 28.53% | 25.62% | 25.37% | 26.39% | 25.93% | 22.57% | 22.46% | 22.33% | 23.2% | 22.69% | 21.75% | 20.71% | 20.22% | 20.6% | 17.87% | 17.96% | 17.6% | 18.51%
SA1 | Grid Battery | 4.691% | 4.792% | 6.016% | 6.039% | 6.08% | 6.23% | 5.97% | 5.655% | 5.515% | 6.374% | 6.105% | 5.81% | 5.618% | 5.163% | 12.36% | 12.29% | 12.43% | 12.24% | 12.37% | 12.03% | 12.41% | 12% | 11.02% | 11.89% | 11.95% | 11.03% | 11.12% | 11.01% | 10.44%
SA1 | Pumped Hydro | bar: 2021-22 to 2049-50
SA1 | VPP | 8.159% | 8.24% | 10.05% | 9.686% | 9.632% | 9.648% | 9.154% | 8.69% | 8.459% | 8.637% | 8.313% | 7.534% | 7.199% | 7.003% | 6.204% | 6.113% | 5.797% | 5.618% | 5.585% | 5.359% | 4.983% | 4.732% | 3.984% | 4.384% | 4.364% | 3.73% | 3.723% | 3.814% | 3.244%
Region | Technology | 2021-22 | 2022-23 | 2023-24 | 2024-25 | 2025-26 | 2026-27 | 2027-28 | 2028-29 | 2029-30 | 2030-31 | 2031-32 | 2032-33 | 2033-34 | 2034-35 | 2035-36 | 2036-37 | 2037-38 | 2038-39 | 2039-40 | 2040-41 | 2041-42 | 2042-43 | 2043-44 | 2044-45 | 2045-46 | 2046-47 | 2047-48 | 2048-49 | 2049-50
TAS1 | Black Coal | bar: 2021-22 to 2049-50
TAS1 | Brown Coal | bar: 2021-22 to 2049-50
TAS1 | CCGT | 1.374e-06% | 1.347e-06% | 1.397e-06% | 1.402e-06% | 1.402e-06% | 1.447e-06% | 1.559e-06% | 1.6e-06% | 1.743e-06% | 1.766e-06% | 1.763e-06% | 1.989e-06% | 1.99e-06% | 1.936e-06% | 1.969e-06% | 2.029e-06% | 2.087e-06% | 2.262e-06% | 2.411e-06% | 2.366e-06% | 2.675e-06% | 2.687e-06% | 2.623e-06% | 2.654e-06% | 2.801e-06% | 3.05e-06% | 3.282e-06% | 3.372e-06% | 3.119e-06%
TAS1 | Gas - Steam | bar: 2021-22 to 2049-50
TAS1 | OCGT / Diesel | 1.202e-06% | 1.133e-06% | 1.2e-06% | 1.225e-06% | 1.236e-06% | 1.314e-06% | 1.385e-06% | 1.432e-06% | 1.539e-06% | 1.567e-06% | 1.546e-06% | 0.005415% | 1.755e-06% | 1.608e-06% | 0.006525% | 1.788e-06% | 0.03816% | 1.968e-06% | 0.0448% | 0.04873% | 0.146% | 6.175e-06% | 0.001037% | 0.111% | 6.186e-06% | 0.04535% | 0.04875% | 0.4432% | 0.09069%
TAS1 | Hydro | 36.65% | 38.66% | 36.86% | 41.95% | 43.98% | 41.4% | 41.46% | 41.48% | 40.53% | 41.1% | 38.19% | 40.43% | 41.98% | 43.01% | 41.51% | 39.47% | 41.09% | 37.78% | 38.01% | 36.62% | 38.81% | 41.21% | 41% | 37.72% | 39.51% | 43.58% | 42.15% | 42.07% | 42.49%
TAS1 | Wind | 35.74% | 39.51% | 37.8% | 37.51% | 39.42% | 39.93% | 40.65% | 38.22% | 37.74% | 36.3% | 40.49% | 37.53% | 37.36% | 38.93% | 39.63% | 40.72% | 38.41% | 38.72% | 37.17% | 40.93% | 37.88% | 37.5% | 39.16% | 41.41% | 42.46% | 41.23% | 40.73% | 39.38% | 42.63%
TAS1 | Solar PV | bar: 2021-22 to 2049-50
TAS1 | Grid Battery | bar: 2021-22 to 2049-50
TAS1 | Pumped Hydro | bar: 2021-22 to 2049-50
TAS1 | VPP | - | 3.649% | 3.605% | 2.93% | 3.425% | 3.636% | 3.691% | 3.776% | 3.493% | 3.499% | 4.157% | 3.231% | 3.129% | 4.094% | 3.305% | 3.471% | 3.748% | 3.328% | 3.5% | 3.749% | 3.532% | 3.242% | 3.492% | 3.613% | 3.262% | 3.407% | 2.83% | 3.264% | 3.213%
Explicitly modelled pumping
Region | Technology | 2021-22 | 2022-23 | 2023-24 | 2024-25 | 2025-26 | 2026-27 | 2027-28 | 2028-29 | 2029-30 | 2030-31 | 2031-32 | 2032-33 | 2033-34 | 2034-35 | 2035-36 | 2036-37 | 2037-38 | 2038-39 | 2039-40 | 2040-41 | 2041-42 | 2042-43 | 2043-44 | 2044-45 | 2045-46 | 2046-47 | 2047-48 | 2048-49 | 2049-50
NEM | Grid Battery pump | 7.175% | 4.963% | 5.949% | 7.547% | 7.784% | 8.027% | 7.801% | 7.365% | 7.339% | 7.569% | 7.686% | 11.24% | 11.96% | 12.07% | 14.02% | 14.04% | 14.02% | 13.88% | 14.78% | 14.52% | 15.6% | 16.23% | 15.61% | 16.23% | 16.11% | 15.32% | 15.57% | 14.87% | 13.97%
NEM | Pumped Hydro Pump | 5.64% | 8.922% | 10.46% | 25.75% | 20.53% | 21.84% | 28.93% | 28.45% | 29.57% | 30.69% | 32.11% | 32.79% | 32.24% | 32.19% | 33.84% | 33.38% | 33.1% | 32.86% | 34% | 33.36% | 33.96% | 33.53% | 30.37% | 33.63% | 33.31% | 31.74% | 31.52% | 29.77% | 28.18%
NEM | VPP pump | 5.483% | 6.726% | 8.98% | 10.39% | 10.88% | 11.28% | 10.8% | 10.12% | 10.08% | 10.21% | 10.31% | 8.903% | 8.483% | 8.337% | 8.283% | 8.081% | 7.47% | 7.335% | 7.118% | 7.033% | 6.605% | 6.424% | 5.523% | 5.887% | 5.675% | 5.122% | 4.932% | 4.679% | 4.116%
Region | Technology | 2021-22 | 2022-23 | 2023-24 | 2024-25 | 2025-26 | 2026-27 | 2027-28 | 2028-29 | 2029-30 | 2030-31 | 2031-32 | 2032-33 | 2033-34 | 2034-35 | 2035-36 | 2036-37 | 2037-38 | 2038-39 | 2039-40 | 2040-41 | 2041-42 | 2042-43 | 2043-44 | 2044-45 | 2045-46 | 2046-47 | 2047-48 | 2048-49 | 2049-50
NSW1 | Grid Battery pump | - | - | - | - | - | - | - | - | - | - | - | 18.02% | 17.85% | 17.97% | 18.18% | 18.14% | 17.72% | 17.72% | 17.49% | 17.07% | 16.7% | 16.68% | 16.21% | 17.04% | 16.9% | 16.62% | 16.48% | 16.89% | 16.48%
NSW1 | Pumped Hydro Pump | 4.703% | 8.346% | 9.779% | 33.44% | 21.86% | 23.07% | 30.9% | 30.51% | 31.55% | 32.73% | 34.33% | 33.93% | 33.88% | 34.38% | 36.41% | 35.63% | 36.45% | 35.78% | 36.85% | 35.92% | 36.28% | 37.29% | 34.26% | 39.04% | 39.21% | 37.99% | 36.25% | 36.71% | 35.05%
NSW1 | VPP pump | 2.98% | 4.108% | 8.287% | 9.244% | 10.05% | 10.83% | 10.35% | 9.614% | 9.618% | 9.829% | 9.701% | 8.693% | 8.451% | 8.244% | 8.187% | 7.999% | 7.566% | 7.482% | 7.106% | 6.972% | 6.635% | 6.756% | 5.771% | 6.302% | 6.147% | 5.838% | 5.535% | 5.685% | 4.932%
Region | Technology | 2021-22 | 2022-23 | 2023-24 | 2024-25 | 2025-26 | 2026-27 | 2027-28 | 2028-29 | 2029-30 | 2030-31 | 2031-32 | 2032-33 | 2033-34 | 2034-35 | 2035-36 | 2036-37 | 2037-38 | 2038-39 | 2039-40 | 2040-41 | 2041-42 | 2042-43 | 2043-44 | 2044-45 | 2045-46 | 2046-47 | 2047-48 | 2048-49 | 2049-50
QLD1 | Grid Battery pump | - | 15.23% | 17.82% | 21.51% | 21.52% | 22.32% | 23.67% | 22.13% | 21.84% | 22.35% | 22.17% | 19.33% | 18.46% | 18.63% | 19.08% | 19.31% | 17.98% | 17.87% | 17.99% | 18.12% | 17.56% | 17.29% | 16.89% | 16.59% | 16.3% | 15.06% | 15.55% | 14.23% | 13.21%
QLD1 | Pumped Hydro Pump | 7.245% | 9.91% | 11.63% | 12.55% | 12.73% | 14.61% | 17.37% | 16.33% | 17.93% | 18.72% | 18.75% | 26.46% | 27.22% | 26.89% | 28.44% | 28.03% | 27.47% | 28.36% | 29.85% | 30.25% | 31.13% | 29.5% | 26% | 26.85% | 25.16% | 22.69% | 24.4% | 18.17% | 16.71%
QLD1 | VPP pump | 7.348% | 8.65% | 9.404% | 11.47% | 11.67% | 11.61% | 11.76% | 10.89% | 10.61% | 10.84% | 11.04% | 9.341% | 8.734% | 8.528% | 8.563% | 8.293% | 7.384% | 7.416% | 7.048% | 7.346% | 6.877% | 6.419% | 5.461% | 5.204% | 4.632% | 3.529% | 3.717% | 2.339% | 2.298%
Region | Technology | 2021-22 | 2022-23 | 2023-24 | 2024-25 | 2025-26 | 2026-27 | 2027-28 | 2028-29 | 2029-30 | 2030-31 | 2031-32 | 2032-33 | 2033-34 | 2034-35 | 2035-36 | 2036-37 | 2037-38 | 2038-39 | 2039-40 | 2040-41 | 2041-42 | 2042-43 | 2043-44 | 2044-45 | 2045-46 | 2046-47 | 2047-48 | 2048-49 | 2049-50
VIC1 | Grid Battery pump | 12.36% | 3.887% | 4.519% | 6.853% | 7.203% | 7.449% | 7.181% | 6.796% | 6.85% | 6.648% | 6.975% | 6.124% | 5.631% | 5.556% | 5.999% | 5.991% | 5.581% | 5.425% | 5.56% | 5.359% | 12.01% | 15.86% | 15.25% | 16.38% | 16.39% | 16.2% | 16.23% | 15.9% | 15.13%
VIC1 | Pumped Hydro Pump | - | - | - | - | - | - | - | - | - | - | 38.19% | 33.32% | 32.46% | 31.18% | 31.98% | 32.2% | 31.93% | 31.36% | 32.65% | 31.34% | 32.25% | 30.98% | 28% | 31.41% | 32.02% | 31% | 31.36% | 31.28% | 29.66%
VIC1 | VPP pump | 4.79% | 6.509% | 7.524% | 11.2% | 11.9% | 12.29% | 11.32% | 10.71% | 10.86% | 10.75% | 11.15% | 9.221% | 8.682% | 8.565% | 8.857% | 8.609% | 7.845% | 7.57% | 7.555% | 7.254% | 6.756% | 6.486% | 5.637% | 6.252% | 6.202% | 5.823% | 5.438% | 5.443% | 4.691%
Region | Technology | 2021-22 | 2022-23 | 2023-24 | 2024-25 | 2025-26 | 2026-27 | 2027-28 | 2028-29 | 2029-30 | 2030-31 | 2031-32 | 2032-33 | 2033-34 | 2034-35 | 2035-36 | 2036-37 | 2037-38 | 2038-39 | 2039-40 | 2040-41 | 2041-42 | 2042-43 | 2043-44 | 2044-45 | 2045-46 | 2046-47 | 2047-48 | 2048-49 | 2049-50
SA1 | Grid Battery pump | 5.775% | 5.933% | 7.41% | 7.456% | 7.506% | 7.691% | 7.387% | 6.964% | 6.821% | 7.855% | 7.556% | 7.174% | 6.917% | 6.374% | 14.61% | 14.53% | 14.69% | 14.5% | 14.57% | 14.25% | 14.61% | 14.18% | 12.96% | 14.03% | 14.13% | 12.96% | 13.15% | 12.94% | 12.31%
SA1 | Pumped Hydro Pump | bar: 2021-22 to 2049-50
SA1 | VPP pump | 9.793% | 9.915% | 12.04% | 11.63% | 11.56% | 11.58% | 11.01% | 10.41% | 10.17% | 10.35% | 9.999% | 9.046% | 8.62% | 8.406% | 7.446% | 7.337% | 6.958% | 6.763% | 6.685% | 6.451% | 5.962% | 5.693% | 4.769% | 5.27% | 5.249% | 4.459% | 4.486% | 4.56% | 3.894%
Region | Technology | 2021-22 | 2022-23 | 2023-24 | 2024-25 | 2025-26 | 2026-27 | 2027-28 | 2028-29 | 2029-30 | 2030-31 | 2031-32 | 2032-33 | 2033-34 | 2034-35 | 2035-36 | 2036-37 | 2037-38 | 2038-39 | 2039-40 | 2040-41 | 2041-42 | 2042-43 | 2043-44 | 2044-45 | 2045-46 | 2046-47 | 2047-48 | 2048-49 | 2049-50
TAS1 | Grid Battery pump | bar: 2021-22 to 2049-50
TAS1 | Pumped Hydro Pump | bar: 2021-22 to 2049-50
TAS1 | VPP pump | - | 4.404% | 4.331% | 3.526% | 4.098% | 4.361% | 4.453% | 4.514% | 4.215% | 4.18% | 4.989% | 3.878% | 3.768% | 4.925% | 3.948% | 4.187% | 4.479% | 3.994% | 4.201% | 4.52% | 4.221% | 3.901% | 4.186% | 4.331% | 3.934% | 4.071% | 3.415% | 3.899% | 3.856%
Non-controllable capacity
Region | Technology | 2021-22 | 2022-23 | 2023-24 | 2024-25 | 2025-26 | 2026-27 | 2027-28 | 2028-29 | 2029-30 | 2030-31 | 2031-32 | 2032-33 | 2033-34 | 2034-35 | 2035-36 | 2036-37 | 2037-38 | 2038-39 | 2039-40 | 2040-41 | 2041-42 | 2042-43 | 2043-44 | 2044-45 | 2045-46 | 2046-47 | 2047-48 | 2048-49 | 2049-50
NEM | Distributed PV | 15.77% | 16.13% | 16.31% | 15.86% | 15.31% | 16.39% | 16.4% | 14.89% | 15.69% | 16.31% | 16.53% | 16.71% | 16.17% | 15.67% | 16.78% | 16.8% | 15.17% | 15.97% | 16.63% | 16.87% | 16.95% | 16.51% | 15.94% | 17.04% | 17% | 15.32% | 16.09% | 16.78% | 17.01%
NEM | Behind the meter battery | 5.748% | 5.692% | 5.637% | 5.571% | 5.54% | 5.531% | 5.51% | 5.445% | 5.434% | 5.4% | 5.428% | 5.333% | 5.256% | 5.16% | 5.074% | 4.963% | 4.868% | 4.799% | 4.763% | 4.713% | 4.686% | 4.66% | 4.646% | 4.581% | 4.527% | 4.461% | 4.415% | 4.344% | 4.278%
NEM | Behind the meter battery pump | 4.884% | 4.836% | 4.789% | 4.733% | 4.706% | 4.698% | 4.681% | 4.626% | 4.616% | 4.587% | 4.612% | 4.531% | 4.464% | 4.383% | 4.31% | 4.216% | 4.136% | 4.077% | 4.045% | 4.004% | 3.981% | 3.957% | 3.948% | 3.891% | 3.845% | 3.789% | 3.751% | 3.691% | 3.634%
Region | Technology | 2021-22 | 2022-23 | 2023-24 | 2024-25 | 2025-26 | 2026-27 | 2027-28 | 2028-29 | 2029-30 | 2030-31 | 2031-32 | 2032-33 | 2033-34 | 2034-35 | 2035-36 | 2036-37 | 2037-38 | 2038-39 | 2039-40 | 2040-41 | 2041-42 | 2042-43 | 2043-44 | 2044-45 | 2045-46 | 2046-47 | 2047-48 | 2048-49 | 2049-50
NSW1 | Distributed PV | 15.89% | 16.59% | 16.28% | 16.1% | 15.42% | 17.11% | 16.87% | 15.03% | 15.45% | 16.39% | 17.13% | 16.7% | 16.38% | 15.81% | 17.37% | 17.11% | 15.24% | 15.71% | 16.66% | 17.39% | 16.89% | 16.65% | 16% | 17.57% | 17.26% | 15.35% | 15.79% | 16.75% | 17.46%
NSW1 | Behind the meter battery | 5.743% | 5.655% | 5.625% | 5.578% | 5.567% | 5.568% | 5.534% | 5.457% | 5.423% | 5.371% | 5.388% | 5.278% | 5.194% | 5.093% | 5.007% | 4.898% | 4.816% | 4.746% | 4.723% | 4.676% | 4.646% | 4.616% | 4.599% | 4.534% | 4.479% | 4.414% | 4.361% | 4.297% | 4.233%
NSW1 | Behind the meter battery pump | 4.879% | 4.803% | 4.778% | 4.739% | 4.729% | 4.729% | 4.701% | 4.635% | 4.607% | 4.563% | 4.579% | 4.484% | 4.41% | 4.328% | 4.251% | 4.161% | 4.092% | 4.033% | 4.011% | 3.973% | 3.947% | 3.919% | 3.909% | 3.854% | 3.802% | 3.751% | 3.706% | 3.65% | 3.594%
Region | Technology | 2021-22 | 2022-23 | 2023-24 | 2024-25 | 2025-26 | 2026-27 | 2027-28 | 2028-29 | 2029-30 | 2030-31 | 2031-32 | 2032-33 | 2033-34 | 2034-35 | 2035-36 | 2036-37 | 2037-38 | 2038-39 | 2039-40 | 2040-41 | 2041-42 | 2042-43 | 2043-44 | 2044-45 | 2045-46 | 2046-47 | 2047-48 | 2048-49 | 2049-50
QLD1 | Distributed PV | 16.23% | 17.23% | 17.2% | 16.55% | 16.67% | 17.73% | 17.8% | 14.99% | 16.26% | 16.82% | 17.72% | 17.58% | 16.78% | 16.96% | 18.05% | 18.11% | 15.29% | 16.67% | 17.29% | 18.16% | 17.93% | 17.24% | 17.36% | 18.37% | 18.37% | 15.48% | 16.85% | 17.47% | 18.34%
QLD1 | Behind the meter battery | 5.678% | 5.582% | 5.557% | 5.521% | 5.512% | 5.514% | 5.493% | 5.432% | 5.405% | 5.391% | 5.428% | 5.338% | 5.269% | 5.176% | 5.092% | 4.973% | 4.875% | 4.794% | 4.746% | 4.725% | 4.712% | 4.699% | 4.696% | 4.635% | 4.584% | 4.527% | 4.479% | 4.407% | 4.348%
QLD1 | Behind the meter battery pump | 4.822% | 4.742% | 4.72% | 4.691% | 4.681% | 4.683% | 4.665% | 4.616% | 4.593% | 4.577% | 4.611% | 4.536% | 4.474% | 4.395% | 4.325% | 4.224% | 4.141% | 4.073% | 4.032% | 4.015% | 4.005% | 3.989% | 3.99% | 3.937% | 3.896% | 3.844% | 3.807% | 3.745% | 3.692%
Region | Technology | 2021-22 | 2022-23 | 2023-24 | 2024-25 | 2025-26 | 2026-27 | 2027-28 | 2028-29 | 2029-30 | 2030-31 | 2031-32 | 2032-33 | 2033-34 | 2034-35 | 2035-36 | 2036-37 | 2037-38 | 2038-39 | 2039-40 | 2040-41 | 2041-42 | 2042-43 | 2043-44 | 2044-45 | 2045-46 | 2046-47 | 2047-48 | 2048-49 | 2049-50
VIC1 | Distributed PV | 14.6% | 14.16% | 14.99% | 14.63% | 13.83% | 14.71% | 14.77% | 14.23% | 15.01% | 15.58% | 14.94% | 15.73% | 15.23% | 14.39% | 15.27% | 15.35% | 14.57% | 15.22% | 15.82% | 15.22% | 15.93% | 15.53% | 14.6% | 15.51% | 15.5% | 14.74% | 15.37% | 16% | 15.33%
VIC1 | Behind the meter battery | 5.776% | 5.713% | 5.667% | 5.611% | 5.588% | 5.591% | 5.599% | 5.543% | 5.541% | 5.5% | 5.521% | 5.438% | 5.364% | 5.266% | 5.181% | 5.068% | 4.961% | 4.893% | 4.856% | 4.792% | 4.76% | 4.735% | 4.72% | 4.654% | 4.604% | 4.535% | 4.493% | 4.42% | 4.35%
VIC1 | Behind the meter battery pump | 4.909% | 4.855% | 4.816% | 4.768% | 4.748% | 4.751% | 4.757% | 4.709% | 4.705% | 4.672% | 4.689% | 4.621% | 4.559% | 4.472% | 4.403% | 4.307% | 4.217% | 4.154% | 4.124% | 4.068% | 4.044% | 4.021% | 4.01% | 3.953% | 3.91% | 3.851% | 3.816% | 3.755% | 3.695%
Region | Technology | 2021-22 | 2022-23 | 2023-24 | 2024-25 | 2025-26 | 2026-27 | 2027-28 | 2028-29 | 2029-30 | 2030-31 | 2031-32 | 2032-33 | 2033-34 | 2034-35 | 2035-36 | 2036-37 | 2037-38 | 2038-39 | 2039-40 | 2040-41 | 2041-42 | 2042-43 | 2043-44 | 2044-45 | 2045-46 | 2046-47 | 2047-48 | 2048-49 | 2049-50
SA1 | Distributed PV | 16.93% | 17.17% | 17.71% | 17.12% | 16.19% | 16.82% | 17.34% | 16.48% | 17.3% | 17.53% | 17.53% | 17.98% | 17.32% | 16.39% | 17.08% | 17.64% | 16.81% | 17.61% | 17.85% | 17.82% | 18.27% | 17.65% | 16.69% | 17.32% | 17.86% | 16.97% | 17.75% | 18% | 17.98%
SA1 | Behind the meter battery | 5.793% | 5.815% | 5.7% | 5.557% | 5.445% | 5.366% | 5.32% | 5.251% | 5.291% | 5.29% | 5.345% | 5.244% | 5.158% | 5.071% | 4.977% | 4.871% | 4.765% | 4.72% | 4.664% | 4.587% | 4.547% | 4.499% | 4.482% | 4.4% | 4.344% | 4.253% | 4.22% | 4.138% | 4.064%
SA1 | Behind the meter battery pump | 4.922% | 4.94% | 4.844% | 4.721% | 4.624% | 4.557% | 4.521% | 4.461% | 4.495% | 4.496% | 4.538% | 4.454% | 4.381% | 4.307% | 4.225% | 4.136% | 4.047% | 4.009% | 3.963% | 3.898% | 3.86% | 3.823% | 3.807% | 3.738% | 3.687% | 3.615% | 3.587% | 3.516% | 3.452%
Region | Technology | 2021-22 | 2022-23 | 2023-24 | 2024-25 | 2025-26 | 2026-27 | 2027-28 | 2028-29 | 2029-30 | 2030-31 | 2031-32 | 2032-33 | 2033-34 | 2034-35 | 2035-36 | 2036-37 | 2037-38 | 2038-39 | 2039-40 | 2040-41 | 2041-42 | 2042-43 | 2043-44 | 2044-45 | 2045-46 | 2046-47 | 2047-48 | 2048-49 | 2049-50
TAS1 | Distributed PV | 13.91% | 13.69% | 14.24% | 14.25% | 13.43% | 14.24% | 14.41% | 13.95% | 13.99% | 14.25% | 14.08% | 14.44% | 14.34% | 13.61% | 14.44% | 14.48% | 14% | 14.1% | 14.4% | 14.2% | 14.6% | 14.54% | 13.75% | 14.59% | 14.57% | 14.08% | 14.15% | 14.48% | 14.3%
TAS1 | Behind the meter battery | 5.704% | 5.607% | 5.547% | 5.538% | 5.501% | 5.496% | 5.475% | 5.417% | 5.367% | 5.318% | 5.332% | 5.23% | 5.159% | 5.071% | 4.992% | 4.89% | 4.814% | 4.766% | 4.719% | 4.656% | 4.613% | 4.574% | 4.546% | 4.462% | 4.404% | 4.339% | 4.284% | 4.205% | 4.139%
TAS1 | Behind the meter battery pump | 4.846% | 4.765% | 4.713% | 4.703% | 4.675% | 4.669% | 4.651% | 4.604% | 4.558% | 4.518% | 4.532% | 4.443% | 4.383% | 4.307% | 4.241% | 4.155% | 4.092% | 4.048% | 4.011% | 3.958% | 3.916% | 3.885% | 3.863% | 3.789% | 3.743% | 3.686% | 3.64% | 3.572% | 3.515%

## BaseCase_Generation
Annual sent-out generation by technology (GWh) - BaseCase, Central High Electrification Sensitivity
Explicitly modelled generation
Region | Technology | 2021-22 | 2022-23 | 2023-24 | 2024-25 | 2025-26 | 2026-27 | 2027-28 | 2028-29 | 2029-30 | 2030-31 | 2031-32 | 2032-33 | 2033-34 | 2034-35 | 2035-36 | 2036-37 | 2037-38 | 2038-39 | 2039-40 | 2040-41 | 2041-42 | 2042-43 | 2043-44 | 2044-45 | 2045-46 | 2046-47 | 2047-48 | 2048-49 | 2049-50
NEM | Black Coal | 75982.4602 | 69443.1477 | 66480.8937 | 60264.6703 | 53477.6492 | 51266.6365 | 47749.1543 | 50006.9508 | 47424.4746 | 46001.9776 | 43007.0557 | 29010.5664 | 30164.4112 | 26802.3038 | 22353.5161 | 21676.8646 | 21834.1006 | 21664.9751 | 19915.872 | 20078.2515 | 16607.848 | 11080.8609 | 9919.6799 | 8040.2502 | 7161.4414 | 6790.0287 | 6598.9406 | 6236.6431 | 5825.0271
NEM | Brown Coal | 26690.9379 | 23093.6012 | 24383.7545 | 12117.7791 | 12531.3028 | 10457.1838 | 1572.0693 | 1277.8558 | 1294.3448 | 1280.5587 | 1201.5706 | 1216.4533 | 1296.6207 | 1151.8913 | 1128.2418 | 1057.8947 | 955.0725 | 1102.5092 | 961.4884 | 629.3685 | 923.7032 | 1080.3759 | 1110.5797 | 1027.4015 | 969.2684 | 1152.7138 | 0.00084722 | 0 | 0
NEM | CCGT | 2252.5067 | 2252.5067 | 1838.4083 | 3020.4289 | 3543.7337 | 2755.2612 | 2908.7336 | 2816.2001 | 3879.4675 | 4014.9381 | 4543.7431 | 5139.3932 | 6336.7226 | 5878.2478 | 4842.962 | 4159.7612 | 4070.7711 | 4129.9273 | 3427.8521 | 3833.5074 | 3994.2405 | 4513.5663 | 2428.4311 | 2634.8993 | 1310.1223 | 960.5244 | 963.1561 | 960.5246 | 960.5246
NEM | Gas - Steam | 699.7887 | 714.8026 | 722.3353 | 241.0601 | 228.0206 | 255.4006 | 221.1749 | 253.4716 | 203.0481 | 257.5113 | 359.4048 | 594.8544 | 665.4132 | 1115.8538 | 257.8532 | 245.4573 | 535.6116 | 591.2488 | 116.2365 | 156.5656 | 148.6936 | 193.1375 | 138.4885 | 147.9802 | 164.9493 | 0 | 0 | 0 | 0
NEM | OCGT / Diesel | 52.7038 | 24.0479 | 101.8144 | 258.7159 | 189.3631 | 233.3134 | 189.5455 | 277.5973 | 217.8737 | 349.2494 | 565.4696 | 892.4644 | 738.6724 | 1073.7258 | 926.2975 | 1064.2215 | 2418.1659 | 1896.3378 | 4512.995 | 6455.9869 | 6035.1689 | 7671.5526 | 10832.1927 | 7630.6687 | 8503.3195 | 11830.2227 | 12596.2494 | 14639.8252 | 15239.4398
NEM | Hydro | 13275.4712 | 13828.0697 | 13005.5965 | 15450.1869 | 15846.2419 | 14943.5552 | 15229.3652 | 16728.5977 | 15419.008 | 14771.8143 | 14478.1153 | 14513.27 | 15825.6309 | 16400.978 | 15851.6866 | 15202.464 | 16972.7243 | 14950.2423 | 14258.7703 | 13677.942 | 13853.7701 | 15222.9991 | 15362.133 | 14550.6753 | 14941.3688 | 17122.5591 | 15470.0222 | 14750.6989 | 14598.9749
NEM | Wind | 44661.1612 | 50711.2638 | 52984.0999 | 69033.8633 | 74962.7354 | 77691.3572 | 90232.0413 | 91960.8223 | 91546.6834 | 95862.2807 | 97880.5232 | 102778.4926 | 101961.8033 | 111181.319 | 118088.3262 | 124261.2523 | 124839.1875 | 128765.8526 | 129405.1238 | 128628.5917 | 128160.1128 | 130740.1507 | 138233.0279 | 143854.0688 | 149018.8958 | 145959.6875 | 146879.2058 | 147920.491 | 148099.6808
NEM | Solar PV | 14501.0454 | 17776.7631 | 18078.8545 | 17335.5433 | 16977.4547 | 18255.2037 | 18470.9536 | 16302.3077 | 19067.7172 | 20666.6452 | 26464.1405 | 41143.7329 | 44611.6012 | 43609.7091 | 47504.5108 | 48169.9397 | 54135.4262 | 56102.2962 | 60478.2126 | 64163.5645 | 73484.1298 | 79748.3117 | 77283.102 | 80639.9695 | 81247.2821 | 89330.9822 | 93122.1735 | 93710.446 | 97075.4115
NEM | Grid Battery | 133.1618 | 210.7781 | 254.1258 | 321.4189 | 331.0619 | 342.4865 | 331.5586 | 314.431 | 312.4521 | 306.4652 | 310.2481 | 736.1729 | 839.4555 | 823.6909 | 1428.9027 | 1429.7483 | 1646.3748 | 1630.7368 | 2282.2523 | 2212.4769 | 6441.8209 | 6833.4822 | 6632.6772 | 7316.3122 | 7252.9699 | 11665.7634 | 11847.7416 | 13436.4716 | 14078.8323
NEM | Pumped Hydro | 286.2798 | 409.3728 | 493.571 | 1235.2443 | 4450.5042 | 4379.5196 | 5605.4083 | 5677.0431 | 5737.76 | 5830.1099 | 5691.4103 | 15137.918 | 15930.3475 | 16236.2624 | 18663.4327 | 18269.9474 | 22460.9775 | 22190.8768 | 23596.9077 | 22906.6546 | 23967.9276 | 24521.7225 | 22525.8134 | 24517.2931 | 24016.0199 | 23314.5752 | 23256.1074 | 21714.532 | 20838.2593
NEM | VPP | 14.6237 | 26.8726 | 51.987 | 84.6229 | 123.4963 | 175.3719 | 215.8112 | 257.7812 | 337.0843 | 415.3812 | 531.7968 | 535.8252 | 590.5614 | 656.7198 | 734.9838 | 794.101 | 805.4917 | 863.4999 | 909.5701 | 963.5643 | 976.853 | 1015.2002 | 935.701 | 1045.1964 | 1054.5358 | 1001.9313 | 1004.4092 | 1000.0392 | 917.3854
Total excluding storage |  | 178116.075 | 177844.2027 | 177595.7572 | 177722.2479 | 177756.5013 | 175857.9118 | 176573.0377 | 179623.8034 | 179052.6173 | 183204.9753 | 188500.0227 | 195289.2273 | 201600.8755 | 207214.0286 | 210953.3942 | 215837.8552 | 225761.0597 | 229203.3892 | 233076.5506 | 237623.778 | 243207.6668 | 250250.9545 | 255307.6348 | 258525.9135 | 263316.6476 | 273146.7184 | 275629.7485 | 278218.6288 | 281799.0587
Region | Technology | 2021-22 | 2022-23 | 2023-24 | 2024-25 | 2025-26 | 2026-27 | 2027-28 | 2028-29 | 2029-30 | 2030-31 | 2031-32 | 2032-33 | 2033-34 | 2034-35 | 2035-36 | 2036-37 | 2037-38 | 2038-39 | 2039-40 | 2040-41 | 2041-42 | 2042-43 | 2043-44 | 2044-45 | 2045-46 | 2046-47 | 2047-48 | 2048-49 | 2049-50
NSW1 | Black Coal | 42268.6704 | 37733.4844 | 33252.2817 | 34411.4734 | 28361.6631 | 26310.5314 | 25640.4369 | 27388.7457 | 25564.1479 | 24826.8934 | 22707.4123 | 7954.3539 | 10363.3319 | 9084.583 | 5370.8593 | 6402.0188 | 7064.1088 | 6839.4939 | 6477.8635 | 5687.745 | 3289.3571 | 0 | 0 | 0 | 0 | 0 | 0 | 0 | 0
NSW1 | Brown Coal | 0 | 0 | 0 | 0 | 0 | 0 | 0 | 0 | 0 | 0 | 0 | 0 | 0 | 0 | 0 | 0 | 0 | 0 | 0 | 0 | 0 | 0 | 0 | 0 | 0 | 0 | 0 | 0 | 0
NSW1 | CCGT | 33.649 | 33.649 | 101.234 | 242.4339 | 354.0327 | 135.2197 | 230.6126 | 279.0169 | 758.4977 | 733.3847 | 730.723 | 1050.6242 | 1280.8117 | 1315.2879 | 974.0786 | 977.3062 | 1239.8354 | 1354.5455 | 1230.9091 | 1260.4011 | 1409.5869 | 1472.4683 | 38.2783 | 0.00024655 | 0.00024931 | 0.00028989 | 0.000288 | 0.0002806 | 0.00027602
NSW1 | Gas - Steam | 0 | 0 | 0 | 0 | 0 | 0 | 0 | 0 | 0 | 0 | 0 | 0 | 0 | 0 | 0 | 0 | 0 | 0 | 0 | 0 | 0 | 0 | 0 | 0 | 0 | 0 | 0 | 0 | 0
NSW1 | OCGT / Diesel | 2.8197e-05 | 2.9308e-05 | 8.6479 | 54.5379 | 11.0187 | 18.7313 | 16.84 | 31.251 | 19.4217 | 38.8577 | 41.4236 | 109.1263 | 74.3708 | 207.0086 | 279.1484 | 294.4053 | 731.987 | 477.8894 | 1844.2888 | 3024.3765 | 1787.7436 | 2529.3779 | 5001.4252 | 2750.6702 | 2658.9415 | 4613.1294 | 6201.1642 | 6901.6546 | 6421.2002
NSW1 | Hydro | 2127.4441 | 2241.0667 | 2050.9543 | 2857.1254 | 2753.6842 | 2576.1303 | 2823.098 | 3566.8311 | 3102.7806 | 2799.1748 | 3080.4459 | 2911.9607 | 3352.9551 | 3632.1613 | 3578.658 | 3358.4093 | 4443.8663 | 3743.6222 | 3433.6934 | 3163.8253 | 3112.28 | 3652.9359 | 3740.1955 | 3790.6673 | 3790.0813 | 4402.9982 | 3647.3779 | 3360.0042 | 3119.8148
NSW1 | Wind | 8601.1804 | 9570.1368 | 14508.504 | 21341.6451 | 23735.5114 | 24708.6998 | 25761.5552 | 22844.2771 | 21271.1546 | 27300.8145 | 28243.1345 | 37567.5282 | 35955.4856 | 37977.9587 | 40133.4351 | 41650.7054 | 36352.9741 | 37804.3811 | 40363.2247 | 40918.2436 | 41660.0521 | 43957.8139 | 44756.9692 | 47506.194 | 52286.3087 | 47768.5473 | 46701.2215 | 48221.1704 | 49613.1845
NSW1 | Solar PV | 5342.8112 | 6499.5898 | 6543.0245 | 6299.1529 | 5994.627 | 6757.8142 | 6796.4185 | 6152.1655 | 8232.5491 | 8857.7315 | 10745.3526 | 20126.9099 | 22335.819 | 21574.0382 | 24402.6879 | 24489.0884 | 28247.016 | 28969.8859 | 30951.7739 | 32711.3466 | 37127.4001 | 41007.5712 | 39618.4241 | 42520.1666 | 42154.5887 | 41349.4321 | 42605.4071 | 44493.2387 | 44385.5159
NSW1 | Grid Battery | 8.8592e-05 | 9.5756e-05 | 9.6575e-05 | 9.6644e-05 | 9.4121e-05 | 9.7362e-05 | 0.00011294 | 0.00013016 | 0.0002132 | 0.00023919 | 0.00026432 | 175.2548 | 173.5582 | 174.3181 | 177.2829 | 176.4472 | 171.9033 | 172.3531 | 810.011 | 787.939 | 2946.8268 | 2942.651 | 2858.2728 | 3005.599 | 2971.6841 | 2939.8598 | 2898.7837 | 2985.6473 | 2906.0036
NSW1 | Pumped Hydro | 68.9245 | 113.674 | 146.0752 | 861.9206 | 4071.0369 | 3941.0173 | 5086.7222 | 5189.3129 | 5202.2718 | 5271.1175 | 5073.6167 | 9413.8174 | 9063.5102 | 9540.1603 | 10620.1553 | 10249.982 | 12022.0598 | 11651.7567 | 12033.1185 | 11548.9144 | 12007.317 | 11959.5984 | 11285.1962 | 12532.8576 | 12354.2816 | 12404.8618 | 11886.4264 | 11903.5621 | 11634.0638
NSW1 | VPP | 3.0227 | 5.8708 | 17.674 | 28.2641 | 43.6628 | 64.5506 | 77.6578 | 91.116 | 118.5181 | 145.746 | 180.2862 | 186.2352 | 207.992 | 228.5077 | 255.1952 | 274.3781 | 282.6399 | 303.9457 | 311.6624 | 325.7909 | 333.4487 | 362.2542 | 329.8024 | 377.7078 | 384.8361 | 384.9797 | 379.4113 | 409.2439 | 369.2625
Total excluding storage |  | 58373.755 | 56077.9268 | 56464.6464 | 65206.3685 | 61210.5372 | 60507.1268 | 61268.9613 | 60262.2873 | 58948.5517 | 64556.8566 | 65548.4918 | 69720.5031 | 73362.774 | 73791.0377 | 74738.8674 | 77171.9335 | 78079.7876 | 79189.818 | 84301.7535 | 86765.9381 | 88386.4198 | 92620.1671 | 93155.2924 | 96567.6983 | 100889.9204 | 98134.1074 | 99155.171 | 102976.0681 | 103539.7157
Region | Technology | 2021-22 | 2022-23 | 2023-24 | 2024-25 | 2025-26 | 2026-27 | 2027-28 | 2028-29 | 2029-30 | 2030-31 | 2031-32 | 2032-33 | 2033-34 | 2034-35 | 2035-36 | 2036-37 | 2037-38 | 2038-39 | 2039-40 | 2040-41 | 2041-42 | 2042-43 | 2043-44 | 2044-45 | 2045-46 | 2046-47 | 2047-48 | 2048-49 | 2049-50
QLD1 | Black Coal | 33713.7898 | 31709.6633 | 33228.612 | 25853.1969 | 25115.986 | 24956.1051 | 22108.7174 | 22618.2051 | 21860.3267 | 21175.0842 | 20299.6433 | 21056.2124 | 19801.0793 | 17717.7207 | 16982.6568 | 15274.8458 | 14769.9918 | 14825.4812 | 13438.0085 | 14390.5065 | 13318.4908 | 11080.8609 | 9919.6799 | 8040.2502 | 7161.4414 | 6790.0287 | 6598.9406 | 6236.6431 | 5825.0271
QLD1 | Brown Coal | 0 | 0 | 0 | 0 | 0 | 0 | 0 | 0 | 0 | 0 | 0 | 0 | 0 | 0 | 0 | 0 | 0 | 0 | 0 | 0 | 0 | 0 | 0 | 0 | 0 | 0 | 0 | 0 | 0
QLD1 | CCGT | 1104.025 | 1104.025 | 1232.2762 | 2069.7649 | 2309.281 | 1920.9617 | 2171.9361 | 2087.6812 | 2515.8822 | 2605.5547 | 2983.8048 | 3152.5878 | 3927.3107 | 3365.6181 | 3045.4032 | 2377.973 | 2830.9354 | 2775.3815 | 2196.9427 | 2573.106 | 2584.6532 | 3041.0976 | 2390.1523 | 2634.8986 | 1310.1215 | 960.5236 | 963.1552 | 960.5236 | 960.5236
QLD1 | Gas - Steam | 37.1158 | 37.1158 | 73.7192 | 72.804 | 72.804 | 72.804 | 73.0035 | 72.804 | 72.804 | 72.804 | 73.0035 | 72.804 | 135.0632 | 101.2097 | 78.1794 | 95.7105 | 119.7452 | 127.412 | 116.2365 | 156.5656 | 148.6936 | 193.1375 | 138.4885 | 147.9802 | 164.9493 | 0 | 0 | 0 | 0
QLD1 | OCGT / Diesel | 4.6219e-05 | 4.7469e-05 | 5.0508e-05 | 77.8181 | 40.6539 | 37.4971 | 69.3422 | 120.5716 | 96.9348 | 158.6112 | 297.438 | 410.3795 | 304.9666 | 252.6364 | 236.7645 | 403.2833 | 692.4687 | 408.4961 | 890.977 | 1150.5878 | 1197.3073 | 1637.1794 | 1042.8032 | 1476.0691 | 2177.9032 | 2803.3059 | 1717.81 | 2312.145 | 1501.842
QLD1 | Hydro | 683.4972 | 680.3537 | 680.7818 | 675.0864 | 672.2424 | 669.6803 | 668.1596 | 661.5991 | 660.1252 | 642.7021 | 658.5528 | 652.6044 | 648.5103 | 639.3612 | 623.0357 | 618.4053 | 217.1064 | 212.5685 | 205.4465 | 192.7544 | 200.6906 | 0 | 0 | 0 | 0 | 0 | 0 | 0 | 0
QLD1 | Wind | 15909.984 | 16930.7382 | 15884.1775 | 18685.6013 | 21631.3759 | 21288.823 | 24102.2923 | 26926.9631 | 26829.9814 | 27500.1969 | 26723.6263 | 25620.8145 | 26228.0013 | 30909.3602 | 32135.4744 | 35465.3021 | 37586.3806 | 37753.4148 | 37987.0507 | 34906.3333 | 36470.1209 | 37170.4995 | 42762.3125 | 43307.0847 | 46186.0096 | 45485.3493 | 45842.1089 | 47580.9342 | 46135.2948
QLD1 | Solar PV | 5555.0955 | 7538.3541 | 7685.2988 | 7343.9823 | 7448.1623 | 7800.568 | 7893.2074 | 6593.3592 | 7142.0033 | 7427.2479 | 8399.9087 | 10548.1154 | 12153.1276 | 12108.5849 | 12601.2013 | 12337.8631 | 14668.3265 | 15781.7334 | 17960.6476 | 19754.8662 | 21268.8484 | 24312.3517 | 23054.9422 | 23394.2132 | 22934.5452 | 29646.9568 | 31747.0261 | 30363.8336 | 33481.0519
QLD1 | Grid Battery | 6.4058e-05 | 21.6906 | 25.2823 | 30.473 | 30.5029 | 31.7512 | 33.585 | 31.4074 | 30.9889 | 31.7129 | 31.3787 | 308.496 | 451.6853 | 455.5833 | 467.0895 | 472.7684 | 590.0676 | 589.6818 | 592.0064 | 569.9067 | 1364.6007 | 1877.617 | 1886.2351 | 2235.7454 | 2201.0317 | 5969.654 | 6187.784 | 7162.921 | 7924.119
QLD1 | Pumped Hydro | 217.3553 | 295.6988 | 347.4955 | 373.3234 | 379.4668 | 438.5017 | 518.6856 | 487.7296 | 535.4875 | 558.9896 | 557.6973 | 1731.2905 | 2985.5881 | 2950.8702 | 3127.2933 | 3076.2065 | 5262.199 | 5482.423 | 6243.1243 | 6303.9228 | 6509.4562 | 7370.711 | 6513.0879 | 6710.0306 | 6295.1504 | 5666.5025 | 6124.5307 | 4521.3195 | 4214.9577
QLD1 | VPP | 3.3697 | 5.7062 | 9.3675 | 16.7565 | 24.3901 | 33.8681 | 44.457 | 52.5174 | 66.7697 | 86.5599 | 114.4947 | 115.3974 | 127.3057 | 143.2894 | 164.1948 | 178.9098 | 177.065 | 196.9752 | 203.643 | 229.8324 | 233.1195 | 233.8039 | 214.1797 | 214.7383 | 201.3319 | 160.5612 | 177.8218 | 116.1534 | 121.3124
Total excluding storage |  | 57003.5073 | 58000.2502 | 58784.8656 | 54778.2541 | 57290.5056 | 56746.4393 | 57086.6584 | 59081.1833 | 59178.0577 | 59582.201 | 59435.9775 | 61513.518 | 63198.0589 | 65094.4913 | 65702.7154 | 66573.3832 | 70884.9546 | 71884.4875 | 72795.3095 | 73124.7197 | 75188.8047 | 77435.1265 | 79308.3786 | 79000.4959 | 79934.9701 | 85686.1642 | 86869.0408 | 87454.0795 | 87903.7393
Region | Technology | 2021-22 | 2022-23 | 2023-24 | 2024-25 | 2025-26 | 2026-27 | 2027-28 | 2028-29 | 2029-30 | 2030-31 | 2031-32 | 2032-33 | 2033-34 | 2034-35 | 2035-36 | 2036-37 | 2037-38 | 2038-39 | 2039-40 | 2040-41 | 2041-42 | 2042-43 | 2043-44 | 2044-45 | 2045-46 | 2046-47 | 2047-48 | 2048-49 | 2049-50
VIC1 | Black Coal | 0 | 0 | 0 | 0 | 0 | 0 | 0 | 0 | 0 | 0 | 0 | 0 | 0 | 0 | 0 | 0 | 0 | 0 | 0 | 0 | 0 | 0 | 0 | 0 | 0 | 0 | 0 | 0 | 0
VIC1 | Brown Coal | 26690.9379 | 23093.6012 | 24383.7545 | 12117.7791 | 12531.3028 | 10457.1838 | 1572.0693 | 1277.8558 | 1294.3448 | 1280.5587 | 1201.5706 | 1216.4533 | 1296.6207 | 1151.8913 | 1128.2418 | 1057.8947 | 955.0725 | 1102.5092 | 961.4884 | 629.3685 | 923.7032 | 1080.3759 | 1110.5797 | 1027.4015 | 969.2684 | 1152.7138 | 0.00084722 | 0 | 0
VIC1 | CCGT | 3.1045e-05 | 3.0583e-05 | 3.1865e-05 | 5.1841e-05 | 5.2712e-05 | 5.4313e-05 | 5.987e-05 | 5.9852e-05 | 6.3631e-05 | 6.7726e-05 | 6.778e-05 | 8.74e-05 | 8.9048e-05 | 8.7983e-05 | 8.5331e-05 | 8.4811e-05 | 0.00010352 | 0.00010521 | 0.00013063 | 0.00012965 | 0.00022165 | 0.00022975 | 0.00031263 | 0.00031125 | 0.00031855 | 0.00036217 | 0.00036159 | 0.00051921 | 0.00057088
VIC1 | Gas - Steam | 8.3408 | 3.4609 | 8.0907 | 59.1838 | 48.506 | 56.6224 | 66.3749 | 85.411 | 48.6709 | 70.4104 | 110.2202 | 205.6968 | 148.2364 | 317.876 | 179.6738 | 149.7469 | 415.8664 | 463.8369 | 0 | 0 | 0 | 0 | 0 | 0 | 0 | 0 | 0 | 0 | 0
VIC1 | OCGT / Diesel | 7.7011 | 4.8672e-05 | 8.9063 | 37.894 | 24.4607 | 68.4473 | 47.3838 | 61.5749 | 41.2999 | 63.1877 | 77.0995 | 124.2509 | 59.2257 | 212.3872 | 177.5697 | 164.0373 | 311.189 | 264.4292 | 881.839 | 1280.0295 | 1834.7571 | 2092.5855 | 2925.1101 | 2519.8663 | 2732.0888 | 3448.2793 | 3744.6029 | 4368.1007 | 6345.8079
VIC1 | Hydro | 2730.579 | 2749.5549 | 2496.6136 | 3065.8008 | 3140.1881 | 2961.0124 | 2989.2312 | 3747.7108 | 3103.3238 | 2657.3575 | 2680.0204 | 2417.611 | 2965.6007 | 3053.8624 | 2889.5294 | 2897.7003 | 3641.581 | 3022.2436 | 2598.0586 | 2592.958 | 2350.1685 | 2873.76 | 2969.4383 | 2801.3368 | 2814.5491 | 3523.134 | 2928.9437 | 2512.1781 | 2512.1803
VIC1 | Wind | 10707.7252 | 13643.4511 | 11585.5216 | 15296.505 | 15947.7116 | 16910.0952 | 25294.2815 | 25267.0323 | 26545.4958 | 24827.9736 | 25810.0096 | 22587.8851 | 23175.0615 | 26371.2772 | 28406.356 | 29794.8325 | 34310.6578 | 35489.3911 | 33318.4161 | 34000.8363 | 31548.7835 | 31214.0951 | 32090.4854 | 32981.2322 | 30764.0759 | 30498.6329 | 31550.8435 | 30118.693 | 29493.8889
VIC1 | Solar PV | 2656.001 | 2637.1097 | 2738.692 | 2624.9483 | 2493.1714 | 2630.5403 | 2682.0556 | 2511.5749 | 2603.9084 | 3282.7329 | 6018.6653 | 9086.254 | 8520.0865 | 8340.6577 | 8850.3738 | 9032.1496 | 8227.2058 | 8372.5412 | 8604.0775 | 8619.9895 | 12078.9634 | 11543.5154 | 11338.7675 | 11727.0622 | 13102.4116 | 15683.9444 | 16105.4805 | 16242.8969 | 15902.3586
VIC1 | Grid Battery | 48.913 | 103.0354 | 120.8161 | 182.4963 | 191.3746 | 198.8605 | 190.7708 | 181.4774 | 182.4257 | 177.0361 | 185.273 | 163.3483 | 128.0827 | 125.9427 | 136.4129 | 136.0209 | 126.7299 | 122.7741 | 126.6463 | 121.303 | 870.1255 | 794.7859 | 768.8942 | 823.1772 | 821.6504 | 1594.7255 | 1590.5516 | 2128.5994 | 2149.1038
VIC1 | Pumped Hydro | 0 | 0 | 8.3179e-05 | 0.00016623 | 0.00016492 | 0.00027136 | 0.00026283 | 0.00026309 | 0.00031068 | 0.0024825 | 60.0959 | 3992.8096 | 3881.2488 | 3745.2314 | 4915.9834 | 4943.7583 | 5176.718 | 5056.6963 | 5320.664 | 5053.8164 | 5451.1533 | 5191.412 | 4727.528 | 5274.403 | 5366.586 | 5243.209 | 5245.1484 | 5289.6484 | 4989.2354
VIC1 | VPP | 2.7853 | 5.7665 | 9.8957 | 21.1785 | 32.3469 | 47.574 | 59.0395 | 73.667 | 102.8737 | 125.1262 | 166.9252 | 164.0492 | 179.7099 | 200.801 | 234.0652 | 252.4056 | 253.8177 | 268.1431 | 293.4633 | 303.7891 | 307.5212 | 316.1009 | 296.3917 | 344.4602 | 357.7664 | 354.7497 | 344.8002 | 363.6722 | 326.346
Total excluding storage |  | 42801.285 | 42127.1778 | 41221.5787 | 33202.111 | 34185.3407 | 33083.9015 | 32651.3963 | 32951.1598 | 33637.0437 | 32182.2208 | 35897.5857 | 35638.151 | 36164.8317 | 39447.9521 | 41631.7447 | 43096.3614 | 47861.5726 | 48714.9514 | 46363.8797 | 47123.182 | 48736.3759 | 48804.3321 | 50434.3813 | 51056.8993 | 50382.3943 | 54306.7048 | 54329.8718 | 53241.8692 | 54254.2363
Region | Technology | 2021-22 | 2022-23 | 2023-24 | 2024-25 | 2025-26 | 2026-27 | 2027-28 | 2028-29 | 2029-30 | 2030-31 | 2031-32 | 2032-33 | 2033-34 | 2034-35 | 2035-36 | 2036-37 | 2037-38 | 2038-39 | 2039-40 | 2040-41 | 2041-42 | 2042-43 | 2043-44 | 2044-45 | 2045-46 | 2046-47 | 2047-48 | 2048-49 | 2049-50
SA1 | Black Coal | 0 | 0 | 0 | 0 | 0 | 0 | 0 | 0 | 0 | 0 | 0 | 0 | 0 | 0 | 0 | 0 | 0 | 0 | 0 | 0 | 0 | 0 | 0 | 0 | 0 | 0 | 0 | 0 | 0
SA1 | Brown Coal | 0 | 0 | 0 | 0 | 0 | 0 | 0 | 0 | 0 | 0 | 0 | 0 | 0 | 0 | 0 | 0 | 0 | 0 | 0 | 0 | 0 | 0 | 0 | 0 | 0 | 0 | 0 | 0 | 0
SA1 | CCGT | 1114.8326 | 1114.8326 | 504.8981 | 708.23 | 880.4199 | 699.0797 | 506.1848 | 449.5019 | 605.0874 | 675.9986 | 829.2152 | 936.1812 | 1128.6001 | 1197.3417 | 823.4801 | 804.4818 | 0.00011619 | 0.00011729 | 0.00011777 | 0.00011626 | 0.00015737 | 0.00016138 | 0.00016834 | 0.00016013 | 0.00016374 | 0.00016922 | 0.00016728 | 0.00016538 | 0.00016336
SA1 | Gas - Steam | 654.3321 | 674.226 | 640.5254 | 109.0723 | 106.7105 | 125.9742 | 81.7966 | 95.2566 | 81.5731 | 114.2969 | 176.1811 | 316.3537 | 382.1136 | 696.7681 | 0 | 0 | 0 | 0 | 0 | 0 | 0 | 0 | 0 | 0 | 0 | 0 | 0 | 0 | 0
SA1 | OCGT / Diesel | 45.0025 | 24.0477 | 84.2601 | 88.4659 | 113.2297 | 108.6376 | 55.9794 | 64.1998 | 60.2173 | 88.5928 | 149.5085 | 248.6233 | 300.1093 | 401.6935 | 232.7131 | 202.4955 | 681.9261 | 745.523 | 895.1917 | 1000.7455 | 1214.6191 | 1412.4098 | 1862.8489 | 883.4991 | 934.386 | 965.2777 | 932.4247 | 1055.6729 | 970.129
SA1 | Hydro | 0 | 0 | 0 | 0 | 0 | 0 | 0 | 0 | 0 | 0 | 0 | 0 | 0 | 0 | 0 | 0 | 0 | 0 | 0 | 0 | 0 | 0 | 0 | 0 | 0 | 0 | 0 | 0 | 0
SA1 | Wind | 6387.2222 | 7189.6865 | 6946.9638 | 9682.3881 | 9415.1714 | 10496.0739 | 10708.5799 | 12530.4756 | 12534.597 | 12033.8854 | 12419.3458 | 12660.6376 | 12281.3821 | 11419.607 | 12828.5785 | 12329.3973 | 11853.0028 | 12474.9152 | 12703.0648 | 13260.6014 | 13274.5599 | 13242.6876 | 13240.1492 | 14905.4795 | 14315.5238 | 16728.4762 | 17372.8449 | 16766.0942 | 17193.1114
SA1 | Solar PV | 947.1378 | 1101.7094 | 1111.8391 | 1067.4597 | 1041.4939 | 1066.2811 | 1099.2722 | 1045.2081 | 1089.2564 | 1098.9329 | 1300.2138 | 1382.4536 | 1602.568 | 1586.4281 | 1650.2477 | 2310.8385 | 2992.8779 | 2978.1355 | 2961.7133 | 3077.3621 | 3008.9178 | 2884.8731 | 3270.968 | 2998.5275 | 3055.7364 | 2650.6487 | 2664.2596 | 2610.4767 | 3306.485
SA1 | Grid Battery | 84.2486 | 86.0519 | 108.0272 | 108.4494 | 109.1842 | 111.8747 | 107.2026 | 101.546 | 99.0373 | 97.7159 | 93.596 | 89.0736 | 86.1291 | 67.8467 | 648.1171 | 644.5117 | 757.6737 | 745.9275 | 753.5883 | 733.3279 | 1260.2676 | 1218.428 | 1119.2748 | 1251.7903 | 1258.6034 | 1161.5237 | 1170.6219 | 1159.3035 | 1099.6052
SA1 | Pumped Hydro | 0 | 0 | 7.1154e-05 | 7.214e-05 | 7.0919e-05 | 8.334e-05 | 8.3297e-05 | 8.5772e-05 | 0.00010094 | 0.00011472 | 0.00012627 | 0.00022956 | 0.00022551 | 0.00022593 | 0.00027669 | 0.00027978 | 0.00037583 | 0.00037478 | 0.00038332 | 0.00038396 | 0.0005911 | 0.00057102 | 0.00057504 | 0.0013516 | 0.0013393 | 0.0013186 | 0.0013333 | 0.0013569 | 0.0013724
SA1 | VPP | 5.291 | 9.0767 | 14.4069 | 17.6646 | 21.8338 | 27.5016 | 32.1594 | 37.2195 | 45.0943 | 53.4275 | 63.4483 | 64.2739 | 69.0794 | 74.6331 | 72.9993 | 78.5327 | 80.3081 | 83.2523 | 88.1935 | 89.7448 | 88.3226 | 88.9489 | 79.2249 | 90.9027 | 94.233 | 83.83 | 86.9801 | 92.5199 | 81.6115
Total excluding storage |  | 9148.5273 | 10104.5022 | 9288.4865 | 11655.6161 | 11557.0254 | 12496.0466 | 12451.8128 | 14184.6419 | 14370.7313 | 14011.7065 | 14874.4644 | 15544.2494 | 15694.7731 | 15301.8384 | 15535.0194 | 15647.2131 | 15527.8069 | 16198.5739 | 16559.97 | 17338.7091 | 17498.0969 | 17539.9707 | 18373.9662 | 18787.5062 | 18305.6464 | 20344.4028 | 20969.5294 | 20432.2439 | 21469.7256
Region | Technology | 2021-22 | 2022-23 | 2023-24 | 2024-25 | 2025-26 | 2026-27 | 2027-28 | 2028-29 | 2029-30 | 2030-31 | 2031-32 | 2032-33 | 2033-34 | 2034-35 | 2035-36 | 2036-37 | 2037-38 | 2038-39 | 2039-40 | 2040-41 | 2041-42 | 2042-43 | 2043-44 | 2044-45 | 2045-46 | 2046-47 | 2047-48 | 2048-49 | 2049-50
TAS1 | Black Coal | 0 | 0 | 0 | 0 | 0 | 0 | 0 | 0 | 0 | 0 | 0 | 0 | 0 | 0 | 0 | 0 | 0 | 0 | 0 | 0 | 0 | 0 | 0 | 0 | 0 | 0 | 0 | 0 | 0
TAS1 | Brown Coal | 0 | 0 | 0 | 0 | 0 | 0 | 0 | 0 | 0 | 0 | 0 | 0 | 0 | 0 | 0 | 0 | 0 | 0 | 0 | 0 | 0 | 0 | 0 | 0 | 0 | 0 | 0 | 0 | 0
TAS1 | CCGT | 2.5035e-05 | 2.4547e-05 | 2.5446e-05 | 2.5538e-05 | 2.5544e-05 | 2.6362e-05 | 2.8404e-05 | 2.9158e-05 | 3.176e-05 | 3.218e-05 | 3.2125e-05 | 3.6242e-05 | 3.6265e-05 | 3.5271e-05 | 3.5881e-05 | 3.6975e-05 | 3.8022e-05 | 4.1218e-05 | 4.3939e-05 | 4.3108e-05 | 4.8733e-05 | 4.8952e-05 | 4.7787e-05 | 4.8351e-05 | 5.103e-05 | 5.5575e-05 | 5.9807e-05 | 6.145e-05 | 5.6827e-05
TAS1 | Gas - Steam | 0 | 0 | 0 | 0 | 0 | 0 | 0 | 0 | 0 | 0 | 0 | 0 | 0 | 0 | 0 | 0 | 0 | 0 | 0 | 0 | 0 | 0 | 0 | 0 | 0 | 0 | 0 | 0 | 0
TAS1 | OCGT / Diesel | 1.8744e-05 | 1.766e-05 | 1.8714e-05 | 1.9097e-05 | 1.9276e-05 | 2.0485e-05 | 2.16e-05 | 2.2328e-05 | 2.4003e-05 | 2.4432e-05 | 2.4108e-05 | 0.084432 | 2.7359e-05 | 2.5071e-05 | 0.10175 | 2.7878e-05 | 0.59508 | 3.068e-05 | 0.69859 | 0.24757 | 0.74187 | 3.1375e-05 | 0.0052673 | 0.56413 | 3.1427e-05 | 0.23041 | 0.24767 | 2.252 | 0.46078
TAS1 | Hydro | 7733.9509 | 8157.0945 | 7777.2468 | 8852.1743 | 9280.1272 | 8736.7321 | 8748.8764 | 8752.4568 | 8552.7784 | 8672.5799 | 8059.0962 | 8531.0939 | 8858.5649 | 9075.5931 | 8760.4634 | 8327.949 | 8670.1707 | 7971.8079 | 8021.5717 | 7728.4043 | 8190.631 | 8696.3031 | 8652.4992 | 7958.6712 | 8336.7384 | 9196.4268 | 8893.7007 | 8878.5167 | 8966.9797
TAS1 | Wind | 3055.0494 | 3377.2512 | 4058.933 | 4027.7237 | 4232.9651 | 4287.6654 | 4365.3324 | 4392.0742 | 4365.4546 | 4199.4104 | 4684.407 | 4341.6273 | 4321.8728 | 4503.1159 | 4584.4821 | 5021.0149 | 4736.1722 | 5243.7503 | 5033.3674 | 5542.577 | 5206.5964 | 5155.0547 | 5383.1116 | 5154.0784 | 5466.9778 | 5478.6818 | 5412.1869 | 5233.5992 | 5664.2012
TAS1 | Solar PV | 6.986e-06 | 1.1231e-05 | 1.4181e-05 | 1.5292e-05 | 1.3193e-05 | 1.5252e-05 | 1.8782e-05 | 1.9895e-05 | 3.4761e-05 | 4.8214e-05 | 5.1834e-05 | 8.4602e-05 | 8.5637e-05 | 7.1795e-05 | 8.0531e-05 | 7.7338e-05 | 7.7553e-05 | 0.00013358 | 0.00013112 | 0.00011791 | 0.00016988 | 0.00017383 | 0.00014462 | 0.00016192 | 0.00015823 | 0.00015692 | 0.0001744 | 0.00017279 | 0.00013111
TAS1 | Grid Battery | 5.959e-05 | 6.3329e-05 | 6.2181e-05 | 6.2337e-05 | 6.4952e-05 | 6.7434e-05 | 7.3544e-05 | 8.6414e-05 | 0.00011458 | 0.00012214 | 0.00013151 | 0.00015056 | 0.00015549 | 0.00018197 | 0.00017726 | 0.00018792 | 0.00020965 | 0.00020788 | 0.0002777 | 0.00033214 | 0.00027721 | 0.00028181 | 0.00034573 | 0.00036088 | 0.00034946 | 0.00040566 | 0.00038163 | 0.00042352 | 0.00065548
TAS1 | Pumped Hydro | 0 | 0 | 0.00016235 | 0.00016536 | 0.00017938 | 0.0001923 | 0.00019293 | 0.00021724 | 0.00020811 | 0.00022596 | 0.00025493 | 0.00026745 | 0.00027933 | 0.00033796 | 0.00032335 | 0.00033296 | 0.00038446 | 0.00037348 | 0.00051065 | 0.000612 | 0.00050892 | 0.00050535 | 0.00063424 | 0.00060363 | 0.00057567 | 0.00065901 | 0.00058564 | 0.00063636 | 0.00098673
TAS1 | VPP | 0.15496 | 0.45235 | 0.6429 | 0.75912 | 1.2627 | 1.8775 | 2.4975 | 3.2612 | 3.8286 | 4.5215 | 6.6424 | 5.8694 | 6.4745 | 9.4886 | 8.5293 | 9.8747 | 11.661 | 11.1836 | 12.6079 | 14.4071 | 14.4411 | 14.0923 | 16.1023 | 17.3873 | 16.3682 | 17.8106 | 15.3957 | 18.4497 | 18.853
Total excluding storage |  | 10789.0004 | 11534.3457 | 11836.1799 | 12879.8981 | 13513.0924 | 13024.3976 | 13114.2089 | 13144.5311 | 12918.233 | 12871.9904 | 12743.5033 | 12872.8058 | 13180.4379 | 13578.7091 | 13345.0473 | 13348.9641 | 13406.9381 | 13215.5584 | 13055.6379 | 13271.2291 | 13397.9695 | 13851.3581 | 14035.6163 | 13113.314 | 13803.7164 | 14675.3393 | 14306.1355 | 14114.3681 | 14631.6419
Explicitly modelled pumping
Region | Technology | 2021-22 | 2022-23 | 2023-24 | 2024-25 | 2025-26 | 2026-27 | 2027-28 | 2028-29 | 2029-30 | 2030-31 | 2031-32 | 2032-33 | 2033-34 | 2034-35 | 2035-36 | 2036-37 | 2037-38 | 2038-39 | 2039-40 | 2040-41 | 2041-42 | 2042-43 | 2043-44 | 2044-45 | 2045-46 | 2046-47 | 2047-48 | 2048-49 | 2049-50
NEM | Grid Battery pump | 163.6326 | 261.015 | 312.8415 | 396.8722 | 409.3358 | 422.1467 | 410.2255 | 387.2925 | 385.9594 | 378.136 | 383.9909 | 882.0526 | 1001.1415 | 983.1773 | 1693.3709 | 1695.2148 | 1951.9391 | 1932.0211 | 2694.0984 | 2619.8418 | 7578.3868 | 8051.4993 | 7798.0978 | 8612.3996 | 8549.4669 | 13725.4545 | 13943.6231 | 15802.9044 | 16555.6549
NEM | Pumped Hydro Pump | 657.0806 | 1039.4868 | 1218.6219 | 2999.6924 | 6061.8251 | 6447.8194 | 8539.9015 | 8398.6476 | 8729.7049 | 9059.7362 | 9542.3569 | 21032.568 | 22436.1827 | 22401.234 | 25898.6465 | 25544.9623 | 30643.4581 | 30421.3606 | 32172.5998 | 31567.4797 | 32396.3689 | 33689.6746 | 30512.5696 | 33789.5581 | 33469.6708 | 31890.4823 | 31668.3595 | 29914.5542 | 28317.9006
NEM | VPP pump | 17.5519 | 32.3528 | 62.3193 | 101.6792 | 148.2269 | 210.3525 | 259.4888 | 308.9346 | 404.6884 | 498.449 | 639.6872 | 642.1828 | 708.3689 | 789.4907 | 880.9013 | 953.1274 | 968.2455 | 1037.065 | 1089.5171 | 1159.4853 | 1169.6794 | 1220.271 | 1121.5618 | 1254.657 | 1268.3572 | 1199.4667 | 1208.627 | 1198.0801 | 1099.9498
Region | Technology | 2021-22 | 2022-23 | 2023-24 | 2024-25 | 2025-26 | 2026-27 | 2027-28 | 2028-29 | 2029-30 | 2030-31 | 2031-32 | 2032-33 | 2033-34 | 2034-35 | 2035-36 | 2036-37 | 2037-38 | 2038-39 | 2039-40 | 2040-41 | 2041-42 | 2042-43 | 2043-44 | 2044-45 | 2045-46 | 2046-47 | 2047-48 | 2048-49 | 2049-50
NSW1 | Grid Battery pump | 0.00010521 | 0.00011364 | 0.00011452 | 0.00011472 | 0.00011163 | 0.00011547 | 0.00013412 | 0.0001543 | 0.00025308 | 0.00028379 | 0.00031406 | 206.1821 | 204.1861 | 205.6209 | 208.0273 | 207.5849 | 202.78 | 202.7684 | 952.4132 | 929.5616 | 3464.778 | 3461.4445 | 3362.6739 | 3535.9987 | 3505.9065 | 3448.8512 | 3418.098 | 3504.7624 | 3418.8277
NSW1 | Pumped Hydro Pump | 346.0985 | 614.1198 | 719.6098 | 2460.9536 | 5515.5082 | 5820.7862 | 7794.4621 | 7697.6974 | 7960.1183 | 8256.3705 | 8662.2248 | 13776.1626 | 13757.6172 | 13961.1151 | 15776.665 | 15438.3601 | 17497.2262 | 17175.7674 | 17690.7369 | 17244.3602 | 17414.7225 | 17898.8742 | 16448.2051 | 18740.844 | 18823.6556 | 18238.3914 | 17403.2795 | 17624.7158 | 16825.1811
NSW1 | VPP pump | 3.628 | 7.0883 | 21.1711 | 34.0123 | 52.3182 | 77.475 | 93.4224 | 109.1462 | 142.2499 | 174.9299 | 216.9017 | 223.0111 | 249.6398 | 274.9876 | 305.5709 | 329.3189 | 340.1552 | 364.8718 | 373.0839 | 392.1477 | 399.2992 | 434.5883 | 395.8413 | 453.3391 | 463.3418 | 460.6202 | 456.7154 | 489.8584 | 443.2027
Region | Technology | 2021-22 | 2022-23 | 2023-24 | 2024-25 | 2025-26 | 2026-27 | 2027-28 | 2028-29 | 2029-30 | 2030-31 | 2031-32 | 2032-33 | 2033-34 | 2034-35 | 2035-36 | 2036-37 | 2037-38 | 2038-39 | 2039-40 | 2040-41 | 2041-42 | 2042-43 | 2043-44 | 2044-45 | 2045-46 | 2046-47 | 2047-48 | 2048-49 | 2049-50
QLD1 | Grid Battery pump | 7.5394e-05 | 26.6797 | 31.2127 | 37.6798 | 37.6979 | 39.1002 | 41.463 | 38.7745 | 38.2578 | 39.1517 | 38.8378 | 364.5459 | 533.0588 | 538.0572 | 551.0261 | 557.7313 | 697.6947 | 693.546 | 698.1225 | 671.3608 | 1604.5302 | 2212.115 | 2217.7336 | 2631.3157 | 2586.6343 | 7038.6343 | 7264.233 | 8437.216 | 9312.242
QLD1 | Pumped Hydro Pump | 310.9821 | 425.3669 | 499.0117 | 538.7383 | 546.3164 | 627.0326 | 745.4387 | 700.9496 | 769.5858 | 803.3622 | 804.6734 | 2262.7848 | 3813.7398 | 3766.9543 | 3984.8378 | 3926.9037 | 6675.3339 | 6890.0194 | 7865.7338 | 7971.1456 | 8202.4058 | 9278.552 | 8177.9358 | 8444.222 | 7913.2673 | 7134.0778 | 7672.6421 | 5713.7755 | 5256.1726
QLD1 | VPP pump | 4.0445 | 6.8488 | 11.2432 | 20.1505 | 29.2951 | 40.5899 | 53.359 | 63.0334 | 80.1395 | 103.8925 | 137.7122 | 138.2129 | 152.7971 | 172.1426 | 196.9533 | 214.6925 | 213.1232 | 235.814 | 244.42 | 276.2626 | 279.3897 | 281.1077 | 257.0476 | 257.7688 | 241.1457 | 192.9499 | 213.1902 | 140.5426 | 144.4729
Region | Technology | 2021-22 | 2022-23 | 2023-24 | 2024-25 | 2025-26 | 2026-27 | 2027-28 | 2028-29 | 2029-30 | 2030-31 | 2031-32 | 2032-33 | 2033-34 | 2034-35 | 2035-36 | 2036-37 | 2037-38 | 2038-39 | 2039-40 | 2040-41 | 2041-42 | 2042-43 | 2043-44 | 2044-45 | 2045-46 | 2046-47 | 2047-48 | 2048-49 | 2049-50
VIC1 | Grid Battery pump | 59.9267 | 127.7932 | 148.5666 | 225.304 | 236.8424 | 244.9294 | 236.1085 | 223.4572 | 225.2169 | 218.5631 | 229.3211 | 201.3429 | 157.8594 | 155.7377 | 168.1579 | 167.9269 | 156.4566 | 152.0632 | 155.8631 | 150.2222 | 1025.6228 | 937.8379 | 901.7856 | 968.4437 | 969.4432 | 1873.3517 | 1876.705 | 2498.7668 | 2528.3574
VIC1 | Pumped Hydro Pump | 0 | 0 | 0.00010421 | 0.00020802 | 0.00020613 | 0.00033876 | 0.00032999 | 0.00032741 | 0.00038977 | 0.0031063 | 75.4582 | 4993.62 | 4864.825 | 4673.164 | 6137.143 | 6179.6978 | 6470.897 | 6355.5728 | 6616.128 | 6351.9727 | 6779.2393 | 6512.247 | 5886.4272 | 6604.4897 | 6732.7456 | 6518.0107 | 6592.4355 | 6576.0605 | 6236.544
VIC1 | VPP pump | 3.343 | 6.9477 | 11.8689 | 25.4011 | 38.8973 | 57.0268 | 71.0139 | 88.2655 | 123.4728 | 150.1812 | 200.7812 | 196.7441 | 215.4173 | 241.369 | 280.5737 | 302.9467 | 304.6416 | 322.7355 | 351.3257 | 365.6627 | 368.055 | 380.5965 | 354.5402 | 413.4341 | 430.7873 | 424.4013 | 415.3233 | 435.012 | 391.6928
Region | Technology | 2021-22 | 2022-23 | 2023-24 | 2024-25 | 2025-26 | 2026-27 | 2027-28 | 2028-29 | 2029-30 | 2030-31 | 2031-32 | 2032-33 | 2033-34 | 2034-35 | 2035-36 | 2036-37 | 2037-38 | 2038-39 | 2039-40 | 2040-41 | 2041-42 | 2042-43 | 2043-44 | 2044-45 | 2045-46 | 2046-47 | 2047-48 | 2048-49 | 2049-50
SA1 | Grid Battery pump | 103.7057 | 106.5419 | 133.062 | 133.8882 | 134.7953 | 138.1169 | 132.6538 | 125.0605 | 122.4843 | 120.4208 | 115.8315 | 109.9815 | 106.037 | 83.7612 | 766.1593 | 761.9714 | 895.0075 | 883.6433 | 887.6992 | 868.6967 | 1483.4554 | 1440.1016 | 1315.9042 | 1476.6411 | 1487.4824 | 1364.6168 | 1384.5866 | 1362.1587 | 1296.227
SA1 | Pumped Hydro Pump | 0 | 0 | 8.8998e-05 | 9.0322e-05 | 8.8567e-05 | 0.00010405 | 0.00010451 | 0.00010682 | 0.00012654 | 0.00014324 | 0.00015801 | 0.00028713 | 0.00028185 | 0.00028197 | 0.00034579 | 0.0003498 | 0.00046972 | 0.0004703 | 0.00047732 | 0.00048184 | 0.000737 | 0.00071541 | 0.00071783 | 0.0016933 | 0.0016764 | 0.0016415 | 0.0016734 | 0.0016893 | 0.0017175
SA1 | VPP pump | 6.3505 | 10.9221 | 17.2637 | 21.2017 | 26.2057 | 33.0084 | 38.6799 | 44.5913 | 54.2059 | 64.0437 | 76.3196 | 77.17 | 82.7191 | 89.5775 | 87.6165 | 94.2579 | 96.3888 | 100.2206 | 105.5552 | 108.044 | 105.6791 | 107.02 | 94.8285 | 109.2679 | 113.3417 | 100.2132 | 104.8198 | 110.6229 | 97.9534
Region | Technology | 2021-22 | 2022-23 | 2023-24 | 2024-25 | 2025-26 | 2026-27 | 2027-28 | 2028-29 | 2029-30 | 2030-31 | 2031-32 | 2032-33 | 2033-34 | 2034-35 | 2035-36 | 2036-37 | 2037-38 | 2038-39 | 2039-40 | 2040-41 | 2041-42 | 2042-43 | 2043-44 | 2044-45 | 2045-46 | 2046-47 | 2047-48 | 2048-49 | 2049-50
TAS1 | Grid Battery pump | 7.0111e-05 | 7.4543e-05 | 7.3151e-05 | 7.3369e-05 | 7.6388e-05 | 7.931e-05 | 8.6565e-05 | 0.00010162 | 0.00013488 | 0.00014363 | 0.00015481 | 0.00017716 | 0.00018294 | 0.00021409 | 0.00020854 | 0.00022113 | 0.00024651 | 0.00024475 | 0.00032655 | 0.00039106 | 0.00032607 | 0.00033158 | 0.00040676 | 0.00042457 | 0.00041124 | 0.00047693 | 0.00044935 | 0.00049789 | 0.00077123
TAS1 | Pumped Hydro Pump | 0 | 0 | 0.00020363 | 0.00020712 | 0.00022387 | 0.00023972 | 0.00024214 | 0.00027049 | 0.00026118 | 0.00028146 | 0.00031965 | 0.00033468 | 0.00034909 | 0.0004225 | 0.00040343 | 0.00041743 | 0.00047875 | 0.00046884 | 0.00063633 | 0.00076961 | 0.00063412 | 0.00063229 | 0.00079211 | 0.00075397 | 0.0007212 | 0.00082034 | 0.00073564 | 0.00079183 | 0.0012339
TAS1 | VPP pump | 0.18598 | 0.54592 | 0.77238 | 0.91355 | 1.5105 | 2.2523 | 3.0136 | 3.8982 | 4.6203 | 5.4017 | 7.9724 | 7.0447 | 7.7957 | 11.414 | 10.1869 | 11.9113 | 13.9368 | 13.423 | 15.1324 | 17.3682 | 17.2564 | 16.9584 | 19.3041 | 20.847 | 19.7406 | 21.2821 | 18.5783 | 22.0442 | 22.6281
Non-controllable capacity
Region | Technology | 2021-22 | 2022-23 | 2023-24 | 2024-25 | 2025-26 | 2026-27 | 2027-28 | 2028-29 | 2029-30 | 2030-31 | 2031-32 | 2032-33 | 2033-34 | 2034-35 | 2035-36 | 2036-37 | 2037-38 | 2038-39 | 2039-40 | 2040-41 | 2041-42 | 2042-43 | 2043-44 | 2044-45 | 2045-46 | 2046-47 | 2047-48 | 2048-49 | 2049-50
NEM | Distributed PV | 17966.1251 | 20100.6795 | 21848.5557 | 22765.7608 | 23520.219 | 26712.9041 | 28250.2682 | 26710.882 | 28962.3643 | 30914.2247 | 32262.7878 | 33604.8783 | 33813.0341 | 33976.8825 | 37696.6292 | 38914.4849 | 36303.367 | 39129.5695 | 41710.6576 | 43318.6363 | 44440.8755 | 44228.555 | 43943.4562 | 48400.6107 | 49711.1476 | 46026.6458 | 49621.4902 | 52962.0301 | 54802.2134
NEM | Behind the meter battery | 274.2921 | 322.7655 | 377.4056 | 441.916 | 524.7405 | 624.9438 | 702.6065 | 780.1503 | 916.5023 | 1062.9236 | 1310.8182 | 1435.9449 | 1573.1611 | 1680.3963 | 1781.133 | 1856.768 | 1927.461 | 2000.5502 | 2079.2953 | 2147.8019 | 2226.1602 | 2306.7147 | 2389.4767 | 2400.7435 | 2416.8737 | 2424.2587 | 2440.1321 | 2439.5699 | 2438.5083
NEM | Behind the meter battery pump | 233.0404 | 274.1938 | 320.6539 | 375.4693 | 445.7175 | 530.8198 | 596.8722 | 662.6992 | 778.5165 | 902.9392 | 1113.6428 | 1220.0169 | 1336.223 | 1427.318 | 1512.8203 | 1577.4412 | 1637.703 | 1699.356 | 1766.0472 | 1824.66 | 1891.329 | 1958.7365 | 2030.3464 | 2039.52 | 2052.599 | 2059.134 | 2073.3251 | 2072.6927 | 2071.1611
Region | Technology | 2021-22 | 2022-23 | 2023-24 | 2024-25 | 2025-26 | 2026-27 | 2027-28 | 2028-29 | 2029-30 | 2030-31 | 2031-32 | 2032-33 | 2033-34 | 2034-35 | 2035-36 | 2036-37 | 2037-38 | 2038-39 | 2039-40 | 2040-41 | 2041-42 | 2042-43 | 2043-44 | 2044-45 | 2045-46 | 2046-47 | 2047-48 | 2048-49 | 2049-50
NSW1 | Distributed PV | 5204.0164 | 5881.733 | 6097.6203 | 6362.1284 | 6503.6664 | 7561.6005 | 7799.3333 | 7221.9231 | 7693.3554 | 8429.2142 | 9135.0771 | 9232.9948 | 9474.093 | 9536.0352 | 10952.211 | 11213.6267 | 10409.2512 | 11061.1613 | 12074.4253 | 12966.5624 | 12905.9314 | 13078.0882 | 13015.2652 | 14802.4008 | 15046.9679 | 13816.9635 | 14650.873 | 15983.8137 | 17049.5514
NSW1 | Behind the meter battery | 103.7437 | 114.2404 | 137.9244 | 165.9003 | 201.313 | 240.9159 | 264.5842 | 289.7374 | 335.4861 | 383.0036 | 465.2208 | 500.5256 | 543.8767 | 577.0925 | 608.9188 | 631.888 | 654.0991 | 675.5199 | 700.7784 | 721.1068 | 744.6086 | 768.4752 | 793.5574 | 797.0251 | 801.425 | 803.7639 | 807.3625 | 807.7907 | 807.16
NSW1 | Behind the meter battery pump | 88.1293 | 97.0216 | 117.1621 | 140.9418 | 170.997 | 204.6077 | 224.7487 | 246.0761 | 284.9925 | 325.3838 | 395.4208 | 425.2231 | 461.797 | 490.3539 | 517.0464 | 536.8256 | 555.8161 | 574.0677 | 595.1176 | 612.7617 | 632.5367 | 652.4851 | 674.521 | 677.4172 | 680.3664 | 682.9967 | 685.9903 | 686.2534 | 685.4489
Region | Technology | 2021-22 | 2022-23 | 2023-24 | 2024-25 | 2025-26 | 2026-27 | 2027-28 | 2028-29 | 2029-30 | 2030-31 | 2031-32 | 2032-33 | 2033-34 | 2034-35 | 2035-36 | 2036-37 | 2037-38 | 2038-39 | 2039-40 | 2040-41 | 2041-42 | 2042-43 | 2043-44 | 2044-45 | 2045-46 | 2046-47 | 2047-48 | 2048-49 | 2049-50
QLD1 | Distributed PV | 5567.3648 | 6252.7151 | 6535.0958 | 6564.9108 | 6903.5367 | 7623.4303 | 7934.3665 | 6899.0674 | 7734.7975 | 8266.4241 | 9020.1611 | 9268.269 | 9263.1607 | 9754.2535 | 10771.5054 | 11127.7048 | 9702.5719 | 10828.6207 | 11489.8808 | 12365.4002 | 12482.6233 | 12281.9138 | 12714.2217 | 13851.0346 | 14256.9572 | 12334.5707 | 13776.1666 | 14614.4548 | 15684.6206
QLD1 | Behind the meter battery | 46.1059 | 51.2898 | 62.8898 | 76.9438 | 94.1079 | 114.339 | 129.4405 | 144.185 | 167.6189 | 204.8006 | 260.2955 | 292.0182 | 328.1998 | 357.9519 | 385.721 | 407.778 | 429.0894 | 449.044 | 469.664 | 492.0875 | 514.8354 | 538.0025 | 561.6947 | 566.605 | 572.2196 | 576.7274 | 581.9254 | 583.27 | 585.6388
QLD1 | Behind the meter battery pump | 39.1572 | 43.5755 | 53.4177 | 65.3788 | 79.9186 | 97.0955 | 109.9162 | 122.5159 | 142.4376 | 173.9088 | 221.1189 | 248.1635 | 278.7158 | 303.9474 | 327.6112 | 346.3668 | 364.4744 | 381.5345 | 399.0059 | 418.1686 | 437.5687 | 456.7426 | 477.2466 | 481.3082 | 486.3169 | 489.674 | 494.6069 | 495.5824 | 497.3207
Region | Technology | 2021-22 | 2022-23 | 2023-24 | 2024-25 | 2025-26 | 2026-27 | 2027-28 | 2028-29 | 2029-30 | 2030-31 | 2031-32 | 2032-33 | 2033-34 | 2034-35 | 2035-36 | 2036-37 | 2037-38 | 2038-39 | 2039-40 | 2040-41 | 2041-42 | 2042-43 | 2043-44 | 2044-45 | 2045-46 | 2046-47 | 2047-48 | 2048-49 | 2049-50
VIC1 | Distributed PV | 4329.4005 | 4908.7952 | 5934.1919 | 6528.7696 | 6863.0057 | 8027.2367 | 8796.0994 | 8929.0801 | 9626.1225 | 10179.6404 | 9984.4368 | 10760.8291 | 10744.8887 | 10455.0049 | 11440.4569 | 11800.6131 | 11528.2593 | 12300.9387 | 13053.8349 | 12807.4881 | 13660.682 | 13556.1803 | 13075.8792 | 14262.8401 | 14649.2457 | 14279.6933 | 15258.3695 | 16219.645 | 15845.6324
VIC1 | Behind the meter battery | 60.3615 | 72.3202 | 86.6818 | 103.6542 | 127.6658 | 157.9156 | 187.3608 | 216.0942 | 267.3679 | 312.7858 | 390.6955 | 438.5207 | 483.411 | 517.6718 | 549.9019 | 574.0839 | 596.4233 | 621.8879 | 649.6279 | 672.0144 | 699.0363 | 727.0829 | 754.4992 | 759.0364 | 765.4179 | 768.307 | 774.8118 | 775.1915 | 774.81
VIC1 | Behind the meter battery pump | 51.3066 | 61.4512 | 73.6598 | 88.083 | 108.4706 | 134.1928 | 159.1916 | 183.5475 | 227.026 | 265.6899 | 331.839 | 372.6114 | 410.8313 | 439.6676 | 467.2812 | 487.8914 | 506.9155 | 527.9599 | 551.6485 | 570.5388 | 593.9882 | 617.4131 | 640.9921 | 644.5839 | 650.0555 | 652.3952 | 658.1553 | 658.6052 | 658.2953
Region | Technology | 2021-22 | 2022-23 | 2023-24 | 2024-25 | 2025-26 | 2026-27 | 2027-28 | 2028-29 | 2029-30 | 2030-31 | 2031-32 | 2032-33 | 2033-34 | 2034-35 | 2035-36 | 2036-37 | 2037-38 | 2038-39 | 2039-40 | 2040-41 | 2041-42 | 2042-43 | 2043-44 | 2044-45 | 2045-46 | 2046-47 | 2047-48 | 2048-49 | 2049-50
SA1 | Distributed PV | 2623.5452 | 2798.1478 | 2996.8815 | 3008.3834 | 2949.0755 | 3160.1857 | 3360.8342 | 3300.464 | 3533.7408 | 3645.3258 | 3718.3325 | 3905.4589 | 3875.3563 | 3779.4643 | 4028.9273 | 4246.1349 | 4126.3157 | 4379.708 | 4502.8278 | 4576.0415 | 4756.5856 | 4662.4055 | 4501.1598 | 4782.4214 | 5031.6478 | 4870.1344 | 5185.5389 | 5354.2666 | 5426.7292
SA1 | Behind the meter battery | 56.7354 | 76.761 | 80.3364 | 83.7752 | 87.4369 | 94.3938 | 101.223 | 107.735 | 120.7804 | 134.1477 | 160.928 | 168.8699 | 178.8956 | 186.8102 | 193.693 | 198.596 | 201.84 | 206.6333 | 210.4501 | 212.7899 | 216.7262 | 220.9463 | 226.2016 | 224.8024 | 224.5688 | 222.3658 | 222.9625 | 220.6855 | 218.5777
SA1 | Behind the meter battery pump | 48.2076 | 65.216 | 68.2817 | 71.1775 | 74.2498 | 80.1578 | 86.0269 | 91.5227 | 102.6208 | 114.0145 | 136.6407 | 143.4284 | 151.9345 | 158.6357 | 164.4393 | 168.6089 | 171.3923 | 175.4796 | 178.8172 | 180.8586 | 183.9819 | 187.7459 | 192.102 | 190.9761 | 190.6156 | 188.965 | 189.485 | 187.5319 | 185.6623
Region | Technology | 2021-22 | 2022-23 | 2023-24 | 2024-25 | 2025-26 | 2026-27 | 2027-28 | 2028-29 | 2029-30 | 2030-31 | 2031-32 | 2032-33 | 2033-34 | 2034-35 | 2035-36 | 2036-37 | 2037-38 | 2038-39 | 2039-40 | 2040-41 | 2041-42 | 2042-43 | 2043-44 | 2044-45 | 2045-46 | 2046-47 | 2047-48 | 2048-49 | 2049-50
TAS1 | Distributed PV | 241.7982 | 259.2885 | 284.7662 | 301.5686 | 300.9347 | 340.451 | 359.6348 | 360.3473 | 374.3481 | 393.6202 | 404.7802 | 437.3265 | 455.5355 | 452.1246 | 503.5286 | 526.4053 | 536.969 | 559.1407 | 589.6888 | 603.1441 | 635.0531 | 649.9672 | 636.9304 | 701.9138 | 726.329 | 725.2839 | 750.5421 | 789.8501 | 795.6798
TAS1 | Behind the meter battery | 7.3456 | 8.1541 | 9.5732 | 11.6426 | 14.2168 | 17.3795 | 19.9981 | 22.3987 | 25.2488 | 28.1858 | 33.6784 | 36.0105 | 38.7781 | 40.8699 | 42.8983 | 44.4221 | 46.0092 | 47.4651 | 48.7751 | 49.8034 | 50.9537 | 52.2079 | 53.5239 | 53.2746 | 53.2423 | 53.0947 | 53.07 | 52.6323 | 52.3218
TAS1 | Behind the meter battery pump | 6.2397 | 6.9295 | 8.1325 | 9.8883 | 12.0815 | 14.7661 | 16.9888 | 19.037 | 21.4396 | 23.9422 | 28.6235 | 30.5904 | 32.9445 | 34.7133 | 36.4422 | 37.7485 | 39.1047 | 40.3143 | 41.458 | 42.3322 | 43.2535 | 44.3498 | 45.4846 | 45.2346 | 45.2446 | 45.103 | 45.0875 | 44.7198 | 44.4337

## BaseCase_Capacity
Installed capacity by technology (MW) - BaseCase, Central High Electrification Sensitivity
Capacity calculated on 1 July. In early study years some wind and solar projects enter later in the financial year and are therefore reflected in the following financial year's capacity.
Explicitly modelled generation
Region | Technology | 2021-22 | 2022-23 | 2023-24 | 2024-25 | 2025-26 | 2026-27 | 2027-28 | 2028-29 | 2029-30 | 2030-31 | 2031-32 | 2032-33 | 2033-34 | 2034-35 | 2035-36 | 2036-37 | 2037-38 | 2038-39 | 2039-40 | 2040-41 | 2041-42 | 2042-43 | 2043-44 | 2044-45 | 2045-46 | 2046-47 | 2047-48 | 2048-49 | 2049-50
NEM | Black Coal | 18366 | 17891 | 16416 | 11633.0388 | 9727.4322 | 9666.3255 | 9316.3263 | 9316.3253 | 8708.0615 | 8708.0615 | 8574.4845 | 5828.0615 | 5313.0289 | 5313.0289 | 4766.5901 | 4461.6093 | 4316.5896 | 4316.5896 | 4316.5896 | 4316.5896 | 3656.5896 | 2222.5896 | 2188.9965 | 1785.6197 | 1692.0001 | 1692 | 1692 | 1692 | 1692
NEM | Brown Coal | 4790 | 4790 | 4790 | 2110.9891 | 2110.9891 | 1803.931 | 310.2046 | 223.1148 | 223.1148 | 223.1148 | 223.1148 | 223.1148 | 223.1148 | 223.1148 | 223.1148 | 223.1148 | 223.1148 | 223.1148 | 223.1148 | 223.1148 | 223.1148 | 223.1148 | 223.1148 | 223.1148 | 223.1148 | 223.1148 | 0 | 0 | 0
NEM | CCGT | 3054.9 | 3054.9 | 2874.9 | 2874.9 | 2874.9 | 2874.9 | 2874.9 | 2874.9 | 2874.9 | 2874.9 | 2874.9 | 2874.9 | 2874.9 | 2874.9 | 2874.9 | 2489.9 | 1960.9 | 1960.9 | 1817.5 | 1817.5 | 1817.5 | 1817.5 | 1377.5 | 1192.5 | 548 | 388 | 388 | 388 | 388
NEM | Gas - Steam | 1384 | 1384 | 1384 | 1384 | 1384 | 1384 | 1384 | 1384 | 1384 | 1384 | 1384 | 1384 | 1384 | 1384 | 584 | 584 | 584 | 584 | 84 | 84 | 84 | 84 | 84 | 84 | 84 | 0 | 0 | 0 | 0
NEM | OCGT / Diesel | 6863.14 | 6863.14 | 6863.14 | 6863.14 | 6863.14 | 6863.14 | 6863.14 | 6863.14 | 6863.14 | 6480.64 | 6480.64 | 6211.3 | 5749.3 | 5632.3001 | 5502.3007 | 5502.3007 | 6037.6023 | 6037.6023 | 6800.2248 | 6680.2248 | 8140.4598 | 8133.7264 | 9144.4032 | 9343.0587 | 9628.249 | 10321.0106 | 9737.0106 | 13682.2613 | 14087.984
NEM | Hydro | 7365.3 | 7365.3 | 7365.3 | 7365.3 | 7365.3 | 7365.3 | 7365.3 | 7365.3 | 7365.3 | 7365.3 | 7365.3 | 7365.3 | 7365.3 | 7365.3 | 7365.3 | 7365.3 | 7278.9 | 7278.9 | 7278.9 | 7278.9 | 7278.9 | 7212.9 | 7212.9 | 7212.9 | 7212.9 | 7212.9 | 7212.9 | 7212.9 | 7212.9
NEM | Wind | 13739.1761 | 15423.3361 | 17827.6567 | 23767.771 | 23767.771 | 23838.4092 | 27043.065 | 29590.8217 | 29511.4362 | 31077.574 | 31547.8604 | 35808.5392 | 37093.3948 | 38144.007 | 38428.9877 | 39573.5793 | 42280.5526 | 43708.7779 | 43674.6067 | 43743.614 | 46469.2949 | 49928.2689 | 49599.2194 | 49290.8797 | 49630.7373 | 52241.9229 | 52042.2934 | 52856.5721 | 53673.7029
NEM | Solar PV | 5599.971 | 6959.156 | 6959.156 | 6959.156 | 6959.156 | 7059.156 | 7059.156 | 7059.156 | 7852.8036 | 8219.1431 | 10560.0818 | 16334.8018 | 18482.8304 | 18482.8304 | 18934.7604 | 19117.1428 | 24333.1706 | 24454.9682 | 25132.9778 | 26162.764 | 30393.6956 | 34542.3982 | 35028.2347 | 34609.6147 | 35074.1926 | 44832.3804 | 45009.4389 | 44276.6389 | 46700.6736
NEM | Grid Battery | 260.33 | 600.33 | 600.33 | 600.33 | 600.33 | 600.33 | 600.33 | 600.33 | 600.33 | 570.33 | 570.3302 | 896.2094 | 955.2489 | 930.2489 | 1378.7101 | 1378.7101 | 1589.2935 | 1589.2935 | 2080.4059 | 2060.4059 | 5545.8031 | 5662.7916 | 5701.2678 | 6056.3984 | 6056.3984 | 10224.3091 | 10224.3091 | 12130.4705 | 13528.3673
NEM | Pumped Hydro | 810 | 810 | 810 | 810 | 2850 | 2850 | 2850 | 2850.0002 | 2850.0003 | 2850.0011 | 2872.5562 | 6801.8229 | 7425.0408 | 7425.0408 | 8216.2977 | 8216.2977 | 10047.0591 | 10047.0591 | 10281.7947 | 10281.7947 | 10368.3225 | 10950.0068 | 10950.0068 | 10950.007 | 10950.007 | 10950.007 | 10950.007 | 10950.0071 | 10950.0071
NEM | VPP | 36.545 | 54.909 | 79.222 | 111.716 | 155.475 | 212.948 | 274.212 | 348.483 | 458.205 | 557.379 | 708.547 | 823.447 | 953.292 | 1081.03 | 1214.079 | 1346.365 | 1479.677 | 1613.916 | 1747.369 | 1881.885 | 2021.695 | 2168.3841 | 2317.988 | 2433.084 | 2551.477 | 2673.029 | 2797.397 | 2923.275 | 3050.769
Total excluding storage |  | 61162.4871 | 63730.8321 | 64480.1527 | 62958.295 | 61052.6883 | 60855.1617 | 62216.0918 | 64676.7577 | 64782.7561 | 66332.7334 | 69010.3815 | 76030.0173 | 78485.8688 | 79419.4811 | 78679.9537 | 79316.9469 | 87014.8299 | 88564.8528 | 89327.9137 | 90306.7072 | 98063.5546 | 104164.4979 | 104858.3685 | 103741.6876 | 104093.1938 | 116911.3286 | 116081.6428 | 120108.3722 | 123755.2605
Region | Technology | 2021-22 | 2022-23 | 2023-24 | 2024-25 | 2025-26 | 2026-27 | 2027-28 | 2028-29 | 2029-30 | 2030-31 | 2031-32 | 2032-33 | 2033-34 | 2034-35 | 2035-36 | 2036-37 | 2037-38 | 2038-39 | 2039-40 | 2040-41 | 2041-42 | 2042-43 | 2043-44 | 2044-45 | 2045-46 | 2046-47 | 2047-48 | 2048-49 | 2049-50
NSW1 | Black Coal | 10240 | 9765 | 8290 | 7032.0376 | 5126.431 | 5126.431 | 5126.431 | 5126.431 | 4776.4387 | 4776.4387 | 4642.8617 | 1896.4387 | 1896.4387 | 1896.4387 | 1350 | 1350 | 1350 | 1350 | 1350 | 1350 | 690 | 0 | 0 | 0 | 0 | 0 | 0 | 0 | 0
NSW1 | Brown Coal | 0 | 0 | 0 | 0 | 0 | 0 | 0 | 0 | 0 | 0 | 0 | 0 | 0 | 0 | 0 | 0 | 0 | 0 | 0 | 0 | 0 | 0 | 0 | 0 | 0 | 0 | 0 | 0 | 0
NSW1 | CCGT | 625 | 625 | 625 | 625 | 625 | 625 | 625 | 625 | 625 | 625 | 625 | 625 | 625 | 625 | 625 | 625 | 625 | 625 | 625 | 625 | 625 | 625 | 185 | 0 | 0 | 0 | 0 | 0 | 0
NSW1 | Gas - Steam | 0 | 0 | 0 | 0 | 0 | 0 | 0 | 0 | 0 | 0 | 0 | 0 | 0 | 0 | 0 | 0 | 0 | 0 | 0 | 0 | 0 | 0 | 0 | 0 | 0 | 0 | 0 | 0 | 0
NSW1 | OCGT / Diesel | 1438 | 1438 | 1438 | 1438 | 1438 | 1438 | 1438 | 1438 | 1438 | 1438 | 1438 | 1438 | 1438 | 1438.0001 | 1388.0002 | 1388.0002 | 1666.7059 | 1666.7059 | 2465.7423 | 2465.7423 | 2547.4882 | 2547.4882 | 3447.3291 | 3442.5663 | 3442.5663 | 3442.5663 | 3442.5663 | 3765.2404 | 3765.2404
NSW1 | Hydro | 2585 | 2585 | 2585 | 2585 | 2585 | 2585 | 2585 | 2585 | 2585 | 2585 | 2585 | 2585 | 2585 | 2585 | 2585 | 2585 | 2585 | 2585 | 2585 | 2585 | 2585 | 2585 | 2585 | 2585 | 2585 | 2585 | 2585 | 2585 | 2585
NSW1 | Wind | 2969.3643 | 2969.3643 | 4876.0088 | 7399.0483 | 7399.0483 | 7399.0483 | 7768.7221 | 7868.7221 | 7868.7221 | 9546.8595 | 9546.8595 | 12920.7321 | 12920.7321 | 12920.7321 | 12920.7323 | 13370.6284 | 13100.6284 | 14762.416 | 14762.416 | 14685.3774 | 14892.952 | 16522.4363 | 16227.4563 | 16386.3023 | 18113.7919 | 18683.1211 | 18723.4915 | 18723.4915 | 18610.3015
NSW1 | Solar PV | 2130.363 | 2600.363 | 2600.363 | 2600.363 | 2600.363 | 2700.363 | 2700.363 | 2700.363 | 3494.0101 | 3589.5346 | 4279.2185 | 7980.2523 | 9169.91 | 9169.91 | 9621.84 | 9621.84 | 12436.0607 | 12557.8582 | 12557.8585 | 13143.4808 | 15060.514 | 17432.5121 | 17655.072 | 17655.072 | 17655.072 | 19465.6231 | 19753.0816 | 19703.0816 | 19241.1251
NSW1 | Grid Battery | 0 | 0 | 0 | 0 | 0 | 0 | 0 | 0 | 0 | 0 | 0 | 130.6064 | 130.6064 | 130.6064 | 130.6064 | 130.6064 | 130.6065 | 130.6065 | 621.7184 | 621.7184 | 2368.275 | 2368.275 | 2368.275 | 2368.2765 | 2368.2765 | 2368.2769 | 2368.2769 | 2368.2769 | 2368.2769
NSW1 | Pumped Hydro | 240 | 240 | 240 | 240 | 2280 | 2280 | 2280 | 2280 | 2280 | 2280 | 2280 | 4035.0642 | 4035.0642 | 4035.0642 | 4346.1817 | 4346.1817 | 4880.002 | 4880.002 | 4880.002 | 4880.002 | 4880.0063 | 4880.0063 | 4880.0063 | 4880.0063 | 4880.0063 | 4880.0063 | 4880.0063 | 4880.0063 | 4880.0063
NSW1 | VPP | 13.897 | 19.697 | 29.162 | 42.001 | 59.431 | 81.633 | 103.019 | 129.604 | 168.832 | 203.169 | 255.242 | 292.839 | 337.193 | 380.779 | 426.084 | 469.969 | 513.223 | 556.711 | 599.309 | 642.059 | 686.952 | 734.321 | 783.025 | 821.133 | 860.401 | 900.734 | 941.995 | 983.641 | 1025.804
Total excluding storage |  | 19987.7273 | 19982.7273 | 20414.3718 | 21679.4489 | 19773.8423 | 19873.8423 | 20243.5161 | 20343.5161 | 20787.1709 | 22560.8328 | 23116.9397 | 27445.4231 | 28635.0808 | 28635.0809 | 28490.5725 | 28940.4686 | 31763.395 | 33546.98 | 34346.0168 | 34854.6005 | 36400.9542 | 39712.4366 | 40099.8574 | 40068.9406 | 41796.4302 | 44176.3105 | 44504.1394 | 44776.8135 | 44201.667
Region | Technology | 2021-22 | 2022-23 | 2023-24 | 2024-25 | 2025-26 | 2026-27 | 2027-28 | 2028-29 | 2029-30 | 2030-31 | 2031-32 | 2032-33 | 2033-34 | 2034-35 | 2035-36 | 2036-37 | 2037-38 | 2038-39 | 2039-40 | 2040-41 | 2041-42 | 2042-43 | 2043-44 | 2044-45 | 2045-46 | 2046-47 | 2047-48 | 2048-49 | 2049-50
QLD1 | Black Coal | 8126 | 8126 | 8126 | 4601.0012 | 4601.0012 | 4539.8946 | 4189.8953 | 4189.8943 | 3931.6228 | 3931.6228 | 3931.6228 | 3931.6228 | 3416.5902 | 3416.5902 | 3416.5901 | 3111.6093 | 2966.5896 | 2966.5896 | 2966.5896 | 2966.5896 | 2966.5896 | 2222.5896 | 2188.9965 | 1785.6197 | 1692.0001 | 1692 | 1692 | 1692 | 1692
QLD1 | Brown Coal | 0 | 0 | 0 | 0 | 0 | 0 | 0 | 0 | 0 | 0 | 0 | 0 | 0 | 0 | 0 | 0 | 0 | 0 | 0 | 0 | 0 | 0 | 0 | 0 | 0 | 0 | 0 | 0 | 0
QLD1 | CCGT | 1512.9 | 1512.9 | 1512.9 | 1512.9 | 1512.9 | 1512.9 | 1512.9 | 1512.9 | 1512.9 | 1512.9 | 1512.9 | 1512.9 | 1512.9 | 1512.9 | 1512.9 | 1127.9 | 1127.9 | 1127.9 | 984.5 | 984.5 | 984.5 | 984.5 | 984.5 | 984.5 | 340 | 180 | 180 | 180 | 180
QLD1 | Gas - Steam | 84 | 84 | 84 | 84 | 84 | 84 | 84 | 84 | 84 | 84 | 84 | 84 | 84 | 84 | 84 | 84 | 84 | 84 | 84 | 84 | 84 | 84 | 84 | 84 | 84 | 0 | 0 | 0 | 0
QLD1 | OCGT / Diesel | 1910 | 1910 | 1910 | 1910 | 1910 | 1910 | 1910 | 1910 | 1910 | 1910 | 1910 | 1910 | 1618 | 1501 | 1501 | 1501 | 1501 | 1501 | 1904.586 | 1904.586 | 1904.586 | 1991.8527 | 1991.8527 | 1859.8527 | 2145.043 | 2837.8046 | 2837.8046 | 6460.381 | 5941.381
QLD1 | Hydro | 152.4 | 152.4 | 152.4 | 152.4 | 152.4 | 152.4 | 152.4 | 152.4 | 152.4 | 152.4 | 152.4 | 152.4 | 152.4 | 152.4 | 152.4 | 152.4 | 66 | 66 | 66 | 66 | 66 | 0 | 0 | 0 | 0 | 0 | 0 | 0 | 0
QLD1 | Wind | 4254.0436 | 4754.0436 | 4754.0436 | 6165.9748 | 6165.9748 | 6165.9748 | 6403.8072 | 7450.0384 | 7450.0385 | 7450.0385 | 7632.9045 | 7774.7107 | 8998.1867 | 9167.7773 | 9656.4056 | 9960.0776 | 10642.9437 | 10642.9437 | 10642.9439 | 10642.9439 | 11806.1069 | 13613.2477 | 13432.7297 | 13412.8841 | 13514.6881 | 14193.0834 | 14193.0834 | 15036.0622 | 16694.0729
QLD1 | Solar PV | 2017.635 | 2827.62 | 2827.62 | 2827.62 | 2827.62 | 2827.62 | 2827.62 | 2827.62 | 2827.62 | 2827.62 | 3171.3237 | 4022.3919 | 4820.0009 | 4820.0009 | 4820.0009 | 4699.0009 | 6604.1906 | 6604.1907 | 7282.2 | 7726.3639 | 8589.552 | 10366.2565 | 10199.2565 | 9998.1565 | 9933.9485 | 15913.127 | 15802.727 | 15271.827 | 18209.3481
QLD1 | Grid Battery | 0 | 20 | 20 | 20 | 20 | 20 | 20 | 20 | 20 | 20 | 20.0002 | 215.2713 | 329.6408 | 329.6408 | 329.6408 | 329.6408 | 442.986 | 442.986 | 442.986 | 422.986 | 1043.1273 | 1460.1158 | 1498.592 | 1811.1206 | 1811.1206 | 5333.8027 | 5333.8027 | 6766.642 | 8050.0674
QLD1 | Pumped Hydro | 570 | 570 | 570 | 570 | 570 | 570 | 570 | 570.0002 | 570.0002 | 570.0002 | 570.0002 | 1056.0585 | 1679.2764 | 1679.2764 | 1679.2764 | 1679.2764 | 2853.5803 | 2853.5803 | 3088.3157 | 3088.3157 | 3088.3157 | 3670 | 3670 | 3670 | 3670 | 3670 | 3670 | 3670 | 3670
QLD1 | VPP | 6.283 | 9.038 | 13.648 | 20.047 | 28.646 | 39.92 | 51.776 | 66.05 | 86.234 | 109.423 | 142.449 | 168.902 | 199.702 | 230.441 | 262.576 | 295.532 | 329.475 | 362.967 | 395.859 | 429.33 | 463.784 | 499.933 | 537.296 | 565.416 | 594.354 | 624.143 | 654.722 | 685.861 | 717.549
Total excluding storage |  | 18056.9786 | 19366.9636 | 19366.9636 | 17253.896 | 17253.896 | 17192.7894 | 17080.6225 | 18126.8528 | 17868.5813 | 17868.5813 | 18395.151 | 19388.0254 | 20602.0777 | 20654.6683 | 21143.2966 | 20635.9878 | 22992.6239 | 22992.624 | 23930.8195 | 24374.9834 | 26401.3345 | 29262.4465 | 28881.3354 | 28125.013 | 27709.6797 | 34816.015 | 34705.615 | 38640.2702 | 42716.8021
Region | Technology | 2021-22 | 2022-23 | 2023-24 | 2024-25 | 2025-26 | 2026-27 | 2027-28 | 2028-29 | 2029-30 | 2030-31 | 2031-32 | 2032-33 | 2033-34 | 2034-35 | 2035-36 | 2036-37 | 2037-38 | 2038-39 | 2039-40 | 2040-41 | 2041-42 | 2042-43 | 2043-44 | 2044-45 | 2045-46 | 2046-47 | 2047-48 | 2048-49 | 2049-50
VIC1 | Black Coal | 0 | 0 | 0 | 0 | 0 | 0 | 0 | 0 | 0 | 0 | 0 | 0 | 0 | 0 | 0 | 0 | 0 | 0 | 0 | 0 | 0 | 0 | 0 | 0 | 0 | 0 | 0 | 0 | 0
VIC1 | Brown Coal | 4790 | 4790 | 4790 | 2110.9891 | 2110.9891 | 1803.931 | 310.2046 | 223.1148 | 223.1148 | 223.1148 | 223.1148 | 223.1148 | 223.1148 | 223.1148 | 223.1148 | 223.1148 | 223.1148 | 223.1148 | 223.1148 | 223.1148 | 223.1148 | 223.1148 | 223.1148 | 223.1148 | 223.1148 | 223.1148 | 0 | 0 | 0
VIC1 | CCGT | 0 | 0 | 0 | 0 | 0 | 0 | 0 | 0 | 0 | 0 | 0 | 0 | 0 | 0 | 0 | 0 | 0 | 0 | 0 | 0 | 0 | 0 | 0 | 0 | 0 | 0 | 0 | 0 | 0
VIC1 | Gas - Steam | 500 | 500 | 500 | 500 | 500 | 500 | 500 | 500 | 500 | 500 | 500 | 500 | 500 | 500 | 500 | 500 | 500 | 500 | 0 | 0 | 0 | 0 | 0 | 0 | 0 | 0 | 0 | 0 | 0
VIC1 | OCGT / Diesel | 1900 | 1900 | 1900 | 1900 | 1900 | 1900 | 1900 | 1900 | 1900 | 1900 | 1900 | 1900 | 1730 | 1730 | 1730.0001 | 1730.0001 | 1730.0001 | 1730.0001 | 1290.0002 | 1290.0002 | 2329.9943 | 2235.9943 | 2235.9944 | 2909.4127 | 2909.4127 | 2909.4127 | 2325.4127 | 2325.4128 | 3250.1356
VIC1 | Hydro | 2219 | 2219 | 2219 | 2219 | 2219 | 2219 | 2219 | 2219 | 2219 | 2219 | 2219 | 2219 | 2219 | 2219 | 2219 | 2219 | 2219 | 2219 | 2219 | 2219 | 2219 | 2219 | 2219 | 2219 | 2219 | 2219 | 2219 | 2219 | 2219
VIC1 | Wind | 3434.44 | 4322.2 | 4322.2 | 5572.2003 | 5572.2003 | 5642.8384 | 8141.1788 | 8691.1787 | 8691.1788 | 8691.179 | 8978.5993 | 8978.5993 | 9138.6789 | 10019.7005 | 10019.7005 | 10508.3933 | 12802.5003 | 12382.5003 | 12190.5003 | 12375.5462 | 13102.2 | 13051.65 | 12727.85 | 12415.85 | 11220.49 | 11220.49 | 10980.49 | 10951.79 | 10224.1
VIC1 | Solar PV | 1098.973 | 1098.973 | 1098.973 | 1098.973 | 1098.973 | 1098.973 | 1098.973 | 1098.973 | 1098.9734 | 1369.788 | 2595.5922 | 3778.9728 | 3778.9728 | 3778.9728 | 3778.9728 | 3778.9728 | 3778.9728 | 3778.9728 | 3778.9728 | 3778.9729 | 5229.683 | 5229.683 | 5370.6259 | 5263.1059 | 5791.8918 | 7760.35 | 7760.35 | 7608.45 | 7211
VIC1 | Grid Battery | 55.33 | 375.33 | 375.33 | 375.33 | 375.33 | 375.33 | 375.33 | 375.33 | 375.33 | 375.33 | 375.33 | 375.3306 | 320.0006 | 320.0006 | 320.0006 | 320.0006 | 320.0006 | 320.0006 | 320.001 | 320.001 | 975.1141 | 675.1141 | 675.1141 | 675.1141 | 675.1141 | 1320.3423 | 1320.3423 | 1793.6646 | 1908.136
VIC1 | Pumped Hydro | 0 | 0 | 0 | 0 | 0 | 0 | 0 | 0 | 0.00011827 | 0.00096576 | 22.5559 | 1710.7002 | 1710.7002 | 1710.7002 | 2190.8396 | 2190.8396 | 2313.4766 | 2313.4766 | 2313.4766 | 2313.4766 | 2400 | 2400 | 2400 | 2400 | 2400 | 2400 | 2400 | 2400 | 2400
VIC1 | VPP | 7.967 | 12.184 | 18.007 | 25.892 | 37.312 | 52.961 | 71.587 | 94.075 | 129.773 | 159.421 | 205.486 | 243.58 | 283.23 | 321.698 | 361.635 | 401.73 | 443.322 | 486.699 | 530.824 | 575.442 | 621.935 | 669.907 | 718.015 | 754.911 | 792.922 | 831.94 | 871.864 | 912.314 | 953.272
Total excluding storage |  | 13942.413 | 14830.173 | 14830.173 | 13401.1625 | 13401.1625 | 13164.7424 | 14169.3563 | 14632.2664 | 14632.2669 | 14903.0817 | 16416.3063 | 17599.6869 | 17589.7665 | 18470.7881 | 18470.7882 | 18959.481 | 21253.588 | 20833.588 | 19701.5881 | 19886.6339 | 23103.992 | 22959.442 | 22776.5851 | 23030.4833 | 22363.9092 | 24332.3674 | 23285.2527 | 23104.6528 | 22904.2356
Region | Technology | 2021-22 | 2022-23 | 2023-24 | 2024-25 | 2025-26 | 2026-27 | 2027-28 | 2028-29 | 2029-30 | 2030-31 | 2031-32 | 2032-33 | 2033-34 | 2034-35 | 2035-36 | 2036-37 | 2037-38 | 2038-39 | 2039-40 | 2040-41 | 2041-42 | 2042-43 | 2043-44 | 2044-45 | 2045-46 | 2046-47 | 2047-48 | 2048-49 | 2049-50
SA1 | Black Coal | 0 | 0 | 0 | 0 | 0 | 0 | 0 | 0 | 0 | 0 | 0 | 0 | 0 | 0 | 0 | 0 | 0 | 0 | 0 | 0 | 0 | 0 | 0 | 0 | 0 | 0 | 0 | 0 | 0
SA1 | Brown Coal | 0 | 0 | 0 | 0 | 0 | 0 | 0 | 0 | 0 | 0 | 0 | 0 | 0 | 0 | 0 | 0 | 0 | 0 | 0 | 0 | 0 | 0 | 0 | 0 | 0 | 0 | 0 | 0 | 0
SA1 | CCGT | 709 | 709 | 529 | 529 | 529 | 529 | 529 | 529 | 529 | 529 | 529 | 529 | 529 | 529 | 529 | 529 | 0 | 0 | 0 | 0 | 0 | 0 | 0 | 0 | 0 | 0 | 0 | 0 | 0
SA1 | Gas - Steam | 800 | 800 | 800 | 800 | 800 | 800 | 800 | 800 | 800 | 800 | 800 | 800 | 800 | 800 | 0 | 0 | 0 | 0 | 0 | 0 | 0 | 0 | 0 | 0 | 0 | 0 | 0 | 0 | 0
SA1 | OCGT / Diesel | 1437.14 | 1437.14 | 1437.14 | 1437.14 | 1437.14 | 1437.14 | 1437.14 | 1437.14 | 1437.14 | 1054.64 | 1054.64 | 785.3 | 785.3 | 785.3 | 705.3004 | 705.3004 | 961.8963 | 961.8963 | 961.8963 | 961.8963 | 1300.3912 | 1300.3912 | 1411.227 | 1073.227 | 1073.227 | 1073.227 | 1073.227 | 1073.227 | 1073.227
SA1 | Hydro | 0 | 0 | 0 | 0 | 0 | 0 | 0 | 0 | 0 | 0 | 0 | 0 | 0 | 0 | 0 | 0 | 0 | 0 | 0 | 0 | 0 | 0 | 0 | 0 | 0 | 0 | 0 | 0 | 0
SA1 | Wind | 2105.4909 | 2401.8909 | 2649.567 | 3404.7102 | 3404.7102 | 3404.7103 | 3503.5196 | 4269.1197 | 4180.9603 | 4068.9606 | 4068.9606 | 4813.9606 | 4715.2606 | 4715.2606 | 4511.6129 | 4326.8129 | 4326.813 | 4374.9129 | 4532.7415 | 4493.7415 | 5098.9715 | 5171.8704 | 5642.1189 | 5655.1789 | 5311.9789 | 6628.2968 | 6628.2968 | 6628.2968 | 6628.2968
SA1 | Solar PV | 353 | 432.2 | 432.2 | 432.2 | 432.2 | 432.2 | 432.2 | 432.2 | 432.2001 | 432.2005 | 513.9474 | 553.1848 | 713.9467 | 713.9467 | 713.9467 | 1017.3291 | 1513.9465 | 1513.9465 | 1513.9465 | 1513.9465 | 1513.9465 | 1513.9465 | 1803.2802 | 1693.2802 | 1693.2802 | 1693.2802 | 1693.2802 | 1693.2802 | 2039.2003
SA1 | Grid Battery | 205 | 205 | 205 | 205 | 205 | 205 | 205 | 205 | 205 | 175 | 175 | 175.0012 | 175.0012 | 150.0012 | 598.4622 | 598.4622 | 695.7003 | 695.7003 | 695.7003 | 695.7003 | 1159.2865 | 1159.2865 | 1159.2865 | 1201.887 | 1201.887 | 1201.887 | 1201.887 | 1201.8868 | 1201.8868
SA1 | Pumped Hydro | 0 | 0 | 0 | 0 | 0 | 0 | 0 | 0 | 0 | 0 | 0 | 0 | 0 | 0 | 0 | 0 | 0.00012639 | 0.00012644 | 0.00012649 | 0.00012656 | 0.00020518 | 0.00020529 | 0.00020531 | 0.00045133 | 0.00045138 | 0.0004514 | 0.00045141 | 0.00045143 | 0.00045145
SA1 | VPP | 7.403 | 12.575 | 16.369 | 20.818 | 25.878 | 32.539 | 40.105 | 48.895 | 60.853 | 70.614 | 87.129 | 97.388 | 109.546 | 121.655 | 134.326 | 146.657 | 158.138 | 169.176 | 180.255 | 191.186 | 202.356 | 214.599 | 227.014 | 236.682 | 246.511 | 256.534 | 266.715 | 276.923 | 287.161
Total excluding storage |  | 5404.6309 | 5780.2309 | 5847.907 | 6603.0502 | 6603.0502 | 6603.0503 | 6701.8596 | 7467.4597 | 7379.3004 | 6884.801 | 6966.548 | 7481.4454 | 7543.5073 | 7543.5073 | 6459.86 | 6578.4424 | 6802.6558 | 6850.7557 | 7008.5843 | 6969.5843 | 7913.3093 | 7986.2082 | 8856.6261 | 8421.6861 | 8078.4861 | 9394.8039 | 9394.8039 | 9394.8039 | 9740.724
Region | Technology | 2021-22 | 2022-23 | 2023-24 | 2024-25 | 2025-26 | 2026-27 | 2027-28 | 2028-29 | 2029-30 | 2030-31 | 2031-32 | 2032-33 | 2033-34 | 2034-35 | 2035-36 | 2036-37 | 2037-38 | 2038-39 | 2039-40 | 2040-41 | 2041-42 | 2042-43 | 2043-44 | 2044-45 | 2045-46 | 2046-47 | 2047-48 | 2048-49 | 2049-50
TAS1 | Black Coal | 0 | 0 | 0 | 0 | 0 | 0 | 0 | 0 | 0 | 0 | 0 | 0 | 0 | 0 | 0 | 0 | 0 | 0 | 0 | 0 | 0 | 0 | 0 | 0 | 0 | 0 | 0 | 0 | 0
TAS1 | Brown Coal | 0 | 0 | 0 | 0 | 0 | 0 | 0 | 0 | 0 | 0 | 0 | 0 | 0 | 0 | 0 | 0 | 0 | 0 | 0 | 0 | 0 | 0 | 0 | 0 | 0 | 0 | 0 | 0 | 0
TAS1 | CCGT | 208 | 208 | 208 | 208 | 208 | 208 | 208 | 208 | 208 | 208 | 208 | 208 | 208 | 208 | 208 | 208 | 208 | 208 | 208 | 208 | 208 | 208 | 208 | 208 | 208 | 208 | 208 | 208 | 208
TAS1 | Gas - Steam | 0 | 0 | 0 | 0 | 0 | 0 | 0 | 0 | 0 | 0 | 0 | 0 | 0 | 0 | 0 | 0 | 0 | 0 | 0 | 0 | 0 | 0 | 0 | 0 | 0 | 0 | 0 | 0 | 0
TAS1 | OCGT / Diesel | 178 | 178 | 178 | 178 | 178 | 178 | 178 | 178 | 178 | 178 | 178 | 178 | 178 | 178 | 178 | 178 | 178 | 178 | 178 | 58 | 58 | 58 | 58 | 58 | 58 | 58 | 58 | 58 | 58
TAS1 | Hydro | 2408.9 | 2408.9 | 2408.9 | 2408.9 | 2408.9 | 2408.9 | 2408.9 | 2408.9 | 2408.9 | 2408.9 | 2408.9 | 2408.9 | 2408.9 | 2408.9 | 2408.9 | 2408.9 | 2408.9 | 2408.9 | 2408.9 | 2408.9 | 2408.9 | 2408.9 | 2408.9 | 2408.9 | 2408.9 | 2408.9 | 2408.9 | 2408.9 | 2408.9
TAS1 | Wind | 975.8373 | 975.8373 | 1225.8374 | 1225.8374 | 1225.8374 | 1225.8374 | 1225.8374 | 1311.7628 | 1320.5365 | 1320.5365 | 1320.5365 | 1320.5365 | 1320.5365 | 1320.5365 | 1320.5365 | 1407.6671 | 1407.6671 | 1546.005 | 1546.005 | 1546.005 | 1569.0645 | 1569.0645 | 1569.0645 | 1420.6645 | 1469.7885 | 1516.9317 | 1516.9317 | 1516.9317 | 1516.9317
TAS1 | Solar PV | 0 | 0 | 0 | 0 | 0 | 0 | 0 | 0 | 0 | 0 | 0 | 0 | 0 | 0 | 0 | 0 | 0 | 0 | 0 | 0 | 0.00010346 | 0.00010357 | 0.00010358 | 0.00010359 | 0.00010368 | 0.00010381 | 0.00010438 | 0.00010458 | 0.00010458
TAS1 | Grid Battery | 0 | 0 | 0 | 0 | 0 | 0 | 0 | 0 | 0 | 0 | 0 | 0 | 0 | 0 | 0 | 0 | 0 | 0 | 0.00011643 | 0.00011671 | 0.00011759 | 0.00011784 | 0.00011933 | 0.00013441 | 0.00013581 | 0.00015967 | 0.00016704 | 0.00019366 | 0.00018132
TAS1 | Pumped Hydro | 0 | 0 | 0 | 0 | 0 | 0 | 0 | 0 | 0 | 0 | 0 | 0 | 0 | 0 | 0 | 0 | 0 | 0 | 0.00023393 | 0.00023408 | 0.00023469 | 0.00023506 | 0.0002354 | 0.00023726 | 0.0002388 | 0.00026784 | 0.00026972 | 0.00028307 | 0.00028325
TAS1 | VPP | 0.995 | 1.415 | 2.036 | 2.958 | 4.208 | 5.895 | 7.725 | 9.859 | 12.513 | 14.752 | 18.241 | 20.738 | 23.621 | 26.457 | 29.458 | 32.477 | 35.519 | 38.363 | 41.122 | 43.868 | 46.668 | 49.624 | 52.638 | 54.942 | 57.289 | 59.678 | 62.101 | 64.536 | 66.983
Total excluding storage |  | 3770.7373 | 3770.7373 | 4020.7374 | 4020.7374 | 4020.7374 | 4020.7374 | 4020.7374 | 4106.6628 | 4115.4365 | 4115.4365 | 4115.4365 | 4115.4365 | 4115.4365 | 4115.4365 | 4115.4365 | 4202.5671 | 4202.5671 | 4340.905 | 4340.905 | 4220.905 | 4243.9646 | 4243.9646 | 4243.9646 | 4095.5646 | 4144.6886 | 4191.8318 | 4191.8318 | 4191.8318 | 4191.8318
Explicitly modelled pumping
Region | Technology | 2021-22 | 2022-23 | 2023-24 | 2024-25 | 2025-26 | 2026-27 | 2027-28 | 2028-29 | 2029-30 | 2030-31 | 2031-32 | 2032-33 | 2033-34 | 2034-35 | 2035-36 | 2036-37 | 2037-38 | 2038-39 | 2039-40 | 2040-41 | 2041-42 | 2042-43 | 2043-44 | 2044-45 | 2045-46 | 2046-47 | 2047-48 | 2048-49 | 2049-50
NEM | Grid Battery pump | 260.33 | 600.33 | 600.33 | 600.33 | 600.33 | 600.33 | 600.33 | 600.33 | 600.33 | 570.33 | 570.3302 | 896.2094 | 955.2489 | 930.2489 | 1378.7101 | 1378.7101 | 1589.2935 | 1589.2935 | 2080.4059 | 2060.4059 | 5545.8031 | 5662.7916 | 5701.2678 | 6056.3984 | 6056.3984 | 10224.3091 | 10224.3091 | 12130.4705 | 13528.3673
NEM | Pumped Hydro Pump | 1330 | 1330 | 1330 | 1330 | 3370 | 3370 | 3370 | 3370.0002 | 3370.0003 | 3370.0011 | 3392.5562 | 7321.8229 | 7945.0408 | 7945.0408 | 8736.2977 | 8736.2977 | 10567.0591 | 10567.0591 | 10801.7947 | 10801.7947 | 10888.3225 | 11470.0068 | 11470.0068 | 11470.007 | 11470.007 | 11470.007 | 11470.007 | 11470.0071 | 11470.0071
NEM | VPP pump | 36.545 | 54.909 | 79.222 | 111.716 | 155.475 | 212.948 | 274.212 | 348.483 | 458.205 | 557.379 | 708.547 | 823.447 | 953.292 | 1081.03 | 1214.079 | 1346.365 | 1479.677 | 1613.916 | 1747.369 | 1881.885 | 2021.695 | 2168.3841 | 2317.988 | 2433.084 | 2551.477 | 2673.029 | 2797.397 | 2923.275 | 3050.769
Region | Technology | 2021-22 | 2022-23 | 2023-24 | 2024-25 | 2025-26 | 2026-27 | 2027-28 | 2028-29 | 2029-30 | 2030-31 | 2031-32 | 2032-33 | 2033-34 | 2034-35 | 2035-36 | 2036-37 | 2037-38 | 2038-39 | 2039-40 | 2040-41 | 2041-42 | 2042-43 | 2043-44 | 2044-45 | 2045-46 | 2046-47 | 2047-48 | 2048-49 | 2049-50
NSW1 | Grid Battery pump | 0 | 0 | 0 | 0 | 0 | 0 | 0 | 0 | 0 | 0 | 0 | 130.6064 | 130.6064 | 130.6064 | 130.6064 | 130.6064 | 130.6065 | 130.6065 | 621.7184 | 621.7184 | 2368.275 | 2368.275 | 2368.275 | 2368.2765 | 2368.2765 | 2368.2769 | 2368.2769 | 2368.2769 | 2368.2769
NSW1 | Pumped Hydro Pump | 840 | 840 | 840 | 840 | 2880 | 2880 | 2880 | 2880 | 2880 | 2880 | 2880 | 4635.0642 | 4635.0642 | 4635.0642 | 4946.1817 | 4946.1817 | 5480.002 | 5480.002 | 5480.002 | 5480.002 | 5480.0063 | 5480.0063 | 5480.0063 | 5480.0063 | 5480.0063 | 5480.0063 | 5480.0063 | 5480.0063 | 5480.0063
NSW1 | VPP pump | 13.897 | 19.697 | 29.162 | 42.001 | 59.431 | 81.633 | 103.019 | 129.604 | 168.832 | 203.169 | 255.242 | 292.839 | 337.193 | 380.779 | 426.084 | 469.969 | 513.223 | 556.711 | 599.309 | 642.059 | 686.952 | 734.321 | 783.025 | 821.133 | 860.401 | 900.734 | 941.995 | 983.641 | 1025.804
Region | Technology | 2021-22 | 2022-23 | 2023-24 | 2024-25 | 2025-26 | 2026-27 | 2027-28 | 2028-29 | 2029-30 | 2030-31 | 2031-32 | 2032-33 | 2033-34 | 2034-35 | 2035-36 | 2036-37 | 2037-38 | 2038-39 | 2039-40 | 2040-41 | 2041-42 | 2042-43 | 2043-44 | 2044-45 | 2045-46 | 2046-47 | 2047-48 | 2048-49 | 2049-50
QLD1 | Grid Battery pump | 0 | 20 | 20 | 20 | 20 | 20 | 20 | 20 | 20 | 20 | 20.0002 | 215.2713 | 329.6408 | 329.6408 | 329.6408 | 329.6408 | 442.986 | 442.986 | 442.986 | 422.986 | 1043.1273 | 1460.1158 | 1498.592 | 1811.1206 | 1811.1206 | 5333.8027 | 5333.8027 | 6766.642 | 8050.0674
QLD1 | Pumped Hydro Pump | 490 | 490 | 490 | 490 | 490 | 490 | 490 | 490.0002 | 490.0002 | 490.0002 | 490.0002 | 976.0585 | 1599.2764 | 1599.2764 | 1599.2764 | 1599.2764 | 2773.5803 | 2773.5803 | 3008.3157 | 3008.3157 | 3008.3157 | 3590 | 3590 | 3590 | 3590 | 3590 | 3590 | 3590 | 3590
QLD1 | VPP pump | 6.283 | 9.038 | 13.648 | 20.047 | 28.646 | 39.92 | 51.776 | 66.05 | 86.234 | 109.423 | 142.449 | 168.902 | 199.702 | 230.441 | 262.576 | 295.532 | 329.475 | 362.967 | 395.859 | 429.33 | 463.784 | 499.933 | 537.296 | 565.416 | 594.354 | 624.143 | 654.722 | 685.861 | 717.549
Region | Technology | 2021-22 | 2022-23 | 2023-24 | 2024-25 | 2025-26 | 2026-27 | 2027-28 | 2028-29 | 2029-30 | 2030-31 | 2031-32 | 2032-33 | 2033-34 | 2034-35 | 2035-36 | 2036-37 | 2037-38 | 2038-39 | 2039-40 | 2040-41 | 2041-42 | 2042-43 | 2043-44 | 2044-45 | 2045-46 | 2046-47 | 2047-48 | 2048-49 | 2049-50
VIC1 | Grid Battery pump | 55.33 | 375.33 | 375.33 | 375.33 | 375.33 | 375.33 | 375.33 | 375.33 | 375.33 | 375.33 | 375.33 | 375.3306 | 320.0006 | 320.0006 | 320.0006 | 320.0006 | 320.0006 | 320.0006 | 320.001 | 320.001 | 975.1141 | 675.1141 | 675.1141 | 675.1141 | 675.1141 | 1320.3423 | 1320.3423 | 1793.6646 | 1908.136
VIC1 | Pumped Hydro Pump | 0 | 0 | 0 | 0 | 0 | 0 | 0 | 0 | 0.00011827 | 0.00096576 | 22.5559 | 1710.7002 | 1710.7002 | 1710.7002 | 2190.8396 | 2190.8396 | 2313.4766 | 2313.4766 | 2313.4766 | 2313.4766 | 2400 | 2400 | 2400 | 2400 | 2400 | 2400 | 2400 | 2400 | 2400
VIC1 | VPP pump | 7.967 | 12.184 | 18.007 | 25.892 | 37.312 | 52.961 | 71.587 | 94.075 | 129.773 | 159.421 | 205.486 | 243.58 | 283.23 | 321.698 | 361.635 | 401.73 | 443.322 | 486.699 | 530.824 | 575.442 | 621.935 | 669.907 | 718.015 | 754.911 | 792.922 | 831.94 | 871.864 | 912.314 | 953.272
Region | Technology | 2021-22 | 2022-23 | 2023-24 | 2024-25 | 2025-26 | 2026-27 | 2027-28 | 2028-29 | 2029-30 | 2030-31 | 2031-32 | 2032-33 | 2033-34 | 2034-35 | 2035-36 | 2036-37 | 2037-38 | 2038-39 | 2039-40 | 2040-41 | 2041-42 | 2042-43 | 2043-44 | 2044-45 | 2045-46 | 2046-47 | 2047-48 | 2048-49 | 2049-50
SA1 | Grid Battery pump | 205 | 205 | 205 | 205 | 205 | 205 | 205 | 205 | 205 | 175 | 175 | 175.0012 | 175.0012 | 150.0012 | 598.4622 | 598.4622 | 695.7003 | 695.7003 | 695.7003 | 695.7003 | 1159.2865 | 1159.2865 | 1159.2865 | 1201.887 | 1201.887 | 1201.887 | 1201.887 | 1201.8868 | 1201.8868
SA1 | Pumped Hydro Pump | 0 | 0 | 0 | 0 | 0 | 0 | 0 | 0 | 0 | 0 | 0 | 0 | 0 | 0 | 0 | 0 | 0.00012639 | 0.00012644 | 0.00012649 | 0.00012656 | 0.00020518 | 0.00020529 | 0.00020531 | 0.00045133 | 0.00045138 | 0.0004514 | 0.00045141 | 0.00045143 | 0.00045145
SA1 | VPP pump | 7.403 | 12.575 | 16.369 | 20.818 | 25.878 | 32.539 | 40.105 | 48.895 | 60.853 | 70.614 | 87.129 | 97.388 | 109.546 | 121.655 | 134.326 | 146.657 | 158.138 | 169.176 | 180.255 | 191.186 | 202.356 | 214.599 | 227.014 | 236.682 | 246.511 | 256.534 | 266.715 | 276.923 | 287.161
Region | Technology | 2021-22 | 2022-23 | 2023-24 | 2024-25 | 2025-26 | 2026-27 | 2027-28 | 2028-29 | 2029-30 | 2030-31 | 2031-32 | 2032-33 | 2033-34 | 2034-35 | 2035-36 | 2036-37 | 2037-38 | 2038-39 | 2039-40 | 2040-41 | 2041-42 | 2042-43 | 2043-44 | 2044-45 | 2045-46 | 2046-47 | 2047-48 | 2048-49 | 2049-50
TAS1 | Grid Battery pump | 0 | 0 | 0 | 0 | 0 | 0 | 0 | 0 | 0 | 0 | 0 | 0 | 0 | 0 | 0 | 0 | 0 | 0 | 0.00011643 | 0.00011671 | 0.00011759 | 0.00011784 | 0.00011933 | 0.00013441 | 0.00013581 | 0.00015967 | 0.00016704 | 0.00019366 | 0.00018132
TAS1 | Pumped Hydro Pump | 0 | 0 | 0 | 0 | 0 | 0 | 0 | 0 | 0 | 0 | 0 | 0 | 0 | 0 | 0 | 0 | 0 | 0 | 0.00023393 | 0.00023408 | 0.00023469 | 0.00023506 | 0.0002354 | 0.00023726 | 0.0002388 | 0.00026784 | 0.00026972 | 0.00028307 | 0.00028325
TAS1 | VPP pump | 0.995 | 1.415 | 2.036 | 2.958 | 4.208 | 5.895 | 7.725 | 9.859 | 12.513 | 14.752 | 18.241 | 20.738 | 23.621 | 26.457 | 29.458 | 32.477 | 35.519 | 38.363 | 41.122 | 43.868 | 46.668 | 49.624 | 52.638 | 54.942 | 57.289 | 59.678 | 62.101 | 64.536 | 66.983
Non-controllable capacity
Region | Technology | 2021-22 | 2022-23 | 2023-24 | 2024-25 | 2025-26 | 2026-27 | 2027-28 | 2028-29 | 2029-30 | 2030-31 | 2031-32 | 2032-33 | 2033-34 | 2034-35 | 2035-36 | 2036-37 | 2037-38 | 2038-39 | 2039-40 | 2040-41 | 2041-42 | 2042-43 | 2043-44 | 2044-45 | 2045-46 | 2046-47 | 2047-48 | 2048-49 | 2049-50
NEM | Distributed PV | 13006.6816 | 14224.8792 | 15292.6597 | 16381.0803 | 17541.1041 | 18602.7398 | 19662.1092 | 20484.5331 | 21073.2893 | 21631.3933 | 22277.9233 | 22963.9359 | 23877.2686 | 24756.3331 | 25651.8935 | 26434.6046 | 27315.8111 | 27968.2454 | 28626.6322 | 29309.9993 | 29924.0702 | 30587.1516 | 31477.3629 | 32428.9214 | 33385.576 | 34291.5504 | 35195.7202 | 36032.3688 | 36787.5486
NEM | Behind the meter battery | 544.7 | 647.3 | 764.3 | 905.6 | 1081.3 | 1289.9 | 1455.7 | 1635.5 | 1925.3 | 2247 | 2756.7 | 3073.8 | 3416.8 | 3717.5 | 4007.2 | 4270.9 | 4520.2 | 4758.3 | 4983.6 | 5202 | 5423.5 | 5651.2 | 5870.5 | 5983.1 | 6093.9 | 6203.2 | 6309.6 | 6410.4 | 6506.3
NEM | Behind the meter battery pump | 544.7 | 647.3 | 764.3 | 905.6 | 1081.3 | 1289.9 | 1455.7 | 1635.5 | 1925.3 | 2247 | 2756.7 | 3073.8 | 3416.8 | 3717.5 | 4007.2 | 4270.9 | 4520.2 | 4758.3 | 4983.6 | 5202 | 5423.5 | 5651.2 | 5870.5 | 5983.1 | 6093.9 | 6203.2 | 6309.6 | 6410.4 | 6506.3
Region | Technology | 2021-22 | 2022-23 | 2023-24 | 2024-25 | 2025-26 | 2026-27 | 2027-28 | 2028-29 | 2029-30 | 2030-31 | 2031-32 | 2032-33 | 2033-34 | 2034-35 | 2035-36 | 2036-37 | 2037-38 | 2038-39 | 2039-40 | 2040-41 | 2041-42 | 2042-43 | 2043-44 | 2044-45 | 2045-46 | 2046-47 | 2047-48 | 2048-49 | 2049-50
NSW1 | Distributed PV | 3737.71 | 4047.0972 | 4276.3001 | 4511.1261 | 4815.3821 | 5044.3135 | 5278.3342 | 5484.2823 | 5684.085 | 5871.6786 | 6088.9363 | 6310.131 | 6601.7031 | 6885.3973 | 7196.653 | 7481.676 | 7799.1989 | 8038.4142 | 8273.8079 | 8514.1819 | 8722.285 | 8966.2119 | 9285.2472 | 9619.8883 | 9953.0646 | 10273.535 | 10594.078 | 10890.1448 | 11149.8041
NSW1 | Behind the meter battery | 206.2 | 230.6 | 279.9 | 339.5 | 412.8 | 493.9 | 545.8 | 606.1 | 706.2 | 814.1 | 985.7 | 1082.6 | 1195.3 | 1293.4 | 1388.4 | 1472.6 | 1550.5 | 1624.8 | 1693.8 | 1760.5 | 1829.4 | 1900.5 | 1969.8 | 2006.5 | 2042.7 | 2078.5 | 2113.3 | 2146 | 2177
NSW1 | Behind the meter battery pump | 206.2 | 230.6 | 279.9 | 339.5 | 412.8 | 493.9 | 545.8 | 606.1 | 706.2 | 814.1 | 985.7 | 1082.6 | 1195.3 | 1293.4 | 1388.4 | 1472.6 | 1550.5 | 1624.8 | 1693.8 | 1760.5 | 1829.4 | 1900.5 | 1969.8 | 2006.5 | 2042.7 | 2078.5 | 2113.3 | 2146 | 2177
Region | Technology | 2021-22 | 2022-23 | 2023-24 | 2024-25 | 2025-26 | 2026-27 | 2027-28 | 2028-29 | 2029-30 | 2030-31 | 2031-32 | 2032-33 | 2033-34 | 2034-35 | 2035-36 | 2036-37 | 2037-38 | 2038-39 | 2039-40 | 2040-41 | 2041-42 | 2042-43 | 2043-44 | 2044-45 | 2045-46 | 2046-47 | 2047-48 | 2048-49 | 2049-50
QLD1 | Distributed PV | 3916.3055 | 4142.5532 | 4336.6096 | 4528.467 | 4727.611 | 4909.4651 | 5088.6729 | 5253.6436 | 5431.4722 | 5610.0033 | 5810.8232 | 6019.4889 | 6302.7184 | 6567.2092 | 6810.6754 | 7014.3019 | 7245.4789 | 7413.5796 | 7586.3036 | 7773.2087 | 7946.4691 | 8130.8672 | 8361.9191 | 8609.5702 | 8858.2352 | 9095.8901 | 9330.6571 | 9552.0789 | 9761.0817
QLD1 | Behind the meter battery | 92.7 | 104.9 | 129.2 | 159.1 | 194.9 | 236.7 | 269 | 303 | 354 | 433.7 | 547.4 | 624.5 | 711.1 | 789.4 | 864.8 | 936.1 | 1004.8 | 1069.3 | 1129.7 | 1188.8 | 1247.3 | 1307 | 1365.4 | 1395.4 | 1425 | 1454.3 | 1483 | 1510.7 | 1537.5
QLD1 | Behind the meter battery pump | 92.7 | 104.9 | 129.2 | 159.1 | 194.9 | 236.7 | 269 | 303 | 354 | 433.7 | 547.4 | 624.5 | 711.1 | 789.4 | 864.8 | 936.1 | 1004.8 | 1069.3 | 1129.7 | 1188.8 | 1247.3 | 1307 | 1365.4 | 1395.4 | 1425 | 1454.3 | 1483 | 1510.7 | 1537.5
Region | Technology | 2021-22 | 2022-23 | 2023-24 | 2024-25 | 2025-26 | 2026-27 | 2027-28 | 2028-29 | 2029-30 | 2030-31 | 2031-32 | 2032-33 | 2033-34 | 2034-35 | 2035-36 | 2036-37 | 2037-38 | 2038-39 | 2039-40 | 2040-41 | 2041-42 | 2042-43 | 2043-44 | 2044-45 | 2045-46 | 2046-47 | 2047-48 | 2048-49 | 2049-50
VIC1 | Distributed PV | 3384.7909 | 3958.6096 | 4519.9081 | 5093.6761 | 5662.8487 | 6230.9394 | 6797.0106 | 7165.1329 | 7320.8549 | 7460.899 | 7628.0635 | 7808.5128 | 8055.4056 | 8292.8816 | 8553.5922 | 8775.0681 | 9031.8771 | 9223.5199 | 9419.1702 | 9606.5992 | 9787.397 | 9964.4167 | 10222.967 | 10497.9597 | 10788.7145 | 11057.8052 | 11330.5183 | 11571.16 | 11796.186
VIC1 | Behind the meter battery | 119.3 | 144.5 | 174.6 | 210.9 | 260.8 | 322.4 | 382 | 445 | 550.8 | 649.2 | 807.8 | 920.5 | 1028.7 | 1122.2 | 1211.6 | 1293.1 | 1372.3 | 1450.8 | 1527 | 1601 | 1676.6 | 1752.8 | 1824.8 | 1861.6 | 1898 | 1933.9 | 1968.8 | 2002 | 2033.5
VIC1 | Behind the meter battery pump | 119.3 | 144.5 | 174.6 | 210.9 | 260.8 | 322.4 | 382 | 445 | 550.8 | 649.2 | 807.8 | 920.5 | 1028.7 | 1122.2 | 1211.6 | 1293.1 | 1372.3 | 1450.8 | 1527 | 1601 | 1676.6 | 1752.8 | 1824.8 | 1861.6 | 1898 | 1933.9 | 1968.8 | 2002 | 2033.5
Region | Technology | 2021-22 | 2022-23 | 2023-24 | 2024-25 | 2025-26 | 2026-27 | 2027-28 | 2028-29 | 2029-30 | 2030-31 | 2031-32 | 2032-33 | 2033-34 | 2034-35 | 2035-36 | 2036-37 | 2037-38 | 2038-39 | 2039-40 | 2040-41 | 2041-42 | 2042-43 | 2043-44 | 2044-45 | 2045-46 | 2046-47 | 2047-48 | 2048-49 | 2049-50
SA1 | Distributed PV | 1769.3743 | 1860.4858 | 1931.5703 | 2006.2437 | 2079.5262 | 2145.1152 | 2213.1578 | 2286.6978 | 2331.4307 | 2373.5904 | 2422.0252 | 2480.1325 | 2554.8207 | 2631.6817 | 2692.8516 | 2748.4629 | 2801.3577 | 2839.9127 | 2879.8268 | 2931.2379 | 2971.4767 | 3015.2011 | 3078.5992 | 3152.1736 | 3216.472 | 3276.4829 | 3334.9137 | 3396.3866 | 3445.1749
SA1 | Behind the meter battery | 111.8 | 150.7 | 160.9 | 172.1 | 183.3 | 200.8 | 217.2 | 234.2 | 260.6 | 289.5 | 343.7 | 367.6 | 395.9 | 420.5 | 444.3 | 465.4 | 483.5 | 499.7 | 515.1 | 529.6 | 544.1 | 560.6 | 576.1 | 583.3 | 590.2 | 596.8 | 603.1 | 608.8 | 614
SA1 | Behind the meter battery pump | 111.8 | 150.7 | 160.9 | 172.1 | 183.3 | 200.8 | 217.2 | 234.2 | 260.6 | 289.5 | 343.7 | 367.6 | 395.9 | 420.5 | 444.3 | 465.4 | 483.5 | 499.7 | 515.1 | 529.6 | 544.1 | 560.6 | 576.1 | 583.3 | 590.2 | 596.8 | 603.1 | 608.8 | 614
Region | Technology | 2021-22 | 2022-23 | 2023-24 | 2024-25 | 2025-26 | 2026-27 | 2027-28 | 2028-29 | 2029-30 | 2030-31 | 2031-32 | 2032-33 | 2033-34 | 2034-35 | 2035-36 | 2036-37 | 2037-38 | 2038-39 | 2039-40 | 2040-41 | 2041-42 | 2042-43 | 2043-44 | 2044-45 | 2045-46 | 2046-47 | 2047-48 | 2048-49 | 2049-50
TAS1 | Distributed PV | 198.501 | 216.1334 | 228.2716 | 241.5674 | 255.7361 | 272.9066 | 284.9338 | 294.7765 | 305.4465 | 315.222 | 328.075 | 345.6708 | 362.6207 | 379.1633 | 398.1214 | 415.0956 | 437.8985 | 452.8191 | 467.5238 | 484.7715 | 496.4424 | 510.4546 | 528.6303 | 549.3296 | 569.0898 | 587.8371 | 605.553 | 622.5986 | 635.3019
TAS1 | Behind the meter battery | 14.7 | 16.6 | 19.7 | 24 | 29.5 | 36.1 | 41.7 | 47.2 | 53.7 | 60.5 | 72.1 | 78.6 | 85.8 | 92 | 98.1 | 103.7 | 109.1 | 113.7 | 118 | 122.1 | 126.1 | 130.3 | 134.4 | 136.3 | 138 | 139.7 | 141.4 | 142.9 | 144.3
TAS1 | Behind the meter battery pump | 14.7 | 16.6 | 19.7 | 24 | 29.5 | 36.1 | 41.7 | 47.2 | 53.7 | 60.5 | 72.1 | 78.6 | 85.8 | 92 | 98.1 | 103.7 | 109.1 | 113.7 | 118 | 122.1 | 126.1 | 130.3 | 134.4 | 136.3 | 138 | 139.7 | 141.4 | 142.9 | 144.3

## BaseCase_VOM Cost
VOM cost by technology ($000s) - Base Case, Central High Electrification Sensitivity
VOM | Real June 2020 dollars discounted to 1 July 2020
Explicitly modelled generation
Region | Technology | 2021-22 | 2022-23 | 2023-24 | 2024-25 | 2025-26 | 2026-27 | 2027-28 | 2028-29 | 2029-30 | 2030-31 | 2031-32 | 2032-33 | 2033-34 | 2034-35 | 2035-36 | 2036-37 | 2037-38 | 2038-39 | 2039-40 | 2040-41 | 2041-42 | 2042-43 | 2043-44 | 2044-45 | 2045-46 | 2046-47 | 2047-48 | 2048-49 | 2049-50
NEM | Black Coal | 301911.994 | 263148.5783 | 240386.2719 | 207877.5164 | 175989.5148 | 161047.5023 | 143118.8615 | 142932.0583 | 129395.193 | 119745.8275 | 106804.3118 | 68698.6456 | 68183.8426 | 57783.2813 | 45988.7953 | 42563.2502 | 40907.8734 | 38714.6733 | 33993.3478 | 32641.0577 | 25757.3049 | 16412.9637 | 14031.46 | 10851.7465 | 9228.4402 | 8341.1237 | 7724.8061 | 6977.6105 | 6200.6152
NEM | Brown Coal | 106086.7095 | 87502.7295 | 88158.081 | 41833.83 | 41276.5512 | 32845.3958 | 4696.638 | 3654.5856 | 3530.7368 | 3334.5048 | 2982.1088 | 2884.728 | 2932.6813 | 2486.4008 | 2322.8014 | 2075.3129 | 1788.4041 | 1970.3909 | 1642.5112 | 1029.1012 | 1430.0358 | 1601.7733 | 1572.499 | 1385.663 | 1247.464 | 1415.9529 | 0.00099277 | 0 | 0
NEM | CCGT | 15640.077 | 14903.8577 | 11598.7976 | 18297.729 | 20330.9787 | 15137.2938 | 15208.0473 | 14102.2194 | 18483.9051 | 18261.4261 | 19667.7454 | 21239.8223 | 25041.6412 | 22131.3536 | 17436.5411 | 14258.4294 | 13335.4515 | 12900.2954 | 10240.5526 | 10915.1183 | 10893.6508 | 11703.8549 | 6029.4438 | 6217.4371 | 2946.1048 | 2057.4907 | 1968.9487 | 1869.9217 | 1786.0743
NEM | Gas - Steam | 1710.6404 | 1665.8208 | 1762.0137 | 767.0352 | 697.6769 | 716.0651 | 626.7872 | 650.9603 | 542.2853 | 596.0454 | 707.1564 | 973.9746 | 1203.1659 | 1581.1779 | 482.1455 | 489.4306 | 823.436 | 856.0252 | 344.7818 | 443.5825 | 402.6205 | 499.5543 | 341.2668 | 348.4355 | 371.189 | 0 | 0 | 0 | 0
NEM | OCGT / Diesel | 550.5538 | 243.1729 | 964.7146 | 2298.7734 | 1609.4156 | 1876.6628 | 1436.649 | 2021.2824 | 1508.3612 | 2300.2518 | 3552.3877 | 5317.9859 | 4293.4458 | 5852.2021 | 4771.8366 | 5246.2193 | 10252.3156 | 7612.9159 | 14370.6503 | 19431.6837 | 15575.6511 | 18533.5536 | 21285.9829 | 12037.3514 | 13221.2541 | 14290.1684 | 10991.2528 | 11917.2767 | 11690.7896
NEM | Hydro | 90306.7729 | 89615.2072 | 80504.0559 | 91307.333 | 89053.6082 | 80226.4715 | 77886.6279 | 81793.8259 | 71921.1235 | 65710.5701 | 61324.3375 | 58642.1467 | 61237.6827 | 60346.587 | 55708.823 | 50928.9862 | 54381.3455 | 45688.0755 | 41548.0575 | 37966.3393 | 36760.736 | 38612.9619 | 37060.235 | 33534.1931 | 32855.2769 | 35976.8893 | 31009.8673 | 28173.5841 | 26584.7427
NEM | Wind | 66728.264 | 78770.4788 | 66395.5081 | 63870.5116 | 63595.6819 | 63563.9555 | 60094.9536 | 49581.976 | 47356.5659 | 43808.9036 | 44680.4017 | 37694.2382 | 35428.3185 | 32201.5203 | 32506.9082 | 30582.6234 | 23597.2019 | 22079.6502 | 18759.7379 | 16935.8471 | 15083.6062 | 14183.276 | 10813.9278 | 9085.1496 | 6495.0551 | 4875.7285 | 4549.4931 | 3976.1924 | 2870.0669
NEM | Solar PV | 13.5121 | 15.8213 | 15.3509 | 14.0481 | 13.1168 | 15.2584 | 14.7402 | 12.3438 | 24.3674 | 29.3798 | 60.9692 | 138.6339 | 154.2736 | 143.5213 | 151.2967 | 148.2751 | 176.2279 | 174.6322 | 181.7171 | 187.2156 | 211.7215 | 227.8285 | 212.6113 | 214.1464 | 206.3972 | 225.2919 | 224.4678 | 218.9932 | 226.004
NEM | Grid Battery | 0.12401 | 0.1881 | 0.21582 | 0.26045 | 0.25595 | 0.25273 | 0.23345 | 0.21117 | 0.20012 | 0.18736 | 0.181 | 0.70705 | 0.81819 | 0.77619 | 1.3724 | 1.3104 | 1.4651 | 1.3853 | 1.8867 | 1.762 | 5.0723 | 5.1595 | 4.7713 | 5.0265 | 4.7572 | 7.308 | 7.0832 | 7.662 | 7.6646
NEM | Pumped Hydro | 1943.6576 | 2662.9759 | 3057.9852 | 3284.4926 | 2664.6738 | 3001.3733 | 3632.4868 | 3233.053 | 3464.2823 | 3611.8278 | 3568.3522 | 3268.089 | 2697.0472 | 2308.4528 | 2476.9114 | 2336.5268 | 1838.5548 | 1732.5299 | 1935.6852 | 1499.6843 | 1655.7974 | 1555.287 | 1047.0188 | 1216.8596 | 1170.0038 | 983.0118 | 951.1236 | 714.006 | 544.7627
NEM | VPP | 0.13644 | 0.23962 | 0.4413 | 0.68566 | 0.95443 | 1.2936 | 1.519 | 1.7307 | 2.159 | 2.5389 | 3.1012 | 2.9816 | 3.1344 | 3.3283 | 3.5528 | 3.6626 | 3.5441 | 3.626 | 3.6439 | 3.685 | 3.5646 | 3.5343 | 3.1052 | 3.3108 | 3.1884 | 2.8891 | 2.7628 | 2.6254 | 2.2978
Total excluding storage |  | 582948.5236 | 535865.6665 | 489784.7938 | 426266.7766 | 392566.5442 | 355428.6053 | 303083.3048 | 294749.2518 | 272762.5381 | 253786.9091 | 239779.4185 | 195590.1753 | 198475.0515 | 182526.0444 | 159369.1478 | 146292.5271 | 145262.2559 | 129996.6586 | 121081.3561 | 119549.9454 | 106115.3268 | 101775.7663 | 91347.4268 | 73674.1226 | 66571.1813 | 67182.6454 | 56468.8367 | 53133.5786 | 49358.2928
Region | Technology | 2021-22 | 2022-23 | 2023-24 | 2024-25 | 2025-26 | 2026-27 | 2027-28 | 2028-29 | 2029-30 | 2030-31 | 2031-32 | 2032-33 | 2033-34 | 2034-35 | 2035-36 | 2036-37 | 2037-38 | 2038-39 | 2039-40 | 2040-41 | 2041-42 | 2042-43 | 2043-44 | 2044-45 | 2045-46 | 2046-47 | 2047-48 | 2048-49 | 2049-50
NSW1 | Black Coal | 167917.759 | 142994.3295 | 120241.4975 | 118697.9005 | 93314.4415 | 82645.2543 | 76843.3848 | 78285.0172 | 69739.2544 | 64618.7949 | 56393.4135 | 18829.6916 | 23417.7737 | 19581.2354 | 11030.1145 | 12556.7545 | 13232.5375 | 12216.173 | 11053.304 | 9230.2472 | 5107.9252 | 0 | 0 | 0 | 0 | 0 | 0 | 0 | 0
NSW1 | Brown Coal | 0 | 0 | 0 | 0 | 0 | 0 | 0 | 0 | 0 | 0 | 0 | 0 | 0 | 0 | 0 | 0 | 0 | 0 | 0 | 0 | 0 | 0 | 0 | 0 | 0 | 0 | 0 | 0 | 0
NSW1 | CCGT | 229.4622 | 219.6622 | 636.9222 | 1492.7206 | 2023.196 | 743.2699 | 1202.1265 | 1403.132 | 3611.4112 | 3331.7996 | 3146.8704 | 4339.4149 | 5067.7456 | 4949.1968 | 3513.1119 | 3347.3439 | 4072.8718 | 4229.0158 | 3702.272 | 3611.8192 | 3881.8661 | 3835.0485 | 133.1423 | 0.00032642 | 0.00031487 | 0.00034953 | 0.00033123 | 0.0003079 | 0.00028886
NSW1 | Gas - Steam | 0 | 0 | 0 | 0 | 0 | 0 | 0 | 0 | 0 | 0 | 0 | 0 | 0 | 0 | 0 | 0 | 0 | 0 | 0 | 0 | 0 | 0 | 0 | 0 | 0 | 0 | 0 | 0 | 0
NSW1 | OCGT / Diesel | 0.00019503 | 0.00019345 | 78.264 | 477.6462 | 90.0485 | 146.0631 | 125.0118 | 226.6757 | 132.466 | 253.5118 | 256.0054 | 638.8038 | 424.2264 | 1099.336 | 1419.3912 | 1436.396 | 2953.0381 | 1845.0594 | 4978.1007 | 7801.8773 | 4389.9651 | 6036.6316 | 9077.5617 | 2929.5133 | 2820.9489 | 4628.4378 | 6088.9808 | 6129.5675 | 5834.0092
NSW1 | Hydro | 14558.2687 | 14575.9257 | 12740.5613 | 16951.5764 | 15462.5478 | 13822.8498 | 14387.3351 | 17430.4252 | 14450.8069 | 12443.2551 | 13037.5337 | 11744.3764 | 12954.4706 | 13365.237 | 12575.3896 | 11246.1731 | 14217.4629 | 11436.7187 | 9997.6637 | 8785.5917 | 8251.9673 | 9248.8978 | 9024.7664 | 8728.4743 | 8329.1963 | 9245.6829 | 7307.2408 | 6421.9314 | 5678.942
NSW1 | Wind | 15658.0702 | 17463.2511 | 15519.8594 | 14474.51 | 14634.4779 | 14745.3728 | 13675.5138 | 10724.6439 | 9221.6435 | 9351.3848 | 10269.5234 | 8834.8512 | 8303.1754 | 7745.1105 | 7882.5639 | 7250.0006 | 4809.0107 | 3724.4534 | 3658.4227 | 3174.0329 | 2997.2384 | 2801.2518 | 1889.2046 | 1828.7104 | 1718.016 | 966.3782 | 871.0988 | 835.3113 | 785.9461
NSW1 | Solar PV | 4.9791 | 5.7841 | 5.5559 | 5.1042 | 4.6301 | 6.7794 | 6.5228 | 5.5305 | 17.4231 | 18.7136 | 28.5497 | 79.3737 | 88.6101 | 81.9548 | 89.7152 | 85.9679 | 100.8504 | 99.9322 | 102.1377 | 104.0603 | 115.329 | 124.9916 | 115.7884 | 118.5104 | 111.9393 | 106.1669 | 104.3451 | 104.1551 | 102.5638
NSW1 | Grid Battery | 1.8066e-07 | 1.8627e-07 | 1.7916e-07 | 1.7118e-07 | 1.5901e-07 | 1.5693e-07 | 1.7387e-07 | 1.9097e-07 | 2.9872e-07 | 3.1975e-07 | 3.3751e-07 | 0.21222 | 0.20052 | 0.19251 | 0.18624 | 0.17708 | 0.16486 | 0.1575 | 0.70615 | 0.65664 | 2.3395 | 2.2298 | 2.0647 | 2.0729 | 1.9584 | 1.843 | 1.7388 | 1.7044 | 1.5854
NSW1 | Pumped Hydro | 469.1681 | 741.2577 | 904.9057 | 1074.0428 | 527.2388 | 644.7358 | 972.0123 | 849.227 | 966.7028 | 1125.0592 | 1197.6785 | 1109.7939 | 1064.7872 | 794.5589 | 899.597 | 862.4548 | 798.5616 | 685.8601 | 790.7291 | 566.6559 | 645.6714 | 676.6521 | 457.8341 | 539.1169 | 598.3025 | 536.1986 | 468.1336 | 438.7282 | 314.552
NSW1 | VPP | 0.028229 | 0.052445 | 0.14997 | 0.22925 | 0.33734 | 0.47611 | 0.54669 | 0.61184 | 0.75906 | 0.89073 | 1.0514 | 1.0361 | 1.104 | 1.1581 | 1.2333 | 1.2652 | 1.2437 | 1.2762 | 1.2486 | 1.2456 | 1.217 | 1.2615 | 1.094 | 1.1961 | 1.1631 | 1.1101 | 1.0438 | 1.0741 | 0.92511
Total excluding storage |  | 198368.5394 | 175258.9528 | 149222.6603 | 152099.4578 | 125529.3417 | 112109.5894 | 106239.8948 | 108075.4245 | 97173.0052 | 90017.4598 | 83131.8961 | 44466.5115 | 50256.0018 | 46822.0705 | 36510.2864 | 35922.636 | 39385.7714 | 33551.3526 | 33491.9008 | 32707.6287 | 24744.2912 | 22046.8213 | 20240.4634 | 13605.2087 | 12980.1009 | 14946.6662 | 14371.6659 | 13490.9657 | 12401.4615
Region | Technology | 2021-22 | 2022-23 | 2023-24 | 2024-25 | 2025-26 | 2026-27 | 2027-28 | 2028-29 | 2029-30 | 2030-31 | 2031-32 | 2032-33 | 2033-34 | 2034-35 | 2035-36 | 2036-37 | 2037-38 | 2038-39 | 2039-40 | 2040-41 | 2041-42 | 2042-43 | 2043-44 | 2044-45 | 2045-46 | 2046-47 | 2047-48 | 2048-49 | 2049-50
QLD1 | Black Coal | 133994.235 | 120154.2488 | 120144.7744 | 89179.6159 | 82675.0734 | 78402.248 | 66275.4766 | 64647.0411 | 59655.9386 | 55127.0326 | 50410.8983 | 49868.954 | 44766.0689 | 38202.046 | 34958.6808 | 30006.4957 | 27675.3359 | 26498.5003 | 22940.0438 | 23410.8105 | 20649.3797 | 16412.9637 | 14031.46 | 10851.7465 | 9228.4402 | 8341.1237 | 7724.8061 | 6977.6105 | 6200.6152
QLD1 | Brown Coal | 0 | 0 | 0 | 0 | 0 | 0 | 0 | 0 | 0 | 0 | 0 | 0 | 0 | 0 | 0 | 0 | 0 | 0 | 0 | 0 | 0 | 0 | 0 | 0 | 0 | 0 | 0 | 0 | 0
QLD1 | CCGT | 7664.8285 | 7318.7055 | 7767.5919 | 12523.4595 | 13254.7353 | 10561.5061 | 11364.9162 | 10443.9188 | 11987.3805 | 11859.0951 | 12934.4067 | 13041.4832 | 15511.5202 | 12681.2054 | 10969.7191 | 8158.8304 | 9262.5793 | 8671.2791 | 6538.2802 | 7303.2986 | 7011.784 | 7868.8059 | 5896.3009 | 6217.4362 | 2946.1039 | 2057.4897 | 1968.9477 | 1869.9206 | 1786.0733
QLD1 | Gas - Steam | 254.502 | 244.4103 | 461.8541 | 441.4464 | 417.2307 | 399.8678 | 382.1481 | 364.0688 | 345.7477 | 330.6563 | 315.7073 | 300.0054 | 534.1219 | 380.8067 | 280.2081 | 327.8473 | 391.1888 | 397.4252 | 344.7818 | 443.5825 | 402.6205 | 499.5543 | 341.2668 | 348.4355 | 371.189 | 0 | 0 | 0 | 0
QLD1 | OCGT / Diesel | 0.00036106 | 0.00035397 | 0.00035932 | 674.7086 | 333.69 | 293.9255 | 518.013 | 864.1225 | 658.8732 | 1028.429 | 1840.7185 | 2405.5916 | 1726.5596 | 1350.6109 | 1214.2614 | 1977.7508 | 3227.168 | 1821.6675 | 2603.4298 | 3244.3125 | 3357.6395 | 4086.7882 | 2450.9642 | 3295.8106 | 4284.179 | 2850.02 | 1439.7058 | 1616.5929 | 972.3817
QLD1 | Hydro | 4643.1544 | 4408.7749 | 4206.5566 | 3980.663 | 3781.1156 | 3598.1212 | 3425.1731 | 3235.0317 | 3078.8248 | 2860.6698 | 2796.2929 | 2642.104 | 2505.7264 | 2357.4612 | 2193.1426 | 2076.1423 | 697.0701 | 651.1469 | 600.5177 | 537.6756 | 533.7811 | 0 | 0 | 0 | 0 | 0 | 0 | 0 | 0
QLD1 | Wind | 5097.0303 | 7774.8711 | 7294.3689 | 6609.6052 | 7481.6618 | 6911.4689 | 6979.4725 | 6041.5952 | 5852.2752 | 5683.7234 | 4780.9725 | 4625.9725 | 4035.7106 | 4334.129 | 3683.3303 | 3727.6617 | 3396.0917 | 3378.7758 | 3113.1028 | 2549.7741 | 2396.046 | 1906.5461 | 1609.3467 | 806.3519 | 831.7155 | 595.8474 | 568.1358 | 455.6961 | 337.4604
QLD1 | Solar PV | 5.1758 | 6.7105 | 6.5261 | 5.9521 | 5.7564 | 5.7532 | 5.5568 | 4.4257 | 4.5781 | 4.5419 | 9.386 | 20.342 | 29.5343 | 27.4051 | 26.9285 | 25.6573 | 40.1029 | 40.9939 | 46.82 | 51.3116 | 54.0333 | 64.1721 | 57.9025 | 57.1206 | 53.3321 | 73.1481 | 75.3168 | 71.0902 | 78.0803
QLD1 | Grid Battery | 1.2999e-07 | 0.019316 | 0.021477 | 0.024685 | 0.023581 | 0.023407 | 0.023625 | 0.021084 | 0.019848 | 0.019382 | 0.018294 | 0.35426 | 0.50391 | 0.48544 | 0.47429 | 0.4585 | 0.55123 | 0.52413 | 0.50289 | 0.47463 | 1.0831 | 1.4237 | 1.3628 | 1.542 | 1.4472 | 3.7528 | 3.7034 | 4.0965 | 4.3199
QLD1 | Pumped Hydro | 1474.4895 | 1921.7182 | 2153.0795 | 2210.4498 | 2137.435 | 2356.6375 | 2660.4745 | 2383.826 | 2497.5795 | 2486.7685 | 2370.5945 | 2153.2901 | 1627.6149 | 1509.6256 | 1571.969 | 1468.9379 | 1034.8663 | 1041.8756 | 1140.1714 | 928.6634 | 1005.6619 | 874.558 | 585.6578 | 673.9772 | 568.039 | 443.4185 | 479.7286 | 272.1593 | 227.3931
QLD1 | VPP | 0.031412 | 0.050753 | 0.079573 | 0.1357 | 0.18855 | 0.2497 | 0.31269 | 0.35252 | 0.42771 | 0.52907 | 0.66728 | 0.6418 | 0.67546 | 0.72609 | 0.79372 | 0.82506 | 0.7791 | 0.82708 | 0.81553 | 0.87878 | 0.85016 | 0.81332 | 0.71085 | 0.68046 | 0.60912 | 0.46299 | 0.48848 | 0.30498 | 0.30293
Total excluding storage |  | 151658.9264 | 139907.7215 | 139881.6723 | 113415.4508 | 107949.2633 | 100172.8907 | 88950.7564 | 85600.2037 | 81583.6182 | 76894.1481 | 73088.3822 | 72904.4527 | 69109.2419 | 59333.6643 | 53326.2708 | 46300.3855 | 44689.5366 | 41459.7887 | 36186.976 | 37540.7654 | 34405.2841 | 30838.8303 | 24387.241 | 21576.9013 | 17714.9596 | 13917.6289 | 11776.9122 | 10990.9104 | 9374.611
Region | Technology | 2021-22 | 2022-23 | 2023-24 | 2024-25 | 2025-26 | 2026-27 | 2027-28 | 2028-29 | 2029-30 | 2030-31 | 2031-32 | 2032-33 | 2033-34 | 2034-35 | 2035-36 | 2036-37 | 2037-38 | 2038-39 | 2039-40 | 2040-41 | 2041-42 | 2042-43 | 2043-44 | 2044-45 | 2045-46 | 2046-47 | 2047-48 | 2048-49 | 2049-50
VIC1 | Black Coal | 0 | 0 | 0 | 0 | 0 | 0 | 0 | 0 | 0 | 0 | 0 | 0 | 0 | 0 | 0 | 0 | 0 | 0 | 0 | 0 | 0 | 0 | 0 | 0 | 0 | 0 | 0 | 0 | 0
VIC1 | Brown Coal | 106086.7095 | 87502.7295 | 88158.081 | 41833.83 | 41276.5512 | 32845.3958 | 4696.638 | 3654.5856 | 3530.7368 | 3334.5048 | 2982.1088 | 2884.728 | 2932.6813 | 2486.4008 | 2322.8014 | 2075.3129 | 1788.4041 | 1970.3909 | 1642.5112 | 1029.1012 | 1430.0358 | 1601.7733 | 1572.499 | 1385.663 | 1247.464 | 1415.9529 | 0.00099277 | 0 | 0
VIC1 | CCGT | 0.00010708 | 0.00010064 | 0.00010006 | 0.00015534 | 0.00015064 | 0.00014814 | 0.00015577 | 0.00014864 | 0.00015076 | 0.0001531 | 0.00014615 | 0.00017982 | 0.0001749 | 0.00016478 | 0.00015252 | 0.00014462 | 0.00016851 | 0.00016337 | 0.00019352 | 0.00018315 | 0.00029896 | 0.00029574 | 0.0003838 | 0.00036464 | 0.00035602 | 0.00038645 | 0.00036803 | 0.00050414 | 0.00052869
VIC1 | Gas - Steam | 18.2002 | 7.2845 | 16.1246 | 114.325 | 87.1739 | 97.0012 | 109.5542 | 135.6721 | 73.4944 | 101.2787 | 150.7339 | 265.2385 | 187.5247 | 373.9398 | 201.9374 | 161.5833 | 432.2472 | 458.5999 | 0 | 0 | 0 | 0 | 0 | 0 | 0 | 0 | 0 | 0 | 0
VIC1 | OCGT / Diesel | 75.8299 | 0.00037433 | 80.1907 | 331.3638 | 200.335 | 538.681 | 354.0512 | 444.8762 | 281.4422 | 410.7087 | 477.5601 | 728.1031 | 339.1646 | 1131.8194 | 898.4574 | 801.5513 | 1474.2507 | 1181.1147 | 3730.9128 | 5185.0361 | 4839.368 | 5113.4194 | 6028.1264 | 4931.4598 | 5257.1218 | 5937.9143 | 2682.9987 | 3289.5634 | 4114.9412
VIC1 | Hydro | 18550.4461 | 17790.1373 | 15483.752 | 18117.3745 | 17607.0887 | 15871.1937 | 15251.2463 | 18329.1392 | 14460.3299 | 11794.0812 | 11304.7334 | 9702.9447 | 11480.14 | 11177.0933 | 10120.7002 | 9660.4093 | 11667.2503 | 9219.0466 | 7543.1696 | 7176.4963 | 6229.6386 | 7296.3939 | 7139.4293 | 6450.7992 | 6179.2122 | 7409.5655 | 5873.839 | 4774.5944 | 4558.8993
VIC1 | Wind | 26959.7602 | 32831.3795 | 26555.0112 | 25757.9863 | 25281.0243 | 25093.2766 | 23767.1997 | 19736.6806 | 19888.4345 | 17700.7561 | 18595.6388 | 15236.8248 | 14684.3782 | 12736.7982 | 13409.9438 | 12937.5043 | 9800.2992 | 9670.0708 | 8047.6816 | 7465.8735 | 6405.9642 | 6314.3132 | 4895.0771 | 4281.2491 | 2258.9541 | 1959.4495 | 1805.5239 | 1517.9484 | 586.7882
VIC1 | Solar PV | 2.475 | 2.3463 | 2.325 | 2.1268 | 1.9257 | 1.9396 | 1.8872 | 1.6859 | 1.6682 | 5.4526 | 21.2435 | 36.84 | 32.7191 | 30.8756 | 31.3231 | 30.5495 | 26.2464 | 25.3254 | 24.8699 | 23.879 | 35.0655 | 31.9687 | 30.1759 | 30.2772 | 33.1324 | 39.4475 | 38.6046 | 37.9783 | 37.5548
VIC1 | Grid Battery | 0.045411 | 0.092142 | 0.10264 | 0.14792 | 0.14797 | 0.14679 | 0.13437 | 0.12192 | 0.11688 | 0.10825 | 0.10812 | 0.090985 | 0.068026 | 0.063867 | 0.06597 | 0.062771 | 0.055769 | 0.051591 | 0.050775 | 0.046424 | 0.67364 | 0.60321 | 0.55458 | 0.56782 | 0.54162 | 1.0005 | 0.95402 | 1.2152 | 1.173
VIC1 | Pumped Hydro | 0 | 0 | 1.5905e-07 | 3.0312e-07 | 2.869e-07 | 4.5007e-07 | 4.1746e-07 | 3.965e-07 | 4.4878e-07 | 3.4179e-06 | 0.079113 | 5.005 | 4.6451 | 4.2682 | 5.3454 | 5.1341 | 5.1269 | 4.7942 | 4.7847 | 4.365 | 4.4641 | 4.0768 | 3.527 | 3.7654 | 3.6624 | 3.3947 | 3.2614 | 3.1184 | 2.8176
VIC1 | VPP | 0.026004 | 0.05153 | 0.084 | 0.17154 | 0.24994 | 0.35102 | 0.41566 | 0.49458 | 0.65891 | 0.76473 | 0.97364 | 0.91315 | 0.95395 | 1.0175 | 1.1315 | 1.1644 | 1.1164 | 1.126 | 1.1758 | 1.162 | 1.1222 | 1.1007 | 0.98357 | 1.0912 | 1.0816 | 1.0229 | 0.94841 | 0.95489 | 0.81812
Total excluding storage |  | 151693.4211 | 138133.8776 | 130295.4845 | 86157.0065 | 84454.099 | 74447.4882 | 44180.5767 | 42302.6398 | 38236.1062 | 33346.7823 | 33532.0187 | 28854.6792 | 29656.608 | 27936.9272 | 26985.1635 | 25666.9108 | 25188.6981 | 22524.5486 | 20989.1452 | 20880.3863 | 18940.0723 | 20357.8688 | 19665.3081 | 17079.4486 | 14975.8849 | 16762.3301 | 10400.9676 | 9620.085 | 9298.184
Region | Technology | 2021-22 | 2022-23 | 2023-24 | 2024-25 | 2025-26 | 2026-27 | 2027-28 | 2028-29 | 2029-30 | 2030-31 | 2031-32 | 2032-33 | 2033-34 | 2034-35 | 2035-36 | 2036-37 | 2037-38 | 2038-39 | 2039-40 | 2040-41 | 2041-42 | 2042-43 | 2043-44 | 2044-45 | 2045-46 | 2046-47 | 2047-48 | 2048-49 | 2049-50
SA1 | Black Coal | 0 | 0 | 0 | 0 | 0 | 0 | 0 | 0 | 0 | 0 | 0 | 0 | 0 | 0 | 0 | 0 | 0 | 0 | 0 | 0 | 0 | 0 | 0 | 0 | 0 | 0 | 0 | 0 | 0
SA1 | Brown Coal | 0 | 0 | 0 | 0 | 0 | 0 | 0 | 0 | 0 | 0 | 0 | 0 | 0 | 0 | 0 | 0 | 0 | 0 | 0 | 0 | 0 | 0 | 0 | 0 | 0 | 0 | 0 | 0 | 0
SA1 | CCGT | 7745.7861 | 7365.4898 | 3194.2833 | 4281.5486 | 5053.0471 | 3832.5176 | 2641.0043 | 2255.1683 | 2885.1131 | 3070.5311 | 3586.4681 | 3858.924 | 4462.3752 | 4500.9511 | 2953.7099 | 2752.2549 | 0.00019104 | 0.00018396 | 0.00017622 | 0.00016589 | 0.00021439 | 0.00020983 | 0.00020872 | 0.00018947 | 0.00018485 | 0.00018241 | 0.00017201 | 0.00016223 | 0.00015284
SA1 | Gas - Steam | 1437.9382 | 1414.126 | 1284.035 | 211.2637 | 193.2723 | 219.1961 | 135.085 | 151.2194 | 123.0431 | 164.1104 | 240.7152 | 408.7307 | 481.5193 | 826.4314 | 0 | 0 | 0 | 0 | 0 | 0 | 0 | 0 | 0 | 0 | 0 | 0 | 0 | 0 | 0
SA1 | OCGT / Diesel | 474.7233 | 243.1719 | 806.2595 | 815.0546 | 985.3419 | 897.9931 | 439.573 | 485.608 | 435.5797 | 607.6022 | 978.1035 | 1544.9761 | 1803.4951 | 2270.4358 | 1239.2143 | 1030.5211 | 2595.0034 | 2765.0742 | 3055.2893 | 3199.4294 | 2985.8515 | 3296.7143 | 3729.3125 | 878.7058 | 859.0043 | 873.0714 | 778.8571 | 875.2927 | 768.1983
SA1 | Hydro | 0 | 0 | 0 | 0 | 0 | 0 | 0 | 0 | 0 | 0 | 0 | 0 | 0 | 0 | 0 | 0 | 0 | 0 | 0 | 0 | 0 | 0 | 0 | 0 | 0 | 0 | 0 | 0 | 0
SA1 | Wind | 15652.3315 | 16822.5767 | 13715.6659 | 13837.8501 | 12950.1023 | 13649.73 | 12600.2511 | 10594.9109 | 9998.1502 | 8998.7108 | 8657.498 | 6953.663 | 6403.9957 | 5409.8206 | 5584.7067 | 4768.67 | 4052.5854 | 3834.8207 | 2706.0363 | 2275.6766 | 2055.3441 | 1955.8987 | 1250.4494 | 1270.77 | 791.0873 | 632.3383 | 591.2192 | 557.3103 | 455.1709
SA1 | Solar PV | 0.88216 | 0.98031 | 0.94398 | 0.86505 | 0.80469 | 0.78615 | 0.77343 | 0.70165 | 0.69789 | 0.67175 | 1.79 | 2.0783 | 3.4102 | 3.2857 | 3.3299 | 6.1004 | 9.0282 | 8.3807 | 7.8895 | 7.9646 | 7.2938 | 6.6962 | 8.7446 | 8.2382 | 7.9934 | 6.5294 | 6.2014 | 5.7696 | 7.8051
SA1 | Grid Battery | 0.078597 | 0.076646 | 0.091706 | 0.087853 | 0.084395 | 0.082534 | 0.075452 | 0.068167 | 0.063398 | 0.059728 | 0.054587 | 0.049588 | 0.045729 | 0.03437 | 0.64594 | 0.61203 | 0.69328 | 0.65212 | 0.62693 | 0.58431 | 0.97605 | 0.90285 | 0.78931 | 0.8437 | 0.81005 | 0.71171 | 0.68695 | 0.64591 | 0.5863
SA1 | Pumped Hydro | 0 | 0 | 1.3593e-07 | 1.3158e-07 | 1.2331e-07 | 1.3822e-07 | 1.3221e-07 | 1.293e-07 | 1.4574e-07 | 1.5773e-07 | 1.659e-07 | 2.8773e-07 | 2.6946e-07 | 2.5759e-07 | 3.0113e-07 | 2.9061e-07 | 3.722e-07 | 3.5508e-07 | 3.4498e-07 | 3.3138e-07 | 4.8477e-07 | 4.48e-07 | 4.2994e-07 | 9.6562e-07 | 9.1296e-07 | 8.5432e-07 | 8.2837e-07 | 8.0056e-07 | 7.7546e-07
SA1 | VPP | 0.049339 | 0.080836 | 0.12228 | 0.14305 | 0.16875 | 0.20291 | 0.2263 | 0.24986 | 0.28871 | 0.32658 | 0.36995 | 0.35772 | 0.36675 | 0.37807 | 0.35284 | 0.36214 | 0.35337 | 0.34953 | 0.35333 | 0.34321 | 0.32231 | 0.30982 | 0.26297 | 0.28783 | 0.28487 | 0.24162 | 0.23953 | 0.24284 | 0.20427
Total excluding storage |  | 25311.6612 | 25846.3447 | 19001.1877 | 19146.5821 | 19182.5684 | 18600.2229 | 15816.6868 | 13487.6083 | 13442.584 | 12841.6262 | 13464.5748 | 12768.372 | 13154.7954 | 13010.9247 | 9780.9608 | 8557.5465 | 6656.6171 | 6608.2758 | 5769.2152 | 5483.0708 | 5048.4896 | 5259.3094 | 4988.5067 | 2157.7142 | 1658.0852 | 1511.9393 | 1376.2778 | 1438.3728 | 1231.1745
Region | Technology | 2021-22 | 2022-23 | 2023-24 | 2024-25 | 2025-26 | 2026-27 | 2027-28 | 2028-29 | 2029-30 | 2030-31 | 2031-32 | 2032-33 | 2033-34 | 2034-35 | 2035-36 | 2036-37 | 2037-38 | 2038-39 | 2039-40 | 2040-41 | 2041-42 | 2042-43 | 2043-44 | 2044-45 | 2045-46 | 2046-47 | 2047-48 | 2048-49 | 2049-50
TAS1 | Black Coal | 0 | 0 | 0 | 0 | 0 | 0 | 0 | 0 | 0 | 0 | 0 | 0 | 0 | 0 | 0 | 0 | 0 | 0 | 0 | 0 | 0 | 0 | 0 | 0 | 0 | 0 | 0 | 0 | 0
TAS1 | Brown Coal | 0 | 0 | 0 | 0 | 0 | 0 | 0 | 0 | 0 | 0 | 0 | 0 | 0 | 0 | 0 | 0 | 0 | 0 | 0 | 0 | 0 | 0 | 0 | 0 | 0 | 0 | 0 | 0 | 0
TAS1 | CCGT | 9.0662e-05 | 8.4804e-05 | 8.3899e-05 | 8.0355e-05 | 7.6663e-05 | 7.5503e-05 | 7.7615e-05 | 7.6028e-05 | 7.9018e-05 | 7.6393e-05 | 7.2751e-05 | 7.8331e-05 | 7.4817e-05 | 6.9392e-05 | 6.7366e-05 | 6.6235e-05 | 6.4997e-05 | 6.7231e-05 | 6.8379e-05 | 6.3994e-05 | 6.9052e-05 | 6.6208e-05 | 6.1637e-05 | 5.9511e-05 | 5.9933e-05 | 6.228e-05 | 6.3955e-05 | 6.2672e-05 | 5.5328e-05
TAS1 | Gas - Steam | 0 | 0 | 0 | 0 | 0 | 0 | 0 | 0 | 0 | 0 | 0 | 0 | 0 | 0 | 0 | 0 | 0 | 0 | 0 | 0 | 0 | 0 | 0 | 0 | 0 | 0 | 0 | 0 | 0
TAS1 | OCGT / Diesel | 0.00010639 | 9.5624e-05 | 9.7113e-05 | 9.4735e-05 | 9.0565e-05 | 9.2445e-05 | 9.2537e-05 | 9.1556e-05 | 9.4557e-05 | 9.1495e-05 | 8.5259e-05 | 0.51129 | 8.7974e-05 | 7.7089e-05 | 0.51228 | 7.8186e-05 | 2.8555 | 7.8241e-05 | 2.9177 | 1.0285 | 2.8271 | 5.4131e-05 | 0.018165 | 1.8619 | 4.7148e-05 | 0.72492 | 0.71042 | 6.2602 | 1.2592
TAS1 | Hydro | 52554.9036 | 52840.3693 | 48073.186 | 52257.7191 | 52202.8561 | 46934.3067 | 44822.8734 | 42799.2298 | 39931.1618 | 38612.564 | 34185.7775 | 34552.7217 | 34297.3456 | 33446.7956 | 30819.5905 | 27946.2614 | 27799.5622 | 24381.1632 | 23406.7065 | 21466.5757 | 21745.349 | 22067.6702 | 20896.0393 | 18354.9197 | 18346.8683 | 19321.6409 | 17828.7874 | 16977.0583 | 16346.9014
TAS1 | Wind | 3361.0718 | 3878.4005 | 3310.6027 | 3190.56 | 3248.4156 | 3164.1073 | 3072.5165 | 2484.1455 | 2396.0625 | 2074.3285 | 2376.769 | 2042.9268 | 2001.0586 | 1975.662 | 1946.3636 | 1898.7867 | 1539.2148 | 1471.5294 | 1234.4945 | 1470.49 | 1229.0135 | 1205.2663 | 1169.8501 | 898.0681 | 895.2822 | 721.715 | 713.5154 | 609.9262 | 704.7013
TAS1 | Solar PV | 6.5083e-08 | 9.984e-08 | 1.2039e-07 | 1.2397e-07 | 1.0191e-07 | 1.1245e-07 | 1.3214e-07 | 1.3354e-07 | 2.2278e-07 | 2.9447e-07 | 3.021e-07 | 4.7094e-07 | 4.5533e-07 | 3.6353e-07 | 3.8934e-07 | 3.5679e-07 | 3.4119e-07 | 5.6108e-07 | 5.2488e-07 | 4.5028e-07 | 6.1978e-07 | 6.0577e-07 | 4.7996e-07 | 5.1302e-07 | 4.7852e-07 | 4.5267e-07 | 4.8043e-07 | 4.5359e-07 | 3.2869e-07
TAS1 | Grid Battery | 1.2093e-07 | 1.2272e-07 | 1.1486e-07 | 1.0985e-07 | 1.0928e-07 | 1.0822e-07 | 1.1269e-07 | 1.2625e-07 | 1.5984e-07 | 1.6256e-07 | 1.6721e-07 | 1.8242e-07 | 1.7942e-07 | 2.01e-07 | 1.8663e-07 | 1.8882e-07 | 2.0088e-07 | 1.9023e-07 | 2.424e-07 | 2.7724e-07 | 2.2022e-07 | 2.132e-07 | 2.5042e-07 | 2.4917e-07 | 2.3027e-07 | 2.5494e-07 | 2.2894e-07 | 2.4246e-07 | 3.5758e-07
TAS1 | Pumped Hydro | 0 | 0 | 3.107e-07 | 3.013e-07 | 3.121e-07 | 3.188e-07 | 3.065e-07 | 3.2767e-07 | 3.0078e-07 | 3.1054e-07 | 3.3583e-07 | 3.3531e-07 | 3.3298e-07 | 3.863e-07 | 3.5179e-07 | 3.4655e-07 | 3.803e-07 | 3.5413e-07 | 4.6035e-07 | 5.3008e-07 | 4.1743e-07 | 3.9528e-07 | 4.7509e-07 | 4.3079e-07 | 3.9275e-07 | 4.2742e-07 | 3.6408e-07 | 3.7584e-07 | 5.5658e-07
TAS1 | VPP | 0.0014524 | 0.0040611 | 0.0054694 | 0.0061295 | 0.0098448 | 0.01388 | 0.017696 | 0.021945 | 0.024587 | 0.027772 | 0.038969 | 0.032759 | 0.03428 | 0.048502 | 0.041401 | 0.04572 | 0.051481 | 0.047168 | 0.050665 | 0.055425 | 0.052813 | 0.048984 | 0.053812 | 0.055244 | 0.049683 | 0.051572 | 0.042557 | 0.048524 | 0.047375
Total excluding storage |  | 55915.9756 | 56718.77 | 51383.7889 | 55448.2793 | 55451.2719 | 50098.4142 | 47895.3901 | 45283.3754 | 42327.2245 | 40686.8927 | 36562.5467 | 36596.1599 | 36298.4043 | 35422.4577 | 32766.4664 | 29845.0483 | 29341.6326 | 25852.6928 | 24644.1188 | 22938.0943 | 22977.1896 | 23272.9366 | 22065.9076 | 19254.8497 | 19242.1506 | 20044.0809 | 18543.0133 | 17593.2447 | 17052.8619
Explicitly modelled pumping
Region | Technology | 2021-22 | 2022-23 | 2023-24 | 2024-25 | 2025-26 | 2026-27 | 2027-28 | 2028-29 | 2029-30 | 2030-31 | 2031-32 | 2032-33 | 2033-34 | 2034-35 | 2035-36 | 2036-37 | 2037-38 | 2038-39 | 2039-40 | 2040-41 | 2041-42 | 2042-43 | 2043-44 | 2044-45 | 2045-46 | 2046-47 | 2047-48 | 2048-49 | 2049-50
NEM | Grid Battery pump | 0.15238 | 0.23293 | 0.26568 | 0.32161 | 0.31646 | 0.31152 | 0.28884 | 0.2601 | 0.24721 | 0.23119 | 0.22402 | 0.1935 | 0.15891 | 0.1394 | 0.13681 | 0.1308 | 0.11821 | 0.11074 | 0.10717 | 0.085761 | 0.044139 | 0.022988 | 0.018775 | 0.020607 | 0.019804 | 0.016505 | 0.016438 | 0.015888 | 0.013703
NEM | Pumped Hydro Pump | 4436.7996 | 6726.1092 | 7503.3857 | 10317.0057 | 6282.8804 | 7152.0577 | 9956.4249 | 8662.86 | 9922.7588 | 10749.9987 | 12658.909 | 11811.2406 | 10800.6043 | 10046.2921 | 10935.9838 | 9791.6858 | 9575.6321 | 9037.6162 | 9552.0656 | 7900.3806 | 8204.3291 | 7944.2594 | 6834.356 | 7651.7438 | 7533.4419 | 6315.4805 | 5642.661 | 5517.0571 | 4395.4634
NEM | VPP pump | 0.16053 | 0.28278 | 0.51853 | 0.80755 | 1.1229 | 1.521 | 1.7903 | 2.0331 | 2.5407 | 2.9864 | 3.6565 | 3.5026 | 3.6854 | 3.922 | 4.1738 | 4.3092 | 4.1759 | 4.2684 | 4.2784 | 4.3465 | 4.1837 | 4.1642 | 3.6484 | 3.8958 | 3.759 | 3.3903 | 3.2587 | 3.083 | 2.7007
Region | Technology | 2021-22 | 2022-23 | 2023-24 | 2024-25 | 2025-26 | 2026-27 | 2027-28 | 2028-29 | 2029-30 | 2030-31 | 2031-32 | 2032-33 | 2033-34 | 2034-35 | 2035-36 | 2036-37 | 2037-38 | 2038-39 | 2039-40 | 2040-41 | 2041-42 | 2042-43 | 2043-44 | 2044-45 | 2045-46 | 2046-47 | 2047-48 | 2048-49 | 2049-50
NSW1 | Grid Battery pump | 0 | 0 | 0 | 0 | 0 | 0 | 0 | 0 | 0 | 0 | 0 | 0 | 0 | 0 | 0 | 0 | 0 | 0 | 0 | 0 | 0 | 0 | 0 | 0 | 0 | 0 | 0 | 0 | 0
NSW1 | Pumped Hydro Pump | 2339.5414 | 3977.8554 | 4429.6995 | 7146.1902 | 3224.3852 | 3802.3989 | 6155.4337 | 5257.1042 | 6354.5183 | 7197.2032 | 9259.0405 | 8750.0676 | 8479.5708 | 7891.5169 | 8696.3408 | 7696.9109 | 8094.1886 | 7565.8252 | 7930.6018 | 6572.3538 | 6775.0887 | 6710.7403 | 6004.2728 | 6688.2842 | 6734.7491 | 5686.9815 | 4962.446 | 5131.8361 | 4073.9194
NSW1 | VPP pump | 0.033215 | 0.062063 | 0.17609 | 0.2704 | 0.39621 | 0.56014 | 0.64464 | 0.71839 | 0.89305 | 1.048 | 1.2399 | 1.2162 | 1.2989 | 1.366 | 1.4475 | 1.4886 | 1.4671 | 1.5016 | 1.465 | 1.4696 | 1.4285 | 1.4835 | 1.2871 | 1.4073 | 1.3727 | 1.3019 | 1.2316 | 1.2603 | 1.0884
Region | Technology | 2021-22 | 2022-23 | 2023-24 | 2024-25 | 2025-26 | 2026-27 | 2027-28 | 2028-29 | 2029-30 | 2030-31 | 2031-32 | 2032-33 | 2033-34 | 2034-35 | 2035-36 | 2036-37 | 2037-38 | 2038-39 | 2039-40 | 2040-41 | 2041-42 | 2042-43 | 2043-44 | 2044-45 | 2045-46 | 2046-47 | 2047-48 | 2048-49 | 2049-50
QLD1 | Grid Battery pump | 0 | 0.023758 | 0.026516 | 0.030523 | 0.029141 | 0.028824 | 0.029167 | 0.02603 | 0.024504 | 0.023928 | 0.022642 | 0.020141 | 0.018772 | 0.017994 | 0.017796 | 0.016813 | 0.015445 | 0.014711 | 0.013999 | 0 | 0 | 0 | 0 | 0 | 0 | 0 | 0 | 0 | 0
QLD1 | Pumped Hydro Pump | 2097.2582 | 2748.2538 | 3073.6862 | 3170.8155 | 3058.4952 | 3349.6588 | 3800.9912 | 3405.7558 | 3568.2405 | 3552.7955 | 3399.8685 | 3061.173 | 2321.0335 | 2154.7752 | 2239.643 | 2094.7749 | 1481.4435 | 1471.791 | 1621.4638 | 1328.0268 | 1429.2404 | 1233.5191 | 830.0832 | 963.4596 | 798.6928 | 628.499 | 680.2151 | 385.221 | 321.5439
QLD1 | VPP pump | 0.036958 | 0.059713 | 0.093619 | 0.15995 | 0.22198 | 0.29333 | 0.36789 | 0.41475 | 0.50321 | 0.62245 | 0.78669 | 0.75347 | 0.79469 | 0.85505 | 0.93324 | 0.97052 | 0.91918 | 0.97055 | 0.95949 | 1.0354 | 0.99875 | 0.95854 | 0.83622 | 0.80063 | 0.71515 | 0.54542 | 0.57409 | 0.3617 | 0.3536
Region | Technology | 2021-22 | 2022-23 | 2023-24 | 2024-25 | 2025-26 | 2026-27 | 2027-28 | 2028-29 | 2029-30 | 2030-31 | 2031-32 | 2032-33 | 2033-34 | 2034-35 | 2035-36 | 2036-37 | 2037-38 | 2038-39 | 2039-40 | 2040-41 | 2041-42 | 2042-43 | 2043-44 | 2044-45 | 2045-46 | 2046-47 | 2047-48 | 2048-49 | 2049-50
VIC1 | Grid Battery pump | 0.055636 | 0.11428 | 0.12621 | 0.18262 | 0.18312 | 0.1808 | 0.16631 | 0.15012 | 0.1443 | 0.13365 | 0.13383 | 0.11214 | 0.08384 | 0.078976 | 0.081322 | 0.077497 | 0.068853 | 0.063896 | 0.062485 | 0.057488 | 0.018797 | 0 | 0 | 0 | 0 | 0 | 0 | 0 | 0
VIC1 | Pumped Hydro Pump | 0 | 0 | 0 | 0 | 0 | 0 | 0 | 0 | 0 | 0 | 0 | 0 | 0 | 0 | 0 | 0 | 0 | 0 | 0 | 0 | 0 | 0 | 0 | 0 | 0 | 0 | 0 | 0 | 0
VIC1 | VPP pump | 0.030596 | 0.060853 | 0.098752 | 0.20167 | 0.2946 | 0.41244 | 0.49006 | 0.58086 | 0.77522 | 0.89972 | 1.1479 | 1.0734 | 1.1209 | 1.1989 | 1.3295 | 1.37 | 1.3135 | 1.3284 | 1.3798 | 1.371 | 1.3165 | 1.299 | 1.1532 | 1.2838 | 1.2766 | 1.1995 | 1.1198 | 1.1196 | 0.96257
Region | Technology | 2021-22 | 2022-23 | 2023-24 | 2024-25 | 2025-26 | 2026-27 | 2027-28 | 2028-29 | 2029-30 | 2030-31 | 2031-32 | 2032-33 | 2033-34 | 2034-35 | 2035-36 | 2036-37 | 2037-38 | 2038-39 | 2039-40 | 2040-41 | 2041-42 | 2042-43 | 2043-44 | 2044-45 | 2045-46 | 2046-47 | 2047-48 | 2048-49 | 2049-50
SA1 | Grid Battery pump | 0.096748 | 0.094894 | 0.11296 | 0.10847 | 0.1042 | 0.1019 | 0.093364 | 0.08395 | 0.078408 | 0.073607 | 0.067555 | 0.061221 | 0.056295 | 0.042431 | 0.037695 | 0.036487 | 0.033913 | 0.032138 | 0.030686 | 0.028272 | 0.025342 | 0.022988 | 0.018775 | 0.020607 | 0.019804 | 0.016505 | 0.016438 | 0.015888 | 0.013703
SA1 | Pumped Hydro Pump | 0 | 0 | 0 | 0 | 0 | 0 | 0 | 0 | 0 | 0 | 0 | 0 | 0 | 0 | 0 | 0 | 0 | 0 | 0 | 0 | 0 | 0 | 0 | 0 | 0 | 0 | 0 | 0 | 0
SA1 | VPP pump | 0.058049 | 0.095344 | 0.14363 | 0.1683 | 0.19853 | 0.23872 | 0.26679 | 0.29341 | 0.34018 | 0.38372 | 0.43618 | 0.42097 | 0.43047 | 0.44481 | 0.41512 | 0.42608 | 0.41575 | 0.41244 | 0.4145 | 0.40501 | 0.37801 | 0.36539 | 0.30853 | 0.33915 | 0.33583 | 0.28312 | 0.28294 | 0.28461 | 0.24035
Region | Technology | 2021-22 | 2022-23 | 2023-24 | 2024-25 | 2025-26 | 2026-27 | 2027-28 | 2028-29 | 2029-30 | 2030-31 | 2031-32 | 2032-33 | 2033-34 | 2034-35 | 2035-36 | 2036-37 | 2037-38 | 2038-39 | 2039-40 | 2040-41 | 2041-42 | 2042-43 | 2043-44 | 2044-45 | 2045-46 | 2046-47 | 2047-48 | 2048-49 | 2049-50
TAS1 | Grid Battery pump | 0 | 0 | 0 | 0 | 0 | 0 | 0 | 0 | 0 | 0 | 0 | 0 | 0 | 0 | 0 | 0 | 0 | 0 | 0 | 0 | 0 | 0 | 0 | 0 | 0 | 0 | 0 | 0 | 0
TAS1 | Pumped Hydro Pump | 0 | 0 | 0 | 0 | 0 | 0 | 0 | 0 | 0 | 0 | 0 | 0 | 0 | 0 | 0 | 0 | 0 | 0 | 0 | 0 | 0 | 0 | 0 | 0 | 0 | 0 | 0 | 0 | 0
TAS1 | VPP pump | 0.0017091 | 0.0048037 | 0.0064401 | 0.0072294 | 0.011544 | 0.016322 | 0.020928 | 0.025712 | 0.029083 | 0.032521 | 0.045849 | 0.038542 | 0.040458 | 0.057183 | 0.048466 | 0.054053 | 0.060308 | 0.055496 | 0.059609 | 0.06549 | 0.061858 | 0.05778 | 0.063234 | 0.064927 | 0.058729 | 0.060403 | 0.050335 | 0.056828 | 0.055739

## BaseCase_FOM Cost
FOM cost by technology ($000s) - Base Case, Central High Electrification Sensitivity
FOM | Real June 2020 dollars discounted to 1 July 2020. For new entrant capacity, the FOM is incurred annually in modelling. For existing capacity, FOM is considered to be a sunk cost, since the fixed retirement dates are assumed to be the same in the Base Case and the case with Marinus Link. As such, early retirements are presented as an annual FOM saving, or negative cost, that continues until the assumed fixed date retirement.
Explicitly modelled generation
Region | Technology | 2021-22 | 2022-23 | 2023-24 | 2024-25 | 2025-26 | 2026-27 | 2027-28 | 2028-29 | 2029-30 | 2030-31 | 2031-32 | 2032-33 | 2033-34 | 2034-35 | 2035-36 | 2036-37 | 2037-38 | 2038-39 | 2039-40 | 2040-41 | 2041-42 | 2042-43 | 2043-44 | 2044-45 | 2045-46 | 2046-47 | 2047-48 | 2048-49 | 2049-50
NEM | Black Coal | 0 | 0 | 0 | -203748.2447 | -107793.7394 | -261792.3876 | -140429.56 | -225971.6726 | -191641.5617 | -182864.0856 | 204372.4368 | 286268.6961 | -63769.6259 | -165299.8152 | -59390.5821 | -46928.6905 | -21514.9577 | -20529.5398 | -19641.6632 | -18689.6369 | 209337.6713 | -17016.8151 | -10475.4714 | -10607.4047 | -5805.2895 | -7.1526e-06 | -6.8433e-06 | -6.5116e-06 | -6.2133e-06
NEM | Brown Coal | 0 | 0 | 0 | -318844.7302 | -304241.1559 | -322895.6962 | -380628.4069 | -428636.5292 | -375483.2201 | -326299.6919 | -279399.277 | -234657.742 | -223910.0591 | -213654.6364 | -204414.3441 | -194506.434 | -147443.5555 | -177097.0563 | -169437.8579 | -161225.249 | -153840.8864 | -146794.7389 | -140446.0524 | -133638.6688 | -127517.8137 | -121677.3031 | -88405.2872 | 0 | 0
NEM | CCGT | 0.00027543 | 0.00026606 | 0.00027705 | 0.00033503 | 0.00031968 | 0.00030815 | 0.00031346 | 0.0003033 | 0.00031793 | 0.00031454 | 0.00031743 | 0.00041679 | 0.0003977 | 0.00037948 | 0.00036435 | 0.00034764 | 0.00041974 | 0.00040314 | 0.00043854 | 0.00041728 | 0.00055588 | 0.00053042 | 0.00057715 | 0.00055695 | 0.00053295 | 0.00053699 | 0.00051644 | 0.0005674 | 0.00056426
NEM | Gas - Steam | 0 | 0 | 0 | 0 | 0 | 0 | 0 | 0 | 0 | 0 | 0 | 0 | 0 | 0 | 0 | 0 | 0 | 0 | 0 | 0 | 0 | 0 | 0 | 0 | 0 | 0 | 0 | 0 | 0
NEM | OCGT / Diesel | 0.0010648 | 0.0010543 | 0.0010301 | 0.00098482 | 0.00093971 | 0.00089667 | 0.00085789 | 0.0008395 | 0.00083184 | 0.00083947 | 0.00086696 | 0.0020338 | 0.0019407 | 0.0019698 | 0.0047165 | 0.0045002 | 2516.8757 | 2401.5989 | 7639.8214 | 7269.5213 | 12293.8325 | 12054.5316 | 15277.8632 | 19014.6751 | 19062.9332 | 21870.283 | 20924.421 | 31006.5167 | 31895.1531
NEM | Hydro | 0 | 0 | 0 | 0 | 0 | 0 | 0 | 0 | 0 | 0 | 0 | 0 | 0 | 0 | 0 | 0 | 0 | 0 | 0 | 0 | 0 | 0 | 0 | 0 | 0 | 0 | 0 | 0 | 0
NEM | Wind | 118556.0294 | 113125.9831 | 167224.1539 | 287121.3075 | 273970.7141 | 262732.3194 | 309838.1665 | 340186.9881 | 324803.1745 | 338224.9918 | 330494.4839 | 378859.3997 | 381233.2597 | 377241.5571 | 367357.9255 | 367176.2133 | 384017.9865 | 395370.9163 | 383521.5666 | 373064.1114 | 382526.2309 | 400345.0624 | 388648.8426 | 375132.5878 | 375990.0614 | 381919.2176 | 365760.854 | 353817.1125 | 348468.0564
NEM | Solar PV | 0.0023414 | 0.0037441 | 0.0043095 | 0.0066764 | 0.0073046 | 1492.6924 | 1428.14 | 1358.9195 | 11587.6512 | 15067.7229 | 39295.8482 | 98760.8015 | 115972.9839 | 110661.2441 | 110309.7105 | 107308.0135 | 145032.4419 | 140702.8128 | 139454.0175 | 139907.3096 | 162230.8924 | 183997.7324 | 181484.4776 | 172687.9721 | 167671.973 | 211544.7477 | 204002.0462 | 194114.1202 | 203236.9496
NEM | Grid Battery | 0.0021556 | 0.0021674 | 0.0020737 | 0.0019731 | 0.0019804 | 0.0019932 | 0.0021964 | 0.0032128 | 0.0047957 | 0.0050147 | 0.0059636 | 3727.4464 | 4777.5431 | 4558.7244 | 8486.7289 | 8075.3794 | 9520.4908 | 9084.4378 | 12880.9615 | 12256.6247 | 37607.4446 | 38803.0773 | 37382.5074 | 37817.8737 | 36085.7574 | 58364.7323 | 55840.5318 | 63036.4669 | 67155.4544
NEM | Pumped Hydro | 0 | 0 | 0.0026315 | 0.0032071 | 0.003161 | 0.0036682 | 0.003706 | 0.0049708 | 0.0052064 | 0.013468 | 208.6036 | 37082.463 | 40983.3573 | 39106.2569 | 43790.5126 | 41667.998 | 53556.8246 | 51103.8403 | 50489.5845 | 48042.3675 | 46341.1479 | 47644.9124 | 45584.3303 | 43374.871 | 41388.2357 | 39492.5914 | 37784.5869 | 35953.1778 | 34306.4674
NEM | VPP | 0 | 0 | 0 | 0 | 0 | 0 | 0 | 0 | 0 | 0 | 0 | 0 | 0 | 0 | 0 | 0 | 0 | 0 | 0 | 0 | 0 | 0 | 0 | 0 | 0 | 0 | 0 | 0 | 0
Total excluding storage |  | 118556.033 | 113125.9881 | 167224.1595 | -235471.6593 | -138064.1726 | -320463.0708 | -209791.6593 | -313062.293 | -230733.9549 | -155871.0616 | 294763.4931 | 529231.1577 | 209526.5609 | 108948.352 | 213862.7149 | 233049.1072 | 362608.7912 | 340848.7323 | 341535.8849 | 340326.0567 | 612547.7413 | 432585.7728 | 434489.6601 | 422589.1622 | 429401.8649 | 493656.9458 | 502282.0346 | 578937.75 | 583600.1597
Region | Technology | 2021-22 | 2022-23 | 2023-24 | 2024-25 | 2025-26 | 2026-27 | 2027-28 | 2028-29 | 2029-30 | 2030-31 | 2031-32 | 2032-33 | 2033-34 | 2034-35 | 2035-36 | 2036-37 | 2037-38 | 2038-39 | 2039-40 | 2040-41 | 2041-42 | 2042-43 | 2043-44 | 2044-45 | 2045-46 | 2046-47 | 2047-48 | 2048-49 | 2049-50
NSW1 | Black Coal | 0 | 0 | 0 | -53587.6531 | 35489.193 | -122702.0414 | -117395.3335 | -111705.2123 | -73906.8355 | -70521.7896 | -71580.51 | 227682.2602 | -61260.9434 | -58455.0986 | -0.00063483 | -0.00060406 | -0.0005764 | -0.00055 | -0.00052621 | -0.00050071 | -12664.1481 | 0 | 0 | 0 | 0 | 0 | 0 | 0 | 0
NSW1 | Brown Coal | 0 | 0 | 0 | 0 | 0 | 0 | 0 | 0 | 0 | 0 | 0 | 0 | 0 | 0 | 0 | 0 | 0 | 0 | 0 | 0 | 0 | 0 | 0 | 0 | 0 | 0 | 0 | 0 | 0
NSW1 | CCGT | 6.0566e-05 | 5.9945e-05 | 6.1421e-05 | 7.2596e-05 | 6.9271e-05 | 6.6099e-05 | 6.8036e-05 | 6.6544e-05 | 7.2254e-05 | 6.8945e-05 | 6.8313e-05 | 0.00011336 | 0.00010817 | 0.00010322 | 9.8752e-05 | 9.3965e-05 | 0.00012661 | 0.00012081 | 0.00011873 | 0.00011298 | 0.00017122 | 0.00016338 | 0.00017305 | 0.00016466 | 0.00015712 | 0.00016342 | 0.00015635 | 0.00014913 | 0.0001423
NSW1 | Gas - Steam | 0 | 0 | 0 | 0 | 0 | 0 | 0 | 0 | 0 | 0 | 0 | 0 | 0 | 0 | 0 | 0 | 0 | 0 | 0 | 0 | 0 | 0 | 0 | 0 | 0 | 0 | 0 | 0 | 0
NSW1 | OCGT / Diesel | 0.00022043 | 0.00022092 | 0.00022349 | 0.00021732 | 0.00020736 | 0.00019787 | 0.00018931 | 0.00018013 | 0.00017438 | 0.00017334 | 0.00017508 | 0.00080201 | 0.00076528 | 0.00084824 | 0.0012354 | 0.0011756 | 1380.6978 | 1317.4597 | 4874.2199 | 4637.9678 | 4761.2156 | 4543.1446 | 7719.9597 | 9697.3211 | 9253.169 | 8829.3597 | 8447.5011 | 8992.1117 | 8580.2592
NSW1 | Hydro | 0 | 0 | 0 | 0 | 0 | 0 | 0 | 0 | 0 | 0 | 0 | 0 | 0 | 0 | 0 | 0 | 0 | 0 | 0 | 0 | 0 | 0 | 0 | 0 | 0 | 0 | 0 | 0 | 0
NSW1 | Wind | 20175.0615 | 19251.0136 | 66755.9951 | 120952.8987 | 115413.0718 | 110126.9774 | 112559.4667 | 109103.3093 | 104106.2134 | 127636.2834 | 122116.1763 | 168297.3489 | 160589.0733 | 153233.8485 | 146606.6821 | 146879.3526 | 140152.0544 | 158963.8866 | 152088.9001 | 148209.7373 | 144429.7523 | 156094.6281 | 149343.7332 | 143727.3514 | 153978.9629 | 154118.1629 | 147811.906 | 140647.5014 | 134205.631
NSW1 | Solar PV | 0.00056759 | 0.00094787 | 0.0010801 | 0.0017208 | 0.0025617 | 1492.6878 | 1428.1323 | 1358.9118 | 11587.6386 | 12238.8102 | 19873.7499 | 60197.5088 | 70226.8136 | 67010.3183 | 68546.6319 | 65224.1946 | 85936.2877 | 84313.3524 | 80666.9068 | 80954.8219 | 91216.2669 | 104471.2789 | 101945.5809 | 97004.3051 | 92561.3598 | 99223.8452 | 96538.8804 | 91859.666 | 88462.1335
NSW1 | Grid Battery | 0.00073697 | 0.00074862 | 0.00071625 | 0.00068153 | 0.00065032 | 0.00063399 | 0.00071799 | 0.00080855 | 0.0014308 | 0.001484 | 0.0015789 | 1542.9853 | 1472.3142 | 1404.88 | 1344.1211 | 1278.9719 | 1220.3939 | 1164.498 | 5303.5459 | 5046.4844 | 18342.8187 | 17502.6896 | 16745.7204 | 15934.0809 | 15204.2757 | 14507.9017 | 13880.4534 | 13207.6714 | 12602.7399
NSW1 | Pumped Hydro | 0 | 0 | 0.00072194 | 0.00087659 | 0.00083644 | 0.00079813 | 0.0009063 | 0.00088942 | 0.0010143 | 0.0011786 | 0.001348 | 17451.9882 | 16652.6605 | 15889.9433 | 17897.6867 | 17030.1905 | 20448.5913 | 19512.0146 | 18668.1447 | 17763.3046 | 16949.7462 | 16173.4219 | 15473.9419 | 14723.924 | 14049.5458 | 13406.0551 | 12826.2602 | 12204.5747 | 11645.5866
NSW1 | VPP | 0 | 0 | 0 | 0 | 0 | 0 | 0 | 0 | 0 | 0 | 0 | 0 | 0 | 0 | 0 | 0 | 0 | 0 | 0 | 0 | 0 | 0 | 0 | 0 | 0 | 0 | 0 | 0 | 0
Total excluding storage |  | 20175.0623 | 19251.0149 | 66755.9964 | 67365.2477 | 150902.2676 | -11082.3759 | -3407.7342 | -1242.9909 | 41787.0166 | 69353.3042 | 70409.4164 | 456177.1189 | 169554.9445 | 161789.0692 | 215153.3147 | 212103.5479 | 227469.0395 | 244594.6982 | 237630.0263 | 233802.5266 | 227743.0868 | 265109.0519 | 259009.274 | 250428.9779 | 255793.4919 | 262171.368 | 252798.2877 | 241499.2792 | 231248.0239
Region | Technology | 2021-22 | 2022-23 | 2023-24 | 2024-25 | 2025-26 | 2026-27 | 2027-28 | 2028-29 | 2029-30 | 2030-31 | 2031-32 | 2032-33 | 2033-34 | 2034-35 | 2035-36 | 2036-37 | 2037-38 | 2038-39 | 2039-40 | 2040-41 | 2041-42 | 2042-43 | 2043-44 | 2044-45 | 2045-46 | 2046-47 | 2047-48 | 2048-49 | 2049-50
QLD1 | Black Coal | 0 | 0 | 0 | -150160.5916 | -143282.9324 | -139090.3462 | -23034.2264 | -114266.4603 | -117734.7262 | -112342.296 | 275952.9468 | 58586.4359 | -2508.6825 | -106844.7166 | -59390.5815 | -46928.6899 | -21514.9571 | -20529.5393 | -19641.6627 | -18689.6364 | 222001.8194 | -17016.8151 | -10475.4714 | -10607.4047 | -5805.2895 | -7.1526e-06 | -6.8433e-06 | -6.5116e-06 | -6.2133e-06
QLD1 | Brown Coal | 0 | 0 | 0 | 0 | 0 | 0 | 0 | 0 | 0 | 0 | 0 | 0 | 0 | 0 | 0 | 0 | 0 | 0 | 0 | 0 | 0 | 0 | 0 | 0 | 0 | 0 | 0 | 0 | 0
QLD1 | CCGT | 6.1246e-05 | 5.953e-05 | 6.0466e-05 | 7.6618e-05 | 7.3109e-05 | 6.9761e-05 | 6.9655e-05 | 6.838e-05 | 7.3056e-05 | 7.3602e-05 | 8.3665e-05 | 9.5708e-05 | 9.1325e-05 | 8.7142e-05 | 8.3373e-05 | 7.9332e-05 | 8.1055e-05 | 7.7342e-05 | 0.00010197 | 9.7031e-05 | 9.2586e-05 | 8.8346e-05 | 8.4525e-05 | 8.0428e-05 | 7.6744e-05 | 7.3229e-05 | 7.0062e-05 | 6.6666e-05 | 6.3613e-05
QLD1 | Gas - Steam | 0 | 0 | 0 | 0 | 0 | 0 | 0 | 0 | 0 | 0 | 0 | 0 | 0 | 0 | 0 | 0 | 0 | 0 | 0 | 0 | 0 | 0 | 0 | 0 | 0 | 0 | 0 | 0 | 0
QLD1 | OCGT / Diesel | 0.00021636 | 0.00021596 | 0.00021058 | 0.00020037 | 0.00019119 | 0.00018244 | 0.00017455 | 0.00017745 | 0.00017473 | 0.00017906 | 0.00020183 | 0.00024508 | 0.00023385 | 0.00022314 | 0.00021349 | 0.0002135 | 0.00021265 | 0.00020343 | 1728.3499 | 1644.5772 | 1569.2531 | 1821.1543 | 1742.3917 | 1657.9384 | 2501.1615 | 6067.0657 | 5804.6728 | 15665.5596 | 14948.053
QLD1 | Hydro | 0 | 0 | 0 | 0 | 0 | 0 | 0 | 0 | 0 | 0 | 0 | 0 | 0 | 0 | 0 | 0 | 0 | 0 | 0 | 0 | 0 | 0 | 0 | 0 | 0 | 0 | 0 | 0 | 0
QLD1 | Wind | 87131.0768 | 83140.3404 | 79544.6266 | 105561.8575 | 100726.9637 | 96113.5149 | 96340.1077 | 110018.5094 | 104979.4938 | 100171.2727 | 98632.6302 | 95913.2988 | 108490.7948 | 105766.3515 | 107379.5864 | 105833.937 | 108837.7289 | 103852.7947 | 99361.2936 | 94545.2776 | 101299.9972 | 113093.7002 | 108202.5409 | 106542.9947 | 102467.3564 | 102887.6834 | 98437.9214 | 99451.2529 | 105752.5413
QLD1 | Solar PV | 0.00070547 | 0.0011391 | 0.0012318 | 0.0015873 | 0.0015146 | 0.0014452 | 0.001455 | 0.0018002 | 0.0018335 | 0.002544 | 3568.4109 | 11803.1567 | 18781.2393 | 17921.0298 | 17145.968 | 16314.9074 | 30844.7216 | 29431.9863 | 32995.5133 | 34411.0021 | 38425.4891 | 48429.9489 | 46335.415 | 44089.5495 | 42070.1809 | 71053.7216 | 67980.7381 | 64685.7295 | 76793.643
QLD1 | Grid Battery | 0.00036955 | 0.00035262 | 0.00033737 | 0.00032102 | 0.000369 | 0.0003521 | 0.00042843 | 0.0011978 | 0.0011512 | 0.0011013 | 0.002005 | 2184.4423 | 3305.211 | 3153.8272 | 3017.4282 | 2871.1743 | 3742.537 | 3571.1231 | 3416.6765 | 3251.0711 | 7650.2652 | 10217.9825 | 10033.6817 | 11538.4338 | 11009.9559 | 30939.5434 | 29601.4474 | 35733.1898 | 40563.6321
QLD1 | Pumped Hydro | 0 | 0 | 0.00035125 | 0.00043386 | 0.00047323 | 0.0005384 | 0.00052793 | 0.0018126 | 0.0017296 | 0.0016516 | 0.0022367 | 4576.6298 | 9966.3408 | 9509.8672 | 9098.5775 | 8657.5718 | 17006.3595 | 16227.4423 | 17121.546 | 16291.6692 | 15545.4859 | 18259.7388 | 17470.0282 | 16623.2605 | 15861.8898 | 15135.391 | 14480.8045 | 13778.9237 | 13147.8279
QLD1 | VPP | 0 | 0 | 0 | 0 | 0 | 0 | 0 | 0 | 0 | 0 | 0 | 0 | 0 | 0 | 0 | 0 | 0 | 0 | 0 | 0 | 0 | 0 | 0 | 0 | 0 | 0 | 0 | 0 | 0
Total excluding storage |  | 87131.0777 | 83140.3418 | 79544.6281 | -44598.7323 | -42555.9669 | -42976.8296 | 73305.883 | -4247.9489 | -12755.2303 | -12171.0205 | 378153.9882 | 166302.8918 | 124763.3518 | 16842.6651 | 65134.9733 | 75220.1548 | 118167.4936 | 112755.242 | 114443.4943 | 111911.2206 | 363296.559 | 146327.9884 | 145804.8763 | 141683.078 | 141233.4093 | 180008.4707 | 172223.3324 | 179802.542 | 197494.2374
Region | Technology | 2021-22 | 2022-23 | 2023-24 | 2024-25 | 2025-26 | 2026-27 | 2027-28 | 2028-29 | 2029-30 | 2030-31 | 2031-32 | 2032-33 | 2033-34 | 2034-35 | 2035-36 | 2036-37 | 2037-38 | 2038-39 | 2039-40 | 2040-41 | 2041-42 | 2042-43 | 2043-44 | 2044-45 | 2045-46 | 2046-47 | 2047-48 | 2048-49 | 2049-50
VIC1 | Black Coal | 0 | 0 | 0 | 0 | 0 | 0 | 0 | 0 | 0 | 0 | 0 | 0 | 0 | 0 | 0 | 0 | 0 | 0 | 0 | 0 | 0 | 0 | 0 | 0 | 0 | 0 | 0 | 0 | 0
VIC1 | Brown Coal | 0 | 0 | 0 | -318844.7302 | -304241.1559 | -322895.6962 | -380628.4069 | -428636.5292 | -375483.2201 | -326299.6919 | -279399.277 | -234657.742 | -223910.0591 | -213654.6364 | -204414.3441 | -194506.434 | -147443.5555 | -177097.0563 | -169437.8579 | -161225.249 | -153840.8864 | -146794.7389 | -140446.0524 | -133638.6688 | -127517.8137 | -121677.3031 | -88405.2872 | 0 | 0
VIC1 | CCGT | 5.419e-05 | 5.1708e-05 | 5.1263e-05 | 7.7248e-05 | 7.371e-05 | 7.2503e-05 | 7.7603e-05 | 7.3841e-05 | 7.3737e-05 | 7.5521e-05 | 7.2255e-05 | 8.8529e-05 | 8.4474e-05 | 8.0605e-05 | 7.7119e-05 | 7.3381e-05 | 8.4032e-05 | 8.0183e-05 | 9.5814e-05 | 9.117e-05 | 0.00014961 | 0.00014275 | 0.00018553 | 0.00018432 | 0.00017587 | 0.00018022 | 0.00017303 | 0.00024028 | 0.00025212
VIC1 | Gas - Steam | 0 | 0 | 0 | 0 | 0 | 0 | 0 | 0 | 0 | 0 | 0 | 0 | 0 | 0 | 0 | 0 | 0 | 0 | 0 | 0 | 0 | 0 | 0 | 0 | 0 | 0 | 0 | 0 | 0
VIC1 | OCGT / Diesel | 0.00020884 | 0.0002068 | 0.00020095 | 0.00019121 | 0.00018245 | 0.00017409 | 0.00016656 | 0.00016314 | 0.00016349 | 0.00016549 | 0.00016712 | 0.0004082 | 0.0003895 | 0.00037166 | 0.00080944 | 0.00077021 | 0.00075833 | 0.0007236 | 0.00085039 | 0.00080962 | 3779.236 | 3606.1412 | 3450.1804 | 5408.7312 | 5161.003 | 4924.6212 | 4711.6376 | 4483.2662 | 6586.708
VIC1 | Hydro | 0 | 0 | 0 | 0 | 0 | 0 | 0 | 0 | 0 | 0 | 0 | 0 | 0 | 0 | 0 | 0 | 0 | 0 | 0 | 0 | 0 | 0 | 0 | 0 | 0 | 0 | 0 | 0 | 0
VIC1 | Wind | 0.0054871 | 0.0052964 | 0.0054953 | 25616.24 | 24442.9771 | 24633.3308 | 67892.3969 | 73886.5581 | 70502.4431 | 67273.3252 | 68467.4949 | 65148.8933 | 64920.702 | 73171.9967 | 70007.4005 | 72117.3057 | 94622.0772 | 90288.2416 | 86383.3896 | 86835.5979 | 89654.0247 | 85547.7337 | 81847.9026 | 77880.756 | 74313.6986 | 70910.0179 | 67843.2496 | 64554.905 | 61598.192
VIC1 | Solar PV | 0.00022002 | 0.00029801 | 0.00032357 | 0.00091677 | 0.00087478 | 0.00085794 | 0.0021361 | 0.0020433 | 0.0060503 | 2828.9014 | 14957.3736 | 25541.3764 | 24371.5423 | 23255.2885 | 22249.5267 | 21171.0979 | 20201.4293 | 19276.173 | 18442.503 | 17548.5997 | 25916.5351 | 24729.5182 | 24462.2006 | 23276.5241 | 25103.7973 | 33694.056 | 32236.8308 | 30674.32 | 29269.3893
VIC1 | Grid Battery | 0.00033823 | 0.00035774 | 0.00034227 | 0.00032568 | 0.00033858 | 0.00035947 | 0.00036347 | 0.00041883 | 0.00079904 | 0.00096743 | 0.00096484 | 0.0058214 | 0.0055559 | 0.0053028 | 0.0057309 | 0.0054551 | 0.0052131 | 0.0049756 | 0.0076198 | 0.0072535 | 4627.3524 | 4415.4126 | 4224.4516 | 4019.6935 | 3835.5854 | 7157.802 | 6848.2362 | 8852.2981 | 8985.9263
VIC1 | Pumped Hydro | 0 | 0 | 0.00039021 | 0.00075941 | 0.00072463 | 0.0011334 | 0.0010843 | 0.0010335 | 0.0011967 | 0.0093338 | 208.5987 | 15053.8431 | 14364.3541 | 13706.4448 | 16794.2467 | 15980.234 | 16101.8717 | 15364.3814 | 14699.8914 | 13987.3915 | 13845.9132 | 13211.7493 | 12640.3578 | 12027.683 | 11476.7967 | 10951.1419 | 10477.5189 | 9969.6763 | 9513.0499
VIC1 | VPP | 0 | 0 | 0 | 0 | 0 | 0 | 0 | 0 | 0 | 0 | 0 | 0 | 0 | 0 | 0 | 0 | 0 | 0 | 0 | 0 | 0 | 0 | 0 | 0 | 0 | 0 | 0 | 0 | 0
Total excluding storage |  | 0.0059702 | 0.0058529 | 0.0060711 | -293228.489 | -279798.1776 | -298262.3644 | -312736.0077 | -354749.9688 | -304980.7707 | -256197.465 | -195974.4082 | -143967.4718 | -134617.8142 | -117227.3508 | -112157.416 | -101218.0295 | -32620.0482 | -67532.6409 | -64611.9644 | -56841.0505 | -34491.0904 | -32911.3456 | -30685.7687 | -27072.6573 | -22939.3145 | -12148.6077 | 16386.431 | 99712.4914 | 97454.2895
Region | Technology | 2021-22 | 2022-23 | 2023-24 | 2024-25 | 2025-26 | 2026-27 | 2027-28 | 2028-29 | 2029-30 | 2030-31 | 2031-32 | 2032-33 | 2033-34 | 2034-35 | 2035-36 | 2036-37 | 2037-38 | 2038-39 | 2039-40 | 2040-41 | 2041-42 | 2042-43 | 2043-44 | 2044-45 | 2045-46 | 2046-47 | 2047-48 | 2048-49 | 2049-50
SA1 | Black Coal | 0 | 0 | 0 | 0 | 0 | 0 | 0 | 0 | 0 | 0 | 0 | 0 | 0 | 0 | 0 | 0 | 0 | 0 | 0 | 0 | 0 | 0 | 0 | 0 | 0 | 0 | 0 | 0 | 0
SA1 | Brown Coal | 0 | 0 | 0 | 0 | 0 | 0 | 0 | 0 | 0 | 0 | 0 | 0 | 0 | 0 | 0 | 0 | 0 | 0 | 0 | 0 | 0 | 0 | 0 | 0 | 0 | 0 | 0 | 0 | 0
SA1 | CCGT | 5.3226e-05 | 5.0788e-05 | 6.0747e-05 | 6.7507e-05 | 6.4415e-05 | 6.1464e-05 | 5.8806e-05 | 5.5956e-05 | 5.8865e-05 | 5.8286e-05 | 5.6665e-05 | 8.0119e-05 | 7.645e-05 | 7.2948e-05 | 7.1073e-05 | 6.7628e-05 | 9.5302e-05 | 9.0937e-05 | 8.7437e-05 | 8.3199e-05 | 0.00010774 | 0.00010281 | 0.00010234 | 9.7381e-05 | 9.2921e-05 | 8.8665e-05 | 8.483e-05 | 8.0719e-05 | 7.7022e-05
SA1 | Gas - Steam | 0 | 0 | 0 | 0 | 0 | 0 | 0 | 0 | 0 | 0 | 0 | 0 | 0 | 0 | 0 | 0 | 0 | 0 | 0 | 0 | 0 | 0 | 0 | 0 | 0 | 0 | 0 | 0 | 0
SA1 | OCGT / Diesel | 0.00020844 | 0.00020629 | 0.00019954 | 0.00018987 | 0.00018117 | 0.00017287 | 0.0001654 | 0.00016079 | 0.00016103 | 0.00016286 | 0.00016404 | 0.00038451 | 0.0003669 | 0.0003501 | 0.0022891 | 0.0021781 | 1136.1768 | 1084.1381 | 1037.2505 | 986.9753 | 2184.1276 | 2084.0913 | 2365.3312 | 2250.6843 | 2147.5995 | 2049.2361 | 1960.6093 | 1865.5791 | 1780.1327
SA1 | Hydro | 0 | 0 | 0 | 0 | 0 | 0 | 0 | 0 | 0 | 0 | 0 | 0 | 0 | 0 | 0 | 0 | 0 | 0 | 0 | 0 | 0 | 0 | 0 | 0 | 0 | 0 | 0 | 0 | 0
SA1 | Wind | 1199.6506 | 1144.7048 | 6293.4889 | 21069.3876 | 20104.3775 | 19183.5687 | 20919.4421 | 34084.8629 | 32569.5058 | 31077.7761 | 29733.7018 | 38514.9359 | 36750.893 | 35067.6462 | 33795.1037 | 32157.0639 | 30684.2231 | 31423.4733 | 35314.3884 | 33602.7092 | 37508.1125 | 36415.9238 | 40459.1782 | 38612.313 | 36843.8101 | 45634.5835 | 43660.9456 | 41544.7109 | 39641.8998
SA1 | Solar PV | 0.00075749 | 0.0012217 | 0.0015135 | 0.0022913 | 0.0022007 | 0.0021058 | 0.0038829 | 0.0037015 | 0.0045168 | 0.0084108 | 896.3135 | 1218.759 | 2593.3881 | 2474.607 | 2367.5834 | 4597.8131 | 8050.0028 | 7681.3004 | 7349.0939 | 6992.8853 | 6672.6005 | 6366.9856 | 8741.2804 | 8317.5928 | 7936.6344 | 7573.1244 | 7245.5964 | 6894.4042 | 8711.7833
SA1 | Grid Battery | 0.00036833 | 0.00038155 | 0.00036505 | 0.00034735 | 0.00033144 | 0.00035643 | 0.00037591 | 0.0004322 | 0.00090193 | 0.00094147 | 0.00090561 | 0.01235 | 0.011786 | 0.011248 | 4125.1732 | 3925.2272 | 4557.554 | 4348.8111 | 4160.7305 | 3959.061 | 6987.0074 | 6666.9918 | 6378.6528 | 6325.6645 | 6035.9394 | 5759.4842 | 5510.3938 | 5243.3064 | 5003.155
SA1 | Pumped Hydro | 0 | 0 | 0.00029991 | 0.00029685 | 0.00028487 | 0.0003128 | 0.00030408 | 0.00029464 | 0.00033817 | 0.00036036 | 0.00037457 | 0.00069166 | 0.00065998 | 0.00062975 | 0.00072213 | 0.00068791 | 0.00088764 | 0.00084699 | 0.00081035 | 0.00077108 | 0.0011939 | 0.0011398 | 0.0010905 | 0.0022829 | 0.0021783 | 0.0020786 | 0.0019887 | 0.0018923 | 0.0018056
SA1 | VPP | 0 | 0 | 0 | 0 | 0 | 0 | 0 | 0 | 0 | 0 | 0 | 0 | 0 | 0 | 0 | 0 | 0 | 0 | 0 | 0 | 0 | 0 | 0 | 0 | 0 | 0 | 0 | 0 | 0
Total excluding storage |  | 1199.6516 | 1144.7063 | 6293.4906 | 21069.3901 | 20104.3799 | 19183.5711 | 20919.4462 | 34084.8669 | 32569.5105 | 31077.7847 | 30630.0154 | 39733.6953 | 39344.2816 | 37542.2536 | 36162.6894 | 36754.8792 | 39870.4028 | 40188.9119 | 43700.733 | 41582.5699 | 46364.8407 | 44867.0008 | 51565.79 | 49180.5901 | 46928.044 | 55256.9442 | 52867.1513 | 50304.6943 | 50133.8158
Region | Technology | 2021-22 | 2022-23 | 2023-24 | 2024-25 | 2025-26 | 2026-27 | 2027-28 | 2028-29 | 2029-30 | 2030-31 | 2031-32 | 2032-33 | 2033-34 | 2034-35 | 2035-36 | 2036-37 | 2037-38 | 2038-39 | 2039-40 | 2040-41 | 2041-42 | 2042-43 | 2043-44 | 2044-45 | 2045-46 | 2046-47 | 2047-48 | 2048-49 | 2049-50
TAS1 | Black Coal | 0 | 0 | 0 | 0 | 0 | 0 | 0 | 0 | 0 | 0 | 0 | 0 | 0 | 0 | 0 | 0 | 0 | 0 | 0 | 0 | 0 | 0 | 0 | 0 | 0 | 0 | 0 | 0 | 0
TAS1 | Brown Coal | 0 | 0 | 0 | 0 | 0 | 0 | 0 | 0 | 0 | 0 | 0 | 0 | 0 | 0 | 0 | 0 | 0 | 0 | 0 | 0 | 0 | 0 | 0 | 0 | 0 | 0 | 0 | 0 | 0
TAS1 | CCGT | 4.62e-05 | 4.4084e-05 | 4.315e-05 | 4.1059e-05 | 3.9178e-05 | 3.8324e-05 | 3.9361e-05 | 3.8582e-05 | 4.0018e-05 | 3.8185e-05 | 3.6533e-05 | 3.9068e-05 | 3.7279e-05 | 3.5572e-05 | 3.4033e-05 | 3.3334e-05 | 3.2736e-05 | 3.386e-05 | 3.4579e-05 | 3.2903e-05 | 3.4725e-05 | 3.3134e-05 | 3.1701e-05 | 3.0165e-05 | 3.0289e-05 | 3.1464e-05 | 3.217e-05 | 3.0611e-05 | 2.9209e-05
TAS1 | Gas - Steam | 0 | 0 | 0 | 0 | 0 | 0 | 0 | 0 | 0 | 0 | 0 | 0 | 0 | 0 | 0 | 0 | 0 | 0 | 0 | 0 | 0 | 0 | 0 | 0 | 0 | 0 | 0 | 0 | 0
TAS1 | OCGT / Diesel | 0.00021074 | 0.00020437 | 0.00019554 | 0.00018606 | 0.00017754 | 0.0001694 | 0.00016208 | 0.00015799 | 0.00015821 | 0.00015872 | 0.00015889 | 0.00019404 | 0.00018515 | 0.00017667 | 0.00016903 | 0.00016287 | 0.00015982 | 0.00015896 | 0.00021209 | 0.00020181 | 0.00019256 | 0.00018374 | 0.00017673 | 0.00017294 | 0.00016693 | 0.00016433 | 0.00016454 | 0.00017399 | 0.00016722
TAS1 | Hydro | 0 | 0 | 0 | 0 | 0 | 0 | 0 | 0 | 0 | 0 | 0 | 0 | 0 | 0 | 0 | 0 | 0 | 0 | 0 | 0 | 0 | 0 | 0 | 0 | 0 | 0 | 0 | 0 | 0
TAS1 | Wind | 10050.235 | 9589.9189 | 14630.0378 | 13920.9237 | 13283.3241 | 12674.9276 | 12126.7531 | 13093.7484 | 12645.5185 | 12066.3344 | 11544.4807 | 10984.9228 | 10481.7965 | 10001.7142 | 9569.1528 | 10188.5542 | 9721.9028 | 10842.5201 | 10373.5948 | 9870.7894 | 9634.3442 | 9193.0765 | 8795.4876 | 8369.1726 | 8386.2334 | 8368.7699 | 8006.8314 | 7618.7424 | 7269.7924
TAS1 | Solar PV | 9.0874e-05 | 0.00013747 | 0.00016044 | 0.00016028 | 0.00015293 | 0.0001526 | 0.00017953 | 0.00018221 | 0.00026604 | 0.0003477 | 0.00036874 | 0.00053607 | 0.00051152 | 0.00048809 | 0.00046698 | 0.00044577 | 0.00043212 | 0.00063472 | 0.00060805 | 0.00057858 | 0.00071309 | 0.00068114 | 0.00065169 | 0.0006201 | 0.0005917 | 0.0005653 | 0.00054383 | 0.00051846 | 0.00049471
TAS1 | Grid Battery | 0.00034254 | 0.00032685 | 0.00031271 | 0.00029756 | 0.00029104 | 0.00029118 | 0.00031063 | 0.00035539 | 0.00051266 | 0.00052049 | 0.0005092 | 0.00066323 | 0.00063285 | 0.00060684 | 0.00058635 | 0.00061033 | 0.00064072 | 0.00064263 | 0.00092218 | 0.00087959 | 0.00097969 | 0.00093656 | 0.00090585 | 0.00095625 | 0.00092358 | 0.0010224 | 0.0010308 | 0.0011422 | 0.0010968
TAS1 | Pumped Hydro | 0 | 0 | 0.00086823 | 0.00084038 | 0.0008418 | 0.00088547 | 0.00088337 | 0.00094059 | 0.00092756 | 0.00094353 | 0.00094612 | 0.0011602 | 0.001108 | 0.0010583 | 0.0010165 | 0.0010205 | 0.0010976 | 0.0011026 | 0.0015597 | 0.0014841 | 0.0014198 | 0.0013569 | 0.0013001 | 0.0012469 | 0.0011975 | 0.0012818 | 0.0012349 | 0.0012333 | 0.0011768
TAS1 | VPP | 0 | 0 | 0 | 0 | 0 | 0 | 0 | 0 | 0 | 0 | 0 | 0 | 0 | 0 | 0 | 0 | 0 | 0 | 0 | 0 | 0 | 0 | 0 | 0 | 0 | 0 | 0 | 0 | 0
Total excluding storage |  | 10050.2354 | 9589.9193 | 14630.0382 | 13920.9241 | 13283.3245 | 12674.928 | 12126.7535 | 13093.7487 | 12645.5189 | 12066.3349 | 11544.4813 | 10984.9235 | 10481.7973 | 10001.7149 | 9569.1534 | 10188.5548 | 9721.9035 | 10842.5209 | 10373.5957 | 9870.7902 | 9634.3452 | 9193.0774 | 8795.4885 | 8369.1735 | 8386.2342 | 8368.7706 | 8006.8322 | 7618.7431 | 7269.793

## BaseCase_Fuel Cost
Fuel cost by technology ($000s) - Base Case, Central High Electrification Sensitivity
Fuel | Real June 2020 dollars discounted to 1 July 2020
Explicitly modelled generation
Region | Technology | 2021-22 | 2022-23 | 2023-24 | 2024-25 | 2025-26 | 2026-27 | 2027-28 | 2028-29 | 2029-30 | 2030-31 | 2031-32 | 2032-33 | 2033-34 | 2034-35 | 2035-36 | 2036-37 | 2037-38 | 2038-39 | 2039-40 | 2040-41 | 2041-42 | 2042-43 | 2043-44 | 2044-45 | 2045-46 | 2046-47 | 2047-48 | 2048-49 | 2049-50
NEM | Black Coal | 1464986.3468 | 1309980.2582 | 1220794.4954 | 981355.0432 | 864310.3018 | 790858.3182 | 727237.03 | 745209.3327 | 662556.2019 | 613086.384 | 545972.0383 | 324775.8506 | 315162.9386 | 267981.0584 | 200537.39 | 185654.0012 | 177733.2004 | 166715.7748 | 149079.7563 | 140119.1635 | 107455.2391 | 67270.2476 | 58452.0463 | 40617.5794 | 33494.991 | 30413.5615 | 28421.4383 | 25817.7815 | 23234.8201
NEM | Brown Coal | 206976.8421 | 173147.0761 | 173439.3915 | 79773.7534 | 78599.8274 | 62734.0333 | 8978.737 | 7046.3636 | 6799.8149 | 6434.0596 | 5775.6663 | 5575.1755 | 5659.653 | 4834.8382 | 4521.6023 | 4054.0486 | 3477.8356 | 3844.2283 | 3225.8337 | 2044.2653 | 2802.5043 | 3123.8042 | 3068.5319 | 2720.5513 | 2438.1687 | 2753.0649 | 0.0018843 | 0 | 0
NEM | CCGT | 185419.3094 | 177228.4773 | 134321.9669 | 198169.9456 | 222654.7778 | 174514.1227 | 170753.4068 | 156883.0747 | 202044.3739 | 203191.0224 | 219820.6756 | 236968.0406 | 273220.8198 | 243773.4527 | 192906.3319 | 162009.8941 | 146823.8978 | 142361.7543 | 117833.8635 | 124066.8778 | 124248.3185 | 131546.8118 | 71367.471 | 72169.5048 | 40618.6201 | 30754.1985 | 29594.9893 | 28288.53 | 27169.0797
NEM | Gas - Steam | 85870.4356 | 82634.3575 | 77187.4559 | 20538.6572 | 18404.0989 | 20011.7374 | 16138.4243 | 18055.3469 | 13438.719 | 17110.0286 | 23842.9479 | 38808.5295 | 40972.2442 | 67556.0066 | 14365.2028 | 12656.2235 | 28940.2085 | 30605.6298 | 3607.8338 | 4673.302 | 4266.3425 | 5329.0895 | 3664.8452 | 3763.1098 | 4035.2965 | 0 | 0 | 0 | 0
NEM | OCGT / Diesel | 4661.9278 | 1931.4901 | 8597.1638 | 23516.4334 | 14908.4506 | 18987.3785 | 15040.5659 | 21721.8704 | 15516.3261 | 24197.4464 | 37245.1391 | 56562.98 | 43322.0626 | 62991.6583 | 55065.2094 | 59661.3307 | 133534.5876 | 97212.8741 | 232201.0468 | 321376.6238 | 290574.1686 | 354022.7017 | 491894.9905 | 334364.3104 | 350621.7029 | 467983.6153 | 489589.1301 | 540734.1758 | 549711.3393
NEM | Hydro | 0 | 0 | 0 | 0 | 0 | 0 | 0 | 0 | 0 | 0 | 0 | 0 | 0 | 0 | 0 | 0 | 0 | 0 | 0 | 0 | 0 | 0 | 0 | 0 | 0 | 0 | 0 | 0 | 0
NEM | Wind | 0 | 0 | 0 | 0 | 0 | 0 | 0 | 0 | 0 | 0 | 0 | 0 | 0 | 0 | 0 | 0 | 0 | 0 | 0 | 0 | 0 | 0 | 0 | 0 | 0 | 0 | 0 | 0 | 0
NEM | Solar PV | 0 | 0 | 0 | 0 | 0 | 0 | 0 | 0 | 0 | 0 | 0 | 0 | 0 | 0 | 0 | 0 | 0 | 0 | 0 | 0 | 0 | 0 | 0 | 0 | 0 | 0 | 0 | 0 | 0
NEM | Grid Battery | 0 | 0 | 0 | 0 | 0 | 0 | 0 | 0 | 0 | 0 | 0 | 0 | 0 | 0 | 0 | 0 | 0 | 0 | 0 | 0 | 0 | 0 | 0 | 0 | 0 | 0 | 0 | 0 | 0
NEM | Pumped Hydro | 0 | 0 | 0 | 0 | 0 | 0 | 0 | 0 | 0 | 0 | 0 | 0 | 0 | 0 | 0 | 0 | 0 | 0 | 0 | 0 | 0 | 0 | 0 | 0 | 0 | 0 | 0 | 0 | 0
NEM | VPP | 0 | 0 | 0 | 0 | 0 | 0 | 0 | 0 | 0 | 0 | 0 | 0 | 0 | 0 | 0 | 0 | 0 | 0 | 0 | 0 | 0 | 0 | 0 | 0 | 0 | 0 | 0 | 0 | 0
Total excluding storage |  | 1947914.8617 | 1744921.6592 | 1614340.4735 | 1303353.8328 | 1198877.4566 | 1067105.5902 | 938148.164 | 948915.9882 | 900355.4358 | 864018.9411 | 832656.4672 | 662690.5761 | 678337.7183 | 647137.0143 | 467395.7364 | 424035.4982 | 490509.7298 | 440740.2613 | 505948.3342 | 592280.2325 | 529346.573 | 561292.6548 | 628447.8848 | 453635.0555 | 431208.7792 | 531904.4402 | 547605.5596 | 594840.4873 | 600115.2392
Region | Technology | 2021-22 | 2022-23 | 2023-24 | 2024-25 | 2025-26 | 2026-27 | 2027-28 | 2028-29 | 2029-30 | 2030-31 | 2031-32 | 2032-33 | 2033-34 | 2034-35 | 2035-36 | 2036-37 | 2037-38 | 2038-39 | 2039-40 | 2040-41 | 2041-42 | 2042-43 | 2043-44 | 2044-45 | 2045-46 | 2046-47 | 2047-48 | 2048-49 | 2049-50
NSW1 | Black Coal | 842229.0831 | 736788.6247 | 659005.968 | 621732.6545 | 530111.5708 | 464374.3266 | 447087.5221 | 469843.1699 | 416063.3305 | 384539.727 | 334323.4474 | 113691.8473 | 139081.169 | 118163.8822 | 61985.1982 | 70165.2457 | 73309.8254 | 66888.7843 | 60519.6443 | 50647.516 | 27765.4803 | 0 | 0 | 0 | 0 | 0 | 0 | 0 | 0
NSW1 | Brown Coal | 0 | 0 | 0 | 0 | 0 | 0 | 0 | 0 | 0 | 0 | 0 | 0 | 0 | 0 | 0 | 0 | 0 | 0 | 0 | 0 | 0 | 0 | 0 | 0 | 0 | 0 | 0 | 0 | 0
NSW1 | CCGT | 2317.4496 | 2210.2431 | 6403.1501 | 15230.1657 | 20850.2297 | 7754.4344 | 12689.9784 | 14955.3867 | 38776.2518 | 36008.9872 | 34216.7558 | 47443.9102 | 55380.9962 | 54228.6589 | 38750.7912 | 36891.4714 | 44927.44 | 46593.6628 | 41309.7957 | 40390.9097 | 43712.5401 | 42867.7308 | 2068.8015 | 0.0069142 | 0.0066803 | 0.0074215 | 0.0070386 | 0.006548 | 0.0061479
NSW1 | Gas - Steam | 0 | 0 | 0 | 0 | 0 | 0 | 0 | 0 | 0 | 0 | 0 | 0 | 0 | 0 | 0 | 0 | 0 | 0 | 0 | 0 | 0 | 0 | 0 | 0 | 0 | 0 | 0 | 0 | 0
NSW1 | OCGT / Diesel | 0.0037499 | 0.0037051 | 887.4217 | 5597.9983 | 1053.1986 | 1718.9084 | 1493.0636 | 2731.1554 | 1611.1372 | 3099.6347 | 3152.9953 | 8016.3115 | 5296.9798 | 13680.3165 | 17679.4467 | 17886.8891 | 43478.9849 | 26574.8837 | 99943.921 | 156872.0815 | 88363.8355 | 120616.1679 | 228194.1214 | 121744.6641 | 112155.6724 | 186729.6371 | 239818.9317 | 254277.0304 | 225354.8741
NSW1 | Hydro | 0 | 0 | 0 | 0 | 0 | 0 | 0 | 0 | 0 | 0 | 0 | 0 | 0 | 0 | 0 | 0 | 0 | 0 | 0 | 0 | 0 | 0 | 0 | 0 | 0 | 0 | 0 | 0 | 0
NSW1 | Wind | 0 | 0 | 0 | 0 | 0 | 0 | 0 | 0 | 0 | 0 | 0 | 0 | 0 | 0 | 0 | 0 | 0 | 0 | 0 | 0 | 0 | 0 | 0 | 0 | 0 | 0 | 0 | 0 | 0
NSW1 | Solar PV | 0 | 0 | 0 | 0 | 0 | 0 | 0 | 0 | 0 | 0 | 0 | 0 | 0 | 0 | 0 | 0 | 0 | 0 | 0 | 0 | 0 | 0 | 0 | 0 | 0 | 0 | 0 | 0 | 0
NSW1 | Grid Battery | 0 | 0 | 0 | 0 | 0 | 0 | 0 | 0 | 0 | 0 | 0 | 0 | 0 | 0 | 0 | 0 | 0 | 0 | 0 | 0 | 0 | 0 | 0 | 0 | 0 | 0 | 0 | 0 | 0
NSW1 | Pumped Hydro | 0 | 0 | 0 | 0 | 0 | 0 | 0 | 0 | 0 | 0 | 0 | 0 | 0 | 0 | 0 | 0 | 0 | 0 | 0 | 0 | 0 | 0 | 0 | 0 | 0 | 0 | 0 | 0 | 0
NSW1 | VPP | 0 | 0 | 0 | 0 | 0 | 0 | 0 | 0 | 0 | 0 | 0 | 0 | 0 | 0 | 0 | 0 | 0 | 0 | 0 | 0 | 0 | 0 | 0 | 0 | 0 | 0 | 0 | 0 | 0
Total excluding storage |  | 844546.5364 | 738998.8715 | 666296.5398 | 642560.8185 | 552014.9991 | 473847.6695 | 461270.5641 | 487529.712 | 456450.7196 | 423648.349 | 371693.1984 | 169152.0689 | 199759.145 | 186072.8575 | 118415.4362 | 124943.6062 | 161716.2503 | 140057.3308 | 201773.361 | 247910.5072 | 159841.8559 | 163483.8987 | 230262.9229 | 121744.6711 | 112155.6791 | 186729.6445 | 239818.9388 | 254277.0369 | 225354.8802
Region | Technology | 2021-22 | 2022-23 | 2023-24 | 2024-25 | 2025-26 | 2026-27 | 2027-28 | 2028-29 | 2029-30 | 2030-31 | 2031-32 | 2032-33 | 2033-34 | 2034-35 | 2035-36 | 2036-37 | 2037-38 | 2038-39 | 2039-40 | 2040-41 | 2041-42 | 2042-43 | 2043-44 | 2044-45 | 2045-46 | 2046-47 | 2047-48 | 2048-49 | 2049-50
QLD1 | Black Coal | 622757.2637 | 573191.6335 | 561788.5274 | 359622.3887 | 334198.7309 | 326483.9916 | 280149.5079 | 275366.1627 | 246492.8713 | 228546.657 | 211648.591 | 211084.0033 | 176081.7696 | 149817.1763 | 138552.1918 | 115488.7555 | 104423.375 | 99826.9905 | 88560.112 | 89471.6475 | 79689.7589 | 67270.2476 | 58452.0463 | 40617.5794 | 33494.991 | 30413.5615 | 28421.4383 | 25817.7815 | 23234.8201
QLD1 | Brown Coal | 0 | 0 | 0 | 0 | 0 | 0 | 0 | 0 | 0 | 0 | 0 | 0 | 0 | 0 | 0 | 0 | 0 | 0 | 0 | 0 | 0 | 0 | 0 | 0 | 0 | 0 | 0 | 0 | 0
QLD1 | CCGT | 90099.421 | 87583.3197 | 92125.0737 | 134414.5472 | 143888.6556 | 122644.304 | 127533.298 | 115746.81 | 129717.2217 | 131323.7427 | 143437.8915 | 143850.86 | 164804.5574 | 135918.0922 | 118847.1475 | 92109.7998 | 101896.4469 | 95768.0808 | 76524.0566 | 83675.9575 | 80535.7634 | 88679.0663 | 69298.6525 | 72169.4819 | 40618.5978 | 30754.1746 | 29594.9665 | 28288.5043 | 27169.0542
QLD1 | Gas - Steam | 2271.9558 | 2224.1605 | 4282.844 | 4349.732 | 4340.4645 | 4172.049 | 3843.2422 | 3542.831 | 3417.3355 | 3456.6578 | 3464.2758 | 3328.6232 | 5790.273 | 4023.565 | 2929.2758 | 3413.9435 | 4065.5685 | 4134.4278 | 3607.8338 | 4673.302 | 4266.3425 | 5329.0895 | 3664.8452 | 3763.1098 | 4035.2965 | 0 | 0 | 0 | 0
QLD1 | OCGT / Diesel | 0.0062466 | 0.0061048 | 0.0061001 | 7047.0345 | 3470.7215 | 3130.6857 | 5434.069 | 9414.4576 | 6825.63 | 10658.1385 | 19812.7144 | 25607.2683 | 18387.5088 | 14336.3563 | 12934.9919 | 20873.0612 | 34179.8127 | 19285.3076 | 39900.4609 | 49074.2316 | 49096.3353 | 64370.5971 | 39509.4441 | 52935.3588 | 74641.4565 | 91115.6057 | 53417.1461 | 68572.9444 | 42696.1131
QLD1 | Hydro | 0 | 0 | 0 | 0 | 0 | 0 | 0 | 0 | 0 | 0 | 0 | 0 | 0 | 0 | 0 | 0 | 0 | 0 | 0 | 0 | 0 | 0 | 0 | 0 | 0 | 0 | 0 | 0 | 0
QLD1 | Wind | 0 | 0 | 0 | 0 | 0 | 0 | 0 | 0 | 0 | 0 | 0 | 0 | 0 | 0 | 0 | 0 | 0 | 0 | 0 | 0 | 0 | 0 | 0 | 0 | 0 | 0 | 0 | 0 | 0
QLD1 | Solar PV | 0 | 0 | 0 | 0 | 0 | 0 | 0 | 0 | 0 | 0 | 0 | 0 | 0 | 0 | 0 | 0 | 0 | 0 | 0 | 0 | 0 | 0 | 0 | 0 | 0 | 0 | 0 | 0 | 0
QLD1 | Grid Battery | 0 | 0 | 0 | 0 | 0 | 0 | 0 | 0 | 0 | 0 | 0 | 0 | 0 | 0 | 0 | 0 | 0 | 0 | 0 | 0 | 0 | 0 | 0 | 0 | 0 | 0 | 0 | 0 | 0
QLD1 | Pumped Hydro | 0 | 0 | 0 | 0 | 0 | 0 | 0 | 0 | 0 | 0 | 0 | 0 | 0 | 0 | 0 | 0 | 0 | 0 | 0 | 0 | 0 | 0 | 0 | 0 | 0 | 0 | 0 | 0 | 0
QLD1 | VPP | 0 | 0 | 0 | 0 | 0 | 0 | 0 | 0 | 0 | 0 | 0 | 0 | 0 | 0 | 0 | 0 | 0 | 0 | 0 | 0 | 0 | 0 | 0 | 0 | 0 | 0 | 0 | 0 | 0
Total excluding storage |  | 715128.6467 | 662999.1198 | 658196.4512 | 505433.7024 | 485898.5725 | 456431.0302 | 416960.1171 | 404070.2613 | 386453.0585 | 373985.196 | 378363.4727 | 383870.7548 | 365064.1089 | 304095.1897 | 273263.607 | 231885.5601 | 244565.2031 | 219014.8068 | 208592.4634 | 226895.1385 | 213588.2 | 225649.0005 | 170924.9881 | 169485.5298 | 152790.3418 | 152283.3418 | 111433.5508 | 122679.2302 | 93099.9874
Region | Technology | 2021-22 | 2022-23 | 2023-24 | 2024-25 | 2025-26 | 2026-27 | 2027-28 | 2028-29 | 2029-30 | 2030-31 | 2031-32 | 2032-33 | 2033-34 | 2034-35 | 2035-36 | 2036-37 | 2037-38 | 2038-39 | 2039-40 | 2040-41 | 2041-42 | 2042-43 | 2043-44 | 2044-45 | 2045-46 | 2046-47 | 2047-48 | 2048-49 | 2049-50
VIC1 | Black Coal | 0 | 0 | 0 | 0 | 0 | 0 | 0 | 0 | 0 | 0 | 0 | 0 | 0 | 0 | 0 | 0 | 0 | 0 | 0 | 0 | 0 | 0 | 0 | 0 | 0 | 0 | 0 | 0 | 0
VIC1 | Brown Coal | 206976.8421 | 173147.0761 | 173439.3915 | 79773.7534 | 78599.8274 | 62734.0333 | 8978.737 | 7046.3636 | 6799.8149 | 6434.0596 | 5775.6663 | 5575.1755 | 5659.653 | 4834.8382 | 4521.6023 | 4054.0486 | 3477.8356 | 3844.2283 | 3225.8337 | 2044.2653 | 2802.5043 | 3123.8042 | 3068.5319 | 2720.5513 | 2438.1687 | 2753.0649 | 0.0018843 | 0 | 0
VIC1 | CCGT | 0.0022439 | 0.0021897 | 0.0022612 | 0.0035876 | 0.003482 | 0.0034128 | 0.0035857 | 0.0034527 | 0.0035654 | 0.0036909 | 0.0035848 | 0.0044758 | 0.0043902 | 0.0041866 | 0.0039274 | 0.0037599 | 0.0044068 | 0.0042849 | 0.005083 | 0.0048178 | 0.0078698 | 0.0077963 | 0.010125 | 0.0096333 | 0.0094124 | 0.010232 | 0.0097582 | 0.013377 | 0.014048
VIC1 | Gas - Steam | 831.3868 | 346.104 | 797.0729 | 5781.0215 | 4411.8885 | 4892.3205 | 5520.656 | 6901.9035 | 3809.3495 | 5355.5085 | 8115.325 | 14499.983 | 10341.543 | 20882.93 | 11435.927 | 9242.28 | 24874.64 | 26471.202 | 0 | 0 | 0 | 0 | 0 | 0 | 0 | 0 | 0 | 0 | 0
VIC1 | OCGT / Diesel | 808.634 | 0.0057681 | 1021.053 | 4116.153 | 2366.9257 | 6554.8213 | 4295.9552 | 5374.1341 | 3446.6538 | 5254.264 | 6052.1575 | 9627.5719 | 4345.0056 | 14875.5456 | 12462.9001 | 10958.686 | 20389.202 | 15887.7282 | 50617.6853 | 70486.2195 | 98539.7951 | 108303.3349 | 145331.7788 | 119400.6585 | 123426.0255 | 150201.2567 | 159589.8351 | 178074.6895 | 246580.9868
VIC1 | Hydro | 0 | 0 | 0 | 0 | 0 | 0 | 0 | 0 | 0 | 0 | 0 | 0 | 0 | 0 | 0 | 0 | 0 | 0 | 0 | 0 | 0 | 0 | 0 | 0 | 0 | 0 | 0 | 0 | 0
VIC1 | Wind | 0 | 0 | 0 | 0 | 0 | 0 | 0 | 0 | 0 | 0 | 0 | 0 | 0 | 0 | 0 | 0 | 0 | 0 | 0 | 0 | 0 | 0 | 0 | 0 | 0 | 0 | 0 | 0 | 0
VIC1 | Solar PV | 0 | 0 | 0 | 0 | 0 | 0 | 0 | 0 | 0 | 0 | 0 | 0 | 0 | 0 | 0 | 0 | 0 | 0 | 0 | 0 | 0 | 0 | 0 | 0 | 0 | 0 | 0 | 0 | 0
VIC1 | Grid Battery | 0 | 0 | 0 | 0 | 0 | 0 | 0 | 0 | 0 | 0 | 0 | 0 | 0 | 0 | 0 | 0 | 0 | 0 | 0 | 0 | 0 | 0 | 0 | 0 | 0 | 0 | 0 | 0 | 0
VIC1 | Pumped Hydro | 0 | 0 | 0 | 0 | 0 | 0 | 0 | 0 | 0 | 0 | 0 | 0 | 0 | 0 | 0 | 0 | 0 | 0 | 0 | 0 | 0 | 0 | 0 | 0 | 0 | 0 | 0 | 0 | 0
VIC1 | VPP | 0 | 0 | 0 | 0 | 0 | 0 | 0 | 0 | 0 | 0 | 0 | 0 | 0 | 0 | 0 | 0 | 0 | 0 | 0 | 0 | 0 | 0 | 0 | 0 | 0 | 0 | 0 | 0 | 0
Total excluding storage |  | 208616.8652 | 173493.1881 | 175257.5197 | 89670.9314 | 85378.6451 | 74181.1785 | 18795.3518 | 19322.4046 | 14055.8217 | 17043.8358 | 19943.1524 | 29702.7348 | 20346.206 | 40593.318 | 28420.4334 | 24255.0183 | 48741.6819 | 46203.1628 | 53843.5242 | 72530.4897 | 101342.3072 | 111427.1469 | 148400.3208 | 122121.2194 | 125864.2036 | 152954.3319 | 159589.8468 | 178074.7029 | 246581.0008
Region | Technology | 2021-22 | 2022-23 | 2023-24 | 2024-25 | 2025-26 | 2026-27 | 2027-28 | 2028-29 | 2029-30 | 2030-31 | 2031-32 | 2032-33 | 2033-34 | 2034-35 | 2035-36 | 2036-37 | 2037-38 | 2038-39 | 2039-40 | 2040-41 | 2041-42 | 2042-43 | 2043-44 | 2044-45 | 2045-46 | 2046-47 | 2047-48 | 2048-49 | 2049-50
SA1 | Black Coal | 0 | 0 | 0 | 0 | 0 | 0 | 0 | 0 | 0 | 0 | 0 | 0 | 0 | 0 | 0 | 0 | 0 | 0 | 0 | 0 | 0 | 0 | 0 | 0 | 0 | 0 | 0 | 0 | 0
SA1 | Brown Coal | 0 | 0 | 0 | 0 | 0 | 0 | 0 | 0 | 0 | 0 | 0 | 0 | 0 | 0 | 0 | 0 | 0 | 0 | 0 | 0 | 0 | 0 | 0 | 0 | 0 | 0 | 0 | 0 | 0
SA1 | CCGT | 93002.4344 | 87434.9102 | 35793.7387 | 48525.2271 | 57915.887 | 44115.3789 | 30530.1248 | 26180.8727 | 33550.8948 | 35858.2868 | 42166.0227 | 45673.2638 | 53035.2597 | 53626.6955 | 35308.3874 | 33008.6172 | 0.0045888 | 0.0044257 | 0.0042429 | 0.0040005 | 0.0051741 | 0.0050679 | 0.0050451 | 0.0045868 | 0.0044786 | 0.0044229 | 0.004174 | 0.0039427 | 0.0037176
SA1 | Gas - Steam | 82767.093 | 80064.093 | 72107.539 | 10407.9037 | 9651.7459 | 10947.3679 | 6774.5261 | 7610.6124 | 6212.034 | 8297.8623 | 12263.3471 | 20979.9233 | 24840.4282 | 42649.5116 | 0 | 0 | 0 | 0 | 0 | 0 | 0 | 0 | 0 | 0 | 0 | 0 | 0 | 0 | 0
SA1 | OCGT / Diesel | 3853.2814 | 1931.4722 | 6688.6806 | 6755.2453 | 8017.6026 | 7582.9609 | 3817.4758 | 4202.121 | 3632.9027 | 5185.4068 | 8227.2696 | 13303.7717 | 15292.566 | 20099.4379 | 11979.5672 | 9942.6923 | 35439.7363 | 35464.9524 | 41690.8653 | 44926.1725 | 54524.9156 | 60732.5999 | 78859.3281 | 40251.0576 | 40398.5469 | 39924.4076 | 36750.7463 | 39699.5503 | 35057.2171
SA1 | Hydro | 0 | 0 | 0 | 0 | 0 | 0 | 0 | 0 | 0 | 0 | 0 | 0 | 0 | 0 | 0 | 0 | 0 | 0 | 0 | 0 | 0 | 0 | 0 | 0 | 0 | 0 | 0 | 0 | 0
SA1 | Wind | 0 | 0 | 0 | 0 | 0 | 0 | 0 | 0 | 0 | 0 | 0 | 0 | 0 | 0 | 0 | 0 | 0 | 0 | 0 | 0 | 0 | 0 | 0 | 0 | 0 | 0 | 0 | 0 | 0
SA1 | Solar PV | 0 | 0 | 0 | 0 | 0 | 0 | 0 | 0 | 0 | 0 | 0 | 0 | 0 | 0 | 0 | 0 | 0 | 0 | 0 | 0 | 0 | 0 | 0 | 0 | 0 | 0 | 0 | 0 | 0
SA1 | Grid Battery | 0 | 0 | 0 | 0 | 0 | 0 | 0 | 0 | 0 | 0 | 0 | 0 | 0 | 0 | 0 | 0 | 0 | 0 | 0 | 0 | 0 | 0 | 0 | 0 | 0 | 0 | 0 | 0 | 0
SA1 | Pumped Hydro | 0 | 0 | 0 | 0 | 0 | 0 | 0 | 0 | 0 | 0 | 0 | 0 | 0 | 0 | 0 | 0 | 0 | 0 | 0 | 0 | 0 | 0 | 0 | 0 | 0 | 0 | 0 | 0 | 0
SA1 | VPP | 0 | 0 | 0 | 0 | 0 | 0 | 0 | 0 | 0 | 0 | 0 | 0 | 0 | 0 | 0 | 0 | 0 | 0 | 0 | 0 | 0 | 0 | 0 | 0 | 0 | 0 | 0 | 0 | 0
Total excluding storage |  | 179622.8088 | 169430.4755 | 114589.9583 | 65688.3761 | 75585.2356 | 62645.7077 | 41122.1266 | 37993.606 | 43395.8315 | 49341.5559 | 62656.6395 | 79956.9588 | 93168.2539 | 116375.645 | 47287.9546 | 42951.3095 | 35439.7409 | 35464.9568 | 41690.8695 | 44926.1765 | 54524.9208 | 60732.605 | 78859.3331 | 40251.0621 | 40398.5514 | 39924.412 | 36750.7504 | 39699.5542 | 35057.2208
Region | Technology | 2021-22 | 2022-23 | 2023-24 | 2024-25 | 2025-26 | 2026-27 | 2027-28 | 2028-29 | 2029-30 | 2030-31 | 2031-32 | 2032-33 | 2033-34 | 2034-35 | 2035-36 | 2036-37 | 2037-38 | 2038-39 | 2039-40 | 2040-41 | 2041-42 | 2042-43 | 2043-44 | 2044-45 | 2045-46 | 2046-47 | 2047-48 | 2048-49 | 2049-50
TAS1 | Black Coal | 0 | 0 | 0 | 0 | 0 | 0 | 0 | 0 | 0 | 0 | 0 | 0 | 0 | 0 | 0 | 0 | 0 | 0 | 0 | 0 | 0 | 0 | 0 | 0 | 0 | 0 | 0 | 0 | 0
TAS1 | Brown Coal | 0 | 0 | 0 | 0 | 0 | 0 | 0 | 0 | 0 | 0 | 0 | 0 | 0 | 0 | 0 | 0 | 0 | 0 | 0 | 0 | 0 | 0 | 0 | 0 | 0 | 0 | 0 | 0 | 0
TAS1 | CCGT | 0.0021591 | 0.0020767 | 0.0021125 | 0.0020628 | 0.0019749 | 0.0019451 | 0.0020065 | 0.0019821 | 0.0020888 | 0.00205 | 0.0019787 | 0.0021547 | 0.002073 | 0.0019404 | 0.0019021 | 0.0018834 | 0.0018553 | 0.001924 | 0.0019593 | 0.001836 | 0.0019824 | 0.0019031 | 0.0017729 | 0.0017139 | 0.0017271 | 0.001797 | 0.0018465 | 0.0018118 | 0.0016005
TAS1 | Gas - Steam | 0 | 0 | 0 | 0 | 0 | 0 | 0 | 0 | 0 | 0 | 0 | 0 | 0 | 0 | 0 | 0 | 0 | 0 | 0 | 0 | 0 | 0 | 0 | 0 | 0 | 0 | 0 | 0 | 0
TAS1 | OCGT / Diesel | 0.0024515 | 0.0022675 | 0.0023631 | 0.0023491 | 0.0022662 | 0.0023001 | 0.0023208 | 0.00231 | 0.0024057 | 0.0023719 | 0.002261 | 8.0566 | 0.0023862 | 0.0021023 | 8.3034 | 0.0021662 | 46.8518 | 0.0021855 | 48.1142 | 17.9187 | 49.2871 | 0.0018473 | 0.31814 | 32.5714 | 0.0016096 | 12.7082 | 12.471 | 109.9612 | 22.1483
TAS1 | Hydro | 0 | 0 | 0 | 0 | 0 | 0 | 0 | 0 | 0 | 0 | 0 | 0 | 0 | 0 | 0 | 0 | 0 | 0 | 0 | 0 | 0 | 0 | 0 | 0 | 0 | 0 | 0 | 0 | 0
TAS1 | Wind | 0 | 0 | 0 | 0 | 0 | 0 | 0 | 0 | 0 | 0 | 0 | 0 | 0 | 0 | 0 | 0 | 0 | 0 | 0 | 0 | 0 | 0 | 0 | 0 | 0 | 0 | 0 | 0 | 0
TAS1 | Solar PV | 0 | 0 | 0 | 0 | 0 | 0 | 0 | 0 | 0 | 0 | 0 | 0 | 0 | 0 | 0 | 0 | 0 | 0 | 0 | 0 | 0 | 0 | 0 | 0 | 0 | 0 | 0 | 0 | 0
TAS1 | Grid Battery | 0 | 0 | 0 | 0 | 0 | 0 | 0 | 0 | 0 | 0 | 0 | 0 | 0 | 0 | 0 | 0 | 0 | 0 | 0 | 0 | 0 | 0 | 0 | 0 | 0 | 0 | 0 | 0 | 0
TAS1 | Pumped Hydro | 0 | 0 | 0 | 0 | 0 | 0 | 0 | 0 | 0 | 0 | 0 | 0 | 0 | 0 | 0 | 0 | 0 | 0 | 0 | 0 | 0 | 0 | 0 | 0 | 0 | 0 | 0 | 0 | 0
TAS1 | VPP | 0 | 0 | 0 | 0 | 0 | 0 | 0 | 0 | 0 | 0 | 0 | 0 | 0 | 0 | 0 | 0 | 0 | 0 | 0 | 0 | 0 | 0 | 0 | 0 | 0 | 0 | 0 | 0 | 0
Total excluding storage |  | 0.0046106 | 0.0043442 | 0.0044756 | 0.0044118 | 0.0042411 | 0.0042452 | 0.0043273 | 0.0042921 | 0.0044945 | 0.0044218 | 0.0042397 | 8.0587 | 0.0044593 | 0.0040427 | 8.3053 | 0.0040496 | 46.8536 | 0.0041095 | 48.1162 | 17.9206 | 49.2891 | 0.0037504 | 0.31991 | 32.5731 | 0.0033367 | 12.71 | 12.4728 | 109.9631 | 22.1499

## BaseCase_Build Cost
New generation build cost (CAPEX) by technology ($000s) - Base Case, Central High Electrification Sensitivity
CAPEX (Install) | Real June 2020 dollars discounted to 1 July 2020. The total capital costs are annualised for modelling purposes.
Explicitly modelled generation
Region | Technology | 2021-22 | 2022-23 | 2023-24 | 2024-25 | 2025-26 | 2026-27 | 2027-28 | 2028-29 | 2029-30 | 2030-31 | 2031-32 | 2032-33 | 2033-34 | 2034-35 | 2035-36 | 2036-37 | 2037-38 | 2038-39 | 2039-40 | 2040-41 | 2041-42 | 2042-43 | 2043-44 | 2044-45 | 2045-46 | 2046-47 | 2047-48 | 2048-49 | 2049-50
NEM | Black Coal | 0 | 0 | 0 | 0 | 0 | 0 | 0 | 0 | 0 | 0 | 0 | 0 | 0 | 0 | 0 | 0 | 0 | 0 | 0 | 0 | 0 | 0 | 0 | 0 | 0 | 0 | 0 | 0 | 0
NEM | Brown Coal | 0 | 0 | 0 | 0 | 0 | 0 | 0 | 0 | 0 | 0 | 0 | 0 | 0 | 0 | 0 | 0 | 0 | 0 | 0 | 0 | 0 | 0 | 0 | 0 | 0 | 0 | 0 | 0 | 0
NEM | CCGT | 0.0033881 | 0.0032715 | 0.0034082 | 0.0041205 | 0.0039318 | 0.0037903 | 0.0038531 | 0.0037263 | 0.0038989 | 0.0038575 | 0.0038875 | 0.0050719 | 0.0048396 | 0.004618 | 0.004434 | 0.0042304 | 0.0050836 | 0.0048819 | 0.0053006 | 0.0050437 | 0.0066797 | 0.0063738 | 0.0069296 | 0.0066878 | 0.0063991 | 0.0053889 | 0.0051752 | 0.0057504 | 0.0054893
NEM | Gas - Steam | 0 | 0 | 0 | 0 | 0 | 0 | 0 | 0 | 0 | 0 | 0 | 0 | 0 | 0 | 0 | 0 | 0 | 0 | 0 | 0 | 0 | 0 | 0 | 0 | 0 | 0 | 0 | 0 | 0
NEM | OCGT / Diesel | 0.008637 | 0.0085502 | 0.00835 | 0.0079799 | 0.0076144 | 0.0072656 | 0.0069514 | 0.006801 | 0.0067417 | 0.0067993 | 0.0070104 | 0.015642 | 0.014926 | 0.015095 | 0.034997 | 0.033402 | 17495.1534 | 16693.8487 | 52206.3917 | 49675.9615 | 85453.7618 | 83768.7539 | 105295.2238 | 130898.1328 | 131192.3674 | 150317.2507 | 143816.22 | 212203.9045 | 218681.8364
NEM | Hydro | 0 | 0 | 0 | 0 | 0 | 0 | 0 | 0 | 0 | 0 | 0 | 0 | 0 | 0 | 0 | 0 | 0 | 0 | 0 | 0 | 0 | 0 | 0 | 0 | 0 | 0 | 0 | 0 | 0
NEM | Wind | 590705.907 | 563650.6786 | 817976.995 | 1399246.4875 | 1335158.8662 | 1280496.3652 | 1511039.0114 | 1656350.5611 | 1581425.8087 | 1637439.707 | 1600000.2107 | 1814605.8075 | 1823067.7217 | 1801958.4476 | 1753120.6585 | 1745349.5148 | 1818940.6697 | 1854315.1714 | 1797174.5898 | 1744893.3706 | 1779874.7929 | 1844190.1811 | 1789355.8211 | 1724743.3371 | 1716683.2586 | 1549964.609 | 1484320.4706 | 1350223.3797 | 1140631.0798
NEM | Solar PV | 0.012941 | 0.020105 | 0.022836 | 0.034037 | 0.03653 | 6245.9234 | 5975.8149 | 5686.1733 | 44449.2411 | 58380.4873 | 151608.6096 | 368376.7209 | 429736.512 | 410053.9236 | 407223.061 | 396213.6423 | 522000.3631 | 505488.505 | 500034.0852 | 499233.6638 | 568633.391 | 631853.0193 | 621160.0271 | 591052.5622 | 572892.0523 | 694825.3197 | 669025.5997 | 636598.102 | 657761.4252
NEM | Grid Battery | 0.017942 | 0.01804 | 0.01726 | 0.016424 | 0.016389 | 0.016361 | 0.017454 | 0.023229 | 0.031762 | 0.03275 | 0.037521 | 19283.2603 | 24722.8303 | 23590.487 | 44083.489 | 41946.774 | 48933.3458 | 46692.124 | 63281.5863 | 60214.3444 | 173338.0468 | 178344.3183 | 171757.4671 | 173200.5928 | 165267.741 | 259274.4745 | 248061.182 | 277302.0279 | 293102.0352
NEM | Pumped Hydro | 0 | 0 | 0.028358 | 0.034855 | 0.0343 | 0.04026 | 0.040474 | 0.054572 | 0.057386 | 0.1526 | 2404.4467 | 408090.0692 | 452256.7558 | 431542.7058 | 483173.1844 | 459753.9063 | 589650.1964 | 562643.3175 | 556046.4282 | 529095.0025 | 510518.5319 | 525022.5616 | 502316.0009 | 477968.8961 | 456077.1908 | 435188.1602 | 416366.8237 | 396185.6325 | 378039.7255
NEM | VPP | 0 | 0 | 0 | 0 | 0 | 0 | 0 | 0 | 0 | 0 | 0 | 0 | 0 | 0 | 0 | 0 | 0 | 0 | 0 | 0 | 0 | 0 | 0 | 0 | 0 | 0 | 0 | 0 | 0
Total excluding storage |  | 590705.9319 | 563650.7105 | 817977.0295 | 1399246.5336 | 1335158.9143 | 1286742.2996 | 1517014.8372 | 1662036.7449 | 1625875.0604 | 1695820.205 | 1751608.8312 | 2182982.5491 | 2252804.2535 | 2212012.3909 | 2160343.7589 | 2141563.1948 | 2358436.1913 | 2376497.53 | 2349415.072 | 2293803.0009 | 2433961.9523 | 2559811.9607 | 2515811.079 | 2446694.0388 | 2420767.6847 | 2395107.1848 | 2297162.2954 | 2199025.3919 | 2017074.3469
Region | Technology | 2021-22 | 2022-23 | 2023-24 | 2024-25 | 2025-26 | 2026-27 | 2027-28 | 2028-29 | 2029-30 | 2030-31 | 2031-32 | 2032-33 | 2033-34 | 2034-35 | 2035-36 | 2036-37 | 2037-38 | 2038-39 | 2039-40 | 2040-41 | 2041-42 | 2042-43 | 2043-44 | 2044-45 | 2045-46 | 2046-47 | 2047-48 | 2048-49 | 2049-50
NSW1 | Black Coal | 0 | 0 | 0 | 0 | 0 | 0 | 0 | 0 | 0 | 0 | 0 | 0 | 0 | 0 | 0 | 0 | 0 | 0 | 0 | 0 | 0 | 0 | 0 | 0 | 0 | 0 | 0 | 0 | 0
NSW1 | Brown Coal | 0 | 0 | 0 | 0 | 0 | 0 | 0 | 0 | 0 | 0 | 0 | 0 | 0 | 0 | 0 | 0 | 0 | 0 | 0 | 0 | 0 | 0 | 0 | 0 | 0 | 0 | 0 | 0 | 0
NSW1 | CCGT | 0.00071567 | 0.00070827 | 0.00072554 | 0.00085662 | 0.00081739 | 0.00077995 | 0.00080223 | 0.00078439 | 0.00085035 | 0.00081141 | 0.00080355 | 0.0013242 | 0.0012635 | 0.0012056 | 0.0011535 | 0.0010976 | 0.0014707 | 0.0014033 | 0.0013785 | 0.0013117 | 0.0019727 | 0.0018823 | 0.0019905 | 0.001894 | 0.0018073 | 0.001655 | 0.0015756 | 0.0014884 | 0.0013688
NSW1 | Gas - Steam | 0 | 0 | 0 | 0 | 0 | 0 | 0 | 0 | 0 | 0 | 0 | 0 | 0 | 0 | 0 | 0 | 0 | 0 | 0 | 0 | 0 | 0 | 0 | 0 | 0 | 0 | 0 | 0 | 0
NSW1 | OCGT / Diesel | 0.00172 | 0.0017236 | 0.0017416 | 0.0016918 | 0.0016143 | 0.0015404 | 0.0014738 | 0.0014023 | 0.0013598 | 0.0013518 | 0.0013648 | 0.0058112 | 0.005545 | 0.0061438 | 0.0087743 | 0.008349 | 9312.3033 | 8885.7856 | 32778.2885 | 31189.5334 | 32009.3085 | 30543.2333 | 51726.1174 | 64875.1017 | 61903.7229 | 59068.4374 | 56513.8023 | 60081.9255 | 57330.0816
NSW1 | Hydro | 0 | 0 | 0 | 0 | 0 | 0 | 0 | 0 | 0 | 0 | 0 | 0 | 0 | 0 | 0 | 0 | 0 | 0 | 0 | 0 | 0 | 0 | 0 | 0 | 0 | 0 | 0 | 0 | 0
NSW1 | Wind | 96146.3247 | 91742.68 | 312631.0116 | 566208.2387 | 540275.0389 | 515529.6196 | 526509.6593 | 509979.9928 | 486622.1403 | 592779.6939 | 567142.7251 | 772389.6949 | 737013.0674 | 703256.7434 | 672841.7942 | 670756.9275 | 640035.2378 | 712799.7108 | 681972.0271 | 662960.9399 | 644572.7425 | 687614.0614 | 657875.6243 | 632366.1862 | 669283.2418 | 636869.4653 | 610715.5339 | 511720.337 | 405115.9673
NSW1 | Solar PV | 0.0029713 | 0.0048189 | 0.0054199 | 0.0082569 | 0.011865 | 6245.8997 | 5975.7777 | 5686.1361 | 44449.1834 | 46771.1808 | 74153.4249 | 216897.1567 | 251525.6232 | 240005.3656 | 244528.8876 | 232676.6364 | 299698.0631 | 293367.9887 | 280680.195 | 280431.7166 | 310347.0335 | 347882.7197 | 338597.4016 | 322185.6736 | 307429.0777 | 322662.1839 | 312958.0498 | 297789.0543 | 286239.177
NSW1 | Grid Battery | 0.0057159 | 0.0058099 | 0.0055586 | 0.0052892 | 0.0050469 | 0.0048992 | 0.0053398 | 0.0057604 | 0.0088669 | 0.0090726 | 0.0094463 | 7786.9821 | 7430.3264 | 7090.0062 | 6783.3743 | 6454.5859 | 6158.9597 | 5876.8699 | 24231.5249 | 23057.0292 | 80379.3472 | 76697.8503 | 73380.7654 | 69824.0981 | 66626.0478 | 63574.4915 | 60824.9751 | 57876.8041 | 55225.9568
NSW1 | Pumped Hydro | 0 | 0 | 0.0071918 | 0.0087286 | 0.0083288 | 0.0079474 | 0.0090261 | 0.0088545 | 0.010093 | 0.011716 | 0.013421 | 183359.8932 | 174961.7301 | 166948.2157 | 187890.5871 | 178783.5792 | 214316.5842 | 204500.5574 | 195656.1674 | 186172.7639 | 177646.0206 | 169509.5616 | 162178.4878 | 154317.7387 | 147249.7507 | 140505.4872 | 134428.8029 | 127913.0738 | 122054.4597
NSW1 | VPP | 0 | 0 | 0 | 0 | 0 | 0 | 0 | 0 | 0 | 0 | 0 | 0 | 0 | 0 | 0 | 0 | 0 | 0 | 0 | 0 | 0 | 0 | 0 | 0 | 0 | 0 | 0 | 0 | 0
Total excluding storage |  | 96146.3301 | 91742.6872 | 312631.0195 | 566208.2495 | 540275.0532 | 521775.5216 | 532485.4393 | 515666.131 | 531071.3258 | 639550.8768 | 641296.1521 | 989286.8587 | 988538.6974 | 943262.1163 | 917370.6918 | 903433.5734 | 949045.6057 | 1015053.4865 | 995430.512 | 974582.1912 | 986929.0865 | 1066040.0163 | 1048199.1453 | 1019426.9633 | 1038616.0443 | 1018600.0882 | 980187.3875 | 869591.3183 | 748685.2273
Region | Technology | 2021-22 | 2022-23 | 2023-24 | 2024-25 | 2025-26 | 2026-27 | 2027-28 | 2028-29 | 2029-30 | 2030-31 | 2031-32 | 2032-33 | 2033-34 | 2034-35 | 2035-36 | 2036-37 | 2037-38 | 2038-39 | 2039-40 | 2040-41 | 2041-42 | 2042-43 | 2043-44 | 2044-45 | 2045-46 | 2046-47 | 2047-48 | 2048-49 | 2049-50
QLD1 | Black Coal | 0 | 0 | 0 | 0 | 0 | 0 | 0 | 0 | 0 | 0 | 0 | 0 | 0 | 0 | 0 | 0 | 0 | 0 | 0 | 0 | 0 | 0 | 0 | 0 | 0 | 0 | 0 | 0 | 0
QLD1 | Brown Coal | 0 | 0 | 0 | 0 | 0 | 0 | 0 | 0 | 0 | 0 | 0 | 0 | 0 | 0 | 0 | 0 | 0 | 0 | 0 | 0 | 0 | 0 | 0 | 0 | 0 | 0 | 0 | 0 | 0
QLD1 | CCGT | 0.00074686 | 0.00072592 | 0.00073717 | 0.00093278 | 0.00089006 | 0.00084929 | 0.00084766 | 0.00083185 | 0.00088749 | 0.00089349 | 0.0010133 | 0.0011564 | 0.0011034 | 0.0010529 | 0.0010074 | 0.00095853 | 0.00097796 | 0.00093317 | 0.0012223 | 0.0011631 | 0.0011098 | 0.001059 | 0.0010132 | 0.00096407 | 0.00091991 | 0.00064664 | 0.00061456 | 0.00057161 | 0.00047383
QLD1 | Gas - Steam | 0 | 0 | 0 | 0 | 0 | 0 | 0 | 0 | 0 | 0 | 0 | 0 | 0 | 0 | 0 | 0 | 0 | 0 | 0 | 0 | 0 | 0 | 0 | 0 | 0 | 0 | 0 | 0 | 0
QLD1 | OCGT / Diesel | 0.0017403 | 0.0017368 | 0.0016936 | 0.0016115 | 0.0015377 | 0.0014672 | 0.0014038 | 0.0014255 | 0.0014042 | 0.0014373 | 0.001613 | 0.0019468 | 0.0018576 | 0.0017725 | 0.0016959 | 0.0016974 | 0.001693 | 0.0016191 | 11957.7287 | 11378.1407 | 10857.0045 | 12588.642 | 12044.1992 | 11460.42 | 17225.0842 | 41569.8453 | 39772.0021 | 106895.3457 | 101999.3756
QLD1 | Hydro | 0 | 0 | 0 | 0 | 0 | 0 | 0 | 0 | 0 | 0 | 0 | 0 | 0 | 0 | 0 | 0 | 0 | 0 | 0 | 0 | 0 | 0 | 0 | 0 | 0 | 0 | 0 | 0 | 0
QLD1 | Wind | 437663.705 | 417618.0392 | 399556.5909 | 526467.654 | 502354.6339 | 479346.0246 | 479730.5411 | 544398.2825 | 519464.0106 | 495671.7657 | 487375.9525 | 473360.6929 | 529931.1103 | 515931.482 | 521616.664 | 512582.77 | 523754.295 | 499765.5484 | 478151.3249 | 454975.4546 | 481664.548 | 530086.124 | 507160.5706 | 497836.0135 | 478412.8287 | 342425.9775 | 327616.4877 | 335596.6317 | 319367.327
QLD1 | Solar PV | 0.0039151 | 0.0061456 | 0.0065854 | 0.0082565 | 0.0078784 | 0.0075175 | 0.0075034 | 0.008875 | 0.0089377 | 0.011659 | 13748.3332 | 44892.792 | 70885.6455 | 67638.9747 | 64713.6747 | 61577.0198 | 111641.3548 | 106528.0106 | 118328.1267 | 122672.8757 | 135359.4993 | 166673.678 | 159465.2526 | 151736.0133 | 144786.2724 | 227654.2459 | 217808.4874 | 207251.3666 | 240018.2315
QLD1 | Grid Battery | 0.0030983 | 0.0029564 | 0.0028285 | 0.0026914 | 0.0030214 | 0.002883 | 0.0033387 | 0.0078457 | 0.0075326 | 0.0072026 | 0.012002 | 11496.1715 | 17292.4021 | 16500.3837 | 15786.763 | 15021.5827 | 19156.447 | 18279.0524 | 17488.5066 | 16640.8433 | 36346.7602 | 47627.4422 | 46693.9302 | 53040.1327 | 50610.8134 | 134355.5667 | 128544.8584 | 153454.9068 | 172627.4541
QLD1 | Pumped Hydro | 0 | 0 | 0.0040113 | 0.004953 | 0.0054004 | 0.00614 | 0.0060198 | 0.020567 | 0.019625 | 0.01874 | 0.025325 | 51475.7929 | 111975.9578 | 106847.288 | 102226.2781 | 97271.3971 | 190311.6652 | 181595.1004 | 191478.0596 | 182197.1678 | 173852.2595 | 203776.1185 | 194963.0595 | 185513.2507 | 177016.4606 | 168908.8364 | 161603.7432 | 153770.8518 | 146727.912
QLD1 | VPP | 0 | 0 | 0 | 0 | 0 | 0 | 0 | 0 | 0 | 0 | 0 | 0 | 0 | 0 | 0 | 0 | 0 | 0 | 0 | 0 | 0 | 0 | 0 | 0 | 0 | 0 | 0 | 0 | 0
Total excluding storage |  | 437663.7114 | 417618.0478 | 399556.5999 | 526467.6648 | 502354.6442 | 479346.0344 | 479730.5509 | 544398.2936 | 519464.0218 | 495671.7797 | 501124.2883 | 518253.488 | 600816.7587 | 583570.4596 | 586330.3414 | 574159.7924 | 635395.6525 | 606293.5616 | 608437.1815 | 589026.4721 | 627881.0529 | 709348.445 | 678670.0235 | 661032.4478 | 640424.1863 | 611650.0694 | 585196.9779 | 649743.3445 | 661384.9346
Region | Technology | 2021-22 | 2022-23 | 2023-24 | 2024-25 | 2025-26 | 2026-27 | 2027-28 | 2028-29 | 2029-30 | 2030-31 | 2031-32 | 2032-33 | 2033-34 | 2034-35 | 2035-36 | 2036-37 | 2037-38 | 2038-39 | 2039-40 | 2040-41 | 2041-42 | 2042-43 | 2043-44 | 2044-45 | 2045-46 | 2046-47 | 2047-48 | 2048-49 | 2049-50
VIC1 | Black Coal | 0 | 0 | 0 | 0 | 0 | 0 | 0 | 0 | 0 | 0 | 0 | 0 | 0 | 0 | 0 | 0 | 0 | 0 | 0 | 0 | 0 | 0 | 0 | 0 | 0 | 0 | 0 | 0 | 0
VIC1 | Brown Coal | 0 | 0 | 0 | 0 | 0 | 0 | 0 | 0 | 0 | 0 | 0 | 0 | 0 | 0 | 0 | 0 | 0 | 0 | 0 | 0 | 0 | 0 | 0 | 0 | 0 | 0 | 0 | 0 | 0
VIC1 | CCGT | 0.00068529 | 0.0006539 | 0.0006482 | 0.00097469 | 0.00093004 | 0.00091461 | 0.00097798 | 0.00093058 | 0.00092877 | 0.00095038 | 0.00090927 | 0.0011101 | 0.0010592 | 0.0010107 | 0.00096701 | 0.00092014 | 0.0010498 | 0.0010017 | 0.0011916 | 0.0011339 | 0.0018437 | 0.0017592 | 0.0022767 | 0.0022604 | 0.0021569 | 0.0019955 | 0.0019164 | 0.0027244 | 0.0027627
VIC1 | Gas - Steam | 0 | 0 | 0 | 0 | 0 | 0 | 0 | 0 | 0 | 0 | 0 | 0 | 0 | 0 | 0 | 0 | 0 | 0 | 0 | 0 | 0 | 0 | 0 | 0 | 0 | 0 | 0 | 0 | 0
VIC1 | OCGT / Diesel | 0.001737 | 0.00172 | 0.0016721 | 0.001591 | 0.0015182 | 0.0014486 | 0.001386 | 0.0013572 | 0.0013596 | 0.0013749 | 0.0013877 | 0.0032532 | 0.0031042 | 0.002962 | 0.0062035 | 0.0059029 | 0.0058398 | 0.0055723 | 0.0066244 | 0.0063065 | 26919.2282 | 25686.2864 | 24575.3888 | 38434.6315 | 36674.2666 | 34994.5287 | 33481.0596 | 31858.2458 | 46596.2842
VIC1 | Hydro | 0 | 0 | 0 | 0 | 0 | 0 | 0 | 0 | 0 | 0 | 0 | 0 | 0 | 0 | 0 | 0 | 0 | 0 | 0 | 0 | 0 | 0 | 0 | 0 | 0 | 0 | 0 | 0 | 0
VIC1 | Wind | 0.027581 | 0.026571 | 0.027554 | 129338.1273 | 123414.2436 | 124251.4823 | 338050.9584 | 367937.9353 | 351085.8269 | 335005.5681 | 340753.3331 | 324237.1078 | 322709.1243 | 360046.5383 | 344474.9817 | 353408.326 | 456103.904 | 435213.6489 | 416391.2101 | 416992.2825 | 428134.4132 | 408525.2036 | 390857.0061 | 371912.2687 | 354878.1191 | 338624.1512 | 323979.0858 | 308275.9032 | 254128.7825
VIC1 | Solar PV | 0.0012723 | 0.001688 | 0.0018137 | 0.0047635 | 0.0045454 | 0.004445 | 0.010149 | 0.0097035 | 0.026551 | 11609.257 | 60241.5195 | 101831.7288 | 97167.6801 | 92717.252 | 88707.3483 | 84407.7262 | 80541.7235 | 76852.7896 | 73529.0038 | 69965.0724 | 97961.2094 | 93474.4365 | 92027.9075 | 87567.3388 | 92467.2207 | 117591.4472 | 112505.7659 | 107052.6407 | 102149.4653
VIC1 | Grid Battery | 0.0029858 | 0.0031534 | 0.003017 | 0.0028708 | 0.0029511 | 0.0030766 | 0.003074 | 0.003379 | 0.0055689 | 0.0064935 | 0.0064347 | 0.033295 | 0.031776 | 0.030328 | 0.032468 | 0.030905 | 0.029529 | 0.028183 | 0.040911 | 0.038943 | 21928.6624 | 20924.2961 | 20019.3468 | 19049.0143 | 18176.5403 | 32857.4507 | 31436.4081 | 40036.416 | 40502.537
VIC1 | Pumped Hydro | 0 | 0 | 0.0045597 | 0.0088672 | 0.008461 | 0.013212 | 0.012641 | 0.012048 | 0.013932 | 0.1079 | 2404.3934 | 173254.3615 | 165319.0471 | 157747.1823 | 193056.2981 | 183698.9096 | 185021.9225 | 176547.6359 | 168912.1743 | 160725.0452 | 159020.2195 | 151736.8506 | 145174.4241 | 138137.8575 | 131810.9327 | 125773.7907 | 120334.2336 | 114501.6646 | 109257.3135
VIC1 | VPP | 0 | 0 | 0 | 0 | 0 | 0 | 0 | 0 | 0 | 0 | 0 | 0 | 0 | 0 | 0 | 0 | 0 | 0 | 0 | 0 | 0 | 0 | 0 | 0 | 0 | 0 | 0 | 0 | 0
Total excluding storage |  | 0.031276 | 0.030633 | 0.031688 | 129338.1346 | 123414.2506 | 124251.4891 | 338050.971 | 367937.9473 | 351085.8557 | 346614.8274 | 400994.8548 | 426068.8409 | 419876.8086 | 452763.7943 | 433182.3371 | 437816.059 | 536645.6344 | 512066.4451 | 489920.2218 | 486957.3623 | 553014.8527 | 527685.9283 | 507460.3047 | 497914.2412 | 484019.6086 | 491210.1291 | 469965.9133 | 447186.7924 | 402874.5347
Region | Technology | 2021-22 | 2022-23 | 2023-24 | 2024-25 | 2025-26 | 2026-27 | 2027-28 | 2028-29 | 2029-30 | 2030-31 | 2031-32 | 2032-33 | 2033-34 | 2034-35 | 2035-36 | 2036-37 | 2037-38 | 2038-39 | 2039-40 | 2040-41 | 2041-42 | 2042-43 | 2043-44 | 2044-45 | 2045-46 | 2046-47 | 2047-48 | 2048-49 | 2049-50
SA1 | Black Coal | 0 | 0 | 0 | 0 | 0 | 0 | 0 | 0 | 0 | 0 | 0 | 0 | 0 | 0 | 0 | 0 | 0 | 0 | 0 | 0 | 0 | 0 | 0 | 0 | 0 | 0 | 0 | 0 | 0
SA1 | Brown Coal | 0 | 0 | 0 | 0 | 0 | 0 | 0 | 0 | 0 | 0 | 0 | 0 | 0 | 0 | 0 | 0 | 0 | 0 | 0 | 0 | 0 | 0 | 0 | 0 | 0 | 0 | 0 | 0 | 0
SA1 | CCGT | 0.00067313 | 0.0006423 | 0.00076767 | 0.00085246 | 0.00081342 | 0.00077616 | 0.00074259 | 0.0007066 | 0.00074236 | 0.00073468 | 0.00071408 | 0.0010039 | 0.00095795 | 0.00091407 | 0.00089029 | 0.00084714 | 0.0011857 | 0.0011314 | 0.0010877 | 0.001035 | 0.0013326 | 0.0012716 | 0.0012649 | 0.0012036 | 0.0011484 | 0.00088751 | 0.00084913 | 0.0007607 | 0.00068811
SA1 | Gas - Steam | 0 | 0 | 0 | 0 | 0 | 0 | 0 | 0 | 0 | 0 | 0 | 0 | 0 | 0 | 0 | 0 | 0 | 0 | 0 | 0 | 0 | 0 | 0 | 0 | 0 | 0 | 0 | 0 | 0
SA1 | OCGT / Diesel | 0.0017381 | 0.0017201 | 0.0016643 | 0.0015837 | 0.0015111 | 0.0014419 | 0.0013796 | 0.0013408 | 0.0013422 | 0.0013563 | 0.0013654 | 0.0030804 | 0.0029393 | 0.0028047 | 0.016973 | 0.01615 | 8182.8413 | 7808.0547 | 7470.3662 | 7108.2795 | 15668.2191 | 14950.5907 | 16949.517 | 16127.9783 | 15389.2923 | 14684.4386 | 14049.3552 | 13368.3866 | 12756.0941
SA1 | Hydro | 0 | 0 | 0 | 0 | 0 | 0 | 0 | 0 | 0 | 0 | 0 | 0 | 0 | 0 | 0 | 0 | 0 | 0 | 0 | 0 | 0 | 0 | 0 | 0 | 0 | 0 | 0 | 0 | 0
SA1 | Wind | 6258.8094 | 5972.1463 | 32337.1371 | 107340.45 | 102424.0935 | 97732.9255 | 105863.7288 | 168673.1268 | 161165.964 | 153784.333 | 147133.3559 | 189815.0748 | 181121.2547 | 172825.6255 | 166447.1881 | 158379.5367 | 151125.5204 | 153962.2803 | 170359.8029 | 162102.5077 | 178896.9317 | 173493.2678 | 190914.4328 | 182142.981 | 173800.5544 | 207726.0129 | 198742.1261 | 180892.8023 | 148910.5054
SA1 | Solar PV | 0.0042835 | 0.006717 | 0.0081708 | 0.011919 | 0.011439 | 0.010941 | 0.018637 | 0.017763 | 0.020994 | 0.036358 | 3465.3305 | 4755.0412 | 10157.5611 | 9692.3293 | 9273.1484 | 17552.2581 | 30119.2198 | 28739.7136 | 27496.7574 | 26163.9968 | 24965.646 | 23822.1826 | 31069.463 | 29563.5342 | 28209.4792 | 26917.4407 | 25753.2947 | 24505.0387 | 29354.5498
SA1 | Grid Battery | 0.0032297 | 0.0033417 | 0.0031972 | 0.0030422 | 0.0029029 | 0.0030556 | 0.0031548 | 0.0034624 | 0.0061582 | 0.0063384 | 0.0060915 | 0.069036 | 0.06588 | 0.062873 | 21513.3154 | 20470.5706 | 23617.9056 | 22536.1695 | 21561.5087 | 20516.428 | 34683.2727 | 33094.7258 | 31663.4208 | 31287.3436 | 29854.3355 | 28486.9612 | 27254.9362 | 25933.8963 | 24746.0832
SA1 | Pumped Hydro | 0 | 0 | 0.0052345 | 0.0051808 | 0.0049716 | 0.0054557 | 0.0053029 | 0.0051377 | 0.0058875 | 0.0062678 | 0.0065097 | 0.011957 | 0.011409 | 0.010887 | 0.012461 | 0.01187 | 0.015267 | 0.014567 | 0.013937 | 0.013262 | 0.020408 | 0.019484 | 0.018641 | 0.038708 | 0.036935 | 0.035244 | 0.033719 | 0.032085 | 0.030616
SA1 | VPP | 0 | 0 | 0 | 0 | 0 | 0 | 0 | 0 | 0 | 0 | 0 | 0 | 0 | 0 | 0 | 0 | 0 | 0 | 0 | 0 | 0 | 0 | 0 | 0 | 0 | 0 | 0 | 0 | 0
Total excluding storage |  | 6258.8161 | 5972.1554 | 32337.1477 | 107340.4644 | 102424.1072 | 97732.9387 | 105863.7496 | 168673.1466 | 161165.987 | 153784.3715 | 150598.6885 | 194570.1201 | 191278.8197 | 182517.9586 | 175720.3543 | 175931.8118 | 189427.5827 | 190510.0497 | 205326.9276 | 195374.7851 | 219530.7982 | 212266.0424 | 238933.4141 | 227834.4948 | 217399.327 | 249327.8932 | 238544.7768 | 218766.2284 | 191021.15
Region | Technology | 2021-22 | 2022-23 | 2023-24 | 2024-25 | 2025-26 | 2026-27 | 2027-28 | 2028-29 | 2029-30 | 2030-31 | 2031-32 | 2032-33 | 2033-34 | 2034-35 | 2035-36 | 2036-37 | 2037-38 | 2038-39 | 2039-40 | 2040-41 | 2041-42 | 2042-43 | 2043-44 | 2044-45 | 2045-46 | 2046-47 | 2047-48 | 2048-49 | 2049-50
TAS1 | Black Coal | 0 | 0 | 0 | 0 | 0 | 0 | 0 | 0 | 0 | 0 | 0 | 0 | 0 | 0 | 0 | 0 | 0 | 0 | 0 | 0 | 0 | 0 | 0 | 0 | 0 | 0 | 0 | 0 | 0
TAS1 | Brown Coal | 0 | 0 | 0 | 0 | 0 | 0 | 0 | 0 | 0 | 0 | 0 | 0 | 0 | 0 | 0 | 0 | 0 | 0 | 0 | 0 | 0 | 0 | 0 | 0 | 0 | 0 | 0 | 0 | 0
TAS1 | CCGT | 0.00056711 | 0.00054114 | 0.00052964 | 0.00050397 | 0.00048088 | 0.00047028 | 0.00048263 | 0.00047291 | 0.00048996 | 0.00046752 | 0.0004473 | 0.00047737 | 0.0004555 | 0.00043464 | 0.00041584 | 0.00040702 | 0.00039944 | 0.00041231 | 0.00042036 | 0.00039999 | 0.00042097 | 0.00040169 | 0.00038432 | 0.00036569 | 0.0003666 | 0.00020426 | 0.00021956 | 0.00020525 | 0.00019585
TAS1 | Gas - Steam | 0 | 0 | 0 | 0 | 0 | 0 | 0 | 0 | 0 | 0 | 0 | 0 | 0 | 0 | 0 | 0 | 0 | 0 | 0 | 0 | 0 | 0 | 0 | 0 | 0 | 0 | 0 | 0 | 0
TAS1 | OCGT / Diesel | 0.0017017 | 0.0016498 | 0.0015784 | 0.0015019 | 0.0014331 | 0.0013675 | 0.0013083 | 0.0012751 | 0.0012761 | 0.001279 | 0.0012796 | 0.0015505 | 0.0014795 | 0.0014117 | 0.0013506 | 0.0013022 | 0.0012789 | 0.0012716 | 0.0016761 | 0.0015948 | 0.0015218 | 0.0014521 | 0.0013968 | 0.0013689 | 0.0013216 | 0.00077521 | 0.00079067 | 0.00088549 | 0.00085392
TAS1 | Hydro | 0 | 0 | 0 | 0 | 0 | 0 | 0 | 0 | 0 | 0 | 0 | 0 | 0 | 0 | 0 | 0 | 0 | 0 | 0 | 0 | 0 | 0 | 0 | 0 | 0 | 0 | 0 | 0 | 0
TAS1 | Wind | 50637.0403 | 48317.7865 | 73452.2278 | 69892.0174 | 66690.8563 | 63636.3132 | 60884.1237 | 65361.2236 | 63087.867 | 60198.3463 | 57594.8441 | 54803.237 | 52293.1651 | 49898.0583 | 47740.0305 | 50221.9547 | 47921.7125 | 52573.9829 | 50300.2248 | 47862.186 | 46606.1575 | 44471.5243 | 42548.1872 | 40485.8877 | 40308.5145 | 24319.0021 | 23267.2371 | 13737.7055 | 13108.4976
TAS1 | Solar PV | 0.00049916 | 0.00073589 | 0.00084612 | 0.00084113 | 0.00080261 | 0.00079522 | 0.00090337 | 0.00090648 | 0.0012334 | 0.0015419 | 0.0016123 | 0.0022252 | 0.0021233 | 0.0020261 | 0.0019384 | 0.0018494 | 0.0017878 | 0.0024578 | 0.0023541 | 0.00224 | 0.0026571 | 0.0025377 | 0.0024279 | 0.0023102 | 0.0022044 | 0.001951 | 0.0017944 | 0.0016664 | 0.0015789
TAS1 | Grid Battery | 0.0029125 | 0.0027791 | 0.0026589 | 0.00253 | 0.0024663 | 0.0024463 | 0.0025465 | 0.0027815 | 0.0036353 | 0.0036424 | 0.003546 | 0.004328 | 0.0041297 | 0.0039559 | 0.0038139 | 0.0038891 | 0.0039955 | 0.0039623 | 0.0052348 | 0.0049907 | 0.0042633 | 0.0040759 | 0.003943 | 0.0041655 | 0.0040025 | 0.0043855 | 0.0043378 | 0.0046606 | 0.0040916
TAS1 | Pumped Hydro | 0 | 0 | 0.0073605 | 0.0071256 | 0.007138 | 0.0075052 | 0.007484 | 0.0079644 | 0.0078486 | 0.0079819 | 0.008001 | 0.0097845 | 0.009345 | 0.0089263 | 0.008573 | 0.008604 | 0.0092373 | 0.0092699 | 0.013045 | 0.012413 | 0.011875 | 0.011348 | 0.010873 | 0.010424 | 0.01001 | 0.010683 | 0.01029 | 0.010266 | 0.0097958
TAS1 | VPP | 0 | 0 | 0 | 0 | 0 | 0 | 0 | 0 | 0 | 0 | 0 | 0 | 0 | 0 | 0 | 0 | 0 | 0 | 0 | 0 | 0 | 0 | 0 | 0 | 0 | 0 | 0 | 0 | 0
Total excluding storage |  | 50637.043 | 48317.7894 | 73452.2307 | 69892.0203 | 66690.859 | 63636.3158 | 60884.1264 | 65361.2263 | 63087.87 | 60198.3496 | 57594.8474 | 54803.2413 | 52293.1692 | 49898.0622 | 47740.0342 | 50221.9582 | 47921.716 | 52573.987 | 50300.2292 | 47862.1902 | 46606.1621 | 44471.5287 | 42548.1914 | 40485.8917 | 40308.5184 | 24319.005 | 23267.2399 | 13737.7082 | 13108.5002

## BaseCase_REHAB Cost
Rehabilition cost by technology ($000s) - Base Case, Central High Electrification Sensitivity
REHAB | Real June 2020 dollars discounted to 1 July 2020
Explicitly modelled generation
Region | Technology | 2021-22 | 2022-23 | 2023-24 | 2024-25 | 2025-26 | 2026-27 | 2027-28 | 2028-29 | 2029-30 | 2030-31 | 2031-32 | 2032-33 | 2033-34 | 2034-35 | 2035-36 | 2036-37 | 2037-38 | 2038-39 | 2039-40 | 2040-41 | 2041-42 | 2042-43 | 2043-44 | 2044-45 | 2045-46 | 2046-47 | 2047-48 | 2048-49 | 2049-50
NEM | Black Coal | 0 | 0 | 0 | 237741.5139 | 90493.8319 | 669.4978 | 1874.9532 | 0 | 13205.3316 | 0 | 593.1357 | 3.7954e-05 | 19723.8628 | 0 | 0.0001291 | 1068.1096 | 0 | 0 | 0 | 1.1527e-05 | 1828.2078 | 0 | 165.7771 | 254.1111 | 0.00036155 | 0 | 0 | 0 | 0
NEM | Brown Coal | 0 | 0 | 0 | 162693.8565 | 0.00036081 | 24165.8904 | 107325.1612 | 5899.9072 | 0 | 0 | 1.1884e-05 | 0 | 0 | 0 | 0 | 0 | 0 | 6.5095e-05 | 0 | 0 | 0 | 0 | 0 | 0 | 0 | 0 | 0 | 0 | 0
NEM | CCGT | 0 | 0 | 0 | 0 | 0 | 0 | 0 | 0 | 0 | 0 | 0 | 0 | 0 | 0 | 0 | 0 | 0 | 0 | 0 | 0 | 0 | 0 | 0 | 0 | 0 | 0 | 0 | 0 | 0
NEM | Gas - Steam | 0 | 0 | 0 | 0 | 0 | 0 | 0 | 0 | 0 | 0 | 0 | 0 | 0 | 0 | 0 | 0 | 0 | 0 | 0 | 0 | 0 | 0 | 0 | 0 | 0 | 0 | 0 | 0 | 0
NEM | OCGT / Diesel | 0 | 0 | 0 | 0 | 0 | 0 | 0 | 0 | 0 | 0 | 0 | 0 | 0 | 0 | 0 | 0 | 0 | 0 | 0 | 0 | 0 | 0 | 0 | 0 | 0 | 0 | 0 | 0 | 0
NEM | Hydro | 0 | 0 | 0 | 0 | 0 | 0 | 0 | 0 | 0 | 0 | 0 | 0 | 0 | 0 | 0 | 0 | 0 | 0 | 0 | 0 | 0 | 0 | 0 | 0 | 0 | 0 | 0 | 0 | 0
NEM | Wind | 0 | 0 | 0 | 0 | 0 | 0 | 0 | 0 | 0 | 0 | 0 | 0 | 0 | 0 | 0 | 0 | 0 | 0 | 0 | 0 | 0 | 0 | 0 | 0 | 0 | 0 | 0 | 0 | 0
NEM | Solar PV | 0 | 0 | 0 | 0 | 0 | 0 | 0 | 0 | 0 | 0 | 0 | 0 | 0 | 0 | 0 | 0 | 0 | 0 | 0 | 0 | 0 | 0 | 0 | 0 | 0 | 0 | 0 | 0 | 0
NEM | Grid Battery | 0 | 0 | 0 | 0 | 0 | 0 | 0 | 0 | 0 | 0 | 0 | 0 | 0 | 0 | 0 | 0 | 0 | 0 | 0 | 0 | 0 | 0 | 0 | 0 | 0 | 0 | 0 | 0 | 0
NEM | Pumped Hydro | 0 | 0 | 0 | 0 | 0 | 0 | 0 | 0 | 0 | 0 | 0 | 0 | 0 | 0 | 0 | 0 | 0 | 0 | 0 | 0 | 0 | 0 | 0 | 0 | 0 | 0 | 0 | 0 | 0
NEM | VPP | 0 | 0 | 0 | 0 | 0 | 0 | 0 | 0 | 0 | 0 | 0 | 0 | 0 | 0 | 0 | 0 | 0 | 0 | 0 | 0 | 0 | 0 | 0 | 0 | 0 | 0 | 0 | 0 | 0
Total excluding storage |  | 0 | 0 | 0 | 400435.3704 | 90493.8322 | 24835.3882 | 109200.1144 | 5899.9072 | 13205.3316 | 0 | 593.1357 | 3.7954e-05 | 19723.8628 | 0 | 0.0001291 | 1068.1096 | 0 | 6.5095e-05 | 0 | 1.1527e-05 | 1828.2078 | 0 | 165.7771 | 254.1111 | 0.00036155 | 0 | 0 | 0 | 0
Region | Technology | 2021-22 | 2022-23 | 2023-24 | 2024-25 | 2025-26 | 2026-27 | 2027-28 | 2028-29 | 2029-30 | 2030-31 | 2031-32 | 2032-33 | 2033-34 | 2034-35 | 2035-36 | 2036-37 | 2037-38 | 2038-39 | 2039-40 | 2040-41 | 2041-42 | 2042-43 | 2043-44 | 2044-45 | 2045-46 | 2046-47 | 2047-48 | 2048-49 | 2049-50
NSW1 | Black Coal | 0 | 0 | 0 | 43732.9374 | 90493.8318 | 5.3904e-06 | 0 | 0 | 0 | 0 | 593.1357 | 8.6017e-06 | 0 | 0 | 0 | 0 | 0 | 0 | 0 | 0 | 1828.2078 | 0 | 0 | 0 | 0 | 0 | 0 | 0 | 0
NSW1 | Brown Coal | 0 | 0 | 0 | 0 | 0 | 0 | 0 | 0 | 0 | 0 | 0 | 0 | 0 | 0 | 0 | 0 | 0 | 0 | 0 | 0 | 0 | 0 | 0 | 0 | 0 | 0 | 0 | 0 | 0
NSW1 | CCGT | 0 | 0 | 0 | 0 | 0 | 0 | 0 | 0 | 0 | 0 | 0 | 0 | 0 | 0 | 0 | 0 | 0 | 0 | 0 | 0 | 0 | 0 | 0 | 0 | 0 | 0 | 0 | 0 | 0
NSW1 | Gas - Steam | 0 | 0 | 0 | 0 | 0 | 0 | 0 | 0 | 0 | 0 | 0 | 0 | 0 | 0 | 0 | 0 | 0 | 0 | 0 | 0 | 0 | 0 | 0 | 0 | 0 | 0 | 0 | 0 | 0
NSW1 | OCGT / Diesel | 0 | 0 | 0 | 0 | 0 | 0 | 0 | 0 | 0 | 0 | 0 | 0 | 0 | 0 | 0 | 0 | 0 | 0 | 0 | 0 | 0 | 0 | 0 | 0 | 0 | 0 | 0 | 0 | 0
NSW1 | Hydro | 0 | 0 | 0 | 0 | 0 | 0 | 0 | 0 | 0 | 0 | 0 | 0 | 0 | 0 | 0 | 0 | 0 | 0 | 0 | 0 | 0 | 0 | 0 | 0 | 0 | 0 | 0 | 0 | 0
NSW1 | Wind | 0 | 0 | 0 | 0 | 0 | 0 | 0 | 0 | 0 | 0 | 0 | 0 | 0 | 0 | 0 | 0 | 0 | 0 | 0 | 0 | 0 | 0 | 0 | 0 | 0 | 0 | 0 | 0 | 0
NSW1 | Solar PV | 0 | 0 | 0 | 0 | 0 | 0 | 0 | 0 | 0 | 0 | 0 | 0 | 0 | 0 | 0 | 0 | 0 | 0 | 0 | 0 | 0 | 0 | 0 | 0 | 0 | 0 | 0 | 0 | 0
NSW1 | Grid Battery | 0 | 0 | 0 | 0 | 0 | 0 | 0 | 0 | 0 | 0 | 0 | 0 | 0 | 0 | 0 | 0 | 0 | 0 | 0 | 0 | 0 | 0 | 0 | 0 | 0 | 0 | 0 | 0 | 0
NSW1 | Pumped Hydro | 0 | 0 | 0 | 0 | 0 | 0 | 0 | 0 | 0 | 0 | 0 | 0 | 0 | 0 | 0 | 0 | 0 | 0 | 0 | 0 | 0 | 0 | 0 | 0 | 0 | 0 | 0 | 0 | 0
NSW1 | VPP | 0 | 0 | 0 | 0 | 0 | 0 | 0 | 0 | 0 | 0 | 0 | 0 | 0 | 0 | 0 | 0 | 0 | 0 | 0 | 0 | 0 | 0 | 0 | 0 | 0 | 0 | 0 | 0 | 0
Total excluding storage |  | 0 | 0 | 0 | 43732.9374 | 90493.8318 | 5.3904e-06 | 0 | 0 | 0 | 0 | 593.1357 | 8.6017e-06 | 0 | 0 | 0 | 0 | 0 | 0 | 0 | 0 | 1828.2078 | 0 | 0 | 0 | 0 | 0 | 0 | 0 | 0
Region | Technology | 2021-22 | 2022-23 | 2023-24 | 2024-25 | 2025-26 | 2026-27 | 2027-28 | 2028-29 | 2029-30 | 2030-31 | 2031-32 | 2032-33 | 2033-34 | 2034-35 | 2035-36 | 2036-37 | 2037-38 | 2038-39 | 2039-40 | 2040-41 | 2041-42 | 2042-43 | 2043-44 | 2044-45 | 2045-46 | 2046-47 | 2047-48 | 2048-49 | 2049-50
QLD1 | Black Coal | 0 | 0 | 0 | 194008.5765 | 5.5406e-05 | 669.4978 | 1874.9532 | 0 | 13205.3316 | 0 | 0 | 2.9352e-05 | 19723.8628 | 0 | 0.0001291 | 1068.1096 | 0 | 0 | 0 | 1.1527e-05 | 4.7852e-06 | 0 | 165.7771 | 254.1111 | 0.00036155 | 0 | 0 | 0 | 0
QLD1 | Brown Coal | 0 | 0 | 0 | 0 | 0 | 0 | 0 | 0 | 0 | 0 | 0 | 0 | 0 | 0 | 0 | 0 | 0 | 0 | 0 | 0 | 0 | 0 | 0 | 0 | 0 | 0 | 0 | 0 | 0
QLD1 | CCGT | 0 | 0 | 0 | 0 | 0 | 0 | 0 | 0 | 0 | 0 | 0 | 0 | 0 | 0 | 0 | 0 | 0 | 0 | 0 | 0 | 0 | 0 | 0 | 0 | 0 | 0 | 0 | 0 | 0
QLD1 | Gas - Steam | 0 | 0 | 0 | 0 | 0 | 0 | 0 | 0 | 0 | 0 | 0 | 0 | 0 | 0 | 0 | 0 | 0 | 0 | 0 | 0 | 0 | 0 | 0 | 0 | 0 | 0 | 0 | 0 | 0
QLD1 | OCGT / Diesel | 0 | 0 | 0 | 0 | 0 | 0 | 0 | 0 | 0 | 0 | 0 | 0 | 0 | 0 | 0 | 0 | 0 | 0 | 0 | 0 | 0 | 0 | 0 | 0 | 0 | 0 | 0 | 0 | 0
QLD1 | Hydro | 0 | 0 | 0 | 0 | 0 | 0 | 0 | 0 | 0 | 0 | 0 | 0 | 0 | 0 | 0 | 0 | 0 | 0 | 0 | 0 | 0 | 0 | 0 | 0 | 0 | 0 | 0 | 0 | 0
QLD1 | Wind | 0 | 0 | 0 | 0 | 0 | 0 | 0 | 0 | 0 | 0 | 0 | 0 | 0 | 0 | 0 | 0 | 0 | 0 | 0 | 0 | 0 | 0 | 0 | 0 | 0 | 0 | 0 | 0 | 0
QLD1 | Solar PV | 0 | 0 | 0 | 0 | 0 | 0 | 0 | 0 | 0 | 0 | 0 | 0 | 0 | 0 | 0 | 0 | 0 | 0 | 0 | 0 | 0 | 0 | 0 | 0 | 0 | 0 | 0 | 0 | 0
QLD1 | Grid Battery | 0 | 0 | 0 | 0 | 0 | 0 | 0 | 0 | 0 | 0 | 0 | 0 | 0 | 0 | 0 | 0 | 0 | 0 | 0 | 0 | 0 | 0 | 0 | 0 | 0 | 0 | 0 | 0 | 0
QLD1 | Pumped Hydro | 0 | 0 | 0 | 0 | 0 | 0 | 0 | 0 | 0 | 0 | 0 | 0 | 0 | 0 | 0 | 0 | 0 | 0 | 0 | 0 | 0 | 0 | 0 | 0 | 0 | 0 | 0 | 0 | 0
QLD1 | VPP | 0 | 0 | 0 | 0 | 0 | 0 | 0 | 0 | 0 | 0 | 0 | 0 | 0 | 0 | 0 | 0 | 0 | 0 | 0 | 0 | 0 | 0 | 0 | 0 | 0 | 0 | 0 | 0 | 0
Total excluding storage |  | 0 | 0 | 0 | 194008.5765 | 5.5406e-05 | 669.4978 | 1874.9532 | 0 | 13205.3316 | 0 | 0 | 2.9352e-05 | 19723.8628 | 0 | 0.0001291 | 1068.1096 | 0 | 0 | 0 | 1.1527e-05 | 4.7852e-06 | 0 | 165.7771 | 254.1111 | 0.00036155 | 0 | 0 | 0 | 0
Region | Technology | 2021-22 | 2022-23 | 2023-24 | 2024-25 | 2025-26 | 2026-27 | 2027-28 | 2028-29 | 2029-30 | 2030-31 | 2031-32 | 2032-33 | 2033-34 | 2034-35 | 2035-36 | 2036-37 | 2037-38 | 2038-39 | 2039-40 | 2040-41 | 2041-42 | 2042-43 | 2043-44 | 2044-45 | 2045-46 | 2046-47 | 2047-48 | 2048-49 | 2049-50
VIC1 | Black Coal | 0 | 0 | 0 | 0 | 0 | 0 | 0 | 0 | 0 | 0 | 0 | 0 | 0 | 0 | 0 | 0 | 0 | 0 | 0 | 0 | 0 | 0 | 0 | 0 | 0 | 0 | 0 | 0 | 0
VIC1 | Brown Coal | 0 | 0 | 0 | 162693.8565 | 0.00036081 | 24165.8904 | 107325.1612 | 5899.9072 | 0 | 0 | 1.1884e-05 | 0 | 0 | 0 | 0 | 0 | 0 | 6.5095e-05 | 0 | 0 | 0 | 0 | 0 | 0 | 0 | 0 | 0 | 0 | 0
VIC1 | CCGT | 0 | 0 | 0 | 0 | 0 | 0 | 0 | 0 | 0 | 0 | 0 | 0 | 0 | 0 | 0 | 0 | 0 | 0 | 0 | 0 | 0 | 0 | 0 | 0 | 0 | 0 | 0 | 0 | 0
VIC1 | Gas - Steam | 0 | 0 | 0 | 0 | 0 | 0 | 0 | 0 | 0 | 0 | 0 | 0 | 0 | 0 | 0 | 0 | 0 | 0 | 0 | 0 | 0 | 0 | 0 | 0 | 0 | 0 | 0 | 0 | 0
VIC1 | OCGT / Diesel | 0 | 0 | 0 | 0 | 0 | 0 | 0 | 0 | 0 | 0 | 0 | 0 | 0 | 0 | 0 | 0 | 0 | 0 | 0 | 0 | 0 | 0 | 0 | 0 | 0 | 0 | 0 | 0 | 0
VIC1 | Hydro | 0 | 0 | 0 | 0 | 0 | 0 | 0 | 0 | 0 | 0 | 0 | 0 | 0 | 0 | 0 | 0 | 0 | 0 | 0 | 0 | 0 | 0 | 0 | 0 | 0 | 0 | 0 | 0 | 0
VIC1 | Wind | 0 | 0 | 0 | 0 | 0 | 0 | 0 | 0 | 0 | 0 | 0 | 0 | 0 | 0 | 0 | 0 | 0 | 0 | 0 | 0 | 0 | 0 | 0 | 0 | 0 | 0 | 0 | 0 | 0
VIC1 | Solar PV | 0 | 0 | 0 | 0 | 0 | 0 | 0 | 0 | 0 | 0 | 0 | 0 | 0 | 0 | 0 | 0 | 0 | 0 | 0 | 0 | 0 | 0 | 0 | 0 | 0 | 0 | 0 | 0 | 0
VIC1 | Grid Battery | 0 | 0 | 0 | 0 | 0 | 0 | 0 | 0 | 0 | 0 | 0 | 0 | 0 | 0 | 0 | 0 | 0 | 0 | 0 | 0 | 0 | 0 | 0 | 0 | 0 | 0 | 0 | 0 | 0
VIC1 | Pumped Hydro | 0 | 0 | 0 | 0 | 0 | 0 | 0 | 0 | 0 | 0 | 0 | 0 | 0 | 0 | 0 | 0 | 0 | 0 | 0 | 0 | 0 | 0 | 0 | 0 | 0 | 0 | 0 | 0 | 0
VIC1 | VPP | 0 | 0 | 0 | 0 | 0 | 0 | 0 | 0 | 0 | 0 | 0 | 0 | 0 | 0 | 0 | 0 | 0 | 0 | 0 | 0 | 0 | 0 | 0 | 0 | 0 | 0 | 0 | 0 | 0
Total excluding storage |  | 0 | 0 | 0 | 162693.8565 | 0.00036081 | 24165.8904 | 107325.1612 | 5899.9072 | 0 | 0 | 1.1884e-05 | 0 | 0 | 0 | 0 | 0 | 0 | 6.5095e-05 | 0 | 0 | 0 | 0 | 0 | 0 | 0 | 0 | 0 | 0 | 0
Region | Technology | 2021-22 | 2022-23 | 2023-24 | 2024-25 | 2025-26 | 2026-27 | 2027-28 | 2028-29 | 2029-30 | 2030-31 | 2031-32 | 2032-33 | 2033-34 | 2034-35 | 2035-36 | 2036-37 | 2037-38 | 2038-39 | 2039-40 | 2040-41 | 2041-42 | 2042-43 | 2043-44 | 2044-45 | 2045-46 | 2046-47 | 2047-48 | 2048-49 | 2049-50
SA1 | Black Coal | 0 | 0 | 0 | 0 | 0 | 0 | 0 | 0 | 0 | 0 | 0 | 0 | 0 | 0 | 0 | 0 | 0 | 0 | 0 | 0 | 0 | 0 | 0 | 0 | 0 | 0 | 0 | 0 | 0
SA1 | Brown Coal | 0 | 0 | 0 | 0 | 0 | 0 | 0 | 0 | 0 | 0 | 0 | 0 | 0 | 0 | 0 | 0 | 0 | 0 | 0 | 0 | 0 | 0 | 0 | 0 | 0 | 0 | 0 | 0 | 0
SA1 | CCGT | 0 | 0 | 0 | 0 | 0 | 0 | 0 | 0 | 0 | 0 | 0 | 0 | 0 | 0 | 0 | 0 | 0 | 0 | 0 | 0 | 0 | 0 | 0 | 0 | 0 | 0 | 0 | 0 | 0
SA1 | Gas - Steam | 0 | 0 | 0 | 0 | 0 | 0 | 0 | 0 | 0 | 0 | 0 | 0 | 0 | 0 | 0 | 0 | 0 | 0 | 0 | 0 | 0 | 0 | 0 | 0 | 0 | 0 | 0 | 0 | 0
SA1 | OCGT / Diesel | 0 | 0 | 0 | 0 | 0 | 0 | 0 | 0 | 0 | 0 | 0 | 0 | 0 | 0 | 0 | 0 | 0 | 0 | 0 | 0 | 0 | 0 | 0 | 0 | 0 | 0 | 0 | 0 | 0
SA1 | Hydro | 0 | 0 | 0 | 0 | 0 | 0 | 0 | 0 | 0 | 0 | 0 | 0 | 0 | 0 | 0 | 0 | 0 | 0 | 0 | 0 | 0 | 0 | 0 | 0 | 0 | 0 | 0 | 0 | 0
SA1 | Wind | 0 | 0 | 0 | 0 | 0 | 0 | 0 | 0 | 0 | 0 | 0 | 0 | 0 | 0 | 0 | 0 | 0 | 0 | 0 | 0 | 0 | 0 | 0 | 0 | 0 | 0 | 0 | 0 | 0
SA1 | Solar PV | 0 | 0 | 0 | 0 | 0 | 0 | 0 | 0 | 0 | 0 | 0 | 0 | 0 | 0 | 0 | 0 | 0 | 0 | 0 | 0 | 0 | 0 | 0 | 0 | 0 | 0 | 0 | 0 | 0
SA1 | Grid Battery | 0 | 0 | 0 | 0 | 0 | 0 | 0 | 0 | 0 | 0 | 0 | 0 | 0 | 0 | 0 | 0 | 0 | 0 | 0 | 0 | 0 | 0 | 0 | 0 | 0 | 0 | 0 | 0 | 0
SA1 | Pumped Hydro | 0 | 0 | 0 | 0 | 0 | 0 | 0 | 0 | 0 | 0 | 0 | 0 | 0 | 0 | 0 | 0 | 0 | 0 | 0 | 0 | 0 | 0 | 0 | 0 | 0 | 0 | 0 | 0 | 0
SA1 | VPP | 0 | 0 | 0 | 0 | 0 | 0 | 0 | 0 | 0 | 0 | 0 | 0 | 0 | 0 | 0 | 0 | 0 | 0 | 0 | 0 | 0 | 0 | 0 | 0 | 0 | 0 | 0 | 0 | 0
Total excluding storage |  | 0 | 0 | 0 | 0 | 0 | 0 | 0 | 0 | 0 | 0 | 0 | 0 | 0 | 0 | 0 | 0 | 0 | 0 | 0 | 0 | 0 | 0 | 0 | 0 | 0 | 0 | 0 | 0 | 0
Region | Technology | 2021-22 | 2022-23 | 2023-24 | 2024-25 | 2025-26 | 2026-27 | 2027-28 | 2028-29 | 2029-30 | 2030-31 | 2031-32 | 2032-33 | 2033-34 | 2034-35 | 2035-36 | 2036-37 | 2037-38 | 2038-39 | 2039-40 | 2040-41 | 2041-42 | 2042-43 | 2043-44 | 2044-45 | 2045-46 | 2046-47 | 2047-48 | 2048-49 | 2049-50
TAS1 | Black Coal | 0 | 0 | 0 | 0 | 0 | 0 | 0 | 0 | 0 | 0 | 0 | 0 | 0 | 0 | 0 | 0 | 0 | 0 | 0 | 0 | 0 | 0 | 0 | 0 | 0 | 0 | 0 | 0 | 0
TAS1 | Brown Coal | 0 | 0 | 0 | 0 | 0 | 0 | 0 | 0 | 0 | 0 | 0 | 0 | 0 | 0 | 0 | 0 | 0 | 0 | 0 | 0 | 0 | 0 | 0 | 0 | 0 | 0 | 0 | 0 | 0
TAS1 | CCGT | 0 | 0 | 0 | 0 | 0 | 0 | 0 | 0 | 0 | 0 | 0 | 0 | 0 | 0 | 0 | 0 | 0 | 0 | 0 | 0 | 0 | 0 | 0 | 0 | 0 | 0 | 0 | 0 | 0
TAS1 | Gas - Steam | 0 | 0 | 0 | 0 | 0 | 0 | 0 | 0 | 0 | 0 | 0 | 0 | 0 | 0 | 0 | 0 | 0 | 0 | 0 | 0 | 0 | 0 | 0 | 0 | 0 | 0 | 0 | 0 | 0
TAS1 | OCGT / Diesel | 0 | 0 | 0 | 0 | 0 | 0 | 0 | 0 | 0 | 0 | 0 | 0 | 0 | 0 | 0 | 0 | 0 | 0 | 0 | 0 | 0 | 0 | 0 | 0 | 0 | 0 | 0 | 0 | 0
TAS1 | Hydro | 0 | 0 | 0 | 0 | 0 | 0 | 0 | 0 | 0 | 0 | 0 | 0 | 0 | 0 | 0 | 0 | 0 | 0 | 0 | 0 | 0 | 0 | 0 | 0 | 0 | 0 | 0 | 0 | 0
TAS1 | Wind | 0 | 0 | 0 | 0 | 0 | 0 | 0 | 0 | 0 | 0 | 0 | 0 | 0 | 0 | 0 | 0 | 0 | 0 | 0 | 0 | 0 | 0 | 0 | 0 | 0 | 0 | 0 | 0 | 0
TAS1 | Solar PV | 0 | 0 | 0 | 0 | 0 | 0 | 0 | 0 | 0 | 0 | 0 | 0 | 0 | 0 | 0 | 0 | 0 | 0 | 0 | 0 | 0 | 0 | 0 | 0 | 0 | 0 | 0 | 0 | 0
TAS1 | Grid Battery | 0 | 0 | 0 | 0 | 0 | 0 | 0 | 0 | 0 | 0 | 0 | 0 | 0 | 0 | 0 | 0 | 0 | 0 | 0 | 0 | 0 | 0 | 0 | 0 | 0 | 0 | 0 | 0 | 0
TAS1 | Pumped Hydro | 0 | 0 | 0 | 0 | 0 | 0 | 0 | 0 | 0 | 0 | 0 | 0 | 0 | 0 | 0 | 0 | 0 | 0 | 0 | 0 | 0 | 0 | 0 | 0 | 0 | 0 | 0 | 0 | 0
TAS1 | VPP | 0 | 0 | 0 | 0 | 0 | 0 | 0 | 0 | 0 | 0 | 0 | 0 | 0 | 0 | 0 | 0 | 0 | 0 | 0 | 0 | 0 | 0 | 0 | 0 | 0 | 0 | 0 | 0 | 0
Total excluding storage |  | 0 | 0 | 0 | 0 | 0 | 0 | 0 | 0 | 0 | 0 | 0 | 0 | 0 | 0 | 0 | 0 | 0 | 0 | 0 | 0 | 0 | 0 | 0 | 0 | 0 | 0 | 0 | 0 | 0

## BaseCase_REZ Tx Cost
REZ transmission expansion cost by region ($000s) - Base Case, Central High Electrification Sensitivity
REZ Expansion | Real June 2020 dollars discounted to 1 July 2020. As with the total capital costs, the REZ transmission expansion costs are annualised for modelling purposes.
Explicitly modelled generation
Region | Technology | 2021-22 | 2022-23 | 2023-24 | 2024-25 | 2025-26 | 2026-27 | 2027-28 | 2028-29 | 2029-30 | 2030-31 | 2031-32 | 2032-33 | 2033-34 | 2034-35 | 2035-36 | 2036-37 | 2037-38 | 2038-39 | 2039-40 | 2040-41 | 2041-42 | 2042-43 | 2043-44 | 2044-45 | 2045-46 | 2046-47 | 2047-48 | 2048-49 | 2049-50
NSW1 | Transmission | 0.0023206 | 0.0025195 | 0.0026896 | 36086.0568 | 34433.2603 | 32856.1649 | 37461.5484 | 36583.7144 | 34908.126 | 57825.9188 | 60960.0106 | 131340.9748 | 134150.5517 | 128006.2516 | 125530.7809 | 129715.6628 | 149474.0306 | 150481.7253 | 143973.5814 | 147029.393 | 158674.7148 | 196747.8641 | 190513.234 | 183536.9206 | 198560.3233 | 208470.2402 | 201787.6409 | 192007.0465 | 184137.1817
QLD1 | Transmission | 0.0033684 | 0.0034739 | 0.0037725 | 1834.7315 | 1750.699 | 1670.5144 | 13663.7673 | 52699.432 | 50285.7177 | 47982.5552 | 51396.6948 | 55175.7156 | 64827.5573 | 70475.5626 | 91181.8875 | 88351.9379 | 130127.232 | 124167.2062 | 121888.8419 | 117908.1315 | 121607.0657 | 175595.9853 | 168001.6814 | 173621.8035 | 167249.8497 | 258796.8636 | 247604.2271 | 246980.7542 | 298091.8183
VIC1 | Transmission | 0.0008022 | 0.00079339 | 0.00076105 | 0.00072827 | 0.00069491 | 426.8536 | 12250.8173 | 11657.0235 | 11123.114 | 10613.6584 | 10154.6311 | 9662.4388 | 9219.8844 | 12455.4349 | 11916.7531 | 11339.1512 | 18895.3574 | 18029.9212 | 17250.15 | 20401.0832 | 35735.2631 | 34098.5335 | 34263.3523 | 32602.6165 | 37022.8268 | 53865.6727 | 51536.0506 | 49038.1116 | 46792.0912
SA1 | Transmission | 0.0051044 | 0.0049995 | 0.005484 | 0.0065802 | 0.0062908 | 0.0065353 | 0.0071143 | 10087.2497 | 9625.2404 | 9184.393 | 8787.1799 | 15404.4221 | 14698.8761 | 14025.6453 | 13653.7919 | 12991.9962 | 12396.9449 | 14779.3171 | 24779.9049 | 23578.8295 | 29988.3191 | 29045.9382 | 36423.4954 | 34836.3831 | 33240.8236 | 54030.3452 | 51693.6013 | 49188.0259 | 50769.5693
TAS1 | Transmission | 7.9048e-06 | 7.5428e-06 | 8.5965e-06 | 8.1798e-06 | 7.8052e-06 | 7.4477e-06 | 7.1256e-06 | 6.7802e-06 | 6.4697e-06 | 6.1733e-06 | 5.9064e-06 | 6.8763e-06 | 6.5614e-06 | 6.2609e-06 | 5.9901e-06 | 8.2865e-06 | 1.022e-05 | 1.3927e-05 | 1.5084e-05 | 1.6466e-05 | 58.3115 | 55.6408 | 53.2344 | 50.6541 | 190.5818 | 327.1278 | 312.98 | 297.81 | 284.1698
NEM | Total | 0.011603 | 0.011794 | 0.012716 | 37920.7956 | 36183.9663 | 34953.5395 | 63376.1401 | 111027.4196 | 105942.1982 | 125606.5255 | 131298.5165 | 211583.5513 | 222896.8694 | 224962.8944 | 242283.2134 | 242398.7481 | 310893.5649 | 307458.1699 | 307892.4782 | 308917.4372 | 346063.6742 | 435543.9618 | 429254.9974 | 424648.3779 | 436264.4052 | 575490.2495 | 552934.4999 | 537511.7482 | 580074.8304

## BaseCase_USE+DSP Cost
USE and USE / DSP cost by region ($000s) - Base Case, Central High Electrification Sensitivity
USE / DSP | Real June 2020 dollars discounted to 1 July 2020
Explicitly modelled generation
Region | Technology | 2021-22 | 2022-23 | 2023-24 | 2024-25 | 2025-26 | 2026-27 | 2027-28 | 2028-29 | 2029-30 | 2030-31 | 2031-32 | 2032-33 | 2033-34 | 2034-35 | 2035-36 | 2036-37 | 2037-38 | 2038-39 | 2039-40 | 2040-41 | 2041-42 | 2042-43 | 2043-44 | 2044-45 | 2045-46 | 2046-47 | 2047-48 | 2048-49 | 2049-50
NSW1 | USE / DSP | 0.004232 | 0.0042279 | 0.004254 | 1618.367 | 0.0043528 | 0.0043378 | 16.2805 | 0.0043837 | 0.0044333 | 17.3899 | 0.0044409 | 24784.6884 | 156.0017 | 12697.757 | 14749.5911 | 1760.2407 | 30611.1956 | 0.0046346 | 15563.3457 | 778.644 | 20743.5731 | 0.0048414 | 3385.4914 | 7258.0689 | 237.2014 | 292.2482 | 0.0050631 | 678.9108 | 1774.7251
QLD1 | USE / DSP | 0.0041886 | 0.0041777 | 0.0041949 | 522.3837 | 1802.6936 | 1757.8182 | 47.9342 | 24876.0247 | 2670.1793 | 89.4371 | 6286.0183 | 6038.372 | 22196.6206 | 15400.7676 | 21239.4656 | 1633.423 | 34287.2935 | 1815.8926 | 28039.9681 | 6736.5669 | 5807.7062 | 8494.2042 | 14339.0437 | 18306.9997 | 6009.4242 | 124724.3424 | 1558.3898 | 97392.1911 | 24561.0594
VIC1 | USE / DSP | 0.0041839 | 0.0041554 | 0.0041908 | 0.0043493 | 0.0043726 | 9.4839 | 0.35872 | 0.0043373 | 0.0043828 | 0.34962 | 0.004422 | 16724.6549 | 0.0045144 | 1046.1249 | 2470.6395 | 369.0137 | 37851.9712 | 0.0045709 | 7940.9574 | 796.5882 | 3434.6048 | 0.0048452 | 2032.7293 | 9896.3827 | 6.044 | 84.259 | 0.85211 | 183.6003 | 1398.9258
SA1 | USE / DSP | 0.004241 | 0.0041966 | 7.3884 | 0.0043383 | 0.0043752 | 0.0043651 | 6.2516 | 0.0043189 | 0.0043542 | 5.9594 | 0.0043915 | 6754.6636 | 0.0044525 | 707.233 | 3630.4891 | 1462.773 | 6268.8901 | 0.0045624 | 3821.915 | 540.2049 | 3523.3858 | 0.0047405 | 2089.8084 | 7433.0733 | 532.5428 | 169.6551 | 15.0996 | 343.3936 | 1033.6136
TAS1 | USE / DSP | 0.0034264 | 0.0034022 | 0.0034267 | 0.0034185 | 0.0034115 | 0.0034175 | 0.0034351 | 0.0034246 | 0.0034393 | 0.0034384 | 0.003435 | 557.4257 | 0.00345 | 0.0034044 | 7.8075 | 0.0034248 | 0.0034218 | 0.0034349 | 1316.9447 | 0.0034024 | 138.4198 | 0.0034552 | 0.0034122 | 90.6721 | 0.0034225 | 0.0034264 | 0.0034539 | 29.4217 | 0.0033362
NEM | Total | 0.020272 | 0.02016 | 7.4045 | 2140.7628 | 1802.7101 | 1767.3142 | 70.8285 | 24876.0412 | 2670.196 | 113.1394 | 6286.035 | 54859.8045 | 22352.6347 | 29851.886 | 42097.9928 | 5225.4538 | 109019.3538 | 1815.9098 | 56683.1309 | 8852.0075 | 33647.6898 | 8494.2221 | 21847.0762 | 42985.1967 | 6785.2158 | 125270.5082 | 1574.35 | 98627.5176 | 28768.3271

## BaseCase_SyncCon Cost
Synchronous Condenser cost by region ($000s) - Base Case, Central High Electrification Sensitivity
SyncCon | Real June 2020 dollars discounted to 1 July 2020
Explicitly modelled generation
Region | Technology | 2021-22 | 2022-23 | 2023-24 | 2024-25 | 2025-26 | 2026-27 | 2027-28 | 2028-29 | 2029-30 | 2030-31 | 2031-32 | 2032-33 | 2033-34 | 2034-35 | 2035-36 | 2036-37 | 2037-38 | 2038-39 | 2039-40 | 2040-41 | 2041-42 | 2042-43 | 2043-44 | 2044-45 | 2045-46 | 2046-47 | 2047-48 | 2048-49 | 2049-50
NSW1 | SyncCon | 0 | 0 | 0 | 0 | 0 | 0 | 0 | 0 | 0 | 0 | 0 | 0 | 0 | 0 | 0 | 0 | 0 | 0 | 0 | 0 | 0 | 0 | 0 | 0 | 0 | 0 | 0 | 0 | 0
QLD1 | SyncCon | 0 | 0 | 0 | 3.5853e-06 | 4.8484e-06 | 4.6264e-06 | 4.4263e-06 | 4.2117e-06 | 4.0188e-06 | 3.8348e-06 | 3.6689e-06 | 3.4911e-06 | 3.3312e-06 | 3.1786e-06 | 3.0411e-06 | 2.8937e-06 | 2.7612e-06 | 2.6347e-06 | 2.5208e-06 | 2.3986e-06 | 2.2887e-06 | 2.1839e-06 | 2.0895e-06 | 2.6653e-06 | 3.5778e-06 | 4.1732e-06 | 4.6583e-06 | 5.0925e-06 | 5.8046e-06
VIC1 | SyncCon | 0 | 0 | 239.288 | 13347.3571 | 12736.0277 | 13678.118 | 18116.1438 | 17238.059 | 16448.5296 | 15695.1618 | 15016.3659 | 14288.5266 | 13634.0902 | 13009.6281 | 12446.9782 | 11843.6764 | 11301.2179 | 10783.6049 | 10317.2276 | 9817.1543 | 9367.5136 | 8938.4672 | 8551.8898 | 8137.3819 | 7764.6774 | 7409.0433 | 7088.6116 | 6745.0284 | 6436.0958
SA1 | SyncCon | 0 | 0 | 0 | 0 | 0 | 0 | 0 | 0 | 0 | 0 | 0 | 0 | 0 | 0 | 0 | 0 | 0 | 0 | 0 | 0 | 0 | 0 | 0 | 0 | 0 | 0 | 0 | 0 | 0
TAS1 | SyncCon | 1373.6913 | 1516.1325 | 1775.1879 | 1204.0751 | 1033.6709 | 1216.34 | 1131.29 | 1194.0845 | 1170.9999 | 1172.1997 | 1381.3387 | 1222.6832 | 1030.0706 | 1041.3531 | 1083.0879 | 1109.7346 | 1166.1924 | 1157.4511 | 1157.6504 | 1215.2127 | 1078.1834 | 840.8809 | 909.8658 | 977.6629 | 825.3839 | 735.6023 | 658.6818 | 682.8578 | 667.819
NEM | Total | 1373.6913 | 1516.1325 | 2014.4759 | 14551.4322 | 13769.6987 | 14894.458 | 19247.4338 | 18432.1435 | 17619.5294 | 16867.3615 | 16397.7046 | 15511.2098 | 14664.1608 | 14050.9812 | 13530.0661 | 12953.4109 | 12467.4103 | 11941.056 | 11474.878 | 11032.367 | 10445.697 | 9779.3481 | 9461.7556 | 9115.0448 | 8590.0613 | 8144.6457 | 7747.2934 | 7427.8862 | 7103.9148

## BaseCase_System Strength Cost
System Strength cost by region ($000s) - Base Case, Central High Electrification Sensitivity
System Strength | Real June 2020 dollars discounted to 1 July 2020
Explicitly modelled generation
Region | Technology | 2021-22 | 2022-23 | 2023-24 | 2024-25 | 2025-26 | 2026-27 | 2027-28 | 2028-29 | 2029-30 | 2030-31 | 2031-32 | 2032-33 | 2033-34 | 2034-35 | 2035-36 | 2036-37 | 2037-38 | 2038-39 | 2039-40 | 2040-41 | 2041-42 | 2042-43 | 2043-44 | 2044-45 | 2045-46 | 2046-47 | 2047-48 | 2048-49 | 2049-50
NSW1 | System Strength | 0.00016321 | 0.00017371 | 0.00018536 | 4048.7765 | 3863.3364 | 3686.3898 | 4203.1038 | 4173.4186 | 5300.2539 | 7837.777 | 8335.2943 | 17136.7968 | 17661.973 | 16853.0277 | 16578.4962 | 16368.5091 | 18664.0914 | 20075.9214 | 19207.6633 | 19138.0694 | 20517.1002 | 23727.0908 | 23007.1523 | 22022.5034 | 22368.0759 | 23614.5896 | 22869.0532 | 21760.5962 | 20888.3798
QLD1 | System Strength | 3666.9808 | 3499.0275 | 3347.699 | 3359.4252 | 3205.5585 | 3058.739 | 3361.4557 | 4554.8081 | 4346.1909 | 4147.1287 | 4245.0092 | 4898.6417 | 6343.5123 | 6275.7222 | 6618.3475 | 6515.4284 | 8334.662 | 7952.9218 | 8032.7141 | 7907.5114 | 8613.6542 | 10584.2961 | 10126.5387 | 9991.481 | 9613.6635 | 14194.5254 | 13580.6301 | 13496.439 | 16156.3547
VIC1 | System Strength | 0.00042083 | 0.00041773 | 0.00044618 | 2624.5514 | 2504.343 | 2524.6799 | 6985.0373 | 7603.6831 | 7255.4234 | 7352.2487 | 8892.6843 | 10168.792 | 9703.0458 | 10415.8281 | 9965.3567 | 9482.3384 | 10588.3665 | 10103.4031 | 9666.4437 | 9667.0726 | 11283.5655 | 10766.761 | 10422.8038 | 9917.6132 | 9902.2871 | 10921.2091 | 10448.8806 | 9942.4261 | 9487.0478
SA1 | System Strength | 103.4702 | 98.7311 | 540.301 | 2099.6422 | 2003.4754 | 1911.7134 | 2070.1179 | 3302.2148 | 3155.2705 | 3010.7551 | 3004.4773 | 3933.5814 | 3753.4174 | 3581.5052 | 3449.5467 | 3645.1191 | 4044.8016 | 4085.0189 | 4413.0527 | 4199.1532 | 4579.2267 | 4435.2782 | 5200.4998 | 4959.1624 | 4732.0252 | 5499.9338 | 5262.0686 | 5007.0175 | 5072.6447
TAS1 | System Strength | 350.1149 | 334.0792 | 871.2791 | 829.0484 | 791.0767 | 754.8442 | 722.1981 | 776.9191 | 750.0772 | 715.7225 | 684.7684 | 651.5779 | 621.7346 | 593.2582 | 567.6006 | 602.6013 | 575.0012 | 639.0328 | 611.3954 | 581.7612 | 568.201 | 542.1765 | 518.728 | 493.5854 | 494.0844 | 492.6132 | 471.3083 | 448.4641 | 427.9238
NEM | Total | 4120.5665 | 3931.8384 | 4759.2797 | 12961.4438 | 12367.79 | 11936.3663 | 17341.9128 | 20411.0436 | 20807.2159 | 23063.632 | 25162.2335 | 36789.3899 | 38083.6831 | 37719.3413 | 37179.3476 | 36613.9963 | 42206.9228 | 42856.298 | 41931.2692 | 41493.5678 | 45561.7476 | 50055.6026 | 49275.7227 | 47384.3455 | 47110.1362 | 54722.8711 | 52631.941 | 50654.943 | 52032.3508

## Marinus_CF
Annual capacity factor by technology - Marinus Link, Central High Electrification Sensitivity
Explicitly modelled generation
Region | Technology | 2021-22 | 2022-23 | 2023-24 | 2024-25 | 2025-26 | 2026-27 | 2027-28 | 2028-29 | 2029-30 | 2030-31 | 2031-32 | 2032-33 | 2033-34 | 2034-35 | 2035-36 | 2036-37 | 2037-38 | 2038-39 | 2039-40 | 2040-41 | 2041-42 | 2042-43 | 2043-44 | 2044-45 | 2045-46 | 2046-47 | 2047-48 | 2048-49 | 2049-50
NEM | Black Coal | 47.95% | 45.02% | 47.27% | 59.49% | 63.69% | 61.86% | 60.86% | 63.43% | 63.76% | 62.1% | 58.67% | 58.94% | 66.55% | 59.34% | 54.96% | 57.41% | 58.42% | 57.89% | 53.79% | 53.76% | 53.33% | 58.76% | 53.54% | 52.07% | 49.26% | 48.4% | 47.79% | 43.66% | 40.23%
NEM | Brown Coal | 65.1% | 56.42% | 60.19% | 67.27% | 69.18% | 68.9% | - | - | - | - | - | - | - | - | - | - | - | - | - | - | - | - | - | - | - | - | - | - | -
NEM | CCGT | 8.417% | 8.417% | 7.359% | 11.15% | 13.46% | 10.65% | 10.38% | 10.41% | 11.27% | 12.35% | 15.32% | 19.72% | 23.91% | 22.58% | 16.48% | 16.6% | 22.22% | 22.44% | 20.54% | 23.62% | 24.41% | 27.87% | 20.5% | 25.19% | 27.59% | 28.26% | 28.34% | 28.26% | 28.26%
NEM | Gas - Steam | 5.781% | 5.901% | 5.976% | 1.792% | 1.728% | 1.969% | 1.6% | 1.768% | 1.411% | 1.579% | 1.929% | 3.289% | 3.51% | 5.9% | 3.751% | 4.183% | 8.235% | 6.817% | 14.68% | 20.49% | 19.04% | 25.52% | 18.57% | 20.01% | 23.55% | - | - | - | -
NEM | OCGT / Diesel | 0.09004% | 0.04133% | 0.1764% | 0.3879% | 0.2993% | 0.3319% | 0.2346% | 0.3759% | 0.2203% | 0.4352% | 0.6393% | 1.188% | 1.059% | 1.544% | 1.502% | 1.755% | 3.563% | 1.879% | 4.978% | 8.592% | 6.999% | 8.468% | 12.59% | 7.846% | 8.838% | 14.35% | 14.95% | 12.15% | 12.36%
NEM | Hydro | 20.58% | 21.24% | 19.31% | 23.2% | 23.62% | 22.11% | 24.37% | 26.64% | 24.23% | 22.34% | 22.56% | 21.55% | 24.36% | 24.58% | 23.54% | 22.34% | 25.89% | 23.16% | 21.45% | 20.81% | 19.86% | 22.58% | 22.95% | 21.56% | 22.88% | 26.07% | 23.38% | 21.19% | 21.36%
NEM | Wind | 37.13% | 37.73% | 34.14% | 33.39% | 36.26% | 37.46% | 38.71% | 36.09% | 36.14% | 35.96% | 36.37% | 33.49% | 32.07% | 33.78% | 35.6% | 36.43% | 34.69% | 34.2% | 34.27% | 34.11% | 32.05% | 30.42% | 32.38% | 33.97% | 35.03% | 33.28% | 33.5% | 33.09% | 32.28%
NEM | Solar PV | 29.56% | 29.16% | 29.65% | 28.44% | 27.85% | 29.52% | 29.87% | 26.36% | 27.72% | 28.72% | 28.68% | 28.78% | 27.58% | 26.96% | 28.68% | 28.84% | 25.52% | 26.29% | 27.57% | 28.03% | 27.83% | 26.52% | 25.41% | 26.89% | 26.8% | 23.53% | 24.58% | 25.13% | 24.37%
NEM | Grid Battery | 5.886% | 3.945% | 4.782% | 6.075% | 6.321% | 6.523% | 6.274% | 5.909% | 5.718% | 5.999% | 6.085% | 11.26% | 11.32% | 11.27% | 12.36% | 12.38% | 12.11% | 12.1% | 12.59% | 12.35% | 13.17% | 14% | 13.54% | 13.91% | 13.84% | 13.23% | 13.4% | 12.79% | 12.01%
NEM | Pumped Hydro | 3.521% | 5.362% | 6.469% | 17.06% | 18.12% | 17.91% | 20.86% | 20.72% | 21.12% | 21.96% | 21.86% | 24.98% | 24.38% | 24.54% | 25.24% | 24.9% | 25.26% | 25.39% | 26.26% | 25.55% | 25.62% | 25.66% | 23.77% | 25.66% | 25.28% | 24.26% | 24.34% | 23.43% | 22.73%
NEM | VPP | 4.52% | 5.419% | 7.353% | 8.589% | 9.232% | 9.509% | 8.929% | 8.477% | 8.299% | 8.351% | 8.383% | 7.533% | 7.323% | 7.034% | 6.903% | 6.794% | 6.29% | 6.244% | 6.104% | 5.933% | 5.762% | 5.655% | 5.01% | 5.16% | 5.132% | 4.767% | 4.754% | 4.275% | 3.926%
Region | Technology | 2021-22 | 2022-23 | 2023-24 | 2024-25 | 2025-26 | 2026-27 | 2027-28 | 2028-29 | 2029-30 | 2030-31 | 2031-32 | 2032-33 | 2033-34 | 2034-35 | 2035-36 | 2036-37 | 2037-38 | 2038-39 | 2039-40 | 2040-41 | 2041-42 | 2042-43 | 2043-44 | 2044-45 | 2045-46 | 2046-47 | 2047-48 | 2048-49 | 2049-50
NSW1 | Black Coal | 47.74% | 44.72% | 46.99% | 56.14% | 64.58% | 60.18% | 60.11% | 63.91% | 63.34% | 61.73% | 58.09% | 50.84% | 65.34% | 56.82% | 46.16% | 57.62% | 60.69% | 58.57% | 55.47% | 48.57% | 56.05% | - | - | - | - | - | - | - | -
NSW1 | Brown Coal | bar: 2021-22 to 2049-50
NSW1 | CCGT | 0.6146% | 0.6146% | 1.85% | 4.296% | 5.689% | 1.981% | 3.227% | 3.337% | 3.899% | 5.879% | 10.03% | 19.29% | 22.61% | 22.89% | 11.47% | 12.77% | 20.23% | 22.67% | 20.65% | 22.32% | 24.71% | 25.89% | 3.91% | - | - | - | - | - | -
NSW1 | Gas - Steam | bar: 2021-22 to 2049-50
NSW1 | OCGT / Diesel | 1.393e-07% | 1.452e-07% | 0.08218% | 0.3972% | 0.09187% | 0.1433% | 0.1033% | 0.1866% | 0.1435% | 0.2317% | 0.1991% | 0.681% | 0.5943% | 1.33% | 1.848% | 2.02% | 3.812% | 1.169% | 5.221% | 11.22% | 7.579% | 9.193% | 16.11% | 8.462% | 8.556% | 18.57% | 23.2% | 23.09% | 22.97%
NSW1 | Hydro | 9.326% | 9.822% | 8.909% | 12.57% | 12.41% | 11.45% | 11.91% | 15.24% | 12.62% | 11.38% | 12.57% | 12.06% | 13.97% | 15.6% | 14.85% | 14% | 19.07% | 15.71% | 15.24% | 13.91% | 12.67% | 15.93% | 15.94% | 16.14% | 16.56% | 18.81% | 15.8% | 14.51% | 13.86%
NSW1 | Wind | 32.88% | 37.24% | 34.26% | 32.98% | 36.85% | 38.32% | 38.11% | 33.26% | 30.99% | 32.79% | 33.89% | 33.29% | 31.91% | 33.73% | 35.68% | 35.72% | 32% | 29.39% | 31.39% | 32.14% | 32.06% | 30.52% | 31.7% | 33.37% | 33.44% | 30.03% | 28.92% | 30.11% | 30.84%
NSW1 | Solar PV | 28.63% | 28.53% | 28.72% | 27.65% | 26.32% | 28.57% | 28.73% | 26.01% | 26.9% | 28.13% | 28.57% | 28.79% | 27.83% | 26.88% | 28.98% | 29.07% | 26.08% | 26.54% | 28.29% | 28.55% | 28.29% | 26.97% | 25.71% | 27.66% | 27.56% | 24.73% | 25.27% | 26.62% | 26.93%
NSW1 | Grid Battery | - | - | - | - | - | - | - | - | - | - | - | 15.43% | 15.44% | 15.03% | 15.41% | 15.38% | 14.88% | 14.96% | 14.86% | 14.48% | 14.33% | 14.34% | 13.97% | 14.59% | 14.42% | 14.31% | 14% | 14.56% | 14.26%
NSW1 | Pumped Hydro | 2.83% | 4.958% | 6.377% | 40.12% | 20.74% | 20.24% | 23.62% | 23.5% | 23.65% | 24.34% | 24.1% | 26.68% | 25.96% | 26.5% | 27.22% | 26.45% | 27.61% | 27.29% | 28.33% | 27.23% | 27.49% | 28.22% | 26.62% | 29.42% | 29.14% | 28.44% | 27.48% | 28.4% | 28.56%
NSW1 | VPP | 2.454% | 3.162% | 6.73% | 7.5% | 8.636% | 9.105% | 8.406% | 8.098% | 7.765% | 7.811% | 7.781% | 7.23% | 7.084% | 6.753% | 6.718% | 6.62% | 6.19% | 6.237% | 6.066% | 5.761% | 5.667% | 5.713% | 5.133% | 5.369% | 5.443% | 5.299% | 5.18% | 5.096% | 4.568%
Region | Technology | 2021-22 | 2022-23 | 2023-24 | 2024-25 | 2025-26 | 2026-27 | 2027-28 | 2028-29 | 2029-30 | 2030-31 | 2031-32 | 2032-33 | 2033-34 | 2034-35 | 2035-36 | 2036-37 | 2037-38 | 2038-39 | 2039-40 | 2040-41 | 2041-42 | 2042-43 | 2043-44 | 2044-45 | 2045-46 | 2046-47 | 2047-48 | 2048-49 | 2049-50
QLD1 | Black Coal | 48.21% | 45.37% | 47.55% | 64.59% | 62.71% | 63.76% | 61.74% | 62.85% | 64.26% | 62.52% | 59.32% | 62.46% | 67.12% | 60.54% | 58.2% | 57.33% | 57.47% | 57.6% | 53.08% | 55.95% | 52.74% | 58.76% | 53.54% | 52.07% | 49.26% | 48.4% | 47.79% | 43.66% | 40.23%
QLD1 | Brown Coal | bar: 2021-22 to 2049-50
QLD1 | CCGT | 8.33% | 8.33% | 9.298% | 15.16% | 17.33% | 14.45% | 15% | 15.01% | 16.41% | 17.65% | 20.89% | 23.29% | 28.55% | 25.21% | 21.96% | 23.13% | 27.42% | 26.45% | 24.81% | 29.44% | 29.38% | 35.01% | 27.95% | 30.51% | 44.47% | 60.92% | 61.08% | 60.92% | 60.92%
QLD1 | Gas - Steam | 5.044% | 5.044% | 10.02% | 9.894% | 9.894% | 9.894% | 9.921% | 9.894% | 9.894% | 9.894% | 9.921% | 9.894% | 15.16% | 13.05% | 9.921% | 11.75% | 14.43% | 15.07% | 14.68% | 20.49% | 19.04% | 25.52% | 18.57% | 20.01% | 23.55% | - | - | - | -
QLD1 | OCGT / Diesel | 1.729e-07% | 1.78e-07% | 1.895e-07% | 0.4149% | 0.2124% | 0.21% | 0.2987% | 0.659% | 0.492% | 0.8142% | 1.44% | 1.975% | 1.639% | 1.489% | 1.606% | 2.533% | 4.22% | 2.003% | 4.52% | 6.25% | 6.741% | 9.212% | 6.477% | 9.073% | 12.38% | 13.52% | 9.224% | 4.606% | 3.189%
QLD1 | Hydro | 51.2% | 50.97% | 51.01% | 50.58% | 50.35% | 50.18% | 50.09% | 49.64% | 49.5% | 48.2% | 49.33% | 48.91% | 48.67% | 48.07% | 47% | 46.64% | 37.51% | 38.93% | 35.65% | 35.45% | 35.11% | - | - | - | - | - | - | - | -
QLD1 | Wind | 42.88% | 40.97% | 38.42% | 34.81% | 40.34% | 39.77% | 43.33% | 41.66% | 41.46% | 42.51% | 40.14% | 37.96% | 33.36% | 38.6% | 38.12% | 40.74% | 40.55% | 40.64% | 41.08% | 37.75% | 35.57% | 31.32% | 36.52% | 36.98% | 39% | 37.54% | 37.7% | 36.64% | 31.61%
QLD1 | Solar PV | 31.43% | 30.43% | 31.03% | 29.65% | 30.07% | 31.49% | 31.87% | 26.62% | 28.83% | 29.98% | 30.2% | 30.07% | 28.86% | 28.85% | 30.05% | 30.16% | 25.46% | 27.35% | 28.36% | 29.36% | 28.53% | 26.98% | 26.15% | 27.05% | 26.76% | 22.39% | 24.24% | 23.94% | 21.74%
QLD1 | Grid Battery | - | 11.69% | 14.15% | 17.24% | 17.45% | 18.13% | 18.87% | 18% | 17.84% | 18.1% | 17.83% | 16.08% | 15.85% | 15.92% | 16.32% | 16.29% | 15.27% | 15.24% | 15.2% | 15.46% | 15.02% | 14.79% | 14.69% | 14.31% | 14.09% | 13.12% | 13.53% | 12.37% | 11.48%
QLD1 | Pumped Hydro | 3.811% | 5.532% | 6.507% | 7.351% | 7.618% | 8.61% | 9.839% | 9.605% | 10.06% | 10.79% | 10.95% | 17.73% | 19.42% | 19.18% | 20.37% | 20.03% | 20.93% | 21.86% | 22.81% | 23.06% | 23.73% | 23.34% | 21.14% | 21.51% | 20.25% | 18.43% | 19.79% | 15.34% | 13.68%
QLD1 | VPP | 6.159% | 6.746% | 7.624% | 9.43% | 9.711% | 9.893% | 9.795% | 9.067% | 8.953% | 8.96% | 8.977% | 7.527% | 7.296% | 7.129% | 7.11% | 6.945% | 6.222% | 6.243% | 5.891% | 6.205% | 5.87% | 5.527% | 4.838% | 4.501% | 4.044% | 3.409% | 3.572% | 2.247% | 2.125%
Region | Technology | 2021-22 | 2022-23 | 2023-24 | 2024-25 | 2025-26 | 2026-27 | 2027-28 | 2028-29 | 2029-30 | 2030-31 | 2031-32 | 2032-33 | 2033-34 | 2034-35 | 2035-36 | 2036-37 | 2037-38 | 2038-39 | 2039-40 | 2040-41 | 2041-42 | 2042-43 | 2043-44 | 2044-45 | 2045-46 | 2046-47 | 2047-48 | 2048-49 | 2049-50
VIC1 | Black Coal | bar: 2021-22 to 2049-50
VIC1 | Brown Coal | 65.1% | 56.42% | 60.19% | 67.27% | 69.18% | 68.9% | - | - | - | - | - | - | - | - | - | - | - | - | - | - | - | - | - | - | - | - | - | - | -
VIC1 | CCGT | bar: 2021-22 to 2049-50
VIC1 | Gas - Steam | 0.1927% | 0.07927% | 0.1916% | 1.114% | 0.8917% | 0.9338% | 0.8941% | 1.369% | 0.3808% | 0.8457% | 1.29% | 2.464% | 2.206% | 3.606% | 2.714% | 2.91% | 7.194% | 5.43% | - | - | - | - | - | - | - | - | - | - | -
VIC1 | OCGT / Diesel | 0.04693% | 1.826e-07% | 0.05394% | 0.1837% | 0.1334% | 0.3541% | 0.2022% | 0.2598% | 0.1177% | 0.2047% | 0.1906% | 0.39% | 0.1785% | 0.469% | 0.8059% | 0.723% | 1.548% | 0.4431% | 3.551% | 6.162% | 4.028% | 3.427% | 9.884% | 5.187% | 5.286% | 9.112% | 8.458% | 15.71% | 19.35%
VIC1 | Hydro | 14.05% | 14.14% | 12.86% | 15.72% | 16.15% | 15.2% | 15.43% | 19.3% | 15.99% | 13.68% | 13.79% | 12.43% | 15.25% | 15.71% | 14.86% | 14.9% | 18.73% | 15.54% | 13.35% | 13.33% | 12.08% | 14.78% | 15.28% | 14.42% | 14.48% | 18.13% | 15.06% | 12.92% | 12.92%
VIC1 | Wind | 35.67% | 36.16% | 30.68% | 31.59% | 32.87% | 34.37% | 35.98% | 33.52% | 34.8% | 32.73% | 33.65% | 28.77% | 29.03% | 29.72% | 32.28% | 32.68% | 31.32% | 32.85% | 30.83% | 31.07% | 27.54% | 27.34% | 28.81% | 30.4% | 31.45% | 31.43% | 33.36% | 31.82% | 32.74%
VIC1 | Solar PV | 27.59% | 27.39% | 28.44% | 27.27% | 25.9% | 27.32% | 27.86% | 26.09% | 27.05% | 27.51% | 26.78% | 27.23% | 25.61% | 24.98% | 26.58% | 27.16% | 24.67% | 24.88% | 25.53% | 25.55% | 26.69% | 25.34% | 24.23% | 25.55% | 25.83% | 23.64% | 24.45% | 24.82% | 24.81%
VIC1 | Grid Battery | 9.875% | 3.082% | 3.646% | 5.506% | 5.883% | 6.059% | 5.765% | 5.399% | 5.261% | 5.215% | 5.49% | 5.063% | 4.608% | 4.566% | 4.707% | 4.764% | 4.566% | 4.504% | 4.525% | 4.329% | 1.659% | - | - | - | - | 14.25% | 14.13% | 13.87% | 13.81%
VIC1 | Pumped Hydro | - | - | - | - | - | - | - | - | - | - | - | 28.28% | 27.18% | 26.1% | 26.25% | 26.61% | 26.79% | 26.72% | 27.61% | 26.74% | 25.61% | 25.36% | 22.94% | 25.52% | 26.24% | 25.46% | 25.81% | 26.09% | 25.32%
VIC1 | VPP | 3.813% | 5.295% | 6.093% | 9.404% | 10.09% | 10.37% | 9.324% | 8.792% | 8.648% | 8.566% | 8.734% | 7.838% | 7.64% | 7.352% | 7.256% | 7.157% | 6.641% | 6.471% | 6.453% | 6.093% | 5.992% | 5.941% | 5.257% | 5.656% | 5.716% | 5.407% | 5.382% | 4.969% | 4.689%
Region | Technology | 2021-22 | 2022-23 | 2023-24 | 2024-25 | 2025-26 | 2026-27 | 2027-28 | 2028-29 | 2029-30 | 2030-31 | 2031-32 | 2032-33 | 2033-34 | 2034-35 | 2035-36 | 2036-37 | 2037-38 | 2038-39 | 2039-40 | 2040-41 | 2041-42 | 2042-43 | 2043-44 | 2044-45 | 2045-46 | 2046-47 | 2047-48 | 2048-49 | 2049-50
SA1 | Black Coal | bar: 2021-22 to 2049-50
SA1 | Brown Coal | bar: 2021-22 to 2049-50
SA1 | CCGT | 17.95% | 17.95% | 11.21% | 12.14% | 16.87% | 14.2% | 9.727% | 9.7% | 9.7% | 9.7% | 11.65% | 17.77% | 21.57% | 23.56% | 13.21% | 13.74% | - | - | - | - | - | - | - | - | - | - | - | - | -
SA1 | Gas - Steam | 9.351% | 9.63% | 9.166% | 1.364% | 1.393% | 1.783% | 1.167% | 1.164% | 1.164% | 1.164% | 1.489% | 3.112% | 3.101% | 6.583% | - | - | - | - | - | - | - | - | - | - | - | - | - | - | -
SA1 | OCGT / Diesel | 0.3679% | 0.1974% | 0.689% | 0.6608% | 0.8788% | 0.6942% | 0.3526% | 0.3873% | 0.09906% | 0.5098% | 0.6966% | 2.383% | 2.895% | 4.752% | 2.652% | 2.545% | 6.832% | 6.398% | 8.609% | 10.68% | 9.505% | 11.11% | 15.09% | 8.659% | 9.318% | 12.2% | 11.58% | 12.87% | 14.22%
SA1 | Hydro | bar: 2021-22 to 2049-50
SA1 | Wind | 34.77% | 34.3% | 30.01% | 32.64% | 31.7% | 35.4% | 35.67% | 34.12% | 34.79% | 34.4% | 35.82% | 30.42% | 30.22% | 27.91% | 32.6% | 32.68% | 31.73% | 32.92% | 32.38% | 34.02% | 30.07% | 29.6% | 27.25% | 31.01% | 31.9% | 30.38% | 31.61% | 30.53% | 31.67%
SA1 | Solar PV | 30.63% | 29.1% | 29.34% | 28.19% | 27.51% | 28.16% | 29.03% | 27.61% | 28.77% | 29.03% | 29.08% | 29.27% | 26.1% | 25.63% | 26.56% | 26.48% | 23.14% | 23.01% | 22.76% | 23.31% | 23.12% | 21.96% | 21.1% | 21.02% | 21.53% | 19.23% | 19.59% | 19.02% | 20.5%
SA1 | Grid Battery | 4.809% | 4.768% | 5.948% | 6.026% | 6.037% | 6.24% | 5.977% | 5.663% | 5.371% | 6.298% | 6.019% | 5.874% | 5.677% | 5.167% | 12.17% | 12.21% | 12.3% | 12.29% | 12.4% | 12.05% | 12.35% | 12.19% | 11.1% | 12.07% | 12.4% | 11.62% | 11.51% | 11.65% | 10.94%
SA1 | Pumped Hydro | bar: 2021-22 to 2049-50
SA1 | VPP | 8.211% | 8.355% | 10.07% | 9.773% | 9.786% | 9.703% | 9.063% | 8.575% | 8.247% | 8.522% | 8.395% | 7.77% | 7.417% | 7.067% | 6.289% | 6.175% | 5.847% | 5.779% | 5.75% | 5.513% | 5.238% | 5.018% | 4.311% | 4.525% | 4.766% | 4.175% | 4.222% | 4.095% | 3.562%
Region | Technology | 2021-22 | 2022-23 | 2023-24 | 2024-25 | 2025-26 | 2026-27 | 2027-28 | 2028-29 | 2029-30 | 2030-31 | 2031-32 | 2032-33 | 2033-34 | 2034-35 | 2035-36 | 2036-37 | 2037-38 | 2038-39 | 2039-40 | 2040-41 | 2041-42 | 2042-43 | 2043-44 | 2044-45 | 2045-46 | 2046-47 | 2047-48 | 2048-49 | 2049-50
TAS1 | Black Coal | bar: 2021-22 to 2049-50
TAS1 | Brown Coal | bar: 2021-22 to 2049-50
TAS1 | CCGT | 8.612e-07% | 8.446e-07% | 8.702e-07% | 8.755e-07% | 8.783e-07% | 9.136e-07% | 1.059e-06% | 1.135e-06% | 1.182e-06% | 1.245e-06% | 1.251e-06% | 1.538e-06% | 1.552e-06% | 1.541e-06% | 1.523e-06% | 1.53e-06% | 1.648e-06% | 1.672e-06% | 2.096e-06% | 2.082e-06% | 2.275e-06% | 2.293e-06% | 2.301e-06% | 2.222e-06% | 2.255e-06% | 3.066e-06% | 3.043e-06% | 3.501e-06% | 3.428e-06%
TAS1 | Gas - Steam | bar: 2021-22 to 2049-50
TAS1 | OCGT / Diesel | 7.534e-07% | 7.107e-07% | 7.49e-07% | 7.65e-07% | 7.804e-07% | 8.311e-07% | 9.345e-07% | 0.01435% | 2.92e-05% | 0.03057% | 0.05682% | 0.08667% | 0.009714% | 0.03568% | 0.14% | 0.02446% | 0.3746% | 1.593e-06% | 0.06137% | 0.05668% | 0.3741% | 0.05668% | 0.5559% | 0.9295% | 0.4494% | 0.3712% | 0.1643% | 1.661% | 1.554%
TAS1 | Hydro | 36.74% | 38.14% | 34.41% | 39.78% | 40.84% | 38.13% | 42.46% | 42.52% | 40.95% | 38.73% | 38.05% | 36.82% | 40.65% | 39.36% | 37.88% | 35.27% | 38.2% | 36.36% | 33.9% | 33.4% | 32.95% | 35.56% | 36.17% | 32.78% | 36.04% | 39.75% | 37.69% | 34.6% | 35.69%
TAS1 | Wind | 35.09% | 39.32% | 38.37% | 38.24% | 39.98% | 40.4% | 42.23% | 40.37% | 41.42% | 40.33% | 42.46% | 40.45% | 39.73% | 41.29% | 42.15% | 42.9% | 42.26% | 41.6% | 40.31% | 42.36% | 39.18% | 38.56% | 40.29% | 42.28% | 43.32% | 42.14% | 41.59% | 39.73% | 40.87%
TAS1 | Solar PV | bar: 2021-22 to 2049-50
TAS1 | Grid Battery | bar: 2021-22 to 2049-50
TAS1 | Pumped Hydro | - | - | - | - | - | - | - | - | 23.83% | 25.98% | 26.17% | 23.28% | 23.41% | 23.45% | 22.3% | 23.19% | 23.16% | 23.51% | 24.3% | 22.77% | 22.02% | 22.33% | 21.48% | 22.81% | 22.48% | 22.33% | 22.18% | 22.42% | 21.2%
TAS1 | VPP | - | 3.337% | 3.724% | 2.888% | 3.361% | 3.745% | 5.742% | 6.024% | 7.628% | 8.115% | 8.155% | 7.157% | 6.752% | 6.223% | 6.212% | 6.241% | 5.939% | 5.526% | 5.752% | 5.538% | 5.304% | 4.991% | 4.583% | 4.722% | 5.233% | 4.561% | 4.237% | 4.275% | 4.075%
Explicitly modelled pumping
Region | Technology | 2021-22 | 2022-23 | 2023-24 | 2024-25 | 2025-26 | 2026-27 | 2027-28 | 2028-29 | 2029-30 | 2030-31 | 2031-32 | 2032-33 | 2033-34 | 2034-35 | 2035-36 | 2036-37 | 2037-38 | 2038-39 | 2039-40 | 2040-41 | 2041-42 | 2042-43 | 2043-44 | 2044-45 | 2045-46 | 2046-47 | 2047-48 | 2048-49 | 2049-50
NEM | Grid Battery pump | 7.233% | 4.885% | 5.886% | 7.502% | 7.803% | 8.051% | 7.763% | 7.278% | 7.063% | 7.402% | 7.528% | 13.39% | 13.45% | 13.41% | 14.63% | 14.66% | 14.35% | 14.33% | 14.86% | 14.63% | 15.49% | 16.49% | 15.93% | 16.38% | 16.31% | 15.58% | 15.76% | 15.05% | 14.13%
NEM | Pumped Hydro Pump | 5.013% | 8.325% | 9.657% | 25.23% | 21.11% | 22.35% | 26.58% | 25.42% | 26.75% | 27.6% | 29.96% | 31.96% | 31.82% | 31.55% | 32.73% | 32.64% | 32.58% | 33.11% | 33.8% | 33.53% | 32.63% | 33.53% | 30.42% | 33.43% | 33.33% | 31.41% | 31.51% | 30.51% | 29.28%
NEM | VPP pump | 5.424% | 6.525% | 8.811% | 10.32% | 11.08% | 11.41% | 10.74% | 10.16% | 9.963% | 10.02% | 10.08% | 9.026% | 8.787% | 8.453% | 8.277% | 8.154% | 7.561% | 7.5% | 7.311% | 7.139% | 6.901% | 6.797% | 6.006% | 6.194% | 6.171% | 5.71% | 5.718% | 5.122% | 4.707%
Region | Technology | 2021-22 | 2022-23 | 2023-24 | 2024-25 | 2025-26 | 2026-27 | 2027-28 | 2028-29 | 2029-30 | 2030-31 | 2031-32 | 2032-33 | 2033-34 | 2034-35 | 2035-36 | 2036-37 | 2037-38 | 2038-39 | 2039-40 | 2040-41 | 2041-42 | 2042-43 | 2043-44 | 2044-45 | 2045-46 | 2046-47 | 2047-48 | 2048-49 | 2049-50
NSW1 | Grid Battery pump | - | - | - | - | - | - | - | - | - | - | - | 18.15% | 18.16% | 17.73% | 18.08% | 18.09% | 17.56% | 17.6% | 17.47% | 17.09% | 16.85% | 16.87% | 16.43% | 17.17% | 17.02% | 16.79% | 16.5% | 17.09% | 16.77%
NSW1 | Pumped Hydro Pump | 4.239% | 7.773% | 8.957% | 32.75% | 22.53% | 23.72% | 28.3% | 27.01% | 28.22% | 28.85% | 31.66% | 33.36% | 33.62% | 33.45% | 34.99% | 34.63% | 35.41% | 35.8% | 36.45% | 36.13% | 34.83% | 37.56% | 34.03% | 38.76% | 39.15% | 37.02% | 35.74% | 37.17% | 36.49%
NSW1 | VPP pump | 2.946% | 3.82% | 8.061% | 9.02% | 10.35% | 10.93% | 10.11% | 9.701% | 9.319% | 9.375% | 9.362% | 8.658% | 8.502% | 8.127% | 8.044% | 7.946% | 7.45% | 7.487% | 7.262% | 6.934% | 6.787% | 6.853% | 6.161% | 6.445% | 6.552% | 6.342% | 6.236% | 6.099% | 5.483%
Region | Technology | 2021-22 | 2022-23 | 2023-24 | 2024-25 | 2025-26 | 2026-27 | 2027-28 | 2028-29 | 2029-30 | 2030-31 | 2031-32 | 2032-33 | 2033-34 | 2034-35 | 2035-36 | 2036-37 | 2037-38 | 2038-39 | 2039-40 | 2040-41 | 2041-42 | 2042-43 | 2043-44 | 2044-45 | 2045-46 | 2046-47 | 2047-48 | 2048-49 | 2049-50
QLD1 | Grid Battery pump | - | 14.37% | 17.47% | 21.31% | 21.58% | 22.33% | 23.3% | 22.22% | 22.02% | 22.35% | 22.07% | 18.96% | 18.7% | 18.79% | 19.24% | 19.22% | 18.06% | 17.93% | 17.93% | 18.21% | 17.66% | 17.43% | 17.27% | 16.84% | 16.56% | 15.47% | 15.88% | 14.57% | 13.5%
QLD1 | Pumped Hydro Pump | 6.339% | 9.271% | 10.86% | 12.34% | 12.76% | 14.32% | 16.45% | 16.06% | 16.82% | 18.03% | 18.39% | 25.2% | 26.41% | 26.07% | 27.64% | 27.21% | 27.37% | 28.34% | 29.57% | 30.02% | 30.75% | 30.05% | 27.15% | 27.66% | 26.03% | 23.71% | 25.35% | 19.81% | 17.44%
QLD1 | VPP pump | 7.392% | 8.097% | 9.151% | 11.34% | 11.66% | 11.86% | 11.76% | 10.88% | 10.75% | 10.75% | 10.8% | 9.015% | 8.757% | 8.562% | 8.53% | 8.335% | 7.489% | 7.474% | 7.07% | 7.457% | 7.036% | 6.644% | 5.805% | 5.403% | 4.844% | 4.102% | 4.277% | 2.716% | 2.532%
Region | Technology | 2021-22 | 2022-23 | 2023-24 | 2024-25 | 2025-26 | 2026-27 | 2027-28 | 2028-29 | 2029-30 | 2030-31 | 2031-32 | 2032-33 | 2033-34 | 2034-35 | 2035-36 | 2036-37 | 2037-38 | 2038-39 | 2039-40 | 2040-41 | 2041-42 | 2042-43 | 2043-44 | 2044-45 | 2045-46 | 2046-47 | 2047-48 | 2048-49 | 2049-50
VIC1 | Grid Battery pump | 12.1% | 3.823% | 4.483% | 6.798% | 7.263% | 7.48% | 7.135% | 6.648% | 6.495% | 6.438% | 6.796% | 6.233% | 5.688% | 5.64% | 5.808% | 5.882% | 5.638% | 5.578% | 5.569% | 5.361% | 2.03% | - | - | - | - | 16.76% | 16.68% | 16.29% | 16.25%
VIC1 | Pumped Hydro Pump | - | - | - | - | - | - | - | - | - | - | - | 35.39% | 34.03% | 32.56% | 32.8% | 33.27% | 33.48% | 33.58% | 34.34% | 33.59% | 31.92% | 31.82% | 28.55% | 31.94% | 32.91% | 31.65% | 32.44% | 32.44% | 31.65%
VIC1 | VPP pump | 4.577% | 6.379% | 7.297% | 11.29% | 12.11% | 12.44% | 11.21% | 10.53% | 10.38% | 10.28% | 10.51% | 9.387% | 9.169% | 8.828% | 8.706% | 8.59% | 7.971% | 7.788% | 7.725% | 7.334% | 7.172% | 7.151% | 6.29% | 6.789% | 6.88% | 6.471% | 6.479% | 5.946% | 5.628%
Region | Technology | 2021-22 | 2022-23 | 2023-24 | 2024-25 | 2025-26 | 2026-27 | 2027-28 | 2028-29 | 2029-30 | 2030-31 | 2031-32 | 2032-33 | 2033-34 | 2034-35 | 2035-36 | 2036-37 | 2037-38 | 2038-39 | 2039-40 | 2040-41 | 2041-42 | 2042-43 | 2043-44 | 2044-45 | 2045-46 | 2046-47 | 2047-48 | 2048-49 | 2049-50
SA1 | Grid Battery pump | 5.92% | 5.903% | 7.327% | 7.444% | 7.449% | 7.703% | 7.396% | 6.974% | 6.644% | 7.76% | 7.437% | 7.266% | 6.989% | 6.379% | 14.39% | 14.44% | 14.54% | 14.56% | 14.61% | 14.28% | 14.55% | 14.41% | 13.06% | 14.24% | 14.65% | 13.65% | 13.62% | 13.69% | 12.9%
SA1 | Pumped Hydro Pump | bar: 2021-22 to 2049-50
SA1 | VPP pump | 9.855% | 10.05% | 12.07% | 11.73% | 11.75% | 11.65% | 10.9% | 10.27% | 9.915% | 10.21% | 10.09% | 9.338% | 8.883% | 8.482% | 7.549% | 7.411% | 7.018% | 6.956% | 6.882% | 6.636% | 6.268% | 6.037% | 5.161% | 5.439% | 5.732% | 4.993% | 5.086% | 4.897% | 4.275%
Region | Technology | 2021-22 | 2022-23 | 2023-24 | 2024-25 | 2025-26 | 2026-27 | 2027-28 | 2028-29 | 2029-30 | 2030-31 | 2031-32 | 2032-33 | 2033-34 | 2034-35 | 2035-36 | 2036-37 | 2037-38 | 2038-39 | 2039-40 | 2040-41 | 2041-42 | 2042-43 | 2043-44 | 2044-45 | 2045-46 | 2046-47 | 2047-48 | 2048-49 | 2049-50
TAS1 | Grid Battery pump | bar: 2021-22 to 2049-50
TAS1 | Pumped Hydro Pump | - | - | - | - | - | - | - | - | 30.08% | 32.23% | 33% | 29.19% | 29.09% | 29.39% | 27.79% | 29.16% | 28.79% | 29.49% | 30.28% | 28.76% | 27.54% | 27.85% | 26.71% | 28.4% | 28.45% | 27.57% | 28.07% | 27.69% | 26.5%
TAS1 | VPP pump | - | 4.029% | 4.461% | 3.484% | 4.021% | 4.493% | 6.915% | 7.211% | 9.155% | 9.74% | 9.81% | 8.594% | 8.092% | 7.484% | 7.436% | 7.49% | 7.128% | 6.653% | 6.884% | 6.667% | 6.347% | 5.996% | 5.496% | 5.668% | 6.3% | 5.456% | 5.104% | 5.113% | 4.891%
Non-controllable capacity
Region | Technology | 2021-22 | 2022-23 | 2023-24 | 2024-25 | 2025-26 | 2026-27 | 2027-28 | 2028-29 | 2029-30 | 2030-31 | 2031-32 | 2032-33 | 2033-34 | 2034-35 | 2035-36 | 2036-37 | 2037-38 | 2038-39 | 2039-40 | 2040-41 | 2041-42 | 2042-43 | 2043-44 | 2044-45 | 2045-46 | 2046-47 | 2047-48 | 2048-49 | 2049-50
NEM | Distributed PV | 15.77% | 16.13% | 16.31% | 15.86% | 15.31% | 16.39% | 16.4% | 14.89% | 15.69% | 16.31% | 16.53% | 16.71% | 16.17% | 15.67% | 16.78% | 16.8% | 15.17% | 15.97% | 16.63% | 16.87% | 16.95% | 16.51% | 15.94% | 17.04% | 17% | 15.32% | 16.09% | 16.78% | 17.01%
NEM | Behind the meter battery | 5.748% | 5.692% | 5.637% | 5.571% | 5.54% | 5.531% | 5.51% | 5.445% | 5.434% | 5.4% | 5.428% | 5.333% | 5.256% | 5.16% | 5.074% | 4.963% | 4.868% | 4.799% | 4.763% | 4.713% | 4.686% | 4.66% | 4.646% | 4.581% | 4.527% | 4.461% | 4.415% | 4.344% | 4.278%
NEM | Behind the meter battery pump | 4.884% | 4.836% | 4.789% | 4.733% | 4.706% | 4.698% | 4.681% | 4.626% | 4.616% | 4.587% | 4.612% | 4.531% | 4.464% | 4.383% | 4.31% | 4.216% | 4.136% | 4.077% | 4.045% | 4.004% | 3.981% | 3.957% | 3.948% | 3.891% | 3.845% | 3.789% | 3.751% | 3.691% | 3.634%
Region | Technology | 2021-22 | 2022-23 | 2023-24 | 2024-25 | 2025-26 | 2026-27 | 2027-28 | 2028-29 | 2029-30 | 2030-31 | 2031-32 | 2032-33 | 2033-34 | 2034-35 | 2035-36 | 2036-37 | 2037-38 | 2038-39 | 2039-40 | 2040-41 | 2041-42 | 2042-43 | 2043-44 | 2044-45 | 2045-46 | 2046-47 | 2047-48 | 2048-49 | 2049-50
NSW1 | Distributed PV | 15.89% | 16.59% | 16.28% | 16.1% | 15.42% | 17.11% | 16.87% | 15.03% | 15.45% | 16.39% | 17.13% | 16.7% | 16.38% | 15.81% | 17.37% | 17.11% | 15.24% | 15.71% | 16.66% | 17.39% | 16.89% | 16.65% | 16% | 17.57% | 17.26% | 15.35% | 15.79% | 16.75% | 17.46%
NSW1 | Behind the meter battery | 5.743% | 5.655% | 5.625% | 5.578% | 5.567% | 5.568% | 5.534% | 5.457% | 5.423% | 5.371% | 5.388% | 5.278% | 5.194% | 5.093% | 5.007% | 4.898% | 4.816% | 4.746% | 4.723% | 4.676% | 4.646% | 4.616% | 4.599% | 4.534% | 4.479% | 4.414% | 4.361% | 4.297% | 4.233%
NSW1 | Behind the meter battery pump | 4.879% | 4.803% | 4.778% | 4.739% | 4.729% | 4.729% | 4.701% | 4.635% | 4.607% | 4.563% | 4.579% | 4.484% | 4.41% | 4.328% | 4.251% | 4.161% | 4.092% | 4.033% | 4.011% | 3.973% | 3.947% | 3.919% | 3.909% | 3.854% | 3.802% | 3.751% | 3.706% | 3.65% | 3.594%
Region | Technology | 2021-22 | 2022-23 | 2023-24 | 2024-25 | 2025-26 | 2026-27 | 2027-28 | 2028-29 | 2029-30 | 2030-31 | 2031-32 | 2032-33 | 2033-34 | 2034-35 | 2035-36 | 2036-37 | 2037-38 | 2038-39 | 2039-40 | 2040-41 | 2041-42 | 2042-43 | 2043-44 | 2044-45 | 2045-46 | 2046-47 | 2047-48 | 2048-49 | 2049-50
QLD1 | Distributed PV | 16.23% | 17.23% | 17.2% | 16.55% | 16.67% | 17.73% | 17.8% | 14.99% | 16.26% | 16.82% | 17.72% | 17.58% | 16.78% | 16.96% | 18.05% | 18.11% | 15.29% | 16.67% | 17.29% | 18.16% | 17.93% | 17.24% | 17.36% | 18.37% | 18.37% | 15.48% | 16.85% | 17.47% | 18.34%
QLD1 | Behind the meter battery | 5.678% | 5.582% | 5.557% | 5.521% | 5.512% | 5.514% | 5.493% | 5.432% | 5.405% | 5.391% | 5.428% | 5.338% | 5.269% | 5.176% | 5.092% | 4.973% | 4.875% | 4.794% | 4.746% | 4.725% | 4.712% | 4.699% | 4.696% | 4.635% | 4.584% | 4.527% | 4.479% | 4.407% | 4.348%
QLD1 | Behind the meter battery pump | 4.822% | 4.742% | 4.72% | 4.691% | 4.681% | 4.683% | 4.665% | 4.616% | 4.593% | 4.577% | 4.611% | 4.536% | 4.474% | 4.395% | 4.325% | 4.224% | 4.141% | 4.073% | 4.032% | 4.015% | 4.005% | 3.989% | 3.99% | 3.937% | 3.896% | 3.844% | 3.807% | 3.745% | 3.692%
Region | Technology | 2021-22 | 2022-23 | 2023-24 | 2024-25 | 2025-26 | 2026-27 | 2027-28 | 2028-29 | 2029-30 | 2030-31 | 2031-32 | 2032-33 | 2033-34 | 2034-35 | 2035-36 | 2036-37 | 2037-38 | 2038-39 | 2039-40 | 2040-41 | 2041-42 | 2042-43 | 2043-44 | 2044-45 | 2045-46 | 2046-47 | 2047-48 | 2048-49 | 2049-50
VIC1 | Distributed PV | 14.6% | 14.16% | 14.99% | 14.63% | 13.83% | 14.71% | 14.77% | 14.23% | 15.01% | 15.58% | 14.94% | 15.73% | 15.23% | 14.39% | 15.27% | 15.35% | 14.57% | 15.22% | 15.82% | 15.22% | 15.93% | 15.53% | 14.6% | 15.51% | 15.5% | 14.74% | 15.37% | 16% | 15.33%
VIC1 | Behind the meter battery | 5.776% | 5.713% | 5.667% | 5.611% | 5.588% | 5.591% | 5.599% | 5.543% | 5.541% | 5.5% | 5.521% | 5.438% | 5.364% | 5.266% | 5.181% | 5.068% | 4.961% | 4.893% | 4.856% | 4.792% | 4.76% | 4.735% | 4.72% | 4.654% | 4.604% | 4.535% | 4.493% | 4.42% | 4.35%
VIC1 | Behind the meter battery pump | 4.909% | 4.855% | 4.816% | 4.768% | 4.748% | 4.751% | 4.757% | 4.709% | 4.705% | 4.672% | 4.689% | 4.621% | 4.559% | 4.472% | 4.403% | 4.307% | 4.217% | 4.154% | 4.124% | 4.068% | 4.044% | 4.021% | 4.01% | 3.953% | 3.91% | 3.851% | 3.816% | 3.755% | 3.695%
Region | Technology | 2021-22 | 2022-23 | 2023-24 | 2024-25 | 2025-26 | 2026-27 | 2027-28 | 2028-29 | 2029-30 | 2030-31 | 2031-32 | 2032-33 | 2033-34 | 2034-35 | 2035-36 | 2036-37 | 2037-38 | 2038-39 | 2039-40 | 2040-41 | 2041-42 | 2042-43 | 2043-44 | 2044-45 | 2045-46 | 2046-47 | 2047-48 | 2048-49 | 2049-50
SA1 | Distributed PV | 16.93% | 17.17% | 17.71% | 17.12% | 16.19% | 16.82% | 17.34% | 16.48% | 17.3% | 17.53% | 17.53% | 17.98% | 17.32% | 16.39% | 17.08% | 17.64% | 16.81% | 17.61% | 17.85% | 17.82% | 18.27% | 17.65% | 16.69% | 17.32% | 17.86% | 16.97% | 17.75% | 18% | 17.98%
SA1 | Behind the meter battery | 5.793% | 5.815% | 5.7% | 5.557% | 5.445% | 5.366% | 5.32% | 5.251% | 5.291% | 5.29% | 5.345% | 5.244% | 5.158% | 5.071% | 4.977% | 4.871% | 4.765% | 4.72% | 4.664% | 4.587% | 4.547% | 4.499% | 4.482% | 4.4% | 4.344% | 4.253% | 4.22% | 4.138% | 4.064%
SA1 | Behind the meter battery pump | 4.922% | 4.94% | 4.844% | 4.721% | 4.624% | 4.557% | 4.521% | 4.461% | 4.495% | 4.496% | 4.538% | 4.454% | 4.381% | 4.307% | 4.225% | 4.136% | 4.047% | 4.009% | 3.963% | 3.898% | 3.86% | 3.823% | 3.807% | 3.738% | 3.687% | 3.615% | 3.587% | 3.516% | 3.452%
Region | Technology | 2021-22 | 2022-23 | 2023-24 | 2024-25 | 2025-26 | 2026-27 | 2027-28 | 2028-29 | 2029-30 | 2030-31 | 2031-32 | 2032-33 | 2033-34 | 2034-35 | 2035-36 | 2036-37 | 2037-38 | 2038-39 | 2039-40 | 2040-41 | 2041-42 | 2042-43 | 2043-44 | 2044-45 | 2045-46 | 2046-47 | 2047-48 | 2048-49 | 2049-50
TAS1 | Distributed PV | 13.91% | 13.69% | 14.24% | 14.25% | 13.43% | 14.24% | 14.41% | 13.95% | 13.99% | 14.25% | 14.08% | 14.44% | 14.34% | 13.61% | 14.44% | 14.48% | 14% | 14.1% | 14.4% | 14.2% | 14.6% | 14.54% | 13.75% | 14.59% | 14.57% | 14.08% | 14.15% | 14.48% | 14.3%
TAS1 | Behind the meter battery | 5.704% | 5.607% | 5.547% | 5.538% | 5.501% | 5.496% | 5.475% | 5.417% | 5.367% | 5.318% | 5.332% | 5.23% | 5.159% | 5.071% | 4.992% | 4.89% | 4.814% | 4.766% | 4.719% | 4.656% | 4.613% | 4.574% | 4.546% | 4.462% | 4.404% | 4.339% | 4.284% | 4.205% | 4.139%
TAS1 | Behind the meter battery pump | 4.846% | 4.765% | 4.713% | 4.703% | 4.675% | 4.669% | 4.651% | 4.604% | 4.558% | 4.518% | 4.532% | 4.443% | 4.383% | 4.307% | 4.241% | 4.155% | 4.092% | 4.048% | 4.011% | 3.958% | 3.916% | 3.885% | 3.863% | 3.789% | 3.743% | 3.686% | 3.64% | 3.572% | 3.515%

## Marinus_Generation
Annual sent-out generation by technology (GWh) - Marinus Link, Central High Electrification Sensitivity
Explicitly modelled generation
Region | Technology | 2021-22 | 2022-23 | 2023-24 | 2024-25 | 2025-26 | 2026-27 | 2027-28 | 2028-29 | 2029-30 | 2030-31 | 2031-32 | 2032-33 | 2033-34 | 2034-35 | 2035-36 | 2036-37 | 2037-38 | 2038-39 | 2039-40 | 2040-41 | 2041-42 | 2042-43 | 2043-44 | 2044-45 | 2045-46 | 2046-47 | 2047-48 | 2048-49 | 2049-50
NEM | Black Coal | 77146.7227 | 70551.623 | 67970.4898 | 61779.445 | 55313.8333 | 53071.6848 | 51251.819 | 52479.3764 | 48356.594 | 47093.0278 | 43613.962 | 29828.2642 | 31549.0202 | 28132.2393 | 24127.799 | 24149.0429 | 23346.0888 | 23133.2114 | 21494.2723 | 21485.5257 | 18227.6118 | 12703.7054 | 11145.8515 | 9174.7835 | 7301.7842 | 7174.0406 | 7083.7403 | 6471.8235 | 5963.1756
NEM | Brown Coal | 27317.8761 | 23672.4661 | 25256.7486 | 13311.9598 | 13690.3222 | 11636.2125 | 0.0051358 | 0.0038719 | 0.003793 | 0.0036925 | 0.003358 | 0.0033314 | 0.0035049 | 0.0031409 | 0.003109 | 0.0029769 | 0.0026316 | 0.0029013 | 0.0025132 | 0.0019785 | 0.0026184 | 0.0030328 | 0.0029275 | 0.0026318 | 0.0025766 | 0.0033114 | 0.00061167 | 0 | 0
NEM | CCGT | 2252.5066 | 2252.5066 | 1853.1758 | 2807.1448 | 3390.4082 | 2680.9129 | 2614.8356 | 2621.8472 | 2838.374 | 3110.5469 | 3857.6815 | 4966.6042 | 6020.9803 | 5685.8754 | 4150.6087 | 3620.985 | 3817.0667 | 3854.4321 | 3270.4462 | 3760.6346 | 3886.7818 | 4437.0732 | 2473.7191 | 2631.3308 | 1324.4525 | 960.5244 | 963.156 | 960.5243 | 960.5243
NEM | Gas - Steam | 700.8636 | 715.4605 | 724.4761 | 217.2004 | 209.4917 | 238.6743 | 193.9621 | 214.3463 | 171.0572 | 191.4178 | 233.8566 | 398.7947 | 425.5022 | 715.3204 | 191.8872 | 213.9701 | 421.2874 | 348.7508 | 108.0422 | 150.7623 | 140.1039 | 187.751 | 136.6516 | 147.2244 | 173.3082 | 0 | 0 | 0 | 0
NEM | OCGT / Diesel | 54.1324 | 24.8463 | 106.0677 | 233.208 | 179.9489 | 199.5281 | 141.0304 | 225.9869 | 132.4519 | 247.0494 | 362.9158 | 646.4545 | 533.5923 | 761.9253 | 724.1256 | 845.9137 | 1796.9251 | 947.7743 | 2858.0705 | 4842.6268 | 4484.0665 | 5355.9014 | 8885.7023 | 5846.9705 | 6896.4819 | 12288.3204 | 12041.2934 | 14530.4741 | 14441.1771
NEM | Hydro | 13277.991 | 13701.0619 | 12459.6358 | 14971.4172 | 15238.6658 | 14263.2361 | 16255.2898 | 17769.4094 | 16163.8573 | 14902.3269 | 15047.9296 | 14377.0562 | 16247.3582 | 16397.3887 | 15703.5767 | 14904.6683 | 17073.4089 | 15272.3603 | 14149.3979 | 13724.4498 | 13095.5579 | 14762.4475 | 15004.9281 | 14094.5995 | 14958.1288 | 17041.7718 | 15284.0725 | 13856.1205 | 13964.0065
NEM | Wind | 42855.8263 | 49120.9799 | 51128.7998 | 67022.5039 | 72833.2146 | 75560.5417 | 87337.2719 | 89551.6083 | 92083.297 | 96503.4275 | 98391.7352 | 105966.9231 | 104730.31 | 114425.7108 | 121777.9939 | 126659.5639 | 127364.4435 | 131660.5102 | 133141.9082 | 132148.1066 | 132821.0333 | 134976.6528 | 142359.4148 | 147977.1957 | 153544.3501 | 149605.342 | 150788.1636 | 152353.6984 | 152225.1051
NEM | Solar PV | 14501.0463 | 17776.7632 | 18076.7044 | 17335.5454 | 16977.4562 | 18255.0258 | 18471.1424 | 16302.3265 | 19033.1469 | 20618.4768 | 26699.4504 | 38680.5848 | 41615.4433 | 40671.6479 | 43575.9572 | 44846.3541 | 51649.623 | 54064.3145 | 57747.0038 | 61481.123 | 70323.5533 | 78341.6116 | 75479.543 | 78887.9932 | 79509.5955 | 86362.8551 | 89990.6596 | 90503.3465 | 94739.8541
NEM | Grid Battery | 134.224 | 207.4411 | 251.4673 | 319.453 | 332.4165 | 343.026 | 329.9487 | 310.7472 | 300.6875 | 299.7188 | 304.0294 | 1254.4025 | 1206.5787 | 1177.0259 | 1710.9189 | 1712.6331 | 1846.4688 | 1845.0935 | 2317.3341 | 2251.9814 | 4858.4369 | 5037.1883 | 4874.9374 | 5683.1896 | 5653.6693 | 9914.7903 | 10037.0296 | 11278.5425 | 11760.8811
NEM | Pumped Hydro | 249.8037 | 380.4644 | 458.9994 | 1210.5222 | 4523.4139 | 4472.4925 | 5208.0627 | 5173.2853 | 5625.601 | 5932.7237 | 5952.6851 | 13642.1608 | 14226.1627 | 14319.4576 | 16393.4313 | 16169.8578 | 21354.8266 | 21457.5246 | 22950.0714 | 22324.6716 | 25133.901 | 26800.139 | 24827.3442 | 26797.9614 | 26396.9571 | 25333.5945 | 25423.1732 | 24462.898 | 23732.4858
NEM | VPP | 14.4685 | 26.0659 | 51.0273 | 84.0549 | 125.7396 | 177.3868 | 214.4819 | 258.7898 | 333.1026 | 407.7448 | 520.32 | 543.3856 | 611.5592 | 666.0749 | 734.2076 | 801.2905 | 815.2849 | 882.7792 | 934.323 | 978.1108 | 1020.4855 | 1074.2346 | 1017.3012 | 1099.7594 | 1146.9985 | 1116.2541 | 1165.0607 | 1094.7656 | 1049.1087
Total excluding storage |  | 178106.9651 | 177815.7076 | 177576.098 | 177678.4243 | 177833.3408 | 175905.8162 | 176265.3563 | 179164.905 | 178778.782 | 182666.2768 | 188207.5345 | 194864.6849 | 201122.21 | 206790.111 | 210251.9514 | 215240.501 | 225468.8459 | 229281.3566 | 232769.1437 | 237593.2308 | 242978.711 | 250765.1458 | 255485.8134 | 258760.1003 | 263708.1036 | 273432.8576 | 276151.086 | 278675.9873 | 282293.8428
Region | Technology | 2021-22 | 2022-23 | 2023-24 | 2024-25 | 2025-26 | 2026-27 | 2027-28 | 2028-29 | 2029-30 | 2030-31 | 2031-32 | 2032-33 | 2033-34 | 2034-35 | 2035-36 | 2036-37 | 2037-38 | 2038-39 | 2039-40 | 2040-41 | 2041-42 | 2042-43 | 2043-44 | 2044-45 | 2045-46 | 2046-47 | 2047-48 | 2048-49 | 2049-50
NSW1 | Black Coal | 42825.5515 | 38257.752 | 34126.1108 | 35166.7637 | 29476.1567 | 27469.4129 | 27437.1061 | 29169.114 | 25690.3401 | 25037.2371 | 22689.0235 | 7795.4385 | 10017.6037 | 8712.1331 | 5458.8397 | 6813.6423 | 7176.9685 | 6926.8718 | 6559.3039 | 5743.5015 | 3387.672 | 0 | 0 | 0 | 0 | 0 | 0 | 0 | 0
NSW1 | Brown Coal | 0 | 0 | 0 | 0 | 0 | 0 | 0 | 0 | 0 | 0 | 0 | 0 | 0 | 0 | 0 | 0 | 0 | 0 | 0 | 0 | 0 | 0 | 0 | 0 | 0 | 0 | 0 | 0 | 0
NSW1 | CCGT | 33.6489 | 33.6489 | 101.2613 | 235.2165 | 311.4642 | 108.4421 | 176.6804 | 182.691 | 213.4777 | 321.8848 | 549.1874 | 1056.0711 | 1237.8068 | 1253.4459 | 628.2004 | 699.1767 | 1107.4119 | 1241.368 | 1130.6716 | 1222.0445 | 1352.8421 | 1417.4156 | 63.3654 | 0.00013073 | 0.00013319 | 0.00036104 | 0.00035299 | 0.00034366 | 0.00033359
NSW1 | Gas - Steam | 0 | 0 | 0 | 0 | 0 | 0 | 0 | 0 | 0 | 0 | 0 | 0 | 0 | 0 | 0 | 0 | 0 | 0 | 0 | 0 | 0 | 0 | 0 | 0 | 0 | 0 | 0 | 0 | 0
NSW1 | OCGT / Diesel | 1.7545e-05 | 1.829e-05 | 10.3515 | 50.0292 | 11.5729 | 18.0568 | 13.0155 | 23.5 | 18.0736 | 29.1816 | 25.0849 | 85.7828 | 74.8646 | 167.5847 | 224.7492 | 245.6223 | 509.102 | 156.0675 | 1095.2922 | 2353.092 | 1791.661 | 2173.101 | 4737.4404 | 2726.8031 | 2756.9792 | 5985.0444 | 7474.9455 | 8444.2013 | 8402.0723
NSW1 | Hydro | 2111.8281 | 2224.2064 | 2017.3853 | 2845.6394 | 2809.8905 | 2592.5219 | 2696.6337 | 3450.961 | 2856.8275 | 2577.9119 | 2846.8008 | 2731.42 | 3164.386 | 3533.2578 | 3363.7808 | 3170.9487 | 4317.8039 | 3556.4554 | 3451.7395 | 3149.5533 | 2868.6192 | 3607.6696 | 3610.1714 | 3655.9413 | 3750.9488 | 4258.566 | 3578.6121 | 3285.1919 | 3138.7003
NSW1 | Wind | 7835.8511 | 8875.924 | 13009.8815 | 20141.1583 | 22500.9942 | 23397.2079 | 23910.5309 | 21160.7569 | 19713.7014 | 25620.6161 | 26485.3185 | 37674.0944 | 36119.3308 | 38182.7663 | 40380.2034 | 40898.223 | 35890.3559 | 37114.5378 | 39633.8273 | 40776.2869 | 41828.657 | 42992.5655 | 43825.8172 | 46134.6937 | 49191.0357 | 43665.2014 | 42405.601 | 44156.7331 | 45267.7555
NSW1 | Solar PV | 5342.8112 | 6499.5898 | 6543.025 | 6299.1533 | 5994.627 | 6757.8562 | 6796.6028 | 6152.1794 | 8197.9728 | 9117.9233 | 10682.4244 | 18774.9506 | 21032.9411 | 20310.5977 | 22204.7169 | 23173.7347 | 26992.2398 | 28055.177 | 29904.0068 | 31670.8411 | 35698.2642 | 40559.2807 | 39234.1493 | 42214.4962 | 42058.6187 | 41143.8252 | 42047.5633 | 44174.5094 | 44660.4447
NSW1 | Grid Battery | 5.5038e-05 | 5.8233e-05 | 5.871e-05 | 5.8833e-05 | 5.7286e-05 | 5.8497e-05 | 6.9691e-05 | 7.8249e-05 | 0.00012491 | 0.0001367 | 0.0001522 | 443.6397 | 443.8568 | 432.2579 | 443.1226 | 442.162 | 427.9399 | 430.1039 | 897.2913 | 874.3492 | 2471.1674 | 2472.1902 | 2408.0058 | 2515.4266 | 2486.5984 | 2467.3859 | 2412.7961 | 2510.2234 | 2458.1488
NSW1 | Pumped Hydro | 59.4959 | 104.2332 | 134.0669 | 843.4839 | 4143.0371 | 4042.5822 | 4716.7736 | 4693.6643 | 4723.6578 | 4862.2963 | 4813.4482 | 8958.8307 | 8718.114 | 8898.8562 | 9726.3418 | 9451.3523 | 11802.8678 | 11667.8919 | 12110.0777 | 11641.1838 | 11753.6213 | 12063.3941 | 11380.7784 | 12576.898 | 12459.017 | 12157.2628 | 11747.8735 | 12139.2103 | 12207.6897
NSW1 | VPP | 2.988 | 5.4561 | 17.1919 | 27.594 | 44.9613 | 65.1102 | 75.8624 | 91.9446 | 114.835 | 139.0215 | 173.9705 | 185.4772 | 209.2355 | 225.2475 | 250.7487 | 272.5412 | 278.3076 | 304.1732 | 318.4821 | 323.9976 | 341.0331 | 367.5019 | 352.1062 | 386.2288 | 410.2461 | 418.1473 | 427.4456 | 439.1469 | 410.4893
Total excluding storage |  | 58149.6909 | 55891.1213 | 55808.0156 | 64737.9605 | 61104.7054 | 60343.4977 | 61030.5694 | 60139.2022 | 56690.3931 | 62704.7547 | 63277.8395 | 68117.7575 | 71646.933 | 72159.7854 | 72260.4904 | 75001.3477 | 75993.8821 | 77050.4775 | 81774.8414 | 84915.3193 | 86927.7154 | 90750.0324 | 91470.9437 | 94731.9344 | 97757.5827 | 95052.6373 | 95506.7222 | 100060.6361 | 101468.9731
Region | Technology | 2021-22 | 2022-23 | 2023-24 | 2024-25 | 2025-26 | 2026-27 | 2027-28 | 2028-29 | 2029-30 | 2030-31 | 2031-32 | 2032-33 | 2033-34 | 2034-35 | 2035-36 | 2036-37 | 2037-38 | 2038-39 | 2039-40 | 2040-41 | 2041-42 | 2042-43 | 2043-44 | 2044-45 | 2045-46 | 2046-47 | 2047-48 | 2048-49 | 2049-50
QLD1 | Black Coal | 34321.1712 | 32293.871 | 33844.379 | 26612.6812 | 25837.6765 | 25602.2719 | 23814.7129 | 23310.2624 | 22666.2539 | 22055.7907 | 20924.9385 | 22032.8257 | 21531.4166 | 19420.1063 | 18668.9593 | 17335.4006 | 16169.1203 | 16206.3396 | 14934.9684 | 15742.0242 | 14839.9398 | 12703.7054 | 11145.8515 | 9174.7835 | 7301.7842 | 7174.0406 | 7083.7403 | 6471.8235 | 5963.1756
QLD1 | Brown Coal | 0 | 0 | 0 | 0 | 0 | 0 | 0 | 0 | 0 | 0 | 0 | 0 | 0 | 0 | 0 | 0 | 0 | 0 | 0 | 0 | 0 | 0 | 0 | 0 | 0 | 0 | 0 | 0 | 0
QLD1 | CCGT | 1104.025 | 1104.025 | 1232.2762 | 2009.5428 | 2297.1718 | 1914.4762 | 1987.4217 | 1989.6543 | 2175.3944 | 2339.1602 | 2768.7385 | 3087.2507 | 3783.6303 | 3340.513 | 2910.1121 | 2285.1853 | 2709.6547 | 2613.064 | 2139.7744 | 2538.5899 | 2533.9394 | 3019.6574 | 2410.3534 | 2631.3304 | 1324.4521 | 960.5235 | 963.1552 | 960.5235 | 960.5235
QLD1 | Gas - Steam | 37.1158 | 37.1158 | 73.7192 | 72.804 | 72.804 | 72.804 | 73.0035 | 72.804 | 72.804 | 72.804 | 73.0035 | 72.804 | 111.5193 | 96.0076 | 73.0035 | 86.4904 | 106.1903 | 110.8969 | 108.0422 | 150.7623 | 140.1039 | 187.751 | 136.6516 | 147.2244 | 173.3082 | 0 | 0 | 0 | 0
QLD1 | OCGT / Diesel | 2.8932e-05 | 2.9783e-05 | 3.1702e-05 | 69.4119 | 35.5423 | 35.1342 | 49.9811 | 110.2671 | 82.3253 | 136.2218 | 240.8653 | 330.4603 | 232.3341 | 195.7797 | 211.201 | 333.0735 | 554.9023 | 263.3132 | 739.8996 | 1023.1886 | 1103.443 | 1507.9466 | 1060.2241 | 1380.3139 | 2318.1708 | 3562.4063 | 2429.9236 | 2736.9866 | 1749.8231
QLD1 | Hydro | 683.5568 | 680.4376 | 680.9464 | 675.1921 | 672.1641 | 669.8765 | 668.7396 | 662.7536 | 660.839 | 643.4719 | 658.5871 | 652.9452 | 649.727 | 641.6923 | 627.4414 | 622.7116 | 216.8527 | 225.0724 | 206.1193 | 204.9794 | 202.9838 | 0 | 0 | 0 | 0 | 0 | 0 | 0 | 0
QLD1 | Wind | 15215.8708 | 16331.0926 | 15316.5369 | 18200.3122 | 21091.451 | 20793.3207 | 22656.5145 | 26265.897 | 26141.9192 | 26801.9979 | 26180.9445 | 25134.0216 | 25932.5211 | 30049.1593 | 31273.8399 | 34665.4914 | 37156.7704 | 37241.4756 | 37645.0627 | 34594.8743 | 35772.9631 | 36163.5358 | 41589.0278 | 42144.3142 | 46070.8124 | 44652.9319 | 44841.5834 | 47443.392 | 46406.0569
QLD1 | Solar PV | 5555.0964 | 7538.355 | 7684.9273 | 7343.9835 | 7448.1637 | 7800.5701 | 7893.2105 | 6593.3624 | 7142.0065 | 7427.2518 | 8885.0944 | 10391.3875 | 11273.3221 | 11268.8611 | 11739.8247 | 11460.5855 | 13955.1664 | 15252.3728 | 16872.9043 | 18565.9442 | 20456.6849 | 24052.2274 | 22929.1579 | 23242.8519 | 22840.3693 | 29790.7635 | 32022.534 | 30517.8209 | 33341.592
QLD1 | Grid Battery | 3.8975e-05 | 20.4742 | 24.7856 | 30.2028 | 30.5789 | 31.7636 | 33.0615 | 31.5313 | 31.2539 | 31.7107 | 31.2424 | 554.2317 | 546.5377 | 548.8895 | 562.6169 | 561.6865 | 584.6005 | 583.4726 | 582.025 | 564.666 | 1352.8646 | 1587.4635 | 1576.8792 | 2028.007 | 1996.2281 | 6063.3384 | 6252.3945 | 7121.056 | 7723.9385
QLD1 | Pumped Hydro | 190.3078 | 276.2311 | 324.9323 | 367.0381 | 380.3766 | 429.91 | 491.2888 | 479.6206 | 502.4539 | 538.6402 | 546.9148 | 1564.3238 | 2441.3092 | 2411.0146 | 2561.3309 | 2517.4718 | 4968.4745 | 5189.4672 | 5766.0285 | 5831.5887 | 6123.1782 | 7504.6468 | 6797.1626 | 6916.2253 | 6509.5315 | 5924.287 | 6361.1656 | 4931.7268 | 4398.0177
QLD1 | VPP | 3.3897 | 5.3411 | 9.115 | 16.5601 | 24.3685 | 34.5963 | 44.426 | 52.4597 | 67.6338 | 85.8879 | 112.0186 | 111.3733 | 127.6311 | 143.9043 | 163.5453 | 179.8051 | 179.589 | 198.4893 | 204.2789 | 233.373 | 238.4869 | 242.0452 | 227.7008 | 222.9308 | 210.5379 | 186.3961 | 204.85 | 134.9917 | 133.5486
Total excluding storage |  | 56916.836 | 57984.8971 | 58832.7851 | 54983.9277 | 57454.9733 | 56888.4537 | 57143.5838 | 59005.0008 | 58941.5424 | 59476.6983 | 59732.1718 | 61701.6951 | 63514.4705 | 65012.1193 | 65504.3819 | 66788.9383 | 70868.657 | 71912.5346 | 72646.7711 | 72820.3629 | 75050.0581 | 77634.8236 | 79271.2663 | 78720.8182 | 80028.8969 | 86140.6658 | 87340.9365 | 88130.5465 | 88421.1712
Region | Technology | 2021-22 | 2022-23 | 2023-24 | 2024-25 | 2025-26 | 2026-27 | 2027-28 | 2028-29 | 2029-30 | 2030-31 | 2031-32 | 2032-33 | 2033-34 | 2034-35 | 2035-36 | 2036-37 | 2037-38 | 2038-39 | 2039-40 | 2040-41 | 2041-42 | 2042-43 | 2043-44 | 2044-45 | 2045-46 | 2046-47 | 2047-48 | 2048-49 | 2049-50
VIC1 | Black Coal | 0 | 0 | 0 | 0 | 0 | 0 | 0 | 0 | 0 | 0 | 0 | 0 | 0 | 0 | 0 | 0 | 0 | 0 | 0 | 0 | 0 | 0 | 0 | 0 | 0 | 0 | 0 | 0 | 0
VIC1 | Brown Coal | 27317.8761 | 23672.4661 | 25256.7486 | 13311.9598 | 13690.3222 | 11636.2125 | 0.0051358 | 0.0038719 | 0.003793 | 0.0036925 | 0.003358 | 0.0033314 | 0.0035049 | 0.0031409 | 0.003109 | 0.0029769 | 0.0026316 | 0.0029013 | 0.0025132 | 0.0019785 | 0.0026184 | 0.0030328 | 0.0029275 | 0.0026318 | 0.0025766 | 0.0033114 | 0.00061167 | 0 | 0
VIC1 | CCGT | 1.9246e-05 | 1.8983e-05 | 1.9681e-05 | 3.1279e-05 | 3.1843e-05 | 3.242e-05 | 3.4194e-05 | 3.4754e-05 | 3.7134e-05 | 3.8276e-05 | 3.8652e-05 | 4.9173e-05 | 5.0088e-05 | 4.9316e-05 | 4.7824e-05 | 4.7854e-05 | 5.4442e-05 | 5.4812e-05 | 6.6869e-05 | 6.6813e-05 | 0.00010759 | 0.00011175 | 0.00012571 | 0.0001191 | 0.00012237 | 0.00027709 | 0.0002725 | 0.0002697 | 0.00026425
VIC1 | Gas - Steam | 8.4418 | 3.4719 | 8.3917 | 48.812 | 39.0574 | 40.9017 | 39.162 | 59.9692 | 16.68 | 37.0407 | 56.5039 | 107.9155 | 96.6329 | 157.9635 | 118.8837 | 127.4797 | 315.0971 | 237.854 | 0 | 0 | 0 | 0 | 0 | 0 | 0 | 0 | 0 | 0 | 0
VIC1 | OCGT / Diesel | 7.8115 | 3.0386e-05 | 8.9783 | 30.582 | 22.1981 | 58.9418 | 33.6475 | 43.2396 | 19.582 | 34.0748 | 31.7247 | 64.914 | 27.0583 | 71.0756 | 122.1349 | 109.5684 | 234.5625 | 67.1563 | 401.2742 | 696.285 | 479.003 | 379.3742 | 1094.1161 | 845.6628 | 861.8836 | 1485.5314 | 946.2808 | 2019.1941 | 2820.8468
VIC1 | Hydro | 2730.2088 | 2748.5365 | 2500.0844 | 3055.687 | 3138.5075 | 2955.4728 | 2999.0641 | 3752.4388 | 3107.709 | 2659.8026 | 2680.5254 | 2416.813 | 2965.226 | 3053.7048 | 2889.0814 | 2896.5789 | 3641.4721 | 3020.9872 | 2595.8702 | 2590.556 | 2348.9995 | 2873.0067 | 2970.2117 | 2802.5002 | 2813.8512 | 3523.8376 | 2927.4373 | 2511.8912 | 2511.5843
VIC1 | Wind | 10730.4485 | 13692.9404 | 11614.5129 | 14539.0458 | 15177.884 | 16155.2808 | 22546.5655 | 22617.6951 | 23480.557 | 22084.2769 | 22703.6727 | 19932.4969 | 19982.0614 | 24031.3595 | 26095.3149 | 27254.318 | 30636.7437 | 33318.0332 | 32094.8567 | 31834.5268 | 30010.0318 | 30398.7236 | 31215.2162 | 32106.3488 | 30912.1289 | 30892.6707 | 32089.2126 | 30529.6371 | 29320.9464
VIC1 | Solar PV | 2656.001 | 2637.0982 | 2737.8419 | 2624.9486 | 2493.1716 | 2630.3183 | 2682.0564 | 2511.5758 | 2603.9095 | 2974.3664 | 5922.7554 | 8297.3099 | 7804.195 | 7614.2203 | 8099.6684 | 8277.8436 | 7948.9969 | 8018.3504 | 8228.2212 | 8233.3159 | 11181.598 | 10893.0158 | 10415.7875 | 10743.6913 | 11858.6536 | 12970.0599 | 13416.0494 | 13379.6634 | 14311.1338
VIC1 | Grid Battery | 47.8649 | 101.3475 | 119.861 | 181.0332 | 193.4178 | 199.2092 | 189.5458 | 177.5253 | 172.9766 | 171.4652 | 180.5096 | 166.4764 | 129.1601 | 127.9807 | 131.9514 | 133.5571 | 128.0077 | 126.2593 | 126.8504 | 121.3493 | 43.5954 | 0.0022201 | 0.0024164 | 0.0025209 | 0.0024069 | 287.11 | 284.8799 | 547.5159 | 545.5425
VIC1 | Pumped Hydro | 0 | 0 | 5.0949e-05 | 9.5882e-05 | 9.4921e-05 | 0.00011217 | 0.00010456 | 0.00010401 | 0.00012757 | 0.00017828 | 0.00030243 | 1567.9386 | 1506.9761 | 1447.2957 | 2619.906 | 2655.8855 | 2998.9446 | 2991.859 | 3090.7852 | 2993.391 | 5383.9766 | 5332.1074 | 4822.3345 | 5364.283 | 5515.679 | 5352.3325 | 5427.3345 | 5484.468 | 5323.274
VIC1 | VPP | 2.6612 | 5.651 | 9.6116 | 21.3299 | 32.987 | 48.0885 | 58.4683 | 72.4551 | 98.3123 | 119.6327 | 157.2243 | 167.242 | 189.5449 | 207.186 | 229.8766 | 251.8609 | 257.9096 | 275.9063 | 300.0515 | 307.1311 | 326.4369 | 348.6525 | 330.6341 | 374.0467 | 397.0257 | 394.0477 | 411.0674 | 397.1256 | 391.5509
Total excluding storage |  | 43450.7876 | 42754.5132 | 42126.5579 | 33611.0352 | 34561.1407 | 33477.128 | 28300.5006 | 28984.9223 | 29228.4414 | 27789.5653 | 31395.1855 | 30819.4527 | 30875.1772 | 34928.3268 | 37325.0865 | 38665.7917 | 42776.875 | 44662.384 | 43320.2248 | 43354.6857 | 44019.635 | 44544.1234 | 45695.3346 | 46498.2059 | 46446.52 | 48872.1032 | 49378.9809 | 48440.3861 | 48964.5117
Region | Technology | 2021-22 | 2022-23 | 2023-24 | 2024-25 | 2025-26 | 2026-27 | 2027-28 | 2028-29 | 2029-30 | 2030-31 | 2031-32 | 2032-33 | 2033-34 | 2034-35 | 2035-36 | 2036-37 | 2037-38 | 2038-39 | 2039-40 | 2040-41 | 2041-42 | 2042-43 | 2043-44 | 2044-45 | 2045-46 | 2046-47 | 2047-48 | 2048-49 | 2049-50
SA1 | Black Coal | 0 | 0 | 0 | 0 | 0 | 0 | 0 | 0 | 0 | 0 | 0 | 0 | 0 | 0 | 0 | 0 | 0 | 0 | 0 | 0 | 0 | 0 | 0 | 0 | 0 | 0 | 0 | 0 | 0
SA1 | Brown Coal | 0 | 0 | 0 | 0 | 0 | 0 | 0 | 0 | 0 | 0 | 0 | 0 | 0 | 0 | 0 | 0 | 0 | 0 | 0 | 0 | 0 | 0 | 0 | 0 | 0 | 0 | 0 | 0 | 0
SA1 | CCGT | 1114.8326 | 1114.8326 | 519.6383 | 562.3855 | 781.7722 | 657.9946 | 450.7334 | 449.5019 | 449.5019 | 449.5019 | 539.7556 | 823.2823 | 999.5432 | 1091.9164 | 612.296 | 636.6229 | 6.5188e-05 | 6.5489e-05 | 7.0745e-05 | 7.0135e-05 | 9.3085e-05 | 9.6247e-05 | 0.00010878 | 0.00010295 | 0.00010589 | 0.00014576 | 0.00014293 | 0.00014217 | 0.00013867
SA1 | Gas - Steam | 655.3061 | 674.8728 | 642.3652 | 95.5843 | 97.6303 | 124.9686 | 81.7966 | 81.5731 | 81.5731 | 81.5731 | 104.3492 | 218.0752 | 217.35 | 461.3493 | 0 | 0 | 0 | 0 | 0 | 0 | 0 | 0 | 0 | 0 | 0 | 0 | 0 | 0 | 0
SA1 | OCGT / Diesel | 46.3208 | 24.8462 | 86.7378 | 83.1849 | 110.6357 | 87.3953 | 44.3862 | 48.7565 | 12.4705 | 47.0945 | 64.3549 | 163.9459 | 199.1838 | 326.929 | 163.857 | 157.2681 | 492.5177 | 461.2372 | 620.6475 | 769.7732 | 1108.0589 | 1295.1916 | 1991.0974 | 889.468 | 957.1647 | 1253.4523 | 1189.3088 | 1321.6514 | 1460.5411
SA1 | Hydro | 0 | 0 | 0 | 0 | 0 | 0 | 0 | 0 | 0 | 0 | 0 | 0 | 0 | 0 | 0 | 0 | 0 | 0 | 0 | 0 | 0 | 0 | 0 | 0 | 0 | 0 | 0 | 0 | 0
SA1 | Wind | 6253.901 | 7060.9993 | 6765.4825 | 9733.7201 | 9454.996 | 10558.2037 | 10947.3874 | 12550.6711 | 12522.4113 | 12042.6031 | 12540.5883 | 12634.0613 | 12292.0297 | 11349.8161 | 12992.5183 | 12492.6231 | 12136.8383 | 12538.1262 | 12388.2899 | 12983.8655 | 12965.7858 | 13075.8053 | 12829.807 | 14602.8392 | 14061.1368 | 16129.5742 | 16780.5812 | 16208.7395 | 16813.6976
SA1 | Solar PV | 947.1378 | 1101.7202 | 1110.9102 | 1067.46 | 1041.494 | 1066.2812 | 1099.2728 | 1045.2089 | 1089.2581 | 1098.9353 | 1209.1761 | 1216.9367 | 1504.985 | 1477.9688 | 1531.7471 | 1934.1903 | 2753.2199 | 2738.4143 | 2741.8715 | 3011.0217 | 2987.006 | 2837.0875 | 2900.4483 | 2686.9537 | 2751.9538 | 2458.2065 | 2504.5129 | 2431.3526 | 2426.6834
SA1 | Grid Battery | 86.359 | 85.6193 | 106.8206 | 108.2169 | 108.4197 | 112.0532 | 107.3413 | 101.6905 | 96.4568 | 96.5427 | 92.2771 | 90.0546 | 87.024 | 67.8977 | 573.2279 | 575.2273 | 705.9205 | 705.2575 | 711.1672 | 691.6166 | 990.8093 | 977.5321 | 890.0497 | 1139.7531 | 1170.8401 | 1096.9557 | 1086.9588 | 1099.7468 | 1033.2509
SA1 | Pumped Hydro | 0 | 0 | 4.4105e-05 | 4.4038e-05 | 4.3145e-05 | 4.9248e-05 | 4.7985e-05 | 4.9286e-05 | 5.4535e-05 | 6.093e-05 | 6.7813e-05 | 0.00014267 | 0.00014041 | 0.00014018 | 0.00017134 | 0.00017206 | 0.00023057 | 0.00022903 | 0.00023532 | 0.00023673 | 0.00030456 | 0.00029503 | 0.00029281 | 0.00047747 | 0.00047039 | 0.00045485 | 0.00046148 | 0.00046845 | 0.00047171
SA1 | VPP | 5.3247 | 9.204 | 14.4447 | 17.8225 | 22.184 | 27.6576 | 31.8396 | 36.7281 | 43.9603 | 52.716 | 64.0751 | 66.2907 | 71.1762 | 75.3152 | 74.008 | 79.3291 | 81.0012 | 85.6394 | 90.7914 | 92.3276 | 92.8458 | 94.3382 | 85.7275 | 93.8264 | 102.9271 | 93.8217 | 98.6463 | 99.3341 | 89.6078
Total excluding storage |  | 9017.4984 | 9977.2711 | 9125.1339 | 11542.3348 | 11486.5281 | 12494.8433 | 12623.5765 | 14175.7115 | 14155.2148 | 13719.7079 | 14458.2241 | 15056.3015 | 15213.0917 | 14707.9797 | 15300.4184 | 15220.7044 | 15382.576 | 15737.7777 | 15750.8089 | 16764.6605 | 17060.8508 | 17208.0845 | 17721.3527 | 18179.261 | 17770.2554 | 19841.2331 | 20474.4031 | 19961.7437 | 20700.9223
Region | Technology | 2021-22 | 2022-23 | 2023-24 | 2024-25 | 2025-26 | 2026-27 | 2027-28 | 2028-29 | 2029-30 | 2030-31 | 2031-32 | 2032-33 | 2033-34 | 2034-35 | 2035-36 | 2036-37 | 2037-38 | 2038-39 | 2039-40 | 2040-41 | 2041-42 | 2042-43 | 2043-44 | 2044-45 | 2045-46 | 2046-47 | 2047-48 | 2048-49 | 2049-50
TAS1 | Black Coal | 0 | 0 | 0 | 0 | 0 | 0 | 0 | 0 | 0 | 0 | 0 | 0 | 0 | 0 | 0 | 0 | 0 | 0 | 0 | 0 | 0 | 0 | 0 | 0 | 0 | 0 | 0 | 0 | 0
TAS1 | Brown Coal | 0 | 0 | 0 | 0 | 0 | 0 | 0 | 0 | 0 | 0 | 0 | 0 | 0 | 0 | 0 | 0 | 0 | 0 | 0 | 0 | 0 | 0 | 0 | 0 | 0 | 0 | 0 | 0 | 0
TAS1 | CCGT | 1.5692e-05 | 1.5389e-05 | 1.5856e-05 | 1.5952e-05 | 1.6003e-05 | 1.6646e-05 | 1.9298e-05 | 2.0676e-05 | 2.153e-05 | 2.2688e-05 | 2.28e-05 | 2.8018e-05 | 2.8284e-05 | 2.8071e-05 | 2.7753e-05 | 2.7871e-05 | 3.0026e-05 | 3.0473e-05 | 3.8183e-05 | 3.7934e-05 | 4.1445e-05 | 4.1785e-05 | 4.1925e-05 | 4.0482e-05 | 4.1087e-05 | 5.5867e-05 | 5.5441e-05 | 6.3791e-05 | 6.2454e-05
TAS1 | Gas - Steam | 0 | 0 | 0 | 0 | 0 | 0 | 0 | 0 | 0 | 0 | 0 | 0 | 0 | 0 | 0 | 0 | 0 | 0 | 0 | 0 | 0 | 0 | 0 | 0 | 0 | 0 | 0 | 0 | 0
TAS1 | OCGT / Diesel | 1.1748e-05 | 1.1082e-05 | 1.1679e-05 | 1.1928e-05 | 1.2168e-05 | 1.2959e-05 | 1.4571e-05 | 0.22374 | 0.00045524 | 0.47672 | 0.886 | 1.3515 | 0.15147 | 0.55639 | 2.1835 | 0.38142 | 5.8405 | 2.4841e-05 | 0.95691 | 0.288 | 1.9006 | 0.288 | 2.8243 | 4.7227 | 2.2835 | 1.8861 | 0.83467 | 8.4407 | 7.8938
TAS1 | Hydro | 7752.3973 | 8047.8813 | 7261.2197 | 8394.8987 | 8618.1038 | 8045.3649 | 9890.8524 | 9903.2561 | 9538.4817 | 9021.1405 | 8862.0162 | 8575.8779 | 9468.0192 | 9168.7339 | 8823.2731 | 8214.429 | 8897.2802 | 8469.8452 | 7895.6689 | 7779.3612 | 7674.9554 | 8281.7712 | 8424.545 | 7636.158 | 8393.3287 | 9259.3682 | 8778.0231 | 8059.0373 | 8313.7219
TAS1 | Wind | 2819.7549 | 3160.0236 | 4422.3859 | 4408.2675 | 4607.8894 | 4656.5285 | 7276.2736 | 6956.5883 | 10224.7081 | 9953.9334 | 10481.2113 | 10592.2488 | 10404.367 | 10812.6095 | 11036.1173 | 11348.9084 | 11543.735 | 11448.3374 | 11379.8716 | 11958.553 | 12243.5956 | 12346.0226 | 12899.5467 | 12988.9999 | 13309.2362 | 14264.9638 | 14671.1853 | 14015.1967 | 14416.6486
TAS1 | Solar PV | 4.3397e-06 | 7.0265e-06 | 8.1096e-06 | 8.3952e-06 | 7.3009e-06 | 8.0021e-06 | 7.6939e-06 | 7.7034e-06 | 1.8168e-05 | 2.4491e-05 | 2.7933e-05 | 2.8071e-05 | 2.8437e-05 | 2.4923e-05 | 2.6987e-05 | 2.6084e-05 | 2.6806e-05 | 2.9882e-05 | 3.3318e-05 | 3.3594e-05 | 4.4692e-05 | 5.6357e-05 | 4.8909e-05 | 5.1911e-05 | 5.2469e-05 | 7.4734e-05 | 7.8848e-05 | 8.7415e-05 | 8.132e-05
TAS1 | Grid Battery | 3.6519e-05 | 3.8828e-05 | 3.8379e-05 | 3.8425e-05 | 3.9891e-05 | 4.1434e-05 | 4.6142e-05 | 5.3405e-05 | 8.2604e-05 | 9.1707e-05 | 9.6256e-05 | 0.0001272 | 0.00012793 | 0.00013664 | 0.00014064 | 0.0001408 | 0.00015186 | 0.00015209 | 0.00024412 | 0.0002632 | 0.00024863 | 0.00024015 | 0.00026157 | 0.00027647 | 0.00028369 | 0.00032639 | 0.00031461 | 0.00034916 | 0.00038297
TAS1 | Pumped Hydro | 0 | 0 | 0.00010289 | 0.00010387 | 0.00011181 | 0.000121 | 0.00014462 | 0.00016045 | 399.4891 | 531.787 | 592.3218 | 1551.0676 | 1559.7633 | 1562.2909 | 1485.8524 | 1545.148 | 1584.5394 | 1608.3062 | 1983.1798 | 1858.5079 | 1873.1245 | 1899.9904 | 1827.0684 | 1940.5546 | 1912.7292 | 1899.7117 | 1886.7991 | 1907.4926 | 1803.5039
TAS1 | VPP | 0.10491 | 0.41364 | 0.66413 | 0.74839 | 1.2388 | 1.9342 | 3.8857 | 5.2024 | 8.3611 | 10.4867 | 13.0315 | 13.0024 | 13.9716 | 14.4219 | 16.029 | 17.7542 | 18.4775 | 18.5709 | 20.7191 | 21.2816 | 21.6827 | 21.6967 | 21.1327 | 22.7268 | 26.2617 | 23.8414 | 23.0515 | 24.1673 | 23.9121
Total excluding storage |  | 10572.1522 | 11207.9049 | 11683.6056 | 12803.1662 | 13225.9932 | 12701.8934 | 17167.1261 | 16860.0681 | 19763.1903 | 18975.5506 | 19344.1136 | 19169.4782 | 19872.5377 | 19981.8999 | 19861.574 | 19563.7189 | 20446.8558 | 19918.1827 | 19276.4975 | 19738.2023 | 19920.4517 | 20628.0819 | 21326.916 | 20629.8808 | 21704.8485 | 23526.2182 | 23450.0432 | 22082.675 | 22738.2645
Explicitly modelled pumping
Region | Technology | 2021-22 | 2022-23 | 2023-24 | 2024-25 | 2025-26 | 2026-27 | 2027-28 | 2028-29 | 2029-30 | 2030-31 | 2031-32 | 2032-33 | 2033-34 | 2034-35 | 2035-36 | 2036-37 | 2037-38 | 2038-39 | 2039-40 | 2040-41 | 2041-42 | 2042-43 | 2043-44 | 2044-45 | 2045-46 | 2046-47 | 2047-48 | 2048-49 | 2049-50
NEM | Grid Battery pump | 164.944 | 256.8953 | 309.5595 | 394.5119 | 410.364 | 423.3901 | 408.238 | 382.7445 | 371.4485 | 369.7938 | 376.1153 | 1491.8613 | 1433.432 | 1399.6539 | 2024.0456 | 2028.0408 | 2188.2459 | 2184.2606 | 2734.8043 | 2666.3844 | 5715.6659 | 5934.8129 | 5733.8556 | 6691.0261 | 6663.688 | 11670.4556 | 11807.2826 | 13270.5637 | 13829.0629
NEM | Pumped Hydro Pump | 584.0291 | 969.9233 | 1125.1108 | 2939.3408 | 6231.8309 | 6598.4466 | 7845.5603 | 7504.4495 | 8346.8102 | 8713.6551 | 9522.7875 | 18911.0492 | 20016.4812 | 19849.4344 | 22750.6487 | 22689.5576 | 29021.8018 | 29495.0937 | 31079.3527 | 30831.2093 | 33494.7191 | 36542.2857 | 33150.0354 | 36436.4427 | 36319.4712 | 34229.2137 | 34338.4082 | 33250.8871 | 31911.5347
NEM | VPP pump | 17.3656 | 31.3846 | 61.1471 | 100.9969 | 150.867 | 212.844 | 257.8933 | 310.1453 | 399.8961 | 489.2968 | 625.8688 | 651.0608 | 733.8019 | 800.4501 | 880.2452 | 961.7 | 980.0588 | 1060.2727 | 1119.1585 | 1176.9027 | 1222.1226 | 1291.0408 | 1219.4739 | 1320.1911 | 1379.3699 | 1337.0251 | 1401.3083 | 1311.5764 | 1258.0418
Region | Technology | 2021-22 | 2022-23 | 2023-24 | 2024-25 | 2025-26 | 2026-27 | 2027-28 | 2028-29 | 2029-30 | 2030-31 | 2031-32 | 2032-33 | 2033-34 | 2034-35 | 2035-36 | 2036-37 | 2037-38 | 2038-39 | 2039-40 | 2040-41 | 2041-42 | 2042-43 | 2043-44 | 2044-45 | 2045-46 | 2046-47 | 2047-48 | 2048-49 | 2049-50
NSW1 | Grid Battery pump | 6.5365e-05 | 6.9104e-05 | 6.962e-05 | 6.9835e-05 | 6.7956e-05 | 6.9376e-05 | 8.2756e-05 | 9.2774e-05 | 0.00014829 | 0.00016221 | 0.00018085 | 521.9291 | 522.1844 | 509.8981 | 519.9613 | 520.1906 | 504.8181 | 506.0046 | 1054.2775 | 1031.4998 | 2904.7225 | 2908.1385 | 2832.9479 | 2959.3252 | 2933.5598 | 2894.6571 | 2844.9029 | 2946.8847 | 2891.9398
NSW1 | Pumped Hydro Pump | 311.9188 | 571.9559 | 659.1046 | 2409.6628 | 5684.1792 | 5983.7615 | 7139.495 | 6815.1533 | 7120.4668 | 7279.6752 | 7986.8605 | 12957.6134 | 13056.9349 | 12992.0428 | 14343.883 | 14196.7744 | 16997.8217 | 17188.0994 | 17495.4103 | 17343.3271 | 16721.0886 | 18032.2409 | 16337.2681 | 18605.2954 | 18792.6719 | 17771.861 | 17157.812 | 17845.6431 | 17518.1788
NSW1 | VPP pump | 3.5863 | 6.5906 | 20.5924 | 33.1871 | 53.8973 | 78.1469 | 91.2675 | 110.1408 | 137.8293 | 166.8588 | 209.3213 | 222.1013 | 251.1323 | 271.0746 | 300.2341 | 327.1142 | 334.9555 | 365.145 | 381.2692 | 389.9953 | 408.4343 | 440.8548 | 422.6111 | 463.5664 | 493.8398 | 500.4291 | 514.573 | 525.5439 | 492.6848
Region | Technology | 2021-22 | 2022-23 | 2023-24 | 2024-25 | 2025-26 | 2026-27 | 2027-28 | 2028-29 | 2029-30 | 2030-31 | 2031-32 | 2032-33 | 2033-34 | 2034-35 | 2035-36 | 2036-37 | 2037-38 | 2038-39 | 2039-40 | 2040-41 | 2041-42 | 2042-43 | 2043-44 | 2044-45 | 2045-46 | 2046-47 | 2047-48 | 2048-49 | 2049-50
QLD1 | Grid Battery pump | 4.5872e-05 | 25.178 | 30.5995 | 37.3274 | 37.8105 | 39.1155 | 40.8166 | 38.9275 | 38.585 | 39.149 | 38.6696 | 653.6076 | 644.6449 | 647.838 | 663.214 | 662.4668 | 691.2408 | 686.2679 | 686.3711 | 665.076 | 1590.8423 | 1870.8577 | 1853.3829 | 2386.6006 | 2346.309 | 7148.672 | 7340.425 | 8387.654 | 9077.044
QLD1 | Pumped Hydro Pump | 272.1103 | 397.9674 | 466.0059 | 529.6778 | 547.6514 | 614.6848 | 706.0649 | 689.2957 | 722.1109 | 774.1168 | 789.1771 | 2047.104 | 3134.5103 | 3094.3422 | 3281.1669 | 3230.0486 | 6306.0676 | 6530.0888 | 7268.1851 | 7379.25 | 7719.6507 | 9451.0585 | 8536.9719 | 8698.7219 | 8186.798 | 7457.4306 | 7972.795 | 6230.4271 | 5484.8821
QLD1 | VPP pump | 4.0685 | 6.4106 | 10.9401 | 19.9147 | 29.2692 | 41.4639 | 53.3217 | 62.9641 | 81.1766 | 103.0859 | 134.7403 | 133.3831 | 153.1876 | 172.8426 | 196.209 | 215.7697 | 216.1525 | 237.6312 | 245.1832 | 280.4703 | 285.8738 | 290.9737 | 273.2427 | 267.6346 | 252.2213 | 224.3016 | 245.2866 | 163.1603 | 159.152
Region | Technology | 2021-22 | 2022-23 | 2023-24 | 2024-25 | 2025-26 | 2026-27 | 2027-28 | 2028-29 | 2029-30 | 2030-31 | 2031-32 | 2032-33 | 2033-34 | 2034-35 | 2035-36 | 2036-37 | 2037-38 | 2038-39 | 2039-40 | 2040-41 | 2041-42 | 2042-43 | 2043-44 | 2044-45 | 2045-46 | 2046-47 | 2047-48 | 2048-49 | 2049-50
VIC1 | Grid Battery pump | 58.6328 | 125.7093 | 147.3875 | 223.4978 | 238.7874 | 245.9372 | 234.5962 | 218.578 | 213.5513 | 211.6854 | 223.4404 | 204.9374 | 159.4568 | 158.0934 | 162.8103 | 164.8853 | 158.0342 | 156.3659 | 156.1151 | 150.2794 | 53.3558 | 0.0026161 | 0.0028386 | 0.0029658 | 0.0028366 | 337.7764 | 336.1056 | 643.1835 | 641.8148
VIC1 | Pumped Hydro Pump | 0 | 0 | 6.3806e-05 | 0.00011998 | 0.00011861 | 0.00014001 | 0.00013126 | 0.00012945 | 0.00015993 | 0.00022255 | 0.00037951 | 1961.8047 | 1886.6943 | 1805.0886 | 3274.0576 | 3320.2393 | 3748.298 | 3758.9937 | 3844.3113 | 3760.9092 | 6710.8003 | 6689.731 | 6003.3213 | 6715.997 | 6919.956 | 6654.4155 | 6820.168 | 6819.5845 | 6654.093
VIC1 | VPP pump | 3.1941 | 6.8089 | 11.5098 | 25.6009 | 39.5922 | 57.7176 | 70.3283 | 86.8109 | 117.9982 | 143.5877 | 189.1379 | 200.2989 | 227.4989 | 248.7923 | 275.7867 | 302.293 | 309.5528 | 332.0532 | 359.2331 | 369.6738 | 390.7583 | 419.6661 | 395.6392 | 448.9449 | 477.9078 | 471.5683 | 494.8596 | 475.1639 | 469.9541
Region | Technology | 2021-22 | 2022-23 | 2023-24 | 2024-25 | 2025-26 | 2026-27 | 2027-28 | 2028-29 | 2029-30 | 2030-31 | 2031-32 | 2032-33 | 2033-34 | 2034-35 | 2035-36 | 2036-37 | 2037-38 | 2038-39 | 2039-40 | 2040-41 | 2041-42 | 2042-43 | 2043-44 | 2044-45 | 2045-46 | 2046-47 | 2047-48 | 2048-49 | 2049-50
SA1 | Grid Battery pump | 106.3111 | 106.0078 | 131.5723 | 133.6866 | 133.766 | 138.3372 | 132.8251 | 125.2389 | 119.3119 | 118.9591 | 114.0051 | 111.387 | 107.1457 | 83.8242 | 678.0598 | 680.498 | 834.1526 | 835.6221 | 838.0404 | 819.5289 | 1166.745 | 1155.8138 | 1047.5217 | 1345.097 | 1383.8161 | 1289.3497 | 1285.8488 | 1292.841 | 1218.2639
SA1 | Pumped Hydro Pump | 0 | 0 | 5.5156e-05 | 5.5143e-05 | 5.3885e-05 | 6.1485e-05 | 6.0205e-05 | 6.1384e-05 | 6.8365e-05 | 7.6065e-05 | 8.484e-05 | 0.00017853 | 0.00017546 | 0.00017494 | 0.00021414 | 0.00021513 | 0.0002882 | 0.00028738 | 0.00029301 | 0.00029706 | 0.00037955 | 0.00036975 | 0.00036533 | 0.00059799 | 0.00058891 | 0.00056621 | 0.00057921 | 0.00058321 | 0.0005903
SA1 | VPP pump | 6.3909 | 11.0749 | 17.3091 | 21.3912 | 26.6261 | 33.1957 | 38.296 | 44.0015 | 52.8567 | 63.1779 | 76.9934 | 79.6657 | 85.2391 | 90.3961 | 88.8271 | 95.2138 | 97.2207 | 103.0857 | 108.6732 | 111.144 | 111.1081 | 113.4824 | 102.6392 | 112.7677 | 123.786 | 112.2056 | 118.822 | 118.8016 | 107.5508
Region | Technology | 2021-22 | 2022-23 | 2023-24 | 2024-25 | 2025-26 | 2026-27 | 2027-28 | 2028-29 | 2029-30 | 2030-31 | 2031-32 | 2032-33 | 2033-34 | 2034-35 | 2035-36 | 2036-37 | 2037-38 | 2038-39 | 2039-40 | 2040-41 | 2041-42 | 2042-43 | 2043-44 | 2044-45 | 2045-46 | 2046-47 | 2047-48 | 2048-49 | 2049-50
TAS1 | Grid Battery pump | 4.2967e-05 | 4.5703e-05 | 4.5152e-05 | 4.5227e-05 | 4.6914e-05 | 4.8733e-05 | 5.432e-05 | 6.28e-05 | 9.7225e-05 | 0.00010788 | 0.00011333 | 0.00014973 | 0.00015047 | 0.00016078 | 0.00016535 | 0.00016569 | 0.00017867 | 0.00017907 | 0.00028705 | 0.00030991 | 0.00029229 | 0.00028267 | 0.00030774 | 0.00032516 | 0.00033415 | 0.00038356 | 0.00037065 | 0.00041028 | 0.00045081
TAS1 | Pumped Hydro Pump | 0 | 0 | 0.00012905 | 0.00013015 | 0.00013949 | 0.00015088 | 0.00018171 | 0.00019954 | 504.2323 | 659.8629 | 746.7495 | 1944.5269 | 1938.3415 | 1957.9606 | 1851.5411 | 1942.495 | 1969.6143 | 2017.9115 | 2471.4457 | 2347.7227 | 2343.1791 | 2369.2549 | 2272.4737 | 2416.4278 | 2420.0447 | 2345.5061 | 2387.6326 | 2355.2318 | 2254.3802
TAS1 | VPP pump | 0.12592 | 0.49946 | 0.7957 | 0.90283 | 1.4822 | 2.32 | 4.6798 | 6.2281 | 10.0353 | 12.5866 | 15.676 | 15.6118 | 16.7439 | 17.3445 | 19.1883 | 21.3092 | 22.1774 | 22.3576 | 24.7997 | 25.6192 | 25.9481 | 26.0637 | 25.3417 | 27.2775 | 31.6151 | 28.5206 | 27.7671 | 28.9067 | 28.7002
Non-controllable capacity
Region | Technology | 2021-22 | 2022-23 | 2023-24 | 2024-25 | 2025-26 | 2026-27 | 2027-28 | 2028-29 | 2029-30 | 2030-31 | 2031-32 | 2032-33 | 2033-34 | 2034-35 | 2035-36 | 2036-37 | 2037-38 | 2038-39 | 2039-40 | 2040-41 | 2041-42 | 2042-43 | 2043-44 | 2044-45 | 2045-46 | 2046-47 | 2047-48 | 2048-49 | 2049-50
NEM | Distributed PV | 17966.1251 | 20100.6795 | 21848.5557 | 22765.7608 | 23520.219 | 26712.9041 | 28250.2682 | 26710.882 | 28962.3643 | 30914.2247 | 32262.7878 | 33604.8783 | 33813.0341 | 33976.8825 | 37696.6292 | 38914.4849 | 36303.367 | 39129.5695 | 41710.6576 | 43318.6363 | 44440.8755 | 44228.555 | 43943.4562 | 48400.6107 | 49711.1476 | 46026.6458 | 49621.4902 | 52962.0301 | 54802.2134
NEM | Behind the meter battery | 274.2921 | 322.7655 | 377.4056 | 441.916 | 524.7405 | 624.9438 | 702.6065 | 780.1503 | 916.5023 | 1062.9236 | 1310.8182 | 1435.9449 | 1573.1611 | 1680.3963 | 1781.133 | 1856.768 | 1927.461 | 2000.5502 | 2079.2953 | 2147.8019 | 2226.1602 | 2306.7147 | 2389.4767 | 2400.7435 | 2416.8737 | 2424.2587 | 2440.1321 | 2439.5699 | 2438.5083
NEM | Behind the meter battery pump | 233.0404 | 274.1938 | 320.6539 | 375.4693 | 445.7175 | 530.8198 | 596.8722 | 662.6992 | 778.5165 | 902.9392 | 1113.6428 | 1220.0169 | 1336.223 | 1427.318 | 1512.8203 | 1577.4412 | 1637.703 | 1699.356 | 1766.0472 | 1824.66 | 1891.329 | 1958.7365 | 2030.3464 | 2039.52 | 2052.599 | 2059.134 | 2073.3251 | 2072.6927 | 2071.1611
Region | Technology | 2021-22 | 2022-23 | 2023-24 | 2024-25 | 2025-26 | 2026-27 | 2027-28 | 2028-29 | 2029-30 | 2030-31 | 2031-32 | 2032-33 | 2033-34 | 2034-35 | 2035-36 | 2036-37 | 2037-38 | 2038-39 | 2039-40 | 2040-41 | 2041-42 | 2042-43 | 2043-44 | 2044-45 | 2045-46 | 2046-47 | 2047-48 | 2048-49 | 2049-50
NSW1 | Distributed PV | 5204.0164 | 5881.733 | 6097.6203 | 6362.1284 | 6503.6664 | 7561.6005 | 7799.3333 | 7221.9231 | 7693.3554 | 8429.2142 | 9135.0771 | 9232.9948 | 9474.093 | 9536.0352 | 10952.211 | 11213.6267 | 10409.2512 | 11061.1613 | 12074.4253 | 12966.5624 | 12905.9314 | 13078.0882 | 13015.2652 | 14802.4008 | 15046.9679 | 13816.9635 | 14650.873 | 15983.8137 | 17049.5514
NSW1 | Behind the meter battery | 103.7437 | 114.2404 | 137.9244 | 165.9003 | 201.313 | 240.9159 | 264.5842 | 289.7374 | 335.4861 | 383.0036 | 465.2208 | 500.5256 | 543.8767 | 577.0925 | 608.9188 | 631.888 | 654.0991 | 675.5199 | 700.7784 | 721.1068 | 744.6086 | 768.4752 | 793.5574 | 797.0251 | 801.425 | 803.7639 | 807.3625 | 807.7907 | 807.16
NSW1 | Behind the meter battery pump | 88.1293 | 97.0216 | 117.1621 | 140.9418 | 170.997 | 204.6077 | 224.7487 | 246.0761 | 284.9925 | 325.3838 | 395.4208 | 425.2231 | 461.797 | 490.3539 | 517.0464 | 536.8256 | 555.8161 | 574.0677 | 595.1176 | 612.7617 | 632.5367 | 652.4851 | 674.521 | 677.4172 | 680.3664 | 682.9967 | 685.9903 | 686.2534 | 685.4489
Region | Technology | 2021-22 | 2022-23 | 2023-24 | 2024-25 | 2025-26 | 2026-27 | 2027-28 | 2028-29 | 2029-30 | 2030-31 | 2031-32 | 2032-33 | 2033-34 | 2034-35 | 2035-36 | 2036-37 | 2037-38 | 2038-39 | 2039-40 | 2040-41 | 2041-42 | 2042-43 | 2043-44 | 2044-45 | 2045-46 | 2046-47 | 2047-48 | 2048-49 | 2049-50
QLD1 | Distributed PV | 5567.3648 | 6252.7151 | 6535.0958 | 6564.9108 | 6903.5367 | 7623.4303 | 7934.3665 | 6899.0674 | 7734.7975 | 8266.4241 | 9020.1611 | 9268.269 | 9263.1607 | 9754.2535 | 10771.5054 | 11127.7048 | 9702.5719 | 10828.6207 | 11489.8808 | 12365.4002 | 12482.6233 | 12281.9138 | 12714.2217 | 13851.0346 | 14256.9572 | 12334.5707 | 13776.1666 | 14614.4548 | 15684.6206
QLD1 | Behind the meter battery | 46.1059 | 51.2898 | 62.8898 | 76.9438 | 94.1079 | 114.339 | 129.4405 | 144.185 | 167.6189 | 204.8006 | 260.2955 | 292.0182 | 328.1998 | 357.9519 | 385.721 | 407.778 | 429.0894 | 449.044 | 469.664 | 492.0875 | 514.8354 | 538.0025 | 561.6947 | 566.605 | 572.2196 | 576.7274 | 581.9254 | 583.27 | 585.6388
QLD1 | Behind the meter battery pump | 39.1572 | 43.5755 | 53.4177 | 65.3788 | 79.9186 | 97.0955 | 109.9162 | 122.5159 | 142.4376 | 173.9088 | 221.1189 | 248.1635 | 278.7158 | 303.9474 | 327.6112 | 346.3668 | 364.4744 | 381.5345 | 399.0059 | 418.1686 | 437.5687 | 456.7426 | 477.2466 | 481.3082 | 486.3169 | 489.674 | 494.6069 | 495.5824 | 497.3207
Region | Technology | 2021-22 | 2022-23 | 2023-24 | 2024-25 | 2025-26 | 2026-27 | 2027-28 | 2028-29 | 2029-30 | 2030-31 | 2031-32 | 2032-33 | 2033-34 | 2034-35 | 2035-36 | 2036-37 | 2037-38 | 2038-39 | 2039-40 | 2040-41 | 2041-42 | 2042-43 | 2043-44 | 2044-45 | 2045-46 | 2046-47 | 2047-48 | 2048-49 | 2049-50
VIC1 | Distributed PV | 4329.4005 | 4908.7952 | 5934.1919 | 6528.7696 | 6863.0057 | 8027.2367 | 8796.0994 | 8929.0801 | 9626.1225 | 10179.6404 | 9984.4368 | 10760.8291 | 10744.8887 | 10455.0049 | 11440.4569 | 11800.6131 | 11528.2593 | 12300.9387 | 13053.8349 | 12807.4881 | 13660.682 | 13556.1803 | 13075.8792 | 14262.8401 | 14649.2457 | 14279.6933 | 15258.3695 | 16219.645 | 15845.6324
VIC1 | Behind the meter battery | 60.3615 | 72.3202 | 86.6818 | 103.6542 | 127.6658 | 157.9156 | 187.3608 | 216.0942 | 267.3679 | 312.7858 | 390.6955 | 438.5207 | 483.411 | 517.6718 | 549.9019 | 574.0839 | 596.4233 | 621.8879 | 649.6279 | 672.0144 | 699.0363 | 727.0829 | 754.4992 | 759.0364 | 765.4179 | 768.307 | 774.8118 | 775.1915 | 774.81
VIC1 | Behind the meter battery pump | 51.3066 | 61.4512 | 73.6598 | 88.083 | 108.4706 | 134.1928 | 159.1916 | 183.5475 | 227.026 | 265.6899 | 331.839 | 372.6114 | 410.8313 | 439.6676 | 467.2812 | 487.8914 | 506.9155 | 527.9599 | 551.6485 | 570.5388 | 593.9882 | 617.4131 | 640.9921 | 644.5839 | 650.0555 | 652.3952 | 658.1553 | 658.6052 | 658.2953
Region | Technology | 2021-22 | 2022-23 | 2023-24 | 2024-25 | 2025-26 | 2026-27 | 2027-28 | 2028-29 | 2029-30 | 2030-31 | 2031-32 | 2032-33 | 2033-34 | 2034-35 | 2035-36 | 2036-37 | 2037-38 | 2038-39 | 2039-40 | 2040-41 | 2041-42 | 2042-43 | 2043-44 | 2044-45 | 2045-46 | 2046-47 | 2047-48 | 2048-49 | 2049-50
SA1 | Distributed PV | 2623.5452 | 2798.1478 | 2996.8815 | 3008.3834 | 2949.0755 | 3160.1857 | 3360.8342 | 3300.464 | 3533.7408 | 3645.3258 | 3718.3325 | 3905.4589 | 3875.3563 | 3779.4643 | 4028.9273 | 4246.1349 | 4126.3157 | 4379.708 | 4502.8278 | 4576.0415 | 4756.5856 | 4662.4055 | 4501.1598 | 4782.4214 | 5031.6478 | 4870.1344 | 5185.5389 | 5354.2666 | 5426.7292
SA1 | Behind the meter battery | 56.7354 | 76.761 | 80.3364 | 83.7752 | 87.4369 | 94.3938 | 101.223 | 107.735 | 120.7804 | 134.1477 | 160.928 | 168.8699 | 178.8956 | 186.8102 | 193.693 | 198.596 | 201.84 | 206.6333 | 210.4501 | 212.7899 | 216.7262 | 220.9463 | 226.2016 | 224.8024 | 224.5688 | 222.3658 | 222.9625 | 220.6855 | 218.5777
SA1 | Behind the meter battery pump | 48.2076 | 65.216 | 68.2817 | 71.1775 | 74.2498 | 80.1578 | 86.0269 | 91.5227 | 102.6208 | 114.0145 | 136.6407 | 143.4284 | 151.9345 | 158.6357 | 164.4393 | 168.6089 | 171.3923 | 175.4796 | 178.8172 | 180.8586 | 183.9819 | 187.7459 | 192.102 | 190.9761 | 190.6156 | 188.965 | 189.485 | 187.5319 | 185.6623
Region | Technology | 2021-22 | 2022-23 | 2023-24 | 2024-25 | 2025-26 | 2026-27 | 2027-28 | 2028-29 | 2029-30 | 2030-31 | 2031-32 | 2032-33 | 2033-34 | 2034-35 | 2035-36 | 2036-37 | 2037-38 | 2038-39 | 2039-40 | 2040-41 | 2041-42 | 2042-43 | 2043-44 | 2044-45 | 2045-46 | 2046-47 | 2047-48 | 2048-49 | 2049-50
TAS1 | Distributed PV | 241.7982 | 259.2885 | 284.7662 | 301.5686 | 300.9347 | 340.451 | 359.6348 | 360.3473 | 374.3481 | 393.6202 | 404.7802 | 437.3265 | 455.5355 | 452.1246 | 503.5286 | 526.4053 | 536.969 | 559.1407 | 589.6888 | 603.1441 | 635.0531 | 649.9672 | 636.9304 | 701.9138 | 726.329 | 725.2839 | 750.5421 | 789.8501 | 795.6798
TAS1 | Behind the meter battery | 7.3456 | 8.1541 | 9.5732 | 11.6426 | 14.2168 | 17.3795 | 19.9981 | 22.3987 | 25.2488 | 28.1858 | 33.6784 | 36.0105 | 38.7781 | 40.8699 | 42.8983 | 44.4221 | 46.0092 | 47.4651 | 48.7751 | 49.8034 | 50.9537 | 52.2079 | 53.5239 | 53.2746 | 53.2423 | 53.0947 | 53.07 | 52.6323 | 52.3218
TAS1 | Behind the meter battery pump | 6.2397 | 6.9295 | 8.1325 | 9.8883 | 12.0815 | 14.7661 | 16.9888 | 19.037 | 21.4396 | 23.9422 | 28.6235 | 30.5904 | 32.9445 | 34.7133 | 36.4422 | 37.7485 | 39.1047 | 40.3143 | 41.458 | 42.3322 | 43.2535 | 44.3498 | 45.4846 | 45.2346 | 45.2446 | 45.103 | 45.0875 | 44.7198 | 44.4337

## Marinus_Capacity
Installed capacity by technology (MW) - Marinus Link, Central High Electrification Sensitivity
Capacity calculated on 1 July. In early study years some wind and solar projects enter later in the financial year and are therefore reflected in the following financial year's capacity.
Explicitly modelled generation
Region | Technology | 2021-22 | 2022-23 | 2023-24 | 2024-25 | 2025-26 | 2026-27 | 2027-28 | 2028-29 | 2029-30 | 2030-31 | 2031-32 | 2032-33 | 2033-34 | 2034-35 | 2035-36 | 2036-37 | 2037-38 | 2038-39 | 2039-40 | 2040-41 | 2041-42 | 2042-43 | 2043-44 | 2044-45 | 2045-46 | 2046-47 | 2047-48 | 2048-49 | 2049-50
NEM | Black Coal | 18366 | 17891 | 16416 | 11854.3769 | 9914.0598 | 9793.9975 | 9613.7011 | 9443.9975 | 8657.1046 | 8657.1046 | 8485.5326 | 5777.1046 | 5412.1051 | 5412.1051 | 5011.8806 | 4801.6961 | 4561.8805 | 4561.8805 | 4561.8805 | 4561.8805 | 3901.8805 | 2467.8805 | 2376.6048 | 2011.606 | 1692.0002 | 1692 | 1692 | 1692 | 1692
NEM | Brown Coal | 4790 | 4790 | 4790 | 2259.0206 | 2259.0206 | 1928.052 | 0.00074294 | 0.00048041 | 0.00048081 | 0.00048074 | 0.00048064 | 0.00048159 | 0.00048163 | 0.00048161 | 0.0004816 | 0.00048169 | 0.00048155 | 0.00048157 | 0.00048157 | 0.00048153 | 0.00048158 | 0.00048159 | 0.00048161 | 0.0004816 | 0.00048158 | 0.00048159 | 0 | 0 | 0
NEM | CCGT | 3054.9 | 3054.9 | 2874.9 | 2874.9 | 2874.9 | 2874.9 | 2874.9 | 2874.9 | 2874.9 | 2874.9 | 2874.9 | 2874.9 | 2874.9 | 2874.9 | 2874.9 | 2489.9 | 1960.9 | 1960.9 | 1817.5 | 1817.5 | 1817.5 | 1817.5 | 1377.5 | 1192.5 | 548 | 388 | 388 | 388 | 388
NEM | Gas - Steam | 1384 | 1384 | 1384 | 1384 | 1384 | 1384 | 1384 | 1384 | 1384 | 1384 | 1384 | 1384 | 1384 | 1384 | 584 | 584 | 584 | 584 | 84 | 84 | 84 | 84 | 84 | 84 | 84 | 0 | 0 | 0 | 0
NEM | OCGT / Diesel | 6863.14 | 6863.14 | 6863.14 | 6863.14 | 6863.14 | 6863.14 | 6863.14 | 6863.14 | 6863.14 | 6480.64 | 6480.64 | 6211.3 | 5749.3 | 5632.3001 | 5502.3003 | 5502.3003 | 5756.604 | 5756.604 | 6554.3415 | 6434.3415 | 7313.7532 | 7219.7532 | 8054.0391 | 8506.9217 | 8907.7833 | 9777.3417 | 9193.3417 | 13655.1271 | 13333.3629
NEM | Hydro | 7365.3 | 7365.3 | 7365.3 | 7365.3 | 7365.3 | 7365.3 | 7615.3 | 7615.3 | 7615.3 | 7615.3 | 7615.3 | 7615.3 | 7615.3 | 7615.3 | 7615.3 | 7615.3 | 7528.9 | 7528.9 | 7528.9 | 7528.9 | 7528.9 | 7462.9 | 7462.9 | 7462.9 | 7462.9 | 7462.9 | 7462.9 | 7462.9 | 7462.9
NEM | Wind | 13176.7267 | 14860.8867 | 17097.1333 | 22914.541 | 22931.0488 | 23025.757 | 25754.8332 | 28328.9143 | 29088.9193 | 30635.0619 | 30883.7485 | 36120.7781 | 37284.1229 | 38668.5536 | 39052.7988 | 39687.8437 | 41912.9189 | 43941.3665 | 44350.8767 | 44222.846 | 47301.663 | 50649.0656 | 50182.3134 | 49732.2492 | 50040.2577 | 51322.4963 | 51387.1669 | 52562.4204 | 53824.9987
NEM | Solar PV | 5599.971 | 6959.156 | 6959.156 | 6959.156 | 6959.156 | 7059.156 | 7059.156 | 7059.156 | 7837.9488 | 8194.3265 | 10625.6128 | 15342.3543 | 17223.1643 | 17223.1643 | 17344.8759 | 17751.6186 | 23106.2407 | 23472.2966 | 23913.9575 | 25035.9774 | 28848.0759 | 33727.5156 | 33905.9154 | 33487.2954 | 33864.2984 | 41906.5048 | 41796.1048 | 41105.4405 | 44380.3491
NEM | Grid Battery | 260.33 | 600.33 | 600.33 | 600.33 | 600.33 | 600.33 | 600.33 | 600.33 | 600.33 | 570.33 | 570.33 | 1272.1459 | 1216.8159 | 1191.8159 | 1579.6214 | 1579.6214 | 1740.1741 | 1740.1741 | 2101 | 2081 | 4211.7083 | 4108.5795 | 4108.5795 | 4663.4475 | 4663.4476 | 8552.159 | 8552.159 | 10066.2523 | 11175.0566
NEM | Pumped Hydro | 810 | 810 | 810 | 810 | 2850 | 2850 | 2850 | 2850 | 3041.3674 | 3083.6918 | 3108.3534 | 6234.1057 | 6662.0457 | 6662.0457 | 7414.3726 | 7414.3726 | 9649.0232 | 9649.0232 | 9976.107 | 9976.107 | 11197.2823 | 11921.1304 | 11921.1304 | 11921.1304 | 11921.1304 | 11921.1305 | 11921.1305 | 11921.1305 | 11921.1305
NEM | VPP | 36.545 | 54.909 | 79.222 | 111.716 | 155.475 | 212.948 | 274.212 | 348.483 | 458.205 | 557.379 | 708.547 | 823.447 | 953.292 | 1081.03 | 1214.079 | 1346.365 | 1479.677 | 1613.916 | 1747.369 | 1881.885 | 2021.695 | 2168.3841 | 2317.988 | 2433.084 | 2551.477 | 2673.029 | 2797.397 | 2923.275 | 3050.769
Total excluding storage |  | 60600.0376 | 63168.3826 | 63749.6293 | 62474.4345 | 60550.6253 | 60294.3025 | 61165.031 | 63569.4083 | 64321.3132 | 65841.3335 | 68349.7343 | 75325.7376 | 77542.8927 | 78810.3235 | 77986.0561 | 78432.6592 | 85411.4446 | 87805.9481 | 88811.4568 | 89685.4459 | 96795.773 | 103428.6154 | 103443.2733 | 102477.4728 | 102599.2401 | 112549.2434 | 111919.5134 | 116865.888 | 121081.6106
Region | Technology | 2021-22 | 2022-23 | 2023-24 | 2024-25 | 2025-26 | 2026-27 | 2027-28 | 2028-29 | 2029-30 | 2030-31 | 2031-32 | 2032-33 | 2033-34 | 2034-35 | 2035-36 | 2036-37 | 2037-38 | 2038-39 | 2039-40 | 2040-41 | 2041-42 | 2042-43 | 2043-44 | 2044-45 | 2045-46 | 2046-47 | 2047-48 | 2048-49 | 2049-50
NSW1 | Black Coal | 10240 | 9765 | 8290 | 7150.7238 | 5210.4067 | 5210.4067 | 5210.4067 | 5210.4067 | 4630.2245 | 4630.2245 | 4458.6525 | 1750.2245 | 1750.2245 | 1750.2245 | 1350 | 1350 | 1350 | 1350 | 1350 | 1350 | 690 | 0 | 0 | 0 | 0 | 0 | 0 | 0 | 0
NSW1 | Brown Coal | 0 | 0 | 0 | 0 | 0 | 0 | 0 | 0 | 0 | 0 | 0 | 0 | 0 | 0 | 0 | 0 | 0 | 0 | 0 | 0 | 0 | 0 | 0 | 0 | 0 | 0 | 0 | 0 | 0
NSW1 | CCGT | 625 | 625 | 625 | 625 | 625 | 625 | 625 | 625 | 625 | 625 | 625 | 625 | 625 | 625 | 625 | 625 | 625 | 625 | 625 | 625 | 625 | 625 | 185 | 0 | 0 | 0 | 0 | 0 | 0
NSW1 | Gas - Steam | 0 | 0 | 0 | 0 | 0 | 0 | 0 | 0 | 0 | 0 | 0 | 0 | 0 | 0 | 0 | 0 | 0 | 0 | 0 | 0 | 0 | 0 | 0 | 0 | 0 | 0 | 0 | 0 | 0
NSW1 | OCGT / Diesel | 1438 | 1438 | 1438 | 1438 | 1438 | 1438 | 1438 | 1438 | 1438 | 1438 | 1438 | 1438 | 1438 | 1438.0001 | 1388.0001 | 1388.0001 | 1524.6245 | 1524.6245 | 2394.6428 | 2394.6428 | 2698.5537 | 2698.5537 | 3357.2349 | 3678.4683 | 3678.4683 | 3678.4683 | 3678.4683 | 4174.7723 | 4174.7723
NSW1 | Hydro | 2585 | 2585 | 2585 | 2585 | 2585 | 2585 | 2585 | 2585 | 2585 | 2585 | 2585 | 2585 | 2585 | 2585 | 2585 | 2585 | 2585 | 2585 | 2585 | 2585 | 2585 | 2585 | 2585 | 2585 | 2585 | 2585 | 2585 | 2585 | 2585
NSW1 | Wind | 2720.7302 | 2720.7302 | 4334.4805 | 6970.7307 | 6970.7307 | 6970.7307 | 7162.3462 | 7262.3462 | 7262.3462 | 8920.4888 | 8920.4888 | 12920.7307 | 12920.7307 | 12920.7307 | 12920.7307 | 13071.3976 | 12801.3976 | 14413.4409 | 14413.4409 | 14484.4675 | 14892.9503 | 16078.8484 | 15783.8684 | 15783.8684 | 16794.8887 | 16598.0165 | 16740.1645 | 16740.1645 | 16754.8985
NSW1 | Solar PV | 2130.363 | 2600.363 | 2600.363 | 2600.363 | 2600.363 | 2700.363 | 2700.363 | 2700.363 | 3479.1558 | 3700.3637 | 4268.3911 | 7443.5695 | 8626.4324 | 8626.4324 | 8748.144 | 9100.5034 | 11812.7146 | 12068.8656 | 12068.8656 | 12663.2851 | 14406.1375 | 17169.6386 | 17420.4488 | 17420.4488 | 17420.4488 | 18992.5354 | 18992.5354 | 18942.5354 | 18934.5491
NSW1 | Grid Battery | 0 | 0 | 0 | 0 | 0 | 0 | 0 | 0 | 0 | 0 | 0 | 328.2647 | 328.2647 | 328.2647 | 328.2647 | 328.2647 | 328.2647 | 328.2647 | 689.0903 | 689.0903 | 1968.0102 | 1968.0102 | 1968.0102 | 1968.0106 | 1968.0106 | 1968.0106 | 1968.0106 | 1968.0106 | 1968.0106
NSW1 | Pumped Hydro | 240 | 240 | 240 | 240 | 2280 | 2280 | 2280 | 2280 | 2280 | 2280 | 2280 | 3833.5176 | 3833.5176 | 3833.5176 | 4079.3508 | 4079.3508 | 4880.0011 | 4880.0011 | 4880.0011 | 4880.0011 | 4880.0015 | 4880.0015 | 4880.0015 | 4880.0015 | 4880.0015 | 4880.0015 | 4880.0015 | 4880.0015 | 4880.0015
NSW1 | VPP | 13.897 | 19.697 | 29.162 | 42.001 | 59.431 | 81.633 | 103.019 | 129.604 | 168.832 | 203.169 | 255.242 | 292.839 | 337.193 | 380.779 | 426.084 | 469.969 | 513.223 | 556.711 | 599.309 | 642.059 | 686.952 | 734.321 | 783.025 | 821.133 | 860.401 | 900.734 | 941.995 | 983.641 | 1025.804
Total excluding storage |  | 19739.0932 | 19734.0932 | 19872.8435 | 21369.8175 | 19429.5004 | 19529.5004 | 19721.1159 | 19821.1159 | 20019.7265 | 21899.077 | 22295.5324 | 26762.5247 | 27945.3876 | 27945.3877 | 27616.8749 | 28119.9011 | 30698.7367 | 32566.931 | 33436.9494 | 34102.3954 | 35897.6415 | 39157.0407 | 39331.5521 | 39467.7855 | 40478.8058 | 41854.0202 | 41996.1683 | 42442.4723 | 42449.2199
Region | Technology | 2021-22 | 2022-23 | 2023-24 | 2024-25 | 2025-26 | 2026-27 | 2027-28 | 2028-29 | 2029-30 | 2030-31 | 2031-32 | 2032-33 | 2033-34 | 2034-35 | 2035-36 | 2036-37 | 2037-38 | 2038-39 | 2039-40 | 2040-41 | 2041-42 | 2042-43 | 2043-44 | 2044-45 | 2045-46 | 2046-47 | 2047-48 | 2048-49 | 2049-50
QLD1 | Black Coal | 8126 | 8126 | 8126 | 4703.6531 | 4703.6531 | 4583.5908 | 4403.2944 | 4233.5908 | 4026.8802 | 4026.8802 | 4026.8802 | 4026.8802 | 3661.8806 | 3661.8806 | 3661.8806 | 3451.6961 | 3211.8805 | 3211.8805 | 3211.8805 | 3211.8805 | 3211.8805 | 2467.8805 | 2376.6048 | 2011.606 | 1692.0002 | 1692 | 1692 | 1692 | 1692
QLD1 | Brown Coal | 0 | 0 | 0 | 0 | 0 | 0 | 0 | 0 | 0 | 0 | 0 | 0 | 0 | 0 | 0 | 0 | 0 | 0 | 0 | 0 | 0 | 0 | 0 | 0 | 0 | 0 | 0 | 0 | 0
QLD1 | CCGT | 1512.9 | 1512.9 | 1512.9 | 1512.9 | 1512.9 | 1512.9 | 1512.9 | 1512.9 | 1512.9 | 1512.9 | 1512.9 | 1512.9 | 1512.9 | 1512.9 | 1512.9 | 1127.9 | 1127.9 | 1127.9 | 984.5 | 984.5 | 984.5 | 984.5 | 984.5 | 984.5 | 340 | 180 | 180 | 180 | 180
QLD1 | Gas - Steam | 84 | 84 | 84 | 84 | 84 | 84 | 84 | 84 | 84 | 84 | 84 | 84 | 84 | 84 | 84 | 84 | 84 | 84 | 84 | 84 | 84 | 84 | 84 | 84 | 84 | 0 | 0 | 0 | 0
QLD1 | OCGT / Diesel | 1910 | 1910 | 1910 | 1910 | 1910 | 1910 | 1910 | 1910 | 1910 | 1910 | 1910 | 1910 | 1618 | 1501 | 1501 | 1501 | 1501 | 1501 | 1868.7192 | 1868.7192 | 1868.7192 | 1868.7192 | 1868.7192 | 1736.7192 | 2137.5808 | 3007.1392 | 3007.1392 | 6782.945 | 6263.9443
QLD1 | Hydro | 152.4 | 152.4 | 152.4 | 152.4 | 152.4 | 152.4 | 152.4 | 152.4 | 152.4 | 152.4 | 152.4 | 152.4 | 152.4 | 152.4 | 152.4 | 152.4 | 66 | 66 | 66 | 66 | 66 | 0 | 0 | 0 | 0 | 0 | 0 | 0 | 0
QLD1 | Wind | 4050.7929 | 4550.7929 | 4550.7929 | 5969.2258 | 5969.2258 | 5969.2258 | 5969.2258 | 7197.3031 | 7197.3031 | 7197.3031 | 7445.9894 | 7559.3765 | 8873.9212 | 8886.3888 | 9364.297 | 9712.3754 | 10461.0617 | 10461.0619 | 10461.0619 | 10461.0619 | 11480.8785 | 13179.5643 | 12999.0463 | 13009.3817 | 13486.1089 | 13579.3083 | 13579.3083 | 14783.2618 | 16758.7961
QLD1 | Solar PV | 2017.635 | 2827.62 | 2827.62 | 2827.62 | 2827.62 | 2827.62 | 2827.62 | 2827.62 | 2827.62 | 2827.62 | 3358.2386 | 3945.2116 | 4459.4 | 4459.4 | 4459.4 | 4338.4 | 6256.5486 | 6366.4535 | 6791.6253 | 7219.5656 | 8184.5625 | 10175.9226 | 10008.9226 | 9807.8226 | 9743.6148 | 15191.922 | 15081.522 | 14550.622 | 17509.9808
QLD1 | Grid Battery | 0 | 20 | 20 | 20 | 20 | 20 | 20 | 20 | 20 | 20 | 20 | 393.5502 | 393.5502 | 393.5502 | 393.5502 | 393.5502 | 436.9742 | 436.9742 | 436.9742 | 416.9742 | 1028.1974 | 1225.0686 | 1225.0686 | 1617.4979 | 1617.4979 | 5276.1353 | 5276.1353 | 6569.5537 | 7678.158
QLD1 | Pumped Hydro | 570 | 570 | 570 | 570 | 570 | 570 | 570 | 570 | 570 | 570 | 570 | 1007.1667 | 1435.1067 | 1435.1067 | 1435.1067 | 1435.1067 | 2709.9304 | 2709.9304 | 2886.2942 | 2886.2942 | 2946.1519 | 3670 | 3670 | 3670 | 3670 | 3670 | 3670 | 3670 | 3670
QLD1 | VPP | 6.283 | 9.038 | 13.648 | 20.047 | 28.646 | 39.92 | 51.776 | 66.05 | 86.234 | 109.423 | 142.449 | 168.902 | 199.702 | 230.441 | 262.576 | 295.532 | 329.475 | 362.967 | 395.859 | 429.33 | 463.784 | 499.933 | 537.296 | 565.416 | 594.354 | 624.143 | 654.722 | 685.861 | 717.549
Total excluding storage |  | 17853.7279 | 19163.7129 | 19163.7129 | 17159.7989 | 17159.7989 | 17039.7365 | 16859.4402 | 17917.8138 | 17711.1032 | 17711.1032 | 18490.4081 | 19190.7683 | 20362.5018 | 20257.9694 | 20735.8776 | 20367.7715 | 22708.3908 | 22818.2959 | 23467.7869 | 23895.7273 | 25880.5408 | 28760.5867 | 28321.793 | 27634.0296 | 27483.3047 | 33650.3695 | 33539.9695 | 37988.8288 | 42404.7212
Region | Technology | 2021-22 | 2022-23 | 2023-24 | 2024-25 | 2025-26 | 2026-27 | 2027-28 | 2028-29 | 2029-30 | 2030-31 | 2031-32 | 2032-33 | 2033-34 | 2034-35 | 2035-36 | 2036-37 | 2037-38 | 2038-39 | 2039-40 | 2040-41 | 2041-42 | 2042-43 | 2043-44 | 2044-45 | 2045-46 | 2046-47 | 2047-48 | 2048-49 | 2049-50
VIC1 | Black Coal | 0 | 0 | 0 | 0 | 0 | 0 | 0 | 0 | 0 | 0 | 0 | 0 | 0 | 0 | 0 | 0 | 0 | 0 | 0 | 0 | 0 | 0 | 0 | 0 | 0 | 0 | 0 | 0 | 0
VIC1 | Brown Coal | 4790 | 4790 | 4790 | 2259.0206 | 2259.0206 | 1928.052 | 0.00074294 | 0.00048041 | 0.00048081 | 0.00048074 | 0.00048064 | 0.00048159 | 0.00048163 | 0.00048161 | 0.0004816 | 0.00048169 | 0.00048155 | 0.00048157 | 0.00048157 | 0.00048153 | 0.00048158 | 0.00048159 | 0.00048161 | 0.0004816 | 0.00048158 | 0.00048159 | 0 | 0 | 0
VIC1 | CCGT | 0 | 0 | 0 | 0 | 0 | 0 | 0 | 0 | 0 | 0 | 0 | 0 | 0 | 0 | 0 | 0 | 0 | 0 | 0 | 0 | 0 | 0 | 0 | 0 | 0 | 0 | 0 | 0 | 0
VIC1 | Gas - Steam | 500 | 500 | 500 | 500 | 500 | 500 | 500 | 500 | 500 | 500 | 500 | 500 | 500 | 500 | 500 | 500 | 500 | 500 | 0 | 0 | 0 | 0 | 0 | 0 | 0 | 0 | 0 | 0 | 0
VIC1 | OCGT / Diesel | 1900 | 1900 | 1900 | 1900 | 1900 | 1900 | 1900 | 1900 | 1900 | 1900 | 1900 | 1900 | 1730 | 1730 | 1730 | 1730 | 1730 | 1730 | 1290 | 1290 | 1357.6605 | 1263.6605 | 1263.6605 | 1861.1588 | 1861.1588 | 1861.1588 | 1277.1588 | 1466.8343 | 1664.0708
VIC1 | Hydro | 2219 | 2219 | 2219 | 2219 | 2219 | 2219 | 2219 | 2219 | 2219 | 2219 | 2219 | 2219 | 2219 | 2219 | 2219 | 2219 | 2219 | 2219 | 2219 | 2219 | 2219 | 2219 | 2219 | 2219 | 2219 | 2219 | 2219 | 2219 | 2219
VIC1 | Wind | 3434.44 | 4322.2 | 4322.2 | 5254.0296 | 5270.5375 | 5365.2456 | 7153.0007 | 7703.0007 | 7703.0007 | 7703.0007 | 7703.0009 | 7909.9554 | 7857.4554 | 9229.4185 | 9229.4185 | 9519.7005 | 11166.2874 | 11577.5331 | 11885.5328 | 11697.6759 | 12438.4115 | 12692.8289 | 12369.0289 | 12057.0289 | 11220.49 | 11220.49 | 10980.49 | 10951.79 | 10224.1
VIC1 | Solar PV | 1098.973 | 1098.973 | 1098.973 | 1098.973 | 1098.973 | 1098.973 | 1098.973 | 1098.973 | 1098.973 | 1234.1426 | 2524.3852 | 3478.9754 | 3478.9754 | 3478.9754 | 3478.9754 | 3478.9754 | 3678.5298 | 3678.5298 | 3678.5298 | 3678.5298 | 4782.7791 | 4907.3576 | 4907.3576 | 4799.8376 | 5241.0484 | 6262.861 | 6262.861 | 6153.0967 | 6584.6328
VIC1 | Grid Battery | 55.33 | 375.33 | 375.33 | 375.33 | 375.33 | 375.33 | 375.33 | 375.33 | 375.33 | 375.33 | 375.33 | 375.3303 | 320.0003 | 320.0003 | 320.0004 | 320.0004 | 320.0004 | 320.0004 | 320.0006 | 320.0006 | 300.0012 | 0.0011972 | 0.0011972 | 0.0011974 | 0.0011963 | 230.0752 | 230.0752 | 450.7502 | 450.9501
VIC1 | Pumped Hydro | 0 | 0 | 0 | 0 | 0 | 0 | 0 | 0 | 0 | 0 | 0.00010938 | 632.8939 | 632.8939 | 632.8939 | 1139.3876 | 1139.3876 | 1278.0178 | 1278.0178 | 1278.0178 | 1278.0178 | 2400 | 2400 | 2400 | 2400 | 2400 | 2400 | 2400 | 2400 | 2400
VIC1 | VPP | 7.967 | 12.184 | 18.007 | 25.892 | 37.312 | 52.961 | 71.587 | 94.075 | 129.773 | 159.421 | 205.486 | 243.58 | 283.23 | 321.698 | 361.635 | 401.73 | 443.322 | 486.699 | 530.824 | 575.442 | 621.935 | 669.907 | 718.015 | 754.911 | 792.922 | 831.94 | 871.864 | 912.314 | 953.272
Total excluding storage |  | 13942.413 | 14830.173 | 14830.173 | 13231.0233 | 13247.5311 | 13011.2705 | 12870.9745 | 13420.9742 | 13420.9742 | 13556.1438 | 14846.3866 | 16007.9312 | 15785.4313 | 17157.3944 | 17157.3944 | 17447.6763 | 19293.8177 | 19705.0634 | 19073.063 | 18885.2062 | 20797.8516 | 21082.8475 | 20759.0475 | 20937.0258 | 20541.6976 | 21563.5102 | 20739.5097 | 20790.721 | 20691.8036
Region | Technology | 2021-22 | 2022-23 | 2023-24 | 2024-25 | 2025-26 | 2026-27 | 2027-28 | 2028-29 | 2029-30 | 2030-31 | 2031-32 | 2032-33 | 2033-34 | 2034-35 | 2035-36 | 2036-37 | 2037-38 | 2038-39 | 2039-40 | 2040-41 | 2041-42 | 2042-43 | 2043-44 | 2044-45 | 2045-46 | 2046-47 | 2047-48 | 2048-49 | 2049-50
SA1 | Black Coal | 0 | 0 | 0 | 0 | 0 | 0 | 0 | 0 | 0 | 0 | 0 | 0 | 0 | 0 | 0 | 0 | 0 | 0 | 0 | 0 | 0 | 0 | 0 | 0 | 0 | 0 | 0 | 0 | 0
SA1 | Brown Coal | 0 | 0 | 0 | 0 | 0 | 0 | 0 | 0 | 0 | 0 | 0 | 0 | 0 | 0 | 0 | 0 | 0 | 0 | 0 | 0 | 0 | 0 | 0 | 0 | 0 | 0 | 0 | 0 | 0
SA1 | CCGT | 709 | 709 | 529 | 529 | 529 | 529 | 529 | 529 | 529 | 529 | 529 | 529 | 529 | 529 | 529 | 529 | 0 | 0 | 0 | 0 | 0 | 0 | 0 | 0 | 0 | 0 | 0 | 0 | 0
SA1 | Gas - Steam | 800 | 800 | 800 | 800 | 800 | 800 | 800 | 800 | 800 | 800 | 800 | 800 | 800 | 800 | 0 | 0 | 0 | 0 | 0 | 0 | 0 | 0 | 0 | 0 | 0 | 0 | 0 | 0 | 0
SA1 | OCGT / Diesel | 1437.14 | 1437.14 | 1437.14 | 1437.14 | 1437.14 | 1437.14 | 1437.14 | 1437.14 | 1437.14 | 1054.64 | 1054.64 | 785.3 | 785.3 | 785.3 | 705.3001 | 705.3001 | 822.9795 | 822.9795 | 822.9795 | 822.9795 | 1330.8197 | 1330.8197 | 1506.4244 | 1172.5754 | 1172.5754 | 1172.5754 | 1172.5754 | 1172.5754 | 1172.5754
SA1 | Hydro | 0 | 0 | 0 | 0 | 0 | 0 | 0 | 0 | 0 | 0 | 0 | 0 | 0 | 0 | 0 | 0 | 0 | 0 | 0 | 0 | 0 | 0 | 0 | 0 | 0 | 0 | 0 | 0 | 0
SA1 | Wind | 2053.3109 | 2349.7109 | 2573.815 | 3404.71 | 3404.71 | 3404.7101 | 3503.2655 | 4199.2694 | 4108.5195 | 3996.5195 | 3996.5195 | 4741.5197 | 4642.8197 | 4642.8197 | 4549.1567 | 4364.357 | 4366.1627 | 4347.9456 | 4367.7774 | 4356.5771 | 4921.9817 | 5042.5383 | 5375.0842 | 5375.0845 | 5031.8845 | 6060.0534 | 6060.0534 | 6060.0534 | 6060.0534
SA1 | Solar PV | 353 | 432.2 | 432.2 | 432.2 | 432.2 | 432.2 | 432.2 | 432.2 | 432.2 | 432.2002 | 474.5979 | 474.5979 | 658.3566 | 658.3566 | 658.3566 | 833.7399 | 1358.4477 | 1358.4477 | 1374.9369 | 1474.5968 | 1474.5968 | 1474.5968 | 1569.1864 | 1459.1864 | 1459.1864 | 1459.1864 | 1459.1864 | 1459.1864 | 1351.1864
SA1 | Grid Battery | 205 | 205 | 205 | 205 | 205 | 205 | 205 | 205 | 205 | 175 | 175 | 175.0007 | 175.0007 | 150.0007 | 537.8061 | 537.8061 | 654.9349 | 654.9349 | 654.9349 | 654.9349 | 915.4995 | 915.4995 | 915.4995 | 1077.9377 | 1077.9377 | 1077.9377 | 1077.9377 | 1077.9377 | 1077.9377
SA1 | Pumped Hydro | 0 | 0 | 0 | 0 | 0 | 0 | 0 | 0 | 0 | 0 | 0 | 0 | 0 | 0 | 0 | 0 | 0 | 0 | 0 | 0 | 0.00010342 | 0.00010345 | 0.00010345 | 0.00015742 | 0.00015744 | 0.00015744 | 0.00015745 | 0.00015745 | 0.00015746
SA1 | VPP | 7.403 | 12.575 | 16.369 | 20.818 | 25.878 | 32.539 | 40.105 | 48.895 | 60.853 | 70.614 | 87.129 | 97.388 | 109.546 | 121.655 | 134.326 | 146.657 | 158.138 | 169.176 | 180.255 | 191.186 | 202.356 | 214.599 | 227.014 | 236.682 | 246.511 | 256.534 | 266.715 | 276.923 | 287.161
Total excluding storage |  | 5352.4509 | 5728.0509 | 5772.1549 | 6603.0499 | 6603.0499 | 6603.05 | 6701.6055 | 7397.6094 | 7306.8595 | 6812.3597 | 6854.7574 | 7330.4176 | 7415.4762 | 7415.4762 | 6441.8134 | 6432.3971 | 6547.5899 | 6529.3728 | 6565.6938 | 6654.1534 | 7727.3983 | 7847.9549 | 8450.695 | 8006.8464 | 7663.6463 | 8691.8153 | 8691.8153 | 8691.8153 | 8583.8153
Region | Technology | 2021-22 | 2022-23 | 2023-24 | 2024-25 | 2025-26 | 2026-27 | 2027-28 | 2028-29 | 2029-30 | 2030-31 | 2031-32 | 2032-33 | 2033-34 | 2034-35 | 2035-36 | 2036-37 | 2037-38 | 2038-39 | 2039-40 | 2040-41 | 2041-42 | 2042-43 | 2043-44 | 2044-45 | 2045-46 | 2046-47 | 2047-48 | 2048-49 | 2049-50
TAS1 | Black Coal | 0 | 0 | 0 | 0 | 0 | 0 | 0 | 0 | 0 | 0 | 0 | 0 | 0 | 0 | 0 | 0 | 0 | 0 | 0 | 0 | 0 | 0 | 0 | 0 | 0 | 0 | 0 | 0 | 0
TAS1 | Brown Coal | 0 | 0 | 0 | 0 | 0 | 0 | 0 | 0 | 0 | 0 | 0 | 0 | 0 | 0 | 0 | 0 | 0 | 0 | 0 | 0 | 0 | 0 | 0 | 0 | 0 | 0 | 0 | 0 | 0
TAS1 | CCGT | 208 | 208 | 208 | 208 | 208 | 208 | 208 | 208 | 208 | 208 | 208 | 208 | 208 | 208 | 208 | 208 | 208 | 208 | 208 | 208 | 208 | 208 | 208 | 208 | 208 | 208 | 208 | 208 | 208
TAS1 | Gas - Steam | 0 | 0 | 0 | 0 | 0 | 0 | 0 | 0 | 0 | 0 | 0 | 0 | 0 | 0 | 0 | 0 | 0 | 0 | 0 | 0 | 0 | 0 | 0 | 0 | 0 | 0 | 0 | 0 | 0
TAS1 | OCGT / Diesel | 178 | 178 | 178 | 178 | 178 | 178 | 178 | 178 | 178 | 178 | 178 | 178 | 178 | 178 | 178 | 178 | 178 | 178 | 178 | 58 | 58 | 58 | 58 | 58 | 58 | 58 | 58 | 58 | 58
TAS1 | Hydro | 2408.9 | 2408.9 | 2408.9 | 2408.9 | 2408.9 | 2408.9 | 2658.9 | 2658.9 | 2658.9 | 2658.9 | 2658.9 | 2658.9 | 2658.9 | 2658.9 | 2658.9 | 2658.9 | 2658.9 | 2658.9 | 2658.9 | 2658.9 | 2658.9 | 2658.9 | 2658.9 | 2658.9 | 2658.9 | 2658.9 | 2658.9 | 2658.9 | 2658.9
TAS1 | Wind | 917.4526 | 917.4526 | 1315.8449 | 1315.8449 | 1315.8449 | 1315.8449 | 1966.995 | 1966.995 | 2817.7499 | 2817.7499 | 2817.7499 | 2989.1958 | 2989.1958 | 2989.1958 | 2989.1958 | 3020.0131 | 3118.0095 | 3141.385 | 3223.0637 | 3223.0637 | 3567.4409 | 3655.2856 | 3655.2856 | 3506.8856 | 3506.8856 | 3864.6282 | 4027.1507 | 4027.1507 | 4027.1507
TAS1 | Solar PV | 0 | 0 | 0 | 0 | 0 | 0 | 0 | 0 | 0 | 0 | 0 | 0 | 0 | 0 | 0 | 0 | 0 | 0 | 0 | 0 | 0 | 0 | 0 | 0 | 0 | 0 | 0 | 0 | 0
TAS1 | Grid Battery | 0 | 0 | 0 | 0 | 0 | 0 | 0 | 0 | 0 | 0 | 0 | 0 | 0 | 0 | 0 | 0 | 0 | 0 | 0 | 0 | 0 | 0 | 0 | 0 | 0.00010663 | 0.0001268 | 0.00012493 | 0.0001341 | 0.00013247
TAS1 | Pumped Hydro | 0 | 0 | 0 | 0 | 0 | 0 | 0 | 0 | 191.3674 | 233.6918 | 258.3533 | 760.5274 | 760.5274 | 760.5274 | 760.5274 | 760.5274 | 781.0739 | 781.0739 | 931.7939 | 931.7939 | 971.1288 | 971.1288 | 971.1288 | 971.1288 | 971.1288 | 971.1288 | 971.1288 | 971.1288 | 971.1288
TAS1 | VPP | 0.995 | 1.415 | 2.036 | 2.958 | 4.208 | 5.895 | 7.725 | 9.859 | 12.513 | 14.752 | 18.241 | 20.738 | 23.621 | 26.457 | 29.458 | 32.477 | 35.519 | 38.363 | 41.122 | 43.868 | 46.668 | 49.624 | 52.638 | 54.942 | 57.289 | 59.678 | 62.101 | 64.536 | 66.983
Total excluding storage |  | 3712.3526 | 3712.3526 | 4110.7449 | 4110.7449 | 4110.7449 | 4110.7449 | 5011.895 | 5011.895 | 5862.6498 | 5862.6498 | 5862.6498 | 6034.0958 | 6034.0958 | 6034.0958 | 6034.0958 | 6064.9131 | 6162.9095 | 6186.285 | 6267.9637 | 6147.9637 | 6492.3409 | 6580.1856 | 6580.1856 | 6431.7856 | 6431.7856 | 6789.5282 | 6952.0507 | 6952.0507 | 6952.0507
Explicitly modelled pumping
Region | Technology | 2021-22 | 2022-23 | 2023-24 | 2024-25 | 2025-26 | 2026-27 | 2027-28 | 2028-29 | 2029-30 | 2030-31 | 2031-32 | 2032-33 | 2033-34 | 2034-35 | 2035-36 | 2036-37 | 2037-38 | 2038-39 | 2039-40 | 2040-41 | 2041-42 | 2042-43 | 2043-44 | 2044-45 | 2045-46 | 2046-47 | 2047-48 | 2048-49 | 2049-50
NEM | Grid Battery pump | 260.33 | 600.33 | 600.33 | 600.33 | 600.33 | 600.33 | 600.33 | 600.33 | 600.33 | 570.33 | 570.33 | 1272.1459 | 1216.8159 | 1191.8159 | 1579.6214 | 1579.6214 | 1740.1741 | 1740.1741 | 2101 | 2081 | 4211.7083 | 4108.5795 | 4108.5795 | 4663.4475 | 4663.4476 | 8552.159 | 8552.159 | 10066.2523 | 11175.0566
NEM | Pumped Hydro Pump | 1330 | 1330 | 1330 | 1330 | 3370 | 3370 | 3370 | 3370 | 3561.3674 | 3603.6918 | 3628.3534 | 6754.1057 | 7182.0457 | 7182.0457 | 7934.3726 | 7934.3726 | 10169.0232 | 10169.0232 | 10496.107 | 10496.107 | 11717.2823 | 12441.1304 | 12441.1304 | 12441.1304 | 12441.1304 | 12441.1305 | 12441.1305 | 12441.1305 | 12441.1305
NEM | VPP pump | 36.545 | 54.909 | 79.222 | 111.716 | 155.475 | 212.948 | 274.212 | 348.483 | 458.205 | 557.379 | 708.547 | 823.447 | 953.292 | 1081.03 | 1214.079 | 1346.365 | 1479.677 | 1613.916 | 1747.369 | 1881.885 | 2021.695 | 2168.3841 | 2317.988 | 2433.084 | 2551.477 | 2673.029 | 2797.397 | 2923.275 | 3050.769
Region | Technology | 2021-22 | 2022-23 | 2023-24 | 2024-25 | 2025-26 | 2026-27 | 2027-28 | 2028-29 | 2029-30 | 2030-31 | 2031-32 | 2032-33 | 2033-34 | 2034-35 | 2035-36 | 2036-37 | 2037-38 | 2038-39 | 2039-40 | 2040-41 | 2041-42 | 2042-43 | 2043-44 | 2044-45 | 2045-46 | 2046-47 | 2047-48 | 2048-49 | 2049-50
NSW1 | Grid Battery pump | 0 | 0 | 0 | 0 | 0 | 0 | 0 | 0 | 0 | 0 | 0 | 328.2647 | 328.2647 | 328.2647 | 328.2647 | 328.2647 | 328.2647 | 328.2647 | 689.0903 | 689.0903 | 1968.0102 | 1968.0102 | 1968.0102 | 1968.0106 | 1968.0106 | 1968.0106 | 1968.0106 | 1968.0106 | 1968.0106
NSW1 | Pumped Hydro Pump | 840 | 840 | 840 | 840 | 2880 | 2880 | 2880 | 2880 | 2880 | 2880 | 2880 | 4433.5176 | 4433.5176 | 4433.5176 | 4679.3508 | 4679.3508 | 5480.0011 | 5480.0011 | 5480.0011 | 5480.0011 | 5480.0015 | 5480.0015 | 5480.0015 | 5480.0015 | 5480.0015 | 5480.0015 | 5480.0015 | 5480.0015 | 5480.0015
NSW1 | VPP pump | 13.897 | 19.697 | 29.162 | 42.001 | 59.431 | 81.633 | 103.019 | 129.604 | 168.832 | 203.169 | 255.242 | 292.839 | 337.193 | 380.779 | 426.084 | 469.969 | 513.223 | 556.711 | 599.309 | 642.059 | 686.952 | 734.321 | 783.025 | 821.133 | 860.401 | 900.734 | 941.995 | 983.641 | 1025.804
Region | Technology | 2021-22 | 2022-23 | 2023-24 | 2024-25 | 2025-26 | 2026-27 | 2027-28 | 2028-29 | 2029-30 | 2030-31 | 2031-32 | 2032-33 | 2033-34 | 2034-35 | 2035-36 | 2036-37 | 2037-38 | 2038-39 | 2039-40 | 2040-41 | 2041-42 | 2042-43 | 2043-44 | 2044-45 | 2045-46 | 2046-47 | 2047-48 | 2048-49 | 2049-50
QLD1 | Grid Battery pump | 0 | 20 | 20 | 20 | 20 | 20 | 20 | 20 | 20 | 20 | 20 | 393.5502 | 393.5502 | 393.5502 | 393.5502 | 393.5502 | 436.9742 | 436.9742 | 436.9742 | 416.9742 | 1028.1974 | 1225.0686 | 1225.0686 | 1617.4979 | 1617.4979 | 5276.1353 | 5276.1353 | 6569.5537 | 7678.158
QLD1 | Pumped Hydro Pump | 490 | 490 | 490 | 490 | 490 | 490 | 490 | 490 | 490 | 490 | 490 | 927.1667 | 1355.1067 | 1355.1067 | 1355.1067 | 1355.1067 | 2629.9304 | 2629.9304 | 2806.2942 | 2806.2942 | 2866.1519 | 3590 | 3590 | 3590 | 3590 | 3590 | 3590 | 3590 | 3590
QLD1 | VPP pump | 6.283 | 9.038 | 13.648 | 20.047 | 28.646 | 39.92 | 51.776 | 66.05 | 86.234 | 109.423 | 142.449 | 168.902 | 199.702 | 230.441 | 262.576 | 295.532 | 329.475 | 362.967 | 395.859 | 429.33 | 463.784 | 499.933 | 537.296 | 565.416 | 594.354 | 624.143 | 654.722 | 685.861 | 717.549
Region | Technology | 2021-22 | 2022-23 | 2023-24 | 2024-25 | 2025-26 | 2026-27 | 2027-28 | 2028-29 | 2029-30 | 2030-31 | 2031-32 | 2032-33 | 2033-34 | 2034-35 | 2035-36 | 2036-37 | 2037-38 | 2038-39 | 2039-40 | 2040-41 | 2041-42 | 2042-43 | 2043-44 | 2044-45 | 2045-46 | 2046-47 | 2047-48 | 2048-49 | 2049-50
VIC1 | Grid Battery pump | 55.33 | 375.33 | 375.33 | 375.33 | 375.33 | 375.33 | 375.33 | 375.33 | 375.33 | 375.33 | 375.33 | 375.3303 | 320.0003 | 320.0003 | 320.0004 | 320.0004 | 320.0004 | 320.0004 | 320.0006 | 320.0006 | 300.0012 | 0.0011972 | 0.0011972 | 0.0011974 | 0.0011963 | 230.0752 | 230.0752 | 450.7502 | 450.9501
VIC1 | Pumped Hydro Pump | 0 | 0 | 0 | 0 | 0 | 0 | 0 | 0 | 0 | 0 | 0.00010938 | 632.8939 | 632.8939 | 632.8939 | 1139.3876 | 1139.3876 | 1278.0178 | 1278.0178 | 1278.0178 | 1278.0178 | 2400 | 2400 | 2400 | 2400 | 2400 | 2400 | 2400 | 2400 | 2400
VIC1 | VPP pump | 7.967 | 12.184 | 18.007 | 25.892 | 37.312 | 52.961 | 71.587 | 94.075 | 129.773 | 159.421 | 205.486 | 243.58 | 283.23 | 321.698 | 361.635 | 401.73 | 443.322 | 486.699 | 530.824 | 575.442 | 621.935 | 669.907 | 718.015 | 754.911 | 792.922 | 831.94 | 871.864 | 912.314 | 953.272
Region | Technology | 2021-22 | 2022-23 | 2023-24 | 2024-25 | 2025-26 | 2026-27 | 2027-28 | 2028-29 | 2029-30 | 2030-31 | 2031-32 | 2032-33 | 2033-34 | 2034-35 | 2035-36 | 2036-37 | 2037-38 | 2038-39 | 2039-40 | 2040-41 | 2041-42 | 2042-43 | 2043-44 | 2044-45 | 2045-46 | 2046-47 | 2047-48 | 2048-49 | 2049-50
SA1 | Grid Battery pump | 205 | 205 | 205 | 205 | 205 | 205 | 205 | 205 | 205 | 175 | 175 | 175.0007 | 175.0007 | 150.0007 | 537.8061 | 537.8061 | 654.9349 | 654.9349 | 654.9349 | 654.9349 | 915.4995 | 915.4995 | 915.4995 | 1077.9377 | 1077.9377 | 1077.9377 | 1077.9377 | 1077.9377 | 1077.9377
SA1 | Pumped Hydro Pump | 0 | 0 | 0 | 0 | 0 | 0 | 0 | 0 | 0 | 0 | 0 | 0 | 0 | 0 | 0 | 0 | 0 | 0 | 0 | 0 | 0.00010342 | 0.00010345 | 0.00010345 | 0.00015742 | 0.00015744 | 0.00015744 | 0.00015745 | 0.00015745 | 0.00015746
SA1 | VPP pump | 7.403 | 12.575 | 16.369 | 20.818 | 25.878 | 32.539 | 40.105 | 48.895 | 60.853 | 70.614 | 87.129 | 97.388 | 109.546 | 121.655 | 134.326 | 146.657 | 158.138 | 169.176 | 180.255 | 191.186 | 202.356 | 214.599 | 227.014 | 236.682 | 246.511 | 256.534 | 266.715 | 276.923 | 287.161
Region | Technology | 2021-22 | 2022-23 | 2023-24 | 2024-25 | 2025-26 | 2026-27 | 2027-28 | 2028-29 | 2029-30 | 2030-31 | 2031-32 | 2032-33 | 2033-34 | 2034-35 | 2035-36 | 2036-37 | 2037-38 | 2038-39 | 2039-40 | 2040-41 | 2041-42 | 2042-43 | 2043-44 | 2044-45 | 2045-46 | 2046-47 | 2047-48 | 2048-49 | 2049-50
TAS1 | Grid Battery pump | 0 | 0 | 0 | 0 | 0 | 0 | 0 | 0 | 0 | 0 | 0 | 0 | 0 | 0 | 0 | 0 | 0 | 0 | 0 | 0 | 0 | 0 | 0 | 0 | 0.00010663 | 0.0001268 | 0.00012493 | 0.0001341 | 0.00013247
TAS1 | Pumped Hydro Pump | 0 | 0 | 0 | 0 | 0 | 0 | 0 | 0 | 191.3674 | 233.6918 | 258.3533 | 760.5274 | 760.5274 | 760.5274 | 760.5274 | 760.5274 | 781.0739 | 781.0739 | 931.7939 | 931.7939 | 971.1288 | 971.1288 | 971.1288 | 971.1288 | 971.1288 | 971.1288 | 971.1288 | 971.1288 | 971.1288
TAS1 | VPP pump | 0.995 | 1.415 | 2.036 | 2.958 | 4.208 | 5.895 | 7.725 | 9.859 | 12.513 | 14.752 | 18.241 | 20.738 | 23.621 | 26.457 | 29.458 | 32.477 | 35.519 | 38.363 | 41.122 | 43.868 | 46.668 | 49.624 | 52.638 | 54.942 | 57.289 | 59.678 | 62.101 | 64.536 | 66.983
Non-controllable capacity
Region | Technology | 2021-22 | 2022-23 | 2023-24 | 2024-25 | 2025-26 | 2026-27 | 2027-28 | 2028-29 | 2029-30 | 2030-31 | 2031-32 | 2032-33 | 2033-34 | 2034-35 | 2035-36 | 2036-37 | 2037-38 | 2038-39 | 2039-40 | 2040-41 | 2041-42 | 2042-43 | 2043-44 | 2044-45 | 2045-46 | 2046-47 | 2047-48 | 2048-49 | 2049-50
NEM | Distributed PV | 13006.6816 | 14224.8792 | 15292.6597 | 16381.0803 | 17541.1041 | 18602.7398 | 19662.1092 | 20484.5331 | 21073.2893 | 21631.3933 | 22277.9233 | 22963.9359 | 23877.2686 | 24756.3331 | 25651.8935 | 26434.6046 | 27315.8111 | 27968.2454 | 28626.6322 | 29309.9993 | 29924.0702 | 30587.1516 | 31477.3629 | 32428.9214 | 33385.576 | 34291.5504 | 35195.7202 | 36032.3688 | 36787.5486
NEM | Behind the meter battery | 544.7 | 647.3 | 764.3 | 905.6 | 1081.3 | 1289.9 | 1455.7 | 1635.5 | 1925.3 | 2247 | 2756.7 | 3073.8 | 3416.8 | 3717.5 | 4007.2 | 4270.9 | 4520.2 | 4758.3 | 4983.6 | 5202 | 5423.5 | 5651.2 | 5870.5 | 5983.1 | 6093.9 | 6203.2 | 6309.6 | 6410.4 | 6506.3
NEM | Behind the meter battery pump | 544.7 | 647.3 | 764.3 | 905.6 | 1081.3 | 1289.9 | 1455.7 | 1635.5 | 1925.3 | 2247 | 2756.7 | 3073.8 | 3416.8 | 3717.5 | 4007.2 | 4270.9 | 4520.2 | 4758.3 | 4983.6 | 5202 | 5423.5 | 5651.2 | 5870.5 | 5983.1 | 6093.9 | 6203.2 | 6309.6 | 6410.4 | 6506.3
Region | Technology | 2021-22 | 2022-23 | 2023-24 | 2024-25 | 2025-26 | 2026-27 | 2027-28 | 2028-29 | 2029-30 | 2030-31 | 2031-32 | 2032-33 | 2033-34 | 2034-35 | 2035-36 | 2036-37 | 2037-38 | 2038-39 | 2039-40 | 2040-41 | 2041-42 | 2042-43 | 2043-44 | 2044-45 | 2045-46 | 2046-47 | 2047-48 | 2048-49 | 2049-50
NSW1 | Distributed PV | 3737.71 | 4047.0972 | 4276.3001 | 4511.1261 | 4815.3821 | 5044.3135 | 5278.3342 | 5484.2823 | 5684.085 | 5871.6786 | 6088.9363 | 6310.131 | 6601.7031 | 6885.3973 | 7196.653 | 7481.676 | 7799.1989 | 8038.4142 | 8273.8079 | 8514.1819 | 8722.285 | 8966.2119 | 9285.2472 | 9619.8883 | 9953.0646 | 10273.535 | 10594.078 | 10890.1448 | 11149.8041
NSW1 | Behind the meter battery | 206.2 | 230.6 | 279.9 | 339.5 | 412.8 | 493.9 | 545.8 | 606.1 | 706.2 | 814.1 | 985.7 | 1082.6 | 1195.3 | 1293.4 | 1388.4 | 1472.6 | 1550.5 | 1624.8 | 1693.8 | 1760.5 | 1829.4 | 1900.5 | 1969.8 | 2006.5 | 2042.7 | 2078.5 | 2113.3 | 2146 | 2177
NSW1 | Behind the meter battery pump | 206.2 | 230.6 | 279.9 | 339.5 | 412.8 | 493.9 | 545.8 | 606.1 | 706.2 | 814.1 | 985.7 | 1082.6 | 1195.3 | 1293.4 | 1388.4 | 1472.6 | 1550.5 | 1624.8 | 1693.8 | 1760.5 | 1829.4 | 1900.5 | 1969.8 | 2006.5 | 2042.7 | 2078.5 | 2113.3 | 2146 | 2177
Region | Technology | 2021-22 | 2022-23 | 2023-24 | 2024-25 | 2025-26 | 2026-27 | 2027-28 | 2028-29 | 2029-30 | 2030-31 | 2031-32 | 2032-33 | 2033-34 | 2034-35 | 2035-36 | 2036-37 | 2037-38 | 2038-39 | 2039-40 | 2040-41 | 2041-42 | 2042-43 | 2043-44 | 2044-45 | 2045-46 | 2046-47 | 2047-48 | 2048-49 | 2049-50
QLD1 | Distributed PV | 3916.3055 | 4142.5532 | 4336.6096 | 4528.467 | 4727.611 | 4909.4651 | 5088.6729 | 5253.6436 | 5431.4722 | 5610.0033 | 5810.8232 | 6019.4889 | 6302.7184 | 6567.2092 | 6810.6754 | 7014.3019 | 7245.4789 | 7413.5796 | 7586.3036 | 7773.2087 | 7946.4691 | 8130.8672 | 8361.9191 | 8609.5702 | 8858.2352 | 9095.8901 | 9330.6571 | 9552.0789 | 9761.0817
QLD1 | Behind the meter battery | 92.7 | 104.9 | 129.2 | 159.1 | 194.9 | 236.7 | 269 | 303 | 354 | 433.7 | 547.4 | 624.5 | 711.1 | 789.4 | 864.8 | 936.1 | 1004.8 | 1069.3 | 1129.7 | 1188.8 | 1247.3 | 1307 | 1365.4 | 1395.4 | 1425 | 1454.3 | 1483 | 1510.7 | 1537.5
QLD1 | Behind the meter battery pump | 92.7 | 104.9 | 129.2 | 159.1 | 194.9 | 236.7 | 269 | 303 | 354 | 433.7 | 547.4 | 624.5 | 711.1 | 789.4 | 864.8 | 936.1 | 1004.8 | 1069.3 | 1129.7 | 1188.8 | 1247.3 | 1307 | 1365.4 | 1395.4 | 1425 | 1454.3 | 1483 | 1510.7 | 1537.5
Region | Technology | 2021-22 | 2022-23 | 2023-24 | 2024-25 | 2025-26 | 2026-27 | 2027-28 | 2028-29 | 2029-30 | 2030-31 | 2031-32 | 2032-33 | 2033-34 | 2034-35 | 2035-36 | 2036-37 | 2037-38 | 2038-39 | 2039-40 | 2040-41 | 2041-42 | 2042-43 | 2043-44 | 2044-45 | 2045-46 | 2046-47 | 2047-48 | 2048-49 | 2049-50
VIC1 | Distributed PV | 3384.7909 | 3958.6096 | 4519.9081 | 5093.6761 | 5662.8487 | 6230.9394 | 6797.0106 | 7165.1329 | 7320.8549 | 7460.899 | 7628.0635 | 7808.5128 | 8055.4056 | 8292.8816 | 8553.5922 | 8775.0681 | 9031.8771 | 9223.5199 | 9419.1702 | 9606.5992 | 9787.397 | 9964.4167 | 10222.967 | 10497.9597 | 10788.7145 | 11057.8052 | 11330.5183 | 11571.16 | 11796.186
VIC1 | Behind the meter battery | 119.3 | 144.5 | 174.6 | 210.9 | 260.8 | 322.4 | 382 | 445 | 550.8 | 649.2 | 807.8 | 920.5 | 1028.7 | 1122.2 | 1211.6 | 1293.1 | 1372.3 | 1450.8 | 1527 | 1601 | 1676.6 | 1752.8 | 1824.8 | 1861.6 | 1898 | 1933.9 | 1968.8 | 2002 | 2033.5
VIC1 | Behind the meter battery pump | 119.3 | 144.5 | 174.6 | 210.9 | 260.8 | 322.4 | 382 | 445 | 550.8 | 649.2 | 807.8 | 920.5 | 1028.7 | 1122.2 | 1211.6 | 1293.1 | 1372.3 | 1450.8 | 1527 | 1601 | 1676.6 | 1752.8 | 1824.8 | 1861.6 | 1898 | 1933.9 | 1968.8 | 2002 | 2033.5
Region | Technology | 2021-22 | 2022-23 | 2023-24 | 2024-25 | 2025-26 | 2026-27 | 2027-28 | 2028-29 | 2029-30 | 2030-31 | 2031-32 | 2032-33 | 2033-34 | 2034-35 | 2035-36 | 2036-37 | 2037-38 | 2038-39 | 2039-40 | 2040-41 | 2041-42 | 2042-43 | 2043-44 | 2044-45 | 2045-46 | 2046-47 | 2047-48 | 2048-49 | 2049-50
SA1 | Distributed PV | 1769.3743 | 1860.4858 | 1931.5703 | 2006.2437 | 2079.5262 | 2145.1152 | 2213.1578 | 2286.6978 | 2331.4307 | 2373.5904 | 2422.0252 | 2480.1325 | 2554.8207 | 2631.6817 | 2692.8516 | 2748.4629 | 2801.3577 | 2839.9127 | 2879.8268 | 2931.2379 | 2971.4767 | 3015.2011 | 3078.5992 | 3152.1736 | 3216.472 | 3276.4829 | 3334.9137 | 3396.3866 | 3445.1749
SA1 | Behind the meter battery | 111.8 | 150.7 | 160.9 | 172.1 | 183.3 | 200.8 | 217.2 | 234.2 | 260.6 | 289.5 | 343.7 | 367.6 | 395.9 | 420.5 | 444.3 | 465.4 | 483.5 | 499.7 | 515.1 | 529.6 | 544.1 | 560.6 | 576.1 | 583.3 | 590.2 | 596.8 | 603.1 | 608.8 | 614
SA1 | Behind the meter battery pump | 111.8 | 150.7 | 160.9 | 172.1 | 183.3 | 200.8 | 217.2 | 234.2 | 260.6 | 289.5 | 343.7 | 367.6 | 395.9 | 420.5 | 444.3 | 465.4 | 483.5 | 499.7 | 515.1 | 529.6 | 544.1 | 560.6 | 576.1 | 583.3 | 590.2 | 596.8 | 603.1 | 608.8 | 614
Region | Technology | 2021-22 | 2022-23 | 2023-24 | 2024-25 | 2025-26 | 2026-27 | 2027-28 | 2028-29 | 2029-30 | 2030-31 | 2031-32 | 2032-33 | 2033-34 | 2034-35 | 2035-36 | 2036-37 | 2037-38 | 2038-39 | 2039-40 | 2040-41 | 2041-42 | 2042-43 | 2043-44 | 2044-45 | 2045-46 | 2046-47 | 2047-48 | 2048-49 | 2049-50
TAS1 | Distributed PV | 198.501 | 216.1334 | 228.2716 | 241.5674 | 255.7361 | 272.9066 | 284.9338 | 294.7765 | 305.4465 | 315.222 | 328.075 | 345.6708 | 362.6207 | 379.1633 | 398.1214 | 415.0956 | 437.8985 | 452.8191 | 467.5238 | 484.7715 | 496.4424 | 510.4546 | 528.6303 | 549.3296 | 569.0898 | 587.8371 | 605.553 | 622.5986 | 635.3019
TAS1 | Behind the meter battery | 14.7 | 16.6 | 19.7 | 24 | 29.5 | 36.1 | 41.7 | 47.2 | 53.7 | 60.5 | 72.1 | 78.6 | 85.8 | 92 | 98.1 | 103.7 | 109.1 | 113.7 | 118 | 122.1 | 126.1 | 130.3 | 134.4 | 136.3 | 138 | 139.7 | 141.4 | 142.9 | 144.3
TAS1 | Behind the meter battery pump | 14.7 | 16.6 | 19.7 | 24 | 29.5 | 36.1 | 41.7 | 47.2 | 53.7 | 60.5 | 72.1 | 78.6 | 85.8 | 92 | 98.1 | 103.7 | 109.1 | 113.7 | 118 | 122.1 | 126.1 | 130.3 | 134.4 | 136.3 | 138 | 139.7 | 141.4 | 142.9 | 144.3

## Marinus_VOM Cost
VOM cost by technology ($000s) - Marinus Link, Central High Electrification Sensitivity
VOM | Real June 2020 dollars discounted to 1 July 2020
Explicitly modelled generation
Region | Technology | 2021-22 | 2022-23 | 2023-24 | 2024-25 | 2025-26 | 2026-27 | 2027-28 | 2028-29 | 2029-30 | 2030-31 | 2031-32 | 2032-33 | 2033-34 | 2034-35 | 2035-36 | 2036-37 | 2037-38 | 2038-39 | 2039-40 | 2040-41 | 2041-42 | 2042-43 | 2043-44 | 2044-45 | 2045-46 | 2046-47 | 2047-48 | 2048-49 | 2049-50
NEM | Black Coal | 306539.2002 | 267343.4481 | 245767.3104 | 213109.1449 | 182036.1623 | 166715.3785 | 153625.0001 | 150005.175 | 131943.5024 | 122584.2342 | 108308.2439 | 70636.0549 | 71327.3721 | 60643.4783 | 49642.8669 | 47421.9608 | 43739.2053 | 41341.0952 | 36688.2189 | 34927.9471 | 28272.1668 | 18819.8886 | 15765.6491 | 12384.6104 | 9408.8747 | 8814.3634 | 8292.946 | 7241.7048 | 6346.9154
NEM | Brown Coal | 108581.4665 | 89690.8085 | 91333.704 | 45954.5263 | 45089.7822 | 36550.6572 | 0.015362 | 0.011073 | 0.010349 | 0.0096171 | 0.0083356 | 0.0078998 | 0.00793 | 0.0067776 | 0.0064006 | 0.0058422 | 0.0049294 | 0.0051849 | 0.0042931 | 0.0032285 | 0.0040566 | 0.0044991 | 0.0041423 | 0.0035505 | 0.0033166 | 0.0040682 | 0.00071687 | 0 | 0
NEM | CCGT | 15642.5083 | 14908.6793 | 11699.4428 | 17011.012 | 19457.2144 | 14723.0292 | 13664.2898 | 13126.3351 | 13523.2463 | 14147.2357 | 16690.0928 | 20523.7433 | 23803.5249 | 21402.0986 | 14939.5683 | 12412.8776 | 12503.0722 | 12042.1471 | 9771.9161 | 10694.0864 | 10560.6152 | 11487.3492 | 6165.3219 | 6208.2235 | 2978.7189 | 2059.3671 | 1970.7375 | 1870.6299 | 1786.3318
NEM | Gas - Steam | 1713.2806 | 1667.2738 | 1766.2198 | 720.7178 | 664.8732 | 687.3181 | 581.0348 | 589.0593 | 495.1577 | 500.6092 | 535.832 | 720.9358 | 838.1825 | 1092.646 | 395.5045 | 434.0422 | 674.8146 | 580.5413 | 320.3192 | 427.0697 | 379.1614 | 485.7286 | 336.479 | 346.5484 | 389.9568 | 0 | 0 | 0 | 0
NEM | OCGT / Diesel | 565.5895 | 251.216 | 1004.5252 | 2073.6035 | 1532.6969 | 1603.4823 | 1069.8053 | 1645.735 | 906.9122 | 1621.8786 | 2270.8217 | 3848.6677 | 3094.6627 | 4172.089 | 3728.1988 | 4171.0368 | 8046.5038 | 4070.7253 | 9279.876 | 14329.1567 | 11899.7277 | 13512.7902 | 18966.2457 | 9115.9283 | 10375.0887 | 13986.052 | 11173.2208 | 12184.1173 | 12456.4469
NEM | Hydro | 90321.8578 | 88830.1682 | 77113.0023 | 88474.3405 | 85650.419 | 76601.97 | 83119.9481 | 86885.8608 | 75381.2658 | 66278.8489 | 63743.791 | 58065.4884 | 62849.2913 | 60326.1151 | 55179.1184 | 49913.3108 | 54700.2468 | 46642.4765 | 41207.4532 | 38077.6834 | 34718.3894 | 37398.8688 | 36180.7928 | 32455.1552 | 32856.2229 | 35801.3204 | 30626.8822 | 26454.7266 | 25403.4469
NEM | Wind | 66959.9658 | 79255.3823 | 66812.1995 | 64337.5548 | 64003.9226 | 64060.0386 | 61433.9285 | 51070.4285 | 47739.3676 | 44454.8166 | 45360.4295 | 37876.4056 | 35640.4236 | 32143.0887 | 32516.2929 | 30656.8463 | 24098.2521 | 22171.4385 | 18692.0764 | 16948.0425 | 14831.7407 | 14241.81 | 10553.6982 | 9058.5198 | 6636.0621 | 5003.2518 | 4825.8059 | 4223.838 | 2726.9872
NEM | Solar PV | 13.5121 | 15.8213 | 15.3491 | 14.0481 | 13.1168 | 15.2585 | 14.7415 | 12.3439 | 24.1458 | 29.0852 | 62.3442 | 124.9202 | 138.3521 | 128.6382 | 132.3027 | 132.94 | 165.2913 | 166.0741 | 170.7733 | 176.956 | 200.1912 | 222.9332 | 206.628 | 208.5961 | 201.148 | 216.7367 | 215.8657 | 210.5825 | 220.1734
NEM | Grid Battery | 0.12495 | 0.18514 | 0.21353 | 0.25885 | 0.25694 | 0.25315 | 0.23227 | 0.20867 | 0.19258 | 0.1833 | 0.17744 | 1.3322 | 1.2411 | 1.1652 | 1.6714 | 1.5956 | 1.6562 | 1.5795 | 1.9165 | 1.7943 | 3.8125 | 3.7951 | 3.5014 | 3.8993 | 3.7024 | 6.2094 | 5.9964 | 6.4294 | 6.4002
NEM | Pumped Hydro | 1696.3127 | 2475.3177 | 2844.0311 | 3219.229 | 2665.2685 | 2951.5821 | 3402.832 | 3102.3423 | 3155.3015 | 3358.9413 | 3390.081 | 3087.5277 | 2674.3005 | 2371.6477 | 2475.659 | 2341.4788 | 1785.556 | 1885.4286 | 1880.5611 | 1527.1062 | 1558.869 | 1609.5882 | 1077.346 | 1311.0483 | 1212.0803 | 989.9357 | 988.3837 | 792.6647 | 562.0151
NEM | VPP | 0.13497 | 0.23248 | 0.43316 | 0.68097 | 0.97167 | 1.3085 | 1.5094 | 1.7377 | 2.1333 | 2.4927 | 3.0349 | 3.0231 | 3.2456 | 3.3756 | 3.5491 | 3.6956 | 3.5871 | 3.7072 | 3.7434 | 3.7406 | 3.7239 | 3.7396 | 3.3755 | 3.4836 | 3.468 | 3.2195 | 3.2062 | 2.8745 | 2.6283
Total excluding storage |  | 590337.3806 | 541962.7975 | 495511.7532 | 431694.948 | 398448.1873 | 360957.1324 | 313508.7637 | 303334.9487 | 270013.6081 | 249616.718 | 236971.5635 | 191796.2237 | 197691.8171 | 179908.1608 | 156533.8589 | 145143.0203 | 143927.391 | 127014.5033 | 116130.6375 | 115580.9451 | 100861.9966 | 96169.3731 | 88174.8187 | 69777.5853 | 62846.0753 | 65881.0954 | 57105.4588 | 52185.5992 | 48940.3015
Region | Technology | 2021-22 | 2022-23 | 2023-24 | 2024-25 | 2025-26 | 2026-27 | 2027-28 | 2028-29 | 2029-30 | 2030-31 | 2031-32 | 2032-33 | 2033-34 | 2034-35 | 2035-36 | 2036-37 | 2037-38 | 2038-39 | 2039-40 | 2040-41 | 2041-42 | 2042-43 | 2043-44 | 2044-45 | 2045-46 | 2046-47 | 2047-48 | 2048-49 | 2049-50
NSW1 | Black Coal | 170129.84 | 144976.5285 | 123398.212 | 121309.2839 | 96985.7632 | 86279.4812 | 82237.9503 | 83377.1039 | 70087.0735 | 65162.0388 | 56344.4062 | 18450.8682 | 22640.7162 | 18772.6206 | 11212.0035 | 13365.739 | 13443.8795 | 12372.625 | 11191.624 | 9319.406 | 5259.7116 | 0 | 0 | 0 | 0 | 0 | 0 | 0 | 0
NSW1 | Brown Coal | 0 | 0 | 0 | 0 | 0 | 0 | 0 | 0 | 0 | 0 | 0 | 0 | 0 | 0 | 0 | 0 | 0 | 0 | 0 | 0 | 0 | 0 | 0 | 0 | 0 | 0 | 0 | 0 | 0
NSW1 | CCGT | 229.8333 | 219.8801 | 639.6618 | 1447.307 | 1771.5319 | 594.8027 | 919.0699 | 916.8343 | 1020.9624 | 1459.5171 | 2357.1386 | 4360.2317 | 4898.2497 | 4714.4462 | 2262.0123 | 2394.9694 | 3637.4397 | 3876.7847 | 3403.1665 | 3488.7961 | 3689.441 | 3671.7411 | 220.5182 | 0.00017308 | 0.00016822 | 0.00043526 | 0.00040595 | 0.00037706 | 0.00034906
NSW1 | Gas - Steam | 0 | 0 | 0 | 0 | 0 | 0 | 0 | 0 | 0 | 0 | 0 | 0 | 0 | 0 | 0 | 0 | 0 | 0 | 0 | 0 | 0 | 0 | 0 | 0 | 0 | 0 | 0 | 0 | 0
NSW1 | OCGT / Diesel | 0.00012139 | 0.00012076 | 93.6372 | 437.9579 | 94.8155 | 140.693 | 96.7067 | 170.8679 | 123.5218 | 190.6462 | 155.6218 | 503.7891 | 426.7917 | 891.3812 | 1144.1539 | 1198.9686 | 2236.189 | 657.9472 | 2981.6141 | 5762.0067 | 4279.6853 | 4998.0452 | 8811.2001 | 2836.1728 | 2807.8452 | 6008.4738 | 7200.3497 | 7314.4247 | 7420.1389
NSW1 | Hydro | 14456.5253 | 14483.7758 | 12533.4459 | 16885.1786 | 15789.1487 | 13915.6828 | 13739.4096 | 16864.6683 | 13300.8241 | 11445.472 | 12045.3768 | 11006.9227 | 12228.6192 | 12999.7945 | 11825.4588 | 10619.3203 | 13814.7265 | 10864.9975 | 10047.5952 | 8745.8652 | 7602.0917 | 9134.4681 | 8708.5714 | 8418.9523 | 8242.7969 | 8942.9424 | 7174.3425 | 6280.2486 | 5712.4392
NSW1 | Wind | 15680.0022 | 17493.8111 | 15628.9973 | 14563.1272 | 14686.7615 | 14846.4532 | 13886.174 | 10919.2332 | 9340.7077 | 9567.7834 | 10456.5213 | 8931.1603 | 8432.4029 | 7925.8514 | 8036.2684 | 7384.4844 | 4984.3747 | 3809.0799 | 3728.9311 | 3431.581 | 3009.7742 | 2897.4744 | 1899.5672 | 1895.6461 | 1846.6108 | 1035.434 | 968.6712 | 933.13 | 828.3907
NSW1 | Solar PV | 4.9791 | 5.7841 | 5.5559 | 5.1042 | 4.6301 | 6.7797 | 6.5241 | 5.5306 | 17.2016 | 20.3032 | 28.1818 | 71.8462 | 81.6852 | 75.5548 | 79.0899 | 79.8983 | 95.3308 | 96.0921 | 97.9395 | 100.0824 | 110.1142 | 123.4311 | 114.5142 | 117.5448 | 111.6528 | 105.5782 | 102.8156 | 103.3251 | 103.2642
NSW1 | Grid Battery | 1.1224e-07 | 1.1328e-07 | 1.0892e-07 | 1.0421e-07 | 9.6786e-08 | 9.4286e-08 | 1.0728e-07 | 1.1481e-07 | 1.7502e-07 | 1.8276e-07 | 1.9435e-07 | 0.53714 | 0.51273 | 0.47739 | 0.4655 | 0.44373 | 0.41042 | 0.39305 | 0.78204 | 0.7287 | 1.9615 | 1.873 | 1.7395 | 1.7348 | 1.6388 | 1.547 | 1.4473 | 1.4332 | 1.3411
NSW1 | Pumped Hydro | 405.1221 | 679.8578 | 830.4567 | 1045.0618 | 522.2163 | 641.0616 | 882.7972 | 758.0701 | 810.6059 | 961.9952 | 1063.4526 | 1067.3643 | 1014.8334 | 797.3271 | 863.6653 | 840.8446 | 745.891 | 767.8412 | 758.7001 | 588.4517 | 562.6262 | 683.7863 | 436.4827 | 606.381 | 623.5021 | 507.098 | 477.6074 | 477.7791 | 332.1675
NSW1 | VPP | 0.027908 | 0.048764 | 0.14589 | 0.22375 | 0.34738 | 0.48024 | 0.53385 | 0.61751 | 0.73531 | 0.84982 | 1.0146 | 1.0318 | 1.1106 | 1.1414 | 1.2121 | 1.2566 | 1.2247 | 1.2772 | 1.2761 | 1.2387 | 1.2446 | 1.2796 | 1.1678 | 1.2233 | 1.2402 | 1.206 | 1.1766 | 1.1529 | 1.0284
Total excluding storage |  | 200501.18 | 177179.7798 | 152299.5101 | 154647.9587 | 129332.6508 | 115783.8926 | 110885.8347 | 112254.2383 | 93890.2912 | 87845.7607 | 81387.2465 | 43324.8183 | 48708.4649 | 45379.6486 | 34558.9868 | 35043.38 | 38211.9403 | 31677.5264 | 31450.8704 | 30847.7375 | 23950.818 | 20825.16 | 19754.3711 | 13268.3161 | 13008.9059 | 16092.4288 | 15446.1794 | 14631.1287 | 14064.2333
Region | Technology | 2021-22 | 2022-23 | 2023-24 | 2024-25 | 2025-26 | 2026-27 | 2027-28 | 2028-29 | 2029-30 | 2030-31 | 2031-32 | 2032-33 | 2033-34 | 2034-35 | 2035-36 | 2036-37 | 2037-38 | 2038-39 | 2039-40 | 2040-41 | 2041-42 | 2042-43 | 2043-44 | 2044-45 | 2045-46 | 2046-47 | 2047-48 | 2048-49 | 2049-50
QLD1 | Black Coal | 136409.3602 | 122366.9196 | 122369.0984 | 91799.8611 | 85050.3991 | 80435.8973 | 71387.0498 | 66628.0711 | 61856.4289 | 57422.1955 | 51963.8377 | 52185.1866 | 48686.6559 | 41870.8578 | 38430.8634 | 34056.2218 | 30295.3258 | 28968.4702 | 25496.5949 | 25608.5411 | 23012.4552 | 18819.8886 | 15765.6491 | 12384.6104 | 9408.8747 | 8814.3634 | 8292.946 | 7241.7048 | 6346.9154
QLD1 | Brown Coal | 0 | 0 | 0 | 0 | 0 | 0 | 0 | 0 | 0 | 0 | 0 | 0 | 0 | 0 | 0 | 0 | 0 | 0 | 0 | 0 | 0 | 0 | 0 | 0 | 0 | 0 | 0 | 0 | 0
QLD1 | CCGT | 7664.7205 | 7323.603 | 7772.2069 | 12157.3233 | 13194.7883 | 10524.7012 | 10395.7432 | 9955.3048 | 10360.1814 | 10648.9272 | 12000.9282 | 12771.0935 | 14950.1107 | 12586.1389 | 10481.9868 | 7840.4847 | 8865.6323 | 8165.3622 | 6368.7494 | 7205.29 | 6871.1739 | 7815.6077 | 5944.8034 | 6208.223 | 2978.7184 | 2059.3661 | 1970.7366 | 1870.6291 | 1786.331
QLD1 | Gas - Steam | 254.7722 | 244.4744 | 461.7487 | 441.1436 | 417.7044 | 400.0168 | 381.2493 | 364.0731 | 346.4715 | 330.1677 | 315.7191 | 299.8793 | 441.3057 | 361.1061 | 261.8667 | 296.3167 | 346.9907 | 346.0993 | 320.3192 | 427.0697 | 379.1614 | 485.7286 | 336.479 | 346.5484 | 389.9568 | 0 | 0 | 0 | 0
QLD1 | OCGT / Diesel | 0.00022616 | 0.00022221 | 0.00022566 | 601.4725 | 292.3422 | 275.5303 | 373.3089 | 790.5845 | 560.3703 | 883.7378 | 1491.4248 | 1938.0439 | 1312.7602 | 1049.2391 | 1083.3044 | 1633.166 | 2586.7038 | 1175.1345 | 2165.8632 | 2924.6408 | 3150.199 | 4128.2133 | 2705.5988 | 3347.2233 | 4602.7446 | 3694.0246 | 2021.1505 | 1898.7382 | 1136.0152
QLD1 | Hydro | 4644.0629 | 4409.3616 | 4207.4727 | 3981.4054 | 3780.6856 | 3598.8176 | 3426.4247 | 3239.7667 | 3081.2551 | 2862.6431 | 2795.1321 | 2642.9674 | 2510.417 | 2366.1269 | 2207.7622 | 2090.4551 | 696.2622 | 689.5553 | 602.4897 | 571.6991 | 539.8053 | 0 | 0 | 0 | 0 | 0 | 0 | 0 | 0
QLD1 | Wind | 5162.5645 | 7956.4202 | 7410.4746 | 6677.4379 | 7562.6126 | 6996.0579 | 7140.0172 | 6225.8327 | 5930.4882 | 5804.9184 | 4793.2961 | 4685.3288 | 4070.0397 | 4420.6902 | 3811.134 | 3843.1966 | 3494.4213 | 3460.2587 | 3252.8191 | 2635.8492 | 2478.746 | 2012.676 | 1675.235 | 848.4315 | 885.875 | 685.7414 | 696.3665 | 539.0624 | 365.0097
QLD1 | Solar PV | 5.1758 | 6.7105 | 6.5258 | 5.9521 | 5.7564 | 5.7532 | 5.5568 | 4.4257 | 4.5781 | 4.5419 | 12.2175 | 19.4703 | 24.8592 | 23.1526 | 22.7634 | 21.609 | 36.9656 | 38.7701 | 42.4613 | 46.7643 | 51.0714 | 63.2692 | 57.4861 | 56.6386 | 53.0465 | 73.5651 | 76.0866 | 71.4986 | 77.7397
QLD1 | Grid Battery | 7.9091e-08 | 0.018233 | 0.021052 | 0.024467 | 0.023634 | 0.023418 | 0.023257 | 0.021165 | 0.02002 | 0.019381 | 0.018216 | 0.65222 | 0.61358 | 0.58854 | 0.57497 | 0.548 | 0.54597 | 0.51843 | 0.49426 | 0.47027 | 1.0738 | 1.2038 | 1.139 | 1.3987 | 1.3127 | 3.8115 | 3.7426 | 4.0726 | 4.2113
QLD1 | Pumped Hydro | 1291.1906 | 1795.4599 | 2013.5744 | 2174.1672 | 2143.0522 | 2310.5205 | 2520.0348 | 2344.2722 | 2344.1168 | 2396.217 | 2325.8472 | 2016.2511 | 1655.8062 | 1570.8866 | 1607.5283 | 1496.2651 | 1035.1302 | 1113.2281 | 1117.295 | 934.4588 | 990.2887 | 920.1275 | 635.9028 | 699.4561 | 583.5023 | 478.1458 | 506.2253 | 310.5318 | 225.8238
QLD1 | VPP | 0.031598 | 0.047516 | 0.07741 | 0.13409 | 0.18834 | 0.25511 | 0.31252 | 0.35215 | 0.43322 | 0.52509 | 0.65296 | 0.61954 | 0.67729 | 0.72913 | 0.7905 | 0.82926 | 0.79025 | 0.83344 | 0.81805 | 0.89246 | 0.86977 | 0.8421 | 0.75562 | 0.70634 | 0.63691 | 0.53782 | 0.56338 | 0.35455 | 0.33368
Total excluding storage |  | 154140.6563 | 142307.4896 | 142227.5272 | 115664.5959 | 110304.2886 | 102236.7743 | 93109.3499 | 87208.0586 | 82139.7735 | 77957.1316 | 73372.5555 | 74541.9698 | 71996.1484 | 62677.3116 | 56299.6808 | 49781.4499 | 46322.3018 | 42843.6502 | 38249.2969 | 39419.8542 | 36482.6124 | 33325.3833 | 26485.2514 | 23191.6753 | 18319.216 | 15327.0605 | 13057.2861 | 11621.6331 | 9712.011
Region | Technology | 2021-22 | 2022-23 | 2023-24 | 2024-25 | 2025-26 | 2026-27 | 2027-28 | 2028-29 | 2029-30 | 2030-31 | 2031-32 | 2032-33 | 2033-34 | 2034-35 | 2035-36 | 2036-37 | 2037-38 | 2038-39 | 2039-40 | 2040-41 | 2041-42 | 2042-43 | 2043-44 | 2044-45 | 2045-46 | 2046-47 | 2047-48 | 2048-49 | 2049-50
VIC1 | Black Coal | 0 | 0 | 0 | 0 | 0 | 0 | 0 | 0 | 0 | 0 | 0 | 0 | 0 | 0 | 0 | 0 | 0 | 0 | 0 | 0 | 0 | 0 | 0 | 0 | 0 | 0 | 0 | 0 | 0
VIC1 | Brown Coal | 108581.4665 | 89690.8085 | 91333.704 | 45954.5263 | 45089.7822 | 36550.6572 | 0.015362 | 0.011073 | 0.010349 | 0.0096171 | 0.0083356 | 0.0078998 | 0.00793 | 0.0067776 | 0.0064006 | 0.0058422 | 0.0049294 | 0.0051849 | 0.0042931 | 0.0032285 | 0.0040566 | 0.0044991 | 0.0041423 | 0.0035505 | 0.0033166 | 0.0040682 | 0.00071687 | 0 | 0
VIC1 | CCGT | 6.6382e-05 | 6.2465e-05 | 6.1801e-05 | 9.3724e-05 | 9.1007e-05 | 8.8429e-05 | 8.897e-05 | 8.6308e-05 | 8.7985e-05 | 8.6526e-05 | 8.3349e-05 | 0.00010117 | 9.8394e-05 | 9.2359e-05 | 8.5486e-05 | 8.1611e-05 | 8.8624e-05 | 8.5123e-05 | 9.9063e-05 | 9.4387e-05 | 0.00014511 | 0.00014387 | 0.0001543 | 0.00013954 | 0.00013676 | 0.00029564 | 0.00027735 | 0.00026185 | 0.0002447
VIC1 | Gas - Steam | 18.4202 | 7.308 | 16.7363 | 94.4162 | 70.1809 | 70.1046 | 64.7818 | 95.3548 | 25.2727 | 53.2607 | 77.2349 | 139.5516 | 121.9414 | 185.7916 | 133.6378 | 137.7255 | 327.8239 | 234.442 | 0 | 0 | 0 | 0 | 0 | 0 | 0 | 0 | 0 | 0 | 0
VIC1 | OCGT / Diesel | 76.9161 | 0.0002338 | 80.8293 | 267.1946 | 182.2202 | 463.6004 | 250.9131 | 312.93 | 133.7352 | 221.7797 | 197.1171 | 382.4157 | 155.3317 | 378.7161 | 618.4631 | 536.9017 | 1113.942 | 300.8274 | 1695.2871 | 2812.7791 | 1762.7097 | 1359.3159 | 3630.3148 | 2027.1669 | 2088.7229 | 3136.77 | 949.0261 | 1861.5772 | 2723.5113
VIC1 | Hydro | 18543.8088 | 17778.6935 | 15483.5797 | 18051.8013 | 17598.1 | 15844.2079 | 15286.554 | 18345.7243 | 14477.8274 | 11805.19 | 11297.762 | 9699.2223 | 11488.2171 | 11170.2848 | 10123.7048 | 9662.286 | 11661.6494 | 9213.6427 | 7530.8271 | 7164.8968 | 6204.5401 | 7280.9598 | 7132.8263 | 6437.2577 | 6164.8982 | 7402.4863 | 5869.7225 | 4770.8749 | 4550.7828
VIC1 | Wind | 27017.2248 | 32951.0999 | 26621.5698 | 25973.4658 | 25483.7135 | 25292.5705 | 24626.815 | 20689.0242 | 20283.2621 | 18209.9843 | 19240.2317 | 15381.7975 | 14792.2818 | 12801.9351 | 13525.9319 | 13109.6921 | 10248.9152 | 9797.6756 | 8007.0153 | 7557.18 | 6401.0371 | 6390.7538 | 4893.8803 | 4341.1213 | 2375.8526 | 2078.438 | 1951.9582 | 1657.4075 | 591.8393
VIC1 | Solar PV | 2.475 | 2.3463 | 2.3243 | 2.1268 | 1.9257 | 1.9394 | 1.8872 | 1.6859 | 1.6682 | 3.5684 | 20.6856 | 32.4463 | 28.9155 | 27.1943 | 27.692 | 27.0686 | 25.0215 | 23.8367 | 23.3627 | 22.3977 | 31.7915 | 29.703 | 27.112 | 27.161 | 29.372 | 31.6193 | 31.2007 | 30.4588 | 33.5626
VIC1 | Grid Battery | 0.044415 | 0.090641 | 0.10181 | 0.14672 | 0.14952 | 0.14706 | 0.13348 | 0.11924 | 0.11081 | 0.10491 | 0.10541 | 0.092691 | 0.068579 | 0.064911 | 0.06382 | 0.06165 | 0.056338 | 0.053043 | 0.050873 | 0.046435 | 0.016146 | 1.6839e-06 | 1.7483e-06 | 1.7407e-06 | 1.5873e-06 | 0.1803 | 0.17091 | 0.31274 | 0.29777
VIC1 | Pumped Hydro | 0 | 0 | 9.7396e-08 | 1.7483e-07 | 1.6509e-07 | 1.8602e-07 | 1.6604e-07 | 1.5677e-07 | 1.8421e-07 | 2.4518e-07 | 3.9812e-07 | 1.9655 | 1.8025 | 1.6493 | 2.8503 | 2.7586 | 2.9695 | 2.8354 | 2.7801 | 2.5852 | 4.4146 | 4.1871 | 3.5982 | 3.8292 | 3.7637 | 3.4661 | 3.3736 | 3.2334 | 3.0061
VIC1 | VPP | 0.024826 | 0.050505 | 0.081597 | 0.17275 | 0.25488 | 0.3548 | 0.41157 | 0.48646 | 0.62965 | 0.73134 | 0.91767 | 0.93052 | 1.0056 | 1.0503 | 1.1113 | 1.1618 | 1.1344 | 1.1588 | 1.2024 | 1.1749 | 1.1914 | 1.2137 | 1.0972 | 1.1847 | 1.2003 | 1.1364 | 1.1311 | 1.0428 | 0.9818
Total excluding storage |  | 154240.3115 | 140430.2565 | 133538.7434 | 90343.5311 | 88425.9225 | 78223.0802 | 40230.9665 | 39444.7303 | 34921.7761 | 30293.7928 | 30833.0397 | 25635.4414 | 26586.6954 | 24563.9288 | 24429.4361 | 23473.6799 | 23377.3571 | 19570.4297 | 17256.4966 | 17557.257 | 14400.0826 | 15060.7371 | 15684.1378 | 12832.7106 | 10658.849 | 12649.318 | 8801.9085 | 8320.3187 | 7899.6962
Region | Technology | 2021-22 | 2022-23 | 2023-24 | 2024-25 | 2025-26 | 2026-27 | 2027-28 | 2028-29 | 2029-30 | 2030-31 | 2031-32 | 2032-33 | 2033-34 | 2034-35 | 2035-36 | 2036-37 | 2037-38 | 2038-39 | 2039-40 | 2040-41 | 2041-42 | 2042-43 | 2043-44 | 2044-45 | 2045-46 | 2046-47 | 2047-48 | 2048-49 | 2049-50
SA1 | Black Coal | 0 | 0 | 0 | 0 | 0 | 0 | 0 | 0 | 0 | 0 | 0 | 0 | 0 | 0 | 0 | 0 | 0 | 0 | 0 | 0 | 0 | 0 | 0 | 0 | 0 | 0 | 0 | 0 | 0
SA1 | Brown Coal | 0 | 0 | 0 | 0 | 0 | 0 | 0 | 0 | 0 | 0 | 0 | 0 | 0 | 0 | 0 | 0 | 0 | 0 | 0 | 0 | 0 | 0 | 0 | 0 | 0 | 0 | 0 | 0 | 0
SA1 | CCGT | 7747.9544 | 7365.1961 | 3287.5741 | 3406.3816 | 4490.8941 | 3603.5251 | 2349.4766 | 2254.1959 | 2142.1023 | 2038.7913 | 2332.0259 | 3392.4179 | 3955.1643 | 4101.5133 | 2195.5691 | 2177.4233 | 0.00010718 | 0.00010272 | 0.00010586 | 0.00010007 | 0.0001268 | 0.00012515 | 0.00013486 | 0.00012181 | 0.00011953 | 0.00015709 | 0.00014697 | 0.00013944 | 0.00012972
SA1 | Gas - Steam | 1440.0882 | 1415.4914 | 1287.7349 | 185.158 | 176.9879 | 217.1968 | 135.0037 | 129.6314 | 123.4135 | 117.1808 | 142.8781 | 281.5049 | 274.9355 | 545.7484 | 0 | 0 | 0 | 0 | 0 | 0 | 0 | 0 | 0 | 0 | 0 | 0 | 0 | 0 | 0
SA1 | OCGT / Diesel | 488.6729 | 251.2153 | 830.0584 | 766.9785 | 963.3189 | 723.6586 | 348.8765 | 369.7144 | 89.2818 | 322.6675 | 421.0445 | 1016.3991 | 1198.9057 | 1849.8161 | 871.2767 | 800.0832 | 2081.6477 | 1936.8162 | 2433.1057 | 2828.5301 | 2699.8906 | 3026.1275 | 3809.3642 | 889.7789 | 868.2533 | 1140.9404 | 1000.2657 | 1086.2097 | 1155.8113
SA1 | Hydro | 0 | 0 | 0 | 0 | 0 | 0 | 0 | 0 | 0 | 0 | 0 | 0 | 0 | 0 | 0 | 0 | 0 | 0 | 0 | 0 | 0 | 0 | 0 | 0 | 0 | 0 | 0 | 0 | 0
SA1 | Wind | 15741.2991 | 16976.7678 | 13858.1605 | 13946.7525 | 13030.1135 | 13768.4833 | 13025.2234 | 11021.0128 | 10305.171 | 9268.1395 | 9076.1533 | 7146.841 | 6636.329 | 5516.9249 | 5650.9978 | 4803.2941 | 4177.2702 | 3944.1037 | 2792.063 | 2370.6628 | 2142.4458 | 2063.5239 | 1279.175 | 1394.1304 | 890.9233 | 714.7013 | 712.5641 | 688.6023 | 545.0383
SA1 | Solar PV | 0.88216 | 0.98032 | 0.94319 | 0.86505 | 0.80469 | 0.78615 | 0.77343 | 0.70165 | 0.69789 | 0.67175 | 1.2593 | 1.1573 | 2.8922 | 2.7365 | 2.7574 | 4.3641 | 7.9734 | 7.3752 | 7.0098 | 7.7116 | 7.2141 | 6.5299 | 7.5156 | 7.2516 | 7.0767 | 5.974 | 5.7628 | 5.3 | 5.6068
SA1 | Grid Battery | 0.080531 | 0.076265 | 0.090669 | 0.087659 | 0.08378 | 0.082669 | 0.075524 | 0.068266 | 0.061753 | 0.059012 | 0.053819 | 0.050129 | 0.046204 | 0.034403 | 0.56712 | 0.54218 | 0.64348 | 0.61494 | 0.58938 | 0.54893 | 0.761 | 0.71832 | 0.6229 | 0.7658 | 0.75089 | 0.67047 | 0.63561 | 0.61092 | 0.55001
SA1 | Pumped Hydro | 0 | 0 | 8.4246e-08 | 8.0326e-08 | 7.5014e-08 | 8.1672e-08 | 7.6158e-08 | 7.4301e-08 | 7.8739e-08 | 8.3765e-08 | 8.9089e-08 | 1.7886e-07 | 1.6775e-07 | 1.5984e-07 | 1.8648e-07 | 1.7873e-07 | 2.2837e-07 | 2.1697e-07 | 2.1179e-07 | 2.0431e-07 | 2.4972e-07 | 2.3149e-07 | 2.1889e-07 | 3.4109e-07 | 3.2067e-07 | 2.9478e-07 | 2.867e-07 | 2.7642e-07 | 2.6659e-07
SA1 | VPP | 0.049657 | 0.081981 | 0.12262 | 0.14434 | 0.17142 | 0.20403 | 0.22405 | 0.24657 | 0.2815 | 0.32231 | 0.37369 | 0.3689 | 0.37794 | 0.38165 | 0.35767 | 0.36588 | 0.35639 | 0.3596 | 0.36379 | 0.35312 | 0.33887 | 0.32861 | 0.28458 | 0.29717 | 0.31116 | 0.27055 | 0.27167 | 0.26078 | 0.22452
Total excluding storage |  | 25418.8968 | 26009.6509 | 19264.4711 | 18306.1356 | 18662.1191 | 18313.65 | 15859.3536 | 13775.2562 | 12660.6664 | 11747.4508 | 11973.361 | 11838.3202 | 12068.2267 | 12016.7392 | 8720.6009 | 7785.1647 | 6266.8914 | 5888.2953 | 5232.1786 | 5206.9047 | 4849.5507 | 5096.1814 | 5096.0549 | 2291.161 | 1766.2535 | 1861.6159 | 1718.5927 | 1780.1121 | 1706.4566
Region | Technology | 2021-22 | 2022-23 | 2023-24 | 2024-25 | 2025-26 | 2026-27 | 2027-28 | 2028-29 | 2029-30 | 2030-31 | 2031-32 | 2032-33 | 2033-34 | 2034-35 | 2035-36 | 2036-37 | 2037-38 | 2038-39 | 2039-40 | 2040-41 | 2041-42 | 2042-43 | 2043-44 | 2044-45 | 2045-46 | 2046-47 | 2047-48 | 2048-49 | 2049-50
TAS1 | Black Coal | 0 | 0 | 0 | 0 | 0 | 0 | 0 | 0 | 0 | 0 | 0 | 0 | 0 | 0 | 0 | 0 | 0 | 0 | 0 | 0 | 0 | 0 | 0 | 0 | 0 | 0 | 0 | 0 | 0
TAS1 | Brown Coal | 0 | 0 | 0 | 0 | 0 | 0 | 0 | 0 | 0 | 0 | 0 | 0 | 0 | 0 | 0 | 0 | 0 | 0 | 0 | 0 | 0 | 0 | 0 | 0 | 0 | 0 | 0 | 0 | 0
TAS1 | CCGT | 5.6828e-05 | 5.3166e-05 | 5.2278e-05 | 5.0193e-05 | 4.8027e-05 | 4.7675e-05 | 5.273e-05 | 5.3912e-05 | 5.3566e-05 | 5.3854e-05 | 5.1628e-05 | 6.0542e-05 | 5.8347e-05 | 5.5201e-05 | 5.2099e-05 | 4.9919e-05 | 5.1326e-05 | 4.9699e-05 | 5.9402e-05 | 5.6281e-05 | 5.8704e-05 | 5.6504e-05 | 5.4028e-05 | 4.9815e-05 | 4.8238e-05 | 6.2598e-05 | 5.9276e-05 | 6.5049e-05 | 6.0742e-05
TAS1 | Gas - Steam | 0 | 0 | 0 | 0 | 0 | 0 | 0 | 0 | 0 | 0 | 0 | 0 | 0 | 0 | 0 | 0 | 0 | 0 | 0 | 0 | 0 | 0 | 0 | 0 | 0 | 0 | 0 | 0 | 0
TAS1 | OCGT / Diesel | 6.679e-05 | 6.0055e-05 | 6.0702e-05 | 5.9246e-05 | 5.7155e-05 | 5.8496e-05 | 6.261e-05 | 1.6382 | 0.003019 | 3.0474 | 5.6135 | 8.0199 | 0.87337 | 2.9364 | 11.0007 | 1.9172 | 28.0212 | 6.5562e-05 | 4.0059 | 1.1999 | 7.243 | 1.0883 | 9.7678 | 15.5864 | 7.5227 | 5.8433 | 2.4288 | 23.1676 | 20.9703
TAS1 | Hydro | 52677.4607 | 52158.3373 | 44888.504 | 49555.9552 | 48482.4847 | 43243.2617 | 50667.5599 | 48435.7015 | 44521.3591 | 40165.5437 | 37605.5201 | 34716.376 | 36622.038 | 33789.9089 | 31022.1925 | 27541.2495 | 28527.6086 | 25874.281 | 23026.5412 | 21595.2223 | 20371.9524 | 20983.4408 | 20339.395 | 17598.9452 | 18448.5278 | 19455.8917 | 17582.8172 | 15403.6031 | 15140.2249
TAS1 | Wind | 3358.8752 | 3877.2834 | 3292.9973 | 3176.7713 | 3240.7215 | 3156.4736 | 2755.6989 | 2215.3257 | 1879.7387 | 1603.991 | 1794.2271 | 1731.2779 | 1709.3703 | 1477.6872 | 1491.9609 | 1516.1791 | 1193.2706 | 1160.3205 | 911.2479 | 952.7695 | 799.7375 | 877.382 | 805.8406 | 579.1906 | 636.8004 | 488.9371 | 496.2461 | 405.6359 | 396.7092
TAS1 | Solar PV | 4.0431e-08 | 6.2464e-08 | 6.8845e-08 | 6.8062e-08 | 5.6394e-08 | 5.8998e-08 | 5.4127e-08 | 5.1716e-08 | 1.1643e-07 | 1.4957e-07 | 1.6279e-07 | 1.5624e-07 | 1.5117e-07 | 1.262e-07 | 1.3046e-07 | 1.2032e-07 | 1.1794e-07 | 1.255e-07 | 1.3336e-07 | 1.2826e-07 | 1.6301e-07 | 1.9633e-07 | 1.6229e-07 | 1.6444e-07 | 1.5863e-07 | 2.156e-07 | 2.1715e-07 | 2.2942e-07 | 2.0366e-07
TAS1 | Grid Battery | 7.4103e-08 | 7.5241e-08 | 7.0896e-08 | 6.7712e-08 | 6.7117e-08 | 6.6502e-08 | 7.0715e-08 | 7.8027e-08 | 1.1522e-07 | 1.2209e-07 | 1.2238e-07 | 1.542e-07 | 1.4769e-07 | 1.5102e-07 | 1.4807e-07 | 1.4154e-07 | 1.4556e-07 | 1.3921e-07 | 2.1312e-07 | 2.1968e-07 | 1.9755e-07 | 1.8193e-07 | 1.8961e-07 | 1.9089e-07 | 1.8711e-07 | 2.0504e-07 | 1.8889e-07 | 1.9979e-07 | 2.0948e-07
TAS1 | Pumped Hydro | 0 | 0 | 1.969e-07 | 1.893e-07 | 1.9454e-07 | 2.0066e-07 | 2.2997e-07 | 2.4186e-07 | 0.57886 | 0.72907 | 0.7812 | 1.9468 | 1.8585 | 1.7847 | 1.6152 | 1.6106 | 1.5653 | 1.5238 | 1.786 | 1.6106 | 1.5396 | 1.4872 | 1.3624 | 1.3821 | 1.3121 | 1.2258 | 1.1773 | 1.1203 | 1.0177
TAS1 | VPP | 0.00098335 | 0.0037168 | 0.0056496 | 0.0060477 | 0.0096507 | 0.0143 | 0.027397 | 0.03497 | 0.053592 | 0.064143 | 0.076042 | 0.072362 | 0.074119 | 0.073152 | 0.077571 | 0.082016 | 0.08135 | 0.078097 | 0.083045 | 0.081457 | 0.079162 | 0.075539 | 0.07023 | 0.07203 | 0.079439 | 0.068748 | 0.063502 | 0.063507 | 0.059992
Total excluding storage |  | 56036.3361 | 56035.6208 | 48181.5014 | 52732.7266 | 51723.2063 | 46399.7354 | 53423.259 | 50652.6654 | 46401.1009 | 41772.5821 | 39405.3608 | 36455.6739 | 38332.2817 | 35270.5326 | 32525.1543 | 29059.3458 | 29748.9005 | 27034.6016 | 23941.795 | 22549.1917 | 21178.9329 | 21861.9112 | 21155.0035 | 18193.7222 | 19092.8509 | 19950.6722 | 18081.4921 | 15832.4066 | 15557.9045
Explicitly modelled pumping
Region | Technology | 2021-22 | 2022-23 | 2023-24 | 2024-25 | 2025-26 | 2026-27 | 2027-28 | 2028-29 | 2029-30 | 2030-31 | 2031-32 | 2032-33 | 2033-34 | 2034-35 | 2035-36 | 2036-37 | 2037-38 | 2038-39 | 2039-40 | 2040-41 | 2041-42 | 2042-43 | 2043-44 | 2044-45 | 2045-46 | 2046-47 | 2047-48 | 2048-49 | 2049-50
NEM | Grid Battery pump | 0.15354 | 0.22927 | 0.26286 | 0.31968 | 0.3172 | 0.31246 | 0.28737 | 0.25701 | 0.23791 | 0.22617 | 0.21951 | 0.19578 | 0.16027 | 0.14044 | 0.134 | 0.12964 | 0.11923 | 0.11251 | 0.1079 | 0.086366 | 0.046118 | 0.024578 | 0.020181 | 0.021491 | 0.02129 | 0.017628 | 0.017627 | 0.01721 | 0.014255
NEM | Pumped Hydro Pump | 3943.9994 | 6276.6156 | 6927.1742 | 10045.5964 | 6724.3026 | 7200.5455 | 8766.4981 | 7449.5772 | 8199.6098 | 8922.3337 | 10967.6965 | 10497.6737 | 9718.2589 | 9612.5065 | 9864.9287 | 8900.7753 | 8929.2085 | 8565.4279 | 9275.4094 | 7885.5242 | 7150.1761 | 7885.219 | 6421.5059 | 7358.8065 | 7413.821 | 5907.1575 | 5488.2544 | 5455.2967 | 4399.6546
NEM | VPP pump | 0.1588 | 0.27437 | 0.5088 | 0.80204 | 1.1428 | 1.539 | 1.7789 | 2.0413 | 2.5104 | 2.9321 | 3.5782 | 3.5504 | 3.8173 | 3.9764 | 4.1709 | 4.3478 | 4.2268 | 4.3642 | 4.3952 | 4.4117 | 4.3713 | 4.4054 | 3.9663 | 4.0992 | 4.0879 | 3.7798 | 3.78 | 3.3756 | 3.0896
Region | Technology | 2021-22 | 2022-23 | 2023-24 | 2024-25 | 2025-26 | 2026-27 | 2027-28 | 2028-29 | 2029-30 | 2030-31 | 2031-32 | 2032-33 | 2033-34 | 2034-35 | 2035-36 | 2036-37 | 2037-38 | 2038-39 | 2039-40 | 2040-41 | 2041-42 | 2042-43 | 2043-44 | 2044-45 | 2045-46 | 2046-47 | 2047-48 | 2048-49 | 2049-50
NSW1 | Grid Battery pump | 0 | 0 | 0 | 0 | 0 | 0 | 0 | 0 | 0 | 0 | 0 | 0 | 0 | 0 | 0 | 0 | 0 | 0 | 0 | 0 | 0 | 0 | 0 | 0 | 0 | 0 | 0 | 0 | 0
NSW1 | Pumped Hydro Pump | 2108.608 | 3705.0896 | 4056.412 | 6926.7694 | 3657.6298 | 3916.772 | 5166.1289 | 4100.3267 | 4850.595 | 5498.8949 | 7631.7497 | 7632.0285 | 7353.6399 | 7370.9303 | 7574.3435 | 6766.1185 | 7446.9761 | 6991.274 | 7686.0189 | 6548.632 | 5742.45 | 6586.7289 | 5519.9158 | 6359.1231 | 6593.2548 | 5229.2607 | 4770.3695 | 5011.0894 | 4084.9964
NSW1 | VPP pump | 0.032837 | 0.057732 | 0.17128 | 0.26377 | 0.40818 | 0.56501 | 0.62953 | 0.72507 | 0.8651 | 0.99983 | 1.1965 | 1.211 | 1.3066 | 1.3464 | 1.4225 | 1.4784 | 1.4448 | 1.5028 | 1.4974 | 1.4615 | 1.4611 | 1.5047 | 1.374 | 1.4392 | 1.4633 | 1.4147 | 1.3884 | 1.3524 | 1.2099
Region | Technology | 2021-22 | 2022-23 | 2023-24 | 2024-25 | 2025-26 | 2026-27 | 2027-28 | 2028-29 | 2029-30 | 2030-31 | 2031-32 | 2032-33 | 2033-34 | 2034-35 | 2035-36 | 2036-37 | 2037-38 | 2038-39 | 2039-40 | 2040-41 | 2041-42 | 2042-43 | 2043-44 | 2044-45 | 2045-46 | 2046-47 | 2047-48 | 2048-49 | 2049-50
QLD1 | Grid Battery pump | 0 | 0.022421 | 0.025991 | 0.030239 | 0.029222 | 0.028837 | 0.028713 | 0.026131 | 0.024717 | 0.023929 | 0.022546 | 0.019679 | 0.018721 | 0.017783 | 0.017505 | 0.01667 | 0.015472 | 0.014726 | 0.013924 | 0 | 0 | 0 | 0 | 0 | 0 | 0 | 0 | 0 | 0
QLD1 | Pumped Hydro Pump | 1835.3914 | 2571.526 | 2870.7622 | 3118.827 | 3066.6728 | 3283.7735 | 3600.3692 | 3349.2505 | 3349.0148 | 3423.4388 | 3335.9468 | 2865.6452 | 2364.619 | 2241.5762 | 2290.5852 | 2134.6568 | 1482.2324 | 1574.1539 | 1589.3905 | 1336.8922 | 1407.7261 | 1298.4901 | 901.5901 | 999.6834 | 820.5662 | 677.8968 | 717.8849 | 444.2073 | 314.6582
QLD1 | VPP pump | 0.037176 | 0.055904 | 0.091074 | 0.15805 | 0.22172 | 0.2997 | 0.36768 | 0.41431 | 0.50969 | 0.61777 | 0.76985 | 0.72727 | 0.79684 | 0.85844 | 0.92963 | 0.97546 | 0.9323 | 0.97802 | 0.96246 | 1.0513 | 1.022 | 0.99231 | 0.88879 | 0.83119 | 0.74793 | 0.63441 | 0.66126 | 0.42004 | 0.38977
Region | Technology | 2021-22 | 2022-23 | 2023-24 | 2024-25 | 2025-26 | 2026-27 | 2027-28 | 2028-29 | 2029-30 | 2030-31 | 2031-32 | 2032-33 | 2033-34 | 2034-35 | 2035-36 | 2036-37 | 2037-38 | 2038-39 | 2039-40 | 2040-41 | 2041-42 | 2042-43 | 2043-44 | 2044-45 | 2045-46 | 2046-47 | 2047-48 | 2048-49 | 2049-50
VIC1 | Grid Battery pump | 0.054406 | 0.11242 | 0.12519 | 0.18115 | 0.1846 | 0.18156 | 0.16521 | 0.14681 | 0.13681 | 0.12952 | 0.13047 | 0.1141 | 0.084668 | 0.080186 | 0.078747 | 0.076114 | 0.069555 | 0.065689 | 0.062608 | 0.057503 | 0.019758 | 0 | 0 | 0 | 0 | 0 | 0 | 0 | 0
VIC1 | Pumped Hydro Pump | 0 | 0 | 0 | 0 | 0 | 0 | 0 | 0 | 0 | 0 | 0 | 0 | 0 | 0 | 0 | 0 | 0 | 0 | 0 | 0 | 0 | 0 | 0 | 0 | 0 | 0 | 0 | 0 | 0
VIC1 | VPP pump | 0.029211 | 0.059647 | 0.095778 | 0.20324 | 0.29987 | 0.41743 | 0.48525 | 0.5713 | 0.7408 | 0.86044 | 1.0821 | 1.0924 | 1.1832 | 1.2362 | 1.3069 | 1.3669 | 1.3347 | 1.367 | 1.4111 | 1.3861 | 1.398 | 1.4319 | 1.2869 | 1.3939 | 1.4161 | 1.333 | 1.3347 | 1.2229 | 1.1551
Region | Technology | 2021-22 | 2022-23 | 2023-24 | 2024-25 | 2025-26 | 2026-27 | 2027-28 | 2028-29 | 2029-30 | 2030-31 | 2031-32 | 2032-33 | 2033-34 | 2034-35 | 2035-36 | 2036-37 | 2037-38 | 2038-39 | 2039-40 | 2040-41 | 2041-42 | 2042-43 | 2043-44 | 2044-45 | 2045-46 | 2046-47 | 2047-48 | 2048-49 | 2049-50
SA1 | Grid Battery pump | 0.099136 | 0.094424 | 0.11168 | 0.10829 | 0.10337 | 0.10206 | 0.093453 | 0.084073 | 0.076385 | 0.072714 | 0.066494 | 0.062 | 0.056885 | 0.042473 | 0.03775 | 0.036852 | 0.034203 | 0.03209 | 0.031366 | 0.028863 | 0.02636 | 0.024578 | 0.020181 | 0.021491 | 0.02129 | 0.017628 | 0.017627 | 0.01721 | 0.014255
SA1 | Pumped Hydro Pump | 0 | 0 | 0 | 0 | 0 | 0 | 0 | 0 | 0 | 0 | 0 | 0 | 0 | 0 | 0 | 0 | 0 | 0 | 0 | 0 | 0 | 0 | 0 | 0 | 0 | 0 | 0 | 0 | 0
SA1 | VPP pump | 0.058423 | 0.096691 | 0.14403 | 0.16982 | 0.20168 | 0.24005 | 0.26414 | 0.28955 | 0.33177 | 0.37863 | 0.44015 | 0.43453 | 0.44365 | 0.44902 | 0.42081 | 0.43047 | 0.4193 | 0.42428 | 0.42681 | 0.41666 | 0.39749 | 0.38748 | 0.33398 | 0.3501 | 0.3668 | 0.31715 | 0.32075 | 0.3057 | 0.26416
Region | Technology | 2021-22 | 2022-23 | 2023-24 | 2024-25 | 2025-26 | 2026-27 | 2027-28 | 2028-29 | 2029-30 | 2030-31 | 2031-32 | 2032-33 | 2033-34 | 2034-35 | 2035-36 | 2036-37 | 2037-38 | 2038-39 | 2039-40 | 2040-41 | 2041-42 | 2042-43 | 2043-44 | 2044-45 | 2045-46 | 2046-47 | 2047-48 | 2048-49 | 2049-50
TAS1 | Grid Battery pump | 0 | 0 | 0 | 0 | 0 | 0 | 0 | 0 | 0 | 0 | 0 | 0 | 0 | 0 | 0 | 0 | 0 | 0 | 0 | 0 | 0 | 0 | 0 | 0 | 0 | 0 | 0 | 0 | 0
TAS1 | Pumped Hydro Pump | 0 | 0 | 0 | 0 | 0 | 0 | 0 | 0 | 0 | 0 | 0 | 0 | 0 | 0 | 0 | 0 | 0 | 0 | 0 | 0 | 0 | 0 | 0 | 0 | 0 | 0 | 0 | 0 | 0
TAS1 | VPP pump | 0.0011573 | 0.0043987 | 0.0066347 | 0.0071508 | 0.011318 | 0.016814 | 0.032342 | 0.041036 | 0.063052 | 0.075466 | 0.089662 | 0.085159 | 0.087066 | 0.086231 | 0.091021 | 0.096495 | 0.095712 | 0.092158 | 0.097432 | 0.096117 | 0.092859 | 0.088951 | 0.082555 | 0.084748 | 0.093738 | 0.080611 | 0.074977 | 0.074457 | 0.070585

## Marinus_FOM Cost
FOM cost by technology ($000s) - Marinus Link, Central High Electrification Sensitivity
FOM | Real June 2020 dollars discounted to 1 July 2020. For new entrant capacity, the FOM is incurred annually in modelling. For existing capacity, FOM is considered to be a sunk cost, since the fixed retirement dates are assumed to be the same in the Base Case and the case with Marinus Link. As such, early retirements are presented as an annual FOM saving, or negative cost, that continues until the assumed fixed date retirement.
Explicitly modelled generation
Region | Technology | 2021-22 | 2022-23 | 2023-24 | 2024-25 | 2025-26 | 2026-27 | 2027-28 | 2028-29 | 2029-30 | 2030-31 | 2031-32 | 2032-33 | 2033-34 | 2034-35 | 2035-36 | 2036-37 | 2037-38 | 2038-39 | 2039-40 | 2040-41 | 2041-42 | 2042-43 | 2043-44 | 2044-45 | 2045-46 | 2046-47 | 2047-48 | 2048-49 | 2049-50
NEM | Black Coal | 0 | 0 | 0 | -194319.5026 | -144111.9955 | -256840.5511 | -129394.4063 | -221463.5697 | -193358.4227 | -184502.3117 | 201636.3739 | 284777.2914 | -10397.3361 | -162659.5757 | -53136.6557 | -38678.1191 | -15836.7095 | -15111.364 | -14457.8167 | -13757.0501 | 214044.337 | -12525.7209 | -7189.0593 | -6840.5871 | -5805.2878 | 0 | 0 | 0 | 0
NEM | Brown Coal | 0 | 0 | 0 | -301589.1188 | -287775.8774 | -309722.2764 | -468377.9325 | -445675.8986 | -391742.1447 | -341813.933 | -294242.5446 | -248781.5603 | -237386.985 | -226514.2985 | -216717.8421 | -206213.5846 | -196768.6052 | -187756.3636 | -179636.1556 | -170929.2378 | -163100.4177 | -155630.1695 | -148899.3618 | -141682.2485 | -135192.9852 | -129000.94 | -88405.2885 | 0 | 0
NEM | CCGT | 0.00017155 | 0.00016519 | 0.00017176 | 0.00020474 | 0.00019536 | 0.00018723 | 0.0001903 | 0.00018629 | 0.00019109 | 0.00018968 | 0.00018949 | 0.00025638 | 0.00024464 | 0.00023344 | 0.00022334 | 0.00021251 | 0.0002427 | 0.00023159 | 0.00026899 | 0.00025596 | 0.00032642 | 0.00031419 | 0.00031796 | 0.00030254 | 0.00028869 | 0.00048978 | 0.00046859 | 0.00045018 | 0.00042956
NEM | Gas - Steam | 0 | 0 | 0 | 0 | 0 | 0 | 0 | 0 | 0 | 0 | 0 | 0 | 0 | 0 | 0 | 0 | 0 | 0 | 0 | 0 | 0 | 0 | 0 | 0 | 0 | 0 | 0 | 0 | 0
NEM | OCGT / Diesel | 0.00065715 | 0.00064985 | 0.00063063 | 0.00060007 | 0.00057258 | 0.00054636 | 0.00052273 | 0.00051173 | 0.00050687 | 0.00051138 | 0.00052433 | 0.0012429 | 0.0011859 | 0.0015782 | 0.002297 | 0.0021885 | 1197.903 | 1143.0372 | 6603.1165 | 6283.0651 | 9353.0094 | 8924.6273 | 11596.2894 | 16447.9762 | 16986.5975 | 20432.7585 | 19549.0676 | 31136.5018 | 30202.8483
NEM | Hydro | 0 | 0 | 0 | 0 | 0 | 0 | 0 | 0 | 0 | 0 | 0 | 0 | 0 | 0 | 0 | 0 | 0 | 0 | 0 | 0 | 0 | 0 | 0 | 0 | 0 | 0 | 0 | 0 | 0
NEM | Wind | 103912.7021 | 99153.3422 | 149173.4187 | 268527.2976 | 256549.1443 | 246555.0263 | 286281.9776 | 318117.9 | 318236.5121 | 331621.9214 | 321078.8681 | 384610.1155 | 385228.0452 | 385228.6889 | 376334.7069 | 368968.7531 | 380711.9819 | 398077.7447 | 390398.9237 | 378039.762 | 391142.7145 | 406429.4935 | 393339.2554 | 378109.0669 | 377190.9503 | 371868.381 | 358137.9273 | 349040.7071 | 346944.5369
NEM | Solar PV | 0.0014429 | 0.0023137 | 0.0026383 | 0.0040116 | 0.0043775 | 1492.6898 | 1428.1359 | 1358.9151 | 11395.0325 | 15022.0491 | 39965.178 | 88658.9808 | 103793.7676 | 99039.8546 | 95950.7602 | 95945.508 | 135108.5446 | 133194.9867 | 130578.3652 | 132053.3093 | 151666.1403 | 178757.6091 | 174643.1929 | 166178.2828 | 161047.3064 | 196436.5398 | 187940.9083 | 179020.615 | 192653.0604
NEM | Grid Battery | 0.0013291 | 0.0013208 | 0.0012636 | 0.0012024 | 0.0011991 | 0.0011783 | 0.0013509 | 0.0019047 | 0.0027833 | 0.002842 | 0.0031703 | 8056.9273 | 7687.9077 | 7335.7898 | 10585.7494 | 10072.6609 | 10973.7595 | 10471.1446 | 13096.2919 | 12461.5181 | 28082.7913 | 28174.2743 | 26955.7727 | 29126.2046 | 27792.18 | 48989.0138 | 46870.301 | 52517.8763 | 55699.5857
NEM | Pumped Hydro | 0 | 0 | 0.001623 | 0.0019119 | 0.0018773 | 0.001951 | 0.0021106 | 0.002629 | 2035.4982 | 2371.8383 | 2508.7339 | 32160.5992 | 34532.4395 | 32950.801 | 37537.7906 | 35718.3436 | 50988.3093 | 48652.9669 | 48753.4138 | 46390.3485 | 51346.2388 | 53258.1403 | 50954.7932 | 48485.0279 | 46264.3396 | 44145.3623 | 42236.1313 | 40188.957 | 38348.2414
NEM | VPP | 0 | 0 | 0 | 0 | 0 | 0 | 0 | 0 | 0 | 0 | 0 | 0 | 0 | 0 | 0 | 0 | 0 | 0 | 0 | 0 | 0 | 0 | 0 | 0 | 0 | 0 | 0 | 0 | 0
Total excluding storage |  | 103912.7043 | 99153.3453 | 149173.4222 | -227381.319 | -175338.7235 | -318515.1106 | -310062.2245 | -347662.6525 | -255469.0221 | -179672.2736 | 268437.8761 | 509264.8289 | 241237.4931 | 95094.6711 | 202430.9719 | 220022.5597 | 304413.1149 | 329548.0411 | 333486.4334 | 331689.8488 | 603105.7839 | 425955.8398 | 423490.3169 | 412212.4905 | 414226.5815 | 459736.7399 | 477222.6152 | 559197.8244 | 569800.4462
Region | Technology | 2021-22 | 2022-23 | 2023-24 | 2024-25 | 2025-26 | 2026-27 | 2027-28 | 2028-29 | 2029-30 | 2030-31 | 2031-32 | 2032-33 | 2033-34 | 2034-35 | 2035-36 | 2036-37 | 2037-38 | 2038-39 | 2039-40 | 2040-41 | 2041-42 | 2042-43 | 2043-44 | 2044-45 | 2045-46 | 2046-47 | 2047-48 | 2048-49 | 2049-50
NSW1 | Black Coal | 0 | 0 | 0 | -48531.7656 | -5001.6066 | -119444.954 | -114279.111 | -108740.0323 | -78833.1742 | -75222.4945 | -77246.6033 | 223402.8429 | -65344.3568 | -62351.4855 | -0.00059285 | -0.00056411 | -0.00053828 | -0.00051362 | -0.00049141 | -0.00046759 | -12664.1493 | 0 | 0 | 0 | 0 | 0 | 0 | 0 | 0
NSW1 | Brown Coal | 0 | 0 | 0 | 0 | 0 | 0 | 0 | 0 | 0 | 0 | 0 | 0 | 0 | 0 | 0 | 0 | 0 | 0 | 0 | 0 | 0 | 0 | 0 | 0 | 0 | 0 | 0 | 0 | 0
NSW1 | CCGT | 3.752e-05 | 3.7294e-05 | 3.8377e-05 | 4.4583e-05 | 4.2541e-05 | 4.0593e-05 | 4.2013e-05 | 4.0925e-05 | 4.2898e-05 | 4.0933e-05 | 4.0853e-05 | 6.8327e-05 | 6.5197e-05 | 6.2211e-05 | 5.9521e-05 | 5.6636e-05 | 7.1105e-05 | 6.7848e-05 | 7.0037e-05 | 6.6642e-05 | 9.9335e-05 | 9.4785e-05 | 9.1855e-05 | 8.7403e-05 | 8.34e-05 | 0.00019697 | 0.00018846 | 0.00017932 | 0.00017111
NSW1 | Gas - Steam | 0 | 0 | 0 | 0 | 0 | 0 | 0 | 0 | 0 | 0 | 0 | 0 | 0 | 0 | 0 | 0 | 0 | 0 | 0 | 0 | 0 | 0 | 0 | 0 | 0 | 0 | 0 | 0 | 0
NSW1 | OCGT / Diesel | 0.00013599 | 0.00013634 | 0.00013662 | 0.00012999 | 0.00012404 | 0.00011836 | 0.00011324 | 0.00010775 | 0.00010582 | 0.0001058 | 0.0001068 | 0.00049059 | 0.00046812 | 0.00089322 | 0.0008602 | 0.00081851 | 676.8322 | 645.8322 | 4552.6639 | 4331.9975 | 5381.537 | 5135.0544 | 7382.2164 | 10538.8007 | 10056.1075 | 9595.5224 | 9180.5282 | 10202.9851 | 9735.6728
NSW1 | Hydro | 0 | 0 | 0 | 0 | 0 | 0 | 0 | 0 | 0 | 0 | 0 | 0 | 0 | 0 | 0 | 0 | 0 | 0 | 0 | 0 | 0 | 0 | 0 | 0 | 0 | 0 | 0 | 0 | 0
NSW1 | Wind | 13270.4687 | 12662.6614 | 53027.0763 | 111382.669 | 106281.1729 | 101413.3333 | 100756.9451 | 97872.8527 | 93390.1272 | 117073.8431 | 112010.548 | 168297.3251 | 160589.0506 | 153233.8268 | 146606.6582 | 142431.4492 | 135907.8715 | 154240.8561 | 147570.1345 | 145734.3133 | 144429.7333 | 151118.3445 | 144582.6675 | 137574.7833 | 141126.1321 | 134919.5481 | 130253.2763 | 123939.9339 | 119218.3383
NSW1 | Solar PV | 0.0003468 | 0.00058874 | 0.0006653 | 0.0010638 | 0.0015529 | 1492.6871 | 1428.1311 | 1358.9103 | 11395.0274 | 13610.0759 | 19745.5827 | 54542.8546 | 64758.1271 | 61792.106 | 60313.9297 | 60680.3649 | 80680.2315 | 80440.1535 | 76961.2188 | 77491.8042 | 86383.9661 | 102618.975 | 100363.8364 | 95499.2274 | 91125.2169 | 96460.6869 | 92288.8844 | 87815.6662 | 86906.6588
NSW1 | Grid Battery | 0.00045701 | 0.0004533 | 0.0004337 | 0.00041267 | 0.00039377 | 0.00037574 | 0.00044196 | 0.00048325 | 0.00083469 | 0.00084577 | 0.00090635 | 3878.1192 | 3700.4954 | 3531.0071 | 3378.2958 | 3214.5507 | 3067.3197 | 2926.8318 | 5878.2586 | 5593.341 | 15242.6753 | 14544.5374 | 13915.5046 | 13241.0301 | 12634.5707 | 12055.888 | 11534.4862 | 10975.4126 | 10472.722
NSW1 | Pumped Hydro | 0 | 0 | 0.00044116 | 0.00051714 | 0.00049345 | 0.00047085 | 0.00052305 | 0.0005086 | 0.00054652 | 0.0006273 | 0.00071207 | 15447.8509 | 14740.3158 | 14065.1868 | 15586.3437 | 14830.8777 | 20448.5846 | 19512.0082 | 18668.1385 | 17763.2987 | 16949.715 | 16173.3922 | 15473.9134 | 14723.8969 | 14049.5199 | 13406.0304 | 12826.2366 | 12204.5523 | 11645.5651
NSW1 | VPP | 0 | 0 | 0 | 0 | 0 | 0 | 0 | 0 | 0 | 0 | 0 | 0 | 0 | 0 | 0 | 0 | 0 | 0 | 0 | 0 | 0 | 0 | 0 | 0 | 0 | 0 | 0 | 0 | 0
Total excluding storage |  | 13270.4692 | 12662.6622 | 53027.0771 | 62850.9047 | 101279.568 | -16538.9334 | -12094.0348 | -9508.2691 | 25951.9806 | 55461.4247 | 54509.5276 | 446243.0232 | 160002.8214 | 152674.4483 | 206920.5882 | 203111.8144 | 217264.9347 | 235326.8414 | 229084.0168 | 227558.1146 | 223531.0873 | 258872.374 | 252328.7204 | 243612.8114 | 242307.4566 | 240975.7577 | 231722.6891 | 221958.5854 | 215860.67
Region | Technology | 2021-22 | 2022-23 | 2023-24 | 2024-25 | 2025-26 | 2026-27 | 2027-28 | 2028-29 | 2029-30 | 2030-31 | 2031-32 | 2032-33 | 2033-34 | 2034-35 | 2035-36 | 2036-37 | 2037-38 | 2038-39 | 2039-40 | 2040-41 | 2041-42 | 2042-43 | 2043-44 | 2044-45 | 2045-46 | 2046-47 | 2047-48 | 2048-49 | 2049-50
QLD1 | Black Coal | 0 | 0 | 0 | -145787.7371 | -139110.3889 | -137395.5971 | -15115.2952 | -112723.5374 | -114525.2485 | -109279.8173 | 278882.9771 | 61374.4485 | 54947.0207 | -100308.0902 | -53136.6551 | -38678.1185 | -15836.709 | -15111.3635 | -14457.8162 | -13757.0496 | 226708.4863 | -12525.7209 | -7189.0593 | -6840.5871 | -5805.2878 | 0 | 0 | 0 | 0
QLD1 | Brown Coal | 0 | 0 | 0 | 0 | 0 | 0 | 0 | 0 | 0 | 0 | 0 | 0 | 0 | 0 | 0 | 0 | 0 | 0 | 0 | 0 | 0 | 0 | 0 | 0 | 0 | 0 | 0 | 0 | 0
QLD1 | CCGT | 3.8228e-05 | 3.6477e-05 | 3.7112e-05 | 4.668e-05 | 4.4542e-05 | 4.2502e-05 | 4.2518e-05 | 4.2052e-05 | 4.391e-05 | 4.4641e-05 | 4.8382e-05 | 6.0413e-05 | 5.7646e-05 | 5.5005e-05 | 5.2626e-05 | 5.0076e-05 | 4.9333e-05 | 4.7073e-05 | 6.8317e-05 | 6.5006e-05 | 6.2028e-05 | 6.1903e-05 | 5.9226e-05 | 5.6355e-05 | 5.3774e-05 | 5.1311e-05 | 4.9092e-05 | 4.6713e-05 | 4.4573e-05
QLD1 | Gas - Steam | 0 | 0 | 0 | 0 | 0 | 0 | 0 | 0 | 0 | 0 | 0 | 0 | 0 | 0 | 0 | 0 | 0 | 0 | 0 | 0 | 0 | 0 | 0 | 0 | 0 | 0 | 0 | 0 | 0
QLD1 | OCGT / Diesel | 0.00013356 | 0.00013345 | 0.00013039 | 0.00012407 | 0.00011839 | 0.00011297 | 0.00010808 | 0.00010949 | 0.0001073 | 0.00010966 | 0.00011964 | 0.00016128 | 0.00015389 | 0.00014684 | 0.00014049 | 0.00013649 | 0.00013151 | 0.00012549 | 1574.7511 | 1498.4233 | 1429.7932 | 1364.3065 | 1305.302 | 1242.0343 | 2477.111 | 6587.8286 | 6302.9134 | 16568.6511 | 15809.7815
QLD1 | Hydro | 0 | 0 | 0 | 0 | 0 | 0 | 0 | 0 | 0 | 0 | 0 | 0 | 0 | 0 | 0 | 0 | 0 | 0 | 0 | 0 | 0 | 0 | 0 | 0 | 0 | 0 | 0 | 0 | 0
QLD1 | Wind | 82180.754 | 78416.75 | 75025.3253 | 101399.169 | 96754.9322 | 92323.4086 | 88330.5384 | 105586.2377 | 100750.2268 | 96135.7126 | 95777.1373 | 92783.0964 | 106767.1482 | 102042.0631 | 103680.6203 | 102849.3192 | 106746.5678 | 101857.4136 | 97452.2098 | 92728.7266 | 98200.5465 | 109149.964 | 104429.3663 | 103202.5617 | 102241.5986 | 98261.2789 | 94011.6031 | 97716.5171 | 106176.3359
QLD1 | Solar PV | 0.00043872 | 0.00071318 | 0.00077002 | 0.0009895 | 0.00094418 | 0.00090093 | 0.00092668 | 0.001056 | 0.0010737 | 0.0014955 | 5509.0031 | 11040.6926 | 15382.0234 | 14677.5033 | 14042.7198 | 13362.0729 | 28128.3876 | 27659.4845 | 29496.1138 | 30971.0997 | 35802.5184 | 47253.6856 | 45210.0235 | 43018.7054 | 41048.3839 | 67359.3005 | 64446.0961 | 61322.4106 | 73681.544
QLD1 | Grid Battery | 0.00022509 | 0.00021478 | 0.00020549 | 0.00019553 | 0.00021513 | 0.00020528 | 0.00025868 | 0.00069303 | 0.00066129 | 0.000631 | 0.00092156 | 4178.7966 | 3987.4014 | 3804.7723 | 3640.2207 | 3463.7802 | 3689.3446 | 3520.367 | 3368.1156 | 3204.8639 | 7540.7684 | 8573.1075 | 8202.3314 | 10304.8873 | 9832.9077 | 30605.0325 | 29281.4036 | 34692.4081 | 38689.6096
QLD1 | Pumped Hydro | 0 | 0 | 0.00021104 | 0.00025606 | 0.00027291 | 0.00028619 | 0.00029698 | 0.00081105 | 0.00077391 | 0.00073846 | 0.00084352 | 4116.2749 | 7772.588 | 7416.5916 | 7095.8334 | 6751.9002 | 15936.5637 | 15206.6447 | 15748.0396 | 14984.7363 | 14667.9129 | 18259.7378 | 17470.0272 | 16623.2596 | 15861.8889 | 15135.3902 | 14480.8037 | 13778.9229 | 13147.8272
QLD1 | VPP | 0 | 0 | 0 | 0 | 0 | 0 | 0 | 0 | 0 | 0 | 0 | 0 | 0 | 0 | 0 | 0 | 0 | 0 | 0 | 0 | 0 | 0 | 0 | 0 | 0 | 0 | 0 | 0 | 0
Total excluding storage |  | 82180.7546 | 78416.7509 | 75025.3262 | -44388.5669 | -42355.4556 | -45072.1874 | 73215.2443 | -7137.2985 | -13775.0205 | -13144.103 | 380169.1177 | 165198.2378 | 177096.1926 | 16411.4764 | 64586.6852 | 77533.2737 | 119038.2466 | 114405.5348 | 114065.2585 | 111441.2 | 362141.3444 | 145242.2352 | 143755.6326 | 140622.7144 | 139961.8057 | 172208.4081 | 164760.6126 | 175607.5788 | 195667.6615
Region | Technology | 2021-22 | 2022-23 | 2023-24 | 2024-25 | 2025-26 | 2026-27 | 2027-28 | 2028-29 | 2029-30 | 2030-31 | 2031-32 | 2032-33 | 2033-34 | 2034-35 | 2035-36 | 2036-37 | 2037-38 | 2038-39 | 2039-40 | 2040-41 | 2041-42 | 2042-43 | 2043-44 | 2044-45 | 2045-46 | 2046-47 | 2047-48 | 2048-49 | 2049-50
VIC1 | Black Coal | 0 | 0 | 0 | 0 | 0 | 0 | 0 | 0 | 0 | 0 | 0 | 0 | 0 | 0 | 0 | 0 | 0 | 0 | 0 | 0 | 0 | 0 | 0 | 0 | 0 | 0 | 0 | 0 | 0
VIC1 | Brown Coal | 0 | 0 | 0 | -301589.1188 | -287775.8774 | -309722.2764 | -468377.9325 | -445675.8986 | -391742.1447 | -341813.933 | -294242.5446 | -248781.5603 | -237386.985 | -226514.2985 | -216717.8421 | -206213.5846 | -196768.6052 | -187756.3636 | -179636.1556 | -170929.2378 | -163100.4177 | -155630.1695 | -148899.3618 | -141682.2485 | -135192.9852 | -129000.94 | -88405.2885 | 0 | 0
VIC1 | CCGT | 3.3619e-05 | 3.2079e-05 | 3.1678e-05 | 4.6714e-05 | 4.4574e-05 | 4.3347e-05 | 4.4129e-05 | 4.2856e-05 | 4.3825e-05 | 4.3065e-05 | 4.1203e-05 | 4.9565e-05 | 4.7295e-05 | 4.5128e-05 | 4.3177e-05 | 4.1084e-05 | 4.4058e-05 | 4.204e-05 | 4.9256e-05 | 4.6868e-05 | 7.2768e-05 | 6.9435e-05 | 7.4884e-05 | 7.1255e-05 | 6.7991e-05 | 0.0001366 | 0.00013069 | 0.00012473 | 0.00011901
VIC1 | Gas - Steam | 0 | 0 | 0 | 0 | 0 | 0 | 0 | 0 | 0 | 0 | 0 | 0 | 0 | 0 | 0 | 0 | 0 | 0 | 0 | 0 | 0 | 0 | 0 | 0 | 0 | 0 | 0 | 0 | 0
VIC1 | OCGT / Diesel | 0.00012883 | 0.00012739 | 0.00012188 | 0.00011597 | 0.00011066 | 0.00010559 | 0.00010103 | 9.8797e-05 | 9.8214e-05 | 9.8898e-05 | 9.9617e-05 | 0.00023256 | 0.00022191 | 0.00021174 | 0.00040779 | 0.00038802 | 0.00037473 | 0.00035757 | 0.00039744 | 0.00037817 | 245.8718 | 234.6105 | 224.4639 | 2099.7072 | 2003.5374 | 1911.7723 | 1829.0906 | 2236.7345 | 2626.7345
VIC1 | Hydro | 0 | 0 | 0 | 0 | 0 | 0 | 0 | 0 | 0 | 0 | 0 | 0 | 0 | 0 | 0 | 0 | 0 | 0 | 0 | 0 | 0 | 0 | 0 | 0 | 0 | 0 | 0 | 0 | 0
VIC1 | Wind | 0.0032038 | 0.003092 | 0.0031668 | 19054.3956 | 18502.4819 | 19411.2628 | 50289.2965 | 57136.6767 | 54519.7297 | 52022.6431 | 49772.7316 | 50312.4211 | 48008.0364 | 63288.8581 | 60551.6952 | 60983.6863 | 77040.6734 | 82034.8843 | 83391.779 | 80334.2284 | 83582.1207 | 82345.7534 | 78784.4038 | 74965.7443 | 74313.699 | 70910.0182 | 67843.2498 | 64554.9051 | 61598.1919
VIC1 | Solar PV | 0.00013367 | 0.00017448 | 0.00018766 | 0.00052017 | 0.00049634 | 0.00048637 | 0.001557 | 0.0014834 | 0.0016677 | 1411.9668 | 14245.7229 | 22633.0962 | 21596.4659 | 20607.3148 | 19716.0745 | 18760.4415 | 19431.2777 | 18541.2955 | 17739.408 | 16879.5835 | 23076.1996 | 22774.7802 | 21789.7998 | 20733.6539 | 22264.2628 | 26309.832 | 25171.9651 | 24141.04 | 26586.3289
VIC1 | Grid Battery | 0.00020948 | 0.00021822 | 0.00020878 | 0.00019866 | 0.00020804 | 0.00021016 | 0.00022106 | 0.00024323 | 0.00040664 | 0.00046589 | 0.00047541 | 0.0033203 | 0.0031682 | 0.0030231 | 0.0033505 | 0.0031881 | 0.0030433 | 0.0029039 | 0.0049008 | 0.0046632 | 0.0082934 | 0.0079135 | 0.0075713 | 0.0072053 | 0.006876 | 1247.2775 | 1193.3343 | 2224.5938 | 2123.6455
VIC1 | Pumped Hydro | 0 | 0 | 0.00023754 | 0.00043317 | 0.00041333 | 0.0004506 | 0.00043111 | 0.00041022 | 0.00049715 | 0.00064744 | 0.0010112 | 5569.3484 | 5314.2638 | 5070.8624 | 8734.1654 | 8310.8227 | 8895.0458 | 8487.6391 | 8120.5595 | 7726.9581 | 13845.9133 | 13211.7493 | 12640.3579 | 12027.683 | 11476.7968 | 10951.142 | 10477.5189 | 9969.6763 | 9513.0499
VIC1 | VPP | 0 | 0 | 0 | 0 | 0 | 0 | 0 | 0 | 0 | 0 | 0 | 0 | 0 | 0 | 0 | 0 | 0 | 0 | 0 | 0 | 0 | 0 | 0 | 0 | 0 | 0 | 0 | 0 | 0
Total excluding storage |  | 0.0034999 | 0.003426 | 0.0035081 | -282534.7224 | -269273.3948 | -290311.013 | -418088.6343 | -388539.2202 | -337222.4132 | -288379.3229 | -230224.09 | -175836.0427 | -167782.4824 | -142618.1254 | -136450.0719 | -126469.4564 | -100296.6537 | -87180.1835 | -78504.9681 | -73715.4255 | -56196.2255 | -50275.0254 | -48100.6942 | -43883.1431 | -36611.4859 | -29869.3173 | 6439.017 | 90932.6798 | 90811.2554
Region | Technology | 2021-22 | 2022-23 | 2023-24 | 2024-25 | 2025-26 | 2026-27 | 2027-28 | 2028-29 | 2029-30 | 2030-31 | 2031-32 | 2032-33 | 2033-34 | 2034-35 | 2035-36 | 2036-37 | 2037-38 | 2038-39 | 2039-40 | 2040-41 | 2041-42 | 2042-43 | 2043-44 | 2044-45 | 2045-46 | 2046-47 | 2047-48 | 2048-49 | 2049-50
SA1 | Black Coal | 0 | 0 | 0 | 0 | 0 | 0 | 0 | 0 | 0 | 0 | 0 | 0 | 0 | 0 | 0 | 0 | 0 | 0 | 0 | 0 | 0 | 0 | 0 | 0 | 0 | 0 | 0 | 0 | 0
SA1 | Brown Coal | 0 | 0 | 0 | 0 | 0 | 0 | 0 | 0 | 0 | 0 | 0 | 0 | 0 | 0 | 0 | 0 | 0 | 0 | 0 | 0 | 0 | 0 | 0 | 0 | 0 | 0 | 0 | 0 | 0
SA1 | CCGT | 3.3237e-05 | 3.1714e-05 | 3.8163e-05 | 4.1616e-05 | 3.971e-05 | 3.7891e-05 | 3.6252e-05 | 3.4495e-05 | 3.4592e-05 | 3.5054e-05 | 3.4188e-05 | 4.87e-05 | 4.6469e-05 | 4.4341e-05 | 4.2423e-05 | 4.0367e-05 | 5.3291e-05 | 5.085e-05 | 5.2501e-05 | 4.9957e-05 | 6.3748e-05 | 6.0829e-05 | 6.5931e-05 | 6.2735e-05 | 5.9862e-05 | 7.4689e-05 | 7.1458e-05 | 6.7995e-05 | 6.4881e-05
SA1 | Gas - Steam | 0 | 0 | 0 | 0 | 0 | 0 | 0 | 0 | 0 | 0 | 0 | 0 | 0 | 0 | 0 | 0 | 0 | 0 | 0 | 0 | 0 | 0 | 0 | 0 | 0 | 0 | 0 | 0 | 0
SA1 | OCGT / Diesel | 0.00012865 | 0.00012722 | 0.00012172 | 0.00011582 | 0.00011052 | 0.00010545 | 0.00010089 | 9.7961e-05 | 9.7652e-05 | 9.8573e-05 | 9.9361e-05 | 0.0002273 | 0.00021689 | 0.00020695 | 0.00077427 | 0.00073674 | 521.0702 | 497.2044 | 475.7009 | 452.6438 | 2295.8072 | 2190.6558 | 2684.307 | 2567.4339 | 2449.8415 | 2337.635 | 2236.5352 | 2128.131 | 2030.6593
SA1 | Hydro | 0 | 0 | 0 | 0 | 0 | 0 | 0 | 0 | 0 | 0 | 0 | 0 | 0 | 0 | 0 | 0 | 0 | 0 | 0 | 0 | 0 | 0 | 0 | 0 | 0 | 0 | 0 | 0 | 0
SA1 | Wind | 0.028742 | 0.027425 | 4703.5829 | 21069.3814 | 20104.3716 | 19183.5621 | 20914.4951 | 32791.193 | 31289.3068 | 29856.2096 | 28564.9664 | 37402.8487 | 35689.7411 | 34055.0966 | 34297.1801 | 32634.8086 | 31162.0078 | 31192.6278 | 33591.7592 | 32225.6558 | 35835.8742 | 35229.3544 | 38193.0521 | 36341.848 | 34677.3359 | 41273.5871 | 39488.5568 | 37574.5567 | 35853.5846
SA1 | Solar PV | 0.00046742 | 0.00075165 | 0.00092173 | 0.001349 | 0.0012991 | 0.0012428 | 0.002306 | 0.0021962 | 0.002215 | 0.0047044 | 464.8692 | 442.3371 | 2057.151 | 1962.9303 | 1878.0361 | 3142.6286 | 6868.6475 | 6554.053 | 6381.6245 | 6710.8218 | 6403.4559 | 6110.1681 | 7279.5329 | 6926.6959 | 6609.4426 | 6306.7201 | 6033.9624 | 5741.4978 | 5478.5286
SA1 | Grid Battery | 0.00022664 | 0.00023322 | 0.00022314 | 0.00021232 | 0.0002026 | 0.00020745 | 0.00022882 | 0.00025567 | 0.00051276 | 0.00050651 | 0.00048787 | 0.0075296 | 0.0071848 | 0.0068557 | 3567.229 | 3394.3264 | 4217.0917 | 4023.9424 | 3849.912 | 3663.3078 | 5299.3386 | 5056.6208 | 4837.9283 | 5580.2794 | 5324.6941 | 5080.815 | 4861.0762 | 4625.4611 | 4413.6079
SA1 | Pumped Hydro | 0 | 0 | 0.00018584 | 0.0001806 | 0.00017233 | 0.00018346 | 0.00017553 | 0.00016918 | 0.00018182 | 0.00019212 | 0.00020132 | 0.00042751 | 0.00040793 | 0.00038925 | 0.00044468 | 0.00042312 | 0.00054272 | 0.00051787 | 0.00049547 | 0.00047145 | 0.00060147 | 0.00057392 | 0.0005491 | 0.00079566 | 0.00075921 | 0.00072444 | 0.00069311 | 0.00065951 | 0.00062931
SA1 | VPP | 0 | 0 | 0 | 0 | 0 | 0 | 0 | 0 | 0 | 0 | 0 | 0 | 0 | 0 | 0 | 0 | 0 | 0 | 0 | 0 | 0 | 0 | 0 | 0 | 0 | 0 | 0 | 0 | 0
Total excluding storage |  | 0.029371 | 0.028336 | 4703.584 | 21069.3829 | 20104.373 | 19183.5635 | 20914.4976 | 32791.1953 | 31289.3091 | 29856.2144 | 29029.8357 | 37845.1861 | 37746.8923 | 36018.0271 | 36175.217 | 35777.438 | 38551.7256 | 38243.8852 | 40449.0846 | 39389.1215 | 44535.1374 | 43530.1783 | 48156.8922 | 45835.9778 | 43736.6201 | 49917.9422 | 47759.0545 | 45444.1855 | 43362.7725
Region | Technology | 2021-22 | 2022-23 | 2023-24 | 2024-25 | 2025-26 | 2026-27 | 2027-28 | 2028-29 | 2029-30 | 2030-31 | 2031-32 | 2032-33 | 2033-34 | 2034-35 | 2035-36 | 2036-37 | 2037-38 | 2038-39 | 2039-40 | 2040-41 | 2041-42 | 2042-43 | 2043-44 | 2044-45 | 2045-46 | 2046-47 | 2047-48 | 2048-49 | 2049-50
TAS1 | Black Coal | 0 | 0 | 0 | 0 | 0 | 0 | 0 | 0 | 0 | 0 | 0 | 0 | 0 | 0 | 0 | 0 | 0 | 0 | 0 | 0 | 0 | 0 | 0 | 0 | 0 | 0 | 0 | 0 | 0
TAS1 | Brown Coal | 0 | 0 | 0 | 0 | 0 | 0 | 0 | 0 | 0 | 0 | 0 | 0 | 0 | 0 | 0 | 0 | 0 | 0 | 0 | 0 | 0 | 0 | 0 | 0 | 0 | 0 | 0 | 0 | 0
TAS1 | CCGT | 2.8949e-05 | 2.7623e-05 | 2.6428e-05 | 2.5147e-05 | 2.3996e-05 | 2.2896e-05 | 2.5384e-05 | 2.5967e-05 | 2.5863e-05 | 2.5992e-05 | 2.4867e-05 | 2.9379e-05 | 2.8034e-05 | 2.675e-05 | 2.5593e-05 | 2.4352e-05 | 2.4916e-05 | 2.3775e-05 | 2.8883e-05 | 2.7483e-05 | 2.8544e-05 | 2.7237e-05 | 2.6059e-05 | 2.4796e-05 | 2.366e-05 | 3.0201e-05 | 2.8895e-05 | 3.1425e-05 | 2.9986e-05
TAS1 | Gas - Steam | 0 | 0 | 0 | 0 | 0 | 0 | 0 | 0 | 0 | 0 | 0 | 0 | 0 | 0 | 0 | 0 | 0 | 0 | 0 | 0 | 0 | 0 | 0 | 0 | 0 | 0 | 0 | 0 | 0
TAS1 | OCGT / Diesel | 0.00013012 | 0.00012545 | 0.00012002 | 0.00011421 | 0.00010898 | 0.00010399 | 9.9488e-05 | 9.7731e-05 | 9.7884e-05 | 9.8459e-05 | 9.8909e-05 | 0.00013115 | 0.00012514 | 0.00011941 | 0.00011425 | 0.00010871 | 0.00010685 | 0.00010196 | 0.00016482 | 0.00015683 | 0.00014964 | 0.00014279 | 0.00013661 | 0.00013481 | 0.00012864 | 0.00012275 | 0.00011744 | 0.00012721 | 0.00012567
TAS1 | Hydro | 0 | 0 | 0 | 0 | 0 | 0 | 0 | 0 | 0 | 0 | 0 | 0 | 0 | 0 | 0 | 0 | 0 | 0 | 0 | 0 | 0 | 0 | 0 | 0 | 0 | 0 | 0 | 0 | 0
TAS1 | Wind | 8461.4474 | 8073.9002 | 16417.4311 | 15621.6825 | 14906.1856 | 14223.4595 | 25990.7024 | 24730.9398 | 38287.1216 | 36533.513 | 34953.4848 | 35814.4241 | 34174.0688 | 32608.8443 | 31198.5531 | 30069.4898 | 29854.8615 | 28751.9629 | 28393.0412 | 27016.8379 | 29094.4399 | 28586.0772 | 27349.7656 | 26024.1295 | 24832.1847 | 26503.9487 | 26541.2415 | 25254.7944 | 24098.0863
TAS1 | Solar PV | 5.6322e-05 | 8.5608e-05 | 9.3626e-05 | 8.9088e-05 | 8.5008e-05 | 8.1114e-05 | 7.7606e-05 | 7.3845e-05 | 0.00014804 | 0.00018922 | 0.00021006 | 0.00020146 | 0.00019223 | 0.00018342 | 0.00017549 | 0.00016795 | 0.00017096 | 0.00016873 | 0.00018426 | 0.00018537 | 0.00022475 | 0.00026119 | 0.00024989 | 0.00023778 | 0.00023446 | 0.00031204 | 0.00029855 | 0.00032249 | 0.00030771
TAS1 | Grid Battery | 0.0002109 | 0.00020124 | 0.00019254 | 0.00018321 | 0.00017955 | 0.00017972 | 0.00020039 | 0.00022956 | 0.00036791 | 0.00039282 | 0.00037907 | 0.00057588 | 0.00054951 | 0.00052434 | 0.00050166 | 0.00047889 | 0.00047578 | 0.00047719 | 0.00077159 | 0.00073419 | 0.00079275 | 0.00075644 | 0.00072372 | 0.00068865 | 0.00070484 | 0.00079069 | 0.00075744 | 0.00078343 | 0.00079772
TAS1 | Pumped Hydro | 0 | 0 | 0.00054738 | 0.00052499 | 0.00052528 | 0.00055988 | 0.00068389 | 0.00072999 | 2035.4962 | 2371.8361 | 2508.7312 | 7027.1246 | 6705.2715 | 6398.1598 | 6121.4475 | 5824.7426 | 5708.1147 | 5446.6743 | 6216.6756 | 5915.355 | 5882.697 | 5613.2605 | 5370.4941 | 5110.1877 | 4876.1333 | 4652.7991 | 4451.5714 | 4235.8049 | 4041.7986
TAS1 | VPP | 0 | 0 | 0 | 0 | 0 | 0 | 0 | 0 | 0 | 0 | 0 | 0 | 0 | 0 | 0 | 0 | 0 | 0 | 0 | 0 | 0 | 0 | 0 | 0 | 0 | 0 | 0 | 0 | 0
Total excluding storage |  | 8461.4476 | 8073.9005 | 16417.4314 | 15621.6827 | 14906.1858 | 14223.4597 | 25990.7026 | 24730.94 | 38287.1219 | 36533.5133 | 34953.4851 | 35814.4245 | 34174.0692 | 32608.8446 | 31198.5534 | 30069.4901 | 29854.8618 | 28751.9632 | 28393.0416 | 27016.8383 | 29094.4403 | 28586.0776 | 27349.766 | 26024.1299 | 24832.1851 | 26503.9492 | 26541.2419 | 25254.7949 | 24098.0867

## Marinus_Fuel Cost
Fuel cost by technology ($000s) - Marinus Link, Central High Electrification Sensitivity
Fuel | Real June 2020 dollars discounted to 1 July 2020
Explicitly modelled generation
Region | Technology | 2021-22 | 2022-23 | 2023-24 | 2024-25 | 2025-26 | 2026-27 | 2027-28 | 2028-29 | 2029-30 | 2030-31 | 2031-32 | 2032-33 | 2033-34 | 2034-35 | 2035-36 | 2036-37 | 2037-38 | 2038-39 | 2039-40 | 2040-41 | 2041-42 | 2042-43 | 2043-44 | 2044-45 | 2045-46 | 2046-47 | 2047-48 | 2048-49 | 2049-50
NEM | Black Coal | 1486090.0598 | 1328647.1352 | 1245967.0794 | 1012481.2225 | 902002.8138 | 827397.1592 | 782143.5745 | 781969.8814 | 672173.8874 | 624210.301 | 550897.7469 | 332059.4108 | 328705.7239 | 279784.3264 | 219133.9658 | 210616.6253 | 193226.5885 | 180640.2913 | 163000.3896 | 152563.0775 | 120650.3108 | 79977.2371 | 67558.6295 | 49323.654 | 34137.2335 | 31957.0245 | 30239.0793 | 26645.794 | 23699.1452
NEM | Brown Coal | 211552.7671 | 177039.4871 | 179374.598 | 87379.4956 | 85651.7481 | 69561.1976 | 0.029506 | 0.021429 | 0.019989 | 0.018546 | 0.016074 | 0.015166 | 0.015206 | 0.013084 | 0.012372 | 0.011305 | 0.0095303 | 0.010064 | 0.0083742 | 0.0063294 | 0.0078846 | 0.0086931 | 0.0080442 | 0.0069556 | 0.0064582 | 0.007826 | 0.0013531 | 0 | 0
NEM | CCGT | 185445.8618 | 177286.0731 | 135451.183 | 184738.5382 | 213076.2466 | 169978.2787 | 155425.4367 | 147210.7221 | 150591.9173 | 159769.8066 | 187923.2696 | 229133.6555 | 259844.2379 | 235474.1505 | 165405.028 | 141587.7518 | 138284.1882 | 133704.1971 | 112885.388 | 121550.5665 | 120176.2901 | 128940.5795 | 73177.8701 | 72087.6863 | 40975.1844 | 30782.2445 | 29621.875 | 28299.2439 | 27172.9924
NEM | Gas - Steam | 85985.914 | 82700.7327 | 77393.9643 | 18244.9877 | 16743.5938 | 18552.1082 | 13860.4686 | 14925.8236 | 10958.2816 | 12190.0705 | 14885.025 | 25386.6221 | 25673.2436 | 42382.953 | 10305.5835 | 10963.2605 | 22471.5898 | 17132.8935 | 3351.8545 | 4499.3335 | 4017.76 | 5181.6015 | 3613.4285 | 3742.7292 | 4239.326 | 0 | 0 | 0 | 0
NEM | OCGT / Diesel | 4789.5446 | 1996.0533 | 8971.5319 | 20945.8089 | 14108.4932 | 16300.4342 | 11015.9811 | 17668.6647 | 9745.8997 | 17030.4859 | 23844.3849 | 41003.4846 | 31237.0627 | 43509.1587 | 43017.9011 | 47370.9086 | 98881.8207 | 46087.0465 | 142662.7088 | 236898.6142 | 209150.3918 | 238337.7321 | 394163.0864 | 251334.0282 | 276021.2248 | 474248.1739 | 451667.3654 | 524969.1413 | 507542.7775
NEM | Hydro | 0 | 0 | 0 | 0 | 0 | 0 | 0 | 0 | 0 | 0 | 0 | 0 | 0 | 0 | 0 | 0 | 0 | 0 | 0 | 0 | 0 | 0 | 0 | 0 | 0 | 0 | 0 | 0 | 0
NEM | Wind | 0 | 0 | 0 | 0 | 0 | 0 | 0 | 0 | 0 | 0 | 0 | 0 | 0 | 0 | 0 | 0 | 0 | 0 | 0 | 0 | 0 | 0 | 0 | 0 | 0 | 0 | 0 | 0 | 0
NEM | Solar PV | 0 | 0 | 0 | 0 | 0 | 0 | 0 | 0 | 0 | 0 | 0 | 0 | 0 | 0 | 0 | 0 | 0 | 0 | 0 | 0 | 0 | 0 | 0 | 0 | 0 | 0 | 0 | 0 | 0
NEM | Grid Battery | 0 | 0 | 0 | 0 | 0 | 0 | 0 | 0 | 0 | 0 | 0 | 0 | 0 | 0 | 0 | 0 | 0 | 0 | 0 | 0 | 0 | 0 | 0 | 0 | 0 | 0 | 0 | 0 | 0
NEM | Pumped Hydro | 0 | 0 | 0 | 0 | 0 | 0 | 0 | 0 | 0 | 0 | 0 | 0 | 0 | 0 | 0 | 0 | 0 | 0 | 0 | 0 | 0 | 0 | 0 | 0 | 0 | 0 | 0 | 0 | 0
NEM | VPP | 0 | 0 | 0 | 0 | 0 | 0 | 0 | 0 | 0 | 0 | 0 | 0 | 0 | 0 | 0 | 0 | 0 | 0 | 0 | 0 | 0 | 0 | 0 | 0 | 0 | 0 | 0 | 0 | 0
Total excluding storage |  | 1973864.1473 | 1767669.4814 | 1647158.3565 | 1323790.0529 | 1231582.8956 | 1101789.178 | 962445.4904 | 961775.1132 | 843470.006 | 813200.6825 | 777550.4426 | 627583.1881 | 645460.2832 | 601150.6016 | 437862.4908 | 410538.5575 | 452864.1967 | 377564.4384 | 421900.3494 | 515511.5981 | 453994.7606 | 452437.1589 | 538513.0225 | 376488.1046 | 355372.9752 | 536987.4507 | 511528.3211 | 579914.1791 | 558414.915
Region | Technology | 2021-22 | 2022-23 | 2023-24 | 2024-25 | 2025-26 | 2026-27 | 2027-28 | 2028-29 | 2029-30 | 2030-31 | 2031-32 | 2032-33 | 2033-34 | 2034-35 | 2035-36 | 2036-37 | 2037-38 | 2038-39 | 2039-40 | 2040-41 | 2041-42 | 2042-43 | 2043-44 | 2044-45 | 2045-46 | 2046-47 | 2047-48 | 2048-49 | 2049-50
NSW1 | Black Coal | 853364.0011 | 747161.7247 | 675543.066 | 641376.5882 | 557611.4113 | 491939.382 | 479158.8783 | 497638.7819 | 414444.397 | 384214.8569 | 330733.9363 | 109525.9283 | 131848.107 | 111333.4923 | 62908.1342 | 74253.8817 | 74369.4274 | 67663.6863 | 61199.1523 | 51083.706 | 28508.1576 | 0 | 0 | 0 | 0 | 0 | 0 | 0 | 0
NSW1 | Brown Coal | 0 | 0 | 0 | 0 | 0 | 0 | 0 | 0 | 0 | 0 | 0 | 0 | 0 | 0 | 0 | 0 | 0 | 0 | 0 | 0 | 0 | 0 | 0 | 0 | 0 | 0 | 0 | 0 | 0
NSW1 | CCGT | 2321.1971 | 2212.4354 | 6431.7224 | 14755.2107 | 18256.6823 | 6206.3101 | 9698.5914 | 9772.265 | 10967.21 | 15779.9783 | 25627.1888 | 47645.4593 | 53549.9203 | 51629.3685 | 24923.0975 | 26383.3785 | 40150.8945 | 42712.9157 | 38005.2198 | 38840.1746 | 41034.0938 | 40774.9528 | 3426.4695 | 0.0036661 | 0.0035689 | 0.0092418 | 0.0086262 | 0.0080188 | 0.0074293
NSW1 | Gas - Steam | 0 | 0 | 0 | 0 | 0 | 0 | 0 | 0 | 0 | 0 | 0 | 0 | 0 | 0 | 0 | 0 | 0 | 0 | 0 | 0 | 0 | 0 | 0 | 0 | 0 | 0 | 0 | 0 | 0
NSW1 | OCGT / Diesel | 0.0023333 | 0.0023115 | 1062.2833 | 5113.3973 | 1107.5119 | 1656.1353 | 1153.6394 | 2058.4071 | 1514.9675 | 2332.8364 | 1908.5473 | 6364.02 | 5361.0203 | 11094.3259 | 14228.187 | 14880.4987 | 30117.518 | 8684.1276 | 58907.8288 | 122030.1529 | 88555.4968 | 103942.3897 | 215624.5345 | 120733.1599 | 116409.6297 | 242225.0653 | 289093.431 | 311318.7727 | 295126.9021
NSW1 | Hydro | 0 | 0 | 0 | 0 | 0 | 0 | 0 | 0 | 0 | 0 | 0 | 0 | 0 | 0 | 0 | 0 | 0 | 0 | 0 | 0 | 0 | 0 | 0 | 0 | 0 | 0 | 0 | 0 | 0
NSW1 | Wind | 0 | 0 | 0 | 0 | 0 | 0 | 0 | 0 | 0 | 0 | 0 | 0 | 0 | 0 | 0 | 0 | 0 | 0 | 0 | 0 | 0 | 0 | 0 | 0 | 0 | 0 | 0 | 0 | 0
NSW1 | Solar PV | 0 | 0 | 0 | 0 | 0 | 0 | 0 | 0 | 0 | 0 | 0 | 0 | 0 | 0 | 0 | 0 | 0 | 0 | 0 | 0 | 0 | 0 | 0 | 0 | 0 | 0 | 0 | 0 | 0
NSW1 | Grid Battery | 0 | 0 | 0 | 0 | 0 | 0 | 0 | 0 | 0 | 0 | 0 | 0 | 0 | 0 | 0 | 0 | 0 | 0 | 0 | 0 | 0 | 0 | 0 | 0 | 0 | 0 | 0 | 0 | 0
NSW1 | Pumped Hydro | 0 | 0 | 0 | 0 | 0 | 0 | 0 | 0 | 0 | 0 | 0 | 0 | 0 | 0 | 0 | 0 | 0 | 0 | 0 | 0 | 0 | 0 | 0 | 0 | 0 | 0 | 0 | 0 | 0
NSW1 | VPP | 0 | 0 | 0 | 0 | 0 | 0 | 0 | 0 | 0 | 0 | 0 | 0 | 0 | 0 | 0 | 0 | 0 | 0 | 0 | 0 | 0 | 0 | 0 | 0 | 0 | 0 | 0 | 0 | 0
Total excluding storage |  | 855685.2006 | 749374.1624 | 683037.0716 | 661245.1961 | 576975.6055 | 499801.8274 | 490011.1091 | 509469.454 | 426926.5745 | 402327.6715 | 358269.6723 | 163535.4076 | 190759.0476 | 174057.1867 | 102059.4186 | 115517.7589 | 144637.8399 | 119060.7296 | 158112.2009 | 211954.0335 | 158097.7483 | 144717.3424 | 219051.004 | 120733.1636 | 116409.6332 | 242225.0745 | 289093.4396 | 311318.7807 | 295126.9095
Region | Technology | 2021-22 | 2022-23 | 2023-24 | 2024-25 | 2025-26 | 2026-27 | 2027-28 | 2028-29 | 2029-30 | 2030-31 | 2031-32 | 2032-33 | 2033-34 | 2034-35 | 2035-36 | 2036-37 | 2037-38 | 2038-39 | 2039-40 | 2040-41 | 2041-42 | 2042-43 | 2043-44 | 2044-45 | 2045-46 | 2046-47 | 2047-48 | 2048-49 | 2049-50
QLD1 | Black Coal | 632726.0587 | 581485.4105 | 570424.0134 | 371104.6344 | 344391.4024 | 335457.7772 | 302984.6963 | 284331.0994 | 257729.4904 | 239995.4442 | 220163.8106 | 222533.4824 | 196857.6169 | 168450.834 | 156225.8316 | 136362.7436 | 118857.1611 | 112976.605 | 101801.2373 | 101479.3715 | 92142.1532 | 79977.2371 | 67558.6295 | 49323.654 | 34137.2335 | 31957.0245 | 30239.0793 | 26645.794 | 23699.1452
QLD1 | Brown Coal | 0 | 0 | 0 | 0 | 0 | 0 | 0 | 0 | 0 | 0 | 0 | 0 | 0 | 0 | 0 | 0 | 0 | 0 | 0 | 0 | 0 | 0 | 0 | 0 | 0 | 0 | 0 | 0 | 0
QLD1 | CCGT | 90097.0285 | 87641.2256 | 92180.3442 | 131376.8622 | 143346.8391 | 122292.4756 | 118566.7921 | 111268.8721 | 114714.2581 | 120180.4051 | 134878.5038 | 141336.3777 | 159287.2472 | 134977.196 | 114236.2869 | 89089.8818 | 98133.2873 | 90991.2752 | 74880.1614 | 82710.3853 | 79142.1877 | 88165.6183 | 69751.3916 | 72087.6745 | 40975.173 | 30782.2219 | 29621.8538 | 28299.2236 | 27172.9735
QLD1 | Gas - Steam | 2274.3678 | 2224.7435 | 4281.8665 | 4346.748 | 4345.3925 | 4173.603 | 3834.2025 | 3542.8728 | 3424.4892 | 3451.5492 | 3464.4058 | 3327.2242 | 4784.0775 | 3815.41 | 2737.536 | 3085.6085 | 3606.2238 | 3600.4825 | 3351.8545 | 4499.3335 | 4017.76 | 5181.6015 | 3613.4285 | 3742.7292 | 4239.326 | 0 | 0 | 0 | 0
QLD1 | OCGT / Diesel | 0.0039061 | 0.003825 | 0.0038234 | 6232.8784 | 3001.9526 | 2854.2971 | 3846.1951 | 8655.8656 | 5826.6031 | 9022.6792 | 15809.2637 | 20476.6946 | 13662.9684 | 11077.4138 | 11548.5176 | 17253.1378 | 27423.2012 | 12478.9352 | 33104.2486 | 43644.6773 | 45196.5467 | 59325.2413 | 40147.9865 | 49525.7661 | 79476.1279 | 115596.0545 | 75442.0983 | 81225.5179 | 49751.6294
QLD1 | Hydro | 0 | 0 | 0 | 0 | 0 | 0 | 0 | 0 | 0 | 0 | 0 | 0 | 0 | 0 | 0 | 0 | 0 | 0 | 0 | 0 | 0 | 0 | 0 | 0 | 0 | 0 | 0 | 0 | 0
QLD1 | Wind | 0 | 0 | 0 | 0 | 0 | 0 | 0 | 0 | 0 | 0 | 0 | 0 | 0 | 0 | 0 | 0 | 0 | 0 | 0 | 0 | 0 | 0 | 0 | 0 | 0 | 0 | 0 | 0 | 0
QLD1 | Solar PV | 0 | 0 | 0 | 0 | 0 | 0 | 0 | 0 | 0 | 0 | 0 | 0 | 0 | 0 | 0 | 0 | 0 | 0 | 0 | 0 | 0 | 0 | 0 | 0 | 0 | 0 | 0 | 0 | 0
QLD1 | Grid Battery | 0 | 0 | 0 | 0 | 0 | 0 | 0 | 0 | 0 | 0 | 0 | 0 | 0 | 0 | 0 | 0 | 0 | 0 | 0 | 0 | 0 | 0 | 0 | 0 | 0 | 0 | 0 | 0 | 0
QLD1 | Pumped Hydro | 0 | 0 | 0 | 0 | 0 | 0 | 0 | 0 | 0 | 0 | 0 | 0 | 0 | 0 | 0 | 0 | 0 | 0 | 0 | 0 | 0 | 0 | 0 | 0 | 0 | 0 | 0 | 0 | 0
QLD1 | VPP | 0 | 0 | 0 | 0 | 0 | 0 | 0 | 0 | 0 | 0 | 0 | 0 | 0 | 0 | 0 | 0 | 0 | 0 | 0 | 0 | 0 | 0 | 0 | 0 | 0 | 0 | 0 | 0 | 0
Total excluding storage |  | 725097.4589 | 671351.3834 | 666886.2279 | 513061.1229 | 495085.5867 | 464778.1529 | 429231.886 | 407798.7098 | 381694.8409 | 372650.0777 | 374315.9839 | 387673.779 | 374591.91 | 318320.8539 | 284748.1721 | 245791.3718 | 248019.8734 | 220047.298 | 213137.5018 | 232333.7677 | 220498.6476 | 232649.6982 | 181071.4362 | 174679.8238 | 158827.8604 | 178335.3008 | 135303.0314 | 136170.5355 | 100623.7481
Region | Technology | 2021-22 | 2022-23 | 2023-24 | 2024-25 | 2025-26 | 2026-27 | 2027-28 | 2028-29 | 2029-30 | 2030-31 | 2031-32 | 2032-33 | 2033-34 | 2034-35 | 2035-36 | 2036-37 | 2037-38 | 2038-39 | 2039-40 | 2040-41 | 2041-42 | 2042-43 | 2043-44 | 2044-45 | 2045-46 | 2046-47 | 2047-48 | 2048-49 | 2049-50
VIC1 | Black Coal | 0 | 0 | 0 | 0 | 0 | 0 | 0 | 0 | 0 | 0 | 0 | 0 | 0 | 0 | 0 | 0 | 0 | 0 | 0 | 0 | 0 | 0 | 0 | 0 | 0 | 0 | 0 | 0 | 0
VIC1 | Brown Coal | 211552.7671 | 177039.4871 | 179374.598 | 87379.4956 | 85651.7481 | 69561.1976 | 0.029506 | 0.021429 | 0.019989 | 0.018546 | 0.016074 | 0.015166 | 0.015206 | 0.013084 | 0.012372 | 0.011305 | 0.0095303 | 0.010064 | 0.0083742 | 0.0063294 | 0.0078846 | 0.0086931 | 0.0080442 | 0.0069556 | 0.0064582 | 0.007826 | 0.0013531 | 0 | 0
VIC1 | CCGT | 0.0013911 | 0.0013591 | 0.0013966 | 0.0021646 | 0.0021036 | 0.0020372 | 0.002048 | 0.0020048 | 0.0020808 | 0.0020859 | 0.0020444 | 0.0025183 | 0.0024698 | 0.0023465 | 0.0022013 | 0.0021218 | 0.0023176 | 0.0022326 | 0.002602 | 0.0024828 | 0.0038198 | 0.0037928 | 0.0040706 | 0.0036866 | 0.0036158 | 0.0078275 | 0.0073538 | 0.0069478 | 0.0065021
VIC1 | Gas - Steam | 841.4372 | 347.2202 | 827.3108 | 4774.301 | 3551.867 | 3535.77 | 3264.4882 | 4850.8875 | 1309.9318 | 2816.3678 | 4158.23 | 7628.965 | 6724.779 | 10375.663 | 7568.0475 | 7877.652 | 18865.366 | 13532.411 | 0 | 0 | 0 | 0 | 0 | 0 | 0 | 0 | 0 | 0 | 0
VIC1 | OCGT / Diesel | 820.5061 | 0.0036017 | 1028.7187 | 3268.9207 | 2155.6927 | 5644.7833 | 3041.869 | 3743.3161 | 1624.4893 | 2823.9197 | 2487.2692 | 5274.3316 | 1997.0325 | 5072.6533 | 8569.1391 | 7381.6688 | 15643.3965 | 4038.4233 | 23035.6775 | 38137.9751 | 25277.7511 | 19272.4795 | 53123.0659 | 39968.6942 | 38653.9267 | 64489.5934 | 40271.7763 | 82374.539 | 109757.6446
VIC1 | Hydro | 0 | 0 | 0 | 0 | 0 | 0 | 0 | 0 | 0 | 0 | 0 | 0 | 0 | 0 | 0 | 0 | 0 | 0 | 0 | 0 | 0 | 0 | 0 | 0 | 0 | 0 | 0 | 0 | 0
VIC1 | Wind | 0 | 0 | 0 | 0 | 0 | 0 | 0 | 0 | 0 | 0 | 0 | 0 | 0 | 0 | 0 | 0 | 0 | 0 | 0 | 0 | 0 | 0 | 0 | 0 | 0 | 0 | 0 | 0 | 0
VIC1 | Solar PV | 0 | 0 | 0 | 0 | 0 | 0 | 0 | 0 | 0 | 0 | 0 | 0 | 0 | 0 | 0 | 0 | 0 | 0 | 0 | 0 | 0 | 0 | 0 | 0 | 0 | 0 | 0 | 0 | 0
VIC1 | Grid Battery | 0 | 0 | 0 | 0 | 0 | 0 | 0 | 0 | 0 | 0 | 0 | 0 | 0 | 0 | 0 | 0 | 0 | 0 | 0 | 0 | 0 | 0 | 0 | 0 | 0 | 0 | 0 | 0 | 0
VIC1 | Pumped Hydro | 0 | 0 | 0 | 0 | 0 | 0 | 0 | 0 | 0 | 0 | 0 | 0 | 0 | 0 | 0 | 0 | 0 | 0 | 0 | 0 | 0 | 0 | 0 | 0 | 0 | 0 | 0 | 0 | 0
VIC1 | VPP | 0 | 0 | 0 | 0 | 0 | 0 | 0 | 0 | 0 | 0 | 0 | 0 | 0 | 0 | 0 | 0 | 0 | 0 | 0 | 0 | 0 | 0 | 0 | 0 | 0 | 0 | 0 | 0 | 0
Total excluding storage |  | 213214.7118 | 177386.7123 | 181230.6289 | 95422.7195 | 91359.3099 | 78741.7529 | 6306.3888 | 8594.227 | 2934.4432 | 5640.3082 | 6645.5173 | 12903.3143 | 8721.8292 | 15448.3317 | 16137.2011 | 15259.3343 | 34508.7744 | 17570.8465 | 23035.6884 | 38137.9839 | 25277.7628 | 19272.4919 | 53123.078 | 39968.7049 | 38653.9368 | 64489.609 | 40271.785 | 82374.546 | 109757.6511
Region | Technology | 2021-22 | 2022-23 | 2023-24 | 2024-25 | 2025-26 | 2026-27 | 2027-28 | 2028-29 | 2029-30 | 2030-31 | 2031-32 | 2032-33 | 2033-34 | 2034-35 | 2035-36 | 2036-37 | 2037-38 | 2038-39 | 2039-40 | 2040-41 | 2041-42 | 2042-43 | 2043-44 | 2044-45 | 2045-46 | 2046-47 | 2047-48 | 2048-49 | 2049-50
SA1 | Black Coal | 0 | 0 | 0 | 0 | 0 | 0 | 0 | 0 | 0 | 0 | 0 | 0 | 0 | 0 | 0 | 0 | 0 | 0 | 0 | 0 | 0 | 0 | 0 | 0 | 0 | 0 | 0 | 0 | 0
SA1 | Brown Coal | 0 | 0 | 0 | 0 | 0 | 0 | 0 | 0 | 0 | 0 | 0 | 0 | 0 | 0 | 0 | 0 | 0 | 0 | 0 | 0 | 0 | 0 | 0 | 0 | 0 | 0 | 0 | 0 | 0
SA1 | CCGT | 93027.6335 | 87432.4094 | 36839.1137 | 38606.4619 | 51472.7219 | 41479.4898 | 27160.0497 | 26169.5816 | 24910.4456 | 23809.4197 | 27417.5736 | 40151.8143 | 47007.0663 | 48867.5822 | 26245.64 | 26114.4879 | 0.0025745 | 0.0024712 | 0.0025487 | 0.0024133 | 0.0030602 | 0.0030227 | 0.0032598 | 0.0029491 | 0.0028961 | 0.0038091 | 0.0035663 | 0.0033889 | 0.003155
SA1 | Gas - Steam | 82870.109 | 80128.769 | 72284.787 | 9123.9387 | 8846.3343 | 10842.7352 | 6761.7779 | 6532.0633 | 6223.8606 | 5922.1535 | 7262.3892 | 14430.4329 | 14164.3871 | 28191.88 | 0 | 0 | 0 | 0 | 0 | 0 | 0 | 0 | 0 | 0 | 0 | 0 | 0 | 0 | 0
SA1 | OCGT / Diesel | 3969.0308 | 1996.0421 | 6880.5246 | 6330.611 | 7843.3346 | 6145.2171 | 2974.276 | 3186.4881 | 779.7936 | 2803.356 | 3550.0125 | 8759.3698 | 10202.1621 | 16216.624 | 8490.8676 | 7824.0882 | 25227.8257 | 20885.5586 | 27548.0931 | 33064.9035 | 49994.324 | 55778.6216 | 85096.8588 | 40833.7475 | 41349.8532 | 51835.0315 | 46817.4267 | 49643.3721 | 52537.7555
SA1 | Hydro | 0 | 0 | 0 | 0 | 0 | 0 | 0 | 0 | 0 | 0 | 0 | 0 | 0 | 0 | 0 | 0 | 0 | 0 | 0 | 0 | 0 | 0 | 0 | 0 | 0 | 0 | 0 | 0 | 0
SA1 | Wind | 0 | 0 | 0 | 0 | 0 | 0 | 0 | 0 | 0 | 0 | 0 | 0 | 0 | 0 | 0 | 0 | 0 | 0 | 0 | 0 | 0 | 0 | 0 | 0 | 0 | 0 | 0 | 0 | 0
SA1 | Solar PV | 0 | 0 | 0 | 0 | 0 | 0 | 0 | 0 | 0 | 0 | 0 | 0 | 0 | 0 | 0 | 0 | 0 | 0 | 0 | 0 | 0 | 0 | 0 | 0 | 0 | 0 | 0 | 0 | 0
SA1 | Grid Battery | 0 | 0 | 0 | 0 | 0 | 0 | 0 | 0 | 0 | 0 | 0 | 0 | 0 | 0 | 0 | 0 | 0 | 0 | 0 | 0 | 0 | 0 | 0 | 0 | 0 | 0 | 0 | 0 | 0
SA1 | Pumped Hydro | 0 | 0 | 0 | 0 | 0 | 0 | 0 | 0 | 0 | 0 | 0 | 0 | 0 | 0 | 0 | 0 | 0 | 0 | 0 | 0 | 0 | 0 | 0 | 0 | 0 | 0 | 0 | 0 | 0
SA1 | VPP | 0 | 0 | 0 | 0 | 0 | 0 | 0 | 0 | 0 | 0 | 0 | 0 | 0 | 0 | 0 | 0 | 0 | 0 | 0 | 0 | 0 | 0 | 0 | 0 | 0 | 0 | 0 | 0 | 0
Total excluding storage |  | 179866.7732 | 169557.2205 | 116004.4253 | 54061.0117 | 68162.3908 | 58467.4421 | 36896.1036 | 35888.133 | 31914.0998 | 32534.9292 | 38229.9754 | 63341.617 | 71373.6154 | 93276.0862 | 34736.5076 | 33938.5762 | 25227.8283 | 20885.5611 | 27548.0957 | 33064.9059 | 49994.3271 | 55778.6246 | 85096.862 | 40833.7504 | 41349.8561 | 51835.0353 | 46817.4302 | 49643.3755 | 52537.7586
Region | Technology | 2021-22 | 2022-23 | 2023-24 | 2024-25 | 2025-26 | 2026-27 | 2027-28 | 2028-29 | 2029-30 | 2030-31 | 2031-32 | 2032-33 | 2033-34 | 2034-35 | 2035-36 | 2036-37 | 2037-38 | 2038-39 | 2039-40 | 2040-41 | 2041-42 | 2042-43 | 2043-44 | 2044-45 | 2045-46 | 2046-47 | 2047-48 | 2048-49 | 2049-50
TAS1 | Black Coal | 0 | 0 | 0 | 0 | 0 | 0 | 0 | 0 | 0 | 0 | 0 | 0 | 0 | 0 | 0 | 0 | 0 | 0 | 0 | 0 | 0 | 0 | 0 | 0 | 0 | 0 | 0 | 0 | 0
TAS1 | Brown Coal | 0 | 0 | 0 | 0 | 0 | 0 | 0 | 0 | 0 | 0 | 0 | 0 | 0 | 0 | 0 | 0 | 0 | 0 | 0 | 0 | 0 | 0 | 0 | 0 | 0 | 0 | 0 | 0 | 0
TAS1 | CCGT | 0.0013533 | 0.0013019 | 0.0013163 | 0.0012885 | 0.0012372 | 0.0012282 | 0.0013632 | 0.0014055 | 0.001416 | 0.0014451 | 0.0014042 | 0.0016654 | 0.0016167 | 0.0015436 | 0.0014711 | 0.0014195 | 0.0014651 | 0.0014223 | 0.0017021 | 0.0016147 | 0.0016853 | 0.0016242 | 0.001554 | 0.0014346 | 0.0013901 | 0.0018062 | 0.0017114 | 0.0018805 | 0.0017571
TAS1 | Gas - Steam | 0 | 0 | 0 | 0 | 0 | 0 | 0 | 0 | 0 | 0 | 0 | 0 | 0 | 0 | 0 | 0 | 0 | 0 | 0 | 0 | 0 | 0 | 0 | 0 | 0 | 0 | 0 | 0 | 0
TAS1 | OCGT / Diesel | 0.0015367 | 0.001423 | 0.0014749 | 0.0014674 | 0.0014304 | 0.001455 | 0.0015656 | 24.588 | 0.046225 | 47.6945 | 89.2924 | 129.0686 | 13.8794 | 48.1416 | 181.1899 | 31.515 | 469.8793 | 0.0017736 | 66.8609 | 20.9055 | 126.2731 | 19.0001 | 170.6408 | 272.6605 | 131.6873 | 102.4292 | 42.6332 | 406.9396 | 368.8459
TAS1 | Hydro | 0 | 0 | 0 | 0 | 0 | 0 | 0 | 0 | 0 | 0 | 0 | 0 | 0 | 0 | 0 | 0 | 0 | 0 | 0 | 0 | 0 | 0 | 0 | 0 | 0 | 0 | 0 | 0 | 0
TAS1 | Wind | 0 | 0 | 0 | 0 | 0 | 0 | 0 | 0 | 0 | 0 | 0 | 0 | 0 | 0 | 0 | 0 | 0 | 0 | 0 | 0 | 0 | 0 | 0 | 0 | 0 | 0 | 0 | 0 | 0
TAS1 | Solar PV | 0 | 0 | 0 | 0 | 0 | 0 | 0 | 0 | 0 | 0 | 0 | 0 | 0 | 0 | 0 | 0 | 0 | 0 | 0 | 0 | 0 | 0 | 0 | 0 | 0 | 0 | 0 | 0 | 0
TAS1 | Grid Battery | 0 | 0 | 0 | 0 | 0 | 0 | 0 | 0 | 0 | 0 | 0 | 0 | 0 | 0 | 0 | 0 | 0 | 0 | 0 | 0 | 0 | 0 | 0 | 0 | 0 | 0 | 0 | 0 | 0
TAS1 | Pumped Hydro | 0 | 0 | 0 | 0 | 0 | 0 | 0 | 0 | 0 | 0 | 0 | 0 | 0 | 0 | 0 | 0 | 0 | 0 | 0 | 0 | 0 | 0 | 0 | 0 | 0 | 0 | 0 | 0 | 0
TAS1 | VPP | 0 | 0 | 0 | 0 | 0 | 0 | 0 | 0 | 0 | 0 | 0 | 0 | 0 | 0 | 0 | 0 | 0 | 0 | 0 | 0 | 0 | 0 | 0 | 0 | 0 | 0 | 0 | 0 | 0
Total excluding storage |  | 0.0028901 | 0.0027249 | 0.0027913 | 0.0027559 | 0.0026676 | 0.0026831 | 0.0029288 | 24.5894 | 0.047641 | 47.696 | 89.2938 | 129.0703 | 13.881 | 48.1432 | 181.1914 | 31.5164 | 469.8808 | 0.0031959 | 66.8626 | 20.9071 | 126.2748 | 19.0017 | 170.6423 | 272.6619 | 131.6887 | 102.4311 | 42.6349 | 406.9415 | 368.8476

## Marinus_Build Cost
New generation build cost (CAPEX) by technology ($000s) - Marinus Link, Central High Electrification Sensitivity
CAPEX (Install) | Real June 2020 dollars discounted to 1 July 2020. The total capital costs are annualised for modelling purposes.
Explicitly modelled generation
Region | Technology | 2021-22 | 2022-23 | 2023-24 | 2024-25 | 2025-26 | 2026-27 | 2027-28 | 2028-29 | 2029-30 | 2030-31 | 2031-32 | 2032-33 | 2033-34 | 2034-35 | 2035-36 | 2036-37 | 2037-38 | 2038-39 | 2039-40 | 2040-41 | 2041-42 | 2042-43 | 2043-44 | 2044-45 | 2045-46 | 2046-47 | 2047-48 | 2048-49 | 2049-50
NEM | Black Coal | 0 | 0 | 0 | 0 | 0 | 0 | 0 | 0 | 0 | 0 | 0 | 0 | 0 | 0 | 0 | 0 | 0 | 0 | 0 | 0 | 0 | 0 | 0 | 0 | 0 | 0 | 0 | 0 | 0
NEM | Brown Coal | 0 | 0 | 0 | 0 | 0 | 0 | 0 | 0 | 0 | 0 | 0 | 0 | 0 | 0 | 0 | 0 | 0 | 0 | 0 | 0 | 0 | 0 | 0 | 0 | 0 | 0 | 0 | 0 | 0
NEM | CCGT | 0.0021104 | 0.0020313 | 0.002113 | 0.0025181 | 0.0024028 | 0.002303 | 0.0023382 | 0.0022879 | 0.0023438 | 0.0023261 | 0.002321 | 0.0031181 | 0.0029753 | 0.0028391 | 0.0027163 | 0.0025846 | 0.0029407 | 0.0028061 | 0.0032475 | 0.0030901 | 0.0039192 | 0.0037715 | 0.0038179 | 0.0036329 | 0.0034665 | 0.005142 | 0.0049142 | 0.0046739 | 0.0043027
NEM | Gas - Steam | 0 | 0 | 0 | 0 | 0 | 0 | 0 | 0 | 0 | 0 | 0 | 0 | 0 | 0 | 0 | 0 | 0 | 0 | 0 | 0 | 0 | 0 | 0 | 0 | 0 | 0 | 0 | 0 | 0
NEM | OCGT / Diesel | 0.0053304 | 0.0052692 | 0.0051099 | 0.0048622 | 0.0046395 | 0.004427 | 0.0042355 | 0.0041457 | 0.0041065 | 0.00414 | 0.0042384 | 0.0095529 | 0.0091153 | 0.011775 | 0.017102 | 0.016298 | 8317.7827 | 7936.8156 | 44922.0188 | 42744.6602 | 64227.679 | 61285.9532 | 79299.6462 | 112301.9288 | 115998.9035 | 139532.6539 | 133498.0433 | 212189.4324 | 205925.5702
NEM | Hydro | 0 | 0 | 0 | 0 | 0 | 0 | 0 | 0 | 0 | 0 | 0 | 0 | 0 | 0 | 0 | 0 | 0 | 0 | 0 | 0 | 0 | 0 | 0 | 0 | 0 | 0 | 0 | 0 | 0
NEM | Wind | 519076.51 | 495302.0157 | 731678.9447 | 1307702.5143 | 1249405.7747 | 1200882.2999 | 1395015.6278 | 1547628.0618 | 1546588.2847 | 1602667.3778 | 1551225.483 | 1835461.7463 | 1835470.4354 | 1833318.5208 | 1789114.7751 | 1750126.9563 | 1799846.1302 | 1863737.5363 | 1825871.82 | 1764335.8589 | 1814320.8363 | 1869884.5006 | 1808921.8912 | 1737564.6786 | 1724487.1869 | 1534709.6227 | 1477841.8045 | 1360727.4627 | 1165755.2709
NEM | Solar PV | 0.0079757 | 0.01242 | 0.013985 | 0.020467 | 0.021916 | 6245.9102 | 5975.7958 | 5686.1526 | 43718.8228 | 57602.4113 | 154068.864 | 330720.5378 | 384387.6379 | 366782.0971 | 354932.9479 | 353614.7848 | 484995.7525 | 476640.8204 | 466712.8855 | 469612.693 | 530579.4292 | 610462.1197 | 594849.7848 | 566017.5705 | 547709.6202 | 645081.1672 | 617182.2225 | 587822.0709 | 621886.044
NEM | Grid Battery | 0.011062 | 0.010997 | 0.010522 | 0.010012 | 0.009935 | 0.0097218 | 0.010696 | 0.01383 | 0.018539 | 0.018723 | 0.020294 | 41563.7185 | 39660.0368 | 37843.5467 | 54810.3908 | 52153.7455 | 56533.2469 | 53943.938 | 65283.0595 | 62118.8065 | 130685.9268 | 130812.1878 | 125154.7264 | 134317.0371 | 128165.1118 | 217211.0211 | 207816.919 | 230574.5146 | 242649.9201
NEM | Pumped Hydro | 0 | 0 | 0.017464 | 0.020735 | 0.020317 | 0.021159 | 0.022475 | 0.028186 | 17807.6709 | 20744.5803 | 21935.6177 | 333958.153 | 361824.4382 | 345252.3264 | 397017.7104 | 377774.3653 | 544191.0716 | 519266.2895 | 518783.1073 | 493637.825 | 550514.6711 | 572446.2893 | 547688.7125 | 521142.3877 | 497273.2705 | 474497.3964 | 453975.9851 | 431971.8872 | 412186.9151
NEM | VPP | 0 | 0 | 0 | 0 | 0 | 0 | 0 | 0 | 0 | 0 | 0 | 0 | 0 | 0 | 0 | 0 | 0 | 0 | 0 | 0 | 0 | 0 | 0 | 0 | 0 | 0 | 0 | 0 | 0
Total excluding storage |  | 519076.5254 | 495302.0354 | 731678.9659 | 1307702.5421 | 1249405.8037 | 1207128.2168 | 1400991.4302 | 1553314.2209 | 1590307.1139 | 1660269.7956 | 1705294.3535 | 2166182.2968 | 2219858.0854 | 2200100.6326 | 2144047.7428 | 2103741.76 | 2293159.6684 | 2348315.1751 | 2337506.7276 | 2276693.2152 | 2409127.9484 | 2541632.5773 | 2483071.326 | 2415884.1816 | 2388195.7141 | 2319323.4489 | 2228522.0752 | 2160738.9706 | 1993566.8894
Region | Technology | 2021-22 | 2022-23 | 2023-24 | 2024-25 | 2025-26 | 2026-27 | 2027-28 | 2028-29 | 2029-30 | 2030-31 | 2031-32 | 2032-33 | 2033-34 | 2034-35 | 2035-36 | 2036-37 | 2037-38 | 2038-39 | 2039-40 | 2040-41 | 2041-42 | 2042-43 | 2043-44 | 2044-45 | 2045-46 | 2046-47 | 2047-48 | 2048-49 | 2049-50
NSW1 | Black Coal | 0 | 0 | 0 | 0 | 0 | 0 | 0 | 0 | 0 | 0 | 0 | 0 | 0 | 0 | 0 | 0 | 0 | 0 | 0 | 0 | 0 | 0 | 0 | 0 | 0 | 0 | 0 | 0 | 0
NSW1 | Brown Coal | 0 | 0 | 0 | 0 | 0 | 0 | 0 | 0 | 0 | 0 | 0 | 0 | 0 | 0 | 0 | 0 | 0 | 0 | 0 | 0 | 0 | 0 | 0 | 0 | 0 | 0 | 0 | 0 | 0
NSW1 | CCGT | 0.00044335 | 0.00044064 | 0.00045332 | 0.0005261 | 0.000502 | 0.00047901 | 0.00049539 | 0.00048243 | 0.00050509 | 0.00048196 | 0.0004807 | 0.00079821 | 0.00076165 | 0.00072676 | 0.00069533 | 0.00066163 | 0.00082683 | 0.00078896 | 0.00081331 | 0.00077389 | 0.0011449 | 0.0010924 | 0.0010584 | 0.0010071 | 0.00096099 | 0.0021019 | 0.0020056 | 0.0018986 | 0.0017823
NSW1 | Gas - Steam | 0 | 0 | 0 | 0 | 0 | 0 | 0 | 0 | 0 | 0 | 0 | 0 | 0 | 0 | 0 | 0 | 0 | 0 | 0 | 0 | 0 | 0 | 0 | 0 | 0 | 0 | 0 | 0 | 0
NSW1 | OCGT / Diesel | 0.0010611 | 0.0010637 | 0.0010645 | 0.0010129 | 0.00096648 | 0.00092221 | 0.00088233 | 0.00083956 | 0.00082532 | 0.00082468 | 0.00083189 | 0.0035513 | 0.0033887 | 0.0063106 | 0.0060822 | 0.0057874 | 4564.9864 | 4355.903 | 30600.9335 | 29117.7143 | 36142.7101 | 34487.3187 | 49468.5351 | 70468.9899 | 67241.4025 | 64161.6433 | 61386.7335 | 68112.6219 | 64992.9598
NSW1 | Hydro | 0 | 0 | 0 | 0 | 0 | 0 | 0 | 0 | 0 | 0 | 0 | 0 | 0 | 0 | 0 | 0 | 0 | 0 | 0 | 0 | 0 | 0 | 0 | 0 | 0 | 0 | 0 | 0 | 0
NSW1 | Wind | 63418.739 | 60514.0661 | 248211.1249 | 520255.4023 | 496426.9118 | 473689.803 | 470451.5145 | 456638.9715 | 435724.212 | 542682.5708 | 519212.2383 | 769797.2536 | 734539.3639 | 700896.3393 | 670583.4617 | 650205.9127 | 620425.4897 | 691339.1753 | 661439.6318 | 650759.531 | 642362.9093 | 665751.7865 | 636958.8651 | 606085.6346 | 616882.7504 | 570014.0852 | 549933.7902 | 464544.8101 | 359030.2831
NSW1 | Solar PV | 0.0018155 | 0.0029918 | 0.0033388 | 0.0051033 | 0.0072007 | 6245.8961 | 5975.7723 | 5686.1294 | 43718.7986 | 51807.948 | 73785.4753 | 196633.3861 | 231935.4641 | 221312.4656 | 215754.6937 | 216136.5333 | 280953.6821 | 279134.3049 | 267062.0999 | 267674.3114 | 293709.4723 | 340196.3945 | 331794.0614 | 315712.0895 | 301251.9937 | 313022.989 | 299485.141 | 284969.1739 | 279949.228
NSW1 | Grid Battery | 0.0035447 | 0.0035187 | 0.0033665 | 0.0032034 | 0.0030566 | 0.0029166 | 0.0032732 | 0.0034538 | 0.0052043 | 0.0052215 | 0.0054652 | 19571.6976 | 18675.284 | 17819.9277 | 17049.2396 | 16222.8674 | 15479.8369 | 14770.8367 | 27804.1333 | 26456.4742 | 67992.4041 | 64878.2481 | 62072.3461 | 59063.7392 | 56358.5298 | 53777.2231 | 51451.4261 | 48957.5887 | 46715.2557
NSW1 | Pumped Hydro | 0 | 0 | 0.0043947 | 0.0051503 | 0.0049144 | 0.0046893 | 0.0052071 | 0.005063 | 0.0054365 | 0.0062311 | 0.0070761 | 162303.3611 | 154869.6193 | 147776.3542 | 163638.2939 | 155706.7884 | 214150.9695 | 204342.5281 | 195504.9727 | 186028.8975 | 177508.5124 | 169378.3514 | 162052.9523 | 154198.2879 | 147135.7708 | 140396.7278 | 134324.7472 | 127814.0616 | 121959.9824
NSW1 | VPP | 0 | 0 | 0 | 0 | 0 | 0 | 0 | 0 | 0 | 0 | 0 | 0 | 0 | 0 | 0 | 0 | 0 | 0 | 0 | 0 | 0 | 0 | 0 | 0 | 0 | 0 | 0 | 0 | 0
Total excluding storage |  | 63418.7423 | 60514.0706 | 248211.1298 | 520255.409 | 496426.9205 | 479935.7005 | 476427.2882 | 462325.1023 | 479443.012 | 594490.5201 | 592997.7149 | 966430.644 | 966474.8321 | 922208.812 | 886338.1622 | 866342.4524 | 905944.159 | 974829.384 | 959102.666 | 947551.5575 | 972215.0929 | 1040435.5008 | 1018221.4626 | 992266.715 | 985376.1476 | 947198.7197 | 910805.6667 | 817626.6078 | 703972.4728
Region | Technology | 2021-22 | 2022-23 | 2023-24 | 2024-25 | 2025-26 | 2026-27 | 2027-28 | 2028-29 | 2029-30 | 2030-31 | 2031-32 | 2032-33 | 2033-34 | 2034-35 | 2035-36 | 2036-37 | 2037-38 | 2038-39 | 2039-40 | 2040-41 | 2041-42 | 2042-43 | 2043-44 | 2044-45 | 2045-46 | 2046-47 | 2047-48 | 2048-49 | 2049-50
QLD1 | Black Coal | 0 | 0 | 0 | 0 | 0 | 0 | 0 | 0 | 0 | 0 | 0 | 0 | 0 | 0 | 0 | 0 | 0 | 0 | 0 | 0 | 0 | 0 | 0 | 0 | 0 | 0 | 0 | 0 | 0
QLD1 | Brown Coal | 0 | 0 | 0 | 0 | 0 | 0 | 0 | 0 | 0 | 0 | 0 | 0 | 0 | 0 | 0 | 0 | 0 | 0 | 0 | 0 | 0 | 0 | 0 | 0 | 0 | 0 | 0 | 0 | 0
QLD1 | CCGT | 0.00046617 | 0.00044482 | 0.00045246 | 0.00056833 | 0.0005423 | 0.00051746 | 0.00051743 | 0.00051154 | 0.00053354 | 0.00054197 | 0.00058637 | 0.00072961 | 0.00069619 | 0.0006643 | 0.00063557 | 0.00060477 | 0.0005954 | 0.00056813 | 0.00081776 | 0.00077812 | 0.00074248 | 0.00074029 | 0.00070827 | 0.00067394 | 0.00064308 | 0.00046935 | 0.00044905 | 0.00041899 | 0.00035716
QLD1 | Gas - Steam | 0 | 0 | 0 | 0 | 0 | 0 | 0 | 0 | 0 | 0 | 0 | 0 | 0 | 0 | 0 | 0 | 0 | 0 | 0 | 0 | 0 | 0 | 0 | 0 | 0 | 0 | 0 | 0 | 0
QLD1 | OCGT / Diesel | 0.0010743 | 0.0010732 | 0.0010486 | 0.00099774 | 0.00095204 | 0.00090844 | 0.00086915 | 0.00087977 | 0.00086238 | 0.00088038 | 0.00095723 | 0.0012777 | 0.0012192 | 0.0011633 | 0.001113 | 0.0010839 | 0.0010455 | 0.00099757 | 10895.0425 | 10366.9626 | 9892.1399 | 9439.0648 | 9030.8372 | 8593.1148 | 17040.1116 | 45106.3271 | 43155.5355 | 113035.6309 | 107858.4263
QLD1 | Hydro | 0 | 0 | 0 | 0 | 0 | 0 | 0 | 0 | 0 | 0 | 0 | 0 | 0 | 0 | 0 | 0 | 0 | 0 | 0 | 0 | 0 | 0 | 0 | 0 | 0 | 0 | 0 | 0 | 0
QLD1 | Wind | 412797.9893 | 393891.2111 | 376855.917 | 505590.2806 | 482433.4737 | 460337.2839 | 440428.2811 | 522282.4582 | 498361.1241 | 475535.4236 | 472840.5473 | 457604.3491 | 520721.0061 | 497626.3436 | 503488.9343 | 497709.7528 | 512902.1946 | 489410.4981 | 468244.1156 | 445548.4451 | 466812.0842 | 511620.3875 | 489493.4539 | 482088.5809 | 475828.8391 | 329218.5857 | 314980.2989 | 333789.9306 | 325924.8162
QLD1 | Solar PV | 0.0024347 | 0.0038467 | 0.004116 | 0.0051474 | 0.0049117 | 0.0046867 | 0.0047628 | 0.0052595 | 0.0052861 | 0.0069005 | 21225.023 | 42135.8636 | 58288.1118 | 55618.4273 | 53213.0007 | 50633.7804 | 101549.8518 | 99708.597 | 105685.172 | 110274.5357 | 125688.0321 | 161675.2944 | 154683.0428 | 147185.5959 | 140444.2733 | 215637.1762 | 206311.141 | 196311.2936 | 229985.3586
QLD1 | Grid Battery | 0.0018871 | 0.0018007 | 0.0017228 | 0.0016393 | 0.0017707 | 0.0016896 | 0.0020113 | 0.0045544 | 0.0043458 | 0.0041467 | 0.005675 | 21991.9562 | 20984.6911 | 20023.5602 | 19157.5666 | 18229.0043 | 19241.7921 | 18360.4887 | 17566.4208 | 16714.9809 | 36123.1522 | 40580.5328 | 38825.4762 | 47754.1453 | 45566.9324 | 132864.2207 | 127118.0113 | 149067.124 | 164871.6779
QLD1 | Pumped Hydro | 0 | 0 | 0.0024101 | 0.0029232 | 0.0031147 | 0.0032649 | 0.0033866 | 0.0092074 | 0.0087857 | 0.0083833 | 0.009564 | 46297.9362 | 87339.4986 | 83339.2162 | 79734.9007 | 75870.1708 | 178236.1898 | 170072.7001 | 176043.4034 | 167510.6254 | 163930.5849 | 203568.3447 | 194764.2717 | 185324.0981 | 176835.9714 | 168736.6139 | 161438.9691 | 153614.0642 | 146578.3055
QLD1 | VPP | 0 | 0 | 0 | 0 | 0 | 0 | 0 | 0 | 0 | 0 | 0 | 0 | 0 | 0 | 0 | 0 | 0 | 0 | 0 | 0 | 0 | 0 | 0 | 0 | 0 | 0 | 0 | 0 | 0
Total excluding storage |  | 412797.9932 | 393891.2165 | 376855.9226 | 505590.2874 | 482433.4801 | 460337.29 | 440428.2872 | 522282.4649 | 498361.1308 | 475535.4319 | 494065.5719 | 499740.2147 | 579009.1198 | 553244.7727 | 556701.9368 | 548343.5349 | 614452.048 | 589119.0967 | 584824.3309 | 566189.9442 | 602392.2569 | 682734.7474 | 653207.3345 | 637867.2924 | 633313.2246 | 589962.0894 | 564446.9759 | 643136.8555 | 663768.6014
Region | Technology | 2021-22 | 2022-23 | 2023-24 | 2024-25 | 2025-26 | 2026-27 | 2027-28 | 2028-29 | 2029-30 | 2030-31 | 2031-32 | 2032-33 | 2033-34 | 2034-35 | 2035-36 | 2036-37 | 2037-38 | 2038-39 | 2039-40 | 2040-41 | 2041-42 | 2042-43 | 2043-44 | 2044-45 | 2045-46 | 2046-47 | 2047-48 | 2048-49 | 2049-50
VIC1 | Black Coal | 0 | 0 | 0 | 0 | 0 | 0 | 0 | 0 | 0 | 0 | 0 | 0 | 0 | 0 | 0 | 0 | 0 | 0 | 0 | 0 | 0 | 0 | 0 | 0 | 0 | 0 | 0 | 0 | 0
VIC1 | Brown Coal | 0 | 0 | 0 | 0 | 0 | 0 | 0 | 0 | 0 | 0 | 0 | 0 | 0 | 0 | 0 | 0 | 0 | 0 | 0 | 0 | 0 | 0 | 0 | 0 | 0 | 0 | 0 | 0 | 0
VIC1 | CCGT | 0.00042515 | 0.00040568 | 0.00040055 | 0.00058948 | 0.00056248 | 0.00054692 | 0.00055646 | 0.00054029 | 0.00055205 | 0.00054227 | 0.00051881 | 0.00062194 | 0.00059345 | 0.00056627 | 0.00054178 | 0.00051552 | 0.00055144 | 0.00052619 | 0.00061376 | 0.00058401 | 0.00089847 | 0.00085732 | 0.00092273 | 0.000878 | 0.00083779 | 0.0015322 | 0.0014659 | 0.0013954 | 0.0012671
VIC1 | Gas - Steam | 0 | 0 | 0 | 0 | 0 | 0 | 0 | 0 | 0 | 0 | 0 | 0 | 0 | 0 | 0 | 0 | 0 | 0 | 0 | 0 | 0 | 0 | 0 | 0 | 0 | 0 | 0 | 0 | 0
VIC1 | OCGT / Diesel | 0.0010715 | 0.0010596 | 0.0010138 | 0.00096462 | 0.00092044 | 0.00087829 | 0.0008403 | 0.00082157 | 0.00081624 | 0.00082128 | 0.00082665 | 0.0018562 | 0.0017712 | 0.0016901 | 0.003155 | 0.0030021 | 0.0029055 | 0.0027725 | 0.0031048 | 0.0029543 | 1751.3274 | 1671.114 | 1598.8409 | 14874.9911 | 14193.6938 | 13543.6006 | 12957.857 | 15818.6771 | 18548.8954
VIC1 | Hydro | 0 | 0 | 0 | 0 | 0 | 0 | 0 | 0 | 0 | 0 | 0 | 0 | 0 | 0 | 0 | 0 | 0 | 0 | 0 | 0 | 0 | 0 | 0 | 0 | 0 | 0 | 0 | 0 | 0
VIC1 | Wind | 0.016069 | 0.015479 | 0.015843 | 96160.5573 | 93354.2881 | 97779.728 | 250566.8581 | 284694.173 | 271654.7453 | 259212.5445 | 248001.9392 | 250262.3116 | 238799.9204 | 309022.7986 | 295657.954 | 296611.0767 | 369703.1521 | 391976.7687 | 397448.8664 | 382594.8318 | 395898.4604 | 389352.4389 | 372513.4392 | 354457.8097 | 350351.3098 | 334304.68 | 319846.4261 | 304343.5527 | 260644.3452
VIC1 | Solar PV | 0.00077294 | 0.0009901 | 0.0010544 | 0.0027076 | 0.0025836 | 0.0025244 | 0.0073092 | 0.0069628 | 0.0077069 | 5794.4352 | 57261.0846 | 90241.1206 | 86107.9395 | 82164.0644 | 78610.5727 | 74800.3387 | 76872.5398 | 73351.66 | 70179.2937 | 66777.7216 | 87435.6227 | 85931.7447 | 82215.3056 | 78230.3511 | 82263.798 | 93759.2132 | 89704.246 | 85910.8151 | 92265.5912
VIC1 | Grid Battery | 0.0018493 | 0.001924 | 0.0018408 | 0.0017515 | 0.001812 | 0.0018124 | 0.0018675 | 0.0019816 | 0.0029155 | 0.0032301 | 0.0032582 | 0.018993 | 0.018123 | 0.017293 | 0.018951 | 0.018032 | 0.017212 | 0.016424 | 0.026066 | 0.024803 | 0.041158 | 0.039211 | 0.037515 | 0.035701 | 0.034014 | 5531.7758 | 5292.5334 | 9755.9437 | 9313.1226
VIC1 | Pumped Hydro | 0 | 0 | 0.0027757 | 0.0050581 | 0.0048264 | 0.0052589 | 0.0050314 | 0.0047876 | 0.005791 | 0.0075244 | 0.011715 | 64096.2162 | 61160.5116 | 58359.2667 | 100279.3311 | 95418.818 | 102054.9829 | 97380.7088 | 93169.1166 | 88653.2337 | 157944.3089 | 150710.2184 | 144192.1923 | 137203.2343 | 130919.1166 | 124922.8212 | 119520.0674 | 113726.9608 | 108518.0924
VIC1 | VPP | 0 | 0 | 0 | 0 | 0 | 0 | 0 | 0 | 0 | 0 | 0 | 0 | 0 | 0 | 0 | 0 | 0 | 0 | 0 | 0 | 0 | 0 | 0 | 0 | 0 | 0 | 0 | 0 | 0
Total excluding storage |  | 0.018339 | 0.017934 | 0.018312 | 96160.5615 | 93354.2922 | 97779.7319 | 250566.8668 | 284694.1813 | 271654.7544 | 265006.9811 | 305263.0251 | 340503.4347 | 324907.8622 | 391186.8652 | 374268.5304 | 371411.4189 | 446575.6953 | 465328.432 | 467628.1638 | 449372.5569 | 485085.4115 | 476955.2984 | 456327.5866 | 447563.1527 | 446808.8023 | 441607.4953 | 422508.5305 | 406073.0462 | 371458.833
Region | Technology | 2021-22 | 2022-23 | 2023-24 | 2024-25 | 2025-26 | 2026-27 | 2027-28 | 2028-29 | 2029-30 | 2030-31 | 2031-32 | 2032-33 | 2033-34 | 2034-35 | 2035-36 | 2036-37 | 2037-38 | 2038-39 | 2039-40 | 2040-41 | 2041-42 | 2042-43 | 2043-44 | 2044-45 | 2045-46 | 2046-47 | 2047-48 | 2048-49 | 2049-50
SA1 | Black Coal | 0 | 0 | 0 | 0 | 0 | 0 | 0 | 0 | 0 | 0 | 0 | 0 | 0 | 0 | 0 | 0 | 0 | 0 | 0 | 0 | 0 | 0 | 0 | 0 | 0 | 0 | 0 | 0 | 0
SA1 | Brown Coal | 0 | 0 | 0 | 0 | 0 | 0 | 0 | 0 | 0 | 0 | 0 | 0 | 0 | 0 | 0 | 0 | 0 | 0 | 0 | 0 | 0 | 0 | 0 | 0 | 0 | 0 | 0 | 0 | 0
SA1 | CCGT | 0.00042033 | 0.00040108 | 0.00048226 | 0.00052555 | 0.00050148 | 0.00047851 | 0.00045782 | 0.00043563 | 0.00043655 | 0.000442 | 0.00043094 | 0.00061029 | 0.00058233 | 0.00055566 | 0.00053163 | 0.00050586 | 0.00066385 | 0.00063345 | 0.00065308 | 0.00062143 | 0.00078863 | 0.00075251 | 0.00081375 | 0.0007743 | 0.00073884 | 0.00078668 | 0.00075266 | 0.00068577 | 0.00063373
SA1 | Gas - Steam | 0 | 0 | 0 | 0 | 0 | 0 | 0 | 0 | 0 | 0 | 0 | 0 | 0 | 0 | 0 | 0 | 0 | 0 | 0 | 0 | 0 | 0 | 0 | 0 | 0 | 0 | 0 | 0 | 0
SA1 | OCGT / Diesel | 0.0010727 | 0.0010609 | 0.001015 | 0.0009658 | 0.00092156 | 0.00087935 | 0.00084132 | 0.00081663 | 0.00081357 | 0.00082065 | 0.00082661 | 0.0018227 | 0.0017392 | 0.0016596 | 0.0058412 | 0.0055581 | 3752.7916 | 3580.908 | 3426.0384 | 3259.9792 | 16441.5005 | 15688.4546 | 19201.432 | 18364.832 | 17523.6946 | 16721.0823 | 15997.9167 | 15222.5018 | 14525.288
SA1 | Hydro | 0 | 0 | 0 | 0 | 0 | 0 | 0 | 0 | 0 | 0 | 0 | 0 | 0 | 0 | 0 | 0 | 0 | 0 | 0 | 0 | 0 | 0 | 0 | 0 | 0 | 0 | 0 | 0 | 0
SA1 | Wind | 0.14942 | 0.14257 | 24100.491 | 107184.184 | 102274.9847 | 97590.6411 | 105703.8004 | 162344.8772 | 154909.2365 | 147814.1608 | 141421.3861 | 184379.9618 | 175935.078 | 167876.9832 | 168317.1732 | 160158.9017 | 152920.1612 | 152549.8802 | 162422.2899 | 155723.3801 | 171216.3225 | 167949.348 | 180593.2779 | 171839.9822 | 163969.4487 | 190689.0839 | 182442.0226 | 166161.3729 | 132476.6315
SA1 | Solar PV | 0.0026432 | 0.0041332 | 0.0049795 | 0.0070368 | 0.0067696 | 0.0064738 | 0.011082 | 0.010553 | 0.010563 | 0.020423 | 1797.2802 | 1710.1666 | 8056.1217 | 7687.139 | 7354.68 | 12044.1317 | 25619.6781 | 24446.2578 | 23786.3192 | 24886.1236 | 23746.3012 | 22658.6851 | 26157.3741 | 24889.533 | 23749.5544 | 22661.7877 | 21681.6936 | 20630.7873 | 19685.8653
SA1 | Grid Battery | 0.0019873 | 0.0020428 | 0.0019545 | 0.0018597 | 0.0017746 | 0.0017938 | 0.0019174 | 0.0020589 | 0.003532 | 0.0034687 | 0.0033371 | 0.042067 | 0.04014 | 0.038301 | 18603.5626 | 17701.8528 | 21811.5977 | 20812.5933 | 19912.475 | 18947.3225 | 26570.3257 | 25353.3642 | 24256.8633 | 27499.1138 | 26239.6124 | 25037.798 | 23954.9449 | 22793.8549 | 21749.8609
SA1 | Pumped Hydro | 0 | 0 | 0.0032436 | 0.003152 | 0.0030077 | 0.0032003 | 0.0030619 | 0.002951 | 0.003168 | 0.0033441 | 0.003501 | 0.0073873 | 0.0070489 | 0.0067261 | 0.0076707 | 0.0072989 | 0.0093326 | 0.0089051 | 0.00852 | 0.008107 | 0.010302 | 0.00983 | 0.0094049 | 0.013549 | 0.012929 | 0.012337 | 0.011803 | 0.011231 | 0.010717
SA1 | VPP | 0 | 0 | 0 | 0 | 0 | 0 | 0 | 0 | 0 | 0 | 0 | 0 | 0 | 0 | 0 | 0 | 0 | 0 | 0 | 0 | 0 | 0 | 0 | 0 | 0 | 0 | 0 | 0 | 0
Total excluding storage |  | 0.15355 | 0.14817 | 24100.4974 | 107184.1925 | 102274.9929 | 97590.6489 | 105703.8128 | 162344.889 | 154909.2484 | 147814.1825 | 143218.6676 | 186090.1309 | 183991.2021 | 175564.1245 | 175671.8596 | 172203.0394 | 182292.6315 | 180577.0466 | 189634.6482 | 183869.4835 | 211404.125 | 206296.4886 | 225952.0848 | 215094.348 | 205242.6985 | 230071.9548 | 220121.6337 | 202014.6628 | 166687.7854
Region | Technology | 2021-22 | 2022-23 | 2023-24 | 2024-25 | 2025-26 | 2026-27 | 2027-28 | 2028-29 | 2029-30 | 2030-31 | 2031-32 | 2032-33 | 2033-34 | 2034-35 | 2035-36 | 2036-37 | 2037-38 | 2038-39 | 2039-40 | 2040-41 | 2041-42 | 2042-43 | 2043-44 | 2044-45 | 2045-46 | 2046-47 | 2047-48 | 2048-49 | 2049-50
TAS1 | Black Coal | 0 | 0 | 0 | 0 | 0 | 0 | 0 | 0 | 0 | 0 | 0 | 0 | 0 | 0 | 0 | 0 | 0 | 0 | 0 | 0 | 0 | 0 | 0 | 0 | 0 | 0 | 0 | 0 | 0
TAS1 | Brown Coal | 0 | 0 | 0 | 0 | 0 | 0 | 0 | 0 | 0 | 0 | 0 | 0 | 0 | 0 | 0 | 0 | 0 | 0 | 0 | 0 | 0 | 0 | 0 | 0 | 0 | 0 | 0 | 0 | 0
TAS1 | CCGT | 0.00035535 | 0.00033908 | 0.00032441 | 0.00030869 | 0.00029455 | 0.00028106 | 0.00031109 | 0.00031798 | 0.00031653 | 0.00031787 | 0.00030413 | 0.0003581 | 0.0003417 | 0.00032605 | 0.00031195 | 0.00029683 | 0.00030322 | 0.00028933 | 0.00034955 | 0.00033261 | 0.00034478 | 0.00032898 | 0.00031476 | 0.0002995 | 0.00028578 | 0.0002519 | 0.00024101 | 0.00027512 | 0.00026252
TAS1 | Gas - Steam | 0 | 0 | 0 | 0 | 0 | 0 | 0 | 0 | 0 | 0 | 0 | 0 | 0 | 0 | 0 | 0 | 0 | 0 | 0 | 0 | 0 | 0 | 0 | 0 | 0 | 0 | 0 | 0 | 0
TAS1 | OCGT / Diesel | 0.0010507 | 0.0010118 | 0.00096807 | 0.00092115 | 0.00087896 | 0.0008387 | 0.00080243 | 0.00078821 | 0.00078899 | 0.00079304 | 0.00079604 | 0.0010449 | 0.000997 | 0.00095134 | 0.0009102 | 0.00086608 | 0.00085409 | 0.00081497 | 0.0012938 | 0.0012311 | 0.0011747 | 0.0011209 | 0.0010724 | 0.0010627 | 0.001014 | 0.00064236 | 0.00061171 | 0.00070488 | 0.00070714
TAS1 | Hydro | 0 | 0 | 0 | 0 | 0 | 0 | 0 | 0 | 0 | 0 | 0 | 0 | 0 | 0 | 0 | 0 | 0 | 0 | 0 | 0 | 0 | 0 | 0 | 0 | 0 | 0 | 0 | 0 | 0
TAS1 | Wind | 42859.6163 | 40896.5804 | 82511.3959 | 78512.09 | 74916.1164 | 71484.8439 | 127865.1736 | 121667.5819 | 185938.9667 | 177422.678 | 169749.372 | 173417.8702 | 165475.067 | 157896.0562 | 151067.2518 | 145441.3124 | 143895.1327 | 138461.214 | 136316.9162 | 129709.6707 | 138031.0598 | 135210.5397 | 129362.8551 | 123092.6712 | 117454.8389 | 110483.1879 | 110639.2667 | 91887.7963 | 87679.1949
TAS1 | Solar PV | 0.00030937 | 0.00045816 | 0.00049592 | 0.00047189 | 0.00045027 | 0.00042965 | 0.00041107 | 0.00039114 | 0.00068333 | 0.00083857 | 0.00091257 | 0.00087423 | 0.00083419 | 0.00079598 | 0.00076156 | 0.000728 | 0.0007312 | 0.00071663 | 0.00076198 | 0.00075816 | 0.00087793 | 0.00098461 | 0.00094203 | 0.00089637 | 0.00087737 | 0.0009934 | 0.00089987 | 0.00094496 | 0.00090168
TAS1 | Grid Battery | 0.0017932 | 0.0017111 | 0.0016371 | 0.0015578 | 0.0015211 | 0.0015093 | 0.0016269 | 0.001781 | 0.0025411 | 0.0026563 | 0.002559 | 0.0035835 | 0.0034194 | 0.0032628 | 0.0031217 | 0.002978 | 0.0029335 | 0.0029103 | 0.0042644 | 0.0040577 | 0.0035909 | 0.0034265 | 0.0032783 | 0.0031194 | 0.00317 | 0.0035067 | 0.0032875 | 0.0032987 | 0.0030245
TAS1 | Pumped Hydro | 0 | 0 | 0.0046402 | 0.0044518 | 0.0044544 | 0.0047458 | 0.0057882 | 0.0061768 | 17807.6477 | 20744.5548 | 21935.5858 | 61260.6322 | 58454.8016 | 55777.4825 | 53365.177 | 50778.5808 | 49748.92 | 47470.3435 | 54065.6062 | 51445.0603 | 51131.2546 | 48789.365 | 46679.2868 | 44416.7539 | 42382.3988 | 40441.2212 | 38692.1896 | 36816.7893 | 35130.5241
TAS1 | VPP | 0 | 0 | 0 | 0 | 0 | 0 | 0 | 0 | 0 | 0 | 0 | 0 | 0 | 0 | 0 | 0 | 0 | 0 | 0 | 0 | 0 | 0 | 0 | 0 | 0 | 0 | 0 | 0 | 0
Total excluding storage |  | 42859.618 | 40896.5822 | 82511.3977 | 78512.0917 | 74916.118 | 71484.8454 | 127865.1751 | 121667.5834 | 185938.9685 | 177422.68 | 169749.374 | 173417.8725 | 165475.0691 | 157896.0583 | 151067.2538 | 145441.3143 | 143895.1346 | 138461.2158 | 136316.9186 | 129709.6731 | 138031.0622 | 135210.5421 | 129362.8575 | 123092.6735 | 117454.8411 | 110483.1898 | 110639.2685 | 91887.7983 | 87679.1968

## Marinus_REHAB Cost
Rehabilition cost by technology ($000s) - Marinus Link, Central High Electrification Sensitivity
REHAB | Real June 2020 dollars discounted to 1 July 2020
Explicitly modelled generation
Region | Technology | 2021-22 | 2022-23 | 2023-24 | 2024-25 | 2025-26 | 2026-27 | 2027-28 | 2028-29 | 2029-30 | 2030-31 | 2031-32 | 2032-33 | 2033-34 | 2034-35 | 2035-36 | 2036-37 | 2037-38 | 2038-39 | 2039-40 | 2040-41 | 2041-42 | 2042-43 | 2043-44 | 2044-45 | 2045-46 | 2046-47 | 2047-48 | 2048-49 | 2049-50
NEM | Black Coal | 0 | 0 | 0 | 230917.2435 | 93078.4574 | 1315.4266 | 965.8514 | 0 | 10569.0392 | 0 | 761.8486 | 3.5393e-06 | 14669.3987 | 0 | 1.1954e-05 | 736.1128 | 0 | 0 | 0 | 2.8787e-06 | 1828.2079 | 0 | 173.6195 | 4.8222e-07 | 0.00031631 | 0 | 0 | 0 | 0
NEM | Brown Coal | 0 | 0 | 0 | 149264.6037 | 0.0002353 | 26047.6872 | 138607.5719 | 0.017019 | 6.5501e-07 | 0 | 9.8256e-06 | 0 | 0 | 0 | 0 | 0 | 0 | 0 | 0 | 0 | 0 | 0 | 0 | 0 | 0 | 0 | 0 | 0 | 0
NEM | CCGT | 0 | 0 | 0 | 0 | 0 | 0 | 0 | 0 | 0 | 0 | 0 | 0 | 0 | 0 | 0 | 0 | 0 | 0 | 0 | 0 | 0 | 0 | 0 | 0 | 0 | 0 | 0 | 0 | 0
NEM | Gas - Steam | 0 | 0 | 0 | 0 | 0 | 0 | 0 | 0 | 0 | 0 | 0 | 0 | 0 | 0 | 0 | 0 | 0 | 0 | 0 | 0 | 0 | 0 | 0 | 0 | 0 | 0 | 0 | 0 | 0
NEM | OCGT / Diesel | 0 | 0 | 0 | 0 | 0 | 0 | 0 | 0 | 0 | 0 | 0 | 0 | 0 | 0 | 0 | 0 | 0 | 0 | 0 | 0 | 0 | 0 | 0 | 0 | 0 | 0 | 0 | 0 | 0
NEM | Hydro | 0 | 0 | 0 | 0 | 0 | 0 | 0 | 0 | 0 | 0 | 0 | 0 | 0 | 0 | 0 | 0 | 0 | 0 | 0 | 0 | 0 | 0 | 0 | 0 | 0 | 0 | 0 | 0 | 0
NEM | Wind | 0 | 0 | 0 | 0 | 0 | 0 | 0 | 0 | 0 | 0 | 0 | 0 | 0 | 0 | 0 | 0 | 0 | 0 | 0 | 0 | 0 | 0 | 0 | 0 | 0 | 0 | 0 | 0 | 0
NEM | Solar PV | 0 | 0 | 0 | 0 | 0 | 0 | 0 | 0 | 0 | 0 | 0 | 0 | 0 | 0 | 0 | 0 | 0 | 0 | 0 | 0 | 0 | 0 | 0 | 0 | 0 | 0 | 0 | 0 | 0
NEM | Grid Battery | 0 | 0 | 0 | 0 | 0 | 0 | 0 | 0 | 0 | 0 | 0 | 0 | 0 | 0 | 0 | 0 | 0 | 0 | 0 | 0 | 0 | 0 | 0 | 0 | 0 | 0 | 0 | 0 | 0
NEM | Pumped Hydro | 0 | 0 | 0 | 0 | 0 | 0 | 0 | 0 | 0 | 0 | 0 | 0 | 0 | 0 | 0 | 0 | 0 | 0 | 0 | 0 | 0 | 0 | 0 | 0 | 0 | 0 | 0 | 0 | 0
NEM | VPP | 0 | 0 | 0 | 0 | 0 | 0 | 0 | 0 | 0 | 0 | 0 | 0 | 0 | 0 | 0 | 0 | 0 | 0 | 0 | 0 | 0 | 0 | 0 | 0 | 0 | 0 | 0 | 0 | 0
Total excluding storage |  | 0 | 0 | 0 | 380181.8472 | 93078.4577 | 27363.1138 | 139573.4233 | 0.017019 | 10569.0392 | 0 | 761.8487 | 3.5393e-06 | 14669.3987 | 0 | 1.1954e-05 | 736.1128 | 0 | 0 | 0 | 2.8787e-06 | 1828.2079 | 0 | 173.6195 | 4.8222e-07 | 0.00031631 | 0 | 0 | 0 | 0
Region | Technology | 2021-22 | 2022-23 | 2023-24 | 2024-25 | 2025-26 | 2026-27 | 2027-28 | 2028-29 | 2029-30 | 2030-31 | 2031-32 | 2032-33 | 2033-34 | 2034-35 | 2035-36 | 2036-37 | 2037-38 | 2038-39 | 2039-40 | 2040-41 | 2041-42 | 2042-43 | 2043-44 | 2044-45 | 2045-46 | 2046-47 | 2047-48 | 2048-49 | 2049-50
NSW1 | Black Coal | 0 | 0 | 0 | 42386.3309 | 93078.4574 | 0 | 0 | 0 | 0 | 0 | 761.8486 | 0 | 0 | 0 | 0 | 0 | 0 | 0 | 0 | 0 | 1828.2079 | 0 | 0 | 0 | 0 | 0 | 0 | 0 | 0
NSW1 | Brown Coal | 0 | 0 | 0 | 0 | 0 | 0 | 0 | 0 | 0 | 0 | 0 | 0 | 0 | 0 | 0 | 0 | 0 | 0 | 0 | 0 | 0 | 0 | 0 | 0 | 0 | 0 | 0 | 0 | 0
NSW1 | CCGT | 0 | 0 | 0 | 0 | 0 | 0 | 0 | 0 | 0 | 0 | 0 | 0 | 0 | 0 | 0 | 0 | 0 | 0 | 0 | 0 | 0 | 0 | 0 | 0 | 0 | 0 | 0 | 0 | 0
NSW1 | Gas - Steam | 0 | 0 | 0 | 0 | 0 | 0 | 0 | 0 | 0 | 0 | 0 | 0 | 0 | 0 | 0 | 0 | 0 | 0 | 0 | 0 | 0 | 0 | 0 | 0 | 0 | 0 | 0 | 0 | 0
NSW1 | OCGT / Diesel | 0 | 0 | 0 | 0 | 0 | 0 | 0 | 0 | 0 | 0 | 0 | 0 | 0 | 0 | 0 | 0 | 0 | 0 | 0 | 0 | 0 | 0 | 0 | 0 | 0 | 0 | 0 | 0 | 0
NSW1 | Hydro | 0 | 0 | 0 | 0 | 0 | 0 | 0 | 0 | 0 | 0 | 0 | 0 | 0 | 0 | 0 | 0 | 0 | 0 | 0 | 0 | 0 | 0 | 0 | 0 | 0 | 0 | 0 | 0 | 0
NSW1 | Wind | 0 | 0 | 0 | 0 | 0 | 0 | 0 | 0 | 0 | 0 | 0 | 0 | 0 | 0 | 0 | 0 | 0 | 0 | 0 | 0 | 0 | 0 | 0 | 0 | 0 | 0 | 0 | 0 | 0
NSW1 | Solar PV | 0 | 0 | 0 | 0 | 0 | 0 | 0 | 0 | 0 | 0 | 0 | 0 | 0 | 0 | 0 | 0 | 0 | 0 | 0 | 0 | 0 | 0 | 0 | 0 | 0 | 0 | 0 | 0 | 0
NSW1 | Grid Battery | 0 | 0 | 0 | 0 | 0 | 0 | 0 | 0 | 0 | 0 | 0 | 0 | 0 | 0 | 0 | 0 | 0 | 0 | 0 | 0 | 0 | 0 | 0 | 0 | 0 | 0 | 0 | 0 | 0
NSW1 | Pumped Hydro | 0 | 0 | 0 | 0 | 0 | 0 | 0 | 0 | 0 | 0 | 0 | 0 | 0 | 0 | 0 | 0 | 0 | 0 | 0 | 0 | 0 | 0 | 0 | 0 | 0 | 0 | 0 | 0 | 0
NSW1 | VPP | 0 | 0 | 0 | 0 | 0 | 0 | 0 | 0 | 0 | 0 | 0 | 0 | 0 | 0 | 0 | 0 | 0 | 0 | 0 | 0 | 0 | 0 | 0 | 0 | 0 | 0 | 0 | 0 | 0
Total excluding storage |  | 0 | 0 | 0 | 42386.3309 | 93078.4574 | 0 | 0 | 0 | 0 | 0 | 761.8486 | 0 | 0 | 0 | 0 | 0 | 0 | 0 | 0 | 0 | 1828.2079 | 0 | 0 | 0 | 0 | 0 | 0 | 0 | 0
Region | Technology | 2021-22 | 2022-23 | 2023-24 | 2024-25 | 2025-26 | 2026-27 | 2027-28 | 2028-29 | 2029-30 | 2030-31 | 2031-32 | 2032-33 | 2033-34 | 2034-35 | 2035-36 | 2036-37 | 2037-38 | 2038-39 | 2039-40 | 2040-41 | 2041-42 | 2042-43 | 2043-44 | 2044-45 | 2045-46 | 2046-47 | 2047-48 | 2048-49 | 2049-50
QLD1 | Black Coal | 0 | 0 | 0 | 188530.9126 | 1.3073e-05 | 1315.4266 | 965.8514 | 0 | 10569.0392 | 0 | 0 | 3.5393e-06 | 14669.3987 | 0 | 1.1954e-05 | 736.1128 | 0 | 0 | 0 | 2.8787e-06 | 0 | 0 | 173.6195 | 4.8222e-07 | 0.00031631 | 0 | 0 | 0 | 0
QLD1 | Brown Coal | 0 | 0 | 0 | 0 | 0 | 0 | 0 | 0 | 0 | 0 | 0 | 0 | 0 | 0 | 0 | 0 | 0 | 0 | 0 | 0 | 0 | 0 | 0 | 0 | 0 | 0 | 0 | 0 | 0
QLD1 | CCGT | 0 | 0 | 0 | 0 | 0 | 0 | 0 | 0 | 0 | 0 | 0 | 0 | 0 | 0 | 0 | 0 | 0 | 0 | 0 | 0 | 0 | 0 | 0 | 0 | 0 | 0 | 0 | 0 | 0
QLD1 | Gas - Steam | 0 | 0 | 0 | 0 | 0 | 0 | 0 | 0 | 0 | 0 | 0 | 0 | 0 | 0 | 0 | 0 | 0 | 0 | 0 | 0 | 0 | 0 | 0 | 0 | 0 | 0 | 0 | 0 | 0
QLD1 | OCGT / Diesel | 0 | 0 | 0 | 0 | 0 | 0 | 0 | 0 | 0 | 0 | 0 | 0 | 0 | 0 | 0 | 0 | 0 | 0 | 0 | 0 | 0 | 0 | 0 | 0 | 0 | 0 | 0 | 0 | 0
QLD1 | Hydro | 0 | 0 | 0 | 0 | 0 | 0 | 0 | 0 | 0 | 0 | 0 | 0 | 0 | 0 | 0 | 0 | 0 | 0 | 0 | 0 | 0 | 0 | 0 | 0 | 0 | 0 | 0 | 0 | 0
QLD1 | Wind | 0 | 0 | 0 | 0 | 0 | 0 | 0 | 0 | 0 | 0 | 0 | 0 | 0 | 0 | 0 | 0 | 0 | 0 | 0 | 0 | 0 | 0 | 0 | 0 | 0 | 0 | 0 | 0 | 0
QLD1 | Solar PV | 0 | 0 | 0 | 0 | 0 | 0 | 0 | 0 | 0 | 0 | 0 | 0 | 0 | 0 | 0 | 0 | 0 | 0 | 0 | 0 | 0 | 0 | 0 | 0 | 0 | 0 | 0 | 0 | 0
QLD1 | Grid Battery | 0 | 0 | 0 | 0 | 0 | 0 | 0 | 0 | 0 | 0 | 0 | 0 | 0 | 0 | 0 | 0 | 0 | 0 | 0 | 0 | 0 | 0 | 0 | 0 | 0 | 0 | 0 | 0 | 0
QLD1 | Pumped Hydro | 0 | 0 | 0 | 0 | 0 | 0 | 0 | 0 | 0 | 0 | 0 | 0 | 0 | 0 | 0 | 0 | 0 | 0 | 0 | 0 | 0 | 0 | 0 | 0 | 0 | 0 | 0 | 0 | 0
QLD1 | VPP | 0 | 0 | 0 | 0 | 0 | 0 | 0 | 0 | 0 | 0 | 0 | 0 | 0 | 0 | 0 | 0 | 0 | 0 | 0 | 0 | 0 | 0 | 0 | 0 | 0 | 0 | 0 | 0 | 0
Total excluding storage |  | 0 | 0 | 0 | 188530.9126 | 1.3073e-05 | 1315.4266 | 965.8514 | 0 | 10569.0392 | 0 | 0 | 3.5393e-06 | 14669.3987 | 0 | 1.1954e-05 | 736.1128 | 0 | 0 | 0 | 2.8787e-06 | 0 | 0 | 173.6195 | 4.8222e-07 | 0.00031631 | 0 | 0 | 0 | 0
Region | Technology | 2021-22 | 2022-23 | 2023-24 | 2024-25 | 2025-26 | 2026-27 | 2027-28 | 2028-29 | 2029-30 | 2030-31 | 2031-32 | 2032-33 | 2033-34 | 2034-35 | 2035-36 | 2036-37 | 2037-38 | 2038-39 | 2039-40 | 2040-41 | 2041-42 | 2042-43 | 2043-44 | 2044-45 | 2045-46 | 2046-47 | 2047-48 | 2048-49 | 2049-50
VIC1 | Black Coal | 0 | 0 | 0 | 0 | 0 | 0 | 0 | 0 | 0 | 0 | 0 | 0 | 0 | 0 | 0 | 0 | 0 | 0 | 0 | 0 | 0 | 0 | 0 | 0 | 0 | 0 | 0 | 0 | 0
VIC1 | Brown Coal | 0 | 0 | 0 | 149264.6037 | 0.0002353 | 26047.6872 | 138607.5719 | 0.017019 | 6.5501e-07 | 0 | 9.8256e-06 | 0 | 0 | 0 | 0 | 0 | 0 | 0 | 0 | 0 | 0 | 0 | 0 | 0 | 0 | 0 | 0 | 0 | 0
VIC1 | CCGT | 0 | 0 | 0 | 0 | 0 | 0 | 0 | 0 | 0 | 0 | 0 | 0 | 0 | 0 | 0 | 0 | 0 | 0 | 0 | 0 | 0 | 0 | 0 | 0 | 0 | 0 | 0 | 0 | 0
VIC1 | Gas - Steam | 0 | 0 | 0 | 0 | 0 | 0 | 0 | 0 | 0 | 0 | 0 | 0 | 0 | 0 | 0 | 0 | 0 | 0 | 0 | 0 | 0 | 0 | 0 | 0 | 0 | 0 | 0 | 0 | 0
VIC1 | OCGT / Diesel | 0 | 0 | 0 | 0 | 0 | 0 | 0 | 0 | 0 | 0 | 0 | 0 | 0 | 0 | 0 | 0 | 0 | 0 | 0 | 0 | 0 | 0 | 0 | 0 | 0 | 0 | 0 | 0 | 0
VIC1 | Hydro | 0 | 0 | 0 | 0 | 0 | 0 | 0 | 0 | 0 | 0 | 0 | 0 | 0 | 0 | 0 | 0 | 0 | 0 | 0 | 0 | 0 | 0 | 0 | 0 | 0 | 0 | 0 | 0 | 0
VIC1 | Wind | 0 | 0 | 0 | 0 | 0 | 0 | 0 | 0 | 0 | 0 | 0 | 0 | 0 | 0 | 0 | 0 | 0 | 0 | 0 | 0 | 0 | 0 | 0 | 0 | 0 | 0 | 0 | 0 | 0
VIC1 | Solar PV | 0 | 0 | 0 | 0 | 0 | 0 | 0 | 0 | 0 | 0 | 0 | 0 | 0 | 0 | 0 | 0 | 0 | 0 | 0 | 0 | 0 | 0 | 0 | 0 | 0 | 0 | 0 | 0 | 0
VIC1 | Grid Battery | 0 | 0 | 0 | 0 | 0 | 0 | 0 | 0 | 0 | 0 | 0 | 0 | 0 | 0 | 0 | 0 | 0 | 0 | 0 | 0 | 0 | 0 | 0 | 0 | 0 | 0 | 0 | 0 | 0
VIC1 | Pumped Hydro | 0 | 0 | 0 | 0 | 0 | 0 | 0 | 0 | 0 | 0 | 0 | 0 | 0 | 0 | 0 | 0 | 0 | 0 | 0 | 0 | 0 | 0 | 0 | 0 | 0 | 0 | 0 | 0 | 0
VIC1 | VPP | 0 | 0 | 0 | 0 | 0 | 0 | 0 | 0 | 0 | 0 | 0 | 0 | 0 | 0 | 0 | 0 | 0 | 0 | 0 | 0 | 0 | 0 | 0 | 0 | 0 | 0 | 0 | 0 | 0
Total excluding storage |  | 0 | 0 | 0 | 149264.6037 | 0.0002353 | 26047.6872 | 138607.5719 | 0.017019 | 6.5501e-07 | 0 | 9.8256e-06 | 0 | 0 | 0 | 0 | 0 | 0 | 0 | 0 | 0 | 0 | 0 | 0 | 0 | 0 | 0 | 0 | 0 | 0
Region | Technology | 2021-22 | 2022-23 | 2023-24 | 2024-25 | 2025-26 | 2026-27 | 2027-28 | 2028-29 | 2029-30 | 2030-31 | 2031-32 | 2032-33 | 2033-34 | 2034-35 | 2035-36 | 2036-37 | 2037-38 | 2038-39 | 2039-40 | 2040-41 | 2041-42 | 2042-43 | 2043-44 | 2044-45 | 2045-46 | 2046-47 | 2047-48 | 2048-49 | 2049-50
SA1 | Black Coal | 0 | 0 | 0 | 0 | 0 | 0 | 0 | 0 | 0 | 0 | 0 | 0 | 0 | 0 | 0 | 0 | 0 | 0 | 0 | 0 | 0 | 0 | 0 | 0 | 0 | 0 | 0 | 0 | 0
SA1 | Brown Coal | 0 | 0 | 0 | 0 | 0 | 0 | 0 | 0 | 0 | 0 | 0 | 0 | 0 | 0 | 0 | 0 | 0 | 0 | 0 | 0 | 0 | 0 | 0 | 0 | 0 | 0 | 0 | 0 | 0
SA1 | CCGT | 0 | 0 | 0 | 0 | 0 | 0 | 0 | 0 | 0 | 0 | 0 | 0 | 0 | 0 | 0 | 0 | 0 | 0 | 0 | 0 | 0 | 0 | 0 | 0 | 0 | 0 | 0 | 0 | 0
SA1 | Gas - Steam | 0 | 0 | 0 | 0 | 0 | 0 | 0 | 0 | 0 | 0 | 0 | 0 | 0 | 0 | 0 | 0 | 0 | 0 | 0 | 0 | 0 | 0 | 0 | 0 | 0 | 0 | 0 | 0 | 0
SA1 | OCGT / Diesel | 0 | 0 | 0 | 0 | 0 | 0 | 0 | 0 | 0 | 0 | 0 | 0 | 0 | 0 | 0 | 0 | 0 | 0 | 0 | 0 | 0 | 0 | 0 | 0 | 0 | 0 | 0 | 0 | 0
SA1 | Hydro | 0 | 0 | 0 | 0 | 0 | 0 | 0 | 0 | 0 | 0 | 0 | 0 | 0 | 0 | 0 | 0 | 0 | 0 | 0 | 0 | 0 | 0 | 0 | 0 | 0 | 0 | 0 | 0 | 0
SA1 | Wind | 0 | 0 | 0 | 0 | 0 | 0 | 0 | 0 | 0 | 0 | 0 | 0 | 0 | 0 | 0 | 0 | 0 | 0 | 0 | 0 | 0 | 0 | 0 | 0 | 0 | 0 | 0 | 0 | 0
SA1 | Solar PV | 0 | 0 | 0 | 0 | 0 | 0 | 0 | 0 | 0 | 0 | 0 | 0 | 0 | 0 | 0 | 0 | 0 | 0 | 0 | 0 | 0 | 0 | 0 | 0 | 0 | 0 | 0 | 0 | 0
SA1 | Grid Battery | 0 | 0 | 0 | 0 | 0 | 0 | 0 | 0 | 0 | 0 | 0 | 0 | 0 | 0 | 0 | 0 | 0 | 0 | 0 | 0 | 0 | 0 | 0 | 0 | 0 | 0 | 0 | 0 | 0
SA1 | Pumped Hydro | 0 | 0 | 0 | 0 | 0 | 0 | 0 | 0 | 0 | 0 | 0 | 0 | 0 | 0 | 0 | 0 | 0 | 0 | 0 | 0 | 0 | 0 | 0 | 0 | 0 | 0 | 0 | 0 | 0
SA1 | VPP | 0 | 0 | 0 | 0 | 0 | 0 | 0 | 0 | 0 | 0 | 0 | 0 | 0 | 0 | 0 | 0 | 0 | 0 | 0 | 0 | 0 | 0 | 0 | 0 | 0 | 0 | 0 | 0 | 0
Total excluding storage |  | 0 | 0 | 0 | 0 | 0 | 0 | 0 | 0 | 0 | 0 | 0 | 0 | 0 | 0 | 0 | 0 | 0 | 0 | 0 | 0 | 0 | 0 | 0 | 0 | 0 | 0 | 0 | 0 | 0
Region | Technology | 2021-22 | 2022-23 | 2023-24 | 2024-25 | 2025-26 | 2026-27 | 2027-28 | 2028-29 | 2029-30 | 2030-31 | 2031-32 | 2032-33 | 2033-34 | 2034-35 | 2035-36 | 2036-37 | 2037-38 | 2038-39 | 2039-40 | 2040-41 | 2041-42 | 2042-43 | 2043-44 | 2044-45 | 2045-46 | 2046-47 | 2047-48 | 2048-49 | 2049-50
TAS1 | Black Coal | 0 | 0 | 0 | 0 | 0 | 0 | 0 | 0 | 0 | 0 | 0 | 0 | 0 | 0 | 0 | 0 | 0 | 0 | 0 | 0 | 0 | 0 | 0 | 0 | 0 | 0 | 0 | 0 | 0
TAS1 | Brown Coal | 0 | 0 | 0 | 0 | 0 | 0 | 0 | 0 | 0 | 0 | 0 | 0 | 0 | 0 | 0 | 0 | 0 | 0 | 0 | 0 | 0 | 0 | 0 | 0 | 0 | 0 | 0 | 0 | 0
TAS1 | CCGT | 0 | 0 | 0 | 0 | 0 | 0 | 0 | 0 | 0 | 0 | 0 | 0 | 0 | 0 | 0 | 0 | 0 | 0 | 0 | 0 | 0 | 0 | 0 | 0 | 0 | 0 | 0 | 0 | 0
TAS1 | Gas - Steam | 0 | 0 | 0 | 0 | 0 | 0 | 0 | 0 | 0 | 0 | 0 | 0 | 0 | 0 | 0 | 0 | 0 | 0 | 0 | 0 | 0 | 0 | 0 | 0 | 0 | 0 | 0 | 0 | 0
TAS1 | OCGT / Diesel | 0 | 0 | 0 | 0 | 0 | 0 | 0 | 0 | 0 | 0 | 0 | 0 | 0 | 0 | 0 | 0 | 0 | 0 | 0 | 0 | 0 | 0 | 0 | 0 | 0 | 0 | 0 | 0 | 0
TAS1 | Hydro | 0 | 0 | 0 | 0 | 0 | 0 | 0 | 0 | 0 | 0 | 0 | 0 | 0 | 0 | 0 | 0 | 0 | 0 | 0 | 0 | 0 | 0 | 0 | 0 | 0 | 0 | 0 | 0 | 0
TAS1 | Wind | 0 | 0 | 0 | 0 | 0 | 0 | 0 | 0 | 0 | 0 | 0 | 0 | 0 | 0 | 0 | 0 | 0 | 0 | 0 | 0 | 0 | 0 | 0 | 0 | 0 | 0 | 0 | 0 | 0
TAS1 | Solar PV | 0 | 0 | 0 | 0 | 0 | 0 | 0 | 0 | 0 | 0 | 0 | 0 | 0 | 0 | 0 | 0 | 0 | 0 | 0 | 0 | 0 | 0 | 0 | 0 | 0 | 0 | 0 | 0 | 0
TAS1 | Grid Battery | 0 | 0 | 0 | 0 | 0 | 0 | 0 | 0 | 0 | 0 | 0 | 0 | 0 | 0 | 0 | 0 | 0 | 0 | 0 | 0 | 0 | 0 | 0 | 0 | 0 | 0 | 0 | 0 | 0
TAS1 | Pumped Hydro | 0 | 0 | 0 | 0 | 0 | 0 | 0 | 0 | 0 | 0 | 0 | 0 | 0 | 0 | 0 | 0 | 0 | 0 | 0 | 0 | 0 | 0 | 0 | 0 | 0 | 0 | 0 | 0 | 0
TAS1 | VPP | 0 | 0 | 0 | 0 | 0 | 0 | 0 | 0 | 0 | 0 | 0 | 0 | 0 | 0 | 0 | 0 | 0 | 0 | 0 | 0 | 0 | 0 | 0 | 0 | 0 | 0 | 0 | 0 | 0
Total excluding storage |  | 0 | 0 | 0 | 0 | 0 | 0 | 0 | 0 | 0 | 0 | 0 | 0 | 0 | 0 | 0 | 0 | 0 | 0 | 0 | 0 | 0 | 0 | 0 | 0 | 0 | 0 | 0 | 0 | 0

## Marinus_REZ Tx Cost
REZ transmission expansion cost by region ($000s) - Marinus Link, Central High Electrification Sensitivity
REZ Expansion | Real June 2020 dollars discounted to 1 July 2020. As with the total capital costs, the REZ transmission expansion costs are annualised for modelling purposes.
Explicitly modelled generation
Region | Technology | 2021-22 | 2022-23 | 2023-24 | 2024-25 | 2025-26 | 2026-27 | 2027-28 | 2028-29 | 2029-30 | 2030-31 | 2031-32 | 2032-33 | 2033-34 | 2034-35 | 2035-36 | 2036-37 | 2037-38 | 2038-39 | 2039-40 | 2040-41 | 2041-42 | 2042-43 | 2043-44 | 2044-45 | 2045-46 | 2046-47 | 2047-48 | 2048-49 | 2049-50
NSW1 | Transmission | 0.0013907 | 0.0015181 | 0.0016123 | 28070.6285 | 26784.9509 | 25558.1595 | 27576.4907 | 27177.7829 | 25932.9993 | 48163.7363 | 50721.7053 | 123175.5169 | 126308.683 | 120523.5525 | 116135.3349 | 116855.8642 | 136646.6236 | 138147.4129 | 132172.7123 | 138417.2384 | 151419.2758 | 186047.9357 | 180493.459 | 171744.988 | 177591.1157 | 180524.573 | 173684.4584 | 165266.0179 | 162040.5279
QLD1 | Transmission | 0.0019975 | 0.0020446 | 0.0022314 | 3292.0567 | 3141.2755 | 2997.4003 | 2867.7667 | 49561.6744 | 47291.674 | 45125.6432 | 50639.1509 | 52607.6024 | 61217.9618 | 59047.5852 | 79727.0059 | 77684.7219 | 123488.6951 | 118356.5444 | 115176.5502 | 111450.7889 | 114563.7641 | 160153.867 | 153227.4152 | 160522.863 | 160570.3738 | 235968.9168 | 225763.5601 | 231070.8426 | 297538.4088
VIC1 | Transmission | 0.00043436 | 0.0004259 | 0.00040748 | 0.00038773 | 0.00036997 | 0.00035303 | 7734.1962 | 7359.3217 | 7022.2535 | 6700.6236 | 6410.8301 | 6100.0988 | 5820.705 | 11250.2397 | 10763.6811 | 11339.1511 | 18895.3574 | 18029.9212 | 17250.1499 | 16414.0396 | 29259.3971 | 28874.6899 | 27625.8961 | 26286.8761 | 30929.2484 | 38773.839 | 37096.9196 | 35685.4325 | 41308.4681
SA1 | Transmission | 0.0030028 | 0.0029382 | 0.0032198 | 0.0036969 | 0.0035341 | 0.0036356 | 0.0042416 | 10087.2469 | 9625.236 | 9184.3864 | 8787.1735 | 15404.4165 | 14698.8708 | 14025.6401 | 14136.6468 | 13451.45 | 12842.8116 | 14260.0703 | 21194.0047 | 20527.2566 | 26583.6932 | 26789.6218 | 31299.7232 | 29782.6389 | 28418.5486 | 44544.7211 | 42618.2183 | 40552.5244 | 38695.1571
TAS1 | Transmission | 0 | 0 | 1459.2174 | 1388.4895 | 1324.8946 | 1264.2124 | 2479.8483 | 2359.6507 | 2251.5751 | 2148.4495 | 2055.5318 | 2041.5348 | 1948.0294 | 1858.8067 | 1778.4157 | 1844.0227 | 2220.9995 | 2287.3437 | 2750.5337 | 2617.2161 | 4446.7345 | 4766.8268 | 4560.6675 | 4339.6132 | 4140.8523 | 5739.7697 | 6240.3322 | 5937.865 | 5665.9017
NEM | Total | 0.0068254 | 0.0069268 | 1459.2249 | 32751.1788 | 31251.1248 | 29819.7761 | 40658.3061 | 96545.6765 | 92123.7379 | 111322.839 | 118614.3916 | 199329.1695 | 209994.25 | 206705.8242 | 222541.0845 | 221175.2099 | 294094.4871 | 291081.2924 | 288543.9508 | 289426.5396 | 326272.8648 | 406632.9412 | 397207.1612 | 392676.9793 | 401650.1388 | 505551.8196 | 485403.4887 | 478512.6824 | 545248.4636

## Marinus_USE+DSP Cost
USE and USE / DSP cost by region ($000s) - Marinus Link, Central High Electrification Sensitivity
USE / DSP | Real June 2020 dollars discounted to 1 July 2020
Explicitly modelled generation
Region | Technology | 2021-22 | 2022-23 | 2023-24 | 2024-25 | 2025-26 | 2026-27 | 2027-28 | 2028-29 | 2029-30 | 2030-31 | 2031-32 | 2032-33 | 2033-34 | 2034-35 | 2035-36 | 2036-37 | 2037-38 | 2038-39 | 2039-40 | 2040-41 | 2041-42 | 2042-43 | 2043-44 | 2044-45 | 2045-46 | 2046-47 | 2047-48 | 2048-49 | 2049-50
NSW1 | USE / DSP | 0.0026146 | 0.0026131 | 29.6579 | 926.7705 | 0.0026905 | 0.0026821 | 0.0027117 | 0.0027045 | 11.2825 | 4.1744 | 0.0027324 | 25906.161 | 201.2908 | 16492.2407 | 12284.8544 | 1857.8659 | 29631.4695 | 0.0028243 | 17903.5676 | 994.7213 | 34142.6458 | 0.002974 | 2698.7075 | 3487.1953 | 316.8094 | 1817.6702 | 0.0029483 | 1620.0707 | 1493.7341
QLD1 | USE / DSP | 0.0025906 | 0.0025841 | 0.0025941 | 245.6532 | 808.6624 | 1089.0993 | 0.002667 | 23605.0762 | 2960.3949 | 66.5711 | 4155.1364 | 8539.9422 | 26730.6593 | 14342.8473 | 21929.9085 | 1964.4523 | 32213.8257 | 1381.4019 | 28499.6047 | 6502.9327 | 5541.9838 | 8511.6303 | 14939.3492 | 18729.6018 | 6484.1093 | 181174.5027 | 3128.7444 | 97223.3239 | 25513.1718
VIC1 | USE / DSP | 0.0025946 | 0.002578 | 0.002598 | 0.0026921 | 0.0027081 | 0.19266 | 0.0027022 | 0.002686 | 0.0026915 | 0.0027009 | 0.0027137 | 11943.2616 | 0.0027792 | 687.9223 | 1705.2145 | 485.992 | 42906.0117 | 0.0027777 | 9022.4517 | 833.9795 | 18329.7985 | 0.0029539 | 1691.8305 | 3001.1985 | 55.3138 | 384.9549 | 0.0029461 | 812.8639 | 1482.0469
SA1 | USE / DSP | 0.0026255 | 0.0025993 | 7.3868 | 0.0026824 | 0.0027068 | 0.0026897 | 0.0026977 | 0.0026693 | 0.0026781 | 0.0026894 | 0.0027067 | 5801.0011 | 0.0027516 | 528.8479 | 3089.3503 | 2200.7911 | 5949.2083 | 0.0027892 | 4790.1008 | 740.4196 | 3514.1116 | 0.0029209 | 1978.0643 | 3097.0033 | 1635.8459 | 1241.7611 | 0.0028482 | 206.0194 | 822.0357
TAS1 | USE / DSP | 0.0021196 | 0.0021051 | 0.0021186 | 0.002114 | 0.0021122 | 0.0021161 | 0.0021376 | 0.0021375 | 0.0021395 | 0.0021444 | 0.0021463 | 2149.9359 | 0.0021649 | 0.0021562 | 15.6173 | 14.1216 | 61.0147 | 0.0021533 | 1450.0244 | 0.0021674 | 701.1402 | 0.0021833 | 105.3464 | 591.4175 | 0.0021613 | 17.7551 | 0.0021669 | 78.266 | 0.0021694
NEM | Total | 0.012545 | 0.01248 | 37.0521 | 1172.4313 | 808.6726 | 1089.2995 | 0.012916 | 23605.0864 | 2971.6849 | 70.7531 | 4155.1467 | 54340.3019 | 26931.9578 | 32051.8603 | 39024.9449 | 6523.2229 | 110761.53 | 1381.4125 | 61665.7493 | 9072.0553 | 62229.68 | 8511.6414 | 21413.2979 | 28906.4163 | 8492.0806 | 184636.644 | 3128.7553 | 99940.544 | 29310.9908

## Marinus_SyncCon Cost
Synchronous Condenser cost by region ($000s) - Marinus Link, Central High Electrification Sensitivity
SyncCon | Real June 2020 dollars discounted to 1 July 2020
Explicitly modelled generation
Region | Technology | 2021-22 | 2022-23 | 2023-24 | 2024-25 | 2025-26 | 2026-27 | 2027-28 | 2028-29 | 2029-30 | 2030-31 | 2031-32 | 2032-33 | 2033-34 | 2034-35 | 2035-36 | 2036-37 | 2037-38 | 2038-39 | 2039-40 | 2040-41 | 2041-42 | 2042-43 | 2043-44 | 2044-45 | 2045-46 | 2046-47 | 2047-48 | 2048-49 | 2049-50
NSW1 | SyncCon | 0 | 0 | 0 | 0 | 0 | 0 | 0 | 0 | 0 | 0 | 0 | 0 | 0 | 0 | 0 | 0 | 0 | 0 | 0 | 0 | 0 | 0 | 0 | 0 | 0 | 0 | 0 | 0 | 0
QLD1 | SyncCon | 0 | 0 | 0 | 0 | 0 | 0 | 0 | 0 | 0 | 0 | 0 | 0 | 0 | 0 | 0 | 0 | 0 | 0 | 0 | 0 | 0 | 0 | 0 | 0 | 0 | 0 | 0 | 0 | 0
VIC1 | SyncCon | 0 | 0 | 22.7226 | 12730.4457 | 12147.3718 | 12752.8528 | 18626.7486 | 17723.9149 | 16912.1325 | 16137.531 | 15439.6033 | 14691.2497 | 14018.368 | 13376.3054 | 12797.7971 | 12177.4912 | 11619.7435 | 11087.5415 | 10608.0194 | 10093.8515 | 9631.5377 | 9190.3985 | 8792.9254 | 8366.7346 | 7983.5254 | 7617.8677 | 7288.4046 | 6935.1375 | 6617.4976
SA1 | SyncCon | 0 | 0 | 0 | 0 | 0 | 0 | 0 | 0 | 0 | 0 | 0 | 0 | 0 | 0 | 0 | 0 | 0 | 0 | 0 | 0 | 0 | 0 | 0 | 0 | 0 | 0 | 0 | 0 | 0
TAS1 | SyncCon | 1354.6073 | 1526.9424 | 2018.0642 | 1346.3597 | 1218.7255 | 1416.5371 | 2156.2023 | 2154.8007 | 2707.8035 | 2466.9222 | 2393.5435 | 1337.2141 | 1251.8115 | 1097.2142 | 1102.6861 | 1088.9129 | 1037.263 | 1025.5559 | 845.9054 | 815.2256 | 734.9872 | 736.8114 | 577.3244 | 628.9494 | 601.9257 | 628.788 | 661.4277 | 560.9313 | 486.2444
NEM | Total | 1354.6073 | 1526.9424 | 2040.7868 | 14076.8053 | 13366.0973 | 14169.3899 | 20782.9509 | 19878.7156 | 19619.936 | 18604.4533 | 17833.1468 | 16028.4638 | 15270.1796 | 14473.5196 | 13900.4832 | 13266.4041 | 12657.0065 | 12113.0974 | 11453.9248 | 10909.0771 | 10366.5249 | 9927.21 | 9370.2498 | 8995.6841 | 8585.451 | 8246.6557 | 7949.8323 | 7496.0689 | 7103.742

## Marinus_System Strength Cost
System Strength cost by region ($000s) - Marinus Link, Central High Electrification Sensitivity
System Strength | Real June 2020 dollars discounted to 1 July 2020
Explicitly modelled generation
Region | Technology | 2021-22 | 2022-23 | 2023-24 | 2024-25 | 2025-26 | 2026-27 | 2027-28 | 2028-29 | 2029-30 | 2030-31 | 2031-32 | 2032-33 | 2033-34 | 2034-35 | 2035-36 | 2036-37 | 2037-38 | 2038-39 | 2039-40 | 2040-41 | 2041-42 | 2042-43 | 2043-44 | 2044-45 | 2045-46 | 2046-47 | 2047-48 | 2048-49 | 2049-50
NSW1 | System Strength | 9.7353e-05 | 0.00010394 | 0.00010991 | 3149.463 | 3005.2128 | 2867.5695 | 3094.0219 | 3118.0936 | 4268.5964 | 7051.1197 | 7435.1054 | 16441.3738 | 16990.9196 | 16212.7095 | 15633.8907 | 15448.9519 | 17697.5482 | 19216.5085 | 18385.4189 | 18511.1533 | 19735.4082 | 23004.861 | 22345.4275 | 21262.3505 | 21081.0749 | 21599.3417 | 20766.9297 | 19760.362 | 19416.8704
QLD1 | System Strength | 3507.89 | 3347.2233 | 3202.4602 | 3359.4252 | 3205.5584 | 3058.7389 | 2926.4523 | 4440.2556 | 4236.8851 | 4042.8293 | 4245.0091 | 4645.4545 | 5943.0558 | 5687.2306 | 6041.8358 | 5998.7195 | 7925.591 | 7634.3807 | 7569.9299 | 7457.5103 | 8242.2361 | 10239.2403 | 9796.4061 | 9702.1454 | 9631.4947 | 13376.6901 | 12798.1652 | 12997.7195 | 15774.2696
VIC1 | System Strength | 0.00024348 | 0.00024131 | 0.00025349 | 1956.5078 | 1899.9697 | 1994.0029 | 5177.6279 | 5883.8785 | 5614.3879 | 5571.4311 | 7286.5779 | 8609.0328 | 8214.7259 | 9640.5131 | 9223.5731 | 9123.6148 | 10473.7621 | 9994.0478 | 9561.818 | 9197.9138 | 10521.5448 | 10152.0668 | 9713.0028 | 9242.2161 | 9470.4628 | 9801.0456 | 9377.1627 | 8951.3481 | 9080.036
SA1 | System Strength | 0.0018465 | 0.001794 | 373.1468 | 2099.6416 | 2003.4748 | 1911.7128 | 2069.6528 | 3180.6486 | 3034.9702 | 2895.9642 | 2834.9943 | 3772.3133 | 3599.5356 | 3434.6714 | 3447.2773 | 3470.4851 | 3912.2769 | 3886.3631 | 4096.4209 | 4024.2006 | 4374.6221 | 4283.053 | 4767.8197 | 4536.7251 | 4328.9361 | 4899.7633 | 4687.8548 | 4460.6357 | 4256.3318
TAS1 | System Strength | 121.9754 | 116.3888 | 990.4453 | 942.4387 | 899.2735 | 858.0854 | 1681.3297 | 1599.836 | 2939.3826 | 2804.7544 | 2683.4523 | 2800.7122 | 2672.4353 | 2550.0337 | 2439.7479 | 2358.3438 | 2362.1408 | 2279.4007 | 2265.8995 | 2156.072 | 2383.0181 | 2353.1469 | 2251.3763 | 2142.2527 | 2044.1343 | 2218.1113 | 2238.4943 | 2129.9951 | 2032.438
NEM | Total | 3629.8676 | 3463.6142 | 4566.0526 | 11507.4762 | 11013.4893 | 10690.1095 | 14949.0846 | 18222.7123 | 20094.2222 | 22366.0988 | 24485.139 | 36268.8866 | 37420.6722 | 37525.1582 | 36786.325 | 36400.1152 | 42371.3189 | 43010.7009 | 41879.4871 | 41346.8499 | 45256.8294 | 50032.3681 | 48874.0325 | 46885.6897 | 46556.1027 | 51894.952 | 49868.6066 | 48300.0603 | 50559.9459