## Cover
Project Marinus Economic Modelling Results
Supporting the Economic Modelling Appendix to the TasNetworks PACR
TasNetworks | 22 June 2021

## Release notice
Notice
Ernst & Young ("EY") was engaged on the instructions of Tasmanian Networks Pty Ltd (“TasNetworks” or “Client”) to provide market modelling in relation to the proposed Marinus Link interconnector (“Project”), in accordance with the contract dated 14 June 2018.
The results of Ernst & Young’s work, including the assumptions and qualifications made in preparing the workbook dated 22 June 2021 (“Workbook”), are set out in Ernst & Young's report dated 22 June 2021 ("Report"). The Workbook and Report should be read in their entirety including this notice, the applicable scope of the work and any limitations. A reference to the Workbook includes any part of the Workbook. No further work has been undertaken by Ernst & Young since the date of the Workbook to update it.
EY has prepared the Workbook under the directions of the Client. EY has not been engaged to act, and has not acted, as advisor to any other party. Accordingly, EY makes no representations as to the appropriateness, accuracy or completeness of the Workbook for any other party's purposes.
No reliance may be placed upon the Workbook or any of its contents by any party other than the Client (“Third Parties”). Any Third Party receiving a copy of the Workbook must make and rely on their own enquiries in relation to the issues to which the Workbook relates, the contents of the Workbook and all matters arising from or relating to or in any way connected with the Workbook or its contents.
EY disclaims all responsibility to any Third Parties for any loss or liability that the Third Parties may suffer or incur arising from or relating to or in any way connected with the contents of the Workbook, the provision of the Workbook to the Third Parties or the reliance upon the Workbook by the Third Parties.
No claim or demand or any actions or proceedings may be brought against EY arising from or connected with the contents of the Workbook or the provision of the Workbook to the Third Parties. EY will be released and forever discharged from any such claims, demands, actions or proceedings.
Our work commenced on 12 January 2021 and was completed on 19 May 2021. Therefore, our Workbook does not take account of events or circumstances arising after 19 May 2021 and we have no responsibility to update the Workbook for such events or circumstances.
In preparing this Workbook we have considered and relied upon information from a range of sources believed to be reliable and accurate. We do not imply, and it should not be construed, that we have verified any of the information provided to us, or that our enquiries could have identified any matter that a more extensive examination might disclose.
The work performed as part of our scope considers information provided to us and a number of combinations of input assumptions relating to future conditions, which may not necessarily represent actual or most likely future conditions. Additionally, modelling work performed as part of our scope inherently requires assumptions about future behaviours and market interactions, which may result in forecasts that deviate from future conditions. There will usually be differences between estimated and actual results, because events and circumstances frequently do not occur as expected, and those differences may be material. We take no responsibility that the projected outcomes will be achieved, if any.
We highlight that our analysis and Workbook do not constitute investment advice or a recommendation to you on a future course of action. We provide no assurance that the scenarios we have modelled will be accepted by any relevant authority or third party.
Our conclusions are based, in part, on the assumptions stated and on information provided by the Client and other information sources used during the course of the engagement. The modelled outcomes are contingent on the collection of assumptions as agreed with the Client and no consideration of other market events, announcements or other changing circumstances are reflected in this Workbook. Neither EY nor any member or employee thereof undertakes responsibility in any way whatsoever to any person in respect of errors in this Workbook arising from incorrect information provided by the Client or other information sources used.
EY has consented to the Workbook being published electronically on the Client’s website alongside the Report and Addendum for informational purposes only. EY has not consented to distribution or disclosure beyond this. The material contained in the Workbook, including the EY logo, is copyright. The copyright in the material contained in the Workbook itself, excluding EY logo, vests in the Client. The Workbook, including the EY logo, cannot be altered without prior written permission from EY.
EY’s liability is limited by a scheme approved under Professional Standards Legislation.

## Version notes
Change log
2021-06-22 | 1 | Project Marinus Economic Modelling Result Workbooks supporting the Addendum to the PACR, Step Change High Electrification Sensitivity. Marinus Link stage 1 from 1 July 2027 and stage 2 from 1 July 2029.

## Abbreviations and notes
Acronyms
AEMO | Australian Energy Market Operator
CCGT | Closed cycle gas turbine
Diesel | Diesel generator
Distributed PV | PV non-scheduled generators (PVNSG) and Rooftop PV
DSP | Demand-side participation
ESOO | Electricity Statement Of Opportunities
FOM | Fixed operations and maintenance
Gas - Steam | Gas-powered steam turbine
GWh | Gigawatt-hours
Grid Battery | Explicitly modelled existing and new entrant (8 hour or less) battery storage
MW | Megawatts
NEM | National Electricity Market
OCGT | Open cycle gas turbine
PACR | Project Assessment Conclusions Report
PV | Photovoltaic
PVNSG | PV non-scheduled generators
Rehab | Rehabilitation (after closing an existing generator)
USE | Unserved energy
VOM | Variable operations and maintenance
VPP | Virtual power plants
Notes
1. BaseCase simulations do not include Marinus Link. Marinus simulations include Marinus Link stage 1 from 1 July 2027 and stage 2 from 1 July 2029.
2. Tumut 3 generation is included in Hydro, whereas Tumut 3 pump is included in Pumped Hydro Pump.
3. REZ expansion costs only capture intra-regional network augmentations. These costs do not include the cost of interconnectors.
4. New entrant capacity and retiring capacity for allowable generators are made at the beginning of each financial year, on 1 July.
5. Other non-scheduled generation is handled on the demand side as per AEMO's 2020 ESOO.

## ---Compare options---
Compare |  | Marinus | to | BaseCase |  | 0 | 1 | 2 | 3 | 4 | 5 | 6 | 7 | 8 | 9 | 10 | 11 | 12 | 13 | 14 | 15 | 16 | 17 | 18 | 19 | 20 | 21 | 22 | 23 | 24 | 25 | 26 | 27 | 28
NEM discounted market benefits by year
Select region | NEM
[5 empty] | Real June 2020 dollars ($m) discounted to 1 July 2020 | 2021-22 | 2022-23 | 2023-24 | 2024-25 | 2025-26 | 2026-27 | 2027-28 | 2028-29 | 2029-30 | 2030-31 | 2031-32 | 2032-33 | 2033-34 | 2034-35 | 2035-36 | 2036-37 | 2037-38 | 2038-39 | 2039-40 | 2040-41 | 2041-42 | 2042-43 | 2043-44 | 2044-45 | 2045-46 | 2046-47 | 2047-48 | 2048-49 | 2049-50
|  |  |  | Build | CAPEX | 48.848 | 46.6107 | 19.9343 | 79.9826 | 102.8301 | 91.4965 | 83.9941 | 108.0579 | 16.4458 | 45.4616 | 71.1109 | 104.2149 | 169.1075 | 111.6516 | 117.6415 | 126.6805 | 128.5083 | 105.8425 | 49.4914 | 78.7105 | 36.0062 | 25.615 | 31.0957 | 37.1511 | 63.6861 | 41.9902 | 106.3237 | 136.2912 | 198.8137
|  |  |  | FOM | FOM | 9.8936 | 9.4405 | 4.0572 | -13.7672 | -31.0985 | -6.481 | 123.7797 | 37.0811 | 17.5699 | 23.4369 | 27.8658 | 23.8615 | -64.241 | 19.2093 | 22.5662 | 23.5326 | 79.647 | 19.0355 | 8.6534 | 17.5397 | 18.7855 | 18.1161 | 19.7163 | 27.7911 | 33.6515 | 27.8676 | 50.3461 | 51.0344 | 98.7257
|  |  |  | Fuel | Fuel | -6.8944 | -5.6026 | -7.2261 | -14.351 | -34.9183 | -31.7406 | 2.4467 | -20.1935 | 47.419 | 25.115 | 38.1654 | 23.4924 | 18.7128 | 51.2802 | 36.3473 | 26.7533 | 65.4986 | 85.0877 | 87.8414 | 86.5246 | 80.0177 | 109.1665 | 95.936 | 77.6357 | 60.4508 | 94.6455 | 91.5275 | 77.4533 | 16.5064
|  |  |  | VOM | VOM | -3.6542 | -5.4592 | -0.23979 | -4.9004 | -7.4335 | -7.3659 | -6.4058 | -8.4753 | 5.2147 | 5.0477 | 0.25773 | 1.9468 | -3.0375 | 1.7386 | 1.1627 | 1.7624 | 1.8648 | -0.43877 | 4.2511 | 1.2884 | 3.9183 | 2.9388 | 3.4288 | 6.3041 | 2.4927 | 3.5359 | 2.3852 | 2.2714 | 1.3048
|  |  |  | REHAB | REHAB | 0 | 0 | 0 | 34.9364 | 1.0819 | -3.049 | -33.8931 | 2.5709e-05 | 5.4501 | 1.493e-08 | 5.7243e-09 | 3.2805e-08 | 5.7897 | 0 | 0 | 0.038898 | 0 | 0 | 0 | 2.3572e-08 | 0.084473 | 0 | -0.74978 | 2.4003e-08 | 0 | 0.41782 | 7.9938e-09 | 0 | 0
|  |  |  | REZ Tx | REZ | -2.2701 | -2.1661 | 1.4435 | 9.9481 | 20.4392 | 21.9064 | 28.5926 | 44.7398 | 42.6906 | 47.9553 | 40.7315 | 37.7132 | 39.9379 | 29.6309 | 30.2921 | 21.0523 | 30.027 | 26.471 | 22.3774 | 31.3528 | 27.0224 | 31.8083 | 23.9375 | 2.9715 | 12.7213 | 25.6162 | 23.4654 | 21.1133 | 10.1834
|  |  |  | USE+DSP | USE+DSP | 2.48e-06 | 2.4617e-06 | -0.029492 | 0.9842 | 1.0417 | 0.99089 | 0.14492 | -1.1388 | -1.2595 | 0.22354 | 1.154 | 27.0342 | -5.1346 | 6.0992 | -8.0088 | 0.31196 | -25.3488 | -0.08533 | -2.2982 | 2.3184 | -1.577 | 6.7754 | 12.5292 | 137.1288 | 39.6216 | 5.7604 | 125.5852 | 3.0299 | 6.1846
|  |  |  | SyncCon | SyncCon | 0.1379 | 0.14769 | -0.12273 | 0.85554 | 0.74054 | 0.90455 | -0.92683 | -0.84374 | -1.3824 | -1.0539 | -0.7669 | -0.020682 | -0.11431 | 0.056534 | 0.15992 | 0.097993 | 0.16772 | 0.11644 | 0.16817 | 0.29651 | 0.33687 | 0.026032 | 0.28921 | 0.28075 | 0.16576 | 0.089599 | 0.08528 | 0.1755 | 0.29027
|  |  |  | System Strength | System Strength | 0.59141 | 0.56432 | 0.51291 | 1.7076 | 2.281 | 1.9657 | 1.9633 | 2.3141 | 1.0536 | 1.6409 | 1.6517 | 1.1977 | 1.7821 | 0.77549 | 0.92836 | 0.33766 | 1.6435 | 1.075 | 0.52278 | 1.7403 | 0.57847 | 0.24317 | -0.18001 | -0.68326 | -0.34579 | 0.16006 | 0.33494 | 0.088989 | 0.60019
[5 empty] | Total cumulative market benefits | 46.6522 | 90.1875 | 108.5172 | 203.9132 | 258.8772 | 327.5048 | 527.2003 | 688.7418 | 821.9436 | 969.7705 | 1149.9405 | 1369.3805 | 1532.1831 | 1752.6248 | 1953.7141 | 2154.2817 | 2436.2899 | 2673.394 | 2844.4015 | 3064.1726 | 3229.3456 | 3424.035 | 3610.0379 | 3898.6177 | 4111.0617 | 4311.145 | 4711.1983 | 5002.6563 | 5335.2654
NEM capacity difference by year
Select region | NEM
[5 empty] | Capacity difference (MW) | 2021-22 | 2022-23 | 2023-24 | 2024-25 | 2025-26 | 2026-27 | 2027-28 | 2028-29 | 2029-30 | 2030-31 | 2031-32 | 2032-33 | 2033-34 | 2034-35 | 2035-36 | 2036-37 | 2037-38 | 2038-39 | 2039-40 | 2040-41 | 2041-42 | 2042-43 | 2043-44 | 2044-45 | 2045-46 | 2046-47 | 2047-48 | 2048-49 | 2049-50
[5 empty] | Black Coal | 0 | 0 | 0 | 234.2025 | 309.917 | 258.6923 | 246.4117 | 246.4117 | 320.7206 | 320.7207 | 320.7206 | 320.7206 | 515.6479 | 515.648 | 447.8047 | 458.9114 | 458.9114 | 458.9114 | 458.9114 | 458.9114 | 489.4069 | 458.9114 | 306.9824 | 0 | 0 | 0 | 0 | 0 | 0
[5 empty] | Brown Coal | 0 | 0 | 0 | 171.3668 | 173.1183 | 145.7823 | -319.6859 | -319.6856 | -319.6856 | -319.6856 | -319.6856 | -319.6856 | -319.6856 | -319.6856 | -319.6856 | -319.6856 | -319.6856 | -319.6856 | -319.6856 | -319.6856 | -319.6856 | -319.6856 | -319.6856 | -319.6856 | -319.6856 | -128.979 | 0 | 0 | 0
[5 empty] | CCGT | 0 | 0 | 0 | 0 | 0 | 0 | 0 | 0 | 0 | 0 | 0 | 0 | 0 | 0 | 0 | 0 | 0 | 0 | 0 | 0 | 0 | 0 | 0 | 0 | 0 | 0 | -0.00010106 | -0.00010147 | -0.00010154
[5 empty] | Gas - Steam | 0 | 0 | 0 | 0 | 0 | 0 | 0 | 0 | 0 | 0 | 0 | 0 | 0 | 0 | 0 | 0 | 0 | 0 | 0 | 0 | 0 | 0 | 0 | 0 | 0 | 0 | 0 | 0 | 0
[5 empty] | OCGT / Diesel | 0 | 0 | 0 | 0 | 0 | 0 | 0 | 0 | 0 | 0 | 0 | 0 | 0 | 0 | -517.5372 | -517.5372 | -673.0962 | -673.0962 | -742.647 | -742.647 | -634.9841 | -729.1534 | -1034.744 | -752.3217 | -752.3217 | -660.1265 | -660.1265 | -2721.709 | -2771.5481
[5 empty] | Hydro | 0 | 0 | 0 | 0 | 0 | 0 | 250 | 250 | 250 | 250 | 250 | 250 | 250 | 250 | 250 | 250 | 250 | 250 | 250 | 250 | 250 | 250 | 250 | 250 | 250 | 250 | 250 | 250 | 250
[5 empty] | Wind | -385.3381 | -385.3381 | -172.5504 | -753.3764 | -941.2639 | -842.864 | -943.2322 | -1242.0262 | -374.2403 | -911.5697 | -1189.1179 | -388.9883 | -846.3842 | 123.9428 | -72.3985 | -476.9572 | 790.4446 | 987.4973 | 1132.37 | 714.303 | 1716.8501 | 1243.1551 | 1086.3419 | 1709.5128 | 1134.2907 | 1531.6412 | 1270.1991 | 1607.5231 | 60.5882
[5 empty] | Solar PV | 0 | 0 | 0 | 0 | -137.3744 | -183.6878 | 35.4289 | 98.4824 | -74.0933 | 84.4828 | -34.9827 | -727.2264 | -1106.6557 | -1391.5273 | -1331.5213 | -1120.1425 | -2646.1621 | -2409.6061 | -1808.4829 | -2423.8017 | -2590.8181 | -1382.1501 | -747.3913 | -747.3913 | -606.5317 | -1685.0717 | -1685.0717 | -1685.0714 | -931.1099
[5 empty] | Grid Battery | 0 | 0 | 0 | 0 | 0 | 0 | 0 | -79.4795 | -79.4795 | -79.4795 | -144.5597 | 282.4787 | 160.7772 | 160.7772 | 292.0015 | 292.0015 | 282.5924 | 282.5924 | 282.5924 | 282.5924 | -1882.3419 | -2574.3881 | -2733.5189 | -4539.735 | -4962.9288 | -4674.7636 | -6507.7353 | -6427.1673 | -5258.4592
[5 empty] | Pumped Hydro | 0 | 0 | 0 | 0 | 0 | -0.00017971 | -0.00018006 | -9.93 | 233.9261 | 291.6247 | 292.399 | -434.3132 | -663.9425 | -663.9425 | -513.5547 | -513.5547 | -873.3924 | -873.3924 | -408.7921 | -408.7921 | 485.2579 | 922.3182 | 922.3182 | 958.0799 | 958.0798 | 958.0798 | 958.0798 | 958.0798 | 958.0798
[5 empty] | VPP | 0 | 0 | 0 | 0 | 0 | 0 | 0 | 0 | 0 | 0 | 0 | 0 | 0 | 0 | 0 | 0 | 0 | 0 | 0 | 0 | 0 | 0 | 0 | 0 | 0 | 0 | 0 | 0 | 0
[5 empty] | Grid Battery pump | 0 | 0 | 0 | 0 | 0 | 0 | 0 | -79.4795 | -79.4795 | -79.4795 | -144.5597 | 282.4787 | 160.7772 | 160.7772 | 292.0015 | 292.0015 | 282.5924 | 282.5924 | 282.5924 | 282.5924 | -1882.3419 | -2574.3881 | -2733.5189 | -4539.735 | -4962.9288 | -4674.7636 | -6507.7353 | -6427.1673 | -5258.4592
[5 empty] | Pumped Hydro Pump | 0 | 0 | 0 | 0 | 0 | -0.00017971 | -0.00018006 | -9.93 | 233.9261 | 291.6247 | 292.399 | -434.3132 | -663.9425 | -663.9425 | -513.5547 | -513.5547 | -873.3924 | -873.3924 | -408.7921 | -408.7921 | 485.2579 | 922.3182 | 922.3182 | 958.0799 | 958.0798 | 958.0798 | 958.0798 | 958.0798 | 958.0798
[5 empty] | VPP pump | 0 | 0 | 0 | 0 | 0 | 0 | 0 | 0 | 0 | 0 | 0 | 0 | 0 | 0 | 0 | 0 | 0 | 0 | 0 | 0 | 0 | 0 | 0 | 0 | 0 | 0 | 0 | 0 | 0
NEM generation difference by year
Select region | NEM
[5 empty] | Sent-out generation difference (GWh)* | 2021-22 | 2022-23 | 2023-24 | 2024-25 | 2025-26 | 2026-27 | 2027-28 | 2028-29 | 2029-30 | 2030-31 | 2031-32 | 2032-33 | 2033-34 | 2034-35 | 2035-36 | 2036-37 | 2037-38 | 2038-39 | 2039-40 | 2040-41 | 2041-42 | 2042-43 | 2043-44 | 2044-45 | 2045-46 | 2046-47 | 2047-48 | 2048-49 | 2049-50
[5 empty] | Black Coal | 44.0655 | 237.0517 | 210.0894 | 1235.6971 | 2393.7832 | 2570.828 | 2679.1475 | 3150.0628 | 2603.2755 | 3168.0281 | 2903.2021 | 2747.3307 | 4027.6898 | 3190.9375 | 2901.2426 | 2900.4437 | 2726.0296 | 2691.6862 | 2353.971 | 2469.0532 | 2667.5904 | 2594.0861 | 1751.6466 | -4.68 | 16.9726 | 25.5083 | 51.6315 | 18.1173 | 29.7582
[5 empty] | Brown Coal | 844.3244 | 261.0473 | 386.2657 | 1096.4741 | 1352.1272 | 1238.5304 | -1398.6046 | -1763.714 | -1817.1973 | -1759.2968 | -1645.771 | -1613.3346 | -1725.996 | -1683.6224 | -1579.203 | -1500.7723 | -1127.6926 | -1629.0907 | -1616.1331 | -648.732 | -1257.3011 | -1609.2502 | -1698.0092 | -1503.4882 | -1456.4755 | -687.9199 | -0.00016782 | 0 | 0
[5 empty] | CCGT | -1.9992e-05 | -1.9989e-05 | 16.0394 | -150.9098 | -83.73 | -94.1248 | -432.925 | -97.4128 | -1224.2891 | -737.1935 | -505.3105 | -108.7465 | -244.9602 | -123.8856 | -323.9726 | -293.8757 | -167.9349 | -122.9022 | -159.128 | -97.6599 | -149.504 | -71.7503 | -5.0965 | -39.8159 | 2.9036 | -0.00056679 | -0.00061623 | -0.00054344 | -0.00053316
[5 empty] | Gas - Steam | 1.8488 | 1.0526 | 1.3306 | -29.9267 | -47.9414 | -35.9171 | -57.7977 | -44.4417 | -93.0454 | -135.8393 | -307.1597 | -231.7607 | -375.9938 | -510.2079 | -171.7907 | -81.425 | -278.6125 | -531.1017 | -5.2687 | -7.5592 | -5.0821 | -6.9933 | -2.528 | 0.98638 | 1.2558 | 0 | 0 | 0 | 0
[5 empty] | OCGT / Diesel | 1.9993 | 1.0013 | 3.0855 | -54.8933 | -38.7979 | -54.4552 | -50.7754 | -51.5207 | -147.2073 | -186.0454 | -336.938 | -399.8542 | -322.9453 | -635.6138 | -595.3964 | -562.0295 | -1126.2311 | -1258.25 | -1811.1081 | -1938.0724 | -1859.4303 | -2589.3924 | -2219.5938 | -1681.645 | -1300.0405 | -2245.4349 | -2277.6287 | -2002.9762 | -389.4536
[5 empty] | Hydro | 14.8702 | 507.524 | -315.3809 | -333.7952 | -768.2615 | -789.21 | 1098.2768 | 1071.9003 | 249.781 | -291.4432 | 497.2048 | -164.526 | 351.8667 | -67.783 | -21.7801 | -298.4678 | -232.2517 | 433.1901 | -353.167 | -207.9509 | -636.414 | -404.003 | -305.1274 | -643.5742 | 62.582 | -245.768 | -354.4695 | -888.3865 | -696.7918
[5 empty] | Wind | -903.4091 | -982.0851 | -289.1028 | -1807.0409 | -2590.9888 | -2371.1735 | -2143.8541 | -2833.3946 | 280.0819 | -954.7023 | -901.8961 | 1294.3186 | 536.4693 | 2656.6126 | 2460.1068 | 2019.5121 | 5148.1177 | 5371.4143 | 5094.7118 | 4712.9262 | 6164.0911 | 4985.0129 | 4351.3947 | 6065.446 | 4669.3923 | 6473.857 | 5424.5039 | 5683.65 | 1529.7232
[5 empty] | Solar PV | 0.0002722 | 0.0019415 | -5.7078 | 0.00072704 | -320.9028 | -516.7648 | 6.9607 | 193.3878 | -168.8163 | 239.4675 | 2.8065 | -1865.0502 | -2654.3495 | -3174.3304 | -3089.2917 | -2656.7687 | -5377.1632 | -4951.9892 | -3657.6286 | -4486.2438 | -5334.0454 | -2594.0782 | -1658.0625 | -2290.0949 | -1662.7965 | -3154.5355 | -2479.6574 | -2431.1785 | 198.4162
[5 empty] | Grid Battery | -2.0227 | -1.5325 | -0.018715 | 1.3681 | 0.56809 | 1.0588 | 0.066121 | -113.454 | -116.4729 | -117.0764 | -207.9914 | 373.4116 | 215.6224 | 211.736 | 366.8442 | 381.1628 | 359.3207 | 358.493 | 359.5445 | 351.5357 | -2611.8001 | -3284.3895 | -3192.9197 | -5185.4655 | -5406.3256 | -4666.1886 | -5295.3113 | -5279.1501 | -3856.2782
[5 empty] | Pumped Hydro | -9.4487 | -9.7801 | -8.6651 | -19.7972 | -3.9316 | 129.9192 | -360.0825 | -216.6528 | -53.9549 | 441.3887 | 336.4452 | -1347.6132 | -1670.4268 | -1579.4583 | -1426.6864 | -1395.3662 | -2077.6934 | -1760.0443 | -1112.3262 | -1312.7283 | 737.4752 | 2519.98 | 2739.5521 | 3392.6814 | 3982.7602 | 3160.3608 | 3974.3536 | 4267.3864 | 3848.9394
[5 empty] | VPP | -0.88087 | -1.4906 | 7.5288 | 1.6501 | 4.6159 | 6.8253 | 7.6852 | 4.8607 | 8.9067 | 9.6856 | 56.6164 | 34.4787 | 54.3336 | 1.0118 | 69.6356 | 154.5649 | 107.2625 | 132.5806 | 108.4771 | 97.958 | 201.7229 | 334.0319 | 463.3433 | 667.4597 | 782.2663 | 646.5244 | 782.1725 | 1161.0815 | 771.0696
[5 empty] | Grid Battery pump | -2.4972 | -1.892 | -0.023102 | 1.6606 | 0.71811 | 1.3188 | 0.081785 | -133.328 | -137.1581 | -137.8868 | -245.3098 | 439.9691 | 253.2543 | 250.3176 | 430.5487 | 448.31 | 423.3902 | 422.1563 | 422.1492 | 414.5627 | -3092.4641 | -3889.3988 | -3762.1899 | -6119.7913 | -6395.1704 | -5484.4076 | -6268.2136 | -6201.6297 | -4549.3419
[5 empty] | Pumped Hydro Pump | -28.7812 | -30.7781 | -33.4397 | -59.1514 | -60.0802 | 129.9847 | -629.1128 | -511.0494 | -287.6914 | -134.3586 | 63.6464 | -1910.5016 | -2311.8282 | -2104.8835 | -2047.2939 | -2082.0503 | -2801.7823 | -2077.3497 | -1452.6208 | -1693.7046 | 671.1082 | 3132.2726 | 3310.3079 | 4074.5518 | 5092.7073 | 3935.8273 | 5044.0368 | 5393.3171 | 4951.2318
[5 empty] | VPP pump | -1.0572 | -1.7891 | 9.0164 | 2.2247 | 5.2603 | 8.2477 | 9.2245 | 5.8334 | 10.7919 | 11.5231 | 67.9291 | 42.2724 | 63.8955 | 0.34018 | 84.2398 | 185.8104 | 129.0094 | 159.5267 | 129.9007 | 116.4401 | 242.3185 | 400.6232 | 555.8231 | 799.6351 | 941.9044 | 776.5485 | 938.7519 | 1394.3962 | 924.1194
*Generation shown is sent-out, as is demand. The difference in sent-out generation with the Marinus Link option and the Base Case is due to the difference in losses from interconnectors and storage.

## BaseCase_CF
Annual capacity factor by technology - BaseCase, Step Change High Electrification Sensitivity
Explicitly modelled generation
Region | Technology | 2021-22 | 2022-23 | 2023-24 | 2024-25 | 2025-26 | 2026-27 | 2027-28 | 2028-29 | 2029-30 | 2030-31 | 2031-32 | 2032-33 | 2033-34 | 2034-35 | 2035-36 | 2036-37 | 2037-38 | 2038-39 | 2039-40 | 2040-41 | 2041-42 | 2042-43 | 2043-44 | 2044-45 | 2045-46 | 2046-47 | 2047-48 | 2048-49 | 2049-50
NEM | Black Coal | 47.82% | 44.3% | 46.15% | 58.73% | 61.92% | 59.31% | 56.47% | 59.72% | 60.84% | 58.58% | 56.19% | 53.84% | 62.01% | 55.34% | 51.07% | 53.93% | 56.07% | 56.08% | 51.53% | 51.75% | 50.88% | 54.88% | 50.15% | 49.46% | 44.96% | 44.67% | 42.9% | 38.24% | 38.39%
NEM | Brown Coal | 60.44% | 53.11% | 54.99% | 63.5% | 64.83% | 60.72% | 49.94% | 62.98% | 64.89% | 62.82% | 58.77% | 57.61% | 61.63% | 60.12% | 56.39% | 53.59% | 40.27% | 58.17% | 57.71% | 23.17% | 44.9% | 57.46% | 60.63% | 53.69% | 52.01% | 60.89% | - | - | -
NEM | CCGT | 8.417% | 8.417% | 7.145% | 14.09% | 17.07% | 14.8% | 14.97% | 14.68% | 18.41% | 18.57% | 21.31% | 21.73% | 26.27% | 25.38% | 23.08% | 22.15% | 26.15% | 26.47% | 24.52% | 25.39% | 27.16% | 29.35% | 23.1% | 25.78% | 27.12% | 28.26% | 28.34% | 28.26% | 28.26%
NEM | Gas - Steam | 5.825% | 5.926% | 5.97% | 2.711% | 3.124% | 3.022% | 2.728% | 3.328% | 2.815% | 3.329% | 5.463% | 7.571% | 8.977% | 15.23% | 11.71% | 10.24% | 20.28% | 25.62% | 22.28% | 26.23% | 32.22% | 33.66% | 27.91% | 27.43% | 22.17% | - | - | - | -
NEM | OCGT / Diesel | 0.0933% | 0.03719% | 0.1669% | 0.7158% | 0.6048% | 0.6709% | 0.4692% | 0.7354% | 0.5507% | 1.012% | 1.73% | 2.945% | 2.788% | 4.538% | 4.124% | 4.51% | 7.407% | 7.173% | 11.09% | 14% | 11.9% | 13.66% | 14.29% | 10.08% | 10.18% | 14.63% | 15.58% | 15.13% | 12.57%
NEM | Hydro | 20.9% | 21.44% | 21% | 24.37% | 25.08% | 23.72% | 24.23% | 27.24% | 25.08% | 24.18% | 23.25% | 23.01% | 25.17% | 26.03% | 25.29% | 24.83% | 28.17% | 25.07% | 23.85% | 22.66% | 22.67% | 25.31% | 25.13% | 24.27% | 24.69% | 28.94% | 25.72% | 23.89% | 23.17%
NEM | Wind | 36.9% | 36.98% | 33.45% | 32.71% | 35.59% | 36.53% | 37.32% | 34.8% | 34.56% | 34.26% | 34.51% | 32.19% | 30.71% | 32.8% | 34.45% | 35.26% | 33.17% | 33.17% | 33.12% | 32.4% | 31.05% | 29.58% | 31.75% | 33.4% | 34.25% | 32.05% | 32.44% | 31.18% | 31.16%
NEM | Solar PV | 29.56% | 29.16% | 29.61% | 28.44% | 27.81% | 29.46% | 29.7% | 26.21% | 27.45% | 28.21% | 28.05% | 28.35% | 27.14% | 26.56% | 28.14% | 28.35% | 24.68% | 25.28% | 26.28% | 26.09% | 26.15% | 24.97% | 24.22% | 25.6% | 25.24% | 22.37% | 23.03% | 22.38% | 22.2%
NEM | Grid Battery | 6.143% | 4.121% | 4.814% | 5.449% | 5.251% | 5.381% | 5.455% | 6.489% | 6.273% | 6.644% | 7.32% | 10.71% | 11.68% | 11.79% | 12.55% | 12.52% | 12% | 11.93% | 12.22% | 12.07% | 17.29% | 16.7% | 15.77% | 15.1% | 14.43% | 12.97% | 12.28% | 10.85% | 11.1%
NEM | Pumped Hydro | 4.643% | 6.445% | 8.29% | 18.09% | 19.56% | 19.34% | 23.33% | 23.25% | 22.8% | 23.13% | 23.41% | 25.51% | 24.54% | 24.53% | 25.89% | 25.19% | 24.87% | 24.64% | 26.63% | 27.01% | 27.4% | 25.89% | 23.7% | 24.7% | 22.52% | 20.52% | 18.94% | 16.84% | 17.25%
NEM | VPP | 4.924% | 6.569% | 7.025% | 8.314% | 8.238% | 8.318% | 7.978% | 7.393% | 7.03% | 6.993% | 6.668% | 6.485% | 6.357% | 6.211% | 6.411% | 6.198% | 5.83% | 5.759% | 5.897% | 5.802% | 5.818% | 5.361% | 4.629% | 4.546% | 4.063% | 3.405% | 2.898% | 2.379% | 2.278%
Region | Technology | 2021-22 | 2022-23 | 2023-24 | 2024-25 | 2025-26 | 2026-27 | 2027-28 | 2028-29 | 2029-30 | 2030-31 | 2031-32 | 2032-33 | 2033-34 | 2034-35 | 2035-36 | 2036-37 | 2037-38 | 2038-39 | 2039-40 | 2040-41 | 2041-42 | 2042-43 | 2043-44 | 2044-45 | 2045-46 | 2046-47 | 2047-48 | 2048-49 | 2049-50
NSW1 | Black Coal | 48.19% | 44.56% | 46.41% | 55.43% | 63.79% | 56.81% | 55.05% | 58.8% | 58.95% | 56.84% | 54.43% | 47.83% | 59.94% | 52.29% | 42.39% | 52.57% | 59.55% | 58% | 54.5% | 47.63% | 53.87% | - | - | - | - | - | - | - | -
NSW1 | Brown Coal | bar: 2021-22 to 2049-50
NSW1 | CCGT | 0.6146% | 0.6146% | 1.849% | 4.734% | 6.757% | 3.782% | 7.141% | 9.012% | 18.17% | 15.03% | 16.25% | 19.46% | 21.51% | 26.46% | 22.44% | 18.61% | 26.33% | 28.92% | 26.64% | 23.54% | 24.99% | 27.28% | 2.38% | - | - | - | - | - | -
NSW1 | Gas - Steam | bar: 2021-22 to 2049-50
NSW1 | OCGT / Diesel | 8.985e-08% | 9.417e-08% | 0.09005% | 0.5188% | 0.101% | 0.2286% | 0.159% | 0.4095% | 0.1878% | 0.3735% | 0.5694% | 2.869% | 1.26% | 4.766% | 3.677% | 4.719% | 6.817% | 9.119% | 11.03% | 15.46% | 9.517% | 13.45% | 16.55% | 11.04% | 9.453% | 14.12% | 18.84% | 17.18% | 16.89%
NSW1 | Hydro | 9.708% | 10.29% | 9.744% | 13.13% | 12.73% | 12.34% | 13.43% | 17.29% | 14.51% | 14.08% | 14.12% | 13.45% | 15.67% | 16.78% | 16.97% | 16.4% | 20.54% | 17.12% | 16.28% | 14.88% | 14.89% | 16.99% | 16.47% | 17.22% | 16.8% | 20.48% | 16.53% | 14.15% | 12.88%
NSW1 | Wind | 33.24% | 35.67% | 33.44% | 32.59% | 36.14% | 37.52% | 37.32% | 32.63% | 30.32% | 31.97% | 33.19% | 32.95% | 31.56% | 33.15% | 34.99% | 34.93% | 30.96% | 28.83% | 30.59% | 30.62% | 31.18% | 29.88% | 31.11% | 32.75% | 32.67% | 28.65% | 28.08% | 28.84% | 29.47%
NSW1 | Solar PV | 28.63% | 28.53% | 28.72% | 27.65% | 26.4% | 28.74% | 28.9% | 26% | 26.84% | 28% | 28.19% | 28.55% | 27.5% | 26.59% | 28.56% | 28.68% | 25.25% | 25.29% | 27.02% | 26.17% | 26.52% | 25.57% | 24.85% | 26.64% | 26.36% | 23.6% | 23.69% | 24.4% | 24.27%
NSW1 | Grid Battery | - | - | - | - | - | - | - | - | - | - | - | 15.06% | 14.95% | 15% | 15.32% | 15.21% | 14.58% | 14.51% | 14.89% | 14.73% | 25.82% | 25.07% | 23.37% | 25.78% | 25.12% | 24.28% | 23.48% | 24.02% | 23.33%
NSW1 | Pumped Hydro | 3.968% | 6.407% | 8.527% | 43.31% | 22.42% | 21.76% | 26.38% | 26.48% | 25.86% | 26.09% | 26.47% | 26.83% | 26.16% | 26.66% | 28.63% | 27.55% | 28.17% | 26.96% | 29% | 29.23% | 29.03% | 28.14% | 26.28% | 28.78% | 27.47% | 27.03% | 24.63% | 24.97% | 24.41%
NSW1 | VPP | 2.679% | 5.384% | 5.653% | 7.479% | 7.674% | 8.038% | 7.676% | 7.3% | 6.8% | 7.019% | 6.613% | 6.642% | 6.618% | 6.503% | 6.746% | 6.571% | 6.307% | 6.157% | 6.255% | 6.091% | 6.237% | 6.111% | 5.321% | 5.574% | 5.158% | 4.901% | 4.382% | 3.981% | 3.63%
Region | Technology | 2021-22 | 2022-23 | 2023-24 | 2024-25 | 2025-26 | 2026-27 | 2027-28 | 2028-29 | 2029-30 | 2030-31 | 2031-32 | 2032-33 | 2033-34 | 2034-35 | 2035-36 | 2036-37 | 2037-38 | 2038-39 | 2039-40 | 2040-41 | 2041-42 | 2042-43 | 2043-44 | 2044-45 | 2045-46 | 2046-47 | 2047-48 | 2048-49 | 2049-50
QLD1 | Black Coal | 47.35% | 44% | 45.88% | 63.97% | 59.87% | 62.21% | 58.18% | 60.81% | 63.23% | 60.77% | 58.4% | 56.88% | 63.36% | 57.33% | 55.03% | 54.62% | 54.3% | 55.1% | 50.02% | 53.85% | 50.09% | 54.88% | 50.15% | 49.46% | 44.96% | 44.67% | 42.9% | 38.24% | 38.39%
QLD1 | Brown Coal | bar: 2021-22 to 2049-50
QLD1 | CCGT | 8.33% | 8.33% | 9.298% | 17.59% | 20.93% | 18.85% | 20.59% | 20.6% | 22.58% | 23.32% | 27.06% | 25.78% | 32.02% | 27.62% | 26.55% | 27.87% | 30.87% | 30% | 28.36% | 31.94% | 34.27% | 36.86% | 31.88% | 31.23% | 43.71% | 60.92% | 61.08% | 60.92% | 60.92%
QLD1 | Gas - Steam | 5.044% | 5.044% | 10.02% | 9.894% | 9.894% | 9.894% | 16.07% | 19.51% | 23.68% | 17.74% | 15.97% | 16.18% | 25.28% | 22.57% | 21.11% | 23.88% | 27.63% | 25.93% | 22.28% | 26.23% | 32.22% | 33.66% | 27.91% | 27.43% | 22.17% | - | - | - | -
QLD1 | OCGT / Diesel | 1.125e-07% | 1.168e-07% | 1.249e-07% | 0.7073% | 0.449% | 0.4713% | 0.7754% | 1.258% | 1.037% | 1.778% | 3.311% | 3.657% | 5.172% | 4.409% | 5.324% | 6.481% | 9.97% | 5.819% | 7.62% | 9.648% | 9.922% | 10.22% | 6.983% | 8.559% | 8.527% | 10.13% | 6.151% | 5.597% | 3.835%
QLD1 | Hydro | 52.34% | 52.23% | 52.42% | 52.19% | 52.09% | 51.93% | 52.04% | 51.67% | 51.75% | 50.1% | 51.95% | 51.14% | 51.07% | 49.75% | 48.35% | 48.11% | 36.63% | 34.28% | 33.77% | 34.11% | 36.89% | - | - | - | - | - | - | - | -
QLD1 | Wind | 42.76% | 40.24% | 37.5% | 34.21% | 39.66% | 38.96% | 41.89% | 40.85% | 40.42% | 41.24% | 38.99% | 36.33% | 32.32% | 37.75% | 37.19% | 39.96% | 39.53% | 39.6% | 39.5% | 35.6% | 34.65% | 30.92% | 36.45% | 36.9% | 37.92% | 37.01% | 37.27% | 32.85% | 30.37%
QLD1 | Solar PV | 31.43% | 30.43% | 30.99% | 29.65% | 30.07% | 31.49% | 31.87% | 26.62% | 28.83% | 29.98% | 29.99% | 29.4% | 28.19% | 28.16% | 29.26% | 29.24% | 24.72% | 26.41% | 26.89% | 27.37% | 26.69% | 25.23% | 24.43% | 24.68% | 23.49% | 20.41% | 21.61% | 18.73% | 19.07%
QLD1 | Grid Battery | - | 12.96% | 14.67% | 16.63% | 16.27% | 17.16% | 17.15% | 16.56% | 16.17% | 16.45% | 16.32% | 15.55% | 15.31% | 15.45% | 15.61% | 15.74% | 14.86% | 14.93% | 15.07% | 15.06% | 15.09% | 14.42% | 14.22% | 14% | 12.75% | 11.82% | 12.38% | 8.786% | 10.07%
QLD1 | Pumped Hydro | 4.928% | 6.462% | 8.19% | 7.478% | 8.092% | 9.68% | 11.15% | 10.59% | 10.78% | 11.48% | 11.97% | 19.75% | 20.26% | 19.95% | 20.96% | 20.51% | 20.5% | 21.51% | 23.32% | 24.67% | 26.1% | 23.68% | 21.11% | 21.82% | 17.73% | 13.55% | 14.69% | 8.135% | 10.9%
QLD1 | VPP | 6.345% | 7.967% | 8.035% | 9.197% | 8.945% | 8.889% | 8.519% | 7.549% | 7.327% | 7.163% | 6.89% | 6.675% | 6.462% | 6.361% | 6.405% | 6.005% | 5.572% | 5.73% | 5.751% | 5.881% | 6.07% | 5.024% | 4.372% | 4.247% | 3.221% | 2.065% | 2.151% | 1.015% | 1.306%
Region | Technology | 2021-22 | 2022-23 | 2023-24 | 2024-25 | 2025-26 | 2026-27 | 2027-28 | 2028-29 | 2029-30 | 2030-31 | 2031-32 | 2032-33 | 2033-34 | 2034-35 | 2035-36 | 2036-37 | 2037-38 | 2038-39 | 2039-40 | 2040-41 | 2041-42 | 2042-43 | 2043-44 | 2044-45 | 2045-46 | 2046-47 | 2047-48 | 2048-49 | 2049-50
VIC1 | Black Coal | bar: 2021-22 to 2049-50
VIC1 | Brown Coal | 60.44% | 53.11% | 54.99% | 63.5% | 64.83% | 60.72% | 49.94% | 62.98% | 64.89% | 62.82% | 58.77% | 57.61% | 61.63% | 60.12% | 56.39% | 53.59% | 40.27% | 58.17% | 57.71% | 23.17% | 44.9% | 57.46% | 60.63% | 53.69% | 52.01% | 60.89% | - | - | -
VIC1 | CCGT | bar: 2021-22 to 2049-50
VIC1 | Gas - Steam | 0.247% | 0.1286% | 0.2108% | 2.267% | 1.975% | 1.885% | 2.141% | 2.923% | 1.927% | 2.999% | 6.511% | 9.065% | 9.705% | 17.52% | 10.14% | 7.947% | 19.04% | 25.57% | - | - | - | - | - | - | - | - | - | - | -
VIC1 | OCGT / Diesel | 0.0625% | 0.001847% | 0.05617% | 0.3842% | 0.3032% | 0.6429% | 0.3219% | 0.5012% | 0.3175% | 0.5539% | 0.8531% | 1.939% | 1.255% | 3.849% | 3.085% | 2.943% | 5.65% | 5.186% | 15.56% | 18.62% | 15.05% | 17.28% | 17.3% | 10.57% | 11.74% | 18.97% | 21.61% | 19.58% | 16.07%
VIC1 | Hydro | 14.31% | 14.45% | 13.14% | 16.21% | 16.63% | 15.76% | 15.92% | 20.06% | 16.63% | 14.28% | 14.38% | 13% | 16.02% | 16.53% | 15.69% | 15.77% | 19.95% | 16.57% | 14.25% | 14.25% | 12.93% | 15.9% | 16.47% | 15.56% | 15.68% | 19.77% | 16.44% | 14.09% | 14.13%
VIC1 | Wind | 35.48% | 35.75% | 30.19% | 30.95% | 32.24% | 33.46% | 34.6% | 32.38% | 33.82% | 31.61% | 31.99% | 28.25% | 28.09% | 29.47% | 31.68% | 31.82% | 30.3% | 32.41% | 30.77% | 30.73% | 27.46% | 27.1% | 28.87% | 31.02% | 32.47% | 32.39% | 34.63% | 33.14% | 34.98%
VIC1 | Solar PV | 27.59% | 27.39% | 28.37% | 27.27% | 26.07% | 27.28% | 27.76% | 25.66% | 26.24% | 26.14% | 25.39% | 26.65% | 24.72% | 24.83% | 26.27% | 26.96% | 24.04% | 24.68% | 24.79% | 25.01% | 25.59% | 24.06% | 23.78% | 26.2% | 26.63% | 24.55% | 25.74% | 26.1% | 25.72%
VIC1 | Grid Battery | 10.83% | 3.373% | 3.826% | 4.848% | 4.71% | 4.857% | 4.965% | 4.66% | 4.487% | 4.539% | 4.389% | 4.399% | 3.948% | 3.725% | 4.081% | 4.005% | 3.717% | 3.615% | 3.985% | 3.856% | 12.02% | 13.18% | 12.27% | 12.49% | 12.33% | 11.21% | 10.14% | 10.4% | 9.842%
VIC1 | Pumped Hydro | - | - | - | - | - | - | - | - | - | - | - | 26.6% | 25.4% | 24.38% | 24.82% | 24.66% | 24.28% | 24.32% | 26.2% | 25.41% | 25.96% | 24.69% | 22.4% | 20.79% | 19.8% | 17.96% | 13.84% | 13.63% | 12.38%
VIC1 | VPP | 4.248% | 5.877% | 6.833% | 8.633% | 8.553% | 8.501% | 8.149% | 7.575% | 7.234% | 7.008% | 6.737% | 6.404% | 6.258% | 5.969% | 6.397% | 6.287% | 5.745% | 5.629% | 5.907% | 5.698% | 5.485% | 5.139% | 4.29% | 3.891% | 3.689% | 2.983% | 1.967% | 1.738% | 1.625%
Region | Technology | 2021-22 | 2022-23 | 2023-24 | 2024-25 | 2025-26 | 2026-27 | 2027-28 | 2028-29 | 2029-30 | 2030-31 | 2031-32 | 2032-33 | 2033-34 | 2034-35 | 2035-36 | 2036-37 | 2037-38 | 2038-39 | 2039-40 | 2040-41 | 2041-42 | 2042-43 | 2043-44 | 2044-45 | 2045-46 | 2046-47 | 2047-48 | 2048-49 | 2049-50
SA1 | Black Coal | bar: 2021-22 to 2049-50
SA1 | Brown Coal | bar: 2021-22 to 2049-50
SA1 | CCGT | 17.95% | 17.95% | 10.05% | 20.68% | 24.91% | 22.07% | 14.05% | 10.22% | 14.01% | 16.48% | 19.23% | 21.35% | 25.77% | 27.66% | 22.98% | 22.85% | - | - | - | - | - | - | - | - | - | - | - | - | -
SA1 | Gas - Steam | 9.393% | 9.643% | 9.144% | 2.235% | 3.13% | 3.011% | 1.695% | 1.882% | 1.178% | 2.023% | 3.706% | 5.733% | 6.81% | 13.04% | - | - | - | - | - | - | - | - | - | - | - | - | - | - | -
SA1 | OCGT / Diesel | 0.3629% | 0.1752% | 0.6327% | 1.451% | 1.79% | 1.499% | 0.6257% | 0.7677% | 0.6444% | 1.493% | 2.321% | 4.455% | 4.683% | 6.911% | 5.933% | 5.288% | 10.33% | 10.09% | 12.42% | 12.75% | 13.02% | 14.28% | 15.75% | 9.477% | 9.985% | 9.657% | 8.707% | 9.594% | 9.076%
SA1 | Hydro | bar: 2021-22 to 2049-50
SA1 | Wind | 34.08% | 33.49% | 29.47% | 31.77% | 30.88% | 34.03% | 33.83% | 32.52% | 33.1% | 32.42% | 33.77% | 29.33% | 29.11% | 27.16% | 31.75% | 32.18% | 30.58% | 31.49% | 30.41% | 32.05% | 29.16% | 28.93% | 26.53% | 30.09% | 30.96% | 28.82% | 29.54% | 28.65% | 29.13%
SA1 | Solar PV | 30.63% | 29.09% | 29.02% | 28.19% | 27.51% | 28.16% | 29.05% | 27.59% | 28.62% | 28.2% | 28.37% | 28.55% | 26.97% | 23.88% | 24.76% | 25.55% | 21.19% | 21.04% | 20.3% | 20.84% | 20.73% | 19.83% | 19.1% | 19.46% | 20.31% | 18.33% | 18.3% | 17.96% | 18.2%
SA1 | Grid Battery | 4.878% | 4.629% | 5.662% | 5.457% | 5.166% | 5.192% | 5.212% | 4.95% | 4.743% | 5.583% | 5.14% | 8.532% | 8.316% | 8.504% | 12.33% | 12.19% | 11.98% | 11.77% | 12.12% | 11.93% | 12.48% | 12.13% | 11.31% | 12.03% | 11.74% | 10.49% | 9.698% | 10.1% | 9.63%
SA1 | Pumped Hydro | bar: 2021-22 to 2049-50
SA1 | VPP | 8.616% | 8.159% | 9.472% | 8.877% | 8.314% | 8.187% | 7.96% | 7.498% | 7.187% | 7.251% | 6.678% | 6.495% | 6.33% | 6.333% | 6.084% | 5.882% | 5.815% | 5.593% | 5.706% | 5.494% | 5.422% | 5.013% | 4.404% | 4.478% | 4.202% | 3.45% | 3.2% | 2.797% | 2.594%
Region | Technology | 2021-22 | 2022-23 | 2023-24 | 2024-25 | 2025-26 | 2026-27 | 2027-28 | 2028-29 | 2029-30 | 2030-31 | 2031-32 | 2032-33 | 2033-34 | 2034-35 | 2035-36 | 2036-37 | 2037-38 | 2038-39 | 2039-40 | 2040-41 | 2041-42 | 2042-43 | 2043-44 | 2044-45 | 2045-46 | 2046-47 | 2047-48 | 2048-49 | 2049-50
TAS1 | Black Coal | bar: 2021-22 to 2049-50
TAS1 | Brown Coal | bar: 2021-22 to 2049-50
TAS1 | CCGT | 5.499e-07% | 5.359e-07% | 5.645e-07% | 5.658e-07% | 5.617e-07% | 5.667e-07% | 6.059e-07% | 6.267e-07% | 6.883e-07% | 7.082e-07% | 7.087e-07% | 7.911e-07% | 7.912e-07% | 7.667e-07% | 7.792e-07% | 8.079e-07% | 8.344e-07% | 9.001e-07% | 9.465e-07% | 9.271e-07% | 1.059e-06% | 1.066e-06% | 1.056e-06% | 1.053e-06% | 1.078e-06% | 1.14e-06% | 1.227e-06% | 1.282e-06% | 1.187e-06%
TAS1 | Gas - Steam | bar: 2021-22 to 2049-50
TAS1 | OCGT / Diesel | 4.805e-07% | 4.45e-07% | 4.858e-07% | 4.965e-07% | 4.893e-07% | 5.125e-07% | 5.417e-07% | 5.64e-07% | 6.094e-07% | 6.29e-07% | 6.261e-07% | 0.01079% | 7.101e-07% | 6.394e-07% | 6.784e-07% | 7.151e-07% | 7.566e-07% | 7.793e-07% | 0.06507% | 0.06802% | 0.4421% | 2.404e-06% | 2.35e-06% | 0.03583% | 2.356e-06% | 2.57e-06% | 0.03401% | 3.722e-06% | 2.355e-06%
TAS1 | Hydro | 36.97% | 37.88% | 38.34% | 42.19% | 44.41% | 41.47% | 41.74% | 42.98% | 42.52% | 42.5% | 39.4% | 40.73% | 42.15% | 43.22% | 41.6% | 40.75% | 43.7% | 41.19% | 40.55% | 38.46% | 39.61% | 42.9% | 42.39% | 39.85% | 41.44% | 46.46% | 44.12% | 43.38% | 42.54%
TAS1 | Wind | 35.8% | 40.15% | 37.62% | 37.32% | 39.15% | 39.62% | 40.24% | 36.98% | 36.53% | 35.02% | 39.79% | 36.87% | 36.81% | 38.35% | 39.1% | 40.13% | 37.24% | 37.96% | 36.5% | 40.64% | 37.68% | 37.46% | 39.26% | 41.68% | 42.53% | 41.4% | 40.82% | 39.38% | 42.71%
TAS1 | Solar PV | bar: 2021-22 to 2049-50
TAS1 | Grid Battery | bar: 2021-22 to 2049-50
TAS1 | Pumped Hydro | bar: 2021-22 to 2049-50
TAS1 | VPP | 2.167% | 4.201% | 3.808% | 3.211% | 3.518% | 3.729% | 3.608% | 3.628% | 3.075% | 3.159% | 3.697% | 2.872% | 2.593% | 3.013% | 2.763% | 2.571% | 2.825% | 2.531% | 2.654% | 3.101% | 2.774% | 2.314% | 2.813% | 2.176% | 2.086% | 2.183% | 1.609% | 1.838% | 1.586%
Explicitly modelled pumping
Region | Technology | 2021-22 | 2022-23 | 2023-24 | 2024-25 | 2025-26 | 2026-27 | 2027-28 | 2028-29 | 2029-30 | 2030-31 | 2031-32 | 2032-33 | 2033-34 | 2034-35 | 2035-36 | 2036-37 | 2037-38 | 2038-39 | 2039-40 | 2040-41 | 2041-42 | 2042-43 | 2043-44 | 2044-45 | 2045-46 | 2046-47 | 2047-48 | 2048-49 | 2049-50
NEM | Grid Battery pump | 7.55% | 5.103% | 5.926% | 6.745% | 6.477% | 6.63% | 6.752% | 7.883% | 7.638% | 8.081% | 8.864% | 12.72% | 13.83% | 13.96% | 14.83% | 14.8% | 14.21% | 14.1% | 14.41% | 14.29% | 20.58% | 19.85% | 18.69% | 17.88% | 17.12% | 15.33% | 14.53% | 12.8% | 13.1%
NEM | Pumped Hydro Pump | 6.472% | 10.15% | 12.93% | 26.87% | 22.81% | 24.47% | 30.79% | 30.05% | 29.9% | 31.58% | 33.36% | 32.99% | 32.49% | 31.77% | 34.15% | 33.51% | 32.56% | 32.19% | 34.64% | 35.39% | 35.35% | 33.78% | 30.53% | 32.47% | 30.06% | 27.14% | 24.9% | 22.37% | 22.3%
NEM | VPP pump | 5.909% | 7.902% | 8.423% | 9.996% | 9.889% | 9.974% | 9.594% | 8.86% | 8.439% | 8.392% | 8.023% | 7.77% | 7.627% | 7.463% | 7.69% | 7.437% | 7.009% | 6.916% | 7.063% | 6.984% | 6.968% | 6.443% | 5.547% | 5.457% | 4.888% | 4.072% | 3.492% | 2.843% | 2.733%
Region | Technology | 2021-22 | 2022-23 | 2023-24 | 2024-25 | 2025-26 | 2026-27 | 2027-28 | 2028-29 | 2029-30 | 2030-31 | 2031-32 | 2032-33 | 2033-34 | 2034-35 | 2035-36 | 2036-37 | 2037-38 | 2038-39 | 2039-40 | 2040-41 | 2041-42 | 2042-43 | 2043-44 | 2044-45 | 2045-46 | 2046-47 | 2047-48 | 2048-49 | 2049-50
NSW1 | Grid Battery pump | - | - | - | - | - | - | - | - | - | - | - | 17.72% | 17.59% | 17.68% | 17.99% | 17.89% | 17.2% | 17.07% | 17.47% | 17.37% | 31.07% | 30.13% | 28.09% | 31% | 30.28% | 29.1% | 28.32% | 28.79% | 28.05%
NSW1 | Pumped Hydro Pump | 5.461% | 9.765% | 12.49% | 35.22% | 24.39% | 25.89% | 32.86% | 32.22% | 31.99% | 33.76% | 35.92% | 34.27% | 34.78% | 34.19% | 37.84% | 36.97% | 36.98% | 35.59% | 37.99% | 38.63% | 37.73% | 37.22% | 33.89% | 38.22% | 37.07% | 35.61% | 32.18% | 32.53% | 30.8%
NSW1 | VPP pump | 3.215% | 6.486% | 6.772% | 9.001% | 9.195% | 9.648% | 9.237% | 8.744% | 8.162% | 8.425% | 7.959% | 7.953% | 7.944% | 7.825% | 8.078% | 7.887% | 7.591% | 7.39% | 7.487% | 7.332% | 7.479% | 7.323% | 6.386% | 6.69% | 6.212% | 5.862% | 5.279% | 4.759% | 4.357%
Region | Technology | 2021-22 | 2022-23 | 2023-24 | 2024-25 | 2025-26 | 2026-27 | 2027-28 | 2028-29 | 2029-30 | 2030-31 | 2031-32 | 2032-33 | 2033-34 | 2034-35 | 2035-36 | 2036-37 | 2037-38 | 2038-39 | 2039-40 | 2040-41 | 2041-42 | 2042-43 | 2043-44 | 2044-45 | 2045-46 | 2046-47 | 2047-48 | 2048-49 | 2049-50
QLD1 | Grid Battery pump | - | 15.94% | 18.11% | 20.56% | 20.11% | 21.13% | 21.17% | 19.67% | 19.2% | 19.54% | 19.36% | 18.33% | 18.03% | 18.2% | 18.4% | 18.54% | 17.56% | 17.54% | 17.76% | 17.74% | 17.73% | 16.99% | 16.71% | 16.47% | 14.99% | 13.94% | 14.53% | 10.36% | 11.82%
QLD1 | Pumped Hydro Pump | 8.206% | 10.8% | 13.69% | 12.56% | 13.55% | 16.11% | 18.65% | 17.54% | 17.86% | 19.04% | 19.47% | 27.38% | 26.95% | 26.53% | 27.8% | 27.24% | 26.62% | 27.59% | 30.11% | 31.96% | 33.64% | 30.47% | 27.1% | 28.01% | 22.78% | 17.45% | 18.75% | 10.53% | 13.88%
QLD1 | VPP pump | 7.615% | 9.563% | 9.644% | 11.05% | 10.75% | 10.65% | 10.22% | 9.06% | 8.794% | 8.597% | 8.292% | 7.993% | 7.756% | 7.636% | 7.697% | 7.198% | 6.71% | 6.856% | 6.903% | 7.076% | 7.269% | 6.047% | 5.245% | 5.098% | 3.852% | 2.479% | 2.581% | 1.223% | 1.563%
Region | Technology | 2021-22 | 2022-23 | 2023-24 | 2024-25 | 2025-26 | 2026-27 | 2027-28 | 2028-29 | 2029-30 | 2030-31 | 2031-32 | 2032-33 | 2033-34 | 2034-35 | 2035-36 | 2036-37 | 2037-38 | 2038-39 | 2039-40 | 2040-41 | 2041-42 | 2042-43 | 2043-44 | 2044-45 | 2045-46 | 2046-47 | 2047-48 | 2048-49 | 2049-50
VIC1 | Grid Battery pump | 13.27% | 4.182% | 4.705% | 6.004% | 5.815% | 5.978% | 6.148% | 5.736% | 5.54% | 5.604% | 5.436% | 5.419% | 4.881% | 4.59% | 5.032% | 4.944% | 4.589% | 4.481% | 4.902% | 4.777% | 14.15% | 15.56% | 14.39% | 14.69% | 14.55% | 13.14% | 11.97% | 12.19% | 11.58%
VIC1 | Pumped Hydro Pump | - | - | - | - | - | - | - | - | - | - | - | 33.25% | 31.86% | 30.42% | 30.98% | 30.82% | 30.35% | 30.53% | 32.62% | 31.94% | 32.3% | 30.9% | 27.96% | 25.98% | 24.92% | 22.28% | 17.47% | 16.86% | 15.48%
VIC1 | VPP pump | 5.099% | 7.078% | 8.194% | 10.37% | 10.29% | 10.19% | 9.804% | 9.074% | 8.682% | 8.412% | 8.108% | 7.675% | 7.508% | 7.169% | 7.672% | 7.546% | 6.895% | 6.777% | 7.069% | 6.86% | 6.564% | 6.188% | 5.129% | 4.671% | 4.448% | 3.56% | 2.38% | 2.068% | 1.951%
Region | Technology | 2021-22 | 2022-23 | 2023-24 | 2024-25 | 2025-26 | 2026-27 | 2027-28 | 2028-29 | 2029-30 | 2030-31 | 2031-32 | 2032-33 | 2033-34 | 2034-35 | 2035-36 | 2036-37 | 2037-38 | 2038-39 | 2039-40 | 2040-41 | 2041-42 | 2042-43 | 2043-44 | 2044-45 | 2045-46 | 2046-47 | 2047-48 | 2048-49 | 2049-50
SA1 | Grid Battery pump | 6.005% | 5.732% | 6.973% | 6.754% | 6.36% | 6.41% | 6.452% | 6.094% | 5.868% | 6.878% | 6.346% | 10.24% | 9.947% | 10.16% | 14.56% | 14.4% | 14.15% | 13.94% | 14.27% | 14.13% | 14.69% | 14.33% | 13.31% | 14.19% | 13.88% | 12.32% | 11.48% | 11.86% | 11.35%
SA1 | Pumped Hydro Pump | bar: 2021-22 to 2049-50
SA1 | VPP pump | 10.34% | 9.818% | 11.35% | 10.68% | 9.961% | 9.826% | 9.577% | 8.981% | 8.643% | 8.687% | 8.02% | 7.813% | 7.578% | 7.601% | 7.302% | 7.06% | 6.98% | 6.735% | 6.828% | 6.615% | 6.488% | 6.028% | 5.275% | 5.381% | 5.057% | 4.122% | 3.859% | 3.339% | 3.114%
Region | Technology | 2021-22 | 2022-23 | 2023-24 | 2024-25 | 2025-26 | 2026-27 | 2027-28 | 2028-29 | 2029-30 | 2030-31 | 2031-32 | 2032-33 | 2033-34 | 2034-35 | 2035-36 | 2036-37 | 2037-38 | 2038-39 | 2039-40 | 2040-41 | 2041-42 | 2042-43 | 2043-44 | 2044-45 | 2045-46 | 2046-47 | 2047-48 | 2048-49 | 2049-50
TAS1 | Grid Battery pump | bar: 2021-22 to 2049-50
TAS1 | Pumped Hydro Pump | bar: 2021-22 to 2049-50
TAS1 | VPP pump | 2.601% | 5.067% | 4.581% | 3.863% | 4.206% | 4.476% | 4.354% | 4.336% | 3.711% | 3.775% | 4.438% | 3.447% | 3.112% | 3.616% | 3.317% | 3.107% | 3.37% | 3.043% | 3.18% | 3.743% | 3.309% | 2.798% | 3.357% | 2.612% | 2.524% | 2.6% | 1.931% | 2.206% | 1.904%
Non-controllable capacity
Region | Technology | 2021-22 | 2022-23 | 2023-24 | 2024-25 | 2025-26 | 2026-27 | 2027-28 | 2028-29 | 2029-30 | 2030-31 | 2031-32 | 2032-33 | 2033-34 | 2034-35 | 2035-36 | 2036-37 | 2037-38 | 2038-39 | 2039-40 | 2040-41 | 2041-42 | 2042-43 | 2043-44 | 2044-45 | 2045-46 | 2046-47 | 2047-48 | 2048-49 | 2049-50
NEM | Distributed PV | 15.63% | 16.08% | 16.23% | 15.9% | 15.51% | 16.66% | 16.66% | 15.03% | 15.75% | 16.39% | 16.64% | 16.73% | 16.34% | 15.94% | 17.1% | 17.14% | 15.42% | 16.25% | 16.94% | 17.24% | 17.28% | 16.84% | 16.32% | 17.47% | 17.43% | 15.66% | 16.46% | 17.17% | 17.43%
NEM | Behind the meter battery | 5.668% | 5.706% | 5.712% | 5.625% | 5.534% | 5.432% | 5.364% | 5.256% | 5.165% | 5.072% | 5% | 4.978% | 5.012% | 5.024% | 5.038% | 4.956% | 4.9% | 4.851% | 4.827% | 4.763% | 4.734% | 4.705% | 4.69% | 4.632% | 4.585% | 4.443% | 4.33% | 4.198% | 4.079%
NEM | Behind the meter battery pump | 4.814% | 4.847% | 4.851% | 4.78% | 4.701% | 4.614% | 4.558% | 4.464% | 4.387% | 4.308% | 4.246% | 4.229% | 4.259% | 4.268% | 4.279% | 4.209% | 4.162% | 4.12% | 4.099% | 4.047% | 4.022% | 3.996% | 3.985% | 3.933% | 3.895% | 3.775% | 3.678% | 3.567% | 3.464%
Region | Technology | 2021-22 | 2022-23 | 2023-24 | 2024-25 | 2025-26 | 2026-27 | 2027-28 | 2028-29 | 2029-30 | 2030-31 | 2031-32 | 2032-33 | 2033-34 | 2034-35 | 2035-36 | 2036-37 | 2037-38 | 2038-39 | 2039-40 | 2040-41 | 2041-42 | 2042-43 | 2043-44 | 2044-45 | 2045-46 | 2046-47 | 2047-48 | 2048-49 | 2049-50
NSW1 | Distributed PV | 15.72% | 16.59% | 16.17% | 16.05% | 15.53% | 17.16% | 16.87% | 15.01% | 15.36% | 16.27% | 16.94% | 16.47% | 16.31% | 15.85% | 17.45% | 17.23% | 15.33% | 15.83% | 16.77% | 17.48% | 17% | 16.77% | 16.18% | 17.77% | 17.48% | 15.57% | 16.03% | 17.01% | 17.69%
NSW1 | Behind the meter battery | 5.642% | 5.714% | 5.681% | 5.594% | 5.515% | 5.427% | 5.37% | 5.268% | 5.172% | 5.088% | 5.021% | 5.027% | 5.035% | 5.027% | 5.048% | 4.959% | 4.9% | 4.849% | 4.832% | 4.768% | 4.75% | 4.723% | 4.703% | 4.655% | 4.61% | 4.467% | 4.357% | 4.224% | 4.109%
NSW1 | Behind the meter battery pump | 4.791% | 4.853% | 4.826% | 4.754% | 4.687% | 4.609% | 4.564% | 4.475% | 4.393% | 4.322% | 4.262% | 4.269% | 4.278% | 4.271% | 4.287% | 4.212% | 4.161% | 4.12% | 4.103% | 4.049% | 4.035% | 4.015% | 3.998% | 3.952% | 3.917% | 3.797% | 3.702% | 3.588% | 3.489%
Region | Technology | 2021-22 | 2022-23 | 2023-24 | 2024-25 | 2025-26 | 2026-27 | 2027-28 | 2028-29 | 2029-30 | 2030-31 | 2031-32 | 2032-33 | 2033-34 | 2034-35 | 2035-36 | 2036-37 | 2037-38 | 2038-39 | 2039-40 | 2040-41 | 2041-42 | 2042-43 | 2043-44 | 2044-45 | 2045-46 | 2046-47 | 2047-48 | 2048-49 | 2049-50
QLD1 | Distributed PV | 15.97% | 17.02% | 16.97% | 16.38% | 16.64% | 17.78% | 17.83% | 15.03% | 16.31% | 16.89% | 17.74% | 17.55% | 16.92% | 17.19% | 18.27% | 18.35% | 15.46% | 16.9% | 17.52% | 18.42% | 18.21% | 17.51% | 17.66% | 18.69% | 18.7% | 15.74% | 17.15% | 17.78% | 18.66%
QLD1 | Behind the meter battery | 5.682% | 5.783% | 5.738% | 5.644% | 5.551% | 5.437% | 5.36% | 5.259% | 5.167% | 5.069% | 5.001% | 5.01% | 5.031% | 5.039% | 5.053% | 4.957% | 4.897% | 4.852% | 4.827% | 4.773% | 4.743% | 4.717% | 4.706% | 4.648% | 4.603% | 4.461% | 4.342% | 4.204% | 4.088%
QLD1 | Behind the meter battery pump | 4.828% | 4.915% | 4.872% | 4.797% | 4.713% | 4.62% | 4.554% | 4.469% | 4.391% | 4.307% | 4.246% | 4.254% | 4.276% | 4.281% | 4.292% | 4.208% | 4.161% | 4.12% | 4.099% | 4.057% | 4.03% | 4.005% | 4% | 3.948% | 3.911% | 3.792% | 3.687% | 3.573% | 3.474%
Region | Technology | 2021-22 | 2022-23 | 2023-24 | 2024-25 | 2025-26 | 2026-27 | 2027-28 | 2028-29 | 2029-30 | 2030-31 | 2031-32 | 2032-33 | 2033-34 | 2034-35 | 2035-36 | 2036-37 | 2037-38 | 2038-39 | 2039-40 | 2040-41 | 2041-42 | 2042-43 | 2043-44 | 2044-45 | 2045-46 | 2046-47 | 2047-48 | 2048-49 | 2049-50
VIC1 | Distributed PV | 14.66% | 14.26% | 15.2% | 15.03% | 14.28% | 15.2% | 15.3% | 14.66% | 15.28% | 15.89% | 15.26% | 16.07% | 15.7% | 14.89% | 15.84% | 15.95% | 15.17% | 15.86% | 16.49% | 15.89% | 16.64% | 16.23% | 15.28% | 16.24% | 16.25% | 15.44% | 16.11% | 16.75% | 16.08%
VIC1 | Behind the meter battery | 5.686% | 5.613% | 5.786% | 5.697% | 5.592% | 5.484% | 5.408% | 5.279% | 5.171% | 5.064% | 4.978% | 4.886% | 4.96% | 4.996% | 5.014% | 4.958% | 4.918% | 4.863% | 4.835% | 4.765% | 4.727% | 4.694% | 4.681% | 4.618% | 4.572% | 4.434% | 4.322% | 4.197% | 4.072%
VIC1 | Behind the meter battery pump | 4.83% | 4.766% | 4.914% | 4.84% | 4.748% | 4.657% | 4.596% | 4.482% | 4.391% | 4.3% | 4.229% | 4.153% | 4.215% | 4.242% | 4.261% | 4.21% | 4.177% | 4.128% | 4.108% | 4.049% | 4.014% | 3.985% | 3.974% | 3.924% | 3.884% | 3.765% | 3.671% | 3.565% | 3.457%
Region | Technology | 2021-22 | 2022-23 | 2023-24 | 2024-25 | 2025-26 | 2026-27 | 2027-28 | 2028-29 | 2029-30 | 2030-31 | 2031-32 | 2032-33 | 2033-34 | 2034-35 | 2035-36 | 2036-37 | 2037-38 | 2038-39 | 2039-40 | 2040-41 | 2041-42 | 2042-43 | 2043-44 | 2044-45 | 2045-46 | 2046-47 | 2047-48 | 2048-49 | 2049-50
SA1 | Distributed PV | 16.81% | 16.92% | 17.29% | 16.76% | 16.07% | 16.71% | 17.21% | 16.35% | 17.02% | 17.24% | 17.19% | 17.62% | 17.06% | 16.27% | 16.91% | 17.48% | 16.62% | 17.42% | 17.65% | 17.64% | 18.06% | 17.44% | 16.55% | 17.2% | 17.69% | 16.8% | 17.57% | 17.81% | 17.76%
SA1 | Behind the meter battery | 5.687% | 5.66% | 5.605% | 5.508% | 5.397% | 5.277% | 5.213% | 5.127% | 5.112% | 5.053% | 5% | 5.029% | 5.052% | 5.07% | 5.034% | 4.932% | 4.835% | 4.806% | 4.768% | 4.695% | 4.669% | 4.629% | 4.617% | 4.53% | 4.463% | 4.307% | 4.204% | 4.066% | 3.949%
SA1 | Behind the meter battery pump | 4.83% | 4.807% | 4.762% | 4.678% | 4.587% | 4.484% | 4.428% | 4.353% | 4.343% | 4.291% | 4.248% | 4.272% | 4.294% | 4.307% | 4.275% | 4.192% | 4.108% | 4.082% | 4.048% | 3.987% | 3.967% | 3.931% | 3.922% | 3.847% | 3.791% | 3.659% | 3.572% | 3.452% | 3.352%
Region | Technology | 2021-22 | 2022-23 | 2023-24 | 2024-25 | 2025-26 | 2026-27 | 2027-28 | 2028-29 | 2029-30 | 2030-31 | 2031-32 | 2032-33 | 2033-34 | 2034-35 | 2035-36 | 2036-37 | 2037-38 | 2038-39 | 2039-40 | 2040-41 | 2041-42 | 2042-43 | 2043-44 | 2044-45 | 2045-46 | 2046-47 | 2047-48 | 2048-49 | 2049-50
TAS1 | Distributed PV | 13.53% | 13.51% | 13.87% | 13.97% | 13.44% | 14.35% | 14.32% | 13.94% | 13.92% | 14.18% | 13.97% | 14.36% | 14.35% | 13.77% | 14.6% | 14.69% | 14.16% | 14.29% | 14.59% | 14.39% | 14.79% | 14.72% | 14% | 14.86% | 14.85% | 14.38% | 14.42% | 14.77% | 14.52%
TAS1 | Behind the meter battery | 5.617% | 5.7% | 5.678% | 5.586% | 5.495% | 5.394% | 5.332% | 5.24% | 5.159% | 5.07% | 5.015% | 5.023% | 5.044% | 5.057% | 5.056% | 4.968% | 4.913% | 4.863% | 4.828% | 4.774% | 4.737% | 4.708% | 4.694% | 4.629% | 4.592% | 4.457% | 4.348% | 4.215% | 4.1%
TAS1 | Behind the meter battery pump | 4.769% | 4.843% | 4.822% | 4.745% | 4.669% | 4.584% | 4.532% | 4.451% | 4.382% | 4.306% | 4.257% | 4.269% | 4.285% | 4.296% | 4.297% | 4.219% | 4.174% | 4.13% | 4.099% | 4.057% | 4.023% | 3.998% | 3.987% | 3.93% | 3.901% | 3.787% | 3.692% | 3.579% | 3.48%

## BaseCase_Generation
Annual sent-out generation by technology (GWh) - BaseCase, Step Change High Electrification Sensitivity
Explicitly modelled generation
Region | Technology | 2021-22 | 2022-23 | 2023-24 | 2024-25 | 2025-26 | 2026-27 | 2027-28 | 2028-29 | 2029-30 | 2030-31 | 2031-32 | 2032-33 | 2033-34 | 2034-35 | 2035-36 | 2036-37 | 2037-38 | 2038-39 | 2039-40 | 2040-41 | 2041-42 | 2042-43 | 2043-44 | 2044-45 | 2045-46 | 2046-47 | 2047-48 | 2048-49 | 2049-50
NEM | Black Coal | 76937.3702 | 69433.3532 | 66361.8246 | 60130.0811 | 49777.9466 | 46614.864 | 43702.7116 | 46211.6174 | 46014.4076 | 44304.1684 | 42493.6759 | 27136.9558 | 26568.0649 | 23711.4924 | 19291.6892 | 18902.0299 | 19652.1835 | 19655.129 | 18060.6516 | 18136.9974 | 14754.7635 | 9167.7431 | 7678.68 | 7330.4126 | 6663.417 | 6621.5615 | 6358.469 | 5668.0617 | 5690.6095
NEM | Brown Coal | 25362.7931 | 22283.4353 | 23076.0957 | 10675.2875 | 10312.3947 | 7755.9146 | 1398.6051 | 1763.7145 | 1817.1977 | 1759.2972 | 1645.7714 | 1613.3349 | 1725.9963 | 1683.6227 | 1579.2033 | 1500.7726 | 1127.6929 | 1629.091 | 1616.1333 | 648.7322 | 1257.3014 | 1609.2505 | 1698.0095 | 1503.4885 | 1456.4758 | 687.9202 | 0.00030766 | 0 | 0
NEM | CCGT | 2252.5066 | 2252.5066 | 1799.3121 | 3548.6228 | 4297.7522 | 3727.6054 | 3771.175 | 3696.9958 | 4636.4045 | 4676.8652 | 5366.9307 | 5471.3247 | 6615.7288 | 6390.7685 | 5811.6848 | 4831.4648 | 4491.72 | 4547.3284 | 3904.3174 | 4042.8786 | 4323.6045 | 4672.6233 | 2787.7874 | 2693.3156 | 1301.9423 | 960.5243 | 963.156 | 960.5243 | 960.5243
NEM | Gas - Steam | 706.1975 | 718.5043 | 723.7432 | 328.7179 | 378.6908 | 366.3255 | 330.7683 | 403.4255 | 341.2563 | 403.6132 | 662.3705 | 917.9102 | 1088.3282 | 1846.9353 | 599.2831 | 523.7857 | 1037.3581 | 1310.7705 | 163.9618 | 192.9971 | 237.1039 | 247.7121 | 205.3555 | 201.8321 | 163.1517 | 0 | 0 | 0 | 0
NEM | OCGT / Diesel | 56.0915 | 22.362 | 100.3436 | 430.318 | 363.6118 | 403.3552 | 282.117 | 442.1316 | 331.0891 | 574.7549 | 982.1361 | 1602.5719 | 1404.0287 | 2238.8608 | 2186.0813 | 2390.7222 | 5220.7283 | 5055.9456 | 8451.3585 | 10522.3045 | 10193.1347 | 12354.4696 | 16475.6694 | 11457.9771 | 11570.6617 | 17548.0272 | 17891.4591 | 20700.3721 | 20211.4995
NEM | Hydro | 13482.0806 | 13830.4245 | 13549.2113 | 15721.8496 | 16180.7937 | 15303.0275 | 15636.1304 | 17575.4207 | 16182.0972 | 15600.3976 | 15002.4463 | 14847.9322 | 16240.2576 | 16797.1536 | 16316.4294 | 16020.9107 | 17960.3345 | 15986.4582 | 15208.6472 | 14451.6775 | 14456.6403 | 15992.2517 | 15875.9212 | 15335.138 | 15597.9413 | 18284.5372 | 16248.6153 | 15096.4217 | 14640.1037
NEM | Wind | 49588.6963 | 55153.9459 | 56183.0274 | 71655.3248 | 80534.8244 | 83890.4611 | 92567.8206 | 93719.1073 | 93011.6901 | 97778.7859 | 102007.1597 | 109987.0513 | 111427.8271 | 119608.1056 | 126487.3724 | 134498.9975 | 132444.8674 | 134338.2882 | 134315.882 | 132042.4677 | 128074.9797 | 131766.6396 | 140640.9739 | 145808.5552 | 155856.9213 | 159123.7173 | 161756.1362 | 167217.964 | 170647.4398
NEM | Solar PV | 14501.0464 | 17775.9017 | 18049.8442 | 17335.5453 | 17923.036 | 19734.7023 | 20890.5753 | 19916.7645 | 21268.81 | 22729.8533 | 24986.9508 | 38623.0039 | 42511.2738 | 42728.8195 | 45848.6927 | 45953.2073 | 56760.8624 | 59607.0238 | 65214.5821 | 72376.0562 | 87023.768 | 93738.3494 | 92008.8026 | 96309.9817 | 94769.8129 | 99944.9748 | 102643.1838 | 98333.3164 | 101113.2752
NEM | Grid Battery | 140.0827 | 216.7414 | 253.159 | 286.5504 | 276.1189 | 282.9941 | 286.8917 | 386.4427 | 373.5918 | 378.1799 | 458.3814 | 1207.5066 | 1591.4949 | 1580.7241 | 2146.0477 | 2140.6825 | 2061.9562 | 2049.357 | 2098.2258 | 2052.4862 | 8452.3933 | 10552.6131 | 10183.0504 | 15127.1027 | 15535.2097 | 19099.7085 | 21953.7359 | 21468.6932 | 21968.7647
NEM | Pumped Hydro | 329.4777 | 457.3396 | 588.2353 | 1283.8511 | 4882.9073 | 4829.1016 | 5825.2187 | 5825.8536 | 5712.065 | 5794.6741 | 5927.6141 | 15014.8537 | 15757.6467 | 15750.147 | 17467.9715 | 16992.2301 | 21439.8506 | 21239.8836 | 23600.893 | 23944.2415 | 25756.9938 | 24835.7365 | 22732.9568 | 23688.7902 | 21602.9729 | 19687.8437 | 18164.4323 | 16155.2711 | 16542.6957
NEM | VPP | 41.2172 | 127.9139 | 290.9048 | 602.558 | 920.3914 | 1308.7036 | 1704.1968 | 2062.3769 | 2489.3537 | 2890.5625 | 3191.5257 | 3556.7513 | 3958.0236 | 4301.1596 | 4903.2349 | 4974.705 | 4911.8145 | 5085.0436 | 5459.0532 | 5624.3444 | 5899.2058 | 5681.8094 | 5125.3415 | 5258.3853 | 4906.2512 | 4288.9324 | 3805.1123 | 3251.5943 | 3238.2056
Total excluding storage |  | 182886.7822 | 181470.4334 | 179843.4021 | 179825.7469 | 179769.0501 | 177796.2556 | 178579.9033 | 183729.1773 | 183602.9524 | 187827.7358 | 193147.4414 | 200200.0849 | 207581.5054 | 215005.7585 | 218120.4363 | 224621.8907 | 238695.7469 | 242130.0347 | 246935.534 | 252414.1112 | 260321.2959 | 269549.0394 | 277371.1994 | 280640.7008 | 287380.324 | 303171.2624 | 305861.0197 | 307976.6602 | 313263.4519
Region | Technology | 2021-22 | 2022-23 | 2023-24 | 2024-25 | 2025-26 | 2026-27 | 2027-28 | 2028-29 | 2029-30 | 2030-31 | 2031-32 | 2032-33 | 2033-34 | 2034-35 | 2035-36 | 2036-37 | 2037-38 | 2038-39 | 2039-40 | 2040-41 | 2041-42 | 2042-43 | 2043-44 | 2044-45 | 2045-46 | 2046-47 | 2047-48 | 2048-49 | 2049-50
NSW1 | Black Coal | 43228.7522 | 38115.7294 | 33701.4607 | 34852.1274 | 26872.2239 | 23929.928 | 23189.4022 | 24770.1432 | 24832.2141 | 23943.6911 | 22928.755 | 8081.8673 | 10128.2809 | 8835.1993 | 5013.2144 | 6217.4888 | 7041.9895 | 6858.5715 | 6445.1094 | 5632.2805 | 3256.3008 | 0 | 0 | 0 | 0 | 0 | 0 | 0 | 0
NSW1 | Brown Coal | 0 | 0 | 0 | 0 | 0 | 0 | 0 | 0 | 0 | 0 | 0 | 0 | 0 | 0 | 0 | 0 | 0 | 0 | 0 | 0 | 0 | 0 | 0 | 0 | 0 | 0 | 0 | 0 | 0
NSW1 | CCGT | 33.6489 | 33.6489 | 101.2348 | 259.2016 | 369.9717 | 207.0911 | 390.9426 | 493.4192 | 994.8029 | 823.0245 | 889.7688 | 1065.201 | 1177.6559 | 1448.4171 | 1228.6581 | 1019.098 | 1441.5125 | 1583.4234 | 1458.5251 | 1288.7253 | 1368.0718 | 1493.4317 | 38.578 | 7.6577e-05 | 7.7645e-05 | 0.00011491 | 0.0001147 | 0.00011089 | 0.00010859
NSW1 | Gas - Steam | 0 | 0 | 0 | 0 | 0 | 0 | 0 | 0 | 0 | 0 | 0 | 0 | 0 | 0 | 0 | 0 | 0 | 0 | 0 | 0 | 0 | 0 | 0 | 0 | 0 | 0 | 0 | 0 | 0
NSW1 | OCGT / Diesel | 1.1319e-05 | 1.1863e-05 | 11.3429 | 65.3516 | 12.7259 | 28.8007 | 20.0274 | 51.5866 | 23.6535 | 47.0538 | 71.729 | 361.4168 | 158.6749 | 600.3588 | 458.713 | 588.73 | 1532.5856 | 2050.1619 | 2478.8195 | 3476.2165 | 2139.7286 | 3023.8871 | 5899.9397 | 3293.2985 | 2819.512 | 4543.7689 | 6062.3606 | 5530.163 | 5725.6344
NSW1 | Hydro | 2198.3301 | 2330.5827 | 2206.4079 | 2972.2531 | 2882.0539 | 2794.9817 | 3040.062 | 3915.8378 | 3285.4612 | 3188.6533 | 3197.9948 | 3045.1913 | 3548.36 | 3799.1734 | 3842.2703 | 3713.4727 | 4650.4686 | 3876.3624 | 3686.7371 | 3369.3392 | 3372.6925 | 3848.0421 | 3730.4467 | 3900.4357 | 3803.794 | 4637.628 | 3743.1256 | 3203.8203 | 2917.6177
NSW1 | Wind | 10836.3122 | 11626.7206 | 16679.5347 | 22760.9744 | 26026.7831 | 27026.0848 | 26879.7141 | 23788.1062 | 22105.4045 | 28814.2618 | 30394.8509 | 40777.8488 | 39057.7019 | 41015.5619 | 43803.4766 | 45540.5916 | 39634.9244 | 38647.2667 | 41009.3961 | 40075.839 | 40679.1186 | 43616.9362 | 44595.9251 | 46949.4103 | 52648.9847 | 53134.8165 | 52082.2533 | 53482.9274 | 54354.545
NSW1 | Solar PV | 5342.8111 | 6499.5897 | 6543.0228 | 6299.153 | 6245.2799 | 7532.0615 | 7572.2748 | 8279.4454 | 8951.681 | 9340.5612 | 9403.7924 | 18594.5572 | 21053.7799 | 20577.8946 | 22689.9533 | 22783.7332 | 29306.7406 | 30830.7579 | 33383.5937 | 37881.9311 | 43280.3787 | 45362.9173 | 43922.1364 | 47074.0759 | 46594.5146 | 47124.3574 | 47317.7665 | 48615.5969 | 47799.7637
NSW1 | Grid Battery | 2.2762e-05 | 3.2662e-05 | 3.3008e-05 | 5.1088e-05 | 5.2337e-05 | 5.4693e-05 | 8.0785e-05 | 9.8507e-05 | 0.00012953 | 0.00015615 | 0.00017501 | 377.6757 | 375.0133 | 376.1277 | 384.1282 | 381.4375 | 365.6739 | 363.9215 | 373.3935 | 369.2748 | 4416.102 | 4286.7684 | 3997.1904 | 4408.2691 | 4295.0738 | 4151.9216 | 4015.6031 | 4106.7005 | 3989.7879
NSW1 | Pumped Hydro | 83.4216 | 134.7039 | 179.2756 | 910.4562 | 4478.8369 | 4345.7805 | 5268.2283 | 5288.0649 | 5164.6209 | 5211.2308 | 5287.693 | 9419.4797 | 9181.3461 | 9357.3209 | 10048.582 | 9672.2692 | 11408.5057 | 10915.6392 | 12397.3999 | 12495.1004 | 12410.0659 | 12031.529 | 11236.1255 | 12302.5838 | 11741.8352 | 11556.1906 | 10530.7271 | 10675.4238 | 10435.7767
NSW1 | VPP | 7.9341 | 39.0052 | 77.6267 | 172.8905 | 272.3002 | 399.284 | 517.5396 | 645.9676 | 767.1598 | 930.3246 | 1018.3301 | 1176.978 | 1335.689 | 1464.1937 | 1681.7121 | 1723.1387 | 1740.0703 | 1783.0522 | 1902.91 | 1943.4477 | 2084.8073 | 2137.7894 | 1946.3545 | 2131.0919 | 2059.3944 | 2039.3573 | 1898.074 | 1792.723 | 1697.5239
Total excluding storage |  | 61639.8546 | 58606.2713 | 59243.0038 | 67209.061 | 62409.0384 | 61518.9477 | 61092.4231 | 61298.5385 | 60193.2171 | 66157.2456 | 66886.8909 | 71926.0824 | 75124.4535 | 76276.6051 | 77036.2857 | 79863.1143 | 83608.2212 | 83846.5437 | 88462.1809 | 91724.3315 | 94096.2911 | 97345.2144 | 98187.0259 | 101217.2205 | 105866.8055 | 109440.571 | 109205.5061 | 110832.5077 | 110797.5609
Region | Technology | 2021-22 | 2022-23 | 2023-24 | 2024-25 | 2025-26 | 2026-27 | 2027-28 | 2028-29 | 2029-30 | 2030-31 | 2031-32 | 2032-33 | 2033-34 | 2034-35 | 2035-36 | 2036-37 | 2037-38 | 2038-39 | 2039-40 | 2040-41 | 2041-42 | 2042-43 | 2043-44 | 2044-45 | 2045-46 | 2046-47 | 2047-48 | 2048-49 | 2049-50
QLD1 | Black Coal | 33708.618 | 31317.6238 | 32660.3639 | 25277.9537 | 22905.7227 | 22684.936 | 20513.3094 | 21441.4742 | 21182.1935 | 20360.4773 | 19564.921 | 19055.0885 | 16439.7839 | 14876.2931 | 14278.4748 | 12684.5411 | 12610.194 | 12796.5575 | 11615.5422 | 12504.7169 | 11498.4627 | 9167.7431 | 7678.68 | 7330.4126 | 6663.417 | 6621.5615 | 6358.469 | 5668.0617 | 5690.6095
QLD1 | Brown Coal | 0 | 0 | 0 | 0 | 0 | 0 | 0 | 0 | 0 | 0 | 0 | 0 | 0 | 0 | 0 | 0 | 0 | 0 | 0 | 0 | 0 | 0 | 0 | 0 | 0 | 0 | 0 | 0 | 0
QLD1 | CCGT | 1104.025 | 1104.025 | 1232.2762 | 2331.3049 | 2773.3744 | 2497.9478 | 2729.2952 | 2730.0546 | 2992.2583 | 3090.0715 | 3585.8689 | 3416.9235 | 4243.774 | 3660.6505 | 3518.3171 | 2753.5315 | 3050.2074 | 2963.9049 | 2445.7922 | 2754.1531 | 2955.5324 | 3179.1913 | 2749.2091 | 2693.3153 | 1301.9419 | 960.5235 | 963.1551 | 960.5235 | 960.5235
QLD1 | Gas - Steam | 37.1158 | 37.1158 | 73.7192 | 72.804 | 72.804 | 72.804 | 118.2272 | 143.5482 | 174.268 | 130.5033 | 117.4783 | 119.0522 | 185.9871 | 166.097 | 155.362 | 175.7163 | 203.31 | 190.8362 | 163.9618 | 192.9971 | 237.1039 | 247.7121 | 205.3555 | 201.8321 | 163.1517 | 0 | 0 | 0 | 0
QLD1 | OCGT / Diesel | 1.8822e-05 | 1.9547e-05 | 2.0901e-05 | 118.3404 | 75.1222 | 78.8558 | 129.736 | 210.4786 | 173.4542 | 297.5399 | 554.0115 | 611.7929 | 733.0354 | 579.7862 | 700.0496 | 852.1679 | 1326.4508 | 774.1864 | 1742.952 | 2206.9369 | 2269.5999 | 2903.939 | 1984.4906 | 2333.4912 | 2324.8405 | 3166.8348 | 1922.923 | 1749.7963 | 1640.1343
QLD1 | Hydro | 698.8074 | 697.3073 | 699.8438 | 696.7655 | 695.3505 | 693.225 | 694.7318 | 689.8533 | 690.8533 | 668.8883 | 693.6007 | 682.7081 | 681.7589 | 664.1912 | 645.5115 | 642.2506 | 211.7621 | 198.2117 | 195.2626 | 197.1985 | 213.2777 | 0 | 0 | 0 | 0 | 0 | 0 | 0 | 0
QLD1 | Wind | 17141.3587 | 17895.39 | 16676.7898 | 18810.7463 | 23801.5346 | 23385.3397 | 25483.9192 | 27951.344 | 27655.3269 | 28215.7477 | 27239.7607 | 28216.9274 | 29673.0205 | 34756.0429 | 35237.1552 | 39450.8863 | 41725.9593 | 41799.5725 | 41690.8275 | 37576.8388 | 38071.5344 | 38983.2838 | 45375.7848 | 45063.0953 | 50670.5507 | 50782.3437 | 51144.4337 | 57531.1047 | 53359.3891
QLD1 | Solar PV | 5555.0967 | 7538.3549 | 7676.957 | 7343.9838 | 7448.1635 | 7800.5701 | 7893.21 | 6593.3636 | 7142.0068 | 7427.2517 | 8470.7808 | 10567.3596 | 12657.9065 | 12643.5081 | 13138.6429 | 12816.4752 | 16429.5792 | 17555.8377 | 19754.0873 | 22122.6485 | 24604.3706 | 28931.0057 | 27659.4656 | 27498.7179 | 26048.9092 | 32500.8242 | 34203.1796 | 28763.2371 | 33261.2537
QLD1 | Grid Battery | 1.6118e-05 | 22.7057 | 25.694 | 29.1367 | 28.4995 | 30.0616 | 30.0384 | 144.3221 | 140.8809 | 143.3666 | 235.2841 | 481.5521 | 907.3446 | 915.8631 | 925.4364 | 933.0843 | 880.946 | 885.0125 | 893.588 | 866.546 | 868.2734 | 3269.5623 | 3223.61 | 3539.776 | 4023.3396 | 8401.255 | 8802.959 | 7696.115 | 8824.745
QLD1 | Pumped Hydro | 246.0561 | 322.6356 | 408.9596 | 373.3947 | 404.0703 | 483.3205 | 556.9899 | 537.7881 | 547.4434 | 583.442 | 639.9197 | 2080.3755 | 3220.5564 | 3171.3419 | 3331.6789 | 3260.0546 | 5791.0791 | 6075.3002 | 6626.8828 | 7010.1222 | 7889.9929 | 7613.4405 | 6786.8349 | 7015.8745 | 5698.6509 | 4354.8379 | 4723.59 | 2615.2982 | 3504.1069
QLD1 | VPP | 10.4443 | 39.734 | 81.868 | 164.1475 | 248.1294 | 343.7835 | 446.3193 | 521.2902 | 646.4238 | 741.4301 | 830.2022 | 924.5027 | 1018.6345 | 1116.2873 | 1243.3104 | 1220.7837 | 1186.9629 | 1276.8575 | 1341.595 | 1435.0263 | 1547.5328 | 1337.6506 | 1215.5811 | 1233.9168 | 977.3047 | 654.2422 | 711.4223 | 349.9245 | 468.4955
Total excluding storage |  | 58245.0217 | 58589.8169 | 59019.9499 | 54651.8986 | 57772.0719 | 57213.6783 | 57562.4287 | 59760.1165 | 60010.3608 | 60190.4797 | 60226.4218 | 62669.8522 | 64615.2665 | 67346.5689 | 67673.5132 | 69375.5689 | 75557.4629 | 76279.1069 | 77608.4256 | 77555.4899 | 79849.8816 | 83412.8751 | 85652.9856 | 85120.8644 | 87172.8109 | 94032.0876 | 94592.1604 | 94672.7233 | 94911.9101
Region | Technology | 2021-22 | 2022-23 | 2023-24 | 2024-25 | 2025-26 | 2026-27 | 2027-28 | 2028-29 | 2029-30 | 2030-31 | 2031-32 | 2032-33 | 2033-34 | 2034-35 | 2035-36 | 2036-37 | 2037-38 | 2038-39 | 2039-40 | 2040-41 | 2041-42 | 2042-43 | 2043-44 | 2044-45 | 2045-46 | 2046-47 | 2047-48 | 2048-49 | 2049-50
VIC1 | Black Coal | 0 | 0 | 0 | 0 | 0 | 0 | 0 | 0 | 0 | 0 | 0 | 0 | 0 | 0 | 0 | 0 | 0 | 0 | 0 | 0 | 0 | 0 | 0 | 0 | 0 | 0 | 0 | 0 | 0
VIC1 | Brown Coal | 25362.7931 | 22283.4353 | 23076.0957 | 10675.2875 | 10312.3947 | 7755.9146 | 1398.6051 | 1763.7145 | 1817.1977 | 1759.2972 | 1645.7714 | 1613.3349 | 1725.9963 | 1683.6227 | 1579.2033 | 1500.7726 | 1127.6929 | 1629.091 | 1616.1333 | 648.7322 | 1257.3014 | 1609.2505 | 1698.0095 | 1503.4885 | 1456.4758 | 687.9202 | 0.00030766 | 0 | 0
VIC1 | CCGT | 1.2816e-05 | 1.2562e-05 | 1.3288e-05 | 2.4962e-05 | 2.5418e-05 | 2.5403e-05 | 2.6248e-05 | 2.626e-05 | 2.6725e-05 | 2.6887e-05 | 2.8682e-05 | 4.3082e-05 | 4.3737e-05 | 4.3595e-05 | 4.2602e-05 | 4.2361e-05 | 7.3783e-05 | 7.4783e-05 | 7.93e-05 | 7.8474e-05 | 0.0001185 | 0.00012264 | 0.00018433 | 0.00017514 | 0.00017942 | 0.00060572 | 0.00065156 | 0.00062949 | 0.00062095
VIC1 | Gas - Steam | 10.8194 | 5.6342 | 9.2345 | 99.3131 | 86.5261 | 82.5423 | 93.7595 | 128.0155 | 84.4009 | 131.3431 | 285.1834 | 397.0677 | 425.0874 | 767.2633 | 443.9211 | 348.0695 | 834.0481 | 1119.9343 | 0 | 0 | 0 | 0 | 0 | 0 | 0 | 0 | 0 | 0 | 0
VIC1 | OCGT / Diesel | 10.403 | 0.30748 | 9.3492 | 63.953 | 50.4678 | 107.0076 | 53.5821 | 83.4141 | 52.8517 | 92.1987 | 141.9878 | 322.7469 | 190.1376 | 583.2583 | 546.6697 | 521.4212 | 1281.8219 | 1176.4917 | 2930.4201 | 3505.9578 | 4420.3177 | 4934.2315 | 6787.3931 | 5026.0221 | 5578.2167 | 9017.194 | 9166.4536 | 12605.5 | 12074.8013
VIC1 | Hydro | 2782.5702 | 2809.6197 | 2553.4937 | 3150.0302 | 3232.8401 | 3062.9867 | 3094.1682 | 3900.1364 | 3232.9757 | 2774.9711 | 2795.8093 | 2526.1973 | 3114.883 | 3213.7784 | 3049.3859 | 3065.5642 | 3877.0345 | 3220.5861 | 2770.1201 | 2769.5745 | 2512.7003 | 3090.6587 | 3201.1735 | 3025.388 | 3048.8144 | 3843.5265 | 3194.871 | 2738.2961 | 2746.2565
VIC1 | Wind | 10674.4476 | 13535.1647 | 11432.57 | 16634.5511 | 17329.675 | 19111.6079 | 25371.446 | 26081.1883 | 27239.0205 | 25462.8396 | 27976.0499 | 24702.1908 | 26758.6392 | 28540.3199 | 30680.3615 | 32886.4842 | 34743.595 | 35972.5936 | 33630.2033 | 35274.6927 | 31512.4997 | 30988.2539 | 32191.2123 | 33741.5195 | 31919.3033 | 31838.4996 | 34717.0171 | 33139.0855 | 39135.068
VIC1 | Solar PV | 2656.001 | 2636.7349 | 2730.9954 | 2624.9486 | 3188.0987 | 3335.7899 | 4272.1708 | 3948.9957 | 4038.9773 | 4676.3506 | 5809.3983 | 8149.7366 | 7560.7039 | 7592.8709 | 8035.0105 | 8246.3379 | 8195.3208 | 8410.9719 | 9366.0336 | 9459.2036 | 16242.9851 | 16516.2515 | 16457.7729 | 17880.8885 | 18102.3337 | 16687.0055 | 17495.9746 | 17395.7169 | 16245.0123
VIC1 | Grid Battery | 52.4857 | 110.9014 | 125.7857 | 159.4114 | 154.8547 | 159.6882 | 163.2516 | 153.2285 | 147.5286 | 149.233 | 144.2985 | 144.6468 | 110.6624 | 104.406 | 114.3865 | 112.2637 | 104.1941 | 101.34 | 111.6943 | 108.0795 | 2110.8338 | 1968.8893 | 2003.8201 | 6159.9614 | 6079.444 | 5530.072 | 8195.325 | 8686.951 | 8220.99
VIC1 | Pumped Hydro | 0 | 0 | 3.4149e-05 | 9.483e-05 | 9.4533e-05 | 0.00047498 | 0.00047244 | 0.00047991 | 0.00046284 | 0.0012052 | 0.0012551 | 3514.9983 | 3355.744 | 3221.484 | 4087.7104 | 4059.906 | 4240.2656 | 4248.944 | 4576.61 | 4439.0186 | 5456.9346 | 5190.7666 | 4709.996 | 4370.3315 | 4162.4863 | 3776.8147 | 2910.1147 | 2864.5486 | 2602.8115
VIC1 | VPP | 7.9361 | 20.2496 | 74.6154 | 181.8826 | 290.3204 | 423.3145 | 561.7558 | 680.0741 | 822.0063 | 926.058 | 1027.9117 | 1116.877 | 1236.2825 | 1313.2256 | 1554.3617 | 1604.3553 | 1539.1811 | 1581.3979 | 1740.7068 | 1758.8159 | 1772.1047 | 1735.4838 | 1514.3592 | 1434.8136 | 1420.6867 | 1199.2395 | 825.1162 | 759.9617 | 739.7663
Total excluding storage |  | 41497.0344 | 41270.8963 | 39811.7384 | 33248.0835 | 34200.0024 | 33455.8491 | 34283.7318 | 35905.4646 | 36465.4238 | 34897.0002 | 38654.2 | 37711.2743 | 39775.4474 | 42381.1136 | 44334.552 | 46568.6496 | 50059.5133 | 51529.6686 | 50312.9105 | 51658.1609 | 55945.8043 | 57138.6462 | 60335.5614 | 61177.3068 | 60105.1441 | 62074.1464 | 64574.3172 | 65878.5992 | 70201.1387
Region | Technology | 2021-22 | 2022-23 | 2023-24 | 2024-25 | 2025-26 | 2026-27 | 2027-28 | 2028-29 | 2029-30 | 2030-31 | 2031-32 | 2032-33 | 2033-34 | 2034-35 | 2035-36 | 2036-37 | 2037-38 | 2038-39 | 2039-40 | 2040-41 | 2041-42 | 2042-43 | 2043-44 | 2044-45 | 2045-46 | 2046-47 | 2047-48 | 2048-49 | 2049-50
SA1 | Black Coal | 0 | 0 | 0 | 0 | 0 | 0 | 0 | 0 | 0 | 0 | 0 | 0 | 0 | 0 | 0 | 0 | 0 | 0 | 0 | 0 | 0 | 0 | 0 | 0 | 0 | 0 | 0 | 0 | 0
SA1 | Brown Coal | 0 | 0 | 0 | 0 | 0 | 0 | 0 | 0 | 0 | 0 | 0 | 0 | 0 | 0 | 0 | 0 | 0 | 0 | 0 | 0 | 0 | 0 | 0 | 0 | 0 | 0 | 0 | 0 | 0
SA1 | CCGT | 1114.8326 | 1114.8326 | 465.801 | 958.1163 | 1154.406 | 1022.5665 | 650.9371 | 473.522 | 649.3433 | 763.7692 | 891.293 | 989.2001 | 1194.2988 | 1281.7009 | 1064.7094 | 1058.8352 | 5.3993e-05 | 5.4125e-05 | 5.3892e-05 | 5.2941e-05 | 6.0096e-05 | 6.1172e-05 | 6.1432e-05 | 5.8273e-05 | 5.9239e-05 | 6.1115e-05 | 6.031e-05 | 5.9526e-05 | 5.8572e-05
SA1 | Gas - Steam | 658.2623 | 675.7543 | 640.7896 | 156.6008 | 219.3607 | 210.9792 | 118.7816 | 131.8618 | 82.5875 | 141.7669 | 259.7088 | 401.7902 | 477.2537 | 913.575 | 0 | 0 | 0 | 0 | 0 | 0 | 0 | 0 | 0 | 0 | 0 | 0 | 0 | 0 | 0
SA1 | OCGT / Diesel | 45.6885 | 22.0545 | 79.6515 | 182.6729 | 225.296 | 188.6911 | 78.7715 | 96.6523 | 81.1297 | 137.9626 | 214.4078 | 306.447 | 322.1807 | 475.4575 | 480.6491 | 428.403 | 1079.87 | 1055.1057 | 1298.1522 | 1332.8477 | 1361.2423 | 1492.412 | 1803.8461 | 804.9833 | 848.0925 | 820.2294 | 739.5492 | 814.9127 | 770.9295
SA1 | Hydro | 0 | 0 | 0 | 0 | 0 | 0 | 0 | 0 | 0 | 0 | 0 | 0 | 0 | 0 | 0 | 0 | 0 | 0 | 0 | 0 | 0 | 0 | 0 | 0 | 0 | 0 | 0 | 0 | 0
SA1 | Wind | 7489.1088 | 8230.1644 | 7412.0188 | 9499.5399 | 9233.4429 | 10173.5877 | 10573.5118 | 11984.446 | 12145.8949 | 11579.3145 | 12185.0256 | 12388.271 | 12042.3578 | 11236.8383 | 12627.6942 | 12276.9393 | 12309.2 | 13254.6348 | 13501.0614 | 14122.3694 | 13053.2222 | 13447.4139 | 13519.8533 | 15332.9094 | 15391.9901 | 18044.2234 | 18496.9087 | 17936.3153 | 18236.7534
SA1 | Solar PV | 947.1377 | 1101.2222 | 1098.869 | 1067.4599 | 1041.494 | 1066.2808 | 1152.9197 | 1094.9597 | 1136.1449 | 1285.6898 | 1302.9794 | 1311.3504 | 1238.8835 | 1914.546 | 1985.086 | 2106.661 | 2829.2217 | 2809.4562 | 2710.8674 | 2912.2729 | 2896.0333 | 2928.1747 | 3969.4275 | 3856.2992 | 4024.0552 | 3632.7876 | 3626.2629 | 3558.7652 | 3807.2453
SA1 | Grid Battery | 87.5969 | 83.1342 | 101.6792 | 98.0022 | 92.7646 | 93.2441 | 93.6016 | 88.892 | 85.1821 | 85.5801 | 78.7986 | 203.6318 | 198.4744 | 184.3272 | 722.0964 | 713.897 | 711.1421 | 699.0828 | 719.5498 | 708.5858 | 1057.184 | 1027.393 | 958.4297 | 1019.0961 | 1137.3521 | 1016.4598 | 939.8487 | 978.9265 | 933.2415
SA1 | Pumped Hydro | 0 | 0 | 2.8203e-05 | 3.0015e-05 | 2.9414e-05 | 3.7025e-05 | 3.6945e-05 | 3.7843e-05 | 4.4734e-05 | 5.1371e-05 | 5.2041e-05 | 8.0505e-05 | 7.8684e-05 | 7.9161e-05 | 9.8293e-05 | 9.7878e-05 | 0.00013238 | 0.00013262 | 0.00013648 | 0.00013841 | 0.00019911 | 0.00019289 | 0.00019582 | 0.00021396 | 0.00031393 | 0.00029881 | 0.00030587 | 0.00030752 | 0.00031454
SA1 | VPP | 14.4221 | 26.7543 | 53.1405 | 78.4885 | 101.2374 | 130.0159 | 162.6214 | 194.2575 | 231.516 | 265.981 | 278.7691 | 306.0042 | 334.1042 | 364.1346 | 379.7742 | 383.2373 | 395.606 | 396.6565 | 421.9584 | 423.4464 | 435.1154 | 418.8073 | 382.8158 | 405.0652 | 395.3961 | 337.8531 | 325.8758 | 296.0463 | 285.0541
Total excluding storage |  | 10255.0299 | 11144.028 | 9697.13 | 11864.3898 | 11873.9995 | 12662.1054 | 12574.9217 | 13781.4418 | 14095.1003 | 13908.5029 | 14853.4145 | 15397.0588 | 15274.9745 | 15822.1178 | 16158.1387 | 15870.8385 | 16218.2917 | 17119.1967 | 17510.0811 | 18367.49 | 17310.4978 | 17868.0007 | 19293.1269 | 19994.1919 | 20264.1378 | 22497.2404 | 22862.7209 | 22309.9934 | 22814.9283
Region | Technology | 2021-22 | 2022-23 | 2023-24 | 2024-25 | 2025-26 | 2026-27 | 2027-28 | 2028-29 | 2029-30 | 2030-31 | 2031-32 | 2032-33 | 2033-34 | 2034-35 | 2035-36 | 2036-37 | 2037-38 | 2038-39 | 2039-40 | 2040-41 | 2041-42 | 2042-43 | 2043-44 | 2044-45 | 2045-46 | 2046-47 | 2047-48 | 2048-49 | 2049-50
TAS1 | Black Coal | 0 | 0 | 0 | 0 | 0 | 0 | 0 | 0 | 0 | 0 | 0 | 0 | 0 | 0 | 0 | 0 | 0 | 0 | 0 | 0 | 0 | 0 | 0 | 0 | 0 | 0 | 0 | 0 | 0
TAS1 | Brown Coal | 0 | 0 | 0 | 0 | 0 | 0 | 0 | 0 | 0 | 0 | 0 | 0 | 0 | 0 | 0 | 0 | 0 | 0 | 0 | 0 | 0 | 0 | 0 | 0 | 0 | 0 | 0 | 0 | 0
TAS1 | CCGT | 1.002e-05 | 9.7636e-06 | 1.0286e-05 | 1.0309e-05 | 1.0234e-05 | 1.0326e-05 | 1.104e-05 | 1.142e-05 | 1.2541e-05 | 1.2905e-05 | 1.2912e-05 | 1.4414e-05 | 1.4417e-05 | 1.3969e-05 | 1.4198e-05 | 1.472e-05 | 1.5204e-05 | 1.64e-05 | 1.7246e-05 | 1.6893e-05 | 1.9293e-05 | 1.942e-05 | 1.9243e-05 | 1.9186e-05 | 1.9647e-05 | 2.0765e-05 | 2.2362e-05 | 2.3359e-05 | 2.1633e-05
TAS1 | Gas - Steam | 0 | 0 | 0 | 0 | 0 | 0 | 0 | 0 | 0 | 0 | 0 | 0 | 0 | 0 | 0 | 0 | 0 | 0 | 0 | 0 | 0 | 0 | 0 | 0 | 0 | 0 | 0 | 0 | 0
TAS1 | OCGT / Diesel | 7.4924e-06 | 6.9392e-06 | 7.5751e-06 | 7.7413e-06 | 7.6302e-06 | 7.9909e-06 | 8.4467e-06 | 8.7943e-06 | 9.5023e-06 | 9.808e-06 | 9.762e-06 | 0.16828 | 1.1073e-05 | 9.9695e-06 | 1.0578e-05 | 1.1151e-05 | 1.1797e-05 | 1.2151e-05 | 1.0147 | 0.34558 | 2.2462 | 1.2213e-05 | 1.1942e-05 | 0.18203 | 1.197e-05 | 1.306e-05 | 0.1728 | 1.8909e-05 | 1.1967e-05
TAS1 | Hydro | 7802.3728 | 7992.9148 | 8089.4658 | 8902.8008 | 9370.5491 | 8751.8341 | 8807.1684 | 9069.5931 | 8972.807 | 8967.885 | 8315.0415 | 8593.8355 | 8895.2557 | 9120.0106 | 8779.2618 | 8599.6232 | 9221.0692 | 8691.298 | 8556.5274 | 8115.5653 | 8357.9697 | 9053.5509 | 8944.3009 | 8409.3142 | 8745.3328 | 9803.3828 | 9310.6187 | 9154.3053 | 8976.2295
TAS1 | Wind | 3447.4689 | 3866.5062 | 3982.1141 | 3949.5131 | 4143.3888 | 4193.8409 | 4259.2295 | 3914.0228 | 3866.0433 | 3706.6223 | 4211.4726 | 3901.8133 | 3896.1077 | 4059.3425 | 4138.6849 | 4344.0961 | 4031.1886 | 4664.2206 | 4484.3936 | 4992.7279 | 4758.605 | 4730.7519 | 4958.1985 | 4721.6206 | 5226.0925 | 5323.8341 | 5315.5234 | 5128.531 | 5561.6842
TAS1 | Solar PV | 1.9115e-06 | 3.4053e-06 | 4.4954e-06 | 8.1781e-06 | 6.9684e-06 | 8.4962e-06 | 1.0518e-05 | 1.1222e-05 | 2.4081e-05 | 2.9752e-05 | 2.8661e-05 | 2.9908e-05 | 3.0576e-05 | 2.5363e-05 | 2.8498e-05 | 2.7723e-05 | 2.7352e-05 | 7.5656e-05 | 8.2482e-05 | 7.4751e-05 | 0.00020695 | 0.00021107 | 0.0001821 | 0.00020212 | 0.00019311 | 0.00019293 | 0.0002127 | 0.00020762 | 0.00017714
TAS1 | Grid Battery | 1.5488e-05 | 2.265e-05 | 2.2016e-05 | 2.6368e-05 | 3.6567e-05 | 3.7584e-05 | 4.3564e-05 | 5.113e-05 | 5.4077e-05 | 5.7378e-05 | 6.5126e-05 | 6.6842e-05 | 6.9461e-05 | 8.352e-05 | 8.2008e-05 | 8.1975e-05 | 9.5809e-05 | 9.1507e-05 | 0.00011178 | 0.00013828 | 0.00011473 | 0.00011435 | 0.00013822 | 0.00013491 | 0.00014289 | 0.00015362 | 0.00014547 | 0.00014604 | 0.00024578
TAS1 | Pumped Hydro | 0 | 0 | 6.2765e-05 | 6.4409e-05 | 7.1324e-05 | 8.0013e-05 | 7.9347e-05 | 8.7603e-05 | 8.3069e-05 | 8.914e-05 | 0.00010029 | 0.00010065 | 0.0001042 | 0.00012613 | 0.00012108 | 0.0001243 | 0.00014172 | 0.00013317 | 0.00016872 | 0.00020361 | 0.00017267 | 0.00017014 | 0.00020588 | 0.00019588 | 0.00020077 | 0.00021954 | 0.00020537 | 0.00021337 | 0.00031907
TAS1 | VPP | 0.48051 | 2.1709 | 3.6543 | 5.1489 | 8.404 | 12.3058 | 15.9606 | 20.7875 | 22.2478 | 26.7688 | 36.3126 | 32.3893 | 33.3134 | 43.3185 | 44.0765 | 43.19 | 49.9941 | 47.0795 | 51.883 | 63.6082 | 59.6456 | 52.0782 | 66.2309 | 53.4978 | 53.4693 | 58.2403 | 44.624 | 52.9389 | 47.3658
Total excluding storage |  | 11249.8417 | 11859.421 | 12071.5799 | 12852.314 | 13513.938 | 12945.6751 | 13066.3979 | 12983.6159 | 12838.8504 | 12674.5073 | 12526.5142 | 12495.8171 | 12791.3634 | 13179.3532 | 12917.9468 | 12943.7194 | 13252.2579 | 13355.5188 | 13041.9359 | 13108.6388 | 13118.8211 | 13784.303 | 13902.4997 | 13131.1171 | 13971.4256 | 15127.2171 | 14626.3151 | 14282.8365 | 14537.9139
Explicitly modelled pumping
Region | Technology | 2021-22 | 2022-23 | 2023-24 | 2024-25 | 2025-26 | 2026-27 | 2027-28 | 2028-29 | 2029-30 | 2030-31 | 2031-32 | 2032-33 | 2033-34 | 2034-35 | 2035-36 | 2036-37 | 2037-38 | 2038-39 | 2039-40 | 2040-41 | 2041-42 | 2042-43 | 2043-44 | 2044-45 | 2045-46 | 2046-47 | 2047-48 | 2048-49 | 2049-50
NEM | Grid Battery pump | 172.1769 | 268.3771 | 311.648 | 354.7129 | 340.6283 | 348.6876 | 355.0814 | 469.4568 | 454.8551 | 459.9704 | 555.1209 | 1434.3508 | 1884.3992 | 1871.3591 | 2535.6316 | 2529.4772 | 2440.7819 | 2421.767 | 2475.8907 | 2429.5592 | 10062.3831 | 12541.2572 | 12071.7097 | 17916.6646 | 18429.8785 | 22563.5598 | 25961.1455 | 25336.8528 | 25926.071
NEM | Pumped Hydro Pump | 754.0543 | 1182.2531 | 1506.8766 | 3130.5154 | 6735.1071 | 7223.0514 | 9090.8797 | 8898.1548 | 8852.3128 | 9350.9227 | 9965.2584 | 20916.7069 | 22341.354 | 21848.8452 | 24595.3885 | 24133.6038 | 29555.0405 | 29214.4948 | 32280.3141 | 32981.2638 | 34837.1892 | 33944.9727 | 30672.4995 | 32621.3112 | 30199.9665 | 27268.0205 | 25016.1832 | 22473.917 | 22402.9412
NEM | VPP pump | 49.4704 | 153.8874 | 348.8182 | 724.4938 | 1104.9039 | 1569.2352 | 2049.2486 | 2471.5351 | 2988.5099 | 3468.668 | 3840.2081 | 4261.7206 | 4748.7742 | 5168.0206 | 5880.8291 | 5969.211 | 5905.5847 | 6106.5814 | 6538.2307 | 6770.1469 | 7065.0844 | 6828.3074 | 6142.6863 | 6312.0721 | 5902.1767 | 5129.6357 | 4585.0914 | 3885.9259 | 3885.0798
Region | Technology | 2021-22 | 2022-23 | 2023-24 | 2024-25 | 2025-26 | 2026-27 | 2027-28 | 2028-29 | 2029-30 | 2030-31 | 2031-32 | 2032-33 | 2033-34 | 2034-35 | 2035-36 | 2036-37 | 2037-38 | 2038-39 | 2039-40 | 2040-41 | 2041-42 | 2042-43 | 2043-44 | 2044-45 | 2045-46 | 2046-47 | 2047-48 | 2048-49 | 2049-50
NSW1 | Grid Battery pump | 2.7022e-05 | 3.877e-05 | 3.9139e-05 | 6.0641e-05 | 6.2075e-05 | 6.4873e-05 | 9.5987e-05 | 0.00011679 | 0.0001538 | 0.00018535 | 0.00020812 | 444.3244 | 441.1922 | 443.3523 | 451.0664 | 448.75 | 431.3898 | 428.1432 | 438.101 | 435.6265 | 5312.533 | 5152.5684 | 4804.1336 | 5301.7028 | 5178.7584 | 4976.706 | 4843.2431 | 4922.3395 | 4796.9739
NSW1 | Pumped Hydro Pump | 401.8243 | 718.5713 | 919.1326 | 2591.4266 | 6153.6787 | 6531.6059 | 8290.3905 | 8129.9467 | 8070.0593 | 8517.2159 | 9061.1842 | 13830.4358 | 14036.9575 | 13797.2553 | 15269.6881 | 14919.4738 | 16919.2887 | 16281.6404 | 18236.4671 | 18544.0183 | 18113.7649 | 17865.2843 | 16270.6892 | 18349.7937 | 17796.5355 | 17094.9507 | 15446.4741 | 15618.2056 | 14785.3486
NSW1 | VPP pump | 9.5229 | 46.9964 | 92.9895 | 208.0788 | 326.2562 | 479.2353 | 622.7614 | 773.7239 | 920.774 | 1116.6106 | 1225.6451 | 1409.2463 | 1603.1442 | 1761.9589 | 2013.8755 | 2068.1759 | 2094.4891 | 2140.3269 | 2277.7124 | 2339.3573 | 2499.7383 | 2561.6229 | 2336.0879 | 2557.8167 | 2479.9003 | 2439.5758 | 2286.4765 | 2143.3569 | 2037.432
Region | Technology | 2021-22 | 2022-23 | 2023-24 | 2024-25 | 2025-26 | 2026-27 | 2027-28 | 2028-29 | 2029-30 | 2030-31 | 2031-32 | 2032-33 | 2033-34 | 2034-35 | 2035-36 | 2036-37 | 2037-38 | 2038-39 | 2039-40 | 2040-41 | 2041-42 | 2042-43 | 2043-44 | 2044-45 | 2045-46 | 2046-47 | 2047-48 | 2048-49 | 2049-50
QLD1 | Grid Battery pump | 1.897e-05 | 27.9329 | 31.721 | 36.0243 | 35.2303 | 37.0144 | 37.0846 | 171.4364 | 167.3428 | 170.2924 | 279.1032 | 567.4436 | 1069.0102 | 1079.0969 | 1090.6691 | 1098.9149 | 1040.752 | 1039.9267 | 1052.8579 | 1020.7121 | 1020.2517 | 3851.2344 | 3789.2573 | 4165.5396 | 4730.7773 | 9910.201 | 10330.05 | 9078.944 | 10357.361
QLD1 | Pumped Hydro Pump | 352.23 | 463.6818 | 587.7439 | 539.0885 | 581.4281 | 691.4447 | 800.4885 | 768.2073 | 782.2527 | 833.7051 | 904.0725 | 2692.5233 | 4094.9292 | 4031.4023 | 4224.1815 | 4139.2474 | 7334.3094 | 7600.4253 | 8345.4425 | 8858.5621 | 9932.1655 | 9582.863 | 8522.6819 | 8808.6029 | 7164.3224 | 5488.0512 | 5896.0652 | 3311.0249 | 4364.0774
QLD1 | VPP pump | 12.5357 | 47.6902 | 98.2611 | 197.2997 | 298.2099 | 411.9426 | 535.6895 | 625.6719 | 775.8622 | 889.8923 | 999.095 | 1106.9678 | 1222.6034 | 1339.9067 | 1494.1581 | 1463.2438 | 1429.2562 | 1527.9138 | 1610.2327 | 1726.611 | 1853.1686 | 1610.0639 | 1458.4961 | 1481.1697 | 1168.7465 | 785.49 | 853.6319 | 421.529 | 560.7695
Region | Technology | 2021-22 | 2022-23 | 2023-24 | 2024-25 | 2025-26 | 2026-27 | 2027-28 | 2028-29 | 2029-30 | 2030-31 | 2031-32 | 2032-33 | 2033-34 | 2034-35 | 2035-36 | 2036-37 | 2037-38 | 2038-39 | 2039-40 | 2040-41 | 2041-42 | 2042-43 | 2043-44 | 2044-45 | 2045-46 | 2046-47 | 2047-48 | 2048-49 | 2049-50
VIC1 | Grid Battery pump | 64.3375 | 137.5044 | 154.702 | 197.3932 | 191.1787 | 196.5569 | 202.1342 | 188.5819 | 182.1341 | 184.2383 | 178.7352 | 178.1848 | 136.8144 | 128.6772 | 141.0451 | 138.5971 | 128.6347 | 125.6013 | 137.4039 | 133.8969 | 2485.0158 | 2323.4001 | 2350.3752 | 7247.0137 | 7175.6045 | 6482.649 | 9675.691 | 10185.809 | 9671.753
VIC1 | Pumped Hydro Pump | 0 | 0 | 4.2763e-05 | 0.00011879 | 0.00011818 | 0.00059338 | 0.00059324 | 0.00059719 | 0.00058033 | 0.0015051 | 0.0015756 | 4393.7476 | 4209.467 | 4020.1873 | 5101.5186 | 5074.8823 | 5301.442 | 5332.4287 | 5698.404 | 5578.683 | 6791.2583 | 6496.825 | 5879.128 | 5462.914 | 5239.108 | 4685.018 | 3673.6433 | 3544.6858 | 3253.5144
VIC1 | VPP pump | 9.5252 | 24.3894 | 89.4711 | 218.4997 | 349.0955 | 507.2385 | 675.8847 | 814.6064 | 986.6029 | 1111.4897 | 1237.0991 | 1338.5143 | 1483.0715 | 1577.1155 | 1864.0751 | 1925.6075 | 1847.383 | 1904.1402 | 2083.1751 | 2117.555 | 2120.389 | 2090.0543 | 1810.5295 | 1722.1174 | 1712.99 | 1431.5441 | 998.3903 | 904.0799 | 887.8953
Region | Technology | 2021-22 | 2022-23 | 2023-24 | 2024-25 | 2025-26 | 2026-27 | 2027-28 | 2028-29 | 2029-30 | 2030-31 | 2031-32 | 2032-33 | 2033-34 | 2034-35 | 2035-36 | 2036-37 | 2037-38 | 2038-39 | 2039-40 | 2040-41 | 2041-42 | 2042-43 | 2043-44 | 2044-45 | 2045-46 | 2046-47 | 2047-48 | 2048-49 | 2049-50
SA1 | Grid Battery pump | 107.8393 | 102.9397 | 125.2249 | 121.2953 | 114.2192 | 115.1162 | 115.8625 | 109.4383 | 105.3779 | 105.4395 | 97.2822 | 244.3979 | 237.3823 | 220.2326 | 852.8509 | 843.2152 | 840.0053 | 828.0956 | 847.5278 | 839.3235 | 1244.5825 | 1214.0542 | 1127.9434 | 1202.4083 | 1344.7381 | 1194.0036 | 1112.1612 | 1149.7602 | 1099.9829
SA1 | Pumped Hydro Pump | 0 | 0 | 3.5274e-05 | 3.7587e-05 | 3.6729e-05 | 4.6232e-05 | 4.6356e-05 | 4.713e-05 | 5.6081e-05 | 6.4117e-05 | 6.511e-05 | 0.00010069 | 9.8361e-05 | 9.8773e-05 | 0.00012285 | 0.00012237 | 0.00016545 | 0.00016638 | 0.00016998 | 0.00017369 | 0.00024821 | 0.00024161 | 0.00024454 | 0.00026809 | 0.00039305 | 0.00037198 | 0.00038389 | 0.00038285 | 0.00039361
SA1 | VPP pump | 17.31 | 32.193 | 63.6998 | 94.4198 | 121.2939 | 156.0499 | 195.6528 | 232.6868 | 278.4231 | 318.6916 | 334.7853 | 368.1173 | 399.9688 | 437.0481 | 455.8193 | 459.9758 | 474.8212 | 477.5927 | 504.9398 | 509.8449 | 520.6332 | 503.5908 | 458.5474 | 486.7603 | 475.8428 | 403.6448 | 393.0246 | 353.4296 | 342.1328
Region | Technology | 2021-22 | 2022-23 | 2023-24 | 2024-25 | 2025-26 | 2026-27 | 2027-28 | 2028-29 | 2029-30 | 2030-31 | 2031-32 | 2032-33 | 2033-34 | 2034-35 | 2035-36 | 2036-37 | 2037-38 | 2038-39 | 2039-40 | 2040-41 | 2041-42 | 2042-43 | 2043-44 | 2044-45 | 2045-46 | 2046-47 | 2047-48 | 2048-49 | 2049-50
TAS1 | Grid Battery pump | 1.8223e-05 | 2.6661e-05 | 2.59e-05 | 3.1037e-05 | 4.3015e-05 | 4.4195e-05 | 5.1288e-05 | 6.0122e-05 | 6.3665e-05 | 6.7466e-05 | 7.6666e-05 | 7.8652e-05 | 8.1723e-05 | 9.826e-05 | 9.648e-05 | 9.6454e-05 | 0.00011265 | 0.00010774 | 0.00013142 | 0.0001628 | 0.00013495 | 0.00013454 | 0.00016261 | 0.00015871 | 0.00016814 | 0.00018068 | 0.0001712 | 0.00017168 | 0.00028919
TAS1 | Pumped Hydro Pump | 0 | 0 | 7.8732e-05 | 8.0643e-05 | 8.905e-05 | 9.9723e-05 | 9.9594e-05 | 0.0001091 | 0.00010424 | 0.00011103 | 0.00012574 | 0.00012593 | 0.00013022 | 0.00015767 | 0.00015128 | 0.00015559 | 0.00017678 | 0.00016689 | 0.00021022 | 0.00025593 | 0.00021524 | 0.00021283 | 0.00025717 | 0.00024481 | 0.00025121 | 0.00027371 | 0.0002575 | 0.00026563 | 0.00039906
TAS1 | VPP pump | 0.57672 | 2.6184 | 4.3968 | 6.1958 | 10.0484 | 14.7689 | 19.2602 | 24.8462 | 26.8477 | 31.9837 | 43.5838 | 38.8749 | 39.9863 | 51.9914 | 52.9011 | 52.2079 | 59.6352 | 56.6078 | 62.1708 | 76.7786 | 71.1553 | 62.9755 | 79.0255 | 64.2081 | 64.6971 | 69.3809 | 53.5681 | 63.5305 | 56.8502
Non-controllable capacity
Region | Technology | 2021-22 | 2022-23 | 2023-24 | 2024-25 | 2025-26 | 2026-27 | 2027-28 | 2028-29 | 2029-30 | 2030-31 | 2031-32 | 2032-33 | 2033-34 | 2034-35 | 2035-36 | 2036-37 | 2037-38 | 2038-39 | 2039-40 | 2040-41 | 2041-42 | 2042-43 | 2043-44 | 2044-45 | 2045-46 | 2046-47 | 2047-48 | 2048-49 | 2049-50
NEM | Distributed PV | 19609.8205 | 22593.0258 | 25795.4405 | 28515.648 | 30896.2689 | 36193.4827 | 39710.1446 | 38725.9847 | 43631.9906 | 48413.2512 | 52307.9381 | 56014.1823 | 58003.92 | 58926.4174 | 65866.1013 | 68092.0823 | 63807.3891 | 69181.1567 | 74209.0766 | 78074.279 | 80449.2601 | 80681.864 | 80496.3497 | 88733.6672 | 91059.096 | 84167.1603 | 90920.6539 | 97349.545 | 101355.0465
NEM | Behind the meter battery | 287.7369 | 515.4079 | 884.8341 | 1254.785 | 1593.4651 | 1866.0164 | 2141.7602 | 2361.8163 | 2552.4657 | 2810.5931 | 3083.7038 | 3382.2698 | 3716.9768 | 3982.8771 | 4236.6884 | 4189.6005 | 4164.955 | 4139.2711 | 4136.7707 | 4095.7536 | 4080.5612 | 4061.1181 | 4052.4214 | 4004.5176 | 3963.4952 | 3836.8522 | 3731.3041 | 3603.5117 | 3483.2237
NEM | Behind the meter battery pump | 244.3986 | 437.8351 | 751.5169 | 1066.2118 | 1353.536 | 1585.0054 | 1820.0295 | 2006.0316 | 2167.8279 | 2387.2175 | 2618.8193 | 2873.0493 | 3158.6308 | 3383.091 | 3598.8654 | 3557.9991 | 3537.7465 | 3515.3025 | 3513.335 | 3480.0644 | 3466.5363 | 3449.3864 | 3443.1291 | 3400.9047 | 3367.1337 | 3259.9544 | 3169.3736 | 3061.4143 | 2957.9155
Region | Technology | 2021-22 | 2022-23 | 2023-24 | 2024-25 | 2025-26 | 2026-27 | 2027-28 | 2028-29 | 2029-30 | 2030-31 | 2031-32 | 2032-33 | 2033-34 | 2034-35 | 2035-36 | 2036-37 | 2037-38 | 2038-39 | 2039-40 | 2040-41 | 2041-42 | 2042-43 | 2043-44 | 2044-45 | 2045-46 | 2046-47 | 2047-48 | 2048-49 | 2049-50
NSW1 | Distributed PV | 5840.3921 | 6848.5858 | 7568.6907 | 8523.6304 | 9260.6379 | 11220.5155 | 12200.0436 | 11840.5683 | 13148.0317 | 14967.8992 | 16704.4439 | 17428.9447 | 18411.5688 | 18706.4371 | 21549.8095 | 22022.3289 | 20511.7897 | 21846.138 | 23896.4876 | 25827.633 | 25866.634 | 26322.659 | 26189.1159 | 29655.9651 | 30038.8173 | 27505.5049 | 29065.9666 | 31621.8012 | 33685.242
NSW1 | Behind the meter battery | 100.5828 | 193.1589 | 291.1065 | 396.2139 | 501.9024 | 585.4025 | 672.7716 | 746.5753 | 809.2462 | 898.896 | 990.6531 | 1097.5089 | 1203.9572 | 1289.4711 | 1377.5795 | 1364.1938 | 1359.364 | 1353.4315 | 1358.2135 | 1347.5028 | 1347.9978 | 1344.7629 | 1341.927 | 1330.3631 | 1318.1665 | 1275.3935 | 1239.7392 | 1196.3678 | 1156.4912
NSW1 | Behind the meter battery pump | 85.4102 | 164.0693 | 247.2941 | 336.7731 | 426.5198 | 497.1838 | 571.8275 | 634.164 | 687.2431 | 763.5179 | 841.0694 | 932.0855 | 1022.9158 | 1095.5481 | 1169.7831 | 1158.6309 | 1154.2352 | 1150.0294 | 1153.2683 | 1144.4845 | 1145.249 | 1142.992 | 1140.5826 | 1129.4076 | 1119.8228 | 1083.9476 | 1053.3342 | 1016.4885 | 981.966
Region | Technology | 2021-22 | 2022-23 | 2023-24 | 2024-25 | 2025-26 | 2026-27 | 2027-28 | 2028-29 | 2029-30 | 2030-31 | 2031-32 | 2032-33 | 2033-34 | 2034-35 | 2035-36 | 2036-37 | 2037-38 | 2038-39 | 2039-40 | 2040-41 | 2041-42 | 2042-43 | 2043-44 | 2044-45 | 2045-46 | 2046-47 | 2047-48 | 2048-49 | 2049-50
QLD1 | Distributed PV | 5969.3902 | 6978.0984 | 7706.5945 | 8304.5519 | 9311.818 | 10739.5616 | 11742.373 | 10679.3756 | 12453.0504 | 13739.2205 | 15349.0657 | 16175.8153 | 16542.176 | 17496.4202 | 19379.2666 | 20059.1319 | 17627.6397 | 19804.641 | 21119.9603 | 22953.5995 | 23292.4845 | 23042.7006 | 23920.2706 | 26062.1174 | 26829.5403 | 23237.5707 | 26038.7774 | 27730.2825 | 29886.5732
QLD1 | Behind the meter battery | 56.2429 | 136.3704 | 221.914 | 314.5999 | 403.0595 | 466.6342 | 534.0653 | 596.5405 | 649.7529 | 718.3775 | 792.8814 | 877.5577 | 964.1894 | 1032.5602 | 1100.2361 | 1082.6175 | 1073.4901 | 1066.2727 | 1063.9109 | 1054.6444 | 1049.1513 | 1044.3508 | 1042.7963 | 1030.9949 | 1021.2672 | 990.0169 | 962.7603 | 929.6148 | 900.3601
QLD1 | Behind the meter battery pump | 47.7931 | 115.9103 | 188.4278 | 267.3671 | 342.2496 | 396.5032 | 453.7714 | 506.849 | 552.0817 | 610.4366 | 673.1948 | 745.045 | 819.4478 | 877.2391 | 934.6407 | 919.1283 | 912.2797 | 905.3095 | 903.5933 | 896.4187 | 891.5481 | 886.7666 | 886.3467 | 875.6415 | 867.7391 | 841.4509 | 817.5781 | 790.0297 | 765.082
Region | Technology | 2021-22 | 2022-23 | 2023-24 | 2024-25 | 2025-26 | 2026-27 | 2027-28 | 2028-29 | 2029-30 | 2030-31 | 2031-32 | 2032-33 | 2033-34 | 2034-35 | 2035-36 | 2036-37 | 2037-38 | 2038-39 | 2039-40 | 2040-41 | 2041-42 | 2042-43 | 2043-44 | 2044-45 | 2045-46 | 2046-47 | 2047-48 | 2048-49 | 2049-50
VIC1 | Distributed PV | 4714.66 | 5401.1119 | 6729.5042 | 7622.3593 | 8154.7271 | 9640.4109 | 10744.2174 | 11140.3779 | 12492.4051 | 13821.8775 | 14113.1505 | 15787.1113 | 16301.0662 | 16086.168 | 17792.7523 | 18477.3728 | 18243.1548 | 19618.15 | 20981.1462 | 20868.6867 | 22468.5097 | 22545.6732 | 21856.4398 | 23900.0028 | 24625.8936 | 24087.1674 | 25874.8846 | 27659.7182 | 27267.1666
VIC1 | Behind the meter battery | 63.7064 | 83.5354 | 232.4378 | 366.0526 | 485.6729 | 593.1814 | 693.2882 | 758.0454 | 813.3978 | 889.1338 | 969.7889 | 1045.6273 | 1156.3355 | 1246.6667 | 1327.5946 | 1319.5322 | 1315.5875 | 1305.8198 | 1303.9339 | 1288.8104 | 1281.5178 | 1274.0456 | 1271.6343 | 1255.1128 | 1242.4704 | 1204.1401 | 1172.0927 | 1134.3677 | 1095.5009
VIC1 | Behind the meter battery pump | 54.1148 | 70.9311 | 197.3953 | 310.9705 | 412.3845 | 503.6951 | 589.1782 | 643.6878 | 690.5779 | 754.9722 | 823.8716 | 888.712 | 982.688 | 1058.4572 | 1128.1485 | 1120.5529 | 1117.3368 | 1108.596 | 1107.7798 | 1095.3627 | 1088.3139 | 1081.6641 | 1079.7555 | 1066.324 | 1055.4157 | 1022.5106 | 995.367 | 963.5618 | 930.0131
Region | Technology | 2021-22 | 2022-23 | 2023-24 | 2024-25 | 2025-26 | 2026-27 | 2027-28 | 2028-29 | 2029-30 | 2030-31 | 2031-32 | 2032-33 | 2033-34 | 2034-35 | 2035-36 | 2036-37 | 2037-38 | 2038-39 | 2039-40 | 2040-41 | 2041-42 | 2042-43 | 2043-44 | 2044-45 | 2045-46 | 2046-47 | 2047-48 | 2048-49 | 2049-50
SA1 | Distributed PV | 2818.528 | 3066.2402 | 3432.4234 | 3643.8284 | 3713.1358 | 4061.5736 | 4431.6913 | 4443.6234 | 4871.0817 | 5157.1547 | 5377.2639 | 5776.2536 | 5841.5307 | 5728.6246 | 6131.655 | 6480.9677 | 6348.5892 | 6792.2712 | 7032.0584 | 7208.9999 | 7534.4854 | 7444.191 | 7224.9322 | 7683.426 | 8089.937 | 7867.091 | 8425.1674 | 8743.8601 | 8910.1288
SA1 | Behind the meter battery | 59.5294 | 88.2615 | 118.5347 | 149.731 | 168.2698 | 181.0611 | 196.5109 | 211.0845 | 226.6474 | 245.1138 | 265.3623 | 289.7239 | 313.5421 | 329.0828 | 340.6127 | 333.3447 | 326.7399 | 324.2493 | 321.2163 | 315.7562 | 313.1266 | 309.4997 | 307.612 | 300.7784 | 295.0978 | 283.6323 | 275.4745 | 264.9253 | 255.3804
SA1 | Behind the meter battery pump | 50.5634 | 74.9597 | 100.6999 | 127.1607 | 143.0143 | 153.8529 | 166.9048 | 179.2175 | 192.5553 | 208.1215 | 225.4916 | 246.1431 | 266.5028 | 279.5571 | 289.2326 | 283.333 | 277.6185 | 275.3506 | 272.7168 | 268.1355 | 266.0407 | 262.8422 | 261.3148 | 255.4385 | 250.682 | 240.9589 | 234.1101 | 224.8982 | 216.7686
Region | Technology | 2021-22 | 2022-23 | 2023-24 | 2024-25 | 2025-26 | 2026-27 | 2027-28 | 2028-29 | 2029-30 | 2030-31 | 2031-32 | 2032-33 | 2033-34 | 2034-35 | 2035-36 | 2036-37 | 2037-38 | 2038-39 | 2039-40 | 2040-41 | 2041-42 | 2042-43 | 2043-44 | 2044-45 | 2045-46 | 2046-47 | 2047-48 | 2048-49 | 2049-50
TAS1 | Distributed PV | 266.8502 | 298.9896 | 358.2278 | 421.278 | 455.9502 | 531.4211 | 591.8193 | 622.0396 | 667.4216 | 727.0993 | 764.0141 | 846.0573 | 907.5783 | 908.7675 | 1012.6179 | 1052.281 | 1076.2157 | 1119.9565 | 1179.4242 | 1215.3598 | 1287.1466 | 1326.6403 | 1305.5912 | 1432.1558 | 1474.9079 | 1469.8262 | 1515.858 | 1593.8831 | 1605.9359
TAS1 | Behind the meter battery | 7.6755 | 14.0817 | 20.8409 | 28.1876 | 34.5605 | 39.7372 | 45.1241 | 49.5707 | 53.4214 | 59.072 | 65.0181 | 71.8519 | 78.9526 | 85.0963 | 90.6655 | 89.9124 | 89.7735 | 89.4977 | 89.496 | 89.04 | 88.7677 | 88.4592 | 88.4516 | 87.2684 | 86.4931 | 83.6694 | 81.2375 | 78.2361 | 75.4911
TAS1 | Behind the meter battery pump | 6.5171 | 11.9647 | 17.6998 | 23.9403 | 29.3679 | 33.7704 | 38.3476 | 42.1132 | 45.3699 | 50.1692 | 55.1919 | 61.0637 | 67.0765 | 72.2895 | 77.0604 | 76.3541 | 76.2763 | 76.017 | 75.9769 | 75.6631 | 75.3847 | 75.1216 | 75.1294 | 74.0931 | 73.4741 | 71.0863 | 68.9842 | 66.4361 | 64.0858

## BaseCase_Capacity
Installed capacity by technology (MW) - BaseCase, Step Change High Electrification Sensitivity
Capacity calculated on 1 July. In early study years some wind and solar projects enter later in the financial year and are therefore reflected in the following financial year's capacity.
Explicitly modelled generation
Region | Technology | 2021-22 | 2022-23 | 2023-24 | 2024-25 | 2025-26 | 2026-27 | 2027-28 | 2028-29 | 2029-30 | 2030-31 | 2031-32 | 2032-33 | 2033-34 | 2034-35 | 2035-36 | 2036-37 | 2037-38 | 2038-39 | 2039-40 | 2040-41 | 2041-42 | 2042-43 | 2043-44 | 2044-45 | 2045-46 | 2046-47 | 2047-48 | 2048-49 | 2049-50
NEM | Black Coal | 18366 | 17891 | 16416 | 11688.1962 | 9176.3139 | 8971.6892 | 8833.8983 | 8833.8983 | 8633.3066 | 8633.3066 | 8633.3066 | 5753.3067 | 4890.9378 | 4890.9378 | 4311.9934 | 4000.9582 | 4000.9582 | 4000.9582 | 4000.9582 | 4000.9582 | 3310.4627 | 1906.9582 | 1747.8477 | 1692 | 1692 | 1692 | 1692 | 1692 | 1692
NEM | Brown Coal | 4790 | 4790 | 4790 | 1919.1222 | 1815.9299 | 1458.1291 | 319.6859 | 319.6856 | 319.6856 | 319.6856 | 319.6856 | 319.6856 | 319.6856 | 319.6856 | 319.6856 | 319.6856 | 319.6856 | 319.6856 | 319.6856 | 319.6856 | 319.6856 | 319.6856 | 319.6856 | 319.6856 | 319.6856 | 128.979 | 0 | 0 | 0
NEM | CCGT | 3054.9 | 3054.9 | 2874.9 | 2874.9 | 2874.9 | 2874.9 | 2874.9 | 2874.9 | 2874.9 | 2874.9 | 2874.9 | 2874.9 | 2874.9 | 2874.9 | 2874.9 | 2489.9 | 1960.9 | 1960.9 | 1817.5 | 1817.5 | 1817.5 | 1817.5 | 1377.5 | 1192.5 | 548 | 388 | 388.0001 | 388.0001 | 388.0001
NEM | Gas - Steam | 1384 | 1384 | 1384 | 1384 | 1384 | 1384 | 1384 | 1384 | 1384 | 1384 | 1384 | 1384 | 1384 | 1384 | 584 | 584 | 584 | 584 | 84 | 84 | 84 | 84 | 84 | 84 | 84 | 0 | 0 | 0 | 0
NEM | OCGT / Diesel | 6863.14 | 6863.14 | 6863.14 | 6863.14 | 6863.14 | 6863.14 | 6863.14 | 6863.14 | 6863.14 | 6480.64 | 6480.64 | 6211.3 | 5749.3 | 5632.3 | 6050.7214 | 6050.7214 | 8046.1766 | 8046.1766 | 8698.6421 | 8578.6421 | 9781.7562 | 10320.8191 | 13157.4451 | 12970.2691 | 12970.2691 | 13696.0935 | 13112.0935 | 15619.0483 | 18355.5762
NEM | Hydro | 7365.3 | 7365.3 | 7365.3 | 7365.3 | 7365.3 | 7365.3 | 7365.3 | 7365.3 | 7365.3 | 7365.3 | 7365.3 | 7365.3 | 7365.3 | 7365.3 | 7365.3 | 7365.3 | 7278.9 | 7278.9 | 7278.9 | 7278.9 | 7278.9 | 7212.9 | 7212.9 | 7212.9 | 7212.9 | 7212.9 | 7212.9 | 7212.9 | 7212.9
NEM | Wind | 15340.3804 | 17024.5405 | 19172.7983 | 25005.6193 | 25830.594 | 26215.7303 | 28313.3615 | 30742.3889 | 30724.9418 | 32581.0705 | 33739.5654 | 39006.829 | 41415.1968 | 41623.0627 | 41911.0848 | 43543.0525 | 45583.8731 | 46229.2006 | 46300.9999 | 46525.3217 | 47090.0207 | 50854.0661 | 50565.1475 | 49832.4434 | 51949.6367 | 56671.7006 | 56915.0527 | 61215.1146 | 62523.8602
NEM | Solar PV | 5599.971 | 6959.156 | 6959.156 | 6959.156 | 7356.0648 | 7647.0631 | 8028.9942 | 8672.9972 | 8845.5729 | 9198.1488 | 10168.274 | 15553.306 | 17880.0849 | 18364.9564 | 18599.6198 | 18504.6099 | 26250.1522 | 26921.5552 | 28328.6663 | 31665.0921 | 37993.6847 | 42861.0174 | 43369.1649 | 42950.5449 | 42855.234 | 50997.3063 | 50886.9063 | 50154.1064 | 51994.222
NEM | Grid Battery | 260.33 | 600.33 | 600.33 | 600.33 | 600.33 | 600.33 | 600.33 | 679.8099 | 679.8099 | 649.8099 | 714.8901 | 1287.48 | 1555.4259 | 1530.4259 | 1951.4681 | 1951.4681 | 1960.8771 | 1960.8772 | 1960.8774 | 1940.8774 | 5580.767 | 7212.1623 | 7371.2931 | 11436.3088 | 12291.7206 | 16805.3266 | 20402.4615 | 22593.9831 | 22593.9831
NEM | Pumped Hydro | 810 | 810 | 810 | 810 | 2850 | 2850.0002 | 2850.0002 | 2859.93 | 2859.93 | 2859.9303 | 2890.0721 | 6718.2683 | 7329.9975 | 7329.9975 | 7701.2782 | 7701.2782 | 9841.1445 | 9841.1445 | 10118.2072 | 10118.2072 | 10730.3634 | 10950.0001 | 10950.0001 | 10950.0001 | 10950.0002 | 10950.0002 | 10950.0002 | 10950.0002 | 10950.0002
NEM | VPP | 95.565 | 222.304 | 472.724 | 827.389 | 1275.464 | 1796.003 | 2438.396 | 3184.437 | 4042.566 | 4718.547 | 5463.892 | 6261.2279 | 7107.5971 | 7905.5149 | 8730.1272 | 9162.649 | 9618.3372 | 10079.154 | 10567.0661 | 11065.4949 | 11575.234 | 12098.7689 | 12640.3892 | 13204.0691 | 13783.8581 | 14380.3641 | 14988.5756 | 15603.098 | 16225.7479
Total excluding storage |  | 62763.6914 | 65332.0364 | 65825.2943 | 64059.4337 | 62666.2426 | 62779.9518 | 63983.28 | 67056.31 | 67010.8469 | 68837.0515 | 70965.6716 | 78468.6271 | 81879.4051 | 82455.1425 | 82017.3049 | 82858.2276 | 94024.6456 | 95341.3761 | 96829.3522 | 100270.0998 | 107676.0099 | 115376.9464 | 117833.6908 | 116254.3429 | 117631.7253 | 130786.9794 | 130206.9527 | 136281.1693 | 142166.5584
Region | Technology | 2021-22 | 2022-23 | 2023-24 | 2024-25 | 2025-26 | 2026-27 | 2027-28 | 2028-29 | 2029-30 | 2030-31 | 2031-32 | 2032-33 | 2033-34 | 2034-35 | 2035-36 | 2036-37 | 2037-38 | 2038-39 | 2039-40 | 2040-41 | 2041-42 | 2042-43 | 2043-44 | 2044-45 | 2045-46 | 2046-47 | 2047-48 | 2048-49 | 2049-50
NSW1 | Black Coal | 10240 | 9765 | 8290 | 7177.1264 | 4808.9445 | 4808.9445 | 4808.9445 | 4808.9445 | 4808.9444 | 4808.9444 | 4808.9444 | 1928.9444 | 1928.9444 | 1928.9444 | 1350 | 1350 | 1350 | 1350 | 1350 | 1350 | 690 | 0 | 0 | 0 | 0 | 0 | 0 | 0 | 0
NSW1 | Brown Coal | 0 | 0 | 0 | 0 | 0 | 0 | 0 | 0 | 0 | 0 | 0 | 0 | 0 | 0 | 0 | 0 | 0 | 0 | 0 | 0 | 0 | 0 | 0 | 0 | 0 | 0 | 0 | 0 | 0
NSW1 | CCGT | 625 | 625 | 625 | 625 | 625 | 625 | 625 | 625 | 625 | 625 | 625 | 625 | 625 | 625 | 625 | 625 | 625 | 625 | 625 | 625 | 625 | 625 | 185 | 0 | 0 | 0 | 0 | 0 | 0
NSW1 | Gas - Steam | 0 | 0 | 0 | 0 | 0 | 0 | 0 | 0 | 0 | 0 | 0 | 0 | 0 | 0 | 0 | 0 | 0 | 0 | 0 | 0 | 0 | 0 | 0 | 0 | 0 | 0 | 0 | 0 | 0
NSW1 | OCGT / Diesel | 1438 | 1438 | 1438 | 1438 | 1438 | 1438 | 1438 | 1438 | 1438 | 1438 | 1438 | 1438 | 1438 | 1438 | 1424.203 | 1424.203 | 2566.4839 | 2566.4839 | 2566.4839 | 2566.4839 | 2566.4839 | 2566.4839 | 4068.7815 | 3404.7815 | 3404.7815 | 3674.2656 | 3674.2656 | 3674.2656 | 3868.9814
NSW1 | Hydro | 2585 | 2585 | 2585 | 2585 | 2585 | 2585 | 2585 | 2585 | 2585 | 2585 | 2585 | 2585 | 2585 | 2585 | 2585 | 2585 | 2585 | 2585 | 2585 | 2585 | 2585 | 2585 | 2585 | 2585 | 2585 | 2585 | 2585 | 2585 | 2585
NSW1 | Wind | 3721.2779 | 3721.2779 | 5694.7899 | 7971.7495 | 8221.7495 | 8221.7495 | 8221.7495 | 8321.7495 | 8321.7495 | 10289.878 | 10453.118 | 14126.0537 | 14126.0537 | 14126.0537 | 14290.9271 | 14883.5724 | 14613.5724 | 15301.7499 | 15301.7499 | 14941.2499 | 14892.9505 | 16661.461 | 16366.481 | 16366.481 | 18397.9699 | 21171.17 | 21171.17 | 21171.17 | 21057.98
NSW1 | Solar PV | 2130.363 | 2600.363 | 2600.363 | 2600.363 | 2700.3635 | 2991.3618 | 2991.3618 | 3635.3647 | 3807.9404 | 3807.9404 | 3807.9406 | 7434.077 | 8739.3185 | 8833.1671 | 9067.8305 | 9067.8305 | 13247.0809 | 13918.4839 | 14104.7857 | 16525.4329 | 18628.4482 | 20248.0379 | 20175.0379 | 20175.0379 | 20175.0379 | 22799.199 | 22799.199 | 22749.199 | 22486.8928
NSW1 | Grid Battery | 0 | 0 | 0 | 0 | 0 | 0 | 0 | 0 | 0 | 0 | 0 | 286.274 | 286.274 | 286.274 | 286.2741 | 286.2741 | 286.2741 | 286.2741 | 286.2744 | 286.2744 | 1952.0948 | 1952.0948 | 1952.0948 | 1952.0948 | 1952.0948 | 1952.0949 | 1952.0949 | 1952.0949 | 1952.0949
NSW1 | Pumped Hydro | 240 | 240 | 240 | 240 | 2280 | 2280 | 2280 | 2280 | 2280 | 2280 | 2280 | 4007.1478 | 4007.1478 | 4007.1478 | 4007.1478 | 4007.1478 | 4622.4188 | 4622.4188 | 4880.0001 | 4880.0001 | 4880.0001 | 4880.0001 | 4880.0001 | 4880.0001 | 4880.0001 | 4880.0001 | 4880.0001 | 4880.0001 | 4880.0001
NSW1 | VPP | 33.809 | 82.709 | 156.761 | 263.89 | 405.048 | 567.059 | 769.634 | 1010.103 | 1287.846 | 1513.002 | 1757.995 | 2022.7529 | 2303.851 | 2570.3709 | 2845.8051 | 2993.4 | 3149.6021 | 3306.082 | 3472.6761 | 3642.4991 | 3815.654 | 3993.212 | 4175.7441 | 4364.7819 | 4557.4061 | 4750.5071 | 4944.2018 | 5141.238 | 5338.7148
Total excluding storage |  | 20739.6409 | 20734.6409 | 21233.1529 | 22397.2389 | 20379.0575 | 20670.0558 | 20670.0558 | 21414.0587 | 21586.6343 | 23554.7628 | 23718.003 | 28137.0751 | 29442.3166 | 29536.1652 | 29342.9606 | 29935.6059 | 34987.1372 | 36346.7177 | 36533.0195 | 38593.1667 | 39987.8826 | 42685.9828 | 43380.3004 | 42531.3004 | 44562.7893 | 50229.6346 | 50229.6346 | 50179.6346 | 49998.8542
Region | Technology | 2021-22 | 2022-23 | 2023-24 | 2024-25 | 2025-26 | 2026-27 | 2027-28 | 2028-29 | 2029-30 | 2030-31 | 2031-32 | 2032-33 | 2033-34 | 2034-35 | 2035-36 | 2036-37 | 2037-38 | 2038-39 | 2039-40 | 2040-41 | 2041-42 | 2042-43 | 2043-44 | 2044-45 | 2045-46 | 2046-47 | 2047-48 | 2048-49 | 2049-50
QLD1 | Black Coal | 8126 | 8126 | 8126 | 4511.0698 | 4367.3694 | 4162.7448 | 4024.9538 | 4024.9538 | 3824.3623 | 3824.3623 | 3824.3623 | 3824.3623 | 2961.9934 | 2961.9934 | 2961.9934 | 2650.9582 | 2650.9582 | 2650.9582 | 2650.9582 | 2650.9582 | 2620.4627 | 1906.9582 | 1747.8477 | 1692 | 1692 | 1692 | 1692 | 1692 | 1692
QLD1 | Brown Coal | 0 | 0 | 0 | 0 | 0 | 0 | 0 | 0 | 0 | 0 | 0 | 0 | 0 | 0 | 0 | 0 | 0 | 0 | 0 | 0 | 0 | 0 | 0 | 0 | 0 | 0 | 0 | 0 | 0
QLD1 | CCGT | 1512.9 | 1512.9 | 1512.9 | 1512.9 | 1512.9 | 1512.9 | 1512.9 | 1512.9 | 1512.9 | 1512.9 | 1512.9 | 1512.9 | 1512.9 | 1512.9 | 1512.9 | 1127.9 | 1127.9 | 1127.9 | 984.5 | 984.5 | 984.5 | 984.5 | 984.5 | 984.5 | 340 | 180 | 180 | 180 | 180
QLD1 | Gas - Steam | 84 | 84 | 84 | 84 | 84 | 84 | 84 | 84 | 84 | 84 | 84 | 84 | 84 | 84 | 84 | 84 | 84 | 84 | 84 | 84 | 84 | 84 | 84 | 84 | 84 | 0 | 0 | 0 | 0
QLD1 | OCGT / Diesel | 1910 | 1910 | 1910 | 1910 | 1910 | 1910 | 1910 | 1910 | 1910 | 1910 | 1910 | 1910 | 1618 | 1501 | 1501 | 1501 | 1518.8087 | 1518.8087 | 2611.2743 | 2611.2743 | 2611.2743 | 3244.3372 | 3244.3372 | 3112.3372 | 3112.3372 | 3568.6775 | 3568.6775 | 3568.6775 | 4882.6743
QLD1 | Hydro | 152.4 | 152.4 | 152.4 | 152.4 | 152.4 | 152.4 | 152.4 | 152.4 | 152.4 | 152.4 | 152.4 | 152.4 | 152.4 | 152.4 | 152.4 | 152.4 | 66 | 66 | 66 | 66 | 66 | 0 | 0 | 0 | 0 | 0 | 0 | 0 | 0
QLD1 | Wind | 4576.608 | 5076.608 | 5076.608 | 6276.6081 | 6851.5828 | 6851.5828 | 6944.5832 | 7810.1663 | 7810.1663 | 7810.1663 | 7976.0096 | 8867.4727 | 10482.2055 | 10509.2269 | 10815.7608 | 11270.8182 | 12049.4854 | 12049.4854 | 12049.4854 | 12049.4854 | 12543.2896 | 14392.7459 | 14212.2279 | 13939.9238 | 15253.0613 | 15665.2334 | 15665.2334 | 19993.9952 | 20059.9288
QLD1 | Solar PV | 2017.635 | 2827.62 | 2827.62 | 2827.62 | 2827.62 | 2827.62 | 2827.62 | 2827.62 | 2827.62 | 2827.62 | 3224.526 | 4103.8117 | 5125.349 | 5125.349 | 5125.349 | 5004.349 | 7587.6544 | 7587.6544 | 8386.5734 | 9227.0618 | 10522.9622 | 13089.935 | 12922.935 | 12721.835 | 12657.627 | 18175.5382 | 18065.1382 | 17534.2382 | 19908.656
QLD1 | Grid Battery | 0 | 20 | 20 | 20 | 20 | 20 | 20 | 99.4799 | 99.4799 | 99.4799 | 164.5601 | 353.4364 | 676.7123 | 676.7123 | 676.7123 | 676.7123 | 676.7123 | 676.7123 | 676.7123 | 656.7123 | 656.7123 | 2588.1077 | 2588.1077 | 2886.3904 | 3602.6055 | 8116.2114 | 8116.2114 | 10000 | 10000
QLD1 | Pumped Hydro | 570 | 570 | 570 | 570 | 570 | 570 | 570 | 579.9298 | 579.9298 | 579.9298 | 610.0716 | 1202.6617 | 1814.391 | 1814.391 | 1814.391 | 1814.391 | 3224.7073 | 3224.7073 | 3244.1887 | 3244.1887 | 3450.3633 | 3670 | 3670 | 3670 | 3670 | 3670 | 3670 | 3670 | 3670
QLD1 | VPP | 18.792 | 56.93 | 116.312 | 203.741 | 316.675 | 441.512 | 598.097 | 788.338 | 1007.196 | 1181.6699 | 1375.488 | 1581.047 | 1799.564 | 2003.201 | 2215.979 | 2320.634 | 2431.5501 | 2543.859 | 2662.8169 | 2785.4379 | 2910.14 | 3039.4479 | 3174.298 | 3316.8311 | 3463.2379 | 3617.549 | 3775.5449 | 3934.3799 | 4096.485
Total excluding storage |  | 18379.543 | 19689.528 | 19689.528 | 17274.5979 | 17705.8721 | 17501.2475 | 17456.457 | 18322.0401 | 18121.4485 | 18121.4485 | 18684.1979 | 20454.9466 | 21936.848 | 21846.8694 | 22153.4033 | 21791.4255 | 25084.8068 | 25084.8068 | 26832.7914 | 27673.2798 | 29432.4889 | 33702.4763 | 33195.8478 | 32534.596 | 33139.0255 | 39281.4491 | 39171.0491 | 42968.9109 | 46723.2591
Region | Technology | 2021-22 | 2022-23 | 2023-24 | 2024-25 | 2025-26 | 2026-27 | 2027-28 | 2028-29 | 2029-30 | 2030-31 | 2031-32 | 2032-33 | 2033-34 | 2034-35 | 2035-36 | 2036-37 | 2037-38 | 2038-39 | 2039-40 | 2040-41 | 2041-42 | 2042-43 | 2043-44 | 2044-45 | 2045-46 | 2046-47 | 2047-48 | 2048-49 | 2049-50
VIC1 | Black Coal | 0 | 0 | 0 | 0 | 0 | 0 | 0 | 0 | 0 | 0 | 0 | 0 | 0 | 0 | 0 | 0 | 0 | 0 | 0 | 0 | 0 | 0 | 0 | 0 | 0 | 0 | 0 | 0 | 0
VIC1 | Brown Coal | 4790 | 4790 | 4790 | 1919.1222 | 1815.9299 | 1458.1291 | 319.6859 | 319.6856 | 319.6856 | 319.6856 | 319.6856 | 319.6856 | 319.6856 | 319.6856 | 319.6856 | 319.6856 | 319.6856 | 319.6856 | 319.6856 | 319.6856 | 319.6856 | 319.6856 | 319.6856 | 319.6856 | 319.6856 | 128.979 | 0 | 0 | 0
VIC1 | CCGT | 0 | 0 | 0 | 0 | 0 | 0 | 0 | 0 | 0 | 0 | 0 | 0 | 0 | 0 | 0 | 0 | 0 | 0 | 0 | 0 | 0 | 0 | 0 | 0 | 0 | 0 | 0.00010106 | 0.00010147 | 0.00010154
VIC1 | Gas - Steam | 500 | 500 | 500 | 500 | 500 | 500 | 500 | 500 | 500 | 500 | 500 | 500 | 500 | 500 | 500 | 500 | 500 | 500 | 0 | 0 | 0 | 0 | 0 | 0 | 0 | 0 | 0 | 0 | 0
VIC1 | OCGT / Diesel | 1900 | 1900 | 1900 | 1900 | 1900 | 1900 | 1900 | 1900 | 1900 | 1900 | 1900 | 1900 | 1730 | 1730 | 2022.6854 | 2022.6854 | 2589.6764 | 2589.6764 | 2149.6764 | 2149.6764 | 3352.7905 | 3258.7905 | 4478.7136 | 5425.5376 | 5425.5376 | 5425.5376 | 4841.5376 | 7348.4924 | 8576.3077
VIC1 | Hydro | 2219 | 2219 | 2219 | 2219 | 2219 | 2219 | 2219 | 2219 | 2219 | 2219 | 2219 | 2219 | 2219 | 2219 | 2219 | 2219 | 2219 | 2219 | 2219 | 2219 | 2219 | 2219 | 2219 | 2219 | 2219 | 2219 | 2219 | 2219 | 2219
VIC1 | Wind | 3434.44 | 4322.2 | 4322.2 | 6135.8661 | 6135.8661 | 6521.0024 | 8371.1873 | 9195.3806 | 9195.3806 | 9195.3806 | 9983.2587 | 9983.2587 | 10875.5937 | 11056.4382 | 11056.4382 | 11797.9069 | 13090.3781 | 12670.3781 | 12478.3781 | 13102.2 | 13102.2 | 13051.65 | 12727.85 | 12415.85 | 11220.49 | 11220.49 | 11445.2938 | 11416.5938 | 12772.5958
VIC1 | Solar PV | 1098.973 | 1098.973 | 1098.973 | 1098.973 | 1395.8813 | 1395.8813 | 1756.8977 | 1756.8977 | 1756.8977 | 2042.0444 | 2611.4853 | 3491.0949 | 3491.0949 | 3491.0949 | 3491.0949 | 3491.0949 | 3891.0949 | 3891.0949 | 4312.9852 | 4317.5292 | 7247.206 | 7837.5877 | 7898.973 | 7791.453 | 7760.35 | 7760.35 | 7760.35 | 7608.45 | 7211
VIC1 | Grid Battery | 55.33 | 375.33 | 375.33 | 375.33 | 375.33 | 375.33 | 375.33 | 375.33 | 375.33 | 375.33 | 375.33 | 375.3304 | 320.0004 | 320.0004 | 320.0004 | 320.0004 | 320.0004 | 320.0004 | 320.0004 | 320.0004 | 2004.8453 | 1704.8453 | 1863.9761 | 5630.709 | 5630.709 | 5630.709 | 9227.844 | 9535.577 | 9535.577
VIC1 | Pumped Hydro | 0 | 0 | 0 | 0 | 0 | 0.00017971 | 0.00018006 | 0.0001801 | 0.00018034 | 0.00045175 | 0.00046926 | 1508.4587 | 1508.4587 | 1508.4587 | 1879.7394 | 1879.7394 | 1994.0184 | 1994.0184 | 1994.0184 | 1994.0184 | 2400 | 2400 | 2400 | 2400 | 2400 | 2400 | 2400 | 2400 | 2400
VIC1 | VPP | 21.325 | 39.333 | 124.653 | 240.512 | 387.463 | 568.474 | 786.961 | 1024.836 | 1297.201 | 1508.3761 | 1741.758 | 1990.8499 | 2255.0251 | 2511.472 | 2773.6561 | 2913.049 | 3058.5721 | 3207.3251 | 3364.194 | 3523.546 | 3687.863 | 3855.463 | 4029.35 | 4209.1151 | 4396.3961 | 4589.9351 | 4789.6219 | 4990.38 | 5195.402
Total excluding storage |  | 13942.413 | 14830.173 | 14830.173 | 13772.9613 | 13966.6773 | 13994.0129 | 15066.771 | 15890.9639 | 15890.9639 | 16176.1105 | 17533.4296 | 18413.0391 | 19135.3741 | 19316.2186 | 19608.904 | 20350.3727 | 22609.835 | 22189.835 | 21479.7254 | 22108.0912 | 26240.882 | 26686.7137 | 27644.2221 | 28171.5262 | 26945.0631 | 26754.3565 | 26266.1815 | 28592.5363 | 30778.9036
Region | Technology | 2021-22 | 2022-23 | 2023-24 | 2024-25 | 2025-26 | 2026-27 | 2027-28 | 2028-29 | 2029-30 | 2030-31 | 2031-32 | 2032-33 | 2033-34 | 2034-35 | 2035-36 | 2036-37 | 2037-38 | 2038-39 | 2039-40 | 2040-41 | 2041-42 | 2042-43 | 2043-44 | 2044-45 | 2045-46 | 2046-47 | 2047-48 | 2048-49 | 2049-50
SA1 | Black Coal | 0 | 0 | 0 | 0 | 0 | 0 | 0 | 0 | 0 | 0 | 0 | 0 | 0 | 0 | 0 | 0 | 0 | 0 | 0 | 0 | 0 | 0 | 0 | 0 | 0 | 0 | 0 | 0 | 0
SA1 | Brown Coal | 0 | 0 | 0 | 0 | 0 | 0 | 0 | 0 | 0 | 0 | 0 | 0 | 0 | 0 | 0 | 0 | 0 | 0 | 0 | 0 | 0 | 0 | 0 | 0 | 0 | 0 | 0 | 0 | 0
SA1 | CCGT | 709 | 709 | 529 | 529 | 529 | 529 | 529 | 529 | 529 | 529 | 529 | 529 | 529 | 529 | 529 | 529 | 0 | 0 | 0 | 0 | 0 | 0 | 0 | 0 | 0 | 0 | 0 | 0 | 0
SA1 | Gas - Steam | 800 | 800 | 800 | 800 | 800 | 800 | 800 | 800 | 800 | 800 | 800 | 800 | 800 | 800 | 0 | 0 | 0 | 0 | 0 | 0 | 0 | 0 | 0 | 0 | 0 | 0 | 0 | 0 | 0
SA1 | OCGT / Diesel | 1437.14 | 1437.14 | 1437.14 | 1437.14 | 1437.14 | 1437.14 | 1437.14 | 1437.14 | 1437.14 | 1054.64 | 1054.64 | 785.3 | 785.3 | 785.3 | 924.8329 | 924.8329 | 1193.2075 | 1193.2075 | 1193.2075 | 1193.2075 | 1193.2075 | 1193.2075 | 1307.6128 | 969.6128 | 969.6128 | 969.6128 | 969.6128 | 969.6128 | 969.6128
SA1 | Hydro | 0 | 0 | 0 | 0 | 0 | 0 | 0 | 0 | 0 | 0 | 0 | 0 | 0 | 0 | 0 | 0 | 0 | 0 | 0 | 0 | 0 | 0 | 0 | 0 | 0 | 0 | 0 | 0 | 0
SA1 | Wind | 2508.8093 | 2805.2093 | 2870.9944 | 3413.1895 | 3413.1895 | 3413.1895 | 3567.6354 | 4206.8865 | 4189.4394 | 4077.4396 | 4118.9731 | 4821.8378 | 4723.1378 | 4723.1378 | 4539.7526 | 4354.9526 | 4594.6347 | 4804.9939 | 5068.7932 | 5029.7932 | 5109.9899 | 5306.6185 | 5816.9979 | 5816.9979 | 5675.4325 | 7146.8264 | 7146.8264 | 7146.8264 | 7146.8264
SA1 | Solar PV | 353 | 432.2 | 432.2 | 432.2 | 432.2 | 432.2 | 453.1147 | 453.1147 | 453.1147 | 520.544 | 524.322 | 524.3224 | 524.3225 | 915.3454 | 915.3454 | 941.3355 | 1524.322 | 1524.322 | 1524.322 | 1595.0682 | 1595.0682 | 1685.4567 | 2372.2189 | 2262.2189 | 2262.219 | 2262.219 | 2262.219 | 2262.219 | 2387.673
SA1 | Grid Battery | 205 | 205 | 205 | 205 | 205 | 205 | 205 | 205 | 205 | 175 | 175 | 272.4391 | 272.4391 | 247.4391 | 668.4812 | 668.4812 | 677.8903 | 677.8903 | 677.8903 | 677.8903 | 967.1145 | 967.1145 | 967.1145 | 967.1145 | 1106.3112 | 1106.3112 | 1106.3112 | 1106.3112 | 1106.3112
SA1 | Pumped Hydro | 0 | 0 | 0 | 0 | 0 | 0 | 0 | 0 | 0 | 0 | 0 | 0 | 0 | 0 | 0 | 0 | 0 | 0 | 0 | 0 | 0 | 0 | 0 | 0 | 0.00010318 | 0.00010319 | 0.0001032 | 0.00010321 | 0.00010326
SA1 | VPP | 19.108 | 37.433 | 64.042 | 100.939 | 139.006 | 181.29 | 233.207 | 295.748 | 367.725 | 418.77 | 476.54 | 537.83 | 602.483 | 656.359 | 712.614 | 743.766 | 776.579 | 809.532 | 844.201 | 879.819 | 916.083 | 953.688 | 992.261 | 1032.719 | 1074.202 | 1117.797 | 1162.581 | 1208.344 | 1254.282
Total excluding storage |  | 5807.9493 | 6183.5493 | 6069.3344 | 6611.5295 | 6611.5295 | 6611.5295 | 6786.8902 | 7426.1412 | 7408.6941 | 6981.6236 | 7026.9351 | 7460.4602 | 7361.7603 | 7752.7832 | 6908.931 | 6750.1211 | 7312.1642 | 7522.5234 | 7786.3226 | 7818.0689 | 7898.2656 | 8185.2827 | 9496.8296 | 9048.8296 | 8907.2643 | 10378.6582 | 10378.6582 | 10378.6582 | 10504.1122
Region | Technology | 2021-22 | 2022-23 | 2023-24 | 2024-25 | 2025-26 | 2026-27 | 2027-28 | 2028-29 | 2029-30 | 2030-31 | 2031-32 | 2032-33 | 2033-34 | 2034-35 | 2035-36 | 2036-37 | 2037-38 | 2038-39 | 2039-40 | 2040-41 | 2041-42 | 2042-43 | 2043-44 | 2044-45 | 2045-46 | 2046-47 | 2047-48 | 2048-49 | 2049-50
TAS1 | Black Coal | 0 | 0 | 0 | 0 | 0 | 0 | 0 | 0 | 0 | 0 | 0 | 0 | 0 | 0 | 0 | 0 | 0 | 0 | 0 | 0 | 0 | 0 | 0 | 0 | 0 | 0 | 0 | 0 | 0
TAS1 | Brown Coal | 0 | 0 | 0 | 0 | 0 | 0 | 0 | 0 | 0 | 0 | 0 | 0 | 0 | 0 | 0 | 0 | 0 | 0 | 0 | 0 | 0 | 0 | 0 | 0 | 0 | 0 | 0 | 0 | 0
TAS1 | CCGT | 208 | 208 | 208 | 208 | 208 | 208 | 208 | 208 | 208 | 208 | 208 | 208 | 208 | 208 | 208 | 208 | 208 | 208 | 208 | 208 | 208 | 208 | 208 | 208 | 208 | 208 | 208 | 208 | 208
TAS1 | Gas - Steam | 0 | 0 | 0 | 0 | 0 | 0 | 0 | 0 | 0 | 0 | 0 | 0 | 0 | 0 | 0 | 0 | 0 | 0 | 0 | 0 | 0 | 0 | 0 | 0 | 0 | 0 | 0 | 0 | 0
TAS1 | OCGT / Diesel | 178 | 178 | 178 | 178 | 178 | 178 | 178 | 178 | 178 | 178 | 178 | 178 | 178 | 178 | 178 | 178 | 178 | 178 | 178 | 58 | 58 | 58 | 58 | 58 | 58 | 58 | 58 | 58 | 58
TAS1 | Hydro | 2408.9 | 2408.9 | 2408.9 | 2408.9 | 2408.9 | 2408.9 | 2408.9 | 2408.9 | 2408.9 | 2408.9 | 2408.9 | 2408.9 | 2408.9 | 2408.9 | 2408.9 | 2408.9 | 2408.9 | 2408.9 | 2408.9 | 2408.9 | 2408.9 | 2408.9 | 2408.9 | 2408.9 | 2408.9 | 2408.9 | 2408.9 | 2408.9 | 2408.9
TAS1 | Wind | 1099.2453 | 1099.2453 | 1208.2061 | 1208.2061 | 1208.2061 | 1208.2061 | 1208.2061 | 1208.2061 | 1208.2061 | 1208.2061 | 1208.2061 | 1208.2061 | 1208.2061 | 1208.2061 | 1208.2061 | 1235.8025 | 1235.8025 | 1402.5932 | 1402.5932 | 1402.5932 | 1441.5907 | 1441.5907 | 1441.5907 | 1293.1907 | 1402.683 | 1467.9809 | 1486.5292 | 1486.5292 | 1486.5292
TAS1 | Solar PV | 0 | 0 | 0 | 0 | 0 | 0 | 0 | 0 | 0 | 0 | 0 | 0 | 0 | 0 | 0 | 0 | 0 | 0 | 0 | 0 | 0.00011645 | 0.00011649 | 0.00011649 | 0.00011649 | 0.0001165 | 0.00011651 | 0.00011661 | 0.00011669 | 0.00011669
TAS1 | Grid Battery | 0 | 0 | 0 | 0 | 0 | 0 | 0 | 0 | 0 | 0 | 0 | 0 | 0 | 0 | 0 | 0 | 0 | 0 | 0 | 0 | 0 | 0 | 0 | 0 | 0 | 0 | 0 | 0 | 0
TAS1 | Pumped Hydro | 0 | 0 | 0 | 0 | 0 | 0 | 0 | 0 | 0 | 0 | 0 | 0 | 0 | 0 | 0 | 0 | 0 | 0 | 0 | 0 | 0 | 0 | 0 | 0 | 0 | 0 | 0 | 0 | 0
TAS1 | VPP | 2.531 | 5.899 | 10.956 | 18.307 | 27.272 | 37.668 | 50.497 | 65.412 | 82.598 | 96.729 | 112.111 | 128.748 | 146.674 | 164.112 | 182.073 | 191.8 | 202.034 | 212.356 | 223.178 | 234.193 | 245.494 | 256.958 | 268.736 | 280.622 | 292.616 | 304.576 | 316.626 | 328.756 | 340.864
Total excluding storage |  | 3894.1453 | 3894.1453 | 4003.1061 | 4003.1061 | 4003.1061 | 4003.1061 | 4003.1061 | 4003.1061 | 4003.1061 | 4003.1061 | 4003.1061 | 4003.1061 | 4003.1061 | 4003.1061 | 4003.1061 | 4030.7024 | 4030.7025 | 4197.4932 | 4197.4932 | 4077.4932 | 4116.4908 | 4116.4908 | 4116.4908 | 3968.0908 | 4077.5831 | 4142.881 | 4161.4293 | 4161.4293 | 4161.4293
Explicitly modelled pumping
Region | Technology | 2021-22 | 2022-23 | 2023-24 | 2024-25 | 2025-26 | 2026-27 | 2027-28 | 2028-29 | 2029-30 | 2030-31 | 2031-32 | 2032-33 | 2033-34 | 2034-35 | 2035-36 | 2036-37 | 2037-38 | 2038-39 | 2039-40 | 2040-41 | 2041-42 | 2042-43 | 2043-44 | 2044-45 | 2045-46 | 2046-47 | 2047-48 | 2048-49 | 2049-50
NEM | Grid Battery pump | 260.33 | 600.33 | 600.33 | 600.33 | 600.33 | 600.33 | 600.33 | 679.8099 | 679.8099 | 649.8099 | 714.8901 | 1287.48 | 1555.4259 | 1530.4259 | 1951.4681 | 1951.4681 | 1960.8771 | 1960.8772 | 1960.8774 | 1940.8774 | 5580.767 | 7212.1623 | 7371.2931 | 11436.3088 | 12291.7206 | 16805.3266 | 20402.4615 | 22593.9831 | 22593.9831
NEM | Pumped Hydro Pump | 1330 | 1330 | 1330 | 1330 | 3370 | 3370.0002 | 3370.0002 | 3379.93 | 3379.93 | 3379.9303 | 3410.0721 | 7238.2683 | 7849.9975 | 7849.9975 | 8221.2782 | 8221.2782 | 10361.1445 | 10361.1445 | 10638.2072 | 10638.2072 | 11250.3634 | 11470.0001 | 11470.0001 | 11470.0001 | 11470.0002 | 11470.0002 | 11470.0002 | 11470.0002 | 11470.0002
NEM | VPP pump | 95.565 | 222.304 | 472.724 | 827.389 | 1275.464 | 1796.003 | 2438.396 | 3184.437 | 4042.566 | 4718.547 | 5463.892 | 6261.2279 | 7107.5971 | 7905.5149 | 8730.1272 | 9162.649 | 9618.3372 | 10079.154 | 10567.0661 | 11065.4949 | 11575.234 | 12098.7689 | 12640.3892 | 13204.0691 | 13783.8581 | 14380.3641 | 14988.5756 | 15603.098 | 16225.7479
Region | Technology | 2021-22 | 2022-23 | 2023-24 | 2024-25 | 2025-26 | 2026-27 | 2027-28 | 2028-29 | 2029-30 | 2030-31 | 2031-32 | 2032-33 | 2033-34 | 2034-35 | 2035-36 | 2036-37 | 2037-38 | 2038-39 | 2039-40 | 2040-41 | 2041-42 | 2042-43 | 2043-44 | 2044-45 | 2045-46 | 2046-47 | 2047-48 | 2048-49 | 2049-50
NSW1 | Grid Battery pump | 0 | 0 | 0 | 0 | 0 | 0 | 0 | 0 | 0 | 0 | 0 | 286.274 | 286.274 | 286.274 | 286.2741 | 286.2741 | 286.2741 | 286.2741 | 286.2744 | 286.2744 | 1952.0948 | 1952.0948 | 1952.0948 | 1952.0948 | 1952.0948 | 1952.0949 | 1952.0949 | 1952.0949 | 1952.0949
NSW1 | Pumped Hydro Pump | 840 | 840 | 840 | 840 | 2880 | 2880 | 2880 | 2880 | 2880 | 2880 | 2880 | 4607.1478 | 4607.1478 | 4607.1478 | 4607.1478 | 4607.1478 | 5222.4188 | 5222.4188 | 5480.0001 | 5480.0001 | 5480.0001 | 5480.0001 | 5480.0001 | 5480.0001 | 5480.0001 | 5480.0001 | 5480.0001 | 5480.0001 | 5480.0001
NSW1 | VPP pump | 33.809 | 82.709 | 156.761 | 263.89 | 405.048 | 567.059 | 769.634 | 1010.103 | 1287.846 | 1513.002 | 1757.995 | 2022.7529 | 2303.851 | 2570.3709 | 2845.8051 | 2993.4 | 3149.6021 | 3306.082 | 3472.6761 | 3642.4991 | 3815.654 | 3993.212 | 4175.7441 | 4364.7819 | 4557.4061 | 4750.5071 | 4944.2018 | 5141.238 | 5338.7148
Region | Technology | 2021-22 | 2022-23 | 2023-24 | 2024-25 | 2025-26 | 2026-27 | 2027-28 | 2028-29 | 2029-30 | 2030-31 | 2031-32 | 2032-33 | 2033-34 | 2034-35 | 2035-36 | 2036-37 | 2037-38 | 2038-39 | 2039-40 | 2040-41 | 2041-42 | 2042-43 | 2043-44 | 2044-45 | 2045-46 | 2046-47 | 2047-48 | 2048-49 | 2049-50
QLD1 | Grid Battery pump | 0 | 20 | 20 | 20 | 20 | 20 | 20 | 99.4799 | 99.4799 | 99.4799 | 164.5601 | 353.4364 | 676.7123 | 676.7123 | 676.7123 | 676.7123 | 676.7123 | 676.7123 | 676.7123 | 656.7123 | 656.7123 | 2588.1077 | 2588.1077 | 2886.3904 | 3602.6055 | 8116.2114 | 8116.2114 | 10000 | 10000
QLD1 | Pumped Hydro Pump | 490 | 490 | 490 | 490 | 490 | 490 | 490 | 499.9298 | 499.9298 | 499.9298 | 530.0716 | 1122.6617 | 1734.391 | 1734.391 | 1734.391 | 1734.391 | 3144.7073 | 3144.7073 | 3164.1887 | 3164.1887 | 3370.3633 | 3590 | 3590 | 3590 | 3590 | 3590 | 3590 | 3590 | 3590
QLD1 | VPP pump | 18.792 | 56.93 | 116.312 | 203.741 | 316.675 | 441.512 | 598.097 | 788.338 | 1007.196 | 1181.6699 | 1375.488 | 1581.047 | 1799.564 | 2003.201 | 2215.979 | 2320.634 | 2431.5501 | 2543.859 | 2662.8169 | 2785.4379 | 2910.14 | 3039.4479 | 3174.298 | 3316.8311 | 3463.2379 | 3617.549 | 3775.5449 | 3934.3799 | 4096.485
Region | Technology | 2021-22 | 2022-23 | 2023-24 | 2024-25 | 2025-26 | 2026-27 | 2027-28 | 2028-29 | 2029-30 | 2030-31 | 2031-32 | 2032-33 | 2033-34 | 2034-35 | 2035-36 | 2036-37 | 2037-38 | 2038-39 | 2039-40 | 2040-41 | 2041-42 | 2042-43 | 2043-44 | 2044-45 | 2045-46 | 2046-47 | 2047-48 | 2048-49 | 2049-50
VIC1 | Grid Battery pump | 55.33 | 375.33 | 375.33 | 375.33 | 375.33 | 375.33 | 375.33 | 375.33 | 375.33 | 375.33 | 375.33 | 375.3304 | 320.0004 | 320.0004 | 320.0004 | 320.0004 | 320.0004 | 320.0004 | 320.0004 | 320.0004 | 2004.8453 | 1704.8453 | 1863.9761 | 5630.709 | 5630.709 | 5630.709 | 9227.844 | 9535.577 | 9535.577
VIC1 | Pumped Hydro Pump | 0 | 0 | 0 | 0 | 0 | 0.00017971 | 0.00018006 | 0.0001801 | 0.00018034 | 0.00045175 | 0.00046926 | 1508.4587 | 1508.4587 | 1508.4587 | 1879.7394 | 1879.7394 | 1994.0184 | 1994.0184 | 1994.0184 | 1994.0184 | 2400 | 2400 | 2400 | 2400 | 2400 | 2400 | 2400 | 2400 | 2400
VIC1 | VPP pump | 21.325 | 39.333 | 124.653 | 240.512 | 387.463 | 568.474 | 786.961 | 1024.836 | 1297.201 | 1508.3761 | 1741.758 | 1990.8499 | 2255.0251 | 2511.472 | 2773.6561 | 2913.049 | 3058.5721 | 3207.3251 | 3364.194 | 3523.546 | 3687.863 | 3855.463 | 4029.35 | 4209.1151 | 4396.3961 | 4589.9351 | 4789.6219 | 4990.38 | 5195.402
Region | Technology | 2021-22 | 2022-23 | 2023-24 | 2024-25 | 2025-26 | 2026-27 | 2027-28 | 2028-29 | 2029-30 | 2030-31 | 2031-32 | 2032-33 | 2033-34 | 2034-35 | 2035-36 | 2036-37 | 2037-38 | 2038-39 | 2039-40 | 2040-41 | 2041-42 | 2042-43 | 2043-44 | 2044-45 | 2045-46 | 2046-47 | 2047-48 | 2048-49 | 2049-50
SA1 | Grid Battery pump | 205 | 205 | 205 | 205 | 205 | 205 | 205 | 205 | 205 | 175 | 175 | 272.4391 | 272.4391 | 247.4391 | 668.4812 | 668.4812 | 677.8903 | 677.8903 | 677.8903 | 677.8903 | 967.1145 | 967.1145 | 967.1145 | 967.1145 | 1106.3112 | 1106.3112 | 1106.3112 | 1106.3112 | 1106.3112
SA1 | Pumped Hydro Pump | 0 | 0 | 0 | 0 | 0 | 0 | 0 | 0 | 0 | 0 | 0 | 0 | 0 | 0 | 0 | 0 | 0 | 0 | 0 | 0 | 0 | 0 | 0 | 0 | 0.00010318 | 0.00010319 | 0.0001032 | 0.00010321 | 0.00010326
SA1 | VPP pump | 19.108 | 37.433 | 64.042 | 100.939 | 139.006 | 181.29 | 233.207 | 295.748 | 367.725 | 418.77 | 476.54 | 537.83 | 602.483 | 656.359 | 712.614 | 743.766 | 776.579 | 809.532 | 844.201 | 879.819 | 916.083 | 953.688 | 992.261 | 1032.719 | 1074.202 | 1117.797 | 1162.581 | 1208.344 | 1254.282
Region | Technology | 2021-22 | 2022-23 | 2023-24 | 2024-25 | 2025-26 | 2026-27 | 2027-28 | 2028-29 | 2029-30 | 2030-31 | 2031-32 | 2032-33 | 2033-34 | 2034-35 | 2035-36 | 2036-37 | 2037-38 | 2038-39 | 2039-40 | 2040-41 | 2041-42 | 2042-43 | 2043-44 | 2044-45 | 2045-46 | 2046-47 | 2047-48 | 2048-49 | 2049-50
TAS1 | Grid Battery pump | 0 | 0 | 0 | 0 | 0 | 0 | 0 | 0 | 0 | 0 | 0 | 0 | 0 | 0 | 0 | 0 | 0 | 0 | 0 | 0 | 0 | 0 | 0 | 0 | 0 | 0 | 0 | 0 | 0
TAS1 | Pumped Hydro Pump | 0 | 0 | 0 | 0 | 0 | 0 | 0 | 0 | 0 | 0 | 0 | 0 | 0 | 0 | 0 | 0 | 0 | 0 | 0 | 0 | 0 | 0 | 0 | 0 | 0 | 0 | 0 | 0 | 0
TAS1 | VPP pump | 2.531 | 5.899 | 10.956 | 18.307 | 27.272 | 37.668 | 50.497 | 65.412 | 82.598 | 96.729 | 112.111 | 128.748 | 146.674 | 164.112 | 182.073 | 191.8 | 202.034 | 212.356 | 223.178 | 234.193 | 245.494 | 256.958 | 268.736 | 280.622 | 292.616 | 304.576 | 316.626 | 328.756 | 340.864
Non-controllable capacity
Region | Technology | 2021-22 | 2022-23 | 2023-24 | 2024-25 | 2025-26 | 2026-27 | 2027-28 | 2028-29 | 2029-30 | 2030-31 | 2031-32 | 2032-33 | 2033-34 | 2034-35 | 2035-36 | 2036-37 | 2037-38 | 2038-39 | 2039-40 | 2040-41 | 2041-42 | 2042-43 | 2043-44 | 2044-45 | 2045-46 | 2046-47 | 2047-48 | 2048-49 | 2049-50
NEM | Distributed PV | 14317.7356 | 16038.0317 | 18141.6625 | 20467.1628 | 22742.4627 | 24794.1362 | 27203.2648 | 29404.585 | 31633.6844 | 33722.4221 | 35881.7358 | 38229.6173 | 40526.8079 | 42201.4543 | 43959.2481 | 45343.5576 | 47243.3825 | 48591.0021 | 50017.1079 | 51711.9741 | 53139.0243 | 54708.8557 | 56320.0969 | 57968.8334 | 59644.968 | 61342.1586 | 63040.1897 | 64716.1891 | 66373.6366
NEM | Behind the meter battery | 579.5 | 1031.2 | 1768.4 | 2546.3 | 3286.9 | 3921.6 | 4557.8 | 5129.8 | 5641.2 | 6325.9 | 7040.3 | 7755.8 | 8465.7 | 9049.4 | 9600.4 | 9649.8 | 9702.8 | 9740.4 | 9784.1 | 9817.1 | 9839.6 | 9854 | 9863.4 | 9870 | 9868.3 | 9858.5 | 9836.4 | 9798.6 | 9747
NEM | Behind the meter battery pump | 579.5 | 1031.2 | 1768.4 | 2546.3 | 3286.9 | 3921.6 | 4557.8 | 5129.8 | 5641.2 | 6325.9 | 7040.3 | 7755.8 | 8465.7 | 9049.4 | 9600.4 | 9649.8 | 9702.8 | 9740.4 | 9784.1 | 9817.1 | 9839.6 | 9854 | 9863.4 | 9870 | 9868.3 | 9858.5 | 9836.4 | 9798.6 | 9747
Region | Technology | 2021-22 | 2022-23 | 2023-24 | 2024-25 | 2025-26 | 2026-27 | 2027-28 | 2028-29 | 2029-30 | 2030-31 | 2031-32 | 2032-33 | 2033-34 | 2034-35 | 2035-36 | 2036-37 | 2037-38 | 2038-39 | 2039-40 | 2040-41 | 2041-42 | 2042-43 | 2043-44 | 2044-45 | 2045-46 | 2046-47 | 2047-48 | 2048-49 | 2049-50
NSW1 | Distributed PV | 4241.3829 | 4711.3319 | 5343.9405 | 6062.9209 | 6807.486 | 7463.937 | 8257.1661 | 9003.6689 | 9768.9282 | 10504.7979 | 11253.5547 | 12077.6261 | 12885.6859 | 13472.8481 | 14095.5227 | 14591.8154 | 15270.2051 | 15752.2725 | 16264.251 | 16864 | 17367.3523 | 17918.0752 | 18480.2856 | 19049.0688 | 19615.7073 | 20164.0635 | 20698.4153 | 21227.7258 | 21742.5056
NSW1 | Behind the meter battery | 203.5 | 385.9 | 585 | 808.6 | 1038.8 | 1231.3 | 1430.2 | 1617.7 | 1786 | 2016.8 | 2252.5 | 2492.2 | 2729.7 | 2928.2 | 3115.2 | 3140.2 | 3166.7 | 3186.3 | 3208.5 | 3226.3 | 3239.8 | 3250 | 3257.1 | 3262.4 | 3263.8 | 3259 | 3248.1 | 3233.6 | 3213.2
NSW1 | Behind the meter battery pump | 203.5 | 385.9 | 585 | 808.6 | 1038.8 | 1231.3 | 1430.2 | 1617.7 | 1786 | 2016.8 | 2252.5 | 2492.2 | 2729.7 | 2928.2 | 3115.2 | 3140.2 | 3166.7 | 3186.3 | 3208.5 | 3226.3 | 3239.8 | 3250 | 3257.1 | 3262.4 | 3263.8 | 3259 | 3248.1 | 3233.6 | 3213.2
Region | Technology | 2021-22 | 2022-23 | 2023-24 | 2024-25 | 2025-26 | 2026-27 | 2027-28 | 2028-29 | 2029-30 | 2030-31 | 2031-32 | 2032-33 | 2033-34 | 2034-35 | 2035-36 | 2036-37 | 2037-38 | 2038-39 | 2039-40 | 2040-41 | 2041-42 | 2042-43 | 2043-44 | 2044-45 | 2045-46 | 2046-47 | 2047-48 | 2048-49 | 2049-50
QLD1 | Distributed PV | 4265.744 | 4680.9516 | 5183.1304 | 5787.5574 | 6389.4727 | 6895.2299 | 7516.7694 | 8113.269 | 8718.3391 | 9285.1582 | 9878.2021 | 10523.7462 | 11158.6323 | 11620.782 | 12106.7961 | 12479.3207 | 13012.871 | 13376.0881 | 13757.3877 | 14223.626 | 14602.6743 | 15026.6189 | 15462.7988 | 15914.6479 | 16374.3203 | 16853.6875 | 17335.3723 | 17808.1953 | 18279.0088
QLD1 | Behind the meter battery | 113 | 269.2 | 441.5 | 636.3 | 828.9 | 979.8 | 1137.4 | 1294.8 | 1435.4 | 1617.9 | 1809.9 | 1999.5 | 2187.6 | 2339.4 | 2485.7 | 2493.3 | 2502.5 | 2508.5 | 2516.2 | 2522.3 | 2525.3 | 2527.5 | 2529.3 | 2532.1 | 2532.5 | 2533.4 | 2531.3 | 2524.1 | 2514.1
QLD1 | Behind the meter battery pump | 113 | 269.2 | 441.5 | 636.3 | 828.9 | 979.8 | 1137.4 | 1294.8 | 1435.4 | 1617.9 | 1809.9 | 1999.5 | 2187.6 | 2339.4 | 2485.7 | 2493.3 | 2502.5 | 2508.5 | 2516.2 | 2522.3 | 2525.3 | 2527.5 | 2529.3 | 2532.1 | 2532.5 | 2533.4 | 2531.3 | 2524.1 | 2514.1
Region | Technology | 2021-22 | 2022-23 | 2023-24 | 2024-25 | 2025-26 | 2026-27 | 2027-28 | 2028-29 | 2029-30 | 2030-31 | 2031-32 | 2032-33 | 2033-34 | 2034-35 | 2035-36 | 2036-37 | 2037-38 | 2038-39 | 2039-40 | 2040-41 | 2041-42 | 2042-43 | 2043-44 | 2044-45 | 2045-46 | 2046-47 | 2047-48 | 2048-49 | 2049-50
VIC1 | Distributed PV | 3672.0127 | 4323.9168 | 5053.769 | 5790.9588 | 6520.7274 | 7238.1152 | 8018.1381 | 8676.475 | 9331.2351 | 9932.0548 | 10554.2346 | 11213.8539 | 11851.77 | 12333.99 | 12826.3418 | 13223.2949 | 13731.8735 | 14116.3628 | 14523.5542 | 14994.7249 | 15411.9817 | 15862.2058 | 16328.1182 | 16804.2859 | 17301.0591 | 17811.2415 | 18331.9211 | 18845.3174 | 19361.5083
VIC1 | Behind the meter battery | 127.9 | 169.9 | 458.6 | 733.5 | 991.5 | 1234.7 | 1463.3 | 1639.3 | 1795.5 | 2004.5 | 2224 | 2443.1 | 2661.2 | 2848.7 | 3022.4 | 3038.1 | 3053.6 | 3065.4 | 3078.7 | 3087.9 | 3095 | 3098.7 | 3101.4 | 3102.3 | 3102.2 | 3100.1 | 3095.6 | 3085.2 | 3071.3
VIC1 | Behind the meter battery pump | 127.9 | 169.9 | 458.6 | 733.5 | 991.5 | 1234.7 | 1463.3 | 1639.3 | 1795.5 | 2004.5 | 2224 | 2443.1 | 2661.2 | 2848.7 | 3022.4 | 3038.1 | 3053.6 | 3065.4 | 3078.7 | 3087.9 | 3095 | 3098.7 | 3101.4 | 3102.3 | 3102.2 | 3100.1 | 3095.6 | 3085.2 | 3071.3
Region | Technology | 2021-22 | 2022-23 | 2023-24 | 2024-25 | 2025-26 | 2026-27 | 2027-28 | 2028-29 | 2029-30 | 2030-31 | 2031-32 | 2032-33 | 2033-34 | 2034-35 | 2035-36 | 2036-37 | 2037-38 | 2038-39 | 2039-40 | 2040-41 | 2041-42 | 2042-43 | 2043-44 | 2044-45 | 2045-46 | 2046-47 | 2047-48 | 2048-49 | 2049-50
SA1 | Distributed PV | 1913.5206 | 2069.284 | 2265.9702 | 2481.53 | 2637.3888 | 2773.9861 | 2939.5508 | 3101.8464 | 3268.0304 | 3414.8693 | 3571.6486 | 3741.8128 | 3908.6521 | 4020.1996 | 4138.7558 | 4231.3834 | 4360.8052 | 4451.8956 | 4549.1459 | 4665.1984 | 4763.3252 | 4872.7831 | 4984.3777 | 5100.9014 | 5220.0138 | 5346.0237 | 5474.4639 | 5603.2782 | 5728.2809
SA1 | Behind the meter battery | 119.5 | 178 | 241.4 | 310.3 | 355.9 | 391.7 | 430.3 | 470 | 506.1 | 553.7 | 605.9 | 657.7 | 708.5 | 741 | 772.4 | 771.6 | 771.4 | 770.1 | 769.1 | 767.7 | 765.6 | 763.3 | 760.5 | 758 | 754.8 | 751.7 | 748.1 | 743.8 | 738.2
SA1 | Behind the meter battery pump | 119.5 | 178 | 241.4 | 310.3 | 355.9 | 391.7 | 430.3 | 470 | 506.1 | 553.7 | 605.9 | 657.7 | 708.5 | 741 | 772.4 | 771.6 | 771.4 | 770.1 | 769.1 | 767.7 | 765.6 | 763.3 | 760.5 | 758 | 754.8 | 751.7 | 748.1 | 743.8 | 738.2
Region | Technology | 2021-22 | 2022-23 | 2023-24 | 2024-25 | 2025-26 | 2026-27 | 2027-28 | 2028-29 | 2029-30 | 2030-31 | 2031-32 | 2032-33 | 2033-34 | 2034-35 | 2035-36 | 2036-37 | 2037-38 | 2038-39 | 2039-40 | 2040-41 | 2041-42 | 2042-43 | 2043-44 | 2044-45 | 2045-46 | 2046-47 | 2047-48 | 2048-49 | 2049-50
TAS1 | Distributed PV | 225.0754 | 252.5473 | 294.8524 | 344.1958 | 387.3879 | 422.8681 | 471.6404 | 509.3257 | 547.1516 | 585.5419 | 624.0958 | 672.5783 | 722.0675 | 753.6346 | 791.8317 | 817.7431 | 867.6277 | 894.3831 | 922.7691 | 964.4249 | 993.6908 | 1029.1726 | 1064.5165 | 1099.9293 | 1133.8675 | 1167.1424 | 1200.0171 | 1231.6724 | 1262.333
TAS1 | Behind the meter battery | 15.6 | 28.2 | 41.9 | 57.6 | 71.8 | 84.1 | 96.6 | 108 | 118.2 | 133 | 148 | 163.3 | 178.7 | 192.1 | 204.7 | 206.6 | 208.6 | 210.1 | 211.6 | 212.9 | 213.9 | 214.5 | 215.1 | 215.2 | 215 | 214.3 | 213.3 | 211.9 | 210.2
TAS1 | Behind the meter battery pump | 15.6 | 28.2 | 41.9 | 57.6 | 71.8 | 84.1 | 96.6 | 108 | 118.2 | 133 | 148 | 163.3 | 178.7 | 192.1 | 204.7 | 206.6 | 208.6 | 210.1 | 211.6 | 212.9 | 213.9 | 214.5 | 215.1 | 215.2 | 215 | 214.3 | 213.3 | 211.9 | 210.2

## BaseCase_VOM Cost
VOM cost by technology ($000s) - Base Case, Step Change High Electrification Sensitivity
VOM | Real June 2020 dollars discounted to 1 July 2020
Explicitly modelled generation
Region | Technology | 2021-22 | 2022-23 | 2023-24 | 2024-25 | 2025-26 | 2026-27 | 2027-28 | 2028-29 | 2029-30 | 2030-31 | 2031-32 | 2032-33 | 2033-34 | 2034-35 | 2035-36 | 2036-37 | 2037-38 | 2038-39 | 2039-40 | 2040-41 | 2041-42 | 2042-43 | 2043-44 | 2044-45 | 2045-46 | 2046-47 | 2047-48 | 2048-49 | 2049-50
NEM | Black Coal | 305700.5856 | 263097.6653 | 239943.0922 | 207403.3292 | 163795.0636 | 146407.8089 | 131009.9862 | 132045.1407 | 125523.3213 | 115334.4817 | 105547.7152 | 64240.6121 | 60036.8527 | 51116.5287 | 39669.1749 | 37096.1262 | 36825.2463 | 35133.6125 | 30836.9709 | 29489.5555 | 22881.0834 | 13576.2415 | 10860.0129 | 9890.116 | 8586.0695 | 8134.7299 | 7444.7497 | 6338.1942 | 6057.955
NEM | Brown Coal | 100774.443 | 84442.2075 | 83435.431 | 36853.0407 | 33972.1621 | 24362.64 | 4171.4143 | 5041.4226 | 4956.8548 | 4578.1177 | 4081.2891 | 3824.9577 | 3898.8221 | 3635.1152 | 3249.0365 | 2944.3717 | 2129.8484 | 2911.701 | 2756.043 | 1069.1152 | 1941.9328 | 2384.4326 | 2404.0355 | 2025.2983 | 1871.7349 | 846.8871 | 0.00036077 | 0 | 0
NEM | CCGT | 15640.8814 | 14898.954 | 11360.4184 | 21482.4663 | 24685.4158 | 20484.6058 | 19709.5841 | 18519.3811 | 22093.3498 | 21255.7384 | 23221.1301 | 22618.5486 | 26124.9474 | 24088.5254 | 20937.5005 | 16591.2009 | 14709.8973 | 14193.0817 | 11693.3869 | 11549.8083 | 11800.7884 | 12133.136 | 6917.6446 | 6356.7161 | 2930.1703 | 2054.5043 | 1964.4837 | 1869.4918 | 1782.7148
NEM | Gas - Steam | 1724.99 | 1674.3451 | 1765.331 | 935.261 | 969.392 | 908.32 | 967.9291 | 1130.4143 | 1083.0035 | 982.5772 | 1248.5586 | 1523.4046 | 1868.826 | 2613.4541 | 1059.7343 | 977.9308 | 1526.0739 | 1701.0685 | 488.7319 | 548.5642 | 642.9376 | 641.5026 | 506.2245 | 476.5543 | 367.1457 | 0 | 0 | 0 | 0
NEM | OCGT / Diesel | 583.3561 | 225.8548 | 948.1142 | 3832.7886 | 3087.1898 | 3249.2985 | 2133.1621 | 3216.718 | 2287.927 | 3771.4923 | 6127.5459 | 9481.7953 | 8060.7346 | 12072.0004 | 10295.1516 | 10948.5028 | 17961.8018 | 15883.8758 | 21927.9183 | 26048.7472 | 21749.283 | 23280.9582 | 26243.0438 | 14373.7492 | 14362.4156 | 18904.4814 | 14306.4643 | 15357.9259 | 14282.7794
NEM | Hydro | 91745.8485 | 89599.9961 | 83830.4704 | 92900.86 | 90902.7975 | 82140.8788 | 79955.3454 | 85925.0907 | 75465.2484 | 69359.2561 | 63516.8273 | 59992.9766 | 62820.6116 | 61808.0782 | 57328.6715 | 53666.1981 | 57534.4483 | 48851.3741 | 44323.1224 | 40120.7382 | 38366.4219 | 40564.8265 | 38339.7006 | 35346.6569 | 34304.1695 | 38429.1589 | 32574.5651 | 28894.1619 | 26701.4977
NEM | Wind | 66006.509 | 77007.1072 | 64841.6984 | 62215.1178 | 61625.0551 | 60451.48 | 57574.3219 | 47386.3093 | 45259.0849 | 41693.1195 | 43336.9213 | 36718.2533 | 34177.4827 | 30885.6337 | 31334.9922 | 29807.0176 | 22804.2002 | 21398.6393 | 17835.7853 | 15302.3937 | 14932.5293 | 13986.5539 | 10582.7828 | 8924.914 | 6655.9744 | 5085.0316 | 4524.4185 | 3861.5088 | 2792.5303
NEM | Solar PV | 13.5121 | 15.8205 | 15.3262 | 14.0481 | 20.4211 | 26.172 | 31.7645 | 36.6032 | 38.4646 | 41.9834 | 52.3372 | 124.5895 | 143.0987 | 139.0439 | 143.2802 | 138.0394 | 187.7619 | 189.3366 | 200.6732 | 218.5676 | 261.0919 | 276.5087 | 261.4751 | 263.7997 | 247.2874 | 255.9048 | 250.6558 | 231.1124 | 236.0695
NEM | Grid Battery | 0.13042 | 0.19345 | 0.21497 | 0.2322 | 0.21354 | 0.20882 | 0.20198 | 0.35103 | 0.32469 | 0.31418 | 0.41023 | 1.3001 | 1.7063 | 1.6311 | 2.1443 | 2.0421 | 1.8788 | 1.7821 | 1.7351 | 1.6359 | 6.7129 | 8.0185 | 7.3695 | 10.4516 | 10.2536 | 12.0058 | 13.1786 | 12.2817 | 11.9957
NEM | Pumped Hydro | 2237.5763 | 2974.6462 | 3642.5784 | 3408.9266 | 2918.9796 | 3518.3883 | 4033.0286 | 3545.008 | 3500.9651 | 3765.8893 | 3463.2422 | 3091.3499 | 2451.0587 | 1919.8047 | 2096.2923 | 1976.9825 | 1638.3496 | 1481.646 | 1752.8086 | 1622.2319 | 1826.9745 | 1545.3622 | 1000.9254 | 1068.4033 | 861.4335 | 718.6415 | 636.9039 | 454.2583 | 339.5278
NEM | VPP | 0.38466 | 1.1398 | 2.4707 | 4.8818 | 7.1149 | 9.6543 | 11.994 | 13.8436 | 15.9429 | 17.6686 | 18.6174 | 19.7959 | 21.0151 | 21.7912 | 23.7021 | 22.9461 | 21.6119 | 21.3569 | 21.8697 | 21.509 | 21.5201 | 19.7765 | 17.0068 | 16.6593 | 14.8384 | 12.3681 | 10.4656 | 8.531 | 8.106
Total excluding storage |  | 582190.1257 | 530961.9505 | 486139.8819 | 425636.9118 | 379057.497 | 338031.2041 | 295553.5076 | 293301.0799 | 276707.2542 | 257016.7664 | 247132.3246 | 198525.1378 | 197131.3757 | 186358.3796 | 164017.5415 | 152169.3875 | 153679.2784 | 140262.6896 | 130062.632 | 124347.49 | 112576.0683 | 106844.16 | 96114.9197 | 77657.8044 | 69324.9674 | 73710.6979 | 61065.3375 | 56552.395 | 51853.5467
Region | Technology | 2021-22 | 2022-23 | 2023-24 | 2024-25 | 2025-26 | 2026-27 | 2027-28 | 2028-29 | 2029-30 | 2030-31 | 2031-32 | 2032-33 | 2033-34 | 2034-35 | 2035-36 | 2036-37 | 2037-38 | 2038-39 | 2039-40 | 2040-41 | 2041-42 | 2042-43 | 2043-44 | 2044-45 | 2045-46 | 2046-47 | 2047-48 | 2048-49 | 2049-50
NSW1 | Black Coal | 171730.9975 | 144431.0715 | 121860.2525 | 120206.4302 | 88427.5782 | 75154.4379 | 69500.6415 | 70774.3292 | 67727.6632 | 62331.5469 | 56931.4024 | 19137.2569 | 22886.6045 | 19051.2117 | 10282.7455 | 12185.152 | 13194.3135 | 12263.1055 | 11006.938 | 9140.6657 | 5056.3796 | 0 | 0 | 0 | 0 | 0 | 0 | 0 | 0
NSW1 | Brown Coal | 0 | 0 | 0 | 0 | 0 | 0 | 0 | 0 | 0 | 0 | 0 | 0 | 0 | 0 | 0 | 0 | 0 | 0 | 0 | 0 | 0 | 0 | 0 | 0 | 0 | 0 | 0 | 0 | 0
NSW1 | CCGT | 230.7129 | 220.6715 | 640.6905 | 1595.555 | 2120.615 | 1138.535 | 2039.9449 | 2478.5425 | 4744.6995 | 3739.054 | 3847.6717 | 4402.6605 | 4649.2785 | 5477.6667 | 4449.0356 | 3520.3343 | 4728.0544 | 4945.1917 | 4412.2751 | 3736.4018 | 3785.8948 | 3912.1618 | 134.2171 | 0.00010138 | 9.8062e-05 | 0.00013853 | 0.00013191 | 0.00012168 | 0.00011362
NSW1 | Gas - Steam | 0 | 0 | 0 | 0 | 0 | 0 | 0 | 0 | 0 | 0 | 0 | 0 | 0 | 0 | 0 | 0 | 0 | 0 | 0 | 0 | 0 | 0 | 0 | 0 | 0 | 0 | 0 | 0 | 0
NSW1 | OCGT / Diesel | 7.8233e-05 | 7.8245e-05 | 102.6117 | 572.4084 | 103.3543 | 224.249 | 148.6229 | 373.6225 | 161.5422 | 305.7846 | 439.5884 | 2108.5929 | 905.3227 | 3192.9443 | 2276.3727 | 2795.9476 | 4422.0538 | 5609.7627 | 6285.6434 | 8833.8469 | 5093.0337 | 7135.6494 | 10110.5663 | 3463.6297 | 3083.4622 | 4548.5802 | 5850.8678 | 4982.2818 | 5056.5377
NSW1 | Hydro | 15036.2293 | 15155.6333 | 13690.7804 | 17631.562 | 16166.2889 | 15002.2007 | 15505.344 | 19136.0601 | 15306.4591 | 14156.5315 | 13520.417 | 12285.9507 | 13705.3132 | 13976.3373 | 13498.8482 | 12438.5347 | 14871.7131 | 11837.9324 | 10736.8906 | 9355.9605 | 8945.753 | 9741.8183 | 8999.2615 | 8978.7158 | 8357.0923 | 9735.359 | 7492.654 | 6119.9211 | 5302.9928
NSW1 | Wind | 15594.1809 | 17305.8888 | 15102.2807 | 14090.0007 | 14341.8808 | 14139.6414 | 13097.1871 | 10252.2582 | 8793.8406 | 8827.5201 | 9927.5558 | 8606.1448 | 8015.3105 | 7309.4753 | 7573.0767 | 7015.6073 | 4566.9018 | 3589.5479 | 3453.4367 | 2780.8353 | 2879.6345 | 2728.5998 | 1801.8982 | 1725.2242 | 1699.0983 | 971.747 | 846.2699 | 780.9433 | 726.4427
NSW1 | Solar PV | 4.9791 | 5.7841 | 5.5559 | 5.1042 | 6.5664 | 12.4889 | 11.9828 | 19.8099 | 22.03 | 21.6634 | 20.7167 | 70.8398 | 81.7931 | 76.9006 | 81.4279 | 78.0933 | 105.5052 | 107.7383 | 111.8688 | 123.7955 | 137.7641 | 140.1469 | 130.062 | 132.9399 | 125.3611 | 122.8281 | 117.3074 | 114.9702 | 111.0884
NSW1 | Grid Battery | 4.6409e-08 | 6.3546e-08 | 6.1233e-08 | 9.0504e-08 | 8.8438e-08 | 8.8173e-08 | 1.2443e-07 | 1.4455e-07 | 1.8153e-07 | 2.0882e-07 | 2.2363e-07 | 0.4574 | 0.43327 | 0.41518 | 0.40368 | 0.38293 | 0.35071 | 0.33264 | 0.32512 | 0.30774 | 3.5493 | 3.2875 | 2.9223 | 3.0772 | 2.8654 | 2.6337 | 2.439 | 2.3715 | 2.2031
NSW1 | Pumped Hydro | 567.9959 | 878.0814 | 1110.0166 | 1197.5098 | 645.0403 | 921.2888 | 1176.9206 | 1040.031 | 1059.5915 | 1283.2961 | 1182.4808 | 1079.2116 | 1040.4841 | 695.588 | 782.7238 | 809.1773 | 730.576 | 683.678 | 763.864 | 657.019 | 700.0593 | 656.531 | 420.4604 | 447.5434 | 456.2341 | 434.1098 | 353.995 | 313.6434 | 215.9584
NSW1 | VPP | 0.074176 | 0.34761 | 0.65957 | 1.4024 | 2.1048 | 2.9446 | 3.6423 | 4.337 | 4.9126 | 5.6867 | 5.9405 | 6.5503 | 7.0922 | 7.4168 | 8.1288 | 7.9469 | 7.6558 | 7.4877 | 7.6244 | 7.4301 | 7.605 | 7.4418 | 6.4546 | 6.7496 | 6.2235 | 5.878 | 5.221 | 4.7021 | 4.2486
Total excluding storage |  | 202597.0998 | 177119.0492 | 151402.1718 | 154101.0605 | 121166.2837 | 105671.5529 | 100303.7231 | 103034.6223 | 96756.2345 | 89382.1004 | 84687.352 | 46611.4456 | 50243.6224 | 49084.5359 | 38161.5067 | 38033.6691 | 41888.5418 | 38353.2785 | 36007.0527 | 33971.5057 | 25898.4597 | 23658.3762 | 21176.0051 | 14300.5097 | 13265.014 | 15378.5145 | 14307.0993 | 11998.1166 | 11197.0617
Region | Technology | 2021-22 | 2022-23 | 2023-24 | 2024-25 | 2025-26 | 2026-27 | 2027-28 | 2028-29 | 2029-30 | 2030-31 | 2031-32 | 2032-33 | 2033-34 | 2034-35 | 2035-36 | 2036-37 | 2037-38 | 2038-39 | 2039-40 | 2040-41 | 2041-42 | 2042-43 | 2043-44 | 2044-45 | 2045-46 | 2046-47 | 2047-48 | 2048-49 | 2049-50
QLD1 | Black Coal | 133969.5881 | 118666.5938 | 118082.8397 | 87196.899 | 75367.4854 | 71253.371 | 61509.3447 | 61270.8115 | 57795.658 | 53002.9348 | 48616.3128 | 45103.3552 | 37150.2481 | 32065.317 | 29386.4294 | 24910.9742 | 23630.9328 | 22870.507 | 19830.0329 | 20348.8898 | 17824.7039 | 13576.2415 | 10860.0129 | 9890.116 | 8586.0695 | 8134.7299 | 7444.7497 | 6338.1942 | 6057.955
QLD1 | Brown Coal | 0 | 0 | 0 | 0 | 0 | 0 | 0 | 0 | 0 | 0 | 0 | 0 | 0 | 0 | 0 | 0 | 0 | 0 | 0 | 0 | 0 | 0 | 0 | 0 | 0 | 0 | 0 | 0 | 0
QLD1 | CCGT | 7669.4092 | 7309.8316 | 7773.1363 | 14097.7947 | 15938.2176 | 13743.1352 | 14270.2229 | 13664.2076 | 14253.1532 | 14050.6581 | 15521.682 | 14138.431 | 16755.5257 | 13791.0775 | 12667.8862 | 9446.6079 | 9981.8427 | 9247.8898 | 7281.1116 | 7813.4063 | 8014.8934 | 8220.974 | 6783.4272 | 6356.7157 | 2930.17 | 2054.5035 | 1964.4829 | 1869.4909 | 1782.714
QLD1 | Gas - Steam | 254.7968 | 245.0534 | 462.464 | 440.9468 | 417.4405 | 400.3127 | 618.2492 | 717.2953 | 830.7201 | 591.5956 | 506.7444 | 491.0788 | 736.1139 | 625.1593 | 557.6929 | 602.4255 | 664.0498 | 595.2099 | 488.7319 | 548.5642 | 642.9376 | 641.5026 | 506.2245 | 476.5543 | 367.1457 | 0 | 0 | 0 | 0
QLD1 | OCGT / Diesel | 0.00014658 | 0.00014525 | 0.00014805 | 1025.6406 | 614.8998 | 617.9263 | 966.7068 | 1507.7461 | 1178.587 | 1922.1216 | 3409.9659 | 3586.4694 | 4136.8543 | 3096.2051 | 3595.1607 | 4174.8931 | 6090.7799 | 3370.7219 | 3806.9462 | 4626.807 | 4544.1969 | 4027.7107 | 2721.6667 | 3008.4356 | 2961.4419 | 2974.4277 | 1545.6896 | 1508.2659 | 1108.3464
QLD1 | Hydro | 4745.6521 | 4519.3524 | 4323.9607 | 4108.622 | 3911.1637 | 3723.7559 | 3560.2709 | 3372.2053 | 3221.8735 | 2975.9818 | 2943.2245 | 2763.076 | 2634.3057 | 2447.5279 | 2270.9139 | 2155.2418 | 679.734 | 606.6145 | 570.7226 | 549.9855 | 567.131 | 0 | 0 | 0 | 0 | 0 | 0 | 0 | 0
QLD1 | Wind | 5023.3552 | 7521.8747 | 7064.0783 | 6502.756 | 7213.2497 | 6543.0044 | 6633.9777 | 5932.0989 | 5693.1323 | 5490.4423 | 4669.5762 | 4459.503 | 3807.1789 | 4017.5557 | 3391.65 | 3450.3121 | 3069.0847 | 3060.6789 | 2713.8966 | 2164.0501 | 2297.7266 | 1790.2255 | 1544.2992 | 773.9126 | 752.5381 | 576.8894 | 525.5425 | 398.0881 | 308.7607
QLD1 | Solar PV | 5.1758 | 6.7105 | 6.519 | 5.9521 | 5.7564 | 5.7532 | 5.5568 | 4.4257 | 4.5781 | 4.5419 | 9.7969 | 20.4435 | 32.2091 | 30.1093 | 29.5248 | 27.8635 | 47.8442 | 48.4397 | 53.9986 | 60.3532 | 66.1894 | 80.2335 | 73.1822 | 70.1232 | 62.7497 | 81.3684 | 82.0616 | 66.8714 | 77.5028
QLD1 | Grid Battery | 3.2708e-08 | 0.020222 | 0.021828 | 0.0236 | 0.022027 | 0.022169 | 0.021137 | 0.18849 | 0.17564 | 0.17058 | 0.28002 | 0.56463 | 1.0316 | 0.99436 | 0.95825 | 0.92187 | 0.83124 | 0.79447 | 0.7663 | 0.72163 | 0.68877 | 2.4786 | 2.3285 | 2.4414 | 2.6459 | 5.2821 | 5.2667 | 4.4045 | 4.8056
QLD1 | Pumped Hydro | 1669.5804 | 2096.5648 | 2532.5618 | 2211.4168 | 2273.9392 | 2597.0995 | 2856.108 | 2504.977 | 2441.3736 | 2482.5933 | 2280.7614 | 2007.7334 | 1406.5552 | 1220.5439 | 1309.1229 | 1163.5863 | 903.5725 | 793.9414 | 984.8253 | 961.3777 | 1122.4452 | 884.7595 | 576.946 | 617.7425 | 402.3524 | 282.0872 | 281.0947 | 138.9285 | 122.0978
QLD1 | VPP | 0.09738 | 0.35345 | 0.69546 | 1.3289 | 1.9177 | 2.5355 | 3.1402 | 3.5001 | 4.1418 | 4.5313 | 4.8411 | 5.1439 | 5.4086 | 5.6547 | 6.0091 | 5.6296 | 5.2222 | 5.3617 | 5.3725 | 5.4862 | 5.6433 | 4.6521 | 4.034 | 3.9095 | 2.9565 | 1.8833 | 1.9514 | 0.91583 | 1.17
Total excluding storage |  | 151667.9774 | 138269.4166 | 137712.9981 | 113378.6112 | 103468.2132 | 96287.2587 | 87564.329 | 86468.7905 | 82977.7023 | 78038.2761 | 75677.3028 | 70562.3569 | 65252.4357 | 56072.9517 | 51899.2579 | 44768.318 | 44164.268 | 39800.0616 | 34745.4404 | 36112.0561 | 33957.7788 | 28336.8877 | 22488.8126 | 20575.8572 | 15660.115 | 13821.9189 | 11562.5262 | 10180.9105 | 9335.279
Region | Technology | 2021-22 | 2022-23 | 2023-24 | 2024-25 | 2025-26 | 2026-27 | 2027-28 | 2028-29 | 2029-30 | 2030-31 | 2031-32 | 2032-33 | 2033-34 | 2034-35 | 2035-36 | 2036-37 | 2037-38 | 2038-39 | 2039-40 | 2040-41 | 2041-42 | 2042-43 | 2043-44 | 2044-45 | 2045-46 | 2046-47 | 2047-48 | 2048-49 | 2049-50
VIC1 | Black Coal | 0 | 0 | 0 | 0 | 0 | 0 | 0 | 0 | 0 | 0 | 0 | 0 | 0 | 0 | 0 | 0 | 0 | 0 | 0 | 0 | 0 | 0 | 0 | 0 | 0 | 0 | 0 | 0 | 0
VIC1 | Brown Coal | 100774.443 | 84442.2075 | 83435.431 | 36853.0407 | 33972.1621 | 24362.64 | 4171.4143 | 5041.4226 | 4956.8548 | 4578.1177 | 4081.2891 | 3824.9577 | 3898.8221 | 3635.1152 | 3249.0365 | 2944.3717 | 2129.8484 | 2911.701 | 2756.043 | 1069.1152 | 1941.9328 | 2384.4326 | 2404.0355 | 2025.2983 | 1871.7349 | 846.8871 | 0.00036077 | 0 | 0
VIC1 | CCGT | 4.4202e-05 | 4.1337e-05 | 4.1724e-05 | 7.4795e-05 | 7.2632e-05 | 6.9281e-05 | 6.8289e-05 | 6.5215e-05 | 6.3319e-05 | 6.0775e-05 | 6.1838e-05 | 8.8627e-05 | 8.5893e-05 | 8.1637e-05 | 7.6139e-05 | 7.2226e-05 | 0.00012009 | 0.00011611 | 0.00011747 | 0.00011085 | 0.00015983 | 0.00015788 | 0.00022631 | 0.00020517 | 0.0002005 | 0.0006462 | 0.00066314 | 0.00061122 | 0.00057484
VIC1 | Gas - Steam | 23.5903 | 11.8644 | 18.4236 | 191.3129 | 155.4904 | 141.2959 | 154.3166 | 203.8384 | 127.5529 | 187.9468 | 387.6355 | 512.3549 | 532.7398 | 904.8056 | 502.0414 | 375.5053 | 862.0242 | 1105.8586 | 0 | 0 | 0 | 0 | 0 | 0 | 0 | 0 | 0 | 0 | 0
VIC1 | OCGT / Diesel | 102.5001 | 2.9084 | 84.139 | 558.6877 | 410.9148 | 842.3725 | 399.3752 | 600.7853 | 360.8523 | 596.7424 | 875.4541 | 1885.4548 | 1085.863 | 3107.4681 | 2339.7853 | 2164.6651 | 3930.2592 | 3487.339 | 8150.1674 | 8979.5103 | 8637.3938 | 8461.2574 | 9550.1249 | 7018.0003 | 7440.9589 | 10588.7392 | 6250.3995 | 8157.2373 | 7447.8166
VIC1 | Hydro | 18954.1692 | 18168.0928 | 15815.8665 | 18602.6707 | 18116.262 | 16408.5031 | 15775.6498 | 19073.0087 | 15050.383 | 12302.4542 | 11791.2416 | 10142.7997 | 12048.031 | 11775.647 | 10683.6444 | 10216.1629 | 12417.0542 | 9822.3774 | 8045.874 | 7664.7632 | 6661.0964 | 7851.2361 | 7731.7035 | 6975.5542 | 6701.3458 | 8098.0034 | 6416.5444 | 5271.2601 | 5046.002
VIC1 | Wind | 26876.0198 | 32569.4406 | 26203.7561 | 25017.7241 | 24302.1157 | 23627.7249 | 22734.4548 | 18533.9752 | 18733.8956 | 16718.1708 | 17994.5925 | 14819.6598 | 14124.5201 | 12324.0819 | 13025.8386 | 12741.4698 | 9694.313 | 9615.7274 | 7879.3002 | 6880.1526 | 6422.5739 | 6274.4191 | 4851.0719 | 4311.3067 | 2551.8465 | 2170.0416 | 1867.5559 | 1560.7792 | 598.8139
VIC1 | Solar PV | 2.475 | 2.346 | 2.3185 | 2.1268 | 7.2936 | 7.1437 | 13.0741 | 11.332 | 10.8583 | 13.9655 | 20.0166 | 31.6239 | 27.6173 | 27.088 | 27.3806 | 26.9239 | 26.1061 | 25.4871 | 27.9211 | 27.0867 | 50.2575 | 49.2832 | 47.1689 | 49.7812 | 48.258 | 42.3463 | 42.4387 | 41.0124 | 38.4188
VIC1 | Grid Battery | 0.048718 | 0.099159 | 0.10682 | 0.12919 | 0.1198 | 0.11786 | 0.11499 | 0.10287 | 0.094497 | 0.091282 | 0.084246 | 0.080587 | 0.0588 | 0.052941 | 0.055341 | 0.051861 | 0.045876 | 0.042612 | 0.044797 | 0.041382 | 1.6604 | 1.4942 | 1.4455 | 4.2496 | 4.011 | 3.4672 | 4.9213 | 4.9596 | 4.489
VIC1 | Pumped Hydro | 0 | 0 | 6.5283e-08 | 1.7303e-07 | 1.6452e-07 | 7.8817e-07 | 7.5034e-07 | 7.233e-07 | 6.6832e-07 | 1.6574e-06 | 1.6523e-06 | 4.4049 | 4.0194 | 3.6727 | 4.4456 | 4.2188 | 4.201 | 4.0266 | 4.1193 | 3.8352 | 4.47 | 4.0716 | 3.5189 | 3.1174 | 2.847 | 2.4445 | 1.8142 | 1.6863 | 1.4717
VIC1 | VPP | 0.074074 | 0.18097 | 0.63347 | 1.4731 | 2.2441 | 3.1238 | 3.9542 | 4.5631 | 5.2631 | 5.6602 | 5.9964 | 6.2178 | 6.5635 | 6.654 | 7.5143 | 7.4017 | 6.7728 | 6.6426 | 6.9741 | 6.7284 | 6.466 | 6.0427 | 5.0266 | 4.5471 | 4.3015 | 3.4639 | 2.2723 | 1.9972 | 1.8553
Total excluding storage |  | 146733.1974 | 135196.8599 | 125559.9347 | 81225.5629 | 76964.2386 | 65389.6803 | 43248.2848 | 43464.3622 | 39240.3969 | 34397.3974 | 35150.2295 | 31216.8509 | 31717.5933 | 31774.206 | 29827.727 | 28469.0988 | 29059.6053 | 26968.4906 | 26859.3058 | 24620.6281 | 23713.2545 | 25020.6287 | 24584.105 | 20379.941 | 18614.1443 | 21746.0182 | 14576.9395 | 15030.2896 | 13131.0519
Region | Technology | 2021-22 | 2022-23 | 2023-24 | 2024-25 | 2025-26 | 2026-27 | 2027-28 | 2028-29 | 2029-30 | 2030-31 | 2031-32 | 2032-33 | 2033-34 | 2034-35 | 2035-36 | 2036-37 | 2037-38 | 2038-39 | 2039-40 | 2040-41 | 2041-42 | 2042-43 | 2043-44 | 2044-45 | 2045-46 | 2046-47 | 2047-48 | 2048-49 | 2049-50
SA1 | Black Coal | 0 | 0 | 0 | 0 | 0 | 0 | 0 | 0 | 0 | 0 | 0 | 0 | 0 | 0 | 0 | 0 | 0 | 0 | 0 | 0 | 0 | 0 | 0 | 0 | 0 | 0 | 0 | 0 | 0
SA1 | Brown Coal | 0 | 0 | 0 | 0 | 0 | 0 | 0 | 0 | 0 | 0 | 0 | 0 | 0 | 0 | 0 | 0 | 0 | 0 | 0 | 0 | 0 | 0 | 0 | 0 | 0 | 0 | 0 | 0 | 0
SA1 | CCGT | 7740.7592 | 7368.4508 | 2946.5915 | 5789.1166 | 6626.5831 | 5602.9356 | 3399.4162 | 2376.6308 | 3095.497 | 3466.0262 | 3851.7762 | 4077.4571 | 4720.1431 | 4819.7811 | 3820.5786 | 3624.2586 | 8.8764e-05 | 8.4882e-05 | 8.0637e-05 | 7.5542e-05 | 8.1873e-05 | 7.9539e-05 | 7.6172e-05 | 6.895e-05 | 6.6873e-05 | 6.5871e-05 | 6.2016e-05 | 5.8389e-05 | 5.4792e-05
SA1 | Gas - Steam | 1446.6029 | 1417.4272 | 1284.4434 | 303.0013 | 396.4611 | 366.7114 | 195.3633 | 209.2806 | 124.7305 | 203.0348 | 354.1787 | 519.971 | 599.9723 | 1083.4892 | 0 | 0 | 0 | 0 | 0 | 0 | 0 | 0 | 0 | 0 | 0 | 0 | 0 | 0 | 0
SA1 | OCGT / Diesel | 480.8558 | 222.9461 | 761.3633 | 1676.0519 | 1958.0208 | 1564.7507 | 618.4572 | 734.5641 | 586.9455 | 946.8438 | 1402.5375 | 1900.2932 | 1932.6946 | 2675.3829 | 2083.8329 | 1812.997 | 3518.7089 | 3416.0522 | 3680.9234 | 3607.1432 | 3466.0403 | 3656.3406 | 3860.6859 | 883.0829 | 876.5526 | 792.7343 | 659.0102 | 710.1409 | 670.0788
SA1 | Hydro | 0 | 0 | 0 | 0 | 0 | 0 | 0 | 0 | 0 | 0 | 0 | 0 | 0 | 0 | 0 | 0 | 0 | 0 | 0 | 0 | 0 | 0 | 0 | 0 | 0 | 0 | 0 | 0 | 0
SA1 | Wind | 15152.3858 | 15739.4279 | 13178.2848 | 13439.319 | 12558.1125 | 13020.5417 | 12099.1045 | 10232.0283 | 9676.5424 | 8621.0992 | 8366.1545 | 6788.6403 | 6230.8952 | 5245.6236 | 5378.3677 | 4656.6327 | 3881.4998 | 3621.9804 | 2498.5539 | 1950.3105 | 2050.469 | 1929.3876 | 1131.8608 | 1139.3911 | 725.7887 | 607.3245 | 556.1683 | 503.6281 | 436.0041
SA1 | Solar PV | 0.88216 | 0.97987 | 0.93297 | 0.86505 | 0.80469 | 0.78615 | 1.1508 | 1.0356 | 0.99813 | 1.8127 | 1.8069 | 1.6823 | 1.4792 | 4.9459 | 4.9468 | 5.1588 | 8.3065 | 7.6715 | 6.8847 | 7.3322 | 6.8809 | 6.8451 | 11.062 | 10.9554 | 10.9185 | 9.3619 | 8.848 | 8.2584 | 9.0594
SA1 | Grid Battery | 0.081705 | 0.074073 | 0.086324 | 0.079405 | 0.071713 | 0.068791 | 0.065857 | 0.059668 | 0.054548 | 0.05231 | 0.045963 | 0.19744 | 0.18267 | 0.16859 | 0.72703 | 0.6854 | 0.651 | 0.61243 | 0.5989 | 0.56512 | 0.81448 | 0.75817 | 0.67316 | 0.68337 | 0.73134 | 0.62278 | 0.55149 | 0.54616 | 0.49804
SA1 | Pumped Hydro | 0 | 0 | 5.388e-08 | 5.4752e-08 | 5.1144e-08 | 6.1412e-08 | 5.8639e-08 | 5.7048e-08 | 6.459e-08 | 7.0613e-08 | 6.8376e-08 | 1.0091e-07 | 9.4038e-08 | 9.0242e-08 | 1.0699e-07 | 1.0168e-07 | 1.3112e-07 | 1.2566e-07 | 1.2285e-07 | 1.1945e-07 | 1.6324e-07 | 1.5133e-07 | 1.464e-07 | 1.5289e-07 | 2.1401e-07 | 1.9365e-07 | 1.9e-07 | 1.8148e-07 | 1.7774e-07
SA1 | VPP | 0.13453 | 0.23832 | 0.45109 | 0.63583 | 0.78271 | 0.95935 | 1.1442 | 1.3035 | 1.4825 | 1.6257 | 1.6262 | 1.7032 | 1.7743 | 1.8445 | 1.8359 | 1.768 | 1.7404 | 1.6662 | 1.6901 | 1.6197 | 1.5877 | 1.4587 | 1.2707 | 1.283 | 1.1949 | 0.97421 | 0.89759 | 0.77662 | 0.71302
Total excluding storage |  | 24821.4859 | 24749.2319 | 18171.616 | 21208.3539 | 21539.9822 | 20555.7255 | 16313.492 | 13553.5395 | 13484.7136 | 13238.8167 | 13976.4538 | 13288.0438 | 13485.1844 | 13829.2227 | 11287.7259 | 10099.047 | 7408.5152 | 7045.7042 | 6186.3621 | 5564.786 | 5523.3903 | 5592.5735 | 5003.6088 | 2033.4295 | 1613.2599 | 1409.4207 | 1224.0265 | 1222.0274 | 1115.1424
Region | Technology | 2021-22 | 2022-23 | 2023-24 | 2024-25 | 2025-26 | 2026-27 | 2027-28 | 2028-29 | 2029-30 | 2030-31 | 2031-32 | 2032-33 | 2033-34 | 2034-35 | 2035-36 | 2036-37 | 2037-38 | 2038-39 | 2039-40 | 2040-41 | 2041-42 | 2042-43 | 2043-44 | 2044-45 | 2045-46 | 2046-47 | 2047-48 | 2048-49 | 2049-50
TAS1 | Black Coal | 0 | 0 | 0 | 0 | 0 | 0 | 0 | 0 | 0 | 0 | 0 | 0 | 0 | 0 | 0 | 0 | 0 | 0 | 0 | 0 | 0 | 0 | 0 | 0 | 0 | 0 | 0 | 0 | 0
TAS1 | Brown Coal | 0 | 0 | 0 | 0 | 0 | 0 | 0 | 0 | 0 | 0 | 0 | 0 | 0 | 0 | 0 | 0 | 0 | 0 | 0 | 0 | 0 | 0 | 0 | 0 | 0 | 0 | 0 | 0 | 0
TAS1 | CCGT | 3.6286e-05 | 3.3728e-05 | 3.3913e-05 | 3.244e-05 | 3.0715e-05 | 2.9575e-05 | 3.0167e-05 | 2.9775e-05 | 3.12e-05 | 3.0635e-05 | 2.9242e-05 | 3.1155e-05 | 2.9743e-05 | 2.7483e-05 | 2.6656e-05 | 2.6368e-05 | 2.5989e-05 | 2.6751e-05 | 2.684e-05 | 2.5079e-05 | 2.7337e-05 | 2.6265e-05 | 2.4814e-05 | 2.3615e-05 | 2.3075e-05 | 2.327e-05 | 2.3913e-05 | 2.3822e-05 | 2.106e-05
TAS1 | Gas - Steam | 0 | 0 | 0 | 0 | 0 | 0 | 0 | 0 | 0 | 0 | 0 | 0 | 0 | 0 | 0 | 0 | 0 | 0 | 0 | 0 | 0 | 0 | 0 | 0 | 0 | 0 | 0 | 0 | 0
TAS1 | OCGT / Diesel | 4.2467e-05 | 3.7492e-05 | 3.9279e-05 | 3.8238e-05 | 3.5848e-05 | 3.6046e-05 | 3.6178e-05 | 3.6063e-05 | 3.7407e-05 | 3.6731e-05 | 3.4539e-05 | 0.98498 | 3.5663e-05 | 3.0709e-05 | 3.1176e-05 | 3.1335e-05 | 3.1809e-05 | 3.0972e-05 | 4.238 | 1.4398 | 8.6182 | 2.1172e-05 | 1.957e-05 | 0.6008 | 1.7963e-05 | 1.8799e-05 | 0.49728 | 2.4565e-05 | 1.5023e-05
TAS1 | Hydro | 53009.7978 | 51756.9176 | 49999.8628 | 52558.0053 | 52709.0829 | 47006.4191 | 45114.0808 | 44343.8166 | 41886.5328 | 39924.2886 | 35261.9441 | 34801.1502 | 34432.9618 | 33608.5661 | 30875.2649 | 28856.2587 | 29565.947 | 26584.4498 | 24969.6352 | 22550.0291 | 22192.4414 | 22971.772 | 21608.7356 | 19392.3869 | 19245.7314 | 20595.7965 | 18665.3667 | 17502.9806 | 16352.5029
TAS1 | Wind | 3360.5673 | 3870.4752 | 3293.2985 | 3165.318 | 3209.6964 | 3120.5676 | 3009.598 | 2435.9487 | 2361.674 | 2035.8871 | 2379.0423 | 2044.3054 | 1999.578 | 1988.8972 | 1966.0592 | 1942.9958 | 1592.401 | 1510.7047 | 1290.5978 | 1527.0451 | 1282.1254 | 1263.9218 | 1253.6526 | 975.0794 | 926.7028 | 759.0291 | 728.8819 | 618.0701 | 722.5089
TAS1 | Solar PV | 1.7808e-08 | 3.0271e-08 | 3.8161e-08 | 6.6301e-08 | 5.3823e-08 | 6.2637e-08 | 7.3995e-08 | 7.532e-08 | 1.5432e-07 | 1.8171e-07 | 1.6704e-07 | 1.6648e-07 | 1.6257e-07 | 1.2842e-07 | 1.3776e-07 | 1.2789e-07 | 1.2033e-07 | 3.1779e-07 | 3.302e-07 | 2.8551e-07 | 7.5509e-07 | 7.3554e-07 | 6.0454e-07 | 6.4052e-07 | 5.8405e-07 | 5.5664e-07 | 5.8601e-07 | 5.4509e-07 | 4.44e-07
TAS1 | Grid Battery | 3.1429e-08 | 4.3896e-08 | 4.0669e-08 | 4.6463e-08 | 6.1552e-08 | 6.0323e-08 | 6.6788e-08 | 7.4724e-08 | 7.5462e-08 | 7.6384e-08 | 8.2851e-08 | 8.0995e-08 | 8.0136e-08 | 9.2277e-08 | 8.6363e-08 | 8.2379e-08 | 9.1811e-08 | 8.374e-08 | 9.7566e-08 | 1.1541e-07 | 9.1143e-08 | 8.6499e-08 | 1.0019e-07 | 9.311e-08 | 9.4138e-08 | 9.6576e-08 | 8.7225e-08 | 8.3632e-08 | 1.3416e-07
TAS1 | Pumped Hydro | 0 | 0 | 1.2013e-07 | 1.1733e-07 | 1.2413e-07 | 1.3264e-07 | 1.2608e-07 | 1.3216e-07 | 1.2007e-07 | 1.2251e-07 | 1.3212e-07 | 1.2616e-07 | 1.2424e-07 | 1.4412e-07 | 1.3181e-07 | 1.2925e-07 | 1.403e-07 | 1.2612e-07 | 1.5205e-07 | 1.7619e-07 | 1.4164e-07 | 1.3309e-07 | 1.5424e-07 | 1.3976e-07 | 1.3681e-07 | 1.425e-07 | 1.2751e-07 | 1.2604e-07 | 1.8008e-07
TAS1 | VPP | 0.0044989 | 0.01946 | 0.031091 | 0.041612 | 0.06548 | 0.090969 | 0.11306 | 0.13995 | 0.14289 | 0.16455 | 0.21318 | 0.1807 | 0.17656 | 0.22115 | 0.21398 | 0.1998 | 0.22078 | 0.19864 | 0.20862 | 0.24456 | 0.21812 | 0.18116 | 0.22085 | 0.17009 | 0.16213 | 0.16875 | 0.12331 | 0.13923 | 0.11916
Total excluding storage |  | 56370.3652 | 55627.3929 | 53293.1613 | 55723.3234 | 55918.7794 | 50126.9867 | 48123.6788 | 46779.7654 | 44248.2069 | 41960.1758 | 37640.9865 | 36846.4406 | 36432.5398 | 35597.4633 | 32841.3241 | 30799.2545 | 31158.3481 | 28095.1546 | 26264.4711 | 24078.5141 | 23483.185 | 24235.6938 | 22862.3883 | 20368.0671 | 20172.4342 | 21354.8256 | 19394.7459 | 18121.0508 | 17075.0118
Explicitly modelled pumping
Region | Technology | 2021-22 | 2022-23 | 2023-24 | 2024-25 | 2025-26 | 2026-27 | 2027-28 | 2028-29 | 2029-30 | 2030-31 | 2031-32 | 2032-33 | 2033-34 | 2034-35 | 2035-36 | 2036-37 | 2037-38 | 2038-39 | 2039-40 | 2040-41 | 2041-42 | 2042-43 | 2043-44 | 2044-45 | 2045-46 | 2046-47 | 2047-48 | 2048-49 | 2049-50
NEM | Grid Battery pump | 0.1603 | 0.23953 | 0.26464 | 0.28743 | 0.26341 | 0.2573 | 0.24999 | 0.22354 | 0.20594 | 0.19826 | 0.18099 | 0.17018 | 0.13896 | 0.11826 | 0.11863 | 0.11218 | 0.10245 | 0.095565 | 0.097518 | 0.077982 | 0.041866 | 0.022392 | 0.019122 | 0.020507 | 0.01879 | 0.014404 | 0.013323 | 0.012624 | 0.010925
NEM | Pumped Hydro Pump | 5092.6509 | 7648.5688 | 9273.9245 | 10920.7074 | 7009.342 | 9073.3868 | 11574.2821 | 10688.0044 | 10566.8507 | 12821.5916 | 12724.2155 | 11850.0238 | 10828.9697 | 9783.0398 | 11094.8018 | 10192.4637 | 9538.5799 | 8712.4454 | 9673.538 | 8428.9505 | 8910.4466 | 7940.2798 | 6183.638 | 7262.9249 | 6631.9841 | 5815.2461 | 4811.9296 | 4360.8836 | 3125.287
NEM | VPP pump | 0.45257 | 1.3441 | 2.904 | 5.7535 | 8.3719 | 11.3472 | 14.1368 | 16.2617 | 18.7615 | 20.7832 | 21.9575 | 23.2495 | 24.7152 | 25.6651 | 27.8653 | 26.9893 | 25.4703 | 25.1385 | 25.6745 | 25.3778 | 25.2623 | 23.2967 | 19.979 | 19.6023 | 17.4968 | 14.4996 | 12.3612 | 9.9931 | 9.5337
Region | Technology | 2021-22 | 2022-23 | 2023-24 | 2024-25 | 2025-26 | 2026-27 | 2027-28 | 2028-29 | 2029-30 | 2030-31 | 2031-32 | 2032-33 | 2033-34 | 2034-35 | 2035-36 | 2036-37 | 2037-38 | 2038-39 | 2039-40 | 2040-41 | 2041-42 | 2042-43 | 2043-44 | 2044-45 | 2045-46 | 2046-47 | 2047-48 | 2048-49 | 2049-50
NSW1 | Grid Battery pump | 0 | 0 | 0 | 0 | 0 | 0 | 0 | 0 | 0 | 0 | 0 | 0 | 0 | 0 | 0 | 0 | 0 | 0 | 0 | 0 | 0 | 0 | 0 | 0 | 0 | 0 | 0 | 0 | 0
NSW1 | Pumped Hydro Pump | 2716.7194 | 4653.0618 | 5655.6245 | 7747.1049 | 3757.2855 | 5380.2188 | 7493.8246 | 7109.2356 | 7078.9515 | 9274.8124 | 9452.859 | 8997.4688 | 8821.7818 | 8041.154 | 9234.0757 | 8534.3156 | 8245.5084 | 7595.7422 | 8274.5809 | 7055.0357 | 7315.939 | 6692.4566 | 5366.3004 | 6380.1042 | 6069.5356 | 5416.0954 | 4414.3268 | 4164.5094 | 2953.5929
NSW1 | VPP pump | 0.087274 | 0.41052 | 0.77447 | 1.6543 | 2.472 | 3.4644 | 4.296 | 5.0918 | 5.7798 | 6.6906 | 7.0081 | 7.6875 | 8.3442 | 8.7483 | 9.5415 | 9.3498 | 9.0325 | 8.8093 | 8.9453 | 8.7665 | 8.9376 | 8.7408 | 7.5941 | 7.9411 | 7.3457 | 6.8922 | 6.1647 | 5.5103 | 4.9987
Region | Technology | 2021-22 | 2022-23 | 2023-24 | 2024-25 | 2025-26 | 2026-27 | 2027-28 | 2028-29 | 2029-30 | 2030-31 | 2031-32 | 2032-33 | 2033-34 | 2034-35 | 2035-36 | 2036-37 | 2037-38 | 2038-39 | 2039-40 | 2040-41 | 2041-42 | 2042-43 | 2043-44 | 2044-45 | 2045-46 | 2046-47 | 2047-48 | 2048-49 | 2049-50
QLD1 | Grid Battery pump | 0 | 0.024877 | 0.026949 | 0.029179 | 0.027228 | 0.027296 | 0.026096 | 0.023476 | 0.021788 | 0.021115 | 0.019897 | 0.018972 | 0.017446 | 0.016656 | 0.016219 | 0.015435 | 0.014318 | 0.013829 | 0.013434 | 0 | 0 | 0 | 0 | 0 | 0 | 0 | 0 | 0 | 0
QLD1 | Pumped Hydro Pump | 2375.9315 | 2995.507 | 3618.3 | 3173.6025 | 3252.0565 | 3693.168 | 4080.4575 | 3578.7688 | 3487.8992 | 3546.7792 | 3271.3565 | 2852.555 | 2007.1879 | 1741.8858 | 1860.7261 | 1658.1481 | 1293.0715 | 1116.7032 | 1398.9571 | 1373.9148 | 1594.5076 | 1247.8232 | 817.3376 | 882.8207 | 562.4485 | 399.1507 | 397.6028 | 196.3742 | 171.6942
QLD1 | VPP pump | 0.11457 | 0.41584 | 0.81822 | 1.5657 | 2.259 | 2.978 | 3.6945 | 4.1179 | 4.873 | 5.3312 | 5.7105 | 6.0371 | 6.3634 | 6.6534 | 7.0786 | 6.6143 | 6.1635 | 6.2888 | 6.321 | 6.4702 | 6.624 | 5.4887 | 4.7439 | 4.5997 | 3.4656 | 2.2166 | 2.2953 | 1.0815 | 1.3727
Region | Technology | 2021-22 | 2022-23 | 2023-24 | 2024-25 | 2025-26 | 2026-27 | 2027-28 | 2028-29 | 2029-30 | 2030-31 | 2031-32 | 2032-33 | 2033-34 | 2034-35 | 2035-36 | 2036-37 | 2037-38 | 2038-39 | 2039-40 | 2040-41 | 2041-42 | 2042-43 | 2043-44 | 2044-45 | 2045-46 | 2046-47 | 2047-48 | 2048-49 | 2049-50
VIC1 | Grid Battery pump | 0.059718 | 0.12294 | 0.13137 | 0.15997 | 0.14789 | 0.14507 | 0.14237 | 0.1266 | 0.11667 | 0.1127 | 0.10435 | 0.099266 | 0.072692 | 0.065245 | 0.06824 | 0.064029 | 0.05664 | 0.052811 | 0.055107 | 0.051265 | 0.016718 | 0 | 0 | 0 | 0 | 0 | 0 | 0 | 0
VIC1 | Pumped Hydro Pump | 0 | 0 | 0 | 0 | 0 | 0 | 0 | 0 | 0 | 0 | 0 | 0 | 0 | 0 | 0 | 0 | 0 | 0 | 0 | 0 | 0 | 0 | 0 | 0 | 0 | 0 | 0 | 0 | 0
VIC1 | VPP pump | 0.087153 | 0.21365 | 0.74458 | 1.7347 | 2.645 | 3.669 | 4.6633 | 5.3575 | 6.1922 | 6.6594 | 7.0737 | 7.3039 | 7.7179 | 7.8331 | 8.8334 | 8.7084 | 7.9685 | 7.8398 | 8.1808 | 7.9403 | 7.5835 | 7.1331 | 5.8906 | 5.3501 | 5.0837 | 4.053 | 2.695 | 2.3288 | 2.1831
Region | Technology | 2021-22 | 2022-23 | 2023-24 | 2024-25 | 2025-26 | 2026-27 | 2027-28 | 2028-29 | 2029-30 | 2030-31 | 2031-32 | 2032-33 | 2033-34 | 2034-35 | 2035-36 | 2036-37 | 2037-38 | 2038-39 | 2039-40 | 2040-41 | 2041-42 | 2042-43 | 2043-44 | 2044-45 | 2045-46 | 2046-47 | 2047-48 | 2048-49 | 2049-50
SA1 | Grid Battery pump | 0.10058 | 0.091718 | 0.10631 | 0.098277 | 0.088297 | 0.084931 | 0.081519 | 0.073458 | 0.067481 | 0.064449 | 0.056747 | 0.051937 | 0.048819 | 0.03636 | 0.034168 | 0.03272 | 0.031488 | 0.028925 | 0.028977 | 0.026717 | 0.025148 | 0.022392 | 0.019122 | 0.020507 | 0.01879 | 0.014404 | 0.013323 | 0.012624 | 0.010925
SA1 | Pumped Hydro Pump | 0 | 0 | 0 | 0 | 0 | 0 | 0 | 0 | 0 | 0 | 0 | 0 | 0 | 0 | 0 | 0 | 0 | 0 | 0 | 0 | 0 | 0 | 0 | 0 | 0 | 0 | 0 | 0 | 0
SA1 | VPP pump | 0.15828 | 0.28109 | 0.53002 | 0.74974 | 0.91921 | 1.1287 | 1.3493 | 1.5304 | 1.7475 | 1.9094 | 1.9143 | 2.0083 | 2.082 | 2.1701 | 2.1601 | 2.0801 | 2.0476 | 1.9665 | 1.9824 | 1.9115 | 1.8621 | 1.7193 | 1.492 | 1.5113 | 1.4094 | 1.1409 | 1.0611 | 0.90877 | 0.83895
Region | Technology | 2021-22 | 2022-23 | 2023-24 | 2024-25 | 2025-26 | 2026-27 | 2027-28 | 2028-29 | 2029-30 | 2030-31 | 2031-32 | 2032-33 | 2033-34 | 2034-35 | 2035-36 | 2036-37 | 2037-38 | 2038-39 | 2039-40 | 2040-41 | 2041-42 | 2042-43 | 2043-44 | 2044-45 | 2045-46 | 2046-47 | 2047-48 | 2048-49 | 2049-50
TAS1 | Grid Battery pump | 0 | 0 | 0 | 0 | 0 | 0 | 0 | 0 | 0 | 0 | 0 | 0 | 0 | 0 | 0 | 0 | 0 | 0 | 0 | 0 | 0 | 0 | 0 | 0 | 0 | 0 | 0 | 0 | 0
TAS1 | Pumped Hydro Pump | 0 | 0 | 0 | 0 | 0 | 0 | 0 | 0 | 0 | 0 | 0 | 0 | 0 | 0 | 0 | 0 | 0 | 0 | 0 | 0 | 0 | 0 | 0 | 0 | 0 | 0 | 0 | 0 | 0
TAS1 | VPP pump | 0.0052935 | 0.023005 | 0.036663 | 0.049072 | 0.076742 | 0.10702 | 0.13372 | 0.16396 | 0.169 | 0.19271 | 0.25081 | 0.2126 | 0.20774 | 0.26018 | 0.25175 | 0.2367 | 0.25813 | 0.23412 | 0.24505 | 0.28933 | 0.25504 | 0.21471 | 0.25828 | 0.20012 | 0.19227 | 0.19704 | 0.14512 | 0.1638 | 0.14021

## BaseCase_FOM Cost
FOM cost by technology ($000s) - Base Case, Step Change High Electrification Sensitivity
FOM | Real June 2020 dollars discounted to 1 July 2020. For new entrant capacity, the FOM is incurred annually in modelling. For existing capacity, FOM is considered to be a sunk cost, since the fixed retirement dates are assumed to be the same in the Base Case and the case with Marinus Link. As such, early retirements are presented as an annual FOM saving, or negative cost, that continues until the assumed fixed date retirement.
Explicitly modelled generation
Region | Technology | 2021-22 | 2022-23 | 2023-24 | 2024-25 | 2025-26 | 2026-27 | 2027-28 | 2028-29 | 2029-30 | 2030-31 | 2031-32 | 2032-33 | 2033-34 | 2034-35 | 2035-36 | 2036-37 | 2037-38 | 2038-39 | 2039-40 | 2040-41 | 2041-42 | 2042-43 | 2043-44 | 2044-45 | 2045-46 | 2046-47 | 2047-48 | 2048-49 | 2049-50
NEM | Black Coal | 0 | 0 | 0 | -201398.589 | -120434.8492 | -288734.628 | -196324.3156 | -243006.0909 | -194160.2426 | -185267.4069 | 206181.7544 | 284080.7657 | -140674.686 | -176547.8964 | -70980.9635 | -58104.1724 | -28821.5193 | -27501.4497 | -26312.0469 | -25036.709 | 202696.1521 | -22795.7906 | -18203.2524 | -12167.89 | -5805.291 | -3.0921e-05 | -2.9584e-05 | -2.815e-05 | -2.686e-05
NEM | Brown Coal | 0 | 0 | 0 | -341210.1328 | -337060.0863 | -359596.9863 | -355318.7641 | -421261.427 | -368445.8676 | -319584.6609 | -272974.6609 | -228544.5258 | -218076.8375 | -208088.5853 | -199089.0176 | -189439.2247 | -126094.1482 | -172483.4149 | -165023.7257 | -157025.0687 | -149833.0807 | -142970.4968 | -136787.204 | -130157.1638 | -124195.7669 | -124767.2776 | -88405.2925 | 0 | 0
NEM | CCGT | 0.0001124 | 0.00010725 | 0.00011159 | 0.00014427 | 0.00013766 | 0.00013136 | 0.00012988 | 0.00012655 | 0.00012757 | 0.00012515 | 0.00013376 | 0.00017823 | 0.00017007 | 0.00016484 | 0.00016165 | 0.00015382 | 0.00021527 | 0.00020639 | 0.00020171 | 0.00019193 | 0.00022343 | 0.0002132 | 0.00023883 | 0.00022725 | 0.00021684 | 0.0004213 | 0.00042584 | 0.00040634 | 0.00038773
NEM | Gas - Steam | 0 | 0 | 0 | 0 | 0 | 0 | 0 | 0 | 0 | 0 | 0 | 0 | 0 | 0 | 0 | 0 | 0 | 0 | 0 | 0 | 0 | 0 | 0 | 0 | 0 | 0 | 0 | 0 | 0
NEM | OCGT / Diesel | 0.0004155 | 0.0004106 | 0.00040477 | 0.00038845 | 0.00037066 | 0.00035368 | 0.00033838 | 0.00032713 | 0.00032271 | 0.00032998 | 0.00035998 | 0.00083247 | 0.00079434 | 0.00084083 | 2681.3803 | 2551.4145 | 11850.9441 | 11308.1528 | 15497.5532 | 14746.3908 | 18442.9806 | 19947.0441 | 29146.5618 | 30722.6757 | 29315.5302 | 31801.4481 | 30426.0758 | 35583.9499 | 42465.8733
NEM | Hydro | 0 | 0 | 0 | 0 | 0 | 0 | 0 | 0 | 0 | 0 | 0 | 0 | 0 | 0 | 0 | 0 | 0 | 0 | 0 | 0 | 0 | 0 | 0 | 0 | 0 | 0 | 0 | 0 | 0
NEM | Wind | 159493.1369 | 152188.1083 | 198978.1031 | 313522.6344 | 316525.2125 | 309169.6641 | 333986.1105 | 360730.4167 | 345503.8455 | 362867.6378 | 364394.7029 | 428845.2234 | 444031.9371 | 426356.3077 | 414834.5301 | 418403.961 | 425750.9172 | 424017.9299 | 411530.1822 | 400522.9846 | 387989.3031 | 408564.4024 | 396842.2794 | 379102.4373 | 394455.5461 | 419401.1513 | 421159.1883 | 430450.0449 | 491589.6635
NEM | Solar PV | 0.00067044 | 0.0011081 | 0.0012068 | 0.0041993 | 5485.6429 | 9578.0823 | 13793.3288 | 21876.1777 | 23111.9496 | 25804.7373 | 34541.962 | 90741.9225 | 110244.0973 | 109477.1795 | 107044.9903 | 102057.4374 | 160218.3529 | 159865.3378 | 163118.7149 | 180188.1102 | 214276.0543 | 237343.356 | 232559.2568 | 221287.1702 | 211151.8802 | 246965.4401 | 236284.4977 | 224831.8498 | 231694.9027
NEM | Grid Battery | 0.00051501 | 0.0007395 | 0.00070752 | 0.0010228 | 0.0012949 | 0.0014263 | 0.0019114 | 1072.6579 | 1023.5294 | 976.6506 | 1699.5296 | 8141.0027 | 11218.8894 | 10705.0471 | 14115.017 | 13430.8658 | 12894.2939 | 12303.7155 | 11771.6002 | 11201.0338 | 50740.4737 | 61932.5092 | 60249.7495 | 81657.2665 | 83069.9112 | 105447.0492 | 119543.9014 | 125636.0049 | 119881.6841
NEM | Pumped Hydro | 0 | 0 | 0.0010764 | 0.0014965 | 0.0014486 | 0.0031938 | 0.0031832 | 112.8003 | 107.634 | 102.707 | 396.5313 | 36405.5681 | 40234.2449 | 38391.455 | 39577.1871 | 37658.8911 | 52071.4053 | 49686.4554 | 49519.4761 | 47119.28 | 48576.0152 | 47644.8718 | 45584.2915 | 43374.8327 | 41388.1993 | 39492.5567 | 37784.5536 | 35953.1462 | 34306.4372
NEM | VPP | 0 | 0 | 0 | 0 | 0 | 0 | 0 | 0 | 0 | 0 | 0 | 0 | 0 | 0 | 0 | 0 | 0 | 0 | 0 | 0 | 0 | 0 | 0 | 0 | 0 | 0 | 0 | 0 | 0
Total excluding storage |  | 159493.1381 | 152188.1099 | 198978.1048 | -229086.0827 | -135484.0796 | -329583.8675 | -203863.64 | -281660.9231 | -193990.3145 | -116179.6923 | 332143.7589 | 575123.3869 | 195524.5118 | 151197.0064 | 254490.9197 | 275469.4159 | 442904.5469 | 395206.5559 | 398810.6778 | 413395.7082 | 673571.4096 | 500088.5152 | 503557.6419 | 488787.2296 | 504921.8989 | 573400.7623 | 599464.4697 | 690865.845 | 765750.4399
Region | Technology | 2021-22 | 2022-23 | 2023-24 | 2024-25 | 2025-26 | 2026-27 | 2027-28 | 2028-29 | 2029-30 | 2030-31 | 2031-32 | 2032-33 | 2033-34 | 2034-35 | 2035-36 | 2036-37 | 2037-38 | 2038-39 | 2039-40 | 2040-41 | 2041-42 | 2042-43 | 2043-44 | 2044-45 | 2045-46 | 2046-47 | 2047-48 | 2048-49 | 2049-50
NSW1 | Black Coal | 0 | 0 | 0 | -47407.0412 | 32344.7418 | -135016.0437 | -129176.7709 | -122915.6064 | -72811.6291 | -69476.7453 | -66471.964 | 228633.6454 | -60353.1331 | -57588.8674 | -0.00061393 | -0.00058418 | -0.00055742 | -0.00053189 | -0.00050889 | -0.00048422 | -12664.1493 | 0 | 0 | 0 | 0 | 0 | 0 | 0 | 0
NSW1 | Brown Coal | 0 | 0 | 0 | 0 | 0 | 0 | 0 | 0 | 0 | 0 | 0 | 0 | 0 | 0 | 0 | 0 | 0 | 0 | 0 | 0 | 0 | 0 | 0 | 0 | 0 | 0 | 0 | 0 | 0
NSW1 | CCGT | 2.4749e-05 | 2.3616e-05 | 2.4335e-05 | 3.0102e-05 | 2.8723e-05 | 2.7407e-05 | 2.7693e-05 | 2.7254e-05 | 2.8737e-05 | 2.742e-05 | 2.7724e-05 | 4.6523e-05 | 4.4392e-05 | 4.4919e-05 | 4.2976e-05 | 4.0893e-05 | 6.0654e-05 | 5.7876e-05 | 5.5373e-05 | 5.2689e-05 | 5.8118e-05 | 5.5456e-05 | 5.3058e-05 | 5.0486e-05 | 4.8174e-05 | 6.4834e-05 | 6.203e-05 | 5.9023e-05 | 5.632e-05
NSW1 | Gas - Steam | 0 | 0 | 0 | 0 | 0 | 0 | 0 | 0 | 0 | 0 | 0 | 0 | 0 | 0 | 0 | 0 | 0 | 0 | 0 | 0 | 0 | 0 | 0 | 0 | 0 | 0 | 0 | 0 | 0
NSW1 | OCGT / Diesel | 8.5917e-05 | 8.6155e-05 | 8.7394e-05 | 8.5362e-05 | 8.1453e-05 | 7.7722e-05 | 7.4361e-05 | 7.0756e-05 | 6.7516e-05 | 6.7073e-05 | 6.7923e-05 | 0.00032879 | 0.00031373 | 0.00038223 | 197.5314 | 187.9571 | 5838.1604 | 5570.7637 | 5329.8353 | 5071.4995 | 4839.2172 | 4617.5736 | 10049.6429 | 9562.5394 | 9124.5604 | 9581.873 | 9167.4691 | 8723.1243 | 8872.9439
NSW1 | Hydro | 0 | 0 | 0 | 0 | 0 | 0 | 0 | 0 | 0 | 0 | 0 | 0 | 0 | 0 | 0 | 0 | 0 | 0 | 0 | 0 | 0 | 0 | 0 | 0 | 0 | 0 | 0 | 0 | 0
NSW1 | Wind | 41055.7647 | 39175.3486 | 87094.8171 | 133749.1963 | 133377.8953 | 127268.9841 | 121764.7618 | 117862.4261 | 112464.1473 | 140501.5093 | 137058.6491 | 189912.2308 | 181213.9606 | 172914.0845 | 168011.3604 | 169368.4383 | 161611.1055 | 166263.2379 | 159072.5635 | 151362.3581 | 144429.7374 | 157654.246 | 150835.8996 | 143524.9228 | 156748.3055 | 177253.9094 | 169587.9024 | 161368.0209 | 153977.1193
NSW1 | Solar PV | 0.00016188 | 0.00027752 | 0.0002974 | 0.00089406 | 1564.3438 | 5836.3846 | 5583.9692 | 14064.7234 | 15658.2716 | 14941.0993 | 14294.9171 | 54422.7211 | 65958.8175 | 63900.2918 | 63439.2453 | 60364.3616 | 92550.9115 | 95297.1683 | 92690.9277 | 106931.7191 | 117563.9759 | 124310.482 | 118934.2113 | 113169.501 | 107986.165 | 119977.3267 | 114788.4594 | 109224.6926 | 106194.1838
NSW1 | Grid Battery | 0.00017678 | 0.00025204 | 0.00024114 | 0.00038161 | 0.00039916 | 0.00038614 | 0.00058618 | 0.00071057 | 0.00096314 | 0.001074 | 0.0011737 | 3382.0427 | 3227.1399 | 3079.332 | 2946.155 | 2803.3557 | 2674.958 | 2552.4408 | 2442.0555 | 2323.6897 | 28582.1969 | 27273.0886 | 26093.5621 | 24828.814 | 23691.6164 | 22606.506 | 21628.8033 | 20580.4608 | 19637.8443
NSW1 | Pumped Hydro | 0 | 0 | 0.00029983 | 0.00037529 | 0.0003581 | 0.0003417 | 0.00042368 | 0.00041639 | 0.00047363 | 0.00059948 | 0.00059719 | 17174.3945 | 16387.781 | 15637.1956 | 14960.9067 | 14235.7555 | 18422.7426 | 17578.9529 | 18668.1314 | 17763.2919 | 16949.7062 | 16173.3838 | 15473.9054 | 14723.8893 | 14049.5126 | 13406.0235 | 12826.23 | 12204.546 | 11645.5591
NSW1 | VPP | 0 | 0 | 0 | 0 | 0 | 0 | 0 | 0 | 0 | 0 | 0 | 0 | 0 | 0 | 0 | 0 | 0 | 0 | 0 | 0 | 0 | 0 | 0 | 0 | 0 | 0 | 0 | 0 | 0
Total excluding storage |  | 41055.7649 | 39175.349 | 87094.8175 | 86342.1562 | 167286.981 | -1910.6749 | -1828.0398 | 9011.5432 | 55310.79 | 85965.8634 | 84881.6023 | 472968.5976 | 186819.6454 | 179225.5093 | 231648.1365 | 229920.7565 | 260000.1769 | 267131.1695 | 257093.326 | 263365.5763 | 254168.7812 | 286582.3017 | 279819.7539 | 266256.9632 | 273859.0311 | 306813.1091 | 293543.8309 | 279315.8378 | 269044.2471
Region | Technology | 2021-22 | 2022-23 | 2023-24 | 2024-25 | 2025-26 | 2026-27 | 2027-28 | 2028-29 | 2029-30 | 2030-31 | 2031-32 | 2032-33 | 2033-34 | 2034-35 | 2035-36 | 2036-37 | 2037-38 | 2038-39 | 2039-40 | 2040-41 | 2041-42 | 2042-43 | 2043-44 | 2044-45 | 2045-46 | 2046-47 | 2047-48 | 2048-49 | 2049-50
QLD1 | Black Coal | 0 | 0 | 0 | -153991.5478 | -152779.591 | -153718.5843 | -67147.5447 | -120090.4845 | -121348.6135 | -115790.6617 | 272653.7185 | 55447.1204 | -80321.5529 | -118959.029 | -70980.9629 | -58104.1718 | -28821.5188 | -27501.4492 | -26312.0464 | -25036.7085 | 215360.3014 | -22795.7906 | -18203.2524 | -12167.89 | -5805.291 | -3.0921e-05 | -2.9584e-05 | -2.815e-05 | -2.686e-05
QLD1 | Brown Coal | 0 | 0 | 0 | 0 | 0 | 0 | 0 | 0 | 0 | 0 | 0 | 0 | 0 | 0 | 0 | 0 | 0 | 0 | 0 | 0 | 0 | 0 | 0 | 0 | 0 | 0 | 0 | 0 | 0
QLD1 | CCGT | 2.5509e-05 | 2.4341e-05 | 2.4791e-05 | 3.3544e-05 | 3.2007e-05 | 3.0541e-05 | 2.922e-05 | 2.9872e-05 | 3.1204e-05 | 3.2196e-05 | 4.0713e-05 | 4.3205e-05 | 4.1226e-05 | 3.9338e-05 | 3.7636e-05 | 3.5812e-05 | 4.1663e-05 | 3.9755e-05 | 3.8036e-05 | 3.6192e-05 | 3.4535e-05 | 3.2953e-05 | 3.1528e-05 | 2.9999e-05 | 2.8625e-05 | 2.7314e-05 | 2.6133e-05 | 2.4866e-05 | 2.3727e-05
QLD1 | Gas - Steam | 0 | 0 | 0 | 0 | 0 | 0 | 0 | 0 | 0 | 0 | 0 | 0 | 0 | 0 | 0 | 0 | 0 | 0 | 0 | 0 | 0 | 0 | 0 | 0 | 0 | 0 | 0 | 0 | 0
QLD1 | OCGT / Diesel | 8.4558e-05 | 8.471e-05 | 8.5557e-05 | 8.2503e-05 | 7.8724e-05 | 7.5118e-05 | 7.1869e-05 | 7.2064e-05 | 7.0612e-05 | 7.518e-05 | 0.0001021 | 0.00012606 | 0.00012029 | 0.00011478 | 0.00010981 | 0.00010591 | 83.5393 | 79.713 | 4754.7292 | 4524.2687 | 4317.0503 | 6468.103 | 6188.3657 | 5888.4172 | 5618.7187 | 8314.7555 | 7955.1528 | 7569.5686 | 12119.72
QLD1 | Hydro | 0 | 0 | 0 | 0 | 0 | 0 | 0 | 0 | 0 | 0 | 0 | 0 | 0 | 0 | 0 | 0 | 0 | 0 | 0 | 0 | 0 | 0 | 0 | 0 | 0 | 0 | 0 | 0 | 0
QLD1 | Wind | 94987.3647 | 90636.7983 | 86716.8716 | 107902.5685 | 114568.2433 | 109320.8428 | 106306.9024 | 116334.1533 | 111005.8716 | 105921.6331 | 103874.2405 | 111798.2351 | 129075.1843 | 123520.9828 | 122060.4922 | 121627.3375 | 125009.226 | 119283.6125 | 114124.7474 | 108593.1506 | 108325.413 | 120182.1396 | 114984.4143 | 110906.1497 | 116199.5144 | 113984.1967 | 109054.5246 | 133473.013 | 127791.4642
QLD1 | Solar PV | 0.00020305 | 0.00032089 | 0.00032748 | 0.00084095 | 0.00080243 | 0.00077032 | 0.00073701 | 0.00090091 | 0.00088037 | 0.0011042 | 4120.7698 | 12607.5026 | 21659.6126 | 20667.5692 | 19773.7231 | 18815.2958 | 38529.1126 | 36764.4204 | 40873.3083 | 44597.026 | 50947.5002 | 65262.2919 | 62439.7804 | 59413.3405 | 56692.1188 | 82643.0787 | 79068.8702 | 75236.4229 | 85881.9309
QLD1 | Grid Battery | 8.6914e-05 | 0.000123 | 0.00011768 | 0.00017739 | 0.00026596 | 0.00025377 | 0.00044294 | 1072.656 | 1023.5267 | 976.6477 | 1699.5265 | 3730.0551 | 7009.9699 | 6688.9026 | 6399.616 | 6089.4283 | 5810.5232 | 5544.3924 | 5304.6044 | 5047.4916 | 4816.3088 | 18111.7411 | 17328.4313 | 18388.8494 | 21900.5451 | 47079.3315 | 45043.2101 | 53227.579 | 50789.6746
QLD1 | Pumped Hydro | 0 | 0 | 0.00014805 | 0.00021091 | 0.00020789 | 0.00025451 | 0.000257 | 112.7975 | 107.6312 | 102.7015 | 396.5258 | 5957.017 | 11180.2839 | 10668.2098 | 10206.8233 | 9712.1012 | 19770.2289 | 18864.7222 | 18181.2977 | 17300.055 | 17780.3951 | 18259.7382 | 17470.0276 | 16623.2599 | 15861.8892 | 15135.3905 | 14480.804 | 13778.9232 | 13147.8275
QLD1 | VPP | 0 | 0 | 0 | 0 | 0 | 0 | 0 | 0 | 0 | 0 | 0 | 0 | 0 | 0 | 0 | 0 | 0 | 0 | 0 | 0 | 0 | 0 | 0 | 0 | 0 | 0 | 0 | 0 | 0
Total excluding storage |  | 94987.365 | 90636.7987 | 86716.8721 | -46088.9784 | -38211.3468 | -44397.7406 | 39159.3585 | -3756.3302 | -10342.741 | -9869.0274 | 380648.7289 | 179852.8583 | 70413.2441 | 25229.5232 | 70853.2525 | 82338.4616 | 134800.3591 | 128626.2968 | 133440.7385 | 132677.7369 | 378950.2649 | 169116.7439 | 165409.3081 | 164040.0175 | 172705.0609 | 204942.0308 | 196078.5476 | 216279.0045 | 225793.115
Region | Technology | 2021-22 | 2022-23 | 2023-24 | 2024-25 | 2025-26 | 2026-27 | 2027-28 | 2028-29 | 2029-30 | 2030-31 | 2031-32 | 2032-33 | 2033-34 | 2034-35 | 2035-36 | 2036-37 | 2037-38 | 2038-39 | 2039-40 | 2040-41 | 2041-42 | 2042-43 | 2043-44 | 2044-45 | 2045-46 | 2046-47 | 2047-48 | 2048-49 | 2049-50
VIC1 | Black Coal | 0 | 0 | 0 | 0 | 0 | 0 | 0 | 0 | 0 | 0 | 0 | 0 | 0 | 0 | 0 | 0 | 0 | 0 | 0 | 0 | 0 | 0 | 0 | 0 | 0 | 0 | 0 | 0 | 0
VIC1 | Brown Coal | 0 | 0 | 0 | -341210.1328 | -337060.0863 | -359596.9863 | -355318.7641 | -421261.427 | -368445.8676 | -319584.6609 | -272974.6609 | -228544.5258 | -218076.8375 | -208088.5853 | -199089.0176 | -189439.2247 | -126094.1482 | -172483.4149 | -165023.7257 | -157025.0687 | -149833.0807 | -142970.4968 | -136787.204 | -130157.1638 | -124195.7669 | -124767.2776 | -88405.2925 | 0 | 0
VIC1 | CCGT | 2.2241e-05 | 2.1223e-05 | 2.128e-05 | 3.6745e-05 | 3.5062e-05 | 3.3456e-05 | 3.3835e-05 | 3.2195e-05 | 3.0721e-05 | 2.9314e-05 | 2.999e-05 | 4.327e-05 | 4.1289e-05 | 3.9397e-05 | 3.7694e-05 | 3.5867e-05 | 5.8401e-05 | 5.5726e-05 | 5.693e-05 | 5.4171e-05 | 7.8183e-05 | 7.4602e-05 | 0.00010623 | 0.00010108 | 9.6447e-05 | 0.00028692 | 0.00029643 | 0.00028321 | 0.00027024
VIC1 | Gas - Steam | 0 | 0 | 0 | 0 | 0 | 0 | 0 | 0 | 0 | 0 | 0 | 0 | 0 | 0 | 0 | 0 | 0 | 0 | 0 | 0 | 0 | 0 | 0 | 0 | 0 | 0 | 0 | 0 | 0
VIC1 | OCGT / Diesel | 8.1592e-05 | 8.085e-05 | 7.9803e-05 | 7.5935e-05 | 7.2457e-05 | 6.9138e-05 | 6.6148e-05 | 6.3639e-05 | 6.3796e-05 | 6.5434e-05 | 6.718e-05 | 0.00016969 | 0.00016192 | 0.0001545 | 1413.2329 | 1344.7339 | 3768.851 | 3596.2319 | 3440.6995 | 3273.9297 | 7495.9756 | 7152.6485 | 10890.3992 | 13351.3845 | 12739.8707 | 12156.3652 | 11630.6178 | 17699.5029 | 19954.36
VIC1 | Hydro | 0 | 0 | 0 | 0 | 0 | 0 | 0 | 0 | 0 | 0 | 0 | 0 | 0 | 0 | 0 | 0 | 0 | 0 | 0 | 0 | 0 | 0 | 0 | 0 | 0 | 0 | 0 | 0 | 0
VIC1 | Wind | 0.0031978 | 0.0030513 | 0.0032587 | 37096.1047 | 35397.0465 | 40917.5967 | 71973.1054 | 82398.3042 | 78624.3361 | 75023.2217 | 83233.0314 | 79198.748 | 88002.3251 | 86275.7565 | 82544.4393 | 86893.1733 | 97870.0419 | 93387.4445 | 89348.556 | 93957.4176 | 89654.0244 | 85547.7332 | 81847.9022 | 77880.7556 | 74313.6989 | 70910.018 | 87601.8412 | 83355.8027 | 159961.1486
VIC1 | Solar PV | 6.7961e-05 | 0.00010058 | 0.00011243 | 0.001098 | 3921.2956 | 3741.6943 | 7932.7022 | 7548.2062 | 7202.487 | 9851.2094 | 15116.2096 | 22750.5877 | 21708.576 | 20714.2901 | 19818.4233 | 18857.8295 | 21002.7111 | 20040.7548 | 22127.2242 | 21084.9891 | 38537.1196 | 40284.2269 | 38891.3714 | 37006.3168 | 35311.3709 | 33694.0562 | 32236.831 | 30674.3202 | 29269.3895
VIC1 | Grid Battery | 8.2709e-05 | 0.00011921 | 0.00011405 | 0.00016686 | 0.00023749 | 0.00033485 | 0.00032659 | 0.00039361 | 0.00059623 | 0.00084245 | 0.00088293 | 0.0044451 | 0.0042427 | 0.0040484 | 0.0038753 | 0.0036874 | 0.0035235 | 0.0033621 | 0.0033765 | 0.0032157 | 11685.3134 | 11150.1082 | 11663.6231 | 33525.7743 | 31990.2426 | 30525.0406 | 47862.1748 | 47061.0713 | 44905.6024
VIC1 | Pumped Hydro | 0 | 0 | 0.00016366 | 0.00045099 | 0.00043034 | 0.0020956 | 0.0020088 | 0.0019114 | 0.0018264 | 0.0043662 | 0.0043393 | 13274.156 | 12666.1794 | 12086.049 | 14409.4565 | 13711.0339 | 13878.4331 | 13242.7796 | 12670.0462 | 12055.9323 | 13845.913 | 13211.7491 | 12640.3577 | 12027.6828 | 11476.7966 | 10951.1418 | 10477.5188 | 9969.6762 | 9513.0498
VIC1 | VPP | 0 | 0 | 0 | 0 | 0 | 0 | 0 | 0 | 0 | 0 | 0 | 0 | 0 | 0 | 0 | 0 | 0 | 0 | 0 | 0 | 0 | 0 | 0 | 0 | 0 | 0 | 0 | 0 | 0
Total excluding storage |  | 0.0033696 | 0.003254 | 0.0034722 | -304114.0269 | -297741.7441 | -314937.6953 | -275412.9564 | -331314.9165 | -282619.0444 | -234710.2297 | -174625.4197 | -126595.1898 | -108365.9362 | -101098.5385 | -95312.9221 | -82343.488 | -3452.5442 | -55458.9836 | -50107.246 | -38708.7322 | -14145.961 | -9985.8881 | -5157.5311 | -1918.7068 | -1830.8263 | -8006.8379 | 43063.9977 | 131729.6261 | 209184.8983
Region | Technology | 2021-22 | 2022-23 | 2023-24 | 2024-25 | 2025-26 | 2026-27 | 2027-28 | 2028-29 | 2029-30 | 2030-31 | 2031-32 | 2032-33 | 2033-34 | 2034-35 | 2035-36 | 2036-37 | 2037-38 | 2038-39 | 2039-40 | 2040-41 | 2041-42 | 2042-43 | 2043-44 | 2044-45 | 2045-46 | 2046-47 | 2047-48 | 2048-49 | 2049-50
SA1 | Black Coal | 0 | 0 | 0 | 0 | 0 | 0 | 0 | 0 | 0 | 0 | 0 | 0 | 0 | 0 | 0 | 0 | 0 | 0 | 0 | 0 | 0 | 0 | 0 | 0 | 0 | 0 | 0 | 0 | 0
SA1 | Brown Coal | 0 | 0 | 0 | 0 | 0 | 0 | 0 | 0 | 0 | 0 | 0 | 0 | 0 | 0 | 0 | 0 | 0 | 0 | 0 | 0 | 0 | 0 | 0 | 0 | 0 | 0 | 0 | 0 | 0
SA1 | CCGT | 2.1498e-05 | 2.0514e-05 | 2.4386e-05 | 2.7893e-05 | 2.6616e-05 | 2.5397e-05 | 2.4298e-05 | 2.3121e-05 | 2.2062e-05 | 2.2055e-05 | 2.1775e-05 | 3.082e-05 | 2.9408e-05 | 2.8061e-05 | 3.0794e-05 | 2.9301e-05 | 4.315e-05 | 4.1174e-05 | 3.9393e-05 | 3.7484e-05 | 4.021e-05 | 3.8368e-05 | 3.6709e-05 | 3.493e-05 | 3.333e-05 | 3.1803e-05 | 3.0428e-05 | 2.8953e-05 | 2.7627e-05
SA1 | Gas - Steam | 0 | 0 | 0 | 0 | 0 | 0 | 0 | 0 | 0 | 0 | 0 | 0 | 0 | 0 | 0 | 0 | 0 | 0 | 0 | 0 | 0 | 0 | 0 | 0 | 0 | 0 | 0 | 0 | 0
SA1 | OCGT / Diesel | 8.1356e-05 | 8.057e-05 | 7.7086e-05 | 7.3349e-05 | 6.999e-05 | 6.6784e-05 | 6.3896e-05 | 6.0799e-05 | 6.0712e-05 | 6.1762e-05 | 6.225e-05 | 0.00013777 | 0.00013146 | 0.00012544 | 1070.6159 | 1018.7234 | 2160.3933 | 2061.444 | 1972.2892 | 1876.6928 | 1790.7375 | 1708.7189 | 2018.1539 | 1920.3345 | 1832.3803 | 1748.4545 | 1672.836 | 1591.7541 | 1518.8493
SA1 | Hydro | 0 | 0 | 0 | 0 | 0 | 0 | 0 | 0 | 0 | 0 | 0 | 0 | 0 | 0 | 0 | 0 | 0 | 0 | 0 | 0 | 0 | 0 | 0 | 0 | 0 | 0 | 0 | 0 | 0
SA1 | Wind | 10471.931 | 9992.3006 | 10940.8619 | 21238.7242 | 20265.9582 | 19337.7469 | 22149.8661 | 32915.5881 | 32703.4361 | 31205.5729 | 30454.8971 | 38635.8621 | 36866.2806 | 35177.7488 | 34116.7218 | 32463.0932 | 33577.4153 | 35864.4419 | 40163.8408 | 38217.1099 | 37188.1317 | 37172.6532 | 41512.7528 | 39500.6405 | 39345.5395 | 49256.1818 | 47125.9143 | 44841.7335 | 42787.9136
SA1 | Solar PV | 0.00021151 | 0.00036577 | 0.00041746 | 0.0012843 | 0.0026479 | 0.0025283 | 276.6565 | 263.247 | 251.1899 | 1012.4273 | 1010.0653 | 961.1109 | 917.091 | 4195.0281 | 4013.5985 | 4019.9503 | 8135.6176 | 7762.9939 | 7427.2544 | 7574.3756 | 7227.4578 | 7486.3545 | 12293.893 | 11698.0112 | 11162.2248 | 10650.9778 | 10190.3365 | 9696.4136 | 10349.398
SA1 | Grid Battery | 8.5634e-05 | 0.00012999 | 0.00012437 | 0.00016705 | 0.00021521 | 0.00027788 | 0.00035038 | 0.00050217 | 0.00082547 | 0.00079881 | 0.0007711 | 1028.9002 | 981.775 | 936.8082 | 4769.2418 | 4538.0779 | 4408.8088 | 4206.8787 | 4024.9365 | 3829.8489 | 5656.6542 | 5397.5708 | 5164.1327 | 4913.8285 | 5487.5067 | 5236.1706 | 5009.7128 | 4766.8933 | 4548.5623
SA1 | Pumped Hydro | 0 | 0 | 0.00011915 | 0.00012438 | 0.00011869 | 0.00013881 | 0.00013281 | 0.00012798 | 0.0001472 | 0.0001588 | 0.00015421 | 0.00023964 | 0.00022867 | 0.00021819 | 0.00025339 | 0.00024111 | 0.00031693 | 0.00030241 | 0.00028934 | 0.00027531 | 0.00039332 | 0.00037598 | 0.00035972 | 0.00034687 | 0.00049646 | 0.00047372 | 0.00045323 | 0.00043126 | 0.00041151
SA1 | VPP | 0 | 0 | 0 | 0 | 0 | 0 | 0 | 0 | 0 | 0 | 0 | 0 | 0 | 0 | 0 | 0 | 0 | 0 | 0 | 0 | 0 | 0 | 0 | 0 | 0 | 0 | 0 | 0 | 0
Total excluding storage |  | 10471.9314 | 9992.3011 | 10940.8624 | 21238.7256 | 20265.961 | 19337.7496 | 22426.5227 | 33178.8352 | 32954.6261 | 32218.0002 | 31464.9625 | 39596.9731 | 37783.3718 | 39372.7771 | 39200.9362 | 37501.7669 | 43873.4263 | 45688.8798 | 49563.3844 | 47668.1783 | 46206.3271 | 46367.7267 | 55824.7998 | 53118.9863 | 52340.1446 | 61655.6141 | 58989.0869 | 56129.9012 | 54656.161
Region | Technology | 2021-22 | 2022-23 | 2023-24 | 2024-25 | 2025-26 | 2026-27 | 2027-28 | 2028-29 | 2029-30 | 2030-31 | 2031-32 | 2032-33 | 2033-34 | 2034-35 | 2035-36 | 2036-37 | 2037-38 | 2038-39 | 2039-40 | 2040-41 | 2041-42 | 2042-43 | 2043-44 | 2044-45 | 2045-46 | 2046-47 | 2047-48 | 2048-49 | 2049-50
TAS1 | Black Coal | 0 | 0 | 0 | 0 | 0 | 0 | 0 | 0 | 0 | 0 | 0 | 0 | 0 | 0 | 0 | 0 | 0 | 0 | 0 | 0 | 0 | 0 | 0 | 0 | 0 | 0 | 0 | 0 | 0
TAS1 | Brown Coal | 0 | 0 | 0 | 0 | 0 | 0 | 0 | 0 | 0 | 0 | 0 | 0 | 0 | 0 | 0 | 0 | 0 | 0 | 0 | 0 | 0 | 0 | 0 | 0 | 0 | 0 | 0 | 0 | 0
TAS1 | CCGT | 1.8404e-05 | 1.7561e-05 | 1.6802e-05 | 1.5987e-05 | 1.5255e-05 | 1.4556e-05 | 1.483e-05 | 1.4111e-05 | 1.4849e-05 | 1.4169e-05 | 1.3556e-05 | 1.4411e-05 | 1.3751e-05 | 1.3121e-05 | 1.2554e-05 | 1.1945e-05 | 1.1398e-05 | 1.1854e-05 | 1.1977e-05 | 1.1397e-05 | 1.2384e-05 | 1.1817e-05 | 1.1306e-05 | 1.0758e-05 | 1.0265e-05 | 1.043e-05 | 1.082e-05 | 1.0295e-05 | 9.8236e-06
TAS1 | Gas - Steam | 0 | 0 | 0 | 0 | 0 | 0 | 0 | 0 | 0 | 0 | 0 | 0 | 0 | 0 | 0 | 0 | 0 | 0 | 0 | 0 | 0 | 0 | 0 | 0 | 0 | 0 | 0 | 0 | 0
TAS1 | OCGT / Diesel | 8.2078e-05 | 7.8318e-05 | 7.4931e-05 | 7.1299e-05 | 6.8034e-05 | 6.4918e-05 | 6.211e-05 | 5.9868e-05 | 6.0072e-05 | 6.0527e-05 | 6.0525e-05 | 7.0161e-05 | 6.6948e-05 | 6.3881e-05 | 6.1784e-05 | 6.0877e-05 | 6.1374e-05 | 6.0791e-05 | 7.7269e-05 | 7.3524e-05 | 7.0157e-05 | 6.6943e-05 | 6.4048e-05 | 6.1799e-05 | 6.1041e-05 | 6.1533e-05 | 6.206e-05 | 6.344e-05 | 6.1868e-05
TAS1 | Hydro | 0 | 0 | 0 | 0 | 0 | 0 | 0 | 0 | 0 | 0 | 0 | 0 | 0 | 0 | 0 | 0 | 0 | 0 | 0 | 0 | 0 | 0 | 0 | 0 | 0 | 0 | 0 | 0 | 0
TAS1 | Wind | 12978.0733 | 12383.6578 | 14225.5492 | 13536.0405 | 12916.0692 | 12324.4935 | 11791.4748 | 11219.9451 | 10706.0545 | 10215.7008 | 9773.8847 | 9300.1474 | 8874.1865 | 8467.7352 | 8101.5164 | 8051.9187 | 7683.1286 | 9219.193 | 8820.4746 | 8392.9485 | 8391.9965 | 8007.6303 | 7661.3104 | 7289.9687 | 7848.4879 | 7996.8455 | 7789.0058 | 7411.4747 | 7072.0179
TAS1 | Solar PV | 2.6037e-05 | 4.3357e-05 | 5.2011e-05 | 8.2002e-05 | 7.8246e-05 | 8.2587e-05 | 9.8194e-05 | 0.00010032 | 0.00017589 | 0.00020816 | 0.00019916 | 0.00019236 | 0.00018355 | 0.00017514 | 0.00016757 | 0.00015945 | 0.00015214 | 0.00034412 | 0.00036563 | 0.00034791 | 0.00080219 | 0.00076545 | 0.00073234 | 0.00069685 | 0.00066493 | 0.00063447 | 0.00060756 | 0.00057812 | 0.00055164
TAS1 | Grid Battery | 8.2972e-05 | 0.00011526 | 0.00011028 | 0.00012994 | 0.00017708 | 0.00017367 | 0.00020536 | 0.00023824 | 0.00026283 | 0.00026609 | 0.0002746 | 0.00031762 | 0.00030452 | 0.00029057 | 0.00028671 | 0.00027957 | 0.00031622 | 0.00030709 | 0.00039025 | 0.00037229 | 0.00039273 | 0.00038681 | 0.00037586 | 0.00037064 | 0.00040348 | 0.00041313 | 0.00041698 | 0.0004452 | 0.0004519
TAS1 | Pumped Hydro | 0 | 0 | 0.00034571 | 0.0003349 | 0.00033356 | 0.00036312 | 0.00036095 | 0.00037582 | 0.00036562 | 0.0003704 | 0.00036908 | 0.00041715 | 0.00039805 | 0.00038071 | 0.00036734 | 0.00037115 | 0.00039796 | 0.00038441 | 0.00049278 | 0.0004689 | 0.00044999 | 0.00043111 | 0.00041401 | 0.00039535 | 0.00038989 | 0.00040507 | 0.00039263 | 0.00040533 | 0.00038735
TAS1 | VPP | 0 | 0 | 0 | 0 | 0 | 0 | 0 | 0 | 0 | 0 | 0 | 0 | 0 | 0 | 0 | 0 | 0 | 0 | 0 | 0 | 0 | 0 | 0 | 0 | 0 | 0 | 0 | 0 | 0
Total excluding storage |  | 12978.0735 | 12383.6579 | 14225.5493 | 13536.0407 | 12916.0694 | 12324.4937 | 11791.475 | 11219.9452 | 10706.0547 | 10215.7011 | 9773.885 | 9300.1477 | 8874.1868 | 8467.7354 | 8101.5166 | 8051.919 | 7683.1288 | 9219.1934 | 8820.475 | 8392.9489 | 8391.9974 | 8007.6311 | 7661.3112 | 7289.9694 | 7848.4886 | 7996.8462 | 7789.0065 | 7411.4754 | 7072.0185

## BaseCase_Fuel Cost
Fuel cost by technology ($000s) - Base Case, Step Change High Electrification Sensitivity
Fuel | Real June 2020 dollars discounted to 1 July 2020
Explicitly modelled generation
Region | Technology | 2021-22 | 2022-23 | 2023-24 | 2024-25 | 2025-26 | 2026-27 | 2027-28 | 2028-29 | 2029-30 | 2030-31 | 2031-32 | 2032-33 | 2033-34 | 2034-35 | 2035-36 | 2036-37 | 2037-38 | 2038-39 | 2039-40 | 2040-41 | 2041-42 | 2042-43 | 2043-44 | 2044-45 | 2045-46 | 2046-47 | 2047-48 | 2048-49 | 2049-50
NEM | Black Coal | 1481566.9549 | 1298940.3905 | 1207930.3632 | 964806.2508 | 780411.6564 | 688130.9371 | 614555.5005 | 627690.4456 | 591693.0676 | 545508.6671 | 498119.3837 | 278926.4233 | 257262.1639 | 218867.2381 | 161565.223 | 150106.944 | 150229.846 | 142815.4936 | 127290.598 | 119183.8216 | 88529.4994 | 49882.1015 | 39909.3244 | 36074.2378 | 31382.963 | 29762.4862 | 27472.5147 | 23676.0895 | 22783.2802
NEM | Brown Coal | 196699.1019 | 167721.9771 | 164699.5245 | 70549.4664 | 65096.5675 | 46960.2412 | 8058.703 | 9771.7465 | 9609.781 | 8887.5838 | 7945.4551 | 7441.6404 | 7575.7856 | 7083.9222 | 6341.5685 | 5768.8226 | 4173.6684 | 5675.4176 | 5394.682 | 2148.9263 | 3811.648 | 4653.5599 | 4680.7967 | 3973.7995 | 3642.6001 | 1645.0778 | 0.00068452 | 0 | 0
NEM | CCGT | 173829.8765 | 162754.9144 | 117970.3436 | 205214.6171 | 236396.5596 | 201601.1438 | 189258.5385 | 173215.7316 | 208645.8264 | 204077.3542 | 224147.3603 | 220317.8899 | 249254.7552 | 233509.2571 | 202061.5505 | 162717.632 | 137581.9354 | 133238.3809 | 112971.2376 | 110345.2213 | 112286.7797 | 114673.7525 | 63344.7843 | 57663.7446 | 28144.8768 | 21196.7432 | 20267.9813 | 19261.9357 | 18367.8465
NEM | Gas - Steam | 83085.0645 | 78114.4268 | 72299.921 | 26958.2668 | 29909.6407 | 27770.3379 | 21839.0871 | 25540.6248 | 18659.5567 | 23952.0796 | 40779.7148 | 54945.1502 | 61989.7124 | 103790.6115 | 30250.0725 | 24199.3305 | 50170.3 | 62519.9625 | 3711.2368 | 4165.579 | 4875.6685 | 4858.2565 | 3833.762 | 3604.2118 | 2776.7468 | 0 | 0 | 0 | 0
NEM | OCGT / Diesel | 4875.7559 | 1714.775 | 8071.3251 | 36072.7716 | 26576.676 | 30586.007 | 20770.4442 | 32217.083 | 22082.2291 | 36804.3856 | 61586.2603 | 97767.0418 | 78193.3581 | 127933.1614 | 122631.8466 | 127194.6813 | 278091.9087 | 257562.1545 | 415895.571 | 495989.4494 | 461686.8167 | 533280.3734 | 701213.9112 | 464833.0236 | 448290.2973 | 655063.6639 | 652560.2246 | 725768.8299 | 676245.9483
NEM | Hydro | 0 | 0 | 0 | 0 | 0 | 0 | 0 | 0 | 0 | 0 | 0 | 0 | 0 | 0 | 0 | 0 | 0 | 0 | 0 | 0 | 0 | 0 | 0 | 0 | 0 | 0 | 0 | 0 | 0
NEM | Wind | 0 | 0 | 0 | 0 | 0 | 0 | 0 | 0 | 0 | 0 | 0 | 0 | 0 | 0 | 0 | 0 | 0 | 0 | 0 | 0 | 0 | 0 | 0 | 0 | 0 | 0 | 0 | 0 | 0
NEM | Solar PV | 0 | 0 | 0 | 0 | 0 | 0 | 0 | 0 | 0 | 0 | 0 | 0 | 0 | 0 | 0 | 0 | 0 | 0 | 0 | 0 | 0 | 0 | 0 | 0 | 0 | 0 | 0 | 0 | 0
NEM | Grid Battery | 0 | 0 | 0 | 0 | 0 | 0 | 0 | 0 | 0 | 0 | 0 | 0 | 0 | 0 | 0 | 0 | 0 | 0 | 0 | 0 | 0 | 0 | 0 | 0 | 0 | 0 | 0 | 0 | 0
NEM | Pumped Hydro | 0 | 0 | 0 | 0 | 0 | 0 | 0 | 0 | 0 | 0 | 0 | 0 | 0 | 0 | 0 | 0 | 0 | 0 | 0 | 0 | 0 | 0 | 0 | 0 | 0 | 0 | 0 | 0 | 0
NEM | VPP | 0 | 0 | 0 | 0 | 0 | 0 | 0 | 0 | 0 | 0 | 0 | 0 | 0 | 0 | 0 | 0 | 0 | 0 | 0 | 0 | 0 | 0 | 0 | 0 | 0 | 0 | 0 | 0 | 0
Total excluding storage |  | 1940056.7538 | 1709246.4838 | 1570971.4774 | 1303601.3726 | 1138391.1002 | 995048.6669 | 854482.2733 | 868435.6315 | 850690.4609 | 819230.0703 | 832578.1742 | 659398.1457 | 654275.7752 | 691184.1902 | 522850.2611 | 469987.4103 | 620247.6584 | 601811.4091 | 665263.3254 | 731832.9977 | 671190.4123 | 707348.0438 | 812982.5785 | 566149.0173 | 514237.4839 | 707667.9711 | 700300.7214 | 768706.8551 | 717397.0751
Region | Technology | 2021-22 | 2022-23 | 2023-24 | 2024-25 | 2025-26 | 2026-27 | 2027-28 | 2028-29 | 2029-30 | 2030-31 | 2031-32 | 2032-33 | 2033-34 | 2034-35 | 2035-36 | 2036-37 | 2037-38 | 2038-39 | 2039-40 | 2040-41 | 2041-42 | 2042-43 | 2043-44 | 2044-45 | 2045-46 | 2046-47 | 2047-48 | 2048-49 | 2049-50
NSW1 | Black Coal | 858716.021 | 732960.741 | 656297.732 | 612344.3161 | 479730.8587 | 402761.006 | 375187.2416 | 387999.4951 | 369863.6785 | 341412.9453 | 311222.9774 | 102955.3134 | 122194.719 | 102574.027 | 54480.6477 | 63901.1315 | 68695.5138 | 63563.775 | 57285.3736 | 47926.9745 | 26262.5008 | 0 | 0 | 0 | 0 | 0 | 0 | 0 | 0
NSW1 | Brown Coal | 0 | 0 | 0 | 0 | 0 | 0 | 0 | 0 | 0 | 0 | 0 | 0 | 0 | 0 | 0 | 0 | 0 | 0 | 0 | 0 | 0 | 0 | 0 | 0 | 0 | 0 | 0 | 0 | 0
NSW1 | CCGT | 2265.2354 | 2121.162 | 6116.9124 | 15405.4193 | 20625.695 | 11190.2123 | 20249.9142 | 24787.7884 | 47802.6251 | 37957.4419 | 39267.6167 | 45237.2338 | 47691.9137 | 56631.5928 | 46194.1083 | 36635.499 | 48758.4984 | 50916.7911 | 46402.5821 | 39560.8801 | 40063.8822 | 41034.1851 | 1944.4274 | 0.0020035 | 0.0019379 | 0.0027353 | 0.0026046 | 0.0024025 | 0.0022434
NSW1 | Gas - Steam | 0 | 0 | 0 | 0 | 0 | 0 | 0 | 0 | 0 | 0 | 0 | 0 | 0 | 0 | 0 | 0 | 0 | 0 | 0 | 0 | 0 | 0 | 0 | 0 | 0 | 0 | 0 | 0 | 0
NSW1 | OCGT / Diesel | 0.0014658 | 0.0014387 | 1104.7431 | 6403.5584 | 1145.1075 | 2496.7112 | 1674.4515 | 4231.5299 | 1843.2258 | 3511.6329 | 5075.0179 | 24497.8718 | 10467.4063 | 37188.8655 | 27302.356 | 33532.962 | 86693.4899 | 109291.1329 | 126553.4502 | 169136.5322 | 99135.1165 | 134760.5966 | 252322.1897 | 136384.1157 | 110945.7214 | 171381.791 | 218467.4215 | 189675.301 | 186913.5787
NSW1 | Hydro | 0 | 0 | 0 | 0 | 0 | 0 | 0 | 0 | 0 | 0 | 0 | 0 | 0 | 0 | 0 | 0 | 0 | 0 | 0 | 0 | 0 | 0 | 0 | 0 | 0 | 0 | 0 | 0 | 0
NSW1 | Wind | 0 | 0 | 0 | 0 | 0 | 0 | 0 | 0 | 0 | 0 | 0 | 0 | 0 | 0 | 0 | 0 | 0 | 0 | 0 | 0 | 0 | 0 | 0 | 0 | 0 | 0 | 0 | 0 | 0
NSW1 | Solar PV | 0 | 0 | 0 | 0 | 0 | 0 | 0 | 0 | 0 | 0 | 0 | 0 | 0 | 0 | 0 | 0 | 0 | 0 | 0 | 0 | 0 | 0 | 0 | 0 | 0 | 0 | 0 | 0 | 0
NSW1 | Grid Battery | 0 | 0 | 0 | 0 | 0 | 0 | 0 | 0 | 0 | 0 | 0 | 0 | 0 | 0 | 0 | 0 | 0 | 0 | 0 | 0 | 0 | 0 | 0 | 0 | 0 | 0 | 0 | 0 | 0
NSW1 | Pumped Hydro | 0 | 0 | 0 | 0 | 0 | 0 | 0 | 0 | 0 | 0 | 0 | 0 | 0 | 0 | 0 | 0 | 0 | 0 | 0 | 0 | 0 | 0 | 0 | 0 | 0 | 0 | 0 | 0 | 0
NSW1 | VPP | 0 | 0 | 0 | 0 | 0 | 0 | 0 | 0 | 0 | 0 | 0 | 0 | 0 | 0 | 0 | 0 | 0 | 0 | 0 | 0 | 0 | 0 | 0 | 0 | 0 | 0 | 0 | 0 | 0
Total excluding storage |  | 860981.2579 | 735081.9044 | 663519.3875 | 634153.2939 | 501501.6611 | 416447.9295 | 397111.6073 | 417018.8134 | 419509.5294 | 382882.0202 | 355565.612 | 172690.419 | 180354.039 | 196394.4853 | 127977.1121 | 134069.5925 | 204147.5021 | 223771.699 | 230241.4059 | 256624.3868 | 165461.4995 | 175794.7818 | 254266.6171 | 136384.1177 | 110945.7234 | 171381.7938 | 218467.4241 | 189675.3034 | 186913.5809
Region | Technology | 2021-22 | 2022-23 | 2023-24 | 2024-25 | 2025-26 | 2026-27 | 2027-28 | 2028-29 | 2029-30 | 2030-31 | 2031-32 | 2032-33 | 2033-34 | 2034-35 | 2035-36 | 2036-37 | 2037-38 | 2038-39 | 2039-40 | 2040-41 | 2041-42 | 2042-43 | 2043-44 | 2044-45 | 2045-46 | 2046-47 | 2047-48 | 2048-49 | 2049-50
QLD1 | Black Coal | 622850.9339 | 565979.6495 | 551632.6312 | 352461.9346 | 300680.7977 | 285369.931 | 239368.2588 | 239690.9505 | 221829.3892 | 204095.7218 | 186896.4063 | 175971.1099 | 135067.4449 | 116293.2111 | 107084.5753 | 86205.8125 | 81534.3322 | 79251.7186 | 70005.2244 | 71256.8471 | 62266.9986 | 49882.1015 | 39909.3244 | 36074.2378 | 31382.963 | 29762.4862 | 27472.5147 | 23676.0895 | 22783.2802
QLD1 | Brown Coal | 0 | 0 | 0 | 0 | 0 | 0 | 0 | 0 | 0 | 0 | 0 | 0 | 0 | 0 | 0 | 0 | 0 | 0 | 0 | 0 | 0 | 0 | 0 | 0 | 0 | 0 | 0 | 0 | 0
QLD1 | CCGT | 82195.0104 | 78193.8658 | 80837.2024 | 127960.0941 | 143604.2851 | 128675.132 | 131217.513 | 121796.46 | 125943.0541 | 126871.5931 | 141225.3684 | 128988.9639 | 148345.6414 | 122442.1763 | 112679.5142 | 85149.0932 | 88823.4314 | 82321.5843 | 66568.6502 | 70784.3362 | 72222.8912 | 73639.5611 | 61400.349 | 57663.7355 | 28144.8679 | 21196.7229 | 20267.9608 | 19261.9168 | 18367.8287
QLD1 | Gas - Steam | 2069.6935 | 1990.5486 | 3747.1415 | 3644.612 | 3552.3025 | 3378.0258 | 4933.8815 | 5424.952 | 6316.615 | 4757.306 | 4281.3045 | 4158.9488 | 6039.336 | 4963.573 | 4359.7885 | 4654.2985 | 5076.328 | 4525.8465 | 3711.2368 | 4165.579 | 4875.6685 | 4858.2565 | 3833.762 | 3604.2118 | 2776.7468 | 0 | 0 | 0 | 0
QLD1 | OCGT / Diesel | 0.0024257 | 0.0023557 | 0.0023511 | 10146.7473 | 5693.2929 | 5867.596 | 9296.9786 | 15131.2737 | 11331.9223 | 18587.9428 | 35136.4859 | 34895.2707 | 39430.2988 | 29643.834 | 34337.7923 | 40131.903 | 60395.1394 | 33024.918 | 70961.1457 | 85695.3104 | 84437.7302 | 102758.2077 | 67653.648 | 75121.6591 | 71442.2537 | 92456.0283 | 53449.1405 | 46461.8027 | 41551.8387
QLD1 | Hydro | 0 | 0 | 0 | 0 | 0 | 0 | 0 | 0 | 0 | 0 | 0 | 0 | 0 | 0 | 0 | 0 | 0 | 0 | 0 | 0 | 0 | 0 | 0 | 0 | 0 | 0 | 0 | 0 | 0
QLD1 | Wind | 0 | 0 | 0 | 0 | 0 | 0 | 0 | 0 | 0 | 0 | 0 | 0 | 0 | 0 | 0 | 0 | 0 | 0 | 0 | 0 | 0 | 0 | 0 | 0 | 0 | 0 | 0 | 0 | 0
QLD1 | Solar PV | 0 | 0 | 0 | 0 | 0 | 0 | 0 | 0 | 0 | 0 | 0 | 0 | 0 | 0 | 0 | 0 | 0 | 0 | 0 | 0 | 0 | 0 | 0 | 0 | 0 | 0 | 0 | 0 | 0
QLD1 | Grid Battery | 0 | 0 | 0 | 0 | 0 | 0 | 0 | 0 | 0 | 0 | 0 | 0 | 0 | 0 | 0 | 0 | 0 | 0 | 0 | 0 | 0 | 0 | 0 | 0 | 0 | 0 | 0 | 0 | 0
QLD1 | Pumped Hydro | 0 | 0 | 0 | 0 | 0 | 0 | 0 | 0 | 0 | 0 | 0 | 0 | 0 | 0 | 0 | 0 | 0 | 0 | 0 | 0 | 0 | 0 | 0 | 0 | 0 | 0 | 0 | 0 | 0
QLD1 | VPP | 0 | 0 | 0 | 0 | 0 | 0 | 0 | 0 | 0 | 0 | 0 | 0 | 0 | 0 | 0 | 0 | 0 | 0 | 0 | 0 | 0 | 0 | 0 | 0 | 0 | 0 | 0 | 0 | 0
Total excluding storage |  | 707115.6402 | 646164.0663 | 636216.9775 | 494213.3881 | 453530.6782 | 423290.6849 | 384816.632 | 382043.6362 | 365420.9805 | 354312.5637 | 367539.5651 | 344014.2934 | 328882.721 | 273342.7944 | 258461.6704 | 216141.1072 | 235829.231 | 199124.0675 | 211246.2571 | 231902.0727 | 223803.2884 | 231138.1268 | 172797.0834 | 172463.8442 | 133746.8314 | 143415.2373 | 101189.6161 | 89399.809 | 82702.9477
Region | Technology | 2021-22 | 2022-23 | 2023-24 | 2024-25 | 2025-26 | 2026-27 | 2027-28 | 2028-29 | 2029-30 | 2030-31 | 2031-32 | 2032-33 | 2033-34 | 2034-35 | 2035-36 | 2036-37 | 2037-38 | 2038-39 | 2039-40 | 2040-41 | 2041-42 | 2042-43 | 2043-44 | 2044-45 | 2045-46 | 2046-47 | 2047-48 | 2048-49 | 2049-50
VIC1 | Black Coal | 0 | 0 | 0 | 0 | 0 | 0 | 0 | 0 | 0 | 0 | 0 | 0 | 0 | 0 | 0 | 0 | 0 | 0 | 0 | 0 | 0 | 0 | 0 | 0 | 0 | 0 | 0 | 0 | 0
VIC1 | Brown Coal | 196699.1019 | 167721.9771 | 164699.5245 | 70549.4664 | 65096.5675 | 46960.2412 | 8058.703 | 9771.7465 | 9609.781 | 8887.5838 | 7945.4551 | 7441.6404 | 7575.7856 | 7083.9222 | 6341.5685 | 5768.8226 | 4173.6684 | 5675.4176 | 5394.682 | 2148.9263 | 3811.648 | 4653.5599 | 4680.7967 | 3973.7995 | 3642.6001 | 1645.0778 | 0.00068452 | 0 | 0
VIC1 | CCGT | 0.00090771 | 0.00087334 | 0.00090863 | 0.0016545 | 0.0016109 | 0.0015405 | 0.0015211 | 0.0014576 | 0.0014212 | 0.0013676 | 0.0013927 | 0.0020062 | 0.0019657 | 0.0018963 | 0.0017919 | 0.001715 | 0.0028652 | 0.0027769 | 0.0028118 | 0.0026533 | 0.0038258 | 0.0037758 | 0.0054125 | 0.0049069 | 0.0047953 | 0.015455 | 0.01586 | 0.014607 | 0.013737
VIC1 | Gas - Steam | 1054.963 | 546.6272 | 876.1545 | 9248.34 | 7536.9825 | 6867.438 | 7513.7495 | 9960.562 | 6260.6975 | 9249.621 | 19094.02 | 25371.528 | 26683.136 | 46029.228 | 25890.284 | 19545.032 | 45093.972 | 57994.116 | 0 | 0 | 0 | 0 | 0 | 0 | 0 | 0 | 0 | 0 | 0
VIC1 | OCGT / Diesel | 1079.4735 | 30.52 | 1018.297 | 6655.5077 | 4625.9965 | 9792.3365 | 4705.8184 | 6882.6192 | 4182.9408 | 6991.4979 | 10068.7193 | 22417.0237 | 12673.2981 | 37905.227 | 35643.7354 | 32523.4333 | 76532.4134 | 66330.3875 | 158615.5767 | 181963.395 | 220340.0134 | 235758.4951 | 309962.151 | 218496.5518 | 230963.113 | 359662.5722 | 353474.2117 | 460970.9125 | 420870.546
VIC1 | Hydro | 0 | 0 | 0 | 0 | 0 | 0 | 0 | 0 | 0 | 0 | 0 | 0 | 0 | 0 | 0 | 0 | 0 | 0 | 0 | 0 | 0 | 0 | 0 | 0 | 0 | 0 | 0 | 0 | 0
VIC1 | Wind | 0 | 0 | 0 | 0 | 0 | 0 | 0 | 0 | 0 | 0 | 0 | 0 | 0 | 0 | 0 | 0 | 0 | 0 | 0 | 0 | 0 | 0 | 0 | 0 | 0 | 0 | 0 | 0 | 0
VIC1 | Solar PV | 0 | 0 | 0 | 0 | 0 | 0 | 0 | 0 | 0 | 0 | 0 | 0 | 0 | 0 | 0 | 0 | 0 | 0 | 0 | 0 | 0 | 0 | 0 | 0 | 0 | 0 | 0 | 0 | 0
VIC1 | Grid Battery | 0 | 0 | 0 | 0 | 0 | 0 | 0 | 0 | 0 | 0 | 0 | 0 | 0 | 0 | 0 | 0 | 0 | 0 | 0 | 0 | 0 | 0 | 0 | 0 | 0 | 0 | 0 | 0 | 0
VIC1 | Pumped Hydro | 0 | 0 | 0 | 0 | 0 | 0 | 0 | 0 | 0 | 0 | 0 | 0 | 0 | 0 | 0 | 0 | 0 | 0 | 0 | 0 | 0 | 0 | 0 | 0 | 0 | 0 | 0 | 0 | 0
VIC1 | VPP | 0 | 0 | 0 | 0 | 0 | 0 | 0 | 0 | 0 | 0 | 0 | 0 | 0 | 0 | 0 | 0 | 0 | 0 | 0 | 0 | 0 | 0 | 0 | 0 | 0 | 0 | 0 | 0 | 0
Total excluding storage |  | 198833.5393 | 168299.1251 | 166593.9768 | 86453.3157 | 77259.5481 | 63620.0173 | 20278.2725 | 26614.9292 | 20053.4207 | 25128.704 | 37108.1959 | 55230.1941 | 46932.2216 | 91018.3791 | 67875.5897 | 57837.2896 | 125800.0567 | 129999.9238 | 164010.2614 | 184112.324 | 224151.6653 | 240412.0587 | 314642.9531 | 222470.3561 | 234605.7179 | 361307.6655 | 353474.2283 | 460970.9271 | 420870.5598
Region | Technology | 2021-22 | 2022-23 | 2023-24 | 2024-25 | 2025-26 | 2026-27 | 2027-28 | 2028-29 | 2029-30 | 2030-31 | 2031-32 | 2032-33 | 2033-34 | 2034-35 | 2035-36 | 2036-37 | 2037-38 | 2038-39 | 2039-40 | 2040-41 | 2041-42 | 2042-43 | 2043-44 | 2044-45 | 2045-46 | 2046-47 | 2047-48 | 2048-49 | 2049-50
SA1 | Black Coal | 0 | 0 | 0 | 0 | 0 | 0 | 0 | 0 | 0 | 0 | 0 | 0 | 0 | 0 | 0 | 0 | 0 | 0 | 0 | 0 | 0 | 0 | 0 | 0 | 0 | 0 | 0 | 0 | 0
SA1 | Brown Coal | 0 | 0 | 0 | 0 | 0 | 0 | 0 | 0 | 0 | 0 | 0 | 0 | 0 | 0 | 0 | 0 | 0 | 0 | 0 | 0 | 0 | 0 | 0 | 0 | 0 | 0 | 0 | 0 | 0
SA1 | CCGT | 89369.6289 | 82439.8849 | 31016.227 | 61849.1012 | 72166.5772 | 61735.7971 | 37791.1091 | 26631.4811 | 34900.145 | 39248.317 | 43654.373 | 46091.6894 | 53217.1974 | 54435.4853 | 43187.9254 | 40933.0373 | 0.0020079 | 0.0019201 | 0.001824 | 0.0017088 | 0.001852 | 0.0017992 | 0.0017231 | 0.0015597 | 0.0015114 | 0.0014888 | 0.0014017 | 0.0013197 | 0.0012384
SA1 | Gas - Steam | 79960.408 | 75577.251 | 67676.625 | 14065.3148 | 18820.3557 | 17524.8741 | 9391.4561 | 10155.1108 | 6082.2442 | 9945.1526 | 17404.3903 | 25414.6734 | 29267.2404 | 52797.8105 | 0 | 0 | 0 | 0 | 0 | 0 | 0 | 0 | 0 | 0 | 0 | 0 | 0 | 0 | 0
SA1 | OCGT / Diesel | 3796.2776 | 1684.2504 | 5948.2818 | 12866.9573 | 15112.2783 | 12429.3624 | 5093.1947 | 5971.6593 | 4724.1393 | 7713.3111 | 11306.0363 | 15942.3507 | 15622.354 | 23195.2341 | 25347.962 | 21006.3821 | 54470.8651 | 48915.7153 | 59700.9482 | 59171.137 | 57635.8433 | 60003.0733 | 71275.9218 | 34821.0687 | 34939.2086 | 31563.2718 | 27161.4873 | 28660.8129 | 26909.9845
SA1 | Hydro | 0 | 0 | 0 | 0 | 0 | 0 | 0 | 0 | 0 | 0 | 0 | 0 | 0 | 0 | 0 | 0 | 0 | 0 | 0 | 0 | 0 | 0 | 0 | 0 | 0 | 0 | 0 | 0 | 0
SA1 | Wind | 0 | 0 | 0 | 0 | 0 | 0 | 0 | 0 | 0 | 0 | 0 | 0 | 0 | 0 | 0 | 0 | 0 | 0 | 0 | 0 | 0 | 0 | 0 | 0 | 0 | 0 | 0 | 0 | 0
SA1 | Solar PV | 0 | 0 | 0 | 0 | 0 | 0 | 0 | 0 | 0 | 0 | 0 | 0 | 0 | 0 | 0 | 0 | 0 | 0 | 0 | 0 | 0 | 0 | 0 | 0 | 0 | 0 | 0 | 0 | 0
SA1 | Grid Battery | 0 | 0 | 0 | 0 | 0 | 0 | 0 | 0 | 0 | 0 | 0 | 0 | 0 | 0 | 0 | 0 | 0 | 0 | 0 | 0 | 0 | 0 | 0 | 0 | 0 | 0 | 0 | 0 | 0
SA1 | Pumped Hydro | 0 | 0 | 0 | 0 | 0 | 0 | 0 | 0 | 0 | 0 | 0 | 0 | 0 | 0 | 0 | 0 | 0 | 0 | 0 | 0 | 0 | 0 | 0 | 0 | 0 | 0 | 0 | 0 | 0
SA1 | VPP | 0 | 0 | 0 | 0 | 0 | 0 | 0 | 0 | 0 | 0 | 0 | 0 | 0 | 0 | 0 | 0 | 0 | 0 | 0 | 0 | 0 | 0 | 0 | 0 | 0 | 0 | 0 | 0 | 0
Total excluding storage |  | 173126.3145 | 159701.3863 | 104641.1338 | 88781.3733 | 106099.2112 | 91690.0336 | 52275.7599 | 42758.2511 | 45706.5286 | 56906.7807 | 72364.7996 | 87448.7136 | 98106.7918 | 130428.5299 | 68535.8875 | 61939.4195 | 54470.8671 | 48915.7172 | 59700.9501 | 59171.1387 | 57635.8452 | 60003.0751 | 71275.9235 | 34821.0702 | 34939.2101 | 31563.2733 | 27161.4887 | 28660.8143 | 26909.9857
Region | Technology | 2021-22 | 2022-23 | 2023-24 | 2024-25 | 2025-26 | 2026-27 | 2027-28 | 2028-29 | 2029-30 | 2030-31 | 2031-32 | 2032-33 | 2033-34 | 2034-35 | 2035-36 | 2036-37 | 2037-38 | 2038-39 | 2039-40 | 2040-41 | 2041-42 | 2042-43 | 2043-44 | 2044-45 | 2045-46 | 2046-47 | 2047-48 | 2048-49 | 2049-50
TAS1 | Black Coal | 0 | 0 | 0 | 0 | 0 | 0 | 0 | 0 | 0 | 0 | 0 | 0 | 0 | 0 | 0 | 0 | 0 | 0 | 0 | 0 | 0 | 0 | 0 | 0 | 0 | 0 | 0 | 0 | 0
TAS1 | Brown Coal | 0 | 0 | 0 | 0 | 0 | 0 | 0 | 0 | 0 | 0 | 0 | 0 | 0 | 0 | 0 | 0 | 0 | 0 | 0 | 0 | 0 | 0 | 0 | 0 | 0 | 0 | 0 | 0 | 0
TAS1 | CCGT | 0.00084962 | 0.00080383 | 0.00082305 | 0.00079556 | 0.00075493 | 0.00073016 | 0.00074752 | 0.00074159 | 0.00078219 | 0.00077191 | 0.00073894 | 0.00079239 | 0.00076352 | 0.00071401 | 0.0006993 | 0.00069608 | 0.00068891 | 0.00071056 | 0.00071291 | 0.00066614 | 0.00072612 | 0.00069765 | 0.00065866 | 0.00062684 | 0.00061248 | 0.00061768 | 0.00063474 | 0.00063231 | 0.00055902
TAS1 | Gas - Steam | 0 | 0 | 0 | 0 | 0 | 0 | 0 | 0 | 0 | 0 | 0 | 0 | 0 | 0 | 0 | 0 | 0 | 0 | 0 | 0 | 0 | 0 | 0 | 0 | 0 | 0 | 0 | 0 | 0
TAS1 | OCGT / Diesel | 0.00096262 | 0.0008659 | 0.00092037 | 0.00090786 | 0.00085471 | 0.0008585 | 0.00086877 | 0.00086803 | 0.00090137 | 0.00089208 | 0.00084874 | 14.5248 | 0.00089241 | 0.00077498 | 0.00079315 | 0.00080253 | 0.00081458 | 0.00080152 | 64.4502 | 23.0748 | 138.1133 | 0.00066372 | 0.00061702 | 9.6284 | 0.0005637 | 0.00058696 | 7.9636 | 0.00077094 | 0.00046762
TAS1 | Hydro | 0 | 0 | 0 | 0 | 0 | 0 | 0 | 0 | 0 | 0 | 0 | 0 | 0 | 0 | 0 | 0 | 0 | 0 | 0 | 0 | 0 | 0 | 0 | 0 | 0 | 0 | 0 | 0 | 0
TAS1 | Wind | 0 | 0 | 0 | 0 | 0 | 0 | 0 | 0 | 0 | 0 | 0 | 0 | 0 | 0 | 0 | 0 | 0 | 0 | 0 | 0 | 0 | 0 | 0 | 0 | 0 | 0 | 0 | 0 | 0
TAS1 | Solar PV | 0 | 0 | 0 | 0 | 0 | 0 | 0 | 0 | 0 | 0 | 0 | 0 | 0 | 0 | 0 | 0 | 0 | 0 | 0 | 0 | 0 | 0 | 0 | 0 | 0 | 0 | 0 | 0 | 0
TAS1 | Grid Battery | 0 | 0 | 0 | 0 | 0 | 0 | 0 | 0 | 0 | 0 | 0 | 0 | 0 | 0 | 0 | 0 | 0 | 0 | 0 | 0 | 0 | 0 | 0 | 0 | 0 | 0 | 0 | 0 | 0
TAS1 | Pumped Hydro | 0 | 0 | 0 | 0 | 0 | 0 | 0 | 0 | 0 | 0 | 0 | 0 | 0 | 0 | 0 | 0 | 0 | 0 | 0 | 0 | 0 | 0 | 0 | 0 | 0 | 0 | 0 | 0 | 0
TAS1 | VPP | 0 | 0 | 0 | 0 | 0 | 0 | 0 | 0 | 0 | 0 | 0 | 0 | 0 | 0 | 0 | 0 | 0 | 0 | 0 | 0 | 0 | 0 | 0 | 0 | 0 | 0 | 0 | 0 | 0
Total excluding storage |  | 0.0018122 | 0.0016697 | 0.0017434 | 0.0017034 | 0.0016096 | 0.0015887 | 0.0016163 | 0.0016096 | 0.0016836 | 0.001664 | 0.0015877 | 14.5256 | 0.0016559 | 0.001489 | 0.0014925 | 0.0014986 | 0.0015035 | 0.0015121 | 64.4509 | 23.0755 | 138.114 | 0.0013614 | 0.0012757 | 9.629 | 0.0011762 | 0.0012046 | 7.9643 | 0.0014033 | 0.0010266

## BaseCase_Build Cost
New generation build cost (CAPEX) by technology ($000s) - Base Case, Step Change High Electrification Sensitivity
CAPEX (Install) | Real June 2020 dollars discounted to 1 July 2020. The total capital costs are annualised for modelling purposes.
Explicitly modelled generation
Region | Technology | 2021-22 | 2022-23 | 2023-24 | 2024-25 | 2025-26 | 2026-27 | 2027-28 | 2028-29 | 2029-30 | 2030-31 | 2031-32 | 2032-33 | 2033-34 | 2034-35 | 2035-36 | 2036-37 | 2037-38 | 2038-39 | 2039-40 | 2040-41 | 2041-42 | 2042-43 | 2043-44 | 2044-45 | 2045-46 | 2046-47 | 2047-48 | 2048-49 | 2049-50
NEM | Black Coal | 0 | 0 | 0 | 0 | 0 | 0 | 0 | 0 | 0 | 0 | 0 | 0 | 0 | 0 | 0 | 0 | 0 | 0 | 0 | 0 | 0 | 0 | 0 | 0 | 0 | 0 | 0 | 0 | 0
NEM | Brown Coal | 0 | 0 | 0 | 0 | 0 | 0 | 0 | 0 | 0 | 0 | 0 | 0 | 0 | 0 | 0 | 0 | 0 | 0 | 0 | 0 | 0 | 0 | 0 | 0 | 0 | 0 | 0 | 0 | 0
NEM | CCGT | 0.0013826 | 0.0013193 | 0.0013732 | 0.0017753 | 0.0016939 | 0.0016164 | 0.0015974 | 0.0015554 | 0.0015651 | 0.0015349 | 0.0016368 | 0.0021695 | 0.0020701 | 0.0020048 | 0.0019667 | 0.0018714 | 0.0026048 | 0.0024971 | 0.0024408 | 0.0023225 | 0.0026995 | 0.0025759 | 0.002887 | 0.0027471 | 0.0026213 | 0.0046419 | 0.0047146 | 0.0044655 | 0.004116
NEM | Gas - Steam | 0 | 0 | 0 | 0 | 0 | 0 | 0 | 0 | 0 | 0 | 0 | 0 | 0 | 0 | 0 | 0 | 0 | 0 | 0 | 0 | 0 | 0 | 0 | 0 | 0 | 0 | 0 | 0 | 0
NEM | OCGT / Diesel | 0.0033707 | 0.0033303 | 0.003281 | 0.003145 | 0.003001 | 0.0028635 | 0.0027397 | 0.002647 | 0.0026117 | 0.0026686 | 0.0028993 | 0.0063912 | 0.0060985 | 0.0064086 | 19256.5051 | 18323.1473 | 82619.4401 | 78835.3436 | 107794.1432 | 102569.3891 | 129012.976 | 139273.2419 | 202262.2439 | 213619.4673 | 203835.3695 | 220471.6458 | 210936.5264 | 248071.9035 | 295111.897
NEM | Hydro | 0 | 0 | 0 | 0 | 0 | 0 | 0 | 0 | 0 | 0 | 0 | 0 | 0 | 0 | 0 | 0 | 0 | 0 | 0 | 0 | 0 | 0 | 0 | 0 | 0 | 0 | 0 | 0 | 0
NEM | Wind | 795134.4258 | 758716.0577 | 978054.3557 | 1541735.5227 | 1555222.4966 | 1519714.3921 | 1643706.81 | 1773697.9252 | 1698677.4075 | 1772047.7923 | 1778520.2564 | 2064199.13 | 2133357.0948 | 2048166.2526 | 1990592.8081 | 2000328.0097 | 2031712.0224 | 2014779.9383 | 1954749.1374 | 1901101.2607 | 1839697.8799 | 1917897.6621 | 1861792.5164 | 1777987.7667 | 1829301.0682 | 1671201.2481 | 1638118.6592 | 1604531.42 | 1500393.5434
NEM | Solar PV | 0.0035338 | 0.0055704 | 0.005977 | 0.018433 | 22109.5753 | 36825.8709 | 53389.3782 | 80995.6496 | 84858.7735 | 94772.7449 | 126170.3911 | 311644.6012 | 374689.1603 | 372222.3227 | 363084.6254 | 346155.7586 | 515865.9836 | 511210.8002 | 517721.5056 | 557649.0867 | 646565.7346 | 704005.772 | 688410.5649 | 655043.4838 | 625041.493 | 714621.5808 | 683715.1021 | 650575.6095 | 664045.6584
NEM | Grid Battery | 0.0036703 | 0.0050734 | 0.004854 | 0.0064498 | 0.0077373 | 0.0083208 | 0.01034 | 4615.2056 | 4403.8259 | 4202.1258 | 7140.1483 | 32752.348 | 44945.125 | 42886.5696 | 56663.1855 | 53916.7356 | 51755.4365 | 49384.9585 | 47249.1365 | 44958.9832 | 173546.3155 | 213493.8922 | 207942.7017 | 286653.2598 | 291414.3968 | 367488.7877 | 418068.5386 | 436103.5032 | 416129.2955
NEM | Pumped Hydro | 0 | 0 | 0.0116 | 0.01642 | 0.015862 | 0.03619 | 0.035899 | 1277.485 | 1218.9755 | 1163.1768 | 4472.777 | 400226.1609 | 443594.2797 | 423276.9843 | 437550.0915 | 416342.1526 | 573828.9625 | 547546.7198 | 544538.2582 | 518144.6305 | 535049.7697 | 524849.157 | 502150.0958 | 477811.0114 | 455926.5403 | 435044.4089 | 416229.2894 | 396054.7643 | 377914.8513
NEM | VPP | 0 | 0 | 0 | 0 | 0 | 0 | 0 | 0 | 0 | 0 | 0 | 0 | 0 | 0 | 0 | 0 | 0 | 0 | 0 | 0 | 0 | 0 | 0 | 0 | 0 | 0 | 0 | 0 | 0
Total excluding storage |  | 795134.4341 | 758716.0679 | 978054.3663 | 1541735.5461 | 1577332.0767 | 1556540.2675 | 1697096.1926 | 1854693.579 | 1783536.1852 | 1866820.5414 | 1904690.652 | 2375843.7398 | 2508046.2633 | 2420388.5837 | 2372933.9405 | 2364806.9175 | 2630197.4487 | 2604826.0846 | 2580264.7886 | 2561319.7388 | 2615276.5933 | 2761176.6786 | 2752465.328 | 2646650.7206 | 2658177.9334 | 2606294.4794 | 2532770.2923 | 2503178.9375 | 2459551.1028
Region | Technology | 2021-22 | 2022-23 | 2023-24 | 2024-25 | 2025-26 | 2026-27 | 2027-28 | 2028-29 | 2029-30 | 2030-31 | 2031-32 | 2032-33 | 2033-34 | 2034-35 | 2035-36 | 2036-37 | 2037-38 | 2038-39 | 2039-40 | 2040-41 | 2041-42 | 2042-43 | 2043-44 | 2044-45 | 2045-46 | 2046-47 | 2047-48 | 2048-49 | 2049-50
NSW1 | Black Coal | 0 | 0 | 0 | 0 | 0 | 0 | 0 | 0 | 0 | 0 | 0 | 0 | 0 | 0 | 0 | 0 | 0 | 0 | 0 | 0 | 0 | 0 | 0 | 0 | 0 | 0 | 0 | 0 | 0
NSW1 | Brown Coal | 0 | 0 | 0 | 0 | 0 | 0 | 0 | 0 | 0 | 0 | 0 | 0 | 0 | 0 | 0 | 0 | 0 | 0 | 0 | 0 | 0 | 0 | 0 | 0 | 0 | 0 | 0 | 0 | 0
NSW1 | CCGT | 0.00029245 | 0.00027905 | 0.00028747 | 0.00035513 | 0.00033887 | 0.00032335 | 0.00032655 | 0.00032124 | 0.0003383 | 0.00032281 | 0.00032611 | 0.00054337 | 0.00051849 | 0.00052425 | 0.00050157 | 0.00047726 | 0.00070328 | 0.00067107 | 0.00064204 | 0.00061092 | 0.0006721 | 0.00064132 | 0.00061358 | 0.00058384 | 0.0005571 | 0.00065356 | 0.0006253 | 0.00058867 | 0.00053645
NSW1 | Gas - Steam | 0 | 0 | 0 | 0 | 0 | 0 | 0 | 0 | 0 | 0 | 0 | 0 | 0 | 0 | 0 | 0 | 0 | 0 | 0 | 0 | 0 | 0 | 0 | 0 | 0 | 0 | 0 | 0 | 0
NSW1 | OCGT / Diesel | 0.00067049 | 0.00067226 | 0.00068124 | 0.00066346 | 0.00063307 | 0.00060407 | 0.00057795 | 0.00054993 | 0.00052475 | 0.00052179 | 0.00052837 | 0.0023776 | 0.0022687 | 0.0027542 | 1337.5547 | 1272.7237 | 39381.0538 | 37577.3414 | 35952.169 | 34209.5767 | 32642.7261 | 31147.6394 | 67371.0289 | 64105.5727 | 61169.4396 | 64171.5232 | 61396.1861 | 58420.3289 | 59369.0454
NSW1 | Hydro | 0 | 0 | 0 | 0 | 0 | 0 | 0 | 0 | 0 | 0 | 0 | 0 | 0 | 0 | 0 | 0 | 0 | 0 | 0 | 0 | 0 | 0 | 0 | 0 | 0 | 0 | 0 | 0 | 0
NSW1 | Wind | 195795.6395 | 186827.9031 | 411822.9005 | 633107.5672 | 630778.2697 | 601887.6622 | 575856.7835 | 557017.2542 | 531505.0151 | 658333.657 | 641764.8663 | 874787.6357 | 834721.0261 | 796489.5284 | 772967.5989 | 775264.2313 | 739755.9467 | 755722.4245 | 723038.387 | 687992.9061 | 656481.8068 | 707124.1886 | 676541.9633 | 643750.1503 | 692190.8484 | 707196.7408 | 676611.3769 | 571885.7243 | 471031.6833
NSW1 | Solar PV | 0.00080684 | 0.0013173 | 0.0013931 | 0.0036978 | 5834.7893 | 21296.4946 | 20375.4509 | 49581.898 | 54883.8186 | 52370.0573 | 50105.1234 | 179180.6719 | 215506.8279 | 208631.7976 | 206569.1833 | 196556.8287 | 287624.8799 | 293423.4869 | 284689.8565 | 318715.9944 | 343402.8375 | 358125.8086 | 342637.3215 | 326029.7797 | 311097.1179 | 338784.2124 | 324132.2243 | 308421.6196 | 299073.3681
NSW1 | Grid Battery | 0.0011713 | 0.0016066 | 0.0015371 | 0.0022103 | 0.0022608 | 0.0021785 | 0.0029674 | 0.0034192 | 0.0043488 | 0.0047338 | 0.0050628 | 13088.1276 | 12488.6713 | 11916.6711 | 11401.2909 | 10848.6733 | 10351.7885 | 9877.6608 | 9450.4783 | 8992.4161 | 87738.488 | 83719.9311 | 80099.1501 | 76216.7649 | 72725.9206 | 69394.9678 | 66393.723 | 63175.6363 | 60282.0953
NSW1 | Pumped Hydro | 0 | 0 | 0.0029867 | 0.0037374 | 0.0035663 | 0.0034029 | 0.0042203 | 0.0041491 | 0.0047182 | 0.0059754 | 0.0059633 | 180443.3626 | 172178.7811 | 164292.73 | 157187.2776 | 149568.4512 | 193110.6338 | 184265.8719 | 195496.8148 | 186021.1351 | 177501.0851 | 169371.2643 | 162046.1717 | 154191.8359 | 147129.6144 | 140390.8535 | 134319.1269 | 127808.7138 | 121954.8795
NSW1 | VPP | 0 | 0 | 0 | 0 | 0 | 0 | 0 | 0 | 0 | 0 | 0 | 0 | 0 | 0 | 0 | 0 | 0 | 0 | 0 | 0 | 0 | 0 | 0 | 0 | 0 | 0 | 0 | 0 | 0
Total excluding storage |  | 195795.6413 | 186827.9053 | 411822.9029 | 633107.5719 | 636613.06 | 623184.1576 | 596232.2353 | 606599.153 | 586388.8345 | 710703.7151 | 691869.9906 | 1053968.3104 | 1050227.8568 | 1005121.3293 | 980874.3373 | 973093.7843 | 1066761.8811 | 1086723.2535 | 1043680.4132 | 1040918.4779 | 1032527.3711 | 1096397.6372 | 1086550.3144 | 1033885.5033 | 1064457.4065 | 1110152.477 | 1062139.7879 | 938727.6735 | 829474.0974
Region | Technology | 2021-22 | 2022-23 | 2023-24 | 2024-25 | 2025-26 | 2026-27 | 2027-28 | 2028-29 | 2029-30 | 2030-31 | 2031-32 | 2032-33 | 2033-34 | 2034-35 | 2035-36 | 2036-37 | 2037-38 | 2038-39 | 2039-40 | 2040-41 | 2041-42 | 2042-43 | 2043-44 | 2044-45 | 2045-46 | 2046-47 | 2047-48 | 2048-49 | 2049-50
QLD1 | Black Coal | 0 | 0 | 0 | 0 | 0 | 0 | 0 | 0 | 0 | 0 | 0 | 0 | 0 | 0 | 0 | 0 | 0 | 0 | 0 | 0 | 0 | 0 | 0 | 0 | 0 | 0 | 0 | 0 | 0
QLD1 | Brown Coal | 0 | 0 | 0 | 0 | 0 | 0 | 0 | 0 | 0 | 0 | 0 | 0 | 0 | 0 | 0 | 0 | 0 | 0 | 0 | 0 | 0 | 0 | 0 | 0 | 0 | 0 | 0 | 0 | 0
QLD1 | CCGT | 0.00031107 | 0.00029682 | 0.00030225 | 0.00040827 | 0.00038957 | 0.00037173 | 0.00035565 | 0.00036329 | 0.00037908 | 0.00039074 | 0.00049235 | 0.00052181 | 0.00049791 | 0.0004751 | 0.00045456 | 0.00043252 | 0.00050129 | 0.00047833 | 0.00045765 | 0.00043546 | 0.00041552 | 0.00039649 | 0.00037934 | 0.00036095 | 0.00034442 | 0.00023238 | 0.00022233 | 0.00020591 | 0.00015914
QLD1 | Gas - Steam | 0 | 0 | 0 | 0 | 0 | 0 | 0 | 0 | 0 | 0 | 0 | 0 | 0 | 0 | 0 | 0 | 0 | 0 | 0 | 0 | 0 | 0 | 0 | 0 | 0 | 0 | 0 | 0 | 0
QLD1 | OCGT / Diesel | 0.00068021 | 0.00068134 | 0.0006875 | 0.00066196 | 0.00063164 | 0.00060271 | 0.00057664 | 0.00057824 | 0.00056683 | 0.00060208 | 0.00080825 | 0.00099168 | 0.00094626 | 0.00090292 | 0.00086387 | 0.00083451 | 580.2772 | 553.6997 | 32898.0804 | 31303.519 | 29869.77 | 44670.9462 | 42738.9843 | 40667.4369 | 38804.8062 | 57195.9975 | 54722.343 | 52069.9653 | 82956.6255
QLD1 | Hydro | 0 | 0 | 0 | 0 | 0 | 0 | 0 | 0 | 0 | 0 | 0 | 0 | 0 | 0 | 0 | 0 | 0 | 0 | 0 | 0 | 0 | 0 | 0 | 0 | 0 | 0 | 0 | 0 | 0
QLD1 | Wind | 478760.3483 | 456832.3932 | 437074.9712 | 541267.5554 | 573909.494 | 547623.5629 | 532274.5574 | 579867.4432 | 553308.6293 | 527966.2491 | 517062.3508 | 552581.4049 | 631226.6344 | 603976.2645 | 595751.9938 | 591989.5937 | 605310.4709 | 577586.327 | 552606.4501 | 525821.7592 | 522435.1761 | 572547.1841 | 547785.2438 | 527670.0847 | 547526.1549 | 387343.1496 | 370591.0491 | 476258.3874 | 417430.9622
QLD1 | Solar PV | 0.0010748 | 0.0016257 | 0.0016459 | 0.0037657 | 0.0035932 | 0.0034464 | 0.0032973 | 0.0038749 | 0.0037725 | 0.0045396 | 14499.9039 | 43796.289 | 74575.8037 | 71160.118 | 68082.533 | 64782.5903 | 124073.1903 | 118390.4487 | 129306.7441 | 138743.9054 | 155289.0765 | 193260.9334 | 184902.6429 | 175940.4599 | 167882.1182 | 236464.9863 | 226238.1751 | 215272.4703 | 241071.5412
QLD1 | Grid Battery | 0.00062464 | 0.00085174 | 0.0008149 | 0.0011242 | 0.0015477 | 0.0014768 | 0.0023069 | 4615.1961 | 4403.813 | 4202.1117 | 7140.1338 | 15321.0478 | 28312.2049 | 27015.4627 | 25847.0782 | 24594.277 | 23467.8216 | 22392.9596 | 21424.4924 | 20386.0529 | 19452.3404 | 66457.6569 | 63583.4474 | 67113.8108 | 79049.9409 | 164850.9431 | 157721.3483 | 183015.4202 | 174633.0345
QLD1 | Pumped Hydro | 0 | 0 | 0.0016908 | 0.0024074 | 0.0023728 | 0.0029021 | 0.0029296 | 1277.4532 | 1218.9439 | 1163.1144 | 4472.715 | 67013.9015 | 125643.6507 | 119888.9796 | 114703.9331 | 109144.2633 | 221235.4276 | 211102.5072 | 203444.6221 | 193583.7142 | 198812.4848 | 204012.0531 | 195188.7903 | 185728.0404 | 177221.4125 | 169104.4012 | 161790.85 | 153948.8896 | 146897.7954
QLD1 | VPP | 0 | 0 | 0 | 0 | 0 | 0 | 0 | 0 | 0 | 0 | 0 | 0 | 0 | 0 | 0 | 0 | 0 | 0 | 0 | 0 | 0 | 0 | 0 | 0 | 0 | 0 | 0 | 0 | 0
Total excluding storage |  | 478760.3504 | 456832.3958 | 437074.9738 | 541267.5602 | 573909.4986 | 547623.5673 | 532274.5616 | 579867.448 | 553308.634 | 527966.2546 | 531562.2559 | 596377.6954 | 705802.4395 | 675136.3838 | 663834.5281 | 656772.1853 | 729963.9389 | 696530.4758 | 714811.275 | 695869.184 | 707594.023 | 810479.0641 | 775426.8714 | 744277.9819 | 754213.0795 | 681004.1337 | 651551.5674 | 743600.8232 | 741459.1291
Region | Technology | 2021-22 | 2022-23 | 2023-24 | 2024-25 | 2025-26 | 2026-27 | 2027-28 | 2028-29 | 2029-30 | 2030-31 | 2031-32 | 2032-33 | 2033-34 | 2034-35 | 2035-36 | 2036-37 | 2037-38 | 2038-39 | 2039-40 | 2040-41 | 2041-42 | 2042-43 | 2043-44 | 2044-45 | 2045-46 | 2046-47 | 2047-48 | 2048-49 | 2049-50
VIC1 | Black Coal | 0 | 0 | 0 | 0 | 0 | 0 | 0 | 0 | 0 | 0 | 0 | 0 | 0 | 0 | 0 | 0 | 0 | 0 | 0 | 0 | 0 | 0 | 0 | 0 | 0 | 0 | 0 | 0 | 0
VIC1 | Brown Coal | 0 | 0 | 0 | 0 | 0 | 0 | 0 | 0 | 0 | 0 | 0 | 0 | 0 | 0 | 0 | 0 | 0 | 0 | 0 | 0 | 0 | 0 | 0 | 0 | 0 | 0 | 0 | 0 | 0
VIC1 | CCGT | 0.00028127 | 0.00026839 | 0.00026907 | 0.00046341 | 0.00044219 | 0.00042193 | 0.00042651 | 0.00040583 | 0.00038725 | 0.00036951 | 0.00037764 | 0.00054178 | 0.00051696 | 0.00049329 | 0.00047195 | 0.00044908 | 0.00072493 | 0.00069173 | 0.00070596 | 0.00067174 | 0.00096328 | 0.00091916 | 0.001302 | 0.0012389 | 0.0011821 | 0.0033895 | 0.0035066 | 0.0033466 | 0.0031291
VIC1 | Gas - Steam | 0 | 0 | 0 | 0 | 0 | 0 | 0 | 0 | 0 | 0 | 0 | 0 | 0 | 0 | 0 | 0 | 0 | 0 | 0 | 0 | 0 | 0 | 0 | 0 | 0 | 0 | 0 | 0 | 0
VIC1 | OCGT / Diesel | 0.00067873 | 0.00067243 | 0.00066438 | 0.00063218 | 0.00060322 | 0.00057559 | 0.0005507 | 0.00052909 | 0.00053014 | 0.00054325 | 0.00055767 | 0.0013528 | 0.0012909 | 0.0012317 | 10177.7268 | 9684.415 | 27071.0302 | 25831.1356 | 24713.9724 | 23516.0926 | 53580.4406 | 51126.3746 | 77626.4086 | 95024.6985 | 90672.4222 | 86519.4866 | 82777.6284 | 126124.8339 | 141854.1885
VIC1 | Hydro | 0 | 0 | 0 | 0 | 0 | 0 | 0 | 0 | 0 | 0 | 0 | 0 | 0 | 0 | 0 | 0 | 0 | 0 | 0 | 0 | 0 | 0 | 0 | 0 | 0 | 0 | 0 | 0 | 0
VIC1 | Wind | 0.016327 | 0.015579 | 0.016655 | 188989.4858 | 180333.4788 | 207797.3877 | 362454.2312 | 414848.1492 | 395847.4707 | 377717.0536 | 417711.0351 | 397464.6899 | 439007.3355 | 429759.5253 | 411172.9703 | 431032.0478 | 481669.1264 | 459607.945 | 439730.484 | 459515.1656 | 438468.6693 | 418386.1348 | 400291.4646 | 380889.4414 | 363444.1249 | 346797.824 | 370418.4391 | 352464.3532 | 434516.2383
VIC1 | Solar PV | 0.0003749 | 0.00053331 | 0.00058484 | 0.0048422 | 16274.7709 | 15529.3619 | 31965.6321 | 30416.2662 | 29023.1554 | 38732.5536 | 57907.5847 | 85187.1413 | 81285.4401 | 77562.4428 | 74207.9654 | 70611.1247 | 76858.9329 | 73338.6764 | 78793.6999 | 75061.082 | 123896.6195 | 128131.5588 | 123569.9117 | 117580.5103 | 112195.1433 | 107056.4343 | 102426.3791 | 97461.7991 | 92997.8986
VIC1 | Grid Battery | 0.0006259 | 0.00086797 | 0.00083043 | 0.0011177 | 0.0014714 | 0.0019409 | 0.0018862 | 0.0021702 | 0.0030473 | 0.0041017 | 0.0042545 | 0.019368 | 0.018486 | 0.017639 | 0.016885 | 0.016066 | 0.01535 | 0.014647 | 0.01463 | 0.013932 | 44000.0311 | 41984.7624 | 43851.1244 | 123902.9224 | 118227.9792 | 112812.957 | 174407.1158 | 171313.5019 | 163467.0816
VIC1 | Pumped Hydro | 0 | 0 | 0.0019125 | 0.0052648 | 0.0050237 | 0.024386 | 0.023376 | 0.022243 | 0.021253 | 0.050577 | 0.050256 | 152768.889 | 145771.8406 | 139095.2677 | 165658.8733 | 157629.4308 | 159482.8923 | 152178.3323 | 145596.8122 | 138539.7726 | 158736.1894 | 151465.8295 | 144915.1243 | 137891.1259 | 131575.5017 | 125549.1428 | 120119.3015 | 114297.1502 | 109062.1661
VIC1 | VPP | 0 | 0 | 0 | 0 | 0 | 0 | 0 | 0 | 0 | 0 | 0 | 0 | 0 | 0 | 0 | 0 | 0 | 0 | 0 | 0 | 0 | 0 | 0 | 0 | 0 | 0 | 0 | 0 | 0
Total excluding storage |  | 0.017662 | 0.017053 | 0.018174 | 188989.4918 | 196608.2507 | 223326.7506 | 394419.8643 | 445264.4164 | 424870.627 | 416449.6081 | 475618.6208 | 482651.8331 | 520292.7775 | 507321.9699 | 495558.6629 | 511327.5879 | 585599.0902 | 558777.7577 | 543238.157 | 558092.3408 | 615945.7305 | 597644.0692 | 601487.7862 | 593494.6514 | 566311.6917 | 540373.7483 | 555622.4502 | 576050.9896 | 669368.3285
Region | Technology | 2021-22 | 2022-23 | 2023-24 | 2024-25 | 2025-26 | 2026-27 | 2027-28 | 2028-29 | 2029-30 | 2030-31 | 2031-32 | 2032-33 | 2033-34 | 2034-35 | 2035-36 | 2036-37 | 2037-38 | 2038-39 | 2039-40 | 2040-41 | 2041-42 | 2042-43 | 2043-44 | 2044-45 | 2045-46 | 2046-47 | 2047-48 | 2048-49 | 2049-50
SA1 | Black Coal | 0 | 0 | 0 | 0 | 0 | 0 | 0 | 0 | 0 | 0 | 0 | 0 | 0 | 0 | 0 | 0 | 0 | 0 | 0 | 0 | 0 | 0 | 0 | 0 | 0 | 0 | 0 | 0 | 0
SA1 | Brown Coal | 0 | 0 | 0 | 0 | 0 | 0 | 0 | 0 | 0 | 0 | 0 | 0 | 0 | 0 | 0 | 0 | 0 | 0 | 0 | 0 | 0 | 0 | 0 | 0 | 0 | 0 | 0 | 0 | 0
SA1 | CCGT | 0.00027188 | 0.00025943 | 0.00030818 | 0.00035219 | 0.00033606 | 0.00032067 | 0.0003068 | 0.00029193 | 0.00027856 | 0.00027828 | 0.0002746 | 0.00038637 | 0.00036867 | 0.00035179 | 0.00038515 | 0.00036648 | 0.00053598 | 0.00051143 | 0.00048931 | 0.0004656 | 0.00049834 | 0.00047551 | 0.00045495 | 0.00043289 | 0.00041307 | 0.00031001 | 0.0002966 | 0.00026371 | 0.00023339
SA1 | Gas - Steam | 0 | 0 | 0 | 0 | 0 | 0 | 0 | 0 | 0 | 0 | 0 | 0 | 0 | 0 | 0 | 0 | 0 | 0 | 0 | 0 | 0 | 0 | 0 | 0 | 0 | 0 | 0 | 0 | 0
SA1 | OCGT / Diesel | 0.00067844 | 0.00067186 | 0.0006428 | 0.00061164 | 0.00058363 | 0.0005569 | 0.00053281 | 0.00050699 | 0.00050597 | 0.00051423 | 0.00051808 | 0.001108 | 0.0010573 | 0.0010088 | 7741.2223 | 7366.0072 | 15587.0785 | 14873.1665 | 14229.9208 | 13540.2003 | 12920.0387 | 12328.2812 | 14525.8215 | 13821.7587 | 13188.7011 | 12584.6382 | 12040.3685 | 11456.775 | 10932.0372
SA1 | Hydro | 0 | 0 | 0 | 0 | 0 | 0 | 0 | 0 | 0 | 0 | 0 | 0 | 0 | 0 | 0 | 0 | 0 | 0 | 0 | 0 | 0 | 0 | 0 | 0 | 0 | 0 | 0 | 0 | 0
SA1 | Wind | 54797.4486 | 52287.6418 | 57143.8415 | 109848.7217 | 104817.4825 | 100016.6843 | 113430.3922 | 165167.4327 | 163820.0655 | 156316.8756 | 152504.6102 | 192286.1601 | 183479.1605 | 175075.5353 | 169688.7203 | 161463.9522 | 166256.8362 | 176463.3445 | 195937.4071 | 186440.3719 | 181192.8168 | 180604.0754 | 199634.6764 | 189958.4356 | 188296.8242 | 211983.0658 | 202815.0667 | 190788.0827 | 164881.3844
SA1 | Solar PV | 0.0011409 | 0.0018776 | 0.0020999 | 0.0057532 | 0.011203 | 0.010696 | 1048.2915 | 997.4811 | 951.795 | 3670.1287 | 3657.7783 | 3480.4984 | 3321.0879 | 14867.9636 | 14224.943 | 14205.2143 | 27308.9801 | 26058.1871 | 24931.2038 | 25128.1037 | 23977.1988 | 24487.469 | 37300.6865 | 35492.7319 | 33867.1117 | 32315.9459 | 30918.3219 | 29419.7188 | 30902.849
SA1 | Grid Battery | 0.0006437 | 0.00093647 | 0.00089596 | 0.0011242 | 0.0013595 | 0.0016545 | 0.0019778 | 0.0026415 | 0.0040429 | 0.003906 | 0.0037663 | 4343.1517 | 4144.2287 | 3954.4167 | 19414.798 | 18473.7678 | 17935.8095 | 17114.3221 | 16374.1493 | 15580.4986 | 22355.4545 | 21331.5404 | 20408.9783 | 19419.7604 | 21410.5548 | 20429.9185 | 19546.3503 | 18598.9435 | 17747.0829
SA1 | Pumped Hydro | 0 | 0 | 0.0020796 | 0.0021707 | 0.0020713 | 0.0024203 | 0.0023156 | 0.0022312 | 0.0025623 | 0.0027614 | 0.0026812 | 0.0041483 | 0.0039583 | 0.003777 | 0.0043768 | 0.0041646 | 0.0054539 | 0.0052041 | 0.004979 | 0.0047377 | 0.0067315 | 0.0064347 | 0.0061564 | 0.0059352 | 0.0084445 | 0.0080578 | 0.0077093 | 0.0073356 | 0.0069996
SA1 | VPP | 0 | 0 | 0 | 0 | 0 | 0 | 0 | 0 | 0 | 0 | 0 | 0 | 0 | 0 | 0 | 0 | 0 | 0 | 0 | 0 | 0 | 0 | 0 | 0 | 0 | 0 | 0 | 0 | 0
Total excluding storage |  | 54797.4507 | 52287.6446 | 57143.8445 | 109848.7284 | 104817.4946 | 100016.6959 | 114478.6846 | 166164.9146 | 164771.8613 | 159987.005 | 156162.3893 | 195766.66 | 186800.2498 | 189943.5003 | 191654.8859 | 183035.174 | 209152.8952 | 217394.6985 | 235098.5322 | 225108.6764 | 218090.0547 | 217419.8261 | 251461.1849 | 239272.9267 | 235352.6374 | 256883.6502 | 245773.7575 | 231664.5768 | 206716.2708
Region | Technology | 2021-22 | 2022-23 | 2023-24 | 2024-25 | 2025-26 | 2026-27 | 2027-28 | 2028-29 | 2029-30 | 2030-31 | 2031-32 | 2032-33 | 2033-34 | 2034-35 | 2035-36 | 2036-37 | 2037-38 | 2038-39 | 2039-40 | 2040-41 | 2041-42 | 2042-43 | 2043-44 | 2044-45 | 2045-46 | 2046-47 | 2047-48 | 2048-49 | 2049-50
TAS1 | Black Coal | 0 | 0 | 0 | 0 | 0 | 0 | 0 | 0 | 0 | 0 | 0 | 0 | 0 | 0 | 0 | 0 | 0 | 0 | 0 | 0 | 0 | 0 | 0 | 0 | 0 | 0 | 0 | 0 | 0
TAS1 | Brown Coal | 0 | 0 | 0 | 0 | 0 | 0 | 0 | 0 | 0 | 0 | 0 | 0 | 0 | 0 | 0 | 0 | 0 | 0 | 0 | 0 | 0 | 0 | 0 | 0 | 0 | 0 | 0 | 0 | 0
TAS1 | CCGT | 0.00022592 | 0.00021557 | 0.00020625 | 0.00019625 | 0.00018726 | 0.00017868 | 0.00018191 | 0.00017309 | 0.00018189 | 0.00017356 | 0.00016606 | 0.00017618 | 0.00016811 | 0.00016041 | 0.00015347 | 0.00014603 | 0.00013934 | 0.00014458 | 0.00014587 | 0.0001388 | 0.00015026 | 0.00014338 | 0.00013718 | 0.00013053 | 0.00012455 | 5.6354e-05 | 6.3739e-05 | 6.065e-05 | 5.7872e-05
TAS1 | Gas - Steam | 0 | 0 | 0 | 0 | 0 | 0 | 0 | 0 | 0 | 0 | 0 | 0 | 0 | 0 | 0 | 0 | 0 | 0 | 0 | 0 | 0 | 0 | 0 | 0 | 0 | 0 | 0 | 0 | 0
TAS1 | OCGT / Diesel | 0.00066281 | 0.00063245 | 0.0006051 | 0.00057577 | 0.0005494 | 0.00052424 | 0.00050156 | 0.0004827 | 0.00048405 | 0.00048726 | 0.00048695 | 0.00056109 | 0.00053539 | 0.00051087 | 0.00049469 | 0.00048761 | 0.00049102 | 0.00048608 | 0.00061184 | 0.00058218 | 0.00055552 | 0.00053007 | 0.00050715 | 0.00049005 | 0.00048428 | 0.0002824 | 0.00029482 | 0.00031453 | 0.00030997
TAS1 | Hydro | 0 | 0 | 0 | 0 | 0 | 0 | 0 | 0 | 0 | 0 | 0 | 0 | 0 | 0 | 0 | 0 | 0 | 0 | 0 | 0 | 0 | 0 | 0 | 0 | 0 | 0 | 0 | 0 | 0
TAS1 | Wind | 65780.973 | 62768.104 | 72012.6259 | 68522.1927 | 65383.7716 | 62389.095 | 59690.8457 | 56797.6459 | 54196.227 | 51713.9571 | 49477.3939 | 47079.2394 | 44922.9383 | 42865.3991 | 41011.5249 | 40578.1847 | 38719.6421 | 45399.8973 | 43436.4093 | 41331.0578 | 41119.4109 | 39236.0791 | 37539.1683 | 35719.6546 | 37843.1157 | 17880.468 | 17682.7273 | 13134.8724 | 12533.2752
TAS1 | Solar PV | 0.00013641 | 0.00021655 | 0.00025322 | 0.00037432 | 0.00035718 | 0.00037109 | 0.00042645 | 0.00043086 | 0.00069767 | 0.00080726 | 0.00077235 | 0.00074463 | 0.00071052 | 0.00067798 | 0.00064866 | 0.00061722 | 0.00058895 | 0.0011351 | 0.0011869 | 0.0011294 | 0.0023414 | 0.0022342 | 0.0021376 | 0.002034 | 0.0019408 | 0.0018097 | 0.001706 | 0.0016091 | 0.0014941
TAS1 | Grid Battery | 0.00060477 | 0.00081064 | 0.00077558 | 0.00087327 | 0.0010978 | 0.0010699 | 0.0012013 | 0.0013299 | 0.0014204 | 0.0014196 | 0.001441 | 0.0016017 | 0.0015342 | 0.0014639 | 0.0014347 | 0.0013913 | 0.0015156 | 0.0014663 | 0.0017615 | 0.0016796 | 0.001502 | 0.0013852 | 0.0013458 | 0.0012736 | 0.0012859 | 0.0013157 | 0.0012638 | 0.001294 | 0.0012667
TAS1 | Pumped Hydro | 0 | 0 | 0.0029308 | 0.0028393 | 0.0028284 | 0.0030778 | 0.0030575 | 0.0031823 | 0.0030947 | 0.0031339 | 0.0031222 | 0.0035215 | 0.0033602 | 0.0032141 | 0.0031009 | 0.0031314 | 0.0033505 | 0.0032356 | 0.0041304 | 0.0039302 | 0.0037715 | 0.003613 | 0.0034694 | 0.0033128 | 0.0032639 | 0.0033859 | 0.0032806 | 0.0033799 | 0.0032297
TAS1 | VPP | 0 | 0 | 0 | 0 | 0 | 0 | 0 | 0 | 0 | 0 | 0 | 0 | 0 | 0 | 0 | 0 | 0 | 0 | 0 | 0 | 0 | 0 | 0 | 0 | 0 | 0 | 0 | 0 | 0
Total excluding storage |  | 65780.9741 | 62768.1051 | 72012.627 | 68522.1938 | 65383.7727 | 62389.0961 | 59690.8468 | 56797.647 | 54196.2284 | 51713.9585 | 49477.3954 | 47079.2409 | 44922.9397 | 42865.4005 | 41011.5262 | 40578.186 | 38719.6433 | 45399.8991 | 43436.4112 | 41331.0597 | 41119.4139 | 39236.082 | 37539.1711 | 35719.6573 | 37843.1183 | 17880.4702 | 17682.7293 | 13134.8744 | 12533.277

## BaseCase_REHAB Cost
Rehabilition cost by technology ($000s) - Base Case, Step Change High Electrification Sensitivity
REHAB | Real June 2020 dollars discounted to 1 July 2020
Explicitly modelled generation
Region | Technology | 2021-22 | 2022-23 | 2023-24 | 2024-25 | 2025-26 | 2026-27 | 2027-28 | 2028-29 | 2029-30 | 2030-31 | 2031-32 | 2032-33 | 2033-34 | 2034-35 | 2035-36 | 2036-37 | 2037-38 | 2038-39 | 2039-40 | 2040-41 | 2041-42 | 2042-43 | 2043-44 | 2044-45 | 2045-46 | 2046-47 | 2047-48 | 2048-49 | 2049-50
NEM | Black Coal | 0 | 0 | 0 | 234262.7892 | 105323.2971 | 2286.9089 | 6019.5978 | 0 | 11706.6794 | 1.514e-05 | 7.4872e-06 | 4.5783e-05 | 30511.0042 | 0 | 0 | 1089.3144 | 0 | 0 | 0 | 4.1342e-05 | 1912.6809 | 0 | 785.2241 | 0.00015874 | 0 | 0 | 0 | 0 | 0
NEM | Brown Coal | 0 | 0 | 0 | 180099.8172 | 8726.9009 | 28159.4101 | 81555.5965 | 0.026647 | 0 | 1.6655e-06 | 3.1007e-06 | 0 | 0 | 0 | 0 | 0 | 0 | 0 | 0 | 0 | 0 | 0 | 0 | 0 | 0 | 417.8161 | 8.6131e-06 | 0 | 0
NEM | CCGT | 0 | 0 | 0 | 0 | 0 | 0 | 0 | 0 | 0 | 0 | 0 | 0 | 0 | 0 | 0 | 0 | 0 | 0 | 0 | 0 | 0 | 0 | 0 | 0 | 0 | 0 | 0 | 0 | 0
NEM | Gas - Steam | 0 | 0 | 0 | 0 | 0 | 0 | 0 | 0 | 0 | 0 | 0 | 0 | 0 | 0 | 0 | 0 | 0 | 0 | 0 | 0 | 0 | 0 | 0 | 0 | 0 | 0 | 0 | 0 | 0
NEM | OCGT / Diesel | 0 | 0 | 0 | 0 | 0 | 0 | 0 | 0 | 0 | 0 | 0 | 0 | 0 | 0 | 0 | 0 | 0 | 0 | 0 | 0 | 0 | 0 | 0 | 0 | 0 | 0 | 0 | 0 | 0
NEM | Hydro | 0 | 0 | 0 | 0 | 0 | 0 | 0 | 0 | 0 | 0 | 0 | 0 | 0 | 0 | 0 | 0 | 0 | 0 | 0 | 0 | 0 | 0 | 0 | 0 | 0 | 0 | 0 | 0 | 0
NEM | Wind | 0 | 0 | 0 | 0 | 0 | 0 | 0 | 0 | 0 | 0 | 0 | 0 | 0 | 0 | 0 | 0 | 0 | 0 | 0 | 0 | 0 | 0 | 0 | 0 | 0 | 0 | 0 | 0 | 0
NEM | Solar PV | 0 | 0 | 0 | 0 | 0 | 0 | 0 | 0 | 0 | 0 | 0 | 0 | 0 | 0 | 0 | 0 | 0 | 0 | 0 | 0 | 0 | 0 | 0 | 0 | 0 | 0 | 0 | 0 | 0
NEM | Grid Battery | 0 | 0 | 0 | 0 | 0 | 0 | 0 | 0 | 0 | 0 | 0 | 0 | 0 | 0 | 0 | 0 | 0 | 0 | 0 | 0 | 0 | 0 | 0 | 0 | 0 | 0 | 0 | 0 | 0
NEM | Pumped Hydro | 0 | 0 | 0 | 0 | 0 | 0 | 0 | 0 | 0 | 0 | 0 | 0 | 0 | 0 | 0 | 0 | 0 | 0 | 0 | 0 | 0 | 0 | 0 | 0 | 0 | 0 | 0 | 0 | 0
NEM | VPP | 0 | 0 | 0 | 0 | 0 | 0 | 0 | 0 | 0 | 0 | 0 | 0 | 0 | 0 | 0 | 0 | 0 | 0 | 0 | 0 | 0 | 0 | 0 | 0 | 0 | 0 | 0 | 0 | 0
Total excluding storage |  | 0 | 0 | 0 | 414362.6065 | 114050.198 | 30446.3189 | 87575.1943 | 0.026647 | 11706.6794 | 1.6805e-05 | 1.0588e-05 | 4.5783e-05 | 30511.0042 | 0 | 0 | 1089.3144 | 0 | 0 | 0 | 4.1342e-05 | 1912.6809 | 0 | 785.2241 | 0.00015874 | 0 | 417.8161 | 8.6131e-06 | 0 | 0
Region | Technology | 2021-22 | 2022-23 | 2023-24 | 2024-25 | 2025-26 | 2026-27 | 2027-28 | 2028-29 | 2029-30 | 2030-31 | 2031-32 | 2032-33 | 2033-34 | 2034-35 | 2035-36 | 2036-37 | 2037-38 | 2038-39 | 2039-40 | 2040-41 | 2041-42 | 2042-43 | 2043-44 | 2044-45 | 2045-46 | 2046-47 | 2047-48 | 2048-49 | 2049-50
NSW1 | Black Coal | 0 | 0 | 0 | 36541.8889 | 102905.6599 | 0.00027097 | 0 | 0 | 0 | 0 | 0 | 0 | 0 | 0 | 0 | 0 | 0 | 0 | 0 | 0 | 1828.2079 | 0 | 0 | 0 | 0 | 0 | 0 | 0 | 0
NSW1 | Brown Coal | 0 | 0 | 0 | 0 | 0 | 0 | 0 | 0 | 0 | 0 | 0 | 0 | 0 | 0 | 0 | 0 | 0 | 0 | 0 | 0 | 0 | 0 | 0 | 0 | 0 | 0 | 0 | 0 | 0
NSW1 | CCGT | 0 | 0 | 0 | 0 | 0 | 0 | 0 | 0 | 0 | 0 | 0 | 0 | 0 | 0 | 0 | 0 | 0 | 0 | 0 | 0 | 0 | 0 | 0 | 0 | 0 | 0 | 0 | 0 | 0
NSW1 | Gas - Steam | 0 | 0 | 0 | 0 | 0 | 0 | 0 | 0 | 0 | 0 | 0 | 0 | 0 | 0 | 0 | 0 | 0 | 0 | 0 | 0 | 0 | 0 | 0 | 0 | 0 | 0 | 0 | 0 | 0
NSW1 | OCGT / Diesel | 0 | 0 | 0 | 0 | 0 | 0 | 0 | 0 | 0 | 0 | 0 | 0 | 0 | 0 | 0 | 0 | 0 | 0 | 0 | 0 | 0 | 0 | 0 | 0 | 0 | 0 | 0 | 0 | 0
NSW1 | Hydro | 0 | 0 | 0 | 0 | 0 | 0 | 0 | 0 | 0 | 0 | 0 | 0 | 0 | 0 | 0 | 0 | 0 | 0 | 0 | 0 | 0 | 0 | 0 | 0 | 0 | 0 | 0 | 0 | 0
NSW1 | Wind | 0 | 0 | 0 | 0 | 0 | 0 | 0 | 0 | 0 | 0 | 0 | 0 | 0 | 0 | 0 | 0 | 0 | 0 | 0 | 0 | 0 | 0 | 0 | 0 | 0 | 0 | 0 | 0 | 0
NSW1 | Solar PV | 0 | 0 | 0 | 0 | 0 | 0 | 0 | 0 | 0 | 0 | 0 | 0 | 0 | 0 | 0 | 0 | 0 | 0 | 0 | 0 | 0 | 0 | 0 | 0 | 0 | 0 | 0 | 0 | 0
NSW1 | Grid Battery | 0 | 0 | 0 | 0 | 0 | 0 | 0 | 0 | 0 | 0 | 0 | 0 | 0 | 0 | 0 | 0 | 0 | 0 | 0 | 0 | 0 | 0 | 0 | 0 | 0 | 0 | 0 | 0 | 0
NSW1 | Pumped Hydro | 0 | 0 | 0 | 0 | 0 | 0 | 0 | 0 | 0 | 0 | 0 | 0 | 0 | 0 | 0 | 0 | 0 | 0 | 0 | 0 | 0 | 0 | 0 | 0 | 0 | 0 | 0 | 0 | 0
NSW1 | VPP | 0 | 0 | 0 | 0 | 0 | 0 | 0 | 0 | 0 | 0 | 0 | 0 | 0 | 0 | 0 | 0 | 0 | 0 | 0 | 0 | 0 | 0 | 0 | 0 | 0 | 0 | 0 | 0 | 0
Total excluding storage |  | 0 | 0 | 0 | 36541.8889 | 102905.6599 | 0.00027097 | 0 | 0 | 0 | 0 | 0 | 0 | 0 | 0 | 0 | 0 | 0 | 0 | 0 | 0 | 1828.2079 | 0 | 0 | 0 | 0 | 0 | 0 | 0 | 0
Region | Technology | 2021-22 | 2022-23 | 2023-24 | 2024-25 | 2025-26 | 2026-27 | 2027-28 | 2028-29 | 2029-30 | 2030-31 | 2031-32 | 2032-33 | 2033-34 | 2034-35 | 2035-36 | 2036-37 | 2037-38 | 2038-39 | 2039-40 | 2040-41 | 2041-42 | 2042-43 | 2043-44 | 2044-45 | 2045-46 | 2046-47 | 2047-48 | 2048-49 | 2049-50
QLD1 | Black Coal | 0 | 0 | 0 | 197720.9003 | 2417.6372 | 2286.9086 | 6019.5978 | 0 | 11706.6794 | 1.514e-05 | 7.4872e-06 | 4.5783e-05 | 30511.0042 | 0 | 0 | 1089.3144 | 0 | 0 | 0 | 4.1342e-05 | 84.473 | 0 | 785.2241 | 0.00015874 | 0 | 0 | 0 | 0 | 0
QLD1 | Brown Coal | 0 | 0 | 0 | 0 | 0 | 0 | 0 | 0 | 0 | 0 | 0 | 0 | 0 | 0 | 0 | 0 | 0 | 0 | 0 | 0 | 0 | 0 | 0 | 0 | 0 | 0 | 0 | 0 | 0
QLD1 | CCGT | 0 | 0 | 0 | 0 | 0 | 0 | 0 | 0 | 0 | 0 | 0 | 0 | 0 | 0 | 0 | 0 | 0 | 0 | 0 | 0 | 0 | 0 | 0 | 0 | 0 | 0 | 0 | 0 | 0
QLD1 | Gas - Steam | 0 | 0 | 0 | 0 | 0 | 0 | 0 | 0 | 0 | 0 | 0 | 0 | 0 | 0 | 0 | 0 | 0 | 0 | 0 | 0 | 0 | 0 | 0 | 0 | 0 | 0 | 0 | 0 | 0
QLD1 | OCGT / Diesel | 0 | 0 | 0 | 0 | 0 | 0 | 0 | 0 | 0 | 0 | 0 | 0 | 0 | 0 | 0 | 0 | 0 | 0 | 0 | 0 | 0 | 0 | 0 | 0 | 0 | 0 | 0 | 0 | 0
QLD1 | Hydro | 0 | 0 | 0 | 0 | 0 | 0 | 0 | 0 | 0 | 0 | 0 | 0 | 0 | 0 | 0 | 0 | 0 | 0 | 0 | 0 | 0 | 0 | 0 | 0 | 0 | 0 | 0 | 0 | 0
QLD1 | Wind | 0 | 0 | 0 | 0 | 0 | 0 | 0 | 0 | 0 | 0 | 0 | 0 | 0 | 0 | 0 | 0 | 0 | 0 | 0 | 0 | 0 | 0 | 0 | 0 | 0 | 0 | 0 | 0 | 0
QLD1 | Solar PV | 0 | 0 | 0 | 0 | 0 | 0 | 0 | 0 | 0 | 0 | 0 | 0 | 0 | 0 | 0 | 0 | 0 | 0 | 0 | 0 | 0 | 0 | 0 | 0 | 0 | 0 | 0 | 0 | 0
QLD1 | Grid Battery | 0 | 0 | 0 | 0 | 0 | 0 | 0 | 0 | 0 | 0 | 0 | 0 | 0 | 0 | 0 | 0 | 0 | 0 | 0 | 0 | 0 | 0 | 0 | 0 | 0 | 0 | 0 | 0 | 0
QLD1 | Pumped Hydro | 0 | 0 | 0 | 0 | 0 | 0 | 0 | 0 | 0 | 0 | 0 | 0 | 0 | 0 | 0 | 0 | 0 | 0 | 0 | 0 | 0 | 0 | 0 | 0 | 0 | 0 | 0 | 0 | 0
QLD1 | VPP | 0 | 0 | 0 | 0 | 0 | 0 | 0 | 0 | 0 | 0 | 0 | 0 | 0 | 0 | 0 | 0 | 0 | 0 | 0 | 0 | 0 | 0 | 0 | 0 | 0 | 0 | 0 | 0 | 0
Total excluding storage |  | 0 | 0 | 0 | 197720.9003 | 2417.6372 | 2286.9086 | 6019.5978 | 0 | 11706.6794 | 1.514e-05 | 7.4872e-06 | 4.5783e-05 | 30511.0042 | 0 | 0 | 1089.3144 | 0 | 0 | 0 | 4.1342e-05 | 84.473 | 0 | 785.2241 | 0.00015874 | 0 | 0 | 0 | 0 | 0
Region | Technology | 2021-22 | 2022-23 | 2023-24 | 2024-25 | 2025-26 | 2026-27 | 2027-28 | 2028-29 | 2029-30 | 2030-31 | 2031-32 | 2032-33 | 2033-34 | 2034-35 | 2035-36 | 2036-37 | 2037-38 | 2038-39 | 2039-40 | 2040-41 | 2041-42 | 2042-43 | 2043-44 | 2044-45 | 2045-46 | 2046-47 | 2047-48 | 2048-49 | 2049-50
VIC1 | Black Coal | 0 | 0 | 0 | 0 | 0 | 0 | 0 | 0 | 0 | 0 | 0 | 0 | 0 | 0 | 0 | 0 | 0 | 0 | 0 | 0 | 0 | 0 | 0 | 0 | 0 | 0 | 0 | 0 | 0
VIC1 | Brown Coal | 0 | 0 | 0 | 180099.8172 | 8726.9009 | 28159.4101 | 81555.5965 | 0.026647 | 0 | 1.6655e-06 | 3.1007e-06 | 0 | 0 | 0 | 0 | 0 | 0 | 0 | 0 | 0 | 0 | 0 | 0 | 0 | 0 | 417.8161 | 8.6131e-06 | 0 | 0
VIC1 | CCGT | 0 | 0 | 0 | 0 | 0 | 0 | 0 | 0 | 0 | 0 | 0 | 0 | 0 | 0 | 0 | 0 | 0 | 0 | 0 | 0 | 0 | 0 | 0 | 0 | 0 | 0 | 0 | 0 | 0
VIC1 | Gas - Steam | 0 | 0 | 0 | 0 | 0 | 0 | 0 | 0 | 0 | 0 | 0 | 0 | 0 | 0 | 0 | 0 | 0 | 0 | 0 | 0 | 0 | 0 | 0 | 0 | 0 | 0 | 0 | 0 | 0
VIC1 | OCGT / Diesel | 0 | 0 | 0 | 0 | 0 | 0 | 0 | 0 | 0 | 0 | 0 | 0 | 0 | 0 | 0 | 0 | 0 | 0 | 0 | 0 | 0 | 0 | 0 | 0 | 0 | 0 | 0 | 0 | 0
VIC1 | Hydro | 0 | 0 | 0 | 0 | 0 | 0 | 0 | 0 | 0 | 0 | 0 | 0 | 0 | 0 | 0 | 0 | 0 | 0 | 0 | 0 | 0 | 0 | 0 | 0 | 0 | 0 | 0 | 0 | 0
VIC1 | Wind | 0 | 0 | 0 | 0 | 0 | 0 | 0 | 0 | 0 | 0 | 0 | 0 | 0 | 0 | 0 | 0 | 0 | 0 | 0 | 0 | 0 | 0 | 0 | 0 | 0 | 0 | 0 | 0 | 0
VIC1 | Solar PV | 0 | 0 | 0 | 0 | 0 | 0 | 0 | 0 | 0 | 0 | 0 | 0 | 0 | 0 | 0 | 0 | 0 | 0 | 0 | 0 | 0 | 0 | 0 | 0 | 0 | 0 | 0 | 0 | 0
VIC1 | Grid Battery | 0 | 0 | 0 | 0 | 0 | 0 | 0 | 0 | 0 | 0 | 0 | 0 | 0 | 0 | 0 | 0 | 0 | 0 | 0 | 0 | 0 | 0 | 0 | 0 | 0 | 0 | 0 | 0 | 0
VIC1 | Pumped Hydro | 0 | 0 | 0 | 0 | 0 | 0 | 0 | 0 | 0 | 0 | 0 | 0 | 0 | 0 | 0 | 0 | 0 | 0 | 0 | 0 | 0 | 0 | 0 | 0 | 0 | 0 | 0 | 0 | 0
VIC1 | VPP | 0 | 0 | 0 | 0 | 0 | 0 | 0 | 0 | 0 | 0 | 0 | 0 | 0 | 0 | 0 | 0 | 0 | 0 | 0 | 0 | 0 | 0 | 0 | 0 | 0 | 0 | 0 | 0 | 0
Total excluding storage |  | 0 | 0 | 0 | 180099.8172 | 8726.9009 | 28159.4101 | 81555.5965 | 0.026647 | 0 | 1.6655e-06 | 3.1007e-06 | 0 | 0 | 0 | 0 | 0 | 0 | 0 | 0 | 0 | 0 | 0 | 0 | 0 | 0 | 417.8161 | 8.6131e-06 | 0 | 0
Region | Technology | 2021-22 | 2022-23 | 2023-24 | 2024-25 | 2025-26 | 2026-27 | 2027-28 | 2028-29 | 2029-30 | 2030-31 | 2031-32 | 2032-33 | 2033-34 | 2034-35 | 2035-36 | 2036-37 | 2037-38 | 2038-39 | 2039-40 | 2040-41 | 2041-42 | 2042-43 | 2043-44 | 2044-45 | 2045-46 | 2046-47 | 2047-48 | 2048-49 | 2049-50
SA1 | Black Coal | 0 | 0 | 0 | 0 | 0 | 0 | 0 | 0 | 0 | 0 | 0 | 0 | 0 | 0 | 0 | 0 | 0 | 0 | 0 | 0 | 0 | 0 | 0 | 0 | 0 | 0 | 0 | 0 | 0
SA1 | Brown Coal | 0 | 0 | 0 | 0 | 0 | 0 | 0 | 0 | 0 | 0 | 0 | 0 | 0 | 0 | 0 | 0 | 0 | 0 | 0 | 0 | 0 | 0 | 0 | 0 | 0 | 0 | 0 | 0 | 0
SA1 | CCGT | 0 | 0 | 0 | 0 | 0 | 0 | 0 | 0 | 0 | 0 | 0 | 0 | 0 | 0 | 0 | 0 | 0 | 0 | 0 | 0 | 0 | 0 | 0 | 0 | 0 | 0 | 0 | 0 | 0
SA1 | Gas - Steam | 0 | 0 | 0 | 0 | 0 | 0 | 0 | 0 | 0 | 0 | 0 | 0 | 0 | 0 | 0 | 0 | 0 | 0 | 0 | 0 | 0 | 0 | 0 | 0 | 0 | 0 | 0 | 0 | 0
SA1 | OCGT / Diesel | 0 | 0 | 0 | 0 | 0 | 0 | 0 | 0 | 0 | 0 | 0 | 0 | 0 | 0 | 0 | 0 | 0 | 0 | 0 | 0 | 0 | 0 | 0 | 0 | 0 | 0 | 0 | 0 | 0
SA1 | Hydro | 0 | 0 | 0 | 0 | 0 | 0 | 0 | 0 | 0 | 0 | 0 | 0 | 0 | 0 | 0 | 0 | 0 | 0 | 0 | 0 | 0 | 0 | 0 | 0 | 0 | 0 | 0 | 0 | 0
SA1 | Wind | 0 | 0 | 0 | 0 | 0 | 0 | 0 | 0 | 0 | 0 | 0 | 0 | 0 | 0 | 0 | 0 | 0 | 0 | 0 | 0 | 0 | 0 | 0 | 0 | 0 | 0 | 0 | 0 | 0
SA1 | Solar PV | 0 | 0 | 0 | 0 | 0 | 0 | 0 | 0 | 0 | 0 | 0 | 0 | 0 | 0 | 0 | 0 | 0 | 0 | 0 | 0 | 0 | 0 | 0 | 0 | 0 | 0 | 0 | 0 | 0
SA1 | Grid Battery | 0 | 0 | 0 | 0 | 0 | 0 | 0 | 0 | 0 | 0 | 0 | 0 | 0 | 0 | 0 | 0 | 0 | 0 | 0 | 0 | 0 | 0 | 0 | 0 | 0 | 0 | 0 | 0 | 0
SA1 | Pumped Hydro | 0 | 0 | 0 | 0 | 0 | 0 | 0 | 0 | 0 | 0 | 0 | 0 | 0 | 0 | 0 | 0 | 0 | 0 | 0 | 0 | 0 | 0 | 0 | 0 | 0 | 0 | 0 | 0 | 0
SA1 | VPP | 0 | 0 | 0 | 0 | 0 | 0 | 0 | 0 | 0 | 0 | 0 | 0 | 0 | 0 | 0 | 0 | 0 | 0 | 0 | 0 | 0 | 0 | 0 | 0 | 0 | 0 | 0 | 0 | 0
Total excluding storage |  | 0 | 0 | 0 | 0 | 0 | 0 | 0 | 0 | 0 | 0 | 0 | 0 | 0 | 0 | 0 | 0 | 0 | 0 | 0 | 0 | 0 | 0 | 0 | 0 | 0 | 0 | 0 | 0 | 0
Region | Technology | 2021-22 | 2022-23 | 2023-24 | 2024-25 | 2025-26 | 2026-27 | 2027-28 | 2028-29 | 2029-30 | 2030-31 | 2031-32 | 2032-33 | 2033-34 | 2034-35 | 2035-36 | 2036-37 | 2037-38 | 2038-39 | 2039-40 | 2040-41 | 2041-42 | 2042-43 | 2043-44 | 2044-45 | 2045-46 | 2046-47 | 2047-48 | 2048-49 | 2049-50
TAS1 | Black Coal | 0 | 0 | 0 | 0 | 0 | 0 | 0 | 0 | 0 | 0 | 0 | 0 | 0 | 0 | 0 | 0 | 0 | 0 | 0 | 0 | 0 | 0 | 0 | 0 | 0 | 0 | 0 | 0 | 0
TAS1 | Brown Coal | 0 | 0 | 0 | 0 | 0 | 0 | 0 | 0 | 0 | 0 | 0 | 0 | 0 | 0 | 0 | 0 | 0 | 0 | 0 | 0 | 0 | 0 | 0 | 0 | 0 | 0 | 0 | 0 | 0
TAS1 | CCGT | 0 | 0 | 0 | 0 | 0 | 0 | 0 | 0 | 0 | 0 | 0 | 0 | 0 | 0 | 0 | 0 | 0 | 0 | 0 | 0 | 0 | 0 | 0 | 0 | 0 | 0 | 0 | 0 | 0
TAS1 | Gas - Steam | 0 | 0 | 0 | 0 | 0 | 0 | 0 | 0 | 0 | 0 | 0 | 0 | 0 | 0 | 0 | 0 | 0 | 0 | 0 | 0 | 0 | 0 | 0 | 0 | 0 | 0 | 0 | 0 | 0
TAS1 | OCGT / Diesel | 0 | 0 | 0 | 0 | 0 | 0 | 0 | 0 | 0 | 0 | 0 | 0 | 0 | 0 | 0 | 0 | 0 | 0 | 0 | 0 | 0 | 0 | 0 | 0 | 0 | 0 | 0 | 0 | 0
TAS1 | Hydro | 0 | 0 | 0 | 0 | 0 | 0 | 0 | 0 | 0 | 0 | 0 | 0 | 0 | 0 | 0 | 0 | 0 | 0 | 0 | 0 | 0 | 0 | 0 | 0 | 0 | 0 | 0 | 0 | 0
TAS1 | Wind | 0 | 0 | 0 | 0 | 0 | 0 | 0 | 0 | 0 | 0 | 0 | 0 | 0 | 0 | 0 | 0 | 0 | 0 | 0 | 0 | 0 | 0 | 0 | 0 | 0 | 0 | 0 | 0 | 0
TAS1 | Solar PV | 0 | 0 | 0 | 0 | 0 | 0 | 0 | 0 | 0 | 0 | 0 | 0 | 0 | 0 | 0 | 0 | 0 | 0 | 0 | 0 | 0 | 0 | 0 | 0 | 0 | 0 | 0 | 0 | 0
TAS1 | Grid Battery | 0 | 0 | 0 | 0 | 0 | 0 | 0 | 0 | 0 | 0 | 0 | 0 | 0 | 0 | 0 | 0 | 0 | 0 | 0 | 0 | 0 | 0 | 0 | 0 | 0 | 0 | 0 | 0 | 0
TAS1 | Pumped Hydro | 0 | 0 | 0 | 0 | 0 | 0 | 0 | 0 | 0 | 0 | 0 | 0 | 0 | 0 | 0 | 0 | 0 | 0 | 0 | 0 | 0 | 0 | 0 | 0 | 0 | 0 | 0 | 0 | 0
TAS1 | VPP | 0 | 0 | 0 | 0 | 0 | 0 | 0 | 0 | 0 | 0 | 0 | 0 | 0 | 0 | 0 | 0 | 0 | 0 | 0 | 0 | 0 | 0 | 0 | 0 | 0 | 0 | 0 | 0 | 0
Total excluding storage |  | 0 | 0 | 0 | 0 | 0 | 0 | 0 | 0 | 0 | 0 | 0 | 0 | 0 | 0 | 0 | 0 | 0 | 0 | 0 | 0 | 0 | 0 | 0 | 0 | 0 | 0 | 0 | 0 | 0

## BaseCase_REZ Tx Cost
REZ transmission expansion cost by region ($000s) - Base Case, Step Change High Electrification Sensitivity
REZ Expansion | Real June 2020 dollars discounted to 1 July 2020. As with the total capital costs, the REZ transmission expansion costs are annualised for modelling purposes.
Explicitly modelled generation
Region | Technology | 2021-22 | 2022-23 | 2023-24 | 2024-25 | 2025-26 | 2026-27 | 2027-28 | 2028-29 | 2029-30 | 2030-31 | 2031-32 | 2032-33 | 2033-34 | 2034-35 | 2035-36 | 2036-37 | 2037-38 | 2038-39 | 2039-40 | 2040-41 | 2041-42 | 2042-43 | 2043-44 | 2044-45 | 2045-46 | 2046-47 | 2047-48 | 2048-49 | 2049-50
NSW1 | Transmission | 0.0010317 | 0.0011226 | 4406.5857 | 46803.4373 | 47359.03 | 48187.9032 | 46103.8375 | 44807.114 | 42754.8798 | 68593.1718 | 67832.3885 | 154691.3042 | 157288.8332 | 150749.0737 | 147877.0077 | 140709.4478 | 172791.4298 | 169698.5199 | 163972.9887 | 177409.238 | 187010.7492 | 219904.8517 | 210394.2457 | 200196.4914 | 218579.9541 | 274692.1909 | 262812.1017 | 250073.6675 | 242658.7014
QLD1 | Transmission | 2886.366 | 2754.1661 | 2635.0519 | 2507.3365 | 25598.6089 | 24426.1536 | 28087.7655 | 78702.4275 | 75097.7363 | 71658.1453 | 73537.3542 | 81155.6572 | 93324.6567 | 90423.2507 | 101414.4768 | 117548.959 | 166432.4975 | 158809.6349 | 155584.372 | 151690.0846 | 158552.7502 | 232098.9907 | 222061.0034 | 217037.1919 | 237622.0636 | 320461.8522 | 306602.2831 | 332825.939 | 385223.1879
VIC1 | Transmission | 0.00052149 | 0.0005104 | 0.00049421 | 4939.4679 | 4713.2327 | 6824.6682 | 16209.8815 | 15424.1928 | 14717.7412 | 14043.6462 | 13436.2763 | 12785.0235 | 14245.1977 | 14343.5784 | 13723.2368 | 13058.0751 | 21288.1143 | 20313.0862 | 23169.2166 | 29767.3863 | 59799.389 | 64238.6303 | 62174.4645 | 59160.8844 | 56451.2256 | 53865.6732 | 51536.0511 | 49038.1121 | 46792.0917
SA1 | Transmission | 0.0023494 | 0.0022869 | 0.0024075 | 116.6769 | 111.333 | 106.2338 | 101.6394 | 10183.9559 | 9717.5158 | 9272.4427 | 9284.0757 | 15520.7177 | 14809.8452 | 14131.5317 | 14153.6425 | 13467.6192 | 16428.986 | 20938.1039 | 28080.5338 | 27631.0436 | 27357.8957 | 28328.1522 | 40424.7016 | 38465.3268 | 39081.0036 | 62231.6244 | 59540.1855 | 56654.2882 | 56031.5085
TAS1 | Transmission | 3.3089e-06 | 3.1573e-06 | 3.0208e-06 | 2.8744e-06 | 2.7427e-06 | 2.6171e-06 | 2.5039e-06 | 2.3825e-06 | 2.2734e-06 | 2.1693e-06 | 2.0755e-06 | 2.845e-06 | 2.7147e-06 | 2.5903e-06 | 2.4783e-06 | 2.3582e-06 | 4.293e-06 | 6.1565e-06 | 6.5758e-06 | 6.9478e-06 | 0.00014453 | 0.00013943 | 0.00013378 | 0.00012791 | 0.00012812 | 201.2201 | 247.2034 | 235.2215 | 224.448
NEM | Total | 2886.3699 | 2754.17 | 7041.6405 | 54366.9185 | 77782.2046 | 79544.9589 | 90503.124 | 149117.6902 | 142287.8732 | 163567.406 | 164090.0947 | 264152.7026 | 279668.5328 | 269647.4346 | 277168.3639 | 284784.1011 | 376941.0276 | 369759.3449 | 370807.1112 | 386497.7524 | 432720.7843 | 544570.625 | 535054.4154 | 514859.8947 | 551734.247 | 711452.5608 | 680737.8248 | 688827.2283 | 730929.9375

## BaseCase_USE+DSP Cost
USE and USE / DSP cost by region ($000s) - Base Case, Step Change High Electrification Sensitivity
USE / DSP | Real June 2020 dollars discounted to 1 July 2020
Explicitly modelled generation
Region | Technology | 2021-22 | 2022-23 | 2023-24 | 2024-25 | 2025-26 | 2026-27 | 2027-28 | 2028-29 | 2029-30 | 2030-31 | 2031-32 | 2032-33 | 2033-34 | 2034-35 | 2035-36 | 2036-37 | 2037-38 | 2038-39 | 2039-40 | 2040-41 | 2041-42 | 2042-43 | 2043-44 | 2044-45 | 2045-46 | 2046-47 | 2047-48 | 2048-49 | 2049-50
NSW1 | USE / DSP | 0.0016502 | 0.0016467 | 0.0016567 | 2076.3055 | 0.0017 | 0.0016924 | 42.4199 | 0.0017097 | 0.0017235 | 43.5708 | 0.001732 | 50604.1031 | 55.6084 | 3584.6782 | 11149.4435 | 487.757 | 4733.6829 | 0.0018254 | 3500.8288 | 2356.5899 | 2712.386 | 0.0019047 | 4179.0615 | 4210.2812 | 480.1388 | 2647.74 | 1287.0331 | 1968.3453 | 4206.8466
QLD1 | USE / DSP | 0.0016327 | 0.0016272 | 0.0016336 | 2274.5307 | 1564.0996 | 1487.0826 | 131.2485 | 26961.1234 | 573.695 | 556.9208 | 4538.1568 | 6510.7867 | 27873.4917 | 18035.7232 | 3340.7667 | 2828.221 | 39853.4018 | 197.4282 | 60185.4809 | 7486.002 | 7346.7215 | 21892.9504 | 15554.4428 | 13499.9553 | 9070.7604 | 208955.5013 | 11967.5353 | 343219.839 | 77881.8758
VIC1 | USE / DSP | 0.0016298 | 0.0016149 | 0.0016305 | 0.0017022 | 0.0017126 | 0.0017133 | 0.90967 | 0.0016825 | 0.0016936 | 0.95883 | 0.0017154 | 13597.3574 | 0.001742 | 269.3429 | 4381.1658 | 10.0332 | 4332.9359 | 0.0018001 | 3361.2275 | 896.0881 | 1611.675 | 0.0018944 | 15382.4067 | 163023.2588 | 32200.1629 | 1107.3258 | 136152.6049 | 8287.525 | 14878.058
SA1 | USE / DSP | 0.0016498 | 0.0016283 | 0.0016601 | 0.0016827 | 0.0016964 | 0.0016767 | 12.044 | 0.0016579 | 0.0016603 | 16.4019 | 0.0016852 | 5447.7797 | 0.0016968 | 347.7383 | 5979.6094 | 232.2355 | 4547.3129 | 0.0017728 | 3484.6468 | 1289.8314 | 1479.9827 | 0.0018682 | 2725.1298 | 3099.9529 | 16136.8491 | 161.0091 | 387.821 | 584.7228 | 1753.7861
TAS1 | USE / DSP | 0.0013333 | 0.0013207 | 0.0013329 | 0.0013294 | 0.0013234 | 0.0013244 | 0.0013318 | 0.0013284 | 0.001334 | 0.0013343 | 0.001333 | 245.9831 | 0.0013388 | 0.0013201 | 0.0013288 | 0.0013285 | 0.0013287 | 0.0013328 | 1132.2057 | 0.0013199 | 192.2599 | 0.0013392 | 0.0013316 | 0.0013241 | 0.0013252 | 0.0013281 | 0.0013369 | 0.0013577 | 0.0012982
NEM | Total | 0.0078957 | 0.0078378 | 0.0079138 | 4350.8409 | 1564.1061 | 1487.089 | 186.6234 | 26961.1298 | 573.7014 | 617.8537 | 4538.1633 | 76406.01 | 27929.1048 | 22237.4838 | 24850.9867 | 3558.2481 | 53467.3348 | 197.4349 | 71664.3896 | 12028.5127 | 13343.025 | 21892.9574 | 37841.0422 | 183833.4495 | 57887.9126 | 212871.5776 | 149794.9957 | 354060.4334 | 98720.5677

## BaseCase_SyncCon Cost
Synchronous Condenser cost by region ($000s) - Base Case, Step Change High Electrification Sensitivity
SyncCon | Real June 2020 dollars discounted to 1 July 2020
Explicitly modelled generation
Region | Technology | 2021-22 | 2022-23 | 2023-24 | 2024-25 | 2025-26 | 2026-27 | 2027-28 | 2028-29 | 2029-30 | 2030-31 | 2031-32 | 2032-33 | 2033-34 | 2034-35 | 2035-36 | 2036-37 | 2037-38 | 2038-39 | 2039-40 | 2040-41 | 2041-42 | 2042-43 | 2043-44 | 2044-45 | 2045-46 | 2046-47 | 2047-48 | 2048-49 | 2049-50
NSW1 | SyncCon | 0 | 0 | 0 | 0 | 0 | 0 | 0 | 0 | 0 | 0 | 0 | 0 | 0 | 0 | 0 | 0 | 0 | 0 | 0 | 0 | 0 | 0 | 0 | 0 | 0 | 0 | 0 | 0 | 0
QLD1 | SyncCon | 0 | 0 | 0 | 0 | 0 | 0 | 0 | 0 | 0 | 0 | 0 | 0 | 0 | 0 | 0 | 0 | 0 | 0 | 0 | 0 | 0 | 0 | 0 | 0 | 0 | 0 | 0 | 0 | 5.1494e-07
VIC1 | SyncCon | 0 | 0 | 416.3395 | 14077.6721 | 13432.8933 | 15522.3778 | 18626.7456 | 17723.9121 | 16912.1298 | 16137.5285 | 15439.6008 | 14691.2474 | 14018.3658 | 13376.3032 | 12797.7951 | 12177.4893 | 11619.7417 | 11087.5397 | 10608.0177 | 10093.8498 | 9631.5361 | 9190.397 | 8792.924 | 8366.7333 | 7983.5241 | 7617.8665 | 7288.4034 | 6935.1364 | 6617.4966
SA1 | SyncCon | 0 | 0 | 0 | 0 | 0 | 0 | 0 | 0 | 0 | 0 | 0 | 0 | 0 | 0 | 0 | 0 | 0 | 0 | 0 | 0 | 0 | 0 | 0 | 0 | 0 | 0 | 0 | 0 | 0
TAS1 | SyncCon | 1585.2468 | 1683.4039 | 1695.9232 | 1274.418 | 1152.54 | 1407.4559 | 1211.2324 | 1232.274 | 1165.1511 | 1228.5435 | 1425.1544 | 1285.5326 | 1092.514 | 1100.7491 | 1166.8183 | 1118.0921 | 1069.4232 | 1028.6959 | 1075.5741 | 1196.8115 | 1099.6176 | 785.9457 | 879.8213 | 917.4079 | 764.8843 | 655.162 | 641.118 | 660.3972 | 722.4507
NEM | Total | 1585.2468 | 1683.4039 | 2112.2627 | 15352.0901 | 14585.4333 | 16929.8337 | 19837.978 | 18956.186 | 18077.2809 | 17366.0719 | 16864.7552 | 15976.7799 | 15110.8798 | 14477.0523 | 13964.6134 | 13295.5814 | 12689.1649 | 12116.2357 | 11683.5918 | 11290.6614 | 10731.1537 | 9976.3427 | 9672.7453 | 9284.1412 | 8748.4084 | 8273.0285 | 7929.5215 | 7595.5337 | 7339.9472

## BaseCase_System Strength Cost
System Strength cost by region ($000s) - Base Case, Step Change High Electrification Sensitivity
System Strength | Real June 2020 dollars discounted to 1 July 2020
Explicitly modelled generation
Region | Technology | 2021-22 | 2022-23 | 2023-24 | 2024-25 | 2025-26 | 2026-27 | 2027-28 | 2028-29 | 2029-30 | 2030-31 | 2031-32 | 2032-33 | 2033-34 | 2034-35 | 2035-36 | 2036-37 | 2037-38 | 2038-39 | 2039-40 | 2040-41 | 2041-42 | 2042-43 | 2043-44 | 2044-45 | 2045-46 | 2046-47 | 2047-48 | 2048-49 | 2049-50
NSW1 | System Strength | 7.3241e-05 | 7.8417e-05 | 494.4092 | 5251.2431 | 5411.4239 | 5608.6171 | 5366.0517 | 6400.8083 | 6394.2325 | 9220.0767 | 9068.8043 | 18120.8747 | 18728.2614 | 17969.0927 | 17635.0576 | 17544.552 | 21389.7741 | 22095.464 | 21359.5774 | 23203.3667 | 24527.3499 | 26864.3228 | 25702.4749 | 24456.6826 | 24929.0812 | 28036.2108 | 26823.6802 | 25523.5434 | 24587.9685
QLD1 | System Strength | 3867.2712 | 3690.1443 | 3530.5503 | 3359.4256 | 4357.5058 | 4157.9254 | 4148.2011 | 5274.1599 | 5032.5953 | 4802.0948 | 4845.8412 | 6143.6442 | 8039.5798 | 7706.8466 | 7758.7458 | 7926.8187 | 10254.9499 | 9785.2575 | 9861.3702 | 9883.2246 | 9710.7694 | 12685.0466 | 12136.4344 | 11696.5473 | 12190.2397 | 16108.9069 | 15412.217 | 17613.0263 | 18683.9645
VIC1 | System Strength | 0.00024889 | 0.00024297 | 0.00026939 | 3808.0477 | 4228.4814 | 4771.0803 | 8609.0966 | 9626.2254 | 9185.3296 | 9216.4729 | 10117.6316 | 10896.1494 | 11044.284 | 10775.9731 | 10309.9259 | 9810.2065 | 11044.7615 | 10538.8946 | 10522.5598 | 10921.0915 | 13191.6543 | 13120.241 | 12605.808 | 11994.8078 | 11445.4273 | 10921.2092 | 10781.53 | 10258.9521 | 11143.055
SA1 | System Strength | 968.0252 | 923.6882 | 1028.9008 | 2117.4453 | 2020.4632 | 1927.923 | 2225.641 | 3230.3046 | 3204.0834 | 3164.1807 | 3096.0295 | 3959.912 | 3778.5419 | 3856.3828 | 3737.9996 | 3587.8975 | 4362.221 | 4564.5565 | 4982.2345 | 4810.8673 | 4666.3689 | 4711.6581 | 5842.7204 | 5559.5253 | 5462.9587 | 6313.3907 | 6040.3446 | 5747.5707 | 5636.0211
TAS1 | System Strength | 665.4436 | 634.9653 | 847.9361 | 806.8369 | 769.8825 | 734.6207 | 702.8493 | 668.7824 | 638.1511 | 608.9228 | 582.5877 | 554.3499 | 528.9598 | 504.7326 | 482.9036 | 479.2965 | 457.344 | 545.3509 | 521.7652 | 496.4753 | 495.8653 | 473.154 | 452.6906 | 430.7488 | 462.5207 | 470.6433 | 458.2534 | 436.0419 | 416.0706
NEM | Total | 5500.7403 | 5248.7981 | 5901.7967 | 15342.9985 | 16787.7568 | 17200.1665 | 21051.8397 | 25200.2806 | 24454.3919 | 27011.7479 | 27710.8943 | 39674.9301 | 42119.627 | 40813.0279 | 39924.6324 | 39348.7712 | 47509.0504 | 47529.5235 | 47247.507 | 49315.0254 | 52592.0078 | 57854.4225 | 56740.1284 | 54138.3118 | 54490.2276 | 61850.361 | 59516.0253 | 59579.1345 | 60467.0796

## Marinus_CF
Annual capacity factor by technology - Marinus Link, Step Change High Electrification Sensitivity
Explicitly modelled generation
Region | Technology | 2021-22 | 2022-23 | 2023-24 | 2024-25 | 2025-26 | 2026-27 | 2027-28 | 2028-29 | 2029-30 | 2030-31 | 2031-32 | 2032-33 | 2033-34 | 2034-35 | 2035-36 | 2036-37 | 2037-38 | 2038-39 | 2039-40 | 2040-41 | 2041-42 | 2042-43 | 2043-44 | 2044-45 | 2045-46 | 2046-47 | 2047-48 | 2048-49 | 2049-50
NEM | Black Coal | 47.85% | 44.45% | 46.29% | 58.76% | 62.78% | 60.83% | 58.31% | 62.06% | 61.98% | 60.52% | 57.88% | 56.16% | 64.6% | 56.8% | 53.23% | 55.81% | 57.28% | 57.2% | 52.25% | 52.74% | 52.34% | 56.75% | 52.39% | 49.42% | 45.07% | 44.85% | 43.25% | 38.36% | 38.59%
NEM | Brown Coal | 62.46% | 53.73% | 55.92% | 64.28% | 66.94% | 64.02% | - | - | - | - | - | - | - | - | - | - | - | - | - | - | - | - | - | - | - | - | - | - | -
NEM | CCGT | 8.417% | 8.417% | 7.208% | 13.49% | 16.73% | 14.43% | 13.26% | 14.29% | 13.55% | 15.64% | 19.3% | 21.29% | 25.3% | 24.88% | 21.79% | 20.8% | 25.17% | 25.76% | 23.52% | 24.78% | 26.22% | 28.9% | 23.06% | 25.4% | 27.18% | 28.26% | 28.34% | 28.26% | 28.26%
NEM | Gas - Steam | 5.84% | 5.935% | 5.981% | 2.464% | 2.728% | 2.725% | 2.252% | 2.961% | 2.047% | 2.209% | 2.93% | 5.66% | 5.875% | 11.03% | 8.356% | 8.647% | 14.83% | 15.24% | 21.57% | 25.2% | 31.53% | 32.71% | 27.56% | 27.56% | 22.34% | - | - | - | -
NEM | OCGT / Diesel | 0.09662% | 0.03886% | 0.172% | 0.6244% | 0.5403% | 0.5803% | 0.3848% | 0.6497% | 0.3059% | 0.6847% | 1.137% | 2.21% | 2.147% | 3.249% | 3.282% | 3.773% | 6.339% | 5.88% | 9.528% | 12.51% | 10.4% | 11.62% | 13.42% | 9.134% | 9.596% | 13.4% | 14.31% | 16.55% | 14.52%
NEM | Hydro | 20.92% | 22.22% | 20.51% | 23.85% | 23.89% | 22.5% | 25.09% | 27.95% | 24.63% | 22.95% | 23.23% | 22.01% | 24.87% | 25.08% | 24.43% | 23.57% | 26.88% | 24.9% | 22.52% | 21.6% | 20.95% | 23.84% | 23.82% | 22.47% | 23.95% | 27.59% | 24.31% | 21.73% | 21.33%
NEM | Wind | 37.16% | 37.17% | 33.58% | 32.88% | 35.75% | 36.68% | 37.71% | 35.17% | 35.09% | 34.9% | 35.46% | 32.9% | 31.51% | 33.43% | 35.18% | 36.19% | 33.87% | 33.78% | 33.55% | 33.05% | 31.4% | 29.96% | 32.04% | 33.64% | 34.52% | 32.48% | 32.8% | 31.42% | 31.41%
NEM | Solar PV | 29.56% | 29.16% | 29.6% | 28.44% | 27.84% | 29.39% | 29.58% | 26.17% | 27.46% | 28.25% | 28.15% | 28.3% | 27.13% | 26.6% | 28.27% | 28.43% | 24.85% | 25.45% | 26.5% | 26.5% | 26.34% | 25.08% | 24.2% | 25.43% | 25.16% | 22.41% | 23.24% | 22.59% | 22.65%
NEM | Grid Battery | 6.054% | 4.092% | 4.814% | 5.475% | 5.261% | 5.401% | 5.457% | 5.191% | 4.889% | 5.226% | 5.012% | 11.5% | 12.02% | 12.1% | 12.79% | 12.83% | 12.32% | 12.25% | 12.51% | 12.34% | 18.03% | 17.89% | 17.21% | 16.46% | 15.78% | 13.58% | 13.69% | 11.43% | 11.93%
NEM | Pumped Hydro | 4.51% | 6.308% | 8.168% | 17.81% | 19.54% | 19.86% | 21.89% | 22.47% | 20.88% | 22.59% | 22.47% | 24.83% | 24.12% | 24.27% | 25.48% | 24.77% | 24.65% | 24.8% | 26.44% | 26.61% | 26.97% | 26.3% | 24.49% | 25.96% | 24.53% | 21.9% | 21.22% | 19.58% | 19.55%
NEM | VPP | 4.818% | 6.492% | 7.207% | 8.336% | 8.279% | 8.362% | 8.014% | 7.411% | 7.055% | 7.017% | 6.786% | 6.548% | 6.444% | 6.212% | 6.503% | 6.39% | 5.957% | 5.909% | 6.015% | 5.903% | 6.017% | 5.676% | 5.047% | 5.123% | 4.711% | 3.918% | 3.494% | 3.228% | 2.821%
Region | Technology | 2021-22 | 2022-23 | 2023-24 | 2024-25 | 2025-26 | 2026-27 | 2027-28 | 2028-29 | 2029-30 | 2030-31 | 2031-32 | 2032-33 | 2033-34 | 2034-35 | 2035-36 | 2036-37 | 2037-38 | 2038-39 | 2039-40 | 2040-41 | 2041-42 | 2042-43 | 2043-44 | 2044-45 | 2045-46 | 2046-47 | 2047-48 | 2048-49 | 2049-50
NSW1 | Black Coal | 48.23% | 44.77% | 46.61% | 55.65% | 64.8% | 58.9% | 57.17% | 61.61% | 60.47% | 59.28% | 56.49% | 50.42% | 62.96% | 54.39% | 43.75% | 54.74% | 59.77% | 58.37% | 54.13% | 47.78% | 54.14% | - | - | - | - | - | - | - | -
NSW1 | Brown Coal | bar: 2021-22 to 2049-50
NSW1 | CCGT | 0.6146% | 0.6146% | 1.85% | 4.739% | 6.841% | 3.845% | 4.624% | 7.88% | 6.897% | 9.599% | 12.73% | 18.86% | 20.36% | 24.97% | 21.57% | 17.21% | 24.84% | 27.92% | 25.46% | 23.04% | 23.96% | 26.86% | 2.339% | - | - | - | - | - | -
NSW1 | Gas - Steam | bar: 2021-22 to 2049-50
NSW1 | OCGT / Diesel | 6.191e-08% | 6.5e-08% | 0.09703% | 0.4963% | 0.09143% | 0.2034% | 0.1385% | 0.333% | 0.1703% | 0.2756% | 0.2347% | 1.495% | 0.8956% | 2.956% | 3.105% | 4.062% | 6.027% | 7.037% | 10.71% | 15.16% | 9.317% | 12.03% | 16.42% | 9.884% | 9.116% | 14.41% | 19.31% | 20.5% | 18.39%
NSW1 | Hydro | 9.658% | 10.25% | 9.681% | 13.03% | 12.54% | 12.28% | 12.93% | 16.88% | 13.32% | 12.48% | 13.01% | 12.81% | 15.06% | 16.36% | 16.21% | 15.33% | 20.19% | 17.39% | 16.12% | 14.73% | 14.07% | 16.86% | 16.16% | 16.64% | 16.95% | 20.64% | 16.31% | 14.65% | 13.04%
NSW1 | Wind | 33.39% | 35.94% | 33.45% | 32.67% | 36.35% | 37.75% | 37.55% | 32.78% | 30.45% | 32.14% | 33.35% | 33.06% | 31.75% | 33.35% | 35.31% | 35.31% | 31.31% | 29.03% | 30.69% | 30.98% | 31.27% | 29.89% | 31.14% | 32.68% | 32.76% | 28.9% | 28.35% | 29.13% | 29.95%
NSW1 | Solar PV | 28.63% | 28.53% | 28.72% | 27.65% | 26.4% | 28.45% | 28.55% | 25.88% | 26.8% | 28.01% | 28.13% | 28.52% | 27.52% | 26.62% | 28.64% | 28.76% | 25.49% | 25.56% | 27.22% | 26.73% | 26.75% | 25.62% | 24.79% | 26.47% | 26.33% | 23.86% | 24.19% | 24.97% | 25.08%
NSW1 | Grid Battery | - | - | - | - | - | - | - | - | - | - | - | 15.02% | 14.97% | 14.92% | 15.25% | 15.16% | 14.58% | 14.52% | 14.78% | 14.72% | 24.65% | 24.29% | 23.06% | 24.82% | 24.76% | 23.72% | 23.16% | 23.78% | 23.17%
NSW1 | Pumped Hydro | 3.701% | 6.053% | 8.324% | 42.6% | 22.41% | 22.32% | 24.62% | 25.5% | 23.27% | 24.99% | 24.83% | 26.59% | 25.88% | 26.38% | 28.1% | 26.81% | 27.99% | 27.31% | 28.79% | 28.69% | 28.69% | 28.71% | 26.75% | 29.53% | 28.9% | 27.57% | 25.79% | 26.87% | 25.85%
NSW1 | VPP | 2.594% | 5.301% | 6.05% | 7.538% | 7.788% | 8.183% | 7.677% | 7.261% | 6.743% | 6.882% | 6.64% | 6.656% | 6.624% | 6.408% | 6.721% | 6.622% | 6.28% | 6.155% | 6.264% | 6.111% | 6.245% | 6.167% | 5.546% | 5.894% | 5.453% | 5.092% | 4.564% | 4.592% | 4.023%
Region | Technology | 2021-22 | 2022-23 | 2023-24 | 2024-25 | 2025-26 | 2026-27 | 2027-28 | 2028-29 | 2029-30 | 2030-31 | 2031-32 | 2032-33 | 2033-34 | 2034-35 | 2035-36 | 2036-37 | 2037-38 | 2038-39 | 2039-40 | 2040-41 | 2041-42 | 2042-43 | 2043-44 | 2044-45 | 2045-46 | 2046-47 | 2047-48 | 2048-49 | 2049-50
QLD1 | Black Coal | 47.37% | 44.07% | 45.97% | 63.72% | 60.57% | 63% | 59.64% | 62.57% | 63.79% | 62% | 59.54% | 58.98% | 65.56% | 58.22% | 56.98% | 56.27% | 56.2% | 56.69% | 51.44% | 54.9% | 51.94% | 56.75% | 52.39% | 49.42% | 45.07% | 44.85% | 43.25% | 38.36% | 38.59%
QLD1 | Brown Coal | bar: 2021-22 to 2049-50
QLD1 | CCGT | 8.33% | 8.33% | 9.298% | 16.98% | 20.86% | 18.6% | 19.88% | 20.51% | 19.51% | 21.99% | 26.25% | 25.8% | 31.51% | 27.61% | 25.92% | 27.11% | 30% | 29.31% | 27.27% | 31.12% | 33.19% | 36.3% | 31.83% | 30.77% | 43.81% | 60.92% | 61.08% | 60.92% | 60.92%
QLD1 | Gas - Steam | 5.044% | 5.044% | 10.02% | 9.894% | 9.894% | 9.894% | 15.2% | 19.93% | 20.02% | 15.94% | 15.11% | 15.72% | 26.24% | 22.84% | 20.37% | 23.75% | 26.58% | 25.34% | 21.57% | 25.2% | 31.53% | 32.71% | 27.56% | 27.56% | 22.34% | - | - | - | -
QLD1 | OCGT / Diesel | 7.776e-08% | 8.094e-08% | 8.651e-08% | 0.6591% | 0.3561% | 0.4013% | 0.694% | 1.249% | 0.7765% | 1.478% | 2.63% | 3.292% | 4.334% | 3.898% | 4.451% | 5.535% | 8.853% | 5.413% | 6.996% | 9.023% | 9.224% | 9.767% | 7.285% | 8.716% | 9.516% | 10.08% | 6.301% | 5.701% | 4.044%
QLD1 | Hydro | 52.34% | 52.23% | 52.43% | 52.19% | 52.1% | 51.99% | 52.1% | 51.8% | 51.82% | 50.21% | 51.99% | 51.28% | 51.3% | 50.37% | 49.18% | 49.03% | 38.12% | 39.81% | 35.79% | 35.66% | 36.73% | - | - | - | - | - | - | - | -
QLD1 | Wind | 42.96% | 40.34% | 37.6% | 34.22% | 39.68% | 38.91% | 41.95% | 40.79% | 40.19% | 41.16% | 38.85% | 36.34% | 32.4% | 37.85% | 37.27% | 40.14% | 39.79% | 39.88% | 39.68% | 35.85% | 34.68% | 30.89% | 36.49% | 36.94% | 37.86% | 37.01% | 37.25% | 32.8% | 30.35%
QLD1 | Solar PV | 31.43% | 30.43% | 30.99% | 29.65% | 30.07% | 31.49% | 31.87% | 26.62% | 28.83% | 29.98% | 30.01% | 29.64% | 28.4% | 28.46% | 29.62% | 29.65% | 24.96% | 26.72% | 27.11% | 27.7% | 26.94% | 25.33% | 24.72% | 24.99% | 23.82% | 20.73% | 22.05% | 19.14% | 19.41%
QLD1 | Grid Battery | - | 13.25% | 14.8% | 16.65% | 16.49% | 17.2% | 17.11% | 16.22% | 15.83% | 15.97% | 15.93% | 15.4% | 15.29% | 15.52% | 15.58% | 15.73% | 14.83% | 14.92% | 15.05% | 15.04% | 15.22% | 14.61% | 14.44% | 13.92% | 12.82% | 11.84% | 12.43% | 8.855% | 10.18%
QLD1 | Pumped Hydro | 4.851% | 6.415% | 8.102% | 7.378% | 8.074% | 10.02% | 10.95% | 10.36% | 10.1% | 10.89% | 10.88% | 18.44% | 19.15% | 18.68% | 19.68% | 19.5% | 20.14% | 21.24% | 23.01% | 24.25% | 25.61% | 24.43% | 22.17% | 21.44% | 18.06% | 13.56% | 14.94% | 8.376% | 11.35%
QLD1 | VPP | 6.279% | 7.984% | 8.215% | 9.237% | 8.939% | 8.818% | 8.504% | 7.594% | 7.303% | 7.289% | 7.091% | 6.551% | 6.441% | 6.349% | 6.439% | 6.157% | 5.685% | 5.887% | 5.837% | 6.005% | 6.125% | 5.278% | 4.757% | 4.2% | 3.3% | 2.107% | 2.172% | 1.069% | 1.413%
Region | Technology | 2021-22 | 2022-23 | 2023-24 | 2024-25 | 2025-26 | 2026-27 | 2027-28 | 2028-29 | 2029-30 | 2030-31 | 2031-32 | 2032-33 | 2033-34 | 2034-35 | 2035-36 | 2036-37 | 2037-38 | 2038-39 | 2039-40 | 2040-41 | 2041-42 | 2042-43 | 2043-44 | 2044-45 | 2045-46 | 2046-47 | 2047-48 | 2048-49 | 2049-50
VIC1 | Black Coal | bar: 2021-22 to 2049-50
VIC1 | Brown Coal | 62.46% | 53.73% | 55.92% | 64.28% | 66.94% | 64.02% | - | - | - | - | - | - | - | - | - | - | - | - | - | - | - | - | - | - | - | - | - | - | -
VIC1 | CCGT | bar: 2021-22 to 2049-50
VIC1 | Gas - Steam | 0.2484% | 0.1306% | 0.2135% | 1.909% | 1.699% | 1.678% | 1.472% | 2.245% | 0.4411% | 1.375% | 2.363% | 5.547% | 4.222% | 9.661% | 6.337% | 6.109% | 12.86% | 13.54% | - | - | - | - | - | - | - | - | - | - | -
VIC1 | OCGT / Diesel | 0.0647% | 0.001853% | 0.05617% | 0.3082% | 0.2223% | 0.5449% | 0.2051% | 0.3793% | 0.1165% | 0.2696% | 0.3357% | 1.359% | 0.7233% | 2.027% | 2.179% | 2.177% | 3.49% | 2.961% | 11.05% | 13.95% | 11.77% | 12.53% | 14.71% | 8.795% | 10.39% | 16.81% | 19.18% | 24.77% | 22.55%
VIC1 | Hydro | 14.31% | 14.45% | 13.13% | 16.21% | 16.64% | 15.76% | 15.92% | 20.06% | 16.63% | 14.26% | 14.4% | 13% | 16.02% | 16.54% | 15.67% | 15.77% | 19.93% | 16.57% | 14.25% | 14.25% | 12.93% | 15.9% | 16.47% | 15.56% | 15.69% | 19.77% | 16.44% | 14.09% | 14.13%
VIC1 | Wind | 35.58% | 35.91% | 30.13% | 30.93% | 32.26% | 33.5% | 34.86% | 32.39% | 33.56% | 31.51% | 32.82% | 28.28% | 28.41% | 29.53% | 32.05% | 32.54% | 30.2% | 32.35% | 30.49% | 30.53% | 27.18% | 27.04% | 28.36% | 30.12% | 31.58% | 31.56% | 33.45% | 32.02% | 33.76%
VIC1 | Solar PV | 27.59% | 27.39% | 28.33% | 27.27% | 26.01% | 27.31% | 27.86% | 25.73% | 26.37% | 26.32% | 25.87% | 26.33% | 24.55% | 24.46% | 26.05% | 26.77% | 23.88% | 24.45% | 24.96% | 24.89% | 25.56% | 24.17% | 23.23% | 24.99% | 25.57% | 23.41% | 24.68% | 25.07% | 25.67%
VIC1 | Grid Battery | 10.75% | 3.305% | 3.814% | 4.878% | 4.719% | 4.866% | 4.95% | 4.722% | 4.361% | 4.503% | 4.359% | 4.348% | 3.961% | 3.666% | 4.034% | 4.089% | 3.772% | 3.648% | 4.071% | 3.883% | 1.543% | - | - | 13.74% | 13.94% | 13.35% | 12.75% | 12.9% | 11.79%
VIC1 | Pumped Hydro | - | - | - | - | - | - | - | - | - | - | - | 28.12% | 26.79% | 25.4% | 25.89% | 26.09% | 24.99% | 25.59% | 26.89% | 26.39% | 26.51% | 25.7% | 24.31% | 26.49% | 26.22% | 23.61% | 22.16% | 21.9% | 19.94%
VIC1 | VPP | 4.114% | 5.691% | 6.775% | 8.643% | 8.544% | 8.531% | 8.128% | 7.508% | 7.144% | 6.891% | 6.686% | 6.447% | 6.3% | 5.95% | 6.547% | 6.497% | 5.959% | 5.814% | 6.017% | 5.772% | 5.882% | 5.674% | 4.933% | 5.214% | 5.105% | 4.286% | 3.521% | 3.566% | 2.738%
Region | Technology | 2021-22 | 2022-23 | 2023-24 | 2024-25 | 2025-26 | 2026-27 | 2027-28 | 2028-29 | 2029-30 | 2030-31 | 2031-32 | 2032-33 | 2033-34 | 2034-35 | 2035-36 | 2036-37 | 2037-38 | 2038-39 | 2039-40 | 2040-41 | 2041-42 | 2042-43 | 2043-44 | 2044-45 | 2045-46 | 2046-47 | 2047-48 | 2048-49 | 2049-50
SA1 | Black Coal | bar: 2021-22 to 2049-50
SA1 | Brown Coal | bar: 2021-22 to 2049-50
SA1 | CCGT | 17.95% | 17.95% | 10.4% | 19.17% | 23.2% | 20.68% | 9.727% | 9.7% | 9.7% | 10.8% | 14.8% | 19.66% | 23.29% | 26.77% | 18.8% | 19.79% | - | - | - | - | - | - | - | - | - | - | - | - | -
SA1 | Gas - Steam | 9.419% | 9.656% | 9.161% | 2.032% | 2.619% | 2.627% | 1.38% | 1.627% | 1.164% | 1.288% | 2.005% | 4.673% | 4.77% | 10.64% | - | - | - | - | - | - | - | - | - | - | - | - | - | - | -
SA1 | OCGT / Diesel | 0.3759% | 0.1831% | 0.6502% | 1.202% | 1.721% | 1.314% | 0.5055% | 0.6068% | 0.1042% | 0.6607% | 1.23% | 3.414% | 3.544% | 5.955% | 4.553% | 4.23% | 8.999% | 8.995% | 11.43% | 12.39% | 12.65% | 13.9% | 14.94% | 9.001% | 9.378% | 9.875% | 8.992% | 11.47% | 9.945%
SA1 | Hydro | bar: 2021-22 to 2049-50
SA1 | Wind | 34.27% | 33.73% | 29.51% | 32.03% | 31.08% | 34.29% | 34.38% | 33.2% | 33.69% | 33.17% | 34.87% | 29.73% | 29.71% | 27.55% | 32.35% | 32.82% | 31.17% | 32.34% | 30.93% | 32.84% | 29.29% | 29.1% | 26.84% | 30.5% | 31.24% | 29.06% | 30% | 28.95% | 29.77%
SA1 | Solar PV | 30.63% | 29.09% | 28.98% | 28.19% | 27.51% | 28.16% | 29.03% | 27.61% | 28.77% | 29.03% | 28.46% | 28.56% | 27.01% | 25.06% | 25.97% | 25.86% | 21.84% | 21.55% | 20.83% | 21.85% | 21.08% | 20.25% | 19.33% | 19.7% | 20.28% | 18.15% | 18.44% | 17.8% | 18.49%
SA1 | Grid Battery | 4.787% | 4.639% | 5.67% | 5.478% | 5.158% | 5.23% | 5.247% | 4.974% | 4.789% | 5.549% | 5.163% | 8.564% | 8.339% | 8.315% | 12.5% | 12.52% | 12.33% | 12.13% | 12.42% | 12.15% | 12.43% | 12.15% | 11.42% | 12.38% | 12.2% | 10.63% | 10.34% | 10.65% | 10.25%
SA1 | Pumped Hydro | bar: 2021-22 to 2049-50
SA1 | VPP | 8.468% | 8.097% | 9.578% | 8.815% | 8.305% | 8.217% | 8.048% | 7.5% | 7.224% | 7.219% | 6.811% | 6.606% | 6.479% | 6.289% | 5.889% | 5.938% | 5.742% | 5.584% | 5.714% | 5.454% | 5.483% | 5.141% | 4.544% | 4.611% | 4.469% | 3.406% | 3.191% | 3.152% | 2.728%
Region | Technology | 2021-22 | 2022-23 | 2023-24 | 2024-25 | 2025-26 | 2026-27 | 2027-28 | 2028-29 | 2029-30 | 2030-31 | 2031-32 | 2032-33 | 2033-34 | 2034-35 | 2035-36 | 2036-37 | 2037-38 | 2038-39 | 2039-40 | 2040-41 | 2041-42 | 2042-43 | 2043-44 | 2044-45 | 2045-46 | 2046-47 | 2047-48 | 2048-49 | 2049-50
TAS1 | Black Coal | bar: 2021-22 to 2049-50
TAS1 | Brown Coal | bar: 2021-22 to 2049-50
TAS1 | CCGT | 3.784e-07% | 3.689e-07% | 3.858e-07% | 3.885e-07% | 3.884e-07% | 4.027e-07% | 4.685e-07% | 5.06e-07% | 5.196e-07% | 5.672e-07% | 5.798e-07% | 7.08e-07% | 7.113e-07% | 7.11e-07% | 7.012e-07% | 7.075e-07% | 8.05e-07% | 8.057e-07% | 9.96e-07% | 9.838e-07% | 1.051e-06% | 1.066e-06% | 1.058e-06% | 1.013e-06% | 1.033e-06% | 1.168e-06% | 1.146e-06% | 1.343e-06% | 1.324e-06%
TAS1 | Gas - Steam | bar: 2021-22 to 2049-50
TAS1 | OCGT / Diesel | 3.317e-07% | 3.076e-07% | 3.317e-07% | 3.402e-07% | 3.442e-07% | 3.676e-07% | 4.157e-07% | 0.01356% | 5.142e-07% | 0.05272% | 0.3922% | 0.1524% | 0.0324% | 0.09334% | 0.5056% | 0.3053% | 0.2504% | 8.292e-07% | 1.347% | 1.683% | 0.4663% | 4.955e-06% | 0.45% | 0.9409% | 0.4194% | 0.6806% | 0.8404% | 2.669% | 0.7482%
TAS1 | Hydro | 37.1% | 40.33% | 36.91% | 40.71% | 40.96% | 37.79% | 43% | 43.94% | 40.74% | 38.82% | 38.9% | 36.8% | 40.29% | 39.24% | 38.3% | 36.63% | 38.91% | 38.77% | 35.33% | 34.06% | 33.96% | 37.27% | 37.4% | 33.91% | 37.67% | 40.89% | 38.66% | 35% | 35.39%
TAS1 | Wind | 36.29% | 40.04% | 38.38% | 38.08% | 39.92% | 40.34% | 41.58% | 39.73% | 41.26% | 39.99% | 42.26% | 40.36% | 39.53% | 41.27% | 42.11% | 43.01% | 42.23% | 41.6% | 39.96% | 41.91% | 39.32% | 38.81% | 40.4% | 42.54% | 43.7% | 41.81% | 41.06% | 38.27% | 39.8%
TAS1 | Solar PV | bar: 2021-22 to 2049-50
TAS1 | Grid Battery | bar: 2021-22 to 2049-50
TAS1 | Pumped Hydro | - | - | - | - | - | - | - | - | 23.65% | 26.56% | 26.14% | 23.06% | 23.15% | 23.61% | 22.77% | 22.88% | 22.39% | 22.85% | 24.43% | 23.53% | 23.58% | 22.72% | 22.34% | 23.81% | 22.76% | 20.71% | 19.65% | 19.51% | 17.87%
TAS1 | VPP | 2.066% | 3.947% | 4.115% | 3.155% | 4.002% | 3.848% | 5.436% | 5.582% | 6.73% | 6.873% | 6.783% | 6.123% | 5.736% | 5.173% | 5.592% | 5.738% | 4.999% | 5.037% | 5.364% | 5.115% | 5.204% | 4.761% | 4.298% | 4.579% | 4.825% | 3.434% | 3.254% | 2.899% | 2.499%
Explicitly modelled pumping
Region | Technology | 2021-22 | 2022-23 | 2023-24 | 2024-25 | 2025-26 | 2026-27 | 2027-28 | 2028-29 | 2029-30 | 2030-31 | 2031-32 | 2032-33 | 2033-34 | 2034-35 | 2035-36 | 2036-37 | 2037-38 | 2038-39 | 2039-40 | 2040-41 | 2041-42 | 2042-43 | 2043-44 | 2044-45 | 2045-46 | 2046-47 | 2047-48 | 2048-49 | 2049-50
NEM | Grid Battery pump | 7.44% | 5.067% | 5.926% | 6.777% | 6.491% | 6.656% | 6.754% | 6.392% | 6.041% | 6.447% | 6.201% | 13.63% | 14.22% | 14.32% | 15.09% | 15.15% | 14.57% | 14.47% | 14.75% | 14.6% | 21.51% | 21.3% | 20.45% | 19.53% | 18.75% | 16.07% | 16.18% | 13.51% | 14.08%
NEM | Pumped Hydro Pump | 6.225% | 9.883% | 12.65% | 26.36% | 22.61% | 24.91% | 28.66% | 28.41% | 27.05% | 28.66% | 30.92% | 31.89% | 31.82% | 31.36% | 33.39% | 32.66% | 32.19% | 32.65% | 34.4% | 34.92% | 34.54% | 34.15% | 31.3% | 33.71% | 32.42% | 28.66% | 27.61% | 25.6% | 25.13%
NEM | VPP pump | 5.783% | 7.81% | 8.641% | 10.03% | 9.936% | 10.03% | 9.637% | 8.881% | 8.47% | 8.42% | 8.165% | 7.847% | 7.73% | 7.463% | 7.8% | 7.668% | 7.162% | 7.097% | 7.204% | 7.104% | 7.207% | 6.821% | 6.049% | 6.148% | 5.668% | 4.688% | 4.207% | 3.863% | 3.383%
Region | Technology | 2021-22 | 2022-23 | 2023-24 | 2024-25 | 2025-26 | 2026-27 | 2027-28 | 2028-29 | 2029-30 | 2030-31 | 2031-32 | 2032-33 | 2033-34 | 2034-35 | 2035-36 | 2036-37 | 2037-38 | 2038-39 | 2039-40 | 2040-41 | 2041-42 | 2042-43 | 2043-44 | 2044-45 | 2045-46 | 2046-47 | 2047-48 | 2048-49 | 2049-50
NSW1 | Grid Battery pump | - | - | - | - | - | - | - | - | - | - | - | 17.67% | 17.61% | 17.59% | 17.9% | 17.83% | 17.2% | 17.08% | 17.34% | 17.36% | 29.62% | 29.16% | 27.69% | 29.82% | 29.82% | 28.4% | 27.9% | 28.48% | 27.83%
NSW1 | Pumped Hydro Pump | 5.144% | 9.393% | 12.12% | 34.51% | 24.16% | 26.31% | 30.42% | 30.3% | 28.54% | 29.99% | 32.84% | 33.45% | 34.02% | 33.54% | 36.62% | 35.31% | 36.52% | 36.42% | 37.69% | 37.97% | 36.83% | 37.78% | 34.21% | 38.73% | 38.85% | 36.24% | 33.57% | 34.83% | 32.69%
NSW1 | VPP pump | 3.114% | 6.387% | 7.248% | 9.072% | 9.332% | 9.822% | 9.238% | 8.697% | 8.093% | 8.259% | 7.992% | 7.969% | 7.95% | 7.712% | 8.048% | 7.947% | 7.559% | 7.389% | 7.497% | 7.356% | 7.486% | 7.393% | 6.657% | 7.074% | 6.565% | 6.092% | 5.497% | 5.493% | 4.829%
Region | Technology | 2021-22 | 2022-23 | 2023-24 | 2024-25 | 2025-26 | 2026-27 | 2027-28 | 2028-29 | 2029-30 | 2030-31 | 2031-32 | 2032-33 | 2033-34 | 2034-35 | 2035-36 | 2036-37 | 2037-38 | 2038-39 | 2039-40 | 2040-41 | 2041-42 | 2042-43 | 2043-44 | 2044-45 | 2045-46 | 2046-47 | 2047-48 | 2048-49 | 2049-50
QLD1 | Grid Battery pump | - | 16.31% | 18.27% | 20.57% | 20.41% | 21.17% | 21.13% | 20.02% | 19.54% | 19.71% | 19.72% | 18.15% | 18.02% | 18.29% | 18.36% | 18.52% | 17.52% | 17.53% | 17.73% | 17.71% | 17.89% | 17.21% | 16.97% | 16.37% | 15.08% | 13.96% | 14.58% | 10.44% | 11.95%
QLD1 | Pumped Hydro Pump | 8.078% | 10.72% | 13.55% | 12.39% | 13.52% | 16.67% | 18.31% | 17.31% | 16.88% | 18.2% | 18.26% | 25.87% | 25.91% | 25.25% | 26.54% | 26.33% | 26.32% | 27.46% | 29.84% | 31.57% | 33.16% | 31.45% | 28.46% | 27.5% | 23.23% | 17.47% | 19.07% | 10.84% | 14.45%
QLD1 | VPP pump | 7.536% | 9.583% | 9.86% | 11.11% | 10.74% | 10.57% | 10.21% | 9.115% | 8.766% | 8.749% | 8.533% | 7.844% | 7.731% | 7.621% | 7.735% | 7.383% | 6.845% | 7.045% | 7.005% | 7.221% | 7.339% | 6.349% | 5.704% | 5.036% | 3.957% | 2.532% | 2.604% | 1.291% | 1.688%
Region | Technology | 2021-22 | 2022-23 | 2023-24 | 2024-25 | 2025-26 | 2026-27 | 2027-28 | 2028-29 | 2029-30 | 2030-31 | 2031-32 | 2032-33 | 2033-34 | 2034-35 | 2035-36 | 2036-37 | 2037-38 | 2038-39 | 2039-40 | 2040-41 | 2041-42 | 2042-43 | 2043-44 | 2044-45 | 2045-46 | 2046-47 | 2047-48 | 2048-49 | 2049-50
VIC1 | Grid Battery pump | 13.17% | 4.099% | 4.69% | 6.04% | 5.826% | 5.99% | 6.129% | 5.812% | 5.384% | 5.56% | 5.4% | 5.357% | 4.882% | 4.526% | 4.98% | 5.048% | 4.656% | 4.521% | 5.008% | 4.811% | 1.887% | - | - | 16.17% | 16.44% | 15.66% | 15.05% | 15.13% | 13.87%
VIC1 | Pumped Hydro Pump | - | - | - | - | - | - | - | - | - | - | - | 35.17% | 33.57% | 31.69% | 32.35% | 32.63% | 31.24% | 32.14% | 33.46% | 33.15% | 33.04% | 32.2% | 30.3% | 33.14% | 32.93% | 29.34% | 27.87% | 27.21% | 24.92%
VIC1 | VPP pump | 4.938% | 6.855% | 8.123% | 10.39% | 10.27% | 10.22% | 9.779% | 8.993% | 8.574% | 8.271% | 8.047% | 7.73% | 7.552% | 7.141% | 7.858% | 7.798% | 7.152% | 6.999% | 7.201% | 6.949% | 7.039% | 6.832% | 5.9% | 6.257% | 6.148% | 5.125% | 4.245% | 4.262% | 3.286%
Region | Technology | 2021-22 | 2022-23 | 2023-24 | 2024-25 | 2025-26 | 2026-27 | 2027-28 | 2028-29 | 2029-30 | 2030-31 | 2031-32 | 2032-33 | 2033-34 | 2034-35 | 2035-36 | 2036-37 | 2037-38 | 2038-39 | 2039-40 | 2040-41 | 2041-42 | 2042-43 | 2043-44 | 2044-45 | 2045-46 | 2046-47 | 2047-48 | 2048-49 | 2049-50
SA1 | Grid Battery pump | 5.893% | 5.744% | 6.983% | 6.779% | 6.351% | 6.457% | 6.495% | 6.124% | 5.928% | 6.833% | 6.374% | 10.29% | 9.977% | 9.939% | 14.76% | 14.78% | 14.55% | 14.36% | 14.62% | 14.38% | 14.63% | 14.35% | 13.45% | 14.61% | 14.41% | 12.48% | 12.23% | 12.51% | 12.08%
SA1 | Pumped Hydro Pump | bar: 2021-22 to 2049-50
SA1 | VPP pump | 10.16% | 9.744% | 11.48% | 10.6% | 9.95% | 9.863% | 9.682% | 8.983% | 8.693% | 8.645% | 8.175% | 7.951% | 7.757% | 7.549% | 7.069% | 7.127% | 6.892% | 6.723% | 6.838% | 6.567% | 6.561% | 6.181% | 5.444% | 5.543% | 5.374% | 4.07% | 3.849% | 3.765% | 3.275%
Region | Technology | 2021-22 | 2022-23 | 2023-24 | 2024-25 | 2025-26 | 2026-27 | 2027-28 | 2028-29 | 2029-30 | 2030-31 | 2031-32 | 2032-33 | 2033-34 | 2034-35 | 2035-36 | 2036-37 | 2037-38 | 2038-39 | 2039-40 | 2040-41 | 2041-42 | 2042-43 | 2043-44 | 2044-45 | 2045-46 | 2046-47 | 2047-48 | 2048-49 | 2049-50
TAS1 | Grid Battery pump | bar: 2021-22 to 2049-50
TAS1 | Pumped Hydro Pump | - | - | - | - | - | - | - | - | 29.88% | 32.94% | 32.93% | 28.85% | 28.81% | 29.63% | 28.35% | 28.77% | 27.82% | 28.66% | 30.45% | 29.72% | 29.37% | 28.38% | 27.84% | 29.67% | 28.8% | 25.55% | 24.91% | 24.05% | 22.33%
TAS1 | VPP pump | 2.48% | 4.762% | 4.93% | 3.809% | 4.788% | 4.619% | 6.549% | 6.682% | 8.089% | 8.24% | 8.158% | 7.356% | 6.872% | 6.226% | 6.692% | 6.887% | 6% | 6.067% | 6.417% | 6.16% | 6.226% | 5.715% | 5.166% | 5.488% | 5.812% | 4.102% | 3.925% | 3.461% | 2.999%
Non-controllable capacity
Region | Technology | 2021-22 | 2022-23 | 2023-24 | 2024-25 | 2025-26 | 2026-27 | 2027-28 | 2028-29 | 2029-30 | 2030-31 | 2031-32 | 2032-33 | 2033-34 | 2034-35 | 2035-36 | 2036-37 | 2037-38 | 2038-39 | 2039-40 | 2040-41 | 2041-42 | 2042-43 | 2043-44 | 2044-45 | 2045-46 | 2046-47 | 2047-48 | 2048-49 | 2049-50
NEM | Distributed PV | 15.63% | 16.08% | 16.23% | 15.9% | 15.51% | 16.66% | 16.66% | 15.03% | 15.75% | 16.39% | 16.64% | 16.73% | 16.34% | 15.94% | 17.1% | 17.14% | 15.42% | 16.25% | 16.94% | 17.24% | 17.28% | 16.84% | 16.32% | 17.47% | 17.43% | 15.66% | 16.46% | 17.17% | 17.43%
NEM | Behind the meter battery | 5.668% | 5.706% | 5.712% | 5.625% | 5.534% | 5.432% | 5.364% | 5.256% | 5.165% | 5.072% | 5% | 4.978% | 5.012% | 5.024% | 5.038% | 4.956% | 4.9% | 4.851% | 4.827% | 4.763% | 4.734% | 4.705% | 4.69% | 4.632% | 4.585% | 4.443% | 4.33% | 4.198% | 4.079%
NEM | Behind the meter battery pump | 4.814% | 4.847% | 4.851% | 4.78% | 4.701% | 4.614% | 4.558% | 4.464% | 4.387% | 4.308% | 4.246% | 4.229% | 4.259% | 4.268% | 4.279% | 4.209% | 4.162% | 4.12% | 4.099% | 4.047% | 4.022% | 3.996% | 3.985% | 3.933% | 3.895% | 3.775% | 3.678% | 3.567% | 3.464%
Region | Technology | 2021-22 | 2022-23 | 2023-24 | 2024-25 | 2025-26 | 2026-27 | 2027-28 | 2028-29 | 2029-30 | 2030-31 | 2031-32 | 2032-33 | 2033-34 | 2034-35 | 2035-36 | 2036-37 | 2037-38 | 2038-39 | 2039-40 | 2040-41 | 2041-42 | 2042-43 | 2043-44 | 2044-45 | 2045-46 | 2046-47 | 2047-48 | 2048-49 | 2049-50
NSW1 | Distributed PV | 15.72% | 16.59% | 16.17% | 16.05% | 15.53% | 17.16% | 16.87% | 15.01% | 15.36% | 16.27% | 16.94% | 16.47% | 16.31% | 15.85% | 17.45% | 17.23% | 15.33% | 15.83% | 16.77% | 17.48% | 17% | 16.77% | 16.18% | 17.77% | 17.48% | 15.57% | 16.03% | 17.01% | 17.69%
NSW1 | Behind the meter battery | 5.642% | 5.714% | 5.681% | 5.594% | 5.515% | 5.427% | 5.37% | 5.268% | 5.172% | 5.088% | 5.021% | 5.027% | 5.035% | 5.027% | 5.048% | 4.959% | 4.9% | 4.849% | 4.832% | 4.768% | 4.75% | 4.723% | 4.703% | 4.655% | 4.61% | 4.467% | 4.357% | 4.224% | 4.109%
NSW1 | Behind the meter battery pump | 4.791% | 4.853% | 4.826% | 4.754% | 4.687% | 4.609% | 4.564% | 4.475% | 4.393% | 4.322% | 4.262% | 4.269% | 4.278% | 4.271% | 4.287% | 4.212% | 4.161% | 4.12% | 4.103% | 4.049% | 4.035% | 4.015% | 3.998% | 3.952% | 3.917% | 3.797% | 3.702% | 3.588% | 3.489%
Region | Technology | 2021-22 | 2022-23 | 2023-24 | 2024-25 | 2025-26 | 2026-27 | 2027-28 | 2028-29 | 2029-30 | 2030-31 | 2031-32 | 2032-33 | 2033-34 | 2034-35 | 2035-36 | 2036-37 | 2037-38 | 2038-39 | 2039-40 | 2040-41 | 2041-42 | 2042-43 | 2043-44 | 2044-45 | 2045-46 | 2046-47 | 2047-48 | 2048-49 | 2049-50
QLD1 | Distributed PV | 15.97% | 17.02% | 16.97% | 16.38% | 16.64% | 17.78% | 17.83% | 15.03% | 16.31% | 16.89% | 17.74% | 17.55% | 16.92% | 17.19% | 18.27% | 18.35% | 15.46% | 16.9% | 17.52% | 18.42% | 18.21% | 17.51% | 17.66% | 18.69% | 18.7% | 15.74% | 17.15% | 17.78% | 18.66%
QLD1 | Behind the meter battery | 5.682% | 5.783% | 5.738% | 5.644% | 5.551% | 5.437% | 5.36% | 5.259% | 5.167% | 5.069% | 5.001% | 5.01% | 5.031% | 5.039% | 5.053% | 4.957% | 4.897% | 4.852% | 4.827% | 4.773% | 4.743% | 4.717% | 4.706% | 4.648% | 4.603% | 4.461% | 4.342% | 4.204% | 4.088%
QLD1 | Behind the meter battery pump | 4.828% | 4.915% | 4.872% | 4.797% | 4.713% | 4.62% | 4.554% | 4.469% | 4.391% | 4.307% | 4.246% | 4.254% | 4.276% | 4.281% | 4.292% | 4.208% | 4.161% | 4.12% | 4.099% | 4.057% | 4.03% | 4.005% | 4% | 3.948% | 3.911% | 3.792% | 3.687% | 3.573% | 3.474%
Region | Technology | 2021-22 | 2022-23 | 2023-24 | 2024-25 | 2025-26 | 2026-27 | 2027-28 | 2028-29 | 2029-30 | 2030-31 | 2031-32 | 2032-33 | 2033-34 | 2034-35 | 2035-36 | 2036-37 | 2037-38 | 2038-39 | 2039-40 | 2040-41 | 2041-42 | 2042-43 | 2043-44 | 2044-45 | 2045-46 | 2046-47 | 2047-48 | 2048-49 | 2049-50
VIC1 | Distributed PV | 14.66% | 14.26% | 15.2% | 15.03% | 14.28% | 15.2% | 15.3% | 14.66% | 15.28% | 15.89% | 15.26% | 16.07% | 15.7% | 14.89% | 15.84% | 15.95% | 15.17% | 15.86% | 16.49% | 15.89% | 16.64% | 16.23% | 15.28% | 16.24% | 16.25% | 15.44% | 16.11% | 16.75% | 16.08%
VIC1 | Behind the meter battery | 5.686% | 5.613% | 5.786% | 5.697% | 5.592% | 5.484% | 5.408% | 5.279% | 5.171% | 5.064% | 4.978% | 4.886% | 4.96% | 4.996% | 5.014% | 4.958% | 4.918% | 4.863% | 4.835% | 4.765% | 4.727% | 4.694% | 4.681% | 4.618% | 4.572% | 4.434% | 4.322% | 4.197% | 4.072%
VIC1 | Behind the meter battery pump | 4.83% | 4.766% | 4.914% | 4.84% | 4.748% | 4.657% | 4.596% | 4.482% | 4.391% | 4.3% | 4.229% | 4.153% | 4.215% | 4.242% | 4.261% | 4.21% | 4.177% | 4.128% | 4.108% | 4.049% | 4.014% | 3.985% | 3.974% | 3.924% | 3.884% | 3.765% | 3.671% | 3.565% | 3.457%
Region | Technology | 2021-22 | 2022-23 | 2023-24 | 2024-25 | 2025-26 | 2026-27 | 2027-28 | 2028-29 | 2029-30 | 2030-31 | 2031-32 | 2032-33 | 2033-34 | 2034-35 | 2035-36 | 2036-37 | 2037-38 | 2038-39 | 2039-40 | 2040-41 | 2041-42 | 2042-43 | 2043-44 | 2044-45 | 2045-46 | 2046-47 | 2047-48 | 2048-49 | 2049-50
SA1 | Distributed PV | 16.81% | 16.92% | 17.29% | 16.76% | 16.07% | 16.71% | 17.21% | 16.35% | 17.02% | 17.24% | 17.19% | 17.62% | 17.06% | 16.27% | 16.91% | 17.48% | 16.62% | 17.42% | 17.65% | 17.64% | 18.06% | 17.44% | 16.55% | 17.2% | 17.69% | 16.8% | 17.57% | 17.81% | 17.76%
SA1 | Behind the meter battery | 5.687% | 5.66% | 5.605% | 5.508% | 5.397% | 5.277% | 5.213% | 5.127% | 5.112% | 5.053% | 5% | 5.029% | 5.052% | 5.07% | 5.034% | 4.932% | 4.835% | 4.806% | 4.768% | 4.695% | 4.669% | 4.629% | 4.617% | 4.53% | 4.463% | 4.307% | 4.204% | 4.066% | 3.949%
SA1 | Behind the meter battery pump | 4.83% | 4.807% | 4.762% | 4.678% | 4.587% | 4.484% | 4.428% | 4.353% | 4.343% | 4.291% | 4.248% | 4.272% | 4.294% | 4.307% | 4.275% | 4.192% | 4.108% | 4.082% | 4.048% | 3.987% | 3.967% | 3.931% | 3.922% | 3.847% | 3.791% | 3.659% | 3.572% | 3.452% | 3.352%
Region | Technology | 2021-22 | 2022-23 | 2023-24 | 2024-25 | 2025-26 | 2026-27 | 2027-28 | 2028-29 | 2029-30 | 2030-31 | 2031-32 | 2032-33 | 2033-34 | 2034-35 | 2035-36 | 2036-37 | 2037-38 | 2038-39 | 2039-40 | 2040-41 | 2041-42 | 2042-43 | 2043-44 | 2044-45 | 2045-46 | 2046-47 | 2047-48 | 2048-49 | 2049-50
TAS1 | Distributed PV | 13.53% | 13.51% | 13.87% | 13.97% | 13.44% | 14.35% | 14.32% | 13.94% | 13.92% | 14.18% | 13.97% | 14.36% | 14.35% | 13.77% | 14.6% | 14.69% | 14.16% | 14.29% | 14.59% | 14.39% | 14.79% | 14.72% | 14% | 14.86% | 14.85% | 14.38% | 14.42% | 14.77% | 14.52%
TAS1 | Behind the meter battery | 5.617% | 5.7% | 5.678% | 5.586% | 5.495% | 5.394% | 5.332% | 5.24% | 5.159% | 5.07% | 5.015% | 5.023% | 5.044% | 5.057% | 5.056% | 4.968% | 4.913% | 4.863% | 4.828% | 4.774% | 4.737% | 4.708% | 4.694% | 4.629% | 4.592% | 4.457% | 4.348% | 4.215% | 4.1%
TAS1 | Behind the meter battery pump | 4.769% | 4.843% | 4.822% | 4.745% | 4.669% | 4.584% | 4.532% | 4.451% | 4.382% | 4.306% | 4.257% | 4.269% | 4.285% | 4.296% | 4.297% | 4.219% | 4.174% | 4.13% | 4.099% | 4.057% | 4.023% | 3.998% | 3.987% | 3.93% | 3.901% | 3.787% | 3.692% | 3.579% | 3.48%

## Marinus_Generation
Annual sent-out generation by technology (GWh) - Marinus Link, Step Change High Electrification Sensitivity
Explicitly modelled generation
Region | Technology | 2021-22 | 2022-23 | 2023-24 | 2024-25 | 2025-26 | 2026-27 | 2027-28 | 2028-29 | 2029-30 | 2030-31 | 2031-32 | 2032-33 | 2033-34 | 2034-35 | 2035-36 | 2036-37 | 2037-38 | 2038-39 | 2039-40 | 2040-41 | 2041-42 | 2042-43 | 2043-44 | 2044-45 | 2045-46 | 2046-47 | 2047-48 | 2048-49 | 2049-50
NEM | Black Coal | 76981.4357 | 69670.4049 | 66571.914 | 61365.7782 | 52171.7298 | 49185.692 | 46381.8591 | 49361.6801 | 48617.683 | 47472.1965 | 45396.8781 | 29884.2865 | 30595.7546 | 26902.4299 | 22192.9318 | 21802.4736 | 22378.2131 | 22346.8152 | 20414.6225 | 20606.0505 | 17422.3539 | 11761.8292 | 9430.3265 | 7325.7326 | 6680.3896 | 6647.0698 | 6410.1005 | 5686.179 | 5720.3677
NEM | Brown Coal | 26207.1175 | 22544.4826 | 23462.3614 | 11771.7616 | 11664.5219 | 8994.4451 | 0.00054119 | 0.0004437 | 0.00039613 | 0.0003806 | 0.0003376 | 0.00031742 | 0.00032852 | 0.00030736 | 0.00030931 | 0.00029672 | 0.00026546 | 0.00028421 | 0.00024626 | 0.00024921 | 0.0002811 | 0.00030517 | 0.00030101 | 0.00028094 | 0.00027217 | 0.00030833 | 0.00013984 | 0 | 0
NEM | CCGT | 2252.5066 | 2252.5066 | 1815.3515 | 3397.713 | 4214.0222 | 3633.4806 | 3338.25 | 3599.583 | 3412.1154 | 3939.6717 | 4861.6203 | 5362.5782 | 6370.7686 | 6266.883 | 5487.7122 | 4537.5891 | 4323.7851 | 4424.4262 | 3745.1894 | 3945.2186 | 4174.1005 | 4600.873 | 2782.6908 | 2653.4997 | 1304.8459 | 960.5237 | 963.1554 | 960.5238 | 960.5238
NEM | Gas - Steam | 708.0463 | 719.5569 | 725.0739 | 298.7912 | 330.7495 | 330.4084 | 272.9706 | 358.9838 | 248.2109 | 267.7739 | 355.2107 | 686.1495 | 712.3344 | 1336.7274 | 427.4924 | 442.3607 | 758.7457 | 779.6688 | 158.6931 | 185.4379 | 232.0219 | 240.7188 | 202.8275 | 202.8185 | 164.4075 | 0 | 0 | 0 | 0
NEM | OCGT / Diesel | 58.0908 | 23.3633 | 103.4291 | 375.4247 | 324.8139 | 348.9 | 231.3416 | 390.6109 | 183.8818 | 388.7095 | 645.1981 | 1202.7178 | 1081.0834 | 1603.247 | 1590.6849 | 1828.6927 | 4094.4971 | 3797.6957 | 6640.2505 | 8584.2321 | 8333.7044 | 9765.0772 | 14256.0756 | 9776.3321 | 10270.6212 | 15302.5923 | 15613.8304 | 18697.3958 | 19822.0459
NEM | Hydro | 13496.9508 | 14337.9485 | 13233.8304 | 15388.0544 | 15412.5322 | 14513.8175 | 16734.4072 | 18647.321 | 16431.8782 | 15308.9543 | 15499.6511 | 14683.4063 | 16592.1243 | 16729.3706 | 16294.6494 | 15722.4429 | 17728.0827 | 16419.6483 | 14855.4802 | 14243.7266 | 13820.2263 | 15588.2487 | 15570.7937 | 14691.5638 | 15660.5233 | 18038.7693 | 15894.1457 | 14208.0353 | 13943.3119
NEM | Wind | 48685.2872 | 54171.8608 | 55893.9246 | 69848.2839 | 77943.8356 | 81519.2876 | 90423.9665 | 90885.7127 | 93291.7721 | 96824.0836 | 101105.2635 | 111281.3699 | 111964.2964 | 122264.7182 | 128947.4792 | 136518.5097 | 137592.9851 | 139709.7024 | 139410.5939 | 136755.3939 | 134239.0708 | 136751.6524 | 144992.3687 | 151874.0011 | 160526.3137 | 165597.5743 | 167180.6401 | 172901.6139 | 172177.163
NEM | Solar PV | 14501.0467 | 17775.9036 | 18044.1364 | 17335.546 | 17602.1332 | 19217.9375 | 20897.5359 | 20110.1523 | 21099.9937 | 22969.3209 | 24989.7573 | 36757.9536 | 39856.9243 | 39554.4892 | 42759.401 | 43296.4386 | 51383.6992 | 54655.0345 | 61556.9535 | 67889.8124 | 81689.7226 | 91144.2712 | 90350.7401 | 94019.8868 | 93107.0164 | 96790.4393 | 100163.5263 | 95902.1379 | 101311.6913
NEM | Grid Battery | 138.06 | 215.2088 | 253.1403 | 287.9185 | 276.687 | 284.0529 | 286.9579 | 272.9887 | 257.1189 | 261.1035 | 250.39 | 1580.9181 | 1807.1173 | 1792.4601 | 2512.8918 | 2521.8453 | 2421.2769 | 2407.8501 | 2457.7703 | 2404.022 | 5840.5932 | 7268.2236 | 6990.1307 | 9941.6372 | 10128.8841 | 14433.5199 | 16658.4246 | 16189.543 | 18112.4865
NEM | Pumped Hydro | 320.029 | 447.5595 | 579.5702 | 1264.0539 | 4878.9758 | 4959.0208 | 5465.1362 | 5609.2008 | 5658.11 | 6236.0628 | 6264.0593 | 13667.2405 | 14087.2199 | 14170.6887 | 16041.2851 | 15596.8639 | 19362.1573 | 19479.8393 | 22488.5668 | 22631.5132 | 26494.469 | 27355.7164 | 25472.509 | 27081.4716 | 25585.7331 | 22848.2046 | 22138.7859 | 20422.6575 | 20391.6351
NEM | VPP | 40.3363 | 126.4234 | 298.4336 | 604.2081 | 925.0073 | 1315.5289 | 1711.882 | 2067.2376 | 2498.2604 | 2900.2481 | 3248.1421 | 3591.23 | 4012.3572 | 4302.1714 | 4972.8705 | 5129.2699 | 5019.077 | 5217.6242 | 5567.5303 | 5722.3025 | 6100.9287 | 6015.8413 | 5588.6848 | 5925.845 | 5688.5174 | 4935.4568 | 4587.2848 | 4412.6758 | 4009.2752
Total excluding storage |  | 182890.4816 | 181496.0272 | 179850.0214 | 179781.353 | 179664.3381 | 177743.9687 | 178280.3314 | 183354.0442 | 183285.5354 | 187170.7108 | 192853.5795 | 199858.462 | 207173.2864 | 214657.8655 | 217700.3513 | 224148.5075 | 238260.0083 | 242132.9914 | 246781.7832 | 252209.8723 | 259911.2007 | 269852.671 | 277585.8232 | 280543.8349 | 287714.1178 | 303336.9689 | 306225.3986 | 308355.8857 | 313935.1036
Region | Technology | 2021-22 | 2022-23 | 2023-24 | 2024-25 | 2025-26 | 2026-27 | 2027-28 | 2028-29 | 2029-30 | 2030-31 | 2031-32 | 2032-33 | 2033-34 | 2034-35 | 2035-36 | 2036-37 | 2037-38 | 2038-39 | 2039-40 | 2040-41 | 2041-42 | 2042-43 | 2043-44 | 2044-45 | 2045-46 | 2046-47 | 2047-48 | 2048-49 | 2049-50
NSW1 | Black Coal | 43262.1691 | 38301.0003 | 33850.0972 | 35742.7352 | 28152.4206 | 25199.9631 | 24461.5369 | 26363.2225 | 25834.0649 | 25326.2614 | 24132.0294 | 8818.5598 | 11012.1646 | 9513.4876 | 5174.4365 | 6474.04 | 7068.4243 | 6902.5835 | 6401.1268 | 5650.8558 | 3272.532 | 0 | 0 | 0 | 0 | 0 | 0 | 0 | 0
NSW1 | Brown Coal | 0 | 0 | 0 | 0 | 0 | 0 | 0 | 0 | 0 | 0 | 0 | 0 | 0 | 0 | 0 | 0 | 0 | 0 | 0 | 0 | 0 | 0 | 0 | 0 | 0 | 0 | 0 | 0 | 0
NSW1 | CCGT | 33.6489 | 33.6489 | 101.2613 | 259.4739 | 374.5468 | 210.5027 | 253.1645 | 431.4235 | 377.6132 | 525.5317 | 697.1776 | 1032.4331 | 1114.9391 | 1367.2929 | 1181.2312 | 942.3153 | 1360.0454 | 1528.4546 | 1393.6706 | 1261.3534 | 1312.08 | 1470.4892 | 37.9103 | 6.1075e-05 | 6.1976e-05 | 6.9518e-05 | 6.9099e-05 | 6.7888e-05 | 6.6703e-05
NSW1 | Gas - Steam | 0 | 0 | 0 | 0 | 0 | 0 | 0 | 0 | 0 | 0 | 0 | 0 | 0 | 0 | 0 | 0 | 0 | 0 | 0 | 0 | 0 | 0 | 0 | 0 | 0 | 0 | 0 | 0 | 0
NSW1 | OCGT / Diesel | 7.7984e-06 | 8.1881e-06 | 12.2223 | 62.5171 | 11.5176 | 25.6245 | 17.4493 | 41.9442 | 21.4516 | 34.7174 | 29.5593 | 188.3738 | 112.8128 | 372.3613 | 385.9717 | 504.8298 | 1441.447 | 1683.0203 | 2561.238 | 3626.8259 | 2228.3729 | 2876.1213 | 5922.6194 | 3630.9935 | 3348.7329 | 5293.324 | 7094.8813 | 7575.3948 | 7317.9279
NSW1 | Hydro | 2187.0813 | 2320.6899 | 2192.291 | 2950.2457 | 2840.0134 | 2781.5662 | 2928.9383 | 3821.7603 | 3016.5643 | 2825.2022 | 2945.5936 | 2901.2822 | 3410.0997 | 3703.6777 | 3670.9344 | 3471.0953 | 4571.322 | 3938.5247 | 3649.4535 | 3334.7641 | 3184.966 | 3817.2482 | 3658.8194 | 3768.6843 | 3838.5558 | 4672.9495 | 3693.625 | 3318.3102 | 2952.132
NSW1 | Wind | 10299.4652 | 11083.3679 | 16030.3297 | 21509.152 | 24723.5944 | 25681.1136 | 25540.1411 | 22587.1611 | 20978.295 | 26053.7956 | 28343.4613 | 40350.4969 | 38752.6755 | 40709.8664 | 43098.8019 | 45262.9308 | 39396.652 | 38912.3591 | 41133.069 | 40549.6148 | 40789.1587 | 42654.931 | 43629.9214 | 45791.0318 | 50559.6706 | 51674.1073 | 50737.8547 | 52139.2828 | 53320.5595
NSW1 | Solar PV | 5342.8111 | 6499.5898 | 6543.023 | 6299.1532 | 6245.2903 | 7340.7874 | 7366.7532 | 8280.9556 | 8572.6436 | 9235.8631 | 9275.1205 | 17348.0117 | 19830.5504 | 19181.7103 | 21380.0666 | 21550.7464 | 26068.5986 | 28170.033 | 32379.1805 | 35668.2258 | 41945.6039 | 45444.8801 | 43814.7797 | 46787.7385 | 46525.9715 | 44921.5668 | 45524.024 | 46885.1567 | 47420.8495
NSW1 | Grid Battery | 1.5667e-05 | 2.2196e-05 | 2.2447e-05 | 3.3702e-05 | 3.5239e-05 | 3.8845e-05 | 5.3686e-05 | 6.4001e-05 | 7.7253e-05 | 9.2701e-05 | 0.00010583 | 523.1961 | 521.3433 | 519.6229 | 531.287 | 527.9573 | 507.8646 | 505.7086 | 514.7862 | 512.6216 | 3884.9202 | 3827.8299 | 3634.547 | 3912.2269 | 3902.3315 | 3737.8029 | 3650.2926 | 3748.7176 | 3652.2271
NSW1 | Pumped Hydro | 77.8052 | 127.264 | 175.0064 | 895.6494 | 4475.8167 | 4458.8734 | 4918.2348 | 5092.0759 | 4648.5412 | 4990.9292 | 4959.4923 | 9071.4686 | 8831.3503 | 9000.3742 | 9719.6033 | 9273.8033 | 10115.1356 | 9870.4365 | 11847.7944 | 11807.4402 | 12265.7956 | 12274.2247 | 11437.2002 | 12621.618 | 12356.4678 | 11787.808 | 11026.9532 | 11487.5062 | 11050.7812
NSW1 | VPP | 7.6831 | 38.4056 | 83.0754 | 174.2508 | 276.3497 | 406.4885 | 517.5769 | 642.5274 | 760.6827 | 912.0739 | 1022.5925 | 1179.3223 | 1336.7652 | 1442.9477 | 1675.4324 | 1736.3187 | 1732.6108 | 1782.6897 | 1905.4461 | 1950.051 | 2087.5025 | 2157.3246 | 2028.8143 | 2253.5504 | 2176.967 | 2119.0658 | 1976.6324 | 2068.1937 | 1881.5784
Total excluding storage |  | 61125.1755 | 58238.2969 | 58729.2245 | 66823.2771 | 62347.3832 | 61239.5575 | 60567.9833 | 61526.4672 | 58800.6326 | 64001.3714 | 65422.9417 | 70639.1575 | 74233.242 | 74848.3963 | 74891.4423 | 78205.9576 | 79906.4893 | 81134.9752 | 87517.7384 | 90091.6398 | 92732.7135 | 96263.6698 | 97064.0502 | 99978.4482 | 104272.9309 | 106561.9476 | 107050.385 | 109918.1444 | 111011.4689
Region | Technology | 2021-22 | 2022-23 | 2023-24 | 2024-25 | 2025-26 | 2026-27 | 2027-28 | 2028-29 | 2029-30 | 2030-31 | 2031-32 | 2032-33 | 2033-34 | 2034-35 | 2035-36 | 2036-37 | 2037-38 | 2038-39 | 2039-40 | 2040-41 | 2041-42 | 2042-43 | 2043-44 | 2044-45 | 2045-46 | 2046-47 | 2047-48 | 2048-49 | 2049-50
QLD1 | Black Coal | 33719.2666 | 31369.4046 | 32721.8168 | 25623.043 | 24019.3092 | 23985.7289 | 21920.3222 | 22998.4576 | 22783.6182 | 22145.9351 | 21264.8487 | 21065.7267 | 19583.5901 | 17388.9423 | 17018.4953 | 15328.4336 | 15309.7888 | 15444.2317 | 14013.4957 | 14955.1947 | 14149.8219 | 11761.8292 | 9430.3265 | 7325.7326 | 6680.3896 | 6647.0698 | 6410.1005 | 5686.179 | 5720.3677
QLD1 | Brown Coal | 0 | 0 | 0 | 0 | 0 | 0 | 0 | 0 | 0 | 0 | 0 | 0 | 0 | 0 | 0 | 0 | 0 | 0 | 0 | 0 | 0 | 0 | 0 | 0 | 0 | 0 | 0 | 0 | 0
QLD1 | CCGT | 1104.025 | 1104.025 | 1232.2762 | 2249.8878 | 2764.4064 | 2464.723 | 2634.3521 | 2718.6577 | 2585.0003 | 2913.7218 | 3478.8204 | 3419.3187 | 4176.5175 | 3659.0797 | 3435.5078 | 2678.3853 | 2963.7397 | 2895.9715 | 2351.5187 | 2683.8651 | 2862.0204 | 3130.3836 | 2744.7804 | 2653.4995 | 1304.8457 | 960.5235 | 963.1551 | 960.5235 | 960.5235
QLD1 | Gas - Steam | 37.1158 | 37.1158 | 73.7192 | 72.804 | 72.804 | 72.804 | 111.8261 | 146.6749 | 147.3178 | 117.3027 | 111.1989 | 115.7038 | 193.112 | 168.0662 | 149.9143 | 174.7951 | 195.5532 | 186.4464 | 158.6931 | 185.4379 | 232.0219 | 240.7188 | 202.8275 | 202.8185 | 164.4075 | 0 | 0 | 0 | 0
QLD1 | OCGT / Diesel | 1.301e-05 | 1.3543e-05 | 1.4475e-05 | 110.2733 | 59.5855 | 67.1505 | 116.1126 | 208.9359 | 129.9204 | 247.2643 | 440.0127 | 550.82 | 614.3296 | 512.5699 | 585.2965 | 727.7445 | 1164.0212 | 711.7096 | 1498.3694 | 1932.5087 | 1975.6484 | 2553.0721 | 1904.1411 | 2177.5657 | 2377.429 | 3240.1574 | 2025.5936 | 1832.7277 | 1706.462
QLD1 | Hydro | 698.8074 | 697.3383 | 699.8937 | 696.8099 | 695.5695 | 694.1438 | 695.5656 | 691.513 | 691.8585 | 670.3761 | 694.1182 | 684.5576 | 684.8702 | 672.4937 | 656.6279 | 654.5391 | 220.3893 | 230.1841 | 206.9142 | 206.15 | 212.3566 | 0 | 0 | 0 | 0 | 0 | 0 | 0 | 0
QLD1 | Wind | 17224.333 | 17938.2828 | 16722.1096 | 18815.814 | 22819.8915 | 22379.1627 | 24162.358 | 26377.9834 | 25990.1076 | 26621.3652 | 25864.9515 | 27147.9218 | 28269.8649 | 33479.8864 | 33992.4991 | 38273.5244 | 40900.3142 | 40993.2438 | 40790.6043 | 36848.3148 | 37586.4855 | 37877.9282 | 44160.2391 | 45839.5488 | 51043.1729 | 50785.5706 | 51119.9832 | 57688.7855 | 53393.3328
QLD1 | Solar PV | 5555.0969 | 7538.3552 | 7676.6775 | 7343.984 | 7448.1641 | 7800.5707 | 7893.2111 | 6593.1974 | 7142.0081 | 7427.2533 | 8422.4097 | 10066.5335 | 11297.9376 | 11322.6807 | 11784.6948 | 11481.3273 | 14486.6315 | 15508.301 | 18129.1267 | 20519.9158 | 22447.9142 | 28003.0823 | 26964.05 | 26820.4191 | 25428.9676 | 32542.4016 | 34390.5246 | 28963.3847 | 33697.3812
QLD1 | Grid Battery | 1.0972e-05 | 23.2223 | 25.9309 | 29.1705 | 28.8982 | 30.1274 | 29.9788 | 28.4096 | 27.7295 | 27.9774 | 27.9122 | 713.9124 | 979.1447 | 993.2709 | 997.6704 | 1007.2498 | 949.3444 | 955.186 | 963.58 | 936.355 | 947.8834 | 2495.182 | 2467.1243 | 3574.745 | 3777.5645 | 8467.074 | 8888.105 | 7757.175 | 8915.359
QLD1 | Pumped Hydro | 242.2237 | 320.2954 | 404.5637 | 368.4044 | 403.159 | 500.1472 | 546.9013 | 517.1247 | 504.3027 | 543.6078 | 543.1968 | 1759.3785 | 2468.3765 | 2406.8731 | 2536.3961 | 2513.153 | 4799.0753 | 5060.9338 | 5770.8216 | 6080.7244 | 6759.691 | 7852.9255 | 7126.1969 | 6891.5057 | 5805.5397 | 4358.2944 | 4804.172 | 2692.6989 | 3649.4694
QLD1 | VPP | 10.336 | 39.8185 | 83.6995 | 164.856 | 247.962 | 341.0314 | 445.5524 | 524.4286 | 644.3649 | 754.5222 | 854.4218 | 907.3109 | 1015.3902 | 1114.1973 | 1249.9134 | 1251.613 | 1210.8362 | 1311.8473 | 1361.4717 | 1465.3573 | 1561.3408 | 1405.3495 | 1322.6651 | 1220.3061 | 1001.0882 | 667.7144 | 718.2012 | 368.4159 | 507.2373
Total excluding storage |  | 58338.6447 | 58684.5217 | 59126.4931 | 54912.616 | 57879.7301 | 57464.2836 | 57533.7477 | 59735.4199 | 59469.8309 | 60143.2185 | 60276.36 | 63050.5819 | 64820.2219 | 67203.719 | 67623.0357 | 69318.7493 | 75240.4378 | 75970.088 | 77148.7221 | 77331.3872 | 79466.2689 | 83567.0142 | 85406.3645 | 85019.5842 | 86999.2123 | 94175.7229 | 94909.3571 | 95131.6004 | 95478.0671
Region | Technology | 2021-22 | 2022-23 | 2023-24 | 2024-25 | 2025-26 | 2026-27 | 2027-28 | 2028-29 | 2029-30 | 2030-31 | 2031-32 | 2032-33 | 2033-34 | 2034-35 | 2035-36 | 2036-37 | 2037-38 | 2038-39 | 2039-40 | 2040-41 | 2041-42 | 2042-43 | 2043-44 | 2044-45 | 2045-46 | 2046-47 | 2047-48 | 2048-49 | 2049-50
VIC1 | Black Coal | 0 | 0 | 0 | 0 | 0 | 0 | 0 | 0 | 0 | 0 | 0 | 0 | 0 | 0 | 0 | 0 | 0 | 0 | 0 | 0 | 0 | 0 | 0 | 0 | 0 | 0 | 0 | 0 | 0
VIC1 | Brown Coal | 26207.1175 | 22544.4826 | 23462.3614 | 11771.7616 | 11664.5219 | 8994.4451 | 0.00054119 | 0.0004437 | 0.00039613 | 0.0003806 | 0.0003376 | 0.00031742 | 0.00032852 | 0.00030736 | 0.00030931 | 0.00029672 | 0.00026546 | 0.00028421 | 0.00024626 | 0.00024921 | 0.0002811 | 0.00030517 | 0.00030101 | 0.00028094 | 0.00027217 | 0.00030833 | 0.00013984 | 0 | 0
VIC1 | CCGT | 8.7358e-06 | 8.5734e-06 | 9.0272e-06 | 1.6194e-05 | 1.6547e-05 | 1.6465e-05 | 1.6156e-05 | 1.6888e-05 | 1.6746e-05 | 1.7091e-05 | 1.8409e-05 | 2.64e-05 | 2.6717e-05 | 2.6482e-05 | 2.5685e-05 | 2.5822e-05 | 3.7108e-05 | 3.7726e-05 | 4.3714e-05 | 4.3216e-05 | 6.6902e-05 | 7.0376e-05 | 7.7184e-05 | 7.2486e-05 | 7.4322e-05 | 0.00011539 | 0.00011373 | 0.00015809 | 0.00015713
VIC1 | Gas - Steam | 10.8815 | 5.7223 | 9.3509 | 83.6158 | 74.3991 | 73.4973 | 64.4626 | 98.3173 | 19.3199 | 60.2102 | 103.4864 | 242.9725 | 184.9124 | 423.1575 | 277.5781 | 267.5657 | 563.1925 | 593.2224 | 0 | 0 | 0 | 0 | 0 | 0 | 0 | 0 | 0 | 0 | 0
VIC1 | OCGT / Diesel | 10.7691 | 0.30845 | 9.3497 | 51.297 | 36.9978 | 90.6987 | 34.1411 | 63.1275 | 19.3854 | 44.8706 | 55.8699 | 226.2616 | 109.6157 | 307.2095 | 330.2006 | 329.9824 | 539.3578 | 457.5333 | 1358.3805 | 1713.7663 | 2797.9505 | 2875.2136 | 4338.1025 | 2970.5785 | 3508.3178 | 5676.8613 | 5497.6259 | 8011.5331 | 9697.3826
VIC1 | Hydro | 2782.038 | 2809.0805 | 2552.8602 | 3150.6989 | 3233.6644 | 3063.3125 | 3095.3461 | 3899.3287 | 3233.1586 | 2772.4417 | 2798.9294 | 2526.445 | 3113.1347 | 3214.249 | 3046.2701 | 3066.0022 | 3873.9401 | 3219.9997 | 2770.5773 | 2769.3108 | 2513.0988 | 3091.0035 | 3201.1977 | 3024.7767 | 3049.0425 | 3842.3487 | 3195.0062 | 2738.2746 | 2747.0494
VIC1 | Wind | 10703.7749 | 13596.3418 | 11409.3172 | 15439.8953 | 16382.5334 | 18432.7114 | 23308.7928 | 23215.1337 | 24057.0133 | 22585.6066 | 24035.9665 | 20709.4318 | 22346.7555 | 25923.3794 | 28127.8892 | 28833.8099 | 33865.9768 | 35087.8011 | 32560.5293 | 33155.831 | 31193.1201 | 30909.8595 | 31617.4124 | 32756.5162 | 31042.9131 | 31024.5308 | 32172.1255 | 30721.8799 | 31861.9074
VIC1 | Solar PV | 2656.001 | 2636.7356 | 2727.2947 | 2624.9488 | 2867.1848 | 3010.2984 | 4538.2992 | 4190.7909 | 4296.0837 | 5207.2634 | 5977.7194 | 8024.55 | 7480.8542 | 7453.639 | 7939.9758 | 8157.278 | 7906.7625 | 8093.7124 | 8261.6874 | 8777.9101 | 14476.2333 | 14916.363 | 15748.8675 | 16706.5439 | 17336.9559 | 15911.7506 | 16779.8515 | 16706.0107 | 16215.6679
VIC1 | Grid Battery | 52.0971 | 108.6786 | 125.3882 | 160.382 | 155.1662 | 159.9981 | 162.7542 | 155.2583 | 143.3837 | 148.0621 | 143.3274 | 142.9547 | 111.0455 | 102.7671 | 113.0738 | 114.6169 | 105.7289 | 102.2551 | 114.1045 | 108.8512 | 40.5457 | 0.00075466 | 0.00082819 | 1070.269 | 1085.4095 | 1039.9545 | 2963.499 | 3492.3293 | 4398.453
VIC1 | Pumped Hydro | 0 | 0 | 2.3213e-05 | 5.3282e-05 | 5.2497e-05 | 7.9174e-05 | 7.7361e-05 | 7.7451e-05 | 8.8337e-05 | 0.00010517 | 0.00012735 | 1167.6487 | 1112.4469 | 1054.487 | 2137.491 | 2154.2126 | 2735.3784 | 2800.3445 | 2943.2668 | 2887.7808 | 5489.8364 | 5322.012 | 5034.384 | 5570.1377 | 5513.162 | 4963.8115 | 4658.2666 | 4604.725 | 4191.8203
VIC1 | VPP | 7.6857 | 19.6073 | 73.9752 | 182.1015 | 290.0065 | 424.8129 | 560.2985 | 673.9987 | 811.8056 | 910.5899 | 1020.1993 | 1124.2875 | 1244.5319 | 1309.0422 | 1590.6814 | 1658.0292 | 1596.5328 | 1633.4181 | 1773.1553 | 1781.5799 | 1900.1856 | 1916.4795 | 1741.0613 | 1922.3309 | 1966.242 | 1723.5043 | 1477.1873 | 1558.9784 | 1246.0743
Total excluding storage |  | 42370.5818 | 41592.6713 | 40170.5341 | 33122.2173 | 34259.3013 | 33664.9634 | 31041.0425 | 31466.6987 | 31624.9615 | 30670.3928 | 32971.972 | 31729.6613 | 33235.2728 | 37321.6348 | 39721.9141 | 40654.6384 | 46749.2301 | 47452.2693 | 44951.1748 | 46416.8184 | 50980.4031 | 51792.4399 | 54905.5805 | 55458.4156 | 54937.2297 | 56455.4918 | 57644.6093 | 58177.6984 | 60522.0075
Region | Technology | 2021-22 | 2022-23 | 2023-24 | 2024-25 | 2025-26 | 2026-27 | 2027-28 | 2028-29 | 2029-30 | 2030-31 | 2031-32 | 2032-33 | 2033-34 | 2034-35 | 2035-36 | 2036-37 | 2037-38 | 2038-39 | 2039-40 | 2040-41 | 2041-42 | 2042-43 | 2043-44 | 2044-45 | 2045-46 | 2046-47 | 2047-48 | 2048-49 | 2049-50
SA1 | Black Coal | 0 | 0 | 0 | 0 | 0 | 0 | 0 | 0 | 0 | 0 | 0 | 0 | 0 | 0 | 0 | 0 | 0 | 0 | 0 | 0 | 0 | 0 | 0 | 0 | 0 | 0 | 0 | 0 | 0
SA1 | Brown Coal | 0 | 0 | 0 | 0 | 0 | 0 | 0 | 0 | 0 | 0 | 0 | 0 | 0 | 0 | 0 | 0 | 0 | 0 | 0 | 0 | 0 | 0 | 0 | 0 | 0 | 0 | 0 | 0 | 0
SA1 | CCGT | 1114.8326 | 1114.8326 | 481.814 | 888.3513 | 1075.069 | 958.2549 | 450.7334 | 449.5019 | 449.5019 | 500.4182 | 685.6223 | 910.8264 | 1079.3119 | 1240.5103 | 870.9732 | 916.8884 | 3.5554e-05 | 3.5882e-05 | 3.5703e-05 | 3.5169e-05 | 4.2547e-05 | 4.3945e-05 | 4.3683e-05 | 4.1321e-05 | 4.2074e-05 | 4.3523e-05 | 4.2807e-05 | 4.2691e-05 | 4.1952e-05
SA1 | Gas - Steam | 660.0491 | 676.7188 | 642.0038 | 142.3714 | 183.5464 | 184.107 | 96.6819 | 113.9916 | 81.5731 | 90.261 | 140.5255 | 327.4731 | 334.3101 | 745.5037 | 0 | 0 | 0 | 0 | 0 | 0 | 0 | 0 | 0 | 0 | 0 | 0 | 0 | 0 | 0
SA1 | OCGT / Diesel | 47.3217 | 23.0549 | 81.8571 | 151.3373 | 216.713 | 165.4263 | 63.6385 | 76.3919 | 13.1243 | 61.0352 | 113.6402 | 234.886 | 243.8202 | 409.6508 | 281.3332 | 261.3755 | 945.7664 | 945.4325 | 1201.2517 | 1302.5821 | 1329.3637 | 1460.6702 | 2088.9264 | 992.4141 | 1034.0104 | 1088.7918 | 991.4596 | 1264.178 | 1096.472
SA1 | Hydro | 0 | 0 | 0 | 0 | 0 | 0 | 0 | 0 | 0 | 0 | 0 | 0 | 0 | 0 | 0 | 0 | 0 | 0 | 0 | 0 | 0 | 0 | 0 | 0 | 0 | 0 | 0 | 0 | 0
SA1 | Wind | 7223.4845 | 7985.3137 | 7166.7903 | 9553.9042 | 9268.7033 | 10227.7621 | 10713.0954 | 12304.0411 | 12215.774 | 11823.0341 | 12428.5129 | 12549.9631 | 12286.3008 | 11391.246 | 12747.3091 | 12401.6497 | 11896.7014 | 12928.096 | 13020.2875 | 13715.1379 | 12834.6897 | 13394.9553 | 13185.549 | 14983.0356 | 15036.4254 | 17846.4523 | 18424.261 | 17782.6043 | 18356.7488
SA1 | Solar PV | 947.1378 | 1101.223 | 1097.1412 | 1067.46 | 1041.494 | 1066.281 | 1099.2724 | 1045.2084 | 1089.2582 | 1098.9411 | 1314.5076 | 1318.8584 | 1247.5821 | 1596.4591 | 1654.6638 | 2107.087 | 2921.7065 | 2882.9881 | 2786.9588 | 2923.7606 | 2819.9711 | 2779.9458 | 3823.0428 | 3705.1853 | 3815.1214 | 3414.7203 | 3469.1262 | 3347.5857 | 3977.7926
SA1 | Grid Battery | 85.9628 | 83.3079 | 101.8211 | 98.3659 | 92.6225 | 93.9273 | 94.2248 | 89.3207 | 86.0056 | 85.0638 | 79.1502 | 200.8548 | 195.5837 | 176.7991 | 870.8605 | 872.0212 | 858.3389 | 844.7002 | 865.2996 | 846.194 | 967.2437 | 945.2108 | 888.4584 | 1384.3961 | 1363.5785 | 1188.6883 | 1156.5278 | 1191.321 | 1146.4473
SA1 | Pumped Hydro | 0 | 0 | 1.921e-05 | 1.9952e-05 | 1.9514e-05 | 2.3874e-05 | 2.3627e-05 | 2.4144e-05 | 2.5854e-05 | 2.9529e-05 | 3.1019e-05 | 5.528e-05 | 5.4069e-05 | 5.3837e-05 | 6.4995e-05 | 6.5075e-05 | 8.5843e-05 | 8.5664e-05 | 8.8264e-05 | 8.8806e-05 | 0.00011973 | 0.00011524 | 0.00011671 | 0.00022237 | 0.00022347 | 0.0002118 | 0.00021621 | 0.00021779 | 0.00022223
SA1 | VPP | 14.1734 | 26.5525 | 53.7341 | 77.9407 | 101.1279 | 130.4974 | 164.4056 | 194.2956 | 232.7142 | 264.8215 | 284.3176 | 311.2495 | 341.9638 | 361.621 | 367.6455 | 386.9021 | 390.6218 | 395.9681 | 422.5945 | 420.3811 | 439.9899 | 429.5249 | 394.9623 | 417.0964 | 420.5331 | 333.5537 | 324.9985 | 333.5927 | 299.7687
Total excluding storage |  | 9992.8257 | 10901.143 | 9469.6064 | 11803.4242 | 11785.5256 | 12601.8313 | 12423.4216 | 13989.1348 | 13849.2315 | 13573.6895 | 14682.8085 | 15342.007 | 15191.3251 | 15383.3699 | 15554.2793 | 15687.0006 | 15764.1743 | 16756.5166 | 17008.4981 | 17941.4807 | 16984.0245 | 17635.5714 | 19097.5183 | 19680.635 | 19885.5573 | 22349.9644 | 22884.8468 | 22394.368 | 23431.0135
Region | Technology | 2021-22 | 2022-23 | 2023-24 | 2024-25 | 2025-26 | 2026-27 | 2027-28 | 2028-29 | 2029-30 | 2030-31 | 2031-32 | 2032-33 | 2033-34 | 2034-35 | 2035-36 | 2036-37 | 2037-38 | 2038-39 | 2039-40 | 2040-41 | 2041-42 | 2042-43 | 2043-44 | 2044-45 | 2045-46 | 2046-47 | 2047-48 | 2048-49 | 2049-50
TAS1 | Black Coal | 0 | 0 | 0 | 0 | 0 | 0 | 0 | 0 | 0 | 0 | 0 | 0 | 0 | 0 | 0 | 0 | 0 | 0 | 0 | 0 | 0 | 0 | 0 | 0 | 0 | 0 | 0 | 0 | 0
TAS1 | Brown Coal | 0 | 0 | 0 | 0 | 0 | 0 | 0 | 0 | 0 | 0 | 0 | 0 | 0 | 0 | 0 | 0 | 0 | 0 | 0 | 0 | 0 | 0 | 0 | 0 | 0 | 0 | 0 | 0 | 0
TAS1 | CCGT | 6.895e-06 | 6.7209e-06 | 7.0293e-06 | 7.0792e-06 | 7.0766e-06 | 7.3382e-06 | 8.5359e-06 | 9.2197e-06 | 9.4669e-06 | 1.0335e-05 | 1.0565e-05 | 1.29e-05 | 1.296e-05 | 1.2955e-05 | 1.2777e-05 | 1.2891e-05 | 1.4667e-05 | 1.468e-05 | 1.8149e-05 | 1.7926e-05 | 1.9154e-05 | 1.9423e-05 | 1.9284e-05 | 1.8458e-05 | 1.8822e-05 | 2.1276e-05 | 2.0885e-05 | 2.4468e-05 | 2.4118e-05
TAS1 | Gas - Steam | 0 | 0 | 0 | 0 | 0 | 0 | 0 | 0 | 0 | 0 | 0 | 0 | 0 | 0 | 0 | 0 | 0 | 0 | 0 | 0 | 0 | 0 | 0 | 0 | 0 | 0 | 0 | 0 | 0
TAS1 | OCGT / Diesel | 5.1726e-06 | 4.796e-06 | 5.1714e-06 | 5.3048e-06 | 5.3664e-06 | 5.7319e-06 | 6.4814e-06 | 0.21138 | 8.0182e-06 | 0.8221 | 6.1159 | 2.3764 | 0.50514 | 1.4555 | 7.883 | 4.7605 | 3.9047 | 1.2929e-05 | 21.0108 | 8.5491 | 2.3689 | 2.5176e-05 | 2.2862 | 4.7803 | 2.131 | 3.4579 | 4.27 | 13.5624 | 3.8014
TAS1 | Hydro | 7829.0241 | 8510.8399 | 7788.7854 | 8590.2999 | 8643.2848 | 7974.795 | 10014.5572 | 10234.719 | 9490.2966 | 9040.9344 | 9061.01 | 8571.1215 | 9384.0196 | 9138.9502 | 8920.8169 | 8530.8063 | 9062.4313 | 9030.9397 | 8228.5352 | 7933.5016 | 7909.8048 | 8679.997 | 8710.7766 | 7898.1027 | 8772.925 | 9523.471 | 9005.5145 | 8151.4505 | 8244.1305
TAS1 | Wind | 3234.2297 | 3568.5544 | 4565.3778 | 4529.5184 | 4749.113 | 4798.5378 | 6699.5792 | 6401.3934 | 10050.5822 | 9740.2822 | 10432.3713 | 10523.5563 | 10308.6998 | 10760.3399 | 10980.98 | 11746.5949 | 11533.3406 | 11788.2025 | 11906.1038 | 12486.4954 | 11835.6168 | 11913.9786 | 12399.2467 | 12503.8687 | 12844.1316 | 14266.9133 | 14726.4157 | 14569.0615 | 15244.6145
TAS1 | Solar PV | 1.3089e-06 | 2.3041e-06 | 2.7533e-06 | 4.8346e-06 | 4.1645e-06 | 4.5691e-06 | 4.2858e-06 | 4.2823e-06 | 9.1427e-06 | 1.0481e-05 | 1.0398e-05 | 1.0414e-05 | 1.0561e-05 | 9.2857e-06 | 9.9953e-06 | 9.837e-06 | 1.0565e-05 | 1.1158e-05 | 1.7744e-05 | 2.0844e-05 | 2.6952e-05 | 2.8255e-05 | 2.3955e-05 | 2.5211e-05 | 2.4839e-05 | 5.1224e-05 | 5.262e-05 | 0.00011917 | 0.00012584
TAS1 | Grid Battery | 1.0401e-05 | 1.5566e-05 | 1.5293e-05 | 1.8575e-05 | 2.5335e-05 | 2.5391e-05 | 3.2098e-05 | 3.8009e-05 | 4.8187e-05 | 5.3708e-05 | 5.838e-05 | 6.9696e-05 | 6.9956e-05 | 7.472e-05 | 7.7705e-05 | 7.6193e-05 | 8.8621e-05 | 8.6043e-05 | 0.0001249 | 0.00013496 | 0.00015005 | 0.00013201 | 0.00015002 | 0.00016067 | 0.00015068 | 0.00014916 | 0.00014493 | 0.00015826 | 0.00017696
TAS1 | Pumped Hydro | 0 | 0 | 4.5481e-05 | 4.5769e-05 | 5.1531e-05 | 5.5892e-05 | 7.38e-05 | 8.6859e-05 | 505.266 | 701.5257 | 761.37 | 1668.7447 | 1675.0461 | 1708.9543 | 1647.7947 | 1655.695 | 1712.5679 | 1748.1244 | 1926.6839 | 1855.5677 | 1979.1458 | 1906.5541 | 1874.7277 | 1998.21 | 1910.5634 | 1738.2905 | 1649.3939 | 1637.7272 | 1499.5639
TAS1 | VPP | 0.45812 | 2.0394 | 3.9495 | 5.059 | 9.5611 | 12.6988 | 24.0485 | 31.9873 | 48.693 | 58.2406 | 66.6109 | 69.0598 | 73.706 | 74.3633 | 89.1978 | 96.407 | 88.4753 | 93.701 | 104.8627 | 104.9331 | 111.9099 | 107.1628 | 101.1817 | 112.5611 | 123.6872 | 91.6186 | 90.2655 | 83.4951 | 74.6164
Total excluding storage |  | 11063.2539 | 12079.3944 | 12354.1633 | 13119.8183 | 13392.3978 | 12773.3328 | 16714.1363 | 16636.3237 | 19540.8789 | 18782.0387 | 19499.4972 | 19097.0542 | 19693.2246 | 19900.7456 | 19909.6799 | 20282.1617 | 20599.6767 | 20819.1423 | 20155.6499 | 20428.5462 | 19747.7905 | 20593.9756 | 21112.3096 | 20406.7518 | 21619.1876 | 23793.8422 | 23736.2003 | 22734.0745 | 23492.5466
Explicitly modelled pumping
Region | Technology | 2021-22 | 2022-23 | 2023-24 | 2024-25 | 2025-26 | 2026-27 | 2027-28 | 2028-29 | 2029-30 | 2030-31 | 2031-32 | 2032-33 | 2033-34 | 2034-35 | 2035-36 | 2036-37 | 2037-38 | 2038-39 | 2039-40 | 2040-41 | 2041-42 | 2042-43 | 2043-44 | 2044-45 | 2045-46 | 2046-47 | 2047-48 | 2048-49 | 2049-50
NEM | Grid Battery pump | 169.6798 | 266.4851 | 311.6249 | 356.3735 | 341.3464 | 350.0064 | 355.1632 | 336.1288 | 317.697 | 322.0836 | 309.8112 | 1874.3199 | 2137.6534 | 2121.6768 | 2966.1803 | 2977.7872 | 2864.1722 | 2843.9233 | 2898.04 | 2844.1219 | 6969.9191 | 8651.8584 | 8309.5198 | 11796.8732 | 12034.7081 | 17079.1522 | 19692.9319 | 19135.2231 | 21376.7292
NEM | Pumped Hydro Pump | 725.2731 | 1151.475 | 1473.437 | 3071.364 | 6675.0269 | 7353.036 | 8461.7669 | 8387.1053 | 8564.6214 | 9216.5641 | 10028.9048 | 19006.2053 | 20029.5257 | 19743.9617 | 22548.0947 | 22051.5535 | 26753.2581 | 27137.145 | 30827.6932 | 31287.5591 | 35508.2974 | 37077.2453 | 33982.8075 | 36695.863 | 35292.6738 | 31203.8478 | 30060.22 | 27867.2341 | 27354.173
NEM | VPP pump | 48.4132 | 152.0983 | 357.8346 | 726.7185 | 1110.1642 | 1577.4828 | 2058.4731 | 2477.3685 | 2999.3017 | 3480.1912 | 3908.1372 | 4303.993 | 4812.6696 | 5168.3608 | 5965.0689 | 6155.0214 | 6034.5941 | 6266.1081 | 6668.1313 | 6886.587 | 7307.4029 | 7228.9306 | 6698.5095 | 7111.7073 | 6844.0812 | 5906.1842 | 5523.8433 | 5280.3221 | 4809.1992
Region | Technology | 2021-22 | 2022-23 | 2023-24 | 2024-25 | 2025-26 | 2026-27 | 2027-28 | 2028-29 | 2029-30 | 2030-31 | 2031-32 | 2032-33 | 2033-34 | 2034-35 | 2035-36 | 2036-37 | 2037-38 | 2038-39 | 2039-40 | 2040-41 | 2041-42 | 2042-43 | 2043-44 | 2044-45 | 2045-46 | 2046-47 | 2047-48 | 2048-49 | 2049-50
NSW1 | Grid Battery pump | 1.8599e-05 | 2.6345e-05 | 2.6618e-05 | 4.0001e-05 | 4.18e-05 | 4.608e-05 | 6.3782e-05 | 7.5887e-05 | 9.173e-05 | 0.00011005 | 0.00012585 | 615.5249 | 613.345 | 612.6561 | 623.7084 | 621.1263 | 599.0655 | 595.0204 | 603.984 | 604.7311 | 4668.1014 | 4595.1876 | 4363.4696 | 4699.8891 | 4699.8108 | 4475.6306 | 4397.4552 | 4488.6834 | 4386.1219
NSW1 | Pumped Hydro Pump | 378.5508 | 691.1564 | 892.0106 | 2539.7271 | 6094.6283 | 6637.4083 | 7675.7758 | 7643.9113 | 7201.5253 | 7565.1461 | 8285.9661 | 13172.0508 | 13394.3507 | 13207.5779 | 14591.1838 | 14067.3671 | 15119.1593 | 15076.4939 | 17490.2903 | 17621.086 | 17678.5494 | 18135.2014 | 16420.5701 | 18591.0175 | 18647.5554 | 17398.1339 | 16114.6093 | 16720.7444 | 15694.2989
NSW1 | VPP pump | 9.2216 | 46.2768 | 99.5292 | 209.7114 | 331.1169 | 487.8823 | 622.8061 | 769.5947 | 913 | 1094.7054 | 1230.7609 | 1412.06 | 1604.4359 | 1736.4347 | 2006.3626 | 2083.9949 | 2085.435 | 2139.9928 | 2280.7563 | 2347.2828 | 2502.0436 | 2586.0684 | 2434.9906 | 2704.7961 | 2621.0156 | 2535.2448 | 2380.7662 | 2473.9862 | 2258.3413
Region | Technology | 2021-22 | 2022-23 | 2023-24 | 2024-25 | 2025-26 | 2026-27 | 2027-28 | 2028-29 | 2029-30 | 2030-31 | 2031-32 | 2032-33 | 2033-34 | 2034-35 | 2035-36 | 2036-37 | 2037-38 | 2038-39 | 2039-40 | 2040-41 | 2041-42 | 2042-43 | 2043-44 | 2044-45 | 2045-46 | 2046-47 | 2047-48 | 2048-49 | 2049-50
QLD1 | Grid Battery pump | 1.2913e-05 | 28.5707 | 32.0134 | 36.0377 | 35.7509 | 37.0955 | 37.0111 | 35.0732 | 34.2339 | 34.54 | 34.5582 | 841.372 | 1153.455 | 1170.8194 | 1175.154 | 1185.927 | 1121.4215 | 1122.2448 | 1135.1981 | 1102.8932 | 1113.8579 | 2940.0842 | 2899.5193 | 4204.611 | 4443.569 | 9987.825 | 10430.032 | 9149.812 | 10464.934
QLD1 | Pumped Hydro Pump | 346.7223 | 460.3185 | 581.4262 | 531.6367 | 580.3984 | 715.6275 | 785.9909 | 743.1938 | 724.768 | 781.2561 | 783.8337 | 2286.1092 | 3156.848 | 3076.9164 | 3234.3759 | 3208.762 | 6087.2058 | 6351.0227 | 7274.007 | 7694.2063 | 8521.316 | 9890.7664 | 8949.1302 | 8647.7381 | 7304.965 | 5492.8287 | 5996.2927 | 3408.1666 | 4545.6438
QLD1 | VPP pump | 12.4057 | 47.7917 | 100.4592 | 198.2427 | 297.9164 | 408.6393 | 534.7694 | 629.4382 | 773.391 | 905.6058 | 1028.1643 | 1086.3336 | 1218.7095 | 1337.3048 | 1501.5112 | 1500.9115 | 1457.9098 | 1569.9099 | 1634.0896 | 1761.8829 | 1870.8742 | 1690.5011 | 1586.1198 | 1463.2753 | 1200.5709 | 802.2256 | 861.2024 | 445.0706 | 605.9213
Region | Technology | 2021-22 | 2022-23 | 2023-24 | 2024-25 | 2025-26 | 2026-27 | 2027-28 | 2028-29 | 2029-30 | 2030-31 | 2031-32 | 2032-33 | 2033-34 | 2034-35 | 2035-36 | 2036-37 | 2037-38 | 2038-39 | 2039-40 | 2040-41 | 2041-42 | 2042-43 | 2043-44 | 2044-45 | 2045-46 | 2046-47 | 2047-48 | 2048-49 | 2049-50
VIC1 | Grid Battery pump | 63.8577 | 134.7601 | 154.2113 | 198.5914 | 191.5516 | 196.9511 | 201.5201 | 191.0879 | 177.0169 | 182.7927 | 177.5365 | 176.1343 | 136.8571 | 126.8729 | 139.5973 | 141.5023 | 130.5295 | 126.7311 | 140.3794 | 134.8497 | 49.5909 | 0.00088922 | 0.00097314 | 1259.1401 | 1280.634 | 1219.7941 | 3497.4568 | 4097.6353 | 5174.651
VIC1 | Pumped Hydro Pump | 0 | 0 | 2.9074e-05 | 6.6724e-05 | 6.5575e-05 | 9.8837e-05 | 9.7122e-05 | 9.6396e-05 | 0.00011073 | 0.00013122 | 0.00015981 | 1460.1334 | 1393.6636 | 1315.5056 | 2670.7896 | 2693.44 | 3418.5486 | 3517.0657 | 3662.4482 | 3628.466 | 6843.555 | 6669.142 | 6276.353 | 6966.9175 | 6923.2065 | 6168.7646 | 5858.833 | 5719.9062 | 5239.775
VIC1 | VPP pump | 9.2246 | 23.6184 | 88.7028 | 218.8942 | 348.5307 | 509.0934 | 674.1357 | 807.3143 | 974.3596 | 1092.9243 | 1227.8424 | 1348.0151 | 1491.8411 | 1571.0906 | 1909.1958 | 1990.0291 | 1916.2188 | 1966.5766 | 2122.1211 | 2144.8771 | 2274.1165 | 2307.2922 | 2082.6261 | 2307.2538 | 2367.786 | 2060.7864 | 1781.0303 | 1863.0899 | 1495.5854
Region | Technology | 2021-22 | 2022-23 | 2023-24 | 2024-25 | 2025-26 | 2026-27 | 2027-28 | 2028-29 | 2029-30 | 2030-31 | 2031-32 | 2032-33 | 2033-34 | 2034-35 | 2035-36 | 2036-37 | 2037-38 | 2038-39 | 2039-40 | 2040-41 | 2041-42 | 2042-43 | 2043-44 | 2044-45 | 2045-46 | 2046-47 | 2047-48 | 2048-49 | 2049-50
SA1 | Grid Battery pump | 105.822 | 103.1542 | 125.4002 | 121.7443 | 114.0438 | 115.9597 | 116.6318 | 109.9675 | 106.4461 | 104.7507 | 97.7163 | 241.2887 | 233.9962 | 211.3282 | 1027.7206 | 1029.2315 | 1013.1555 | 999.9268 | 1018.4783 | 1001.6477 | 1138.3687 | 1116.5856 | 1046.5297 | 1633.2329 | 1610.6941 | 1395.9023 | 1367.9878 | 1399.0923 | 1351.0221
SA1 | Pumped Hydro Pump | 0 | 0 | 2.4027e-05 | 2.4986e-05 | 2.4364e-05 | 2.9811e-05 | 2.9643e-05 | 3.0069e-05 | 3.2415e-05 | 3.6858e-05 | 3.8805e-05 | 6.9156e-05 | 6.7579e-05 | 6.7185e-05 | 8.1233e-05 | 8.1366e-05 | 0.00010728 | 0.00010748 | 0.00010992 | 0.00011144 | 0.00014923 | 0.00014435 | 0.00014579 | 0.00027836 | 0.00027983 | 0.00026365 | 0.00027136 | 0.00027114 | 0.00027809
SA1 | VPP pump | 17.0115 | 31.9508 | 64.4123 | 93.7624 | 121.1625 | 156.6279 | 197.7942 | 232.7325 | 280.0251 | 317.1359 | 341.2486 | 374.6181 | 409.3931 | 434.0311 | 441.262 | 464.3745 | 468.839 | 476.7664 | 505.7032 | 506.1659 | 526.4838 | 516.416 | 473.1646 | 501.4803 | 505.7334 | 398.4845 | 391.9716 | 398.4943 | 359.7937
Region | Technology | 2021-22 | 2022-23 | 2023-24 | 2024-25 | 2025-26 | 2026-27 | 2027-28 | 2028-29 | 2029-30 | 2030-31 | 2031-32 | 2032-33 | 2033-34 | 2034-35 | 2035-36 | 2036-37 | 2037-38 | 2038-39 | 2039-40 | 2040-41 | 2041-42 | 2042-43 | 2043-44 | 2044-45 | 2045-46 | 2046-47 | 2047-48 | 2048-49 | 2049-50
TAS1 | Grid Battery pump | 1.2238e-05 | 1.8322e-05 | 1.7992e-05 | 2.1867e-05 | 2.9802e-05 | 2.9861e-05 | 3.7799e-05 | 4.4693e-05 | 5.672e-05 | 6.3179e-05 | 6.8733e-05 | 8.2048e-05 | 8.2272e-05 | 8.7916e-05 | 9.1357e-05 | 8.966e-05 | 0.00010426 | 0.00010131 | 0.00014686 | 0.00015896 | 0.00017638 | 0.00015542 | 0.00017654 | 0.00018885 | 0.0001775 | 0.00017524 | 0.00017072 | 0.00018597 | 0.00020825
TAS1 | Pumped Hydro Pump | 0 | 0 | 5.7047e-05 | 5.7355e-05 | 6.4296e-05 | 6.9677e-05 | 9.2758e-05 | 0.00010804 | 638.3279 | 870.1618 | 959.1048 | 2087.9119 | 2084.6633 | 2143.9617 | 2051.7452 | 2081.9843 | 2128.3444 | 2192.5626 | 2400.9477 | 2343.8007 | 2464.8769 | 2382.1354 | 2336.7541 | 2490.1896 | 2416.9467 | 2144.1204 | 2090.4848 | 2018.4167 | 1874.455
TAS1 | VPP pump | 0.54985 | 2.4606 | 4.7311 | 6.1079 | 11.4377 | 15.24 | 28.9677 | 38.2886 | 58.5261 | 69.8197 | 80.1209 | 82.9661 | 88.2901 | 89.4996 | 106.7373 | 115.7113 | 106.1914 | 112.8624 | 125.4612 | 126.3783 | 133.8848 | 128.6529 | 121.6084 | 134.9017 | 148.9753 | 109.4428 | 108.8728 | 99.6812 | 89.5575
Non-controllable capacity
Region | Technology | 2021-22 | 2022-23 | 2023-24 | 2024-25 | 2025-26 | 2026-27 | 2027-28 | 2028-29 | 2029-30 | 2030-31 | 2031-32 | 2032-33 | 2033-34 | 2034-35 | 2035-36 | 2036-37 | 2037-38 | 2038-39 | 2039-40 | 2040-41 | 2041-42 | 2042-43 | 2043-44 | 2044-45 | 2045-46 | 2046-47 | 2047-48 | 2048-49 | 2049-50
NEM | Distributed PV | 19609.8205 | 22593.0258 | 25795.4405 | 28515.648 | 30896.2689 | 36193.4827 | 39710.1446 | 38725.9847 | 43631.9906 | 48413.2512 | 52307.9381 | 56014.1823 | 58003.92 | 58926.4174 | 65866.1013 | 68092.0823 | 63807.3891 | 69181.1567 | 74209.0766 | 78074.279 | 80449.2601 | 80681.864 | 80496.3497 | 88733.6672 | 91059.096 | 84167.1603 | 90920.6539 | 97349.545 | 101355.0465
NEM | Behind the meter battery | 287.7369 | 515.4079 | 884.8341 | 1254.785 | 1593.4651 | 1866.0164 | 2141.7602 | 2361.8163 | 2552.4657 | 2810.5931 | 3083.7038 | 3382.2698 | 3716.9768 | 3982.8771 | 4236.6884 | 4189.6005 | 4164.955 | 4139.2711 | 4136.7707 | 4095.7536 | 4080.5612 | 4061.1181 | 4052.4214 | 4004.5176 | 3963.4952 | 3836.8522 | 3731.3041 | 3603.5117 | 3483.2237
NEM | Behind the meter battery pump | 244.3986 | 437.8351 | 751.5169 | 1066.2118 | 1353.536 | 1585.0054 | 1820.0295 | 2006.0316 | 2167.8279 | 2387.2175 | 2618.8193 | 2873.0493 | 3158.6308 | 3383.091 | 3598.8654 | 3557.9991 | 3537.7465 | 3515.3025 | 3513.335 | 3480.0644 | 3466.5363 | 3449.3864 | 3443.1291 | 3400.9047 | 3367.1337 | 3259.9544 | 3169.3736 | 3061.4143 | 2957.9155
Region | Technology | 2021-22 | 2022-23 | 2023-24 | 2024-25 | 2025-26 | 2026-27 | 2027-28 | 2028-29 | 2029-30 | 2030-31 | 2031-32 | 2032-33 | 2033-34 | 2034-35 | 2035-36 | 2036-37 | 2037-38 | 2038-39 | 2039-40 | 2040-41 | 2041-42 | 2042-43 | 2043-44 | 2044-45 | 2045-46 | 2046-47 | 2047-48 | 2048-49 | 2049-50
NSW1 | Distributed PV | 5840.3921 | 6848.5858 | 7568.6907 | 8523.6304 | 9260.6379 | 11220.5155 | 12200.0436 | 11840.5683 | 13148.0317 | 14967.8992 | 16704.4439 | 17428.9447 | 18411.5688 | 18706.4371 | 21549.8095 | 22022.3289 | 20511.7897 | 21846.138 | 23896.4876 | 25827.633 | 25866.634 | 26322.659 | 26189.1159 | 29655.9651 | 30038.8173 | 27505.5049 | 29065.9666 | 31621.8012 | 33685.242
NSW1 | Behind the meter battery | 100.5828 | 193.1589 | 291.1065 | 396.2139 | 501.9024 | 585.4025 | 672.7716 | 746.5753 | 809.2462 | 898.896 | 990.6531 | 1097.5089 | 1203.9572 | 1289.4711 | 1377.5795 | 1364.1938 | 1359.364 | 1353.4315 | 1358.2135 | 1347.5028 | 1347.9978 | 1344.7629 | 1341.927 | 1330.3631 | 1318.1665 | 1275.3935 | 1239.7392 | 1196.3678 | 1156.4912
NSW1 | Behind the meter battery pump | 85.4102 | 164.0693 | 247.2941 | 336.7731 | 426.5198 | 497.1838 | 571.8275 | 634.164 | 687.2431 | 763.5179 | 841.0694 | 932.0855 | 1022.9158 | 1095.5481 | 1169.7831 | 1158.6309 | 1154.2352 | 1150.0294 | 1153.2683 | 1144.4845 | 1145.249 | 1142.992 | 1140.5826 | 1129.4076 | 1119.8228 | 1083.9476 | 1053.3342 | 1016.4885 | 981.966
Region | Technology | 2021-22 | 2022-23 | 2023-24 | 2024-25 | 2025-26 | 2026-27 | 2027-28 | 2028-29 | 2029-30 | 2030-31 | 2031-32 | 2032-33 | 2033-34 | 2034-35 | 2035-36 | 2036-37 | 2037-38 | 2038-39 | 2039-40 | 2040-41 | 2041-42 | 2042-43 | 2043-44 | 2044-45 | 2045-46 | 2046-47 | 2047-48 | 2048-49 | 2049-50
QLD1 | Distributed PV | 5969.3902 | 6978.0984 | 7706.5945 | 8304.5519 | 9311.818 | 10739.5616 | 11742.373 | 10679.3756 | 12453.0504 | 13739.2205 | 15349.0657 | 16175.8153 | 16542.176 | 17496.4202 | 19379.2666 | 20059.1319 | 17627.6397 | 19804.641 | 21119.9603 | 22953.5995 | 23292.4845 | 23042.7006 | 23920.2706 | 26062.1174 | 26829.5403 | 23237.5707 | 26038.7774 | 27730.2825 | 29886.5732
QLD1 | Behind the meter battery | 56.2429 | 136.3704 | 221.914 | 314.5999 | 403.0595 | 466.6342 | 534.0653 | 596.5405 | 649.7529 | 718.3775 | 792.8814 | 877.5577 | 964.1894 | 1032.5602 | 1100.2361 | 1082.6175 | 1073.4901 | 1066.2727 | 1063.9109 | 1054.6444 | 1049.1513 | 1044.3508 | 1042.7963 | 1030.9949 | 1021.2672 | 990.0169 | 962.7603 | 929.6148 | 900.3601
QLD1 | Behind the meter battery pump | 47.7931 | 115.9103 | 188.4278 | 267.3671 | 342.2496 | 396.5032 | 453.7714 | 506.849 | 552.0817 | 610.4366 | 673.1948 | 745.045 | 819.4478 | 877.2391 | 934.6407 | 919.1283 | 912.2797 | 905.3095 | 903.5933 | 896.4187 | 891.5481 | 886.7666 | 886.3467 | 875.6415 | 867.7391 | 841.4509 | 817.5781 | 790.0297 | 765.082
Region | Technology | 2021-22 | 2022-23 | 2023-24 | 2024-25 | 2025-26 | 2026-27 | 2027-28 | 2028-29 | 2029-30 | 2030-31 | 2031-32 | 2032-33 | 2033-34 | 2034-35 | 2035-36 | 2036-37 | 2037-38 | 2038-39 | 2039-40 | 2040-41 | 2041-42 | 2042-43 | 2043-44 | 2044-45 | 2045-46 | 2046-47 | 2047-48 | 2048-49 | 2049-50
VIC1 | Distributed PV | 4714.66 | 5401.1119 | 6729.5042 | 7622.3593 | 8154.7271 | 9640.4109 | 10744.2174 | 11140.3779 | 12492.4051 | 13821.8775 | 14113.1505 | 15787.1113 | 16301.0662 | 16086.168 | 17792.7523 | 18477.3728 | 18243.1548 | 19618.15 | 20981.1462 | 20868.6867 | 22468.5097 | 22545.6732 | 21856.4398 | 23900.0028 | 24625.8936 | 24087.1674 | 25874.8846 | 27659.7182 | 27267.1666
VIC1 | Behind the meter battery | 63.7064 | 83.5354 | 232.4378 | 366.0526 | 485.6729 | 593.1814 | 693.2882 | 758.0454 | 813.3978 | 889.1338 | 969.7889 | 1045.6273 | 1156.3355 | 1246.6667 | 1327.5946 | 1319.5322 | 1315.5875 | 1305.8198 | 1303.9339 | 1288.8104 | 1281.5178 | 1274.0456 | 1271.6343 | 1255.1128 | 1242.4704 | 1204.1401 | 1172.0927 | 1134.3677 | 1095.5009
VIC1 | Behind the meter battery pump | 54.1148 | 70.9311 | 197.3953 | 310.9705 | 412.3845 | 503.6951 | 589.1782 | 643.6878 | 690.5779 | 754.9722 | 823.8716 | 888.712 | 982.688 | 1058.4572 | 1128.1485 | 1120.5529 | 1117.3368 | 1108.596 | 1107.7798 | 1095.3627 | 1088.3139 | 1081.6641 | 1079.7555 | 1066.324 | 1055.4157 | 1022.5106 | 995.367 | 963.5618 | 930.0131
Region | Technology | 2021-22 | 2022-23 | 2023-24 | 2024-25 | 2025-26 | 2026-27 | 2027-28 | 2028-29 | 2029-30 | 2030-31 | 2031-32 | 2032-33 | 2033-34 | 2034-35 | 2035-36 | 2036-37 | 2037-38 | 2038-39 | 2039-40 | 2040-41 | 2041-42 | 2042-43 | 2043-44 | 2044-45 | 2045-46 | 2046-47 | 2047-48 | 2048-49 | 2049-50
SA1 | Distributed PV | 2818.528 | 3066.2402 | 3432.4234 | 3643.8284 | 3713.1358 | 4061.5736 | 4431.6913 | 4443.6234 | 4871.0817 | 5157.1547 | 5377.2639 | 5776.2536 | 5841.5307 | 5728.6246 | 6131.655 | 6480.9677 | 6348.5892 | 6792.2712 | 7032.0584 | 7208.9999 | 7534.4854 | 7444.191 | 7224.9322 | 7683.426 | 8089.937 | 7867.091 | 8425.1674 | 8743.8601 | 8910.1288
SA1 | Behind the meter battery | 59.5294 | 88.2615 | 118.5347 | 149.731 | 168.2698 | 181.0611 | 196.5109 | 211.0845 | 226.6474 | 245.1138 | 265.3623 | 289.7239 | 313.5421 | 329.0828 | 340.6127 | 333.3447 | 326.7399 | 324.2493 | 321.2163 | 315.7562 | 313.1266 | 309.4997 | 307.612 | 300.7784 | 295.0978 | 283.6323 | 275.4745 | 264.9253 | 255.3804
SA1 | Behind the meter battery pump | 50.5634 | 74.9597 | 100.6999 | 127.1607 | 143.0143 | 153.8529 | 166.9048 | 179.2175 | 192.5553 | 208.1215 | 225.4916 | 246.1431 | 266.5028 | 279.5571 | 289.2326 | 283.333 | 277.6185 | 275.3506 | 272.7168 | 268.1355 | 266.0407 | 262.8422 | 261.3148 | 255.4385 | 250.682 | 240.9589 | 234.1101 | 224.8982 | 216.7686
Region | Technology | 2021-22 | 2022-23 | 2023-24 | 2024-25 | 2025-26 | 2026-27 | 2027-28 | 2028-29 | 2029-30 | 2030-31 | 2031-32 | 2032-33 | 2033-34 | 2034-35 | 2035-36 | 2036-37 | 2037-38 | 2038-39 | 2039-40 | 2040-41 | 2041-42 | 2042-43 | 2043-44 | 2044-45 | 2045-46 | 2046-47 | 2047-48 | 2048-49 | 2049-50
TAS1 | Distributed PV | 266.8502 | 298.9896 | 358.2278 | 421.278 | 455.9502 | 531.4211 | 591.8193 | 622.0396 | 667.4216 | 727.0993 | 764.0141 | 846.0573 | 907.5783 | 908.7675 | 1012.6179 | 1052.281 | 1076.2157 | 1119.9565 | 1179.4242 | 1215.3598 | 1287.1466 | 1326.6403 | 1305.5912 | 1432.1558 | 1474.9079 | 1469.8262 | 1515.858 | 1593.8831 | 1605.9359
TAS1 | Behind the meter battery | 7.6755 | 14.0817 | 20.8409 | 28.1876 | 34.5605 | 39.7372 | 45.1241 | 49.5707 | 53.4214 | 59.072 | 65.0181 | 71.8519 | 78.9526 | 85.0963 | 90.6655 | 89.9124 | 89.7735 | 89.4977 | 89.496 | 89.04 | 88.7677 | 88.4592 | 88.4516 | 87.2684 | 86.4931 | 83.6694 | 81.2375 | 78.2361 | 75.4911
TAS1 | Behind the meter battery pump | 6.5171 | 11.9647 | 17.6998 | 23.9403 | 29.3679 | 33.7704 | 38.3476 | 42.1132 | 45.3699 | 50.1692 | 55.1919 | 61.0637 | 67.0765 | 72.2895 | 77.0604 | 76.3541 | 76.2763 | 76.017 | 75.9769 | 75.6631 | 75.3847 | 75.1216 | 75.1294 | 74.0931 | 73.4741 | 71.0863 | 68.9842 | 66.4361 | 64.0858

## Marinus_Capacity
Installed capacity by technology (MW) - Marinus Link, Step Change High Electrification Sensitivity
Capacity calculated on 1 July. In early study years some wind and solar projects enter later in the financial year and are therefore reflected in the following financial year's capacity.
Explicitly modelled generation
Region | Technology | 2021-22 | 2022-23 | 2023-24 | 2024-25 | 2025-26 | 2026-27 | 2027-28 | 2028-29 | 2029-30 | 2030-31 | 2031-32 | 2032-33 | 2033-34 | 2034-35 | 2035-36 | 2036-37 | 2037-38 | 2038-39 | 2039-40 | 2040-41 | 2041-42 | 2042-43 | 2043-44 | 2044-45 | 2045-46 | 2046-47 | 2047-48 | 2048-49 | 2049-50
NEM | Black Coal | 18366 | 17891 | 16416 | 11922.3987 | 9486.2308 | 9230.3815 | 9080.31 | 9080.31 | 8954.0273 | 8954.0273 | 8954.0273 | 6074.0273 | 5406.5858 | 5406.5858 | 4759.7982 | 4459.8696 | 4459.8696 | 4459.8696 | 4459.8696 | 4459.8696 | 3799.8696 | 2365.8696 | 2054.8301 | 1692 | 1692 | 1692 | 1692 | 1692 | 1692
NEM | Brown Coal | 4790 | 4790 | 4790 | 2090.4891 | 1989.0482 | 1603.9114 | 0 | 0 | 0 | 0 | 0 | 0 | 0 | 0 | 0 | 0 | 0 | 0 | 0 | 0 | 0 | 0 | 0 | 0 | 0 | 0 | 0 | 0 | 0
NEM | CCGT | 3054.9 | 3054.9 | 2874.9 | 2874.9 | 2874.9 | 2874.9 | 2874.9 | 2874.9 | 2874.9 | 2874.9 | 2874.9 | 2874.9 | 2874.9 | 2874.9 | 2874.9 | 2489.9 | 1960.9 | 1960.9 | 1817.5 | 1817.5 | 1817.5 | 1817.5 | 1377.5 | 1192.5 | 548 | 388 | 388 | 388 | 388
NEM | Gas - Steam | 1384 | 1384 | 1384 | 1384 | 1384 | 1384 | 1384 | 1384 | 1384 | 1384 | 1384 | 1384 | 1384 | 1384 | 584 | 584 | 584 | 584 | 84 | 84 | 84 | 84 | 84 | 84 | 84 | 0 | 0 | 0 | 0
NEM | OCGT / Diesel | 6863.14 | 6863.14 | 6863.14 | 6863.14 | 6863.14 | 6863.14 | 6863.14 | 6863.14 | 6863.14 | 6480.64 | 6480.64 | 6211.3 | 5749.3 | 5632.3 | 5533.1841 | 5533.1841 | 7373.0804 | 7373.0804 | 7955.9952 | 7835.9952 | 9146.772 | 9591.6656 | 12122.7011 | 12217.9474 | 12217.9474 | 13035.967 | 12451.967 | 12897.3393 | 15584.028
NEM | Hydro | 7365.3 | 7365.3 | 7365.3 | 7365.3 | 7365.3 | 7365.3 | 7615.3 | 7615.3 | 7615.3 | 7615.3 | 7615.3 | 7615.3 | 7615.3 | 7615.3 | 7615.3 | 7615.3 | 7528.9 | 7528.9 | 7528.9 | 7528.9 | 7528.9 | 7462.9 | 7462.9 | 7462.9 | 7462.9 | 7462.9 | 7462.9 | 7462.9 | 7462.9
NEM | Wind | 14955.0423 | 16639.2023 | 19000.2479 | 24252.2428 | 24889.3301 | 25372.8663 | 27370.1293 | 29500.3627 | 30350.7014 | 31669.5008 | 32550.4475 | 38617.8407 | 40568.8126 | 41747.0055 | 41838.6863 | 43066.0953 | 46374.3177 | 47216.6979 | 47433.3698 | 47239.6247 | 48806.8708 | 52097.2211 | 51651.4894 | 51541.9562 | 53083.9273 | 58203.3418 | 58185.2518 | 62822.6376 | 62584.4483
NEM | Solar PV | 5599.971 | 6959.156 | 6959.156 | 6959.156 | 7218.6904 | 7463.3753 | 8064.4231 | 8771.4796 | 8771.4796 | 9282.6316 | 10133.2913 | 14826.0795 | 16773.4291 | 16973.4291 | 17268.0985 | 17384.4674 | 23603.99 | 24511.949 | 26520.1834 | 29241.2904 | 35402.8667 | 41478.8673 | 42621.7736 | 42203.1536 | 42248.7023 | 49312.2346 | 49201.8346 | 48469.035 | 51063.112
NEM | Grid Battery | 260.33 | 600.33 | 600.33 | 600.33 | 600.33 | 600.33 | 600.33 | 600.3304 | 600.3304 | 570.3304 | 570.3304 | 1569.9587 | 1716.2031 | 1691.2031 | 2243.4696 | 2243.4696 | 2243.4696 | 2243.4696 | 2243.4698 | 2223.4698 | 3698.4251 | 4637.7743 | 4637.7743 | 6896.5738 | 7328.7918 | 12130.563 | 13894.7262 | 16166.8158 | 17335.5239
NEM | Pumped Hydro | 810 | 810 | 810 | 810 | 2850 | 2850 | 2850 | 2850 | 3093.8561 | 3151.555 | 3182.4711 | 6283.9551 | 6666.055 | 6666.055 | 7187.7236 | 7187.7236 | 8967.7522 | 8967.7522 | 9709.4151 | 9709.4151 | 11215.6214 | 11872.3184 | 11872.3184 | 11908.0801 | 11908.0801 | 11908.0801 | 11908.0801 | 11908.0801 | 11908.0801
NEM | VPP | 95.565 | 222.304 | 472.724 | 827.389 | 1275.464 | 1796.003 | 2438.396 | 3184.437 | 4042.566 | 4718.547 | 5463.892 | 6261.2279 | 7107.5971 | 7905.5149 | 8730.1272 | 9162.649 | 9618.3372 | 10079.154 | 10567.0661 | 11065.4949 | 11575.234 | 12098.7689 | 12640.3892 | 13204.0691 | 13783.8581 | 14380.3641 | 14988.5756 | 15603.098 | 16225.7479
Total excluding storage |  | 62378.3533 | 64946.6983 | 65652.7438 | 63711.6266 | 62070.6395 | 62157.8746 | 63252.2024 | 66089.4923 | 66813.5483 | 68260.9997 | 69992.6061 | 77603.4475 | 80372.3275 | 81633.5204 | 80473.967 | 81132.8165 | 91885.0577 | 93635.3969 | 95799.8181 | 98207.18 | 106586.7791 | 114898.0237 | 117375.1942 | 116394.4572 | 117337.477 | 130094.4434 | 129381.9534 | 133731.9119 | 138774.4884
Region | Technology | 2021-22 | 2022-23 | 2023-24 | 2024-25 | 2025-26 | 2026-27 | 2027-28 | 2028-29 | 2029-30 | 2030-31 | 2031-32 | 2032-33 | 2033-34 | 2034-35 | 2035-36 | 2036-37 | 2037-38 | 2038-39 | 2039-40 | 2040-41 | 2041-42 | 2042-43 | 2043-44 | 2044-45 | 2045-46 | 2046-47 | 2047-48 | 2048-49 | 2049-50
NSW1 | Black Coal | 10240 | 9765 | 8290 | 7332.2536 | 4959.205 | 4884.3816 | 4884.3816 | 4884.3816 | 4876.7875 | 4876.7876 | 4876.7875 | 1996.7876 | 1996.7876 | 1996.7876 | 1350 | 1350 | 1350 | 1350 | 1350 | 1350 | 690 | 0 | 0 | 0 | 0 | 0 | 0 | 0 | 0
NSW1 | Brown Coal | 0 | 0 | 0 | 0 | 0 | 0 | 0 | 0 | 0 | 0 | 0 | 0 | 0 | 0 | 0 | 0 | 0 | 0 | 0 | 0 | 0 | 0 | 0 | 0 | 0 | 0 | 0 | 0 | 0
NSW1 | CCGT | 625 | 625 | 625 | 625 | 625 | 625 | 625 | 625 | 625 | 625 | 625 | 625 | 625 | 625 | 625 | 625 | 625 | 625 | 625 | 625 | 625 | 625 | 185 | 0 | 0 | 0 | 0 | 0 | 0
NSW1 | Gas - Steam | 0 | 0 | 0 | 0 | 0 | 0 | 0 | 0 | 0 | 0 | 0 | 0 | 0 | 0 | 0 | 0 | 0 | 0 | 0 | 0 | 0 | 0 | 0 | 0 | 0 | 0 | 0 | 0 | 0
NSW1 | OCGT / Diesel | 1438 | 1438 | 1438 | 1438 | 1438 | 1438 | 1438 | 1438 | 1438 | 1438 | 1438 | 1438 | 1438 | 1438 | 1418.8838 | 1418.8838 | 2730.3479 | 2730.3479 | 2730.3479 | 2730.3479 | 2730.3479 | 2730.3479 | 4118.669 | 4193.4573 | 4193.4573 | 4193.4573 | 4193.4573 | 4217.788 | 4542.1194
NSW1 | Hydro | 2585 | 2585 | 2585 | 2585 | 2585 | 2585 | 2585 | 2585 | 2585 | 2585 | 2585 | 2585 | 2585 | 2585 | 2585 | 2585 | 2585 | 2585 | 2585 | 2585 | 2585 | 2585 | 2585 | 2585 | 2585 | 2585 | 2585 | 2585 | 2585
NSW1 | Wind | 3520.73 | 3520.73 | 5470.73 | 7515.0991 | 7765.0991 | 7765.0991 | 7765.0991 | 7865.0991 | 7865.0991 | 9254.3883 | 9703.045 | 13932.8043 | 13932.8043 | 13932.8043 | 13932.8043 | 14633.3355 | 14363.3355 | 15301.7499 | 15301.7499 | 14941.2499 | 14892.9499 | 16291.4075 | 15996.4275 | 15996.4275 | 17620.5907 | 20410.15 | 20433.404 | 20433.404 | 20320.214
NSW1 | Solar PV | 2130.363 | 2600.363 | 2600.363 | 2600.363 | 2700.363 | 2945.0479 | 2945.0479 | 3652.1044 | 3652.1044 | 3763.9571 | 3763.9572 | 6942.8965 | 8225.9195 | 8225.9195 | 8520.5889 | 8554.939 | 11672.4163 | 12580.3753 | 13580.6164 | 15232.1291 | 17897.6154 | 20248.0379 | 20175.0379 | 20175.0379 | 20175.0379 | 21487.6872 | 21487.6872 | 21437.6872 | 21581.5344
NSW1 | Grid Battery | 0 | 0 | 0 | 0 | 0 | 0 | 0 | 0 | 0 | 0 | 0 | 397.6737 | 397.6737 | 397.6737 | 397.6737 | 397.6737 | 397.6737 | 397.6737 | 397.6739 | 397.6739 | 1799.2143 | 1799.2143 | 1799.2143 | 1799.2143 | 1799.2143 | 1799.2143 | 1799.2142 | 1799.2142 | 1799.2142
NSW1 | Pumped Hydro | 240 | 240 | 240 | 240 | 2280 | 2280 | 2280 | 2280 | 2280 | 2280 | 2280 | 3894.938 | 3894.938 | 3894.938 | 3948.1729 | 3948.1729 | 4125.3832 | 4125.3832 | 4697.2917 | 4697.2917 | 4880 | 4880 | 4880 | 4880 | 4880 | 4880 | 4880 | 4880 | 4880
NSW1 | VPP | 33.809 | 82.709 | 156.761 | 263.89 | 405.048 | 567.059 | 769.634 | 1010.103 | 1287.846 | 1513.002 | 1757.995 | 2022.7529 | 2303.851 | 2570.3709 | 2845.8051 | 2993.4 | 3149.6021 | 3306.082 | 3472.6761 | 3642.4991 | 3815.654 | 3993.212 | 4175.7441 | 4364.7819 | 4557.4061 | 4750.5071 | 4944.2018 | 5141.238 | 5338.7148
Total excluding storage |  | 20539.093 | 20534.093 | 21009.093 | 22095.7157 | 20072.6671 | 20242.5286 | 20242.5286 | 21049.5852 | 21041.9911 | 22543.133 | 22991.7898 | 27520.4884 | 28803.5114 | 28803.5114 | 28432.277 | 29167.1583 | 33326.0998 | 35172.4732 | 36172.7143 | 37463.727 | 39420.9133 | 42479.7934 | 43060.1345 | 42949.9228 | 44574.086 | 48676.2945 | 48699.5485 | 48673.8792 | 49028.8678
Region | Technology | 2021-22 | 2022-23 | 2023-24 | 2024-25 | 2025-26 | 2026-27 | 2027-28 | 2028-29 | 2029-30 | 2030-31 | 2031-32 | 2032-33 | 2033-34 | 2034-35 | 2035-36 | 2036-37 | 2037-38 | 2038-39 | 2039-40 | 2040-41 | 2041-42 | 2042-43 | 2043-44 | 2044-45 | 2045-46 | 2046-47 | 2047-48 | 2048-49 | 2049-50
QLD1 | Black Coal | 8126 | 8126 | 8126 | 4590.1451 | 4527.0259 | 4345.9999 | 4195.9284 | 4195.9284 | 4077.2397 | 4077.2397 | 4077.2397 | 4077.2397 | 3409.7982 | 3409.7982 | 3409.7982 | 3109.8696 | 3109.8696 | 3109.8696 | 3109.8696 | 3109.8696 | 3109.8696 | 2365.8696 | 2054.8301 | 1692 | 1692 | 1692 | 1692 | 1692 | 1692
QLD1 | Brown Coal | 0 | 0 | 0 | 0 | 0 | 0 | 0 | 0 | 0 | 0 | 0 | 0 | 0 | 0 | 0 | 0 | 0 | 0 | 0 | 0 | 0 | 0 | 0 | 0 | 0 | 0 | 0 | 0 | 0
QLD1 | CCGT | 1512.9 | 1512.9 | 1512.9 | 1512.9 | 1512.9 | 1512.9 | 1512.9 | 1512.9 | 1512.9 | 1512.9 | 1512.9 | 1512.9 | 1512.9 | 1512.9 | 1512.9 | 1127.9 | 1127.9 | 1127.9 | 984.5 | 984.5 | 984.5 | 984.5 | 984.5 | 984.5 | 340 | 180 | 180 | 180 | 180
QLD1 | Gas - Steam | 84 | 84 | 84 | 84 | 84 | 84 | 84 | 84 | 84 | 84 | 84 | 84 | 84 | 84 | 84 | 84 | 84 | 84 | 84 | 84 | 84 | 84 | 84 | 84 | 84 | 0 | 0 | 0 | 0
QLD1 | OCGT / Diesel | 1910 | 1910 | 1910 | 1910 | 1910 | 1910 | 1910 | 1910 | 1910 | 1910 | 1910 | 1910 | 1618 | 1501 | 1501 | 1501 | 1501 | 1501 | 2445.0653 | 2445.0653 | 2445.0653 | 2983.9589 | 2983.9589 | 2851.9589 | 2851.9589 | 3669.9785 | 3669.9785 | 3669.9785 | 4816.97
QLD1 | Hydro | 152.4 | 152.4 | 152.4 | 152.4 | 152.4 | 152.4 | 152.4 | 152.4 | 152.4 | 152.4 | 152.4 | 152.4 | 152.4 | 152.4 | 152.4 | 152.4 | 66 | 66 | 66 | 66 | 66 | 0 | 0 | 0 | 0 | 0 | 0 | 0 | 0
QLD1 | Wind | 4576.608 | 5076.608 | 5076.608 | 6276.608 | 6564.8485 | 6564.8485 | 6575.7546 | 7382.5537 | 7382.5537 | 7382.5537 | 7600.1823 | 8528.9545 | 9961.0177 | 10097.6293 | 10411.2099 | 10885.6915 | 11733.6733 | 11733.6733 | 11733.6733 | 11733.6733 | 12372.8381 | 13995.9117 | 13815.3937 | 14166.2604 | 15392.0382 | 15666.6 | 15666.6 | 20080.6232 | 20080.6232
QLD1 | Solar PV | 2017.635 | 2827.62 | 2827.62 | 2827.62 | 2827.62 | 2827.62 | 2827.62 | 2827.62 | 2827.62 | 2827.62 | 3204.0456 | 3876.9801 | 4541.3067 | 4541.3067 | 4541.3067 | 4420.3067 | 6625.3717 | 6625.3717 | 7633.365 | 8456.0087 | 9513.1872 | 12618.6784 | 12451.6784 | 12250.5784 | 12186.3704 | 17916.9975 | 17806.5975 | 17275.6975 | 19814.3975
QLD1 | Grid Battery | 0 | 20 | 20 | 20 | 20 | 20 | 20 | 20.0004 | 20.0004 | 20.0004 | 20.0004 | 529.2209 | 730.7953 | 730.7953 | 730.7953 | 730.7953 | 730.7953 | 730.7953 | 730.7953 | 710.7953 | 710.7953 | 1950.1445 | 1950.1445 | 2931.9448 | 3364.1628 | 8165.934 | 8165.934 | 10000 | 10000
QLD1 | Pumped Hydro | 570 | 570 | 570 | 570 | 570 | 570 | 570 | 570 | 570 | 570 | 570 | 1088.9501 | 1471.0501 | 1471.0501 | 1471.0501 | 1471.0501 | 2719.7388 | 2719.7388 | 2862.526 | 2862.526 | 3013.303 | 3670 | 3670 | 3670 | 3670 | 3670 | 3670 | 3670 | 3670
QLD1 | VPP | 18.792 | 56.93 | 116.312 | 203.741 | 316.675 | 441.512 | 598.097 | 788.338 | 1007.196 | 1181.6699 | 1375.488 | 1581.047 | 1799.564 | 2003.201 | 2215.979 | 2320.634 | 2431.5501 | 2543.859 | 2662.8169 | 2785.4379 | 2910.14 | 3039.4479 | 3174.298 | 3316.8311 | 3463.2379 | 3617.549 | 3775.5449 | 3934.3799 | 4096.485
Total excluding storage |  | 18379.543 | 19689.528 | 19689.528 | 17353.6731 | 17578.7943 | 17397.7684 | 17258.603 | 18065.4021 | 17946.7134 | 17946.7134 | 18540.7677 | 20142.4744 | 21279.4225 | 21299.0342 | 21612.6148 | 21281.1678 | 24247.8146 | 24247.8146 | 26056.4732 | 26879.1169 | 28575.4602 | 33032.9186 | 32374.3611 | 32029.2977 | 32546.3675 | 39125.576 | 39015.176 | 42898.2992 | 46583.9907
Region | Technology | 2021-22 | 2022-23 | 2023-24 | 2024-25 | 2025-26 | 2026-27 | 2027-28 | 2028-29 | 2029-30 | 2030-31 | 2031-32 | 2032-33 | 2033-34 | 2034-35 | 2035-36 | 2036-37 | 2037-38 | 2038-39 | 2039-40 | 2040-41 | 2041-42 | 2042-43 | 2043-44 | 2044-45 | 2045-46 | 2046-47 | 2047-48 | 2048-49 | 2049-50
VIC1 | Black Coal | 0 | 0 | 0 | 0 | 0 | 0 | 0 | 0 | 0 | 0 | 0 | 0 | 0 | 0 | 0 | 0 | 0 | 0 | 0 | 0 | 0 | 0 | 0 | 0 | 0 | 0 | 0 | 0 | 0
VIC1 | Brown Coal | 4790 | 4790 | 4790 | 2090.4891 | 1989.0482 | 1603.9114 | 0 | 0 | 0 | 0 | 0 | 0 | 0 | 0 | 0 | 0 | 0 | 0 | 0 | 0 | 0 | 0 | 0 | 0 | 0 | 0 | 0 | 0 | 0
VIC1 | CCGT | 0 | 0 | 0 | 0 | 0 | 0 | 0 | 0 | 0 | 0 | 0 | 0 | 0 | 0 | 0 | 0 | 0 | 0 | 0 | 0 | 0 | 0 | 0 | 0 | 0 | 0 | 0 | 0 | 0
VIC1 | Gas - Steam | 500 | 500 | 500 | 500 | 500 | 500 | 500 | 500 | 500 | 500 | 500 | 500 | 500 | 500 | 500 | 500 | 500 | 500 | 0 | 0 | 0 | 0 | 0 | 0 | 0 | 0 | 0 | 0 | 0
VIC1 | OCGT / Diesel | 1900 | 1900 | 1900 | 1900 | 1900 | 1900 | 1900 | 1900 | 1900 | 1900 | 1900 | 1900 | 1730 | 1730 | 1730 | 1730 | 1763.9475 | 1763.9475 | 1402.797 | 1402.797 | 2713.5739 | 2619.5739 | 3365.4375 | 3855.8955 | 3855.8955 | 3855.8955 | 3271.8955 | 3692.9371 | 4908.3029
VIC1 | Hydro | 2219 | 2219 | 2219 | 2219 | 2219 | 2219 | 2219 | 2219 | 2219 | 2219 | 2219 | 2219 | 2219 | 2219 | 2219 | 2219 | 2219 | 2219 | 2219 | 2219 | 2219 | 2219 | 2219 | 2219 | 2219 | 2219 | 2219 | 2219 | 2219
VIC1 | Wind | 3434.44 | 4322.2 | 4322.2 | 5697.8858 | 5796.7325 | 6280.2688 | 7633.1549 | 8183.1549 | 8183.1549 | 8183.1549 | 8360.5104 | 8360.5104 | 8978.1192 | 10019.7004 | 10019.7004 | 10115.7882 | 12802.5004 | 12382.5004 | 12190.5004 | 12396.2553 | 13102.2 | 13051.65 | 12727.85 | 12415.85 | 11220.49 | 11220.49 | 10980.49 | 10951.79 | 10772.6434
VIC1 | Solar PV | 1098.973 | 1098.973 | 1098.973 | 1098.973 | 1258.5074 | 1258.5074 | 1859.5551 | 1859.5551 | 1859.5551 | 2258.8517 | 2638.0589 | 3478.9734 | 3478.9734 | 3478.9734 | 3478.9734 | 3478.9734 | 3778.9725 | 3778.9725 | 3778.9725 | 4025.9231 | 6464.8346 | 7045.33 | 7737.8573 | 7630.3373 | 7740.094 | 7760.35 | 7760.35 | 7608.45 | 7211
VIC1 | Grid Battery | 55.33 | 375.33 | 375.33 | 375.33 | 375.33 | 375.33 | 375.33 | 375.33 | 375.33 | 375.33 | 375.33 | 375.3304 | 320.0004 | 320.0004 | 320.0004 | 320.0004 | 320.0004 | 320.0004 | 320.0004 | 320.0004 | 300.0004 | 0.00039304 | 0.00039304 | 889.0391 | 889.0391 | 889.0391 | 2653.2024 | 3091.226 | 4259.934
VIC1 | Pumped Hydro | 0 | 0 | 0 | 0 | 0 | 0 | 0 | 0 | 0 | 0 | 0 | 473.9511 | 473.9511 | 473.9511 | 942.3848 | 942.3848 | 1249.3494 | 1249.3494 | 1249.3494 | 1249.3494 | 2364.2383 | 2364.2383 | 2364.2383 | 2400 | 2400 | 2400 | 2400 | 2400 | 2400
VIC1 | VPP | 21.325 | 39.333 | 124.653 | 240.512 | 387.463 | 568.474 | 786.961 | 1024.836 | 1297.201 | 1508.3761 | 1741.758 | 1990.8499 | 2255.0251 | 2511.472 | 2773.6561 | 2913.049 | 3058.5721 | 3207.3251 | 3364.194 | 3523.546 | 3687.863 | 3855.463 | 4029.35 | 4209.1151 | 4396.3961 | 4589.9351 | 4789.6219 | 4990.38 | 5195.402
Total excluding storage |  | 13942.413 | 14830.173 | 14830.173 | 13506.3479 | 13663.2882 | 13761.6876 | 14111.71 | 14661.71 | 14661.71 | 15061.0066 | 15617.5693 | 16458.4837 | 16906.0925 | 17947.6738 | 17947.6738 | 18043.7616 | 21064.4205 | 20644.4205 | 19591.27 | 20043.9755 | 24499.6085 | 24935.5539 | 26050.1448 | 26121.0828 | 25035.4795 | 25055.7355 | 24231.7355 | 24472.1771 | 25110.9463
Region | Technology | 2021-22 | 2022-23 | 2023-24 | 2024-25 | 2025-26 | 2026-27 | 2027-28 | 2028-29 | 2029-30 | 2030-31 | 2031-32 | 2032-33 | 2033-34 | 2034-35 | 2035-36 | 2036-37 | 2037-38 | 2038-39 | 2039-40 | 2040-41 | 2041-42 | 2042-43 | 2043-44 | 2044-45 | 2045-46 | 2046-47 | 2047-48 | 2048-49 | 2049-50
SA1 | Black Coal | 0 | 0 | 0 | 0 | 0 | 0 | 0 | 0 | 0 | 0 | 0 | 0 | 0 | 0 | 0 | 0 | 0 | 0 | 0 | 0 | 0 | 0 | 0 | 0 | 0 | 0 | 0 | 0 | 0
SA1 | Brown Coal | 0 | 0 | 0 | 0 | 0 | 0 | 0 | 0 | 0 | 0 | 0 | 0 | 0 | 0 | 0 | 0 | 0 | 0 | 0 | 0 | 0 | 0 | 0 | 0 | 0 | 0 | 0 | 0 | 0
SA1 | CCGT | 709 | 709 | 529 | 529 | 529 | 529 | 529 | 529 | 529 | 529 | 529 | 529 | 529 | 529 | 529 | 529 | 0 | 0 | 0 | 0 | 0 | 0 | 0 | 0 | 0 | 0 | 0 | 0 | 0
SA1 | Gas - Steam | 800 | 800 | 800 | 800 | 800 | 800 | 800 | 800 | 800 | 800 | 800 | 800 | 800 | 800 | 0 | 0 | 0 | 0 | 0 | 0 | 0 | 0 | 0 | 0 | 0 | 0 | 0 | 0 | 0
SA1 | OCGT / Diesel | 1437.14 | 1437.14 | 1437.14 | 1437.14 | 1437.14 | 1437.14 | 1437.14 | 1437.14 | 1437.14 | 1054.64 | 1054.64 | 785.3 | 785.3 | 785.3 | 705.3003 | 705.3003 | 1199.7849 | 1199.7849 | 1199.7849 | 1199.7849 | 1199.7849 | 1199.7849 | 1596.6357 | 1258.6357 | 1258.6357 | 1258.6357 | 1258.6357 | 1258.6357 | 1258.6357
SA1 | Hydro | 0 | 0 | 0 | 0 | 0 | 0 | 0 | 0 | 0 | 0 | 0 | 0 | 0 | 0 | 0 | 0 | 0 | 0 | 0 | 0 | 0 | 0 | 0 | 0 | 0 | 0 | 0 | 0 | 0
SA1 | Wind | 2405.8998 | 2702.2998 | 2772.7699 | 3404.71 | 3404.71 | 3404.71 | 3556.7654 | 4230.1997 | 4139.4497 | 4068.9599 | 4068.9599 | 4818.9301 | 4720.2301 | 4720.2301 | 4498.3302 | 4313.5302 | 4357.0585 | 4563.9584 | 4806.2295 | 4767.2295 | 5002.9276 | 5254.3056 | 5607.8719 | 5607.8719 | 5495.2621 | 7010.9832 | 7010.9832 | 7010.9832 | 7038.2657
SA1 | Solar PV | 353 | 432.2 | 432.2 | 432.2 | 432.2 | 432.2 | 432.2001 | 432.2001 | 432.2001 | 432.2027 | 527.2296 | 527.2296 | 527.2296 | 727.2295 | 727.2295 | 930.2483 | 1527.2295 | 1527.2295 | 1527.2295 | 1527.2295 | 1527.2295 | 1566.821 | 2257.1999 | 2147.1999 | 2147.1999 | 2147.1999 | 2147.1999 | 2147.2003 | 2456.1802
SA1 | Grid Battery | 205 | 205 | 205 | 205 | 205 | 205 | 205 | 205 | 205 | 175 | 175 | 267.7337 | 267.7337 | 242.7337 | 795.0002 | 795.0002 | 795.0002 | 795.0002 | 795.0002 | 795.0002 | 888.4151 | 888.4151 | 888.4151 | 1276.3756 | 1276.3756 | 1276.3756 | 1276.3756 | 1276.3756 | 1276.3756
SA1 | Pumped Hydro | 0 | 0 | 0 | 0 | 0 | 0 | 0 | 0 | 0 | 0 | 0 | 0 | 0 | 0 | 0 | 0 | 0 | 0 | 0 | 0 | 0 | 0 | 0 | 0 | 0 | 0 | 0 | 0 | 0
SA1 | VPP | 19.108 | 37.433 | 64.042 | 100.939 | 139.006 | 181.29 | 233.207 | 295.748 | 367.725 | 418.77 | 476.54 | 537.83 | 602.483 | 656.359 | 712.614 | 743.766 | 776.579 | 809.532 | 844.201 | 879.819 | 916.083 | 953.688 | 992.261 | 1032.719 | 1074.202 | 1117.797 | 1162.581 | 1208.344 | 1254.282
Total excluding storage |  | 5705.0398 | 6080.6398 | 5971.1099 | 6603.05 | 6603.05 | 6603.05 | 6755.1055 | 7428.5398 | 7337.7898 | 6884.8026 | 6979.8294 | 7460.4596 | 7361.7596 | 7561.7596 | 6459.86 | 6478.0788 | 7084.0729 | 7290.9728 | 7533.244 | 7494.244 | 7729.9421 | 8020.9116 | 9461.7075 | 9013.7076 | 8901.0977 | 10416.8188 | 10416.8188 | 10416.8192 | 10753.0816
Region | Technology | 2021-22 | 2022-23 | 2023-24 | 2024-25 | 2025-26 | 2026-27 | 2027-28 | 2028-29 | 2029-30 | 2030-31 | 2031-32 | 2032-33 | 2033-34 | 2034-35 | 2035-36 | 2036-37 | 2037-38 | 2038-39 | 2039-40 | 2040-41 | 2041-42 | 2042-43 | 2043-44 | 2044-45 | 2045-46 | 2046-47 | 2047-48 | 2048-49 | 2049-50
TAS1 | Black Coal | 0 | 0 | 0 | 0 | 0 | 0 | 0 | 0 | 0 | 0 | 0 | 0 | 0 | 0 | 0 | 0 | 0 | 0 | 0 | 0 | 0 | 0 | 0 | 0 | 0 | 0 | 0 | 0 | 0
TAS1 | Brown Coal | 0 | 0 | 0 | 0 | 0 | 0 | 0 | 0 | 0 | 0 | 0 | 0 | 0 | 0 | 0 | 0 | 0 | 0 | 0 | 0 | 0 | 0 | 0 | 0 | 0 | 0 | 0 | 0 | 0
TAS1 | CCGT | 208 | 208 | 208 | 208 | 208 | 208 | 208 | 208 | 208 | 208 | 208 | 208 | 208 | 208 | 208 | 208 | 208 | 208 | 208 | 208 | 208 | 208 | 208 | 208 | 208 | 208 | 208 | 208 | 208
TAS1 | Gas - Steam | 0 | 0 | 0 | 0 | 0 | 0 | 0 | 0 | 0 | 0 | 0 | 0 | 0 | 0 | 0 | 0 | 0 | 0 | 0 | 0 | 0 | 0 | 0 | 0 | 0 | 0 | 0 | 0 | 0
TAS1 | OCGT / Diesel | 178 | 178 | 178 | 178 | 178 | 178 | 178 | 178 | 178 | 178 | 178 | 178 | 178 | 178 | 178 | 178 | 178 | 178 | 178 | 58 | 58 | 58 | 58 | 58 | 58 | 58 | 58 | 58 | 58
TAS1 | Hydro | 2408.9 | 2408.9 | 2408.9 | 2408.9 | 2408.9 | 2408.9 | 2658.9 | 2658.9 | 2658.9 | 2658.9 | 2658.9 | 2658.9 | 2658.9 | 2658.9 | 2658.9 | 2658.9 | 2658.9 | 2658.9 | 2658.9 | 2658.9 | 2658.9 | 2658.9 | 2658.9 | 2658.9 | 2658.9 | 2658.9 | 2658.9 | 2658.9 | 2658.9
TAS1 | Wind | 1017.3646 | 1017.3646 | 1357.94 | 1357.94 | 1357.94 | 1357.94 | 1839.3553 | 1839.3553 | 2780.4441 | 2780.4441 | 2817.75 | 2976.6414 | 2976.6414 | 2976.6414 | 2976.6414 | 3117.75 | 3117.75 | 3234.8158 | 3401.2166 | 3401.2166 | 3435.9551 | 3503.9463 | 3503.9463 | 3355.5463 | 3355.5463 | 3895.1187 | 4093.7747 | 4345.8373 | 4372.7021
TAS1 | Solar PV | 0 | 0 | 0 | 0 | 0 | 0 | 0 | 0 | 0 | 0 | 0 | 0 | 0 | 0 | 0 | 0 | 0 | 0 | 0 | 0 | 0 | 0 | 0 | 0 | 0 | 0 | 0 | 0 | 0
TAS1 | Grid Battery | 0 | 0 | 0 | 0 | 0 | 0 | 0 | 0 | 0 | 0 | 0 | 0 | 0 | 0 | 0 | 0 | 0 | 0 | 0 | 0 | 0 | 0 | 0 | 0 | 0 | 0 | 0 | 0 | 0
TAS1 | Pumped Hydro | 0 | 0 | 0 | 0 | 0 | 0 | 0 | 0 | 243.8561 | 301.555 | 332.4711 | 826.1158 | 826.1158 | 826.1158 | 826.1158 | 826.1158 | 873.2808 | 873.2808 | 900.248 | 900.248 | 958.0801 | 958.0801 | 958.0801 | 958.0801 | 958.0801 | 958.0801 | 958.0801 | 958.0801 | 958.0801
TAS1 | VPP | 2.531 | 5.899 | 10.956 | 18.307 | 27.272 | 37.668 | 50.497 | 65.412 | 82.598 | 96.729 | 112.111 | 128.748 | 146.674 | 164.112 | 182.073 | 191.8 | 202.034 | 212.356 | 223.178 | 234.193 | 245.494 | 256.958 | 268.736 | 280.622 | 292.616 | 304.576 | 316.626 | 328.756 | 340.864
Total excluding storage |  | 3812.2646 | 3812.2646 | 4152.84 | 4152.84 | 4152.84 | 4152.84 | 4884.2553 | 4884.2553 | 5825.3441 | 5825.3441 | 5862.6499 | 6021.5414 | 6021.5414 | 6021.5414 | 6021.5414 | 6162.65 | 6162.65 | 6279.7158 | 6446.1166 | 6326.1166 | 6360.8551 | 6428.8463 | 6428.8463 | 6280.4463 | 6280.4463 | 6820.0187 | 7018.6747 | 7270.7373 | 7297.6021
Explicitly modelled pumping
Region | Technology | 2021-22 | 2022-23 | 2023-24 | 2024-25 | 2025-26 | 2026-27 | 2027-28 | 2028-29 | 2029-30 | 2030-31 | 2031-32 | 2032-33 | 2033-34 | 2034-35 | 2035-36 | 2036-37 | 2037-38 | 2038-39 | 2039-40 | 2040-41 | 2041-42 | 2042-43 | 2043-44 | 2044-45 | 2045-46 | 2046-47 | 2047-48 | 2048-49 | 2049-50
NEM | Grid Battery pump | 260.33 | 600.33 | 600.33 | 600.33 | 600.33 | 600.33 | 600.33 | 600.3304 | 600.3304 | 570.3304 | 570.3304 | 1569.9587 | 1716.2031 | 1691.2031 | 2243.4696 | 2243.4696 | 2243.4696 | 2243.4696 | 2243.4698 | 2223.4698 | 3698.4251 | 4637.7743 | 4637.7743 | 6896.5738 | 7328.7918 | 12130.563 | 13894.7262 | 16166.8158 | 17335.5239
NEM | Pumped Hydro Pump | 1330 | 1330 | 1330 | 1330 | 3370 | 3370 | 3370 | 3370 | 3613.8561 | 3671.555 | 3702.4711 | 6803.9551 | 7186.055 | 7186.055 | 7707.7236 | 7707.7236 | 9487.7522 | 9487.7522 | 10229.4151 | 10229.4151 | 11735.6214 | 12392.3184 | 12392.3184 | 12428.0801 | 12428.0801 | 12428.0801 | 12428.0801 | 12428.0801 | 12428.0801
NEM | VPP pump | 95.565 | 222.304 | 472.724 | 827.389 | 1275.464 | 1796.003 | 2438.396 | 3184.437 | 4042.566 | 4718.547 | 5463.892 | 6261.2279 | 7107.5971 | 7905.5149 | 8730.1272 | 9162.649 | 9618.3372 | 10079.154 | 10567.0661 | 11065.4949 | 11575.234 | 12098.7689 | 12640.3892 | 13204.0691 | 13783.8581 | 14380.3641 | 14988.5756 | 15603.098 | 16225.7479
Region | Technology | 2021-22 | 2022-23 | 2023-24 | 2024-25 | 2025-26 | 2026-27 | 2027-28 | 2028-29 | 2029-30 | 2030-31 | 2031-32 | 2032-33 | 2033-34 | 2034-35 | 2035-36 | 2036-37 | 2037-38 | 2038-39 | 2039-40 | 2040-41 | 2041-42 | 2042-43 | 2043-44 | 2044-45 | 2045-46 | 2046-47 | 2047-48 | 2048-49 | 2049-50
NSW1 | Grid Battery pump | 0 | 0 | 0 | 0 | 0 | 0 | 0 | 0 | 0 | 0 | 0 | 397.6737 | 397.6737 | 397.6737 | 397.6737 | 397.6737 | 397.6737 | 397.6737 | 397.6739 | 397.6739 | 1799.2143 | 1799.2143 | 1799.2143 | 1799.2143 | 1799.2143 | 1799.2143 | 1799.2142 | 1799.2142 | 1799.2142
NSW1 | Pumped Hydro Pump | 840 | 840 | 840 | 840 | 2880 | 2880 | 2880 | 2880 | 2880 | 2880 | 2880 | 4494.938 | 4494.938 | 4494.938 | 4548.1729 | 4548.1729 | 4725.3832 | 4725.3832 | 5297.2917 | 5297.2917 | 5480 | 5480 | 5480 | 5480 | 5480 | 5480 | 5480 | 5480 | 5480
NSW1 | VPP pump | 33.809 | 82.709 | 156.761 | 263.89 | 405.048 | 567.059 | 769.634 | 1010.103 | 1287.846 | 1513.002 | 1757.995 | 2022.7529 | 2303.851 | 2570.3709 | 2845.8051 | 2993.4 | 3149.6021 | 3306.082 | 3472.6761 | 3642.4991 | 3815.654 | 3993.212 | 4175.7441 | 4364.7819 | 4557.4061 | 4750.5071 | 4944.2018 | 5141.238 | 5338.7148
Region | Technology | 2021-22 | 2022-23 | 2023-24 | 2024-25 | 2025-26 | 2026-27 | 2027-28 | 2028-29 | 2029-30 | 2030-31 | 2031-32 | 2032-33 | 2033-34 | 2034-35 | 2035-36 | 2036-37 | 2037-38 | 2038-39 | 2039-40 | 2040-41 | 2041-42 | 2042-43 | 2043-44 | 2044-45 | 2045-46 | 2046-47 | 2047-48 | 2048-49 | 2049-50
QLD1 | Grid Battery pump | 0 | 20 | 20 | 20 | 20 | 20 | 20 | 20.0004 | 20.0004 | 20.0004 | 20.0004 | 529.2209 | 730.7953 | 730.7953 | 730.7953 | 730.7953 | 730.7953 | 730.7953 | 730.7953 | 710.7953 | 710.7953 | 1950.1445 | 1950.1445 | 2931.9448 | 3364.1628 | 8165.934 | 8165.934 | 10000 | 10000
QLD1 | Pumped Hydro Pump | 490 | 490 | 490 | 490 | 490 | 490 | 490 | 490 | 490 | 490 | 490 | 1008.9501 | 1391.0501 | 1391.0501 | 1391.0501 | 1391.0501 | 2639.7388 | 2639.7388 | 2782.526 | 2782.526 | 2933.303 | 3590 | 3590 | 3590 | 3590 | 3590 | 3590 | 3590 | 3590
QLD1 | VPP pump | 18.792 | 56.93 | 116.312 | 203.741 | 316.675 | 441.512 | 598.097 | 788.338 | 1007.196 | 1181.6699 | 1375.488 | 1581.047 | 1799.564 | 2003.201 | 2215.979 | 2320.634 | 2431.5501 | 2543.859 | 2662.8169 | 2785.4379 | 2910.14 | 3039.4479 | 3174.298 | 3316.8311 | 3463.2379 | 3617.549 | 3775.5449 | 3934.3799 | 4096.485
Region | Technology | 2021-22 | 2022-23 | 2023-24 | 2024-25 | 2025-26 | 2026-27 | 2027-28 | 2028-29 | 2029-30 | 2030-31 | 2031-32 | 2032-33 | 2033-34 | 2034-35 | 2035-36 | 2036-37 | 2037-38 | 2038-39 | 2039-40 | 2040-41 | 2041-42 | 2042-43 | 2043-44 | 2044-45 | 2045-46 | 2046-47 | 2047-48 | 2048-49 | 2049-50
VIC1 | Grid Battery pump | 55.33 | 375.33 | 375.33 | 375.33 | 375.33 | 375.33 | 375.33 | 375.33 | 375.33 | 375.33 | 375.33 | 375.3304 | 320.0004 | 320.0004 | 320.0004 | 320.0004 | 320.0004 | 320.0004 | 320.0004 | 320.0004 | 300.0004 | 0.00039304 | 0.00039304 | 889.0391 | 889.0391 | 889.0391 | 2653.2024 | 3091.226 | 4259.934
VIC1 | Pumped Hydro Pump | 0 | 0 | 0 | 0 | 0 | 0 | 0 | 0 | 0 | 0 | 0 | 473.9511 | 473.9511 | 473.9511 | 942.3848 | 942.3848 | 1249.3494 | 1249.3494 | 1249.3494 | 1249.3494 | 2364.2383 | 2364.2383 | 2364.2383 | 2400 | 2400 | 2400 | 2400 | 2400 | 2400
VIC1 | VPP pump | 21.325 | 39.333 | 124.653 | 240.512 | 387.463 | 568.474 | 786.961 | 1024.836 | 1297.201 | 1508.3761 | 1741.758 | 1990.8499 | 2255.0251 | 2511.472 | 2773.6561 | 2913.049 | 3058.5721 | 3207.3251 | 3364.194 | 3523.546 | 3687.863 | 3855.463 | 4029.35 | 4209.1151 | 4396.3961 | 4589.9351 | 4789.6219 | 4990.38 | 5195.402
Region | Technology | 2021-22 | 2022-23 | 2023-24 | 2024-25 | 2025-26 | 2026-27 | 2027-28 | 2028-29 | 2029-30 | 2030-31 | 2031-32 | 2032-33 | 2033-34 | 2034-35 | 2035-36 | 2036-37 | 2037-38 | 2038-39 | 2039-40 | 2040-41 | 2041-42 | 2042-43 | 2043-44 | 2044-45 | 2045-46 | 2046-47 | 2047-48 | 2048-49 | 2049-50
SA1 | Grid Battery pump | 205 | 205 | 205 | 205 | 205 | 205 | 205 | 205 | 205 | 175 | 175 | 267.7337 | 267.7337 | 242.7337 | 795.0002 | 795.0002 | 795.0002 | 795.0002 | 795.0002 | 795.0002 | 888.4151 | 888.4151 | 888.4151 | 1276.3756 | 1276.3756 | 1276.3756 | 1276.3756 | 1276.3756 | 1276.3756
SA1 | Pumped Hydro Pump | 0 | 0 | 0 | 0 | 0 | 0 | 0 | 0 | 0 | 0 | 0 | 0 | 0 | 0 | 0 | 0 | 0 | 0 | 0 | 0 | 0 | 0 | 0 | 0 | 0 | 0 | 0 | 0 | 0
SA1 | VPP pump | 19.108 | 37.433 | 64.042 | 100.939 | 139.006 | 181.29 | 233.207 | 295.748 | 367.725 | 418.77 | 476.54 | 537.83 | 602.483 | 656.359 | 712.614 | 743.766 | 776.579 | 809.532 | 844.201 | 879.819 | 916.083 | 953.688 | 992.261 | 1032.719 | 1074.202 | 1117.797 | 1162.581 | 1208.344 | 1254.282
Region | Technology | 2021-22 | 2022-23 | 2023-24 | 2024-25 | 2025-26 | 2026-27 | 2027-28 | 2028-29 | 2029-30 | 2030-31 | 2031-32 | 2032-33 | 2033-34 | 2034-35 | 2035-36 | 2036-37 | 2037-38 | 2038-39 | 2039-40 | 2040-41 | 2041-42 | 2042-43 | 2043-44 | 2044-45 | 2045-46 | 2046-47 | 2047-48 | 2048-49 | 2049-50
TAS1 | Grid Battery pump | 0 | 0 | 0 | 0 | 0 | 0 | 0 | 0 | 0 | 0 | 0 | 0 | 0 | 0 | 0 | 0 | 0 | 0 | 0 | 0 | 0 | 0 | 0 | 0 | 0 | 0 | 0 | 0 | 0
TAS1 | Pumped Hydro Pump | 0 | 0 | 0 | 0 | 0 | 0 | 0 | 0 | 243.8561 | 301.555 | 332.4711 | 826.1158 | 826.1158 | 826.1158 | 826.1158 | 826.1158 | 873.2808 | 873.2808 | 900.248 | 900.248 | 958.0801 | 958.0801 | 958.0801 | 958.0801 | 958.0801 | 958.0801 | 958.0801 | 958.0801 | 958.0801
TAS1 | VPP pump | 2.531 | 5.899 | 10.956 | 18.307 | 27.272 | 37.668 | 50.497 | 65.412 | 82.598 | 96.729 | 112.111 | 128.748 | 146.674 | 164.112 | 182.073 | 191.8 | 202.034 | 212.356 | 223.178 | 234.193 | 245.494 | 256.958 | 268.736 | 280.622 | 292.616 | 304.576 | 316.626 | 328.756 | 340.864
Non-controllable capacity
Region | Technology | 2021-22 | 2022-23 | 2023-24 | 2024-25 | 2025-26 | 2026-27 | 2027-28 | 2028-29 | 2029-30 | 2030-31 | 2031-32 | 2032-33 | 2033-34 | 2034-35 | 2035-36 | 2036-37 | 2037-38 | 2038-39 | 2039-40 | 2040-41 | 2041-42 | 2042-43 | 2043-44 | 2044-45 | 2045-46 | 2046-47 | 2047-48 | 2048-49 | 2049-50
NEM | Distributed PV | 14317.7356 | 16038.0317 | 18141.6625 | 20467.1628 | 22742.4627 | 24794.1362 | 27203.2648 | 29404.585 | 31633.6844 | 33722.4221 | 35881.7358 | 38229.6173 | 40526.8079 | 42201.4543 | 43959.2481 | 45343.5576 | 47243.3825 | 48591.0021 | 50017.1079 | 51711.9741 | 53139.0243 | 54708.8557 | 56320.0969 | 57968.8334 | 59644.968 | 61342.1586 | 63040.1897 | 64716.1891 | 66373.6366
NEM | Behind the meter battery | 579.5 | 1031.2 | 1768.4 | 2546.3 | 3286.9 | 3921.6 | 4557.8 | 5129.8 | 5641.2 | 6325.9 | 7040.3 | 7755.8 | 8465.7 | 9049.4 | 9600.4 | 9649.8 | 9702.8 | 9740.4 | 9784.1 | 9817.1 | 9839.6 | 9854 | 9863.4 | 9870 | 9868.3 | 9858.5 | 9836.4 | 9798.6 | 9747
NEM | Behind the meter battery pump | 579.5 | 1031.2 | 1768.4 | 2546.3 | 3286.9 | 3921.6 | 4557.8 | 5129.8 | 5641.2 | 6325.9 | 7040.3 | 7755.8 | 8465.7 | 9049.4 | 9600.4 | 9649.8 | 9702.8 | 9740.4 | 9784.1 | 9817.1 | 9839.6 | 9854 | 9863.4 | 9870 | 9868.3 | 9858.5 | 9836.4 | 9798.6 | 9747
Region | Technology | 2021-22 | 2022-23 | 2023-24 | 2024-25 | 2025-26 | 2026-27 | 2027-28 | 2028-29 | 2029-30 | 2030-31 | 2031-32 | 2032-33 | 2033-34 | 2034-35 | 2035-36 | 2036-37 | 2037-38 | 2038-39 | 2039-40 | 2040-41 | 2041-42 | 2042-43 | 2043-44 | 2044-45 | 2045-46 | 2046-47 | 2047-48 | 2048-49 | 2049-50
NSW1 | Distributed PV | 4241.3829 | 4711.3319 | 5343.9405 | 6062.9209 | 6807.486 | 7463.937 | 8257.1661 | 9003.6689 | 9768.9282 | 10504.7979 | 11253.5547 | 12077.6261 | 12885.6859 | 13472.8481 | 14095.5227 | 14591.8154 | 15270.2051 | 15752.2725 | 16264.251 | 16864 | 17367.3523 | 17918.0752 | 18480.2856 | 19049.0688 | 19615.7073 | 20164.0635 | 20698.4153 | 21227.7258 | 21742.5056
NSW1 | Behind the meter battery | 203.5 | 385.9 | 585 | 808.6 | 1038.8 | 1231.3 | 1430.2 | 1617.7 | 1786 | 2016.8 | 2252.5 | 2492.2 | 2729.7 | 2928.2 | 3115.2 | 3140.2 | 3166.7 | 3186.3 | 3208.5 | 3226.3 | 3239.8 | 3250 | 3257.1 | 3262.4 | 3263.8 | 3259 | 3248.1 | 3233.6 | 3213.2
NSW1 | Behind the meter battery pump | 203.5 | 385.9 | 585 | 808.6 | 1038.8 | 1231.3 | 1430.2 | 1617.7 | 1786 | 2016.8 | 2252.5 | 2492.2 | 2729.7 | 2928.2 | 3115.2 | 3140.2 | 3166.7 | 3186.3 | 3208.5 | 3226.3 | 3239.8 | 3250 | 3257.1 | 3262.4 | 3263.8 | 3259 | 3248.1 | 3233.6 | 3213.2
Region | Technology | 2021-22 | 2022-23 | 2023-24 | 2024-25 | 2025-26 | 2026-27 | 2027-28 | 2028-29 | 2029-30 | 2030-31 | 2031-32 | 2032-33 | 2033-34 | 2034-35 | 2035-36 | 2036-37 | 2037-38 | 2038-39 | 2039-40 | 2040-41 | 2041-42 | 2042-43 | 2043-44 | 2044-45 | 2045-46 | 2046-47 | 2047-48 | 2048-49 | 2049-50
QLD1 | Distributed PV | 4265.744 | 4680.9516 | 5183.1304 | 5787.5574 | 6389.4727 | 6895.2299 | 7516.7694 | 8113.269 | 8718.3391 | 9285.1582 | 9878.2021 | 10523.7462 | 11158.6323 | 11620.782 | 12106.7961 | 12479.3207 | 13012.871 | 13376.0881 | 13757.3877 | 14223.626 | 14602.6743 | 15026.6189 | 15462.7988 | 15914.6479 | 16374.3203 | 16853.6875 | 17335.3723 | 17808.1953 | 18279.0088
QLD1 | Behind the meter battery | 113 | 269.2 | 441.5 | 636.3 | 828.9 | 979.8 | 1137.4 | 1294.8 | 1435.4 | 1617.9 | 1809.9 | 1999.5 | 2187.6 | 2339.4 | 2485.7 | 2493.3 | 2502.5 | 2508.5 | 2516.2 | 2522.3 | 2525.3 | 2527.5 | 2529.3 | 2532.1 | 2532.5 | 2533.4 | 2531.3 | 2524.1 | 2514.1
QLD1 | Behind the meter battery pump | 113 | 269.2 | 441.5 | 636.3 | 828.9 | 979.8 | 1137.4 | 1294.8 | 1435.4 | 1617.9 | 1809.9 | 1999.5 | 2187.6 | 2339.4 | 2485.7 | 2493.3 | 2502.5 | 2508.5 | 2516.2 | 2522.3 | 2525.3 | 2527.5 | 2529.3 | 2532.1 | 2532.5 | 2533.4 | 2531.3 | 2524.1 | 2514.1
Region | Technology | 2021-22 | 2022-23 | 2023-24 | 2024-25 | 2025-26 | 2026-27 | 2027-28 | 2028-29 | 2029-30 | 2030-31 | 2031-32 | 2032-33 | 2033-34 | 2034-35 | 2035-36 | 2036-37 | 2037-38 | 2038-39 | 2039-40 | 2040-41 | 2041-42 | 2042-43 | 2043-44 | 2044-45 | 2045-46 | 2046-47 | 2047-48 | 2048-49 | 2049-50
VIC1 | Distributed PV | 3672.0127 | 4323.9168 | 5053.769 | 5790.9588 | 6520.7274 | 7238.1152 | 8018.1381 | 8676.475 | 9331.2351 | 9932.0548 | 10554.2346 | 11213.8539 | 11851.77 | 12333.99 | 12826.3418 | 13223.2949 | 13731.8735 | 14116.3628 | 14523.5542 | 14994.7249 | 15411.9817 | 15862.2058 | 16328.1182 | 16804.2859 | 17301.0591 | 17811.2415 | 18331.9211 | 18845.3174 | 19361.5083
VIC1 | Behind the meter battery | 127.9 | 169.9 | 458.6 | 733.5 | 991.5 | 1234.7 | 1463.3 | 1639.3 | 1795.5 | 2004.5 | 2224 | 2443.1 | 2661.2 | 2848.7 | 3022.4 | 3038.1 | 3053.6 | 3065.4 | 3078.7 | 3087.9 | 3095 | 3098.7 | 3101.4 | 3102.3 | 3102.2 | 3100.1 | 3095.6 | 3085.2 | 3071.3
VIC1 | Behind the meter battery pump | 127.9 | 169.9 | 458.6 | 733.5 | 991.5 | 1234.7 | 1463.3 | 1639.3 | 1795.5 | 2004.5 | 2224 | 2443.1 | 2661.2 | 2848.7 | 3022.4 | 3038.1 | 3053.6 | 3065.4 | 3078.7 | 3087.9 | 3095 | 3098.7 | 3101.4 | 3102.3 | 3102.2 | 3100.1 | 3095.6 | 3085.2 | 3071.3
Region | Technology | 2021-22 | 2022-23 | 2023-24 | 2024-25 | 2025-26 | 2026-27 | 2027-28 | 2028-29 | 2029-30 | 2030-31 | 2031-32 | 2032-33 | 2033-34 | 2034-35 | 2035-36 | 2036-37 | 2037-38 | 2038-39 | 2039-40 | 2040-41 | 2041-42 | 2042-43 | 2043-44 | 2044-45 | 2045-46 | 2046-47 | 2047-48 | 2048-49 | 2049-50
SA1 | Distributed PV | 1913.5206 | 2069.284 | 2265.9702 | 2481.53 | 2637.3888 | 2773.9861 | 2939.5508 | 3101.8464 | 3268.0304 | 3414.8693 | 3571.6486 | 3741.8128 | 3908.6521 | 4020.1996 | 4138.7558 | 4231.3834 | 4360.8052 | 4451.8956 | 4549.1459 | 4665.1984 | 4763.3252 | 4872.7831 | 4984.3777 | 5100.9014 | 5220.0138 | 5346.0237 | 5474.4639 | 5603.2782 | 5728.2809
SA1 | Behind the meter battery | 119.5 | 178 | 241.4 | 310.3 | 355.9 | 391.7 | 430.3 | 470 | 506.1 | 553.7 | 605.9 | 657.7 | 708.5 | 741 | 772.4 | 771.6 | 771.4 | 770.1 | 769.1 | 767.7 | 765.6 | 763.3 | 760.5 | 758 | 754.8 | 751.7 | 748.1 | 743.8 | 738.2
SA1 | Behind the meter battery pump | 119.5 | 178 | 241.4 | 310.3 | 355.9 | 391.7 | 430.3 | 470 | 506.1 | 553.7 | 605.9 | 657.7 | 708.5 | 741 | 772.4 | 771.6 | 771.4 | 770.1 | 769.1 | 767.7 | 765.6 | 763.3 | 760.5 | 758 | 754.8 | 751.7 | 748.1 | 743.8 | 738.2
Region | Technology | 2021-22 | 2022-23 | 2023-24 | 2024-25 | 2025-26 | 2026-27 | 2027-28 | 2028-29 | 2029-30 | 2030-31 | 2031-32 | 2032-33 | 2033-34 | 2034-35 | 2035-36 | 2036-37 | 2037-38 | 2038-39 | 2039-40 | 2040-41 | 2041-42 | 2042-43 | 2043-44 | 2044-45 | 2045-46 | 2046-47 | 2047-48 | 2048-49 | 2049-50
TAS1 | Distributed PV | 225.0754 | 252.5473 | 294.8524 | 344.1958 | 387.3879 | 422.8681 | 471.6404 | 509.3257 | 547.1516 | 585.5419 | 624.0958 | 672.5783 | 722.0675 | 753.6346 | 791.8317 | 817.7431 | 867.6277 | 894.3831 | 922.7691 | 964.4249 | 993.6908 | 1029.1726 | 1064.5165 | 1099.9293 | 1133.8675 | 1167.1424 | 1200.0171 | 1231.6724 | 1262.333
TAS1 | Behind the meter battery | 15.6 | 28.2 | 41.9 | 57.6 | 71.8 | 84.1 | 96.6 | 108 | 118.2 | 133 | 148 | 163.3 | 178.7 | 192.1 | 204.7 | 206.6 | 208.6 | 210.1 | 211.6 | 212.9 | 213.9 | 214.5 | 215.1 | 215.2 | 215 | 214.3 | 213.3 | 211.9 | 210.2
TAS1 | Behind the meter battery pump | 15.6 | 28.2 | 41.9 | 57.6 | 71.8 | 84.1 | 96.6 | 108 | 118.2 | 133 | 148 | 163.3 | 178.7 | 192.1 | 204.7 | 206.6 | 208.6 | 210.1 | 211.6 | 212.9 | 213.9 | 214.5 | 215.1 | 215.2 | 215 | 214.3 | 213.3 | 211.9 | 210.2

## Marinus_VOM Cost
VOM cost by technology ($000s) - Marinus Link, Step Change High Electrification Sensitivity
VOM | Real June 2020 dollars discounted to 1 July 2020
Explicitly modelled generation
Region | Technology | 2021-22 | 2022-23 | 2023-24 | 2024-25 | 2025-26 | 2026-27 | 2027-28 | 2028-29 | 2029-30 | 2030-31 | 2031-32 | 2032-33 | 2033-34 | 2034-35 | 2035-36 | 2036-37 | 2037-38 | 2038-39 | 2039-40 | 2040-41 | 2041-42 | 2042-43 | 2043-44 | 2044-45 | 2045-46 | 2046-47 | 2047-48 | 2048-49 | 2049-50
NEM | Black Coal | 305875.0059 | 264000.2328 | 240705.1766 | 211669.3093 | 171668.6694 | 154487.7135 | 139033.4665 | 141057.157 | 132637.2386 | 123570.9995 | 112749.7967 | 70753.675 | 69160.9516 | 57978.6735 | 45640.8091 | 42794.0117 | 41931.5529 | 39948.6236 | 34852.0278 | 33504.1035 | 27021.5377 | 17418.5243 | 13338.0959 | 9883.4689 | 8606.5115 | 8165.9328 | 7505.143 | 6358.2227 | 6089.6744
NEM | Brown Coal | 104136.698 | 85431.736 | 84824.5045 | 40633.7944 | 38426.0446 | 28252.7385 | 0.0016207 | 0.0012697 | 0.0010811 | 0.00099119 | 0.00083828 | 0.0007526 | 0.00074282 | 0.00066329 | 0.00063685 | 0.00058269 | 0.00049908 | 0.00050816 | 0.00042068 | 0.00040648 | 0.00043619 | 0.0004528 | 0.0004258 | 0.00037897 | 0.00035054 | 0.00037911 | 0.00016396 | 0 | 0
NEM | CCGT | 15642.2664 | 14898.1433 | 11462.2278 | 20564.965 | 24212.5326 | 19971.4096 | 17443.5976 | 18030.4017 | 16251.9666 | 17903.3495 | 21029.1865 | 22166.0208 | 25164.9443 | 23608.0276 | 19774.045 | 15582.2739 | 14162.5806 | 13815.4544 | 11196.0936 | 11255.3025 | 11387.2683 | 11945.1281 | 6903.0108 | 6263.226 | 2936.5691 | 2054.7283 | 1964.5758 | 1869.5577 | 1782.7353
NEM | Gas - Steam | 1729.065 | 1676.5585 | 1767.8982 | 877.6788 | 883.2517 | 845.785 | 849.9573 | 1070.2951 | 854.2169 | 747.3982 | 811.8869 | 1213.8718 | 1418.398 | 2016.1394 | 851.5196 | 887.6166 | 1222.907 | 1166.8019 | 472.9777 | 526.9609 | 629.4524 | 623.5016 | 500.0077 | 478.9344 | 369.836 | 0 | 0 | 0 | 0
NEM | OCGT / Diesel | 604.1432 | 235.9617 | 977.3459 | 3343.4968 | 2767.9149 | 2807.2978 | 1747.2105 | 2840.7376 | 1256.2558 | 2541.7786 | 4018.1635 | 7126.0236 | 6199.5546 | 8675.9117 | 8145.981 | 8949.7942 | 15064.8514 | 13089.9512 | 18508.1493 | 23115.952 | 19269.2472 | 20057.6594 | 24036.7823 | 12449.3143 | 13417.4652 | 16969.4402 | 13054.3521 | 15023.5683 | 14288.6797
NEM | Hydro | 91838.5637 | 92897.6777 | 81900.3121 | 90940.6631 | 86585.2891 | 77923.3198 | 85560.85 | 91172.7543 | 76624.958 | 68049.3425 | 65613.9308 | 59296.5134 | 64152.5562 | 61536.7319 | 57237.4311 | 52640.9153 | 56787.9375 | 50149.7457 | 43270.2712 | 39522.694 | 36665.3171 | 39492.5228 | 37573.9807 | 33841.6371 | 34403.5542 | 37890.9146 | 31837.001 | 27119.7202 | 25361.8375
NEM | Wind | 66264.0325 | 77527.4967 | 64986.9247 | 62819.4117 | 62280.0133 | 61235.2061 | 58459.5099 | 48650.3568 | 45643.7574 | 42312.7654 | 44318.4853 | 37080.5743 | 34780.8552 | 31083.308 | 31878.6191 | 30482.3842 | 22907.4739 | 21728.4742 | 17578.2972 | 15204.7805 | 14376.6127 | 13877.4315 | 10145.6286 | 8449.7583 | 6415.4391 | 4731.3295 | 4251.5395 | 3563.7237 | 2528.4677
NEM | Solar PV | 13.5121 | 15.8206 | 15.3214 | 14.0481 | 17.9423 | 22.3625 | 31.8128 | 37.9001 | 37.3826 | 43.4474 | 52.3594 | 114.2049 | 128.9969 | 122.9688 | 128.3471 | 125.7835 | 164.1074 | 168.5396 | 186.0196 | 201.4218 | 241.6324 | 267.4801 | 255.9626 | 256.5387 | 242.2596 | 246.8 | 243.8377 | 224.7325 | 236.5863
NEM | Grid Battery | 0.12855 | 0.19208 | 0.21496 | 0.23333 | 0.21398 | 0.20959 | 0.202 | 0.1833 | 0.16468 | 0.15965 | 0.14611 | 1.7528 | 1.9548 | 1.867 | 2.5322 | 2.4236 | 2.223 | 2.1093 | 2.0475 | 1.9288 | 4.63 | 5.5204 | 5.0599 | 6.8676 | 6.6815 | 9.0761 | 9.9926 | 9.2621 | 9.8863
NEM | Pumped Hydro | 2173.2481 | 2911.023 | 3588.9439 | 3353.8784 | 2865.8986 | 3553.7119 | 3887.9676 | 3501.5462 | 3282.3295 | 3482.4829 | 3362.4171 | 2958.6145 | 2420.0022 | 1974.0036 | 2130.2708 | 2020.0974 | 1630.4087 | 1647.2006 | 1709.7097 | 1590.0409 | 1698.3725 | 1691.2907 | 1073.1051 | 1118.141 | 1000.742 | 739.5798 | 598.1394 | 435.0718 | 383.6369
NEM | VPP | 0.37641 | 1.1264 | 2.5344 | 4.8953 | 7.1497 | 9.7048 | 12.0468 | 13.8772 | 16.0014 | 17.7286 | 18.946 | 19.9886 | 21.3023 | 21.7992 | 24.0391 | 23.6576 | 22.0845 | 21.9114 | 22.3032 | 21.8832 | 22.2577 | 20.9376 | 18.5468 | 18.774 | 17.201 | 14.2273 | 12.619 | 11.5824 | 10.0398
Total excluding storage |  | 586103.2867 | 536683.6273 | 486639.7112 | 430863.3673 | 386841.658 | 345545.8328 | 303126.4063 | 302859.6039 | 273305.7768 | 255169.0821 | 248593.8098 | 197750.8845 | 201006.2575 | 185021.7617 | 163656.7526 | 151462.7801 | 152241.4112 | 140067.5912 | 126063.8369 | 123331.2156 | 109591.0682 | 103682.2482 | 92753.469 | 71622.8781 | 66391.6351 | 70059.1458 | 58856.4493 | 54159.5251 | 50287.9808
Region | Technology | 2021-22 | 2022-23 | 2023-24 | 2024-25 | 2025-26 | 2026-27 | 2027-28 | 2028-29 | 2029-30 | 2030-31 | 2031-32 | 2032-33 | 2033-34 | 2034-35 | 2035-36 | 2036-37 | 2037-38 | 2038-39 | 2039-40 | 2040-41 | 2041-42 | 2042-43 | 2043-44 | 2044-45 | 2045-46 | 2046-47 | 2047-48 | 2048-49 | 2049-50
NSW1 | Black Coal | 171863.0295 | 145136.394 | 122399.7685 | 123273.9249 | 92644.6784 | 79145.6439 | 73308.461 | 75330.8881 | 70462.3337 | 65925.9864 | 59911.9943 | 20882.0561 | 24889.3911 | 20506.3726 | 10615.6595 | 12687.597 | 13242.654 | 12341.3785 | 10930.4445 | 9168.7028 | 5080.881 | 0 | 0 | 0 | 0 | 0 | 0 | 0 | 0
NSW1 | Brown Coal | 0 | 0 | 0 | 0 | 0 | 0 | 0 | 0 | 0 | 0 | 0 | 0 | 0 | 0 | 0 | 0 | 0 | 0 | 0 | 0 | 0 | 0 | 0 | 0 | 0 | 0 | 0 | 0 | 0
NSW1 | CCGT | 230.5485 | 220.654 | 641.2879 | 1597.1406 | 2147.6707 | 1156.6453 | 1321.7276 | 2168.5322 | 1800.4485 | 2382.321 | 3010.0249 | 4263.3475 | 4402.8578 | 5151.5483 | 4278.6548 | 3256.2392 | 4462.9333 | 4775.8644 | 4196.7193 | 3642.7875 | 3625.4298 | 3848.3204 | 131.6792 | 8.0857e-05 | 7.8261e-05 | 8.381e-05 | 7.9466e-05 | 7.4486e-05 | 6.9797e-05
NSW1 | Gas - Steam | 0 | 0 | 0 | 0 | 0 | 0 | 0 | 0 | 0 | 0 | 0 | 0 | 0 | 0 | 0 | 0 | 0 | 0 | 0 | 0 | 0 | 0 | 0 | 0 | 0 | 0 | 0 | 0 | 0
NSW1 | OCGT / Diesel | 5.3925e-05 | 5.4031e-05 | 110.5519 | 547.6021 | 93.5054 | 199.0908 | 129.2452 | 304.3893 | 146.8669 | 225.1613 | 181.4817 | 1101.8548 | 641.6173 | 1979.3317 | 1922.6134 | 2420.3969 | 4066.4419 | 4817.4637 | 6212.4674 | 8932.6471 | 5153.9621 | 6575.9085 | 10123.0689 | 3548.2813 | 3307.7566 | 5150.6543 | 6617.4629 | 6660.9765 | 6193.0778
NSW1 | Hydro | 14961.9112 | 15091.0369 | 13601.645 | 17502.6121 | 15935.91 | 14932.9281 | 14931.6665 | 18676.1809 | 14051.3825 | 12539.1615 | 12451.8862 | 11696.6328 | 13172.4637 | 13623.2066 | 12900.4405 | 11625.6484 | 14621.7766 | 12030.3162 | 10628.3849 | 9260.1855 | 8444.2158 | 9664.0063 | 8825.6037 | 8676.5676 | 8434.3138 | 9809.1458 | 7392.5088 | 6337.3334 | 5367.8657
NSW1 | Wind | 15612.1087 | 17334.4953 | 15178.2065 | 14220.0231 | 14417.7245 | 14343.2691 | 13306.6183 | 10483.1562 | 8913.6189 | 9049.0964 | 10113.7107 | 8737.0059 | 8240.9968 | 7488.0478 | 7808.8229 | 7244.4335 | 4736.7338 | 3715.1656 | 3479.6186 | 2936.4075 | 2872.5653 | 2780.479 | 1796.906 | 1729.6619 | 1733.5401 | 981.7572 | 867.816 | 803.386 | 765.5028
NSW1 | Solar PV | 4.9791 | 5.7841 | 5.5559 | 5.1042 | 6.5665 | 11.0774 | 10.5357 | 19.8179 | 19.6012 | 21.0233 | 19.9655 | 63.8985 | 75.2933 | 69.8307 | 75.0976 | 72.4059 | 91.2587 | 96.5649 | 107.8457 | 115.3397 | 132.8952 | 140.4328 | 129.7021 | 132.0297 | 125.1549 | 116.469 | 112.3764 | 110.4303 | 110.1543
NSW1 | Grid Battery | 3.1942e-08 | 4.3182e-08 | 4.1643e-08 | 5.97e-08 | 5.9548e-08 | 6.2627e-08 | 8.2682e-08 | 9.3925e-08 | 1.0826e-07 | 1.2398e-07 | 1.3523e-07 | 0.63361 | 0.60242 | 0.57373 | 0.55824 | 0.53 | 0.48706 | 0.46222 | 0.4483 | 0.42718 | 3.1207 | 2.9334 | 2.6552 | 2.7292 | 2.6017 | 2.3695 | 2.2158 | 2.1632 | 2.0156
NSW1 | Pumped Hydro | 529.7503 | 829.7278 | 1083.4424 | 1171.6634 | 596.5546 | 865.9204 | 1083.3624 | 975.6302 | 927.6507 | 1061.836 | 1051.9801 | 1030.5529 | 996.7284 | 708.9807 | 774.0907 | 789.6609 | 715.4399 | 725.8895 | 689.5573 | 608.4213 | 589.0166 | 714.1925 | 436.1963 | 517.0661 | 553.8924 | 450.2458 | 319.2372 | 301.6946 | 247.0826
NSW1 | VPP | 0.071834 | 0.34222 | 0.70578 | 1.4131 | 2.1357 | 2.9981 | 3.642 | 4.3146 | 4.8729 | 5.5759 | 5.964 | 6.563 | 7.098 | 7.3111 | 8.099 | 8.0082 | 7.6231 | 7.4868 | 7.6343 | 7.4562 | 7.6152 | 7.5099 | 6.7289 | 7.1391 | 6.5796 | 6.1088 | 5.4375 | 5.4281 | 4.7104
Total excluding storage |  | 202672.5771 | 177788.3645 | 151937.0156 | 157146.407 | 125246.0556 | 109788.6548 | 103008.2544 | 106982.9646 | 95394.2518 | 90142.75 | 85689.0633 | 46744.7956 | 51422.62 | 48818.3377 | 37601.2887 | 37306.7209 | 41221.7983 | 37776.7533 | 35555.4804 | 34056.0701 | 25309.9493 | 23009.147 | 21006.9599 | 14086.5406 | 13600.7656 | 16058.0265 | 14990.1641 | 13912.1264 | 12436.6006
Region | Technology | 2021-22 | 2022-23 | 2023-24 | 2024-25 | 2025-26 | 2026-27 | 2027-28 | 2028-29 | 2029-30 | 2030-31 | 2031-32 | 2032-33 | 2033-34 | 2034-35 | 2035-36 | 2036-37 | 2037-38 | 2038-39 | 2039-40 | 2040-41 | 2041-42 | 2042-43 | 2043-44 | 2044-45 | 2045-46 | 2046-47 | 2047-48 | 2048-49 | 2049-50
QLD1 | Black Coal | 134011.9764 | 118863.8388 | 118305.4081 | 88395.3845 | 79023.991 | 75342.0696 | 65725.0055 | 65726.2689 | 62174.9048 | 57645.0131 | 52837.8024 | 49871.6189 | 44271.5606 | 37472.3009 | 35025.1496 | 30106.4147 | 28688.8989 | 27607.2451 | 23921.5833 | 24335.4007 | 21940.6566 | 17418.5243 | 13338.0959 | 9883.4689 | 8606.5115 | 8165.9328 | 7505.143 | 6358.2227 | 6089.6744
QLD1 | Brown Coal | 0 | 0 | 0 | 0 | 0 | 0 | 0 | 0 | 0 | 0 | 0 | 0 | 0 | 0 | 0 | 0 | 0 | 0 | 0 | 0 | 0 | 0 | 0 | 0 | 0 | 0 | 0 | 0 | 0
QLD1 | CCGT | 7669.5668 | 7311.0699 | 7773.0733 | 13603.6852 | 15898.1407 | 13561.1166 | 13773.1799 | 13606.4694 | 12308.2794 | 13252.7299 | 15059.6756 | 14149.4527 | 16494.9779 | 13793.7623 | 12371.2251 | 9189.4699 | 9699.6472 | 9039.5899 | 6999.3742 | 7612.5149 | 7761.8383 | 8096.8075 | 6771.3314 | 6263.2258 | 2936.5688 | 2054.728 | 1964.5755 | 1869.5574 | 1782.735
QLD1 | Gas - Steam | 254.7879 | 245.0412 | 462.3493 | 440.6102 | 417.959 | 400.2894 | 584.6467 | 732.9656 | 701.8119 | 531.6941 | 479.5685 | 477.3048 | 763.9433 | 633.2034 | 538.2766 | 599.0851 | 638.6827 | 581.5298 | 472.9777 | 526.9609 | 629.4524 | 623.5016 | 500.0077 | 478.9344 | 369.836 | 0 | 0 | 0 | 0
QLD1 | OCGT / Diesel | 0.00010144 | 0.00010075 | 0.00010265 | 954.5479 | 489.2328 | 526.1653 | 864.9129 | 1497.5995 | 882.7378 | 1602.2068 | 2711.2367 | 3227.9276 | 3464.4083 | 2742.6647 | 3006.7471 | 3566.5996 | 5425.1169 | 3166.4974 | 3424.6097 | 4277.9166 | 4191.0434 | 3807.5481 | 2813.5203 | 3056.5373 | 3460.5254 | 3019.4544 | 1618.6969 | 1573.2514 | 1150.983
QLD1 | Hydro | 4745.7904 | 4519.4597 | 4324.1531 | 4109.006 | 3912.7129 | 3729.3009 | 3565.2813 | 3381.3716 | 3227.1179 | 2983.5499 | 2946.1202 | 2771.8226 | 2647.3839 | 2477.5911 | 2310.8461 | 2196.3719 | 707.4426 | 704.9662 | 604.5339 | 575.0109 | 564.6321 | 0 | 0 | 0 | 0 | 0 | 0 | 0 | 0
QLD1 | Wind | 5024.9048 | 7531.3935 | 7069.4593 | 6506.7277 | 7270.7049 | 6616.1259 | 6736.21 | 6078.1148 | 5763.8572 | 5610.2272 | 4710.2673 | 4534.1621 | 3900.9378 | 4175.3023 | 3596.3022 | 3621.5499 | 3216.2404 | 3250.1841 | 2873.912 | 2278.4197 | 2338.331 | 1848.0635 | 1608.5502 | 771.8285 | 773.9508 | 595.5657 | 533.8917 | 408.2592 | 317.0657
QLD1 | Solar PV | 5.1758 | 6.7105 | 6.5187 | 5.9521 | 5.7564 | 5.7532 | 5.5568 | 4.4256 | 4.5781 | 4.5419 | 9.5148 | 17.6573 | 24.9845 | 23.4218 | 22.9786 | 21.703 | 39.2988 | 39.8401 | 47.4869 | 54.2245 | 58.3229 | 77.0057 | 70.8718 | 67.9754 | 60.8749 | 81.4909 | 82.5811 | 67.3994 | 78.5998
QLD1 | Grid Battery | 2.2265e-08 | 0.020679 | 0.02203 | 0.023624 | 0.022334 | 0.022217 | 0.021096 | 0.01907 | 0.017762 | 0.0171 | 0.016278 | 0.84658 | 1.1149 | 1.0804 | 1.0342 | 0.99645 | 0.89703 | 0.85868 | 0.82733 | 0.77973 | 0.75197 | 1.892 | 1.782 | 2.4648 | 2.4848 | 5.3237 | 5.3179 | 4.4394 | 4.8553
QLD1 | Pumped Hydro | 1643.4978 | 2081.2952 | 2505.5015 | 2182.215 | 2269.344 | 2687.7915 | 2804.6052 | 2525.916 | 2353.9458 | 2419.6855 | 2309.433 | 1924.5055 | 1419.9441 | 1261.8666 | 1352.0637 | 1226.4722 | 910.5671 | 917.0014 | 1015.769 | 977.5174 | 1103.2321 | 971.4283 | 631.7505 | 595.6767 | 441.7747 | 284.9976 | 274.9747 | 129.7015 | 133.3396
QLD1 | VPP | 0.096369 | 0.35415 | 0.71091 | 1.3348 | 1.916 | 2.515 | 3.1348 | 3.5196 | 4.1276 | 4.6117 | 4.9819 | 5.0484 | 5.3901 | 5.6445 | 6.0422 | 5.7714 | 5.3276 | 5.5088 | 5.452 | 5.6017 | 5.6943 | 4.8883 | 4.388 | 3.8666 | 3.0282 | 1.9221 | 1.9708 | 0.96426 | 1.2672
Total excluding storage |  | 151712.2021 | 138477.5138 | 137940.9619 | 114015.9136 | 107018.4977 | 100180.8211 | 91254.7931 | 91027.2155 | 85063.2873 | 81629.963 | 78754.1854 | 75049.9459 | 71568.1962 | 61318.2465 | 56871.5252 | 49301.1941 | 48415.3275 | 44389.8527 | 38344.4778 | 39660.4482 | 37484.2768 | 31871.4508 | 25102.3774 | 20521.9703 | 16208.2674 | 13917.172 | 11704.8883 | 10276.6901 | 9419.058
Region | Technology | 2021-22 | 2022-23 | 2023-24 | 2024-25 | 2025-26 | 2026-27 | 2027-28 | 2028-29 | 2029-30 | 2030-31 | 2031-32 | 2032-33 | 2033-34 | 2034-35 | 2035-36 | 2036-37 | 2037-38 | 2038-39 | 2039-40 | 2040-41 | 2041-42 | 2042-43 | 2043-44 | 2044-45 | 2045-46 | 2046-47 | 2047-48 | 2048-49 | 2049-50
VIC1 | Black Coal | 0 | 0 | 0 | 0 | 0 | 0 | 0 | 0 | 0 | 0 | 0 | 0 | 0 | 0 | 0 | 0 | 0 | 0 | 0 | 0 | 0 | 0 | 0 | 0 | 0 | 0 | 0 | 0 | 0
VIC1 | Brown Coal | 104136.698 | 85431.736 | 84824.5045 | 40633.7944 | 38426.0446 | 28252.7385 | 0.0016207 | 0.0012697 | 0.0010811 | 0.00099119 | 0.00083828 | 0.0007526 | 0.00074282 | 0.00066329 | 0.00063685 | 0.00058269 | 0.00049908 | 0.00050816 | 0.00042068 | 0.00040648 | 0.00043619 | 0.0004528 | 0.0004258 | 0.00037897 | 0.00035054 | 0.00037911 | 0.00016396 | 0 | 0
VIC1 | CCGT | 3.013e-05 | 2.8211e-05 | 2.8346e-05 | 4.8523e-05 | 4.7284e-05 | 4.4907e-05 | 4.2035e-05 | 4.1939e-05 | 3.9678e-05 | 3.8634e-05 | 3.969e-05 | 5.4311e-05 | 5.2477e-05 | 4.9589e-05 | 4.5908e-05 | 4.4029e-05 | 6.04e-05 | 5.8579e-05 | 6.4754e-05 | 6.1044e-05 | 9.0226e-05 | 9.06e-05 | 9.4749e-05 | 8.4921e-05 | 8.3051e-05 | 0.0001231 | 0.00011575 | 0.00015348 | 0.00014548
VIC1 | Gas - Steam | 23.7255 | 12.0487 | 18.6589 | 161.256 | 133.6598 | 125.81 | 106.1934 | 156.3562 | 29.1944 | 86.4248 | 140.9235 | 313.4673 | 233.0296 | 499.203 | 313.243 | 288.5315 | 584.2243 | 585.2721 | 0 | 0 | 0 | 0 | 0 | 0 | 0 | 0 | 0 | 0 | 0
VIC1 | OCGT / Diesel | 106.1099 | 2.9176 | 84.1436 | 448.0272 | 301.4053 | 713.3332 | 254.1476 | 455.3924 | 132.5752 | 290.6934 | 343.6237 | 1324.0293 | 625.0034 | 1635.0928 | 1678.8002 | 1609.6619 | 2484.9417 | 2005.037 | 5407.8868 | 6338.5901 | 6544.2925 | 6130.0076 | 7201.6767 | 4857.0344 | 5740.1728 | 7840.3557 | 4014.4485 | 5751.7386 | 6096.2896
VIC1 | Hydro | 18940.7614 | 18177.5572 | 15829.7617 | 18613.1538 | 18126.4579 | 16411.5395 | 15768.8222 | 19066.0169 | 15052.7828 | 12285.0115 | 11779.5481 | 10137.0359 | 12045.5872 | 11758.0954 | 10674.1198 | 10218.5217 | 12402.9072 | 9823.4303 | 8040.0878 | 7659.5185 | 6658.5021 | 7834.6397 | 7702.3715 | 6961.3589 | 6685.1564 | 8074.3881 | 6407.526 | 5201.2339 | 4983.6348
VIC1 | Wind | 26949.9914 | 32717.5293 | 26150.7267 | 25365.3191 | 24721.62 | 24010.8303 | 23341.9601 | 19353.2224 | 19111.2365 | 17156.721 | 18818.5835 | 15107.9794 | 14458.2375 | 12563.2562 | 13386.8859 | 13194.3305 | 9737.8735 | 9719.5833 | 7749.4902 | 6999.9495 | 6294.9604 | 6308.7343 | 4727.2737 | 4166.1307 | 2440.3558 | 2045.7575 | 1796.7173 | 1457.7376 | 598.5514
VIC1 | Solar PV | 2.475 | 2.346 | 2.3153 | 2.1268 | 4.8147 | 4.7457 | 14.9468 | 12.9549 | 12.5054 | 17.2104 | 21.0011 | 30.925 | 27.1937 | 26.3801 | 26.9198 | 26.5134 | 24.8359 | 24.1538 | 23.4976 | 24.4805 | 43.8109 | 43.7114 | 44.812 | 46.0567 | 45.9416 | 40.1079 | 40.4643 | 39.1986 | 38.3453
VIC1 | Grid Battery | 0.048355 | 0.097173 | 0.10649 | 0.12999 | 0.12006 | 0.11807 | 0.11462 | 0.10427 | 0.091845 | 0.090559 | 0.083655 | 0.079644 | 0.058984 | 0.052122 | 0.054709 | 0.052929 | 0.046587 | 0.04298 | 0.045755 | 0.041687 | 0.015011 | 5.7253e-07 | 5.9917e-07 | 0.73809 | 0.71549 | 0.65207 | 1.7784 | 1.9931 | 2.4019
VIC1 | Pumped Hydro | 0 | 0 | 4.438e-08 | 9.7207e-08 | 9.1315e-08 | 1.3132e-07 | 1.2284e-07 | 1.1676e-07 | 1.2755e-07 | 1.4458e-07 | 1.6766e-07 | 1.4636 | 1.3311 | 1.2022 | 2.3259 | 2.2383 | 2.7098 | 2.6539 | 2.6483 | 2.4948 | 4.5013 | 4.1763 | 3.7588 | 3.9748 | 3.7647 | 3.2148 | 2.8975 | 2.7152 | 2.3687
VIC1 | VPP | 0.071746 | 0.17525 | 0.62801 | 1.4751 | 2.2417 | 3.135 | 3.9436 | 4.5241 | 5.1988 | 5.5656 | 5.9527 | 6.26 | 6.607 | 6.6346 | 7.6886 | 7.648 | 7.0254 | 6.8587 | 7.1038 | 6.8154 | 6.9341 | 6.6705 | 5.7828 | 6.0902 | 5.9473 | 4.9704 | 4.0671 | 4.095 | 3.1252
Total excluding storage |  | 150159.7612 | 136344.1349 | 126910.1107 | 85223.6774 | 81714.0023 | 69518.9973 | 39486.0718 | 39043.9442 | 34338.2953 | 29836.0623 | 31103.6808 | 26913.4378 | 27389.0521 | 26482.0282 | 26079.9694 | 25337.5596 | 25234.7832 | 22157.477 | 21220.9629 | 21022.5392 | 19541.5663 | 20317.0935 | 19676.1344 | 16030.5812 | 14911.6271 | 18000.6098 | 12259.1563 | 12449.9088 | 11716.8212
Region | Technology | 2021-22 | 2022-23 | 2023-24 | 2024-25 | 2025-26 | 2026-27 | 2027-28 | 2028-29 | 2029-30 | 2030-31 | 2031-32 | 2032-33 | 2033-34 | 2034-35 | 2035-36 | 2036-37 | 2037-38 | 2038-39 | 2039-40 | 2040-41 | 2041-42 | 2042-43 | 2043-44 | 2044-45 | 2045-46 | 2046-47 | 2047-48 | 2048-49 | 2049-50
SA1 | Black Coal | 0 | 0 | 0 | 0 | 0 | 0 | 0 | 0 | 0 | 0 | 0 | 0 | 0 | 0 | 0 | 0 | 0 | 0 | 0 | 0 | 0 | 0 | 0 | 0 | 0 | 0 | 0 | 0 | 0
SA1 | Brown Coal | 0 | 0 | 0 | 0 | 0 | 0 | 0 | 0 | 0 | 0 | 0 | 0 | 0 | 0 | 0 | 0 | 0 | 0 | 0 | 0 | 0 | 0 | 0 | 0 | 0 | 0 | 0 | 0 | 0
SA1 | CCGT | 7742.151 | 7366.4193 | 3047.8665 | 5364.139 | 6166.721 | 5253.6475 | 2348.69 | 2255.4 | 2143.2385 | 2268.2985 | 2959.486 | 3753.2205 | 4267.1085 | 4662.717 | 3124.165 | 3136.5648 | 5.8451e-05 | 5.6274e-05 | 5.3418e-05 | 5.018e-05 | 5.7959e-05 | 5.7142e-05 | 5.4162e-05 | 4.8894e-05 | 4.7492e-05 | 4.691e-05 | 4.4016e-05 | 4.1873e-05 | 3.9244e-05
SA1 | Gas - Steam | 1450.5516 | 1419.4686 | 1286.89 | 275.8126 | 331.6329 | 319.6856 | 159.1172 | 180.9733 | 123.2105 | 129.2793 | 191.3948 | 423.0997 | 421.4251 | 883.733 | 0 | 0 | 0 | 0 | 0 | 0 | 0 | 0 | 0 | 0 | 0 | 0 | 0 | 0 | 0
SA1 | OCGT / Diesel | 498.0331 | 233.0439 | 782.6503 | 1393.3196 | 1883.7715 | 1368.7084 | 498.9048 | 581.8087 | 94.0757 | 418.4781 | 743.2275 | 1458.0306 | 1465.6127 | 2311.1409 | 1498.1219 | 1329.2335 | 3069.607 | 3100.9531 | 3375.4617 | 3532.1192 | 3370.8468 | 3544.1952 | 3890.6095 | 971.6849 | 901.9912 | 948.4712 | 791.2172 | 1000.2459 | 838.3188
SA1 | Hydro | 0 | 0 | 0 | 0 | 0 | 0 | 0 | 0 | 0 | 0 | 0 | 0 | 0 | 0 | 0 | 0 | 0 | 0 | 0 | 0 | 0 | 0 | 0 | 0 | 0 | 0 | 0 | 0 | 0
SA1 | Wind | 15316.8533 | 16069.39 | 13331.9004 | 13594.7862 | 12676.9751 | 13165.7572 | 12383.2757 | 10561.5286 | 9939.2835 | 8914.2398 | 8868.1454 | 6993.3435 | 6522.9318 | 5389.4362 | 5596.2272 | 4886.0486 | 4061.5379 | 3895.7252 | 2585.8871 | 2099.1857 | 2057.1571 | 2019.8076 | 1184.2933 | 1213.9016 | 776.4114 | 614.6048 | 575.8058 | 529.8318 | 457.912
SA1 | Solar PV | 0.88216 | 0.97987 | 0.93151 | 0.86505 | 0.80469 | 0.78615 | 0.77343 | 0.70165 | 0.69789 | 0.67179 | 1.8779 | 1.7241 | 1.5255 | 3.3362 | 3.351 | 5.1612 | 8.7139 | 7.9808 | 7.1893 | 7.3771 | 6.6034 | 6.3301 | 10.5767 | 10.4769 | 10.2881 | 8.7321 | 8.416 | 7.7042 | 9.4869
SA1 | Grid Battery | 0.08019 | 0.074225 | 0.086446 | 0.079716 | 0.071587 | 0.069298 | 0.066287 | 0.059957 | 0.05507 | 0.051992 | 0.046172 | 0.19295 | 0.17852 | 0.1608 | 0.88502 | 0.84427 | 0.79229 | 0.7454 | 0.72612 | 0.68025 | 0.74234 | 0.69508 | 0.62272 | 0.9355 | 0.87948 | 0.73077 | 0.6804 | 0.6665 | 0.6134
SA1 | Pumped Hydro | 0 | 0 | 3.67e-08 | 3.6396e-08 | 3.3926e-08 | 3.9599e-08 | 3.7497e-08 | 3.6399e-08 | 3.7331e-08 | 4.0592e-08 | 4.0755e-08 | 6.9298e-08 | 6.4609e-08 | 6.1388e-08 | 7.0745e-08 | 6.7602e-08 | 8.5026e-08 | 8.1167e-08 | 7.9454e-08 | 7.6653e-08 | 9.8158e-08 | 9.0401e-08 | 8.7277e-08 | 1.5883e-07 | 1.5237e-07 | 1.3726e-07 | 1.3431e-07 | 1.2853e-07 | 1.2558e-07
SA1 | VPP | 0.13217 | 0.23654 | 0.4561 | 0.6314 | 0.78183 | 0.9629 | 1.1566 | 1.3039 | 1.4898 | 1.619 | 1.6585 | 1.7327 | 1.8157 | 1.832 | 1.7776 | 1.7848 | 1.7188 | 1.6631 | 1.6926 | 1.6081 | 1.6054 | 1.496 | 1.311 | 1.3214 | 1.2715 | 0.96205 | 0.89514 | 0.8758 | 0.75013
Total excluding storage |  | 25008.4712 | 25089.3017 | 18450.2387 | 20628.9225 | 21059.9053 | 20108.5849 | 15390.7611 | 13580.4122 | 12300.5062 | 11730.9675 | 12764.1317 | 12629.4184 | 12678.6037 | 13250.3633 | 10221.8652 | 9357.0081 | 7139.8589 | 7004.6591 | 5968.5382 | 5638.682 | 5434.6074 | 5570.333 | 5085.4796 | 2196.0634 | 1688.6908 | 1571.8081 | 1375.439 | 1537.7819 | 1305.7177
Region | Technology | 2021-22 | 2022-23 | 2023-24 | 2024-25 | 2025-26 | 2026-27 | 2027-28 | 2028-29 | 2029-30 | 2030-31 | 2031-32 | 2032-33 | 2033-34 | 2034-35 | 2035-36 | 2036-37 | 2037-38 | 2038-39 | 2039-40 | 2040-41 | 2041-42 | 2042-43 | 2043-44 | 2044-45 | 2045-46 | 2046-47 | 2047-48 | 2048-49 | 2049-50
TAS1 | Black Coal | 0 | 0 | 0 | 0 | 0 | 0 | 0 | 0 | 0 | 0 | 0 | 0 | 0 | 0 | 0 | 0 | 0 | 0 | 0 | 0 | 0 | 0 | 0 | 0 | 0 | 0 | 0 | 0 | 0
TAS1 | Brown Coal | 0 | 0 | 0 | 0 | 0 | 0 | 0 | 0 | 0 | 0 | 0 | 0 | 0 | 0 | 0 | 0 | 0 | 0 | 0 | 0 | 0 | 0 | 0 | 0 | 0 | 0 | 0 | 0 | 0
TAS1 | CCGT | 2.4969e-05 | 2.3217e-05 | 2.3176e-05 | 2.2275e-05 | 2.1236e-05 | 2.1016e-05 | 2.3324e-05 | 2.4039e-05 | 2.3553e-05 | 2.4531e-05 | 2.3921e-05 | 2.7872e-05 | 2.6733e-05 | 2.5472e-05 | 2.3983e-05 | 2.3087e-05 | 2.5071e-05 | 2.3942e-05 | 2.8232e-05 | 2.6594e-05 | 2.7129e-05 | 2.6264e-05 | 2.4852e-05 | 2.2715e-05 | 2.2094e-05 | 2.3838e-05 | 2.2329e-05 | 2.4951e-05 | 2.3457e-05
TAS1 | Gas - Steam | 0 | 0 | 0 | 0 | 0 | 0 | 0 | 0 | 0 | 0 | 0 | 0 | 0 | 0 | 0 | 0 | 0 | 0 | 0 | 0 | 0 | 0 | 0 | 0 | 0 | 0 | 0 | 0 | 0
TAS1 | OCGT / Diesel | 2.935e-05 | 2.5945e-05 | 2.6876e-05 | 2.6266e-05 | 2.5161e-05 | 2.5873e-05 | 2.7846e-05 | 1.5476 | 3.377e-05 | 5.2389 | 38.5939 | 14.1813 | 2.9129 | 7.6816 | 39.6985 | 23.9024 | 18.7438 | 3.4448e-05 | 87.7238 | 34.6789 | 9.1024 | 5.9859e-05 | 7.9069 | 15.7764 | 7.0192 | 10.5046 | 12.5265 | 37.356 | 10.0105
TAS1 | Hydro | 53190.1008 | 55109.6239 | 48144.7523 | 50715.8912 | 48610.2083 | 42849.5512 | 51295.08 | 50049.1849 | 44293.6748 | 40241.6195 | 38436.3763 | 34691.0221 | 36287.1214 | 33677.8389 | 31352.0248 | 28600.3733 | 29055.8112 | 27591.033 | 23997.2645 | 22027.979 | 20997.9672 | 21993.8768 | 21046.0055 | 18203.7105 | 19284.084 | 20007.3806 | 18036.9662 | 15581.1529 | 15010.3369
TAS1 | Wind | 3360.1743 | 3874.6886 | 3256.6319 | 3132.5556 | 3192.9887 | 3099.2235 | 2691.4458 | 2174.3348 | 1915.7613 | 1582.4809 | 1807.7783 | 1708.0833 | 1657.7512 | 1467.2655 | 1490.3809 | 1536.0217 | 1155.0883 | 1147.816 | 889.3893 | 890.8182 | 813.5988 | 920.347 | 828.6053 | 568.2356 | 691.181 | 493.6442 | 477.3088 | 364.5091 | 389.4359
TAS1 | Solar PV | 1.2194e-08 | 2.0483e-08 | 2.3373e-08 | 3.9194e-08 | 3.2162e-08 | 3.3685e-08 | 3.0148e-08 | 2.8748e-08 | 5.8589e-08 | 6.4005e-08 | 6.0592e-08 | 5.7957e-08 | 5.6137e-08 | 4.7015e-08 | 4.8313e-08 | 4.5375e-08 | 4.6482e-08 | 4.6865e-08 | 7.1016e-08 | 7.9588e-08 | 9.8296e-08 | 9.8435e-08 | 7.9495e-08 | 7.9872e-08 | 7.5097e-08 | 1.4777e-07 | 1.449e-07 | 3.1272e-07 | 3.1518e-07
TAS1 | Grid Battery | 2.1106e-08 | 3.0166e-08 | 2.8251e-08 | 3.2733e-08 | 4.266e-08 | 4.0761e-08 | 4.9229e-08 | 5.5552e-08 | 6.7234e-08 | 7.1517e-08 | 7.4273e-08 | 8.4526e-08 | 8.0786e-08 | 8.2629e-08 | 8.1842e-08 | 7.6619e-08 | 8.4966e-08 | 7.8765e-08 | 1.0906e-07 | 1.1267e-07 | 1.1921e-07 | 1.0004e-07 | 1.0875e-07 | 1.1087e-07 | 9.9438e-08 | 9.3679e-08 | 8.7025e-08 | 9.0565e-08 | 9.6796e-08
TAS1 | Pumped Hydro | 0 | 0 | 8.7046e-08 | 8.3417e-08 | 8.9708e-08 | 9.2683e-08 | 1.1742e-07 | 1.3097e-07 | 0.73299 | 0.9614 | 1.004 | 2.0926 | 1.9986 | 1.954 | 1.7904 | 1.726 | 1.692 | 1.6558 | 1.735 | 1.6075 | 1.6225 | 1.4938 | 1.3995 | 1.4234 | 1.3102 | 1.1216 | 1.03 | 0.96057 | 0.84592
TAS1 | VPP | 0.004291 | 0.018286 | 0.033608 | 0.04091 | 0.07452 | 0.093855 | 0.16974 | 0.215 | 0.31229 | 0.35639 | 0.38896 | 0.38443 | 0.39133 | 0.377 | 0.43172 | 0.44511 | 0.38961 | 0.39394 | 0.42043 | 0.40169 | 0.40854 | 0.37303 | 0.3362 | 0.35672 | 0.37444 | 0.26404 | 0.24839 | 0.21919 | 0.18691
Total excluding storage |  | 56550.2751 | 58984.3125 | 51401.3843 | 53848.4469 | 51803.1971 | 45948.7747 | 53986.5259 | 52225.0674 | 46209.4361 | 41829.3394 | 40282.7486 | 36413.2868 | 37947.7855 | 35152.786 | 32882.1042 | 30160.2974 | 30229.6433 | 28738.8491 | 24974.3776 | 22953.4761 | 21820.6684 | 22914.2239 | 21882.5177 | 18787.7225 | 19982.2843 | 20511.5295 | 18526.8015 | 15983.018 | 15409.7833
Explicitly modelled pumping
Region | Technology | 2021-22 | 2022-23 | 2023-24 | 2024-25 | 2025-26 | 2026-27 | 2027-28 | 2028-29 | 2029-30 | 2030-31 | 2031-32 | 2032-33 | 2033-34 | 2034-35 | 2035-36 | 2036-37 | 2037-38 | 2038-39 | 2039-40 | 2040-41 | 2041-42 | 2042-43 | 2043-44 | 2044-45 | 2045-46 | 2046-47 | 2047-48 | 2048-49 | 2049-50
NEM | Grid Battery pump | 0.15799 | 0.23783 | 0.26463 | 0.28881 | 0.26397 | 0.25825 | 0.25001 | 0.22569 | 0.20348 | 0.19694 | 0.18078 | 0.16985 | 0.13944 | 0.11643 | 0.11623 | 0.11316 | 0.10289 | 0.096165 | 0.098391 | 0.077943 | 0.044154 | 0.022863 | 0.019529 | 0.020805 | 0.019561 | 0.014287 | 0.014531 | 0.013528 | 0.012041
NEM | Pumped Hydro Pump | 4898.0438 | 7449.7125 | 9067.379 | 10649.7129 | 6711.7182 | 8889.2071 | 10552.1161 | 9648.3815 | 8972.2633 | 9905.0554 | 11105.3757 | 10809.2897 | 10021.7379 | 9326.6419 | 10257.8091 | 9091.5931 | 9118.1703 | 9179.2217 | 9463.0311 | 8187.9623 | 8106.206 | 8017.4479 | 6043.0622 | 6942.9631 | 6931.6793 | 5908.8602 | 4672.8488 | 4497.9212 | 3339.811
NEM | VPP pump | 0.44287 | 1.3284 | 2.9788 | 5.7712 | 8.4108 | 11.407 | 14.1989 | 16.3012 | 18.8309 | 20.8533 | 22.344 | 23.4809 | 25.0461 | 25.6704 | 28.2652 | 27.8278 | 26.0275 | 25.7925 | 26.1833 | 25.8139 | 26.1309 | 24.6617 | 21.7901 | 22.086 | 20.2854 | 16.6885 | 14.8945 | 13.5852 | 11.8055
Region | Technology | 2021-22 | 2022-23 | 2023-24 | 2024-25 | 2025-26 | 2026-27 | 2027-28 | 2028-29 | 2029-30 | 2030-31 | 2031-32 | 2032-33 | 2033-34 | 2034-35 | 2035-36 | 2036-37 | 2037-38 | 2038-39 | 2039-40 | 2040-41 | 2041-42 | 2042-43 | 2043-44 | 2044-45 | 2045-46 | 2046-47 | 2047-48 | 2048-49 | 2049-50
NSW1 | Grid Battery pump | 0 | 0 | 0 | 0 | 0 | 0 | 0 | 0 | 0 | 0 | 0 | 0 | 0 | 0 | 0 | 0 | 0 | 0 | 0 | 0 | 0 | 0 | 0 | 0 | 0 | 0 | 0 | 0 | 0
NSW1 | Pumped Hydro Pump | 2559.374 | 4476.02 | 5487.731 | 7519.4279 | 3464.6154 | 5066.4806 | 6545.2239 | 6039.6493 | 5609.2038 | 6448.0896 | 7792.8647 | 8075.0917 | 7991.904 | 7523.4731 | 8337.6915 | 7342.4745 | 7813.6955 | 7885.2983 | 8018.7427 | 6789.8404 | 6537.8391 | 6646.0371 | 5147.757 | 6091.5467 | 6312.9958 | 5505.5515 | 4284.0653 | 4314.8035 | 3152.1646
NSW1 | VPP pump | 0.084519 | 0.40417 | 0.82883 | 1.667 | 2.5083 | 3.5273 | 4.2956 | 5.0654 | 5.733 | 6.5602 | 7.0358 | 7.7026 | 8.3511 | 8.6238 | 9.5066 | 9.4219 | 8.9937 | 8.8087 | 8.957 | 8.7972 | 8.9464 | 8.8243 | 7.9166 | 8.3993 | 7.7647 | 7.1637 | 6.4195 | 6.3645 | 5.542
Region | Technology | 2021-22 | 2022-23 | 2023-24 | 2024-25 | 2025-26 | 2026-27 | 2027-28 | 2028-29 | 2029-30 | 2030-31 | 2031-32 | 2032-33 | 2033-34 | 2034-35 | 2035-36 | 2036-37 | 2037-38 | 2038-39 | 2039-40 | 2040-41 | 2041-42 | 2042-43 | 2043-44 | 2044-45 | 2045-46 | 2046-47 | 2047-48 | 2048-49 | 2049-50
QLD1 | Grid Battery pump | 0 | 0.025441 | 0.027199 | 0.029187 | 0.027629 | 0.027355 | 0.026046 | 0.023542 | 0.021928 | 0.021111 | 0.020153 | 0.018555 | 0.017153 | 0.01621 | 0.016026 | 0.015215 | 0.014101 | 0.013697 | 0.013406 | 0 | 0 | 0 | 0 | 0 | 0 | 0 | 0 | 0 | 0
QLD1 | Pumped Hydro Pump | 2338.6698 | 2973.6925 | 3579.648 | 3130.285 | 3247.1028 | 3822.7265 | 4006.8922 | 3608.7322 | 3363.0595 | 3456.9658 | 3312.511 | 2734.198 | 2029.8339 | 1803.1688 | 1920.1176 | 1749.1186 | 1304.4748 | 1293.9234 | 1444.2884 | 1398.1219 | 1568.3669 | 1371.4108 | 895.3052 | 851.4164 | 618.6835 | 403.3087 | 388.7834 | 183.1177 | 187.6465
QLD1 | VPP pump | 0.11338 | 0.41667 | 0.8364 | 1.5733 | 2.2563 | 2.9539 | 3.6881 | 4.1409 | 4.8562 | 5.4258 | 5.8762 | 5.9248 | 6.3416 | 6.6409 | 7.1149 | 6.7842 | 6.2875 | 6.4618 | 6.4145 | 6.602 | 6.6882 | 5.7638 | 5.1576 | 4.5448 | 3.5599 | 2.2638 | 2.3166 | 1.1419 | 1.4838
Region | Technology | 2021-22 | 2022-23 | 2023-24 | 2024-25 | 2025-26 | 2026-27 | 2027-28 | 2028-29 | 2029-30 | 2030-31 | 2031-32 | 2032-33 | 2033-34 | 2034-35 | 2035-36 | 2036-37 | 2037-38 | 2038-39 | 2039-40 | 2040-41 | 2041-42 | 2042-43 | 2043-44 | 2044-45 | 2045-46 | 2046-47 | 2047-48 | 2048-49 | 2049-50
VIC1 | Grid Battery pump | 0.059271 | 0.12049 | 0.13096 | 0.16096 | 0.1482 | 0.14534 | 0.14192 | 0.12834 | 0.1134 | 0.11181 | 0.10362 | 0.098124 | 0.072695 | 0.064352 | 0.067545 | 0.065348 | 0.057518 | 0.053266 | 0.056289 | 0.051641 | 0.018358 | 0 | 0 | 0 | 0 | 0 | 0 | 0 | 0
VIC1 | Pumped Hydro Pump | 0 | 0 | 0 | 0 | 0 | 0 | 0 | 0 | 0 | 0 | 0 | 0 | 0 | 0 | 0 | 0 | 0 | 0 | 0 | 0 | 0 | 0 | 0 | 0 | 0 | 0 | 0 | 0 | 0
VIC1 | VPP pump | 0.084415 | 0.20692 | 0.73815 | 1.738 | 2.6406 | 3.6825 | 4.6508 | 5.3117 | 6.1165 | 6.5481 | 7.0222 | 7.3568 | 7.7633 | 7.8055 | 9.0459 | 8.9982 | 8.2657 | 8.094 | 8.3334 | 8.0426 | 8.1343 | 7.8716 | 6.7802 | 7.1654 | 7.02 | 5.8253 | 4.8065 | 4.7969 | 3.6771
Region | Technology | 2021-22 | 2022-23 | 2023-24 | 2024-25 | 2025-26 | 2026-27 | 2027-28 | 2028-29 | 2029-30 | 2030-31 | 2031-32 | 2032-33 | 2033-34 | 2034-35 | 2035-36 | 2036-37 | 2037-38 | 2038-39 | 2039-40 | 2040-41 | 2041-42 | 2042-43 | 2043-44 | 2044-45 | 2045-46 | 2046-47 | 2047-48 | 2048-49 | 2049-50
SA1 | Grid Battery pump | 0.098715 | 0.091906 | 0.10646 | 0.09866 | 0.088142 | 0.085557 | 0.082049 | 0.073815 | 0.068158 | 0.064025 | 0.057006 | 0.053167 | 0.049595 | 0.035864 | 0.032664 | 0.0326 | 0.031276 | 0.029202 | 0.028695 | 0.026302 | 0.025795 | 0.022863 | 0.019529 | 0.020805 | 0.019561 | 0.014287 | 0.014531 | 0.013528 | 0.012041
SA1 | Pumped Hydro Pump | 0 | 0 | 0 | 0 | 0 | 0 | 0 | 0 | 0 | 0 | 0 | 0 | 0 | 0 | 0 | 0 | 0 | 0 | 0 | 0 | 0 | 0 | 0 | 0 | 0 | 0 | 0 | 0 | 0
SA1 | VPP pump | 0.15551 | 0.27898 | 0.53592 | 0.74452 | 0.91817 | 1.1329 | 1.364 | 1.5309 | 1.7572 | 1.9004 | 1.9513 | 2.0441 | 2.1307 | 2.1555 | 2.0914 | 2.0999 | 2.0222 | 1.9628 | 1.9854 | 1.8979 | 1.883 | 1.763 | 1.5396 | 1.5574 | 1.4987 | 1.1266 | 1.0582 | 1.0255 | 0.88261
Region | Technology | 2021-22 | 2022-23 | 2023-24 | 2024-25 | 2025-26 | 2026-27 | 2027-28 | 2028-29 | 2029-30 | 2030-31 | 2031-32 | 2032-33 | 2033-34 | 2034-35 | 2035-36 | 2036-37 | 2037-38 | 2038-39 | 2039-40 | 2040-41 | 2041-42 | 2042-43 | 2043-44 | 2044-45 | 2045-46 | 2046-47 | 2047-48 | 2048-49 | 2049-50
TAS1 | Grid Battery pump | 0 | 0 | 0 | 0 | 0 | 0 | 0 | 0 | 0 | 0 | 0 | 0 | 0 | 0 | 0 | 0 | 0 | 0 | 0 | 0 | 0 | 0 | 0 | 0 | 0 | 0 | 0 | 0 | 0
TAS1 | Pumped Hydro Pump | 0 | 0 | 0 | 0 | 0 | 0 | 0 | 0 | 0 | 0 | 0 | 0 | 0 | 0 | 0 | 0 | 0 | 0 | 0 | 0 | 0 | 0 | 0 | 0 | 0 | 0 | 0 | 0 | 0
TAS1 | VPP pump | 0.0050492 | 0.021625 | 0.039462 | 0.048408 | 0.087381 | 0.11041 | 0.2004 | 0.25226 | 0.36793 | 0.41879 | 0.45859 | 0.45267 | 0.45947 | 0.44474 | 0.50638 | 0.52369 | 0.4584 | 0.4651 | 0.49305 | 0.47419 | 0.47908 | 0.439 | 0.39609 | 0.41907 | 0.44205 | 0.30915 | 0.29366 | 0.2565 | 0.21992

## Marinus_FOM Cost
FOM cost by technology ($000s) - Marinus Link, Step Change High Electrification Sensitivity
FOM | Real June 2020 dollars discounted to 1 July 2020. For new entrant capacity, the FOM is incurred annually in modelling. For existing capacity, FOM is considered to be a sunk cost, since the fixed retirement dates are assumed to be the same in the Base Case and the case with Marinus Link. As such, early retirements are presented as an annual FOM saving, or negative cost, that continues until the assumed fixed date retirement.
Explicitly modelled generation
Region | Technology | 2021-22 | 2022-23 | 2023-24 | 2024-25 | 2025-26 | 2026-27 | 2027-28 | 2028-29 | 2029-30 | 2030-31 | 2031-32 | 2032-33 | 2033-34 | 2034-35 | 2035-36 | 2036-37 | 2037-38 | 2038-39 | 2039-40 | 2040-41 | 2041-42 | 2042-43 | 2043-44 | 2044-45 | 2045-46 | 2046-47 | 2047-48 | 2048-49 | 2049-50
NEM | Black Coal | 0 | 0 | 0 | -191421.8683 | -87465.9743 | -278701.0451 | -190216.8798 | -234305.3378 | -183354.3298 | -174956.4215 | 216046.8028 | 293467.6589 | -31597.068 | -162806.6631 | -59563.7452 | -46970.8943 | -18198.1627 | -17364.6591 | -16613.6595 | -15808.3999 | 212086.9421 | -14393.464 | -12825.7162 | -12167.8896 | -5805.2906 | -7.4162e-06 | -7.0955e-06 | -6.7516e-06 | -6.4423e-06
NEM | Brown Coal | 0 | 0 | 0 | -321234.3892 | -317804.4477 | -344124.5593 | -468378.1354 | -445675.9704 | -391742.1853 | -341813.9718 | -294242.5825 | -248781.5944 | -237387.0174 | -226514.3295 | -216717.8717 | -206213.6129 | -196768.7145 | -187756.4069 | -179636.1801 | -170929.2612 | -163100.44 | -155630.1908 | -148899.3822 | -141682.2679 | -135193.0037 | -129000.9576 | -88405.2936 | 0 | 0
NEM | CCGT | 7.7137e-05 | 7.3604e-05 | 7.6021e-05 | 9.7078e-05 | 9.2632e-05 | 8.8389e-05 | 8.6987e-05 | 8.7179e-05 | 8.3186e-05 | 8.2328e-05 | 8.7207e-05 | 0.00011945 | 0.00011398 | 0.00010977 | 0.0001077 | 0.00010248 | 0.00013556 | 0.00012935 | 0.00013229 | 0.00012588 | 0.00015337 | 0.00014634 | 0.00014653 | 0.00013943 | 0.00013304 | 0.0001478 | 0.0001414 | 0.00015706 | 0.00014986
NEM | Gas - Steam | 0 | 0 | 0 | 0 | 0 | 0 | 0 | 0 | 0 | 0 | 0 | 0 | 0 | 0 | 0 | 0 | 0 | 0 | 0 | 0 | 0 | 0 | 0 | 0 | 0 | 0 | 0 | 0 | 0
NEM | OCGT / Diesel | 0.00028376 | 0.00027863 | 0.00027342 | 0.00026128 | 0.00024932 | 0.0002379 | 0.00022761 | 0.00021969 | 0.00021316 | 0.00021647 | 0.00023255 | 0.00053813 | 0.00051348 | 0.00049759 | 168.5107 | 160.3431 | 8988.2809 | 8576.6039 | 12564.1998 | 11955.2163 | 16170.8812 | 17429.625 | 25684.4367 | 28623.0592 | 27312.0793 | 30126.8182 | 28823.8715 | 28600.4106 | 35690.637
NEM | Hydro | 0 | 0 | 0 | 0 | 0 | 0 | 0 | 0 | 0 | 0 | 0 | 0 | 0 | 0 | 0 | 0 | 0 | 0 | 0 | 0 | 0 | 0 | 0 | 0 | 0 | 0 | 0 | 0 | 0
NEM | Wind | 149599.516 | 142747.6299 | 194920.92 | 297337.3462 | 297213.5016 | 292567.1406 | 316858.7168 | 339406.5447 | 340109.7814 | 348659.6936 | 347235.2324 | 424094.7706 | 433356.2376 | 428586.364 | 414021.4163 | 413611.5635 | 434915.926 | 435551.1997 | 424153.4459 | 408436.9936 | 404885.0534 | 419584.2025 | 406097.6695 | 393068.2033 | 402445.6354 | 430197.885 | 413261.7366 | 425305.087 | 427347.4236
NEM | Solar PV | 0.00045727 | 0.00077223 | 0.00083049 | 0.0024257 | 3671.3249 | 7155.549 | 14093.0076 | 23018.1715 | 21963.9041 | 26512.8876 | 34106.1273 | 82905.0597 | 99160.1161 | 96316.5101 | 95042.2923 | 92325.5564 | 138293.4007 | 140955.5212 | 150041.5134 | 162536.4832 | 196997.4806 | 228943.5851 | 228137.6148 | 217079.8439 | 207865.1862 | 236730.8055 | 226492.498 | 215514.4676 | 226716.1936
NEM | Grid Battery | 0.000351 | 0.00050261 | 0.00048087 | 0.00067672 | 0.00088106 | 0.00094415 | 0.0012693 | 0.0059997 | 0.0060572 | 0.0059975 | 0.0059343 | 11373.8408 | 13004.5754 | 12408.946 | 16952.2895 | 16130.6165 | 15391.8097 | 14686.8413 | 14051.6572 | 13370.577 | 35587.0446 | 42630.1474 | 40786.4475 | 52690.9465 | 52905.1104 | 78335.3887 | 84097.6907 | 91868.5929 | 93164.6322
NEM | Pumped Hydro | 0 | 0 | 0.0007381 | 0.00095185 | 0.00092441 | 0.0010658 | 0.0011853 | 0.0020368 | 2593.7989 | 3060.6089 | 3228.4519 | 32748.7664 | 34681.8157 | 33093.3355 | 35714.0792 | 33983.0271 | 45600.7266 | 43512.1437 | 46887.3321 | 44614.7153 | 51475.3935 | 52985.8433 | 50694.2727 | 48416.3559 | 46198.8128 | 44082.8367 | 42176.3098 | 40132.0351 | 38293.9266
NEM | VPP | 0 | 0 | 0 | 0 | 0 | 0 | 0 | 0 | 0 | 0 | 0 | 0 | 0 | 0 | 0 | 0 | 0 | 0 | 0 | 0 | 0 | 0 | 0 | 0 | 0 | 0 | 0 | 0 | 0
Total excluding storage |  | 149599.5169 | 142747.6311 | 194920.9212 | -215318.9086 | -104385.5952 | -323102.9145 | -327643.2906 | -317556.5918 | -213022.8293 | -141597.8118 | 303145.5804 | 551685.8955 | 263532.2688 | 135581.8821 | 232950.6025 | 252912.9559 | 367230.7305 | 379962.259 | 390509.3196 | 396191.0321 | 667039.9175 | 495933.758 | 498194.6227 | 484920.9491 | 496624.6068 | 568054.5512 | 580172.8127 | 669419.9653 | 689754.2543
Region | Technology | 2021-22 | 2022-23 | 2023-24 | 2024-25 | 2025-26 | 2026-27 | 2027-28 | 2028-29 | 2029-30 | 2030-31 | 2031-32 | 2032-33 | 2033-34 | 2034-35 | 2035-36 | 2036-37 | 2037-38 | 2038-39 | 2039-40 | 2040-41 | 2041-42 | 2042-43 | 2043-44 | 2044-45 | 2045-46 | 2046-47 | 2047-48 | 2048-49 | 2049-50
NSW1 | Black Coal | 0 | 0 | 0 | -40798.8199 | 58823.961 | -132090.1497 | -126377.4181 | -120251.9375 | -70525.8163 | -67295.6262 | -64385.1756 | 230619.2888 | -58458.4352 | -55780.9496 | -0.00058176 | -0.00055357 | -0.00052821 | -0.00050402 | -0.00048222 | -0.00045885 | -12664.1492 | 0 | 0 | 0 | 0 | 0 | 0 | 0 | 0
NSW1 | Brown Coal | 0 | 0 | 0 | 0 | 0 | 0 | 0 | 0 | 0 | 0 | 0 | 0 | 0 | 0 | 0 | 0 | 0 | 0 | 0 | 0 | 0 | 0 | 0 | 0 | 0 | 0 | 0 | 0 | 0
NSW1 | CCGT | 1.6936e-05 | 1.616e-05 | 1.6653e-05 | 2.0726e-05 | 1.9777e-05 | 1.8871e-05 | 1.8914e-05 | 1.8817e-05 | 1.7955e-05 | 1.7133e-05 | 1.7627e-05 | 3.1334e-05 | 2.9899e-05 | 2.9534e-05 | 2.8257e-05 | 2.6887e-05 | 3.9119e-05 | 3.7328e-05 | 3.5713e-05 | 3.3982e-05 | 4.4046e-05 | 4.2028e-05 | 4.2384e-05 | 4.0329e-05 | 3.8482e-05 | 3.8817e-05 | 3.7138e-05 | 3.5338e-05 | 3.3719e-05
NSW1 | Gas - Steam | 0 | 0 | 0 | 0 | 0 | 0 | 0 | 0 | 0 | 0 | 0 | 0 | 0 | 0 | 0 | 0 | 0 | 0 | 0 | 0 | 0 | 0 | 0 | 0 | 0 | 0 | 0 | 0 | 0
NSW1 | OCGT / Diesel | 5.8663e-05 | 5.8881e-05 | 6e-05 | 5.8212e-05 | 5.5546e-05 | 5.3002e-05 | 5.071e-05 | 4.8252e-05 | 4.6042e-05 | 4.5078e-05 | 4.5417e-05 | 0.00023089 | 0.00022032 | 0.00021786 | 168.5085 | 160.3409 | 6649.9362 | 6345.3589 | 6070.9302 | 5776.6738 | 5512.0933 | 5259.631 | 10236.6601 | 12375.8032 | 11808.9725 | 11268.1035 | 10780.7723 | 10330.1705 | 10772.0695
NSW1 | Hydro | 0 | 0 | 0 | 0 | 0 | 0 | 0 | 0 | 0 | 0 | 0 | 0 | 0 | 0 | 0 | 0 | 0 | 0 | 0 | 0 | 0 | 0 | 0 | 0 | 0 | 0 | 0 | 0 | 0
NSW1 | Wind | 35486.5338 | 33861.1966 | 81833.4601 | 123545.9054 | 123641.9306 | 117978.9415 | 112876.5018 | 109404.9777 | 104394.0626 | 123040.1295 | 124957.2554 | 186446.7109 | 177907.1668 | 169758.7469 | 162416.8974 | 165648.8043 | 158061.8362 | 166263.2393 | 159072.5648 | 151362.3591 | 144429.7323 | 153502.8914 | 146864.0858 | 139745.6218 | 149172.6764 | 170193.7565 | 163024.3009 | 155122.5555 | 148017.7058
NSW1 | Solar PV | 0.00011052 | 0.00018325 | 0.00019616 | 0.00055145 | 1564.3367 | 5145.064 | 4922.547 | 14292.2006 | 13637.596 | 14396.903 | 13774.2559 | 48913.9078 | 60463.516 | 57694.1946 | 58090.3431 | 55595.4301 | 78922.1439 | 84303.5587 | 88649.3873 | 96922.784 | 112167.0814 | 124310.4839 | 118934.2131 | 113169.5027 | 107986.1666 | 111689.3199 | 106858.8983 | 101679.4753 | 101224.1563
NSW1 | Grid Battery | 0.00012146 | 0.00017059 | 0.00016321 | 0.00024832 | 0.00026638 | 0.00027778 | 0.00038949 | 0.00046165 | 0.00056085 | 0.00063072 | 0.00070337 | 4698.118 | 4482.937 | 4277.6116 | 4092.6107 | 3894.2429 | 3715.8807 | 3545.6877 | 3392.3442 | 3227.9182 | 25262.2494 | 24105.1998 | 23062.6805 | 21944.8383 | 20939.7312 | 19980.6596 | 19116.5214 | 18189.9485 | 17356.8211
NSW1 | Pumped Hydro | 0 | 0 | 0.00020249 | 0.0002502 | 0.00023874 | 0.0002278 | 0.00026685 | 0.00026256 | 0.00026944 | 0.00033078 | 0.00033972 | 16058.6044 | 15323.0958 | 14621.2746 | 14450.0548 | 13749.6644 | 14513.6387 | 13848.8919 | 17356.2771 | 16515.0228 | 16949.706 | 16173.3836 | 15473.9053 | 14723.8891 | 14049.5125 | 13406.0234 | 12826.2298 | 12204.5458 | 11645.559
NSW1 | VPP | 0 | 0 | 0 | 0 | 0 | 0 | 0 | 0 | 0 | 0 | 0 | 0 | 0 | 0 | 0 | 0 | 0 | 0 | 0 | 0 | 0 | 0 | 0 | 0 | 0 | 0 | 0 | 0 | 0
Total excluding storage |  | 35486.534 | 33861.1968 | 81833.4604 | 82747.0862 | 184030.2284 | -8966.1442 | -8578.3693 | 3445.2408 | 47505.8424 | 70141.4063 | 74346.3358 | 465979.9078 | 179912.2479 | 171671.9922 | 220675.7484 | 221404.5748 | 243633.9158 | 256912.1564 | 253792.8819 | 254061.8165 | 249444.7578 | 283073.0064 | 276034.959 | 265290.9277 | 268967.8156 | 293151.18 | 280663.9716 | 267132.2013 | 260013.9316
Region | Technology | 2021-22 | 2022-23 | 2023-24 | 2024-25 | 2025-26 | 2026-27 | 2027-28 | 2028-29 | 2029-30 | 2030-31 | 2031-32 | 2032-33 | 2033-34 | 2034-35 | 2035-36 | 2036-37 | 2037-38 | 2038-39 | 2039-40 | 2040-41 | 2041-42 | 2042-43 | 2043-44 | 2044-45 | 2045-46 | 2046-47 | 2047-48 | 2048-49 | 2049-50
QLD1 | Black Coal | 0 | 0 | 0 | -150623.0484 | -146289.9354 | -146610.8953 | -63839.4617 | -114053.4003 | -112828.5136 | -107660.7953 | 280431.9784 | 62848.3701 | 26861.3671 | -107025.7135 | -59563.7447 | -46970.8938 | -18198.1622 | -17364.6585 | -16613.6591 | -15808.3994 | 224751.0914 | -14393.464 | -12825.7162 | -12167.8896 | -5805.2906 | -7.4162e-06 | -7.0955e-06 | -6.7516e-06 | -6.4423e-06
QLD1 | Brown Coal | 0 | 0 | 0 | 0 | 0 | 0 | 0 | 0 | 0 | 0 | 0 | 0 | 0 | 0 | 0 | 0 | 0 | 0 | 0 | 0 | 0 | 0 | 0 | 0 | 0 | 0 | 0 | 0 | 0
QLD1 | CCGT | 1.7455e-05 | 1.6656e-05 | 1.6947e-05 | 2.2965e-05 | 2.1913e-05 | 2.0909e-05 | 2.0005e-05 | 2.089e-05 | 1.9933e-05 | 2.0993e-05 | 2.5901e-05 | 2.9251e-05 | 2.7911e-05 | 2.6633e-05 | 2.5481e-05 | 2.4246e-05 | 2.712e-05 | 2.5878e-05 | 2.6174e-05 | 2.4906e-05 | 2.3765e-05 | 2.2677e-05 | 2.1696e-05 | 2.0644e-05 | 1.9699e-05 | 1.8796e-05 | 1.7984e-05 | 1.7112e-05 | 1.6328e-05
QLD1 | Gas - Steam | 0 | 0 | 0 | 0 | 0 | 0 | 0 | 0 | 0 | 0 | 0 | 0 | 0 | 0 | 0 | 0 | 0 | 0 | 0 | 0 | 0 | 0 | 0 | 0 | 0 | 0 | 0 | 0 | 0
QLD1 | OCGT / Diesel | 5.7744e-05 | 5.7899e-05 | 5.8563e-05 | 5.5724e-05 | 5.3172e-05 | 5.0737e-05 | 4.8543e-05 | 4.8601e-05 | 4.6375e-05 | 4.8768e-05 | 6.2791e-05 | 8.1433e-05 | 7.7703e-05 | 7.4144e-05 | 7.0937e-05 | 6.7499e-05 | 9.6374e-05 | 9.196e-05 | 4042.9422 | 3846.9819 | 3670.7842 | 5502.0515 | 5264.0947 | 5008.9454 | 4779.5281 | 8626.2922 | 8253.216 | 7853.1848 | 11944.1914
QLD1 | Hydro | 0 | 0 | 0 | 0 | 0 | 0 | 0 | 0 | 0 | 0 | 0 | 0 | 0 | 0 | 0 | 0 | 0 | 0 | 0 | 0 | 0 | 0 | 0 | 0 | 0 | 0 | 0 | 0 | 0
QLD1 | Wind | 94987.3632 | 90636.7969 | 86716.8703 | 107902.5649 | 108779.5554 | 103797.2857 | 99509.1906 | 108835.0174 | 103850.2074 | 99093.7093 | 98132.7374 | 106877.3634 | 121845.9406 | 118073.3212 | 116937.6666 | 116986.8603 | 121378.2228 | 115818.9148 | 110809.8935 | 105438.9668 | 106700.9936 | 116573.4904 | 111531.8346 | 112779.8975 | 117297.35 | 113994.4961 | 109064.3786 | 134067.459 | 127926.9648
QLD1 | Solar PV | 0.00013845 | 0.00024082 | 0.00024095 | 0.00055521 | 0.00052978 | 0.00051085 | 0.00049473 | 0.00053874 | 0.00052394 | 0.00068901 | 3908.1372 | 10366.6331 | 16154.12 | 15414.2366 | 14747.5904 | 14032.7786 | 31010.2195 | 29589.9041 | 35500.4671 | 39363.4809 | 44407.5407 | 62349.9234 | 59653.3682 | 56761.985 | 54162.1994 | 81318.6822 | 77801.7522 | 74030.7217 | 85551.3059
QLD1 | Grid Battery | 5.9159e-05 | 8.3655e-05 | 8.0037e-05 | 0.00012053 | 0.00017105 | 0.00016321 | 0.00028852 | 0.0047948 | 0.0045752 | 0.0043657 | 0.0041769 | 5696.5045 | 7587.2697 | 7239.7612 | 6926.6507 | 6590.9177 | 6289.0436 | 6000.9958 | 5741.4604 | 5463.1733 | 5212.9516 | 13647.2342 | 13057.0086 | 18679.0723 | 20451.032 | 47367.7566 | 45319.1611 | 52807.8645 | 50389.1837
QLD1 | Pumped Hydro | 0 | 0 | 9.9588e-05 | 0.00013743 | 0.00013114 | 0.00015844 | 0.00016189 | 0.00099442 | 0.00094888 | 0.00090542 | 0.00086626 | 4886.3315 | 8095.5228 | 7724.7355 | 7390.6505 | 7032.4276 | 16009.6097 | 15276.3451 | 15586.4453 | 14830.9744 | 15082.4354 | 18259.7383 | 17470.0278 | 16623.2601 | 15861.8894 | 15135.3906 | 14480.8041 | 13778.9233 | 13147.8276
QLD1 | VPP | 0 | 0 | 0 | 0 | 0 | 0 | 0 | 0 | 0 | 0 | 0 | 0 | 0 | 0 | 0 | 0 | 0 | 0 | 0 | 0 | 0 | 0 | 0 | 0 | 0 | 0 | 0 | 0 | 0
Total excluding storage |  | 94987.3634 | 90636.7972 | 86716.8706 | -42720.4828 | -37510.3793 | -42813.6091 | 35669.7295 | -5218.3823 | -8978.3055 | -8567.0852 | 382472.8532 | 180092.3667 | 164861.4278 | 26461.8444 | 72121.5125 | 84048.7452 | 134190.2802 | 128044.1605 | 133739.6437 | 132841.0301 | 379530.4099 | 170032.0013 | 163623.5813 | 162382.9384 | 170433.7868 | 203939.4706 | 195119.3468 | 215951.3654 | 225422.462
Region | Technology | 2021-22 | 2022-23 | 2023-24 | 2024-25 | 2025-26 | 2026-27 | 2027-28 | 2028-29 | 2029-30 | 2030-31 | 2031-32 | 2032-33 | 2033-34 | 2034-35 | 2035-36 | 2036-37 | 2037-38 | 2038-39 | 2039-40 | 2040-41 | 2041-42 | 2042-43 | 2043-44 | 2044-45 | 2045-46 | 2046-47 | 2047-48 | 2048-49 | 2049-50
VIC1 | Black Coal | 0 | 0 | 0 | 0 | 0 | 0 | 0 | 0 | 0 | 0 | 0 | 0 | 0 | 0 | 0 | 0 | 0 | 0 | 0 | 0 | 0 | 0 | 0 | 0 | 0 | 0 | 0 | 0 | 0
VIC1 | Brown Coal | 0 | 0 | 0 | -321234.3892 | -317804.4477 | -344124.5593 | -468378.1354 | -445675.9704 | -391742.1853 | -341813.9718 | -294242.5825 | -248781.5944 | -237387.0174 | -226514.3295 | -216717.8717 | -206213.6129 | -196768.7145 | -187756.4069 | -179636.1801 | -170929.2612 | -163100.44 | -155630.1908 | -148899.3822 | -141682.2679 | -135193.0037 | -129000.9576 | -88405.2936 | 0 | 0
VIC1 | CCGT | 1.518e-05 | 1.4484e-05 | 1.3858e-05 | 2.332e-05 | 2.2252e-05 | 2.1233e-05 | 2.0314e-05 | 2.0177e-05 | 1.9252e-05 | 1.8371e-05 | 1.8964e-05 | 2.593e-05 | 2.4743e-05 | 2.361e-05 | 2.2588e-05 | 2.1494e-05 | 2.949e-05 | 2.814e-05 | 3.1391e-05 | 2.987e-05 | 4.4457e-05 | 4.2421e-05 | 4.4927e-05 | 4.2749e-05 | 4.0791e-05 | 5.6578e-05 | 5.4131e-05 | 7.2352e-05 | 6.9038e-05
VIC1 | Gas - Steam | 0 | 0 | 0 | 0 | 0 | 0 | 0 | 0 | 0 | 0 | 0 | 0 | 0 | 0 | 0 | 0 | 0 | 0 | 0 | 0 | 0 | 0 | 0 | 0 | 0 | 0 | 0 | 0 | 0
VIC1 | OCGT / Diesel | 5.5689e-05 | 5.4242e-05 | 5.1896e-05 | 4.9381e-05 | 4.7119e-05 | 4.4961e-05 | 4.3016e-05 | 4.0931e-05 | 3.9824e-05 | 4.0594e-05 | 4.1438e-05 | 8.961e-05 | 8.5505e-05 | 8.1589e-05 | 0.00037754 | 0.00035924 | 148.8271 | 142.0106 | 451.4498 | 429.5682 | 5173.1254 | 4936.1883 | 7197.1065 | 8396.4937 | 8011.9214 | 7644.9632 | 7314.3282 | 8061.4898 | 10726.6992
VIC1 | Hydro | 0 | 0 | 0 | 0 | 0 | 0 | 0 | 0 | 0 | 0 | 0 | 0 | 0 | 0 | 0 | 0 | 0 | 0 | 0 | 0 | 0 | 0 | 0 | 0 | 0 | 0 | 0 | 0 | 0
VIC1 | Wind | 0.001899 | 0.0018121 | 0.0018711 | 28176.0048 | 28806.4516 | 36453.5433 | 58879.2658 | 65310.2941 | 62318.9829 | 59464.6783 | 59425.1063 | 56544.7869 | 62776.8807 | 73171.9968 | 70007.4006 | 67696.1991 | 94622.0779 | 90288.2422 | 86383.3901 | 87038.5644 | 89654.024 | 85547.7328 | 81847.9018 | 77880.7553 | 74313.6978 | 70910.017 | 67843.2487 | 64554.9041 | 82770.0322
VIC1 | Solar PV | 4.5626e-05 | 6.7599e-05 | 7.2827e-05 | 0.00048109 | 2106.9857 | 2010.4827 | 9170.4577 | 8725.968 | 8326.3054 | 12115.951 | 15381.79 | 22633.0773 | 21596.4478 | 20607.2975 | 19716.058 | 18760.4258 | 20201.4277 | 19276.1715 | 18442.5017 | 19162.1196 | 33659.4055 | 35571.1052 | 37974.3511 | 36133.7442 | 35206.6942 | 33694.0569 | 32236.8316 | 30674.3207 | 29269.39
VIC1 | Grid Battery | 5.6357e-05 | 8.1241e-05 | 7.7727e-05 | 0.00010731 | 0.00017753 | 0.00019804 | 0.00020095 | 0.00024052 | 0.00028567 | 0.00035188 | 0.00039094 | 0.0041548 | 0.0039645 | 0.0037829 | 0.0036204 | 0.0034449 | 0.0032871 | 0.0031366 | 0.0030009 | 0.0028555 | 0.0027247 | 0.0025999 | 0.0024874 | 5293.4231 | 5050.9762 | 4819.6338 | 13761.3991 | 15256.1717 | 20061.1768
VIC1 | Pumped Hydro | 0 | 0 | 0.00011021 | 0.00024888 | 0.00023748 | 0.00033086 | 0.00031655 | 0.00030121 | 0.00034371 | 0.00036789 | 0.00042327 | 4170.6816 | 3979.658 | 3797.3836 | 7224.0083 | 6873.8625 | 8695.5125 | 8297.2448 | 7938.3994 | 7553.6273 | 13639.5985 | 13014.8841 | 12452.0068 | 12027.6825 | 11476.7963 | 10951.1415 | 10477.5185 | 9969.6759 | 9513.0495
VIC1 | VPP | 0 | 0 | 0 | 0 | 0 | 0 | 0 | 0 | 0 | 0 | 0 | 0 | 0 | 0 | 0 | 0 | 0 | 0 | 0 | 0 | 0 | 0 | 0 | 0 | 0 | 0 | 0 | 0 | 0
Total excluding storage |  | 0.0020155 | 0.0019484 | 0.0020097 | -293058.3839 | -286891.0102 | -305660.5333 | -400328.4118 | -371639.7083 | -321096.897 | -270233.3424 | -219435.6861 | -169603.7301 | -153013.6889 | -132735.0352 | -126994.4128 | -119756.9876 | -81796.3818 | -78049.9826 | -74358.8384 | -64299.0091 | -34613.8851 | -29575.1644 | -21880.0228 | -19271.2747 | -17660.6903 | -16751.9205 | 18989.115 | 103290.7147 | 122766.1215
Region | Technology | 2021-22 | 2022-23 | 2023-24 | 2024-25 | 2025-26 | 2026-27 | 2027-28 | 2028-29 | 2029-30 | 2030-31 | 2031-32 | 2032-33 | 2033-34 | 2034-35 | 2035-36 | 2036-37 | 2037-38 | 2038-39 | 2039-40 | 2040-41 | 2041-42 | 2042-43 | 2043-44 | 2044-45 | 2045-46 | 2046-47 | 2047-48 | 2048-49 | 2049-50
SA1 | Black Coal | 0 | 0 | 0 | 0 | 0 | 0 | 0 | 0 | 0 | 0 | 0 | 0 | 0 | 0 | 0 | 0 | 0 | 0 | 0 | 0 | 0 | 0 | 0 | 0 | 0 | 0 | 0 | 0 | 0
SA1 | Brown Coal | 0 | 0 | 0 | 0 | 0 | 0 | 0 | 0 | 0 | 0 | 0 | 0 | 0 | 0 | 0 | 0 | 0 | 0 | 0 | 0 | 0 | 0 | 0 | 0 | 0 | 0 | 0 | 0 | 0
SA1 | CCGT | 1.4896e-05 | 1.4214e-05 | 1.6997e-05 | 1.9061e-05 | 1.8188e-05 | 1.7355e-05 | 1.6604e-05 | 1.5799e-05 | 1.5076e-05 | 1.4385e-05 | 1.3763e-05 | 1.9979e-05 | 1.9064e-05 | 1.8191e-05 | 2.0088e-05 | 1.9114e-05 | 2.8104e-05 | 2.6817e-05 | 2.5657e-05 | 2.4414e-05 | 2.8208e-05 | 2.6916e-05 | 2.5752e-05 | 2.4504e-05 | 2.3381e-05 | 2.2311e-05 | 2.1346e-05 | 2.0311e-05 | 1.9381e-05
SA1 | Gas - Steam | 0 | 0 | 0 | 0 | 0 | 0 | 0 | 0 | 0 | 0 | 0 | 0 | 0 | 0 | 0 | 0 | 0 | 0 | 0 | 0 | 0 | 0 | 0 | 0 | 0 | 0 | 0 | 0 | 0
SA1 | OCGT / Diesel | 5.559e-05 | 5.4103e-05 | 5.1763e-05 | 4.9254e-05 | 4.6998e-05 | 4.4845e-05 | 4.2906e-05 | 4.0826e-05 | 3.9765e-05 | 4.0424e-05 | 4.0959e-05 | 8.1704e-05 | 7.7962e-05 | 7.4391e-05 | 0.0017499 | 0.001665 | 2189.5174 | 2089.2342 | 1998.8775 | 1901.9924 | 1814.8783 | 1731.7541 | 2986.5754 | 2841.8168 | 2711.6573 | 2587.4592 | 2475.5549 | 2355.5654 | 2247.6769
SA1 | Hydro | 0 | 0 | 0 | 0 | 0 | 0 | 0 | 0 | 0 | 0 | 0 | 0 | 0 | 0 | 0 | 0 | 0 | 0 | 0 | 0 | 0 | 0 | 0 | 0 | 0 | 0 | 0 | 0 | 0
SA1 | Wind | 8106.0396 | 7734.7706 | 8879.2979 | 21069.3795 | 20104.3697 | 19183.5589 | 21955.8173 | 33364.0392 | 31835.9153 | 31077.7659 | 29733.692 | 38591.2263 | 36823.6892 | 35137.1081 | 33617.4741 | 31988.0438 | 30995.3389 | 33364.8059 | 37559.0162 | 35738.5404 | 36221.9265 | 36720.6526 | 39792.4831 | 37863.7521 | 37999.529 | 48324.6782 | 46234.6971 | 43993.7133 | 42147.3567
SA1 | Solar PV | 0.00014484 | 0.00025115 | 0.00028746 | 0.00078773 | 0.0019045 | 0.0018186 | 0.0023328 | 0.0022209 | 0.0021223 | 0.032819 | 1041.9441 | 991.4414 | 946.0323 | 2600.7813 | 2488.3008 | 3936.9219 | 8159.6094 | 7785.8869 | 7449.1572 | 7088.0986 | 6763.4529 | 6712.0724 | 11575.6823 | 11014.6119 | 10510.1259 | 10028.7463 | 9595.0157 | 9129.9495 | 10671.3409
SA1 | Grid Battery | 5.8398e-05 | 8.7805e-05 | 8.4008e-05 | 0.00010942 | 0.00014286 | 0.00018537 | 0.00022958 | 0.00031138 | 0.00040182 | 0.00039994 | 0.00041196 | 979.2139 | 934.3644 | 891.5691 | 5933.0242 | 5645.4521 | 5386.8818 | 5140.1544 | 4917.8492 | 4679.4823 | 5111.8405 | 4877.7104 | 4666.7556 | 6773.6124 | 6463.3706 | 6167.3383 | 5900.6088 | 5614.6078 | 5357.4502
SA1 | Pumped Hydro | 0 | 0 | 8.1072e-05 | 8.2463e-05 | 7.8686e-05 | 8.9342e-05 | 8.5478e-05 | 8.1335e-05 | 8.421e-05 | 9.0929e-05 | 9.1216e-05 | 0.00016304 | 0.00015558 | 0.00014845 | 0.00016863 | 0.00016046 | 0.00020402 | 0.00019467 | 0.00018625 | 0.00017722 | 0.00023342 | 0.00022273 | 0.00021309 | 0.00037077 | 0.00035379 | 0.00033758 | 0.00032298 | 0.00030733 | 0.00029325
SA1 | VPP | 0 | 0 | 0 | 0 | 0 | 0 | 0 | 0 | 0 | 0 | 0 | 0 | 0 | 0 | 0 | 0 | 0 | 0 | 0 | 0 | 0 | 0 | 0 | 0 | 0 | 0 | 0 | 0 | 0
Total excluding storage |  | 8106.0398 | 7734.7709 | 8879.2983 | 21069.3803 | 20104.3717 | 19183.5608 | 21955.8197 | 33364.0415 | 31835.9174 | 31077.7988 | 30775.6362 | 39582.6679 | 37769.7216 | 37737.8895 | 36105.7766 | 35924.9674 | 41344.4658 | 43239.927 | 47007.0509 | 44728.6314 | 44800.2577 | 45164.4791 | 54354.7408 | 51720.1809 | 51221.3122 | 60940.8838 | 58305.2677 | 55479.2283 | 55066.3746
Region | Technology | 2021-22 | 2022-23 | 2023-24 | 2024-25 | 2025-26 | 2026-27 | 2027-28 | 2028-29 | 2029-30 | 2030-31 | 2031-32 | 2032-33 | 2033-34 | 2034-35 | 2035-36 | 2036-37 | 2037-38 | 2038-39 | 2039-40 | 2040-41 | 2041-42 | 2042-43 | 2043-44 | 2044-45 | 2045-46 | 2046-47 | 2047-48 | 2048-49 | 2049-50
TAS1 | Black Coal | 0 | 0 | 0 | 0 | 0 | 0 | 0 | 0 | 0 | 0 | 0 | 0 | 0 | 0 | 0 | 0 | 0 | 0 | 0 | 0 | 0 | 0 | 0 | 0 | 0 | 0 | 0 | 0 | 0
TAS1 | Brown Coal | 0 | 0 | 0 | 0 | 0 | 0 | 0 | 0 | 0 | 0 | 0 | 0 | 0 | 0 | 0 | 0 | 0 | 0 | 0 | 0 | 0 | 0 | 0 | 0 | 0 | 0 | 0 | 0 | 0
TAS1 | CCGT | 1.267e-05 | 1.209e-05 | 1.1567e-05 | 1.1006e-05 | 1.0502e-05 | 1.0021e-05 | 1.1149e-05 | 1.1496e-05 | 1.0969e-05 | 1.1446e-05 | 1.0951e-05 | 1.296e-05 | 1.2366e-05 | 1.18e-05 | 1.1289e-05 | 1.0742e-05 | 1.173e-05 | 1.1192e-05 | 1.3355e-05 | 1.2707e-05 | 1.2892e-05 | 1.2301e-05 | 1.1769e-05 | 1.1199e-05 | 1.0686e-05 | 1.1295e-05 | 1.0806e-05 | 1.1946e-05 | 1.1399e-05
TAS1 | Gas - Steam | 0 | 0 | 0 | 0 | 0 | 0 | 0 | 0 | 0 | 0 | 0 | 0 | 0 | 0 | 0 | 0 | 0 | 0 | 0 | 0 | 0 | 0 | 0 | 0 | 0 | 0 | 0 | 0 | 0
TAS1 | OCGT / Diesel | 5.6076e-05 | 5.3507e-05 | 5.1193e-05 | 4.8712e-05 | 4.6481e-05 | 4.4352e-05 | 4.2434e-05 | 4.1079e-05 | 4.1151e-05 | 4.1606e-05 | 4.1942e-05 | 5.4489e-05 | 5.1993e-05 | 4.9612e-05 | 4.7466e-05 | 4.5165e-05 | 5.2058e-05 | 4.9674e-05 | 7.2204e-05 | 6.8704e-05 | 6.7414e-05 | 6.4326e-05 | 6.1544e-05 | 5.8561e-05 | 5.5879e-05 | 5.332e-05 | 5.1014e-05 | 5.549e-05 | 5.2948e-05
TAS1 | Hydro | 0 | 0 | 0 | 0 | 0 | 0 | 0 | 0 | 0 | 0 | 0 | 0 | 0 | 0 | 0 | 0 | 0 | 0 | 0 | 0 | 0 | 0 | 0 | 0 | 0 | 0 | 0 | 0 | 0
TAS1 | Wind | 11019.5775 | 10514.8641 | 17491.2898 | 16643.4915 | 15881.1942 | 15153.8112 | 23637.9412 | 22492.2164 | 37710.6132 | 35983.4106 | 34986.4412 | 35634.6832 | 34002.5602 | 32445.1911 | 31041.9777 | 31291.656 | 29858.4504 | 29815.9975 | 30328.5813 | 28858.5629 | 27878.377 | 27239.4352 | 26061.3642 | 24798.1766 | 23662.3823 | 26774.9372 | 27095.1113 | 27566.4551 | 26485.3641
TAS1 | Solar PV | 1.7832e-05 | 2.9417e-05 | 3.3094e-05 | 5.0192e-05 | 4.7893e-05 | 4.57e-05 | 4.3723e-05 | 4.1604e-05 | 7.7204e-05 | 8.558e-05 | 8.1879e-05 | 7.791e-05 | 7.4342e-05 | 7.0937e-05 | 6.7869e-05 | 6.4579e-05 | 6.8658e-05 | 6.5513e-05 | 9.9966e-05 | 0.00011694 | 0.00013813 | 0.0001318 | 0.0001261 | 0.00011999 | 0.00011449 | 0.00021175 | 0.00020259 | 0.00044178 | 0.00045072
TAS1 | Grid Battery | 5.5626e-05 | 7.9322e-05 | 7.5891e-05 | 9.1142e-05 | 0.00012324 | 0.00011975 | 0.00016077 | 0.00019132 | 0.00023362 | 0.00024932 | 0.00025114 | 0.00033564 | 0.00032027 | 0.0003056 | 0.00029238 | 0.00027821 | 0.00030005 | 0.00028745 | 0.00040053 | 0.00038111 | 0.00045384 | 0.00043305 | 0.00041432 | 0.00039424 | 0.00038767 | 0.00037526 | 0.00036079 | 0.00037281 | 0.00040413
TAS1 | Pumped Hydro | 0 | 0 | 0.00024475 | 0.00023288 | 0.00023837 | 0.00025934 | 0.00035449 | 0.00039731 | 2593.7973 | 3060.6073 | 3228.4502 | 7633.1488 | 7283.5389 | 6949.9417 | 6649.3655 | 6327.0725 | 6381.9655 | 6089.6618 | 6006.2101 | 5715.0906 | 5803.6533 | 5537.8371 | 5298.3327 | 5041.5238 | 4810.6144 | 4590.2809 | 4391.757 | 4178.8897 | 3987.4902
TAS1 | VPP | 0 | 0 | 0 | 0 | 0 | 0 | 0 | 0 | 0 | 0 | 0 | 0 | 0 | 0 | 0 | 0 | 0 | 0 | 0 | 0 | 0 | 0 | 0 | 0 | 0 | 0 | 0 | 0 | 0
Total excluding storage |  | 11019.5776 | 10514.8642 | 17491.2899 | 16643.4916 | 15881.1943 | 15153.8113 | 23637.9413 | 22492.2165 | 37710.6134 | 35983.4107 | 34986.4414 | 35634.6833 | 34002.5604 | 32445.1912 | 31041.9778 | 31291.6561 | 29858.4505 | 29815.9977 | 30328.5815 | 28858.5631 | 27878.3773 | 27239.4354 | 26061.3644 | 24798.1768 | 23662.3824 | 26774.9374 | 27095.1116 | 27566.4556 | 26485.3646

## Marinus_Fuel Cost
Fuel cost by technology ($000s) - Marinus Link, Step Change High Electrification Sensitivity
Fuel | Real June 2020 dollars discounted to 1 July 2020
Explicitly modelled generation
Region | Technology | 2021-22 | 2022-23 | 2023-24 | 2024-25 | 2025-26 | 2026-27 | 2027-28 | 2028-29 | 2029-30 | 2030-31 | 2031-32 | 2032-33 | 2033-34 | 2034-35 | 2035-36 | 2036-37 | 2037-38 | 2038-39 | 2039-40 | 2040-41 | 2041-42 | 2042-43 | 2043-44 | 2044-45 | 2045-46 | 2046-47 | 2047-48 | 2048-49 | 2049-50
NEM | Black Coal | 1481656.6549 | 1302620.0495 | 1211072.5212 | 987461.1605 | 819398.9246 | 725108.1664 | 651576.1998 | 670472.0851 | 625555.5394 | 584325.6638 | 531982.5156 | 308212.0739 | 297908.4033 | 249577.7739 | 187326.0155 | 174948.2359 | 172456.4812 | 163375.6837 | 145007.1642 | 137002.1704 | 106609.5172 | 66779.1936 | 50785.7586 | 36047.3134 | 31453.8616 | 29870.7907 | 27652.1763 | 23739.7685 | 22887.7908
NEM | Brown Coal | 203123.9159 | 169479.1651 | 167344.716 | 77605.8675 | 73340.6606 | 54169.9454 | 0.0031703 | 0.0025005 | 0.0021147 | 0.0019254 | 0.001619 | 0.0014421 | 0.0014218 | 0.0012748 | 0.0012261 | 0.0011217 | 0.00096157 | 0.00097915 | 0.0008132 | 0.00078653 | 0.00084175 | 0.00086978 | 0.00082088 | 0.00073451 | 0.00067771 | 0.00072916 | 0.00031176 | 0 | 0
NEM | CCGT | 173845.0242 | 162745.6543 | 119042.6142 | 196998.9341 | 231327.5513 | 196436.8899 | 166267.7594 | 168229.2058 | 152302.3904 | 170148.3793 | 201651.4661 | 215216.6627 | 239452.404 | 228216.3584 | 189957.1416 | 152336.2267 | 132517.7044 | 129707.8461 | 108043.1498 | 107484.5373 | 108403.9333 | 112932.3145 | 63208.9043 | 56856.791 | 28193.6343 | 21199.0469 | 20268.9245 | 19262.6073 | 18368.0509
NEM | Gas - Steam | 83272.9128 | 78213.9087 | 72418.4303 | 24228.6484 | 25775.0883 | 24752.5411 | 17490.6998 | 21974.9916 | 12786.1329 | 14858.8885 | 20391.2231 | 40243.6688 | 38489.3497 | 73537.4634 | 20361.9495 | 19646.542 | 35444.189 | 35115.024 | 3591.6052 | 4001.5328 | 4773.4045 | 4721.931 | 3786.6805 | 3622.2122 | 2797.0942 | 0 | 0 | 0 | 0
NEM | OCGT / Diesel | 5052.678 | 1790.3017 | 8319.3204 | 31657.7142 | 23467.1871 | 26321.6901 | 16700.8772 | 27952.8723 | 12627.3753 | 24782.1845 | 40387.5451 | 72233.3228 | 59712.8019 | 88572.3968 | 88857.8113 | 96303.0997 | 214330.6408 | 188525.167 | 320780.0487 | 396820.142 | 371385.8731 | 413748.0825 | 599265.2006 | 391987.0398 | 391342.0817 | 561952.6021 | 560852.1231 | 648251.1983 | 659634.8473
NEM | Hydro | 0 | 0 | 0 | 0 | 0 | 0 | 0 | 0 | 0 | 0 | 0 | 0 | 0 | 0 | 0 | 0 | 0 | 0 | 0 | 0 | 0 | 0 | 0 | 0 | 0 | 0 | 0 | 0 | 0
NEM | Wind | 0 | 0 | 0 | 0 | 0 | 0 | 0 | 0 | 0 | 0 | 0 | 0 | 0 | 0 | 0 | 0 | 0 | 0 | 0 | 0 | 0 | 0 | 0 | 0 | 0 | 0 | 0 | 0 | 0
NEM | Solar PV | 0 | 0 | 0 | 0 | 0 | 0 | 0 | 0 | 0 | 0 | 0 | 0 | 0 | 0 | 0 | 0 | 0 | 0 | 0 | 0 | 0 | 0 | 0 | 0 | 0 | 0 | 0 | 0 | 0
NEM | Grid Battery | 0 | 0 | 0 | 0 | 0 | 0 | 0 | 0 | 0 | 0 | 0 | 0 | 0 | 0 | 0 | 0 | 0 | 0 | 0 | 0 | 0 | 0 | 0 | 0 | 0 | 0 | 0 | 0 | 0
NEM | Pumped Hydro | 0 | 0 | 0 | 0 | 0 | 0 | 0 | 0 | 0 | 0 | 0 | 0 | 0 | 0 | 0 | 0 | 0 | 0 | 0 | 0 | 0 | 0 | 0 | 0 | 0 | 0 | 0 | 0 | 0
NEM | VPP | 0 | 0 | 0 | 0 | 0 | 0 | 0 | 0 | 0 | 0 | 0 | 0 | 0 | 0 | 0 | 0 | 0 | 0 | 0 | 0 | 0 | 0 | 0 | 0 | 0 | 0 | 0 | 0 | 0
Total excluding storage |  | 1946951.1859 | 1714849.0794 | 1578197.602 | 1317952.3246 | 1173309.4119 | 1026789.2329 | 852035.5394 | 888629.1573 | 803271.4401 | 794115.118 | 794412.7516 | 635905.7297 | 635562.9603 | 639903.9937 | 486502.9191 | 443234.1055 | 554749.0164 | 516723.7218 | 577421.9687 | 645308.3833 | 591172.729 | 598181.5225 | 717046.5448 | 488513.3572 | 453786.6725 | 613022.4405 | 608773.2242 | 691253.5741 | 700890.689
Region | Technology | 2021-22 | 2022-23 | 2023-24 | 2024-25 | 2025-26 | 2026-27 | 2027-28 | 2028-29 | 2029-30 | 2030-31 | 2031-32 | 2032-33 | 2033-34 | 2034-35 | 2035-36 | 2036-37 | 2037-38 | 2038-39 | 2039-40 | 2040-41 | 2041-42 | 2042-43 | 2043-44 | 2044-45 | 2045-46 | 2046-47 | 2047-48 | 2048-49 | 2049-50
NSW1 | Black Coal | 858633.451 | 735898.697 | 658545.246 | 627042.4808 | 500706.1754 | 420908.5519 | 393810.6593 | 411688.5697 | 384195.6316 | 359983.5059 | 326565.8803 | 112177.3043 | 132431.0075 | 110178.0374 | 56062.1917 | 66277.9995 | 68923.2198 | 63930.891 | 56928.1596 | 48057.8865 | 26376.9367 | 0 | 0 | 0 | 0 | 0 | 0 | 0 | 0
NSW1 | Brown Coal | 0 | 0 | 0 | 0 | 0 | 0 | 0 | 0 | 0 | 0 | 0 | 0 | 0 | 0 | 0 | 0 | 0 | 0 | 0 | 0 | 0 | 0 | 0 | 0 | 0 | 0 | 0 | 0 | 0
NSW1 | CCGT | 2263.622 | 2120.9943 | 6123.5721 | 15415.1958 | 20886.9567 | 11368.0279 | 13115.9849 | 21687.2478 | 18149.9785 | 24191.5934 | 30709.883 | 43738.2083 | 45171.1562 | 53076.2508 | 44435.0476 | 33910.8243 | 46061.4421 | 49204.7719 | 43864.3975 | 38382.7912 | 38320.4653 | 40323.5426 | 1907.6599 | 0.0015979 | 0.0015466 | 0.0016548 | 0.0015691 | 0.0014707 | 0.0013781
NSW1 | Gas - Steam | 0 | 0 | 0 | 0 | 0 | 0 | 0 | 0 | 0 | 0 | 0 | 0 | 0 | 0 | 0 | 0 | 0 | 0 | 0 | 0 | 0 | 0 | 0 | 0 | 0 | 0 | 0 | 0 | 0
NSW1 | OCGT / Diesel | 0.0010101 | 0.00099314 | 1190.1508 | 6136.4226 | 1036.2018 | 2214.718 | 1454.8982 | 3439.8181 | 1673.3432 | 2587.6464 | 2088.2979 | 12909.9608 | 7487.9216 | 23082.0617 | 22951.2956 | 28793.1828 | 81829.3891 | 89534.8485 | 131018.8303 | 176652.1574 | 103371.4136 | 128359.3037 | 253150.3988 | 150444.6261 | 131990.347 | 199734.4915 | 255811.8767 | 259690.8472 | 239052.1345
NSW1 | Hydro | 0 | 0 | 0 | 0 | 0 | 0 | 0 | 0 | 0 | 0 | 0 | 0 | 0 | 0 | 0 | 0 | 0 | 0 | 0 | 0 | 0 | 0 | 0 | 0 | 0 | 0 | 0 | 0 | 0
NSW1 | Wind | 0 | 0 | 0 | 0 | 0 | 0 | 0 | 0 | 0 | 0 | 0 | 0 | 0 | 0 | 0 | 0 | 0 | 0 | 0 | 0 | 0 | 0 | 0 | 0 | 0 | 0 | 0 | 0 | 0
NSW1 | Solar PV | 0 | 0 | 0 | 0 | 0 | 0 | 0 | 0 | 0 | 0 | 0 | 0 | 0 | 0 | 0 | 0 | 0 | 0 | 0 | 0 | 0 | 0 | 0 | 0 | 0 | 0 | 0 | 0 | 0
NSW1 | Grid Battery | 0 | 0 | 0 | 0 | 0 | 0 | 0 | 0 | 0 | 0 | 0 | 0 | 0 | 0 | 0 | 0 | 0 | 0 | 0 | 0 | 0 | 0 | 0 | 0 | 0 | 0 | 0 | 0 | 0
NSW1 | Pumped Hydro | 0 | 0 | 0 | 0 | 0 | 0 | 0 | 0 | 0 | 0 | 0 | 0 | 0 | 0 | 0 | 0 | 0 | 0 | 0 | 0 | 0 | 0 | 0 | 0 | 0 | 0 | 0 | 0 | 0
NSW1 | VPP | 0 | 0 | 0 | 0 | 0 | 0 | 0 | 0 | 0 | 0 | 0 | 0 | 0 | 0 | 0 | 0 | 0 | 0 | 0 | 0 | 0 | 0 | 0 | 0 | 0 | 0 | 0 | 0 | 0
Total excluding storage |  | 860897.0741 | 738019.6923 | 665858.9689 | 648594.0993 | 522629.3339 | 434491.2978 | 408381.5425 | 436815.6357 | 404018.9534 | 386762.7457 | 359364.0612 | 168825.4734 | 185090.0854 | 186336.3499 | 123448.5349 | 128982.0066 | 196814.051 | 202670.5114 | 231811.3874 | 263092.8351 | 168068.8156 | 168682.8463 | 255058.0587 | 150444.6277 | 131990.3486 | 199734.4932 | 255811.8783 | 259690.8486 | 239052.1358
Region | Technology | 2021-22 | 2022-23 | 2023-24 | 2024-25 | 2025-26 | 2026-27 | 2027-28 | 2028-29 | 2029-30 | 2030-31 | 2031-32 | 2032-33 | 2033-34 | 2034-35 | 2035-36 | 2036-37 | 2037-38 | 2038-39 | 2039-40 | 2040-41 | 2041-42 | 2042-43 | 2043-44 | 2044-45 | 2045-46 | 2046-47 | 2047-48 | 2048-49 | 2049-50
QLD1 | Black Coal | 623023.2039 | 566721.3525 | 552527.2752 | 360418.6797 | 318692.7492 | 304199.6145 | 257765.5404 | 258783.5154 | 241359.9077 | 224342.158 | 205416.6353 | 196034.7696 | 165477.3958 | 139399.7365 | 131263.8238 | 108670.2364 | 103533.2614 | 99444.7927 | 88079.0046 | 88944.2839 | 80232.5805 | 66779.1936 | 50785.7586 | 36047.3134 | 31453.8616 | 29870.7907 | 27652.1763 | 23739.7685 | 22887.7908
QLD1 | Brown Coal | 0 | 0 | 0 | 0 | 0 | 0 | 0 | 0 | 0 | 0 | 0 | 0 | 0 | 0 | 0 | 0 | 0 | 0 | 0 | 0 | 0 | 0 | 0 | 0 | 0 | 0 | 0 | 0 | 0
QLD1 | CCGT | 82196.8523 | 78206.9683 | 80836.7782 | 124274.9638 | 143282.1202 | 127181.6877 | 127041.5242 | 121268.9337 | 109988.4937 | 120271.2037 | 137400.0429 | 129051.9435 | 146171.785 | 122478.5289 | 110206.4434 | 83000.4678 | 86456.2589 | 80503.0709 | 64178.7489 | 69101.7428 | 70083.4638 | 72608.7678 | 61301.2402 | 56856.7857 | 28193.6291 | 21199.0406 | 20268.9186 | 19262.6005 | 18368.0445
QLD1 | Gas - Steam | 2069.6206 | 1990.4495 | 3746.2122 | 3641.8302 | 3556.7145 | 3377.8298 | 4665.7205 | 5543.4675 | 5336.4255 | 4275.61 | 4051.7052 | 4042.2965 | 6267.658 | 5027.4405 | 4208.0005 | 4628.491 | 4882.409 | 4421.826 | 3591.6052 | 4001.5328 | 4773.4045 | 4721.931 | 3786.6805 | 3622.2122 | 2797.0942 | 0 | 0 | 0 | 0
QLD1 | OCGT / Diesel | 0.0016763 | 0.0016312 | 0.0016276 | 9409.9215 | 4528.5622 | 4965.107 | 8116.1225 | 14592.0071 | 8634.7163 | 15270.6055 | 27872.9808 | 31213.4992 | 33133.2508 | 26242.3654 | 28794.5914 | 34278.6266 | 52695.5718 | 30367.1368 | 60961.1035 | 75112.7288 | 73551.6989 | 90391.3737 | 64928.5474 | 70066.2187 | 73104.8739 | 94580.2814 | 56300.5543 | 48668.6268 | 43247.5226
QLD1 | Hydro | 0 | 0 | 0 | 0 | 0 | 0 | 0 | 0 | 0 | 0 | 0 | 0 | 0 | 0 | 0 | 0 | 0 | 0 | 0 | 0 | 0 | 0 | 0 | 0 | 0 | 0 | 0 | 0 | 0
QLD1 | Wind | 0 | 0 | 0 | 0 | 0 | 0 | 0 | 0 | 0 | 0 | 0 | 0 | 0 | 0 | 0 | 0 | 0 | 0 | 0 | 0 | 0 | 0 | 0 | 0 | 0 | 0 | 0 | 0 | 0
QLD1 | Solar PV | 0 | 0 | 0 | 0 | 0 | 0 | 0 | 0 | 0 | 0 | 0 | 0 | 0 | 0 | 0 | 0 | 0 | 0 | 0 | 0 | 0 | 0 | 0 | 0 | 0 | 0 | 0 | 0 | 0
QLD1 | Grid Battery | 0 | 0 | 0 | 0 | 0 | 0 | 0 | 0 | 0 | 0 | 0 | 0 | 0 | 0 | 0 | 0 | 0 | 0 | 0 | 0 | 0 | 0 | 0 | 0 | 0 | 0 | 0 | 0 | 0
QLD1 | Pumped Hydro | 0 | 0 | 0 | 0 | 0 | 0 | 0 | 0 | 0 | 0 | 0 | 0 | 0 | 0 | 0 | 0 | 0 | 0 | 0 | 0 | 0 | 0 | 0 | 0 | 0 | 0 | 0 | 0 | 0
QLD1 | VPP | 0 | 0 | 0 | 0 | 0 | 0 | 0 | 0 | 0 | 0 | 0 | 0 | 0 | 0 | 0 | 0 | 0 | 0 | 0 | 0 | 0 | 0 | 0 | 0 | 0 | 0 | 0 | 0 | 0
Total excluding storage |  | 707289.6785 | 646918.7719 | 637110.2672 | 497745.3951 | 470060.1462 | 439724.239 | 397588.9076 | 400187.9237 | 365319.5432 | 364159.5772 | 374741.3643 | 360342.5089 | 351050.0896 | 293148.0714 | 274472.8591 | 230577.8219 | 247567.5011 | 214736.8264 | 216810.4622 | 237160.2883 | 228641.1478 | 234501.266 | 180802.2268 | 166592.5299 | 135549.4589 | 145650.1127 | 104221.6491 | 91670.9958 | 84503.358
Region | Technology | 2021-22 | 2022-23 | 2023-24 | 2024-25 | 2025-26 | 2026-27 | 2027-28 | 2028-29 | 2029-30 | 2030-31 | 2031-32 | 2032-33 | 2033-34 | 2034-35 | 2035-36 | 2036-37 | 2037-38 | 2038-39 | 2039-40 | 2040-41 | 2041-42 | 2042-43 | 2043-44 | 2044-45 | 2045-46 | 2046-47 | 2047-48 | 2048-49 | 2049-50
VIC1 | Black Coal | 0 | 0 | 0 | 0 | 0 | 0 | 0 | 0 | 0 | 0 | 0 | 0 | 0 | 0 | 0 | 0 | 0 | 0 | 0 | 0 | 0 | 0 | 0 | 0 | 0 | 0 | 0 | 0 | 0
VIC1 | Brown Coal | 203123.9159 | 169479.1651 | 167344.716 | 77605.8675 | 73340.6606 | 54169.9454 | 0.0031703 | 0.0025005 | 0.0021147 | 0.0019254 | 0.001619 | 0.0014421 | 0.0014218 | 0.0012748 | 0.0012261 | 0.0011217 | 0.00096157 | 0.00097915 | 0.0008132 | 0.00078653 | 0.00084175 | 0.00086978 | 0.00082088 | 0.00073451 | 0.00067771 | 0.00072916 | 0.00031176 | 0 | 0
VIC1 | CCGT | 0.00061873 | 0.00059604 | 0.0006173 | 0.0010734 | 0.0010487 | 0.00099853 | 0.00093627 | 0.00093734 | 0.0008906 | 0.00086937 | 0.00089391 | 0.0012294 | 0.0012009 | 0.0011519 | 0.0010804 | 0.0010454 | 0.0014411 | 0.001401 | 0.0015499 | 0.0014611 | 0.0021596 | 0.0021668 | 0.0022661 | 0.002031 | 0.0019863 | 0.0029441 | 0.0027682 | 0.0036679 | 0.0034767
VIC1 | Gas - Steam | 1061.0082 | 555.1163 | 887.3451 | 7795.348 | 6478.8045 | 6114.7705 | 5170.606 | 7640.346 | 1432.9531 | 4253.3135 | 6941.5635 | 15522.727 | 11671.663 | 25395.432 | 16153.949 | 15018.051 | 30561.78 | 30693.198 | 0 | 0 | 0 | 0 | 0 | 0 | 0 | 0 | 0 | 0 | 0
VIC1 | OCGT / Diesel | 1118.3816 | 30.6185 | 1018.3769 | 5356.9986 | 3387.9213 | 8250.2181 | 3021.6406 | 5195.8675 | 1524.9075 | 3452.4719 | 3940.5788 | 15780.7819 | 7284.831 | 19547.5721 | 21835.4048 | 20701.5499 | 31616.8553 | 24996.3114 | 72131.238 | 87062.4791 | 137839.7663 | 136129.714 | 197106.1898 | 128626.1128 | 144239.5002 | 225326.9351 | 212061.3771 | 294894.5856 | 339751.3816
VIC1 | Hydro | 0 | 0 | 0 | 0 | 0 | 0 | 0 | 0 | 0 | 0 | 0 | 0 | 0 | 0 | 0 | 0 | 0 | 0 | 0 | 0 | 0 | 0 | 0 | 0 | 0 | 0 | 0 | 0 | 0
VIC1 | Wind | 0 | 0 | 0 | 0 | 0 | 0 | 0 | 0 | 0 | 0 | 0 | 0 | 0 | 0 | 0 | 0 | 0 | 0 | 0 | 0 | 0 | 0 | 0 | 0 | 0 | 0 | 0 | 0 | 0
VIC1 | Solar PV | 0 | 0 | 0 | 0 | 0 | 0 | 0 | 0 | 0 | 0 | 0 | 0 | 0 | 0 | 0 | 0 | 0 | 0 | 0 | 0 | 0 | 0 | 0 | 0 | 0 | 0 | 0 | 0 | 0
VIC1 | Grid Battery | 0 | 0 | 0 | 0 | 0 | 0 | 0 | 0 | 0 | 0 | 0 | 0 | 0 | 0 | 0 | 0 | 0 | 0 | 0 | 0 | 0 | 0 | 0 | 0 | 0 | 0 | 0 | 0 | 0
VIC1 | Pumped Hydro | 0 | 0 | 0 | 0 | 0 | 0 | 0 | 0 | 0 | 0 | 0 | 0 | 0 | 0 | 0 | 0 | 0 | 0 | 0 | 0 | 0 | 0 | 0 | 0 | 0 | 0 | 0 | 0 | 0
VIC1 | VPP | 0 | 0 | 0 | 0 | 0 | 0 | 0 | 0 | 0 | 0 | 0 | 0 | 0 | 0 | 0 | 0 | 0 | 0 | 0 | 0 | 0 | 0 | 0 | 0 | 0 | 0 | 0 | 0 | 0
Total excluding storage |  | 205303.3063 | 170064.9004 | 169250.4386 | 90758.2151 | 83207.3874 | 68534.935 | 8192.2507 | 12836.2169 | 2957.8636 | 7705.7882 | 10882.1448 | 31303.5116 | 18956.4966 | 44943.0066 | 37989.3561 | 35719.603 | 62178.6377 | 55689.5118 | 72131.2404 | 87062.4814 | 137839.7693 | 136129.7171 | 197106.1929 | 128626.1156 | 144239.5029 | 225326.9388 | 212061.3802 | 294894.5892 | 339751.3851
Region | Technology | 2021-22 | 2022-23 | 2023-24 | 2024-25 | 2025-26 | 2026-27 | 2027-28 | 2028-29 | 2029-30 | 2030-31 | 2031-32 | 2032-33 | 2033-34 | 2034-35 | 2035-36 | 2036-37 | 2037-38 | 2038-39 | 2039-40 | 2040-41 | 2041-42 | 2042-43 | 2043-44 | 2044-45 | 2045-46 | 2046-47 | 2047-48 | 2048-49 | 2049-50
SA1 | Black Coal | 0 | 0 | 0 | 0 | 0 | 0 | 0 | 0 | 0 | 0 | 0 | 0 | 0 | 0 | 0 | 0 | 0 | 0 | 0 | 0 | 0 | 0 | 0 | 0 | 0 | 0 | 0 | 0 | 0
SA1 | Brown Coal | 0 | 0 | 0 | 0 | 0 | 0 | 0 | 0 | 0 | 0 | 0 | 0 | 0 | 0 | 0 | 0 | 0 | 0 | 0 | 0 | 0 | 0 | 0 | 0 | 0 | 0 | 0 | 0 | 0
SA1 | CCGT | 89384.5486 | 82417.6906 | 32082.2627 | 57308.7728 | 67158.4728 | 57887.1728 | 26110.2488 | 25273.0227 | 24163.9167 | 25685.5807 | 33541.5387 | 42426.509 | 48109.4609 | 52661.5769 | 35315.6489 | 35424.9329 | 0.0013222 | 0.001273 | 0.0012083 | 0.0011351 | 0.0013111 | 0.0012926 | 0.0012252 | 0.001106 | 0.0010734 | 0.0010602 | 0.00099484 | 0.00094639 | 0.00088698
SA1 | Gas - Steam | 80142.284 | 75668.343 | 67784.873 | 12791.4702 | 15739.5693 | 15259.9408 | 7654.3733 | 8791.1781 | 6016.7543 | 6329.965 | 9397.9544 | 20678.6453 | 20550.0287 | 43114.5909 | 0 | 0 | 0 | 0 | 0 | 0 | 0 | 0 | 0 | 0 | 0 | 0 | 0 | 0 | 0
SA1 | OCGT / Diesel | 3934.2931 | 1759.6801 | 6110.7904 | 10754.3709 | 14514.5011 | 10891.6465 | 4108.2152 | 4703.2777 | 794.4075 | 3394.8053 | 5929.0282 | 12119.6848 | 11763.8312 | 19585.0176 | 14669.3612 | 12163.9833 | 47899.7608 | 43626.8694 | 55311.4393 | 57437.023 | 56477.1221 | 58867.6897 | 83953.3506 | 42597.2552 | 41894.956 | 42142.6761 | 36477.7178 | 44398.9291 | 37423.5028
SA1 | Hydro | 0 | 0 | 0 | 0 | 0 | 0 | 0 | 0 | 0 | 0 | 0 | 0 | 0 | 0 | 0 | 0 | 0 | 0 | 0 | 0 | 0 | 0 | 0 | 0 | 0 | 0 | 0 | 0 | 0
SA1 | Wind | 0 | 0 | 0 | 0 | 0 | 0 | 0 | 0 | 0 | 0 | 0 | 0 | 0 | 0 | 0 | 0 | 0 | 0 | 0 | 0 | 0 | 0 | 0 | 0 | 0 | 0 | 0 | 0 | 0
SA1 | Solar PV | 0 | 0 | 0 | 0 | 0 | 0 | 0 | 0 | 0 | 0 | 0 | 0 | 0 | 0 | 0 | 0 | 0 | 0 | 0 | 0 | 0 | 0 | 0 | 0 | 0 | 0 | 0 | 0 | 0
SA1 | Grid Battery | 0 | 0 | 0 | 0 | 0 | 0 | 0 | 0 | 0 | 0 | 0 | 0 | 0 | 0 | 0 | 0 | 0 | 0 | 0 | 0 | 0 | 0 | 0 | 0 | 0 | 0 | 0 | 0 | 0
SA1 | Pumped Hydro | 0 | 0 | 0 | 0 | 0 | 0 | 0 | 0 | 0 | 0 | 0 | 0 | 0 | 0 | 0 | 0 | 0 | 0 | 0 | 0 | 0 | 0 | 0 | 0 | 0 | 0 | 0 | 0 | 0
SA1 | VPP | 0 | 0 | 0 | 0 | 0 | 0 | 0 | 0 | 0 | 0 | 0 | 0 | 0 | 0 | 0 | 0 | 0 | 0 | 0 | 0 | 0 | 0 | 0 | 0 | 0 | 0 | 0 | 0 | 0
Total excluding storage |  | 173461.1258 | 159845.7136 | 105977.9261 | 80854.6139 | 97412.5433 | 84038.76 | 37872.8373 | 38767.4785 | 30975.0785 | 35410.3509 | 48868.5213 | 75224.839 | 80423.3208 | 115361.1854 | 49985.0102 | 47588.9162 | 47899.7621 | 43626.8707 | 55311.4405 | 57437.0242 | 56477.1234 | 58867.691 | 83953.3518 | 42597.2563 | 41894.9571 | 42142.6772 | 36477.7188 | 44398.93 | 37423.5037
Region | Technology | 2021-22 | 2022-23 | 2023-24 | 2024-25 | 2025-26 | 2026-27 | 2027-28 | 2028-29 | 2029-30 | 2030-31 | 2031-32 | 2032-33 | 2033-34 | 2034-35 | 2035-36 | 2036-37 | 2037-38 | 2038-39 | 2039-40 | 2040-41 | 2041-42 | 2042-43 | 2043-44 | 2044-45 | 2045-46 | 2046-47 | 2047-48 | 2048-49 | 2049-50
TAS1 | Black Coal | 0 | 0 | 0 | 0 | 0 | 0 | 0 | 0 | 0 | 0 | 0 | 0 | 0 | 0 | 0 | 0 | 0 | 0 | 0 | 0 | 0 | 0 | 0 | 0 | 0 | 0 | 0 | 0 | 0
TAS1 | Brown Coal | 0 | 0 | 0 | 0 | 0 | 0 | 0 | 0 | 0 | 0 | 0 | 0 | 0 | 0 | 0 | 0 | 0 | 0 | 0 | 0 | 0 | 0 | 0 | 0 | 0 | 0 | 0 | 0 | 0
TAS1 | CCGT | 0.00058463 | 0.00055334 | 0.00056248 | 0.00054628 | 0.00052197 | 0.00051885 | 0.00057793 | 0.00059873 | 0.00059048 | 0.00061811 | 0.00060448 | 0.0007089 | 0.00068624 | 0.00066175 | 0.00062919 | 0.00060946 | 0.00066456 | 0.00063594 | 0.00074989 | 0.00070638 | 0.0007206 | 0.00069763 | 0.00065966 | 0.00060295 | 0.00058645 | 0.00063275 | 0.00059269 | 0.00066228 | 0.00062264
TAS1 | Gas - Steam | 0 | 0 | 0 | 0 | 0 | 0 | 0 | 0 | 0 | 0 | 0 | 0 | 0 | 0 | 0 | 0 | 0 | 0 | 0 | 0 | 0 | 0 | 0 | 0 | 0 | 0 | 0 | 0 | 0
TAS1 | OCGT / Diesel | 0.00066465 | 0.00059856 | 0.00062844 | 0.00062219 | 0.00060083 | 0.00061574 | 0.00066663 | 21.9019 | 0.0007641 | 76.6554 | 556.6594 | 209.3961 | 42.9673 | 115.3798 | 607.1583 | 365.7572 | 289.0638 | 0.00085506 | 1357.4375 | 555.7536 | 145.8722 | 0.001401 | 126.7139 | 252.8271 | 112.4046 | 168.218 | 200.5971 | 598.2097 | 160.3058
TAS1 | Hydro | 0 | 0 | 0 | 0 | 0 | 0 | 0 | 0 | 0 | 0 | 0 | 0 | 0 | 0 | 0 | 0 | 0 | 0 | 0 | 0 | 0 | 0 | 0 | 0 | 0 | 0 | 0 | 0 | 0
TAS1 | Wind | 0 | 0 | 0 | 0 | 0 | 0 | 0 | 0 | 0 | 0 | 0 | 0 | 0 | 0 | 0 | 0 | 0 | 0 | 0 | 0 | 0 | 0 | 0 | 0 | 0 | 0 | 0 | 0 | 0
TAS1 | Solar PV | 0 | 0 | 0 | 0 | 0 | 0 | 0 | 0 | 0 | 0 | 0 | 0 | 0 | 0 | 0 | 0 | 0 | 0 | 0 | 0 | 0 | 0 | 0 | 0 | 0 | 0 | 0 | 0 | 0
TAS1 | Grid Battery | 0 | 0 | 0 | 0 | 0 | 0 | 0 | 0 | 0 | 0 | 0 | 0 | 0 | 0 | 0 | 0 | 0 | 0 | 0 | 0 | 0 | 0 | 0 | 0 | 0 | 0 | 0 | 0 | 0
TAS1 | Pumped Hydro | 0 | 0 | 0 | 0 | 0 | 0 | 0 | 0 | 0 | 0 | 0 | 0 | 0 | 0 | 0 | 0 | 0 | 0 | 0 | 0 | 0 | 0 | 0 | 0 | 0 | 0 | 0 | 0 | 0
TAS1 | VPP | 0 | 0 | 0 | 0 | 0 | 0 | 0 | 0 | 0 | 0 | 0 | 0 | 0 | 0 | 0 | 0 | 0 | 0 | 0 | 0 | 0 | 0 | 0 | 0 | 0 | 0 | 0 | 0 | 0
Total excluding storage |  | 0.0012493 | 0.0011519 | 0.0011909 | 0.0011685 | 0.0011228 | 0.0011346 | 0.0012446 | 21.9025 | 0.0013546 | 76.6561 | 556.66 | 209.3968 | 42.9679 | 115.3804 | 607.1589 | 365.7578 | 289.0645 | 0.001491 | 1357.4383 | 555.7543 | 145.8729 | 0.0020986 | 126.7146 | 252.8277 | 112.4052 | 168.2186 | 200.5977 | 598.2103 | 160.3064

## Marinus_Build Cost
New generation build cost (CAPEX) by technology ($000s) - Marinus Link, Step Change High Electrification Sensitivity
CAPEX (Install) | Real June 2020 dollars discounted to 1 July 2020. The total capital costs are annualised for modelling purposes.
Explicitly modelled generation
Region | Technology | 2021-22 | 2022-23 | 2023-24 | 2024-25 | 2025-26 | 2026-27 | 2027-28 | 2028-29 | 2029-30 | 2030-31 | 2031-32 | 2032-33 | 2033-34 | 2034-35 | 2035-36 | 2036-37 | 2037-38 | 2038-39 | 2039-40 | 2040-41 | 2041-42 | 2042-43 | 2043-44 | 2044-45 | 2045-46 | 2046-47 | 2047-48 | 2048-49 | 2049-50
NEM | Black Coal | 0 | 0 | 0 | 0 | 0 | 0 | 0 | 0 | 0 | 0 | 0 | 0 | 0 | 0 | 0 | 0 | 0 | 0 | 0 | 0 | 0 | 0 | 0 | 0 | 0 | 0 | 0 | 0 | 0
NEM | Brown Coal | 0 | 0 | 0 | 0 | 0 | 0 | 0 | 0 | 0 | 0 | 0 | 0 | 0 | 0 | 0 | 0 | 0 | 0 | 0 | 0 | 0 | 0 | 0 | 0 | 0 | 0 | 0 | 0 | 0
NEM | CCGT | 0.00094885 | 0.00090539 | 0.00093536 | 0.001194 | 0.0011393 | 0.0010871 | 0.0010691 | 0.0010704 | 0.0010214 | 0.0010101 | 0.0010675 | 0.0014526 | 0.0013861 | 0.0013342 | 0.0013095 | 0.0012461 | 0.0016391 | 0.001564 | 0.001599 | 0.0015215 | 0.0018468 | 0.0017622 | 0.0017633 | 0.0016778 | 0.001601 | 0.0014832 | 0.0014191 | 0.0015985 | 0.0014313
NEM | Gas - Steam | 0 | 0 | 0 | 0 | 0 | 0 | 0 | 0 | 0 | 0 | 0 | 0 | 0 | 0 | 0 | 0 | 0 | 0 | 0 | 0 | 0 | 0 | 0 | 0 | 0 | 0 | 0 | 0 | 0
NEM | OCGT / Diesel | 0.002302 | 0.0022576 | 0.002213 | 0.0021135 | 0.0020167 | 0.0019243 | 0.0018411 | 0.0017763 | 0.0017219 | 0.001749 | 0.0018729 | 0.0041232 | 0.0039344 | 0.0038169 | 1141.0468 | 1085.7406 | 61692.1197 | 58866.5264 | 86546.6883 | 82351.7929 | 112508.1162 | 121119.1231 | 177627.4084 | 197524.6208 | 188477.6915 | 207609.4197 | 198630.5753 | 197223.2212 | 245755.3847
NEM | Hydro | 0 | 0 | 0 | 0 | 0 | 0 | 0 | 0 | 0 | 0 | 0 | 0 | 0 | 0 | 0 | 0 | 0 | 0 | 0 | 0 | 0 | 0 | 0 | 0 | 0 | 0 | 0 | 0 | 0
NEM | Wind | 746286.4207 | 712105.3639 | 958120.0894 | 1461752.9007 | 1459922.5046 | 1437906.4012 | 1558655.9036 | 1667570.7407 | 1668954.7992 | 1702547.2356 | 1692450.216 | 2035532.2301 | 2076875.0881 | 2052692.5005 | 1982224.5165 | 1972120.3006 | 2069677.4882 | 2062324.6385 | 2007273.1261 | 1932242.2028 | 1911839.7002 | 1965708.2307 | 1901723.5881 | 1838192.3746 | 1865314.5817 | 1734253.6278 | 1666166.9673 | 1633449.8661 | 1431120.3639
NEM | Solar PV | 0.0024102 | 0.0038786 | 0.0041162 | 0.01072 | 14579.5133 | 27137.3788 | 54446.2551 | 84957.5638 | 81066.3778 | 97408.668 | 124514.0443 | 285530.0566 | 337548.2485 | 328071.804 | 322623.4209 | 313159.7022 | 447681.6853 | 451611.2679 | 473285.3825 | 502586.0602 | 591654.2015 | 672478.648 | 668418.2297 | 636020.172 | 608918.6917 | 681826.7591 | 652338.615 | 620719.9374 | 645258.9909
NEM | Grid Battery | 0.0025009 | 0.0034493 | 0.0033001 | 0.004288 | 0.0052626 | 0.0055155 | 0.0068799 | 0.027159 | 0.027299 | 0.026937 | 0.026548 | 45303.8711 | 51766.9014 | 49395.8983 | 67762.7651 | 64478.3215 | 61525.1162 | 58707.172 | 56168.171 | 53445.7144 | 120016.1498 | 145253.5835 | 138971.5501 | 181886.8933 | 182614.3823 | 269380.985 | 290331.4191 | 316346.3633 | 321094.6742
NEM | Pumped Hydro | 0 | 0 | 0.0079321 | 0.010379 | 0.010041 | 0.011689 | 0.012682 | 0.022179 | 22691.9955 | 26768.3007 | 28228.4324 | 338241.22 | 361287.899 | 344740.3615 | 375753.9863 | 357541.2883 | 486697.0882 | 464405.6184 | 499287.417 | 475087.0858 | 551848.2942 | 569345.1094 | 544721.6547 | 520339.8191 | 496507.4608 | 473766.6609 | 453276.853 | 431306.6418 | 411552.139
NEM | VPP | 0 | 0 | 0 | 0 | 0 | 0 | 0 | 0 | 0 | 0 | 0 | 0 | 0 | 0 | 0 | 0 | 0 | 0 | 0 | 0 | 0 | 0 | 0 | 0 | 0 | 0 | 0 | 0 | 0
Total excluding storage |  | 746286.4263 | 712105.3709 | 958120.0966 | 1461752.9147 | 1474502.021 | 1465043.7829 | 1613102.1616 | 1752528.3074 | 1750021.1798 | 1799955.9063 | 1816964.2632 | 2321062.2923 | 2414423.342 | 2380764.3097 | 2305988.9855 | 2286365.7446 | 2579051.2948 | 2572802.4343 | 2567105.1985 | 2517180.0574 | 2616002.0198 | 2759306.0036 | 2747769.228 | 2671737.169 | 2662710.9665 | 2623689.8081 | 2517136.1591 | 2451393.0262 | 2322134.7409
Region | Technology | 2021-22 | 2022-23 | 2023-24 | 2024-25 | 2025-26 | 2026-27 | 2027-28 | 2028-29 | 2029-30 | 2030-31 | 2031-32 | 2032-33 | 2033-34 | 2034-35 | 2035-36 | 2036-37 | 2037-38 | 2038-39 | 2039-40 | 2040-41 | 2041-42 | 2042-43 | 2043-44 | 2044-45 | 2045-46 | 2046-47 | 2047-48 | 2048-49 | 2049-50
NSW1 | Black Coal | 0 | 0 | 0 | 0 | 0 | 0 | 0 | 0 | 0 | 0 | 0 | 0 | 0 | 0 | 0 | 0 | 0 | 0 | 0 | 0 | 0 | 0 | 0 | 0 | 0 | 0 | 0 | 0 | 0
NSW1 | Brown Coal | 0 | 0 | 0 | 0 | 0 | 0 | 0 | 0 | 0 | 0 | 0 | 0 | 0 | 0 | 0 | 0 | 0 | 0 | 0 | 0 | 0 | 0 | 0 | 0 | 0 | 0 | 0 | 0 | 0
NSW1 | CCGT | 0.00020012 | 0.00019095 | 0.00019672 | 0.00024452 | 0.00023332 | 0.00022263 | 0.00022304 | 0.00022178 | 0.00021162 | 0.00020193 | 0.00020752 | 0.00036595 | 0.00034919 | 0.00034477 | 0.00032986 | 0.00031387 | 0.00045376 | 0.00043298 | 0.00041425 | 0.00039417 | 0.00050823 | 0.00048495 | 0.0004886 | 0.00046492 | 0.00044363 | 0.00038499 | 0.00036834 | 0.00034616 | 0.00031256
NSW1 | Gas - Steam | 0 | 0 | 0 | 0 | 0 | 0 | 0 | 0 | 0 | 0 | 0 | 0 | 0 | 0 | 0 | 0 | 0 | 0 | 0 | 0 | 0 | 0 | 0 | 0 | 0 | 0 | 0 | 0 | 0
NSW1 | OCGT / Diesel | 0.0004578 | 0.00045943 | 0.00046761 | 0.00045269 | 0.00043196 | 0.00041217 | 0.00039435 | 0.00037523 | 0.00035805 | 0.00035157 | 0.00035411 | 0.0016679 | 0.0015915 | 0.0015814 | 1141.0303 | 1085.7248 | 44855.481 | 42801.0315 | 40949.9411 | 38965.1081 | 37180.4468 | 35477.5255 | 68663.2507 | 82880.552 | 79084.4961 | 75462.3053 | 72198.6562 | 69174.8017 | 72043.6207
NSW1 | Hydro | 0 | 0 | 0 | 0 | 0 | 0 | 0 | 0 | 0 | 0 | 0 | 0 | 0 | 0 | 0 | 0 | 0 | 0 | 0 | 0 | 0 | 0 | 0 | 0 | 0 | 0 | 0 | 0 | 0
NSW1 | Wind | 169306.2806 | 161551.7953 | 386372.4156 | 584247.5004 | 584156.0684 | 557400.829 | 533293.9494 | 516517.4296 | 492860.1426 | 576998.0181 | 584759.2021 | 857115.8105 | 817858.5975 | 780399.4248 | 746648.1435 | 757141.7242 | 722463.4773 | 753227.2662 | 720651.1412 | 685721.3686 | 654314.2842 | 688167.6833 | 658405.3028 | 626492.569 | 660099.1733 | 685760.0037 | 656854.9245 | 553478.043 | 461093.6784
NSW1 | Solar PV | 0.00055102 | 0.0008718 | 0.0009208 | 0.0022918 | 5834.7628 | 18793.1507 | 17980.3724 | 50259.1727 | 47957.2259 | 50358.1392 | 48180.2159 | 161180.8083 | 197573.3367 | 188524.1762 | 189111.0512 | 180886.9634 | 246842.3445 | 259970.6756 | 269699.7551 | 288869.3168 | 325430.1989 | 353903.0705 | 338597.2112 | 322185.4924 | 307428.9049 | 314763.108 | 301150.0022 | 286553.3399 | 283608.365
NSW1 | Grid Battery | 0.00080479 | 0.0010887 | 0.0010416 | 0.0014483 | 0.0015107 | 0.0015415 | 0.0019793 | 0.0022381 | 0.0025929 | 0.0028341 | 0.0030767 | 18181.1922 | 17348.4658 | 16553.8796 | 15837.9465 | 15070.2853 | 14380.0434 | 13721.4154 | 13127.991 | 12491.6807 | 78519.1824 | 74922.8838 | 71682.564 | 68208.1286 | 65084.0921 | 62103.1412 | 59417.2589 | 56537.3196 | 53947.8239
NSW1 | Pumped Hydro | 0 | 0 | 0.002017 | 0.0024916 | 0.0023774 | 0.0022685 | 0.002657 | 0.0026146 | 0.0026817 | 0.0032882 | 0.0033844 | 168720.2765 | 160992.6302 | 153618.9219 | 151793.9765 | 144436.562 | 152335.2294 | 145358.0432 | 181701.7916 | 172894.7531 | 177298.1943 | 169177.6662 | 161860.9465 | 154015.5885 | 146961.4394 | 140230.381 | 134165.5947 | 127662.6232 | 121815.4801
NSW1 | VPP | 0 | 0 | 0 | 0 | 0 | 0 | 0 | 0 | 0 | 0 | 0 | 0 | 0 | 0 | 0 | 0 | 0 | 0 | 0 | 0 | 0 | 0 | 0 | 0 | 0 | 0 | 0 | 0 | 0
Total excluding storage |  | 169306.2818 | 161551.7968 | 386372.4171 | 584247.5034 | 589990.8318 | 576193.9803 | 551274.3224 | 566776.6029 | 540817.369 | 627356.1578 | 632939.4186 | 1018296.6208 | 1015431.9362 | 968923.603 | 936900.2253 | 939114.4128 | 1014161.3032 | 1055998.9737 | 1031300.8378 | 1013555.7939 | 1016924.9303 | 1077548.2798 | 1065665.7652 | 1031558.6139 | 1046612.5747 | 1075985.4174 | 1030203.5833 | 909206.1849 | 816745.6644
Region | Technology | 2021-22 | 2022-23 | 2023-24 | 2024-25 | 2025-26 | 2026-27 | 2027-28 | 2028-29 | 2029-30 | 2030-31 | 2031-32 | 2032-33 | 2033-34 | 2034-35 | 2035-36 | 2036-37 | 2037-38 | 2038-39 | 2039-40 | 2040-41 | 2041-42 | 2042-43 | 2043-44 | 2044-45 | 2045-46 | 2046-47 | 2047-48 | 2048-49 | 2049-50
QLD1 | Black Coal | 0 | 0 | 0 | 0 | 0 | 0 | 0 | 0 | 0 | 0 | 0 | 0 | 0 | 0 | 0 | 0 | 0 | 0 | 0 | 0 | 0 | 0 | 0 | 0 | 0 | 0 | 0 | 0 | 0
QLD1 | Brown Coal | 0 | 0 | 0 | 0 | 0 | 0 | 0 | 0 | 0 | 0 | 0 | 0 | 0 | 0 | 0 | 0 | 0 | 0 | 0 | 0 | 0 | 0 | 0 | 0 | 0 | 0 | 0 | 0 | 0
QLD1 | CCGT | 0.00021286 | 0.00020311 | 0.00020661 | 0.00027951 | 0.00026671 | 0.0002545 | 0.00024349 | 0.000254 | 0.00024237 | 0.00025491 | 0.00031345 | 0.00035325 | 0.00033707 | 0.00032163 | 0.00030772 | 0.00029281 | 0.0003265 | 0.00031155 | 0.00031475 | 0.0002995 | 0.00028578 | 0.00027269 | 0.0002609 | 0.00024825 | 0.00023688 | 0.00016016 | 0.00015323 | 0.00014201 | 0.00010985
QLD1 | Gas - Steam | 0 | 0 | 0 | 0 | 0 | 0 | 0 | 0 | 0 | 0 | 0 | 0 | 0 | 0 | 0 | 0 | 0 | 0 | 0 | 0 | 0 | 0 | 0 | 0 | 0 | 0 | 0 | 0 | 0
QLD1 | OCGT / Diesel | 0.00046451 | 0.00046569 | 0.00047055 | 0.00044775 | 0.00042724 | 0.00040767 | 0.00039004 | 0.00039059 | 0.0003727 | 0.00039125 | 0.00049895 | 0.00064188 | 0.00061248 | 0.00058442 | 0.00055915 | 0.00053205 | 0.00075019 | 0.00071583 | 27971.4215 | 26615.654 | 25396.6164 | 37997.463 | 36354.1208 | 34592.0461 | 33007.6775 | 59260.1704 | 56697.2431 | 53949.1425 | 81718.3442
QLD1 | Hydro | 0 | 0 | 0 | 0 | 0 | 0 | 0 | 0 | 0 | 0 | 0 | 0 | 0 | 0 | 0 | 0 | 0 | 0 | 0 | 0 | 0 | 0 | 0 | 0 | 0 | 0 | 0 | 0 | 0
QLD1 | Wind | 478760.3409 | 456832.3862 | 437074.9644 | 541267.5375 | 545268.2942 | 520294.1736 | 498769.5563 | 543002.174 | 518131.8452 | 494400.6155 | 488673.5699 | 528104.0188 | 596110.3313 | 577203.9194 | 570548.9358 | 569080.0971 | 587049.6531 | 560161.8825 | 535935.5907 | 509958.932 | 513391.3992 | 554854.7215 | 530857.9577 | 533772.2434 | 550344.4831 | 385671.6079 | 368991.7994 | 477171.7196 | 416514.6467
QLD1 | Solar PV | 0.00073279 | 0.0012124 | 0.0012067 | 0.0025027 | 0.0023881 | 0.0022992 | 0.0022223 | 0.0023657 | 0.0022932 | 0.0028609 | 13751.7057 | 36044.1334 | 55714.3047 | 53162.5044 | 50863.2935 | 48397.9629 | 99496.4675 | 94939.3774 | 111066.6164 | 121054.4338 | 134191.3504 | 182142.0434 | 174264.6308 | 165818.0695 | 158223.3487 | 230081.4406 | 220130.7096 | 209461.0316 | 237600.9412
QLD1 | Grid Battery | 0.00042517 | 0.00057932 | 0.00055426 | 0.00076402 | 0.0010043 | 0.00095833 | 0.0015081 | 0.020884 | 0.019927 | 0.019015 | 0.018192 | 22989.2416 | 30474.316 | 29078.5458 | 27820.9355 | 26472.462 | 25259.9829 | 24103.0371 | 23060.6112 | 21942.8694 | 20937.8523 | 50713.2237 | 48519.9411 | 67932.4433 | 73879.2205 | 165626.0598 | 158462.9423 | 183240.3872 | 174847.6976
QLD1 | Pumped Hydro | 0 | 0 | 0.0011373 | 0.0015687 | 0.0014969 | 0.0018069 | 0.0018456 | 0.011274 | 0.010757 | 0.010265 | 0.0098206 | 54959.1728 | 90980.6022 | 86813.5516 | 83058.9755 | 79033.1286 | 179084.4546 | 170882.1131 | 174280.7519 | 165833.4092 | 168545.9183 | 203598.5677 | 194793.1875 | 185351.6124 | 176862.2255 | 168761.6655 | 161462.9373 | 153636.8707 | 146600.0674
QLD1 | VPP | 0 | 0 | 0 | 0 | 0 | 0 | 0 | 0 | 0 | 0 | 0 | 0 | 0 | 0 | 0 | 0 | 0 | 0 | 0 | 0 | 0 | 0 | 0 | 0 | 0 | 0 | 0 | 0 | 0
Total excluding storage |  | 478760.3423 | 456832.3881 | 437074.9663 | 541267.5407 | 545268.2972 | 520294.1766 | 498769.5591 | 543002.177 | 518131.8481 | 494400.619 | 502425.2764 | 564148.1533 | 651824.6369 | 630366.4248 | 621412.2301 | 617478.0608 | 686546.1216 | 655101.2609 | 674973.6289 | 657629.0201 | 672979.3663 | 774994.2281 | 741476.7096 | 734182.3592 | 741575.5095 | 675013.219 | 645819.7522 | 740581.8939 | 735833.9322
Region | Technology | 2021-22 | 2022-23 | 2023-24 | 2024-25 | 2025-26 | 2026-27 | 2027-28 | 2028-29 | 2029-30 | 2030-31 | 2031-32 | 2032-33 | 2033-34 | 2034-35 | 2035-36 | 2036-37 | 2037-38 | 2038-39 | 2039-40 | 2040-41 | 2041-42 | 2042-43 | 2043-44 | 2044-45 | 2045-46 | 2046-47 | 2047-48 | 2048-49 | 2049-50
VIC1 | Black Coal | 0 | 0 | 0 | 0 | 0 | 0 | 0 | 0 | 0 | 0 | 0 | 0 | 0 | 0 | 0 | 0 | 0 | 0 | 0 | 0 | 0 | 0 | 0 | 0 | 0 | 0 | 0 | 0 | 0
VIC1 | Brown Coal | 0 | 0 | 0 | 0 | 0 | 0 | 0 | 0 | 0 | 0 | 0 | 0 | 0 | 0 | 0 | 0 | 0 | 0 | 0 | 0 | 0 | 0 | 0 | 0 | 0 | 0 | 0 | 0 | 0
VIC1 | CCGT | 0.00019196 | 0.00018317 | 0.00017525 | 0.00029415 | 0.00028068 | 0.00026783 | 0.00025624 | 0.00025439 | 0.00024274 | 0.00023162 | 0.00023881 | 0.00032488 | 0.00031 | 0.0002958 | 0.00028301 | 0.00026929 | 0.00036707 | 0.00035026 | 0.00038969 | 0.0003708 | 0.00054793 | 0.00052283 | 0.00055285 | 0.00052605 | 0.00050196 | 0.00063231 | 0.00060497 | 0.00082585 | 0.0007486
VIC1 | Gas - Steam | 0 | 0 | 0 | 0 | 0 | 0 | 0 | 0 | 0 | 0 | 0 | 0 | 0 | 0 | 0 | 0 | 0 | 0 | 0 | 0 | 0 | 0 | 0 | 0 | 0 | 0 | 0 | 0 | 0
VIC1 | OCGT / Diesel | 0.00046324 | 0.00045016 | 0.00043069 | 0.00040981 | 0.00039104 | 0.00037313 | 0.00035699 | 0.00033969 | 0.00032972 | 0.00033592 | 0.0003428 | 0.00071954 | 0.00068658 | 0.00065514 | 0.0028252 | 0.0026883 | 1067.5484 | 1018.653 | 3229.2412 | 3072.7207 | 36860.1463 | 35171.8953 | 51204.8376 | 59684.3279 | 56950.6945 | 54342.2656 | 51992.0314 | 57216.6137 | 75884.0082
VIC1 | Hydro | 0 | 0 | 0 | 0 | 0 | 0 | 0 | 0 | 0 | 0 | 0 | 0 | 0 | 0 | 0 | 0 | 0 | 0 | 0 | 0 | 0 | 0 | 0 | 0 | 0 | 0 | 0 | 0 | 0
VIC1 | Wind | 0.0096613 | 0.0092188 | 0.0095288 | 143443.2927 | 146533.8577 | 184672.9593 | 296798.8804 | 329100.0928 | 314026.806 | 299643.8987 | 299184.0909 | 284682.7159 | 314022.8723 | 362185.2563 | 346521.2028 | 334881.648 | 461179.097 | 440056.3901 | 421024.5088 | 422878.6426 | 433645.8675 | 413784.2246 | 395888.5811 | 376699.9646 | 359446.531 | 342983.3281 | 328149.7339 | 312244.4015 | 294798.1203
VIC1 | Solar PV | 0.0002517 | 0.0003584 | 0.00038042 | 0.0021424 | 8744.7399 | 8344.2179 | 36465.8706 | 34698.3794 | 33109.1406 | 47050.4072 | 58900.272 | 84801.7223 | 80917.6739 | 77211.5209 | 73872.2204 | 70291.6531 | 74297.3146 | 70894.3841 | 67828.2926 | 69168.3436 | 109614.7454 | 114337.8714 | 120447.5665 | 114609.5043 | 111389.4289 | 106565.2163 | 101956.4056 | 97014.6052 | 92571.1876
VIC1 | Grid Battery | 0.00042648 | 0.00059151 | 0.00056593 | 0.00072576 | 0.0010812 | 0.0011737 | 0.0011769 | 0.0013433 | 0.0015303 | 0.0018064 | 0.0019613 | 0.017942 | 0.01712 | 0.016336 | 0.015634 | 0.014876 | 0.014195 | 0.013545 | 0.012959 | 0.012331 | 0.011599 | 0.010996 | 0.01052 | 19395.7996 | 18507.4422 | 17659.7731 | 49496.8313 | 54726.8631 | 71457.7469
VIC1 | Pumped Hydro | 0 | 0 | 0.0012878 | 0.0029057 | 0.0027726 | 0.0038579 | 0.0036911 | 0.0035122 | 0.0040025 | 0.0042801 | 0.0049168 | 47999.3145 | 45800.8726 | 43703.1227 | 82917.3478 | 78898.3655 | 99656.0169 | 95091.6192 | 90979.0271 | 86569.2973 | 155492.0767 | 148370.3021 | 141953.4745 | 137093.7051 | 130814.604 | 124823.0954 | 119424.6546 | 113636.1727 | 108431.4625
VIC1 | VPP | 0 | 0 | 0 | 0 | 0 | 0 | 0 | 0 | 0 | 0 | 0 | 0 | 0 | 0 | 0 | 0 | 0 | 0 | 0 | 0 | 0 | 0 | 0 | 0 | 0 | 0 | 0 | 0 | 0
Total excluding storage |  | 0.010568 | 0.01021 | 0.010515 | 143443.2955 | 155278.5982 | 193017.1779 | 333264.7516 | 363798.4727 | 347135.9472 | 346694.3065 | 358084.3634 | 369484.4393 | 394940.5472 | 439396.7781 | 420393.4263 | 405173.3041 | 536543.9603 | 511969.4276 | 492082.043 | 495119.7072 | 580120.7597 | 563293.9919 | 567540.9858 | 550993.7973 | 527786.6549 | 503890.8106 | 482098.1716 | 466475.6212 | 463253.3168
Region | Technology | 2021-22 | 2022-23 | 2023-24 | 2024-25 | 2025-26 | 2026-27 | 2027-28 | 2028-29 | 2029-30 | 2030-31 | 2031-32 | 2032-33 | 2033-34 | 2034-35 | 2035-36 | 2036-37 | 2037-38 | 2038-39 | 2039-40 | 2040-41 | 2041-42 | 2042-43 | 2043-44 | 2044-45 | 2045-46 | 2046-47 | 2047-48 | 2048-49 | 2049-50
SA1 | Black Coal | 0 | 0 | 0 | 0 | 0 | 0 | 0 | 0 | 0 | 0 | 0 | 0 | 0 | 0 | 0 | 0 | 0 | 0 | 0 | 0 | 0 | 0 | 0 | 0 | 0 | 0 | 0 | 0 | 0
SA1 | Brown Coal | 0 | 0 | 0 | 0 | 0 | 0 | 0 | 0 | 0 | 0 | 0 | 0 | 0 | 0 | 0 | 0 | 0 | 0 | 0 | 0 | 0 | 0 | 0 | 0 | 0 | 0 | 0 | 0 | 0
SA1 | CCGT | 0.00018839 | 0.00017976 | 0.00021479 | 0.00024069 | 0.00022966 | 0.00021914 | 0.00020967 | 0.0001995 | 0.00019037 | 0.00018165 | 0.00017379 | 0.00025061 | 0.00023913 | 0.00022818 | 0.00025135 | 0.00023916 | 0.00034918 | 0.00033319 | 0.00031878 | 0.00030333 | 0.00034921 | 0.00033322 | 0.00031881 | 0.00030335 | 0.00028946 | 0.0002179 | 0.00020848 | 0.00018516 | 0.00016544
SA1 | Gas - Steam | 0 | 0 | 0 | 0 | 0 | 0 | 0 | 0 | 0 | 0 | 0 | 0 | 0 | 0 | 0 | 0 | 0 | 0 | 0 | 0 | 0 | 0 | 0 | 0 | 0 | 0 | 0 | 0 | 0
SA1 | OCGT / Diesel | 0.00046358 | 0.00045018 | 0.00043071 | 0.00040983 | 0.00039106 | 0.00037315 | 0.00035701 | 0.00033971 | 0.00033006 | 0.00033536 | 0.00033964 | 0.00065974 | 0.00062952 | 0.00060069 | 0.01277 | 0.012151 | 15769.0891 | 15046.8408 | 14396.084 | 13698.3095 | 13070.9062 | 12472.2387 | 21405.1988 | 20367.6944 | 19434.8229 | 18544.6782 | 17742.6443 | 16882.663 | 16109.4112
SA1 | Hydro | 0 | 0 | 0 | 0 | 0 | 0 | 0 | 0 | 0 | 0 | 0 | 0 | 0 | 0 | 0 | 0 | 0 | 0 | 0 | 0 | 0 | 0 | 0 | 0 | 0 | 0 | 0 | 0 | 0
SA1 | Wind | 42428.0265 | 40484.7581 | 46358.3114 | 108760.7571 | 103779.3483 | 99026.0957 | 112256.4137 | 167110.9333 | 159456.9975 | 155475.1107 | 148751.0097 | 191859.8561 | 183072.3818 | 174687.3875 | 167132.3856 | 159031.5224 | 153961.1111 | 164563.8754 | 183564.3603 | 174667.0435 | 176341.3333 | 178121.6225 | 191447.8361 | 182168.4105 | 181818.2999 | 211113.6476 | 201983.2498 | 189840.1487 | 161861.9694
SA1 | Solar PV | 0.0007813 | 0.0012891 | 0.001446 | 0.0035522 | 0.0080253 | 0.0076629 | 0.0095865 | 0.0091263 | 0.0087202 | 0.11841 | 3681.8504 | 3503.3923 | 3342.9329 | 9173.6021 | 8776.8555 | 13583.1225 | 27045.5585 | 25806.8306 | 24690.718 | 23493.9656 | 22417.9064 | 22095.6623 | 35108.8208 | 33407.1054 | 31877.009 | 30416.9936 | 29101.497 | 27690.9595 | 31478.4959
SA1 | Grid Battery | 0.00043897 | 0.00063301 | 0.00060563 | 0.00074073 | 0.00090435 | 0.0011046 | 0.0013008 | 0.001656 | 0.0020404 | 0.0020186 | 0.0020563 | 4133.4178 | 3944.101 | 3763.4551 | 24103.866 | 22935.5579 | 21885.0744 | 20882.7046 | 19979.5541 | 19011.1503 | 20559.1017 | 19617.4634 | 18769.033 | 26350.5204 | 25143.6262 | 23992.0096 | 22954.3855 | 21841.7923 | 20841.4046
SA1 | Pumped Hydro | 0 | 0 | 0.001415 | 0.0014391 | 0.0013732 | 0.001558 | 0.0014906 | 0.0014184 | 0.0014674 | 0.0015826 | 0.0015868 | 0.0028206 | 0.0026914 | 0.0025682 | 0.0029119 | 0.0027707 | 0.0035112 | 0.0033504 | 0.0032055 | 0.0030501 | 0.003999 | 0.0038158 | 0.0036508 | 0.0063031 | 0.0060144 | 0.0057389 | 0.0054907 | 0.0052246 | 0.0049853
SA1 | VPP | 0 | 0 | 0 | 0 | 0 | 0 | 0 | 0 | 0 | 0 | 0 | 0 | 0 | 0 | 0 | 0 | 0 | 0 | 0 | 0 | 0 | 0 | 0 | 0 | 0 | 0 | 0 | 0 | 0
Total excluding storage |  | 42428.028 | 40484.7601 | 46358.3135 | 108760.7613 | 103779.357 | 99026.104 | 112256.4238 | 167110.943 | 159457.0067 | 155475.2297 | 152432.8607 | 195363.2493 | 186415.3156 | 183860.9904 | 175909.2541 | 172614.6572 | 196775.759 | 205417.5471 | 222651.1627 | 211859.319 | 211830.1462 | 212689.5238 | 247961.856 | 235943.2106 | 233130.132 | 260075.3197 | 248827.3914 | 234413.7713 | 209449.8767
Region | Technology | 2021-22 | 2022-23 | 2023-24 | 2024-25 | 2025-26 | 2026-27 | 2027-28 | 2028-29 | 2029-30 | 2030-31 | 2031-32 | 2032-33 | 2033-34 | 2034-35 | 2035-36 | 2036-37 | 2037-38 | 2038-39 | 2039-40 | 2040-41 | 2041-42 | 2042-43 | 2043-44 | 2044-45 | 2045-46 | 2046-47 | 2047-48 | 2048-49 | 2049-50
TAS1 | Black Coal | 0 | 0 | 0 | 0 | 0 | 0 | 0 | 0 | 0 | 0 | 0 | 0 | 0 | 0 | 0 | 0 | 0 | 0 | 0 | 0 | 0 | 0 | 0 | 0 | 0 | 0 | 0 | 0 | 0
TAS1 | Brown Coal | 0 | 0 | 0 | 0 | 0 | 0 | 0 | 0 | 0 | 0 | 0 | 0 | 0 | 0 | 0 | 0 | 0 | 0 | 0 | 0 | 0 | 0 | 0 | 0 | 0 | 0 | 0 | 0 | 0
TAS1 | CCGT | 0.00015553 | 0.0001484 | 0.00014199 | 0.0001351 | 0.00012892 | 0.00012301 | 0.00013663 | 0.00014075 | 0.00013431 | 0.00013997 | 0.00013392 | 0.00015794 | 0.00015071 | 0.00014381 | 0.00013759 | 0.00013092 | 0.00014253 | 0.000136 | 0.00016149 | 0.00015366 | 0.00015568 | 0.00014855 | 0.00014212 | 0.00013523 | 0.00012904 | 8.7846e-05 | 8.4046e-05 | 9.9354e-05 | 9.4804e-05
TAS1 | Gas - Steam | 0 | 0 | 0 | 0 | 0 | 0 | 0 | 0 | 0 | 0 | 0 | 0 | 0 | 0 | 0 | 0 | 0 | 0 | 0 | 0 | 0 | 0 | 0 | 0 | 0 | 0 | 0 | 0 | 0
TAS1 | OCGT / Diesel | 0.00045284 | 0.0004321 | 0.00041341 | 0.00039337 | 0.00037536 | 0.00035816 | 0.00034267 | 0.00033104 | 0.00033141 | 0.00033486 | 0.00033735 | 0.00043418 | 0.00041429 | 0.00039532 | 0.00037822 | 0.00035989 | 0.00041313 | 0.00039421 | 0.00056581 | 0.00053839 | 0.00053007 | 0.00050579 | 0.00048392 | 0.00046046 | 0.00043937 | 0.0002791 | 0.00026703 | 0.00031048 | 0.00029626
TAS1 | Hydro | 0 | 0 | 0 | 0 | 0 | 0 | 0 | 0 | 0 | 0 | 0 | 0 | 0 | 0 | 0 | 0 | 0 | 0 | 0 | 0 | 0 | 0 | 0 | 0 | 0 | 0 | 0 | 0 | 0
TAS1 | Wind | 55791.763 | 53236.415 | 88314.3885 | 84033.813 | 80184.9361 | 76512.3435 | 117537.1039 | 111840.1111 | 184479.008 | 176029.5926 | 171082.3434 | 173769.8287 | 165810.9052 | 158216.5125 | 151373.8488 | 151985.309 | 145024.1498 | 144315.2243 | 146097.5251 | 139016.2161 | 134146.816 | 130779.9788 | 125123.9104 | 119059.187 | 113606.0945 | 108725.0404 | 110187.2597 | 100715.5533 | 96851.9492
TAS1 | Solar PV | 9.3422e-05 | 0.00014702 | 0.0001623 | 0.00023115 | 0.00022057 | 0.00021046 | 0.00020136 | 0.0001916 | 0.00031688 | 0.00034418 | 0.00032929 | 0.00031333 | 0.00029898 | 0.00028529 | 0.00027295 | 0.00025972 | 0.00026881 | 0.00025649 | 0.00034877 | 0.00039104 | 0.00044446 | 0.0004241 | 0.00040576 | 0.00038609 | 0.00036841 | 0.00059191 | 0.00054835 | 0.0011602 | 0.0011583
TAS1 | Grid Battery | 0.00040545 | 0.00055673 | 0.00053266 | 0.00060922 | 0.00076202 | 0.0007374 | 0.00091478 | 0.0010378 | 0.0012079 | 0.0012635 | 0.001261 | 0.0015956 | 0.0015225 | 0.0014528 | 0.0013899 | 0.0013226 | 0.0013935 | 0.001334 | 0.0017429 | 0.0016584 | 0.0017508 | 0.0016042 | 0.0015348 | 0.0014204 | 0.0013248 | 0.0012786 | 0.0011474 | 0.0011266 | 0.0011528
TAS1 | Pumped Hydro | 0 | 0 | 0.0020749 | 0.0019744 | 0.0020211 | 0.002198 | 0.002998 | 0.0033606 | 22691.9766 | 26768.2813 | 28228.4127 | 66562.4534 | 63513.7914 | 60604.7627 | 57983.6835 | 55173.2295 | 55621.3838 | 53073.8395 | 52325.8432 | 49789.6231 | 50512.1009 | 48198.5696 | 46114.0425 | 43878.9068 | 41869.1859 | 39951.5132 | 38223.6609 | 36370.97 | 34705.124
TAS1 | VPP | 0 | 0 | 0 | 0 | 0 | 0 | 0 | 0 | 0 | 0 | 0 | 0 | 0 | 0 | 0 | 0 | 0 | 0 | 0 | 0 | 0 | 0 | 0 | 0 | 0 | 0 | 0 | 0 | 0
Total excluding storage |  | 55791.7637 | 53236.4158 | 88314.3892 | 84033.8138 | 80184.9368 | 76512.3442 | 117537.1046 | 111840.1117 | 184479.0088 | 176029.5934 | 171082.3442 | 173769.8296 | 165810.9061 | 158216.5134 | 151373.8496 | 151985.3098 | 145024.1506 | 144315.2251 | 146097.5262 | 139016.2171 | 134146.8172 | 130779.9799 | 125123.9115 | 119059.188 | 113606.0954 | 108725.0414 | 110187.2606 | 100715.5549 | 96851.9507

## Marinus_REHAB Cost
Rehabilition cost by technology ($000s) - Marinus Link, Step Change High Electrification Sensitivity
REHAB | Real June 2020 dollars discounted to 1 July 2020
Explicitly modelled generation
Region | Technology | 2021-22 | 2022-23 | 2023-24 | 2024-25 | 2025-26 | 2026-27 | 2027-28 | 2028-29 | 2029-30 | 2030-31 | 2031-32 | 2032-33 | 2033-34 | 2034-35 | 2035-36 | 2036-37 | 2037-38 | 2038-39 | 2039-40 | 2040-41 | 2041-42 | 2042-43 | 2043-44 | 2044-45 | 2045-46 | 2046-47 | 2047-48 | 2048-49 | 2049-50
NEM | Black Coal | 0 | 0 | 0 | 214872.5464 | 104389.5583 | 3184.5402 | 6556.0913 | 0 | 6256.6002 | 0 | 3.3765e-06 | 1.2978e-05 | 24721.2982 | 0 | 0 | 1050.4165 | 0 | 0 | 0 | 1.7771e-05 | 1828.2079 | 0 | 1535.0062 | 0.00013474 | 0 | 0 | 0 | 0 | 0
NEM | Brown Coal | 0 | 0 | 0 | 164553.6109 | 8578.7791 | 30310.7904 | 114912.2387 | 0.00093804 | 2.5306e-05 | 1.8759e-06 | 1.4871e-06 | 0 | 0 | 0 | 0 | 0 | 0 | 0 | 0 | 0 | 0 | 0 | 0 | 0 | 0 | 0 | 6.1936e-07 | 0 | 0
NEM | CCGT | 0 | 0 | 0 | 0 | 0 | 0 | 0 | 0 | 0 | 0 | 0 | 0 | 0 | 0 | 0 | 0 | 0 | 0 | 0 | 0 | 0 | 0 | 0 | 0 | 0 | 0 | 0 | 0 | 0
NEM | Gas - Steam | 0 | 0 | 0 | 0 | 0 | 0 | 0 | 0 | 0 | 0 | 0 | 0 | 0 | 0 | 0 | 0 | 0 | 0 | 0 | 0 | 0 | 0 | 0 | 0 | 0 | 0 | 0 | 0 | 0
NEM | OCGT / Diesel | 0 | 0 | 0 | 0 | 0 | 0 | 0 | 0 | 0 | 0 | 0 | 0 | 0 | 0 | 0 | 0 | 0 | 0 | 0 | 0 | 0 | 0 | 0 | 0 | 0 | 0 | 0 | 0 | 0
NEM | Hydro | 0 | 0 | 0 | 0 | 0 | 0 | 0 | 0 | 0 | 0 | 0 | 0 | 0 | 0 | 0 | 0 | 0 | 0 | 0 | 0 | 0 | 0 | 0 | 0 | 0 | 0 | 0 | 0 | 0
NEM | Wind | 0 | 0 | 0 | 0 | 0 | 0 | 0 | 0 | 0 | 0 | 0 | 0 | 0 | 0 | 0 | 0 | 0 | 0 | 0 | 0 | 0 | 0 | 0 | 0 | 0 | 0 | 0 | 0 | 0
NEM | Solar PV | 0 | 0 | 0 | 0 | 0 | 0 | 0 | 0 | 0 | 0 | 0 | 0 | 0 | 0 | 0 | 0 | 0 | 0 | 0 | 0 | 0 | 0 | 0 | 0 | 0 | 0 | 0 | 0 | 0
NEM | Grid Battery | 0 | 0 | 0 | 0 | 0 | 0 | 0 | 0 | 0 | 0 | 0 | 0 | 0 | 0 | 0 | 0 | 0 | 0 | 0 | 0 | 0 | 0 | 0 | 0 | 0 | 0 | 0 | 0 | 0
NEM | Pumped Hydro | 0 | 0 | 0 | 0 | 0 | 0 | 0 | 0 | 0 | 0 | 0 | 0 | 0 | 0 | 0 | 0 | 0 | 0 | 0 | 0 | 0 | 0 | 0 | 0 | 0 | 0 | 0 | 0 | 0
NEM | VPP | 0 | 0 | 0 | 0 | 0 | 0 | 0 | 0 | 0 | 0 | 0 | 0 | 0 | 0 | 0 | 0 | 0 | 0 | 0 | 0 | 0 | 0 | 0 | 0 | 0 | 0 | 0 | 0 | 0
Total excluding storage |  | 0 | 0 | 0 | 379426.1572 | 112968.3375 | 33495.3306 | 121468.33 | 0.00093804 | 6256.6003 | 1.8759e-06 | 4.8636e-06 | 1.2978e-05 | 24721.2982 | 0 | 0 | 1050.4165 | 0 | 0 | 0 | 1.7771e-05 | 1828.2079 | 0 | 1535.0062 | 0.00013474 | 0 | 0 | 6.1936e-07 | 0 | 0
Region | Technology | 2021-22 | 2022-23 | 2023-24 | 2024-25 | 2025-26 | 2026-27 | 2027-28 | 2028-29 | 2029-30 | 2030-31 | 2031-32 | 2032-33 | 2033-34 | 2034-35 | 2035-36 | 2036-37 | 2037-38 | 2038-39 | 2039-40 | 2040-41 | 2041-42 | 2042-43 | 2043-44 | 2044-45 | 2045-46 | 2046-47 | 2047-48 | 2048-49 | 2049-50
NSW1 | Black Coal | 0 | 0 | 0 | 30104.7559 | 103327.6303 | 1201.1813 | 0 | 0 | 2.7378e-05 | 0 | 3.3765e-06 | 0 | 0 | 0 | 0 | 0 | 0 | 0 | 0 | 0 | 1828.2079 | 0 | 0 | 0 | 0 | 0 | 0 | 0 | 0
NSW1 | Brown Coal | 0 | 0 | 0 | 0 | 0 | 0 | 0 | 0 | 0 | 0 | 0 | 0 | 0 | 0 | 0 | 0 | 0 | 0 | 0 | 0 | 0 | 0 | 0 | 0 | 0 | 0 | 0 | 0 | 0
NSW1 | CCGT | 0 | 0 | 0 | 0 | 0 | 0 | 0 | 0 | 0 | 0 | 0 | 0 | 0 | 0 | 0 | 0 | 0 | 0 | 0 | 0 | 0 | 0 | 0 | 0 | 0 | 0 | 0 | 0 | 0
NSW1 | Gas - Steam | 0 | 0 | 0 | 0 | 0 | 0 | 0 | 0 | 0 | 0 | 0 | 0 | 0 | 0 | 0 | 0 | 0 | 0 | 0 | 0 | 0 | 0 | 0 | 0 | 0 | 0 | 0 | 0 | 0
NSW1 | OCGT / Diesel | 0 | 0 | 0 | 0 | 0 | 0 | 0 | 0 | 0 | 0 | 0 | 0 | 0 | 0 | 0 | 0 | 0 | 0 | 0 | 0 | 0 | 0 | 0 | 0 | 0 | 0 | 0 | 0 | 0
NSW1 | Hydro | 0 | 0 | 0 | 0 | 0 | 0 | 0 | 0 | 0 | 0 | 0 | 0 | 0 | 0 | 0 | 0 | 0 | 0 | 0 | 0 | 0 | 0 | 0 | 0 | 0 | 0 | 0 | 0 | 0
NSW1 | Wind | 0 | 0 | 0 | 0 | 0 | 0 | 0 | 0 | 0 | 0 | 0 | 0 | 0 | 0 | 0 | 0 | 0 | 0 | 0 | 0 | 0 | 0 | 0 | 0 | 0 | 0 | 0 | 0 | 0
NSW1 | Solar PV | 0 | 0 | 0 | 0 | 0 | 0 | 0 | 0 | 0 | 0 | 0 | 0 | 0 | 0 | 0 | 0 | 0 | 0 | 0 | 0 | 0 | 0 | 0 | 0 | 0 | 0 | 0 | 0 | 0
NSW1 | Grid Battery | 0 | 0 | 0 | 0 | 0 | 0 | 0 | 0 | 0 | 0 | 0 | 0 | 0 | 0 | 0 | 0 | 0 | 0 | 0 | 0 | 0 | 0 | 0 | 0 | 0 | 0 | 0 | 0 | 0
NSW1 | Pumped Hydro | 0 | 0 | 0 | 0 | 0 | 0 | 0 | 0 | 0 | 0 | 0 | 0 | 0 | 0 | 0 | 0 | 0 | 0 | 0 | 0 | 0 | 0 | 0 | 0 | 0 | 0 | 0 | 0 | 0
NSW1 | VPP | 0 | 0 | 0 | 0 | 0 | 0 | 0 | 0 | 0 | 0 | 0 | 0 | 0 | 0 | 0 | 0 | 0 | 0 | 0 | 0 | 0 | 0 | 0 | 0 | 0 | 0 | 0 | 0 | 0
Total excluding storage |  | 0 | 0 | 0 | 30104.7559 | 103327.6303 | 1201.1813 | 0 | 0 | 2.7378e-05 | 0 | 3.3765e-06 | 0 | 0 | 0 | 0 | 0 | 0 | 0 | 0 | 0 | 1828.2079 | 0 | 0 | 0 | 0 | 0 | 0 | 0 | 0
Region | Technology | 2021-22 | 2022-23 | 2023-24 | 2024-25 | 2025-26 | 2026-27 | 2027-28 | 2028-29 | 2029-30 | 2030-31 | 2031-32 | 2032-33 | 2033-34 | 2034-35 | 2035-36 | 2036-37 | 2037-38 | 2038-39 | 2039-40 | 2040-41 | 2041-42 | 2042-43 | 2043-44 | 2044-45 | 2045-46 | 2046-47 | 2047-48 | 2048-49 | 2049-50
QLD1 | Black Coal | 0 | 0 | 0 | 184767.7905 | 1061.9281 | 1983.3589 | 6556.0913 | 0 | 6256.6002 | 0 | 0 | 1.2978e-05 | 24721.2982 | 0 | 0 | 1050.4165 | 0 | 0 | 0 | 1.7771e-05 | 1.6453e-05 | 0 | 1535.0062 | 0.00013474 | 0 | 0 | 0 | 0 | 0
QLD1 | Brown Coal | 0 | 0 | 0 | 0 | 0 | 0 | 0 | 0 | 0 | 0 | 0 | 0 | 0 | 0 | 0 | 0 | 0 | 0 | 0 | 0 | 0 | 0 | 0 | 0 | 0 | 0 | 0 | 0 | 0
QLD1 | CCGT | 0 | 0 | 0 | 0 | 0 | 0 | 0 | 0 | 0 | 0 | 0 | 0 | 0 | 0 | 0 | 0 | 0 | 0 | 0 | 0 | 0 | 0 | 0 | 0 | 0 | 0 | 0 | 0 | 0
QLD1 | Gas - Steam | 0 | 0 | 0 | 0 | 0 | 0 | 0 | 0 | 0 | 0 | 0 | 0 | 0 | 0 | 0 | 0 | 0 | 0 | 0 | 0 | 0 | 0 | 0 | 0 | 0 | 0 | 0 | 0 | 0
QLD1 | OCGT / Diesel | 0 | 0 | 0 | 0 | 0 | 0 | 0 | 0 | 0 | 0 | 0 | 0 | 0 | 0 | 0 | 0 | 0 | 0 | 0 | 0 | 0 | 0 | 0 | 0 | 0 | 0 | 0 | 0 | 0
QLD1 | Hydro | 0 | 0 | 0 | 0 | 0 | 0 | 0 | 0 | 0 | 0 | 0 | 0 | 0 | 0 | 0 | 0 | 0 | 0 | 0 | 0 | 0 | 0 | 0 | 0 | 0 | 0 | 0 | 0 | 0
QLD1 | Wind | 0 | 0 | 0 | 0 | 0 | 0 | 0 | 0 | 0 | 0 | 0 | 0 | 0 | 0 | 0 | 0 | 0 | 0 | 0 | 0 | 0 | 0 | 0 | 0 | 0 | 0 | 0 | 0 | 0
QLD1 | Solar PV | 0 | 0 | 0 | 0 | 0 | 0 | 0 | 0 | 0 | 0 | 0 | 0 | 0 | 0 | 0 | 0 | 0 | 0 | 0 | 0 | 0 | 0 | 0 | 0 | 0 | 0 | 0 | 0 | 0
QLD1 | Grid Battery | 0 | 0 | 0 | 0 | 0 | 0 | 0 | 0 | 0 | 0 | 0 | 0 | 0 | 0 | 0 | 0 | 0 | 0 | 0 | 0 | 0 | 0 | 0 | 0 | 0 | 0 | 0 | 0 | 0
QLD1 | Pumped Hydro | 0 | 0 | 0 | 0 | 0 | 0 | 0 | 0 | 0 | 0 | 0 | 0 | 0 | 0 | 0 | 0 | 0 | 0 | 0 | 0 | 0 | 0 | 0 | 0 | 0 | 0 | 0 | 0 | 0
QLD1 | VPP | 0 | 0 | 0 | 0 | 0 | 0 | 0 | 0 | 0 | 0 | 0 | 0 | 0 | 0 | 0 | 0 | 0 | 0 | 0 | 0 | 0 | 0 | 0 | 0 | 0 | 0 | 0 | 0 | 0
Total excluding storage |  | 0 | 0 | 0 | 184767.7905 | 1061.9281 | 1983.3589 | 6556.0913 | 0 | 6256.6002 | 0 | 0 | 1.2978e-05 | 24721.2982 | 0 | 0 | 1050.4165 | 0 | 0 | 0 | 1.7771e-05 | 1.6453e-05 | 0 | 1535.0062 | 0.00013474 | 0 | 0 | 0 | 0 | 0
Region | Technology | 2021-22 | 2022-23 | 2023-24 | 2024-25 | 2025-26 | 2026-27 | 2027-28 | 2028-29 | 2029-30 | 2030-31 | 2031-32 | 2032-33 | 2033-34 | 2034-35 | 2035-36 | 2036-37 | 2037-38 | 2038-39 | 2039-40 | 2040-41 | 2041-42 | 2042-43 | 2043-44 | 2044-45 | 2045-46 | 2046-47 | 2047-48 | 2048-49 | 2049-50
VIC1 | Black Coal | 0 | 0 | 0 | 0 | 0 | 0 | 0 | 0 | 0 | 0 | 0 | 0 | 0 | 0 | 0 | 0 | 0 | 0 | 0 | 0 | 0 | 0 | 0 | 0 | 0 | 0 | 0 | 0 | 0
VIC1 | Brown Coal | 0 | 0 | 0 | 164553.6109 | 8578.7791 | 30310.7904 | 114912.2387 | 0.00093804 | 2.5306e-05 | 1.8759e-06 | 1.4871e-06 | 0 | 0 | 0 | 0 | 0 | 0 | 0 | 0 | 0 | 0 | 0 | 0 | 0 | 0 | 0 | 6.1936e-07 | 0 | 0
VIC1 | CCGT | 0 | 0 | 0 | 0 | 0 | 0 | 0 | 0 | 0 | 0 | 0 | 0 | 0 | 0 | 0 | 0 | 0 | 0 | 0 | 0 | 0 | 0 | 0 | 0 | 0 | 0 | 0 | 0 | 0
VIC1 | Gas - Steam | 0 | 0 | 0 | 0 | 0 | 0 | 0 | 0 | 0 | 0 | 0 | 0 | 0 | 0 | 0 | 0 | 0 | 0 | 0 | 0 | 0 | 0 | 0 | 0 | 0 | 0 | 0 | 0 | 0
VIC1 | OCGT / Diesel | 0 | 0 | 0 | 0 | 0 | 0 | 0 | 0 | 0 | 0 | 0 | 0 | 0 | 0 | 0 | 0 | 0 | 0 | 0 | 0 | 0 | 0 | 0 | 0 | 0 | 0 | 0 | 0 | 0
VIC1 | Hydro | 0 | 0 | 0 | 0 | 0 | 0 | 0 | 0 | 0 | 0 | 0 | 0 | 0 | 0 | 0 | 0 | 0 | 0 | 0 | 0 | 0 | 0 | 0 | 0 | 0 | 0 | 0 | 0 | 0
VIC1 | Wind | 0 | 0 | 0 | 0 | 0 | 0 | 0 | 0 | 0 | 0 | 0 | 0 | 0 | 0 | 0 | 0 | 0 | 0 | 0 | 0 | 0 | 0 | 0 | 0 | 0 | 0 | 0 | 0 | 0
VIC1 | Solar PV | 0 | 0 | 0 | 0 | 0 | 0 | 0 | 0 | 0 | 0 | 0 | 0 | 0 | 0 | 0 | 0 | 0 | 0 | 0 | 0 | 0 | 0 | 0 | 0 | 0 | 0 | 0 | 0 | 0
VIC1 | Grid Battery | 0 | 0 | 0 | 0 | 0 | 0 | 0 | 0 | 0 | 0 | 0 | 0 | 0 | 0 | 0 | 0 | 0 | 0 | 0 | 0 | 0 | 0 | 0 | 0 | 0 | 0 | 0 | 0 | 0
VIC1 | Pumped Hydro | 0 | 0 | 0 | 0 | 0 | 0 | 0 | 0 | 0 | 0 | 0 | 0 | 0 | 0 | 0 | 0 | 0 | 0 | 0 | 0 | 0 | 0 | 0 | 0 | 0 | 0 | 0 | 0 | 0
VIC1 | VPP | 0 | 0 | 0 | 0 | 0 | 0 | 0 | 0 | 0 | 0 | 0 | 0 | 0 | 0 | 0 | 0 | 0 | 0 | 0 | 0 | 0 | 0 | 0 | 0 | 0 | 0 | 0 | 0 | 0
Total excluding storage |  | 0 | 0 | 0 | 164553.6109 | 8578.7791 | 30310.7904 | 114912.2387 | 0.00093804 | 2.5306e-05 | 1.8759e-06 | 1.4871e-06 | 0 | 0 | 0 | 0 | 0 | 0 | 0 | 0 | 0 | 0 | 0 | 0 | 0 | 0 | 0 | 6.1936e-07 | 0 | 0
Region | Technology | 2021-22 | 2022-23 | 2023-24 | 2024-25 | 2025-26 | 2026-27 | 2027-28 | 2028-29 | 2029-30 | 2030-31 | 2031-32 | 2032-33 | 2033-34 | 2034-35 | 2035-36 | 2036-37 | 2037-38 | 2038-39 | 2039-40 | 2040-41 | 2041-42 | 2042-43 | 2043-44 | 2044-45 | 2045-46 | 2046-47 | 2047-48 | 2048-49 | 2049-50
SA1 | Black Coal | 0 | 0 | 0 | 0 | 0 | 0 | 0 | 0 | 0 | 0 | 0 | 0 | 0 | 0 | 0 | 0 | 0 | 0 | 0 | 0 | 0 | 0 | 0 | 0 | 0 | 0 | 0 | 0 | 0
SA1 | Brown Coal | 0 | 0 | 0 | 0 | 0 | 0 | 0 | 0 | 0 | 0 | 0 | 0 | 0 | 0 | 0 | 0 | 0 | 0 | 0 | 0 | 0 | 0 | 0 | 0 | 0 | 0 | 0 | 0 | 0
SA1 | CCGT | 0 | 0 | 0 | 0 | 0 | 0 | 0 | 0 | 0 | 0 | 0 | 0 | 0 | 0 | 0 | 0 | 0 | 0 | 0 | 0 | 0 | 0 | 0 | 0 | 0 | 0 | 0 | 0 | 0
SA1 | Gas - Steam | 0 | 0 | 0 | 0 | 0 | 0 | 0 | 0 | 0 | 0 | 0 | 0 | 0 | 0 | 0 | 0 | 0 | 0 | 0 | 0 | 0 | 0 | 0 | 0 | 0 | 0 | 0 | 0 | 0
SA1 | OCGT / Diesel | 0 | 0 | 0 | 0 | 0 | 0 | 0 | 0 | 0 | 0 | 0 | 0 | 0 | 0 | 0 | 0 | 0 | 0 | 0 | 0 | 0 | 0 | 0 | 0 | 0 | 0 | 0 | 0 | 0
SA1 | Hydro | 0 | 0 | 0 | 0 | 0 | 0 | 0 | 0 | 0 | 0 | 0 | 0 | 0 | 0 | 0 | 0 | 0 | 0 | 0 | 0 | 0 | 0 | 0 | 0 | 0 | 0 | 0 | 0 | 0
SA1 | Wind | 0 | 0 | 0 | 0 | 0 | 0 | 0 | 0 | 0 | 0 | 0 | 0 | 0 | 0 | 0 | 0 | 0 | 0 | 0 | 0 | 0 | 0 | 0 | 0 | 0 | 0 | 0 | 0 | 0
SA1 | Solar PV | 0 | 0 | 0 | 0 | 0 | 0 | 0 | 0 | 0 | 0 | 0 | 0 | 0 | 0 | 0 | 0 | 0 | 0 | 0 | 0 | 0 | 0 | 0 | 0 | 0 | 0 | 0 | 0 | 0
SA1 | Grid Battery | 0 | 0 | 0 | 0 | 0 | 0 | 0 | 0 | 0 | 0 | 0 | 0 | 0 | 0 | 0 | 0 | 0 | 0 | 0 | 0 | 0 | 0 | 0 | 0 | 0 | 0 | 0 | 0 | 0
SA1 | Pumped Hydro | 0 | 0 | 0 | 0 | 0 | 0 | 0 | 0 | 0 | 0 | 0 | 0 | 0 | 0 | 0 | 0 | 0 | 0 | 0 | 0 | 0 | 0 | 0 | 0 | 0 | 0 | 0 | 0 | 0
SA1 | VPP | 0 | 0 | 0 | 0 | 0 | 0 | 0 | 0 | 0 | 0 | 0 | 0 | 0 | 0 | 0 | 0 | 0 | 0 | 0 | 0 | 0 | 0 | 0 | 0 | 0 | 0 | 0 | 0 | 0
Total excluding storage |  | 0 | 0 | 0 | 0 | 0 | 0 | 0 | 0 | 0 | 0 | 0 | 0 | 0 | 0 | 0 | 0 | 0 | 0 | 0 | 0 | 0 | 0 | 0 | 0 | 0 | 0 | 0 | 0 | 0
Region | Technology | 2021-22 | 2022-23 | 2023-24 | 2024-25 | 2025-26 | 2026-27 | 2027-28 | 2028-29 | 2029-30 | 2030-31 | 2031-32 | 2032-33 | 2033-34 | 2034-35 | 2035-36 | 2036-37 | 2037-38 | 2038-39 | 2039-40 | 2040-41 | 2041-42 | 2042-43 | 2043-44 | 2044-45 | 2045-46 | 2046-47 | 2047-48 | 2048-49 | 2049-50
TAS1 | Black Coal | 0 | 0 | 0 | 0 | 0 | 0 | 0 | 0 | 0 | 0 | 0 | 0 | 0 | 0 | 0 | 0 | 0 | 0 | 0 | 0 | 0 | 0 | 0 | 0 | 0 | 0 | 0 | 0 | 0
TAS1 | Brown Coal | 0 | 0 | 0 | 0 | 0 | 0 | 0 | 0 | 0 | 0 | 0 | 0 | 0 | 0 | 0 | 0 | 0 | 0 | 0 | 0 | 0 | 0 | 0 | 0 | 0 | 0 | 0 | 0 | 0
TAS1 | CCGT | 0 | 0 | 0 | 0 | 0 | 0 | 0 | 0 | 0 | 0 | 0 | 0 | 0 | 0 | 0 | 0 | 0 | 0 | 0 | 0 | 0 | 0 | 0 | 0 | 0 | 0 | 0 | 0 | 0
TAS1 | Gas - Steam | 0 | 0 | 0 | 0 | 0 | 0 | 0 | 0 | 0 | 0 | 0 | 0 | 0 | 0 | 0 | 0 | 0 | 0 | 0 | 0 | 0 | 0 | 0 | 0 | 0 | 0 | 0 | 0 | 0
TAS1 | OCGT / Diesel | 0 | 0 | 0 | 0 | 0 | 0 | 0 | 0 | 0 | 0 | 0 | 0 | 0 | 0 | 0 | 0 | 0 | 0 | 0 | 0 | 0 | 0 | 0 | 0 | 0 | 0 | 0 | 0 | 0
TAS1 | Hydro | 0 | 0 | 0 | 0 | 0 | 0 | 0 | 0 | 0 | 0 | 0 | 0 | 0 | 0 | 0 | 0 | 0 | 0 | 0 | 0 | 0 | 0 | 0 | 0 | 0 | 0 | 0 | 0 | 0
TAS1 | Wind | 0 | 0 | 0 | 0 | 0 | 0 | 0 | 0 | 0 | 0 | 0 | 0 | 0 | 0 | 0 | 0 | 0 | 0 | 0 | 0 | 0 | 0 | 0 | 0 | 0 | 0 | 0 | 0 | 0
TAS1 | Solar PV | 0 | 0 | 0 | 0 | 0 | 0 | 0 | 0 | 0 | 0 | 0 | 0 | 0 | 0 | 0 | 0 | 0 | 0 | 0 | 0 | 0 | 0 | 0 | 0 | 0 | 0 | 0 | 0 | 0
TAS1 | Grid Battery | 0 | 0 | 0 | 0 | 0 | 0 | 0 | 0 | 0 | 0 | 0 | 0 | 0 | 0 | 0 | 0 | 0 | 0 | 0 | 0 | 0 | 0 | 0 | 0 | 0 | 0 | 0 | 0 | 0
TAS1 | Pumped Hydro | 0 | 0 | 0 | 0 | 0 | 0 | 0 | 0 | 0 | 0 | 0 | 0 | 0 | 0 | 0 | 0 | 0 | 0 | 0 | 0 | 0 | 0 | 0 | 0 | 0 | 0 | 0 | 0 | 0
TAS1 | VPP | 0 | 0 | 0 | 0 | 0 | 0 | 0 | 0 | 0 | 0 | 0 | 0 | 0 | 0 | 0 | 0 | 0 | 0 | 0 | 0 | 0 | 0 | 0 | 0 | 0 | 0 | 0 | 0 | 0
Total excluding storage |  | 0 | 0 | 0 | 0 | 0 | 0 | 0 | 0 | 0 | 0 | 0 | 0 | 0 | 0 | 0 | 0 | 0 | 0 | 0 | 0 | 0 | 0 | 0 | 0 | 0 | 0 | 0 | 0 | 0

## Marinus_REZ Tx Cost
REZ transmission expansion cost by region ($000s) - Marinus Link, Step Change High Electrification Sensitivity
REZ Expansion | Real June 2020 dollars discounted to 1 July 2020. As with the total capital costs, the REZ transmission expansion costs are annualised for modelling purposes.
Explicitly modelled generation
Region | Technology | 2021-22 | 2022-23 | 2023-24 | 2024-25 | 2025-26 | 2026-27 | 2027-28 | 2028-29 | 2029-30 | 2030-31 | 2031-32 | 2032-33 | 2033-34 | 2034-35 | 2035-36 | 2036-37 | 2037-38 | 2038-39 | 2039-40 | 2040-41 | 2041-42 | 2042-43 | 2043-44 | 2044-45 | 2045-46 | 2046-47 | 2047-48 | 2048-49 | 2049-50
NSW1 | Transmission | 0.00065827 | 0.00070899 | 0.00075035 | 38257.7957 | 39204.7882 | 37409.1523 | 35791.2539 | 34994.3786 | 33391.5826 | 52438.7783 | 56233.3478 | 144853.1389 | 147736.4511 | 140969.8961 | 136868.734 | 136412.6449 | 160662.8145 | 159513.3625 | 159106.6082 | 165984.2028 | 180850.2737 | 214127.155 | 204866.4269 | 194936.6045 | 208036.483 | 249546.45 | 238912.1303 | 227332.1215 | 225524.7952
QLD1 | Transmission | 5156.4722 | 4920.2979 | 4707.5013 | 4479.3304 | 15907.6222 | 15179.0288 | 15075.8353 | 48788.1104 | 46553.5405 | 44421.3172 | 49032.9882 | 56771.4761 | 66804.0123 | 70685.772 | 82873.1862 | 100804.8832 | 152225.9355 | 145253.7552 | 143568.1433 | 140178.8497 | 146003.1478 | 213986.93 | 204732.2664 | 220354.1293 | 234789.1426 | 315945.4217 | 302281.1825 | 328794.9587 | 384876.1237
VIC1 | Transmission | 0.00028128 | 0.00027695 | 0.00026681 | 834.1581 | 1421.9365 | 4278.7312 | 9313.693 | 8862.2607 | 8456.3556 | 8069.0416 | 7720.0658 | 7345.8762 | 8521.273 | 12455.435 | 11916.7532 | 11339.1513 | 18895.357 | 18029.9208 | 17250.1497 | 21858.7605 | 49830.3438 | 54605.9783 | 60300.2623 | 57377.5243 | 56237.2863 | 53865.6731 | 51536.051 | 49038.112 | 46792.0916
SA1 | Transmission | 0.0015099 | 0.0014706 | 0.0015563 | 0.0021402 | 0.0021096 | 0.0020216 | 0.0020002 | 10087.2448 | 9625.2336 | 9184.3837 | 8787.1708 | 15477.7911 | 14768.8847 | 14092.4472 | 13482.9673 | 12829.4514 | 12891.6749 | 17513.53 | 24510.6586 | 23322.6335 | 25171.074 | 25969.3448 | 37321.2108 | 35512.262 | 36411.9493 | 60436.177 | 57822.3889 | 55019.756 | 56254.1094
TAS1 | Transmission | 0 | 0 | 890.677 | 847.5061 | 808.689 | 771.6498 | 1729.7824 | 1645.9403 | 1570.5537 | 1498.6199 | 1585.0353 | 1991.2471 | 1900.0449 | 1813.0199 | 1734.6091 | 2345.6376 | 2238.2038 | 2977.759 | 3994.1488 | 3800.5535 | 3843.5467 | 4072.8924 | 3896.745 | 3707.8708 | 3538.0446 | 6042.6403 | 6720.6287 | 7528.9661 | 7299.4626
NEM | Total | 5156.4746 | 4920.3004 | 5598.1809 | 44418.7925 | 57343.0381 | 57638.5642 | 61910.5666 | 104377.9348 | 99597.266 | 115612.1408 | 123358.6079 | 226439.5293 | 239730.666 | 240016.5702 | 246876.2499 | 263731.7684 | 346913.9857 | 343288.3275 | 348429.7086 | 355145 | 405698.3859 | 512762.3005 | 511116.9113 | 511888.3908 | 539012.9058 | 685836.3621 | 657272.3814 | 667713.9143 | 720746.5824

## Marinus_USE+DSP Cost
USE and USE / DSP cost by region ($000s) - Marinus Link, Step Change High Electrification Sensitivity
USE / DSP | Real June 2020 dollars discounted to 1 July 2020
Explicitly modelled generation
Region | Technology | 2021-22 | 2022-23 | 2023-24 | 2024-25 | 2025-26 | 2026-27 | 2027-28 | 2028-29 | 2029-30 | 2030-31 | 2031-32 | 2032-33 | 2033-34 | 2034-35 | 2035-36 | 2036-37 | 2037-38 | 2038-39 | 2039-40 | 2040-41 | 2041-42 | 2042-43 | 2043-44 | 2044-45 | 2045-46 | 2046-47 | 2047-48 | 2048-49 | 2049-50
NSW1 | USE / DSP | 0.0011298 | 0.0011274 | 29.4955 | 1800.4692 | 0.0011635 | 0.0011601 | 0.0011714 | 0.0011704 | 0.0011682 | 43.5702 | 0.0011797 | 26586.5375 | 165.418 | 2845.9165 | 17683.5037 | 782.9327 | 22209.4282 | 0.0012402 | 8108.2383 | 901.7508 | 2418.8933 | 0.0012949 | 3514.0967 | 4105.0544 | 159.0612 | 330.6445 | 418.5295 | 2115.2246 | 3436.3095
QLD1 | USE / DSP | 0.0011177 | 0.0011138 | 0.0011176 | 1566.1715 | 522.3935 | 496.1975 | 41.6945 | 28099.9547 | 1833.1938 | 350.7369 | 3384.2 | 11179.3088 | 32898.3073 | 12968.7509 | 4296.0282 | 1785.0893 | 46585.1269 | 282.7602 | 57585.979 | 7452.3796 | 8378.7983 | 15117.5747 | 17027.484 | 14838.7139 | 9335.8805 | 206716.3552 | 11926.2533 | 343665.057 | 80614.5802
VIC1 | USE / DSP | 0.0011219 | 0.0011118 | 0.0011216 | 0.0011688 | 0.001178 | 0.0011767 | 0.0011638 | 0.0011591 | 0.0011511 | 0.0011589 | 0.0011679 | 5041.8682 | 0.0011921 | 214.3031 | 3937.9294 | 276.046 | 4332.9353 | 0.0012198 | 3359.9363 | 361.3607 | 1725.3383 | 0.0012905 | 2145.5586 | 19731.602 | 105.1158 | 3.937 | 11792.4283 | 4142.7189 | 6579.2415
SA1 | USE / DSP | 0.0011327 | 0.001118 | 0.0011401 | 0.0011533 | 0.001164 | 0.0011509 | 0.0011473 | 0.0011372 | 0.0011282 | 0.0011364 | 0.0011508 | 5421.1024 | 0.0011622 | 97.9679 | 6832.6676 | 402.2194 | 4547.3126 | 0.0012096 | 3591.742 | 994.6022 | 1474.2529 | 0.0012746 | 2624.7194 | 7337.7698 | 8666.2118 | 60.2832 | 72.6318 | 1107.5122 | 1905.8481
TAS1 | USE / DSP | 0.00091363 | 0.00090508 | 0.00091201 | 0.00090997 | 0.00090817 | 0.00091045 | 0.00091978 | 0.00092 | 0.00091953 | 0.00092287 | 0.00092445 | 1142.976 | 0.00092991 | 11.3665 | 109.6439 | 0.00092677 | 1141.354 | 0.00092852 | 1316.6633 | 0.00093566 | 922.7775 | 0.00094317 | 0.00094142 | 691.5495 | 0.00092916 | 0.00094443 | 0.00093543 | 0.00094842 | 0.00094307
NEM | Total | 0.0054157 | 0.0053761 | 29.4998 | 3366.6439 | 522.398 | 496.2019 | 41.6989 | 28099.9591 | 1833.1981 | 394.3103 | 3384.2044 | 49371.7928 | 33063.7286 | 16138.3048 | 32859.7728 | 3246.2883 | 78816.1569 | 282.7648 | 73962.5589 | 9710.0942 | 14920.0603 | 15117.5795 | 25311.8597 | 46704.6896 | 18266.2702 | 207111.2208 | 24209.8438 | 351030.5136 | 92535.9803

## Marinus_SyncCon Cost
Synchronous Condenser cost by region ($000s) - Marinus Link, Step Change High Electrification Sensitivity
SyncCon | Real June 2020 dollars discounted to 1 July 2020
Explicitly modelled generation
Region | Technology | 2021-22 | 2022-23 | 2023-24 | 2024-25 | 2025-26 | 2026-27 | 2027-28 | 2028-29 | 2029-30 | 2030-31 | 2031-32 | 2032-33 | 2033-34 | 2034-35 | 2035-36 | 2036-37 | 2037-38 | 2038-39 | 2039-40 | 2040-41 | 2041-42 | 2042-43 | 2043-44 | 2044-45 | 2045-46 | 2046-47 | 2047-48 | 2048-49 | 2049-50
NSW1 | SyncCon | 0 | 0 | 0 | 0 | 0 | 0 | 0 | 0 | 0 | 0 | 0 | 0 | 0 | 0 | 0 | 0 | 0 | 0 | 0 | 0 | 0 | 0 | 0 | 0 | 0 | 0 | 0 | 0 | 0
QLD1 | SyncCon | 0 | 0 | 0 | 0 | 0 | 0 | 0 | 0 | 0 | 0 | 0 | 0 | 0 | 0 | 0 | 0 | 0 | 0 | 0 | 0 | 0 | 0 | 0 | 0 | 0 | 0 | 0 | 0 | 0
VIC1 | SyncCon | 0 | 0 | 416.3395 | 13149.4215 | 12547.1579 | 14440.3079 | 18626.7509 | 17723.9171 | 16912.1346 | 16137.533 | 15439.6052 | 14691.2515 | 14018.3698 | 13376.307 | 12797.7987 | 12177.4927 | 11619.745 | 11087.5429 | 10608.0207 | 10093.8527 | 9631.5388 | 9190.3997 | 8792.9265 | 8366.7357 | 7983.5264 | 7617.8687 | 7288.4055 | 6935.1384 | 6617.4985
SA1 | SyncCon | 0 | 0 | 0 | 0 | 0 | 0 | 0 | 0 | 0 | 0 | 0 | 0 | 0 | 0 | 0 | 0 | 0 | 0 | 0 | 0 | 0 | 0 | 0 | 0 | 0 | 0 | 0 | 0 | 0
TAS1 | SyncCon | 1447.3419 | 1535.7104 | 1818.6494 | 1347.1269 | 1297.7351 | 1584.9754 | 2138.0525 | 2076.0044 | 2547.5723 | 2282.433 | 2192.0487 | 1306.21 | 1206.8201 | 1044.211 | 1006.8902 | 1020.0959 | 901.7038 | 912.2515 | 907.4059 | 900.2977 | 762.7425 | 759.9114 | 590.6094 | 636.6552 | 599.1263 | 565.5611 | 555.8356 | 484.8974 | 432.1755
NEM | Total | 1447.3419 | 1535.7104 | 2234.9889 | 14496.5485 | 13844.893 | 16025.2833 | 20764.8034 | 19799.9215 | 19459.7069 | 18419.966 | 17631.6539 | 15997.4615 | 15225.1899 | 14420.518 | 13804.6889 | 13197.5887 | 12521.4487 | 11999.7945 | 11515.4266 | 10994.1504 | 10394.2813 | 9950.311 | 9383.5359 | 9003.3909 | 8582.6527 | 8183.4298 | 7844.2411 | 7420.0358 | 7049.674

## Marinus_System Strength Cost
System Strength cost by region ($000s) - Marinus Link, Step Change High Electrification Sensitivity
System Strength | Real June 2020 dollars discounted to 1 July 2020
Explicitly modelled generation
Region | Technology | 2021-22 | 2022-23 | 2023-24 | 2024-25 | 2025-26 | 2026-27 | 2027-28 | 2028-29 | 2029-30 | 2030-31 | 2031-32 | 2032-33 | 2033-34 | 2034-35 | 2035-36 | 2036-37 | 2037-38 | 2038-39 | 2039-40 | 2040-41 | 2041-42 | 2042-43 | 2043-44 | 2044-45 | 2045-46 | 2046-47 | 2047-48 | 2048-49 | 2049-50
NSW1 | System Strength | 4.5818e-05 | 4.8344e-05 | 5.1903e-05 | 4292.4408 | 4496.5355 | 4758.3541 | 4552.5614 | 5736.485 | 5473.7452 | 7566.3107 | 7919.2744 | 17305.9686 | 17926.2124 | 17105.1645 | 16661.6284 | 16780.1693 | 19528.0824 | 20797.5166 | 20781.347 | 21665.1301 | 23697.9204 | 26530.3716 | 25382.9667 | 24152.6609 | 24319.6679 | 26485.8991 | 25357.0599 | 24128.0098 | 23520.27
QLD1 | System Strength | 3867.2712 | 3690.1443 | 3530.5502 | 3359.4254 | 3783.0409 | 3609.7719 | 3473.6015 | 4494.3077 | 4288.4616 | 4092.0435 | 4245.009 | 5425.6191 | 6908.5483 | 6771.5617 | 6872.7661 | 7107.0087 | 9292.8345 | 8867.2085 | 9113.6943 | 9161.176 | 9104.2773 | 11901.6457 | 11386.9146 | 11495.3299 | 11929.7543 | 15916.533 | 15228.1631 | 17495.9553 | 18636.1622
VIC1 | System Strength | 0.00014566 | 0.00014271 | 0.00015168 | 2888.4463 | 3273.8111 | 4048.2477 | 7446.975 | 8043.2311 | 7674.8389 | 7956.0476 | 8186.8659 | 9003.146 | 9069.0783 | 10021.7879 | 9588.3583 | 9123.6131 | 10588.3666 | 10103.4032 | 9666.4439 | 9932.3647 | 12451.7203 | 12405.2751 | 12466.6988 | 11862.4412 | 11429.5481 | 10921.2092 | 10448.8808 | 9942.4262 | 9843.4902
SA1 | System Strength | 719.2881 | 686.3436 | 812.1591 | 2099.6413 | 2003.4747 | 1911.7125 | 2167.5058 | 3234.4789 | 3086.3348 | 3010.7576 | 3024.6139 | 3959.9119 | 3778.5419 | 3605.4789 | 3449.5466 | 3525.1088 | 4094.4668 | 4305.2997 | 4711.7655 | 4483.3875 | 4500.9549 | 4557.3871 | 5562.85 | 5293.2202 | 5231.5499 | 6125.7388 | 5860.8084 | 5576.7368 | 5609.9944
TAS1 | System Strength | 322.7688 | 307.9855 | 1046.1772 | 995.4693 | 949.8752 | 906.3695 | 1447.8723 | 1377.6943 | 2877.4298 | 2745.6392 | 2683.4523 | 2782.6013 | 2655.1539 | 2533.5438 | 2423.9712 | 2475.2133 | 2361.8448 | 2381.1216 | 2451.4713 | 2332.6491 | 2258.6645 | 2216.5722 | 2120.7083 | 2017.9181 | 1925.4944 | 2240.9191 | 2286.1756 | 2347.0169 | 2256.9767
NEM | Total | 4909.3283 | 4684.4736 | 5388.8867 | 13635.423 | 14506.7374 | 15234.4556 | 19088.516 | 22886.197 | 23400.8103 | 25370.7987 | 26059.2156 | 38477.2468 | 40337.5347 | 40037.5368 | 38996.2707 | 39011.1132 | 45865.5951 | 46454.5497 | 46724.722 | 47574.7074 | 52013.5373 | 57611.2518 | 56920.1385 | 54821.5703 | 54836.0145 | 61690.2992 | 59181.0877 | 59490.145 | 59866.8935