## Cover
Project Marinus Economic Modelling Results
Supporting the Economic Modelling Appendix to the TasNetworks PACR
TasNetworks | 22 June 2021

## Release notice
Notice
Ernst & Young ("EY") was engaged on the instructions of Tasmanian Networks Pty Ltd (“TasNetworks” or “Client”) to provide market modelling in relation to the proposed Marinus Link interconnector (“Project”), in accordance with the contract dated 14 June 2018.
The results of Ernst & Young’s work, including the assumptions and qualifications made in preparing the workbook dated 22 June 2021 (“Workbook”), are set out in Ernst & Young's report dated 22 June 2021 ("Report"). The Workbook and Report should be read in their entirety including this notice, the applicable scope of the work and any limitations. A reference to the Workbook includes any part of the Workbook. No further work has been undertaken by Ernst & Young since the date of the Workbook to update it.
EY has prepared the Workbook under the directions of the Client. EY has not been engaged to act, and has not acted, as advisor to any other party. Accordingly, EY makes no representations as to the appropriateness, accuracy or completeness of the Workbook for any other party's purposes.
No reliance may be placed upon the Workbook or any of its contents by any party other than the Client (“Third Parties”). Any Third Party receiving a copy of the Workbook must make and rely on their own enquiries in relation to the issues to which the Workbook relates, the contents of the Workbook and all matters arising from or relating to or in any way connected with the Workbook or its contents.
EY disclaims all responsibility to any Third Parties for any loss or liability that the Third Parties may suffer or incur arising from or relating to or in any way connected with the contents of the Workbook, the provision of the Workbook to the Third Parties or the reliance upon the Workbook by the Third Parties.
No claim or demand or any actions or proceedings may be brought against EY arising from or connected with the contents of the Workbook or the provision of the Workbook to the Third Parties. EY will be released and forever discharged from any such claims, demands, actions or proceedings.
Our work commenced on 12 January 2021 and was completed on 19 May 2021. Therefore, our Workbook does not take account of events or circumstances arising after 19 May 2021 and we have no responsibility to update the Workbook for such events or circumstances.
In preparing this Workbook we have considered and relied upon information from a range of sources believed to be reliable and accurate. We do not imply, and it should not be construed, that we have verified any of the information provided to us, or that our enquiries could have identified any matter that a more extensive examination might disclose.
The work performed as part of our scope considers information provided to us and a number of combinations of input assumptions relating to future conditions, which may not necessarily represent actual or most likely future conditions. Additionally, modelling work performed as part of our scope inherently requires assumptions about future behaviours and market interactions, which may result in forecasts that deviate from future conditions. There will usually be differences between estimated and actual results, because events and circumstances frequently do not occur as expected, and those differences may be material. We take no responsibility that the projected outcomes will be achieved, if any.
We highlight that our analysis and Workbook do not constitute investment advice or a recommendation to you on a future course of action. We provide no assurance that the scenarios we have modelled will be accepted by any relevant authority or third party.
Our conclusions are based, in part, on the assumptions stated and on information provided by the Client and other information sources used during the course of the engagement. The modelled outcomes are contingent on the collection of assumptions as agreed with the Client and no consideration of other market events, announcements or other changing circumstances are reflected in this Workbook. Neither EY nor any member or employee thereof undertakes responsibility in any way whatsoever to any person in respect of errors in this Workbook arising from incorrect information provided by the Client or other information sources used.
EY has consented to the Workbook being published electronically on the Client’s website alongside the Report and Addendum for informational purposes only. EY has not consented to distribution or disclosure beyond this. The material contained in the Workbook, including the EY logo, is copyright. The copyright in the material contained in the Workbook itself, excluding EY logo, vests in the Client. The Workbook, including the EY logo, cannot be altered without prior written permission from EY.
EY’s liability is limited by a scheme approved under Professional Standards Legislation.

## Version notes
Change log
2021-06-22 | 1 | Project Marinus Economic Modelling Result Workbooks supporting the Addendum to the PACR, Central No State Based Schemes Sensitivity. Marinus Link stage 1 from 1 July 2027 and stage 2 from 1 July 2029.

## Abbreviations and notes
Acronyms
AEMO | Australian Energy Market Operator
CCGT | Closed cycle gas turbine
Diesel | Diesel generator
Distributed PV | PV non-scheduled generators (PVNSG) and Rooftop PV
DSP | Demand-side participation
ESOO | Electricity Statement Of Opportunities
FOM | Fixed operations and maintenance
Gas - Steam | Gas-powered steam turbine
GWh | Gigawatt-hours
Grid Battery | Explicitly modelled existing and new entrant (8 hour or less) battery storage
MW | Megawatts
NEM | National Electricity Market
OCGT | Open cycle gas turbine
PACR | Project Assessment Conclusions Report
PV | Photovoltaic
PVNSG | PV non-scheduled generators
Rehab | Rehabilitation (after closing an existing generator)
USE | Unserved energy
VOM | Variable operations and maintenance
VPP | Virtual power plants
Notes
1. BaseCase simulations do not include Marinus Link. Marinus simulations include Marinus Link stage 1 from 1 July 2027 and stage 2 from 1 July 2029.
2. Tumut 3 generation is included in Hydro, whereas Tumut 3 pump is included in Pumped Hydro Pump.
3. REZ expansion costs only capture intra-regional network augmentations. These costs do not include the cost of interconnectors.
4. New entrant capacity and retiring capacity for allowable generators are made at the beginning of each financial year, on 1 July.
5. Other non-scheduled generation is handled on the demand side as per AEMO's 2020 ESOO.

## ---Compare options---
Compare |  | Marinus | to | BaseCase |  | 0 | 1 | 2 | 3 | 4 | 5 | 6 | 7 | 8 | 9 | 10 | 11 | 12 | 13 | 14 | 15 | 16 | 17 | 18 | 19 | 20 | 21 | 22 | 23 | 24 | 25 | 26 | 27 | 28
NEM discounted market benefits by year
Select region | NEM
[5 empty] | Real June 2020 dollars ($m) discounted to 1 July 2020 | 2021-22 | 2022-23 | 2023-24 | 2024-25 | 2025-26 | 2026-27 | 2027-28 | 2028-29 | 2029-30 | 2030-31 | 2031-32 | 2032-33 | 2033-34 | 2034-35 | 2035-36 | 2036-37 | 2037-38 | 2038-39 | 2039-40 | 2040-41 | 2041-42 | 2042-43 | 2043-44 | 2044-45 | 2045-46 | 2046-47 | 2047-48 | 2048-49 | 2049-50
|  |  |  | Build | CAPEX | 48.6139 | 52.0796 | 64.2953 | 112.2163 | 85.1144 | 68.5691 | 74.6349 | 99.7593 | 12.1956 | 32.5548 | 36.0508 | 80.659 | 102.6244 | 121.4205 | 101.6041 | 93.7056 | 102.7545 | 96.4538 | 67.541 | 70.3748 | 68.3152 | 47.3289 | 52.3352 | 38.0053 | 48.326 | 26.0711 | 21.9946 | 16.6752 | 26.6096
|  |  |  | FOM | FOM | 9.864 | 10.6311 | 13.3391 | -6.0554 | 3.9305 | -12.1677 | 103.683 | 34.2852 | 18.2295 | 21.1633 | 24.6032 | 19.2141 | -22.6135 | 25.3321 | 20.2296 | 16.2697 | 60.511 | 17.576 | 12.1429 | 12.8095 | 11.439 | 7.1169 | 8.7657 | 8.7491 | 12.1812 | 12.0118 | 3.7036 | 3.5246 | 10.4883
|  |  |  | Fuel | Fuel | -19.4248 | -16.9322 | -29.305 | -24.2103 | -22.8052 | -12.3324 | -4.385 | -19.2001 | 63.2286 | 34.6313 | 33.3499 | 32.0169 | 29.9411 | 18.4953 | 16.6767 | 14.3663 | 22.315 | 26.7508 | 36.4399 | 54.0907 | 42.925 | 69.9854 | 71.7121 | 52.2362 | 51.3171 | 42.8589 | 79.8115 | 60.9498 | 23.8401
|  |  |  | VOM | VOM | -4.2967 | -3.605 | -3.0275 | -7.0725 | -6.183 | -4.2907 | -5.0653 | -6.6913 | 6.6321 | 5.2739 | 4.2795 | 4.6679 | 3.1334 | 0.55114 | 2.0131 | 3.4053 | 1.6356 | 3.0568 | 4.9706 | 1.407 | 4.6371 | 4.4372 | 3.3319 | 3.1294 | 2.5892 | 3.3807 | 2.196 | 2.2249 | -0.075645
|  |  |  | REHAB | REHAB | 0 | 0 | 0 | 24.4704 | -2.2522 | 2.8312 | -39.3973 | 7.3513 | 1.9994 | 1.01 | -0.42967 | 4.7174e-08 | 2.6013 | 0 | 5.7563e-10 | 0.33475 | 0 | 0 | 0 | 7.4248e-09 | 3.7705e-10 | 0 | -0.16604 | 4.0794e-07 | 1.0586e-08 | 0 | 0 | 0 | 0
|  |  |  | REZ Tx | REZ | 5.9434e-06 | 6.0472e-06 | -1.475 | -2.9668 | -2.8309 | -2.7013 | 5.2309 | 10.2653 | 9.7951 | 14.9641 | 13.975 | 15.0119 | 15.5779 | 16.5135 | 20.2776 | 18.7175 | 18.9855 | 15.1808 | 14.7834 | 14.1026 | 15.8265 | 27.4953 | 27.3833 | 21.8626 | 21.0531 | 27.0613 | 25.7112 | 24.4649 | 29.5414
|  |  |  | USE+DSP | USE+DSP | 1.0969e-05 | 1.0911e-05 | -0.33169 | 1.2725 | 0.57067 | 0.74839 | 1.1283e-05 | 3.8456 | 0.30813 | 0.076004 | 0.61932 | 3.7398 | 0.78977 | -2.8822 | 3.0125 | 1.6673 | 4.5981 | 0.49622 | -14.0266 | 1.7843 | -11.7056 | -0.24859 | 2.3936 | -0.96613 | -0.35677 | -10.997 | -1.1014 | 0.15359 | -0.23425
|  |  |  | SyncCon | SyncCon | -0.010738 | -0.13129 | -0.37763 | 0.62808 | 0.65261 | 0.71036 | -1.4738 | -1.4834 | -2.24 | -2.0619 | -1.8637 | -0.79287 | -0.87319 | -0.72956 | -0.65179 | -0.67437 | -0.54381 | -0.62734 | -0.43846 | -0.23181 | -0.18242 | -0.40617 | -0.16414 | -0.14863 | -0.30412 | -0.37521 | -0.4613 | -0.33639 | -0.16836
|  |  |  | System Strength | System Strength | 0.36305 | 0.34642 | 0.15511 | 0.99477 | 0.94921 | 0.64258 | 1.5457 | 2.1135 | 0.82686 | 1.1638 | 1.1731 | 1.0111 | 1.1263 | 1.5964 | 1.2372 | 1.0747 | 0.70253 | 0.038393 | 0.033967 | 0.16843 | 0.28753 | 0.52979 | 0.67124 | 0.53031 | 0.93108 | 0.98206 | 0.91178 | 0.86759 | 1.6835
[5 empty] | Total cumulative market benefits | 35.1087 | 77.4973 | 120.7699 | 220.0469 | 277.1929 | 319.2025 | 453.9756 | 584.2211 | 695.1964 | 803.9717 | 915.729 | 1071.2569 | 1203.5645 | 1383.8616 | 1548.2607 | 1697.1276 | 1908.086 | 2067.0115 | 2188.4583 | 2342.964 | 2474.5063 | 2630.745 | 2797.0078 | 2920.406 | 3056.1428 | 3157.1364 | 3289.9024 | 3398.4267 | 3490.1114
NEM capacity difference by year
Select region | NEM
[5 empty] | Capacity difference (MW) | 2021-22 | 2022-23 | 2023-24 | 2024-25 | 2025-26 | 2026-27 | 2027-28 | 2028-29 | 2029-30 | 2030-31 | 2031-32 | 2032-33 | 2033-34 | 2034-35 | 2035-36 | 2036-37 | 2037-38 | 2038-39 | 2039-40 | 2040-41 | 2041-42 | 2042-43 | 2043-44 | 2044-45 | 2045-46 | 2046-47 | 2047-48 | 2048-49 | 2049-50
[5 empty] | Black Coal | 0 | 0 | 0 | 128.1438 | 148.5901 | 106.231 | 176.7581 | 106.2322 | 82.0013 | 100.6724 | 3.9076 | 100.6724 | 175.7132 | 175.7132 | 212.5856 | 308.1669 | 212.586 | 212.586 | 212.586 | 212.586 | 212.586 | 212.586 | 191.0763 | 0.0017518 | 0 | 0 | 0 | 0 | 0
[5 empty] | Brown Coal | 0 | 0 | 0 | 199.8333 | 161.6034 | 203.4743 | -347.4803 | -238.9654 | -238.9654 | -238.9654 | -238.9654 | -238.9654 | -238.9654 | -238.9654 | -238.9654 | -238.9654 | -238.9654 | -238.9654 | -238.9654 | -238.9654 | -238.9654 | -238.9654 | -238.9654 | -238.9654 | -238.9654 | -238.9654 | 0 | 0 | 0
[5 empty] | CCGT | 0 | 0 | 0 | 0 | 0 | 0 | 0 | 0 | 0 | 0 | 0 | 0 | 0 | 0 | 0 | 0 | 0 | 0 | 0 | 0 | 0 | 0 | 0 | 0 | 0 | 0 | 0 | 0 | 0
[5 empty] | Gas - Steam | 0 | 0 | 0 | 0 | 0 | 0 | 0 | 0 | 0 | 0 | 0 | 0 | 0 | 0 | 0 | 0 | 0 | 0 | 0 | 0 | 0 | 0 | 0 | 0 | 0 | 0 | 0 | 0 | 0
[5 empty] | OCGT / Diesel | 0 | 0 | 0 | 0 | 0 | 0 | 0 | 0 | 0 | 0 | 0 | 0 | 0 | 0 | -0.00023868 | -0.00023878 | -0.00020205 | -0.00020213 | -187.5661 | -187.5661 | -509.2288 | -509.2288 | -514.1549 | -529.6605 | -342.0343 | -381.1775 | -381.1775 | -403.608 | -466.8346
[5 empty] | Hydro | 0 | 0 | 0 | 0 | 0 | 0 | 250 | 250 | 250 | 250 | 250 | 250 | 250 | 250 | 250 | 250 | 250 | 250 | 250 | 250 | 250 | 250 | 250 | 250 | 250 | 250 | 250 | 250 | 250
[5 empty] | Wind | -388.3993 | -434.3995 | -551.95 | -1046.0952 | -838.2445 | -700.5892 | -825.3362 | -1166.3632 | -222.3097 | -620.0621 | -601.507 | 209.5142 | 308.9022 | -88.2904 | 76.8371 | 150.3484 | -166.9651 | -241.8915 | 155.038 | -39.7228 | -163.3169 | 278.094 | 87.7304 | 219.6729 | -119.2653 | 513.3027 | 552.1579 | 552.1579 | -371.6597
[5 empty] | Solar PV | 0 | 0 | 0 | 0 | 0 | -0.00015515 | 0 | 0 | -227.5829 | -66.3679 | -225.6836 | -809.5449 | -1175.3031 | -1175.3031 | -1093.1393 | -1128.1276 | -1172.259 | -1043.4027 | -1043.4027 | -931.7671 | -791.4611 | -644.4641 | -644.4641 | -644.4641 | -842.3054 | -1611.8845 | -1611.8845 | -1611.8845 | -1882.3195
[5 empty] | Grid Battery | 0 | 0 | 0 | 0 | 0 | 0 | 0 | 0 | 0 | 0 | 0 | 371.0412 | 130.6358 | 130.6358 | 121.4973 | 121.4973 | 304.1028 | 304.1028 | 359.8481 | 359.8481 | 673.2623 | 544.2168 | 544.2168 | 811.9943 | 811.9943 | 743.1221 | 743.1228 | 743.1226 | 743.1225
[5 empty] | Pumped Hydro | 0 | 0 | 0 | 0 | 0 | 0 | 0 | 0 | 179.5168 | 202.1847 | 204.9454 | -678.15 | -739.1137 | -739.1139 | -705.8757 | -705.8757 | -760.8748 | -760.8748 | -594.7686 | -594.7659 | -613.9549 | -578.0035 | -577.9993 | -578.0042 | -578.0048 | -578.0048 | -578.0041 | -578.0041 | -498.0665
[5 empty] | VPP | 0 | 0 | 0 | 0 | 0 | 0 | 0 | 0 | 0 | 0 | 0 | 0 | 0 | 0 | 0 | 0 | 0 | 0 | 0 | 0 | 0 | 0 | 0 | 0 | 0 | 0 | 0 | 0 | 0
[5 empty] | Grid Battery pump | 0 | 0 | 0 | 0 | 0 | 0 | 0 | 0 | 0 | 0 | 0 | 371.0412 | 130.6358 | 130.6358 | 121.4973 | 121.4973 | 304.1028 | 304.1028 | 359.8481 | 359.8481 | 673.2623 | 544.2168 | 544.2168 | 811.9943 | 811.9943 | 743.1221 | 743.1228 | 743.1226 | 743.1225
[5 empty] | Pumped Hydro Pump | 0 | 0 | 0 | 0 | 0 | 0 | 0 | 0 | 179.5168 | 202.1847 | 204.9454 | -678.15 | -739.1137 | -739.1139 | -705.8757 | -705.8757 | -760.8748 | -760.8748 | -594.7686 | -594.7659 | -613.9549 | -578.0035 | -577.9993 | -578.0042 | -578.0048 | -578.0048 | -578.0041 | -578.0041 | -498.0665
[5 empty] | VPP pump | 0 | 0 | 0 | 0 | 0 | 0 | 0 | 0 | 0 | 0 | 0 | 0 | 0 | 0 | 0 | 0 | 0 | 0 | 0 | 0 | 0 | 0 | 0 | 0 | 0 | 0 | 0 | 0 | 0
NEM generation difference by year
Select region | NEM
[5 empty] | Sent-out generation difference (GWh)* | 2021-22 | 2022-23 | 2023-24 | 2024-25 | 2025-26 | 2026-27 | 2027-28 | 2028-29 | 2029-30 | 2030-31 | 2031-32 | 2032-33 | 2033-34 | 2034-35 | 2035-36 | 2036-37 | 2037-38 | 2038-39 | 2039-40 | 2040-41 | 2041-42 | 2042-43 | 2043-44 | 2044-45 | 2045-46 | 2046-47 | 2047-48 | 2048-49 | 2049-50
[5 empty] | Black Coal | 1037.5228 | 766.1269 | 1341.9474 | 1510.9211 | 1491.5594 | 1170.0676 | 2243.8023 | 2666.6652 | 1373.5613 | 1835.4956 | 1219.3453 | 1195.4688 | 1597.7863 | 2012.0562 | 1883.4415 | 2344.1006 | 1515.589 | 1755.5029 | 1650.3422 | 1387.4298 | 1624.2558 | 1498.7162 | 1218.7873 | 59.8176 | 223.0947 | 494.968 | 698.8841 | 560.6612 | 359.6809
[5 empty] | Brown Coal | 227.9319 | 727.3905 | 557.7885 | 1463.3569 | 1124.4245 | 1367.7495 | -1850.9498 | -1440.935 | -1463.0058 | -1434.8244 | -1338.4772 | -1360.9117 | -1430.0141 | -1232.7075 | -1217.1146 | -1143.1296 | -1003.1275 | -1175.3383 | -1016.656 | -659.1698 | -953.11 | -1130.6884 | -1157.5036 | -1063.3156 | -1010.3211 | -1314.2786 | -0.00058251 | 0 | 0
[5 empty] | CCGT | -8.5243e-05 | -8.5661e-05 | 23.984 | -149.8113 | -105.6048 | -205.8199 | -303.1443 | -151.6528 | -1290.8948 | -870.4863 | -608.1132 | -413.1102 | -574.284 | -263.0942 | -486.5702 | -524.072 | -286.826 | -368.2363 | -178.7278 | -98.3018 | -160.2121 | -165.6587 | -31.7779 | 17.233 | -3.3235 | -0.00072819 | -0.00072337 | -0.0006953 | -0.00068392
[5 empty] | Gas - Steam | 0.076298 | 0.058897 | 2.7882 | -17.1886 | -13.5519 | -19.0502 | -18.7285 | -34.187 | -33.8502 | -45.7771 | -77.8351 | -160.2073 | -176.1551 | -234.6766 | -33.6141 | -46.0281 | -125.1525 | -190.3119 | -13.7064 | -5.603 | -11.2316 | -6.6138 | 2.9837 | -2.059 | -0.22046 | 0 | 0 | 0 | 0
[5 empty] | OCGT / Diesel | -0.00010611 | 0.060817 | 5.7399 | -30.5553 | -23.0609 | -25.3748 | -42.4138 | -38.6484 | -105.9455 | -100.8652 | -123.943 | -193.2021 | -132.6489 | -176.4732 | -159.3478 | -197.6571 | -293.6028 | -312.7657 | -805.7423 | -1165.1418 | -994.3064 | -1578.7471 | -1613.0381 | -1115.1838 | -1138.7999 | -925.6633 | -1960.597 | -1466.0434 | -468.5882
[5 empty] | Hydro | -12.0158 | -223.6207 | -602.0211 | -495.4932 | -452.654 | -563.7984 | 1073.3947 | 786.979 | 443.1949 | -113.6938 | 237.1084 | -10.8833 | 250.002 | 24.7322 | 14.5178 | -631.9151 | -54.645 | -170.5388 | -688.283 | 58.1891 | -571.4327 | -90.04 | 21.5303 | -227.7369 | 107.4529 | -253.3546 | -556.3216 | -897.5076 | 54.3028
[5 empty] | Wind | -1288.177 | -1298.9754 | -1340.1403 | -2237.0722 | -1967.0727 | -1674.8557 | -1371.8394 | -2121.7556 | 1307.3666 | 378.1779 | 836.0813 | 2668.596 | 2914.6712 | 2184.1138 | 2181.9091 | 2425.2504 | 2402.0392 | 2089.9038 | 3032.5969 | 2858.2688 | 2319.6493 | 2981.2098 | 2854.652 | 3550.8627 | 3350.1538 | 4681.2251 | 4851.0412 | 4746.2592 | 2915.096
[5 empty] | Solar PV | 0.00099998 | -0.00096543 | -1.3481 | 0.0019461 | 0.0012165 | -0.37278 | 0.0088741 | 0.0090787 | -533.4805 | -146.4519 | -473.9376 | -2127.9779 | -2887.1389 | -2796.1437 | -2771.8813 | -2861.2289 | -2595.5941 | -2384.7692 | -2473.5159 | -2416.9703 | -1902.2047 | -1559.9992 | -1355.7307 | -1322.6613 | -1527.0366 | -2900.9096 | -2969.8951 | -3130.9931 | -2786.9127
[5 empty] | Grid Battery | 1.7655 | -2.8194 | 2.9802 | 0.77795 | 4.6051 | 3.0405 | -0.95714 | -3.6327 | -7.498 | -12.2424 | -9.3971 | 530.0327 | 199.5864 | 188.0061 | 187.5529 | 179.9492 | 406.1433 | 400.0977 | 463.9456 | 458.9879 | 835.6369 | 718.4714 | 667.1089 | 1043.3959 | 1042.4524 | 860.2078 | 874.4862 | 887.245 | 981.1385
[5 empty] | Pumped Hydro | -38.8242 | -41.8934 | -32.6061 | 26.894 | 154.0058 | 45.5316 | -414.8043 | -352.9621 | -31.8738 | 102.0418 | 99.6297 | -1803.9507 | -1624.5565 | -1958.6162 | -1904.5767 | -1959.3083 | -1964.2757 | -2024.1434 | -1482.0643 | -1236.1217 | -1691.2862 | -1098.665 | -794.8484 | -974.7977 | -1082.1646 | -1388.1631 | -1346.5751 | -1248.0978 | -985.0903
[5 empty] | VPP | 0.082754 | -0.29176 | -0.53068 | 0.55733 | 0.60561 | 0.53025 | 3.1342 | 0.016069 | -1.6666 | -1.0104 | -10.0416 | 8.9291 | 20.453 | 6.9904 | 11.4086 | 16.2839 | 17.0376 | 15.1941 | 21.5124 | 8.194 | 16.8324 | 39.7483 | 31.9455 | 67.492 | 41.3237 | 36.5695 | 26.941 | 31.6743 | 174.3737
[5 empty] | Grid Battery pump | 2.1797 | -3.4808 | 3.6793 | 0.94045 | 5.684 | 3.775 | -1.1816 | -4.4848 | -9.3626 | -15.0081 | -11.8174 | 624.0495 | 235.5844 | 222.1835 | 219.9662 | 211.8007 | 479.585 | 469.8225 | 545.2707 | 540.5591 | 982.3925 | 846.3422 | 783.8985 | 1228.2046 | 1228.1798 | 1010.1028 | 1031.1255 | 1042.7198 | 1153.0604
[5 empty] | Pumped Hydro Pump | -73.514 | -98.6715 | -74.7151 | 76.6967 | 224.5418 | 134.4042 | -679.0794 | -592.4799 | -297.8207 | -312.0493 | -195.0512 | -2457.4884 | -2278.7122 | -2642.8162 | -2669.7745 | -2758.101 | -2627.9638 | -2911.8995 | -2086.2484 | -1511.025 | -2515.471 | -1429.5511 | -1085.9359 | -1305.8551 | -1432.9148 | -1838.8885 | -1588.9396 | -1627.0425 | -1187.4929
[5 empty] | VPP pump | 0.099387 | -0.35025 | -0.63713 | 0.63896 | 0.729 | 0.66445 | 3.7618 | 0.019286 | -2.0813 | -0.90525 | -12.377 | 10.7578 | 24.5195 | 8.5896 | 13.5801 | 19.4853 | 20.5084 | 18.2999 | 25.7565 | 9.9279 | 20.0684 | 48.0075 | 38.0825 | 81.2581 | 49.3713 | 43.9878 | 32.3071 | 38.0741 | 209.1414
*Generation shown is sent-out, as is demand. The difference in sent-out generation with the Marinus Link option and the Base Case is due to the difference in losses from interconnectors and storage.

## BaseCase_CF
Annual capacity factor by technology - BaseCase, Central No State Based Schemes Sensitivity
Explicitly modelled generation
Region | Technology | 2021-22 | 2022-23 | 2023-24 | 2024-25 | 2025-26 | 2026-27 | 2027-28 | 2028-29 | 2029-30 | 2030-31 | 2031-32 | 2032-33 | 2033-34 | 2034-35 | 2035-36 | 2036-37 | 2037-38 | 2038-39 | 2039-40 | 2040-41 | 2041-42 | 2042-43 | 2043-44 | 2044-45 | 2045-46 | 2046-47 | 2047-48 | 2048-49 | 2049-50
NEM | Black Coal | 48.23% | 45.15% | 47.73% | 59.89% | 63.28% | 61.49% | 60.01% | 62.83% | 64.41% | 61.64% | 57.84% | 57.82% | 66.13% | 57.8% | 54.27% | 56.49% | 57.74% | 57.87% | 52.72% | 52.73% | 50.84% | 56.27% | 51.98% | 51.33% | 48.48% | 56.82% | 53.63% | 52.62% | 50.85%
NEM | Brown Coal | 65.77% | 56.69% | 61.16% | 68.11% | 70.06% | 69.01% | 60.81% | 68.83% | 69.89% | 68.54% | 63.94% | 65.01% | 68.31% | 58.89% | 58.14% | 54.61% | 47.92% | 56.15% | 48.57% | 31.49% | 45.53% | 54.01% | 55.29% | 50.8% | 48.26% | 62.78% | - | - | -
NEM | CCGT | 8.417% | 8.417% | 7.344% | 11.23% | 12.37% | 10.19% | 10.47% | 10.95% | 17.08% | 15.33% | 15.8% | 20.43% | 24.54% | 21.61% | 17.77% | 16.82% | 21.1% | 22.5% | 20.27% | 22.73% | 22.42% | 27.03% | 21.18% | 24.91% | 27.06% | 28.26% | 28.34% | 28.26% | 28.26%
NEM | Gas - Steam | 5.781% | 5.901% | 5.973% | 1.803% | 1.704% | 1.962% | 1.722% | 1.981% | 1.703% | 1.933% | 2.21% | 3.842% | 3.98% | 5.321% | 4.006% | 4.23% | 8.051% | 7.043% | 14.32% | 18.47% | 16.86% | 23.99% | 19.66% | 18.96% | 22.06% | - | - | - | -
NEM | OCGT / Diesel | 0.09004% | 0.04133% | 0.1764% | 0.391% | 0.278% | 0.3282% | 0.2556% | 0.4252% | 0.4044% | 0.5532% | 0.6457% | 1.301% | 1.126% | 1.265% | 1.4% | 1.53% | 2.769% | 1.611% | 4.369% | 7.374% | 5.499% | 7.192% | 11.55% | 6.413% | 7.835% | 14.47% | 17.06% | 16.77% | 17.51%
NEM | Hydro | 20.61% | 21.52% | 19.91% | 24.36% | 24.66% | 23.09% | 23.77% | 26.7% | 24.76% | 23.2% | 22.53% | 22.47% | 24.3% | 25.55% | 24.64% | 24.02% | 26.85% | 24.12% | 23.02% | 21.59% | 21.42% | 23.41% | 23.71% | 22.32% | 23.81% | 27.23% | 24.87% | 23.14% | 21.72%
NEM | Wind | 37.02% | 37.71% | 34.1% | 33.35% | 36.18% | 37.37% | 38.28% | 35.66% | 35.59% | 35.38% | 35.73% | 32.77% | 31.57% | 33.37% | 35.11% | 35.96% | 34.05% | 33.93% | 34.09% | 33.94% | 32.06% | 30.15% | 32.2% | 33.49% | 34.81% | 33.85% | 33.93% | 33.83% | 33.15%
NEM | Solar PV | 29.56% | 29.16% | 29.66% | 28.44% | 27.85% | 29.5% | 29.87% | 26.36% | 27.71% | 28.74% | 28.66% | 28.76% | 27.56% | 26.98% | 28.58% | 28.72% | 25.6% | 26.48% | 27.63% | 27.94% | 27.96% | 26.51% | 25.59% | 26.9% | 26.85% | 24.51% | 25.28% | 26.26% | 26.15%
NEM | Grid Battery | 5.85% | 3.939% | 4.733% | 6.1% | 6.329% | 6.538% | 6.249% | 5.918% | 5.936% | 6.212% | 6.171% | 9.683% | 10.94% | 10.98% | 12.28% | 12.31% | 11.97% | 11.87% | 12.49% | 12.07% | 13.03% | 13.85% | 13.46% | 14.1% | 14.05% | 13.47% | 13.5% | 13.64% | 13.42%
NEM | Pumped Hydro | 3.344% | 5.295% | 6.327% | 17.42% | 17.63% | 17.01% | 22.07% | 22.68% | 23.22% | 23.28% | 21.99% | 25.75% | 24.02% | 24.84% | 25.82% | 25.25% | 25.5% | 25.06% | 26.37% | 25.12% | 25.59% | 25.49% | 23.83% | 26.09% | 25.48% | 23.87% | 23.28% | 24.47% | 23.94%
NEM | VPP | 4.472% | 5.398% | 7.261% | 8.598% | 9.191% | 9.473% | 8.891% | 8.376% | 8.454% | 8.452% | 8.486% | 7.63% | 7.227% | 7.05% | 6.881% | 6.766% | 6.278% | 6.17% | 6.071% | 5.843% | 5.696% | 5.507% | 4.922% | 5.176% | 5.164% | 4.861% | 4.867% | 4.837% | 3.993%
Region | Technology | 2021-22 | 2022-23 | 2023-24 | 2024-25 | 2025-26 | 2026-27 | 2027-28 | 2028-29 | 2029-30 | 2030-31 | 2031-32 | 2032-33 | 2033-34 | 2034-35 | 2035-36 | 2036-37 | 2037-38 | 2038-39 | 2039-40 | 2040-41 | 2041-42 | 2042-43 | 2043-44 | 2044-45 | 2045-46 | 2046-47 | 2047-48 | 2048-49 | 2049-50
NSW1 | Black Coal | 47.98% | 44.82% | 47.59% | 56.45% | 63.45% | 59.39% | 58.99% | 62.74% | 63.75% | 61.06% | 57.52% | 50.68% | 63.38% | 54.67% | 45.82% | 54.66% | 59.2% | 58.53% | 54.2% | 48.01% | 52.09% | - | - | - | - | - | - | - | -
NSW1 | Brown Coal | bar: 2021-22 to 2049-50
NSW1 | CCGT | 0.6146% | 0.6146% | 1.85% | 4.261% | 3.215% | 1.163% | 3.463% | 4.278% | 17.49% | 11.33% | 11.2% | 20.58% | 22.14% | 21.28% | 15.17% | 12.9% | 17.76% | 23.38% | 19.58% | 21.66% | 20.97% | 25.01% | 3.952% | - | - | - | - | - | -
NSW1 | Gas - Steam | bar: 2021-22 to 2049-50
NSW1 | OCGT / Diesel | 1.66e-07% | 1.728e-07% | 0.08641% | 0.4098% | 0.07264% | 0.1183% | 0.1089% | 0.2107% | 0.1556% | 0.2516% | 0.1754% | 0.7333% | 0.6186% | 0.9841% | 1.668% | 1.32% | 2.409% | 0.6821% | 4.465% | 9.873% | 5.728% | 7.496% | 14.81% | 6.645% | 8.131% | 16.78% | 23.57% | 21.73% | 21.73%
NSW1 | Hydro | 9.314% | 9.79% | 8.868% | 12.62% | 12.12% | 11.31% | 12.25% | 15.6% | 13.98% | 12.13% | 12.94% | 12.7% | 14.64% | 15.87% | 15.49% | 14.75% | 19.09% | 15.99% | 15.29% | 13.98% | 13.51% | 15.95% | 15.76% | 15.94% | 16.34% | 18.45% | 15.1% | 14.18% | 12.7%
NSW1 | Wind | 32.84% | 37.25% | 34.36% | 33% | 36.85% | 38.33% | 38.05% | 33.21% | 30.96% | 32.71% | 33.89% | 33.24% | 31.99% | 33.88% | 35.7% | 35.83% | 32.06% | 29.68% | 31.65% | 32.61% | 32.52% | 30.85% | 32.3% | 33.77% | 33.92% | 30.83% | 29.13% | 30.63% | 30.95%
NSW1 | Solar PV | 28.63% | 28.53% | 28.72% | 27.65% | 26.32% | 28.48% | 28.73% | 26.01% | 26.9% | 28.15% | 28.37% | 28.69% | 27.72% | 26.63% | 28.69% | 28.77% | 26.1% | 26.71% | 28.25% | 28.6% | 28.36% | 27.04% | 25.76% | 27.62% | 27.54% | 25.01% | 25.32% | 26.72% | 26.6%
NSW1 | Grid Battery | - | - | - | - | - | - | - | - | - | - | - | 15.6% | 15.28% | 15.37% | 15.39% | 15.52% | 14.85% | 14.84% | 14.92% | 14.31% | 14.41% | 14.26% | 14.05% | 14.7% | 14.59% | 14.42% | 13.99% | 14.63% | 14.24%
NSW1 | Pumped Hydro | 2.805% | 4.986% | 6.271% | 41.17% | 20.19% | 19.13% | 25.08% | 25.85% | 26.33% | 26.23% | 24.68% | 27.44% | 25.31% | 27.11% | 27.94% | 26.82% | 27.73% | 26.73% | 28.11% | 26.51% | 27.27% | 27.63% | 26.5% | 29.31% | 28.5% | 27.9% | 26.36% | 27.98% | 27.18%
NSW1 | VPP | 2.427% | 3.157% | 6.664% | 7.564% | 8.552% | 9.086% | 8.559% | 7.964% | 8.058% | 8.048% | 7.904% | 7.396% | 7.162% | 6.892% | 6.667% | 6.625% | 6.198% | 6.12% | 5.968% | 5.69% | 5.683% | 5.67% | 5.089% | 5.401% | 5.43% | 5.272% | 5.144% | 5.291% | 4.303%
Region | Technology | 2021-22 | 2022-23 | 2023-24 | 2024-25 | 2025-26 | 2026-27 | 2027-28 | 2028-29 | 2029-30 | 2030-31 | 2031-32 | 2032-33 | 2033-34 | 2034-35 | 2035-36 | 2036-37 | 2037-38 | 2038-39 | 2039-40 | 2040-41 | 2041-42 | 2042-43 | 2043-44 | 2044-45 | 2045-46 | 2046-47 | 2047-48 | 2048-49 | 2049-50
QLD1 | Black Coal | 48.54% | 45.54% | 47.86% | 65.13% | 63.1% | 64.01% | 61.25% | 62.95% | 65.24% | 62.4% | 58.24% | 61.66% | 67.89% | 59.8% | 57.84% | 57.34% | 57.02% | 57.54% | 51.99% | 55.05% | 50.52% | 56.27% | 51.98% | 51.33% | 48.48% | 56.82% | 53.63% | 52.62% | 50.85%
QLD1 | Brown Coal | bar: 2021-22 to 2049-50
QLD1 | CCGT | 8.33% | 8.33% | 9.298% | 15.34% | 16.57% | 14.07% | 15.07% | 15.65% | 20.3% | 19.58% | 20.57% | 23.45% | 29.55% | 24.41% | 22.64% | 23.58% | 26.85% | 26.16% | 24.99% | 28.21% | 28.07% | 34.02% | 28.89% | 30.18% | 43.62% | 60.92% | 61.08% | 60.92% | 60.92%
QLD1 | Gas - Steam | 5.044% | 5.044% | 10.02% | 9.894% | 9.894% | 9.894% | 9.921% | 9.894% | 9.894% | 9.894% | 9.921% | 9.894% | 16.31% | 12.13% | 9.921% | 11.92% | 14.09% | 13.5% | 14.32% | 18.47% | 16.86% | 23.99% | 19.66% | 18.96% | 22.06% | - | - | - | -
QLD1 | OCGT / Diesel | 2.058e-07% | 2.118e-07% | 2.255e-07% | 0.428% | 0.2022% | 0.217% | 0.2828% | 0.7117% | 0.6813% | 0.9048% | 1.314% | 2.05% | 1.705% | 1.085% | 1.336% | 2.455% | 3.624% | 1.739% | 4.148% | 4.963% | 5.871% | 8.061% | 6.655% | 7.74% | 11.04% | 17.73% | 15.26% | 13.83% | 14.88%
QLD1 | Hydro | 51.2% | 50.99% | 51% | 50.58% | 50.35% | 50.17% | 50.1% | 49.65% | 49.5% | 48.18% | 49.32% | 48.9% | 48.64% | 48.05% | 47.12% | 46.89% | 38.43% | 39.42% | 38.05% | 34.3% | 36.31% | - | - | - | - | - | - | - | -
QLD1 | Wind | 42.9% | 41.16% | 38.53% | 34.97% | 40.46% | 39.91% | 43.36% | 41.73% | 41.58% | 42.49% | 40.1% | 37.84% | 33.67% | 38.74% | 38.18% | 40.99% | 40.93% | 41.07% | 41.58% | 38.49% | 36.22% | 31.64% | 36.7% | 36.88% | 39.16% | 40.27% | 40.34% | 40.63% | 36.32%
QLD1 | Solar PV | 31.43% | 30.43% | 31.03% | 29.65% | 30.07% | 31.49% | 31.87% | 26.62% | 28.83% | 29.98% | 30.21% | 30.28% | 29.01% | 29.05% | 30.33% | 30.47% | 25.56% | 27.48% | 28.53% | 29.37% | 28.7% | 26.97% | 26.35% | 27.05% | 26.79% | 24.65% | 26.32% | 27.22% | 26.75%
QLD1 | Grid Battery | - | 11.68% | 13.96% | 17.34% | 17.59% | 18.31% | 18.82% | 17.88% | 18.05% | 18.08% | 18.05% | 17.3% | 15.99% | 15.95% | 16.3% | 16.27% | 15.39% | 15.25% | 15.43% | 15.49% | 15.13% | 14.84% | 14.72% | 14.89% | 14.74% | 13.5% | 13.88% | 13.77% | 14.06%
QLD1 | Pumped Hydro | 3.571% | 5.425% | 6.351% | 7.418% | 7.377% | 8.557% | 10.01% | 9.973% | 10.79% | 11.49% | 11.2% | 17.41% | 18.73% | 18.75% | 20.18% | 19.6% | 20.48% | 21.11% | 22.11% | 21.66% | 22.8% | 23.08% | 21.42% | 22.42% | 21.55% | 18.03% | 18.38% | 19.07% | 19.94%
QLD1 | VPP | 6.026% | 6.712% | 7.57% | 9.428% | 9.731% | 9.861% | 9.679% | 9.027% | 9.141% | 9.057% | 9.156% | 8.23% | 7.335% | 7.129% | 7.124% | 6.978% | 6.367% | 6.303% | 6.082% | 6.132% | 6% | 5.679% | 5.017% | 4.886% | 4.641% | 4.148% | 4.552% | 4.21% | 3.757%
Region | Technology | 2021-22 | 2022-23 | 2023-24 | 2024-25 | 2025-26 | 2026-27 | 2027-28 | 2028-29 | 2029-30 | 2030-31 | 2031-32 | 2032-33 | 2033-34 | 2034-35 | 2035-36 | 2036-37 | 2037-38 | 2038-39 | 2039-40 | 2040-41 | 2041-42 | 2042-43 | 2043-44 | 2044-45 | 2045-46 | 2046-47 | 2047-48 | 2048-49 | 2049-50
VIC1 | Black Coal | bar: 2021-22 to 2049-50
VIC1 | Brown Coal | 65.77% | 56.69% | 61.16% | 68.11% | 70.06% | 69.01% | 60.81% | 68.83% | 69.89% | 68.54% | 63.94% | 65.01% | 68.31% | 58.89% | 58.14% | 54.61% | 47.92% | 56.15% | 48.57% | 31.49% | 45.53% | 54.01% | 55.29% | 50.8% | 48.26% | 62.78% | - | - | -
VIC1 | CCGT | bar: 2021-22 to 2049-50
VIC1 | Gas - Steam | 0.1927% | 0.07927% | 0.1924% | 1.126% | 0.8988% | 0.9336% | 1.232% | 1.821% | 1.189% | 1.406% | 1.754% | 3.579% | 2.611% | 3.581% | 3.012% | 2.938% | 7.036% | 5.959% | - | - | - | - | - | - | - | - | - | - | -
VIC1 | OCGT / Diesel | 0.04693% | 2.17e-07% | 0.0539% | 0.1876% | 0.1205% | 0.3538% | 0.2448% | 0.319% | 0.272% | 0.348% | 0.298% | 0.4713% | 0.2265% | 0.4587% | 0.84% | 0.6855% | 1.406% | 0.5273% | 2.975% | 5.267% | 3.27% | 3.912% | 9.766% | 4.639% | 4.793% | 7.359% | 10.55% | 15.64% | 17.25%
VIC1 | Hydro | 14.05% | 14.14% | 12.85% | 15.72% | 16.15% | 15.24% | 15.41% | 19.3% | 15.98% | 13.66% | 13.79% | 12.43% | 15.25% | 15.71% | 14.86% | 14.91% | 18.73% | 15.54% | 13.35% | 13.3% | 12.08% | 14.78% | 15.27% | 14.41% | 14.47% | 18.12% | 15.07% | 12.91% | 12.92%
VIC1 | Wind | 35.7% | 36.21% | 30.99% | 31.8% | 32.94% | 34.43% | 35.79% | 33.55% | 35.07% | 32.88% | 33.51% | 28.74% | 29.13% | 30.07% | 32.4% | 32.71% | 31.13% | 32.87% | 31.11% | 31.18% | 28.01% | 27.54% | 29.05% | 30.38% | 32.07% | 32.27% | 34.4% | 32.45% | 32.68%
VIC1 | Solar PV | 27.59% | 27.39% | 28.46% | 27.27% | 25.9% | 27.32% | 27.86% | 26.09% | 27.04% | 27.48% | 26.89% | 27.29% | 25.6% | 25.27% | 26.48% | 26.99% | 24.7% | 24.91% | 25.42% | 25.47% | 27.43% | 25.67% | 24.96% | 26.26% | 26.65% | 24.21% | 24.96% | 25.18% | 25.09%
VIC1 | Grid Battery | 9.856% | 3.066% | 3.573% | 5.519% | 5.844% | 6.086% | 5.735% | 5.413% | 5.522% | 5.476% | 5.578% | 5.034% | 4.66% | 4.564% | 4.836% | 4.846% | 4.572% | 4.501% | 4.642% | 4.426% | 7.811% | 13.78% | 13.36% | 14.63% | 14.5% | 14.15% | 13.71% | 14.05% | 13.51%
VIC1 | Pumped Hydro | - | - | - | - | - | - | - | - | - | - | - | 27.49% | 26.36% | 25.66% | 26.24% | 26.73% | 26.54% | 26.09% | 27.63% | 26.2% | 25.24% | 24.8% | 22.2% | 25.11% | 25.16% | 24.16% | 24.04% | 25.14% | 23.33%
VIC1 | VPP | 3.782% | 5.241% | 6.037% | 9.45% | 10.06% | 10.33% | 9.323% | 8.866% | 9.06% | 8.954% | 9.184% | 7.835% | 7.524% | 7.433% | 7.508% | 7.308% | 6.706% | 6.558% | 6.573% | 6.134% | 5.88% | 5.607% | 5.017% | 5.505% | 5.537% | 5.242% | 5.179% | 5.174% | 4.181%
Region | Technology | 2021-22 | 2022-23 | 2023-24 | 2024-25 | 2025-26 | 2026-27 | 2027-28 | 2028-29 | 2029-30 | 2030-31 | 2031-32 | 2032-33 | 2033-34 | 2034-35 | 2035-36 | 2036-37 | 2037-38 | 2038-39 | 2039-40 | 2040-41 | 2041-42 | 2042-43 | 2043-44 | 2044-45 | 2045-46 | 2046-47 | 2047-48 | 2048-49 | 2049-50
SA1 | Black Coal | bar: 2021-22 to 2049-50
SA1 | Brown Coal | bar: 2021-22 to 2049-50
SA1 | CCGT | 17.95% | 17.95% | 11.14% | 12.11% | 16.07% | 13.76% | 9.727% | 9.7% | 14.09% | 13.96% | 13.81% | 19.65% | 22.67% | 22.48% | 13.92% | 13.64% | - | - | - | - | - | - | - | - | - | - | - | - | -
SA1 | Gas - Steam | 9.351% | 9.63% | 9.161% | 1.376% | 1.347% | 1.771% | 1.167% | 1.251% | 1.164% | 1.427% | 1.685% | 3.37% | 3.541% | 5.695% | - | - | - | - | - | - | - | - | - | - | - | - | - | - | -
SA1 | OCGT / Diesel | 0.3679% | 0.1974% | 0.6846% | 0.6405% | 0.8271% | 0.6926% | 0.4123% | 0.452% | 0.5104% | 0.7908% | 0.8127% | 2.816% | 3.095% | 4.184% | 2.733% | 2.431% | 5.702% | 6.234% | 8.213% | 9.432% | 7.576% | 9.62% | 14.49% | 7.147% | 7.794% | 11.15% | 12.12% | 13.18% | 13.34%
SA1 | Hydro | bar: 2021-22 to 2049-50
SA1 | Wind | 34.79% | 34.33% | 30.13% | 32.71% | 31.79% | 35.43% | 35.39% | 33.88% | 34.57% | 34.05% | 35.41% | 30.11% | 30.02% | 27.68% | 32.35% | 32.36% | 31.63% | 32.96% | 32.78% | 33.78% | 30.4% | 29.66% | 27.5% | 30.89% | 31.99% | 31.39% | 32.5% | 30.9% | 32.02%
SA1 | Solar PV | 30.63% | 29.1% | 29.37% | 28.19% | 27.51% | 28.16% | 29.03% | 27.61% | 28.77% | 29.03% | 29.13% | 29.51% | 27.68% | 27.06% | 27.79% | 27.14% | 24.26% | 24.49% | 24.63% | 23.46% | 23.23% | 21.26% | 20.84% | 20.04% | 20.45% | 18.55% | 18.89% | 18.25% | 18.9%
SA1 | Grid Battery | 4.769% | 4.783% | 5.955% | 6.067% | 6.119% | 6.218% | 5.964% | 5.675% | 5.512% | 6.432% | 6.085% | 5.98% | 5.61% | 5.14% | 12.08% | 12.1% | 11.81% | 11.67% | 12.27% | 11.68% | 12.39% | 12.21% | 11.31% | 12.27% | 12.42% | 11.97% | 11.86% | 11.91% | 10.8%
SA1 | Pumped Hydro | bar: 2021-22 to 2049-50
SA1 | VPP | 8.203% | 8.425% | 9.994% | 9.726% | 9.851% | 9.711% | 9.082% | 8.665% | 8.567% | 8.759% | 8.404% | 7.855% | 7.453% | 7.192% | 6.282% | 6.166% | 5.887% | 5.8% | 5.759% | 5.466% | 5.167% | 4.963% | 4.278% | 4.685% | 4.966% | 4.539% | 4.472% | 4.44% | 3.263%
Region | Technology | 2021-22 | 2022-23 | 2023-24 | 2024-25 | 2025-26 | 2026-27 | 2027-28 | 2028-29 | 2029-30 | 2030-31 | 2031-32 | 2032-33 | 2033-34 | 2034-35 | 2035-36 | 2036-37 | 2037-38 | 2038-39 | 2039-40 | 2040-41 | 2041-42 | 2042-43 | 2043-44 | 2044-45 | 2045-46 | 2046-47 | 2047-48 | 2048-49 | 2049-50
TAS1 | Black Coal | bar: 2021-22 to 2049-50
TAS1 | Brown Coal | bar: 2021-22 to 2049-50
TAS1 | CCGT | 1.033e-06% | 1.014e-06% | 1.063e-06% | 1.066e-06% | 1.069e-06% | 1.123e-06% | 1.208e-06% | 1.263e-06% | 1.382e-06% | 1.393e-06% | 1.385e-06% | 1.498e-06% | 1.496e-06% | 1.437e-06% | 1.461e-06% | 1.474e-06% | 1.516e-06% | 1.647e-06% | 1.722e-06% | 1.689e-06% | 1.782e-06% | 1.791e-06% | 1.721e-06% | 1.728e-06% | 1.745e-06% | 2.105e-06% | 2.226e-06% | 2.316e-06% | 2.298e-06%
TAS1 | Gas - Steam | bar: 2021-22 to 2049-50
TAS1 | OCGT / Diesel | 9.011e-07% | 8.511e-07% | 9.065e-07% | 9.228e-07% | 9.405e-07% | 1.007e-06% | 1.061e-06% | 1.11e-06% | 1.196e-06% | 1.215e-06% | 1.19e-06% | 0.006598% | 1.345e-06% | 1.17e-06% | 1.25e-06% | 1.298e-06% | 0.003622% | 1.427e-06% | 1.516e-06% | 0.0006231% | 0.1009% | 4.241e-06% | 3.66e-06% | 0.05849% | 3.889e-06% | 4.952e-06% | 5.196e-06% | 0.04071% | 5.298e-06%
TAS1 | Hydro | 36.84% | 39.03% | 36.3% | 43.25% | 44.34% | 41.26% | 42.15% | 43.97% | 42.85% | 42.28% | 39.18% | 40.53% | 41.45% | 43.59% | 42.04% | 40.92% | 42.33% | 40.32% | 39.81% | 37.03% | 38.11% | 39.36% | 40.01% | 36.46% | 40.44% | 45.05% | 44.37% | 42.17% | 39.51%
TAS1 | Wind | 33.23% | 37.97% | 36.67% | 36.6% | 38.33% | 38.81% | 39.63% | 35.5% | 35.28% | 33.74% | 39.23% | 36.12% | 36.24% | 37.58% | 38.15% | 39.17% | 35.2% | 34.92% | 33.35% | 38.93% | 35.79% | 35.83% | 37.33% | 39.81% | 40.64% | 36.89% | 36.43% | 35.08% | 40.59%
TAS1 | Solar PV | bar: 2021-22 to 2049-50
TAS1 | Grid Battery | bar: 2021-22 to 2049-50
TAS1 | Pumped Hydro | bar: 2021-22 to 2049-50
TAS1 | VPP | - | 2.643% | 2.587% | 2.252% | 2.805% | 3.193% | 3.037% | 3.345% | 2.229% | 2.639% | 3.925% | 2.598% | 2.62% | 3.335% | 2.85% | 2.886% | 3.008% | 2.341% | 2.365% | 3.086% | 2.695% | 2.376% | 2.942% | 2.416% | 2.284% | 2.199% | 1.307% | 1.504% | 2.223%
Explicitly modelled pumping
Region | Technology | 2021-22 | 2022-23 | 2023-24 | 2024-25 | 2025-26 | 2026-27 | 2027-28 | 2028-29 | 2029-30 | 2030-31 | 2031-32 | 2032-33 | 2033-34 | 2034-35 | 2035-36 | 2036-37 | 2037-38 | 2038-39 | 2039-40 | 2040-41 | 2041-42 | 2042-43 | 2043-44 | 2044-45 | 2045-46 | 2046-47 | 2047-48 | 2048-49 | 2049-50
NEM | Grid Battery pump | 7.188% | 4.878% | 5.826% | 7.532% | 7.815% | 8.07% | 7.732% | 7.289% | 7.334% | 7.663% | 7.637% | 11.59% | 13.02% | 13.07% | 14.54% | 14.58% | 14.19% | 14.05% | 14.75% | 14.3% | 15.33% | 16.32% | 15.83% | 16.6% | 16.56% | 15.85% | 15.89% | 16.04% | 15.79%
NEM | Pumped Hydro Pump | 4.792% | 8.211% | 9.384% | 25.55% | 20.37% | 21.15% | 28.3% | 28.18% | 29.96% | 30.35% | 30.81% | 33.44% | 31.97% | 32.24% | 34.01% | 33.71% | 33.13% | 32.96% | 34.29% | 33.35% | 33.2% | 33.63% | 30.56% | 34.19% | 33.8% | 31.17% | 30.12% | 31.97% | 30.56%
NEM | VPP pump | 5.368% | 6.499% | 8.7% | 10.33% | 11.03% | 11.37% | 10.69% | 10.04% | 10.15% | 10.14% | 10.21% | 9.141% | 8.674% | 8.47% | 8.251% | 8.122% | 7.546% | 7.41% | 7.273% | 7.031% | 6.82% | 6.62% | 5.899% | 6.214% | 6.21% | 5.823% | 5.854% | 5.794% | 4.79%
Region | Technology | 2021-22 | 2022-23 | 2023-24 | 2024-25 | 2025-26 | 2026-27 | 2027-28 | 2028-29 | 2029-30 | 2030-31 | 2031-32 | 2032-33 | 2033-34 | 2034-35 | 2035-36 | 2036-37 | 2037-38 | 2038-39 | 2039-40 | 2040-41 | 2041-42 | 2042-43 | 2043-44 | 2044-45 | 2045-46 | 2046-47 | 2047-48 | 2048-49 | 2049-50
NSW1 | Grid Battery pump | - | - | - | - | - | - | - | - | - | - | - | 18.36% | 17.98% | 18.13% | 18.07% | 18.26% | 17.52% | 17.46% | 17.52% | 16.88% | 16.93% | 16.78% | 16.53% | 17.3% | 17.21% | 16.91% | 16.51% | 17.16% | 16.75%
NSW1 | Pumped Hydro Pump | 4.123% | 7.697% | 8.677% | 33.19% | 21.74% | 22.33% | 30.27% | 30.14% | 31.99% | 32.25% | 32.85% | 34.9% | 33.72% | 34.54% | 36.65% | 36.09% | 35.81% | 35.38% | 36.58% | 35.63% | 35.53% | 37.17% | 33.8% | 38.76% | 38.54% | 36.52% | 33.99% | 36.78% | 34.26%
NSW1 | VPP pump | 2.913% | 3.814% | 7.981% | 9.089% | 10.26% | 10.91% | 10.3% | 9.539% | 9.672% | 9.66% | 9.51% | 8.857% | 8.596% | 8.294% | 7.982% | 7.952% | 7.459% | 7.347% | 7.144% | 6.849% | 6.804% | 6.805% | 6.108% | 6.482% | 6.536% | 6.309% | 6.193% | 6.332% | 5.164%
Region | Technology | 2021-22 | 2022-23 | 2023-24 | 2024-25 | 2025-26 | 2026-27 | 2027-28 | 2028-29 | 2029-30 | 2030-31 | 2031-32 | 2032-33 | 2033-34 | 2034-35 | 2035-36 | 2036-37 | 2037-38 | 2038-39 | 2039-40 | 2040-41 | 2041-42 | 2042-43 | 2043-44 | 2044-45 | 2045-46 | 2046-47 | 2047-48 | 2048-49 | 2049-50
QLD1 | Grid Battery pump | - | 14.37% | 17.24% | 21.42% | 21.75% | 22.55% | 23.24% | 22.08% | 22.28% | 22.32% | 22.34% | 20.5% | 18.86% | 18.83% | 19.22% | 19.2% | 18.19% | 17.93% | 18.19% | 18.24% | 17.79% | 17.48% | 17.31% | 17.51% | 17.33% | 15.91% | 16.3% | 16.21% | 16.52%
QLD1 | Pumped Hydro Pump | 5.938% | 9.092% | 10.59% | 12.45% | 12.36% | 14.23% | 16.74% | 16.67% | 18.04% | 19.2% | 18.8% | 25.3% | 25.67% | 25.69% | 27.61% | 26.85% | 27.06% | 27.64% | 29.05% | 28.53% | 29.96% | 29.93% | 27.69% | 28.98% | 27.92% | 23.39% | 23.72% | 24.71% | 25.66%
QLD1 | VPP pump | 7.232% | 8.056% | 9.086% | 11.34% | 11.69% | 11.82% | 11.62% | 10.83% | 10.97% | 10.87% | 11.01% | 9.858% | 8.803% | 8.561% | 8.546% | 8.376% | 7.663% | 7.546% | 7.3% | 7.369% | 7.193% | 6.826% | 6.018% | 5.868% | 5.563% | 4.989% | 5.453% | 5.064% | 4.499%
Region | Technology | 2021-22 | 2022-23 | 2023-24 | 2024-25 | 2025-26 | 2026-27 | 2027-28 | 2028-29 | 2029-30 | 2030-31 | 2031-32 | 2032-33 | 2033-34 | 2034-35 | 2035-36 | 2036-37 | 2037-38 | 2038-39 | 2039-40 | 2040-41 | 2041-42 | 2042-43 | 2043-44 | 2044-45 | 2045-46 | 2046-47 | 2047-48 | 2048-49 | 2049-50
VIC1 | Grid Battery pump | 12.07% | 3.803% | 4.394% | 6.814% | 7.215% | 7.513% | 7.098% | 6.664% | 6.818% | 6.761% | 6.905% | 6.197% | 5.753% | 5.635% | 5.97% | 5.983% | 5.645% | 5.574% | 5.713% | 5.481% | 9.228% | 16.25% | 15.66% | 17.21% | 17.11% | 16.6% | 16.17% | 16.48% | 15.89%
VIC1 | Pumped Hydro Pump | - | - | - | - | - | - | - | - | - | - | - | 34.39% | 33.02% | 32.01% | 32.77% | 33.42% | 33.17% | 32.79% | 34.37% | 32.92% | 31.43% | 31.12% | 27.63% | 31.44% | 31.57% | 30.03% | 30.23% | 31.25% | 29.17%
VIC1 | VPP pump | 4.54% | 6.315% | 7.229% | 11.34% | 12.07% | 12.4% | 11.21% | 10.62% | 10.87% | 10.75% | 11.05% | 9.384% | 9.034% | 8.918% | 9.011% | 8.771% | 8.049% | 7.892% | 7.869% | 7.382% | 7.038% | 6.75% | 6.002% | 6.607% | 6.665% | 6.272% | 6.236% | 6.191% | 5.018%
Region | Technology | 2021-22 | 2022-23 | 2023-24 | 2024-25 | 2025-26 | 2026-27 | 2027-28 | 2028-29 | 2029-30 | 2030-31 | 2031-32 | 2032-33 | 2033-34 | 2034-35 | 2035-36 | 2036-37 | 2037-38 | 2038-39 | 2039-40 | 2040-41 | 2041-42 | 2042-43 | 2043-44 | 2044-45 | 2045-46 | 2046-47 | 2047-48 | 2048-49 | 2049-50
SA1 | Grid Battery pump | 5.87% | 5.922% | 7.335% | 7.49% | 7.554% | 7.677% | 7.38% | 6.989% | 6.821% | 7.922% | 7.526% | 7.372% | 6.922% | 6.346% | 14.3% | 14.32% | 13.98% | 13.85% | 14.48% | 13.85% | 14.59% | 14.43% | 13.31% | 14.48% | 14.69% | 14.08% | 14.03% | 14.01% | 12.74%
SA1 | Pumped Hydro Pump | bar: 2021-22 to 2049-50
SA1 | VPP pump | 9.846% | 10.14% | 11.98% | 11.67% | 11.82% | 11.66% | 10.92% | 10.38% | 10.3% | 10.49% | 10.1% | 9.424% | 8.935% | 8.632% | 7.54% | 7.401% | 7.065% | 6.981% | 6.894% | 6.58% | 6.184% | 5.97% | 5.122% | 5.627% | 5.974% | 5.43% | 5.385% | 5.312% | 3.917%
Region | Technology | 2021-22 | 2022-23 | 2023-24 | 2024-25 | 2025-26 | 2026-27 | 2027-28 | 2028-29 | 2029-30 | 2030-31 | 2031-32 | 2032-33 | 2033-34 | 2034-35 | 2035-36 | 2036-37 | 2037-38 | 2038-39 | 2039-40 | 2040-41 | 2041-42 | 2042-43 | 2043-44 | 2044-45 | 2045-46 | 2046-47 | 2047-48 | 2048-49 | 2049-50
TAS1 | Grid Battery pump | bar: 2021-22 to 2049-50
TAS1 | Pumped Hydro Pump | bar: 2021-22 to 2049-50
TAS1 | VPP pump | - | 3.196% | 3.091% | 2.725% | 3.352% | 3.831% | 3.668% | 3.997% | 2.698% | 3.148% | 4.711% | 3.118% | 3.145% | 4.004% | 3.42% | 3.485% | 3.592% | 2.812% | 2.837% | 3.724% | 3.216% | 2.856% | 3.527% | 2.9% | 2.76% | 2.622% | 1.57% | 1.804% | 2.668%
Non-controllable capacity
Region | Technology | 2021-22 | 2022-23 | 2023-24 | 2024-25 | 2025-26 | 2026-27 | 2027-28 | 2028-29 | 2029-30 | 2030-31 | 2031-32 | 2032-33 | 2033-34 | 2034-35 | 2035-36 | 2036-37 | 2037-38 | 2038-39 | 2039-40 | 2040-41 | 2041-42 | 2042-43 | 2043-44 | 2044-45 | 2045-46 | 2046-47 | 2047-48 | 2048-49 | 2049-50
NEM | Distributed PV | 15.77% | 16.13% | 16.31% | 15.86% | 15.31% | 16.39% | 16.4% | 14.89% | 15.69% | 16.31% | 16.53% | 16.71% | 16.17% | 15.67% | 16.78% | 16.8% | 15.17% | 15.97% | 16.63% | 16.87% | 16.95% | 16.51% | 15.94% | 17.04% | 17% | 15.32% | 16.09% | 16.78% | 17.01%
NEM | Behind the meter battery | 5.748% | 5.692% | 5.637% | 5.571% | 5.54% | 5.531% | 5.51% | 5.445% | 5.434% | 5.4% | 5.428% | 5.333% | 5.256% | 5.16% | 5.074% | 4.963% | 4.868% | 4.799% | 4.763% | 4.713% | 4.686% | 4.66% | 4.646% | 4.581% | 4.527% | 4.461% | 4.415% | 4.344% | 4.278%
NEM | Behind the meter battery pump | 4.884% | 4.836% | 4.789% | 4.733% | 4.706% | 4.698% | 4.681% | 4.626% | 4.616% | 4.587% | 4.612% | 4.531% | 4.464% | 4.383% | 4.31% | 4.216% | 4.136% | 4.077% | 4.045% | 4.004% | 3.981% | 3.957% | 3.948% | 3.891% | 3.845% | 3.789% | 3.751% | 3.691% | 3.634%
Region | Technology | 2021-22 | 2022-23 | 2023-24 | 2024-25 | 2025-26 | 2026-27 | 2027-28 | 2028-29 | 2029-30 | 2030-31 | 2031-32 | 2032-33 | 2033-34 | 2034-35 | 2035-36 | 2036-37 | 2037-38 | 2038-39 | 2039-40 | 2040-41 | 2041-42 | 2042-43 | 2043-44 | 2044-45 | 2045-46 | 2046-47 | 2047-48 | 2048-49 | 2049-50
NSW1 | Distributed PV | 15.89% | 16.59% | 16.28% | 16.1% | 15.42% | 17.11% | 16.87% | 15.03% | 15.45% | 16.39% | 17.13% | 16.7% | 16.38% | 15.81% | 17.37% | 17.11% | 15.24% | 15.71% | 16.66% | 17.39% | 16.89% | 16.65% | 16% | 17.57% | 17.26% | 15.35% | 15.79% | 16.75% | 17.46%
NSW1 | Behind the meter battery | 5.743% | 5.655% | 5.625% | 5.578% | 5.567% | 5.568% | 5.534% | 5.457% | 5.423% | 5.371% | 5.388% | 5.278% | 5.194% | 5.093% | 5.007% | 4.898% | 4.816% | 4.746% | 4.723% | 4.676% | 4.646% | 4.616% | 4.599% | 4.534% | 4.479% | 4.414% | 4.361% | 4.297% | 4.233%
NSW1 | Behind the meter battery pump | 4.879% | 4.803% | 4.778% | 4.739% | 4.729% | 4.729% | 4.701% | 4.635% | 4.607% | 4.563% | 4.579% | 4.484% | 4.41% | 4.328% | 4.251% | 4.161% | 4.092% | 4.033% | 4.011% | 3.973% | 3.947% | 3.919% | 3.909% | 3.854% | 3.802% | 3.751% | 3.706% | 3.65% | 3.594%
Region | Technology | 2021-22 | 2022-23 | 2023-24 | 2024-25 | 2025-26 | 2026-27 | 2027-28 | 2028-29 | 2029-30 | 2030-31 | 2031-32 | 2032-33 | 2033-34 | 2034-35 | 2035-36 | 2036-37 | 2037-38 | 2038-39 | 2039-40 | 2040-41 | 2041-42 | 2042-43 | 2043-44 | 2044-45 | 2045-46 | 2046-47 | 2047-48 | 2048-49 | 2049-50
QLD1 | Distributed PV | 16.23% | 17.23% | 17.2% | 16.55% | 16.67% | 17.73% | 17.8% | 14.99% | 16.26% | 16.82% | 17.72% | 17.58% | 16.78% | 16.96% | 18.05% | 18.11% | 15.29% | 16.67% | 17.29% | 18.16% | 17.93% | 17.24% | 17.36% | 18.37% | 18.37% | 15.48% | 16.85% | 17.47% | 18.34%
QLD1 | Behind the meter battery | 5.678% | 5.582% | 5.557% | 5.521% | 5.512% | 5.514% | 5.493% | 5.432% | 5.405% | 5.391% | 5.428% | 5.338% | 5.269% | 5.176% | 5.092% | 4.973% | 4.875% | 4.794% | 4.746% | 4.725% | 4.712% | 4.699% | 4.696% | 4.635% | 4.584% | 4.527% | 4.479% | 4.407% | 4.348%
QLD1 | Behind the meter battery pump | 4.822% | 4.742% | 4.72% | 4.691% | 4.681% | 4.683% | 4.665% | 4.616% | 4.593% | 4.577% | 4.611% | 4.536% | 4.474% | 4.395% | 4.325% | 4.224% | 4.141% | 4.073% | 4.032% | 4.015% | 4.005% | 3.989% | 3.99% | 3.937% | 3.896% | 3.844% | 3.807% | 3.745% | 3.692%
Region | Technology | 2021-22 | 2022-23 | 2023-24 | 2024-25 | 2025-26 | 2026-27 | 2027-28 | 2028-29 | 2029-30 | 2030-31 | 2031-32 | 2032-33 | 2033-34 | 2034-35 | 2035-36 | 2036-37 | 2037-38 | 2038-39 | 2039-40 | 2040-41 | 2041-42 | 2042-43 | 2043-44 | 2044-45 | 2045-46 | 2046-47 | 2047-48 | 2048-49 | 2049-50
VIC1 | Distributed PV | 14.6% | 14.16% | 14.99% | 14.63% | 13.83% | 14.71% | 14.77% | 14.23% | 15.01% | 15.58% | 14.94% | 15.73% | 15.23% | 14.39% | 15.27% | 15.35% | 14.57% | 15.22% | 15.82% | 15.22% | 15.93% | 15.53% | 14.6% | 15.51% | 15.5% | 14.74% | 15.37% | 16% | 15.33%
VIC1 | Behind the meter battery | 5.776% | 5.713% | 5.667% | 5.611% | 5.588% | 5.591% | 5.599% | 5.543% | 5.541% | 5.5% | 5.521% | 5.438% | 5.364% | 5.266% | 5.181% | 5.068% | 4.961% | 4.893% | 4.856% | 4.792% | 4.76% | 4.735% | 4.72% | 4.654% | 4.604% | 4.535% | 4.493% | 4.42% | 4.35%
VIC1 | Behind the meter battery pump | 4.909% | 4.855% | 4.816% | 4.768% | 4.748% | 4.751% | 4.757% | 4.709% | 4.705% | 4.672% | 4.689% | 4.621% | 4.559% | 4.472% | 4.403% | 4.307% | 4.217% | 4.154% | 4.124% | 4.068% | 4.044% | 4.021% | 4.01% | 3.953% | 3.91% | 3.851% | 3.816% | 3.755% | 3.695%
Region | Technology | 2021-22 | 2022-23 | 2023-24 | 2024-25 | 2025-26 | 2026-27 | 2027-28 | 2028-29 | 2029-30 | 2030-31 | 2031-32 | 2032-33 | 2033-34 | 2034-35 | 2035-36 | 2036-37 | 2037-38 | 2038-39 | 2039-40 | 2040-41 | 2041-42 | 2042-43 | 2043-44 | 2044-45 | 2045-46 | 2046-47 | 2047-48 | 2048-49 | 2049-50
SA1 | Distributed PV | 16.93% | 17.17% | 17.71% | 17.12% | 16.19% | 16.82% | 17.34% | 16.48% | 17.3% | 17.53% | 17.53% | 17.98% | 17.32% | 16.39% | 17.08% | 17.64% | 16.81% | 17.61% | 17.85% | 17.82% | 18.27% | 17.65% | 16.69% | 17.32% | 17.86% | 16.97% | 17.75% | 18% | 17.98%
SA1 | Behind the meter battery | 5.793% | 5.815% | 5.7% | 5.557% | 5.445% | 5.366% | 5.32% | 5.251% | 5.291% | 5.29% | 5.345% | 5.244% | 5.158% | 5.071% | 4.977% | 4.871% | 4.765% | 4.72% | 4.664% | 4.587% | 4.547% | 4.499% | 4.482% | 4.4% | 4.344% | 4.253% | 4.22% | 4.138% | 4.064%
SA1 | Behind the meter battery pump | 4.922% | 4.94% | 4.844% | 4.721% | 4.624% | 4.557% | 4.521% | 4.461% | 4.495% | 4.496% | 4.538% | 4.454% | 4.381% | 4.307% | 4.225% | 4.136% | 4.047% | 4.009% | 3.963% | 3.898% | 3.86% | 3.823% | 3.807% | 3.738% | 3.687% | 3.615% | 3.587% | 3.516% | 3.452%
Region | Technology | 2021-22 | 2022-23 | 2023-24 | 2024-25 | 2025-26 | 2026-27 | 2027-28 | 2028-29 | 2029-30 | 2030-31 | 2031-32 | 2032-33 | 2033-34 | 2034-35 | 2035-36 | 2036-37 | 2037-38 | 2038-39 | 2039-40 | 2040-41 | 2041-42 | 2042-43 | 2043-44 | 2044-45 | 2045-46 | 2046-47 | 2047-48 | 2048-49 | 2049-50
TAS1 | Distributed PV | 13.91% | 13.69% | 14.24% | 14.25% | 13.43% | 14.24% | 14.41% | 13.95% | 13.99% | 14.25% | 14.08% | 14.44% | 14.34% | 13.61% | 14.44% | 14.48% | 14% | 14.1% | 14.4% | 14.2% | 14.6% | 14.54% | 13.75% | 14.59% | 14.57% | 14.08% | 14.15% | 14.48% | 14.3%
TAS1 | Behind the meter battery | 5.704% | 5.607% | 5.547% | 5.538% | 5.501% | 5.496% | 5.475% | 5.417% | 5.367% | 5.318% | 5.332% | 5.23% | 5.159% | 5.071% | 4.992% | 4.89% | 4.814% | 4.766% | 4.719% | 4.656% | 4.613% | 4.574% | 4.546% | 4.462% | 4.404% | 4.339% | 4.284% | 4.205% | 4.139%
TAS1 | Behind the meter battery pump | 4.846% | 4.765% | 4.713% | 4.703% | 4.675% | 4.669% | 4.651% | 4.604% | 4.558% | 4.518% | 4.532% | 4.443% | 4.383% | 4.307% | 4.241% | 4.155% | 4.092% | 4.048% | 4.011% | 3.958% | 3.916% | 3.885% | 3.863% | 3.789% | 3.743% | 3.686% | 3.64% | 3.572% | 3.515%

## BaseCase_Generation
Annual sent-out generation by technology (GWh) - BaseCase, Central No State Based Schemes Sensitivity
Explicitly modelled generation
Region | Technology | 2021-22 | 2022-23 | 2023-24 | 2024-25 | 2025-26 | 2026-27 | 2027-28 | 2028-29 | 2029-30 | 2030-31 | 2031-32 | 2032-33 | 2033-34 | 2034-35 | 2035-36 | 2036-37 | 2037-38 | 2038-39 | 2039-40 | 2040-41 | 2041-42 | 2042-43 | 2043-44 | 2044-45 | 2045-46 | 2046-47 | 2047-48 | 2048-49 | 2049-50
NEM | Black Coal | 77591.7071 | 70759.717 | 68634.5211 | 62056.5932 | 56205.9191 | 53891.0334 | 52167.9283 | 53134.6327 | 49694.0036 | 46996.9902 | 42886.61 | 29492.5508 | 30317.1383 | 26497.2695 | 21611.456 | 21024.0692 | 20716.4887 | 20762.0461 | 18915.7302 | 18917.7431 | 15300.0058 | 9866.3388 | 8023.5248 | 7608.6746 | 7185.2345 | 8421.09 | 7948.5395 | 7799.805 | 7537.2354
NEM | Brown Coal | 27595.3686 | 23787.5516 | 25661.1036 | 13450.3588 | 13699.1617 | 11260.51 | 1850.9519 | 1440.9365 | 1463.0072 | 1434.8257 | 1338.4784 | 1360.9129 | 1430.0153 | 1232.7087 | 1217.1157 | 1143.1306 | 1003.1285 | 1175.3393 | 1016.6569 | 659.1704 | 953.111 | 1130.6895 | 1157.5047 | 1063.3164 | 1010.322 | 1314.2798 | 0.00082364 | 0 | 0
NEM | CCGT | 2252.5067 | 2252.5067 | 1849.5624 | 2827.9598 | 3116.5016 | 2566.3342 | 2636.95 | 2758.0573 | 4300.3511 | 3861.308 | 3979.2202 | 5145.374 | 6178.9484 | 5441.5044 | 4476.3677 | 3668.3131 | 3624.7952 | 3865.3811 | 3226.9905 | 3618.7799 | 3569.043 | 4303.1449 | 2555.2032 | 2602.5966 | 1299.0943 | 960.5244 | 963.1561 | 960.5244 | 960.5244
NEM | Gas - Steam | 700.8853 | 715.4605 | 724.1214 | 218.5864 | 206.5962 | 237.8375 | 208.7529 | 240.2238 | 206.4473 | 234.3928 | 267.8964 | 465.7428 | 482.4768 | 645.1358 | 204.9288 | 216.3881 | 411.8902 | 360.3261 | 105.3427 | 135.9083 | 124.0259 | 176.5196 | 144.7006 | 139.487 | 162.3454 | 0 | 0 | 0 | 0
NEM | OCGT / Diesel | 54.1324 | 24.8464 | 106.0427 | 235.0803 | 167.1619 | 197.2946 | 153.6707 | 255.6208 | 243.1079 | 314.062 | 366.5458 | 707.6832 | 566.9065 | 623.9867 | 674.6497 | 737.3428 | 1334.7784 | 776.7286 | 2245.5859 | 3712.0413 | 3119.9093 | 4021.1547 | 6464.0811 | 3700.8464 | 4521.6026 | 10106.8705 | 11041.1826 | 11795.3443 | 11867.2223
NEM | Hydro | 13297.8918 | 13881.5555 | 12846.3132 | 15715.0926 | 15913.0652 | 14900.433 | 15333.2095 | 17225.8105 | 15976.2286 | 14968.6474 | 14538.205 | 14498.1614 | 15676.5182 | 16486.8905 | 15897.0964 | 15499.3245 | 17118.5904 | 15378.5824 | 14678.0863 | 13763.4285 | 13659.3253 | 14790.9667 | 14981.1246 | 14103.1743 | 15045.9811 | 17206.9087 | 15711.607 | 14618.9918 | 13724.3613
NEM | Wind | 42093.2628 | 48598.7621 | 49633.653 | 65842.06 | 71421.2095 | 74714.7548 | 85616.9413 | 88144.0814 | 87868.6752 | 90592.82 | 92083.0449 | 97017.9096 | 95551.4424 | 102571.655 | 108048.9629 | 111917.1708 | 112015.1707 | 113541.9891 | 114422.7968 | 112990.9132 | 114498.418 | 112763.3524 | 118455.1355 | 120541.5752 | 121836.2872 | 120887.6047 | 120448.742 | 120022.3177 | 118662.9499
NEM | Solar PV | 14501.0465 | 17776.7628 | 18079.968 | 17335.5456 | 16977.4565 | 17984.3908 | 18471.1645 | 16302.3254 | 19306.1524 | 20287.1179 | 24338.6885 | 33434.5024 | 34637.8107 | 33907.1645 | 36296.7288 | 36606.101 | 41618.1301 | 42960.4111 | 44819.2453 | 47358.7508 | 52468.0087 | 60872.271 | 57908.5494 | 59885.9801 | 60089.1525 | 58135.0948 | 59715.0532 | 60354.3401 | 62514.6701
NEM | Grid Battery | 133.405 | 207.165 | 248.902 | 320.7909 | 332.8469 | 343.8355 | 328.6399 | 311.2088 | 312.17 | 310.3371 | 308.321 | 778.5786 | 1065.684 | 1045.1394 | 1647.1278 | 1650.5995 | 1682.7006 | 1668.4883 | 2067.7656 | 1978.1148 | 4214.3662 | 4271.1036 | 4152.2532 | 4349.122 | 4332.1146 | 5582.4414 | 5592.3029 | 5651.7565 | 5562.0033
NEM | Pumped Hydro | 237.3003 | 375.7055 | 448.9386 | 1235.9501 | 4400.4659 | 4247.1084 | 5509.1967 | 5661.4144 | 5796.7934 | 5813.2642 | 5488.8492 | 11935.7553 | 12035.6319 | 12445.1737 | 13962.9694 | 13654.3267 | 17960.9885 | 17652.0172 | 18573.7803 | 17690.2967 | 19687.5691 | 21428.6863 | 20029.874 | 21933.1271 | 21418.4596 | 20061.5646 | 19564.2898 | 20565.1511 | 20124.1657
NEM | VPP | 14.3172 | 25.9639 | 50.3888 | 84.141 | 125.1822 | 176.7187 | 213.5617 | 255.7066 | 339.3376 | 412.6838 | 526.7129 | 550.4121 | 603.4847 | 667.6274 | 731.8121 | 798.0192 | 813.717 | 872.2835 | 929.3222 | 963.2523 | 1008.7185 | 1046.1099 | 999.371 | 1103.2773 | 1154.174 | 1138.2096 | 1192.7641 | 1238.5623 | 1067.0275
Total excluding storage |  | 178086.8012 | 177797.1625 | 177535.2853 | 177681.2766 | 177707.0716 | 175752.5883 | 176439.569 | 179501.6884 | 179057.9735 | 178690.1641 | 179798.6892 | 182122.8371 | 184841.2565 | 187406.315 | 188427.306 | 190811.8402 | 197842.9722 | 198820.8037 | 199430.4346 | 201156.7355 | 203691.8469 | 207924.4376 | 209689.8239 | 209645.6506 | 211150.0196 | 217032.3729 | 215828.2813 | 215551.3233 | 215266.9635
Region | Technology | 2021-22 | 2022-23 | 2023-24 | 2024-25 | 2025-26 | 2026-27 | 2027-28 | 2028-29 | 2029-30 | 2030-31 | 2031-32 | 2032-33 | 2033-34 | 2034-35 | 2035-36 | 2036-37 | 2037-38 | 2038-39 | 2039-40 | 2040-41 | 2041-42 | 2042-43 | 2043-44 | 2044-45 | 2045-46 | 2046-47 | 2047-48 | 2048-49 | 2049-50
NSW1 | Black Coal | 43037.4893 | 38343.7758 | 34562.5151 | 35282.5292 | 30268.9382 | 28332.6003 | 28142.4053 | 29930.3735 | 27460.7987 | 26304.8975 | 23572.8096 | 9045.1135 | 11311.8711 | 9757.5009 | 5418.9167 | 6464.3485 | 7001.1811 | 6921.9823 | 6410.1402 | 5678.1401 | 3148.2633 | 0 | 0 | 0 | 0 | 0 | 0 | 0 | 0
NSW1 | Brown Coal | 0 | 0 | 0 | 0 | 0 | 0 | 0 | 0 | 0 | 0 | 0 | 0 | 0 | 0 | 0 | 0 | 0 | 0 | 0 | 0 | 0 | 0 | 0 | 0 | 0 | 0 | 0 | 0 | 0
NSW1 | CCGT | 33.6489 | 33.6489 | 101.2613 | 233.2905 | 176.0238 | 63.6613 | 189.6177 | 234.2162 | 957.4799 | 620.0903 | 613.2466 | 1127.0034 | 1212.1859 | 1165.0234 | 830.809 | 706.5367 | 972.3018 | 1280.2781 | 1071.8734 | 1185.972 | 1147.853 | 1369.409 | 64.042 | 0.0001161 | 0.00011803 | 0.00032307 | 0.00031859 | 0.00030877 | 0.00030152
NSW1 | Gas - Steam | 0 | 0 | 0 | 0 | 0 | 0 | 0 | 0 | 0 | 0 | 0 | 0 | 0 | 0 | 0 | 0 | 0 | 0 | 0 | 0 | 0 | 0 | 0 | 0 | 0 | 0 | 0 | 0 | 0
NSW1 | OCGT / Diesel | 2.0905e-05 | 2.1764e-05 | 10.8846 | 51.6256 | 9.1507 | 14.9066 | 13.7127 | 26.5477 | 19.5955 | 31.6983 | 22.0913 | 92.3679 | 77.921 | 123.9694 | 202.8449 | 160.4499 | 292.8723 | 82.9405 | 844.1211 | 1866.6429 | 1082.9915 | 1417.2796 | 2799.861 | 1524.8763 | 1865.8835 | 3850.1383 | 5409.3964 | 5494.0511 | 5494.6303
NSW1 | Hydro | 2109.2172 | 2216.9319 | 2008.0996 | 2857.1156 | 2744.6162 | 2560.4813 | 2774.2198 | 3533.3104 | 3166.5114 | 2747.5236 | 2931.0144 | 2876.6456 | 3314.7053 | 3592.9988 | 3507.0898 | 3340.2737 | 4323.5655 | 3621.0213 | 3461.6207 | 3166.5453 | 3058.9984 | 3611.669 | 3569.0913 | 3609.8185 | 3700.6423 | 4177.6708 | 3419.6887 | 3211.0922 | 2874.9501
NSW1 | Wind | 7694.7507 | 8877.7996 | 12577.3659 | 20149.7026 | 22504.2738 | 23404.2899 | 23996.2502 | 21232.1549 | 19794.6591 | 24245.7549 | 25121.4475 | 35850.9166 | 34499.6595 | 36539.8215 | 38498.906 | 38499.4926 | 33685.8793 | 31847.3678 | 35256.7717 | 35299.6112 | 41006.1006 | 38898.0396 | 39887.5032 | 41709.0575 | 43074.2794 | 38534.1688 | 36414.5254 | 38284.8233 | 38385.0843
NSW1 | Solar PV | 5342.8112 | 6499.5898 | 6543.0268 | 6299.1533 | 5994.6271 | 6487.1153 | 6796.6252 | 6152.1785 | 8394.3738 | 8786.1279 | 8981.885 | 14921.1034 | 15645.0374 | 15025.6299 | 16574.6817 | 16624.4543 | 20861.7728 | 21266.1323 | 22486.1181 | 23366.0666 | 25390.9377 | 30632.1638 | 29019.7522 | 31109.0799 | 31024.8695 | 30898.2752 | 31282.5462 | 32896.7729 | 32727.5077
NSW1 | Grid Battery | 4.1703e-05 | 4.5702e-05 | 4.5972e-05 | 4.6118e-05 | 4.4953e-05 | 4.5914e-05 | 5.7021e-05 | 6.0518e-05 | 0.00010843 | 0.00011442 | 0.00011811 | 326.9398 | 320.1479 | 321.9603 | 420.7551 | 424.1092 | 405.8612 | 405.5361 | 702.3582 | 673.6702 | 1552.4279 | 1536.6254 | 1513.1827 | 1583.8779 | 1571.392 | 1552.8595 | 1507.4601 | 1575.7661 | 1533.9099
NSW1 | Pumped Hydro | 58.9735 | 104.8212 | 131.8393 | 865.5727 | 4032.1242 | 3819.8539 | 5009.255 | 5163.4381 | 5257.8877 | 5239.7897 | 4929.4394 | 7421.2851 | 6843.4181 | 7329.9928 | 7807.187 | 7493.9351 | 10156.3604 | 9791.569 | 10296.3495 | 9709.3193 | 9986.4709 | 10121.3032 | 9705.763 | 10735.6726 | 10440.0872 | 10220.6566 | 9656.7393 | 10247.0503 | 9953.7995
NSW1 | VPP | 2.955 | 5.4481 | 17.0227 | 27.8305 | 44.523 | 64.9767 | 77.2391 | 90.4129 | 119.1773 | 143.2357 | 176.7244 | 189.7348 | 211.556 | 229.8973 | 248.835 | 272.7646 | 278.631 | 298.4681 | 313.3242 | 320.0276 | 342.0091 | 364.7385 | 349.056 | 388.4788 | 409.2351 | 415.9461 | 424.5162 | 455.8968 | 386.6452
Total excluding storage |  | 58217.9174 | 55971.7461 | 55803.1534 | 64873.4167 | 61697.6296 | 60863.0548 | 61912.8309 | 61108.7812 | 59793.4184 | 62736.0925 | 61242.4943 | 63913.1503 | 66061.3801 | 66204.9439 | 65033.2481 | 65795.5557 | 67137.5728 | 65019.7223 | 69530.6452 | 70562.978 | 74835.1444 | 75928.5609 | 75340.2497 | 77952.8323 | 79665.6748 | 77460.2535 | 76526.157 | 79886.7398 | 79482.1727
Region | Technology | 2021-22 | 2022-23 | 2023-24 | 2024-25 | 2025-26 | 2026-27 | 2027-28 | 2028-29 | 2029-30 | 2030-31 | 2031-32 | 2032-33 | 2033-34 | 2034-35 | 2035-36 | 2036-37 | 2037-38 | 2038-39 | 2039-40 | 2040-41 | 2041-42 | 2042-43 | 2043-44 | 2044-45 | 2045-46 | 2046-47 | 2047-48 | 2048-49 | 2049-50
QLD1 | Black Coal | 34554.2178 | 32415.9412 | 34072.006 | 26774.064 | 25936.9809 | 25558.4332 | 24025.523 | 23204.2592 | 22233.2049 | 20692.0928 | 19313.8004 | 20447.4374 | 19005.2673 | 16739.7686 | 16192.5393 | 14559.7207 | 13715.3076 | 13840.0638 | 12505.59 | 13239.603 | 12151.7425 | 9866.3388 | 8023.5248 | 7608.6746 | 7185.2345 | 8421.09 | 7948.5395 | 7799.805 | 7537.2354
QLD1 | Brown Coal | 0 | 0 | 0 | 0 | 0 | 0 | 0 | 0 | 0 | 0 | 0 | 0 | 0 | 0 | 0 | 0 | 0 | 0 | 0 | 0 | 0 | 0 | 0 | 0 | 0 | 0 | 0 | 0 | 0
QLD1 | CCGT | 1104.025 | 1104.025 | 1232.2762 | 2033.4538 | 2195.6471 | 1864.9932 | 1996.5988 | 2074.3391 | 2689.9387 | 2594.4078 | 2725.8965 | 3107.7949 | 3916.3529 | 3234.6818 | 3000.2919 | 2329.891 | 2652.4932 | 2585.1028 | 2155.1169 | 2432.8077 | 2421.1897 | 2933.7356 | 2491.1609 | 2602.5962 | 1299.0939 | 960.5236 | 963.1553 | 960.5236 | 960.5236
QLD1 | Gas - Steam | 37.1158 | 37.1158 | 73.7192 | 72.804 | 72.804 | 72.804 | 73.0035 | 72.804 | 72.804 | 72.804 | 73.0035 | 72.804 | 119.981 | 89.2262 | 73.0035 | 87.7098 | 103.7021 | 99.3338 | 105.3427 | 135.9083 | 124.0259 | 176.5196 | 144.7006 | 139.487 | 162.3454 | 0 | 0 | 0 | 0
QLD1 | OCGT / Diesel | 3.4433e-05 | 3.5432e-05 | 3.7726e-05 | 71.6043 | 33.8355 | 36.3068 | 47.3107 | 119.0731 | 113.9878 | 151.3852 | 219.7762 | 343.0321 | 241.7318 | 142.643 | 175.626 | 322.8365 | 476.5374 | 228.707 | 557.8992 | 667.4342 | 789.5132 | 1084.146 | 895.0111 | 951.4029 | 1357.1713 | 4329.9155 | 3726.0573 | 3552.8934 | 3439.8349
QLD1 | Hydro | 683.5596 | 680.7205 | 680.9026 | 675.2626 | 672.2466 | 669.8107 | 668.7927 | 662.8197 | 660.8858 | 643.2721 | 658.4245 | 652.7849 | 649.3662 | 641.4604 | 629.1188 | 626.0589 | 222.2036 | 227.8994 | 219.9633 | 198.3143 | 209.9014 | 0 | 0 | 0 | 0 | 0 | 0 | 0 | 0
QLD1 | Wind | 14958.0203 | 16152.411 | 15122.5984 | 17892.0443 | 20702.7387 | 20420.8178 | 22377.7726 | 26185.4545 | 26087.9319 | 26662.523 | 25817.9695 | 24362.6548 | 24371.1432 | 28038.9576 | 28291.5781 | 31121.7998 | 33694.0344 | 33809.4616 | 34222.889 | 31682.8426 | 31752.2204 | 31188.3769 | 35601.5926 | 34345.0101 | 36467.1795 | 37496.1717 | 37567.1983 | 37833.0608 | 34604.6513
QLD1 | Solar PV | 5555.0965 | 7538.3552 | 7685.5558 | 7343.9836 | 7448.1638 | 7800.5702 | 7893.2105 | 6593.3625 | 7142.0067 | 7427.2514 | 8666.1761 | 9050.5035 | 10043.8061 | 10057.8522 | 10499.1059 | 10225.5077 | 11430.5709 | 12289.4422 | 12761.898 | 13834.9386 | 15629.9432 | 19589.4287 | 18758.5987 | 18773.6156 | 18447.7569 | 17224.4579 | 18135.1085 | 17491.2543 | 20289.5922
QLD1 | Grid Battery | 4.712e-05 | 20.4679 | 24.4633 | 30.3715 | 30.8205 | 32.072 | 32.9733 | 31.3337 | 31.6167 | 31.6777 | 31.627 | 194.462 | 528.9098 | 527.6924 | 539.2989 | 538.2935 | 609.4944 | 604.0037 | 611.1192 | 586.3733 | 1238.2322 | 1381.9733 | 1371.4435 | 1386.3657 | 1373.0375 | 2687.8035 | 2763.2747 | 2741.53 | 2798.9084
QLD1 | Pumped Hydro | 178.3267 | 270.8843 | 317.0991 | 370.3771 | 368.3414 | 427.2541 | 499.9413 | 497.9759 | 538.9053 | 573.4737 | 559.4043 | 1367.5624 | 2175.0349 | 2177.4528 | 2343.8891 | 2276.5221 | 3949.1955 | 4069.4792 | 4263.0503 | 4175.1708 | 4395.2336 | 6094.3056 | 5655.8129 | 5918.4467 | 5688.3237 | 4760.8673 | 4852.5005 | 5033.5395 | 5264.545
QLD1 | VPP | 3.3165 | 5.3138 | 9.0508 | 16.556 | 24.4188 | 34.4844 | 43.8998 | 52.2281 | 69.0539 | 86.819 | 114.255 | 121.7647 | 128.3131 | 143.9074 | 163.8567 | 180.6578 | 183.7585 | 200.4087 | 210.9157 | 230.6303 | 243.7593 | 248.7216 | 236.1345 | 242.0133 | 241.6591 | 226.7753 | 261.0977 | 252.9598 | 236.1482
Total excluding storage |  | 56892.0351 | 57928.5686 | 58867.0582 | 54863.2166 | 57062.4168 | 56423.7359 | 57082.2117 | 58912.112 | 59000.7598 | 58243.7362 | 57475.0468 | 58037.0115 | 58347.6484 | 58944.5898 | 58861.2635 | 59273.5244 | 62294.8492 | 63080.0106 | 62528.6992 | 62191.8488 | 63078.5363 | 64838.5456 | 65914.5888 | 64420.7863 | 64918.7816 | 68432.1587 | 68340.0589 | 67637.5371 | 66831.8374
Region | Technology | 2021-22 | 2022-23 | 2023-24 | 2024-25 | 2025-26 | 2026-27 | 2027-28 | 2028-29 | 2029-30 | 2030-31 | 2031-32 | 2032-33 | 2033-34 | 2034-35 | 2035-36 | 2036-37 | 2037-38 | 2038-39 | 2039-40 | 2040-41 | 2041-42 | 2042-43 | 2043-44 | 2044-45 | 2045-46 | 2046-47 | 2047-48 | 2048-49 | 2049-50
VIC1 | Black Coal | 0 | 0 | 0 | 0 | 0 | 0 | 0 | 0 | 0 | 0 | 0 | 0 | 0 | 0 | 0 | 0 | 0 | 0 | 0 | 0 | 0 | 0 | 0 | 0 | 0 | 0 | 0 | 0 | 0
VIC1 | Brown Coal | 27595.3686 | 23787.5516 | 25661.1036 | 13450.3588 | 13699.1617 | 11260.51 | 1850.9519 | 1440.9365 | 1463.0072 | 1434.8257 | 1338.4784 | 1360.9129 | 1430.0153 | 1232.7087 | 1217.1157 | 1143.1306 | 1003.1285 | 1175.3393 | 1016.6569 | 659.1704 | 953.111 | 1130.6895 | 1157.5047 | 1063.3164 | 1010.322 | 1314.2798 | 0.00082364 | 0 | 0
VIC1 | CCGT | 2.2846e-05 | 2.2527e-05 | 2.3486e-05 | 3.6658e-05 | 3.7269e-05 | 3.7957e-05 | 4.2161e-05 | 4.2573e-05 | 4.8444e-05 | 4.9595e-05 | 5.0158e-05 | 5.9065e-05 | 5.9786e-05 | 5.858e-05 | 5.7415e-05 | 5.7037e-05 | 6.3036e-05 | 6.3994e-05 | 7.4723e-05 | 7.4374e-05 | 0.00011043 | 0.00011447 | 0.00011815 | 0.00011261 | 0.0001152 | 0.00026845 | 0.00026711 | 0.00026157 | 0.00025702
VIC1 | Gas - Steam | 8.4418 | 3.4719 | 8.4251 | 49.3297 | 39.3666 | 40.8909 | 53.9529 | 79.7726 | 52.0702 | 61.5766 | 76.8401 | 156.77 | 114.3547 | 156.8312 | 131.9254 | 128.6783 | 308.1881 | 260.9923 | 0 | 0 | 0 | 0 | 0 | 0 | 0 | 0 | 0 | 0 | 0
VIC1 | OCGT / Diesel | 7.8115 | 3.611e-05 | 8.9704 | 31.2216 | 20.0528 | 58.8861 | 40.7381 | 53.0975 | 45.27 | 57.9231 | 49.5938 | 78.4421 | 34.3224 | 69.5214 | 127.3026 | 103.8789 | 213.0212 | 79.91 | 336.1577 | 595.1898 | 426.7946 | 478.3927 | 1194.1856 | 638.8825 | 660.1957 | 1013.5483 | 913.1835 | 1668.6892 | 1840.364
VIC1 | Hydro | 2730.28 | 2748.3758 | 2497.5391 | 3056.4083 | 3140.1117 | 2962.5556 | 2995.1177 | 3751.2123 | 3105.7806 | 2656.0989 | 2680.5485 | 2416.9409 | 2965.2822 | 3053.297 | 2888.8285 | 2898.0873 | 3640.3554 | 3020.6488 | 2594.7947 | 2585.1283 | 2347.886 | 2872.5742 | 2968.4711 | 2800.3113 | 2812.2451 | 3523.1776 | 2928.5334 | 2510.2492 | 2511.1416
VIC1 | Wind | 10739.7565 | 13711.5317 | 11733.6356 | 14692.9792 | 15221.5118 | 16769.1082 | 24980.5082 | 25033.8662 | 26165.0726 | 24531.4175 | 25004.9358 | 21476.1596 | 21634.279 | 23737.991 | 25689.2781 | 27151.2657 | 29869.7208 | 32450.5434 | 30468.2844 | 30393.7628 | 27312.203 | 28093.624 | 28808.6128 | 29299.717 | 27570.7756 | 29003.5214 | 30188.317 | 28393.0201 | 29265.9138
VIC1 | Solar PV | 2656.001 | 2637.1199 | 2739.4984 | 2624.9486 | 2493.1716 | 2630.4237 | 2682.0561 | 2511.5756 | 2680.5139 | 2974.8039 | 5558.8245 | 8316.4295 | 7800.4297 | 7700.7275 | 8069.7437 | 8226.4485 | 7528.9683 | 7591.5766 | 7747.7086 | 7761.1244 | 8509.2254 | 7962.6604 | 7741.1129 | 7898.8467 | 8469.3263 | 8064.8785 | 8314.3278 | 8050.7635 | 7692.5411
VIC1 | Grid Battery | 47.7699 | 100.7957 | 117.4901 | 181.464 | 192.1396 | 200.0987 | 188.5686 | 177.9594 | 181.5654 | 180.0557 | 183.4141 | 165.5102 | 130.6173 | 127.9445 | 135.5554 | 135.8449 | 128.1673 | 126.1709 | 130.1149 | 124.0669 | 400.1797 | 343.7401 | 333.232 | 364.9651 | 361.9229 | 353.0172 | 341.9808 | 350.5568 | 337.0653
VIC1 | Pumped Hydro | 0 | 0 | 6.0901e-05 | 0.00010992 | 0.00010935 | 0.00015265 | 0.00014653 | 0.00014769 | 0.00019291 | 0.00045721 | 0.0052109 | 3146.9075 | 3017.1785 | 2937.7278 | 3811.8928 | 3883.8691 | 3855.432 | 3790.9685 | 4014.38 | 3805.806 | 5305.864 | 5213.077 | 4668.2974 | 5279.007 | 5290.048 | 5080.04 | 5055.0493 | 5284.5605 | 4905.8203
VIC1 | VPP | 2.6398 | 5.5934 | 9.523 | 21.4348 | 32.875 | 47.9285 | 58.4626 | 73.0606 | 102.9953 | 125.0385 | 165.3146 | 167.1811 | 186.6778 | 209.4539 | 237.849 | 257.1636 | 260.4194 | 279.5897 | 305.6229 | 309.1872 | 320.336 | 329.022 | 315.5408 | 364.0286 | 384.5879 | 381.9928 | 395.5638 | 413.4871 | 349.1018
Total excluding storage |  | 43737.6594 | 42888.051 | 42649.1723 | 33905.2463 | 34613.3762 | 33722.3745 | 32603.3249 | 32870.4609 | 33511.7146 | 31716.6457 | 34709.2211 | 33805.655 | 33978.6835 | 35951.0769 | 38124.1941 | 39651.4894 | 42563.3824 | 44579.0104 | 42163.6024 | 41994.3758 | 39549.22 | 40537.9409 | 41869.8871 | 41701.074 | 40522.8649 | 42919.4059 | 42344.3628 | 40622.7223 | 41309.9608
Region | Technology | 2021-22 | 2022-23 | 2023-24 | 2024-25 | 2025-26 | 2026-27 | 2027-28 | 2028-29 | 2029-30 | 2030-31 | 2031-32 | 2032-33 | 2033-34 | 2034-35 | 2035-36 | 2036-37 | 2037-38 | 2038-39 | 2039-40 | 2040-41 | 2041-42 | 2042-43 | 2043-44 | 2044-45 | 2045-46 | 2046-47 | 2047-48 | 2048-49 | 2049-50
SA1 | Black Coal | 0 | 0 | 0 | 0 | 0 | 0 | 0 | 0 | 0 | 0 | 0 | 0 | 0 | 0 | 0 | 0 | 0 | 0 | 0 | 0 | 0 | 0 | 0 | 0 | 0 | 0 | 0 | 0 | 0
SA1 | Brown Coal | 0 | 0 | 0 | 0 | 0 | 0 | 0 | 0 | 0 | 0 | 0 | 0 | 0 | 0 | 0 | 0 | 0 | 0 | 0 | 0 | 0 | 0 | 0 | 0 | 0 | 0 | 0 | 0 | 0
SA1 | CCGT | 1114.8326 | 1114.8326 | 516.0248 | 561.2155 | 744.8306 | 637.6796 | 450.7334 | 449.5019 | 652.9324 | 646.8098 | 640.077 | 910.5756 | 1050.4095 | 1041.7992 | 645.2667 | 631.8853 | 7.1066e-05 | 7.1821e-05 | 7.5937e-05 | 7.498e-05 | 9.5927e-05 | 9.8674e-05 | 0.00010909 | 0.00010402 | 0.00010631 | 0.00018588 | 0.00018313 | 0.00018092 | 0.00017682
SA1 | Gas - Steam | 655.3278 | 674.8728 | 641.9771 | 96.4527 | 94.4256 | 124.1426 | 81.7966 | 87.6471 | 81.5731 | 100.0122 | 118.0529 | 236.1688 | 248.1411 | 399.0784 | 0 | 0 | 0 | 0 | 0 | 0 | 0 | 0 | 0 | 0 | 0 | 0 | 0 | 0 | 0
SA1 | OCGT / Diesel | 46.3208 | 24.8463 | 86.1876 | 80.6288 | 104.1229 | 87.1951 | 51.9093 | 56.9025 | 64.2547 | 73.0555 | 75.0845 | 193.7382 | 212.9312 | 287.8529 | 168.8763 | 150.1775 | 352.291 | 385.1711 | 507.4079 | 582.7712 | 820.0976 | 1041.3364 | 1575.0233 | 585.3877 | 638.3521 | 913.2684 | 992.5454 | 1079.5037 | 1092.3931
SA1 | Hydro | 0 | 0 | 0 | 0 | 0 | 0 | 0 | 0 | 0 | 0 | 0 | 0 | 0 | 0 | 0 | 0 | 0 | 0 | 0 | 0 | 0 | 0 | 0 | 0 | 0 | 0 | 0 | 0 | 0
SA1 | Wind | 6257.8501 | 7065.9355 | 6842.6375 | 9755.7567 | 9482.6432 | 10566.8086 | 10633.4277 | 12441.9796 | 12590.2446 | 12063.8562 | 12546.9065 | 12021.08 | 11727.6317 | 10813.6238 | 12075.7052 | 11558.2591 | 11542.234 | 12236.8719 | 11421.3665 | 12050.3539 | 11150.5719 | 11302.597 | 10739.4965 | 12060.4031 | 11530.8627 | 12955.2888 | 13416.9038 | 12755.5588 | 13218.4492
SA1 | Solar PV | 947.1378 | 1101.6979 | 1111.887 | 1067.4601 | 1041.494 | 1066.2815 | 1099.2726 | 1045.2087 | 1089.2579 | 1098.9347 | 1131.803 | 1146.466 | 1148.5374 | 1122.9549 | 1153.1974 | 1529.6904 | 1796.8181 | 1813.2599 | 1823.5206 | 2396.6212 | 2937.9024 | 2688.018 | 2389.0856 | 2104.4378 | 2147.1997 | 1947.4831 | 1983.0707 | 1915.5494 | 1805.0291
SA1 | Grid Battery | 85.6349 | 85.9013 | 106.9485 | 108.9553 | 109.8868 | 111.6647 | 107.0979 | 101.9157 | 98.9877 | 98.6036 | 93.2796 | 91.6664 | 86.0088 | 67.5421 | 551.5182 | 552.3518 | 539.1776 | 532.7774 | 624.1731 | 594.0041 | 1023.5262 | 1008.7646 | 934.3947 | 1013.913 | 1025.7619 | 988.7608 | 979.5869 | 983.9032 | 892.1193
SA1 | Pumped Hydro | 0 | 0 | 5.226e-05 | 5.2618e-05 | 5.1986e-05 | 5.9719e-05 | 5.9943e-05 | 6.2303e-05 | 7.3339e-05 | 8.0493e-05 | 8.597e-05 | 0.00015842 | 0.00015471 | 0.00015618 | 0.00018683 | 0.000188 | 0.00023438 | 0.0002341 | 0.0002391 | 0.00024174 | 0.0002932 | 0.00028576 | 0.00028587 | 0.00033051 | 0.00032213 | 0.00031111 | 0.00031445 | 0.00032272 | 0.00032235
SA1 | VPP | 5.3199 | 9.281 | 14.3309 | 17.7361 | 22.3314 | 27.6803 | 31.9053 | 37.1158 | 45.6684 | 54.1805 | 64.1467 | 67.0127 | 71.5159 | 76.6398 | 73.9169 | 79.2218 | 81.5479 | 85.9484 | 90.9394 | 91.5468 | 91.5987 | 93.2973 | 85.0752 | 97.1275 | 107.2288 | 101.9979 | 104.4772 | 107.7161 | 82.0888
Total excluding storage |  | 9021.4692 | 9982.1851 | 9198.7141 | 11561.5137 | 11467.5162 | 12482.1074 | 12317.1396 | 14081.2399 | 14478.2627 | 13982.6684 | 14511.9239 | 14508.0285 | 14387.6509 | 13665.3091 | 14043.0456 | 13870.0123 | 13691.3431 | 14435.3029 | 13752.295 | 15029.7464 | 14908.5721 | 15031.9515 | 14703.6055 | 14750.2287 | 14316.4146 | 15816.0404 | 16392.5201 | 15750.612 | 16115.8716
Region | Technology | 2021-22 | 2022-23 | 2023-24 | 2024-25 | 2025-26 | 2026-27 | 2027-28 | 2028-29 | 2029-30 | 2030-31 | 2031-32 | 2032-33 | 2033-34 | 2034-35 | 2035-36 | 2036-37 | 2037-38 | 2038-39 | 2039-40 | 2040-41 | 2041-42 | 2042-43 | 2043-44 | 2044-45 | 2045-46 | 2046-47 | 2047-48 | 2048-49 | 2049-50
TAS1 | Black Coal | 0 | 0 | 0 | 0 | 0 | 0 | 0 | 0 | 0 | 0 | 0 | 0 | 0 | 0 | 0 | 0 | 0 | 0 | 0 | 0 | 0 | 0 | 0 | 0 | 0 | 0 | 0 | 0 | 0
TAS1 | Brown Coal | 0 | 0 | 0 | 0 | 0 | 0 | 0 | 0 | 0 | 0 | 0 | 0 | 0 | 0 | 0 | 0 | 0 | 0 | 0 | 0 | 0 | 0 | 0 | 0 | 0 | 0 | 0 | 0 | 0
TAS1 | CCGT | 1.8824e-05 | 1.8468e-05 | 1.9375e-05 | 1.9431e-05 | 1.9484e-05 | 2.046e-05 | 2.2014e-05 | 2.3004e-05 | 2.5189e-05 | 2.5376e-05 | 2.5229e-05 | 2.7298e-05 | 2.7266e-05 | 2.6177e-05 | 2.662e-05 | 2.6861e-05 | 2.7629e-05 | 3.0012e-05 | 3.1368e-05 | 3.0783e-05 | 3.2469e-05 | 3.2634e-05 | 3.1361e-05 | 3.1486e-05 | 3.1802e-05 | 3.8362e-05 | 4.0563e-05 | 4.2205e-05 | 4.1872e-05
TAS1 | Gas - Steam | 0 | 0 | 0 | 0 | 0 | 0 | 0 | 0 | 0 | 0 | 0 | 0 | 0 | 0 | 0 | 0 | 0 | 0 | 0 | 0 | 0 | 0 | 0 | 0 | 0 | 0 | 0 | 0 | 0
TAS1 | OCGT / Diesel | 1.4051e-05 | 1.3271e-05 | 1.4135e-05 | 1.4389e-05 | 1.4664e-05 | 1.5707e-05 | 1.655e-05 | 1.7301e-05 | 1.8655e-05 | 1.8941e-05 | 1.8548e-05 | 0.10288 | 2.0978e-05 | 1.8241e-05 | 1.9488e-05 | 2.0237e-05 | 0.056479 | 2.2255e-05 | 2.3641e-05 | 0.0031659 | 0.51245 | 2.1546e-05 | 1.8596e-05 | 0.29715 | 1.9759e-05 | 2.5159e-05 | 2.64e-05 | 0.20683 | 2.6919e-05
TAS1 | Hydro | 7774.835 | 8235.5274 | 7659.7719 | 9126.306 | 9356.0907 | 8707.5853 | 8895.0793 | 9278.4682 | 9043.0509 | 8921.7528 | 8268.2176 | 8551.7901 | 8747.1645 | 9199.1343 | 8872.0593 | 8634.9045 | 8932.466 | 8509.0129 | 8401.7075 | 7813.4405 | 8042.5395 | 8306.7235 | 8443.5622 | 7693.0445 | 8533.0937 | 9506.0602 | 9363.3849 | 8897.6504 | 8338.2695
TAS1 | Wind | 2442.8851 | 2791.0843 | 3357.4155 | 3351.5773 | 3510.042 | 3553.7302 | 3628.9826 | 3250.6262 | 3230.767 | 3089.2683 | 3591.7855 | 3307.0988 | 3318.7291 | 3441.261 | 3493.4954 | 3586.3537 | 3223.3021 | 3197.7445 | 3053.4852 | 3564.3427 | 3277.3221 | 3280.715 | 3417.9304 | 3127.3875 | 3193.1899 | 2898.454 | 2861.7975 | 2755.8548 | 3188.8513
TAS1 | Solar PV | 5.2934e-06 | 8.595e-06 | 1.1629e-05 | 1.2409e-05 | 1.068e-05 | 1.303e-05 | 1.626e-05 | 1.9186e-05 | 4.8144e-05 | 6.4365e-05 | 6.1269e-05 | 6.37e-05 | 6.4141e-05 | 5.2731e-05 | 5.9319e-05 | 5.7138e-05 | 5.6779e-05 | 6.3016e-05 | 6.1859e-05 | 5.3813e-05 | 6.1122e-05 | 6.2707e-05 | 4.4978e-05 | 4.9975e-05 | 4.887e-05 | 4.9048e-05 | 5.4741e-05 | 5.4017e-05 | 4.5164e-05
TAS1 | Grid Battery | 4.3639e-05 | 4.6247e-05 | 4.518e-05 | 4.5459e-05 | 4.7484e-05 | 4.8641e-05 | 5.3102e-05 | 6.1465e-05 | 7.8253e-05 | 8.3871e-05 | 9.3166e-05 | 0.00010285 | 0.00010747 | 0.0001316 | 0.00013018 | 0.00013907 | 0.00014991 | 0.00014553 | 0.00018465 | 0.00022165 | 0.00018546 | 0.00018798 | 0.00027823 | 0.00028381 | 0.00029591 | 0.00031719 | 0.0003227 | 0.00037547 | 0.0004142
TAS1 | Pumped Hydro | 0 | 0 | 0.00011202 | 0.00011778 | 0.00012987 | 0.00013274 | 0.00013546 | 0.0001439 | 0.00013676 | 0.00014756 | 0.00017208 | 0.00017433 | 0.00018459 | 0.00023373 | 0.00022597 | 0.00023578 | 0.0002555 | 0.00023943 | 0.00028014 | 0.00033639 | 0.00028725 | 0.00028902 | 0.00040756 | 0.00040882 | 0.00042315 | 0.00043992 | 0.00044119 | 0.00049536 | 0.00055346
TAS1 | VPP | 0.086014 | 0.32759 | 0.46134 | 0.58359 | 1.034 | 1.6488 | 2.0549 | 2.8892 | 2.4428 | 3.4101 | 6.2722 | 4.7189 | 5.4219 | 7.7289 | 7.3545 | 8.2115 | 9.3601 | 7.8686 | 8.52 | 11.8605 | 11.0154 | 10.3305 | 13.5644 | 11.6291 | 11.4632 | 11.4976 | 7.1092 | 8.5024 | 13.0436
Total excluding storage |  | 10217.7201 | 11026.6118 | 11017.1874 | 12477.8833 | 12866.1328 | 12261.3156 | 12524.0619 | 12529.0944 | 12273.818 | 12011.0213 | 11860.0032 | 11858.9918 | 12065.8936 | 12640.3954 | 12365.5548 | 12221.2584 | 12155.8247 | 11706.7575 | 11455.1928 | 11377.7865 | 11320.3741 | 11587.4386 | 11861.4927 | 10820.7293 | 11726.2837 | 12404.5144 | 12225.1825 | 11653.7121 | 11527.121
Explicitly modelled pumping
Region | Technology | 2021-22 | 2022-23 | 2023-24 | 2024-25 | 2025-26 | 2026-27 | 2027-28 | 2028-29 | 2029-30 | 2030-31 | 2031-32 | 2032-33 | 2033-34 | 2034-35 | 2035-36 | 2036-37 | 2037-38 | 2038-39 | 2039-40 | 2040-41 | 2041-42 | 2042-43 | 2043-44 | 2044-45 | 2045-46 | 2046-47 | 2047-48 | 2048-49 | 2049-50
NEM | Grid Battery pump | 163.9328 | 256.5545 | 306.3925 | 396.0781 | 410.9728 | 424.3977 | 406.6222 | 383.3145 | 385.6758 | 382.8513 | 381.547 | 931.847 | 1267.912 | 1243.9453 | 1949.6996 | 1955.1984 | 1995.5513 | 1975.8828 | 2442.0029 | 2343.2424 | 4958.5829 | 5033.5514 | 4882.9885 | 5120.5224 | 5108.5213 | 6567.069 | 6585.618 | 6645.6656 | 6543.355
NEM | Pumped Hydro Pump | 558.308 | 956.6669 | 1093.2649 | 2976.4622 | 6014.1152 | 6245.1446 | 8355.564 | 8319.3555 | 8844.1461 | 8960.4608 | 9094.8901 | 17019.461 | 17473.19 | 17623.578 | 19941.6334 | 19765.5916 | 24846.217 | 24716.2287 | 25712.5686 | 25006.9109 | 27055.0678 | 29801.2615 | 27081.2652 | 30292.4198 | 29952.7719 | 27619.2432 | 26686.2146 | 28325.2287 | 27078.325
NEM | VPP pump | 17.184 | 31.2621 | 60.3798 | 101.0722 | 150.2223 | 212.0469 | 256.7888 | 306.4447 | 407.4282 | 495.1762 | 633.5519 | 659.3524 | 724.3136 | 802.051 | 877.5219 | 957.872 | 978.1178 | 1047.612 | 1113.2197 | 1159.0314 | 1207.86 | 1257.4008 | 1197.8751 | 1324.4444 | 1388.0664 | 1363.4204 | 1434.4557 | 1483.7697 | 1280.0289
Region | Technology | 2021-22 | 2022-23 | 2023-24 | 2024-25 | 2025-26 | 2026-27 | 2027-28 | 2028-29 | 2029-30 | 2030-31 | 2031-32 | 2032-33 | 2033-34 | 2034-35 | 2035-36 | 2036-37 | 2037-38 | 2038-39 | 2039-40 | 2040-41 | 2041-42 | 2042-43 | 2043-44 | 2044-45 | 2045-46 | 2046-47 | 2047-48 | 2048-49 | 2049-50
NSW1 | Grid Battery pump | 4.9083e-05 | 5.3779e-05 | 5.4057e-05 | 5.4286e-05 | 5.2874e-05 | 5.3997e-05 | 6.7145e-05 | 7.1138e-05 | 0.00012757 | 0.00013466 | 0.00013907 | 384.6351 | 376.6446 | 379.7672 | 494.0155 | 498.9519 | 478.7759 | 477.1012 | 825.0116 | 794.7789 | 1824.192 | 1807.7623 | 1780.2148 | 1863.3857 | 1853.7765 | 1821.8134 | 1778.2434 | 1849.0814 | 1804.5999
NSW1 | Pumped Hydro Pump | 303.4165 | 566.3883 | 638.512 | 2442.016 | 5483.7292 | 5634.2763 | 7637.0637 | 7603.6797 | 8069.6478 | 8136.2816 | 8287.7566 | 11272.3861 | 10891.7676 | 11155.0171 | 12167.3681 | 11980.6197 | 14999.8759 | 14817.2338 | 15321.3019 | 14923.5128 | 14880.5376 | 15568.4132 | 14154.5932 | 16233.7846 | 16140.1135 | 15295.2717 | 14236.0303 | 15406.1347 | 14351.129
NSW1 | VPP pump | 3.5467 | 6.581 | 20.3892 | 33.4419 | 53.4006 | 77.9863 | 92.9198 | 108.3023 | 143.041 | 171.9169 | 212.6267 | 227.2114 | 253.9174 | 276.6555 | 297.9371 | 327.3824 | 335.3437 | 358.2974 | 375.0785 | 385.2304 | 409.4271 | 437.7167 | 418.9502 | 466.267 | 492.6026 | 497.8109 | 511.0644 | 545.6405 | 464.0661
Region | Technology | 2021-22 | 2022-23 | 2023-24 | 2024-25 | 2025-26 | 2026-27 | 2027-28 | 2028-29 | 2029-30 | 2030-31 | 2031-32 | 2032-33 | 2033-34 | 2034-35 | 2035-36 | 2036-37 | 2037-38 | 2038-39 | 2039-40 | 2040-41 | 2041-42 | 2042-43 | 2043-44 | 2044-45 | 2045-46 | 2046-47 | 2047-48 | 2048-49 | 2049-50
QLD1 | Grid Battery pump | 5.5457e-05 | 25.1702 | 30.2016 | 37.5356 | 38.1006 | 39.5045 | 40.7078 | 38.6835 | 39.033 | 39.1082 | 39.1445 | 230.4477 | 623.8949 | 622.8365 | 635.8017 | 634.9763 | 720.5707 | 710.3651 | 720.6084 | 690.5137 | 1456.0809 | 1627.6786 | 1612.2853 | 1631.2567 | 1614.4497 | 3168.2632 | 3244.7698 | 3228.1272 | 3290.0352
QLD1 | Pumped Hydro Pump | 254.8915 | 390.2786 | 454.7526 | 534.4458 | 530.3857 | 610.8678 | 718.4999 | 715.6753 | 774.4978 | 824.1784 | 807.1266 | 1810.2913 | 2801.2802 | 2803.8626 | 3013.7545 | 2930.135 | 5027.0505 | 5135.4059 | 5398.169 | 5301.2624 | 5567.0778 | 7690.8666 | 7116.9341 | 7448.9467 | 7175.0265 | 6009.9203 | 6095.3714 | 6349.3922 | 6594.9195
QLD1 | VPP pump | 3.9805 | 6.3778 | 10.8632 | 19.9098 | 29.3251 | 41.334 | 52.6902 | 62.6861 | 82.8811 | 104.2034 | 137.4245 | 145.8552 | 154.0062 | 172.8234 | 196.5667 | 216.8323 | 221.157 | 239.9349 | 253.149 | 277.1408 | 292.2394 | 298.9417 | 283.2713 | 290.631 | 289.6203 | 272.786 | 312.7776 | 304.2696 | 282.7762
Region | Technology | 2021-22 | 2022-23 | 2023-24 | 2024-25 | 2025-26 | 2026-27 | 2027-28 | 2028-29 | 2029-30 | 2030-31 | 2031-32 | 2032-33 | 2033-34 | 2034-35 | 2035-36 | 2036-37 | 2037-38 | 2038-39 | 2039-40 | 2040-41 | 2041-42 | 2042-43 | 2043-44 | 2044-45 | 2045-46 | 2046-47 | 2047-48 | 2048-49 | 2049-50
VIC1 | Grid Battery pump | 58.5155 | 125.0282 | 144.4605 | 224.0297 | 237.2093 | 247.0354 | 233.3897 | 219.1139 | 224.1547 | 222.2909 | 227.0262 | 203.7446 | 161.2559 | 157.9562 | 167.3523 | 167.7097 | 158.2311 | 156.2568 | 160.1453 | 153.6344 | 472.7667 | 405.5797 | 390.8581 | 429.3707 | 426.9712 | 414.1348 | 403.5099 | 411.2402 | 396.5474
VIC1 | Pumped Hydro Pump | 0 | 0 | 7.6325e-05 | 0.00013751 | 0.00013664 | 0.00019054 | 0.00018395 | 0.00018383 | 0.00024188 | 0.00057184 | 0.0065421 | 3936.7832 | 3780.1418 | 3664.6978 | 4760.5103 | 4854.8364 | 4819.29 | 4763.5884 | 4993.097 | 4782.135 | 6607.4517 | 6541.981 | 5809.737 | 6609.6875 | 6637.631 | 6314.0503 | 6354.812 | 6569.7007 | 6132.2754
VIC1 | VPP pump | 3.1684 | 6.7398 | 11.4034 | 25.7269 | 39.4579 | 57.5256 | 70.3215 | 87.5377 | 123.6188 | 150.076 | 198.8481 | 200.2258 | 224.1447 | 251.3074 | 285.4753 | 308.6575 | 312.5652 | 336.4741 | 365.9201 | 372.1416 | 383.4358 | 396.1048 | 377.5237 | 436.9208 | 462.9794 | 457.0995 | 476.2516 | 494.8017 | 419.0051
Region | Technology | 2021-22 | 2022-23 | 2023-24 | 2024-25 | 2025-26 | 2026-27 | 2027-28 | 2028-29 | 2029-30 | 2030-31 | 2031-32 | 2032-33 | 2033-34 | 2034-35 | 2035-36 | 2036-37 | 2037-38 | 2038-39 | 2039-40 | 2040-41 | 2041-42 | 2042-43 | 2043-44 | 2044-45 | 2045-46 | 2046-47 | 2047-48 | 2048-49 | 2049-50
SA1 | Grid Battery pump | 105.4172 | 106.356 | 131.7303 | 134.5127 | 135.6627 | 137.8577 | 132.5246 | 125.5169 | 122.4879 | 121.4519 | 115.3761 | 113.0195 | 106.1164 | 83.3852 | 652.5299 | 653.5604 | 637.9735 | 632.1596 | 736.2374 | 704.315 | 1205.5431 | 1192.5306 | 1099.63 | 1196.5089 | 1213.3236 | 1162.8572 | 1159.0945 | 1157.2163 | 1052.172
SA1 | Pumped Hydro Pump | 0 | 0 | 6.5368e-05 | 6.5875e-05 | 6.4928e-05 | 7.4559e-05 | 7.5209e-05 | 7.7597e-05 | 9.194e-05 | 0.0001005 | 0.00010755 | 0.00019815 | 0.00019335 | 0.00019496 | 0.00023347 | 0.00023504 | 0.00029294 | 0.00029376 | 0.00029773 | 0.00030335 | 0.00036534 | 0.00035817 | 0.00035668 | 0.00041358 | 0.00040346 | 0.00038733 | 0.00039464 | 0.00040182 | 0.00040347
SA1 | VPP pump | 6.3852 | 11.1673 | 17.1726 | 21.2876 | 26.803 | 33.2229 | 38.3748 | 44.4669 | 54.93 | 64.9125 | 77.1244 | 80.3963 | 85.7377 | 91.986 | 88.7178 | 95.0849 | 97.8768 | 103.4566 | 108.8509 | 110.2069 | 109.6112 | 112.2226 | 101.8668 | 116.668 | 129.0108 | 122.019 | 125.8204 | 128.862 | 98.5261
Region | Technology | 2021-22 | 2022-23 | 2023-24 | 2024-25 | 2025-26 | 2026-27 | 2027-28 | 2028-29 | 2029-30 | 2030-31 | 2031-32 | 2032-33 | 2033-34 | 2034-35 | 2035-36 | 2036-37 | 2037-38 | 2038-39 | 2039-40 | 2040-41 | 2041-42 | 2042-43 | 2043-44 | 2044-45 | 2045-46 | 2046-47 | 2047-48 | 2048-49 | 2049-50
TAS1 | Grid Battery pump | 5.1344e-05 | 5.4435e-05 | 5.3151e-05 | 5.35e-05 | 5.5847e-05 | 5.7212e-05 | 6.2497e-05 | 7.2284e-05 | 9.2112e-05 | 9.8642e-05 | 0.00010965 | 0.00012102 | 0.00012644 | 0.00015483 | 0.00015315 | 0.00016363 | 0.00017628 | 0.00017133 | 0.00021713 | 0.00026093 | 0.00021817 | 0.00022117 | 0.00032734 | 0.00033389 | 0.00034816 | 0.00037315 | 0.0003797 | 0.00044157 | 0.00048732
TAS1 | Pumped Hydro Pump | 0 | 0 | 0.00014051 | 0.0001474 | 0.00016222 | 0.00016558 | 0.00016984 | 0.00017925 | 0.00017157 | 0.000184 | 0.00021555 | 0.00021814 | 0.00023069 | 0.00029224 | 0.00028193 | 0.00029539 | 0.00031833 | 0.0003004 | 0.00034905 | 0.00042266 | 0.00035822 | 0.00036144 | 0.0005093 | 0.00051085 | 0.00052943 | 0.00054918 | 0.00055222 | 0.00061814 | 0.00069179
TAS1 | VPP pump | 0.10324 | 0.39617 | 0.55131 | 0.70604 | 1.2358 | 1.9781 | 2.4823 | 3.4518 | 2.9573 | 4.0675 | 7.5282 | 5.6638 | 6.5075 | 9.2787 | 8.825 | 9.915 | 11.1751 | 9.4489 | 10.2213 | 14.3117 | 13.1465 | 12.415 | 16.2631 | 13.9577 | 13.8534 | 13.705 | 8.5417 | 10.1959 | 15.6554
Non-controllable capacity
Region | Technology | 2021-22 | 2022-23 | 2023-24 | 2024-25 | 2025-26 | 2026-27 | 2027-28 | 2028-29 | 2029-30 | 2030-31 | 2031-32 | 2032-33 | 2033-34 | 2034-35 | 2035-36 | 2036-37 | 2037-38 | 2038-39 | 2039-40 | 2040-41 | 2041-42 | 2042-43 | 2043-44 | 2044-45 | 2045-46 | 2046-47 | 2047-48 | 2048-49 | 2049-50
NEM | Distributed PV | 17966.1251 | 20100.6795 | 21848.5557 | 22765.7608 | 23520.219 | 26712.9041 | 28250.2682 | 26710.882 | 28962.3643 | 30914.2247 | 32262.7878 | 33604.8783 | 33813.0341 | 33976.8825 | 37696.6292 | 38914.4849 | 36303.367 | 39129.5695 | 41710.6576 | 43318.6363 | 44440.8755 | 44228.555 | 43943.4562 | 48400.6107 | 49711.1476 | 46026.6458 | 49621.4902 | 52962.0301 | 54802.2134
NEM | Behind the meter battery | 274.2921 | 322.7655 | 377.4056 | 441.916 | 524.7405 | 624.9438 | 702.6065 | 780.1503 | 916.5023 | 1062.9236 | 1310.8182 | 1435.9449 | 1573.1611 | 1680.3963 | 1781.133 | 1856.768 | 1927.461 | 2000.5502 | 2079.2953 | 2147.8019 | 2226.1602 | 2306.7147 | 2389.4767 | 2400.7435 | 2416.8737 | 2424.2587 | 2440.1321 | 2439.5699 | 2438.5083
NEM | Behind the meter battery pump | 233.0404 | 274.1938 | 320.6539 | 375.4693 | 445.7175 | 530.8198 | 596.8722 | 662.6992 | 778.5165 | 902.9392 | 1113.6428 | 1220.0169 | 1336.223 | 1427.318 | 1512.8203 | 1577.4412 | 1637.703 | 1699.356 | 1766.0472 | 1824.66 | 1891.329 | 1958.7365 | 2030.3464 | 2039.52 | 2052.599 | 2059.134 | 2073.3251 | 2072.6927 | 2071.1611
Region | Technology | 2021-22 | 2022-23 | 2023-24 | 2024-25 | 2025-26 | 2026-27 | 2027-28 | 2028-29 | 2029-30 | 2030-31 | 2031-32 | 2032-33 | 2033-34 | 2034-35 | 2035-36 | 2036-37 | 2037-38 | 2038-39 | 2039-40 | 2040-41 | 2041-42 | 2042-43 | 2043-44 | 2044-45 | 2045-46 | 2046-47 | 2047-48 | 2048-49 | 2049-50
NSW1 | Distributed PV | 5204.0164 | 5881.733 | 6097.6203 | 6362.1284 | 6503.6664 | 7561.6005 | 7799.3333 | 7221.9231 | 7693.3554 | 8429.2142 | 9135.0771 | 9232.9948 | 9474.093 | 9536.0352 | 10952.211 | 11213.6267 | 10409.2512 | 11061.1613 | 12074.4253 | 12966.5624 | 12905.9314 | 13078.0882 | 13015.2652 | 14802.4008 | 15046.9679 | 13816.9635 | 14650.873 | 15983.8137 | 17049.5514
NSW1 | Behind the meter battery | 103.7437 | 114.2404 | 137.9244 | 165.9003 | 201.313 | 240.9159 | 264.5842 | 289.7374 | 335.4861 | 383.0036 | 465.2208 | 500.5256 | 543.8767 | 577.0925 | 608.9188 | 631.888 | 654.0991 | 675.5199 | 700.7784 | 721.1068 | 744.6086 | 768.4752 | 793.5574 | 797.0251 | 801.425 | 803.7639 | 807.3625 | 807.7907 | 807.16
NSW1 | Behind the meter battery pump | 88.1293 | 97.0216 | 117.1621 | 140.9418 | 170.997 | 204.6077 | 224.7487 | 246.0761 | 284.9925 | 325.3838 | 395.4208 | 425.2231 | 461.797 | 490.3539 | 517.0464 | 536.8256 | 555.8161 | 574.0677 | 595.1176 | 612.7617 | 632.5367 | 652.4851 | 674.521 | 677.4172 | 680.3664 | 682.9967 | 685.9903 | 686.2534 | 685.4489
Region | Technology | 2021-22 | 2022-23 | 2023-24 | 2024-25 | 2025-26 | 2026-27 | 2027-28 | 2028-29 | 2029-30 | 2030-31 | 2031-32 | 2032-33 | 2033-34 | 2034-35 | 2035-36 | 2036-37 | 2037-38 | 2038-39 | 2039-40 | 2040-41 | 2041-42 | 2042-43 | 2043-44 | 2044-45 | 2045-46 | 2046-47 | 2047-48 | 2048-49 | 2049-50
QLD1 | Distributed PV | 5567.3648 | 6252.7151 | 6535.0958 | 6564.9108 | 6903.5367 | 7623.4303 | 7934.3665 | 6899.0674 | 7734.7975 | 8266.4241 | 9020.1611 | 9268.269 | 9263.1607 | 9754.2535 | 10771.5054 | 11127.7048 | 9702.5719 | 10828.6207 | 11489.8808 | 12365.4002 | 12482.6233 | 12281.9138 | 12714.2217 | 13851.0346 | 14256.9572 | 12334.5707 | 13776.1666 | 14614.4548 | 15684.6206
QLD1 | Behind the meter battery | 46.1059 | 51.2898 | 62.8898 | 76.9438 | 94.1079 | 114.339 | 129.4405 | 144.185 | 167.6189 | 204.8006 | 260.2955 | 292.0182 | 328.1998 | 357.9519 | 385.721 | 407.778 | 429.0894 | 449.044 | 469.664 | 492.0875 | 514.8354 | 538.0025 | 561.6947 | 566.605 | 572.2196 | 576.7274 | 581.9254 | 583.27 | 585.6388
QLD1 | Behind the meter battery pump | 39.1572 | 43.5755 | 53.4177 | 65.3788 | 79.9186 | 97.0955 | 109.9162 | 122.5159 | 142.4376 | 173.9088 | 221.1189 | 248.1635 | 278.7158 | 303.9474 | 327.6112 | 346.3668 | 364.4744 | 381.5345 | 399.0059 | 418.1686 | 437.5687 | 456.7426 | 477.2466 | 481.3082 | 486.3169 | 489.674 | 494.6069 | 495.5824 | 497.3207
Region | Technology | 2021-22 | 2022-23 | 2023-24 | 2024-25 | 2025-26 | 2026-27 | 2027-28 | 2028-29 | 2029-30 | 2030-31 | 2031-32 | 2032-33 | 2033-34 | 2034-35 | 2035-36 | 2036-37 | 2037-38 | 2038-39 | 2039-40 | 2040-41 | 2041-42 | 2042-43 | 2043-44 | 2044-45 | 2045-46 | 2046-47 | 2047-48 | 2048-49 | 2049-50
VIC1 | Distributed PV | 4329.4005 | 4908.7952 | 5934.1919 | 6528.7696 | 6863.0057 | 8027.2367 | 8796.0994 | 8929.0801 | 9626.1225 | 10179.6404 | 9984.4368 | 10760.8291 | 10744.8887 | 10455.0049 | 11440.4569 | 11800.6131 | 11528.2593 | 12300.9387 | 13053.8349 | 12807.4881 | 13660.682 | 13556.1803 | 13075.8792 | 14262.8401 | 14649.2457 | 14279.6933 | 15258.3695 | 16219.645 | 15845.6324
VIC1 | Behind the meter battery | 60.3615 | 72.3202 | 86.6818 | 103.6542 | 127.6658 | 157.9156 | 187.3608 | 216.0942 | 267.3679 | 312.7858 | 390.6955 | 438.5207 | 483.411 | 517.6718 | 549.9019 | 574.0839 | 596.4233 | 621.8879 | 649.6279 | 672.0144 | 699.0363 | 727.0829 | 754.4992 | 759.0364 | 765.4179 | 768.307 | 774.8118 | 775.1915 | 774.81
VIC1 | Behind the meter battery pump | 51.3066 | 61.4512 | 73.6598 | 88.083 | 108.4706 | 134.1928 | 159.1916 | 183.5475 | 227.026 | 265.6899 | 331.839 | 372.6114 | 410.8313 | 439.6676 | 467.2812 | 487.8914 | 506.9155 | 527.9599 | 551.6485 | 570.5388 | 593.9882 | 617.4131 | 640.9921 | 644.5839 | 650.0555 | 652.3952 | 658.1553 | 658.6052 | 658.2953
Region | Technology | 2021-22 | 2022-23 | 2023-24 | 2024-25 | 2025-26 | 2026-27 | 2027-28 | 2028-29 | 2029-30 | 2030-31 | 2031-32 | 2032-33 | 2033-34 | 2034-35 | 2035-36 | 2036-37 | 2037-38 | 2038-39 | 2039-40 | 2040-41 | 2041-42 | 2042-43 | 2043-44 | 2044-45 | 2045-46 | 2046-47 | 2047-48 | 2048-49 | 2049-50
SA1 | Distributed PV | 2623.5452 | 2798.1478 | 2996.8815 | 3008.3834 | 2949.0755 | 3160.1857 | 3360.8342 | 3300.464 | 3533.7408 | 3645.3258 | 3718.3325 | 3905.4589 | 3875.3563 | 3779.4643 | 4028.9273 | 4246.1349 | 4126.3157 | 4379.708 | 4502.8278 | 4576.0415 | 4756.5856 | 4662.4055 | 4501.1598 | 4782.4214 | 5031.6478 | 4870.1344 | 5185.5389 | 5354.2666 | 5426.7292
SA1 | Behind the meter battery | 56.7354 | 76.761 | 80.3364 | 83.7752 | 87.4369 | 94.3938 | 101.223 | 107.735 | 120.7804 | 134.1477 | 160.928 | 168.8699 | 178.8956 | 186.8102 | 193.693 | 198.596 | 201.84 | 206.6333 | 210.4501 | 212.7899 | 216.7262 | 220.9463 | 226.2016 | 224.8024 | 224.5688 | 222.3658 | 222.9625 | 220.6855 | 218.5777
SA1 | Behind the meter battery pump | 48.2076 | 65.216 | 68.2817 | 71.1775 | 74.2498 | 80.1578 | 86.0269 | 91.5227 | 102.6208 | 114.0145 | 136.6407 | 143.4284 | 151.9345 | 158.6357 | 164.4393 | 168.6089 | 171.3923 | 175.4796 | 178.8172 | 180.8586 | 183.9819 | 187.7459 | 192.102 | 190.9761 | 190.6156 | 188.965 | 189.485 | 187.5319 | 185.6623
Region | Technology | 2021-22 | 2022-23 | 2023-24 | 2024-25 | 2025-26 | 2026-27 | 2027-28 | 2028-29 | 2029-30 | 2030-31 | 2031-32 | 2032-33 | 2033-34 | 2034-35 | 2035-36 | 2036-37 | 2037-38 | 2038-39 | 2039-40 | 2040-41 | 2041-42 | 2042-43 | 2043-44 | 2044-45 | 2045-46 | 2046-47 | 2047-48 | 2048-49 | 2049-50
TAS1 | Distributed PV | 241.7982 | 259.2885 | 284.7662 | 301.5686 | 300.9347 | 340.451 | 359.6348 | 360.3473 | 374.3481 | 393.6202 | 404.7802 | 437.3265 | 455.5355 | 452.1246 | 503.5286 | 526.4053 | 536.969 | 559.1407 | 589.6888 | 603.1441 | 635.0531 | 649.9672 | 636.9304 | 701.9138 | 726.329 | 725.2839 | 750.5421 | 789.8501 | 795.6798
TAS1 | Behind the meter battery | 7.3456 | 8.1541 | 9.5732 | 11.6426 | 14.2168 | 17.3795 | 19.9981 | 22.3987 | 25.2488 | 28.1858 | 33.6784 | 36.0105 | 38.7781 | 40.8699 | 42.8983 | 44.4221 | 46.0092 | 47.4651 | 48.7751 | 49.8034 | 50.9537 | 52.2079 | 53.5239 | 53.2746 | 53.2423 | 53.0947 | 53.07 | 52.6323 | 52.3218
TAS1 | Behind the meter battery pump | 6.2397 | 6.9295 | 8.1325 | 9.8883 | 12.0815 | 14.7661 | 16.9888 | 19.037 | 21.4396 | 23.9422 | 28.6235 | 30.5904 | 32.9445 | 34.7133 | 36.4422 | 37.7485 | 39.1047 | 40.3143 | 41.458 | 42.3322 | 43.2535 | 44.3498 | 45.4846 | 45.2346 | 45.2446 | 45.103 | 45.0875 | 44.7198 | 44.4337

## BaseCase_Capacity
Installed capacity by technology (MW) - BaseCase, Central No State Based Schemes Sensitivity
Capacity calculated on 1 July. In early study years some wind and solar projects enter later in the financial year and are therefore reflected in the following financial year's capacity.
Explicitly modelled generation
Region | Technology | 2021-22 | 2022-23 | 2023-24 | 2024-25 | 2025-26 | 2026-27 | 2027-28 | 2028-29 | 2029-30 | 2030-31 | 2031-32 | 2032-33 | 2033-34 | 2034-35 | 2035-36 | 2036-37 | 2037-38 | 2038-39 | 2039-40 | 2040-41 | 2041-42 | 2042-43 | 2043-44 | 2044-45 | 2045-46 | 2046-47 | 2047-48 | 2048-49 | 2049-50
NEM | Black Coal | 18366 | 17891 | 16416 | 11827.6115 | 10138.6128 | 10004.2039 | 9923.8184 | 9654.2026 | 8807.8368 | 8703.0171 | 8463.863 | 5823.0171 | 5233.184 | 5233.184 | 4545.6229 | 4248.5847 | 4095.6225 | 4095.6225 | 4095.6225 | 4095.6225 | 3435.6225 | 2001.6225 | 1762.0905 | 1692 | 1692 | 1692 | 1692 | 1692 | 1692
NEM | Brown Coal | 4790 | 4790 | 4790 | 2254.3494 | 2232.1943 | 1862.6791 | 347.4804 | 238.9655 | 238.9655 | 238.9655 | 238.9655 | 238.9655 | 238.9655 | 238.9655 | 238.9655 | 238.9655 | 238.9655 | 238.9655 | 238.9655 | 238.9655 | 238.9655 | 238.9655 | 238.9655 | 238.9655 | 238.9655 | 238.9655 | 0 | 0 | 0
NEM | CCGT | 3054.9 | 3054.9 | 2874.9 | 2874.9 | 2874.9 | 2874.9 | 2874.9 | 2874.9 | 2874.9 | 2874.9 | 2874.9 | 2874.9 | 2874.9 | 2874.9 | 2874.9 | 2489.9 | 1960.9 | 1960.9 | 1817.5 | 1817.5 | 1817.5 | 1817.5 | 1377.5 | 1192.5 | 548 | 388 | 388 | 388 | 388
NEM | Gas - Steam | 1384 | 1384 | 1384 | 1384 | 1384 | 1384 | 1384 | 1384 | 1384 | 1384 | 1384 | 1384 | 1384 | 1384 | 584 | 584 | 584 | 584 | 84 | 84 | 84 | 84 | 84 | 84 | 84 | 0 | 0 | 0 | 0
NEM | OCGT / Diesel | 6863.14 | 6863.14 | 6863.14 | 6863.14 | 6863.14 | 6863.14 | 6863.14 | 6863.14 | 6863.14 | 6480.64 | 6480.64 | 6211.3 | 5749.3 | 5632.3 | 5502.3002 | 5502.3002 | 5502.3004 | 5502.3004 | 5866.7242 | 5746.7242 | 6476.9894 | 6382.9894 | 6387.9155 | 6587.9765 | 6587.9765 | 7971.9532 | 7387.9532 | 8030.7346 | 7735.8279
NEM | Hydro | 7365.3 | 7365.3 | 7365.3 | 7365.3 | 7365.3 | 7365.3 | 7365.3 | 7365.3 | 7365.3 | 7365.3 | 7365.3 | 7365.3 | 7365.3 | 7365.3 | 7365.3 | 7365.3 | 7278.9 | 7278.9 | 7278.9 | 7278.9 | 7278.9 | 7212.9 | 7212.9 | 7212.9 | 7212.9 | 7212.9 | 7212.9 | 7212.9 | 7212.9
NEM | Wind | 12981.671 | 14711.8312 | 16617.9731 | 22536.9353 | 22536.9354 | 22821.341 | 25533.4571 | 28215.6133 | 28180.8096 | 29231.0366 | 29418.7273 | 33795.1648 | 34555.7053 | 35089.7985 | 35129.1259 | 35530.0428 | 37557.252 | 38199.2706 | 38313.9509 | 37998.9088 | 40763.044 | 42688.46 | 41996.4888 | 41092.5778 | 39953.2249 | 40767.5832 | 40527.5832 | 40498.8832 | 40865.2335
NEM | Solar PV | 5599.971 | 6959.156 | 6959.156 | 6959.156 | 6959.156 | 6959.1561 | 7059.156 | 7059.156 | 7954.3224 | 8058.1672 | 9693.3885 | 13271.3062 | 14346.6489 | 14346.6489 | 14500.1124 | 14548.9078 | 18555.5819 | 18517.6954 | 18517.6954 | 19346.7115 | 21423.7558 | 26207.7165 | 25832.7166 | 25414.0966 | 25543.7818 | 27079.9725 | 26969.5725 | 26236.7725 | 27292.0691
NEM | Grid Battery | 260.33 | 600.33 | 600.33 | 600.33 | 600.33 | 600.33 | 600.33 | 600.33 | 600.33 | 570.33 | 570.33 | 917.841 | 1111.7698 | 1086.7698 | 1530.6228 | 1530.6228 | 1605.2012 | 1605.2012 | 1890.1359 | 1870.1359 | 3691.8649 | 3520.9105 | 3520.9105 | 3520.9105 | 3520.9105 | 4730.5655 | 4730.5655 | 4730.5656 | 4730.5656
NEM | Pumped Hydro | 810 | 810 | 810 | 810 | 2850 | 2850 | 2850 | 2850 | 2850 | 2850.0002 | 2850.002 | 5290.5745 | 5719.8479 | 5719.8479 | 6174.1505 | 6174.1505 | 8040.6508 | 8040.6508 | 8040.6508 | 8040.6508 | 8782.1492 | 9594.9493 | 9594.9493 | 9594.9494 | 9594.9494 | 9594.9494 | 9594.9494 | 9594.9494 | 9594.9494
NEM | VPP | 36.545 | 54.909 | 79.222 | 111.716 | 155.475 | 212.948 | 274.212 | 348.483 | 458.205 | 557.379 | 708.547 | 823.447 | 953.292 | 1081.03 | 1214.079 | 1346.365 | 1479.677 | 1613.916 | 1747.369 | 1881.885 | 2021.695 | 2168.3841 | 2317.988 | 2433.084 | 2551.477 | 2673.029 | 2797.397 | 2923.275 | 3050.769
Total excluding storage |  | 60404.982 | 63019.3272 | 63270.4691 | 62065.3921 | 60354.2384 | 60134.7202 | 61351.2518 | 63655.2774 | 63669.2743 | 64336.0265 | 65919.7843 | 70963.9535 | 71748.0037 | 72165.0969 | 70740.327 | 70508.001 | 75773.5224 | 76377.6545 | 76213.3585 | 76607.3325 | 81518.7772 | 86634.154 | 84892.5769 | 83515.0164 | 81860.8488 | 85351.3744 | 84178.0088 | 84059.2903 | 85186.0305
Region | Technology | 2021-22 | 2022-23 | 2023-24 | 2024-25 | 2025-26 | 2026-27 | 2027-28 | 2028-29 | 2029-30 | 2030-31 | 2031-32 | 2032-33 | 2033-34 | 2034-35 | 2035-36 | 2036-37 | 2037-38 | 2038-39 | 2039-40 | 2040-41 | 2041-42 | 2042-43 | 2043-44 | 2044-45 | 2045-46 | 2046-47 | 2047-48 | 2048-49 | 2049-50
NSW1 | Black Coal | 10240 | 9765 | 8290 | 7134.9698 | 5445.9711 | 5445.9711 | 5445.9711 | 5445.9711 | 4917.5611 | 4917.5611 | 4678.4071 | 2037.5611 | 2037.5611 | 2037.5611 | 1350 | 1350 | 1350 | 1350 | 1350 | 1350 | 690 | 0 | 0 | 0 | 0 | 0 | 0 | 0 | 0
NSW1 | Brown Coal | 0 | 0 | 0 | 0 | 0 | 0 | 0 | 0 | 0 | 0 | 0 | 0 | 0 | 0 | 0 | 0 | 0 | 0 | 0 | 0 | 0 | 0 | 0 | 0 | 0 | 0 | 0 | 0 | 0
NSW1 | CCGT | 625 | 625 | 625 | 625 | 625 | 625 | 625 | 625 | 625 | 625 | 625 | 625 | 625 | 625 | 625 | 625 | 625 | 625 | 625 | 625 | 625 | 625 | 185 | 0 | 0 | 0 | 0 | 0 | 0
NSW1 | Gas - Steam | 0 | 0 | 0 | 0 | 0 | 0 | 0 | 0 | 0 | 0 | 0 | 0 | 0 | 0 | 0 | 0 | 0 | 0 | 0 | 0 | 0 | 0 | 0 | 0 | 0 | 0 | 0 | 0 | 0
NSW1 | OCGT / Diesel | 1438 | 1438 | 1438 | 1438 | 1438 | 1438 | 1438 | 1438 | 1438 | 1438 | 1438 | 1438 | 1438 | 1438 | 1388.0001 | 1388.0001 | 1388.0002 | 1388.0002 | 2158.2115 | 2158.2115 | 2158.2116 | 2158.2116 | 2158.2116 | 2619.5648 | 2619.5648 | 2619.5648 | 2619.5648 | 2886.7336 | 2886.7336
NSW1 | Hydro | 2585 | 2585 | 2585 | 2585 | 2585 | 2585 | 2585 | 2585 | 2585 | 2585 | 2585 | 2585 | 2585 | 2585 | 2585 | 2585 | 2585 | 2585 | 2585 | 2585 | 2585 | 2585 | 2585 | 2585 | 2585 | 2585 | 2585 | 2585 | 2585
NSW1 | Wind | 2674.73 | 2720.7302 | 4178.0272 | 6970.7302 | 6970.7302 | 6970.7302 | 7198.8462 | 7298.8462 | 7298.8462 | 8461.0733 | 8461.0733 | 12311.459 | 12311.459 | 12311.459 | 12311.4591 | 12264.9591 | 11994.9591 | 12248.1779 | 12715.7712 | 12355.2712 | 14392.9506 | 14392.9526 | 14097.9726 | 14097.9726 | 14497.1796 | 14270.3798 | 14270.3798 | 14270.3798 | 14157.1898
NSW1 | Solar PV | 2130.363 | 2600.363 | 2600.363 | 2600.363 | 2600.363 | 2600.3632 | 2700.363 | 2700.363 | 3562.6709 | 3562.6711 | 3614.6783 | 5936.5939 | 6442.2567 | 6442.2567 | 6595.7202 | 6595.7202 | 9125.2501 | 9087.3636 | 9087.3636 | 9325.0232 | 10221.6189 | 12931.0639 | 12858.0639 | 12858.0639 | 12858.0639 | 14103.0282 | 14103.0282 | 14053.0282 | 14044.2643
NSW1 | Grid Battery | 0 | 0 | 0 | 0 | 0 | 0 | 0 | 0 | 0 | 0 | 0 | 239.1677 | 239.1677 | 239.1677 | 312.0077 | 312.0077 | 312.0077 | 312.0077 | 537.4684 | 537.4684 | 1229.7378 | 1229.7378 | 1229.7378 | 1229.7378 | 1229.7378 | 1229.7378 | 1229.7378 | 1229.7378 | 1229.7378
NSW1 | Pumped Hydro | 240 | 240 | 240 | 240 | 2280 | 2280 | 2280 | 2280 | 2280 | 2280 | 2280 | 3087.0866 | 3087.0866 | 3087.0866 | 3189.6981 | 3189.6981 | 4181.2101 | 4181.2101 | 4181.2101 | 4181.2101 | 4181.2102 | 4181.2102 | 4181.2102 | 4181.2102 | 4181.2102 | 4181.2102 | 4181.2102 | 4181.2102 | 4181.2102
NSW1 | VPP | 13.897 | 19.697 | 29.162 | 42.001 | 59.431 | 81.633 | 103.019 | 129.604 | 168.832 | 203.169 | 255.242 | 292.839 | 337.193 | 380.779 | 426.084 | 469.969 | 513.223 | 556.711 | 599.309 | 642.059 | 686.952 | 734.321 | 783.025 | 821.133 | 860.401 | 900.734 | 941.995 | 983.641 | 1025.804
Total excluding storage |  | 19693.093 | 19734.0932 | 19716.3902 | 21354.063 | 19665.0644 | 19665.0645 | 19993.1803 | 20093.1803 | 20427.0782 | 21589.3056 | 21402.1586 | 24933.614 | 25439.2768 | 25439.2768 | 24855.1794 | 24808.6794 | 27068.2094 | 27283.5417 | 28521.3463 | 28398.506 | 30672.7811 | 32692.2281 | 31884.2481 | 32160.6013 | 32559.8084 | 33577.9728 | 33577.9728 | 33795.1416 | 33673.1877
Region | Technology | 2021-22 | 2022-23 | 2023-24 | 2024-25 | 2025-26 | 2026-27 | 2027-28 | 2028-29 | 2029-30 | 2030-31 | 2031-32 | 2032-33 | 2033-34 | 2034-35 | 2035-36 | 2036-37 | 2037-38 | 2038-39 | 2039-40 | 2040-41 | 2041-42 | 2042-43 | 2043-44 | 2044-45 | 2045-46 | 2046-47 | 2047-48 | 2048-49 | 2049-50
QLD1 | Black Coal | 8126 | 8126 | 8126 | 4692.6417 | 4692.6417 | 4558.2328 | 4477.8473 | 4208.2315 | 3890.2756 | 3785.4559 | 3785.4559 | 3785.4559 | 3195.6229 | 3195.6229 | 3195.6229 | 2898.5847 | 2745.6225 | 2745.6225 | 2745.6225 | 2745.6225 | 2745.6225 | 2001.6225 | 1762.0905 | 1692 | 1692 | 1692 | 1692 | 1692 | 1692
QLD1 | Brown Coal | 0 | 0 | 0 | 0 | 0 | 0 | 0 | 0 | 0 | 0 | 0 | 0 | 0 | 0 | 0 | 0 | 0 | 0 | 0 | 0 | 0 | 0 | 0 | 0 | 0 | 0 | 0 | 0 | 0
QLD1 | CCGT | 1512.9 | 1512.9 | 1512.9 | 1512.9 | 1512.9 | 1512.9 | 1512.9 | 1512.9 | 1512.9 | 1512.9 | 1512.9 | 1512.9 | 1512.9 | 1512.9 | 1512.9 | 1127.9 | 1127.9 | 1127.9 | 984.5 | 984.5 | 984.5 | 984.5 | 984.5 | 984.5 | 340 | 180 | 180 | 180 | 180
QLD1 | Gas - Steam | 84 | 84 | 84 | 84 | 84 | 84 | 84 | 84 | 84 | 84 | 84 | 84 | 84 | 84 | 84 | 84 | 84 | 84 | 84 | 84 | 84 | 84 | 84 | 84 | 84 | 0 | 0 | 0 | 0
QLD1 | OCGT / Diesel | 1910 | 1910 | 1910 | 1910 | 1910 | 1910 | 1910 | 1910 | 1910 | 1910 | 1910 | 1910 | 1618 | 1501 | 1501 | 1501 | 1501 | 1501 | 1535.2124 | 1535.2124 | 1535.2124 | 1535.2124 | 1535.2124 | 1403.2124 | 1403.2124 | 2787.1891 | 2787.1891 | 2933.186 | 2638.2793
QLD1 | Hydro | 152.4 | 152.4 | 152.4 | 152.4 | 152.4 | 152.4 | 152.4 | 152.4 | 152.4 | 152.4 | 152.4 | 152.4 | 152.4 | 152.4 | 152.4 | 152.4 | 66 | 66 | 66 | 66 | 66 | 0 | 0 | 0 | 0 | 0 | 0 | 0 | 0
QLD1 | Wind | 3980.0547 | 4480.0547 | 4480.0547 | 5841.256 | 5841.256 | 5841.256 | 5891.9799 | 7162.5854 | 7162.5854 | 7162.5854 | 7350.2757 | 7350.2757 | 8262.0162 | 8262.0162 | 8458.3596 | 8667.0934 | 9396.488 | 9396.488 | 9396.488 | 9396.488 | 10007.7222 | 11253.8495 | 11073.3315 | 10629.8203 | 10629.8203 | 10629.8203 | 10629.8203 | 10629.8203 | 10875.1205
QLD1 | Solar PV | 2017.635 | 2827.62 | 2827.62 | 2827.62 | 2827.62 | 2827.62 | 2827.62 | 2827.62 | 2827.62 | 2827.62 | 3275.0147 | 3412.2479 | 3951.7238 | 3951.7238 | 3951.7238 | 3830.7238 | 5106.0215 | 5106.0215 | 5106.0215 | 5376.5019 | 6217.7432 | 8292.2588 | 8125.2588 | 7924.1588 | 7859.9508 | 7976.1739 | 7865.7739 | 7334.8739 | 8657.9898
QLD1 | Grid Battery | 0 | 20 | 20 | 20 | 20 | 20 | 20 | 20 | 20 | 20 | 20 | 128.3423 | 377.6012 | 377.6012 | 377.6012 | 377.6012 | 452.1795 | 452.1795 | 452.1795 | 432.1795 | 934.1756 | 1063.2212 | 1063.2212 | 1063.2212 | 1063.2212 | 2272.8762 | 2272.8762 | 2272.8762 | 2272.8762
QLD1 | Pumped Hydro | 570 | 570 | 570 | 570 | 570 | 570 | 570 | 570 | 570 | 570 | 570 | 896.6775 | 1325.9509 | 1325.9509 | 1325.9509 | 1325.9509 | 2200.9392 | 2200.9392 | 2200.9392 | 2200.9392 | 2200.9392 | 3013.7393 | 3013.7393 | 3013.7393 | 3013.7393 | 3013.7393 | 3013.7393 | 3013.7393 | 3013.7393
QLD1 | VPP | 6.283 | 9.038 | 13.648 | 20.047 | 28.646 | 39.92 | 51.776 | 66.05 | 86.234 | 109.423 | 142.449 | 168.902 | 199.702 | 230.441 | 262.576 | 295.532 | 329.475 | 362.967 | 395.859 | 429.33 | 463.784 | 499.933 | 537.296 | 565.416 | 594.354 | 624.143 | 654.722 | 685.861 | 717.549
Total excluding storage |  | 17782.9897 | 19092.9747 | 19092.9747 | 17020.8177 | 17020.8177 | 16886.4088 | 16856.7471 | 17857.7368 | 17539.781 | 17434.9613 | 18070.0463 | 18207.2795 | 18776.6629 | 18659.6629 | 18856.0064 | 18261.702 | 20027.0321 | 20027.0321 | 19917.8445 | 20188.3249 | 21640.8004 | 24151.4433 | 23564.3933 | 22717.6916 | 22008.9836 | 23265.1833 | 23154.7833 | 22769.8802 | 24043.3897
Region | Technology | 2021-22 | 2022-23 | 2023-24 | 2024-25 | 2025-26 | 2026-27 | 2027-28 | 2028-29 | 2029-30 | 2030-31 | 2031-32 | 2032-33 | 2033-34 | 2034-35 | 2035-36 | 2036-37 | 2037-38 | 2038-39 | 2039-40 | 2040-41 | 2041-42 | 2042-43 | 2043-44 | 2044-45 | 2045-46 | 2046-47 | 2047-48 | 2048-49 | 2049-50
VIC1 | Black Coal | 0 | 0 | 0 | 0 | 0 | 0 | 0 | 0 | 0 | 0 | 0 | 0 | 0 | 0 | 0 | 0 | 0 | 0 | 0 | 0 | 0 | 0 | 0 | 0 | 0 | 0 | 0 | 0 | 0
VIC1 | Brown Coal | 4790 | 4790 | 4790 | 2254.3494 | 2232.1943 | 1862.6791 | 347.4804 | 238.9655 | 238.9655 | 238.9655 | 238.9655 | 238.9655 | 238.9655 | 238.9655 | 238.9655 | 238.9655 | 238.9655 | 238.9655 | 238.9655 | 238.9655 | 238.9655 | 238.9655 | 238.9655 | 238.9655 | 238.9655 | 238.9655 | 0 | 0 | 0
VIC1 | CCGT | 0 | 0 | 0 | 0 | 0 | 0 | 0 | 0 | 0 | 0 | 0 | 0 | 0 | 0 | 0 | 0 | 0 | 0 | 0 | 0 | 0 | 0 | 0 | 0 | 0 | 0 | 0 | 0 | 0
VIC1 | Gas - Steam | 500 | 500 | 500 | 500 | 500 | 500 | 500 | 500 | 500 | 500 | 500 | 500 | 500 | 500 | 500 | 500 | 500 | 500 | 0 | 0 | 0 | 0 | 0 | 0 | 0 | 0 | 0 | 0 | 0
VIC1 | OCGT / Diesel | 1900 | 1900 | 1900 | 1900 | 1900 | 1900 | 1900 | 1900 | 1900 | 1900 | 1900 | 1900 | 1730 | 1730 | 1730 | 1730 | 1730 | 1730 | 1290 | 1290 | 1489.8712 | 1395.8712 | 1395.8712 | 1572.2292 | 1572.2292 | 1572.2292 | 988.2292 | 1217.845 | 1217.845
VIC1 | Hydro | 2219 | 2219 | 2219 | 2219 | 2219 | 2219 | 2219 | 2219 | 2219 | 2219 | 2219 | 2219 | 2219 | 2219 | 2219 | 2219 | 2219 | 2219 | 2219 | 2219 | 2219 | 2219 | 2219 | 2219 | 2219 | 2219 | 2219 | 2219 | 2219
VIC1 | Wind | 3434.44 | 4322.2 | 4322.2 | 5274.9594 | 5274.9594 | 5559.365 | 7967.1559 | 8517.1558 | 8517.156 | 8517.156 | 8517.1563 | 8529.9914 | 8477.4914 | 9011.5846 | 9052.4499 | 9475.9327 | 10955.0393 | 11271.0556 | 11179.5296 | 11129.2993 | 11129.2993 | 11646.194 | 11322.394 | 11010.394 | 9815.034 | 10258.5599 | 10018.5599 | 9989.8599 | 10224.1
VIC1 | Solar PV | 1098.973 | 1098.973 | 1098.973 | 1098.973 | 1098.973 | 1098.973 | 1098.973 | 1098.973 | 1131.8314 | 1235.676 | 2360.2048 | 3478.9734 | 3478.9734 | 3478.9734 | 3478.9734 | 3478.9734 | 3478.9746 | 3478.9746 | 3478.9746 | 3478.9746 | 3540.9034 | 3540.9035 | 3540.9035 | 3433.3835 | 3627.2768 | 3802.2801 | 3802.2801 | 3650.3801 | 3499.3248
VIC1 | Grid Battery | 55.33 | 375.33 | 375.33 | 375.33 | 375.33 | 375.33 | 375.33 | 375.33 | 375.33 | 375.33 | 375.33 | 375.3304 | 320.0004 | 320.0004 | 320.0006 | 320.0006 | 320.0006 | 320.0006 | 320.0015 | 320.0015 | 584.8379 | 284.8379 | 284.8379 | 284.8379 | 284.8379 | 284.8379 | 284.8379 | 284.8379 | 284.8379
VIC1 | Pumped Hydro | 0 | 0 | 0 | 0 | 0 | 0 | 0 | 0 | 0 | 0.00017239 | 0.0019664 | 1306.8104 | 1306.8104 | 1306.8104 | 1658.5015 | 1658.5015 | 1658.5015 | 1658.5015 | 1658.5015 | 1658.5015 | 2399.9998 | 2399.9998 | 2399.9998 | 2399.9998 | 2399.9998 | 2399.9998 | 2399.9998 | 2399.9998 | 2399.9998
VIC1 | VPP | 7.967 | 12.184 | 18.007 | 25.892 | 37.312 | 52.961 | 71.587 | 94.075 | 129.773 | 159.421 | 205.486 | 243.58 | 283.23 | 321.698 | 361.635 | 401.73 | 443.322 | 486.699 | 530.824 | 575.442 | 621.935 | 669.907 | 718.015 | 754.911 | 792.922 | 831.94 | 871.864 | 912.314 | 953.272
Total excluding storage |  | 13942.413 | 14830.173 | 14830.173 | 13247.2818 | 13225.1267 | 13140.0171 | 14032.6093 | 14474.0944 | 14506.953 | 14610.7975 | 15735.3267 | 16866.9304 | 16644.4304 | 17178.5236 | 17219.3889 | 17642.8717 | 19121.9795 | 19437.9957 | 18406.4698 | 18356.2395 | 18618.0395 | 19040.9343 | 18717.1343 | 18473.9723 | 17472.5056 | 18091.0348 | 17028.0693 | 17077.085 | 17160.2697
Region | Technology | 2021-22 | 2022-23 | 2023-24 | 2024-25 | 2025-26 | 2026-27 | 2027-28 | 2028-29 | 2029-30 | 2030-31 | 2031-32 | 2032-33 | 2033-34 | 2034-35 | 2035-36 | 2036-37 | 2037-38 | 2038-39 | 2039-40 | 2040-41 | 2041-42 | 2042-43 | 2043-44 | 2044-45 | 2045-46 | 2046-47 | 2047-48 | 2048-49 | 2049-50
SA1 | Black Coal | 0 | 0 | 0 | 0 | 0 | 0 | 0 | 0 | 0 | 0 | 0 | 0 | 0 | 0 | 0 | 0 | 0 | 0 | 0 | 0 | 0 | 0 | 0 | 0 | 0 | 0 | 0 | 0 | 0
SA1 | Brown Coal | 0 | 0 | 0 | 0 | 0 | 0 | 0 | 0 | 0 | 0 | 0 | 0 | 0 | 0 | 0 | 0 | 0 | 0 | 0 | 0 | 0 | 0 | 0 | 0 | 0 | 0 | 0 | 0 | 0
SA1 | CCGT | 709 | 709 | 529 | 529 | 529 | 529 | 529 | 529 | 529 | 529 | 529 | 529 | 529 | 529 | 529 | 529 | 0 | 0 | 0 | 0 | 0 | 0 | 0 | 0 | 0 | 0 | 0 | 0 | 0
SA1 | Gas - Steam | 800 | 800 | 800 | 800 | 800 | 800 | 800 | 800 | 800 | 800 | 800 | 800 | 800 | 800 | 0 | 0 | 0 | 0 | 0 | 0 | 0 | 0 | 0 | 0 | 0 | 0 | 0 | 0 | 0
SA1 | OCGT / Diesel | 1437.14 | 1437.14 | 1437.14 | 1437.14 | 1437.14 | 1437.14 | 1437.14 | 1437.14 | 1437.14 | 1054.64 | 1054.64 | 785.3 | 785.3 | 785.3 | 705.3001 | 705.3001 | 705.3002 | 705.3002 | 705.3002 | 705.3002 | 1235.6941 | 1235.6941 | 1240.6202 | 934.97 | 934.97 | 934.97 | 934.97 | 934.97 | 934.97
SA1 | Hydro | 0 | 0 | 0 | 0 | 0 | 0 | 0 | 0 | 0 | 0 | 0 | 0 | 0 | 0 | 0 | 0 | 0 | 0 | 0 | 0 | 0 | 0 | 0 | 0 | 0 | 0 | 0 | 0 | 0
SA1 | Wind | 2053.3106 | 2349.7106 | 2592.4115 | 3404.7099 | 3404.71 | 3404.71 | 3430.1953 | 4191.7461 | 4156.9423 | 4044.9422 | 4044.9422 | 4558.1589 | 4459.4589 | 4459.4589 | 4261.5775 | 4076.7777 | 4165.4858 | 4238.2694 | 3976.8823 | 4072.5704 | 4187.7921 | 4350.1841 | 4457.511 | 4457.5111 | 4114.3112 | 4711.9433 | 4711.9433 | 4711.9433 | 4711.9433
SA1 | Solar PV | 353 | 432.2 | 432.2 | 432.2 | 432.2 | 432.2 | 432.2 | 432.2 | 432.2001 | 432.2001 | 443.4908 | 443.4909 | 473.6949 | 473.6949 | 473.6949 | 643.4904 | 845.3356 | 845.3356 | 845.3356 | 1166.2117 | 1443.4903 | 1443.4903 | 1308.4903 | 1198.4903 | 1198.4903 | 1198.4903 | 1198.4903 | 1198.4903 | 1090.4903
SA1 | Grid Battery | 205 | 205 | 205 | 205 | 205 | 205 | 205 | 205 | 205 | 175 | 175 | 175.0006 | 175.0006 | 150.0006 | 521.0133 | 521.0133 | 521.0133 | 521.0133 | 580.4865 | 580.4865 | 943.1136 | 943.1136 | 943.1136 | 943.1136 | 943.1136 | 943.1136 | 943.1136 | 943.1136 | 943.1136
SA1 | Pumped Hydro | 0 | 0 | 0 | 0 | 0 | 0 | 0 | 0 | 0 | 0 | 0 | 0 | 0 | 0 | 0 | 0 | 0 | 0 | 0 | 0 | 0 | 0 | 0 | 0.00010577 | 0.00010583 | 0.00010586 | 0.00010588 | 0.0001059 | 0.00010594
SA1 | VPP | 7.403 | 12.575 | 16.369 | 20.818 | 25.878 | 32.539 | 40.105 | 48.895 | 60.853 | 70.614 | 87.129 | 97.388 | 109.546 | 121.655 | 134.326 | 146.657 | 158.138 | 169.176 | 180.255 | 191.186 | 202.356 | 214.599 | 227.014 | 236.682 | 246.511 | 256.534 | 266.715 | 276.923 | 287.161
Total excluding storage |  | 5352.4505 | 5728.0505 | 5790.7515 | 6603.0499 | 6603.0499 | 6603.05 | 6628.5353 | 7390.0861 | 7355.2823 | 6860.7823 | 6872.073 | 7115.9498 | 7047.4538 | 7047.4538 | 5969.5725 | 5954.5682 | 5716.1216 | 5788.9052 | 5527.5181 | 5944.0823 | 6866.9764 | 7029.3684 | 7006.6214 | 6590.9714 | 6247.7715 | 6845.4036 | 6845.4036 | 6845.4036 | 6737.4036
Region | Technology | 2021-22 | 2022-23 | 2023-24 | 2024-25 | 2025-26 | 2026-27 | 2027-28 | 2028-29 | 2029-30 | 2030-31 | 2031-32 | 2032-33 | 2033-34 | 2034-35 | 2035-36 | 2036-37 | 2037-38 | 2038-39 | 2039-40 | 2040-41 | 2041-42 | 2042-43 | 2043-44 | 2044-45 | 2045-46 | 2046-47 | 2047-48 | 2048-49 | 2049-50
TAS1 | Black Coal | 0 | 0 | 0 | 0 | 0 | 0 | 0 | 0 | 0 | 0 | 0 | 0 | 0 | 0 | 0 | 0 | 0 | 0 | 0 | 0 | 0 | 0 | 0 | 0 | 0 | 0 | 0 | 0 | 0
TAS1 | Brown Coal | 0 | 0 | 0 | 0 | 0 | 0 | 0 | 0 | 0 | 0 | 0 | 0 | 0 | 0 | 0 | 0 | 0 | 0 | 0 | 0 | 0 | 0 | 0 | 0 | 0 | 0 | 0 | 0 | 0
TAS1 | CCGT | 208 | 208 | 208 | 208 | 208 | 208 | 208 | 208 | 208 | 208 | 208 | 208 | 208 | 208 | 208 | 208 | 208 | 208 | 208 | 208 | 208 | 208 | 208 | 208 | 208 | 208 | 208 | 208 | 208
TAS1 | Gas - Steam | 0 | 0 | 0 | 0 | 0 | 0 | 0 | 0 | 0 | 0 | 0 | 0 | 0 | 0 | 0 | 0 | 0 | 0 | 0 | 0 | 0 | 0 | 0 | 0 | 0 | 0 | 0 | 0 | 0
TAS1 | OCGT / Diesel | 178 | 178 | 178 | 178 | 178 | 178 | 178 | 178 | 178 | 178 | 178 | 178 | 178 | 178 | 178 | 178 | 178 | 178 | 178 | 58 | 58 | 58 | 58 | 58 | 58 | 58 | 58 | 58 | 58
TAS1 | Hydro | 2408.9 | 2408.9 | 2408.9 | 2408.9 | 2408.9 | 2408.9 | 2408.9 | 2408.9 | 2408.9 | 2408.9 | 2408.9 | 2408.9 | 2408.9 | 2408.9 | 2408.9 | 2408.9 | 2408.9 | 2408.9 | 2408.9 | 2408.9 | 2408.9 | 2408.9 | 2408.9 | 2408.9 | 2408.9 | 2408.9 | 2408.9 | 2408.9 | 2408.9
TAS1 | Wind | 839.1358 | 839.1358 | 1045.2798 | 1045.2798 | 1045.2798 | 1045.2798 | 1045.2798 | 1045.2798 | 1045.2798 | 1045.2798 | 1045.2798 | 1045.2798 | 1045.2798 | 1045.2798 | 1045.2798 | 1045.2798 | 1045.2798 | 1045.2798 | 1045.2798 | 1045.2798 | 1045.2798 | 1045.2798 | 1045.2798 | 896.8798 | 896.8798 | 896.8798 | 896.8798 | 896.8798 | 896.8798
TAS1 | Solar PV | 0 | 0 | 0 | 0 | 0 | 0 | 0 | 0 | 0 | 0 | 0 | 0 | 0 | 0 | 0 | 0 | 0 | 0 | 0 | 0 | 0 | 0 | 0 | 0 | 0 | 0 | 0 | 0 | 0
TAS1 | Grid Battery | 0 | 0 | 0 | 0 | 0 | 0 | 0 | 0 | 0 | 0 | 0 | 0 | 0 | 0 | 0 | 0 | 0 | 0 | 0 | 0 | 0 | 0 | 0 | 0 | 0 | 0 | 0 | 0.00011574 | 0.00011346
TAS1 | Pumped Hydro | 0 | 0 | 0 | 0 | 0 | 0 | 0 | 0 | 0 | 0 | 0 | 0 | 0 | 0 | 0 | 0 | 0 | 0 | 0 | 0 | 0 | 0 | 0 | 0 | 0 | 0 | 0 | 0 | 0
TAS1 | VPP | 0.995 | 1.415 | 2.036 | 2.958 | 4.208 | 5.895 | 7.725 | 9.859 | 12.513 | 14.752 | 18.241 | 20.738 | 23.621 | 26.457 | 29.458 | 32.477 | 35.519 | 38.363 | 41.122 | 43.868 | 46.668 | 49.624 | 52.638 | 54.942 | 57.289 | 59.678 | 62.101 | 64.536 | 66.983
Total excluding storage |  | 3634.0358 | 3634.0358 | 3840.1798 | 3840.1798 | 3840.1798 | 3840.1798 | 3840.1798 | 3840.1798 | 3840.1798 | 3840.1798 | 3840.1798 | 3840.1798 | 3840.1798 | 3840.1798 | 3840.1798 | 3840.1798 | 3840.1798 | 3840.1798 | 3840.1798 | 3720.1798 | 3720.1798 | 3720.1798 | 3720.1798 | 3571.7798 | 3571.7798 | 3571.7798 | 3571.7798 | 3571.7798 | 3571.7798
Explicitly modelled pumping
Region | Technology | 2021-22 | 2022-23 | 2023-24 | 2024-25 | 2025-26 | 2026-27 | 2027-28 | 2028-29 | 2029-30 | 2030-31 | 2031-32 | 2032-33 | 2033-34 | 2034-35 | 2035-36 | 2036-37 | 2037-38 | 2038-39 | 2039-40 | 2040-41 | 2041-42 | 2042-43 | 2043-44 | 2044-45 | 2045-46 | 2046-47 | 2047-48 | 2048-49 | 2049-50
NEM | Grid Battery pump | 260.33 | 600.33 | 600.33 | 600.33 | 600.33 | 600.33 | 600.33 | 600.33 | 600.33 | 570.33 | 570.33 | 917.841 | 1111.7698 | 1086.7698 | 1530.6228 | 1530.6228 | 1605.2012 | 1605.2012 | 1890.1359 | 1870.1359 | 3691.8649 | 3520.9105 | 3520.9105 | 3520.9105 | 3520.9105 | 4730.5655 | 4730.5655 | 4730.5656 | 4730.5656
NEM | Pumped Hydro Pump | 1330 | 1330 | 1330 | 1330 | 3370 | 3370 | 3370 | 3370 | 3370 | 3370.0002 | 3370.002 | 5810.5745 | 6239.8479 | 6239.8479 | 6694.1505 | 6694.1505 | 8560.6508 | 8560.6508 | 8560.6508 | 8560.6508 | 9302.1492 | 10114.9493 | 10114.9493 | 10114.9494 | 10114.9494 | 10114.9494 | 10114.9494 | 10114.9494 | 10114.9494
NEM | VPP pump | 36.545 | 54.909 | 79.222 | 111.716 | 155.475 | 212.948 | 274.212 | 348.483 | 458.205 | 557.379 | 708.547 | 823.447 | 953.292 | 1081.03 | 1214.079 | 1346.365 | 1479.677 | 1613.916 | 1747.369 | 1881.885 | 2021.695 | 2168.3841 | 2317.988 | 2433.084 | 2551.477 | 2673.029 | 2797.397 | 2923.275 | 3050.769
Region | Technology | 2021-22 | 2022-23 | 2023-24 | 2024-25 | 2025-26 | 2026-27 | 2027-28 | 2028-29 | 2029-30 | 2030-31 | 2031-32 | 2032-33 | 2033-34 | 2034-35 | 2035-36 | 2036-37 | 2037-38 | 2038-39 | 2039-40 | 2040-41 | 2041-42 | 2042-43 | 2043-44 | 2044-45 | 2045-46 | 2046-47 | 2047-48 | 2048-49 | 2049-50
NSW1 | Grid Battery pump | 0 | 0 | 0 | 0 | 0 | 0 | 0 | 0 | 0 | 0 | 0 | 239.1677 | 239.1677 | 239.1677 | 312.0077 | 312.0077 | 312.0077 | 312.0077 | 537.4684 | 537.4684 | 1229.7378 | 1229.7378 | 1229.7378 | 1229.7378 | 1229.7378 | 1229.7378 | 1229.7378 | 1229.7378 | 1229.7378
NSW1 | Pumped Hydro Pump | 840 | 840 | 840 | 840 | 2880 | 2880 | 2880 | 2880 | 2880 | 2880 | 2880 | 3687.0866 | 3687.0866 | 3687.0866 | 3789.6981 | 3789.6981 | 4781.2101 | 4781.2101 | 4781.2101 | 4781.2101 | 4781.2102 | 4781.2102 | 4781.2102 | 4781.2102 | 4781.2102 | 4781.2102 | 4781.2102 | 4781.2102 | 4781.2102
NSW1 | VPP pump | 13.897 | 19.697 | 29.162 | 42.001 | 59.431 | 81.633 | 103.019 | 129.604 | 168.832 | 203.169 | 255.242 | 292.839 | 337.193 | 380.779 | 426.084 | 469.969 | 513.223 | 556.711 | 599.309 | 642.059 | 686.952 | 734.321 | 783.025 | 821.133 | 860.401 | 900.734 | 941.995 | 983.641 | 1025.804
Region | Technology | 2021-22 | 2022-23 | 2023-24 | 2024-25 | 2025-26 | 2026-27 | 2027-28 | 2028-29 | 2029-30 | 2030-31 | 2031-32 | 2032-33 | 2033-34 | 2034-35 | 2035-36 | 2036-37 | 2037-38 | 2038-39 | 2039-40 | 2040-41 | 2041-42 | 2042-43 | 2043-44 | 2044-45 | 2045-46 | 2046-47 | 2047-48 | 2048-49 | 2049-50
QLD1 | Grid Battery pump | 0 | 20 | 20 | 20 | 20 | 20 | 20 | 20 | 20 | 20 | 20 | 128.3423 | 377.6012 | 377.6012 | 377.6012 | 377.6012 | 452.1795 | 452.1795 | 452.1795 | 432.1795 | 934.1756 | 1063.2212 | 1063.2212 | 1063.2212 | 1063.2212 | 2272.8762 | 2272.8762 | 2272.8762 | 2272.8762
QLD1 | Pumped Hydro Pump | 490 | 490 | 490 | 490 | 490 | 490 | 490 | 490 | 490 | 490 | 490 | 816.6775 | 1245.9509 | 1245.9509 | 1245.9509 | 1245.9509 | 2120.9392 | 2120.9392 | 2120.9392 | 2120.9392 | 2120.9392 | 2933.7393 | 2933.7393 | 2933.7393 | 2933.7393 | 2933.7393 | 2933.7393 | 2933.7393 | 2933.7393
QLD1 | VPP pump | 6.283 | 9.038 | 13.648 | 20.047 | 28.646 | 39.92 | 51.776 | 66.05 | 86.234 | 109.423 | 142.449 | 168.902 | 199.702 | 230.441 | 262.576 | 295.532 | 329.475 | 362.967 | 395.859 | 429.33 | 463.784 | 499.933 | 537.296 | 565.416 | 594.354 | 624.143 | 654.722 | 685.861 | 717.549
Region | Technology | 2021-22 | 2022-23 | 2023-24 | 2024-25 | 2025-26 | 2026-27 | 2027-28 | 2028-29 | 2029-30 | 2030-31 | 2031-32 | 2032-33 | 2033-34 | 2034-35 | 2035-36 | 2036-37 | 2037-38 | 2038-39 | 2039-40 | 2040-41 | 2041-42 | 2042-43 | 2043-44 | 2044-45 | 2045-46 | 2046-47 | 2047-48 | 2048-49 | 2049-50
VIC1 | Grid Battery pump | 55.33 | 375.33 | 375.33 | 375.33 | 375.33 | 375.33 | 375.33 | 375.33 | 375.33 | 375.33 | 375.33 | 375.3304 | 320.0004 | 320.0004 | 320.0006 | 320.0006 | 320.0006 | 320.0006 | 320.0015 | 320.0015 | 584.8379 | 284.8379 | 284.8379 | 284.8379 | 284.8379 | 284.8379 | 284.8379 | 284.8379 | 284.8379
VIC1 | Pumped Hydro Pump | 0 | 0 | 0 | 0 | 0 | 0 | 0 | 0 | 0 | 0.00017239 | 0.0019664 | 1306.8104 | 1306.8104 | 1306.8104 | 1658.5015 | 1658.5015 | 1658.5015 | 1658.5015 | 1658.5015 | 1658.5015 | 2399.9998 | 2399.9998 | 2399.9998 | 2399.9998 | 2399.9998 | 2399.9998 | 2399.9998 | 2399.9998 | 2399.9998
VIC1 | VPP pump | 7.967 | 12.184 | 18.007 | 25.892 | 37.312 | 52.961 | 71.587 | 94.075 | 129.773 | 159.421 | 205.486 | 243.58 | 283.23 | 321.698 | 361.635 | 401.73 | 443.322 | 486.699 | 530.824 | 575.442 | 621.935 | 669.907 | 718.015 | 754.911 | 792.922 | 831.94 | 871.864 | 912.314 | 953.272
Region | Technology | 2021-22 | 2022-23 | 2023-24 | 2024-25 | 2025-26 | 2026-27 | 2027-28 | 2028-29 | 2029-30 | 2030-31 | 2031-32 | 2032-33 | 2033-34 | 2034-35 | 2035-36 | 2036-37 | 2037-38 | 2038-39 | 2039-40 | 2040-41 | 2041-42 | 2042-43 | 2043-44 | 2044-45 | 2045-46 | 2046-47 | 2047-48 | 2048-49 | 2049-50
SA1 | Grid Battery pump | 205 | 205 | 205 | 205 | 205 | 205 | 205 | 205 | 205 | 175 | 175 | 175.0006 | 175.0006 | 150.0006 | 521.0133 | 521.0133 | 521.0133 | 521.0133 | 580.4865 | 580.4865 | 943.1136 | 943.1136 | 943.1136 | 943.1136 | 943.1136 | 943.1136 | 943.1136 | 943.1136 | 943.1136
SA1 | Pumped Hydro Pump | 0 | 0 | 0 | 0 | 0 | 0 | 0 | 0 | 0 | 0 | 0 | 0 | 0 | 0 | 0 | 0 | 0 | 0 | 0 | 0 | 0 | 0 | 0 | 0.00010577 | 0.00010583 | 0.00010586 | 0.00010588 | 0.0001059 | 0.00010594
SA1 | VPP pump | 7.403 | 12.575 | 16.369 | 20.818 | 25.878 | 32.539 | 40.105 | 48.895 | 60.853 | 70.614 | 87.129 | 97.388 | 109.546 | 121.655 | 134.326 | 146.657 | 158.138 | 169.176 | 180.255 | 191.186 | 202.356 | 214.599 | 227.014 | 236.682 | 246.511 | 256.534 | 266.715 | 276.923 | 287.161
Region | Technology | 2021-22 | 2022-23 | 2023-24 | 2024-25 | 2025-26 | 2026-27 | 2027-28 | 2028-29 | 2029-30 | 2030-31 | 2031-32 | 2032-33 | 2033-34 | 2034-35 | 2035-36 | 2036-37 | 2037-38 | 2038-39 | 2039-40 | 2040-41 | 2041-42 | 2042-43 | 2043-44 | 2044-45 | 2045-46 | 2046-47 | 2047-48 | 2048-49 | 2049-50
TAS1 | Grid Battery pump | 0 | 0 | 0 | 0 | 0 | 0 | 0 | 0 | 0 | 0 | 0 | 0 | 0 | 0 | 0 | 0 | 0 | 0 | 0 | 0 | 0 | 0 | 0 | 0 | 0 | 0 | 0 | 0.00011574 | 0.00011346
TAS1 | Pumped Hydro Pump | 0 | 0 | 0 | 0 | 0 | 0 | 0 | 0 | 0 | 0 | 0 | 0 | 0 | 0 | 0 | 0 | 0 | 0 | 0 | 0 | 0 | 0 | 0 | 0 | 0 | 0 | 0 | 0 | 0
TAS1 | VPP pump | 0.995 | 1.415 | 2.036 | 2.958 | 4.208 | 5.895 | 7.725 | 9.859 | 12.513 | 14.752 | 18.241 | 20.738 | 23.621 | 26.457 | 29.458 | 32.477 | 35.519 | 38.363 | 41.122 | 43.868 | 46.668 | 49.624 | 52.638 | 54.942 | 57.289 | 59.678 | 62.101 | 64.536 | 66.983
Non-controllable capacity
Region | Technology | 2021-22 | 2022-23 | 2023-24 | 2024-25 | 2025-26 | 2026-27 | 2027-28 | 2028-29 | 2029-30 | 2030-31 | 2031-32 | 2032-33 | 2033-34 | 2034-35 | 2035-36 | 2036-37 | 2037-38 | 2038-39 | 2039-40 | 2040-41 | 2041-42 | 2042-43 | 2043-44 | 2044-45 | 2045-46 | 2046-47 | 2047-48 | 2048-49 | 2049-50
NEM | Distributed PV | 13006.6816 | 14224.8792 | 15292.6597 | 16381.0803 | 17541.1041 | 18602.7398 | 19662.1092 | 20484.5331 | 21073.2893 | 21631.3933 | 22277.9233 | 22963.9359 | 23877.2686 | 24756.3331 | 25651.8935 | 26434.6046 | 27315.8111 | 27968.2454 | 28626.6322 | 29309.9993 | 29924.0702 | 30587.1516 | 31477.3629 | 32428.9214 | 33385.576 | 34291.5504 | 35195.7202 | 36032.3688 | 36787.5486
NEM | Behind the meter battery | 544.7 | 647.3 | 764.3 | 905.6 | 1081.3 | 1289.9 | 1455.7 | 1635.5 | 1925.3 | 2247 | 2756.7 | 3073.8 | 3416.8 | 3717.5 | 4007.2 | 4270.9 | 4520.2 | 4758.3 | 4983.6 | 5202 | 5423.5 | 5651.2 | 5870.5 | 5983.1 | 6093.9 | 6203.2 | 6309.6 | 6410.4 | 6506.3
NEM | Behind the meter battery pump | 544.7 | 647.3 | 764.3 | 905.6 | 1081.3 | 1289.9 | 1455.7 | 1635.5 | 1925.3 | 2247 | 2756.7 | 3073.8 | 3416.8 | 3717.5 | 4007.2 | 4270.9 | 4520.2 | 4758.3 | 4983.6 | 5202 | 5423.5 | 5651.2 | 5870.5 | 5983.1 | 6093.9 | 6203.2 | 6309.6 | 6410.4 | 6506.3
Region | Technology | 2021-22 | 2022-23 | 2023-24 | 2024-25 | 2025-26 | 2026-27 | 2027-28 | 2028-29 | 2029-30 | 2030-31 | 2031-32 | 2032-33 | 2033-34 | 2034-35 | 2035-36 | 2036-37 | 2037-38 | 2038-39 | 2039-40 | 2040-41 | 2041-42 | 2042-43 | 2043-44 | 2044-45 | 2045-46 | 2046-47 | 2047-48 | 2048-49 | 2049-50
NSW1 | Distributed PV | 3737.71 | 4047.0972 | 4276.3001 | 4511.1261 | 4815.3821 | 5044.3135 | 5278.3342 | 5484.2823 | 5684.085 | 5871.6786 | 6088.9363 | 6310.131 | 6601.7031 | 6885.3973 | 7196.653 | 7481.676 | 7799.1989 | 8038.4142 | 8273.8079 | 8514.1819 | 8722.285 | 8966.2119 | 9285.2472 | 9619.8883 | 9953.0646 | 10273.535 | 10594.078 | 10890.1448 | 11149.8041
NSW1 | Behind the meter battery | 206.2 | 230.6 | 279.9 | 339.5 | 412.8 | 493.9 | 545.8 | 606.1 | 706.2 | 814.1 | 985.7 | 1082.6 | 1195.3 | 1293.4 | 1388.4 | 1472.6 | 1550.5 | 1624.8 | 1693.8 | 1760.5 | 1829.4 | 1900.5 | 1969.8 | 2006.5 | 2042.7 | 2078.5 | 2113.3 | 2146 | 2177
NSW1 | Behind the meter battery pump | 206.2 | 230.6 | 279.9 | 339.5 | 412.8 | 493.9 | 545.8 | 606.1 | 706.2 | 814.1 | 985.7 | 1082.6 | 1195.3 | 1293.4 | 1388.4 | 1472.6 | 1550.5 | 1624.8 | 1693.8 | 1760.5 | 1829.4 | 1900.5 | 1969.8 | 2006.5 | 2042.7 | 2078.5 | 2113.3 | 2146 | 2177
Region | Technology | 2021-22 | 2022-23 | 2023-24 | 2024-25 | 2025-26 | 2026-27 | 2027-28 | 2028-29 | 2029-30 | 2030-31 | 2031-32 | 2032-33 | 2033-34 | 2034-35 | 2035-36 | 2036-37 | 2037-38 | 2038-39 | 2039-40 | 2040-41 | 2041-42 | 2042-43 | 2043-44 | 2044-45 | 2045-46 | 2046-47 | 2047-48 | 2048-49 | 2049-50
QLD1 | Distributed PV | 3916.3055 | 4142.5532 | 4336.6096 | 4528.467 | 4727.611 | 4909.4651 | 5088.6729 | 5253.6436 | 5431.4722 | 5610.0033 | 5810.8232 | 6019.4889 | 6302.7184 | 6567.2092 | 6810.6754 | 7014.3019 | 7245.4789 | 7413.5796 | 7586.3036 | 7773.2087 | 7946.4691 | 8130.8672 | 8361.9191 | 8609.5702 | 8858.2352 | 9095.8901 | 9330.6571 | 9552.0789 | 9761.0817
QLD1 | Behind the meter battery | 92.7 | 104.9 | 129.2 | 159.1 | 194.9 | 236.7 | 269 | 303 | 354 | 433.7 | 547.4 | 624.5 | 711.1 | 789.4 | 864.8 | 936.1 | 1004.8 | 1069.3 | 1129.7 | 1188.8 | 1247.3 | 1307 | 1365.4 | 1395.4 | 1425 | 1454.3 | 1483 | 1510.7 | 1537.5
QLD1 | Behind the meter battery pump | 92.7 | 104.9 | 129.2 | 159.1 | 194.9 | 236.7 | 269 | 303 | 354 | 433.7 | 547.4 | 624.5 | 711.1 | 789.4 | 864.8 | 936.1 | 1004.8 | 1069.3 | 1129.7 | 1188.8 | 1247.3 | 1307 | 1365.4 | 1395.4 | 1425 | 1454.3 | 1483 | 1510.7 | 1537.5
Region | Technology | 2021-22 | 2022-23 | 2023-24 | 2024-25 | 2025-26 | 2026-27 | 2027-28 | 2028-29 | 2029-30 | 2030-31 | 2031-32 | 2032-33 | 2033-34 | 2034-35 | 2035-36 | 2036-37 | 2037-38 | 2038-39 | 2039-40 | 2040-41 | 2041-42 | 2042-43 | 2043-44 | 2044-45 | 2045-46 | 2046-47 | 2047-48 | 2048-49 | 2049-50
VIC1 | Distributed PV | 3384.7909 | 3958.6096 | 4519.9081 | 5093.6761 | 5662.8487 | 6230.9394 | 6797.0106 | 7165.1329 | 7320.8549 | 7460.899 | 7628.0635 | 7808.5128 | 8055.4056 | 8292.8816 | 8553.5922 | 8775.0681 | 9031.8771 | 9223.5199 | 9419.1702 | 9606.5992 | 9787.397 | 9964.4167 | 10222.967 | 10497.9597 | 10788.7145 | 11057.8052 | 11330.5183 | 11571.16 | 11796.186
VIC1 | Behind the meter battery | 119.3 | 144.5 | 174.6 | 210.9 | 260.8 | 322.4 | 382 | 445 | 550.8 | 649.2 | 807.8 | 920.5 | 1028.7 | 1122.2 | 1211.6 | 1293.1 | 1372.3 | 1450.8 | 1527 | 1601 | 1676.6 | 1752.8 | 1824.8 | 1861.6 | 1898 | 1933.9 | 1968.8 | 2002 | 2033.5
VIC1 | Behind the meter battery pump | 119.3 | 144.5 | 174.6 | 210.9 | 260.8 | 322.4 | 382 | 445 | 550.8 | 649.2 | 807.8 | 920.5 | 1028.7 | 1122.2 | 1211.6 | 1293.1 | 1372.3 | 1450.8 | 1527 | 1601 | 1676.6 | 1752.8 | 1824.8 | 1861.6 | 1898 | 1933.9 | 1968.8 | 2002 | 2033.5
Region | Technology | 2021-22 | 2022-23 | 2023-24 | 2024-25 | 2025-26 | 2026-27 | 2027-28 | 2028-29 | 2029-30 | 2030-31 | 2031-32 | 2032-33 | 2033-34 | 2034-35 | 2035-36 | 2036-37 | 2037-38 | 2038-39 | 2039-40 | 2040-41 | 2041-42 | 2042-43 | 2043-44 | 2044-45 | 2045-46 | 2046-47 | 2047-48 | 2048-49 | 2049-50
SA1 | Distributed PV | 1769.3743 | 1860.4858 | 1931.5703 | 2006.2437 | 2079.5262 | 2145.1152 | 2213.1578 | 2286.6978 | 2331.4307 | 2373.5904 | 2422.0252 | 2480.1325 | 2554.8207 | 2631.6817 | 2692.8516 | 2748.4629 | 2801.3577 | 2839.9127 | 2879.8268 | 2931.2379 | 2971.4767 | 3015.2011 | 3078.5992 | 3152.1736 | 3216.472 | 3276.4829 | 3334.9137 | 3396.3866 | 3445.1749
SA1 | Behind the meter battery | 111.8 | 150.7 | 160.9 | 172.1 | 183.3 | 200.8 | 217.2 | 234.2 | 260.6 | 289.5 | 343.7 | 367.6 | 395.9 | 420.5 | 444.3 | 465.4 | 483.5 | 499.7 | 515.1 | 529.6 | 544.1 | 560.6 | 576.1 | 583.3 | 590.2 | 596.8 | 603.1 | 608.8 | 614
SA1 | Behind the meter battery pump | 111.8 | 150.7 | 160.9 | 172.1 | 183.3 | 200.8 | 217.2 | 234.2 | 260.6 | 289.5 | 343.7 | 367.6 | 395.9 | 420.5 | 444.3 | 465.4 | 483.5 | 499.7 | 515.1 | 529.6 | 544.1 | 560.6 | 576.1 | 583.3 | 590.2 | 596.8 | 603.1 | 608.8 | 614
Region | Technology | 2021-22 | 2022-23 | 2023-24 | 2024-25 | 2025-26 | 2026-27 | 2027-28 | 2028-29 | 2029-30 | 2030-31 | 2031-32 | 2032-33 | 2033-34 | 2034-35 | 2035-36 | 2036-37 | 2037-38 | 2038-39 | 2039-40 | 2040-41 | 2041-42 | 2042-43 | 2043-44 | 2044-45 | 2045-46 | 2046-47 | 2047-48 | 2048-49 | 2049-50
TAS1 | Distributed PV | 198.501 | 216.1334 | 228.2716 | 241.5674 | 255.7361 | 272.9066 | 284.9338 | 294.7765 | 305.4465 | 315.222 | 328.075 | 345.6708 | 362.6207 | 379.1633 | 398.1214 | 415.0956 | 437.8985 | 452.8191 | 467.5238 | 484.7715 | 496.4424 | 510.4546 | 528.6303 | 549.3296 | 569.0898 | 587.8371 | 605.553 | 622.5986 | 635.3019
TAS1 | Behind the meter battery | 14.7 | 16.6 | 19.7 | 24 | 29.5 | 36.1 | 41.7 | 47.2 | 53.7 | 60.5 | 72.1 | 78.6 | 85.8 | 92 | 98.1 | 103.7 | 109.1 | 113.7 | 118 | 122.1 | 126.1 | 130.3 | 134.4 | 136.3 | 138 | 139.7 | 141.4 | 142.9 | 144.3
TAS1 | Behind the meter battery pump | 14.7 | 16.6 | 19.7 | 24 | 29.5 | 36.1 | 41.7 | 47.2 | 53.7 | 60.5 | 72.1 | 78.6 | 85.8 | 92 | 98.1 | 103.7 | 109.1 | 113.7 | 118 | 122.1 | 126.1 | 130.3 | 134.4 | 136.3 | 138 | 139.7 | 141.4 | 142.9 | 144.3

## BaseCase_VOM Cost
VOM cost by technology ($000s) - Base Case, Central No State Based Schemes Sensitivity
VOM | Real June 2020 dollars discounted to 1 July 2020
Explicitly modelled generation
Region | Technology | 2021-22 | 2022-23 | 2023-24 | 2024-25 | 2025-26 | 2026-27 | 2027-28 | 2028-29 | 2029-30 | 2030-31 | 2031-32 | 2032-33 | 2033-34 | 2034-35 | 2035-36 | 2036-37 | 2037-38 | 2038-39 | 2039-40 | 2040-41 | 2041-42 | 2042-43 | 2043-44 | 2044-45 | 2045-46 | 2046-47 | 2047-48 | 2048-49 | 2049-50
NEM | Black Coal | 308310.0108 | 268130.5356 | 248170.0068 | 214063.3789 | 184979.6342 | 169292.0769 | 156367.3615 | 151876.7891 | 135597.0965 | 122332.5456 | 106494.098 | 69843.2765 | 68523.9854 | 57126.312 | 44459.7941 | 41278.1149 | 38810.7851 | 37101.3886 | 32287.3753 | 30748.4817 | 23727.5066 | 14614.4599 | 11344.9146 | 10265.857 | 9257.7369 | 10350.9052 | 9309.5902 | 8731.2666 | 8024.2912
NEM | Brown Coal | 109683.977 | 90126.685 | 92801.845 | 46433.6525 | 45119.7519 | 35369.2534 | 5530.4094 | 4121.2872 | 3991.0269 | 3736.366 | 3321.6637 | 3227.4218 | 3235.191 | 2660.8415 | 2506.0987 | 2242.6254 | 1878.4971 | 2100.5346 | 1737.0009 | 1077.5008 | 1475.4567 | 1676.0268 | 1638.4074 | 1434.0977 | 1300.0302 | 1614.6692 | 0.00096522 | 0 | 0
NEM | CCGT | 15641.1963 | 14908.3894 | 11679.9034 | 17140.3001 | 17881.3815 | 14088.131 | 13777.3809 | 13811.1201 | 20482.1675 | 17566.4287 | 17221.9065 | 21270.0796 | 24430.9393 | 20480.3531 | 16108.9881 | 12573.969 | 11876.6526 | 12075.9636 | 9621.7205 | 10279.7946 | 9684.7123 | 11128.3335 | 6369.6641 | 6139.5621 | 2921.0914 | 2066.7982 | 1976.0366 | 1875.7866 | 1791.5749
NEM | Gas - Steam | 1713.4899 | 1667.3043 | 1765.6769 | 723.7433 | 658.8109 | 685.863 | 605.458 | 630.3296 | 547.5843 | 562.8598 | 582.6801 | 807.561 | 933.4308 | 992.0401 | 409.8773 | 439.4619 | 659.7066 | 566.4311 | 312.579 | 384.6056 | 335.698 | 456.4478 | 356.6623 | 328.4102 | 365.1012 | 0 | 0 | 0 | 0
NEM | OCGT / Diesel | 565.5898 | 251.2162 | 1003.9501 | 2088.7523 | 1422.8661 | 1585.5876 | 1166.0844 | 1861.4042 | 1682.1788 | 2067.0027 | 2298.3114 | 4220.2476 | 3295.4381 | 3426.715 | 3478.413 | 3641.8355 | 6350.617 | 3550.0265 | 8481.1373 | 12290.3983 | 9527.7901 | 11848.9132 | 17017.7435 | 7227.6691 | 8795.2481 | 12824.4388 | 11739.2 | 11877.818 | 11476.6911
NEM | Hydro | 90455.6625 | 90010.9808 | 79494.3301 | 92869.3783 | 89447.3931 | 80009.605 | 78418.3883 | 84236.5496 | 74519.3036 | 66598.5705 | 61605.1271 | 58588.9415 | 60674.8503 | 60669.773 | 55874.7499 | 51942.3477 | 54849.297 | 46989.7639 | 42767.3679 | 38209.8384 | 36217.1464 | 37503.0688 | 36133.0641 | 32489.1421 | 33062.6612 | 36149.0234 | 31488.5976 | 27921.8248 | 24993.9549
NEM | Wind | 67018.2533 | 79367.7278 | 67242.017 | 64639.1445 | 64364.9554 | 64217.4048 | 61175.8351 | 50809.1498 | 48157.2594 | 44604.5656 | 45751.0701 | 38075.2832 | 36069.8485 | 33079.0209 | 33229.9775 | 31348.9696 | 24599.3803 | 22957.8345 | 19733.7411 | 18087.3563 | 16217.6976 | 15023.1619 | 11251.6213 | 9333.2929 | 7090.6447 | 5822.6322 | 5530.7587 | 4805.9422 | 3383.4363
NEM | Solar PV | 13.5121 | 15.8213 | 15.3519 | 14.0481 | 13.1168 | 13.2622 | 14.7417 | 12.3439 | 25.895 | 27.0602 | 48.5676 | 95.7098 | 101.2752 | 94.3786 | 97.108 | 94.9158 | 121.1566 | 119.4379 | 118.9732 | 122.9419 | 135.0287 | 162.0865 | 148.307 | 148.3786 | 142.4129 | 135.3144 | 132.5124 | 131.3942 | 139.4005
NEM | Grid Battery | 0.12419 | 0.18491 | 0.21137 | 0.25991 | 0.2573 | 0.25373 | 0.23138 | 0.20897 | 0.19993 | 0.18975 | 0.17991 | 0.75464 | 1.0782 | 1.0196 | 1.6026 | 1.5325 | 1.4995 | 1.4177 | 1.6978 | 1.5653 | 3.302 | 3.2148 | 2.9797 | 2.978 | 2.8328 | 3.4862 | 3.3343 | 3.2122 | 3.02
NEM | Pumped Hydro | 1611.4644 | 2444.4022 | 2781.6744 | 3248.4905 | 2586.583 | 2909.3244 | 3500.2287 | 3260.0735 | 3523.6142 | 3654.0978 | 3485.2644 | 3360.8863 | 2668.9975 | 2424.6143 | 2618.5135 | 2391.39 | 1849.4115 | 1887.6421 | 1967.1995 | 1532.0131 | 1658.1191 | 1649.7939 | 1066.5015 | 1165.7698 | 1247.3543 | 1011.9242 | 846.8682 | 819.8911 | 683.6296
NEM | VPP | 0.13355 | 0.23156 | 0.42776 | 0.68166 | 0.9674 | 1.3035 | 1.5031 | 1.7169 | 2.1733 | 2.5226 | 3.0713 | 3.0625 | 3.2033 | 3.3834 | 3.5383 | 3.681 | 3.5799 | 3.6635 | 3.7241 | 3.6841 | 3.6808 | 3.6416 | 3.3163 | 3.4953 | 3.49 | 3.283 | 3.2838 | 3.2529 | 2.6739
Total excluding storage |  | 593401.6916 | 544478.6605 | 502173.0813 | 437972.398 | 403887.9099 | 365261.1838 | 317055.6593 | 307358.9735 | 285002.512 | 257495.3992 | 237323.4246 | 196128.5209 | 197264.9587 | 178529.4343 | 156165.0066 | 143562.2398 | 139146.0923 | 125461.3807 | 115059.8951 | 111200.9178 | 97321.0365 | 92412.4984 | 84260.3842 | 67366.4096 | 62934.9265 | 68963.7815 | 60176.6965 | 55344.0323 | 49809.349
Region | Technology | 2021-22 | 2022-23 | 2023-24 | 2024-25 | 2025-26 | 2026-27 | 2027-28 | 2028-29 | 2029-30 | 2030-31 | 2031-32 | 2032-33 | 2033-34 | 2034-35 | 2035-36 | 2036-37 | 2037-38 | 2038-39 | 2039-40 | 2040-41 | 2041-42 | 2042-43 | 2043-44 | 2044-45 | 2045-46 | 2046-47 | 2047-48 | 2048-49 | 2049-50
NSW1 | Black Coal | 170973.857 | 145300.2695 | 124978.248 | 121708.8833 | 99595.5254 | 88995.8236 | 84348.5787 | 85552.8433 | 74922.0366 | 68461.5839 | 58534.9364 | 21413.2555 | 25561.8515 | 21029.0546 | 11130.071 | 12679.204 | 13113.282 | 12364.472 | 10939.0365 | 9214.4143 | 4889.3511 | 0 | 0 | 0 | 0 | 0 | 0 | 0 | 0
NSW1 | Brown Coal | 0 | 0 | 0 | 0 | 0 | 0 | 0 | 0 | 0 | 0 | 0 | 0 | 0 | 0 | 0 | 0 | 0 | 0 | 0 | 0 | 0 | 0 | 0 | 0 | 0 | 0 | 0 | 0 | 0
NSW1 | CCGT | 229.8942 | 219.8851 | 641.7408 | 1436.6375 | 1001.5171 | 346.4276 | 983.8142 | 1175.6892 | 4554.2672 | 2818.4301 | 2635.896 | 4656.681 | 4798.392 | 4381.4228 | 2990.2859 | 2419.7152 | 3196.3541 | 3997.482 | 3205.4627 | 3375.8809 | 3119.6647 | 3538.1773 | 222.8822 | 0.00015372 | 0.00014908 | 0.00038948 | 0.00036636 | 0.00033878 | 0.00031549
NSW1 | Gas - Steam | 0 | 0 | 0 | 0 | 0 | 0 | 0 | 0 | 0 | 0 | 0 | 0 | 0 | 0 | 0 | 0 | 0 | 0 | 0 | 0 | 0 | 0 | 0 | 0 | 0 | 0 | 0 | 0 | 0
NSW1 | OCGT / Diesel | 0.00014462 | 0.00014368 | 98.4447 | 452.0075 | 74.8862 | 116.0589 | 101.6564 | 192.7392 | 133.7209 | 207.1667 | 136.8714 | 542.2064 | 444.7862 | 660.2819 | 1033.6263 | 786.53 | 1389.9625 | 370.2135 | 2541.1219 | 4833.5708 | 2949.4877 | 3732.72 | 6904.5312 | 1819.9073 | 2219.4833 | 4445.8855 | 5879.6416 | 5397.9523 | 5545.2157
NSW1 | Hydro | 14440.5741 | 14437.5942 | 12474.5444 | 16951.6887 | 15413.4475 | 13742.6516 | 14138.1547 | 17266.0356 | 14752.4068 | 12208.8378 | 12403.5633 | 11605.5236 | 12813.05 | 13221.3749 | 12326.4062 | 11190.1488 | 13834.4841 | 11060.4697 | 10075.644 | 8790.4858 | 8110.9688 | 9145.2179 | 8608.382 | 8315.1285 | 8128.5953 | 8768.4388 | 6851.1218 | 6133.3907 | 5232.0027
NSW1 | Wind | 15687.176 | 17498.336 | 15661.5017 | 14579.4236 | 14693.2031 | 14859.3717 | 13823.1553 | 10852.7517 | 9308.1248 | 9513.1971 | 10502.504 | 8898.1586 | 8457.0339 | 8017.3637 | 8020.2779 | 7442.1299 | 4979.1609 | 3880.9225 | 3788.8163 | 3553.5616 | 3138.8939 | 2911.7946 | 1891.7714 | 1813.7247 | 1846.7203 | 1055.6833 | 979.1647 | 908.6874 | 809.1371
NSW1 | Solar PV | 4.9791 | 5.7841 | 5.5559 | 5.1042 | 4.6301 | 4.7833 | 6.5243 | 5.5306 | 18.4601 | 18.2756 | 18.2566 | 50.3857 | 53.0547 | 48.7856 | 51.8692 | 49.6768 | 68.3559 | 67.5778 | 68.2149 | 68.3162 | 72.4957 | 88.8537 | 80.6099 | 82.3594 | 78.2861 | 76.0303 | 73.1778 | 73.7013 | 73.3376
NSW1 | Grid Battery | 8.4628e-08 | 8.8498e-08 | 8.4897e-08 | 8.1316e-08 | 7.5605e-08 | 7.367e-08 | 8.7387e-08 | 8.8385e-08 | 1.5119e-07 | 1.523e-07 | 1.5007e-07 | 0.39593 | 0.36987 | 0.35553 | 0.44222 | 0.42569 | 0.38926 | 0.3706 | 0.61212 | 0.56152 | 1.2322 | 1.1644 | 1.0931 | 1.0924 | 1.0356 | 0.97384 | 0.90447 | 0.89963 | 0.83668
NSW1 | Pumped Hydro | 401.4892 | 683.6551 | 816.5069 | 1054.7287 | 511.6886 | 613.2016 | 936.2005 | 826.4813 | 1010.0852 | 1102.934 | 1106.6302 | 1140.0365 | 1017.0908 | 818.8128 | 931.0843 | 868.2192 | 765.2527 | 754.4258 | 765.1777 | 590.3596 | 594.9022 | 683.5574 | 391.3436 | 436.9416 | 526.2473 | 456.1593 | 388.6265 | 400.4856 | 276.3246
NSW1 | VPP | 0.027597 | 0.048687 | 0.14446 | 0.22568 | 0.34393 | 0.47925 | 0.54364 | 0.60717 | 0.76321 | 0.87545 | 1.0303 | 1.0556 | 1.1229 | 1.1648 | 1.2033 | 1.2579 | 1.2259 | 1.2536 | 1.2556 | 1.224 | 1.2482 | 1.27 | 1.1577 | 1.2306 | 1.2373 | 1.1997 | 1.1687 | 1.1973 | 0.96851
Total excluding storage |  | 201336.4806 | 177461.869 | 153860.0356 | 155133.7446 | 130783.2094 | 118065.1166 | 113401.8837 | 115045.5897 | 103689.0163 | 93227.4911 | 84232.0276 | 47166.2107 | 52128.1684 | 47358.2835 | 35552.5364 | 34567.4047 | 36581.5994 | 31741.1375 | 30618.2962 | 29836.2296 | 22280.8619 | 19416.7634 | 17708.1767 | 12031.1201 | 12273.0852 | 14346.0383 | 13783.1063 | 12513.732 | 11659.6934
Region | Technology | 2021-22 | 2022-23 | 2023-24 | 2024-25 | 2025-26 | 2026-27 | 2027-28 | 2028-29 | 2029-30 | 2030-31 | 2031-32 | 2032-33 | 2033-34 | 2034-35 | 2035-36 | 2036-37 | 2037-38 | 2038-39 | 2039-40 | 2040-41 | 2041-42 | 2042-43 | 2043-44 | 2044-45 | 2045-46 | 2046-47 | 2047-48 | 2048-49 | 2049-50
QLD1 | Black Coal | 137336.1538 | 122830.2661 | 123191.7588 | 92354.4956 | 85384.1088 | 80296.2533 | 72018.7828 | 66323.9458 | 60675.0599 | 53870.9617 | 47959.1617 | 48430.021 | 42962.1339 | 36097.2574 | 33329.7231 | 28598.9109 | 25697.5031 | 24736.9166 | 21348.3388 | 21534.0674 | 18838.1555 | 14614.4599 | 11344.9146 | 10265.857 | 9257.7369 | 10350.9052 | 9309.5902 | 8731.2666 | 8024.2912
QLD1 | Brown Coal | 0 | 0 | 0 | 0 | 0 | 0 | 0 | 0 | 0 | 0 | 0 | 0 | 0 | 0 | 0 | 0 | 0 | 0 | 0 | 0 | 0 | 0 | 0 | 0 | 0 | 0 | 0 | 0 | 0
QLD1 | CCGT | 7662.8572 | 7323.9588 | 7773.4369 | 12303.5956 | 12601.5946 | 10250.7237 | 10443.5614 | 10379.9944 | 12815.5631 | 11809.7173 | 11817.7933 | 12859.2312 | 15476.238 | 12183.5811 | 10803.7942 | 7993.0221 | 8680.2982 | 8078.4813 | 6416.2576 | 6903.9134 | 6565.0472 | 7590.1559 | 6146.7815 | 6139.5616 | 2921.0909 | 2066.7973 | 1976.0357 | 1875.7858 | 1791.5742
QLD1 | Gas - Steam | 254.9327 | 244.5049 | 461.9025 | 441.4302 | 417.0473 | 399.994 | 381.2825 | 364.293 | 345.9105 | 330.5881 | 315.7819 | 300.085 | 474.8993 | 335.5273 | 261.6433 | 300.5258 | 339.0311 | 310.0378 | 312.579 | 384.6056 | 335.698 | 456.4478 | 356.6623 | 328.4102 | 365.1012 | 0 | 0 | 0 | 0
QLD1 | OCGT / Diesel | 0.00026909 | 0.00026432 | 0.00026852 | 620.8237 | 277.7558 | 284.4282 | 353.033 | 853.4381 | 775.1705 | 981.8256 | 1361.0143 | 2012.2973 | 1371.0463 | 764.3562 | 898.5964 | 1581.6028 | 2222.4937 | 1019.2859 | 2263.8911 | 2590.1949 | 2942.1757 | 3868.2436 | 3030.5115 | 3086.383 | 4232.3007 | 4856.5811 | 3603.0352 | 3492.668 | 2614.5806
QLD1 | Hydro | 4644.4178 | 4411.3574 | 4206.9867 | 3982.6821 | 3780.9525 | 3598.5526 | 3427.0075 | 3240.0236 | 3082.4054 | 2862.5082 | 2796.2511 | 2643.0234 | 2509.1366 | 2364.7928 | 2213.6382 | 2101.7956 | 713.4277 | 698.2016 | 642.7951 | 553.0991 | 558.2658 | 0 | 0 | 0 | 0 | 0 | 0 | 0 | 0
QLD1 | Wind | 5183.6073 | 8010.0466 | 7458.9096 | 6714.7866 | 7604.5576 | 7044.8237 | 7143.3011 | 6237.7423 | 5977.1962 | 5778.5848 | 4738.7632 | 4621.0212 | 4083.8941 | 4422.3872 | 3866.3909 | 3979.6833 | 3567.2643 | 3513.9903 | 3299.0543 | 2658.467 | 2583.1757 | 2114.4026 | 1736.8036 | 863.4355 | 882.8774 | 1025.5282 | 939.7395 | 839.2028 | 592.1353
QLD1 | Solar PV | 5.1758 | 6.7105 | 6.5263 | 5.9521 | 5.7564 | 5.7532 | 5.5568 | 4.4257 | 4.5781 | 4.5419 | 10.9399 | 12.0055 | 18.3258 | 17.0188 | 16.7634 | 15.9091 | 25.8598 | 26.3229 | 25.9847 | 28.6675 | 33.4557 | 47.7231 | 43.6406 | 42.4661 | 39.7545 | 37.3142 | 37.8528 | 37.2804 | 45.0422
QLD1 | Grid Battery | 9.5619e-08 | 0.018228 | 0.020778 | 0.024602 | 0.023823 | 0.023645 | 0.023193 | 0.021032 | 0.020248 | 0.019362 | 0.01844 | 0.2155 | 0.59333 | 0.56501 | 0.55056 | 0.52469 | 0.56999 | 0.53714 | 0.51962 | 0.48824 | 0.98276 | 1.0476 | 0.99081 | 0.95615 | 0.90321 | 1.6895 | 1.6543 | 1.5679 | 1.526
QLD1 | Pumped Hydro | 1209.9752 | 1760.7471 | 1965.1675 | 2193.7618 | 2074.8944 | 2296.1228 | 2564.0282 | 2433.5922 | 2513.529 | 2551.1638 | 2378.6342 | 2216.9049 | 1648.2968 | 1602.4547 | 1683.2832 | 1519.1374 | 1080.3409 | 1129.6232 | 1198.411 | 938.3674 | 1058.8688 | 962.1423 | 671.6756 | 725.059 | 717.4962 | 552.4756 | 455.0975 | 416.29 | 404.5346
QLD1 | VPP | 0.030914 | 0.047274 | 0.076867 | 0.13405 | 0.18877 | 0.25422 | 0.30878 | 0.35059 | 0.44224 | 0.53072 | 0.66595 | 0.67701 | 0.68101 | 0.72919 | 0.792 | 0.8333 | 0.80858 | 0.84155 | 0.84495 | 0.88191 | 0.88912 | 0.86544 | 0.78377 | 0.76698 | 0.73055 | 0.65429 | 0.71887 | 0.6643 | 0.59191
Total excluding storage |  | 155087.1448 | 142826.8446 | 143099.5211 | 116423.7659 | 110071.7729 | 101880.5287 | 93772.5251 | 87403.8629 | 83675.8838 | 75638.7277 | 68999.7053 | 70877.6846 | 66895.6741 | 56184.9208 | 51390.5496 | 44571.4495 | 41245.8779 | 38383.2363 | 34308.9005 | 34653.015 | 31855.9736 | 28691.4329 | 22659.3141 | 20726.1135 | 17698.8617 | 18337.126 | 15866.2533 | 14976.2036 | 13067.6235
Region | Technology | 2021-22 | 2022-23 | 2023-24 | 2024-25 | 2025-26 | 2026-27 | 2027-28 | 2028-29 | 2029-30 | 2030-31 | 2031-32 | 2032-33 | 2033-34 | 2034-35 | 2035-36 | 2036-37 | 2037-38 | 2038-39 | 2039-40 | 2040-41 | 2041-42 | 2042-43 | 2043-44 | 2044-45 | 2045-46 | 2046-47 | 2047-48 | 2048-49 | 2049-50
VIC1 | Black Coal | 0 | 0 | 0 | 0 | 0 | 0 | 0 | 0 | 0 | 0 | 0 | 0 | 0 | 0 | 0 | 0 | 0 | 0 | 0 | 0 | 0 | 0 | 0 | 0 | 0 | 0 | 0 | 0 | 0
VIC1 | Brown Coal | 109683.977 | 90126.685 | 92801.845 | 46433.6525 | 45119.7519 | 35369.2534 | 5530.4094 | 4121.2872 | 3991.0269 | 3736.366 | 3321.6637 | 3227.4218 | 3235.191 | 2660.8415 | 2506.0987 | 2242.6254 | 1878.4971 | 2100.5346 | 1737.0009 | 1077.5008 | 1475.4567 | 1676.0268 | 1638.4074 | 1434.0977 | 1300.0302 | 1614.6692 | 0.00096522 | 0 | 0
VIC1 | CCGT | 7.8798e-05 | 7.4128e-05 | 7.3749e-05 | 0.00010984 | 0.00010651 | 0.00010353 | 0.0001097 | 0.00010573 | 0.00011478 | 0.00011212 | 0.00010816 | 0.00012153 | 0.00011744 | 0.00010972 | 0.00010263 | 9.727e-05 | 0.00010262 | 9.938e-05 | 0.00011071 | 0.00010508 | 0.00014895 | 0.00014735 | 0.00014504 | 0.00013195 | 0.00012876 | 0.00028644 | 0.00027184 | 0.00025398 | 0.00023799
VIC1 | Gas - Steam | 18.4202 | 7.308 | 16.8052 | 95.4499 | 70.7261 | 70.0923 | 89.0856 | 126.8081 | 78.6288 | 88.6038 | 105.2223 | 202.3574 | 144.6038 | 184.4488 | 148.2341 | 138.936 | 320.6755 | 256.3933 | 0 | 0 | 0 | 0 | 0 | 0 | 0 | 0 | 0 | 0 | 0
VIC1 | OCGT / Diesel | 76.9162 | 0.00027776 | 80.7588 | 272.8734 | 164.5446 | 463.0685 | 303.9749 | 383.9637 | 308.4778 | 376.4535 | 308.5285 | 461.4993 | 197.3231 | 370.255 | 645.2899 | 508.2201 | 1012.5712 | 355.7849 | 1419.9271 | 2404.3564 | 1437.8762 | 1588.4912 | 3595.3694 | 1677.6211 | 1714.2932 | 2425.6131 | 1122.9058 | 1849.2496 | 2223.3036
VIC1 | Hydro | 18543.2181 | 17776.8132 | 15454.9508 | 18059.5999 | 17604.6412 | 15881.5387 | 15280.2893 | 18348.9064 | 14473.5511 | 11795.5036 | 11315.4892 | 9704.1978 | 11490.1537 | 11177.0411 | 10122.2771 | 9669.0974 | 11664.6393 | 9209.4911 | 7529.8451 | 7157.6583 | 6201.462 | 7281.9938 | 7131.6581 | 6433.0956 | 6153.634 | 7400.4354 | 5863.3907 | 4772.4498 | 4557.454
VIC1 | Wind | 27040.7992 | 32996.1059 | 26894.5345 | 26146.7914 | 25718.0404 | 25353.2386 | 24222.1745 | 20311.0433 | 20209.1591 | 18057.9973 | 19179.547 | 15330.1865 | 14847.9496 | 13061.7611 | 13671.7098 | 13118.2949 | 10294.024 | 10026.8722 | 8365.2244 | 7878.756 | 6862.5297 | 6543.154 | 4932.263 | 4199.1512 | 2431.7125 | 2126.9273 | 2029.2889 | 1646.0543 | 575.9258
VIC1 | Solar PV | 2.475 | 2.3464 | 2.3257 | 2.1268 | 1.9257 | 1.9395 | 1.8872 | 1.6859 | 2.1589 | 3.571 | 18.563 | 32.5534 | 28.8953 | 27.6347 | 27.547 | 26.8308 | 23.1744 | 22.0443 | 21.4393 | 20.5941 | 22.0418 | 19.4994 | 18.2375 | 18.1464 | 19.1235 | 17.469 | 17.1542 | 16.4675 | 16.972
VIC1 | Grid Battery | 0.044326 | 0.090155 | 0.099809 | 0.14705 | 0.14855 | 0.14771 | 0.13282 | 0.11952 | 0.11632 | 0.11011 | 0.10708 | 0.09219 | 0.069368 | 0.06488 | 0.065585 | 0.062688 | 0.056395 | 0.053008 | 0.05219 | 0.047472 | 0.30012 | 0.26083 | 0.2404 | 0.25165 | 0.23855 | 0.22134 | 0.20513 | 0.20014 | 0.18399
VIC1 | Pumped Hydro | 0 | 0 | 1.1647e-07 | 2.004e-07 | 1.9019e-07 | 2.5317e-07 | 2.3269e-07 | 2.226e-07 | 2.7855e-07 | 6.2931e-07 | 6.8589e-06 | 3.9449 | 3.6098 | 3.3468 | 4.146 | 4.0334 | 3.8179 | 3.5931 | 3.6108 | 3.2862 | 4.3481 | 4.0942 | 3.4823 | 3.7692 | 3.6108 | 3.2893 | 3.1442 | 3.1155 | 2.7704
VIC1 | VPP | 0.024626 | 0.049994 | 0.080862 | 0.1736 | 0.25404 | 0.3536 | 0.41156 | 0.49048 | 0.65976 | 0.76425 | 0.96423 | 0.93073 | 0.99085 | 1.0616 | 1.1499 | 1.1863 | 1.1453 | 1.1743 | 1.2248 | 1.1825 | 1.1691 | 1.1455 | 1.0472 | 1.153 | 1.163 | 1.1015 | 1.0889 | 1.086 | 0.87483
Total excluding storage |  | 155365.8058 | 140909.2588 | 135251.22 | 91010.494 | 88679.6299 | 77139.1312 | 45427.8211 | 43293.6946 | 39063.0026 | 34058.4953 | 34249.014 | 28958.2163 | 29944.1167 | 27481.9824 | 27121.1568 | 25704.0049 | 25193.5817 | 21971.1205 | 19073.4369 | 18538.8657 | 15999.3665 | 17109.1654 | 17315.9354 | 13762.1121 | 11618.7936 | 13585.1143 | 9032.7409 | 8284.2214 | 7373.6557
Region | Technology | 2021-22 | 2022-23 | 2023-24 | 2024-25 | 2025-26 | 2026-27 | 2027-28 | 2028-29 | 2029-30 | 2030-31 | 2031-32 | 2032-33 | 2033-34 | 2034-35 | 2035-36 | 2036-37 | 2037-38 | 2038-39 | 2039-40 | 2040-41 | 2041-42 | 2042-43 | 2043-44 | 2044-45 | 2045-46 | 2046-47 | 2047-48 | 2048-49 | 2049-50
SA1 | Black Coal | 0 | 0 | 0 | 0 | 0 | 0 | 0 | 0 | 0 | 0 | 0 | 0 | 0 | 0 | 0 | 0 | 0 | 0 | 0 | 0 | 0 | 0 | 0 | 0 | 0 | 0 | 0 | 0 | 0
SA1 | Brown Coal | 0 | 0 | 0 | 0 | 0 | 0 | 0 | 0 | 0 | 0 | 0 | 0 | 0 | 0 | 0 | 0 | 0 | 0 | 0 | 0 | 0 | 0 | 0 | 0 | 0 | 0 | 0 | 0 | 0
SA1 | CCGT | 7748.4448 | 7364.5454 | 3264.7256 | 3400.0669 | 4278.2696 | 3490.9796 | 2350.0051 | 2255.4363 | 3112.3371 | 2938.2811 | 2768.2171 | 3754.1673 | 4156.3091 | 3915.3491 | 2314.9079 | 2161.2316 | 0.00011685 | 0.00011265 | 0.00011363 | 0.000107 | 0.00013068 | 0.0001283 | 0.00013526 | 0.0001231 | 0.00012002 | 0.00020033 | 0.00018827 | 0.00017744 | 0.00016539
SA1 | Gas - Steam | 1440.137 | 1415.4914 | 1286.9692 | 186.8633 | 171.0374 | 215.7766 | 135.0899 | 139.2285 | 123.045 | 143.6679 | 161.6759 | 305.1186 | 313.9277 | 472.064 | 0 | 0 | 0 | 0 | 0 | 0 | 0 | 0 | 0 | 0 | 0 | 0 | 0 | 0 | 0
SA1 | OCGT / Diesel | 488.6731 | 251.2155 | 824.7463 | 743.0476 | 905.6795 | 722.0319 | 407.42 | 431.2632 | 464.8095 | 501.5568 | 491.8971 | 1203.6216 | 1282.2825 | 1631.8219 | 900.9003 | 765.4825 | 1725.3193 | 1804.7421 | 2256.1971 | 2462.2632 | 2196.2977 | 2659.4583 | 3487.3314 | 642.777 | 629.1708 | 1096.3591 | 1133.6173 | 1137.3727 | 1093.5911
SA1 | Hydro | 0 | 0 | 0 | 0 | 0 | 0 | 0 | 0 | 0 | 0 | 0 | 0 | 0 | 0 | 0 | 0 | 0 | 0 | 0 | 0 | 0 | 0 | 0 | 0 | 0 | 0 | 0 | 0 | 0
SA1 | Wind | 15751.3113 | 16988.7173 | 13897.3382 | 13991.3082 | 13088.4674 | 13785.9086 | 12888.8277 | 10885.6644 | 10195.9014 | 9112.7736 | 8842.6743 | 7114.1799 | 6625.4663 | 5534.1678 | 5675.036 | 4825.9475 | 4139.0839 | 3953.7128 | 2918.852 | 2389.2565 | 2277.9831 | 2142.1407 | 1378.8333 | 1458.1654 | 950.8334 | 805.4773 | 799.2186 | 728.4479 | 608.051
SA1 | Solar PV | 0.88216 | 0.9803 | 0.94402 | 0.86505 | 0.80469 | 0.78615 | 0.77343 | 0.70165 | 0.69789 | 0.67175 | 0.80806 | 0.76515 | 0.99938 | 0.93945 | 0.92838 | 2.4991 | 3.7665 | 3.4929 | 3.3344 | 5.3642 | 7.0357 | 6.0103 | 5.819 | 5.4066 | 5.2487 | 4.5008 | 4.3277 | 3.945 | 4.0487
SA1 | Grid Battery | 0.079861 | 0.076523 | 0.090779 | 0.088258 | 0.084931 | 0.082382 | 0.075367 | 0.068417 | 0.063362 | 0.060279 | 0.054394 | 0.051028 | 0.045672 | 0.034224 | 0.54425 | 0.51947 | 0.48388 | 0.45697 | 0.51391 | 0.4681 | 0.78697 | 0.74201 | 0.65547 | 0.67775 | 0.65543 | 0.60148 | 0.57046 | 0.54446 | 0.47331
SA1 | Pumped Hydro | 0 | 0 | 9.9837e-08 | 9.5965e-08 | 9.0389e-08 | 9.9039e-08 | 9.5134e-08 | 9.3923e-08 | 1.0589e-07 | 1.1066e-07 | 1.1292e-07 | 1.9855e-07 | 1.8484e-07 | 1.7808e-07 | 2.0332e-07 | 1.9528e-07 | 2.3212e-07 | 2.2177e-07 | 2.1519e-07 | 2.0863e-07 | 2.4039e-07 | 2.2422e-07 | 2.1362e-07 | 2.3595e-07 | 2.1961e-07 | 2.0162e-07 | 1.9534e-07 | 1.9044e-07 | 1.8217e-07
SA1 | VPP | 0.049606 | 0.082659 | 0.12165 | 0.14364 | 0.1726 | 0.20419 | 0.22453 | 0.24915 | 0.2924 | 0.33119 | 0.37398 | 0.37285 | 0.37981 | 0.38824 | 0.35735 | 0.36539 | 0.35877 | 0.36085 | 0.36442 | 0.35006 | 0.33421 | 0.32485 | 0.28221 | 0.30769 | 0.32425 | 0.29412 | 0.28772 | 0.28283 | 0.20576
Total excluding storage |  | 25429.4484 | 26020.9499 | 19274.7233 | 18322.1511 | 18444.2586 | 18215.4829 | 15782.1161 | 13712.294 | 13896.7909 | 12696.9511 | 12265.2725 | 12377.8526 | 12378.985 | 11554.3423 | 8891.7725 | 7755.1607 | 5868.1697 | 5761.9479 | 5178.3837 | 4856.8839 | 4481.3166 | 4807.6095 | 4871.9839 | 2106.349 | 1585.253 | 1906.3373 | 1937.1638 | 1869.7658 | 1705.691
Region | Technology | 2021-22 | 2022-23 | 2023-24 | 2024-25 | 2025-26 | 2026-27 | 2027-28 | 2028-29 | 2029-30 | 2030-31 | 2031-32 | 2032-33 | 2033-34 | 2034-35 | 2035-36 | 2036-37 | 2037-38 | 2038-39 | 2039-40 | 2040-41 | 2041-42 | 2042-43 | 2043-44 | 2044-45 | 2045-46 | 2046-47 | 2047-48 | 2048-49 | 2049-50
TAS1 | Black Coal | 0 | 0 | 0 | 0 | 0 | 0 | 0 | 0 | 0 | 0 | 0 | 0 | 0 | 0 | 0 | 0 | 0 | 0 | 0 | 0 | 0 | 0 | 0 | 0 | 0 | 0 | 0 | 0 | 0
TAS1 | Brown Coal | 0 | 0 | 0 | 0 | 0 | 0 | 0 | 0 | 0 | 0 | 0 | 0 | 0 | 0 | 0 | 0 | 0 | 0 | 0 | 0 | 0 | 0 | 0 | 0 | 0 | 0 | 0 | 0 | 0
TAS1 | CCGT | 6.8171e-05 | 6.3804e-05 | 6.3882e-05 | 6.1141e-05 | 5.8475e-05 | 5.8598e-05 | 6.0156e-05 | 5.9981e-05 | 6.267e-05 | 6.0241e-05 | 5.7135e-05 | 5.9002e-05 | 5.6255e-05 | 5.1503e-05 | 4.9979e-05 | 4.8119e-05 | 4.723e-05 | 4.8953e-05 | 4.8817e-05 | 4.57e-05 | 4.6007e-05 | 4.4137e-05 | 4.0459e-05 | 3.8757e-05 | 3.7355e-05 | 4.2994e-05 | 4.3377e-05 | 4.3064e-05 | 4.0767e-05
TAS1 | Gas - Steam | 0 | 0 | 0 | 0 | 0 | 0 | 0 | 0 | 0 | 0 | 0 | 0 | 0 | 0 | 0 | 0 | 0 | 0 | 0 | 0 | 0 | 0 | 0 | 0 | 0 | 0 | 0 | 0 | 0
TAS1 | OCGT / Diesel | 7.9839e-05 | 7.1896e-05 | 7.3335e-05 | 7.1378e-05 | 6.8819e-05 | 7.082e-05 | 7.0884e-05 | 7.0901e-05 | 7.3431e-05 | 7.0855e-05 | 6.5515e-05 | 0.62304 | 6.7373e-05 | 5.6169e-05 | 5.7485e-05 | 5.6821e-05 | 0.2704 | 5.6696e-05 | 5.7266e-05 | 0.013149 | 1.9528 | 3.731e-05 | 3.0803e-05 | 0.98074 | 2.9773e-05 | 3.6834e-05 | 3.6757e-05 | 0.57542 | 3.3993e-05
TAS1 | Hydro | 52827.4525 | 53385.216 | 47357.8482 | 53875.4077 | 52648.3519 | 46786.8621 | 45572.9367 | 45381.584 | 42210.9403 | 39731.721 | 35089.8235 | 34636.1966 | 33862.5099 | 33906.5642 | 31212.4284 | 28981.3059 | 28636.7459 | 26021.6016 | 24519.0838 | 21708.5951 | 21346.4499 | 21075.857 | 20393.024 | 17740.918 | 18780.4319 | 19980.1493 | 18774.0851 | 17015.9843 | 15204.4982
TAS1 | Wind | 3355.3595 | 3874.522 | 3329.733 | 3206.8346 | 3260.687 | 3174.0621 | 3098.3765 | 2521.9481 | 2466.878 | 2142.0128 | 2487.5816 | 2111.7369 | 2055.5045 | 2043.3411 | 1996.5629 | 1982.9141 | 1619.8473 | 1582.3367 | 1361.794 | 1607.3152 | 1355.1151 | 1311.67 | 1311.95 | 998.8162 | 978.5011 | 809.0162 | 783.347 | 683.5498 | 798.1871
TAS1 | Solar PV | 4.9316e-08 | 7.6409e-08 | 9.8718e-08 | 1.0061e-07 | 8.2491e-08 | 9.6071e-08 | 1.1439e-07 | 1.2878e-07 | 3.0855e-07 | 3.9317e-07 | 3.571e-07 | 3.546e-07 | 3.4105e-07 | 2.6701e-07 | 2.8679e-07 | 2.636e-07 | 2.4979e-07 | 2.647e-07 | 2.4762e-07 | 2.0548e-07 | 2.2299e-07 | 2.1854e-07 | 1.4934e-07 | 1.5838e-07 | 1.4781e-07 | 1.4152e-07 | 1.5083e-07 | 1.4184e-07 | 1.1323e-07
TAS1 | Grid Battery | 8.855e-08 | 8.9614e-08 | 8.3454e-08 | 8.0101e-08 | 7.9891e-08 | 7.8067e-08 | 8.1358e-08 | 8.9807e-08 | 1.0915e-07 | 1.1162e-07 | 1.1844e-07 | 1.2461e-07 | 1.2399e-07 | 1.4532e-07 | 1.3704e-07 | 1.3971e-07 | 1.4362e-07 | 1.3313e-07 | 1.6114e-07 | 1.8491e-07 | 1.473e-07 | 1.422e-07 | 2.0121e-07 | 1.9576e-07 | 1.9477e-07 | 1.9921e-07 | 1.9336e-07 | 2.1464e-07 | 2.2595e-07
TAS1 | Pumped Hydro | 0 | 0 | 2.1435e-07 | 2.145e-07 | 2.2609e-07 | 2.2016e-07 | 2.1506e-07 | 2.171e-07 | 1.9759e-07 | 2.0288e-07 | 2.2655e-07 | 2.1852e-07 | 2.2001e-07 | 2.6704e-07 | 2.4575e-07 | 2.4526e-07 | 2.5274e-07 | 2.2688e-07 | 2.5242e-07 | 2.9093e-07 | 2.3558e-07 | 2.2602e-07 | 3.0465e-07 | 2.9147e-07 | 2.8808e-07 | 2.8542e-07 | 2.7347e-07 | 2.9252e-07 | 3.121e-07
TAS1 | VPP | 0.00080703 | 0.0029446 | 0.0039214 | 0.0047 | 0.0080703 | 0.012216 | 0.014576 | 0.019476 | 0.015719 | 0.020998 | 0.036868 | 0.026295 | 0.028677 | 0.039524 | 0.035723 | 0.038039 | 0.041355 | 0.033204 | 0.034302 | 0.045699 | 0.040272 | 0.035861 | 0.045408 | 0.037022 | 0.034846 | 0.03335 | 0.019641 | 0.022495 | 0.032845
Total excluding storage |  | 56182.8121 | 57259.7381 | 50687.5814 | 57082.2424 | 55909.0391 | 49960.9243 | 48671.3134 | 47903.5323 | 44677.8184 | 41873.7339 | 37577.4052 | 36748.5567 | 35918.0145 | 35949.9054 | 33208.9914 | 30964.2201 | 30256.8636 | 27603.9384 | 25880.8779 | 23315.9236 | 22703.5178 | 22387.5271 | 21704.974 | 18740.7149 | 19758.9331 | 20789.1656 | 19557.4321 | 17700.1096 | 16002.6854
Explicitly modelled pumping
Region | Technology | 2021-22 | 2022-23 | 2023-24 | 2024-25 | 2025-26 | 2026-27 | 2027-28 | 2028-29 | 2029-30 | 2030-31 | 2031-32 | 2032-33 | 2033-34 | 2034-35 | 2035-36 | 2036-37 | 2037-38 | 2038-39 | 2039-40 | 2040-41 | 2041-42 | 2042-43 | 2043-44 | 2044-45 | 2045-46 | 2046-47 | 2047-48 | 2048-49 | 2049-50
NEM | Grid Battery pump | 0.1526 | 0.22898 | 0.26018 | 0.32092 | 0.3177 | 0.31319 | 0.28627 | 0.25739 | 0.24702 | 0.23409 | 0.22264 | 0.19724 | 0.16059 | 0.14023 | 0.13624 | 0.13057 | 0.11901 | 0.1126 | 0.10951 | 0.087102 | 0.045314 | 0.024496 | 0.019619 | 0.022624 | 0.021546 | 0.019083 | 0.01835 | 0.017789 | 0.013969
NEM | Pumped Hydro Pump | 3770.535 | 6191.2182 | 6730.6139 | 10172.0712 | 6181.4525 | 6954.2083 | 9376.5003 | 8486.755 | 10326.839 | 10480.647 | 11700.2251 | 11760.9991 | 10496.2896 | 10043.8714 | 10766.7153 | 9805.8411 | 9033.4347 | 8778.0005 | 9455.1235 | 7959.5267 | 8077.0615 | 7982.1177 | 6204.0446 | 7029.9649 | 7232.455 | 5826.08 | 4798.2415 | 5308.2761 | 3938.4586
NEM | VPP pump | 0.15713 | 0.27328 | 0.50243 | 0.80263 | 1.1379 | 1.5331 | 1.7715 | 2.0168 | 2.5578 | 2.967 | 3.6211 | 3.596 | 3.7686 | 3.9842 | 4.1589 | 4.3311 | 4.218 | 4.3126 | 4.3728 | 4.3451 | 4.3202 | 4.2906 | 3.8964 | 4.1131 | 4.1141 | 3.8547 | 3.871 | 3.8198 | 3.1443
Region | Technology | 2021-22 | 2022-23 | 2023-24 | 2024-25 | 2025-26 | 2026-27 | 2027-28 | 2028-29 | 2029-30 | 2030-31 | 2031-32 | 2032-33 | 2033-34 | 2034-35 | 2035-36 | 2036-37 | 2037-38 | 2038-39 | 2039-40 | 2040-41 | 2041-42 | 2042-43 | 2043-44 | 2044-45 | 2045-46 | 2046-47 | 2047-48 | 2048-49 | 2049-50
NSW1 | Grid Battery pump | 0 | 0 | 0 | 0 | 0 | 0 | 0 | 0 | 0 | 0 | 0 | 0 | 0 | 0 | 0 | 0 | 0 | 0 | 0 | 0 | 0 | 0 | 0 | 0 | 0 | 0 | 0 | 0 | 0
NSW1 | Pumped Hydro Pump | 2051.1798 | 3669.3084 | 3928.9741 | 7025.4287 | 3211.9675 | 3690.9963 | 5713.2863 | 5009.91 | 6735.8105 | 6835.8645 | 8288.8713 | 8608.2809 | 8138.7741 | 7760.1982 | 8367.3241 | 7638.1406 | 7485.1591 | 7178.9146 | 7747.8911 | 6615.0116 | 6569.3115 | 6614.2507 | 5257.8776 | 5992.6881 | 6219.6091 | 5034.4201 | 4155.5098 | 4714.6742 | 3370.3771
NSW1 | VPP pump | 0.03247 | 0.057641 | 0.1696 | 0.26582 | 0.40435 | 0.56384 | 0.64105 | 0.7129 | 0.89793 | 1.03 | 1.2151 | 1.2391 | 1.3211 | 1.3739 | 1.4122 | 1.48 | 1.4461 | 1.4749 | 1.4733 | 1.4441 | 1.4646 | 1.4939 | 1.3621 | 1.4478 | 1.4599 | 1.4074 | 1.379 | 1.4046 | 1.1395
Region | Technology | 2021-22 | 2022-23 | 2023-24 | 2024-25 | 2025-26 | 2026-27 | 2027-28 | 2028-29 | 2029-30 | 2030-31 | 2031-32 | 2032-33 | 2033-34 | 2034-35 | 2035-36 | 2036-37 | 2037-38 | 2038-39 | 2039-40 | 2040-41 | 2041-42 | 2042-43 | 2043-44 | 2044-45 | 2045-46 | 2046-47 | 2047-48 | 2048-49 | 2049-50
QLD1 | Grid Battery pump | 0 | 0.022415 | 0.025653 | 0.030406 | 0.02945 | 0.029125 | 0.028635 | 0.025966 | 0.024999 | 0.023904 | 0.022822 | 0.020841 | 0.018592 | 0.017873 | 0.017404 | 0.016564 | 0.015286 | 0.014779 | 0.014002 | 0 | 0 | 0 | 0 | 0 | 0 | 0 | 0 | 0 | 0
QLD1 | Pumped Hydro Pump | 1719.3552 | 2521.9098 | 2801.6398 | 3146.6425 | 2969.485 | 3263.212 | 3663.214 | 3476.845 | 3591.0285 | 3644.7825 | 3411.3538 | 3152.7182 | 2357.5155 | 2283.6732 | 2399.3912 | 2167.7005 | 1548.2756 | 1599.0859 | 1707.2324 | 1344.5151 | 1507.75 | 1367.867 | 946.167 | 1037.2767 | 1012.8459 | 791.6599 | 642.7318 | 593.6019 | 568.0814
QLD1 | VPP pump | 0.036371 | 0.05562 | 0.090436 | 0.15801 | 0.22221 | 0.29868 | 0.36329 | 0.41247 | 0.5203 | 0.6244 | 0.78512 | 0.79489 | 0.80122 | 0.85839 | 0.93132 | 0.9804 | 0.95386 | 0.98757 | 0.99411 | 1.0388 | 1.0449 | 1.0196 | 0.92161 | 0.90283 | 0.85823 | 0.77147 | 0.84412 | 0.78324 | 0.69476
Region | Technology | 2021-22 | 2022-23 | 2023-24 | 2024-25 | 2025-26 | 2026-27 | 2027-28 | 2028-29 | 2029-30 | 2030-31 | 2031-32 | 2032-33 | 2033-34 | 2034-35 | 2035-36 | 2036-37 | 2037-38 | 2038-39 | 2039-40 | 2040-41 | 2041-42 | 2042-43 | 2043-44 | 2044-45 | 2045-46 | 2046-47 | 2047-48 | 2048-49 | 2049-50
VIC1 | Grid Battery pump | 0.054297 | 0.11182 | 0.12272 | 0.18155 | 0.1834 | 0.18236 | 0.16438 | 0.14716 | 0.14361 | 0.13594 | 0.13254 | 0.11348 | 0.085643 | 0.080102 | 0.080972 | 0.077395 | 0.069626 | 0.065645 | 0.064232 | 0.058782 | 0.018967 | 0 | 0 | 0 | 0 | 0 | 0 | 0 | 0
VIC1 | Pumped Hydro Pump | 0 | 0 | 0 | 0 | 0 | 0 | 0 | 0 | 0 | 0 | 0 | 0 | 0 | 0 | 0 | 0 | 0 | 0 | 0 | 0 | 0 | 0 | 0 | 0 | 0 | 0 | 0 | 0 | 0
VIC1 | VPP pump | 0.028975 | 0.059046 | 0.094913 | 0.20424 | 0.29888 | 0.41602 | 0.48523 | 0.57603 | 0.77622 | 0.89916 | 1.1368 | 1.0926 | 1.1662 | 1.2486 | 1.3529 | 1.3958 | 1.3474 | 1.3852 | 1.4374 | 1.395 | 1.3716 | 1.3518 | 1.2281 | 1.3566 | 1.3723 | 1.292 | 1.285 | 1.2738 | 1.0293
Region | Technology | 2021-22 | 2022-23 | 2023-24 | 2024-25 | 2025-26 | 2026-27 | 2027-28 | 2028-29 | 2029-30 | 2030-31 | 2031-32 | 2032-33 | 2033-34 | 2034-35 | 2035-36 | 2036-37 | 2037-38 | 2038-39 | 2039-40 | 2040-41 | 2041-42 | 2042-43 | 2043-44 | 2044-45 | 2045-46 | 2046-47 | 2047-48 | 2048-49 | 2049-50
SA1 | Grid Battery pump | 0.098307 | 0.094743 | 0.11181 | 0.10896 | 0.10486 | 0.10171 | 0.093259 | 0.08426 | 0.078403 | 0.074245 | 0.067279 | 0.062913 | 0.05635 | 0.042252 | 0.037867 | 0.036611 | 0.034101 | 0.032178 | 0.031271 | 0.02832 | 0.026346 | 0.024496 | 0.019619 | 0.022624 | 0.021546 | 0.019083 | 0.01835 | 0.017789 | 0.013969
SA1 | Pumped Hydro Pump | 0 | 0 | 0 | 0 | 0 | 0 | 0 | 0 | 0 | 0 | 0 | 0 | 0 | 0 | 0 | 0 | 0 | 0 | 0 | 0 | 0 | 0 | 0 | 0 | 0 | 0 | 0 | 0 | 0
SA1 | VPP pump | 0.058363 | 0.097488 | 0.14288 | 0.16899 | 0.20306 | 0.24023 | 0.26471 | 0.29258 | 0.34473 | 0.38894 | 0.44074 | 0.43845 | 0.44634 | 0.45678 | 0.42043 | 0.42989 | 0.42211 | 0.42575 | 0.42755 | 0.41307 | 0.39201 | 0.38301 | 0.33122 | 0.36229 | 0.38238 | 0.34488 | 0.33963 | 0.33165 | 0.2421
Region | Technology | 2021-22 | 2022-23 | 2023-24 | 2024-25 | 2025-26 | 2026-27 | 2027-28 | 2028-29 | 2029-30 | 2030-31 | 2031-32 | 2032-33 | 2033-34 | 2034-35 | 2035-36 | 2036-37 | 2037-38 | 2038-39 | 2039-40 | 2040-41 | 2041-42 | 2042-43 | 2043-44 | 2044-45 | 2045-46 | 2046-47 | 2047-48 | 2048-49 | 2049-50
TAS1 | Grid Battery pump | 0 | 0 | 0 | 0 | 0 | 0 | 0 | 0 | 0 | 0 | 0 | 0 | 0 | 0 | 0 | 0 | 0 | 0 | 0 | 0 | 0 | 0 | 0 | 0 | 0 | 0 | 0 | 0 | 0
TAS1 | Pumped Hydro Pump | 0 | 0 | 0 | 0 | 0 | 0 | 0 | 0 | 0 | 0 | 0 | 0 | 0 | 0 | 0 | 0 | 0 | 0 | 0 | 0 | 0 | 0 | 0 | 0 | 0 | 0 | 0 | 0 | 0
TAS1 | VPP pump | 0.00094974 | 0.0034901 | 0.0045933 | 0.0055732 | 0.009454 | 0.014366 | 0.017257 | 0.022806 | 0.018651 | 0.024549 | 0.043377 | 0.030937 | 0.03374 | 0.046512 | 0.042019 | 0.045016 | 0.048395 | 0.039086 | 0.040339 | 0.054047 | 0.04711 | 0.042246 | 0.053366 | 0.043558 | 0.041273 | 0.038964 | 0.023134 | 0.026444 | 0.038644

## BaseCase_FOM Cost
FOM cost by technology ($000s) - Base Case, Central No State Based Schemes Sensitivity
FOM | Real June 2020 dollars discounted to 1 July 2020. For new entrant capacity, the FOM is incurred annually in modelling. For existing capacity, FOM is considered to be a sunk cost, since the fixed retirement dates are assumed to be the same in the Base Case and the case with Marinus Link. As such, early retirements are presented as an annual FOM saving, or negative cost, that continues until the assumed fixed date retirement.
Explicitly modelled generation
Region | Technology | 2021-22 | 2022-23 | 2023-24 | 2024-25 | 2025-26 | 2026-27 | 2027-28 | 2028-29 | 2029-30 | 2030-31 | 2031-32 | 2032-33 | 2033-34 | 2034-35 | 2035-36 | 2036-37 | 2037-38 | 2038-39 | 2039-40 | 2040-41 | 2041-42 | 2042-43 | 2043-44 | 2044-45 | 2045-46 | 2046-47 | 2047-48 | 2048-49 | 2049-50
NEM | Black Coal | 0 | 0 | 0 | -195459.6807 | -48704.9283 | -248687.4715 | -117886.4244 | -214041.2626 | -188279.8692 | -183026.2596 | 200969.8286 | 286121.0557 | -111586.6595 | -167427.56 | -65024.357 | -52096.7104 | -26630.1357 | -25410.4348 | -24311.4657 | -23133.0953 | 205097.729 | -21062.5605 | -17953.757 | -12167.8882 | -5805.2909 | -5.4116e-05 | -5.1775e-05 | -4.9266e-05 | -4.7009e-05
NEM | Brown Coal | 0 | 0 | 0 | -302133.6259 | -290759.7203 | -316660.5451 | -372847.0704 | -427425.999 | -374328.1301 | -325197.5076 | -278344.7621 | -233654.3396 | -222952.614 | -212741.0438 | -203540.2632 | -193674.7196 | -143939.3369 | -176339.7871 | -168713.3372 | -160535.8457 | -153183.0588 | -146167.0408 | -139845.5014 | -133067.2263 | -126972.5442 | -121157.0078 | -88405.2866 | 0 | 0
NEM | CCGT | 0.00020396 | 0.00019636 | 0.00020563 | 0.00024272 | 0.0002316 | 0.00022319 | 0.0002281 | 0.00022321 | 0.00024044 | 0.00023261 | 0.00022744 | 0.00029233 | 0.00027894 | 0.00026616 | 0.00025465 | 0.00024231 | 0.00026947 | 0.00025909 | 0.00029119 | 0.00027708 | 0.00032465 | 0.00031491 | 0.00030905 | 0.00029407 | 0.00028061 | 0.00053501 | 0.00051302 | 0.00048903 | 0.00046663
NEM | Gas - Steam | 0 | 0 | 0 | 0 | 0 | 0 | 0 | 0 | 0 | 0 | 0 | 0 | 0 | 0 | 0 | 0 | 0 | 0 | 0 | 0 | 0 | 0 | 0 | 0 | 0 | 0 | 0 | 0 | 0
NEM | OCGT / Diesel | 0.00078984 | 0.00078056 | 0.00075846 | 0.0007217 | 0.00068865 | 0.00065711 | 0.00062869 | 0.00061736 | 0.00061428 | 0.00061682 | 0.00062516 | 0.0015474 | 0.0014766 | 0.0014089 | 0.0022077 | 0.0021112 | 0.0027575 | 0.0026368 | 3629.8907 | 3453.9509 | 5968.7396 | 5695.3622 | 5465.551 | 9874.7017 | 9422.4253 | 14797.0539 | 14157.1 | 15270.4117 | 15169.6686
NEM | Hydro | 0 | 0 | 0 | 0 | 0 | 0 | 0 | 0 | 0 | 0 | 0 | 0 | 0 | 0 | 0 | 0 | 0 | 0 | 0 | 0 | 0 | 0 | 0 | 0 | 0 | 0 | 0 | 0 | 0
NEM | Wind | 99012.0038 | 95696.0241 | 138094.7525 | 260680.5494 | 248740.9825 | 242622.1524 | 281360.2723 | 315394.5435 | 301937.6932 | 307707.0275 | 297266.431 | 349498.4912 | 346137.4077 | 337088.4641 | 325815.4483 | 317450.2229 | 329295.3794 | 330051.2303 | 322592.8449 | 310559.9082 | 327721.7101 | 330259.8017 | 318614.2102 | 303248.7063 | 293249.7605 | 287793.9577 | 275347.2338 | 262001.2251 | 257788.1307
NEM | Solar PV | 0.001707 | 0.0027109 | 0.0031328 | 0.0046605 | 0.0048378 | 0.0068879 | 1428.1363 | 1358.9155 | 12837.6584 | 13334.4251 | 29380.7774 | 66105.4252 | 73866.7013 | 70483.4936 | 68940.9849 | 66911.8624 | 97419.3903 | 93913.0505 | 89851.4302 | 91091.6485 | 100589.2118 | 129283.042 | 123691.7146 | 117696.4093 | 113468.4614 | 117263.086 | 112191.6061 | 106753.7082 | 113936.0087
NEM | Grid Battery | 0.0012961 | 0.0013076 | 0.001251 | 0.0011904 | 0.001192 | 0.0011696 | 0.0013684 | 0.0021016 | 0.0032439 | 0.0031489 | 0.0030476 | 4037.5311 | 6513.2793 | 6214.9611 | 10108.553 | 9618.5941 | 9837.9096 | 9387.3183 | 11358.0765 | 10807.5535 | 23818.6405 | 23630.7793 | 22608.7781 | 21512.9366 | 20527.6113 | 26604.2061 | 25453.608 | 24219.8784 | 23110.571
NEM | Pumped Hydro | 0 | 0 | 0.0018888 | 0.0022492 | 0.0022255 | 0.0024107 | 0.0024527 | 0.0029961 | 0.003236 | 0.0042199 | 0.020772 | 22601.1189 | 25422.7786 | 24258.3766 | 26794.0205 | 25495.3213 | 38641.9193 | 36872.0604 | 35277.3906 | 33567.5047 | 36307.8633 | 39432.4944 | 37727.089 | 35898.4669 | 34254.2623 | 32685.3648 | 31271.7642 | 29756.03 | 28393.1585
NEM | VPP | 0 | 0 | 0 | 0 | 0 | 0 | 0 | 0 | 0 | 0 | 0 | 0 | 0 | 0 | 0 | 0 | 0 | 0 | 0 | 0 | 0 | 0 | 0 | 0 | 0 | 0 | 0 | 0 | 0
Total excluding storage |  | 99012.0065 | 95696.0277 | 138094.7566 | -236912.7516 | -90723.6604 | -322725.8564 | -207945.0854 | -324713.8019 | -247832.6468 | -187182.3138 | 249272.2757 | 468070.6343 | 85464.8373 | 27403.3556 | 126191.8154 | 138590.6577 | 256145.3001 | 222214.0616 | 223049.3631 | 221436.5668 | 486194.3319 | 298008.6048 | 289972.2176 | 285584.7031 | 283362.8123 | 298697.0903 | 313290.6538 | 384025.3454 | 386893.8084
Region | Technology | 2021-22 | 2022-23 | 2023-24 | 2024-25 | 2025-26 | 2026-27 | 2027-28 | 2028-29 | 2029-30 | 2030-31 | 2031-32 | 2032-33 | 2033-34 | 2034-35 | 2035-36 | 2036-37 | 2037-38 | 2038-39 | 2039-40 | 2040-41 | 2041-42 | 2042-43 | 2043-44 | 2044-45 | 2045-46 | 2046-47 | 2047-48 | 2048-49 | 2049-50
NSW1 | Black Coal | 0 | 0 | 0 | -49202.8651 | 90853.0452 | -110308.3692 | -105537.672 | -100422.2885 | -69152.0512 | -65984.7816 | -70487.1698 | 231812.6507 | -57319.7311 | -54694.3999 | -0.00064828 | -0.00061686 | -0.0005886 | -0.00056164 | -0.00053735 | -0.00051131 | -12664.1493 | 0 | 0 | 0 | 0 | 0 | 0 | 0 | 0
NSW1 | Brown Coal | 0 | 0 | 0 | 0 | 0 | 0 | 0 | 0 | 0 | 0 | 0 | 0 | 0 | 0 | 0 | 0 | 0 | 0 | 0 | 0 | 0 | 0 | 0 | 0 | 0 | 0 | 0 | 0 | 0
NSW1 | CCGT | 4.4583e-05 | 4.4278e-05 | 4.5783e-05 | 5.261e-05 | 5.0201e-05 | 4.7901e-05 | 4.9576e-05 | 4.9007e-05 | 5.3675e-05 | 5.1216e-05 | 4.9001e-05 | 7.7853e-05 | 7.4287e-05 | 7.0884e-05 | 6.7819e-05 | 6.4532e-05 | 7.6637e-05 | 7.3127e-05 | 7.7481e-05 | 7.3726e-05 | 8.9676e-05 | 8.5568e-05 | 8.1868e-05 | 7.7899e-05 | 7.4332e-05 | 0.00017922 | 0.00017147 | 0.00016316 | 0.00015568
NSW1 | Gas - Steam | 0 | 0 | 0 | 0 | 0 | 0 | 0 | 0 | 0 | 0 | 0 | 0 | 0 | 0 | 0 | 0 | 0 | 0 | 0 | 0 | 0 | 0 | 0 | 0 | 0 | 0 | 0 | 0 | 0
NSW1 | OCGT / Diesel | 0.00016347 | 0.00016382 | 0.00016607 | 0.00015802 | 0.00015078 | 0.00014387 | 0.00013765 | 0.00013098 | 0.00012742 | 0.00012673 | 0.00012711 | 0.0006676 | 0.00063703 | 0.00060785 | 0.00080333 | 0.00076439 | 0.001024 | 0.00097707 | 3483.3749 | 3314.5366 | 3162.7259 | 3017.8682 | 2887.3493 | 6761.6155 | 6451.9232 | 6156.4152 | 5890.1581 | 6394.6088 | 6101.726
NSW1 | Hydro | 0 | 0 | 0 | 0 | 0 | 0 | 0 | 0 | 0 | 0 | 0 | 0 | 0 | 0 | 0 | 0 | 0 | 0 | 0 | 0 | 0 | 0 | 0 | 0 | 0 | 0 | 0 | 0 | 0
NSW1 | Wind | 11993.0388 | 12662.6604 | 49060.6467 | 111382.659 | 106281.1635 | 101413.3242 | 101467.3826 | 98548.8556 | 94035.1691 | 109326.7554 | 104598.5119 | 158944.0122 | 151664.1337 | 144717.6848 | 138458.8292 | 131747.7662 | 125713.5174 | 125847.0767 | 125587.5518 | 119500.3572 | 138551.3681 | 132205.5268 | 126487.8052 | 120356.9742 | 118734.7481 | 113296.5173 | 108396.5865 | 103142.6322 | 98418.5421
NSW1 | Solar PV | 0.00040773 | 0.00068717 | 0.00078973 | 0.0012348 | 0.0015636 | 0.0037359 | 1428.1311 | 1358.9103 | 12477.9411 | 11906.4344 | 12007.1389 | 37579.0053 | 41292.6957 | 39401.4272 | 39203.1785 | 37303.0107 | 57322.621 | 55652.7744 | 53245.8624 | 52368.6253 | 56102.6163 | 73229.1198 | 70062.0533 | 66666.1638 | 63612.7517 | 67950.864 | 65012.0752 | 61860.9568 | 62136.7702
NSW1 | Grid Battery | 0.00025751 | 0.00026964 | 0.00025798 | 0.00024547 | 0.00023423 | 0.0002235 | 0.0002785 | 0.00028521 | 0.00058696 | 0.0005658 | 0.00054824 | 2825.5268 | 2696.1133 | 2572.6272 | 3210.9883 | 3055.3525 | 2915.4127 | 2781.8824 | 4584.8532 | 4362.6266 | 9524.5909 | 9088.3501 | 8695.2905 | 8273.832 | 7894.8779 | 7533.2804 | 7207.4756 | 6858.1311 | 6544.0182
NSW1 | Pumped Hydro | 0 | 0 | 0.00052906 | 0.00063065 | 0.00060176 | 0.0005742 | 0.00064591 | 0.00063138 | 0.00073303 | 0.00081443 | 0.00085786 | 8025.4995 | 7657.9193 | 7307.1749 | 7879.9904 | 7498.0493 | 14952.707 | 14267.8502 | 13650.7837 | 12989.1338 | 12394.2123 | 11826.5385 | 11315.0557 | 10766.6179 | 10273.4904 | 9802.9488 | 9378.9837 | 8924.3868 | 8515.6363
NSW1 | VPP | 0 | 0 | 0 | 0 | 0 | 0 | 0 | 0 | 0 | 0 | 0 | 0 | 0 | 0 | 0 | 0 | 0 | 0 | 0 | 0 | 0 | 0 | 0 | 0 | 0 | 0 | 0 | 0 | 0
Total excluding storage |  | 11993.0394 | 12662.6613 | 49060.6477 | 62179.7954 | 197134.2104 | -8895.0411 | -2642.1581 | -514.5224 | 37361.0592 | 55248.4084 | 46118.4812 | 428335.669 | 135637.0991 | 129424.7128 | 177662.0079 | 169050.7771 | 183036.139 | 181499.8515 | 182316.7887 | 175183.5186 | 185152.5611 | 208452.5149 | 199437.2079 | 193784.7536 | 188799.4231 | 187403.7967 | 179298.82 | 171398.198 | 166657.0385
Region | Technology | 2021-22 | 2022-23 | 2023-24 | 2024-25 | 2025-26 | 2026-27 | 2027-28 | 2028-29 | 2029-30 | 2030-31 | 2031-32 | 2032-33 | 2033-34 | 2034-35 | 2035-36 | 2036-37 | 2037-38 | 2038-39 | 2039-40 | 2040-41 | 2041-42 | 2042-43 | 2043-44 | 2044-45 | 2045-46 | 2046-47 | 2047-48 | 2048-49 | 2049-50
QLD1 | Black Coal | 0 | 0 | 0 | -146256.8157 | -139557.9734 | -138379.1023 | -12348.7525 | -113618.9742 | -119127.818 | -117041.478 | 271456.9984 | 54308.405 | -54266.9285 | -112733.1601 | -65024.3564 | -52096.7098 | -26630.1351 | -25410.4343 | -24311.4652 | -23133.0948 | 217761.8783 | -21062.5605 | -17953.757 | -12167.8882 | -5805.2909 | -5.4116e-05 | -5.1775e-05 | -4.9266e-05 | -4.7009e-05
QLD1 | Brown Coal | 0 | 0 | 0 | 0 | 0 | 0 | 0 | 0 | 0 | 0 | 0 | 0 | 0 | 0 | 0 | 0 | 0 | 0 | 0 | 0 | 0 | 0 | 0 | 0 | 0 | 0 | 0 | 0 | 0
QLD1 | CCGT | 4.5448e-05 | 4.3367e-05 | 4.4137e-05 | 5.5217e-05 | 5.2688e-05 | 5.0275e-05 | 5.0145e-05 | 5.0668e-05 | 5.5313e-05 | 5.3975e-05 | 5.5404e-05 | 6.95e-05 | 6.6317e-05 | 6.3279e-05 | 6.0543e-05 | 5.7608e-05 | 5.959e-05 | 5.6861e-05 | 7.785e-05 | 7.4077e-05 | 7.0684e-05 | 7.2575e-05 | 6.9436e-05 | 6.607e-05 | 6.3044e-05 | 0.00010461 | 0.00010009 | 9.5237e-05 | 9.0875e-05
QLD1 | Gas - Steam | 0 | 0 | 0 | 0 | 0 | 0 | 0 | 0 | 0 | 0 | 0 | 0 | 0 | 0 | 0 | 0 | 0 | 0 | 0 | 0 | 0 | 0 | 0 | 0 | 0 | 0 | 0 | 0 | 0
QLD1 | OCGT / Diesel | 0.0001605 | 0.00016001 | 0.00015541 | 0.00014788 | 0.00014111 | 0.00013465 | 0.00012882 | 0.00013221 | 0.00013074 | 0.00013267 | 0.00014015 | 0.00017979 | 0.00017156 | 0.0001637 | 0.00015662 | 0.00015683 | 0.00016093 | 0.00015356 | 146.5143 | 139.4128 | 133.0275 | 126.9346 | 121.4448 | 115.5584 | 110.2657 | 5911.4054 | 5655.7446 | 5790.3639 | 6123.8214
QLD1 | Hydro | 0 | 0 | 0 | 0 | 0 | 0 | 0 | 0 | 0 | 0 | 0 | 0 | 0 | 0 | 0 | 0 | 0 | 0 | 0 | 0 | 0 | 0 | 0 | 0 | 0 | 0 | 0 | 0 | 0
QLD1 | Wind | 80457.8728 | 76772.7794 | 73452.4543 | 98691.6656 | 94171.4366 | 89858.241 | 86906.8546 | 104977.3853 | 100169.2607 | 95581.3556 | 94314.922 | 89743.5027 | 98279.5943 | 93778.239 | 92208.7441 | 90254.4892 | 94506.7971 | 90178.2415 | 86278.1468 | 82096.2676 | 84161.2461 | 91638.305 | 87675.0644 | 83503.1193 | 79678.5489 | 76029.1499 | 72740.9855 | 69215.2488 | 67651.2585
QLD1 | Solar PV | 0.00052232 | 0.00084042 | 0.00090949 | 0.00115 | 0.0010973 | 0.001047 | 0.0010597 | 0.0011722 | 0.0013265 | 0.0016092 | 4644.9541 | 5775.5425 | 10596.3996 | 10111.0683 | 9673.7775 | 9204.892 | 19138.6335 | 18262.0549 | 17472.2442 | 18461.2614 | 23064.1272 | 35612.6344 | 34072.4331 | 32420.9512 | 30936.0221 | 30396.1311 | 29081.5369 | 27671.9624 | 34291.2554
QLD1 | Grid Battery | 0.00026993 | 0.00025757 | 0.00024643 | 0.00023449 | 0.00025474 | 0.00024307 | 0.00029495 | 0.00096677 | 0.0009307 | 0.0008902 | 0.00085318 | 1211.9938 | 3817.1559 | 3642.3243 | 3484.7984 | 3315.8911 | 3823.8799 | 3648.7403 | 3490.9369 | 3321.7321 | 6851.2161 | 7440.4889 | 7118.6972 | 6773.6558 | 6463.412 | 13184.1686 | 12613.97 | 12002.5742 | 11452.838
QLD1 | Pumped Hydro | 0 | 0 | 0.00025387 | 0.00030769 | 0.00032209 | 0.00036682 | 0.000361 | 0.00093957 | 0.00089654 | 0.00085732 | 0.00082137 | 3075.9297 | 6791.8729 | 6480.7948 | 6200.5086 | 5899.9716 | 12145.9865 | 11589.6818 | 11088.4427 | 10550.9888 | 10067.7374 | 14394.2064 | 13771.6752 | 13104.1657 | 12503.9749 | 11931.2738 | 11415.2613 | 10861.9665 | 10364.4719
QLD1 | VPP | 0 | 0 | 0 | 0 | 0 | 0 | 0 | 0 | 0 | 0 | 0 | 0 | 0 | 0 | 0 | 0 | 0 | 0 | 0 | 0 | 0 | 0 | 0 | 0 | 0 | 0 | 0 | 0 | 0
Total excluding storage |  | 80457.8735 | 76772.7804 | 73452.4554 | -47565.1487 | -45386.5355 | -48520.86 | 74558.1034 | -8641.5876 | -18958.5558 | -21460.1206 | 370416.8747 | 149827.4504 | 54609.0657 | -8843.8525 | 36858.1653 | 47362.6716 | 87015.2957 | 83029.8623 | 79585.4402 | 77563.847 | 325120.279 | 106315.3136 | 103915.1855 | 103871.7408 | 104919.5458 | 112336.6864 | 107478.267 | 102677.5751 | 108066.3353
Region | Technology | 2021-22 | 2022-23 | 2023-24 | 2024-25 | 2025-26 | 2026-27 | 2027-28 | 2028-29 | 2029-30 | 2030-31 | 2031-32 | 2032-33 | 2033-34 | 2034-35 | 2035-36 | 2036-37 | 2037-38 | 2038-39 | 2039-40 | 2040-41 | 2041-42 | 2042-43 | 2043-44 | 2044-45 | 2045-46 | 2046-47 | 2047-48 | 2048-49 | 2049-50
VIC1 | Black Coal | 0 | 0 | 0 | 0 | 0 | 0 | 0 | 0 | 0 | 0 | 0 | 0 | 0 | 0 | 0 | 0 | 0 | 0 | 0 | 0 | 0 | 0 | 0 | 0 | 0 | 0 | 0 | 0 | 0
VIC1 | Brown Coal | 0 | 0 | 0 | -302133.6259 | -290759.7203 | -316660.5451 | -372847.0704 | -427425.999 | -374328.1301 | -325197.5076 | -278344.7621 | -233654.3396 | -222952.614 | -212741.0438 | -203540.2632 | -193674.7196 | -143939.3369 | -176339.7871 | -168713.3372 | -160535.8457 | -153183.0588 | -146167.0408 | -139845.5014 | -133067.2263 | -126972.5442 | -121157.0078 | -88405.2866 | 0 | 0
VIC1 | CCGT | 3.9909e-05 | 3.8081e-05 | 3.7796e-05 | 5.4778e-05 | 5.2269e-05 | 5.0847e-05 | 5.4544e-05 | 5.19e-05 | 5.5588e-05 | 5.503e-05 | 5.3782e-05 | 5.9447e-05 | 5.6724e-05 | 5.4126e-05 | 5.1785e-05 | 4.9275e-05 | 5.135e-05 | 4.8998e-05 | 5.5134e-05 | 5.2461e-05 | 7.5445e-05 | 7.1989e-05 | 7.0707e-05 | 6.7279e-05 | 6.4198e-05 | 0.00013427 | 0.00012847 | 0.00012224 | 0.00011664
VIC1 | Gas - Steam | 0 | 0 | 0 | 0 | 0 | 0 | 0 | 0 | 0 | 0 | 0 | 0 | 0 | 0 | 0 | 0 | 0 | 0 | 0 | 0 | 0 | 0 | 0 | 0 | 0 | 0 | 0 | 0 | 0
VIC1 | OCGT / Diesel | 0.00015485 | 0.00015309 | 0.00014647 | 0.00013937 | 0.00013299 | 0.0001269 | 0.00012141 | 0.00011934 | 0.00012031 | 0.00012073 | 0.00012095 | 0.00028665 | 0.00027352 | 0.000261 | 0.00043091 | 0.00041002 | 0.00039488 | 0.00037679 | 0.00039656 | 0.00037734 | 726.3125 | 693.0462 | 663.0729 | 1187.6434 | 1133.2475 | 1081.343 | 1034.5763 | 1585.2364 | 1512.6301
VIC1 | Hydro | 0 | 0 | 0 | 0 | 0 | 0 | 0 | 0 | 0 | 0 | 0 | 0 | 0 | 0 | 0 | 0 | 0 | 0 | 0 | 0 | 0 | 0 | 0 | 0 | 0 | 0 | 0 | 0 | 0
VIC1 | Wind | 0.0037437 | 0.0036228 | 0.0037574 | 19557.4267 | 18661.6667 | 23080.8189 | 64800.5406 | 70944.5654 | 67695.1972 | 64594.6546 | 61801.0211 | 58988.6315 | 56286.8622 | 60513.5159 | 58394.5177 | 60476.0333 | 74627.801 | 78756.1351 | 76335.6427 | 74968.958 | 71535.2653 | 73081.3726 | 69920.6958 | 66531.6578 | 63484.4067 | 63794.8778 | 61035.8303 | 58077.4396 | 61598.1922
VIC1 | Solar PV | 0.00015782 | 0.00020423 | 0.0002212 | 0.00060616 | 0.00057839 | 0.00056563 | 0.0014187 | 0.0013667 | 359.7121 | 1427.984 | 12604.886 | 22633.0779 | 21596.4484 | 20607.298 | 19716.0585 | 18760.4263 | 17901.179 | 17081.2777 | 16342.5343 | 15550.4159 | 15231.776 | 14534.1384 | 13905.5554 | 13231.5567 | 13788.2584 | 14019.689 | 13413.3552 | 12763.2134 | 13254.5711
VIC1 | Grid Battery | 0.00024985 | 0.00026097 | 0.00024969 | 0.00023758 | 0.00024524 | 0.00024732 | 0.00028045 | 0.00028995 | 0.00066227 | 0.00065099 | 0.00062883 | 0.0040084 | 0.0038248 | 0.0036509 | 0.0051791 | 0.0049308 | 0.0047137 | 0.0044995 | 0.011166 | 0.010628 | 1952.3298 | 1862.9101 | 1782.3416 | 1695.952 | 1618.2748 | 1544.1554 | 1477.3726 | 1405.7647 | 1341.3786
VIC1 | Pumped Hydro | 0 | 0 | 0.00028284 | 0.00049514 | 0.00047415 | 0.00062253 | 0.00059561 | 0.00057035 | 0.00073508 | 0.0016661 | 0.018185 | 11499.6885 | 10972.9852 | 10470.4057 | 12713.5204 | 12097.2993 | 11543.2246 | 11014.5273 | 10538.1629 | 10027.3809 | 13845.9122 | 13211.7483 | 12640.3569 | 12027.6821 | 11476.7959 | 10951.1411 | 10477.5182 | 9969.6756 | 9513.0492
VIC1 | VPP | 0 | 0 | 0 | 0 | 0 | 0 | 0 | 0 | 0 | 0 | 0 | 0 | 0 | 0 | 0 | 0 | 0 | 0 | 0 | 0 | 0 | 0 | 0 | 0 | 0 | 0 | 0 | 0 | 0
Total excluding storage |  | 0.0040963 | 0.0040182 | 0.0041629 | -282576.1984 | -272098.0529 | -293579.7255 | -308046.5283 | -356481.432 | -306273.2206 | -259174.8688 | -203938.8548 | -152032.6298 | -145069.3031 | -131620.2295 | -125429.6865 | -114438.2595 | -51410.3564 | -80502.3739 | -76035.1599 | -70016.4714 | -65689.705 | -57858.4835 | -55356.1773 | -52116.3683 | -48566.6314 | -42261.0978 | -12921.5247 | 72425.8894 | 76365.3935
Region | Technology | 2021-22 | 2022-23 | 2023-24 | 2024-25 | 2025-26 | 2026-27 | 2027-28 | 2028-29 | 2029-30 | 2030-31 | 2031-32 | 2032-33 | 2033-34 | 2034-35 | 2035-36 | 2036-37 | 2037-38 | 2038-39 | 2039-40 | 2040-41 | 2041-42 | 2042-43 | 2043-44 | 2044-45 | 2045-46 | 2046-47 | 2047-48 | 2048-49 | 2049-50
SA1 | Black Coal | 0 | 0 | 0 | 0 | 0 | 0 | 0 | 0 | 0 | 0 | 0 | 0 | 0 | 0 | 0 | 0 | 0 | 0 | 0 | 0 | 0 | 0 | 0 | 0 | 0 | 0 | 0 | 0 | 0
SA1 | Brown Coal | 0 | 0 | 0 | 0 | 0 | 0 | 0 | 0 | 0 | 0 | 0 | 0 | 0 | 0 | 0 | 0 | 0 | 0 | 0 | 0 | 0 | 0 | 0 | 0 | 0 | 0 | 0 | 0 | 0
SA1 | CCGT | 3.9293e-05 | 3.7493e-05 | 4.5094e-05 | 4.888e-05 | 4.6642e-05 | 4.4505e-05 | 4.3413e-05 | 4.1309e-05 | 4.4262e-05 | 4.2235e-05 | 4.0408e-05 | 5.6209e-05 | 5.3635e-05 | 5.1178e-05 | 4.8965e-05 | 4.6591e-05 | 5.8052e-05 | 5.5393e-05 | 5.6072e-05 | 5.3354e-05 | 6.5848e-05 | 6.2832e-05 | 6.6053e-05 | 6.2851e-05 | 5.9972e-05 | 9.508e-05 | 9.0968e-05 | 8.6559e-05 | 8.2594e-05
SA1 | Gas - Steam | 0 | 0 | 0 | 0 | 0 | 0 | 0 | 0 | 0 | 0 | 0 | 0 | 0 | 0 | 0 | 0 | 0 | 0 | 0 | 0 | 0 | 0 | 0 | 0 | 0 | 0 | 0 | 0 | 0
SA1 | OCGT / Diesel | 0.00015457 | 0.00015281 | 0.0001462 | 0.00013911 | 0.00013274 | 0.00012666 | 0.00012118 | 0.00011803 | 0.00011871 | 0.00011933 | 0.00011946 | 0.00027375 | 0.00026121 | 0.00024925 | 0.00069524 | 0.00066155 | 0.0010611 | 0.0010125 | 0.00098314 | 0.00093549 | 1946.6736 | 1857.513 | 1793.6838 | 1809.8843 | 1726.9888 | 1647.8901 | 1576.6209 | 1500.2025 | 1431.491
SA1 | Hydro | 0 | 0 | 0 | 0 | 0 | 0 | 0 | 0 | 0 | 0 | 0 | 0 | 0 | 0 | 0 | 0 | 0 | 0 | 0 | 0 | 0 | 0 | 0 | 0 | 0 | 0 | 0 | 0 | 0
SA1 | Wind | 0.020623 | 0.019679 | 5093.8925 | 21069.3816 | 20104.3718 | 19183.5623 | 19492.2554 | 32651.8571 | 32145.0508 | 30672.7586 | 29346.2007 | 34965.8316 | 33364.3431 | 31836.2053 | 30780.5323 | 29288.6105 | 29024.245 | 30095.1407 | 29440.6636 | 29283.4515 | 28978.7218 | 29045.3714 | 30426.9224 | 28952.139 | 27626.0873 | 31118.0984 | 29772.28 | 28329.2254 | 27031.7036
SA1 | Solar PV | 0.00055072 | 0.00087495 | 0.0010852 | 0.001543 | 0.0014778 | 0.001414 | 0.0025356 | 0.0024263 | 0.0035023 | 0.0046288 | 123.798 | 117.7991 | 381.1572 | 363.6996 | 347.9701 | 1643.5331 | 3056.9564 | 2916.9431 | 2790.789 | 4711.3456 | 6190.6921 | 5907.149 | 5651.6726 | 5377.7375 | 5131.4289 | 4896.4017 | 4684.6385 | 4457.5753 | 4253.4119
SA1 | Grid Battery | 0.00026836 | 0.00028038 | 0.00026825 | 0.00025525 | 0.00024356 | 0.00024333 | 0.00028797 | 0.00030169 | 0.00070603 | 0.00067673 | 0.00065042 | 0.0060846 | 0.0058074 | 0.0055434 | 3412.7607 | 3247.3451 | 3098.6118 | 2956.6906 | 3282.2745 | 3123.1835 | 5490.5031 | 5239.0297 | 5012.4483 | 4769.4962 | 4551.046 | 4342.6012 | 4154.7892 | 3953.4076 | 3772.3355
SA1 | Pumped Hydro | 0 | 0 | 0.00021966 | 0.0002157 | 0.00020777 | 0.00022299 | 0.00021827 | 0.00021383 | 0.00024568 | 0.00025221 | 0.00025415 | 0.00047325 | 0.00045157 | 0.00043089 | 0.00048355 | 0.000461 | 0.00055079 | 0.00052556 | 0.00050283 | 0.00047846 | 0.00057599 | 0.0005502 | 0.00052641 | 0.00053346 | 0.00050902 | 0.00048571 | 0.0004647 | 0.00044218 | 0.00042193
SA1 | VPP | 0 | 0 | 0 | 0 | 0 | 0 | 0 | 0 | 0 | 0 | 0 | 0 | 0 | 0 | 0 | 0 | 0 | 0 | 0 | 0 | 0 | 0 | 0 | 0 | 0 | 0 | 0 | 0 | 0
Total excluding storage |  | 0.021368 | 0.020744 | 5093.8937 | 21069.3834 | 20104.3734 | 19183.5639 | 19492.2581 | 32651.8596 | 32145.0545 | 30672.7634 | 29469.9989 | 35083.631 | 33745.5006 | 32199.9052 | 31128.5031 | 30932.1443 | 32081.2025 | 33012.0849 | 32231.4537 | 33994.7981 | 37116.0876 | 36810.0335 | 37872.2788 | 36139.7608 | 34484.5051 | 37662.3902 | 36033.5396 | 34287.0033 | 32716.6065
Region | Technology | 2021-22 | 2022-23 | 2023-24 | 2024-25 | 2025-26 | 2026-27 | 2027-28 | 2028-29 | 2029-30 | 2030-31 | 2031-32 | 2032-33 | 2033-34 | 2034-35 | 2035-36 | 2036-37 | 2037-38 | 2038-39 | 2039-40 | 2040-41 | 2041-42 | 2042-43 | 2043-44 | 2044-45 | 2045-46 | 2046-47 | 2047-48 | 2048-49 | 2049-50
TAS1 | Black Coal | 0 | 0 | 0 | 0 | 0 | 0 | 0 | 0 | 0 | 0 | 0 | 0 | 0 | 0 | 0 | 0 | 0 | 0 | 0 | 0 | 0 | 0 | 0 | 0 | 0 | 0 | 0 | 0 | 0
TAS1 | Brown Coal | 0 | 0 | 0 | 0 | 0 | 0 | 0 | 0 | 0 | 0 | 0 | 0 | 0 | 0 | 0 | 0 | 0 | 0 | 0 | 0 | 0 | 0 | 0 | 0 | 0 | 0 | 0 | 0 | 0
TAS1 | CCGT | 3.4728e-05 | 3.3138e-05 | 3.2821e-05 | 3.123e-05 | 2.98e-05 | 2.9662e-05 | 3.0425e-05 | 3.0327e-05 | 3.16e-05 | 3.0153e-05 | 2.8849e-05 | 2.9319e-05 | 2.7976e-05 | 2.6695e-05 | 2.5541e-05 | 2.4303e-05 | 2.3845e-05 | 2.4713e-05 | 2.4656e-05 | 2.3461e-05 | 2.2994e-05 | 2.1941e-05 | 2.0992e-05 | 1.9974e-05 | 1.9059e-05 | 2.1822e-05 | 2.2026e-05 | 2.1835e-05 | 2.0835e-05
TAS1 | Gas - Steam | 0 | 0 | 0 | 0 | 0 | 0 | 0 | 0 | 0 | 0 | 0 | 0 | 0 | 0 | 0 | 0 | 0 | 0 | 0 | 0 | 0 | 0 | 0 | 0 | 0 | 0 | 0 | 0 | 0
TAS1 | OCGT / Diesel | 0.00015646 | 0.00015084 | 0.00014432 | 0.00013732 | 0.00013103 | 0.00012503 | 0.00011962 | 0.00011681 | 0.0001171 | 0.00011737 | 0.0001175 | 0.00013963 | 0.00013324 | 0.00012714 | 0.00012164 | 0.00011845 | 0.0001167 | 0.0001169 | 0.00014486 | 0.00013784 | 0.00013153 | 0.0001255 | 0.00012115 | 0.00011888 | 0.00011976 | 0.00012145 | 0.00011968 | 0.00012748 | 0.00012254
TAS1 | Hydro | 0 | 0 | 0 | 0 | 0 | 0 | 0 | 0 | 0 | 0 | 0 | 0 | 0 | 0 | 0 | 0 | 0 | 0 | 0 | 0 | 0 | 0 | 0 | 0 | 0 | 0 | 0 | 0 | 0
TAS1 | Wind | 6561.0679 | 6260.561 | 10487.7552 | 9979.4165 | 9522.344 | 9086.2061 | 8693.2392 | 8271.8801 | 7893.0154 | 7531.5032 | 7205.7752 | 6856.5132 | 6542.4744 | 6242.8191 | 5972.8251 | 5683.3238 | 5423.0189 | 5174.6364 | 4950.8399 | 4710.874 | 4495.1087 | 4289.2259 | 4103.7223 | 3904.816 | 3725.9694 | 3555.3143 | 3401.5515 | 3236.6792 | 3088.4343
TAS1 | Solar PV | 6.8358e-05 | 0.00010413 | 0.00012721 | 0.00012656 | 0.00012076 | 0.00012526 | 0.00014967 | 0.00016466 | 0.00033442 | 0.00042525 | 0.00040845 | 0.00039161 | 0.00037368 | 0.00035656 | 0.00034114 | 0.0003246 | 0.00030974 | 0.00029722 | 0.00028436 | 0.00027058 | 0.00025971 | 0.00024874 | 0.00023798 | 0.00022644 | 0.00021711 | 0.00020847 | 0.00020201 | 0.00019305 | 0.00018421
TAS1 | Grid Battery | 0.00025047 | 0.000239 | 0.00022866 | 0.00021758 | 0.00021427 | 0.00021242 | 0.00022658 | 0.00025797 | 0.00035795 | 0.00036524 | 0.00036689 | 0.00045889 | 0.00043787 | 0.00042164 | 0.00041534 | 0.00043444 | 0.00044501 | 0.00043312 | 0.00058578 | 0.00056027 | 0.00061604 | 0.00058938 | 0.00061102 | 0.00059908 | 0.00060211 | 0.00061613 | 0.00061537 | 0.00070035 | 0.00070073
TAS1 | Pumped Hydro | 0 | 0 | 0.00060339 | 0.00060008 | 0.00061969 | 0.00062415 | 0.00063187 | 0.00064101 | 0.00062567 | 0.00062986 | 0.00065319 | 0.00076218 | 0.00072984 | 0.00069926 | 0.00067728 | 0.00068815 | 0.00069839 | 0.00067159 | 0.00079068 | 0.00075419 | 0.00072363 | 0.00069341 | 0.00067017 | 0.00064837 | 0.00064845 | 0.00064222 | 0.00062621 | 0.0006784 | 0.00065086
TAS1 | VPP | 0 | 0 | 0 | 0 | 0 | 0 | 0 | 0 | 0 | 0 | 0 | 0 | 0 | 0 | 0 | 0 | 0 | 0 | 0 | 0 | 0 | 0 | 0 | 0 | 0 | 0 | 0 | 0 | 0
Total excluding storage |  | 6561.0682 | 6260.5613 | 10487.7555 | 9979.4168 | 9522.3442 | 9086.2063 | 8693.2395 | 8271.8804 | 7893.0159 | 7531.5038 | 7205.7758 | 6856.5138 | 6542.475 | 6242.8196 | 5972.8256 | 5683.3243 | 5423.0193 | 5174.6368 | 4950.8403 | 4710.8744 | 4495.1092 | 4289.2263 | 4103.7227 | 3904.8163 | 3725.9698 | 3555.3147 | 3401.5518 | 3236.6795 | 3088.4347

## BaseCase_Fuel Cost
Fuel cost by technology ($000s) - Base Case, Central No State Based Schemes Sensitivity
Fuel | Real June 2020 dollars discounted to 1 July 2020
Explicitly modelled generation
Region | Technology | 2021-22 | 2022-23 | 2023-24 | 2024-25 | 2025-26 | 2026-27 | 2027-28 | 2028-29 | 2029-30 | 2030-31 | 2031-32 | 2032-33 | 2033-34 | 2034-35 | 2035-36 | 2036-37 | 2037-38 | 2038-39 | 2039-40 | 2040-41 | 2041-42 | 2042-43 | 2043-44 | 2044-45 | 2045-46 | 2046-47 | 2047-48 | 2048-49 | 2049-50
NEM | Black Coal | 1494312.0798 | 1332069.0892 | 1257998.1394 | 1014460.0905 | 906747.705 | 830441.3108 | 793950.838 | 797434.3322 | 696811.995 | 628253.7421 | 546434.6229 | 332905.72 | 317130.2886 | 265642.1061 | 189922.6228 | 176462.8889 | 165387.7531 | 157032.7508 | 138548.1464 | 129408.4427 | 95974.3228 | 57165.7631 | 42315.997 | 37213.5376 | 33572.2667 | 36969.557 | 33694.0398 | 31553.5625 | 29326.1755
NEM | Brown Coal | 213606.5001 | 177828.6361 | 182181.859 | 88220.1432 | 85659.4417 | 67332.3038 | 10534.9057 | 7918.9857 | 7658.708 | 7187.3969 | 6415.3683 | 6218.9442 | 6230.9087 | 5173.7863 | 4875.6092 | 4377.5607 | 3658.3607 | 4099.5016 | 3414.0585 | 2146.0902 | 2900.765 | 3274.2298 | 3203.8479 | 2823.7682 | 2546.5579 | 3125.0382 | 0.0018212 | 0 | 0
NEM | CCGT | 185433.615 | 177282.0109 | 135232.4847 | 185733.6196 | 197730.6332 | 163665.1336 | 156559.2789 | 153873.285 | 222381.4116 | 195628.2707 | 194388.5939 | 237491 | 266109.6164 | 225777.6192 | 177736.5541 | 143031.3463 | 131684.7832 | 134119.8104 | 110794.1895 | 117187.4733 | 110701.9192 | 125078.9215 | 75180.1908 | 71376.3772 | 40348.3808 | 30893.3218 | 29701.5245 | 28377.2569 | 27252.7495
NEM | Gas - Steam | 85989.6829 | 82701.0105 | 77361.3064 | 18377.3334 | 16467.8947 | 18491.2108 | 15097.1727 | 17004.1639 | 13712.0242 | 15409.5266 | 17348.9105 | 30028.3166 | 29310.2003 | 38205.5361 | 11129.8492 | 11076.3342 | 21977.4962 | 18024.8105 | 3270.8602 | 4051.9592 | 3557.2022 | 4869.243 | 3830.1768 | 3546.8358 | 3969.1142 | 0 | 0 | 0 | 0
NEM | OCGT / Diesel | 4789.5493 | 1996.0573 | 8984.2514 | 21167.6724 | 13043.1442 | 16201.0986 | 12054.6715 | 19907.0836 | 17319.019 | 21711.5119 | 24143.8767 | 45094.2817 | 33293.301 | 35187.4799 | 40060.3109 | 40851.5285 | 72054.6834 | 36726.3747 | 111053.9808 | 181202.8528 | 144312.5089 | 178243.1582 | 284488.5315 | 158316.6318 | 182629.28 | 377260.5483 | 401939.7505 | 415824.7303 | 400911.9151
NEM | Hydro | 0 | 0 | 0 | 0 | 0 | 0 | 0 | 0 | 0 | 0 | 0 | 0 | 0 | 0 | 0 | 0 | 0 | 0 | 0 | 0 | 0 | 0 | 0 | 0 | 0 | 0 | 0 | 0 | 0
NEM | Wind | 0 | 0 | 0 | 0 | 0 | 0 | 0 | 0 | 0 | 0 | 0 | 0 | 0 | 0 | 0 | 0 | 0 | 0 | 0 | 0 | 0 | 0 | 0 | 0 | 0 | 0 | 0 | 0 | 0
NEM | Solar PV | 0 | 0 | 0 | 0 | 0 | 0 | 0 | 0 | 0 | 0 | 0 | 0 | 0 | 0 | 0 | 0 | 0 | 0 | 0 | 0 | 0 | 0 | 0 | 0 | 0 | 0 | 0 | 0 | 0
NEM | Grid Battery | 0 | 0 | 0 | 0 | 0 | 0 | 0 | 0 | 0 | 0 | 0 | 0 | 0 | 0 | 0 | 0 | 0 | 0 | 0 | 0 | 0 | 0 | 0 | 0 | 0 | 0 | 0 | 0 | 0
NEM | Pumped Hydro | 0 | 0 | 0 | 0 | 0 | 0 | 0 | 0 | 0 | 0 | 0 | 0 | 0 | 0 | 0 | 0 | 0 | 0 | 0 | 0 | 0 | 0 | 0 | 0 | 0 | 0 | 0 | 0 | 0
NEM | VPP | 0 | 0 | 0 | 0 | 0 | 0 | 0 | 0 | 0 | 0 | 0 | 0 | 0 | 0 | 0 | 0 | 0 | 0 | 0 | 0 | 0 | 0 | 0 | 0 | 0 | 0 | 0 | 0 | 0
Total excluding storage |  | 1984131.4271 | 1771876.804 | 1661758.0409 | 1327958.859 | 1219648.8188 | 1096131.0576 | 988196.8668 | 996137.8503 | 957883.1578 | 868190.4481 | 788731.3724 | 651738.2626 | 652074.315 | 569986.5276 | 423724.9463 | 375799.6586 | 394763.0766 | 350003.248 | 367081.2354 | 433996.8182 | 357446.718 | 368631.3155 | 409018.7441 | 273277.1506 | 263065.5996 | 448248.4654 | 465335.3166 | 475755.5497 | 457490.8402
Region | Technology | 2021-22 | 2022-23 | 2023-24 | 2024-25 | 2025-26 | 2026-27 | 2027-28 | 2028-29 | 2029-30 | 2030-31 | 2031-32 | 2032-33 | 2033-34 | 2034-35 | 2035-36 | 2036-37 | 2037-38 | 2038-39 | 2039-40 | 2040-41 | 2041-42 | 2042-43 | 2043-44 | 2044-45 | 2045-46 | 2046-47 | 2047-48 | 2048-49 | 2049-50
NSW1 | Black Coal | 857730.5391 | 748765.0967 | 684270.896 | 641531.6238 | 561207.1217 | 496340.0964 | 489389.686 | 515144.0927 | 447337.138 | 408520.3615 | 348160.9221 | 130797.1992 | 153109.7925 | 128455.9473 | 62492.3602 | 70784.1117 | 72711.9314 | 67623.2883 | 59958.2903 | 50570.05 | 26696.0176 | 0 | 0 | 0 | 0 | 0 | 0 | 0 | 0
NSW1 | Brown Coal | 0 | 0 | 0 | 0 | 0 | 0 | 0 | 0 | 0 | 0 | 0 | 0 | 0 | 0 | 0 | 0 | 0 | 0 | 0 | 0 | 0 | 0 | 0 | 0 | 0 | 0 | 0 | 0 | 0
NSW1 | CCGT | 2321.8125 | 2212.4861 | 6452.6233 | 14654.9843 | 10321.2267 | 3615.6622 | 10380.9839 | 12532.6136 | 48897.123 | 30459.1378 | 28649.2508 | 50884.3472 | 52482.3568 | 47979.4907 | 32930.601 | 26642.311 | 35293.5172 | 44042.7121 | 35479.1612 | 37430.3695 | 34563.3827 | 39148.7396 | 3463.2026 | 0.0032561 | 0.0031629 | 0.0082698 | 0.007785 | 0.0072047 | 0.0067146
NSW1 | Gas - Steam | 0 | 0 | 0 | 0 | 0 | 0 | 0 | 0 | 0 | 0 | 0 | 0 | 0 | 0 | 0 | 0 | 0 | 0 | 0 | 0 | 0 | 0 | 0 | 0 | 0 | 0 | 0 | 0 | 0
NSW1 | OCGT / Diesel | 0.0027803 | 0.0027511 | 1116.8698 | 5274.3198 | 874.0766 | 1364.9261 | 1215.2061 | 2322.7549 | 1625.4559 | 2532.438 | 1681.9759 | 6856.8786 | 5564.4576 | 8206.3532 | 12837.3219 | 9776.8025 | 17293.6793 | 4602.5546 | 45210.0319 | 96478.5666 | 53103.5564 | 67440.3887 | 125954.1235 | 67306.6209 | 78679.7809 | 155442.6982 | 208762.5788 | 202154.8349 | 192638.4062
NSW1 | Hydro | 0 | 0 | 0 | 0 | 0 | 0 | 0 | 0 | 0 | 0 | 0 | 0 | 0 | 0 | 0 | 0 | 0 | 0 | 0 | 0 | 0 | 0 | 0 | 0 | 0 | 0 | 0 | 0 | 0
NSW1 | Wind | 0 | 0 | 0 | 0 | 0 | 0 | 0 | 0 | 0 | 0 | 0 | 0 | 0 | 0 | 0 | 0 | 0 | 0 | 0 | 0 | 0 | 0 | 0 | 0 | 0 | 0 | 0 | 0 | 0
NSW1 | Solar PV | 0 | 0 | 0 | 0 | 0 | 0 | 0 | 0 | 0 | 0 | 0 | 0 | 0 | 0 | 0 | 0 | 0 | 0 | 0 | 0 | 0 | 0 | 0 | 0 | 0 | 0 | 0 | 0 | 0
NSW1 | Grid Battery | 0 | 0 | 0 | 0 | 0 | 0 | 0 | 0 | 0 | 0 | 0 | 0 | 0 | 0 | 0 | 0 | 0 | 0 | 0 | 0 | 0 | 0 | 0 | 0 | 0 | 0 | 0 | 0 | 0
NSW1 | Pumped Hydro | 0 | 0 | 0 | 0 | 0 | 0 | 0 | 0 | 0 | 0 | 0 | 0 | 0 | 0 | 0 | 0 | 0 | 0 | 0 | 0 | 0 | 0 | 0 | 0 | 0 | 0 | 0 | 0 | 0
NSW1 | VPP | 0 | 0 | 0 | 0 | 0 | 0 | 0 | 0 | 0 | 0 | 0 | 0 | 0 | 0 | 0 | 0 | 0 | 0 | 0 | 0 | 0 | 0 | 0 | 0 | 0 | 0 | 0 | 0 | 0
Total excluding storage |  | 860052.3544 | 750977.5855 | 691840.3891 | 661460.9278 | 572402.425 | 501320.6847 | 500985.8759 | 529999.4612 | 497859.7169 | 441511.9373 | 378492.1487 | 188538.425 | 211156.6068 | 184641.7912 | 108260.2831 | 107203.2252 | 125299.1279 | 116268.5549 | 140647.4834 | 184478.9861 | 114362.9567 | 106589.1282 | 129417.3261 | 67306.6241 | 78679.7841 | 155442.7065 | 208762.5866 | 202154.8421 | 192638.4129
Region | Technology | 2021-22 | 2022-23 | 2023-24 | 2024-25 | 2025-26 | 2026-27 | 2027-28 | 2028-29 | 2029-30 | 2030-31 | 2031-32 | 2032-33 | 2033-34 | 2034-35 | 2035-36 | 2036-37 | 2037-38 | 2038-39 | 2039-40 | 2040-41 | 2041-42 | 2042-43 | 2043-44 | 2044-45 | 2045-46 | 2046-47 | 2047-48 | 2048-49 | 2049-50
QLD1 | Black Coal | 636581.5407 | 583303.9925 | 573727.2434 | 372928.4667 | 345540.5833 | 334101.2143 | 304561.152 | 282290.2394 | 249474.8569 | 219733.3806 | 198273.7009 | 202108.5208 | 164020.496 | 137186.1588 | 127430.2626 | 105678.7772 | 92675.8217 | 89409.4625 | 78589.8561 | 78838.3927 | 69278.3052 | 57165.7631 | 42315.997 | 37213.5376 | 33572.2667 | 36969.557 | 33694.0398 | 31553.5625 | 29326.1755
QLD1 | Brown Coal | 0 | 0 | 0 | 0 | 0 | 0 | 0 | 0 | 0 | 0 | 0 | 0 | 0 | 0 | 0 | 0 | 0 | 0 | 0 | 0 | 0 | 0 | 0 | 0 | 0 | 0 | 0 | 0 | 0
QLD1 | CCGT | 90078.0855 | 87644.8541 | 92196.7762 | 132543.737 | 138373.6884 | 119865.4694 | 119012.1309 | 115156.6834 | 137291.0101 | 130855.2825 | 133193.475 | 142173.2535 | 164229.5885 | 131148.5978 | 117133.7427 | 90468.7351 | 96391.2592 | 90077.0916 | 75315.0212 | 79757.0972 | 76138.528 | 85930.1737 | 71716.98 | 71376.3664 | 40348.3703 | 30893.2999 | 29701.5037 | 28377.2374 | 27252.7313
QLD1 | Gas - Steam | 2275.8005 | 2225.0212 | 4283.293 | 4349.5715 | 4338.5575 | 4173.366 | 3834.537 | 3545.0128 | 3418.9448 | 3455.9448 | 3465.0942 | 3329.507 | 5148.257 | 3545.1475 | 2735.2002 | 3129.4392 | 3523.5002 | 3225.3335 | 3270.8602 | 4051.9592 | 3557.2022 | 4869.243 | 3830.1768 | 3546.8358 | 3969.1142 | 0 | 0 | 0 | 0
QLD1 | OCGT / Diesel | 0.0046511 | 0.004553 | 0.0045521 | 6422.9325 | 2853.7856 | 3065.7753 | 3635.8361 | 9262.6325 | 8019.4754 | 10055.6121 | 14325.6543 | 21492.8339 | 14261.311 | 7949.0117 | 9597.2609 | 16715.4276 | 23624.1929 | 10835.7131 | 25214.3569 | 28656.5847 | 32686.64 | 42996.7739 | 34475.0754 | 34193.4747 | 46684.3354 | 140548.9982 | 115708.9131 | 105344.8473 | 97502.7937
QLD1 | Hydro | 0 | 0 | 0 | 0 | 0 | 0 | 0 | 0 | 0 | 0 | 0 | 0 | 0 | 0 | 0 | 0 | 0 | 0 | 0 | 0 | 0 | 0 | 0 | 0 | 0 | 0 | 0 | 0 | 0
QLD1 | Wind | 0 | 0 | 0 | 0 | 0 | 0 | 0 | 0 | 0 | 0 | 0 | 0 | 0 | 0 | 0 | 0 | 0 | 0 | 0 | 0 | 0 | 0 | 0 | 0 | 0 | 0 | 0 | 0 | 0
QLD1 | Solar PV | 0 | 0 | 0 | 0 | 0 | 0 | 0 | 0 | 0 | 0 | 0 | 0 | 0 | 0 | 0 | 0 | 0 | 0 | 0 | 0 | 0 | 0 | 0 | 0 | 0 | 0 | 0 | 0 | 0
QLD1 | Grid Battery | 0 | 0 | 0 | 0 | 0 | 0 | 0 | 0 | 0 | 0 | 0 | 0 | 0 | 0 | 0 | 0 | 0 | 0 | 0 | 0 | 0 | 0 | 0 | 0 | 0 | 0 | 0 | 0 | 0
QLD1 | Pumped Hydro | 0 | 0 | 0 | 0 | 0 | 0 | 0 | 0 | 0 | 0 | 0 | 0 | 0 | 0 | 0 | 0 | 0 | 0 | 0 | 0 | 0 | 0 | 0 | 0 | 0 | 0 | 0 | 0 | 0
QLD1 | VPP | 0 | 0 | 0 | 0 | 0 | 0 | 0 | 0 | 0 | 0 | 0 | 0 | 0 | 0 | 0 | 0 | 0 | 0 | 0 | 0 | 0 | 0 | 0 | 0 | 0 | 0 | 0 | 0 | 0
Total excluding storage |  | 728935.4313 | 673173.8723 | 670207.3171 | 516244.7076 | 491106.6147 | 461205.825 | 431043.656 | 410254.5681 | 398204.2872 | 364100.2199 | 349257.9244 | 369104.1153 | 347659.6525 | 279828.9157 | 256896.4664 | 215992.3791 | 216214.7741 | 193547.6007 | 182390.0944 | 191304.0338 | 181660.6755 | 190961.9537 | 152338.2292 | 146330.2145 | 124574.0865 | 208411.855 | 179104.4565 | 165275.6472 | 154081.7005
Region | Technology | 2021-22 | 2022-23 | 2023-24 | 2024-25 | 2025-26 | 2026-27 | 2027-28 | 2028-29 | 2029-30 | 2030-31 | 2031-32 | 2032-33 | 2033-34 | 2034-35 | 2035-36 | 2036-37 | 2037-38 | 2038-39 | 2039-40 | 2040-41 | 2041-42 | 2042-43 | 2043-44 | 2044-45 | 2045-46 | 2046-47 | 2047-48 | 2048-49 | 2049-50
VIC1 | Black Coal | 0 | 0 | 0 | 0 | 0 | 0 | 0 | 0 | 0 | 0 | 0 | 0 | 0 | 0 | 0 | 0 | 0 | 0 | 0 | 0 | 0 | 0 | 0 | 0 | 0 | 0 | 0 | 0 | 0
VIC1 | Brown Coal | 213606.5001 | 177828.6361 | 182181.859 | 88220.1432 | 85659.4417 | 67332.3038 | 10534.9057 | 7918.9857 | 7658.708 | 7187.3969 | 6415.3683 | 6218.9442 | 6230.9087 | 5173.7863 | 4875.6092 | 4377.5607 | 3658.3607 | 4099.5016 | 3414.0585 | 2146.0902 | 2900.765 | 3274.2298 | 3203.8479 | 2823.7682 | 2546.5579 | 3125.0382 | 0.0018212 | 0 | 0
VIC1 | CCGT | 0.0016513 | 0.0016129 | 0.0016666 | 0.0025369 | 0.002462 | 0.0023851 | 0.0025251 | 0.0024559 | 0.0027145 | 0.0027028 | 0.002653 | 0.003025 | 0.0029477 | 0.0027876 | 0.0026427 | 0.0025289 | 0.0026837 | 0.0026066 | 0.0029079 | 0.002764 | 0.0039209 | 0.0038843 | 0.0038264 | 0.0034859 | 0.0034041 | 0.0075839 | 0.0072077 | 0.0067389 | 0.0063239
VIC1 | Gas - Steam | 841.4374 | 347.2203 | 830.7174 | 4826.571 | 3579.4602 | 3535.1505 | 4489.205 | 6450.977 | 4075.4708 | 4685.272 | 5665.038 | 11062.414 | 7974.5585 | 10300.673 | 8394.649 | 7946.895 | 18453.996 | 14799.477 | 0 | 0 | 0 | 0 | 0 | 0 | 0 | 0 | 0 | 0 | 0
VIC1 | OCGT / Diesel | 820.507 | 0.0042805 | 1027.8995 | 3323.5301 | 1943.1171 | 5642.8912 | 3680.522 | 4605.8788 | 3793.6926 | 4847.0185 | 3993.4912 | 6287.2662 | 2542.7977 | 4923.7664 | 8972.3849 | 7004.8882 | 14145.7197 | 4764.6041 | 19276.4952 | 32532.0547 | 22660.145 | 24255.8258 | 58258.6318 | 30056.9981 | 29708.2132 | 43865.9274 | 38854.6786 | 68187.7261 | 71897.9404
VIC1 | Hydro | 0 | 0 | 0 | 0 | 0 | 0 | 0 | 0 | 0 | 0 | 0 | 0 | 0 | 0 | 0 | 0 | 0 | 0 | 0 | 0 | 0 | 0 | 0 | 0 | 0 | 0 | 0 | 0 | 0
VIC1 | Wind | 0 | 0 | 0 | 0 | 0 | 0 | 0 | 0 | 0 | 0 | 0 | 0 | 0 | 0 | 0 | 0 | 0 | 0 | 0 | 0 | 0 | 0 | 0 | 0 | 0 | 0 | 0 | 0 | 0
VIC1 | Solar PV | 0 | 0 | 0 | 0 | 0 | 0 | 0 | 0 | 0 | 0 | 0 | 0 | 0 | 0 | 0 | 0 | 0 | 0 | 0 | 0 | 0 | 0 | 0 | 0 | 0 | 0 | 0 | 0 | 0
VIC1 | Grid Battery | 0 | 0 | 0 | 0 | 0 | 0 | 0 | 0 | 0 | 0 | 0 | 0 | 0 | 0 | 0 | 0 | 0 | 0 | 0 | 0 | 0 | 0 | 0 | 0 | 0 | 0 | 0 | 0 | 0
VIC1 | Pumped Hydro | 0 | 0 | 0 | 0 | 0 | 0 | 0 | 0 | 0 | 0 | 0 | 0 | 0 | 0 | 0 | 0 | 0 | 0 | 0 | 0 | 0 | 0 | 0 | 0 | 0 | 0 | 0 | 0 | 0
VIC1 | VPP | 0 | 0 | 0 | 0 | 0 | 0 | 0 | 0 | 0 | 0 | 0 | 0 | 0 | 0 | 0 | 0 | 0 | 0 | 0 | 0 | 0 | 0 | 0 | 0 | 0 | 0 | 0 | 0 | 0
Total excluding storage |  | 215268.4461 | 178175.8623 | 184040.4775 | 96370.2468 | 91182.0215 | 76510.3479 | 18704.6352 | 18975.8439 | 15527.8742 | 16719.69 | 16073.9001 | 23568.6274 | 16748.2679 | 20398.2284 | 22242.6458 | 19329.3464 | 36258.0791 | 23663.5853 | 22690.5566 | 34678.1476 | 25560.914 | 27530.0595 | 61462.4835 | 32880.7698 | 32254.7745 | 46990.9733 | 38854.6876 | 68187.7328 | 71897.9467
Region | Technology | 2021-22 | 2022-23 | 2023-24 | 2024-25 | 2025-26 | 2026-27 | 2027-28 | 2028-29 | 2029-30 | 2030-31 | 2031-32 | 2032-33 | 2033-34 | 2034-35 | 2035-36 | 2036-37 | 2037-38 | 2038-39 | 2039-40 | 2040-41 | 2041-42 | 2042-43 | 2043-44 | 2044-45 | 2045-46 | 2046-47 | 2047-48 | 2048-49 | 2049-50
SA1 | Black Coal | 0 | 0 | 0 | 0 | 0 | 0 | 0 | 0 | 0 | 0 | 0 | 0 | 0 | 0 | 0 | 0 | 0 | 0 | 0 | 0 | 0 | 0 | 0 | 0 | 0 | 0 | 0 | 0 | 0
SA1 | Brown Coal | 0 | 0 | 0 | 0 | 0 | 0 | 0 | 0 | 0 | 0 | 0 | 0 | 0 | 0 | 0 | 0 | 0 | 0 | 0 | 0 | 0 | 0 | 0 | 0 | 0 | 0 | 0 | 0 | 0
SA1 | CCGT | 93033.7138 | 87424.6677 | 36583.082 | 38534.8942 | 49035.7142 | 40183.9981 | 27166.16 | 26183.984 | 36193.2741 | 34313.846 | 32545.8639 | 44433.3947 | 49397.6666 | 46649.5265 | 27672.2064 | 25920.2963 | 0.0028068 | 0.0027101 | 0.0027359 | 0.0025802 | 0.0031539 | 0.0030987 | 0.0032694 | 0.0029801 | 0.0029078 | 0.0048576 | 0.0045687 | 0.0043124 | 0.0040227
SA1 | Gas - Steam | 82872.445 | 80128.769 | 72247.296 | 9201.1909 | 8549.877 | 10782.6943 | 6773.4307 | 7008.1741 | 6217.6086 | 7268.3098 | 8218.7783 | 15636.3956 | 16187.3847 | 24359.7156 | 0 | 0 | 0 | 0 | 0 | 0 | 0 | 0 | 0 | 0 | 0 | 0 | 0 | 0 | 0
SA1 | OCGT / Diesel | 3969.033 | 1996.044 | 6839.4757 | 6146.8883 | 7372.1632 | 6127.5043 | 3523.1055 | 3715.8156 | 3880.3932 | 4276.4416 | 4142.7535 | 10447.486 | 10924.733 | 14108.3472 | 8653.3416 | 7354.4086 | 16986.6564 | 16523.5014 | 21353.0953 | 23535.4172 | 35828.1215 | 43550.1685 | 65800.6998 | 26742.3811 | 27556.9495 | 37402.9233 | 38613.5787 | 40127.2143 | 38872.7737
SA1 | Hydro | 0 | 0 | 0 | 0 | 0 | 0 | 0 | 0 | 0 | 0 | 0 | 0 | 0 | 0 | 0 | 0 | 0 | 0 | 0 | 0 | 0 | 0 | 0 | 0 | 0 | 0 | 0 | 0 | 0
SA1 | Wind | 0 | 0 | 0 | 0 | 0 | 0 | 0 | 0 | 0 | 0 | 0 | 0 | 0 | 0 | 0 | 0 | 0 | 0 | 0 | 0 | 0 | 0 | 0 | 0 | 0 | 0 | 0 | 0 | 0
SA1 | Solar PV | 0 | 0 | 0 | 0 | 0 | 0 | 0 | 0 | 0 | 0 | 0 | 0 | 0 | 0 | 0 | 0 | 0 | 0 | 0 | 0 | 0 | 0 | 0 | 0 | 0 | 0 | 0 | 0 | 0
SA1 | Grid Battery | 0 | 0 | 0 | 0 | 0 | 0 | 0 | 0 | 0 | 0 | 0 | 0 | 0 | 0 | 0 | 0 | 0 | 0 | 0 | 0 | 0 | 0 | 0 | 0 | 0 | 0 | 0 | 0 | 0
SA1 | Pumped Hydro | 0 | 0 | 0 | 0 | 0 | 0 | 0 | 0 | 0 | 0 | 0 | 0 | 0 | 0 | 0 | 0 | 0 | 0 | 0 | 0 | 0 | 0 | 0 | 0 | 0 | 0 | 0 | 0 | 0
SA1 | VPP | 0 | 0 | 0 | 0 | 0 | 0 | 0 | 0 | 0 | 0 | 0 | 0 | 0 | 0 | 0 | 0 | 0 | 0 | 0 | 0 | 0 | 0 | 0 | 0 | 0 | 0 | 0 | 0 | 0
Total excluding storage |  | 179875.1918 | 169549.4806 | 115669.8538 | 53882.9734 | 64957.7543 | 57094.1967 | 37462.6963 | 36907.9737 | 46291.276 | 45858.5974 | 44907.3958 | 70517.2763 | 76509.7843 | 85117.5893 | 36325.548 | 33274.7049 | 16986.6592 | 16523.5041 | 21353.0981 | 23535.4198 | 35828.1247 | 43550.1716 | 65800.703 | 26742.3841 | 27556.9524 | 37402.9281 | 38613.5833 | 40127.2186 | 38872.7777
Region | Technology | 2021-22 | 2022-23 | 2023-24 | 2024-25 | 2025-26 | 2026-27 | 2027-28 | 2028-29 | 2029-30 | 2030-31 | 2031-32 | 2032-33 | 2033-34 | 2034-35 | 2035-36 | 2036-37 | 2037-38 | 2038-39 | 2039-40 | 2040-41 | 2041-42 | 2042-43 | 2043-44 | 2044-45 | 2045-46 | 2046-47 | 2047-48 | 2048-49 | 2049-50
TAS1 | Black Coal | 0 | 0 | 0 | 0 | 0 | 0 | 0 | 0 | 0 | 0 | 0 | 0 | 0 | 0 | 0 | 0 | 0 | 0 | 0 | 0 | 0 | 0 | 0 | 0 | 0 | 0 | 0 | 0 | 0
TAS1 | Brown Coal | 0 | 0 | 0 | 0 | 0 | 0 | 0 | 0 | 0 | 0 | 0 | 0 | 0 | 0 | 0 | 0 | 0 | 0 | 0 | 0 | 0 | 0 | 0 | 0 | 0 | 0 | 0 | 0 | 0
TAS1 | CCGT | 0.0016235 | 0.0015624 | 0.0016085 | 0.0015695 | 0.0015064 | 0.0015096 | 0.0015552 | 0.0015637 | 0.0016567 | 0.0016165 | 0.001554 | 0.001623 | 0.0015587 | 0.0014402 | 0.0014112 | 0.0013683 | 0.0013482 | 0.0014009 | 0.0013988 | 0.0013112 | 0.0013208 | 0.0012687 | 0.0011637 | 0.0011162 | 0.0010765 | 0.0012406 | 0.0012524 | 0.0012449 | 0.0011793
TAS1 | Gas - Steam | 0 | 0 | 0 | 0 | 0 | 0 | 0 | 0 | 0 | 0 | 0 | 0 | 0 | 0 | 0 | 0 | 0 | 0 | 0 | 0 | 0 | 0 | 0 | 0 | 0 | 0 | 0 | 0 | 0
TAS1 | OCGT / Diesel | 0.001838 | 0.0017041 | 0.001785 | 0.0017699 | 0.0017238 | 0.0017634 | 0.0017781 | 0.0017897 | 0.0018697 | 0.0018387 | 0.0017392 | 9.817 | 0.0018297 | 0.0015301 | 0.0015768 | 0.0015729 | 4.435 | 0.0015853 | 0.001608 | 0.22966 | 34.0459 | 0.0012688 | 0.0010451 | 17.157 | 0.0010127 | 0.0012341 | 0.0012363 | 10.1078 | 0.0011496
TAS1 | Hydro | 0 | 0 | 0 | 0 | 0 | 0 | 0 | 0 | 0 | 0 | 0 | 0 | 0 | 0 | 0 | 0 | 0 | 0 | 0 | 0 | 0 | 0 | 0 | 0 | 0 | 0 | 0 | 0 | 0
TAS1 | Wind | 0 | 0 | 0 | 0 | 0 | 0 | 0 | 0 | 0 | 0 | 0 | 0 | 0 | 0 | 0 | 0 | 0 | 0 | 0 | 0 | 0 | 0 | 0 | 0 | 0 | 0 | 0 | 0 | 0
TAS1 | Solar PV | 0 | 0 | 0 | 0 | 0 | 0 | 0 | 0 | 0 | 0 | 0 | 0 | 0 | 0 | 0 | 0 | 0 | 0 | 0 | 0 | 0 | 0 | 0 | 0 | 0 | 0 | 0 | 0 | 0
TAS1 | Grid Battery | 0 | 0 | 0 | 0 | 0 | 0 | 0 | 0 | 0 | 0 | 0 | 0 | 0 | 0 | 0 | 0 | 0 | 0 | 0 | 0 | 0 | 0 | 0 | 0 | 0 | 0 | 0 | 0 | 0
TAS1 | Pumped Hydro | 0 | 0 | 0 | 0 | 0 | 0 | 0 | 0 | 0 | 0 | 0 | 0 | 0 | 0 | 0 | 0 | 0 | 0 | 0 | 0 | 0 | 0 | 0 | 0 | 0 | 0 | 0 | 0 | 0
TAS1 | VPP | 0 | 0 | 0 | 0 | 0 | 0 | 0 | 0 | 0 | 0 | 0 | 0 | 0 | 0 | 0 | 0 | 0 | 0 | 0 | 0 | 0 | 0 | 0 | 0 | 0 | 0 | 0 | 0 | 0
Total excluding storage |  | 0.0034614 | 0.0032665 | 0.0033935 | 0.0033394 | 0.0032302 | 0.003273 | 0.0033333 | 0.0033534 | 0.0035263 | 0.0034552 | 0.0032932 | 9.8186 | 0.0033885 | 0.0029703 | 0.002988 | 0.0029412 | 4.4364 | 0.0029862 | 0.0030068 | 0.23097 | 34.0472 | 0.0025375 | 0.0022088 | 17.1581 | 0.0020892 | 0.0024747 | 0.0024887 | 10.109 | 0.0023288

## BaseCase_Build Cost
New generation build cost (CAPEX) by technology ($000s) - Base Case, Central No State Based Schemes Sensitivity
CAPEX (Install) | Real June 2020 dollars discounted to 1 July 2020. The total capital costs are annualised for modelling purposes.
Explicitly modelled generation
Region | Technology | 2021-22 | 2022-23 | 2023-24 | 2024-25 | 2025-26 | 2026-27 | 2027-28 | 2028-29 | 2029-30 | 2030-31 | 2031-32 | 2032-33 | 2033-34 | 2034-35 | 2035-36 | 2036-37 | 2037-38 | 2038-39 | 2039-40 | 2040-41 | 2041-42 | 2042-43 | 2043-44 | 2044-45 | 2045-46 | 2046-47 | 2047-48 | 2048-49 | 2049-50
NEM | Black Coal | 0 | 0 | 0 | 0 | 0 | 0 | 0 | 0 | 0 | 0 | 0 | 0 | 0 | 0 | 0 | 0 | 0 | 0 | 0 | 0 | 0 | 0 | 0 | 0 | 0 | 0 | 0 | 0 | 0
NEM | Brown Coal | 0 | 0 | 0 | 0 | 0 | 0 | 0 | 0 | 0 | 0 | 0 | 0 | 0 | 0 | 0 | 0 | 0 | 0 | 0 | 0 | 0 | 0 | 0 | 0 | 0 | 0 | 0 | 0 | 0
NEM | CCGT | 0.0025089 | 0.0024145 | 0.0025295 | 0.002985 | 0.0028483 | 0.0027449 | 0.0028035 | 0.0027412 | 0.0029477 | 0.0028518 | 0.0027875 | 0.0035589 | 0.0033959 | 0.0032403 | 0.0031002 | 0.0029499 | 0.0032696 | 0.0031432 | 0.0035196 | 0.003349 | 0.0039131 | 0.003794 | 0.0037241 | 0.0035436 | 0.0033813 | 0.005565 | 0.0053314 | 0.0050155 | 0.0046068
NEM | Gas - Steam | 0 | 0 | 0 | 0 | 0 | 0 | 0 | 0 | 0 | 0 | 0 | 0 | 0 | 0 | 0 | 0 | 0 | 0 | 0 | 0 | 0 | 0 | 0 | 0 | 0 | 0 | 0 | 0 | 0
NEM | OCGT / Diesel | 0.0064066 | 0.006329 | 0.0061449 | 0.0058471 | 0.0055793 | 0.0053237 | 0.0050935 | 0.0050006 | 0.0049784 | 0.0049951 | 0.0050565 | 0.01183 | 0.011288 | 0.010771 | 0.0166 | 0.01588 | 0.02052 | 0.019624 | 24414.712 | 23231.3372 | 41263.6459 | 39373.7079 | 37788.4274 | 67357.4241 | 64272.3513 | 100978.7758 | 96611.5717 | 104157.6361 | 103454.6751
NEM | Hydro | 0 | 0 | 0 | 0 | 0 | 0 | 0 | 0 | 0 | 0 | 0 | 0 | 0 | 0 | 0 | 0 | 0 | 0 | 0 | 0 | 0 | 0 | 0 | 0 | 0 | 0 | 0 | 0 | 0
NEM | Wind | 494779.7067 | 477810.2761 | 677553.8445 | 1268600.5983 | 1210496.7554 | 1181183.6367 | 1371871.9113 | 1534996.7158 | 1469406.4458 | 1491062.9161 | 1440064.4053 | 1670925.9321 | 1652708.0581 | 1608606.4841 | 1554015.5154 | 1512158.3421 | 1562545.9139 | 1560769.6403 | 1522371.5228 | 1464721.9461 | 1524724.1312 | 1531149.1008 | 1476630.8333 | 1405389.3652 | 1356054.3055 | 1174708.7259 | 1122137.7137 | 999726.6841 | 793670.5578
NEM | Solar PV | 0.0094356 | 0.014559 | 0.016595 | 0.023802 | 0.024407 | 0.032803 | 5765 | 5485.5743 | 49151.1429 | 51351.5496 | 114797.5247 | 248738.5575 | 276314.6369 | 263659.0046 | 257316.903 | 249729.9827 | 350410.2877 | 337416.7485 | 322823.9021 | 325988.4305 | 355194.8405 | 440868.6396 | 421801.6306 | 401357.0152 | 386555.0531 | 393739.2961 | 376710.5687 | 358451.5048 | 375098.3007
NEM | Grid Battery | 0.011022 | 0.011113 | 0.010632 | 0.010117 | 0.010067 | 0.0098343 | 0.011006 | 0.01521 | 0.021576 | 0.020888 | 0.020173 | 20638.0609 | 33472.7573 | 31939.6539 | 51940.504 | 49422.9615 | 50332.6479 | 48027.3359 | 56690.183 | 53942.4247 | 112247.9499 | 111113.046 | 106307.5478 | 101154.8488 | 96521.8022 | 121654.0948 | 116392.7089 | 110751.1833 | 105678.6075
NEM | Pumped Hydro | 0 | 0 | 0.020423 | 0.024427 | 0.024086 | 0.026343 | 0.026656 | 0.032764 | 0.035601 | 0.046849 | 0.2375 | 251263.8063 | 283052.1129 | 270087.8939 | 298555.7719 | 284084.8517 | 424926.344 | 405464.0686 | 387928.2627 | 369125.4808 | 400695.718 | 435282.9452 | 416457.5093 | 396271.9228 | 378122.0639 | 360803.4965 | 345199.2025 | 328467.4876 | 313423.1756
NEM | VPP | 0 | 0 | 0 | 0 | 0 | 0 | 0 | 0 | 0 | 0 | 0 | 0 | 0 | 0 | 0 | 0 | 0 | 0 | 0 | 0 | 0 | 0 | 0 | 0 | 0 | 0 | 0 | 0 | 0
Total excluding storage |  | 494779.7251 | 477810.2994 | 677553.8698 | 1268600.631 | 1210496.7882 | 1181183.6776 | 1377636.9192 | 1540482.2979 | 1518557.5967 | 1542414.4735 | 1554861.9378 | 1919664.5049 | 1929022.7098 | 1872265.5027 | 1811332.4381 | 1761888.3437 | 1912956.2255 | 1898186.4115 | 1869610.1405 | 1813941.7172 | 1921182.6215 | 2011391.452 | 1936220.8949 | 1874103.8081 | 1806881.7133 | 1669426.8034 | 1595459.8595 | 1462335.83 | 1272223.5382
Region | Technology | 2021-22 | 2022-23 | 2023-24 | 2024-25 | 2025-26 | 2026-27 | 2027-28 | 2028-29 | 2029-30 | 2030-31 | 2031-32 | 2032-33 | 2033-34 | 2034-35 | 2035-36 | 2036-37 | 2037-38 | 2038-39 | 2039-40 | 2040-41 | 2041-42 | 2042-43 | 2043-44 | 2044-45 | 2045-46 | 2046-47 | 2047-48 | 2048-49 | 2049-50
NSW1 | Black Coal | 0 | 0 | 0 | 0 | 0 | 0 | 0 | 0 | 0 | 0 | 0 | 0 | 0 | 0 | 0 | 0 | 0 | 0 | 0 | 0 | 0 | 0 | 0 | 0 | 0 | 0 | 0 | 0 | 0
NSW1 | Brown Coal | 0 | 0 | 0 | 0 | 0 | 0 | 0 | 0 | 0 | 0 | 0 | 0 | 0 | 0 | 0 | 0 | 0 | 0 | 0 | 0 | 0 | 0 | 0 | 0 | 0 | 0 | 0 | 0 | 0
NSW1 | CCGT | 0.0005268 | 0.00052315 | 0.00054079 | 0.00062085 | 0.00059241 | 0.00056528 | 0.00058458 | 0.00057762 | 0.00063159 | 0.00060266 | 0.00057659 | 0.00090996 | 0.00086829 | 0.00082852 | 0.00079268 | 0.00075426 | 0.00089229 | 0.00085142 | 0.00090039 | 0.00085675 | 0.0010372 | 0.00098973 | 0.00094693 | 0.00090103 | 0.00085976 | 0.001877 | 0.0017895 | 0.0016903 | 0.00158
NSW1 | Gas - Steam | 0 | 0 | 0 | 0 | 0 | 0 | 0 | 0 | 0 | 0 | 0 | 0 | 0 | 0 | 0 | 0 | 0 | 0 | 0 | 0 | 0 | 0 | 0 | 0 | 0 | 0 | 0 | 0 | 0
NSW1 | OCGT / Diesel | 0.0012755 | 0.0012781 | 0.0012936 | 0.0012309 | 0.0011745 | 0.0011208 | 0.0010723 | 0.0010203 | 0.00099475 | 0.00098892 | 0.00099126 | 0.0048081 | 0.0045878 | 0.0043777 | 0.0057275 | 0.0054499 | 0.0072391 | 0.0069076 | 23401.0289 | 22266.7871 | 21246.935 | 20273.793 | 19396.9778 | 45182.6765 | 43113.2409 | 41138.5882 | 39359.3964 | 42674.0257 | 40719.4902
NSW1 | Hydro | 0 | 0 | 0 | 0 | 0 | 0 | 0 | 0 | 0 | 0 | 0 | 0 | 0 | 0 | 0 | 0 | 0 | 0 | 0 | 0 | 0 | 0 | 0 | 0 | 0 | 0 | 0 | 0 | 0
NSW1 | Wind | 57393.7365 | 60457.2509 | 229705.7828 | 520074.1969 | 496254.0059 | 473524.816 | 473579.239 | 459615.0962 | 438564.03 | 507434.652 | 485488.7469 | 727417.2089 | 694100.3899 | 662309.5321 | 633665.4876 | 602951.888 | 575335.7714 | 573047.8641 | 569935.0317 | 542310.4342 | 614974.2841 | 586807.6125 | 561428.9267 | 534216.6127 | 524782.5917 | 482984.5159 | 460329.6991 | 384978.0575 | 274036.4393
NSW1 | Solar PV | 0.0021346 | 0.0034935 | 0.0039602 | 0.0059289 | 0.0073275 | 0.01638 | 5764.9748 | 5485.5494 | 47633.8283 | 45452.1337 | 45703.7353 | 135959.2816 | 148673.4702 | 141863.9982 | 140789.3763 | 133965.352 | 198666.2439 | 192622.8133 | 184292.1207 | 180779.7228 | 191600.4042 | 241384.3977 | 230944.8287 | 219750.9929 | 209686.062 | 219828.975 | 210321.6499 | 200127.4141 | 198983.173
NSW1 | Grid Battery | 0.0020704 | 0.002165 | 0.0020714 | 0.001971 | 0.0018807 | 0.0017946 | 0.00211 | 0.0021223 | 0.0037081 | 0.0035682 | 0.0034495 | 14259.5814 | 13606.4708 | 12983.2737 | 16005.9938 | 15230.1875 | 14532.6217 | 13867.0054 | 21810.2531 | 20753.1158 | 42941.5747 | 40974.785 | 39202.6774 | 37302.5339 | 35594.0209 | 33963.7604 | 32494.8706 | 30919.8527 | 29503.6756
NSW1 | Pumped Hydro | 0 | 0 | 0.0052706 | 0.0062805 | 0.0059928 | 0.0057183 | 0.0064316 | 0.0062868 | 0.0072926 | 0.0080928 | 0.0085298 | 84320.1776 | 80458.1847 | 76773.077 | 82741.2319 | 78730.786 | 156332.7619 | 149172.4827 | 142720.9619 | 135803.314 | 129583.3223 | 123648.2083 | 118300.58 | 112566.5817 | 107410.8604 | 102491.279 | 98058.661 | 93305.7832 | 89032.2359
NSW1 | VPP | 0 | 0 | 0 | 0 | 0 | 0 | 0 | 0 | 0 | 0 | 0 | 0 | 0 | 0 | 0 | 0 | 0 | 0 | 0 | 0 | 0 | 0 | 0 | 0 | 0 | 0 | 0 | 0 | 0
Total excluding storage |  | 57393.7405 | 60457.2562 | 229705.7886 | 520074.2046 | 496254.015 | 473524.8341 | 479344.2155 | 465100.6472 | 486197.8599 | 552886.7872 | 531192.4837 | 863376.4962 | 842773.8655 | 804173.5355 | 774454.8704 | 736917.2462 | 774002.0234 | 765670.6852 | 777628.1822 | 745356.945 | 827821.6243 | 848465.8042 | 811770.7341 | 799150.283 | 777581.8954 | 743952.081 | 710010.7472 | 627779.4989 | 513739.104
Region | Technology | 2021-22 | 2022-23 | 2023-24 | 2024-25 | 2025-26 | 2026-27 | 2027-28 | 2028-29 | 2029-30 | 2030-31 | 2031-32 | 2032-33 | 2033-34 | 2034-35 | 2035-36 | 2036-37 | 2037-38 | 2038-39 | 2039-40 | 2040-41 | 2041-42 | 2042-43 | 2043-44 | 2044-45 | 2045-46 | 2046-47 | 2047-48 | 2048-49 | 2049-50
QLD1 | Black Coal | 0 | 0 | 0 | 0 | 0 | 0 | 0 | 0 | 0 | 0 | 0 | 0 | 0 | 0 | 0 | 0 | 0 | 0 | 0 | 0 | 0 | 0 | 0 | 0 | 0 | 0 | 0 | 0 | 0
QLD1 | Brown Coal | 0 | 0 | 0 | 0 | 0 | 0 | 0 | 0 | 0 | 0 | 0 | 0 | 0 | 0 | 0 | 0 | 0 | 0 | 0 | 0 | 0 | 0 | 0 | 0 | 0 | 0 | 0 | 0 | 0
QLD1 | CCGT | 0.00055422 | 0.00052884 | 0.00053811 | 0.00067229 | 0.0006415 | 0.00061212 | 0.00061029 | 0.00061623 | 0.00067164 | 0.00065521 | 0.00067189 | 0.0008397 | 0.00080124 | 0.00076455 | 0.00073148 | 0.00069603 | 0.00071878 | 0.00068586 | 0.00093238 | 0.00088719 | 0.00084656 | 0.00086785 | 0.00083032 | 0.00079007 | 0.00075388 | 0.0010645 | 0.0010185 | 0.00095919 | 0.00086566
QLD1 | Gas - Steam | 0 | 0 | 0 | 0 | 0 | 0 | 0 | 0 | 0 | 0 | 0 | 0 | 0 | 0 | 0 | 0 | 0 | 0 | 0 | 0 | 0 | 0 | 0 | 0 | 0 | 0 | 0 | 0 | 0
QLD1 | OCGT / Diesel | 0.0012909 | 0.0012869 | 0.00125 | 0.0011894 | 0.0011349 | 0.001083 | 0.0010361 | 0.001062 | 0.0010506 | 0.001065 | 0.0011221 | 0.0014278 | 0.0013624 | 0.0013 | 0.0012437 | 0.0012461 | 0.0012787 | 0.0012201 | 1013.6714 | 964.539 | 920.3617 | 878.2077 | 840.2263 | 799.5008 | 762.8824 | 40378.1392 | 38631.8358 | 39542.2526 | 41798.7748
QLD1 | Hydro | 0 | 0 | 0 | 0 | 0 | 0 | 0 | 0 | 0 | 0 | 0 | 0 | 0 | 0 | 0 | 0 | 0 | 0 | 0 | 0 | 0 | 0 | 0 | 0 | 0 | 0 | 0 | 0 | 0
QLD1 | Wind | 404143.8715 | 385633.4652 | 368955.3084 | 492131.3372 | 469590.9706 | 448082.9871 | 433207.4156 | 518985.4464 | 495215.1204 | 472533.5117 | 465585.0893 | 443018.303 | 481040.4734 | 459008.0859 | 450407.1123 | 439744.8173 | 456613.2826 | 435699.697 | 416856.2374 | 396651.3243 | 403459.5564 | 433518.3438 | 414769.2247 | 394995.906 | 376904.4903 | 234567.0615 | 224422.3332 | 213544.6405 | 166679.5253
QLD1 | Solar PV | 0.0028986 | 0.0045349 | 0.0048626 | 0.0059909 | 0.0057165 | 0.0054547 | 0.0054686 | 0.0058875 | 0.0064607 | 0.0075185 | 17896.0257 | 22158.0526 | 40114.5884 | 38277.279 | 36621.8352 | 34846.7844 | 69097.8627 | 65933.0752 | 63081.5533 | 66162.4286 | 80971.8944 | 120645.9346 | 115428.1508 | 109833.3784 | 104802.842 | 102542.0912 | 98107.2751 | 93352.0409 | 111012.3014
QLD1 | Grid Battery | 0.0022631 | 0.0021594 | 0.002066 | 0.0019659 | 0.0021 | 0.0020038 | 0.0023126 | 0.0062546 | 0.006014 | 0.0057501 | 0.0055094 | 6378.4192 | 19866.229 | 18956.3253 | 18136.4883 | 17257.4175 | 19640.3344 | 18740.7771 | 17930.2622 | 17061.1871 | 32848.4051 | 35350.1217 | 33821.2738 | 32181.9655 | 30707.9822 | 58854.6482 | 56309.259 | 53579.9623 | 51125.9182
QLD1 | Pumped Hydro | 0 | 0 | 0.0028992 | 0.0035127 | 0.0036761 | 0.0041837 | 0.0041167 | 0.010668 | 0.010179 | 0.0097338 | 0.0093255 | 34596.6203 | 76308.6148 | 72813.5637 | 69664.4694 | 66287.8507 | 135896.8096 | 129672.5282 | 124064.3557 | 118050.9886 | 112644.0732 | 160424.5054 | 153486.3488 | 146046.9054 | 139357.7341 | 132974.9375 | 127223.9399 | 121057.4286 | 115512.814
QLD1 | VPP | 0 | 0 | 0 | 0 | 0 | 0 | 0 | 0 | 0 | 0 | 0 | 0 | 0 | 0 | 0 | 0 | 0 | 0 | 0 | 0 | 0 | 0 | 0 | 0 | 0 | 0 | 0 | 0 | 0
Total excluding storage |  | 404143.8762 | 385633.4716 | 368955.3151 | 492131.3451 | 469590.9781 | 448082.9942 | 433207.4227 | 518985.454 | 495215.1286 | 472533.5209 | 483481.1168 | 465176.3578 | 521155.064 | 497285.367 | 487028.9494 | 474591.6036 | 525711.1473 | 501632.774 | 480951.463 | 463778.2927 | 485351.8133 | 555042.487 | 531037.6027 | 505628.7859 | 482470.2155 | 377487.293 | 361161.4451 | 346438.9349 | 319490.6024
Region | Technology | 2021-22 | 2022-23 | 2023-24 | 2024-25 | 2025-26 | 2026-27 | 2027-28 | 2028-29 | 2029-30 | 2030-31 | 2031-32 | 2032-33 | 2033-34 | 2034-35 | 2035-36 | 2036-37 | 2037-38 | 2038-39 | 2039-40 | 2040-41 | 2041-42 | 2042-43 | 2043-44 | 2044-45 | 2045-46 | 2046-47 | 2047-48 | 2048-49 | 2049-50
VIC1 | Black Coal | 0 | 0 | 0 | 0 | 0 | 0 | 0 | 0 | 0 | 0 | 0 | 0 | 0 | 0 | 0 | 0 | 0 | 0 | 0 | 0 | 0 | 0 | 0 | 0 | 0 | 0 | 0 | 0 | 0
VIC1 | Brown Coal | 0 | 0 | 0 | 0 | 0 | 0 | 0 | 0 | 0 | 0 | 0 | 0 | 0 | 0 | 0 | 0 | 0 | 0 | 0 | 0 | 0 | 0 | 0 | 0 | 0 | 0 | 0 | 0 | 0
VIC1 | CCGT | 0.00050469 | 0.00048158 | 0.00047791 | 0.00069127 | 0.0006596 | 0.00064157 | 0.00068751 | 0.00065419 | 0.00069973 | 0.00069239 | 0.00067649 | 0.00074612 | 0.00071195 | 0.00067934 | 0.00064996 | 0.00061846 | 0.00064324 | 0.00061378 | 0.00068805 | 0.0006547 | 0.00093356 | 0.0008908 | 0.00087447 | 0.00083208 | 0.00079397 | 0.0014813 | 0.0014173 | 0.0013433 | 0.0012085
VIC1 | Gas - Steam | 0 | 0 | 0 | 0 | 0 | 0 | 0 | 0 | 0 | 0 | 0 | 0 | 0 | 0 | 0 | 0 | 0 | 0 | 0 | 0 | 0 | 0 | 0 | 0 | 0 | 0 | 0 | 0 | 0
VIC1 | OCGT / Diesel | 0.0012879 | 0.0012733 | 0.0012182 | 0.0011592 | 0.0011061 | 0.0010554 | 0.0010098 | 0.00099236 | 0.0010001 | 0.0010027 | 0.0010038 | 0.0022846 | 0.0021799 | 0.0020801 | 0.0033569 | 0.0031942 | 0.0030779 | 0.0029369 | 0.0031227 | 0.0029713 | 5173.4721 | 4936.5192 | 4723.0214 | 8435.5696 | 8049.2077 | 7680.5413 | 7348.3676 | 11215.7353 | 10702.0375
VIC1 | Hydro | 0 | 0 | 0 | 0 | 0 | 0 | 0 | 0 | 0 | 0 | 0 | 0 | 0 | 0 | 0 | 0 | 0 | 0 | 0 | 0 | 0 | 0 | 0 | 0 | 0 | 0 | 0 | 0 | 0
VIC1 | Wind | 0.018764 | 0.018119 | 0.018782 | 98960.0722 | 94427.5498 | 116232.0967 | 322457.7376 | 353100.5246 | 336927.9873 | 321496.175 | 307591.8897 | 293568.6806 | 280122.7869 | 298887.7132 | 288247.5522 | 296572.9886 | 360871.8601 | 379058.3693 | 367170.7572 | 359827.1387 | 343346.5063 | 349179.8308 | 334078.2454 | 317885.5598 | 303325.9174 | 303425.2044 | 290302.4492 | 276231.5648 | 259196.8185
VIC1 | Solar PV | 0.00091261 | 0.0011595 | 0.0012426 | 0.0031565 | 0.003012 | 0.0029377 | 0.0067444 | 0.0064903 | 1517.2907 | 5899.3861 | 50719.1315 | 90165.7839 | 86036.0533 | 82095.4707 | 78544.9456 | 74737.8925 | 71314.815 | 68048.4877 | 65105.4773 | 61949.8318 | 60450.2134 | 57681.5048 | 55186.8528 | 52511.9604 | 53687.6342 | 53831.4799 | 51503.3365 | 49006.9832 | 49868.984
VIC1 | Grid Battery | 0.0022056 | 0.0023008 | 0.0022013 | 0.0020946 | 0.0021398 | 0.0021371 | 0.0023372 | 0.0023676 | 0.0045227 | 0.0044253 | 0.0042678 | 0.022958 | 0.021907 | 0.02091 | 0.028858 | 0.027473 | 0.02626 | 0.025065 | 0.057445 | 0.054677 | 9251.9408 | 8828.1877 | 8446.3797 | 8036.9859 | 7668.8797 | 7317.6333 | 7001.1548 | 6661.8106 | 6356.6887
VIC1 | Pumped Hydro | 0 | 0 | 0.0033051 | 0.0057819 | 0.0055368 | 0.007261 | 0.006947 | 0.0066522 | 0.0085548 | 0.019304 | 0.20971 | 132346.9938 | 126285.2994 | 120501.2398 | 146150.0565 | 139066.2013 | 132696.7572 | 126619.0431 | 121142.9299 | 115271.1636 | 158468.3065 | 151210.2161 | 144670.5658 | 137658.4212 | 131353.4553 | 125337.2664 | 119916.5884 | 114104.2626 | 108878.1131
VIC1 | VPP | 0 | 0 | 0 | 0 | 0 | 0 | 0 | 0 | 0 | 0 | 0 | 0 | 0 | 0 | 0 | 0 | 0 | 0 | 0 | 0 | 0 | 0 | 0 | 0 | 0 | 0 | 0 | 0 | 0
Total excluding storage |  | 0.021469 | 0.021033 | 0.021721 | 98960.0772 | 94427.5545 | 116232.1013 | 322457.746 | 353100.5327 | 338445.2798 | 327395.5628 | 358311.0229 | 383734.4676 | 366158.8431 | 380983.1867 | 366792.5019 | 371310.885 | 432186.6789 | 447106.8605 | 432276.2383 | 421776.9741 | 408970.1928 | 411797.8556 | 393988.1206 | 378833.0907 | 365062.76 | 364937.227 | 349154.1546 | 336454.2847 | 319767.8412
Region | Technology | 2021-22 | 2022-23 | 2023-24 | 2024-25 | 2025-26 | 2026-27 | 2027-28 | 2028-29 | 2029-30 | 2030-31 | 2031-32 | 2032-33 | 2033-34 | 2034-35 | 2035-36 | 2036-37 | 2037-38 | 2038-39 | 2039-40 | 2040-41 | 2041-42 | 2042-43 | 2043-44 | 2044-45 | 2045-46 | 2046-47 | 2047-48 | 2048-49 | 2049-50
SA1 | Black Coal | 0 | 0 | 0 | 0 | 0 | 0 | 0 | 0 | 0 | 0 | 0 | 0 | 0 | 0 | 0 | 0 | 0 | 0 | 0 | 0 | 0 | 0 | 0 | 0 | 0 | 0 | 0 | 0 | 0
SA1 | Brown Coal | 0 | 0 | 0 | 0 | 0 | 0 | 0 | 0 | 0 | 0 | 0 | 0 | 0 | 0 | 0 | 0 | 0 | 0 | 0 | 0 | 0 | 0 | 0 | 0 | 0 | 0 | 0 | 0 | 0
SA1 | CCGT | 0.00049692 | 0.00047416 | 0.00056985 | 0.00061731 | 0.00058904 | 0.00056206 | 0.00054815 | 0.00052159 | 0.00055803 | 0.00053247 | 0.00050944 | 0.00070468 | 0.0006724 | 0.00064161 | 0.00061386 | 0.0005841 | 0.00072405 | 0.00069089 | 0.00069857 | 0.00066471 | 0.00081603 | 0.00077865 | 0.00081699 | 0.00077739 | 0.00074179 | 0.0010103 | 0.00096662 | 0.00088391 | 0.00082019
SA1 | Gas - Steam | 0 | 0 | 0 | 0 | 0 | 0 | 0 | 0 | 0 | 0 | 0 | 0 | 0 | 0 | 0 | 0 | 0 | 0 | 0 | 0 | 0 | 0 | 0 | 0 | 0 | 0 | 0 | 0 | 0
SA1 | OCGT / Diesel | 0.0012888 | 0.0012742 | 0.001219 | 0.00116 | 0.0011068 | 0.0010561 | 0.0010105 | 0.0009839 | 0.00098917 | 0.00099345 | 0.00099386 | 0.0021933 | 0.0020928 | 0.001997 | 0.0052997 | 0.0050428 | 0.007991 | 0.007625 | 0.007426 | 0.007066 | 13922.876 | 13285.187 | 12828.2009 | 12939.6763 | 12347.0194 | 11781.5067 | 11271.9714 | 10725.6219 | 10234.372
SA1 | Hydro | 0 | 0 | 0 | 0 | 0 | 0 | 0 | 0 | 0 | 0 | 0 | 0 | 0 | 0 | 0 | 0 | 0 | 0 | 0 | 0 | 0 | 0 | 0 | 0 | 0 | 0 | 0 | 0 | 0
SA1 | Wind | 0.1069 | 0.10201 | 26096.7601 | 107198.0248 | 102288.1916 | 97603.2433 | 98865.2438 | 161654.5194 | 158965.4061 | 151684.5489 | 145124.3845 | 172405.6504 | 164509.2084 | 156974.4357 | 151627.8119 | 144278.4632 | 142425.2049 | 146914.2874 | 143486.6784 | 142218.2332 | 140315.1436 | 140051.0992 | 145696.0578 | 138634.2144 | 132284.5577 | 146122.0242 | 139802.4318 | 124972.4213 | 93757.7747
SA1 | Solar PV | 0.0031143 | 0.0048135 | 0.0058609 | 0.0080631 | 0.0077192 | 0.0073834 | 0.012238 | 0.011703 | 0.016041 | 0.020446 | 478.6305 | 455.4377 | 1490.5234 | 1422.2551 | 1360.7444 | 6179.9524 | 11331.3648 | 10812.371 | 10344.7496 | 17096.4462 | 22172.3274 | 21156.8014 | 20241.7972 | 19260.6826 | 18378.514 | 17536.7492 | 16778.3065 | 15965.066 | 15233.8416
SA1 | Grid Battery | 0.0023531 | 0.0024553 | 0.0023491 | 0.0022353 | 0.0021329 | 0.0021129 | 0.0023873 | 0.0024426 | 0.004769 | 0.0045679 | 0.004387 | 0.03426 | 0.032699 | 0.031212 | 17797.9903 | 16935.3263 | 16159.6628 | 15419.5256 | 16949.6068 | 16128.0638 | 27206.0267 | 25959.9491 | 24837.2142 | 23633.3609 | 22550.9169 | 21518.0504 | 20587.4219 | 19589.5549 | 18692.3224
SA1 | Pumped Hydro | 0 | 0 | 0.0038339 | 0.0037645 | 0.0036261 | 0.0038896 | 0.0038068 | 0.0037284 | 0.0042771 | 0.0043879 | 0.0044194 | 0.0081832 | 0.0078084 | 0.0074507 | 0.0083475 | 0.007958 | 0.0094832 | 0.0090489 | 0.0086575 | 0.0082379 | 0.0098822 | 0.0094397 | 0.0090314 | 0.0091421 | 0.0087233 | 0.0083238 | 0.0079638 | 0.0075778 | 0.0072307
SA1 | VPP | 0 | 0 | 0 | 0 | 0 | 0 | 0 | 0 | 0 | 0 | 0 | 0 | 0 | 0 | 0 | 0 | 0 | 0 | 0 | 0 | 0 | 0 | 0 | 0 | 0 | 0 | 0 | 0 | 0
Total excluding storage |  | 0.1118 | 0.10857 | 26096.7678 | 107198.0347 | 102288.201 | 97603.2523 | 98865.2576 | 161654.5326 | 158965.4237 | 151684.5708 | 145603.0166 | 172861.091 | 165999.7345 | 158396.6935 | 152988.5622 | 150458.4212 | 153756.5784 | 157726.6667 | 153831.4362 | 159314.6872 | 176410.3478 | 174493.0883 | 178766.0567 | 170834.574 | 163010.0919 | 175440.2811 | 167852.7106 | 151663.11 | 119225.9892
Region | Technology | 2021-22 | 2022-23 | 2023-24 | 2024-25 | 2025-26 | 2026-27 | 2027-28 | 2028-29 | 2029-30 | 2030-31 | 2031-32 | 2032-33 | 2033-34 | 2034-35 | 2035-36 | 2036-37 | 2037-38 | 2038-39 | 2039-40 | 2040-41 | 2041-42 | 2042-43 | 2043-44 | 2044-45 | 2045-46 | 2046-47 | 2047-48 | 2048-49 | 2049-50
TAS1 | Black Coal | 0 | 0 | 0 | 0 | 0 | 0 | 0 | 0 | 0 | 0 | 0 | 0 | 0 | 0 | 0 | 0 | 0 | 0 | 0 | 0 | 0 | 0 | 0 | 0 | 0 | 0 | 0 | 0 | 0
TAS1 | Brown Coal | 0 | 0 | 0 | 0 | 0 | 0 | 0 | 0 | 0 | 0 | 0 | 0 | 0 | 0 | 0 | 0 | 0 | 0 | 0 | 0 | 0 | 0 | 0 | 0 | 0 | 0 | 0 | 0 | 0
TAS1 | CCGT | 0.0004263 | 0.00040677 | 0.00040284 | 0.00038331 | 0.00036575 | 0.00036392 | 0.00037299 | 0.0003716 | 0.00038674 | 0.00036903 | 0.00035307 | 0.00035842 | 0.000342 | 0.00032634 | 0.00031222 | 0.00029709 | 0.00029128 | 0.00030123 | 0.00030019 | 0.00028564 | 0.00027974 | 0.00026693 | 0.00025538 | 0.000243 | 0.00023187 | 0.00013185 | 0.00013955 | 0.00013879 | 0.00013243
TAS1 | Gas - Steam | 0 | 0 | 0 | 0 | 0 | 0 | 0 | 0 | 0 | 0 | 0 | 0 | 0 | 0 | 0 | 0 | 0 | 0 | 0 | 0 | 0 | 0 | 0 | 0 | 0 | 0 | 0 | 0 | 0
TAS1 | OCGT / Diesel | 0.0012634 | 0.0012166 | 0.001164 | 0.0011076 | 0.0010569 | 0.0010084 | 0.00096484 | 0.000942 | 0.00094379 | 0.00094514 | 0.00094547 | 0.0011161 | 0.0010649 | 0.0010162 | 0.00097221 | 0.00094742 | 0.0009336 | 0.0009344 | 0.0011473 | 0.0010917 | 0.0010417 | 0.00099395 | 0.00095974 | 0.00094257 | 0.00094842 | 0.00056933 | 0.00056872 | 0.00064422 | 0.0006218
TAS1 | Hydro | 0 | 0 | 0 | 0 | 0 | 0 | 0 | 0 | 0 | 0 | 0 | 0 | 0 | 0 | 0 | 0 | 0 | 0 | 0 | 0 | 0 | 0 | 0 | 0 | 0 | 0 | 0 | 0 | 0
TAS1 | Wind | 33241.973 | 31719.4399 | 52795.9744 | 50236.9673 | 47936.0375 | 45740.4937 | 43762.2753 | 41641.1292 | 39733.9019 | 37914.0285 | 36274.2948 | 34516.0892 | 32935.1996 | 31426.7172 | 30067.5515 | 28610.1851 | 27299.7949 | 26049.4226 | 24922.8181 | 23714.8156 | 22628.6408 | 21592.2145 | 20658.3786 | 19657.0724 | 18756.7484 | 7609.9199 | 7280.8005 | 7.9386e-05 | 7.575e-05
TAS1 | Solar PV | 0.00037548 | 0.00055724 | 0.00066866 | 0.00066235 | 0.00063201 | 0.00064725 | 0.00074605 | 0.00080152 | 0.0014735 | 0.0018188 | 0.0017462 | 0.0016726 | 0.001596 | 0.0015229 | 0.0014571 | 0.0013864 | 0.0013229 | 0.001268 | 0.0012131 | 0.0011543 | 0.0011064 | 0.0010586 | 0.0010128 | 0.00096373 | 0.00092262 | 0.00076786 | 0.0006801 | 0.00060763 | 0.00057172
TAS1 | Grid Battery | 0.0021297 | 0.0020322 | 0.0019443 | 0.00185 | 0.0018141 | 0.0017859 | 0.0018588 | 0.0020226 | 0.0025621 | 0.002576 | 0.0025596 | 0.0030215 | 0.0028832 | 0.0027708 | 0.0027113 | 0.0027745 | 0.0027961 | 0.0027087 | 0.0033967 | 0.0032454 | 0.0026351 | 0.0025214 | 0.0026213 | 0.0025718 | 0.002567 | 0.0026057 | 0.0025436 | 0.0028001 | 0.0025579
TAS1 | Pumped Hydro | 0 | 0 | 0.0051145 | 0.0050877 | 0.0052546 | 0.0052905 | 0.0053538 | 0.0054289 | 0.0052973 | 0.0053311 | 0.0055234 | 0.0064301 | 0.0061571 | 0.0058991 | 0.0057131 | 0.0058007 | 0.0058803 | 0.0056536 | 0.0066309 | 0.0063246 | 0.0060677 | 0.0058138 | 0.0056173 | 0.0054321 | 0.0054263 | 0.0053692 | 0.0052329 | 0.0056493 | 0.0054192
TAS1 | VPP | 0 | 0 | 0 | 0 | 0 | 0 | 0 | 0 | 0 | 0 | 0 | 0 | 0 | 0 | 0 | 0 | 0 | 0 | 0 | 0 | 0 | 0 | 0 | 0 | 0 | 0 | 0 | 0 | 0
Total excluding storage |  | 33241.9751 | 31719.4421 | 52795.9767 | 50236.9694 | 47936.0395 | 45740.4958 | 43762.2774 | 41641.1314 | 39733.9047 | 37914.0317 | 36274.2979 | 34516.0924 | 32935.2026 | 31426.72 | 30067.5542 | 28610.1877 | 27299.7975 | 26049.4251 | 24922.8207 | 23714.8181 | 22628.6432 | 21592.2168 | 20658.3808 | 19657.0745 | 18756.7505 | 7609.9213 | 7280.8019 | 0.00147 | 0.0014017

## BaseCase_REHAB Cost
Rehabilition cost by technology ($000s) - Base Case, Central No State Based Schemes Sensitivity
REHAB | Real June 2020 dollars discounted to 1 July 2020
Explicitly modelled generation
Region | Technology | 2021-22 | 2022-23 | 2023-24 | 2024-25 | 2025-26 | 2026-27 | 2027-28 | 2028-29 | 2029-30 | 2030-31 | 2031-32 | 2032-33 | 2033-34 | 2034-35 | 2035-36 | 2036-37 | 2037-38 | 2038-39 | 2039-40 | 2040-41 | 2041-42 | 2042-43 | 2043-44 | 2044-45 | 2045-46 | 2046-47 | 2047-48 | 2048-49 | 2049-50
NEM | Black Coal | 0 | 0 | 0 | 232710.9862 | 81022.5323 | 1472.6099 | 430.6269 | 0 | 16256.9713 | 4995.6843 | 1061.9405 | 5.1924e-05 | 22697.1263 | 0 | 5.7563e-07 | 1040.293 | 0 | 0 | 0 | 8.1226e-06 | 1828.2079 | 0 | 1122.2268 | 0.00040794 | 0.00013386 | 0 | 0 | 0 | 0
NEM | Brown Coal | 0 | 0 | 0 | 149688.3723 | 1873.6432 | 29081.3515 | 108928.0519 | 7351.3493 | 0 | 9.2025e-07 | 3.0812e-05 | 0 | 0 | 0 | 0 | 0 | 0 | 0 | 0 | 0 | 0 | 0 | 0 | 0 | 0 | 0 | 0 | 0 | 0
NEM | CCGT | 0 | 0 | 0 | 0 | 0 | 0 | 0 | 0 | 0 | 0 | 0 | 0 | 0 | 0 | 0 | 0 | 0 | 0 | 0 | 0 | 0 | 0 | 0 | 0 | 0 | 0 | 0 | 0 | 0
NEM | Gas - Steam | 0 | 0 | 0 | 0 | 0 | 0 | 0 | 0 | 0 | 0 | 0 | 0 | 0 | 0 | 0 | 0 | 0 | 0 | 0 | 0 | 0 | 0 | 0 | 0 | 0 | 0 | 0 | 0 | 0
NEM | OCGT / Diesel | 0 | 0 | 0 | 0 | 0 | 0 | 0 | 0 | 0 | 0 | 0 | 0 | 0 | 0 | 0 | 0 | 0 | 0 | 0 | 0 | 0 | 0 | 0 | 0 | 0 | 0 | 0 | 0 | 0
NEM | Hydro | 0 | 0 | 0 | 0 | 0 | 0 | 0 | 0 | 0 | 0 | 0 | 0 | 0 | 0 | 0 | 0 | 0 | 0 | 0 | 0 | 0 | 0 | 0 | 0 | 0 | 0 | 0 | 0 | 0
NEM | Wind | 0 | 0 | 0 | 0 | 0 | 0 | 0 | 0 | 0 | 0 | 0 | 0 | 0 | 0 | 0 | 0 | 0 | 0 | 0 | 0 | 0 | 0 | 0 | 0 | 0 | 0 | 0 | 0 | 0
NEM | Solar PV | 0 | 0 | 0 | 0 | 0 | 0 | 0 | 0 | 0 | 0 | 0 | 0 | 0 | 0 | 0 | 0 | 0 | 0 | 0 | 0 | 0 | 0 | 0 | 0 | 0 | 0 | 0 | 0 | 0
NEM | Grid Battery | 0 | 0 | 0 | 0 | 0 | 0 | 0 | 0 | 0 | 0 | 0 | 0 | 0 | 0 | 0 | 0 | 0 | 0 | 0 | 0 | 0 | 0 | 0 | 0 | 0 | 0 | 0 | 0 | 0
NEM | Pumped Hydro | 0 | 0 | 0 | 0 | 0 | 0 | 0 | 0 | 0 | 0 | 0 | 0 | 0 | 0 | 0 | 0 | 0 | 0 | 0 | 0 | 0 | 0 | 0 | 0 | 0 | 0 | 0 | 0 | 0
NEM | VPP | 0 | 0 | 0 | 0 | 0 | 0 | 0 | 0 | 0 | 0 | 0 | 0 | 0 | 0 | 0 | 0 | 0 | 0 | 0 | 0 | 0 | 0 | 0 | 0 | 0 | 0 | 0 | 0 | 0
Total excluding storage |  | 0 | 0 | 0 | 382399.3585 | 82896.1755 | 30553.9614 | 109358.6788 | 7351.3493 | 16256.9713 | 4995.6843 | 1061.9405 | 5.1924e-05 | 22697.1263 | 0 | 5.7563e-07 | 1040.293 | 0 | 0 | 0 | 8.1226e-06 | 1828.2079 | 0 | 1122.2268 | 0.00040794 | 0.00013386 | 0 | 0 | 0 | 0
Region | Technology | 2021-22 | 2022-23 | 2023-24 | 2024-25 | 2025-26 | 2026-27 | 2027-28 | 2028-29 | 2029-30 | 2030-31 | 2031-32 | 2032-33 | 2033-34 | 2034-35 | 2035-36 | 2036-37 | 2037-38 | 2038-39 | 2039-40 | 2040-41 | 2041-42 | 2042-43 | 2043-44 | 2044-45 | 2045-46 | 2046-47 | 2047-48 | 2048-49 | 2049-50
NSW1 | Black Coal | 0 | 0 | 0 | 41890.3117 | 81022.5322 | 5.6702e-06 | 0 | 0 | 0 | 0 | 1061.9405 | 1.948e-05 | 0 | 0 | 0 | 0 | 0 | 0 | 0 | 0 | 1828.2079 | 0 | 0 | 0 | 0 | 0 | 0 | 0 | 0
NSW1 | Brown Coal | 0 | 0 | 0 | 0 | 0 | 0 | 0 | 0 | 0 | 0 | 0 | 0 | 0 | 0 | 0 | 0 | 0 | 0 | 0 | 0 | 0 | 0 | 0 | 0 | 0 | 0 | 0 | 0 | 0
NSW1 | CCGT | 0 | 0 | 0 | 0 | 0 | 0 | 0 | 0 | 0 | 0 | 0 | 0 | 0 | 0 | 0 | 0 | 0 | 0 | 0 | 0 | 0 | 0 | 0 | 0 | 0 | 0 | 0 | 0 | 0
NSW1 | Gas - Steam | 0 | 0 | 0 | 0 | 0 | 0 | 0 | 0 | 0 | 0 | 0 | 0 | 0 | 0 | 0 | 0 | 0 | 0 | 0 | 0 | 0 | 0 | 0 | 0 | 0 | 0 | 0 | 0 | 0
NSW1 | OCGT / Diesel | 0 | 0 | 0 | 0 | 0 | 0 | 0 | 0 | 0 | 0 | 0 | 0 | 0 | 0 | 0 | 0 | 0 | 0 | 0 | 0 | 0 | 0 | 0 | 0 | 0 | 0 | 0 | 0 | 0
NSW1 | Hydro | 0 | 0 | 0 | 0 | 0 | 0 | 0 | 0 | 0 | 0 | 0 | 0 | 0 | 0 | 0 | 0 | 0 | 0 | 0 | 0 | 0 | 0 | 0 | 0 | 0 | 0 | 0 | 0 | 0
NSW1 | Wind | 0 | 0 | 0 | 0 | 0 | 0 | 0 | 0 | 0 | 0 | 0 | 0 | 0 | 0 | 0 | 0 | 0 | 0 | 0 | 0 | 0 | 0 | 0 | 0 | 0 | 0 | 0 | 0 | 0
NSW1 | Solar PV | 0 | 0 | 0 | 0 | 0 | 0 | 0 | 0 | 0 | 0 | 0 | 0 | 0 | 0 | 0 | 0 | 0 | 0 | 0 | 0 | 0 | 0 | 0 | 0 | 0 | 0 | 0 | 0 | 0
NSW1 | Grid Battery | 0 | 0 | 0 | 0 | 0 | 0 | 0 | 0 | 0 | 0 | 0 | 0 | 0 | 0 | 0 | 0 | 0 | 0 | 0 | 0 | 0 | 0 | 0 | 0 | 0 | 0 | 0 | 0 | 0
NSW1 | Pumped Hydro | 0 | 0 | 0 | 0 | 0 | 0 | 0 | 0 | 0 | 0 | 0 | 0 | 0 | 0 | 0 | 0 | 0 | 0 | 0 | 0 | 0 | 0 | 0 | 0 | 0 | 0 | 0 | 0 | 0
NSW1 | VPP | 0 | 0 | 0 | 0 | 0 | 0 | 0 | 0 | 0 | 0 | 0 | 0 | 0 | 0 | 0 | 0 | 0 | 0 | 0 | 0 | 0 | 0 | 0 | 0 | 0 | 0 | 0 | 0 | 0
Total excluding storage |  | 0 | 0 | 0 | 41890.3117 | 81022.5322 | 5.6702e-06 | 0 | 0 | 0 | 0 | 1061.9405 | 1.948e-05 | 0 | 0 | 0 | 0 | 0 | 0 | 0 | 0 | 1828.2079 | 0 | 0 | 0 | 0 | 0 | 0 | 0 | 0
Region | Technology | 2021-22 | 2022-23 | 2023-24 | 2024-25 | 2025-26 | 2026-27 | 2027-28 | 2028-29 | 2029-30 | 2030-31 | 2031-32 | 2032-33 | 2033-34 | 2034-35 | 2035-36 | 2036-37 | 2037-38 | 2038-39 | 2039-40 | 2040-41 | 2041-42 | 2042-43 | 2043-44 | 2044-45 | 2045-46 | 2046-47 | 2047-48 | 2048-49 | 2049-50
QLD1 | Black Coal | 0 | 0 | 0 | 190820.6745 | 9.6734e-05 | 1472.6098 | 430.6269 | 0 | 16256.9713 | 4995.6843 | 7.3655e-06 | 3.2444e-05 | 22697.1263 | 0 | 5.7563e-07 | 1040.293 | 0 | 0 | 0 | 8.1226e-06 | 3.7705e-07 | 0 | 1122.2268 | 0.00040794 | 0.00013386 | 0 | 0 | 0 | 0
QLD1 | Brown Coal | 0 | 0 | 0 | 0 | 0 | 0 | 0 | 0 | 0 | 0 | 0 | 0 | 0 | 0 | 0 | 0 | 0 | 0 | 0 | 0 | 0 | 0 | 0 | 0 | 0 | 0 | 0 | 0 | 0
QLD1 | CCGT | 0 | 0 | 0 | 0 | 0 | 0 | 0 | 0 | 0 | 0 | 0 | 0 | 0 | 0 | 0 | 0 | 0 | 0 | 0 | 0 | 0 | 0 | 0 | 0 | 0 | 0 | 0 | 0 | 0
QLD1 | Gas - Steam | 0 | 0 | 0 | 0 | 0 | 0 | 0 | 0 | 0 | 0 | 0 | 0 | 0 | 0 | 0 | 0 | 0 | 0 | 0 | 0 | 0 | 0 | 0 | 0 | 0 | 0 | 0 | 0 | 0
QLD1 | OCGT / Diesel | 0 | 0 | 0 | 0 | 0 | 0 | 0 | 0 | 0 | 0 | 0 | 0 | 0 | 0 | 0 | 0 | 0 | 0 | 0 | 0 | 0 | 0 | 0 | 0 | 0 | 0 | 0 | 0 | 0
QLD1 | Hydro | 0 | 0 | 0 | 0 | 0 | 0 | 0 | 0 | 0 | 0 | 0 | 0 | 0 | 0 | 0 | 0 | 0 | 0 | 0 | 0 | 0 | 0 | 0 | 0 | 0 | 0 | 0 | 0 | 0
QLD1 | Wind | 0 | 0 | 0 | 0 | 0 | 0 | 0 | 0 | 0 | 0 | 0 | 0 | 0 | 0 | 0 | 0 | 0 | 0 | 0 | 0 | 0 | 0 | 0 | 0 | 0 | 0 | 0 | 0 | 0
QLD1 | Solar PV | 0 | 0 | 0 | 0 | 0 | 0 | 0 | 0 | 0 | 0 | 0 | 0 | 0 | 0 | 0 | 0 | 0 | 0 | 0 | 0 | 0 | 0 | 0 | 0 | 0 | 0 | 0 | 0 | 0
QLD1 | Grid Battery | 0 | 0 | 0 | 0 | 0 | 0 | 0 | 0 | 0 | 0 | 0 | 0 | 0 | 0 | 0 | 0 | 0 | 0 | 0 | 0 | 0 | 0 | 0 | 0 | 0 | 0 | 0 | 0 | 0
QLD1 | Pumped Hydro | 0 | 0 | 0 | 0 | 0 | 0 | 0 | 0 | 0 | 0 | 0 | 0 | 0 | 0 | 0 | 0 | 0 | 0 | 0 | 0 | 0 | 0 | 0 | 0 | 0 | 0 | 0 | 0 | 0
QLD1 | VPP | 0 | 0 | 0 | 0 | 0 | 0 | 0 | 0 | 0 | 0 | 0 | 0 | 0 | 0 | 0 | 0 | 0 | 0 | 0 | 0 | 0 | 0 | 0 | 0 | 0 | 0 | 0 | 0 | 0
Total excluding storage |  | 0 | 0 | 0 | 190820.6745 | 9.6734e-05 | 1472.6098 | 430.6269 | 0 | 16256.9713 | 4995.6843 | 7.3655e-06 | 3.2444e-05 | 22697.1263 | 0 | 5.7563e-07 | 1040.293 | 0 | 0 | 0 | 8.1226e-06 | 3.7705e-07 | 0 | 1122.2268 | 0.00040794 | 0.00013386 | 0 | 0 | 0 | 0
Region | Technology | 2021-22 | 2022-23 | 2023-24 | 2024-25 | 2025-26 | 2026-27 | 2027-28 | 2028-29 | 2029-30 | 2030-31 | 2031-32 | 2032-33 | 2033-34 | 2034-35 | 2035-36 | 2036-37 | 2037-38 | 2038-39 | 2039-40 | 2040-41 | 2041-42 | 2042-43 | 2043-44 | 2044-45 | 2045-46 | 2046-47 | 2047-48 | 2048-49 | 2049-50
VIC1 | Black Coal | 0 | 0 | 0 | 0 | 0 | 0 | 0 | 0 | 0 | 0 | 0 | 0 | 0 | 0 | 0 | 0 | 0 | 0 | 0 | 0 | 0 | 0 | 0 | 0 | 0 | 0 | 0 | 0 | 0
VIC1 | Brown Coal | 0 | 0 | 0 | 149688.3723 | 1873.6432 | 29081.3515 | 108928.0519 | 7351.3493 | 0 | 9.2025e-07 | 3.0812e-05 | 0 | 0 | 0 | 0 | 0 | 0 | 0 | 0 | 0 | 0 | 0 | 0 | 0 | 0 | 0 | 0 | 0 | 0
VIC1 | CCGT | 0 | 0 | 0 | 0 | 0 | 0 | 0 | 0 | 0 | 0 | 0 | 0 | 0 | 0 | 0 | 0 | 0 | 0 | 0 | 0 | 0 | 0 | 0 | 0 | 0 | 0 | 0 | 0 | 0
VIC1 | Gas - Steam | 0 | 0 | 0 | 0 | 0 | 0 | 0 | 0 | 0 | 0 | 0 | 0 | 0 | 0 | 0 | 0 | 0 | 0 | 0 | 0 | 0 | 0 | 0 | 0 | 0 | 0 | 0 | 0 | 0
VIC1 | OCGT / Diesel | 0 | 0 | 0 | 0 | 0 | 0 | 0 | 0 | 0 | 0 | 0 | 0 | 0 | 0 | 0 | 0 | 0 | 0 | 0 | 0 | 0 | 0 | 0 | 0 | 0 | 0 | 0 | 0 | 0
VIC1 | Hydro | 0 | 0 | 0 | 0 | 0 | 0 | 0 | 0 | 0 | 0 | 0 | 0 | 0 | 0 | 0 | 0 | 0 | 0 | 0 | 0 | 0 | 0 | 0 | 0 | 0 | 0 | 0 | 0 | 0
VIC1 | Wind | 0 | 0 | 0 | 0 | 0 | 0 | 0 | 0 | 0 | 0 | 0 | 0 | 0 | 0 | 0 | 0 | 0 | 0 | 0 | 0 | 0 | 0 | 0 | 0 | 0 | 0 | 0 | 0 | 0
VIC1 | Solar PV | 0 | 0 | 0 | 0 | 0 | 0 | 0 | 0 | 0 | 0 | 0 | 0 | 0 | 0 | 0 | 0 | 0 | 0 | 0 | 0 | 0 | 0 | 0 | 0 | 0 | 0 | 0 | 0 | 0
VIC1 | Grid Battery | 0 | 0 | 0 | 0 | 0 | 0 | 0 | 0 | 0 | 0 | 0 | 0 | 0 | 0 | 0 | 0 | 0 | 0 | 0 | 0 | 0 | 0 | 0 | 0 | 0 | 0 | 0 | 0 | 0
VIC1 | Pumped Hydro | 0 | 0 | 0 | 0 | 0 | 0 | 0 | 0 | 0 | 0 | 0 | 0 | 0 | 0 | 0 | 0 | 0 | 0 | 0 | 0 | 0 | 0 | 0 | 0 | 0 | 0 | 0 | 0 | 0
VIC1 | VPP | 0 | 0 | 0 | 0 | 0 | 0 | 0 | 0 | 0 | 0 | 0 | 0 | 0 | 0 | 0 | 0 | 0 | 0 | 0 | 0 | 0 | 0 | 0 | 0 | 0 | 0 | 0 | 0 | 0
Total excluding storage |  | 0 | 0 | 0 | 149688.3723 | 1873.6432 | 29081.3515 | 108928.0519 | 7351.3493 | 0 | 9.2025e-07 | 3.0812e-05 | 0 | 0 | 0 | 0 | 0 | 0 | 0 | 0 | 0 | 0 | 0 | 0 | 0 | 0 | 0 | 0 | 0 | 0
Region | Technology | 2021-22 | 2022-23 | 2023-24 | 2024-25 | 2025-26 | 2026-27 | 2027-28 | 2028-29 | 2029-30 | 2030-31 | 2031-32 | 2032-33 | 2033-34 | 2034-35 | 2035-36 | 2036-37 | 2037-38 | 2038-39 | 2039-40 | 2040-41 | 2041-42 | 2042-43 | 2043-44 | 2044-45 | 2045-46 | 2046-47 | 2047-48 | 2048-49 | 2049-50
SA1 | Black Coal | 0 | 0 | 0 | 0 | 0 | 0 | 0 | 0 | 0 | 0 | 0 | 0 | 0 | 0 | 0 | 0 | 0 | 0 | 0 | 0 | 0 | 0 | 0 | 0 | 0 | 0 | 0 | 0 | 0
SA1 | Brown Coal | 0 | 0 | 0 | 0 | 0 | 0 | 0 | 0 | 0 | 0 | 0 | 0 | 0 | 0 | 0 | 0 | 0 | 0 | 0 | 0 | 0 | 0 | 0 | 0 | 0 | 0 | 0 | 0 | 0
SA1 | CCGT | 0 | 0 | 0 | 0 | 0 | 0 | 0 | 0 | 0 | 0 | 0 | 0 | 0 | 0 | 0 | 0 | 0 | 0 | 0 | 0 | 0 | 0 | 0 | 0 | 0 | 0 | 0 | 0 | 0
SA1 | Gas - Steam | 0 | 0 | 0 | 0 | 0 | 0 | 0 | 0 | 0 | 0 | 0 | 0 | 0 | 0 | 0 | 0 | 0 | 0 | 0 | 0 | 0 | 0 | 0 | 0 | 0 | 0 | 0 | 0 | 0
SA1 | OCGT / Diesel | 0 | 0 | 0 | 0 | 0 | 0 | 0 | 0 | 0 | 0 | 0 | 0 | 0 | 0 | 0 | 0 | 0 | 0 | 0 | 0 | 0 | 0 | 0 | 0 | 0 | 0 | 0 | 0 | 0
SA1 | Hydro | 0 | 0 | 0 | 0 | 0 | 0 | 0 | 0 | 0 | 0 | 0 | 0 | 0 | 0 | 0 | 0 | 0 | 0 | 0 | 0 | 0 | 0 | 0 | 0 | 0 | 0 | 0 | 0 | 0
SA1 | Wind | 0 | 0 | 0 | 0 | 0 | 0 | 0 | 0 | 0 | 0 | 0 | 0 | 0 | 0 | 0 | 0 | 0 | 0 | 0 | 0 | 0 | 0 | 0 | 0 | 0 | 0 | 0 | 0 | 0
SA1 | Solar PV | 0 | 0 | 0 | 0 | 0 | 0 | 0 | 0 | 0 | 0 | 0 | 0 | 0 | 0 | 0 | 0 | 0 | 0 | 0 | 0 | 0 | 0 | 0 | 0 | 0 | 0 | 0 | 0 | 0
SA1 | Grid Battery | 0 | 0 | 0 | 0 | 0 | 0 | 0 | 0 | 0 | 0 | 0 | 0 | 0 | 0 | 0 | 0 | 0 | 0 | 0 | 0 | 0 | 0 | 0 | 0 | 0 | 0 | 0 | 0 | 0
SA1 | Pumped Hydro | 0 | 0 | 0 | 0 | 0 | 0 | 0 | 0 | 0 | 0 | 0 | 0 | 0 | 0 | 0 | 0 | 0 | 0 | 0 | 0 | 0 | 0 | 0 | 0 | 0 | 0 | 0 | 0 | 0
SA1 | VPP | 0 | 0 | 0 | 0 | 0 | 0 | 0 | 0 | 0 | 0 | 0 | 0 | 0 | 0 | 0 | 0 | 0 | 0 | 0 | 0 | 0 | 0 | 0 | 0 | 0 | 0 | 0 | 0 | 0
Total excluding storage |  | 0 | 0 | 0 | 0 | 0 | 0 | 0 | 0 | 0 | 0 | 0 | 0 | 0 | 0 | 0 | 0 | 0 | 0 | 0 | 0 | 0 | 0 | 0 | 0 | 0 | 0 | 0 | 0 | 0
Region | Technology | 2021-22 | 2022-23 | 2023-24 | 2024-25 | 2025-26 | 2026-27 | 2027-28 | 2028-29 | 2029-30 | 2030-31 | 2031-32 | 2032-33 | 2033-34 | 2034-35 | 2035-36 | 2036-37 | 2037-38 | 2038-39 | 2039-40 | 2040-41 | 2041-42 | 2042-43 | 2043-44 | 2044-45 | 2045-46 | 2046-47 | 2047-48 | 2048-49 | 2049-50
TAS1 | Black Coal | 0 | 0 | 0 | 0 | 0 | 0 | 0 | 0 | 0 | 0 | 0 | 0 | 0 | 0 | 0 | 0 | 0 | 0 | 0 | 0 | 0 | 0 | 0 | 0 | 0 | 0 | 0 | 0 | 0
TAS1 | Brown Coal | 0 | 0 | 0 | 0 | 0 | 0 | 0 | 0 | 0 | 0 | 0 | 0 | 0 | 0 | 0 | 0 | 0 | 0 | 0 | 0 | 0 | 0 | 0 | 0 | 0 | 0 | 0 | 0 | 0
TAS1 | CCGT | 0 | 0 | 0 | 0 | 0 | 0 | 0 | 0 | 0 | 0 | 0 | 0 | 0 | 0 | 0 | 0 | 0 | 0 | 0 | 0 | 0 | 0 | 0 | 0 | 0 | 0 | 0 | 0 | 0
TAS1 | Gas - Steam | 0 | 0 | 0 | 0 | 0 | 0 | 0 | 0 | 0 | 0 | 0 | 0 | 0 | 0 | 0 | 0 | 0 | 0 | 0 | 0 | 0 | 0 | 0 | 0 | 0 | 0 | 0 | 0 | 0
TAS1 | OCGT / Diesel | 0 | 0 | 0 | 0 | 0 | 0 | 0 | 0 | 0 | 0 | 0 | 0 | 0 | 0 | 0 | 0 | 0 | 0 | 0 | 0 | 0 | 0 | 0 | 0 | 0 | 0 | 0 | 0 | 0
TAS1 | Hydro | 0 | 0 | 0 | 0 | 0 | 0 | 0 | 0 | 0 | 0 | 0 | 0 | 0 | 0 | 0 | 0 | 0 | 0 | 0 | 0 | 0 | 0 | 0 | 0 | 0 | 0 | 0 | 0 | 0
TAS1 | Wind | 0 | 0 | 0 | 0 | 0 | 0 | 0 | 0 | 0 | 0 | 0 | 0 | 0 | 0 | 0 | 0 | 0 | 0 | 0 | 0 | 0 | 0 | 0 | 0 | 0 | 0 | 0 | 0 | 0
TAS1 | Solar PV | 0 | 0 | 0 | 0 | 0 | 0 | 0 | 0 | 0 | 0 | 0 | 0 | 0 | 0 | 0 | 0 | 0 | 0 | 0 | 0 | 0 | 0 | 0 | 0 | 0 | 0 | 0 | 0 | 0
TAS1 | Grid Battery | 0 | 0 | 0 | 0 | 0 | 0 | 0 | 0 | 0 | 0 | 0 | 0 | 0 | 0 | 0 | 0 | 0 | 0 | 0 | 0 | 0 | 0 | 0 | 0 | 0 | 0 | 0 | 0 | 0
TAS1 | Pumped Hydro | 0 | 0 | 0 | 0 | 0 | 0 | 0 | 0 | 0 | 0 | 0 | 0 | 0 | 0 | 0 | 0 | 0 | 0 | 0 | 0 | 0 | 0 | 0 | 0 | 0 | 0 | 0 | 0 | 0
TAS1 | VPP | 0 | 0 | 0 | 0 | 0 | 0 | 0 | 0 | 0 | 0 | 0 | 0 | 0 | 0 | 0 | 0 | 0 | 0 | 0 | 0 | 0 | 0 | 0 | 0 | 0 | 0 | 0 | 0 | 0
Total excluding storage |  | 0 | 0 | 0 | 0 | 0 | 0 | 0 | 0 | 0 | 0 | 0 | 0 | 0 | 0 | 0 | 0 | 0 | 0 | 0 | 0 | 0 | 0 | 0 | 0 | 0 | 0 | 0 | 0 | 0

## BaseCase_REZ Tx Cost
REZ transmission expansion cost by region ($000s) - Base Case, Central No State Based Schemes Sensitivity
REZ Expansion | Real June 2020 dollars discounted to 1 July 2020. As with the total capital costs, the REZ transmission expansion costs are annualised for modelling purposes.
Explicitly modelled generation
Region | Technology | 2021-22 | 2022-23 | 2023-24 | 2024-25 | 2025-26 | 2026-27 | 2027-28 | 2028-29 | 2029-30 | 2030-31 | 2031-32 | 2032-33 | 2033-34 | 2034-35 | 2035-36 | 2036-37 | 2037-38 | 2038-39 | 2039-40 | 2040-41 | 2041-42 | 2042-43 | 2043-44 | 2044-45 | 2045-46 | 2046-47 | 2047-48 | 2048-49 | 2049-50
NSW1 | Transmission | 0.0016453 | 0.0017873 | 0.0019601 | 28070.6194 | 26784.9422 | 25558.1512 | 28171.5081 | 27743.96 | 26473.2455 | 41675.2521 | 40297.7685 | 103993.3902 | 102981.4751 | 98264.7663 | 95054.2515 | 90446.9967 | 106455.3381 | 103613.8847 | 103473.8427 | 100557.9776 | 124781.3581 | 133440.1424 | 127669.0255 | 121480.941 | 115916.9287 | 118609.4167 | 113479.7097 | 107979.3777 | 106582.789
QLD1 | Transmission | 0.002366 | 0.0024517 | 0.0026717 | 2864.9201 | 2733.7024 | 2608.4947 | 2495.6808 | 50481.3375 | 48169.2152 | 45962.9917 | 49609.2911 | 47204.7429 | 53787.6633 | 51324.1067 | 58649.4953 | 56899.4149 | 99425.8018 | 94871.9483 | 90768.8569 | 87542.9184 | 89546.8999 | 123013.551 | 117693.3708 | 112286.8794 | 107143.9689 | 102797.257 | 98351.4059 | 93584.3388 | 101704.1305
VIC1 | Transmission | 0.00050363 | 0.00049337 | 0.00047369 | 0.00045456 | 0.00043374 | 0.00041387 | 11318.916 | 10770.2911 | 10276.9954 | 9806.2933 | 9382.1835 | 8927.4315 | 8518.5415 | 10345.8334 | 10060.7174 | 11173.7214 | 16242.2331 | 15498.314 | 14828.0316 | 14109.3208 | 13463.0931 | 12846.4637 | 12290.8705 | 11695.1352 | 12084.2043 | 13956.4216 | 13352.8241 | 12705.6163 | 18796.2465
SA1 | Transmission | 0.0033708 | 0.0033036 | 0.0036361 | 0.0040461 | 0.003865 | 0.0040322 | 0.0047289 | 10087.2474 | 9625.2372 | 9184.3869 | 8787.174 | 13213.1599 | 12607.9771 | 12030.5125 | 11510.2178 | 10952.3223 | 10817.0873 | 11975.3989 | 12347.6318 | 13495.8488 | 14303.5308 | 15565.892 | 16710.0573 | 15900.1277 | 15171.8786 | 24607.0376 | 23542.8144 | 22401.7004 | 21375.6689
TAS1 | Transmission | 6.9379e-06 | 6.6201e-06 | 1.0842e-05 | 1.0317e-05 | 9.8443e-06 | 9.3934e-06 | 9.8035e-06 | 9.3283e-06 | 8.9011e-06 | 8.4934e-06 | 8.1261e-06 | 7.7322e-06 | 7.378e-06 | 7.0401e-06 | 6.7356e-06 | 9.4e-06 | 1.0005e-05 | 9.5471e-06 | 9.6781e-06 | 1.0141e-05 | 1.0443e-05 | 1.2542e-05 | 1.2e-05 | 1.3621e-05 | 1.3716e-05 | 1.8045e-05 | 1.8805e-05 | 2.1044e-05 | 2.0745e-05
NEM | Total | 0.0078927 | 0.0080426 | 0.0087524 | 30935.544 | 29518.6489 | 28166.6503 | 41986.1097 | 99082.836 | 94544.6933 | 106628.924 | 108076.4171 | 173338.7245 | 177895.657 | 171965.2189 | 175274.682 | 169472.4554 | 232940.4603 | 225959.5459 | 221418.363 | 215706.0656 | 242094.8818 | 284866.0491 | 274363.3241 | 261363.0833 | 250316.9806 | 259970.1329 | 248726.7542 | 236671.0333 | 248458.8348

## BaseCase_USE+DSP Cost
USE and USE / DSP cost by region ($000s) - Base Case, Central No State Based Schemes Sensitivity
USE / DSP | Real June 2020 dollars discounted to 1 July 2020
Explicitly modelled generation
Region | Technology | 2021-22 | 2022-23 | 2023-24 | 2024-25 | 2025-26 | 2026-27 | 2027-28 | 2028-29 | 2029-30 | 2030-31 | 2031-32 | 2032-33 | 2033-34 | 2034-35 | 2035-36 | 2036-37 | 2037-38 | 2038-39 | 2039-40 | 2040-41 | 2041-42 | 2042-43 | 2043-44 | 2044-45 | 2045-46 | 2046-47 | 2047-48 | 2048-49 | 2049-50
NSW1 | USE / DSP | 0.0031273 | 0.003125 | 56.1172 | 2105.01 | 0.0032081 | 0.003199 | 0.003239 | 0.0032354 | 0.0032787 | 15.6104 | 0.0032639 | 27652.4457 | 151.3334 | 10722.9762 | 16491.3099 | 1646.4095 | 20609.774 | 0.0033686 | 15945.8953 | 980.6474 | 30133.8819 | 0.0034975 | 3797.8535 | 10801.4758 | 1426.7508 | 1753.2685 | 0.0035017 | 4395.0089 | 0.0034689
QLD1 | USE / DSP | 0.0030999 | 0.0030928 | 0.0031056 | 217.4369 | 820.9007 | 1261.6325 | 0.0031909 | 23685.0232 | 2993.7965 | 72.4079 | 930.4935 | 5465.9577 | 25252.4421 | 13645.6635 | 16885.7111 | 1630.2242 | 40286.7134 | 1557.6097 | 17983.1093 | 8012.7052 | 4600.0738 | 6527.6901 | 11385.3775 | 11388.263 | 5462.2341 | 62513.1293 | 2078.7748 | 5522.9568 | 20846.296
VIC1 | USE / DSP | 0.0030826 | 0.003063 | 0.0030877 | 0.0031926 | 0.0032094 | 0.19316 | 0.003209 | 0.0031924 | 0.0032327 | 0.34844 | 0.0032285 | 31536.4937 | 0.0032896 | 14.3556 | 5585.921 | 547.2724 | 50446.7473 | 0.0032913 | 7972.4702 | 1090.2056 | 19389.5623 | 0.0034551 | 1294.3365 | 9776.2436 | 845.4489 | 1698.1043 | 0.56805 | 1478.2603 | 674.9218
SA1 | USE / DSP | 0.0031344 | 0.0031031 | 7.3873 | 0.0032007 | 0.0032252 | 0.0032053 | 0.0032231 | 0.0031912 | 0.0032223 | 5.9582 | 0.0032255 | 7538.3889 | 0.0032678 | 11.2707 | 2923.6635 | 1490.7436 | 5749.0302 | 0.003297 | 4427.9819 | 1070.5409 | 8361.0473 | 0.0034089 | 1427.6623 | 2735.6258 | 1734.6787 | 2049.2031 | 1.7517 | 1140.7343 | 30.6153
TAS1 | USE / DSP | 0.0025395 | 0.0025224 | 0.0025422 | 0.002535 | 0.0025321 | 0.0025388 | 0.0025512 | 0.0025467 | 0.0025584 | 0.0025574 | 0.0025523 | 470.7283 | 0.0025622 | 0.0025146 | 7.8066 | 0.0025287 | 0.0025276 | 0.0025377 | 1140.0675 | 0.0025128 | 119.9293 | 0.0025443 | 0.0024865 | 0.0024803 | 21.8663 | 21.1877 | 0.0024909 | 49.5357 | 0.0024661
NEM | Total | 0.014984 | 0.014906 | 63.5132 | 2322.4558 | 820.9129 | 1261.8346 | 0.015413 | 23685.0353 | 2993.8088 | 94.3275 | 930.5057 | 72664.0144 | 25403.7845 | 24394.2685 | 41894.4121 | 5314.6523 | 117092.2674 | 1557.6222 | 47469.5243 | 11154.1017 | 62604.4945 | 6527.703 | 17905.2323 | 34701.6107 | 9490.9788 | 68034.8929 | 2081.1006 | 12586.4961 | 21551.839

## BaseCase_SyncCon Cost
Synchronous Condenser cost by region ($000s) - Base Case, Central No State Based Schemes Sensitivity
SyncCon | Real June 2020 dollars discounted to 1 July 2020
Explicitly modelled generation
Region | Technology | 2021-22 | 2022-23 | 2023-24 | 2024-25 | 2025-26 | 2026-27 | 2027-28 | 2028-29 | 2029-30 | 2030-31 | 2031-32 | 2032-33 | 2033-34 | 2034-35 | 2035-36 | 2036-37 | 2037-38 | 2038-39 | 2039-40 | 2040-41 | 2041-42 | 2042-43 | 2043-44 | 2044-45 | 2045-46 | 2046-47 | 2047-48 | 2048-49 | 2049-50
NSW1 | SyncCon | 0 | 0 | 0 | 0 | 0 | 0 | 0 | 0 | 0 | 0 | 0 | 0 | 0 | 0 | 0 | 0 | 0 | 0 | 0 | 0 | 0 | 0 | 0 | 0 | 0 | 0 | 0 | 0 | 0
QLD1 | SyncCon | 0 | 0 | 0 | 3.6706e-06 | 3.5025e-06 | 3.3421e-06 | 3.1975e-06 | 3.0426e-06 | 2.9032e-06 | 2.7702e-06 | 2.6504e-06 | 2.522e-06 | 2.4064e-06 | 2.2962e-06 | 2.1969e-06 | 2.0904e-06 | 1.9947e-06 | 1.9033e-06 | 1.821e-06 | 1.7327e-06 | 1.6534e-06 | 1.5777e-06 | 2.1456e-06 | 2.8476e-06 | 4.3863e-06 | 5.0007e-06 | 5.6859e-06 | 6.4616e-06 | 8.6663e-06
VIC1 | SyncCon | 0 | 0 | 22.7225 | 12729.1589 | 12146.144 | 12920.53 | 17989.0514 | 17117.1267 | 16333.1362 | 15585.0536 | 14911.0198 | 14188.2865 | 13538.4413 | 12918.36 | 12359.6573 | 11760.588 | 11221.9351 | 10707.9533 | 10244.8479 | 9748.2828 | 9301.7965 | 8875.7601 | 8491.8947 | 8080.2948 | 7710.2049 | 7357.0658 | 7038.882 | 6697.7092 | 6390.9439
SA1 | SyncCon | 0 | 0 | 0 | 0 | 0 | 0 | 0 | 0 | 0 | 0 | 0 | 0 | 0 | 0 | 0 | 0 | 0 | 0 | 0 | 0 | 0 | 0 | 0 | 0 | 0 | 0 | 0 | 0 | 0
TAS1 | SyncCon | 1296.3844 | 1404.942 | 1631.965 | 1068.2218 | 990.3396 | 1212.193 | 1137.1017 | 1084.6078 | 1078.728 | 1107.2454 | 1290.352 | 1171.869 | 983.8198 | 951.7867 | 1002.3054 | 991.5539 | 997.7229 | 936.5235 | 971.6893 | 1109.4848 | 1021.9729 | 780.9675 | 848.2662 | 935.7095 | 696.9688 | 593.1204 | 502.1094 | 576.0113 | 617.0447
NEM | Total | 1296.3844 | 1404.942 | 1654.6874 | 13797.3807 | 13136.4836 | 14132.723 | 19126.153 | 18201.7345 | 17411.8642 | 16692.299 | 16201.3718 | 15360.1555 | 14522.2611 | 13870.1467 | 13361.9627 | 12752.1419 | 12219.658 | 11644.4768 | 11216.5372 | 10857.7676 | 10323.7694 | 9656.7276 | 9340.1608 | 9016.0043 | 8407.1738 | 7950.1861 | 7540.9914 | 7273.7205 | 7007.9887

## BaseCase_System Strength Cost
System Strength cost by region ($000s) - Base Case, Central No State Based Schemes Sensitivity
System Strength | Real June 2020 dollars discounted to 1 July 2020
Explicitly modelled generation
Region | Technology | 2021-22 | 2022-23 | 2023-24 | 2024-25 | 2025-26 | 2026-27 | 2027-28 | 2028-29 | 2029-30 | 2030-31 | 2031-32 | 2032-33 | 2033-34 | 2034-35 | 2035-36 | 2036-37 | 2037-38 | 2038-39 | 2039-40 | 2040-41 | 2041-42 | 2042-43 | 2043-44 | 2044-45 | 2045-46 | 2046-47 | 2047-48 | 2048-49 | 2049-50
NSW1 | System Strength | 0.00011675 | 0.00012439 | 0.00013687 | 3149.462 | 3005.2118 | 2867.5686 | 3160.7816 | 3181.6174 | 4467.9018 | 6104.9384 | 5903.985 | 13803.5708 | 13728.1893 | 13099.4172 | 12687.166 | 12072.2224 | 14121.2345 | 14068.5028 | 13947.1228 | 13506.667 | 15708.8356 | 17058.867 | 16321.0927 | 15530.0136 | 15131.6668 | 15454.1395 | 14785.7676 | 14069.1053 | 13902.551
QLD1 | System Strength | 3554.5189 | 3391.7166 | 3245.0291 | 3359.4252 | 3205.5584 | 3058.7389 | 2926.4523 | 4473.8304 | 4268.9222 | 4073.399 | 4181.7822 | 3979.0924 | 4995.419 | 4766.6212 | 4807.2089 | 4723.9615 | 6247.1161 | 5960.9886 | 5703.1834 | 5587.6043 | 6155.8978 | 8019.8991 | 7673.0486 | 7308.8431 | 6974.087 | 6731.5043 | 6440.3753 | 6128.2119 | 7158.5905
VIC1 | System Strength | 0.00028378 | 0.00028119 | 0.00030038 | 2000.4526 | 1908.8288 | 2365.1032 | 6666.7442 | 7300.8178 | 7020.9962 | 6863.9767 | 8271.988 | 9503.488 | 9068.2137 | 9354.3918 | 9001.1805 | 9071.2771 | 9740.0147 | 9293.9071 | 8891.9575 | 8696.9305 | 8357.1673 | 7974.3965 | 7629.5139 | 7259.7134 | 7103.5895 | 7240.9114 | 6927.7512 | 6591.9649 | 7075.2096
SA1 | System Strength | 0.0013821 | 0.0013568 | 414.1819 | 2099.6416 | 2003.4748 | 1911.7128 | 1936.0051 | 3167.5553 | 3115.3845 | 2972.6953 | 2861.2469 | 3462.9247 | 3304.3174 | 3152.9747 | 3046.7958 | 2899.1187 | 3097.8524 | 3208.3155 | 3137.5925 | 3437.0487 | 3650.8368 | 3630.1721 | 3750.4883 | 3568.7032 | 3405.2512 | 3696.3312 | 3536.4695 | 3365.0578 | 3210.933
TAS1 | System Strength | 194.2675 | 185.3698 | 632.2288 | 601.5848 | 574.0313 | 547.7398 | 524.0508 | 498.6502 | 475.8113 | 454.0184 | 434.3827 | 413.3283 | 394.3972 | 376.3332 | 360.0573 | 342.6054 | 326.9135 | 311.9404 | 298.4494 | 283.9836 | 270.9767 | 258.5656 | 247.3829 | 235.3924 | 224.611 | 214.3235 | 205.0543 | 195.1154 | 186.1788
NEM | Total | 3748.7882 | 3577.0881 | 4291.4403 | 11210.5662 | 10697.1052 | 10750.8633 | 15214.034 | 18622.4711 | 19349.0158 | 20469.0278 | 21653.3848 | 31162.4041 | 31490.5367 | 30749.7381 | 29902.4086 | 29109.1851 | 33533.1311 | 32843.6544 | 31978.3056 | 31512.2341 | 34143.7142 | 36941.9003 | 35621.5264 | 33902.6656 | 32839.2056 | 33337.2099 | 31895.4178 | 30349.4552 | 31533.4629

## Marinus_CF
Annual capacity factor by technology - Marinus Link, Central No State Based Schemes Sensitivity
Explicitly modelled generation
Region | Technology | 2021-22 | 2022-23 | 2023-24 | 2024-25 | 2025-26 | 2026-27 | 2027-28 | 2028-29 | 2029-30 | 2030-31 | 2031-32 | 2032-33 | 2033-34 | 2034-35 | 2035-36 | 2036-37 | 2037-38 | 2038-39 | 2039-40 | 2040-41 | 2041-42 | 2042-43 | 2043-44 | 2044-45 | 2045-46 | 2046-47 | 2047-48 | 2048-49 | 2049-50
NEM | Black Coal | 48.87% | 45.64% | 48.66% | 60.7% | 64.03% | 62.17% | 61.5% | 65.26% | 65.58% | 63.32% | 59.46% | 59.14% | 67.36% | 60.17% | 56.37% | 58.54% | 58.91% | 59.67% | 54.49% | 53.8% | 52.96% | 58.59% | 54.02% | 51.74% | 49.98% | 60.15% | 58.34% | 56.41% | 53.28%
NEM | Brown Coal | 66.31% | 58.42% | 62.48% | 69.37% | 70.69% | 69.77% | - | - | - | - | - | - | - | - | - | - | - | - | - | - | - | - | - | - | - | - | - | - | -
NEM | CCGT | 8.417% | 8.417% | 7.439% | 10.63% | 11.96% | 9.373% | 9.267% | 10.35% | 11.95% | 11.88% | 13.39% | 18.79% | 22.25% | 20.56% | 15.84% | 14.42% | 19.43% | 20.36% | 19.15% | 22.11% | 21.41% | 25.99% | 20.91% | 25.08% | 26.99% | 28.26% | 28.34% | 28.26% | 28.26%
NEM | Gas - Steam | 5.782% | 5.902% | 5.996% | 1.661% | 1.592% | 1.805% | 1.567% | 1.699% | 1.424% | 1.556% | 1.568% | 2.52% | 2.527% | 3.386% | 3.349% | 3.33% | 5.605% | 3.323% | 12.45% | 17.71% | 15.33% | 23.09% | 20.07% | 18.68% | 22.03% | - | - | - | -
NEM | OCGT / Diesel | 0.09004% | 0.04143% | 0.1859% | 0.3402% | 0.2397% | 0.286% | 0.1851% | 0.3609% | 0.2281% | 0.3755% | 0.4273% | 0.9455% | 0.8622% | 0.907% | 1.069% | 1.12% | 2.16% | 0.9626% | 2.894% | 5.23% | 4.066% | 4.747% | 9.428% | 4.872% | 6.183% | 13.81% | 14.79% | 15.46% | 17.9%
NEM | Hydro | 20.59% | 21.17% | 18.98% | 23.59% | 23.96% | 22.22% | 24.59% | 27% | 24.61% | 22.27% | 22.15% | 21.72% | 23.87% | 24.75% | 23.85% | 22.29% | 25.87% | 23.06% | 21.21% | 20.96% | 19.84% | 22.49% | 22.95% | 21.22% | 23.18% | 25.93% | 23.18% | 20.99% | 21.08%
NEM | Wind | 36.99% | 37.82% | 34.31% | 33.79% | 36.54% | 37.69% | 38.92% | 36.3% | 36.41% | 36.3% | 36.81% | 33.47% | 32.24% | 34.17% | 35.74% | 36.58% | 34.93% | 34.78% | 34.85% | 34.84% | 32.85% | 30.75% | 32.91% | 34.29% | 35.88% | 34.72% | 34.82% | 34.7% | 34.27%
NEM | Solar PV | 29.56% | 29.16% | 29.66% | 28.44% | 27.85% | 29.5% | 29.87% | 26.36% | 27.73% | 28.77% | 28.77% | 28.68% | 27.52% | 26.96% | 28.55% | 28.7% | 25.63% | 26.51% | 27.66% | 27.86% | 27.98% | 26.49% | 25.63% | 26.99% | 27.06% | 24.76% | 25.55% | 26.53% | 26.83%
NEM | Grid Battery | 5.927% | 3.886% | 4.79% | 6.115% | 6.417% | 6.596% | 6.231% | 5.849% | 5.793% | 5.967% | 5.983% | 11.59% | 11.63% | 11.56% | 12.68% | 12.65% | 12.49% | 12.37% | 12.84% | 12.48% | 13.21% | 14.01% | 13.53% | 14.21% | 14.16% | 13.44% | 13.49% | 13.64% | 13.65%
NEM | Pumped Hydro | 2.797% | 4.704% | 5.867% | 17.8% | 18.24% | 17.19% | 20.41% | 21.26% | 21.72% | 22.12% | 20.88% | 25.08% | 23.86% | 24.03% | 25.17% | 24.41% | 25.08% | 24.51% | 26.2% | 25.23% | 25.15% | 25.74% | 24.35% | 26.53% | 25.75% | 23.64% | 23.06% | 24.46% | 24.02%
NEM | VPP | 4.498% | 5.337% | 7.184% | 8.655% | 9.236% | 9.502% | 9.021% | 8.377% | 8.413% | 8.431% | 8.324% | 7.754% | 7.472% | 7.124% | 6.988% | 6.904% | 6.409% | 6.277% | 6.212% | 5.893% | 5.791% | 5.717% | 5.079% | 5.493% | 5.349% | 5.017% | 4.977% | 4.96% | 4.645%
Region | Technology | 2021-22 | 2022-23 | 2023-24 | 2024-25 | 2025-26 | 2026-27 | 2027-28 | 2028-29 | 2029-30 | 2030-31 | 2031-32 | 2032-33 | 2033-34 | 2034-35 | 2035-36 | 2036-37 | 2037-38 | 2038-39 | 2039-40 | 2040-41 | 2041-42 | 2042-43 | 2043-44 | 2044-45 | 2045-46 | 2046-47 | 2047-48 | 2048-49 | 2049-50
NSW1 | Black Coal | 48.28% | 45.03% | 48.44% | 57.05% | 63.95% | 59.53% | 61.02% | 65.93% | 65.05% | 63.23% | 59.57% | 53.17% | 65.58% | 58.34% | 47.83% | 58.64% | 60.64% | 60.42% | 56.13% | 49.54% | 55.24% | - | - | - | - | - | - | - | -
NSW1 | Brown Coal | bar: 2021-22 to 2049-50
NSW1 | CCGT | 0.6146% | 0.6146% | 1.851% | 3.365% | 1.207% | 1.161% | 1.781% | 2.693% | 3.899% | 4.177% | 8.028% | 18.9% | 20.38% | 20.68% | 10.4% | 8.813% | 14.3% | 19.26% | 17.99% | 20.62% | 19.42% | 23.2% | 1.29% | - | - | - | - | - | -
NSW1 | Gas - Steam | bar: 2021-22 to 2049-50
NSW1 | OCGT / Diesel | 4.453e-08% | 4.644e-08% | 0.09824% | 0.3928% | 0.07236% | 0.1051% | 0.08756% | 0.1535% | 0.122% | 0.1732% | 0.07367% | 0.6382% | 0.695% | 0.7652% | 1.215% | 0.8036% | 1.649% | 0.4254% | 2.771% | 6.825% | 4.05% | 4.597% | 12.32% | 4.516% | 6.151% | 14.91% | 18.51% | 19.66% | 22.57%
NSW1 | Hydro | 9.259% | 9.672% | 8.846% | 12.74% | 12.3% | 11.38% | 11.89% | 15.19% | 12.99% | 11.28% | 11.87% | 12.14% | 13.83% | 15.43% | 14.61% | 13.82% | 18.68% | 14.93% | 14.51% | 14.06% | 12.4% | 15.54% | 15.65% | 15.74% | 16.07% | 18.31% | 15.07% | 14.4% | 12.86%
NSW1 | Wind | 32.67% | 37.21% | 34.57% | 33.16% | 36.91% | 38.41% | 38.24% | 33.31% | 31.07% | 32.84% | 34.03% | 33.35% | 32.15% | 34.14% | 35.94% | 36.06% | 32.25% | 29.8% | 31.78% | 32.8% | 32.72% | 31.06% | 32.59% | 34.11% | 34.53% | 31.26% | 29.5% | 31.15% | 31.5%
NSW1 | Solar PV | 28.63% | 28.53% | 28.72% | 27.65% | 26.32% | 28.48% | 28.73% | 26.01% | 26.9% | 28.16% | 28.35% | 28.62% | 27.68% | 26.53% | 28.63% | 28.7% | 26.09% | 26.68% | 28.15% | 28.47% | 28.45% | 27.15% | 25.96% | 27.79% | 27.84% | 25.45% | 25.8% | 27.23% | 27.28%
NSW1 | Grid Battery | - | - | - | - | - | - | - | - | - | - | - | 15.78% | 15.57% | 15.33% | 15.41% | 15.46% | 14.87% | 14.75% | 14.87% | 14.2% | 14.28% | 14.33% | 13.98% | 14.7% | 14.59% | 14.23% | 13.88% | 14.45% | 14.24%
NSW1 | Pumped Hydro | 2.518% | 4.792% | 6.003% | 42.52% | 20.94% | 19.31% | 23.03% | 24.11% | 24.33% | 24.45% | 23.03% | 27.33% | 25.8% | 26.34% | 27.53% | 25.96% | 27.34% | 26.25% | 28.31% | 27.04% | 26.67% | 27.51% | 26.49% | 29.55% | 28.56% | 27.41% | 26.02% | 27.53% | 27.18%
NSW1 | VPP | 2.421% | 3.109% | 6.574% | 7.689% | 8.596% | 9.077% | 8.571% | 8.066% | 7.961% | 7.98% | 7.661% | 7.43% | 7.11% | 6.722% | 6.642% | 6.596% | 6.19% | 6.049% | 6.063% | 5.616% | 5.65% | 5.678% | 5.134% | 5.605% | 5.471% | 5.302% | 5.101% | 5.281% | 4.935%
Region | Technology | 2021-22 | 2022-23 | 2023-24 | 2024-25 | 2025-26 | 2026-27 | 2027-28 | 2028-29 | 2029-30 | 2030-31 | 2031-32 | 2032-33 | 2033-34 | 2034-35 | 2035-36 | 2036-37 | 2037-38 | 2038-39 | 2039-40 | 2040-41 | 2041-42 | 2042-43 | 2043-44 | 2044-45 | 2045-46 | 2046-47 | 2047-48 | 2048-49 | 2049-50
QLD1 | Black Coal | 49.62% | 46.37% | 48.89% | 66.1% | 64.11% | 65.28% | 62.06% | 64.41% | 66.22% | 63.43% | 59.33% | 62.18% | 68.4% | 61.24% | 59.75% | 58.5% | 58.12% | 59.32% | 53.75% | 55.75% | 52.42% | 58.59% | 54.02% | 51.74% | 49.98% | 60.15% | 58.34% | 56.41% | 53.28%
QLD1 | Brown Coal | bar: 2021-22 to 2049-50
QLD1 | CCGT | 8.33% | 8.33% | 9.298% | 14.97% | 16.57% | 13.56% | 13.47% | 15.16% | 17.71% | 17.45% | 18.72% | 22.25% | 27.65% | 23.52% | 22.05% | 22.39% | 25.86% | 24.72% | 23.93% | 27.73% | 27.2% | 33.24% | 29.02% | 30.38% | 43.51% | 60.92% | 61.08% | 60.92% | 60.92%
QLD1 | Gas - Steam | 5.044% | 5.044% | 10.02% | 9.894% | 9.894% | 9.894% | 9.921% | 9.894% | 9.894% | 9.894% | 9.921% | 9.894% | 12.17% | 10.6% | 9.921% | 9.894% | 12.58% | 12.28% | 12.45% | 17.71% | 15.33% | 23.09% | 20.07% | 18.68% | 22.03% | - | - | - | -
QLD1 | OCGT / Diesel | 5.569e-08% | 5.745e-08% | 6.115e-08% | 0.3878% | 0.1736% | 0.1935% | 0.2003% | 0.6593% | 0.5306% | 0.7526% | 1.024% | 1.553% | 1.424% | 0.7761% | 1.157% | 2% | 3.15% | 1.103% | 3.218% | 4.516% | 4.842% | 6.393% | 6.66% | 7.404% | 10.32% | 18.22% | 16.31% | 14.66% | 16.27%
QLD1 | Hydro | 51.2% | 50.99% | 51.01% | 50.57% | 50.35% | 50.17% | 50.1% | 49.7% | 49.52% | 48.28% | 49.34% | 48.9% | 48.7% | 48.16% | 47.46% | 47.12% | 38.78% | 39.81% | 38.78% | 35.95% | 36.66% | - | - | - | - | - | - | - | -
QLD1 | Wind | 43.09% | 41.59% | 38.89% | 35.42% | 40.99% | 40.5% | 43.75% | 42.2% | 42.01% | 42.96% | 40.62% | 38.05% | 33.82% | 38.95% | 38.41% | 41.19% | 41.27% | 41.37% | 41.95% | 38.81% | 36.46% | 31.83% | 36.91% | 37.32% | 39.72% | 40.76% | 40.9% | 41.3% | 37.12%
QLD1 | Solar PV | 31.43% | 30.43% | 31.03% | 29.65% | 30.07% | 31.49% | 31.87% | 26.62% | 28.83% | 29.98% | 30.33% | 30.16% | 29.1% | 29.22% | 30.53% | 30.67% | 25.67% | 27.62% | 28.76% | 29.49% | 28.79% | 27.12% | 26.53% | 27.49% | 27.26% | 24.95% | 26.65% | 27.58% | 27.7%
QLD1 | Grid Battery | - | 11.33% | 13.7% | 17.33% | 17.85% | 18.84% | 18.88% | 17.9% | 17.82% | 18.28% | 17.85% | 16.54% | 16.11% | 16.28% | 16.45% | 16.37% | 15.19% | 15.01% | 15.17% | 15.33% | 15.05% | 14.93% | 14.8% | 14.8% | 14.63% | 13.31% | 13.76% | 13.65% | 14.09%
QLD1 | Pumped Hydro | 2.915% | 4.668% | 5.81% | 7.387% | 7.449% | 8.714% | 9.899% | 9.884% | 10.5% | 11.19% | 10.65% | 16.72% | 18.24% | 18.01% | 19.4% | 18.97% | 19.9% | 20.01% | 21.21% | 21.08% | 22.24% | 23.57% | 22.16% | 22.63% | 21.8% | 17.84% | 17.88% | 18.87% | 19.56%
QLD1 | VPP | 5.834% | 6.486% | 7.16% | 9.267% | 9.67% | 10.05% | 10.03% | 8.97% | 9.061% | 9.077% | 8.981% | 7.653% | 7.405% | 7.198% | 7.193% | 7.102% | 6.178% | 6.187% | 6.082% | 6.051% | 6.002% | 5.864% | 5.221% | 5.026% | 4.831% | 4.258% | 4.466% | 4.314% | 4.107%
Region | Technology | 2021-22 | 2022-23 | 2023-24 | 2024-25 | 2025-26 | 2026-27 | 2027-28 | 2028-29 | 2029-30 | 2030-31 | 2031-32 | 2032-33 | 2033-34 | 2034-35 | 2035-36 | 2036-37 | 2037-38 | 2038-39 | 2039-40 | 2040-41 | 2041-42 | 2042-43 | 2043-44 | 2044-45 | 2045-46 | 2046-47 | 2047-48 | 2048-49 | 2049-50
VIC1 | Black Coal | bar: 2021-22 to 2049-50
VIC1 | Brown Coal | 66.31% | 58.42% | 62.48% | 69.37% | 70.69% | 69.77% | - | - | - | - | - | - | - | - | - | - | - | - | - | - | - | - | - | - | - | - | - | - | -
VIC1 | CCGT | bar: 2021-22 to 2049-50
VIC1 | Gas - Steam | 0.1927% | 0.07927% | 0.2018% | 0.9647% | 0.7405% | 0.7963% | 0.8042% | 1.179% | 0.416% | 0.7817% | 0.8051% | 1.316% | 1.401% | 1.762% | 2.245% | 2.227% | 4.433% | 1.818% | - | - | - | - | - | - | - | - | - | - | -
VIC1 | OCGT / Diesel | 0.04693% | 5.813e-08% | 0.05491% | 0.1497% | 0.1071% | 0.2928% | 0.1717% | 0.2328% | 0.1199% | 0.1706% | 0.1337% | 0.3277% | 0.187% | 0.3094% | 0.5713% | 0.3917% | 0.8477% | 0.1791% | 1.554% | 1.921% | 1.884% | 0.9738% | 5.105% | 2.583% | 2.507% | 4.163% | 1.111% | 4.972% | 9.872%
VIC1 | Hydro | 14.05% | 14.13% | 12.78% | 15.71% | 16.16% | 15.23% | 15.44% | 19.33% | 16.01% | 13.67% | 13.78% | 12.43% | 15.24% | 15.71% | 14.86% | 14.9% | 18.73% | 15.55% | 13.35% | 13.31% | 12.08% | 14.76% | 15.28% | 14.39% | 14.47% | 18.12% | 15.06% | 12.91% | 12.92%
VIC1 | Wind | 35.74% | 36.28% | 30.94% | 32.25% | 33.28% | 34.58% | 36.23% | 33.77% | 35% | 33% | 34.21% | 28.6% | 29.02% | 29.88% | 32.1% | 32.45% | 31.07% | 33.35% | 31.05% | 31.39% | 28.01% | 27.32% | 29.01% | 30.33% | 32.31% | 31.84% | 34.04% | 31.98% | 32.59%
VIC1 | Solar PV | 27.59% | 27.39% | 28.45% | 27.27% | 25.9% | 27.32% | 27.86% | 26.09% | 27.05% | 27.57% | 27.19% | 27.04% | 25.39% | 25.11% | 26.22% | 26.7% | 24.43% | 24.65% | 25.23% | 25.14% | 26.88% | 24.93% | 24.24% | 25.39% | 26.09% | 23.6% | 24.24% | 24.43% | 24.85%
VIC1 | Grid Battery | 9.972% | 3.011% | 3.69% | 5.528% | 5.969% | 6.113% | 5.724% | 5.31% | 5.314% | 5.163% | 5.334% | 5.201% | 4.907% | 4.668% | 4.826% | 4.84% | 4.638% | 4.577% | 4.608% | 4.329% | 7.672% | 14.11% | 13.38% | 14.72% | 14.73% | 14.19% | 13.98% | 14.19% | 13.95%
VIC1 | Pumped Hydro | - | - | - | - | - | - | - | - | - | - | - | 29.39% | 27.95% | 26.8% | 27.35% | 27.66% | 27.74% | 27.76% | 29.19% | 28.1% | 26.7% | 26.3% | 23.96% | 27.02% | 27.05% | 25.43% | 25.9% | 27.08% | 25.64%
VIC1 | VPP | 3.927% | 5.189% | 6.062% | 9.507% | 10.19% | 10.24% | 9.254% | 8.515% | 8.666% | 8.513% | 8.691% | 8.12% | 7.898% | 7.538% | 7.469% | 7.356% | 6.952% | 6.75% | 6.608% | 6.22% | 6.043% | 5.88% | 5.159% | 5.878% | 5.716% | 5.431% | 5.392% | 5.25% | 4.956%
Region | Technology | 2021-22 | 2022-23 | 2023-24 | 2024-25 | 2025-26 | 2026-27 | 2027-28 | 2028-29 | 2029-30 | 2030-31 | 2031-32 | 2032-33 | 2033-34 | 2034-35 | 2035-36 | 2036-37 | 2037-38 | 2038-39 | 2039-40 | 2040-41 | 2041-42 | 2042-43 | 2043-44 | 2044-45 | 2045-46 | 2046-47 | 2047-48 | 2048-49 | 2049-50
SA1 | Black Coal | bar: 2021-22 to 2049-50
SA1 | Brown Coal | bar: 2021-22 to 2049-50
SA1 | CCGT | 17.95% | 17.95% | 11.65% | 11.02% | 16.15% | 10.8% | 9.727% | 9.7% | 9.7% | 9.7% | 9.727% | 16.17% | 17.8% | 20.05% | 10.74% | 9.7% | - | - | - | - | - | - | - | - | - | - | - | - | -
SA1 | Gas - Steam | 9.352% | 9.631% | 9.195% | 1.232% | 1.253% | 1.585% | 1.167% | 1.164% | 1.164% | 1.164% | 1.167% | 2.498% | 2.218% | 3.643% | - | - | - | - | - | - | - | - | - | - | - | - | - | - | -
SA1 | OCGT / Diesel | 0.3679% | 0.1978% | 0.717% | 0.5182% | 0.7% | 0.6161% | 0.3029% | 0.3844% | 0.1036% | 0.3961% | 0.4252% | 1.714% | 1.684% | 2.925% | 2.069% | 1.932% | 4.753% | 3.885% | 5.726% | 8.693% | 5.771% | 7.092% | 13.07% | 5.325% | 4.404% | 10.23% | 9.773% | 12.67% | 14.36%
SA1 | Hydro | bar: 2021-22 to 2049-50
SA1 | Wind | 34.8% | 34.35% | 30.22% | 32.98% | 32.04% | 35.57% | 35.98% | 34.42% | 35.13% | 34.72% | 36.36% | 30.42% | 30.39% | 28.36% | 32.76% | 32.8% | 32.31% | 33.42% | 33.4% | 34.6% | 30.8% | 29.93% | 28.14% | 31.69% | 33.11% | 32.34% | 33.57% | 31.92% | 34.23%
SA1 | Solar PV | 30.63% | 29.1% | 29.35% | 28.19% | 27.51% | 28.16% | 29.03% | 27.61% | 28.77% | 29.03% | 29.15% | 29.61% | 28.19% | 27.51% | 28.21% | 27.96% | 25.56% | 26.07% | 26.34% | 23.99% | 23.86% | 21.31% | 21.04% | 20.47% | 20.88% | 19.47% | 19.79% | 18.84% | 20.52%
SA1 | Grid Battery | 4.836% | 4.762% | 5.934% | 6.095% | 6.121% | 6.285% | 5.926% | 5.66% | 5.498% | 6.282% | 6.019% | 6.075% | 5.95% | 5.214% | 11.95% | 11.83% | 11.49% | 11.4% | 12.22% | 11.72% | 12.55% | 12.55% | 11.58% | 12.55% | 12.73% | 12.25% | 12.09% | 12.16% | 11.58%
SA1 | Pumped Hydro | bar: 2021-22 to 2049-50
SA1 | VPP | 8.349% | 8.443% | 9.982% | 9.806% | 9.843% | 9.777% | 9.015% | 8.551% | 8.368% | 8.612% | 8.392% | 8.071% | 7.743% | 7.219% | 6.561% | 6.362% | 6.109% | 5.995% | 5.906% | 5.488% | 5.059% | 5.091% | 4.36% | 5.01% | 5.008% | 4.54% | 4.57% | 4.463% | 3.985%
Region | Technology | 2021-22 | 2022-23 | 2023-24 | 2024-25 | 2025-26 | 2026-27 | 2027-28 | 2028-29 | 2029-30 | 2030-31 | 2031-32 | 2032-33 | 2033-34 | 2034-35 | 2035-36 | 2036-37 | 2037-38 | 2038-39 | 2039-40 | 2040-41 | 2041-42 | 2042-43 | 2043-44 | 2044-45 | 2045-46 | 2046-47 | 2047-48 | 2048-49 | 2049-50
TAS1 | Black Coal | bar: 2021-22 to 2049-50
TAS1 | Brown Coal | bar: 2021-22 to 2049-50
TAS1 | CCGT | 2.75e-07% | 2.701e-07% | 2.791e-07% | 2.813e-07% | 2.822e-07% | 2.964e-07% | 3.487e-07% | 3.808e-07% | 3.861e-07% | 3.944e-07% | 3.926e-07% | 4.717e-07% | 4.738e-07% | 4.716e-07% | 4.686e-07% | 4.694e-07% | 4.997e-07% | 5.184e-07% | 6.129e-07% | 6.11e-07% | 6.804e-07% | 6.848e-07% | 6.888e-07% | 6.618e-07% | 6.733e-07% | 9.771e-07% | 9.752e-07% | 1.188e-06% | 1.181e-06%
TAS1 | Gas - Steam | bar: 2021-22 to 2049-50
TAS1 | OCGT / Diesel | 2.412e-07% | 2.287e-07% | 2.407e-07% | 2.463e-07% | 2.512e-07% | 2.691e-07% | 3.053e-07% | 0.01083% | 0.002377% | 0.02931% | 0.02502% | 0.1101% | 0.04553% | 0.06375% | 0.06348% | 0.01791% | 0.2768% | 4.821e-07% | 0.04451% | 0.04534% | 0.3205% | 0.06802% | 0.406% | 0.7112% | 0.3093% | 0.1943% | 0.0838% | 1.401% | 1.196%
TAS1 | Hydro | 36.85% | 38.1% | 33.53% | 40.78% | 42% | 38.52% | 43.13% | 43.58% | 41.66% | 38.63% | 37.57% | 37.22% | 39.42% | 40.02% | 38.99% | 35.26% | 38.51% | 36.82% | 33.85% | 33.67% | 33.14% | 35.69% | 36.45% | 32.26% | 37.36% | 39.86% | 37.85% | 34.13% | 35.87%
TAS1 | Wind | 33.83% | 38.45% | 38.03% | 38.03% | 39.66% | 40.05% | 42.18% | 40.01% | 41.65% | 40.31% | 42.27% | 40.34% | 39.52% | 41.2% | 41.89% | 42.77% | 42.19% | 41.44% | 40.31% | 42.24% | 39.64% | 38.77% | 40.25% | 41.94% | 43.41% | 42.86% | 42.58% | 40.84% | 41.96%
TAS1 | Solar PV | bar: 2021-22 to 2049-50
TAS1 | Grid Battery | bar: 2021-22 to 2049-50
TAS1 | Pumped Hydro | - | - | - | - | - | - | - | - | 24.23% | 26.68% | 25.44% | 24.36% | 24.22% | 24.08% | 23.17% | 24.23% | 23.94% | 23.69% | 25.48% | 23.96% | 22.22% | 23.79% | 22.44% | 24.86% | 23.71% | 22.75% | 22.03% | 24.71% | 21.98%
TAS1 | VPP | - | 2.689% | 3.521% | 2.655% | 3.159% | 3.518% | 6.117% | 6.315% | 7.627% | 8.115% | 8.018% | 7.374% | 6.825% | 6.787% | 6.224% | 6.421% | 6.286% | 5.693% | 5.847% | 5.864% | 5.575% | 5.305% | 4.82% | 5.419% | 5.275% | 4.929% | 4.425% | 4.974% | 4.374%
Explicitly modelled pumping
Region | Technology | 2021-22 | 2022-23 | 2023-24 | 2024-25 | 2025-26 | 2026-27 | 2027-28 | 2028-29 | 2029-30 | 2030-31 | 2031-32 | 2032-33 | 2033-34 | 2034-35 | 2035-36 | 2036-37 | 2037-38 | 2038-39 | 2039-40 | 2040-41 | 2041-42 | 2042-43 | 2043-44 | 2044-45 | 2045-46 | 2046-47 | 2047-48 | 2048-49 | 2049-50
NEM | Grid Battery pump | 7.284% | 4.812% | 5.896% | 7.549% | 7.923% | 8.142% | 7.71% | 7.204% | 7.156% | 7.363% | 7.4% | 13.78% | 13.81% | 13.75% | 14.99% | 14.97% | 14.8% | 14.62% | 15.16% | 14.76% | 15.54% | 16.51% | 15.91% | 16.73% | 16.69% | 15.8% | 15.88% | 16.03% | 16.05%
NEM | Pumped Hydro Pump | 4.161% | 7.364% | 8.742% | 26.21% | 21.13% | 21.61% | 26% | 26.17% | 27.49% | 27.64% | 28.42% | 32.39% | 31.53% | 31.09% | 32.93% | 32.42% | 32.52% | 31.91% | 33.86% | 33.67% | 32.24% | 33.96% | 31.12% | 34.7% | 34.14% | 30.86% | 30.04% | 31.96% | 30.73%
NEM | VPP pump | 5.399% | 6.427% | 8.609% | 10.39% | 11.08% | 11.4% | 10.85% | 10.04% | 10.1% | 10.12% | 10.01% | 9.29% | 8.967% | 8.56% | 8.379% | 8.287% | 7.704% | 7.539% | 7.441% | 7.091% | 6.934% | 6.872% | 6.087% | 6.595% | 6.431% | 6.011% | 5.986% | 5.943% | 5.572%
Region | Technology | 2021-22 | 2022-23 | 2023-24 | 2024-25 | 2025-26 | 2026-27 | 2027-28 | 2028-29 | 2029-30 | 2030-31 | 2031-32 | 2032-33 | 2033-34 | 2034-35 | 2035-36 | 2036-37 | 2037-38 | 2038-39 | 2039-40 | 2040-41 | 2041-42 | 2042-43 | 2043-44 | 2044-45 | 2045-46 | 2046-47 | 2047-48 | 2048-49 | 2049-50
NSW1 | Grid Battery pump | - | - | - | - | - | - | - | - | - | - | - | 18.57% | 18.32% | 18.08% | 18.09% | 18.19% | 17.54% | 17.35% | 17.46% | 16.75% | 16.78% | 16.86% | 16.45% | 17.29% | 17.21% | 16.7% | 16.37% | 16.95% | 16.75%
NSW1 | Pumped Hydro Pump | 3.765% | 7.085% | 8.199% | 34.27% | 22.6% | 22.82% | 27.61% | 27.82% | 28.98% | 28.77% | 29.95% | 34.15% | 33.62% | 33.11% | 35.42% | 34.36% | 35.06% | 34.03% | 36.27% | 36.43% | 33.92% | 37.07% | 33.58% | 38.95% | 38.51% | 35.87% | 33.91% | 36.26% | 34.43%
NSW1 | VPP pump | 2.906% | 3.756% | 7.874% | 9.236% | 10.31% | 10.89% | 10.31% | 9.662% | 9.555% | 9.586% | 9.211% | 8.898% | 8.533% | 8.09% | 7.952% | 7.917% | 7.45% | 7.261% | 7.259% | 6.76% | 6.763% | 6.816% | 6.16% | 6.727% | 6.585% | 6.345% | 6.141% | 6.321% | 5.923%
Region | Technology | 2021-22 | 2022-23 | 2023-24 | 2024-25 | 2025-26 | 2026-27 | 2027-28 | 2028-29 | 2029-30 | 2030-31 | 2031-32 | 2032-33 | 2033-34 | 2034-35 | 2035-36 | 2036-37 | 2037-38 | 2038-39 | 2039-40 | 2040-41 | 2041-42 | 2042-43 | 2043-44 | 2044-45 | 2045-46 | 2046-47 | 2047-48 | 2048-49 | 2049-50
QLD1 | Grid Battery pump | - | 13.93% | 16.91% | 21.4% | 22.06% | 23.23% | 23.31% | 22.09% | 22% | 22.57% | 22.09% | 19.51% | 19.01% | 19.23% | 19.39% | 19.31% | 17.94% | 17.64% | 17.87% | 18.04% | 17.7% | 17.58% | 17.4% | 17.41% | 17.2% | 15.69% | 16.16% | 16.08% | 16.55%
QLD1 | Pumped Hydro Pump | 4.841% | 7.843% | 9.674% | 12.38% | 12.5% | 14.49% | 16.55% | 16.52% | 17.56% | 18.7% | 17.88% | 24.57% | 25.24% | 24.95% | 26.83% | 26.26% | 26.48% | 26.38% | 28.04% | 27.93% | 29.38% | 30.62% | 28.71% | 29.31% | 28.34% | 23.13% | 23.09% | 24.5% | 25.14%
QLD1 | VPP pump | 7.003% | 7.785% | 8.594% | 11.13% | 11.61% | 12.05% | 12.04% | 10.77% | 10.88% | 10.89% | 10.8% | 9.166% | 8.888% | 8.647% | 8.626% | 8.524% | 7.436% | 7.407% | 7.3% | 7.274% | 7.194% | 7.05% | 6.261% | 6.039% | 5.787% | 5.124% | 5.348% | 5.192% | 4.917%
Region | Technology | 2021-22 | 2022-23 | 2023-24 | 2024-25 | 2025-26 | 2026-27 | 2027-28 | 2028-29 | 2029-30 | 2030-31 | 2031-32 | 2032-33 | 2033-34 | 2034-35 | 2035-36 | 2036-37 | 2037-38 | 2038-39 | 2039-40 | 2040-41 | 2041-42 | 2042-43 | 2043-44 | 2044-45 | 2045-46 | 2046-47 | 2047-48 | 2048-49 | 2049-50
VIC1 | Grid Battery pump | 12.22% | 3.735% | 4.538% | 6.825% | 7.37% | 7.547% | 7.084% | 6.537% | 6.56% | 6.374% | 6.603% | 6.403% | 6.058% | 5.763% | 5.958% | 5.975% | 5.726% | 5.668% | 5.671% | 5.361% | 9.07% | 16.64% | 15.7% | 17.32% | 17.38% | 16.65% | 16.5% | 16.64% | 16.42%
VIC1 | Pumped Hydro Pump | - | - | - | - | - | - | - | - | - | - | - | 36.77% | 35% | 33.44% | 34.18% | 34.58% | 34.67% | 34.87% | 36.32% | 35.3% | 33.28% | 33.05% | 29.79% | 33.8% | 33.94% | 31.62% | 32.55% | 33.68% | 32.05%
VIC1 | VPP pump | 4.713% | 6.253% | 7.259% | 11.41% | 12.23% | 12.29% | 11.13% | 10.2% | 10.4% | 10.22% | 10.46% | 9.726% | 9.48% | 9.048% | 8.965% | 8.829% | 8.344% | 8.123% | 7.912% | 7.487% | 7.233% | 7.078% | 6.173% | 7.055% | 6.88% | 6.5% | 6.491% | 6.283% | 5.948%
Region | Technology | 2021-22 | 2022-23 | 2023-24 | 2024-25 | 2025-26 | 2026-27 | 2027-28 | 2028-29 | 2029-30 | 2030-31 | 2031-32 | 2032-33 | 2033-34 | 2034-35 | 2035-36 | 2036-37 | 2037-38 | 2038-39 | 2039-40 | 2040-41 | 2041-42 | 2042-43 | 2043-44 | 2044-45 | 2045-46 | 2046-47 | 2047-48 | 2048-49 | 2049-50
SA1 | Grid Battery pump | 5.953% | 5.896% | 7.308% | 7.524% | 7.556% | 7.759% | 7.333% | 6.971% | 6.797% | 7.745% | 7.43% | 7.5% | 7.346% | 6.438% | 14.16% | 14.01% | 13.61% | 13.54% | 14.43% | 13.9% | 14.78% | 14.85% | 13.61% | 14.8% | 15.05% | 14.41% | 14.3% | 14.29% | 13.66%
SA1 | Pumped Hydro Pump | bar: 2021-22 to 2049-50
SA1 | VPP pump | 10.02% | 10.16% | 11.96% | 11.77% | 11.81% | 11.74% | 10.84% | 10.24% | 10.06% | 10.34% | 10.06% | 9.687% | 9.293% | 8.664% | 7.874% | 7.635% | 7.332% | 7.215% | 7.07% | 6.606% | 6.053% | 6.125% | 5.219% | 6.021% | 6.022% | 5.431% | 5.503% | 5.339% | 4.783%
Region | Technology | 2021-22 | 2022-23 | 2023-24 | 2024-25 | 2025-26 | 2026-27 | 2027-28 | 2028-29 | 2029-30 | 2030-31 | 2031-32 | 2032-33 | 2033-34 | 2034-35 | 2035-36 | 2036-37 | 2037-38 | 2038-39 | 2039-40 | 2040-41 | 2041-42 | 2042-43 | 2043-44 | 2044-45 | 2045-46 | 2046-47 | 2047-48 | 2048-49 | 2049-50
TAS1 | Grid Battery pump | bar: 2021-22 to 2049-50
TAS1 | Pumped Hydro Pump | - | - | - | - | - | - | - | - | 30.57% | 33.1% | 32.13% | 30.53% | 30.09% | 30.18% | 28.88% | 30.45% | 29.77% | 29.69% | 31.79% | 30.26% | 27.74% | 29.64% | 27.94% | 31.01% | 29.98% | 28.1% | 27.88% | 30.54% | 27.47%
TAS1 | VPP pump | - | 3.252% | 4.211% | 3.209% | 3.776% | 4.222% | 7.366% | 7.561% | 9.155% | 9.741% | 9.646% | 8.854% | 8.172% | 8.167% | 7.45% | 7.707% | 7.544% | 6.853% | 6.999% | 7.058% | 6.673% | 6.368% | 5.784% | 6.504% | 6.35% | 5.898% | 5.33% | 5.953% | 5.25%
Non-controllable capacity
Region | Technology | 2021-22 | 2022-23 | 2023-24 | 2024-25 | 2025-26 | 2026-27 | 2027-28 | 2028-29 | 2029-30 | 2030-31 | 2031-32 | 2032-33 | 2033-34 | 2034-35 | 2035-36 | 2036-37 | 2037-38 | 2038-39 | 2039-40 | 2040-41 | 2041-42 | 2042-43 | 2043-44 | 2044-45 | 2045-46 | 2046-47 | 2047-48 | 2048-49 | 2049-50
NEM | Distributed PV | 15.77% | 16.13% | 16.31% | 15.86% | 15.31% | 16.39% | 16.4% | 14.89% | 15.69% | 16.31% | 16.53% | 16.71% | 16.17% | 15.67% | 16.78% | 16.8% | 15.17% | 15.97% | 16.63% | 16.87% | 16.95% | 16.51% | 15.94% | 17.04% | 17% | 15.32% | 16.09% | 16.78% | 17.01%
NEM | Behind the meter battery | 5.748% | 5.692% | 5.637% | 5.571% | 5.54% | 5.531% | 5.51% | 5.445% | 5.434% | 5.4% | 5.428% | 5.333% | 5.256% | 5.16% | 5.074% | 4.963% | 4.868% | 4.799% | 4.763% | 4.713% | 4.686% | 4.66% | 4.646% | 4.581% | 4.527% | 4.461% | 4.415% | 4.344% | 4.278%
NEM | Behind the meter battery pump | 4.884% | 4.836% | 4.789% | 4.733% | 4.706% | 4.698% | 4.681% | 4.626% | 4.616% | 4.587% | 4.612% | 4.531% | 4.464% | 4.383% | 4.31% | 4.216% | 4.136% | 4.077% | 4.045% | 4.004% | 3.981% | 3.957% | 3.948% | 3.891% | 3.845% | 3.789% | 3.751% | 3.691% | 3.634%
Region | Technology | 2021-22 | 2022-23 | 2023-24 | 2024-25 | 2025-26 | 2026-27 | 2027-28 | 2028-29 | 2029-30 | 2030-31 | 2031-32 | 2032-33 | 2033-34 | 2034-35 | 2035-36 | 2036-37 | 2037-38 | 2038-39 | 2039-40 | 2040-41 | 2041-42 | 2042-43 | 2043-44 | 2044-45 | 2045-46 | 2046-47 | 2047-48 | 2048-49 | 2049-50
NSW1 | Distributed PV | 15.89% | 16.59% | 16.28% | 16.1% | 15.42% | 17.11% | 16.87% | 15.03% | 15.45% | 16.39% | 17.13% | 16.7% | 16.38% | 15.81% | 17.37% | 17.11% | 15.24% | 15.71% | 16.66% | 17.39% | 16.89% | 16.65% | 16% | 17.57% | 17.26% | 15.35% | 15.79% | 16.75% | 17.46%
NSW1 | Behind the meter battery | 5.743% | 5.655% | 5.625% | 5.578% | 5.567% | 5.568% | 5.534% | 5.457% | 5.423% | 5.371% | 5.388% | 5.278% | 5.194% | 5.093% | 5.007% | 4.898% | 4.816% | 4.746% | 4.723% | 4.676% | 4.646% | 4.616% | 4.599% | 4.534% | 4.479% | 4.414% | 4.361% | 4.297% | 4.233%
NSW1 | Behind the meter battery pump | 4.879% | 4.803% | 4.778% | 4.739% | 4.729% | 4.729% | 4.701% | 4.635% | 4.607% | 4.563% | 4.579% | 4.484% | 4.41% | 4.328% | 4.251% | 4.161% | 4.092% | 4.033% | 4.011% | 3.973% | 3.947% | 3.919% | 3.909% | 3.854% | 3.802% | 3.751% | 3.706% | 3.65% | 3.594%
Region | Technology | 2021-22 | 2022-23 | 2023-24 | 2024-25 | 2025-26 | 2026-27 | 2027-28 | 2028-29 | 2029-30 | 2030-31 | 2031-32 | 2032-33 | 2033-34 | 2034-35 | 2035-36 | 2036-37 | 2037-38 | 2038-39 | 2039-40 | 2040-41 | 2041-42 | 2042-43 | 2043-44 | 2044-45 | 2045-46 | 2046-47 | 2047-48 | 2048-49 | 2049-50
QLD1 | Distributed PV | 16.23% | 17.23% | 17.2% | 16.55% | 16.67% | 17.73% | 17.8% | 14.99% | 16.26% | 16.82% | 17.72% | 17.58% | 16.78% | 16.96% | 18.05% | 18.11% | 15.29% | 16.67% | 17.29% | 18.16% | 17.93% | 17.24% | 17.36% | 18.37% | 18.37% | 15.48% | 16.85% | 17.47% | 18.34%
QLD1 | Behind the meter battery | 5.678% | 5.582% | 5.557% | 5.521% | 5.512% | 5.514% | 5.493% | 5.432% | 5.405% | 5.391% | 5.428% | 5.338% | 5.269% | 5.176% | 5.092% | 4.973% | 4.875% | 4.794% | 4.746% | 4.725% | 4.712% | 4.699% | 4.696% | 4.635% | 4.584% | 4.527% | 4.479% | 4.407% | 4.348%
QLD1 | Behind the meter battery pump | 4.822% | 4.742% | 4.72% | 4.691% | 4.681% | 4.683% | 4.665% | 4.616% | 4.593% | 4.577% | 4.611% | 4.536% | 4.474% | 4.395% | 4.325% | 4.224% | 4.141% | 4.073% | 4.032% | 4.015% | 4.005% | 3.989% | 3.99% | 3.937% | 3.896% | 3.844% | 3.807% | 3.745% | 3.692%
Region | Technology | 2021-22 | 2022-23 | 2023-24 | 2024-25 | 2025-26 | 2026-27 | 2027-28 | 2028-29 | 2029-30 | 2030-31 | 2031-32 | 2032-33 | 2033-34 | 2034-35 | 2035-36 | 2036-37 | 2037-38 | 2038-39 | 2039-40 | 2040-41 | 2041-42 | 2042-43 | 2043-44 | 2044-45 | 2045-46 | 2046-47 | 2047-48 | 2048-49 | 2049-50
VIC1 | Distributed PV | 14.6% | 14.16% | 14.99% | 14.63% | 13.83% | 14.71% | 14.77% | 14.23% | 15.01% | 15.58% | 14.94% | 15.73% | 15.23% | 14.39% | 15.27% | 15.35% | 14.57% | 15.22% | 15.82% | 15.22% | 15.93% | 15.53% | 14.6% | 15.51% | 15.5% | 14.74% | 15.37% | 16% | 15.33%
VIC1 | Behind the meter battery | 5.776% | 5.713% | 5.667% | 5.611% | 5.588% | 5.591% | 5.599% | 5.543% | 5.541% | 5.5% | 5.521% | 5.438% | 5.364% | 5.266% | 5.181% | 5.068% | 4.961% | 4.893% | 4.856% | 4.792% | 4.76% | 4.735% | 4.72% | 4.654% | 4.604% | 4.535% | 4.493% | 4.42% | 4.35%
VIC1 | Behind the meter battery pump | 4.909% | 4.855% | 4.816% | 4.768% | 4.748% | 4.751% | 4.757% | 4.709% | 4.705% | 4.672% | 4.689% | 4.621% | 4.559% | 4.472% | 4.403% | 4.307% | 4.217% | 4.154% | 4.124% | 4.068% | 4.044% | 4.021% | 4.01% | 3.953% | 3.91% | 3.851% | 3.816% | 3.755% | 3.695%
Region | Technology | 2021-22 | 2022-23 | 2023-24 | 2024-25 | 2025-26 | 2026-27 | 2027-28 | 2028-29 | 2029-30 | 2030-31 | 2031-32 | 2032-33 | 2033-34 | 2034-35 | 2035-36 | 2036-37 | 2037-38 | 2038-39 | 2039-40 | 2040-41 | 2041-42 | 2042-43 | 2043-44 | 2044-45 | 2045-46 | 2046-47 | 2047-48 | 2048-49 | 2049-50
SA1 | Distributed PV | 16.93% | 17.17% | 17.71% | 17.12% | 16.19% | 16.82% | 17.34% | 16.48% | 17.3% | 17.53% | 17.53% | 17.98% | 17.32% | 16.39% | 17.08% | 17.64% | 16.81% | 17.61% | 17.85% | 17.82% | 18.27% | 17.65% | 16.69% | 17.32% | 17.86% | 16.97% | 17.75% | 18% | 17.98%
SA1 | Behind the meter battery | 5.793% | 5.815% | 5.7% | 5.557% | 5.445% | 5.366% | 5.32% | 5.251% | 5.291% | 5.29% | 5.345% | 5.244% | 5.158% | 5.071% | 4.977% | 4.871% | 4.765% | 4.72% | 4.664% | 4.587% | 4.547% | 4.499% | 4.482% | 4.4% | 4.344% | 4.253% | 4.22% | 4.138% | 4.064%
SA1 | Behind the meter battery pump | 4.922% | 4.94% | 4.844% | 4.721% | 4.624% | 4.557% | 4.521% | 4.461% | 4.495% | 4.496% | 4.538% | 4.454% | 4.381% | 4.307% | 4.225% | 4.136% | 4.047% | 4.009% | 3.963% | 3.898% | 3.86% | 3.823% | 3.807% | 3.738% | 3.687% | 3.615% | 3.587% | 3.516% | 3.452%
Region | Technology | 2021-22 | 2022-23 | 2023-24 | 2024-25 | 2025-26 | 2026-27 | 2027-28 | 2028-29 | 2029-30 | 2030-31 | 2031-32 | 2032-33 | 2033-34 | 2034-35 | 2035-36 | 2036-37 | 2037-38 | 2038-39 | 2039-40 | 2040-41 | 2041-42 | 2042-43 | 2043-44 | 2044-45 | 2045-46 | 2046-47 | 2047-48 | 2048-49 | 2049-50
TAS1 | Distributed PV | 13.91% | 13.69% | 14.24% | 14.25% | 13.43% | 14.24% | 14.41% | 13.95% | 13.99% | 14.25% | 14.08% | 14.44% | 14.34% | 13.61% | 14.44% | 14.48% | 14% | 14.1% | 14.4% | 14.2% | 14.6% | 14.54% | 13.75% | 14.59% | 14.57% | 14.08% | 14.15% | 14.48% | 14.3%
TAS1 | Behind the meter battery | 5.704% | 5.607% | 5.547% | 5.538% | 5.501% | 5.496% | 5.475% | 5.417% | 5.367% | 5.318% | 5.332% | 5.23% | 5.159% | 5.071% | 4.992% | 4.89% | 4.814% | 4.766% | 4.719% | 4.656% | 4.613% | 4.574% | 4.546% | 4.462% | 4.404% | 4.339% | 4.284% | 4.205% | 4.139%
TAS1 | Behind the meter battery pump | 4.846% | 4.765% | 4.713% | 4.703% | 4.675% | 4.669% | 4.651% | 4.604% | 4.558% | 4.518% | 4.532% | 4.443% | 4.383% | 4.307% | 4.241% | 4.155% | 4.092% | 4.048% | 4.011% | 3.958% | 3.916% | 3.885% | 3.863% | 3.789% | 3.743% | 3.686% | 3.64% | 3.572% | 3.515%

## Marinus_Generation
Annual sent-out generation by technology (GWh) - Marinus Link, Central No State Based Schemes Sensitivity
Explicitly modelled generation
Region | Technology | 2021-22 | 2022-23 | 2023-24 | 2024-25 | 2025-26 | 2026-27 | 2027-28 | 2028-29 | 2029-30 | 2030-31 | 2031-32 | 2032-33 | 2033-34 | 2034-35 | 2035-36 | 2036-37 | 2037-38 | 2038-39 | 2039-40 | 2040-41 | 2041-42 | 2042-43 | 2043-44 | 2044-45 | 2045-46 | 2046-47 | 2047-48 | 2048-49 | 2049-50
NEM | Black Coal | 78629.2299 | 71525.8438 | 69976.4686 | 63567.5142 | 57697.4785 | 55061.1011 | 54411.7306 | 55801.2979 | 51067.5649 | 48832.4859 | 44105.9554 | 30688.0196 | 31914.9246 | 28509.3257 | 23494.8975 | 23368.1698 | 22232.0777 | 22517.5491 | 20566.0724 | 20305.1728 | 16924.2615 | 11365.055 | 9242.3121 | 7668.4922 | 7408.3292 | 8916.058 | 8647.4236 | 8360.4662 | 7896.9163
NEM | Brown Coal | 27823.3005 | 24514.9421 | 26218.8921 | 14913.7158 | 14823.5862 | 12628.2595 | 0.0020639 | 0.0014614 | 0.001424 | 0.0013538 | 0.0011944 | 0.001172 | 0.0012179 | 0.0011218 | 0.0011129 | 0.0010494 | 0.00091895 | 0.0010363 | 0.00090478 | 0.00066649 | 0.00091997 | 0.0010365 | 0.0010116 | 0.00085998 | 0.000877 | 0.0012025 | 0.00024113 | 0 | 0
NEM | CCGT | 2252.5066 | 2252.5066 | 1873.5464 | 2678.1484 | 3010.8967 | 2360.5143 | 2333.8057 | 2606.4044 | 3009.4563 | 2990.8217 | 3371.107 | 4732.2638 | 5604.6644 | 5178.4102 | 3989.7975 | 3144.2411 | 3337.9692 | 3497.1448 | 3048.2627 | 3520.4781 | 3408.8309 | 4137.4861 | 2523.4253 | 2619.8296 | 1295.7708 | 960.5237 | 963.1554 | 960.5237 | 960.5237
NEM | Gas - Steam | 700.9616 | 715.5194 | 726.9096 | 201.3978 | 193.0444 | 218.7873 | 190.0245 | 206.0368 | 172.5972 | 188.6157 | 190.0614 | 305.5354 | 306.3216 | 410.4592 | 171.3147 | 170.36 | 286.7377 | 170.0142 | 91.6363 | 130.3053 | 112.7943 | 169.9058 | 147.6843 | 137.4279 | 162.1249 | 0 | 0 | 0 | 0
NEM | OCGT / Diesel | 54.1323 | 24.9072 | 111.7825 | 204.525 | 144.101 | 171.9198 | 111.2569 | 216.9724 | 137.1624 | 213.1968 | 242.6028 | 514.4811 | 434.2577 | 447.5135 | 515.302 | 539.6857 | 1041.1757 | 463.9628 | 1439.8436 | 2546.8996 | 2125.6029 | 2442.4076 | 4851.0429 | 2585.6627 | 3382.8027 | 9181.2072 | 9080.5856 | 10329.3009 | 11398.6341
NEM | Hydro | 13285.876 | 13657.9349 | 12244.292 | 15219.5994 | 15460.4113 | 14336.6346 | 16406.6042 | 18012.7896 | 16419.4235 | 14854.9536 | 14775.3134 | 14487.2781 | 15926.5202 | 16511.6227 | 15911.6141 | 14867.4095 | 17063.9454 | 15208.0436 | 13989.8033 | 13821.6176 | 13087.8925 | 14700.9267 | 15002.6548 | 13875.4375 | 15153.434 | 16953.5541 | 15155.2854 | 13721.4842 | 13778.6641
NEM | Wind | 40805.0857 | 47299.7867 | 48293.5126 | 63604.9878 | 69454.1368 | 73039.8991 | 84245.1019 | 86022.3258 | 89176.0418 | 90970.9979 | 92919.1262 | 99686.5057 | 98466.1135 | 104755.7688 | 110230.872 | 114342.4212 | 114417.2099 | 115631.8929 | 117455.3937 | 115849.182 | 116818.0673 | 115744.5622 | 121309.7875 | 124092.4379 | 125186.4409 | 125568.8298 | 125299.7831 | 124768.5768 | 121578.0459
NEM | Solar PV | 14501.0475 | 17776.7618 | 18078.6199 | 17335.5475 | 16977.4577 | 17984.018 | 18471.1733 | 16302.3345 | 18772.6719 | 20140.666 | 23864.7509 | 31306.5245 | 31750.6718 | 31111.0208 | 33524.8475 | 33744.8721 | 39022.5361 | 40575.6419 | 42345.7295 | 44941.7805 | 50565.8041 | 59312.2718 | 56552.8187 | 58563.3187 | 58562.1159 | 55234.1852 | 56745.1581 | 57223.347 | 59727.7575
NEM | Grid Battery | 135.1705 | 204.3456 | 251.8822 | 321.5689 | 337.452 | 346.8761 | 327.6827 | 307.5761 | 304.672 | 298.0947 | 298.9238 | 1308.6113 | 1265.2704 | 1233.1455 | 1834.6806 | 1830.5486 | 2088.8439 | 2068.586 | 2531.7112 | 2437.1027 | 5050.0031 | 4989.575 | 4819.3621 | 5392.5179 | 5374.5669 | 6442.6491 | 6466.7891 | 6539.0015 | 6543.1418
NEM | Pumped Hydro | 198.4761 | 333.8121 | 416.3325 | 1262.8442 | 4554.4718 | 4292.64 | 5094.3924 | 5308.4522 | 5764.9196 | 5915.306 | 5588.4789 | 10131.8046 | 10411.0754 | 10486.5575 | 12058.3926 | 11695.0184 | 15996.7128 | 15627.8738 | 17091.7159 | 16454.175 | 17996.2829 | 20330.0213 | 19235.0256 | 20958.3294 | 20336.2951 | 18673.4016 | 18217.7147 | 19317.0533 | 19139.0754
NEM | VPP | 14.4 | 25.6721 | 49.8581 | 84.6983 | 125.7878 | 177.2489 | 216.6959 | 255.7227 | 337.671 | 411.6735 | 516.6713 | 559.3411 | 623.9377 | 674.6178 | 743.2207 | 814.3032 | 830.7546 | 887.4776 | 950.8346 | 971.4463 | 1025.551 | 1085.8582 | 1031.3165 | 1170.7693 | 1195.4977 | 1174.7791 | 1219.7051 | 1270.2365 | 1241.4011
Total excluding storage |  | 178052.1401 | 177768.2025 | 177524.0238 | 177725.4359 | 177761.1125 | 175801.1337 | 176169.6991 | 179168.1629 | 178754.9195 | 178191.7389 | 179468.9182 | 181720.6093 | 184403.475 | 186924.1219 | 187838.6464 | 190177.1605 | 197401.6525 | 198064.2502 | 198936.7425 | 201115.4366 | 203043.2545 | 207872.6162 | 209629.7268 | 209542.6073 | 211151.0194 | 216814.3591 | 215891.3915 | 215363.6989 | 215340.5416
Region | Technology | 2021-22 | 2022-23 | 2023-24 | 2024-25 | 2025-26 | 2026-27 | 2027-28 | 2028-29 | 2029-30 | 2030-31 | 2031-32 | 2032-33 | 2033-34 | 2034-35 | 2035-36 | 2036-37 | 2037-38 | 2038-39 | 2039-40 | 2040-41 | 2041-42 | 2042-43 | 2043-44 | 2044-45 | 2045-46 | 2046-47 | 2047-48 | 2048-49 | 2049-50
NSW1 | Black Coal | 43307.0036 | 38515.4424 | 35176.2746 | 35688.4163 | 30657.7712 | 28539.4482 | 29250.5403 | 31606.7561 | 27810.9744 | 27034.2282 | 23717.269 | 9318.9482 | 11493.0329 | 10224.5638 | 5656.2357 | 6934.5051 | 7171.0334 | 7145.71 | 6637.9524 | 5858.4634 | 3339.0603 | 0 | 0 | 0 | 0 | 0 | 0 | 0 | 0
NSW1 | Brown Coal | 0 | 0 | 0 | 0 | 0 | 0 | 0 | 0 | 0 | 0 | 0 | 0 | 0 | 0 | 0 | 0 | 0 | 0 | 0 | 0 | 0 | 0 | 0 | 0 | 0 | 0 | 0 | 0 | 0
NSW1 | CCGT | 33.6489 | 33.6489 | 101.3484 | 184.2266 | 66.0684 | 63.5591 | 97.5327 | 147.4676 | 213.4814 | 228.6935 | 439.536 | 1034.8796 | 1115.7566 | 1132.2953 | 569.4837 | 482.5144 | 782.6676 | 1054.5936 | 984.6872 | 1128.8106 | 1063.4688 | 1270.3759 | 20.9077 | 2.8839e-05 | 2.9769e-05 | 9.1526e-05 | 9.048e-05 | 8.8587e-05 | 8.6603e-05
NSW1 | Gas - Steam | 0 | 0 | 0 | 0 | 0 | 0 | 0 | 0 | 0 | 0 | 0 | 0 | 0 | 0 | 0 | 0 | 0 | 0 | 0 | 0 | 0 | 0 | 0 | 0 | 0 | 0 | 0 | 0 | 0
NSW1 | OCGT / Diesel | 5.61e-06 | 5.8503e-06 | 12.3749 | 49.4762 | 9.1157 | 13.2426 | 11.0296 | 19.3425 | 15.364 | 21.8209 | 9.2802 | 80.395 | 87.5492 | 96.3928 | 147.7588 | 97.7051 | 200.5044 | 51.7187 | 486.6329 | 1198.6927 | 711.2858 | 807.3977 | 2163.3208 | 998.7503 | 1360.5051 | 3297.1131 | 4094.4062 | 5030.7239 | 5773.4633
NSW1 | Hydro | 2096.6086 | 2190.2873 | 2003.0769 | 2885.3271 | 2784.2872 | 2577.761 | 2691.4884 | 3440.3042 | 2941.9893 | 2553.9152 | 2686.8377 | 2749.6089 | 3130.9061 | 3493.3928 | 3308.4735 | 3129.8007 | 4229.7359 | 3379.7863 | 3285.81 | 3183.1818 | 2808.5794 | 3517.9593 | 3543.3194 | 3563.9726 | 3639.1191 | 4146.5566 | 3413.1617 | 3260.6025 | 2911.8825
NSW1 | Wind | 7376.4479 | 8401.904 | 11619.0703 | 19519.9267 | 22397.8369 | 23306.759 | 23207.2583 | 20631.5164 | 19245.1221 | 22538.2367 | 23354.9484 | 35296.3185 | 34026.9861 | 36124.9655 | 38035.304 | 38010.8085 | 33239.0921 | 32167.0951 | 35796.8618 | 35911.2235 | 41188.3307 | 39092.2086 | 40177.3142 | 42051.4806 | 42577.063 | 37916.5704 | 35781.8189 | 37791.3519 | 37896.7718
NSW1 | Solar PV | 5342.8112 | 6499.5899 | 6543.028 | 6299.1535 | 5994.627 | 6487.1149 | 6796.6309 | 6152.1829 | 7937.4913 | 8851.6812 | 8974.4398 | 12664.0848 | 13771.1921 | 13198.1152 | 14834.954 | 14961.796 | 19649.1323 | 20307.7313 | 21423.0558 | 21943.8172 | 23960.6077 | 28978.3186 | 27539.5153 | 29483.7279 | 29593.9732 | 28893.3535 | 29281.6348 | 30789.2138 | 31293.8095
NSW1 | Grid Battery | 1.1176e-05 | 1.2132e-05 | 1.2199e-05 | 1.2237e-05 | 1.1946e-05 | 1.2194e-05 | 1.5215e-05 | 1.5973e-05 | 2.7261e-05 | 2.8548e-05 | 2.9411e-05 | 535.6826 | 528.4262 | 520.289 | 727.4464 | 730.0584 | 701.9617 | 696.5467 | 994.6788 | 950.0483 | 2123.6096 | 2130.5383 | 2078.6702 | 2185.321 | 2169.8928 | 2116.5662 | 2063.492 | 2148.2349 | 2116.9385
NSW1 | Pumped Hydro | 52.9329 | 100.7502 | 126.2084 | 893.9728 | 4182.5484 | 3857.5326 | 4600.1375 | 4814.937 | 4859.3712 | 4884.3099 | 4600.0051 | 6808.4491 | 6427.3378 | 6561.6729 | 6968.7814 | 6570.8949 | 9372.9632 | 8999.2344 | 9707.4008 | 9269.7434 | 9142.6297 | 9432.2564 | 9080.5478 | 10131.1191 | 9793.2129 | 9398.6362 | 8920.2657 | 9439.2431 | 9318.8848
NSW1 | VPP | 2.9476 | 5.3644 | 16.7939 | 28.2898 | 44.7496 | 64.9101 | 77.3447 | 91.5715 | 117.7449 | 142.0174 | 171.2838 | 190.5975 | 210.0054 | 224.224 | 247.8976 | 271.5652 | 278.2859 | 294.9918 | 318.3192 | 315.8504 | 340.0141 | 365.2196 | 352.127 | 403.1661 | 412.3279 | 418.3555 | 420.9273 | 455.0793 | 443.4344
Total excluding storage |  | 58156.5203 | 55640.8725 | 55455.1731 | 64626.5264 | 61909.7064 | 60987.8847 | 62054.4801 | 61997.5696 | 58164.4225 | 61228.5756 | 59182.3111 | 61144.2351 | 63625.4231 | 64269.7254 | 62552.2098 | 63617.1298 | 65272.1658 | 64106.6351 | 68615 | 69224.1892 | 73071.3327 | 73666.2601 | 73444.3774 | 76097.9315 | 77170.6605 | 74253.5938 | 72571.0217 | 76871.8922 | 77875.9272
Region | Technology | 2021-22 | 2022-23 | 2023-24 | 2024-25 | 2025-26 | 2026-27 | 2027-28 | 2028-29 | 2029-30 | 2030-31 | 2031-32 | 2032-33 | 2033-34 | 2034-35 | 2035-36 | 2036-37 | 2037-38 | 2038-39 | 2039-40 | 2040-41 | 2041-42 | 2042-43 | 2043-44 | 2044-45 | 2045-46 | 2046-47 | 2047-48 | 2048-49 | 2049-50
QLD1 | Black Coal | 35322.2263 | 33010.4014 | 34800.194 | 27879.098 | 27039.7073 | 26521.6529 | 25161.1903 | 24194.5418 | 23256.5905 | 21798.2577 | 20388.6864 | 21369.0714 | 20421.8917 | 18284.7619 | 17838.6618 | 16433.6647 | 15061.0443 | 15371.8391 | 13928.12 | 14446.7094 | 13585.2012 | 11365.055 | 9242.3121 | 7668.4922 | 7408.3292 | 8916.058 | 8647.4236 | 8360.4662 | 7896.9163
QLD1 | Brown Coal | 0 | 0 | 0 | 0 | 0 | 0 | 0 | 0 | 0 | 0 | 0 | 0 | 0 | 0 | 0 | 0 | 0 | 0 | 0 | 0 | 0 | 0 | 0 | 0 | 0 | 0 | 0 | 0 | 0
QLD1 | CCGT | 1104.025 | 1104.025 | 1232.2762 | 1983.3155 | 2196.2808 | 1796.5203 | 1785.5395 | 2009.435 | 2346.473 | 2312.6263 | 2480.8376 | 2948.2622 | 3664.1953 | 3116.9165 | 2922.5925 | 2212.2249 | 2555.3015 | 2442.5511 | 2063.5755 | 2391.6675 | 2345.362 | 2867.1101 | 2502.5176 | 2619.8295 | 1295.7708 | 960.5235 | 963.1552 | 960.5235 | 960.5235
QLD1 | Gas - Steam | 37.1158 | 37.1158 | 73.7192 | 72.804 | 72.804 | 72.804 | 73.0035 | 72.804 | 72.804 | 72.804 | 73.0035 | 72.804 | 89.5412 | 77.9816 | 73.0035 | 72.804 | 92.5511 | 90.3901 | 91.6363 | 130.3053 | 112.7943 | 169.9058 | 147.6843 | 137.4279 | 162.1249 | 0 | 0 | 0 | 0
QLD1 | OCGT / Diesel | 9.3178e-06 | 9.6121e-06 | 1.0231e-05 | 64.8815 | 29.0391 | 32.3816 | 33.5168 | 110.3184 | 88.7721 | 125.9242 | 171.3986 | 259.9165 | 201.826 | 102.0483 | 152.1382 | 262.9627 | 414.2037 | 145.0481 | 423.1441 | 593.7818 | 636.6619 | 840.6491 | 875.6722 | 887.8979 | 1406.753 | 4630.9965 | 4146.6693 | 4014.4536 | 3944.6174
QLD1 | Hydro | 683.5596 | 680.7862 | 680.9782 | 675.187 | 672.2466 | 669.8107 | 668.8435 | 663.5576 | 661.1255 | 644.52 | 658.6371 | 652.8544 | 650.1586 | 642.9128 | 633.5607 | 629.046 | 224.1981 | 230.1745 | 224.2076 | 207.8554 | 211.9742 | 0 | 0 | 0 | 0 | 0 | 0 | 0 | 0
QLD1 | Wind | 13938.5533 | 15275.6003 | 14281.2999 | 16889.8344 | 19545.6446 | 19312.4168 | 21715.7175 | 25326.7398 | 25209.5796 | 25784.16 | 25109.5582 | 23573.0632 | 23945.1458 | 27580.5091 | 27452.1772 | 30350.466 | 33297.0839 | 33377.4858 | 33851.925 | 31342.2753 | 31139.4373 | 30195.7322 | 34436.1969 | 33793.4343 | 35967.441 | 36907.4621 | 37043.1595 | 37398.4448 | 34539.7295
QLD1 | Solar PV | 5555.0975 | 7538.3559 | 7685.2706 | 7343.9846 | 7448.1651 | 7800.5721 | 7893.213 | 6593.3663 | 7142.0102 | 7427.2556 | 8444.4733 | 9613.2646 | 9486.9781 | 9525.4462 | 9951.4412 | 9673.5579 | 10511.5791 | 11311.8955 | 11775.5741 | 13090.2598 | 15033.588 | 19406.7632 | 18598.4452 | 18784.9402 | 18475.1476 | 16791.0181 | 17674.2345 | 17008.4348 | 19765.0993
QLD1 | Grid Battery | 1.2456e-05 | 19.8449 | 24.0001 | 30.3544 | 31.2657 | 33.0158 | 33.083 | 31.3548 | 31.2265 | 32.0228 | 31.2742 | 508.8116 | 508.0809 | 513.4918 | 518.669 | 516.0946 | 821.0071 | 811.3174 | 819.9996 | 801.7559 | 1396.4536 | 1384.786 | 1372.5782 | 1719.589 | 1700.0841 | 2877.412 | 2974.2917 | 2951.1653 | 3044.8635
QLD1 | Pumped Hydro | 145.5431 | 233.0619 | 290.1241 | 368.8713 | 371.9233 | 435.1073 | 494.2548 | 493.5151 | 524.4535 | 558.523 | 531.7526 | 1236.1579 | 1937.4095 | 1912.877 | 2060.9509 | 2014.5185 | 3386.8534 | 3405.4974 | 3703.0734 | 3680.3353 | 3940.924 | 5928.2552 | 5574.7546 | 5693.0244 | 5483.7305 | 4486.5639 | 4498.6073 | 4745.8623 | 5058.2287
QLD1 | VPP | 3.2112 | 5.1354 | 8.5602 | 16.2748 | 24.2646 | 35.1403 | 45.5085 | 51.9018 | 68.4463 | 87.0106 | 112.0739 | 113.2308 | 129.5485 | 145.3015 | 165.4415 | 183.868 | 178.3038 | 196.717 | 210.8976 | 227.5897 | 243.861 | 256.7915 | 245.7457 | 248.9184 | 251.5207 | 232.8108 | 256.1451 | 259.2152 | 258.1817
Total excluding storage |  | 56640.5775 | 57646.2847 | 58753.7381 | 54909.105 | 57003.8875 | 56206.1584 | 57331.0241 | 58970.7629 | 58777.3549 | 58165.5479 | 57326.5947 | 58489.2364 | 58459.7367 | 59330.5765 | 59023.575 | 59634.7262 | 62155.9618 | 62969.3841 | 62358.1825 | 62202.8545 | 63065.0189 | 64845.2155 | 65802.8284 | 63892.0219 | 64715.5665 | 68206.0582 | 68474.642 | 67742.3229 | 67106.886
Region | Technology | 2021-22 | 2022-23 | 2023-24 | 2024-25 | 2025-26 | 2026-27 | 2027-28 | 2028-29 | 2029-30 | 2030-31 | 2031-32 | 2032-33 | 2033-34 | 2034-35 | 2035-36 | 2036-37 | 2037-38 | 2038-39 | 2039-40 | 2040-41 | 2041-42 | 2042-43 | 2043-44 | 2044-45 | 2045-46 | 2046-47 | 2047-48 | 2048-49 | 2049-50
VIC1 | Black Coal | 0 | 0 | 0 | 0 | 0 | 0 | 0 | 0 | 0 | 0 | 0 | 0 | 0 | 0 | 0 | 0 | 0 | 0 | 0 | 0 | 0 | 0 | 0 | 0 | 0 | 0 | 0 | 0 | 0
VIC1 | Brown Coal | 27823.3005 | 24514.9421 | 26218.8921 | 14913.7158 | 14823.5862 | 12628.2595 | 0.0020639 | 0.0014614 | 0.001424 | 0.0013538 | 0.0011944 | 0.001172 | 0.0012179 | 0.0011218 | 0.0011129 | 0.0010494 | 0.00091895 | 0.0010363 | 0.00090478 | 0.00066649 | 0.00091997 | 0.0010365 | 0.0010116 | 0.00085998 | 0.000877 | 0.0012025 | 0.00024113 | 0 | 0
VIC1 | CCGT | 6.0695e-06 | 5.987e-06 | 6.2579e-06 | 9.5895e-06 | 9.7866e-06 | 9.8017e-06 | 1.021e-05 | 1.1426e-05 | 1.2526e-05 | 1.2511e-05 | 1.2437e-05 | 1.4543e-05 | 1.4649e-05 | 1.4511e-05 | 1.4226e-05 | 1.4158e-05 | 1.5622e-05 | 1.5835e-05 | 1.8226e-05 | 1.8326e-05 | 2.5174e-05 | 2.5844e-05 | 2.6084e-05 | 2.4341e-05 | 2.5284e-05 | 4.8233e-05 | 4.7955e-05 | 5.4208e-05 | 5.3605e-05
VIC1 | Gas - Steam | 8.4418 | 3.4719 | 8.837 | 42.2548 | 32.4358 | 34.8775 | 35.2244 | 51.6597 | 18.2201 | 34.2386 | 35.2613 | 57.6382 | 61.3759 | 77.1718 | 98.3113 | 97.556 | 194.1865 | 79.624 | 0 | 0 | 0 | 0 | 0 | 0 | 0 | 0 | 0 | 0 | 0
VIC1 | OCGT / Diesel | 7.8115 | 9.6755e-06 | 9.1399 | 24.9229 | 17.8258 | 48.7349 | 28.5765 | 38.7484 | 19.9483 | 28.3979 | 22.253 | 54.5472 | 28.3425 | 46.8884 | 86.5843 | 59.3634 | 128.4647 | 27.1359 | 175.617 | 217.0753 | 212.8922 | 102.0212 | 534.8998 | 270.6428 | 262.7053 | 436.1796 | 59.5797 | 266.5339 | 529.2434
VIC1 | Hydro | 2730.2286 | 2747.5507 | 2484.0071 | 3054.1543 | 3140.9672 | 2961.2307 | 3001.0437 | 3757.3803 | 3111.9316 | 2658.1799 | 2678.9106 | 2415.4455 | 2962.631 | 3054.5145 | 2888.3436 | 2896.4442 | 3639.9369 | 3022.0602 | 2594.5845 | 2587.8235 | 2348.1303 | 2869.5022 | 2970.0535 | 2797.1965 | 2812.5177 | 3523.0266 | 2926.6698 | 2510.3895 | 2510.9158
VIC1 | Wind | 10753.476 | 13736.5014 | 11716.3673 | 13242.8573 | 13662.5648 | 15476.2684 | 21799.8206 | 21262.7047 | 22034.7692 | 20774.1623 | 21536.4442 | 18958.762 | 19108.2801 | 20031.0418 | 22185.9518 | 23719.8919 | 25552.4908 | 26957.9384 | 25928.7517 | 25432.058 | 22694.9364 | 25159.1293 | 25896.9461 | 26242.0983 | 24572.8697 | 27944.7128 | 29165.3482 | 27319.7428 | 25758.8759
VIC1 | Solar PV | 2656.001 | 2637.1342 | 2738.9585 | 2624.949 | 2493.1716 | 2630.0489 | 2682.0566 | 2511.5761 | 2603.9109 | 2762.7924 | 5342.1678 | 7908.0473 | 7425.3594 | 7345.8323 | 7670.5521 | 7810.5931 | 7446.5603 | 7511.9865 | 7688.6346 | 7660.6274 | 8896.8349 | 8253.5312 | 8023.947 | 8166.2728 | 8321.0145 | 7524.5163 | 7731.407 | 7466.6491 | 6728.7524
VIC1 | Grid Battery | 48.3323 | 98.9864 | 121.3263 | 181.7641 | 196.2704 | 200.9976 | 188.1847 | 174.5719 | 174.7131 | 169.7633 | 175.383 | 170.9932 | 137.5434 | 130.8475 | 135.2868 | 135.6725 | 130.0029 | 128.3037 | 129.1654 | 121.3512 | 375.6597 | 319.939 | 303.5861 | 333.8326 | 334.1347 | 321.9351 | 317.2061 | 321.7879 | 316.4815
VIC1 | Pumped Hydro | 0 | 0 | 1.6212e-05 | 2.7614e-05 | 2.7585e-05 | 3.0737e-05 | 2.8485e-05 | 2.8191e-05 | 3.9185e-05 | 5.2408e-05 | 7.9387e-05 | 666.5066 | 633.7242 | 607.7975 | 1677.3894 | 1696.2947 | 1840.4548 | 1841.627 | 1936.8324 | 1864.2947 | 3391.3691 | 3341.2637 | 3043.4016 | 3432.2554 | 3436.3147 | 3230.854 | 3290.5623 | 3440.717 | 3257.5627
VIC1 | VPP | 2.7404 | 5.5384 | 9.5627 | 21.5623 | 33.2966 | 47.5125 | 58.0307 | 70.1682 | 98.5121 | 118.8846 | 156.4479 | 173.2624 | 195.9603 | 212.4328 | 236.623 | 258.8749 | 269.9861 | 287.7994 | 307.2918 | 313.5631 | 329.2081 | 345.0885 | 324.5054 | 388.7323 | 397.0269 | 395.8148 | 411.7948 | 419.5608 | 413.8669
Total excluding storage |  | 43979.2593 | 43639.6003 | 43176.2019 | 33902.8541 | 34170.5515 | 33779.4199 | 27546.7239 | 27622.0706 | 27788.7815 | 26257.7724 | 29615.0381 | 29394.4414 | 29585.9901 | 30555.4498 | 32929.7443 | 34583.8497 | 36961.6401 | 37598.746 | 36387.5887 | 35897.5849 | 34152.7948 | 36384.185 | 37425.8475 | 37476.2112 | 35969.1081 | 39428.4365 | 39883.005 | 37563.3153 | 35527.7876
Region | Technology | 2021-22 | 2022-23 | 2023-24 | 2024-25 | 2025-26 | 2026-27 | 2027-28 | 2028-29 | 2029-30 | 2030-31 | 2031-32 | 2032-33 | 2033-34 | 2034-35 | 2035-36 | 2036-37 | 2037-38 | 2038-39 | 2039-40 | 2040-41 | 2041-42 | 2042-43 | 2043-44 | 2044-45 | 2045-46 | 2046-47 | 2047-48 | 2048-49 | 2049-50
SA1 | Black Coal | 0 | 0 | 0 | 0 | 0 | 0 | 0 | 0 | 0 | 0 | 0 | 0 | 0 | 0 | 0 | 0 | 0 | 0 | 0 | 0 | 0 | 0 | 0 | 0 | 0 | 0 | 0 | 0 | 0
SA1 | Brown Coal | 0 | 0 | 0 | 0 | 0 | 0 | 0 | 0 | 0 | 0 | 0 | 0 | 0 | 0 | 0 | 0 | 0 | 0 | 0 | 0 | 0 | 0 | 0 | 0 | 0 | 0 | 0 | 0 | 0
SA1 | CCGT | 1114.8326 | 1114.8326 | 539.9218 | 510.6063 | 748.5475 | 500.4349 | 450.7334 | 449.5019 | 449.5019 | 449.5019 | 450.7334 | 749.1219 | 824.7125 | 929.1983 | 497.7212 | 449.5019 | 1.8057e-05 | 1.8241e-05 | 1.9481e-05 | 1.9386e-05 | 2.4847e-05 | 2.5525e-05 | 2.7137e-05 | 2.5346e-05 | 2.6253e-05 | 5.6884e-05 | 5.6109e-05 | 5.5778e-05 | 5.4696e-05
SA1 | Gas - Steam | 655.4041 | 674.9317 | 644.3534 | 86.339 | 87.8045 | 111.1059 | 81.7966 | 81.5731 | 81.5731 | 81.5731 | 81.7966 | 175.0932 | 155.4045 | 255.3058 | 0 | 0 | 0 | 0 | 0 | 0 | 0 | 0 | 0 | 0 | 0 | 0 | 0 | 0 | 0
SA1 | OCGT / Diesel | 46.3208 | 24.9072 | 90.2678 | 65.2442 | 88.1204 | 77.5608 | 38.1339 | 48.3944 | 13.041 | 36.5967 | 39.2807 | 117.9049 | 115.83 | 201.1901 | 127.8308 | 119.3753 | 293.6871 | 240.0602 | 353.7557 | 537.1193 | 563.1346 | 691.994 | 1275.0875 | 424.7582 | 351.2678 | 815.9305 | 779.5047 | 1010.4734 | 1145.2321
SA1 | Hydro | 0 | 0 | 0 | 0 | 0 | 0 | 0 | 0 | 0 | 0 | 0 | 0 | 0 | 0 | 0 | 0 | 0 | 0 | 0 | 0 | 0 | 0 | 0 | 0 | 0 | 0 | 0 | 0 | 0
SA1 | Wind | 6259.7881 | 7070.8871 | 6560.2865 | 9836.0732 | 9554.8694 | 10608.7521 | 10805.5569 | 12430.8755 | 12407.0834 | 11923.483 | 12484.6293 | 11901.0665 | 11629.5748 | 10850.0065 | 12217.0083 | 11704.1298 | 11915.1021 | 12439.8478 | 11478.6595 | 12267.056 | 11569.3915 | 11295.0909 | 10415.8487 | 11730.5928 | 11434.2142 | 11571.7847 | 12010.5654 | 11421.1572 | 12247.579
SA1 | Solar PV | 947.1378 | 1101.6818 | 1111.3627 | 1067.4604 | 1041.494 | 1066.2821 | 1099.2729 | 1045.2092 | 1089.2596 | 1098.9368 | 1103.6701 | 1121.1277 | 1067.1422 | 1041.6271 | 1067.9003 | 1298.9251 | 1415.2644 | 1444.0286 | 1458.4649 | 2247.0761 | 2674.7734 | 2673.6588 | 2390.9112 | 2128.3778 | 2171.9806 | 2025.2973 | 2057.8818 | 1959.0492 | 1940.0962
SA1 | Grid Battery | 86.8382 | 85.5143 | 106.5558 | 109.4504 | 109.9159 | 112.8627 | 106.415 | 101.6494 | 98.7323 | 96.3085 | 92.2666 | 93.1239 | 91.2199 | 68.5172 | 453.2784 | 448.7232 | 435.8721 | 432.4181 | 587.8673 | 563.9471 | 1154.2802 | 1154.3116 | 1064.5276 | 1153.7752 | 1170.4553 | 1126.7358 | 1111.7991 | 1117.8133 | 1064.8582
SA1 | Pumped Hydro | 0 | 0 | 1.393e-05 | 1.39e-05 | 1.3754e-05 | 1.5385e-05 | 1.4991e-05 | 1.5525e-05 | 1.7359e-05 | 1.9031e-05 | 2.0323e-05 | 4.1502e-05 | 4.0671e-05 | 4.0461e-05 | 5.0459e-05 | 5.0764e-05 | 6.2244e-05 | 6.203e-05 | 6.3247e-05 | 6.4079e-05 | 7.7717e-05 | 7.725e-05 | 7.5775e-05 | 8.2795e-05 | 8.0638e-05 | 7.8289e-05 | 7.8638e-05 | 8.0474e-05 | 8.0414e-05
SA1 | VPP | 5.4145 | 9.3007 | 14.3134 | 17.8833 | 22.3123 | 27.8692 | 31.6725 | 36.6274 | 44.607 | 53.2734 | 64.0529 | 68.8543 | 74.3015 | 76.9307 | 77.1985 | 81.7277 | 84.6209 | 88.839 | 93.2618 | 91.9078 | 89.675 | 95.6979 | 86.7148 | 103.8708 | 108.1513 | 102.0283 | 106.7634 | 108.2592 | 100.2533
Total excluding storage |  | 9023.4834 | 9987.2404 | 8946.1922 | 11565.7232 | 11520.8358 | 12364.1357 | 12475.4938 | 14055.554 | 14040.4589 | 13590.0916 | 14160.1101 | 14064.3142 | 13792.6639 | 13277.3277 | 13910.4605 | 13571.9321 | 13624.0536 | 14123.9365 | 13290.8802 | 15051.2514 | 14807.2996 | 14660.7438 | 14081.8474 | 14283.7289 | 13957.4626 | 14413.0125 | 14847.9519 | 14390.68 | 15332.9073
Region | Technology | 2021-22 | 2022-23 | 2023-24 | 2024-25 | 2025-26 | 2026-27 | 2027-28 | 2028-29 | 2029-30 | 2030-31 | 2031-32 | 2032-33 | 2033-34 | 2034-35 | 2035-36 | 2036-37 | 2037-38 | 2038-39 | 2039-40 | 2040-41 | 2041-42 | 2042-43 | 2043-44 | 2044-45 | 2045-46 | 2046-47 | 2047-48 | 2048-49 | 2049-50
TAS1 | Black Coal | 0 | 0 | 0 | 0 | 0 | 0 | 0 | 0 | 0 | 0 | 0 | 0 | 0 | 0 | 0 | 0 | 0 | 0 | 0 | 0 | 0 | 0 | 0 | 0 | 0 | 0 | 0 | 0 | 0
TAS1 | Brown Coal | 0 | 0 | 0 | 0 | 0 | 0 | 0 | 0 | 0 | 0 | 0 | 0 | 0 | 0 | 0 | 0 | 0 | 0 | 0 | 0 | 0 | 0 | 0 | 0 | 0 | 0 | 0 | 0 | 0
TAS1 | CCGT | 5.0107e-06 | 4.9222e-06 | 5.0848e-06 | 5.1253e-06 | 5.1413e-06 | 5.3999e-06 | 6.3531e-06 | 6.9382e-06 | 7.0344e-06 | 7.1858e-06 | 7.1528e-06 | 8.594e-06 | 8.6337e-06 | 8.5931e-06 | 8.5381e-06 | 8.553e-06 | 9.1055e-06 | 9.4462e-06 | 1.1167e-05 | 1.1133e-05 | 1.2398e-05 | 1.2477e-05 | 1.255e-05 | 1.2059e-05 | 1.2269e-05 | 1.7804e-05 | 1.7769e-05 | 2.165e-05 | 2.1518e-05
TAS1 | Gas - Steam | 0 | 0 | 0 | 0 | 0 | 0 | 0 | 0 | 0 | 0 | 0 | 0 | 0 | 0 | 0 | 0 | 0 | 0 | 0 | 0 | 0 | 0 | 0 | 0 | 0 | 0 | 0 | 0 | 0
TAS1 | OCGT / Diesel | 3.7602e-06 | 3.5659e-06 | 3.7531e-06 | 3.8412e-06 | 3.9175e-06 | 4.1963e-06 | 4.7611e-06 | 0.16882 | 0.037068 | 0.45704 | 0.39018 | 1.7175 | 0.71 | 0.994 | 0.98983 | 0.27925 | 4.3157 | 7.5168e-06 | 0.69401 | 0.23038 | 1.6284 | 0.34557 | 2.0626 | 3.6135 | 1.5715 | 0.9874 | 0.42577 | 7.1161 | 6.0779
TAS1 | Hydro | 7775.4791 | 8039.3107 | 7076.2298 | 8604.9309 | 8862.9103 | 8127.8322 | 10045.2287 | 10151.5475 | 9704.3771 | 8998.3384 | 8750.9279 | 8669.3693 | 9182.8245 | 9320.8026 | 9081.2364 | 8212.1185 | 8970.0746 | 8576.0226 | 7885.2012 | 7842.7569 | 7719.2086 | 8313.4652 | 8489.2819 | 7514.2684 | 8701.7972 | 9283.9708 | 8815.454 | 7950.4923 | 8355.8658
TAS1 | Wind | 2476.8204 | 2814.8939 | 4116.4887 | 4116.2963 | 4293.221 | 4335.7028 | 6716.7485 | 6370.4895 | 10279.4874 | 9950.9559 | 10433.5462 | 9957.2955 | 9756.1267 | 10169.2459 | 10340.4306 | 10557.125 | 10413.441 | 10689.5258 | 10399.1957 | 10896.5693 | 10225.9714 | 10002.4011 | 10383.4815 | 10274.8319 | 10634.853 | 11228.2998 | 11298.8911 | 10837.8801 | 11135.0896
TAS1 | Solar PV | 1.3617e-06 | 2.1783e-06 | 2.4279e-06 | 2.5043e-06 | 2.1717e-06 | 2.3958e-06 | 2.2995e-06 | 2.3152e-06 | 6.0786e-06 | 7.5833e-06 | 8.5659e-06 | 1.0017e-05 | 1.0212e-05 | 8.9971e-06 | 9.682e-06 | 9.2977e-06 | 9.1245e-06 | 9.685e-06 | 9.448e-06 | 9.0646e-06 | 1.1405e-05 | 1.2026e-05 | 1.0307e-05 | 1.0811e-05 | 1.144e-05 | 1.3649e-05 | 1.4289e-05 | 1.5092e-05 | 1.8631e-05
TAS1 | Grid Battery | 1.1702e-05 | 1.2504e-05 | 1.2361e-05 | 1.2359e-05 | 1.2877e-05 | 1.3162e-05 | 1.471e-05 | 1.66e-05 | 2.6986e-05 | 2.9073e-05 | 3.0506e-05 | 4.1625e-05 | 4.255e-05 | 4.4467e-05 | 4.5692e-05 | 4.5974e-05 | 4.8344e-05 | 4.9091e-05 | 7.8654e-05 | 8.6022e-05 | 8.1206e-05 | 8.1237e-05 | 8.9394e-05 | 9.755e-05 | 9.0425e-05 | 9.3733e-05 | 9.1981e-05 | 0.00012258 | 0.00011906
TAS1 | Pumped Hydro | 0 | 0 | 3.2452e-05 | 3.2792e-05 | 3.5804e-05 | 3.7046e-05 | 4.5692e-05 | 4.8693e-05 | 381.0948 | 472.473 | 456.721 | 1420.6909 | 1412.6038 | 1404.21 | 1351.2709 | 1413.3103 | 1396.4413 | 1381.5149 | 1744.4092 | 1639.8015 | 1521.36 | 1628.2459 | 1536.3216 | 1701.9304 | 1623.0369 | 1557.3473 | 1508.2793 | 1691.2309 | 1504.3991
TAS1 | VPP | 0.086266 | 0.33332 | 0.62794 | 0.68805 | 1.1646 | 1.8168 | 4.1396 | 5.4539 | 8.3606 | 10.4874 | 12.8128 | 13.3962 | 14.122 | 15.7287 | 16.06 | 18.2674 | 19.5579 | 19.1303 | 21.0642 | 22.5353 | 22.7928 | 23.0607 | 22.2236 | 26.0818 | 26.4708 | 25.7697 | 24.0745 | 28.122 | 25.6648
Total excluding storage |  | 10252.2995 | 10854.2046 | 11192.7186 | 12721.2272 | 13156.1313 | 12463.5351 | 16761.9772 | 16522.2059 | 19983.9016 | 18949.7514 | 19184.8643 | 18628.3823 | 18939.6613 | 19491.0425 | 19422.6568 | 18769.5228 | 19387.8313 | 19265.5485 | 18285.091 | 18739.5566 | 17946.8085 | 18316.2119 | 18874.8261 | 17792.7138 | 19338.2217 | 20513.2581 | 20114.7709 | 18795.4885 | 19497.0334
Explicitly modelled pumping
Region | Technology | 2021-22 | 2022-23 | 2023-24 | 2024-25 | 2025-26 | 2026-27 | 2027-28 | 2028-29 | 2029-30 | 2030-31 | 2031-32 | 2032-33 | 2033-34 | 2034-35 | 2035-36 | 2036-37 | 2037-38 | 2038-39 | 2039-40 | 2040-41 | 2041-42 | 2042-43 | 2043-44 | 2044-45 | 2045-46 | 2046-47 | 2047-48 | 2048-49 | 2049-50
NEM | Grid Battery pump | 166.1125 | 253.0737 | 310.0718 | 397.0186 | 416.6568 | 428.1727 | 405.4405 | 378.8297 | 376.3132 | 367.8431 | 369.7295 | 1555.8965 | 1503.4965 | 1466.1287 | 2169.6658 | 2166.9991 | 2475.1363 | 2445.7054 | 2987.2736 | 2883.8015 | 5940.9754 | 5879.8936 | 5666.887 | 6348.727 | 6336.7012 | 7577.1718 | 7616.7435 | 7688.3854 | 7696.4154
NEM | Pumped Hydro Pump | 484.794 | 857.9954 | 1018.5497 | 3053.1589 | 6238.657 | 6379.5488 | 7676.4846 | 7726.8756 | 8546.3254 | 8648.4115 | 8899.8389 | 14561.9726 | 15194.4778 | 14980.7617 | 17271.859 | 17007.4906 | 22218.2532 | 21804.3291 | 23626.3202 | 23495.8859 | 24539.5968 | 28371.7104 | 25995.3293 | 28986.5647 | 28519.8571 | 25780.3547 | 25097.2751 | 26698.1862 | 25890.8321
NEM | VPP pump | 17.2834 | 30.9119 | 59.7426 | 101.7112 | 150.9513 | 212.7114 | 260.5506 | 306.464 | 405.3468 | 494.2709 | 621.1749 | 670.1102 | 748.8331 | 810.6406 | 891.102 | 977.3573 | 998.6262 | 1065.9119 | 1138.9763 | 1168.9594 | 1227.9284 | 1305.4083 | 1235.9576 | 1405.7025 | 1437.4378 | 1407.4081 | 1466.7628 | 1521.8438 | 1489.1703
Region | Technology | 2021-22 | 2022-23 | 2023-24 | 2024-25 | 2025-26 | 2026-27 | 2027-28 | 2028-29 | 2029-30 | 2030-31 | 2031-32 | 2032-33 | 2033-34 | 2034-35 | 2035-36 | 2036-37 | 2037-38 | 2038-39 | 2039-40 | 2040-41 | 2041-42 | 2042-43 | 2043-44 | 2044-45 | 2045-46 | 2046-47 | 2047-48 | 2048-49 | 2049-50
NSW1 | Grid Battery pump | 1.3154e-05 | 1.4276e-05 | 1.4344e-05 | 1.4404e-05 | 1.4052e-05 | 1.434e-05 | 1.7914e-05 | 1.8777e-05 | 3.2074e-05 | 3.3595e-05 | 3.4632e-05 | 630.2147 | 621.6779 | 613.7092 | 854.2147 | 858.8922 | 828.0695 | 819.4667 | 1167.9781 | 1120.8667 | 2495.2097 | 2506.5757 | 2445.4255 | 2570.9658 | 2559.8447 | 2483.048 | 2434.6672 | 2520.3054 | 2490.5159
NSW1 | Pumped Hydro Pump | 277.0181 | 521.3324 | 603.3061 | 2521.7811 | 5702.2223 | 5757.392 | 6966.1571 | 7017.611 | 7311.9096 | 7259.4477 | 7555.6547 | 10303.0577 | 10141.4737 | 9987.257 | 10829.6556 | 10505.7125 | 13860.9046 | 13453.9145 | 14341.2449 | 14402.4756 | 13412.9243 | 14656.3716 | 13277.0913 | 15402.7887 | 15226.4273 | 14183.4809 | 13407.0035 | 14337.6111 | 13614.0822
NSW1 | VPP pump | 3.5379 | 6.4804 | 20.1147 | 33.9815 | 53.6833 | 77.9073 | 93.0466 | 109.6929 | 141.3219 | 170.6098 | 205.9416 | 228.2469 | 252.0564 | 269.8462 | 296.812 | 325.9428 | 334.9294 | 354.125 | 381.0737 | 380.2169 | 406.9928 | 438.4557 | 422.5142 | 483.8951 | 496.3385 | 500.679 | 506.7568 | 544.6593 | 532.2266
Region | Technology | 2021-22 | 2022-23 | 2023-24 | 2024-25 | 2025-26 | 2026-27 | 2027-28 | 2028-29 | 2029-30 | 2030-31 | 2031-32 | 2032-33 | 2033-34 | 2034-35 | 2035-36 | 2036-37 | 2037-38 | 2038-39 | 2039-40 | 2040-41 | 2041-42 | 2042-43 | 2043-44 | 2044-45 | 2045-46 | 2046-47 | 2047-48 | 2048-49 | 2049-50
QLD1 | Grid Battery pump | 1.4661e-05 | 24.4011 | 29.6298 | 37.4945 | 38.649 | 40.6908 | 40.8432 | 38.7096 | 38.5512 | 39.5343 | 38.7089 | 600.2003 | 599.3949 | 606.2903 | 611.3593 | 608.8621 | 970.0568 | 953.5249 | 966.3292 | 943.8317 | 1642.297 | 1630.7885 | 1613.7737 | 2023.7087 | 1998.8317 | 3391.6816 | 3492.6758 | 3476.2249 | 3577.9265
QLD1 | Pumped Hydro Pump | 207.7759 | 336.663 | 415.2435 | 531.3777 | 536.4346 | 622.1568 | 710.3274 | 709.2645 | 753.7282 | 802.6917 | 767.3865 | 1644.5756 | 2504.2148 | 2475.249 | 2661.742 | 2605.344 | 4320.6563 | 4305.5093 | 4699.5013 | 4680.632 | 4999.9881 | 7487.8602 | 7021.2704 | 7167.1337 | 6929.2918 | 5656.8171 | 5646.5244 | 5990.8357 | 6324.2975
QLD1 | VPP pump | 3.8541 | 6.1637 | 10.2742 | 19.5539 | 29.132 | 42.1478 | 54.621 | 62.2945 | 82.1518 | 104.4334 | 134.8066 | 135.6126 | 155.489 | 174.5614 | 198.4041 | 220.6852 | 214.61 | 235.5041 | 253.1272 | 273.5846 | 292.2683 | 308.7367 | 294.697 | 299.0957 | 301.2806 | 280.1494 | 306.7138 | 311.9259 | 309.0734
Region | Technology | 2021-22 | 2022-23 | 2023-24 | 2024-25 | 2025-26 | 2026-27 | 2027-28 | 2028-29 | 2029-30 | 2030-31 | 2031-32 | 2032-33 | 2033-34 | 2034-35 | 2035-36 | 2036-37 | 2037-38 | 2038-39 | 2039-40 | 2040-41 | 2041-42 | 2042-43 | 2043-44 | 2044-45 | 2045-46 | 2046-47 | 2047-48 | 2048-49 | 2049-50
VIC1 | Grid Battery pump | 59.2098 | 122.7944 | 149.1965 | 224.4001 | 242.3091 | 248.1451 | 232.9158 | 214.9318 | 215.6951 | 209.5843 | 217.1113 | 210.5137 | 169.8066 | 161.5401 | 167.0207 | 167.4969 | 160.4974 | 158.8898 | 158.9731 | 150.2818 | 444.0713 | 377.471 | 356.0878 | 392.7443 | 394.1719 | 377.6748 | 374.256 | 377.5017 | 372.3312
VIC1 | Pumped Hydro Pump | 0 | 0 | 2.0307e-05 | 3.4552e-05 | 3.4456e-05 | 3.8371e-05 | 3.5754e-05 | 3.5091e-05 | 4.9117e-05 | 6.5415e-05 | 9.9614e-05 | 833.7346 | 793.5836 | 758.2365 | 2096.2175 | 2120.3682 | 2300.5684 | 2313.3943 | 2409.6797 | 2341.729 | 4227.8506 | 4198.332 | 3784.4788 | 4293.586 | 4311.899 | 4016.815 | 4134.955 | 4279.1436 | 4071.9534
VIC1 | VPP pump | 3.2891 | 6.6738 | 11.4511 | 25.8799 | 39.9639 | 57.0263 | 69.8031 | 84.066 | 118.2379 | 142.6897 | 188.206 | 207.5247 | 235.199 | 254.9698 | 284.0039 | 310.7114 | 324.0475 | 346.3277 | 367.9231 | 377.3937 | 394.0845 | 415.3885 | 388.2833 | 466.5711 | 477.9092 | 473.6892 | 495.7327 | 502.0915 | 496.7387
Region | Technology | 2021-22 | 2022-23 | 2023-24 | 2024-25 | 2025-26 | 2026-27 | 2027-28 | 2028-29 | 2029-30 | 2030-31 | 2031-32 | 2032-33 | 2033-34 | 2034-35 | 2035-36 | 2036-37 | 2037-38 | 2038-39 | 2039-40 | 2040-41 | 2041-42 | 2042-43 | 2043-44 | 2044-45 | 2045-46 | 2046-47 | 2047-48 | 2048-49 | 2049-50
SA1 | Grid Battery pump | 106.9027 | 105.8782 | 131.2455 | 135.1239 | 135.6987 | 139.3366 | 131.6814 | 125.1882 | 122.0668 | 118.7244 | 113.9094 | 114.9677 | 112.6171 | 84.5891 | 537.071 | 531.7479 | 516.5125 | 513.8239 | 693.993 | 668.8212 | 1359.3973 | 1365.0582 | 1251.5999 | 1361.3081 | 1383.8528 | 1324.7672 | 1315.1444 | 1314.3533 | 1255.6416
SA1 | Pumped Hydro Pump | 0 | 0 | 1.7421e-05 | 1.7406e-05 | 1.7176e-05 | 1.9208e-05 | 1.8808e-05 | 1.9338e-05 | 2.176e-05 | 2.3757e-05 | 2.5416e-05 | 5.1918e-05 | 5.0845e-05 | 5.0502e-05 | 6.3059e-05 | 6.3469e-05 | 7.7793e-05 | 7.7839e-05 | 7.8756e-05 | 8.041e-05 | 9.6837e-05 | 9.6854e-05 | 9.4501e-05 | 0.00010358 | 0.00010103 | 9.7468e-05 | 9.8694e-05 | 0.00010019 | 0.00010062
SA1 | VPP pump | 6.4987 | 11.1909 | 17.1515 | 21.4642 | 26.7801 | 33.4497 | 38.0954 | 43.8806 | 53.6005 | 63.9506 | 76.8074 | 82.6415 | 89.1795 | 92.3352 | 92.6566 | 98.0927 | 101.5652 | 106.926 | 111.6383 | 110.6402 | 107.3023 | 115.144 | 103.7946 | 124.8363 | 130.0433 | 122.0555 | 128.5644 | 129.5138 | 120.3278
Region | Technology | 2021-22 | 2022-23 | 2023-24 | 2024-25 | 2025-26 | 2026-27 | 2027-28 | 2028-29 | 2029-30 | 2030-31 | 2031-32 | 2032-33 | 2033-34 | 2034-35 | 2035-36 | 2036-37 | 2037-38 | 2038-39 | 2039-40 | 2040-41 | 2041-42 | 2042-43 | 2043-44 | 2044-45 | 2045-46 | 2046-47 | 2047-48 | 2048-49 | 2049-50
TAS1 | Grid Battery pump | 1.3768e-05 | 1.4717e-05 | 1.4542e-05 | 1.4545e-05 | 1.5144e-05 | 1.5483e-05 | 1.7314e-05 | 1.9518e-05 | 3.1759e-05 | 3.42e-05 | 3.592e-05 | 4.8988e-05 | 5.0046e-05 | 5.2324e-05 | 5.3718e-05 | 5.4095e-05 | 5.6873e-05 | 5.7809e-05 | 9.2483e-05 | 0.0001013 | 9.5454e-05 | 9.564e-05 | 0.00010516 | 0.00011471 | 0.00010652 | 0.00011014 | 0.00010835 | 0.00014408 | 0.00014011
TAS1 | Pumped Hydro Pump | 0 | 0 | 4.0701e-05 | 4.1074e-05 | 4.4683e-05 | 4.6242e-05 | 5.7353e-05 | 6.0549e-05 | 480.6876 | 586.2721 | 576.7977 | 1780.6046 | 1755.2056 | 1760.0192 | 1684.2438 | 1776.0658 | 1736.1238 | 1731.511 | 2175.8942 | 2071.0492 | 1898.8337 | 2029.1465 | 1912.4886 | 2123.0562 | 2052.2389 | 1923.2415 | 1908.792 | 2090.5957 | 1880.4989
TAS1 | VPP pump | 0.10354 | 0.40305 | 0.75109 | 0.83159 | 1.392 | 2.1803 | 4.9845 | 6.5299 | 10.0347 | 12.5874 | 15.4133 | 16.0846 | 16.9093 | 18.928 | 19.2255 | 21.9252 | 23.4741 | 23.0291 | 25.214 | 27.124 | 27.2805 | 27.6834 | 26.6685 | 31.3043 | 31.8661 | 30.835 | 28.995 | 33.6532 | 30.8039
Non-controllable capacity
Region | Technology | 2021-22 | 2022-23 | 2023-24 | 2024-25 | 2025-26 | 2026-27 | 2027-28 | 2028-29 | 2029-30 | 2030-31 | 2031-32 | 2032-33 | 2033-34 | 2034-35 | 2035-36 | 2036-37 | 2037-38 | 2038-39 | 2039-40 | 2040-41 | 2041-42 | 2042-43 | 2043-44 | 2044-45 | 2045-46 | 2046-47 | 2047-48 | 2048-49 | 2049-50
NEM | Distributed PV | 17966.1251 | 20100.6795 | 21848.5557 | 22765.7608 | 23520.219 | 26712.9041 | 28250.2682 | 26710.882 | 28962.3643 | 30914.2247 | 32262.7878 | 33604.8783 | 33813.0341 | 33976.8825 | 37696.6292 | 38914.4849 | 36303.367 | 39129.5695 | 41710.6576 | 43318.6363 | 44440.8755 | 44228.555 | 43943.4562 | 48400.6107 | 49711.1476 | 46026.6458 | 49621.4902 | 52962.0301 | 54802.2134
NEM | Behind the meter battery | 274.2921 | 322.7655 | 377.4056 | 441.916 | 524.7405 | 624.9438 | 702.6065 | 780.1503 | 916.5023 | 1062.9236 | 1310.8182 | 1435.9449 | 1573.1611 | 1680.3963 | 1781.133 | 1856.768 | 1927.461 | 2000.5502 | 2079.2953 | 2147.8019 | 2226.1602 | 2306.7147 | 2389.4767 | 2400.7435 | 2416.8737 | 2424.2587 | 2440.1321 | 2439.5699 | 2438.5083
NEM | Behind the meter battery pump | 233.0404 | 274.1938 | 320.6539 | 375.4693 | 445.7175 | 530.8198 | 596.8722 | 662.6992 | 778.5165 | 902.9392 | 1113.6428 | 1220.0169 | 1336.223 | 1427.318 | 1512.8203 | 1577.4412 | 1637.703 | 1699.356 | 1766.0472 | 1824.66 | 1891.329 | 1958.7365 | 2030.3464 | 2039.52 | 2052.599 | 2059.134 | 2073.3251 | 2072.6927 | 2071.1611
Region | Technology | 2021-22 | 2022-23 | 2023-24 | 2024-25 | 2025-26 | 2026-27 | 2027-28 | 2028-29 | 2029-30 | 2030-31 | 2031-32 | 2032-33 | 2033-34 | 2034-35 | 2035-36 | 2036-37 | 2037-38 | 2038-39 | 2039-40 | 2040-41 | 2041-42 | 2042-43 | 2043-44 | 2044-45 | 2045-46 | 2046-47 | 2047-48 | 2048-49 | 2049-50
NSW1 | Distributed PV | 5204.0164 | 5881.733 | 6097.6203 | 6362.1284 | 6503.6664 | 7561.6005 | 7799.3333 | 7221.9231 | 7693.3554 | 8429.2142 | 9135.0771 | 9232.9948 | 9474.093 | 9536.0352 | 10952.211 | 11213.6267 | 10409.2512 | 11061.1613 | 12074.4253 | 12966.5624 | 12905.9314 | 13078.0882 | 13015.2652 | 14802.4008 | 15046.9679 | 13816.9635 | 14650.873 | 15983.8137 | 17049.5514
NSW1 | Behind the meter battery | 103.7437 | 114.2404 | 137.9244 | 165.9003 | 201.313 | 240.9159 | 264.5842 | 289.7374 | 335.4861 | 383.0036 | 465.2208 | 500.5256 | 543.8767 | 577.0925 | 608.9188 | 631.888 | 654.0991 | 675.5199 | 700.7784 | 721.1068 | 744.6086 | 768.4752 | 793.5574 | 797.0251 | 801.425 | 803.7639 | 807.3625 | 807.7907 | 807.16
NSW1 | Behind the meter battery pump | 88.1293 | 97.0216 | 117.1621 | 140.9418 | 170.997 | 204.6077 | 224.7487 | 246.0761 | 284.9925 | 325.3838 | 395.4208 | 425.2231 | 461.797 | 490.3539 | 517.0464 | 536.8256 | 555.8161 | 574.0677 | 595.1176 | 612.7617 | 632.5367 | 652.4851 | 674.521 | 677.4172 | 680.3664 | 682.9967 | 685.9903 | 686.2534 | 685.4489
Region | Technology | 2021-22 | 2022-23 | 2023-24 | 2024-25 | 2025-26 | 2026-27 | 2027-28 | 2028-29 | 2029-30 | 2030-31 | 2031-32 | 2032-33 | 2033-34 | 2034-35 | 2035-36 | 2036-37 | 2037-38 | 2038-39 | 2039-40 | 2040-41 | 2041-42 | 2042-43 | 2043-44 | 2044-45 | 2045-46 | 2046-47 | 2047-48 | 2048-49 | 2049-50
QLD1 | Distributed PV | 5567.3648 | 6252.7151 | 6535.0958 | 6564.9108 | 6903.5367 | 7623.4303 | 7934.3665 | 6899.0674 | 7734.7975 | 8266.4241 | 9020.1611 | 9268.269 | 9263.1607 | 9754.2535 | 10771.5054 | 11127.7048 | 9702.5719 | 10828.6207 | 11489.8808 | 12365.4002 | 12482.6233 | 12281.9138 | 12714.2217 | 13851.0346 | 14256.9572 | 12334.5707 | 13776.1666 | 14614.4548 | 15684.6206
QLD1 | Behind the meter battery | 46.1059 | 51.2898 | 62.8898 | 76.9438 | 94.1079 | 114.339 | 129.4405 | 144.185 | 167.6189 | 204.8006 | 260.2955 | 292.0182 | 328.1998 | 357.9519 | 385.721 | 407.778 | 429.0894 | 449.044 | 469.664 | 492.0875 | 514.8354 | 538.0025 | 561.6947 | 566.605 | 572.2196 | 576.7274 | 581.9254 | 583.27 | 585.6388
QLD1 | Behind the meter battery pump | 39.1572 | 43.5755 | 53.4177 | 65.3788 | 79.9186 | 97.0955 | 109.9162 | 122.5159 | 142.4376 | 173.9088 | 221.1189 | 248.1635 | 278.7158 | 303.9474 | 327.6112 | 346.3668 | 364.4744 | 381.5345 | 399.0059 | 418.1686 | 437.5687 | 456.7426 | 477.2466 | 481.3082 | 486.3169 | 489.674 | 494.6069 | 495.5824 | 497.3207
Region | Technology | 2021-22 | 2022-23 | 2023-24 | 2024-25 | 2025-26 | 2026-27 | 2027-28 | 2028-29 | 2029-30 | 2030-31 | 2031-32 | 2032-33 | 2033-34 | 2034-35 | 2035-36 | 2036-37 | 2037-38 | 2038-39 | 2039-40 | 2040-41 | 2041-42 | 2042-43 | 2043-44 | 2044-45 | 2045-46 | 2046-47 | 2047-48 | 2048-49 | 2049-50
VIC1 | Distributed PV | 4329.4005 | 4908.7952 | 5934.1919 | 6528.7696 | 6863.0057 | 8027.2367 | 8796.0994 | 8929.0801 | 9626.1225 | 10179.6404 | 9984.4368 | 10760.8291 | 10744.8887 | 10455.0049 | 11440.4569 | 11800.6131 | 11528.2593 | 12300.9387 | 13053.8349 | 12807.4881 | 13660.682 | 13556.1803 | 13075.8792 | 14262.8401 | 14649.2457 | 14279.6933 | 15258.3695 | 16219.645 | 15845.6324
VIC1 | Behind the meter battery | 60.3615 | 72.3202 | 86.6818 | 103.6542 | 127.6658 | 157.9156 | 187.3608 | 216.0942 | 267.3679 | 312.7858 | 390.6955 | 438.5207 | 483.411 | 517.6718 | 549.9019 | 574.0839 | 596.4233 | 621.8879 | 649.6279 | 672.0144 | 699.0363 | 727.0829 | 754.4992 | 759.0364 | 765.4179 | 768.307 | 774.8118 | 775.1915 | 774.81
VIC1 | Behind the meter battery pump | 51.3066 | 61.4512 | 73.6598 | 88.083 | 108.4706 | 134.1928 | 159.1916 | 183.5475 | 227.026 | 265.6899 | 331.839 | 372.6114 | 410.8313 | 439.6676 | 467.2812 | 487.8914 | 506.9155 | 527.9599 | 551.6485 | 570.5388 | 593.9882 | 617.4131 | 640.9921 | 644.5839 | 650.0555 | 652.3952 | 658.1553 | 658.6052 | 658.2953
Region | Technology | 2021-22 | 2022-23 | 2023-24 | 2024-25 | 2025-26 | 2026-27 | 2027-28 | 2028-29 | 2029-30 | 2030-31 | 2031-32 | 2032-33 | 2033-34 | 2034-35 | 2035-36 | 2036-37 | 2037-38 | 2038-39 | 2039-40 | 2040-41 | 2041-42 | 2042-43 | 2043-44 | 2044-45 | 2045-46 | 2046-47 | 2047-48 | 2048-49 | 2049-50
SA1 | Distributed PV | 2623.5452 | 2798.1478 | 2996.8815 | 3008.3834 | 2949.0755 | 3160.1857 | 3360.8342 | 3300.464 | 3533.7408 | 3645.3258 | 3718.3325 | 3905.4589 | 3875.3563 | 3779.4643 | 4028.9273 | 4246.1349 | 4126.3157 | 4379.708 | 4502.8278 | 4576.0415 | 4756.5856 | 4662.4055 | 4501.1598 | 4782.4214 | 5031.6478 | 4870.1344 | 5185.5389 | 5354.2666 | 5426.7292
SA1 | Behind the meter battery | 56.7354 | 76.761 | 80.3364 | 83.7752 | 87.4369 | 94.3938 | 101.223 | 107.735 | 120.7804 | 134.1477 | 160.928 | 168.8699 | 178.8956 | 186.8102 | 193.693 | 198.596 | 201.84 | 206.6333 | 210.4501 | 212.7899 | 216.7262 | 220.9463 | 226.2016 | 224.8024 | 224.5688 | 222.3658 | 222.9625 | 220.6855 | 218.5777
SA1 | Behind the meter battery pump | 48.2076 | 65.216 | 68.2817 | 71.1775 | 74.2498 | 80.1578 | 86.0269 | 91.5227 | 102.6208 | 114.0145 | 136.6407 | 143.4284 | 151.9345 | 158.6357 | 164.4393 | 168.6089 | 171.3923 | 175.4796 | 178.8172 | 180.8586 | 183.9819 | 187.7459 | 192.102 | 190.9761 | 190.6156 | 188.965 | 189.485 | 187.5319 | 185.6623
Region | Technology | 2021-22 | 2022-23 | 2023-24 | 2024-25 | 2025-26 | 2026-27 | 2027-28 | 2028-29 | 2029-30 | 2030-31 | 2031-32 | 2032-33 | 2033-34 | 2034-35 | 2035-36 | 2036-37 | 2037-38 | 2038-39 | 2039-40 | 2040-41 | 2041-42 | 2042-43 | 2043-44 | 2044-45 | 2045-46 | 2046-47 | 2047-48 | 2048-49 | 2049-50
TAS1 | Distributed PV | 241.7982 | 259.2885 | 284.7662 | 301.5686 | 300.9347 | 340.451 | 359.6348 | 360.3473 | 374.3481 | 393.6202 | 404.7802 | 437.3265 | 455.5355 | 452.1246 | 503.5286 | 526.4053 | 536.969 | 559.1407 | 589.6888 | 603.1441 | 635.0531 | 649.9672 | 636.9304 | 701.9138 | 726.329 | 725.2839 | 750.5421 | 789.8501 | 795.6798
TAS1 | Behind the meter battery | 7.3456 | 8.1541 | 9.5732 | 11.6426 | 14.2168 | 17.3795 | 19.9981 | 22.3987 | 25.2488 | 28.1858 | 33.6784 | 36.0105 | 38.7781 | 40.8699 | 42.8983 | 44.4221 | 46.0092 | 47.4651 | 48.7751 | 49.8034 | 50.9537 | 52.2079 | 53.5239 | 53.2746 | 53.2423 | 53.0947 | 53.07 | 52.6323 | 52.3218
TAS1 | Behind the meter battery pump | 6.2397 | 6.9295 | 8.1325 | 9.8883 | 12.0815 | 14.7661 | 16.9888 | 19.037 | 21.4396 | 23.9422 | 28.6235 | 30.5904 | 32.9445 | 34.7133 | 36.4422 | 37.7485 | 39.1047 | 40.3143 | 41.458 | 42.3322 | 43.2535 | 44.3498 | 45.4846 | 45.2346 | 45.2446 | 45.103 | 45.0875 | 44.7198 | 44.4337

## Marinus_Capacity
Installed capacity by technology (MW) - Marinus Link, Central No State Based Schemes Sensitivity
Capacity calculated on 1 July. In early study years some wind and solar projects enter later in the financial year and are therefore reflected in the following financial year's capacity.
Explicitly modelled generation
Region | Technology | 2021-22 | 2022-23 | 2023-24 | 2024-25 | 2025-26 | 2026-27 | 2027-28 | 2028-29 | 2029-30 | 2030-31 | 2031-32 | 2032-33 | 2033-34 | 2034-35 | 2035-36 | 2036-37 | 2037-38 | 2038-39 | 2039-40 | 2040-41 | 2041-42 | 2042-43 | 2043-44 | 2044-45 | 2045-46 | 2046-47 | 2047-48 | 2048-49 | 2049-50
NEM | Black Coal | 18366 | 17891 | 16416 | 11955.7553 | 10287.2029 | 10110.4349 | 10100.5765 | 9760.4348 | 8889.8381 | 8803.6894 | 8467.7706 | 5923.6894 | 5408.8973 | 5408.8973 | 4758.2085 | 4556.7516 | 4308.2085 | 4308.2085 | 4308.2085 | 4308.2085 | 3648.2085 | 2214.2085 | 1953.1668 | 1692.0018 | 1692 | 1692 | 1692 | 1692 | 1692
NEM | Brown Coal | 4790 | 4790 | 4790 | 2454.1827 | 2393.7977 | 2066.1533 | 0.00011152 | 0.00011152 | 0.00011155 | 0.00011157 | 0.00011155 | 0.00011152 | 0.00011152 | 0.00011153 | 0.00011153 | 0.00011153 | 0.00011153 | 0.00011153 | 0.00011154 | 0.00011151 | 0.00011155 | 0.00011152 | 0.00011151 | 0.00011155 | 0.00011155 | 0.00011151 | 0 | 0 | 0
NEM | CCGT | 3054.9 | 3054.9 | 2874.9 | 2874.9 | 2874.9 | 2874.9 | 2874.9 | 2874.9 | 2874.9 | 2874.9 | 2874.9 | 2874.9 | 2874.9 | 2874.9 | 2874.9 | 2489.9 | 1960.9 | 1960.9 | 1817.5 | 1817.5 | 1817.5 | 1817.5 | 1377.5 | 1192.5 | 548 | 388 | 388 | 388 | 388
NEM | Gas - Steam | 1384 | 1384 | 1384 | 1384 | 1384 | 1384 | 1384 | 1384 | 1384 | 1384 | 1384 | 1384 | 1384 | 1384 | 584 | 584 | 584 | 584 | 84 | 84 | 84 | 84 | 84 | 84 | 84 | 0 | 0 | 0 | 0
NEM | OCGT / Diesel | 6863.14 | 6863.14 | 6863.14 | 6863.14 | 6863.14 | 6863.14 | 6863.14 | 6863.14 | 6863.14 | 6480.64 | 6480.64 | 6211.3 | 5749.3 | 5632.3 | 5502.3 | 5502.3 | 5502.3002 | 5502.3002 | 5679.158 | 5559.158 | 5967.7605 | 5873.7605 | 5873.7605 | 6058.316 | 6245.9422 | 7590.7757 | 7006.7757 | 7627.1266 | 7268.9933
NEM | Hydro | 7365.3 | 7365.3 | 7365.3 | 7365.3 | 7365.3 | 7365.3 | 7615.3 | 7615.3 | 7615.3 | 7615.3 | 7615.3 | 7615.3 | 7615.3 | 7615.3 | 7615.3 | 7615.3 | 7528.9 | 7528.9 | 7528.9 | 7528.9 | 7528.9 | 7462.9 | 7462.9 | 7462.9 | 7462.9 | 7462.9 | 7462.9 | 7462.9 | 7462.9
NEM | Wind | 12593.2717 | 14277.4317 | 16066.0231 | 21490.8401 | 21698.6909 | 22120.7518 | 24708.1208 | 27049.2501 | 27958.4999 | 28610.9745 | 28817.2203 | 34004.679 | 34864.6075 | 35001.5082 | 35205.963 | 35680.3911 | 37390.287 | 37957.3792 | 38468.9888 | 37959.1859 | 40599.7271 | 42966.5539 | 42084.2193 | 41312.2507 | 39833.9596 | 41280.8859 | 41079.7411 | 41051.0411 | 40493.5738
NEM | Solar PV | 5599.971 | 6959.156 | 6959.156 | 6959.156 | 6959.156 | 6959.156 | 7059.156 | 7059.156 | 7726.7395 | 7991.7993 | 9467.7049 | 12461.7613 | 13171.3458 | 13171.3458 | 13406.9731 | 13420.7802 | 17383.3229 | 17474.2927 | 17474.2927 | 18414.9444 | 20632.2947 | 25563.2525 | 25188.2525 | 24769.6325 | 24701.4765 | 25468.088 | 25357.688 | 24624.888 | 25409.7496
NEM | Grid Battery | 260.33 | 600.33 | 600.33 | 600.33 | 600.33 | 600.33 | 600.33 | 600.33 | 600.33 | 570.33 | 570.33 | 1288.8822 | 1242.4056 | 1217.4056 | 1652.1201 | 1652.1201 | 1909.304 | 1909.304 | 2249.984 | 2229.984 | 4365.1273 | 4065.1273 | 4065.1273 | 4332.9048 | 4332.9048 | 5473.6877 | 5473.6883 | 5473.6883 | 5473.6881
NEM | Pumped Hydro | 810 | 810 | 810 | 810 | 2850 | 2850 | 2850 | 2850 | 3029.5168 | 3052.1848 | 3054.9473 | 4612.4245 | 4980.7342 | 4980.734 | 5468.2748 | 5468.2748 | 7279.776 | 7279.776 | 7445.8822 | 7445.8849 | 8168.1943 | 9016.9458 | 9016.95 | 9016.9453 | 9016.9447 | 9016.9447 | 9016.9454 | 9016.9454 | 9096.883
NEM | VPP | 36.545 | 54.909 | 79.222 | 111.716 | 155.475 | 212.948 | 274.212 | 348.483 | 458.205 | 557.379 | 708.547 | 823.447 | 953.292 | 1081.03 | 1214.079 | 1346.365 | 1479.677 | 1613.916 | 1747.369 | 1881.885 | 2021.695 | 2168.3841 | 2317.988 | 2433.084 | 2551.477 | 2673.029 | 2797.397 | 2923.275 | 3050.769
Total excluding storage |  | 60016.5827 | 62584.9277 | 62718.5191 | 61347.274 | 59826.1874 | 59743.836 | 60605.1934 | 62606.181 | 63312.4176 | 63761.3034 | 65107.5359 | 70475.6298 | 71068.3506 | 71088.2513 | 69947.6447 | 69849.423 | 74657.9187 | 75315.9807 | 75361.0482 | 75671.8969 | 80278.391 | 85982.1756 | 84023.7992 | 82571.601 | 80568.2784 | 83882.6496 | 82987.1048 | 82845.9557 | 82715.2167
Region | Technology | 2021-22 | 2022-23 | 2023-24 | 2024-25 | 2025-26 | 2026-27 | 2027-28 | 2028-29 | 2029-30 | 2030-31 | 2031-32 | 2032-33 | 2033-34 | 2034-35 | 2035-36 | 2036-37 | 2037-38 | 2038-39 | 2039-40 | 2040-41 | 2041-42 | 2042-43 | 2043-44 | 2044-45 | 2045-46 | 2046-47 | 2047-48 | 2048-49 | 2049-50
NSW1 | Black Coal | 10240 | 9765 | 8290 | 7140.9869 | 5472.4345 | 5472.4345 | 5472.4345 | 5472.4345 | 4880.6888 | 4880.6888 | 4544.7699 | 2000.6888 | 2000.6888 | 2000.6888 | 1350 | 1350 | 1350 | 1350 | 1350 | 1350 | 690 | 0 | 0 | 0 | 0 | 0 | 0 | 0 | 0
NSW1 | Brown Coal | 0 | 0 | 0 | 0 | 0 | 0 | 0 | 0 | 0 | 0 | 0 | 0 | 0 | 0 | 0 | 0 | 0 | 0 | 0 | 0 | 0 | 0 | 0 | 0 | 0 | 0 | 0 | 0 | 0
NSW1 | CCGT | 625 | 625 | 625 | 625 | 625 | 625 | 625 | 625 | 625 | 625 | 625 | 625 | 625 | 625 | 625 | 625 | 625 | 625 | 625 | 625 | 625 | 625 | 185 | 0 | 0 | 0 | 0 | 0 | 0
NSW1 | Gas - Steam | 0 | 0 | 0 | 0 | 0 | 0 | 0 | 0 | 0 | 0 | 0 | 0 | 0 | 0 | 0 | 0 | 0 | 0 | 0 | 0 | 0 | 0 | 0 | 0 | 0 | 0 | 0 | 0 | 0
NSW1 | OCGT / Diesel | 1438 | 1438 | 1438 | 1438 | 1438 | 1438 | 1438 | 1438 | 1438 | 1438 | 1438 | 1438 | 1438 | 1438 | 1388 | 1388 | 1388.0002 | 1388.0002 | 2004.858 | 2004.858 | 2004.858 | 2004.858 | 2004.858 | 2524.789 | 2524.789 | 2524.789 | 2524.789 | 2920.7615 | 2920.7615
NSW1 | Hydro | 2585 | 2585 | 2585 | 2585 | 2585 | 2585 | 2585 | 2585 | 2585 | 2585 | 2585 | 2585 | 2585 | 2585 | 2585 | 2585 | 2585 | 2585 | 2585 | 2585 | 2585 | 2585 | 2585 | 2585 | 2585 | 2585 | 2585 | 2585 | 2585
NSW1 | Wind | 2577.3263 | 2577.3263 | 3837.1596 | 6719.4756 | 6927.3264 | 6927.3264 | 6927.3265 | 7070.7301 | 7070.7301 | 7835.2047 | 7835.2047 | 12080.575 | 12080.575 | 12080.575 | 12080.575 | 12034.075 | 11764.075 | 12323.51 | 12859.0705 | 12498.5705 | 14369.7837 | 14369.7837 | 14074.8037 | 14074.8037 | 14074.8037 | 13848.0037 | 13848.0037 | 13848.0037 | 13734.8137
NSW1 | Solar PV | 2130.363 | 2600.363 | 2600.363 | 2600.363 | 2600.363 | 2600.363 | 2700.363 | 2700.363 | 3367.9466 | 3588.045 | 3613.7311 | 5051.431 | 5678.8721 | 5678.8721 | 5914.4994 | 5951.2704 | 8597.704 | 8688.6738 | 8688.6738 | 8799.513 | 9613.3572 | 12182.7102 | 12109.7102 | 12109.7102 | 12136.8652 | 12958.4617 | 12958.4617 | 12908.4617 | 13093.1305
NSW1 | Grid Battery | 0 | 0 | 0 | 0 | 0 | 0 | 0 | 0 | 0 | 0 | 0 | 387.4484 | 387.4484 | 387.4484 | 539.0353 | 539.0353 | 539.0353 | 539.0353 | 763.7527 | 763.7527 | 1697.5171 | 1697.5171 | 1697.5171 | 1697.5171 | 1697.5171 | 1697.5165 | 1697.5171 | 1697.5171 | 1697.517
NSW1 | Pumped Hydro | 240 | 240 | 240 | 240 | 2280 | 2280 | 2280 | 2280 | 2280 | 2280 | 2280 | 2843.664 | 2843.6647 | 2843.664 | 2889.9799 | 2889.9799 | 3913.701 | 3913.701 | 3913.701 | 3913.705 | 3913.701 | 3913.7014 | 3913.701 | 3913.701 | 3913.7015 | 3913.7015 | 3913.701 | 3913.701 | 3913.701
NSW1 | VPP | 13.897 | 19.697 | 29.162 | 42.001 | 59.431 | 81.633 | 103.019 | 129.604 | 168.832 | 203.169 | 255.242 | 292.839 | 337.193 | 380.779 | 426.084 | 469.969 | 513.223 | 556.711 | 599.309 | 642.059 | 686.952 | 734.321 | 783.025 | 821.133 | 860.401 | 900.734 | 941.995 | 983.641 | 1025.804
Total excluding storage |  | 19595.6893 | 19590.6893 | 19375.5226 | 21108.8255 | 19648.1239 | 19648.1239 | 19748.124 | 19891.5277 | 19967.3654 | 20951.9385 | 20641.7057 | 23780.6948 | 24408.1359 | 24408.1359 | 23943.0744 | 23933.3454 | 26309.7792 | 26960.184 | 28112.6024 | 27862.9416 | 29887.999 | 31767.352 | 30959.372 | 31294.3029 | 31321.4579 | 31916.2544 | 31916.2544 | 32262.2269 | 32333.7057
Region | Technology | 2021-22 | 2022-23 | 2023-24 | 2024-25 | 2025-26 | 2026-27 | 2027-28 | 2028-29 | 2029-30 | 2030-31 | 2031-32 | 2032-33 | 2033-34 | 2034-35 | 2035-36 | 2036-37 | 2037-38 | 2038-39 | 2039-40 | 2040-41 | 2041-42 | 2042-43 | 2043-44 | 2044-45 | 2045-46 | 2046-47 | 2047-48 | 2048-49 | 2049-50
QLD1 | Black Coal | 8126 | 8126 | 8126 | 4814.7684 | 4814.7684 | 4638.0004 | 4628.142 | 4288.0003 | 4009.1493 | 3923.0007 | 3923.0007 | 3923.0007 | 3408.2085 | 3408.2085 | 3408.2085 | 3206.7516 | 2958.2085 | 2958.2085 | 2958.2085 | 2958.2085 | 2958.2085 | 2214.2085 | 1953.1668 | 1692.0018 | 1692 | 1692 | 1692 | 1692 | 1692
QLD1 | Brown Coal | 0 | 0 | 0 | 0 | 0 | 0 | 0 | 0 | 0 | 0 | 0 | 0 | 0 | 0 | 0 | 0 | 0 | 0 | 0 | 0 | 0 | 0 | 0 | 0 | 0 | 0 | 0 | 0 | 0
QLD1 | CCGT | 1512.9 | 1512.9 | 1512.9 | 1512.9 | 1512.9 | 1512.9 | 1512.9 | 1512.9 | 1512.9 | 1512.9 | 1512.9 | 1512.9 | 1512.9 | 1512.9 | 1512.9 | 1127.9 | 1127.9 | 1127.9 | 984.5 | 984.5 | 984.5 | 984.5 | 984.5 | 984.5 | 340 | 180 | 180 | 180 | 180
QLD1 | Gas - Steam | 84 | 84 | 84 | 84 | 84 | 84 | 84 | 84 | 84 | 84 | 84 | 84 | 84 | 84 | 84 | 84 | 84 | 84 | 84 | 84 | 84 | 84 | 84 | 84 | 84 | 0 | 0 | 0 | 0
QLD1 | OCGT / Diesel | 1910 | 1910 | 1910 | 1910 | 1910 | 1910 | 1910 | 1910 | 1910 | 1910 | 1910 | 1910 | 1618 | 1501 | 1501 | 1501 | 1501 | 1501 | 1501 | 1501 | 1501 | 1501 | 1501 | 1369 | 1556.6262 | 2901.4597 | 2901.4597 | 3125.8381 | 2767.7048
QLD1 | Hydro | 152.4 | 152.4 | 152.4 | 152.4 | 152.4 | 152.4 | 152.4 | 152.4 | 152.4 | 152.4 | 152.4 | 152.4 | 152.4 | 152.4 | 152.4 | 152.4 | 66 | 66 | 66 | 66 | 66 | 0 | 0 | 0 | 0 | 0 | 0 | 0 | 0
QLD1 | Wind | 3692.4873 | 4192.4873 | 4192.4873 | 5444.0267 | 5444.0267 | 5444.0267 | 5666.1333 | 6851.0092 | 6851.0092 | 6851.0092 | 7057.255 | 7071.4805 | 8082.609 | 8082.609 | 8159.2744 | 8410.9244 | 9210.9244 | 9210.9244 | 9210.9244 | 9219.942 | 9749.3612 | 10829.8771 | 10649.3591 | 10337.7905 | 10337.7905 | 10337.7905 | 10337.7905 | 10337.7905 | 10621.2032
QLD1 | Solar PV | 2017.635 | 2827.62 | 2827.62 | 2827.62 | 2827.62 | 2827.62 | 2827.62 | 2827.62 | 2827.62 | 2827.62 | 3178.8141 | 3638.9932 | 3721.1366 | 3721.1366 | 3721.1366 | 3600.1366 | 4674.4459 | 4674.4459 | 4674.4459 | 5067.3055 | 5960.4283 | 8169.3721 | 8002.3721 | 7801.2721 | 7737.0641 | 7682.0791 | 7571.679 | 7040.779 | 8146.4217
QLD1 | Grid Battery | 0 | 20 | 20 | 20 | 20 | 20 | 20 | 20 | 20 | 20 | 20 | 351.1037 | 359.9571 | 359.9571 | 359.9571 | 359.9571 | 617.141 | 617.141 | 617.141 | 597.141 | 1058.9803 | 1058.9803 | 1058.9803 | 1326.7578 | 1326.7578 | 2467.5413 | 2467.5413 | 2467.5413 | 2467.5413
QLD1 | Pumped Hydro | 570 | 570 | 570 | 570 | 570 | 570 | 570 | 570 | 570 | 570 | 570 | 844.1048 | 1212.4143 | 1212.4143 | 1212.4143 | 1212.4143 | 1942.8834 | 1942.8834 | 1993.3706 | 1993.3706 | 2022.9019 | 2871.653 | 2871.653 | 2871.653 | 2871.653 | 2871.653 | 2871.653 | 2871.653 | 2951.5906
QLD1 | VPP | 6.283 | 9.038 | 13.648 | 20.047 | 28.646 | 39.92 | 51.776 | 66.05 | 86.234 | 109.423 | 142.449 | 168.902 | 199.702 | 230.441 | 262.576 | 295.532 | 329.475 | 362.967 | 395.859 | 429.33 | 463.784 | 499.933 | 537.296 | 565.416 | 594.354 | 624.143 | 654.722 | 685.861 | 717.549
Total excluding storage |  | 17495.4223 | 18805.4073 | 18805.4073 | 16745.7151 | 16745.7151 | 16568.9471 | 16781.1952 | 17625.9294 | 17347.0785 | 17260.9299 | 17818.3698 | 18292.7744 | 18579.2542 | 18462.2542 | 18538.9195 | 18083.1127 | 19622.4789 | 19622.4789 | 19479.0789 | 19880.9561 | 21303.4981 | 23782.9577 | 23174.3979 | 22268.5643 | 21747.4807 | 22793.3293 | 22682.9293 | 22376.4077 | 23407.3297
Region | Technology | 2021-22 | 2022-23 | 2023-24 | 2024-25 | 2025-26 | 2026-27 | 2027-28 | 2028-29 | 2029-30 | 2030-31 | 2031-32 | 2032-33 | 2033-34 | 2034-35 | 2035-36 | 2036-37 | 2037-38 | 2038-39 | 2039-40 | 2040-41 | 2041-42 | 2042-43 | 2043-44 | 2044-45 | 2045-46 | 2046-47 | 2047-48 | 2048-49 | 2049-50
VIC1 | Black Coal | 0 | 0 | 0 | 0 | 0 | 0 | 0 | 0 | 0 | 0 | 0 | 0 | 0 | 0 | 0 | 0 | 0 | 0 | 0 | 0 | 0 | 0 | 0 | 0 | 0 | 0 | 0 | 0 | 0
VIC1 | Brown Coal | 4790 | 4790 | 4790 | 2454.1827 | 2393.7977 | 2066.1533 | 0.00011152 | 0.00011152 | 0.00011155 | 0.00011157 | 0.00011155 | 0.00011152 | 0.00011152 | 0.00011153 | 0.00011153 | 0.00011153 | 0.00011153 | 0.00011153 | 0.00011154 | 0.00011151 | 0.00011155 | 0.00011152 | 0.00011151 | 0.00011155 | 0.00011155 | 0.00011151 | 0 | 0 | 0
VIC1 | CCGT | 0 | 0 | 0 | 0 | 0 | 0 | 0 | 0 | 0 | 0 | 0 | 0 | 0 | 0 | 0 | 0 | 0 | 0 | 0 | 0 | 0 | 0 | 0 | 0 | 0 | 0 | 0 | 0 | 0
VIC1 | Gas - Steam | 500 | 500 | 500 | 500 | 500 | 500 | 500 | 500 | 500 | 500 | 500 | 500 | 500 | 500 | 500 | 500 | 500 | 500 | 0 | 0 | 0 | 0 | 0 | 0 | 0 | 0 | 0 | 0 | 0
VIC1 | OCGT / Diesel | 1900 | 1900 | 1900 | 1900 | 1900 | 1900 | 1900 | 1900 | 1900 | 1900 | 1900 | 1900 | 1730 | 1730 | 1730 | 1730 | 1730 | 1730 | 1290 | 1290 | 1290.0001 | 1196.0001 | 1196.0001 | 1196.0001 | 1196.0001 | 1196.0001 | 612.0001 | 612.0001 | 612.0001
VIC1 | Hydro | 2219 | 2219 | 2219 | 2219 | 2219 | 2219 | 2219 | 2219 | 2219 | 2219 | 2219 | 2219 | 2219 | 2219 | 2219 | 2219 | 2219 | 2219 | 2219 | 2219 | 2219 | 2219 | 2219 | 2219 | 2219 | 2219 | 2219 | 2219 | 2219
VIC1 | Wind | 3434.44 | 4322.2 | 4322.2 | 4686.9198 | 4686.9198 | 5108.9807 | 6868.4869 | 7186.9239 | 7186.9239 | 7186.9239 | 7186.9239 | 7568.124 | 7515.624 | 7652.5247 | 7890.5895 | 8344.6674 | 9387.3152 | 9228.4996 | 9531.2487 | 9248.2017 | 9248.2017 | 10513.9323 | 10190.1323 | 9878.1323 | 8682.7723 | 10020.4927 | 9780.4927 | 9751.7927 | 9024.1028
VIC1 | Solar PV | 1098.973 | 1098.973 | 1098.973 | 1098.973 | 1098.973 | 1098.973 | 1098.973 | 1098.973 | 1098.973 | 1143.9343 | 2242.9597 | 3339.137 | 3339.137 | 3339.137 | 3339.137 | 3339.137 | 3478.973 | 3478.973 | 3478.973 | 3478.973 | 3778.9702 | 3778.9702 | 3778.9702 | 3671.4502 | 3640.3472 | 3640.3472 | 3640.3472 | 3488.4472 | 3090.9974
VIC1 | Grid Battery | 55.33 | 375.33 | 375.33 | 375.33 | 375.33 | 375.33 | 375.33 | 375.33 | 375.33 | 375.33 | 375.33 | 375.33 | 320 | 320 | 320.0001 | 320.0001 | 320.0001 | 320.0001 | 320.0006 | 320.0006 | 558.9292 | 258.9292 | 258.9292 | 258.9292 | 258.9292 | 258.9292 | 258.9292 | 258.9292 | 258.9292
VIC1 | Pumped Hydro | 0 | 0 | 0 | 0 | 0 | 0 | 0 | 0 | 0 | 0 | 0 | 258.8467 | 258.8467 | 258.8467 | 700.0715 | 700.0715 | 757.3825 | 757.3825 | 757.3825 | 757.3825 | 1450.1633 | 1450.1633 | 1450.1633 | 1450.1633 | 1450.1633 | 1450.1633 | 1450.1633 | 1450.1633 | 1450.1633
VIC1 | VPP | 7.967 | 12.184 | 18.007 | 25.892 | 37.312 | 52.961 | 71.587 | 94.075 | 129.773 | 159.421 | 205.486 | 243.58 | 283.23 | 321.698 | 361.635 | 401.73 | 443.322 | 486.699 | 530.824 | 575.442 | 621.935 | 669.907 | 718.015 | 754.911 | 792.922 | 831.94 | 871.864 | 912.314 | 953.272
Total excluding storage |  | 13942.413 | 14830.173 | 14830.173 | 12859.0754 | 12798.6904 | 12893.107 | 12586.46 | 12904.897 | 12904.897 | 12949.8584 | 14048.8837 | 15526.2611 | 15303.7611 | 15440.6618 | 15678.7266 | 16132.8045 | 17315.2883 | 17156.4727 | 16519.2218 | 16236.1748 | 16536.1722 | 17707.9027 | 17384.1027 | 16964.5827 | 15738.1197 | 17075.8402 | 16251.8401 | 16071.2401 | 14946.1003
Region | Technology | 2021-22 | 2022-23 | 2023-24 | 2024-25 | 2025-26 | 2026-27 | 2027-28 | 2028-29 | 2029-30 | 2030-31 | 2031-32 | 2032-33 | 2033-34 | 2034-35 | 2035-36 | 2036-37 | 2037-38 | 2038-39 | 2039-40 | 2040-41 | 2041-42 | 2042-43 | 2043-44 | 2044-45 | 2045-46 | 2046-47 | 2047-48 | 2048-49 | 2049-50
SA1 | Black Coal | 0 | 0 | 0 | 0 | 0 | 0 | 0 | 0 | 0 | 0 | 0 | 0 | 0 | 0 | 0 | 0 | 0 | 0 | 0 | 0 | 0 | 0 | 0 | 0 | 0 | 0 | 0 | 0 | 0
SA1 | Brown Coal | 0 | 0 | 0 | 0 | 0 | 0 | 0 | 0 | 0 | 0 | 0 | 0 | 0 | 0 | 0 | 0 | 0 | 0 | 0 | 0 | 0 | 0 | 0 | 0 | 0 | 0 | 0 | 0 | 0
SA1 | CCGT | 709 | 709 | 529 | 529 | 529 | 529 | 529 | 529 | 529 | 529 | 529 | 529 | 529 | 529 | 529 | 529 | 0 | 0 | 0 | 0 | 0 | 0 | 0 | 0 | 0 | 0 | 0 | 0 | 0
SA1 | Gas - Steam | 800 | 800 | 800 | 800 | 800 | 800 | 800 | 800 | 800 | 800 | 800 | 800 | 800 | 800 | 0 | 0 | 0 | 0 | 0 | 0 | 0 | 0 | 0 | 0 | 0 | 0 | 0 | 0 | 0
SA1 | OCGT / Diesel | 1437.14 | 1437.14 | 1437.14 | 1437.14 | 1437.14 | 1437.14 | 1437.14 | 1437.14 | 1437.14 | 1054.64 | 1054.64 | 785.3 | 785.3 | 785.3 | 705.3 | 705.3 | 705.3 | 705.3 | 705.3 | 705.3 | 1113.9024 | 1113.9024 | 1113.9024 | 910.5269 | 910.5269 | 910.5269 | 910.5269 | 910.5269 | 910.5269
SA1 | Hydro | 0 | 0 | 0 | 0 | 0 | 0 | 0 | 0 | 0 | 0 | 0 | 0 | 0 | 0 | 0 | 0 | 0 | 0 | 0 | 0 | 0 | 0 | 0 | 0 | 0 | 0 | 0 | 0 | 0
SA1 | Wind | 2053.31 | 2349.71 | 2478.4681 | 3404.71 | 3404.71 | 3404.71 | 3428.4241 | 4122.8369 | 4032.0869 | 3920.0869 | 3920.0869 | 4466.7495 | 4368.0495 | 4368.0495 | 4257.7742 | 4072.9744 | 4210.2224 | 4249.5598 | 3922.8598 | 4047.5863 | 4287.4948 | 4308.0752 | 4225.0386 | 4225.0386 | 3942.1075 | 4084.1233 | 4084.1233 | 4084.1233 | 4084.1233
SA1 | Solar PV | 353 | 432.2 | 432.2 | 432.2 | 432.2 | 432.2 | 432.2 | 432.2 | 432.2 | 432.2 | 432.2 | 432.2 | 432.2 | 432.2 | 432.2 | 530.2361 | 632.2 | 632.2 | 632.2 | 1069.1528 | 1279.5389 | 1432.1999 | 1297.1999 | 1187.1999 | 1187.1999 | 1187.1999 | 1187.1999 | 1187.1999 | 1079.1999
SA1 | Grid Battery | 205 | 205 | 205 | 205 | 205 | 205 | 205 | 205 | 205 | 175 | 175 | 175.0001 | 175.0001 | 150.0001 | 433.1275 | 433.1275 | 433.1275 | 433.1275 | 549.0896 | 549.0896 | 1049.7007 | 1049.7007 | 1049.7007 | 1049.7007 | 1049.7007 | 1049.7007 | 1049.7007 | 1049.7007 | 1049.7006
SA1 | Pumped Hydro | 0 | 0 | 0 | 0 | 0 | 0 | 0 | 0 | 0 | 0 | 0 | 0 | 0 | 0 | 0 | 0 | 0 | 0 | 0 | 0 | 0 | 0 | 0 | 0 | 0 | 0 | 0 | 0 | 0
SA1 | VPP | 7.403 | 12.575 | 16.369 | 20.818 | 25.878 | 32.539 | 40.105 | 48.895 | 60.853 | 70.614 | 87.129 | 97.388 | 109.546 | 121.655 | 134.326 | 146.657 | 158.138 | 169.176 | 180.255 | 191.186 | 202.356 | 214.599 | 227.014 | 236.682 | 246.511 | 256.534 | 266.715 | 276.923 | 287.161
Total excluding storage |  | 5352.45 | 5728.05 | 5676.8081 | 6603.05 | 6603.05 | 6603.05 | 6626.7641 | 7321.1768 | 7230.4268 | 6735.9268 | 6735.9268 | 7013.2495 | 6914.5495 | 6914.5495 | 5924.2742 | 5837.5105 | 5547.7223 | 5587.0598 | 5260.3598 | 5822.0391 | 6680.9361 | 6854.1776 | 6636.1409 | 6322.7654 | 6039.8343 | 6181.8501 | 6181.8501 | 6181.8501 | 6073.8501
Region | Technology | 2021-22 | 2022-23 | 2023-24 | 2024-25 | 2025-26 | 2026-27 | 2027-28 | 2028-29 | 2029-30 | 2030-31 | 2031-32 | 2032-33 | 2033-34 | 2034-35 | 2035-36 | 2036-37 | 2037-38 | 2038-39 | 2039-40 | 2040-41 | 2041-42 | 2042-43 | 2043-44 | 2044-45 | 2045-46 | 2046-47 | 2047-48 | 2048-49 | 2049-50
TAS1 | Black Coal | 0 | 0 | 0 | 0 | 0 | 0 | 0 | 0 | 0 | 0 | 0 | 0 | 0 | 0 | 0 | 0 | 0 | 0 | 0 | 0 | 0 | 0 | 0 | 0 | 0 | 0 | 0 | 0 | 0
TAS1 | Brown Coal | 0 | 0 | 0 | 0 | 0 | 0 | 0 | 0 | 0 | 0 | 0 | 0 | 0 | 0 | 0 | 0 | 0 | 0 | 0 | 0 | 0 | 0 | 0 | 0 | 0 | 0 | 0 | 0 | 0
TAS1 | CCGT | 208 | 208 | 208 | 208 | 208 | 208 | 208 | 208 | 208 | 208 | 208 | 208 | 208 | 208 | 208 | 208 | 208 | 208 | 208 | 208 | 208 | 208 | 208 | 208 | 208 | 208 | 208 | 208 | 208
TAS1 | Gas - Steam | 0 | 0 | 0 | 0 | 0 | 0 | 0 | 0 | 0 | 0 | 0 | 0 | 0 | 0 | 0 | 0 | 0 | 0 | 0 | 0 | 0 | 0 | 0 | 0 | 0 | 0 | 0 | 0 | 0
TAS1 | OCGT / Diesel | 178 | 178 | 178 | 178 | 178 | 178 | 178 | 178 | 178 | 178 | 178 | 178 | 178 | 178 | 178 | 178 | 178 | 178 | 178 | 58 | 58 | 58 | 58 | 58 | 58 | 58 | 58 | 58 | 58
TAS1 | Hydro | 2408.9 | 2408.9 | 2408.9 | 2408.9 | 2408.9 | 2408.9 | 2658.9 | 2658.9 | 2658.9 | 2658.9 | 2658.9 | 2658.9 | 2658.9 | 2658.9 | 2658.9 | 2658.9 | 2658.9 | 2658.9 | 2658.9 | 2658.9 | 2658.9 | 2658.9 | 2658.9 | 2658.9 | 2658.9 | 2658.9 | 2658.9 | 2658.9 | 2658.9
TAS1 | Wind | 835.7081 | 835.7081 | 1235.7081 | 1235.7081 | 1235.7081 | 1235.7081 | 1817.75 | 1817.75 | 2817.7498 | 2817.7498 | 2817.7498 | 2817.75 | 2817.75 | 2817.75 | 2817.75 | 2817.75 | 2817.75 | 2944.8854 | 2944.8854 | 2944.8854 | 2944.8856 | 2944.8856 | 2944.8856 | 2796.4856 | 2796.4856 | 2990.4757 | 3029.3309 | 3029.3309 | 3029.3309
TAS1 | Solar PV | 0 | 0 | 0 | 0 | 0 | 0 | 0 | 0 | 0 | 0 | 0 | 0 | 0 | 0 | 0 | 0 | 0 | 0 | 0 | 0 | 0 | 0 | 0 | 0 | 0 | 0 | 0 | 0 | 0
TAS1 | Grid Battery | 0 | 0 | 0 | 0 | 0 | 0 | 0 | 0 | 0 | 0 | 0 | 0 | 0 | 0 | 0 | 0 | 0 | 0 | 0 | 0 | 0 | 0 | 0 | 0 | 0 | 0 | 0 | 0 | 0
TAS1 | Pumped Hydro | 0 | 0 | 0 | 0 | 0 | 0 | 0 | 0 | 179.5168 | 202.1848 | 204.9473 | 665.809 | 665.8085 | 665.809 | 665.809 | 665.809 | 665.809 | 665.809 | 781.428 | 781.4268 | 781.428 | 781.428 | 781.4326 | 781.4279 | 781.4268 | 781.4268 | 781.428 | 781.428 | 781.428
TAS1 | VPP | 0.995 | 1.415 | 2.036 | 2.958 | 4.208 | 5.895 | 7.725 | 9.859 | 12.513 | 14.752 | 18.241 | 20.738 | 23.621 | 26.457 | 29.458 | 32.477 | 35.519 | 38.363 | 41.122 | 43.868 | 46.668 | 49.624 | 52.638 | 54.942 | 57.289 | 59.678 | 62.101 | 64.536 | 66.983
Total excluding storage |  | 3630.6081 | 3630.6081 | 4030.6081 | 4030.6081 | 4030.6081 | 4030.6081 | 4862.65 | 4862.65 | 5862.6498 | 5862.6498 | 5862.6498 | 5862.65 | 5862.65 | 5862.65 | 5862.65 | 5862.65 | 5862.65 | 5989.7854 | 5989.7854 | 5869.7854 | 5869.7856 | 5869.7856 | 5869.7856 | 5721.3856 | 5721.3856 | 5915.3756 | 5954.2309 | 5954.2309 | 5954.2309
Explicitly modelled pumping
Region | Technology | 2021-22 | 2022-23 | 2023-24 | 2024-25 | 2025-26 | 2026-27 | 2027-28 | 2028-29 | 2029-30 | 2030-31 | 2031-32 | 2032-33 | 2033-34 | 2034-35 | 2035-36 | 2036-37 | 2037-38 | 2038-39 | 2039-40 | 2040-41 | 2041-42 | 2042-43 | 2043-44 | 2044-45 | 2045-46 | 2046-47 | 2047-48 | 2048-49 | 2049-50
NEM | Grid Battery pump | 260.33 | 600.33 | 600.33 | 600.33 | 600.33 | 600.33 | 600.33 | 600.33 | 600.33 | 570.33 | 570.33 | 1288.8822 | 1242.4056 | 1217.4056 | 1652.1201 | 1652.1201 | 1909.304 | 1909.304 | 2249.984 | 2229.984 | 4365.1273 | 4065.1273 | 4065.1273 | 4332.9048 | 4332.9048 | 5473.6877 | 5473.6883 | 5473.6883 | 5473.6881
NEM | Pumped Hydro Pump | 1330 | 1330 | 1330 | 1330 | 3370 | 3370 | 3370 | 3370 | 3549.5168 | 3572.1848 | 3574.9473 | 5132.4245 | 5500.7342 | 5500.734 | 5988.2748 | 5988.2748 | 7799.776 | 7799.776 | 7965.8822 | 7965.8849 | 8688.1943 | 9536.9458 | 9536.95 | 9536.9453 | 9536.9447 | 9536.9447 | 9536.9454 | 9536.9454 | 9616.883
NEM | VPP pump | 36.545 | 54.909 | 79.222 | 111.716 | 155.475 | 212.948 | 274.212 | 348.483 | 458.205 | 557.379 | 708.547 | 823.447 | 953.292 | 1081.03 | 1214.079 | 1346.365 | 1479.677 | 1613.916 | 1747.369 | 1881.885 | 2021.695 | 2168.3841 | 2317.988 | 2433.084 | 2551.477 | 2673.029 | 2797.397 | 2923.275 | 3050.769
Region | Technology | 2021-22 | 2022-23 | 2023-24 | 2024-25 | 2025-26 | 2026-27 | 2027-28 | 2028-29 | 2029-30 | 2030-31 | 2031-32 | 2032-33 | 2033-34 | 2034-35 | 2035-36 | 2036-37 | 2037-38 | 2038-39 | 2039-40 | 2040-41 | 2041-42 | 2042-43 | 2043-44 | 2044-45 | 2045-46 | 2046-47 | 2047-48 | 2048-49 | 2049-50
NSW1 | Grid Battery pump | 0 | 0 | 0 | 0 | 0 | 0 | 0 | 0 | 0 | 0 | 0 | 387.4484 | 387.4484 | 387.4484 | 539.0353 | 539.0353 | 539.0353 | 539.0353 | 763.7527 | 763.7527 | 1697.5171 | 1697.5171 | 1697.5171 | 1697.5171 | 1697.5171 | 1697.5165 | 1697.5171 | 1697.5171 | 1697.517
NSW1 | Pumped Hydro Pump | 840 | 840 | 840 | 840 | 2880 | 2880 | 2880 | 2880 | 2880 | 2880 | 2880 | 3443.664 | 3443.6647 | 3443.664 | 3489.9799 | 3489.9799 | 4513.701 | 4513.701 | 4513.701 | 4513.705 | 4513.701 | 4513.7014 | 4513.701 | 4513.701 | 4513.7015 | 4513.7015 | 4513.701 | 4513.701 | 4513.701
NSW1 | VPP pump | 13.897 | 19.697 | 29.162 | 42.001 | 59.431 | 81.633 | 103.019 | 129.604 | 168.832 | 203.169 | 255.242 | 292.839 | 337.193 | 380.779 | 426.084 | 469.969 | 513.223 | 556.711 | 599.309 | 642.059 | 686.952 | 734.321 | 783.025 | 821.133 | 860.401 | 900.734 | 941.995 | 983.641 | 1025.804
Region | Technology | 2021-22 | 2022-23 | 2023-24 | 2024-25 | 2025-26 | 2026-27 | 2027-28 | 2028-29 | 2029-30 | 2030-31 | 2031-32 | 2032-33 | 2033-34 | 2034-35 | 2035-36 | 2036-37 | 2037-38 | 2038-39 | 2039-40 | 2040-41 | 2041-42 | 2042-43 | 2043-44 | 2044-45 | 2045-46 | 2046-47 | 2047-48 | 2048-49 | 2049-50
QLD1 | Grid Battery pump | 0 | 20 | 20 | 20 | 20 | 20 | 20 | 20 | 20 | 20 | 20 | 351.1037 | 359.9571 | 359.9571 | 359.9571 | 359.9571 | 617.141 | 617.141 | 617.141 | 597.141 | 1058.9803 | 1058.9803 | 1058.9803 | 1326.7578 | 1326.7578 | 2467.5413 | 2467.5413 | 2467.5413 | 2467.5413
QLD1 | Pumped Hydro Pump | 490 | 490 | 490 | 490 | 490 | 490 | 490 | 490 | 490 | 490 | 490 | 764.1048 | 1132.4143 | 1132.4143 | 1132.4143 | 1132.4143 | 1862.8834 | 1862.8834 | 1913.3706 | 1913.3706 | 1942.9019 | 2791.653 | 2791.653 | 2791.653 | 2791.653 | 2791.653 | 2791.653 | 2791.653 | 2871.5906
QLD1 | VPP pump | 6.283 | 9.038 | 13.648 | 20.047 | 28.646 | 39.92 | 51.776 | 66.05 | 86.234 | 109.423 | 142.449 | 168.902 | 199.702 | 230.441 | 262.576 | 295.532 | 329.475 | 362.967 | 395.859 | 429.33 | 463.784 | 499.933 | 537.296 | 565.416 | 594.354 | 624.143 | 654.722 | 685.861 | 717.549
Region | Technology | 2021-22 | 2022-23 | 2023-24 | 2024-25 | 2025-26 | 2026-27 | 2027-28 | 2028-29 | 2029-30 | 2030-31 | 2031-32 | 2032-33 | 2033-34 | 2034-35 | 2035-36 | 2036-37 | 2037-38 | 2038-39 | 2039-40 | 2040-41 | 2041-42 | 2042-43 | 2043-44 | 2044-45 | 2045-46 | 2046-47 | 2047-48 | 2048-49 | 2049-50
VIC1 | Grid Battery pump | 55.33 | 375.33 | 375.33 | 375.33 | 375.33 | 375.33 | 375.33 | 375.33 | 375.33 | 375.33 | 375.33 | 375.33 | 320 | 320 | 320.0001 | 320.0001 | 320.0001 | 320.0001 | 320.0006 | 320.0006 | 558.9292 | 258.9292 | 258.9292 | 258.9292 | 258.9292 | 258.9292 | 258.9292 | 258.9292 | 258.9292
VIC1 | Pumped Hydro Pump | 0 | 0 | 0 | 0 | 0 | 0 | 0 | 0 | 0 | 0 | 0 | 258.8467 | 258.8467 | 258.8467 | 700.0715 | 700.0715 | 757.3825 | 757.3825 | 757.3825 | 757.3825 | 1450.1633 | 1450.1633 | 1450.1633 | 1450.1633 | 1450.1633 | 1450.1633 | 1450.1633 | 1450.1633 | 1450.1633
VIC1 | VPP pump | 7.967 | 12.184 | 18.007 | 25.892 | 37.312 | 52.961 | 71.587 | 94.075 | 129.773 | 159.421 | 205.486 | 243.58 | 283.23 | 321.698 | 361.635 | 401.73 | 443.322 | 486.699 | 530.824 | 575.442 | 621.935 | 669.907 | 718.015 | 754.911 | 792.922 | 831.94 | 871.864 | 912.314 | 953.272
Region | Technology | 2021-22 | 2022-23 | 2023-24 | 2024-25 | 2025-26 | 2026-27 | 2027-28 | 2028-29 | 2029-30 | 2030-31 | 2031-32 | 2032-33 | 2033-34 | 2034-35 | 2035-36 | 2036-37 | 2037-38 | 2038-39 | 2039-40 | 2040-41 | 2041-42 | 2042-43 | 2043-44 | 2044-45 | 2045-46 | 2046-47 | 2047-48 | 2048-49 | 2049-50
SA1 | Grid Battery pump | 205 | 205 | 205 | 205 | 205 | 205 | 205 | 205 | 205 | 175 | 175 | 175.0001 | 175.0001 | 150.0001 | 433.1275 | 433.1275 | 433.1275 | 433.1275 | 549.0896 | 549.0896 | 1049.7007 | 1049.7007 | 1049.7007 | 1049.7007 | 1049.7007 | 1049.7007 | 1049.7007 | 1049.7007 | 1049.7006
SA1 | Pumped Hydro Pump | 0 | 0 | 0 | 0 | 0 | 0 | 0 | 0 | 0 | 0 | 0 | 0 | 0 | 0 | 0 | 0 | 0 | 0 | 0 | 0 | 0 | 0 | 0 | 0 | 0 | 0 | 0 | 0 | 0
SA1 | VPP pump | 7.403 | 12.575 | 16.369 | 20.818 | 25.878 | 32.539 | 40.105 | 48.895 | 60.853 | 70.614 | 87.129 | 97.388 | 109.546 | 121.655 | 134.326 | 146.657 | 158.138 | 169.176 | 180.255 | 191.186 | 202.356 | 214.599 | 227.014 | 236.682 | 246.511 | 256.534 | 266.715 | 276.923 | 287.161
Region | Technology | 2021-22 | 2022-23 | 2023-24 | 2024-25 | 2025-26 | 2026-27 | 2027-28 | 2028-29 | 2029-30 | 2030-31 | 2031-32 | 2032-33 | 2033-34 | 2034-35 | 2035-36 | 2036-37 | 2037-38 | 2038-39 | 2039-40 | 2040-41 | 2041-42 | 2042-43 | 2043-44 | 2044-45 | 2045-46 | 2046-47 | 2047-48 | 2048-49 | 2049-50
TAS1 | Grid Battery pump | 0 | 0 | 0 | 0 | 0 | 0 | 0 | 0 | 0 | 0 | 0 | 0 | 0 | 0 | 0 | 0 | 0 | 0 | 0 | 0 | 0 | 0 | 0 | 0 | 0 | 0 | 0 | 0 | 0
TAS1 | Pumped Hydro Pump | 0 | 0 | 0 | 0 | 0 | 0 | 0 | 0 | 179.5168 | 202.1848 | 204.9473 | 665.809 | 665.8085 | 665.809 | 665.809 | 665.809 | 665.809 | 665.809 | 781.428 | 781.4268 | 781.428 | 781.428 | 781.4326 | 781.4279 | 781.4268 | 781.4268 | 781.428 | 781.428 | 781.428
TAS1 | VPP pump | 0.995 | 1.415 | 2.036 | 2.958 | 4.208 | 5.895 | 7.725 | 9.859 | 12.513 | 14.752 | 18.241 | 20.738 | 23.621 | 26.457 | 29.458 | 32.477 | 35.519 | 38.363 | 41.122 | 43.868 | 46.668 | 49.624 | 52.638 | 54.942 | 57.289 | 59.678 | 62.101 | 64.536 | 66.983
Non-controllable capacity
Region | Technology | 2021-22 | 2022-23 | 2023-24 | 2024-25 | 2025-26 | 2026-27 | 2027-28 | 2028-29 | 2029-30 | 2030-31 | 2031-32 | 2032-33 | 2033-34 | 2034-35 | 2035-36 | 2036-37 | 2037-38 | 2038-39 | 2039-40 | 2040-41 | 2041-42 | 2042-43 | 2043-44 | 2044-45 | 2045-46 | 2046-47 | 2047-48 | 2048-49 | 2049-50
NEM | Distributed PV | 13006.6816 | 14224.8792 | 15292.6597 | 16381.0803 | 17541.1041 | 18602.7398 | 19662.1092 | 20484.5331 | 21073.2893 | 21631.3933 | 22277.9233 | 22963.9359 | 23877.2686 | 24756.3331 | 25651.8935 | 26434.6046 | 27315.8111 | 27968.2454 | 28626.6322 | 29309.9993 | 29924.0702 | 30587.1516 | 31477.3629 | 32428.9214 | 33385.576 | 34291.5504 | 35195.7202 | 36032.3688 | 36787.5486
NEM | Behind the meter battery | 544.7 | 647.3 | 764.3 | 905.6 | 1081.3 | 1289.9 | 1455.7 | 1635.5 | 1925.3 | 2247 | 2756.7 | 3073.8 | 3416.8 | 3717.5 | 4007.2 | 4270.9 | 4520.2 | 4758.3 | 4983.6 | 5202 | 5423.5 | 5651.2 | 5870.5 | 5983.1 | 6093.9 | 6203.2 | 6309.6 | 6410.4 | 6506.3
NEM | Behind the meter battery pump | 544.7 | 647.3 | 764.3 | 905.6 | 1081.3 | 1289.9 | 1455.7 | 1635.5 | 1925.3 | 2247 | 2756.7 | 3073.8 | 3416.8 | 3717.5 | 4007.2 | 4270.9 | 4520.2 | 4758.3 | 4983.6 | 5202 | 5423.5 | 5651.2 | 5870.5 | 5983.1 | 6093.9 | 6203.2 | 6309.6 | 6410.4 | 6506.3
Region | Technology | 2021-22 | 2022-23 | 2023-24 | 2024-25 | 2025-26 | 2026-27 | 2027-28 | 2028-29 | 2029-30 | 2030-31 | 2031-32 | 2032-33 | 2033-34 | 2034-35 | 2035-36 | 2036-37 | 2037-38 | 2038-39 | 2039-40 | 2040-41 | 2041-42 | 2042-43 | 2043-44 | 2044-45 | 2045-46 | 2046-47 | 2047-48 | 2048-49 | 2049-50
NSW1 | Distributed PV | 3737.71 | 4047.0972 | 4276.3001 | 4511.1261 | 4815.3821 | 5044.3135 | 5278.3342 | 5484.2823 | 5684.085 | 5871.6786 | 6088.9363 | 6310.131 | 6601.7031 | 6885.3973 | 7196.653 | 7481.676 | 7799.1989 | 8038.4142 | 8273.8079 | 8514.1819 | 8722.285 | 8966.2119 | 9285.2472 | 9619.8883 | 9953.0646 | 10273.535 | 10594.078 | 10890.1448 | 11149.8041
NSW1 | Behind the meter battery | 206.2 | 230.6 | 279.9 | 339.5 | 412.8 | 493.9 | 545.8 | 606.1 | 706.2 | 814.1 | 985.7 | 1082.6 | 1195.3 | 1293.4 | 1388.4 | 1472.6 | 1550.5 | 1624.8 | 1693.8 | 1760.5 | 1829.4 | 1900.5 | 1969.8 | 2006.5 | 2042.7 | 2078.5 | 2113.3 | 2146 | 2177
NSW1 | Behind the meter battery pump | 206.2 | 230.6 | 279.9 | 339.5 | 412.8 | 493.9 | 545.8 | 606.1 | 706.2 | 814.1 | 985.7 | 1082.6 | 1195.3 | 1293.4 | 1388.4 | 1472.6 | 1550.5 | 1624.8 | 1693.8 | 1760.5 | 1829.4 | 1900.5 | 1969.8 | 2006.5 | 2042.7 | 2078.5 | 2113.3 | 2146 | 2177
Region | Technology | 2021-22 | 2022-23 | 2023-24 | 2024-25 | 2025-26 | 2026-27 | 2027-28 | 2028-29 | 2029-30 | 2030-31 | 2031-32 | 2032-33 | 2033-34 | 2034-35 | 2035-36 | 2036-37 | 2037-38 | 2038-39 | 2039-40 | 2040-41 | 2041-42 | 2042-43 | 2043-44 | 2044-45 | 2045-46 | 2046-47 | 2047-48 | 2048-49 | 2049-50
QLD1 | Distributed PV | 3916.3055 | 4142.5532 | 4336.6096 | 4528.467 | 4727.611 | 4909.4651 | 5088.6729 | 5253.6436 | 5431.4722 | 5610.0033 | 5810.8232 | 6019.4889 | 6302.7184 | 6567.2092 | 6810.6754 | 7014.3019 | 7245.4789 | 7413.5796 | 7586.3036 | 7773.2087 | 7946.4691 | 8130.8672 | 8361.9191 | 8609.5702 | 8858.2352 | 9095.8901 | 9330.6571 | 9552.0789 | 9761.0817
QLD1 | Behind the meter battery | 92.7 | 104.9 | 129.2 | 159.1 | 194.9 | 236.7 | 269 | 303 | 354 | 433.7 | 547.4 | 624.5 | 711.1 | 789.4 | 864.8 | 936.1 | 1004.8 | 1069.3 | 1129.7 | 1188.8 | 1247.3 | 1307 | 1365.4 | 1395.4 | 1425 | 1454.3 | 1483 | 1510.7 | 1537.5
QLD1 | Behind the meter battery pump | 92.7 | 104.9 | 129.2 | 159.1 | 194.9 | 236.7 | 269 | 303 | 354 | 433.7 | 547.4 | 624.5 | 711.1 | 789.4 | 864.8 | 936.1 | 1004.8 | 1069.3 | 1129.7 | 1188.8 | 1247.3 | 1307 | 1365.4 | 1395.4 | 1425 | 1454.3 | 1483 | 1510.7 | 1537.5
Region | Technology | 2021-22 | 2022-23 | 2023-24 | 2024-25 | 2025-26 | 2026-27 | 2027-28 | 2028-29 | 2029-30 | 2030-31 | 2031-32 | 2032-33 | 2033-34 | 2034-35 | 2035-36 | 2036-37 | 2037-38 | 2038-39 | 2039-40 | 2040-41 | 2041-42 | 2042-43 | 2043-44 | 2044-45 | 2045-46 | 2046-47 | 2047-48 | 2048-49 | 2049-50
VIC1 | Distributed PV | 3384.7909 | 3958.6096 | 4519.9081 | 5093.6761 | 5662.8487 | 6230.9394 | 6797.0106 | 7165.1329 | 7320.8549 | 7460.899 | 7628.0635 | 7808.5128 | 8055.4056 | 8292.8816 | 8553.5922 | 8775.0681 | 9031.8771 | 9223.5199 | 9419.1702 | 9606.5992 | 9787.397 | 9964.4167 | 10222.967 | 10497.9597 | 10788.7145 | 11057.8052 | 11330.5183 | 11571.16 | 11796.186
VIC1 | Behind the meter battery | 119.3 | 144.5 | 174.6 | 210.9 | 260.8 | 322.4 | 382 | 445 | 550.8 | 649.2 | 807.8 | 920.5 | 1028.7 | 1122.2 | 1211.6 | 1293.1 | 1372.3 | 1450.8 | 1527 | 1601 | 1676.6 | 1752.8 | 1824.8 | 1861.6 | 1898 | 1933.9 | 1968.8 | 2002 | 2033.5
VIC1 | Behind the meter battery pump | 119.3 | 144.5 | 174.6 | 210.9 | 260.8 | 322.4 | 382 | 445 | 550.8 | 649.2 | 807.8 | 920.5 | 1028.7 | 1122.2 | 1211.6 | 1293.1 | 1372.3 | 1450.8 | 1527 | 1601 | 1676.6 | 1752.8 | 1824.8 | 1861.6 | 1898 | 1933.9 | 1968.8 | 2002 | 2033.5
Region | Technology | 2021-22 | 2022-23 | 2023-24 | 2024-25 | 2025-26 | 2026-27 | 2027-28 | 2028-29 | 2029-30 | 2030-31 | 2031-32 | 2032-33 | 2033-34 | 2034-35 | 2035-36 | 2036-37 | 2037-38 | 2038-39 | 2039-40 | 2040-41 | 2041-42 | 2042-43 | 2043-44 | 2044-45 | 2045-46 | 2046-47 | 2047-48 | 2048-49 | 2049-50
SA1 | Distributed PV | 1769.3743 | 1860.4858 | 1931.5703 | 2006.2437 | 2079.5262 | 2145.1152 | 2213.1578 | 2286.6978 | 2331.4307 | 2373.5904 | 2422.0252 | 2480.1325 | 2554.8207 | 2631.6817 | 2692.8516 | 2748.4629 | 2801.3577 | 2839.9127 | 2879.8268 | 2931.2379 | 2971.4767 | 3015.2011 | 3078.5992 | 3152.1736 | 3216.472 | 3276.4829 | 3334.9137 | 3396.3866 | 3445.1749
SA1 | Behind the meter battery | 111.8 | 150.7 | 160.9 | 172.1 | 183.3 | 200.8 | 217.2 | 234.2 | 260.6 | 289.5 | 343.7 | 367.6 | 395.9 | 420.5 | 444.3 | 465.4 | 483.5 | 499.7 | 515.1 | 529.6 | 544.1 | 560.6 | 576.1 | 583.3 | 590.2 | 596.8 | 603.1 | 608.8 | 614
SA1 | Behind the meter battery pump | 111.8 | 150.7 | 160.9 | 172.1 | 183.3 | 200.8 | 217.2 | 234.2 | 260.6 | 289.5 | 343.7 | 367.6 | 395.9 | 420.5 | 444.3 | 465.4 | 483.5 | 499.7 | 515.1 | 529.6 | 544.1 | 560.6 | 576.1 | 583.3 | 590.2 | 596.8 | 603.1 | 608.8 | 614
Region | Technology | 2021-22 | 2022-23 | 2023-24 | 2024-25 | 2025-26 | 2026-27 | 2027-28 | 2028-29 | 2029-30 | 2030-31 | 2031-32 | 2032-33 | 2033-34 | 2034-35 | 2035-36 | 2036-37 | 2037-38 | 2038-39 | 2039-40 | 2040-41 | 2041-42 | 2042-43 | 2043-44 | 2044-45 | 2045-46 | 2046-47 | 2047-48 | 2048-49 | 2049-50
TAS1 | Distributed PV | 198.501 | 216.1334 | 228.2716 | 241.5674 | 255.7361 | 272.9066 | 284.9338 | 294.7765 | 305.4465 | 315.222 | 328.075 | 345.6708 | 362.6207 | 379.1633 | 398.1214 | 415.0956 | 437.8985 | 452.8191 | 467.5238 | 484.7715 | 496.4424 | 510.4546 | 528.6303 | 549.3296 | 569.0898 | 587.8371 | 605.553 | 622.5986 | 635.3019
TAS1 | Behind the meter battery | 14.7 | 16.6 | 19.7 | 24 | 29.5 | 36.1 | 41.7 | 47.2 | 53.7 | 60.5 | 72.1 | 78.6 | 85.8 | 92 | 98.1 | 103.7 | 109.1 | 113.7 | 118 | 122.1 | 126.1 | 130.3 | 134.4 | 136.3 | 138 | 139.7 | 141.4 | 142.9 | 144.3
TAS1 | Behind the meter battery pump | 14.7 | 16.6 | 19.7 | 24 | 29.5 | 36.1 | 41.7 | 47.2 | 53.7 | 60.5 | 72.1 | 78.6 | 85.8 | 92 | 98.1 | 103.7 | 109.1 | 113.7 | 118 | 122.1 | 126.1 | 130.3 | 134.4 | 136.3 | 138 | 139.7 | 141.4 | 142.9 | 144.3

## Marinus_VOM Cost
VOM cost by technology ($000s) - Marinus Link, Central No State Based Schemes Sensitivity
VOM | Real June 2020 dollars discounted to 1 July 2020
Explicitly modelled generation
Region | Technology | 2021-22 | 2022-23 | 2023-24 | 2024-25 | 2025-26 | 2026-27 | 2027-28 | 2028-29 | 2029-30 | 2030-31 | 2031-32 | 2032-33 | 2033-34 | 2034-35 | 2035-36 | 2036-37 | 2037-38 | 2038-39 | 2039-40 | 2040-41 | 2041-42 | 2042-43 | 2043-44 | 2044-45 | 2045-46 | 2046-47 | 2047-48 | 2048-49 | 2049-50
NEM | Black Coal | 312434.3423 | 271038.2193 | 253025.1295 | 219284.1336 | 189889.9026 | 172967.2782 | 163097.2846 | 159510.1608 | 139350.6975 | 127113.9171 | 109522.3712 | 72675.3547 | 72152.1364 | 61458.3927 | 48337.3732 | 45886.233 | 41650.0798 | 40244.2119 | 35102.8826 | 33004.3512 | 26248.5934 | 16836.934 | 13068.0113 | 10347.3923 | 9543.2872 | 10960.6725 | 10133.7294 | 9359.5692 | 8408.8164
NEM | Brown Coal | 110591.405 | 92859.1535 | 94818.8085 | 51484.4538 | 48823.0333 | 39665.883 | 0.0061751 | 0.0041793 | 0.0038857 | 0.003526 | 0.0029648 | 0.0027794 | 0.0027552 | 0.0024212 | 0.002291 | 0.0020596 | 0.001721 | 0.001852 | 0.0015452 | 0.0010881 | 0.001425 | 0.0015376 | 0.0014311 | 0.0011604 | 0.0011285 | 0.0014776 | 0.00028265 | 0 | 0
NEM | CCGT | 15635.3478 | 14907.0641 | 11831.681 | 16221.8413 | 17291.7104 | 12966.2096 | 12193.6953 | 13052.8869 | 14333.5077 | 13603.911 | 14589.1756 | 19556.3732 | 22165.7197 | 19488.3035 | 14357.7078 | 10779.0983 | 10938.3568 | 10929.2809 | 9082.3573 | 9993.5513 | 9246.9305 | 10707.1343 | 6247.4774 | 6181.6283 | 2914.5066 | 2066.9023 | 1977.3885 | 1876.7749 | 1792.4355
NEM | Gas - Steam | 1714.5607 | 1667.4443 | 1771.7567 | 690.1174 | 634.6648 | 653.2795 | 574.8523 | 576.0625 | 496.9496 | 496.3926 | 475.4264 | 601.5983 | 628.5432 | 685.095 | 372.4281 | 355.3212 | 505.5923 | 360.4551 | 271.7873 | 368.606 | 304.8867 | 439.7195 | 363.932 | 323.5314 | 364.6001 | 0 | 0 | 0 | 0
NEM | OCGT / Diesel | 565.589 | 251.8424 | 1058.1739 | 1814.8505 | 1224.4873 | 1381.133 | 845.0652 | 1580.8394 | 938.9709 | 1399.0118 | 1519.6502 | 3061.5071 | 2506.6226 | 2460.4009 | 2661.9224 | 2670.4879 | 4959.7325 | 2129.1839 | 5596.8125 | 9203.4261 | 6863.1723 | 7733.1923 | 13708.9331 | 5697.4875 | 6551.6313 | 11409.428 | 9747.9462 | 10705.3096 | 11430.5418
NEM | Hydro | 90375.8961 | 88604.0413 | 75775.1255 | 89954.6043 | 86900.5967 | 76992.1123 | 83898.6018 | 88070.714 | 76573.807 | 66078.5817 | 62600.5904 | 58538.9486 | 61622.1277 | 60764.38 | 55921.6174 | 49801.9832 | 54670.6606 | 46450.1317 | 40742.5766 | 38348.6159 | 34682.5353 | 37252.7691 | 36173.8217 | 31948.6335 | 33275.4809 | 35602.2332 | 30349.1889 | 26197.9556 | 25073.1015
NEM | Wind | 67125.7266 | 79648.917 | 67565.7053 | 65263.6116 | 64970.6793 | 64618.825 | 62162.6285 | 52187.0398 | 48599.8494 | 45272.6695 | 46338.5513 | 37968.4095 | 35983.7616 | 33581.1713 | 33462.8203 | 31565.5449 | 25148.2046 | 23305.6957 | 19934.932 | 18688.0972 | 16337.9027 | 14953.2379 | 11154.1857 | 9411.1969 | 7476.208 | 5740.1355 | 5747.2146 | 4971.4679 | 3261.505
NEM | Solar PV | 13.5121 | 15.8213 | 15.3507 | 14.0481 | 13.1168 | 13.2619 | 14.7417 | 12.3439 | 22.4767 | 26.1654 | 45.8045 | 83.8578 | 85.9334 | 80.2151 | 83.706 | 81.7144 | 109.7347 | 109.4218 | 109.0609 | 113.6959 | 128.0857 | 156.6508 | 143.8048 | 144.1867 | 137.7988 | 126.9502 | 124.3369 | 123.1692 | 132.427
NEM | Grid Battery | 0.12583 | 0.18241 | 0.21391 | 0.26056 | 0.26089 | 0.25597 | 0.23066 | 0.20654 | 0.19511 | 0.1823 | 0.17446 | 1.3926 | 1.3013 | 1.2253 | 1.7983 | 1.7123 | 1.8879 | 1.7814 | 2.1021 | 1.9491 | 3.965 | 3.7586 | 3.461 | 3.6974 | 3.5189 | 4.0259 | 3.8587 | 3.7188 | 3.5541
NEM | Pumped Hydro | 1348.5872 | 2172.8018 | 2580.1942 | 3286.5627 | 2640.0186 | 2966.2891 | 3411.2731 | 3142.5687 | 3287.6516 | 3435.8595 | 3219.5727 | 3285.9087 | 2663.8487 | 2440.0231 | 2598.8107 | 2414.9335 | 1843.392 | 1841.0646 | 1974.5469 | 1531.0122 | 1612.6748 | 1703.9951 | 1157.7867 | 1315.077 | 1372.3435 | 947.6389 | 787.5278 | 743.2034 | 560.0851
NEM | VPP | 0.13431 | 0.22894 | 0.42332 | 0.68612 | 0.97208 | 1.3074 | 1.5247 | 1.7169 | 2.1621 | 2.5167 | 3.0137 | 3.1118 | 3.3119 | 3.4191 | 3.5926 | 3.756 | 3.6548 | 3.7271 | 3.8106 | 3.7157 | 3.7424 | 3.7802 | 3.4233 | 3.7097 | 3.6145 | 3.3891 | 3.3581 | 3.336 | 3.1129
Total excluding storage |  | 598456.3796 | 548992.5032 | 505861.7311 | 444727.6605 | 409748.1912 | 369257.9825 | 322786.8757 | 314990.0514 | 280316.2628 | 253990.6527 | 235091.5726 | 192486.052 | 195144.8474 | 178517.961 | 155197.5774 | 141140.3849 | 137982.3631 | 123528.3829 | 110840.4107 | 109720.3447 | 93812.108 | 88079.6396 | 80860.1674 | 64054.0579 | 60263.514 | 65906.3231 | 58079.8048 | 53234.2465 | 50098.8272
Region | Technology | 2021-22 | 2022-23 | 2023-24 | 2024-25 | 2025-26 | 2026-27 | 2027-28 | 2028-29 | 2029-30 | 2030-31 | 2031-32 | 2032-33 | 2033-34 | 2034-35 | 2035-36 | 2036-37 | 2037-38 | 2038-39 | 2039-40 | 2040-41 | 2041-42 | 2042-43 | 2043-44 | 2044-45 | 2045-46 | 2046-47 | 2047-48 | 2048-49 | 2049-50
NSW1 | Black Coal | 172044.8025 | 145951.9785 | 127199.415 | 123118.1833 | 100875.0908 | 89644.0866 | 87674.5091 | 90352.234 | 75881.0791 | 70361.4258 | 58892.4546 | 22059.7806 | 25975.7534 | 22032.1376 | 11618.089 | 13602.5955 | 13432.0225 | 12765.2495 | 11326.3075 | 9505.742 | 5184.8865 | 0 | 0 | 0 | 0 | 0 | 0 | 0 | 0
NSW1 | Brown Coal | 0 | 0 | 0 | 0 | 0 | 0 | 0 | 0 | 0 | 0 | 0 | 0 | 0 | 0 | 0 | 0 | 0 | 0 | 0 | 0 | 0 | 0 | 0 | 0 | 0 | 0 | 0 | 0 | 0
NSW1 | CCGT | 229.9326 | 219.9525 | 643.7239 | 1134.7158 | 381.4093 | 349.8138 | 507.7774 | 743.0429 | 1020.1006 | 1037.9682 | 1885.1721 | 4270.8102 | 4419.3771 | 4258.8134 | 2051.232 | 1653.0407 | 2575.6127 | 3294.8493 | 2939.2397 | 3207.835 | 2889.3321 | 3286.2207 | 72.5379 | 3.8189e-05 | 3.7599e-05 | 0.00011032 | 0.00010405 | 9.7191e-05 | 9.0614e-05
NSW1 | Gas - Steam | 0 | 0 | 0 | 0 | 0 | 0 | 0 | 0 | 0 | 0 | 0 | 0 | 0 | 0 | 0 | 0 | 0 | 0 | 0 | 0 | 0 | 0 | 0 | 0 | 0 | 0 | 0 | 0 | 0
NSW1 | OCGT / Diesel | 3.8823e-05 | 3.8635e-05 | 111.9653 | 433.0363 | 74.7112 | 103.0055 | 81.8525 | 140.8169 | 104.9455 | 142.6503 | 58.3075 | 473.4442 | 499.2995 | 515.864 | 756.7052 | 480.8797 | 953.3848 | 231.5499 | 1497.5268 | 3654.619 | 1905.5234 | 2216.9886 | 5666.8292 | 1320.1685 | 1500.148 | 3927.0736 | 4653.9409 | 5000.9742 | 5852.1871
NSW1 | Hydro | 14355.0435 | 14268.4665 | 12442.7637 | 17115.3855 | 15632.4189 | 13833.4217 | 13710.6098 | 16807.741 | 13697.4195 | 11339.0294 | 11365.6053 | 11086.367 | 12105.7835 | 12854.5885 | 11631.7188 | 10485.986 | 13533.2964 | 10324.6577 | 9562.2956 | 8839.4498 | 7439.2659 | 8909.0962 | 8545.6892 | 8209.1507 | 7990.5281 | 8700.9324 | 6836.2492 | 6235.3553 | 5299.4704
NSW1 | Wind | 15700.6512 | 17527.7135 | 15713.4778 | 14643.8557 | 14719.569 | 14901.3909 | 13950.5408 | 10985.8741 | 9417.7618 | 9702.6576 | 10739.8079 | 9000.3365 | 8597.6304 | 8215.0984 | 8181.7773 | 7598.0653 | 5113.3638 | 3961.8612 | 3876.4888 | 3655.0529 | 3193.8096 | 2973.2385 | 1966.4648 | 1920.9559 | 2027.1866 | 1095.7322 | 1037.6422 | 999.2452 | 867.2645
NSW1 | Solar PV | 4.9791 | 5.7841 | 5.5559 | 5.1042 | 4.6301 | 4.7833 | 6.5243 | 5.5306 | 15.5325 | 18.6763 | 18.213 | 37.8171 | 43.097 | 39.5296 | 43.4588 | 42.0052 | 63.0185 | 63.5521 | 63.9536 | 62.8745 | 67.2758 | 83.0913 | 75.6974 | 77.2118 | 73.9614 | 70.2514 | 67.6703 | 68.1672 | 69.7527
NSW1 | Grid Battery | 2.2679e-08 | 2.3493e-08 | 2.2528e-08 | 2.1576e-08 | 2.0092e-08 | 1.9565e-08 | 2.3316e-08 | 2.3329e-08 | 3.8014e-08 | 3.7998e-08 | 3.7374e-08 | 0.64866 | 0.61054 | 0.57466 | 0.76451 | 0.73287 | 0.67324 | 0.63649 | 0.86673 | 0.79206 | 1.6855 | 1.6141 | 1.5017 | 1.5071 | 1.4301 | 1.3272 | 1.2382 | 1.2262 | 1.1548
NSW1 | Pumped Hydro | 360.447 | 657.2153 | 781.6618 | 1101.1827 | 545.5326 | 627.4031 | 876.2019 | 731.6025 | 840.5902 | 949.8519 | 957.2811 | 1092.2468 | 993.5034 | 822.2293 | 878.3346 | 844.0129 | 753.4579 | 730.881 | 790.5746 | 594.7202 | 567.494 | 666.0419 | 416.9979 | 510.7017 | 596.8598 | 465.2864 | 386.1526 | 389.8818 | 259.4798
NSW1 | VPP | 0.027529 | 0.047929 | 0.14255 | 0.22937 | 0.34572 | 0.47872 | 0.54418 | 0.61492 | 0.75373 | 0.86821 | 0.99866 | 1.0603 | 1.1149 | 1.1365 | 1.1983 | 1.2523 | 1.2243 | 1.2388 | 1.2757 | 1.2079 | 1.2409 | 1.2716 | 1.1681 | 1.2774 | 1.2468 | 1.2068 | 1.1588 | 1.1952 | 1.1115
Total excluding storage |  | 202335.4088 | 177973.8952 | 156116.9016 | 156450.2807 | 131687.8293 | 118836.5017 | 115931.8139 | 119035.2396 | 100136.8392 | 92602.4076 | 82959.5604 | 46928.5557 | 51640.9408 | 47916.0315 | 34282.981 | 33862.5723 | 35670.6986 | 30641.7196 | 29265.812 | 28925.5733 | 20680.0933 | 17468.6354 | 16327.2185 | 11527.4869 | 11591.8242 | 13793.9898 | 12595.5026 | 12303.742 | 12088.6747
Region | Technology | 2021-22 | 2022-23 | 2023-24 | 2024-25 | 2025-26 | 2026-27 | 2027-28 | 2028-29 | 2029-30 | 2030-31 | 2031-32 | 2032-33 | 2033-34 | 2034-35 | 2035-36 | 2036-37 | 2037-38 | 2038-39 | 2039-40 | 2040-41 | 2041-42 | 2042-43 | 2043-44 | 2044-45 | 2045-46 | 2046-47 | 2047-48 | 2048-49 | 2049-50
QLD1 | Black Coal | 140389.5398 | 125086.2408 | 125825.7145 | 96165.9503 | 89014.8118 | 83323.1917 | 75422.7755 | 69157.9268 | 63469.6184 | 56752.4913 | 50629.9167 | 50615.5742 | 46176.383 | 39426.2551 | 36719.2842 | 32283.6375 | 28218.0573 | 27478.9624 | 23776.5751 | 23498.6092 | 21063.7069 | 16836.934 | 13068.0113 | 10347.3923 | 9543.2872 | 10960.6725 | 10133.7294 | 9359.5692 | 8408.8164
QLD1 | Brown Coal | 0 | 0 | 0 | 0 | 0 | 0 | 0 | 0 | 0 | 0 | 0 | 0 | 0 | 0 | 0 | 0 | 0 | 0 | 0 | 0 | 0 | 0 | 0 | 0 | 0 | 0 | 0 | 0 | 0
QLD1 | CCGT | 7657.761 | 7323.6702 | 7772.037 | 11996.7952 | 12609.9135 | 9873.2857 | 9336.6408 | 10055.9017 | 11171.7928 | 10526.1777 | 10756.2118 | 12197.2169 | 14481.0498 | 11739.6469 | 10523.4352 | 7589.1127 | 8362.744 | 7634.4315 | 6143.1175 | 6785.7162 | 6357.5983 | 7420.9135 | 6174.9393 | 6181.6282 | 2914.5065 | 2066.9021 | 1977.3883 | 1876.7747 | 1792.4353
QLD1 | Gas - Steam | 255.832 | 244.5188 | 462.382 | 440.9749 | 417.2495 | 400.3425 | 381.7718 | 364.1836 | 345.9511 | 330.0856 | 315.06 | 300.155 | 354.4313 | 292.9351 | 261.7693 | 249.7223 | 302.6866 | 282.0598 | 271.7873 | 368.606 | 304.8867 | 439.7195 | 363.932 | 323.5314 | 364.6001 | 0 | 0 | 0 | 0
QLD1 | OCGT / Diesel | 7.2865e-05 | 7.175e-05 | 7.2877e-05 | 562.3386 | 238.6549 | 253.6047 | 250.2283 | 790.8989 | 603.9943 | 816.6672 | 1062.5044 | 1525.6372 | 1141.3969 | 549.0391 | 779.8935 | 1288.0661 | 1932.5759 | 646.8302 | 1782.4996 | 2395.5613 | 2455.8035 | 3107.3172 | 3066.7968 | 2980.2332 | 3841.423 | 5117.3863 | 3966.9597 | 3841.619 | 2998.9909
QLD1 | Hydro | 4645.2816 | 4412.6965 | 4209.9224 | 3983.051 | 3781.7562 | 3598.2176 | 3427.3443 | 3243.9596 | 3083.5116 | 2867.9827 | 2795.3183 | 2643.1689 | 2512.3676 | 2369.856 | 2229.632 | 2110.9449 | 719.8703 | 705.1658 | 655.2466 | 579.7142 | 563.7539 | 0 | 0 | 0 | 0 | 0 | 0 | 0 | 0
QLD1 | Wind | 5237.6401 | 8189.0869 | 7593.4454 | 6824.1103 | 7736.7852 | 7159.4848 | 7235.8018 | 6408.8606 | 6052.1311 | 5913.7865 | 4873.7575 | 4633.3824 | 4137.5425 | 4483.1169 | 3996.2298 | 4090.0427 | 3667.6887 | 3614.3694 | 3391.9176 | 2753.426 | 2632.5365 | 2213.6405 | 1805.023 | 917.2151 | 987.8198 | 1063.3605 | 1071.4321 | 962.6567 | 629.9066
QLD1 | Solar PV | 5.1758 | 6.7105 | 6.5261 | 5.9521 | 5.7564 | 5.7532 | 5.5568 | 4.4257 | 4.5781 | 4.5419 | 9.6466 | 15.1382 | 15.3668 | 14.3231 | 14.1155 | 13.3622 | 21.8172 | 22.2167 | 22.0324 | 25.8193 | 31.2799 | 47.0886 | 43.1085 | 42.5006 | 39.8379 | 36.0651 | 36.5848 | 36.012 | 43.7304
QLD1 | Grid Battery | 2.5278e-08 | 0.017681 | 0.020394 | 0.024588 | 0.024166 | 0.024343 | 0.02327 | 0.021044 | 0.019997 | 0.019571 | 0.018238 | 0.59687 | 0.56927 | 0.54959 | 0.5287 | 0.50233 | 0.77314 | 0.72677 | 0.70201 | 0.66747 | 1.1084 | 1.0496 | 0.9917 | 1.1861 | 1.1183 | 1.8087 | 1.7808 | 1.6882 | 1.66
QLD1 | Pumped Hydro | 988.1402 | 1515.5865 | 1798.5324 | 2185.38 | 2094.486 | 2338.886 | 2535.0712 | 2410.9662 | 2446.5095 | 2485.3598 | 2261.6885 | 2191.0437 | 1667.9039 | 1615.4971 | 1717.1823 | 1567.6859 | 1086.7319 | 1107.1306 | 1180.6584 | 933.2616 | 1041.1512 | 1034.0534 | 737.3729 | 800.7131 | 772.0252 | 479.2549 | 398.3883 | 350.2987 | 297.9158
QLD1 | VPP | 0.029931 | 0.045675 | 0.072726 | 0.13177 | 0.18756 | 0.25907 | 0.32007 | 0.34838 | 0.43833 | 0.53184 | 0.65341 | 0.62969 | 0.68761 | 0.73622 | 0.79969 | 0.84817 | 0.78439 | 0.82609 | 0.84504 | 0.87037 | 0.8895 | 0.89388 | 0.81568 | 0.7889 | 0.76018 | 0.67147 | 0.70544 | 0.68053 | 0.6475
Total excluding storage |  | 158191.2303 | 145262.9239 | 145870.0274 | 119979.1725 | 113804.9275 | 104613.8801 | 96060.1194 | 90026.1569 | 84731.5773 | 77211.733 | 70442.4154 | 71930.2728 | 68818.5379 | 58875.1721 | 54524.3595 | 47624.8884 | 43225.4399 | 40384.0358 | 36043.176 | 36407.4523 | 33409.5657 | 30065.6134 | 24521.8109 | 20792.5007 | 17691.4746 | 19244.3865 | 17186.0943 | 16076.6315 | 13873.8796
Region | Technology | 2021-22 | 2022-23 | 2023-24 | 2024-25 | 2025-26 | 2026-27 | 2027-28 | 2028-29 | 2029-30 | 2030-31 | 2031-32 | 2032-33 | 2033-34 | 2034-35 | 2035-36 | 2036-37 | 2037-38 | 2038-39 | 2039-40 | 2040-41 | 2041-42 | 2042-43 | 2043-44 | 2044-45 | 2045-46 | 2046-47 | 2047-48 | 2048-49 | 2049-50
VIC1 | Black Coal | 0 | 0 | 0 | 0 | 0 | 0 | 0 | 0 | 0 | 0 | 0 | 0 | 0 | 0 | 0 | 0 | 0 | 0 | 0 | 0 | 0 | 0 | 0 | 0 | 0 | 0 | 0 | 0 | 0
VIC1 | Brown Coal | 110591.405 | 92859.1535 | 94818.8085 | 51484.4538 | 48823.0333 | 39665.883 | 0.0061751 | 0.0041793 | 0.0038857 | 0.003526 | 0.0029648 | 0.0027794 | 0.0027552 | 0.0024212 | 0.002291 | 0.0020596 | 0.001721 | 0.001852 | 0.0015452 | 0.0010881 | 0.001425 | 0.0015376 | 0.0014311 | 0.0011604 | 0.0011285 | 0.0014776 | 0.00028265 | 0 | 0
VIC1 | CCGT | 2.0934e-05 | 1.9701e-05 | 1.9651e-05 | 2.8735e-05 | 2.7971e-05 | 2.6735e-05 | 2.6566e-05 | 2.8375e-05 | 2.968e-05 | 2.8282e-05 | 2.682e-05 | 2.9926e-05 | 2.8777e-05 | 2.7179e-05 | 2.5431e-05 | 2.4147e-05 | 2.5432e-05 | 2.4594e-05 | 2.7004e-05 | 2.5893e-05 | 3.3954e-05 | 3.3278e-05 | 3.202e-05 | 2.8524e-05 | 2.8261e-05 | 5.1463e-05 | 4.8811e-05 | 5.2633e-05 | 4.9639e-05
VIC1 | Gas - Steam | 18.4202 | 7.308 | 17.6347 | 81.7916 | 58.2369 | 59.8272 | 58.1981 | 82.3347 | 27.5826 | 49.2417 | 48.3193 | 74.9275 | 77.4338 | 90.8429 | 110.6588 | 105.5989 | 202.9058 | 78.3954 | 0 | 0 | 0 | 0 | 0 | 0 | 0 | 0 | 0 | 0 | 0
VIC1 | OCGT / Diesel | 76.916 | 7.4461e-05 | 82.2793 | 217.7063 | 146.4675 | 383.05 | 212.9591 | 280.6727 | 136.1561 | 185.1406 | 138.5433 | 322.0593 | 162.8193 | 250.7198 | 439.5273 | 290.8994 | 612.5657 | 121.858 | 739.4291 | 881.0977 | 818.8362 | 380.4538 | 1870.3066 | 901.0843 | 841.629 | 1345.3376 | 173.8012 | 735.8005 | 1403.8228
VIC1 | Hydro | 18543.8743 | 17805.3233 | 15376.9758 | 18055.3678 | 17615.0662 | 15869.9181 | 15293.9081 | 18368.2571 | 14498.6715 | 11805.1063 | 11296.8761 | 9708.7902 | 11486.0641 | 11182.659 | 10124.6436 | 9665.8512 | 11657.1748 | 9216.3239 | 7524.2479 | 7152.8741 | 6191.8077 | 7279.5486 | 7126.1969 | 6425.6766 | 6155.7764 | 7396.3451 | 5861.0127 | 4768.6174 | 4553.5863
VIC1 | Wind | 27075.5258 | 33056.501 | 26855.0625 | 26436.827 | 26023.61 | 25519.2591 | 24913.4804 | 21175.3351 | 20651.6251 | 18618.7545 | 19717.0816 | 15357.6884 | 14790.6633 | 13565.4494 | 13927.1459 | 13339.77 | 10757.0123 | 10446.2308 | 8638.3532 | 8653.1678 | 7225.207 | 6625.793 | 5070.3183 | 4422.6956 | 2653.4284 | 2132.5219 | 2113.2638 | 1729.2655 | 598.0536
VIC1 | Solar PV | 2.475 | 2.3464 | 2.3252 | 2.1268 | 1.9257 | 1.9392 | 1.8872 | 1.6859 | 1.6682 | 2.2755 | 17.3008 | 30.2783 | 26.9025 | 25.8346 | 25.6155 | 24.9118 | 22.8112 | 21.7093 | 21.2018 | 20.2083 | 23.4543 | 20.511 | 19.1736 | 18.9921 | 18.6751 | 15.9086 | 15.5479 | 14.9307 | 14.555
VIC1 | Grid Battery | 0.044848 | 0.088549 | 0.10308 | 0.14732 | 0.15177 | 0.14837 | 0.13251 | 0.11726 | 0.11191 | 0.10386 | 0.10241 | 0.095198 | 0.073015 | 0.066356 | 0.065439 | 0.062625 | 0.057211 | 0.053901 | 0.051816 | 0.046467 | 0.27956 | 0.24276 | 0.21912 | 0.23022 | 0.2202 | 0.20188 | 0.19026 | 0.18366 | 0.17276
VIC1 | Pumped Hydro | 0 | 0 | 3.0995e-08 | 5.0349e-08 | 4.7964e-08 | 5.0979e-08 | 4.5227e-08 | 4.2491e-08 | 5.6573e-08 | 7.2064e-08 | 1.045e-07 | 0.83525 | 0.75806 | 0.69268 | 1.8249 | 1.7615 | 1.8227 | 1.7447 | 1.7425 | 1.6099 | 2.7808 | 2.6255 | 2.2697 | 2.449 | 2.3452 | 2.0925 | 2.0452 | 2.0287 | 1.84
VIC1 | VPP | 0.025561 | 0.049502 | 0.081203 | 0.17461 | 0.25728 | 0.35053 | 0.40847 | 0.47111 | 0.63081 | 0.72678 | 0.9132 | 0.96421 | 1.0399 | 1.0767 | 1.1439 | 1.1943 | 1.1877 | 1.2088 | 1.2317 | 1.1997 | 1.2015 | 1.2013 | 1.0777 | 1.2316 | 1.2003 | 1.1421 | 1.1334 | 1.102 | 1.0379
Total excluding storage |  | 156308.6162 | 143730.6322 | 137153.0861 | 96278.2733 | 92668.3396 | 81499.8766 | 40480.4391 | 39908.2897 | 35315.7074 | 30660.522 | 31218.1241 | 25493.7464 | 26543.8858 | 25115.5081 | 24627.5934 | 23427.0332 | 23252.4715 | 19884.5191 | 16923.2335 | 16707.3489 | 14259.3067 | 14306.308 | 14085.9969 | 11768.4497 | 9669.51 | 10890.1148 | 8163.626 | 7248.6142 | 6570.0177
Region | Technology | 2021-22 | 2022-23 | 2023-24 | 2024-25 | 2025-26 | 2026-27 | 2027-28 | 2028-29 | 2029-30 | 2030-31 | 2031-32 | 2032-33 | 2033-34 | 2034-35 | 2035-36 | 2036-37 | 2037-38 | 2038-39 | 2039-40 | 2040-41 | 2041-42 | 2042-43 | 2043-44 | 2044-45 | 2045-46 | 2046-47 | 2047-48 | 2048-49 | 2049-50
SA1 | Black Coal | 0 | 0 | 0 | 0 | 0 | 0 | 0 | 0 | 0 | 0 | 0 | 0 | 0 | 0 | 0 | 0 | 0 | 0 | 0 | 0 | 0 | 0 | 0 | 0 | 0 | 0 | 0 | 0 | 0
SA1 | Brown Coal | 0 | 0 | 0 | 0 | 0 | 0 | 0 | 0 | 0 | 0 | 0 | 0 | 0 | 0 | 0 | 0 | 0 | 0 | 0 | 0 | 0 | 0 | 0 | 0 | 0 | 0 | 0 | 0 | 0
SA1 | CCGT | 7747.6542 | 7363.4413 | 3415.92 | 3090.3302 | 4300.3875 | 2743.11 | 2349.277 | 2253.9422 | 2141.6142 | 2039.765 | 1947.7916 | 3088.346 | 3265.2928 | 3489.8432 | 1783.0405 | 1536.9449 | 2.9689e-05 | 2.8613e-05 | 2.9151e-05 | 2.7664e-05 | 3.3848e-05 | 3.3193e-05 | 3.3644e-05 | 2.9997e-05 | 2.9637e-05 | 6.1301e-05 | 5.7682e-05 | 5.4699e-05 | 5.1156e-05
SA1 | Gas - Steam | 1440.3085 | 1415.6176 | 1291.74 | 167.3509 | 159.1784 | 193.1098 | 134.8824 | 129.5443 | 123.4159 | 117.0653 | 112.0471 | 226.5157 | 196.6782 | 301.317 | 0 | 0 | 0 | 0 | 0 | 0 | 0 | 0 | 0 | 0 | 0 | 0 | 0 | 0 | 0
SA1 | OCGT / Diesel | 488.6729 | 251.8421 | 863.9292 | 601.7692 | 764.6537 | 641.4728 | 300.0253 | 367.2148 | 93.6254 | 251.6325 | 257.8444 | 730.1399 | 699.0126 | 1139.5318 | 680.779 | 609.2391 | 1440.5053 | 1128.9458 | 1574.4563 | 2271.1883 | 1676.7581 | 2027.1268 | 3097.8668 | 484.0761 | 363.2581 | 1016.5834 | 951.9885 | 1107.3774 | 1159.3773
SA1 | Hydro | 0 | 0 | 0 | 0 | 0 | 0 | 0 | 0 | 0 | 0 | 0 | 0 | 0 | 0 | 0 | 0 | 0 | 0 | 0 | 0 | 0 | 0 | 0 | 0 | 0 | 0 | 0 | 0 | 0
SA1 | Wind | 15756.2339 | 17000.75 | 14090.0806 | 14158.2505 | 13231.9177 | 13868.0984 | 13205.6528 | 11298.064 | 10540.6136 | 9439.9246 | 9281.7971 | 7249.8473 | 6774.4098 | 5793.9939 | 5845.6424 | 4966.4773 | 4363.3505 | 4100.3995 | 3054.3666 | 2603.9788 | 2346.392 | 2221.9311 | 1462.208 | 1577.1795 | 1094.4058 | 908.5048 | 962.159 | 851.6593 | 721.7814
SA1 | Solar PV | 0.88216 | 0.98028 | 0.94358 | 0.86505 | 0.80469 | 0.78615 | 0.77342 | 0.70164 | 0.69789 | 0.67175 | 0.64397 | 0.62414 | 0.5671 | 0.52772 | 0.51627 | 1.4352 | 2.0878 | 1.9438 | 1.8732 | 4.7937 | 6.0757 | 5.9599 | 5.8252 | 5.4823 | 5.3243 | 4.725 | 4.5339 | 4.0594 | 4.3889
SA1 | Grid Battery | 0.080987 | 0.076183 | 0.090442 | 0.088658 | 0.084955 | 0.083259 | 0.074872 | 0.068236 | 0.063207 | 0.058871 | 0.053813 | 0.051825 | 0.048432 | 0.034719 | 0.43961 | 0.4145 | 0.38429 | 0.36425 | 0.48155 | 0.4431 | 0.89156 | 0.85207 | 0.7485 | 0.77396 | 0.75025 | 0.68802 | 0.64943 | 0.62069 | 0.56654
SA1 | Pumped Hydro | 0 | 0 | 2.661e-08 | 2.5354e-08 | 2.3912e-08 | 2.5514e-08 | 2.3791e-08 | 2.3406e-08 | 2.5062e-08 | 2.6162e-08 | 2.6692e-08 | 5.2017e-08 | 4.8598e-08 | 4.6137e-08 | 5.4911e-08 | 5.2728e-08 | 6.1651e-08 | 5.8763e-08 | 5.6927e-08 | 5.5304e-08 | 6.3723e-08 | 6.0617e-08 | 5.6624e-08 | 5.9102e-08 | 5.4983e-08 | 5.0746e-08 | 4.885e-08 | 4.749e-08 | 4.5439e-08
SA1 | VPP | 0.050476 | 0.08284 | 0.12149 | 0.14482 | 0.17244 | 0.20564 | 0.22284 | 0.24586 | 0.28566 | 0.32574 | 0.37366 | 0.38306 | 0.39448 | 0.38986 | 0.37309 | 0.37693 | 0.37234 | 0.373 | 0.37373 | 0.35142 | 0.32723 | 0.3332 | 0.28791 | 0.32911 | 0.3271 | 0.29433 | 0.29405 | 0.28439 | 0.25164
Total excluding storage |  | 25433.7517 | 26032.6313 | 19662.6133 | 18018.5659 | 18456.942 | 17446.5772 | 15990.611 | 14049.4669 | 12899.9671 | 11849.0592 | 11600.1242 | 11295.4731 | 10935.9605 | 10725.2136 | 8309.9782 | 7114.0966 | 5805.9437 | 5231.2891 | 4630.6961 | 4879.9608 | 4029.2259 | 4255.0178 | 4565.9001 | 2066.7379 | 1462.9882 | 1929.8133 | 1918.6815 | 1963.0962 | 1885.5477
Region | Technology | 2021-22 | 2022-23 | 2023-24 | 2024-25 | 2025-26 | 2026-27 | 2027-28 | 2028-29 | 2029-30 | 2030-31 | 2031-32 | 2032-33 | 2033-34 | 2034-35 | 2035-36 | 2036-37 | 2037-38 | 2038-39 | 2039-40 | 2040-41 | 2041-42 | 2042-43 | 2043-44 | 2044-45 | 2045-46 | 2046-47 | 2047-48 | 2048-49 | 2049-50
TAS1 | Black Coal | 0 | 0 | 0 | 0 | 0 | 0 | 0 | 0 | 0 | 0 | 0 | 0 | 0 | 0 | 0 | 0 | 0 | 0 | 0 | 0 | 0 | 0 | 0 | 0 | 0 | 0 | 0 | 0 | 0
TAS1 | Brown Coal | 0 | 0 | 0 | 0 | 0 | 0 | 0 | 0 | 0 | 0 | 0 | 0 | 0 | 0 | 0 | 0 | 0 | 0 | 0 | 0 | 0 | 0 | 0 | 0 | 0 | 0 | 0 | 0 | 0
TAS1 | CCGT | 1.8146e-05 | 1.7005e-05 | 1.6765e-05 | 1.6127e-05 | 1.543e-05 | 1.5466e-05 | 1.7359e-05 | 1.8091e-05 | 1.7502e-05 | 1.7057e-05 | 1.6197e-05 | 1.8571e-05 | 1.781e-05 | 1.69e-05 | 1.6028e-05 | 1.5319e-05 | 1.5565e-05 | 1.5407e-05 | 1.7374e-05 | 1.6521e-05 | 1.7562e-05 | 1.6873e-05 | 1.6175e-05 | 1.4841e-05 | 1.4405e-05 | 1.995e-05 | 1.8997e-05 | 2.2076e-05 | 2.0928e-05
TAS1 | Gas - Steam | 0 | 0 | 0 | 0 | 0 | 0 | 0 | 0 | 0 | 0 | 0 | 0 | 0 | 0 | 0 | 0 | 0 | 0 | 0 | 0 | 0 | 0 | 0 | 0 | 0 | 0 | 0 | 0 | 0
TAS1 | OCGT / Diesel | 2.1389e-05 | 1.934e-05 | 1.951e-05 | 1.9084e-05 | 1.8407e-05 | 1.8955e-05 | 2.0435e-05 | 1.236 | 0.24952 | 2.9213 | 2.4505 | 10.2265 | 4.0942 | 5.2462 | 5.0174 | 1.4037 | 20.7008 | 1.9878e-05 | 2.9008 | 0.9599 | 6.2511 | 1.3059 | 7.1337 | 11.9255 | 5.1733 | 3.0471 | 1.2559 | 19.5385 | 16.1636
TAS1 | Hydro | 52831.6968 | 52117.555 | 43745.4637 | 50800.8 | 49871.3553 | 43690.5549 | 51466.7396 | 49650.7563 | 45294.2044 | 40066.4633 | 37142.7908 | 35100.6226 | 35517.9125 | 34357.2766 | 31935.6231 | 27539.2011 | 28760.3192 | 26203.9843 | 23000.7864 | 21776.5778 | 20487.7077 | 21064.1243 | 20501.9356 | 17313.8062 | 19129.1763 | 19504.9556 | 17651.9271 | 15193.9829 | 15220.0448
TAS1 | Wind | 3355.6757 | 3874.8655 | 3313.639 | 3200.5681 | 3258.7975 | 3170.5919 | 2857.1527 | 2318.906 | 1937.7178 | 1597.5463 | 1726.1072 | 1727.1549 | 1683.5156 | 1523.5127 | 1512.0248 | 1571.1896 | 1246.7894 | 1182.8349 | 973.8057 | 1022.4717 | 939.9576 | 918.6348 | 850.1716 | 573.151 | 713.3673 | 540.0161 | 562.7174 | 428.6412 | 444.4989
TAS1 | Solar PV | 1.2687e-08 | 1.9365e-08 | 2.0611e-08 | 2.0303e-08 | 1.6775e-08 | 1.7665e-08 | 1.6177e-08 | 1.5543e-08 | 3.8955e-08 | 4.6313e-08 | 4.9924e-08 | 5.575e-08 | 5.4285e-08 | 4.5559e-08 | 4.6805e-08 | 4.2888e-08 | 4.0147e-08 | 4.0675e-08 | 3.7816e-08 | 3.4611e-08 | 4.1596e-08 | 4.1897e-08 | 3.4198e-08 | 3.425e-08 | 3.4584e-08 | 3.9378e-08 | 3.9351e-08 | 3.9607e-08 | 4.6653e-08
TAS1 | Grid Battery | 2.3744e-08 | 2.4229e-08 | 2.2834e-08 | 2.1777e-08 | 2.1665e-08 | 2.1126e-08 | 2.2541e-08 | 2.4249e-08 | 3.7639e-08 | 3.8703e-08 | 3.8785e-08 | 5.0456e-08 | 4.9132e-08 | 4.9142e-08 | 4.8104e-08 | 4.6212e-08 | 4.6335e-08 | 4.4936e-08 | 6.8659e-08 | 7.1805e-08 | 6.452e-08 | 6.1548e-08 | 6.4795e-08 | 6.7334e-08 | 5.965e-08 | 5.8877e-08 | 5.5216e-08 | 7.0149e-08 | 6.5122e-08
TAS1 | Pumped Hydro | 0 | 0 | 6.21e-08 | 5.975e-08 | 6.2301e-08 | 6.1466e-08 | 7.2601e-08 | 7.337e-08 | 0.5519 | 0.64778 | 0.60312 | 1.783 | 1.6832 | 1.6041 | 1.4689 | 1.4732 | 1.3794 | 1.3083 | 1.5713 | 1.4205 | 1.2488 | 1.2742 | 1.1463 | 1.2133 | 1.1132 | 1.0051 | 0.94175 | 0.9941 | 0.84953
TAS1 | VPP | 0.00080943 | 0.0029981 | 0.0053405 | 0.0055483 | 0.0090819 | 0.013431 | 0.029189 | 0.036653 | 0.053566 | 0.064156 | 0.074767 | 0.074583 | 0.074927 | 0.079801 | 0.0777 | 0.084377 | 0.086093 | 0.080461 | 0.084439 | 0.086304 | 0.083194 | 0.080275 | 0.073927 | 0.082635 | 0.080131 | 0.074349 | 0.066387 | 0.073888 | 0.064441
Total excluding storage |  | 56187.3725 | 55992.4206 | 47059.1027 | 54001.3681 | 53130.1528 | 46861.1468 | 54323.8923 | 51970.8983 | 47232.1717 | 41666.9309 | 38871.3485 | 36838.004 | 37205.5223 | 35886.0356 | 33452.6653 | 29111.7944 | 30027.8094 | 27386.8192 | 23977.493 | 22800.0094 | 21433.9164 | 21984.065 | 21359.241 | 17898.8827 | 19847.717 | 20048.0188 | 18215.9004 | 15642.1626 | 15680.7074
Explicitly modelled pumping
Region | Technology | 2021-22 | 2022-23 | 2023-24 | 2024-25 | 2025-26 | 2026-27 | 2027-28 | 2028-29 | 2029-30 | 2030-31 | 2031-32 | 2032-33 | 2033-34 | 2034-35 | 2035-36 | 2036-37 | 2037-38 | 2038-39 | 2039-40 | 2040-41 | 2041-42 | 2042-43 | 2043-44 | 2044-45 | 2045-46 | 2046-47 | 2047-48 | 2048-49 | 2049-50
NEM | Grid Battery pump | 0.15464 | 0.2259 | 0.26333 | 0.32171 | 0.32213 | 0.31597 | 0.28539 | 0.25438 | 0.241 | 0.22496 | 0.21578 | 0.20119 | 0.16859 | 0.14243 | 0.13736 | 0.13153 | 0.12039 | 0.11408 | 0.10976 | 0.085843 | 0.045708 | 0.025072 | 0.020257 | 0.022951 | 0.021974 | 0.019265 | 0.018736 | 0.018002 | 0.015302
NEM | Pumped Hydro Pump | 3275.4679 | 5554.0311 | 6270.9871 | 10451.2669 | 6450.7327 | 7191.1265 | 8799.5424 | 7664.4926 | 8617.0263 | 8929.8008 | 9918.3679 | 10809.7691 | 9487.7064 | 9488.5133 | 9740.4819 | 8798.53 | 8567.0475 | 7700.2832 | 8696.1027 | 8033.654 | 6993.5169 | 7822.7427 | 6180.4055 | 7062.451 | 7188.7561 | 5566.3628 | 4757.7373 | 5269.1568 | 3846.6791
NEM | VPP pump | 0.15802 | 0.27021 | 0.4972 | 0.80765 | 1.1435 | 1.5379 | 1.797 | 2.0169 | 2.5441 | 2.9619 | 3.5514 | 3.6543 | 3.8963 | 4.0272 | 4.2223 | 4.419 | 4.3064 | 4.3877 | 4.4742 | 4.3826 | 4.3921 | 4.4546 | 4.0214 | 4.3661 | 4.2599 | 3.9797 | 3.9583 | 3.9176 | 3.6605
Region | Technology | 2021-22 | 2022-23 | 2023-24 | 2024-25 | 2025-26 | 2026-27 | 2027-28 | 2028-29 | 2029-30 | 2030-31 | 2031-32 | 2032-33 | 2033-34 | 2034-35 | 2035-36 | 2036-37 | 2037-38 | 2038-39 | 2039-40 | 2040-41 | 2041-42 | 2042-43 | 2043-44 | 2044-45 | 2045-46 | 2046-47 | 2047-48 | 2048-49 | 2049-50
NSW1 | Grid Battery pump | 0 | 0 | 0 | 0 | 0 | 0 | 0 | 0 | 0 | 0 | 0 | 0 | 0 | 0 | 0 | 0 | 0 | 0 | 0 | 0 | 0 | 0 | 0 | 0 | 0 | 0 | 0 | 0 | 0
NSW1 | Pumped Hydro Pump | 1873.0374 | 3377.7049 | 3712.0539 | 7321.7801 | 3448.1045 | 3866.8195 | 5177.6936 | 4219.9706 | 5121.7401 | 5379.021 | 6674.0789 | 7693.7693 | 7104.0326 | 7181.1255 | 7294.5729 | 6561.0675 | 7008.8354 | 6132.4396 | 7013.5058 | 6695.8225 | 5510.5493 | 6351.9042 | 5140.2869 | 5923.8718 | 6090.7215 | 4884.3594 | 4190.7246 | 4769.3283 | 3430.8081
NSW1 | VPP pump | 0.032391 | 0.056749 | 0.16736 | 0.27006 | 0.40654 | 0.56322 | 0.64169 | 0.72202 | 0.88678 | 1.0224 | 1.1769 | 1.2446 | 1.3117 | 1.3406 | 1.4063 | 1.4733 | 1.4443 | 1.4576 | 1.4969 | 1.4253 | 1.456 | 1.4964 | 1.3739 | 1.5029 | 1.4711 | 1.4156 | 1.3674 | 1.4022 | 1.3077
Region | Technology | 2021-22 | 2022-23 | 2023-24 | 2024-25 | 2025-26 | 2026-27 | 2027-28 | 2028-29 | 2029-30 | 2030-31 | 2031-32 | 2032-33 | 2033-34 | 2034-35 | 2035-36 | 2036-37 | 2037-38 | 2038-39 | 2039-40 | 2040-41 | 2041-42 | 2042-43 | 2043-44 | 2044-45 | 2045-46 | 2046-47 | 2047-48 | 2048-49 | 2049-50
QLD1 | Grid Battery pump | 0 | 0.02174 | 0.025179 | 0.030373 | 0.029872 | 0.030002 | 0.02873 | 0.025981 | 0.024689 | 0.024163 | 0.022573 | 0.020009 | 0.018648 | 0.017638 | 0.017507 | 0.016588 | 0.014951 | 0.014283 | 0.013825 | 0 | 0 | 0 | 0 | 0 | 0 | 0 | 0 | 0 | 0
QLD1 | Pumped Hydro Pump | 1402.4305 | 2176.3262 | 2558.9332 | 3129.4868 | 3002.6282 | 3324.307 | 3621.8488 | 3444.522 | 3495.2862 | 3550.7798 | 3244.289 | 3115.9998 | 2383.6738 | 2307.3878 | 2445.909 | 2237.4625 | 1558.2121 | 1567.8436 | 1682.5969 | 1337.8315 | 1482.9676 | 1470.8385 | 1040.1186 | 1138.5792 | 1098.0346 | 682.0034 | 567.0127 | 499.8285 | 415.871
QLD1 | VPP pump | 0.035215 | 0.053738 | 0.085564 | 0.15519 | 0.22072 | 0.30458 | 0.37656 | 0.40988 | 0.5157 | 0.62572 | 0.77038 | 0.73921 | 0.80899 | 0.86698 | 0.94005 | 0.99789 | 0.92539 | 0.96937 | 0.99421 | 1.0256 | 1.045 | 1.0534 | 0.95879 | 0.92915 | 0.89256 | 0.79201 | 0.828 | 0.80271 | 0.75979
Region | Technology | 2021-22 | 2022-23 | 2023-24 | 2024-25 | 2025-26 | 2026-27 | 2027-28 | 2028-29 | 2029-30 | 2030-31 | 2031-32 | 2032-33 | 2033-34 | 2034-35 | 2035-36 | 2036-37 | 2037-38 | 2038-39 | 2039-40 | 2040-41 | 2041-42 | 2042-43 | 2043-44 | 2044-45 | 2045-46 | 2046-47 | 2047-48 | 2048-49 | 2049-50
VIC1 | Grid Battery pump | 0.054941 | 0.10984 | 0.12675 | 0.18188 | 0.18737 | 0.18318 | 0.16401 | 0.14436 | 0.13816 | 0.12823 | 0.12677 | 0.1172 | 0.090146 | 0.081925 | 0.080792 | 0.077318 | 0.070634 | 0.066749 | 0.063772 | 0.057543 | 0.020165 | 0 | 0 | 0 | 0 | 0 | 0 | 0 | 0
VIC1 | Pumped Hydro Pump | 0 | 0 | 0 | 0 | 0 | 0 | 0 | 0 | 0 | 0 | 0 | 0 | 0 | 0 | 0 | 0 | 0 | 0 | 0 | 0 | 0 | 0 | 0 | 0 | 0 | 0 | 0 | 0 | 0
VIC1 | VPP pump | 0.030075 | 0.058466 | 0.095314 | 0.20544 | 0.30269 | 0.4124 | 0.4816 | 0.55324 | 0.74216 | 0.85507 | 1.0768 | 1.132 | 1.2235 | 1.2668 | 1.3458 | 1.4051 | 1.3973 | 1.4257 | 1.4455 | 1.4153 | 1.4098 | 1.4173 | 1.2639 | 1.4491 | 1.4162 | 1.3397 | 1.3374 | 1.2926 | 1.2211
Region | Technology | 2021-22 | 2022-23 | 2023-24 | 2024-25 | 2025-26 | 2026-27 | 2027-28 | 2028-29 | 2029-30 | 2030-31 | 2031-32 | 2032-33 | 2033-34 | 2034-35 | 2035-36 | 2036-37 | 2037-38 | 2038-39 | 2039-40 | 2040-41 | 2041-42 | 2042-43 | 2043-44 | 2044-45 | 2045-46 | 2046-47 | 2047-48 | 2048-49 | 2049-50
SA1 | Grid Battery pump | 0.099698 | 0.094323 | 0.1114 | 0.10946 | 0.10489 | 0.10279 | 0.092648 | 0.084036 | 0.078146 | 0.072575 | 0.066439 | 0.063985 | 0.059796 | 0.042864 | 0.03906 | 0.037627 | 0.034802 | 0.033053 | 0.032166 | 0.0283 | 0.025544 | 0.025072 | 0.020257 | 0.022951 | 0.021974 | 0.019265 | 0.018736 | 0.018002 | 0.015302
SA1 | Pumped Hydro Pump | 0 | 0 | 0 | 0 | 0 | 0 | 0 | 0 | 0 | 0 | 0 | 0 | 0 | 0 | 0 | 0 | 0 | 0 | 0 | 0 | 0 | 0 | 0 | 0 | 0 | 0 | 0 | 0 | 0
SA1 | VPP pump | 0.059386 | 0.097701 | 0.1427 | 0.17038 | 0.20287 | 0.24193 | 0.26272 | 0.28872 | 0.33646 | 0.38328 | 0.4392 | 0.45068 | 0.46411 | 0.45868 | 0.43895 | 0.44347 | 0.43807 | 0.44004 | 0.43851 | 0.41466 | 0.3838 | 0.39297 | 0.33779 | 0.38772 | 0.3855 | 0.34513 | 0.34708 | 0.33349 | 0.29606
Region | Technology | 2021-22 | 2022-23 | 2023-24 | 2024-25 | 2025-26 | 2026-27 | 2027-28 | 2028-29 | 2029-30 | 2030-31 | 2031-32 | 2032-33 | 2033-34 | 2034-35 | 2035-36 | 2036-37 | 2037-38 | 2038-39 | 2039-40 | 2040-41 | 2041-42 | 2042-43 | 2043-44 | 2044-45 | 2045-46 | 2046-47 | 2047-48 | 2048-49 | 2049-50
TAS1 | Grid Battery pump | 0 | 0 | 0 | 0 | 0 | 0 | 0 | 0 | 0 | 0 | 0 | 0 | 0 | 0 | 0 | 0 | 0 | 0 | 0 | 0 | 0 | 0 | 0 | 0 | 0 | 0 | 0 | 0 | 0
TAS1 | Pumped Hydro Pump | 0 | 0 | 0 | 0 | 0 | 0 | 0 | 0 | 0 | 0 | 0 | 0 | 0 | 0 | 0 | 0 | 0 | 0 | 0 | 0 | 0 | 0 | 0 | 0 | 0 | 0 | 0 | 0 | 0
TAS1 | VPP pump | 0.0009525 | 0.003553 | 0.0062614 | 0.0065726 | 0.01064 | 0.0158 | 0.03445 | 0.043016 | 0.063021 | 0.075481 | 0.08816 | 0.087772 | 0.087939 | 0.094131 | 0.091173 | 0.099272 | 0.10129 | 0.094939 | 0.099072 | 0.10182 | 0.097602 | 0.094464 | 0.086962 | 0.097223 | 0.094552 | 0.0872 | 0.078371 | 0.08667 | 0.075819

## Marinus_FOM Cost
FOM cost by technology ($000s) - Marinus Link, Central No State Based Schemes Sensitivity
FOM | Real June 2020 dollars discounted to 1 July 2020. For new entrant capacity, the FOM is incurred annually in modelling. For existing capacity, FOM is considered to be a sunk cost, since the fixed retirement dates are assumed to be the same in the Base Case and the case with Marinus Link. As such, early retirements are presented as an annual FOM saving, or negative cost, that continues until the assumed fixed date retirement.
Explicitly modelled generation
Region | Technology | 2021-22 | 2022-23 | 2023-24 | 2024-25 | 2025-26 | 2026-27 | 2027-28 | 2028-29 | 2029-30 | 2030-31 | 2031-32 | 2032-33 | 2033-34 | 2034-35 | 2035-36 | 2036-37 | 2037-38 | 2038-39 | 2039-40 | 2040-41 | 2041-42 | 2042-43 | 2043-44 | 2044-45 | 2045-46 | 2046-47 | 2047-48 | 2048-49 | 2049-50
NEM | Black Coal | 0 | 0 | 0 | -190000.9154 | -53736.9091 | -244567.2957 | -111327.1927 | -210290.2177 | -185517.0306 | -179789.6983 | 201090.0224 | 289067.5486 | -62821.3224 | -162745.0649 | -59604.2737 | -44620.5196 | -21708.971 | -20714.6669 | -19818.7838 | -18858.1725 | 209176.8538 | -17170.266 | -14606.5936 | -12167.8594 | -5805.2906 | -3.9317e-06 | -3.7617e-06 | -3.5794e-06 | -3.4154e-06
NEM | Brown Coal | 0 | 0 | 0 | -278839.6412 | -272784.8774 | -295065.064 | -468378.0735 | -445675.9646 | -391742.1824 | -341813.9671 | -294242.5786 | -248781.5909 | -237387.0142 | -226514.3264 | -216717.8687 | -206213.61 | -196768.6836 | -187756.4043 | -179636.1777 | -170929.2588 | -163100.4378 | -155630.1886 | -148899.3801 | -141682.2659 | -135193.0018 | -129000.9558 | -88405.2931 | 0 | 0
NEM | CCGT | 5.4482e-05 | 5.1987e-05 | 5.3743e-05 | 6.248e-05 | 5.9619e-05 | 5.6888e-05 | 5.6857e-05 | 5.7579e-05 | 5.9931e-05 | 5.7186e-05 | 5.5607e-05 | 7.4262e-05 | 7.086e-05 | 6.7615e-05 | 6.4691e-05 | 6.1555e-05 | 6.7661e-05 | 6.4562e-05 | 7.2992e-05 | 6.9454e-05 | 8.1835e-05 | 8.0158e-05 | 7.748e-05 | 7.3724e-05 | 7.0945e-05 | 0.0001458 | 0.0001395 | 0.00013787 | 0.00013156
NEM | Gas - Steam | 0 | 0 | 0 | 0 | 0 | 0 | 0 | 0 | 0 | 0 | 0 | 0 | 0 | 0 | 0 | 0 | 0 | 0 | 0 | 0 | 0 | 0 | 0 | 0 | 0 | 0 | 0 | 0 | 0
NEM | OCGT / Diesel | 0.00021132 | 0.00020376 | 0.00019639 | 0.00018687 | 0.00017831 | 0.00017015 | 0.00016279 | 0.00015754 | 0.00015261 | 0.00015082 | 0.00015046 | 0.00043182 | 0.00041204 | 0.00039317 | 0.0005154 | 0.00049042 | 0.0012616 | 0.0012039 | 2789.8153 | 2654.5937 | 4032.6783 | 3847.9755 | 3681.5554 | 8155.4968 | 8386.6755 | 13688.3641 | 13096.3597 | 14260.5632 | 14037.1631
NEM | Hydro | 0 | 0 | 0 | 0 | 0 | 0 | 0 | 0 | 0 | 0 | 0 | 0 | 0 | 0 | 0 | 0 | 0 | 0 | 0 | 0 | 0 | 0 | 0 | 0 | 0 | 0 | 0 | 0 | 0
NEM | Wind | 89148.0066 | 85064.8925 | 124755.6459 | 237983.2065 | 231867.618 | 229074.227 | 266649.0726 | 295608.2251 | 299334.6335 | 298515.9243 | 288756.2992 | 353384.865 | 351224.361 | 336881.9481 | 327677.7245 | 320094.2078 | 328581.0378 | 329444.658 | 325986.5016 | 311868.6454 | 327355.346 | 333551.0452 | 320199.7631 | 305849.7077 | 292290.7182 | 291254.1779 | 278941.7912 | 265421.5552 | 255120.5691
NEM | Solar PV | 0.00045136 | 0.00071473 | 0.00082263 | 0.001181 | 0.001195 | 0.0014495 | 1428.1313 | 1358.9103 | 9953.013 | 12690.0427 | 27075.2319 | 56927.4518 | 61838.1552 | 59005.8732 | 58765.9625 | 57018.6735 | 88115.7527 | 86130.9314 | 82405.8778 | 84672.2606 | 95781.3241 | 125544.0727 | 120114.4506 | 114292.5344 | 109223.9771 | 108968.9872 | 104256.2165 | 99202.9449 | 105367.076
NEM | Grid Battery | 0.00034435 | 0.00034525 | 0.00033032 | 0.00031431 | 0.00031216 | 0.00030793 | 0.00036511 | 0.00053165 | 0.00081348 | 0.00078387 | 0.00075134 | 8281.2772 | 7996.4858 | 7630.2345 | 11464.6184 | 10908.9313 | 12684.8222 | 12103.838 | 14381.4703 | 13684.4042 | 28917.2958 | 27592.8395 | 26399.4841 | 26825.8868 | 25597.2202 | 31042.1178 | 29699.5855 | 28260.0544 | 26965.7007
NEM | Pumped Hydro | 0 | 0 | 0.00051723 | 0.00058286 | 0.00057146 | 0.00058175 | 0.00063455 | 0.00074027 | 1909.4471 | 2052.0588 | 1990.1352 | 16615.6201 | 19163.6921 | 18285.9657 | 21278.6012 | 20247.2329 | 33210.1399 | 31689.0648 | 31433.184 | 29909.6258 | 32718.7588 | 36219.5361 | 34653.0871 | 32973.461 | 31463.2261 | 30022.1623 | 28723.7418 | 27331.5095 | 26418.7183
NEM | VPP | 0 | 0 | 0 | 0 | 0 | 0 | 0 | 0 | 0 | 0 | 0 | 0 | 0 | 0 | 0 | 0 | 0 | 0 | 0 | 0 | 0 | 0 | 0 | 0 | 0 | 0 | 0 | 0 | 0
Total excluding storage |  | 89148.0074 | 85064.8935 | 124755.6469 | -230857.3488 | -94654.1671 | -310558.1311 | -311628.0621 | -358999.0467 | -267971.5663 | -210397.6982 | 222678.975 | 450598.275 | 112854.1801 | 6628.4305 | 110121.5452 | 126278.7522 | 198219.1373 | 207104.5194 | 211727.2333 | 209408.0685 | 473245.7645 | 290142.6388 | 280489.7954 | 274447.6137 | 268903.0785 | 284910.5736 | 307889.0745 | 378885.0634 | 374524.8083
Region | Technology | 2021-22 | 2022-23 | 2023-24 | 2024-25 | 2025-26 | 2026-27 | 2027-28 | 2028-29 | 2029-30 | 2030-31 | 2031-32 | 2032-33 | 2033-34 | 2034-35 | 2035-36 | 2036-37 | 2037-38 | 2038-39 | 2039-40 | 2040-41 | 2041-42 | 2042-43 | 2043-44 | 2044-45 | 2045-46 | 2046-47 | 2047-48 | 2048-49 | 2049-50
NSW1 | Black Coal | 0 | 0 | 0 | -48946.5412 | 80856.9595 | -109281.9568 | -104555.6506 | -99487.8654 | -70394.3754 | -67170.2055 | -74597.7159 | 230733.4666 | -58349.4869 | -55676.9913 | -0.00056264 | -0.00053537 | -0.00051085 | -0.00048745 | -0.00046637 | -0.00044376 | -12664.1492 | 0 | 0 | 0 | 0 | 0 | 0 | 0 | 0
NSW1 | Brown Coal | 0 | 0 | 0 | 0 | 0 | 0 | 0 | 0 | 0 | 0 | 0 | 0 | 0 | 0 | 0 | 0 | 0 | 0 | 0 | 0 | 0 | 0 | 0 | 0 | 0 | 0 | 0 | 0 | 0
NSW1 | CCGT | 1.1895e-05 | 1.135e-05 | 1.215e-05 | 1.3364e-05 | 1.2752e-05 | 1.2168e-05 | 1.2823e-05 | 1.2201e-05 | 1.2954e-05 | 1.236e-05 | 1.1826e-05 | 1.9585e-05 | 1.8688e-05 | 1.7832e-05 | 1.7061e-05 | 1.6234e-05 | 1.9119e-05 | 1.8244e-05 | 1.9446e-05 | 1.8504e-05 | 2.2178e-05 | 2.1162e-05 | 2.0247e-05 | 1.9266e-05 | 1.8383e-05 | 5.0708e-05 | 4.8515e-05 | 4.6164e-05 | 4.4049e-05
NSW1 | Gas - Steam | 0 | 0 | 0 | 0 | 0 | 0 | 0 | 0 | 0 | 0 | 0 | 0 | 0 | 0 | 0 | 0 | 0 | 0 | 0 | 0 | 0 | 0 | 0 | 0 | 0 | 0 | 0 | 0 | 0
NSW1 | OCGT / Diesel | 4.3732e-05 | 4.2881e-05 | 4.2471e-05 | 4.0412e-05 | 3.8561e-05 | 3.6795e-05 | 3.5204e-05 | 3.3497e-05 | 3.1963e-05 | 3.1272e-05 | 3.0769e-05 | 0.0002133 | 0.00020353 | 0.00019421 | 0.00021208 | 0.0002018 | 0.00092077 | 0.0008786 | 2789.8148 | 2654.5932 | 2533.0088 | 2416.9931 | 2312.4613 | 6423.5433 | 6129.3352 | 5848.6023 | 5595.6576 | 6495.2194 | 6197.7284
NSW1 | Hydro | 0 | 0 | 0 | 0 | 0 | 0 | 0 | 0 | 0 | 0 | 0 | 0 | 0 | 0 | 0 | 0 | 0 | 0 | 0 | 0 | 0 | 0 | 0 | 0 | 0 | 0 | 0 | 0 | 0
NSW1 | Wind | 9288.1307 | 8862.7208 | 40418.9181 | 105321.5557 | 105282.0733 | 100459.9937 | 96115.2282 | 94324.005 | 90003.8218 | 98772.7832 | 94500.9855 | 155399.5671 | 148282.0296 | 141490.4862 | 135371.2021 | 128809.7952 | 122910.1099 | 126999.0264 | 127443.0928 | 121265.9597 | 138279.004 | 131945.6145 | 126239.1338 | 120120.3558 | 114618.6601 | 109368.9505 | 104638.882 | 99567.0626 | 95006.7391
NSW1 | Solar PV | 0.00010706 | 0.00018023 | 0.00020596 | 0.00031094 | 0.00036474 | 0.0006573 | 1428.1299 | 1358.9089 | 9953.0111 | 12220.3797 | 11995.9272 | 27608.6128 | 33087.8362 | 31572.3627 | 32518.9165 | 31286.0482 | 52973.018 | 52597.7875 | 50322.9998 | 48678.3673 | 52458.7221 | 68879.5245 | 65900.5724 | 62706.3888 | 60000.5556 | 62000.0734 | 59318.6488 | 56443.4893 | 57647.0874
NSW1 | Grid Battery | 6.8665e-05 | 7.1127e-05 | 6.8051e-05 | 6.4752e-05 | 6.1786e-05 | 5.8956e-05 | 7.449e-05 | 7.5532e-05 | 0.00014617 | 0.00013947 | 0.00013482 | 4577.3149 | 4367.6669 | 4167.6211 | 5547.415 | 5278.5332 | 5036.7683 | 4806.0766 | 6515.1628 | 6199.3746 | 13147.6443 | 12545.4621 | 12002.8867 | 11421.1099 | 10898.0057 | 10398.8604 | 9949.1228 | 9466.8914 | 9033.2934
NSW1 | Pumped Hydro | 0 | 0 | 0.00014742 | 0.00016174 | 0.00015434 | 0.00014727 | 0.00016235 | 0.00015992 | 0.00017211 | 0.00019133 | 0.00019941 | 5604.9562 | 5348.2406 | 5103.283 | 5283.7707 | 5027.6677 | 12848.7923 | 12260.298 | 11730.0556 | 11161.5029 | 10650.289 | 10162.4895 | 9722.9747 | 9251.7047 | 8827.9625 | 8423.6283 | 8059.317 | 7668.684 | 7317.4466
NSW1 | VPP | 0 | 0 | 0 | 0 | 0 | 0 | 0 | 0 | 0 | 0 | 0 | 0 | 0 | 0 | 0 | 0 | 0 | 0 | 0 | 0 | 0 | 0 | 0 | 0 | 0 | 0 | 0 | 0 | 0
Total excluding storage |  | 9288.1309 | 8862.721 | 40418.9184 | 56375.0149 | 186139.0332 | -8821.9624 | -7012.2926 | -3804.9515 | 29562.4575 | 43822.9575 | 31899.1968 | 413741.6466 | 123020.379 | 117385.8578 | 167890.1183 | 160095.8431 | 175883.1284 | 179596.8142 | 180555.907 | 172598.9199 | 180606.5857 | 203242.1322 | 194452.1675 | 189250.2879 | 180748.5509 | 177217.6263 | 169553.1885 | 162505.7713 | 158851.5549
Region | Technology | 2021-22 | 2022-23 | 2023-24 | 2024-25 | 2025-26 | 2026-27 | 2027-28 | 2028-29 | 2029-30 | 2030-31 | 2031-32 | 2032-33 | 2033-34 | 2034-35 | 2035-36 | 2036-37 | 2037-38 | 2038-39 | 2039-40 | 2040-41 | 2041-42 | 2042-43 | 2043-44 | 2044-45 | 2045-46 | 2046-47 | 2047-48 | 2048-49 | 2049-50
QLD1 | Black Coal | 0 | 0 | 0 | -141054.3743 | -134593.8685 | -135285.3389 | -6771.542 | -110802.3523 | -115122.6552 | -112619.4928 | 275687.7383 | 58334.0821 | -4471.8355 | -107068.0735 | -59604.2731 | -44620.519 | -21708.9705 | -20714.6665 | -19818.7834 | -18858.1721 | 221841.003 | -17170.266 | -14606.5936 | -12167.8594 | -5805.2906 | -3.9317e-06 | -3.7617e-06 | -3.5794e-06 | -3.4154e-06
QLD1 | Brown Coal | 0 | 0 | 0 | 0 | 0 | 0 | 0 | 0 | 0 | 0 | 0 | 0 | 0 | 0 | 0 | 0 | 0 | 0 | 0 | 0 | 0 | 0 | 0 | 0 | 0 | 0 | 0 | 0 | 0
QLD1 | CCGT | 1.2254e-05 | 1.1693e-05 | 1.1187e-05 | 1.4044e-05 | 1.34e-05 | 1.2787e-05 | 1.2234e-05 | 1.2781e-05 | 1.3686e-05 | 1.3059e-05 | 1.3389e-05 | 1.774e-05 | 1.6928e-05 | 1.6152e-05 | 1.5454e-05 | 1.4705e-05 | 1.5136e-05 | 1.4442e-05 | 1.8814e-05 | 1.7902e-05 | 1.8514e-05 | 1.9737e-05 | 1.8883e-05 | 1.7968e-05 | 1.7743e-05 | 3.2959e-05 | 3.1534e-05 | 3.0005e-05 | 2.8631e-05
QLD1 | Gas - Steam | 0 | 0 | 0 | 0 | 0 | 0 | 0 | 0 | 0 | 0 | 0 | 0 | 0 | 0 | 0 | 0 | 0 | 0 | 0 | 0 | 0 | 0 | 0 | 0 | 0 | 0 | 0 | 0 | 0
QLD1 | OCGT / Diesel | 4.2967e-05 | 4.1966e-05 | 4.0151e-05 | 3.8205e-05 | 3.6455e-05 | 3.4786e-05 | 3.3281e-05 | 3.4315e-05 | 3.2744e-05 | 3.3172e-05 | 3.4713e-05 | 5.0237e-05 | 4.7936e-05 | 4.574e-05 | 4.3762e-05 | 4.1641e-05 | 4.0922e-05 | 3.9048e-05 | 0.00020558 | 0.00019562 | 0.00018666 | 0.00017811 | 0.0001704 | 0.00016719 | 604.713 | 6262.8275 | 5991.9681 | 6329.7378 | 6469.5816
QLD1 | Hydro | 0 | 0 | 0 | 0 | 0 | 0 | 0 | 0 | 0 | 0 | 0 | 0 | 0 | 0 | 0 | 0 | 0 | 0 | 0 | 0 | 0 | 0 | 0 | 0 | 0 | 0 | 0 | 0 | 0
QLD1 | Wind | 73453.9551 | 70089.6518 | 67058.3633 | 90287.3375 | 86152.0396 | 82206.1446 | 82744.3762 | 99513.2038 | 94955.3471 | 90606.2472 | 89838.452 | 85690.7957 | 95791.0889 | 91403.7108 | 88421.4289 | 87167.8519 | 92373.3074 | 88142.4688 | 84330.4187 | 80333.0093 | 81699.0421 | 87782.8701 | 83986.3722 | 81085.5184 | 77371.6779 | 73827.9369 | 70634.9721 | 67211.3134 | 65988.6591
QLD1 | Solar PV | 0.0001405 | 0.00022726 | 0.00024582 | 0.00031053 | 0.00029631 | 0.00028274 | 0.00028263 | 0.00031533 | 0.0003454 | 0.0004045 | 3646.1776 | 8015.5592 | 8422.7618 | 8036.9864 | 7689.3969 | 7316.6939 | 15766.4763 | 15044.3476 | 14393.6987 | 16362.5844 | 21397.5911 | 34853.1937 | 33345.8373 | 31729.5732 | 30276.3103 | 28889.6091 | 27640.1702 | 26300.4583 | 32014.838
QLD1 | Grid Battery | 7.1384e-05 | 6.8115e-05 | 6.5169e-05 | 6.201e-05 | 6.4755e-05 | 6.1789e-05 | 7.8434e-05 | 0.00023292 | 0.00022225 | 0.00021207 | 0.0002029 | 3703.9601 | 3628.8168 | 3462.6114 | 3312.8579 | 3152.2845 | 5283.4417 | 5041.452 | 4823.4156 | 4589.6259 | 7766.5297 | 7410.8108 | 7090.3026 | 8452.6163 | 8065.4735 | 14313.3519 | 13694.3175 | 13030.5575 | 12433.7381
QLD1 | Pumped Hydro | 0 | 0 | 6.6025e-05 | 7.8374e-05 | 7.9617e-05 | 8.7552e-05 | 9.1076e-05 | 0.00019814 | 0.00018906 | 0.0001804 | 0.0001726 | 2580.916 | 5771.7988 | 5507.4416 | 5269.2517 | 5013.8525 | 10224.1853 | 9755.902 | 9677.2241 | 9208.1715 | 8968.7193 | 13557.2848 | 12970.9494 | 12342.2508 | 11776.9569 | 11237.5543 | 10751.5443 | 10230.4197 | 10100.8846
QLD1 | VPP | 0 | 0 | 0 | 0 | 0 | 0 | 0 | 0 | 0 | 0 | 0 | 0 | 0 | 0 | 0 | 0 | 0 | 0 | 0 | 0 | 0 | 0 | 0 | 0 | 0 | 0 | 0 | 0 | 0
Total excluding storage |  | 73453.9553 | 70089.6521 | 67058.3636 | -50767.0364 | -48441.8286 | -53079.194 | 75972.8345 | -11289.1481 | -20167.3077 | -22013.2451 | 369172.368 | 152040.4371 | 99742.0152 | -7627.3763 | 36506.5528 | 49864.0268 | 86430.8133 | 82472.1501 | 78905.3342 | 77837.4218 | 324937.6363 | 105465.798 | 102725.616 | 100647.2324 | 102447.4106 | 108980.3735 | 104267.1104 | 99841.5095 | 104473.0787
Region | Technology | 2021-22 | 2022-23 | 2023-24 | 2024-25 | 2025-26 | 2026-27 | 2027-28 | 2028-29 | 2029-30 | 2030-31 | 2031-32 | 2032-33 | 2033-34 | 2034-35 | 2035-36 | 2036-37 | 2037-38 | 2038-39 | 2039-40 | 2040-41 | 2041-42 | 2042-43 | 2043-44 | 2044-45 | 2045-46 | 2046-47 | 2047-48 | 2048-49 | 2049-50
VIC1 | Black Coal | 0 | 0 | 0 | 0 | 0 | 0 | 0 | 0 | 0 | 0 | 0 | 0 | 0 | 0 | 0 | 0 | 0 | 0 | 0 | 0 | 0 | 0 | 0 | 0 | 0 | 0 | 0 | 0 | 0
VIC1 | Brown Coal | 0 | 0 | 0 | -278839.6412 | -272784.8774 | -295065.064 | -468378.0735 | -445675.9646 | -391742.1824 | -341813.9671 | -294242.5786 | -248781.5909 | -237387.0142 | -226514.3264 | -216717.8687 | -206213.61 | -196768.6836 | -187756.4043 | -179636.1777 | -170929.2588 | -163100.4378 | -155630.1886 | -148899.3801 | -141682.2659 | -135193.0018 | -129000.9558 | -88405.2931 | 0 | 0
VIC1 | CCGT | 1.0612e-05 | 1.0126e-05 | 9.6881e-06 | 1.4003e-05 | 1.3362e-05 | 1.275e-05 | 1.2199e-05 | 1.3191e-05 | 1.3911e-05 | 1.3274e-05 | 1.27e-05 | 1.4012e-05 | 1.3371e-05 | 1.2758e-05 | 1.2207e-05 | 1.1615e-05 | 1.2202e-05 | 1.1643e-05 | 1.3025e-05 | 1.2393e-05 | 1.6641e-05 | 1.5879e-05 | 1.5192e-05 | 1.4456e-05 | 1.3794e-05 | 2.4221e-05 | 2.3174e-05 | 2.5222e-05 | 2.4067e-05
VIC1 | Gas - Steam | 0 | 0 | 0 | 0 | 0 | 0 | 0 | 0 | 0 | 0 | 0 | 0 | 0 | 0 | 0 | 0 | 0 | 0 | 0 | 0 | 0 | 0 | 0 | 0 | 0 | 0 | 0 | 0 | 0
VIC1 | OCGT / Diesel | 4.1412e-05 | 3.9515e-05 | 3.7806e-05 | 3.5974e-05 | 3.4326e-05 | 3.2754e-05 | 3.1338e-05 | 2.9819e-05 | 2.9182e-05 | 2.8664e-05 | 2.8191e-05 | 6.6323e-05 | 6.3285e-05 | 6.0386e-05 | 9.6027e-05 | 9.1373e-05 | 8.7803e-05 | 8.3782e-05 | 9.0092e-05 | 8.5725e-05 | 0.00042001 | 0.00040077 | 0.00038344 | 0.00036845 | 0.00035157 | 0.00033547 | 0.00032096 | 0.00032121 | 0.0003065
VIC1 | Hydro | 0 | 0 | 0 | 0 | 0 | 0 | 0 | 0 | 0 | 0 | 0 | 0 | 0 | 0 | 0 | 0 | 0 | 0 | 0 | 0 | 0 | 0 | 0 | 0 | 0 | 0 | 0 | 0 | 0
VIC1 | Wind | 0.00092919 | 0.00089241 | 0.00091634 | 7435.4781 | 7094.9219 | 14596.4633 | 45181.5514 | 48367.3454 | 46152.0472 | 44038.213 | 42133.6162 | 45529.1489 | 43443.8444 | 43198.2491 | 44231.896 | 47354.7366 | 57469.1013 | 57538.6876 | 59903.5064 | 57049.0321 | 54436.0994 | 63129.4924 | 60399.2218 | 57471.6872 | 54839.3962 | 62033.9584 | 59351.0683 | 56474.3374 | 53887.7265
VIC1 | Solar PV | 4.1052e-05 | 5.2696e-05 | 5.6885e-05 | 0.00014715 | 0.00014041 | 0.00013397 | 0.00048831 | 0.00047156 | 0.00073179 | 469.6613 | 11433.1248 | 21303.2777 | 20327.555 | 19396.5219 | 18557.6469 | 17658.1626 | 17901.1672 | 17081.2666 | 16342.5235 | 15550.4056 | 16744.8311 | 15977.8923 | 15286.8687 | 14545.9181 | 13879.693 | 13243.9818 | 12671.1964 | 12057.0268 | 11504.7971
VIC1 | Grid Battery | 6.6015e-05 | 6.847e-05 | 6.5509e-05 | 6.2334e-05 | 6.444e-05 | 6.5899e-05 | 7.293e-05 | 7.3849e-05 | 0.00015585 | 0.00014871 | 0.00014228 | 0.00087773 | 0.00083753 | 0.00079917 | 0.0012075 | 0.0011489 | 0.0010982 | 0.0010479 | 0.0046455 | 0.0044204 | 1774.7465 | 1693.4604 | 1620.2204 | 1541.6888 | 1471.0771 | 1403.6995 | 1342.9913 | 1277.8968 | 1219.3672
VIC1 | Pumped Hydro | 0 | 0 | 7.4501e-05 | 0.0001231 | 0.00011746 | 0.00012071 | 0.00011549 | 0.00010989 | 0.0001514 | 0.00018825 | 0.00026919 | 2277.8025 | 2173.4757 | 2073.9272 | 5366.5146 | 5106.401 | 5271.4068 | 5029.9683 | 4812.4286 | 4579.1714 | 8366.1817 | 7982.9978 | 7637.7433 | 7267.5439 | 6934.6793 | 6617.0604 | 6330.8809 | 6024.0247 | 5748.1152
VIC1 | VPP | 0 | 0 | 0 | 0 | 0 | 0 | 0 | 0 | 0 | 0 | 0 | 0 | 0 | 0 | 0 | 0 | 0 | 0 | 0 | 0 | 0 | 0 | 0 | 0 | 0 | 0 | 0 | 0 | 0
Total excluding storage |  | 0.0010223 | 0.00099475 | 0.0010207 | -271404.1629 | -265689.9554 | -280468.6005 | -423196.5216 | -397308.6187 | -345590.1344 | -297306.0928 | -240675.8375 | -181949.1643 | -173615.6147 | -163919.5553 | -153928.3257 | -141200.7107 | -121398.4149 | -113136.4499 | -103390.1476 | -98329.821 | -91919.5069 | -76522.8036 | -73213.2893 | -69664.6602 | -66473.9122 | -53723.0153 | -16383.0281 | 68531.3646 | 65392.5239
Region | Technology | 2021-22 | 2022-23 | 2023-24 | 2024-25 | 2025-26 | 2026-27 | 2027-28 | 2028-29 | 2029-30 | 2030-31 | 2031-32 | 2032-33 | 2033-34 | 2034-35 | 2035-36 | 2036-37 | 2037-38 | 2038-39 | 2039-40 | 2040-41 | 2041-42 | 2042-43 | 2043-44 | 2044-45 | 2045-46 | 2046-47 | 2047-48 | 2048-49 | 2049-50
SA1 | Black Coal | 0 | 0 | 0 | 0 | 0 | 0 | 0 | 0 | 0 | 0 | 0 | 0 | 0 | 0 | 0 | 0 | 0 | 0 | 0 | 0 | 0 | 0 | 0 | 0 | 0 | 0 | 0 | 0 | 0
SA1 | Brown Coal | 0 | 0 | 0 | 0 | 0 | 0 | 0 | 0 | 0 | 0 | 0 | 0 | 0 | 0 | 0 | 0 | 0 | 0 | 0 | 0 | 0 | 0 | 0 | 0 | 0 | 0 | 0 | 0 | 0
SA1 | CCGT | 1.0468e-05 | 9.9888e-06 | 1.227e-05 | 1.3031e-05 | 1.2435e-05 | 1.1865e-05 | 1.1352e-05 | 1.0802e-05 | 1.117e-05 | 1.0659e-05 | 1.0198e-05 | 1.4227e-05 | 1.3575e-05 | 1.2953e-05 | 1.2393e-05 | 1.1792e-05 | 1.4324e-05 | 1.3668e-05 | 1.4028e-05 | 1.3348e-05 | 1.6677e-05 | 1.5913e-05 | 1.6014e-05 | 1.5238e-05 | 1.454e-05 | 2.8818e-05 | 2.7572e-05 | 2.6235e-05 | 2.5034e-05
SA1 | Gas - Steam | 0 | 0 | 0 | 0 | 0 | 0 | 0 | 0 | 0 | 0 | 0 | 0 | 0 | 0 | 0 | 0 | 0 | 0 | 0 | 0 | 0 | 0 | 0 | 0 | 0 | 0 | 0 | 0 | 0
SA1 | OCGT / Diesel | 4.1351e-05 | 3.9457e-05 | 3.775e-05 | 3.592e-05 | 3.4275e-05 | 3.2705e-05 | 3.1291e-05 | 2.9774e-05 | 2.9174e-05 | 2.8686e-05 | 2.8222e-05 | 6.3851e-05 | 6.0926e-05 | 5.8136e-05 | 0.00013034 | 0.00012402 | 0.00018201 | 0.00017367 | 0.00016791 | 0.00015977 | 1499.6688 | 1430.9817 | 1369.0936 | 1731.9529 | 1652.6268 | 1576.934 | 1508.7336 | 1435.6057 | 1369.8528
SA1 | Hydro | 0 | 0 | 0 | 0 | 0 | 0 | 0 | 0 | 0 | 0 | 0 | 0 | 0 | 0 | 0 | 0 | 0 | 0 | 0 | 0 | 0 | 0 | 0 | 0 | 0 | 0 | 0 | 0 | 0
SA1 | Wind | 0.0028772 | 0.0027454 | 2702.4119 | 21069.3761 | 20104.3665 | 19183.5561 | 19457.7777 | 31375.613 | 29938.562 | 28567.3302 | 27331.8294 | 33508.0207 | 31973.3022 | 30508.8762 | 30682.1704 | 29195.0147 | 29524.3118 | 30225.9497 | 28918.7159 | 29060.5603 | 29887.6843 | 28695.4383 | 28528.775 | 27145.9927 | 26352.0589 | 26275.5811 | 25139.1955 | 23920.7052 | 22825.1004
SA1 | Solar PV | 0.00014494 | 0.00022783 | 0.00028576 | 0.00038555 | 0.00036789 | 0.00035104 | 0.0006855 | 0.00065379 | 0.00075348 | 0.0012204 | 0.0021414 | 0.0020437 | 0.0021791 | 0.0020852 | 0.001995 | 757.7688 | 1475.091 | 1407.5296 | 1346.6558 | 4080.9032 | 5180.1798 | 5833.462 | 5581.1722 | 5310.6542 | 5067.4182 | 4835.3227 | 4626.2011 | 4401.9704 | 4200.3535
SA1 | Grid Battery | 7.1513e-05 | 7.3824e-05 | 7.0631e-05 | 6.7208e-05 | 6.413e-05 | 6.4926e-05 | 7.5946e-05 | 7.8216e-05 | 0.00016902 | 0.00016128 | 0.0001543 | 0.0011313 | 0.0010795 | 0.00103 | 2604.3442 | 2478.1123 | 2364.611 | 2256.3082 | 3042.8871 | 2895.3991 | 6228.375 | 5943.1059 | 5686.0741 | 5410.4716 | 5162.6637 | 4926.2058 | 4713.1537 | 4484.7083 | 4279.3019
SA1 | Pumped Hydro | 0 | 0 | 5.8398e-05 | 5.5567e-05 | 5.3022e-05 | 5.5452e-05 | 5.3054e-05 | 5.19e-05 | 5.6526e-05 | 5.8371e-05 | 5.8868e-05 | 0.00012118 | 0.00011563 | 0.00011034 | 0.00012877 | 0.00012253 | 0.0001447 | 0.00013807 | 0.0001321 | 0.0001257 | 0.0001528 | 0.0001458 | 0.0001395 | 0.00013273 | 0.00012666 | 0.00012085 | 0.00011563 | 0.00011002 | 0.00010498
SA1 | VPP | 0 | 0 | 0 | 0 | 0 | 0 | 0 | 0 | 0 | 0 | 0 | 0 | 0 | 0 | 0 | 0 | 0 | 0 | 0 | 0 | 0 | 0 | 0 | 0 | 0 | 0 | 0 | 0 | 0
Total excluding storage |  | 0.0030739 | 0.0030226 | 2702.4122 | 21069.3766 | 20104.3669 | 19183.5565 | 19457.7785 | 31375.6137 | 29938.5628 | 28567.3315 | 27331.8316 | 33508.0229 | 31973.3045 | 30508.8783 | 30682.1725 | 29952.7836 | 30999.4031 | 31633.4795 | 30265.3718 | 33141.4637 | 36567.533 | 35959.8821 | 35479.0408 | 34188.5999 | 33072.1039 | 32687.8378 | 31274.1303 | 29758.2813 | 28395.3067
Region | Technology | 2021-22 | 2022-23 | 2023-24 | 2024-25 | 2025-26 | 2026-27 | 2027-28 | 2028-29 | 2029-30 | 2030-31 | 2031-32 | 2032-33 | 2033-34 | 2034-35 | 2035-36 | 2036-37 | 2037-38 | 2038-39 | 2039-40 | 2040-41 | 2041-42 | 2042-43 | 2043-44 | 2044-45 | 2045-46 | 2046-47 | 2047-48 | 2048-49 | 2049-50
TAS1 | Black Coal | 0 | 0 | 0 | 0 | 0 | 0 | 0 | 0 | 0 | 0 | 0 | 0 | 0 | 0 | 0 | 0 | 0 | 0 | 0 | 0 | 0 | 0 | 0 | 0 | 0 | 0 | 0 | 0 | 0
TAS1 | Brown Coal | 0 | 0 | 0 | 0 | 0 | 0 | 0 | 0 | 0 | 0 | 0 | 0 | 0 | 0 | 0 | 0 | 0 | 0 | 0 | 0 | 0 | 0 | 0 | 0 | 0 | 0 | 0 | 0 | 0
TAS1 | CCGT | 9.2533e-06 | 8.8295e-06 | 8.4476e-06 | 8.0382e-06 | 7.67e-06 | 7.3187e-06 | 8.2494e-06 | 8.604e-06 | 8.21e-06 | 7.8339e-06 | 7.4951e-06 | 8.6974e-06 | 8.299e-06 | 7.9189e-06 | 7.5764e-06 | 7.2092e-06 | 6.879e-06 | 6.5639e-06 | 7.6786e-06 | 7.3064e-06 | 7.8247e-06 | 7.4663e-06 | 7.1434e-06 | 6.7971e-06 | 6.4858e-06 | 9.0943e-06 | 8.7009e-06 | 1.0243e-05 | 9.7743e-06
TAS1 | Gas - Steam | 0 | 0 | 0 | 0 | 0 | 0 | 0 | 0 | 0 | 0 | 0 | 0 | 0 | 0 | 0 | 0 | 0 | 0 | 0 | 0 | 0 | 0 | 0 | 0 | 0 | 0 | 0 | 0 | 0
TAS1 | OCGT / Diesel | 4.1857e-05 | 3.994e-05 | 3.8212e-05 | 3.636e-05 | 3.4695e-05 | 3.3106e-05 | 3.1674e-05 | 3.0139e-05 | 2.9545e-05 | 2.9029e-05 | 2.8566e-05 | 3.811e-05 | 3.6365e-05 | 3.4699e-05 | 3.3199e-05 | 3.1589e-05 | 3.0143e-05 | 2.8762e-05 | 4.7567e-05 | 4.5262e-05 | 4.3939e-05 | 4.1927e-05 | 4.0114e-05 | 3.8169e-05 | 3.6421e-05 | 3.563e-05 | 3.4089e-05 | 4.3487e-05 | 4.1496e-05
TAS1 | Hydro | 0 | 0 | 0 | 0 | 0 | 0 | 0 | 0 | 0 | 0 | 0 | 0 | 0 | 0 | 0 | 0 | 0 | 0 | 0 | 0 | 0 | 0 | 0 | 0 | 0 | 0 | 0 | 0 | 0
TAS1 | Wind | 6405.917 | 6112.5162 | 14575.9516 | 13869.4591 | 13234.2166 | 12628.0693 | 23150.1391 | 22028.0579 | 38284.8555 | 36531.3506 | 34951.416 | 33257.3326 | 31734.0959 | 30280.6259 | 28971.0272 | 27566.8093 | 26304.2074 | 26538.5254 | 25390.7678 | 24160.0839 | 23053.5162 | 21997.63 | 21046.2603 | 20026.1536 | 19108.9251 | 19747.7511 | 19177.6734 | 18248.1365 | 17412.344
TAS1 | Solar PV | 1.78e-05 | 2.6713e-05 | 2.8207e-05 | 2.6839e-05 | 2.561e-05 | 2.4437e-05 | 2.338e-05 | 2.2247e-05 | 4.9008e-05 | 5.8614e-05 | 6.4284e-05 | 7.209e-05 | 6.8789e-05 | 6.5638e-05 | 6.2799e-05 | 5.9755e-05 | 5.7018e-05 | 5.4407e-05 | 5.2054e-05 | 4.9531e-05 | 5.6077e-05 | 5.6296e-05 | 5.3861e-05 | 5.1251e-05 | 5.1835e-05 | 5.7929e-05 | 5.5423e-05 | 5.8026e-05 | 7e-05
TAS1 | Grid Battery | 6.6778e-05 | 6.3719e-05 | 6.0963e-05 | 5.8008e-05 | 5.7045e-05 | 5.6363e-05 | 6.3312e-05 | 7.1134e-05 | 0.00012019 | 0.00012233 | 0.00011704 | 0.00018212 | 0.00017378 | 0.00016582 | 0.00015865 | 0.00015096 | 0.00014815 | 0.00015132 | 0.0002489 | 0.00023684 | 0.00026573 | 0.00025356 | 0.0002426 | 0.00023084 | 0.00022148 | 0.0002187 | 0.00021052 | 0.0002621 | 0.00025087
TAS1 | Pumped Hydro | 0 | 0 | 0.00017089 | 0.00016407 | 0.00016702 | 0.00017076 | 0.00021258 | 0.00022042 | 1909.4466 | 2052.0582 | 1990.1345 | 6151.9453 | 5870.1768 | 5601.3138 | 5359.064 | 5099.3116 | 4865.7553 | 4642.8963 | 5213.4756 | 4960.7798 | 4733.5685 | 4516.7639 | 4321.4196 | 4111.9615 | 3923.6274 | 3743.9192 | 3581.9995 | 3408.3809 | 3252.2718
TAS1 | VPP | 0 | 0 | 0 | 0 | 0 | 0 | 0 | 0 | 0 | 0 | 0 | 0 | 0 | 0 | 0 | 0 | 0 | 0 | 0 | 0 | 0 | 0 | 0 | 0 | 0 | 0 | 0 | 0 | 0
Total excluding storage |  | 6405.9171 | 6112.5163 | 14575.9517 | 13869.4591 | 13234.2167 | 12628.0694 | 23150.1392 | 22028.058 | 38284.8555 | 36531.3507 | 34951.4161 | 33257.3327 | 31734.0961 | 30280.626 | 28971.0273 | 27566.8094 | 26304.2075 | 26538.5255 | 25390.7679 | 24160.084 | 23053.5163 | 21997.6301 | 21046.2604 | 20026.1537 | 19108.9252 | 19747.7512 | 19177.6735 | 18248.1367 | 17412.3441

## Marinus_Fuel Cost
Fuel cost by technology ($000s) - Marinus Link, Central No State Based Schemes Sensitivity
Fuel | Real June 2020 dollars discounted to 1 July 2020
Explicitly modelled generation
Region | Technology | 2021-22 | 2022-23 | 2023-24 | 2024-25 | 2025-26 | 2026-27 | 2027-28 | 2028-29 | 2029-30 | 2030-31 | 2031-32 | 2032-33 | 2033-34 | 2034-35 | 2035-36 | 2036-37 | 2037-38 | 2038-39 | 2039-40 | 2040-41 | 2041-42 | 2042-43 | 2043-44 | 2044-45 | 2045-46 | 2046-47 | 2047-48 | 2048-49 | 2049-50
NEM | Black Coal | 1512076.7358 | 1343997.2022 | 1281113.5364 | 1042843.1958 | 931826.9296 | 850587.8723 | 829026.9769 | 838015.0953 | 715618.9112 | 652908.487 | 561106.7736 | 347971.7527 | 335647.453 | 287197.1501 | 209196.2884 | 199966.8771 | 180344.8007 | 172050.5768 | 152710.3451 | 141420.0217 | 108814.8551 | 68543.2091 | 51441.7983 | 37481.0678 | 34532.0814 | 38951.4225 | 36288.4728 | 33547.745 | 30562.4821
NEM | Brown Coal | 215320.0091 | 182842.1681 | 185887.487 | 97568.8468 | 92548.8552 | 75361.4068 | 0.011834 | 0.0080981 | 0.0075143 | 0.0068007 | 0.0057089 | 0.0053297 | 0.0052818 | 0.0046652 | 0.0044176 | 0.0039805 | 0.0033252 | 0.0035857 | 0.0030083 | 0.0021336 | 0.0027652 | 0.0029745 | 0.0027802 | 0.0022847 | 0.0022001 | 0.0028328 | 0.00053063 | 0 | 0
NEM | CCGT | 185364.0637 | 177261.5276 | 136936.3866 | 176568.0624 | 191588.2803 | 151724.511 | 141360.3105 | 146244.5356 | 157939.1585 | 154048.1386 | 166826.5671 | 219286.9408 | 241765.0365 | 215146.6431 | 158404.3553 | 123321.5087 | 121789.8486 | 122182.5364 | 105122.8418 | 114112.5065 | 106140.2822 | 120673.9246 | 73130.2155 | 71762.3104 | 40280.5708 | 30894.871 | 29721.8386 | 28392.2005 | 27265.8342
NEM | Gas - Steam | 86005.9269 | 82707.1162 | 77631.7289 | 16727.9186 | 15255.4359 | 16844.4562 | 13525.628 | 14260.1976 | 11081.9469 | 11972.0941 | 11753.8124 | 19032.4799 | 18230.8947 | 23724.5476 | 9003.2417 | 8640.4795 | 14822.4482 | 7459.397 | 2844.0118 | 3883.3978 | 3230.7122 | 4690.7915 | 3908.2458 | 3494.1445 | 3963.6668 | 0 | 0 | 0 | 0
NEM | OCGT / Diesel | 4789.5343 | 2000.9964 | 9493.9121 | 18461.18 | 11234.4982 | 13945.221 | 8668.9245 | 16818.1547 | 10014.4871 | 14630.403 | 15694.325 | 33430.1833 | 26489.7773 | 25422.8735 | 30444.3883 | 29504.4569 | 55490.9741 | 21559.9664 | 69964.0919 | 120490.1594 | 96335.8847 | 104738.028 | 208826.4035 | 108303.4071 | 132972.1361 | 335543.3176 | 319513.5507 | 352865.8344 | 375822.411
NEM | Hydro | 0 | 0 | 0 | 0 | 0 | 0 | 0 | 0 | 0 | 0 | 0 | 0 | 0 | 0 | 0 | 0 | 0 | 0 | 0 | 0 | 0 | 0 | 0 | 0 | 0 | 0 | 0 | 0 | 0
NEM | Wind | 0 | 0 | 0 | 0 | 0 | 0 | 0 | 0 | 0 | 0 | 0 | 0 | 0 | 0 | 0 | 0 | 0 | 0 | 0 | 0 | 0 | 0 | 0 | 0 | 0 | 0 | 0 | 0 | 0
NEM | Solar PV | 0 | 0 | 0 | 0 | 0 | 0 | 0 | 0 | 0 | 0 | 0 | 0 | 0 | 0 | 0 | 0 | 0 | 0 | 0 | 0 | 0 | 0 | 0 | 0 | 0 | 0 | 0 | 0 | 0
NEM | Grid Battery | 0 | 0 | 0 | 0 | 0 | 0 | 0 | 0 | 0 | 0 | 0 | 0 | 0 | 0 | 0 | 0 | 0 | 0 | 0 | 0 | 0 | 0 | 0 | 0 | 0 | 0 | 0 | 0 | 0
NEM | Pumped Hydro | 0 | 0 | 0 | 0 | 0 | 0 | 0 | 0 | 0 | 0 | 0 | 0 | 0 | 0 | 0 | 0 | 0 | 0 | 0 | 0 | 0 | 0 | 0 | 0 | 0 | 0 | 0 | 0 | 0
NEM | VPP | 0 | 0 | 0 | 0 | 0 | 0 | 0 | 0 | 0 | 0 | 0 | 0 | 0 | 0 | 0 | 0 | 0 | 0 | 0 | 0 | 0 | 0 | 0 | 0 | 0 | 0 | 0 | 0 | 0
Total excluding storage |  | 2003556.2698 | 1788809.0105 | 1691063.0511 | 1352169.2035 | 1242453.9993 | 1108463.4672 | 992581.8517 | 1015337.9912 | 894654.5113 | 833559.1295 | 755381.4838 | 619721.3619 | 622133.1668 | 551491.219 | 407048.2782 | 361433.3262 | 372448.0749 | 323252.4801 | 330641.2937 | 379906.0875 | 314521.737 | 298645.9561 | 337306.6659 | 221040.932 | 211748.4573 | 405389.6139 | 385523.8626 | 414805.78 | 433650.7273
Region | Technology | 2021-22 | 2022-23 | 2023-24 | 2024-25 | 2025-26 | 2026-27 | 2027-28 | 2028-29 | 2029-30 | 2030-31 | 2031-32 | 2032-33 | 2033-34 | 2034-35 | 2035-36 | 2036-37 | 2037-38 | 2038-39 | 2039-40 | 2040-41 | 2041-42 | 2042-43 | 2043-44 | 2044-45 | 2045-46 | 2046-47 | 2047-48 | 2048-49 | 2049-50
NSW1 | Black Coal | 862714.9191 | 751802.5247 | 696551.396 | 652605.4382 | 570034.6207 | 502283.8856 | 508143.2525 | 542296.3447 | 451738.4501 | 418242.8239 | 348979.071 | 134075.4364 | 154478.3739 | 133462.3564 | 64968.6142 | 75450.9697 | 74309.9854 | 69608.3343 | 61860.7923 | 51995.332 | 28142.0452 | 0 | 0 | 0 | 0 | 0 | 0 | 0 | 0
NSW1 | Brown Coal | 0 | 0 | 0 | 0 | 0 | 0 | 0 | 0 | 0 | 0 | 0 | 0 | 0 | 0 | 0 | 0 | 0 | 0 | 0 | 0 | 0 | 0 | 0 | 0 | 0 | 0 | 0 | 0 | 0
NSW1 | CCGT | 2322.1988 | 2213.1626 | 6475.8508 | 11577.6962 | 3930.6482 | 3647.6435 | 5363.6469 | 7920.9974 | 10952.3638 | 11222.7204 | 20487.7155 | 46672.8257 | 48354.2275 | 46639.0782 | 22598.5264 | 18213.8225 | 28472.1417 | 36301.377 | 32482.9822 | 35511.937 | 32026.6448 | 36381.2317 | 1127.1137 | 0.00080892 | 0.0007977 | 0.0023425 | 0.002211 | 0.0020669 | 0.0019286
NSW1 | Gas - Steam | 0 | 0 | 0 | 0 | 0 | 0 | 0 | 0 | 0 | 0 | 0 | 0 | 0 | 0 | 0 | 0 | 0 | 0 | 0 | 0 | 0 | 0 | 0 | 0 | 0 | 0 | 0 | 0 | 0
NSW1 | OCGT / Diesel | 0.00074635 | 0.00073965 | 1292.9042 | 5056.0046 | 871.4853 | 1210.458 | 976.3851 | 1695.8395 | 1275.9567 | 1743.1248 | 714.637 | 6020.1623 | 6304.8334 | 6428.0983 | 9405.2471 | 5987.7627 | 11854.1825 | 2875.2876 | 26030.5574 | 61437.9712 | 34763.2177 | 38350.9452 | 96801.9591 | 43974.5867 | 57492.6217 | 133047.1593 | 157971.0294 | 184855.2821 | 202343.054
NSW1 | Hydro | 0 | 0 | 0 | 0 | 0 | 0 | 0 | 0 | 0 | 0 | 0 | 0 | 0 | 0 | 0 | 0 | 0 | 0 | 0 | 0 | 0 | 0 | 0 | 0 | 0 | 0 | 0 | 0 | 0
NSW1 | Wind | 0 | 0 | 0 | 0 | 0 | 0 | 0 | 0 | 0 | 0 | 0 | 0 | 0 | 0 | 0 | 0 | 0 | 0 | 0 | 0 | 0 | 0 | 0 | 0 | 0 | 0 | 0 | 0 | 0
NSW1 | Solar PV | 0 | 0 | 0 | 0 | 0 | 0 | 0 | 0 | 0 | 0 | 0 | 0 | 0 | 0 | 0 | 0 | 0 | 0 | 0 | 0 | 0 | 0 | 0 | 0 | 0 | 0 | 0 | 0 | 0
NSW1 | Grid Battery | 0 | 0 | 0 | 0 | 0 | 0 | 0 | 0 | 0 | 0 | 0 | 0 | 0 | 0 | 0 | 0 | 0 | 0 | 0 | 0 | 0 | 0 | 0 | 0 | 0 | 0 | 0 | 0 | 0
NSW1 | Pumped Hydro | 0 | 0 | 0 | 0 | 0 | 0 | 0 | 0 | 0 | 0 | 0 | 0 | 0 | 0 | 0 | 0 | 0 | 0 | 0 | 0 | 0 | 0 | 0 | 0 | 0 | 0 | 0 | 0 | 0
NSW1 | VPP | 0 | 0 | 0 | 0 | 0 | 0 | 0 | 0 | 0 | 0 | 0 | 0 | 0 | 0 | 0 | 0 | 0 | 0 | 0 | 0 | 0 | 0 | 0 | 0 | 0 | 0 | 0 | 0 | 0
Total excluding storage |  | 865037.1187 | 754015.688 | 704320.1509 | 669239.139 | 574836.7543 | 507141.9871 | 514483.2845 | 551913.1815 | 463966.7706 | 431208.6691 | 370181.4234 | 186768.4243 | 209137.4347 | 186529.5329 | 96972.3877 | 99652.5549 | 114636.3096 | 108784.999 | 120374.332 | 148945.2402 | 94931.9077 | 74732.1768 | 97929.0728 | 43974.5875 | 57492.6225 | 133047.1616 | 157971.0316 | 184855.2841 | 202343.0559
Region | Technology | 2021-22 | 2022-23 | 2023-24 | 2024-25 | 2025-26 | 2026-27 | 2027-28 | 2028-29 | 2029-30 | 2030-31 | 2031-32 | 2032-33 | 2033-34 | 2034-35 | 2035-36 | 2036-37 | 2037-38 | 2038-39 | 2039-40 | 2040-41 | 2041-42 | 2042-43 | 2043-44 | 2044-45 | 2045-46 | 2046-47 | 2047-48 | 2048-49 | 2049-50
QLD1 | Black Coal | 649361.8167 | 592194.6775 | 584562.1404 | 390237.7576 | 361792.3089 | 348303.9867 | 320883.7243 | 295718.7506 | 263880.4611 | 234665.6632 | 212127.7027 | 213896.3163 | 181169.0792 | 153734.7937 | 144227.6742 | 124515.9074 | 106034.8153 | 102442.2425 | 90849.5528 | 89424.6897 | 80672.81 | 68543.2091 | 51441.7983 | 37481.0678 | 34532.0814 | 38951.4225 | 36288.4728 | 33547.745 | 30562.4821
QLD1 | Brown Coal | 0 | 0 | 0 | 0 | 0 | 0 | 0 | 0 | 0 | 0 | 0 | 0 | 0 | 0 | 0 | 0 | 0 | 0 | 0 | 0 | 0 | 0 | 0 | 0 | 0 | 0 | 0 | 0 | 0
QLD1 | CCGT | 90017.7476 | 87636.5717 | 92183.2345 | 129965.8925 | 138368.4105 | 116501.452 | 108838.92 | 112156.8985 | 122082.025 | 119004.6265 | 123438.71 | 136061.2172 | 154602.8552 | 126927.7391 | 114491.5191 | 86674.6466 | 93317.7051 | 85881.1576 | 72639.8577 | 78600.5677 | 74113.6352 | 84292.6908 | 72003.0997 | 71762.3077 | 40280.5682 | 30894.8653 | 29721.8332 | 28392.1951 | 27265.8291
QLD1 | Gas - Steam | 2283.8288 | 2225.1472 | 4287.739 | 4345.0855 | 4340.6605 | 4177.0015 | 3839.458 | 3543.948 | 3419.3455 | 3450.6918 | 3457.1732 | 3330.2835 | 3842.295 | 3095.123 | 2736.5172 | 2600.411 | 3145.7772 | 2934.277 | 2844.0118 | 3883.3978 | 3230.7122 | 4690.7915 | 3908.2458 | 3494.1445 | 3963.6668 | 0 | 0 | 0 | 0
QLD1 | OCGT / Diesel | 0.0012575 | 0.0012337 | 0.0012332 | 5807.3086 | 2406.454 | 2627.2344 | 2569.5182 | 8599.0141 | 6270.5887 | 8326.9719 | 11038.3097 | 16300.8835 | 11972.7897 | 5647.0145 | 8077.1293 | 13457.6244 | 20590.434 | 6883.9316 | 19140.7554 | 25496.759 | 26376.2324 | 33473.8892 | 33717.0854 | 31870.566 | 48392.6648 | 150273.5674 | 128768.6628 | 119056.0471 | 111816.5627
QLD1 | Hydro | 0 | 0 | 0 | 0 | 0 | 0 | 0 | 0 | 0 | 0 | 0 | 0 | 0 | 0 | 0 | 0 | 0 | 0 | 0 | 0 | 0 | 0 | 0 | 0 | 0 | 0 | 0 | 0 | 0
QLD1 | Wind | 0 | 0 | 0 | 0 | 0 | 0 | 0 | 0 | 0 | 0 | 0 | 0 | 0 | 0 | 0 | 0 | 0 | 0 | 0 | 0 | 0 | 0 | 0 | 0 | 0 | 0 | 0 | 0 | 0
QLD1 | Solar PV | 0 | 0 | 0 | 0 | 0 | 0 | 0 | 0 | 0 | 0 | 0 | 0 | 0 | 0 | 0 | 0 | 0 | 0 | 0 | 0 | 0 | 0 | 0 | 0 | 0 | 0 | 0 | 0 | 0
QLD1 | Grid Battery | 0 | 0 | 0 | 0 | 0 | 0 | 0 | 0 | 0 | 0 | 0 | 0 | 0 | 0 | 0 | 0 | 0 | 0 | 0 | 0 | 0 | 0 | 0 | 0 | 0 | 0 | 0 | 0 | 0
QLD1 | Pumped Hydro | 0 | 0 | 0 | 0 | 0 | 0 | 0 | 0 | 0 | 0 | 0 | 0 | 0 | 0 | 0 | 0 | 0 | 0 | 0 | 0 | 0 | 0 | 0 | 0 | 0 | 0 | 0 | 0 | 0
QLD1 | VPP | 0 | 0 | 0 | 0 | 0 | 0 | 0 | 0 | 0 | 0 | 0 | 0 | 0 | 0 | 0 | 0 | 0 | 0 | 0 | 0 | 0 | 0 | 0 | 0 | 0 | 0 | 0 | 0 | 0
Total excluding storage |  | 741663.3944 | 682056.3977 | 681033.1151 | 530356.0442 | 506907.8339 | 471609.6746 | 436131.6205 | 420018.6112 | 395652.4203 | 365447.9534 | 350061.8955 | 369588.7005 | 351587.0191 | 289404.6702 | 269532.8398 | 227248.5894 | 223088.7315 | 198141.6087 | 185474.1777 | 197405.4142 | 184393.3897 | 191000.5806 | 161070.2293 | 144608.086 | 127168.9811 | 220119.8551 | 194778.9687 | 180995.9872 | 169644.8739
Region | Technology | 2021-22 | 2022-23 | 2023-24 | 2024-25 | 2025-26 | 2026-27 | 2027-28 | 2028-29 | 2029-30 | 2030-31 | 2031-32 | 2032-33 | 2033-34 | 2034-35 | 2035-36 | 2036-37 | 2037-38 | 2038-39 | 2039-40 | 2040-41 | 2041-42 | 2042-43 | 2043-44 | 2044-45 | 2045-46 | 2046-47 | 2047-48 | 2048-49 | 2049-50
VIC1 | Black Coal | 0 | 0 | 0 | 0 | 0 | 0 | 0 | 0 | 0 | 0 | 0 | 0 | 0 | 0 | 0 | 0 | 0 | 0 | 0 | 0 | 0 | 0 | 0 | 0 | 0 | 0 | 0 | 0 | 0
VIC1 | Brown Coal | 215320.0091 | 182842.1681 | 185887.487 | 97568.8468 | 92548.8552 | 75361.4068 | 0.011834 | 0.0080981 | 0.0075143 | 0.0068007 | 0.0057089 | 0.0053297 | 0.0052818 | 0.0046652 | 0.0044176 | 0.0039805 | 0.0033252 | 0.0035857 | 0.0030083 | 0.0021336 | 0.0027652 | 0.0029745 | 0.0027802 | 0.0022847 | 0.0022001 | 0.0028328 | 0.00053063 | 0 | 0
VIC1 | CCGT | 0.00043869 | 0.00042866 | 0.00044408 | 0.00066364 | 0.00064653 | 0.00061592 | 0.00061153 | 0.00065911 | 0.0007019 | 0.00068181 | 0.00065785 | 0.00074488 | 0.00072233 | 0.00069052 | 0.00065486 | 0.0006278 | 0.00066508 | 0.00064505 | 0.0007093 | 0.00068111 | 0.00089379 | 0.00087726 | 0.0008447 | 0.00075358 | 0.00074717 | 0.0013625 | 0.0012942 | 0.0013965 | 0.001319
VIC1 | Gas - Steam | 841.4371 | 347.22 | 871.7219 | 4135.9182 | 2947.3792 | 3017.4232 | 2932.7225 | 4188.5248 | 1429.6551 | 2603.8448 | 2601.4512 | 4096.1165 | 4270.2905 | 5073.1855 | 6266.7245 | 6040.0685 | 11676.671 | 4525.12 | 0 | 0 | 0 | 0 | 0 | 0 | 0 | 0 | 0 | 0 | 0
VIC1 | OCGT / Diesel | 820.5039 | 0.0011473 | 1045.2872 | 2603.279 | 1720.1506 | 4656.233 | 2561.9234 | 3349.5902 | 1654.3675 | 2351.7344 | 1740.6761 | 4522.397 | 2113.9506 | 3387.0505 | 6199.5712 | 4079.563 | 8636.7426 | 1637.5698 | 10036.2421 | 11994.3333 | 11269.1229 | 5180.8215 | 25992.5931 | 12799.695 | 11804.388 | 18746.9583 | 2517.1714 | 11080.5521 | 20848.4659
VIC1 | Hydro | 0 | 0 | 0 | 0 | 0 | 0 | 0 | 0 | 0 | 0 | 0 | 0 | 0 | 0 | 0 | 0 | 0 | 0 | 0 | 0 | 0 | 0 | 0 | 0 | 0 | 0 | 0 | 0 | 0
VIC1 | Wind | 0 | 0 | 0 | 0 | 0 | 0 | 0 | 0 | 0 | 0 | 0 | 0 | 0 | 0 | 0 | 0 | 0 | 0 | 0 | 0 | 0 | 0 | 0 | 0 | 0 | 0 | 0 | 0 | 0
VIC1 | Solar PV | 0 | 0 | 0 | 0 | 0 | 0 | 0 | 0 | 0 | 0 | 0 | 0 | 0 | 0 | 0 | 0 | 0 | 0 | 0 | 0 | 0 | 0 | 0 | 0 | 0 | 0 | 0 | 0 | 0
VIC1 | Grid Battery | 0 | 0 | 0 | 0 | 0 | 0 | 0 | 0 | 0 | 0 | 0 | 0 | 0 | 0 | 0 | 0 | 0 | 0 | 0 | 0 | 0 | 0 | 0 | 0 | 0 | 0 | 0 | 0 | 0
VIC1 | Pumped Hydro | 0 | 0 | 0 | 0 | 0 | 0 | 0 | 0 | 0 | 0 | 0 | 0 | 0 | 0 | 0 | 0 | 0 | 0 | 0 | 0 | 0 | 0 | 0 | 0 | 0 | 0 | 0 | 0 | 0
VIC1 | VPP | 0 | 0 | 0 | 0 | 0 | 0 | 0 | 0 | 0 | 0 | 0 | 0 | 0 | 0 | 0 | 0 | 0 | 0 | 0 | 0 | 0 | 0 | 0 | 0 | 0 | 0 | 0 | 0 | 0
Total excluding storage |  | 216981.9505 | 183189.3897 | 187804.4966 | 104308.0447 | 97216.3857 | 83035.0636 | 5494.6583 | 7538.1237 | 3084.0308 | 4955.5867 | 4342.1337 | 8618.5196 | 6384.2471 | 8460.2414 | 12466.3008 | 10119.6361 | 20313.4176 | 6162.694 | 10036.2458 | 11994.3361 | 11269.1266 | 5180.8253 | 25992.5968 | 12799.6981 | 11804.3909 | 18746.9625 | 2517.1733 | 11080.5535 | 20848.4672
Region | Technology | 2021-22 | 2022-23 | 2023-24 | 2024-25 | 2025-26 | 2026-27 | 2027-28 | 2028-29 | 2029-30 | 2030-31 | 2031-32 | 2032-33 | 2033-34 | 2034-35 | 2035-36 | 2036-37 | 2037-38 | 2038-39 | 2039-40 | 2040-41 | 2041-42 | 2042-43 | 2043-44 | 2044-45 | 2045-46 | 2046-47 | 2047-48 | 2048-49 | 2049-50
SA1 | Black Coal | 0 | 0 | 0 | 0 | 0 | 0 | 0 | 0 | 0 | 0 | 0 | 0 | 0 | 0 | 0 | 0 | 0 | 0 | 0 | 0 | 0 | 0 | 0 | 0 | 0 | 0 | 0 | 0 | 0
SA1 | Brown Coal | 0 | 0 | 0 | 0 | 0 | 0 | 0 | 0 | 0 | 0 | 0 | 0 | 0 | 0 | 0 | 0 | 0 | 0 | 0 | 0 | 0 | 0 | 0 | 0 | 0 | 0 | 0 | 0 | 0
SA1 | CCGT | 93024.1165 | 87411.7924 | 38277.3005 | 35024.4726 | 49289.2206 | 31575.4146 | 27157.7425 | 26166.6385 | 24904.7685 | 23820.7905 | 22900.1405 | 36552.8967 | 38807.9527 | 41579.8246 | 21314.3086 | 18433.0386 | 0.00071314 | 0.00068837 | 0.00070188 | 0.00066712 | 0.00081689 | 0.00080171 | 0.00081322 | 0.00072621 | 0.00071805 | 0.0014864 | 0.0013997 | 0.0013294 | 0.0012443
SA1 | Gas - Steam | 82880.661 | 80134.749 | 72472.268 | 8246.9149 | 7967.3962 | 9650.0315 | 6753.4475 | 6527.7248 | 6232.9463 | 5917.5575 | 5695.188 | 11606.0799 | 10118.3092 | 15556.2391 | 0 | 0 | 0 | 0 | 0 | 0 | 0 | 0 | 0 | 0 | 0 | 0 | 0 | 0 | 0
SA1 | OCGT / Diesel | 3969.0279 | 2000.9928 | 7155.719 | 4994.5872 | 6236.4078 | 5451.2951 | 2561.0974 | 3155.3395 | 809.8089 | 2162.8119 | 2162.3667 | 6422.1206 | 6031.6505 | 9874.6428 | 6680.6208 | 5956.4619 | 14063.2208 | 10163.1768 | 14708.0973 | 21544.3725 | 23818.3321 | 27709.5737 | 52190.143 | 19449.9417 | 15191.9012 | 33422.2195 | 30234.6419 | 37530.7585 | 40530.028
SA1 | Hydro | 0 | 0 | 0 | 0 | 0 | 0 | 0 | 0 | 0 | 0 | 0 | 0 | 0 | 0 | 0 | 0 | 0 | 0 | 0 | 0 | 0 | 0 | 0 | 0 | 0 | 0 | 0 | 0 | 0
SA1 | Wind | 0 | 0 | 0 | 0 | 0 | 0 | 0 | 0 | 0 | 0 | 0 | 0 | 0 | 0 | 0 | 0 | 0 | 0 | 0 | 0 | 0 | 0 | 0 | 0 | 0 | 0 | 0 | 0 | 0
SA1 | Solar PV | 0 | 0 | 0 | 0 | 0 | 0 | 0 | 0 | 0 | 0 | 0 | 0 | 0 | 0 | 0 | 0 | 0 | 0 | 0 | 0 | 0 | 0 | 0 | 0 | 0 | 0 | 0 | 0 | 0
SA1 | Grid Battery | 0 | 0 | 0 | 0 | 0 | 0 | 0 | 0 | 0 | 0 | 0 | 0 | 0 | 0 | 0 | 0 | 0 | 0 | 0 | 0 | 0 | 0 | 0 | 0 | 0 | 0 | 0 | 0 | 0
SA1 | Pumped Hydro | 0 | 0 | 0 | 0 | 0 | 0 | 0 | 0 | 0 | 0 | 0 | 0 | 0 | 0 | 0 | 0 | 0 | 0 | 0 | 0 | 0 | 0 | 0 | 0 | 0 | 0 | 0 | 0 | 0
SA1 | VPP | 0 | 0 | 0 | 0 | 0 | 0 | 0 | 0 | 0 | 0 | 0 | 0 | 0 | 0 | 0 | 0 | 0 | 0 | 0 | 0 | 0 | 0 | 0 | 0 | 0 | 0 | 0 | 0 | 0
Total excluding storage |  | 179873.8054 | 169547.5343 | 117905.2876 | 48265.9747 | 63493.0246 | 46676.7411 | 36472.2874 | 35849.7029 | 31947.5237 | 31901.1599 | 30757.6952 | 54581.0972 | 54957.9124 | 67010.7066 | 27994.9294 | 24389.5005 | 14063.2215 | 10163.1775 | 14708.098 | 21544.3732 | 23818.3329 | 27709.5745 | 52190.1438 | 19449.9424 | 15191.902 | 33422.221 | 30234.6433 | 37530.7598 | 40530.0292
Region | Technology | 2021-22 | 2022-23 | 2023-24 | 2024-25 | 2025-26 | 2026-27 | 2027-28 | 2028-29 | 2029-30 | 2030-31 | 2031-32 | 2032-33 | 2033-34 | 2034-35 | 2035-36 | 2036-37 | 2037-38 | 2038-39 | 2039-40 | 2040-41 | 2041-42 | 2042-43 | 2043-44 | 2044-45 | 2045-46 | 2046-47 | 2047-48 | 2048-49 | 2049-50
TAS1 | Black Coal | 0 | 0 | 0 | 0 | 0 | 0 | 0 | 0 | 0 | 0 | 0 | 0 | 0 | 0 | 0 | 0 | 0 | 0 | 0 | 0 | 0 | 0 | 0 | 0 | 0 | 0 | 0 | 0 | 0
TAS1 | Brown Coal | 0 | 0 | 0 | 0 | 0 | 0 | 0 | 0 | 0 | 0 | 0 | 0 | 0 | 0 | 0 | 0 | 0 | 0 | 0 | 0 | 0 | 0 | 0 | 0 | 0 | 0 | 0 | 0 | 0
TAS1 | CCGT | 0.00043214 | 0.00041642 | 0.00042214 | 0.00041399 | 0.00039749 | 0.00039841 | 0.00044878 | 0.00047166 | 0.00046265 | 0.00045771 | 0.00044054 | 0.00051085 | 0.00049347 | 0.00047257 | 0.00045257 | 0.00043562 | 0.0004443 | 0.00044091 | 0.00049785 | 0.00047398 | 0.00050417 | 0.000485 | 0.00046523 | 0.0004274 | 0.00041512 | 0.00057564 | 0.0005485 | 0.0006382 | 0.00060538
TAS1 | Gas - Steam | 0 | 0 | 0 | 0 | 0 | 0 | 0 | 0 | 0 | 0 | 0 | 0 | 0 | 0 | 0 | 0 | 0 | 0 | 0 | 0 | 0 | 0 | 0 | 0 | 0 | 0 | 0 | 0 | 0
TAS1 | OCGT / Diesel | 0.00049191 | 0.00045794 | 0.000474 | 0.00047256 | 0.00046054 | 0.00047116 | 0.00051151 | 18.3714 | 3.7653 | 45.76 | 38.3355 | 164.6199 | 66.553 | 86.0675 | 81.82 | 23.0448 | 346.3942 | 0.00053689 | 48.4398 | 16.7234 | 108.9796 | 22.7984 | 124.6228 | 208.6176 | 90.5604 | 53.4132 | 22.0452 | 343.1947 | 284.3005
TAS1 | Hydro | 0 | 0 | 0 | 0 | 0 | 0 | 0 | 0 | 0 | 0 | 0 | 0 | 0 | 0 | 0 | 0 | 0 | 0 | 0 | 0 | 0 | 0 | 0 | 0 | 0 | 0 | 0 | 0 | 0
TAS1 | Wind | 0 | 0 | 0 | 0 | 0 | 0 | 0 | 0 | 0 | 0 | 0 | 0 | 0 | 0 | 0 | 0 | 0 | 0 | 0 | 0 | 0 | 0 | 0 | 0 | 0 | 0 | 0 | 0 | 0
TAS1 | Solar PV | 0 | 0 | 0 | 0 | 0 | 0 | 0 | 0 | 0 | 0 | 0 | 0 | 0 | 0 | 0 | 0 | 0 | 0 | 0 | 0 | 0 | 0 | 0 | 0 | 0 | 0 | 0 | 0 | 0
TAS1 | Grid Battery | 0 | 0 | 0 | 0 | 0 | 0 | 0 | 0 | 0 | 0 | 0 | 0 | 0 | 0 | 0 | 0 | 0 | 0 | 0 | 0 | 0 | 0 | 0 | 0 | 0 | 0 | 0 | 0 | 0
TAS1 | Pumped Hydro | 0 | 0 | 0 | 0 | 0 | 0 | 0 | 0 | 0 | 0 | 0 | 0 | 0 | 0 | 0 | 0 | 0 | 0 | 0 | 0 | 0 | 0 | 0 | 0 | 0 | 0 | 0 | 0 | 0
TAS1 | VPP | 0 | 0 | 0 | 0 | 0 | 0 | 0 | 0 | 0 | 0 | 0 | 0 | 0 | 0 | 0 | 0 | 0 | 0 | 0 | 0 | 0 | 0 | 0 | 0 | 0 | 0 | 0 | 0 | 0
Total excluding storage |  | 0.00092405 | 0.00087436 | 0.00089614 | 0.00088654 | 0.00085803 | 0.00086958 | 0.00096029 | 18.3718 | 3.7658 | 45.7604 | 38.3359 | 164.6204 | 66.5535 | 86.0679 | 81.8204 | 23.0453 | 346.3946 | 0.0009778 | 48.4403 | 16.7238 | 108.9801 | 22.7988 | 124.6233 | 208.6181 | 90.5608 | 53.4137 | 22.0457 | 343.1954 | 284.3011

## Marinus_Build Cost
New generation build cost (CAPEX) by technology ($000s) - Marinus Link, Central No State Based Schemes Sensitivity
CAPEX (Install) | Real June 2020 dollars discounted to 1 July 2020. The total capital costs are annualised for modelling purposes.
Explicitly modelled generation
Region | Technology | 2021-22 | 2022-23 | 2023-24 | 2024-25 | 2025-26 | 2026-27 | 2027-28 | 2028-29 | 2029-30 | 2030-31 | 2031-32 | 2032-33 | 2033-34 | 2034-35 | 2035-36 | 2036-37 | 2037-38 | 2038-39 | 2039-40 | 2040-41 | 2041-42 | 2042-43 | 2043-44 | 2044-45 | 2045-46 | 2046-47 | 2047-48 | 2048-49 | 2049-50
NEM | Black Coal | 0 | 0 | 0 | 0 | 0 | 0 | 0 | 0 | 0 | 0 | 0 | 0 | 0 | 0 | 0 | 0 | 0 | 0 | 0 | 0 | 0 | 0 | 0 | 0 | 0 | 0 | 0 | 0 | 0
NEM | Brown Coal | 0 | 0 | 0 | 0 | 0 | 0 | 0 | 0 | 0 | 0 | 0 | 0 | 0 | 0 | 0 | 0 | 0 | 0 | 0 | 0 | 0 | 0 | 0 | 0 | 0 | 0 | 0 | 0 | 0
NEM | CCGT | 0.00067016 | 0.00063946 | 0.00066119 | 0.00076873 | 0.00073352 | 0.00069992 | 0.00069858 | 0.00070734 | 0.00073532 | 0.00070164 | 0.000682 | 0.00090377 | 0.00086237 | 0.00082287 | 0.00078729 | 0.00074913 | 0.00082085 | 0.00078325 | 0.00088218 | 0.00083942 | 0.00098579 | 0.00096489 | 0.00093272 | 0.00088751 | 0.00085383 | 0.0015146 | 0.0014491 | 0.0014245 | 0.0013161
NEM | Gas - Steam | 0 | 0 | 0 | 0 | 0 | 0 | 0 | 0 | 0 | 0 | 0 | 0 | 0 | 0 | 0 | 0 | 0 | 0 | 0 | 0 | 0 | 0 | 0 | 0 | 0 | 0 | 0 | 0 | 0
NEM | OCGT / Diesel | 0.001714 | 0.0016504 | 0.001589 | 0.001512 | 0.0014428 | 0.0013767 | 0.0013171 | 0.0012742 | 0.0012323 | 0.0012145 | 0.0012078 | 0.0032561 | 0.0031069 | 0.0029646 | 0.0038732 | 0.0036855 | 0.0089378 | 0.0085284 | 18741.7525 | 17833.3446 | 27742.3881 | 26471.7443 | 25326.875 | 55267.7667 | 56874.3127 | 93097.5185 | 89071.1688 | 96770.9587 | 95258.6657
NEM | Hydro | 0 | 0 | 0 | 0 | 0 | 0 | 0 | 0 | 0 | 0 | 0 | 0 | 0 | 0 | 0 | 0 | 0 | 0 | 0 | 0 | 0 | 0 | 0 | 0 | 0 | 0 | 0 | 0 | 0
NEM | Wind | 446165.7916 | 425730.7203 | 613258.6042 | 1156384.3157 | 1125382.4349 | 1112614.6089 | 1297237.0552 | 1435237.4996 | 1451597.8467 | 1443625.7762 | 1396012.3026 | 1684753.2282 | 1672258.6989 | 1603765.2336 | 1558819.7562 | 1520636.9189 | 1554559.2811 | 1551240.4525 | 1531161.1303 | 1464469.1835 | 1518394.8505 | 1541664.8658 | 1479756.1763 | 1413011.934 | 1350252.6298 | 1203561.5263 | 1152691.6625 | 1033264.7515 | 816245.2127
NEM | Solar PV | 0.002495 | 0.0038389 | 0.00436 | 0.0060468 | 0.0060648 | 0.0070808 | 5764.976 | 5485.5498 | 38059.2682 | 48284.4186 | 105391.891 | 215799.4728 | 232307.1684 | 221667.1453 | 219850.6762 | 213146.3148 | 315278.7285 | 307397.0339 | 294102.5016 | 301167.9599 | 335570.8692 | 425110.2695 | 406724.7889 | 387010.9442 | 369741.8669 | 365853.573 | 350030.869 | 333064.9636 | 347047.7167
NEM | Grid Battery | 0.0029282 | 0.0029343 | 0.0028074 | 0.0026714 | 0.0026396 | 0.0025901 | 0.0029285 | 0.0038779 | 0.0054438 | 0.0052369 | 0.0050175 | 42593.35 | 41131.9559 | 39248.0495 | 58591.7314 | 55751.8054 | 64141.5446 | 61203.764 | 71355.2874 | 67896.7152 | 135964.4937 | 129737.1123 | 124126.1466 | 125486.4422 | 119738.9714 | 142125.2722 | 135978.5341 | 129387.6897 | 123461.5353
NEM | Pumped Hydro | 0 | 0 | 0.0055607 | 0.0063045 | 0.0061593 | 0.0062898 | 0.006728 | 0.0078953 | 16704.9033 | 17949.561 | 17407.1815 | 167761.3349 | 197225.3556 | 188192.1331 | 222962.4162 | 212155.4859 | 351481.1093 | 335382.7378 | 331326.8982 | 315267.5696 | 348138.5068 | 387474.51 | 370716.7283 | 352748.185 | 336591.7794 | 321175.3619 | 307284.9344 | 292390.9136 | 282702.5523
NEM | VPP | 0 | 0 | 0 | 0 | 0 | 0 | 0 | 0 | 0 | 0 | 0 | 0 | 0 | 0 | 0 | 0 | 0 | 0 | 0 | 0 | 0 | 0 | 0 | 0 | 0 | 0 | 0 | 0 | 0
Total excluding storage |  | 446165.7965 | 425730.7264 | 613258.6108 | 1156384.3241 | 1125382.4432 | 1112614.6181 | 1303002.0332 | 1440723.0513 | 1489657.1169 | 1491910.1967 | 1501404.1955 | 1900552.7051 | 1904565.8713 | 1825432.3827 | 1778670.437 | 1733783.2381 | 1869838.0194 | 1858637.4957 | 1844005.3852 | 1783470.4888 | 1881708.1088 | 1993246.8805 | 1911807.8411 | 1855290.6457 | 1776868.8103 | 1662512.6193 | 1591793.7017 | 1463100.6753 | 1258551.5964
Region | Technology | 2021-22 | 2022-23 | 2023-24 | 2024-25 | 2025-26 | 2026-27 | 2027-28 | 2028-29 | 2029-30 | 2030-31 | 2031-32 | 2032-33 | 2033-34 | 2034-35 | 2035-36 | 2036-37 | 2037-38 | 2038-39 | 2039-40 | 2040-41 | 2041-42 | 2042-43 | 2043-44 | 2044-45 | 2045-46 | 2046-47 | 2047-48 | 2048-49 | 2049-50
NSW1 | Black Coal | 0 | 0 | 0 | 0 | 0 | 0 | 0 | 0 | 0 | 0 | 0 | 0 | 0 | 0 | 0 | 0 | 0 | 0 | 0 | 0 | 0 | 0 | 0 | 0 | 0 | 0 | 0 | 0 | 0
NSW1 | Brown Coal | 0 | 0 | 0 | 0 | 0 | 0 | 0 | 0 | 0 | 0 | 0 | 0 | 0 | 0 | 0 | 0 | 0 | 0 | 0 | 0 | 0 | 0 | 0 | 0 | 0 | 0 | 0 | 0 | 0
NSW1 | CCGT | 0.00014055 | 0.00013411 | 0.00014351 | 0.00015773 | 0.00015051 | 0.00014361 | 0.0001512 | 0.00014387 | 0.00015253 | 0.00014555 | 0.00013925 | 0.00022892 | 0.00021843 | 0.00020843 | 0.00019942 | 0.00018975 | 0.00022264 | 0.00021244 | 0.00022598 | 0.00021503 | 0.00025659 | 0.00024484 | 0.00023425 | 0.0002229 | 0.00021269 | 0.000533 | 0.00050994 | 0.00048054 | 0.00045197
NSW1 | Gas - Steam | 0 | 0 | 0 | 0 | 0 | 0 | 0 | 0 | 0 | 0 | 0 | 0 | 0 | 0 | 0 | 0 | 0 | 0 | 0 | 0 | 0 | 0 | 0 | 0 | 0 | 0 | 0 | 0 | 0
NSW1 | OCGT / Diesel | 0.00034124 | 0.00033359 | 0.00032916 | 0.00031321 | 0.00029886 | 0.00028517 | 0.00027284 | 0.00025961 | 0.00024772 | 0.00024166 | 0.000237 | 0.0015184 | 0.0014489 | 0.0013825 | 0.001509 | 0.0014358 | 0.0062986 | 0.0060101 | 18741.7486 | 17833.3409 | 17016.5468 | 16237.1629 | 15534.9262 | 42898.974 | 40934.1355 | 39059.2895 | 37370.0247 | 43298.8087 | 41315.6572
NSW1 | Hydro | 0 | 0 | 0 | 0 | 0 | 0 | 0 | 0 | 0 | 0 | 0 | 0 | 0 | 0 | 0 | 0 | 0 | 0 | 0 | 0 | 0 | 0 | 0 | 0 | 0 | 0 | 0 | 0 | 0
NSW1 | Wind | 44636.0275 | 42591.6324 | 189265.8675 | 491576.3158 | 491023.6564 | 468534.0234 | 448270.5294 | 439435.1319 | 419308.3328 | 458616.6975 | 438782.1065 | 710099.3386 | 677575.7045 | 646541.7025 | 618579.5937 | 588597.2022 | 561638.5516 | 575748.826 | 575669.1645 | 547766.6321 | 612446.0162 | 584395.0536 | 559120.7078 | 532020.2726 | 507652.9316 | 470587.6744 | 450235.3527 | 382578.2055 | 268657.2943
NSW1 | Solar PV | 0.0005605 | 0.00091649 | 0.0010333 | 0.0014966 | 0.001723 | 0.0029379 | 5764.9688 | 5485.5427 | 38059.2594 | 46357.0132 | 45447.2706 | 100501.1723 | 119401.0195 | 113932.2705 | 116775.1982 | 112246.2957 | 182053.0597 | 180273.3035 | 172476.7115 | 166644.6687 | 177342.9197 | 225098.5487 | 215363.3216 | 204924.7175 | 195995.467 | 200065.0238 | 191412.4649 | 182134.7524 | 183786.0353
NSW1 | Grid Battery | 0.00055206 | 0.00057118 | 0.00054648 | 0.00051999 | 0.00049617 | 0.00047345 | 0.00056289 | 0.00056197 | 0.00093237 | 0.00088966 | 0.00085828 | 23100.327 | 22042.2968 | 21032.7259 | 27582.2088 | 26245.3063 | 25043.2312 | 23896.213 | 31377.5449 | 29856.6834 | 59700.1106 | 56965.7543 | 54502.0576 | 51860.3571 | 49485.0735 | 47218.5816 | 45176.4377 | 42986.7475 | 41017.8887
NSW1 | Pumped Hydro | 0 | 0 | 0.0014682 | 0.001611 | 0.0015372 | 0.0014668 | 0.0016163 | 0.0015919 | 0.001712 | 0.0019003 | 0.0019811 | 58888.6615 | 56191.4709 | 53617.8157 | 55491.4796 | 52801.822 | 134229.4144 | 128081.5022 | 122542.1395 | 116602.5539 | 111261.9789 | 106166.0104 | 101574.4649 | 96651.1771 | 92224.4056 | 88000.3869 | 84194.4817 | 80113.5971 | 76444.272
NSW1 | VPP | 0 | 0 | 0 | 0 | 0 | 0 | 0 | 0 | 0 | 0 | 0 | 0 | 0 | 0 | 0 | 0 | 0 | 0 | 0 | 0 | 0 | 0 | 0 | 0 | 0 | 0 | 0 | 0 | 0
Total excluding storage |  | 44636.0286 | 42591.6338 | 189265.869 | 491576.3177 | 491023.6586 | 468534.0268 | 454035.4987 | 444920.675 | 457367.5926 | 504973.7111 | 484229.3775 | 810600.5127 | 796976.7257 | 760473.9746 | 735354.7936 | 700843.4995 | 743691.6178 | 756022.1357 | 766887.6249 | 732244.6419 | 806805.4828 | 825730.7654 | 790018.9559 | 779843.9643 | 744582.5344 | 709711.9883 | 679017.8428 | 608011.7671 | 493758.9872
Region | Technology | 2021-22 | 2022-23 | 2023-24 | 2024-25 | 2025-26 | 2026-27 | 2027-28 | 2028-29 | 2029-30 | 2030-31 | 2031-32 | 2032-33 | 2033-34 | 2034-35 | 2035-36 | 2036-37 | 2037-38 | 2038-39 | 2039-40 | 2040-41 | 2041-42 | 2042-43 | 2043-44 | 2044-45 | 2045-46 | 2046-47 | 2047-48 | 2048-49 | 2049-50
QLD1 | Black Coal | 0 | 0 | 0 | 0 | 0 | 0 | 0 | 0 | 0 | 0 | 0 | 0 | 0 | 0 | 0 | 0 | 0 | 0 | 0 | 0 | 0 | 0 | 0 | 0 | 0 | 0 | 0 | 0 | 0
QLD1 | Brown Coal | 0 | 0 | 0 | 0 | 0 | 0 | 0 | 0 | 0 | 0 | 0 | 0 | 0 | 0 | 0 | 0 | 0 | 0 | 0 | 0 | 0 | 0 | 0 | 0 | 0 | 0 | 0 | 0 | 0
QLD1 | CCGT | 0.00014943 | 0.00014259 | 0.00013642 | 0.00017101 | 0.00016318 | 0.00015571 | 0.00014897 | 0.00015547 | 0.00016624 | 0.00015863 | 0.00016247 | 0.0002143 | 0.00020448 | 0.00019512 | 0.00018668 | 0.00017763 | 0.00018256 | 0.0001742 | 0.00022551 | 0.00021458 | 0.00022155 | 0.00023566 | 0.00022546 | 0.00021454 | 0.00021167 | 0.00034203 | 0.00032724 | 0.00031138 | 0.00028436
QLD1 | Gas - Steam | 0 | 0 | 0 | 0 | 0 | 0 | 0 | 0 | 0 | 0 | 0 | 0 | 0 | 0 | 0 | 0 | 0 | 0 | 0 | 0 | 0 | 0 | 0 | 0 | 0 | 0 | 0 | 0 | 0
QLD1 | OCGT / Diesel | 0.00034559 | 0.00033667 | 0.00032211 | 0.00030649 | 0.00029246 | 0.00027906 | 0.00026699 | 0.000275 | 0.0002624 | 0.00026563 | 0.00027744 | 0.00039675 | 0.00037858 | 0.00036124 | 0.00034562 | 0.00032886 | 0.00032429 | 0.00030943 | 0.0015117 | 0.0014384 | 0.0013725 | 0.0013097 | 0.001253 | 0.0012362 | 4137.8954 | 42776.51 | 40926.4802 | 43219.731 | 44160.166
QLD1 | Hydro | 0 | 0 | 0 | 0 | 0 | 0 | 0 | 0 | 0 | 0 | 0 | 0 | 0 | 0 | 0 | 0 | 0 | 0 | 0 | 0 | 0 | 0 | 0 | 0 | 0 | 0 | 0 | 0 | 0
QLD1 | Wind | 368962.847 | 352063.7852 | 336837.473 | 450267.3192 | 429644.3884 | 409966.0193 | 411954.9285 | 491558.7707 | 469044.6284 | 447561.6681 | 443026.7043 | 422517.1335 | 467834.9448 | 446407.3901 | 431493.7874 | 424044.5589 | 445214.6358 | 424823.1256 | 406450.0636 | 387138.2845 | 391039.2006 | 415152.925 | 397198.087 | 382925.1536 | 365386.5968 | 234464.5438 | 224324.2493 | 213451.3112 | 171109.3885
QLD1 | Solar PV | 0.00077973 | 0.001226 | 0.0013141 | 0.0016176 | 0.0015435 | 0.0014728 | 0.0014614 | 0.0015842 | 0.001692 | 0.00191 | 14047.9504 | 30567.4129 | 32056.0644 | 30587.8477 | 29264.9621 | 27846.497 | 56981.7967 | 54371.9435 | 52020.4258 | 58414.7689 | 74679.317 | 117290.6775 | 112218.0043 | 106778.8268 | 101888.1935 | 97221.5587 | 93016.8493 | 88508.3468 | 103698.8322
QLD1 | Grid Battery | 0.00059848 | 0.00057107 | 0.00054637 | 0.00051989 | 0.00053646 | 0.00051189 | 0.0006122 | 0.0015178 | 0.0014483 | 0.001382 | 0.0013222 | 19493.0104 | 19089.6471 | 18215.3121 | 17427.5229 | 16582.8154 | 26766.554 | 25540.605 | 24436.0062 | 23251.5993 | 37429.8918 | 35715.5457 | 34170.8936 | 39891.2969 | 38064.2145 | 64191.3439 | 61415.1495 | 58438.3728 | 55761.8061
QLD1 | Pumped Hydro | 0 | 0 | 0.00075401 | 0.00089477 | 0.00090879 | 0.00099879 | 0.0010385 | 0.0022506 | 0.0021476 | 0.0020492 | 0.0019606 | 29028.9371 | 64847.1135 | 61877.0166 | 59200.9141 | 56331.4612 | 114397.8803 | 109158.2827 | 108252.1599 | 103005.2058 | 100306.3322 | 150993.4275 | 144463.153 | 137461.0616 | 131165.135 | 125157.5716 | 119744.6652 | 113940.6724 | 112425.6047
QLD1 | VPP | 0 | 0 | 0 | 0 | 0 | 0 | 0 | 0 | 0 | 0 | 0 | 0 | 0 | 0 | 0 | 0 | 0 | 0 | 0 | 0 | 0 | 0 | 0 | 0 | 0 | 0 | 0 | 0 | 0
Total excluding storage |  | 368962.8483 | 352063.787 | 336837.4748 | 450267.3213 | 429644.3904 | 409966.0212 | 411954.9304 | 491558.7727 | 469044.6305 | 447561.6704 | 457074.6552 | 453084.547 | 499891.0098 | 476995.2384 | 460758.75 | 451891.0563 | 502196.4331 | 479195.0695 | 458470.4911 | 445553.0551 | 465718.5192 | 532443.6041 | 509416.0927 | 489703.9818 | 471412.6859 | 374462.6129 | 358267.5791 | 345179.3892 | 318968.387
Region | Technology | 2021-22 | 2022-23 | 2023-24 | 2024-25 | 2025-26 | 2026-27 | 2027-28 | 2028-29 | 2029-30 | 2030-31 | 2031-32 | 2032-33 | 2033-34 | 2034-35 | 2035-36 | 2036-37 | 2037-38 | 2038-39 | 2039-40 | 2040-41 | 2041-42 | 2042-43 | 2043-44 | 2044-45 | 2045-46 | 2046-47 | 2047-48 | 2048-49 | 2049-50
VIC1 | Black Coal | 0 | 0 | 0 | 0 | 0 | 0 | 0 | 0 | 0 | 0 | 0 | 0 | 0 | 0 | 0 | 0 | 0 | 0 | 0 | 0 | 0 | 0 | 0 | 0 | 0 | 0 | 0 | 0 | 0
VIC1 | Brown Coal | 0 | 0 | 0 | 0 | 0 | 0 | 0 | 0 | 0 | 0 | 0 | 0 | 0 | 0 | 0 | 0 | 0 | 0 | 0 | 0 | 0 | 0 | 0 | 0 | 0 | 0 | 0 | 0 | 0
VIC1 | CCGT | 0.0001342 | 0.00012806 | 0.00012252 | 0.00017673 | 0.00016864 | 0.00016091 | 0.00015395 | 0.00016625 | 0.00017512 | 0.0001671 | 0.00015988 | 0.000176 | 0.00016794 | 0.00016025 | 0.00015332 | 0.00014589 | 0.00015293 | 0.00014592 | 0.00016263 | 0.00015475 | 0.00020625 | 0.0001968 | 0.00018829 | 0.00017916 | 0.00017096 | 0.00025487 | 0.00024384 | 0.0002701 | 0.00023911
VIC1 | Gas - Steam | 0 | 0 | 0 | 0 | 0 | 0 | 0 | 0 | 0 | 0 | 0 | 0 | 0 | 0 | 0 | 0 | 0 | 0 | 0 | 0 | 0 | 0 | 0 | 0 | 0 | 0 | 0 | 0 | 0
VIC1 | OCGT / Diesel | 0.00034444 | 0.00032866 | 0.00031445 | 0.00029921 | 0.0002855 | 0.00027243 | 0.00026064 | 0.00024801 | 0.00024196 | 0.00023682 | 0.00023214 | 0.00052785 | 0.00050367 | 0.0004806 | 0.00074999 | 0.00071364 | 0.00068658 | 0.00065513 | 0.00070789 | 0.00067358 | 0.003092 | 0.0029503 | 0.0028227 | 0.0027176 | 0.0025931 | 0.0023677 | 0.0022653 | 0.0022969 | 0.0021917
VIC1 | Hydro | 0 | 0 | 0 | 0 | 0 | 0 | 0 | 0 | 0 | 0 | 0 | 0 | 0 | 0 | 0 | 0 | 0 | 0 | 0 | 0 | 0 | 0 | 0 | 0 | 0 | 0 | 0 | 0 | 0
VIC1 | Wind | 0.0046432 | 0.0044604 | 0.0045876 | 37689.9099 | 35963.6546 | 73092.8707 | 224476.65 | 240386.8531 | 229376.7682 | 218870.9624 | 209405.0713 | 225560.1051 | 215229.1079 | 213469.8226 | 217556.8294 | 230919.4869 | 275964.1594 | 275656.7802 | 285924.089 | 272287.4389 | 259816.2584 | 297926.1728 | 285041.2433 | 271225.3683 | 258802.8324 | 289150.8592 | 276645.4508 | 263236.5177 | 239515.5942
VIC1 | Solar PV | 0.00023738 | 0.00029929 | 0.00031976 | 0.00076836 | 0.00073317 | 0.00069959 | 0.0022837 | 0.0022031 | 0.0032903 | 1927.3978 | 45896.6608 | 84730.8787 | 80850.0751 | 77147.0182 | 73810.5074 | 70232.9313 | 70807.2031 | 67564.1257 | 64642.0629 | 61508.879 | 65172.1963 | 62187.2102 | 59497.6922 | 56613.8545 | 54020.8538 | 51546.6161 | 49317.2902 | 46926.894 | 44777.5719
VIC1 | Grid Battery | 0.00058276 | 0.00060371 | 0.0005776 | 0.00054961 | 0.00056221 | 0.00056804 | 0.00060943 | 0.0006076 | 0.001081 | 0.0010315 | 0.00098688 | 0.0050528 | 0.0048214 | 0.0046006 | 0.0067267 | 0.0064007 | 0.0061173 | 0.0058371 | 0.023353 | 0.022222 | 8410.3853 | 8025.1768 | 7678.0981 | 7305.9427 | 6971.3193 | 6652.0222 | 6364.3307 | 6055.8532 | 5778.4857
VIC1 | Pumped Hydro | 0 | 0 | 0.00087057 | 0.0014376 | 0.0013717 | 0.0014092 | 0.0013483 | 0.0012829 | 0.0017625 | 0.0021874 | 0.0031196 | 26214.6506 | 25013.9796 | 23868.3011 | 61552.8149 | 58569.366 | 60436.9852 | 57668.879 | 55174.773 | 52500.4661 | 95387.6152 | 91018.7168 | 87082.2726 | 82861.4175 | 79066.238 | 75444.8836 | 72181.988 | 68683.3458 | 65537.5437
VIC1 | VPP | 0 | 0 | 0 | 0 | 0 | 0 | 0 | 0 | 0 | 0 | 0 | 0 | 0 | 0 | 0 | 0 | 0 | 0 | 0 | 0 | 0 | 0 | 0 | 0 | 0 | 0 | 0 | 0 | 0
Total excluding storage |  | 0.0053592 | 0.0052164 | 0.0053443 | 37689.9111 | 35963.6557 | 73092.8719 | 224476.6527 | 240386.8557 | 229376.7719 | 220798.3606 | 255301.7325 | 310290.9845 | 296079.1837 | 290616.8414 | 291367.3377 | 301152.4191 | 346771.3633 | 343220.9067 | 350566.1527 | 333796.3187 | 324988.458 | 360113.3861 | 344538.9384 | 327839.2257 | 312823.6889 | 340697.4779 | 325962.7436 | 310163.4143 | 284293.1685
Region | Technology | 2021-22 | 2022-23 | 2023-24 | 2024-25 | 2025-26 | 2026-27 | 2027-28 | 2028-29 | 2029-30 | 2030-31 | 2031-32 | 2032-33 | 2033-34 | 2034-35 | 2035-36 | 2036-37 | 2037-38 | 2038-39 | 2039-40 | 2040-41 | 2041-42 | 2042-43 | 2043-44 | 2044-45 | 2045-46 | 2046-47 | 2047-48 | 2048-49 | 2049-50
SA1 | Black Coal | 0 | 0 | 0 | 0 | 0 | 0 | 0 | 0 | 0 | 0 | 0 | 0 | 0 | 0 | 0 | 0 | 0 | 0 | 0 | 0 | 0 | 0 | 0 | 0 | 0 | 0 | 0 | 0 | 0
SA1 | Brown Coal | 0 | 0 | 0 | 0 | 0 | 0 | 0 | 0 | 0 | 0 | 0 | 0 | 0 | 0 | 0 | 0 | 0 | 0 | 0 | 0 | 0 | 0 | 0 | 0 | 0 | 0 | 0 | 0 | 0
SA1 | CCGT | 0.00013239 | 0.00012632 | 0.00015505 | 0.00016458 | 0.00015704 | 0.00014985 | 0.00014337 | 0.00013642 | 0.00014092 | 0.00013447 | 0.00012865 | 0.00017843 | 0.00017026 | 0.00016246 | 0.00015543 | 0.0001479 | 0.0001788 | 0.00017061 | 0.00017485 | 0.00016637 | 0.0002067 | 0.00019723 | 0.00019827 | 0.00018866 | 0.00018002 | 0.00031093 | 0.00029749 | 0.00027252 | 0.00025476
SA1 | Gas - Steam | 0 | 0 | 0 | 0 | 0 | 0 | 0 | 0 | 0 | 0 | 0 | 0 | 0 | 0 | 0 | 0 | 0 | 0 | 0 | 0 | 0 | 0 | 0 | 0 | 0 | 0 | 0 | 0 | 0
SA1 | OCGT / Diesel | 0.00034478 | 0.00032899 | 0.00031476 | 0.0002995 | 0.00028579 | 0.0002727 | 0.0002609 | 0.00024826 | 0.00024247 | 0.00023755 | 0.00023293 | 0.00051089 | 0.00048749 | 0.00046517 | 0.0010054 | 0.00095668 | 0.0013893 | 0.0013257 | 0.0012843 | 0.001222 | 10725.8365 | 10234.5768 | 9791.9444 | 12368.7884 | 11802.279 | 11261.7165 | 10774.6615 | 10252.4165 | 9782.8401
SA1 | Hydro | 0 | 0 | 0 | 0 | 0 | 0 | 0 | 0 | 0 | 0 | 0 | 0 | 0 | 0 | 0 | 0 | 0 | 0 | 0 | 0 | 0 | 0 | 0 | 0 | 0 | 0 | 0 | 0 | 0
SA1 | Wind | 0.014832 | 0.014152 | 13865.3384 | 107113.1936 | 102207.2457 | 97525.9991 | 98625.2975 | 155468.2652 | 148347.5814 | 141553.036 | 135431.0466 | 165418.4575 | 157842.0396 | 150612.6332 | 150801.9066 | 143492.5829 | 144277.1556 | 147092.3402 | 140730.7838 | 140821.8661 | 143972.2241 | 138159.0816 | 136950.2392 | 130312.2968 | 126302.5947 | 125245.7163 | 119828.9978 | 109741.8694 | 75649.1496
SA1 | Solar PV | 0.0008196 | 0.001254 | 0.0015429 | 0.0020216 | 0.001929 | 0.0018406 | 0.0032912 | 0.0031383 | 0.0035283 | 0.0053716 | 0.0089623 | 0.0085515 | 0.0090566 | 0.0086635 | 0.0082888 | 2820.5906 | 5436.6687 | 5187.661 | 4963.3012 | 14599.643 | 18376.436 | 20533.8328 | 19645.7706 | 18693.5452 | 17837.3524 | 17020.3742 | 16284.2644 | 15494.9703 | 14785.2771
SA1 | Grid Battery | 0.00062707 | 0.0006466 | 0.00061864 | 0.00058865 | 0.00056169 | 0.00056252 | 0.00062987 | 0.00063612 | 0.0011573 | 0.0011043 | 0.0010566 | 0.0064242 | 0.0061299 | 0.0058492 | 13581.992 | 12923.6764 | 12331.7523 | 11766.9392 | 15541.7117 | 14788.4089 | 30424.1048 | 29030.6343 | 27775.0962 | 26428.8445 | 25218.3631 | 24063.3235 | 23022.6152 | 21906.715 | 20903.3538
SA1 | Pumped Hydro | 0 | 0 | 0.0010193 | 0.00096985 | 0.00092543 | 0.00096742 | 0.00092558 | 0.00090527 | 0.00098477 | 0.0010162 | 0.0010242 | 0.0020948 | 0.0019989 | 0.0019073 | 0.0022217 | 0.002114 | 0.0024905 | 0.0023764 | 0.0022737 | 0.0021634 | 0.0026205 | 0.0025005 | 0.0023924 | 0.0022764 | 0.0021721 | 0.0020726 | 0.001983 | 0.0018869 | 0.0018005
SA1 | VPP | 0 | 0 | 0 | 0 | 0 | 0 | 0 | 0 | 0 | 0 | 0 | 0 | 0 | 0 | 0 | 0 | 0 | 0 | 0 | 0 | 0 | 0 | 0 | 0 | 0 | 0 | 0 | 0 | 0
Total excluding storage |  | 0.016128 | 0.015862 | 13865.3404 | 107113.1961 | 102207.2481 | 97526.0014 | 98625.3012 | 155468.2687 | 148347.5853 | 141553.0418 | 135431.0559 | 165418.4668 | 157842.0493 | 150612.6425 | 150801.916 | 146313.1745 | 149713.8259 | 152280.0026 | 145694.0865 | 155421.5105 | 173074.4968 | 168927.4914 | 166387.9544 | 161374.6306 | 155942.2263 | 153527.8073 | 146887.924 | 135489.2564 | 100217.2671
Region | Technology | 2021-22 | 2022-23 | 2023-24 | 2024-25 | 2025-26 | 2026-27 | 2027-28 | 2028-29 | 2029-30 | 2030-31 | 2031-32 | 2032-33 | 2033-34 | 2034-35 | 2035-36 | 2036-37 | 2037-38 | 2038-39 | 2039-40 | 2040-41 | 2041-42 | 2042-43 | 2043-44 | 2044-45 | 2045-46 | 2046-47 | 2047-48 | 2048-49 | 2049-50
TAS1 | Black Coal | 0 | 0 | 0 | 0 | 0 | 0 | 0 | 0 | 0 | 0 | 0 | 0 | 0 | 0 | 0 | 0 | 0 | 0 | 0 | 0 | 0 | 0 | 0 | 0 | 0 | 0 | 0 | 0 | 0
TAS1 | Brown Coal | 0 | 0 | 0 | 0 | 0 | 0 | 0 | 0 | 0 | 0 | 0 | 0 | 0 | 0 | 0 | 0 | 0 | 0 | 0 | 0 | 0 | 0 | 0 | 0 | 0 | 0 | 0 | 0 | 0
TAS1 | CCGT | 0.00011359 | 0.00010838 | 0.0001037 | 9.8671e-05 | 9.4151e-05 | 8.9839e-05 | 0.00010108 | 0.00010532 | 0.0001005 | 9.5894e-05 | 9.1747e-05 | 0.00010612 | 0.00010126 | 9.6618e-05 | 9.244e-05 | 8.7959e-05 | 8.393e-05 | 8.0086e-05 | 9.3202e-05 | 8.8684e-05 | 9.4694e-05 | 9.0357e-05 | 8.6449e-05 | 8.2259e-05 | 7.8491e-05 | 7.3729e-05 | 7.054e-05 | 9.0006e-05 | 8.5883e-05
TAS1 | Gas - Steam | 0 | 0 | 0 | 0 | 0 | 0 | 0 | 0 | 0 | 0 | 0 | 0 | 0 | 0 | 0 | 0 | 0 | 0 | 0 | 0 | 0 | 0 | 0 | 0 | 0 | 0 | 0 | 0 | 0
TAS1 | OCGT / Diesel | 0.00033799 | 0.00032251 | 0.00030856 | 0.00029361 | 0.00028016 | 0.00026733 | 0.00025577 | 0.00024337 | 0.00023779 | 0.0002328 | 0.00022831 | 0.00030219 | 0.00028835 | 0.00027514 | 0.00026324 | 0.00025048 | 0.00023901 | 0.00022806 | 0.00037102 | 0.00035303 | 0.00034347 | 0.00032774 | 0.00031357 | 0.00029837 | 0.0002847 | 0.0001747 | 0.00016715 | 0.0002438 | 0.00023264
TAS1 | Hydro | 0 | 0 | 0 | 0 | 0 | 0 | 0 | 0 | 0 | 0 | 0 | 0 | 0 | 0 | 0 | 0 | 0 | 0 | 0 | 0 | 0 | 0 | 0 | 0 | 0 | 0 | 0 | 0 | 0
TAS1 | Wind | 32566.8976 | 31075.284 | 73289.9207 | 69737.5773 | 66543.4898 | 63495.6963 | 113909.6498 | 108388.4787 | 185520.536 | 177023.4121 | 169367.3738 | 161158.1934 | 153776.9021 | 146733.6851 | 140387.6391 | 133583.0881 | 127464.7787 | 127919.3805 | 122387.0293 | 116454.9619 | 111121.1512 | 106031.6328 | 101445.899 | 96528.8427 | 92107.6743 | 84112.7325 | 81657.6118 | 64256.8478 | 61313.786
TAS1 | Solar PV | 9.7776e-05 | 0.00014305 | 0.00014987 | 0.00014261 | 0.00013608 | 0.00012984 | 0.00012423 | 0.00011821 | 0.00022385 | 0.00025968 | 0.00027962 | 0.00030683 | 0.00029277 | 0.00027936 | 0.00026728 | 0.00025433 | 0.00024268 | 0.00023156 | 0.00022155 | 0.00021081 | 0.00022961 | 0.00022785 | 0.000218 | 0.00020743 | 0.00020647 | 0.00019091 | 0.00016722 | 0.00016976 | 0.00020208
TAS1 | Grid Battery | 0.00056779 | 0.00054178 | 0.00051835 | 0.00049323 | 0.00048306 | 0.00047425 | 0.00051408 | 0.00055443 | 0.0008248 | 0.00082942 | 0.00079355 | 0.0011327 | 0.0010809 | 0.0010313 | 0.00098674 | 0.00093892 | 0.00091593 | 0.00092171 | 0.001371 | 0.0013046 | 0.001204 | 0.0011489 | 0.0010992 | 0.0010459 | 0.00099842 | 0.00097892 | 0.00091839 | 0.0011062 | 0.00094299
TAS1 | Pumped Hydro | 0 | 0 | 0.0014486 | 0.0013913 | 0.0014161 | 0.0014475 | 0.0017994 | 0.0018647 | 16704.8967 | 17949.5538 | 17407.1734 | 53629.0836 | 51172.7897 | 48828.9978 | 46717.2055 | 44452.8347 | 42416.827 | 40474.0715 | 45357.8235 | 43159.3416 | 41182.5778 | 39296.3529 | 37596.8354 | 35774.5265 | 34135.9986 | 32572.5177 | 31163.7976 | 29653.2964 | 28295.1302
TAS1 | VPP | 0 | 0 | 0 | 0 | 0 | 0 | 0 | 0 | 0 | 0 | 0 | 0 | 0 | 0 | 0 | 0 | 0 | 0 | 0 | 0 | 0 | 0 | 0 | 0 | 0 | 0 | 0 | 0 | 0
Total excluding storage |  | 32566.8982 | 31075.2846 | 73289.9213 | 69737.5779 | 66543.4903 | 63495.6968 | 113909.6503 | 108388.4792 | 185520.5366 | 177023.4127 | 169367.3744 | 161158.1942 | 153776.9028 | 146733.6858 | 140387.6398 | 133583.0887 | 127464.7793 | 127919.381 | 122387.03 | 116454.9625 | 111121.1519 | 106031.6335 | 101445.8996 | 96528.8433 | 92107.6748 | 84112.7329 | 81657.6122 | 64256.8483 | 61313.7866

## Marinus_REHAB Cost
Rehabilition cost by technology ($000s) - Marinus Link, Central No State Based Schemes Sensitivity
REHAB | Real June 2020 dollars discounted to 1 July 2020
Explicitly modelled generation
Region | Technology | 2021-22 | 2022-23 | 2023-24 | 2024-25 | 2025-26 | 2026-27 | 2027-28 | 2028-29 | 2029-30 | 2030-31 | 2031-32 | 2032-33 | 2033-34 | 2034-35 | 2035-36 | 2036-37 | 2037-38 | 2038-39 | 2039-40 | 2040-41 | 2041-42 | 2042-43 | 2043-44 | 2044-45 | 2045-46 | 2046-47 | 2047-48 | 2048-49 | 2049-50
NEM | Black Coal | 0 | 0 | 0 | 226369.2412 | 80041.7062 | 1936.7046 | 52.8112 | 0 | 14257.5516 | 3985.7314 | 1491.6151 | 4.7494e-06 | 20095.805 | 0 | 0 | 705.547 | 0 | 0 | 0 | 6.9781e-07 | 1828.2079 | 0 | 1288.2628 | 0 | 0.00012328 | 0 | 0 | 0 | 0
NEM | Brown Coal | 0 | 0 | 0 | 131559.7279 | 5106.7173 | 25786.0586 | 148703.1206 | 0.008074 | 0 | 5.7177e-06 | 1.1924e-05 | 0 | 0 | 0 | 0 | 0 | 0 | 0 | 0 | 0 | 0 | 0 | 0 | 0 | 0 | 0 | 0 | 0 | 0
NEM | CCGT | 0 | 0 | 0 | 0 | 0 | 0 | 0 | 0 | 0 | 0 | 0 | 0 | 0 | 0 | 0 | 0 | 0 | 0 | 0 | 0 | 0 | 0 | 0 | 0 | 0 | 0 | 0 | 0 | 0
NEM | Gas - Steam | 0 | 0 | 0 | 0 | 0 | 0 | 0 | 0 | 0 | 0 | 0 | 0 | 0 | 0 | 0 | 0 | 0 | 0 | 0 | 0 | 0 | 0 | 0 | 0 | 0 | 0 | 0 | 0 | 0
NEM | OCGT / Diesel | 0 | 0 | 0 | 0 | 0 | 0 | 0 | 0 | 0 | 0 | 0 | 0 | 0 | 0 | 0 | 0 | 0 | 0 | 0 | 0 | 0 | 0 | 0 | 0 | 0 | 0 | 0 | 0 | 0
NEM | Hydro | 0 | 0 | 0 | 0 | 0 | 0 | 0 | 0 | 0 | 0 | 0 | 0 | 0 | 0 | 0 | 0 | 0 | 0 | 0 | 0 | 0 | 0 | 0 | 0 | 0 | 0 | 0 | 0 | 0
NEM | Wind | 0 | 0 | 0 | 0 | 0 | 0 | 0 | 0 | 0 | 0 | 0 | 0 | 0 | 0 | 0 | 0 | 0 | 0 | 0 | 0 | 0 | 0 | 0 | 0 | 0 | 0 | 0 | 0 | 0
NEM | Solar PV | 0 | 0 | 0 | 0 | 0 | 0 | 0 | 0 | 0 | 0 | 0 | 0 | 0 | 0 | 0 | 0 | 0 | 0 | 0 | 0 | 0 | 0 | 0 | 0 | 0 | 0 | 0 | 0 | 0
NEM | Grid Battery | 0 | 0 | 0 | 0 | 0 | 0 | 0 | 0 | 0 | 0 | 0 | 0 | 0 | 0 | 0 | 0 | 0 | 0 | 0 | 0 | 0 | 0 | 0 | 0 | 0 | 0 | 0 | 0 | 0
NEM | Pumped Hydro | 0 | 0 | 0 | 0 | 0 | 0 | 0 | 0 | 0 | 0 | 0 | 0 | 0 | 0 | 0 | 0 | 0 | 0 | 0 | 0 | 0 | 0 | 0 | 0 | 0 | 0 | 0 | 0 | 0
NEM | VPP | 0 | 0 | 0 | 0 | 0 | 0 | 0 | 0 | 0 | 0 | 0 | 0 | 0 | 0 | 0 | 0 | 0 | 0 | 0 | 0 | 0 | 0 | 0 | 0 | 0 | 0 | 0 | 0 | 0
Total excluding storage |  | 0 | 0 | 0 | 357928.969 | 85148.4236 | 27722.7632 | 148755.9318 | 0.008074 | 14257.5516 | 3985.7314 | 1491.6151 | 4.7494e-06 | 20095.805 | 0 | 0 | 705.547 | 0 | 0 | 0 | 6.9781e-07 | 1828.2079 | 0 | 1288.2628 | 0 | 0.00012328 | 0 | 0 | 0 | 0
Region | Technology | 2021-22 | 2022-23 | 2023-24 | 2024-25 | 2025-26 | 2026-27 | 2027-28 | 2028-29 | 2029-30 | 2030-31 | 2031-32 | 2032-33 | 2033-34 | 2034-35 | 2035-36 | 2036-37 | 2037-38 | 2038-39 | 2039-40 | 2040-41 | 2041-42 | 2042-43 | 2043-44 | 2044-45 | 2045-46 | 2046-47 | 2047-48 | 2048-49 | 2049-50
NSW1 | Black Coal | 0 | 0 | 0 | 43214.5109 | 80041.7062 | 0 | 0 | 0 | 0 | 0 | 1491.6151 | 0 | 0 | 0 | 0 | 0 | 0 | 0 | 0 | 0 | 1828.2079 | 0 | 0 | 0 | 0 | 0 | 0 | 0 | 0
NSW1 | Brown Coal | 0 | 0 | 0 | 0 | 0 | 0 | 0 | 0 | 0 | 0 | 0 | 0 | 0 | 0 | 0 | 0 | 0 | 0 | 0 | 0 | 0 | 0 | 0 | 0 | 0 | 0 | 0 | 0 | 0
NSW1 | CCGT | 0 | 0 | 0 | 0 | 0 | 0 | 0 | 0 | 0 | 0 | 0 | 0 | 0 | 0 | 0 | 0 | 0 | 0 | 0 | 0 | 0 | 0 | 0 | 0 | 0 | 0 | 0 | 0 | 0
NSW1 | Gas - Steam | 0 | 0 | 0 | 0 | 0 | 0 | 0 | 0 | 0 | 0 | 0 | 0 | 0 | 0 | 0 | 0 | 0 | 0 | 0 | 0 | 0 | 0 | 0 | 0 | 0 | 0 | 0 | 0 | 0
NSW1 | OCGT / Diesel | 0 | 0 | 0 | 0 | 0 | 0 | 0 | 0 | 0 | 0 | 0 | 0 | 0 | 0 | 0 | 0 | 0 | 0 | 0 | 0 | 0 | 0 | 0 | 0 | 0 | 0 | 0 | 0 | 0
NSW1 | Hydro | 0 | 0 | 0 | 0 | 0 | 0 | 0 | 0 | 0 | 0 | 0 | 0 | 0 | 0 | 0 | 0 | 0 | 0 | 0 | 0 | 0 | 0 | 0 | 0 | 0 | 0 | 0 | 0 | 0
NSW1 | Wind | 0 | 0 | 0 | 0 | 0 | 0 | 0 | 0 | 0 | 0 | 0 | 0 | 0 | 0 | 0 | 0 | 0 | 0 | 0 | 0 | 0 | 0 | 0 | 0 | 0 | 0 | 0 | 0 | 0
NSW1 | Solar PV | 0 | 0 | 0 | 0 | 0 | 0 | 0 | 0 | 0 | 0 | 0 | 0 | 0 | 0 | 0 | 0 | 0 | 0 | 0 | 0 | 0 | 0 | 0 | 0 | 0 | 0 | 0 | 0 | 0
NSW1 | Grid Battery | 0 | 0 | 0 | 0 | 0 | 0 | 0 | 0 | 0 | 0 | 0 | 0 | 0 | 0 | 0 | 0 | 0 | 0 | 0 | 0 | 0 | 0 | 0 | 0 | 0 | 0 | 0 | 0 | 0
NSW1 | Pumped Hydro | 0 | 0 | 0 | 0 | 0 | 0 | 0 | 0 | 0 | 0 | 0 | 0 | 0 | 0 | 0 | 0 | 0 | 0 | 0 | 0 | 0 | 0 | 0 | 0 | 0 | 0 | 0 | 0 | 0
NSW1 | VPP | 0 | 0 | 0 | 0 | 0 | 0 | 0 | 0 | 0 | 0 | 0 | 0 | 0 | 0 | 0 | 0 | 0 | 0 | 0 | 0 | 0 | 0 | 0 | 0 | 0 | 0 | 0 | 0 | 0
Total excluding storage |  | 0 | 0 | 0 | 43214.5109 | 80041.7062 | 0 | 0 | 0 | 0 | 0 | 1491.6151 | 0 | 0 | 0 | 0 | 0 | 0 | 0 | 0 | 0 | 1828.2079 | 0 | 0 | 0 | 0 | 0 | 0 | 0 | 0
Region | Technology | 2021-22 | 2022-23 | 2023-24 | 2024-25 | 2025-26 | 2026-27 | 2027-28 | 2028-29 | 2029-30 | 2030-31 | 2031-32 | 2032-33 | 2033-34 | 2034-35 | 2035-36 | 2036-37 | 2037-38 | 2038-39 | 2039-40 | 2040-41 | 2041-42 | 2042-43 | 2043-44 | 2044-45 | 2045-46 | 2046-47 | 2047-48 | 2048-49 | 2049-50
QLD1 | Black Coal | 0 | 0 | 0 | 183154.7303 | 1.25e-05 | 1936.7046 | 52.8112 | 0 | 14257.5516 | 3985.7314 | 0 | 4.7494e-06 | 20095.805 | 0 | 0 | 705.547 | 0 | 0 | 0 | 6.9781e-07 | 0 | 0 | 1288.2628 | 0 | 0.00012328 | 0 | 0 | 0 | 0
QLD1 | Brown Coal | 0 | 0 | 0 | 0 | 0 | 0 | 0 | 0 | 0 | 0 | 0 | 0 | 0 | 0 | 0 | 0 | 0 | 0 | 0 | 0 | 0 | 0 | 0 | 0 | 0 | 0 | 0 | 0 | 0
QLD1 | CCGT | 0 | 0 | 0 | 0 | 0 | 0 | 0 | 0 | 0 | 0 | 0 | 0 | 0 | 0 | 0 | 0 | 0 | 0 | 0 | 0 | 0 | 0 | 0 | 0 | 0 | 0 | 0 | 0 | 0
QLD1 | Gas - Steam | 0 | 0 | 0 | 0 | 0 | 0 | 0 | 0 | 0 | 0 | 0 | 0 | 0 | 0 | 0 | 0 | 0 | 0 | 0 | 0 | 0 | 0 | 0 | 0 | 0 | 0 | 0 | 0 | 0
QLD1 | OCGT / Diesel | 0 | 0 | 0 | 0 | 0 | 0 | 0 | 0 | 0 | 0 | 0 | 0 | 0 | 0 | 0 | 0 | 0 | 0 | 0 | 0 | 0 | 0 | 0 | 0 | 0 | 0 | 0 | 0 | 0
QLD1 | Hydro | 0 | 0 | 0 | 0 | 0 | 0 | 0 | 0 | 0 | 0 | 0 | 0 | 0 | 0 | 0 | 0 | 0 | 0 | 0 | 0 | 0 | 0 | 0 | 0 | 0 | 0 | 0 | 0 | 0
QLD1 | Wind | 0 | 0 | 0 | 0 | 0 | 0 | 0 | 0 | 0 | 0 | 0 | 0 | 0 | 0 | 0 | 0 | 0 | 0 | 0 | 0 | 0 | 0 | 0 | 0 | 0 | 0 | 0 | 0 | 0
QLD1 | Solar PV | 0 | 0 | 0 | 0 | 0 | 0 | 0 | 0 | 0 | 0 | 0 | 0 | 0 | 0 | 0 | 0 | 0 | 0 | 0 | 0 | 0 | 0 | 0 | 0 | 0 | 0 | 0 | 0 | 0
QLD1 | Grid Battery | 0 | 0 | 0 | 0 | 0 | 0 | 0 | 0 | 0 | 0 | 0 | 0 | 0 | 0 | 0 | 0 | 0 | 0 | 0 | 0 | 0 | 0 | 0 | 0 | 0 | 0 | 0 | 0 | 0
QLD1 | Pumped Hydro | 0 | 0 | 0 | 0 | 0 | 0 | 0 | 0 | 0 | 0 | 0 | 0 | 0 | 0 | 0 | 0 | 0 | 0 | 0 | 0 | 0 | 0 | 0 | 0 | 0 | 0 | 0 | 0 | 0
QLD1 | VPP | 0 | 0 | 0 | 0 | 0 | 0 | 0 | 0 | 0 | 0 | 0 | 0 | 0 | 0 | 0 | 0 | 0 | 0 | 0 | 0 | 0 | 0 | 0 | 0 | 0 | 0 | 0 | 0 | 0
Total excluding storage |  | 0 | 0 | 0 | 183154.7303 | 1.25e-05 | 1936.7046 | 52.8112 | 0 | 14257.5516 | 3985.7314 | 0 | 4.7494e-06 | 20095.805 | 0 | 0 | 705.547 | 0 | 0 | 0 | 6.9781e-07 | 0 | 0 | 1288.2628 | 0 | 0.00012328 | 0 | 0 | 0 | 0
Region | Technology | 2021-22 | 2022-23 | 2023-24 | 2024-25 | 2025-26 | 2026-27 | 2027-28 | 2028-29 | 2029-30 | 2030-31 | 2031-32 | 2032-33 | 2033-34 | 2034-35 | 2035-36 | 2036-37 | 2037-38 | 2038-39 | 2039-40 | 2040-41 | 2041-42 | 2042-43 | 2043-44 | 2044-45 | 2045-46 | 2046-47 | 2047-48 | 2048-49 | 2049-50
VIC1 | Black Coal | 0 | 0 | 0 | 0 | 0 | 0 | 0 | 0 | 0 | 0 | 0 | 0 | 0 | 0 | 0 | 0 | 0 | 0 | 0 | 0 | 0 | 0 | 0 | 0 | 0 | 0 | 0 | 0 | 0
VIC1 | Brown Coal | 0 | 0 | 0 | 131559.7279 | 5106.7173 | 25786.0586 | 148703.1206 | 0.008074 | 0 | 5.7177e-06 | 1.1924e-05 | 0 | 0 | 0 | 0 | 0 | 0 | 0 | 0 | 0 | 0 | 0 | 0 | 0 | 0 | 0 | 0 | 0 | 0
VIC1 | CCGT | 0 | 0 | 0 | 0 | 0 | 0 | 0 | 0 | 0 | 0 | 0 | 0 | 0 | 0 | 0 | 0 | 0 | 0 | 0 | 0 | 0 | 0 | 0 | 0 | 0 | 0 | 0 | 0 | 0
VIC1 | Gas - Steam | 0 | 0 | 0 | 0 | 0 | 0 | 0 | 0 | 0 | 0 | 0 | 0 | 0 | 0 | 0 | 0 | 0 | 0 | 0 | 0 | 0 | 0 | 0 | 0 | 0 | 0 | 0 | 0 | 0
VIC1 | OCGT / Diesel | 0 | 0 | 0 | 0 | 0 | 0 | 0 | 0 | 0 | 0 | 0 | 0 | 0 | 0 | 0 | 0 | 0 | 0 | 0 | 0 | 0 | 0 | 0 | 0 | 0 | 0 | 0 | 0 | 0
VIC1 | Hydro | 0 | 0 | 0 | 0 | 0 | 0 | 0 | 0 | 0 | 0 | 0 | 0 | 0 | 0 | 0 | 0 | 0 | 0 | 0 | 0 | 0 | 0 | 0 | 0 | 0 | 0 | 0 | 0 | 0
VIC1 | Wind | 0 | 0 | 0 | 0 | 0 | 0 | 0 | 0 | 0 | 0 | 0 | 0 | 0 | 0 | 0 | 0 | 0 | 0 | 0 | 0 | 0 | 0 | 0 | 0 | 0 | 0 | 0 | 0 | 0
VIC1 | Solar PV | 0 | 0 | 0 | 0 | 0 | 0 | 0 | 0 | 0 | 0 | 0 | 0 | 0 | 0 | 0 | 0 | 0 | 0 | 0 | 0 | 0 | 0 | 0 | 0 | 0 | 0 | 0 | 0 | 0
VIC1 | Grid Battery | 0 | 0 | 0 | 0 | 0 | 0 | 0 | 0 | 0 | 0 | 0 | 0 | 0 | 0 | 0 | 0 | 0 | 0 | 0 | 0 | 0 | 0 | 0 | 0 | 0 | 0 | 0 | 0 | 0
VIC1 | Pumped Hydro | 0 | 0 | 0 | 0 | 0 | 0 | 0 | 0 | 0 | 0 | 0 | 0 | 0 | 0 | 0 | 0 | 0 | 0 | 0 | 0 | 0 | 0 | 0 | 0 | 0 | 0 | 0 | 0 | 0
VIC1 | VPP | 0 | 0 | 0 | 0 | 0 | 0 | 0 | 0 | 0 | 0 | 0 | 0 | 0 | 0 | 0 | 0 | 0 | 0 | 0 | 0 | 0 | 0 | 0 | 0 | 0 | 0 | 0 | 0 | 0
Total excluding storage |  | 0 | 0 | 0 | 131559.7279 | 5106.7173 | 25786.0586 | 148703.1206 | 0.008074 | 0 | 5.7177e-06 | 1.1924e-05 | 0 | 0 | 0 | 0 | 0 | 0 | 0 | 0 | 0 | 0 | 0 | 0 | 0 | 0 | 0 | 0 | 0 | 0
Region | Technology | 2021-22 | 2022-23 | 2023-24 | 2024-25 | 2025-26 | 2026-27 | 2027-28 | 2028-29 | 2029-30 | 2030-31 | 2031-32 | 2032-33 | 2033-34 | 2034-35 | 2035-36 | 2036-37 | 2037-38 | 2038-39 | 2039-40 | 2040-41 | 2041-42 | 2042-43 | 2043-44 | 2044-45 | 2045-46 | 2046-47 | 2047-48 | 2048-49 | 2049-50
SA1 | Black Coal | 0 | 0 | 0 | 0 | 0 | 0 | 0 | 0 | 0 | 0 | 0 | 0 | 0 | 0 | 0 | 0 | 0 | 0 | 0 | 0 | 0 | 0 | 0 | 0 | 0 | 0 | 0 | 0 | 0
SA1 | Brown Coal | 0 | 0 | 0 | 0 | 0 | 0 | 0 | 0 | 0 | 0 | 0 | 0 | 0 | 0 | 0 | 0 | 0 | 0 | 0 | 0 | 0 | 0 | 0 | 0 | 0 | 0 | 0 | 0 | 0
SA1 | CCGT | 0 | 0 | 0 | 0 | 0 | 0 | 0 | 0 | 0 | 0 | 0 | 0 | 0 | 0 | 0 | 0 | 0 | 0 | 0 | 0 | 0 | 0 | 0 | 0 | 0 | 0 | 0 | 0 | 0
SA1 | Gas - Steam | 0 | 0 | 0 | 0 | 0 | 0 | 0 | 0 | 0 | 0 | 0 | 0 | 0 | 0 | 0 | 0 | 0 | 0 | 0 | 0 | 0 | 0 | 0 | 0 | 0 | 0 | 0 | 0 | 0
SA1 | OCGT / Diesel | 0 | 0 | 0 | 0 | 0 | 0 | 0 | 0 | 0 | 0 | 0 | 0 | 0 | 0 | 0 | 0 | 0 | 0 | 0 | 0 | 0 | 0 | 0 | 0 | 0 | 0 | 0 | 0 | 0
SA1 | Hydro | 0 | 0 | 0 | 0 | 0 | 0 | 0 | 0 | 0 | 0 | 0 | 0 | 0 | 0 | 0 | 0 | 0 | 0 | 0 | 0 | 0 | 0 | 0 | 0 | 0 | 0 | 0 | 0 | 0
SA1 | Wind | 0 | 0 | 0 | 0 | 0 | 0 | 0 | 0 | 0 | 0 | 0 | 0 | 0 | 0 | 0 | 0 | 0 | 0 | 0 | 0 | 0 | 0 | 0 | 0 | 0 | 0 | 0 | 0 | 0
SA1 | Solar PV | 0 | 0 | 0 | 0 | 0 | 0 | 0 | 0 | 0 | 0 | 0 | 0 | 0 | 0 | 0 | 0 | 0 | 0 | 0 | 0 | 0 | 0 | 0 | 0 | 0 | 0 | 0 | 0 | 0
SA1 | Grid Battery | 0 | 0 | 0 | 0 | 0 | 0 | 0 | 0 | 0 | 0 | 0 | 0 | 0 | 0 | 0 | 0 | 0 | 0 | 0 | 0 | 0 | 0 | 0 | 0 | 0 | 0 | 0 | 0 | 0
SA1 | Pumped Hydro | 0 | 0 | 0 | 0 | 0 | 0 | 0 | 0 | 0 | 0 | 0 | 0 | 0 | 0 | 0 | 0 | 0 | 0 | 0 | 0 | 0 | 0 | 0 | 0 | 0 | 0 | 0 | 0 | 0
SA1 | VPP | 0 | 0 | 0 | 0 | 0 | 0 | 0 | 0 | 0 | 0 | 0 | 0 | 0 | 0 | 0 | 0 | 0 | 0 | 0 | 0 | 0 | 0 | 0 | 0 | 0 | 0 | 0 | 0 | 0
Total excluding storage |  | 0 | 0 | 0 | 0 | 0 | 0 | 0 | 0 | 0 | 0 | 0 | 0 | 0 | 0 | 0 | 0 | 0 | 0 | 0 | 0 | 0 | 0 | 0 | 0 | 0 | 0 | 0 | 0 | 0
Region | Technology | 2021-22 | 2022-23 | 2023-24 | 2024-25 | 2025-26 | 2026-27 | 2027-28 | 2028-29 | 2029-30 | 2030-31 | 2031-32 | 2032-33 | 2033-34 | 2034-35 | 2035-36 | 2036-37 | 2037-38 | 2038-39 | 2039-40 | 2040-41 | 2041-42 | 2042-43 | 2043-44 | 2044-45 | 2045-46 | 2046-47 | 2047-48 | 2048-49 | 2049-50
TAS1 | Black Coal | 0 | 0 | 0 | 0 | 0 | 0 | 0 | 0 | 0 | 0 | 0 | 0 | 0 | 0 | 0 | 0 | 0 | 0 | 0 | 0 | 0 | 0 | 0 | 0 | 0 | 0 | 0 | 0 | 0
TAS1 | Brown Coal | 0 | 0 | 0 | 0 | 0 | 0 | 0 | 0 | 0 | 0 | 0 | 0 | 0 | 0 | 0 | 0 | 0 | 0 | 0 | 0 | 0 | 0 | 0 | 0 | 0 | 0 | 0 | 0 | 0
TAS1 | CCGT | 0 | 0 | 0 | 0 | 0 | 0 | 0 | 0 | 0 | 0 | 0 | 0 | 0 | 0 | 0 | 0 | 0 | 0 | 0 | 0 | 0 | 0 | 0 | 0 | 0 | 0 | 0 | 0 | 0
TAS1 | Gas - Steam | 0 | 0 | 0 | 0 | 0 | 0 | 0 | 0 | 0 | 0 | 0 | 0 | 0 | 0 | 0 | 0 | 0 | 0 | 0 | 0 | 0 | 0 | 0 | 0 | 0 | 0 | 0 | 0 | 0
TAS1 | OCGT / Diesel | 0 | 0 | 0 | 0 | 0 | 0 | 0 | 0 | 0 | 0 | 0 | 0 | 0 | 0 | 0 | 0 | 0 | 0 | 0 | 0 | 0 | 0 | 0 | 0 | 0 | 0 | 0 | 0 | 0
TAS1 | Hydro | 0 | 0 | 0 | 0 | 0 | 0 | 0 | 0 | 0 | 0 | 0 | 0 | 0 | 0 | 0 | 0 | 0 | 0 | 0 | 0 | 0 | 0 | 0 | 0 | 0 | 0 | 0 | 0 | 0
TAS1 | Wind | 0 | 0 | 0 | 0 | 0 | 0 | 0 | 0 | 0 | 0 | 0 | 0 | 0 | 0 | 0 | 0 | 0 | 0 | 0 | 0 | 0 | 0 | 0 | 0 | 0 | 0 | 0 | 0 | 0
TAS1 | Solar PV | 0 | 0 | 0 | 0 | 0 | 0 | 0 | 0 | 0 | 0 | 0 | 0 | 0 | 0 | 0 | 0 | 0 | 0 | 0 | 0 | 0 | 0 | 0 | 0 | 0 | 0 | 0 | 0 | 0
TAS1 | Grid Battery | 0 | 0 | 0 | 0 | 0 | 0 | 0 | 0 | 0 | 0 | 0 | 0 | 0 | 0 | 0 | 0 | 0 | 0 | 0 | 0 | 0 | 0 | 0 | 0 | 0 | 0 | 0 | 0 | 0
TAS1 | Pumped Hydro | 0 | 0 | 0 | 0 | 0 | 0 | 0 | 0 | 0 | 0 | 0 | 0 | 0 | 0 | 0 | 0 | 0 | 0 | 0 | 0 | 0 | 0 | 0 | 0 | 0 | 0 | 0 | 0 | 0
TAS1 | VPP | 0 | 0 | 0 | 0 | 0 | 0 | 0 | 0 | 0 | 0 | 0 | 0 | 0 | 0 | 0 | 0 | 0 | 0 | 0 | 0 | 0 | 0 | 0 | 0 | 0 | 0 | 0 | 0 | 0
Total excluding storage |  | 0 | 0 | 0 | 0 | 0 | 0 | 0 | 0 | 0 | 0 | 0 | 0 | 0 | 0 | 0 | 0 | 0 | 0 | 0 | 0 | 0 | 0 | 0 | 0 | 0 | 0 | 0 | 0 | 0

## Marinus_REZ Tx Cost
REZ transmission expansion cost by region ($000s) - Marinus Link, Central No State Based Schemes Sensitivity
REZ Expansion | Real June 2020 dollars discounted to 1 July 2020. As with the total capital costs, the REZ transmission expansion costs are annualised for modelling purposes.
Explicitly modelled generation
Region | Technology | 2021-22 | 2022-23 | 2023-24 | 2024-25 | 2025-26 | 2026-27 | 2027-28 | 2028-29 | 2029-30 | 2030-31 | 2031-32 | 2032-33 | 2033-34 | 2034-35 | 2035-36 | 2036-37 | 2037-38 | 2038-39 | 2039-40 | 2040-41 | 2041-42 | 2042-43 | 2043-44 | 2044-45 | 2045-46 | 2046-47 | 2047-48 | 2048-49 | 2049-50
NSW1 | Transmission | 0.00042372 | 0.00045874 | 0.00050197 | 28070.6141 | 26784.9372 | 25558.1462 | 24452.7903 | 24205.4874 | 23096.8393 | 32835.8976 | 31625.6513 | 93711.0709 | 94073.4856 | 89764.7763 | 87478.3171 | 83475.2217 | 97879.824 | 97768.0656 | 98511.8585 | 94716.1679 | 115418.3349 | 123123.9604 | 117799.0051 | 112089.318 | 107070.1777 | 108017.1764 | 103345.5704 | 98336.4374 | 98501.7837
QLD1 | Transmission | 0.00060303 | 0.00062981 | 0.00068088 | 4428.1933 | 4225.3753 | 4031.8466 | 3857.4744 | 47115.4646 | 44957.5044 | 42898.382 | 47234.2249 | 44944.7945 | 49474.2651 | 47208.2683 | 48893.6008 | 47841.0372 | 93506.4386 | 89223.701 | 85364.8889 | 83108.8476 | 85191.9825 | 109520.8899 | 104784.2502 | 104196.8955 | 99424.5186 | 94870.7241 | 90767.6855 | 86368.1994 | 94173.837
VIC1 | Transmission | 0.00012335 | 0.00012071 | 0.00011549 | 0.00010989 | 0.00010485 | 0.00010005 | 7096.6833 | 6752.7089 | 6443.4245 | 6148.3058 | 5882.3994 | 5597.281 | 5340.917 | 5664.6804 | 6365.3434 | 7773.1027 | 10613.8726 | 10394.3276 | 9944.7861 | 9462.7649 | 9029.3559 | 8615.7976 | 8243.1753 | 7843.6307 | 7484.3805 | 12387.7373 | 11851.9834 | 11277.5208 | 10760.9936
SA1 | Transmission | 0.00079919 | 0.00078617 | 0.000908 | 0.00099631 | 0.00095068 | 0.00097254 | 0.0013326 | 9461.019 | 9027.69 | 8614.2081 | 8241.6546 | 13010.2761 | 12414.3856 | 11845.7878 | 11333.4742 | 10784.1445 | 11113.8011 | 12019.8881 | 11500.0432 | 13065.9258 | 15436.2417 | 14972.247 | 15064.953 | 14334.7587 | 14296.3947 | 16048.8092 | 15354.7186 | 14610.4794 | 13941.2973
TAS1 | Transmission | 0 | 0 | 1475.0247 | 1403.5307 | 1339.2468 | 1277.9073 | 1348.2215 | 1282.8736 | 1224.116 | 1168.0496 | 1117.533 | 1063.3664 | 1014.6626 | 968.1895 | 926.3166 | 881.4182 | 841.0479 | 1372.7443 | 1313.3749 | 1249.716 | 1192.4773 | 1137.8601 | 1088.6491 | 1035.8825 | 988.4375 | 1584.3594 | 1695.6436 | 1613.4562 | 1539.5575
NEM | Total | 0.0019493 | 0.0019954 | 1475.027 | 33902.3392 | 32349.5603 | 30867.9012 | 36755.1709 | 88817.5535 | 84749.5741 | 91664.8432 | 94101.4632 | 158326.7889 | 162317.7159 | 155451.7023 | 154997.0521 | 150754.9242 | 213954.9844 | 210778.7267 | 206634.9517 | 201603.4222 | 226268.3924 | 257370.755 | 246980.0327 | 239500.4855 | 229263.9091 | 232908.8065 | 223015.6014 | 212206.0933 | 218917.4691

## Marinus_USE+DSP Cost
USE and USE / DSP cost by region ($000s) - Marinus Link, Central No State Based Schemes Sensitivity
USE / DSP | Real June 2020 dollars discounted to 1 July 2020
Explicitly modelled generation
Region | Technology | 2021-22 | 2022-23 | 2023-24 | 2024-25 | 2025-26 | 2026-27 | 2027-28 | 2028-29 | 2029-30 | 2030-31 | 2031-32 | 2032-33 | 2033-34 | 2034-35 | 2035-36 | 2036-37 | 2037-38 | 2038-39 | 2039-40 | 2040-41 | 2041-42 | 2042-43 | 2043-44 | 2044-45 | 2045-46 | 2046-47 | 2047-48 | 2048-49 | 2049-50
NSW1 | USE / DSP | 0.00083709 | 0.00083661 | 387.8208 | 911.8161 | 0.0008585 | 0.00085585 | 0.0008664 | 0.00086633 | 0.00087331 | 0.00086999 | 0.00087093 | 29007.2377 | 421.4243 | 14430.2004 | 15871.4062 | 1056.4481 | 23607.4725 | 0.00089328 | 21124.0816 | 980.645 | 35209.582 | 0.0009241 | 2994.4539 | 10947.6108 | 1425.8131 | 4111.5514 | 0.00089606 | 3678.3746 | 0.0008938
QLD1 | USE / DSP | 0.00083064 | 0.00082894 | 0.00083211 | 138.113 | 250.2411 | 513.4438 | 0.00085287 | 19839.397 | 2685.6706 | 18.3206 | 311.1802 | 10402.6452 | 24192.5919 | 12840.5926 | 17757.3598 | 1640.9372 | 37797.5299 | 1061.4012 | 19164.954 | 6248.671 | 8473.3344 | 6776.2847 | 10656.169 | 11550.6945 | 5144.3388 | 67960.2942 | 3182.484 | 5524.2309 | 21786.0839
VIC1 | USE / DSP | 0.00082765 | 0.00082238 | 0.00082908 | 0.00085593 | 0.000862 | 0.00085951 | 0.00086124 | 0.0008585 | 0.00086137 | 0.00086039 | 0.00086062 | 19012.0556 | 0.00087485 | 0.00087789 | 2191.5282 | 233.6277 | 45516.9891 | 0.00087513 | 8247.7669 | 1097.656 | 21754.5666 | 0.0009079 | 836.0205 | 10631.7929 | 1594.6447 | 2037.536 | 0.00088375 | 1533.5546 | 0.00089215
SA1 | USE / DSP | 0.00083956 | 0.00083119 | 7.385 | 0.00085714 | 0.0008645 | 0.00085797 | 0.00086261 | 0.00085587 | 0.00085983 | 0.00085928 | 0.00086165 | 6085.8887 | 0.00087207 | 5.6349 | 3022.5635 | 711.7821 | 5572.15 | 0.00087645 | 4429.5782 | 1042.8086 | 7825.2703 | 0.00090421 | 1013.212 | 2344.9568 | 1682.9469 | 4846.7357 | 0.00087627 | 1448.767 | 0.00088006
TAS1 | USE / DSP | 0.00068 | 0.00067569 | 0.00067992 | 0.00067849 | 0.00067784 | 0.00067951 | 0.0006869 | 0.00068767 | 0.00068702 | 0.00068753 | 0.0006868 | 4416.4118 | 0.00069126 | 0.00068895 | 39.0278 | 4.564 | 0.0006884 | 0.00068838 | 8529.7493 | 0.00069062 | 1047.3233 | 0.00069546 | 11.7522 | 192.6821 | 0.00068748 | 75.7879 | 0.00068765 | 247.9785 | 0.00068943
NEM | Total | 0.0040149 | 0.0039948 | 395.2082 | 1049.9314 | 250.2444 | 513.4471 | 0.00413 | 19839.4003 | 2685.6739 | 18.3239 | 311.1835 | 68924.2391 | 24614.0185 | 27276.4296 | 38881.8855 | 3647.359 | 112494.1422 | 1061.4046 | 61496.1301 | 9369.7813 | 74310.0766 | 6776.2882 | 15511.6076 | 35667.7373 | 9847.7442 | 79031.9052 | 3182.4873 | 12432.9057 | 21786.0873

## Marinus_SyncCon Cost
Synchronous Condenser cost by region ($000s) - Marinus Link, Central No State Based Schemes Sensitivity
SyncCon | Real June 2020 dollars discounted to 1 July 2020
Explicitly modelled generation
Region | Technology | 2021-22 | 2022-23 | 2023-24 | 2024-25 | 2025-26 | 2026-27 | 2027-28 | 2028-29 | 2029-30 | 2030-31 | 2031-32 | 2032-33 | 2033-34 | 2034-35 | 2035-36 | 2036-37 | 2037-38 | 2038-39 | 2039-40 | 2040-41 | 2041-42 | 2042-43 | 2043-44 | 2044-45 | 2045-46 | 2046-47 | 2047-48 | 2048-49 | 2049-50
NSW1 | SyncCon | 0 | 0 | 0 | 0 | 0 | 0 | 0 | 0 | 0 | 0 | 0 | 0 | 0 | 0 | 0 | 0 | 0 | 0 | 0 | 0 | 0 | 0 | 0 | 0 | 0 | 0 | 0 | 0 | 0
QLD1 | SyncCon | 0 | 0 | 0 | 0 | 0 | 0 | 0 | 0 | 0 | 0 | 0 | 0 | 0 | 0 | 0 | 0 | 0 | 0 | 0 | 0 | 0 | 0 | 0 | 0 | 0 | 0 | 0 | 0 | 0
VIC1 | SyncCon | 0 | 0 | 22.7227 | 11941.6011 | 11394.6575 | 12047.2661 | 18626.7508 | 17723.917 | 16912.1346 | 16137.533 | 15439.6051 | 14691.2515 | 14018.3697 | 13376.307 | 12797.7987 | 12177.4927 | 11619.7449 | 11087.5429 | 10608.0207 | 10093.8527 | 9631.5388 | 9190.3996 | 8792.9265 | 8366.7356 | 7983.5264 | 7617.8687 | 7288.4055 | 6935.1384 | 6617.4984
SA1 | SyncCon | 0 | 0 | 0 | 0 | 0 | 0 | 0 | 0 | 0 | 0 | 0 | 0 | 0 | 0 | 0 | 0 | 0 | 0 | 0 | 0 | 0 | 0 | 0 | 0 | 0 | 0 | 0 | 0 | 0
TAS1 | SyncCon | 1307.1226 | 1536.2351 | 2009.5938 | 1227.7016 | 1089.215 | 1375.0928 | 1973.198 | 1961.1768 | 2739.7015 | 2616.6755 | 2625.4838 | 1461.7743 | 1377.0793 | 1223.4035 | 1215.9503 | 1249.0166 | 1143.7273 | 1184.2756 | 1046.9791 | 995.7293 | 874.6553 | 872.4941 | 711.3714 | 797.902 | 727.7708 | 707.526 | 713.8828 | 674.9748 | 558.8474
NEM | Total | 1307.1226 | 1536.2351 | 2032.3165 | 13169.3027 | 12483.8725 | 13422.3589 | 20599.9488 | 19685.0939 | 19651.8361 | 18754.2085 | 18065.0889 | 16153.0257 | 15395.449 | 14599.7105 | 14013.749 | 13426.5093 | 12763.4723 | 12271.8185 | 11654.9998 | 11089.582 | 10506.1941 | 10062.8937 | 9504.2979 | 9164.6376 | 8711.2972 | 8325.3947 | 8002.2883 | 7610.1132 | 7176.3459

## Marinus_System Strength Cost
System Strength cost by region ($000s) - Marinus Link, Central No State Based Schemes Sensitivity
System Strength | Real June 2020 dollars discounted to 1 July 2020
Explicitly modelled generation
Region | Technology | 2021-22 | 2022-23 | 2023-24 | 2024-25 | 2025-26 | 2026-27 | 2027-28 | 2028-29 | 2029-30 | 2030-31 | 2031-32 | 2032-33 | 2033-34 | 2034-35 | 2035-36 | 2036-37 | 2037-38 | 2038-39 | 2039-40 | 2040-41 | 2041-42 | 2042-43 | 2043-44 | 2044-45 | 2045-46 | 2046-47 | 2047-48 | 2048-49 | 2049-50
NSW1 | System Strength | 2.9832e-05 | 3.1613e-05 | 3.4327e-05 | 3149.4614 | 3005.2112 | 2867.568 | 2743.5495 | 2784.6084 | 3765.7041 | 5153.3909 | 4961.6669 | 12464.9943 | 12585.0256 | 12008.6122 | 11726.1387 | 11192.9511 | 13495.5067 | 13917.0524 | 13873.0205 | 13310.4576 | 15131.9729 | 16367.5144 | 15659.6402 | 14900.6215 | 14235.1803 | 14239.6541 | 13623.8071 | 12963.4647 | 12893.604
QLD1 | System Strength | 3383.8624 | 3228.8763 | 3089.2315 | 3359.4253 | 3205.5585 | 3058.7391 | 2926.4525 | 4350.9501 | 4151.67 | 3961.5172 | 4102.8706 | 3904.0055 | 4628.1412 | 4416.1653 | 4321.5144 | 4292.5989 | 5778.4754 | 5513.8124 | 5275.347 | 5262.221 | 5828.4315 | 7583.1175 | 7255.1573 | 7019.6061 | 6698.0974 | 6391.3143 | 6114.8981 | 5818.5105 | 6746.5256
VIC1 | System Strength | 7.0282e-05 | 6.9751e-05 | 7.3621e-05 | 765.7806 | 730.7067 | 1504.0981 | 4657.2425 | 4985.7086 | 4757.3555 | 4610.7074 | 6077.5046 | 7914.181 | 7551.6994 | 7385.6351 | 7365.3835 | 7551.3513 | 8631.3617 | 8320.3698 | 7960.5244 | 7574.6825 | 7511.4753 | 7167.4383 | 6857.4556 | 6525.0765 | 6226.2181 | 6941.7002 | 6641.4805 | 6319.5696 | 6030.1238
SA1 | System Strength | 0.00021589 | 0.00021543 | 162.7544 | 2099.6412 | 2003.4744 | 1911.7122 | 1932.7652 | 3047.6266 | 2908.0407 | 2774.848 | 2654.8395 | 3314.7706 | 3162.9491 | 3018.0812 | 3027.8279 | 2881.07 | 2905.7109 | 2988.5606 | 2859.3091 | 3316.0851 | 3590.0731 | 3581.9825 | 3540.0207 | 3368.4368 | 3261.4041 | 3218.2586 | 3079.073 | 2929.8311 | 2795.6404
TAS1 | System Strength | 1.8729 | 1.7872 | 884.3474 | 841.4833 | 802.9421 | 766.1661 | 1408.3555 | 1340.0929 | 2939.3823 | 2804.7541 | 2683.452 | 2553.3861 | 2436.4371 | 2324.8445 | 2224.298 | 2116.4868 | 2019.5485 | 2065.4661 | 1976.1373 | 1880.3545 | 1794.2315 | 1712.0529 | 1638.0088 | 1558.6149 | 1487.228 | 1564.2206 | 1524.3778 | 1450.4916 | 1384.0569
NEM | Total | 3385.7356 | 3230.6638 | 4136.3335 | 10215.7918 | 9747.893 | 10108.2834 | 13668.3652 | 16508.9866 | 18522.1526 | 19305.2177 | 20480.3336 | 30151.3374 | 30364.2523 | 29153.3383 | 28665.1626 | 28034.4581 | 32830.6033 | 32805.2613 | 31944.3383 | 31343.8008 | 33856.1843 | 36412.1057 | 34950.2826 | 33372.3558 | 31908.1279 | 32355.1478 | 30983.6364 | 29481.8676 | 29849.9506