## Cover
Project Marinus Economic Modelling Results
Supporting the Economic Modelling Appendix to the TasNetworks PACR
TasNetworks | 22 June 2021

## Release notice
Notice
Ernst & Young ("EY") was engaged on the instructions of Tasmanian Networks Pty Ltd (“TasNetworks” or “Client”) to provide market modelling in relation to the proposed Marinus Link interconnector (“Project”), in accordance with the contract dated 14 June 2018.
The results of Ernst & Young’s work, including the assumptions and qualifications made in preparing the workbook dated 22 June 2021 (“Workbook”), are set out in Ernst & Young's report dated 22 June 2021 ("Report"). The Workbook and Report should be read in their entirety including this notice, the applicable scope of the work and any limitations. A reference to the Workbook includes any part of the Workbook. No further work has been undertaken by Ernst & Young since the date of the Workbook to update it.
EY has prepared the Workbook under the directions of the Client. EY has not been engaged to act, and has not acted, as advisor to any other party. Accordingly, EY makes no representations as to the appropriateness, accuracy or completeness of the Workbook for any other party's purposes.
No reliance may be placed upon the Workbook or any of its contents by any party other than the Client (“Third Parties”). Any Third Party receiving a copy of the Workbook must make and rely on their own enquiries in relation to the issues to which the Workbook relates, the contents of the Workbook and all matters arising from or relating to or in any way connected with the Workbook or its contents.
EY disclaims all responsibility to any Third Parties for any loss or liability that the Third Parties may suffer or incur arising from or relating to or in any way connected with the contents of the Workbook, the provision of the Workbook to the Third Parties or the reliance upon the Workbook by the Third Parties.
No claim or demand or any actions or proceedings may be brought against EY arising from or connected with the contents of the Workbook or the provision of the Workbook to the Third Parties. EY will be released and forever discharged from any such claims, demands, actions or proceedings.
Our work commenced on 12 January 2021 and was completed on 19 May 2021. Therefore, our Workbook does not take account of events or circumstances arising after 19 May 2021 and we have no responsibility to update the Workbook for such events or circumstances.
In preparing this Workbook we have considered and relied upon information from a range of sources believed to be reliable and accurate. We do not imply, and it should not be construed, that we have verified any of the information provided to us, or that our enquiries could have identified any matter that a more extensive examination might disclose.
The work performed as part of our scope considers information provided to us and a number of combinations of input assumptions relating to future conditions, which may not necessarily represent actual or most likely future conditions. Additionally, modelling work performed as part of our scope inherently requires assumptions about future behaviours and market interactions, which may result in forecasts that deviate from future conditions. There will usually be differences between estimated and actual results, because events and circumstances frequently do not occur as expected, and those differences may be material. We take no responsibility that the projected outcomes will be achieved, if any.
We highlight that our analysis and Workbook do not constitute investment advice or a recommendation to you on a future course of action. We provide no assurance that the scenarios we have modelled will be accepted by any relevant authority or third party.
Our conclusions are based, in part, on the assumptions stated and on information provided by the Client and other information sources used during the course of the engagement. The modelled outcomes are contingent on the collection of assumptions as agreed with the Client and no consideration of other market events, announcements or other changing circumstances are reflected in this Workbook. Neither EY nor any member or employee thereof undertakes responsibility in any way whatsoever to any person in respect of errors in this Workbook arising from incorrect information provided by the Client or other information sources used.
EY has consented to the Workbook being published electronically on the Client’s website alongside the Report and Addendum for informational purposes only. EY has not consented to distribution or disclosure beyond this. The material contained in the Workbook, including the EY logo, is copyright. The copyright in the material contained in the Workbook itself, excluding EY logo, vests in the Client. The Workbook, including the EY logo, cannot be altered without prior written permission from EY.
EY’s liability is limited by a scheme approved under Professional Standards Legislation.

## Version notes
Change log
2021-06-22 | 1 | Project Marinus Economic Modelling Result Workbooks supporting the Addendum to the PACR, Step Change No State Based Schemes Sensitivity. Marinus Link stage 1 from 1 July 2027 and stage 2 from 1 July 2029.

## Abbreviations and notes
Acronyms
AEMO | Australian Energy Market Operator
CCGT | Closed cycle gas turbine
Diesel | Diesel generator
Distributed PV | PV non-scheduled generators (PVNSG) and Rooftop PV
DSP | Demand-side participation
ESOO | Electricity Statement Of Opportunities
FOM | Fixed operations and maintenance
Gas - Steam | Gas-powered steam turbine
GWh | Gigawatt-hours
Grid Battery | Explicitly modelled existing and new entrant (8 hour or less) battery storage
MW | Megawatts
NEM | National Electricity Market
OCGT | Open cycle gas turbine
PACR | Project Assessment Conclusions Report
PV | Photovoltaic
PVNSG | PV non-scheduled generators
Rehab | Rehabilitation (after closing an existing generator)
USE | Unserved energy
VOM | Variable operations and maintenance
VPP | Virtual power plants
Notes
1. BaseCase simulations do not include Marinus Link. Marinus simulations include Marinus Link stage 1 from 1 July 2027 and stage 2 from 1 July 2029.
2. Tumut 3 generation is included in Hydro, whereas Tumut 3 pump is included in Pumped Hydro Pump.
3. REZ expansion costs only capture intra-regional network augmentations. These costs do not include the cost of interconnectors.
4. New entrant capacity and retiring capacity for allowable generators are made at the beginning of each financial year, on 1 July.
5. Other non-scheduled generation is handled on the demand side as per AEMO's 2020 ESOO.

## ---Compare options---
Compare |  | Marinus | to | BaseCase |  | 0 | 1 | 2 | 3 | 4 | 5 | 6 | 7 | 8 | 9 | 10 | 11 | 12 | 13 | 14 | 15 | 16 | 17 | 18 | 19 | 20 | 21 | 22 | 23 | 24 | 25 | 26 | 27 | 28
NEM discounted market benefits by year
Select region | NEM
[5 empty] | Real June 2020 dollars ($m) discounted to 1 July 2020 | 2021-22 | 2022-23 | 2023-24 | 2024-25 | 2025-26 | 2026-27 | 2027-28 | 2028-29 | 2029-30 | 2030-31 | 2031-32 | 2032-33 | 2033-34 | 2034-35 | 2035-36 | 2036-37 | 2037-38 | 2038-39 | 2039-40 | 2040-41 | 2041-42 | 2042-43 | 2043-44 | 2044-45 | 2045-46 | 2046-47 | 2047-48 | 2048-49 | 2049-50
|  |  |  | Build | CAPEX | 24.9449 | 23.8024 | 9.9267 | 9.0762 | 24.5031 | 31.336 | 61.1974 | 66.4159 | -29.4905 | -2.1959 | 23.6087 | 50.7382 | 101.0469 | 32.3179 | 101.5074 | 118.7929 | 112.9489 | 78.3393 | 45.1325 | 70.3222 | 83.1706 | 28.8111 | 53.3084 | 62.2479 | 80.7548 | 80.7891 | 64.2169 | 52.6743 | 38.3043
|  |  |  | FOM | FOM | 4.8647 | 4.6419 | 2.0983 | -8.0439 | 93.9398 | -5.3497 | 11.9046 | 19.6269 | 4.3799 | 10.1591 | 16.4486 | 9.0451 | -23.874 | 1.7171 | 7.1128 | 10.8496 | 11.8186 | 4.6789 | -0.54605 | 4.0041 | -56.69 | -8.4837 | 2.955 | 8.6465 | 14.5977 | 15.4523 | 12.9416 | 11.3068 | 5.4096
|  |  |  | Fuel | Fuel | -5.8674 | -0.55684 | -5.6214 | -2.6258 | -27.4814 | -20.5353 | 26.5382 | 24.3199 | 92.8444 | 65.8552 | 69.7666 | 61.8201 | 55.0606 | 94.3914 | 61.9958 | 41.7671 | 70.3893 | 114.1708 | 101.7969 | 79.2121 | 89.0894 | 169.0231 | 119.1663 | 95.9358 | 81.0407 | 77.8287 | 89.6447 | 70.182 | 92.0455
|  |  |  | VOM | VOM | -1.8535 | -3.8531 | 1.2499 | 1.9486 | 0.25192 | -0.8653 | -3.3388 | -2.6558 | 11.395 | 10.4421 | 5.7426 | 6.6813 | 1.5599 | 7.0019 | 3.8507 | 2.8761 | 2.2695 | 3.3511 | 5.9657 | 1.9803 | 2.2165 | 3.8448 | 1.8088 | 2.5671 | 0.40209 | 1.2546 | 1.6931 | 2.5151 | 3.0903
|  |  |  | REHAB | REHAB | 0 | 0 | 0 | 2.5114 | -2.473 | 4.2435 | -12.6992 | 1.1879e-05 | 2.1281 | 0.16725 | -0.21241 | 1.4096e-08 | 5.2861 | 0 | 0 | -0.094157 | 0 | 5.1214e-07 | 0 | 1.572 | 7.7504 | 0 | -0.69185 | 1.2913e-07 | 2.6187e-07 | 0 | -0.81426 | 0 | 0
|  |  |  | REZ Tx | REZ | 0.3637 | 0.34704 | -0.66619 | 1.8231 | 6.19 | 6.7158 | 13.3543 | 14.0683 | 13.424 | 18.3697 | 10.44 | 8.4707 | 19.3799 | 13.6466 | 25.3919 | 22.3597 | 23.2216 | 20.8311 | 23.4362 | 26.6194 | 25.7666 | 26.815 | 37.569 | 30.7901 | 40.6987 | 48.683 | 41.9063 | 37.6052 | 24.3342
|  |  |  | USE+DSP | USE+DSP | 3.4158e-06 | 3.393e-06 | -0.020412 | 1.59 | 0.45818 | 1.5699 | 0.1682 | 1.1831 | 0.41557 | 0.16838 | 0.40507 | 15.7982 | -0.90499 | 2.5751 | 10.2979 | 0.65513 | -10.3546 | 0.019612 | -2.7404 | 2.1241 | -1.8373 | 10.2678 | 0.15535 | 20.7054 | -0.79145 | -0.52455 | -0.039611 | 1.5684 | -1.4275
|  |  |  | SyncCon | SyncCon | 0.00094535 | 0.086905 | -0.20064 | 0.13996 | 0.069846 | 0.51586 | -0.85473 | -0.84168 | -1.4761 | -1.1892 | -0.96742 | -0.056862 | -0.1706 | -0.06783 | 0.054777 | 0.015514 | 0.15454 | -0.013175 | 0.026537 | 0.1886 | 0.29016 | -0.049783 | 0.24027 | 0.23937 | 0.078196 | -0.043904 | -0.021307 | 0.014751 | 0.038399
|  |  |  | System Strength | System Strength | 0.73331 | 0.69972 | 0.1104 | 0.37446 | 0.7547 | 0.82808 | 1.792 | 1.8061 | 0.35703 | 0.94329 | 0.78336 | 0.30603 | 1.0968 | -0.48644 | 0.46143 | 0.15023 | 0.97151 | 0.6956 | 0.21619 | 0.73229 | 0.76891 | 0.14334 | 1.1147 | 0.92065 | 1.4237 | 1.7878 | 1.4405 | 1.1453 | 0.24436
[5 empty] | Total cumulative market benefits | 23.1867 | 48.3546 | 55.2313 | 62.0253 | 158.2386 | 176.6975 | 274.7594 | 398.6822 | 492.6596 | 595.3796 | 721.3947 | 874.1975 | 1032.6783 | 1183.7739 | 1394.4466 | 1591.8187 | 1803.2381 | 2025.3114 | 2198.5989 | 2385.3541 | 2535.8793 | 2766.2511 | 2981.877 | 3203.9297 | 3422.1342 | 3647.3612 | 3858.3291 | 4035.3408 | 4197.3799
NEM capacity difference by year
Select region | NEM
[5 empty] | Capacity difference (MW) | 2021-22 | 2022-23 | 2023-24 | 2024-25 | 2025-26 | 2026-27 | 2027-28 | 2028-29 | 2029-30 | 2030-31 | 2031-32 | 2032-33 | 2033-34 | 2034-35 | 2035-36 | 2036-37 | 2037-38 | 2038-39 | 2039-40 | 2040-41 | 2041-42 | 2042-43 | 2043-44 | 2044-45 | 2045-46 | 2046-47 | 2047-48 | 2048-49 | 2049-50
[5 empty] | Black Coal | 0 | 0 | 0 | 61.3047 | -83.8008 | -94.1439 | -190.7752 | -190.7752 | -272.5355 | -268.9204 | -316.7565 | -268.9204 | -111.3284 | -111.3284 | 218.2391 | 191.3543 | 191.3544 | 191.3544 | 191.3544 | 252.8875 | 595.1444 | 595.1443 | 398.6078 | 403.7899 | 403.7899 | 403.7899 | 299.5288 | 299.5288 | 299.5288
[5 empty] | Brown Coal | 0 | 0 | 0 | 63.0831 | 122.7136 | 143.3473 | -0.00045205 | -0.00022323 | -0.00022336 | -0.00022339 | -0.00022339 | -0.00022337 | -0.00022336 | -0.00022339 | -0.00022338 | -0.00022298 | -0.00022291 | -0.00022291 | -0.00022292 | -0.00022294 | -0.00022292 | -0.00022289 | -0.00022289 | -0.00022291 | -0.00010002 | 0 | 0 | 0 | 0
[5 empty] | CCGT | 0 | 0 | 0 | 0 | 0 | 0 | 0 | 0 | 0 | 0 | 0 | 0 | 0 | 0 | 0 | 0 | 0 | 0 | 0 | 0 | 0 | 0 | 0 | 0 | 0 | 0 | 0 | 0 | -0.00011615
[5 empty] | Gas - Steam | 0 | 0 | 0 | 0 | 0 | 0 | 0 | 0 | 0 | 0 | 0 | 0 | 0 | 0 | 0 | 0 | 0 | 0 | 0 | 0 | 0 | 0 | 0 | 0 | 0 | 0 | 0 | 0 | 0
[5 empty] | OCGT / Diesel | 0 | 0 | 0 | 0 | 0 | 0 | 0 | 0 | 0 | 0 | 0 | 0 | 0 | 0 | -251.1308 | -251.1308 | -615.9139 | -615.9139 | -691.9919 | -691.9919 | -906.128 | -1074.8514 | -1329.8321 | -957.955 | -957.955 | -955.0286 | -955.0286 | -891.7966 | -1211.8643
[5 empty] | Hydro | 0 | 0 | 0 | 0 | 0 | 0 | 250 | 250 | 250 | 250 | 250 | 250 | 250 | 250 | 250 | 250 | 250 | 250 | 250 | 250 | 250 | 250 | 250 | 250 | 250 | 250 | 250 | 250 | 250
[5 empty] | Wind | -207.1479 | -207.1479 | -79.7912 | -82.1009 | -192.3677 | -318.6814 | -685.3305 | -823.8493 | 95.2975 | -298.4202 | -595.8765 | -306.4921 | -587.7767 | 579.3643 | 323.9675 | -271.8958 | 278.8268 | 845.6819 | 619.3263 | -8.2475 | 47.4736 | 1063.3738 | 985.5213 | 1155.9553 | 773.9895 | 388.7944 | 766.0557 | 1097.0195 | 1343.7623
[5 empty] | Solar PV | 0 | 0 | 0 | 0 | -88.0854 | -20.4015 | -29.2305 | 51.2305 | -45.1247 | -31.6988 | -182.5751 | -176.6029 | -590.3416 | -790.341 | -1393.0126 | -1017.9342 | -1718.7351 | -1642.9565 | -975.3295 | -927.3849 | -1516.2158 | -1483.1739 | -2515.3876 | -2515.3876 | -2828.9538 | -2517.5693 | -2517.5694 | -2517.5694 | -1458.5423
[5 empty] | Grid Battery | 0 | 0 | 0 | 0 | 0 | 0 | 0 | -0.00011697 | -0.00034221 | -0.00040332 | -0.00041531 | 547.825 | 320.8552 | 320.8552 | 326.8306 | 326.8306 | 311.2357 | 311.2357 | 348.9725 | 348.9725 | 281.2501 | 32.408 | 32.4079 | -1381.3209 | -1381.3209 | -1237.4603 | -1237.4602 | -1705.7446 | -1750.8533
[5 empty] | Pumped Hydro | 0 | 0 | 0 | 0 | 0 | -0.00012788 | -0.00020691 | -0.00038097 | 227.8767 | 271.479 | 278.3196 | -335.2471 | -448.1134 | -448.1134 | -740.8323 | -740.8323 | -708.9755 | -708.9755 | -336.1873 | -336.1873 | -356.9511 | -70.5939 | -70.5939 | 20.8733 | 20.8733 | -66.4455 | -66.4455 | 131.9039 | 131.9039
[5 empty] | VPP | 0 | 0 | 0 | 0 | 0 | 0 | 0 | 0 | 0 | 0 | 0 | 0 | 0 | 0 | 0 | 0 | 0 | 0 | 0 | 0 | 0 | 0 | 0 | 0 | 0 | 0 | 0 | 0 | 0
[5 empty] | Grid Battery pump | 0 | 0 | 0 | 0 | 0 | 0 | 0 | -0.00011697 | -0.00034221 | -0.00040332 | -0.00041531 | 547.825 | 320.8552 | 320.8552 | 326.8306 | 326.8306 | 311.2357 | 311.2357 | 348.9725 | 348.9725 | 281.2501 | 32.408 | 32.4079 | -1381.3209 | -1381.3209 | -1237.4603 | -1237.4602 | -1705.7446 | -1750.8533
[5 empty] | Pumped Hydro Pump | 0 | 0 | 0 | 0 | 0 | -0.00012788 | -0.00020691 | -0.00038097 | 227.8767 | 271.479 | 278.3196 | -335.2471 | -448.1134 | -448.1134 | -740.8323 | -740.8323 | -708.9755 | -708.9755 | -336.1873 | -336.1873 | -356.9511 | -70.5939 | -70.5939 | 20.8733 | 20.8733 | -66.4455 | -66.4455 | 131.9039 | 131.9039
[5 empty] | VPP pump | 0 | 0 | 0 | 0 | 0 | 0 | 0 | 0 | 0 | 0 | 0 | 0 | 0 | 0 | 0 | 0 | 0 | 0 | 0 | 0 | 0 | 0 | 0 | 0 | 0 | 0 | 0 | 0 | 0
NEM generation difference by year
Select region | NEM
[5 empty] | Sent-out generation difference (GWh)* | 2021-22 | 2022-23 | 2023-24 | 2024-25 | 2025-26 | 2026-27 | 2027-28 | 2028-29 | 2029-30 | 2030-31 | 2031-32 | 2032-33 | 2033-34 | 2034-35 | 2035-36 | 2036-37 | 2037-38 | 2038-39 | 2039-40 | 2040-41 | 2041-42 | 2042-43 | 2043-44 | 2044-45 | 2045-46 | 2046-47 | 2047-48 | 2048-49 | 2049-50
[5 empty] | Black Coal | 265.8486 | 107.1192 | 269.0353 | 512.5373 | 578.5101 | 588.7 | 196.2524 | 250.5726 | -982.7528 | -399.1016 | -586.2919 | -776.4493 | 248.5973 | -263.2739 | 1454.2321 | 1523.3779 | 1088.1281 | 1132.7355 | 1092.0812 | 1290.3051 | 2764.5544 | 2847.2417 | 1796.2934 | 1692.4432 | 1622.0517 | 1856.6397 | 1339.2728 | 1187.9979 | 1221.5189
[5 empty] | Brown Coal | 220.8284 | 7.388 | 178.9127 | 358.7374 | 947.3554 | 1189.4671 | -0.0021315 | -0.0011873 | -0.0012349 | -0.0011167 | -0.0010053 | -0.00098837 | -0.001038 | -0.00096557 | -0.00096224 | -0.00089883 | -0.00079869 | -0.00083208 | -0.0007146 | -0.0006028 | -0.00074454 | -0.00083947 | -0.0008846 | -0.00082246 | -0.00052 | -0.00058808 | -0.00011905 | 0 | 0
[5 empty] | CCGT | -2.8051e-05 | -2.82e-05 | 11.9708 | -152.5137 | 90.8956 | 17.7213 | -424.1477 | -296.3741 | -1327.2849 | -804.8591 | -567.102 | -75.7549 | -207.8498 | -313.1109 | -597.1861 | -374.2181 | -218.4945 | -153.6906 | -189.3028 | -74.1515 | -141.7493 | -312.0482 | -78.0958 | -106.7756 | -15.7961 | -0.00026019 | -0.00026413 | -0.00021987 | -0.00056578
[5 empty] | Gas - Steam | 1.0896 | 0.46314 | 1.2709 | -19.7593 | -1.5265 | -13.4495 | -66.8343 | -74.4196 | -92.7284 | -144.7262 | -254.7432 | -321.7082 | -384.1715 | -648.2895 | -238.4343 | -125.6752 | -196.3084 | -480.5006 | -8.439 | -4.7874 | -10.4422 | -22.3213 | -6.6552 | -11.9579 | -8.8911 | 0 | 0 | 0 | 0
[5 empty] | OCGT / Diesel | 1.2942 | 0.60169 | 2.4183 | -43.5613 | -16.1331 | -45.3576 | -52.9807 | -71.9133 | -136.868 | -160.034 | -265.9201 | -388.3974 | -372.9025 | -640.7401 | -686.7991 | -620.3647 | -1125.5206 | -1757.2226 | -2000.9622 | -1758.3163 | -2172.2935 | -3968.0743 | -2849.6885 | -2482.8294 | -2220.7671 | -2236.1207 | -2489.266 | -2064.8521 | -2818.2758
[5 empty] | Hydro | -0.58687 | 503.9907 | -429.5891 | -592.6491 | -1014.7273 | -948.7286 | 1122.0213 | 923.7365 | 179.8949 | -400.8006 | 387.4117 | -83.2126 | 527.2129 | -131.1747 | -76.1581 | -176.3643 | 20.3245 | 7.3842 | -541.564 | -188.2665 | -559.112 | -350.1139 | -144.9096 | -345.1157 | -26.9277 | -672.1477 | -630.5839 | -1377.5091 | -1242.5579
[5 empty] | Wind | -500.732 | -605.5655 | -24.3746 | -56.3249 | -336.3287 | -655.1592 | -1015.4795 | -1323.1099 | 2018.666 | 1173.9457 | 1217.2787 | 1874.3729 | 1246.5281 | 3633.4643 | 3015.2472 | 1705.605 | 3732.4646 | 4697.7853 | 3827.8806 | 2607.716 | 2725.6026 | 4828.0624 | 5321.4318 | 5662.5134 | 5500.6981 | 5240.6426 | 5756.7931 | 6160.4412 | 5776.2637
[5 empty] | Solar PV | 0.00072226 | 0.00054408 | -6.3726 | 0.0014686 | -206.5971 | -51.6102 | -60.9862 | 140.5248 | -59.0655 | 22.4629 | -285.3878 | -564.6719 | -1443.3819 | -1849.8982 | -3440.4884 | -2587.8932 | -3546.5382 | -3379.3822 | -2185.0749 | -1874.445 | -2984.9324 | -2639.0304 | -4105.1505 | -4422.1905 | -4671.0057 | -4037.1421 | -3727.072 | -3798.8199 | -2789.09
[5 empty] | Grid Battery | 0.28338 | -1.4615 | 1.9735 | 0.14354 | 0.72458 | 1.963 | 1.2644 | 0.015713 | -4.4485 | -2.987 | 3.8056 | 728.6092 | 425.344 | 409.5475 | 427.2488 | 432.1089 | 407.0338 | 405.5397 | 450.9687 | 434.4467 | 353.6256 | 70.1278 | 43.1947 | -1633.8452 | -1572.7726 | -1346.4914 | -1335.2318 | -1786.2275 | -1717.9285
[5 empty] | Pumped Hydro | -13.207 | -10.0889 | -14.6908 | -6.5326 | 254.2171 | 234.7911 | -339.4727 | -260.8281 | -78.6191 | 353.5135 | 327.8399 | -1025.3667 | -1097.9286 | -1127.2707 | -1849.4671 | -1866.328 | -1636.7418 | -1289.1929 | -876.6172 | -976.8089 | -1059.3404 | -40.5508 | -171.9639 | 650.6534 | 682.8147 | 432.5028 | 594.4464 | 1107.439 | 1072.885
[5 empty] | VPP | 0.0097658 | -2.1087 | 7.0607 | 0.38135 | 3.0735 | -10.51 | -0.46638 | 2.5297 | 13.0739 | 6.656 | 10.0624 | 16.23 | 34.3608 | 0.78631 | 28.0486 | 95.6869 | 79.9333 | 125.8346 | 147.0784 | 143.9385 | 102.2978 | 244.4143 | 164.3014 | 471.4139 | 504.5582 | 438.6003 | 525.681 | 561.6121 | 468.5778
[5 empty] | Grid Battery pump | 0.34987 | -1.8043 | 2.4364 | 0.2879 | 0.66693 | 2.5404 | 1.561 | 0.01941 | -5.4955 | -3.6841 | 4.6984 | 857.295 | 500.4533 | 483.1449 | 501.1394 | 508.4719 | 480.2287 | 477.3231 | 529.5643 | 512.41 | 414.919 | 82.2132 | 50.7041 | -1922.7867 | -1853.4275 | -1579.2787 | -1575.2407 | -2097.6493 | -2019.8086
[5 empty] | Pumped Hydro Pump | -23.825 | -20.1281 | -30.9535 | -13.6929 | 298.4447 | 342.7647 | -580.7375 | -592.4699 | -374.5134 | -207.9873 | 38.3862 | -1599.8152 | -1726.388 | -1520.1294 | -2645.9277 | -2717.0707 | -2190.8386 | -1612.5933 | -1106.0122 | -1184.6594 | -1594.8169 | 55.2497 | -420.6245 | 660.3362 | 838.8431 | 534.456 | 819.9296 | 1347.7715 | 1439.1342
[5 empty] | VPP pump | 0.011722 | -2.5309 | 8.4692 | 0.4675 | 3.6245 | -12.5545 | -0.55978 | 3.0363 | 15.5273 | 8.1532 | 12.234 | 20.584 | 39.2993 | 0.083689 | 35.3524 | 114.3311 | 96.3102 | 151.1161 | 176.4425 | 172.4748 | 125.7207 | 291.5737 | 196.4408 | 564.2795 | 607.1195 | 526.3925 | 630.9176 | 673.8072 | 562.6099
*Generation shown is sent-out, as is demand. The difference in sent-out generation with the Marinus Link option and the Base Case is due to the difference in losses from interconnectors and storage.

## BaseCase_CF
Annual capacity factor by technology - BaseCase, Step Change No State Based Schemes Sensitivity
Explicitly modelled generation
Region | Technology | 2021-22 | 2022-23 | 2023-24 | 2024-25 | 2025-26 | 2026-27 | 2027-28 | 2028-29 | 2029-30 | 2030-31 | 2031-32 | 2032-33 | 2033-34 | 2034-35 | 2035-36 | 2036-37 | 2037-38 | 2038-39 | 2039-40 | 2040-41 | 2041-42 | 2042-43 | 2043-44 | 2044-45 | 2045-46 | 2046-47 | 2047-48 | 2048-49 | 2049-50
NEM | Black Coal | 47.81% | 44.61% | 46.36% | 59.16% | 62.2% | 60.1% | 57.96% | 61.16% | 62.16% | 59.81% | 57.14% | 56.25% | 63.64% | 56.7% | 52.43% | 55.22% | 57.65% | 57.01% | 52.38% | 52.52% | 52.04% | 56.55% | 51.87% | 51.6% | 48.06% | 48.02% | 48.83% | 44.96% | 45.86%
NEM | Brown Coal | 63.26% | 54.45% | 57.06% | 65.08% | 66.82% | 63.21% | - | - | - | - | - | - | - | - | - | - | - | - | - | - | - | - | - | - | - | - | - | - | -
NEM | CCGT | 8.417% | 8.417% | 7.203% | 13.61% | 15.52% | 13.65% | 14.78% | 14.9% | 18.85% | 17.87% | 19.65% | 22.25% | 26.5% | 25.01% | 23.06% | 22.39% | 26.12% | 26.05% | 24.05% | 24.89% | 26.93% | 31.12% | 25.37% | 27.99% | 28.86% | 28.26% | 28.34% | 28.26% | 28.26%
NEM | Gas - Steam | 5.843% | 5.936% | 5.98% | 2.405% | 2.411% | 2.52% | 2.679% | 3.29% | 2.829% | 3.172% | 4.305% | 7.901% | 8.636% | 13.45% | 11.59% | 10.31% | 16.92% | 22.44% | 22.52% | 25.78% | 33.22% | 37.3% | 30.86% | 31.03% | 27.09% | - | - | - | -
NEM | OCGT / Diesel | 0.09719% | 0.03914% | 0.1718% | 0.6451% | 0.4896% | 0.5427% | 0.458% | 0.7083% | 0.5244% | 0.8581% | 1.3% | 2.625% | 2.639% | 3.399% | 3.875% | 4.204% | 6.738% | 6.425% | 9.889% | 12.21% | 10.86% | 14% | 14.78% | 10.63% | 11.02% | 14.14% | 14.95% | 16.37% | 16.74%
NEM | Hydro | 20.93% | 21.54% | 20.96% | 24.69% | 25.5% | 23.99% | 24.25% | 27.47% | 25.3% | 24.08% | 23.16% | 23.1% | 25.08% | 26.16% | 25.25% | 24.89% | 27.84% | 25.51% | 24.18% | 22.72% | 22.4% | 25.21% | 24.88% | 24.08% | 25.04% | 29.45% | 26.08% | 24.66% | 24.14%
NEM | Wind | 37% | 37.12% | 33.5% | 32.89% | 35.82% | 36.76% | 37.39% | 34.95% | 34.7% | 34.38% | 34.69% | 32.05% | 30.82% | 32.96% | 34.55% | 35.52% | 33.25% | 33.14% | 33.1% | 32.42% | 30.8% | 29.49% | 31.55% | 32.94% | 33.93% | 32.2% | 32.26% | 31.9% | 31.51%
NEM | Solar PV | 29.56% | 29.16% | 29.61% | 28.44% | 27.85% | 29.47% | 29.63% | 26.17% | 27.44% | 28.2% | 28.17% | 28.34% | 27.1% | 26.6% | 28.18% | 28.44% | 24.82% | 25.43% | 26.4% | 26.24% | 26.17% | 25.01% | 24.02% | 25.13% | 24.87% | 22.54% | 22.87% | 23.33% | 23.49%
NEM | Grid Battery | 6.028% | 4.108% | 4.741% | 5.472% | 5.197% | 5.402% | 5.377% | 5.145% | 4.971% | 5.275% | 4.988% | 10.38% | 11.74% | 11.89% | 12.52% | 12.54% | 12.32% | 12.29% | 12.76% | 12.71% | 13.08% | 13.97% | 13.67% | 13.94% | 13.69% | 13.01% | 13.16% | 12.83% | 12.38%
NEM | Pumped Hydro | 4.468% | 6.265% | 8.084% | 17.95% | 18.22% | 18.59% | 23.11% | 23.17% | 22.91% | 23.12% | 22.57% | 25.4% | 24.14% | 24.51% | 25.69% | 24.99% | 24.87% | 24.32% | 26.24% | 26.35% | 27.04% | 25.99% | 24.51% | 26.15% | 25.08% | 23.59% | 22.94% | 22.93% | 22.07%
NEM | VPP | 4.783% | 6.17% | 7.237% | 8.398% | 8.297% | 8.388% | 7.964% | 7.384% | 7.025% | 6.988% | 6.751% | 6.543% | 6.332% | 6.202% | 6.437% | 6.284% | 5.86% | 5.758% | 5.84% | 5.772% | 5.807% | 5.433% | 4.807% | 4.966% | 4.629% | 4.079% | 3.826% | 3.56% | 3.286%
Region | Technology | 2021-22 | 2022-23 | 2023-24 | 2024-25 | 2025-26 | 2026-27 | 2027-28 | 2028-29 | 2029-30 | 2030-31 | 2031-32 | 2032-33 | 2033-34 | 2034-35 | 2035-36 | 2036-37 | 2037-38 | 2038-39 | 2039-40 | 2040-41 | 2041-42 | 2042-43 | 2043-44 | 2044-45 | 2045-46 | 2046-47 | 2047-48 | 2048-49 | 2049-50
NSW1 | Black Coal | 48.11% | 44.96% | 46.66% | 55.93% | 63.51% | 57.64% | 56.87% | 60.19% | 60.35% | 58.35% | 55.94% | 52.02% | 61.3% | 54.5% | 43.08% | 53.4% | 59.65% | 58.28% | 53.86% | 47.43% | 52.92% | - | - | - | - | - | - | - | -
NSW1 | Brown Coal | bar: 2021-22 to 2049-50
NSW1 | CCGT | 0.6146% | 0.6146% | 1.85% | 4.783% | 4.399% | 2.837% | 6.764% | 8.984% | 18.04% | 12.99% | 13.36% | 20.41% | 21.6% | 25.36% | 22.97% | 19.37% | 25.63% | 28.51% | 25.56% | 22.38% | 23.46% | 27.95% | 2.715% | - | - | - | - | - | -
NSW1 | Gas - Steam | bar: 2021-22 to 2049-50
NSW1 | OCGT / Diesel | 1.935e-07% | 2.036e-07% | 0.09703% | 0.4983% | 0.06922% | 0.1358% | 0.1265% | 0.3283% | 0.147% | 0.2555% | 0.269% | 1.874% | 1.252% | 2.844% | 3.657% | 4.424% | 6.15% | 7.629% | 10.23% | 13.96% | 8.614% | 12.72% | 16.65% | 9.889% | 8.921% | 12.91% | 17.72% | 18.4% | 17.23%
NSW1 | Hydro | 9.658% | 10.25% | 9.655% | 13.01% | 12.44% | 11.76% | 13.26% | 17.18% | 14.54% | 13.74% | 13.66% | 13.77% | 15.79% | 16.63% | 17% | 16.26% | 20.48% | 17.15% | 16.51% | 14.93% | 14.57% | 16.83% | 16.41% | 17.33% | 17.17% | 20.58% | 16.49% | 15.11% | 13.47%
NSW1 | Wind | 33.4% | 35.94% | 33.46% | 32.73% | 36.52% | 37.93% | 37.54% | 32.82% | 30.5% | 32.14% | 33.36% | 32.89% | 31.58% | 33.29% | 35.13% | 35.34% | 31.39% | 29.02% | 30.64% | 30.81% | 31.41% | 29.91% | 31.3% | 32.77% | 32.66% | 29.09% | 28.17% | 28.97% | 29.98%
NSW1 | Solar PV | 28.63% | 28.53% | 28.72% | 27.65% | 26.4% | 28.57% | 28.73% | 25.93% | 26.84% | 28.05% | 28.21% | 28.44% | 27.43% | 26.44% | 28.51% | 28.66% | 25.51% | 25.71% | 27.12% | 26.46% | 26.83% | 25.45% | 24.43% | 26.1% | 25.85% | 23.46% | 23.41% | 24.27% | 24.48%
NSW1 | Grid Battery | - | - | - | - | - | - | - | - | - | - | - | 15.2% | 15.01% | 15.12% | 15.28% | 15.2% | 14.63% | 14.34% | 14.61% | 14.56% | 14.52% | 14.35% | 14.08% | 14.48% | 14.35% | 14.17% | 14.01% | 14.23% | 14.06%
NSW1 | Pumped Hydro | 3.637% | 5.992% | 8.191% | 42.48% | 20.81% | 20.78% | 26.04% | 26.3% | 25.94% | 26.11% | 25.44% | 27.17% | 25.88% | 27.31% | 28.54% | 27.23% | 28.1% | 26.55% | 28.69% | 28.44% | 28.64% | 28.29% | 27.39% | 29.25% | 28.38% | 28.17% | 26.5% | 27.65% | 26.87%
NSW1 | VPP | 2.588% | 4.499% | 6.331% | 7.556% | 7.84% | 8.256% | 7.615% | 7.229% | 6.693% | 6.934% | 6.605% | 6.671% | 6.54% | 6.434% | 6.712% | 6.538% | 6.279% | 6.074% | 6.148% | 6.014% | 5.994% | 5.95% | 5.28% | 5.558% | 5.15% | 4.881% | 4.43% | 4.327% | 3.911%
Region | Technology | 2021-22 | 2022-23 | 2023-24 | 2024-25 | 2025-26 | 2026-27 | 2027-28 | 2028-29 | 2029-30 | 2030-31 | 2031-32 | 2032-33 | 2033-34 | 2034-35 | 2035-36 | 2036-37 | 2037-38 | 2038-39 | 2039-40 | 2040-41 | 2041-42 | 2042-43 | 2043-44 | 2044-45 | 2045-46 | 2046-47 | 2047-48 | 2048-49 | 2049-50
QLD1 | Black Coal | 47.43% | 44.19% | 46.04% | 64.55% | 60.57% | 63.29% | 59.39% | 62.44% | 64.64% | 61.8% | 58.78% | 59.01% | 65.61% | 58.54% | 56.44% | 56.09% | 56.7% | 56.4% | 51.68% | 55.14% | 51.75% | 56.55% | 51.87% | 51.6% | 48.06% | 48.02% | 48.83% | 44.96% | 45.86%
QLD1 | Brown Coal | bar: 2021-22 to 2049-50
QLD1 | CCGT | 8.33% | 8.33% | 9.298% | 17.72% | 19.96% | 17.73% | 20.45% | 20.82% | 23.11% | 22.74% | 25.42% | 26.22% | 32.51% | 27.59% | 26.38% | 28.09% | 31.21% | 29.49% | 28.18% | 31.75% | 34.83% | 39.71% | 34.99% | 33.91% | 46.51% | 60.92% | 61.08% | 60.92% | 60.92%
QLD1 | Gas - Steam | 5.044% | 5.044% | 10.02% | 9.894% | 9.894% | 9.894% | 16.01% | 20.05% | 24.58% | 17.08% | 14.65% | 16.57% | 27.22% | 22.75% | 20.79% | 24.16% | 28.45% | 25.53% | 22.52% | 25.78% | 33.22% | 37.3% | 30.86% | 31.03% | 27.09% | - | - | - | -
QLD1 | OCGT / Diesel | 2.434e-07% | 2.536e-07% | 2.71e-07% | 0.7694% | 0.3977% | 0.4121% | 0.7139% | 1.241% | 0.9556% | 1.408% | 2.421% | 3.522% | 4.755% | 3.573% | 4.497% | 5.874% | 9.151% | 5.496% | 6.953% | 8.914% | 10.8% | 12.48% | 9.372% | 11.79% | 12.86% | 13.78% | 10.5% | 9.73% | 9.954%
QLD1 | Hydro | 52.34% | 52.23% | 52.42% | 52.2% | 52.11% | 52.02% | 52.1% | 51.8% | 51.86% | 50.21% | 51.99% | 51.37% | 51.33% | 50.42% | 49.21% | 49.07% | 38.61% | 38.45% | 37% | 35.31% | 36.34% | - | - | - | - | - | - | - | -
QLD1 | Wind | 42.77% | 40.26% | 37.53% | 34.28% | 39.68% | 38.92% | 41.89% | 41.02% | 40.41% | 41.26% | 38.96% | 36.38% | 32.66% | 38.06% | 37.33% | 40.28% | 40.08% | 40.04% | 40.18% | 36.11% | 34.42% | 30.86% | 36.29% | 36.53% | 38.39% | 38.27% | 38.33% | 37.66% | 32.95%
QLD1 | Solar PV | 31.43% | 30.43% | 30.99% | 29.65% | 30.07% | 31.49% | 31.87% | 26.62% | 28.83% | 29.98% | 30.06% | 30% | 28.48% | 28.57% | 29.7% | 29.78% | 24.97% | 26.7% | 27.45% | 27.5% | 26.67% | 25.46% | 24.75% | 24.86% | 24.14% | 22.1% | 23.13% | 23.36% | 22.81%
QLD1 | Grid Battery | - | 13.24% | 14.85% | 17.01% | 16.36% | 17.22% | 17.21% | 16.18% | 15.88% | 16.07% | 15.86% | 16.1% | 15.37% | 15.6% | 15.63% | 15.85% | 14.61% | 14.8% | 14.69% | 14.85% | 15.16% | 14.57% | 14.44% | 14.34% | 13.82% | 12.69% | 13.29% | 12.39% | 11.8%
QLD1 | Pumped Hydro | 4.819% | 6.38% | 8.039% | 7.613% | 7.845% | 9.835% | 11.36% | 10.64% | 10.78% | 11.18% | 11.07% | 17.88% | 18.98% | 18.57% | 19.63% | 19.63% | 19.36% | 20.31% | 21.7% | 23.11% | 24.8% | 23.63% | 21.38% | 22.4% | 20.52% | 17.2% | 17.65% | 15.28% | 14.45%
QLD1 | VPP | 6.309% | 7.886% | 8.189% | 9.404% | 8.917% | 8.893% | 8.494% | 7.589% | 7.406% | 7.322% | 7.134% | 6.795% | 6.447% | 6.375% | 6.505% | 6.231% | 5.642% | 5.838% | 5.688% | 5.979% | 5.999% | 5.218% | 4.647% | 4.535% | 3.986% | 2.974% | 3.181% | 2.175% | 2.17%
Region | Technology | 2021-22 | 2022-23 | 2023-24 | 2024-25 | 2025-26 | 2026-27 | 2027-28 | 2028-29 | 2029-30 | 2030-31 | 2031-32 | 2032-33 | 2033-34 | 2034-35 | 2035-36 | 2036-37 | 2037-38 | 2038-39 | 2039-40 | 2040-41 | 2041-42 | 2042-43 | 2043-44 | 2044-45 | 2045-46 | 2046-47 | 2047-48 | 2048-49 | 2049-50
VIC1 | Black Coal | bar: 2021-22 to 2049-50
VIC1 | Brown Coal | 63.26% | 54.45% | 57.06% | 65.08% | 66.82% | 63.21% | - | - | - | - | - | - | - | - | - | - | - | - | - | - | - | - | - | - | - | - | - | - | -
VIC1 | CCGT | bar: 2021-22 to 2049-50
VIC1 | Gas - Steam | 0.2487% | 0.131% | 0.2134% | 1.76% | 1.645% | 1.63% | 2.093% | 2.928% | 1.84% | 2.95% | 4.643% | 10.45% | 9.496% | 15.35% | 10.04% | 7.98% | 14.99% | 21.92% | - | - | - | - | - | - | - | - | - | - | -
VIC1 | OCGT / Diesel | 0.06502% | 0.001854% | 0.05617% | 0.2852% | 0.1906% | 0.511% | 0.3436% | 0.4847% | 0.3292% | 0.5273% | 0.6955% | 1.832% | 1.217% | 2.837% | 2.98% | 2.705% | 4.904% | 4.626% | 13.82% | 15.25% | 12.63% | 16.88% | 17.48% | 11.04% | 11.98% | 16.7% | 20.1% | 25.45% | 24.32%
VIC1 | Hydro | 14.31% | 14.45% | 13.14% | 16.21% | 16.66% | 15.76% | 15.9% | 20.06% | 16.63% | 14.27% | 14.39% | 13% | 16.02% | 16.53% | 15.67% | 15.77% | 19.93% | 16.57% | 14.25% | 14.24% | 12.92% | 15.9% | 16.47% | 15.56% | 15.68% | 19.77% | 16.42% | 14.08% | 14.13%
VIC1 | Wind | 35.59% | 35.92% | 30.39% | 31.26% | 32.67% | 33.94% | 34.79% | 32.65% | 34.05% | 31.84% | 32.35% | 28.21% | 28.34% | 29.89% | 31.99% | 32.2% | 30.17% | 32.14% | 30.47% | 30.51% | 27.08% | 27.13% | 28.51% | 30.17% | 31.32% | 31% | 32.46% | 30.79% | 32.54%
VIC1 | Solar PV | 27.59% | 27.39% | 28.37% | 27.27% | 25.97% | 27.33% | 27.82% | 25.66% | 26.24% | 26.15% | 25.74% | 26.58% | 24.85% | 24.87% | 26.15% | 26.77% | 24.07% | 24.51% | 24.89% | 25.22% | 25.25% | 24.13% | 23.23% | 24.78% | 25.09% | 22.27% | 22.59% | 22.62% | 23.94%
VIC1 | Grid Battery | 10.71% | 3.277% | 3.692% | 4.837% | 4.63% | 4.86% | 4.865% | 4.64% | 4.512% | 4.575% | 4.359% | 4.422% | 3.977% | 3.74% | 4.065% | 4.036% | 3.748% | 3.569% | 3.959% | 3.814% | 1.523% | - | - | 13.58% | 13.51% | 13.54% | 13.51% | 13.68% | 12.77%
VIC1 | Pumped Hydro | - | - | - | - | - | - | - | - | - | - | - | 26.78% | 25.62% | 24.59% | 24.96% | 24.92% | 24.54% | 24.38% | 26.44% | 25.75% | 26.17% | 24.77% | 23.24% | 25.33% | 25.02% | 24.05% | 23.79% | 25.02% | 23.93%
VIC1 | VPP | 4.061% | 5.677% | 6.628% | 8.7% | 8.601% | 8.492% | 8.223% | 7.596% | 7.298% | 6.981% | 6.805% | 6.465% | 6.259% | 6.011% | 6.428% | 6.406% | 5.806% | 5.634% | 5.908% | 5.641% | 5.776% | 5.382% | 4.702% | 5.02% | 4.823% | 4.375% | 3.993% | 4.054% | 3.674%
Region | Technology | 2021-22 | 2022-23 | 2023-24 | 2024-25 | 2025-26 | 2026-27 | 2027-28 | 2028-29 | 2029-30 | 2030-31 | 2031-32 | 2032-33 | 2033-34 | 2034-35 | 2035-36 | 2036-37 | 2037-38 | 2038-39 | 2039-40 | 2040-41 | 2041-42 | 2042-43 | 2043-44 | 2044-45 | 2045-46 | 2046-47 | 2047-48 | 2048-49 | 2049-50
SA1 | Black Coal | bar: 2021-22 to 2049-50
SA1 | Brown Coal | bar: 2021-22 to 2049-50
SA1 | CCGT | 17.95% | 17.95% | 10.37% | 17.63% | 22.06% | 20.09% | 13.84% | 10.83% | 15.07% | 16.75% | 18.28% | 21.84% | 25.51% | 27.06% | 22.76% | 22.62% | - | - | - | - | - | - | - | - | - | - | - | - | -
SA1 | Gas - Steam | 9.423% | 9.658% | 9.16% | 2.022% | 2.103% | 2.302% | 1.645% | 1.756% | 1.164% | 1.85% | 3.007% | 5.397% | 6.147% | 11.29% | - | - | - | - | - | - | - | - | - | - | - | - | - | - | -
SA1 | OCGT / Diesel | 0.3782% | 0.1845% | 0.6491% | 1.182% | 1.488% | 1.233% | 0.6577% | 0.7641% | 0.6519% | 1.425% | 1.984% | 4.328% | 4.552% | 6.091% | 6.033% | 5.138% | 9.512% | 9.626% | 11.5% | 11.93% | 11.68% | 13.85% | 14.98% | 8.525% | 8.707% | 8.874% | 8.228% | 10.72% | 9.47%
SA1 | Hydro | bar: 2021-22 to 2049-50
SA1 | Wind | 34.31% | 33.76% | 29.65% | 32.14% | 31.27% | 34.57% | 34.17% | 32.92% | 33.43% | 32.81% | 34.27% | 29.3% | 29.14% | 27.3% | 31.73% | 32.37% | 30.55% | 31.73% | 30.81% | 32.22% | 28.84% | 29.18% | 26.42% | 29.82% | 30.69% | 28.63% | 29.38% | 28.25% | 29.03%
SA1 | Solar PV | 30.63% | 29.09% | 29.05% | 28.19% | 27.51% | 28.16% | 29.03% | 27.61% | 28.77% | 28.66% | 28.43% | 28.55% | 27.02% | 25.01% | 25.7% | 26.6% | 21.17% | 20.86% | 20.15% | 20.74% | 20.28% | 19.67% | 18.61% | 18.38% | 18.84% | 16.65% | 16.57% | 15.9% | 16.44%
SA1 | Grid Battery | 4.765% | 4.736% | 5.675% | 5.509% | 5.146% | 5.24% | 5.159% | 4.994% | 4.747% | 5.543% | 5.096% | 8.1% | 7.895% | 7.939% | 12.11% | 11.99% | 11.9% | 11.74% | 12.1% | 11.86% | 12.29% | 12.1% | 11.39% | 12.13% | 11.99% | 10.89% | 10.62% | 10.87% | 10.47%
SA1 | Pumped Hydro | bar: 2021-22 to 2049-50
SA1 | VPP | 8.379% | 8.178% | 9.605% | 8.888% | 8.403% | 8.307% | 7.901% | 7.494% | 7.238% | 7.231% | 6.757% | 6.529% | 6.401% | 6.306% | 6.126% | 5.942% | 5.875% | 5.722% | 5.76% | 5.521% | 5.511% | 5.172% | 4.51% | 4.59% | 4.498% | 3.689% | 3.453% | 3.35% | 3.077%
Region | Technology | 2021-22 | 2022-23 | 2023-24 | 2024-25 | 2025-26 | 2026-27 | 2027-28 | 2028-29 | 2029-30 | 2030-31 | 2031-32 | 2032-33 | 2033-34 | 2034-35 | 2035-36 | 2036-37 | 2037-38 | 2038-39 | 2039-40 | 2040-41 | 2041-42 | 2042-43 | 2043-44 | 2044-45 | 2045-46 | 2046-47 | 2047-48 | 2048-49 | 2049-50
TAS1 | Black Coal | bar: 2021-22 to 2049-50
TAS1 | Brown Coal | bar: 2021-22 to 2049-50
TAS1 | CCGT | 1.192e-06% | 1.165e-06% | 1.248e-06% | 1.252e-06% | 1.247e-06% | 1.272e-06% | 1.365e-06% | 1.422e-06% | 1.582e-06% | 1.604e-06% | 1.597e-06% | 1.726e-06% | 1.723e-06% | 1.646e-06% | 1.671e-06% | 1.687e-06% | 1.719e-06% | 1.876e-06% | 1.937e-06% | 1.905e-06% | 2.153e-06% | 2.168e-06% | 2.124e-06% | 2.184e-06% | 2.306e-06% | 2.393e-06% | 2.572e-06% | 2.64e-06% | 2.479e-06%
TAS1 | Gas - Steam | bar: 2021-22 to 2049-50
TAS1 | OCGT / Diesel | 1.038e-06% | 9.74e-07% | 1.064e-06% | 1.089e-06% | 1.089e-06% | 1.152e-06% | 1.212e-06% | 1.269e-06% | 1.383e-06% | 1.416e-06% | 1.398e-06% | 0.01661% | 1.593e-06% | 1.353e-06% | 1.438e-06% | 1.508e-06% | 1.572e-06% | 1.646e-06% | 1.743e-06% | 0.05093% | 0.1597% | 4.883e-06% | 4.607e-06% | 0.0451% | 5.053e-06% | 5.274e-06% | 5.657e-06% | 0.2618% | 4.992e-06%
TAS1 | Hydro | 37.14% | 38.24% | 38.3% | 43.29% | 45.98% | 42.92% | 41.96% | 43.8% | 43.15% | 42.56% | 39.6% | 40.62% | 41.73% | 43.72% | 41.41% | 41.03% | 42.72% | 42.35% | 41.2% | 38.54% | 39.14% | 42.76% | 41.73% | 39.16% | 42.1% | 47.88% | 45.26% | 44.66% | 44.82%
TAS1 | Wind | 34.55% | 39.43% | 36.99% | 36.83% | 38.62% | 39.07% | 39.75% | 35.92% | 35.59% | 34.02% | 39.28% | 36.26% | 36.35% | 37.8% | 38.41% | 39.42% | 35.75% | 35.55% | 34.07% | 39.4% | 36.29% | 36.29% | 38.18% | 40.4% | 41.25% | 37.91% | 37.44% | 36.14% | 41.42%
TAS1 | Solar PV | bar: 2021-22 to 2049-50
TAS1 | Grid Battery | bar: 2021-22 to 2049-50
TAS1 | Pumped Hydro | bar: 2021-22 to 2049-50
TAS1 | VPP | 1.72% | 3.605% | 3.175% | 2.675% | 3.03% | 3.254% | 3.262% | 3.465% | 2.327% | 2.819% | 3.478% | 2.675% | 2.476% | 2.957% | 2.657% | 2.449% | 2.707% | 1.884% | 2.141% | 2.476% | 2.187% | 1.697% | 2.005% | 1.429% | 1.683% | 1.686% | 0.9279% | 1.426% | 1.78%
Explicitly modelled pumping
Region | Technology | 2021-22 | 2022-23 | 2023-24 | 2024-25 | 2025-26 | 2026-27 | 2027-28 | 2028-29 | 2029-30 | 2030-31 | 2031-32 | 2032-33 | 2033-34 | 2034-35 | 2035-36 | 2036-37 | 2037-38 | 2038-39 | 2039-40 | 2040-41 | 2041-42 | 2042-43 | 2043-44 | 2044-45 | 2045-46 | 2046-47 | 2047-48 | 2048-49 | 2049-50
NEM | Grid Battery pump | 7.409% | 5.086% | 5.836% | 6.771% | 6.414% | 6.656% | 6.655% | 6.335% | 6.141% | 6.508% | 6.172% | 12.36% | 13.9% | 14.08% | 14.79% | 14.82% | 14.57% | 14.5% | 15.04% | 15.03% | 15.38% | 16.47% | 16.09% | 16.4% | 16.14% | 15.3% | 15.5% | 15.09% | 14.56%
NEM | Pumped Hydro Pump | 6.186% | 9.856% | 12.53% | 26.22% | 21.05% | 23.14% | 30.18% | 29.83% | 30.02% | 31.15% | 32.07% | 33.29% | 32.54% | 31.92% | 34.18% | 33.5% | 32.78% | 32.16% | 34.63% | 35.01% | 34.97% | 33.86% | 31.47% | 34.26% | 33.25% | 30.87% | 29.79% | 29.92% | 28.26%
NEM | VPP pump | 5.741% | 7.424% | 8.677% | 10.1% | 9.961% | 10.06% | 9.577% | 8.849% | 8.434% | 8.386% | 8.122% | 7.838% | 7.599% | 7.453% | 7.717% | 7.542% | 7.046% | 6.914% | 6.994% | 6.947% | 6.952% | 6.532% | 5.762% | 5.96% | 5.569% | 4.885% | 4.603% | 4.262% | 3.942%
Region | Technology | 2021-22 | 2022-23 | 2023-24 | 2024-25 | 2025-26 | 2026-27 | 2027-28 | 2028-29 | 2029-30 | 2030-31 | 2031-32 | 2032-33 | 2033-34 | 2034-35 | 2035-36 | 2036-37 | 2037-38 | 2038-39 | 2039-40 | 2040-41 | 2041-42 | 2042-43 | 2043-44 | 2044-45 | 2045-46 | 2046-47 | 2047-48 | 2048-49 | 2049-50
NSW1 | Grid Battery pump | - | - | - | - | - | - | - | - | - | - | - | 17.88% | 17.66% | 17.84% | 17.93% | 17.89% | 17.26% | 16.86% | 17.17% | 17.18% | 17.06% | 16.88% | 16.56% | 17.03% | 16.93% | 16.62% | 16.53% | 16.7% | 16.55%
NSW1 | Pumped Hydro Pump | 5.115% | 9.384% | 12% | 34.06% | 22.4% | 24.29% | 32.08% | 31.88% | 32.06% | 33.27% | 34.37% | 35.13% | 35.27% | 34.95% | 38.03% | 36.81% | 37.02% | 35.43% | 38.21% | 38.21% | 37.2% | 37.24% | 35.06% | 38.82% | 38.31% | 37% | 34.47% | 36.07% | 33.98%
NSW1 | VPP pump | 3.106% | 5.425% | 7.586% | 9.093% | 9.394% | 9.909% | 9.164% | 8.659% | 8.033% | 8.322% | 7.95% | 7.988% | 7.849% | 7.745% | 8.036% | 7.847% | 7.558% | 7.291% | 7.358% | 7.239% | 7.174% | 7.141% | 6.337% | 6.67% | 6.201% | 5.839% | 5.336% | 5.175% | 4.694%
Region | Technology | 2021-22 | 2022-23 | 2023-24 | 2024-25 | 2025-26 | 2026-27 | 2027-28 | 2028-29 | 2029-30 | 2030-31 | 2031-32 | 2032-33 | 2033-34 | 2034-35 | 2035-36 | 2036-37 | 2037-38 | 2038-39 | 2039-40 | 2040-41 | 2041-42 | 2042-43 | 2043-44 | 2044-45 | 2045-46 | 2046-47 | 2047-48 | 2048-49 | 2049-50
QLD1 | Grid Battery pump | - | 16.3% | 18.33% | 21.01% | 20.24% | 21.2% | 21.25% | 19.97% | 19.61% | 19.84% | 19.63% | 19.02% | 18.1% | 18.38% | 18.42% | 18.66% | 17.26% | 17.38% | 17.3% | 17.5% | 17.81% | 17.16% | 16.98% | 16.86% | 16.25% | 14.96% | 15.6% | 14.59% | 13.87%
QLD1 | Pumped Hydro Pump | 8.023% | 10.67% | 13.44% | 12.78% | 13.14% | 16.37% | 18.98% | 17.78% | 18.03% | 18.69% | 18.58% | 25.58% | 25.75% | 25.2% | 26.58% | 26.62% | 25.54% | 26.5% | 28.46% | 30.44% | 32.33% | 30.46% | 27.47% | 28.8% | 26.45% | 22.16% | 22.55% | 19.74% | 18.41%
QLD1 | VPP pump | 7.573% | 9.465% | 9.829% | 11.3% | 10.72% | 10.66% | 10.19% | 9.109% | 8.89% | 8.788% | 8.585% | 8.136% | 7.738% | 7.651% | 7.811% | 7.475% | 6.793% | 6.986% | 6.827% | 7.188% | 7.189% | 6.275% | 5.578% | 5.438% | 4.778% | 3.584% | 3.805% | 2.621% | 2.595%
Region | Technology | 2021-22 | 2022-23 | 2023-24 | 2024-25 | 2025-26 | 2026-27 | 2027-28 | 2028-29 | 2029-30 | 2030-31 | 2031-32 | 2032-33 | 2033-34 | 2034-35 | 2035-36 | 2036-37 | 2037-38 | 2038-39 | 2039-40 | 2040-41 | 2041-42 | 2042-43 | 2043-44 | 2044-45 | 2045-46 | 2046-47 | 2047-48 | 2048-49 | 2049-50
VIC1 | Grid Battery pump | 13.13% | 4.064% | 4.54% | 5.99% | 5.716% | 5.982% | 6.024% | 5.71% | 5.57% | 5.648% | 5.4% | 5.445% | 4.905% | 4.626% | 5.01% | 4.983% | 4.628% | 4.424% | 4.87% | 4.726% | 1.863% | - | - | 15.97% | 15.94% | 15.88% | 15.94% | 16.04% | 15.03%
VIC1 | Pumped Hydro Pump | - | - | - | - | - | - | - | - | - | - | - | 33.47% | 32.13% | 30.71% | 31.13% | 31.15% | 30.67% | 30.62% | 32.91% | 32.36% | 32.59% | 31.02% | 29% | 31.67% | 31.44% | 29.9% | 29.91% | 31.1% | 29.92%
VIC1 | VPP pump | 4.874% | 6.838% | 7.947% | 10.46% | 10.34% | 10.18% | 9.893% | 9.099% | 8.759% | 8.379% | 8.189% | 7.743% | 7.514% | 7.22% | 7.707% | 7.689% | 6.968% | 6.784% | 7.07% | 6.792% | 6.912% | 6.48% | 5.624% | 6.026% | 5.809% | 5.232% | 4.811% | 4.848% | 4.41%
Region | Technology | 2021-22 | 2022-23 | 2023-24 | 2024-25 | 2025-26 | 2026-27 | 2027-28 | 2028-29 | 2029-30 | 2030-31 | 2031-32 | 2032-33 | 2033-34 | 2034-35 | 2035-36 | 2036-37 | 2037-38 | 2038-39 | 2039-40 | 2040-41 | 2041-42 | 2042-43 | 2043-44 | 2044-45 | 2045-46 | 2046-47 | 2047-48 | 2048-49 | 2049-50
SA1 | Grid Battery pump | 5.865% | 5.864% | 6.99% | 6.812% | 6.342% | 6.47% | 6.387% | 6.149% | 5.872% | 6.83% | 6.291% | 9.748% | 9.464% | 9.506% | 14.31% | 14.17% | 14.06% | 13.91% | 14.26% | 14.05% | 14.48% | 14.3% | 13.41% | 14.31% | 14.17% | 12.8% | 12.57% | 12.77% | 12.35%
SA1 | Pumped Hydro Pump | bar: 2021-22 to 2049-50
SA1 | VPP pump | 10.06% | 9.84% | 11.51% | 10.67% | 10.09% | 9.97% | 9.506% | 8.976% | 8.704% | 8.664% | 8.111% | 7.858% | 7.663% | 7.569% | 7.353% | 7.131% | 7.052% | 6.889% | 6.892% | 6.648% | 6.595% | 6.214% | 5.406% | 5.514% | 5.414% | 4.409% | 4.163% | 4.003% | 3.694%
Region | Technology | 2021-22 | 2022-23 | 2023-24 | 2024-25 | 2025-26 | 2026-27 | 2027-28 | 2028-29 | 2029-30 | 2030-31 | 2031-32 | 2032-33 | 2033-34 | 2034-35 | 2035-36 | 2036-37 | 2037-38 | 2038-39 | 2039-40 | 2040-41 | 2041-42 | 2042-43 | 2043-44 | 2044-45 | 2045-46 | 2046-47 | 2047-48 | 2048-49 | 2049-50
TAS1 | Grid Battery pump | bar: 2021-22 to 2049-50
TAS1 | Pumped Hydro Pump | bar: 2021-22 to 2049-50
TAS1 | VPP pump | 2.065% | 4.352% | 3.81% | 3.228% | 3.622% | 3.904% | 3.939% | 4.141% | 2.814% | 3.365% | 4.174% | 3.21% | 2.973% | 3.548% | 3.189% | 2.962% | 3.228% | 2.262% | 2.569% | 2.993% | 2.605% | 2.051% | 2.393% | 1.715% | 2.04% | 2.004% | 1.131% | 1.695% | 2.136%
Non-controllable capacity
Region | Technology | 2021-22 | 2022-23 | 2023-24 | 2024-25 | 2025-26 | 2026-27 | 2027-28 | 2028-29 | 2029-30 | 2030-31 | 2031-32 | 2032-33 | 2033-34 | 2034-35 | 2035-36 | 2036-37 | 2037-38 | 2038-39 | 2039-40 | 2040-41 | 2041-42 | 2042-43 | 2043-44 | 2044-45 | 2045-46 | 2046-47 | 2047-48 | 2048-49 | 2049-50
NEM | Distributed PV | 15.63% | 16.08% | 16.23% | 15.9% | 15.51% | 16.66% | 16.66% | 15.03% | 15.75% | 16.39% | 16.64% | 16.73% | 16.34% | 15.94% | 17.1% | 17.14% | 15.42% | 16.25% | 16.94% | 17.24% | 17.28% | 16.84% | 16.32% | 17.47% | 17.43% | 15.66% | 16.46% | 17.17% | 17.43%
NEM | Behind the meter battery | 5.668% | 5.706% | 5.712% | 5.625% | 5.534% | 5.432% | 5.364% | 5.256% | 5.165% | 5.072% | 5% | 4.978% | 5.012% | 5.024% | 5.038% | 4.956% | 4.9% | 4.851% | 4.827% | 4.763% | 4.734% | 4.705% | 4.69% | 4.632% | 4.585% | 4.443% | 4.33% | 4.198% | 4.079%
NEM | Behind the meter battery pump | 4.814% | 4.847% | 4.851% | 4.78% | 4.701% | 4.614% | 4.558% | 4.464% | 4.387% | 4.308% | 4.246% | 4.229% | 4.259% | 4.268% | 4.279% | 4.209% | 4.162% | 4.12% | 4.099% | 4.047% | 4.022% | 3.996% | 3.985% | 3.933% | 3.895% | 3.775% | 3.678% | 3.567% | 3.464%
Region | Technology | 2021-22 | 2022-23 | 2023-24 | 2024-25 | 2025-26 | 2026-27 | 2027-28 | 2028-29 | 2029-30 | 2030-31 | 2031-32 | 2032-33 | 2033-34 | 2034-35 | 2035-36 | 2036-37 | 2037-38 | 2038-39 | 2039-40 | 2040-41 | 2041-42 | 2042-43 | 2043-44 | 2044-45 | 2045-46 | 2046-47 | 2047-48 | 2048-49 | 2049-50
NSW1 | Distributed PV | 15.72% | 16.59% | 16.17% | 16.05% | 15.53% | 17.16% | 16.87% | 15.01% | 15.36% | 16.27% | 16.94% | 16.47% | 16.31% | 15.85% | 17.45% | 17.23% | 15.33% | 15.83% | 16.77% | 17.48% | 17% | 16.77% | 16.18% | 17.77% | 17.48% | 15.57% | 16.03% | 17.01% | 17.69%
NSW1 | Behind the meter battery | 5.642% | 5.714% | 5.681% | 5.594% | 5.515% | 5.427% | 5.37% | 5.268% | 5.172% | 5.088% | 5.021% | 5.027% | 5.035% | 5.027% | 5.048% | 4.959% | 4.9% | 4.849% | 4.832% | 4.768% | 4.75% | 4.723% | 4.703% | 4.655% | 4.61% | 4.467% | 4.357% | 4.224% | 4.109%
NSW1 | Behind the meter battery pump | 4.791% | 4.853% | 4.826% | 4.754% | 4.687% | 4.609% | 4.564% | 4.475% | 4.393% | 4.322% | 4.262% | 4.269% | 4.278% | 4.271% | 4.287% | 4.212% | 4.161% | 4.12% | 4.103% | 4.049% | 4.035% | 4.015% | 3.998% | 3.952% | 3.917% | 3.797% | 3.702% | 3.588% | 3.489%
Region | Technology | 2021-22 | 2022-23 | 2023-24 | 2024-25 | 2025-26 | 2026-27 | 2027-28 | 2028-29 | 2029-30 | 2030-31 | 2031-32 | 2032-33 | 2033-34 | 2034-35 | 2035-36 | 2036-37 | 2037-38 | 2038-39 | 2039-40 | 2040-41 | 2041-42 | 2042-43 | 2043-44 | 2044-45 | 2045-46 | 2046-47 | 2047-48 | 2048-49 | 2049-50
QLD1 | Distributed PV | 15.97% | 17.02% | 16.97% | 16.38% | 16.64% | 17.78% | 17.83% | 15.03% | 16.31% | 16.89% | 17.74% | 17.55% | 16.92% | 17.19% | 18.27% | 18.35% | 15.46% | 16.9% | 17.52% | 18.42% | 18.21% | 17.51% | 17.66% | 18.69% | 18.7% | 15.74% | 17.15% | 17.78% | 18.66%
QLD1 | Behind the meter battery | 5.682% | 5.783% | 5.738% | 5.644% | 5.551% | 5.437% | 5.36% | 5.259% | 5.167% | 5.069% | 5.001% | 5.01% | 5.031% | 5.039% | 5.053% | 4.957% | 4.897% | 4.852% | 4.827% | 4.773% | 4.743% | 4.717% | 4.706% | 4.648% | 4.603% | 4.461% | 4.342% | 4.204% | 4.088%
QLD1 | Behind the meter battery pump | 4.828% | 4.915% | 4.872% | 4.797% | 4.713% | 4.62% | 4.554% | 4.469% | 4.391% | 4.307% | 4.246% | 4.254% | 4.276% | 4.281% | 4.292% | 4.208% | 4.161% | 4.12% | 4.099% | 4.057% | 4.03% | 4.005% | 4% | 3.948% | 3.911% | 3.792% | 3.687% | 3.573% | 3.474%
Region | Technology | 2021-22 | 2022-23 | 2023-24 | 2024-25 | 2025-26 | 2026-27 | 2027-28 | 2028-29 | 2029-30 | 2030-31 | 2031-32 | 2032-33 | 2033-34 | 2034-35 | 2035-36 | 2036-37 | 2037-38 | 2038-39 | 2039-40 | 2040-41 | 2041-42 | 2042-43 | 2043-44 | 2044-45 | 2045-46 | 2046-47 | 2047-48 | 2048-49 | 2049-50
VIC1 | Distributed PV | 14.66% | 14.26% | 15.2% | 15.03% | 14.28% | 15.2% | 15.3% | 14.66% | 15.28% | 15.89% | 15.26% | 16.07% | 15.7% | 14.89% | 15.84% | 15.95% | 15.17% | 15.86% | 16.49% | 15.89% | 16.64% | 16.23% | 15.28% | 16.24% | 16.25% | 15.44% | 16.11% | 16.75% | 16.08%
VIC1 | Behind the meter battery | 5.686% | 5.613% | 5.786% | 5.697% | 5.592% | 5.484% | 5.408% | 5.279% | 5.171% | 5.064% | 4.978% | 4.886% | 4.96% | 4.996% | 5.014% | 4.958% | 4.918% | 4.863% | 4.835% | 4.765% | 4.727% | 4.694% | 4.681% | 4.618% | 4.572% | 4.434% | 4.322% | 4.197% | 4.072%
VIC1 | Behind the meter battery pump | 4.83% | 4.766% | 4.914% | 4.84% | 4.748% | 4.657% | 4.596% | 4.482% | 4.391% | 4.3% | 4.229% | 4.153% | 4.215% | 4.242% | 4.261% | 4.21% | 4.177% | 4.128% | 4.108% | 4.049% | 4.014% | 3.985% | 3.974% | 3.924% | 3.884% | 3.765% | 3.671% | 3.565% | 3.457%
Region | Technology | 2021-22 | 2022-23 | 2023-24 | 2024-25 | 2025-26 | 2026-27 | 2027-28 | 2028-29 | 2029-30 | 2030-31 | 2031-32 | 2032-33 | 2033-34 | 2034-35 | 2035-36 | 2036-37 | 2037-38 | 2038-39 | 2039-40 | 2040-41 | 2041-42 | 2042-43 | 2043-44 | 2044-45 | 2045-46 | 2046-47 | 2047-48 | 2048-49 | 2049-50
SA1 | Distributed PV | 16.81% | 16.92% | 17.29% | 16.76% | 16.07% | 16.71% | 17.21% | 16.35% | 17.02% | 17.24% | 17.19% | 17.62% | 17.06% | 16.27% | 16.91% | 17.48% | 16.62% | 17.42% | 17.65% | 17.64% | 18.06% | 17.44% | 16.55% | 17.2% | 17.69% | 16.8% | 17.57% | 17.81% | 17.76%
SA1 | Behind the meter battery | 5.687% | 5.66% | 5.605% | 5.508% | 5.397% | 5.277% | 5.213% | 5.127% | 5.112% | 5.053% | 5% | 5.029% | 5.052% | 5.07% | 5.034% | 4.932% | 4.835% | 4.806% | 4.768% | 4.695% | 4.669% | 4.629% | 4.617% | 4.53% | 4.463% | 4.307% | 4.204% | 4.066% | 3.949%
SA1 | Behind the meter battery pump | 4.83% | 4.807% | 4.762% | 4.678% | 4.587% | 4.484% | 4.428% | 4.353% | 4.343% | 4.291% | 4.248% | 4.272% | 4.294% | 4.307% | 4.275% | 4.192% | 4.108% | 4.082% | 4.048% | 3.987% | 3.967% | 3.931% | 3.922% | 3.847% | 3.791% | 3.659% | 3.572% | 3.452% | 3.352%
Region | Technology | 2021-22 | 2022-23 | 2023-24 | 2024-25 | 2025-26 | 2026-27 | 2027-28 | 2028-29 | 2029-30 | 2030-31 | 2031-32 | 2032-33 | 2033-34 | 2034-35 | 2035-36 | 2036-37 | 2037-38 | 2038-39 | 2039-40 | 2040-41 | 2041-42 | 2042-43 | 2043-44 | 2044-45 | 2045-46 | 2046-47 | 2047-48 | 2048-49 | 2049-50
TAS1 | Distributed PV | 13.53% | 13.51% | 13.87% | 13.97% | 13.44% | 14.35% | 14.32% | 13.94% | 13.92% | 14.18% | 13.97% | 14.36% | 14.35% | 13.77% | 14.6% | 14.69% | 14.16% | 14.29% | 14.59% | 14.39% | 14.79% | 14.72% | 14% | 14.86% | 14.85% | 14.38% | 14.42% | 14.77% | 14.52%
TAS1 | Behind the meter battery | 5.617% | 5.7% | 5.678% | 5.586% | 5.495% | 5.394% | 5.332% | 5.24% | 5.159% | 5.07% | 5.015% | 5.023% | 5.044% | 5.057% | 5.056% | 4.968% | 4.913% | 4.863% | 4.828% | 4.774% | 4.737% | 4.708% | 4.694% | 4.629% | 4.592% | 4.457% | 4.348% | 4.215% | 4.1%
TAS1 | Behind the meter battery pump | 4.769% | 4.843% | 4.822% | 4.745% | 4.669% | 4.584% | 4.532% | 4.451% | 4.382% | 4.306% | 4.257% | 4.269% | 4.285% | 4.296% | 4.297% | 4.219% | 4.174% | 4.13% | 4.099% | 4.057% | 4.023% | 3.998% | 3.987% | 3.93% | 3.901% | 3.787% | 3.692% | 3.579% | 3.48%

## BaseCase_Generation
Annual sent-out generation by technology (GWh) - BaseCase, Step Change No State Based Schemes Sensitivity
Explicitly modelled generation
Region | Technology | 2021-22 | 2022-23 | 2023-24 | 2024-25 | 2025-26 | 2026-27 | 2027-28 | 2028-29 | 2029-30 | 2030-31 | 2031-32 | 2032-33 | 2033-34 | 2034-35 | 2035-36 | 2036-37 | 2037-38 | 2038-39 | 2039-40 | 2040-41 | 2041-42 | 2042-43 | 2043-44 | 2044-45 | 2045-46 | 2046-47 | 2047-48 | 2048-49 | 2049-50
NEM | Black Coal | 76919.5596 | 69915.518 | 66661.7405 | 61832.8062 | 54302.5262 | 51608.0063 | 49458.042 | 52189.8846 | 52149.457 | 50155.3949 | 47918.3613 | 32980.3515 | 32349.6663 | 28818.7362 | 20694.1688 | 20255.8106 | 21147.9654 | 20911.5434 | 19215.0898 | 18307.5851 | 12773.2778 | 6776.351 | 4840.9897 | 4368.7702 | 4068.8136 | 4065.2874 | 4133.8085 | 3806.1407 | 3882.3333
NEM | Brown Coal | 26542.9997 | 22845.5429 | 23941.9916 | 12148.9108 | 11629.9556 | 8816.3287 | 0.003533 | 0.0022854 | 0.0022169 | 0.0020319 | 0.0018062 | 0.0017353 | 0.0018099 | 0.0016807 | 0.0016835 | 0.0015938 | 0.0014161 | 0.0014806 | 0.0012761 | 0.0011761 | 0.0013896 | 0.0015364 | 0.0015765 | 0.0014698 | 0.0011482 | 0.0012955 | 0.00044881 | 0 | 0
NEM | CCGT | 2252.5067 | 2252.5067 | 1814.0569 | 3426.6858 | 3907.7891 | 3436.5942 | 3722.6794 | 3752.8653 | 4748.456 | 4501.2671 | 4947.5955 | 5604.5026 | 6673.0057 | 6299.206 | 5808.2532 | 4884.0149 | 4486.8967 | 4475.1672 | 3829.8616 | 3963.4347 | 4288.1246 | 4954.5493 | 3061.6107 | 2924.1442 | 1385.2135 | 960.5243 | 963.156 | 960.5243 | 960.5247
NEM | Gas - Steam | 708.3377 | 719.6852 | 724.9954 | 291.5529 | 292.2557 | 305.5583 | 324.7474 | 398.8282 | 343.0232 | 384.5814 | 521.9254 | 957.8959 | 1047.0398 | 1630.8646 | 592.6961 | 527.3176 | 865.7173 | 1148.1489 | 165.7385 | 189.6924 | 244.4812 | 274.4382 | 227.1148 | 228.3044 | 199.3197 | 0 | 0 | 0 | 0
NEM | OCGT / Diesel | 58.4306 | 23.533 | 103.2928 | 387.8223 | 294.3408 | 326.2854 | 275.379 | 425.8567 | 315.2554 | 487.1515 | 737.9302 | 1428.2881 | 1329.1371 | 1676.9213 | 1953.0227 | 2118.7368 | 4368.2806 | 4165.5399 | 6982.63 | 8493.314 | 8808.7279 | 11556.6794 | 14464.7532 | 10516.3417 | 10901.6436 | 16422.6567 | 16599.7592 | 18995.3923 | 20471.5524
NEM | Hydro | 13504.8634 | 13898.085 | 13523.4321 | 15929.1769 | 16453.5299 | 15476.4459 | 15644.4602 | 17721.454 | 16321.5472 | 15536.7111 | 14940.6817 | 14902.2165 | 16180.8739 | 16878.3432 | 16289.6343 | 16061.279 | 17749.6216 | 16263.295 | 15416.7315 | 14485.5199 | 14282.1716 | 15926.3059 | 15723.2701 | 15212.0393 | 15819.8137 | 18605.6485 | 16479.1296 | 15581.3057 | 15255.2197
NEM | Wind | 48398.0501 | 54028.6952 | 55013.2399 | 68380.1154 | 75173.1018 | 78918.8863 | 88313.0823 | 89450.7311 | 88796.3217 | 92313.0423 | 95919.5413 | 104664.1681 | 105386.3097 | 112809.025 | 119423.1105 | 125157.5411 | 124912.4173 | 125918.8869 | 125456.2287 | 122707.0812 | 123168.2354 | 122042.9405 | 129858.1061 | 133473.4812 | 139705.4461 | 144097.7979 | 145428.8465 | 145287.626 | 147698.7332
NEM | Solar PV | 14501.045 | 17775.9036 | 18051.464 | 17335.5419 | 17455.7102 | 18657.9364 | 20725.9704 | 19766.1706 | 20953.5941 | 22270.652 | 23650.0479 | 32450.6399 | 35085.1834 | 34908.6349 | 39326.375 | 39389.7927 | 46462.7572 | 48209.0163 | 52639.5194 | 58728.6368 | 69191.7057 | 78893.0644 | 78550.0106 | 81265.7492 | 80892.9296 | 82573.5071 | 83555.8349 | 83736.8545 | 82709.8507
NEM | Grid Battery | 137.475 | 216.0116 | 249.3182 | 287.7691 | 273.3085 | 284.0617 | 282.753 | 270.576 | 261.4095 | 263.5552 | 249.2208 | 1066.3864 | 1605.1926 | 1598.9597 | 2092.2105 | 2095.8097 | 2439.157 | 2432.8844 | 2963.2566 | 2930.2286 | 4072.3503 | 4903.8383 | 4797.842 | 6774.95 | 6654.5259 | 7549.7684 | 7640.7569 | 8802.0072 | 8539.2337
NEM | Pumped Hydro | 317.0599 | 444.5363 | 573.6185 | 1273.3435 | 4548.0557 | 4641.4307 | 5768.46 | 5784.7281 | 5719.6349 | 5773.1849 | 5634.2925 | 12030.5802 | 12389.6163 | 12578.7726 | 15077.7414 | 14669.5322 | 17371.2462 | 16992.3702 | 18328.3552 | 18405.8218 | 23291.9031 | 24577.0455 | 23177.6815 | 24725.6399 | 23713.2053 | 22630.4407 | 22004.0222 | 21990.9787 | 21165.3667
NEM | VPP | 40.0436 | 120.1617 | 299.6795 | 608.6759 | 927.0552 | 1319.6195 | 1701.143 | 2059.7548 | 2487.7419 | 2888.4834 | 3231.2411 | 3588.4591 | 3942.3917 | 4294.7917 | 4922.5467 | 5043.9967 | 4937.445 | 5083.8203 | 5405.7857 | 5595.1612 | 5888.0896 | 5758.4817 | 5322.6206 | 5744.2361 | 5588.9866 | 5138.962 | 5023.4968 | 4866.3904 | 4671.2079
Total excluding storage |  | 182885.7928 | 181459.4694 | 179834.2132 | 179732.612 | 179509.2093 | 177546.0416 | 178464.3642 | 183705.7929 | 183627.6568 | 185648.8024 | 188636.0851 | 192988.0642 | 198051.2177 | 203021.733 | 204087.2623 | 208394.4942 | 219993.6576 | 221091.5992 | 223705.8008 | 226875.2652 | 232756.7256 | 240424.3302 | 246725.8569 | 247988.8316 | 252973.181 | 266725.4231 | 267160.5352 | 268367.8436 | 270978.2139
Region | Technology | 2021-22 | 2022-23 | 2023-24 | 2024-25 | 2025-26 | 2026-27 | 2027-28 | 2028-29 | 2029-30 | 2030-31 | 2031-32 | 2032-33 | 2033-34 | 2034-35 | 2035-36 | 2036-37 | 2037-38 | 2038-39 | 2039-40 | 2040-41 | 2041-42 | 2042-43 | 2043-44 | 2044-45 | 2045-46 | 2046-47 | 2047-48 | 2048-49 | 2049-50
NSW1 | Black Coal | 43157.0956 | 38459.1889 | 33885.7534 | 36543.1377 | 30749.7814 | 27907.62 | 27534.8598 | 29142.8308 | 29218.7082 | 28249.9432 | 27083.5239 | 12063.5819 | 14213.4203 | 12638.1531 | 5094.24 | 6314.8567 | 7054.7787 | 6891.9337 | 6369.321 | 5609.1094 | 3198.537 | 0 | 0 | 0 | 0 | 0 | 0 | 0 | 0
NSW1 | Brown Coal | 0 | 0 | 0 | 0 | 0 | 0 | 0 | 0 | 0 | 0 | 0 | 0 | 0 | 0 | 0 | 0 | 0 | 0 | 0 | 0 | 0 | 0 | 0 | 0 | 0 | 0 | 0 | 0 | 0
NSW1 | CCGT | 33.6489 | 33.6489 | 101.2613 | 261.8545 | 240.8245 | 155.3307 | 370.352 | 491.8569 | 987.6606 | 710.9745 | 731.502 | 1117.6937 | 1182.7489 | 1388.2932 | 1257.825 | 1060.4028 | 1403.2806 | 1560.9626 | 1399.1462 | 1225.084 | 1284.3321 | 1530.0965 | 44.003 | 0.00019178 | 0.00019395 | 0.00020488 | 0.00020263 | 0.00019855 | 0.00019671
NSW1 | Gas - Steam | 0 | 0 | 0 | 0 | 0 | 0 | 0 | 0 | 0 | 0 | 0 | 0 | 0 | 0 | 0 | 0 | 0 | 0 | 0 | 0 | 0 | 0 | 0 | 0 | 0 | 0 | 0 | 0 | 0
NSW1 | OCGT / Diesel | 2.438e-05 | 2.5649e-05 | 12.2224 | 62.766 | 8.7193 | 17.1119 | 15.9412 | 41.3613 | 18.5202 | 32.1912 | 33.8799 | 236.1002 | 157.734 | 358.2253 | 444.6203 | 537.8803 | 1330.1012 | 1649.9974 | 2213.4247 | 3019.8215 | 1863.0189 | 2750.4025 | 4653.2817 | 2619.1904 | 2362.719 | 3418.3401 | 4692.0394 | 4873.4011 | 4574.7206
NSW1 | Hydro | 2187.1161 | 2320.7599 | 2186.434 | 2945.4729 | 2816.4409 | 2662.1512 | 3003.6851 | 3889.717 | 3292.0985 | 3111.9059 | 3092.4 | 3117.9979 | 3575.4731 | 3766.1909 | 3848.4551 | 3681.8693 | 4637.5389 | 3884.4913 | 3738.8927 | 3380.4347 | 3299.9379 | 3811.8662 | 3715.4842 | 3923.8859 | 3888.0041 | 4660.862 | 3735.0457 | 3420.6911 | 3050.5567
NSW1 | Wind | 10299.9483 | 11083.6236 | 16037.1368 | 20841.5295 | 23260.4047 | 24194.7166 | 24253.7693 | 21489.9006 | 19973.3124 | 25424.4978 | 26385.7844 | 38187.5167 | 36661.972 | 38650.7061 | 41958.7175 | 42603.4243 | 37091.9682 | 36581.6618 | 38615.8785 | 37853.836 | 40407.5069 | 39044.889 | 40042.4817 | 41925.4627 | 46973.1735 | 45996.6109 | 46098.1609 | 47406.457 | 48755.2623
NSW1 | Solar PV | 5342.8111 | 6499.5896 | 6543.0127 | 6299.1524 | 6245.4017 | 6757.6426 | 6795.1205 | 7573.3987 | 7961.6405 | 8320.6227 | 8368.169 | 13993.6848 | 15572.18 | 15011.1954 | 18567.312 | 18668.8346 | 23650.723 | 24433.3859 | 27833.8546 | 30805.898 | 34613.4924 | 39823.729 | 38988.159 | 41664.9035 | 41253.6926 | 41024.5981 | 40930.2301 | 42341.261 | 41365.0899
NSW1 | Grid Battery | 3.1856e-05 | 4.5044e-05 | 4.5633e-05 | 6.8756e-05 | 7.1264e-05 | 7.5949e-05 | 0.0001074 | 0.00012623 | 0.00016085 | 0.00019283 | 0.00021178 | 430.1064 | 424.8372 | 427.9327 | 432.3528 | 430.2929 | 414.0437 | 405.6986 | 914.277 | 911.2136 | 1852.8165 | 1830.7012 | 1796.1663 | 3024.4329 | 2997.3672 | 2959.8474 | 2926.9402 | 2973.148 | 2938.006
NSW1 | Pumped Hydro | 76.4622 | 125.9833 | 172.2086 | 893.1986 | 4156.319 | 4150.3285 | 5201.4362 | 5253.5481 | 5181.2614 | 5214.9128 | 5081.6138 | 7054.9558 | 6719.9169 | 7092.1806 | 8692.1663 | 8291.0616 | 9734.2391 | 9194.8325 | 9936.5057 | 9849.2497 | 12242.051 | 12092.6707 | 11707.8141 | 12504.261 | 12134.2145 | 12042.8759 | 11328.5793 | 11820.4136 | 11486.7328
NSW1 | VPP | 7.6654 | 32.5977 | 86.94 | 174.6655 | 278.1803 | 410.1243 | 513.4222 | 639.6899 | 755.0405 | 918.9721 | 1017.1479 | 1182.1256 | 1319.8684 | 1448.7018 | 1673.211 | 1714.2794 | 1732.5122 | 1759.2008 | 1870.1138 | 1918.8303 | 2003.6385 | 2081.2406 | 1931.4734 | 2124.9602 | 2055.9927 | 2031.0302 | 1918.6807 | 1948.7721 | 1828.9117
Total excluding storage |  | 61020.6201 | 58396.811 | 58765.8205 | 66953.913 | 63321.5725 | 61694.573 | 61973.7278 | 62629.0653 | 61451.9403 | 65850.1354 | 65695.2592 | 68716.5752 | 71363.5282 | 71812.7641 | 71171.1699 | 72867.268 | 75168.3907 | 75002.4326 | 80170.5177 | 81894.1837 | 84666.8251 | 86960.9832 | 87443.4096 | 90133.4427 | 94477.5894 | 95100.4114 | 95455.4763 | 98041.8105 | 97745.6297
Region | Technology | 2021-22 | 2022-23 | 2023-24 | 2024-25 | 2025-26 | 2026-27 | 2027-28 | 2028-29 | 2029-30 | 2030-31 | 2031-32 | 2032-33 | 2033-34 | 2034-35 | 2035-36 | 2036-37 | 2037-38 | 2038-39 | 2039-40 | 2040-41 | 2041-42 | 2042-43 | 2043-44 | 2044-45 | 2045-46 | 2046-47 | 2047-48 | 2048-49 | 2049-50
QLD1 | Black Coal | 33762.464 | 31456.3291 | 32775.9871 | 25289.6684 | 23552.7448 | 23700.3863 | 21923.1822 | 23047.0538 | 22930.7488 | 21905.4517 | 20834.8374 | 20916.7696 | 18136.246 | 16180.5831 | 15599.9288 | 13940.9539 | 14093.1867 | 14019.6097 | 12845.7688 | 12698.4757 | 9574.7408 | 6776.351 | 4840.9897 | 4368.7702 | 4068.8136 | 4065.2874 | 4133.8085 | 3806.1407 | 3882.3333
QLD1 | Brown Coal | 0 | 0 | 0 | 0 | 0 | 0 | 0 | 0 | 0 | 0 | 0 | 0 | 0 | 0 | 0 | 0 | 0 | 0 | 0 | 0 | 0 | 0 | 0 | 0 | 0 | 0 | 0 | 0 | 0
QLD1 | CCGT | 1104.025 | 1104.025 | 1232.2762 | 2347.9065 | 2644.8737 | 2350.1933 | 2710.8083 | 2759.004 | 3062.6146 | 3014.0715 | 3369.2205 | 3474.8657 | 4308.0795 | 3656.9049 | 3495.865 | 2775.4233 | 3083.6157 | 2914.2044 | 2430.7151 | 2738.3504 | 3003.7922 | 3424.4523 | 3017.6071 | 2924.1435 | 1385.2128 | 960.5236 | 963.1552 | 960.5236 | 960.5236
QLD1 | Gas - Steam | 37.1158 | 37.1158 | 73.7192 | 72.804 | 72.804 | 72.804 | 117.8128 | 147.5168 | 180.8686 | 125.7043 | 107.7966 | 121.9052 | 200.3247 | 167.3933 | 152.9444 | 177.8006 | 209.3244 | 187.8915 | 165.7385 | 189.6924 | 244.4812 | 274.4382 | 227.1148 | 228.3044 | 199.3197 | 0 | 0 | 0 | 0
QLD1 | OCGT / Diesel | 4.0731e-05 | 4.2431e-05 | 4.5345e-05 | 128.7325 | 66.5346 | 68.9522 | 119.448 | 207.6253 | 159.8793 | 235.5725 | 405.0422 | 589.2491 | 673.8953 | 469.79 | 591.3421 | 772.3434 | 1203.2424 | 722.6529 | 1584.0575 | 2030.7062 | 2460.8532 | 3120.7774 | 2343.6864 | 2811.3227 | 3066.0176 | 5662.5698 | 4315.0592 | 4482.6781 | 4133.0335
QLD1 | Hydro | 698.8074 | 697.3151 | 699.8393 | 696.9274 | 695.6817 | 694.4941 | 695.4978 | 691.5472 | 692.3433 | 670.2616 | 694.1181 | 685.7369 | 685.2916 | 673.127 | 656.9642 | 655.0475 | 223.2307 | 222.3182 | 213.8964 | 204.1398 | 210.1314 | 0 | 0 | 0 | 0 | 0 | 0 | 0 | 0
QLD1 | Wind | 17148.896 | 17904.5351 | 16689.6711 | 18846.623 | 22605.5332 | 22168.1896 | 23963.6191 | 26261.1502 | 25875.5739 | 26418.6573 | 25514.6164 | 26194.5606 | 27431.3823 | 31968.6897 | 32071.9814 | 35566.0553 | 38290.9887 | 38251.3594 | 38391.0143 | 34502.8388 | 36033.5632 | 36187.9587 | 41977.6482 | 41396.687 | 44864.3182 | 48252.56 | 48337.5575 | 49322.8215 | 49631.4769
QLD1 | Solar PV | 5555.0953 | 7538.3533 | 7676.8637 | 7343.9822 | 7448.1617 | 7800.5667 | 7893.2053 | 6593.1732 | 7142.0012 | 7427.2452 | 8216.8793 | 8919.5916 | 10579.7882 | 10613.383 | 11033.68 | 10746.3956 | 12534.6262 | 13403.0819 | 14409.6705 | 17345.3657 | 19951.4503 | 25056.7961 | 23995.7613 | 23660.5798 | 22841.8764 | 23692.7268 | 24566.5382 | 23724.9002 | 23283.8488
QLD1 | Grid Battery | 3.4417e-05 | 23.2052 | 26.0149 | 29.801 | 28.658 | 30.1722 | 30.1606 | 28.3455 | 27.829 | 28.1605 | 27.7786 | 311.2103 | 893.7409 | 907.4623 | 909.1078 | 921.8018 | 1260.7054 | 1276.5892 | 1267.572 | 1254.9364 | 1281.63 | 2189.336 | 2170.035 | 2155.8523 | 2077.6636 | 3104.569 | 3253.4053 | 4340.288 | 4132.48
QLD1 | Pumped Hydro | 240.5977 | 318.553 | 401.4097 | 380.1446 | 391.7364 | 491.1016 | 567.023 | 531.1789 | 538.3724 | 558.2708 | 552.6772 | 1516.6717 | 2360.5277 | 2310.27 | 2442.0021 | 2441.0495 | 3759.9379 | 3944.568 | 4214.415 | 4488.128 | 5546.9315 | 7275.7642 | 6583.1132 | 6895.9674 | 6317.9128 | 5530.2972 | 5674.35 | 4910.8328 | 4646.7474
QLD1 | VPP | 10.3864 | 39.3257 | 83.4376 | 167.8353 | 247.3619 | 343.9647 | 445.0172 | 524.1003 | 653.4746 | 757.9146 | 859.6428 | 941.0486 | 1016.386 | 1118.6084 | 1262.6613 | 1266.7507 | 1201.7715 | 1300.8595 | 1326.8655 | 1458.8219 | 1529.3074 | 1389.2951 | 1292.2628 | 1317.8048 | 1209.1497 | 942.497 | 1052.1909 | 749.517 | 778.7914
Total excluding storage |  | 58306.4036 | 58737.6735 | 59148.3567 | 54726.644 | 57086.3337 | 56855.5861 | 57423.5736 | 59707.0705 | 60044.0295 | 59796.9641 | 59142.5104 | 60902.6786 | 62015.0076 | 63729.871 | 63602.706 | 64634.0195 | 69638.2149 | 69721.1179 | 70040.8612 | 69709.569 | 71479.0123 | 74840.7736 | 76402.8077 | 75389.8076 | 76425.5583 | 82633.6675 | 82316.1187 | 82297.064 | 81891.2161
Region | Technology | 2021-22 | 2022-23 | 2023-24 | 2024-25 | 2025-26 | 2026-27 | 2027-28 | 2028-29 | 2029-30 | 2030-31 | 2031-32 | 2032-33 | 2033-34 | 2034-35 | 2035-36 | 2036-37 | 2037-38 | 2038-39 | 2039-40 | 2040-41 | 2041-42 | 2042-43 | 2043-44 | 2044-45 | 2045-46 | 2046-47 | 2047-48 | 2048-49 | 2049-50
VIC1 | Black Coal | 0 | 0 | 0 | 0 | 0 | 0 | 0 | 0 | 0 | 0 | 0 | 0 | 0 | 0 | 0 | 0 | 0 | 0 | 0 | 0 | 0 | 0 | 0 | 0 | 0 | 0 | 0 | 0 | 0
VIC1 | Brown Coal | 26542.9997 | 22845.5429 | 23941.9916 | 12148.9108 | 11629.9556 | 8816.3287 | 0.003533 | 0.0022854 | 0.0022169 | 0.0020319 | 0.0018062 | 0.0017353 | 0.0018099 | 0.0016807 | 0.0016835 | 0.0015938 | 0.0014161 | 0.0014806 | 0.0012761 | 0.0011761 | 0.0013896 | 0.0015364 | 0.0015765 | 0.0014698 | 0.0011482 | 0.0012955 | 0.00044881 | 0 | 0
VIC1 | CCGT | 2.7324e-05 | 2.6876e-05 | 2.836e-05 | 5.0662e-05 | 5.1731e-05 | 5.1767e-05 | 5.639e-05 | 5.9965e-05 | 6.1156e-05 | 6.1271e-05 | 6.2666e-05 | 9.5056e-05 | 9.6321e-05 | 9.5295e-05 | 9.3385e-05 | 9.2741e-05 | 0.00014033 | 0.00014243 | 0.00014142 | 0.00013973 | 0.00021268 | 0.00022333 | 0.00034133 | 0.00032473 | 0.00033091 | 0.00035149 | 0.0003474 | 0.00036628 | 0.00070974
VIC1 | Gas - Steam | 10.8917 | 5.7367 | 9.3457 | 77.0783 | 72.0503 | 71.4068 | 91.6843 | 128.2607 | 80.5815 | 129.2009 | 203.3729 | 457.7563 | 415.9101 | 672.1707 | 439.7517 | 349.517 | 656.3929 | 960.2574 | 0 | 0 | 0 | 0 | 0 | 0 | 0 | 0 | 0 | 0 | 0
VIC1 | OCGT / Diesel | 10.8224 | 0.30864 | 9.3496 | 47.4627 | 31.7223 | 85.0551 | 57.1842 | 80.6751 | 54.7859 | 87.7661 | 115.7584 | 304.9164 | 184.3636 | 429.8904 | 490.7785 | 445.5314 | 931.765 | 878.9191 | 2093.4026 | 2309.4627 | 3375.3175 | 4370.8482 | 5711.061 | 4338.4868 | 4709.8259 | 6564.0426 | 6871.5319 | 8698.1725 | 10933.8775
VIC1 | Hydro | 2782.0256 | 2809.6647 | 2554.7698 | 3151.3141 | 3237.9473 | 3063.0761 | 3091.1031 | 3898.482 | 3232.653 | 2773.3351 | 2797.2706 | 2526.5171 | 3113.9562 | 3213.2535 | 3046.8852 | 3066.1806 | 3873.8552 | 3220.2211 | 2770.1478 | 2768.3593 | 2512.3103 | 3090.8238 | 3200.9629 | 3024.2094 | 3047.8702 | 3842.1636 | 3192.7605 | 2736.4703 | 2746.7237
VIC1 | Wind | 10706.15 | 13601.9252 | 11508.2847 | 15559.1294 | 16262.8159 | 18482.6141 | 25857.8264 | 26153.8827 | 27275.8735 | 25499.8045 | 28020.4927 | 24433.6421 | 25755.931 | 27270.8264 | 29179.0546 | 30949.5945 | 34476.7924 | 35548.5206 | 33190.9931 | 34141.2602 | 31080.7209 | 31018.7389 | 31786.1461 | 32815.832 | 30787.7438 | 30467.1394 | 31227.2001 | 29540.2514 | 29145.2539
VIC1 | Solar PV | 2656.0009 | 2636.7195 | 2731.6416 | 2624.9481 | 2720.6526 | 3033.4486 | 4938.3371 | 4554.3588 | 4760.6661 | 5339.4457 | 5761.101 | 8227.9704 | 7694.0017 | 7698.7979 | 8095.9822 | 8288.2898 | 7451.7738 | 7588.8153 | 7706.2575 | 7809.0438 | 11919.6549 | 11387.3223 | 12347.5883 | 12939.3944 | 13720.8981 | 15136.9989 | 15353.9135 | 15074.8173 | 15124.9508
VIC1 | Grid Battery | 51.9126 | 107.752 | 121.3846 | 159.0359 | 152.2351 | 159.782 | 159.9411 | 152.5418 | 148.3365 | 150.4172 | 143.3221 | 145.3903 | 111.4813 | 104.8419 | 113.9409 | 113.1471 | 105.078 | 100.0467 | 110.9785 | 106.9235 | 40.0326 | 0.0026637 | 0.0029037 | 533.8075 | 530.9654 | 532.3847 | 531.1929 | 537.7623 | 552.5756
VIC1 | Pumped Hydro | 0 | 0 | 7.0756e-05 | 0.00015629 | 0.00015452 | 0.00034663 | 0.00055156 | 0.00081028 | 0.00090101 | 0.0010696 | 0.0011312 | 3458.9524 | 3309.1714 | 3176.3215 | 3943.5725 | 3937.4207 | 3877.0686 | 3852.9692 | 4177.434 | 4068.4434 | 5502.92 | 5208.61 | 4886.7534 | 5325.4106 | 5261.077 | 5057.2666 | 5001.092 | 5259.7314 | 5031.8853
VIC1 | VPP | 7.5855 | 19.5592 | 72.3708 | 183.2941 | 291.947 | 422.8706 | 566.8711 | 681.9663 | 829.2519 | 922.4488 | 1038.2442 | 1127.4915 | 1236.4769 | 1322.3988 | 1561.8492 | 1634.7014 | 1555.5656 | 1582.9624 | 1741.0215 | 1741.19 | 1865.8372 | 1817.6772 | 1659.6859 | 1851.1374 | 1857.4154 | 1759.1899 | 1675.229 | 1772.4198 | 1672.2248
Total excluding storage |  | 42708.8903 | 41899.8977 | 40755.383 | 33608.8434 | 33955.144 | 33551.9294 | 34036.1388 | 34815.6617 | 35404.5624 | 33829.5544 | 36897.9974 | 35950.8041 | 37164.1645 | 39284.9407 | 41252.4539 | 43099.1149 | 47390.581 | 48196.7351 | 45760.8023 | 47028.1274 | 48888.0052 | 49867.7351 | 53045.7602 | 53117.9243 | 52266.3394 | 56010.346 | 56645.4067 | 56049.7119 | 57950.8066
Region | Technology | 2021-22 | 2022-23 | 2023-24 | 2024-25 | 2025-26 | 2026-27 | 2027-28 | 2028-29 | 2029-30 | 2030-31 | 2031-32 | 2032-33 | 2033-34 | 2034-35 | 2035-36 | 2036-37 | 2037-38 | 2038-39 | 2039-40 | 2040-41 | 2041-42 | 2042-43 | 2043-44 | 2044-45 | 2045-46 | 2046-47 | 2047-48 | 2048-49 | 2049-50
SA1 | Black Coal | 0 | 0 | 0 | 0 | 0 | 0 | 0 | 0 | 0 | 0 | 0 | 0 | 0 | 0 | 0 | 0 | 0 | 0 | 0 | 0 | 0 | 0 | 0 | 0 | 0 | 0 | 0 | 0 | 0
SA1 | Brown Coal | 0 | 0 | 0 | 0 | 0 | 0 | 0 | 0 | 0 | 0 | 0 | 0 | 0 | 0 | 0 | 0 | 0 | 0 | 0 | 0 | 0 | 0 | 0 | 0 | 0 | 0 | 0 | 0 | 0
SA1 | CCGT | 1114.8326 | 1114.8326 | 480.5193 | 816.9247 | 1022.0908 | 931.07 | 641.5191 | 502.0044 | 698.1807 | 776.2211 | 846.8729 | 1011.9431 | 1182.1772 | 1254.0079 | 1054.5631 | 1048.1888 | 0.00011221 | 0.00011305 | 0.00011243 | 0.00011061 | 0.00013115 | 0.00013558 | 0.00013643 | 0.00012985 | 0.00013228 | 0.00013606 | 0.00013413 | 0.00013308 | 0.00013138
SA1 | Gas - Steam | 660.3303 | 676.8326 | 641.9305 | 141.6706 | 147.4014 | 161.3475 | 115.2502 | 123.0508 | 81.5731 | 129.6762 | 210.756 | 378.2344 | 430.805 | 791.3007 | 0 | 0 | 0 | 0 | 0 | 0 | 0 | 0 | 0 | 0 | 0 | 0 | 0 | 0 | 0
SA1 | OCGT / Diesel | 47.6082 | 23.2242 | 81.7207 | 148.8611 | 187.3647 | 155.1663 | 82.8056 | 96.195 | 82.07 | 131.6216 | 183.2497 | 297.7634 | 313.1442 | 419.0156 | 426.2818 | 362.9816 | 903.172 | 913.9706 | 1091.7451 | 1133.0647 | 1108.7271 | 1314.6513 | 1756.7242 | 747.1127 | 763.0811 | 777.7042 | 721.1287 | 939.8103 | 829.9208
SA1 | Hydro | 0 | 0 | 0 | 0 | 0 | 0 | 0 | 0 | 0 | 0 | 0 | 0 | 0 | 0 | 0 | 0 | 0 | 0 | 0 | 0 | 0 | 0 | 0 | 0 | 0 | 0 | 0 | 0 | 0
SA1 | Wind | 7179.4862 | 7942.1371 | 7215.7861 | 9585.4561 | 9325.2575 | 10310.8758 | 10409.6668 | 12086.8689 | 12243.7001 | 11693.5563 | 12216.0443 | 12356.6251 | 12035.9679 | 11278.0483 | 12514.5546 | 12242.4047 | 11609.4516 | 12113.5531 | 11976.9671 | 12415.1328 | 12151.8496 | 12296.2772 | 12375.2837 | 13969.6038 | 13643.6738 | 16172.55 | 16597.2489 | 15959.1096 | 16660.9443
SA1 | Solar PV | 947.1377 | 1101.2412 | 1099.9461 | 1067.4592 | 1041.4942 | 1066.2785 | 1099.3074 | 1045.2399 | 1089.2863 | 1183.3383 | 1303.8985 | 1309.393 | 1239.2135 | 1585.2585 | 1629.4008 | 1686.2727 | 2825.6341 | 2783.733 | 2689.7368 | 2768.3292 | 2707.1078 | 2625.2167 | 3218.5017 | 3000.8712 | 3076.4622 | 2719.1829 | 2705.1528 | 2595.8756 | 2935.9608
SA1 | Grid Battery | 85.5623 | 85.0543 | 101.9185 | 98.9321 | 92.4152 | 94.1075 | 92.6511 | 89.6884 | 85.2437 | 84.9771 | 78.1198 | 179.6793 | 175.1331 | 158.7226 | 636.8089 | 630.5676 | 659.3296 | 650.5496 | 670.4288 | 657.1549 | 897.871 | 883.7982 | 831.6375 | 1060.857 | 1048.5294 | 952.967 | 929.2182 | 950.8086 | 916.1716
SA1 | Pumped Hydro | 0 | 0 | 5.9117e-05 | 6.1536e-05 | 6.0294e-05 | 7.4324e-05 | 7.5898e-05 | 7.8442e-05 | 9.3698e-05 | 0.00010582 | 0.00010689 | 0.00017174 | 0.00016763 | 0.00016753 | 0.00021144 | 0.00021033 | 0.00027069 | 0.00026939 | 0.00027726 | 0.00027863 | 0.00037368 | 0.00035709 | 0.00036296 | 0.00055774 | 0.00055604 | 0.00053637 | 0.00054789 | 0.00055816 | 0.00056474
SA1 | VPP | 14.0249 | 26.8162 | 53.8842 | 78.5903 | 102.3266 | 131.923 | 161.4018 | 194.142 | 233.1402 | 265.2611 | 282.0502 | 307.6276 | 337.844 | 362.5779 | 382.4426 | 387.1124 | 399.6874 | 405.7552 | 425.9307 | 425.5252 | 442.2687 | 432.0687 | 391.993 | 415.2017 | 423.2937 | 361.2638 | 351.6603 | 354.6189 | 338.1304
Total excluding storage |  | 9949.395 | 10858.2678 | 9519.9027 | 11760.3718 | 11723.6086 | 12624.7381 | 12348.549 | 13853.3589 | 14194.8103 | 13914.4135 | 14760.8215 | 15353.959 | 15201.3077 | 15327.631 | 15624.8003 | 15339.8478 | 15338.2577 | 15811.2568 | 15758.449 | 16316.5268 | 15967.6845 | 16236.1453 | 17350.5097 | 17717.5878 | 17483.2173 | 19669.4372 | 20023.5305 | 19494.7957 | 20426.8261
Region | Technology | 2021-22 | 2022-23 | 2023-24 | 2024-25 | 2025-26 | 2026-27 | 2027-28 | 2028-29 | 2029-30 | 2030-31 | 2031-32 | 2032-33 | 2033-34 | 2034-35 | 2035-36 | 2036-37 | 2037-38 | 2038-39 | 2039-40 | 2040-41 | 2041-42 | 2042-43 | 2043-44 | 2044-45 | 2045-46 | 2046-47 | 2047-48 | 2048-49 | 2049-50
TAS1 | Black Coal | 0 | 0 | 0 | 0 | 0 | 0 | 0 | 0 | 0 | 0 | 0 | 0 | 0 | 0 | 0 | 0 | 0 | 0 | 0 | 0 | 0 | 0 | 0 | 0 | 0 | 0 | 0 | 0 | 0
TAS1 | Brown Coal | 0 | 0 | 0 | 0 | 0 | 0 | 0 | 0 | 0 | 0 | 0 | 0 | 0 | 0 | 0 | 0 | 0 | 0 | 0 | 0 | 0 | 0 | 0 | 0 | 0 | 0 | 0 | 0 | 0
TAS1 | CCGT | 2.1716e-05 | 2.1231e-05 | 2.2743e-05 | 2.2813e-05 | 2.273e-05 | 2.3181e-05 | 2.4866e-05 | 2.5902e-05 | 2.8817e-05 | 2.9217e-05 | 2.9099e-05 | 3.1455e-05 | 3.1396e-05 | 2.9999e-05 | 3.0449e-05 | 3.0738e-05 | 3.1321e-05 | 3.4175e-05 | 3.5302e-05 | 3.4715e-05 | 3.9226e-05 | 3.9494e-05 | 3.8697e-05 | 3.9792e-05 | 4.2018e-05 | 4.3595e-05 | 4.6861e-05 | 4.8096e-05 | 4.5178e-05
TAS1 | Gas - Steam | 0 | 0 | 0 | 0 | 0 | 0 | 0 | 0 | 0 | 0 | 0 | 0 | 0 | 0 | 0 | 0 | 0 | 0 | 0 | 0 | 0 | 0 | 0 | 0 | 0 | 0 | 0 | 0 | 0
TAS1 | OCGT / Diesel | 1.619e-05 | 1.5187e-05 | 1.6584e-05 | 1.6977e-05 | 1.698e-05 | 1.7969e-05 | 1.8905e-05 | 1.9782e-05 | 2.157e-05 | 2.2086e-05 | 2.1792e-05 | 0.25898 | 2.4838e-05 | 2.1093e-05 | 2.2423e-05 | 2.3508e-05 | 2.4505e-05 | 2.5659e-05 | 2.7171e-05 | 0.25879 | 0.81125 | 2.4808e-05 | 2.3406e-05 | 0.22916 | 2.5673e-05 | 2.6797e-05 | 2.8742e-05 | 1.3303 | 2.5362e-05
TAS1 | Hydro | 7836.9142 | 8070.3452 | 8082.389 | 9135.4625 | 9703.46 | 9056.7246 | 8854.1742 | 9241.7078 | 9104.4524 | 8981.2085 | 8356.893 | 8571.9646 | 8806.1531 | 9225.7717 | 8737.3298 | 8658.1816 | 9014.9967 | 8936.2644 | 8693.7946 | 8132.5861 | 8259.7919 | 9023.6158 | 8806.823 | 8263.944 | 8883.9395 | 10102.6229 | 9551.3235 | 9424.1443 | 9457.9394
TAS1 | Wind | 3063.5695 | 3496.4742 | 3562.3613 | 3547.3773 | 3719.0905 | 3762.4903 | 3828.2007 | 3458.9286 | 3427.8618 | 3276.5264 | 3782.6035 | 3491.8236 | 3501.0565 | 3640.7544 | 3698.8023 | 3796.0623 | 3443.2164 | 3423.7921 | 3281.3758 | 3794.0133 | 3494.5948 | 3495.0767 | 3676.5463 | 3365.8957 | 3436.5368 | 3208.9377 | 3168.679 | 3058.9865 | 3505.7957
TAS1 | Solar PV | 4.0859e-06 | 7.4926e-06 | 9.994e-06 | 1.8843e-05 | 1.6078e-05 | 2.1667e-05 | 2.6334e-05 | 2.9873e-05 | 6.5914e-05 | 6.4153e-05 | 6.1307e-05 | 6.2876e-05 | 6.4145e-05 | 5.207e-05 | 5.8389e-05 | 5.6654e-05 | 5.5518e-05 | 9.6071e-05 | 0.00010509 | 9.2228e-05 | 0.00031385 | 0.00031799 | 0.00026825 | 0.00030052 | 0.00029428 | 0.00029321 | 0.00034131 | 0.000337 | 0.00026915
TAS1 | Grid Battery | 3.2835e-05 | 4.7626e-05 | 4.634e-05 | 5.5363e-05 | 7.6313e-05 | 7.6738e-05 | 8.9659e-05 | 0.00010479 | 0.00010682 | 0.00011592 | 0.00013541 | 0.00013741 | 0.00014339 | 0.0001826 | 0.00018057 | 0.00018042 | 0.00020946 | 0.00019358 | 0.00022789 | 0.00027208 | 0.00023501 | 0.00023419 | 0.00030868 | 0.00029492 | 0.0003002 | 0.00031864 | 0.00029833 | 0.00030245 | 0.0005304
TAS1 | Pumped Hydro | 0 | 0 | 0.00012833 | 0.00013209 | 0.00014764 | 0.00015747 | 0.00016181 | 0.00017615 | 0.00016244 | 0.00017812 | 0.00020684 | 0.00020503 | 0.00021264 | 0.0002711 | 0.00026216 | 0.00026834 | 0.00029895 | 0.00027295 | 0.00031763 | 0.00037089 | 0.00032332 | 0.00032042 | 0.00041412 | 0.00039583 | 0.00039592 | 0.00041762 | 0.00038673 | 0.00040966 | 0.0006176
TAS1 | VPP | 0.38139 | 1.8628 | 3.0469 | 4.2907 | 7.2395 | 10.7369 | 14.4307 | 19.8564 | 16.8348 | 23.8868 | 34.1561 | 30.1657 | 31.8164 | 42.5048 | 42.3826 | 41.1529 | 47.9084 | 35.0424 | 41.8541 | 50.7939 | 47.038 | 38.2002 | 47.2055 | 35.1319 | 43.1349 | 44.981 | 25.7359 | 41.0626 | 53.1496
Total excluding storage |  | 10900.4838 | 11566.8194 | 11644.7503 | 12682.8399 | 13422.5506 | 12819.2149 | 12682.375 | 12700.6365 | 12532.3143 | 12257.735 | 12139.4966 | 12064.0473 | 12307.2097 | 12866.5262 | 12436.1323 | 12454.2441 | 12458.2132 | 12360.0566 | 11975.1705 | 11926.8583 | 11755.1984 | 12518.693 | 12483.3697 | 11630.0691 | 12320.4767 | 13311.561 | 12720.0029 | 12484.4615 | 12963.7355
Explicitly modelled pumping
Region | Technology | 2021-22 | 2022-23 | 2023-24 | 2024-25 | 2025-26 | 2026-27 | 2027-28 | 2028-29 | 2029-30 | 2030-31 | 2031-32 | 2032-33 | 2033-34 | 2034-35 | 2035-36 | 2036-37 | 2037-38 | 2038-39 | 2039-40 | 2040-41 | 2041-42 | 2042-43 | 2043-44 | 2044-45 | 2045-46 | 2046-47 | 2047-48 | 2048-49 | 2049-50
NEM | Grid Battery pump | 168.9576 | 267.4762 | 306.9062 | 356.0784 | 337.2797 | 350.0237 | 349.9716 | 333.1504 | 322.9349 | 325.1694 | 308.3677 | 1268.9195 | 1900.2122 | 1893.7544 | 2471.6639 | 2476.6032 | 2886.0036 | 2871.4698 | 3493.5877 | 3464.8402 | 4788.6799 | 5778.1965 | 5644.5706 | 7972.3057 | 7845.5877 | 8878.1969 | 8998.2722 | 10348.113 | 10043.1634
NEM | Pumped Hydro Pump | 720.7686 | 1148.3409 | 1459.7479 | 3055.0664 | 6214.3022 | 6830.4083 | 8909.5314 | 8806.9613 | 8862.2081 | 9196.1014 | 9468.495 | 17283.7567 | 18185.5325 | 17836.278 | 21620.236 | 21190.3063 | 24393.7956 | 23932.5611 | 25769.5643 | 26056.8432 | 31716.2523 | 33563.5795 | 31192.2729 | 33958.1004 | 32958.5964 | 31014.5325 | 29927.1876 | 30060.4848 | 28390.8389
NEM | VPP pump | 48.0618 | 144.5829 | 359.3393 | 731.6912 | 1113.004 | 1582.3911 | 2045.583 | 2468.388 | 2986.586 | 3466.1618 | 3887.7247 | 4299.0062 | 4731.1132 | 5161.1286 | 5901.8914 | 6053.5645 | 5936.3469 | 6105.0255 | 6474.3852 | 6733.7907 | 7048.8435 | 6922.8914 | 6380.4321 | 6893.3006 | 6724.1217 | 6154.2829 | 6043.614 | 5825.6992 | 5602.92
Region | Technology | 2021-22 | 2022-23 | 2023-24 | 2024-25 | 2025-26 | 2026-27 | 2027-28 | 2028-29 | 2029-30 | 2030-31 | 2031-32 | 2032-33 | 2033-34 | 2034-35 | 2035-36 | 2036-37 | 2037-38 | 2038-39 | 2039-40 | 2040-41 | 2041-42 | 2042-43 | 2043-44 | 2044-45 | 2045-46 | 2046-47 | 2047-48 | 2048-49 | 2049-50
NSW1 | Grid Battery pump | 3.7495e-05 | 5.301e-05 | 5.3656e-05 | 8.0956e-05 | 8.3804e-05 | 8.9322e-05 | 0.0001265 | 0.00014836 | 0.00018925 | 0.00022691 | 0.00024947 | 506.0075 | 499.8085 | 504.7881 | 507.3124 | 506.2269 | 488.4473 | 477.2934 | 1074.2821 | 1074.9741 | 2176.826 | 2153.7678 | 2113.135 | 3558.156 | 3536.1284 | 3472.3596 | 3453.3342 | 3487.9453 | 3456.4778
NSW1 | Pumped Hydro Pump | 376.3832 | 690.5265 | 882.8542 | 2506.4126 | 5650.4639 | 6127.78 | 8094.6227 | 8043.5664 | 8088.4748 | 8393.7707 | 8671.0346 | 10969.3882 | 11012.9258 | 10911.8767 | 13582.0802 | 13144.7508 | 14766.5427 | 14133.7324 | 15241.709 | 15244.6123 | 17859.5722 | 17875.8787 | 16831.3157 | 18633.5124 | 18390.9172 | 17760.4575 | 16548.9454 | 17314.5497 | 16310.8489
NSW1 | VPP pump | 9.2003 | 39.306 | 104.1677 | 210.2092 | 333.3133 | 492.2466 | 617.8195 | 766.189 | 906.2279 | 1102.9849 | 1224.226 | 1415.4247 | 1584.1558 | 1743.7998 | 2003.2375 | 2057.5427 | 2085.4168 | 2111.7003 | 2238.3491 | 2309.8106 | 2398.084 | 2497.9867 | 2318.2236 | 2550.457 | 2475.7052 | 2429.6942 | 2311.2096 | 2330.6521 | 2195.1288
Region | Technology | 2021-22 | 2022-23 | 2023-24 | 2024-25 | 2025-26 | 2026-27 | 2027-28 | 2028-29 | 2029-30 | 2030-31 | 2031-32 | 2032-33 | 2033-34 | 2034-35 | 2035-36 | 2036-37 | 2037-38 | 2038-39 | 2039-40 | 2040-41 | 2041-42 | 2042-43 | 2043-44 | 2044-45 | 2045-46 | 2046-47 | 2047-48 | 2048-49 | 2049-50
QLD1 | Grid Battery pump | 4.0507e-05 | 28.5496 | 32.1172 | 36.8114 | 35.4591 | 37.1508 | 37.2353 | 34.9944 | 34.3567 | 34.766 | 34.3933 | 367.6319 | 1052.9657 | 1069.2461 | 1071.466 | 1085.5209 | 1488.7165 | 1499.2735 | 1492.7719 | 1478.7467 | 1505.4491 | 2579.8337 | 2551.9756 | 2534.448 | 2443.0212 | 3661.4558 | 3818.514 | 5111.7695 | 4856.193
QLD1 | Pumped Hydro Pump | 344.3854 | 457.8144 | 576.8934 | 548.6534 | 563.8379 | 702.6275 | 814.9077 | 763.3936 | 773.7319 | 802.3291 | 797.4586 | 1990.6776 | 3021.6872 | 2957.4227 | 3119.7206 | 3123.7789 | 4780.9168 | 4960.6776 | 5328.0005 | 5699.6188 | 7005.0862 | 9165.3322 | 8264.1208 | 8666.0853 | 7957.069 | 6968.4904 | 7090.8767 | 6207.2693 | 5790.1321
QLD1 | VPP pump | 12.4661 | 47.2002 | 100.1449 | 201.6647 | 297.35 | 412.16 | 534.1264 | 629.0449 | 784.3248 | 909.6776 | 1034.4307 | 1126.8269 | 1219.9048 | 1342.6044 | 1516.2849 | 1519.6021 | 1447.0301 | 1556.7219 | 1592.5539 | 1753.842 | 1832.6232 | 1670.867 | 1551.0081 | 1580.0632 | 1449.5141 | 1135.7612 | 1258.3381 | 903.2384 | 931.0949
Region | Technology | 2021-22 | 2022-23 | 2023-24 | 2024-25 | 2025-26 | 2026-27 | 2027-28 | 2028-29 | 2029-30 | 2030-31 | 2031-32 | 2032-33 | 2033-34 | 2034-35 | 2035-36 | 2036-37 | 2037-38 | 2038-39 | 2039-40 | 2040-41 | 2041-42 | 2042-43 | 2043-44 | 2044-45 | 2045-46 | 2046-47 | 2047-48 | 2048-49 | 2049-50
VIC1 | Grid Battery pump | 63.6299 | 133.6162 | 149.2685 | 196.9295 | 187.9266 | 196.6907 | 198.0471 | 187.7342 | 183.1315 | 185.7002 | 177.5299 | 179.0389 | 137.4972 | 129.6689 | 140.433 | 139.6877 | 129.7258 | 124.0046 | 136.5201 | 132.4697 | 48.9573 | 0.0031391 | 0.0034111 | 628.0088 | 626.5237 | 624.4764 | 626.7914 | 630.803 | 650.0889
VIC1 | Pumped Hydro Pump | 0 | 0 | 8.8623e-05 | 0.00019571 | 0.00019304 | 0.00043288 | 0.00069254 | 0.0010098 | 0.001129 | 0.0013347 | 0.0014198 | 4323.6904 | 4150.919 | 3966.978 | 4918.4346 | 4921.776 | 4846.3354 | 4838.1504 | 5199.854 | 5112.6113 | 6851.593 | 6522.3677 | 6096.8354 | 6658.5015 | 6610.609 | 6285.5835 | 6287.3643 | 6538.6646 | 6289.8564
VIC1 | VPP pump | 9.1044 | 23.5608 | 86.7772 | 220.3122 | 350.8731 | 506.7622 | 682.0243 | 816.8773 | 995.2993 | 1107.1578 | 1249.5005 | 1350.3224 | 1484.4106 | 1588.5352 | 1872.4779 | 1962.0301 | 1867.0483 | 1906.0179 | 2083.5528 | 2096.3998 | 2232.89 | 2188.7058 | 1984.956 | 2221.8048 | 2237.1682 | 2103.6177 | 2018.7276 | 2119.2703 | 2007.0671
Region | Technology | 2021-22 | 2022-23 | 2023-24 | 2024-25 | 2025-26 | 2026-27 | 2027-28 | 2028-29 | 2029-30 | 2030-31 | 2031-32 | 2032-33 | 2033-34 | 2034-35 | 2035-36 | 2036-37 | 2037-38 | 2038-39 | 2039-40 | 2040-41 | 2041-42 | 2042-43 | 2043-44 | 2044-45 | 2045-46 | 2046-47 | 2047-48 | 2048-49 | 2049-50
SA1 | Grid Battery pump | 105.3275 | 105.3103 | 125.5204 | 122.3373 | 113.8939 | 116.182 | 114.689 | 110.4215 | 105.4465 | 104.7027 | 96.4441 | 216.241 | 209.9406 | 190.0509 | 752.4523 | 745.1675 | 779.1138 | 770.8981 | 790.0133 | 778.6494 | 1057.4472 | 1044.5915 | 979.4562 | 1251.6925 | 1239.914 | 1119.9047 | 1099.6322 | 1117.5949 | 1080.4031
SA1 | Pumped Hydro Pump | 0 | 0 | 7.3944e-05 | 7.7053e-05 | 7.5285e-05 | 9.2807e-05 | 9.5228e-05 | 9.7697e-05 | 0.00011745 | 0.00013209 | 0.00013372 | 0.00021482 | 0.00020953 | 0.00020907 | 0.00026425 | 0.00026294 | 0.00033834 | 0.00033795 | 0.00034535 | 0.00034965 | 0.00046574 | 0.00044724 | 0.00045339 | 0.00069807 | 0.00069625 | 0.00066779 | 0.00068759 | 0.00069498 | 0.00070667
SA1 | VPP pump | 16.8333 | 32.2673 | 64.5924 | 94.3289 | 122.8144 | 158.3389 | 194.1889 | 232.5481 | 280.3706 | 317.8294 | 338.5721 | 370.2262 | 404.4483 | 435.1797 | 459.022 | 464.6268 | 479.7199 | 488.5133 | 509.7075 | 512.34 | 529.2189 | 519.164 | 469.9059 | 498.8123 | 509.4407 | 431.7432 | 423.9721 | 423.7308 | 405.8371
Region | Technology | 2021-22 | 2022-23 | 2023-24 | 2024-25 | 2025-26 | 2026-27 | 2027-28 | 2028-29 | 2029-30 | 2030-31 | 2031-32 | 2032-33 | 2033-34 | 2034-35 | 2035-36 | 2036-37 | 2037-38 | 2038-39 | 2039-40 | 2040-41 | 2041-42 | 2042-43 | 2043-44 | 2044-45 | 2045-46 | 2046-47 | 2047-48 | 2048-49 | 2049-50
TAS1 | Grid Battery pump | 3.8633e-05 | 5.6059e-05 | 5.4517e-05 | 6.5166e-05 | 8.977e-05 | 9.0239e-05 | 0.00010555 | 0.00012322 | 0.00012576 | 0.00013629 | 0.00015941 | 0.00016169 | 0.0001687 | 0.00021482 | 0.00021244 | 0.00021228 | 0.00024639 | 0.00022781 | 0.00026794 | 0.00032031 | 0.00027646 | 0.00027553 | 0.00036316 | 0.00034697 | 0.00035321 | 0.00037485 | 0.00035102 | 0.00035557 | 0.00062406
TAS1 | Pumped Hydro Pump | 0 | 0 | 0.00016096 | 0.00016533 | 0.00018441 | 0.00019629 | 0.00020302 | 0.00021939 | 0.00020382 | 0.00022189 | 0.00025931 | 0.00025651 | 0.00026576 | 0.00033891 | 0.00032757 | 0.00033572 | 0.00037348 | 0.00034149 | 0.00039579 | 0.00046594 | 0.00040323 | 0.00040112 | 0.00051717 | 0.00049441 | 0.00049545 | 0.00052099 | 0.00048451 | 0.00051031 | 0.00077249
TAS1 | VPP pump | 0.45776 | 2.2486 | 3.6571 | 5.1763 | 8.6532 | 12.8834 | 17.4239 | 23.7287 | 20.3634 | 28.5121 | 40.9954 | 36.206 | 38.1937 | 51.0094 | 50.8692 | 49.7628 | 57.1319 | 42.0722 | 50.2219 | 61.3984 | 56.0274 | 46.1679 | 56.3384 | 42.1632 | 52.2935 | 53.4666 | 31.3665 | 48.8076 | 63.7921
Non-controllable capacity
Region | Technology | 2021-22 | 2022-23 | 2023-24 | 2024-25 | 2025-26 | 2026-27 | 2027-28 | 2028-29 | 2029-30 | 2030-31 | 2031-32 | 2032-33 | 2033-34 | 2034-35 | 2035-36 | 2036-37 | 2037-38 | 2038-39 | 2039-40 | 2040-41 | 2041-42 | 2042-43 | 2043-44 | 2044-45 | 2045-46 | 2046-47 | 2047-48 | 2048-49 | 2049-50
NEM | Distributed PV | 19609.8205 | 22593.0258 | 25795.4405 | 28515.648 | 30896.2689 | 36193.4827 | 39710.1446 | 38725.9847 | 43631.9906 | 48413.2512 | 52307.9381 | 56014.1823 | 58003.92 | 58926.4174 | 65866.1013 | 68092.0823 | 63807.3891 | 69181.1567 | 74209.0766 | 78074.279 | 80449.2601 | 80681.864 | 80496.3497 | 88733.6672 | 91059.096 | 84167.1603 | 90920.6539 | 97349.545 | 101355.0465
NEM | Behind the meter battery | 287.7369 | 515.4079 | 884.8341 | 1254.785 | 1593.4651 | 1866.0164 | 2141.7602 | 2361.8163 | 2552.4657 | 2810.5931 | 3083.7038 | 3382.2698 | 3716.9768 | 3982.8771 | 4236.6884 | 4189.6005 | 4164.955 | 4139.2711 | 4136.7707 | 4095.7536 | 4080.5612 | 4061.1181 | 4052.4214 | 4004.5176 | 3963.4952 | 3836.8522 | 3731.3041 | 3603.5117 | 3483.2237
NEM | Behind the meter battery pump | 244.3986 | 437.8351 | 751.5169 | 1066.2118 | 1353.536 | 1585.0054 | 1820.0295 | 2006.0316 | 2167.8279 | 2387.2175 | 2618.8193 | 2873.0493 | 3158.6308 | 3383.091 | 3598.8654 | 3557.9991 | 3537.7465 | 3515.3025 | 3513.335 | 3480.0644 | 3466.5363 | 3449.3864 | 3443.1291 | 3400.9047 | 3367.1337 | 3259.9544 | 3169.3736 | 3061.4143 | 2957.9155
Region | Technology | 2021-22 | 2022-23 | 2023-24 | 2024-25 | 2025-26 | 2026-27 | 2027-28 | 2028-29 | 2029-30 | 2030-31 | 2031-32 | 2032-33 | 2033-34 | 2034-35 | 2035-36 | 2036-37 | 2037-38 | 2038-39 | 2039-40 | 2040-41 | 2041-42 | 2042-43 | 2043-44 | 2044-45 | 2045-46 | 2046-47 | 2047-48 | 2048-49 | 2049-50
NSW1 | Distributed PV | 5840.3921 | 6848.5858 | 7568.6907 | 8523.6304 | 9260.6379 | 11220.5155 | 12200.0436 | 11840.5683 | 13148.0317 | 14967.8992 | 16704.4439 | 17428.9447 | 18411.5688 | 18706.4371 | 21549.8095 | 22022.3289 | 20511.7897 | 21846.138 | 23896.4876 | 25827.633 | 25866.634 | 26322.659 | 26189.1159 | 29655.9651 | 30038.8173 | 27505.5049 | 29065.9666 | 31621.8012 | 33685.242
NSW1 | Behind the meter battery | 100.5828 | 193.1589 | 291.1065 | 396.2139 | 501.9024 | 585.4025 | 672.7716 | 746.5753 | 809.2462 | 898.896 | 990.6531 | 1097.5089 | 1203.9572 | 1289.4711 | 1377.5795 | 1364.1938 | 1359.364 | 1353.4315 | 1358.2135 | 1347.5028 | 1347.9978 | 1344.7629 | 1341.927 | 1330.3631 | 1318.1665 | 1275.3935 | 1239.7392 | 1196.3678 | 1156.4912
NSW1 | Behind the meter battery pump | 85.4102 | 164.0693 | 247.2941 | 336.7731 | 426.5198 | 497.1838 | 571.8275 | 634.164 | 687.2431 | 763.5179 | 841.0694 | 932.0855 | 1022.9158 | 1095.5481 | 1169.7831 | 1158.6309 | 1154.2352 | 1150.0294 | 1153.2683 | 1144.4845 | 1145.249 | 1142.992 | 1140.5826 | 1129.4076 | 1119.8228 | 1083.9476 | 1053.3342 | 1016.4885 | 981.966
Region | Technology | 2021-22 | 2022-23 | 2023-24 | 2024-25 | 2025-26 | 2026-27 | 2027-28 | 2028-29 | 2029-30 | 2030-31 | 2031-32 | 2032-33 | 2033-34 | 2034-35 | 2035-36 | 2036-37 | 2037-38 | 2038-39 | 2039-40 | 2040-41 | 2041-42 | 2042-43 | 2043-44 | 2044-45 | 2045-46 | 2046-47 | 2047-48 | 2048-49 | 2049-50
QLD1 | Distributed PV | 5969.3902 | 6978.0984 | 7706.5945 | 8304.5519 | 9311.818 | 10739.5616 | 11742.373 | 10679.3756 | 12453.0504 | 13739.2205 | 15349.0657 | 16175.8153 | 16542.176 | 17496.4202 | 19379.2666 | 20059.1319 | 17627.6397 | 19804.641 | 21119.9603 | 22953.5995 | 23292.4845 | 23042.7006 | 23920.2706 | 26062.1174 | 26829.5403 | 23237.5707 | 26038.7774 | 27730.2825 | 29886.5732
QLD1 | Behind the meter battery | 56.2429 | 136.3704 | 221.914 | 314.5999 | 403.0595 | 466.6342 | 534.0653 | 596.5405 | 649.7529 | 718.3775 | 792.8814 | 877.5577 | 964.1894 | 1032.5602 | 1100.2361 | 1082.6175 | 1073.4901 | 1066.2727 | 1063.9109 | 1054.6444 | 1049.1513 | 1044.3508 | 1042.7963 | 1030.9949 | 1021.2672 | 990.0169 | 962.7603 | 929.6148 | 900.3601
QLD1 | Behind the meter battery pump | 47.7931 | 115.9103 | 188.4278 | 267.3671 | 342.2496 | 396.5032 | 453.7714 | 506.849 | 552.0817 | 610.4366 | 673.1948 | 745.045 | 819.4478 | 877.2391 | 934.6407 | 919.1283 | 912.2797 | 905.3095 | 903.5933 | 896.4187 | 891.5481 | 886.7666 | 886.3467 | 875.6415 | 867.7391 | 841.4509 | 817.5781 | 790.0297 | 765.082
Region | Technology | 2021-22 | 2022-23 | 2023-24 | 2024-25 | 2025-26 | 2026-27 | 2027-28 | 2028-29 | 2029-30 | 2030-31 | 2031-32 | 2032-33 | 2033-34 | 2034-35 | 2035-36 | 2036-37 | 2037-38 | 2038-39 | 2039-40 | 2040-41 | 2041-42 | 2042-43 | 2043-44 | 2044-45 | 2045-46 | 2046-47 | 2047-48 | 2048-49 | 2049-50
VIC1 | Distributed PV | 4714.66 | 5401.1119 | 6729.5042 | 7622.3593 | 8154.7271 | 9640.4109 | 10744.2174 | 11140.3779 | 12492.4051 | 13821.8775 | 14113.1505 | 15787.1113 | 16301.0662 | 16086.168 | 17792.7523 | 18477.3728 | 18243.1548 | 19618.15 | 20981.1462 | 20868.6867 | 22468.5097 | 22545.6732 | 21856.4398 | 23900.0028 | 24625.8936 | 24087.1674 | 25874.8846 | 27659.7182 | 27267.1666
VIC1 | Behind the meter battery | 63.7064 | 83.5354 | 232.4378 | 366.0526 | 485.6729 | 593.1814 | 693.2882 | 758.0454 | 813.3978 | 889.1338 | 969.7889 | 1045.6273 | 1156.3355 | 1246.6667 | 1327.5946 | 1319.5322 | 1315.5875 | 1305.8198 | 1303.9339 | 1288.8104 | 1281.5178 | 1274.0456 | 1271.6343 | 1255.1128 | 1242.4704 | 1204.1401 | 1172.0927 | 1134.3677 | 1095.5009
VIC1 | Behind the meter battery pump | 54.1148 | 70.9311 | 197.3953 | 310.9705 | 412.3845 | 503.6951 | 589.1782 | 643.6878 | 690.5779 | 754.9722 | 823.8716 | 888.712 | 982.688 | 1058.4572 | 1128.1485 | 1120.5529 | 1117.3368 | 1108.596 | 1107.7798 | 1095.3627 | 1088.3139 | 1081.6641 | 1079.7555 | 1066.324 | 1055.4157 | 1022.5106 | 995.367 | 963.5618 | 930.0131
Region | Technology | 2021-22 | 2022-23 | 2023-24 | 2024-25 | 2025-26 | 2026-27 | 2027-28 | 2028-29 | 2029-30 | 2030-31 | 2031-32 | 2032-33 | 2033-34 | 2034-35 | 2035-36 | 2036-37 | 2037-38 | 2038-39 | 2039-40 | 2040-41 | 2041-42 | 2042-43 | 2043-44 | 2044-45 | 2045-46 | 2046-47 | 2047-48 | 2048-49 | 2049-50
SA1 | Distributed PV | 2818.528 | 3066.2402 | 3432.4234 | 3643.8284 | 3713.1358 | 4061.5736 | 4431.6913 | 4443.6234 | 4871.0817 | 5157.1547 | 5377.2639 | 5776.2536 | 5841.5307 | 5728.6246 | 6131.655 | 6480.9677 | 6348.5892 | 6792.2712 | 7032.0584 | 7208.9999 | 7534.4854 | 7444.191 | 7224.9322 | 7683.426 | 8089.937 | 7867.091 | 8425.1674 | 8743.8601 | 8910.1288
SA1 | Behind the meter battery | 59.5294 | 88.2615 | 118.5347 | 149.731 | 168.2698 | 181.0611 | 196.5109 | 211.0845 | 226.6474 | 245.1138 | 265.3623 | 289.7239 | 313.5421 | 329.0828 | 340.6127 | 333.3447 | 326.7399 | 324.2493 | 321.2163 | 315.7562 | 313.1266 | 309.4997 | 307.612 | 300.7784 | 295.0978 | 283.6323 | 275.4745 | 264.9253 | 255.3804
SA1 | Behind the meter battery pump | 50.5634 | 74.9597 | 100.6999 | 127.1607 | 143.0143 | 153.8529 | 166.9048 | 179.2175 | 192.5553 | 208.1215 | 225.4916 | 246.1431 | 266.5028 | 279.5571 | 289.2326 | 283.333 | 277.6185 | 275.3506 | 272.7168 | 268.1355 | 266.0407 | 262.8422 | 261.3148 | 255.4385 | 250.682 | 240.9589 | 234.1101 | 224.8982 | 216.7686
Region | Technology | 2021-22 | 2022-23 | 2023-24 | 2024-25 | 2025-26 | 2026-27 | 2027-28 | 2028-29 | 2029-30 | 2030-31 | 2031-32 | 2032-33 | 2033-34 | 2034-35 | 2035-36 | 2036-37 | 2037-38 | 2038-39 | 2039-40 | 2040-41 | 2041-42 | 2042-43 | 2043-44 | 2044-45 | 2045-46 | 2046-47 | 2047-48 | 2048-49 | 2049-50
TAS1 | Distributed PV | 266.8502 | 298.9896 | 358.2278 | 421.278 | 455.9502 | 531.4211 | 591.8193 | 622.0396 | 667.4216 | 727.0993 | 764.0141 | 846.0573 | 907.5783 | 908.7675 | 1012.6179 | 1052.281 | 1076.2157 | 1119.9565 | 1179.4242 | 1215.3598 | 1287.1466 | 1326.6403 | 1305.5912 | 1432.1558 | 1474.9079 | 1469.8262 | 1515.858 | 1593.8831 | 1605.9359
TAS1 | Behind the meter battery | 7.6755 | 14.0817 | 20.8409 | 28.1876 | 34.5605 | 39.7372 | 45.1241 | 49.5707 | 53.4214 | 59.072 | 65.0181 | 71.8519 | 78.9526 | 85.0963 | 90.6655 | 89.9124 | 89.7735 | 89.4977 | 89.496 | 89.04 | 88.7677 | 88.4592 | 88.4516 | 87.2684 | 86.4931 | 83.6694 | 81.2375 | 78.2361 | 75.4911
TAS1 | Behind the meter battery pump | 6.5171 | 11.9647 | 17.6998 | 23.9403 | 29.3679 | 33.7704 | 38.3476 | 42.1132 | 45.3699 | 50.1692 | 55.1919 | 61.0637 | 67.0765 | 72.2895 | 77.0604 | 76.3541 | 76.2763 | 76.017 | 75.9769 | 75.6631 | 75.3847 | 75.1216 | 75.1294 | 74.0931 | 73.4741 | 71.0863 | 68.9842 | 66.4361 | 64.0858

## BaseCase_Capacity
Installed capacity by technology (MW) - BaseCase, Step Change No State Based Schemes Sensitivity
Capacity calculated on 1 July. In early study years some wind and solar projects enter later in the financial year and are therefore reflected in the following financial year's capacity.
Explicitly modelled generation
Region | Technology | 2021-22 | 2022-23 | 2023-24 | 2024-25 | 2025-26 | 2026-27 | 2027-28 | 2028-29 | 2029-30 | 2030-31 | 2031-32 | 2032-33 | 2033-34 | 2034-35 | 2035-36 | 2036-37 | 2037-38 | 2038-39 | 2039-40 | 2040-41 | 2041-42 | 2042-43 | 2043-44 | 2044-45 | 2045-46 | 2046-47 | 2047-48 | 2048-49 | 2049-50
NEM | Black Coal | 18366 | 17891 | 16416 | 11931.2291 | 9966.1734 | 9801.7452 | 9740.9031 | 9740.9029 | 9576.6845 | 9573.0694 | 9573.0694 | 6693.0695 | 5802.3678 | 5802.3678 | 4505.3209 | 4187.4651 | 4187.4647 | 4187.4647 | 4187.4647 | 3978.9822 | 2801.9365 | 1367.9366 | 1065.4092 | 966.4719 | 966.4719 | 966.4719 | 966.4714 | 966.4714 | 966.4714
NEM | Brown Coal | 4790 | 4790 | 4790 | 2130.8531 | 1986.7286 | 1592.1126 | 0.00045205 | 0.00022323 | 0.00022336 | 0.00022339 | 0.00022339 | 0.00022337 | 0.00022336 | 0.00022339 | 0.00022338 | 0.00022298 | 0.00022291 | 0.00022291 | 0.00022292 | 0.00022294 | 0.00022292 | 0.00022289 | 0.00022289 | 0.00022291 | 0.00010002 | 0 | 0 | 0 | 0
NEM | CCGT | 3054.9 | 3054.9 | 2874.9 | 2874.9 | 2874.9 | 2874.9 | 2874.9 | 2874.9 | 2874.9 | 2874.9 | 2874.9 | 2874.9 | 2874.9 | 2874.9 | 2874.9 | 2489.9 | 1960.9 | 1960.9 | 1817.5 | 1817.5 | 1817.5 | 1817.5 | 1377.5 | 1192.5 | 548 | 388 | 388 | 388 | 388.0001
NEM | Gas - Steam | 1384 | 1384 | 1384 | 1384 | 1384 | 1384 | 1384 | 1384 | 1384 | 1384 | 1384 | 1384 | 1384 | 1384 | 584 | 584 | 584 | 584 | 84 | 84 | 84 | 84 | 84 | 84 | 84 | 0 | 0 | 0 | 0
NEM | OCGT / Diesel | 6863.14 | 6863.14 | 6863.14 | 6863.14 | 6863.14 | 6863.14 | 6863.14 | 6863.14 | 6863.14 | 6480.64 | 6480.64 | 6211.3 | 5749.3 | 5632.3 | 5753.4309 | 5753.4309 | 7400.9275 | 7400.9275 | 8060.4785 | 7940.4785 | 9262.0036 | 9422.0843 | 11171.0843 | 11290.61 | 11290.61 | 13260.0108 | 12676.0108 | 13242.9703 | 13961.5224
NEM | Hydro | 7365.3 | 7365.3 | 7365.3 | 7365.3 | 7365.3 | 7365.3 | 7365.3 | 7365.3 | 7365.3 | 7365.3 | 7365.3 | 7365.3 | 7365.3 | 7365.3 | 7365.3 | 7365.3 | 7278.9 | 7278.9 | 7278.9 | 7278.9 | 7278.9 | 7212.9 | 7212.9 | 7212.9 | 7212.9 | 7212.9 | 7212.9 | 7212.9 | 7212.9
NEM | Wind | 14932.9592 | 16617.1193 | 18746.7334 | 23733.0549 | 23959.2699 | 24504.4759 | 26966.1679 | 29218.2752 | 29208.377 | 30650.5859 | 31562.9543 | 37275.6251 | 39032.0027 | 39071.1091 | 39457.9012 | 40227.6112 | 42881.0632 | 43379.0107 | 43267.0686 | 43206.8436 | 45650.7129 | 47248.8297 | 46986.3522 | 46256.2467 | 47005.6978 | 51081.8244 | 51469.3151 | 51998.0525 | 53503.332
NEM | Solar PV | 5599.971 | 6959.156 | 6959.156 | 6959.156 | 7156.1085 | 7227.271 | 7986.3111 | 8620.6723 | 8717.0275 | 9015.7754 | 9584.0192 | 13069.8481 | 14778.5164 | 14978.5159 | 15933.531 | 15812.531 | 21370.9218 | 21637.6926 | 22765.0483 | 25548.7105 | 30180.7536 | 36011.8748 | 37331.3074 | 36912.6874 | 37130.9426 | 41823.539 | 41713.139 | 40980.339 | 40196.1378
NEM | Grid Battery | 260.33 | 600.33 | 600.33 | 600.33 | 600.33 | 600.33 | 600.33 | 600.3305 | 600.3307 | 570.3307 | 570.3307 | 1172.2808 | 1560.2797 | 1535.2797 | 1907.3146 | 1907.3146 | 2260.4338 | 2260.4338 | 2651.6682 | 2631.6682 | 3554.8784 | 4005.8918 | 4005.8919 | 5548.1086 | 5548.1086 | 6625.986 | 6625.9859 | 7830.4926 | 7875.6012
NEM | Pumped Hydro | 810 | 810 | 810 | 810 | 2850 | 2850.0001 | 2850.0002 | 2850.0005 | 2850.0006 | 2850.0006 | 2850.0006 | 5407.3968 | 5858.8367 | 5858.8367 | 6700.0606 | 6700.0606 | 7975.0716 | 7975.0716 | 7975.0716 | 7975.0716 | 9833.4773 | 10794.4111 | 10794.4111 | 10794.4111 | 10794.4111 | 10950.0005 | 10950.0005 | 10950.0005 | 10950.0005
NEM | VPP | 95.565 | 222.304 | 472.724 | 827.389 | 1275.464 | 1796.003 | 2438.396 | 3184.437 | 4042.566 | 4718.547 | 5463.892 | 6261.2279 | 7107.5971 | 7905.5149 | 8730.1272 | 9162.649 | 9618.3372 | 10079.154 | 10567.0661 | 11065.4949 | 11575.234 | 12098.7689 | 12640.3892 | 13204.0691 | 13783.8581 | 14380.3641 | 14988.5756 | 15603.098 | 16225.7479
Total excluding storage |  | 62356.2702 | 64924.6152 | 65399.2294 | 63241.6331 | 61555.6204 | 61612.9446 | 63180.7226 | 66067.1906 | 65989.4291 | 67344.2709 | 68824.8831 | 74874.0429 | 76986.387 | 77108.4929 | 76474.3842 | 76420.2383 | 85664.1774 | 86428.8957 | 87460.4603 | 89855.415 | 97075.8068 | 103165.1256 | 105228.5533 | 103915.4161 | 104238.6223 | 114732.746 | 114425.8363 | 114788.7331 | 116228.3637
Region | Technology | 2021-22 | 2022-23 | 2023-24 | 2024-25 | 2025-26 | 2026-27 | 2027-28 | 2028-29 | 2029-30 | 2030-31 | 2031-32 | 2032-33 | 2033-34 | 2034-35 | 2035-36 | 2036-37 | 2037-38 | 2038-39 | 2039-40 | 2040-41 | 2041-42 | 2042-43 | 2043-44 | 2044-45 | 2045-46 | 2046-47 | 2047-48 | 2048-49 | 2049-50
NSW1 | Black Coal | 10240 | 9765 | 8290 | 7458.677 | 5527.0472 | 5527.0472 | 5527.0472 | 5527.0472 | 5527.0468 | 5527.0468 | 5527.0468 | 2647.0468 | 2647.0468 | 2647.0468 | 1350 | 1350 | 1350 | 1350 | 1350 | 1350 | 690 | 0 | 0 | 0 | 0 | 0 | 0 | 0 | 0
NSW1 | Brown Coal | 0 | 0 | 0 | 0 | 0 | 0 | 0 | 0 | 0 | 0 | 0 | 0 | 0 | 0 | 0 | 0 | 0 | 0 | 0 | 0 | 0 | 0 | 0 | 0 | 0 | 0 | 0 | 0 | 0
NSW1 | CCGT | 625 | 625 | 625 | 625 | 625 | 625 | 625 | 625 | 625 | 625 | 625 | 625 | 625 | 625 | 625 | 625 | 625 | 625 | 625 | 625 | 625 | 625 | 185 | 0 | 0 | 0 | 0 | 0 | 0
NSW1 | Gas - Steam | 0 | 0 | 0 | 0 | 0 | 0 | 0 | 0 | 0 | 0 | 0 | 0 | 0 | 0 | 0 | 0 | 0 | 0 | 0 | 0 | 0 | 0 | 0 | 0 | 0 | 0 | 0 | 0 | 0
NSW1 | OCGT / Diesel | 1438 | 1438 | 1438 | 1438 | 1438 | 1438 | 1438 | 1438 | 1438 | 1438 | 1438 | 1438 | 1438 | 1438 | 1388.0005 | 1388.0005 | 2469.0664 | 2469.0664 | 2469.0664 | 2469.0664 | 2469.0664 | 2469.0664 | 3190.1332 | 3023.3855 | 3023.3855 | 3023.3855 | 3023.3855 | 3023.3855 | 3030.4281
NSW1 | Hydro | 2585 | 2585 | 2585 | 2585 | 2585 | 2585 | 2585 | 2585 | 2585 | 2585 | 2585 | 2585 | 2585 | 2585 | 2585 | 2585 | 2585 | 2585 | 2585 | 2585 | 2585 | 2585 | 2585 | 2585 | 2585 | 2585 | 2585 | 2585 | 2585
NSW1 | Wind | 3520.7301 | 3520.7301 | 5470.73 | 7269.9953 | 7269.9953 | 7280.8006 | 7375.3886 | 7475.3886 | 7475.3886 | 9029.5972 | 9029.5972 | 13254.0301 | 13254.0301 | 13254.0301 | 13635.7937 | 13760.1977 | 13490.1977 | 14387.7179 | 14387.7179 | 14027.2179 | 14686.872 | 14900.4736 | 14605.4936 | 14605.4936 | 16420.102 | 18052.5659 | 18680.0566 | 18680.0566 | 18566.8667
NSW1 | Solar PV | 2130.363 | 2600.363 | 2600.363 | 2600.363 | 2700.363 | 2700.3653 | 2700.3654 | 3334.7265 | 3385.767 | 3385.7672 | 3385.7672 | 5617.435 | 6480.0869 | 6480.0869 | 7435.102 | 7435.102 | 10583.4795 | 10850.2503 | 11714.1004 | 13291.881 | 14729.7494 | 17865.9725 | 18221.4165 | 18221.4165 | 18221.4165 | 19963.1046 | 19963.1046 | 19913.1046 | 19291.5447
NSW1 | Grid Battery | 0 | 0 | 0 | 0 | 0 | 0 | 0 | 0 | 0 | 0 | 0 | 323.0722 | 323.0722 | 323.0722 | 323.0722 | 323.0722 | 323.0722 | 323.0722 | 714.3066 | 714.3066 | 1456.3047 | 1456.3047 | 1456.3047 | 2384.748 | 2384.748 | 2384.748 | 2384.748 | 2384.748 | 2384.748
NSW1 | Pumped Hydro | 240 | 240 | 240 | 240 | 2280 | 2280 | 2280 | 2280 | 2280 | 2280 | 2280 | 2964.4264 | 2964.4264 | 2964.4264 | 3476.4305 | 3476.4305 | 3953.9699 | 3953.9699 | 3953.9699 | 3953.9699 | 4880.0003 | 4880.0003 | 4880.0003 | 4880.0003 | 4880.0003 | 4880.0003 | 4880.0003 | 4880.0003 | 4880.0003
NSW1 | VPP | 33.809 | 82.709 | 156.761 | 263.89 | 405.048 | 567.059 | 769.634 | 1010.103 | 1287.846 | 1513.002 | 1757.995 | 2022.7529 | 2303.851 | 2570.3709 | 2845.8051 | 2993.4 | 3149.6021 | 3306.082 | 3472.6761 | 3642.4991 | 3815.654 | 3993.212 | 4175.7441 | 4364.7819 | 4557.4061 | 4750.5071 | 4944.2018 | 5141.238 | 5338.7148
Total excluding storage |  | 20539.0931 | 20534.0931 | 21009.093 | 21977.0353 | 20145.4054 | 20156.213 | 20250.8012 | 20985.1623 | 21036.2025 | 22590.4112 | 22590.4112 | 26166.5119 | 27029.1638 | 27029.1638 | 27018.8962 | 27143.3002 | 31102.7436 | 32267.0346 | 33130.8847 | 34348.1653 | 35785.6878 | 38445.5125 | 38787.0433 | 38435.2956 | 40249.904 | 43624.056 | 44251.5467 | 44201.5467 | 43473.8396
Region | Technology | 2021-22 | 2022-23 | 2023-24 | 2024-25 | 2025-26 | 2026-27 | 2027-28 | 2028-29 | 2029-30 | 2030-31 | 2031-32 | 2032-33 | 2033-34 | 2034-35 | 2035-36 | 2036-37 | 2037-38 | 2038-39 | 2039-40 | 2040-41 | 2041-42 | 2042-43 | 2043-44 | 2044-45 | 2045-46 | 2046-47 | 2047-48 | 2048-49 | 2049-50
QLD1 | Black Coal | 8126 | 8126 | 8126 | 4472.5521 | 4439.1262 | 4274.698 | 4213.856 | 4213.8558 | 4049.6377 | 4046.0226 | 4046.0226 | 4046.0226 | 3155.3209 | 3155.3209 | 3155.3209 | 2837.4651 | 2837.4647 | 2837.4647 | 2837.4647 | 2628.9822 | 2111.9365 | 1367.9366 | 1065.4092 | 966.4719 | 966.4719 | 966.4719 | 966.4714 | 966.4714 | 966.4714
QLD1 | Brown Coal | 0 | 0 | 0 | 0 | 0 | 0 | 0 | 0 | 0 | 0 | 0 | 0 | 0 | 0 | 0 | 0 | 0 | 0 | 0 | 0 | 0 | 0 | 0 | 0 | 0 | 0 | 0 | 0 | 0
QLD1 | CCGT | 1512.9 | 1512.9 | 1512.9 | 1512.9 | 1512.9 | 1512.9 | 1512.9 | 1512.9 | 1512.9 | 1512.9 | 1512.9 | 1512.9 | 1512.9 | 1512.9 | 1512.9 | 1127.9 | 1127.9 | 1127.9 | 984.5 | 984.5 | 984.5 | 984.5 | 984.5 | 984.5 | 340 | 180 | 180 | 180 | 180
QLD1 | Gas - Steam | 84 | 84 | 84 | 84 | 84 | 84 | 84 | 84 | 84 | 84 | 84 | 84 | 84 | 84 | 84 | 84 | 84 | 84 | 84 | 84 | 84 | 84 | 84 | 84 | 84 | 0 | 0 | 0 | 0
QLD1 | OCGT / Diesel | 1910 | 1910 | 1910 | 1910 | 1910 | 1910 | 1910 | 1910 | 1910 | 1910 | 1910 | 1910 | 1618 | 1501 | 1501 | 1501 | 1501 | 1501 | 2600.551 | 2600.551 | 2600.551 | 2854.6317 | 2854.6317 | 2722.6317 | 2722.6317 | 4692.0325 | 4692.0325 | 5258.992 | 4739.992
QLD1 | Hydro | 152.4 | 152.4 | 152.4 | 152.4 | 152.4 | 152.4 | 152.4 | 152.4 | 152.4 | 152.4 | 152.4 | 152.4 | 152.4 | 152.4 | 152.4 | 152.4 | 66 | 66 | 66 | 66 | 66 | 0 | 0 | 0 | 0 | 0 | 0 | 0 | 0
QLD1 | Wind | 4576.6076 | 5076.6076 | 5076.6076 | 6276.6078 | 6502.8228 | 6502.8228 | 6530.4101 | 7308.9712 | 7308.9712 | 7308.9712 | 7476.6296 | 8219.867 | 9588.5277 | 9588.5277 | 9806.8967 | 10080.3528 | 10906.5681 | 10906.5681 | 10906.5681 | 10906.5681 | 11951.5261 | 13386.5885 | 13206.0705 | 12936.364 | 13339.0167 | 14394.431 | 14394.431 | 14951.8683 | 17194.4307
QLD1 | Solar PV | 2017.635 | 2827.62 | 2827.62 | 2827.62 | 2827.62 | 2827.62 | 2827.62 | 2827.62 | 2827.62 | 2827.62 | 3119.9745 | 3394.5106 | 4240.527 | 4240.527 | 4240.527 | 4119.527 | 5729.54 | 5729.54 | 5993.0456 | 7198.927 | 8539.4082 | 11234.3064 | 11067.3064 | 10866.2064 | 10801.9984 | 12236.2789 | 12125.8789 | 11594.9789 | 11654.3928
QLD1 | Grid Battery | 0 | 20 | 20 | 20 | 20 | 20 | 20 | 20.0005 | 20.0005 | 20.0005 | 20.0005 | 220.6419 | 663.9708 | 663.9708 | 663.9708 | 663.9708 | 984.8465 | 984.8465 | 984.8465 | 964.8465 | 964.8465 | 1715.8599 | 1715.8599 | 1715.8599 | 1715.8599 | 2793.7373 | 2793.7373 | 3998.244 | 3998.244
QLD1 | Pumped Hydro | 570 | 570 | 570 | 570 | 570 | 570 | 570 | 570.0002 | 570.0002 | 570.0002 | 570.0002 | 968.3836 | 1419.8236 | 1419.8236 | 1419.8236 | 1419.8236 | 2217.2952 | 2217.2952 | 2217.2952 | 2217.2952 | 2553.4768 | 3514.4106 | 3514.4106 | 3514.4106 | 3514.4106 | 3670 | 3670 | 3670 | 3670
QLD1 | VPP | 18.792 | 56.93 | 116.312 | 203.741 | 316.675 | 441.512 | 598.097 | 788.338 | 1007.196 | 1181.6699 | 1375.488 | 1581.047 | 1799.564 | 2003.201 | 2215.979 | 2320.634 | 2431.5501 | 2543.859 | 2662.8169 | 2785.4379 | 2910.14 | 3039.4479 | 3174.298 | 3316.8311 | 3463.2379 | 3617.549 | 3775.5449 | 3934.3799 | 4096.485
Total excluding storage |  | 18379.5426 | 19689.5276 | 19689.5276 | 17236.0799 | 17428.8691 | 17264.4409 | 17231.1861 | 18009.7469 | 17845.5288 | 17841.9138 | 18301.9268 | 19319.7002 | 20351.6756 | 20234.6756 | 20453.0446 | 19902.6449 | 22252.4729 | 22252.4729 | 23472.1295 | 24469.5283 | 26337.9219 | 29911.9632 | 29261.9178 | 28560.174 | 28254.1187 | 32469.2142 | 32358.8137 | 32952.3106 | 34735.2869
Region | Technology | 2021-22 | 2022-23 | 2023-24 | 2024-25 | 2025-26 | 2026-27 | 2027-28 | 2028-29 | 2029-30 | 2030-31 | 2031-32 | 2032-33 | 2033-34 | 2034-35 | 2035-36 | 2036-37 | 2037-38 | 2038-39 | 2039-40 | 2040-41 | 2041-42 | 2042-43 | 2043-44 | 2044-45 | 2045-46 | 2046-47 | 2047-48 | 2048-49 | 2049-50
VIC1 | Black Coal | 0 | 0 | 0 | 0 | 0 | 0 | 0 | 0 | 0 | 0 | 0 | 0 | 0 | 0 | 0 | 0 | 0 | 0 | 0 | 0 | 0 | 0 | 0 | 0 | 0 | 0 | 0 | 0 | 0
VIC1 | Brown Coal | 4790 | 4790 | 4790 | 2130.8531 | 1986.7286 | 1592.1126 | 0.00045205 | 0.00022323 | 0.00022336 | 0.00022339 | 0.00022339 | 0.00022337 | 0.00022336 | 0.00022339 | 0.00022338 | 0.00022298 | 0.00022291 | 0.00022291 | 0.00022292 | 0.00022294 | 0.00022292 | 0.00022289 | 0.00022289 | 0.00022291 | 0.00010002 | 0 | 0 | 0 | 0
VIC1 | CCGT | 0 | 0 | 0 | 0 | 0 | 0 | 0 | 0 | 0 | 0 | 0 | 0 | 0 | 0 | 0 | 0 | 0 | 0 | 0 | 0 | 0 | 0 | 0 | 0 | 0 | 0 | 0 | 0 | 0.00011615
VIC1 | Gas - Steam | 500 | 500 | 500 | 500 | 500 | 500 | 500 | 500 | 500 | 500 | 500 | 500 | 500 | 500 | 500 | 500 | 500 | 500 | 0 | 0 | 0 | 0 | 0 | 0 | 0 | 0 | 0 | 0 | 0
VIC1 | OCGT / Diesel | 1900 | 1900 | 1900 | 1900 | 1900 | 1900 | 1900 | 1900 | 1900 | 1900 | 1900 | 1900 | 1730 | 1730 | 1879.8861 | 1879.8861 | 2168.9374 | 2168.9374 | 1728.9374 | 1728.9374 | 3050.4625 | 2956.4625 | 3729.8568 | 4486.1302 | 4486.1302 | 4486.1302 | 3902.1302 | 3902.1302 | 5132.6397
VIC1 | Hydro | 2219 | 2219 | 2219 | 2219 | 2219 | 2219 | 2219 | 2219 | 2219 | 2219 | 2219 | 2219 | 2219 | 2219 | 2219 | 2219 | 2219 | 2219 | 2219 | 2219 | 2219 | 2219 | 2219 | 2219 | 2219 | 2219 | 2219 | 2219 | 2219
VIC1 | Wind | 3434.44 | 4322.2 | 4322.2 | 5682.3498 | 5682.3498 | 6216.7504 | 8483.5157 | 9143.6652 | 9143.6652 | 9143.6653 | 9888.3754 | 9888.3754 | 10374.7921 | 10413.8985 | 10413.8985 | 10970.5484 | 13047.2103 | 12627.2103 | 12435.2103 | 12774.4853 | 13102.2 | 13051.65 | 12727.85 | 12415.85 | 11220.49 | 11220.49 | 10980.49 | 10951.79 | 10224.1
VIC1 | Solar PV | 1098.973 | 1098.973 | 1098.973 | 1098.973 | 1195.9253 | 1267.0856 | 2026.1116 | 2026.1116 | 2071.4263 | 2331.0666 | 2554.6379 | 3534.2627 | 3534.2627 | 3534.2627 | 3534.2627 | 3534.2627 | 3534.2629 | 3534.2629 | 3534.2629 | 3534.2632 | 5387.9565 | 5387.9565 | 6068.779 | 5961.259 | 6243.7222 | 7760.35 | 7760.35 | 7608.45 | 7211
VIC1 | Grid Battery | 55.33 | 375.33 | 375.33 | 375.33 | 375.33 | 375.33 | 375.33 | 375.33 | 375.3301 | 375.3302 | 375.3302 | 375.3312 | 320.0012 | 320.0012 | 320.0012 | 320.0012 | 320.0012 | 320.0012 | 320.0012 | 320.0012 | 300.0014 | 0.0014054 | 0.0014054 | 448.8044 | 448.8044 | 448.8044 | 448.8043 | 448.8043 | 493.913
VIC1 | Pumped Hydro | 0 | 0 | 0 | 0 | 0 | 0.00012788 | 0.00020691 | 0.00030302 | 0.00035042 | 0.00039235 | 0.00041143 | 1474.5867 | 1474.5867 | 1474.5867 | 1803.8065 | 1803.8065 | 1803.8065 | 1803.8065 | 1803.8065 | 1803.8065 | 2400 | 2400 | 2400 | 2400 | 2400 | 2400 | 2400 | 2400 | 2400
VIC1 | VPP | 21.325 | 39.333 | 124.653 | 240.512 | 387.463 | 568.474 | 786.961 | 1024.836 | 1297.201 | 1508.3761 | 1741.758 | 1990.8499 | 2255.0251 | 2511.472 | 2773.6561 | 2913.049 | 3058.5721 | 3207.3251 | 3364.194 | 3523.546 | 3687.863 | 3855.463 | 4029.35 | 4209.1151 | 4396.3961 | 4589.9351 | 4789.6219 | 4990.38 | 5195.402
Total excluding storage |  | 13942.413 | 14830.173 | 14830.173 | 13531.1759 | 13484.0038 | 13694.9486 | 15128.6277 | 15788.777 | 15834.0917 | 16093.7322 | 17062.0135 | 18041.6383 | 18358.0551 | 18397.1615 | 18547.0476 | 19103.6974 | 21469.4109 | 21049.4109 | 19917.4109 | 20256.6862 | 23759.6192 | 23615.0692 | 24745.486 | 25082.2394 | 24169.3425 | 25685.9702 | 24861.9702 | 24681.3702 | 24786.7398
Region | Technology | 2021-22 | 2022-23 | 2023-24 | 2024-25 | 2025-26 | 2026-27 | 2027-28 | 2028-29 | 2029-30 | 2030-31 | 2031-32 | 2032-33 | 2033-34 | 2034-35 | 2035-36 | 2036-37 | 2037-38 | 2038-39 | 2039-40 | 2040-41 | 2041-42 | 2042-43 | 2043-44 | 2044-45 | 2045-46 | 2046-47 | 2047-48 | 2048-49 | 2049-50
SA1 | Black Coal | 0 | 0 | 0 | 0 | 0 | 0 | 0 | 0 | 0 | 0 | 0 | 0 | 0 | 0 | 0 | 0 | 0 | 0 | 0 | 0 | 0 | 0 | 0 | 0 | 0 | 0 | 0 | 0 | 0
SA1 | Brown Coal | 0 | 0 | 0 | 0 | 0 | 0 | 0 | 0 | 0 | 0 | 0 | 0 | 0 | 0 | 0 | 0 | 0 | 0 | 0 | 0 | 0 | 0 | 0 | 0 | 0 | 0 | 0 | 0 | 0
SA1 | CCGT | 709 | 709 | 529 | 529 | 529 | 529 | 529 | 529 | 529 | 529 | 529 | 529 | 529 | 529 | 529 | 529 | 0 | 0 | 0 | 0 | 0 | 0 | 0 | 0 | 0 | 0 | 0 | 0 | 0
SA1 | Gas - Steam | 800 | 800 | 800 | 800 | 800 | 800 | 800 | 800 | 800 | 800 | 800 | 800 | 800 | 800 | 0 | 0 | 0 | 0 | 0 | 0 | 0 | 0 | 0 | 0 | 0 | 0 | 0 | 0 | 0
SA1 | OCGT / Diesel | 1437.14 | 1437.14 | 1437.14 | 1437.14 | 1437.14 | 1437.14 | 1437.14 | 1437.14 | 1437.14 | 1054.64 | 1054.64 | 785.3 | 785.3 | 785.3 | 806.5442 | 806.5442 | 1083.9237 | 1083.9237 | 1083.9237 | 1083.9237 | 1083.9237 | 1083.9237 | 1338.4626 | 1000.4626 | 1000.4626 | 1000.4626 | 1000.4626 | 1000.4626 | 1000.4626
SA1 | Hydro | 0 | 0 | 0 | 0 | 0 | 0 | 0 | 0 | 0 | 0 | 0 | 0 | 0 | 0 | 0 | 0 | 0 | 0 | 0 | 0 | 0 | 0 | 0 | 0 | 0 | 0 | 0 | 0 | 0
SA1 | Wind | 2389.0215 | 2685.4215 | 2777.8041 | 3404.7102 | 3404.7102 | 3404.7103 | 3477.4617 | 4190.8585 | 4180.9602 | 4068.9604 | 4068.9604 | 4813.9609 | 4715.2609 | 4715.2609 | 4501.9205 | 4317.1205 | 4337.6953 | 4358.1227 | 4438.1805 | 4399.1805 | 4810.723 | 4810.7258 | 5347.5464 | 5347.5473 | 5075.0972 | 6448.179 | 6448.179 | 6448.179 | 6551.776
SA1 | Solar PV | 353 | 432.2 | 432.2 | 432.2 | 432.2001 | 432.2001 | 432.2141 | 432.2141 | 432.2141 | 471.3216 | 523.6395 | 523.6398 | 523.6398 | 723.6393 | 723.6393 | 723.6393 | 1523.6393 | 1523.6393 | 1523.6393 | 1523.6393 | 1523.6393 | 1523.6393 | 1973.8053 | 1863.8053 | 1863.8053 | 1863.8053 | 1863.8053 | 1863.8053 | 2039.2002
SA1 | Grid Battery | 205 | 205 | 205 | 205 | 205 | 205 | 205 | 205 | 205.0001 | 175.0001 | 175.0001 | 253.2355 | 253.2355 | 228.2355 | 600.2705 | 600.2705 | 632.5139 | 632.5139 | 632.5139 | 632.5139 | 833.7258 | 833.7258 | 833.7258 | 998.6962 | 998.6962 | 998.6962 | 998.6962 | 998.6961 | 998.696
SA1 | Pumped Hydro | 0 | 0 | 0 | 0 | 0 | 0 | 0 | 0 | 0 | 0 | 0 | 0 | 0 | 0 | 0 | 0 | 0 | 0 | 0 | 0 | 0.00012444 | 0.00012446 | 0.00012448 | 0.00018162 | 0.00018163 | 0.00018164 | 0.00018165 | 0.00018166 | 0.00018169
SA1 | VPP | 19.108 | 37.433 | 64.042 | 100.939 | 139.006 | 181.29 | 233.207 | 295.748 | 367.725 | 418.77 | 476.54 | 537.83 | 602.483 | 656.359 | 712.614 | 743.766 | 776.579 | 809.532 | 844.201 | 879.819 | 916.083 | 953.688 | 992.261 | 1032.719 | 1074.202 | 1117.797 | 1162.581 | 1208.344 | 1254.282
Total excluding storage |  | 5688.1615 | 6063.7615 | 5976.1441 | 6603.0502 | 6603.0504 | 6603.0505 | 6675.8158 | 7389.2126 | 7379.3144 | 6923.9219 | 6976.2399 | 7451.9007 | 7353.2007 | 7553.2002 | 6561.104 | 6376.304 | 6945.2583 | 6965.6856 | 7045.7435 | 7006.7435 | 7418.286 | 7418.2887 | 8659.8143 | 8211.8152 | 7939.3651 | 9312.4469 | 9312.4469 | 9312.4469 | 9591.4387
Region | Technology | 2021-22 | 2022-23 | 2023-24 | 2024-25 | 2025-26 | 2026-27 | 2027-28 | 2028-29 | 2029-30 | 2030-31 | 2031-32 | 2032-33 | 2033-34 | 2034-35 | 2035-36 | 2036-37 | 2037-38 | 2038-39 | 2039-40 | 2040-41 | 2041-42 | 2042-43 | 2043-44 | 2044-45 | 2045-46 | 2046-47 | 2047-48 | 2048-49 | 2049-50
TAS1 | Black Coal | 0 | 0 | 0 | 0 | 0 | 0 | 0 | 0 | 0 | 0 | 0 | 0 | 0 | 0 | 0 | 0 | 0 | 0 | 0 | 0 | 0 | 0 | 0 | 0 | 0 | 0 | 0 | 0 | 0
TAS1 | Brown Coal | 0 | 0 | 0 | 0 | 0 | 0 | 0 | 0 | 0 | 0 | 0 | 0 | 0 | 0 | 0 | 0 | 0 | 0 | 0 | 0 | 0 | 0 | 0 | 0 | 0 | 0 | 0 | 0 | 0
TAS1 | CCGT | 208 | 208 | 208 | 208 | 208 | 208 | 208 | 208 | 208 | 208 | 208 | 208 | 208 | 208 | 208 | 208 | 208 | 208 | 208 | 208 | 208 | 208 | 208 | 208 | 208 | 208 | 208 | 208 | 208
TAS1 | Gas - Steam | 0 | 0 | 0 | 0 | 0 | 0 | 0 | 0 | 0 | 0 | 0 | 0 | 0 | 0 | 0 | 0 | 0 | 0 | 0 | 0 | 0 | 0 | 0 | 0 | 0 | 0 | 0 | 0 | 0
TAS1 | OCGT / Diesel | 178 | 178 | 178 | 178 | 178 | 178 | 178 | 178 | 178 | 178 | 178 | 178 | 178 | 178 | 178 | 178 | 178 | 178 | 178 | 58 | 58 | 58 | 58 | 58 | 58 | 58 | 58 | 58 | 58
TAS1 | Hydro | 2408.9 | 2408.9 | 2408.9 | 2408.9 | 2408.9 | 2408.9 | 2408.9 | 2408.9 | 2408.9 | 2408.9 | 2408.9 | 2408.9 | 2408.9 | 2408.9 | 2408.9 | 2408.9 | 2408.9 | 2408.9 | 2408.9 | 2408.9 | 2408.9 | 2408.9 | 2408.9 | 2408.9 | 2408.9 | 2408.9 | 2408.9 | 2408.9 | 2408.9
TAS1 | Wind | 1012.1601 | 1012.1601 | 1099.3918 | 1099.3918 | 1099.3918 | 1099.3918 | 1099.3918 | 1099.3918 | 1099.3918 | 1099.3918 | 1099.3918 | 1099.3918 | 1099.3918 | 1099.3918 | 1099.3918 | 1099.3918 | 1099.3918 | 1099.3918 | 1099.3918 | 1099.3918 | 1099.3918 | 1099.3918 | 1099.3918 | 950.9918 | 950.9918 | 966.1585 | 966.1586 | 966.1586 | 966.1586
TAS1 | Solar PV | 0 | 0 | 0 | 0 | 0 | 0 | 0 | 0 | 0 | 0 | 0 | 0 | 0 | 0 | 0 | 0 | 0 | 0 | 0 | 0 | 0.00017532 | 0.00017535 | 0.00017536 | 0.00017537 | 0.00017541 | 0.00017545 | 0.00018419 | 0.00018423 | 0.00018424
TAS1 | Grid Battery | 0 | 0 | 0 | 0 | 0 | 0 | 0 | 0 | 0 | 0 | 0 | 0 | 0 | 0 | 0 | 0 | 0 | 0 | 0 | 0 | 0 | 0 | 0.00010272 | 0.00010712 | 0.00011357 | 0.00011901 | 0.00011976 | 0.00013113 | 0.00014639
TAS1 | Pumped Hydro | 0 | 0 | 0 | 0 | 0 | 0 | 0 | 0 | 0 | 0 | 0 | 0 | 0 | 0 | 0 | 0 | 0 | 0 | 0 | 0 | 0 | 0 | 0 | 0 | 0 | 0 | 0 | 0 | 0
TAS1 | VPP | 2.531 | 5.899 | 10.956 | 18.307 | 27.272 | 37.668 | 50.497 | 65.412 | 82.598 | 96.729 | 112.111 | 128.748 | 146.674 | 164.112 | 182.073 | 191.8 | 202.034 | 212.356 | 223.178 | 234.193 | 245.494 | 256.958 | 268.736 | 280.622 | 292.616 | 304.576 | 316.626 | 328.756 | 340.864
Total excluding storage |  | 3807.0601 | 3807.0601 | 3894.2917 | 3894.2917 | 3894.2917 | 3894.2917 | 3894.2917 | 3894.2917 | 3894.2917 | 3894.2917 | 3894.2917 | 3894.2917 | 3894.2917 | 3894.2917 | 3894.2917 | 3894.2917 | 3894.2917 | 3894.2917 | 3894.2917 | 3774.2917 | 3774.2919 | 3774.2919 | 3774.2919 | 3625.8919 | 3625.892 | 3641.0587 | 3641.0588 | 3641.0588 | 3641.0588
Explicitly modelled pumping
Region | Technology | 2021-22 | 2022-23 | 2023-24 | 2024-25 | 2025-26 | 2026-27 | 2027-28 | 2028-29 | 2029-30 | 2030-31 | 2031-32 | 2032-33 | 2033-34 | 2034-35 | 2035-36 | 2036-37 | 2037-38 | 2038-39 | 2039-40 | 2040-41 | 2041-42 | 2042-43 | 2043-44 | 2044-45 | 2045-46 | 2046-47 | 2047-48 | 2048-49 | 2049-50
NEM | Grid Battery pump | 260.33 | 600.33 | 600.33 | 600.33 | 600.33 | 600.33 | 600.33 | 600.3305 | 600.3307 | 570.3307 | 570.3307 | 1172.2808 | 1560.2797 | 1535.2797 | 1907.3146 | 1907.3146 | 2260.4338 | 2260.4338 | 2651.6682 | 2631.6682 | 3554.8784 | 4005.8918 | 4005.8919 | 5548.1086 | 5548.1086 | 6625.986 | 6625.9859 | 7830.4926 | 7875.6012
NEM | Pumped Hydro Pump | 1330 | 1330 | 1330 | 1330 | 3370 | 3370.0001 | 3370.0002 | 3370.0005 | 3370.0006 | 3370.0006 | 3370.0006 | 5927.3968 | 6378.8367 | 6378.8367 | 7220.0606 | 7220.0606 | 8495.0716 | 8495.0716 | 8495.0716 | 8495.0716 | 10353.4773 | 11314.4111 | 11314.4111 | 11314.4111 | 11314.4111 | 11470.0005 | 11470.0005 | 11470.0005 | 11470.0005
NEM | VPP pump | 95.565 | 222.304 | 472.724 | 827.389 | 1275.464 | 1796.003 | 2438.396 | 3184.437 | 4042.566 | 4718.547 | 5463.892 | 6261.2279 | 7107.5971 | 7905.5149 | 8730.1272 | 9162.649 | 9618.3372 | 10079.154 | 10567.0661 | 11065.4949 | 11575.234 | 12098.7689 | 12640.3892 | 13204.0691 | 13783.8581 | 14380.3641 | 14988.5756 | 15603.098 | 16225.7479
Region | Technology | 2021-22 | 2022-23 | 2023-24 | 2024-25 | 2025-26 | 2026-27 | 2027-28 | 2028-29 | 2029-30 | 2030-31 | 2031-32 | 2032-33 | 2033-34 | 2034-35 | 2035-36 | 2036-37 | 2037-38 | 2038-39 | 2039-40 | 2040-41 | 2041-42 | 2042-43 | 2043-44 | 2044-45 | 2045-46 | 2046-47 | 2047-48 | 2048-49 | 2049-50
NSW1 | Grid Battery pump | 0 | 0 | 0 | 0 | 0 | 0 | 0 | 0 | 0 | 0 | 0 | 323.0722 | 323.0722 | 323.0722 | 323.0722 | 323.0722 | 323.0722 | 323.0722 | 714.3066 | 714.3066 | 1456.3047 | 1456.3047 | 1456.3047 | 2384.748 | 2384.748 | 2384.748 | 2384.748 | 2384.748 | 2384.748
NSW1 | Pumped Hydro Pump | 840 | 840 | 840 | 840 | 2880 | 2880 | 2880 | 2880 | 2880 | 2880 | 2880 | 3564.4264 | 3564.4264 | 3564.4264 | 4076.4305 | 4076.4305 | 4553.9699 | 4553.9699 | 4553.9699 | 4553.9699 | 5480.0003 | 5480.0003 | 5480.0003 | 5480.0003 | 5480.0003 | 5480.0003 | 5480.0003 | 5480.0003 | 5480.0003
NSW1 | VPP pump | 33.809 | 82.709 | 156.761 | 263.89 | 405.048 | 567.059 | 769.634 | 1010.103 | 1287.846 | 1513.002 | 1757.995 | 2022.7529 | 2303.851 | 2570.3709 | 2845.8051 | 2993.4 | 3149.6021 | 3306.082 | 3472.6761 | 3642.4991 | 3815.654 | 3993.212 | 4175.7441 | 4364.7819 | 4557.4061 | 4750.5071 | 4944.2018 | 5141.238 | 5338.7148
Region | Technology | 2021-22 | 2022-23 | 2023-24 | 2024-25 | 2025-26 | 2026-27 | 2027-28 | 2028-29 | 2029-30 | 2030-31 | 2031-32 | 2032-33 | 2033-34 | 2034-35 | 2035-36 | 2036-37 | 2037-38 | 2038-39 | 2039-40 | 2040-41 | 2041-42 | 2042-43 | 2043-44 | 2044-45 | 2045-46 | 2046-47 | 2047-48 | 2048-49 | 2049-50
QLD1 | Grid Battery pump | 0 | 20 | 20 | 20 | 20 | 20 | 20 | 20.0005 | 20.0005 | 20.0005 | 20.0005 | 220.6419 | 663.9708 | 663.9708 | 663.9708 | 663.9708 | 984.8465 | 984.8465 | 984.8465 | 964.8465 | 964.8465 | 1715.8599 | 1715.8599 | 1715.8599 | 1715.8599 | 2793.7373 | 2793.7373 | 3998.244 | 3998.244
QLD1 | Pumped Hydro Pump | 490 | 490 | 490 | 490 | 490 | 490 | 490 | 490.0002 | 490.0002 | 490.0002 | 490.0002 | 888.3836 | 1339.8236 | 1339.8236 | 1339.8236 | 1339.8236 | 2137.2952 | 2137.2952 | 2137.2952 | 2137.2952 | 2473.4768 | 3434.4106 | 3434.4106 | 3434.4106 | 3434.4106 | 3590 | 3590 | 3590 | 3590
QLD1 | VPP pump | 18.792 | 56.93 | 116.312 | 203.741 | 316.675 | 441.512 | 598.097 | 788.338 | 1007.196 | 1181.6699 | 1375.488 | 1581.047 | 1799.564 | 2003.201 | 2215.979 | 2320.634 | 2431.5501 | 2543.859 | 2662.8169 | 2785.4379 | 2910.14 | 3039.4479 | 3174.298 | 3316.8311 | 3463.2379 | 3617.549 | 3775.5449 | 3934.3799 | 4096.485
Region | Technology | 2021-22 | 2022-23 | 2023-24 | 2024-25 | 2025-26 | 2026-27 | 2027-28 | 2028-29 | 2029-30 | 2030-31 | 2031-32 | 2032-33 | 2033-34 | 2034-35 | 2035-36 | 2036-37 | 2037-38 | 2038-39 | 2039-40 | 2040-41 | 2041-42 | 2042-43 | 2043-44 | 2044-45 | 2045-46 | 2046-47 | 2047-48 | 2048-49 | 2049-50
VIC1 | Grid Battery pump | 55.33 | 375.33 | 375.33 | 375.33 | 375.33 | 375.33 | 375.33 | 375.33 | 375.3301 | 375.3302 | 375.3302 | 375.3312 | 320.0012 | 320.0012 | 320.0012 | 320.0012 | 320.0012 | 320.0012 | 320.0012 | 320.0012 | 300.0014 | 0.0014054 | 0.0014054 | 448.8044 | 448.8044 | 448.8044 | 448.8043 | 448.8043 | 493.913
VIC1 | Pumped Hydro Pump | 0 | 0 | 0 | 0 | 0 | 0.00012788 | 0.00020691 | 0.00030302 | 0.00035042 | 0.00039235 | 0.00041143 | 1474.5867 | 1474.5867 | 1474.5867 | 1803.8065 | 1803.8065 | 1803.8065 | 1803.8065 | 1803.8065 | 1803.8065 | 2400 | 2400 | 2400 | 2400 | 2400 | 2400 | 2400 | 2400 | 2400
VIC1 | VPP pump | 21.325 | 39.333 | 124.653 | 240.512 | 387.463 | 568.474 | 786.961 | 1024.836 | 1297.201 | 1508.3761 | 1741.758 | 1990.8499 | 2255.0251 | 2511.472 | 2773.6561 | 2913.049 | 3058.5721 | 3207.3251 | 3364.194 | 3523.546 | 3687.863 | 3855.463 | 4029.35 | 4209.1151 | 4396.3961 | 4589.9351 | 4789.6219 | 4990.38 | 5195.402
Region | Technology | 2021-22 | 2022-23 | 2023-24 | 2024-25 | 2025-26 | 2026-27 | 2027-28 | 2028-29 | 2029-30 | 2030-31 | 2031-32 | 2032-33 | 2033-34 | 2034-35 | 2035-36 | 2036-37 | 2037-38 | 2038-39 | 2039-40 | 2040-41 | 2041-42 | 2042-43 | 2043-44 | 2044-45 | 2045-46 | 2046-47 | 2047-48 | 2048-49 | 2049-50
SA1 | Grid Battery pump | 205 | 205 | 205 | 205 | 205 | 205 | 205 | 205 | 205.0001 | 175.0001 | 175.0001 | 253.2355 | 253.2355 | 228.2355 | 600.2705 | 600.2705 | 632.5139 | 632.5139 | 632.5139 | 632.5139 | 833.7258 | 833.7258 | 833.7258 | 998.6962 | 998.6962 | 998.6962 | 998.6962 | 998.6961 | 998.696
SA1 | Pumped Hydro Pump | 0 | 0 | 0 | 0 | 0 | 0 | 0 | 0 | 0 | 0 | 0 | 0 | 0 | 0 | 0 | 0 | 0 | 0 | 0 | 0 | 0.00012444 | 0.00012446 | 0.00012448 | 0.00018162 | 0.00018163 | 0.00018164 | 0.00018165 | 0.00018166 | 0.00018169
SA1 | VPP pump | 19.108 | 37.433 | 64.042 | 100.939 | 139.006 | 181.29 | 233.207 | 295.748 | 367.725 | 418.77 | 476.54 | 537.83 | 602.483 | 656.359 | 712.614 | 743.766 | 776.579 | 809.532 | 844.201 | 879.819 | 916.083 | 953.688 | 992.261 | 1032.719 | 1074.202 | 1117.797 | 1162.581 | 1208.344 | 1254.282
Region | Technology | 2021-22 | 2022-23 | 2023-24 | 2024-25 | 2025-26 | 2026-27 | 2027-28 | 2028-29 | 2029-30 | 2030-31 | 2031-32 | 2032-33 | 2033-34 | 2034-35 | 2035-36 | 2036-37 | 2037-38 | 2038-39 | 2039-40 | 2040-41 | 2041-42 | 2042-43 | 2043-44 | 2044-45 | 2045-46 | 2046-47 | 2047-48 | 2048-49 | 2049-50
TAS1 | Grid Battery pump | 0 | 0 | 0 | 0 | 0 | 0 | 0 | 0 | 0 | 0 | 0 | 0 | 0 | 0 | 0 | 0 | 0 | 0 | 0 | 0 | 0 | 0 | 0.00010272 | 0.00010712 | 0.00011357 | 0.00011901 | 0.00011976 | 0.00013113 | 0.00014639
TAS1 | Pumped Hydro Pump | 0 | 0 | 0 | 0 | 0 | 0 | 0 | 0 | 0 | 0 | 0 | 0 | 0 | 0 | 0 | 0 | 0 | 0 | 0 | 0 | 0 | 0 | 0 | 0 | 0 | 0 | 0 | 0 | 0
TAS1 | VPP pump | 2.531 | 5.899 | 10.956 | 18.307 | 27.272 | 37.668 | 50.497 | 65.412 | 82.598 | 96.729 | 112.111 | 128.748 | 146.674 | 164.112 | 182.073 | 191.8 | 202.034 | 212.356 | 223.178 | 234.193 | 245.494 | 256.958 | 268.736 | 280.622 | 292.616 | 304.576 | 316.626 | 328.756 | 340.864
Non-controllable capacity
Region | Technology | 2021-22 | 2022-23 | 2023-24 | 2024-25 | 2025-26 | 2026-27 | 2027-28 | 2028-29 | 2029-30 | 2030-31 | 2031-32 | 2032-33 | 2033-34 | 2034-35 | 2035-36 | 2036-37 | 2037-38 | 2038-39 | 2039-40 | 2040-41 | 2041-42 | 2042-43 | 2043-44 | 2044-45 | 2045-46 | 2046-47 | 2047-48 | 2048-49 | 2049-50
NEM | Distributed PV | 14317.7356 | 16038.0317 | 18141.6625 | 20467.1628 | 22742.4627 | 24794.1362 | 27203.2648 | 29404.585 | 31633.6844 | 33722.4221 | 35881.7358 | 38229.6173 | 40526.8079 | 42201.4543 | 43959.2481 | 45343.5576 | 47243.3825 | 48591.0021 | 50017.1079 | 51711.9741 | 53139.0243 | 54708.8557 | 56320.0969 | 57968.8334 | 59644.968 | 61342.1586 | 63040.1897 | 64716.1891 | 66373.6366
NEM | Behind the meter battery | 579.5 | 1031.2 | 1768.4 | 2546.3 | 3286.9 | 3921.6 | 4557.8 | 5129.8 | 5641.2 | 6325.9 | 7040.3 | 7755.8 | 8465.7 | 9049.4 | 9600.4 | 9649.8 | 9702.8 | 9740.4 | 9784.1 | 9817.1 | 9839.6 | 9854 | 9863.4 | 9870 | 9868.3 | 9858.5 | 9836.4 | 9798.6 | 9747
NEM | Behind the meter battery pump | 579.5 | 1031.2 | 1768.4 | 2546.3 | 3286.9 | 3921.6 | 4557.8 | 5129.8 | 5641.2 | 6325.9 | 7040.3 | 7755.8 | 8465.7 | 9049.4 | 9600.4 | 9649.8 | 9702.8 | 9740.4 | 9784.1 | 9817.1 | 9839.6 | 9854 | 9863.4 | 9870 | 9868.3 | 9858.5 | 9836.4 | 9798.6 | 9747
Region | Technology | 2021-22 | 2022-23 | 2023-24 | 2024-25 | 2025-26 | 2026-27 | 2027-28 | 2028-29 | 2029-30 | 2030-31 | 2031-32 | 2032-33 | 2033-34 | 2034-35 | 2035-36 | 2036-37 | 2037-38 | 2038-39 | 2039-40 | 2040-41 | 2041-42 | 2042-43 | 2043-44 | 2044-45 | 2045-46 | 2046-47 | 2047-48 | 2048-49 | 2049-50
NSW1 | Distributed PV | 4241.3829 | 4711.3319 | 5343.9405 | 6062.9209 | 6807.486 | 7463.937 | 8257.1661 | 9003.6689 | 9768.9282 | 10504.7979 | 11253.5547 | 12077.6261 | 12885.6859 | 13472.8481 | 14095.5227 | 14591.8154 | 15270.2051 | 15752.2725 | 16264.251 | 16864 | 17367.3523 | 17918.0752 | 18480.2856 | 19049.0688 | 19615.7073 | 20164.0635 | 20698.4153 | 21227.7258 | 21742.5056
NSW1 | Behind the meter battery | 203.5 | 385.9 | 585 | 808.6 | 1038.8 | 1231.3 | 1430.2 | 1617.7 | 1786 | 2016.8 | 2252.5 | 2492.2 | 2729.7 | 2928.2 | 3115.2 | 3140.2 | 3166.7 | 3186.3 | 3208.5 | 3226.3 | 3239.8 | 3250 | 3257.1 | 3262.4 | 3263.8 | 3259 | 3248.1 | 3233.6 | 3213.2
NSW1 | Behind the meter battery pump | 203.5 | 385.9 | 585 | 808.6 | 1038.8 | 1231.3 | 1430.2 | 1617.7 | 1786 | 2016.8 | 2252.5 | 2492.2 | 2729.7 | 2928.2 | 3115.2 | 3140.2 | 3166.7 | 3186.3 | 3208.5 | 3226.3 | 3239.8 | 3250 | 3257.1 | 3262.4 | 3263.8 | 3259 | 3248.1 | 3233.6 | 3213.2
Region | Technology | 2021-22 | 2022-23 | 2023-24 | 2024-25 | 2025-26 | 2026-27 | 2027-28 | 2028-29 | 2029-30 | 2030-31 | 2031-32 | 2032-33 | 2033-34 | 2034-35 | 2035-36 | 2036-37 | 2037-38 | 2038-39 | 2039-40 | 2040-41 | 2041-42 | 2042-43 | 2043-44 | 2044-45 | 2045-46 | 2046-47 | 2047-48 | 2048-49 | 2049-50
QLD1 | Distributed PV | 4265.744 | 4680.9516 | 5183.1304 | 5787.5574 | 6389.4727 | 6895.2299 | 7516.7694 | 8113.269 | 8718.3391 | 9285.1582 | 9878.2021 | 10523.7462 | 11158.6323 | 11620.782 | 12106.7961 | 12479.3207 | 13012.871 | 13376.0881 | 13757.3877 | 14223.626 | 14602.6743 | 15026.6189 | 15462.7988 | 15914.6479 | 16374.3203 | 16853.6875 | 17335.3723 | 17808.1953 | 18279.0088
QLD1 | Behind the meter battery | 113 | 269.2 | 441.5 | 636.3 | 828.9 | 979.8 | 1137.4 | 1294.8 | 1435.4 | 1617.9 | 1809.9 | 1999.5 | 2187.6 | 2339.4 | 2485.7 | 2493.3 | 2502.5 | 2508.5 | 2516.2 | 2522.3 | 2525.3 | 2527.5 | 2529.3 | 2532.1 | 2532.5 | 2533.4 | 2531.3 | 2524.1 | 2514.1
QLD1 | Behind the meter battery pump | 113 | 269.2 | 441.5 | 636.3 | 828.9 | 979.8 | 1137.4 | 1294.8 | 1435.4 | 1617.9 | 1809.9 | 1999.5 | 2187.6 | 2339.4 | 2485.7 | 2493.3 | 2502.5 | 2508.5 | 2516.2 | 2522.3 | 2525.3 | 2527.5 | 2529.3 | 2532.1 | 2532.5 | 2533.4 | 2531.3 | 2524.1 | 2514.1
Region | Technology | 2021-22 | 2022-23 | 2023-24 | 2024-25 | 2025-26 | 2026-27 | 2027-28 | 2028-29 | 2029-30 | 2030-31 | 2031-32 | 2032-33 | 2033-34 | 2034-35 | 2035-36 | 2036-37 | 2037-38 | 2038-39 | 2039-40 | 2040-41 | 2041-42 | 2042-43 | 2043-44 | 2044-45 | 2045-46 | 2046-47 | 2047-48 | 2048-49 | 2049-50
VIC1 | Distributed PV | 3672.0127 | 4323.9168 | 5053.769 | 5790.9588 | 6520.7274 | 7238.1152 | 8018.1381 | 8676.475 | 9331.2351 | 9932.0548 | 10554.2346 | 11213.8539 | 11851.77 | 12333.99 | 12826.3418 | 13223.2949 | 13731.8735 | 14116.3628 | 14523.5542 | 14994.7249 | 15411.9817 | 15862.2058 | 16328.1182 | 16804.2859 | 17301.0591 | 17811.2415 | 18331.9211 | 18845.3174 | 19361.5083
VIC1 | Behind the meter battery | 127.9 | 169.9 | 458.6 | 733.5 | 991.5 | 1234.7 | 1463.3 | 1639.3 | 1795.5 | 2004.5 | 2224 | 2443.1 | 2661.2 | 2848.7 | 3022.4 | 3038.1 | 3053.6 | 3065.4 | 3078.7 | 3087.9 | 3095 | 3098.7 | 3101.4 | 3102.3 | 3102.2 | 3100.1 | 3095.6 | 3085.2 | 3071.3
VIC1 | Behind the meter battery pump | 127.9 | 169.9 | 458.6 | 733.5 | 991.5 | 1234.7 | 1463.3 | 1639.3 | 1795.5 | 2004.5 | 2224 | 2443.1 | 2661.2 | 2848.7 | 3022.4 | 3038.1 | 3053.6 | 3065.4 | 3078.7 | 3087.9 | 3095 | 3098.7 | 3101.4 | 3102.3 | 3102.2 | 3100.1 | 3095.6 | 3085.2 | 3071.3
Region | Technology | 2021-22 | 2022-23 | 2023-24 | 2024-25 | 2025-26 | 2026-27 | 2027-28 | 2028-29 | 2029-30 | 2030-31 | 2031-32 | 2032-33 | 2033-34 | 2034-35 | 2035-36 | 2036-37 | 2037-38 | 2038-39 | 2039-40 | 2040-41 | 2041-42 | 2042-43 | 2043-44 | 2044-45 | 2045-46 | 2046-47 | 2047-48 | 2048-49 | 2049-50
SA1 | Distributed PV | 1913.5206 | 2069.284 | 2265.9702 | 2481.53 | 2637.3888 | 2773.9861 | 2939.5508 | 3101.8464 | 3268.0304 | 3414.8693 | 3571.6486 | 3741.8128 | 3908.6521 | 4020.1996 | 4138.7558 | 4231.3834 | 4360.8052 | 4451.8956 | 4549.1459 | 4665.1984 | 4763.3252 | 4872.7831 | 4984.3777 | 5100.9014 | 5220.0138 | 5346.0237 | 5474.4639 | 5603.2782 | 5728.2809
SA1 | Behind the meter battery | 119.5 | 178 | 241.4 | 310.3 | 355.9 | 391.7 | 430.3 | 470 | 506.1 | 553.7 | 605.9 | 657.7 | 708.5 | 741 | 772.4 | 771.6 | 771.4 | 770.1 | 769.1 | 767.7 | 765.6 | 763.3 | 760.5 | 758 | 754.8 | 751.7 | 748.1 | 743.8 | 738.2
SA1 | Behind the meter battery pump | 119.5 | 178 | 241.4 | 310.3 | 355.9 | 391.7 | 430.3 | 470 | 506.1 | 553.7 | 605.9 | 657.7 | 708.5 | 741 | 772.4 | 771.6 | 771.4 | 770.1 | 769.1 | 767.7 | 765.6 | 763.3 | 760.5 | 758 | 754.8 | 751.7 | 748.1 | 743.8 | 738.2
Region | Technology | 2021-22 | 2022-23 | 2023-24 | 2024-25 | 2025-26 | 2026-27 | 2027-28 | 2028-29 | 2029-30 | 2030-31 | 2031-32 | 2032-33 | 2033-34 | 2034-35 | 2035-36 | 2036-37 | 2037-38 | 2038-39 | 2039-40 | 2040-41 | 2041-42 | 2042-43 | 2043-44 | 2044-45 | 2045-46 | 2046-47 | 2047-48 | 2048-49 | 2049-50
TAS1 | Distributed PV | 225.0754 | 252.5473 | 294.8524 | 344.1958 | 387.3879 | 422.8681 | 471.6404 | 509.3257 | 547.1516 | 585.5419 | 624.0958 | 672.5783 | 722.0675 | 753.6346 | 791.8317 | 817.7431 | 867.6277 | 894.3831 | 922.7691 | 964.4249 | 993.6908 | 1029.1726 | 1064.5165 | 1099.9293 | 1133.8675 | 1167.1424 | 1200.0171 | 1231.6724 | 1262.333
TAS1 | Behind the meter battery | 15.6 | 28.2 | 41.9 | 57.6 | 71.8 | 84.1 | 96.6 | 108 | 118.2 | 133 | 148 | 163.3 | 178.7 | 192.1 | 204.7 | 206.6 | 208.6 | 210.1 | 211.6 | 212.9 | 213.9 | 214.5 | 215.1 | 215.2 | 215 | 214.3 | 213.3 | 211.9 | 210.2
TAS1 | Behind the meter battery pump | 15.6 | 28.2 | 41.9 | 57.6 | 71.8 | 84.1 | 96.6 | 108 | 118.2 | 133 | 148 | 163.3 | 178.7 | 192.1 | 204.7 | 206.6 | 208.6 | 210.1 | 211.6 | 212.9 | 213.9 | 214.5 | 215.1 | 215.2 | 215 | 214.3 | 213.3 | 211.9 | 210.2

## BaseCase_VOM Cost
VOM cost by technology ($000s) - Base Case, Step Change No State Based Schemes Sensitivity
VOM | Real June 2020 dollars discounted to 1 July 2020
Explicitly modelled generation
Region | Technology | 2021-22 | 2022-23 | 2023-24 | 2024-25 | 2025-26 | 2026-27 | 2027-28 | 2028-29 | 2029-30 | 2030-31 | 2031-32 | 2032-33 | 2033-34 | 2034-35 | 2035-36 | 2036-37 | 2037-38 | 2038-39 | 2039-40 | 2040-41 | 2041-42 | 2042-43 | 2043-44 | 2044-45 | 2045-46 | 2046-47 | 2047-48 | 2048-49 | 2049-50
NEM | Black Coal | 305631.2335 | 264927.9779 | 241027.8949 | 213278.7971 | 178690.5661 | 162097.0656 | 148258.2739 | 149152.9897 | 142276.878 | 130557.7365 | 119005.3463 | 78091.2776 | 73109.5102 | 62123.4952 | 42553.8138 | 39754.3331 | 39627.5496 | 37381.071 | 32807.6134 | 29766.4077 | 19813.8404 | 10034.7397 | 6848.049 | 5893.71 | 5241.0539 | 4995.364 | 4838.2152 | 4253.5956 | 4135.1044
NEM | Brown Coal | 105490.539 | 86565.8435 | 86558.8037 | 41938.9974 | 38315.6445 | 27694.6779 | 0.010577 | 0.0065391 | 0.0060493 | 0.0052907 | 0.0044842 | 0.0041145 | 0.0040923 | 0.0036277 | 0.0034658 | 0.0031292 | 0.0026642 | 0.0026466 | 0.0021811 | 0.0019201 | 0.0021551 | 0.0022792 | 0.0022309 | 0.0019822 | 0.0014785 | 0.0015932 | 0.00052626 | 0 | 0
NEM | CCGT | 15642.8725 | 14898.2592 | 11454.2242 | 20745.0798 | 22449.3849 | 18884.4141 | 19448.5236 | 18793.564 | 22621.9434 | 20462.9627 | 21405.1117 | 23181.3734 | 26363.1171 | 23732.0481 | 20926.8711 | 16768.9 | 14699.0609 | 13971.3282 | 11453.3418 | 11290.611 | 11687.5006 | 12856.7155 | 7599.729 | 6900.3871 | 3117.6482 | 2058.7079 | 1967.6375 | 1873.0155 | 1784.5856
NEM | Gas - Steam | 1729.7482 | 1676.8046 | 1767.6605 | 864.224 | 813.9045 | 803.1382 | 955.8074 | 1136.5753 | 1106.777 | 940.6861 | 1029.356 | 1583.7008 | 1854.3382 | 2360.7119 | 1046.5765 | 986.4951 | 1364.7213 | 1532.9146 | 494.0137 | 539.1519 | 662.7092 | 710.9286 | 559.8257 | 538.7586 | 448.2995 | 0 | 0 | 0 | 0
NEM | OCGT / Diesel | 607.6847 | 237.6707 | 976.0325 | 3449.5993 | 2506.8933 | 2625.251 | 2082.1902 | 3100.0626 | 2178.8772 | 3204.1429 | 4616.4861 | 8471.6593 | 7638.4179 | 9069.8593 | 9618.3576 | 10063.9018 | 16114.9104 | 14343.1199 | 19443.0132 | 22326.4681 | 20110.6475 | 23529.6805 | 25261.0818 | 14504.2415 | 15156.2049 | 17752.7456 | 13607.0244 | 15144.5442 | 15165.1656
NEM | Hydro | 91858.3339 | 90056.9722 | 83694.9167 | 94133.0217 | 92459.247 | 83079.1172 | 79972.9633 | 86636.1857 | 76112.4366 | 69091.3441 | 63266.173 | 60228.9098 | 62604.1509 | 62114.6675 | 57236.4592 | 53805.9613 | 56858.4126 | 49700.9602 | 44925.5243 | 40220.9303 | 37898.3721 | 40392.2217 | 37958.1334 | 35056.6056 | 34788.4379 | 39095.2549 | 33030.7238 | 29752.4534 | 27776.419
NEM | Wind | 66298.7899 | 77588.8168 | 65359.0083 | 63214.9409 | 62963.4258 | 62069.4158 | 58274.8061 | 48307.1181 | 45834.2958 | 42355.3572 | 44194.0224 | 36841.6508 | 34554.204 | 31773.204 | 31925.356 | 30608.6285 | 23126.5282 | 21737.8307 | 18239.7667 | 15708.3316 | 14696.3203 | 14304.4261 | 10642.97 | 8929.2349 | 6597.8832 | 5170.5024 | 4695.3736 | 4037.7342 | 3102.7067
NEM | Solar PV | 13.5121 | 15.8206 | 15.3276 | 14.0481 | 16.8113 | 18.2339 | 30.6049 | 35.5914 | 36.4437 | 39.176 | 44.5533 | 90.2244 | 103.642 | 99.4423 | 111.7481 | 107.7576 | 142.4614 | 141.4657 | 150.2894 | 166.3845 | 196.0206 | 224.8147 | 216.7883 | 216.1147 | 205.3074 | 205.7912 | 198.12 | 192.7766 | 189.972
NEM | Grid Battery | 0.128 | 0.1928 | 0.21176 | 0.2332 | 0.21138 | 0.20962 | 0.19907 | 0.18164 | 0.16741 | 0.16115 | 0.14543 | 1.1287 | 1.722 | 1.6523 | 2.0884 | 1.997 | 2.2405 | 2.1325 | 2.4897 | 2.3676 | 3.1888 | 3.6957 | 3.4469 | 4.6519 | 4.3635 | 4.724 | 4.5645 | 5.0135 | 4.6432
NEM | Pumped Hydro | 2152.9517 | 2891.537 | 3551.9636 | 3401.6967 | 2750.7506 | 3382.2991 | 4028.6731 | 3587.1912 | 3601.8391 | 3735.4506 | 3493.684 | 3218.4152 | 2504.0949 | 1995.9958 | 2186.6682 | 2141.2498 | 1633.9236 | 1544.5685 | 1758.9982 | 1616.0374 | 1675.5482 | 1584.1536 | 1044.1379 | 1177.6875 | 1136.4985 | 879.9823 | 750.8449 | 629.9973 | 547.7573
NEM | VPP | 0.37367 | 1.0712 | 2.5451 | 4.9314 | 7.1658 | 9.7342 | 11.9716 | 13.825 | 15.9327 | 17.6583 | 18.8471 | 19.9714 | 20.9318 | 21.7629 | 23.7974 | 23.2682 | 21.7248 | 21.3524 | 21.6576 | 21.3982 | 21.484 | 20.045 | 17.6616 | 18.1977 | 16.8984 | 14.8195 | 13.8266 | 12.7714 | 11.7004
Total excluding storage |  | 587272.7138 | 535968.1653 | 490853.8683 | 437638.7083 | 398215.8773 | 357271.3137 | 309023.18 | 307162.0933 | 290167.6579 | 266651.4108 | 253561.0533 | 208488.8001 | 206227.3844 | 191273.4318 | 163419.1858 | 152095.9806 | 151933.6471 | 138808.6928 | 127513.5647 | 120018.287 | 105065.4129 | 102053.5291 | 89086.5796 | 72039.0543 | 65554.8365 | 69278.3675 | 58337.0951 | 55254.1194 | 52153.9533
Region | Technology | 2021-22 | 2022-23 | 2023-24 | 2024-25 | 2025-26 | 2026-27 | 2027-28 | 2028-29 | 2029-30 | 2030-31 | 2031-32 | 2032-33 | 2033-34 | 2034-35 | 2035-36 | 2036-37 | 2037-38 | 2038-39 | 2039-40 | 2040-41 | 2041-42 | 2042-43 | 2043-44 | 2044-45 | 2045-46 | 2046-47 | 2047-48 | 2048-49 | 2049-50
NSW1 | Black Coal | 171446.6805 | 145735.534 | 122526.517 | 126032.6703 | 101204.4107 | 87651.2105 | 82525.4438 | 83288.0695 | 79703.0282 | 73535.7396 | 67236.6015 | 28571.8936 | 32116.8734 | 27248.6687 | 10449.753 | 12375.191 | 13218.175 | 12322.608 | 10876.99 | 9101.4968 | 4966.7426 | 0 | 0 | 0 | 0 | 0 | 0 | 0 | 0
NSW1 | Brown Coal | 0 | 0 | 0 | 0 | 0 | 0 | 0 | 0 | 0 | 0 | 0 | 0 | 0 | 0 | 0 | 0 | 0 | 0 | 0 | 0 | 0 | 0 | 0 | 0 | 0 | 0 | 0 | 0 | 0
NSW1 | CCGT | 230.5136 | 220.5145 | 641.323 | 1612.1119 | 1378.8534 | 854.3304 | 1931.5181 | 2470.161 | 4708.2781 | 3228.5509 | 3162.043 | 4622.7735 | 4675.2036 | 5233.2179 | 4555.5927 | 3658.4552 | 4605.2541 | 4874.6149 | 4217.6796 | 3522.3219 | 3543.3744 | 3997.8856 | 153.2082 | 0.00025391 | 0.00024494 | 0.00024699 | 0.00023303 | 0.00021787 | 0.00020587
NSW1 | Gas - Steam | 0 | 0 | 0 | 0 | 0 | 0 | 0 | 0 | 0 | 0 | 0 | 0 | 0 | 0 | 0 | 0 | 0 | 0 | 0 | 0 | 0 | 0 | 0 | 0 | 0 | 0 | 0 | 0 | 0
NSW1 | OCGT / Diesel | 0.0001686 | 0.00016927 | 110.552 | 549.8529 | 70.7753 | 132.5852 | 117.8559 | 300.0198 | 126.3624 | 209.2525 | 207.9252 | 1380.3114 | 901.3331 | 1904.2984 | 2258.9532 | 2615.0755 | 3942.5453 | 4845.3031 | 5788.6525 | 7912.0852 | 4623.6339 | 6719.9401 | 9009.4666 | 2874.2144 | 2684.2521 | 3554.0047 | 4851.4194 | 4744.9559 | 4500.2502
NSW1 | Hydro | 14962.7024 | 15092.3318 | 13567.3424 | 17477.1504 | 15803.0504 | 14289.8903 | 15310.2127 | 19002.5375 | 15333.5011 | 13819.7938 | 13071.1118 | 12580.2252 | 13815.6669 | 13855.6739 | 13521.3247 | 12333.7823 | 14833.0305 | 11862.6769 | 10889.9292 | 9387.3315 | 8750.2077 | 9649.8914 | 8961.4771 | 9032.5221 | 8543.2846 | 9781.2214 | 7476.618 | 6532.135 | 5546.1408
NSW1 | Wind | 15613.3322 | 17335.1202 | 15192.9246 | 14299.3413 | 14466.2316 | 14486.928 | 13277.5744 | 10420.0068 | 8901.5183 | 8990.0065 | 10101.0563 | 8618.3347 | 8153.7398 | 7560.9924 | 7714.744 | 7193.6233 | 4677.0744 | 3668.8977 | 3452.4501 | 2879.7968 | 2876.8595 | 2793.1919 | 1763.3602 | 1721.2612 | 1685.7839 | 969.6235 | 860.2539 | 794.564 | 788.7113
NSW1 | Solar PV | 4.9791 | 5.7841 | 5.5558 | 5.1042 | 6.5674 | 6.7781 | 6.5137 | 15.0692 | 15.6866 | 15.4297 | 14.674 | 45.2201 | 52.666 | 48.7077 | 61.4977 | 59.1079 | 80.6236 | 80.8713 | 89.6317 | 96.7424 | 106.141 | 120.854 | 113.6788 | 115.796 | 109.2068 | 105.2239 | 99.7252 | 98.4917 | 94.9675
NSW1 | Grid Battery | 6.4648e-08 | 8.7229e-08 | 8.427e-08 | 1.2127e-07 | 1.1986e-07 | 1.2188e-07 | 1.6466e-07 | 1.8436e-07 | 2.2431e-07 | 2.5668e-07 | 2.6923e-07 | 0.52092 | 0.49088 | 0.47263 | 0.4542 | 0.43198 | 0.39709 | 0.37081 | 0.79682 | 0.75932 | 1.47 | 1.3872 | 1.2975 | 2.0859 | 1.9752 | 1.8555 | 1.7561 | 1.6967 | 1.6027
NSW1 | Pumped Hydro | 520.5912 | 821.4759 | 1066.0486 | 1150.3549 | 545.1508 | 743.5271 | 1121.4419 | 992.5912 | 1091.1006 | 1250.7471 | 1144.865 | 1134.2413 | 1048.2558 | 702.3204 | 788.2191 | 822.4299 | 717.8284 | 668.6863 | 744.2918 | 605.3364 | 596.3408 | 685.1678 | 444.9085 | 506.759 | 536.9325 | 474.2475 | 398.6298 | 366.5709 | 297.2783
NSW1 | VPP | 0.071667 | 0.29106 | 0.73869 | 1.4164 | 2.1498 | 3.0242 | 3.6131 | 4.2947 | 4.8352 | 5.6183 | 5.9329 | 6.5787 | 7.0082 | 7.3414 | 8.0889 | 7.9074 | 7.623 | 7.3883 | 7.4931 | 7.3372 | 7.3118 | 7.2466 | 6.4051 | 6.7306 | 6.214 | 5.8555 | 5.2794 | 5.1135 | 4.5788
Total excluding storage |  | 202258.208 | 178389.2848 | 152044.2148 | 159976.231 | 132929.8889 | 117421.7225 | 113169.1186 | 115495.8636 | 108788.3748 | 99798.7729 | 93793.4117 | 55818.7583 | 59715.4827 | 55851.559 | 38561.8652 | 38235.2353 | 41356.7029 | 37654.9719 | 35315.333 | 32899.7746 | 24866.959 | 23281.763 | 20001.1909 | 13743.794 | 13022.5277 | 14410.0738 | 13288.0168 | 12170.1468 | 10930.07
Region | Technology | 2021-22 | 2022-23 | 2023-24 | 2024-25 | 2025-26 | 2026-27 | 2027-28 | 2028-29 | 2029-30 | 2030-31 | 2031-32 | 2032-33 | 2033-34 | 2034-35 | 2035-36 | 2036-37 | 2037-38 | 2038-39 | 2039-40 | 2040-41 | 2041-42 | 2042-43 | 2043-44 | 2044-45 | 2045-46 | 2046-47 | 2047-48 | 2048-49 | 2049-50
QLD1 | Black Coal | 134184.553 | 119192.4439 | 118501.3779 | 87246.1268 | 77486.1554 | 74445.8551 | 65732.83 | 65864.9202 | 62573.8498 | 57021.9969 | 51768.7448 | 49519.384 | 40992.6368 | 34874.8265 | 32104.0608 | 27379.1421 | 26409.3746 | 25058.463 | 21930.6234 | 20664.9109 | 14847.0978 | 10034.7397 | 6848.049 | 5893.71 | 5241.0539 | 4995.364 | 4838.2152 | 4253.5956 | 4135.1044
QLD1 | Brown Coal | 0 | 0 | 0 | 0 | 0 | 0 | 0 | 0 | 0 | 0 | 0 | 0 | 0 | 0 | 0 | 0 | 0 | 0 | 0 | 0 | 0 | 0 | 0 | 0 | 0 | 0 | 0 | 0 | 0
QLD1 | CCGT | 7669.6363 | 7311.8946 | 7773.2529 | 14196.6251 | 15207.7382 | 12926.6784 | 14168.006 | 13806.3275 | 14586.7855 | 13710.0276 | 14582.5922 | 14385.2177 | 17014.8926 | 13782.8313 | 12587.0523 | 9522.8787 | 10093.8064 | 9096.7129 | 7235.6618 | 7768.2887 | 8144.1257 | 8858.8294 | 7446.5202 | 6900.3863 | 3117.6474 | 2058.7071 | 1967.6368 | 1873.0147 | 1784.5845
QLD1 | Gas - Steam | 254.8295 | 245.0176 | 462.2689 | 441.0082 | 417.9037 | 400.6617 | 615.5003 | 737.1276 | 862.0119 | 570.1121 | 464.8811 | 503.3351 | 792.429 | 630.4136 | 549.0986 | 609.3777 | 684.1002 | 585.9936 | 494.0137 | 539.1519 | 662.7092 | 710.9286 | 559.8257 | 538.7586 | 448.2995 | 0 | 0 | 0 | 0
QLD1 | OCGT / Diesel | 0.00031766 | 0.00031574 | 0.00032172 | 1114.4582 | 546.2673 | 539.7194 | 889.2537 | 1487.6824 | 1085.5423 | 1522.8398 | 2494.8945 | 3456.2371 | 3803.2369 | 2510.8407 | 3037.3584 | 3782.8916 | 5608.4515 | 3215.1952 | 3323.004 | 4065.9932 | 5015.2505 | 5339.1729 | 3681.1188 | 4248.2402 | 4813.8494 | 4890.6863 | 3328.075 | 3425.0597 | 2788.8336
QLD1 | Hydro | 4745.9495 | 4519.1359 | 4323.6764 | 4109.2372 | 3913.3559 | 3731.3237 | 3564.5542 | 3381.5977 | 3229.267 | 2982.9504 | 2945.7335 | 2776.7751 | 2648.6276 | 2479.985 | 2311.5916 | 2197.8608 | 716.5024 | 680.8001 | 625.1029 | 569.3097 | 558.6556 | 0 | 0 | 0 | 0 | 0 | 0 | 0 | 0
QLD1 | Wind | 5028.1559 | 7532.9833 | 7074.371 | 6535.9329 | 7319.1769 | 6685.4448 | 6749.5006 | 6093.8906 | 5780.4985 | 5582.7982 | 4691.8957 | 4519.2981 | 3924.773 | 4180.7832 | 3589.6292 | 3698.0196 | 3256.4511 | 3246.7528 | 3000.6509 | 2295.714 | 2227.5408 | 1818.5566 | 1573.4438 | 787.8287 | 804.0775 | 751.9096 | 678.1555 | 573.3417 | 442.4954
QLD1 | Solar PV | 5.1758 | 6.7105 | 6.5189 | 5.9521 | 5.7564 | 5.7532 | 5.5568 | 4.4256 | 4.5781 | 4.5419 | 8.3159 | 11.274 | 21.1682 | 19.8303 | 19.3468 | 18.3114 | 30.7122 | 30.9967 | 32.5832 | 42.0808 | 49.206 | 66.7461 | 61.0149 | 57.9547 | 53.0418 | 55.9708 | 55.5471 | 53.6453 | 52.5239
QLD1 | Grid Battery | 6.9842e-08 | 0.020661 | 0.0221 | 0.024135 | 0.022152 | 0.022249 | 0.021223 | 0.019026 | 0.017827 | 0.017212 | 0.016199 | 0.35871 | 1.0163 | 0.98555 | 0.94115 | 0.9108 | 1.1963 | 1.1524 | 1.0929 | 1.0453 | 1.0165 | 1.6601 | 1.5679 | 1.4862 | 1.3664 | 1.9524 | 1.9471 | 2.4821 | 2.2525
QLD1 | Pumped Hydro | 1632.3605 | 2070.0611 | 2485.915 | 2251.3418 | 2205.5998 | 2638.772 | 2907.2312 | 2594.6 | 2510.7385 | 2484.7035 | 2348.819 | 2079.8392 | 1451.8757 | 1290.0522 | 1394.1618 | 1314.7285 | 912.2543 | 872.2297 | 1010.947 | 1007.1866 | 1074.6982 | 894.8988 | 595.5794 | 667.1287 | 595.9718 | 402.4599 | 349.1042 | 260.3261 | 247.6365
QLD1 | VPP | 0.096833 | 0.34976 | 0.70865 | 1.3586 | 1.9116 | 2.5365 | 3.1306 | 3.5174 | 4.1865 | 4.6327 | 5.0119 | 5.2356 | 5.3958 | 5.6669 | 6.1031 | 5.8422 | 5.2867 | 5.4632 | 5.314 | 5.577 | 5.5771 | 4.8323 | 4.2871 | 4.1756 | 3.6547 | 2.7201 | 2.8947 | 1.9673 | 1.9475
Total excluding storage |  | 151888.3003 | 138808.1861 | 138141.4663 | 113649.3405 | 104896.3539 | 98735.4363 | 91725.2016 | 91375.9716 | 88122.5331 | 81395.267 | 76957.0576 | 75171.5211 | 69197.7641 | 58479.5107 | 54198.1377 | 47208.482 | 46799.3984 | 41914.9141 | 36641.64 | 35945.4492 | 31504.5856 | 26828.9733 | 20169.9725 | 18426.8784 | 14477.9695 | 12752.6377 | 10867.6295 | 10178.657 | 9203.5418
Region | Technology | 2021-22 | 2022-23 | 2023-24 | 2024-25 | 2025-26 | 2026-27 | 2027-28 | 2028-29 | 2029-30 | 2030-31 | 2031-32 | 2032-33 | 2033-34 | 2034-35 | 2035-36 | 2036-37 | 2037-38 | 2038-39 | 2039-40 | 2040-41 | 2041-42 | 2042-43 | 2043-44 | 2044-45 | 2045-46 | 2046-47 | 2047-48 | 2048-49 | 2049-50
VIC1 | Black Coal | 0 | 0 | 0 | 0 | 0 | 0 | 0 | 0 | 0 | 0 | 0 | 0 | 0 | 0 | 0 | 0 | 0 | 0 | 0 | 0 | 0 | 0 | 0 | 0 | 0 | 0 | 0 | 0 | 0
VIC1 | Brown Coal | 105490.539 | 86565.8435 | 86558.8037 | 41938.9974 | 38315.6445 | 27694.6779 | 0.010577 | 0.0065391 | 0.0060493 | 0.0052907 | 0.0044842 | 0.0041145 | 0.0040923 | 0.0036277 | 0.0034658 | 0.0031292 | 0.0026642 | 0.0026466 | 0.0021811 | 0.0019201 | 0.0021551 | 0.0022792 | 0.0022309 | 0.0019822 | 0.0014785 | 0.0015932 | 0.00052626 | 0 | 0
VIC1 | CCGT | 9.4242e-05 | 8.8438e-05 | 8.9054e-05 | 0.0001518 | 0.00014783 | 0.00014119 | 0.0001467 | 0.00014891 | 0.0001449 | 0.0001385 | 0.00013511 | 0.00019556 | 0.00018917 | 0.00017846 | 0.0001669 | 0.00015812 | 0.0002284 | 0.00022115 | 0.0002095 | 0.00019739 | 0.00028684 | 0.00028748 | 0.00041907 | 0.00038044 | 0.0003698 | 0.00037499 | 0.00035358 | 0.00035566 | 0.00065734
VIC1 | Gas - Steam | 23.7477 | 12.0789 | 18.6484 | 148.6823 | 129.4015 | 122.2443 | 150.7814 | 204.1013 | 121.6155 | 184.8679 | 276.9416 | 590.6661 | 519.8669 | 792.2561 | 497.4779 | 377.1174 | 680.6211 | 946.921 | 0 | 0 | 0 | 0 | 0 | 0 | 0 | 0 | 0 | 0 | 0
VIC1 | OCGT / Diesel | 106.6346 | 2.9194 | 84.1435 | 414.6715 | 258.3295 | 669.0794 | 425.8783 | 581.299 | 373.2986 | 568.399 | 714.0583 | 1783.1173 | 1053.8962 | 2290.5364 | 2266.2608 | 1985.8604 | 3400.0156 | 3054.582 | 6970.9416 | 7011.6126 | 7347.2214 | 7960.2534 | 8825.4225 | 6577.5705 | 6920.9172 | 8574.9328 | 4801.4398 | 6143.1662 | 7168.8949
VIC1 | Hydro | 18899.2869 | 18166.1032 | 15843.7144 | 18617.9599 | 18150.3553 | 16409.9308 | 15746.5787 | 19063.2539 | 15050.2371 | 12300.6744 | 11799.7386 | 10157.6036 | 12050.3406 | 11778.0317 | 10674.3106 | 10217.3976 | 12405.1448 | 9822.9692 | 8039.4526 | 7665.0636 | 6661.091 | 7847.2607 | 7718.8162 | 6966.2391 | 6691.6164 | 8082.4789 | 6408.4781 | 5197.8756 | 4984.1792
VIC1 | Wind | 26955.9972 | 32731.0281 | 26377.3442 | 25531.1516 | 25152.6781 | 24429.2333 | 22906.9998 | 18888.4802 | 18926.2056 | 16926.4887 | 18395.434 | 14863.4897 | 14229.4666 | 12720.1185 | 13253.4604 | 13013.7845 | 9683.3589 | 9533.4401 | 7813.7875 | 6872.2201 | 6202.3065 | 6333.8305 | 4773.2089 | 4206.0658 | 2333.7319 | 2008.1826 | 1793.8622 | 1439.0922 | 606.4205
VIC1 | Solar PV | 2.475 | 2.346 | 2.319 | 2.1268 | 3.6828 | 4.9164 | 17.7608 | 15.3947 | 15.4808 | 18.0169 | 19.7398 | 32.0588 | 28.3268 | 27.6246 | 27.6749 | 27.1175 | 22.8353 | 22.034 | 21.2747 | 20.7792 | 34.4827 | 31.4241 | 33.5244 | 34.1185 | 35.0033 | 37.8701 | 36.5343 | 34.9091 | 35.6047
VIC1 | Grid Battery | 0.048184 | 0.096356 | 0.10312 | 0.12889 | 0.11779 | 0.11793 | 0.11265 | 0.10241 | 0.095005 | 0.091997 | 0.083663 | 0.081013 | 0.059237 | 0.053158 | 0.055133 | 0.052264 | 0.046269 | 0.042081 | 0.044501 | 0.040937 | 0.014822 | 2.0212e-06 | 2.1001e-06 | 0.36814 | 0.3501 | 0.3338 | 0.31877 | 0.30691 | 0.30166
VIC1 | Pumped Hydro | 0 | 0 | 1.3528e-07 | 2.8511e-07 | 2.6879e-07 | 5.7512e-07 | 8.7596e-07 | 1.2221e-06 | 1.3006e-06 | 1.4703e-06 | 1.489e-06 | 4.3347 | 3.9634 | 3.6231 | 4.2873 | 4.0914 | 3.841 | 3.6525 | 3.7594 | 3.5144 | 4.5092 | 4.087 | 3.65 | 3.7998 | 3.5942 | 3.275 | 3.1109 | 3.1003 | 2.8425
VIC1 | VPP | 0.070823 | 0.17482 | 0.61445 | 1.4851 | 2.2568 | 3.1206 | 3.9902 | 4.5765 | 5.3101 | 5.6391 | 6.0568 | 6.2767 | 6.565 | 6.7008 | 7.5508 | 7.5424 | 6.8449 | 6.6491 | 6.9757 | 6.6608 | 6.8093 | 6.3287 | 5.5105 | 5.8649 | 5.6189 | 5.0721 | 4.6128 | 4.6521 | 4.1942
Total excluding storage |  | 151478.6805 | 137480.3192 | 128884.9733 | 86653.5897 | 82010.0918 | 69330.0823 | 39248.0097 | 38752.5358 | 34486.8438 | 29998.4524 | 31205.9169 | 27426.9398 | 27881.9014 | 27608.571 | 26719.1883 | 25621.2807 | 26191.9786 | 23379.9492 | 22845.4588 | 21569.6777 | 20245.104 | 22172.7713 | 21350.9747 | 17783.9962 | 15981.2707 | 18703.4664 | 13040.3152 | 12815.0435 | 12795.0999
Region | Technology | 2021-22 | 2022-23 | 2023-24 | 2024-25 | 2025-26 | 2026-27 | 2027-28 | 2028-29 | 2029-30 | 2030-31 | 2031-32 | 2032-33 | 2033-34 | 2034-35 | 2035-36 | 2036-37 | 2037-38 | 2038-39 | 2039-40 | 2040-41 | 2041-42 | 2042-43 | 2043-44 | 2044-45 | 2045-46 | 2046-47 | 2047-48 | 2048-49 | 2049-50
SA1 | Black Coal | 0 | 0 | 0 | 0 | 0 | 0 | 0 | 0 | 0 | 0 | 0 | 0 | 0 | 0 | 0 | 0 | 0 | 0 | 0 | 0 | 0 | 0 | 0 | 0 | 0 | 0 | 0 | 0 | 0
SA1 | Brown Coal | 0 | 0 | 0 | 0 | 0 | 0 | 0 | 0 | 0 | 0 | 0 | 0 | 0 | 0 | 0 | 0 | 0 | 0 | 0 | 0 | 0 | 0 | 0 | 0 | 0 | 0 | 0 | 0 | 0
SA1 | CCGT | 7742.7224 | 7365.8499 | 3039.6481 | 4936.3426 | 5862.7931 | 5103.4051 | 3348.9993 | 2517.0753 | 3326.8796 | 3524.3839 | 3660.4763 | 4173.3819 | 4673.0206 | 4715.9986 | 3784.2259 | 3587.5659 | 0.00018447 | 0.00017729 | 0.00016822 | 0.00015783 | 0.00017866 | 0.00017629 | 0.00016916 | 0.00015365 | 0.00014933 | 0.00014665 | 0.00013791 | 0.00013053 | 0.00012292
SA1 | Gas - Steam | 1451.171 | 1419.7081 | 1286.7432 | 274.5335 | 266.5993 | 280.2322 | 189.5257 | 195.3464 | 123.1496 | 185.7061 | 287.5334 | 489.6996 | 542.0422 | 938.0423 | 0 | 0 | 0 | 0 | 0 | 0 | 0 | 0 | 0 | 0 | 0 | 0 | 0 | 0 | 0
SA1 | OCGT / Diesel | 501.0494 | 234.7507 | 781.3366 | 1370.6166 | 1631.5211 | 1283.867 | 649.2022 | 731.0613 | 593.6738 | 903.6516 | 1199.6081 | 1850.4455 | 1879.9517 | 2364.1837 | 2055.7851 | 1680.0742 | 3163.898 | 3228.0396 | 3360.415 | 3335.6989 | 3121.4502 | 3510.314 | 3745.0739 | 803.4601 | 737.1862 | 733.1218 | 626.0902 | 827.6313 | 707.1869
SA1 | Hydro | 0 | 0 | 0 | 0 | 0 | 0 | 0 | 0 | 0 | 0 | 0 | 0 | 0 | 0 | 0 | 0 | 0 | 0 | 0 | 0 | 0 | 0 | 0 | 0 | 0 | 0 | 0 | 0 | 0
SA1 | Wind | 15342.7359 | 16116.4157 | 13402.5869 | 13661.6506 | 12784.3197 | 13319.2293 | 12291.1705 | 10433.2893 | 9818.3048 | 8778.9201 | 8577.9584 | 6770.5302 | 6223.002 | 5294.0182 | 5392.8879 | 4738.5142 | 3908.9753 | 3712.7626 | 2609.6425 | 2051.5343 | 2029.6477 | 2038.5011 | 1185.3206 | 1200.6225 | 780.1481 | 625.1641 | 572.2686 | 537.5443 | 449.8075
SA1 | Solar PV | 0.88216 | 0.97989 | 0.93389 | 0.86505 | 0.8047 | 0.78615 | 0.77369 | 0.70188 | 0.6981 | 1.1875 | 1.8236 | 1.6714 | 1.481 | 3.2797 | 3.2288 | 3.2208 | 8.2903 | 7.5637 | 6.7999 | 6.7821 | 6.191 | 5.7905 | 8.5702 | 8.2455 | 8.0555 | 6.7263 | 6.3135 | 5.7305 | 6.876
SA1 | Grid Battery | 0.079814 | 0.075785 | 0.086533 | 0.080171 | 0.071435 | 0.069437 | 0.06519 | 0.060198 | 0.054579 | 0.051942 | 0.045569 | 0.16807 | 0.15557 | 0.14095 | 0.63794 | 0.60192 | 0.60083 | 0.56722 | 0.55554 | 0.52204 | 0.68742 | 0.64847 | 0.58142 | 0.71169 | 0.6718 | 0.58226 | 0.54262 | 0.52771 | 0.48635
SA1 | Pumped Hydro | 0 | 0 | 1.1294e-07 | 1.1224e-07 | 1.0483e-07 | 1.2328e-07 | 1.2046e-07 | 1.1826e-07 | 1.3528e-07 | 1.4547e-07 | 1.4043e-07 | 2.1527e-07 | 2.0033e-07 | 1.91e-07 | 2.3013e-07 | 2.1849e-07 | 2.6811e-07 | 2.5523e-07 | 2.4958e-07 | 2.4047e-07 | 3.0636e-07 | 2.8011e-07 | 2.714e-07 | 3.9828e-07 | 3.7908e-07 | 3.4761e-07 | 3.4033e-07 | 3.2937e-07 | 3.1903e-07
SA1 | VPP | 0.13077 | 0.23883 | 0.45738 | 0.63664 | 0.79116 | 0.97358 | 1.1356 | 1.3027 | 1.4926 | 1.6213 | 1.645 | 1.7121 | 1.7942 | 1.8367 | 1.8488 | 1.7856 | 1.7586 | 1.7039 | 1.7063 | 1.6277 | 1.6136 | 1.5047 | 1.301 | 1.3149 | 1.2798 | 1.0413 | 0.96847 | 0.9306 | 0.8462
Total excluding storage |  | 25038.5609 | 25137.7042 | 18511.2487 | 20244.0083 | 20546.0379 | 19987.5197 | 16479.6714 | 13877.4742 | 13862.706 | 13393.8491 | 13727.3997 | 13285.7287 | 13319.4976 | 13315.5224 | 11236.1277 | 10009.3752 | 7081.1639 | 6948.366 | 5976.8575 | 5394.0155 | 5157.289 | 5554.6058 | 4938.9648 | 2012.3283 | 1525.3899 | 1365.0125 | 1204.6724 | 1370.9062 | 1163.8706
Region | Technology | 2021-22 | 2022-23 | 2023-24 | 2024-25 | 2025-26 | 2026-27 | 2027-28 | 2028-29 | 2029-30 | 2030-31 | 2031-32 | 2032-33 | 2033-34 | 2034-35 | 2035-36 | 2036-37 | 2037-38 | 2038-39 | 2039-40 | 2040-41 | 2041-42 | 2042-43 | 2043-44 | 2044-45 | 2045-46 | 2046-47 | 2047-48 | 2048-49 | 2049-50
TAS1 | Black Coal | 0 | 0 | 0 | 0 | 0 | 0 | 0 | 0 | 0 | 0 | 0 | 0 | 0 | 0 | 0 | 0 | 0 | 0 | 0 | 0 | 0 | 0 | 0 | 0 | 0 | 0 | 0 | 0 | 0
TAS1 | Brown Coal | 0 | 0 | 0 | 0 | 0 | 0 | 0 | 0 | 0 | 0 | 0 | 0 | 0 | 0 | 0 | 0 | 0 | 0 | 0 | 0 | 0 | 0 | 0 | 0 | 0 | 0 | 0 | 0 | 0
TAS1 | CCGT | 7.8639e-05 | 7.3342e-05 | 7.4986e-05 | 7.1785e-05 | 6.8217e-05 | 6.6392e-05 | 6.7947e-05 | 6.7538e-05 | 7.1696e-05 | 6.9359e-05 | 6.5896e-05 | 6.7987e-05 | 6.4776e-05 | 5.9024e-05 | 5.717e-05 | 5.5065e-05 | 5.3541e-05 | 5.5745e-05 | 5.4942e-05 | 5.154e-05 | 5.5581e-05 | 5.3413e-05 | 4.9917e-05 | 4.8978e-05 | 4.9351e-05 | 4.8856e-05 | 5.0112e-05 | 4.9059e-05 | 4.3986e-05
TAS1 | Gas - Steam | 0 | 0 | 0 | 0 | 0 | 0 | 0 | 0 | 0 | 0 | 0 | 0 | 0 | 0 | 0 | 0 | 0 | 0 | 0 | 0 | 0 | 0 | 0 | 0 | 0 | 0 | 0 | 0 | 0
TAS1 | OCGT / Diesel | 9.1895e-05 | 8.2138e-05 | 8.6071e-05 | 8.4007e-05 | 7.9802e-05 | 8.1119e-05 | 8.1054e-05 | 8.1201e-05 | 8.5034e-05 | 8.2795e-05 | 7.7106e-05 | 1.5481 | 8.0028e-05 | 6.5197e-05 | 6.6325e-05 | 6.6272e-05 | 6.6221e-05 | 6.5525e-05 | 6.6055e-05 | 1.0782 | 3.0915 | 4.3139e-05 | 3.8605e-05 | 0.75631 | 3.8608e-05 | 3.8706e-05 | 3.9697e-05 | 3.7311 | 3.1921e-05
TAS1 | Hydro | 53250.3951 | 52279.4013 | 49960.1835 | 53928.6741 | 54592.4853 | 48647.9724 | 45351.6177 | 45188.7966 | 42499.4314 | 39987.9255 | 35449.5891 | 34714.306 | 34089.5158 | 34000.9769 | 30729.2324 | 29056.9205 | 28903.7348 | 27334.5139 | 25371.0395 | 22599.2254 | 21928.4178 | 22895.0697 | 21277.84 | 19057.8445 | 19553.5368 | 21231.5546 | 19145.6277 | 18022.4428 | 17246.099
TAS1 | Wind | 3358.5687 | 3873.2695 | 3311.7815 | 3186.8645 | 3241.0194 | 3148.5804 | 3049.5608 | 2471.4513 | 2407.7686 | 2077.1437 | 2427.6781 | 2069.9981 | 2023.2226 | 2017.2917 | 1974.6344 | 1964.6869 | 1600.6684 | 1575.9774 | 1363.2357 | 1609.0664 | 1359.9659 | 1320.3459 | 1347.6365 | 1013.4566 | 994.1418 | 815.6226 | 790.8334 | 693.1919 | 815.272
TAS1 | Solar PV | 3.8066e-08 | 6.6605e-08 | 8.484e-08 | 1.5277e-07 | 1.2419e-07 | 1.5974e-07 | 1.8525e-07 | 2.0051e-07 | 4.224e-07 | 3.9182e-07 | 3.573e-07 | 3.4999e-07 | 3.4107e-07 | 2.6366e-07 | 2.8226e-07 | 2.6137e-07 | 2.4423e-07 | 4.0353e-07 | 4.2068e-07 | 3.522e-07 | 1.1451e-06 | 1.1082e-06 | 8.9051e-07 | 9.5229e-07 | 8.9e-07 | 8.4591e-07 | 9.4035e-07 | 8.8481e-07 | 6.7478e-07
TAS1 | Grid Battery | 6.6628e-08 | 9.2295e-08 | 8.5602e-08 | 9.755e-08 | 1.2846e-07 | 1.2317e-07 | 1.3745e-07 | 1.5314e-07 | 1.4904e-07 | 1.543e-07 | 1.7228e-07 | 1.665e-07 | 1.6539e-07 | 2.0167e-07 | 1.9013e-07 | 1.8127e-07 | 2.0074e-07 | 1.7706e-07 | 1.9886e-07 | 2.2696e-07 | 1.8668e-07 | 1.7716e-07 | 2.2347e-07 | 2.0356e-07 | 1.977e-07 | 2.0027e-07 | 1.7879e-07 | 1.7312e-07 | 2.8933e-07
TAS1 | Pumped Hydro | 0 | 0 | 2.4559e-07 | 2.4056e-07 | 2.5701e-07 | 2.6108e-07 | 2.5705e-07 | 2.6575e-07 | 2.3475e-07 | 2.4479e-07 | 2.7248e-07 | 2.57e-07 | 2.5349e-07 | 3.0962e-07 | 2.8535e-07 | 2.7889e-07 | 2.9615e-07 | 2.5819e-07 | 2.8616e-07 | 3.2062e-07 | 2.6518e-07 | 2.5078e-07 | 3.0978e-07 | 2.823e-07 | 2.6971e-07 | 2.7106e-07 | 2.3988e-07 | 2.42e-07 | 3.4838e-07
TAS1 | VPP | 0.0035779 | 0.016712 | 0.025923 | 0.03461 | 0.056436 | 0.079378 | 0.10222 | 0.13377 | 0.10815 | 0.14688 | 0.20054 | 0.16828 | 0.16854 | 0.21709 | 0.20577 | 0.19059 | 0.21155 | 0.14792 | 0.16858 | 0.19559 | 0.17218 | 0.13267 | 0.15795 | 0.11167 | 0.13114 | 0.1305 | 0.071184 | 0.10789 | 0.13364
Total excluding storage |  | 56608.964 | 56152.671 | 53271.9652 | 57115.5388 | 57833.5048 | 51796.5529 | 48401.1787 | 47660.2481 | 44907.2002 | 42065.0693 | 37877.2673 | 36785.8522 | 36112.7385 | 36018.2688 | 32703.867 | 31021.6075 | 30504.4034 | 28910.4915 | 26734.2753 | 24209.3701 | 23291.4753 | 24215.4156 | 22625.4766 | 20072.0574 | 20547.6787 | 22047.1773 | 19936.4612 | 18719.3659 | 18061.3711
Explicitly modelled pumping
Region | Technology | 2021-22 | 2022-23 | 2023-24 | 2024-25 | 2025-26 | 2026-27 | 2027-28 | 2028-29 | 2029-30 | 2030-31 | 2031-32 | 2032-33 | 2033-34 | 2034-35 | 2035-36 | 2036-37 | 2037-38 | 2038-39 | 2039-40 | 2040-41 | 2041-42 | 2042-43 | 2043-44 | 2044-45 | 2045-46 | 2046-47 | 2047-48 | 2048-49 | 2049-50
NEM | Grid Battery pump | 0.15731 | 0.23873 | 0.26066 | 0.28855 | 0.26084 | 0.2583 | 0.24639 | 0.22364 | 0.20682 | 0.19883 | 0.17994 | 0.17091 | 0.13902 | 0.11759 | 0.11756 | 0.11241 | 0.10271 | 0.095199 | 0.09733 | 0.077608 | 0.044076 | 0.023 | 0.019614 | 0.02113 | 0.019952 | 0.015337 | 0.015802 | 0.015242 | 0.013595
NEM | Pumped Hydro Pump | 4867.4251 | 7429.6182 | 8982.7311 | 10622.144 | 6239.2176 | 8005.7279 | 11183.3374 | 10569.8569 | 10713.2494 | 12258.4596 | 12221.0907 | 12401.3864 | 11112.9659 | 9663.656 | 11221.0638 | 10267.5002 | 9460.2944 | 8829.9883 | 9905.6055 | 8442.1389 | 8506.8934 | 7842.1165 | 6197.6212 | 7484.7235 | 7255.9346 | 6122.7979 | 5014.2308 | 5060.1609 | 3793.919
NEM | VPP pump | 0.43965 | 1.2633 | 2.9914 | 5.8106 | 8.4327 | 11.4416 | 14.1105 | 16.2398 | 18.7495 | 20.7711 | 22.227 | 23.4519 | 24.6231 | 25.6354 | 27.9675 | 27.3737 | 25.603 | 25.1329 | 25.4253 | 25.2427 | 25.2099 | 23.6216 | 20.7527 | 21.4066 | 19.928 | 17.3958 | 16.3047 | 14.9861 | 13.7573
Region | Technology | 2021-22 | 2022-23 | 2023-24 | 2024-25 | 2025-26 | 2026-27 | 2027-28 | 2028-29 | 2029-30 | 2030-31 | 2031-32 | 2032-33 | 2033-34 | 2034-35 | 2035-36 | 2036-37 | 2037-38 | 2038-39 | 2039-40 | 2040-41 | 2041-42 | 2042-43 | 2043-44 | 2044-45 | 2045-46 | 2046-47 | 2047-48 | 2048-49 | 2049-50
NSW1 | Grid Battery pump | 0 | 0 | 0 | 0 | 0 | 0 | 0 | 0 | 0 | 0 | 0 | 0 | 0 | 0 | 0 | 0 | 0 | 0 | 0 | 0 | 0 | 0 | 0 | 0 | 0 | 0 | 0 | 0 | 0
NSW1 | Pumped Hydro Pump | 2544.6673 | 4471.9732 | 5431.0671 | 7392.278 | 3083.9991 | 4253.0257 | 7029.8424 | 6863.0017 | 7126.2109 | 8708.6188 | 8852.3169 | 9444.7894 | 9041.5713 | 7819.3239 | 9237.1319 | 8392.1556 | 8151.9362 | 7598.5404 | 8466.2026 | 6999.6613 | 6977.8759 | 6579.4225 | 5353.4387 | 6531.2409 | 6417.3379 | 5552.7085 | 4520.2758 | 4686.3653 | 3449.5847
NSW1 | VPP pump | 0.084322 | 0.34398 | 0.86755 | 1.6709 | 2.5249 | 3.558 | 4.2615 | 5.0421 | 5.6888 | 6.6101 | 6.9992 | 7.721 | 8.2454 | 8.6617 | 9.4925 | 9.3033 | 8.9939 | 8.6923 | 8.7908 | 8.6572 | 8.5778 | 8.5259 | 7.5359 | 7.9188 | 7.3343 | 6.866 | 6.2335 | 5.9944 | 5.3873
Region | Technology | 2021-22 | 2022-23 | 2023-24 | 2024-25 | 2025-26 | 2026-27 | 2027-28 | 2028-29 | 2029-30 | 2030-31 | 2031-32 | 2032-33 | 2033-34 | 2034-35 | 2035-36 | 2036-37 | 2037-38 | 2038-39 | 2039-40 | 2040-41 | 2041-42 | 2042-43 | 2043-44 | 2044-45 | 2045-46 | 2046-47 | 2047-48 | 2048-49 | 2049-50
QLD1 | Grid Battery pump | 0 | 0.025419 | 0.027285 | 0.029813 | 0.027407 | 0.027394 | 0.026202 | 0.023489 | 0.022008 | 0.021249 | 0.020055 | 0.018875 | 0.016993 | 0.016112 | 0.016057 | 0.015296 | 0.013501 | 0.013334 | 0.012866 | 0 | 0 | 0 | 0 | 0 | 0 | 0 | 0 | 0 | 0
QLD1 | Pumped Hydro Pump | 2322.7578 | 2957.645 | 3551.664 | 3229.866 | 3155.2185 | 3752.7022 | 4153.495 | 3706.8552 | 3587.0385 | 3549.8408 | 3368.7738 | 2956.597 | 2071.3946 | 1844.3321 | 1983.9319 | 1875.3446 | 1308.3582 | 1231.4479 | 1439.4029 | 1442.4776 | 1529.0175 | 1262.694 | 844.1824 | 953.4826 | 838.5967 | 570.0894 | 493.955 | 373.7957 | 344.3343
QLD1 | VPP pump | 0.11393 | 0.4115 | 0.83374 | 1.6001 | 2.2523 | 2.9792 | 3.6832 | 4.1383 | 4.9255 | 5.4505 | 5.9114 | 6.1449 | 6.3483 | 6.6673 | 7.1842 | 6.8698 | 6.2395 | 6.4082 | 6.2521 | 6.5722 | 6.551 | 5.6968 | 5.0434 | 4.9075 | 4.2947 | 3.213 | 3.3932 | 2.3239 | 2.2824
Region | Technology | 2021-22 | 2022-23 | 2023-24 | 2024-25 | 2025-26 | 2026-27 | 2027-28 | 2028-29 | 2029-30 | 2030-31 | 2031-32 | 2032-33 | 2033-34 | 2034-35 | 2035-36 | 2036-37 | 2037-38 | 2038-39 | 2039-40 | 2040-41 | 2041-42 | 2042-43 | 2043-44 | 2044-45 | 2045-46 | 2046-47 | 2047-48 | 2048-49 | 2049-50
VIC1 | Grid Battery pump | 0.05906 | 0.11948 | 0.12681 | 0.1596 | 0.14539 | 0.14517 | 0.13949 | 0.12604 | 0.1173 | 0.11358 | 0.10363 | 0.099756 | 0.073061 | 0.065745 | 0.067951 | 0.064525 | 0.057123 | 0.052154 | 0.05474 | 0.050714 | 0.018123 | 0 | 0 | 0 | 0 | 0 | 0 | 0 | 0
VIC1 | Pumped Hydro Pump | 0 | 0 | 0 | 0 | 0 | 0 | 0 | 0 | 0 | 0 | 0 | 0 | 0 | 0 | 0 | 0 | 0 | 0 | 0 | 0 | 0 | 0 | 0 | 0 | 0 | 0 | 0 | 0 | 0
VIC1 | VPP pump | 0.083329 | 0.20641 | 0.7222 | 1.7496 | 2.6585 | 3.6656 | 4.7056 | 5.3733 | 6.2475 | 6.6346 | 7.1447 | 7.3683 | 7.7256 | 7.8901 | 8.8736 | 8.8739 | 8.0533 | 7.8475 | 8.1827 | 7.8607 | 7.9874 | 7.4695 | 6.4599 | 6.9004 | 6.6335 | 5.945 | 5.4485 | 5.4522 | 4.9348
Region | Technology | 2021-22 | 2022-23 | 2023-24 | 2024-25 | 2025-26 | 2026-27 | 2027-28 | 2028-29 | 2029-30 | 2030-31 | 2031-32 | 2032-33 | 2033-34 | 2034-35 | 2035-36 | 2036-37 | 2037-38 | 2038-39 | 2039-40 | 2040-41 | 2041-42 | 2042-43 | 2043-44 | 2044-45 | 2045-46 | 2046-47 | 2047-48 | 2048-49 | 2049-50
SA1 | Grid Battery pump | 0.098251 | 0.093832 | 0.10657 | 0.099138 | 0.088038 | 0.085729 | 0.080695 | 0.074112 | 0.067514 | 0.063999 | 0.05626 | 0.052278 | 0.048962 | 0.035732 | 0.033556 | 0.032588 | 0.032084 | 0.029711 | 0.029724 | 0.026894 | 0.025952 | 0.023 | 0.019614 | 0.02113 | 0.019952 | 0.015337 | 0.015802 | 0.015242 | 0.013595
SA1 | Pumped Hydro Pump | 0 | 0 | 0 | 0 | 0 | 0 | 0 | 0 | 0 | 0 | 0 | 0 | 0 | 0 | 0 | 0 | 0 | 0 | 0 | 0 | 0 | 0 | 0 | 0 | 0 | 0 | 0 | 0 | 0
SA1 | VPP pump | 0.15386 | 0.28168 | 0.53742 | 0.74904 | 0.9308 | 1.1454 | 1.3392 | 1.5295 | 1.7595 | 1.9042 | 1.9357 | 2.0197 | 2.1054 | 2.1609 | 2.1752 | 2.1009 | 2.0691 | 2.0108 | 2.0014 | 1.9209 | 1.8926 | 1.7723 | 1.5287 | 1.5485 | 1.5097 | 1.2198 | 1.1445 | 1.0899 | 0.99564
Region | Technology | 2021-22 | 2022-23 | 2023-24 | 2024-25 | 2025-26 | 2026-27 | 2027-28 | 2028-29 | 2029-30 | 2030-31 | 2031-32 | 2032-33 | 2033-34 | 2034-35 | 2035-36 | 2036-37 | 2037-38 | 2038-39 | 2039-40 | 2040-41 | 2041-42 | 2042-43 | 2043-44 | 2044-45 | 2045-46 | 2046-47 | 2047-48 | 2048-49 | 2049-50
TAS1 | Grid Battery pump | 0 | 0 | 0 | 0 | 0 | 0 | 0 | 0 | 0 | 0 | 0 | 0 | 0 | 0 | 0 | 0 | 0 | 0 | 0 | 0 | 0 | 0 | 0 | 0 | 0 | 0 | 0 | 0 | 0
TAS1 | Pumped Hydro Pump | 0 | 0 | 0 | 0 | 0 | 0 | 0 | 0 | 0 | 0 | 0 | 0 | 0 | 0 | 0 | 0 | 0 | 0 | 0 | 0 | 0 | 0 | 0 | 0 | 0 | 0 | 0 | 0 | 0
TAS1 | VPP pump | 0.0042102 | 0.019773 | 0.030497 | 0.040922 | 0.066121 | 0.093367 | 0.12096 | 0.15668 | 0.12822 | 0.17184 | 0.23595 | 0.198 | 0.19832 | 0.25539 | 0.2421 | 0.22587 | 0.24727 | 0.1741 | 0.19829 | 0.23171 | 0.20101 | 0.15716 | 0.18478 | 0.13138 | 0.15581 | 0.15203 | 0.085026 | 0.1257 | 0.15724

## BaseCase_FOM Cost
FOM cost by technology ($000s) - Base Case, Step Change No State Based Schemes Sensitivity
FOM | Real June 2020 dollars discounted to 1 July 2020. For new entrant capacity, the FOM is incurred annually in modelling. For existing capacity, FOM is considered to be a sunk cost, since the fixed retirement dates are assumed to be the same in the Base Case and the case with Marinus Link. As such, early retirements are presented as an annual FOM saving, or negative cost, that continues until the assumed fixed date retirement.
Explicitly modelled generation
Region | Technology | 2021-22 | 2022-23 | 2023-24 | 2024-25 | 2025-26 | 2026-27 | 2027-28 | 2028-29 | 2029-30 | 2030-31 | 2031-32 | 2032-33 | 2033-34 | 2034-35 | 2035-36 | 2036-37 | 2037-38 | 2038-39 | 2039-40 | 2040-41 | 2041-42 | 2042-43 | 2043-44 | 2044-45 | 2045-46 | 2046-47 | 2047-48 | 2048-49 | 2049-50
NEM | Black Coal | 0 | 0 | 0 | -191045.6944 | 127298.0685 | -256540.0856 | -160801.8768 | -210979.8847 | -162375.3715 | -155054.5525 | 235087.9272 | 311585.8776 | -76742.9725 | -152259.6687 | -66051.8898 | -53579.4844 | -24504.0771 | -23381.753 | -22370.5218 | -25478.6298 | 90097.2728 | -32664.8801 | -30157.8045 | -24261.2414 | -17344.7492 | -11010.9333 | -10534.7304 | -10024.1147 | -9564.995
NEM | Brown Coal | 0 | 0 | 0 | -316529.2424 | -318062.4323 | -345376.7944 | -468378.0257 | -445675.9173 | -391742.1624 | -341813.9521 | -294242.5648 | -248781.579 | -237387.0028 | -226514.3155 | -216717.8583 | -206213.6001 | -196768.6642 | -187756.3964 | -179636.1701 | -170929.2516 | -163100.4309 | -155630.1821 | -148899.3739 | -141682.2599 | -135192.9981 | -129000.9524 | -88405.2892 | 0 | 0
NEM | CCGT | 0.00024155 | 0.00023418 | 0.00024565 | 0.00030856 | 0.00029443 | 0.00028095 | 0.00028504 | 0.00028497 | 0.00029045 | 0.00028096 | 0.00028543 | 0.0003964 | 0.00037824 | 0.00036092 | 0.00035922 | 0.00034181 | 0.0004407 | 0.00042283 | 0.0004265 | 0.00040583 | 0.0004758 | 0.00046371 | 0.00053283 | 0.00050837 | 0.0004864 | 0.00046504 | 0.00044659 | 0.00043612 | 0.00056446
NEM | Gas - Steam | 0 | 0 | 0 | 0 | 0 | 0 | 0 | 0 | 0 | 0 | 0 | 0 | 0 | 0 | 0 | 0 | 0 | 0 | 0 | 0 | 0 | 0 | 0 | 0 | 0 | 0 | 0 | 0 | 0
NEM | OCGT / Diesel | 0.00088695 | 0.00087874 | 0.00086602 | 0.00082845 | 0.00079051 | 0.0007543 | 0.00072168 | 0.00070758 | 0.00070094 | 0.00070707 | 0.00074005 | 0.0014566 | 0.0013899 | 0.0013262 | 1217.4763 | 1158.4656 | 8956.374 | 8546.1584 | 12885.3548 | 12260.805 | 16501.5323 | 16688.4231 | 22088.398 | 25178.8421 | 24025.6127 | 30531.7766 | 29211.3159 | 29382.7863 | 31217.8842
NEM | Hydro | 0 | 0 | 0 | 0 | 0 | 0 | 0 | 0 | 0 | 0 | 0 | 0 | 0 | 0 | 0 | 0 | 0 | 0 | 0 | 0 | 0 | 0 | 0 | 0 | 0 | 0 | 0 | 0 | 0
NEM | Wind | 148954.8628 | 142132.5034 | 189264.4682 | 286061.5731 | 277526.4196 | 274962.2916 | 307694.305 | 332790.7425 | 318977.2593 | 330576.1105 | 329647.7451 | 400701.0121 | 408512.9917 | 390300.7131 | 382264.1415 | 375839.6313 | 391784.0363 | 390585.21 | 377722.9301 | 365565.562 | 373870.7469 | 372193.0249 | 362261.064 | 346218.8769 | 351753.3172 | 371723.3779 | 361229.3414 | 347545.832 | 346951.8269
NEM | Solar PV | 0.0014269 | 0.0024179 | 0.0026538 | 0.0077909 | 2844.8034 | 3611.3159 | 12607.0137 | 20616.3402 | 20829.9807 | 23036.2791 | 27883.3115 | 63707.4035 | 78036.2937 | 76160.1879 | 82237.1401 | 78251.1273 | 120323.5883 | 118358.0692 | 122144.807 | 135719.1659 | 160535.7863 | 193439.7102 | 195491.0637 | 186015.6627 | 179116.2969 | 196537.9822 | 188037.9635 | 178923.8123 | 174324.0051
NEM | Grid Battery | 0.00090158 | 0.001289 | 0.0012333 | 0.0017067 | 0.0024016 | 0.0024375 | 0.0033313 | 0.0090785 | 0.010019 | 0.010452 | 0.0103 | 6887.4307 | 11304.2185 | 10786.468 | 13742.1249 | 13076.0477 | 15585.5093 | 14871.6692 | 17565.8984 | 16714.4838 | 23088.8091 | 27286.9448 | 26106.819 | 34752.3999 | 33160.687 | 37894.2715 | 36255.3923 | 40858.8468 | 39199.8783
NEM | Pumped Hydro | 0 | 0 | 0.0022291 | 0.0028341 | 0.0027547 | 0.0036715 | 0.0047022 | 0.0073733 | 0.0077271 | 0.0080729 | 0.0079739 | 23532.9825 | 26511.1173 | 25296.8677 | 31161.583 | 29651.1892 | 37987.8472 | 36247.9458 | 34680.2686 | 32999.325 | 43039.5641 | 46728.4152 | 44707.4705 | 42540.5114 | 40592.091 | 39492.5583 | 37784.5552 | 35953.1477 | 34306.4387
NEM | VPP | 0 | 0 | 0 | 0 | 0 | 0 | 0 | 0 | 0 | 0 | 0 | 0 | 0 | 0 | 0 | 0 | 0 | 0 | 0 | 0 | 0 | 0 | 0 | 0 | 0 | 0 | 0 | 0 | 0
Total excluding storage |  | 148954.8653 | 142132.5069 | 189264.472 | -221513.3548 | 89606.8602 | -323343.2715 | -308878.5828 | -303248.7183 | -214310.2929 | -143256.1141 | 298376.42 | 527212.7161 | 172419.3119 | 87686.9185 | 182949.0102 | 195456.1401 | 299791.2577 | 306351.2887 | 310746.4004 | 317137.6518 | 477904.908 | 394026.0964 | 400783.3479 | 391469.8808 | 402357.48 | 458781.2514 | 479538.6017 | 545828.3163 | 542928.7217
Region | Technology | 2021-22 | 2022-23 | 2023-24 | 2024-25 | 2025-26 | 2026-27 | 2027-28 | 2028-29 | 2029-30 | 2030-31 | 2031-32 | 2032-33 | 2033-34 | 2034-35 | 2035-36 | 2036-37 | 2037-38 | 2038-39 | 2039-40 | 2040-41 | 2041-42 | 2042-43 | 2043-44 | 2044-45 | 2045-46 | 2046-47 | 2047-48 | 2048-49 | 2049-50
NSW1 | Black Coal | 0 | 0 | 0 | -35413.3426 | 277160.855 | -107163.7615 | -102529.0645 | -97559.5074 | -48616.8817 | -46390.1543 | -44383.8393 | 249651.1653 | -40298.2477 | -38452.5264 | -0.00063536 | -0.00060456 | -0.00057687 | -0.00055045 | -0.00052664 | -0.00050112 | -12664.1493 | 0 | 0 | 0 | 0 | 0 | 0 | 0 | 0
NSW1 | Brown Coal | 0 | 0 | 0 | 0 | 0 | 0 | 0 | 0 | 0 | 0 | 0 | 0 | 0 | 0 | 0 | 0 | 0 | 0 | 0 | 0 | 0 | 0 | 0 | 0 | 0 | 0 | 0 | 0 | 0
NSW1 | CCGT | 5.2814e-05 | 5.2657e-05 | 5.4051e-05 | 6.4357e-05 | 6.141e-05 | 5.8597e-05 | 6.1203e-05 | 6.0777e-05 | 6.391e-05 | 6.0983e-05 | 5.9665e-05 | 0.0001033 | 9.8569e-05 | 9.4054e-05 | 9.3629e-05 | 8.9091e-05 | 0.0001253 | 0.00011957 | 0.00011439 | 0.00010885 | 0.00012531 | 0.00011957 | 0.0001346 | 0.00012807 | 0.00012221 | 0.00011661 | 0.00011157 | 0.00010616 | 0.0001013
NSW1 | Gas - Steam | 0 | 0 | 0 | 0 | 0 | 0 | 0 | 0 | 0 | 0 | 0 | 0 | 0 | 0 | 0 | 0 | 0 | 0 | 0 | 0 | 0 | 0 | 0 | 0 | 0 | 0 | 0 | 0 | 0
NSW1 | OCGT / Diesel | 0.00018336 | 0.00018408 | 0.0001875 | 0.00018282 | 0.00017444 | 0.00016645 | 0.00015925 | 0.00015154 | 0.00014664 | 0.00014508 | 0.00014642 | 0.00046897 | 0.00044749 | 0.00042699 | 0.0030091 | 0.0028632 | 5355.5582 | 5110.2655 | 4889.253 | 4652.2722 | 4439.191 | 4235.8693 | 6755.7898 | 8202.0734 | 7826.4059 | 7467.9446 | 7144.9654 | 6798.6508 | 6507.1312
NSW1 | Hydro | 0 | 0 | 0 | 0 | 0 | 0 | 0 | 0 | 0 | 0 | 0 | 0 | 0 | 0 | 0 | 0 | 0 | 0 | 0 | 0 | 0 | 0 | 0 | 0 | 0 | 0 | 0 | 0 | 0
NSW1 | Wind | 35486.5361 | 33861.1993 | 81833.4628 | 118069.3699 | 112661.6128 | 107738.8687 | 104920.3635 | 101834.4713 | 97170.298 | 118928.2438 | 113784.7492 | 174274.3437 | 166292.3126 | 158675.8707 | 157777.1091 | 152670.0891 | 145677.5662 | 153892.7203 | 147237.0551 | 140100.5136 | 142006.9276 | 137899.0294 | 131935.071 | 125540.2125 | 137473.8023 | 148254.7894 | 147425.4857 | 140279.8107 | 133854.7823
NSW1 | Solar PV | 0.00034552 | 0.00057093 | 0.00061248 | 0.0017749 | 1564.3377 | 1492.7222 | 1428.165 | 9979.3271 | 10184.085 | 9717.6394 | 9297.3639 | 33984.0253 | 41699.2927 | 39789.4015 | 47439.344 | 45139.9714 | 69857.9414 | 70203.8259 | 74193.5162 | 81907.1146 | 88773.705 | 107525.5947 | 105763.6524 | 100637.3157 | 96027.973 | 102129.4768 | 97712.5063 | 92976.4066 | 88717.9455
NSW1 | Grid Battery | 0.00018472 | 0.00026156 | 0.00025025 | 0.00039615 | 0.00041241 | 0.00041416 | 0.00061522 | 0.00071837 | 0.00095777 | 0.0010649 | 0.0011338 | 3816.7741 | 3641.96 | 3475.1527 | 3324.8568 | 3163.7018 | 3018.7994 | 2880.5338 | 6093.3643 | 5798.0205 | 11279.4013 | 10762.7875 | 10297.3106 | 16044.8872 | 15310.0069 | 14608.7852 | 13976.9737 | 13299.5134 | 12690.3754
NSW1 | Pumped Hydro | 0 | 0 | 0.00062944 | 0.00075833 | 0.0007236 | 0.00069046 | 0.00085782 | 0.00083757 | 0.00095237 | 0.0011229 | 0.0010989 | 6805.7923 | 6494.0766 | 6196.638 | 10363.7242 | 9861.3972 | 13165.4996 | 12562.4996 | 12019.1878 | 11436.6209 | 16949.7071 | 16173.3846 | 15473.9062 | 14723.8901 | 14049.5134 | 13406.0242 | 12826.2307 | 12204.5466 | 11645.5597
NSW1 | VPP | 0 | 0 | 0 | 0 | 0 | 0 | 0 | 0 | 0 | 0 | 0 | 0 | 0 | 0 | 0 | 0 | 0 | 0 | 0 | 0 | 0 | 0 | 0 | 0 | 0 | 0 | 0 | 0 | 0
Total excluding storage |  | 35486.5367 | 33861.2001 | 81833.4637 | 82656.0293 | 391386.8057 | 2067.8298 | 3819.4641 | 14254.2911 | 58737.5015 | 82255.7291 | 78698.2741 | 457909.5348 | 167693.3582 | 160012.7463 | 205216.4556 | 197810.0628 | 220891.0653 | 229206.8113 | 226319.8239 | 226659.9 | 222555.6744 | 249660.4934 | 244454.5134 | 234379.6017 | 241328.1813 | 257852.2109 | 252282.9575 | 240054.8682 | 229079.8591
Region | Technology | 2021-22 | 2022-23 | 2023-24 | 2024-25 | 2025-26 | 2026-27 | 2027-28 | 2028-29 | 2029-30 | 2030-31 | 2031-32 | 2032-33 | 2033-34 | 2034-35 | 2035-36 | 2036-37 | 2037-38 | 2038-39 | 2039-40 | 2040-41 | 2041-42 | 2042-43 | 2043-44 | 2044-45 | 2045-46 | 2046-47 | 2047-48 | 2048-49 | 2049-50
QLD1 | Black Coal | 0 | 0 | 0 | -155632.3518 | -149862.7865 | -149376.3242 | -58272.8122 | -113420.3773 | -113758.4897 | -108664.3982 | 279471.7665 | 61934.7123 | -36444.7248 | -113807.1424 | -66051.8892 | -53579.4838 | -24504.0765 | -23381.7524 | -22370.5213 | -25478.6293 | 102761.4221 | -32664.8801 | -30157.8045 | -24261.2414 | -17344.7492 | -11010.9333 | -10534.7304 | -10024.1147 | -9564.995
QLD1 | Brown Coal | 0 | 0 | 0 | 0 | 0 | 0 | 0 | 0 | 0 | 0 | 0 | 0 | 0 | 0 | 0 | 0 | 0 | 0 | 0 | 0 | 0 | 0 | 0 | 0 | 0 | 0 | 0 | 0 | 0
QLD1 | CCGT | 5.4503e-05 | 5.3432e-05 | 5.4306e-05 | 7.2419e-05 | 6.9102e-05 | 6.5937e-05 | 6.47e-05 | 6.6878e-05 | 7.0183e-05 | 6.9206e-05 | 7.9064e-05 | 9.8252e-05 | 9.3752e-05 | 8.9458e-05 | 8.5589e-05 | 8.144e-05 | 8.5262e-05 | 8.1357e-05 | 9.9005e-05 | 9.4206e-05 | 8.9892e-05 | 9.5479e-05 | 9.1349e-05 | 8.6922e-05 | 8.294e-05 | 7.9142e-05 | 7.5719e-05 | 7.2049e-05 | 6.8749e-05
QLD1 | Gas - Steam | 0 | 0 | 0 | 0 | 0 | 0 | 0 | 0 | 0 | 0 | 0 | 0 | 0 | 0 | 0 | 0 | 0 | 0 | 0 | 0 | 0 | 0 | 0 | 0 | 0 | 0 | 0 | 0 | 0
QLD1 | OCGT / Diesel | 0.0001805 | 0.00018097 | 0.00018164 | 0.00017284 | 0.00016492 | 0.00015737 | 0.00015056 | 0.00015376 | 0.0001512 | 0.00015514 | 0.00018221 | 0.0002729 | 0.0002604 | 0.00024847 | 0.00023772 | 0.0002262 | 0.0002639 | 0.00025182 | 4708.8071 | 4480.5724 | 4275.3554 | 5022.2237 | 4805.0189 | 4572.1209 | 4362.7108 | 11769.4656 | 11260.4511 | 12301.9952 | 11738.545
QLD1 | Hydro | 0 | 0 | 0 | 0 | 0 | 0 | 0 | 0 | 0 | 0 | 0 | 0 | 0 | 0 | 0 | 0 | 0 | 0 | 0 | 0 | 0 | 0 | 0 | 0 | 0 | 0 | 0 | 0 | 0
QLD1 | Wind | 94987.3597 | 90636.7936 | 86716.8673 | 107902.5627 | 107527.3635 | 102602.446 | 98673.4689 | 107544.5863 | 102618.8801 | 97918.7786 | 96245.227 | 102384.3156 | 116679.2437 | 111335.1562 | 109285.2564 | 107283.1599 | 111868.71 | 106744.9522 | 102128.3683 | 97178.2328 | 102685.8573 | 111032.5576 | 106230.5401 | 102598.0774 | 101079.6543 | 104405.3662 | 99889.9664 | 98873.5086 | 109028.7802
QLD1 | Solar PV | 0.00043178 | 0.00075205 | 0.00078965 | 0.0018129 | 0.0017298 | 0.0016614 | 0.0015939 | 0.0017181 | 0.0017489 | 0.0019143 | 3035.293 | 5600.3159 | 13318.8115 | 12708.7896 | 12159.1506 | 11569.7997 | 24010.5565 | 22910.8364 | 23799.629 | 30831.0124 | 38100.7264 | 53794.5016 | 51467.9576 | 48973.319 | 46730.2662 | 52218.814 | 49960.4164 | 47538.8481 | 47624.886
QLD1 | Grid Battery | 0.00018556 | 0.0002553 | 0.00024426 | 0.00036383 | 0.00055932 | 0.0005337 | 0.00089465 | 0.0060747 | 0.0057964 | 0.0055309 | 0.0052917 | 2244.5217 | 6873.9618 | 6559.1239 | 6275.4501 | 5971.2806 | 8536.8622 | 8145.8609 | 7793.5627 | 7415.8107 | 7076.1553 | 12007.6949 | 11488.3773 | 10931.5387 | 10430.8575 | 16205.5029 | 15504.6354 | 21113.8736 | 20146.826
QLD1 | Pumped Hydro | 0 | 0 | 0.00030867 | 0.00041233 | 0.0003966 | 0.00047946 | 0.00051274 | 0.0022806 | 0.0021761 | 0.0020765 | 0.0019867 | 3751.1007 | 7635.2759 | 7285.5686 | 6970.477 | 6632.6198 | 12267.7937 | 11705.91 | 11199.6442 | 10656.8004 | 12243.942 | 17343.2797 | 16593.2048 | 15788.9365 | 15065.7791 | 15135.3905 | 14480.804 | 13778.9232 | 13147.8275
QLD1 | VPP | 0 | 0 | 0 | 0 | 0 | 0 | 0 | 0 | 0 | 0 | 0 | 0 | 0 | 0 | 0 | 0 | 0 | 0 | 0 | 0 | 0 | 0 | 0 | 0 | 0 | 0 | 0 | 0 | 0
Total excluding storage |  | 94987.3604 | 90636.7946 | 86716.8683 | -47729.7871 | -42335.4211 | -46773.8763 | 40400.6585 | -5875.789 | -11139.6077 | -10745.6174 | 378752.2867 | 169919.3443 | 93553.3308 | 10236.8039 | 55392.5182 | 65273.4762 | 111375.1904 | 106274.0365 | 108266.2832 | 107011.1884 | 247823.3612 | 137184.4028 | 132345.7121 | 131882.276 | 134827.8822 | 157382.7126 | 150576.1037 | 148690.2371 | 158827.2164
Region | Technology | 2021-22 | 2022-23 | 2023-24 | 2024-25 | 2025-26 | 2026-27 | 2027-28 | 2028-29 | 2029-30 | 2030-31 | 2031-32 | 2032-33 | 2033-34 | 2034-35 | 2035-36 | 2036-37 | 2037-38 | 2038-39 | 2039-40 | 2040-41 | 2041-42 | 2042-43 | 2043-44 | 2044-45 | 2045-46 | 2046-47 | 2047-48 | 2048-49 | 2049-50
VIC1 | Black Coal | 0 | 0 | 0 | 0 | 0 | 0 | 0 | 0 | 0 | 0 | 0 | 0 | 0 | 0 | 0 | 0 | 0 | 0 | 0 | 0 | 0 | 0 | 0 | 0 | 0 | 0 | 0 | 0 | 0
VIC1 | Brown Coal | 0 | 0 | 0 | -316529.2424 | -318062.4323 | -345376.7944 | -468378.0257 | -445675.9173 | -391742.1624 | -341813.9521 | -294242.5648 | -248781.579 | -237387.0028 | -226514.3155 | -216717.8583 | -206213.6001 | -196768.6642 | -187756.3964 | -179636.1701 | -170929.2516 | -163100.4309 | -155630.1821 | -148899.3739 | -141682.2599 | -135192.9981 | -129000.9524 | -88405.2892 | 0 | 0
VIC1 | CCGT | 4.7531e-05 | 4.5354e-05 | 4.5465e-05 | 7.492e-05 | 7.1489e-05 | 6.8214e-05 | 7.2545e-05 | 7.3469e-05 | 7.0104e-05 | 6.6893e-05 | 6.5644e-05 | 9.4824e-05 | 9.0481e-05 | 8.6337e-05 | 8.2603e-05 | 7.8599e-05 | 0.00011208 | 0.00010695 | 0.00010232 | 9.7362e-05 | 0.00014277 | 0.00013623 | 0.00019879 | 0.00019 | 0.0001813 | 0.000173 | 0.00016552 | 0.00016867 | 0.00030926
VIC1 | Gas - Steam | 0 | 0 | 0 | 0 | 0 | 0 | 0 | 0 | 0 | 0 | 0 | 0 | 0 | 0 | 0 | 0 | 0 | 0 | 0 | 0 | 0 | 0 | 0 | 0 | 0 | 0 | 0 | 0 | 0
VIC1 | OCGT / Diesel | 0.00017405 | 0.00017255 | 0.00016912 | 0.00016092 | 0.00015355 | 0.00014652 | 0.00014018 | 0.00013762 | 0.0001381 | 0.00014055 | 0.0001437 | 0.00030387 | 0.00028995 | 0.00027667 | 723.7261 | 688.6473 | 1924.3171 | 1836.1804 | 1756.768 | 1671.6179 | 6397.3461 | 6104.3379 | 8406.0675 | 10385.9556 | 9910.263 | 9456.3578 | 9047.3823 | 8608.858 | 11375.5646
VIC1 | Hydro | 0 | 0 | 0 | 0 | 0 | 0 | 0 | 0 | 0 | 0 | 0 | 0 | 0 | 0 | 0 | 0 | 0 | 0 | 0 | 0 | 0 | 0 | 0 | 0 | 0 | 0 | 0 | 0 | 0
VIC1 | Wind | 0.0060288 | 0.0057742 | 0.0060395 | 27859.5924 | 26583.5805 | 35275.686 | 73965.9821 | 81525.2616 | 77791.281 | 74228.3225 | 81825.3612 | 77859.3072 | 81473.6437 | 78240.2665 | 74856.4741 | 77496.6068 | 97383.003 | 92922.7129 | 88903.9233 | 90745.537 | 89654.0247 | 85547.7337 | 81847.9026 | 77880.756 | 74313.6986 | 70910.0179 | 67843.2495 | 64554.9049 | 61598.1919
VIC1 | Solar PV | 0.00014251 | 0.00021202 | 0.00023492 | 0.0015432 | 1280.4589 | 2118.5871 | 11178.6566 | 10636.83 | 10645.7205 | 12870.3002 | 14548.0713 | 23169.0722 | 22107.8933 | 21095.318 | 20182.9723 | 19204.7088 | 18325.1049 | 17485.7871 | 16729.549 | 15918.674 | 26922.4562 | 25689.3666 | 28453.3651 | 27074.2379 | 27454.6321 | 33694.0562 | 32236.831 | 30674.3202 | 29269.3895
VIC1 | Grid Battery | 0.00017452 | 0.00025363 | 0.00024266 | 0.00033898 | 0.00053709 | 0.00057179 | 0.00068598 | 0.00087462 | 0.0012451 | 0.0017294 | 0.0017773 | 0.012925 | 0.012333 | 0.011768 | 0.011261 | 0.010715 | 0.010225 | 0.0097568 | 0.0093349 | 0.0088824 | 0.0097351 | 0.0092893 | 0.0088875 | 2672.2239 | 2549.832 | 2433.0458 | 2327.8196 | 2214.9908 | 2325.9697
VIC1 | Pumped Hydro | 0 | 0 | 0.00033672 | 0.00072623 | 0.00069296 | 0.0014911 | 0.0023084 | 0.0032169 | 0.0035497 | 0.0037924 | 0.0038049 | 12976.0882 | 12381.7635 | 11814.6598 | 13827.3805 | 13157.171 | 12554.5525 | 11979.5348 | 11461.4351 | 10905.9023 | 13845.9134 | 13211.7494 | 12640.358 | 12027.6831 | 11476.7969 | 10951.1421 | 10477.519 | 9969.6764 | 9513.05
VIC1 | VPP | 0 | 0 | 0 | 0 | 0 | 0 | 0 | 0 | 0 | 0 | 0 | 0 | 0 | 0 | 0 | 0 | 0 | 0 | 0 | 0 | 0 | 0 | 0 | 0 | 0 | 0 | 0 | 0 | 0
Total excluding storage |  | 0.0063929 | 0.0062041 | 0.006489 | -288669.6482 | -290198.3926 | -307982.5211 | -383233.3869 | -353513.8254 | -303305.1607 | -254715.3292 | -197869.1322 | -147753.1992 | -133805.4653 | -127178.7306 | -120954.6858 | -108823.6372 | -79136.239 | -75511.7158 | -72245.9297 | -62593.4226 | -40126.6037 | -38288.7438 | -30192.0385 | -26341.3102 | -23514.4043 | -14940.5202 | 20722.1738 | 103838.0833 | 102243.1463
Region | Technology | 2021-22 | 2022-23 | 2023-24 | 2024-25 | 2025-26 | 2026-27 | 2027-28 | 2028-29 | 2029-30 | 2030-31 | 2031-32 | 2032-33 | 2033-34 | 2034-35 | 2035-36 | 2036-37 | 2037-38 | 2038-39 | 2039-40 | 2040-41 | 2041-42 | 2042-43 | 2043-44 | 2044-45 | 2045-46 | 2046-47 | 2047-48 | 2048-49 | 2049-50
SA1 | Black Coal | 0 | 0 | 0 | 0 | 0 | 0 | 0 | 0 | 0 | 0 | 0 | 0 | 0 | 0 | 0 | 0 | 0 | 0 | 0 | 0 | 0 | 0 | 0 | 0 | 0 | 0 | 0 | 0 | 0
SA1 | Brown Coal | 0 | 0 | 0 | 0 | 0 | 0 | 0 | 0 | 0 | 0 | 0 | 0 | 0 | 0 | 0 | 0 | 0 | 0 | 0 | 0 | 0 | 0 | 0 | 0 | 0 | 0 | 0 | 0 | 0
SA1 | CCGT | 4.6752e-05 | 4.461e-05 | 5.3408e-05 | 6.0307e-05 | 5.7545e-05 | 5.491e-05 | 5.2535e-05 | 4.9988e-05 | 5.039e-05 | 4.9658e-05 | 4.8312e-05 | 6.6834e-05 | 6.3773e-05 | 6.0852e-05 | 6.8488e-05 | 6.5169e-05 | 9.1281e-05 | 8.7101e-05 | 8.3334e-05 | 7.9294e-05 | 8.9988e-05 | 8.5867e-05 | 8.2674e-05 | 7.8667e-05 | 7.5063e-05 | 7.1625e-05 | 6.8528e-05 | 6.5206e-05 | 6.222e-05
SA1 | Gas - Steam | 0 | 0 | 0 | 0 | 0 | 0 | 0 | 0 | 0 | 0 | 0 | 0 | 0 | 0 | 0 | 0 | 0 | 0 | 0 | 0 | 0 | 0 | 0 | 0 | 0 | 0 | 0 | 0 | 0
SA1 | OCGT / Diesel | 0.00017377 | 0.00017216 | 0.00016608 | 0.00015803 | 0.00015079 | 0.00014389 | 0.00013766 | 0.00013386 | 0.00013371 | 0.00013486 | 0.00013589 | 0.00025862 | 0.00024677 | 0.00023547 | 493.7469 | 469.8151 | 1676.4983 | 1599.7121 | 1530.5266 | 1456.3424 | 1389.6397 | 1325.9921 | 2121.5217 | 2018.6921 | 1926.2329 | 1838.0085 | 1758.517 | 1673.2821 | 1596.6432
SA1 | Hydro | 0 | 0 | 0 | 0 | 0 | 0 | 0 | 0 | 0 | 0 | 0 | 0 | 0 | 0 | 0 | 0 | 0 | 0 | 0 | 0 | 0 | 0 | 0 | 0 | 0 | 0 | 0 | 0 | 0
SA1 | Wind | 7718.0155 | 7364.5186 | 8984.962 | 21069.388 | 20104.3779 | 19183.5686 | 20412.2499 | 32635.4171 | 32569.5043 | 31077.7733 | 29733.6992 | 38514.9406 | 36750.8975 | 35067.6505 | 33665.4854 | 32033.728 | 30789.8262 | 31237.6768 | 33916.7225 | 32272.7878 | 34496.7515 | 32916.7712 | 37658.0785 | 35832.8097 | 34719.1561 | 44059.1009 | 42153.6006 | 40110.4266 | 38913.6017
SA1 | Solar PV | 0.00045139 | 0.00078848 | 0.00090265 | 0.0024742 | 0.004904 | 0.0046882 | 0.19038 | 0.18115 | 0.17289 | 448.3371 | 1002.5829 | 953.9897 | 910.2957 | 2566.6784 | 2455.6729 | 2336.647 | 8129.9851 | 7757.6194 | 7422.1123 | 7062.3645 | 6738.8975 | 6430.2461 | 9806.0875 | 9330.789 | 8903.4246 | 8495.6341 | 8128.2087 | 7734.2366 | 8711.7832
SA1 | Grid Battery | 0.0001809 | 0.00027504 | 0.00026315 | 0.00033394 | 0.00051792 | 0.00055491 | 0.00070376 | 0.00090902 | 0.0014806 | 0.0015751 | 0.0015164 | 826.1213 | 788.2836 | 752.179 | 4141.8062 | 3941.0539 | 4029.8368 | 3845.2641 | 3678.9613 | 3500.643 | 4733.242 | 4516.4523 | 4321.1214 | 5103.7493 | 4869.9898 | 4646.9369 | 4445.9627 | 4230.4681 | 4036.7062
SA1 | Pumped Hydro | 0 | 0 | 0.00024973 | 0.00025386 | 0.00024224 | 0.00027826 | 0.00027438 | 0.0002667 | 0.00030975 | 0.00032828 | 0.00031662 | 0.00050853 | 0.00048524 | 0.00046302 | 0.0005461 | 0.00051963 | 0.00063997 | 0.00061066 | 0.00058425 | 0.00055593 | 0.00072441 | 0.00069123 | 0.00066133 | 0.00091853 | 0.00087646 | 0.00083632 | 0.00080015 | 0.00076137 | 0.00072649
SA1 | VPP | 0 | 0 | 0 | 0 | 0 | 0 | 0 | 0 | 0 | 0 | 0 | 0 | 0 | 0 | 0 | 0 | 0 | 0 | 0 | 0 | 0 | 0 | 0 | 0 | 0 | 0 | 0 | 0 | 0
Total excluding storage |  | 7718.0162 | 7364.5196 | 8984.9631 | 21069.3907 | 20104.383 | 19183.5735 | 20412.4405 | 32635.5984 | 32569.6774 | 31526.1106 | 30736.2822 | 39468.9306 | 37661.1936 | 37634.3292 | 36614.9052 | 34840.1902 | 40596.3097 | 40595.0084 | 42869.3614 | 40791.4947 | 42625.2888 | 40673.0095 | 49585.6877 | 47182.2908 | 45548.8137 | 54392.7436 | 52040.3264 | 49517.9453 | 49222.0282
Region | Technology | 2021-22 | 2022-23 | 2023-24 | 2024-25 | 2025-26 | 2026-27 | 2027-28 | 2028-29 | 2029-30 | 2030-31 | 2031-32 | 2032-33 | 2033-34 | 2034-35 | 2035-36 | 2036-37 | 2037-38 | 2038-39 | 2039-40 | 2040-41 | 2041-42 | 2042-43 | 2043-44 | 2044-45 | 2045-46 | 2046-47 | 2047-48 | 2048-49 | 2049-50
TAS1 | Black Coal | 0 | 0 | 0 | 0 | 0 | 0 | 0 | 0 | 0 | 0 | 0 | 0 | 0 | 0 | 0 | 0 | 0 | 0 | 0 | 0 | 0 | 0 | 0 | 0 | 0 | 0 | 0 | 0 | 0
TAS1 | Brown Coal | 0 | 0 | 0 | 0 | 0 | 0 | 0 | 0 | 0 | 0 | 0 | 0 | 0 | 0 | 0 | 0 | 0 | 0 | 0 | 0 | 0 | 0 | 0 | 0 | 0 | 0 | 0 | 0 | 0
TAS1 | CCGT | 3.9951e-05 | 3.8121e-05 | 3.8422e-05 | 3.656e-05 | 3.4886e-05 | 3.3288e-05 | 3.4054e-05 | 3.3856e-05 | 3.5865e-05 | 3.4222e-05 | 3.2742e-05 | 3.3185e-05 | 3.1665e-05 | 3.0215e-05 | 2.8908e-05 | 2.7507e-05 | 2.6767e-05 | 2.7863e-05 | 2.7449e-05 | 2.6118e-05 | 2.7837e-05 | 2.6562e-05 | 2.5413e-05 | 2.4704e-05 | 2.4888e-05 | 2.4661e-05 | 2.5262e-05 | 2.4037e-05 | 2.2936e-05
TAS1 | Gas - Steam | 0 | 0 | 0 | 0 | 0 | 0 | 0 | 0 | 0 | 0 | 0 | 0 | 0 | 0 | 0 | 0 | 0 | 0 | 0 | 0 | 0 | 0 | 0 | 0 | 0 | 0 | 0 | 0 | 0
TAS1 | OCGT / Diesel | 0.00017528 | 0.00016898 | 0.00016168 | 0.00015384 | 0.00014679 | 0.00014007 | 0.00013401 | 0.00013081 | 0.00013128 | 0.00013144 | 0.00013183 | 0.00015226 | 0.00014528 | 0.00013863 | 0.00013385 | 0.00013179 | 0.00013476 | 0.00013199 | 0.00015308 | 0.00014566 | 0.00014076 | 0.00013497 | 0.00013283 | 0.00013793 | 0.00013492 | 0.00013366 | 0.00013446 | 0.00013744 | 0.00013396
TAS1 | Hydro | 0 | 0 | 0 | 0 | 0 | 0 | 0 | 0 | 0 | 0 | 0 | 0 | 0 | 0 | 0 | 0 | 0 | 0 | 0 | 0 | 0 | 0 | 0 | 0 | 0 | 0 | 0 | 0 | 0
TAS1 | Wind | 10762.9455 | 10269.9861 | 11729.17 | 11160.6602 | 10649.4849 | 10161.7222 | 9722.2406 | 9251.0061 | 8827.2959 | 8422.9923 | 8058.7085 | 7668.105 | 7316.8941 | 6981.7692 | 6679.8165 | 6356.0476 | 6064.9309 | 5787.1478 | 5536.861 | 5268.4908 | 5027.1858 | 4796.933 | 4589.4718 | 4367.0213 | 4167.0059 | 4094.1034 | 3917.0392 | 3727.1813 | 3556.4707
TAS1 | Solar PV | 5.5655e-05 | 9.4371e-05 | 0.00011405 | 0.0001858 | 0.00017729 | 0.00020288 | 0.00023946 | 0.00025612 | 0.00046206 | 0.0004409 | 0.00042183 | 0.00040138 | 0.000383 | 0.00036546 | 0.00034965 | 0.0003327 | 0.00031747 | 0.00044701 | 0.0004744 | 0.0004514 | 0.0012088 | 0.0011534 | 0.0011035 | 0.00105 | 0.0010019 | 0.00095604 | 0.00096031 | 0.00091376 | 0.00087191
TAS1 | Grid Battery | 0.00017588 | 0.0002435 | 0.00023297 | 0.00027381 | 0.00037488 | 0.00036298 | 0.00043168 | 0.00050181 | 0.00053873 | 0.00055148 | 0.00058115 | 0.00066957 | 0.0006389 | 0.00060964 | 0.00060219 | 0.00058596 | 0.00064756 | 0.00061887 | 0.00073212 | 0.00069663 | 0.0007523 | 0.00074869 | 0.00076531 | 0.00077608 | 0.00082348 | 0.00081881 | 0.00082052 | 0.00087528 | 0.00093406
TAS1 | Pumped Hydro | 0 | 0 | 0.00070459 | 0.00068338 | 0.00069925 | 0.00073226 | 0.00074884 | 0.00077156 | 0.00073912 | 0.00075285 | 0.00076687 | 0.00086187 | 0.00082239 | 0.00078473 | 0.00075079 | 0.00075394 | 0.00077602 | 0.00074048 | 0.00084301 | 0.00080215 | 0.00077543 | 0.00074185 | 0.00075396 | 0.00074303 | 0.00073138 | 0.00071629 | 0.0006876 | 0.00073623 | 0.00071972
TAS1 | VPP | 0 | 0 | 0 | 0 | 0 | 0 | 0 | 0 | 0 | 0 | 0 | 0 | 0 | 0 | 0 | 0 | 0 | 0 | 0 | 0 | 0 | 0 | 0 | 0 | 0 | 0 | 0 | 0 | 0
Total excluding storage |  | 10762.9457 | 10269.9864 | 11729.1703 | 11160.6605 | 10649.4853 | 10161.7226 | 9722.241 | 9251.0066 | 8827.2966 | 8422.9929 | 8058.7091 | 7668.1056 | 7316.8947 | 6981.7697 | 6679.817 | 6356.048 | 6064.9313 | 5787.1484 | 5536.8616 | 5268.4914 | 5027.1872 | 4796.9344 | 4589.473 | 4367.0225 | 4167.0071 | 4094.1045 | 3917.0403 | 3727.1824 | 3556.4717

## BaseCase_Fuel Cost
Fuel cost by technology ($000s) - Base Case, Step Change No State Based Schemes Sensitivity
Fuel | Real June 2020 dollars discounted to 1 July 2020
Explicitly modelled generation
Region | Technology | 2021-22 | 2022-23 | 2023-24 | 2024-25 | 2025-26 | 2026-27 | 2027-28 | 2028-29 | 2029-30 | 2030-31 | 2031-32 | 2032-33 | 2033-34 | 2034-35 | 2035-36 | 2036-37 | 2037-38 | 2038-39 | 2039-40 | 2040-41 | 2041-42 | 2042-43 | 2043-44 | 2044-45 | 2045-46 | 2046-47 | 2047-48 | 2048-49 | 2049-50
NEM | Black Coal | 1479938.6349 | 1307308.6565 | 1212105.5312 | 994776.4662 | 835312.5354 | 746767.9137 | 693989.9895 | 718649.4671 | 679792.3746 | 626139.2281 | 570161.1186 | 350264.0433 | 323685.9369 | 276012.1819 | 173769.4588 | 161285.0575 | 161670.0625 | 152092.0358 | 135375.6464 | 120575.679 | 79534.2624 | 39524.0249 | 26323.2491 | 22131.3198 | 19795.0046 | 18724.9397 | 18199.1389 | 16213.2649 | 15772.7699
NEM | Brown Coal | 205750.6249 | 171485.2421 | 170467.929 | 79997.3194 | 73159.3732 | 53150.5256 | 0.020512 | 0.012846 | 0.011828 | 0.010273 | 0.0086749 | 0.0079116 | 0.0078598 | 0.0069972 | 0.0066958 | 0.0060524 | 0.0051516 | 0.005123 | 0.0042423 | 0.0037426 | 0.0041846 | 0.0044045 | 0.0043177 | 0.0038555 | 0.002862 | 0.0030723 | 0.0010003 | 0 | 0
NEM | CCGT | 173851.9198 | 162746.9773 | 118958.7295 | 197000.2411 | 215197.896 | 186693.2766 | 186752.8194 | 175844.7048 | 213575.1847 | 196754.8812 | 207234.5813 | 225663.7915 | 251135.7585 | 229548.194 | 202090.9253 | 164252.2906 | 137221.359 | 131201.5534 | 110309.4159 | 107297.3849 | 110687.3878 | 120784.8172 | 69200.2487 | 62210.3432 | 29563.759 | 21240.111 | 20300.52 | 19298.2413 | 18387.1239
NEM | Gas - Steam | 83302.7712 | 78225.7996 | 72410.7896 | 23557.7248 | 22497.951 | 22702.811 | 21370.7059 | 25035.1619 | 18535.3672 | 22776.1212 | 31713.4023 | 57465.0825 | 58998.7196 | 91082.4124 | 29947.55 | 24336.951 | 40834.0635 | 54114.7795 | 3751.3442 | 4094.106 | 5025.6055 | 5384.037 | 4239.698 | 4074.6668 | 3390.5185 | 0 | 0 | 0 | 0
NEM | OCGT / Diesel | 5082.4879 | 1803.0808 | 8309.3967 | 32683.9838 | 21286.8599 | 24476.7507 | 20090.9435 | 30459.5381 | 21004.8719 | 30886.6805 | 45499.5478 | 86904.9771 | 74499.1546 | 93865.3395 | 109376.6442 | 111912.4773 | 230201.1722 | 208540.3829 | 338593.8512 | 393014.8437 | 390390.9701 | 492668.0139 | 607963.9024 | 419320.9193 | 412666.0921 | 585430.884 | 580562.5549 | 639582.5929 | 664771.9783
NEM | Hydro | 0 | 0 | 0 | 0 | 0 | 0 | 0 | 0 | 0 | 0 | 0 | 0 | 0 | 0 | 0 | 0 | 0 | 0 | 0 | 0 | 0 | 0 | 0 | 0 | 0 | 0 | 0 | 0 | 0
NEM | Wind | 0 | 0 | 0 | 0 | 0 | 0 | 0 | 0 | 0 | 0 | 0 | 0 | 0 | 0 | 0 | 0 | 0 | 0 | 0 | 0 | 0 | 0 | 0 | 0 | 0 | 0 | 0 | 0 | 0
NEM | Solar PV | 0 | 0 | 0 | 0 | 0 | 0 | 0 | 0 | 0 | 0 | 0 | 0 | 0 | 0 | 0 | 0 | 0 | 0 | 0 | 0 | 0 | 0 | 0 | 0 | 0 | 0 | 0 | 0 | 0
NEM | Grid Battery | 0 | 0 | 0 | 0 | 0 | 0 | 0 | 0 | 0 | 0 | 0 | 0 | 0 | 0 | 0 | 0 | 0 | 0 | 0 | 0 | 0 | 0 | 0 | 0 | 0 | 0 | 0 | 0 | 0
NEM | Pumped Hydro | 0 | 0 | 0 | 0 | 0 | 0 | 0 | 0 | 0 | 0 | 0 | 0 | 0 | 0 | 0 | 0 | 0 | 0 | 0 | 0 | 0 | 0 | 0 | 0 | 0 | 0 | 0 | 0 | 0
NEM | VPP | 0 | 0 | 0 | 0 | 0 | 0 | 0 | 0 | 0 | 0 | 0 | 0 | 0 | 0 | 0 | 0 | 0 | 0 | 0 | 0 | 0 | 0 | 0 | 0 | 0 | 0 | 0 | 0 | 0
Total excluding storage |  | 1947926.4387 | 1721569.7564 | 1582252.3758 | 1328015.7354 | 1167454.6155 | 1033791.2776 | 922204.4788 | 949988.8846 | 932907.8103 | 876556.9213 | 854608.6587 | 720297.9023 | 708319.5775 | 690508.1348 | 515184.5849 | 461786.7824 | 569926.6623 | 545948.7567 | 588030.2619 | 624982.0173 | 585638.23 | 658360.8975 | 707727.1025 | 507737.253 | 465415.377 | 625395.9378 | 619062.2148 | 675094.0991 | 698931.8721
Region | Technology | 2021-22 | 2022-23 | 2023-24 | 2024-25 | 2025-26 | 2026-27 | 2027-28 | 2028-29 | 2029-30 | 2030-31 | 2031-32 | 2032-33 | 2033-34 | 2034-35 | 2035-36 | 2036-37 | 2037-38 | 2038-39 | 2039-40 | 2040-41 | 2041-42 | 2042-43 | 2043-44 | 2044-45 | 2045-46 | 2046-47 | 2047-48 | 2048-49 | 2049-50
NSW1 | Black Coal | 856229.009 | 739271.669 | 658814.516 | 639622.2237 | 523390.7994 | 447766.2184 | 436076.3362 | 459087.8453 | 437227.9462 | 404424.985 | 368993.5774 | 155858.6374 | 173001.1656 | 148076.175 | 55274.0437 | 64800.1275 | 68807.9258 | 63842.853 | 56678.5236 | 47744.0345 | 25843.8511 | 0 | 0 | 0 | 0 | 0 | 0 | 0 | 0
NSW1 | Brown Coal | 0 | 0 | 0 | 0 | 0 | 0 | 0 | 0 | 0 | 0 | 0 | 0 | 0 | 0 | 0 | 0 | 0 | 0 | 0 | 0 | 0 | 0 | 0 | 0 | 0 | 0 | 0 | 0 | 0
NSW1 | CCGT | 2263.2801 | 2119.6541 | 6123.9084 | 15561.4375 | 13408.9781 | 8392.0396 | 19175.1779 | 24702.6492 | 47435.815 | 32777.7137 | 32260.8532 | 47462.1375 | 48006.9704 | 53901.0046 | 47302.1509 | 37959.5718 | 47528.0382 | 50190.1184 | 44142.5304 | 36883.8011 | 37390.9675 | 41794.9517 | 2219.5556 | 0.0050177 | 0.0048406 | 0.0048769 | 0.0046012 | 0.0043018 | 0.0040649
NSW1 | Gas - Steam | 0 | 0 | 0 | 0 | 0 | 0 | 0 | 0 | 0 | 0 | 0 | 0 | 0 | 0 | 0 | 0 | 0 | 0 | 0 | 0 | 0 | 0 | 0 | 0 | 0 | 0 | 0 | 0 | 0
NSW1 | OCGT / Diesel | 0.0031584 | 0.0031109 | 1190.1529 | 6176.3506 | 780.7847 | 1474.6624 | 1329.0201 | 3387.6067 | 1443.0864 | 2400.0683 | 2393.8934 | 16146.4877 | 10534.8603 | 22238.8225 | 26417.5365 | 30560.3607 | 75302.4227 | 87441.5013 | 112836.8623 | 146701.9484 | 86062.7239 | 122283.1989 | 198110.9907 | 108394.2594 | 92943.4127 | 128902.9513 | 168905.8319 | 166725.9596 | 149132.5822
NSW1 | Hydro | 0 | 0 | 0 | 0 | 0 | 0 | 0 | 0 | 0 | 0 | 0 | 0 | 0 | 0 | 0 | 0 | 0 | 0 | 0 | 0 | 0 | 0 | 0 | 0 | 0 | 0 | 0 | 0 | 0
NSW1 | Wind | 0 | 0 | 0 | 0 | 0 | 0 | 0 | 0 | 0 | 0 | 0 | 0 | 0 | 0 | 0 | 0 | 0 | 0 | 0 | 0 | 0 | 0 | 0 | 0 | 0 | 0 | 0 | 0 | 0
NSW1 | Solar PV | 0 | 0 | 0 | 0 | 0 | 0 | 0 | 0 | 0 | 0 | 0 | 0 | 0 | 0 | 0 | 0 | 0 | 0 | 0 | 0 | 0 | 0 | 0 | 0 | 0 | 0 | 0 | 0 | 0
NSW1 | Grid Battery | 0 | 0 | 0 | 0 | 0 | 0 | 0 | 0 | 0 | 0 | 0 | 0 | 0 | 0 | 0 | 0 | 0 | 0 | 0 | 0 | 0 | 0 | 0 | 0 | 0 | 0 | 0 | 0 | 0
NSW1 | Pumped Hydro | 0 | 0 | 0 | 0 | 0 | 0 | 0 | 0 | 0 | 0 | 0 | 0 | 0 | 0 | 0 | 0 | 0 | 0 | 0 | 0 | 0 | 0 | 0 | 0 | 0 | 0 | 0 | 0 | 0
NSW1 | VPP | 0 | 0 | 0 | 0 | 0 | 0 | 0 | 0 | 0 | 0 | 0 | 0 | 0 | 0 | 0 | 0 | 0 | 0 | 0 | 0 | 0 | 0 | 0 | 0 | 0 | 0 | 0 | 0 | 0
Total excluding storage |  | 858492.2923 | 741391.3262 | 666128.5773 | 661360.0118 | 537580.5622 | 457632.9204 | 456580.5341 | 487178.1012 | 486106.8476 | 439602.767 | 403648.324 | 219467.2626 | 231542.9963 | 224216.0021 | 128993.7311 | 133320.06 | 191638.3867 | 201474.4727 | 213657.9163 | 231329.784 | 149297.5425 | 164078.1506 | 200330.5463 | 108394.2644 | 92943.4176 | 128902.9561 | 168905.8365 | 166725.9639 | 149132.5863
Region | Technology | 2021-22 | 2022-23 | 2023-24 | 2024-25 | 2025-26 | 2026-27 | 2027-28 | 2028-29 | 2029-30 | 2030-31 | 2031-32 | 2032-33 | 2033-34 | 2034-35 | 2035-36 | 2036-37 | 2037-38 | 2038-39 | 2039-40 | 2040-41 | 2041-42 | 2042-43 | 2043-44 | 2044-45 | 2045-46 | 2046-47 | 2047-48 | 2048-49 | 2049-50
QLD1 | Black Coal | 623709.6259 | 568036.9875 | 553291.0152 | 355154.2425 | 311921.736 | 299001.6953 | 257913.6533 | 259561.6217 | 242564.4284 | 221714.2431 | 201167.5412 | 194405.4059 | 150684.7713 | 127936.0069 | 118495.4151 | 96484.93 | 92862.1367 | 88249.1828 | 78697.1228 | 72831.6445 | 53690.4113 | 39524.0249 | 26323.2491 | 22131.3198 | 19795.0046 | 18724.9397 | 18199.1389 | 16213.2649 | 15772.7699
QLD1 | Brown Coal | 0 | 0 | 0 | 0 | 0 | 0 | 0 | 0 | 0 | 0 | 0 | 0 | 0 | 0 | 0 | 0 | 0 | 0 | 0 | 0 | 0 | 0 | 0 | 0 | 0 | 0 | 0 | 0 | 0
QLD1 | CCGT | 82197.7018 | 78216.5438 | 80839.0631 | 128700.4639 | 137940.3623 | 122069.4977 | 130347.0062 | 122936.8082 | 128630.4984 | 124068.0203 | 133487.4611 | 131025.6207 | 150442.8672 | 122383.837 | 112011.7738 | 85774.0907 | 89693.3098 | 81011.4242 | 66166.8752 | 70413.5741 | 73296.408 | 78989.8532 | 66980.678 | 62210.3243 | 29563.7407 | 21240.0926 | 20300.5025 | 19298.2243 | 18387.1002
QLD1 | Gas - Steam | 2069.959 | 1990.2572 | 3745.5605 | 3645.1198 | 3556.244 | 3380.971 | 4911.944 | 5574.945 | 6554.551 | 4584.5475 | 3927.6162 | 4262.7475 | 6501.3645 | 5005.29 | 4292.602 | 4708.011 | 5229.6035 | 4455.7675 | 3751.3442 | 4094.106 | 5025.6055 | 5384.037 | 4239.698 | 4074.6668 | 3390.5185 | 0 | 0 | 0 | 0
QLD1 | OCGT / Diesel | 0.0052484 | 0.0051104 | 0.0050987 | 10991.1313 | 5064.7118 | 5084.5586 | 8411.3749 | 14494.9965 | 10493.4504 | 14464.9796 | 25270.5783 | 34001.1365 | 36391.9124 | 24052.6625 | 29096.7728 | 36330.8323 | 54584.9115 | 30851.8575 | 64596.3581 | 78676.227 | 91749.4467 | 110515.2328 | 79948.0942 | 90500.4982 | 94249.8566 | 165600.3467 | 120308.9541 | 119325.2703 | 104746.2759
QLD1 | Hydro | 0 | 0 | 0 | 0 | 0 | 0 | 0 | 0 | 0 | 0 | 0 | 0 | 0 | 0 | 0 | 0 | 0 | 0 | 0 | 0 | 0 | 0 | 0 | 0 | 0 | 0 | 0 | 0 | 0
QLD1 | Wind | 0 | 0 | 0 | 0 | 0 | 0 | 0 | 0 | 0 | 0 | 0 | 0 | 0 | 0 | 0 | 0 | 0 | 0 | 0 | 0 | 0 | 0 | 0 | 0 | 0 | 0 | 0 | 0 | 0
QLD1 | Solar PV | 0 | 0 | 0 | 0 | 0 | 0 | 0 | 0 | 0 | 0 | 0 | 0 | 0 | 0 | 0 | 0 | 0 | 0 | 0 | 0 | 0 | 0 | 0 | 0 | 0 | 0 | 0 | 0 | 0
QLD1 | Grid Battery | 0 | 0 | 0 | 0 | 0 | 0 | 0 | 0 | 0 | 0 | 0 | 0 | 0 | 0 | 0 | 0 | 0 | 0 | 0 | 0 | 0 | 0 | 0 | 0 | 0 | 0 | 0 | 0 | 0
QLD1 | Pumped Hydro | 0 | 0 | 0 | 0 | 0 | 0 | 0 | 0 | 0 | 0 | 0 | 0 | 0 | 0 | 0 | 0 | 0 | 0 | 0 | 0 | 0 | 0 | 0 | 0 | 0 | 0 | 0 | 0 | 0
QLD1 | VPP | 0 | 0 | 0 | 0 | 0 | 0 | 0 | 0 | 0 | 0 | 0 | 0 | 0 | 0 | 0 | 0 | 0 | 0 | 0 | 0 | 0 | 0 | 0 | 0 | 0 | 0 | 0 | 0 | 0
Total excluding storage |  | 707977.292 | 648243.7936 | 637875.6439 | 498490.9575 | 458483.0542 | 429536.7226 | 401583.9784 | 402568.3715 | 388242.9282 | 364831.7904 | 363853.1969 | 363694.9106 | 344020.9154 | 279377.7963 | 263896.5637 | 223297.8639 | 242369.9615 | 204568.2319 | 213211.7003 | 226015.5516 | 223761.8714 | 234413.148 | 177491.7193 | 178916.8091 | 146999.1204 | 205565.3789 | 158808.5954 | 154836.7595 | 138906.146
Region | Technology | 2021-22 | 2022-23 | 2023-24 | 2024-25 | 2025-26 | 2026-27 | 2027-28 | 2028-29 | 2029-30 | 2030-31 | 2031-32 | 2032-33 | 2033-34 | 2034-35 | 2035-36 | 2036-37 | 2037-38 | 2038-39 | 2039-40 | 2040-41 | 2041-42 | 2042-43 | 2043-44 | 2044-45 | 2045-46 | 2046-47 | 2047-48 | 2048-49 | 2049-50
VIC1 | Black Coal | 0 | 0 | 0 | 0 | 0 | 0 | 0 | 0 | 0 | 0 | 0 | 0 | 0 | 0 | 0 | 0 | 0 | 0 | 0 | 0 | 0 | 0 | 0 | 0 | 0 | 0 | 0 | 0 | 0
VIC1 | Brown Coal | 205750.6249 | 171485.2421 | 170467.929 | 79997.3194 | 73159.3732 | 53150.5256 | 0.020512 | 0.012846 | 0.011828 | 0.010273 | 0.0086749 | 0.0079116 | 0.0078598 | 0.0069972 | 0.0066958 | 0.0060524 | 0.0051516 | 0.005123 | 0.0042423 | 0.0037426 | 0.0041846 | 0.0044045 | 0.0043177 | 0.0038555 | 0.002862 | 0.0030723 | 0.0010003 | 0 | 0
VIC1 | CCGT | 0.0019353 | 0.0018685 | 0.0019393 | 0.0033581 | 0.0032786 | 0.0031394 | 0.0032676 | 0.0033283 | 0.0032523 | 0.0031166 | 0.003043 | 0.0044268 | 0.0043292 | 0.0041455 | 0.0039279 | 0.0037545 | 0.0054496 | 0.005289 | 0.0050145 | 0.0047247 | 0.0068658 | 0.0068756 | 0.010023 | 0.0090988 | 0.0088444 | 0.0089684 | 0.0084564 | 0.0084995 | 0.015709
VIC1 | Gas - Steam | 1062.0002 | 556.5074 | 886.8441 | 7187.515 | 6272.392 | 5941.466 | 7341.62 | 9973.409 | 5969.2725 | 9098.097 | 13641.495 | 29249.452 | 26038.378 | 40303.612 | 25654.948 | 19628.94 | 35604.46 | 49659.012 | 0 | 0 | 0 | 0 | 0 | 0 | 0 | 0 | 0 | 0 | 0
VIC1 | OCGT / Diesel | 1123.9866 | 30.6381 | 1018.3748 | 4940.215 | 2898.229 | 7711.0195 | 5002.2055 | 6648.3878 | 4287.6392 | 6654.8666 | 8213.5377 | 21211.3706 | 12372.2652 | 27470.0666 | 31886.3646 | 27791.9207 | 55332.5209 | 49053.8376 | 112094.6338 | 118662.0095 | 166893.5778 | 208267.444 | 260362.8585 | 188368.1916 | 194568.1315 | 260976.3962 | 264879.5009 | 320345.5185 | 382156.7776
VIC1 | Hydro | 0 | 0 | 0 | 0 | 0 | 0 | 0 | 0 | 0 | 0 | 0 | 0 | 0 | 0 | 0 | 0 | 0 | 0 | 0 | 0 | 0 | 0 | 0 | 0 | 0 | 0 | 0 | 0 | 0
VIC1 | Wind | 0 | 0 | 0 | 0 | 0 | 0 | 0 | 0 | 0 | 0 | 0 | 0 | 0 | 0 | 0 | 0 | 0 | 0 | 0 | 0 | 0 | 0 | 0 | 0 | 0 | 0 | 0 | 0 | 0
VIC1 | Solar PV | 0 | 0 | 0 | 0 | 0 | 0 | 0 | 0 | 0 | 0 | 0 | 0 | 0 | 0 | 0 | 0 | 0 | 0 | 0 | 0 | 0 | 0 | 0 | 0 | 0 | 0 | 0 | 0 | 0
VIC1 | Grid Battery | 0 | 0 | 0 | 0 | 0 | 0 | 0 | 0 | 0 | 0 | 0 | 0 | 0 | 0 | 0 | 0 | 0 | 0 | 0 | 0 | 0 | 0 | 0 | 0 | 0 | 0 | 0 | 0 | 0
VIC1 | Pumped Hydro | 0 | 0 | 0 | 0 | 0 | 0 | 0 | 0 | 0 | 0 | 0 | 0 | 0 | 0 | 0 | 0 | 0 | 0 | 0 | 0 | 0 | 0 | 0 | 0 | 0 | 0 | 0 | 0 | 0
VIC1 | VPP | 0 | 0 | 0 | 0 | 0 | 0 | 0 | 0 | 0 | 0 | 0 | 0 | 0 | 0 | 0 | 0 | 0 | 0 | 0 | 0 | 0 | 0 | 0 | 0 | 0 | 0 | 0 | 0 | 0
Total excluding storage |  | 207936.6136 | 172072.3895 | 172373.1498 | 92125.0528 | 82329.9974 | 66803.0142 | 12343.8493 | 16621.813 | 10256.9267 | 15752.977 | 21855.0444 | 50460.835 | 38410.6554 | 67773.6897 | 57541.3232 | 47420.8705 | 90936.9915 | 98712.86 | 112094.643 | 118662.018 | 166893.5889 | 208267.4552 | 260362.8729 | 188368.2045 | 194568.1432 | 260976.4083 | 264879.5103 | 320345.527 | 382156.7933
Region | Technology | 2021-22 | 2022-23 | 2023-24 | 2024-25 | 2025-26 | 2026-27 | 2027-28 | 2028-29 | 2029-30 | 2030-31 | 2031-32 | 2032-33 | 2033-34 | 2034-35 | 2035-36 | 2036-37 | 2037-38 | 2038-39 | 2039-40 | 2040-41 | 2041-42 | 2042-43 | 2043-44 | 2044-45 | 2045-46 | 2046-47 | 2047-48 | 2048-49 | 2049-50
SA1 | Black Coal | 0 | 0 | 0 | 0 | 0 | 0 | 0 | 0 | 0 | 0 | 0 | 0 | 0 | 0 | 0 | 0 | 0 | 0 | 0 | 0 | 0 | 0 | 0 | 0 | 0 | 0 | 0 | 0 | 0
SA1 | Brown Coal | 0 | 0 | 0 | 0 | 0 | 0 | 0 | 0 | 0 | 0 | 0 | 0 | 0 | 0 | 0 | 0 | 0 | 0 | 0 | 0 | 0 | 0 | 0 | 0 | 0 | 0 | 0 | 0 | 0
SA1 | CCGT | 89390.934 | 82410.7759 | 31995.7543 | 52738.3346 | 63848.5506 | 56231.7345 | 37230.6304 | 28205.2423 | 37508.8663 | 39909.1423 | 41486.2622 | 47176.027 | 52685.9149 | 53263.3468 | 42776.9951 | 40518.6229 | 0.0041729 | 0.0040105 | 0.0038053 | 0.0035703 | 0.0040415 | 0.0039877 | 0.0038266 | 0.0034756 | 0.003375 | 0.0033145 | 0.0031171 | 0.0029502 | 0.0027781
SA1 | Gas - Steam | 80170.812 | 75679.035 | 67778.385 | 12725.09 | 12669.315 | 13380.374 | 9117.1419 | 9486.8079 | 6011.5437 | 9093.4767 | 14144.2911 | 23952.883 | 26458.9771 | 45773.5104 | 0 | 0 | 0 | 0 | 0 | 0 | 0 | 0 | 0 | 0 | 0 | 0 | 0 | 0 | 0
SA1 | OCGT / Diesel | 3958.4909 | 1772.4326 | 6100.8617 | 10576.2849 | 12543.1325 | 10206.5083 | 5348.3411 | 5928.5451 | 4780.6939 | 7366.7641 | 9621.5365 | 15523.476 | 15200.1147 | 20103.7863 | 21975.9686 | 17229.3618 | 44981.3154 | 41193.1849 | 49065.9953 | 48957.3792 | 45635.678 | 51602.1368 | 69541.9577 | 32045.8491 | 30904.69 | 29951.1887 | 26468.2669 | 33126.0949 | 28736.3416
SA1 | Hydro | 0 | 0 | 0 | 0 | 0 | 0 | 0 | 0 | 0 | 0 | 0 | 0 | 0 | 0 | 0 | 0 | 0 | 0 | 0 | 0 | 0 | 0 | 0 | 0 | 0 | 0 | 0 | 0 | 0
SA1 | Wind | 0 | 0 | 0 | 0 | 0 | 0 | 0 | 0 | 0 | 0 | 0 | 0 | 0 | 0 | 0 | 0 | 0 | 0 | 0 | 0 | 0 | 0 | 0 | 0 | 0 | 0 | 0 | 0 | 0
SA1 | Solar PV | 0 | 0 | 0 | 0 | 0 | 0 | 0 | 0 | 0 | 0 | 0 | 0 | 0 | 0 | 0 | 0 | 0 | 0 | 0 | 0 | 0 | 0 | 0 | 0 | 0 | 0 | 0 | 0 | 0
SA1 | Grid Battery | 0 | 0 | 0 | 0 | 0 | 0 | 0 | 0 | 0 | 0 | 0 | 0 | 0 | 0 | 0 | 0 | 0 | 0 | 0 | 0 | 0 | 0 | 0 | 0 | 0 | 0 | 0 | 0 | 0
SA1 | Pumped Hydro | 0 | 0 | 0 | 0 | 0 | 0 | 0 | 0 | 0 | 0 | 0 | 0 | 0 | 0 | 0 | 0 | 0 | 0 | 0 | 0 | 0 | 0 | 0 | 0 | 0 | 0 | 0 | 0 | 0
SA1 | VPP | 0 | 0 | 0 | 0 | 0 | 0 | 0 | 0 | 0 | 0 | 0 | 0 | 0 | 0 | 0 | 0 | 0 | 0 | 0 | 0 | 0 | 0 | 0 | 0 | 0 | 0 | 0 | 0 | 0
Total excluding storage |  | 173520.2369 | 159862.2435 | 105875.001 | 76039.7096 | 89060.9981 | 79818.6168 | 51696.1133 | 43620.5952 | 48301.104 | 56369.3831 | 65252.0899 | 86652.386 | 94345.0067 | 119140.6435 | 64752.9637 | 57747.9848 | 44981.3196 | 41193.1889 | 49065.9991 | 48957.3827 | 45635.682 | 51602.1408 | 69541.9615 | 32045.8526 | 30904.6934 | 29951.192 | 26468.27 | 33126.0979 | 28736.3444
Region | Technology | 2021-22 | 2022-23 | 2023-24 | 2024-25 | 2025-26 | 2026-27 | 2027-28 | 2028-29 | 2029-30 | 2030-31 | 2031-32 | 2032-33 | 2033-34 | 2034-35 | 2035-36 | 2036-37 | 2037-38 | 2038-39 | 2039-40 | 2040-41 | 2041-42 | 2042-43 | 2043-44 | 2044-45 | 2045-46 | 2046-47 | 2047-48 | 2048-49 | 2049-50
TAS1 | Black Coal | 0 | 0 | 0 | 0 | 0 | 0 | 0 | 0 | 0 | 0 | 0 | 0 | 0 | 0 | 0 | 0 | 0 | 0 | 0 | 0 | 0 | 0 | 0 | 0 | 0 | 0 | 0 | 0 | 0
TAS1 | Brown Coal | 0 | 0 | 0 | 0 | 0 | 0 | 0 | 0 | 0 | 0 | 0 | 0 | 0 | 0 | 0 | 0 | 0 | 0 | 0 | 0 | 0 | 0 | 0 | 0 | 0 | 0 | 0 | 0 | 0
TAS1 | CCGT | 0.0018413 | 0.0017479 | 0.0018199 | 0.0017605 | 0.0016767 | 0.0016391 | 0.0016836 | 0.0016821 | 0.0017974 | 0.0017477 | 0.0016652 | 0.0017292 | 0.0016628 | 0.0015334 | 0.0014998 | 0.0014536 | 0.0014192 | 0.0014807 | 0.0014594 | 0.001369 | 0.0014763 | 0.0014188 | 0.001325 | 0.0013001 | 0.00131 | 0.0012968 | 0.0013302 | 0.0013022 | 0.0011676
TAS1 | Gas - Steam | 0 | 0 | 0 | 0 | 0 | 0 | 0 | 0 | 0 | 0 | 0 | 0 | 0 | 0 | 0 | 0 | 0 | 0 | 0 | 0 | 0 | 0 | 0 | 0 | 0 | 0 | 0 | 0 | 0
TAS1 | OCGT / Diesel | 0.0020804 | 0.0018953 | 0.0020152 | 0.0019912 | 0.0019021 | 0.0019306 | 0.0019446 | 0.0019527 | 0.0020464 | 0.002009 | 0.0018945 | 22.5063 | 0.0020022 | 0.0016406 | 0.001682 | 0.0016926 | 0.0016922 | 0.0016928 | 0.0017098 | 17.2796 | 49.5438 | 0.0013482 | 0.0012114 | 12.121 | 0.0012096 | 0.0012053 | 0.0012339 | 59.7495 | 0.00099165
TAS1 | Hydro | 0 | 0 | 0 | 0 | 0 | 0 | 0 | 0 | 0 | 0 | 0 | 0 | 0 | 0 | 0 | 0 | 0 | 0 | 0 | 0 | 0 | 0 | 0 | 0 | 0 | 0 | 0 | 0 | 0
TAS1 | Wind | 0 | 0 | 0 | 0 | 0 | 0 | 0 | 0 | 0 | 0 | 0 | 0 | 0 | 0 | 0 | 0 | 0 | 0 | 0 | 0 | 0 | 0 | 0 | 0 | 0 | 0 | 0 | 0 | 0
TAS1 | Solar PV | 0 | 0 | 0 | 0 | 0 | 0 | 0 | 0 | 0 | 0 | 0 | 0 | 0 | 0 | 0 | 0 | 0 | 0 | 0 | 0 | 0 | 0 | 0 | 0 | 0 | 0 | 0 | 0 | 0
TAS1 | Grid Battery | 0 | 0 | 0 | 0 | 0 | 0 | 0 | 0 | 0 | 0 | 0 | 0 | 0 | 0 | 0 | 0 | 0 | 0 | 0 | 0 | 0 | 0 | 0 | 0 | 0 | 0 | 0 | 0 | 0
TAS1 | Pumped Hydro | 0 | 0 | 0 | 0 | 0 | 0 | 0 | 0 | 0 | 0 | 0 | 0 | 0 | 0 | 0 | 0 | 0 | 0 | 0 | 0 | 0 | 0 | 0 | 0 | 0 | 0 | 0 | 0 | 0
TAS1 | VPP | 0 | 0 | 0 | 0 | 0 | 0 | 0 | 0 | 0 | 0 | 0 | 0 | 0 | 0 | 0 | 0 | 0 | 0 | 0 | 0 | 0 | 0 | 0 | 0 | 0 | 0 | 0 | 0 | 0
Total excluding storage |  | 0.0039217 | 0.0036433 | 0.0038351 | 0.0037517 | 0.0035788 | 0.0035697 | 0.0036282 | 0.0036348 | 0.0038438 | 0.0037567 | 0.0035597 | 22.508 | 0.003665 | 0.003174 | 0.0031818 | 0.0031462 | 0.0031115 | 0.0031735 | 0.0031691 | 17.281 | 49.5453 | 0.0027669 | 0.0025364 | 12.1223 | 0.0025196 | 0.0025021 | 0.002564 | 59.7508 | 0.0021592

## BaseCase_Build Cost
New generation build cost (CAPEX) by technology ($000s) - Base Case, Step Change No State Based Schemes Sensitivity
CAPEX (Install) | Real June 2020 dollars discounted to 1 July 2020. The total capital costs are annualised for modelling purposes.
Explicitly modelled generation
Region | Technology | 2021-22 | 2022-23 | 2023-24 | 2024-25 | 2025-26 | 2026-27 | 2027-28 | 2028-29 | 2029-30 | 2030-31 | 2031-32 | 2032-33 | 2033-34 | 2034-35 | 2035-36 | 2036-37 | 2037-38 | 2038-39 | 2039-40 | 2040-41 | 2041-42 | 2042-43 | 2043-44 | 2044-45 | 2045-46 | 2046-47 | 2047-48 | 2048-49 | 2049-50
NEM | Black Coal | 0 | 0 | 0 | 0 | 0 | 0 | 0 | 0 | 0 | 0 | 0 | 0 | 0 | 0 | 0 | 0 | 0 | 0 | 0 | 0 | 0 | 0 | 0 | 0 | 0 | 0 | 0 | 0 | 0
NEM | Brown Coal | 0 | 0 | 0 | 0 | 0 | 0 | 0 | 0 | 0 | 0 | 0 | 0 | 0 | 0 | 0 | 0 | 0 | 0 | 0 | 0 | 0 | 0 | 0 | 0 | 0 | 0 | 0 | 0 | 0
NEM | CCGT | 0.0029714 | 0.0028794 | 0.0030218 | 0.003796 | 0.0036222 | 0.0034563 | 0.003504 | 0.0035007 | 0.0035622 | 0.0034454 | 0.0034958 | 0.0048231 | 0.0046022 | 0.0043914 | 0.0043697 | 0.0041579 | 0.0053361 | 0.0051193 | 0.0051566 | 0.0049066 | 0.0057411 | 0.0055918 | 0.0064152 | 0.0061207 | 0.0058557 | 0.0046786 | 0.0044821 | 0.0043166 | 0.0056113
NEM | Gas - Steam | 0 | 0 | 0 | 0 | 0 | 0 | 0 | 0 | 0 | 0 | 0 | 0 | 0 | 0 | 0 | 0 | 0 | 0 | 0 | 0 | 0 | 0 | 0 | 0 | 0 | 0 | 0 | 0 | 0
NEM | OCGT / Diesel | 0.0071952 | 0.0071258 | 0.0070195 | 0.0067123 | 0.0064048 | 0.0061115 | 0.0058472 | 0.0057322 | 0.0056806 | 0.0057277 | 0.0059816 | 0.011382 | 0.01086 | 0.010363 | 8782.2054 | 8356.5342 | 62030.4735 | 59189.3831 | 89207.7773 | 84883.8995 | 115202.462 | 116415.567 | 153691.2461 | 174953.2043 | 166940.0804 | 211238.9007 | 202103.0858 | 203114.2068 | 217008.6858
NEM | Hydro | 0 | 0 | 0 | 0 | 0 | 0 | 0 | 0 | 0 | 0 | 0 | 0 | 0 | 0 | 0 | 0 | 0 | 0 | 0 | 0 | 0 | 0 | 0 | 0 | 0 | 0 | 0 | 0 | 0
NEM | Wind | 743154.5611 | 709116.9511 | 929825.5743 | 1406924.5022 | 1365081.2803 | 1353220.9451 | 1516436.6895 | 1637931.6938 | 1569769.7827 | 1617251.0479 | 1612534.5805 | 1929910.2039 | 1963858.5067 | 1876259.0601 | 1833808.0547 | 1800642.618 | 1872588.7349 | 1857043.4839 | 1795400.2439 | 1736654.8791 | 1765726.3312 | 1751939.2022 | 1703991.5016 | 1627927.9351 | 1638858.8264 | 1480821.324 | 1438530.2682 | 1307146.7999 | 1149236.2317
NEM | Solar PV | 0.0075209 | 0.012142 | 0.013123 | 0.034384 | 11149.1566 | 14254.3014 | 49607.3588 | 76944.8896 | 77532.4593 | 85634.4983 | 102824.4207 | 221705.2938 | 268135.5042 | 261838.2584 | 278841.1807 | 265325.8212 | 387613.7591 | 379490.188 | 386712.9317 | 420019.5474 | 484586.939 | 566894.4403 | 570353.7338 | 542708.8367 | 522369.1487 | 565566.2707 | 541106.2445 | 514878.9651 | 500706.349
NEM | Grid Battery | 0.0065691 | 0.0090485 | 0.0086571 | 0.011101 | 0.014492 | 0.01454 | 0.018407 | 0.043018 | 0.046913 | 0.048588 | 0.047725 | 27315.9022 | 44842.7156 | 42788.8507 | 54750.2767 | 52096.5451 | 61410.9491 | 58598.2339 | 67794.9712 | 64508.9666 | 86469.1313 | 101132.9311 | 96759.0601 | 126313.4321 | 120528.0828 | 136362.1573 | 130464.6651 | 145457.6481 | 139537.9728
NEM | Pumped Hydro | 0 | 0 | 0.024061 | 0.030962 | 0.029979 | 0.040772 | 0.052365 | 0.082761 | 0.087024 | 0.090811 | 0.089608 | 263034.4328 | 296519.3426 | 282938.3039 | 345937.2291 | 329169.7419 | 419414.5556 | 400204.7285 | 382896.3858 | 364337.4976 | 472064.386 | 513031.1296 | 490843.1836 | 467052.1475 | 445660.4461 | 433589.4741 | 414837.2787 | 394730.2245 | 376650.9775
NEM | VPP | 0 | 0 | 0 | 0 | 0 | 0 | 0 | 0 | 0 | 0 | 0 | 0 | 0 | 0 | 0 | 0 | 0 | 0 | 0 | 0 | 0 | 0 | 0 | 0 | 0 | 0 | 0 | 0 | 0
Total excluding storage |  | 743154.5788 | 709116.9733 | 929825.5974 | 1406924.5471 | 1376230.4468 | 1367475.256 | 1566044.0576 | 1714876.5926 | 1647302.2512 | 1702885.5554 | 1715359.0106 | 2151615.514 | 2231994.0264 | 2138097.3333 | 2121431.4451 | 2074324.9776 | 2322232.9728 | 2295723.0601 | 2271320.958 | 2241558.3309 | 2365515.738 | 2435249.2151 | 2428036.4879 | 2345589.9822 | 2328168.0613 | 2257626.5 | 2181739.603 | 2025139.9762 | 1866951.2721
Region | Technology | 2021-22 | 2022-23 | 2023-24 | 2024-25 | 2025-26 | 2026-27 | 2027-28 | 2028-29 | 2029-30 | 2030-31 | 2031-32 | 2032-33 | 2033-34 | 2034-35 | 2035-36 | 2036-37 | 2037-38 | 2038-39 | 2039-40 | 2040-41 | 2041-42 | 2042-43 | 2043-44 | 2044-45 | 2045-46 | 2046-47 | 2047-48 | 2048-49 | 2049-50
NSW1 | Black Coal | 0 | 0 | 0 | 0 | 0 | 0 | 0 | 0 | 0 | 0 | 0 | 0 | 0 | 0 | 0 | 0 | 0 | 0 | 0 | 0 | 0 | 0 | 0 | 0 | 0 | 0 | 0 | 0 | 0
NSW1 | Brown Coal | 0 | 0 | 0 | 0 | 0 | 0 | 0 | 0 | 0 | 0 | 0 | 0 | 0 | 0 | 0 | 0 | 0 | 0 | 0 | 0 | 0 | 0 | 0 | 0 | 0 | 0 | 0 | 0 | 0
NSW1 | CCGT | 0.00062406 | 0.00062215 | 0.00063846 | 0.00075936 | 0.00072458 | 0.00069139 | 0.00072153 | 0.00071617 | 0.0007522 | 0.00071775 | 0.000702 | 0.0012063 | 0.0011511 | 0.0010984 | 0.0010928 | 0.0010398 | 0.0014538 | 0.0013873 | 0.0013273 | 0.0012629 | 0.0014489 | 0.0013825 | 0.0015516 | 0.0014764 | 0.0014088 | 0.0011511 | 0.0010931 | 0.0010268 | 0.00093274
NSW1 | Gas - Steam | 0 | 0 | 0 | 0 | 0 | 0 | 0 | 0 | 0 | 0 | 0 | 0 | 0 | 0 | 0 | 0 | 0 | 0 | 0 | 0 | 0 | 0 | 0 | 0 | 0 | 0 | 0 | 0 | 0
NSW1 | OCGT / Diesel | 0.0014309 | 0.0014364 | 0.0014612 | 0.0014233 | 0.0013581 | 0.0012959 | 0.0012399 | 0.0011798 | 0.0011435 | 0.0011317 | 0.0011417 | 0.003473 | 0.0033139 | 0.0031621 | 0.02077 | 0.019764 | 36121.2871 | 34466.877 | 32976.2283 | 31377.8791 | 29940.7244 | 28569.3935 | 45366.7375 | 54977.0064 | 52458.9756 | 50056.2739 | 47891.4035 | 45570.1196 | 43614.0282
NSW1 | Hydro | 0 | 0 | 0 | 0 | 0 | 0 | 0 | 0 | 0 | 0 | 0 | 0 | 0 | 0 | 0 | 0 | 0 | 0 | 0 | 0 | 0 | 0 | 0 | 0 | 0 | 0 | 0 | 0 | 0
NSW1 | Wind | 169306.2913 | 161551.8083 | 386372.4283 | 558278.5898 | 532708.5795 | 509403.6679 | 495968.101 | 481000.7555 | 458970.191 | 557327.7597 | 533224.0456 | 802443.4796 | 765690.3428 | 730620.5559 | 724443.7619 | 700086.7089 | 668021.6699 | 698990.1849 | 668759.745 | 636345.1352 | 641133.4923 | 621403.6485 | 594528.7279 | 565712.0751 | 609407.7645 | 595995.169 | 591971.721 | 491739.7113 | 410219.9342
NSW1 | Solar PV | 0.0017229 | 0.0027167 | 0.0028749 | 0.0073621 | 5834.7669 | 5567.6474 | 5326.8574 | 34810.6517 | 35455.9963 | 33832.0608 | 32368.8676 | 111767.6324 | 136080.9145 | 129848.2009 | 152559.5259 | 145165.0053 | 214835.3638 | 214625.3066 | 223688.9506 | 242365.2685 | 258124.0893 | 303578.6654 | 297654.8221 | 283227.5703 | 270255.3151 | 283825.6353 | 271550.5358 | 258388.5519 | 246553.961
NSW1 | Grid Battery | 0.0012731 | 0.0017368 | 0.0016617 | 0.0023893 | 0.002442 | 0.0024233 | 0.0032564 | 0.0036471 | 0.0045776 | 0.0049682 | 0.0052028 | 14770.4909 | 14093.9798 | 13448.454 | 12866.8254 | 12243.1738 | 11682.4177 | 11147.3451 | 22396.2727 | 21310.7312 | 40039.6775 | 38205.7989 | 36553.4465 | 55623.9465 | 53076.2848 | 50645.3098 | 48454.964 | 46106.3643 | 43994.6219
NSW1 | Pumped Hydro | 0 | 0 | 0.0062698 | 0.0075514 | 0.0072055 | 0.0068755 | 0.0085419 | 0.0083409 | 0.0094812 | 0.011176 | 0.010948 | 71505.2862 | 68230.2349 | 65105.1859 | 108636.5851 | 103370.9981 | 137748.436 | 131439.3473 | 125754.7657 | 119659.4649 | 176632.6053 | 168542.5622 | 161253.3099 | 153437.4041 | 146409.7367 | 139703.9472 | 133661.9284 | 127183.3695 | 121358.177
NSW1 | VPP | 0 | 0 | 0 | 0 | 0 | 0 | 0 | 0 | 0 | 0 | 0 | 0 | 0 | 0 | 0 | 0 | 0 | 0 | 0 | 0 | 0 | 0 | 0 | 0 | 0 | 0 | 0 | 0 | 0
Total excluding storage |  | 169306.2951 | 161551.8131 | 386372.4333 | 558278.5993 | 538543.3485 | 514971.3174 | 501294.9603 | 515811.4091 | 494426.1891 | 591159.8224 | 565592.9151 | 914211.1167 | 901771.2618 | 860468.761 | 877003.3096 | 845251.735 | 918978.3223 | 948082.37 | 925424.9252 | 910088.2841 | 929198.3074 | 953551.7087 | 937550.2891 | 903916.6534 | 932122.0566 | 929877.0794 | 911413.6614 | 795698.3839 | 700387.9242
Region | Technology | 2021-22 | 2022-23 | 2023-24 | 2024-25 | 2025-26 | 2026-27 | 2027-28 | 2028-29 | 2029-30 | 2030-31 | 2031-32 | 2032-33 | 2033-34 | 2034-35 | 2035-36 | 2036-37 | 2037-38 | 2038-39 | 2039-40 | 2040-41 | 2041-42 | 2042-43 | 2043-44 | 2044-45 | 2045-46 | 2046-47 | 2047-48 | 2048-49 | 2049-50
QLD1 | Black Coal | 0 | 0 | 0 | 0 | 0 | 0 | 0 | 0 | 0 | 0 | 0 | 0 | 0 | 0 | 0 | 0 | 0 | 0 | 0 | 0 | 0 | 0 | 0 | 0 | 0 | 0 | 0 | 0 | 0
QLD1 | Brown Coal | 0 | 0 | 0 | 0 | 0 | 0 | 0 | 0 | 0 | 0 | 0 | 0 | 0 | 0 | 0 | 0 | 0 | 0 | 0 | 0 | 0 | 0 | 0 | 0 | 0 | 0 | 0 | 0 | 0
QLD1 | CCGT | 0.00066464 | 0.00065154 | 0.00066205 | 0.00088146 | 0.00084109 | 0.00080256 | 0.00078732 | 0.00081309 | 0.0008523 | 0.00084008 | 0.00095746 | 0.0011859 | 0.0011316 | 0.0010798 | 0.0010331 | 0.00098301 | 0.0010273 | 0.00098024 | 0.0011871 | 0.0011296 | 0.0010779 | 0.0011422 | 0.0010928 | 0.0010398 | 0.00099218 | 0.00074105 | 0.00070361 | 0.00065757 | 0.00054962
QLD1 | Gas - Steam | 0 | 0 | 0 | 0 | 0 | 0 | 0 | 0 | 0 | 0 | 0 | 0 | 0 | 0 | 0 | 0 | 0 | 0 | 0 | 0 | 0 | 0 | 0 | 0 | 0 | 0 | 0 | 0 | 0
QLD1 | OCGT / Diesel | 0.001452 | 0.0014555 | 0.00146 | 0.0013892 | 0.0013256 | 0.0012649 | 0.0012102 | 0.001235 | 0.0012149 | 0.0012449 | 0.0014533 | 0.0021471 | 0.0020487 | 0.0019549 | 0.0018704 | 0.0017797 | 0.0020713 | 0.0019764 | 32578.2617 | 30999.2018 | 29579.3911 | 34714.1635 | 33212.8199 | 31603.0031 | 30155.5373 | 80719.3004 | 77228.2929 | 84292.0625 | 80431.3573
QLD1 | Hydro | 0 | 0 | 0 | 0 | 0 | 0 | 0 | 0 | 0 | 0 | 0 | 0 | 0 | 0 | 0 | 0 | 0 | 0 | 0 | 0 | 0 | 0 | 0 | 0 | 0 | 0 | 0 | 0 | 0
QLD1 | Wind | 478760.3233 | 456832.3694 | 437074.9494 | 541267.5261 | 539072.7138 | 514382.3603 | 494608.4443 | 536648.4696 | 512069.1502 | 488615.6012 | 479544.1306 | 506808.7487 | 571786.2775 | 545597.5931 | 534750.6327 | 523922.8027 | 542830.3345 | 517967.8762 | 495566.4217 | 471546.4462 | 493746.312 | 528582.6527 | 505722.1227 | 487738.3251 | 478952.7467 | 342497.6621 | 327685.0721 | 327722.7184 | 334718.8114
QLD1 | Solar PV | 0.0022854 | 0.0037858 | 0.0039322 | 0.0081528 | 0.0077794 | 0.0074643 | 0.0071576 | 0.0075548 | 0.0076058 | 0.0081308 | 10680.3977 | 19529.2577 | 45787.028 | 43689.9122 | 41800.3789 | 39774.3254 | 77199.3418 | 73663.4941 | 75766.9378 | 94626.5561 | 113980.1603 | 155984.9633 | 149238.8112 | 142005.2449 | 135501.1878 | 149643.5894 | 143171.6932 | 136232.1984 | 135900.6319
QLD1 | Grid Battery | 0.0013336 | 0.0017719 | 0.0016952 | 0.0023138 | 0.0032501 | 0.0031012 | 0.0046823 | 0.026929 | 0.025696 | 0.024519 | 0.023459 | 9058.162 | 27421.2078 | 26165.2746 | 25033.6596 | 23820.2847 | 33373.7329 | 31845.165 | 30467.902 | 28991.1307 | 27663.2921 | 45020.4899 | 43073.4108 | 40985.6535 | 39108.4475 | 58671.6658 | 56134.1899 | 74729.9526 | 71307.2067
QLD1 | Pumped Hydro | 0 | 0 | 0.003525 | 0.0047068 | 0.0045272 | 0.0054678 | 0.005844 | 0.025863 | 0.024679 | 0.023548 | 0.02253 | 42190.628 | 85790.5213 | 81861.1844 | 78320.7919 | 74524.6035 | 137320.5629 | 131031.0715 | 125364.1436 | 119287.7762 | 136807.4039 | 193129.4293 | 184776.8262 | 175820.7415 | 167767.883 | 168424.8147 | 161140.6548 | 153330.2093 | 146307.4516
QLD1 | VPP | 0 | 0 | 0 | 0 | 0 | 0 | 0 | 0 | 0 | 0 | 0 | 0 | 0 | 0 | 0 | 0 | 0 | 0 | 0 | 0 | 0 | 0 | 0 | 0 | 0 | 0 | 0 | 0 | 0
Total excluding storage |  | 478760.3277 | 456832.3753 | 437074.9554 | 541267.5366 | 539072.7238 | 514382.3699 | 494608.4535 | 536648.4792 | 512069.1599 | 488615.6114 | 490224.5307 | 526338.0097 | 617573.3087 | 589287.5084 | 576551.0145 | 563697.1309 | 620029.6794 | 591631.3732 | 603911.6225 | 597172.2053 | 637305.8644 | 719281.7806 | 688173.7549 | 661346.5741 | 644609.4728 | 572860.5526 | 548085.0589 | 548246.98 | 551050.8012
Region | Technology | 2021-22 | 2022-23 | 2023-24 | 2024-25 | 2025-26 | 2026-27 | 2027-28 | 2028-29 | 2029-30 | 2030-31 | 2031-32 | 2032-33 | 2033-34 | 2034-35 | 2035-36 | 2036-37 | 2037-38 | 2038-39 | 2039-40 | 2040-41 | 2041-42 | 2042-43 | 2043-44 | 2044-45 | 2045-46 | 2046-47 | 2047-48 | 2048-49 | 2049-50
VIC1 | Black Coal | 0 | 0 | 0 | 0 | 0 | 0 | 0 | 0 | 0 | 0 | 0 | 0 | 0 | 0 | 0 | 0 | 0 | 0 | 0 | 0 | 0 | 0 | 0 | 0 | 0 | 0 | 0 | 0 | 0
VIC1 | Brown Coal | 0 | 0 | 0 | 0 | 0 | 0 | 0 | 0 | 0 | 0 | 0 | 0 | 0 | 0 | 0 | 0 | 0 | 0 | 0 | 0 | 0 | 0 | 0 | 0 | 0 | 0 | 0 | 0 | 0
VIC1 | CCGT | 0.00060108 | 0.00057355 | 0.00057486 | 0.000945 | 0.00090172 | 0.00086042 | 0.0009142 | 0.00092528 | 0.0008829 | 0.00084247 | 0.00082643 | 0.0011871 | 0.0011327 | 0.0010808 | 0.0010341 | 0.00098397 | 0.0013935 | 0.0013297 | 0.0012722 | 0.0012105 | 0.0017618 | 0.0016811 | 0.0024384 | 0.0023304 | 0.0022237 | 0.0019358 | 0.0018521 | 0.0018884 | 0.0034561
VIC1 | Gas - Steam | 0 | 0 | 0 | 0 | 0 | 0 | 0 | 0 | 0 | 0 | 0 | 0 | 0 | 0 | 0 | 0 | 0 | 0 | 0 | 0 | 0 | 0 | 0 | 0 | 0 | 0 | 0 | 0 | 0
VIC1 | OCGT / Diesel | 0.0014478 | 0.0014352 | 0.0014078 | 0.0013396 | 0.0012782 | 0.0012197 | 0.0011669 | 0.0011453 | 0.0011488 | 0.0011684 | 0.001194 | 0.002447 | 0.0023349 | 0.002228 | 5212.0827 | 4959.4544 | 13822.1061 | 13189.0325 | 12618.6236 | 12007.0022 | 45663.4372 | 43571.982 | 59889.5687 | 73888.8867 | 70504.6629 | 67275.4412 | 64365.8636 | 61246.0669 | 81507.2337
VIC1 | Hydro | 0 | 0 | 0 | 0 | 0 | 0 | 0 | 0 | 0 | 0 | 0 | 0 | 0 | 0 | 0 | 0 | 0 | 0 | 0 | 0 | 0 | 0 | 0 | 0 | 0 | 0 | 0 | 0 | 0
VIC1 | Wind | 0.030689 | 0.029339 | 0.030677 | 142021.9164 | 135517.0958 | 178878.7135 | 371807.328 | 409822.9783 | 391052.464 | 373141.6687 | 410170.814 | 390289.9414 | 406565.0598 | 390292.0302 | 373412.3943 | 385184.0137 | 478010.0353 | 456116.4459 | 436389.9875 | 443515.4952 | 437191.4569 | 417167.421 | 399125.4585 | 379779.9513 | 362385.4498 | 345787.6338 | 330832.7568 | 314797.3783 | 256426.1802
VIC1 | Solar PV | 0.00078613 | 0.0011238 | 0.0012228 | 0.0068695 | 5314.3602 | 8686.6256 | 44279.7697 | 42133.5408 | 42075.7965 | 50199.9483 | 56214.9614 | 87020.7652 | 83035.0813 | 79231.9477 | 75805.2664 | 72131.0048 | 68827.298 | 65674.9027 | 62834.5464 | 59788.9776 | 90308.312 | 86172.0534 | 93313.0433 | 88790.1844 | 89240.6638 | 105978.7434 | 101395.2969 | 96480.6932 | 92061.7284
VIC1 | Grid Battery | 0.0013207 | 0.0018455 | 0.0017657 | 0.002287 | 0.0032874 | 0.0034309 | 0.0039359 | 0.0047505 | 0.0063497 | 0.0084217 | 0.0085842 | 0.055909 | 0.053349 | 0.050905 | 0.048708 | 0.046348 | 0.044229 | 0.042204 | 0.040378 | 0.038421 | 0.040887 | 0.038786 | 0.037108 | 9791.3839 | 9342.9231 | 8915.0029 | 8529.44 | 8116.0199 | 8486.802
VIC1 | Pumped Hydro | 0 | 0 | 0.0039347 | 0.008479 | 0.0080907 | 0.01737 | 0.026853 | 0.037375 | 0.041217 | 0.04401 | 0.044141 | 149338.5026 | 142498.5711 | 135971.9189 | 158979.8363 | 151274.125 | 144345.5391 | 137734.293 | 131777.4593 | 125390.2401 | 158624.3578 | 151359.12 | 144813.0298 | 137793.98 | 131482.8053 | 125460.692 | 120034.676 | 114216.6265 | 108985.3306
VIC1 | VPP | 0 | 0 | 0 | 0 | 0 | 0 | 0 | 0 | 0 | 0 | 0 | 0 | 0 | 0 | 0 | 0 | 0 | 0 | 0 | 0 | 0 | 0 | 0 | 0 | 0 | 0 | 0 | 0 | 0
Total excluding storage |  | 0.033524 | 0.032472 | 0.033882 | 142021.9256 | 140831.4582 | 187565.3412 | 416087.0998 | 451956.5212 | 433128.2625 | 423341.619 | 466385.7774 | 477310.7102 | 489600.1445 | 469523.9812 | 454429.7444 | 462274.4739 | 560659.4408 | 534980.3824 | 511843.1587 | 515311.4762 | 573163.2078 | 546911.4581 | 552328.073 | 542459.0248 | 522130.7787 | 519041.8204 | 496593.9191 | 472524.1403 | 429995.1458
Region | Technology | 2021-22 | 2022-23 | 2023-24 | 2024-25 | 2025-26 | 2026-27 | 2027-28 | 2028-29 | 2029-30 | 2030-31 | 2031-32 | 2032-33 | 2033-34 | 2034-35 | 2035-36 | 2036-37 | 2037-38 | 2038-39 | 2039-40 | 2040-41 | 2041-42 | 2042-43 | 2043-44 | 2044-45 | 2045-46 | 2046-47 | 2047-48 | 2048-49 | 2049-50
SA1 | Black Coal | 0 | 0 | 0 | 0 | 0 | 0 | 0 | 0 | 0 | 0 | 0 | 0 | 0 | 0 | 0 | 0 | 0 | 0 | 0 | 0 | 0 | 0 | 0 | 0 | 0 | 0 | 0 | 0 | 0
SA1 | Brown Coal | 0 | 0 | 0 | 0 | 0 | 0 | 0 | 0 | 0 | 0 | 0 | 0 | 0 | 0 | 0 | 0 | 0 | 0 | 0 | 0 | 0 | 0 | 0 | 0 | 0 | 0 | 0 | 0 | 0
SA1 | CCGT | 0.00059125 | 0.00056417 | 0.00067492 | 0.00076149 | 0.00072662 | 0.00069334 | 0.00066335 | 0.0006312 | 0.00063579 | 0.00062627 | 0.00060913 | 0.00083797 | 0.00079959 | 0.00076297 | 0.00085637 | 0.00081486 | 0.0011343 | 0.0010824 | 0.0010356 | 0.00098539 | 0.0011146 | 0.0010635 | 0.0010238 | 0.00097422 | 0.0009296 | 0.00070404 | 0.00067359 | 0.00059923 | 0.00053487
SA1 | Gas - Steam | 0 | 0 | 0 | 0 | 0 | 0 | 0 | 0 | 0 | 0 | 0 | 0 | 0 | 0 | 0 | 0 | 0 | 0 | 0 | 0 | 0 | 0 | 0 | 0 | 0 | 0 | 0 | 0 | 0
SA1 | OCGT / Diesel | 0.0014491 | 0.0014356 | 0.0013864 | 0.0013192 | 0.0012588 | 0.0012011 | 0.0011492 | 0.0011172 | 0.0011153 | 0.001124 | 0.0011318 | 0.0020965 | 0.0020005 | 0.0019088 | 3570.0989 | 3397.0572 | 12087.0771 | 11533.4705 | 11034.6625 | 10499.8153 | 10018.9083 | 9560.027 | 15222.119 | 14484.3069 | 13820.9035 | 13187.8846 | 12617.5252 | 12005.9571 | 11456.0659
SA1 | Hydro | 0 | 0 | 0 | 0 | 0 | 0 | 0 | 0 | 0 | 0 | 0 | 0 | 0 | 0 | 0 | 0 | 0 | 0 | 0 | 0 | 0 | 0 | 0 | 0 | 0 | 0 | 0 | 0 | 0
SA1 | Wind | 40399.347 | 38548.9952 | 46877.0635 | 108739.3704 | 103758.9412 | 99006.6329 | 104732.6993 | 163529.9068 | 162897.8405 | 155436.88 | 148714.4329 | 191468.3761 | 182698.8322 | 174330.9474 | 167315.1129 | 159205.3929 | 152959.806 | 154611.2583 | 166596.0552 | 158521.1877 | 168152.575 | 160451.0382 | 181333.1845 | 172544.0484 | 166973.9922 | 192800.8277 | 184462.4361 | 172436.901 | 147441.8299
SA1 | Solar PV | 0.002435 | 0.0040451 | 0.0045384 | 0.011155 | 0.020883 | 0.019962 | 0.72352 | 0.68847 | 0.65707 | 1602.4794 | 3560.1923 | 3387.637 | 3232.4789 | 9068.1962 | 8676.0082 | 8255.4844 | 26751.7542 | 25526.483 | 24422.4952 | 23238.7436 | 22174.3739 | 21158.7548 | 30147.0538 | 28685.8339 | 27371.9789 | 26118.2998 | 24988.7159 | 23777.5191 | 26190.0255
SA1 | Grid Battery | 0.0013598 | 0.0019812 | 0.0018955 | 0.0022696 | 0.0031896 | 0.0033426 | 0.0040055 | 0.0048886 | 0.0073604 | 0.0077271 | 0.0074331 | 3487.19 | 3327.4714 | 3175.0681 | 16849.7399 | 16033.0374 | 16354.7511 | 15605.6786 | 14930.7527 | 14207.063 | 18766.1179 | 17906.6008 | 17132.163 | 19912.4456 | 19000.4248 | 18130.1762 | 17346.0688 | 16505.3089 | 15749.3395
SA1 | Pumped Hydro | 0 | 0 | 0.0043587 | 0.0044304 | 0.0042275 | 0.0048523 | 0.0047838 | 0.0046492 | 0.005391 | 0.0057083 | 0.0055052 | 0.0088011 | 0.008398 | 0.0080133 | 0.0094297 | 0.0089727 | 0.011018 | 0.010513 | 0.010058 | 0.0095707 | 0.012415 | 0.011846 | 0.011334 | 0.015656 | 0.014939 | 0.014255 | 0.013638 | 0.012977 | 0.012383
SA1 | VPP | 0 | 0 | 0 | 0 | 0 | 0 | 0 | 0 | 0 | 0 | 0 | 0 | 0 | 0 | 0 | 0 | 0 | 0 | 0 | 0 | 0 | 0 | 0 | 0 | 0 | 0 | 0 | 0 | 0
Total excluding storage |  | 40399.3514 | 38549.0012 | 46877.0701 | 108739.3837 | 103758.9641 | 99006.6547 | 104733.4247 | 163530.597 | 162898.4993 | 157039.3611 | 152274.627 | 194856.016 | 185931.314 | 183399.1463 | 179561.2209 | 170857.9352 | 191798.6385 | 191671.2129 | 202053.2139 | 192259.7476 | 200345.8583 | 191169.821 | 226702.3583 | 215714.1902 | 208166.8756 | 232107.0127 | 222068.6779 | 208220.3778 | 185087.9218
Region | Technology | 2021-22 | 2022-23 | 2023-24 | 2024-25 | 2025-26 | 2026-27 | 2027-28 | 2028-29 | 2029-30 | 2030-31 | 2031-32 | 2032-33 | 2033-34 | 2034-35 | 2035-36 | 2036-37 | 2037-38 | 2038-39 | 2039-40 | 2040-41 | 2041-42 | 2042-43 | 2043-44 | 2044-45 | 2045-46 | 2046-47 | 2047-48 | 2048-49 | 2049-50
TAS1 | Black Coal | 0 | 0 | 0 | 0 | 0 | 0 | 0 | 0 | 0 | 0 | 0 | 0 | 0 | 0 | 0 | 0 | 0 | 0 | 0 | 0 | 0 | 0 | 0 | 0 | 0 | 0 | 0 | 0 | 0
TAS1 | Brown Coal | 0 | 0 | 0 | 0 | 0 | 0 | 0 | 0 | 0 | 0 | 0 | 0 | 0 | 0 | 0 | 0 | 0 | 0 | 0 | 0 | 0 | 0 | 0 | 0 | 0 | 0 | 0 | 0 | 0
TAS1 | CCGT | 0.00049041 | 0.00046795 | 0.00047156 | 0.0004487 | 0.00042815 | 0.00040854 | 0.00041763 | 0.00041497 | 0.00043899 | 0.00041888 | 0.00040076 | 0.00040574 | 0.00038716 | 0.00036942 | 0.00035345 | 0.00033632 | 0.0003271 | 0.00033971 | 0.00033438 | 0.00031818 | 0.00033802 | 0.00032254 | 0.00030859 | 0.00029978 | 0.00030146 | 0.00014656 | 0.00015969 | 0.0001446 | 0.00013797
TAS1 | Gas - Steam | 0 | 0 | 0 | 0 | 0 | 0 | 0 | 0 | 0 | 0 | 0 | 0 | 0 | 0 | 0 | 0 | 0 | 0 | 0 | 0 | 0 | 0 | 0 | 0 | 0 | 0 | 0 | 0 | 0
TAS1 | OCGT / Diesel | 0.0014155 | 0.001363 | 0.0013041 | 0.0012409 | 0.0011841 | 0.0011298 | 0.001081 | 0.0010549 | 0.0010581 | 0.0010586 | 0.0010609 | 0.0012181 | 0.0011623 | 0.0011091 | 0.001072 | 0.0010559 | 0.0010776 | 0.0010555 | 0.0012152 | 0.0011563 | 0.0011189 | 0.0010734 | 0.0010566 | 0.0010936 | 0.0010696 | 0.00062063 | 0.00064078 | 0.00068274 | 0.00067252
TAS1 | Hydro | 0 | 0 | 0 | 0 | 0 | 0 | 0 | 0 | 0 | 0 | 0 | 0 | 0 | 0 | 0 | 0 | 0 | 0 | 0 | 0 | 0 | 0 | 0 | 0 | 0 | 0 | 0 | 0 | 0
TAS1 | Wind | 54688.5689 | 52183.7489 | 59501.1024 | 56617.0995 | 54023.9499 | 51549.5705 | 49320.1168 | 46929.5836 | 44780.137 | 42729.1383 | 40881.1572 | 38899.6582 | 37117.9944 | 35417.9336 | 33886.1529 | 32243.6998 | 30766.8891 | 29357.7186 | 28088.0345 | 26726.6148 | 25502.495 | 24334.4418 | 23282.008 | 22153.5352 | 21138.8731 | 3740.0314 | 3578.2822 | 450.0908 | 429.476
TAS1 | Solar PV | 0.00029158 | 0.00047079 | 0.00055434 | 0.00084449 | 0.00080581 | 0.00089768 | 0.0010277 | 0.0010809 | 0.0018094 | 0.0017265 | 0.0016519 | 0.0015718 | 0.0014998 | 0.0014311 | 0.0013692 | 0.0013028 | 0.0012432 | 0.0016014 | 0.0016616 | 0.0015811 | 0.0035997 | 0.0034348 | 0.0032862 | 0.003127 | 0.0029837 | 0.0027568 | 0.0026968 | 0.002534 | 0.0023198
TAS1 | Grid Battery | 0.001282 | 0.001713 | 0.0016389 | 0.0018415 | 0.0023231 | 0.0022419 | 0.0025273 | 0.0028021 | 0.0029291 | 0.0029523 | 0.0030459 | 0.0033755 | 0.0032209 | 0.0030734 | 0.0030145 | 0.0029185 | 0.0031211 | 0.0029818 | 0.0033734 | 0.0032099 | 0.0028788 | 0.0026662 | 0.0027254 | 0.0026519 | 0.002599 | 0.0025846 | 0.0024505 | 0.0024976 | 0.0026161
TAS1 | Pumped Hydro | 0 | 0 | 0.005973 | 0.0057939 | 0.0059284 | 0.0062064 | 0.0063426 | 0.0065321 | 0.0062563 | 0.006369 | 0.0064846 | 0.0072732 | 0.00694 | 0.0066222 | 0.0063358 | 0.0063589 | 0.006535 | 0.0062357 | 0.0070777 | 0.0067346 | 0.0065084 | 0.0062261 | 0.0063195 | 0.0062218 | 0.0061192 | 0.0059891 | 0.0057486 | 0.0061396 | 0.0059932
TAS1 | VPP | 0 | 0 | 0 | 0 | 0 | 0 | 0 | 0 | 0 | 0 | 0 | 0 | 0 | 0 | 0 | 0 | 0 | 0 | 0 | 0 | 0 | 0 | 0 | 0 | 0 | 0 | 0 | 0 | 0
Total excluding storage |  | 54688.5711 | 52183.7512 | 59501.1048 | 56617.102 | 54023.9523 | 51549.5729 | 49320.1194 | 46929.5862 | 44780.1403 | 42729.1416 | 40881.1604 | 38899.6614 | 37117.9975 | 35417.9365 | 33886.1556 | 32243.7025 | 30766.8918 | 29357.7216 | 28088.0377 | 26726.6178 | 25502.5001 | 24334.4466 | 23282.0127 | 22153.5397 | 21138.8775 | 3740.0349 | 3578.2857 | 450.0942 | 429.4791

## BaseCase_REHAB Cost
Rehabilition cost by technology ($000s) - Base Case, Step Change No State Based Schemes Sensitivity
REHAB | Real June 2020 dollars discounted to 1 July 2020
Explicitly modelled generation
Region | Technology | 2021-22 | 2022-23 | 2023-24 | 2024-25 | 2025-26 | 2026-27 | 2027-28 | 2028-29 | 2029-30 | 2030-31 | 2031-32 | 2032-33 | 2033-34 | 2034-35 | 2035-36 | 2036-37 | 2037-38 | 2038-39 | 2039-40 | 2040-41 | 2041-42 | 2042-43 | 2043-44 | 2044-45 | 2045-46 | 2046-47 | 2047-48 | 2048-49 | 2049-50
NEM | Black Coal | 0 | 0 | 0 | 211867.2221 | 79432.7095 | 4534.4745 | 2657.963 | 0 | 9189.1856 | 167.252 | 7.9919e-05 | 2.9516e-05 | 32426.8589 | 0 | 0 | 1113.2021 | 0 | 8.9717e-05 | 0 | 5326.3094 | 13536.7206 | 0 | 1250.5478 | 0.00040248 | 7.7273e-06 | 0 | 0.0032022 | 0 | 0
NEM | Brown Coal | 0 | 0 | 0 | 160891.8185 | 12188.5064 | 31056.817 | 114049.6948 | 0.015243 | 0 | 7.7073e-05 | 1.4882e-05 | 0 | 0 | 0 | 0 | 1.1029e-05 | 0 | 0.00046005 | 0 | 0 | 0 | 0 | 0 | 0 | 0.00026898 | 0 | 6.9192e-06 | 0 | 0
NEM | CCGT | 0 | 0 | 0 | 0 | 0 | 0 | 0 | 0 | 0 | 0 | 0 | 0 | 0 | 0 | 0 | 0 | 0 | 0 | 0 | 0 | 0 | 0 | 0 | 0 | 0 | 0 | 0 | 0 | 0
NEM | Gas - Steam | 0 | 0 | 0 | 0 | 0 | 0 | 0 | 0 | 0 | 0 | 0 | 0 | 0 | 0 | 0 | 0 | 0 | 0 | 0 | 0 | 0 | 0 | 0 | 0 | 0 | 0 | 0 | 0 | 0
NEM | OCGT / Diesel | 0 | 0 | 0 | 0 | 0 | 0 | 0 | 0 | 0 | 0 | 0 | 0 | 0 | 0 | 0 | 0 | 0 | 0 | 0 | 0 | 0 | 0 | 0 | 0 | 0 | 0 | 0 | 0 | 0
NEM | Hydro | 0 | 0 | 0 | 0 | 0 | 0 | 0 | 0 | 0 | 0 | 0 | 0 | 0 | 0 | 0 | 0 | 0 | 0 | 0 | 0 | 0 | 0 | 0 | 0 | 0 | 0 | 0 | 0 | 0
NEM | Wind | 0 | 0 | 0 | 0 | 0 | 0 | 0 | 0 | 0 | 0 | 0 | 0 | 0 | 0 | 0 | 0 | 0 | 0 | 0 | 0 | 0 | 0 | 0 | 0 | 0 | 0 | 0 | 0 | 0
NEM | Solar PV | 0 | 0 | 0 | 0 | 0 | 0 | 0 | 0 | 0 | 0 | 0 | 0 | 0 | 0 | 0 | 0 | 0 | 0 | 0 | 0 | 0 | 0 | 0 | 0 | 0 | 0 | 0 | 0 | 0
NEM | Grid Battery | 0 | 0 | 0 | 0 | 0 | 0 | 0 | 0 | 0 | 0 | 0 | 0 | 0 | 0 | 0 | 0 | 0 | 0 | 0 | 0 | 0 | 0 | 0 | 0 | 0 | 0 | 0 | 0 | 0
NEM | Pumped Hydro | 0 | 0 | 0 | 0 | 0 | 0 | 0 | 0 | 0 | 0 | 0 | 0 | 0 | 0 | 0 | 0 | 0 | 0 | 0 | 0 | 0 | 0 | 0 | 0 | 0 | 0 | 0 | 0 | 0
NEM | VPP | 0 | 0 | 0 | 0 | 0 | 0 | 0 | 0 | 0 | 0 | 0 | 0 | 0 | 0 | 0 | 0 | 0 | 0 | 0 | 0 | 0 | 0 | 0 | 0 | 0 | 0 | 0 | 0 | 0
Total excluding storage |  | 0 | 0 | 0 | 372759.0407 | 91621.2159 | 35591.2915 | 116707.6578 | 0.015243 | 9189.1856 | 167.2521 | 9.4802e-05 | 2.9516e-05 | 32426.8589 | 0 | 0 | 1113.2022 | 0 | 0.00054976 | 0 | 5326.3094 | 13536.7206 | 0 | 1250.5478 | 0.00040248 | 0.0002767 | 0 | 0.0032091 | 0 | 0
Region | Technology | 2021-22 | 2022-23 | 2023-24 | 2024-25 | 2025-26 | 2026-27 | 2027-28 | 2028-29 | 2029-30 | 2030-31 | 2031-32 | 2032-33 | 2033-34 | 2034-35 | 2035-36 | 2036-37 | 2037-38 | 2038-39 | 2039-40 | 2040-41 | 2041-42 | 2042-43 | 2043-44 | 2044-45 | 2045-46 | 2046-47 | 2047-48 | 2048-49 | 2049-50
NSW1 | Black Coal | 0 | 0 | 0 | 24397.8791 | 78870.3437 | 0 | 0 | 0 | 0 | 0 | 5.6372e-05 | 0 | 0 | 0 | 0 | 0 | 0 | 0 | 0 | 0 | 1828.2079 | 0 | 0 | 0 | 0 | 0 | 0 | 0 | 0
NSW1 | Brown Coal | 0 | 0 | 0 | 0 | 0 | 0 | 0 | 0 | 0 | 0 | 0 | 0 | 0 | 0 | 0 | 0 | 0 | 0 | 0 | 0 | 0 | 0 | 0 | 0 | 0 | 0 | 0 | 0 | 0
NSW1 | CCGT | 0 | 0 | 0 | 0 | 0 | 0 | 0 | 0 | 0 | 0 | 0 | 0 | 0 | 0 | 0 | 0 | 0 | 0 | 0 | 0 | 0 | 0 | 0 | 0 | 0 | 0 | 0 | 0 | 0
NSW1 | Gas - Steam | 0 | 0 | 0 | 0 | 0 | 0 | 0 | 0 | 0 | 0 | 0 | 0 | 0 | 0 | 0 | 0 | 0 | 0 | 0 | 0 | 0 | 0 | 0 | 0 | 0 | 0 | 0 | 0 | 0
NSW1 | OCGT / Diesel | 0 | 0 | 0 | 0 | 0 | 0 | 0 | 0 | 0 | 0 | 0 | 0 | 0 | 0 | 0 | 0 | 0 | 0 | 0 | 0 | 0 | 0 | 0 | 0 | 0 | 0 | 0 | 0 | 0
NSW1 | Hydro | 0 | 0 | 0 | 0 | 0 | 0 | 0 | 0 | 0 | 0 | 0 | 0 | 0 | 0 | 0 | 0 | 0 | 0 | 0 | 0 | 0 | 0 | 0 | 0 | 0 | 0 | 0 | 0 | 0
NSW1 | Wind | 0 | 0 | 0 | 0 | 0 | 0 | 0 | 0 | 0 | 0 | 0 | 0 | 0 | 0 | 0 | 0 | 0 | 0 | 0 | 0 | 0 | 0 | 0 | 0 | 0 | 0 | 0 | 0 | 0
NSW1 | Solar PV | 0 | 0 | 0 | 0 | 0 | 0 | 0 | 0 | 0 | 0 | 0 | 0 | 0 | 0 | 0 | 0 | 0 | 0 | 0 | 0 | 0 | 0 | 0 | 0 | 0 | 0 | 0 | 0 | 0
NSW1 | Grid Battery | 0 | 0 | 0 | 0 | 0 | 0 | 0 | 0 | 0 | 0 | 0 | 0 | 0 | 0 | 0 | 0 | 0 | 0 | 0 | 0 | 0 | 0 | 0 | 0 | 0 | 0 | 0 | 0 | 0
NSW1 | Pumped Hydro | 0 | 0 | 0 | 0 | 0 | 0 | 0 | 0 | 0 | 0 | 0 | 0 | 0 | 0 | 0 | 0 | 0 | 0 | 0 | 0 | 0 | 0 | 0 | 0 | 0 | 0 | 0 | 0 | 0
NSW1 | VPP | 0 | 0 | 0 | 0 | 0 | 0 | 0 | 0 | 0 | 0 | 0 | 0 | 0 | 0 | 0 | 0 | 0 | 0 | 0 | 0 | 0 | 0 | 0 | 0 | 0 | 0 | 0 | 0 | 0
Total excluding storage |  | 0 | 0 | 0 | 24397.8791 | 78870.3437 | 0 | 0 | 0 | 0 | 0 | 5.6372e-05 | 0 | 0 | 0 | 0 | 0 | 0 | 0 | 0 | 0 | 1828.2079 | 0 | 0 | 0 | 0 | 0 | 0 | 0 | 0
Region | Technology | 2021-22 | 2022-23 | 2023-24 | 2024-25 | 2025-26 | 2026-27 | 2027-28 | 2028-29 | 2029-30 | 2030-31 | 2031-32 | 2032-33 | 2033-34 | 2034-35 | 2035-36 | 2036-37 | 2037-38 | 2038-39 | 2039-40 | 2040-41 | 2041-42 | 2042-43 | 2043-44 | 2044-45 | 2045-46 | 2046-47 | 2047-48 | 2048-49 | 2049-50
QLD1 | Black Coal | 0 | 0 | 0 | 187469.343 | 562.3658 | 4534.4745 | 2657.963 | 0 | 9189.1856 | 167.252 | 2.3547e-05 | 2.9516e-05 | 32426.8589 | 0 | 0 | 1113.2021 | 0 | 8.9717e-05 | 0 | 5326.3094 | 11708.5127 | 0 | 1250.5478 | 0.00040248 | 7.7273e-06 | 0 | 0.0032022 | 0 | 0
QLD1 | Brown Coal | 0 | 0 | 0 | 0 | 0 | 0 | 0 | 0 | 0 | 0 | 0 | 0 | 0 | 0 | 0 | 0 | 0 | 0 | 0 | 0 | 0 | 0 | 0 | 0 | 0 | 0 | 0 | 0 | 0
QLD1 | CCGT | 0 | 0 | 0 | 0 | 0 | 0 | 0 | 0 | 0 | 0 | 0 | 0 | 0 | 0 | 0 | 0 | 0 | 0 | 0 | 0 | 0 | 0 | 0 | 0 | 0 | 0 | 0 | 0 | 0
QLD1 | Gas - Steam | 0 | 0 | 0 | 0 | 0 | 0 | 0 | 0 | 0 | 0 | 0 | 0 | 0 | 0 | 0 | 0 | 0 | 0 | 0 | 0 | 0 | 0 | 0 | 0 | 0 | 0 | 0 | 0 | 0
QLD1 | OCGT / Diesel | 0 | 0 | 0 | 0 | 0 | 0 | 0 | 0 | 0 | 0 | 0 | 0 | 0 | 0 | 0 | 0 | 0 | 0 | 0 | 0 | 0 | 0 | 0 | 0 | 0 | 0 | 0 | 0 | 0
QLD1 | Hydro | 0 | 0 | 0 | 0 | 0 | 0 | 0 | 0 | 0 | 0 | 0 | 0 | 0 | 0 | 0 | 0 | 0 | 0 | 0 | 0 | 0 | 0 | 0 | 0 | 0 | 0 | 0 | 0 | 0
QLD1 | Wind | 0 | 0 | 0 | 0 | 0 | 0 | 0 | 0 | 0 | 0 | 0 | 0 | 0 | 0 | 0 | 0 | 0 | 0 | 0 | 0 | 0 | 0 | 0 | 0 | 0 | 0 | 0 | 0 | 0
QLD1 | Solar PV | 0 | 0 | 0 | 0 | 0 | 0 | 0 | 0 | 0 | 0 | 0 | 0 | 0 | 0 | 0 | 0 | 0 | 0 | 0 | 0 | 0 | 0 | 0 | 0 | 0 | 0 | 0 | 0 | 0
QLD1 | Grid Battery | 0 | 0 | 0 | 0 | 0 | 0 | 0 | 0 | 0 | 0 | 0 | 0 | 0 | 0 | 0 | 0 | 0 | 0 | 0 | 0 | 0 | 0 | 0 | 0 | 0 | 0 | 0 | 0 | 0
QLD1 | Pumped Hydro | 0 | 0 | 0 | 0 | 0 | 0 | 0 | 0 | 0 | 0 | 0 | 0 | 0 | 0 | 0 | 0 | 0 | 0 | 0 | 0 | 0 | 0 | 0 | 0 | 0 | 0 | 0 | 0 | 0
QLD1 | VPP | 0 | 0 | 0 | 0 | 0 | 0 | 0 | 0 | 0 | 0 | 0 | 0 | 0 | 0 | 0 | 0 | 0 | 0 | 0 | 0 | 0 | 0 | 0 | 0 | 0 | 0 | 0 | 0 | 0
Total excluding storage |  | 0 | 0 | 0 | 187469.343 | 562.3658 | 4534.4745 | 2657.963 | 0 | 9189.1856 | 167.252 | 2.3547e-05 | 2.9516e-05 | 32426.8589 | 0 | 0 | 1113.2021 | 0 | 8.9717e-05 | 0 | 5326.3094 | 11708.5127 | 0 | 1250.5478 | 0.00040248 | 7.7273e-06 | 0 | 0.0032022 | 0 | 0
Region | Technology | 2021-22 | 2022-23 | 2023-24 | 2024-25 | 2025-26 | 2026-27 | 2027-28 | 2028-29 | 2029-30 | 2030-31 | 2031-32 | 2032-33 | 2033-34 | 2034-35 | 2035-36 | 2036-37 | 2037-38 | 2038-39 | 2039-40 | 2040-41 | 2041-42 | 2042-43 | 2043-44 | 2044-45 | 2045-46 | 2046-47 | 2047-48 | 2048-49 | 2049-50
VIC1 | Black Coal | 0 | 0 | 0 | 0 | 0 | 0 | 0 | 0 | 0 | 0 | 0 | 0 | 0 | 0 | 0 | 0 | 0 | 0 | 0 | 0 | 0 | 0 | 0 | 0 | 0 | 0 | 0 | 0 | 0
VIC1 | Brown Coal | 0 | 0 | 0 | 160891.8185 | 12188.5064 | 31056.817 | 114049.6948 | 0.015243 | 0 | 7.7073e-05 | 1.4882e-05 | 0 | 0 | 0 | 0 | 1.1029e-05 | 0 | 0.00046005 | 0 | 0 | 0 | 0 | 0 | 0 | 0.00026898 | 0 | 6.9192e-06 | 0 | 0
VIC1 | CCGT | 0 | 0 | 0 | 0 | 0 | 0 | 0 | 0 | 0 | 0 | 0 | 0 | 0 | 0 | 0 | 0 | 0 | 0 | 0 | 0 | 0 | 0 | 0 | 0 | 0 | 0 | 0 | 0 | 0
VIC1 | Gas - Steam | 0 | 0 | 0 | 0 | 0 | 0 | 0 | 0 | 0 | 0 | 0 | 0 | 0 | 0 | 0 | 0 | 0 | 0 | 0 | 0 | 0 | 0 | 0 | 0 | 0 | 0 | 0 | 0 | 0
VIC1 | OCGT / Diesel | 0 | 0 | 0 | 0 | 0 | 0 | 0 | 0 | 0 | 0 | 0 | 0 | 0 | 0 | 0 | 0 | 0 | 0 | 0 | 0 | 0 | 0 | 0 | 0 | 0 | 0 | 0 | 0 | 0
VIC1 | Hydro | 0 | 0 | 0 | 0 | 0 | 0 | 0 | 0 | 0 | 0 | 0 | 0 | 0 | 0 | 0 | 0 | 0 | 0 | 0 | 0 | 0 | 0 | 0 | 0 | 0 | 0 | 0 | 0 | 0
VIC1 | Wind | 0 | 0 | 0 | 0 | 0 | 0 | 0 | 0 | 0 | 0 | 0 | 0 | 0 | 0 | 0 | 0 | 0 | 0 | 0 | 0 | 0 | 0 | 0 | 0 | 0 | 0 | 0 | 0 | 0
VIC1 | Solar PV | 0 | 0 | 0 | 0 | 0 | 0 | 0 | 0 | 0 | 0 | 0 | 0 | 0 | 0 | 0 | 0 | 0 | 0 | 0 | 0 | 0 | 0 | 0 | 0 | 0 | 0 | 0 | 0 | 0
VIC1 | Grid Battery | 0 | 0 | 0 | 0 | 0 | 0 | 0 | 0 | 0 | 0 | 0 | 0 | 0 | 0 | 0 | 0 | 0 | 0 | 0 | 0 | 0 | 0 | 0 | 0 | 0 | 0 | 0 | 0 | 0
VIC1 | Pumped Hydro | 0 | 0 | 0 | 0 | 0 | 0 | 0 | 0 | 0 | 0 | 0 | 0 | 0 | 0 | 0 | 0 | 0 | 0 | 0 | 0 | 0 | 0 | 0 | 0 | 0 | 0 | 0 | 0 | 0
VIC1 | VPP | 0 | 0 | 0 | 0 | 0 | 0 | 0 | 0 | 0 | 0 | 0 | 0 | 0 | 0 | 0 | 0 | 0 | 0 | 0 | 0 | 0 | 0 | 0 | 0 | 0 | 0 | 0 | 0 | 0
Total excluding storage |  | 0 | 0 | 0 | 160891.8185 | 12188.5064 | 31056.817 | 114049.6948 | 0.015243 | 0 | 7.7073e-05 | 1.4882e-05 | 0 | 0 | 0 | 0 | 1.1029e-05 | 0 | 0.00046005 | 0 | 0 | 0 | 0 | 0 | 0 | 0.00026898 | 0 | 6.9192e-06 | 0 | 0
Region | Technology | 2021-22 | 2022-23 | 2023-24 | 2024-25 | 2025-26 | 2026-27 | 2027-28 | 2028-29 | 2029-30 | 2030-31 | 2031-32 | 2032-33 | 2033-34 | 2034-35 | 2035-36 | 2036-37 | 2037-38 | 2038-39 | 2039-40 | 2040-41 | 2041-42 | 2042-43 | 2043-44 | 2044-45 | 2045-46 | 2046-47 | 2047-48 | 2048-49 | 2049-50
SA1 | Black Coal | 0 | 0 | 0 | 0 | 0 | 0 | 0 | 0 | 0 | 0 | 0 | 0 | 0 | 0 | 0 | 0 | 0 | 0 | 0 | 0 | 0 | 0 | 0 | 0 | 0 | 0 | 0 | 0 | 0
SA1 | Brown Coal | 0 | 0 | 0 | 0 | 0 | 0 | 0 | 0 | 0 | 0 | 0 | 0 | 0 | 0 | 0 | 0 | 0 | 0 | 0 | 0 | 0 | 0 | 0 | 0 | 0 | 0 | 0 | 0 | 0
SA1 | CCGT | 0 | 0 | 0 | 0 | 0 | 0 | 0 | 0 | 0 | 0 | 0 | 0 | 0 | 0 | 0 | 0 | 0 | 0 | 0 | 0 | 0 | 0 | 0 | 0 | 0 | 0 | 0 | 0 | 0
SA1 | Gas - Steam | 0 | 0 | 0 | 0 | 0 | 0 | 0 | 0 | 0 | 0 | 0 | 0 | 0 | 0 | 0 | 0 | 0 | 0 | 0 | 0 | 0 | 0 | 0 | 0 | 0 | 0 | 0 | 0 | 0
SA1 | OCGT / Diesel | 0 | 0 | 0 | 0 | 0 | 0 | 0 | 0 | 0 | 0 | 0 | 0 | 0 | 0 | 0 | 0 | 0 | 0 | 0 | 0 | 0 | 0 | 0 | 0 | 0 | 0 | 0 | 0 | 0
SA1 | Hydro | 0 | 0 | 0 | 0 | 0 | 0 | 0 | 0 | 0 | 0 | 0 | 0 | 0 | 0 | 0 | 0 | 0 | 0 | 0 | 0 | 0 | 0 | 0 | 0 | 0 | 0 | 0 | 0 | 0
SA1 | Wind | 0 | 0 | 0 | 0 | 0 | 0 | 0 | 0 | 0 | 0 | 0 | 0 | 0 | 0 | 0 | 0 | 0 | 0 | 0 | 0 | 0 | 0 | 0 | 0 | 0 | 0 | 0 | 0 | 0
SA1 | Solar PV | 0 | 0 | 0 | 0 | 0 | 0 | 0 | 0 | 0 | 0 | 0 | 0 | 0 | 0 | 0 | 0 | 0 | 0 | 0 | 0 | 0 | 0 | 0 | 0 | 0 | 0 | 0 | 0 | 0
SA1 | Grid Battery | 0 | 0 | 0 | 0 | 0 | 0 | 0 | 0 | 0 | 0 | 0 | 0 | 0 | 0 | 0 | 0 | 0 | 0 | 0 | 0 | 0 | 0 | 0 | 0 | 0 | 0 | 0 | 0 | 0
SA1 | Pumped Hydro | 0 | 0 | 0 | 0 | 0 | 0 | 0 | 0 | 0 | 0 | 0 | 0 | 0 | 0 | 0 | 0 | 0 | 0 | 0 | 0 | 0 | 0 | 0 | 0 | 0 | 0 | 0 | 0 | 0
SA1 | VPP | 0 | 0 | 0 | 0 | 0 | 0 | 0 | 0 | 0 | 0 | 0 | 0 | 0 | 0 | 0 | 0 | 0 | 0 | 0 | 0 | 0 | 0 | 0 | 0 | 0 | 0 | 0 | 0 | 0
Total excluding storage |  | 0 | 0 | 0 | 0 | 0 | 0 | 0 | 0 | 0 | 0 | 0 | 0 | 0 | 0 | 0 | 0 | 0 | 0 | 0 | 0 | 0 | 0 | 0 | 0 | 0 | 0 | 0 | 0 | 0
Region | Technology | 2021-22 | 2022-23 | 2023-24 | 2024-25 | 2025-26 | 2026-27 | 2027-28 | 2028-29 | 2029-30 | 2030-31 | 2031-32 | 2032-33 | 2033-34 | 2034-35 | 2035-36 | 2036-37 | 2037-38 | 2038-39 | 2039-40 | 2040-41 | 2041-42 | 2042-43 | 2043-44 | 2044-45 | 2045-46 | 2046-47 | 2047-48 | 2048-49 | 2049-50
TAS1 | Black Coal | 0 | 0 | 0 | 0 | 0 | 0 | 0 | 0 | 0 | 0 | 0 | 0 | 0 | 0 | 0 | 0 | 0 | 0 | 0 | 0 | 0 | 0 | 0 | 0 | 0 | 0 | 0 | 0 | 0
TAS1 | Brown Coal | 0 | 0 | 0 | 0 | 0 | 0 | 0 | 0 | 0 | 0 | 0 | 0 | 0 | 0 | 0 | 0 | 0 | 0 | 0 | 0 | 0 | 0 | 0 | 0 | 0 | 0 | 0 | 0 | 0
TAS1 | CCGT | 0 | 0 | 0 | 0 | 0 | 0 | 0 | 0 | 0 | 0 | 0 | 0 | 0 | 0 | 0 | 0 | 0 | 0 | 0 | 0 | 0 | 0 | 0 | 0 | 0 | 0 | 0 | 0 | 0
TAS1 | Gas - Steam | 0 | 0 | 0 | 0 | 0 | 0 | 0 | 0 | 0 | 0 | 0 | 0 | 0 | 0 | 0 | 0 | 0 | 0 | 0 | 0 | 0 | 0 | 0 | 0 | 0 | 0 | 0 | 0 | 0
TAS1 | OCGT / Diesel | 0 | 0 | 0 | 0 | 0 | 0 | 0 | 0 | 0 | 0 | 0 | 0 | 0 | 0 | 0 | 0 | 0 | 0 | 0 | 0 | 0 | 0 | 0 | 0 | 0 | 0 | 0 | 0 | 0
TAS1 | Hydro | 0 | 0 | 0 | 0 | 0 | 0 | 0 | 0 | 0 | 0 | 0 | 0 | 0 | 0 | 0 | 0 | 0 | 0 | 0 | 0 | 0 | 0 | 0 | 0 | 0 | 0 | 0 | 0 | 0
TAS1 | Wind | 0 | 0 | 0 | 0 | 0 | 0 | 0 | 0 | 0 | 0 | 0 | 0 | 0 | 0 | 0 | 0 | 0 | 0 | 0 | 0 | 0 | 0 | 0 | 0 | 0 | 0 | 0 | 0 | 0
TAS1 | Solar PV | 0 | 0 | 0 | 0 | 0 | 0 | 0 | 0 | 0 | 0 | 0 | 0 | 0 | 0 | 0 | 0 | 0 | 0 | 0 | 0 | 0 | 0 | 0 | 0 | 0 | 0 | 0 | 0 | 0
TAS1 | Grid Battery | 0 | 0 | 0 | 0 | 0 | 0 | 0 | 0 | 0 | 0 | 0 | 0 | 0 | 0 | 0 | 0 | 0 | 0 | 0 | 0 | 0 | 0 | 0 | 0 | 0 | 0 | 0 | 0 | 0
TAS1 | Pumped Hydro | 0 | 0 | 0 | 0 | 0 | 0 | 0 | 0 | 0 | 0 | 0 | 0 | 0 | 0 | 0 | 0 | 0 | 0 | 0 | 0 | 0 | 0 | 0 | 0 | 0 | 0 | 0 | 0 | 0
TAS1 | VPP | 0 | 0 | 0 | 0 | 0 | 0 | 0 | 0 | 0 | 0 | 0 | 0 | 0 | 0 | 0 | 0 | 0 | 0 | 0 | 0 | 0 | 0 | 0 | 0 | 0 | 0 | 0 | 0 | 0
Total excluding storage |  | 0 | 0 | 0 | 0 | 0 | 0 | 0 | 0 | 0 | 0 | 0 | 0 | 0 | 0 | 0 | 0 | 0 | 0 | 0 | 0 | 0 | 0 | 0 | 0 | 0 | 0 | 0 | 0 | 0

## BaseCase_REZ Tx Cost
REZ transmission expansion cost by region ($000s) - Base Case, Step Change No State Based Schemes Sensitivity
REZ Expansion | Real June 2020 dollars discounted to 1 July 2020. As with the total capital costs, the REZ transmission expansion costs are annualised for modelling purposes.
Explicitly modelled generation
Region | Technology | 2021-22 | 2022-23 | 2023-24 | 2024-25 | 2025-26 | 2026-27 | 2027-28 | 2028-29 | 2029-30 | 2030-31 | 2031-32 | 2032-33 | 2033-34 | 2034-35 | 2035-36 | 2036-37 | 2037-38 | 2038-39 | 2039-40 | 2040-41 | 2041-42 | 2042-43 | 2043-44 | 2044-45 | 2045-46 | 2046-47 | 2047-48 | 2048-49 | 2049-50
NSW1 | Transmission | 0.0020125 | 0.0021852 | 0.0022747 | 33670.9899 | 32128.8078 | 30768.5996 | 30979.8575 | 30416.1893 | 29023.0818 | 49644.3844 | 47497.3284 | 119678.1141 | 120596.0553 | 115072.5719 | 124863.6706 | 122347.1826 | 142855.3409 | 138759.4398 | 137607.5529 | 144875.8513 | 155461.5459 | 174504.8438 | 170254.7954 | 162002.5898 | 179193.8751 | 203739.7329 | 202697.7966 | 192873.0871 | 184039.2068
QLD1 | Transmission | 2965.9204 | 2830.0769 | 2707.6799 | 2576.4422 | 11588.5282 | 11057.7559 | 11979.0547 | 51329.5449 | 48978.5734 | 46735.28 | 49746.8543 | 52451.8992 | 70802.5581 | 67559.693 | 75253.6695 | 84255.6558 | 132313.1838 | 126253.038 | 121994.3346 | 121313.57 | 128506.7798 | 185390.036 | 177372.1518 | 174596.953 | 178811.2122 | 204918.272 | 196055.8164 | 194069.285 | 217229.8505
VIC1 | Transmission | 0.00094192 | 0.00092592 | 0.00089638 | 1212.5106 | 1156.9758 | 4333.2698 | 15286.2676 | 14545.3462 | 13879.1472 | 13243.461 | 12670.6981 | 12056.5527 | 13678.0584 | 13213.9449 | 12642.4585 | 12029.6818 | 18895.3587 | 18029.9225 | 17250.1512 | 21700.1741 | 37007.3588 | 35312.3653 | 41704.9159 | 39683.4895 | 41177.7619 | 53865.6739 | 51536.0518 | 49038.1128 | 46792.0923
SA1 | Transmission | 0.0046196 | 0.0045021 | 0.0047417 | 0.0061947 | 0.0060925 | 0.0061301 | 0.0065724 | 10087.2491 | 9625.2387 | 9184.39 | 8787.1769 | 15404.426 | 14698.8799 | 14025.6489 | 13529.1373 | 12873.3836 | 12590.9246 | 14570.2165 | 19483.8186 | 18539.4432 | 22782.9526 | 21739.4756 | 31614.9516 | 30082.5966 | 29068.2406 | 51011.0403 | 48804.8775 | 46439.3178 | 47587.0597
TAS1 | Transmission | 0 | 0 | 0 | 0 | 0 | 0 | 0 | 0 | 0 | 0 | 0 | 0 | 0 | 0 | 0 | 0 | 0 | 0 | 0 | 0 | 0 | 0 | 0 | 0 | 4.0477e-07 | 1.7313e-06 | 2.9212e-06 | 2.7796e-06 | 2.6523e-06
NEM | Total | 2965.9279 | 2830.0845 | 2707.6878 | 37459.9489 | 44874.3179 | 46159.6315 | 58245.1864 | 106378.3296 | 101506.0411 | 118807.5154 | 118702.0577 | 199590.992 | 219775.5517 | 209871.8586 | 226288.9359 | 231505.9038 | 306654.8081 | 297612.6167 | 296335.8573 | 306429.0386 | 343758.6371 | 416946.7206 | 420946.8148 | 406365.6288 | 428251.0898 | 513534.7193 | 499094.5422 | 482419.8027 | 495648.2093

## BaseCase_USE+DSP Cost
USE and USE / DSP cost by region ($000s) - Base Case, Step Change No State Based Schemes Sensitivity
USE / DSP | Real June 2020 dollars discounted to 1 July 2020
Explicitly modelled generation
Region | Technology | 2021-22 | 2022-23 | 2023-24 | 2024-25 | 2025-26 | 2026-27 | 2027-28 | 2028-29 | 2029-30 | 2030-31 | 2031-32 | 2032-33 | 2033-34 | 2034-35 | 2035-36 | 2036-37 | 2037-38 | 2038-39 | 2039-40 | 2040-41 | 2041-42 | 2042-43 | 2043-44 | 2044-45 | 2045-46 | 2046-47 | 2047-48 | 2048-49 | 2049-50
NSW1 | USE / DSP | 0.0035312 | 0.0035248 | 29.4979 | 3229.6628 | 0.0036187 | 0.0036124 | 31.8174 | 0.0036588 | 0.0036903 | 0.0036747 | 0.0036908 | 45526.0805 | 281.6432 | 2845.9186 | 20085.5682 | 551.9225 | 19557.7306 | 0.0038753 | 3349.2887 | 872.5929 | 2257.3804 | 0.0040204 | 4361.6685 | 13583.6641 | 328.7486 | 167.5952 | 105.9756 | 1203.3057 | 3220.0112
QLD1 | USE / DSP | 0.0034941 | 0.0034819 | 0.0034938 | 2246.5949 | 981.7813 | 1951.6778 | 123.6556 | 29789.6754 | 3155.4481 | 247.7983 | 2516.6399 | 6952.9775 | 28757.524 | 15246.9707 | 2658.8518 | 1595.0227 | 54189.6659 | 360.5175 | 9267.2379 | 7525.1087 | 7204.4095 | 33180.2551 | 20357.6223 | 4794.1814 | 5581.2648 | 42164.2557 | 129.6563 | 66250.5456 | 47284.0546
VIC1 | USE / DSP | 0.0035088 | 0.0034804 | 0.0035101 | 0.0036539 | 0.0036822 | 0.0036785 | 0.6914 | 0.0036348 | 0.0036616 | 0.0036716 | 0.0036908 | 13190.7488 | 0.0037559 | 263.3509 | 4383.8092 | 90.0988 | 4293.7299 | 0.003834 | 3354.0011 | 279.8861 | 1536.8863 | 0.0040264 | 2711.9423 | 16758.2717 | 7.969 | 3.9398 | 7.5206 | 32.3801 | 1933.9771
SA1 | USE / DSP | 0.0035412 | 0.0034989 | 0.0035664 | 0.0036054 | 0.0036336 | 0.0035946 | 12.0459 | 0.0035626 | 0.0035699 | 0.003572 | 0.0036048 | 4919.4499 | 0.0036286 | 137.5085 | 7483.153 | 351.9847 | 4507.6748 | 0.0037597 | 3505.3601 | 422.4217 | 1445.7384 | 0.003937 | 3165.6032 | 11356.0032 | 388.8328 | 60.2859 | 55.5228 | 526.6081 | 1844.0762
TAS1 | USE / DSP | 0.0028568 | 0.0028331 | 0.0028592 | 0.0028518 | 0.0028428 | 0.0028485 | 0.0028627 | 0.0028567 | 0.0028713 | 0.0028697 | 0.0028643 | 183.2899 | 0.0028776 | 0.0028208 | 0.0028386 | 0.0028367 | 0.0028551 | 0.0028475 | 139.9356 | 0.0028215 | 115.676 | 0.0028574 | 0.0028253 | 0.0028311 | 0.0028359 | 0.0028351 | 0.0028556 | 0.002881 | 0.0027762
NEM | Total | 0.016932 | 0.016819 | 29.5113 | 5476.2678 | 981.795 | 1951.6915 | 168.2132 | 29789.6891 | 3155.4619 | 247.812 | 2516.6538 | 70772.5465 | 29039.1774 | 18493.7516 | 34611.385 | 2589.0315 | 82548.8041 | 360.5318 | 19615.8235 | 9100.0122 | 12560.0905 | 33180.27 | 30596.8392 | 46492.1232 | 6306.818 | 42396.0794 | 298.6781 | 68012.8424 | 54282.1218

## BaseCase_SyncCon Cost
Synchronous Condenser cost by region ($000s) - Base Case, Step Change No State Based Schemes Sensitivity
SyncCon | Real June 2020 dollars discounted to 1 July 2020
Explicitly modelled generation
Region | Technology | 2021-22 | 2022-23 | 2023-24 | 2024-25 | 2025-26 | 2026-27 | 2027-28 | 2028-29 | 2029-30 | 2030-31 | 2031-32 | 2032-33 | 2033-34 | 2034-35 | 2035-36 | 2036-37 | 2037-38 | 2038-39 | 2039-40 | 2040-41 | 2041-42 | 2042-43 | 2043-44 | 2044-45 | 2045-46 | 2046-47 | 2047-48 | 2048-49 | 2049-50
NSW1 | SyncCon | 0 | 0 | 0 | 0 | 0 | 0 | 0 | 0 | 0 | 0 | 0 | 0 | 0 | 0 | 0 | 0 | 0 | 0 | 0 | 0 | 0 | 0 | 0 | 0 | 0 | 0 | 0 | 0 | 0
QLD1 | SyncCon | 0 | 0 | 0 | 0 | 0 | 0 | 0 | 0 | 0 | 0 | 0 | 0 | 0 | 0 | 0 | 0 | 0 | 0 | 0 | 0 | 0 | 0 | 0 | 0 | 0 | 0 | 0 | 0 | 0
VIC1 | SyncCon | 0 | 0 | 416.3391 | 13057.731 | 12459.667 | 14454.8051 | 18626.7474 | 17723.9138 | 16912.1315 | 16137.53 | 15439.6023 | 14691.2488 | 14018.3671 | 13376.3045 | 12797.7963 | 12177.4904 | 11619.7428 | 11087.5408 | 10608.0187 | 10093.8508 | 9631.537 | 9190.3979 | 8792.9249 | 8366.7341 | 7983.5249 | 7617.8673 | 7288.4041 | 6935.1371 | 6617.4972
SA1 | SyncCon | 0 | 0 | 0 | 0 | 0 | 0 | 0 | 0 | 0 | 0 | 0 | 0 | 0 | 0 | 0 | 0 | 0 | 0 | 0 | 0 | 0 | 0 | 0 | 0 | 0 | 0 | 0 | 0 | 0
TAS1 | SyncCon | 1363.7152 | 1586.2842 | 1652.5274 | 1125.7391 | 964.7806 | 1238.0726 | 1217.8872 | 1182.9937 | 1118.151 | 1204.061 | 1381.1646 | 1284.9587 | 1068.9341 | 1020.9142 | 1138.7365 | 1045.2724 | 1078.8758 | 938.1356 | 993.5517 | 1137.8455 | 1082.384 | 734.4955 | 845.9506 | 890.8008 | 701.0424 | 581.9126 | 563.2174 | 550.761 | 527.4981
NEM | Total | 1363.7152 | 1586.2842 | 2068.8665 | 14183.4702 | 13424.4476 | 15692.8778 | 19844.6345 | 18906.9075 | 18030.2825 | 17341.591 | 16820.7668 | 15976.2075 | 15087.3013 | 14397.2187 | 13936.5328 | 13222.7629 | 12698.6186 | 12025.6764 | 11601.5705 | 11231.6963 | 10713.9211 | 9924.8934 | 9638.8755 | 9257.5348 | 8684.5673 | 8199.7798 | 7851.6216 | 7485.8981 | 7144.9953

## BaseCase_System Strength Cost
System Strength cost by region ($000s) - Base Case, Step Change No State Based Schemes Sensitivity
System Strength | Real June 2020 dollars discounted to 1 July 2020
Explicitly modelled generation
Region | Technology | 2021-22 | 2022-23 | 2023-24 | 2024-25 | 2025-26 | 2026-27 | 2027-28 | 2028-29 | 2029-30 | 2030-31 | 2031-32 | 2032-33 | 2033-34 | 2034-35 | 2035-36 | 2036-37 | 2037-38 | 2038-39 | 2039-40 | 2040-41 | 2041-42 | 2042-43 | 2043-44 | 2044-45 | 2045-46 | 2046-47 | 2047-48 | 2048-49 | 2049-50
NSW1 | System Strength | 0.00013967 | 0.0001498 | 0.00015688 | 3777.8113 | 3604.782 | 3456.2064 | 3479.7346 | 4589.1403 | 4463.7121 | 6722.077 | 6431.3558 | 14720.253 | 14996.0076 | 14309.1676 | 15130.1708 | 14601.1748 | 17281.0791 | 18050.4428 | 17989.6423 | 18681.5134 | 19937.2736 | 22723.6721 | 22184.8102 | 21109.5182 | 21565.2021 | 23581.9298 | 23011.1217 | 21895.7786 | 20892.9186
QLD1 | System Strength | 3867.2707 | 3690.1438 | 3530.5498 | 3359.4253 | 3658.7744 | 3491.197 | 3390.6651 | 4581.2751 | 4371.4457 | 4171.2268 | 4245.0092 | 4740.4835 | 6438.8534 | 6143.944 | 6152.6431 | 6181.4125 | 7977.4288 | 7612.0504 | 7447.5261 | 7803.675 | 8469.7671 | 10729.9857 | 10265.9274 | 9918.8373 | 9780.1922 | 10715.5787 | 10252.1435 | 10134.833 | 11458.3679
VIC1 | System Strength | 0.0004648 | 0.00045514 | 0.00049053 | 2855.826 | 2919.2662 | 3943.2173 | 9306.9498 | 10004.7552 | 9621.775 | 9592.5108 | 9887.5965 | 10821.545 | 11013.5802 | 10560.5066 | 10103.778 | 9614.0506 | 10588.3668 | 10103.4035 | 9666.4441 | 9819.9381 | 11433.2543 | 10909.5938 | 11025.5977 | 10491.1899 | 10256.4924 | 10921.2093 | 10448.8809 | 9942.4263 | 9487.048
SA1 | System Strength | 678.4932 | 647.4172 | 823.268 | 2099.6424 | 2003.4758 | 1911.7138 | 2022.4828 | 3166.035 | 3155.2937 | 3072.7464 | 3019.1719 | 3947.5645 | 3766.76 | 3594.2367 | 3449.5468 | 3282.3482 | 4068.2775 | 4077.2919 | 4324.6505 | 4115.0359 | 4315.7806 | 4118.1138 | 5093.3959 | 4846.5211 | 4680.0062 | 5492.7585 | 5255.2036 | 5000.4853 | 5022.9218
TAS1 | System Strength | 560.1586 | 534.5025 | 703.8706 | 669.7541 | 639.0784 | 609.8076 | 583.4342 | 555.1553 | 529.7284 | 505.466 | 483.6053 | 460.165 | 439.0888 | 418.9778 | 400.8576 | 381.4281 | 363.9581 | 347.2883 | 332.2685 | 316.1636 | 301.6829 | 287.8654 | 275.4155 | 262.0662 | 250.0632 | 245.417 | 234.8031 | 223.4222 | 213.1891
NEM | Total | 5105.9232 | 4872.0642 | 5057.689 | 12762.459 | 12825.3768 | 13412.1421 | 18783.2666 | 22896.3609 | 22141.9549 | 24064.027 | 24066.7386 | 34690.011 | 36654.29 | 35026.8327 | 35236.9963 | 34060.4141 | 40279.1104 | 40190.4769 | 39760.5315 | 40736.3259 | 44457.7585 | 48769.2308 | 48845.1469 | 46628.1328 | 46531.9562 | 50956.8933 | 49202.1528 | 47196.9455 | 47074.4455

## Marinus_CF
Annual capacity factor by technology - Marinus Link, Step Change No State Based Schemes Sensitivity
Explicitly modelled generation
Region | Technology | 2021-22 | 2022-23 | 2023-24 | 2024-25 | 2025-26 | 2026-27 | 2027-28 | 2028-29 | 2029-30 | 2030-31 | 2031-32 | 2032-33 | 2033-34 | 2034-35 | 2035-36 | 2036-37 | 2037-38 | 2038-39 | 2039-40 | 2040-41 | 2041-42 | 2042-43 | 2043-44 | 2044-45 | 2045-46 | 2046-47 | 2047-48 | 2048-49 | 2049-50
NEM | Black Coal | 47.98% | 44.68% | 46.54% | 59.35% | 63.4% | 61.38% | 59.35% | 62.68% | 62.78% | 61.05% | 58.37% | 57.23% | 65.39% | 57.28% | 53.53% | 56.78% | 57.97% | 57.47% | 52.94% | 52.87% | 52.21% | 55.96% | 51.75% | 50.5% | 47.41% | 49.34% | 49.35% | 45.03% | 46.02%
NEM | Brown Coal | 63.78% | 54.46% | 57.48% | 65.08% | 68.06% | 65.82% | - | - | - | - | - | - | - | - | - | - | - | - | - | - | - | - | - | - | - | - | - | - | -
NEM | CCGT | 8.417% | 8.417% | 7.251% | 13% | 15.88% | 13.72% | 13.1% | 13.72% | 13.58% | 14.68% | 17.39% | 21.95% | 25.67% | 23.77% | 20.69% | 20.68% | 24.85% | 25.16% | 22.87% | 24.43% | 26.04% | 29.16% | 24.72% | 26.97% | 28.53% | 28.26% | 28.34% | 28.26% | 28.26%
NEM | Gas - Steam | 5.852% | 5.94% | 5.99% | 2.242% | 2.398% | 2.409% | 2.127% | 2.676% | 2.064% | 1.978% | 2.204% | 5.247% | 5.467% | 8.104% | 6.925% | 7.851% | 13.09% | 13.05% | 21.38% | 25.13% | 31.81% | 34.26% | 29.96% | 29.4% | 25.88% | - | - | - | -
NEM | OCGT / Diesel | 0.09934% | 0.04014% | 0.1758% | 0.5726% | 0.4627% | 0.4673% | 0.3699% | 0.5887% | 0.2967% | 0.5762% | 0.8314% | 1.911% | 1.899% | 2.1% | 2.627% | 3.109% | 5.456% | 4.052% | 7.718% | 10.61% | 9.066% | 10.38% | 13.47% | 8.875% | 9.591% | 13.16% | 13.74% | 15.65% | 15.81%
NEM | Hydro | 20.93% | 22.32% | 20.29% | 23.77% | 23.93% | 22.52% | 25.13% | 27.95% | 24.74% | 22.69% | 22.98% | 22.21% | 25.05% | 25.1% | 24.3% | 23.81% | 26.94% | 24.67% | 22.55% | 21.68% | 20.81% | 23.83% | 23.83% | 22.74% | 24.16% | 27.43% | 24.24% | 21.73% | 21.43%
NEM | Wind | 37.13% | 37.16% | 33.63% | 32.98% | 35.94% | 36.94% | 37.92% | 35.43% | 35.38% | 35.16% | 35.81% | 32.9% | 31.66% | 33.52% | 35.13% | 36.25% | 34.03% | 33.72% | 33.63% | 33.12% | 31.45% | 29.98% | 32.17% | 33.5% | 34.69% | 33.12% | 33.04% | 32.56% | 31.94%
NEM | Solar PV | 29.56% | 29.16% | 29.6% | 28.44% | 27.86% | 29.47% | 29.65% | 26.2% | 27.51% | 28.33% | 28.37% | 28.23% | 27.07% | 26.6% | 28.17% | 28.4% | 24.93% | 25.59% | 26.43% | 26.36% | 26.37% | 25.21% | 24.41% | 25.5% | 25.37% | 22.81% | 23.25% | 23.73% | 23.55%
NEM | Grid Battery | 6.041% | 4.08% | 4.778% | 5.475% | 5.211% | 5.439% | 5.401% | 5.145% | 4.886% | 5.215% | 5.064% | 11.91% | 12.32% | 12.35% | 12.87% | 12.92% | 12.63% | 12.6% | 12.99% | 12.89% | 13.17% | 14.06% | 13.68% | 14.08% | 13.92% | 13.14% | 13.36% | 13.08% | 12.71%
NEM | Pumped Hydro | 4.282% | 6.123% | 7.877% | 17.85% | 19.24% | 19.53% | 21.75% | 22.13% | 20.92% | 22.41% | 21.76% | 24.77% | 23.82% | 24.16% | 25.34% | 24.53% | 24.72% | 24.67% | 26.08% | 26.05% | 26.78% | 26.12% | 24.49% | 26.78% | 25.75% | 24.19% | 23.7% | 23.79% | 22.91%
NEM | VPP | 4.784% | 6.062% | 7.407% | 8.403% | 8.325% | 8.321% | 7.962% | 7.393% | 7.062% | 7.004% | 6.772% | 6.572% | 6.387% | 6.203% | 6.473% | 6.403% | 5.955% | 5.9% | 5.999% | 5.921% | 5.908% | 5.664% | 4.955% | 5.374% | 5.047% | 4.428% | 4.226% | 3.971% | 3.616%
Region | Technology | 2021-22 | 2022-23 | 2023-24 | 2024-25 | 2025-26 | 2026-27 | 2027-28 | 2028-29 | 2029-30 | 2030-31 | 2031-32 | 2032-33 | 2033-34 | 2034-35 | 2035-36 | 2036-37 | 2037-38 | 2038-39 | 2039-40 | 2040-41 | 2041-42 | 2042-43 | 2043-44 | 2044-45 | 2045-46 | 2046-47 | 2047-48 | 2048-49 | 2049-50
NSW1 | Black Coal | 48.11% | 44.79% | 46.65% | 56.3% | 65.44% | 59.66% | 58.68% | 62.37% | 61.33% | 60.14% | 57.68% | 52.38% | 63.85% | 55.31% | 44.44% | 56.07% | 59.76% | 58.65% | 54.02% | 47.89% | 53.48% | - | - | - | - | - | - | - | -
NSW1 | Brown Coal | bar: 2021-22 to 2049-50
NSW1 | CCGT | 0.6146% | 0.6146% | 1.85% | 4.674% | 6.09% | 3.289% | 4.309% | 6.942% | 6.622% | 8.213% | 10.46% | 21.01% | 20.76% | 23.36% | 20.32% | 17.59% | 23.76% | 27.11% | 24% | 22.09% | 23.01% | 26.61% | 2.733% | - | - | - | - | - | -
NSW1 | Gas - Steam | bar: 2021-22 to 2049-50
NSW1 | OCGT / Diesel | 1.543e-07% | 1.623e-07% | 0.1006% | 0.4675% | 0.0757% | 0.1664% | 0.1228% | 0.2478% | 0.1507% | 0.2061% | 0.1121% | 0.9848% | 0.8526% | 1.431% | 2.558% | 3.144% | 5.338% | 3.72% | 9.231% | 12.69% | 8.187% | 9.783% | 15.64% | 8.575% | 8.856% | 13.8% | 17.74% | 19.35% | 18.16%
NSW1 | Hydro | 9.643% | 10.23% | 9.635% | 12.97% | 12.36% | 12.06% | 12.76% | 16.6% | 13.3% | 12.17% | 12.57% | 12.78% | 14.89% | 16.21% | 15.99% | 15.08% | 20.14% | 17.47% | 16.24% | 15.08% | 13.66% | 16.87% | 16.01% | 16.79% | 17.09% | 20.56% | 16.46% | 15.22% | 13.67%
NSW1 | Wind | 33.41% | 35.96% | 33.53% | 32.76% | 36.66% | 38.04% | 37.73% | 32.95% | 30.6% | 32.27% | 33.45% | 33% | 31.8% | 33.5% | 35.41% | 35.58% | 31.65% | 29.09% | 30.9% | 31.1% | 31.65% | 30.04% | 31.48% | 32.88% | 33.04% | 29.56% | 28.31% | 29.18% | 29.98%
NSW1 | Solar PV | 28.63% | 28.53% | 28.72% | 27.65% | 26.4% | 28.51% | 28.64% | 25.91% | 26.83% | 28.03% | 28.16% | 28.4% | 27.44% | 26.44% | 28.48% | 28.61% | 25.6% | 25.86% | 27.52% | 26.86% | 27% | 25.7% | 24.68% | 26.39% | 26.3% | 23.65% | 23.67% | 24.54% | 24.49%
NSW1 | Grid Battery | - | - | - | - | - | - | - | - | - | - | - | 15.07% | 14.84% | 14.82% | 15.09% | 15.02% | 14.52% | 14.48% | 14.53% | 14.34% | 14.41% | 14.36% | 14.03% | 14.55% | 14.5% | 14.3% | 14.17% | 14.39% | 14.3%
NSW1 | Pumped Hydro | 3.566% | 5.915% | 8.064% | 42.29% | 22.07% | 21.96% | 24.42% | 25.07% | 23.33% | 24.76% | 24.01% | 26.96% | 25.89% | 26.67% | 28.06% | 26.58% | 28.11% | 27.39% | 28.22% | 27.9% | 28.52% | 28.46% | 27.11% | 30.06% | 29.36% | 28.81% | 27.36% | 28.61% | 27.83%
NSW1 | VPP | 2.574% | 4.445% | 6.863% | 7.622% | 7.935% | 8.038% | 7.631% | 7.203% | 6.723% | 6.853% | 6.611% | 6.609% | 6.423% | 6.228% | 6.573% | 6.494% | 6.155% | 6.037% | 6.155% | 6.038% | 5.977% | 6.005% | 5.398% | 5.936% | 5.57% | 5.132% | 4.748% | 4.688% | 4.121%
Region | Technology | 2021-22 | 2022-23 | 2023-24 | 2024-25 | 2025-26 | 2026-27 | 2027-28 | 2028-29 | 2029-30 | 2030-31 | 2031-32 | 2032-33 | 2033-34 | 2034-35 | 2035-36 | 2036-37 | 2037-38 | 2038-39 | 2039-40 | 2040-41 | 2041-42 | 2042-43 | 2043-44 | 2044-45 | 2045-46 | 2046-47 | 2047-48 | 2048-49 | 2049-50
QLD1 | Black Coal | 47.81% | 44.54% | 46.44% | 64.29% | 61.02% | 63.46% | 60.2% | 63.08% | 64.61% | 62.19% | 59.24% | 59.96% | 66.44% | 58.63% | 57.16% | 57.09% | 57.17% | 56.94% | 52.46% | 55.2% | 51.89% | 55.96% | 51.75% | 50.5% | 47.41% | 49.34% | 49.35% | 45.03% | 46.02%
QLD1 | Brown Coal | bar: 2021-22 to 2049-50
QLD1 | CCGT | 8.33% | 8.33% | 9.298% | 17.1% | 20.41% | 18.04% | 19.71% | 19.82% | 19.69% | 21.07% | 24.41% | 26.15% | 32.14% | 26.84% | 25.33% | 27.27% | 30.03% | 28.72% | 26.98% | 31.08% | 33.47% | 36.94% | 34.08% | 32.67% | 45.98% | 60.92% | 61.08% | 60.92% | 60.92%
QLD1 | Gas - Steam | 5.044% | 5.044% | 10.02% | 9.894% | 9.894% | 9.894% | 14.99% | 19.03% | 20.38% | 14.43% | 13.41% | 16.04% | 26.72% | 22.03% | 19.86% | 23.54% | 26.44% | 24.43% | 21.38% | 25.13% | 31.81% | 34.26% | 29.96% | 29.4% | 25.88% | - | - | - | -
QLD1 | OCGT / Diesel | 1.949e-07% | 2.033e-07% | 2.173e-07% | 0.6554% | 0.3281% | 0.3649% | 0.7034% | 1.203% | 0.7605% | 1.252% | 1.995% | 3.044% | 3.73% | 2.649% | 3.39% | 4.917% | 7.795% | 4.832% | 6.334% | 8.171% | 9.368% | 10.46% | 9.138% | 11.04% | 12.45% | 13.6% | 11.01% | 9.88% | 10.06%
QLD1 | Hydro | 52.35% | 52.25% | 52.46% | 52.2% | 52.1% | 52.04% | 52.11% | 51.82% | 51.87% | 50.27% | 51.99% | 51.44% | 51.49% | 50.68% | 49.35% | 49.18% | 39.14% | 40.37% | 37.29% | 36.28% | 37.18% | - | - | - | - | - | - | - | -
QLD1 | Wind | 42.93% | 40.27% | 37.65% | 34.24% | 39.77% | 39.03% | 42.09% | 41.2% | 40.59% | 41.5% | 39.13% | 36.65% | 32.68% | 38.07% | 37.32% | 40.24% | 40.15% | 40.05% | 40.31% | 36.37% | 34.6% | 30.91% | 36.46% | 36.59% | 38.55% | 38.54% | 38.59% | 37.93% | 33.16%
QLD1 | Solar PV | 31.43% | 30.43% | 30.99% | 29.65% | 30.07% | 31.49% | 31.87% | 26.62% | 28.83% | 29.98% | 30.19% | 30.07% | 28.57% | 28.71% | 29.88% | 29.94% | 25.03% | 26.79% | 27.63% | 27.78% | 26.88% | 25.59% | 25.13% | 25.18% | 24.53% | 22.48% | 23.62% | 23.92% | 23.28%
QLD1 | Grid Battery | - | 12.87% | 14.74% | 16.82% | 16.43% | 17.02% | 16.95% | 16.14% | 15.83% | 16.06% | 15.76% | 15.74% | 15.51% | 15.67% | 15.66% | 15.85% | 14.68% | 14.78% | 14.68% | 14.87% | 15.12% | 14.66% | 14.54% | 14.52% | 14.09% | 12.85% | 13.46% | 12.73% | 12.23%
QLD1 | Pumped Hydro | 4.584% | 6.21% | 7.798% | 7.564% | 7.883% | 9.818% | 11.06% | 10.33% | 10.1% | 10.97% | 10.5% | 17.09% | 18.19% | 18% | 19.01% | 18.91% | 19.3% | 20.14% | 21.51% | 22.67% | 24.17% | 23.75% | 21.81% | 22.81% | 21.02% | 17.75% | 18.25% | 16.53% | 15.38%
QLD1 | VPP | 6.395% | 7.546% | 8.064% | 9.276% | 8.952% | 8.782% | 8.418% | 7.605% | 7.327% | 7.311% | 7.1% | 6.598% | 6.444% | 6.393% | 6.454% | 6.32% | 5.672% | 5.873% | 5.767% | 6.039% | 6.133% | 5.406% | 4.815% | 4.777% | 4.172% | 3.323% | 3.417% | 2.472% | 2.43%
Region | Technology | 2021-22 | 2022-23 | 2023-24 | 2024-25 | 2025-26 | 2026-27 | 2027-28 | 2028-29 | 2029-30 | 2030-31 | 2031-32 | 2032-33 | 2033-34 | 2034-35 | 2035-36 | 2036-37 | 2037-38 | 2038-39 | 2039-40 | 2040-41 | 2041-42 | 2042-43 | 2043-44 | 2044-45 | 2045-46 | 2046-47 | 2047-48 | 2048-49 | 2049-50
VIC1 | Black Coal | bar: 2021-22 to 2049-50
VIC1 | Brown Coal | 63.78% | 54.46% | 57.48% | 65.08% | 68.06% | 65.82% | - | - | - | - | - | - | - | - | - | - | - | - | - | - | - | - | - | - | - | - | - | - | -
VIC1 | CCGT | bar: 2021-22 to 2049-50
VIC1 | Gas - Steam | 0.2495% | 0.1189% | 0.2158% | 1.576% | 1.477% | 1.458% | 1.368% | 1.986% | 0.4281% | 1.189% | 1.655% | 5.225% | 3.968% | 6.801% | 4.751% | 5.216% | 10.84% | 11.14% | - | - | - | - | - | - | - | - | - | - | -
VIC1 | OCGT / Diesel | 0.06631% | 0.001858% | 0.05618% | 0.2444% | 0.164% | 0.4145% | 0.1804% | 0.3198% | 0.1204% | 0.2255% | 0.234% | 1.087% | 0.6231% | 1.149% | 1.74% | 1.525% | 2.725% | 1.988% | 6.685% | 10.95% | 9.077% | 9.983% | 14.63% | 7.863% | 8.48% | 13.28% | 15.53% | 23.15% | 22.18%
VIC1 | Hydro | 14.31% | 14.45% | 13.13% | 16.21% | 16.63% | 15.72% | 15.93% | 20.05% | 16.63% | 14.26% | 14.4% | 12.99% | 16.02% | 16.53% | 15.67% | 15.77% | 19.92% | 16.55% | 14.24% | 14.24% | 12.93% | 15.9% | 16.46% | 15.57% | 15.68% | 19.76% | 16.43% | 14.08% | 14.12%
VIC1 | Wind | 35.62% | 35.97% | 30.22% | 31.1% | 32.54% | 33.93% | 35.13% | 32.6% | 33.71% | 31.69% | 33.23% | 28.23% | 28.61% | 29.63% | 31.97% | 32.62% | 30.27% | 31.93% | 30.01% | 30.29% | 27.03% | 26.99% | 28.63% | 30.16% | 31.55% | 30.89% | 32.41% | 30.76% | 31.9%
VIC1 | Solar PV | 27.59% | 27.39% | 28.33% | 27.27% | 25.9% | 27.31% | 27.96% | 25.82% | 26.49% | 26.51% | 26.23% | 26.1% | 24.62% | 24.37% | 25.7% | 26.27% | 23.68% | 23.94% | 23.94% | 24.29% | 25.37% | 24.17% | 23.53% | 24.98% | 25.58% | 22.17% | 22.78% | 22.61% | 22.91%
VIC1 | Grid Battery | 10.61% | 3.261% | 3.744% | 4.867% | 4.642% | 4.91% | 4.863% | 4.664% | 4.356% | 4.47% | 4.394% | 4.39% | 4.007% | 3.624% | 4.043% | 4.135% | 3.809% | 3.699% | 4.141% | 3.882% | 1.498% | - | - | - | - | - | - | - | -
VIC1 | Pumped Hydro | - | - | - | - | - | - | - | - | - | - | - | 28.75% | 27.23% | 25.6% | 26.53% | 26.92% | 25.91% | 25.93% | 28.26% | 27.41% | 26.6% | 25.73% | 23.54% | 26.73% | 26.2% | 25.28% | 25.44% | 26.49% | 25.8%
VIC1 | VPP | 4.111% | 5.668% | 6.643% | 8.76% | 8.512% | 8.556% | 8.076% | 7.489% | 7.161% | 6.856% | 6.646% | 6.509% | 6.306% | 6.058% | 6.548% | 6.51% | 6.053% | 5.891% | 6.076% | 5.806% | 5.773% | 5.658% | 4.745% | 5.376% | 5.239% | 4.71% | 4.46% | 4.462% | 4.098%
Region | Technology | 2021-22 | 2022-23 | 2023-24 | 2024-25 | 2025-26 | 2026-27 | 2027-28 | 2028-29 | 2029-30 | 2030-31 | 2031-32 | 2032-33 | 2033-34 | 2034-35 | 2035-36 | 2036-37 | 2037-38 | 2038-39 | 2039-40 | 2040-41 | 2041-42 | 2042-43 | 2043-44 | 2044-45 | 2045-46 | 2046-47 | 2047-48 | 2048-49 | 2049-50
SA1 | Black Coal | bar: 2021-22 to 2049-50
SA1 | Brown Coal | bar: 2021-22 to 2049-50
SA1 | CCGT | 17.95% | 17.95% | 10.63% | 16.22% | 20.73% | 19.07% | 9.727% | 9.7% | 9.7% | 9.814% | 12.37% | 19.7% | 23.06% | 24.83% | 16.01% | 18.4% | - | - | - | - | - | - | - | - | - | - | - | - | -
SA1 | Gas - Steam | 9.438% | 9.672% | 9.177% | 1.854% | 2.187% | 2.218% | 1.251% | 1.389% | 1.164% | 1.164% | 1.37% | 4.128% | 4.173% | 7.457% | - | - | - | - | - | - | - | - | - | - | - | - | - | - | -
SA1 | OCGT / Diesel | 0.3867% | 0.1893% | 0.6648% | 1.073% | 1.481% | 1.032% | 0.4703% | 0.5423% | 0.09625% | 0.5789% | 0.9078% | 3.239% | 3.271% | 4.833% | 3.875% | 3.812% | 8.533% | 9.063% | 10.37% | 11.72% | 10.91% | 12.91% | 14.98% | 8.495% | 9.321% | 9.618% | 8.692% | 11.7% | 10.76%
SA1 | Hydro | bar: 2021-22 to 2049-50
SA1 | Wind | 34.4% | 33.87% | 29.59% | 32.18% | 31.31% | 34.7% | 34.74% | 33.48% | 33.92% | 33.47% | 35.42% | 29.75% | 29.87% | 27.69% | 32.12% | 32.73% | 31.15% | 32.4% | 31.26% | 32.95% | 29.05% | 29.31% | 26.92% | 30.31% | 31.4% | 29.35% | 30.07% | 28.82% | 29.47%
SA1 | Solar PV | 30.63% | 29.09% | 29% | 28.19% | 27.51% | 28.16% | 29.03% | 27.61% | 28.77% | 29.03% | 28.68% | 28.75% | 27.34% | 27% | 27.66% | 28.16% | 22.6% | 22.47% | 20.34% | 21% | 20.52% | 19.96% | 19.56% | 19% | 19.57% | 17.1% | 17.1% | 16.4% | 16.66%
SA1 | Grid Battery | 4.806% | 4.721% | 5.7% | 5.48% | 5.159% | 5.277% | 5.258% | 4.956% | 4.79% | 5.575% | 5.281% | 7.746% | 7.553% | 7.409% | 12.03% | 12.02% | 12.01% | 11.81% | 12.23% | 11.97% | 12.29% | 12.11% | 11.13% | 11.98% | 12.02% | 11.07% | 10.81% | 11.08% | 10.6%
SA1 | Pumped Hydro | bar: 2021-22 to 2049-50
SA1 | VPP | 8.26% | 8.137% | 9.611% | 8.805% | 8.411% | 8.32% | 8.008% | 7.504% | 7.257% | 7.24% | 6.914% | 6.688% | 6.523% | 6.345% | 6.056% | 6.025% | 5.881% | 5.696% | 5.917% | 5.642% | 5.633% | 5.352% | 4.623% | 5.065% | 4.942% | 4.014% | 3.823% | 3.85% | 3.392%
Region | Technology | 2021-22 | 2022-23 | 2023-24 | 2024-25 | 2025-26 | 2026-27 | 2027-28 | 2028-29 | 2029-30 | 2030-31 | 2031-32 | 2032-33 | 2033-34 | 2034-35 | 2035-36 | 2036-37 | 2037-38 | 2038-39 | 2039-40 | 2040-41 | 2041-42 | 2042-43 | 2043-44 | 2044-45 | 2045-46 | 2046-47 | 2047-48 | 2048-49 | 2049-50
TAS1 | Black Coal | bar: 2021-22 to 2049-50
TAS1 | Brown Coal | bar: 2021-22 to 2049-50
TAS1 | CCGT | 9.448e-07% | 9.236e-07% | 9.665e-07% | 9.77e-07% | 9.798e-07% | 1.011e-06% | 1.184e-06% | 1.29e-06% | 1.31e-06% | 1.404e-06% | 1.429e-06% | 1.75e-06% | 1.757e-06% | 1.743e-06% | 1.722e-06% | 1.743e-06% | 1.93e-06% | 1.93e-06% | 2.286e-06% | 2.267e-06% | 2.602e-06% | 2.638e-06% | 2.645e-06% | 2.525e-06% | 2.567e-06% | 2.781e-06% | 2.727e-06% | 3.354e-06% | 3.319e-06%
TAS1 | Gas - Steam | bar: 2021-22 to 2049-50
TAS1 | OCGT / Diesel | 8.27e-07% | 7.745e-07% | 8.314e-07% | 8.534e-07% | 8.727e-07% | 9.24e-07% | 1.049e-06% | 1.146e-06% | 1.289e-06% | 0.04361% | 0.07798% | 0.1713% | 0.05069% | 0.07028% | 0.3991% | 0.1838% | 0.2439% | 1.93e-06% | 1.03% | 1.117% | 0.4723% | 7.916e-06% | 0.5555% | 0.9522% | 0.4305% | 0.3763% | 0.3021% | 3.464% | 1.356%
TAS1 | Hydro | 37.15% | 40.65% | 36.29% | 40.53% | 41.28% | 38.14% | 43.3% | 44.2% | 41.07% | 38.37% | 38.59% | 37.4% | 40.94% | 39.44% | 38.17% | 37.56% | 39.11% | 38.05% | 35.26% | 33.94% | 33.93% | 37.2% | 37.59% | 34.52% | 38.1% | 40.51% | 38.32% | 34.44% | 35.08%
TAS1 | Wind | 35.96% | 39.83% | 38.33% | 38.08% | 39.93% | 40.33% | 41.66% | 39.47% | 41.18% | 39.87% | 42.22% | 40.39% | 39.64% | 41.16% | 41.9% | 42.97% | 42.16% | 41.59% | 40.11% | 41.87% | 39.37% | 38.81% | 40.3% | 42.31% | 43.55% | 42.28% | 41.9% | 39.25% | 40.55%
TAS1 | Solar PV | bar: 2021-22 to 2049-50
TAS1 | Grid Battery | bar: 2021-22 to 2049-50
TAS1 | Pumped Hydro | - | - | - | - | - | - | - | - | 23.86% | 26.6% | 26.36% | 23.8% | 23.56% | 23.95% | 23.4% | 23.13% | 23.18% | 23.55% | 25.52% | 24.66% | 23.88% | 23% | 21.99% | 24.08% | 23.16% | 21.91% | 21.66% | 22.3% | 21.6%
TAS1 | VPP | 1.79% | 3.877% | 4.049% | 3.037% | 3.728% | 3.623% | 5.608% | 5.764% | 6.679% | 6.902% | 6.634% | 6.169% | 5.81% | 5.135% | 5.647% | 5.843% | 5.031% | 5.03% | 5.475% | 5.46% | 5.205% | 4.655% | 4.125% | 4.792% | 4.729% | 3.823% | 3.67% | 3.712% | 3.451%
Explicitly modelled pumping
Region | Technology | 2021-22 | 2022-23 | 2023-24 | 2024-25 | 2025-26 | 2026-27 | 2027-28 | 2028-29 | 2029-30 | 2030-31 | 2031-32 | 2032-33 | 2033-34 | 2034-35 | 2035-36 | 2036-37 | 2037-38 | 2038-39 | 2039-40 | 2040-41 | 2041-42 | 2042-43 | 2043-44 | 2044-45 | 2045-46 | 2046-47 | 2047-48 | 2048-49 | 2049-50
NEM | Grid Battery pump | 7.424% | 5.052% | 5.882% | 6.776% | 6.426% | 6.704% | 6.685% | 6.335% | 6.036% | 6.435% | 6.266% | 14.11% | 14.57% | 14.62% | 15.19% | 15.25% | 14.94% | 14.87% | 15.31% | 15.23% | 15.48% | 16.57% | 16.1% | 16.57% | 16.42% | 15.46% | 15.73% | 15.38% | 14.95%
NEM | Pumped Hydro Pump | 5.982% | 9.684% | 12.26% | 26.1% | 22.06% | 24.3% | 28.21% | 27.83% | 26.93% | 28.18% | 29.75% | 32.02% | 31.68% | 31.41% | 33.43% | 32.55% | 32.55% | 32.72% | 34.51% | 34.8% | 34.4% | 34.13% | 31.24% | 34.86% | 34.04% | 31.58% | 30.78% | 30.9% | 29.35%
NEM | VPP pump | 5.743% | 7.295% | 8.882% | 10.1% | 9.994% | 9.978% | 9.574% | 8.86% | 8.477% | 8.405% | 8.148% | 7.876% | 7.662% | 7.453% | 7.764% | 7.684% | 7.16% | 7.086% | 7.185% | 7.125% | 7.076% | 6.807% | 5.94% | 6.447% | 6.072% | 5.303% | 5.083% | 4.755% | 4.338%
Region | Technology | 2021-22 | 2022-23 | 2023-24 | 2024-25 | 2025-26 | 2026-27 | 2027-28 | 2028-29 | 2029-30 | 2030-31 | 2031-32 | 2032-33 | 2033-34 | 2034-35 | 2035-36 | 2036-37 | 2037-38 | 2038-39 | 2039-40 | 2040-41 | 2041-42 | 2042-43 | 2043-44 | 2044-45 | 2045-46 | 2046-47 | 2047-48 | 2048-49 | 2049-50
NSW1 | Grid Battery pump | - | - | - | - | - | - | - | - | - | - | - | 17.73% | 17.45% | 17.48% | 17.71% | 17.67% | 17.13% | 17.03% | 17.06% | 16.92% | 16.93% | 16.9% | 16.5% | 17.11% | 17.11% | 16.78% | 16.72% | 16.89% | 16.82%
NSW1 | Pumped Hydro Pump | 5.02% | 9.269% | 11.82% | 33.93% | 23.57% | 25.65% | 29.87% | 29.62% | 28.39% | 29.39% | 31.47% | 33.89% | 34.2% | 33.87% | 36.67% | 35.13% | 36.89% | 36.61% | 37.74% | 37.8% | 36.49% | 37.63% | 34.35% | 39.4% | 39.34% | 37.73% | 35.56% | 37.09% | 35.24%
NSW1 | VPP pump | 3.089% | 5.36% | 8.223% | 9.166% | 9.512% | 9.647% | 9.183% | 8.628% | 8.07% | 8.226% | 7.956% | 7.913% | 7.71% | 7.497% | 7.87% | 7.794% | 7.409% | 7.247% | 7.367% | 7.269% | 7.161% | 7.201% | 6.478% | 7.124% | 6.706% | 6.14% | 5.718% | 5.608% | 4.946%
Region | Technology | 2021-22 | 2022-23 | 2023-24 | 2024-25 | 2025-26 | 2026-27 | 2027-28 | 2028-29 | 2029-30 | 2030-31 | 2031-32 | 2032-33 | 2033-34 | 2034-35 | 2035-36 | 2036-37 | 2037-38 | 2038-39 | 2039-40 | 2040-41 | 2041-42 | 2042-43 | 2043-44 | 2044-45 | 2045-46 | 2046-47 | 2047-48 | 2048-49 | 2049-50
QLD1 | Grid Battery pump | - | 15.83% | 18.2% | 20.78% | 20.32% | 20.95% | 20.93% | 19.92% | 19.55% | 19.82% | 19.52% | 18.55% | 18.28% | 18.46% | 18.45% | 18.66% | 17.33% | 17.35% | 17.28% | 17.52% | 17.76% | 17.28% | 17.1% | 17.07% | 16.57% | 15.15% | 15.8% | 14.99% | 14.38%
QLD1 | Pumped Hydro Pump | 7.631% | 10.39% | 13.03% | 12.7% | 13.2% | 16.34% | 18.49% | 17.27% | 16.89% | 18.35% | 17.63% | 24.52% | 24.94% | 24.68% | 26.02% | 25.9% | 25.52% | 26.38% | 28.27% | 29.93% | 31.79% | 30.65% | 28.05% | 29.36% | 27.13% | 22.9% | 23.36% | 21.34% | 19.6%
QLD1 | VPP pump | 7.675% | 9.057% | 9.679% | 11.15% | 10.76% | 10.52% | 10.1% | 9.128% | 8.795% | 8.775% | 8.544% | 7.9% | 7.735% | 7.674% | 7.751% | 7.581% | 6.83% | 7.028% | 6.921% | 7.259% | 7.351% | 6.502% | 5.778% | 5.725% | 5.006% | 4.003% | 4.088% | 2.977% | 2.907%
Region | Technology | 2021-22 | 2022-23 | 2023-24 | 2024-25 | 2025-26 | 2026-27 | 2027-28 | 2028-29 | 2029-30 | 2030-31 | 2031-32 | 2032-33 | 2033-34 | 2034-35 | 2035-36 | 2036-37 | 2037-38 | 2038-39 | 2039-40 | 2040-41 | 2041-42 | 2042-43 | 2043-44 | 2044-45 | 2045-46 | 2046-47 | 2047-48 | 2048-49 | 2049-50
VIC1 | Grid Battery pump | 13.01% | 4.044% | 4.604% | 6.027% | 5.726% | 6.048% | 6.022% | 5.739% | 5.377% | 5.519% | 5.442% | 5.41% | 4.939% | 4.478% | 4.988% | 5.105% | 4.702% | 4.584% | 5.095% | 4.809% | 1.832% | - | - | - | - | - | - | - | -
VIC1 | Pumped Hydro Pump | - | - | - | - | - | - | - | - | - | - | - | 35.95% | 34.08% | 32.06% | 33.09% | 33.66% | 32.39% | 32.58% | 35.16% | 34.43% | 33.16% | 32.26% | 29.33% | 33.45% | 32.88% | 31.42% | 31.97% | 32.94% | 32.25%
VIC1 | VPP pump | 4.935% | 6.828% | 7.965% | 10.52% | 10.23% | 10.26% | 9.717% | 8.97% | 8.595% | 8.229% | 7.999% | 7.801% | 7.561% | 7.272% | 7.858% | 7.814% | 7.265% | 7.092% | 7.272% | 6.989% | 6.909% | 6.812% | 5.675% | 6.452% | 6.308% | 5.634% | 5.372% | 5.337% | 4.918%
Region | Technology | 2021-22 | 2022-23 | 2023-24 | 2024-25 | 2025-26 | 2026-27 | 2027-28 | 2028-29 | 2029-30 | 2030-31 | 2031-32 | 2032-33 | 2033-34 | 2034-35 | 2035-36 | 2036-37 | 2037-38 | 2038-39 | 2039-40 | 2040-41 | 2041-42 | 2042-43 | 2043-44 | 2044-45 | 2045-46 | 2046-47 | 2047-48 | 2048-49 | 2049-50
SA1 | Grid Battery pump | 5.917% | 5.845% | 7.02% | 6.782% | 6.352% | 6.515% | 6.508% | 6.101% | 5.925% | 6.869% | 6.52% | 9.352% | 9.08% | 8.896% | 14.22% | 14.2% | 14.19% | 14% | 14.42% | 14.18% | 14.48% | 14.33% | 13.11% | 14.15% | 14.24% | 13.03% | 12.8% | 13.04% | 12.51%
SA1 | Pumped Hydro Pump | bar: 2021-22 to 2049-50
SA1 | VPP pump | 9.915% | 9.791% | 11.52% | 10.59% | 10.08% | 9.986% | 9.635% | 8.988% | 8.726% | 8.675% | 8.298% | 8.048% | 7.811% | 7.615% | 7.269% | 7.231% | 7.059% | 6.858% | 7.082% | 6.793% | 6.741% | 6.438% | 5.536% | 6.081% | 5.95% | 4.799% | 4.607% | 4.603% | 4.072%
Region | Technology | 2021-22 | 2022-23 | 2023-24 | 2024-25 | 2025-26 | 2026-27 | 2027-28 | 2028-29 | 2029-30 | 2030-31 | 2031-32 | 2032-33 | 2033-34 | 2034-35 | 2035-36 | 2036-37 | 2037-38 | 2038-39 | 2039-40 | 2040-41 | 2041-42 | 2042-43 | 2043-44 | 2044-45 | 2045-46 | 2046-47 | 2047-48 | 2048-49 | 2049-50
TAS1 | Grid Battery pump | bar: 2021-22 to 2049-50
TAS1 | Pumped Hydro Pump | - | - | - | - | - | - | - | - | 30.12% | 33.01% | 33.2% | 29.82% | 29.29% | 30.06% | 29.12% | 29.09% | 28.81% | 29.48% | 31.87% | 31.14% | 29.72% | 28.8% | 27.34% | 30.04% | 29.29% | 27.05% | 27.41% | 27.54% | 27%
TAS1 | VPP pump | 2.149% | 4.678% | 4.854% | 3.665% | 4.459% | 4.348% | 6.755% | 6.9% | 8.016% | 8.284% | 7.983% | 7.409% | 6.961% | 6.179% | 6.758% | 7.013% | 6.038% | 6.042% | 6.566% | 6.575% | 6.233% | 5.597% | 4.948% | 5.741% | 5.696% | 4.569% | 4.425% | 4.437% | 4.142%
Non-controllable capacity
Region | Technology | 2021-22 | 2022-23 | 2023-24 | 2024-25 | 2025-26 | 2026-27 | 2027-28 | 2028-29 | 2029-30 | 2030-31 | 2031-32 | 2032-33 | 2033-34 | 2034-35 | 2035-36 | 2036-37 | 2037-38 | 2038-39 | 2039-40 | 2040-41 | 2041-42 | 2042-43 | 2043-44 | 2044-45 | 2045-46 | 2046-47 | 2047-48 | 2048-49 | 2049-50
NEM | Distributed PV | 15.63% | 16.08% | 16.23% | 15.9% | 15.51% | 16.66% | 16.66% | 15.03% | 15.75% | 16.39% | 16.64% | 16.73% | 16.34% | 15.94% | 17.1% | 17.14% | 15.42% | 16.25% | 16.94% | 17.24% | 17.28% | 16.84% | 16.32% | 17.47% | 17.43% | 15.66% | 16.46% | 17.17% | 17.43%
NEM | Behind the meter battery | 5.668% | 5.706% | 5.712% | 5.625% | 5.534% | 5.432% | 5.364% | 5.256% | 5.165% | 5.072% | 5% | 4.978% | 5.012% | 5.024% | 5.038% | 4.956% | 4.9% | 4.851% | 4.827% | 4.763% | 4.734% | 4.705% | 4.69% | 4.632% | 4.585% | 4.443% | 4.33% | 4.198% | 4.079%
NEM | Behind the meter battery pump | 4.814% | 4.847% | 4.851% | 4.78% | 4.701% | 4.614% | 4.558% | 4.464% | 4.387% | 4.308% | 4.246% | 4.229% | 4.259% | 4.268% | 4.279% | 4.209% | 4.162% | 4.12% | 4.099% | 4.047% | 4.022% | 3.996% | 3.985% | 3.933% | 3.895% | 3.775% | 3.678% | 3.567% | 3.464%
Region | Technology | 2021-22 | 2022-23 | 2023-24 | 2024-25 | 2025-26 | 2026-27 | 2027-28 | 2028-29 | 2029-30 | 2030-31 | 2031-32 | 2032-33 | 2033-34 | 2034-35 | 2035-36 | 2036-37 | 2037-38 | 2038-39 | 2039-40 | 2040-41 | 2041-42 | 2042-43 | 2043-44 | 2044-45 | 2045-46 | 2046-47 | 2047-48 | 2048-49 | 2049-50
NSW1 | Distributed PV | 15.72% | 16.59% | 16.17% | 16.05% | 15.53% | 17.16% | 16.87% | 15.01% | 15.36% | 16.27% | 16.94% | 16.47% | 16.31% | 15.85% | 17.45% | 17.23% | 15.33% | 15.83% | 16.77% | 17.48% | 17% | 16.77% | 16.18% | 17.77% | 17.48% | 15.57% | 16.03% | 17.01% | 17.69%
NSW1 | Behind the meter battery | 5.642% | 5.714% | 5.681% | 5.594% | 5.515% | 5.427% | 5.37% | 5.268% | 5.172% | 5.088% | 5.021% | 5.027% | 5.035% | 5.027% | 5.048% | 4.959% | 4.9% | 4.849% | 4.832% | 4.768% | 4.75% | 4.723% | 4.703% | 4.655% | 4.61% | 4.467% | 4.357% | 4.224% | 4.109%
NSW1 | Behind the meter battery pump | 4.791% | 4.853% | 4.826% | 4.754% | 4.687% | 4.609% | 4.564% | 4.475% | 4.393% | 4.322% | 4.262% | 4.269% | 4.278% | 4.271% | 4.287% | 4.212% | 4.161% | 4.12% | 4.103% | 4.049% | 4.035% | 4.015% | 3.998% | 3.952% | 3.917% | 3.797% | 3.702% | 3.588% | 3.489%
Region | Technology | 2021-22 | 2022-23 | 2023-24 | 2024-25 | 2025-26 | 2026-27 | 2027-28 | 2028-29 | 2029-30 | 2030-31 | 2031-32 | 2032-33 | 2033-34 | 2034-35 | 2035-36 | 2036-37 | 2037-38 | 2038-39 | 2039-40 | 2040-41 | 2041-42 | 2042-43 | 2043-44 | 2044-45 | 2045-46 | 2046-47 | 2047-48 | 2048-49 | 2049-50
QLD1 | Distributed PV | 15.97% | 17.02% | 16.97% | 16.38% | 16.64% | 17.78% | 17.83% | 15.03% | 16.31% | 16.89% | 17.74% | 17.55% | 16.92% | 17.19% | 18.27% | 18.35% | 15.46% | 16.9% | 17.52% | 18.42% | 18.21% | 17.51% | 17.66% | 18.69% | 18.7% | 15.74% | 17.15% | 17.78% | 18.66%
QLD1 | Behind the meter battery | 5.682% | 5.783% | 5.738% | 5.644% | 5.551% | 5.437% | 5.36% | 5.259% | 5.167% | 5.069% | 5.001% | 5.01% | 5.031% | 5.039% | 5.053% | 4.957% | 4.897% | 4.852% | 4.827% | 4.773% | 4.743% | 4.717% | 4.706% | 4.648% | 4.603% | 4.461% | 4.342% | 4.204% | 4.088%
QLD1 | Behind the meter battery pump | 4.828% | 4.915% | 4.872% | 4.797% | 4.713% | 4.62% | 4.554% | 4.469% | 4.391% | 4.307% | 4.246% | 4.254% | 4.276% | 4.281% | 4.292% | 4.208% | 4.161% | 4.12% | 4.099% | 4.057% | 4.03% | 4.005% | 4% | 3.948% | 3.911% | 3.792% | 3.687% | 3.573% | 3.474%
Region | Technology | 2021-22 | 2022-23 | 2023-24 | 2024-25 | 2025-26 | 2026-27 | 2027-28 | 2028-29 | 2029-30 | 2030-31 | 2031-32 | 2032-33 | 2033-34 | 2034-35 | 2035-36 | 2036-37 | 2037-38 | 2038-39 | 2039-40 | 2040-41 | 2041-42 | 2042-43 | 2043-44 | 2044-45 | 2045-46 | 2046-47 | 2047-48 | 2048-49 | 2049-50
VIC1 | Distributed PV | 14.66% | 14.26% | 15.2% | 15.03% | 14.28% | 15.2% | 15.3% | 14.66% | 15.28% | 15.89% | 15.26% | 16.07% | 15.7% | 14.89% | 15.84% | 15.95% | 15.17% | 15.86% | 16.49% | 15.89% | 16.64% | 16.23% | 15.28% | 16.24% | 16.25% | 15.44% | 16.11% | 16.75% | 16.08%
VIC1 | Behind the meter battery | 5.686% | 5.613% | 5.786% | 5.697% | 5.592% | 5.484% | 5.408% | 5.279% | 5.171% | 5.064% | 4.978% | 4.886% | 4.96% | 4.996% | 5.014% | 4.958% | 4.918% | 4.863% | 4.835% | 4.765% | 4.727% | 4.694% | 4.681% | 4.618% | 4.572% | 4.434% | 4.322% | 4.197% | 4.072%
VIC1 | Behind the meter battery pump | 4.83% | 4.766% | 4.914% | 4.84% | 4.748% | 4.657% | 4.596% | 4.482% | 4.391% | 4.3% | 4.229% | 4.153% | 4.215% | 4.242% | 4.261% | 4.21% | 4.177% | 4.128% | 4.108% | 4.049% | 4.014% | 3.985% | 3.974% | 3.924% | 3.884% | 3.765% | 3.671% | 3.565% | 3.457%
Region | Technology | 2021-22 | 2022-23 | 2023-24 | 2024-25 | 2025-26 | 2026-27 | 2027-28 | 2028-29 | 2029-30 | 2030-31 | 2031-32 | 2032-33 | 2033-34 | 2034-35 | 2035-36 | 2036-37 | 2037-38 | 2038-39 | 2039-40 | 2040-41 | 2041-42 | 2042-43 | 2043-44 | 2044-45 | 2045-46 | 2046-47 | 2047-48 | 2048-49 | 2049-50
SA1 | Distributed PV | 16.81% | 16.92% | 17.29% | 16.76% | 16.07% | 16.71% | 17.21% | 16.35% | 17.02% | 17.24% | 17.19% | 17.62% | 17.06% | 16.27% | 16.91% | 17.48% | 16.62% | 17.42% | 17.65% | 17.64% | 18.06% | 17.44% | 16.55% | 17.2% | 17.69% | 16.8% | 17.57% | 17.81% | 17.76%
SA1 | Behind the meter battery | 5.687% | 5.66% | 5.605% | 5.508% | 5.397% | 5.277% | 5.213% | 5.127% | 5.112% | 5.053% | 5% | 5.029% | 5.052% | 5.07% | 5.034% | 4.932% | 4.835% | 4.806% | 4.768% | 4.695% | 4.669% | 4.629% | 4.617% | 4.53% | 4.463% | 4.307% | 4.204% | 4.066% | 3.949%
SA1 | Behind the meter battery pump | 4.83% | 4.807% | 4.762% | 4.678% | 4.587% | 4.484% | 4.428% | 4.353% | 4.343% | 4.291% | 4.248% | 4.272% | 4.294% | 4.307% | 4.275% | 4.192% | 4.108% | 4.082% | 4.048% | 3.987% | 3.967% | 3.931% | 3.922% | 3.847% | 3.791% | 3.659% | 3.572% | 3.452% | 3.352%
Region | Technology | 2021-22 | 2022-23 | 2023-24 | 2024-25 | 2025-26 | 2026-27 | 2027-28 | 2028-29 | 2029-30 | 2030-31 | 2031-32 | 2032-33 | 2033-34 | 2034-35 | 2035-36 | 2036-37 | 2037-38 | 2038-39 | 2039-40 | 2040-41 | 2041-42 | 2042-43 | 2043-44 | 2044-45 | 2045-46 | 2046-47 | 2047-48 | 2048-49 | 2049-50
TAS1 | Distributed PV | 13.53% | 13.51% | 13.87% | 13.97% | 13.44% | 14.35% | 14.32% | 13.94% | 13.92% | 14.18% | 13.97% | 14.36% | 14.35% | 13.77% | 14.6% | 14.69% | 14.16% | 14.29% | 14.59% | 14.39% | 14.79% | 14.72% | 14% | 14.86% | 14.85% | 14.38% | 14.42% | 14.77% | 14.52%
TAS1 | Behind the meter battery | 5.617% | 5.7% | 5.678% | 5.586% | 5.495% | 5.394% | 5.332% | 5.24% | 5.159% | 5.07% | 5.015% | 5.023% | 5.044% | 5.057% | 5.056% | 4.968% | 4.913% | 4.863% | 4.828% | 4.774% | 4.737% | 4.708% | 4.694% | 4.629% | 4.592% | 4.457% | 4.348% | 4.215% | 4.1%
TAS1 | Behind the meter battery pump | 4.769% | 4.843% | 4.822% | 4.745% | 4.669% | 4.584% | 4.532% | 4.451% | 4.382% | 4.306% | 4.257% | 4.269% | 4.285% | 4.296% | 4.297% | 4.219% | 4.174% | 4.13% | 4.099% | 4.057% | 4.023% | 3.998% | 3.987% | 3.93% | 3.901% | 3.787% | 3.692% | 3.579% | 3.48%

## Marinus_Generation
Annual sent-out generation by technology (GWh) - Marinus Link, Step Change No State Based Schemes Sensitivity
Explicitly modelled generation
Region | Technology | 2021-22 | 2022-23 | 2023-24 | 2024-25 | 2025-26 | 2026-27 | 2027-28 | 2028-29 | 2029-30 | 2030-31 | 2031-32 | 2032-33 | 2033-34 | 2034-35 | 2035-36 | 2036-37 | 2037-38 | 2038-39 | 2039-40 | 2040-41 | 2041-42 | 2042-43 | 2043-44 | 2044-45 | 2045-46 | 2046-47 | 2047-48 | 2048-49 | 2049-50
NEM | Black Coal | 77185.4082 | 70022.6372 | 66930.7758 | 62345.3435 | 54881.0363 | 52196.7063 | 49654.2944 | 52440.4572 | 51166.7043 | 49756.2933 | 47332.0694 | 32203.9022 | 32598.2636 | 28555.4623 | 22148.4008 | 21779.1885 | 22236.0935 | 22044.2789 | 20307.171 | 19597.8901 | 15537.8322 | 9623.5926 | 6637.2831 | 6061.2134 | 5690.8653 | 5921.9271 | 5473.0814 | 4994.1386 | 5103.8522
NEM | Brown Coal | 26763.8281 | 22852.9309 | 24120.9043 | 12507.6482 | 12577.311 | 10005.7958 | 0.0014015 | 0.0010982 | 0.00098198 | 0.00091519 | 0.00080091 | 0.00074689 | 0.00077188 | 0.00071513 | 0.00072125 | 0.000695 | 0.00061737 | 0.00064854 | 0.0005615 | 0.00057325 | 0.00064502 | 0.00069696 | 0.00069192 | 0.00064732 | 0.00062817 | 0.00070745 | 0.00032976 | 0 | 0
NEM | CCGT | 2252.5066 | 2252.5066 | 1826.0277 | 3274.1721 | 3998.6847 | 3454.3155 | 3298.5318 | 3456.4912 | 3421.1711 | 3696.408 | 4380.4934 | 5528.7477 | 6465.1559 | 5986.0951 | 5211.0672 | 4509.7968 | 4268.4022 | 4321.4766 | 3640.5588 | 3889.2833 | 4146.3753 | 4642.501 | 2983.5148 | 2817.3686 | 1369.4174 | 960.5241 | 963.1557 | 960.5241 | 960.5241
NEM | Gas - Steam | 709.4273 | 720.1483 | 726.2662 | 271.7936 | 290.7292 | 292.1088 | 257.913 | 324.4086 | 250.2948 | 239.8552 | 267.1822 | 636.1877 | 662.8683 | 982.5751 | 354.2618 | 401.6424 | 669.4089 | 667.6483 | 157.2995 | 184.905 | 234.039 | 252.1169 | 220.4596 | 216.3465 | 190.4286 | 0 | 0 | 0 | 0
NEM | OCGT / Diesel | 59.7248 | 24.1347 | 105.7111 | 344.2609 | 278.2077 | 280.9278 | 222.3982 | 353.9435 | 178.3874 | 327.1175 | 472.0102 | 1039.8907 | 956.2346 | 1036.1813 | 1266.2236 | 1498.372 | 3242.76 | 2408.3173 | 4981.6678 | 6734.9976 | 6636.4344 | 7588.6051 | 11615.0648 | 8033.5123 | 8680.8764 | 14186.536 | 14110.4933 | 16930.5402 | 17653.2765
NEM | Hydro | 13504.2765 | 14402.0757 | 13093.843 | 15336.5278 | 15438.8026 | 14527.7173 | 16766.4815 | 18645.1905 | 16501.4421 | 15135.9105 | 15328.0934 | 14819.0038 | 16708.0868 | 16747.1686 | 16213.4762 | 15884.9146 | 17769.9461 | 16270.6792 | 14875.1675 | 14297.2534 | 13723.0595 | 15576.192 | 15578.3605 | 14866.9236 | 15792.886 | 17933.5008 | 15848.5457 | 14203.7966 | 14012.6619
NEM | Wind | 47897.3181 | 53423.1296 | 54988.8653 | 68323.7904 | 74836.7732 | 78263.7271 | 87297.6028 | 88127.6212 | 90814.9876 | 93486.9881 | 97136.82 | 106538.541 | 106632.8378 | 116442.4892 | 122438.3577 | 126863.146 | 128644.8819 | 130616.6722 | 129284.1093 | 125314.7972 | 125893.8381 | 126871.003 | 135179.5379 | 139135.9946 | 145206.1443 | 149338.4405 | 151185.6396 | 151448.0672 | 153474.9968
NEM | Solar PV | 14501.0457 | 17775.9041 | 18045.0914 | 17335.5434 | 17249.1131 | 18606.3262 | 20664.9841 | 19906.6955 | 20894.5286 | 22293.1149 | 23364.6601 | 31885.968 | 33641.8015 | 33058.7367 | 35885.8866 | 36801.8995 | 42916.219 | 44829.634 | 50454.4445 | 56854.1917 | 66206.7733 | 76254.034 | 74444.8601 | 76843.5587 | 76221.924 | 78536.365 | 79828.7629 | 79938.0346 | 79920.7606
NEM | Grid Battery | 137.7584 | 214.5501 | 251.2917 | 287.9127 | 274.0331 | 286.0247 | 284.0174 | 270.5917 | 256.9609 | 260.5682 | 253.0265 | 1794.9956 | 2030.5366 | 2008.5072 | 2519.4593 | 2527.9185 | 2846.1908 | 2838.4241 | 3414.2253 | 3364.6753 | 4425.9759 | 4973.966 | 4841.0367 | 5141.1048 | 5081.7532 | 6203.2771 | 6305.5252 | 7015.7797 | 6821.3052
NEM | Pumped Hydro | 303.8529 | 434.4473 | 558.9277 | 1266.8109 | 4802.2728 | 4876.2218 | 5428.9874 | 5523.9 | 5641.0158 | 6126.6984 | 5962.1324 | 11005.2135 | 11291.6877 | 11451.5018 | 13228.2743 | 12803.2042 | 15734.5044 | 15703.1773 | 17451.7381 | 17429.0129 | 22232.5628 | 24536.4947 | 23005.7176 | 25376.2933 | 24396.0199 | 23062.9435 | 22598.4687 | 23098.4177 | 22238.2516
NEM | VPP | 40.0534 | 118.053 | 306.7402 | 609.0573 | 930.1287 | 1309.1095 | 1700.6766 | 2062.2845 | 2500.8158 | 2895.1393 | 3241.3036 | 3604.689 | 3976.7525 | 4295.578 | 4950.5953 | 5139.6836 | 5017.3784 | 5209.6549 | 5552.8641 | 5739.0997 | 5990.3875 | 6002.896 | 5486.9221 | 6215.6499 | 6093.5447 | 5577.5623 | 5549.1777 | 5428.0025 | 5139.7857
Total excluding storage |  | 182873.5354 | 181473.4671 | 179837.4848 | 179739.0799 | 179550.6578 | 177627.6247 | 178162.2073 | 183254.8087 | 183227.5169 | 184935.6884 | 188281.3295 | 192652.2418 | 197665.2493 | 202808.709 | 203517.6747 | 207738.9607 | 219747.7121 | 221158.7073 | 223700.4189 | 226873.319 | 232378.3525 | 240808.0454 | 246659.0815 | 247974.9183 | 253152.5425 | 266877.2941 | 267409.6789 | 268475.1014 | 271126.0722
Region | Technology | 2021-22 | 2022-23 | 2023-24 | 2024-25 | 2025-26 | 2026-27 | 2027-28 | 2028-29 | 2029-30 | 2030-31 | 2031-32 | 2032-33 | 2033-34 | 2034-35 | 2035-36 | 2036-37 | 2037-38 | 2038-39 | 2039-40 | 2040-41 | 2041-42 | 2042-43 | 2043-44 | 2044-45 | 2045-46 | 2046-47 | 2047-48 | 2048-49 | 2049-50
NSW1 | Black Coal | 43152.9231 | 38317.569 | 33876.4471 | 36592.8774 | 30436.2842 | 27746.4476 | 27292.2967 | 29008.1987 | 27922.0204 | 27382.6975 | 26021.944 | 10634.3402 | 12963.1065 | 11227.6367 | 5255.0727 | 6630.687 | 7066.982 | 6936.1299 | 6388.3027 | 5663.3704 | 3232.2557 | 0 | 0 | 0 | 0 | 0 | 0 | 0 | 0
NSW1 | Brown Coal | 0 | 0 | 0 | 0 | 0 | 0 | 0 | 0 | 0 | 0 | 0 | 0 | 0 | 0 | 0 | 0 | 0 | 0 | 0 | 0 | 0 | 0 | 0 | 0 | 0 | 0 | 0 | 0 | 0
NSW1 | CCGT | 33.6489 | 33.6489 | 101.2613 | 255.926 | 333.4397 | 180.0606 | 235.941 | 380.0931 | 362.5594 | 449.6667 | 572.6402 | 1150.2369 | 1136.7207 | 1278.7601 | 1112.2706 | 962.973 | 1300.9413 | 1484.147 | 1314.1376 | 1209.2766 | 1259.5607 | 1456.9392 | 44.2862 | 0.00014287 | 0.00014543 | 0.00015409 | 0.00015157 | 0.00015702 | 0.00015394
NSW1 | Gas - Steam | 0 | 0 | 0 | 0 | 0 | 0 | 0 | 0 | 0 | 0 | 0 | 0 | 0 | 0 | 0 | 0 | 0 | 0 | 0 | 0 | 0 | 0 | 0 | 0 | 0 | 0 | 0 | 0 | 0
NSW1 | OCGT / Diesel | 1.9441e-05 | 2.045e-05 | 12.6717 | 58.8868 | 9.5352 | 20.964 | 15.474 | 31.2107 | 18.9854 | 25.9666 | 14.1184 | 124.0485 | 107.3968 | 180.1987 | 311.0393 | 382.2899 | 1207.4018 | 841.2489 | 2087.7546 | 2870.0113 | 1851.6897 | 2212.6096 | 4457.261 | 2447.5613 | 2527.6015 | 3937.3467 | 5064.2038 | 5573.1007 | 5232.7795
NSW1 | Hydro | 2183.7099 | 2316.7909 | 2181.7058 | 2937.3043 | 2799.6315 | 2730.2351 | 2889.5894 | 3759.9331 | 3011.9012 | 2754.7197 | 2845.9778 | 2894.7941 | 3372.1921 | 3671.1331 | 3619.8281 | 3414.3333 | 4561.5786 | 3956.6638 | 3676.7569 | 3414.9139 | 3092.3757 | 3819.3765 | 3624.2852 | 3801.2214 | 3870.4887 | 4655.562 | 3727.9734 | 3445.9118 | 3095.4626
NSW1 | Wind | 10302.6935 | 11089.6774 | 15698.1011 | 20250.2081 | 22661.6959 | 23515.7227 | 23327.3472 | 20656.5884 | 19183.9836 | 23514.1345 | 25172.4691 | 38132.8071 | 36746.9776 | 38715.5817 | 40927.1088 | 41344.7071 | 36028.7161 | 35402.4561 | 37600.7304 | 36863.1053 | 39904.3134 | 39184.9286 | 40251.7492 | 42042.403 | 44906.0036 | 42829.1842 | 43508.9121 | 45121.0845 | 46838.3244
NSW1 | Solar PV | 5342.8111 | 6499.5897 | 6543.0149 | 6299.1527 | 6245.4726 | 7062.1239 | 7094.3957 | 8040.228 | 8325.5047 | 8700.3056 | 8741.0026 | 13754.3692 | 14849.155 | 14307.8106 | 16289.6822 | 17246.2035 | 21439.257 | 22438.0613 | 26029.2655 | 29509.0836 | 35054.2793 | 39986.7539 | 38925.5937 | 41635.4011 | 41489.9479 | 41429.2544 | 41463.593 | 42867.8276 | 41458.6159
NSW1 | Grid Battery | 2.538e-05 | 3.6353e-05 | 3.6799e-05 | 5.5729e-05 | 5.68e-05 | 6.0614e-05 | 8.2473e-05 | 9.1716e-05 | 0.00011511 | 0.00013692 | 0.00015289 | 869.0777 | 855.4027 | 854.2773 | 870.0554 | 865.7735 | 837.1461 | 834.6562 | 1383.5972 | 1365.5575 | 2341.5283 | 2333.2278 | 2278.966 | 2526.8018 | 2519.6367 | 2484.7012 | 2461.1458 | 2529.5815 | 2513.1533
NSW1 | Pumped Hydro | 74.971 | 124.3668 | 169.5454 | 889.1049 | 4408.6745 | 4386.0023 | 4876.7204 | 5008.1312 | 4660.1984 | 4946.0444 | 4795.1206 | 7100.7341 | 6819.6187 | 7026.0467 | 7963.2006 | 7544.7343 | 8470.1776 | 8254.791 | 9425.0612 | 9317.3736 | 12190.4728 | 12166.0516 | 11588.9673 | 12849.8091 | 12552.5724 | 12316.2906 | 11697.8871 | 12230.5718 | 11895.3476
NSW1 | VPP | 7.6224 | 32.2065 | 94.238 | 176.1935 | 281.5438 | 399.2731 | 514.4771 | 637.3725 | 758.5108 | 908.3538 | 1018.0222 | 1171.0606 | 1296.3386 | 1402.3492 | 1638.7239 | 1702.76 | 1698.2348 | 1748.376 | 1872.365 | 1926.7398 | 1997.8449 | 2100.568 | 1974.4352 | 2269.4794 | 2223.8812 | 2135.4958 | 2056.4095 | 2111.2794 | 1927.1312
Total excluding storage |  | 61015.7866 | 58257.276 | 58413.202 | 66394.3553 | 62486.059 | 61255.5539 | 60855.044 | 61876.252 | 58824.9548 | 62827.4905 | 63368.1521 | 66690.596 | 69175.5488 | 69381.1208 | 67515.0018 | 69981.1938 | 71604.8767 | 71058.707 | 77096.9476 | 79529.7612 | 84394.4744 | 86660.6078 | 87303.1753 | 89926.587 | 92794.0418 | 92851.3475 | 93764.6824 | 97007.9247 | 96625.1825
Region | Technology | 2021-22 | 2022-23 | 2023-24 | 2024-25 | 2025-26 | 2026-27 | 2027-28 | 2028-29 | 2029-30 | 2030-31 | 2031-32 | 2032-33 | 2033-34 | 2034-35 | 2035-36 | 2036-37 | 2037-38 | 2038-39 | 2039-40 | 2040-41 | 2041-42 | 2042-43 | 2043-44 | 2044-45 | 2045-46 | 2046-47 | 2047-48 | 2048-49 | 2049-50
QLD1 | Black Coal | 34032.4851 | 31705.0682 | 33054.3287 | 25752.4661 | 24444.7522 | 24450.2586 | 22361.9977 | 23432.2584 | 23244.6838 | 22373.5958 | 21310.1254 | 21569.5619 | 19635.1571 | 17327.8256 | 16893.3281 | 15148.5015 | 15169.1115 | 15108.149 | 13918.8683 | 13934.5197 | 12305.5765 | 9623.5926 | 6637.2831 | 6061.2134 | 5690.8653 | 5921.9271 | 5473.0814 | 4994.1386 | 5103.8522
QLD1 | Brown Coal | 0 | 0 | 0 | 0 | 0 | 0 | 0 | 0 | 0 | 0 | 0 | 0 | 0 | 0 | 0 | 0 | 0 | 0 | 0 | 0 | 0 | 0 | 0 | 0 | 0 | 0 | 0 | 0 | 0
QLD1 | CCGT | 1104.025 | 1104.025 | 1232.2762 | 2266.378 | 2704.7063 | 2390.7546 | 2611.8573 | 2626.8961 | 2609.1097 | 2791.9421 | 3234.4787 | 3465.5956 | 4260.0184 | 3556.9123 | 3356.7739 | 2693.996 | 2967.4607 | 2837.3294 | 2326.421 | 2680.0065 | 2886.8143 | 3185.5616 | 2939.2283 | 2817.3682 | 1369.4169 | 960.5236 | 963.1552 | 960.5236 | 960.5236
QLD1 | Gas - Steam | 37.1158 | 37.1158 | 73.7192 | 72.804 | 72.804 | 72.804 | 110.2913 | 140.0462 | 149.9725 | 106.2158 | 98.6788 | 118.0446 | 196.6 | 162.086 | 146.1548 | 173.1925 | 194.574 | 179.764 | 157.2995 | 184.905 | 234.039 | 252.1169 | 220.4596 | 216.3465 | 190.4286 | 0 | 0 | 0 | 0
QLD1 | OCGT / Diesel | 3.2604e-05 | 3.4013e-05 | 3.6357e-05 | 109.6546 | 54.9045 | 61.0527 | 117.6886 | 201.2346 | 127.2414 | 209.4552 | 333.8609 | 509.3802 | 528.6288 | 348.3136 | 445.8035 | 646.5677 | 1025.0076 | 635.3778 | 1400.8024 | 1807.0126 | 2071.6679 | 2391.8414 | 2089.0584 | 2396.8714 | 2702.2091 | 5303.0544 | 4291.0293 | 4370.6134 | 3994.9095
QLD1 | Hydro | 698.8782 | 697.6046 | 700.3371 | 696.9274 | 695.5178 | 694.6908 | 695.67 | 691.7925 | 692.4788 | 671.1049 | 694.1111 | 686.7275 | 687.3986 | 676.5829 | 658.8183 | 656.5439 | 226.2685 | 233.4299 | 215.6112 | 209.7613 | 214.9416 | 0 | 0 | 0 | 0 | 0 | 0 | 0 | 0
QLD1 | Wind | 16746.9198 | 17473.2369 | 16334.6896 | 18825.1287 | 22269.0556 | 21855.3594 | 23601.425 | 25965.1138 | 25576.4135 | 26154.192 | 25626.3699 | 26034.4735 | 27057.7105 | 31520.9124 | 31617.4809 | 35101.6377 | 37974.0008 | 37884.0188 | 38125.3921 | 34400.0259 | 35165.8935 | 35380.9636 | 41147.6475 | 40893.0132 | 44534.8648 | 47554.1364 | 47626.7948 | 48866.383 | 49059.7167
QLD1 | Solar PV | 5555.0959 | 7538.3542 | 7676.6911 | 7343.9828 | 7448.1626 | 7800.5679 | 7893.2076 | 6593.1494 | 7142.0038 | 7427.2484 | 8022.8173 | 8908.1398 | 10082.7364 | 10131.6199 | 10542.8278 | 10248.0549 | 12058.7882 | 12905.8016 | 13819.3301 | 16537.0772 | 18263.9952 | 23936.0909 | 23138.9954 | 22746.8064 | 22022.9758 | 22922.8195 | 23859.082 | 23054.0413 | 22620.8936
QLD1 | Grid Battery | 2.7518e-05 | 22.5446 | 25.8259 | 29.4723 | 28.7791 | 29.8172 | 29.7047 | 28.2696 | 27.7388 | 28.1342 | 27.6173 | 621.7725 | 906.9796 | 916.017 | 915.6088 | 926.669 | 1243.3209 | 1251.858 | 1243.4017 | 1233.6924 | 1254.4766 | 1861.501 | 1845.9362 | 1843.5414 | 1788.5474 | 3006.0774 | 3149.1526 | 3773.4062 | 3626.2556
QLD1 | Pumped Hydro | 228.8819 | 310.0805 | 389.382 | 377.7057 | 393.598 | 490.2192 | 552.2666 | 515.7684 | 504.4368 | 547.9823 | 524.4479 | 1412.0898 | 2042.5507 | 2020.3014 | 2134.1945 | 2122.7133 | 3567.9255 | 3723.1824 | 3977.1986 | 4191.0914 | 4564.1257 | 7079.5827 | 6503.5791 | 6801.6037 | 6267.1826 | 5399.5127 | 5549.8964 | 5315.0561 | 4943.5982
QLD1 | VPP | 10.5268 | 37.6305 | 82.1654 | 165.5628 | 248.3366 | 339.6572 | 441.0682 | 525.1747 | 646.5011 | 756.8247 | 855.4874 | 913.8545 | 1015.891 | 1121.898 | 1252.7715 | 1284.8456 | 1208.2319 | 1308.6758 | 1345.1607 | 1473.4738 | 1563.4272 | 1439.472 | 1338.8167 | 1388.0179 | 1265.8083 | 1053.1465 | 1130.2874 | 851.8637 | 871.9762
Total excluding storage |  | 58174.5198 | 58555.4046 | 59072.042 | 55067.3416 | 57689.903 | 57325.4881 | 57392.1375 | 59650.4911 | 59541.9036 | 59733.7542 | 59320.442 | 61291.9232 | 62448.2499 | 63724.2528 | 63661.1873 | 64668.4941 | 69615.2112 | 69783.8705 | 69963.7246 | 69753.3083 | 71142.9281 | 74770.167 | 76172.6724 | 75131.619 | 76510.7604 | 82662.4609 | 82213.1427 | 82245.7 | 81739.8955
Region | Technology | 2021-22 | 2022-23 | 2023-24 | 2024-25 | 2025-26 | 2026-27 | 2027-28 | 2028-29 | 2029-30 | 2030-31 | 2031-32 | 2032-33 | 2033-34 | 2034-35 | 2035-36 | 2036-37 | 2037-38 | 2038-39 | 2039-40 | 2040-41 | 2041-42 | 2042-43 | 2043-44 | 2044-45 | 2045-46 | 2046-47 | 2047-48 | 2048-49 | 2049-50
VIC1 | Black Coal | 0 | 0 | 0 | 0 | 0 | 0 | 0 | 0 | 0 | 0 | 0 | 0 | 0 | 0 | 0 | 0 | 0 | 0 | 0 | 0 | 0 | 0 | 0 | 0 | 0 | 0 | 0 | 0 | 0
VIC1 | Brown Coal | 26763.8281 | 22852.9309 | 24120.9043 | 12507.6482 | 12577.311 | 10005.7958 | 0.0014015 | 0.0010982 | 0.00098198 | 0.00091519 | 0.00080091 | 0.00074689 | 0.00077188 | 0.00071513 | 0.00072125 | 0.000695 | 0.00061737 | 0.00064854 | 0.0005615 | 0.00057325 | 0.00064502 | 0.00069696 | 0.00069192 | 0.00064732 | 0.00062817 | 0.00070745 | 0.00032976 | 0 | 0
VIC1 | CCGT | 2.1623e-05 | 2.1268e-05 | 2.2361e-05 | 3.8635e-05 | 3.9531e-05 | 3.9347e-05 | 3.8759e-05 | 4.2115e-05 | 4.2068e-05 | 4.2715e-05 | 4.6178e-05 | 6.1633e-05 | 6.2278e-05 | 6.097e-05 | 5.9451e-05 | 5.9896e-05 | 7.5859e-05 | 7.6818e-05 | 8.3399e-05 | 8.2832e-05 | 0.00013994 | 0.00014663 | 0.00018211 | 0.00017153 | 0.00017589 | 0.00018611 | 0.00018303 | 0.00022437 | 0.00022135
VIC1 | Gas - Steam | 10.9278 | 5.2097 | 9.4535 | 69.0464 | 64.6756 | 63.8667 | 59.9388 | 87.0083 | 18.7492 | 52.0662 | 72.4932 | 228.8332 | 173.7921 | 297.8956 | 208.1071 | 228.4499 | 474.8349 | 487.8843 | 0 | 0 | 0 | 0 | 0 | 0 | 0 | 0 | 0 | 0 | 0
VIC1 | OCGT / Diesel | 11.0367 | 0.3092 | 9.3502 | 40.6779 | 27.2986 | 68.9918 | 30.0316 | 53.2211 | 20.0436 | 37.5339 | 38.9448 | 180.995 | 94.4257 | 174.1278 | 263.7331 | 231.146 | 412.9428 | 301.2134 | 755.4309 | 1237.0797 | 1683.5033 | 1769.2427 | 3248.1071 | 2404.6528 | 2593.4886 | 4061.5772 | 3956.0749 | 5895.5837 | 7431.215
VIC1 | Hydro | 2781.9677 | 2809.4606 | 2552.8461 | 3150.1496 | 3231.9146 | 3055.1695 | 3096.0992 | 3898.1172 | 3231.8484 | 2772.7662 | 2799.7366 | 2525.5304 | 3113.6069 | 3212.4347 | 3045.272 | 3065.3797 | 3871.643 | 3217.9714 | 2768.9869 | 2767.955 | 2512.6311 | 3091.3168 | 3199.283 | 3025.9006 | 3048.4029 | 3841.6981 | 3193.978 | 2736.2205 | 2745.3545
VIC1 | Wind | 10715.2529 | 13620.8774 | 11440.4159 | 15180.6921 | 15881.2503 | 17809.3896 | 23177.495 | 23075.06 | 23859.3863 | 22433.587 | 23698.107 | 20130.9434 | 20984.3336 | 24865.9182 | 26829.6717 | 27371.8732 | 32354.8181 | 34114.509 | 31630.0852 | 31159.859 | 28205.1903 | 29533.5659 | 30517.4934 | 31324.6065 | 31010.3765 | 30361.7096 | 31178.8741 | 29511.3835 | 28568.008
VIC1 | Solar PV | 2656.0009 | 2636.7231 | 2727.5636 | 2624.9483 | 2513.9837 | 2677.3582 | 4578.1087 | 4228.1102 | 4337.7639 | 5066.6216 | 5334.6755 | 7953.9293 | 7502.5948 | 7427.0944 | 7832.3055 | 8005.0063 | 7215.7131 | 7295.2818 | 7925.9443 | 8041.5214 | 10185.2173 | 9702.0156 | 9444.6903 | 9792.7909 | 9959.5919 | 11782.5595 | 12103.5264 | 11711.8696 | 13533.4651
VIC1 | Grid Battery | 51.4435 | 107.2343 | 123.0993 | 160.0325 | 152.608 | 161.4393 | 159.8883 | 153.3308 | 143.2067 | 146.9726 | 144.454 | 144.3457 | 112.3383 | 101.5906 | 113.3408 | 115.9055 | 106.7701 | 103.6846 | 116.0847 | 108.8186 | 39.3719 | 0.0019047 | 0.0020455 | 0.0025106 | 0.0023838 | 0.0023572 | 0.0024606 | 0.0026229 | 0.0026252
VIC1 | Pumped Hydro | 0 | 0 | 5.6885e-05 | 0.00011723 | 0.00011472 | 0.00015515 | 0.00015149 | 0.00015208 | 0.00019257 | 0.00023118 | 0.0002801 | 889.2311 | 842.2208 | 791.8835 | 1554.5543 | 1577.6836 | 2019.2118 | 2020.6165 | 2202.3843 | 2135.6501 | 3638.7834 | 3519.5198 | 3219.8826 | 3870.2854 | 3792.966 | 3659.725 | 3683.1436 | 3835.2947 | 3736.169
VIC1 | VPP | 7.6805 | 19.5303 | 72.5348 | 184.5725 | 288.928 | 426.0933 | 556.7256 | 672.3123 | 813.724 | 905.8939 | 1014.033 | 1135.0738 | 1245.6047 | 1332.7005 | 1590.9655 | 1661.3584 | 1621.7996 | 1655.0884 | 1790.6983 | 1792.0074 | 1865.1475 | 1910.9262 | 1674.6784 | 1982.1536 | 2017.6144 | 1893.8673 | 1871.3325 | 1950.411 | 1864.896
Total excluding storage |  | 42939.0141 | 41925.511 | 40860.5336 | 33573.1625 | 34296.4338 | 33680.5716 | 30941.6748 | 31341.518 | 31467.7924 | 30362.5759 | 31943.9579 | 31020.2321 | 31868.7539 | 35977.4715 | 38179.0902 | 38901.8558 | 44329.9526 | 45416.8606 | 43080.448 | 43206.4157 | 42586.5428 | 44096.1418 | 46409.5746 | 46547.9517 | 46611.8608 | 50047.5453 | 50432.454 | 49855.0575 | 52278.0429
Region | Technology | 2021-22 | 2022-23 | 2023-24 | 2024-25 | 2025-26 | 2026-27 | 2027-28 | 2028-29 | 2029-30 | 2030-31 | 2031-32 | 2032-33 | 2033-34 | 2034-35 | 2035-36 | 2036-37 | 2037-38 | 2038-39 | 2039-40 | 2040-41 | 2041-42 | 2042-43 | 2043-44 | 2044-45 | 2045-46 | 2046-47 | 2047-48 | 2048-49 | 2049-50
SA1 | Black Coal | 0 | 0 | 0 | 0 | 0 | 0 | 0 | 0 | 0 | 0 | 0 | 0 | 0 | 0 | 0 | 0 | 0 | 0 | 0 | 0 | 0 | 0 | 0 | 0 | 0 | 0 | 0 | 0 | 0
SA1 | Brown Coal | 0 | 0 | 0 | 0 | 0 | 0 | 0 | 0 | 0 | 0 | 0 | 0 | 0 | 0 | 0 | 0 | 0 | 0 | 0 | 0 | 0 | 0 | 0 | 0 | 0 | 0 | 0 | 0 | 0
SA1 | CCGT | 1114.8326 | 1114.8326 | 492.4901 | 751.8681 | 960.5387 | 883.5002 | 450.7334 | 449.5019 | 449.5019 | 454.7992 | 573.3745 | 912.9151 | 1068.4167 | 1150.4227 | 742.0225 | 852.8278 | 8.0848e-05 | 8.1545e-05 | 8.1454e-05 | 8.0392e-05 | 0.00010196 | 0.00010559 | 0.00010956 | 0.00010374 | 0.0001064 | 0.00010948 | 0.00010752 | 0.00010757 | 0.00010555
SA1 | Gas - Steam | 661.3837 | 677.8228 | 643.0935 | 129.9432 | 153.2496 | 155.4381 | 87.6829 | 97.3541 | 81.5731 | 81.5731 | 96.0103 | 289.3099 | 292.4761 | 522.5935 | 0 | 0 | 0 | 0 | 0 | 0 | 0 | 0 | 0 | 0 | 0 | 0 | 0 | 0 | 0
SA1 | OCGT / Diesel | 48.6881 | 23.8254 | 83.6892 | 135.0416 | 186.4693 | 129.9192 | 59.204 | 68.2771 | 12.1169 | 53.4819 | 83.8702 | 222.7963 | 224.993 | 332.4453 | 239.4239 | 235.5017 | 593.6044 | 630.4772 | 721.612 | 815.2173 | 1027.1739 | 1214.9114 | 1817.8161 | 779.5888 | 855.3902 | 882.6455 | 797.6502 | 1073.641 | 987.4853
SA1 | Hydro | 0 | 0 | 0 | 0 | 0 | 0 | 0 | 0 | 0 | 0 | 0 | 0 | 0 | 0 | 0 | 0 | 0 | 0 | 0 | 0 | 0 | 0 | 0 | 0 | 0 | 0 | 0 | 0 | 0
SA1 | Wind | 7018.4346 | 7790.0614 | 7016.1618 | 9597.8987 | 9337.9042 | 10349.3112 | 10633.49 | 12217.3637 | 12106.0438 | 11617.2394 | 12294.7262 | 12270.4488 | 12059.1308 | 11180.2479 | 12720.7295 | 12435.0696 | 11831.9525 | 12424.002 | 11519.5638 | 12028.2474 | 11979.8299 | 12220.4523 | 12305.1223 | 13922.4581 | 13480.4642 | 16022.3976 | 16411.7126 | 15728.7955 | 16386.3627
SA1 | Solar PV | 947.1377 | 1101.2371 | 1097.8219 | 1067.4595 | 1041.4942 | 1066.2761 | 1099.2722 | 1045.2078 | 1089.2562 | 1098.9393 | 1266.1647 | 1269.5296 | 1207.3153 | 1192.2118 | 1221.0711 | 1302.6349 | 2202.4606 | 2190.4893 | 2679.9046 | 2766.5094 | 2703.2815 | 2629.1736 | 2935.5806 | 2668.5602 | 2749.4083 | 2401.7315 | 2402.5614 | 2304.296 | 2307.7859
SA1 | Grid Battery | 86.3148 | 84.7711 | 102.3665 | 98.4078 | 92.6459 | 94.7681 | 94.4242 | 88.9911 | 86.0152 | 85.4612 | 80.9549 | 159.7995 | 155.8159 | 136.6221 | 620.4542 | 619.5703 | 658.9535 | 648.225 | 671.1414 | 656.6065 | 790.5988 | 779.235 | 716.1321 | 770.7587 | 773.5664 | 712.4957 | 695.2239 | 712.7889 | 681.8931
SA1 | Pumped Hydro | 0 | 0 | 4.7361e-05 | 4.858e-05 | 4.7366e-05 | 5.7085e-05 | 5.6525e-05 | 5.7918e-05 | 6.2738e-05 | 7.0804e-05 | 7.3859e-05 | 0.00013696 | 0.0001336 | 0.00013294 | 0.00016112 | 0.00015981 | 0.00021679 | 0.00021724 | 0.00022481 | 0.0002257 | 0.00028327 | 0.00027162 | 0.0002711 | 0.00038855 | 0.00038288 | 0.00037394 | 0.00038155 | 0.00038805 | 0.00039198
SA1 | VPP | 13.8269 | 26.6823 | 53.9163 | 77.8578 | 102.4147 | 132.1302 | 163.5966 | 194.398 | 233.7543 | 265.5835 | 288.608 | 315.1197 | 344.2658 | 364.8022 | 378.0675 | 392.5536 | 400.0745 | 403.95 | 437.6048 | 434.8606 | 452.035 | 447.1444 | 401.8725 | 458.2117 | 465.0192 | 393.0616 | 389.3443 | 407.535 | 372.7446
Total excluding storage |  | 9790.4767 | 10707.7793 | 9333.2565 | 11682.211 | 11679.6559 | 12584.4449 | 12330.3825 | 13877.7045 | 13738.4919 | 13306.0329 | 14314.1458 | 14964.9997 | 14852.3319 | 14377.9211 | 14923.247 | 14826.034 | 14628.0176 | 15244.9686 | 14921.0805 | 15609.9742 | 15710.2854 | 16064.5374 | 17058.5191 | 17370.6072 | 17085.2628 | 19306.7747 | 19611.9243 | 19106.7326 | 19681.6341
Region | Technology | 2021-22 | 2022-23 | 2023-24 | 2024-25 | 2025-26 | 2026-27 | 2027-28 | 2028-29 | 2029-30 | 2030-31 | 2031-32 | 2032-33 | 2033-34 | 2034-35 | 2035-36 | 2036-37 | 2037-38 | 2038-39 | 2039-40 | 2040-41 | 2041-42 | 2042-43 | 2043-44 | 2044-45 | 2045-46 | 2046-47 | 2047-48 | 2048-49 | 2049-50
TAS1 | Black Coal | 0 | 0 | 0 | 0 | 0 | 0 | 0 | 0 | 0 | 0 | 0 | 0 | 0 | 0 | 0 | 0 | 0 | 0 | 0 | 0 | 0 | 0 | 0 | 0 | 0 | 0 | 0 | 0 | 0
TAS1 | Brown Coal | 0 | 0 | 0 | 0 | 0 | 0 | 0 | 0 | 0 | 0 | 0 | 0 | 0 | 0 | 0 | 0 | 0 | 0 | 0 | 0 | 0 | 0 | 0 | 0 | 0 | 0 | 0 | 0 | 0
TAS1 | CCGT | 1.7216e-05 | 1.6828e-05 | 1.7611e-05 | 1.7802e-05 | 1.7852e-05 | 1.8422e-05 | 2.1582e-05 | 2.3503e-05 | 2.3861e-05 | 2.5579e-05 | 2.6044e-05 | 3.1895e-05 | 3.2021e-05 | 3.1756e-05 | 3.1378e-05 | 3.1751e-05 | 3.5168e-05 | 3.5163e-05 | 4.1652e-05 | 4.1298e-05 | 4.7419e-05 | 4.8072e-05 | 4.8187e-05 | 4.6007e-05 | 4.677e-05 | 5.0666e-05 | 4.9683e-05 | 6.1108e-05 | 6.0468e-05
TAS1 | Gas - Steam | 0 | 0 | 0 | 0 | 0 | 0 | 0 | 0 | 0 | 0 | 0 | 0 | 0 | 0 | 0 | 0 | 0 | 0 | 0 | 0 | 0 | 0 | 0 | 0 | 0 | 0 | 0 | 0 | 0
TAS1 | OCGT / Diesel | 1.2895e-05 | 1.2076e-05 | 1.2963e-05 | 1.3307e-05 | 1.3608e-05 | 1.4408e-05 | 1.6354e-05 | 1.7875e-05 | 2.0093e-05 | 0.67992 | 1.2159 | 2.6707 | 0.79034 | 1.0959 | 6.2237 | 2.8667 | 3.8034 | 3.0087e-05 | 16.0678 | 5.6767 | 2.3995 | 4.0218e-05 | 2.8222 | 4.8379 | 2.1871 | 1.9121 | 1.535 | 17.6015 | 6.8873
TAS1 | Hydro | 7839.7207 | 8578.2196 | 7658.9539 | 8552.1465 | 8711.7388 | 8047.6219 | 10085.1229 | 10295.3476 | 9565.2137 | 8937.3197 | 8988.2679 | 8711.9518 | 9534.8892 | 9187.0178 | 8889.5579 | 8748.6577 | 9110.456 | 8862.6141 | 8213.8124 | 7904.6232 | 7903.1112 | 8665.4987 | 8754.7924 | 8039.8015 | 8873.9944 | 9436.2408 | 8926.5944 | 8021.6643 | 8171.8448
TAS1 | Wind | 3114.0174 | 3449.2766 | 4499.4968 | 4469.8629 | 4686.8671 | 4733.9442 | 6557.8455 | 6213.4953 | 10089.1604 | 9767.8352 | 10345.1479 | 9969.8682 | 9784.6852 | 10159.8291 | 10343.3668 | 10609.8585 | 10455.3944 | 10791.6863 | 10408.3378 | 10863.5596 | 10638.611 | 10551.0925 | 10957.5256 | 10953.5138 | 11274.4351 | 12571.0128 | 12459.346 | 12220.4208 | 12622.585
TAS1 | Solar PV | 3.2135e-06 | 5.7532e-06 | 6.8126e-06 | 1.1478e-05 | 9.9863e-06 | 1.0864e-05 | 1.0217e-05 | 1.026e-05 | 2.3071e-05 | 2.7168e-05 | 2.6927e-05 | 2.6753e-05 | 2.7202e-05 | 2.3828e-05 | 2.5661e-05 | 2.4976e-05 | 2.4297e-05 | 2.5499e-05 | 3.2986e-05 | 3.837e-05 | 5.2128e-05 | 6.3259e-05 | 5.4574e-05 | 5.6801e-05 | 5.5335e-05 | 5.8079e-05 | 5.8637e-05 | 7.0277e-05 | 6.8498e-05
TAS1 | Grid Battery | 2.6039e-05 | 3.8686e-05 | 3.8133e-05 | 4.6404e-05 | 6.1751e-05 | 6.3119e-05 | 7.9117e-05 | 9.2483e-05 | 0.00011935 | 0.00013262 | 0.00014446 | 0.00017609 | 0.00017681 | 0.00019099 | 0.00019854 | 0.0001936 | 0.00022174 | 0.00021683 | 0.0003037 | 0.00032587 | 0.0003696 | 0.00032463 | 0.00036436 | 0.00039248 | 0.00037963 | 0.00040666 | 0.00040557 | 0.00046421 | 0.00056283
TAS1 | Pumped Hydro | 0 | 0 | 0.0001128 | 0.00011352 | 0.00012201 | 0.00013622 | 0.00017769 | 0.00019971 | 476.3803 | 632.6714 | 642.5635 | 1603.1583 | 1587.2974 | 1613.2701 | 1576.3248 | 1558.0729 | 1677.1893 | 1704.5872 | 1847.0937 | 1784.8976 | 1839.1806 | 1771.3404 | 1693.2883 | 1854.5947 | 1783.2986 | 1687.415 | 1667.5412 | 1717.4947 | 1663.1364
TAS1 | VPP | 0.3969 | 2.0034 | 3.8857 | 4.8707 | 8.9057 | 11.9557 | 24.8091 | 33.027 | 48.3255 | 58.4834 | 65.1529 | 69.5804 | 74.6524 | 73.8282 | 90.0669 | 98.166 | 89.0376 | 93.5647 | 107.0353 | 112.0183 | 111.9329 | 104.7854 | 97.1193 | 117.7874 | 121.2217 | 101.9911 | 101.804 | 106.9133 | 103.0377
Total excluding storage |  | 10953.7382 | 12027.4963 | 12158.4508 | 13022.0094 | 13398.6059 | 12781.5662 | 16642.9685 | 16508.843 | 19654.3741 | 18705.8349 | 19334.6318 | 18684.4908 | 19320.3648 | 19347.9428 | 19239.1485 | 19361.383 | 19569.6539 | 19654.3005 | 18638.2181 | 18773.8597 | 18544.1217 | 19216.5913 | 19715.1402 | 18998.1534 | 20150.6167 | 22009.1658 | 21387.4755 | 20259.6867 | 20801.3172
Explicitly modelled pumping
Region | Technology | 2021-22 | 2022-23 | 2023-24 | 2024-25 | 2025-26 | 2026-27 | 2027-28 | 2028-29 | 2029-30 | 2030-31 | 2031-32 | 2032-33 | 2033-34 | 2034-35 | 2035-36 | 2036-37 | 2037-38 | 2038-39 | 2039-40 | 2040-41 | 2041-42 | 2042-43 | 2043-44 | 2044-45 | 2045-46 | 2046-47 | 2047-48 | 2048-49 | 2049-50
NEM | Grid Battery pump | 169.3075 | 265.6718 | 309.3426 | 356.3663 | 337.9466 | 352.5641 | 351.5326 | 333.1698 | 317.4395 | 321.4853 | 313.0661 | 2126.2145 | 2400.6655 | 2376.8993 | 2972.8034 | 2985.0751 | 3366.2323 | 3348.7929 | 4023.1519 | 3977.2501 | 5203.5989 | 5860.4097 | 5695.2747 | 6049.519 | 5992.1602 | 7298.9182 | 7423.0314 | 8250.4637 | 8023.3548
NEM | Pumped Hydro Pump | 696.9436 | 1128.2128 | 1428.7944 | 3041.3735 | 6512.747 | 7173.1729 | 8328.794 | 8214.4913 | 8487.6947 | 8988.1141 | 9506.8812 | 15683.9415 | 16459.1445 | 16316.1485 | 18974.3084 | 18473.2356 | 22202.957 | 22319.9678 | 24663.5521 | 24872.1838 | 30121.4355 | 33618.8292 | 30771.6484 | 34618.4366 | 33797.4395 | 31548.9885 | 30747.1172 | 31408.2563 | 29829.9731
NEM | VPP pump | 48.0736 | 142.0519 | 367.8086 | 732.1587 | 1116.6285 | 1569.8366 | 2045.0233 | 2471.4243 | 3002.1133 | 3474.315 | 3899.9587 | 4319.5901 | 4770.4125 | 5161.2123 | 5937.2438 | 6167.8956 | 6032.6572 | 6256.1416 | 6650.8277 | 6906.2655 | 7174.5642 | 7214.4652 | 6576.8728 | 7457.5801 | 7331.2412 | 6680.6754 | 6674.5316 | 6499.5063 | 6165.5299
Region | Technology | 2021-22 | 2022-23 | 2023-24 | 2024-25 | 2025-26 | 2026-27 | 2027-28 | 2028-29 | 2029-30 | 2030-31 | 2031-32 | 2032-33 | 2033-34 | 2034-35 | 2035-36 | 2036-37 | 2037-38 | 2038-39 | 2039-40 | 2040-41 | 2041-42 | 2042-43 | 2043-44 | 2044-45 | 2045-46 | 2046-47 | 2047-48 | 2048-49 | 2049-50
NSW1 | Grid Battery pump | 2.9872e-05 | 4.2781e-05 | 4.327e-05 | 6.5611e-05 | 6.68e-05 | 7.1289e-05 | 9.7117e-05 | 0.00010782 | 0.00013544 | 0.00016111 | 0.00018009 | 1022.4443 | 1006.3561 | 1007.7577 | 1020.8689 | 1018.557 | 987.6034 | 981.9485 | 1625.0355 | 1611.0404 | 2750.237 | 2745.1301 | 2680.98 | 2972.7078 | 2972.4905 | 2914.9658 | 2903.6775 | 2967.7659 | 2956.651
NSW1 | Pumped Hydro Pump | 369.3958 | 682.0715 | 869.6899 | 2496.3962 | 5946.0616 | 6471.8133 | 7535.0932 | 7473.2447 | 7161.4047 | 7415.5852 | 7940.5494 | 10708.8576 | 10807.4075 | 10701.3903 | 12335.0887 | 11815.3008 | 13054.848 | 12956.0734 | 14588.3095 | 14611.0549 | 17516.9756 | 18063.3437 | 16487.8354 | 18915.5467 | 18883.2678 | 18113.2527 | 17068.2066 | 17806.5099 | 16917.6078
NSW1 | VPP pump | 9.1487 | 38.8364 | 112.927 | 211.8877 | 337.5068 | 479.2217 | 619.0856 | 763.4076 | 910.3932 | 1090.2405 | 1225.2755 | 1402.1441 | 1555.9144 | 1688.1658 | 1961.8447 | 2043.7166 | 2044.2766 | 2098.7071 | 2241.0512 | 2319.3038 | 2393.6535 | 2518.9353 | 2369.5138 | 2723.9147 | 2677.3236 | 2554.9652 | 2476.5172 | 2525.6995 | 2313.0154
Region | Technology | 2021-22 | 2022-23 | 2023-24 | 2024-25 | 2025-26 | 2026-27 | 2027-28 | 2028-29 | 2029-30 | 2030-31 | 2031-32 | 2032-33 | 2033-34 | 2034-35 | 2035-36 | 2036-37 | 2037-38 | 2038-39 | 2039-40 | 2040-41 | 2041-42 | 2042-43 | 2043-44 | 2044-45 | 2045-46 | 2046-47 | 2047-48 | 2048-49 | 2049-50
QLD1 | Grid Battery pump | 3.2387e-05 | 27.7341 | 31.8838 | 36.4103 | 35.6039 | 36.7125 | 36.6725 | 34.9007 | 34.2454 | 34.7335 | 34.1941 | 732.965 | 1068.5431 | 1079.5648 | 1078.9095 | 1091.1971 | 1468.1886 | 1470.2384 | 1464.3379 | 1453.3461 | 1473.9115 | 2193.6104 | 2170.7273 | 2166.6924 | 2103.7063 | 3545.4897 | 3695.9568 | 4443.7964 | 4261.688
QLD1 | Pumped Hydro Pump | 327.5478 | 446.1413 | 559.1043 | 544.977 | 566.685 | 701.3592 | 793.7002 | 741.2461 | 724.9607 | 787.5428 | 756.8884 | 1853.8159 | 2624.6388 | 2597.7793 | 2738.3778 | 2726.4077 | 4539.4381 | 4691.6572 | 5029.128 | 5324.3319 | 5781.1204 | 8924.4999 | 8166.981 | 8546.1679 | 7898.0717 | 6802.9748 | 6939.3904 | 6711.924 | 6163.2334
QLD1 | VPP pump | 12.6346 | 45.1656 | 98.618 | 198.986 | 298.471 | 406.99 | 529.3866 | 630.3345 | 775.955 | 908.3695 | 1029.4432 | 1094.1876 | 1219.3106 | 1346.5507 | 1504.563 | 1541.1739 | 1454.7841 | 1566.1033 | 1614.5124 | 1771.1423 | 1873.8604 | 1731.0781 | 1606.7557 | 1663.4048 | 1518.5899 | 1268.6473 | 1351.9922 | 1025.8736 | 1043.144
Region | Technology | 2021-22 | 2022-23 | 2023-24 | 2024-25 | 2025-26 | 2026-27 | 2027-28 | 2028-29 | 2029-30 | 2030-31 | 2031-32 | 2032-33 | 2033-34 | 2034-35 | 2035-36 | 2036-37 | 2037-38 | 2038-39 | 2039-40 | 2040-41 | 2041-42 | 2042-43 | 2043-44 | 2044-45 | 2045-46 | 2046-47 | 2047-48 | 2048-49 | 2049-50
VIC1 | Grid Battery pump | 63.0508 | 132.977 | 151.3854 | 198.1599 | 188.2699 | 198.8538 | 197.982 | 188.7083 | 176.7983 | 181.4476 | 178.9272 | 177.8607 | 138.444 | 125.5196 | 139.8276 | 143.0931 | 131.8148 | 128.4959 | 142.8241 | 134.8093 | 48.1416 | 0.0022446 | 0.002403 | 0.0029535 | 0.0028092 | 0.0027688 | 0.0028992 | 0.003081 | 0.0030886
VIC1 | Pumped Hydro Pump | 0 | 0 | 7.1247e-05 | 0.00014678 | 0.00014326 | 0.0001937 | 0.00019016 | 0.00018931 | 0.00024136 | 0.00028852 | 0.00035145 | 1112.206 | 1054.2292 | 991.7738 | 1939.153 | 1972.2379 | 2523.8813 | 2539.114 | 2739.6367 | 2682.9062 | 4535.1357 | 4412.9976 | 4011.2556 | 4843.2524 | 4760.605 | 4549.8633 | 4628.722 | 4769.325 | 4670.211
VIC1 | VPP pump | 9.2184 | 23.526 | 86.974 | 221.7445 | 347.291 | 510.6908 | 669.8473 | 805.2902 | 976.6621 | 1087.2879 | 1220.4414 | 1360.5136 | 1493.5055 | 1599.8091 | 1909.2849 | 1994.0249 | 1946.5449 | 1992.5861 | 2143.1766 | 2157.3925 | 2232.0623 | 2300.6269 | 2002.9507 | 2379.0552 | 2429.445 | 2265.2625 | 2254.0984 | 2332.902 | 2238.3185
Region | Technology | 2021-22 | 2022-23 | 2023-24 | 2024-25 | 2025-26 | 2026-27 | 2027-28 | 2028-29 | 2029-30 | 2030-31 | 2031-32 | 2032-33 | 2033-34 | 2034-35 | 2035-36 | 2036-37 | 2037-38 | 2038-39 | 2039-40 | 2040-41 | 2041-42 | 2042-43 | 2043-44 | 2044-45 | 2045-46 | 2046-47 | 2047-48 | 2048-49 | 2049-50
SA1 | Grid Battery pump | 106.2565 | 104.9606 | 126.0734 | 121.796 | 114.0727 | 116.9976 | 116.878 | 109.5606 | 106.3954 | 105.3039 | 99.9444 | 192.9443 | 187.322 | 164.057 | 733.1971 | 732.2277 | 778.6251 | 768.1099 | 790.9541 | 778.0539 | 931.3084 | 921.6666 | 843.5645 | 910.1153 | 915.9601 | 838.4594 | 823.3938 | 838.8978 | 805.012
SA1 | Pumped Hydro Pump | 0 | 0 | 5.9238e-05 | 6.0833e-05 | 5.9134e-05 | 7.1284e-05 | 7.0916e-05 | 7.2138e-05 | 7.865e-05 | 8.8392e-05 | 9.2399e-05 | 0.00017133 | 0.00016695 | 0.00016593 | 0.00020136 | 0.00019981 | 0.00027098 | 0.00027255 | 0.00027996 | 0.00028321 | 0.00035301 | 0.00034029 | 0.00033845 | 0.00048629 | 0.0004795 | 0.00046557 | 0.00047882 | 0.00048319 | 0.00049049
SA1 | VPP pump | 16.5955 | 32.1065 | 64.6309 | 93.6628 | 122.707 | 158.5876 | 196.8232 | 232.8554 | 281.1009 | 318.2232 | 346.3982 | 379.183 | 412.2363 | 437.8493 | 453.7708 | 471.1576 | 480.1845 | 486.3467 | 523.7191 | 523.5447 | 540.9408 | 537.8447 | 481.1774 | 550.0892 | 559.8665 | 469.9081 | 469.2019 | 487.2427 | 447.3822
Region | Technology | 2021-22 | 2022-23 | 2023-24 | 2024-25 | 2025-26 | 2026-27 | 2027-28 | 2028-29 | 2029-30 | 2030-31 | 2031-32 | 2032-33 | 2033-34 | 2034-35 | 2035-36 | 2036-37 | 2037-38 | 2038-39 | 2039-40 | 2040-41 | 2041-42 | 2042-43 | 2043-44 | 2044-45 | 2045-46 | 2046-47 | 2047-48 | 2048-49 | 2049-50
TAS1 | Grid Battery pump | 3.0637e-05 | 4.5534e-05 | 4.4864e-05 | 5.4625e-05 | 7.2637e-05 | 7.4229e-05 | 9.3158e-05 | 0.00010874 | 0.00014047 | 0.000156 | 0.00017008 | 0.00020728 | 0.00020793 | 0.00022471 | 0.00023342 | 0.00022779 | 0.00026091 | 0.00025525 | 0.0003571 | 0.00038379 | 0.00043455 | 0.00038215 | 0.00042879 | 0.00046129 | 0.00044719 | 0.00047783 | 0.00047776 | 0.00054551 | 0.00066235
TAS1 | Pumped Hydro Pump | 0 | 0 | 0.00014148 | 0.00014224 | 0.00015222 | 0.00016985 | 0.00022325 | 0.00024841 | 601.3289 | 784.9857 | 809.4429 | 2009.0618 | 1972.8688 | 2025.2051 | 1961.6887 | 1959.289 | 2084.7893 | 2133.123 | 2306.4776 | 2253.8905 | 2288.2034 | 2217.9876 | 2105.576 | 2313.4691 | 2255.4945 | 2082.8973 | 2110.7977 | 2120.4969 | 2078.9204
TAS1 | VPP pump | 0.47637 | 2.4174 | 4.6586 | 5.8777 | 10.6528 | 14.3464 | 29.8805 | 39.5366 | 58.0021 | 70.194 | 78.4004 | 83.5619 | 89.4457 | 88.8374 | 107.7805 | 117.8225 | 106.8671 | 112.3985 | 128.3684 | 134.8822 | 134.0472 | 125.9801 | 116.4753 | 141.1162 | 146.0161 | 121.8922 | 122.7218 | 127.7886 | 123.6697
Non-controllable capacity
Region | Technology | 2021-22 | 2022-23 | 2023-24 | 2024-25 | 2025-26 | 2026-27 | 2027-28 | 2028-29 | 2029-30 | 2030-31 | 2031-32 | 2032-33 | 2033-34 | 2034-35 | 2035-36 | 2036-37 | 2037-38 | 2038-39 | 2039-40 | 2040-41 | 2041-42 | 2042-43 | 2043-44 | 2044-45 | 2045-46 | 2046-47 | 2047-48 | 2048-49 | 2049-50
NEM | Distributed PV | 19609.8205 | 22593.0258 | 25795.4405 | 28515.648 | 30896.2689 | 36193.4827 | 39710.1446 | 38725.9847 | 43631.9906 | 48413.2512 | 52307.9381 | 56014.1823 | 58003.92 | 58926.4174 | 65866.1013 | 68092.0823 | 63807.3891 | 69181.1567 | 74209.0766 | 78074.279 | 80449.2601 | 80681.864 | 80496.3497 | 88733.6672 | 91059.096 | 84167.1603 | 90920.6539 | 97349.545 | 101355.0465
NEM | Behind the meter battery | 287.7369 | 515.4079 | 884.8341 | 1254.785 | 1593.4651 | 1866.0164 | 2141.7602 | 2361.8163 | 2552.4657 | 2810.5931 | 3083.7038 | 3382.2698 | 3716.9768 | 3982.8771 | 4236.6884 | 4189.6005 | 4164.955 | 4139.2711 | 4136.7707 | 4095.7536 | 4080.5612 | 4061.1181 | 4052.4214 | 4004.5176 | 3963.4952 | 3836.8522 | 3731.3041 | 3603.5117 | 3483.2237
NEM | Behind the meter battery pump | 244.3986 | 437.8351 | 751.5169 | 1066.2118 | 1353.536 | 1585.0054 | 1820.0295 | 2006.0316 | 2167.8279 | 2387.2175 | 2618.8193 | 2873.0493 | 3158.6308 | 3383.091 | 3598.8654 | 3557.9991 | 3537.7465 | 3515.3025 | 3513.335 | 3480.0644 | 3466.5363 | 3449.3864 | 3443.1291 | 3400.9047 | 3367.1337 | 3259.9544 | 3169.3736 | 3061.4143 | 2957.9155
Region | Technology | 2021-22 | 2022-23 | 2023-24 | 2024-25 | 2025-26 | 2026-27 | 2027-28 | 2028-29 | 2029-30 | 2030-31 | 2031-32 | 2032-33 | 2033-34 | 2034-35 | 2035-36 | 2036-37 | 2037-38 | 2038-39 | 2039-40 | 2040-41 | 2041-42 | 2042-43 | 2043-44 | 2044-45 | 2045-46 | 2046-47 | 2047-48 | 2048-49 | 2049-50
NSW1 | Distributed PV | 5840.3921 | 6848.5858 | 7568.6907 | 8523.6304 | 9260.6379 | 11220.5155 | 12200.0436 | 11840.5683 | 13148.0317 | 14967.8992 | 16704.4439 | 17428.9447 | 18411.5688 | 18706.4371 | 21549.8095 | 22022.3289 | 20511.7897 | 21846.138 | 23896.4876 | 25827.633 | 25866.634 | 26322.659 | 26189.1159 | 29655.9651 | 30038.8173 | 27505.5049 | 29065.9666 | 31621.8012 | 33685.242
NSW1 | Behind the meter battery | 100.5828 | 193.1589 | 291.1065 | 396.2139 | 501.9024 | 585.4025 | 672.7716 | 746.5753 | 809.2462 | 898.896 | 990.6531 | 1097.5089 | 1203.9572 | 1289.4711 | 1377.5795 | 1364.1938 | 1359.364 | 1353.4315 | 1358.2135 | 1347.5028 | 1347.9978 | 1344.7629 | 1341.927 | 1330.3631 | 1318.1665 | 1275.3935 | 1239.7392 | 1196.3678 | 1156.4912
NSW1 | Behind the meter battery pump | 85.4102 | 164.0693 | 247.2941 | 336.7731 | 426.5198 | 497.1838 | 571.8275 | 634.164 | 687.2431 | 763.5179 | 841.0694 | 932.0855 | 1022.9158 | 1095.5481 | 1169.7831 | 1158.6309 | 1154.2352 | 1150.0294 | 1153.2683 | 1144.4845 | 1145.249 | 1142.992 | 1140.5826 | 1129.4076 | 1119.8228 | 1083.9476 | 1053.3342 | 1016.4885 | 981.966
Region | Technology | 2021-22 | 2022-23 | 2023-24 | 2024-25 | 2025-26 | 2026-27 | 2027-28 | 2028-29 | 2029-30 | 2030-31 | 2031-32 | 2032-33 | 2033-34 | 2034-35 | 2035-36 | 2036-37 | 2037-38 | 2038-39 | 2039-40 | 2040-41 | 2041-42 | 2042-43 | 2043-44 | 2044-45 | 2045-46 | 2046-47 | 2047-48 | 2048-49 | 2049-50
QLD1 | Distributed PV | 5969.3902 | 6978.0984 | 7706.5945 | 8304.5519 | 9311.818 | 10739.5616 | 11742.373 | 10679.3756 | 12453.0504 | 13739.2205 | 15349.0657 | 16175.8153 | 16542.176 | 17496.4202 | 19379.2666 | 20059.1319 | 17627.6397 | 19804.641 | 21119.9603 | 22953.5995 | 23292.4845 | 23042.7006 | 23920.2706 | 26062.1174 | 26829.5403 | 23237.5707 | 26038.7774 | 27730.2825 | 29886.5732
QLD1 | Behind the meter battery | 56.2429 | 136.3704 | 221.914 | 314.5999 | 403.0595 | 466.6342 | 534.0653 | 596.5405 | 649.7529 | 718.3775 | 792.8814 | 877.5577 | 964.1894 | 1032.5602 | 1100.2361 | 1082.6175 | 1073.4901 | 1066.2727 | 1063.9109 | 1054.6444 | 1049.1513 | 1044.3508 | 1042.7963 | 1030.9949 | 1021.2672 | 990.0169 | 962.7603 | 929.6148 | 900.3601
QLD1 | Behind the meter battery pump | 47.7931 | 115.9103 | 188.4278 | 267.3671 | 342.2496 | 396.5032 | 453.7714 | 506.849 | 552.0817 | 610.4366 | 673.1948 | 745.045 | 819.4478 | 877.2391 | 934.6407 | 919.1283 | 912.2797 | 905.3095 | 903.5933 | 896.4187 | 891.5481 | 886.7666 | 886.3467 | 875.6415 | 867.7391 | 841.4509 | 817.5781 | 790.0297 | 765.082
Region | Technology | 2021-22 | 2022-23 | 2023-24 | 2024-25 | 2025-26 | 2026-27 | 2027-28 | 2028-29 | 2029-30 | 2030-31 | 2031-32 | 2032-33 | 2033-34 | 2034-35 | 2035-36 | 2036-37 | 2037-38 | 2038-39 | 2039-40 | 2040-41 | 2041-42 | 2042-43 | 2043-44 | 2044-45 | 2045-46 | 2046-47 | 2047-48 | 2048-49 | 2049-50
VIC1 | Distributed PV | 4714.66 | 5401.1119 | 6729.5042 | 7622.3593 | 8154.7271 | 9640.4109 | 10744.2174 | 11140.3779 | 12492.4051 | 13821.8775 | 14113.1505 | 15787.1113 | 16301.0662 | 16086.168 | 17792.7523 | 18477.3728 | 18243.1548 | 19618.15 | 20981.1462 | 20868.6867 | 22468.5097 | 22545.6732 | 21856.4398 | 23900.0028 | 24625.8936 | 24087.1674 | 25874.8846 | 27659.7182 | 27267.1666
VIC1 | Behind the meter battery | 63.7064 | 83.5354 | 232.4378 | 366.0526 | 485.6729 | 593.1814 | 693.2882 | 758.0454 | 813.3978 | 889.1338 | 969.7889 | 1045.6273 | 1156.3355 | 1246.6667 | 1327.5946 | 1319.5322 | 1315.5875 | 1305.8198 | 1303.9339 | 1288.8104 | 1281.5178 | 1274.0456 | 1271.6343 | 1255.1128 | 1242.4704 | 1204.1401 | 1172.0927 | 1134.3677 | 1095.5009
VIC1 | Behind the meter battery pump | 54.1148 | 70.9311 | 197.3953 | 310.9705 | 412.3845 | 503.6951 | 589.1782 | 643.6878 | 690.5779 | 754.9722 | 823.8716 | 888.712 | 982.688 | 1058.4572 | 1128.1485 | 1120.5529 | 1117.3368 | 1108.596 | 1107.7798 | 1095.3627 | 1088.3139 | 1081.6641 | 1079.7555 | 1066.324 | 1055.4157 | 1022.5106 | 995.367 | 963.5618 | 930.0131
Region | Technology | 2021-22 | 2022-23 | 2023-24 | 2024-25 | 2025-26 | 2026-27 | 2027-28 | 2028-29 | 2029-30 | 2030-31 | 2031-32 | 2032-33 | 2033-34 | 2034-35 | 2035-36 | 2036-37 | 2037-38 | 2038-39 | 2039-40 | 2040-41 | 2041-42 | 2042-43 | 2043-44 | 2044-45 | 2045-46 | 2046-47 | 2047-48 | 2048-49 | 2049-50
SA1 | Distributed PV | 2818.528 | 3066.2402 | 3432.4234 | 3643.8284 | 3713.1358 | 4061.5736 | 4431.6913 | 4443.6234 | 4871.0817 | 5157.1547 | 5377.2639 | 5776.2536 | 5841.5307 | 5728.6246 | 6131.655 | 6480.9677 | 6348.5892 | 6792.2712 | 7032.0584 | 7208.9999 | 7534.4854 | 7444.191 | 7224.9322 | 7683.426 | 8089.937 | 7867.091 | 8425.1674 | 8743.8601 | 8910.1288
SA1 | Behind the meter battery | 59.5294 | 88.2615 | 118.5347 | 149.731 | 168.2698 | 181.0611 | 196.5109 | 211.0845 | 226.6474 | 245.1138 | 265.3623 | 289.7239 | 313.5421 | 329.0828 | 340.6127 | 333.3447 | 326.7399 | 324.2493 | 321.2163 | 315.7562 | 313.1266 | 309.4997 | 307.612 | 300.7784 | 295.0978 | 283.6323 | 275.4745 | 264.9253 | 255.3804
SA1 | Behind the meter battery pump | 50.5634 | 74.9597 | 100.6999 | 127.1607 | 143.0143 | 153.8529 | 166.9048 | 179.2175 | 192.5553 | 208.1215 | 225.4916 | 246.1431 | 266.5028 | 279.5571 | 289.2326 | 283.333 | 277.6185 | 275.3506 | 272.7168 | 268.1355 | 266.0407 | 262.8422 | 261.3148 | 255.4385 | 250.682 | 240.9589 | 234.1101 | 224.8982 | 216.7686
Region | Technology | 2021-22 | 2022-23 | 2023-24 | 2024-25 | 2025-26 | 2026-27 | 2027-28 | 2028-29 | 2029-30 | 2030-31 | 2031-32 | 2032-33 | 2033-34 | 2034-35 | 2035-36 | 2036-37 | 2037-38 | 2038-39 | 2039-40 | 2040-41 | 2041-42 | 2042-43 | 2043-44 | 2044-45 | 2045-46 | 2046-47 | 2047-48 | 2048-49 | 2049-50
TAS1 | Distributed PV | 266.8502 | 298.9896 | 358.2278 | 421.278 | 455.9502 | 531.4211 | 591.8193 | 622.0396 | 667.4216 | 727.0993 | 764.0141 | 846.0573 | 907.5783 | 908.7675 | 1012.6179 | 1052.281 | 1076.2157 | 1119.9565 | 1179.4242 | 1215.3598 | 1287.1466 | 1326.6403 | 1305.5912 | 1432.1558 | 1474.9079 | 1469.8262 | 1515.858 | 1593.8831 | 1605.9359
TAS1 | Behind the meter battery | 7.6755 | 14.0817 | 20.8409 | 28.1876 | 34.5605 | 39.7372 | 45.1241 | 49.5707 | 53.4214 | 59.072 | 65.0181 | 71.8519 | 78.9526 | 85.0963 | 90.6655 | 89.9124 | 89.7735 | 89.4977 | 89.496 | 89.04 | 88.7677 | 88.4592 | 88.4516 | 87.2684 | 86.4931 | 83.6694 | 81.2375 | 78.2361 | 75.4911
TAS1 | Behind the meter battery pump | 6.5171 | 11.9647 | 17.6998 | 23.9403 | 29.3679 | 33.7704 | 38.3476 | 42.1132 | 45.3699 | 50.1692 | 55.1919 | 61.0637 | 67.0765 | 72.2895 | 77.0604 | 76.3541 | 76.2763 | 76.017 | 75.9769 | 75.6631 | 75.3847 | 75.1216 | 75.1294 | 74.0931 | 73.4741 | 71.0863 | 68.9842 | 66.4361 | 64.0858

## Marinus_Capacity
Installed capacity by technology (MW) - Marinus Link, Step Change No State Based Schemes Sensitivity
Capacity calculated on 1 July. In early study years some wind and solar projects enter later in the financial year and are therefore reflected in the following financial year's capacity.
Explicitly modelled generation
Region | Technology | 2021-22 | 2022-23 | 2023-24 | 2024-25 | 2025-26 | 2026-27 | 2027-28 | 2028-29 | 2029-30 | 2030-31 | 2031-32 | 2032-33 | 2033-34 | 2034-35 | 2035-36 | 2036-37 | 2037-38 | 2038-39 | 2039-40 | 2040-41 | 2041-42 | 2042-43 | 2043-44 | 2044-45 | 2045-46 | 2046-47 | 2047-48 | 2048-49 | 2049-50
NEM | Black Coal | 18366 | 17891 | 16416 | 11992.5338 | 9882.3725 | 9707.6013 | 9550.128 | 9550.1277 | 9304.149 | 9304.149 | 9256.313 | 6424.1491 | 5691.0394 | 5691.0394 | 4723.56 | 4378.8193 | 4378.8191 | 4378.8191 | 4378.8191 | 4231.8697 | 3397.0809 | 1963.0809 | 1464.017 | 1370.2618 | 1370.2618 | 1370.2618 | 1266.0001 | 1266.0001 | 1266.0001
NEM | Brown Coal | 4790 | 4790 | 4790 | 2193.9362 | 2109.4423 | 1735.4599 | 0 | 0 | 0 | 0 | 0 | 0 | 0 | 0 | 0 | 0 | 0 | 0 | 0 | 0 | 0 | 0 | 0 | 0 | 0 | 0 | 0 | 0 | 0
NEM | CCGT | 3054.9 | 3054.9 | 2874.9 | 2874.9 | 2874.9 | 2874.9 | 2874.9 | 2874.9 | 2874.9 | 2874.9 | 2874.9 | 2874.9 | 2874.9 | 2874.9 | 2874.9 | 2489.9 | 1960.9 | 1960.9 | 1817.5 | 1817.5 | 1817.5 | 1817.5 | 1377.5 | 1192.5 | 548 | 388 | 388 | 388 | 388
NEM | Gas - Steam | 1384 | 1384 | 1384 | 1384 | 1384 | 1384 | 1384 | 1384 | 1384 | 1384 | 1384 | 1384 | 1384 | 1384 | 584 | 584 | 584 | 584 | 84 | 84 | 84 | 84 | 84 | 84 | 84 | 0 | 0 | 0 | 0
NEM | OCGT / Diesel | 6863.14 | 6863.14 | 6863.14 | 6863.14 | 6863.14 | 6863.14 | 6863.14 | 6863.14 | 6863.14 | 6480.64 | 6480.64 | 6211.3 | 5749.3 | 5632.3 | 5502.3001 | 5502.3001 | 6785.0136 | 6785.0136 | 7368.4866 | 7248.4866 | 8355.8755 | 8347.2329 | 9841.2522 | 10332.655 | 10332.655 | 12304.9822 | 11720.9822 | 12351.1737 | 12749.6581
NEM | Hydro | 7365.3 | 7365.3 | 7365.3 | 7365.3 | 7365.3 | 7365.3 | 7615.3 | 7615.3 | 7615.3 | 7615.3 | 7615.3 | 7615.3 | 7615.3 | 7615.3 | 7615.3 | 7615.3 | 7528.9 | 7528.9 | 7528.9 | 7528.9 | 7528.9 | 7462.9 | 7462.9 | 7462.9 | 7462.9 | 7462.9 | 7462.9 | 7462.9 | 7462.9
NEM | Wind | 14725.8113 | 16409.9713 | 18666.9423 | 23650.954 | 23766.9022 | 24185.7945 | 26280.8373 | 28394.4259 | 29303.6745 | 30352.1657 | 30967.0778 | 36969.133 | 38444.226 | 39650.4734 | 39781.8687 | 39955.7153 | 43159.89 | 44224.6927 | 43886.3949 | 43198.5961 | 45698.1866 | 48312.2035 | 47971.8735 | 47412.2019 | 47779.6872 | 51470.6188 | 52235.3708 | 53095.072 | 54847.0943
NEM | Solar PV | 5599.971 | 6959.156 | 6959.156 | 6959.156 | 7068.0231 | 7206.8695 | 7957.0807 | 8671.9027 | 8671.9027 | 8984.0765 | 9401.4442 | 12893.2452 | 14188.1748 | 14188.1748 | 14540.5183 | 14794.5968 | 19652.1867 | 19994.7361 | 21789.7188 | 24621.3256 | 28664.5378 | 34528.7009 | 34815.9197 | 34397.2997 | 34301.9887 | 39305.9697 | 39195.5697 | 38462.7696 | 38737.5955
NEM | Grid Battery | 260.33 | 600.33 | 600.33 | 600.33 | 600.33 | 600.33 | 600.33 | 600.3303 | 600.3303 | 570.3303 | 570.3303 | 1720.1058 | 1881.1349 | 1856.1349 | 2234.1452 | 2234.1452 | 2571.6695 | 2571.6695 | 3000.6407 | 2980.6407 | 3836.1285 | 4038.2998 | 4038.2998 | 4166.7877 | 4166.7877 | 5388.5257 | 5388.5257 | 6124.748 | 6124.7479
NEM | Pumped Hydro | 810 | 810 | 810 | 810 | 2850 | 2850 | 2850 | 2850.0001 | 3077.8773 | 3121.4796 | 3128.3202 | 5072.1496 | 5410.7233 | 5410.7233 | 5959.2283 | 5959.2283 | 7266.0961 | 7266.0961 | 7638.8843 | 7638.8843 | 9476.5262 | 10723.8172 | 10723.8172 | 10815.2844 | 10815.2844 | 10883.555 | 10883.555 | 11081.9044 | 11081.9044
NEM | VPP | 95.565 | 222.304 | 472.724 | 827.389 | 1275.464 | 1796.003 | 2438.396 | 3184.437 | 4042.566 | 4718.547 | 5463.892 | 6261.2279 | 7107.5971 | 7905.5149 | 8730.1272 | 9162.649 | 9618.3372 | 10079.154 | 10567.0661 | 11065.4949 | 11575.234 | 12098.7689 | 12640.3892 | 13204.0691 | 13783.8581 | 14380.3641 | 14988.5756 | 15603.098 | 16225.7479
Total excluding storage |  | 62149.1223 | 64717.4673 | 65319.4382 | 63283.92 | 61314.0801 | 61323.0652 | 62525.386 | 65353.7963 | 66017.0662 | 66995.2312 | 67979.6749 | 74372.0272 | 75946.9402 | 77036.1876 | 75622.4472 | 75320.6315 | 84049.7094 | 85457.0615 | 86853.8193 | 88730.678 | 95546.0808 | 102515.6182 | 103017.4625 | 102251.8184 | 101879.4927 | 112302.7324 | 112268.8228 | 113025.9155 | 115451.248
Region | Technology | 2021-22 | 2022-23 | 2023-24 | 2024-25 | 2025-26 | 2026-27 | 2027-28 | 2028-29 | 2029-30 | 2030-31 | 2031-32 | 2032-33 | 2033-34 | 2034-35 | 2035-36 | 2036-37 | 2037-38 | 2038-39 | 2039-40 | 2040-41 | 2041-42 | 2042-43 | 2043-44 | 2044-45 | 2045-46 | 2046-47 | 2047-48 | 2048-49 | 2049-50
NSW1 | Black Coal | 10240 | 9765 | 8290 | 7419.5482 | 5309.3869 | 5309.3869 | 5309.3869 | 5309.3869 | 5197.4793 | 5197.4793 | 5149.6433 | 2317.4794 | 2317.4794 | 2317.4794 | 1350 | 1350 | 1350 | 1350 | 1350 | 1350 | 690 | 0 | 0 | 0 | 0 | 0 | 0 | 0 | 0
NSW1 | Brown Coal | 0 | 0 | 0 | 0 | 0 | 0 | 0 | 0 | 0 | 0 | 0 | 0 | 0 | 0 | 0 | 0 | 0 | 0 | 0 | 0 | 0 | 0 | 0 | 0 | 0 | 0 | 0 | 0 | 0
NSW1 | CCGT | 625 | 625 | 625 | 625 | 625 | 625 | 625 | 625 | 625 | 625 | 625 | 625 | 625 | 625 | 625 | 625 | 625 | 625 | 625 | 625 | 625 | 625 | 185 | 0 | 0 | 0 | 0 | 0 | 0
NSW1 | Gas - Steam | 0 | 0 | 0 | 0 | 0 | 0 | 0 | 0 | 0 | 0 | 0 | 0 | 0 | 0 | 0 | 0 | 0 | 0 | 0 | 0 | 0 | 0 | 0 | 0 | 0 | 0 | 0 | 0 | 0
NSW1 | OCGT / Diesel | 1438 | 1438 | 1438 | 1438 | 1438 | 1438 | 1438 | 1438 | 1438 | 1438 | 1438 | 1438 | 1438 | 1438 | 1388.0001 | 1388.0001 | 2581.8466 | 2581.8466 | 2581.8466 | 2581.8466 | 2581.8466 | 2581.8466 | 3253.5228 | 3258.1946 | 3258.1946 | 3258.1946 | 3258.1946 | 3288.5345 | 3288.5345
NSW1 | Hydro | 2585 | 2585 | 2585 | 2585 | 2585 | 2585 | 2585 | 2585 | 2585 | 2585 | 2585 | 2585 | 2585 | 2585 | 2585 | 2585 | 2585 | 2585 | 2585 | 2585 | 2585 | 2585 | 2585 | 2585 | 2585 | 2585 | 2585 | 2585 | 2585
NSW1 | Wind | 3520.73 | 3520.73 | 5344.7282 | 7057.4395 | 7057.4395 | 7057.4395 | 7057.4395 | 7157.4395 | 7157.4395 | 8317.9307 | 8590.175 | 13192.935 | 13192.935 | 13192.935 | 13192.935 | 13263.3863 | 12993.3863 | 13890.9056 | 13890.9056 | 13530.4056 | 14392.9512 | 14892.9504 | 14597.9704 | 14597.9704 | 15514.2138 | 16537.9847 | 17542.7367 | 17651.112 | 17834.1446
NSW1 | Solar PV | 2130.363 | 2600.363 | 2600.363 | 2600.363 | 2700.363 | 2828.0384 | 2828.0386 | 3542.8606 | 3542.8606 | 3542.8618 | 3542.8618 | 5528.1506 | 6177.0374 | 6177.0374 | 6529.3809 | 6880.3282 | 9561.16 | 9903.7094 | 10796.7301 | 12543.3483 | 14821.4288 | 17762.8055 | 18007.5272 | 18007.5272 | 18007.5272 | 19994.5179 | 19994.5179 | 19944.5179 | 19322.9579
NSW1 | Grid Battery | 0 | 0 | 0 | 0 | 0 | 0 | 0 | 0 | 0 | 0 | 0 | 658.1936 | 658.1936 | 658.1936 | 658.1936 | 658.1936 | 658.1936 | 658.1936 | 1087.1647 | 1087.1647 | 1854.5702 | 1854.5702 | 1854.5702 | 1983.0579 | 1983.0579 | 1983.0579 | 1983.0579 | 2006.3224 | 2006.3224
NSW1 | Pumped Hydro | 240 | 240 | 240 | 240 | 2280 | 2280 | 2280 | 2280 | 2280 | 2280 | 2280 | 3007.08 | 3007.08 | 3007.08 | 3239.7745 | 3239.7745 | 3439.8076 | 3439.8076 | 3812.5959 | 3812.5959 | 4880.0003 | 4880.0003 | 4880.0003 | 4880.0003 | 4880.0003 | 4880.0003 | 4880.0003 | 4880.0003 | 4880.0003
NSW1 | VPP | 33.809 | 82.709 | 156.761 | 263.89 | 405.048 | 567.059 | 769.634 | 1010.103 | 1287.846 | 1513.002 | 1757.995 | 2022.7529 | 2303.851 | 2570.3709 | 2845.8051 | 2993.4 | 3149.6021 | 3306.082 | 3472.6761 | 3642.4991 | 3815.654 | 3993.212 | 4175.7441 | 4364.7819 | 4557.4061 | 4750.5071 | 4944.2018 | 5141.238 | 5338.7148
Total excluding storage |  | 20539.093 | 20534.093 | 20883.0912 | 21725.3507 | 19715.1894 | 19842.8649 | 19842.865 | 20657.6871 | 20545.7794 | 21706.2718 | 21930.6801 | 25686.5649 | 26335.4517 | 26335.4517 | 25670.316 | 26091.7146 | 29696.3929 | 30936.4616 | 31829.4823 | 33215.6005 | 35696.2266 | 38447.6025 | 38629.0204 | 38448.6922 | 39364.9356 | 42375.6972 | 43380.4492 | 43469.1644 | 43030.637
Region | Technology | 2021-22 | 2022-23 | 2023-24 | 2024-25 | 2025-26 | 2026-27 | 2027-28 | 2028-29 | 2029-30 | 2030-31 | 2031-32 | 2032-33 | 2033-34 | 2034-35 | 2035-36 | 2036-37 | 2037-38 | 2038-39 | 2039-40 | 2040-41 | 2041-42 | 2042-43 | 2043-44 | 2044-45 | 2045-46 | 2046-47 | 2047-48 | 2048-49 | 2049-50
QLD1 | Black Coal | 8126 | 8126 | 8126 | 4572.9856 | 4572.9856 | 4398.2143 | 4240.741 | 4240.7408 | 4106.6697 | 4106.6697 | 4106.6697 | 4106.6697 | 3373.56 | 3373.56 | 3373.56 | 3028.8193 | 3028.8191 | 3028.8191 | 3028.8191 | 2881.8697 | 2707.0809 | 1963.0809 | 1464.017 | 1370.2618 | 1370.2618 | 1370.2618 | 1266.0001 | 1266.0001 | 1266.0001
QLD1 | Brown Coal | 0 | 0 | 0 | 0 | 0 | 0 | 0 | 0 | 0 | 0 | 0 | 0 | 0 | 0 | 0 | 0 | 0 | 0 | 0 | 0 | 0 | 0 | 0 | 0 | 0 | 0 | 0 | 0 | 0
QLD1 | CCGT | 1512.9 | 1512.9 | 1512.9 | 1512.9 | 1512.9 | 1512.9 | 1512.9 | 1512.9 | 1512.9 | 1512.9 | 1512.9 | 1512.9 | 1512.9 | 1512.9 | 1512.9 | 1127.9 | 1127.9 | 1127.9 | 984.5 | 984.5 | 984.5 | 984.5 | 984.5 | 984.5 | 340 | 180 | 180 | 180 | 180
QLD1 | Gas - Steam | 84 | 84 | 84 | 84 | 84 | 84 | 84 | 84 | 84 | 84 | 84 | 84 | 84 | 84 | 84 | 84 | 84 | 84 | 84 | 84 | 84 | 84 | 84 | 84 | 84 | 0 | 0 | 0 | 0
QLD1 | OCGT / Diesel | 1910 | 1910 | 1910 | 1910 | 1910 | 1910 | 1910 | 1910 | 1910 | 1910 | 1910 | 1910 | 1618 | 1501 | 1501 | 1501 | 1501 | 1501 | 2524.473 | 2524.473 | 2524.473 | 2609.8303 | 2609.8303 | 2477.8303 | 2477.8303 | 4450.1575 | 4450.1575 | 5050.009 | 4531.009
QLD1 | Hydro | 152.4 | 152.4 | 152.4 | 152.4 | 152.4 | 152.4 | 152.4 | 152.4 | 152.4 | 152.4 | 152.4 | 152.4 | 152.4 | 152.4 | 152.4 | 152.4 | 66 | 66 | 66 | 66 | 66 | 0 | 0 | 0 | 0 | 0 | 0 | 0 | 0
QLD1 | Wind | 4453.1629 | 4953.1629 | 4953.1629 | 6276.6079 | 6392.5561 | 6392.5561 | 6401.1174 | 7193.8037 | 7193.8037 | 7193.8037 | 7476.6103 | 8110.0769 | 9451.1472 | 9451.1472 | 9670.0848 | 9957.658 | 10797.0512 | 10797.0512 | 10797.0512 | 10797.0512 | 11601.7983 | 13064.6221 | 12884.1041 | 12759.522 | 13188.764 | 14087.0166 | 14087.0166 | 14707.5293 | 16887.0163
QLD1 | Solar PV | 2017.635 | 2827.62 | 2827.62 | 2827.62 | 2827.62 | 2827.62 | 2827.62 | 2827.62 | 2827.62 | 2827.62 | 3033.205 | 3382.0981 | 4028.1409 | 4028.1409 | 4028.1409 | 3907.1409 | 5499.3426 | 5499.3426 | 5709.9941 | 6794.9828 | 7756.3159 | 10679.1023 | 10512.1023 | 10311.0023 | 10246.7943 | 11641.8414 | 11531.4414 | 11000.5414 | 11091.1605
QLD1 | Grid Battery | 0 | 20 | 20 | 20 | 20 | 20 | 20 | 20.0003 | 20.0003 | 20.0003 | 20.0003 | 451.0682 | 667.4274 | 667.4274 | 667.4274 | 667.4274 | 967.1527 | 967.1527 | 967.1527 | 947.1527 | 947.1527 | 1449.324 | 1449.324 | 1449.324 | 1449.324 | 2671.062 | 2671.062 | 3384.0198 | 3384.0198
QLD1 | Pumped Hydro | 570 | 570 | 570 | 570 | 570 | 570 | 570 | 570.0001 | 570.0001 | 570.0001 | 570.0001 | 942.9552 | 1281.5289 | 1281.5289 | 1281.5289 | 1281.5289 | 2110.6084 | 2110.6084 | 2110.6084 | 2110.6084 | 2156.089 | 3403.38 | 3403.38 | 3403.38 | 3403.38 | 3471.6506 | 3471.6506 | 3670 | 3670
QLD1 | VPP | 18.792 | 56.93 | 116.312 | 203.741 | 316.675 | 441.512 | 598.097 | 788.338 | 1007.196 | 1181.6699 | 1375.488 | 1581.047 | 1799.564 | 2003.201 | 2215.979 | 2320.634 | 2431.5501 | 2543.859 | 2662.8169 | 2785.4379 | 2910.14 | 3039.4479 | 3174.298 | 3316.8311 | 3463.2379 | 3617.549 | 3775.5449 | 3934.3799 | 4096.485
Total excluding storage |  | 18256.0979 | 19566.0829 | 19566.0829 | 17336.5134 | 17452.4617 | 17277.6904 | 17128.7784 | 17921.4644 | 17787.3934 | 17787.3934 | 18275.785 | 19258.1447 | 20220.1481 | 20103.1481 | 20322.0856 | 19758.9182 | 22104.113 | 22104.113 | 23194.8374 | 24132.8767 | 25724.1681 | 29385.1356 | 28538.5537 | 27987.1164 | 27707.6504 | 31729.2772 | 31514.6156 | 32204.0799 | 33955.186
Region | Technology | 2021-22 | 2022-23 | 2023-24 | 2024-25 | 2025-26 | 2026-27 | 2027-28 | 2028-29 | 2029-30 | 2030-31 | 2031-32 | 2032-33 | 2033-34 | 2034-35 | 2035-36 | 2036-37 | 2037-38 | 2038-39 | 2039-40 | 2040-41 | 2041-42 | 2042-43 | 2043-44 | 2044-45 | 2045-46 | 2046-47 | 2047-48 | 2048-49 | 2049-50
VIC1 | Black Coal | 0 | 0 | 0 | 0 | 0 | 0 | 0 | 0 | 0 | 0 | 0 | 0 | 0 | 0 | 0 | 0 | 0 | 0 | 0 | 0 | 0 | 0 | 0 | 0 | 0 | 0 | 0 | 0 | 0
VIC1 | Brown Coal | 4790 | 4790 | 4790 | 2193.9362 | 2109.4423 | 1735.4599 | 0 | 0 | 0 | 0 | 0 | 0 | 0 | 0 | 0 | 0 | 0 | 0 | 0 | 0 | 0 | 0 | 0 | 0 | 0 | 0 | 0 | 0 | 0
VIC1 | CCGT | 0 | 0 | 0 | 0 | 0 | 0 | 0 | 0 | 0 | 0 | 0 | 0 | 0 | 0 | 0 | 0 | 0 | 0 | 0 | 0 | 0 | 0 | 0 | 0 | 0 | 0 | 0 | 0 | 0
VIC1 | Gas - Steam | 500 | 500 | 500 | 500 | 500 | 500 | 500 | 500 | 500 | 500 | 500 | 500 | 500 | 500 | 500 | 500 | 500 | 500 | 0 | 0 | 0 | 0 | 0 | 0 | 0 | 0 | 0 | 0 | 0
VIC1 | OCGT / Diesel | 1900 | 1900 | 1900 | 1900 | 1900 | 1900 | 1900 | 1900 | 1900 | 1900 | 1900 | 1900 | 1730 | 1730 | 1730 | 1730 | 1730 | 1730 | 1290 | 1290 | 2117.1342 | 2023.1342 | 2534.348 | 3491.079 | 3491.079 | 3491.079 | 2907.079 | 2907.0791 | 3824.5635
VIC1 | Hydro | 2219 | 2219 | 2219 | 2219 | 2219 | 2219 | 2219 | 2219 | 2219 | 2219 | 2219 | 2219 | 2219 | 2219 | 2219 | 2219 | 2219 | 2219 | 2219 | 2219 | 2219 | 2219 | 2219 | 2219 | 2219 | 2219 | 2219 | 2219 | 2219
VIC1 | Wind | 3434.44 | 4322.2 | 4322.2 | 5572.2 | 5572.2 | 5991.0921 | 7530.7299 | 8080.7299 | 8080.7299 | 8080.7299 | 8140.5911 | 8140.5911 | 8373.3138 | 9579.5612 | 9579.5612 | 9579.5614 | 12201.9137 | 12196.8321 | 12030.0529 | 11741.7541 | 11911.6854 | 12491.0901 | 12167.2901 | 11855.2901 | 11220.49 | 11220.49 | 10980.49 | 10951.79 | 10224.1
VIC1 | Solar PV | 1098.973 | 1098.973 | 1098.973 | 1098.973 | 1107.84 | 1119.011 | 1869.2218 | 1869.2218 | 1869.2218 | 2181.3913 | 2321.354 | 3478.9731 | 3478.9731 | 3478.9731 | 3478.9731 | 3478.9731 | 3478.9732 | 3478.9732 | 3778.9715 | 3778.9715 | 4582.7701 | 4582.7701 | 4582.7701 | 4475.2501 | 4444.1471 | 6066.0902 | 6066.0902 | 5914.1902 | 6742.6343
VIC1 | Grid Battery | 55.33 | 375.33 | 375.33 | 375.33 | 375.33 | 375.33 | 375.33 | 375.33 | 375.33 | 375.33 | 375.33 | 375.3309 | 320.0009 | 320.0009 | 320.0009 | 320.0009 | 320.0009 | 320.0009 | 320.0009 | 320.0009 | 300.001 | 0.00098957 | 0.00098957 | 0.0011581 | 0.0011475 | 0.001146 | 0.0011404 | 0.001132 | 0.0011207
VIC1 | Pumped Hydro | 0 | 0 | 0 | 0 | 0 | 0 | 0 | 0 | 0 | 0 | 0.00010147 | 353.1385 | 353.1385 | 353.1385 | 668.949 | 668.949 | 889.5643 | 889.5643 | 889.5643 | 889.5643 | 1561.3942 | 1561.3942 | 1561.3942 | 1652.8613 | 1652.8613 | 1652.8613 | 1652.8613 | 1652.8613 | 1652.8613
VIC1 | VPP | 21.325 | 39.333 | 124.653 | 240.512 | 387.463 | 568.474 | 786.961 | 1024.836 | 1297.201 | 1508.3761 | 1741.758 | 1990.8499 | 2255.0251 | 2511.472 | 2773.6561 | 2913.049 | 3058.5721 | 3207.3251 | 3364.194 | 3523.546 | 3687.863 | 3855.463 | 4029.35 | 4209.1151 | 4396.3961 | 4589.9351 | 4789.6219 | 4990.38 | 5195.402
Total excluding storage |  | 13942.413 | 14830.173 | 14830.173 | 13484.1092 | 13408.4822 | 13464.563 | 14018.9517 | 14568.9517 | 14568.9517 | 14881.1212 | 15080.9451 | 16238.5642 | 16301.2869 | 17507.5343 | 17507.5343 | 17507.5345 | 20129.8869 | 20124.8053 | 19318.0244 | 19029.7256 | 20830.5896 | 21315.9943 | 21503.4081 | 22040.6191 | 21374.716 | 22996.6592 | 22172.6592 | 21992.0593 | 23010.2978
Region | Technology | 2021-22 | 2022-23 | 2023-24 | 2024-25 | 2025-26 | 2026-27 | 2027-28 | 2028-29 | 2029-30 | 2030-31 | 2031-32 | 2032-33 | 2033-34 | 2034-35 | 2035-36 | 2036-37 | 2037-38 | 2038-39 | 2039-40 | 2040-41 | 2041-42 | 2042-43 | 2043-44 | 2044-45 | 2045-46 | 2046-47 | 2047-48 | 2048-49 | 2049-50
SA1 | Black Coal | 0 | 0 | 0 | 0 | 0 | 0 | 0 | 0 | 0 | 0 | 0 | 0 | 0 | 0 | 0 | 0 | 0 | 0 | 0 | 0 | 0 | 0 | 0 | 0 | 0 | 0 | 0 | 0 | 0
SA1 | Brown Coal | 0 | 0 | 0 | 0 | 0 | 0 | 0 | 0 | 0 | 0 | 0 | 0 | 0 | 0 | 0 | 0 | 0 | 0 | 0 | 0 | 0 | 0 | 0 | 0 | 0 | 0 | 0 | 0 | 0
SA1 | CCGT | 709 | 709 | 529 | 529 | 529 | 529 | 529 | 529 | 529 | 529 | 529 | 529 | 529 | 529 | 529 | 529 | 0 | 0 | 0 | 0 | 0 | 0 | 0 | 0 | 0 | 0 | 0 | 0 | 0
SA1 | Gas - Steam | 800 | 800 | 800 | 800 | 800 | 800 | 800 | 800 | 800 | 800 | 800 | 800 | 800 | 800 | 0 | 0 | 0 | 0 | 0 | 0 | 0 | 0 | 0 | 0 | 0 | 0 | 0 | 0 | 0
SA1 | OCGT / Diesel | 1437.14 | 1437.14 | 1437.14 | 1437.14 | 1437.14 | 1437.14 | 1437.14 | 1437.14 | 1437.14 | 1054.64 | 1054.64 | 785.3 | 785.3 | 785.3 | 705.3 | 705.3 | 794.167 | 794.167 | 794.167 | 794.167 | 1074.4218 | 1074.4218 | 1385.5511 | 1047.5511 | 1047.5511 | 1047.5511 | 1047.5511 | 1047.5511 | 1047.5511
SA1 | Hydro | 0 | 0 | 0 | 0 | 0 | 0 | 0 | 0 | 0 | 0 | 0 | 0 | 0 | 0 | 0 | 0 | 0 | 0 | 0 | 0 | 0 | 0 | 0 | 0 | 0 | 0 | 0 | 0 | 0
SA1 | Wind | 2328.9934 | 2625.3934 | 2706.8546 | 3404.71 | 3404.71 | 3404.7102 | 3494.6254 | 4165.5277 | 4074.7777 | 3962.7777 | 3962.7777 | 4707.7785 | 4609.0785 | 4609.0785 | 4521.5363 | 4336.7363 | 4336.7364 | 4377.7377 | 4206.2191 | 4167.2191 | 4706.9576 | 4759.7978 | 5218.7658 | 5244.0763 | 4900.8763 | 6230.8647 | 6230.8647 | 6230.8647 | 6348.0574
SA1 | Solar PV | 353 | 432.2 | 432.2 | 432.2 | 432.2001 | 432.2001 | 432.2003 | 432.2003 | 432.2003 | 432.2034 | 504.0234 | 504.0234 | 504.0234 | 504.0234 | 504.0234 | 528.1546 | 1112.7108 | 1112.7108 | 1504.023 | 1504.023 | 1504.023 | 1504.023 | 1713.5201 | 1603.5201 | 1603.5201 | 1603.5201 | 1603.5201 | 1603.5201 | 1580.8428
SA1 | Grid Battery | 205 | 205 | 205 | 205 | 205 | 205 | 205 | 205 | 205 | 175 | 175 | 235.513 | 235.513 | 210.513 | 588.5233 | 588.5233 | 626.3222 | 626.3222 | 626.3222 | 626.3222 | 734.4045 | 734.4045 | 734.4045 | 734.4045 | 734.4045 | 734.4045 | 734.4045 | 734.4045 | 734.4044
SA1 | Pumped Hydro | 0 | 0 | 0 | 0 | 0 | 0 | 0 | 0 | 0 | 0 | 0 | 0 | 0 | 0 | 0 | 0 | 0 | 0 | 0 | 0 | 0 | 0 | 0 | 0.00012509 | 0.0001251 | 0.00012511 | 0.00012513 | 0.00012514 | 0.00012519
SA1 | VPP | 19.108 | 37.433 | 64.042 | 100.939 | 139.006 | 181.29 | 233.207 | 295.748 | 367.725 | 418.77 | 476.54 | 537.83 | 602.483 | 656.359 | 712.614 | 743.766 | 776.579 | 809.532 | 844.201 | 879.819 | 916.083 | 953.688 | 992.261 | 1032.719 | 1074.202 | 1117.797 | 1162.581 | 1208.344 | 1254.282
Total excluding storage |  | 5628.1333 | 6003.7333 | 5905.1946 | 6603.05 | 6603.0502 | 6603.0503 | 6692.9657 | 7363.868 | 7273.118 | 6778.6212 | 6850.4411 | 7326.1018 | 7227.4019 | 7227.4019 | 6259.8597 | 6099.1908 | 6243.6143 | 6284.6155 | 6504.4092 | 6465.4092 | 7285.4024 | 7338.2426 | 8317.837 | 7895.1475 | 7551.9475 | 8881.9359 | 8881.9359 | 8881.9359 | 8976.4513
Region | Technology | 2021-22 | 2022-23 | 2023-24 | 2024-25 | 2025-26 | 2026-27 | 2027-28 | 2028-29 | 2029-30 | 2030-31 | 2031-32 | 2032-33 | 2033-34 | 2034-35 | 2035-36 | 2036-37 | 2037-38 | 2038-39 | 2039-40 | 2040-41 | 2041-42 | 2042-43 | 2043-44 | 2044-45 | 2045-46 | 2046-47 | 2047-48 | 2048-49 | 2049-50
TAS1 | Black Coal | 0 | 0 | 0 | 0 | 0 | 0 | 0 | 0 | 0 | 0 | 0 | 0 | 0 | 0 | 0 | 0 | 0 | 0 | 0 | 0 | 0 | 0 | 0 | 0 | 0 | 0 | 0 | 0 | 0
TAS1 | Brown Coal | 0 | 0 | 0 | 0 | 0 | 0 | 0 | 0 | 0 | 0 | 0 | 0 | 0 | 0 | 0 | 0 | 0 | 0 | 0 | 0 | 0 | 0 | 0 | 0 | 0 | 0 | 0 | 0 | 0
TAS1 | CCGT | 208 | 208 | 208 | 208 | 208 | 208 | 208 | 208 | 208 | 208 | 208 | 208 | 208 | 208 | 208 | 208 | 208 | 208 | 208 | 208 | 208 | 208 | 208 | 208 | 208 | 208 | 208 | 208 | 208
TAS1 | Gas - Steam | 0 | 0 | 0 | 0 | 0 | 0 | 0 | 0 | 0 | 0 | 0 | 0 | 0 | 0 | 0 | 0 | 0 | 0 | 0 | 0 | 0 | 0 | 0 | 0 | 0 | 0 | 0 | 0 | 0
TAS1 | OCGT / Diesel | 178 | 178 | 178 | 178 | 178 | 178 | 178 | 178 | 178 | 178 | 178 | 178 | 178 | 178 | 178 | 178 | 178 | 178 | 178 | 58 | 58 | 58 | 58 | 58 | 58 | 58 | 58 | 58 | 58
TAS1 | Hydro | 2408.9 | 2408.9 | 2408.9 | 2408.9 | 2408.9 | 2408.9 | 2658.9 | 2658.9 | 2658.9 | 2658.9 | 2658.9 | 2658.9 | 2658.9 | 2658.9 | 2658.9 | 2658.9 | 2658.9 | 2658.9 | 2658.9 | 2658.9 | 2658.9 | 2658.9 | 2658.9 | 2658.9 | 2658.9 | 2658.9 | 2658.9 | 2658.9 | 2658.9
TAS1 | Wind | 988.4851 | 988.4851 | 1339.9966 | 1339.9966 | 1339.9966 | 1339.9966 | 1796.9251 | 1796.9251 | 2796.9237 | 2796.9237 | 2796.9237 | 2817.7515 | 2817.7515 | 2817.7515 | 2817.7515 | 2818.3734 | 2830.8024 | 2962.1661 | 2962.1661 | 2962.1661 | 3084.7942 | 3103.7432 | 3103.7432 | 2955.3432 | 2955.3432 | 3394.2629 | 3394.2629 | 3553.776 | 3553.776
TAS1 | Solar PV | 0 | 0 | 0 | 0 | 0 | 0 | 0 | 0 | 0 | 0 | 0 | 0 | 0 | 0 | 0 | 0 | 0 | 0 | 0 | 0 | 0 | 0 | 0 | 0 | 0 | 0 | 0 | 0 | 0
TAS1 | Grid Battery | 0 | 0 | 0 | 0 | 0 | 0 | 0 | 0 | 0 | 0 | 0 | 0 | 0 | 0 | 0 | 0 | 0 | 0 | 0.00011996 | 0.00012002 | 0.00014665 | 0.00014305 | 0.00014308 | 0.00014019 | 0.0001433 | 0.00015817 | 0.0001522 | 0.0001679 | 0.00019945
TAS1 | Pumped Hydro | 0 | 0 | 0 | 0 | 0 | 0 | 0 | 0 | 227.8771 | 271.4795 | 278.32 | 768.9759 | 768.9759 | 768.9759 | 768.9759 | 768.9759 | 826.1157 | 826.1157 | 826.1157 | 826.1157 | 879.0427 | 879.0427 | 879.0427 | 879.0427 | 879.0427 | 879.0427 | 879.0427 | 879.0427 | 879.0427
TAS1 | VPP | 2.531 | 5.899 | 10.956 | 18.307 | 27.272 | 37.668 | 50.497 | 65.412 | 82.598 | 96.729 | 112.111 | 128.748 | 146.674 | 164.112 | 182.073 | 191.8 | 202.034 | 212.356 | 223.178 | 234.193 | 245.494 | 256.958 | 268.736 | 280.622 | 292.616 | 304.576 | 316.626 | 328.756 | 340.864
Total excluding storage |  | 3783.3851 | 3783.3851 | 4134.8966 | 4134.8966 | 4134.8966 | 4134.8966 | 4841.8251 | 4841.8251 | 5841.8237 | 5841.8237 | 5841.8237 | 5862.6515 | 5862.6515 | 5862.6515 | 5862.6515 | 5863.2734 | 5875.7024 | 6007.0661 | 6007.0661 | 5887.0661 | 6009.6941 | 6028.6432 | 6028.6432 | 5880.2432 | 5880.2432 | 6319.1629 | 6319.1629 | 6478.676 | 6478.676
Explicitly modelled pumping
Region | Technology | 2021-22 | 2022-23 | 2023-24 | 2024-25 | 2025-26 | 2026-27 | 2027-28 | 2028-29 | 2029-30 | 2030-31 | 2031-32 | 2032-33 | 2033-34 | 2034-35 | 2035-36 | 2036-37 | 2037-38 | 2038-39 | 2039-40 | 2040-41 | 2041-42 | 2042-43 | 2043-44 | 2044-45 | 2045-46 | 2046-47 | 2047-48 | 2048-49 | 2049-50
NEM | Grid Battery pump | 260.33 | 600.33 | 600.33 | 600.33 | 600.33 | 600.33 | 600.33 | 600.3303 | 600.3303 | 570.3303 | 570.3303 | 1720.1058 | 1881.1349 | 1856.1349 | 2234.1452 | 2234.1452 | 2571.6695 | 2571.6695 | 3000.6407 | 2980.6407 | 3836.1285 | 4038.2998 | 4038.2998 | 4166.7877 | 4166.7877 | 5388.5257 | 5388.5257 | 6124.748 | 6124.7479
NEM | Pumped Hydro Pump | 1330 | 1330 | 1330 | 1330 | 3370 | 3370 | 3370 | 3370.0001 | 3597.8773 | 3641.4796 | 3648.3202 | 5592.1496 | 5930.7233 | 5930.7233 | 6479.2283 | 6479.2283 | 7786.0961 | 7786.0961 | 8158.8843 | 8158.8843 | 9996.5262 | 11243.8172 | 11243.8172 | 11335.2844 | 11335.2844 | 11403.555 | 11403.555 | 11601.9044 | 11601.9044
NEM | VPP pump | 95.565 | 222.304 | 472.724 | 827.389 | 1275.464 | 1796.003 | 2438.396 | 3184.437 | 4042.566 | 4718.547 | 5463.892 | 6261.2279 | 7107.5971 | 7905.5149 | 8730.1272 | 9162.649 | 9618.3372 | 10079.154 | 10567.0661 | 11065.4949 | 11575.234 | 12098.7689 | 12640.3892 | 13204.0691 | 13783.8581 | 14380.3641 | 14988.5756 | 15603.098 | 16225.7479
Region | Technology | 2021-22 | 2022-23 | 2023-24 | 2024-25 | 2025-26 | 2026-27 | 2027-28 | 2028-29 | 2029-30 | 2030-31 | 2031-32 | 2032-33 | 2033-34 | 2034-35 | 2035-36 | 2036-37 | 2037-38 | 2038-39 | 2039-40 | 2040-41 | 2041-42 | 2042-43 | 2043-44 | 2044-45 | 2045-46 | 2046-47 | 2047-48 | 2048-49 | 2049-50
NSW1 | Grid Battery pump | 0 | 0 | 0 | 0 | 0 | 0 | 0 | 0 | 0 | 0 | 0 | 658.1936 | 658.1936 | 658.1936 | 658.1936 | 658.1936 | 658.1936 | 658.1936 | 1087.1647 | 1087.1647 | 1854.5702 | 1854.5702 | 1854.5702 | 1983.0579 | 1983.0579 | 1983.0579 | 1983.0579 | 2006.3224 | 2006.3224
NSW1 | Pumped Hydro Pump | 840 | 840 | 840 | 840 | 2880 | 2880 | 2880 | 2880 | 2880 | 2880 | 2880 | 3607.08 | 3607.08 | 3607.08 | 3839.7745 | 3839.7745 | 4039.8076 | 4039.8076 | 4412.5959 | 4412.5959 | 5480.0003 | 5480.0003 | 5480.0003 | 5480.0003 | 5480.0003 | 5480.0003 | 5480.0003 | 5480.0003 | 5480.0003
NSW1 | VPP pump | 33.809 | 82.709 | 156.761 | 263.89 | 405.048 | 567.059 | 769.634 | 1010.103 | 1287.846 | 1513.002 | 1757.995 | 2022.7529 | 2303.851 | 2570.3709 | 2845.8051 | 2993.4 | 3149.6021 | 3306.082 | 3472.6761 | 3642.4991 | 3815.654 | 3993.212 | 4175.7441 | 4364.7819 | 4557.4061 | 4750.5071 | 4944.2018 | 5141.238 | 5338.7148
Region | Technology | 2021-22 | 2022-23 | 2023-24 | 2024-25 | 2025-26 | 2026-27 | 2027-28 | 2028-29 | 2029-30 | 2030-31 | 2031-32 | 2032-33 | 2033-34 | 2034-35 | 2035-36 | 2036-37 | 2037-38 | 2038-39 | 2039-40 | 2040-41 | 2041-42 | 2042-43 | 2043-44 | 2044-45 | 2045-46 | 2046-47 | 2047-48 | 2048-49 | 2049-50
QLD1 | Grid Battery pump | 0 | 20 | 20 | 20 | 20 | 20 | 20 | 20.0003 | 20.0003 | 20.0003 | 20.0003 | 451.0682 | 667.4274 | 667.4274 | 667.4274 | 667.4274 | 967.1527 | 967.1527 | 967.1527 | 947.1527 | 947.1527 | 1449.324 | 1449.324 | 1449.324 | 1449.324 | 2671.062 | 2671.062 | 3384.0198 | 3384.0198
QLD1 | Pumped Hydro Pump | 490 | 490 | 490 | 490 | 490 | 490 | 490 | 490.0001 | 490.0001 | 490.0001 | 490.0001 | 862.9552 | 1201.5289 | 1201.5289 | 1201.5289 | 1201.5289 | 2030.6084 | 2030.6084 | 2030.6084 | 2030.6084 | 2076.089 | 3323.38 | 3323.38 | 3323.38 | 3323.38 | 3391.6506 | 3391.6506 | 3590 | 3590
QLD1 | VPP pump | 18.792 | 56.93 | 116.312 | 203.741 | 316.675 | 441.512 | 598.097 | 788.338 | 1007.196 | 1181.6699 | 1375.488 | 1581.047 | 1799.564 | 2003.201 | 2215.979 | 2320.634 | 2431.5501 | 2543.859 | 2662.8169 | 2785.4379 | 2910.14 | 3039.4479 | 3174.298 | 3316.8311 | 3463.2379 | 3617.549 | 3775.5449 | 3934.3799 | 4096.485
Region | Technology | 2021-22 | 2022-23 | 2023-24 | 2024-25 | 2025-26 | 2026-27 | 2027-28 | 2028-29 | 2029-30 | 2030-31 | 2031-32 | 2032-33 | 2033-34 | 2034-35 | 2035-36 | 2036-37 | 2037-38 | 2038-39 | 2039-40 | 2040-41 | 2041-42 | 2042-43 | 2043-44 | 2044-45 | 2045-46 | 2046-47 | 2047-48 | 2048-49 | 2049-50
VIC1 | Grid Battery pump | 55.33 | 375.33 | 375.33 | 375.33 | 375.33 | 375.33 | 375.33 | 375.33 | 375.33 | 375.33 | 375.33 | 375.3309 | 320.0009 | 320.0009 | 320.0009 | 320.0009 | 320.0009 | 320.0009 | 320.0009 | 320.0009 | 300.001 | 0.00098957 | 0.00098957 | 0.0011581 | 0.0011475 | 0.001146 | 0.0011404 | 0.001132 | 0.0011207
VIC1 | Pumped Hydro Pump | 0 | 0 | 0 | 0 | 0 | 0 | 0 | 0 | 0 | 0 | 0.00010147 | 353.1385 | 353.1385 | 353.1385 | 668.949 | 668.949 | 889.5643 | 889.5643 | 889.5643 | 889.5643 | 1561.3942 | 1561.3942 | 1561.3942 | 1652.8613 | 1652.8613 | 1652.8613 | 1652.8613 | 1652.8613 | 1652.8613
VIC1 | VPP pump | 21.325 | 39.333 | 124.653 | 240.512 | 387.463 | 568.474 | 786.961 | 1024.836 | 1297.201 | 1508.3761 | 1741.758 | 1990.8499 | 2255.0251 | 2511.472 | 2773.6561 | 2913.049 | 3058.5721 | 3207.3251 | 3364.194 | 3523.546 | 3687.863 | 3855.463 | 4029.35 | 4209.1151 | 4396.3961 | 4589.9351 | 4789.6219 | 4990.38 | 5195.402
Region | Technology | 2021-22 | 2022-23 | 2023-24 | 2024-25 | 2025-26 | 2026-27 | 2027-28 | 2028-29 | 2029-30 | 2030-31 | 2031-32 | 2032-33 | 2033-34 | 2034-35 | 2035-36 | 2036-37 | 2037-38 | 2038-39 | 2039-40 | 2040-41 | 2041-42 | 2042-43 | 2043-44 | 2044-45 | 2045-46 | 2046-47 | 2047-48 | 2048-49 | 2049-50
SA1 | Grid Battery pump | 205 | 205 | 205 | 205 | 205 | 205 | 205 | 205 | 205 | 175 | 175 | 235.513 | 235.513 | 210.513 | 588.5233 | 588.5233 | 626.3222 | 626.3222 | 626.3222 | 626.3222 | 734.4045 | 734.4045 | 734.4045 | 734.4045 | 734.4045 | 734.4045 | 734.4045 | 734.4045 | 734.4044
SA1 | Pumped Hydro Pump | 0 | 0 | 0 | 0 | 0 | 0 | 0 | 0 | 0 | 0 | 0 | 0 | 0 | 0 | 0 | 0 | 0 | 0 | 0 | 0 | 0 | 0 | 0 | 0.00012509 | 0.0001251 | 0.00012511 | 0.00012513 | 0.00012514 | 0.00012519
SA1 | VPP pump | 19.108 | 37.433 | 64.042 | 100.939 | 139.006 | 181.29 | 233.207 | 295.748 | 367.725 | 418.77 | 476.54 | 537.83 | 602.483 | 656.359 | 712.614 | 743.766 | 776.579 | 809.532 | 844.201 | 879.819 | 916.083 | 953.688 | 992.261 | 1032.719 | 1074.202 | 1117.797 | 1162.581 | 1208.344 | 1254.282
Region | Technology | 2021-22 | 2022-23 | 2023-24 | 2024-25 | 2025-26 | 2026-27 | 2027-28 | 2028-29 | 2029-30 | 2030-31 | 2031-32 | 2032-33 | 2033-34 | 2034-35 | 2035-36 | 2036-37 | 2037-38 | 2038-39 | 2039-40 | 2040-41 | 2041-42 | 2042-43 | 2043-44 | 2044-45 | 2045-46 | 2046-47 | 2047-48 | 2048-49 | 2049-50
TAS1 | Grid Battery pump | 0 | 0 | 0 | 0 | 0 | 0 | 0 | 0 | 0 | 0 | 0 | 0 | 0 | 0 | 0 | 0 | 0 | 0 | 0.00011996 | 0.00012002 | 0.00014665 | 0.00014305 | 0.00014308 | 0.00014019 | 0.0001433 | 0.00015817 | 0.0001522 | 0.0001679 | 0.00019945
TAS1 | Pumped Hydro Pump | 0 | 0 | 0 | 0 | 0 | 0 | 0 | 0 | 227.8771 | 271.4795 | 278.32 | 768.9759 | 768.9759 | 768.9759 | 768.9759 | 768.9759 | 826.1157 | 826.1157 | 826.1157 | 826.1157 | 879.0427 | 879.0427 | 879.0427 | 879.0427 | 879.0427 | 879.0427 | 879.0427 | 879.0427 | 879.0427
TAS1 | VPP pump | 2.531 | 5.899 | 10.956 | 18.307 | 27.272 | 37.668 | 50.497 | 65.412 | 82.598 | 96.729 | 112.111 | 128.748 | 146.674 | 164.112 | 182.073 | 191.8 | 202.034 | 212.356 | 223.178 | 234.193 | 245.494 | 256.958 | 268.736 | 280.622 | 292.616 | 304.576 | 316.626 | 328.756 | 340.864
Non-controllable capacity
Region | Technology | 2021-22 | 2022-23 | 2023-24 | 2024-25 | 2025-26 | 2026-27 | 2027-28 | 2028-29 | 2029-30 | 2030-31 | 2031-32 | 2032-33 | 2033-34 | 2034-35 | 2035-36 | 2036-37 | 2037-38 | 2038-39 | 2039-40 | 2040-41 | 2041-42 | 2042-43 | 2043-44 | 2044-45 | 2045-46 | 2046-47 | 2047-48 | 2048-49 | 2049-50
NEM | Distributed PV | 14317.7356 | 16038.0317 | 18141.6625 | 20467.1628 | 22742.4627 | 24794.1362 | 27203.2648 | 29404.585 | 31633.6844 | 33722.4221 | 35881.7358 | 38229.6173 | 40526.8079 | 42201.4543 | 43959.2481 | 45343.5576 | 47243.3825 | 48591.0021 | 50017.1079 | 51711.9741 | 53139.0243 | 54708.8557 | 56320.0969 | 57968.8334 | 59644.968 | 61342.1586 | 63040.1897 | 64716.1891 | 66373.6366
NEM | Behind the meter battery | 579.5 | 1031.2 | 1768.4 | 2546.3 | 3286.9 | 3921.6 | 4557.8 | 5129.8 | 5641.2 | 6325.9 | 7040.3 | 7755.8 | 8465.7 | 9049.4 | 9600.4 | 9649.8 | 9702.8 | 9740.4 | 9784.1 | 9817.1 | 9839.6 | 9854 | 9863.4 | 9870 | 9868.3 | 9858.5 | 9836.4 | 9798.6 | 9747
NEM | Behind the meter battery pump | 579.5 | 1031.2 | 1768.4 | 2546.3 | 3286.9 | 3921.6 | 4557.8 | 5129.8 | 5641.2 | 6325.9 | 7040.3 | 7755.8 | 8465.7 | 9049.4 | 9600.4 | 9649.8 | 9702.8 | 9740.4 | 9784.1 | 9817.1 | 9839.6 | 9854 | 9863.4 | 9870 | 9868.3 | 9858.5 | 9836.4 | 9798.6 | 9747
Region | Technology | 2021-22 | 2022-23 | 2023-24 | 2024-25 | 2025-26 | 2026-27 | 2027-28 | 2028-29 | 2029-30 | 2030-31 | 2031-32 | 2032-33 | 2033-34 | 2034-35 | 2035-36 | 2036-37 | 2037-38 | 2038-39 | 2039-40 | 2040-41 | 2041-42 | 2042-43 | 2043-44 | 2044-45 | 2045-46 | 2046-47 | 2047-48 | 2048-49 | 2049-50
NSW1 | Distributed PV | 4241.3829 | 4711.3319 | 5343.9405 | 6062.9209 | 6807.486 | 7463.937 | 8257.1661 | 9003.6689 | 9768.9282 | 10504.7979 | 11253.5547 | 12077.6261 | 12885.6859 | 13472.8481 | 14095.5227 | 14591.8154 | 15270.2051 | 15752.2725 | 16264.251 | 16864 | 17367.3523 | 17918.0752 | 18480.2856 | 19049.0688 | 19615.7073 | 20164.0635 | 20698.4153 | 21227.7258 | 21742.5056
NSW1 | Behind the meter battery | 203.5 | 385.9 | 585 | 808.6 | 1038.8 | 1231.3 | 1430.2 | 1617.7 | 1786 | 2016.8 | 2252.5 | 2492.2 | 2729.7 | 2928.2 | 3115.2 | 3140.2 | 3166.7 | 3186.3 | 3208.5 | 3226.3 | 3239.8 | 3250 | 3257.1 | 3262.4 | 3263.8 | 3259 | 3248.1 | 3233.6 | 3213.2
NSW1 | Behind the meter battery pump | 203.5 | 385.9 | 585 | 808.6 | 1038.8 | 1231.3 | 1430.2 | 1617.7 | 1786 | 2016.8 | 2252.5 | 2492.2 | 2729.7 | 2928.2 | 3115.2 | 3140.2 | 3166.7 | 3186.3 | 3208.5 | 3226.3 | 3239.8 | 3250 | 3257.1 | 3262.4 | 3263.8 | 3259 | 3248.1 | 3233.6 | 3213.2
Region | Technology | 2021-22 | 2022-23 | 2023-24 | 2024-25 | 2025-26 | 2026-27 | 2027-28 | 2028-29 | 2029-30 | 2030-31 | 2031-32 | 2032-33 | 2033-34 | 2034-35 | 2035-36 | 2036-37 | 2037-38 | 2038-39 | 2039-40 | 2040-41 | 2041-42 | 2042-43 | 2043-44 | 2044-45 | 2045-46 | 2046-47 | 2047-48 | 2048-49 | 2049-50
QLD1 | Distributed PV | 4265.744 | 4680.9516 | 5183.1304 | 5787.5574 | 6389.4727 | 6895.2299 | 7516.7694 | 8113.269 | 8718.3391 | 9285.1582 | 9878.2021 | 10523.7462 | 11158.6323 | 11620.782 | 12106.7961 | 12479.3207 | 13012.871 | 13376.0881 | 13757.3877 | 14223.626 | 14602.6743 | 15026.6189 | 15462.7988 | 15914.6479 | 16374.3203 | 16853.6875 | 17335.3723 | 17808.1953 | 18279.0088
QLD1 | Behind the meter battery | 113 | 269.2 | 441.5 | 636.3 | 828.9 | 979.8 | 1137.4 | 1294.8 | 1435.4 | 1617.9 | 1809.9 | 1999.5 | 2187.6 | 2339.4 | 2485.7 | 2493.3 | 2502.5 | 2508.5 | 2516.2 | 2522.3 | 2525.3 | 2527.5 | 2529.3 | 2532.1 | 2532.5 | 2533.4 | 2531.3 | 2524.1 | 2514.1
QLD1 | Behind the meter battery pump | 113 | 269.2 | 441.5 | 636.3 | 828.9 | 979.8 | 1137.4 | 1294.8 | 1435.4 | 1617.9 | 1809.9 | 1999.5 | 2187.6 | 2339.4 | 2485.7 | 2493.3 | 2502.5 | 2508.5 | 2516.2 | 2522.3 | 2525.3 | 2527.5 | 2529.3 | 2532.1 | 2532.5 | 2533.4 | 2531.3 | 2524.1 | 2514.1
Region | Technology | 2021-22 | 2022-23 | 2023-24 | 2024-25 | 2025-26 | 2026-27 | 2027-28 | 2028-29 | 2029-30 | 2030-31 | 2031-32 | 2032-33 | 2033-34 | 2034-35 | 2035-36 | 2036-37 | 2037-38 | 2038-39 | 2039-40 | 2040-41 | 2041-42 | 2042-43 | 2043-44 | 2044-45 | 2045-46 | 2046-47 | 2047-48 | 2048-49 | 2049-50
VIC1 | Distributed PV | 3672.0127 | 4323.9168 | 5053.769 | 5790.9588 | 6520.7274 | 7238.1152 | 8018.1381 | 8676.475 | 9331.2351 | 9932.0548 | 10554.2346 | 11213.8539 | 11851.77 | 12333.99 | 12826.3418 | 13223.2949 | 13731.8735 | 14116.3628 | 14523.5542 | 14994.7249 | 15411.9817 | 15862.2058 | 16328.1182 | 16804.2859 | 17301.0591 | 17811.2415 | 18331.9211 | 18845.3174 | 19361.5083
VIC1 | Behind the meter battery | 127.9 | 169.9 | 458.6 | 733.5 | 991.5 | 1234.7 | 1463.3 | 1639.3 | 1795.5 | 2004.5 | 2224 | 2443.1 | 2661.2 | 2848.7 | 3022.4 | 3038.1 | 3053.6 | 3065.4 | 3078.7 | 3087.9 | 3095 | 3098.7 | 3101.4 | 3102.3 | 3102.2 | 3100.1 | 3095.6 | 3085.2 | 3071.3
VIC1 | Behind the meter battery pump | 127.9 | 169.9 | 458.6 | 733.5 | 991.5 | 1234.7 | 1463.3 | 1639.3 | 1795.5 | 2004.5 | 2224 | 2443.1 | 2661.2 | 2848.7 | 3022.4 | 3038.1 | 3053.6 | 3065.4 | 3078.7 | 3087.9 | 3095 | 3098.7 | 3101.4 | 3102.3 | 3102.2 | 3100.1 | 3095.6 | 3085.2 | 3071.3
Region | Technology | 2021-22 | 2022-23 | 2023-24 | 2024-25 | 2025-26 | 2026-27 | 2027-28 | 2028-29 | 2029-30 | 2030-31 | 2031-32 | 2032-33 | 2033-34 | 2034-35 | 2035-36 | 2036-37 | 2037-38 | 2038-39 | 2039-40 | 2040-41 | 2041-42 | 2042-43 | 2043-44 | 2044-45 | 2045-46 | 2046-47 | 2047-48 | 2048-49 | 2049-50
SA1 | Distributed PV | 1913.5206 | 2069.284 | 2265.9702 | 2481.53 | 2637.3888 | 2773.9861 | 2939.5508 | 3101.8464 | 3268.0304 | 3414.8693 | 3571.6486 | 3741.8128 | 3908.6521 | 4020.1996 | 4138.7558 | 4231.3834 | 4360.8052 | 4451.8956 | 4549.1459 | 4665.1984 | 4763.3252 | 4872.7831 | 4984.3777 | 5100.9014 | 5220.0138 | 5346.0237 | 5474.4639 | 5603.2782 | 5728.2809
SA1 | Behind the meter battery | 119.5 | 178 | 241.4 | 310.3 | 355.9 | 391.7 | 430.3 | 470 | 506.1 | 553.7 | 605.9 | 657.7 | 708.5 | 741 | 772.4 | 771.6 | 771.4 | 770.1 | 769.1 | 767.7 | 765.6 | 763.3 | 760.5 | 758 | 754.8 | 751.7 | 748.1 | 743.8 | 738.2
SA1 | Behind the meter battery pump | 119.5 | 178 | 241.4 | 310.3 | 355.9 | 391.7 | 430.3 | 470 | 506.1 | 553.7 | 605.9 | 657.7 | 708.5 | 741 | 772.4 | 771.6 | 771.4 | 770.1 | 769.1 | 767.7 | 765.6 | 763.3 | 760.5 | 758 | 754.8 | 751.7 | 748.1 | 743.8 | 738.2
Region | Technology | 2021-22 | 2022-23 | 2023-24 | 2024-25 | 2025-26 | 2026-27 | 2027-28 | 2028-29 | 2029-30 | 2030-31 | 2031-32 | 2032-33 | 2033-34 | 2034-35 | 2035-36 | 2036-37 | 2037-38 | 2038-39 | 2039-40 | 2040-41 | 2041-42 | 2042-43 | 2043-44 | 2044-45 | 2045-46 | 2046-47 | 2047-48 | 2048-49 | 2049-50
TAS1 | Distributed PV | 225.0754 | 252.5473 | 294.8524 | 344.1958 | 387.3879 | 422.8681 | 471.6404 | 509.3257 | 547.1516 | 585.5419 | 624.0958 | 672.5783 | 722.0675 | 753.6346 | 791.8317 | 817.7431 | 867.6277 | 894.3831 | 922.7691 | 964.4249 | 993.6908 | 1029.1726 | 1064.5165 | 1099.9293 | 1133.8675 | 1167.1424 | 1200.0171 | 1231.6724 | 1262.333
TAS1 | Behind the meter battery | 15.6 | 28.2 | 41.9 | 57.6 | 71.8 | 84.1 | 96.6 | 108 | 118.2 | 133 | 148 | 163.3 | 178.7 | 192.1 | 204.7 | 206.6 | 208.6 | 210.1 | 211.6 | 212.9 | 213.9 | 214.5 | 215.1 | 215.2 | 215 | 214.3 | 213.3 | 211.9 | 210.2
TAS1 | Behind the meter battery pump | 15.6 | 28.2 | 41.9 | 57.6 | 71.8 | 84.1 | 96.6 | 108 | 118.2 | 133 | 148 | 163.3 | 178.7 | 192.1 | 204.7 | 206.6 | 208.6 | 210.1 | 211.6 | 212.9 | 213.9 | 214.5 | 215.1 | 215.2 | 215 | 214.3 | 213.3 | 211.9 | 210.2

## Marinus_VOM Cost
VOM cost by technology ($000s) - Marinus Link, Step Change No State Based Schemes Sensitivity
VOM | Real June 2020 dollars discounted to 1 July 2020
Explicitly modelled generation
Region | Technology | 2021-22 | 2022-23 | 2023-24 | 2024-25 | 2025-26 | 2026-27 | 2027-28 | 2028-29 | 2029-30 | 2030-31 | 2031-32 | 2032-33 | 2033-34 | 2034-35 | 2035-36 | 2036-37 | 2037-38 | 2038-39 | 2039-40 | 2040-41 | 2041-42 | 2042-43 | 2043-44 | 2044-45 | 2045-46 | 2046-47 | 2047-48 | 2048-49 | 2049-50
NEM | Black Coal | 306689.0234 | 265334.6153 | 242000.9665 | 215054.0553 | 180593.7938 | 163949.6892 | 148847.1887 | 149869.8585 | 139597.9184 | 129513.3831 | 117548.3304 | 76251.9753 | 73685.9371 | 61542.913 | 45550.3114 | 42747.1872 | 41663.1221 | 39408.1639 | 34670.1565 | 31861.6734 | 24099.9996 | 14251.6448 | 9385.7078 | 8177.922 | 7330.7944 | 7276.5553 | 6408.003 | 5582.09 | 5436.5214
NEM | Brown Coal | 106372.9585 | 86597.8675 | 87205.501 | 43172.4122 | 41434.7481 | 31429.6557 | 0.0041976 | 0.0031427 | 0.00268 | 0.0023836 | 0.0019888 | 0.0017709 | 0.0017454 | 0.0015433 | 0.001485 | 0.0013649 | 0.0011605 | 0.0011596 | 0.00095915 | 0.00093501 | 0.0010009 | 0.0010341 | 0.00097864 | 0.00087321 | 0.00080908 | 0.00086985 | 0.00038665 | 0 | 0
NEM | CCGT | 15645.0028 | 14899.6901 | 11530.4422 | 19824.8653 | 22979.3467 | 18979.86 | 17231.8159 | 17311.0579 | 16293.1021 | 16799.1312 | 18941.1184 | 22862.1663 | 25547.0078 | 22541.9499 | 18769.8466 | 15474.1355 | 13984.2366 | 13493.044 | 10874.7382 | 11075.4976 | 11296.1287 | 12039.0618 | 7406.0553 | 6648.4894 | 3082.4049 | 2059.1491 | 1968.8954 | 1873.3165 | 1785.125
NEM | Gas - Steam | 1732.4166 | 1677.6433 | 1770.3433 | 825.4585 | 810.9924 | 780.1411 | 819.6273 | 992.6828 | 865.9834 | 673.2612 | 654.8659 | 1156.2497 | 1366.0684 | 1579.3603 | 759.3477 | 840.2324 | 1128.2232 | 1042.8045 | 468.7741 | 525.5237 | 634.7896 | 652.9519 | 543.2692 | 510.5968 | 428.2025 | 0 | 0 | 0 | 0
NEM | OCGT / Diesel | 621.2027 | 243.728 | 999.0157 | 3062.5664 | 2373.8768 | 2260.8295 | 1677.6434 | 2574.211 | 1218.0746 | 2139.5445 | 2942.042 | 6175.8903 | 5492.0626 | 5630.7507 | 6517.0634 | 7373.4687 | 12946.412 | 9624.3559 | 14461.0647 | 18823.4742 | 16432.4742 | 17391.1617 | 22204.4336 | 11348.8172 | 12863.3621 | 15843.8768 | 11949.3067 | 14128.4977 | 13447.5849
NEM | Hydro | 91844.5202 | 93318.7732 | 81044.6522 | 90627.0821 | 86732.2259 | 78004.1058 | 85722.5681 | 91163.5534 | 76950.1776 | 67286.6767 | 64899.2037 | 59853.6538 | 64610.0921 | 61604.4455 | 56954.1073 | 53197.0599 | 56915.7745 | 49691.01 | 43328.414 | 39670.6939 | 36387.1346 | 39457.5274 | 37582.7129 | 34244.3894 | 34685.3809 | 37648.3468 | 31746.5592 | 27106.1644 | 25484.6494
NEM | Wind | 66457.927 | 77928.6728 | 65319.0267 | 63231.6865 | 63025.6267 | 62406.2159 | 59256.5295 | 49409.2964 | 46096.7474 | 42825.2531 | 44971.8325 | 37163.6185 | 35198.9474 | 31583.0346 | 31937.143 | 30839.4799 | 23229.1535 | 21681.5872 | 17913.0597 | 15850.6909 | 14576.1095 | 14047.1551 | 10321.1784 | 8548.7453 | 6584.2425 | 4938.6752 | 4447.1542 | 3865.3484 | 2628.5066
NEM | Solar PV | 13.5121 | 15.8206 | 15.3222 | 14.0481 | 15.2155 | 17.8565 | 30.177 | 36.535 | 36.0668 | 39.3151 | 42.8983 | 87.0784 | 95.974 | 90.0722 | 95.116 | 95.8186 | 126.8566 | 127.2763 | 141.5347 | 159.2198 | 185.1347 | 215.6311 | 203.1673 | 202.104 | 191.1904 | 194.1478 | 187.8651 | 182.8048 | 182.9849
NEM | Grid Battery | 0.12827 | 0.1915 | 0.21342 | 0.23336 | 0.21192 | 0.21104 | 0.1999 | 0.18171 | 0.16457 | 0.15932 | 0.14762 | 2.0108 | 2.212 | 2.1067 | 2.5378 | 2.4291 | 2.6304 | 2.5017 | 2.8794 | 2.7281 | 3.4694 | 3.7481 | 3.4781 | 3.5239 | 3.3266 | 3.8779 | 3.7626 | 3.9925 | 3.7053
NEM | Pumped Hydro | 2063.3835 | 2825.9783 | 3461.0468 | 3378.8686 | 2755.9717 | 3419.5081 | 3845.456 | 3443.8479 | 3244.6059 | 3457.2262 | 3209.163 | 3038.706 | 2445.4649 | 2067.942 | 2240.6959 | 2118.9982 | 1648.388 | 1642.4447 | 1729.69 | 1590.4702 | 1660.9862 | 1619.3304 | 1034.0706 | 1241.6844 | 1165.0384 | 906.5941 | 716.9028 | 618.4095 | 536.5009
NEM | VPP | 0.37375 | 1.0525 | 2.6042 | 4.9346 | 7.1893 | 9.657 | 11.967 | 13.8442 | 16.0177 | 17.6973 | 18.9055 | 20.0618 | 21.114 | 21.7676 | 23.9343 | 23.7081 | 22.0763 | 21.8797 | 22.2468 | 21.9468 | 21.8595 | 20.8951 | 18.2103 | 19.697 | 18.424 | 16.0869 | 15.2729 | 14.2485 | 12.8736
Total excluding storage |  | 589376.5633 | 540016.8108 | 489885.2698 | 435812.1745 | 397965.8259 | 357828.3536 | 313585.5542 | 311357.1982 | 281058.0729 | 259276.5673 | 250000.2931 | 203550.6341 | 205996.091 | 184572.5277 | 160582.9369 | 150567.3836 | 149993.7796 | 135068.2429 | 121857.7429 | 117966.7745 | 103611.7718 | 98055.1348 | 87646.5256 | 69681.0648 | 65165.5785 | 67960.7519 | 56707.7841 | 52738.2218 | 48965.3723
Region | Technology | 2021-22 | 2022-23 | 2023-24 | 2024-25 | 2025-26 | 2026-27 | 2027-28 | 2028-29 | 2029-30 | 2030-31 | 2031-32 | 2032-33 | 2033-34 | 2034-35 | 2035-36 | 2036-37 | 2037-38 | 2038-39 | 2039-40 | 2040-41 | 2041-42 | 2042-43 | 2043-44 | 2044-45 | 2045-46 | 2046-47 | 2047-48 | 2048-49 | 2049-50
NSW1 | Black Coal | 171431.8035 | 145199.4535 | 122492.9205 | 126214.1527 | 100166.6758 | 87148.1411 | 81799.3554 | 82902.5428 | 76165.0659 | 71275.4249 | 64600.6913 | 25183.6754 | 29298.8669 | 24200.5348 | 10783.185 | 12995.63 | 13238.754 | 12401.2485 | 10909.3915 | 9188.5142 | 5018.5041 | 0 | 0 | 0 | 0 | 0 | 0 | 0 | 0
NSW1 | Brown Coal | 0 | 0 | 0 | 0 | 0 | 0 | 0 | 0 | 0 | 0 | 0 | 0 | 0 | 0 | 0 | 0 | 0 | 0 | 0 | 0 | 0 | 0 | 0 | 0 | 0 | 0 | 0 | 0 | 0
NSW1 | CCGT | 230.5269 | 220.489 | 641.7162 | 1575.0323 | 1911.5379 | 989.8551 | 1230.9432 | 1910.2183 | 1727.0039 | 2037.341 | 2468.2756 | 4755.0153 | 4491.6434 | 4812.4232 | 4024.0987 | 3312.6665 | 4270.3809 | 4635.9728 | 3949.4793 | 3473.5841 | 3467.2881 | 3799.3326 | 154.1997 | 0.00018915 | 0.00018366 | 0.00018577 | 0.00017431 | 0.00017229 | 0.00016109
NSW1 | Gas - Steam | 0 | 0 | 0 | 0 | 0 | 0 | 0 | 0 | 0 | 0 | 0 | 0 | 0 | 0 | 0 | 0 | 0 | 0 | 0 | 0 | 0 | 0 | 0 | 0 | 0 | 0 | 0 | 0 | 0
NSW1 | OCGT / Diesel | 0.00013447 | 0.00013497 | 114.6086 | 515.5533 | 77.4183 | 162.4384 | 114.4287 | 226.9639 | 129.9461 | 168.0093 | 86.8707 | 728.543 | 611.7125 | 958.232 | 1581.5331 | 1861.8876 | 3578.7496 | 2743.7 | 5404.3802 | 7045.0747 | 4460.5232 | 5276.8585 | 8580.1407 | 2619.7975 | 2750.3783 | 4021.8345 | 5061.5171 | 5262.0644 | 4957.1883
NSW1 | Hydro | 14938.8877 | 15066.7803 | 13541.6046 | 17424.3661 | 15709.7172 | 14656.73 | 14725.5104 | 18374.2029 | 14028.2299 | 12225.1977 | 12032.5891 | 11670.2272 | 13029.339 | 13502.1949 | 12721.7898 | 11439.3611 | 14589.9084 | 12087.8911 | 10707.7378 | 9481.4319 | 8195.761 | 9669.8661 | 8739.3473 | 8752.5107 | 8502.5646 | 9765.9352 | 7461.7482 | 6580.5975 | 5626.9362
NSW1 | Wind | 15620.2692 | 17349.7909 | 15235.5976 | 14348.6624 | 14518.14 | 14553.006 | 13459.0581 | 10598.94 | 9008.9947 | 9196.9116 | 10232.0329 | 8732.189 | 8358.1681 | 7707.3988 | 7889.2304 | 7374.5594 | 4822.0383 | 3728.671 | 3513.1407 | 3047.1988 | 2909.456 | 2811.6443 | 1804.7646 | 1713.1983 | 1742.6595 | 983.5124 | 859.2951 | 820.6403 | 755.4951
NSW1 | Solar PV | 4.9791 | 5.7841 | 5.5558 | 5.1042 | 6.5679 | 9.0229 | 8.6195 | 18.2023 | 18.018 | 17.7502 | 16.8494 | 43.8873 | 48.8236 | 45.1465 | 50.4881 | 52.5442 | 70.8925 | 72.4928 | 82.4058 | 91.7903 | 107.7513 | 121.4255 | 113.4725 | 115.7046 | 109.9257 | 106.3931 | 101.1951 | 99.8772 | 95.2023
NSW1 | Grid Battery | 5.1505e-08 | 7.0398e-08 | 6.7958e-08 | 9.8288e-08 | 9.5533e-08 | 9.727e-08 | 1.2641e-07 | 1.3397e-07 | 1.6053e-07 | 1.8225e-07 | 1.9437e-07 | 1.0524 | 0.98851 | 0.94357 | 0.91399 | 0.86912 | 0.80295 | 0.76292 | 1.2055 | 1.138 | 1.8578 | 1.7679 | 1.6462 | 1.7427 | 1.6605 | 1.5577 | 1.4766 | 1.4437 | 1.3709
NSW1 | Pumped Hydro | 510.429 | 810.9461 | 1049.5633 | 1141.8571 | 540.0152 | 785.0149 | 1013.7495 | 924.0834 | 890.0098 | 1016.826 | 977.6696 | 1065.7316 | 985.3825 | 718.2667 | 800.5988 | 788.4832 | 730.1181 | 706.362 | 714.4501 | 607.6504 | 544.2582 | 690.2428 | 402.4605 | 533.9657 | 554.5281 | 479.5088 | 361.1486 | 348.329 | 278.1434
NSW1 | VPP | 0.071263 | 0.28757 | 0.79995 | 1.4285 | 2.1751 | 2.9454 | 3.6197 | 4.2798 | 4.8586 | 5.5528 | 5.9374 | 6.5172 | 6.8839 | 7.1072 | 7.9234 | 7.8546 | 7.473 | 7.3437 | 7.5027 | 7.3679 | 7.2916 | 7.3144 | 6.5486 | 7.1914 | 6.7223 | 6.1586 | 5.6593 | 5.5416 | 4.8256
Total excluding storage |  | 202226.4665 | 177842.2979 | 152032.0034 | 160082.8709 | 132390.0571 | 117519.1937 | 111337.9153 | 114031.0703 | 101077.2586 | 94920.6347 | 89437.3091 | 51113.5372 | 55838.5534 | 51225.9302 | 37050.3251 | 37036.6487 | 40570.7238 | 35669.9762 | 34566.5352 | 32327.594 | 24159.2836 | 21679.1271 | 19391.9248 | 13201.2113 | 13105.5282 | 14877.6753 | 13483.7558 | 12763.1796 | 11434.822
Region | Technology | 2021-22 | 2022-23 | 2023-24 | 2024-25 | 2025-26 | 2026-27 | 2027-28 | 2028-29 | 2029-30 | 2030-31 | 2031-32 | 2032-33 | 2033-34 | 2034-35 | 2035-36 | 2036-37 | 2037-38 | 2038-39 | 2039-40 | 2040-41 | 2041-42 | 2042-43 | 2043-44 | 2044-45 | 2045-46 | 2046-47 | 2047-48 | 2048-49 | 2049-50
QLD1 | Black Coal | 135257.2199 | 120135.1618 | 119508.046 | 88839.9026 | 80427.1179 | 76801.548 | 67047.8333 | 66967.3157 | 63432.8525 | 58237.9582 | 52947.6391 | 51068.2999 | 44387.0702 | 37342.3783 | 34767.1264 | 29751.5572 | 28424.3681 | 27006.9154 | 23760.765 | 22673.1592 | 19081.4955 | 14251.6448 | 9385.7078 | 8177.922 | 7330.7944 | 7276.5553 | 6408.003 | 5582.09 | 5436.5214
QLD1 | Brown Coal | 0 | 0 | 0 | 0 | 0 | 0 | 0 | 0 | 0 | 0 | 0 | 0 | 0 | 0 | 0 | 0 | 0 | 0 | 0 | 0 | 0 | 0 | 0 | 0 | 0 | 0 | 0 | 0 | 0
QLD1 | CCGT | 7670.3902 | 7314.6949 | 7773.3098 | 13700.7213 | 15554.1025 | 13151.8931 | 13652.617 | 13146.0021 | 12422.7499 | 12700.7866 | 13999.1715 | 14345.2315 | 16829.9372 | 13407.2094 | 12085.0842 | 9244.1545 | 9713.8553 | 8857.0709 | 6925.2587 | 7601.9133 | 7828.8402 | 8239.7288 | 7251.8552 | 6648.4888 | 3082.4044 | 2059.1485 | 1968.8949 | 1873.3159 | 1785.1245
QLD1 | Gas - Steam | 255.1 | 244.8824 | 462.4007 | 440.4675 | 417.8873 | 400.7228 | 576.5274 | 699.7803 | 714.4109 | 481.6566 | 425.2823 | 487.1477 | 777.8182 | 610.7561 | 524.6554 | 593.5622 | 635.3924 | 560.7158 | 468.7741 | 525.5237 | 634.7896 | 652.9519 | 543.2692 | 510.5968 | 428.2025 | 0 | 0 | 0 | 0
QLD1 | OCGT / Diesel | 0.00025435 | 0.00025316 | 0.00025802 | 948.798 | 450.9692 | 478.1816 | 876.0951 | 1442.7713 | 864.1756 | 1356.838 | 2057.9805 | 2986.4955 | 2984.3793 | 1862.0892 | 2286.7791 | 3168.7805 | 4779.3118 | 2828.0722 | 2938.2779 | 3662.7214 | 4176.3547 | 4288.2962 | 3572.6016 | 3944.2989 | 4586.3309 | 4661.1447 | 3345.642 | 3393.6962 | 2706.3545
QLD1 | Hydro | 4746.8937 | 4520.295 | 4327.0979 | 4109.6002 | 3912.276 | 3732.3783 | 3566.595 | 3383.156 | 3229.9461 | 2986.8486 | 2945.9139 | 2781.1341 | 2657.0052 | 2492.6314 | 2318.4297 | 2203.0564 | 726.3743 | 714.8507 | 630.072 | 585.0071 | 571.4987 | 0 | 0 | 0 | 0 | 0 | 0 | 0 | 0
QLD1 | Wind | 5075.7898 | 7639.4153 | 7130.7167 | 6538.6695 | 7339.4968 | 6715.8426 | 6824.3339 | 6167.7558 | 5817.3715 | 5653.4582 | 4730.8306 | 4562.2841 | 3964.7004 | 4245.873 | 3690.9585 | 3754.5275 | 3331.0902 | 3300.4543 | 3065.4408 | 2398.5336 | 2347.4621 | 1876.1737 | 1638.4953 | 802.3575 | 845.491 | 795.0742 | 716.1578 | 612.98 | 455.5569
QLD1 | Solar PV | 5.1758 | 6.7105 | 6.5187 | 5.9521 | 5.7564 | 5.7532 | 5.5568 | 4.4256 | 4.5781 | 4.5419 | 7.1845 | 11.2108 | 18.5281 | 17.3912 | 16.9739 | 16.0119 | 28.619 | 28.9082 | 30.2185 | 38.9914 | 43.0526 | 62.8463 | 58.173 | 55.0584 | 50.5647 | 53.7512 | 53.6025 | 51.8857 | 50.8676
QLD1 | Grid Battery | 5.5841e-08 | 0.020075 | 0.02194 | 0.023869 | 0.022245 | 0.021987 | 0.020902 | 0.018974 | 0.017765 | 0.017195 | 0.016106 | 0.7351 | 1.0316 | 0.99512 | 0.94802 | 0.91555 | 1.1795 | 1.1299 | 1.0718 | 1.0275 | 0.99516 | 1.4115 | 1.3338 | 1.2706 | 1.1765 | 1.8905 | 1.8846 | 2.158 | 1.9768
QLD1 | Pumped Hydro | 1552.9545 | 2015.0322 | 2411.4835 | 2237.0115 | 2215.9565 | 2634.4932 | 2831.7065 | 2519.7645 | 2353.9055 | 2439.533 | 2230.6462 | 1969.8481 | 1457.1827 | 1346.9253 | 1436.6948 | 1327.2514 | 914.6123 | 932.5547 | 1011.5936 | 979.4291 | 1112.2377 | 924.9347 | 627.9438 | 703.6345 | 606.6979 | 423.6261 | 352.4228 | 266.8111 | 255.3091
QLD1 | VPP | 0.098138 | 0.33475 | 0.69774 | 1.3405 | 1.9193 | 2.5048 | 3.1031 | 3.5246 | 4.1411 | 4.626 | 4.9875 | 5.0844 | 5.3926 | 5.6841 | 6.0558 | 5.926 | 5.3151 | 5.4958 | 5.3873 | 5.6329 | 5.7028 | 5.0074 | 4.442 | 4.3993 | 3.8258 | 3.0394 | 3.1097 | 2.2355 | 2.1808
Total excluding storage |  | 153010.5697 | 139861.1602 | 139208.0901 | 114584.1112 | 108107.6062 | 101286.3196 | 92549.5584 | 91811.2067 | 86486.0846 | 81422.088 | 77114.0024 | 76241.8036 | 71619.4385 | 59978.3286 | 55690.0071 | 48731.6502 | 47639.0111 | 43296.9876 | 37818.807 | 37485.8496 | 34683.4934 | 29371.6417 | 22450.1023 | 20138.7223 | 16323.7878 | 14845.6739 | 12492.3002 | 11513.9678 | 10434.425
Region | Technology | 2021-22 | 2022-23 | 2023-24 | 2024-25 | 2025-26 | 2026-27 | 2027-28 | 2028-29 | 2029-30 | 2030-31 | 2031-32 | 2032-33 | 2033-34 | 2034-35 | 2035-36 | 2036-37 | 2037-38 | 2038-39 | 2039-40 | 2040-41 | 2041-42 | 2042-43 | 2043-44 | 2044-45 | 2045-46 | 2046-47 | 2047-48 | 2048-49 | 2049-50
VIC1 | Black Coal | 0 | 0 | 0 | 0 | 0 | 0 | 0 | 0 | 0 | 0 | 0 | 0 | 0 | 0 | 0 | 0 | 0 | 0 | 0 | 0 | 0 | 0 | 0 | 0 | 0 | 0 | 0 | 0 | 0
VIC1 | Brown Coal | 106372.9585 | 86597.8675 | 87205.501 | 43172.4122 | 41434.7481 | 31429.6557 | 0.0041976 | 0.0031427 | 0.00268 | 0.0023836 | 0.0019888 | 0.0017709 | 0.0017454 | 0.0015433 | 0.001485 | 0.0013649 | 0.0011605 | 0.0011596 | 0.00095915 | 0.00093501 | 0.0010009 | 0.0010341 | 0.00097864 | 0.00087321 | 0.00080908 | 0.00086985 | 0.00038665 | 0 | 0
VIC1 | CCGT | 7.4579e-05 | 6.9986e-05 | 7.0216e-05 | 0.00011577 | 0.00011297 | 0.00010732 | 0.00010084 | 0.00010459 | 9.9675e-05 | 9.6557e-05 | 9.9565e-05 | 0.0001268 | 0.00012233 | 0.00011418 | 0.00010626 | 0.00010214 | 0.00012348 | 0.00011929 | 0.00012355 | 0.00011702 | 0.00018873 | 0.00018876 | 0.00022353 | 0.00020095 | 0.00019655 | 0.00019855 | 0.00018628 | 0.00021785 | 0.00020496
VIC1 | Gas - Steam | 23.8265 | 10.9767 | 18.8668 | 133.2357 | 116.0679 | 109.3812 | 98.7772 | 138.3445 | 28.3166 | 74.7346 | 98.623 | 295.3004 | 219.191 | 350.288 | 234.6923 | 246.6703 | 492.8308 | 482.0887 | 0 | 0 | 0 | 0 | 0 | 0 | 0 | 0 | 0 | 0 | 0
VIC1 | OCGT / Diesel | 108.7441 | 2.9247 | 84.1484 | 355.3865 | 222.5435 | 543.2103 | 222.9397 | 384.2838 | 136.907 | 243.3556 | 240.2898 | 1061.1508 | 538.3426 | 927.1198 | 1341.158 | 1130.3578 | 1948.3484 | 1347.3731 | 3196.9991 | 5010.5563 | 4888.3945 | 4568.3218 | 6269.5415 | 3948.9963 | 4709.9088 | 6335.8713 | 2860.8079 | 4485.6819 | 4943.7917
VIC1 | Hydro | 18885.8348 | 18180.9568 | 15829.0154 | 18606.0882 | 18111.3087 | 16371.2011 | 15770.4746 | 19057.7459 | 15046.8886 | 12292.0586 | 11788.6746 | 10138.2289 | 12050.5672 | 11754.0522 | 10671.0118 | 10220.2475 | 12392.3436 | 9813.8086 | 8036.0691 | 7655.6818 | 6642.5573 | 7832.4847 | 7690.205 | 6963.1404 | 6675.782 | 8059.2834 | 6409.2308 | 5195.5309 | 4978.9898
VIC1 | Wind | 26978.9053 | 32776.8522 | 26221.9979 | 25518.0809 | 25151.1737 | 24632.0559 | 23669.0361 | 19667.8321 | 19289.9464 | 17364.0301 | 19120.2063 | 15093.8281 | 14585.0377 | 12694.3345 | 13319.1682 | 13225.594 | 9807.598 | 9588.2936 | 7751.453 | 7207.7984 | 6394.889 | 6339.6148 | 4808.178 | 4174.1094 | 2440.4347 | 1997.4276 | 1775.7492 | 1485.8401 | 547.2207
VIC1 | Solar PV | 2.475 | 2.346 | 2.3155 | 2.1268 | 2.0864 | 2.2942 | 15.2273 | 13.2055 | 12.7728 | 16.3512 | 17.2606 | 30.5305 | 27.3107 | 26.2442 | 26.3976 | 25.8101 | 21.7953 | 20.7998 | 22.1498 | 21.6632 | 28.1539 | 25.5546 | 23.8896 | 24.1471 | 23.6317 | 28.1934 | 27.5864 | 26.0766 | 31.6094
VIC1 | Grid Battery | 0.047753 | 0.095891 | 0.10457 | 0.12973 | 0.11807 | 0.11914 | 0.11256 | 0.10299 | 0.091726 | 0.08989 | 0.0843 | 0.080419 | 0.059684 | 0.051535 | 0.054841 | 0.053507 | 0.047026 | 0.043557 | 0.046538 | 0.04166 | 0.014575 | 1.445e-06 | 1.4801e-06 | 1.7333e-06 | 1.5723e-06 | 1.4806e-06 | 1.4769e-06 | 1.4999e-06 | 1.4349e-06
VIC1 | Pumped Hydro | 0 | 0 | 1.0876e-07 | 2.1386e-07 | 1.995e-07 | 2.5735e-07 | 2.4052e-07 | 2.2927e-07 | 2.7803e-07 | 3.1783e-07 | 3.6872e-07 | 1.1147 | 1.0073 | 0.90471 | 1.69 | 1.6388 | 2.0006 | 1.9153 | 1.9811 | 1.8445 | 2.9834 | 2.7631 | 2.4034 | 2.7627 | 2.5895 | 2.3701 | 2.2905 | 2.2611 | 2.1102
VIC1 | VPP | 0.071708 | 0.17456 | 0.61582 | 1.4955 | 2.2336 | 3.1437 | 3.9182 | 4.5133 | 5.2115 | 5.537 | 5.9167 | 6.319 | 6.613 | 6.7539 | 7.6918 | 7.6632 | 7.1356 | 6.9505 | 7.1743 | 6.8542 | 6.8071 | 6.6516 | 5.563 | 6.2811 | 6.1028 | 5.4617 | 5.1516 | 5.121 | 4.6757
Total excluding storage |  | 152372.7442 | 137571.9239 | 129361.845 | 87787.3305 | 85037.9283 | 73087.7986 | 39776.4592 | 39261.415 | 34514.8341 | 29990.5326 | 31265.0563 | 26619.0406 | 27420.4511 | 25752.0403 | 25592.4295 | 24848.6811 | 24662.9174 | 21252.3652 | 19006.6721 | 19895.7007 | 17953.9959 | 18765.977 | 18791.8153 | 15110.3943 | 13849.7582 | 16420.7768 | 11073.3748 | 11193.1297 | 10501.6119
Region | Technology | 2021-22 | 2022-23 | 2023-24 | 2024-25 | 2025-26 | 2026-27 | 2027-28 | 2028-29 | 2029-30 | 2030-31 | 2031-32 | 2032-33 | 2033-34 | 2034-35 | 2035-36 | 2036-37 | 2037-38 | 2038-39 | 2039-40 | 2040-41 | 2041-42 | 2042-43 | 2043-44 | 2044-45 | 2045-46 | 2046-47 | 2047-48 | 2048-49 | 2049-50
SA1 | Black Coal | 0 | 0 | 0 | 0 | 0 | 0 | 0 | 0 | 0 | 0 | 0 | 0 | 0 | 0 | 0 | 0 | 0 | 0 | 0 | 0 | 0 | 0 | 0 | 0 | 0 | 0 | 0 | 0 | 0
SA1 | Brown Coal | 0 | 0 | 0 | 0 | 0 | 0 | 0 | 0 | 0 | 0 | 0 | 0 | 0 | 0 | 0 | 0 | 0 | 0 | 0 | 0 | 0 | 0 | 0 | 0 | 0 | 0 | 0 | 0 | 0
SA1 | CCGT | 7744.0856 | 7364.5061 | 3115.4161 | 4549.1116 | 5513.7061 | 4838.1116 | 2348.2556 | 2254.8373 | 2143.3481 | 2061.0035 | 2473.6711 | 3761.9193 | 4225.4271 | 4322.3171 | 2660.6636 | 2917.3143 | 0.00013292 | 0.00012789 | 0.00012188 | 0.00011471 | 0.00013889 | 0.0001373 | 0.00013583 | 0.00012276 | 0.0001201 | 0.00011799 | 0.00011055 | 0.0001055 | 9.8734e-05
SA1 | Gas - Steam | 1453.4901 | 1421.7842 | 1289.0758 | 251.7552 | 277.0372 | 270.037 | 144.3227 | 154.558 | 123.2559 | 116.8701 | 130.9605 | 373.8017 | 369.0591 | 618.3162 | 0 | 0 | 0 | 0 | 0 | 0 | 0 | 0 | 0 | 0 | 0 | 0 | 0 | 0 | 0
SA1 | OCGT / Diesel | 512.4582 | 240.8028 | 800.2584 | 1242.8285 | 1622.9458 | 1076.999 | 464.1799 | 520.1919 | 87.0458 | 367.0066 | 549.3297 | 1383.8322 | 1353.0708 | 1877.5259 | 1276.2517 | 1198.0338 | 2621.7457 | 2705.2105 | 2854.319 | 3082.2294 | 2897.983 | 3257.6851 | 3772.3892 | 819.7581 | 809.5397 | 819.1404 | 676.8643 | 938.6339 | 821.9722
SA1 | Hydro | 0 | 0 | 0 | 0 | 0 | 0 | 0 | 0 | 0 | 0 | 0 | 0 | 0 | 0 | 0 | 0 | 0 | 0 | 0 | 0 | 0 | 0 | 0 | 0 | 0 | 0 | 0 | 0 | 0
SA1 | Wind | 15423.2465 | 16287.3079 | 13466.2787 | 13683.0432 | 12804.8013 | 13389.045 | 12561.4118 | 10759.6879 | 10061.5173 | 9035.1541 | 9076.9577 | 7033.9587 | 6573.3728 | 5449.2249 | 5542.8913 | 4878.6016 | 4077.1379 | 3914.0412 | 2682.735 | 2276.5455 | 2068.8929 | 2090.4905 | 1241.3147 | 1285.9796 | 861.3738 | 660.2206 | 600.5444 | 574.5369 | 470.8826
SA1 | Solar PV | 0.88216 | 0.97989 | 0.93209 | 0.86505 | 0.8047 | 0.78615 | 0.77343 | 0.70165 | 0.69789 | 0.6718 | 1.6039 | 1.4497 | 1.3117 | 1.2902 | 1.2564 | 1.4524 | 5.5498 | 5.0754 | 6.7606 | 6.7749 | 6.177 | 5.8047 | 7.6322 | 7.1938 | 7.0684 | 5.8102 | 5.4811 | 4.9653 | 5.3055
SA1 | Grid Battery | 0.080513 | 0.07553 | 0.08691 | 0.079752 | 0.071606 | 0.069911 | 0.066436 | 0.059738 | 0.055079 | 0.052238 | 0.047219 | 0.14283 | 0.13222 | 0.11653 | 0.62098 | 0.59093 | 0.60092 | 0.56534 | 0.55554 | 0.52102 | 0.60193 | 0.56865 | 0.49807 | 0.5106 | 0.48958 | 0.42967 | 0.40139 | 0.39081 | 0.35764
SA1 | Pumped Hydro | 0 | 0 | 9.048e-08 | 8.8615e-08 | 8.2342e-08 | 9.4685e-08 | 8.9705e-08 | 8.7321e-08 | 9.0582e-08 | 9.7338e-08 | 9.7035e-08 | 1.7168e-07 | 1.5962e-07 | 1.516e-07 | 1.7536e-07 | 1.6602e-07 | 2.1475e-07 | 2.0581e-07 | 2.0234e-07 | 1.9478e-07 | 2.3223e-07 | 2.1308e-07 | 2.0268e-07 | 2.7745e-07 | 2.6103e-07 | 2.4234e-07 | 2.37e-07 | 2.2898e-07 | 2.2145e-07
SA1 | VPP | 0.12892 | 0.23766 | 0.45765 | 0.63075 | 0.79185 | 0.97475 | 1.1509 | 1.3046 | 1.4965 | 1.6238 | 1.6835 | 1.7538 | 1.8281 | 1.8481 | 1.8275 | 1.811 | 1.7605 | 1.6963 | 1.7534 | 1.6631 | 1.6494 | 1.557 | 1.3341 | 1.4518 | 1.4062 | 1.1331 | 1.072 | 1.0696 | 0.93309
Total excluding storage |  | 25134.1625 | 25315.3809 | 18671.961 | 19727.6036 | 20219.2952 | 19574.9788 | 15518.9435 | 13689.9767 | 12415.8649 | 11580.7061 | 12232.5229 | 12554.9616 | 12522.2416 | 12268.6743 | 9481.063 | 8995.4021 | 6704.4335 | 6624.3272 | 5543.8147 | 5365.5499 | 4973.053 | 5353.9805 | 5021.3363 | 2112.9316 | 1677.982 | 1485.1714 | 1282.8899 | 1518.1363 | 1298.1604
Region | Technology | 2021-22 | 2022-23 | 2023-24 | 2024-25 | 2025-26 | 2026-27 | 2027-28 | 2028-29 | 2029-30 | 2030-31 | 2031-32 | 2032-33 | 2033-34 | 2034-35 | 2035-36 | 2036-37 | 2037-38 | 2038-39 | 2039-40 | 2040-41 | 2041-42 | 2042-43 | 2043-44 | 2044-45 | 2045-46 | 2046-47 | 2047-48 | 2048-49 | 2049-50
TAS1 | Black Coal | 0 | 0 | 0 | 0 | 0 | 0 | 0 | 0 | 0 | 0 | 0 | 0 | 0 | 0 | 0 | 0 | 0 | 0 | 0 | 0 | 0 | 0 | 0 | 0 | 0 | 0 | 0 | 0 | 0
TAS1 | Brown Coal | 0 | 0 | 0 | 0 | 0 | 0 | 0 | 0 | 0 | 0 | 0 | 0 | 0 | 0 | 0 | 0 | 0 | 0 | 0 | 0 | 0 | 0 | 0 | 0 | 0 | 0 | 0 | 0 | 0
TAS1 | CCGT | 6.2343e-05 | 5.8135e-05 | 5.8065e-05 | 5.6016e-05 | 5.3574e-05 | 5.2759e-05 | 5.8972e-05 | 6.1283e-05 | 5.9366e-05 | 6.0714e-05 | 5.8967e-05 | 6.8916e-05 | 6.6054e-05 | 6.244e-05 | 5.8902e-05 | 5.6865e-05 | 6.0113e-05 | 5.7349e-05 | 6.4797e-05 | 6.1273e-05 | 6.7164e-05 | 6.5002e-05 | 6.2096e-05 | 5.6616e-05 | 5.4903e-05 | 5.6769e-05 | 5.312e-05 | 6.2307e-05 | 5.8812e-05
TAS1 | Gas - Steam | 0 | 0 | 0 | 0 | 0 | 0 | 0 | 0 | 0 | 0 | 0 | 0 | 0 | 0 | 0 | 0 | 0 | 0 | 0 | 0 | 0 | 0 | 0 | 0 | 0 | 0 | 0 | 0 | 0
TAS1 | OCGT / Diesel | 7.3221e-05 | 6.5383e-05 | 6.7401e-05 | 6.5927e-05 | 6.3907e-05 | 6.5065e-05 | 7.0274e-05 | 7.388e-05 | 8.4363e-05 | 4.3351 | 7.5713 | 15.8688 | 4.5574 | 5.7838 | 31.3416 | 14.409 | 18.2565 | 7.9674e-05 | 67.0885 | 22.8924 | 9.2187 | 6.9598e-05 | 9.7605 | 15.9665 | 7.2045 | 5.8858 | 4.4755 | 48.4213 | 18.2783
TAS1 | Hydro | 53272.904 | 55550.7412 | 47346.9343 | 50487.0276 | 48998.9241 | 43243.7964 | 51659.9881 | 50348.4486 | 44645.113 | 39782.5718 | 38132.026 | 35264.0635 | 36873.1806 | 33855.567 | 31242.8761 | 29334.395 | 29207.1481 | 27074.4595 | 23954.5351 | 21948.5732 | 20977.3176 | 21955.1767 | 21153.1606 | 18528.7383 | 19507.0343 | 19823.1282 | 17875.5801 | 15330.036 | 14878.7234
TAS1 | Wind | 3359.7162 | 3875.3066 | 3264.4359 | 3143.2305 | 3212.0149 | 3116.2664 | 2742.6896 | 2215.0807 | 1918.9175 | 1575.699 | 1811.805 | 1741.3586 | 1717.6683 | 1486.2033 | 1494.8946 | 1606.1976 | 1191.2891 | 1150.127 | 900.2903 | 920.6147 | 855.4096 | 929.2318 | 828.4258 | 573.1004 | 694.2835 | 502.4404 | 495.4076 | 371.351 | 399.3513
TAS1 | Solar PV | 2.9939e-08 | 5.1145e-08 | 5.7833e-08 | 9.305e-08 | 7.7131e-08 | 8.0096e-08 | 7.1866e-08 | 6.8879e-08 | 1.4784e-07 | 1.6591e-07 | 1.5691e-07 | 1.4889e-07 | 1.4459e-07 | 1.2065e-07 | 1.2404e-07 | 1.1521e-07 | 1.069e-07 | 1.071e-07 | 1.3202e-07 | 1.4651e-07 | 1.9012e-07 | 2.2038e-07 | 1.811e-07 | 1.7996e-07 | 1.673e-07 | 1.6755e-07 | 1.6148e-07 | 1.8441e-07 | 1.7156e-07
TAS1 | Grid Battery | 5.2837e-08 | 7.4965e-08 | 7.0445e-08 | 8.1772e-08 | 1.0396e-07 | 1.0132e-07 | 1.2133e-07 | 1.3514e-07 | 1.665e-07 | 1.7659e-07 | 1.8378e-07 | 2.1351e-07 | 2.0415e-07 | 2.1118e-07 | 2.091e-07 | 1.9467e-07 | 2.1262e-07 | 1.9848e-07 | 2.6515e-07 | 2.7198e-07 | 2.9368e-07 | 2.4599e-07 | 2.6416e-07 | 2.7081e-07 | 2.5048e-07 | 2.5542e-07 | 2.4354e-07 | 2.6565e-07 | 3.0784e-07
TAS1 | Pumped Hydro | 0 | 0 | 2.1588e-07 | 2.0688e-07 | 2.1231e-07 | 2.2592e-07 | 2.8262e-07 | 3.0107e-07 | 0.69062 | 0.86722 | 0.84726 | 2.0116 | 1.8924 | 1.8452 | 1.7123 | 1.6247 | 1.6571 | 1.6126 | 1.6652 | 1.5462 | 1.507 | 1.3898 | 1.2628 | 1.3215 | 1.223 | 1.0891 | 1.0409 | 1.0084 | 0.93813
TAS1 | VPP | 0.0037223 | 0.017974 | 0.033069 | 0.039373 | 0.069403 | 0.088399 | 0.17508 | 0.22195 | 0.30995 | 0.35778 | 0.38042 | 0.38737 | 0.39635 | 0.37426 | 0.43581 | 0.45329 | 0.39214 | 0.39337 | 0.42903 | 0.42863 | 0.4087 | 0.36476 | 0.3226 | 0.37346 | 0.36687 | 0.29404 | 0.28047 | 0.28081 | 0.25839
Total excluding storage |  | 56632.6203 | 59426.0479 | 50611.3704 | 53630.2583 | 52210.9391 | 46360.063 | 54402.6778 | 52563.5294 | 46564.0307 | 41362.606 | 39951.4024 | 37021.2911 | 38595.4064 | 35347.5542 | 32769.1123 | 30955.0015 | 30416.6938 | 28224.5867 | 24921.9139 | 22892.0803 | 21841.946 | 22884.4086 | 21991.347 | 19117.8054 | 20208.5223 | 20331.4544 | 18375.4633 | 15749.8084 | 15296.353
Explicitly modelled pumping
Region | Technology | 2021-22 | 2022-23 | 2023-24 | 2024-25 | 2025-26 | 2026-27 | 2027-28 | 2028-29 | 2029-30 | 2030-31 | 2031-32 | 2032-33 | 2033-34 | 2034-35 | 2035-36 | 2036-37 | 2037-38 | 2038-39 | 2039-40 | 2040-41 | 2041-42 | 2042-43 | 2043-44 | 2044-45 | 2045-46 | 2046-47 | 2047-48 | 2048-49 | 2049-50
NEM | Grid Battery pump | 0.15764 | 0.23712 | 0.26272 | 0.28883 | 0.26133 | 0.26014 | 0.24741 | 0.22372 | 0.20331 | 0.19658 | 0.18265 | 0.17107 | 0.14059 | 0.11555 | 0.11706 | 0.11403 | 0.1032 | 0.096647 | 0.10052 | 0.079116 | 0.044068 | 0.023573 | 0.019688 | 0.022113 | 0.021208 | 0.017585 | 0.016639 | 0.016534 | 0.014832
NEM | Pumped Hydro Pump | 4706.6427 | 7299.6795 | 8792.1863 | 10522.8926 | 6232.0778 | 8276.9432 | 10143.001 | 9173.8775 | 8784.896 | 9469.3405 | 10323.6469 | 10836.876 | 9842.1594 | 9290.2844 | 10151.8026 | 8940.8951 | 9115.0029 | 9119.9753 | 9623.3886 | 8537.3222 | 7757.4735 | 7958.6121 | 5837.7063 | 7209.4883 | 7212.2731 | 6157.3122 | 4982.0264 | 5070.3411 | 3901.8888
NEM | VPP pump | 0.43974 | 1.2414 | 3.0609 | 5.8145 | 8.4598 | 11.3512 | 14.105 | 16.2624 | 18.8485 | 20.818 | 22.2966 | 23.564 | 24.8272 | 25.637 | 28.1366 | 27.889 | 26.0182 | 25.7535 | 26.1182 | 25.887 | 25.662 | 24.6154 | 21.3957 | 23.1658 | 21.7274 | 18.8869 | 18.0063 | 16.7233 | 15.138
Region | Technology | 2021-22 | 2022-23 | 2023-24 | 2024-25 | 2025-26 | 2026-27 | 2027-28 | 2028-29 | 2029-30 | 2030-31 | 2031-32 | 2032-33 | 2033-34 | 2034-35 | 2035-36 | 2036-37 | 2037-38 | 2038-39 | 2039-40 | 2040-41 | 2041-42 | 2042-43 | 2043-44 | 2044-45 | 2045-46 | 2046-47 | 2047-48 | 2048-49 | 2049-50
NSW1 | Grid Battery pump | 0 | 0 | 0 | 0 | 0 | 0 | 0 | 0 | 0 | 0 | 0 | 0 | 0 | 0 | 0 | 0 | 0 | 0 | 0 | 0 | 0 | 0 | 0 | 0 | 0 | 0 | 0 | 0 | 0
NSW1 | Pumped Hydro Pump | 2497.3169 | 4417.482 | 5350.0133 | 7314.4821 | 3061.0846 | 4530.3502 | 6097.3962 | 5573.924 | 5421.8975 | 5984.0255 | 7123.6877 | 8037.265 | 7763.0465 | 7363.7223 | 8106.691 | 7047.177 | 7803.0004 | 7802.0333 | 8182.7565 | 7134.1427 | 6173.6895 | 6652.7549 | 4947.1827 | 6208.4198 | 6353.6232 | 5556.8479 | 4483.2179 | 4687.6131 | 3546.8276
NSW1 | VPP pump | 0.083847 | 0.33989 | 0.93962 | 1.6839 | 2.5559 | 3.4653 | 4.2693 | 5.0245 | 5.7163 | 6.533 | 7.0046 | 7.6487 | 8.0991 | 8.3861 | 9.2978 | 9.2412 | 8.8175 | 8.6399 | 8.8021 | 8.6934 | 8.5629 | 8.5977 | 7.7037 | 8.4609 | 7.9326 | 7.2223 | 6.6804 | 6.498 | 5.6776
Region | Technology | 2021-22 | 2022-23 | 2023-24 | 2024-25 | 2025-26 | 2026-27 | 2027-28 | 2028-29 | 2029-30 | 2030-31 | 2031-32 | 2032-33 | 2033-34 | 2034-35 | 2035-36 | 2036-37 | 2037-38 | 2038-39 | 2039-40 | 2040-41 | 2041-42 | 2042-43 | 2043-44 | 2044-45 | 2045-46 | 2046-47 | 2047-48 | 2048-49 | 2049-50
QLD1 | Grid Battery pump | 0 | 0.024695 | 0.027088 | 0.029489 | 0.027519 | 0.027072 | 0.025806 | 0.023425 | 0.021933 | 0.021228 | 0.01994 | 0.018472 | 0.01702 | 0.016063 | 0.015994 | 0.015394 | 0.013481 | 0.013217 | 0.01288 | 0 | 0 | 0 | 0 | 0 | 0 | 0 | 0 | 0 | 0
QLD1 | Pumped Hydro Pump | 2209.3258 | 2882.1975 | 3442.173 | 3208.4105 | 3170.9932 | 3746.593 | 4045.6048 | 3599.9535 | 3362.9985 | 3485.315 | 3199.9592 | 2799.611 | 2079.1129 | 1926.5621 | 2045.1116 | 1893.7181 | 1312.0025 | 1317.942 | 1440.6321 | 1403.1795 | 1583.784 | 1305.8572 | 890.5236 | 1001.0685 | 858.6499 | 600.4643 | 498.8085 | 382.728 | 355.0612
QLD1 | VPP pump | 0.11546 | 0.39384 | 0.8209 | 1.5792 | 2.261 | 2.9419 | 3.6508 | 4.1467 | 4.8721 | 5.4426 | 5.8827 | 5.967 | 6.3446 | 6.6876 | 7.1291 | 6.9677 | 6.2728 | 6.4466 | 6.3384 | 6.6369 | 6.6999 | 5.9026 | 5.2253 | 5.1678 | 4.4992 | 3.5889 | 3.646 | 2.639 | 2.5573
Region | Technology | 2021-22 | 2022-23 | 2023-24 | 2024-25 | 2025-26 | 2026-27 | 2027-28 | 2028-29 | 2029-30 | 2030-31 | 2031-32 | 2032-33 | 2033-34 | 2034-35 | 2035-36 | 2036-37 | 2037-38 | 2038-39 | 2039-40 | 2040-41 | 2041-42 | 2042-43 | 2043-44 | 2044-45 | 2045-46 | 2046-47 | 2047-48 | 2048-49 | 2049-50
VIC1 | Grid Battery pump | 0.058527 | 0.1189 | 0.1286 | 0.16064 | 0.14565 | 0.14675 | 0.13937 | 0.12675 | 0.11325 | 0.11098 | 0.10441 | 0.099084 | 0.073553 | 0.063675 | 0.067658 | 0.06606 | 0.058058 | 0.053977 | 0.057255 | 0.051608 | 0.01782 | 0 | 0 | 0 | 0 | 0 | 0 | 0 | 0
VIC1 | Pumped Hydro Pump | 0 | 0 | 0 | 0 | 0 | 0 | 0 | 0 | 0 | 0 | 0 | 0 | 0 | 0 | 0 | 0 | 0 | 0 | 0 | 0 | 0 | 0 | 0 | 0 | 0 | 0 | 0 | 0 | 0
VIC1 | VPP pump | 0.084371 | 0.2061 | 0.72381 | 1.7611 | 2.6316 | 3.6933 | 4.621 | 5.2989 | 6.1315 | 6.5144 | 6.9799 | 7.4238 | 7.7723 | 7.9475 | 9.0484 | 9.016 | 8.3953 | 8.202 | 8.4164 | 8.0882 | 7.9848 | 7.8494 | 6.5216 | 7.39 | 7.203 | 6.4034 | 6.0823 | 6.0039 | 5.5012
Region | Technology | 2021-22 | 2022-23 | 2023-24 | 2024-25 | 2025-26 | 2026-27 | 2027-28 | 2028-29 | 2029-30 | 2030-31 | 2031-32 | 2032-33 | 2033-34 | 2034-35 | 2035-36 | 2036-37 | 2037-38 | 2038-39 | 2039-40 | 2040-41 | 2041-42 | 2042-43 | 2043-44 | 2044-45 | 2045-46 | 2046-47 | 2047-48 | 2048-49 | 2049-50
SA1 | Grid Battery pump | 0.099113 | 0.093516 | 0.10704 | 0.098704 | 0.088165 | 0.086314 | 0.082234 | 0.073544 | 0.06813 | 0.064367 | 0.058297 | 0.053515 | 0.050013 | 0.035813 | 0.03341 | 0.032573 | 0.031657 | 0.029453 | 0.030382 | 0.027509 | 0.026249 | 0.023573 | 0.019688 | 0.022113 | 0.021208 | 0.017585 | 0.016639 | 0.016534 | 0.014832
SA1 | Pumped Hydro Pump | 0 | 0 | 0 | 0 | 0 | 0 | 0 | 0 | 0 | 0 | 0 | 0 | 0 | 0 | 0 | 0 | 0 | 0 | 0 | 0 | 0 | 0 | 0 | 0 | 0 | 0 | 0 | 0 | 0
SA1 | VPP pump | 0.15168 | 0.2803 | 0.53774 | 0.74376 | 0.92996 | 1.1468 | 1.3573 | 1.5318 | 1.764 | 1.9071 | 1.9807 | 2.0685 | 2.1457 | 2.1744 | 2.1502 | 2.1308 | 2.0712 | 2.0018 | 2.0569 | 1.9626 | 1.9347 | 1.8357 | 1.5658 | 1.7085 | 1.6595 | 1.3278 | 1.2663 | 1.2534 | 1.0979
Region | Technology | 2021-22 | 2022-23 | 2023-24 | 2024-25 | 2025-26 | 2026-27 | 2027-28 | 2028-29 | 2029-30 | 2030-31 | 2031-32 | 2032-33 | 2033-34 | 2034-35 | 2035-36 | 2036-37 | 2037-38 | 2038-39 | 2039-40 | 2040-41 | 2041-42 | 2042-43 | 2043-44 | 2044-45 | 2045-46 | 2046-47 | 2047-48 | 2048-49 | 2049-50
TAS1 | Grid Battery pump | 0 | 0 | 0 | 0 | 0 | 0 | 0 | 0 | 0 | 0 | 0 | 0 | 0 | 0 | 0 | 0 | 0 | 0 | 0 | 0 | 0 | 0 | 0 | 0 | 0 | 0 | 0 | 0 | 0
TAS1 | Pumped Hydro Pump | 0 | 0 | 0 | 0 | 0 | 0 | 0 | 0 | 0 | 0 | 0 | 0 | 0 | 0 | 0 | 0 | 0 | 0 | 0 | 0 | 0 | 0 | 0 | 0 | 0 | 0 | 0 | 0 | 0
TAS1 | VPP pump | 0.0043801 | 0.021257 | 0.038861 | 0.046568 | 0.081375 | 0.10398 | 0.20669 | 0.26044 | 0.36466 | 0.42094 | 0.4487 | 0.45597 | 0.46547 | 0.44142 | 0.51119 | 0.53331 | 0.46138 | 0.46322 | 0.50438 | 0.50589 | 0.47974 | 0.42985 | 0.37922 | 0.43858 | 0.43316 | 0.34445 | 0.3314 | 0.32899 | 0.30401

## Marinus_FOM Cost
FOM cost by technology ($000s) - Marinus Link, Step Change No State Based Schemes Sensitivity
FOM | Real June 2020 dollars discounted to 1 July 2020. For new entrant capacity, the FOM is incurred annually in modelling. For existing capacity, FOM is considered to be a sunk cost, since the fixed retirement dates are assumed to be the same in the Base Case and the case with Marinus Link. As such, early retirements are presented as an annual FOM saving, or negative cost, that continues until the assumed fixed date retirement.
Explicitly modelled generation
Region | Technology | 2021-22 | 2022-23 | 2023-24 | 2024-25 | 2025-26 | 2026-27 | 2027-28 | 2028-29 | 2029-30 | 2030-31 | 2031-32 | 2032-33 | 2033-34 | 2034-35 | 2035-36 | 2036-37 | 2037-38 | 2038-39 | 2039-40 | 2040-41 | 2041-42 | 2042-43 | 2043-44 | 2044-45 | 2045-46 | 2046-47 | 2047-48 | 2048-49 | 2049-50
NEM | Black Coal | 0 | 0 | 0 | -188434.1918 | 24931.4745 | -260191.5549 | -160531.0566 | -217716.1276 | -171557.802 | -163700.1928 | 225344.8093 | 303715.079 | -40374.2821 | -155226.4004 | -60487.6725 | -48937.193 | -20074.4057 | -19154.9673 | -18326.5392 | -20393.2818 | 158752.8528 | -21768.2286 | -23175.2299 | -17530.7333 | -10922.5084 | -4882.8409 | -6185.5508 | -5885.7388 | -5616.163
NEM | Brown Coal | 0 | 0 | 0 | -309175.831 | -304413.2181 | -330162.8122 | -468378.1293 | -445675.9682 | -391742.1849 | -341813.9697 | -294242.5789 | -248781.5925 | -237387.0157 | -226514.3278 | -216717.8701 | -206213.6113 | -196768.713 | -187756.4056 | -179636.1789 | -170929.26 | -163100.4389 | -155630.1897 | -148899.3812 | -141682.2669 | -135193.0027 | -129000.9567 | -88405.2926 | 0 | 0
NEM | CCGT | 0.00019199 | 0.00018624 | 0.00019395 | 0.00024207 | 0.00023098 | 0.0002204 | 0.0002193 | 0.00022139 | 0.00021508 | 0.0002127 | 0.00022011 | 0.00030028 | 0.00028653 | 0.0002734 | 0.00026535 | 0.00025248 | 0.00031738 | 0.00030284 | 0.00031609 | 0.00030077 | 0.00036222 | 0.00035469 | 0.00037815 | 0.00035982 | 0.00034334 | 0.00033025 | 0.00031596 | 0.00033012 | 0.000315
NEM | Gas - Steam | 0 | 0 | 0 | 0 | 0 | 0 | 0 | 0 | 0 | 0 | 0 | 0 | 0 | 0 | 0 | 0 | 0 | 0 | 0 | 0 | 0 | 0 | 0 | 0 | 0 | 0 | 0 | 0 | 0
NEM | OCGT / Diesel | 0.00070918 | 0.0007023 | 0.000691 | 0.00065926 | 0.00062907 | 0.00060026 | 0.00057429 | 0.00056272 | 0.00055129 | 0.00055644 | 0.00057897 | 0.0011637 | 0.0011104 | 0.0010595 | 0.0018339 | 0.001745 | 6307.7596 | 6018.8546 | 10141.5508 | 9649.9925 | 13242.3336 | 12952.5061 | 17648.7335 | 22198.618 | 21181.8874 | 27827.2983 | 26623.8029 | 27102.4827 | 28151.856
NEM | Hydro | 0 | 0 | 0 | 0 | 0 | 0 | 0 | 0 | 0 | 0 | 0 | 0 | 0 | 0 | 0 | 0 | 0 | 0 | 0 | 0 | 0 | 0 | 0 | 0 | 0 | 0 | 0 | 0 | 0
NEM | Wind | 144090.1628 | 137490.6137 | 187166.1448 | 284140.5849 | 273467.3127 | 268709.8338 | 295587.488 | 318871.9318 | 321532.8055 | 326375.3839 | 321827.4458 | 397624.6253 | 401822.7393 | 398786.9867 | 386109.1356 | 372605.7094 | 394672.9432 | 399295.9691 | 383811.8206 | 365208.5737 | 374509.6388 | 382452.6102 | 371437.5764 | 356373.3107 | 356715.8459 | 372690.0703 | 365510.5659 | 354029.6839 | 355161.4504
NEM | Solar PV | 0.0011314 | 0.0019073 | 0.0020684 | 0.0058408 | 1681.4511 | 3651.0102 | 12538.522 | 21644.5578 | 20653.2042 | 22968.1906 | 26295.5397 | 61838.4362 | 72070.3219 | 68769.3914 | 69252.4621 | 69358.9848 | 106076.12 | 105407.3446 | 114349.1972 | 128691.0947 | 150889.3846 | 184270.5224 | 180594.1475 | 171840.7961 | 163970.2253 | 183913.7978 | 175959.759 | 167431.0354 | 167816.8072
NEM | Grid Battery | 0.00071482 | 0.0010363 | 0.00099148 | 0.0013714 | 0.0018973 | 0.001912 | 0.0025779 | 0.0067058 | 0.007111 | 0.0071998 | 0.0072005 | 13237.1244 | 14940.3351 | 14256.0449 | 17116.6111 | 16286.9734 | 18508.631 | 17660.9075 | 20556.4158 | 19560.0517 | 25356.1204 | 27708.9978 | 26510.6187 | 26090.1384 | 24895.1703 | 30841.8125 | 29507.9432 | 31972.4247 | 30508.0391
NEM | Pumped Hydro | 0 | 0 | 0.0018147 | 0.00224 | 0.0021656 | 0.0024059 | 0.00268 | 0.0037171 | 2423.8387 | 2755.3617 | 2702.6207 | 20954.3432 | 23036.5318 | 21981.4235 | 25467.2997 | 24232.9063 | 32823.6506 | 31320.2773 | 32642.3534 | 31060.187 | 41073.3512 | 46538.97 | 44526.2185 | 42826.4352 | 40864.9191 | 39326.5672 | 37625.743 | 36683.6587 | 35003.4911
NEM | VPP | 0 | 0 | 0 | 0 | 0 | 0 | 0 | 0 | 0 | 0 | 0 | 0 | 0 | 0 | 0 | 0 | 0 | 0 | 0 | 0 | 0 | 0 | 0 | 0 | 0 | 0 | 0 | 0 | 0
Total excluding storage |  | 144090.1649 | 137490.6165 | 187166.1478 | -213469.4311 | -4332.9789 | -317993.5223 | -320783.1751 | -322875.6053 | -221113.9764 | -156170.5873 | 279225.2167 | 514396.5495 | 196131.7648 | 85815.6512 | 178156.0572 | 186813.8919 | 290213.7044 | 303810.7957 | 310339.8509 | 312227.1194 | 534293.7714 | 402277.2209 | 397605.8466 | 391199.725 | 395752.4478 | 450547.3691 | 473503.2846 | 542677.4635 | 545513.9509
Region | Technology | 2021-22 | 2022-23 | 2023-24 | 2024-25 | 2025-26 | 2026-27 | 2027-28 | 2028-29 | 2029-30 | 2030-31 | 2031-32 | 2032-33 | 2033-34 | 2034-35 | 2035-36 | 2036-37 | 2037-38 | 2038-39 | 2039-40 | 2040-41 | 2041-42 | 2042-43 | 2043-44 | 2044-45 | 2045-46 | 2046-47 | 2047-48 | 2048-49 | 2049-50
NSW1 | Black Coal | 0 | 0 | 0 | -37080.1771 | 169353.1997 | -115605.9143 | -110606.105 | -105245.0559 | -59720.871 | -56985.5639 | -55992.4014 | 240005.3401 | -49502.2794 | -47234.9994 | -0.00064196 | -0.00061084 | -0.00058287 | -0.00055617 | -0.00053212 | -0.00050633 | -12664.1493 | 0 | 0 | 0 | 0 | 0 | 0 | 0 | 0
NSW1 | Brown Coal | 0 | 0 | 0 | 0 | 0 | 0 | 0 | 0 | 0 | 0 | 0 | 0 | 0 | 0 | 0 | 0 | 0 | 0 | 0 | 0 | 0 | 0 | 0 | 0 | 0 | 0 | 0 | 0 | 0
NSW1 | CCGT | 4.1918e-05 | 4.1794e-05 | 4.3073e-05 | 5.2485e-05 | 5.0081e-05 | 4.7787e-05 | 4.8331e-05 | 4.7721e-05 | 4.7019e-05 | 4.5736e-05 | 4.6131e-05 | 7.8849e-05 | 7.5238e-05 | 7.1792e-05 | 6.8687e-05 | 6.5357e-05 | 9.3592e-05 | 8.9305e-05 | 8.5443e-05 | 8.1302e-05 | 9.4341e-05 | 9.002e-05 | 0.00010108 | 9.6177e-05 | 9.1772e-05 | 8.7569e-05 | 8.3781e-05 | 8.3907e-05 | 8.0064e-05
NSW1 | Gas - Steam | 0 | 0 | 0 | 0 | 0 | 0 | 0 | 0 | 0 | 0 | 0 | 0 | 0 | 0 | 0 | 0 | 0 | 0 | 0 | 0 | 0 | 0 | 0 | 0 | 0 | 0 | 0 | 0 | 0
NSW1 | OCGT / Diesel | 0.00014659 | 0.00014717 | 0.0001506 | 0.00014506 | 0.00013841 | 0.00013207 | 0.00012636 | 0.00012024 | 0.00011473 | 0.00011362 | 0.00011438 | 0.00041577 | 0.00039672 | 0.00037855 | 0.0007113 | 0.00067683 | 5914.2666 | 5643.3841 | 5399.3149 | 5137.6115 | 4902.3011 | 4677.7682 | 6993.4233 | 9039.6541 | 8625.6242 | 8230.5574 | 7874.5962 | 7582.6234 | 7235.3277
NSW1 | Hydro | 0 | 0 | 0 | 0 | 0 | 0 | 0 | 0 | 0 | 0 | 0 | 0 | 0 | 0 | 0 | 0 | 0 | 0 | 0 | 0 | 0 | 0 | 0 | 0 | 0 | 0 | 0 | 0 | 0
NSW1 | Wind | 35486.5348 | 33861.1976 | 78639.0403 | 113320.0684 | 108129.8366 | 103177.3253 | 98715.0368 | 95929.9152 | 91536.1787 | 106912.9527 | 106681.3907 | 173178.7293 | 165246.879 | 157678.3196 | 150858.9323 | 145285.257 | 138630.9704 | 147168.8578 | 140803.9911 | 133979.2585 | 138551.3761 | 137814.6311 | 131854.3229 | 125463.3782 | 128645.8388 | 134294.6917 | 137425.4853 | 131612.4425 | 127936.1083
NSW1 | Solar PV | 0.0002736 | 0.00045186 | 0.00047999 | 0.0014723 | 1564.338 | 3398.4814 | 3251.5025 | 12807.6775 | 12221.0663 | 11661.3367 | 11156.9992 | 32978.3363 | 38442.1163 | 36681.4086 | 38552.2439 | 39960.2773 | 60881.0509 | 62282.2786 | 66851.8203 | 76131.5175 | 89450.7207 | 106798.6443 | 104321.6934 | 99265.2481 | 94718.7481 | 102312.9523 | 97888.0468 | 93143.4386 | 88877.327
NSW1 | Grid Battery | 0.00014659 | 0.00021053 | 0.00020142 | 0.00032082 | 0.00033058 | 0.00033088 | 0.00046872 | 0.00051172 | 0.00066301 | 0.00074293 | 0.00080862 | 7775.8982 | 7419.7502 | 7079.9143 | 6773.717 | 6445.3967 | 6150.1877 | 5868.4997 | 9274.0145 | 8824.5054 | 14364.0545 | 13706.1589 | 13113.3849 | 13342.264 | 12731.1679 | 12148.061 | 11622.6727 | 11189.0695 | 10676.593
NSW1 | Pumped Hydro | 0 | 0 | 0.00050235 | 0.00060438 | 0.0005767 | 0.00055028 | 0.00063186 | 0.00062426 | 0.00064291 | 0.00075911 | 0.00076557 | 7229.9311 | 6898.7892 | 6582.8141 | 8313.7623 | 7910.7964 | 9121.6976 | 8703.91 | 11004.1153 | 10470.7487 | 16949.707 | 16173.3846 | 15473.9062 | 14723.89 | 14049.5133 | 13406.0242 | 12826.2306 | 12204.5465 | 11645.5597
NSW1 | VPP | 0 | 0 | 0 | 0 | 0 | 0 | 0 | 0 | 0 | 0 | 0 | 0 | 0 | 0 | 0 | 0 | 0 | 0 | 0 | 0 | 0 | 0 | 0 | 0 | 0 | 0 | 0 | 0 | 0
Total excluding storage |  | 35486.5352 | 33861.1982 | 78639.041 | 76239.8931 | 279047.3744 | -9030.1074 | -8639.5656 | 3492.537 | 44036.3741 | 61588.7256 | 61845.9886 | 446162.4062 | 154186.7164 | 147124.7293 | 189411.1763 | 185245.5344 | 205426.2874 | 215094.52 | 213055.126 | 215248.3871 | 220240.2487 | 249291.0437 | 243169.4397 | 233768.2805 | 231990.2112 | 244838.2016 | 243188.1284 | 232338.5046 | 224048.763
Region | Technology | 2021-22 | 2022-23 | 2023-24 | 2024-25 | 2025-26 | 2026-27 | 2027-28 | 2028-29 | 2029-30 | 2030-31 | 2031-32 | 2032-33 | 2033-34 | 2034-35 | 2035-36 | 2036-37 | 2037-38 | 2038-39 | 2039-40 | 2040-41 | 2041-42 | 2042-43 | 2043-44 | 2044-45 | 2045-46 | 2046-47 | 2047-48 | 2048-49 | 2049-50
QLD1 | Black Coal | 0 | 0 | 0 | -151354.0147 | -144421.7251 | -144585.6405 | -49924.9516 | -112471.0717 | -111836.931 | -106714.6289 | 281337.2107 | 63709.7389 | 9127.9973 | -107991.401 | -60487.6718 | -48937.1924 | -20074.4052 | -19154.9668 | -18326.5387 | -20393.2812 | 171417.0021 | -21768.2286 | -23175.2299 | -17530.7333 | -10922.5084 | -4882.8409 | -6185.5508 | -5885.7388 | -5616.163
QLD1 | Brown Coal | 0 | 0 | 0 | 0 | 0 | 0 | 0 | 0 | 0 | 0 | 0 | 0 | 0 | 0 | 0 | 0 | 0 | 0 | 0 | 0 | 0 | 0 | 0 | 0 | 0 | 0 | 0 | 0 | 0
QLD1 | CCGT | 4.3516e-05 | 4.2764e-05 | 4.3464e-05 | 5.7442e-05 | 5.4811e-05 | 5.2301e-05 | 5.174e-05 | 5.3478e-05 | 5.3381e-05 | 5.3906e-05 | 6.0872e-05 | 7.6867e-05 | 7.3347e-05 | 6.9987e-05 | 6.6961e-05 | 6.3715e-05 | 6.8115e-05 | 6.4996e-05 | 7.8536e-05 | 7.4729e-05 | 7.1306e-05 | 7.7101e-05 | 7.3767e-05 | 7.0191e-05 | 6.6976e-05 | 6.5047e-05 | 6.2234e-05 | 5.9217e-05 | 5.6505e-05
QLD1 | Gas - Steam | 0 | 0 | 0 | 0 | 0 | 0 | 0 | 0 | 0 | 0 | 0 | 0 | 0 | 0 | 0 | 0 | 0 | 0 | 0 | 0 | 0 | 0 | 0 | 0 | 0 | 0 | 0 | 0 | 0
QLD1 | OCGT / Diesel | 0.00014434 | 0.00014472 | 0.00014524 | 0.0001382 | 0.00013187 | 0.00012583 | 0.00012039 | 0.00012273 | 0.00011909 | 0.00012237 | 0.00014128 | 0.0002107 | 0.00020105 | 0.00019184 | 0.00018354 | 0.00017465 | 0.0002154 | 0.00020554 | 4383.0042 | 4170.5611 | 3979.5431 | 4113.9655 | 3936.0417 | 3745.2628 | 3573.724 | 11025.6157 | 10548.7717 | 11716.8973 | 11180.2455
QLD1 | Hydro | 0 | 0 | 0 | 0 | 0 | 0 | 0 | 0 | 0 | 0 | 0 | 0 | 0 | 0 | 0 | 0 | 0 | 0 | 0 | 0 | 0 | 0 | 0 | 0 | 0 | 0 | 0 | 0 | 0
QLD1 | Wind | 91980.7711 | 87767.9113 | 83972.0605 | 107902.5631 | 105301.2611 | 100478.3025 | 96290.533 | 105524.867 | 100691.6669 | 96079.8348 | 96244.9316 | 100788.3494 | 114773.6768 | 109516.8672 | 107552.8049 | 105804.7809 | 110609.5544 | 105543.4679 | 100978.8466 | 96084.4282 | 99352.9218 | 108104.7244 | 103429.3321 | 101134.0709 | 99892.7429 | 102088.1926 | 97673.0076 | 97196.8336 | 107015.8956
QLD1 | Solar PV | 0.00034418 | 0.00059865 | 0.00062939 | 0.0014274 | 0.0013778 | 0.0013577 | 0.0013277 | 0.0014706 | 0.0014367 | 0.0016079 | 2134.4308 | 5477.6921 | 11316.7472 | 10798.4229 | 10331.4048 | 9830.6443 | 22211.8867 | 21194.5484 | 21780.5442 | 28089.2325 | 33028.9121 | 50363.336 | 48185.1856 | 45849.6621 | 43749.6776 | 49173.765 | 47047.062 | 44766.7031 | 45118.5699
QLD1 | Grid Battery | 0.00014808 | 0.00020422 | 0.00019539 | 0.00028427 | 0.00043876 | 0.00041866 | 0.00068505 | 0.0044961 | 0.0042902 | 0.0040937 | 0.0039166 | 4822.2338 | 6910.8593 | 6594.3314 | 6309.1349 | 6003.3328 | 8380.3093 | 7996.4783 | 7650.6408 | 7279.8162 | 6946.3895 | 10142.4606 | 9703.8121 | 9233.4708 | 8810.5638 | 15493.9054 | 14823.8136 | 17870.2863 | 17051.7999
QLD1 | Pumped Hydro | 0 | 0 | 0.00024261 | 0.0003219 | 0.00031119 | 0.00037009 | 0.00038581 | 0.0013952 | 0.0013313 | 0.0012703 | 0.0012154 | 3511.6718 | 6392.7614 | 6099.9632 | 5836.1475 | 5553.2709 | 11473.2732 | 10947.7797 | 10474.3021 | 9966.6154 | 9790.879 | 16689.2828 | 15967.4925 | 15193.5523 | 14497.6644 | 14166.973 | 13554.2694 | 13778.9232 | 13147.8274
QLD1 | VPP | 0 | 0 | 0 | 0 | 0 | 0 | 0 | 0 | 0 | 0 | 0 | 0 | 0 | 0 | 0 | 0 | 0 | 0 | 0 | 0 | 0 | 0 | 0 | 0 | 0 | 0 | 0 | 0 | 0
Total excluding storage |  | 91980.7716 | 87767.9121 | 83972.0613 | -43451.45 | -39120.4625 | -44107.3365 | 46365.5829 | -6946.2031 | -11145.2625 | -10634.7923 | 379716.5734 | 169975.7807 | 135218.4216 | 12323.8894 | 57396.5381 | 66698.233 | 112747.0362 | 107583.0498 | 108815.8564 | 107950.9406 | 307778.3791 | 140813.7974 | 132375.3295 | 133198.2625 | 136293.6362 | 157404.7323 | 149083.2905 | 147794.6953 | 157698.5482
Region | Technology | 2021-22 | 2022-23 | 2023-24 | 2024-25 | 2025-26 | 2026-27 | 2027-28 | 2028-29 | 2029-30 | 2030-31 | 2031-32 | 2032-33 | 2033-34 | 2034-35 | 2035-36 | 2036-37 | 2037-38 | 2038-39 | 2039-40 | 2040-41 | 2041-42 | 2042-43 | 2043-44 | 2044-45 | 2045-46 | 2046-47 | 2047-48 | 2048-49 | 2049-50
VIC1 | Black Coal | 0 | 0 | 0 | 0 | 0 | 0 | 0 | 0 | 0 | 0 | 0 | 0 | 0 | 0 | 0 | 0 | 0 | 0 | 0 | 0 | 0 | 0 | 0 | 0 | 0 | 0 | 0 | 0 | 0
VIC1 | Brown Coal | 0 | 0 | 0 | -309175.831 | -304413.2181 | -330162.8122 | -468378.1293 | -445675.9682 | -391742.1849 | -341813.9697 | -294242.5789 | -248781.5925 | -237387.0157 | -226514.3278 | -216717.8701 | -206213.6113 | -196768.713 | -187756.4056 | -179636.1789 | -170929.26 | -163100.4389 | -155630.1897 | -148899.3812 | -141682.2669 | -135193.0027 | -129000.9567 | -88405.2926 | 0 | 0
VIC1 | CCGT | 3.7633e-05 | 3.591e-05 | 3.5877e-05 | 5.721e-05 | 5.459e-05 | 5.209e-05 | 4.9837e-05 | 5.1684e-05 | 4.9316e-05 | 4.7058e-05 | 4.8786e-05 | 6.103e-05 | 5.8235e-05 | 5.5568e-05 | 5.3165e-05 | 5.0588e-05 | 6.1046e-05 | 5.825e-05 | 6.0804e-05 | 5.7857e-05 | 9.422e-05 | 8.9905e-05 | 0.00010739 | 0.00010219 | 9.7507e-05 | 9.3041e-05 | 8.9017e-05 | 0.00010452 | 9.9729e-05
VIC1 | Gas - Steam | 0 | 0 | 0 | 0 | 0 | 0 | 0 | 0 | 0 | 0 | 0 | 0 | 0 | 0 | 0 | 0 | 0 | 0 | 0 | 0 | 0 | 0 | 0 | 0 | 0 | 0 | 0 | 0 | 0
VIC1 | OCGT / Diesel | 0.00013912 | 0.00013774 | 0.00013428 | 0.00012777 | 0.00012192 | 0.00011634 | 0.00011131 | 0.00010853 | 0.00010724 | 0.00010838 | 0.00010967 | 0.00020879 | 0.00019922 | 0.0001901 | 0.00037142 | 0.00035342 | 0.0004845 | 0.00046231 | 0.00046351 | 0.00044104 | 3005.7237 | 2868.057 | 4439.9684 | 7244.8781 | 6913.0516 | 6596.4233 | 6311.1363 | 6005.2372 | 8020.8965
VIC1 | Hydro | 0 | 0 | 0 | 0 | 0 | 0 | 0 | 0 | 0 | 0 | 0 | 0 | 0 | 0 | 0 | 0 | 0 | 0 | 0 | 0 | 0 | 0 | 0 | 0 | 0 | 0 | 0 | 0 | 0
VIC1 | Wind | 0.0042455 | 0.0040682 | 0.0041834 | 25616.2357 | 24442.973 | 31091.1881 | 57062.0909 | 63581.1962 | 60669.0804 | 57890.3438 | 56241.3276 | 53515.3252 | 54872.5828 | 67727.6771 | 64798.5409 | 61657.7748 | 88168.6627 | 88384.5768 | 84809.4619 | 80698.7813 | 78591.8426 | 80545.5107 | 77062.0194 | 73326.8434 | 74313.6972 | 70910.0165 | 67843.2481 | 64554.9035 | 61598.1904
VIC1 | Solar PV | 0.0001115 | 0.00016288 | 0.00016992 | 0.00097759 | 117.1074 | 252.5233 | 9287.0114 | 8836.8724 | 8432.1302 | 11306.8104 | 12216.6068 | 22633.0749 | 21596.4455 | 20607.2954 | 19716.0559 | 18760.4238 | 17901.1683 | 17081.2675 | 18442.4939 | 17548.5912 | 21805.025 | 20806.3216 | 19906.4745 | 18941.6129 | 18074.0581 | 25339.5409 | 24243.6379 | 23068.555 | 27263.1328
VIC1 | Grid Battery | 0.00013824 | 0.00020394 | 0.00019512 | 0.00027278 | 0.00041839 | 0.00043326 | 0.0004912 | 0.00057849 | 0.00069603 | 0.00082173 | 0.00089493 | 0.0097212 | 0.009276 | 0.0088511 | 0.0084709 | 0.0080603 | 0.0076932 | 0.0073409 | 0.0070244 | 0.0066839 | 0.0068644 | 0.0065507 | 0.0062674 | 0.0070012 | 0.0066818 | 0.0063813 | 0.0061063 | 0.0058122 | 0.0055493
VIC1 | Pumped Hydro | 0 | 0 | 0.00026771 | 0.00053801 | 0.00051337 | 0.0006397 | 0.00061203 | 0.00058821 | 0.00074279 | 0.00080781 | 0.00093834 | 3107.5527 | 2965.2221 | 2829.4104 | 5127.9402 | 4879.3903 | 6191.3969 | 5907.8215 | 5652.3157 | 5378.3494 | 9007.8865 | 8595.3116 | 8223.5752 | 8283.3715 | 7903.9804 | 7541.966 | 7215.7855 | 6866.0383 | 6551.5633
VIC1 | VPP | 0 | 0 | 0 | 0 | 0 | 0 | 0 | 0 | 0 | 0 | 0 | 0 | 0 | 0 | 0 | 0 | 0 | 0 | 0 | 0 | 0 | 0 | 0 | 0 | 0 | 0 | 0 | 0 | 0
Total excluding storage |  | 0.0045337 | 0.0044047 | 0.0045235 | -283559.5941 | -279853.1375 | -298819.1007 | -402029.0268 | -373257.8993 | -322640.9742 | -272616.8153 | -225784.6443 | -172633.1921 | -160917.987 | -138179.3552 | -132203.2729 | -125795.4123 | -90698.8815 | -82290.5608 | -76384.2226 | -72681.8871 | -59697.8475 | -51410.3003 | -47490.9187 | -42168.9324 | -35892.1958 | -26154.976 | 9992.7298 | 93628.6959 | 96882.2198
Region | Technology | 2021-22 | 2022-23 | 2023-24 | 2024-25 | 2025-26 | 2026-27 | 2027-28 | 2028-29 | 2029-30 | 2030-31 | 2031-32 | 2032-33 | 2033-34 | 2034-35 | 2035-36 | 2036-37 | 2037-38 | 2038-39 | 2039-40 | 2040-41 | 2041-42 | 2042-43 | 2043-44 | 2044-45 | 2045-46 | 2046-47 | 2047-48 | 2048-49 | 2049-50
SA1 | Black Coal | 0 | 0 | 0 | 0 | 0 | 0 | 0 | 0 | 0 | 0 | 0 | 0 | 0 | 0 | 0 | 0 | 0 | 0 | 0 | 0 | 0 | 0 | 0 | 0 | 0 | 0 | 0 | 0 | 0
SA1 | Brown Coal | 0 | 0 | 0 | 0 | 0 | 0 | 0 | 0 | 0 | 0 | 0 | 0 | 0 | 0 | 0 | 0 | 0 | 0 | 0 | 0 | 0 | 0 | 0 | 0 | 0 | 0 | 0 | 0 | 0
SA1 | CCGT | 3.7245e-05 | 3.5539e-05 | 4.2609e-05 | 4.7412e-05 | 4.5241e-05 | 4.3169e-05 | 4.1302e-05 | 3.93e-05 | 3.75e-05 | 3.7463e-05 | 3.7021e-05 | 5.1334e-05 | 4.8983e-05 | 4.6739e-05 | 4.8486e-05 | 4.6136e-05 | 6.6292e-05 | 6.3256e-05 | 6.052e-05 | 5.7587e-05 | 7.0063e-05 | 6.6854e-05 | 6.6442e-05 | 6.3221e-05 | 6.0326e-05 | 5.7563e-05 | 5.5073e-05 | 5.2404e-05 | 5.0004e-05
SA1 | Gas - Steam | 0 | 0 | 0 | 0 | 0 | 0 | 0 | 0 | 0 | 0 | 0 | 0 | 0 | 0 | 0 | 0 | 0 | 0 | 0 | 0 | 0 | 0 | 0 | 0 | 0 | 0 | 0 | 0 | 0
SA1 | OCGT / Diesel | 0.00013897 | 0.0001375 | 0.00013156 | 0.00012518 | 0.00011945 | 0.00011398 | 0.00010905 | 0.0001057 | 0.00010467 | 0.00010577 | 0.00010664 | 0.00019242 | 0.00018361 | 0.0001752 | 0.00044918 | 0.00042741 | 393.4922 | 375.4697 | 359.2311 | 341.8192 | 1354.7656 | 1292.7152 | 2279.2999 | 2168.8229 | 2069.4875 | 1974.7018 | 1889.2984 | 1797.7246 | 1715.3861
SA1 | Hydro | 0 | 0 | 0 | 0 | 0 | 0 | 0 | 0 | 0 | 0 | 0 | 0 | 0 | 0 | 0 | 0 | 0 | 0 | 0 | 0 | 0 | 0 | 0 | 0 | 0 | 0 | 0 | 0 | 0
SA1 | Wind | 6337.9666 | 6047.6781 | 7495.8525 | 21069.3848 | 20104.3748 | 19183.5644 | 20746.3261 | 32166.2779 | 30693.0133 | 29287.2274 | 28020.5922 | 36884.8683 | 35195.485 | 33583.4781 | 33927.8124 | 32283.3402 | 30804.7147 | 31464.9377 | 31641.6092 | 30107.9487 | 33584.2758 | 32499.6273 | 36619.6166 | 35065.9587 | 33459.8842 | 42514.4685 | 40675.7716 | 38704.2276 | 37655.8393
SA1 | Solar PV | 0.00035807 | 0.00062063 | 0.00070714 | 0.0018437 | 0.0042244 | 0.0040352 | 0.0066703 | 0.006352 | 0.0060722 | 0.041651 | 787.5027 | 749.3327 | 715.0127 | 682.2644 | 652.7573 | 807.6393 | 5082.014 | 4849.25 | 7274.3386 | 6921.7533 | 6604.7265 | 6302.2203 | 8180.7937 | 7784.2728 | 7427.7412 | 7087.5393 | 6781.0122 | 6452.3383 | 6557.7773
SA1 | Grid Battery | 0.00014313 | 0.00022037 | 0.00021084 | 0.00026652 | 0.00040738 | 0.00043225 | 0.00053755 | 0.00065143 | 0.00088645 | 0.00093316 | 0.00096395 | 638.9818 | 609.7155 | 581.7896 | 4033.7499 | 3838.2351 | 3978.1256 | 3795.9214 | 3631.7526 | 3455.7225 | 4045.6684 | 3860.3706 | 3693.4145 | 3514.3957 | 3353.431 | 3199.8387 | 3061.4497 | 2913.0621 | 2779.6394
SA1 | Pumped Hydro | 0 | 0 | 0.0001994 | 0.00019977 | 0.00019062 | 0.00021348 | 0.00020424 | 0.00019717 | 0.00020646 | 0.00021972 | 0.00021892 | 0.00040259 | 0.00038415 | 0.00036655 | 0.00041389 | 0.00039383 | 0.00051047 | 0.00048709 | 0.00046603 | 0.00044344 | 0.00054494 | 0.00051998 | 0.00049749 | 0.00063183 | 0.00060289 | 0.00057527 | 0.00055039 | 0.00052372 | 0.00049973
SA1 | VPP | 0 | 0 | 0 | 0 | 0 | 0 | 0 | 0 | 0 | 0 | 0 | 0 | 0 | 0 | 0 | 0 | 0 | 0 | 0 | 0 | 0 | 0 | 0 | 0 | 0 | 0 | 0 | 0 | 0
Total excluding storage |  | 6337.9672 | 6047.6789 | 7495.8534 | 21069.3868 | 20104.3791 | 19183.5686 | 20746.3329 | 32166.2844 | 30693.0195 | 29287.2692 | 28808.095 | 37634.2012 | 35910.498 | 34265.7427 | 34580.5702 | 33090.9799 | 36280.2209 | 36689.6574 | 39275.1789 | 37371.5213 | 41543.768 | 40094.5629 | 47079.7103 | 45019.0544 | 42957.113 | 51576.7097 | 49346.0823 | 46954.2905 | 45929.0028
Region | Technology | 2021-22 | 2022-23 | 2023-24 | 2024-25 | 2025-26 | 2026-27 | 2027-28 | 2028-29 | 2029-30 | 2030-31 | 2031-32 | 2032-33 | 2033-34 | 2034-35 | 2035-36 | 2036-37 | 2037-38 | 2038-39 | 2039-40 | 2040-41 | 2041-42 | 2042-43 | 2043-44 | 2044-45 | 2045-46 | 2046-47 | 2047-48 | 2048-49 | 2049-50
TAS1 | Black Coal | 0 | 0 | 0 | 0 | 0 | 0 | 0 | 0 | 0 | 0 | 0 | 0 | 0 | 0 | 0 | 0 | 0 | 0 | 0 | 0 | 0 | 0 | 0 | 0 | 0 | 0 | 0 | 0 | 0
TAS1 | Brown Coal | 0 | 0 | 0 | 0 | 0 | 0 | 0 | 0 | 0 | 0 | 0 | 0 | 0 | 0 | 0 | 0 | 0 | 0 | 0 | 0 | 0 | 0 | 0 | 0 | 0 | 0 | 0 | 0 | 0
TAS1 | CCGT | 3.1683e-05 | 3.0232e-05 | 2.8924e-05 | 2.7522e-05 | 2.6262e-05 | 2.5059e-05 | 2.8093e-05 | 2.9206e-05 | 2.7869e-05 | 2.8532e-05 | 2.7298e-05 | 3.2198e-05 | 3.0723e-05 | 2.9316e-05 | 2.8048e-05 | 2.6688e-05 | 2.833e-05 | 2.7032e-05 | 3.079e-05 | 2.9298e-05 | 3.2287e-05 | 3.0809e-05 | 2.9476e-05 | 2.8047e-05 | 2.6763e-05 | 2.7026e-05 | 2.5857e-05 | 3.0073e-05 | 2.8695e-05
TAS1 | Gas - Steam | 0 | 0 | 0 | 0 | 0 | 0 | 0 | 0 | 0 | 0 | 0 | 0 | 0 | 0 | 0 | 0 | 0 | 0 | 0 | 0 | 0 | 0 | 0 | 0 | 0 | 0 | 0 | 0 | 0
TAS1 | OCGT / Diesel | 0.00014016 | 0.00013517 | 0.00012932 | 0.00012305 | 0.00011742 | 0.00011204 | 0.00010719 | 0.00010553 | 0.00010556 | 0.00010631 | 0.00010699 | 0.00013602 | 0.00012979 | 0.00012384 | 0.00011849 | 0.00011274 | 0.00012854 | 0.00012265 | 0.00015237 | 0.00014498 | 0.00017724 | 0.00016913 | 0.00016181 | 0.00015397 | 0.00014692 | 0.00014019 | 0.00013412 | 0.00015028 | 0.00014339
TAS1 | Hydro | 0 | 0 | 0 | 0 | 0 | 0 | 0 | 0 | 0 | 0 | 0 | 0 | 0 | 0 | 0 | 0 | 0 | 0 | 0 | 0 | 0 | 0 | 0 | 0 | 0 | 0 | 0 | 0 | 0
TAS1 | Wind | 10284.8861 | 9813.8226 | 17059.1873 | 16232.3329 | 15488.8673 | 14779.4535 | 22773.5012 | 21669.6755 | 37942.8663 | 36205.0251 | 34639.2037 | 33257.3531 | 31734.1156 | 30280.6446 | 28971.0451 | 27574.5565 | 26459.041 | 26734.129 | 25577.9118 | 24338.1571 | 24429.2225 | 23488.1167 | 22472.2854 | 21383.0596 | 20403.6828 | 22882.701 | 21893.0532 | 21961.2767 | 20955.4167
TAS1 | Solar PV | 4.4038e-05 | 7.3324e-05 | 8.1996e-05 | 0.00011986 | 0.00011437 | 0.00010914 | 0.00010442 | 9.9355e-05 | 0.00019398 | 0.00022025 | 0.00021073 | 0.00020051 | 0.00019133 | 0.00018257 | 0.00017467 | 0.0001662 | 0.00016005 | 0.00015381 | 0.00019418 | 0.00022331 | 0.00027629 | 0.00030185 | 0.0002888 | 0.0002748 | 0.00026221 | 0.00025489 | 0.00024387 | 0.0002831 | 0.00027428
TAS1 | Grid Battery | 0.00013878 | 0.00019724 | 0.00018871 | 0.00022698 | 0.00030222 | 0.00029698 | 0.00039533 | 0.00046808 | 0.00057539 | 0.00060827 | 0.00061639 | 0.0008521 | 0.00081307 | 0.00077583 | 0.00074228 | 0.0007063 | 0.00074314 | 0.00071042 | 0.00094943 | 0.00090341 | 0.001108 | 0.0010572 | 0.0010115 | 0.00096249 | 0.00097045 | 0.001014 | 0.00098115 | 0.0010509 | 0.0012092
TAS1 | Pumped Hydro | 0 | 0 | 0.00060262 | 0.00057595 | 0.00057377 | 0.00063232 | 0.00084609 | 0.00091227 | 2423.8358 | 2755.3586 | 2702.6175 | 7105.1872 | 6779.7588 | 6469.2355 | 6189.4492 | 5889.4482 | 6037.2824 | 5760.7656 | 5511.6198 | 5244.473 | 5324.8781 | 5080.9905 | 4861.2441 | 4625.6209 | 4413.7604 | 4211.6034 | 4029.4569 | 3834.1502 | 3658.5403
TAS1 | VPP | 0 | 0 | 0 | 0 | 0 | 0 | 0 | 0 | 0 | 0 | 0 | 0 | 0 | 0 | 0 | 0 | 0 | 0 | 0 | 0 | 0 | 0 | 0 | 0 | 0 | 0 | 0 | 0 | 0
Total excluding storage |  | 10284.8864 | 9813.8229 | 17059.1875 | 16232.3332 | 15488.8675 | 14779.4537 | 22773.5014 | 21669.6758 | 37942.8666 | 36205.0254 | 34639.2041 | 33257.3535 | 31734.1159 | 30280.645 | 28971.0454 | 27574.5568 | 26459.0413 | 26734.1293 | 25577.9122 | 24338.1575 | 24429.223 | 23488.1172 | 22472.2859 | 21383.06 | 20403.6832 | 22882.7015 | 21893.0536 | 21961.2771 | 20955.4171

## Marinus_Fuel Cost
Fuel cost by technology ($000s) - Marinus Link, Step Change No State Based Schemes Sensitivity
Fuel | Real June 2020 dollars discounted to 1 July 2020
Explicitly modelled generation
Region | Technology | 2021-22 | 2022-23 | 2023-24 | 2024-25 | 2025-26 | 2026-27 | 2027-28 | 2028-29 | 2029-30 | 2030-31 | 2031-32 | 2032-33 | 2033-34 | 2034-35 | 2035-36 | 2036-37 | 2037-38 | 2038-39 | 2039-40 | 2040-41 | 2041-42 | 2042-43 | 2043-44 | 2044-45 | 2045-46 | 2046-47 | 2047-48 | 2048-49 | 2049-50
NEM | Black Coal | 1483891.7559 | 1307701.4585 | 1215330.0522 | 1008859.0223 | 854399.3102 | 764601.821 | 699004.8765 | 719082.9714 | 662782.5051 | 617015.9573 | 558838.3051 | 337227.0111 | 322173.8251 | 269555.5001 | 186949.713 | 174218.4596 | 170681.6822 | 160792.3252 | 143428.2267 | 131452.9958 | 97390.5167 | 57028.7567 | 36575.0582 | 31495.171 | 28250.306 | 27944.3172 | 25297.7545 | 22311.7152 | 21739.9371
NEM | Brown Coal | 207416.4389 | 171548.6881 | 171756.873 | 82308.0549 | 78923.7234 | 60078.911 | 0.0082131 | 0.0062076 | 0.0052556 | 0.0046366 | 0.0038413 | 0.0033888 | 0.0033364 | 0.0029645 | 0.0028569 | 0.0026247 | 0.002235 | 0.0022346 | 0.0018544 | 0.001809 | 0.0019313 | 0.0019867 | 0.001886 | 0.0016915 | 0.0015633 | 0.0016726 | 0.00073542 | 0 | 0
NEM | CCGT | 173874.4857 | 162761.5361 | 119763.0156 | 188795.1584 | 219292.0702 | 186902.6878 | 164344.7938 | 161811.191 | 152443.0757 | 159762.0375 | 181878.2994 | 221954.5278 | 242653.6211 | 217614.057 | 179612.0372 | 150684.76 | 130672.3295 | 126777.0752 | 104732.1084 | 105351.2892 | 107125.4125 | 113389.1621 | 67569.2908 | 60102.3436 | 29298.3922 | 21244.6607 | 20313.4958 | 19301.3385 | 18392.6777
NEM | Gas - Steam | 83415.3146 | 78266.5698 | 72525.4403 | 21767.5734 | 22318.1437 | 21573.3904 | 16360.1723 | 19559.6819 | 12833.4499 | 13272.2802 | 14881.1314 | 37019.7691 | 35370.0213 | 52872.8247 | 16204.602 | 17424.995 | 30638.0845 | 29545.553 | 3559.6848 | 3990.6192 | 4813.8785 | 4944.9655 | 4114.311 | 3861.6772 | 3238.5238 | 0 | 0 | 0 | 0
NEM | OCGT / Diesel | 5195.8056 | 1848.3405 | 8498.4269 | 28911.7697 | 20002.7685 | 21169.7201 | 15956.442 | 25215.1405 | 12004.3447 | 20651.4163 | 29244.3348 | 62276.5061 | 53061.4579 | 56074.3481 | 70422.4392 | 77691.4422 | 167545.2532 | 114662.9837 | 234513.3126 | 304975.0292 | 287219.0489 | 313974.8676 | 480302.1767 | 316342.302 | 323587.4618 | 498378.234 | 483806.2864 | 563299.0188 | 566753.7526
NEM | Hydro | 0 | 0 | 0 | 0 | 0 | 0 | 0 | 0 | 0 | 0 | 0 | 0 | 0 | 0 | 0 | 0 | 0 | 0 | 0 | 0 | 0 | 0 | 0 | 0 | 0 | 0 | 0 | 0 | 0
NEM | Wind | 0 | 0 | 0 | 0 | 0 | 0 | 0 | 0 | 0 | 0 | 0 | 0 | 0 | 0 | 0 | 0 | 0 | 0 | 0 | 0 | 0 | 0 | 0 | 0 | 0 | 0 | 0 | 0 | 0
NEM | Solar PV | 0 | 0 | 0 | 0 | 0 | 0 | 0 | 0 | 0 | 0 | 0 | 0 | 0 | 0 | 0 | 0 | 0 | 0 | 0 | 0 | 0 | 0 | 0 | 0 | 0 | 0 | 0 | 0 | 0
NEM | Grid Battery | 0 | 0 | 0 | 0 | 0 | 0 | 0 | 0 | 0 | 0 | 0 | 0 | 0 | 0 | 0 | 0 | 0 | 0 | 0 | 0 | 0 | 0 | 0 | 0 | 0 | 0 | 0 | 0 | 0
NEM | Pumped Hydro | 0 | 0 | 0 | 0 | 0 | 0 | 0 | 0 | 0 | 0 | 0 | 0 | 0 | 0 | 0 | 0 | 0 | 0 | 0 | 0 | 0 | 0 | 0 | 0 | 0 | 0 | 0 | 0 | 0
NEM | VPP | 0 | 0 | 0 | 0 | 0 | 0 | 0 | 0 | 0 | 0 | 0 | 0 | 0 | 0 | 0 | 0 | 0 | 0 | 0 | 0 | 0 | 0 | 0 | 0 | 0 | 0 | 0 | 0 | 0
Total excluding storage |  | 1953793.8007 | 1722126.5931 | 1587873.808 | 1330641.5787 | 1194936.0161 | 1054326.5302 | 895666.2928 | 925668.991 | 840063.3807 | 810701.6959 | 784842.0746 | 658477.8176 | 653258.9289 | 596116.7329 | 453188.7943 | 420019.6595 | 499537.3516 | 431777.9393 | 486233.3343 | 545769.9353 | 496548.8585 | 489337.7539 | 588560.8387 | 411801.4955 | 384374.6852 | 547567.2136 | 529417.5375 | 604912.0725 | 606886.3674
Region | Technology | 2021-22 | 2022-23 | 2023-24 | 2024-25 | 2025-26 | 2026-27 | 2027-28 | 2028-29 | 2029-30 | 2030-31 | 2031-32 | 2032-33 | 2033-34 | 2034-35 | 2035-36 | 2036-37 | 2037-38 | 2038-39 | 2039-40 | 2040-41 | 2041-42 | 2042-43 | 2043-44 | 2044-45 | 2045-46 | 2046-47 | 2047-48 | 2048-49 | 2049-50
NSW1 | Black Coal | 855790.457 | 736146.353 | 658124.594 | 646901.5171 | 530089.137 | 454698.5357 | 435866.0884 | 454838.7556 | 416069.5686 | 389898.6796 | 352493.2248 | 136224.4697 | 156547.4513 | 130674.4931 | 56858.0457 | 67735.1975 | 68904.8458 | 64211.679 | 56829.8276 | 48150.3905 | 26085.6029 | 0 | 0 | 0 | 0 | 0 | 0 | 0 | 0
NSW1 | Brown Coal | 0 | 0 | 0 | 0 | 0 | 0 | 0 | 0 | 0 | 0 | 0 | 0 | 0 | 0 | 0 | 0 | 0 | 0 | 0 | 0 | 0 | 0 | 0 | 0 | 0 | 0 | 0 | 0 | 0
NSW1 | CCGT | 2263.4101 | 2119.4085 | 6127.6618 | 15197.7781 | 18589.1905 | 9724.7184 | 12216.1204 | 19095.3505 | 17393.3005 | 20690.0233 | 25182.6685 | 48759.7268 | 46105.5099 | 49512.6173 | 41711.5338 | 34287.1819 | 44089.3746 | 47733.0048 | 41182.6549 | 36339.5677 | 36482.1367 | 39616.7622 | 2233.9193 | 0.0037379 | 0.0036295 | 0.003668 | 0.0034418 | 0.0034019 | 0.0031807
NSW1 | Gas - Steam | 0 | 0 | 0 | 0 | 0 | 0 | 0 | 0 | 0 | 0 | 0 | 0 | 0 | 0 | 0 | 0 | 0 | 0 | 0 | 0 | 0 | 0 | 0 | 0 | 0 | 0 | 0 | 0 | 0
NSW1 | OCGT / Diesel | 0.0025193 | 0.002481 | 1234.0419 | 5741.1811 | 855.6156 | 1807.1832 | 1289.5777 | 2557.5599 | 1479.5554 | 1926.8024 | 994.8725 | 8643.6009 | 7160.593 | 11240.9439 | 18484.0278 | 21757.1437 | 68452.3699 | 44288.0304 | 106368.3608 | 139639.2212 | 85623.0486 | 98654.8303 | 189459.718 | 101266.5102 | 99480.86 | 148451.8892 | 182421.3255 | 190773.7283 | 170654.0609
NSW1 | Hydro | 0 | 0 | 0 | 0 | 0 | 0 | 0 | 0 | 0 | 0 | 0 | 0 | 0 | 0 | 0 | 0 | 0 | 0 | 0 | 0 | 0 | 0 | 0 | 0 | 0 | 0 | 0 | 0 | 0
NSW1 | Wind | 0 | 0 | 0 | 0 | 0 | 0 | 0 | 0 | 0 | 0 | 0 | 0 | 0 | 0 | 0 | 0 | 0 | 0 | 0 | 0 | 0 | 0 | 0 | 0 | 0 | 0 | 0 | 0 | 0
NSW1 | Solar PV | 0 | 0 | 0 | 0 | 0 | 0 | 0 | 0 | 0 | 0 | 0 | 0 | 0 | 0 | 0 | 0 | 0 | 0 | 0 | 0 | 0 | 0 | 0 | 0 | 0 | 0 | 0 | 0 | 0
NSW1 | Grid Battery | 0 | 0 | 0 | 0 | 0 | 0 | 0 | 0 | 0 | 0 | 0 | 0 | 0 | 0 | 0 | 0 | 0 | 0 | 0 | 0 | 0 | 0 | 0 | 0 | 0 | 0 | 0 | 0 | 0
NSW1 | Pumped Hydro | 0 | 0 | 0 | 0 | 0 | 0 | 0 | 0 | 0 | 0 | 0 | 0 | 0 | 0 | 0 | 0 | 0 | 0 | 0 | 0 | 0 | 0 | 0 | 0 | 0 | 0 | 0 | 0 | 0
NSW1 | VPP | 0 | 0 | 0 | 0 | 0 | 0 | 0 | 0 | 0 | 0 | 0 | 0 | 0 | 0 | 0 | 0 | 0 | 0 | 0 | 0 | 0 | 0 | 0 | 0 | 0 | 0 | 0 | 0 | 0
Total excluding storage |  | 858053.8696 | 738265.764 | 665486.2978 | 667840.4762 | 549533.9432 | 466230.4372 | 449371.7866 | 476491.666 | 434942.4245 | 412515.5053 | 378670.7658 | 193627.7974 | 209813.5541 | 191428.0543 | 117053.6073 | 123779.5231 | 181446.5904 | 156232.7142 | 204380.8433 | 224129.1794 | 148190.7883 | 138271.5925 | 191693.6373 | 101266.514 | 99480.8637 | 148451.8929 | 182421.3289 | 190773.7317 | 170654.0641
Region | Technology | 2021-22 | 2022-23 | 2023-24 | 2024-25 | 2025-26 | 2026-27 | 2027-28 | 2028-29 | 2029-30 | 2030-31 | 2031-32 | 2032-33 | 2033-34 | 2034-35 | 2035-36 | 2036-37 | 2037-38 | 2038-39 | 2039-40 | 2040-41 | 2041-42 | 2042-43 | 2043-44 | 2044-45 | 2045-46 | 2046-47 | 2047-48 | 2048-49 | 2049-50
QLD1 | Black Coal | 628101.2989 | 571555.1055 | 557205.4582 | 361957.5052 | 324310.1732 | 309903.2854 | 263138.7881 | 264244.2158 | 246712.9365 | 227117.2777 | 206345.0803 | 201002.5415 | 165626.3739 | 138881.007 | 130091.6673 | 106483.2621 | 101776.8364 | 96580.6462 | 86598.3991 | 83302.6053 | 71304.9137 | 57028.7567 | 36575.0582 | 31495.171 | 28250.306 | 27944.3172 | 25297.7545 | 22311.7152 | 21739.9371
QLD1 | Brown Coal | 0 | 0 | 0 | 0 | 0 | 0 | 0 | 0 | 0 | 0 | 0 | 0 | 0 | 0 | 0 | 0 | 0 | 0 | 0 | 0 | 0 | 0 | 0 | 0 | 0 | 0 | 0 | 0 | 0
QLD1 | CCGT | 82205.239 | 78245.7372 | 80842.0531 | 124996.0984 | 140656.0418 | 123869.3638 | 126023.2497 | 117449.1188 | 110884.6198 | 115733.7788 | 128660.1055 | 130669.954 | 148908.5765 | 119284.3973 | 107824.2852 | 83448.8961 | 86582.9473 | 79044.0632 | 63549.446 | 69011.7144 | 70643.2664 | 73772.3906 | 65335.3614 | 60102.3308 | 29298.3797 | 21244.6481 | 20313.484 | 19301.3259 | 18392.6658
QLD1 | Gas - Steam | 2072.1562 | 1989.1589 | 3746.6288 | 3640.6508 | 3556.1048 | 3381.4865 | 4600.9245 | 5292.4845 | 5432.225 | 3873.2335 | 3593.0608 | 4125.6562 | 6381.4925 | 4849.216 | 4101.516 | 4585.821 | 4857.2565 | 4263.561 | 3559.6848 | 3990.6192 | 4813.8785 | 4944.9655 | 4114.311 | 3861.6772 | 3238.5238 | 0 | 0 | 0 | 0
QLD1 | OCGT / Diesel | 0.0042005 | 0.0040949 | 0.0040864 | 9295.3209 | 4175.0911 | 4511.0346 | 8221.1025 | 14074.0797 | 8229.3155 | 12788.6087 | 21015.1646 | 29065.5678 | 28621.4795 | 17895.8343 | 21981.216 | 30421.8033 | 46458.1247 | 27167.5811 | 57113.5147 | 70044.9983 | 77039.891 | 84804.5232 | 71320.5179 | 77143.4749 | 83030.7182 | 155048.3327 | 119635.2798 | 116329.6536 | 101205.7534
QLD1 | Hydro | 0 | 0 | 0 | 0 | 0 | 0 | 0 | 0 | 0 | 0 | 0 | 0 | 0 | 0 | 0 | 0 | 0 | 0 | 0 | 0 | 0 | 0 | 0 | 0 | 0 | 0 | 0 | 0 | 0
QLD1 | Wind | 0 | 0 | 0 | 0 | 0 | 0 | 0 | 0 | 0 | 0 | 0 | 0 | 0 | 0 | 0 | 0 | 0 | 0 | 0 | 0 | 0 | 0 | 0 | 0 | 0 | 0 | 0 | 0 | 0
QLD1 | Solar PV | 0 | 0 | 0 | 0 | 0 | 0 | 0 | 0 | 0 | 0 | 0 | 0 | 0 | 0 | 0 | 0 | 0 | 0 | 0 | 0 | 0 | 0 | 0 | 0 | 0 | 0 | 0 | 0 | 0
QLD1 | Grid Battery | 0 | 0 | 0 | 0 | 0 | 0 | 0 | 0 | 0 | 0 | 0 | 0 | 0 | 0 | 0 | 0 | 0 | 0 | 0 | 0 | 0 | 0 | 0 | 0 | 0 | 0 | 0 | 0 | 0
QLD1 | Pumped Hydro | 0 | 0 | 0 | 0 | 0 | 0 | 0 | 0 | 0 | 0 | 0 | 0 | 0 | 0 | 0 | 0 | 0 | 0 | 0 | 0 | 0 | 0 | 0 | 0 | 0 | 0 | 0 | 0 | 0
QLD1 | VPP | 0 | 0 | 0 | 0 | 0 | 0 | 0 | 0 | 0 | 0 | 0 | 0 | 0 | 0 | 0 | 0 | 0 | 0 | 0 | 0 | 0 | 0 | 0 | 0 | 0 | 0 | 0 | 0 | 0
Total excluding storage |  | 712378.6983 | 651790.0057 | 641794.1441 | 499889.5753 | 472697.4109 | 441665.1702 | 401984.0649 | 401059.8988 | 371259.0967 | 359512.8988 | 359613.4112 | 364863.7195 | 349537.9224 | 280910.4546 | 263998.6845 | 224939.7825 | 239675.1648 | 207055.8514 | 210821.0446 | 226349.9372 | 223801.9496 | 220550.636 | 177345.2485 | 172602.6539 | 143817.9276 | 204237.2981 | 165246.5184 | 157942.6947 | 141338.3563
Region | Technology | 2021-22 | 2022-23 | 2023-24 | 2024-25 | 2025-26 | 2026-27 | 2027-28 | 2028-29 | 2029-30 | 2030-31 | 2031-32 | 2032-33 | 2033-34 | 2034-35 | 2035-36 | 2036-37 | 2037-38 | 2038-39 | 2039-40 | 2040-41 | 2041-42 | 2042-43 | 2043-44 | 2044-45 | 2045-46 | 2046-47 | 2047-48 | 2048-49 | 2049-50
VIC1 | Black Coal | 0 | 0 | 0 | 0 | 0 | 0 | 0 | 0 | 0 | 0 | 0 | 0 | 0 | 0 | 0 | 0 | 0 | 0 | 0 | 0 | 0 | 0 | 0 | 0 | 0 | 0 | 0 | 0 | 0
VIC1 | Brown Coal | 207416.4389 | 171548.6881 | 171756.873 | 82308.0549 | 78923.7234 | 60078.911 | 0.0082131 | 0.0062076 | 0.0052556 | 0.0046366 | 0.0038413 | 0.0033888 | 0.0033364 | 0.0029645 | 0.0028569 | 0.0026247 | 0.002235 | 0.0022346 | 0.0018544 | 0.001809 | 0.0019313 | 0.0019867 | 0.001886 | 0.0016915 | 0.0015633 | 0.0016726 | 0.00073542 | 0 | 0
VIC1 | CCGT | 0.0015315 | 0.0014786 | 0.0015291 | 0.0025608 | 0.0025055 | 0.0023862 | 0.0022461 | 0.0023376 | 0.0022373 | 0.0021728 | 0.0022424 | 0.0028704 | 0.0027996 | 0.0026522 | 0.0025008 | 0.0024252 | 0.0029461 | 0.0028529 | 0.0029572 | 0.0028009 | 0.0045173 | 0.0045145 | 0.0053461 | 0.0048061 | 0.0047008 | 0.0047486 | 0.0044552 | 0.0052062 | 0.0048981
VIC1 | Gas - Steam | 1065.5264 | 505.7279 | 897.2305 | 6440.807 | 5626.0795 | 5316.281 | 4809.51 | 6760.2045 | 1389.8688 | 3677.9895 | 4857.9385 | 14623.109 | 10978.538 | 17819.832 | 12103.086 | 12839.174 | 25780.828 | 25281.992 | 0 | 0 | 0 | 0 | 0 | 0 | 0 | 0 | 0 | 0 | 0
VIC1 | OCGT / Diesel | 1147.3922 | 30.695 | 1018.449 | 4268.3578 | 2496.3132 | 6251.3232 | 2661.9423 | 4379.4726 | 1574.8271 | 2902.4858 | 2751.7945 | 12762.6437 | 6302.7483 | 11070.0535 | 17451.3779 | 14391.9189 | 24416.4854 | 16449.8278 | 39655.0099 | 62017.5948 | 81975.3641 | 82833.2907 | 146822.5135 | 104078.0766 | 106346.7865 | 160619.9215 | 152369.9078 | 217491.2263 | 260736.4784
VIC1 | Hydro | 0 | 0 | 0 | 0 | 0 | 0 | 0 | 0 | 0 | 0 | 0 | 0 | 0 | 0 | 0 | 0 | 0 | 0 | 0 | 0 | 0 | 0 | 0 | 0 | 0 | 0 | 0 | 0 | 0
VIC1 | Wind | 0 | 0 | 0 | 0 | 0 | 0 | 0 | 0 | 0 | 0 | 0 | 0 | 0 | 0 | 0 | 0 | 0 | 0 | 0 | 0 | 0 | 0 | 0 | 0 | 0 | 0 | 0 | 0 | 0
VIC1 | Solar PV | 0 | 0 | 0 | 0 | 0 | 0 | 0 | 0 | 0 | 0 | 0 | 0 | 0 | 0 | 0 | 0 | 0 | 0 | 0 | 0 | 0 | 0 | 0 | 0 | 0 | 0 | 0 | 0 | 0
VIC1 | Grid Battery | 0 | 0 | 0 | 0 | 0 | 0 | 0 | 0 | 0 | 0 | 0 | 0 | 0 | 0 | 0 | 0 | 0 | 0 | 0 | 0 | 0 | 0 | 0 | 0 | 0 | 0 | 0 | 0 | 0
VIC1 | Pumped Hydro | 0 | 0 | 0 | 0 | 0 | 0 | 0 | 0 | 0 | 0 | 0 | 0 | 0 | 0 | 0 | 0 | 0 | 0 | 0 | 0 | 0 | 0 | 0 | 0 | 0 | 0 | 0 | 0 | 0
VIC1 | VPP | 0 | 0 | 0 | 0 | 0 | 0 | 0 | 0 | 0 | 0 | 0 | 0 | 0 | 0 | 0 | 0 | 0 | 0 | 0 | 0 | 0 | 0 | 0 | 0 | 0 | 0 | 0 | 0 | 0
Total excluding storage |  | 209629.359 | 172085.1125 | 173672.554 | 93017.2223 | 87046.1186 | 71646.5176 | 7471.4628 | 11139.6856 | 2964.7034 | 6580.4821 | 7609.7391 | 27385.7589 | 17281.2924 | 28889.8911 | 29554.4693 | 27231.0979 | 50197.3185 | 41731.8249 | 39655.0147 | 62017.5994 | 81975.3705 | 82833.2972 | 146822.5207 | 104078.0831 | 106346.7928 | 160619.9279 | 152369.913 | 217491.2315 | 260736.4833
Region | Technology | 2021-22 | 2022-23 | 2023-24 | 2024-25 | 2025-26 | 2026-27 | 2027-28 | 2028-29 | 2029-30 | 2030-31 | 2031-32 | 2032-33 | 2033-34 | 2034-35 | 2035-36 | 2036-37 | 2037-38 | 2038-39 | 2039-40 | 2040-41 | 2041-42 | 2042-43 | 2043-44 | 2044-45 | 2045-46 | 2046-47 | 2047-48 | 2048-49 | 2049-50
SA1 | Black Coal | 0 | 0 | 0 | 0 | 0 | 0 | 0 | 0 | 0 | 0 | 0 | 0 | 0 | 0 | 0 | 0 | 0 | 0 | 0 | 0 | 0 | 0 | 0 | 0 | 0 | 0 | 0 | 0 | 0
SA1 | Brown Coal | 0 | 0 | 0 | 0 | 0 | 0 | 0 | 0 | 0 | 0 | 0 | 0 | 0 | 0 | 0 | 0 | 0 | 0 | 0 | 0 | 0 | 0 | 0 | 0 | 0 | 0 | 0 | 0 | 0
SA1 | CCGT | 89405.8336 | 82396.3875 | 32793.2978 | 48601.2781 | 60046.834 | 53308.6019 | 26105.4199 | 25266.7178 | 24165.1517 | 23338.2317 | 28035.5217 | 42524.8423 | 47639.5303 | 48817.0382 | 30076.2142 | 32948.6781 | 0.0030067 | 0.002893 | 0.0027569 | 0.0025949 | 0.0031418 | 0.0031058 | 0.0030726 | 0.0027769 | 0.0027145 | 0.0026668 | 0.0024986 | 0.0023845 | 0.0022316
SA1 | Gas - Steam | 80277.632 | 75771.683 | 67881.581 | 11686.1156 | 13135.9594 | 12875.6229 | 6949.7378 | 7506.9929 | 6011.356 | 5721.0572 | 6430.1321 | 18271.0039 | 18009.9908 | 30203.7768 | 0 | 0 | 0 | 0 | 0 | 0 | 0 | 0 | 0 | 0 | 0 | 0 | 0 | 0 | 0
SA1 | OCGT / Diesel | 4048.4051 | 1817.6375 | 6245.9304 | 9606.9084 | 12475.7471 | 8600.1775 | 3783.8177 | 4204.0266 | 720.6449 | 2970.2465 | 4371.871 | 11570.3342 | 10908.6782 | 15780.7641 | 12027.2856 | 10899.1602 | 27935.3513 | 26757.5424 | 30344.3929 | 32906.3483 | 42433.0083 | 47682.2212 | 72543.0075 | 33598.3653 | 34613.7253 | 34163.836 | 29308.1029 | 37929.0032 | 33864.7552
SA1 | Hydro | 0 | 0 | 0 | 0 | 0 | 0 | 0 | 0 | 0 | 0 | 0 | 0 | 0 | 0 | 0 | 0 | 0 | 0 | 0 | 0 | 0 | 0 | 0 | 0 | 0 | 0 | 0 | 0 | 0
SA1 | Wind | 0 | 0 | 0 | 0 | 0 | 0 | 0 | 0 | 0 | 0 | 0 | 0 | 0 | 0 | 0 | 0 | 0 | 0 | 0 | 0 | 0 | 0 | 0 | 0 | 0 | 0 | 0 | 0 | 0
SA1 | Solar PV | 0 | 0 | 0 | 0 | 0 | 0 | 0 | 0 | 0 | 0 | 0 | 0 | 0 | 0 | 0 | 0 | 0 | 0 | 0 | 0 | 0 | 0 | 0 | 0 | 0 | 0 | 0 | 0 | 0
SA1 | Grid Battery | 0 | 0 | 0 | 0 | 0 | 0 | 0 | 0 | 0 | 0 | 0 | 0 | 0 | 0 | 0 | 0 | 0 | 0 | 0 | 0 | 0 | 0 | 0 | 0 | 0 | 0 | 0 | 0 | 0
SA1 | Pumped Hydro | 0 | 0 | 0 | 0 | 0 | 0 | 0 | 0 | 0 | 0 | 0 | 0 | 0 | 0 | 0 | 0 | 0 | 0 | 0 | 0 | 0 | 0 | 0 | 0 | 0 | 0 | 0 | 0 | 0
SA1 | VPP | 0 | 0 | 0 | 0 | 0 | 0 | 0 | 0 | 0 | 0 | 0 | 0 | 0 | 0 | 0 | 0 | 0 | 0 | 0 | 0 | 0 | 0 | 0 | 0 | 0 | 0 | 0 | 0 | 0
Total excluding storage |  | 173731.8707 | 159985.708 | 106920.8092 | 69894.302 | 85658.5406 | 74784.4023 | 36838.9754 | 36977.7373 | 30897.1527 | 32029.5354 | 38837.5248 | 72366.1805 | 76558.1993 | 94801.579 | 42103.4997 | 43847.8383 | 27935.3544 | 26757.5453 | 30344.3956 | 32906.3509 | 42433.0115 | 47682.2243 | 72543.0106 | 33598.3681 | 34613.728 | 34163.8387 | 29308.1054 | 37929.0055 | 33864.7574
Region | Technology | 2021-22 | 2022-23 | 2023-24 | 2024-25 | 2025-26 | 2026-27 | 2027-28 | 2028-29 | 2029-30 | 2030-31 | 2031-32 | 2032-33 | 2033-34 | 2034-35 | 2035-36 | 2036-37 | 2037-38 | 2038-39 | 2039-40 | 2040-41 | 2041-42 | 2042-43 | 2043-44 | 2044-45 | 2045-46 | 2046-47 | 2047-48 | 2048-49 | 2049-50
TAS1 | Black Coal | 0 | 0 | 0 | 0 | 0 | 0 | 0 | 0 | 0 | 0 | 0 | 0 | 0 | 0 | 0 | 0 | 0 | 0 | 0 | 0 | 0 | 0 | 0 | 0 | 0 | 0 | 0 | 0 | 0
TAS1 | Brown Coal | 0 | 0 | 0 | 0 | 0 | 0 | 0 | 0 | 0 | 0 | 0 | 0 | 0 | 0 | 0 | 0 | 0 | 0 | 0 | 0 | 0 | 0 | 0 | 0 | 0 | 0 | 0 | 0 | 0
TAS1 | CCGT | 0.0014597 | 0.0013855 | 0.0014092 | 0.0013737 | 0.0013168 | 0.0013025 | 0.0014613 | 0.0015263 | 0.0014883 | 0.0015298 | 0.0014901 | 0.0017528 | 0.0016956 | 0.0016222 | 0.0015453 | 0.0015011 | 0.0015934 | 0.0015233 | 0.0017211 | 0.0016275 | 0.001784 | 0.0017266 | 0.0016483 | 0.0015028 | 0.0014573 | 0.0015069 | 0.00141 | 0.0016538 | 0.0015611
TAS1 | Gas - Steam | 0 | 0 | 0 | 0 | 0 | 0 | 0 | 0 | 0 | 0 | 0 | 0 | 0 | 0 | 0 | 0 | 0 | 0 | 0 | 0 | 0 | 0 | 0 | 0 | 0 | 0 | 0 | 0 | 0
TAS1 | OCGT / Diesel | 0.0016571 | 0.0015074 | 0.0015754 | 0.0015608 | 0.001524 | 0.0015478 | 0.0016821 | 0.0017655 | 0.0019143 | 63.2728 | 110.6322 | 234.3596 | 67.9589 | 86.7524 | 478.532 | 221.4161 | 282.9219 | 0.0019895 | 1032.0343 | 366.8667 | 147.7369 | 0.002182 | 156.4199 | 255.8749 | 115.3717 | 94.2546 | 71.6704 | 775.4075 | 292.7048
TAS1 | Hydro | 0 | 0 | 0 | 0 | 0 | 0 | 0 | 0 | 0 | 0 | 0 | 0 | 0 | 0 | 0 | 0 | 0 | 0 | 0 | 0 | 0 | 0 | 0 | 0 | 0 | 0 | 0 | 0 | 0
TAS1 | Wind | 0 | 0 | 0 | 0 | 0 | 0 | 0 | 0 | 0 | 0 | 0 | 0 | 0 | 0 | 0 | 0 | 0 | 0 | 0 | 0 | 0 | 0 | 0 | 0 | 0 | 0 | 0 | 0 | 0
TAS1 | Solar PV | 0 | 0 | 0 | 0 | 0 | 0 | 0 | 0 | 0 | 0 | 0 | 0 | 0 | 0 | 0 | 0 | 0 | 0 | 0 | 0 | 0 | 0 | 0 | 0 | 0 | 0 | 0 | 0 | 0
TAS1 | Grid Battery | 0 | 0 | 0 | 0 | 0 | 0 | 0 | 0 | 0 | 0 | 0 | 0 | 0 | 0 | 0 | 0 | 0 | 0 | 0 | 0 | 0 | 0 | 0 | 0 | 0 | 0 | 0 | 0 | 0
TAS1 | Pumped Hydro | 0 | 0 | 0 | 0 | 0 | 0 | 0 | 0 | 0 | 0 | 0 | 0 | 0 | 0 | 0 | 0 | 0 | 0 | 0 | 0 | 0 | 0 | 0 | 0 | 0 | 0 | 0 | 0 | 0
TAS1 | VPP | 0 | 0 | 0 | 0 | 0 | 0 | 0 | 0 | 0 | 0 | 0 | 0 | 0 | 0 | 0 | 0 | 0 | 0 | 0 | 0 | 0 | 0 | 0 | 0 | 0 | 0 | 0 | 0 | 0
Total excluding storage |  | 0.0031168 | 0.0028929 | 0.0029846 | 0.0029346 | 0.0028408 | 0.0028503 | 0.0031434 | 0.0032919 | 0.0034026 | 63.2743 | 110.6337 | 234.3613 | 67.9606 | 86.754 | 478.5335 | 221.4176 | 282.9235 | 0.0035128 | 1032.036 | 366.8683 | 147.7387 | 0.0039086 | 156.4216 | 255.8764 | 115.3732 | 94.2561 | 71.6718 | 775.4091 | 292.7064

## Marinus_Build Cost
New generation build cost (CAPEX) by technology ($000s) - Marinus Link, Step Change No State Based Schemes Sensitivity
CAPEX (Install) | Real June 2020 dollars discounted to 1 July 2020. The total capital costs are annualised for modelling purposes.
Explicitly modelled generation
Region | Technology | 2021-22 | 2022-23 | 2023-24 | 2024-25 | 2025-26 | 2026-27 | 2027-28 | 2028-29 | 2029-30 | 2030-31 | 2031-32 | 2032-33 | 2033-34 | 2034-35 | 2035-36 | 2036-37 | 2037-38 | 2038-39 | 2039-40 | 2040-41 | 2041-42 | 2042-43 | 2043-44 | 2044-45 | 2045-46 | 2046-47 | 2047-48 | 2048-49 | 2049-50
NEM | Black Coal | 0 | 0 | 0 | 0 | 0 | 0 | 0 | 0 | 0 | 0 | 0 | 0 | 0 | 0 | 0 | 0 | 0 | 0 | 0 | 0 | 0 | 0 | 0 | 0 | 0 | 0 | 0 | 0 | 0
NEM | Brown Coal | 0 | 0 | 0 | 0 | 0 | 0 | 0 | 0 | 0 | 0 | 0 | 0 | 0 | 0 | 0 | 0 | 0 | 0 | 0 | 0 | 0 | 0 | 0 | 0 | 0 | 0 | 0 | 0 | 0
NEM | CCGT | 0.0023618 | 0.0022899 | 0.0023858 | 0.0029766 | 0.0028403 | 0.0027102 | 0.002694 | 0.0027178 | 0.0026388 | 0.002608 | 0.0026952 | 0.0036504 | 0.0034832 | 0.0033237 | 0.0032263 | 0.0030699 | 0.0038374 | 0.0036617 | 0.0038163 | 0.0036313 | 0.0043653 | 0.0042715 | 0.0045454 | 0.0043251 | 0.004127 | 0.0032377 | 0.0030864 | 0.0032251 | 0.0028588
NEM | Gas - Steam | 0 | 0 | 0 | 0 | 0 | 0 | 0 | 0 | 0 | 0 | 0 | 0 | 0 | 0 | 0 | 0 | 0 | 0 | 0 | 0 | 0 | 0 | 0 | 0 | 0 | 0 | 0 | 0 | 0
NEM | OCGT / Diesel | 0.005753 | 0.0056949 | 0.0055986 | 0.0053394 | 0.0050949 | 0.0048615 | 0.0046513 | 0.0045568 | 0.0044641 | 0.0045044 | 0.004677 | 0.0090473 | 0.0086329 | 0.0082375 | 0.013855 | 0.013183 | 42723.5418 | 40766.7383 | 69327.7956 | 65967.4954 | 91712.3391 | 89691.9131 | 122068.4315 | 153414.2442 | 146387.6375 | 191689.2521 | 183398.9347 | 186536.6484 | 194063.3754
NEM | Hydro | 0 | 0 | 0 | 0 | 0 | 0 | 0 | 0 | 0 | 0 | 0 | 0 | 0 | 0 | 0 | 0 | 0 | 0 | 0 | 0 | 0 | 0 | 0 | 0 | 0 | 0 | 0 | 0 | 0
NEM | Wind | 718209.6967 | 685314.5975 | 919898.9048 | 1397848.277 | 1345406.4752 | 1322639.297 | 1456379.4442 | 1568828.2727 | 1579602.5538 | 1596391.9413 | 1571764.3646 | 1910603.4286 | 1927512.1291 | 1911662.1532 | 1849989.2369 | 1783587.0775 | 1884508.4777 | 1896103.9879 | 1822381.9439 | 1734051.621 | 1766930.4603 | 1795100.0364 | 1742400.3419 | 1670592.2833 | 1662728.3272 | 1497013.1256 | 1467099.9365 | 1340177.8695 | 1188383.3877
NEM | Solar PV | 0.0059634 | 0.0095806 | 0.010243 | 0.025788 | 6320.8304 | 13500.0001 | 48467.2506 | 79632.4464 | 75985.1594 | 84589.9199 | 96349.3678 | 215198.0395 | 248214.9433 | 236846.3209 | 237054.0245 | 235810.9568 | 342496.9002 | 338189.3993 | 360741.3918 | 396206.7031 | 451930.3073 | 536101.0411 | 524089.0648 | 498686.6041 | 475845.9962 | 525794.9088 | 503054.9439 | 478672.0015 | 478355.6587
NEM | Grid Battery | 0.0052081 | 0.0072664 | 0.0069521 | 0.0089134 | 0.011474 | 0.011443 | 0.014314 | 0.031965 | 0.033556 | 0.033773 | 0.033608 | 52250.1196 | 59021.233 | 56317.9704 | 67916.1166 | 64624.2401 | 72845.1868 | 69508.766 | 79365.1549 | 75518.3465 | 95237.6949 | 103328.9014 | 98860.0573 | 96952.7054 | 92512.1224 | 112479.471 | 107614.8751 | 115433.2082 | 110146.1906
NEM | Pumped Hydro | 0 | 0 | 0.019492 | 0.024345 | 0.023481 | 0.026245 | 0.028546 | 0.040055 | 21205.0913 | 24099.6891 | 23636.6322 | 213176.0222 | 237560.8173 | 226680.1691 | 265652.1562 | 252776.0653 | 347535.4636 | 331617.8086 | 345063.5487 | 328338.4082 | 435067.8947 | 496380.2923 | 474912.4735 | 457061.8449 | 436127.7144 | 419812.3088 | 401655.9583 | 391833.8534 | 373887.2645
NEM | VPP | 0 | 0 | 0 | 0 | 0 | 0 | 0 | 0 | 0 | 0 | 0 | 0 | 0 | 0 | 0 | 0 | 0 | 0 | 0 | 0 | 0 | 0 | 0 | 0 | 0 | 0 | 0 | 0 | 0
Total excluding storage |  | 718209.7107 | 685314.615 | 919898.923 | 1397848.3111 | 1351727.3135 | 1336139.3047 | 1504846.7021 | 1648460.7264 | 1655587.7203 | 1680981.8683 | 1668113.7397 | 2125801.4808 | 2175727.0846 | 2148508.4857 | 2087043.2785 | 2019398.0505 | 2269728.9236 | 2275060.1292 | 2252451.1351 | 2196225.8231 | 2310573.111 | 2420892.9949 | 2388557.8427 | 2322693.136 | 2284961.965 | 2214497.2898 | 2153553.8183 | 2005386.5227 | 1860802.4247
Region | Technology | 2021-22 | 2022-23 | 2023-24 | 2024-25 | 2025-26 | 2026-27 | 2027-28 | 2028-29 | 2029-30 | 2030-31 | 2031-32 | 2032-33 | 2033-34 | 2034-35 | 2035-36 | 2036-37 | 2037-38 | 2038-39 | 2039-40 | 2040-41 | 2041-42 | 2042-43 | 2043-44 | 2044-45 | 2045-46 | 2046-47 | 2047-48 | 2048-49 | 2049-50
NSW1 | Black Coal | 0 | 0 | 0 | 0 | 0 | 0 | 0 | 0 | 0 | 0 | 0 | 0 | 0 | 0 | 0 | 0 | 0 | 0 | 0 | 0 | 0 | 0 | 0 | 0 | 0 | 0 | 0 | 0 | 0
NSW1 | Brown Coal | 0 | 0 | 0 | 0 | 0 | 0 | 0 | 0 | 0 | 0 | 0 | 0 | 0 | 0 | 0 | 0 | 0 | 0 | 0 | 0 | 0 | 0 | 0 | 0 | 0 | 0 | 0 | 0 | 0
NSW1 | CCGT | 0.00049532 | 0.0004938 | 0.00050878 | 0.00061921 | 0.00059085 | 0.00056379 | 0.00056988 | 0.00056247 | 0.00055396 | 0.0005387 | 0.00054291 | 0.00092104 | 0.00087886 | 0.0008386 | 0.00080234 | 0.00076345 | 0.0010863 | 0.0010365 | 0.0009917 | 0.00094363 | 0.001091 | 0.001041 | 0.0011654 | 0.0011089 | 0.0010581 | 0.00085638 | 0.00081277 | 0.00080912 | 0.00073026
NSW1 | Gas - Steam | 0 | 0 | 0 | 0 | 0 | 0 | 0 | 0 | 0 | 0 | 0 | 0 | 0 | 0 | 0 | 0 | 0 | 0 | 0 | 0 | 0 | 0 | 0 | 0 | 0 | 0 | 0 | 0 | 0
NSW1 | OCGT / Diesel | 0.001144 | 0.0011483 | 0.0011734 | 0.0011287 | 0.001077 | 0.0010276 | 0.0009832 | 0.00093554 | 0.0008927 | 0.00088485 | 0.0008904 | 0.0030533 | 0.0029134 | 0.00278 | 0.005082 | 0.0048357 | 39889.5709 | 38062.5676 | 36416.4098 | 34651.3159 | 33064.2327 | 31549.8404 | 46983.0919 | 60586.0336 | 57811.1008 | 55163.2637 | 52777.5224 | 50812.4662 | 48485.1777
NSW1 | Hydro | 0 | 0 | 0 | 0 | 0 | 0 | 0 | 0 | 0 | 0 | 0 | 0 | 0 | 0 | 0 | 0 | 0 | 0 | 0 | 0 | 0 | 0 | 0 | 0 | 0 | 0 | 0 | 0 | 0
NSW1 | Wind | 169306.285 | 161551.8002 | 371393.8611 | 535667.4816 | 511133.0944 | 487722.4198 | 466629.0435 | 453083.7544 | 432331.8269 | 501667.9606 | 499823.261 | 796202.6013 | 759735.3062 | 724938.269 | 693585.6082 | 667328.5062 | 636763.842 | 669163.9651 | 640223.4713 | 609192.0071 | 625166.7163 | 619077.2207 | 592302.9152 | 563594.147 | 572926.6544 | 539532.8608 | 551029.4802 | 460727.5815 | 392307.5298
NSW1 | Solar PV | 0.0013643 | 0.0021506 | 0.0022557 | 0.0060887 | 5834.7681 | 12468.5966 | 11929.3493 | 44865.5269 | 42810.6173 | 40849.8719 | 39083.1685 | 109217.5645 | 126354.2904 | 120567.0709 | 125803.7048 | 129331.0655 | 188276.8854 | 191032.8966 | 201736.3962 | 224635.5026 | 256871.5671 | 298937.1327 | 291351.9042 | 277230.1532 | 264532.5888 | 281905.7989 | 269713.73 | 256640.7756 | 244886.2351
NSW1 | Grid Battery | 0.0010103 | 0.0013964 | 0.001336 | 0.0019318 | 0.0019585 | 0.0019386 | 0.0025064 | 0.002656 | 0.0032386 | 0.0035286 | 0.0037585 | 30091.8593 | 28713.6062 | 27398.4792 | 26213.5297 | 24942.9667 | 23800.5408 | 22710.4396 | 34590.7958 | 32914.1889 | 51786.4156 | 49414.5185 | 47277.4032 | 47870.2458 | 45677.7154 | 43585.6063 | 41700.5838 | 40096.3042 | 38259.8319
NSW1 | Pumped Hydro | 0 | 0 | 0.0050039 | 0.0060183 | 0.0057427 | 0.0054797 | 0.0062909 | 0.0062147 | 0.006397 | 0.0075436 | 0.0076166 | 75961.5157 | 72482.3622 | 69162.5594 | 87235.0997 | 83006.8371 | 95588.3417 | 91210.2496 | 115053.312 | 109476.7079 | 176450.838 | 168369.1201 | 161087.369 | 153279.5062 | 146259.0708 | 139560.182 | 133524.3809 | 127052.4889 | 121233.2909
NSW1 | VPP | 0 | 0 | 0 | 0 | 0 | 0 | 0 | 0 | 0 | 0 | 0 | 0 | 0 | 0 | 0 | 0 | 0 | 0 | 0 | 0 | 0 | 0 | 0 | 0 | 0 | 0 | 0 | 0 | 0
Total excluding storage |  | 169306.288 | 161551.804 | 371393.865 | 535667.4894 | 516967.8642 | 500191.0181 | 478558.3943 | 497949.2828 | 475142.4457 | 542517.834 | 538906.431 | 905420.1698 | 886089.6004 | 845505.3436 | 819389.3189 | 796659.5773 | 864930.2993 | 898259.4303 | 878376.2783 | 868478.8265 | 915102.5173 | 949564.1948 | 930637.9125 | 901410.3349 | 895270.345 | 876601.9243 | 873520.7334 | 768180.8241 | 685678.9434
Region | Technology | 2021-22 | 2022-23 | 2023-24 | 2024-25 | 2025-26 | 2026-27 | 2027-28 | 2028-29 | 2029-30 | 2030-31 | 2031-32 | 2032-33 | 2033-34 | 2034-35 | 2035-36 | 2036-37 | 2037-38 | 2038-39 | 2039-40 | 2040-41 | 2041-42 | 2042-43 | 2043-44 | 2044-45 | 2045-46 | 2046-47 | 2047-48 | 2048-49 | 2049-50
QLD1 | Black Coal | 0 | 0 | 0 | 0 | 0 | 0 | 0 | 0 | 0 | 0 | 0 | 0 | 0 | 0 | 0 | 0 | 0 | 0 | 0 | 0 | 0 | 0 | 0 | 0 | 0 | 0 | 0 | 0 | 0
QLD1 | Brown Coal | 0 | 0 | 0 | 0 | 0 | 0 | 0 | 0 | 0 | 0 | 0 | 0 | 0 | 0 | 0 | 0 | 0 | 0 | 0 | 0 | 0 | 0 | 0 | 0 | 0 | 0 | 0 | 0 | 0
QLD1 | CCGT | 0.00053065 | 0.00052146 | 0.00052988 | 0.00069919 | 0.00066717 | 0.00063661 | 0.00062958 | 0.00065015 | 0.00064861 | 0.0006545 | 0.00073739 | 0.00092789 | 0.00088539 | 0.00084484 | 0.0008083 | 0.00076912 | 0.00082043 | 0.00078285 | 0.00094159 | 0.00089595 | 0.00085491 | 0.00092189 | 0.00088202 | 0.00083927 | 0.00080083 | 0.00061315 | 0.00058194 | 0.00054418 | 0.00045891
QLD1 | Gas - Steam | 0 | 0 | 0 | 0 | 0 | 0 | 0 | 0 | 0 | 0 | 0 | 0 | 0 | 0 | 0 | 0 | 0 | 0 | 0 | 0 | 0 | 0 | 0 | 0 | 0 | 0 | 0 | 0 | 0
QLD1 | OCGT / Diesel | 0.0011611 | 0.001164 | 0.0011674 | 0.0011108 | 0.0010599 | 0.0010114 | 0.00096762 | 0.00098588 | 0.00095686 | 0.0009821 | 0.0011276 | 0.0016586 | 0.0015826 | 0.0015102 | 0.0014448 | 0.0013748 | 0.0016871 | 0.0016098 | 30324.1682 | 28854.3636 | 27532.7897 | 28451.8851 | 27221.3771 | 25901.9641 | 24715.6146 | 75589.995 | 72320.8235 | 80249.4073 | 76573.8619
QLD1 | Hydro | 0 | 0 | 0 | 0 | 0 | 0 | 0 | 0 | 0 | 0 | 0 | 0 | 0 | 0 | 0 | 0 | 0 | 0 | 0 | 0 | 0 | 0 | 0 | 0 | 0 | 0 | 0 | 0 | 0
QLD1 | Wind | 463606.356 | 442372.477 | 423240.4287 | 541094.4156 | 527893.2475 | 503714.9306 | 482697.1936 | 526512.2165 | 502397.153 | 479386.5962 | 478997.4803 | 498828.9184 | 562318.0738 | 536563.0477 | 526140.0111 | 516508.6302 | 536440.0511 | 511870.2775 | 489732.5365 | 465995.3278 | 478381.4676 | 514961.3079 | 492689.8839 | 480509.8006 | 472950.3199 | 336437.3792 | 321886.8887 | 324007.0089 | 325442.5539
QLD1 | Solar PV | 0.0018217 | 0.0030138 | 0.0031339 | 0.0064247 | 0.0061936 | 0.0060761 | 0.0059216 | 0.0064002 | 0.0062283 | 0.0067862 | 7510.5009 | 19049.8961 | 38911.6251 | 37129.4133 | 35523.6132 | 33801.7929 | 71079.2579 | 67823.7193 | 69118.792 | 86041.7571 | 99088.6201 | 145589.3655 | 139292.8099 | 132541.3236 | 126470.7286 | 140490.6738 | 134414.6298 | 127899.5875 | 128312.1317
QLD1 | Grid Battery | 0.0010642 | 0.0014171 | 0.0013558 | 0.0018146 | 0.0025543 | 0.0024373 | 0.0036026 | 0.019968 | 0.019054 | 0.018181 | 0.017395 | 19460.9696 | 27733.8762 | 26463.6223 | 25319.1042 | 24091.8938 | 32931.2752 | 31422.9725 | 30063.9688 | 28606.776 | 27296.5416 | 38499.5574 | 36834.5003 | 35049.1414 | 33443.8369 | 56116.603 | 53689.6305 | 63704.7696 | 60786.9939
QLD1 | Pumped Hydro | 0 | 0 | 0.0027706 | 0.0036746 | 0.0035522 | 0.0042208 | 0.0043981 | 0.015828 | 0.015103 | 0.014411 | 0.013788 | 39497.6434 | 71837.1735 | 68546.9212 | 65582.3537 | 62403.5941 | 128378.9411 | 122498.9895 | 117201.0634 | 111520.3584 | 109521.8479 | 185744.7515 | 177711.5263 | 169097.8949 | 161352.9531 | 157622.6512 | 150805.6712 | 153142.2144 | 146128.0671
QLD1 | VPP | 0 | 0 | 0 | 0 | 0 | 0 | 0 | 0 | 0 | 0 | 0 | 0 | 0 | 0 | 0 | 0 | 0 | 0 | 0 | 0 | 0 | 0 | 0 | 0 | 0 | 0 | 0 | 0 | 0
Total excluding storage |  | 463606.3595 | 442372.4817 | 423240.4335 | 541094.4238 | 527893.2554 | 503714.9383 | 482697.2011 | 526512.2246 | 502397.1608 | 479386.6046 | 486507.983 | 517878.8171 | 601229.7014 | 573692.4633 | 561663.6266 | 550310.4252 | 607519.3114 | 579693.9993 | 589175.4976 | 580891.4494 | 605002.8782 | 689002.5595 | 659204.0718 | 638953.0892 | 624136.6638 | 552518.0486 | 528622.3425 | 532156.0043 | 530328.548
Region | Technology | 2021-22 | 2022-23 | 2023-24 | 2024-25 | 2025-26 | 2026-27 | 2027-28 | 2028-29 | 2029-30 | 2030-31 | 2031-32 | 2032-33 | 2033-34 | 2034-35 | 2035-36 | 2036-37 | 2037-38 | 2038-39 | 2039-40 | 2040-41 | 2041-42 | 2042-43 | 2043-44 | 2044-45 | 2045-46 | 2046-47 | 2047-48 | 2048-49 | 2049-50
VIC1 | Black Coal | 0 | 0 | 0 | 0 | 0 | 0 | 0 | 0 | 0 | 0 | 0 | 0 | 0 | 0 | 0 | 0 | 0 | 0 | 0 | 0 | 0 | 0 | 0 | 0 | 0 | 0 | 0 | 0 | 0
VIC1 | Brown Coal | 0 | 0 | 0 | 0 | 0 | 0 | 0 | 0 | 0 | 0 | 0 | 0 | 0 | 0 | 0 | 0 | 0 | 0 | 0 | 0 | 0 | 0 | 0 | 0 | 0 | 0 | 0 | 0 | 0
VIC1 | CCGT | 0.00047592 | 0.00045412 | 0.00045364 | 0.0007217 | 0.00068865 | 0.00065711 | 0.00062869 | 0.0006514 | 0.00062156 | 0.0005931 | 0.00061412 | 0.00076525 | 0.0007302 | 0.00069676 | 0.00066662 | 0.00063431 | 0.00076189 | 0.00072699 | 0.00075751 | 0.00072079 | 0.0011624 | 0.0011092 | 0.0013204 | 0.0012564 | 0.0011988 | 0.00099665 | 0.00095355 | 0.0011393 | 0.00099731
VIC1 | Gas - Steam | 0 | 0 | 0 | 0 | 0 | 0 | 0 | 0 | 0 | 0 | 0 | 0 | 0 | 0 | 0 | 0 | 0 | 0 | 0 | 0 | 0 | 0 | 0 | 0 | 0 | 0 | 0 | 0 | 0
VIC1 | OCGT / Diesel | 0.0011572 | 0.0011457 | 0.0011177 | 0.0010635 | 0.0010148 | 0.00096834 | 0.00092646 | 0.00090306 | 0.00089173 | 0.00090051 | 0.00091068 | 0.0016874 | 0.0016101 | 0.0015363 | 0.0028986 | 0.0027581 | 0.0037518 | 0.00358 | 0.003618 | 0.0034426 | 21409.5554 | 20428.9651 | 31576.9779 | 51428.6879 | 49073.1755 | 46825.5487 | 44800.4031 | 42628.9394 | 56746.8592
VIC1 | Hydro | 0 | 0 | 0 | 0 | 0 | 0 | 0 | 0 | 0 | 0 | 0 | 0 | 0 | 0 | 0 | 0 | 0 | 0 | 0 | 0 | 0 | 0 | 0 | 0 | 0 | 0 | 0 | 0 | 0
VIC1 | Wind | 0.021532 | 0.020591 | 0.021164 | 130500.5548 | 124523.4301 | 157674.5544 | 287460.7605 | 320214.5842 | 305548.2673 | 291553.6901 | 283163.1618 | 269438.3173 | 275178.6043 | 335008.0264 | 320519.3537 | 304983.8753 | 429375.3147 | 429745.2656 | 412318.0402 | 392333.1469 | 381617.7995 | 389373.4326 | 372533.5249 | 354476.9219 | 357298.4772 | 340933.6549 | 326188.7063 | 310378.4241 | 255775.2538
VIC1 | Solar PV | 0.00061509 | 0.00086446 | 0.00089186 | 0.0043763 | 486.0377 | 1031.3799 | 36537.8679 | 34766.887 | 33174.5104 | 43739.8886 | 46972.9479 | 84282.7074 | 80422.4307 | 76738.9605 | 73420.0977 | 69861.4447 | 66661.6855 | 63608.4785 | 66991.8675 | 63744.7896 | 75183.2363 | 71739.7293 | 68637.0769 | 65310.2556 | 62318.9462 | 81906.3256 | 78363.9807 | 74565.6989 | 85433.2775
VIC1 | Grid Battery | 0.0010461 | 0.0014822 | 0.0014181 | 0.0018386 | 0.0025723 | 0.0026232 | 0.0028704 | 0.0032346 | 0.0037239 | 0.0042412 | 0.0045247 | 0.041999 | 0.040075 | 0.038239 | 0.036596 | 0.034822 | 0.033236 | 0.031713 | 0.030346 | 0.028875 | 0.028975 | 0.027461 | 0.026274 | 0.028611 | 0.026985 | 0.025703 | 0.024454 | 0.023078 | 0.021783
VIC1 | Pumped Hydro | 0 | 0 | 0.0031283 | 0.0062818 | 0.0059941 | 0.0074619 | 0.0071392 | 0.0068609 | 0.0086462 | 0.0093939 | 0.010895 | 35764.0349 | 34125.9874 | 32562.9651 | 58866.5409 | 56013.295 | 70963.46 | 67713.2251 | 64784.7139 | 61644.6157 | 102743.2344 | 98037.4374 | 93797.4424 | 94419.3574 | 90094.8066 | 85968.3269 | 82250.3057 | 78263.6548 | 74679.0599
VIC1 | VPP | 0 | 0 | 0 | 0 | 0 | 0 | 0 | 0 | 0 | 0 | 0 | 0 | 0 | 0 | 0 | 0 | 0 | 0 | 0 | 0 | 0 | 0 | 0 | 0 | 0 | 0 | 0 | 0 | 0
Total excluding storage |  | 0.02378 | 0.023055 | 0.023627 | 130500.561 | 125009.4695 | 158705.9359 | 323998.63 | 354981.4727 | 338722.7793 | 335293.5802 | 330136.1112 | 353721.0271 | 355601.0373 | 411746.9892 | 393939.455 | 374845.3233 | 496037.0047 | 493353.7484 | 479309.912 | 456077.9407 | 478210.5923 | 481542.1281 | 472747.581 | 471215.8667 | 468690.6 | 469665.5302 | 449353.0909 | 427573.0636 | 397955.3915
Region | Technology | 2021-22 | 2022-23 | 2023-24 | 2024-25 | 2025-26 | 2026-27 | 2027-28 | 2028-29 | 2029-30 | 2030-31 | 2031-32 | 2032-33 | 2033-34 | 2034-35 | 2035-36 | 2036-37 | 2037-38 | 2038-39 | 2039-40 | 2040-41 | 2041-42 | 2042-43 | 2043-44 | 2044-45 | 2045-46 | 2046-47 | 2047-48 | 2048-49 | 2049-50
SA1 | Black Coal | 0 | 0 | 0 | 0 | 0 | 0 | 0 | 0 | 0 | 0 | 0 | 0 | 0 | 0 | 0 | 0 | 0 | 0 | 0 | 0 | 0 | 0 | 0 | 0 | 0 | 0 | 0 | 0 | 0
SA1 | Brown Coal | 0 | 0 | 0 | 0 | 0 | 0 | 0 | 0 | 0 | 0 | 0 | 0 | 0 | 0 | 0 | 0 | 0 | 0 | 0 | 0 | 0 | 0 | 0 | 0 | 0 | 0 | 0 | 0 | 0
SA1 | CCGT | 0.00047102 | 0.00044945 | 0.00053845 | 0.00059871 | 0.00057128 | 0.00054512 | 0.00052154 | 0.00049626 | 0.00047353 | 0.00047274 | 0.0004669 | 0.00064375 | 0.00061426 | 0.00058613 | 0.00060717 | 0.00057774 | 0.00082436 | 0.0007866 | 0.00075258 | 0.0007161 | 0.00086721 | 0.00082749 | 0.00082177 | 0.00078194 | 0.00074612 | 0.00056618 | 0.00054169 | 0.00048197 | 0.00043317
SA1 | Gas - Steam | 0 | 0 | 0 | 0 | 0 | 0 | 0 | 0 | 0 | 0 | 0 | 0 | 0 | 0 | 0 | 0 | 0 | 0 | 0 | 0 | 0 | 0 | 0 | 0 | 0 | 0 | 0 | 0 | 0
SA1 | OCGT / Diesel | 0.0011589 | 0.0011467 | 0.0010971 | 0.0010439 | 0.00099611 | 0.00095049 | 0.00090938 | 0.00088121 | 0.00087196 | 0.00088053 | 0.00088722 | 0.0015625 | 0.0014909 | 0.0014226 | 0.0034838 | 0.003315 | 2833.9645 | 2704.1646 | 2587.2129 | 2461.8113 | 9705.7598 | 9261.2212 | 16286.9832 | 15497.5574 | 14787.7456 | 14110.4439 | 13500.1851 | 12845.8346 | 12257.4758
SA1 | Hydro | 0 | 0 | 0 | 0 | 0 | 0 | 0 | 0 | 0 | 0 | 0 | 0 | 0 | 0 | 0 | 0 | 0 | 0 | 0 | 0 | 0 | 0 | 0 | 0 | 0 | 0 | 0 | 0 | 0
SA1 | Wind | 33184.1356 | 31664.2515 | 39108.4463 | 108605.6436 | 103631.3393 | 98884.8693 | 106240.5479 | 161159.9559 | 153778.5839 | 146735.2949 | 140389.1804 | 183546.6503 | 175139.9337 | 167118.2575 | 168112.0181 | 159963.6723 | 152637.0954 | 155296.0043 | 155702.9873 | 148156.1041 | 163524.0742 | 158089.2377 | 176188.1862 | 168593.5562 | 160871.7139 | 187768.0341 | 179647.3045 | 168219.8264 | 141532.6411
SA1 | Solar PV | 0.0019316 | 0.0031855 | 0.0035589 | 0.0083443 | 0.017885 | 0.017083 | 0.027022 | 0.025732 | 0.024596 | 0.15168 | 2782.7497 | 2647.8707 | 2526.5964 | 2410.8755 | 2306.6082 | 2816.6531 | 16479.0709 | 15724.3043 | 22894.3353 | 21784.6531 | 20786.8829 | 19834.8127 | 24807.2729 | 23604.8708 | 22523.7317 | 21492.1098 | 20562.6029 | 19565.9387 | 19724.0137
SA1 | Grid Battery | 0.0010759 | 0.001586 | 0.0015174 | 0.0018114 | 0.0025149 | 0.0026142 | 0.0030804 | 0.0035608 | 0.004562 | 0.0047316 | 0.0048304 | 2697.2446 | 2573.7067 | 2455.827 | 16383.4426 | 15589.3414 | 16113.3342 | 15375.3188 | 14710.3558 | 13997.3487 | 16154.7045 | 15414.7942 | 14748.1239 | 14033.286 | 13390.5398 | 12777.2325 | 12224.6332 | 11632.1081 | 11099.3394
SA1 | Pumped Hydro | 0 | 0 | 0.0034803 | 0.0034864 | 0.0033267 | 0.003723 | 0.003562 | 0.0034382 | 0.0035973 | 0.0038243 | 0.0038088 | 0.0069637 | 0.0066448 | 0.0063404 | 0.0071467 | 0.0068003 | 0.0087835 | 0.0083812 | 0.0080188 | 0.0076301 | 0.0093423 | 0.0089144 | 0.0085289 | 0.010784 | 0.01029 | 0.0098187 | 0.009394 | 0.0089387 | 0.0085293
SA1 | VPP | 0 | 0 | 0 | 0 | 0 | 0 | 0 | 0 | 0 | 0 | 0 | 0 | 0 | 0 | 0 | 0 | 0 | 0 | 0 | 0 | 0 | 0 | 0 | 0 | 0 | 0 | 0 | 0 | 0
Total excluding storage |  | 33184.1391 | 31664.2562 | 39108.4515 | 108605.6536 | 103631.3587 | 98884.8879 | 106240.5763 | 161159.983 | 153778.6098 | 146735.4479 | 143171.9315 | 186194.5232 | 177666.5322 | 169529.1351 | 170418.6304 | 162780.3293 | 171950.1316 | 173724.4739 | 181184.5363 | 172402.5692 | 194016.7178 | 187185.2724 | 217282.4431 | 207695.9852 | 198183.1919 | 223370.5884 | 213710.093 | 200631.6002 | 173514.131
Region | Technology | 2021-22 | 2022-23 | 2023-24 | 2024-25 | 2025-26 | 2026-27 | 2027-28 | 2028-29 | 2029-30 | 2030-31 | 2031-32 | 2032-33 | 2033-34 | 2034-35 | 2035-36 | 2036-37 | 2037-38 | 2038-39 | 2039-40 | 2040-41 | 2041-42 | 2042-43 | 2043-44 | 2044-45 | 2045-46 | 2046-47 | 2047-48 | 2048-49 | 2049-50
TAS1 | Black Coal | 0 | 0 | 0 | 0 | 0 | 0 | 0 | 0 | 0 | 0 | 0 | 0 | 0 | 0 | 0 | 0 | 0 | 0 | 0 | 0 | 0 | 0 | 0 | 0 | 0 | 0 | 0 | 0 | 0
TAS1 | Brown Coal | 0 | 0 | 0 | 0 | 0 | 0 | 0 | 0 | 0 | 0 | 0 | 0 | 0 | 0 | 0 | 0 | 0 | 0 | 0 | 0 | 0 | 0 | 0 | 0 | 0 | 0 | 0 | 0 | 0
TAS1 | CCGT | 0.00038891 | 0.0003711 | 0.00035505 | 0.00033784 | 0.00032237 | 0.0003076 | 0.00034425 | 0.00035754 | 0.00034116 | 0.00034895 | 0.00033385 | 0.00039246 | 0.00037449 | 0.00035733 | 0.00034188 | 0.00032531 | 0.00034449 | 0.00032871 | 0.0003729 | 0.00035483 | 0.00038973 | 0.00037188 | 0.00035579 | 0.00033855 | 0.00032304 | 0.0002053 | 0.00019642 | 0.00025062 | 0.00023914
TAS1 | Gas - Steam | 0 | 0 | 0 | 0 | 0 | 0 | 0 | 0 | 0 | 0 | 0 | 0 | 0 | 0 | 0 | 0 | 0 | 0 | 0 | 0 | 0 | 0 | 0 | 0 | 0 | 0 | 0 | 0 | 0
TAS1 | OCGT / Diesel | 0.0011318 | 0.0010902 | 0.0010431 | 0.00099252 | 0.00094706 | 0.00090368 | 0.0008646 | 0.00085114 | 0.00085085 | 0.00085637 | 0.00086115 | 0.0010856 | 0.0010358 | 0.0009884 | 0.00094565 | 0.00089981 | 0.001022 | 0.0009752 | 0.0012028 | 0.0011445 | 0.0013907 | 0.001327 | 0.0012696 | 0.0012081 | 0.0011527 | 0.00074966 | 0.00071406 | 0.00086109 | 0.00082165
TAS1 | Hydro | 0 | 0 | 0 | 0 | 0 | 0 | 0 | 0 | 0 | 0 | 0 | 0 | 0 | 0 | 0 | 0 | 0 | 0 | 0 | 0 | 0 | 0 | 0 | 0 | 0 | 0 | 0 | 0 | 0
TAS1 | Wind | 52112.8985 | 49726.0482 | 86156.1475 | 81980.1814 | 78225.3639 | 74642.5228 | 113351.8987 | 107857.7616 | 185546.7227 | 177048.3995 | 169391.281 | 162586.9413 | 155140.2111 | 148034.5526 | 141632.2457 | 134802.3935 | 129292.1745 | 130028.4754 | 124404.9086 | 118375.035 | 118240.4027 | 113598.8375 | 108685.8317 | 103417.8577 | 98681.1619 | 92341.1966 | 88347.5568 | 76845.0287 | 73325.4091
TAS1 | Solar PV | 0.00023072 | 0.00036623 | 0.00040217 | 0.00055433 | 0.00052894 | 0.00050472 | 0.00048289 | 0.00045948 | 0.00079293 | 0.00088 | 0.00084194 | 0.00080113 | 0.00076444 | 0.00072943 | 0.00069788 | 0.00066405 | 0.00063798 | 0.0006119 | 0.00071579 | 0.00078562 | 0.00091951 | 0.00097935 | 0.00093699 | 0.00089157 | 0.00085074 | 0.00075269 | 0.00067481 | 0.00075837 | 0.00068118
TAS1 | Grid Battery | 0.0010116 | 0.0013847 | 0.0013248 | 0.0015171 | 0.0018742 | 0.0018295 | 0.0022541 | 0.0025459 | 0.0029781 | 0.0030907 | 0.0030994 | 0.0040362 | 0.0038513 | 0.0036749 | 0.003516 | 0.0033456 | 0.0034554 | 0.0033021 | 0.0041621 | 0.0039604 | 0.0042751 | 0.0039152 | 0.0037459 | 0.0034639 | 0.0033203 | 0.0034571 | 0.0031482 | 0.0032375 | 0.0035693
TAS1 | Pumped Hydro | 0 | 0 | 0.0051087 | 0.0048834 | 0.0048655 | 0.0053593 | 0.0071559 | 0.0077128 | 21205.0576 | 24099.6539 | 23636.596 | 61952.8213 | 59115.2875 | 56407.7171 | 53968.1548 | 51352.3324 | 52604.7121 | 50195.3359 | 48024.4513 | 45696.7186 | 46351.9652 | 44228.9744 | 42316.1273 | 40265.0756 | 38420.8736 | 36661.139 | 35075.5911 | 33375.4864 | 31846.8381
TAS1 | VPP | 0 | 0 | 0 | 0 | 0 | 0 | 0 | 0 | 0 | 0 | 0 | 0 | 0 | 0 | 0 | 0 | 0 | 0 | 0 | 0 | 0 | 0 | 0 | 0 | 0 | 0 | 0 | 0 | 0
Total excluding storage |  | 52112.9003 | 49726.05 | 86156.1493 | 81980.1833 | 78225.3657 | 74642.5245 | 113351.9004 | 107857.7633 | 185546.7247 | 177048.4016 | 169391.2831 | 162586.9436 | 155140.2133 | 148034.5546 | 141632.2477 | 134802.3954 | 129292.1765 | 130028.4773 | 124404.9109 | 118375.0373 | 118240.4054 | 113598.8402 | 108685.8342 | 103417.8601 | 98681.1642 | 92341.1983 | 88347.5584 | 76845.0305 | 73325.4108

## Marinus_REHAB Cost
Rehabilition cost by technology ($000s) - Marinus Link, Step Change No State Based Schemes Sensitivity
REHAB | Real June 2020 dollars discounted to 1 July 2020
Explicitly modelled generation
Region | Technology | 2021-22 | 2022-23 | 2023-24 | 2024-25 | 2025-26 | 2026-27 | 2027-28 | 2028-29 | 2029-30 | 2030-31 | 2031-32 | 2032-33 | 2033-34 | 2034-35 | 2035-36 | 2036-37 | 2037-38 | 2038-39 | 2039-40 | 2040-41 | 2041-42 | 2042-43 | 2043-44 | 2044-45 | 2045-46 | 2046-47 | 2047-48 | 2048-49 | 2049-50
NEM | Black Coal | 0 | 0 | 0 | 215078.6523 | 86948.6122 | 1914.83 | 4878.1079 | 0 | 7061.0845 | 0.00024096 | 212.4115 | 1.5421e-05 | 27140.7305 | 0 | 0 | 1207.3588 | 0 | 5.4516e-06 | 0 | 3754.263 | 5786.3057 | 0 | 1942.3937 | 0.00027336 | 1.4835e-05 | 0 | 814.2682 | 0 | 0
NEM | Brown Coal | 0 | 0 | 0 | 155168.993 | 7145.5934 | 29432.9246 | 124528.7175 | 0.0033633 | 5.7487e-05 | 1.3253e-05 | 4.7431e-06 | 0 | 0 | 0 | 0 | 0 | 0 | 3.2168e-05 | 0 | 0 | 0 | 0 | 0 | 0 | 0 | 0 | 8.2756e-07 | 0 | 0
NEM | CCGT | 0 | 0 | 0 | 0 | 0 | 0 | 0 | 0 | 0 | 0 | 0 | 0 | 0 | 0 | 0 | 0 | 0 | 0 | 0 | 0 | 0 | 0 | 0 | 0 | 0 | 0 | 0 | 0 | 0
NEM | Gas - Steam | 0 | 0 | 0 | 0 | 0 | 0 | 0 | 0 | 0 | 0 | 0 | 0 | 0 | 0 | 0 | 0 | 0 | 0 | 0 | 0 | 0 | 0 | 0 | 0 | 0 | 0 | 0 | 0 | 0
NEM | OCGT / Diesel | 0 | 0 | 0 | 0 | 0 | 0 | 0 | 0 | 0 | 0 | 0 | 0 | 0 | 0 | 0 | 0 | 0 | 0 | 0 | 0 | 0 | 0 | 0 | 0 | 0 | 0 | 0 | 0 | 0
NEM | Hydro | 0 | 0 | 0 | 0 | 0 | 0 | 0 | 0 | 0 | 0 | 0 | 0 | 0 | 0 | 0 | 0 | 0 | 0 | 0 | 0 | 0 | 0 | 0 | 0 | 0 | 0 | 0 | 0 | 0
NEM | Wind | 0 | 0 | 0 | 0 | 0 | 0 | 0 | 0 | 0 | 0 | 0 | 0 | 0 | 0 | 0 | 0 | 0 | 0 | 0 | 0 | 0 | 0 | 0 | 0 | 0 | 0 | 0 | 0 | 0
NEM | Solar PV | 0 | 0 | 0 | 0 | 0 | 0 | 0 | 0 | 0 | 0 | 0 | 0 | 0 | 0 | 0 | 0 | 0 | 0 | 0 | 0 | 0 | 0 | 0 | 0 | 0 | 0 | 0 | 0 | 0
NEM | Grid Battery | 0 | 0 | 0 | 0 | 0 | 0 | 0 | 0 | 0 | 0 | 0 | 0 | 0 | 0 | 0 | 0 | 0 | 0 | 0 | 0 | 0 | 0 | 0 | 0 | 0 | 0 | 0 | 0 | 0
NEM | Pumped Hydro | 0 | 0 | 0 | 0 | 0 | 0 | 0 | 0 | 0 | 0 | 0 | 0 | 0 | 0 | 0 | 0 | 0 | 0 | 0 | 0 | 0 | 0 | 0 | 0 | 0 | 0 | 0 | 0 | 0
NEM | VPP | 0 | 0 | 0 | 0 | 0 | 0 | 0 | 0 | 0 | 0 | 0 | 0 | 0 | 0 | 0 | 0 | 0 | 0 | 0 | 0 | 0 | 0 | 0 | 0 | 0 | 0 | 0 | 0 | 0
Total excluding storage |  | 0 | 0 | 0 | 370247.6452 | 94094.2055 | 31347.7546 | 129406.8254 | 0.0033633 | 7061.0846 | 0.00025421 | 212.4115 | 1.5421e-05 | 27140.7305 | 0 | 0 | 1207.3588 | 0 | 3.762e-05 | 0 | 3754.263 | 5786.3057 | 0 | 1942.3937 | 0.00027336 | 1.4835e-05 | 0 | 814.2682 | 0 | 0
Region | Technology | 2021-22 | 2022-23 | 2023-24 | 2024-25 | 2025-26 | 2026-27 | 2027-28 | 2028-29 | 2029-30 | 2030-31 | 2031-32 | 2032-33 | 2033-34 | 2034-35 | 2035-36 | 2036-37 | 2037-38 | 2038-39 | 2039-40 | 2040-41 | 2041-42 | 2042-43 | 2043-44 | 2044-45 | 2045-46 | 2046-47 | 2047-48 | 2048-49 | 2049-50
NSW1 | Black Coal | 0 | 0 | 0 | 29916.6568 | 86948.6107 | 3.0701e-06 | 0 | 0 | 3.2278e-06 | 7.2305e-06 | 212.4114 | 0 | 0 | 0 | 0 | 0 | 0 | 0 | 0 | 0 | 1828.2079 | 0 | 0 | 0 | 0 | 0 | 0 | 0 | 0
NSW1 | Brown Coal | 0 | 0 | 0 | 0 | 0 | 0 | 0 | 0 | 0 | 0 | 0 | 0 | 0 | 0 | 0 | 0 | 0 | 0 | 0 | 0 | 0 | 0 | 0 | 0 | 0 | 0 | 0 | 0 | 0
NSW1 | CCGT | 0 | 0 | 0 | 0 | 0 | 0 | 0 | 0 | 0 | 0 | 0 | 0 | 0 | 0 | 0 | 0 | 0 | 0 | 0 | 0 | 0 | 0 | 0 | 0 | 0 | 0 | 0 | 0 | 0
NSW1 | Gas - Steam | 0 | 0 | 0 | 0 | 0 | 0 | 0 | 0 | 0 | 0 | 0 | 0 | 0 | 0 | 0 | 0 | 0 | 0 | 0 | 0 | 0 | 0 | 0 | 0 | 0 | 0 | 0 | 0 | 0
NSW1 | OCGT / Diesel | 0 | 0 | 0 | 0 | 0 | 0 | 0 | 0 | 0 | 0 | 0 | 0 | 0 | 0 | 0 | 0 | 0 | 0 | 0 | 0 | 0 | 0 | 0 | 0 | 0 | 0 | 0 | 0 | 0
NSW1 | Hydro | 0 | 0 | 0 | 0 | 0 | 0 | 0 | 0 | 0 | 0 | 0 | 0 | 0 | 0 | 0 | 0 | 0 | 0 | 0 | 0 | 0 | 0 | 0 | 0 | 0 | 0 | 0 | 0 | 0
NSW1 | Wind | 0 | 0 | 0 | 0 | 0 | 0 | 0 | 0 | 0 | 0 | 0 | 0 | 0 | 0 | 0 | 0 | 0 | 0 | 0 | 0 | 0 | 0 | 0 | 0 | 0 | 0 | 0 | 0 | 0
NSW1 | Solar PV | 0 | 0 | 0 | 0 | 0 | 0 | 0 | 0 | 0 | 0 | 0 | 0 | 0 | 0 | 0 | 0 | 0 | 0 | 0 | 0 | 0 | 0 | 0 | 0 | 0 | 0 | 0 | 0 | 0
NSW1 | Grid Battery | 0 | 0 | 0 | 0 | 0 | 0 | 0 | 0 | 0 | 0 | 0 | 0 | 0 | 0 | 0 | 0 | 0 | 0 | 0 | 0 | 0 | 0 | 0 | 0 | 0 | 0 | 0 | 0 | 0
NSW1 | Pumped Hydro | 0 | 0 | 0 | 0 | 0 | 0 | 0 | 0 | 0 | 0 | 0 | 0 | 0 | 0 | 0 | 0 | 0 | 0 | 0 | 0 | 0 | 0 | 0 | 0 | 0 | 0 | 0 | 0 | 0
NSW1 | VPP | 0 | 0 | 0 | 0 | 0 | 0 | 0 | 0 | 0 | 0 | 0 | 0 | 0 | 0 | 0 | 0 | 0 | 0 | 0 | 0 | 0 | 0 | 0 | 0 | 0 | 0 | 0 | 0 | 0
Total excluding storage |  | 0 | 0 | 0 | 29916.6568 | 86948.6107 | 3.0701e-06 | 0 | 0 | 3.2278e-06 | 7.2305e-06 | 212.4114 | 0 | 0 | 0 | 0 | 0 | 0 | 0 | 0 | 0 | 1828.2079 | 0 | 0 | 0 | 0 | 0 | 0 | 0 | 0
Region | Technology | 2021-22 | 2022-23 | 2023-24 | 2024-25 | 2025-26 | 2026-27 | 2027-28 | 2028-29 | 2029-30 | 2030-31 | 2031-32 | 2032-33 | 2033-34 | 2034-35 | 2035-36 | 2036-37 | 2037-38 | 2038-39 | 2039-40 | 2040-41 | 2041-42 | 2042-43 | 2043-44 | 2044-45 | 2045-46 | 2046-47 | 2047-48 | 2048-49 | 2049-50
QLD1 | Black Coal | 0 | 0 | 0 | 185161.9955 | 0.0015181 | 1914.83 | 4878.1079 | 0 | 7061.0845 | 0.00023372 | 1.8103e-05 | 1.5421e-05 | 27140.7305 | 0 | 0 | 1207.3588 | 0 | 5.4516e-06 | 0 | 3754.263 | 3958.0978 | 0 | 1942.3937 | 0.00027336 | 1.4835e-05 | 0 | 814.2682 | 0 | 0
QLD1 | Brown Coal | 0 | 0 | 0 | 0 | 0 | 0 | 0 | 0 | 0 | 0 | 0 | 0 | 0 | 0 | 0 | 0 | 0 | 0 | 0 | 0 | 0 | 0 | 0 | 0 | 0 | 0 | 0 | 0 | 0
QLD1 | CCGT | 0 | 0 | 0 | 0 | 0 | 0 | 0 | 0 | 0 | 0 | 0 | 0 | 0 | 0 | 0 | 0 | 0 | 0 | 0 | 0 | 0 | 0 | 0 | 0 | 0 | 0 | 0 | 0 | 0
QLD1 | Gas - Steam | 0 | 0 | 0 | 0 | 0 | 0 | 0 | 0 | 0 | 0 | 0 | 0 | 0 | 0 | 0 | 0 | 0 | 0 | 0 | 0 | 0 | 0 | 0 | 0 | 0 | 0 | 0 | 0 | 0
QLD1 | OCGT / Diesel | 0 | 0 | 0 | 0 | 0 | 0 | 0 | 0 | 0 | 0 | 0 | 0 | 0 | 0 | 0 | 0 | 0 | 0 | 0 | 0 | 0 | 0 | 0 | 0 | 0 | 0 | 0 | 0 | 0
QLD1 | Hydro | 0 | 0 | 0 | 0 | 0 | 0 | 0 | 0 | 0 | 0 | 0 | 0 | 0 | 0 | 0 | 0 | 0 | 0 | 0 | 0 | 0 | 0 | 0 | 0 | 0 | 0 | 0 | 0 | 0
QLD1 | Wind | 0 | 0 | 0 | 0 | 0 | 0 | 0 | 0 | 0 | 0 | 0 | 0 | 0 | 0 | 0 | 0 | 0 | 0 | 0 | 0 | 0 | 0 | 0 | 0 | 0 | 0 | 0 | 0 | 0
QLD1 | Solar PV | 0 | 0 | 0 | 0 | 0 | 0 | 0 | 0 | 0 | 0 | 0 | 0 | 0 | 0 | 0 | 0 | 0 | 0 | 0 | 0 | 0 | 0 | 0 | 0 | 0 | 0 | 0 | 0 | 0
QLD1 | Grid Battery | 0 | 0 | 0 | 0 | 0 | 0 | 0 | 0 | 0 | 0 | 0 | 0 | 0 | 0 | 0 | 0 | 0 | 0 | 0 | 0 | 0 | 0 | 0 | 0 | 0 | 0 | 0 | 0 | 0
QLD1 | Pumped Hydro | 0 | 0 | 0 | 0 | 0 | 0 | 0 | 0 | 0 | 0 | 0 | 0 | 0 | 0 | 0 | 0 | 0 | 0 | 0 | 0 | 0 | 0 | 0 | 0 | 0 | 0 | 0 | 0 | 0
QLD1 | VPP | 0 | 0 | 0 | 0 | 0 | 0 | 0 | 0 | 0 | 0 | 0 | 0 | 0 | 0 | 0 | 0 | 0 | 0 | 0 | 0 | 0 | 0 | 0 | 0 | 0 | 0 | 0 | 0 | 0
Total excluding storage |  | 0 | 0 | 0 | 185161.9955 | 0.0015181 | 1914.83 | 4878.1079 | 0 | 7061.0845 | 0.00023372 | 1.8103e-05 | 1.5421e-05 | 27140.7305 | 0 | 0 | 1207.3588 | 0 | 5.4516e-06 | 0 | 3754.263 | 3958.0978 | 0 | 1942.3937 | 0.00027336 | 1.4835e-05 | 0 | 814.2682 | 0 | 0
Region | Technology | 2021-22 | 2022-23 | 2023-24 | 2024-25 | 2025-26 | 2026-27 | 2027-28 | 2028-29 | 2029-30 | 2030-31 | 2031-32 | 2032-33 | 2033-34 | 2034-35 | 2035-36 | 2036-37 | 2037-38 | 2038-39 | 2039-40 | 2040-41 | 2041-42 | 2042-43 | 2043-44 | 2044-45 | 2045-46 | 2046-47 | 2047-48 | 2048-49 | 2049-50
VIC1 | Black Coal | 0 | 0 | 0 | 0 | 0 | 0 | 0 | 0 | 0 | 0 | 0 | 0 | 0 | 0 | 0 | 0 | 0 | 0 | 0 | 0 | 0 | 0 | 0 | 0 | 0 | 0 | 0 | 0 | 0
VIC1 | Brown Coal | 0 | 0 | 0 | 155168.993 | 7145.5934 | 29432.9246 | 124528.7175 | 0.0033633 | 5.7487e-05 | 1.3253e-05 | 4.7431e-06 | 0 | 0 | 0 | 0 | 0 | 0 | 3.2168e-05 | 0 | 0 | 0 | 0 | 0 | 0 | 0 | 0 | 8.2756e-07 | 0 | 0
VIC1 | CCGT | 0 | 0 | 0 | 0 | 0 | 0 | 0 | 0 | 0 | 0 | 0 | 0 | 0 | 0 | 0 | 0 | 0 | 0 | 0 | 0 | 0 | 0 | 0 | 0 | 0 | 0 | 0 | 0 | 0
VIC1 | Gas - Steam | 0 | 0 | 0 | 0 | 0 | 0 | 0 | 0 | 0 | 0 | 0 | 0 | 0 | 0 | 0 | 0 | 0 | 0 | 0 | 0 | 0 | 0 | 0 | 0 | 0 | 0 | 0 | 0 | 0
VIC1 | OCGT / Diesel | 0 | 0 | 0 | 0 | 0 | 0 | 0 | 0 | 0 | 0 | 0 | 0 | 0 | 0 | 0 | 0 | 0 | 0 | 0 | 0 | 0 | 0 | 0 | 0 | 0 | 0 | 0 | 0 | 0
VIC1 | Hydro | 0 | 0 | 0 | 0 | 0 | 0 | 0 | 0 | 0 | 0 | 0 | 0 | 0 | 0 | 0 | 0 | 0 | 0 | 0 | 0 | 0 | 0 | 0 | 0 | 0 | 0 | 0 | 0 | 0
VIC1 | Wind | 0 | 0 | 0 | 0 | 0 | 0 | 0 | 0 | 0 | 0 | 0 | 0 | 0 | 0 | 0 | 0 | 0 | 0 | 0 | 0 | 0 | 0 | 0 | 0 | 0 | 0 | 0 | 0 | 0
VIC1 | Solar PV | 0 | 0 | 0 | 0 | 0 | 0 | 0 | 0 | 0 | 0 | 0 | 0 | 0 | 0 | 0 | 0 | 0 | 0 | 0 | 0 | 0 | 0 | 0 | 0 | 0 | 0 | 0 | 0 | 0
VIC1 | Grid Battery | 0 | 0 | 0 | 0 | 0 | 0 | 0 | 0 | 0 | 0 | 0 | 0 | 0 | 0 | 0 | 0 | 0 | 0 | 0 | 0 | 0 | 0 | 0 | 0 | 0 | 0 | 0 | 0 | 0
VIC1 | Pumped Hydro | 0 | 0 | 0 | 0 | 0 | 0 | 0 | 0 | 0 | 0 | 0 | 0 | 0 | 0 | 0 | 0 | 0 | 0 | 0 | 0 | 0 | 0 | 0 | 0 | 0 | 0 | 0 | 0 | 0
VIC1 | VPP | 0 | 0 | 0 | 0 | 0 | 0 | 0 | 0 | 0 | 0 | 0 | 0 | 0 | 0 | 0 | 0 | 0 | 0 | 0 | 0 | 0 | 0 | 0 | 0 | 0 | 0 | 0 | 0 | 0
Total excluding storage |  | 0 | 0 | 0 | 155168.993 | 7145.5934 | 29432.9246 | 124528.7175 | 0.0033633 | 5.7487e-05 | 1.3253e-05 | 4.7431e-06 | 0 | 0 | 0 | 0 | 0 | 0 | 3.2168e-05 | 0 | 0 | 0 | 0 | 0 | 0 | 0 | 0 | 8.2756e-07 | 0 | 0
Region | Technology | 2021-22 | 2022-23 | 2023-24 | 2024-25 | 2025-26 | 2026-27 | 2027-28 | 2028-29 | 2029-30 | 2030-31 | 2031-32 | 2032-33 | 2033-34 | 2034-35 | 2035-36 | 2036-37 | 2037-38 | 2038-39 | 2039-40 | 2040-41 | 2041-42 | 2042-43 | 2043-44 | 2044-45 | 2045-46 | 2046-47 | 2047-48 | 2048-49 | 2049-50
SA1 | Black Coal | 0 | 0 | 0 | 0 | 0 | 0 | 0 | 0 | 0 | 0 | 0 | 0 | 0 | 0 | 0 | 0 | 0 | 0 | 0 | 0 | 0 | 0 | 0 | 0 | 0 | 0 | 0 | 0 | 0
SA1 | Brown Coal | 0 | 0 | 0 | 0 | 0 | 0 | 0 | 0 | 0 | 0 | 0 | 0 | 0 | 0 | 0 | 0 | 0 | 0 | 0 | 0 | 0 | 0 | 0 | 0 | 0 | 0 | 0 | 0 | 0
SA1 | CCGT | 0 | 0 | 0 | 0 | 0 | 0 | 0 | 0 | 0 | 0 | 0 | 0 | 0 | 0 | 0 | 0 | 0 | 0 | 0 | 0 | 0 | 0 | 0 | 0 | 0 | 0 | 0 | 0 | 0
SA1 | Gas - Steam | 0 | 0 | 0 | 0 | 0 | 0 | 0 | 0 | 0 | 0 | 0 | 0 | 0 | 0 | 0 | 0 | 0 | 0 | 0 | 0 | 0 | 0 | 0 | 0 | 0 | 0 | 0 | 0 | 0
SA1 | OCGT / Diesel | 0 | 0 | 0 | 0 | 0 | 0 | 0 | 0 | 0 | 0 | 0 | 0 | 0 | 0 | 0 | 0 | 0 | 0 | 0 | 0 | 0 | 0 | 0 | 0 | 0 | 0 | 0 | 0 | 0
SA1 | Hydro | 0 | 0 | 0 | 0 | 0 | 0 | 0 | 0 | 0 | 0 | 0 | 0 | 0 | 0 | 0 | 0 | 0 | 0 | 0 | 0 | 0 | 0 | 0 | 0 | 0 | 0 | 0 | 0 | 0
SA1 | Wind | 0 | 0 | 0 | 0 | 0 | 0 | 0 | 0 | 0 | 0 | 0 | 0 | 0 | 0 | 0 | 0 | 0 | 0 | 0 | 0 | 0 | 0 | 0 | 0 | 0 | 0 | 0 | 0 | 0
SA1 | Solar PV | 0 | 0 | 0 | 0 | 0 | 0 | 0 | 0 | 0 | 0 | 0 | 0 | 0 | 0 | 0 | 0 | 0 | 0 | 0 | 0 | 0 | 0 | 0 | 0 | 0 | 0 | 0 | 0 | 0
SA1 | Grid Battery | 0 | 0 | 0 | 0 | 0 | 0 | 0 | 0 | 0 | 0 | 0 | 0 | 0 | 0 | 0 | 0 | 0 | 0 | 0 | 0 | 0 | 0 | 0 | 0 | 0 | 0 | 0 | 0 | 0
SA1 | Pumped Hydro | 0 | 0 | 0 | 0 | 0 | 0 | 0 | 0 | 0 | 0 | 0 | 0 | 0 | 0 | 0 | 0 | 0 | 0 | 0 | 0 | 0 | 0 | 0 | 0 | 0 | 0 | 0 | 0 | 0
SA1 | VPP | 0 | 0 | 0 | 0 | 0 | 0 | 0 | 0 | 0 | 0 | 0 | 0 | 0 | 0 | 0 | 0 | 0 | 0 | 0 | 0 | 0 | 0 | 0 | 0 | 0 | 0 | 0 | 0 | 0
Total excluding storage |  | 0 | 0 | 0 | 0 | 0 | 0 | 0 | 0 | 0 | 0 | 0 | 0 | 0 | 0 | 0 | 0 | 0 | 0 | 0 | 0 | 0 | 0 | 0 | 0 | 0 | 0 | 0 | 0 | 0
Region | Technology | 2021-22 | 2022-23 | 2023-24 | 2024-25 | 2025-26 | 2026-27 | 2027-28 | 2028-29 | 2029-30 | 2030-31 | 2031-32 | 2032-33 | 2033-34 | 2034-35 | 2035-36 | 2036-37 | 2037-38 | 2038-39 | 2039-40 | 2040-41 | 2041-42 | 2042-43 | 2043-44 | 2044-45 | 2045-46 | 2046-47 | 2047-48 | 2048-49 | 2049-50
TAS1 | Black Coal | 0 | 0 | 0 | 0 | 0 | 0 | 0 | 0 | 0 | 0 | 0 | 0 | 0 | 0 | 0 | 0 | 0 | 0 | 0 | 0 | 0 | 0 | 0 | 0 | 0 | 0 | 0 | 0 | 0
TAS1 | Brown Coal | 0 | 0 | 0 | 0 | 0 | 0 | 0 | 0 | 0 | 0 | 0 | 0 | 0 | 0 | 0 | 0 | 0 | 0 | 0 | 0 | 0 | 0 | 0 | 0 | 0 | 0 | 0 | 0 | 0
TAS1 | CCGT | 0 | 0 | 0 | 0 | 0 | 0 | 0 | 0 | 0 | 0 | 0 | 0 | 0 | 0 | 0 | 0 | 0 | 0 | 0 | 0 | 0 | 0 | 0 | 0 | 0 | 0 | 0 | 0 | 0
TAS1 | Gas - Steam | 0 | 0 | 0 | 0 | 0 | 0 | 0 | 0 | 0 | 0 | 0 | 0 | 0 | 0 | 0 | 0 | 0 | 0 | 0 | 0 | 0 | 0 | 0 | 0 | 0 | 0 | 0 | 0 | 0
TAS1 | OCGT / Diesel | 0 | 0 | 0 | 0 | 0 | 0 | 0 | 0 | 0 | 0 | 0 | 0 | 0 | 0 | 0 | 0 | 0 | 0 | 0 | 0 | 0 | 0 | 0 | 0 | 0 | 0 | 0 | 0 | 0
TAS1 | Hydro | 0 | 0 | 0 | 0 | 0 | 0 | 0 | 0 | 0 | 0 | 0 | 0 | 0 | 0 | 0 | 0 | 0 | 0 | 0 | 0 | 0 | 0 | 0 | 0 | 0 | 0 | 0 | 0 | 0
TAS1 | Wind | 0 | 0 | 0 | 0 | 0 | 0 | 0 | 0 | 0 | 0 | 0 | 0 | 0 | 0 | 0 | 0 | 0 | 0 | 0 | 0 | 0 | 0 | 0 | 0 | 0 | 0 | 0 | 0 | 0
TAS1 | Solar PV | 0 | 0 | 0 | 0 | 0 | 0 | 0 | 0 | 0 | 0 | 0 | 0 | 0 | 0 | 0 | 0 | 0 | 0 | 0 | 0 | 0 | 0 | 0 | 0 | 0 | 0 | 0 | 0 | 0
TAS1 | Grid Battery | 0 | 0 | 0 | 0 | 0 | 0 | 0 | 0 | 0 | 0 | 0 | 0 | 0 | 0 | 0 | 0 | 0 | 0 | 0 | 0 | 0 | 0 | 0 | 0 | 0 | 0 | 0 | 0 | 0
TAS1 | Pumped Hydro | 0 | 0 | 0 | 0 | 0 | 0 | 0 | 0 | 0 | 0 | 0 | 0 | 0 | 0 | 0 | 0 | 0 | 0 | 0 | 0 | 0 | 0 | 0 | 0 | 0 | 0 | 0 | 0 | 0
TAS1 | VPP | 0 | 0 | 0 | 0 | 0 | 0 | 0 | 0 | 0 | 0 | 0 | 0 | 0 | 0 | 0 | 0 | 0 | 0 | 0 | 0 | 0 | 0 | 0 | 0 | 0 | 0 | 0 | 0 | 0
Total excluding storage |  | 0 | 0 | 0 | 0 | 0 | 0 | 0 | 0 | 0 | 0 | 0 | 0 | 0 | 0 | 0 | 0 | 0 | 0 | 0 | 0 | 0 | 0 | 0 | 0 | 0 | 0 | 0 | 0 | 0

## Marinus_REZ Tx Cost
REZ transmission expansion cost by region ($000s) - Marinus Link, Step Change No State Based Schemes Sensitivity
REZ Expansion | Real June 2020 dollars discounted to 1 July 2020. As with the total capital costs, the REZ transmission expansion costs are annualised for modelling purposes.
Explicitly modelled generation
Region | Technology | 2021-22 | 2022-23 | 2023-24 | 2024-25 | 2025-26 | 2026-27 | 2027-28 | 2028-29 | 2029-30 | 2030-31 | 2031-32 | 2032-33 | 2033-34 | 2034-35 | 2035-36 | 2036-37 | 2037-38 | 2038-39 | 2039-40 | 2040-41 | 2041-42 | 2042-43 | 2043-44 | 2044-45 | 2045-46 | 2046-47 | 2047-48 | 2048-49 | 2049-50
NSW1 | Transmission | 0.0015633 | 0.0016723 | 0.0017371 | 29693.2767 | 28333.2797 | 27035.5788 | 25866.3243 | 25550.5078 | 24380.2556 | 39653.6142 | 41617.3521 | 116237.8435 | 115727.5872 | 110427.087 | 108037.454 | 107481.8826 | 125767.9505 | 122899.2958 | 122597.093 | 132084.4527 | 155969.5509 | 173304.9139 | 168254.7026 | 160099.4409 | 165193.5087 | 185821.0597 | 190225.3101 | 181706.906 | 176374.856
QLD1 | Transmission | 2602.2271 | 2483.0413 | 2375.6531 | 4993.6966 | 9444.6738 | 9012.0933 | 9056.656 | 47187.4797 | 45026.2211 | 42963.9514 | 49595.1838 | 51535.8447 | 61149.6861 | 58348.9373 | 66468.9041 | 76549.7177 | 125567.0335 | 119815.8717 | 115594.5531 | 114699.4369 | 116758.012 | 169340.381 | 162016.6242 | 164598.0831 | 170076.6721 | 191817.1118 | 183521.2647 | 182992.7605 | 206044.1885
VIC1 | Transmission | 0.00056743 | 0.00056031 | 0.00053607 | 0.00051082 | 0.00048994 | 2531.2892 | 8721.5259 | 8298.7958 | 7918.6983 | 7556.0098 | 7229.222 | 6878.8235 | 7804.7945 | 12455.4349 | 11916.7532 | 11339.1513 | 18895.3569 | 18029.9207 | 17250.1495 | 16414.0393 | 22256.8422 | 24838.1884 | 23763.9682 | 22612.1349 | 25310.9624 | 36790.7641 | 35199.6102 | 33493.4943 | 42691.7162
SA1 | Transmission | 0.0035165 | 0.0034291 | 0.0036157 | 0.00459 | 0.0045345 | 0.00443 | 0.0047869 | 10087.2474 | 9625.2361 | 9184.3864 | 8787.1734 | 15404.4225 | 14698.8765 | 14025.6456 | 13547.5692 | 12890.9221 | 12300.4989 | 14586.1722 | 16070.3209 | 15291.3967 | 21270.0361 | 20919.759 | 27688.8204 | 26692.3497 | 25469.7993 | 46846.9646 | 44820.8928 | 42648.4358 | 42412.2109
TAS1 | Transmission | 1.1884e-06 | 1.134e-06 | 998.2183 | 949.8349 | 906.331 | 864.8197 | 1246.3781 | 1185.9665 | 1131.6474 | 1079.8162 | 1033.1155 | 1063.3732 | 1014.6691 | 968.1957 | 926.3224 | 884.4869 | 902.3974 | 1450.2483 | 1387.5269 | 1320.2739 | 1737.5792 | 1728.441 | 1653.6881 | 1573.5343 | 1501.464 | 3575.8372 | 3421.1868 | 3973.0469 | 3791.0753
NEM | Total | 2602.2327 | 2483.0469 | 3373.8773 | 35636.8133 | 38684.2896 | 39443.7855 | 44890.8892 | 92309.9973 | 88082.0585 | 100437.7781 | 108262.0468 | 191120.3073 | 200395.6134 | 196225.3006 | 200897.0029 | 209146.1605 | 283433.2372 | 276781.5087 | 272899.6433 | 279809.5995 | 317992.0204 | 390131.6833 | 383377.8035 | 375575.5429 | 387552.4065 | 464851.7376 | 457188.2647 | 444814.6435 | 471314.0469

## Marinus_USE+DSP Cost
USE and USE / DSP cost by region ($000s) - Marinus Link, Step Change No State Based Schemes Sensitivity
USE / DSP | Real June 2020 dollars discounted to 1 July 2020
Explicitly modelled generation
Region | Technology | 2021-22 | 2022-23 | 2023-24 | 2024-25 | 2025-26 | 2026-27 | 2027-28 | 2028-29 | 2029-30 | 2030-31 | 2031-32 | 2032-33 | 2033-34 | 2034-35 | 2035-36 | 2036-37 | 2037-38 | 2038-39 | 2039-40 | 2040-41 | 2041-42 | 2042-43 | 2043-44 | 2044-45 | 2045-46 | 2046-47 | 2047-48 | 2048-49 | 2049-50
NSW1 | USE / DSP | 0.0028183 | 0.0028131 | 49.9122 | 2368.7895 | 0.002898 | 0.0028918 | 0.0029202 | 0.0029162 | 0.0029182 | 0.0029199 | 0.0029353 | 33246.7801 | 417.3757 | 2623.1096 | 13393.4007 | 482.7216 | 26750.0803 | 0.0030736 | 3349.288 | 231.8521 | 2870.7163 | 0.0031826 | 4211.3617 | 3620.0213 | 328.7478 | 365.5234 | 114.4456 | 1901.1641 | 4037.4014
QLD1 | USE / DSP | 0.0027906 | 0.0027816 | 0.0027911 | 1517.4801 | 523.6004 | 381.7716 | 0.0028742 | 28606.5509 | 2739.8857 | 79.4184 | 2111.5749 | 11035.7464 | 29526.7856 | 13190.1977 | 2230.9501 | 896.5365 | 51275.4021 | 340.9087 | 10997.2224 | 6105.7223 | 7140.7899 | 22912.417 | 19893.8989 | 6720.5889 | 6391.9562 | 42459.2815 | 160.8 | 63793.8346 | 47822.0655
VIC1 | USE / DSP | 0.0027986 | 0.002776 | 0.0027984 | 0.0029091 | 0.0029342 | 0.0029281 | 0.0029032 | 0.0028899 | 0.0028764 | 0.0028868 | 0.0029045 | 4796.3879 | 0.0029677 | 81.5372 | 3107.3491 | 211.4556 | 4224.507 | 0.0029977 | 3353.9999 | 217.3721 | 2205.8703 | 0.003169 | 2602.6229 | 4214.6326 | 7.9681 | 3.9389 | 7.5198 | 95.2645 | 1357.8203
SA1 | USE / DSP | 0.002827 | 0.0027929 | 0.0028471 | 0.0028751 | 0.0029013 | 0.002869 | 0.0028632 | 0.0028365 | 0.0028204 | 0.0028322 | 0.0028627 | 4770.3683 | 0.002889 | 23.8377 | 5581.7986 | 343.1871 | 10073.7657 | 0.0029794 | 3536.5908 | 421.0009 | 1414.3154 | 0.0031192 | 2850.2868 | 10582.1917 | 369.5914 | 91.8801 | 55.5219 | 654.1769 | 2475.8182
TAS1 | USE / DSP | 0.0022817 | 0.0022625 | 0.0022787 | 0.0022736 | 0.0022715 | 0.0022752 | 0.0022994 | 0.0023011 | 0.0022981 | 0.0023038 | 0.002307 | 1125.0379 | 0.0023237 | 0.0023164 | 0.0023164 | 0.0023103 | 579.6717 | 0.0023123 | 1119.1588 | 0.0023269 | 765.7342 | 0.0023483 | 883.3166 | 649.3004 | 0.0023164 | 0.0023448 | 0.0023197 | 0.002361 | 16.5489
NEM | Total | 0.013516 | 0.013426 | 49.9229 | 3886.2776 | 523.6114 | 381.7826 | 0.01386 | 28606.5618 | 2739.8967 | 79.4293 | 2111.5859 | 54974.3206 | 29944.1695 | 15918.6845 | 24313.5008 | 1933.9031 | 92903.4268 | 340.9201 | 22356.26 | 6975.9498 | 14397.426 | 22912.4288 | 30441.487 | 25786.7348 | 7098.2658 | 42920.6262 | 338.2896 | 66444.4425 | 55709.6544

## Marinus_SyncCon Cost
Synchronous Condenser cost by region ($000s) - Marinus Link, Step Change No State Based Schemes Sensitivity
SyncCon | Real June 2020 dollars discounted to 1 July 2020
Explicitly modelled generation
Region | Technology | 2021-22 | 2022-23 | 2023-24 | 2024-25 | 2025-26 | 2026-27 | 2027-28 | 2028-29 | 2029-30 | 2030-31 | 2031-32 | 2032-33 | 2033-34 | 2034-35 | 2035-36 | 2036-37 | 2037-38 | 2038-39 | 2039-40 | 2040-41 | 2041-42 | 2042-43 | 2043-44 | 2044-45 | 2045-46 | 2046-47 | 2047-48 | 2048-49 | 2049-50
NSW1 | SyncCon | 0 | 0 | 0 | 0 | 0 | 0 | 0 | 0 | 0 | 0 | 0 | 0 | 0 | 0 | 0 | 0 | 0 | 0 | 0 | 0 | 0 | 0 | 0 | 0 | 0 | 0 | 0 | 0 | 0
QLD1 | SyncCon | 0 | 0 | 0 | 0 | 0 | 0 | 0 | 0 | 0 | 0 | 0 | 0 | 0 | 0 | 0 | 0 | 0 | 0 | 0 | 0 | 0 | 0 | 0 | 0 | 0 | 0 | 0 | 0 | 0
VIC1 | SyncCon | 0 | 0 | 416.339 | 12716.7043 | 12134.2598 | 13687.7871 | 18626.7495 | 17723.9158 | 16912.1334 | 16137.5318 | 15439.604 | 14691.2504 | 14018.3687 | 13376.306 | 12797.7977 | 12177.4918 | 11619.7441 | 11087.5421 | 10608.0199 | 10093.852 | 9631.5381 | 9190.399 | 8792.9259 | 8366.735 | 7983.5258 | 7617.8681 | 7288.405 | 6935.1379 | 6617.498
SA1 | SyncCon | 0 | 0 | 0 | 0 | 0 | 0 | 0 | 0 | 0 | 0 | 0 | 0 | 0 | 0 | 0 | 0 | 0 | 0 | 0 | 0 | 0 | 0 | 0 | 0 | 0 | 0 | 0 | 0 | 0
TAS1 | SyncCon | 1362.7698 | 1499.3793 | 1853.1649 | 1326.8076 | 1220.3419 | 1489.2296 | 2072.6105 | 2024.671 | 2594.2777 | 2393.2894 | 2348.5817 | 1341.8192 | 1239.5303 | 1088.7429 | 1083.958 | 1029.7574 | 924.3379 | 951.3097 | 967.0132 | 949.2419 | 792.2274 | 784.2772 | 605.6795 | 651.4272 | 622.8458 | 625.8159 | 584.5239 | 536.0095 | 489.0983
NEM | Total | 1362.7698 | 1499.3793 | 2269.504 | 14043.5118 | 13354.6017 | 15177.0167 | 20699.3599 | 19748.5867 | 19506.4111 | 18530.8213 | 17788.1857 | 16033.0696 | 15257.899 | 14465.0489 | 13881.7558 | 13207.2493 | 12544.082 | 12038.8518 | 11575.0331 | 11043.0939 | 10423.7656 | 9974.6762 | 9398.6054 | 9018.1622 | 8606.3716 | 8243.684 | 7872.9288 | 7471.1474 | 7106.5963

## Marinus_System Strength Cost
System Strength cost by region ($000s) - Marinus Link, Step Change No State Based Schemes Sensitivity
System Strength | Real June 2020 dollars discounted to 1 July 2020
Explicitly modelled generation
Region | Technology | 2021-22 | 2022-23 | 2023-24 | 2024-25 | 2025-26 | 2026-27 | 2027-28 | 2028-29 | 2029-30 | 2030-31 | 2031-32 | 2032-33 | 2033-34 | 2034-35 | 2035-36 | 2036-37 | 2037-38 | 2038-39 | 2039-40 | 2040-41 | 2041-42 | 2042-43 | 2043-44 | 2044-45 | 2045-46 | 2046-47 | 2047-48 | 2048-49 | 2049-50
NSW1 | System Strength | 0.00010882 | 0.00011445 | 0.00011898 | 3331.5206 | 3178.932 | 3277.4105 | 3135.6667 | 4401.7818 | 4200.1735 | 5846.7229 | 6006.6024 | 14574.4015 | 14621.435 | 13951.751 | 13702.5778 | 13513.9802 | 15742.774 | 16648.5953 | 16672.7315 | 17595.7768 | 19757.4015 | 22599.4905 | 21951.2804 | 20887.3076 | 20648.9108 | 22472.4784 | 22219.6499 | 21216.4716 | 20437.2095
QLD1 | System Strength | 3568.8991 | 3405.4381 | 3258.1572 | 3359.4252 | 3437.8577 | 3280.3985 | 3154.1843 | 4380.8732 | 4180.2225 | 3988.7619 | 4245.009 | 4634.7102 | 6063.6114 | 5785.8887 | 5810.7876 | 5873.0074 | 7685.9915 | 7333.9613 | 7148.4309 | 7447.1831 | 8108.2602 | 10439.4472 | 9987.9544 | 9773.5663 | 9662.4192 | 10040.9683 | 9606.7091 | 9563.6362 | 10892.6238
VIC1 | System Strength | 0.00032088 | 0.00031488 | 0.00033132 | 2624.5513 | 2522.1076 | 3228.7481 | 7277.3172 | 7881.7965 | 7520.7982 | 7671.0001 | 7551.4333 | 8855.388 | 8842.4117 | 10021.7872 | 9588.3576 | 9123.6124 | 10246.0706 | 9776.7849 | 9666.4424 | 9197.9137 | 9697.548 | 9677.0881 | 9258.5663 | 8809.806 | 8845.7451 | 9653.8554 | 9236.3384 | 8788.6554 | 9182.705
SA1 | System Strength | 533.4023 | 508.9717 | 666.711 | 2099.6419 | 2003.4754 | 1911.7132 | 2053.8505 | 3121.9259 | 2978.9369 | 2842.5021 | 2828.4518 | 3766.0886 | 3593.596 | 3429.0038 | 3449.5467 | 3282.348 | 3598.3193 | 3651.2578 | 4062.5966 | 3865.6836 | 4199.0914 | 4054.4518 | 4757.4721 | 4547.6728 | 4339.3824 | 5135.5006 | 4913.3967 | 4675.2457 | 4592.7064
TAS1 | System Strength | 270.3139 | 257.9331 | 1022.421 | 972.8645 | 928.3058 | 885.788 | 1370.2662 | 1303.8498 | 2904.7971 | 2771.753 | 2651.8782 | 2553.3881 | 2436.439 | 2324.8464 | 2224.2997 | 2117.232 | 2034.4409 | 2084.2799 | 1994.1374 | 1897.4821 | 1926.551 | 1855.4124 | 1775.1682 | 1689.1263 | 1611.7617 | 1866.2647 | 1785.5512 | 1807.6325 | 1724.8402
NEM | Total | 4372.6157 | 4172.3433 | 4947.2897 | 12388.0035 | 12070.6785 | 12584.0583 | 16991.285 | 21090.2272 | 21784.9282 | 23120.74 | 23283.3746 | 34383.9763 | 35557.4931 | 35513.2771 | 34775.5694 | 33910.1802 | 39307.5963 | 39494.8794 | 39544.3388 | 40004.0393 | 43688.8521 | 48625.8901 | 47730.4414 | 45707.4789 | 45108.2191 | 49169.0674 | 47761.6453 | 46051.6414 | 46830.0849