## Cover
Project Marinus Economic Modelling Results
Supporting the Economic Modelling Appendix to the TasNetworks PACR
TasNetworks | 22 June 2021

## Release notice
Notice
Ernst & Young ("EY") was engaged on the instructions of Tasmanian Networks Pty Ltd (“TasNetworks” or “Client”) to provide market modelling in relation to the proposed Marinus Link interconnector (“Project”), in accordance with the contract dated 14 June 2018.
The results of Ernst & Young’s work, including the assumptions and qualifications made in preparing the workbook dated 22 June 2021 (“Workbook”), are set out in Ernst & Young's report dated 22 June 2021 ("Report"). The Workbook and Report should be read in their entirety including this notice, the applicable scope of the work and any limitations. A reference to the Workbook includes any part of the Workbook. No further work has been undertaken by Ernst & Young since the date of the Workbook to update it.
EY has prepared the Workbook under the directions of the Client. EY has not been engaged to act, and has not acted, as advisor to any other party. Accordingly, EY makes no representations as to the appropriateness, accuracy or completeness of the Workbook for any other party's purposes.
No reliance may be placed upon the Workbook or any of its contents by any party other than the Client (“Third Parties”). Any Third Party receiving a copy of the Workbook must make and rely on their own enquiries in relation to the issues to which the Workbook relates, the contents of the Workbook and all matters arising from or relating to or in any way connected with the Workbook or its contents.
EY disclaims all responsibility to any Third Parties for any loss or liability that the Third Parties may suffer or incur arising from or relating to or in any way connected with the contents of the Workbook, the provision of the Workbook to the Third Parties or the reliance upon the Workbook by the Third Parties.
No claim or demand or any actions or proceedings may be brought against EY arising from or connected with the contents of the Workbook or the provision of the Workbook to the Third Parties. EY will be released and forever discharged from any such claims, demands, actions or proceedings.
Our work commenced on 12 January 2021 and was completed on 19 May 2021. Therefore, our Workbook does not take account of events or circumstances arising after 19 May 2021 and we have no responsibility to update the Workbook for such events or circumstances.
In preparing this Workbook we have considered and relied upon information from a range of sources believed to be reliable and accurate. We do not imply, and it should not be construed, that we have verified any of the information provided to us, or that our enquiries could have identified any matter that a more extensive examination might disclose.
The work performed as part of our scope considers information provided to us and a number of combinations of input assumptions relating to future conditions, which may not necessarily represent actual or most likely future conditions. Additionally, modelling work performed as part of our scope inherently requires assumptions about future behaviours and market interactions, which may result in forecasts that deviate from future conditions. There will usually be differences between estimated and actual results, because events and circumstances frequently do not occur as expected, and those differences may be material. We take no responsibility that the projected outcomes will be achieved, if any.
We highlight that our analysis and Workbook do not constitute investment advice or a recommendation to you on a future course of action. We provide no assurance that the scenarios we have modelled will be accepted by any relevant authority or third party.
Our conclusions are based, in part, on the assumptions stated and on information provided by the Client and other information sources used during the course of the engagement. The modelled outcomes are contingent on the collection of assumptions as agreed with the Client and no consideration of other market events, announcements or other changing circumstances are reflected in this Workbook. Neither EY nor any member or employee thereof undertakes responsibility in any way whatsoever to any person in respect of errors in this Workbook arising from incorrect information provided by the Client or other information sources used.
EY has consented to the Workbook being published electronically on the Client’s website alongside the Report and Addendum for informational purposes only. EY has not consented to distribution or disclosure beyond this. The material contained in the Workbook, including the EY logo, is copyright. The copyright in the material contained in the Workbook itself, excluding EY logo, vests in the Client. The Workbook, including the EY logo, cannot be altered without prior written permission from EY.
EY’s liability is limited by a scheme approved under Professional Standards Legislation.

## Version notes
Change log
2021-06-22 | 1 | Project Marinus Economic Modelling Result Workbooks supporting the Addendum to the PACR, Central No TRET Sensitivity. Marinus Link stage 1 from 1 July 2027 and stage 2 from 1 July 2029.

## Abbreviations and notes
Acronyms
AEMO | Australian Energy Market Operator
CCGT | Closed cycle gas turbine
Diesel | Diesel generator
Distributed PV | PV non-scheduled generators (PVNSG) and Rooftop PV
DSP | Demand-side participation
ESOO | Electricity Statement Of Opportunities
FOM | Fixed operations and maintenance
Gas - Steam | Gas-powered steam turbine
GWh | Gigawatt-hours
Grid Battery | Explicitly modelled existing and new entrant (8 hour or less) battery storage
MW | Megawatts
NEM | National Electricity Market
OCGT | Open cycle gas turbine
PACR | Project Assessment Conclusions Report
PV | Photovoltaic
PVNSG | PV non-scheduled generators
Rehab | Rehabilitation (after closing an existing generator)
USE | Unserved energy
VOM | Variable operations and maintenance
VPP | Virtual power plants
Notes
1. BaseCase simulations do not include Marinus Link. Marinus simulations include Marinus Link stage 1 from 1 July 2027 and stage 2 from 1 July 2029.
2. Tumut 3 generation is included in Hydro, whereas Tumut 3 pump is included in Pumped Hydro Pump.
3. REZ expansion costs only capture intra-regional network augmentations. These costs do not include the cost of interconnectors.
4. New entrant capacity and retiring capacity for allowable generators are made at the beginning of each financial year, on 1 July.
5. Other non-scheduled generation is handled on the demand side as per AEMO's 2020 ESOO.

## ---Compare options---
Compare |  | Marinus | to | BaseCase |  | 0 | 1 | 2 | 3 | 4 | 5 | 6 | 7 | 8 | 9 | 10 | 11 | 12 | 13 | 14 | 15 | 16 | 17 | 18 | 19 | 20 | 21 | 22 | 23 | 24 | 25 | 26 | 27 | 28
NEM discounted market benefits by year
Select region | NEM
[5 empty] | Real June 2020 dollars ($m) discounted to 1 July 2020 | 2021-22 | 2022-23 | 2023-24 | 2024-25 | 2025-26 | 2026-27 | 2027-28 | 2028-29 | 2029-30 | 2030-31 | 2031-32 | 2032-33 | 2033-34 | 2034-35 | 2035-36 | 2036-37 | 2037-38 | 2038-39 | 2039-40 | 2040-41 | 2041-42 | 2042-43 | 2043-44 | 2044-45 | 2045-46 | 2046-47 | 2047-48 | 2048-49 | 2049-50
|  |  |  | Build | CAPEX | 0.0005072 | 0.00044741 | 0.00057467 | 14.5357 | -3.8571 | -1.4431 | 5.2326 | 4.9895 | 9.668 | 9.2252 | 8.8263 | -50.1644 | -38.565 | -36.7984 | -1.7194 | 3.4507 | 30.2136 | 13.6841 | 25.362 | 38.7941 | 39.3582 | 25.4025 | 21.7242 | 39.3283 | 47.7969 | 49.846 | 29.3918 | 0.1945 | 11.2939
|  |  |  | FOM | FOM | 9.2269e-05 | 7.9765e-05 | 9.566e-05 | -6.5627 | 95.3509 | 5.4488 | 17.7203 | 16.8636 | 14.0716 | 12.0641 | 5.9753 | -2.4734 | -0.42052 | -0.4012 | -0.71684 | 0.71314 | 7.375 | 3.5592 | 5.4331 | 8.8473 | 8.7351 | 4.0482 | 3.1995 | 3.7354 | 6.6385 | 7.1528 | 3.1411 | -1.7399 | 2.1246
|  |  |  | Fuel | Fuel | 3.8753 | 1.234 | 4.9878 | -9.2833 | -9.0016 | -13.5726 | 11.092 | 29.2686 | 11.2782 | 6.9655 | 7.3881 | 86.7906 | 64.3967 | 70.4155 | 43.1912 | 40.7513 | 44.0269 | 56.8661 | 68.9183 | 58.7838 | 48.654 | 83.0822 | 83.0674 | 48.4169 | 53.2001 | 43.7412 | 72.8298 | 99.5878 | 71.0267
|  |  |  | VOM | VOM | -0.51478 | -0.15543 | -0.52572 | -0.88586 | -1.7686 | -0.1972 | 0.44416 | 0.23773 | 2.4151 | 2.7853 | 2.0085 | 13.049 | 10.1898 | 9.1038 | 5.0922 | 4.1355 | 3.1135 | 4.4808 | 4.9416 | 1.7384 | 5.2617 | 6.4329 | 4.6448 | 3.2862 | 2.5813 | 0.98896 | 2.4253 | 3.9543 | 2.3701
|  |  |  | REHAB | REHAB | 0 | 0 | 0 | 8.6973 | -14.8102 | 0.42323 | -5.4599 | 3.4596e-09 | 1.1511 | 0.38524 | 2.7338e-05 | 0 | 0 | 0 | 0 | 0 | 0 | 0 | 0 | 0 | 0 | 0 | 0 | 0 | 0 | 0 | 0 | 0 | 0
|  |  |  | REZ Tx | REZ | 1.938e-05 | 2.3236e-05 | 2.4455e-05 | 2.3819e-05 | 2.4057e-05 | 2.3541e-05 | 2.9134e-05 | 3.7611e-05 | -0.16437 | -0.15684 | -0.15006 | -0.57445 | -0.54813 | -0.52301 | 2.187 | 3.4124 | 9.6854 | 7.7503 | 8.0614 | 9.534 | 5.4672 | 2.811 | 2.74 | 4.9729 | 2.1254 | 8.1427 | 6.2811 | 14.4476 | 16.3684
|  |  |  | USE+DSP | USE+DSP | 7.0713e-05 | 7.0413e-05 | 7.1186e-05 | 0.13641 | 7.1494e-05 | 7.1217e-05 | 7.1371e-05 | -0.022051 | 7.1175e-05 | 7.1137e-05 | 7.142e-05 | 12.5438 | 0.3812 | -0.0044365 | 2.9515 | -0.4372 | 24.6177 | 0.26828 | -10.8858 | 3.7067 | -8.2396 | -0.025398 | -0.4743 | -0.20045 | -4.6217 | -0.095919 | -0.097997 | -1.6624 | 0.71518
|  |  |  | SyncCon | SyncCon | 0.065919 | 0.046107 | 0.097319 | 0.056919 | 0.040253 | 0.056979 | -2.2758 | -1.7958 | -2.4686 | -2.2789 | -1.8039 | -1.3889 | -1.3776 | -1.2068 | -1.01 | -1.1976 | -2.1466 | -2.1614 | -1.7519 | -1.6395 | -1.3294 | -1.4746 | -1.2297 | -1.2359 | -1.1963 | -1.0227 | -2.2011 | -1.569 | -1.4349
|  |  |  | System Strength | System Strength | 4.7693e-06 | 5.1359e-06 | 5.6332e-06 | 0.29471 | -0.080308 | -0.030759 | 7.0528e-06 | 0.011014 | -0.025499 | -0.024331 | -0.023278 | -0.57076 | -0.34466 | -0.32887 | 0.24739 | 0.23154 | 1.0019 | 0.67478 | 0.6279 | 0.81807 | 0.95648 | 0.19354 | 0.28787 | 0.33507 | 0.1146 | 0.28865 | 0.27156 | -0.13019 | 0.31083
[5 empty] | Total cumulative market benefits | 3.4271 | 4.5524 | 9.1126 | 16.1018 | 81.9752 | 72.6606 | 99.4141 | 148.9667 | 184.8923 | 213.8577 | 236.0788 | 293.2902 | 327.002 | 367.2586 | 417.4818 | 468.5415 | 586.4291 | 671.5513 | 772.258 | 892.8407 | 991.7044 | 1112.1748 | 1226.1346 | 1324.7731 | 1431.4118 | 1540.4536 | 1652.4952 | 1765.5779 | 1868.3527
NEM capacity difference by year
Select region | NEM
[5 empty] | Capacity difference (MW) | 2021-22 | 2022-23 | 2023-24 | 2024-25 | 2025-26 | 2026-27 | 2027-28 | 2028-29 | 2029-30 | 2030-31 | 2031-32 | 2032-33 | 2033-34 | 2034-35 | 2035-36 | 2036-37 | 2037-38 | 2038-39 | 2039-40 | 2040-41 | 2041-42 | 2042-43 | 2043-44 | 2044-45 | 2045-46 | 2046-47 | 2047-48 | 2048-49 | 2049-50
[5 empty] | Black Coal | 0 | 0 | 0 | 220.6722 | -88.0618 | -6.7925 | -273.9707 | -273.9708 | -191.4191 | -148.9993 | -148.9931 | -303.4216 | -303.4216 | -303.4216 | 5.3192 | 0.00038 | 0 | 0 | 0 | 0 | 0 | 0 | 0 | 0 | 0 | 0 | 0 | 0 | 0
[5 empty] | Brown Coal | 0 | 0 | 0 | 1.0902 | 1.0902 | -63.665 | -63.665 | -63.665 | -63.66 | -63.6683 | -0.00087552 | 6e-05 | 6e-05 | 6e-05 | 6e-05 | 6e-05 | 6e-05 | 6e-05 | 6e-05 | 6e-05 | 6e-05 | 6e-05 | 6e-05 | 6e-05 | 6e-05 | 6e-05 | 6e-05 | 0 | 0
[5 empty] | CCGT | 0 | 0 | 0 | 0 | 0 | 0 | 0 | 0 | 0 | 0 | 0 | 0 | 0 | 0 | 0 | 0 | -0.00013147 | -0.00013178 | -0.00026953 | -0.0002697 | -0.000495 | -0.00052197 | -0.00052723 | -0.00052739 | -0.00067315 | -0.00077601 | -0.00077754 | -0.0011792 | -0.0011798
[5 empty] | Gas - Steam | 0 | 0 | 0 | 0 | 0 | 0 | 0 | 0 | 0 | 0 | 0 | 0 | 0 | 0 | 0 | 0 | 0 | 0 | 0 | 0 | 0 | 0 | 0 | 0 | 0 | 0 | 0 | 0 | 0
[5 empty] | OCGT / Diesel | 0 | 0 | 0 | 0 | 0 | 0 | 0 | 0 | 0 | 0 | 0 | 0 | 0 | 0 | 0 | 0 | -0.0016643 | -0.0016657 | -223.4211 | -223.4212 | -309.4201 | -309.4205 | -388.2737 | -500.78 | -493.1567 | -512.5598 | -512.5598 | -585.3717 | -645.0673
[5 empty] | Hydro | 0 | 0 | 0 | 0 | 0 | 0 | 250 | 250 | 250 | 250 | 250 | 250 | 250 | 250 | 250 | 250 | 250 | 250 | 250 | 250 | 250 | 250 | 250 | 250 | 250 | 250 | 250 | 250 | 250
[5 empty] | Wind | -0.00045574 | -0.00024879 | -0.00038944 | -140.3591 | 40.0872 | 16.0928 | -169.1546 | -169.2796 | -313.8263 | -313.8264 | -313.8265 | 534.8238 | 389.5624 | 389.5581 | -174.4601 | -284.0969 | -657.6726 | -366.7867 | -282.5406 | -553.4666 | 160.2998 | 387.1591 | 368.6189 | 294.1838 | 144.313 | -295.4238 | 499.9668 | 723.4683 | 280.1609
[5 empty] | Solar PV | 0 | 0 | 0 | 0 | -0.00023286 | -0.00040481 | 190.231 | 190.2303 | 346.1977 | 346.1977 | 346.1977 | 346.1965 | 346.1964 | 346.1963 | 346.1962 | 346.1951 | -32.1366 | -32.1368 | -32.1368 | -129.806 | -948.3698 | -575.9784 | -676.3817 | -676.3819 | -1097.0123 | -835.3256 | -1154.8465 | -159.8033 | -343.3678
[5 empty] | Grid Battery | 0 | 0 | 0 | 0 | 0 | 0 | 0 | -0.00022465 | -0.0011355 | -0.0011687 | -0.001192 | -0.0018556 | -0.002597 | -0.0026211 | -0.0030866 | -0.0034212 | -37.1816 | -37.1816 | -354.9423 | -354.9423 | -705.2958 | -705.2959 | -467.0101 | -83.3893 | 11.8978 | 118.1632 | 118.1632 | -246.0409 | -246.0405
[5 empty] | Pumped Hydro | 0 | 0 | -0.0001036 | -0.00041896 | -0.00043581 | -0.00055359 | -0.00057272 | -0.00072011 | -0.00023237 | -0.00027285 | -0.00031428 | -0.00088329 | -0.0014393 | -0.0014628 | -0.001622 | -0.0016894 | 80.7364 | 89.5127 | 139.9217 | 139.9178 | 152.7103 | 80.3858 | 80.3858 | -345.7234 | -345.7228 | -274.7074 | -274.7074 | 150.6763 | 150.6763
[5 empty] | VPP | 0 | 0 | 0 | 0 | 0 | 0 | 0 | 0 | 0 | 0 | 0 | 0 | 0 | 0 | 0 | 0 | 0 | 0 | 0 | 0 | 0 | 0 | 0 | 0 | 0 | 0 | 0 | 0 | 0
[5 empty] | Grid Battery pump | 0 | 0 | 0 | 0 | 0 | 0 | 0 | -0.00022465 | -0.0011355 | -0.0011687 | -0.001192 | -0.0018556 | -0.002597 | -0.0026211 | -0.0030866 | -0.0034212 | -37.1816 | -37.1816 | -354.9423 | -354.9423 | -705.2958 | -705.2959 | -467.0101 | -83.3893 | 11.8978 | 118.1632 | 118.1632 | -246.0409 | -246.0405
[5 empty] | Pumped Hydro Pump | 0 | 0 | -0.0001036 | -0.00041896 | -0.00043581 | -0.00055359 | -0.00057272 | -0.00072011 | -0.00023237 | -0.00027285 | -0.00031428 | -0.00088329 | -0.0014393 | -0.0014628 | -0.001622 | -0.0016894 | 80.7364 | 89.5127 | 139.9217 | 139.9178 | 152.7103 | 80.3858 | 80.3858 | -345.7234 | -345.7228 | -274.7074 | -274.7074 | 150.6763 | 150.6763
[5 empty] | VPP pump | 0 | 0 | 0 | 0 | 0 | 0 | 0 | 0 | 0 | 0 | 0 | 0 | 0 | 0 | 0 | 0 | 0 | 0 | 0 | 0 | 0 | 0 | 0 | 0 | 0 | 0 | 0 | 0 | 0
NEM generation difference by year
Select region | NEM
[5 empty] | Sent-out generation difference (GWh)* | 2021-22 | 2022-23 | 2023-24 | 2024-25 | 2025-26 | 2026-27 | 2027-28 | 2028-29 | 2029-30 | 2030-31 | 2031-32 | 2032-33 | 2033-34 | 2034-35 | 2035-36 | 2036-37 | 2037-38 | 2038-39 | 2039-40 | 2040-41 | 2041-42 | 2042-43 | 2043-44 | 2044-45 | 2045-46 | 2046-47 | 2047-48 | 2048-49 | 2049-50
[5 empty] | Black Coal | -169.9 | -56.2261 | -231.6149 | 443.5568 | -284.1714 | 171.3589 | -549.4314 | -1115.6901 | -190.5224 | 95.0164 | -89.13 | -1820.3584 | -1576.4903 | -1686.8743 | 96.2829 | 379.0549 | 209.3013 | 481.4011 | 461.9067 | 134.7168 | 224.1577 | -7.0277 | -127.0816 | 18.8113 | 189.8179 | 24.8161 | 86.585 | 116.3097 | 7.518
[5 empty] | Brown Coal | -0.272 | -0.0004 | -4.9405 | -18.8208 | 14.3622 | -376.9646 | -280.6626 | -266.8025 | -289.3422 | -291.9378 | 96.3704 | -95.2969 | -57.5764 | -179.1847 | -49.2456 | -63.2206 | 271.5025 | 187.2034 | 130.4454 | 113.0276 | 197.7746 | 150.8763 | 77.9499 | 93.138 | 301.1363 | 134.6516 | 199.307 | 0 | 0
[5 empty] | CCGT | -0.00051123 | -0.00051682 | -0.00016385 | -13.0324 | 18.6896 | 1.0601 | -4.705 | -26.4348 | -3.037 | -4.302 | -8.4527 | -1015.035 | -739.3984 | -643.1481 | -925.4945 | -886.3699 | -435.9937 | -347.6769 | -104.1526 | 47.0197 | -162.2041 | 38.4495 | -35.5207 | -75.6545 | -31.8376 | -0.0048185 | -0.0048662 | -0.0073011 | -0.0071287
[5 empty] | Gas - Steam | -3e-05 | -4.33e-05 | -7.1e-05 | -2.0097 | 0.33056 | 1.0872 | -1.5153 | -3.7676 | 0.38759 | -1.1445 | -0.047963 | -75.4065 | -27.4417 | -156.1136 | -28.5087 | -34.0775 | -81.1977 | -104.6943 | -7.4078 | 3.0936 | -1.5787 | 0.22115 | -4.3537 | -11.8473 | -14.0789 | 0 | 0 | 0 | 0
[5 empty] | OCGT / Diesel | -0.00078938 | -0.00081892 | -0.0009685 | -6.4123 | 2.1663 | 2.5188 | -2.8724 | -3.5272 | 0.021375 | -0.95383 | -2.6172 | -106.0911 | -83.8543 | -158.4739 | -145.8844 | -175.8745 | -536.539 | -936.486 | -1364.5463 | -1198.0782 | -973.9623 | -1862.7637 | -1784.521 | -1084.3586 | -1344.1636 | -1130.4668 | -1946.3516 | -2580.1366 | -1876.9526
[5 empty] | Hydro | 173.557 | 51.6475 | 226.5159 | -9.4781 | 194.7319 | 124.104 | 518.3691 | 979.1397 | -138.2861 | -400.7434 | -478.3949 | -570.9924 | -601.4019 | -238.9805 | -90.6087 | -124.136 | 218.3107 | 206.412 | -47.0099 | 420.8624 | -590.9383 | -382.694 | -173.4727 | -502.71 | -128.6046 | 129.398 | -207.7315 | -834.9267 | -447.1977
[5 empty] | Wind | -0.0078596 | -0.0063807 | -0.023247 | -542.77 | 187.7162 | 99.7594 | -399.1179 | -298.9894 | -601.018 | -597.633 | -680.7556 | 2487.9033 | 2038.1569 | 2075.0662 | -64.8328 | -157.2274 | 189.893 | 525.3807 | 779.3142 | 780.5489 | 3169.1308 | 3365.0592 | 3386.3142 | 2853.6798 | 3353.0743 | 2215.6762 | 3849.5029 | 3915.0972 | 3089.7591
[5 empty] | Solar PV | -0.00023975 | -0.011364 | -0.14031 | 0.0016125 | -0.00061528 | 1.1183 | 518.2711 | 448.7298 | 883.916 | 934.4614 | 958.8074 | 874.7397 | 869.9253 | 860.0347 | 906.0749 | 914.2061 | -60.9302 | -61.6963 | -83.3407 | -304.9861 | -2291.7088 | -1300.4895 | -1423.4295 | -1506.334 | -2354.2885 | -1503.21 | -1979.4058 | -407.2807 | -595.853
[5 empty] | Grid Battery | -0.4648 | -0.32769 | -1.2669 | -5.4972 | -3.614 | 0.032892 | -7.9337 | -19.9625 | -15.3555 | -10.7267 | -13.168 | -7.7799 | -13.0571 | -4.1311 | -5.6503 | -2.6755 | -49.5358 | -58.9136 | -465.727 | -451.6249 | -834.5309 | -799.5862 | -533.5792 | -84.5317 | 43.1598 | 165.1783 | 156.4936 | -211.4305 | -200.1552
[5 empty] | Pumped Hydro | 2.2163 | 5.487 | 2.775 | -196.1467 | 74.9354 | 12.519 | -296.8931 | -575.7599 | -520.0316 | -431.1201 | -242.0143 | -297.4526 | -227.3147 | -392.7068 | -291.065 | -177.0747 | -407.4918 | -213.454 | 411.0317 | 95.3161 | -184.477 | 198.1449 | 68.1357 | -666.3787 | -733.6314 | -742.7143 | -643.8025 | 731.9082 | 401.915
[5 empty] | VPP | -0.049821 | -0.059365 | -0.8811 | -0.69369 | 0.071161 | 1.5304 | -1.1207 | -4.6105 | -2.3191 | -2.9586 | -8.4113 | 0.26333 | -8.7947 | -0.54759 | -8.4661 | -1.3089 | 8.378 | 11.4948 | 48.6368 | 34.7725 | 57.1463 | 65.5297 | 44.1007 | 44.2795 | 76.4314 | 49.7503 | 60.9107 | 58.9659 | 46.4673
[5 empty] | Grid Battery pump | -0.57376 | -0.40447 | -1.564 | -6.8115 | -4.4526 | 0.056557 | -9.7945 | -24.645 | -18.7531 | -13.4468 | -16.2591 | -9.4508 | -16.4663 | -4.8888 | -6.9907 | -3.3026 | -58.5211 | -69.4633 | -547.3955 | -532.2397 | -980.8414 | -942.9202 | -624.1501 | -99.8298 | 50.5177 | 194.9695 | 184.8568 | -248.5525 | -236.117
[5 empty] | Pumped Hydro Pump | -0.0024417 | -0.000842 | -5.6878 | -299.8385 | 172.4968 | 45.6835 | -489.4259 | -907.4178 | -778.8977 | -598.0329 | -370.3581 | -683.3868 | -494.9412 | -632.0633 | -547.669 | -349.4107 | -791.2367 | -407.5307 | 146.257 | -59.1435 | -541.9875 | 117.0461 | -112.9378 | -1036.6974 | -1055.6162 | -1089.3584 | -898.0232 | 873.0171 | 545.2075
[5 empty] | VPP pump | -0.059797 | -0.071217 | -1.0578 | -0.853 | 0.084645 | 1.8584 | -1.3948 | -5.484 | -2.7987 | -3.5646 | -10.1362 | 0.42636 | -10.7638 | -0.28383 | -10.3674 | -1.6302 | 10.1148 | 13.8465 | 58.3255 | 41.8072 | 68.0374 | 78.8268 | 53.3551 | 53.0522 | 91.9336 | 59.6035 | 73.0764 | 70.8324 | 55.6288
*Generation shown is sent-out, as is demand. The difference in sent-out generation with the Marinus Link option and the Base Case is due to the difference in losses from interconnectors and storage.

## BaseCase_CF
Annual capacity factor by technology - BaseCase, Central No TRET Sensitivity
Explicitly modelled generation
Region | Technology | 2021-22 | 2022-23 | 2023-24 | 2024-25 | 2025-26 | 2026-27 | 2027-28 | 2028-29 | 2029-30 | 2030-31 | 2031-32 | 2032-33 | 2033-34 | 2034-35 | 2035-36 | 2036-37 | 2037-38 | 2038-39 | 2039-40 | 2040-41 | 2041-42 | 2042-43 | 2043-44 | 2044-45 | 2045-46 | 2046-47 | 2047-48 | 2048-49 | 2049-50
NEM | Black Coal | 56.34% | 51.08% | 56.13% | 66.47% | 70.37% | 69.04% | 63.65% | 70.53% | 66.17% | 64.59% | 61.7% | 65.29% | 70.91% | 67.14% | 65.88% | 68.35% | 71.48% | 72.41% | 69.55% | 65.62% | 63.83% | 70.32% | 65.21% | 64.46% | 62.64% | 62.04% | 60.3% | 59.52% | 54.41%
NEM | Brown Coal | 71.35% | 67.61% | 68.47% | 69.29% | 73.1% | 74.95% | 73.37% | 72.71% | 71.33% | 74.37% | 73.67% | 72.32% | 74.09% | 73.82% | 75.71% | 71.38% | 66.42% | 68.78% | 60.63% | 64.99% | 70.78% | 69.06% | 66.5% | 67.98% | 64.86% | 66.42% | 67.25% | - | -
NEM | CCGT | 8.417% | 8.417% | 7.572% | 7.813% | 6.966% | 7.088% | 6.888% | 7.88% | 6.954% | 7.103% | 7.429% | 17.83% | 17.99% | 21.4% | 16.74% | 18.37% | 29.78% | 30.54% | 26.41% | 27.44% | 29.43% | 32.44% | 28.5% | 29.91% | 31.43% | 28.26% | 28.34% | 28.26% | 28.26%
NEM | Gas - Steam | 5.784% | 5.9% | 6.034% | 1.412% | 1.311% | 1.374% | 1.332% | 1.406% | 1.274% | 1.303% | 1.286% | 2.013% | 1.553% | 2.702% | 2.434% | 2.334% | 5.236% | 5.641% | 22.8% | 25.52% | 26.95% | 32.78% | 32.38% | 26.22% | 35.95% | - | - | - | -
NEM | OCGT / Diesel | 0.09057% | 0.04108% | 0.2037% | 0.1681% | 0.05876% | 0.09669% | 0.04069% | 0.1286% | 0.01284% | 0.03544% | 0.04205% | 0.7648% | 0.4865% | 0.8138% | 0.8037% | 0.937% | 3.064% | 3.473% | 7.048% | 8.406% | 5.818% | 9.362% | 13.93% | 7.675% | 9.229% | 11.95% | 16.07% | 18.78% | 19.68%
NEM | Hydro | 20.05% | 19.59% | 18.86% | 24.37% | 25.52% | 23.48% | 23.35% | 27.33% | 23.46% | 22.29% | 22.91% | 25.56% | 26.61% | 27.12% | 25.1% | 23.75% | 26.87% | 23.99% | 22.42% | 22.48% | 21.29% | 24.06% | 24.78% | 23.32% | 24.01% | 26.67% | 24.07% | 23.7% | 23.13%
NEM | Wind | 34.17% | 35.79% | 32.69% | 33.45% | 35.85% | 37.43% | 38.48% | 35.23% | 33.4% | 34.49% | 36.12% | 34.21% | 33.33% | 35.34% | 36.87% | 37.7% | 35.76% | 35.41% | 35.92% | 36.31% | 34.28% | 31.87% | 34.32% | 36.18% | 36.69% | 35.08% | 34.44% | 34.38% | 33.83%
NEM | Solar PV | 29.56% | 29.16% | 29.66% | 28.44% | 27.85% | 29.48% | 29.85% | 26.39% | 27.45% | 28.74% | 29.23% | 29.31% | 28.24% | 27.52% | 29.37% | 29.45% | 26.15% | 27.38% | 28.7% | 29.05% | 29.03% | 27.66% | 26.93% | 28.5% | 28.24% | 25.1% | 25.66% | 26.69% | 26.9%
NEM | Grid Battery | 9.518% | 5.918% | 5.962% | 6.753% | 6.705% | 6.721% | 6.244% | 6.026% | 5.347% | 5.636% | 5.602% | 5.956% | 5.937% | 5.376% | 5.718% | 5.804% | 10.7% | 10.68% | 11.77% | 11.46% | 12.99% | 13.87% | 13.81% | 14.3% | 14.13% | 13.49% | 13.63% | 13.5% | 13.5%
NEM | Pumped Hydro | 0.6689% | 1.769% | 2.814% | 23.15% | 19.54% | 21.1% | 20.22% | 23.23% | 21.98% | 23.88% | 22.99% | 26.39% | 24.51% | 24.24% | 25.84% | 25.69% | 25.28% | 24.4% | 24.99% | 24% | 25.04% | 25.02% | 24.12% | 25.64% | 25.38% | 24.16% | 23.57% | 24.45% | 24.41%
NEM | VPP | 7.723% | 8.946% | 8.397% | 9.594% | 9.849% | 9.598% | 8.921% | 8.546% | 7.658% | 7.69% | 7.742% | 7.967% | 7.888% | 7.456% | 7.547% | 7.514% | 6.681% | 6.409% | 6.116% | 5.95% | 5.687% | 5.63% | 5.451% | 5.662% | 5.354% | 5.032% | 5.014% | 4.882% | 4.55%
Region | Technology | 2021-22 | 2022-23 | 2023-24 | 2024-25 | 2025-26 | 2026-27 | 2027-28 | 2028-29 | 2029-30 | 2030-31 | 2031-32 | 2032-33 | 2033-34 | 2034-35 | 2035-36 | 2036-37 | 2037-38 | 2038-39 | 2039-40 | 2040-41 | 2041-42 | 2042-43 | 2043-44 | 2044-45 | 2045-46 | 2046-47 | 2047-48 | 2048-49 | 2049-50
NSW1 | Black Coal | 51.54% | 45.88% | 51.11% | 62.19% | 68.77% | 66.03% | 60.83% | 68.08% | 62.51% | 62.46% | 57.85% | 58.3% | 69.88% | 63.56% | 54.32% | 67.03% | 70.5% | 70.5% | 68.75% | 57.12% | 54.22% | - | - | - | - | - | - | - | -
NSW1 | Brown Coal | bar: 2021-22 to 2049-50
NSW1 | CCGT | 0.6146% | 0.6146% | 1.85% | 1.177% | 1.161% | 1.161% | 1.164% | 1.163% | 1.161% | 1.161% | 1.164% | 12.65% | 11.19% | 19.07% | 10.95% | 13.49% | 26.04% | 29.38% | 24.86% | 24.99% | 26.63% | 30.31% | 1.189% | - | - | - | - | - | -
NSW1 | Gas - Steam | bar: 2021-22 to 2049-50
NSW1 | OCGT / Diesel | 0.001433% | 8.233e-07% | 0.119% | 0.4141% | 0.09026% | 0.1454% | 0.05235% | 0.09312% | 1.149e-06% | 0.003697% | 1.255e-06% | 0.2651% | 0.1431% | 0.1969% | 0.666% | 0.4692% | 1.862% | 2.09% | 7.841% | 11.53% | 6.004% | 10.45% | 18.75% | 8.141% | 8.636% | 11.48% | 20.06% | 23.48% | 24.11%
NSW1 | Hydro | 8.84% | 9.296% | 8.561% | 12.4% | 12.02% | 11.36% | 11.25% | 15.4% | 12.41% | 11.02% | 10.83% | 12.5% | 14.05% | 14.58% | 14.9% | 13.84% | 17.8% | 14.6% | 13.88% | 12.28% | 12.33% | 14.66% | 15.21% | 15.49% | 15.43% | 18.41% | 15.26% | 14.4% | 13.34%
NSW1 | Wind | 32.14% | 36.7% | 35.21% | 34.55% | 37.6% | 38.67% | 38.31% | 33.95% | 30.7% | 32.94% | 34.39% | 34.08% | 33.07% | 35.29% | 36.93% | 36.92% | 33.21% | 30.47% | 32.69% | 33.7% | 33.87% | 31.98% | 34.03% | 35.73% | 35.62% | 32% | 29.64% | 31.01% | 31.37%
NSW1 | Solar PV | 28.63% | 28.53% | 28.72% | 27.65% | 26.32% | 28.48% | 28.63% | 26.08% | 26.87% | 28.39% | 29.01% | 28.77% | 27.86% | 26.75% | 28.87% | 28.83% | 26% | 26.88% | 28.41% | 28.87% | 28.76% | 27.78% | 26.77% | 28.62% | 28.6% | 25.68% | 26.14% | 27.1% | 27.27%
NSW1 | Grid Battery | - | - | - | - | - | - | - | - | - | - | - | - | - | - | - | - | - | - | 14.7% | 14.29% | 14.2% | 14.08% | 14.13% | 14.79% | 14.56% | 14.37% | 13.94% | 14.55% | 14.42%
NSW1 | Pumped Hydro | 0.9405% | 3.046% | 4.467% | 53.73% | 22.03% | 24.28% | 23.45% | 26.45% | 23.77% | 25.76% | 24.84% | 28.02% | 25.95% | 25.68% | 27.3% | 27.23% | 26.97% | 25.7% | 26.13% | 25.32% | 26.21% | 26.02% | 25.18% | 27.42% | 27.03% | 27.42% | 25.97% | 27.37% | 27.11%
NSW1 | VPP | 7.16% | 8.706% | 7.818% | 9.389% | 9.362% | 9.453% | 8.95% | 8.527% | 7.557% | 7.556% | 7.38% | 7.747% | 7.524% | 6.92% | 7.095% | 7.075% | 6.65% | 6.262% | 5.965% | 5.833% | 5.646% | 5.609% | 5.483% | 5.791% | 5.475% | 5.37% | 5.19% | 5.327% | 5.152%
Region | Technology | 2021-22 | 2022-23 | 2023-24 | 2024-25 | 2025-26 | 2026-27 | 2027-28 | 2028-29 | 2029-30 | 2030-31 | 2031-32 | 2032-33 | 2033-34 | 2034-35 | 2035-36 | 2036-37 | 2037-38 | 2038-39 | 2039-40 | 2040-41 | 2041-42 | 2042-43 | 2043-44 | 2044-45 | 2045-46 | 2046-47 | 2047-48 | 2048-49 | 2049-50
QLD1 | Black Coal | 62.38% | 57.33% | 61.27% | 71.33% | 71.69% | 71.34% | 65.71% | 72.55% | 68.11% | 65.71% | 63.71% | 67.99% | 71.3% | 68.52% | 68.7% | 68.71% | 71.81% | 73.08% | 69.83% | 68.56% | 67.16% | 70.32% | 65.21% | 64.46% | 62.64% | 62.04% | 60.3% | 59.52% | 54.41%
QLD1 | Brown Coal | bar: 2021-22 to 2049-50
QLD1 | CCGT | 8.33% | 8.33% | 9.298% | 10.97% | 9.367% | 9.597% | 9.206% | 11.1% | 9.343% | 9.625% | 10.24% | 22.31% | 24.11% | 24.47% | 22.36% | 25.6% | 37.34% | 36.81% | 32.97% | 34.78% | 37.43% | 40.66% | 39.65% | 36.23% | 50.66% | 60.92% | 61.08% | 60.92% | 60.92%
QLD1 | Gas - Steam | 5.044% | 5.044% | 10.02% | 9.894% | 9.894% | 9.894% | 9.921% | 9.894% | 9.894% | 9.894% | 9.921% | 9.894% | 9.894% | 9.894% | 9.921% | 10.85% | 23.11% | 25.87% | 22.8% | 25.52% | 26.95% | 32.78% | 32.38% | 26.22% | 35.95% | - | - | - | -
QLD1 | OCGT / Diesel | 1.035e-06% | 1.072e-06% | 0.009979% | 0.1988% | 0.08723% | 0.1291% | 0.04448% | 0.3025% | 0.04308% | 0.09545% | 0.129% | 1.128% | 0.7605% | 0.4378% | 0.759% | 1.527% | 5.13% | 5.586% | 8.852% | 8.36% | 7.802% | 12.59% | 13.61% | 13.05% | 16.22% | 18.08% | 17.4% | 16.6% | 16.95%
QLD1 | Hydro | 51.22% | 51% | 51.01% | 50.58% | 50.37% | 50.16% | 50.15% | 49.74% | 49.52% | 48.5% | 49.35% | 48.94% | 48.73% | 48.52% | 48.48% | 48.09% | 41.4% | 41.49% | 41.12% | 40.91% | 40.92% | - | - | - | - | - | - | - | -
QLD1 | Wind | 36.02% | 34.98% | 34.93% | 34.29% | 42.7% | 43.99% | 46.1% | 43.59% | 41.24% | 42.59% | 41.58% | 39.37% | 35.62% | 41.3% | 40.62% | 43.64% | 43.3% | 42.96% | 44% | 41.4% | 39.11% | 33.13% | 38.91% | 39.4% | 41.99% | 41.71% | 41.67% | 42.12% | 37.51%
QLD1 | Solar PV | 31.43% | 30.43% | 31.03% | 29.65% | 30.07% | 31.49% | 31.87% | 26.62% | 28.83% | 29.98% | 30.46% | 30.92% | 29.58% | 30.04% | 31.54% | 31.76% | 26.34% | 28.4% | 29.59% | 30.17% | 30.12% | 28.44% | 28.24% | 29.52% | 29.39% | 25.27% | 26.89% | 27.82% | 27.85%
QLD1 | Grid Battery | - | 14.62% | 15.31% | 18.77% | 19.88% | 19.4% | 18.9% | 18.73% | 18.14% | 18.21% | 18.02% | 18.39% | 18.26% | 18.47% | 18.36% | 18.62% | 15.26% | 15.37% | 15.34% | 15.23% | 14.96% | 14.8% | 14.92% | 14.84% | 14.55% | 13.4% | 13.86% | 13.68% | 14.12%
QLD1 | Pumped Hydro | 0.5546% | 1.232% | 2.119% | 10.27% | 9.58% | 8.383% | 7.3% | 10.38% | 8.503% | 9.733% | 9.136% | 14.16% | 13.72% | 13.41% | 14.83% | 14.17% | 19.43% | 19.68% | 20.56% | 19.07% | 20.75% | 22.71% | 21.87% | 22.01% | 21.55% | 18.43% | 18.69% | 19.74% | 20.43%
QLD1 | VPP | 6.687% | 7.504% | 7.523% | 9.578% | 10.4% | 9.862% | 9.526% | 9.253% | 8.913% | 8.757% | 8.878% | 8.93% | 8.749% | 8.712% | 8.449% | 8.318% | 6.278% | 6.255% | 6.144% | 6.024% | 5.994% | 6.097% | 5.963% | 5.751% | 5.312% | 4.426% | 4.73% | 4.692% | 4.278%
Region | Technology | 2021-22 | 2022-23 | 2023-24 | 2024-25 | 2025-26 | 2026-27 | 2027-28 | 2028-29 | 2029-30 | 2030-31 | 2031-32 | 2032-33 | 2033-34 | 2034-35 | 2035-36 | 2036-37 | 2037-38 | 2038-39 | 2039-40 | 2040-41 | 2041-42 | 2042-43 | 2043-44 | 2044-45 | 2045-46 | 2046-47 | 2047-48 | 2048-49 | 2049-50
VIC1 | Black Coal | bar: 2021-22 to 2049-50
VIC1 | Brown Coal | 71.35% | 67.61% | 68.47% | 69.29% | 73.1% | 74.95% | 73.37% | 72.71% | 71.33% | 74.37% | 73.67% | 72.32% | 74.09% | 73.82% | 75.71% | 71.38% | 66.42% | 68.78% | 60.63% | 64.99% | 70.78% | 69.06% | 66.5% | 67.98% | 64.86% | 66.42% | 67.25% | - | -
VIC1 | CCGT | bar: 2021-22 to 2049-50
VIC1 | Gas - Steam | 0.1869% | 0.07927% | 0.2219% | 0.3832% | 0.1038% | 0.2778% | 0.1525% | 0.367% | 0.0007172% | 0.0818% | 0.0259% | 0.4931% | 0.3586% | 0.3535% | 1.177% | 0.9031% | 2.232% | 2.243% | - | - | - | - | - | - | - | - | - | - | -
VIC1 | OCGT / Diesel | 0.0469% | 1.029e-06% | 0.05433% | 0.01754% | 0.0101% | 0.02226% | 0.0232% | 0.004381% | 1.583e-06% | 1.639e-06% | 1.69e-06% | 0.2143% | 0.07223% | 0.1056% | 0.2078% | 0.1415% | 0.4308% | 0.1686% | 1.373% | 1.104% | 0.5951% | 0.4023% | 2.685% | 1.724% | 1.575% | 1.172% | 1.179% | 15.12% | 17.67%
VIC1 | Hydro | 14.06% | 14.1% | 12.75% | 15.75% | 16.1% | 15.2% | 15.39% | 19.37% | 16.03% | 13.72% | 13.81% | 12.45% | 15.25% | 15.71% | 14.85% | 14.89% | 18.73% | 15.53% | 13.34% | 13.3% | 12.06% | 14.76% | 15.26% | 14.39% | 14.45% | 18.11% | 15.06% | 12.91% | 12.91%
VIC1 | Wind | 35.94% | 36.56% | 31.52% | 32.33% | 33.1% | 34.25% | 35.89% | 32.4% | 32.64% | 31.6% | 35.47% | 31.44% | 32.42% | 32.86% | 34.25% | 34.68% | 32.92% | 35.17% | 33.75% | 34.51% | 30.53% | 29.67% | 31.34% | 33.71% | 32.98% | 32.36% | 33.38% | 32.31% | 32.81%
VIC1 | Solar PV | 27.59% | 27.39% | 28.45% | 27.27% | 25.9% | 27.19% | 27.86% | 26.09% | 27.05% | 27.59% | 27.43% | 28.48% | 27.25% | 25.9% | 27.37% | 27.82% | 26.09% | 27.01% | 27.63% | 27.4% | 27.85% | 25.9% | 25.18% | 26.68% | 26.26% | 23.73% | 22.97% | 25.3% | 25.19%
VIC1 | Grid Battery | 23.47% | 5.41% | 5.302% | 6.207% | 6.109% | 6.182% | 5.746% | 5.461% | 4.772% | 4.85% | 4.85% | 5.236% | 5.078% | 4.642% | 5.017% | 5.082% | 4.787% | 4.55% | 4.435% | 4.29% | 8.972% | 14.21% | 13.88% | 14.95% | 14.63% | 14.39% | 14.44% | 13.41% | 13%
VIC1 | Pumped Hydro | - | - | - | - | - | - | - | - | - | - | - | - | - | - | - | - | 28.55% | 28.19% | 28.81% | 27.41% | 28.28% | 27.32% | 25.33% | 26.31% | 27.23% | 26.46% | 27.35% | 24.91% | 24.12%
VIC1 | VPP | 8.541% | 9.56% | 8.917% | 10.28% | 10.54% | 10.2% | 9.192% | 8.681% | 7.642% | 7.711% | 7.837% | 8.202% | 8.214% | 7.611% | 7.816% | 7.806% | 7.17% | 6.888% | 6.604% | 6.397% | 5.957% | 5.752% | 5.417% | 5.879% | 5.589% | 5.377% | 5.406% | 4.891% | 4.462%
Region | Technology | 2021-22 | 2022-23 | 2023-24 | 2024-25 | 2025-26 | 2026-27 | 2027-28 | 2028-29 | 2029-30 | 2030-31 | 2031-32 | 2032-33 | 2033-34 | 2034-35 | 2035-36 | 2036-37 | 2037-38 | 2038-39 | 2039-40 | 2040-41 | 2041-42 | 2042-43 | 2043-44 | 2044-45 | 2045-46 | 2046-47 | 2047-48 | 2048-49 | 2049-50
SA1 | Black Coal | bar: 2021-22 to 2049-50
SA1 | Brown Coal | bar: 2021-22 to 2049-50
SA1 | CCGT | 17.95% | 17.95% | 12.37% | 9.7% | 9.7% | 9.7% | 9.727% | 9.7% | 9.7% | 9.7% | 9.727% | 18.15% | 15.59% | 23.76% | 14.1% | 15.93% | - | - | - | - | - | - | - | - | - | - | - | - | -
SA1 | Gas - Steam | 9.36% | 9.628% | 9.249% | 1.164% | 1.164% | 1.164% | 1.167% | 1.164% | 1.164% | 1.164% | 1.167% | 2.135% | 1.424% | 3.414% | - | - | - | - | - | - | - | - | - | - | - | - | - | - | -
SA1 | OCGT / Diesel | 0.3691% | 0.1962% | 0.7683% | 0.1008% | 0.06103% | 0.1153% | 0.05214% | 0.113% | 0.004068% | 0.03985% | 0.02474% | 2.299% | 1.574% | 4.407% | 2.834% | 2.79% | 8.27% | 10.68% | 12.77% | 12.34% | 10.46% | 14.31% | 18.04% | 6.241% | 6.354% | 7.096% | 9.694% | 13.62% | 14.34%
SA1 | Hydro | bar: 2021-22 to 2049-50
SA1 | Wind | 34.88% | 34.46% | 30.55% | 33.87% | 33.04% | 36.46% | 36.92% | 34.59% | 33.72% | 34.18% | 36.05% | 32.72% | 33.25% | 31.83% | 35.84% | 35.96% | 34.93% | 35.66% | 35.85% | 37.77% | 33.96% | 32.48% | 30.95% | 34.95% | 34.87% | 34.15% | 34.38% | 32.17% | 33.95%
SA1 | Solar PV | 30.63% | 29.1% | 29.39% | 28.19% | 27.51% | 28.16% | 29.03% | 27.61% | 28.77% | 29.03% | 29.15% | 29.61% | 28.19% | 27.51% | 28.21% | 28.99% | 27.61% | 28.78% | 29.07% | 27.44% | 28.09% | 24.71% | 23.46% | 23.57% | 22.89% | 20.52% | 19.78% | 18.69% | 19.98%
SA1 | Grid Battery | 5.753% | 6% | 6.259% | 6.58% | 6.511% | 6.471% | 5.921% | 5.823% | 5.152% | 5.883% | 5.796% | 6.08% | 6.1% | 5.194% | 5.526% | 5.637% | 6.765% | 6.692% | 11.61% | 11.11% | 12.47% | 12.44% | 12.21% | 12.64% | 12.79% | 12.41% | 12.34% | 12.04% | 11.48%
SA1 | Pumped Hydro | bar: 2021-22 to 2049-50
SA1 | VPP | 9.596% | 10.37% | 10.52% | 10.32% | 10.45% | 9.997% | 8.912% | 8.681% | 7.66% | 7.726% | 7.769% | 7.905% | 7.947% | 7.17% | 7.629% | 7.548% | 7.061% | 6.848% | 5.986% | 5.623% | 5.068% | 5.039% | 4.83% | 5.146% | 5.008% | 4.834% | 4.712% | 4.585% | 3.978%
Region | Technology | 2021-22 | 2022-23 | 2023-24 | 2024-25 | 2025-26 | 2026-27 | 2027-28 | 2028-29 | 2029-30 | 2030-31 | 2031-32 | 2032-33 | 2033-34 | 2034-35 | 2035-36 | 2036-37 | 2037-38 | 2038-39 | 2039-40 | 2040-41 | 2041-42 | 2042-43 | 2043-44 | 2044-45 | 2045-46 | 2046-47 | 2047-48 | 2048-49 | 2049-50
TAS1 | Black Coal | bar: 2021-22 to 2049-50
TAS1 | Brown Coal | bar: 2021-22 to 2049-50
TAS1 | CCGT | 4.676e-06% | 4.647e-06% | 5.027e-06% | 5.112e-06% | 5.142e-06% | 5.357e-06% | 5.729e-06% | 6.06e-06% | 6.404e-06% | 6.591e-06% | 6.615e-06% | 7.672e-06% | 7.801e-06% | 8.151e-06% | 8.409e-06% | 8.758e-06% | 9.147e-06% | 1.019e-05% | 1.081e-05% | 1.065e-05% | 1.198e-05% | 1.2e-05% | 1.153e-05% | 1.167e-05% | 1.196e-05% | 1.245e-05% | 1.341e-05% | 1.358e-05% | 1.305e-05%
TAS1 | Gas - Steam | bar: 2021-22 to 2049-50
TAS1 | OCGT / Diesel | 4.311e-06% | 4.233e-06% | 4.523e-06% | 4.666e-06% | 4.797e-06% | 5.097e-06% | 5.364e-06% | 5.647e-06% | 5.962e-06% | 6.134e-06% | 6.123e-06% | 0.008076% | 7.027e-06% | 7.363e-06% | 7.574e-06% | 7.87e-06% | 8.302e-06% | 8.904e-06% | 9.514e-06% | 2.299e-05% | 0.02437% | 2.767e-05% | 2.396e-05% | 2.567e-05% | 2.694e-05% | 2.842e-05% | 3.063e-05% | 0.05923% | 2.819e-05%
TAS1 | Hydro | 35.63% | 33.72% | 33.5% | 43.49% | 47.12% | 42.44% | 41.98% | 46.05% | 40.5% | 40.61% | 42.59% | 50.18% | 49.16% | 49.72% | 44.02% | 40.99% | 43.7% | 41.38% | 39.44% | 41.39% | 38.86% | 42.71% | 43.81% | 39.93% | 42.03% | 43.44% | 41.83% | 43.61% | 43.06%
TAS1 | Wind | 26.66% | 32.22% | 29.16% | 29.41% | 31.24% | 31.94% | 32.87% | 27.94% | 28.86% | 26.42% | 32.33% | 28.94% | 29.58% | 30.93% | 36.65% | 38.39% | 36.65% | 36.59% | 34.73% | 38.33% | 35.07% | 34.59% | 36.73% | 39.14% | 39.77% | 38.54% | 38.34% | 36.56% | 39.96%
TAS1 | Solar PV | bar: 2021-22 to 2049-50
TAS1 | Grid Battery | bar: 2021-22 to 2049-50
TAS1 | Pumped Hydro | bar: 2021-22 to 2049-50
TAS1 | VPP | - | 3.529% | 0.8592% | 1.507% | 3.19% | 2.234% | 2.024% | 2.106% | 0.5159% | 1.253% | 2.722% | 0.7495% | 1.611% | 3.648% | 2.359% | 2.8% | 3.063% | 2.004% | 2.334% | 2.487% | 2.29% | 2.152% | 2.896% | 2.061% | 2.229% | 2.294% | 1.118% | 1.273% | 1.956%
Explicitly modelled pumping
Region | Technology | 2021-22 | 2022-23 | 2023-24 | 2024-25 | 2025-26 | 2026-27 | 2027-28 | 2028-29 | 2029-30 | 2030-31 | 2031-32 | 2032-33 | 2033-34 | 2034-35 | 2035-36 | 2036-37 | 2037-38 | 2038-39 | 2039-40 | 2040-41 | 2041-42 | 2042-43 | 2043-44 | 2044-45 | 2045-46 | 2046-47 | 2047-48 | 2048-49 | 2049-50
NEM | Grid Battery pump | 11.72% | 7.324% | 7.342% | 8.34% | 8.276% | 8.297% | 7.726% | 7.422% | 6.602% | 6.958% | 6.936% | 7.334% | 7.34% | 6.625% | 7.059% | 7.166% | 12.76% | 12.69% | 13.95% | 13.59% | 15.29% | 16.34% | 16.25% | 16.82% | 16.65% | 15.87% | 16.05% | 15.89% | 15.88%
NEM | Pumped Hydro Pump | 1.152% | 3.709% | 5.207% | 29.83% | 22.32% | 25.37% | 25.85% | 27.87% | 27.69% | 29.51% | 29.28% | 33.59% | 32.71% | 30.78% | 34.04% | 34.31% | 32.51% | 31.57% | 32.58% | 31.41% | 32.36% | 33.02% | 30.79% | 33.76% | 33.78% | 31.64% | 30.78% | 32.05% | 31.4%
NEM | VPP pump | 9.27% | 10.76% | 10.06% | 11.52% | 11.82% | 11.52% | 10.73% | 10.24% | 9.191% | 9.23% | 9.315% | 9.542% | 9.475% | 8.947% | 9.054% | 9.019% | 8.03% | 7.698% | 7.327% | 7.157% | 6.816% | 6.765% | 6.534% | 6.795% | 6.439% | 6.029% | 6.029% | 5.849% | 5.459%
Region | Technology | 2021-22 | 2022-23 | 2023-24 | 2024-25 | 2025-26 | 2026-27 | 2027-28 | 2028-29 | 2029-30 | 2030-31 | 2031-32 | 2032-33 | 2033-34 | 2034-35 | 2035-36 | 2036-37 | 2037-38 | 2038-39 | 2039-40 | 2040-41 | 2041-42 | 2042-43 | 2043-44 | 2044-45 | 2045-46 | 2046-47 | 2047-48 | 2048-49 | 2049-50
NSW1 | Grid Battery pump | - | - | - | - | - | - | - | - | - | - | - | - | - | - | - | - | - | - | 17.29% | 16.86% | 16.72% | 16.57% | 16.6% | 17.4% | 17.17% | 16.86% | 16.45% | 17.07% | 16.97%
NSW1 | Pumped Hydro Pump | 1.303% | 4.628% | 6.21% | 37.22% | 23.39% | 27.3% | 28.17% | 29.67% | 29.05% | 30.84% | 30.68% | 34.59% | 33.69% | 31.61% | 34.97% | 35.37% | 33.9% | 32.66% | 33.56% | 32.63% | 33.33% | 34.32% | 31.69% | 36.12% | 36.16% | 35.68% | 33.8% | 35.92% | 34.59%
NSW1 | VPP pump | 8.593% | 10.47% | 9.367% | 11.27% | 11.24% | 11.34% | 10.76% | 10.22% | 9.07% | 9.068% | 8.881% | 9.279% | 9.032% | 8.316% | 8.505% | 8.491% | 8.002% | 7.518% | 7.14% | 7.021% | 6.773% | 6.726% | 6.573% | 6.951% | 6.588% | 6.43% | 6.248% | 6.376% | 6.184%
Region | Technology | 2021-22 | 2022-23 | 2023-24 | 2024-25 | 2025-26 | 2026-27 | 2027-28 | 2028-29 | 2029-30 | 2030-31 | 2031-32 | 2032-33 | 2033-34 | 2034-35 | 2035-36 | 2036-37 | 2037-38 | 2038-39 | 2039-40 | 2040-41 | 2041-42 | 2042-43 | 2043-44 | 2044-45 | 2045-46 | 2046-47 | 2047-48 | 2048-49 | 2049-50
QLD1 | Grid Battery pump | - | 18.05% | 18.84% | 23.17% | 24.56% | 23.93% | 23.34% | 23.11% | 22.4% | 22.48% | 22.31% | 22.65% | 22.54% | 22.81% | 22.67% | 22.99% | 18.03% | 18.07% | 18.08% | 17.93% | 17.6% | 17.43% | 17.56% | 17.45% | 17.12% | 15.8% | 16.28% | 16.12% | 16.59%
QLD1 | Pumped Hydro Pump | 0.8947% | 2.133% | 3.487% | 17.16% | 16.04% | 13.99% | 12.23% | 17.32% | 14.22% | 16.27% | 15.31% | 23.64% | 22.93% | 22.42% | 24.79% | 23.68% | 26.68% | 26.77% | 28.07% | 26.03% | 28.09% | 29.88% | 28.63% | 28.81% | 28.29% | 23.96% | 24.18% | 25.67% | 26.34%
QLD1 | VPP pump | 8.026% | 9.031% | 9.014% | 11.5% | 12.49% | 11.83% | 11.44% | 11.1% | 10.7% | 10.51% | 10.68% | 10.7% | 10.5% | 10.46% | 10.14% | 9.984% | 7.555% | 7.488% | 7.375% | 7.23% | 7.194% | 7.326% | 7.161% | 6.899% | 6.368% | 5.322% | 5.667% | 5.642% | 5.125%
Region | Technology | 2021-22 | 2022-23 | 2023-24 | 2024-25 | 2025-26 | 2026-27 | 2027-28 | 2028-29 | 2029-30 | 2030-31 | 2031-32 | 2032-33 | 2033-34 | 2034-35 | 2035-36 | 2036-37 | 2037-38 | 2038-39 | 2039-40 | 2040-41 | 2041-42 | 2042-43 | 2043-44 | 2044-45 | 2045-46 | 2046-47 | 2047-48 | 2048-49 | 2049-50
VIC1 | Grid Battery pump | 28.88% | 6.697% | 6.528% | 7.663% | 7.543% | 7.632% | 7.112% | 6.724% | 5.891% | 5.988% | 6.005% | 6.446% | 6.287% | 5.714% | 6.194% | 6.274% | 5.91% | 5.635% | 5.458% | 5.312% | 10.59% | 16.76% | 16.29% | 17.59% | 17.26% | 16.88% | 17.04% | 15.76% | 15.3%
VIC1 | Pumped Hydro Pump | - | - | - | - | - | - | - | - | - | - | - | - | - | - | - | - | 35.69% | 35.41% | 35.89% | 34.44% | 35.22% | 34.31% | 31.5% | 32.9% | 34.19% | 32.9% | 34.36% | 31.04% | 30.15%
VIC1 | VPP pump | 10.25% | 11.5% | 10.69% | 12.34% | 12.65% | 12.24% | 11.06% | 10.4% | 9.173% | 9.254% | 9.43% | 9.824% | 9.882% | 9.115% | 9.381% | 9.369% | 8.606% | 8.288% | 7.907% | 7.698% | 7.131% | 6.924% | 6.483% | 7.056% | 6.728% | 6.435% | 6.508% | 5.852% | 5.355%
Region | Technology | 2021-22 | 2022-23 | 2023-24 | 2024-25 | 2025-26 | 2026-27 | 2027-28 | 2028-29 | 2029-30 | 2030-31 | 2031-32 | 2032-33 | 2033-34 | 2034-35 | 2035-36 | 2036-37 | 2037-38 | 2038-39 | 2039-40 | 2040-41 | 2041-42 | 2042-43 | 2043-44 | 2044-45 | 2045-46 | 2046-47 | 2047-48 | 2048-49 | 2049-50
SA1 | Grid Battery pump | 7.085% | 7.425% | 7.71% | 8.133% | 8.029% | 7.989% | 7.326% | 7.172% | 6.361% | 7.263% | 7.175% | 7.487% | 7.53% | 6.412% | 6.822% | 6.96% | 8.236% | 8.168% | 13.75% | 13.2% | 14.69% | 14.71% | 14.37% | 14.92% | 15.13% | 14.6% | 14.59% | 14.17% | 13.53%
SA1 | Pumped Hydro Pump | bar: 2021-22 to 2049-50
SA1 | VPP pump | 11.52% | 12.48% | 12.61% | 12.4% | 12.53% | 12% | 10.72% | 10.4% | 9.193% | 9.273% | 9.348% | 9.467% | 9.538% | 8.606% | 9.157% | 9.059% | 8.475% | 8.239% | 7.166% | 6.769% | 6.065% | 6.061% | 5.786% | 6.178% | 6.027% | 5.784% | 5.674% | 5.486% | 4.774%
Region | Technology | 2021-22 | 2022-23 | 2023-24 | 2024-25 | 2025-26 | 2026-27 | 2027-28 | 2028-29 | 2029-30 | 2030-31 | 2031-32 | 2032-33 | 2033-34 | 2034-35 | 2035-36 | 2036-37 | 2037-38 | 2038-39 | 2039-40 | 2040-41 | 2041-42 | 2042-43 | 2043-44 | 2044-45 | 2045-46 | 2046-47 | 2047-48 | 2048-49 | 2049-50
TAS1 | Grid Battery pump | bar: 2021-22 to 2049-50
TAS1 | Pumped Hydro Pump | bar: 2021-22 to 2049-50
TAS1 | VPP pump | - | 4.259% | 1.035% | 1.81% | 3.824% | 2.678% | 2.453% | 2.51% | 0.6389% | 1.51% | 3.271% | 0.8801% | 1.936% | 4.383% | 2.826% | 3.382% | 3.658% | 2.411% | 2.797% | 3.005% | 2.734% | 2.586% | 3.47% | 2.474% | 2.694% | 2.735% | 1.345% | 1.525% | 2.347%
Non-controllable capacity
Region | Technology | 2021-22 | 2022-23 | 2023-24 | 2024-25 | 2025-26 | 2026-27 | 2027-28 | 2028-29 | 2029-30 | 2030-31 | 2031-32 | 2032-33 | 2033-34 | 2034-35 | 2035-36 | 2036-37 | 2037-38 | 2038-39 | 2039-40 | 2040-41 | 2041-42 | 2042-43 | 2043-44 | 2044-45 | 2045-46 | 2046-47 | 2047-48 | 2048-49 | 2049-50
NEM | Distributed PV | 15.77% | 16.13% | 16.31% | 15.86% | 15.31% | 16.39% | 16.4% | 14.89% | 15.69% | 16.31% | 16.53% | 16.71% | 16.17% | 15.67% | 16.78% | 16.8% | 15.17% | 15.97% | 16.63% | 16.87% | 16.95% | 16.51% | 15.94% | 17.04% | 17% | 15.32% | 16.09% | 16.78% | 17.01%
NEM | Behind the meter battery | 5.748% | 5.692% | 5.637% | 5.571% | 5.54% | 5.531% | 5.51% | 5.445% | 5.434% | 5.4% | 5.428% | 5.333% | 5.256% | 5.16% | 5.074% | 4.963% | 4.868% | 4.799% | 4.763% | 4.713% | 4.686% | 4.66% | 4.646% | 4.581% | 4.527% | 4.461% | 4.415% | 4.344% | 4.278%
NEM | Behind the meter battery pump | 4.884% | 4.836% | 4.789% | 4.733% | 4.706% | 4.698% | 4.681% | 4.626% | 4.616% | 4.587% | 4.612% | 4.531% | 4.464% | 4.383% | 4.31% | 4.216% | 4.136% | 4.077% | 4.045% | 4.004% | 3.981% | 3.957% | 3.948% | 3.891% | 3.845% | 3.789% | 3.751% | 3.691% | 3.634%
Region | Technology | 2021-22 | 2022-23 | 2023-24 | 2024-25 | 2025-26 | 2026-27 | 2027-28 | 2028-29 | 2029-30 | 2030-31 | 2031-32 | 2032-33 | 2033-34 | 2034-35 | 2035-36 | 2036-37 | 2037-38 | 2038-39 | 2039-40 | 2040-41 | 2041-42 | 2042-43 | 2043-44 | 2044-45 | 2045-46 | 2046-47 | 2047-48 | 2048-49 | 2049-50
NSW1 | Distributed PV | 15.89% | 16.59% | 16.28% | 16.1% | 15.42% | 17.11% | 16.87% | 15.03% | 15.45% | 16.39% | 17.13% | 16.7% | 16.38% | 15.81% | 17.37% | 17.11% | 15.24% | 15.71% | 16.66% | 17.39% | 16.89% | 16.65% | 16% | 17.57% | 17.26% | 15.35% | 15.79% | 16.75% | 17.46%
NSW1 | Behind the meter battery | 5.743% | 5.655% | 5.625% | 5.578% | 5.567% | 5.568% | 5.534% | 5.457% | 5.423% | 5.371% | 5.388% | 5.278% | 5.194% | 5.093% | 5.007% | 4.898% | 4.816% | 4.746% | 4.723% | 4.676% | 4.646% | 4.616% | 4.599% | 4.534% | 4.479% | 4.414% | 4.361% | 4.297% | 4.233%
NSW1 | Behind the meter battery pump | 4.879% | 4.803% | 4.778% | 4.739% | 4.729% | 4.729% | 4.701% | 4.635% | 4.607% | 4.563% | 4.579% | 4.484% | 4.41% | 4.328% | 4.251% | 4.161% | 4.092% | 4.033% | 4.011% | 3.973% | 3.947% | 3.919% | 3.909% | 3.854% | 3.802% | 3.751% | 3.706% | 3.65% | 3.594%
Region | Technology | 2021-22 | 2022-23 | 2023-24 | 2024-25 | 2025-26 | 2026-27 | 2027-28 | 2028-29 | 2029-30 | 2030-31 | 2031-32 | 2032-33 | 2033-34 | 2034-35 | 2035-36 | 2036-37 | 2037-38 | 2038-39 | 2039-40 | 2040-41 | 2041-42 | 2042-43 | 2043-44 | 2044-45 | 2045-46 | 2046-47 | 2047-48 | 2048-49 | 2049-50
QLD1 | Distributed PV | 16.23% | 17.23% | 17.2% | 16.55% | 16.67% | 17.73% | 17.8% | 14.99% | 16.26% | 16.82% | 17.72% | 17.58% | 16.78% | 16.96% | 18.05% | 18.11% | 15.29% | 16.67% | 17.29% | 18.16% | 17.93% | 17.24% | 17.36% | 18.37% | 18.37% | 15.48% | 16.85% | 17.47% | 18.34%
QLD1 | Behind the meter battery | 5.678% | 5.582% | 5.557% | 5.521% | 5.512% | 5.514% | 5.493% | 5.432% | 5.405% | 5.391% | 5.428% | 5.338% | 5.269% | 5.176% | 5.092% | 4.973% | 4.875% | 4.794% | 4.746% | 4.725% | 4.712% | 4.699% | 4.696% | 4.635% | 4.584% | 4.527% | 4.479% | 4.407% | 4.348%
QLD1 | Behind the meter battery pump | 4.822% | 4.742% | 4.72% | 4.691% | 4.681% | 4.683% | 4.665% | 4.616% | 4.593% | 4.577% | 4.611% | 4.536% | 4.474% | 4.395% | 4.325% | 4.224% | 4.141% | 4.073% | 4.032% | 4.015% | 4.005% | 3.989% | 3.99% | 3.937% | 3.896% | 3.844% | 3.807% | 3.745% | 3.692%
Region | Technology | 2021-22 | 2022-23 | 2023-24 | 2024-25 | 2025-26 | 2026-27 | 2027-28 | 2028-29 | 2029-30 | 2030-31 | 2031-32 | 2032-33 | 2033-34 | 2034-35 | 2035-36 | 2036-37 | 2037-38 | 2038-39 | 2039-40 | 2040-41 | 2041-42 | 2042-43 | 2043-44 | 2044-45 | 2045-46 | 2046-47 | 2047-48 | 2048-49 | 2049-50
VIC1 | Distributed PV | 14.6% | 14.16% | 14.99% | 14.63% | 13.83% | 14.71% | 14.77% | 14.23% | 15.01% | 15.58% | 14.94% | 15.73% | 15.23% | 14.39% | 15.27% | 15.35% | 14.57% | 15.22% | 15.82% | 15.22% | 15.93% | 15.53% | 14.6% | 15.51% | 15.5% | 14.74% | 15.37% | 16% | 15.33%
VIC1 | Behind the meter battery | 5.776% | 5.713% | 5.667% | 5.611% | 5.588% | 5.591% | 5.599% | 5.543% | 5.541% | 5.5% | 5.521% | 5.438% | 5.364% | 5.266% | 5.181% | 5.068% | 4.961% | 4.893% | 4.856% | 4.792% | 4.76% | 4.735% | 4.72% | 4.654% | 4.604% | 4.535% | 4.493% | 4.42% | 4.35%
VIC1 | Behind the meter battery pump | 4.909% | 4.855% | 4.816% | 4.768% | 4.748% | 4.751% | 4.757% | 4.709% | 4.705% | 4.672% | 4.689% | 4.621% | 4.559% | 4.472% | 4.403% | 4.307% | 4.217% | 4.154% | 4.124% | 4.068% | 4.044% | 4.021% | 4.01% | 3.953% | 3.91% | 3.851% | 3.816% | 3.755% | 3.695%
Region | Technology | 2021-22 | 2022-23 | 2023-24 | 2024-25 | 2025-26 | 2026-27 | 2027-28 | 2028-29 | 2029-30 | 2030-31 | 2031-32 | 2032-33 | 2033-34 | 2034-35 | 2035-36 | 2036-37 | 2037-38 | 2038-39 | 2039-40 | 2040-41 | 2041-42 | 2042-43 | 2043-44 | 2044-45 | 2045-46 | 2046-47 | 2047-48 | 2048-49 | 2049-50
SA1 | Distributed PV | 16.93% | 17.17% | 17.71% | 17.12% | 16.19% | 16.82% | 17.34% | 16.48% | 17.3% | 17.53% | 17.53% | 17.98% | 17.32% | 16.39% | 17.08% | 17.64% | 16.81% | 17.61% | 17.85% | 17.82% | 18.27% | 17.65% | 16.69% | 17.32% | 17.86% | 16.97% | 17.75% | 18% | 17.98%
SA1 | Behind the meter battery | 5.793% | 5.815% | 5.7% | 5.557% | 5.445% | 5.366% | 5.32% | 5.251% | 5.291% | 5.29% | 5.345% | 5.244% | 5.158% | 5.071% | 4.977% | 4.871% | 4.765% | 4.72% | 4.664% | 4.587% | 4.547% | 4.499% | 4.482% | 4.4% | 4.344% | 4.253% | 4.22% | 4.138% | 4.064%
SA1 | Behind the meter battery pump | 4.922% | 4.94% | 4.844% | 4.721% | 4.624% | 4.557% | 4.521% | 4.461% | 4.495% | 4.496% | 4.538% | 4.454% | 4.381% | 4.307% | 4.225% | 4.136% | 4.047% | 4.009% | 3.963% | 3.898% | 3.86% | 3.823% | 3.807% | 3.738% | 3.687% | 3.615% | 3.587% | 3.516% | 3.452%
Region | Technology | 2021-22 | 2022-23 | 2023-24 | 2024-25 | 2025-26 | 2026-27 | 2027-28 | 2028-29 | 2029-30 | 2030-31 | 2031-32 | 2032-33 | 2033-34 | 2034-35 | 2035-36 | 2036-37 | 2037-38 | 2038-39 | 2039-40 | 2040-41 | 2041-42 | 2042-43 | 2043-44 | 2044-45 | 2045-46 | 2046-47 | 2047-48 | 2048-49 | 2049-50
TAS1 | Distributed PV | 13.91% | 13.69% | 14.24% | 14.25% | 13.43% | 14.24% | 14.41% | 13.95% | 13.99% | 14.25% | 14.08% | 14.44% | 14.34% | 13.61% | 14.44% | 14.48% | 14% | 14.1% | 14.4% | 14.2% | 14.6% | 14.54% | 13.75% | 14.59% | 14.57% | 14.08% | 14.15% | 14.48% | 14.3%
TAS1 | Behind the meter battery | 5.704% | 5.607% | 5.547% | 5.538% | 5.501% | 5.496% | 5.475% | 5.417% | 5.367% | 5.318% | 5.332% | 5.23% | 5.159% | 5.071% | 4.992% | 4.89% | 4.814% | 4.766% | 4.719% | 4.656% | 4.613% | 4.574% | 4.546% | 4.462% | 4.404% | 4.339% | 4.284% | 4.205% | 4.139%
TAS1 | Behind the meter battery pump | 4.846% | 4.765% | 4.713% | 4.703% | 4.675% | 4.669% | 4.651% | 4.604% | 4.558% | 4.518% | 4.532% | 4.443% | 4.383% | 4.307% | 4.241% | 4.155% | 4.092% | 4.048% | 4.011% | 3.958% | 3.916% | 3.885% | 3.863% | 3.789% | 3.743% | 3.686% | 3.64% | 3.572% | 3.515%

## BaseCase_Generation
Annual sent-out generation by technology (GWh) - BaseCase, Central No TRET Sensitivity
Explicitly modelled generation
Region | Technology | 2021-22 | 2022-23 | 2023-24 | 2024-25 | 2025-26 | 2026-27 | 2027-28 | 2028-29 | 2029-30 | 2030-31 | 2031-32 | 2032-33 | 2033-34 | 2034-35 | 2035-36 | 2036-37 | 2037-38 | 2038-39 | 2039-40 | 2040-41 | 2041-42 | 2042-43 | 2043-44 | 2044-45 | 2045-46 | 2046-47 | 2047-48 | 2048-49 | 2049-50
NEM | Black Coal | 90639.3497 | 80050.3619 | 80724.3377 | 80215.1592 | 72848.488 | 66346.779 | 60052.9274 | 62221.6843 | 49077.0856 | 47671.9098 | 45533.636 | 43821.4692 | 47588.8561 | 45061.4771 | 39705.337 | 38297.2579 | 32846.8306 | 33277.6279 | 31963.4736 | 30153.7548 | 29334.8894 | 19417.4244 | 15919.8702 | 13677.0579 | 11287.2772 | 9195.1116 | 8937.3499 | 8822.1343 | 8064.2822
NEM | Brown Coal | 29938.5871 | 28367.9284 | 28731.4988 | 23713.4569 | 25018.9366 | 25171.0619 | 24641.4744 | 24420.4012 | 23955.6886 | 22695.9346 | 21555.392 | 21158.8497 | 21676.8435 | 21599.2802 | 22152.1198 | 20884.1049 | 19433.1483 | 20123.8485 | 17740.3735 | 19013.9579 | 20710.1877 | 20204.74 | 19457.3746 | 19890.9907 | 18976.55 | 19434.7888 | 13107.145 | 0 | 0
NEM | CCGT | 2252.5071 | 2252.5071 | 1906.881 | 1967.6702 | 1754.431 | 1784.9815 | 1734.5617 | 1984.5663 | 1751.2975 | 1788.7083 | 1871.0212 | 4489.8294 | 4529.914 | 5388.2845 | 4215.9376 | 4006.1426 | 5114.9361 | 5245.4387 | 4204.874 | 4368.0503 | 4685.6675 | 5165.433 | 3439.1879 | 3124.8664 | 1508.7559 | 960.5283 | 963.16 | 960.5308 | 960.5306
NEM | Gas - Steam | 701.2469 | 715.3088 | 731.6078 | 171.1613 | 158.9234 | 166.5426 | 161.4814 | 170.452 | 154.4085 | 157.96 | 155.9347 | 244.0434 | 188.33 | 327.5321 | 124.5348 | 119.4151 | 267.8609 | 288.597 | 167.742 | 187.7695 | 198.3104 | 241.24 | 238.2981 | 192.9664 | 264.5301 | 0 | 0 | 0 | 0
NEM | OCGT / Diesel | 54.454 | 24.6992 | 122.4368 | 101.0349 | 35.3291 | 58.1317 | 24.4609 | 77.3041 | 7.721 | 20.1182 | 23.8733 | 416.1306 | 245.007 | 401.5243 | 387.3715 | 451.6585 | 1477.0609 | 1673.8357 | 3691.3395 | 4314.5569 | 3030.2562 | 4798.8125 | 7237.786 | 4031.8759 | 5282.6738 | 7964.3823 | 9886.8692 | 14177.2545 | 14298.1121
NEM | Hydro | 12937.7387 | 12642.1766 | 12168.1662 | 15722.9255 | 16467.2007 | 15151.6195 | 15066.5165 | 17633.4032 | 15136.4027 | 14378.3491 | 14783.5173 | 16493.5903 | 17169.6385 | 17496.6095 | 16195.6081 | 15320.2917 | 17133.149 | 15295.7897 | 14296.5599 | 14336.6769 | 13573.9631 | 15200.0027 | 15656.4233 | 14731.8794 | 15173.7839 | 16854.3792 | 15209.0356 | 14975.0204 | 14616.4468
NEM | Wind | 26800.9389 | 35728.732 | 34813.4441 | 38659.8289 | 44799.5861 | 49528.5538 | 56093.011 | 55752.1014 | 61889.7388 | 63566.437 | 66572.007 | 65629.2578 | 64748.3171 | 68648.4196 | 75425.1643 | 81788.8267 | 90719.2188 | 90847.1201 | 93901.2593 | 93605.6409 | 93791.7365 | 94567.0064 | 101753.2904 | 106451.5239 | 108904.5743 | 110751.725 | 112798.8887 | 117043.8037 | 115806.3926
NEM | Solar PV | 14501.0479 | 17776.7728 | 18080.0413 | 17335.5466 | 16977.4587 | 17971.3788 | 18196.2667 | 16538.1555 | 27210.5707 | 28486.9471 | 28974.013 | 29059.9398 | 27996.7352 | 27279.6631 | 29110.6986 | 28879 | 29321.6751 | 30341.0678 | 31797.2231 | 33208.5708 | 36573.9067 | 46449.024 | 44635.4987 | 46193.2197 | 48429.5087 | 51287.1264 | 54437.9365 | 59249.6394 | 61597.8736
NEM | Grid Battery | 217.0492 | 311.243 | 313.5402 | 355.1095 | 352.6315 | 353.4553 | 328.3573 | 316.9136 | 281.211 | 281.568 | 279.8843 | 297.5873 | 267.8428 | 230.7492 | 245.437 | 249.1512 | 986.922 | 984.7389 | 1493.36 | 1433.8591 | 4128.5 | 4042.4384 | 4027.6479 | 4845.2471 | 4788.0289 | 5813.3129 | 5874.7746 | 6762.1364 | 6760.6842
NEM | Pumped Hydro | 47.4651 | 125.535 | 199.6987 | 1642.5692 | 4879.3266 | 5267.1938 | 5048.8067 | 5800.3706 | 9337.7959 | 10145.2543 | 9767.6588 | 11213.1125 | 10413.6491 | 10297.0254 | 10977.6897 | 10916.0602 | 13003.4838 | 12551.9603 | 13047.5944 | 12527.6202 | 13588.005 | 15273.3376 | 14719.9743 | 16679.7437 | 16509.1352 | 16839.6293 | 16430.3262 | 18402.4764 | 18367.7563
NEM | VPP | 24.7254 | 43.0312 | 58.2742 | 93.8859 | 134.1362 | 179.0458 | 214.2983 | 260.8872 | 307.3659 | 375.4946 | 480.5071 | 574.6732 | 658.6911 | 706.0415 | 802.6523 | 886.2236 | 865.9455 | 906.1475 | 936.2229 | 980.823 | 1007.0898 | 1069.4036 | 1106.9139 | 1206.764 | 1196.7687 | 1178.2292 | 1228.5728 | 1250.2098 | 1216.0305
Total excluding storage |  | 177825.8703 | 177558.4867 | 177278.4137 | 177886.7835 | 178060.3535 | 176179.0489 | 175970.7 | 178798.0682 | 179182.9135 | 178766.3641 | 179469.3944 | 181313.1102 | 184143.6413 | 186202.7904 | 187316.7717 | 189746.6974 | 196313.8798 | 197093.3253 | 197762.845 | 199188.9779 | 201898.9175 | 206043.683 | 208337.7293 | 208294.3802 | 209827.6539 | 216448.0417 | 215340.3849 | 215228.3831 | 215343.6379
Region | Technology | 2021-22 | 2022-23 | 2023-24 | 2024-25 | 2025-26 | 2026-27 | 2027-28 | 2028-29 | 2029-30 | 2030-31 | 2031-32 | 2032-33 | 2033-34 | 2034-35 | 2035-36 | 2036-37 | 2037-38 | 2038-39 | 2039-40 | 2040-41 | 2041-42 | 2042-43 | 2043-44 | 2044-45 | 2045-46 | 2046-47 | 2047-48 | 2048-49 | 2049-50
NSW1 | Black Coal | 46235.5662 | 39242.8087 | 37113.1192 | 39938.8987 | 32366.2704 | 27413.9264 | 24194.2575 | 27077.3847 | 16085.1077 | 15840.4959 | 14669.4854 | 10886.0197 | 13047.7706 | 11866.711 | 6424.07 | 7927.1452 | 8337.3301 | 8337.33 | 8130.0154 | 6755.3948 | 6412.2415 | 0 | 0 | 0 | 0 | 0 | 0 | 0 | 0
NSW1 | Brown Coal | 0 | 0 | 0 | 0 | 0 | 0 | 0 | 0 | 0 | 0 | 0 | 0 | 0 | 0 | 0 | 0 | 0 | 0 | 0 | 0 | 0 | 0 | 0 | 0 | 0 | 0 | 0 | 0 | 0
NSW1 | CCGT | 33.649 | 33.649 | 101.265 | 64.4536 | 63.5592 | 63.5592 | 63.7333 | 63.6665 | 63.5592 | 63.5592 | 63.7334 | 692.5956 | 612.489 | 1044.1568 | 599.5585 | 738.635 | 1425.7958 | 1608.5504 | 1361.0664 | 1368.1903 | 1457.8522 | 1659.2098 | 19.2667 | 0.0011655 | 0.0012198 | 0.0018097 | 0.0018209 | 0.0021554 | 0.0020887
NSW1 | Gas - Steam | 0 | 0 | 0 | 0 | 0 | 0 | 0 | 0 | 0 | 0 | 0 | 0 | 0 | 0 | 0 | 0 | 0 | 0 | 0 | 0 | 0 | 0 | 0 | 0 | 0 | 0 | 0 | 0 | 0
NSW1 | OCGT / Diesel | 0.18049 | 0.00010372 | 14.9956 | 52.1669 | 11.3699 | 18.3125 | 6.5947 | 11.7306 | 0.00014476 | 0.46567 | 0.00015814 | 33.3968 | 18.0244 | 24.7996 | 80.9729 | 57.0449 | 226.3462 | 254.1813 | 1583.162 | 2327.8981 | 1212.1951 | 2109.0531 | 3916.1359 | 1895.1915 | 2010.355 | 2673.4427 | 4670.8478 | 7146.4776 | 7336.1452
NSW1 | Hydro | 2001.8199 | 2104.9782 | 1938.6148 | 2807.6255 | 2722.1356 | 2572.083 | 2548.1743 | 3488.0688 | 2811.0512 | 2495.5102 | 2452.7762 | 2830.3434 | 3181.7951 | 3301.9362 | 3372.9172 | 3133.3807 | 4030.017 | 3305.4219 | 3143.5191 | 2780.3936 | 2791.2762 | 3319.0064 | 3444.7068 | 3508.562 | 3494.5672 | 4168.4096 | 3456.3732 | 3261.3153 | 3020.0568
NSW1 | Wind | 6252.6984 | 9583.5897 | 11541.9413 | 13662.4446 | 17419.142 | 20681.8203 | 23235.0402 | 22484.4284 | 26746.1068 | 28698.3976 | 29962.3387 | 29692.1074 | 28817.7884 | 30746.3741 | 32423.9947 | 32938.8065 | 29130.832 | 27026.6678 | 31639.8787 | 32264.7354 | 35584.5761 | 35428.8603 | 36813.1534 | 38654.4662 | 39535.2608 | 34876.7335 | 33958.4623 | 36514.4129 | 36621.2936
NSW1 | Solar PV | 5342.8113 | 6499.5902 | 6543.0215 | 6299.1534 | 5994.6277 | 6487.1157 | 6521.7247 | 6388.0049 | 16375.4159 | 17304.7589 | 17683.6238 | 17536.9255 | 16978.6116 | 16302.7932 | 17594.4788 | 17572.448 | 17538.5637 | 17779.235 | 18794.028 | 19099.4548 | 19025.2544 | 24215.8608 | 23164.4554 | 24768.6027 | 24751.1872 | 26626.2279 | 27282.7842 | 32348.6834 | 32355.2221
NSW1 | Grid Battery | 0.0003626 | 0.00037651 | 0.00037568 | 0.00037307 | 0.00036678 | 0.00037421 | 0.00045085 | 0.00048639 | 0.001464 | 0.0015167 | 0.0015303 | 0.0017192 | 0.001719 | 0.00172 | 0.0019524 | 0.0019581 | 0.0076232 | 0.0075171 | 182.9616 | 177.8694 | 1093.2479 | 1083.4218 | 1087.4849 | 1310.8538 | 1290.3153 | 1273.6623 | 1236.0323 | 1289.7105 | 1278.711
NSW1 | Pumped Hydro | 19.7725 | 64.0365 | 93.9138 | 1129.5519 | 4400.9862 | 4848.6291 | 4684.2926 | 5282.2688 | 8913.2011 | 9659.289 | 9311.499 | 10505.9645 | 9728.6449 | 9627.2548 | 10237.1973 | 10208.7664 | 10111.2344 | 9637.4799 | 9797.5072 | 9493.4123 | 9826.5629 | 9754.1573 | 9441.2964 | 10282.0683 | 10133.1857 | 10281.3954 | 9737.842 | 10262.8219 | 10164.3584
NSW1 | VPP | 8.7161 | 15.0224 | 19.9719 | 34.5438 | 48.7389 | 67.5993 | 80.7721 | 96.8068 | 111.7634 | 134.4702 | 165.0088 | 198.7395 | 222.234 | 230.8194 | 264.8379 | 291.2569 | 298.9686 | 305.4085 | 313.137 | 328.0853 | 339.7877 | 360.7807 | 376.0711 | 416.5605 | 412.6875 | 423.7314 | 428.2598 | 459.0089 | 463.0016
Total excluding storage |  | 59866.7253 | 57464.6159 | 57252.9574 | 62824.7427 | 58577.1048 | 57236.8172 | 56569.5248 | 59513.2838 | 62081.241 | 64403.1875 | 64831.9576 | 61671.3885 | 62656.4791 | 63286.7709 | 60495.992 | 62367.4603 | 60688.8849 | 58311.3864 | 64651.6696 | 64596.0671 | 66483.3956 | 66731.9904 | 67357.7181 | 68826.8235 | 69791.3714 | 68344.8155 | 69368.4694 | 79270.8913 | 79332.7198
Region | Technology | 2021-22 | 2022-23 | 2023-24 | 2024-25 | 2025-26 | 2026-27 | 2027-28 | 2028-29 | 2029-30 | 2030-31 | 2031-32 | 2032-33 | 2033-34 | 2034-35 | 2035-36 | 2036-37 | 2037-38 | 2038-39 | 2039-40 | 2040-41 | 2041-42 | 2042-43 | 2043-44 | 2044-45 | 2045-46 | 2046-47 | 2047-48 | 2048-49 | 2049-50
QLD1 | Black Coal | 44403.7835 | 40807.5532 | 43611.2185 | 40276.2605 | 40482.2175 | 38932.8526 | 35858.6698 | 35144.2997 | 32991.9779 | 31831.4138 | 30864.1505 | 32935.4495 | 34541.0855 | 33194.7661 | 33281.267 | 30370.1127 | 24509.5005 | 24940.2979 | 23833.4582 | 23398.36 | 22922.6479 | 19417.4244 | 15919.8702 | 13677.0579 | 11287.2772 | 9195.1116 | 8937.3499 | 8822.1343 | 8064.2822
QLD1 | Brown Coal | 0 | 0 | 0 | 0 | 0 | 0 | 0 | 0 | 0 | 0 | 0 | 0 | 0 | 0 | 0 | 0 | 0 | 0 | 0 | 0 | 0 | 0 | 0 | 0 | 0 | 0 | 0 | 0 | 0
QLD1 | CCGT | 1104.0251 | 1104.0251 | 1232.2763 | 1453.7144 | 1241.3696 | 1271.9201 | 1220.0946 | 1471.3976 | 1238.236 | 1275.6468 | 1356.554 | 2956.2627 | 3195.1856 | 3242.9325 | 2963.0559 | 2529.208 | 3689.1392 | 3636.8871 | 2843.8063 | 2999.8587 | 3227.8137 | 3506.2215 | 3419.9196 | 3124.8636 | 1508.7531 | 960.5248 | 963.1564 | 960.5248 | 960.5247
QLD1 | Gas - Steam | 37.1158 | 37.1158 | 73.7192 | 72.804 | 72.804 | 72.804 | 73.0035 | 72.804 | 72.804 | 72.804 | 73.0035 | 72.804 | 72.804 | 72.804 | 73.0035 | 79.8604 | 170.0788 | 190.3399 | 167.742 | 187.7695 | 198.3104 | 241.24 | 238.2981 | 192.9664 | 264.5301 | 0 | 0 | 0 | 0
QLD1 | OCGT / Diesel | 0.00017317 | 0.00017928 | 1.6696 | 33.2609 | 14.5953 | 21.5999 | 7.4418 | 50.6208 | 7.2084 | 15.9709 | 21.5868 | 188.7597 | 107.7859 | 57.5638 | 99.8013 | 200.787 | 674.4739 | 734.5265 | 1163.9054 | 1099.2484 | 1025.9269 | 1655.5247 | 1789.6996 | 1564.4981 | 2708.7276 | 4722.9972 | 4544.6465 | 4474.6466 | 4085.0228
QLD1 | Hydro | 683.7569 | 680.8303 | 681.0293 | 675.237 | 672.3885 | 669.6184 | 669.4904 | 664.0976 | 661.1254 | 647.5274 | 658.8919 | 653.3143 | 650.5418 | 647.7034 | 647.2381 | 642.0748 | 239.3772 | 239.8579 | 237.7248 | 236.5271 | 236.5906 | 0 | 0 | 0 | 0 | 0 | 0 | 0 | 0
QLD1 | Wind | 2135.0924 | 3605.673 | 3600.7694 | 4320.0296 | 6495.7305 | 6784.2385 | 10142.0954 | 12590.1508 | 14773.4934 | 15257.7243 | 14896.209 | 14103.7528 | 12760.3884 | 14797.179 | 15194.953 | 18943.4436 | 24914.1293 | 24716.7721 | 25314.3307 | 23948.3803 | 23774.2454 | 25053.298 | 28806.5348 | 29861.8046 | 32873.6762 | 35509.3749 | 35472.194 | 35854.0128 | 33953.4847
QLD1 | Solar PV | 5555.0978 | 7538.3563 | 7685.5505 | 7343.9851 | 7448.1656 | 7800.5729 | 7893.2134 | 6593.3671 | 7142.0044 | 7427.2491 | 7545.9912 | 7659.7022 | 7327.5882 | 7442.0783 | 7813.5627 | 7531.2186 | 8226.3623 | 8871.9419 | 9242.6549 | 9952.1534 | 11500.152 | 15986.7683 | 15461.9995 | 15644.3356 | 15928.1115 | 17673.0821 | 18545.7562 | 17891.7188 | 20312.1444
QLD1 | Grid Battery | 0.00024569 | 25.6099 | 26.816 | 32.8848 | 34.8363 | 33.9832 | 33.1112 | 32.8069 | 31.7881 | 31.9006 | 31.5775 | 32.2226 | 31.9899 | 32.3685 | 32.1717 | 32.6206 | 751.5177 | 757.0649 | 755.4765 | 723.567 | 1453.0302 | 1437.6315 | 1449.2706 | 1971.0726 | 1932.7908 | 3014.8296 | 3118.4446 | 3077.3713 | 3176.3042
QLD1 | Pumped Hydro | 27.6926 | 61.4984 | 105.7838 | 513.0161 | 478.3392 | 418.5634 | 364.5128 | 518.1004 | 424.5934 | 485.9638 | 456.1582 | 707.1459 | 685.002 | 669.7684 | 740.4898 | 707.2911 | 2325.2074 | 2354.5555 | 2460.0048 | 2282.4153 | 2702.8356 | 4496.448 | 4330.517 | 4360.7901 | 4268.3154 | 4509.8053 | 4574.9866 | 4830.6736 | 4999.3345
QLD1 | VPP | 3.6806 | 5.9411 | 8.9945 | 16.8205 | 26.0941 | 34.4858 | 43.2052 | 53.54 | 67.3268 | 83.9356 | 110.7855 | 132.1249 | 153.056 | 175.8617 | 194.3476 | 215.3416 | 181.1824 | 198.8754 | 213.0648 | 226.5534 | 243.5291 | 267.0155 | 280.6787 | 284.8329 | 276.5498 | 241.9794 | 271.2568 | 281.9003 | 268.9281
Total excluding storage |  | 53918.8717 | 53773.5539 | 56886.2328 | 54175.2915 | 56427.271 | 55553.6065 | 55864.0089 | 56586.7376 | 56886.8495 | 56528.3363 | 55416.3869 | 58570.0453 | 58655.3795 | 59455.0272 | 60072.8814 | 60296.7051 | 62423.0612 | 63330.6234 | 62803.6224 | 61822.2974 | 62885.6869 | 65860.4769 | 65636.3217 | 64065.5262 | 64571.0756 | 68061.0905 | 68463.103 | 68003.0373 | 67375.4588
Region | Technology | 2021-22 | 2022-23 | 2023-24 | 2024-25 | 2025-26 | 2026-27 | 2027-28 | 2028-29 | 2029-30 | 2030-31 | 2031-32 | 2032-33 | 2033-34 | 2034-35 | 2035-36 | 2036-37 | 2037-38 | 2038-39 | 2039-40 | 2040-41 | 2041-42 | 2042-43 | 2043-44 | 2044-45 | 2045-46 | 2046-47 | 2047-48 | 2048-49 | 2049-50
VIC1 | Black Coal | 0 | 0 | 0 | 0 | 0 | 0 | 0 | 0 | 0 | 0 | 0 | 0 | 0 | 0 | 0 | 0 | 0 | 0 | 0 | 0 | 0 | 0 | 0 | 0 | 0 | 0 | 0 | 0 | 0
VIC1 | Brown Coal | 29938.5871 | 28367.9284 | 28731.4988 | 23713.4569 | 25018.9366 | 25171.0619 | 24641.4744 | 24420.4012 | 23955.6886 | 22695.9346 | 21555.392 | 21158.8497 | 21676.8435 | 21599.2802 | 22152.1198 | 20884.1049 | 19433.1483 | 20123.8485 | 17740.3735 | 19013.9579 | 20710.1877 | 20204.74 | 19457.3746 | 19890.9907 | 18976.55 | 19434.7888 | 13107.145 | 0 | 0
VIC1 | CCGT | 9.6799e-05 | 9.5989e-05 | 0.00010204 | 0.00011485 | 0.00011642 | 0.00011627 | 0.00012493 | 0.00013611 | 0.00013573 | 0.00013827 | 0.00014329 | 0.00024426 | 0.00024341 | 0.00024726 | 0.00024604 | 0.00024718 | 0.00039919 | 0.00040767 | 0.00055719 | 0.00054882 | 0.00056728 | 0.00058791 | 0.00058852 | 0.00055362 | 0.00057617 | 0.00063884 | 0.0006535 | 0.0023776 | 0.0023379
VIC1 | Gas - Steam | 8.1851 | 3.4719 | 9.7191 | 16.7842 | 4.5462 | 12.1655 | 6.6813 | 16.0749 | 0.031412 | 3.5829 | 1.1346 | 21.5978 | 15.7079 | 15.4827 | 51.5313 | 39.5547 | 97.7821 | 98.257 | 0 | 0 | 0 | 0 | 0 | 0 | 0 | 0 | 0 | 0 | 0
VIC1 | OCGT / Diesel | 7.8062 | 0.00017126 | 9.0425 | 2.9191 | 1.6808 | 3.7053 | 3.8608 | 0.72913 | 0.00026339 | 0.00027275 | 0.00028135 | 35.6657 | 10.9461 | 15.9985 | 31.4872 | 21.4489 | 65.2913 | 25.5517 | 155.1319 | 124.7405 | 67.252 | 42.1497 | 281.2595 | 180.6436 | 164.9926 | 122.7676 | 63.195 | 1599.102 | 1869.7886
VIC1 | Hydro | 2733.7002 | 2740.6967 | 2478.9363 | 3061.8272 | 3129.6603 | 2954.5872 | 2991.2341 | 3764.3566 | 3116.9208 | 2666.2231 | 2683.8361 | 2420.4883 | 2964.2827 | 3054.4087 | 2886.2781 | 2894.9576 | 3641.7086 | 3018.3436 | 2592.7454 | 2584.9502 | 2344.9407 | 2868.6621 | 2966.4639 | 2796.7373 | 2809.6804 | 3520.1955 | 2926.5409 | 2510.232 | 2509.9803
VIC1 | Wind | 10813.2912 | 13843.5346 | 11932.6705 | 12242.4151 | 12531.0316 | 12968.0732 | 13588.004 | 12268.8758 | 12360.0883 | 11966.0517 | 13430.3268 | 12646.764 | 14114.7395 | 14307.0098 | 14911.0282 | 16920.1174 | 21968.1771 | 23286.8174 | 21778.6279 | 21398.1326 | 20000.6153 | 20196.1253 | 23169.0716 | 23994.518 | 23492.0824 | 26169.6039 | 28599.3749 | 29750.1607 | 29382.6055
VIC1 | Solar PV | 2656.001 | 2637.0613 | 2738.8196 | 2624.9482 | 2493.1714 | 2617.4553 | 2682.0559 | 2511.575 | 2603.9006 | 2656.0127 | 2640.7373 | 2742.192 | 2623.4026 | 2493.1692 | 2634.7711 | 2677.9039 | 2511.5645 | 2600.0408 | 2659.9071 | 2637.4074 | 4475.3114 | 4162.4598 | 4047.0409 | 4036.4585 | 5565.1727 | 5029.5279 | 6721.9092 | 7065.9236 | 7041.7062
VIC1 | Grid Battery | 113.7364 | 177.8791 | 174.3309 | 204.0661 | 200.8716 | 203.2567 | 188.9219 | 179.5383 | 156.901 | 159.4725 | 159.4542 | 172.1554 | 142.3445 | 130.1333 | 140.6485 | 142.4514 | 134.194 | 127.5581 | 124.3305 | 120.2475 | 538.9718 | 480.0215 | 469.1682 | 505.0917 | 494.3259 | 486.1582 | 487.9597 | 1387.0707 | 1345.3049
VIC1 | Pumped Hydro | 0 | 0 | 0.00031942 | 0.00034529 | 0.00034608 | 0.00037461 | 0.00036623 | 0.0003886 | 0.00039684 | 0.00043238 | 0.00045046 | 0.00090117 | 0.00089244 | 0.00086913 | 0.0010336 | 0.0010529 | 567.04 | 559.9229 | 790.0802 | 751.7903 | 1058.6041 | 1022.7299 | 948.158 | 2036.8822 | 2107.6309 | 2048.4253 | 2117.4944 | 3308.9775 | 3204.0593
VIC1 | VPP | 5.9611 | 10.2031 | 14.0666 | 23.3129 | 34.437 | 47.311 | 57.6423 | 71.5372 | 86.8787 | 107.6797 | 141.0632 | 175.0067 | 203.8051 | 214.4922 | 247.6036 | 274.6919 | 278.4445 | 293.649 | 307.0851 | 322.4512 | 324.5645 | 337.5273 | 340.7492 | 388.7639 | 388.2042 | 391.8909 | 412.87 | 390.8651 | 372.5663
Total excluding storage |  | 46157.5709 | 47592.6932 | 45900.6868 | 41662.3508 | 43179.027 | 43727.0484 | 43913.3107 | 42982.0129 | 42036.63 | 39987.8054 | 40311.4273 | 39025.5577 | 41405.9226 | 41485.3492 | 42667.2159 | 43438.0876 | 47717.6722 | 49152.8594 | 44926.7864 | 45759.1893 | 47598.3075 | 47474.1375 | 49921.2111 | 50899.3486 | 51008.4786 | 54276.8843 | 51418.1657 | 40925.4207 | 40804.083
Region | Technology | 2021-22 | 2022-23 | 2023-24 | 2024-25 | 2025-26 | 2026-27 | 2027-28 | 2028-29 | 2029-30 | 2030-31 | 2031-32 | 2032-33 | 2033-34 | 2034-35 | 2035-36 | 2036-37 | 2037-38 | 2038-39 | 2039-40 | 2040-41 | 2041-42 | 2042-43 | 2043-44 | 2044-45 | 2045-46 | 2046-47 | 2047-48 | 2048-49 | 2049-50
SA1 | Black Coal | 0 | 0 | 0 | 0 | 0 | 0 | 0 | 0 | 0 | 0 | 0 | 0 | 0 | 0 | 0 | 0 | 0 | 0 | 0 | 0 | 0 | 0 | 0 | 0 | 0 | 0 | 0 | 0 | 0
SA1 | Brown Coal | 0 | 0 | 0 | 0 | 0 | 0 | 0 | 0 | 0 | 0 | 0 | 0 | 0 | 0 | 0 | 0 | 0 | 0 | 0 | 0 | 0 | 0 | 0 | 0 | 0 | 0 | 0 | 0 | 0
SA1 | CCGT | 1114.8327 | 1114.8327 | 573.3395 | 449.502 | 449.502 | 449.502 | 450.7335 | 449.502 | 449.502 | 449.502 | 450.7335 | 840.9707 | 722.239 | 1101.1948 | 653.3227 | 738.2992 | 0.00050555 | 0.00051091 | 0.00058265 | 0.0005713 | 0.00080037 | 0.00083156 | 0.00086155 | 0.00080213 | 0.00083798 | 0.00085656 | 0.00086319 | 0.0012649 | 0.0012331
SA1 | Gas - Steam | 655.946 | 674.7211 | 648.1696 | 81.5731 | 81.5731 | 81.5731 | 81.7966 | 81.5731 | 81.5731 | 81.5731 | 81.7966 | 149.6416 | 99.818 | 239.2454 | 0 | 0 | 0 | 0 | 0 | 0 | 0 | 0 | 0 | 0 | 0 | 0 | 0 | 0 | 0
SA1 | OCGT / Diesel | 46.4671 | 24.6987 | 96.729 | 12.6879 | 7.6831 | 14.5139 | 6.5635 | 14.2235 | 0.5121 | 3.6813 | 2.286 | 158.1824 | 108.2504 | 303.1623 | 175.11 | 172.3777 | 510.9494 | 659.576 | 789.1401 | 762.6698 | 724.7584 | 992.0849 | 1250.691 | 391.5425 | 398.5985 | 445.1747 | 608.1796 | 956.7273 | 1007.1553
SA1 | Hydro | 0 | 0 | 0 | 0 | 0 | 0 | 0 | 0 | 0 | 0 | 0 | 0 | 0 | 0 | 0 | 0 | 0 | 0 | 0 | 0 | 0 | 0 | 0 | 0 | 0 | 0 | 0 | 0 | 0
SA1 | Wind | 6273.7075 | 7093.2536 | 6287.6412 | 6972.3794 | 6799.9357 | 7505.6992 | 7493.2851 | 7019.2118 | 6574.6311 | 6330.2256 | 6675.198 | 7746.9399 | 7584.3354 | 7259.5663 | 10165.3736 | 9836.4223 | 11698.4131 | 12814.0705 | 12318.2457 | 12848.864 | 11554.5145 | 11050.6004 | 9950.5995 | 11237.6111 | 10256.7595 | 11534.2276 | 12121.1611 | 12400.6726 | 13089.4629
SA1 | Solar PV | 947.1379 | 1101.7649 | 1112.6498 | 1067.4599 | 1041.494 | 1066.2348 | 1099.2725 | 1045.2084 | 1089.2497 | 1098.9264 | 1103.6605 | 1121.1198 | 1067.1325 | 1041.6222 | 1067.8859 | 1097.4292 | 1045.1843 | 1089.8496 | 1100.6326 | 1519.5546 | 1573.1884 | 2083.9346 | 1962.0025 | 1743.8224 | 2185.0369 | 1958.2881 | 1887.4864 | 1943.3131 | 1888.8005
SA1 | Grid Battery | 103.3119 | 107.7535 | 112.3926 | 118.158 | 116.9231 | 116.2148 | 106.3236 | 104.5676 | 92.52 | 90.193 | 88.8505 | 93.207 | 93.5061 | 68.2451 | 72.6142 | 74.0766 | 101.2021 | 100.1077 | 430.5906 | 412.1742 | 1043.2492 | 1041.3626 | 1021.723 | 1058.2278 | 1070.5956 | 1038.6615 | 1032.3367 | 1007.9824 | 960.3621
SA1 | Pumped Hydro | 0 | 0 | 0.00023826 | 0.00023182 | 0.00023007 | 0.00023974 | 0.0002437 | 0.00025483 | 0.00026605 | 0.00028319 | 0.00029778 | 0.0004148 | 0.00041568 | 0.00040971 | 0.00054068 | 0.00057992 | 0.00087603 | 0.00088089 | 0.00088291 | 0.00088169 | 0.0010669 | 0.0010593 | 0.0010557 | 0.0013991 | 0.0014041 | 0.0013942 | 0.0014012 | 0.0014091 | 0.0014175
SA1 | VPP | 6.2233 | 11.4271 | 15.0881 | 18.8181 | 23.6903 | 28.496 | 31.3093 | 37.1841 | 40.8316 | 47.7895 | 59.3004 | 67.4405 | 76.2627 | 76.4124 | 89.7754 | 96.9659 | 97.8181 | 101.48 | 94.527 | 94.1748 | 89.8452 | 94.726 | 96.0594 | 106.6858 | 108.14 | 108.6372 | 110.1035 | 111.2371 | 100.0588
Total excluding storage |  | 9038.0912 | 10009.271 | 8718.5291 | 8583.6022 | 8380.1879 | 9117.523 | 9131.6512 | 8609.7189 | 8195.468 | 7963.9083 | 8313.6747 | 10016.8545 | 9581.7754 | 9944.791 | 12061.6923 | 11844.5283 | 13254.5474 | 14563.4966 | 14208.0189 | 15131.089 | 13852.4621 | 14126.6207 | 13163.2938 | 13372.9769 | 12840.3958 | 13937.6913 | 14616.828 | 15300.7142 | 15985.4199
Region | Technology | 2021-22 | 2022-23 | 2023-24 | 2024-25 | 2025-26 | 2026-27 | 2027-28 | 2028-29 | 2029-30 | 2030-31 | 2031-32 | 2032-33 | 2033-34 | 2034-35 | 2035-36 | 2036-37 | 2037-38 | 2038-39 | 2039-40 | 2040-41 | 2041-42 | 2042-43 | 2043-44 | 2044-45 | 2045-46 | 2046-47 | 2047-48 | 2048-49 | 2049-50
TAS1 | Black Coal | 0 | 0 | 0 | 0 | 0 | 0 | 0 | 0 | 0 | 0 | 0 | 0 | 0 | 0 | 0 | 0 | 0 | 0 | 0 | 0 | 0 | 0 | 0 | 0 | 0 | 0 | 0 | 0 | 0
TAS1 | Brown Coal | 0 | 0 | 0 | 0 | 0 | 0 | 0 | 0 | 0 | 0 | 0 | 0 | 0 | 0 | 0 | 0 | 0 | 0 | 0 | 0 | 0 | 0 | 0 | 0 | 0 | 0 | 0 | 0 | 0
TAS1 | CCGT | 8.5197e-05 | 8.4668e-05 | 9.1605e-05 | 9.3146e-05 | 9.3693e-05 | 9.76e-05 | 0.00010438 | 0.00011041 | 0.00011669 | 0.00012009 | 0.00012054 | 0.0001398 | 0.00014213 | 0.00014852 | 0.00015322 | 0.00015958 | 0.00016666 | 0.00018561 | 0.00019696 | 0.00019404 | 0.00021822 | 0.0002186 | 0.00021011 | 0.00021264 | 0.0002179 | 0.00022677 | 0.00024428 | 0.00024741 | 0.00023773
TAS1 | Gas - Steam | 0 | 0 | 0 | 0 | 0 | 0 | 0 | 0 | 0 | 0 | 0 | 0 | 0 | 0 | 0 | 0 | 0 | 0 | 0 | 0 | 0 | 0 | 0 | 0 | 0 | 0 | 0 | 0 | 0
TAS1 | OCGT / Diesel | 6.7227e-05 | 6.601e-05 | 7.0526e-05 | 7.2755e-05 | 7.4804e-05 | 7.9484e-05 | 8.364e-05 | 8.8053e-05 | 9.2969e-05 | 9.5649e-05 | 9.5469e-05 | 0.12592 | 0.00010957 | 0.00011481 | 0.00011809 | 0.00012271 | 0.00012945 | 0.00013884 | 0.00014835 | 0.00011679 | 0.1238 | 0.00014057 | 0.00012172 | 0.00013041 | 0.00013686 | 0.00014442 | 0.00015565 | 0.30091 | 0.00014322
TAS1 | Hydro | 7518.4617 | 7115.6714 | 7069.5857 | 9178.2359 | 9943.0162 | 8955.3309 | 8857.6177 | 9716.8802 | 8547.3054 | 8569.0885 | 8988.0131 | 10589.4443 | 10373.0189 | 10492.5613 | 9289.1748 | 8649.8786 | 9222.0462 | 8732.1662 | 8322.5706 | 8734.806 | 8201.1556 | 9012.3341 | 9245.2527 | 8426.5801 | 8869.5364 | 9165.7741 | 8826.1215 | 9203.4732 | 9086.4096
TAS1 | Wind | 1326.1493 | 1602.6811 | 1450.4217 | 1462.5602 | 1553.7464 | 1588.7225 | 1634.5863 | 1389.4345 | 1435.4192 | 1314.0377 | 1607.9345 | 1439.6937 | 1471.0653 | 1538.2905 | 2729.8149 | 3150.037 | 3007.6673 | 3002.7924 | 2850.1763 | 3145.5284 | 2877.7852 | 2838.1225 | 3013.9312 | 2703.124 | 2746.7954 | 2661.7851 | 2647.6964 | 2524.5447 | 2759.5459
TAS1 | Solar PV | 1.8673e-05 | 2.8402e-05 | 3.9109e-05 | 4.1599e-05 | 3.6041e-05 | 4.2365e-05 | 4.9333e-05 | 5.7421e-05 | 8.2307e-05 | 9.6045e-05 | 9.5149e-05 | 0.00020483 | 0.00021081 | 0.00018206 | 0.00022272 | 0.00023532 | 0.00029588 | 0.00054052 | 0.00053526 | 0.0004971 | 0.00053211 | 0.00053624 | 0.00043043 | 0.00048713 | 0.00047374 | 0.0004763 | 0.00053183 | 0.00052967 | 0.00039933
TAS1 | Grid Battery | 0.00023581 | 0.000243 | 0.00023693 | 0.00023669 | 0.00024397 | 0.00025184 | 0.00027483 | 0.00031376 | 0.00041447 | 0.00044169 | 0.00048887 | 0.00050269 | 0.00051567 | 0.00056384 | 0.00060455 | 0.00066985 | 0.00072094 | 0.00069867 | 0.00087396 | 0.00099156 | 0.00090779 | 0.00095141 | 0.001237 | 0.0012124 | 0.0012613 | 0.001354 | 0.0013227 | 0.0014799 | 0.0020226
TAS1 | Pumped Hydro | 0 | 0 | 0.00058932 | 0.00061122 | 0.00066637 | 0.00068256 | 0.00069718 | 0.00070937 | 0.00071993 | 0.00076105 | 0.00086688 | 0.00082396 | 0.00086189 | 0.00093209 | 0.00099763 | 0.0011025 | 0.0011904 | 0.0011171 | 0.0013205 | 0.0014999 | 0.0013514 | 0.0014057 | 0.0018292 | 0.0017688 | 0.0018059 | 0.0019195 | 0.001831 | 0.002 | 0.0026676
TAS1 | VPP | 0.14428 | 0.43743 | 0.15325 | 0.39057 | 1.1759 | 1.1538 | 1.3695 | 1.8191 | 0.56553 | 1.6196 | 4.3492 | 1.3616 | 3.3332 | 8.4557 | 6.0879 | 7.9673 | 9.5318 | 6.7345 | 8.409 | 9.5583 | 9.3634 | 9.3541 | 13.3555 | 9.9209 | 11.1872 | 11.9903 | 6.0827 | 7.1984 | 11.4757
Total excluding storage |  | 8844.6112 | 8718.3527 | 8520.0077 | 10640.7963 | 11496.7628 | 10544.0537 | 10492.2043 | 11106.315 | 9982.7249 | 9883.1265 | 10595.9479 | 12029.2642 | 11844.0847 | 12030.8522 | 12018.9901 | 11799.916 | 12229.7141 | 11734.9595 | 11172.7478 | 11880.3352 | 11079.0654 | 11850.4575 | 12259.1847 | 11129.705 | 11616.3326 | 11827.5601 | 11473.8188 | 11728.3196 | 11845.9563
Explicitly modelled pumping
Region | Technology | 2021-22 | 2022-23 | 2023-24 | 2024-25 | 2025-26 | 2026-27 | 2027-28 | 2028-29 | 2029-30 | 2030-31 | 2031-32 | 2032-33 | 2033-34 | 2034-35 | 2035-36 | 2036-37 | 2037-38 | 2038-39 | 2039-40 | 2040-41 | 2041-42 | 2042-43 | 2043-44 | 2044-45 | 2045-46 | 2046-47 | 2047-48 | 2048-49 | 2049-50
NEM | Grid Battery pump | 267.1972 | 385.1445 | 386.0938 | 438.5922 | 435.2028 | 436.3236 | 406.2933 | 390.3373 | 347.1739 | 347.6147 | 346.5188 | 366.4086 | 331.16 | 284.388 | 303.0051 | 307.5936 | 1176.9723 | 1170.1118 | 1768.6333 | 1700.3192 | 4860.8276 | 4765.1404 | 4736.4207 | 5702.5723 | 5644.8369 | 6840.0049 | 6917.3399 | 7954.614 | 7951.4728
NEM | Pumped Hydro Pump | 134.2626 | 432.1041 | 606.6261 | 3475.4831 | 6588.5162 | 7488.0815 | 7631.3649 | 8227.5508 | 13026.9963 | 13882.3355 | 13774.6993 | 15800.4914 | 15386.6121 | 14477.3835 | 16015.0654 | 16137.8505 | 18204.7505 | 17681.7656 | 18492.5762 | 17825.3155 | 19031.6837 | 21660.953 | 20193.6643 | 23493.8761 | 23510.2709 | 23496.1856 | 22860.3489 | 25582.152 | 25056.1323
NEM | VPP pump | 29.6764 | 51.766 | 69.8281 | 112.7244 | 161.0036 | 214.8467 | 257.708 | 312.6276 | 368.9336 | 450.6901 | 578.1431 | 688.2953 | 791.2096 | 847.2244 | 962.9428 | 1063.7382 | 1040.8044 | 1088.2702 | 1121.489 | 1179.7909 | 1207.0912 | 1284.9365 | 1326.7318 | 1448.3049 | 1439.125 | 1411.6182 | 1477.4767 | 1497.6885 | 1458.9218
Region | Technology | 2021-22 | 2022-23 | 2023-24 | 2024-25 | 2025-26 | 2026-27 | 2027-28 | 2028-29 | 2029-30 | 2030-31 | 2031-32 | 2032-33 | 2033-34 | 2034-35 | 2035-36 | 2036-37 | 2037-38 | 2038-39 | 2039-40 | 2040-41 | 2041-42 | 2042-43 | 2043-44 | 2044-45 | 2045-46 | 2046-47 | 2047-48 | 2048-49 | 2049-50
NSW1 | Grid Battery pump | 0.00043046 | 0.00044676 | 0.00044542 | 0.00044267 | 0.00043515 | 0.00044378 | 0.0005351 | 0.00057686 | 0.0017502 | 0.0018129 | 0.0018307 | 0.0020481 | 0.0020499 | 0.002051 | 0.0023225 | 0.0023315 | 0.0090137 | 0.0088707 | 215.2489 | 209.8466 | 1286.5557 | 1275.0749 | 1277.9627 | 1542.181 | 1522.0122 | 1494.4322 | 1458.1886 | 1513.2737 | 1504.3659
NSW1 | Pumped Hydro Pump | 95.8576 | 340.5521 | 456.9335 | 2739.0212 | 5899.9534 | 6887.6408 | 7106.1962 | 7484.2522 | 12416.7822 | 13183.9204 | 13117.361 | 14785.9623 | 14402.1464 | 13514.8084 | 14950.8563 | 15121.3508 | 14490.221 | 13962.2601 | 14346.2779 | 13948.8479 | 14250.1936 | 14669.4584 | 13545.9898 | 15442.5302 | 15457.014 | 15251.8683 | 14450.4723 | 15355.8198 | 14788.3533
NSW1 | VPP pump | 10.4614 | 18.0725 | 23.929 | 41.4749 | 58.4968 | 81.1225 | 97.1431 | 115.9938 | 134.1426 | 161.3963 | 198.5652 | 238.0192 | 266.7743 | 277.4071 | 317.4587 | 349.5776 | 359.7536 | 366.6276 | 374.8538 | 394.9017 | 407.6035 | 432.6306 | 450.8678 | 499.9716 | 496.5467 | 507.3547 | 515.5575 | 549.3757 | 555.7119
Region | Technology | 2021-22 | 2022-23 | 2023-24 | 2024-25 | 2025-26 | 2026-27 | 2027-28 | 2028-29 | 2029-30 | 2030-31 | 2031-32 | 2032-33 | 2033-34 | 2034-35 | 2035-36 | 2036-37 | 2037-38 | 2038-39 | 2039-40 | 2040-41 | 2041-42 | 2042-43 | 2043-44 | 2044-45 | 2045-46 | 2046-47 | 2047-48 | 2048-49 | 2049-50
QLD1 | Grid Battery pump | 0.00028916 | 31.6171 | 33.0075 | 40.5985 | 43.0324 | 41.9298 | 40.8979 | 40.4823 | 39.2445 | 39.3834 | 39.0833 | 39.6822 | 39.4936 | 39.9641 | 39.7149 | 40.2722 | 888.084 | 889.9436 | 890.4152 | 851.7886 | 1708.914 | 1692.6766 | 1705.5874 | 2317.689 | 2273.1824 | 3553.5361 | 3662.08 | 3625.5544 | 3731.7107
QLD1 | Pumped Hydro Pump | 38.405 | 91.5521 | 149.6912 | 736.4604 | 688.5612 | 600.4391 | 525.167 | 743.297 | 610.2124 | 698.4132 | 657.3363 | 1014.5264 | 984.463 | 962.5723 | 1064.206 | 1016.4963 | 3005.7269 | 3016.1983 | 3162.0965 | 2932.0308 | 3462.9281 | 5706.98 | 5468.5724 | 5504.6122 | 5406.0853 | 5697.0372 | 5749.7488 | 6103.3619 | 6262.6997
QLD1 | VPP pump | 4.4176 | 7.1498 | 10.7764 | 20.1886 | 31.3481 | 41.3622 | 51.9088 | 64.2084 | 80.8081 | 100.7426 | 133.2603 | 158.2899 | 183.7036 | 211.0833 | 233.2558 | 258.4611 | 218.065 | 238.0947 | 255.7284 | 271.918 | 292.2928 | 320.817 | 337.0305 | 341.7311 | 331.5773 | 290.9996 | 325.0057 | 338.9512 | 322.1738
Region | Technology | 2021-22 | 2022-23 | 2023-24 | 2024-25 | 2025-26 | 2026-27 | 2027-28 | 2028-29 | 2029-30 | 2030-31 | 2031-32 | 2032-33 | 2033-34 | 2034-35 | 2035-36 | 2036-37 | 2037-38 | 2038-39 | 2039-40 | 2040-41 | 2041-42 | 2042-43 | 2043-44 | 2044-45 | 2045-46 | 2046-47 | 2047-48 | 2048-49 | 2049-50
VIC1 | Grid Battery pump | 139.9556 | 220.1928 | 214.6343 | 251.9488 | 247.9904 | 250.918 | 233.8259 | 221.0632 | 193.705 | 196.8797 | 197.4461 | 211.9485 | 176.2241 | 160.1681 | 173.64 | 175.8659 | 165.6714 | 157.9693 | 153.0036 | 148.9187 | 636.0908 | 566.3285 | 550.3651 | 594.2255 | 583.1573 | 570.3533 | 575.6677 | 1630.2504 | 1582.7115
VIC1 | Pumped Hydro Pump | 0 | 0 | 0.0003997 | 0.00043207 | 0.00043233 | 0.00046774 | 0.00045892 | 0.00048477 | 0.00049687 | 0.0005402 | 0.00056401 | 0.0011265 | 0.0011163 | 0.0010854 | 0.0012904 | 0.0013162 | 708.8 | 703.3047 | 984.1991 | 944.4338 | 1318.5591 | 1284.5115 | 1179.0985 | 2546.7297 | 2647.1675 | 2547.276 | 2660.1238 | 4122.966 | 4005.0742
VIC1 | VPP pump | 7.1548 | 12.2726 | 16.8568 | 27.9861 | 41.3348 | 56.7772 | 69.3369 | 85.7092 | 104.275 | 129.2412 | 169.7406 | 209.6183 | 245.193 | 256.8633 | 297.1832 | 329.6955 | 334.1995 | 353.3487 | 367.6751 | 388.0616 | 388.5109 | 406.3132 | 407.7797 | 466.609 | 467.3199 | 468.9796 | 497.0232 | 467.6499 | 447.1681
Region | Technology | 2021-22 | 2022-23 | 2023-24 | 2024-25 | 2025-26 | 2026-27 | 2027-28 | 2028-29 | 2029-30 | 2030-31 | 2031-32 | 2032-33 | 2033-34 | 2034-35 | 2035-36 | 2036-37 | 2037-38 | 2038-39 | 2039-40 | 2040-41 | 2041-42 | 2042-43 | 2043-44 | 2044-45 | 2045-46 | 2046-47 | 2047-48 | 2048-49 | 2049-50
SA1 | Grid Battery pump | 127.2406 | 133.3339 | 138.4513 | 146.0442 | 144.1793 | 143.475 | 131.5686 | 128.7908 | 114.2222 | 111.3493 | 109.987 | 114.7753 | 115.4396 | 84.2531 | 89.6471 | 91.4524 | 123.2071 | 122.1892 | 509.9646 | 489.7641 | 1229.266 | 1231.0592 | 1202.5041 | 1248.4754 | 1266.4836 | 1221.6816 | 1221.402 | 1185.5338 | 1132.6823
SA1 | Pumped Hydro Pump | 0 | 0 | 0.00029791 | 0.00029029 | 0.00028736 | 0.00029938 | 0.00030538 | 0.00031788 | 0.00033315 | 0.00035374 | 0.00037247 | 0.00051863 | 0.00051969 | 0.00051152 | 0.00067553 | 0.00072502 | 0.0010949 | 0.0011051 | 0.0010996 | 0.0011064 | 0.0013293 | 0.0013279 | 0.0013169 | 0.0017503 | 0.0017591 | 0.0017361 | 0.0017585 | 0.0017544 | 0.0017739
SA1 | VPP pump | 7.4694 | 13.7431 | 18.0814 | 22.6058 | 28.4144 | 34.2019 | 37.6596 | 44.5489 | 49.0076 | 57.3588 | 71.3502 | 80.7689 | 91.5334 | 91.7131 | 107.7518 | 116.3821 | 117.405 | 122.0982 | 113.1568 | 113.3611 | 107.5066 | 113.9346 | 115.0533 | 128.0858 | 130.1589 | 129.9878 | 132.5734 | 133.088 | 120.0944
Region | Technology | 2021-22 | 2022-23 | 2023-24 | 2024-25 | 2025-26 | 2026-27 | 2027-28 | 2028-29 | 2029-30 | 2030-31 | 2031-32 | 2032-33 | 2033-34 | 2034-35 | 2035-36 | 2036-37 | 2037-38 | 2038-39 | 2039-40 | 2040-41 | 2041-42 | 2042-43 | 2043-44 | 2044-45 | 2045-46 | 2046-47 | 2047-48 | 2048-49 | 2049-50
TAS1 | Grid Battery pump | 0.00027749 | 0.00028597 | 0.00027873 | 0.00027846 | 0.00028703 | 0.00029624 | 0.00032341 | 0.00036908 | 0.00048777 | 0.00051959 | 0.00057524 | 0.00059143 | 0.00060667 | 0.00066339 | 0.00071122 | 0.00078815 | 0.00084774 | 0.00082252 | 0.0010278 | 0.0011673 | 0.0010679 | 0.0011194 | 0.0014553 | 0.0014264 | 0.0014841 | 0.0015921 | 0.0015571 | 0.0017401 | 0.0023798
TAS1 | Pumped Hydro Pump | 0 | 0 | 0.00073887 | 0.00076425 | 0.00083295 | 0.00085234 | 0.00087285 | 0.0008852 | 0.00090158 | 0.00095074 | 0.0010845 | 0.0010302 | 0.0010767 | 0.0011663 | 0.0012459 | 0.0013802 | 0.0014834 | 0.0014014 | 0.0016467 | 0.0018838 | 0.0016855 | 0.0017585 | 0.002285 | 0.00221 | 0.0022601 | 0.0023921 | 0.002296 | 0.002492 | 0.0033367
TAS1 | VPP pump | 0.17317 | 0.52798 | 0.18457 | 0.46899 | 1.4095 | 1.3829 | 1.6597 | 2.1673 | 0.7003 | 1.9512 | 5.2268 | 1.5989 | 4.0054 | 10.1576 | 7.2933 | 9.6219 | 11.3812 | 8.1009 | 10.0749 | 11.5485 | 11.1774 | 11.2411 | 16.0005 | 11.9073 | 13.5221 | 14.2964 | 7.3169 | 8.6236 | 13.7735
Non-controllable capacity
Region | Technology | 2021-22 | 2022-23 | 2023-24 | 2024-25 | 2025-26 | 2026-27 | 2027-28 | 2028-29 | 2029-30 | 2030-31 | 2031-32 | 2032-33 | 2033-34 | 2034-35 | 2035-36 | 2036-37 | 2037-38 | 2038-39 | 2039-40 | 2040-41 | 2041-42 | 2042-43 | 2043-44 | 2044-45 | 2045-46 | 2046-47 | 2047-48 | 2048-49 | 2049-50
NEM | Distributed PV | 17966.1251 | 20100.6795 | 21848.5557 | 22765.7608 | 23520.219 | 26712.9041 | 28250.2682 | 26710.882 | 28962.3643 | 30914.2247 | 32262.7878 | 33604.8783 | 33813.0341 | 33976.8825 | 37696.6292 | 38914.4849 | 36303.367 | 39129.5695 | 41710.6576 | 43318.6363 | 44440.8755 | 44228.555 | 43943.4562 | 48400.6107 | 49711.1476 | 46026.6458 | 49621.4902 | 52962.0301 | 54802.2134
NEM | Behind the meter battery | 274.2921 | 322.7655 | 377.4056 | 441.916 | 524.7405 | 624.9438 | 702.6065 | 780.1503 | 916.5023 | 1062.9236 | 1310.8182 | 1435.9449 | 1573.1611 | 1680.3963 | 1781.133 | 1856.768 | 1927.461 | 2000.5502 | 2079.2953 | 2147.8019 | 2226.1602 | 2306.7147 | 2389.4767 | 2400.7435 | 2416.8737 | 2424.2587 | 2440.1321 | 2439.5699 | 2438.5083
NEM | Behind the meter battery pump | 233.0404 | 274.1938 | 320.6539 | 375.4693 | 445.7175 | 530.8198 | 596.8722 | 662.6992 | 778.5165 | 902.9392 | 1113.6428 | 1220.0169 | 1336.223 | 1427.318 | 1512.8203 | 1577.4412 | 1637.703 | 1699.356 | 1766.0472 | 1824.66 | 1891.329 | 1958.7365 | 2030.3464 | 2039.52 | 2052.599 | 2059.134 | 2073.3251 | 2072.6927 | 2071.1611
Region | Technology | 2021-22 | 2022-23 | 2023-24 | 2024-25 | 2025-26 | 2026-27 | 2027-28 | 2028-29 | 2029-30 | 2030-31 | 2031-32 | 2032-33 | 2033-34 | 2034-35 | 2035-36 | 2036-37 | 2037-38 | 2038-39 | 2039-40 | 2040-41 | 2041-42 | 2042-43 | 2043-44 | 2044-45 | 2045-46 | 2046-47 | 2047-48 | 2048-49 | 2049-50
NSW1 | Distributed PV | 5204.0164 | 5881.733 | 6097.6203 | 6362.1284 | 6503.6664 | 7561.6005 | 7799.3333 | 7221.9231 | 7693.3554 | 8429.2142 | 9135.0771 | 9232.9948 | 9474.093 | 9536.0352 | 10952.211 | 11213.6267 | 10409.2512 | 11061.1613 | 12074.4253 | 12966.5624 | 12905.9314 | 13078.0882 | 13015.2652 | 14802.4008 | 15046.9679 | 13816.9635 | 14650.873 | 15983.8137 | 17049.5514
NSW1 | Behind the meter battery | 103.7437 | 114.2404 | 137.9244 | 165.9003 | 201.313 | 240.9159 | 264.5842 | 289.7374 | 335.4861 | 383.0036 | 465.2208 | 500.5256 | 543.8767 | 577.0925 | 608.9188 | 631.888 | 654.0991 | 675.5199 | 700.7784 | 721.1068 | 744.6086 | 768.4752 | 793.5574 | 797.0251 | 801.425 | 803.7639 | 807.3625 | 807.7907 | 807.16
NSW1 | Behind the meter battery pump | 88.1293 | 97.0216 | 117.1621 | 140.9418 | 170.997 | 204.6077 | 224.7487 | 246.0761 | 284.9925 | 325.3838 | 395.4208 | 425.2231 | 461.797 | 490.3539 | 517.0464 | 536.8256 | 555.8161 | 574.0677 | 595.1176 | 612.7617 | 632.5367 | 652.4851 | 674.521 | 677.4172 | 680.3664 | 682.9967 | 685.9903 | 686.2534 | 685.4489
Region | Technology | 2021-22 | 2022-23 | 2023-24 | 2024-25 | 2025-26 | 2026-27 | 2027-28 | 2028-29 | 2029-30 | 2030-31 | 2031-32 | 2032-33 | 2033-34 | 2034-35 | 2035-36 | 2036-37 | 2037-38 | 2038-39 | 2039-40 | 2040-41 | 2041-42 | 2042-43 | 2043-44 | 2044-45 | 2045-46 | 2046-47 | 2047-48 | 2048-49 | 2049-50
QLD1 | Distributed PV | 5567.3648 | 6252.7151 | 6535.0958 | 6564.9108 | 6903.5367 | 7623.4303 | 7934.3665 | 6899.0674 | 7734.7975 | 8266.4241 | 9020.1611 | 9268.269 | 9263.1607 | 9754.2535 | 10771.5054 | 11127.7048 | 9702.5719 | 10828.6207 | 11489.8808 | 12365.4002 | 12482.6233 | 12281.9138 | 12714.2217 | 13851.0346 | 14256.9572 | 12334.5707 | 13776.1666 | 14614.4548 | 15684.6206
QLD1 | Behind the meter battery | 46.1059 | 51.2898 | 62.8898 | 76.9438 | 94.1079 | 114.339 | 129.4405 | 144.185 | 167.6189 | 204.8006 | 260.2955 | 292.0182 | 328.1998 | 357.9519 | 385.721 | 407.778 | 429.0894 | 449.044 | 469.664 | 492.0875 | 514.8354 | 538.0025 | 561.6947 | 566.605 | 572.2196 | 576.7274 | 581.9254 | 583.27 | 585.6388
QLD1 | Behind the meter battery pump | 39.1572 | 43.5755 | 53.4177 | 65.3788 | 79.9186 | 97.0955 | 109.9162 | 122.5159 | 142.4376 | 173.9088 | 221.1189 | 248.1635 | 278.7158 | 303.9474 | 327.6112 | 346.3668 | 364.4744 | 381.5345 | 399.0059 | 418.1686 | 437.5687 | 456.7426 | 477.2466 | 481.3082 | 486.3169 | 489.674 | 494.6069 | 495.5824 | 497.3207
Region | Technology | 2021-22 | 2022-23 | 2023-24 | 2024-25 | 2025-26 | 2026-27 | 2027-28 | 2028-29 | 2029-30 | 2030-31 | 2031-32 | 2032-33 | 2033-34 | 2034-35 | 2035-36 | 2036-37 | 2037-38 | 2038-39 | 2039-40 | 2040-41 | 2041-42 | 2042-43 | 2043-44 | 2044-45 | 2045-46 | 2046-47 | 2047-48 | 2048-49 | 2049-50
VIC1 | Distributed PV | 4329.4005 | 4908.7952 | 5934.1919 | 6528.7696 | 6863.0057 | 8027.2367 | 8796.0994 | 8929.0801 | 9626.1225 | 10179.6404 | 9984.4368 | 10760.8291 | 10744.8887 | 10455.0049 | 11440.4569 | 11800.6131 | 11528.2593 | 12300.9387 | 13053.8349 | 12807.4881 | 13660.682 | 13556.1803 | 13075.8792 | 14262.8401 | 14649.2457 | 14279.6933 | 15258.3695 | 16219.645 | 15845.6324
VIC1 | Behind the meter battery | 60.3615 | 72.3202 | 86.6818 | 103.6542 | 127.6658 | 157.9156 | 187.3608 | 216.0942 | 267.3679 | 312.7858 | 390.6955 | 438.5207 | 483.411 | 517.6718 | 549.9019 | 574.0839 | 596.4233 | 621.8879 | 649.6279 | 672.0144 | 699.0363 | 727.0829 | 754.4992 | 759.0364 | 765.4179 | 768.307 | 774.8118 | 775.1915 | 774.81
VIC1 | Behind the meter battery pump | 51.3066 | 61.4512 | 73.6598 | 88.083 | 108.4706 | 134.1928 | 159.1916 | 183.5475 | 227.026 | 265.6899 | 331.839 | 372.6114 | 410.8313 | 439.6676 | 467.2812 | 487.8914 | 506.9155 | 527.9599 | 551.6485 | 570.5388 | 593.9882 | 617.4131 | 640.9921 | 644.5839 | 650.0555 | 652.3952 | 658.1553 | 658.6052 | 658.2953
Region | Technology | 2021-22 | 2022-23 | 2023-24 | 2024-25 | 2025-26 | 2026-27 | 2027-28 | 2028-29 | 2029-30 | 2030-31 | 2031-32 | 2032-33 | 2033-34 | 2034-35 | 2035-36 | 2036-37 | 2037-38 | 2038-39 | 2039-40 | 2040-41 | 2041-42 | 2042-43 | 2043-44 | 2044-45 | 2045-46 | 2046-47 | 2047-48 | 2048-49 | 2049-50
SA1 | Distributed PV | 2623.5452 | 2798.1478 | 2996.8815 | 3008.3834 | 2949.0755 | 3160.1857 | 3360.8342 | 3300.464 | 3533.7408 | 3645.3258 | 3718.3325 | 3905.4589 | 3875.3563 | 3779.4643 | 4028.9273 | 4246.1349 | 4126.3157 | 4379.708 | 4502.8278 | 4576.0415 | 4756.5856 | 4662.4055 | 4501.1598 | 4782.4214 | 5031.6478 | 4870.1344 | 5185.5389 | 5354.2666 | 5426.7292
SA1 | Behind the meter battery | 56.7354 | 76.761 | 80.3364 | 83.7752 | 87.4369 | 94.3938 | 101.223 | 107.735 | 120.7804 | 134.1477 | 160.928 | 168.8699 | 178.8956 | 186.8102 | 193.693 | 198.596 | 201.84 | 206.6333 | 210.4501 | 212.7899 | 216.7262 | 220.9463 | 226.2016 | 224.8024 | 224.5688 | 222.3658 | 222.9625 | 220.6855 | 218.5777
SA1 | Behind the meter battery pump | 48.2076 | 65.216 | 68.2817 | 71.1775 | 74.2498 | 80.1578 | 86.0269 | 91.5227 | 102.6208 | 114.0145 | 136.6407 | 143.4284 | 151.9345 | 158.6357 | 164.4393 | 168.6089 | 171.3923 | 175.4796 | 178.8172 | 180.8586 | 183.9819 | 187.7459 | 192.102 | 190.9761 | 190.6156 | 188.965 | 189.485 | 187.5319 | 185.6623
Region | Technology | 2021-22 | 2022-23 | 2023-24 | 2024-25 | 2025-26 | 2026-27 | 2027-28 | 2028-29 | 2029-30 | 2030-31 | 2031-32 | 2032-33 | 2033-34 | 2034-35 | 2035-36 | 2036-37 | 2037-38 | 2038-39 | 2039-40 | 2040-41 | 2041-42 | 2042-43 | 2043-44 | 2044-45 | 2045-46 | 2046-47 | 2047-48 | 2048-49 | 2049-50
TAS1 | Distributed PV | 241.7982 | 259.2885 | 284.7662 | 301.5686 | 300.9347 | 340.451 | 359.6348 | 360.3473 | 374.3481 | 393.6202 | 404.7802 | 437.3265 | 455.5355 | 452.1246 | 503.5286 | 526.4053 | 536.969 | 559.1407 | 589.6888 | 603.1441 | 635.0531 | 649.9672 | 636.9304 | 701.9138 | 726.329 | 725.2839 | 750.5421 | 789.8501 | 795.6798
TAS1 | Behind the meter battery | 7.3456 | 8.1541 | 9.5732 | 11.6426 | 14.2168 | 17.3795 | 19.9981 | 22.3987 | 25.2488 | 28.1858 | 33.6784 | 36.0105 | 38.7781 | 40.8699 | 42.8983 | 44.4221 | 46.0092 | 47.4651 | 48.7751 | 49.8034 | 50.9537 | 52.2079 | 53.5239 | 53.2746 | 53.2423 | 53.0947 | 53.07 | 52.6323 | 52.3218
TAS1 | Behind the meter battery pump | 6.2397 | 6.9295 | 8.1325 | 9.8883 | 12.0815 | 14.7661 | 16.9888 | 19.037 | 21.4396 | 23.9422 | 28.6235 | 30.5904 | 32.9445 | 34.7133 | 36.4422 | 37.7485 | 39.1047 | 40.3143 | 41.458 | 42.3322 | 43.2535 | 44.3498 | 45.4846 | 45.2346 | 45.2446 | 45.103 | 45.0875 | 44.7198 | 44.4337

## BaseCase_Capacity
Installed capacity by technology (MW) - BaseCase, Central No TRET Sensitivity
Capacity calculated on 1 July. In early study years some wind and solar projects enter later in the financial year and are therefore reflected in the following financial year's capacity.
Explicitly modelled generation
Region | Technology | 2021-22 | 2022-23 | 2023-24 | 2024-25 | 2025-26 | 2026-27 | 2027-28 | 2028-29 | 2029-30 | 2030-31 | 2031-32 | 2032-33 | 2033-34 | 2034-35 | 2035-36 | 2036-37 | 2037-38 | 2038-39 | 2039-40 | 2040-41 | 2041-42 | 2042-43 | 2043-44 | 2044-45 | 2045-46 | 2046-47 | 2047-48 | 2048-49 | 2049-50
NEM | Black Coal | 18366 | 17891 | 16416 | 13776.8984 | 11818.2911 | 10969.6291 | 10770.5082 | 10070.5083 | 8467.2392 | 8424.8194 | 8424.8132 | 7661.3082 | 7661.3082 | 7661.3082 | 6879.9088 | 6395.9996 | 5246 | 5246 | 5246 | 5246 | 5246 | 3152 | 2787 | 2422 | 2057 | 1692 | 1692 | 1692 | 1692
NEM | Brown Coal | 4790 | 4790 | 4790 | 3906.9723 | 3906.9723 | 3833.7618 | 3833.7618 | 3833.7618 | 3833.7539 | 3483.7623 | 3340.0009 | 3339.9999 | 3339.9999 | 3339.9999 | 3339.9999 | 3339.9999 | 3339.9999 | 3339.9999 | 3339.9999 | 3339.9999 | 3339.9999 | 3339.9999 | 3339.9999 | 3339.9999 | 3339.9999 | 3339.9999 | 2224.9999 | 0 | 0
NEM | CCGT | 3054.9 | 3054.9 | 2874.9 | 2874.9 | 2874.9 | 2874.9 | 2874.9 | 2874.9 | 2874.9 | 2874.9 | 2874.9 | 2874.9 | 2874.9 | 2874.9 | 2874.9 | 2489.9 | 1960.9001 | 1960.9001 | 1817.5003 | 1817.5003 | 1817.5005 | 1817.5005 | 1377.5005 | 1192.5005 | 548.0007 | 388.0008 | 388.0008 | 388.0012 | 388.0012
NEM | Gas - Steam | 1384 | 1384 | 1384 | 1384 | 1384 | 1384 | 1384 | 1384 | 1384 | 1384 | 1384 | 1384 | 1384 | 1384 | 584 | 584 | 584 | 584 | 84 | 84 | 84 | 84 | 84 | 84 | 84 | 0 | 0 | 0 | 0
NEM | OCGT / Diesel | 6863.14 | 6863.14 | 6863.14 | 6863.14 | 6863.14 | 6863.14 | 6863.14 | 6863.14 | 6863.14 | 6480.64 | 6480.64 | 6211.3 | 5749.3 | 5632.3 | 5502.3 | 5502.3 | 5502.3017 | 5502.3017 | 5979.1895 | 5859.1896 | 5945.1886 | 5851.189 | 5930.0422 | 5996.6362 | 6534.3362 | 7609.1521 | 7025.1522 | 8618.9297 | 8293.3089
NEM | Hydro | 7365.3 | 7365.3 | 7365.3 | 7365.3 | 7365.3 | 7365.3 | 7365.3 | 7365.3 | 7365.3 | 7365.3 | 7365.3 | 7365.3 | 7365.3 | 7365.3 | 7365.3 | 7365.3 | 7278.9 | 7278.9 | 7278.9 | 7278.9 | 7278.9 | 7212.9 | 7212.9 | 7212.9 | 7212.9 | 7212.9 | 7212.9 | 7212.9 | 7212.9
NEM | Wind | 8952.8385 | 11397.4525 | 12158.1585 | 13192.0155 | 14264.5937 | 15105.8085 | 16640.6993 | 18064.4818 | 21152.285 | 21040.285 | 21040.2852 | 21898.6472 | 22177.5786 | 22177.5829 | 23352.0805 | 24768.2725 | 28960.0818 | 29289.5387 | 29842.489 | 29431.6417 | 31231.4524 | 33869.5668 | 33847.627 | 33587.2576 | 33882.7343 | 36036.9983 | 37389.2664 | 38858.0661 | 39071.9905
NEM | Solar PV | 5599.971 | 6959.156 | 6959.156 | 6959.156 | 6959.1562 | 6959.1564 | 6959.1717 | 7154.6701 | 11316.2879 | 11316.2879 | 11316.2879 | 11316.2891 | 11316.2892 | 11316.2893 | 11316.2894 | 11195.2906 | 12798.7041 | 12648.4043 | 12648.4043 | 13048.4004 | 14383.2983 | 19166.4973 | 18918.4093 | 18499.7895 | 19573.9033 | 23328.1983 | 24217.1637 | 25344.0773 | 26142.7568
NEM | Grid Battery | 260.33 | 600.33 | 600.33 | 600.33 | 600.33 | 600.33 | 600.33 | 600.3302 | 600.3311 | 570.3312 | 570.3312 | 570.3319 | 515.0026 | 490.0026 | 490.0031 | 490.0034 | 1052.9908 | 1052.9908 | 1447.7737 | 1427.7737 | 3628.1967 | 3328.1968 | 3328.1968 | 3869.2087 | 3869.2088 | 4920.847 | 4920.847 | 5716.0225 | 5716.0221
NEM | Pumped Hydro | 810 | 810 | 810.0001 | 810.0004 | 2850.0004 | 2850.0006 | 2850.0006 | 2850.0007 | 4850.0002 | 4850.0003 | 4850.0003 | 4850.0009 | 4850.0014 | 4850.0015 | 4850.0016 | 4850.0017 | 5872.7227 | 5872.7227 | 5959.0525 | 5959.0525 | 6194.4247 | 6967.795 | 6967.795 | 7425.0151 | 7425.0151 | 7957.768 | 7957.768 | 8590.4366 | 8590.4366
NEM | VPP | 36.545 | 54.909 | 79.222 | 111.716 | 155.475 | 212.948 | 274.212 | 348.483 | 458.205 | 557.379 | 708.547 | 823.447 | 953.292 | 1081.03 | 1214.079 | 1346.365 | 1479.677 | 1613.916 | 1747.369 | 1881.885 | 2021.695 | 2168.3841 | 2317.988 | 2433.084 | 2551.477 | 2673.029 | 2797.397 | 2923.275 | 3050.769
Total excluding storage |  | 56376.1494 | 59704.9484 | 58810.6545 | 56322.3822 | 55436.3533 | 55355.6958 | 56691.481 | 57610.7621 | 63256.906 | 62369.9946 | 62226.2271 | 62051.7444 | 61868.676 | 61751.6804 | 61214.7786 | 61641.0625 | 65670.8876 | 65850.0447 | 66236.4831 | 66105.6319 | 69326.3397 | 74493.6535 | 73497.4789 | 72335.0837 | 73232.8745 | 79607.2494 | 80149.483 | 82113.9743 | 82800.9574
Region | Technology | 2021-22 | 2022-23 | 2023-24 | 2024-25 | 2025-26 | 2026-27 | 2027-28 | 2028-29 | 2029-30 | 2030-31 | 2031-32 | 2032-33 | 2033-34 | 2034-35 | 2035-36 | 2036-37 | 2037-38 | 2038-39 | 2039-40 | 2040-41 | 2041-42 | 2042-43 | 2043-44 | 2044-45 | 2045-46 | 2046-47 | 2047-48 | 2048-49 | 2049-50
NSW1 | Black Coal | 10240 | 9765 | 8290 | 7330.8927 | 5372.2896 | 4739.718 | 4540.5973 | 4540.5973 | 2937.3282 | 2894.9083 | 2894.9021 | 2131.3972 | 2131.3972 | 2131.3972 | 1350 | 1350 | 1350 | 1350 | 1350 | 1350 | 1350 | 0 | 0 | 0 | 0 | 0 | 0 | 0 | 0
NSW1 | Brown Coal | 0 | 0 | 0 | 0 | 0 | 0 | 0 | 0 | 0 | 0 | 0 | 0 | 0 | 0 | 0 | 0 | 0 | 0 | 0 | 0 | 0 | 0 | 0 | 0 | 0 | 0 | 0 | 0 | 0
NSW1 | CCGT | 625 | 625 | 625 | 625 | 625 | 625 | 625 | 625 | 625 | 625 | 625 | 625 | 625 | 625 | 625 | 625 | 625.0001 | 625.0001 | 625.0002 | 625.0002 | 625.0002 | 625.0002 | 185.0002 | 0.00020602 | 0.00020611 | 0.00029597 | 0.00029685 | 0.00035065 | 0.00035071
NSW1 | Gas - Steam | 0 | 0 | 0 | 0 | 0 | 0 | 0 | 0 | 0 | 0 | 0 | 0 | 0 | 0 | 0 | 0 | 0 | 0 | 0 | 0 | 0 | 0 | 0 | 0 | 0 | 0 | 0 | 0 | 0
NSW1 | OCGT / Diesel | 1438 | 1438 | 1438 | 1438 | 1438 | 1438 | 1438 | 1438 | 1438 | 1438 | 1438 | 1438 | 1438 | 1438 | 1388 | 1388 | 1388.0009 | 1388.0009 | 2304.8858 | 2304.8859 | 2304.8859 | 2304.8859 | 2383.739 | 2657.4844 | 2657.4844 | 2657.4844 | 2657.4844 | 3473.9131 | 3473.9131
NSW1 | Hydro | 2585 | 2585 | 2585 | 2585 | 2585 | 2585 | 2585 | 2585 | 2585 | 2585 | 2585 | 2585 | 2585 | 2585 | 2585 | 2585 | 2585 | 2585 | 2585 | 2585 | 2585 | 2585 | 2585 | 2585 | 2585 | 2585 | 2585 | 2585 | 2585
NSW1 | Wind | 2220.73 | 2981.184 | 3741.8899 | 4514.1736 | 5288.4122 | 6105.6326 | 6922.8394 | 7560.7147 | 9946.7365 | 9946.7365 | 9946.7365 | 9946.7365 | 9946.7365 | 9946.7365 | 10023.8529 | 10183.9468 | 10013.947 | 10124.0646 | 11047.8896 | 10929.1762 | 11992.9542 | 12645.3085 | 12350.3285 | 12350.3285 | 12669.5658 | 12442.7667 | 13078.2492 | 13439.7931 | 13326.6031
NSW1 | Solar PV | 2130.363 | 2600.363 | 2600.363 | 2600.363 | 2600.3632 | 2600.3634 | 2600.3787 | 2795.8771 | 6957.4942 | 6957.4942 | 6957.4942 | 6957.4942 | 6957.4942 | 6957.4942 | 6957.4942 | 6957.4942 | 7701.8445 | 7551.5445 | 7551.5445 | 7551.5445 | 7551.5445 | 9952.1347 | 9879.1347 | 9879.1347 | 9879.1347 | 11834.9881 | 11913.5599 | 13625.5512 | 13545.7714
NSW1 | Grid Battery | 0 | 0 | 0 | 0 | 0 | 0 | 0 | 0 | 0.00049731 | 0.00050029 | 0.00050269 | 0.00062851 | 0.00062935 | 0.00063084 | 0.00071585 | 0.00071888 | 0.0043967 | 0.0043981 | 142.0958 | 142.0958 | 878.613 | 878.613 | 878.613 | 1011.9935 | 1011.9935 | 1011.9936 | 1011.9936 | 1011.9936 | 1011.9933
NSW1 | Pumped Hydro | 240 | 240 | 240 | 240.0001 | 2280.0001 | 2280.0001 | 2280.0001 | 2280.0002 | 4279.9997 | 4279.9997 | 4279.9997 | 4279.9998 | 4279.9998 | 4279.9998 | 4279.9999 | 4279.9999 | 4280.0007 | 4280.0007 | 4280.0008 | 4280.0008 | 4280.001 | 4280.001 | 4280.001 | 4280.0015 | 4280.0015 | 4280.0015 | 4280.0015 | 4280.0015 | 4280.0015
NSW1 | VPP | 13.897 | 19.697 | 29.162 | 42.001 | 59.431 | 81.633 | 103.019 | 129.604 | 168.832 | 203.169 | 255.242 | 292.839 | 337.193 | 380.779 | 426.084 | 469.969 | 513.223 | 556.711 | 599.309 | 642.059 | 686.952 | 734.321 | 783.025 | 821.133 | 860.401 | 900.734 | 941.995 | 983.641 | 1025.804
Total excluding storage |  | 19239.093 | 19994.547 | 19280.2529 | 19093.4293 | 17909.065 | 18093.714 | 18711.8154 | 19545.1892 | 24489.5589 | 24447.139 | 24447.1328 | 23683.6279 | 23683.6279 | 23683.6279 | 22929.3471 | 23089.4411 | 23663.7926 | 23623.6102 | 25464.3201 | 25345.6068 | 26409.3848 | 28112.3293 | 27383.2023 | 27471.9478 | 27791.1851 | 29520.2395 | 30234.2938 | 33124.2576 | 32931.2879
Region | Technology | 2021-22 | 2022-23 | 2023-24 | 2024-25 | 2025-26 | 2026-27 | 2027-28 | 2028-29 | 2029-30 | 2030-31 | 2031-32 | 2032-33 | 2033-34 | 2034-35 | 2035-36 | 2036-37 | 2037-38 | 2038-39 | 2039-40 | 2040-41 | 2041-42 | 2042-43 | 2043-44 | 2044-45 | 2045-46 | 2046-47 | 2047-48 | 2048-49 | 2049-50
QLD1 | Black Coal | 8126 | 8126 | 8126 | 6446.0057 | 6446.0015 | 6229.911 | 6229.9109 | 5529.9111 | 5529.9111 | 5529.9111 | 5529.9111 | 5529.9111 | 5529.9111 | 5529.9111 | 5529.9088 | 5045.9996 | 3896 | 3896 | 3896 | 3896 | 3896 | 3152 | 2787 | 2422 | 2057 | 1692 | 1692 | 1692 | 1692
QLD1 | Brown Coal | 0 | 0 | 0 | 0 | 0 | 0 | 0 | 0 | 0 | 0 | 0 | 0 | 0 | 0 | 0 | 0 | 0 | 0 | 0 | 0 | 0 | 0 | 0 | 0 | 0 | 0 | 0 | 0 | 0
QLD1 | CCGT | 1512.9 | 1512.9 | 1512.9 | 1512.9 | 1512.9 | 1512.9 | 1512.9 | 1512.9 | 1512.9 | 1512.9 | 1512.9 | 1512.9 | 1512.9 | 1512.9 | 1512.9 | 1127.9 | 1127.9 | 1127.9 | 984.5001 | 984.5001 | 984.5002 | 984.5002 | 984.5002 | 984.5002 | 340.0002 | 180.0002 | 180.0002 | 180.0002 | 180.0002
QLD1 | Gas - Steam | 84 | 84 | 84 | 84 | 84 | 84 | 84 | 84 | 84 | 84 | 84 | 84 | 84 | 84 | 84 | 84 | 84 | 84 | 84 | 84 | 84 | 84 | 84 | 84 | 84 | 0 | 0 | 0 | 0
QLD1 | OCGT / Diesel | 1910 | 1910 | 1910 | 1910 | 1910 | 1910 | 1910 | 1910 | 1910 | 1910 | 1910 | 1910 | 1618 | 1501 | 1501 | 1501 | 1501.0001 | 1501.0001 | 1501.0006 | 1501.0006 | 1501.0006 | 1501.001 | 1501.001 | 1369.001 | 1906.701 | 2981.5169 | 2981.5169 | 3077.4372 | 2751.8164
QLD1 | Hydro | 152.4 | 152.4 | 152.4 | 152.4 | 152.4 | 152.4 | 152.4 | 152.4 | 152.4 | 152.4 | 152.4 | 152.4 | 152.4 | 152.4 | 152.4 | 152.4 | 66 | 66 | 66 | 66 | 66 | 0 | 0 | 0 | 0 | 0 | 0 | 0 | 0
QLD1 | Wind | 676.6084 | 1176.6084 | 1176.6084 | 1438.1817 | 1736.5213 | 1760.5157 | 2511.1992 | 3297.1061 | 4089.6376 | 4089.6377 | 4089.6376 | 4089.6377 | 4089.6377 | 4089.639 | 4270.3234 | 4954.9284 | 6567.5622 | 6567.5622 | 6567.5622 | 6602.7279 | 6938.761 | 8632.4793 | 8451.9614 | 8651.992 | 8936.6989 | 9717.3859 | 9717.3859 | 9717.3859 | 10332.2198
QLD1 | Solar PV | 2017.635 | 2827.62 | 2827.62 | 2827.62 | 2827.62 | 2827.62 | 2827.62 | 2827.62 | 2827.6206 | 2827.6206 | 2827.6206 | 2827.6206 | 2827.6206 | 2827.6206 | 2827.6206 | 2706.6206 | 3565.6706 | 3565.6706 | 3565.6706 | 3765.6663 | 4357.9025 | 6417.2731 | 6250.2731 | 6049.1733 | 6185.7263 | 7984.1674 | 7873.7674 | 7342.8674 | 8326.7776
QLD1 | Grid Battery | 0 | 20 | 20 | 20 | 20 | 20 | 20 | 20.0001 | 20.0002 | 20.0002 | 20.0002 | 20.0004 | 20.0011 | 20.0011 | 20.0011 | 20.0011 | 562.2093 | 562.2093 | 562.2093 | 542.2093 | 1108.5044 | 1108.5045 | 1108.5045 | 1516.1359 | 1516.1359 | 2567.774 | 2567.774 | 2567.774 | 2567.774
QLD1 | Pumped Hydro | 570 | 570 | 570 | 570 | 570 | 570.0001 | 570.0001 | 570.0001 | 570.0001 | 570.0001 | 570.0001 | 570.0003 | 570.0008 | 570.0008 | 570.0008 | 570.0008 | 1365.9822 | 1365.9822 | 1365.9822 | 1365.9822 | 1487.0535 | 2260.4237 | 2260.4237 | 2261.2903 | 2261.2903 | 2794.0432 | 2794.0432 | 2794.0432 | 2794.0432
QLD1 | VPP | 6.283 | 9.038 | 13.648 | 20.047 | 28.646 | 39.92 | 51.776 | 66.05 | 86.234 | 109.423 | 142.449 | 168.902 | 199.702 | 230.441 | 262.576 | 295.532 | 329.475 | 362.967 | 395.859 | 429.33 | 463.784 | 499.933 | 537.296 | 565.416 | 594.354 | 624.143 | 654.722 | 685.861 | 717.549
Total excluding storage |  | 14479.5434 | 15789.5284 | 15789.5284 | 14371.1074 | 14669.4427 | 14477.3467 | 15228.0301 | 15313.9372 | 16106.4693 | 16106.4693 | 16106.4693 | 16106.4693 | 15814.4694 | 15697.4707 | 15878.1528 | 15572.8486 | 16808.1329 | 16808.1329 | 16664.7335 | 16899.8949 | 17828.1643 | 20771.2536 | 20058.7357 | 19560.6664 | 19510.1264 | 22555.0705 | 22444.6705 | 22009.6907 | 23282.814
Region | Technology | 2021-22 | 2022-23 | 2023-24 | 2024-25 | 2025-26 | 2026-27 | 2027-28 | 2028-29 | 2029-30 | 2030-31 | 2031-32 | 2032-33 | 2033-34 | 2034-35 | 2035-36 | 2036-37 | 2037-38 | 2038-39 | 2039-40 | 2040-41 | 2041-42 | 2042-43 | 2043-44 | 2044-45 | 2045-46 | 2046-47 | 2047-48 | 2048-49 | 2049-50
VIC1 | Black Coal | 0 | 0 | 0 | 0 | 0 | 0 | 0 | 0 | 0 | 0 | 0 | 0 | 0 | 0 | 0 | 0 | 0 | 0 | 0 | 0 | 0 | 0 | 0 | 0 | 0 | 0 | 0 | 0 | 0
VIC1 | Brown Coal | 4790 | 4790 | 4790 | 3906.9723 | 3906.9723 | 3833.7618 | 3833.7618 | 3833.7618 | 3833.7539 | 3483.7623 | 3340.0009 | 3339.9999 | 3339.9999 | 3339.9999 | 3339.9999 | 3339.9999 | 3339.9999 | 3339.9999 | 3339.9999 | 3339.9999 | 3339.9999 | 3339.9999 | 3339.9999 | 3339.9999 | 3339.9999 | 3339.9999 | 2224.9999 | 0 | 0
VIC1 | CCGT | 0 | 0 | 0 | 0 | 0 | 0 | 0 | 0 | 0 | 0 | 0 | 0 | 0 | 0 | 0 | 0 | 0 | 0 | 0 | 0 | 0 | 0 | 0 | 0 | 0.00010018 | 0.0001097 | 0.00011015 | 0.00039206 | 0.00039233
VIC1 | Gas - Steam | 500 | 500 | 500 | 500 | 500 | 500 | 500 | 500 | 500 | 500 | 500 | 500 | 500 | 500 | 500 | 500 | 500 | 500 | 0 | 0 | 0 | 0 | 0 | 0 | 0 | 0 | 0 | 0 | 0
VIC1 | OCGT / Diesel | 1900 | 1900 | 1900 | 1900 | 1900 | 1900 | 1900 | 1900 | 1900 | 1900 | 1900 | 1900 | 1730 | 1730 | 1730 | 1730 | 1730.0002 | 1730.0002 | 1290.0005 | 1290.0005 | 1290.0006 | 1196.0006 | 1196.0006 | 1196.0007 | 1196.0007 | 1196.0007 | 612.0007 | 1207.6975 | 1207.6975
VIC1 | Hydro | 2219 | 2219 | 2219 | 2219 | 2219 | 2219 | 2219 | 2219 | 2219 | 2219 | 2219 | 2219 | 2219 | 2219 | 2219 | 2219 | 2219 | 2219 | 2219 | 2219 | 2219 | 2219 | 2219 | 2219 | 2219 | 2219 | 2219 | 2219 | 2219
VIC1 | Wind | 3434.44 | 4322.2 | 4322.2 | 4322.2 | 4322.2 | 4322.2 | 4322.2 | 4322.2 | 4322.2 | 4322.2 | 4322.2 | 4592.0696 | 4969.701 | 4969.7021 | 4969.7041 | 5569.7017 | 7618.8851 | 7559.4179 | 7367.4206 | 7079.121 | 7479.12 | 7771.1612 | 8438.5787 | 8126.5787 | 8130.5283 | 9232.9251 | 9780.4908 | 10511.8196 | 10224.1
VIC1 | Solar PV | 1098.973 | 1098.973 | 1098.973 | 1098.973 | 1098.973 | 1098.973 | 1098.973 | 1098.973 | 1098.973 | 1098.973 | 1098.973 | 1098.9733 | 1098.9734 | 1098.9734 | 1098.9734 | 1098.9735 | 1098.9755 | 1098.9755 | 1098.9755 | 1098.9876 | 1834.4139 | 1834.4141 | 1834.4141 | 1726.8941 | 2419.5577 | 2419.5581 | 3340.3516 | 3188.4573 | 3191.0043
VIC1 | Grid Battery | 55.33 | 375.33 | 375.33 | 375.33 | 375.33 | 375.33 | 375.33 | 375.33 | 375.3302 | 375.3302 | 375.3302 | 375.3303 | 320.0003 | 320.0003 | 320.0004 | 320.0004 | 320.0011 | 320.0011 | 320.0053 | 320.0053 | 685.7396 | 385.7396 | 385.7396 | 385.7396 | 385.7396 | 385.7396 | 385.7396 | 1180.915 | 1180.915
VIC1 | Pumped Hydro | 0 | 0 | 0 | 0.00010563 | 0.00010685 | 0.00011311 | 0.00011393 | 0.00012262 | 0.00012523 | 0.00013511 | 0.00014086 | 0.00030997 | 0.00031079 | 0.00031135 | 0.00035311 | 0.00035679 | 226.739 | 226.739 | 313.0687 | 313.0687 | 427.3693 | 427.3693 | 427.3693 | 883.7222 | 883.7222 | 883.7222 | 883.7222 | 1516.3906 | 1516.3906
VIC1 | VPP | 7.967 | 12.184 | 18.007 | 25.892 | 37.312 | 52.961 | 71.587 | 94.075 | 129.773 | 159.421 | 205.486 | 243.58 | 283.23 | 321.698 | 361.635 | 401.73 | 443.322 | 486.699 | 530.824 | 575.442 | 621.935 | 669.907 | 718.015 | 754.911 | 792.922 | 831.94 | 871.864 | 912.314 | 953.272
Total excluding storage |  | 13942.413 | 14830.173 | 14830.173 | 13947.1453 | 13947.1453 | 13873.9348 | 13873.9348 | 13873.9348 | 13873.9269 | 13523.9353 | 13380.1738 | 13650.0429 | 13857.6743 | 13857.6754 | 13857.6775 | 14457.6752 | 16506.8607 | 16447.3936 | 15315.3966 | 15027.109 | 16162.5345 | 16360.5758 | 17027.9933 | 16608.4735 | 17305.0868 | 18407.484 | 18176.8431 | 17126.9748 | 16841.8022
Region | Technology | 2021-22 | 2022-23 | 2023-24 | 2024-25 | 2025-26 | 2026-27 | 2027-28 | 2028-29 | 2029-30 | 2030-31 | 2031-32 | 2032-33 | 2033-34 | 2034-35 | 2035-36 | 2036-37 | 2037-38 | 2038-39 | 2039-40 | 2040-41 | 2041-42 | 2042-43 | 2043-44 | 2044-45 | 2045-46 | 2046-47 | 2047-48 | 2048-49 | 2049-50
SA1 | Black Coal | 0 | 0 | 0 | 0 | 0 | 0 | 0 | 0 | 0 | 0 | 0 | 0 | 0 | 0 | 0 | 0 | 0 | 0 | 0 | 0 | 0 | 0 | 0 | 0 | 0 | 0 | 0 | 0 | 0
SA1 | Brown Coal | 0 | 0 | 0 | 0 | 0 | 0 | 0 | 0 | 0 | 0 | 0 | 0 | 0 | 0 | 0 | 0 | 0 | 0 | 0 | 0 | 0 | 0 | 0 | 0 | 0 | 0 | 0 | 0 | 0
SA1 | CCGT | 709 | 709 | 529 | 529 | 529 | 529 | 529 | 529 | 529 | 529 | 529 | 529 | 529 | 529 | 529 | 529 | 0 | 0 | 0 | 0 | 0.00013918 | 0.00013944 | 0.00014404 | 0.00014409 | 0.0001447 | 0.00014529 | 0.00014547 | 0.00021139 | 0.00021143
SA1 | Gas - Steam | 800 | 800 | 800 | 800 | 800 | 800 | 800 | 800 | 800 | 800 | 800 | 800 | 800 | 800 | 0 | 0 | 0 | 0 | 0 | 0 | 0 | 0 | 0 | 0 | 0 | 0 | 0 | 0 | 0
SA1 | OCGT / Diesel | 1437.14 | 1437.14 | 1437.14 | 1437.14 | 1437.14 | 1437.14 | 1437.14 | 1437.14 | 1437.14 | 1054.64 | 1054.64 | 785.3 | 785.3 | 785.3 | 705.3 | 705.3 | 705.3005 | 705.3005 | 705.3026 | 705.3026 | 791.3014 | 791.3014 | 791.3015 | 716.15 | 716.15 | 716.15 | 716.15 | 801.8819 | 801.8819
SA1 | Hydro | 0 | 0 | 0 | 0 | 0 | 0 | 0 | 0 | 0 | 0 | 0 | 0 | 0 | 0 | 0 | 0 | 0 | 0 | 0 | 0 | 0 | 0 | 0 | 0 | 0 | 0 | 0 | 0 | 0
SA1 | Wind | 2053.31 | 2349.71 | 2349.71 | 2349.71 | 2349.71 | 2349.71 | 2316.71 | 2316.71 | 2225.96 | 2113.96 | 2113.9602 | 2702.4052 | 2603.7052 | 2603.7052 | 3237.973 | 3122.9379 | 3822.9298 | 4101.7363 | 3922.8589 | 3883.859 | 3883.8595 | 3883.8601 | 3670.0008 | 3670.0008 | 3357.5836 | 3855.5629 | 4024.7829 | 4400.7098 | 4400.7099
SA1 | Solar PV | 353 | 432.2 | 432.2 | 432.2 | 432.2 | 432.2 | 432.2 | 432.2 | 432.2 | 432.2 | 432.2 | 432.2008 | 432.2008 | 432.2009 | 432.2009 | 432.202 | 432.2133 | 432.2134 | 432.2134 | 632.2016 | 639.437 | 962.6751 | 954.5871 | 844.5871 | 1089.4843 | 1089.4844 | 1089.4844 | 1187.2011 | 1079.2032
SA1 | Grid Battery | 205 | 205 | 205 | 205 | 205 | 205 | 205 | 205.0001 | 205.0002 | 175.0002 | 175.0002 | 175.0004 | 175.0004 | 150.0004 | 150.0006 | 150.0009 | 170.7758 | 170.7758 | 423.4629 | 423.4629 | 955.3393 | 955.3393 | 955.3393 | 955.3393 | 955.3393 | 955.3393 | 955.3393 | 955.3393 | 955.3392
SA1 | Pumped Hydro | 0 | 0 | 0 | 0 | 0 | 0 | 0 | 0 | 0 | 0 | 0 | 0.00013286 | 0.00013378 | 0.00013441 | 0.00017237 | 0.00018527 | 0.00028917 | 0.00029026 | 0.00029133 | 0.00029202 | 0.00036294 | 0.00036393 | 0.00036425 | 0.00046346 | 0.00046621 | 0.000467 | 0.00046784 | 0.00046891 | 0.00046935
SA1 | VPP | 7.403 | 12.575 | 16.369 | 20.818 | 25.878 | 32.539 | 40.105 | 48.895 | 60.853 | 70.614 | 87.129 | 97.388 | 109.546 | 121.655 | 134.326 | 146.657 | 158.138 | 169.176 | 180.255 | 191.186 | 202.356 | 214.599 | 227.014 | 236.682 | 246.511 | 256.534 | 266.715 | 276.923 | 287.161
Total excluding storage |  | 5352.45 | 5728.05 | 5548.05 | 5548.05 | 5548.05 | 5548.05 | 5515.05 | 5515.05 | 5424.3 | 4929.8 | 4929.8002 | 5248.9059 | 5150.206 | 5150.2062 | 4904.4739 | 4789.4399 | 4960.4437 | 5239.2502 | 5060.3749 | 5221.3632 | 5314.598 | 5637.8368 | 5415.8895 | 5230.738 | 5163.2181 | 5661.1974 | 5830.4175 | 6389.7931 | 6281.7952
Region | Technology | 2021-22 | 2022-23 | 2023-24 | 2024-25 | 2025-26 | 2026-27 | 2027-28 | 2028-29 | 2029-30 | 2030-31 | 2031-32 | 2032-33 | 2033-34 | 2034-35 | 2035-36 | 2036-37 | 2037-38 | 2038-39 | 2039-40 | 2040-41 | 2041-42 | 2042-43 | 2043-44 | 2044-45 | 2045-46 | 2046-47 | 2047-48 | 2048-49 | 2049-50
TAS1 | Black Coal | 0 | 0 | 0 | 0 | 0 | 0 | 0 | 0 | 0 | 0 | 0 | 0 | 0 | 0 | 0 | 0 | 0 | 0 | 0 | 0 | 0 | 0 | 0 | 0 | 0 | 0 | 0 | 0 | 0
TAS1 | Brown Coal | 0 | 0 | 0 | 0 | 0 | 0 | 0 | 0 | 0 | 0 | 0 | 0 | 0 | 0 | 0 | 0 | 0 | 0 | 0 | 0 | 0 | 0 | 0 | 0 | 0 | 0 | 0 | 0 | 0
TAS1 | CCGT | 208 | 208 | 208 | 208 | 208 | 208 | 208 | 208 | 208 | 208 | 208 | 208 | 208 | 208 | 208 | 208 | 208 | 208 | 208 | 208 | 208 | 208 | 208 | 208 | 208 | 208 | 208 | 208 | 208
TAS1 | Gas - Steam | 0 | 0 | 0 | 0 | 0 | 0 | 0 | 0 | 0 | 0 | 0 | 0 | 0 | 0 | 0 | 0 | 0 | 0 | 0 | 0 | 0 | 0 | 0 | 0 | 0 | 0 | 0 | 0 | 0
TAS1 | OCGT / Diesel | 178 | 178 | 178 | 178 | 178 | 178 | 178 | 178 | 178 | 178 | 178 | 178 | 178 | 178 | 178 | 178 | 178 | 178 | 178.0001 | 58.0001 | 58.0001 | 58.0001 | 58.0001 | 58.0001 | 58.0001 | 58.0001 | 58.0001 | 58.0001 | 58.0001
TAS1 | Hydro | 2408.9 | 2408.9 | 2408.9 | 2408.9 | 2408.9 | 2408.9 | 2408.9 | 2408.9 | 2408.9 | 2408.9 | 2408.9 | 2408.9 | 2408.9 | 2408.9 | 2408.9 | 2408.9 | 2408.9 | 2408.9 | 2408.9 | 2408.9 | 2408.9 | 2408.9 | 2408.9 | 2408.9 | 2408.9 | 2408.9 | 2408.9 | 2408.9 | 2408.9
TAS1 | Wind | 567.7501 | 567.7501 | 567.7503 | 567.7503 | 567.7503 | 567.7503 | 567.7506 | 567.7509 | 567.7509 | 567.7509 | 567.7509 | 567.7983 | 567.7983 | 567.8 | 850.2271 | 936.7576 | 936.7576 | 936.7576 | 936.7576 | 936.7576 | 936.7576 | 936.7576 | 936.7576 | 788.3577 | 788.3577 | 788.3577 | 788.3577 | 788.3577 | 788.3577
TAS1 | Solar PV | 0 | 0 | 0 | 0 | 0 | 0 | 0 | 0 | 0 | 0 | 0 | 0.00012224 | 0.0001257 | 0.00012584 | 0.00014026 | 0.00015376 | 0.00018823 | 0.00030279 | 0.00030367 | 0.00030392 | 0.0003054 | 0.00030677 | 0.00030684 | 0.00030715 | 0.00030799 | 0.0003092 | 0.0003143 | 0.00031645 | 0.00031652
TAS1 | Grid Battery | 0 | 0 | 0 | 0 | 0 | 0 | 0 | 0 | 0.00013146 | 0.00014097 | 0.00015088 | 0.0001707 | 0.00017199 | 0.00018889 | 0.00020304 | 0.00023012 | 0.0002469 | 0.00025294 | 0.00034427 | 0.00034709 | 0.00037676 | 0.00037847 | 0.00038788 | 0.00039899 | 0.00042492 | 0.00045368 | 0.00046684 | 0.0005534 | 0.00056365
TAS1 | Pumped Hydro | 0 | 0 | 0.0001036 | 0.0002078 | 0.00022341 | 0.00023214 | 0.00024157 | 0.00024965 | 0.00026041 | 0.00027462 | 0.00029956 | 0.0003173 | 0.00032462 | 0.00034518 | 0.00037386 | 0.00042113 | 0.00044698 | 0.00045466 | 0.00055525 | 0.00055809 | 0.00059127 | 0.00059512 | 0.00060124 | 0.00060962 | 0.00063564 | 0.00065908 | 0.00067025 | 0.00075299 | 0.00076394
TAS1 | VPP | 0.995 | 1.415 | 2.036 | 2.958 | 4.208 | 5.895 | 7.725 | 9.859 | 12.513 | 14.752 | 18.241 | 20.738 | 23.621 | 26.457 | 29.458 | 32.477 | 35.519 | 38.363 | 41.122 | 43.868 | 46.668 | 49.624 | 52.638 | 54.942 | 57.289 | 59.678 | 62.101 | 64.536 | 66.983
Total excluding storage |  | 3362.6501 | 3362.6501 | 3362.6503 | 3362.6503 | 3362.6503 | 3362.6503 | 3362.6506 | 3362.6509 | 3362.6509 | 3362.6509 | 3362.6509 | 3362.6984 | 3362.6984 | 3362.7002 | 3645.1273 | 3731.6577 | 3731.6578 | 3731.6579 | 3731.658 | 3611.658 | 3611.658 | 3611.658 | 3611.658 | 3463.2581 | 3463.2581 | 3463.2581 | 3463.2581 | 3463.2581 | 3463.2581
Explicitly modelled pumping
Region | Technology | 2021-22 | 2022-23 | 2023-24 | 2024-25 | 2025-26 | 2026-27 | 2027-28 | 2028-29 | 2029-30 | 2030-31 | 2031-32 | 2032-33 | 2033-34 | 2034-35 | 2035-36 | 2036-37 | 2037-38 | 2038-39 | 2039-40 | 2040-41 | 2041-42 | 2042-43 | 2043-44 | 2044-45 | 2045-46 | 2046-47 | 2047-48 | 2048-49 | 2049-50
NEM | Grid Battery pump | 260.33 | 600.33 | 600.33 | 600.33 | 600.33 | 600.33 | 600.33 | 600.3302 | 600.3311 | 570.3312 | 570.3312 | 570.3319 | 515.0026 | 490.0026 | 490.0031 | 490.0034 | 1052.9908 | 1052.9908 | 1447.7737 | 1427.7737 | 3628.1967 | 3328.1968 | 3328.1968 | 3869.2087 | 3869.2088 | 4920.847 | 4920.847 | 5716.0225 | 5716.0221
NEM | Pumped Hydro Pump | 1330 | 1330 | 1330.0001 | 1330.0004 | 3370.0004 | 3370.0006 | 3370.0006 | 3370.0007 | 5370.0002 | 5370.0003 | 5370.0003 | 5370.0009 | 5370.0014 | 5370.0015 | 5370.0016 | 5370.0017 | 6392.7227 | 6392.7227 | 6479.0525 | 6479.0525 | 6714.4247 | 7487.795 | 7487.795 | 7945.0151 | 7945.0151 | 8477.768 | 8477.768 | 9110.4366 | 9110.4366
NEM | VPP pump | 36.545 | 54.909 | 79.222 | 111.716 | 155.475 | 212.948 | 274.212 | 348.483 | 458.205 | 557.379 | 708.547 | 823.447 | 953.292 | 1081.03 | 1214.079 | 1346.365 | 1479.677 | 1613.916 | 1747.369 | 1881.885 | 2021.695 | 2168.3841 | 2317.988 | 2433.084 | 2551.477 | 2673.029 | 2797.397 | 2923.275 | 3050.769
Region | Technology | 2021-22 | 2022-23 | 2023-24 | 2024-25 | 2025-26 | 2026-27 | 2027-28 | 2028-29 | 2029-30 | 2030-31 | 2031-32 | 2032-33 | 2033-34 | 2034-35 | 2035-36 | 2036-37 | 2037-38 | 2038-39 | 2039-40 | 2040-41 | 2041-42 | 2042-43 | 2043-44 | 2044-45 | 2045-46 | 2046-47 | 2047-48 | 2048-49 | 2049-50
NSW1 | Grid Battery pump | 0 | 0 | 0 | 0 | 0 | 0 | 0 | 0 | 0.00049731 | 0.00050029 | 0.00050269 | 0.00062851 | 0.00062935 | 0.00063084 | 0.00071585 | 0.00071888 | 0.0043967 | 0.0043981 | 142.0958 | 142.0958 | 878.613 | 878.613 | 878.613 | 1011.9935 | 1011.9935 | 1011.9936 | 1011.9936 | 1011.9936 | 1011.9933
NSW1 | Pumped Hydro Pump | 840 | 840 | 840 | 840.0001 | 2880.0001 | 2880.0001 | 2880.0001 | 2880.0002 | 4879.9997 | 4879.9997 | 4879.9997 | 4879.9998 | 4879.9998 | 4879.9998 | 4879.9999 | 4879.9999 | 4880.0007 | 4880.0007 | 4880.0008 | 4880.0008 | 4880.001 | 4880.001 | 4880.001 | 4880.0015 | 4880.0015 | 4880.0015 | 4880.0015 | 4880.0015 | 4880.0015
NSW1 | VPP pump | 13.897 | 19.697 | 29.162 | 42.001 | 59.431 | 81.633 | 103.019 | 129.604 | 168.832 | 203.169 | 255.242 | 292.839 | 337.193 | 380.779 | 426.084 | 469.969 | 513.223 | 556.711 | 599.309 | 642.059 | 686.952 | 734.321 | 783.025 | 821.133 | 860.401 | 900.734 | 941.995 | 983.641 | 1025.804
Region | Technology | 2021-22 | 2022-23 | 2023-24 | 2024-25 | 2025-26 | 2026-27 | 2027-28 | 2028-29 | 2029-30 | 2030-31 | 2031-32 | 2032-33 | 2033-34 | 2034-35 | 2035-36 | 2036-37 | 2037-38 | 2038-39 | 2039-40 | 2040-41 | 2041-42 | 2042-43 | 2043-44 | 2044-45 | 2045-46 | 2046-47 | 2047-48 | 2048-49 | 2049-50
QLD1 | Grid Battery pump | 0 | 20 | 20 | 20 | 20 | 20 | 20 | 20.0001 | 20.0002 | 20.0002 | 20.0002 | 20.0004 | 20.0011 | 20.0011 | 20.0011 | 20.0011 | 562.2093 | 562.2093 | 562.2093 | 542.2093 | 1108.5044 | 1108.5045 | 1108.5045 | 1516.1359 | 1516.1359 | 2567.774 | 2567.774 | 2567.774 | 2567.774
QLD1 | Pumped Hydro Pump | 490 | 490 | 490 | 490 | 490 | 490.0001 | 490.0001 | 490.0001 | 490.0001 | 490.0001 | 490.0001 | 490.0003 | 490.0008 | 490.0008 | 490.0008 | 490.0008 | 1285.9822 | 1285.9822 | 1285.9822 | 1285.9822 | 1407.0535 | 2180.4237 | 2180.4237 | 2181.2903 | 2181.2903 | 2714.0432 | 2714.0432 | 2714.0432 | 2714.0432
QLD1 | VPP pump | 6.283 | 9.038 | 13.648 | 20.047 | 28.646 | 39.92 | 51.776 | 66.05 | 86.234 | 109.423 | 142.449 | 168.902 | 199.702 | 230.441 | 262.576 | 295.532 | 329.475 | 362.967 | 395.859 | 429.33 | 463.784 | 499.933 | 537.296 | 565.416 | 594.354 | 624.143 | 654.722 | 685.861 | 717.549
Region | Technology | 2021-22 | 2022-23 | 2023-24 | 2024-25 | 2025-26 | 2026-27 | 2027-28 | 2028-29 | 2029-30 | 2030-31 | 2031-32 | 2032-33 | 2033-34 | 2034-35 | 2035-36 | 2036-37 | 2037-38 | 2038-39 | 2039-40 | 2040-41 | 2041-42 | 2042-43 | 2043-44 | 2044-45 | 2045-46 | 2046-47 | 2047-48 | 2048-49 | 2049-50
VIC1 | Grid Battery pump | 55.33 | 375.33 | 375.33 | 375.33 | 375.33 | 375.33 | 375.33 | 375.33 | 375.3302 | 375.3302 | 375.3302 | 375.3303 | 320.0003 | 320.0003 | 320.0004 | 320.0004 | 320.0011 | 320.0011 | 320.0053 | 320.0053 | 685.7396 | 385.7396 | 385.7396 | 385.7396 | 385.7396 | 385.7396 | 385.7396 | 1180.915 | 1180.915
VIC1 | Pumped Hydro Pump | 0 | 0 | 0 | 0.00010563 | 0.00010685 | 0.00011311 | 0.00011393 | 0.00012262 | 0.00012523 | 0.00013511 | 0.00014086 | 0.00030997 | 0.00031079 | 0.00031135 | 0.00035311 | 0.00035679 | 226.739 | 226.739 | 313.0687 | 313.0687 | 427.3693 | 427.3693 | 427.3693 | 883.7222 | 883.7222 | 883.7222 | 883.7222 | 1516.3906 | 1516.3906
VIC1 | VPP pump | 7.967 | 12.184 | 18.007 | 25.892 | 37.312 | 52.961 | 71.587 | 94.075 | 129.773 | 159.421 | 205.486 | 243.58 | 283.23 | 321.698 | 361.635 | 401.73 | 443.322 | 486.699 | 530.824 | 575.442 | 621.935 | 669.907 | 718.015 | 754.911 | 792.922 | 831.94 | 871.864 | 912.314 | 953.272
Region | Technology | 2021-22 | 2022-23 | 2023-24 | 2024-25 | 2025-26 | 2026-27 | 2027-28 | 2028-29 | 2029-30 | 2030-31 | 2031-32 | 2032-33 | 2033-34 | 2034-35 | 2035-36 | 2036-37 | 2037-38 | 2038-39 | 2039-40 | 2040-41 | 2041-42 | 2042-43 | 2043-44 | 2044-45 | 2045-46 | 2046-47 | 2047-48 | 2048-49 | 2049-50
SA1 | Grid Battery pump | 205 | 205 | 205 | 205 | 205 | 205 | 205 | 205.0001 | 205.0002 | 175.0002 | 175.0002 | 175.0004 | 175.0004 | 150.0004 | 150.0006 | 150.0009 | 170.7758 | 170.7758 | 423.4629 | 423.4629 | 955.3393 | 955.3393 | 955.3393 | 955.3393 | 955.3393 | 955.3393 | 955.3393 | 955.3393 | 955.3392
SA1 | Pumped Hydro Pump | 0 | 0 | 0 | 0 | 0 | 0 | 0 | 0 | 0 | 0 | 0 | 0.00013286 | 0.00013378 | 0.00013441 | 0.00017237 | 0.00018527 | 0.00028917 | 0.00029026 | 0.00029133 | 0.00029202 | 0.00036294 | 0.00036393 | 0.00036425 | 0.00046346 | 0.00046621 | 0.000467 | 0.00046784 | 0.00046891 | 0.00046935
SA1 | VPP pump | 7.403 | 12.575 | 16.369 | 20.818 | 25.878 | 32.539 | 40.105 | 48.895 | 60.853 | 70.614 | 87.129 | 97.388 | 109.546 | 121.655 | 134.326 | 146.657 | 158.138 | 169.176 | 180.255 | 191.186 | 202.356 | 214.599 | 227.014 | 236.682 | 246.511 | 256.534 | 266.715 | 276.923 | 287.161
Region | Technology | 2021-22 | 2022-23 | 2023-24 | 2024-25 | 2025-26 | 2026-27 | 2027-28 | 2028-29 | 2029-30 | 2030-31 | 2031-32 | 2032-33 | 2033-34 | 2034-35 | 2035-36 | 2036-37 | 2037-38 | 2038-39 | 2039-40 | 2040-41 | 2041-42 | 2042-43 | 2043-44 | 2044-45 | 2045-46 | 2046-47 | 2047-48 | 2048-49 | 2049-50
TAS1 | Grid Battery pump | 0 | 0 | 0 | 0 | 0 | 0 | 0 | 0 | 0.00013146 | 0.00014097 | 0.00015088 | 0.0001707 | 0.00017199 | 0.00018889 | 0.00020304 | 0.00023012 | 0.0002469 | 0.00025294 | 0.00034427 | 0.00034709 | 0.00037676 | 0.00037847 | 0.00038788 | 0.00039899 | 0.00042492 | 0.00045368 | 0.00046684 | 0.0005534 | 0.00056365
TAS1 | Pumped Hydro Pump | 0 | 0 | 0.0001036 | 0.0002078 | 0.00022341 | 0.00023214 | 0.00024157 | 0.00024965 | 0.00026041 | 0.00027462 | 0.00029956 | 0.0003173 | 0.00032462 | 0.00034518 | 0.00037386 | 0.00042113 | 0.00044698 | 0.00045466 | 0.00055525 | 0.00055809 | 0.00059127 | 0.00059512 | 0.00060124 | 0.00060962 | 0.00063564 | 0.00065908 | 0.00067025 | 0.00075299 | 0.00076394
TAS1 | VPP pump | 0.995 | 1.415 | 2.036 | 2.958 | 4.208 | 5.895 | 7.725 | 9.859 | 12.513 | 14.752 | 18.241 | 20.738 | 23.621 | 26.457 | 29.458 | 32.477 | 35.519 | 38.363 | 41.122 | 43.868 | 46.668 | 49.624 | 52.638 | 54.942 | 57.289 | 59.678 | 62.101 | 64.536 | 66.983
Non-controllable capacity
Region | Technology | 2021-22 | 2022-23 | 2023-24 | 2024-25 | 2025-26 | 2026-27 | 2027-28 | 2028-29 | 2029-30 | 2030-31 | 2031-32 | 2032-33 | 2033-34 | 2034-35 | 2035-36 | 2036-37 | 2037-38 | 2038-39 | 2039-40 | 2040-41 | 2041-42 | 2042-43 | 2043-44 | 2044-45 | 2045-46 | 2046-47 | 2047-48 | 2048-49 | 2049-50
NEM | Distributed PV | 13006.6816 | 14224.8792 | 15292.6597 | 16381.0803 | 17541.1041 | 18602.7398 | 19662.1092 | 20484.5331 | 21073.2893 | 21631.3933 | 22277.9233 | 22963.9359 | 23877.2686 | 24756.3331 | 25651.8935 | 26434.6046 | 27315.8111 | 27968.2454 | 28626.6322 | 29309.9993 | 29924.0702 | 30587.1516 | 31477.3629 | 32428.9214 | 33385.576 | 34291.5504 | 35195.7202 | 36032.3688 | 36787.5486
NEM | Behind the meter battery | 544.7 | 647.3 | 764.3 | 905.6 | 1081.3 | 1289.9 | 1455.7 | 1635.5 | 1925.3 | 2247 | 2756.7 | 3073.8 | 3416.8 | 3717.5 | 4007.2 | 4270.9 | 4520.2 | 4758.3 | 4983.6 | 5202 | 5423.5 | 5651.2 | 5870.5 | 5983.1 | 6093.9 | 6203.2 | 6309.6 | 6410.4 | 6506.3
NEM | Behind the meter battery pump | 544.7 | 647.3 | 764.3 | 905.6 | 1081.3 | 1289.9 | 1455.7 | 1635.5 | 1925.3 | 2247 | 2756.7 | 3073.8 | 3416.8 | 3717.5 | 4007.2 | 4270.9 | 4520.2 | 4758.3 | 4983.6 | 5202 | 5423.5 | 5651.2 | 5870.5 | 5983.1 | 6093.9 | 6203.2 | 6309.6 | 6410.4 | 6506.3
Region | Technology | 2021-22 | 2022-23 | 2023-24 | 2024-25 | 2025-26 | 2026-27 | 2027-28 | 2028-29 | 2029-30 | 2030-31 | 2031-32 | 2032-33 | 2033-34 | 2034-35 | 2035-36 | 2036-37 | 2037-38 | 2038-39 | 2039-40 | 2040-41 | 2041-42 | 2042-43 | 2043-44 | 2044-45 | 2045-46 | 2046-47 | 2047-48 | 2048-49 | 2049-50
NSW1 | Distributed PV | 3737.71 | 4047.0972 | 4276.3001 | 4511.1261 | 4815.3821 | 5044.3135 | 5278.3342 | 5484.2823 | 5684.085 | 5871.6786 | 6088.9363 | 6310.131 | 6601.7031 | 6885.3973 | 7196.653 | 7481.676 | 7799.1989 | 8038.4142 | 8273.8079 | 8514.1819 | 8722.285 | 8966.2119 | 9285.2472 | 9619.8883 | 9953.0646 | 10273.535 | 10594.078 | 10890.1448 | 11149.8041
NSW1 | Behind the meter battery | 206.2 | 230.6 | 279.9 | 339.5 | 412.8 | 493.9 | 545.8 | 606.1 | 706.2 | 814.1 | 985.7 | 1082.6 | 1195.3 | 1293.4 | 1388.4 | 1472.6 | 1550.5 | 1624.8 | 1693.8 | 1760.5 | 1829.4 | 1900.5 | 1969.8 | 2006.5 | 2042.7 | 2078.5 | 2113.3 | 2146 | 2177
NSW1 | Behind the meter battery pump | 206.2 | 230.6 | 279.9 | 339.5 | 412.8 | 493.9 | 545.8 | 606.1 | 706.2 | 814.1 | 985.7 | 1082.6 | 1195.3 | 1293.4 | 1388.4 | 1472.6 | 1550.5 | 1624.8 | 1693.8 | 1760.5 | 1829.4 | 1900.5 | 1969.8 | 2006.5 | 2042.7 | 2078.5 | 2113.3 | 2146 | 2177
Region | Technology | 2021-22 | 2022-23 | 2023-24 | 2024-25 | 2025-26 | 2026-27 | 2027-28 | 2028-29 | 2029-30 | 2030-31 | 2031-32 | 2032-33 | 2033-34 | 2034-35 | 2035-36 | 2036-37 | 2037-38 | 2038-39 | 2039-40 | 2040-41 | 2041-42 | 2042-43 | 2043-44 | 2044-45 | 2045-46 | 2046-47 | 2047-48 | 2048-49 | 2049-50
QLD1 | Distributed PV | 3916.3055 | 4142.5532 | 4336.6096 | 4528.467 | 4727.611 | 4909.4651 | 5088.6729 | 5253.6436 | 5431.4722 | 5610.0033 | 5810.8232 | 6019.4889 | 6302.7184 | 6567.2092 | 6810.6754 | 7014.3019 | 7245.4789 | 7413.5796 | 7586.3036 | 7773.2087 | 7946.4691 | 8130.8672 | 8361.9191 | 8609.5702 | 8858.2352 | 9095.8901 | 9330.6571 | 9552.0789 | 9761.0817
QLD1 | Behind the meter battery | 92.7 | 104.9 | 129.2 | 159.1 | 194.9 | 236.7 | 269 | 303 | 354 | 433.7 | 547.4 | 624.5 | 711.1 | 789.4 | 864.8 | 936.1 | 1004.8 | 1069.3 | 1129.7 | 1188.8 | 1247.3 | 1307 | 1365.4 | 1395.4 | 1425 | 1454.3 | 1483 | 1510.7 | 1537.5
QLD1 | Behind the meter battery pump | 92.7 | 104.9 | 129.2 | 159.1 | 194.9 | 236.7 | 269 | 303 | 354 | 433.7 | 547.4 | 624.5 | 711.1 | 789.4 | 864.8 | 936.1 | 1004.8 | 1069.3 | 1129.7 | 1188.8 | 1247.3 | 1307 | 1365.4 | 1395.4 | 1425 | 1454.3 | 1483 | 1510.7 | 1537.5
Region | Technology | 2021-22 | 2022-23 | 2023-24 | 2024-25 | 2025-26 | 2026-27 | 2027-28 | 2028-29 | 2029-30 | 2030-31 | 2031-32 | 2032-33 | 2033-34 | 2034-35 | 2035-36 | 2036-37 | 2037-38 | 2038-39 | 2039-40 | 2040-41 | 2041-42 | 2042-43 | 2043-44 | 2044-45 | 2045-46 | 2046-47 | 2047-48 | 2048-49 | 2049-50
VIC1 | Distributed PV | 3384.7909 | 3958.6096 | 4519.9081 | 5093.6761 | 5662.8487 | 6230.9394 | 6797.0106 | 7165.1329 | 7320.8549 | 7460.899 | 7628.0635 | 7808.5128 | 8055.4056 | 8292.8816 | 8553.5922 | 8775.0681 | 9031.8771 | 9223.5199 | 9419.1702 | 9606.5992 | 9787.397 | 9964.4167 | 10222.967 | 10497.9597 | 10788.7145 | 11057.8052 | 11330.5183 | 11571.16 | 11796.186
VIC1 | Behind the meter battery | 119.3 | 144.5 | 174.6 | 210.9 | 260.8 | 322.4 | 382 | 445 | 550.8 | 649.2 | 807.8 | 920.5 | 1028.7 | 1122.2 | 1211.6 | 1293.1 | 1372.3 | 1450.8 | 1527 | 1601 | 1676.6 | 1752.8 | 1824.8 | 1861.6 | 1898 | 1933.9 | 1968.8 | 2002 | 2033.5
VIC1 | Behind the meter battery pump | 119.3 | 144.5 | 174.6 | 210.9 | 260.8 | 322.4 | 382 | 445 | 550.8 | 649.2 | 807.8 | 920.5 | 1028.7 | 1122.2 | 1211.6 | 1293.1 | 1372.3 | 1450.8 | 1527 | 1601 | 1676.6 | 1752.8 | 1824.8 | 1861.6 | 1898 | 1933.9 | 1968.8 | 2002 | 2033.5
Region | Technology | 2021-22 | 2022-23 | 2023-24 | 2024-25 | 2025-26 | 2026-27 | 2027-28 | 2028-29 | 2029-30 | 2030-31 | 2031-32 | 2032-33 | 2033-34 | 2034-35 | 2035-36 | 2036-37 | 2037-38 | 2038-39 | 2039-40 | 2040-41 | 2041-42 | 2042-43 | 2043-44 | 2044-45 | 2045-46 | 2046-47 | 2047-48 | 2048-49 | 2049-50
SA1 | Distributed PV | 1769.3743 | 1860.4858 | 1931.5703 | 2006.2437 | 2079.5262 | 2145.1152 | 2213.1578 | 2286.6978 | 2331.4307 | 2373.5904 | 2422.0252 | 2480.1325 | 2554.8207 | 2631.6817 | 2692.8516 | 2748.4629 | 2801.3577 | 2839.9127 | 2879.8268 | 2931.2379 | 2971.4767 | 3015.2011 | 3078.5992 | 3152.1736 | 3216.472 | 3276.4829 | 3334.9137 | 3396.3866 | 3445.1749
SA1 | Behind the meter battery | 111.8 | 150.7 | 160.9 | 172.1 | 183.3 | 200.8 | 217.2 | 234.2 | 260.6 | 289.5 | 343.7 | 367.6 | 395.9 | 420.5 | 444.3 | 465.4 | 483.5 | 499.7 | 515.1 | 529.6 | 544.1 | 560.6 | 576.1 | 583.3 | 590.2 | 596.8 | 603.1 | 608.8 | 614
SA1 | Behind the meter battery pump | 111.8 | 150.7 | 160.9 | 172.1 | 183.3 | 200.8 | 217.2 | 234.2 | 260.6 | 289.5 | 343.7 | 367.6 | 395.9 | 420.5 | 444.3 | 465.4 | 483.5 | 499.7 | 515.1 | 529.6 | 544.1 | 560.6 | 576.1 | 583.3 | 590.2 | 596.8 | 603.1 | 608.8 | 614
Region | Technology | 2021-22 | 2022-23 | 2023-24 | 2024-25 | 2025-26 | 2026-27 | 2027-28 | 2028-29 | 2029-30 | 2030-31 | 2031-32 | 2032-33 | 2033-34 | 2034-35 | 2035-36 | 2036-37 | 2037-38 | 2038-39 | 2039-40 | 2040-41 | 2041-42 | 2042-43 | 2043-44 | 2044-45 | 2045-46 | 2046-47 | 2047-48 | 2048-49 | 2049-50
TAS1 | Distributed PV | 198.501 | 216.1334 | 228.2716 | 241.5674 | 255.7361 | 272.9066 | 284.9338 | 294.7765 | 305.4465 | 315.222 | 328.075 | 345.6708 | 362.6207 | 379.1633 | 398.1214 | 415.0956 | 437.8985 | 452.8191 | 467.5238 | 484.7715 | 496.4424 | 510.4546 | 528.6303 | 549.3296 | 569.0898 | 587.8371 | 605.553 | 622.5986 | 635.3019
TAS1 | Behind the meter battery | 14.7 | 16.6 | 19.7 | 24 | 29.5 | 36.1 | 41.7 | 47.2 | 53.7 | 60.5 | 72.1 | 78.6 | 85.8 | 92 | 98.1 | 103.7 | 109.1 | 113.7 | 118 | 122.1 | 126.1 | 130.3 | 134.4 | 136.3 | 138 | 139.7 | 141.4 | 142.9 | 144.3
TAS1 | Behind the meter battery pump | 14.7 | 16.6 | 19.7 | 24 | 29.5 | 36.1 | 41.7 | 47.2 | 53.7 | 60.5 | 72.1 | 78.6 | 85.8 | 92 | 98.1 | 103.7 | 109.1 | 113.7 | 118 | 122.1 | 126.1 | 130.3 | 134.4 | 136.3 | 138 | 139.7 | 141.4 | 142.9 | 144.3

## BaseCase_VOM Cost
VOM cost by technology ($000s) - Base Case, Central No TRET Sensitivity
VOM | Real June 2020 dollars discounted to 1 July 2020
Explicitly modelled generation
Region | Technology | 2021-22 | 2022-23 | 2023-24 | 2024-25 | 2025-26 | 2026-27 | 2027-28 | 2028-29 | 2029-30 | 2030-31 | 2031-32 | 2032-33 | 2033-34 | 2034-35 | 2035-36 | 2036-37 | 2037-38 | 2038-39 | 2039-40 | 2040-41 | 2041-42 | 2042-43 | 2043-44 | 2044-45 | 2045-46 | 2046-47 | 2047-48 | 2048-49 | 2049-50
NEM | Black Coal | 360163.7945 | 303352.2132 | 291923.7445 | 276680.1443 | 239815.3929 | 208424.0252 | 180041.4787 | 177952.4422 | 133927.6663 | 124115.5643 | 113075.0957 | 103836.1732 | 107633.3735 | 97221.8946 | 81738.4405 | 75223.0336 | 61582.8045 | 59515.7315 | 54581.2295 | 49068.0957 | 45571.9281 | 28789.5274 | 22525.5604 | 18466.792 | 14547.5174 | 11305.7421 | 10475.0593 | 9877.8845 | 8589.7619
NEM | Brown Coal | 119000.3215 | 107451.759 | 103912.247 | 81927.968 | 82378.945 | 79068.0323 | 73857.087 | 69836.5524 | 65407.0069 | 59138.0258 | 53568.4513 | 50181.965 | 49006.806 | 46652.2545 | 45624.9705 | 41043.928 | 36439.0755 | 35974.7185 | 30305.4864 | 30977.8195 | 32161.3165 | 29981.441 | 27529.317 | 26851.098 | 24451.4322 | 23887.256 | 15361.7726 | 0 | 0
NEM | CCGT | 15641.3244 | 14904.8928 | 12045.6857 | 11924.6212 | 10088.3681 | 9793.9715 | 9058.9541 | 9945.1711 | 8334.0807 | 8138.1635 | 8094.6695 | 18542.8605 | 17914.8855 | 20293.4007 | 15160.6791 | 13723.8267 | 16772.5018 | 16405.3213 | 12542.9098 | 12404.322 | 12727.7347 | 13360.7111 | 8510.5904 | 7376.0434 | 3395.6732 | 2066.3688 | 1976.9084 | 1877.9 | 1793.4242
NEM | Gas - Steam | 1716.5145 | 1668.3803 | 1783.2149 | 633.0879 | 575.9209 | 563.5293 | 527.2921 | 520.8699 | 468.3587 | 453.2025 | 428.3566 | 521.7884 | 435.5506 | 574.1839 | 319.829 | 316.5095 | 659.7489 | 692.3563 | 499.0307 | 532.2678 | 537.7553 | 624.0552 | 587.6693 | 454.4792 | 594.84 | 0 | 0 | 0 | 0
NEM | OCGT / Diesel | 568.8055 | 249.7 | 1158.1334 | 886.9365 | 294.6242 | 458.9674 | 183.0663 | 562.6092 | 52.602 | 132.5461 | 149.5045 | 2498.9141 | 1432.5435 | 2252.2729 | 2023.3038 | 2251.5663 | 7043.4476 | 7620.6626 | 13794.4157 | 14183.4665 | 10212.962 | 15447.6642 | 20351.9188 | 8708.0408 | 9642.5716 | 8975.9038 | 10413.9304 | 13837.1293 | 13326.2859
NEM | Hydro | 88011.5573 | 82048.6213 | 75278.1185 | 92926.1626 | 92696.3295 | 81433.8827 | 77120.4351 | 86290.7091 | 70600.9491 | 63988.539 | 62645.8289 | 66720.4848 | 66494.0797 | 64429.7463 | 56959.9575 | 51363.8549 | 54917.4422 | 46789.4662 | 41649.025 | 39832.6904 | 36013.9695 | 38546.4174 | 37784.1057 | 33957.1077 | 33349.199 | 35405.6693 | 30486.2243 | 28607.9076 | 26629.9611
NEM | Wind | 67478.861 | 80526.3725 | 69214.434 | 67425.7835 | 66786.2913 | 66909.5305 | 65405.885 | 55883.891 | 50924.5156 | 48400.6959 | 50556.1871 | 43670.374 | 41094.1118 | 40267.2929 | 38907.8032 | 36596.4624 | 29769.5353 | 26330.179 | 23554.6483 | 22648.3422 | 19900.2672 | 17936.4287 | 14458.4007 | 12814.4283 | 8761.7915 | 6692.6908 | 6244.8326 | 5599.4935 | 3758.5287
NEM | Solar PV | 13.5121 | 15.8213 | 15.352 | 14.0481 | 13.1168 | 13.2526 | 12.8068 | 13.9281 | 76.5491 | 77.2002 | 75.6357 | 71.3636 | 66.0049 | 60.8283 | 62.3768 | 59.2764 | 67.0582 | 66.4561 | 66.815 | 68.8441 | 77.0391 | 111.8781 | 104.282 | 104.9996 | 107.1683 | 115.5671 | 117.9888 | 128.498 | 137.1178
NEM | Grid Battery | 0.20173 | 0.27711 | 0.26622 | 0.28777 | 0.27255 | 0.26076 | 0.23111 | 0.21279 | 0.18016 | 0.17215 | 0.16334 | 0.16568 | 0.14219 | 0.117 | 0.11868 | 0.11496 | 0.82569 | 0.78744 | 1.2007 | 1.1132 | 3.2361 | 3.0415 | 2.8885 | 3.3193 | 3.1325 | 3.6305 | 3.5024 | 3.8475 | 3.6727
NEM | Pumped Hydro | 323.6759 | 818.9688 | 1239.3172 | 4065.8753 | 3086.8746 | 2797.0396 | 2622.2811 | 3309.2775 | 2795.9763 | 3079.6232 | 2677.8933 | 4111.4944 | 3758.469 | 3281.2363 | 3676.124 | 3333.7827 | 2226.1097 | 2107.0456 | 2144.8849 | 1530.7295 | 1782.4691 | 1808.6376 | 1170.1065 | 1286.7644 | 1268.5625 | 1022.8819 | 903.1126 | 922.6629 | 721.3536
NEM | VPP | 0.2305 | 0.38284 | 0.49478 | 0.76041 | 1.0364 | 1.3206 | 1.5078 | 1.7514 | 1.9686 | 2.2954 | 2.8024 | 3.1972 | 3.4956 | 3.5774 | 3.8808 | 4.0879 | 3.8108 | 3.8053 | 3.7526 | 3.7523 | 3.6756 | 3.723 | 3.6773 | 3.8247 | 3.6191 | 3.3992 | 3.3824 | 3.2837 | 3.0487
Total excluding storage |  | 652594.6908 | 590217.7605 | 555330.9298 | 532418.7521 | 492648.9887 | 446665.1914 | 406207.0051 | 401006.1729 | 329791.7285 | 304443.9373 | 288593.7293 | 286043.9236 | 284077.3555 | 271751.8741 | 240797.3604 | 220578.4578 | 207251.614 | 193394.8915 | 176993.5604 | 169715.8482 | 157202.9722 | 144798.1231 | 131851.8443 | 108732.989 | 94850.1933 | 88449.1979 | 75076.7164 | 59928.8129 | 54235.0797
Region | Technology | 2021-22 | 2022-23 | 2023-24 | 2024-25 | 2025-26 | 2026-27 | 2027-28 | 2028-29 | 2029-30 | 2030-31 | 2031-32 | 2032-33 | 2033-34 | 2034-35 | 2035-36 | 2036-37 | 2037-38 | 2038-39 | 2039-40 | 2040-41 | 2041-42 | 2042-43 | 2043-44 | 2044-45 | 2045-46 | 2046-47 | 2047-48 | 2048-49 | 2049-50
NSW1 | Black Coal | 183673.2735 | 148709.2725 | 134217.959 | 137731.6456 | 106502.7495 | 86108.951 | 72564.8689 | 77446.0157 | 43870.7056 | 41228.3967 | 36420.9083 | 25783.6988 | 29518.4692 | 25607.5902 | 13204.3625 | 15556.491 | 15626.8125 | 14902.611 | 13877.0825 | 10972.7595 | 9997.941 | 0 | 0 | 0 | 0 | 0 | 0 | 0 | 0
NSW1 | Brown Coal | 0 | 0 | 0 | 0 | 0 | 0 | 0 | 0 | 0 | 0 | 0 | 0 | 0 | 0 | 0 | 0 | 0 | 0 | 0 | 0 | 0 | 0 | 0 | 0 | 0 | 0 | 0 | 0 | 0
NSW1 | CCGT | 231.3775 | 220.1241 | 643.8857 | 397.2384 | 368.5969 | 347.7664 | 332.6259 | 321.1438 | 300.8229 | 288.6744 | 272.2993 | 2840.2748 | 2427.2952 | 3926.7313 | 2155.7014 | 2523.3638 | 4685.5249 | 5030.0448 | 4068.3298 | 3886.9843 | 3963.2507 | 4288.92 | 66.7732 | 0.0015434 | 0.0015407 | 0.0021813 | 0.002094 | 0.0023653 | 0.0021858
NSW1 | Gas - Steam | 0 | 0 | 0 | 0 | 0 | 0 | 0 | 0 | 0 | 0 | 0 | 0 | 0 | 0 | 0 | 0 | 0 | 0 | 0 | 0 | 0 | 0 | 0 | 0 | 0 | 0 | 0 | 0 | 0
NSW1 | OCGT / Diesel | 1.834 | 0.00068657 | 135.6591 | 456.3383 | 93.5116 | 142.8269 | 48.6488 | 85.1298 | 0.00069563 | 3.0933 | 0.00069204 | 196.7685 | 102.8471 | 132.5574 | 412.9026 | 280.3519 | 1070.557 | 1138.6477 | 4705.4958 | 6015.1106 | 3224.9986 | 5553.4465 | 8909.8122 | 2244.6215 | 2512.1526 | 2878.9687 | 5100.7063 | 6601.1414 | 6851.1438
NSW1 | Hydro | 13718.4085 | 13713.1122 | 12010.9483 | 16656.409 | 15308.6418 | 13821.9896 | 12986.3341 | 17050.3547 | 13097.2515 | 11089.4502 | 10362.5932 | 11430.8467 | 12297.8777 | 12144.6679 | 11857.6482 | 10501.3969 | 12901.876 | 10105.9483 | 9150.838 | 7710.1505 | 7399.9654 | 8407.096 | 8312.6592 | 8083.9458 | 7674.389 | 8748.14 | 6925.9781 | 6231.6575 | 5499.3055
NSW1 | Wind | 15743.2863 | 17631.4068 | 15861.3482 | 14961.3507 | 14904.9526 | 15106.602 | 14178.2125 | 11099.9008 | 9297.8666 | 9676.4732 | 10911.4925 | 9872.3149 | 9411.6804 | 9219.6191 | 9049.9676 | 8376.4781 | 5818.888 | 4310.789 | 4431.5099 | 4083.8616 | 3665.5102 | 3393.4438 | 2456.8042 | 2517.8613 | 2250.7843 | 1232.8177 | 1086.2954 | 1047.9591 | 914.0607
NSW1 | Solar PV | 4.9791 | 5.7841 | 5.5559 | 5.1042 | 4.6301 | 4.7833 | 4.5894 | 7.1149 | 69.6049 | 70.3636 | 69.0474 | 64.9482 | 60.1503 | 55.2667 | 56.8079 | 54.0579 | 53.7276 | 52.9375 | 53.4263 | 52.0007 | 49.2638 | 66.5111 | 61.1927 | 62.281 | 59.3202 | 63.7095 | 62.1701 | 72.2646 | 72.4145
NSW1 | Grid Battery | 7.3926e-07 | 7.323e-07 | 6.9687e-07 | 6.6056e-07 | 6.1967e-07 | 6.0309e-07 | 6.9368e-07 | 7.1368e-07 | 2.0591e-06 | 2.0354e-06 | 1.9611e-06 | 2.097e-06 | 2.0015e-06 | 1.9117e-06 | 2.0675e-06 | 1.9796e-06 | 7.3248e-06 | 6.8834e-06 | 0.15962 | 0.14831 | 0.86847 | 0.82112 | 0.78536 | 0.90409 | 0.8505 | 0.79874 | 0.74166 | 0.73625 | 0.69747
NSW1 | Pumped Hydro | 134.9445 | 417.7648 | 581.7634 | 1031.1543 | 397.2761 | 546.7134 | 751.2242 | 777.9593 | 815.8319 | 916.1452 | 739.3421 | 1247.2072 | 1109.1535 | 812.6368 | 1071.6412 | 958.3935 | 783.8463 | 719.9905 | 730.954 | 508.6087 | 596.2725 | 680.8462 | 385.5856 | 504.7295 | 529.0639 | 463.2456 | 412.978 | 474.66 | 323.938
NSW1 | VPP | 0.081203 | 0.13357 | 0.16963 | 0.27985 | 0.3765 | 0.49862 | 0.56818 | 0.64992 | 0.71584 | 0.82193 | 0.9622 | 1.1057 | 1.1794 | 1.1694 | 1.2803 | 1.3432 | 1.3159 | 1.2824 | 1.2551 | 1.2552 | 1.2402 | 1.2562 | 1.2493 | 1.3203 | 1.248 | 1.2224 | 1.1791 | 1.2056 | 1.1601
Total excluding storage |  | 213373.159 | 180279.7004 | 162875.3561 | 170208.0862 | 137183.0824 | 115532.9191 | 100115.2795 | 106009.6598 | 66636.2523 | 62356.4515 | 58036.3414 | 50188.852 | 53818.3199 | 51086.4326 | 36737.3902 | 37292.1397 | 40157.3861 | 35540.9783 | 36286.6824 | 32720.8672 | 28300.9298 | 21709.4175 | 19807.2415 | 12908.7111 | 12496.6477 | 12923.6381 | 13175.152 | 13953.025 | 13336.9266
Region | Technology | 2021-22 | 2022-23 | 2023-24 | 2024-25 | 2025-26 | 2026-27 | 2027-28 | 2028-29 | 2029-30 | 2030-31 | 2031-32 | 2032-33 | 2033-34 | 2034-35 | 2035-36 | 2036-37 | 2037-38 | 2038-39 | 2039-40 | 2040-41 | 2041-42 | 2042-43 | 2043-44 | 2044-45 | 2045-46 | 2046-47 | 2047-48 | 2048-49 | 2049-50
QLD1 | Black Coal | 176490.521 | 154642.9407 | 157705.7855 | 138948.4987 | 133312.6435 | 122315.0742 | 107476.6098 | 100506.4265 | 90056.9608 | 82887.1676 | 76654.1875 | 78052.4744 | 78114.9043 | 71614.3043 | 68534.078 | 59666.5426 | 45955.992 | 44613.1205 | 40704.147 | 38095.3362 | 35573.9871 | 28789.5274 | 22525.5604 | 18466.792 | 14547.5174 | 11305.7421 | 10475.0593 | 9877.8845 | 8589.7619
QLD1 | Brown Coal | 0 | 0 | 0 | 0 | 0 | 0 | 0 | 0 | 0 | 0 | 0 | 0 | 0 | 0 | 0 | 0 | 0 | 0 | 0 | 0 | 0 | 0 | 0 | 0 | 0 | 0 | 0 | 0 | 0
QLD1 | CCGT | 7663.3691 | 7325.1473 | 7774.7762 | 8797.1823 | 7139.556 | 6980.144 | 6379.5415 | 7368.8393 | 5894.1638 | 5808.9672 | 5881.3971 | 12234.4475 | 12624.746 | 12228.1023 | 10663.515 | 8675.3687 | 12086.975 | 11375.2747 | 8474.5779 | 8517.3358 | 8764.4818 | 9071.789 | 8443.8151 | 7376.04 | 3395.6698 | 2066.3647 | 1976.9045 | 1877.8939 | 1793.4185
QLD1 | Gas - Steam | 257.131 | 245.9061 | 464.3666 | 442.5529 | 418.7856 | 401.1499 | 381.876 | 365.1271 | 345.9176 | 330.9242 | 315.3807 | 300.6123 | 288.8217 | 274.2282 | 261.695 | 273.6613 | 557.5393 | 594.887 | 499.0307 | 532.2678 | 537.7553 | 624.0552 | 587.6693 | 454.4792 | 594.84 | 0 | 0 | 0 | 0
QLD1 | OCGT / Diesel | 0.001364 | 0.0013481 | 15.262 | 288.8591 | 120.9788 | 169.0089 | 55.395 | 364.4458 | 48.9715 | 103.8383 | 134.3311 | 1106.3039 | 610.9093 | 311.7276 | 512.5493 | 985.5998 | 3152.1679 | 3280.1267 | 4932.9867 | 4440.922 | 3960.8107 | 6116.1604 | 6284.5277 | 5257.4669 | 5998.6364 | 5082.8599 | 4290.309 | 4326.2216 | 3099.9467
QLD1 | Hydro | 4642.0023 | 4414.267 | 4212.8071 | 3986.4032 | 3785.202 | 3599.7117 | 3433.926 | 3247.5877 | 3086.4067 | 2884.6115 | 2799.3918 | 2645.8165 | 2514.0762 | 2389.0205 | 2279.4078 | 2156.9288 | 768.6748 | 734.9266 | 694.9112 | 659.7621 | 629.6949 | 0 | 0 | 0 | 0 | 0 | 0 | 0 | 0
QLD1 | Wind | 5372.5626 | 8660.6617 | 8254.088 | 7253.7508 | 8191.7638 | 7821.8444 | 8014.1588 | 7287.153 | 6392.901 | 6332.8616 | 5406.6275 | 5126.3655 | 4506.578 | 5089.6428 | 4650.2915 | 4747.2707 | 4506.1827 | 4174.5064 | 4096.4182 | 3402.6454 | 3265.3177 | 2654.365 | 2522.0483 | 1310.6494 | 1347.49 | 1199.1653 | 1138.3267 | 1084.0915 | 685.5323
QLD1 | Solar PV | 5.1758 | 6.7105 | 6.5263 | 5.9521 | 5.7564 | 5.7532 | 5.5568 | 4.4257 | 4.5781 | 4.5419 | 4.4036 | 4.2646 | 3.8937 | 3.7712 | 3.7787 | 3.4765 | 11.7655 | 11.969 | 11.8822 | 13.818 | 18.3916 | 35.1896 | 32.7081 | 32.5464 | 32.1391 | 38.6105 | 38.9868 | 38.3338 | 45.102
QLD1 | Grid Battery | 4.9858e-07 | 0.022782 | 0.022776 | 0.026632 | 0.026914 | 0.025057 | 0.023285 | 0.022021 | 0.020357 | 0.019499 | 0.018409 | 0.017926 | 0.016985 | 0.016393 | 0.015551 | 0.015046 | 0.70662 | 0.67716 | 0.64566 | 0.60242 | 1.1534 | 1.0896 | 1.0478 | 1.3589 | 1.2718 | 1.895 | 1.8672 | 1.7607 | 1.7314
QLD1 | Pumped Hydro | 188.7314 | 401.204 | 657.5538 | 3034.721 | 2689.5985 | 2250.3262 | 1871.0569 | 2531.3182 | 1980.1444 | 2163.478 | 1938.5512 | 2864.2872 | 2649.3155 | 2468.5995 | 2604.4828 | 2375.3892 | 1441.7018 | 1386.5246 | 1413.2195 | 1021.4715 | 1185.3292 | 1126.9879 | 783.8137 | 780.5817 | 738.0589 | 558.3096 | 488.8186 | 446.0495 | 395.6055
QLD1 | VPP | 0.034332 | 0.052822 | 0.076349 | 0.1362 | 0.20158 | 0.25427 | 0.30385 | 0.35936 | 0.43111 | 0.51299 | 0.64554 | 0.73471 | 0.81251 | 0.89038 | 0.93945 | 0.99332 | 0.79722 | 0.83508 | 0.85375 | 0.86629 | 0.88832 | 0.92957 | 0.93206 | 0.90256 | 0.83589 | 0.69833 | 0.74714 | 0.7402 | 0.67403
Total excluding storage |  | 194430.7632 | 175295.6347 | 178433.6117 | 159723.1991 | 152974.686 | 141292.6863 | 125747.064 | 119144.0051 | 105829.8995 | 98352.9122 | 91195.7193 | 99470.2847 | 98663.9292 | 91910.797 | 86905.3153 | 76508.8485 | 67039.2972 | 64784.8108 | 59413.954 | 55662.0873 | 52750.4391 | 47291.0866 | 40396.3288 | 32897.9739 | 25916.2928 | 19692.7425 | 17919.5863 | 17204.4252 | 14213.7614
Region | Technology | 2021-22 | 2022-23 | 2023-24 | 2024-25 | 2025-26 | 2026-27 | 2027-28 | 2028-29 | 2029-30 | 2030-31 | 2031-32 | 2032-33 | 2033-34 | 2034-35 | 2035-36 | 2036-37 | 2037-38 | 2038-39 | 2039-40 | 2040-41 | 2041-42 | 2042-43 | 2043-44 | 2044-45 | 2045-46 | 2046-47 | 2047-48 | 2048-49 | 2049-50
VIC1 | Black Coal | 0 | 0 | 0 | 0 | 0 | 0 | 0 | 0 | 0 | 0 | 0 | 0 | 0 | 0 | 0 | 0 | 0 | 0 | 0 | 0 | 0 | 0 | 0 | 0 | 0 | 0 | 0 | 0 | 0
VIC1 | Brown Coal | 119000.3215 | 107451.759 | 103912.247 | 81927.968 | 82378.945 | 79068.0323 | 73857.087 | 69836.5524 | 65407.0069 | 59138.0258 | 53568.4513 | 50181.965 | 49006.806 | 46652.2545 | 45624.9705 | 41043.928 | 36439.0755 | 35974.7185 | 30305.4864 | 30977.8195 | 32161.3165 | 29981.441 | 27529.317 | 26851.098 | 24451.4322 | 23887.256 | 15361.7726 | 0 | 0
VIC1 | CCGT | 0.00033387 | 0.00031589 | 0.00032041 | 0.00034414 | 0.00033281 | 0.00031718 | 0.00032515 | 0.00033805 | 0.00032163 | 0.00031265 | 0.00030911 | 0.00050266 | 0.00047814 | 0.00046323 | 0.00043988 | 0.00042163 | 0.00064988 | 0.00063324 | 0.00082547 | 0.00077545 | 0.00076535 | 0.00075691 | 0.0007225 | 0.0006488 | 0.0006441 | 0.00068173 | 0.0006653 | 0.0023087 | 0.002165
VIC1 | Gas - Steam | 17.8634 | 7.308 | 19.4085 | 32.4777 | 8.1907 | 20.8398 | 10.9692 | 25.8419 | 0.046359 | 5.173 | 1.5921 | 28.0424 | 20.0111 | 18.1636 | 58.1339 | 42.8482 | 102.2097 | 97.4693 | 0 | 0 | 0 | 0 | 0 | 0 | 0 | 0 | 0 | 0 | 0
VIC1 | OCGT / Diesel | 76.8641 | 0.0013226 | 81.4989 | 25.0663 | 14.0696 | 28.8914 | 28.3597 | 5.305 | 0.001494 | 0.0014769 | 0.0014521 | 211.1529 | 63.0633 | 86.6528 | 160.3708 | 104.7913 | 310.6908 | 115.0796 | 653.259 | 509.0404 | 259.2429 | 156.3444 | 980.5957 | 600.1485 | 527.4196 | 381.9678 | 185.0636 | 1792.287 | 2274.4105
VIC1 | Hydro | 18570.5882 | 17686.7417 | 15344.264 | 18099.7453 | 17594.0092 | 15864.594 | 15281.4256 | 18431.6797 | 14512.2098 | 11847.2178 | 11299.6802 | 9735.9191 | 11525.5793 | 11176.5919 | 10131.2157 | 9663.9139 | 11676.2027 | 9230.9505 | 7527.4442 | 7157.0058 | 6210.8674 | 7282.5191 | 7122.5924 | 6432.6703 | 6146.5687 | 7390.3832 | 5863.0645 | 4774.162 | 4556.0356
VIC1 | Wind | 27226.707 | 33315.0195 | 27351.8048 | 26768.6589 | 26212.9555 | 25850.1302 | 25849.5319 | 22246.8016 | 21379.4176 | 19765.2845 | 21175.6513 | 17664.2775 | 16863.2173 | 16325.9115 | 16206.3779 | 15513.3448 | 12690.3311 | 11660.8332 | 10180.6409 | 10214.3405 | 8597.6256 | 7805.4244 | 6219.8502 | 5837.3257 | 2900.9856 | 2414.4114 | 2198.0769 | 1887.509 | 632.5913
VIC1 | Solar PV | 2.475 | 2.3463 | 2.3251 | 2.1268 | 1.9257 | 1.9299 | 1.8872 | 1.6859 | 1.6682 | 1.623 | 1.5408 | 1.5266 | 1.3939 | 1.2627 | 1.274 | 1.2356 | 1.1051 | 1.0918 | 1.0654 | 1.0087 | 7.3247 | 6.2677 | 5.9764 | 5.9068 | 10.3426 | 8.7137 | 12.7665 | 13.8813 | 15.3413
VIC1 | Grid Battery | 0.10538 | 0.15844 | 0.14803 | 0.16541 | 0.15529 | 0.14999 | 0.13301 | 0.12057 | 0.10054 | 0.097525 | 0.093087 | 0.095872 | 0.075578 | 0.066004 | 0.068028 | 0.065746 | 0.059067 | 0.053595 | 0.049878 | 0.046033 | 0.41018 | 0.36413 | 0.33868 | 0.34836 | 0.32583 | 0.30478 | 0.29267 | 0.79255 | 0.73425
VIC1 | Pumped Hydro | 0 | 0 | 6.1029e-07 | 6.296e-07 | 6.0162e-07 | 6.2112e-07 | 5.8062e-07 | 5.8627e-07 | 5.7248e-07 | 5.945e-07 | 5.9186e-07 | 1.1288e-06 | 1.0666e-06 | 9.9097e-07 | 1.1238e-06 | 1.0934e-06 | 0.56158 | 0.53049 | 0.71145 | 0.64921 | 0.86745 | 0.80348 | 0.70726 | 1.4532 | 1.4396 | 1.3266 | 1.3159 | 1.9535 | 1.81
VIC1 | VPP | 0.05557 | 0.090821 | 0.11941 | 0.18883 | 0.26606 | 0.34893 | 0.40569 | 0.4802 | 0.55643 | 0.65834 | 0.82297 | 0.97394 | 1.0816 | 1.0873 | 1.1973 | 1.2671 | 1.2251 | 1.2331 | 1.2309 | 1.2338 | 1.1848 | 1.1751 | 1.1323 | 1.2321 | 1.1741 | 1.1304 | 1.1362 | 1.0267 | 0.93455
Total excluding storage |  | 164894.8196 | 158463.1761 | 146711.5485 | 126856.0434 | 126210.096 | 120834.418 | 115029.261 | 110547.8668 | 101300.3507 | 90757.326 | 86046.9174 | 77822.8841 | 77480.0712 | 74260.8375 | 72182.3433 | 66370.0621 | 61219.6154 | 57080.1435 | 48667.8967 | 48859.2156 | 47236.3778 | 45231.9973 | 41858.3324 | 39727.1499 | 34036.7494 | 34082.7327 | 23620.7446 | 8467.8415 | 7478.3809
Region | Technology | 2021-22 | 2022-23 | 2023-24 | 2024-25 | 2025-26 | 2026-27 | 2027-28 | 2028-29 | 2029-30 | 2030-31 | 2031-32 | 2032-33 | 2033-34 | 2034-35 | 2035-36 | 2036-37 | 2037-38 | 2038-39 | 2039-40 | 2040-41 | 2041-42 | 2042-43 | 2043-44 | 2044-45 | 2045-46 | 2046-47 | 2047-48 | 2048-49 | 2049-50
SA1 | Black Coal | 0 | 0 | 0 | 0 | 0 | 0 | 0 | 0 | 0 | 0 | 0 | 0 | 0 | 0 | 0 | 0 | 0 | 0 | 0 | 0 | 0 | 0 | 0 | 0 | 0 | 0 | 0 | 0 | 0
SA1 | Brown Coal | 0 | 0 | 0 | 0 | 0 | 0 | 0 | 0 | 0 | 0 | 0 | 0 | 0 | 0 | 0 | 0 | 0 | 0 | 0 | 0 | 0 | 0 | 0 | 0 | 0 | 0 | 0 | 0 | 0
SA1 | CCGT | 7746.5771 | 7359.6208 | 3627.0232 | 2730.1999 | 2580.2145 | 2466.0605 | 2346.7861 | 2255.1873 | 2139.0933 | 2040.5212 | 1940.9725 | 3468.1374 | 2862.8435 | 4138.5663 | 2341.462 | 2525.0935 | 0.00083125 | 0.00080147 | 0.00087185 | 0.00081528 | 0.0010905 | 0.0010812 | 0.0010681 | 0.00094934 | 0.00094602 | 0.00092315 | 0.0008875 | 0.0012406 | 0.0011534
SA1 | Gas - Steam | 1441.5201 | 1415.1662 | 1299.4398 | 158.0573 | 148.9446 | 141.5396 | 134.4468 | 129.9009 | 122.3947 | 117.1053 | 111.3838 | 193.1337 | 126.7178 | 281.7921 | 0 | 0 | 0 | 0 | 0 | 0 | 0 | 0 | 0 | 0 | 0 | 0 | 0 | 0 | 0
SA1 | OCGT / Diesel | 490.1056 | 249.6963 | 925.7131 | 116.6723 | 66.0639 | 118.2398 | 50.6624 | 107.7283 | 3.628 | 25.6127 | 15.1709 | 983.9263 | 655.7235 | 1721.3347 | 937.4807 | 880.8229 | 2510.0316 | 3086.8083 | 3502.6738 | 3218.3934 | 2767.4383 | 3621.7127 | 4176.983 | 605.8037 | 604.3628 | 632.1073 | 837.8514 | 1116.6279 | 1100.7847
SA1 | Hydro | 0 | 0 | 0 | 0 | 0 | 0 | 0 | 0 | 0 | 0 | 0 | 0 | 0 | 0 | 0 | 0 | 0 | 0 | 0 | 0 | 0 | 0 | 0 | 0 | 0 | 0 | 0 | 0 | 0
SA1 | Wind | 15791.3618 | 17054.7576 | 14418.9731 | 15242.3706 | 14222.3803 | 14963.7005 | 14251.7912 | 12726.7588 | 11367.346 | 10452.4463 | 10521.579 | 8842.3602 | 8204.1346 | 7519.8457 | 6947.3335 | 5937.1726 | 5089.9265 | 4567.3069 | 3431.3689 | 3299.5895 | 2961.9514 | 2728.5201 | 1891.7703 | 2126.4272 | 1266.6059 | 1024.7102 | 1028.2871 | 882.0247 | 708.6786
SA1 | Solar PV | 0.88216 | 0.98036 | 0.94467 | 0.86505 | 0.80469 | 0.78612 | 0.77343 | 0.70165 | 0.69789 | 0.67174 | 0.64397 | 0.62414 | 0.56711 | 0.52772 | 0.51627 | 0.50632 | 0.46001 | 0.4578 | 0.44109 | 2.0167 | 2.0589 | 3.9097 | 4.4049 | 4.2653 | 5.3664 | 4.5334 | 4.0655 | 4.0182 | 4.26
SA1 | Grid Battery | 0.096346 | 0.095888 | 0.09542 | 0.09573 | 0.090347 | 0.085715 | 0.074815 | 0.070197 | 0.05926 | 0.055127 | 0.051837 | 0.051881 | 0.049628 | 0.034599 | 0.035104 | 0.034167 | 0.059993 | 0.056672 | 0.34552 | 0.31648 | 0.80398 | 0.76665 | 0.71668 | 0.70796 | 0.68439 | 0.63192 | 0.60092 | 0.55799 | 0.5096
SA1 | Pumped Hydro | 0 | 0 | 4.5505e-07 | 4.2284e-07 | 3.999e-07 | 3.9753e-07 | 3.8633e-07 | 3.8444e-07 | 3.8382e-07 | 3.8931e-07 | 3.9098e-07 | 5.196e-07 | 4.9664e-07 | 4.67e-07 | 5.881e-07 | 6.0217e-07 | 8.6758e-07 | 8.3424e-07 | 7.947e-07 | 7.6079e-07 | 8.7449e-07 | 8.3117e-07 | 7.887e-07 | 9.9853e-07 | 9.5726e-07 | 9.0355e-07 | 8.703e-07 | 8.3145e-07 | 8.0088e-07
SA1 | VPP | 0.05803 | 0.10167 | 0.12809 | 0.15242 | 0.18306 | 0.21021 | 0.22031 | 0.24963 | 0.26152 | 0.29213 | 0.34596 | 0.37534 | 0.40472 | 0.38738 | 0.43401 | 0.44721 | 0.43053 | 0.42616 | 0.37895 | 0.36018 | 0.32799 | 0.32978 | 0.319 | 0.33813 | 0.32702 | 0.3134 | 0.30318 | 0.29206 | 0.25103
Total excluding storage |  | 25470.4467 | 26080.2212 | 20272.0939 | 18248.1652 | 17018.4081 | 17690.3265 | 16784.46 | 15220.277 | 13633.1599 | 12636.3573 | 12589.7501 | 13488.1818 | 11849.9865 | 13662.0665 | 10226.7925 | 9343.5953 | 7600.4189 | 7654.5738 | 6934.4846 | 6520.0004 | 5731.4497 | 6354.1435 | 6073.1592 | 2736.4972 | 1876.336 | 1661.3518 | 1870.2048 | 2002.6721 | 1813.7245
Region | Technology | 2021-22 | 2022-23 | 2023-24 | 2024-25 | 2025-26 | 2026-27 | 2027-28 | 2028-29 | 2029-30 | 2030-31 | 2031-32 | 2032-33 | 2033-34 | 2034-35 | 2035-36 | 2036-37 | 2037-38 | 2038-39 | 2039-40 | 2040-41 | 2041-42 | 2042-43 | 2043-44 | 2044-45 | 2045-46 | 2046-47 | 2047-48 | 2048-49 | 2049-50
TAS1 | Black Coal | 0 | 0 | 0 | 0 | 0 | 0 | 0 | 0 | 0 | 0 | 0 | 0 | 0 | 0 | 0 | 0 | 0 | 0 | 0 | 0 | 0 | 0 | 0 | 0 | 0 | 0 | 0 | 0 | 0
TAS1 | Brown Coal | 0 | 0 | 0 | 0 | 0 | 0 | 0 | 0 | 0 | 0 | 0 | 0 | 0 | 0 | 0 | 0 | 0 | 0 | 0 | 0 | 0 | 0 | 0 | 0 | 0 | 0 | 0 | 0 | 0
TAS1 | CCGT | 0.00030853 | 0.00029254 | 0.00030204 | 0.00029305 | 0.00028123 | 0.00027955 | 0.00028526 | 0.00028792 | 0.00029035 | 0.00028512 | 0.00027302 | 0.00030217 | 0.00029318 | 0.00029221 | 0.00028768 | 0.00028586 | 0.0002849 | 0.00030277 | 0.00030652 | 0.00028806 | 0.00030922 | 0.00029568 | 0.00027102 | 0.00026173 | 0.00025593 | 0.00025414 | 0.00026123 | 0.00025243 | 0.00023145
TAS1 | Gas - Steam | 0 | 0 | 0 | 0 | 0 | 0 | 0 | 0 | 0 | 0 | 0 | 0 | 0 | 0 | 0 | 0 | 0 | 0 | 0 | 0 | 0 | 0 | 0 | 0 | 0 | 0 | 0 | 0 | 0
TAS1 | OCGT / Diesel | 0.00038409 | 0.00036089 | 0.0003682 | 0.00036373 | 0.0003546 | 0.00036161 | 0.0003618 | 0.00036427 | 0.00036933 | 0.00036126 | 0.00034178 | 0.76238 | 0.00035704 | 0.0003559 | 0.00035021 | 0.00034614 | 0.00035073 | 0.00035547 | 0.00036009 | 0.00022248 | 0.47153 | 0.00024385 | 0.00020136 | 0.00020794 | 0.00020661 | 0.00021055 | 0.00021604 | 0.85141 | 0.00018074
TAS1 | Hydro | 51080.5583 | 46234.5004 | 43710.0991 | 54183.605 | 56008.4765 | 48147.5875 | 45418.7494 | 47561.0869 | 39905.0811 | 38167.2595 | 38184.1637 | 42907.9025 | 40156.5465 | 38719.466 | 32691.6858 | 29041.6153 | 29570.6887 | 26717.6409 | 24275.8316 | 24305.772 | 21773.4417 | 22856.8023 | 22348.8541 | 19440.4916 | 19528.2413 | 19267.1462 | 17697.1817 | 17602.0882 | 16574.6201
TAS1 | Wind | 3344.9434 | 3864.5269 | 3328.2199 | 3199.6525 | 3254.2391 | 3167.2534 | 3112.1906 | 2523.2767 | 2486.9844 | 2173.6303 | 2540.8368 | 2165.0559 | 2108.5015 | 2112.2738 | 2053.8328 | 2022.1962 | 1664.2069 | 1616.7436 | 1414.7104 | 1647.9052 | 1409.8622 | 1354.6754 | 1367.9277 | 1022.1648 | 995.9257 | 821.5862 | 793.8465 | 697.9092 | 817.6658
TAS1 | Solar PV | 1.7397e-07 | 2.5253e-07 | 3.3204e-07 | 3.3726e-07 | 2.7846e-07 | 3.1239e-07 | 3.4714e-07 | 3.8552e-07 | 5.2762e-07 | 5.8679e-07 | 5.5466e-07 | 1.1404e-06 | 1.1209e-06 | 9.2224e-07 | 1.0768e-06 | 1.0856e-06 | 1.3018e-06 | 2.2706e-06 | 2.143e-06 | 1.8989e-06 | 1.9415e-06 | 1.8689e-06 | 1.4287e-06 | 1.5437e-06 | 1.4327e-06 | 1.3742e-06 | 1.4653e-06 | 1.3907e-06 | 1.0011e-06
TAS1 | Grid Battery | 4.7853e-07 | 4.7069e-07 | 4.3763e-07 | 4.1709e-07 | 4.1038e-07 | 4.0414e-07 | 4.2091e-07 | 4.5836e-07 | 5.7788e-07 | 5.876e-07 | 6.2094e-07 | 6.0874e-07 | 5.9554e-07 | 6.2234e-07 | 6.3627e-07 | 6.7291e-07 | 6.9062e-07 | 6.39e-07 | 7.6266e-07 | 8.2687e-07 | 7.2082e-07 | 7.1966e-07 | 8.9519e-07 | 8.3654e-07 | 8.3049e-07 | 8.5037e-07 | 7.9283e-07 | 8.4626e-07 | 1.1035e-06
TAS1 | Pumped Hydro | 0 | 0 | 1.1272e-06 | 1.1134e-06 | 1.1593e-06 | 1.1321e-06 | 1.105e-06 | 1.0705e-06 | 1.0386e-06 | 1.0465e-06 | 1.1391e-06 | 1.0316e-06 | 1.0284e-06 | 1.0645e-06 | 1.0852e-06 | 1.1463e-06 | 1.1775e-06 | 1.0582e-06 | 1.1903e-06 | 1.2965e-06 | 1.1081e-06 | 1.0995e-06 | 1.3682e-06 | 1.2615e-06 | 1.2302e-06 | 1.2446e-06 | 1.1363e-06 | 1.1806e-06 | 1.5049e-06
TAS1 | VPP | 0.0013623 | 0.0039452 | 0.0013046 | 0.0031143 | 0.0092102 | 0.0086064 | 0.0097975 | 0.01228 | 0.0036544 | 0.01004 | 0.025689 | 0.0075795 | 0.017424 | 0.043038 | 0.029686 | 0.036988 | 0.042044 | 0.028453 | 0.033917 | 0.036898 | 0.034239 | 0.032402 | 0.044736 | 0.031606 | 0.034099 | 0.034772 | 0.016806 | 0.01909 | 0.028897
Total excluding storage |  | 54425.5023 | 50099.028 | 47038.3197 | 57383.2582 | 59262.7162 | 51314.8415 | 48530.9406 | 50084.3643 | 42392.0661 | 40340.8904 | 40725.0011 | 45073.7211 | 42265.0486 | 40831.7405 | 34745.5192 | 31063.8121 | 31234.8963 | 28334.3851 | 25690.5426 | 25953.6777 | 23183.7758 | 24211.4782 | 23716.7823 | 20462.6569 | 20524.1674 | 20088.7328 | 18491.0287 | 18300.849 | 17392.2863
Explicitly modelled pumping
Region | Technology | 2021-22 | 2022-23 | 2023-24 | 2024-25 | 2025-26 | 2026-27 | 2027-28 | 2028-29 | 2029-30 | 2030-31 | 2031-32 | 2032-33 | 2033-34 | 2034-35 | 2035-36 | 2036-37 | 2037-38 | 2038-39 | 2039-40 | 2040-41 | 2041-42 | 2042-43 | 2043-44 | 2044-45 | 2045-46 | 2046-47 | 2047-48 | 2048-49 | 2049-50
NEM | Grid Battery pump | 0.24833 | 0.34289 | 0.32782 | 0.35543 | 0.33638 | 0.3219 | 0.28595 | 0.26208 | 0.22242 | 0.21254 | 0.20221 | 0.20399 | 0.1758 | 0.14419 | 0.14652 | 0.14192 | 0.12672 | 0.11748 | 0.10662 | 0.085459 | 0.04462 | 0.02444 | 0.021888 | 0.023078 | 0.022367 | 0.020125 | 0.01951 | 0.018012 | 0.015177
NEM | Pumped Hydro Pump | 909.1561 | 2800.6209 | 3738.4047 | 10951.9813 | 6455.2672 | 6693.1057 | 6991.5434 | 7664.4389 | 7634.7306 | 8213.9396 | 7624.1667 | 12258.5819 | 11362.9933 | 9633.2702 | 11471.164 | 10151.3123 | 8256.3348 | 7506.0602 | 8466.6325 | 6211.5103 | 7208.7656 | 7131.9986 | 5719.9988 | 6761.6068 | 6567.9392 | 5708.2972 | 4944.8971 | 5482.2558 | 4335.8364
NEM | VPP pump | 0.27119 | 0.45142 | 0.58114 | 0.89493 | 1.2194 | 1.5534 | 1.7773 | 2.0572 | 2.3162 | 2.7007 | 3.305 | 3.7535 | 4.1158 | 4.2079 | 4.5637 | 4.8097 | 4.4897 | 4.4794 | 4.4062 | 4.4241 | 4.3183 | 4.3848 | 4.3203 | 4.4995 | 4.2658 | 3.9919 | 3.9871 | 3.8558 | 3.5854
Region | Technology | 2021-22 | 2022-23 | 2023-24 | 2024-25 | 2025-26 | 2026-27 | 2027-28 | 2028-29 | 2029-30 | 2030-31 | 2031-32 | 2032-33 | 2033-34 | 2034-35 | 2035-36 | 2036-37 | 2037-38 | 2038-39 | 2039-40 | 2040-41 | 2041-42 | 2042-43 | 2043-44 | 2044-45 | 2045-46 | 2046-47 | 2047-48 | 2048-49 | 2049-50
NSW1 | Grid Battery pump | 0 | 0 | 0 | 0 | 0 | 0 | 0 | 0 | 0 | 0 | 0 | 0 | 0 | 0 | 0 | 0 | 0 | 0 | 0 | 0 | 0 | 0 | 0 | 0 | 0 | 0 | 0 | 0 | 0
NSW1 | Pumped Hydro Pump | 648.7902 | 2207.1319 | 2813.5199 | 6621.2928 | 2606.6287 | 3484.0802 | 4311.8202 | 4054.4511 | 4805.6764 | 5122.9756 | 4847.2899 | 8173.7851 | 7578.0491 | 6106.4927 | 7750.2908 | 6757.7131 | 6189.3582 | 5537.5418 | 6450.1029 | 4745.8829 | 5518.2967 | 5527.7854 | 4611.1199 | 5650.4219 | 5517.2466 | 4908.1252 | 4252.1886 | 4847.4938 | 3780.2184
NSW1 | VPP pump | 0.095537 | 0.15751 | 0.19921 | 0.32935 | 0.44294 | 0.58654 | 0.6698 | 0.76331 | 0.8422 | 0.96702 | 1.1349 | 1.2979 | 1.3878 | 1.3776 | 1.5044 | 1.5803 | 1.5521 | 1.5089 | 1.4727 | 1.4808 | 1.4582 | 1.4765 | 1.4681 | 1.5533 | 1.4718 | 1.4346 | 1.3913 | 1.4143 | 1.3649
Region | Technology | 2021-22 | 2022-23 | 2023-24 | 2024-25 | 2025-26 | 2026-27 | 2027-28 | 2028-29 | 2029-30 | 2030-31 | 2031-32 | 2032-33 | 2033-34 | 2034-35 | 2035-36 | 2036-37 | 2037-38 | 2038-39 | 2039-40 | 2040-41 | 2041-42 | 2042-43 | 2043-44 | 2044-45 | 2045-46 | 2046-47 | 2047-48 | 2048-49 | 2049-50
QLD1 | Grid Battery pump | 0 | 0.028122 | 0.028033 | 0.03288 | 0.033246 | 0.030917 | 0.028761 | 0.027173 | 0.025132 | 0.024072 | 0.022783 | 0.022075 | 0.020966 | 0.020237 | 0.019195 | 0.018573 | 0.015017 | 0.014442 | 0.013787 | 0 | 0 | 0 | 0 | 0 | 0 | 0 | 0 | 0 | 0
QLD1 | Pumped Hydro Pump | 260.3659 | 593.4891 | 924.8848 | 4330.6885 | 3848.6385 | 3209.0255 | 2679.7232 | 3609.9878 | 2829.0542 | 3090.964 | 2776.8768 | 4084.7968 | 3784.9442 | 3526.7775 | 3720.8732 | 3393.5992 | 2066.9766 | 1968.5184 | 2016.5296 | 1465.6274 | 1690.4689 | 1604.2132 | 1108.8789 | 1111.1849 | 1050.6926 | 800.1721 | 692.7085 | 634.762 | 555.6181
QLD1 | VPP pump | 0.040393 | 0.062308 | 0.089663 | 0.16025 | 0.23737 | 0.29893 | 0.35784 | 0.42244 | 0.5072 | 0.60354 | 0.76112 | 0.86277 | 0.95593 | 1.0476 | 1.1052 | 1.1687 | 0.94049 | 0.97995 | 1.0045 | 1.0192 | 1.0451 | 1.0948 | 1.097 | 1.0614 | 0.9824 | 0.82319 | 0.87749 | 0.87241 | 0.79152
Region | Technology | 2021-22 | 2022-23 | 2023-24 | 2024-25 | 2025-26 | 2026-27 | 2027-28 | 2028-29 | 2029-30 | 2030-31 | 2031-32 | 2032-33 | 2033-34 | 2034-35 | 2035-36 | 2036-37 | 2037-38 | 2038-39 | 2039-40 | 2040-41 | 2041-42 | 2042-43 | 2043-44 | 2044-45 | 2045-46 | 2046-47 | 2047-48 | 2048-49 | 2049-50
VIC1 | Grid Battery pump | 0.12968 | 0.19612 | 0.18224 | 0.20423 | 0.19172 | 0.18516 | 0.16462 | 0.14845 | 0.12412 | 0.12041 | 0.11526 | 0.11803 | 0.093563 | 0.081236 | 0.083987 | 0.08117 | 0.072923 | 0.066369 | 0.06137 | 0.056998 | 0.01928 | 0 | 0 | 0 | 0 | 0 | 0 | 0 | 0
VIC1 | Pumped Hydro Pump | 0 | 0 | 0 | 0 | 0 | 0 | 0 | 0 | 0 | 0 | 0 | 0 | 0 | 0 | 0 | 0 | 0 | 0 | 0 | 0 | 0 | 0 | 0 | 0 | 0 | 0 | 0 | 0 | 0
VIC1 | VPP pump | 0.065379 | 0.10708 | 0.14027 | 0.22219 | 0.31304 | 0.41046 | 0.47832 | 0.56393 | 0.65466 | 0.77455 | 0.97065 | 1.1434 | 1.2754 | 1.2763 | 1.4086 | 1.4908 | 1.4414 | 1.4544 | 1.4446 | 1.4554 | 1.3902 | 1.3865 | 1.3281 | 1.4496 | 1.3853 | 1.3259 | 1.3407 | 1.2041 | 1.0996
Region | Technology | 2021-22 | 2022-23 | 2023-24 | 2024-25 | 2025-26 | 2026-27 | 2027-28 | 2028-29 | 2029-30 | 2030-31 | 2031-32 | 2032-33 | 2033-34 | 2034-35 | 2035-36 | 2036-37 | 2037-38 | 2038-39 | 2039-40 | 2040-41 | 2041-42 | 2042-43 | 2043-44 | 2044-45 | 2045-46 | 2046-47 | 2047-48 | 2048-49 | 2049-50
SA1 | Grid Battery pump | 0.11866 | 0.11865 | 0.11754 | 0.11832 | 0.11141 | 0.10582 | 0.092577 | 0.086456 | 0.073163 | 0.06806 | 0.064167 | 0.063884 | 0.061271 | 0.042716 | 0.043338 | 0.042181 | 0.038777 | 0.036666 | 0.03146 | 0.028461 | 0.02534 | 0.02444 | 0.021888 | 0.023078 | 0.022367 | 0.020125 | 0.01951 | 0.018012 | 0.015177
SA1 | Pumped Hydro Pump | 0 | 0 | 0 | 0 | 0 | 0 | 0 | 0 | 0 | 0 | 0 | 0 | 0 | 0 | 0 | 0 | 0 | 0 | 0 | 0 | 0 | 0 | 0 | 0 | 0 | 0 | 0 | 0 | 0
SA1 | VPP pump | 0.068273 | 0.11986 | 0.15046 | 0.17947 | 0.21523 | 0.24732 | 0.25974 | 0.29315 | 0.30769 | 0.34369 | 0.40801 | 0.44061 | 0.47616 | 0.45577 | 0.51062 | 0.52615 | 0.50653 | 0.50258 | 0.44465 | 0.42497 | 0.38469 | 0.3888 | 0.37452 | 0.39793 | 0.38581 | 0.36756 | 0.35782 | 0.34251 | 0.29536
Region | Technology | 2021-22 | 2022-23 | 2023-24 | 2024-25 | 2025-26 | 2026-27 | 2027-28 | 2028-29 | 2029-30 | 2030-31 | 2031-32 | 2032-33 | 2033-34 | 2034-35 | 2035-36 | 2036-37 | 2037-38 | 2038-39 | 2039-40 | 2040-41 | 2041-42 | 2042-43 | 2043-44 | 2044-45 | 2045-46 | 2046-47 | 2047-48 | 2048-49 | 2049-50
TAS1 | Grid Battery pump | 0 | 0 | 0 | 0 | 0 | 0 | 0 | 0 | 0 | 0 | 0 | 0 | 0 | 0 | 0 | 0 | 0 | 0 | 0 | 0 | 0 | 0 | 0 | 0 | 0 | 0 | 0 | 0 | 0
TAS1 | Pumped Hydro Pump | 0 | 0 | 0 | 0 | 0 | 0 | 0 | 0 | 0 | 0 | 0 | 0 | 0 | 0 | 0 | 0 | 0 | 0 | 0 | 0 | 0 | 0 | 0 | 0 | 0 | 0 | 0 | 0 | 0
TAS1 | VPP pump | 0.0016031 | 0.0046672 | 0.0015395 | 0.0036654 | 0.010822 | 0.010112 | 0.011636 | 0.014341 | 0.0044343 | 0.011851 | 0.030257 | 0.0087228 | 0.020525 | 0.05068 | 0.034862 | 0.04378 | 0.049207 | 0.033551 | 0.039835 | 0.043694 | 0.040061 | 0.03817 | 0.052538 | 0.037187 | 0.040396 | 0.040638 | 0.01982 | 0.022421 | 0.034001

## BaseCase_FOM Cost
FOM cost by technology ($000s) - Base Case, Central No TRET Sensitivity
FOM | Real June 2020 dollars discounted to 1 July 2020. For new entrant capacity, the FOM is incurred annually in modelling. For existing capacity, FOM is considered to be a sunk cost, since the fixed retirement dates are assumed to be the same in the Base Case and the case with Marinus Link. As such, early retirements are presented as an annual FOM saving, or negative cost, that continues until the assumed fixed date retirement.
Explicitly modelled generation
Region | Technology | 2021-22 | 2022-23 | 2023-24 | 2024-25 | 2025-26 | 2026-27 | 2027-28 | 2028-29 | 2029-30 | 2030-31 | 2031-32 | 2032-33 | 2033-34 | 2034-35 | 2035-36 | 2036-37 | 2037-38 | 2038-39 | 2039-40 | 2040-41 | 2041-42 | 2042-43 | 2043-44 | 2044-45 | 2045-46 | 2046-47 | 2047-48 | 2048-49 | 2049-50
NEM | Black Coal | 0 | 0 | 0 | -112422.4753 | 47747.1779 | 127971.2117 | -86467.0446 | -199341.5681 | -199755.4982 | -191970.1638 | 199768.6936 | 339924.4215 | 193556.4637 | -102721.7177 | -5509.4575 | -0.01021 | -1.7076e-05 | -1.6294e-05 | -1.5589e-05 | -1.4833e-05 | 239835.442 | 0 | 0 | 0 | 0 | 0 | 0 | 0 | 0
NEM | Brown Coal | 0 | 0 | 0 | -106926.9831 | -102029.5643 | -105428.1311 | 203969.4065 | 484393.3691 | -58063.035 | -55402.8895 | -32788.2938 | -0.006553 | -0.0062529 | -0.0059665 | -0.0057085 | -0.0054318 | 190672.8133 | 363063.5464 | -0.0047317 | -0.0045024 | -0.0042962 | -0.0040994 | -0.0039221 | -0.003732 | -0.0035611 | -0.003398 | -0.0027199 | 0 | 0
NEM | CCGT | 0.00089793 | 0.00086964 | 0.00092182 | 0.00095623 | 0.00091244 | 0.00087577 | 0.00085982 | 0.00089023 | 0.00086086 | 0.00084332 | 0.00084211 | 0.0012621 | 0.0012179 | 0.0011808 | 0.0011769 | 0.0011482 | 0.0020254 | 0.0019506 | 0.0022659 | 0.0021561 | 0.0026069 | 0.0025958 | 0.0025032 | 0.0023819 | 0.0024335 | 0.0026796 | 0.0025772 | 0.0035973 | 0.0034338
NEM | Gas - Steam | 0 | 0 | 0 | 0 | 0 | 0 | 0 | 0 | 0 | 0 | 0 | 0 | 0 | 0 | 0 | 0 | 0 | 0 | 0 | 0 | 0 | 0 | 0 | 0 | 0 | 0 | 0 | 0 | 0
NEM | OCGT / Diesel | 0.0038554 | 0.0037891 | 0.0036592 | 0.0034831 | 0.0033236 | 0.0031714 | 0.0030411 | 0.0029699 | 0.0029385 | 0.0029423 | 0.0029621 | 0.00371 | 0.0035564 | 0.0034174 | 0.0035259 | 0.0034404 | 0.0095436 | 0.0091459 | 4146.7431 | 3945.7515 | 4080.6669 | 3893.7678 | 4020.97 | 8009.1116 | 9375.2717 | 13801.2821 | 13204.3941 | 17032.1363 | 16768.6504
NEM | Hydro | 0 | 0 | 0 | 0 | 0 | 0 | 0 | 0 | 0 | 0 | 0 | 0 | 0 | 0 | 0 | 0 | 0 | 0 | 0 | 0 | 0 | 0 | 0 | 0 | 0 | 0 | 0 | 0 | 0
NEM | Wind | 0.073904 | 19157.4242 | 36664.1128 | 58126.1585 | 78442.6026 | 92390.0892 | 118569.0018 | 138565.9675 | 188195.9221 | 179576.2632 | 171809.8187 | 175333.4716 | 173046.1209 | 165120.3995 | 175631.2879 | 187128.4424 | 230332.0903 | 232033.9063 | 233703.8051 | 225480.844 | 233523.6842 | 248459.7815 | 246015.7212 | 239496.6734 | 242989.1182 | 249707.2569 | 251071.4162 | 249515.544 | 244940.142
NEM | Solar PV | 0.0066614 | 0.010807 | 0.011868 | 0.0135 | 0.016063 | 0.016899 | 0.23614 | 2656.8693 | 54333.9105 | 51845.3351 | 49603.0911 | 47198.8499 | 45037.0713 | 42974.3064 | 41115.7225 | 39122.8635 | 51065.4373 | 48726.5634 | 46619.2016 | 46998.4426 | 53310.8139 | 83900.3049 | 80980.041 | 77054.9605 | 79584.7523 | 97039.9711 | 97626.3106 | 102592.5167 | 108610.1869
NEM | Grid Battery | 0.0078958 | 0.0076041 | 0.0072752 | 0.0069226 | 0.0066944 | 0.0065181 | 0.0073347 | 0.0081341 | 0.019501 | 0.019014 | 0.018463 | 0.024833 | 0.03161 | 0.030405 | 0.033465 | 0.034788 | 4970.9815 | 4743.3031 | 7676.9308 | 7304.8321 | 23153.8655 | 22093.3845 | 21137.8738 | 23607.7024 | 22526.434 | 27594.8796 | 26401.4363 | 29046.2066 | 27715.8465
NEM | Pumped Hydro | 0 | 0 | 0.0087116 | 0.0092438 | 0.0090621 | 0.0089102 | 0.008833 | 0.009001 | 22893.996 | 21845.4165 | 20900.6304 | 19887.5867 | 18976.7098 | 18107.5477 | 17324.4205 | 16484.7109 | 23235.6617 | 22171.433 | 21761.0885 | 20706.3343 | 21164.739 | 24750.6969 | 23680.2607 | 24824.1626 | 23687.1782 | 25203.3737 | 24113.3598 | 25572.7169 | 24401.4476
NEM | VPP | 0 | 0 | 0 | 0 | 0 | 0 | 0 | 0 | 0 | 0 | 0 | 0 | 0 | 0 | 0 | 0 | 0 | 0 | 0 | 0 | 0 | 0 | 0 | 0 | 0 | 0 | 0 | 0 | 0
Total excluding storage |  | 0.085319 | 19157.4397 | 36664.1293 | -161223.282 | 24160.2365 | 114933.1908 | 236071.6037 | 426274.6416 | -15288.6969 | -15951.4512 | 388393.3135 | 562456.7415 | 411639.6544 | 105372.9868 | 211237.5519 | 226251.2948 | 472070.3524 | 643824.0272 | 284469.7474 | 276425.0358 | 530750.6053 | 336253.8527 | 331016.7309 | 324560.744 | 331949.1411 | 360548.5094 | 361902.1207 | 369140.2005 | 370318.9828
Region | Technology | 2021-22 | 2022-23 | 2023-24 | 2024-25 | 2025-26 | 2026-27 | 2027-28 | 2028-29 | 2029-30 | 2030-31 | 2031-32 | 2032-33 | 2033-34 | 2034-35 | 2035-36 | 2036-37 | 2037-38 | 2038-39 | 2039-40 | 2040-41 | 2041-42 | 2042-43 | 2043-44 | 2044-45 | 2045-46 | 2046-47 | 2047-48 | 2048-49 | 2049-50
NSW1 | Black Coal | 0 | 0 | 0 | -40856.7878 | 116034.5292 | -137701.0665 | -139134.7419 | -132390.9172 | -135871.2894 | -131011.9493 | -125346.0382 | 234559.0595 | -54699.112 | -52193.8091 | -1.5858e-05 | -1.509e-05 | -1.4399e-05 | -1.3739e-05 | -1.3145e-05 | -1.2508e-05 | -1.1935e-05 | 0 | 0 | 0 | 0 | 0 | 0 | 0 | 0
NSW1 | Brown Coal | 0 | 0 | 0 | 0 | 0 | 0 | 0 | 0 | 0 | 0 | 0 | 0 | 0 | 0 | 0 | 0 | 0 | 0 | 0 | 0 | 0 | 0 | 0 | 0 | 0 | 0 | 0 | 0 | 0
NSW1 | CCGT | 0.00019409 | 0.00019145 | 0.00019989 | 0.0002136 | 0.00020381 | 0.00019448 | 0.00018607 | 0.00018828 | 0.000181 | 0.00017691 | 0.00017704 | 0.00029527 | 0.00028247 | 0.00027462 | 0.00029091 | 0.00027798 | 0.00069548 | 0.00066524 | 0.00073708 | 0.00070136 | 0.00089699 | 0.0008592 | 0.00082457 | 0.00078461 | 0.00074867 | 0.0010263 | 0.00098482 | 0.0011071 | 0.0010564
NSW1 | Gas - Steam | 0 | 0 | 0 | 0 | 0 | 0 | 0 | 0 | 0 | 0 | 0 | 0 | 0 | 0 | 0 | 0 | 0 | 0 | 0 | 0 | 0 | 0 | 0 | 0 | 0 | 0 | 0 | 0 | 0
NSW1 | OCGT / Diesel | 0.00079868 | 0.00079841 | 0.00078832 | 0.00075135 | 0.00071694 | 0.0006841 | 0.00065452 | 0.00062616 | 0.00061018 | 0.00060951 | 0.00061314 | 0.00082193 | 0.000787 | 0.00075376 | 0.00078739 | 0.00075245 | 0.0045595 | 0.0043529 | 4146.7271 | 3945.7363 | 3765.0156 | 3592.5721 | 3732.8005 | 6896.8777 | 6580.9901 | 6279.5707 | 6007.9873 | 8130.7368 | 7758.3366
NSW1 | Hydro | 0 | 0 | 0 | 0 | 0 | 0 | 0 | 0 | 0 | 0 | 0 | 0 | 0 | 0 | 0 | 0 | 0 | 0 | 0 | 0 | 0 | 0 | 0 | 0 | 0 | 0 | 0 | 0 | 0
NSW1 | Wind | 0.013621 | 19157.3654 | 36664.0473 | 52591.8927 | 67138.8388 | 81141.8331 | 93971.7199 | 101378.2817 | 139449.282 | 133062.2919 | 127307.5164 | 121136.9543 | 115588.6968 | 110294.558 | 106637.8774 | 104307.4304 | 100840.9056 | 100132.4286 | 106042.2902 | 103655.8277 | 110335.241 | 112599.9991 | 107730.1918 | 102508.5375 | 100924.4857 | 96301.9976 | 97790.6869 | 96111.4014 | 91709.3529
NSW1 | Solar PV | 0.0015585 | 0.0037623 | 0.0038818 | 0.0045949 | 0.0075443 | 0.0085839 | 0.22549 | 2656.8584 | 54333.8954 | 51845.32 | 49603.0756 | 47198.8275 | 45037.0491 | 42974.2835 | 41115.7002 | 39122.833 | 43962.3613 | 41948.8181 | 40134.5849 | 38189.272 | 36440.1451 | 52405.457 | 50138.9874 | 47708.7638 | 45523.6297 | 55044.5978 | 53103.0561 | 59797.1207 | 59684.1899
NSW1 | Grid Battery | 0.0027505 | 0.0026787 | 0.0025628 | 0.0024386 | 0.0023269 | 0.0022329 | 0.0025795 | 0.002714 | 0.011582 | 0.011095 | 0.010647 | 0.011618 | 0.011097 | 0.010607 | 0.011024 | 0.010523 | 0.044411 | 0.042393 | 1212.1463 | 1153.3939 | 6805.0571 | 6493.3751 | 6212.545 | 6808.8295 | 6496.975 | 6199.4051 | 5931.2888 | 5643.8008 | 5385.3062
NSW1 | Pumped Hydro | 0 | 0 | 0.002574 | 0.002883 | 0.0027509 | 0.0026405 | 0.0026395 | 0.0027012 | 22893.9898 | 21845.4102 | 20900.6239 | 19887.5771 | 18976.6957 | 18107.534 | 17324.4065 | 16484.6971 | 15729.6795 | 15009.2362 | 14360.1058 | 13664.0752 | 13038.2411 | 12441.0698 | 11903.0093 | 11326.0767 | 10807.3251 | 10312.3332 | 9866.3378 | 9388.119 | 8958.1288
NSW1 | VPP | 0 | 0 | 0 | 0 | 0 | 0 | 0 | 0 | 0 | 0 | 0 | 0 | 0 | 0 | 0 | 0 | 0 | 0 | 0 | 0 | 0 | 0 | 0 | 0 | 0 | 0 | 0 | 0 | 0
Total excluding storage |  | 0.016172 | 19157.3702 | 36664.0522 | 11735.1105 | 183173.3765 | -56559.224 | -45162.7957 | -28355.7762 | 57911.8887 | 53895.6634 | 51564.5546 | 402894.8423 | 105926.635 | 101075.0334 | 147753.5787 | 143430.2644 | 144803.2722 | 142081.2517 | 150323.6029 | 145790.8367 | 150540.4025 | 168598.029 | 161601.9805 | 157114.1797 | 153029.1063 | 157626.1672 | 156901.7313 | 164039.2601 | 159151.8804
Region | Technology | 2021-22 | 2022-23 | 2023-24 | 2024-25 | 2025-26 | 2026-27 | 2027-28 | 2028-29 | 2029-30 | 2030-31 | 2031-32 | 2032-33 | 2033-34 | 2034-35 | 2035-36 | 2036-37 | 2037-38 | 2038-39 | 2039-40 | 2040-41 | 2041-42 | 2042-43 | 2043-44 | 2044-45 | 2045-46 | 2046-47 | 2047-48 | 2048-49 | 2049-50
QLD1 | Black Coal | 0 | 0 | 0 | -71565.6875 | -68287.3513 | 265672.2782 | 52667.6973 | -66950.6509 | -63884.2088 | -60958.2145 | 325114.7318 | 105365.362 | 248255.5757 | -50527.9086 | -5509.4575 | -0.010195 | -2.6773e-06 | -2.5546e-06 | -2.4442e-06 | -2.3257e-06 | 239835.442 | 0 | 0 | 0 | 0 | 0 | 0 | 0 | 0
QLD1 | Brown Coal | 0 | 0 | 0 | 0 | 0 | 0 | 0 | 0 | 0 | 0 | 0 | 0 | 0 | 0 | 0 | 0 | 0 | 0 | 0 | 0 | 0 | 0 | 0 | 0 | 0 | 0 | 0 | 0 | 0
QLD1 | CCGT | 0.0002065 | 0.00020362 | 0.00020898 | 0.00023272 | 0.00022206 | 0.00021189 | 0.00020272 | 0.00021596 | 0.00020682 | 0.00020231 | 0.00020806 | 0.00029219 | 0.0002895 | 0.00027689 | 0.00026904 | 0.00027562 | 0.00045088 | 0.00043082 | 0.00053437 | 0.00050847 | 0.00062735 | 0.00070137 | 0.00067104 | 0.00063852 | 0.00076382 | 0.00073834 | 0.00070641 | 0.00067217 | 0.00064192
QLD1 | Gas - Steam | 0 | 0 | 0 | 0 | 0 | 0 | 0 | 0 | 0 | 0 | 0 | 0 | 0 | 0 | 0 | 0 | 0 | 0 | 0 | 0 | 0 | 0 | 0 | 0 | 0 | 0 | 0 | 0 | 0
QLD1 | OCGT / Diesel | 0.00078538 | 0.00077596 | 0.00074651 | 0.00071033 | 0.00067779 | 0.00064675 | 0.00062083 | 0.00061733 | 0.00060831 | 0.00061024 | 0.00061802 | 0.00072064 | 0.00069233 | 0.00066662 | 0.00066508 | 0.0006831 | 0.00088023 | 0.0008421 | 0.0025919 | 0.0024679 | 0.0023617 | 0.0038408 | 0.0036763 | 0.0035324 | 1732.9931 | 6509.0314 | 6227.524 | 6194.2284 | 6427.1353
QLD1 | Hydro | 0 | 0 | 0 | 0 | 0 | 0 | 0 | 0 | 0 | 0 | 0 | 0 | 0 | 0 | 0 | 0 | 0 | 0 | 0 | 0 | 0 | 0 | 0 | 0 | 0 | 0 | 0 | 0 | 0
QLD1 | Wind | 0.025029 | 0.024614 | 0.024783 | 5534.225 | 11303.7249 | 11248.219 | 24597.243 | 37187.6417 | 48746.5973 | 46513.9287 | 44502.2603 | 42345.2475 | 40405.7712 | 38555.1421 | 39175.6856 | 45525.805 | 61981.6615 | 59142.8068 | 56584.9553 | 54193.5149 | 54913.7923 | 67800.6358 | 64868.3454 | 67129.4635 | 66303.8526 | 69151.5594 | 66160.842 | 62954.0432 | 64096.4557
QLD1 | Solar PV | 0.0021783 | 0.0031409 | 0.0034322 | 0.0037266 | 0.003562 | 0.0035056 | 0.0052379 | 0.0051935 | 0.0092122 | 0.0088026 | 0.0084447 | 0.008061 | 0.0077347 | 0.0073832 | 0.0070882 | 0.0067891 | 7102.9553 | 6777.6292 | 6484.5053 | 7527.6783 | 11018.6026 | 24025.2177 | 22986.1575 | 21872.0254 | 21948.0288 | 30437.0765 | 29120.7115 | 27709.2382 | 32817.3997
QLD1 | Grid Battery | 0.0012941 | 0.0012349 | 0.0011814 | 0.0011242 | 0.0011181 | 0.001073 | 0.0012847 | 0.0016578 | 0.0021385 | 0.0021963 | 0.0021618 | 0.0039713 | 0.01166 | 0.01115 | 0.010729 | 0.010226 | 4797.4119 | 4577.6831 | 4379.7041 | 4167.421 | 8129.7386 | 7757.3855 | 7421.8884 | 9659.122 | 9216.7195 | 14894.7686 | 14250.5887 | 13559.8664 | 12938.8038
QLD1 | Pumped Hydro | 0 | 0 | 0.0011326 | 0.0013235 | 0.0012835 | 0.0012755 | 0.0012747 | 0.0013922 | 0.001344 | 0.0013584 | 0.0013636 | 0.0027563 | 0.0075385 | 0.0072029 | 0.0069275 | 0.0066063 | 5927.866 | 5656.3607 | 5411.7303 | 5149.4251 | 5660.9427 | 9956.9981 | 9526.3705 | 9069.2762 | 8653.8895 | 10858.6324 | 10389.0104 | 9885.4577 | 9432.6887
QLD1 | VPP | 0 | 0 | 0 | 0 | 0 | 0 | 0 | 0 | 0 | 0 | 0 | 0 | 0 | 0 | 0 | 0 | 0 | 0 | 0 | 0 | 0 | 0 | 0 | 0 | 0 | 0 | 0 | 0 | 0
Total excluding storage |  | 0.028199 | 0.028735 | 0.029171 | -66031.4578 | -56983.6218 | 276920.5016 | 77264.9464 | -29763.0032 | -15137.6015 | -14444.2762 | 369617.0013 | 147710.6186 | 288661.3556 | -11972.7582 | 33666.2362 | 45525.8026 | 69084.6181 | 65920.4372 | 63069.4638 | 61721.1962 | 305767.84 | 91825.858 | 87854.5072 | 89001.493 | 89984.8752 | 106097.668 | 101509.0783 | 96857.5105 | 103340.9913
Region | Technology | 2021-22 | 2022-23 | 2023-24 | 2024-25 | 2025-26 | 2026-27 | 2027-28 | 2028-29 | 2029-30 | 2030-31 | 2031-32 | 2032-33 | 2033-34 | 2034-35 | 2035-36 | 2036-37 | 2037-38 | 2038-39 | 2039-40 | 2040-41 | 2041-42 | 2042-43 | 2043-44 | 2044-45 | 2045-46 | 2046-47 | 2047-48 | 2048-49 | 2049-50
VIC1 | Black Coal | 0 | 0 | 0 | 0 | 0 | 0 | 0 | 0 | 0 | 0 | 0 | 0 | 0 | 0 | 0 | 0 | 0 | 0 | 0 | 0 | 0 | 0 | 0 | 0 | 0 | 0 | 0 | 0 | 0
VIC1 | Brown Coal | 0 | 0 | 0 | -106926.9831 | -102029.5643 | -105428.1311 | 203969.4065 | 484393.3691 | -58063.035 | -55402.8895 | -32788.2938 | -0.006553 | -0.0062529 | -0.0059665 | -0.0057085 | -0.0054318 | 190672.8133 | 363063.5464 | -0.0047317 | -0.0045024 | -0.0042962 | -0.0040994 | -0.0039221 | -0.003732 | -0.0035611 | -0.003398 | -0.0027199 | 0 | 0
VIC1 | CCGT | 0.00017085 | 0.00016302 | 0.00016503 | 0.00017633 | 0.00016825 | 0.00016055 | 0.0001643 | 0.00016995 | 0.00016217 | 0.0001577 | 0.00015621 | 0.00025001 | 0.00023856 | 0.0002283 | 0.0002192 | 0.00020918 | 0.00032504 | 0.00031073 | 0.00041037 | 0.00039048 | 0.00038303 | 0.00036675 | 0.0003516 | 0.00033456 | 0.00032127 | 0.00033579 | 0.00032258 | 0.0010952 | 0.0010458
VIC1 | Gas - Steam | 0 | 0 | 0 | 0 | 0 | 0 | 0 | 0 | 0 | 0 | 0 | 0 | 0 | 0 | 0 | 0 | 0 | 0 | 0 | 0 | 0 | 0 | 0 | 0 | 0 | 0 | 0 | 0 | 0
VIC1 | OCGT / Diesel | 0.00075333 | 0.00073319 | 0.00070278 | 0.00066872 | 0.00063809 | 0.00060886 | 0.0005845 | 0.00057287 | 0.00056953 | 0.0005701 | 0.00057315 | 0.00076147 | 0.00072899 | 0.00069801 | 0.00071348 | 0.00068162 | 0.0011563 | 0.001106 | 0.0019731 | 0.0018801 | 0.0023187 | 0.0022139 | 0.0021234 | 0.0024788 | 0.0023668 | 0.0022601 | 0.0021655 | 1558.6848 | 1487.2946
VIC1 | Hydro | 0 | 0 | 0 | 0 | 0 | 0 | 0 | 0 | 0 | 0 | 0 | 0 | 0 | 0 | 0 | 0 | 0 | 0 | 0 | 0 | 0 | 0 | 0 | 0 | 0 | 0 | 0 | 0 | 0
VIC1 | Wind | 0.0090072 | 0.0088816 | 0.0090668 | 0.010423 | 0.0099454 | 0.0095032 | 0.0098561 | 0.010693 | 0.010432 | 0.010365 | 0.01063 | 3776.3079 | 9346.5362 | 8918.4646 | 8532.7772 | 15078.4356 | 37810.9733 | 39886.625 | 38161.6057 | 36311.9262 | 38389.5552 | 39542.8285 | 46134.1555 | 43898.045 | 50759.6575 | 56433.6054 | 59351.056 | 61592.2252 | 61598.1939
VIC1 | Solar PV | 0.0005983 | 0.0006815 | 0.00071075 | 0.0012608 | 0.0012067 | 0.0011678 | 0.0013444 | 0.0014024 | 0.001419 | 0.0015258 | 0.0017054 | 0.0033162 | 0.0033445 | 0.0034418 | 0.00343 | 0.0040913 | 0.018956 | 0.018145 | 0.017573 | 0.095439 | 4585.1261 | 4375.121 | 4185.9026 | 3983.013 | 7540.8392 | 7195.4583 | 11228.3915 | 10684.1802 | 11908.2274
VIC1 | Grid Battery | 0.0012587 | 0.0012126 | 0.0011601 | 0.0011039 | 0.0010737 | 0.001078 | 0.0011705 | 0.0012425 | 0.0019789 | 0.0019514 | 0.0019017 | 0.0034892 | 0.0033384 | 0.0032003 | 0.0040433 | 0.0038773 | 0.0088145 | 0.0084289 | 0.040125 | 0.038198 | 2643.9284 | 2522.8324 | 2413.7231 | 2296.7307 | 2191.537 | 2091.1612 | 2000.7212 | 5828.1872 | 5561.2474
VIC1 | Pumped Hydro | 0 | 0 | 0.0012653 | 0.0013529 | 0.0013058 | 0.0013191 | 0.0012711 | 0.0013018 | 0.0012686 | 0.001306 | 0.0013027 | 0.0027276 | 0.0026096 | 0.0024946 | 0.0027068 | 0.0026025 | 1578.1109 | 1505.831 | 1989.2469 | 1892.8286 | 2465.5495 | 2352.6236 | 2250.8756 | 4428.8041 | 4225.9581 | 4032.4028 | 3858.0065 | 6299.135 | 6010.625
VIC1 | VPP | 0 | 0 | 0 | 0 | 0 | 0 | 0 | 0 | 0 | 0 | 0 | 0 | 0 | 0 | 0 | 0 | 0 | 0 | 0 | 0 | 0 | 0 | 0 | 0 | 0 | 0 | 0 | 0 | 0
Total excluding storage |  | 0.01053 | 0.010459 | 0.010645 | -106926.9706 | -102029.5524 | -105428.1196 | 203969.4184 | 484393.3819 | -58063.0225 | -55402.8769 | -32788.2807 | 3776.3057 | 9346.5343 | 8918.463 | 8532.7759 | 15078.4352 | 228483.807 | 402950.1909 | 38161.6209 | 36312.0194 | 42974.6797 | 43917.948 | 50320.0566 | 47881.0571 | 58300.4959 | 63629.0629 | 70579.4473 | 73835.0912 | 74993.7169
Region | Technology | 2021-22 | 2022-23 | 2023-24 | 2024-25 | 2025-26 | 2026-27 | 2027-28 | 2028-29 | 2029-30 | 2030-31 | 2031-32 | 2032-33 | 2033-34 | 2034-35 | 2035-36 | 2036-37 | 2037-38 | 2038-39 | 2039-40 | 2040-41 | 2041-42 | 2042-43 | 2043-44 | 2044-45 | 2045-46 | 2046-47 | 2047-48 | 2048-49 | 2049-50
SA1 | Black Coal | 0 | 0 | 0 | 0 | 0 | 0 | 0 | 0 | 0 | 0 | 0 | 0 | 0 | 0 | 0 | 0 | 0 | 0 | 0 | 0 | 0 | 0 | 0 | 0 | 0 | 0 | 0 | 0 | 0
SA1 | Brown Coal | 0 | 0 | 0 | 0 | 0 | 0 | 0 | 0 | 0 | 0 | 0 | 0 | 0 | 0 | 0 | 0 | 0 | 0 | 0 | 0 | 0 | 0 | 0 | 0 | 0 | 0 | 0 | 0 | 0
SA1 | CCGT | 0.00016787 | 0.00016018 | 0.00019245 | 0.00018312 | 0.00017473 | 0.00016673 | 0.00016178 | 0.00016987 | 0.00016347 | 0.00016162 | 0.0001614 | 0.00027078 | 0.00025838 | 0.00025246 | 0.00025129 | 0.00023989 | 0.00040892 | 0.00039019 | 0.00042807 | 0.00040732 | 0.0005444 | 0.00052046 | 0.00051443 | 0.00048949 | 0.00046908 | 0.00044941 | 0.00043052 | 0.0005958 | 0.00056851
SA1 | Gas - Steam | 0 | 0 | 0 | 0 | 0 | 0 | 0 | 0 | 0 | 0 | 0 | 0 | 0 | 0 | 0 | 0 | 0 | 0 | 0 | 0 | 0 | 0 | 0 | 0 | 0 | 0 | 0 | 0 | 0
SA1 | OCGT / Diesel | 0.00075288 | 0.00073728 | 0.00070835 | 0.00067402 | 0.00064315 | 0.00061369 | 0.00058802 | 0.000574 | 0.00057058 | 0.000572 | 0.00057554 | 0.0007724 | 0.00073953 | 0.00070825 | 0.00076973 | 0.0007353 | 0.0023577 | 0.0022516 | 0.010706 | 0.01019 | 315.646 | 301.1889 | 288.1631 | 1112.2273 | 1061.2855 | 1012.6771 | 968.8801 | 1148.4857 | 1095.8833
SA1 | Hydro | 0 | 0 | 0 | 0 | 0 | 0 | 0 | 0 | 0 | 0 | 0 | 0 | 0 | 0 | 0 | 0 | 0 | 0 | 0 | 0 | 0 | 0 | 0 | 0 | 0 | 0 | 0 | 0 | 0
SA1 | Wind | 0.015658 | 0.015082 | 0.017941 | 0.017295 | 0.016503 | 0.015776 | 0.015644 | 0.017321 | 0.016683 | 0.01681 | 0.016739 | 8074.2726 | 7704.4588 | 7351.5836 | 17594.3119 | 17629.265 | 25321.1582 | 28695.1454 | 28918.699 | 27517.0177 | 26256.701 | 25054.1093 | 23970.556 | 22808.7096 | 21993.5671 | 24950.2899 | 25023.142 | 26245.2676 | 25043.1944
SA1 | Solar PV | 0.0020536 | 0.0028297 | 0.0033718 | 0.003447 | 0.003301 | 0.0031891 | 0.0035654 | 0.0037767 | 0.003815 | 0.004069 | 0.0046504 | 0.009792 | 0.0098351 | 0.010896 | 0.010477 | 0.018307 | 0.10015 | 0.095619 | 0.091518 | 1281.3946 | 1266.9379 | 3094.5073 | 3668.9915 | 3491.1565 | 4572.2528 | 4362.8368 | 4174.1498 | 4401.9759 | 4200.3684
SA1 | Grid Battery | 0.0013572 | 0.0012992 | 0.001243 | 0.0011828 | 0.0011286 | 0.0010975 | 0.0012047 | 0.0012951 | 0.0021408 | 0.0020723 | 0.0020122 | 0.0038805 | 0.003713 | 0.0035606 | 0.005727 | 0.0080683 | 173.5142 | 165.567 | 2085.0375 | 1983.9763 | 5575.1382 | 5319.7884 | 5089.7143 | 4843.0173 | 4621.1997 | 4409.5417 | 4218.8347 | 4014.3489 | 3830.4856
SA1 | Pumped Hydro | 0 | 0 | 0.00093176 | 0.00088987 | 0.00085504 | 0.0008326 | 0.00081782 | 0.00082282 | 0.00081896 | 0.00082664 | 0.00083156 | 0.0011809 | 0.0011346 | 0.0010876 | 0.0013345 | 0.0013649 | 0.0020328 | 0.001947 | 0.0018696 | 0.0017832 | 0.0021148 | 0.0020234 | 0.0019376 | 0.0023459 | 0.0022517 | 0.0021522 | 0.0020628 | 0.0019674 | 0.001879
SA1 | VPP | 0 | 0 | 0 | 0 | 0 | 0 | 0 | 0 | 0 | 0 | 0 | 0 | 0 | 0 | 0 | 0 | 0 | 0 | 0 | 0 | 0 | 0 | 0 | 0 | 0 | 0 | 0 | 0 | 0
Total excluding storage |  | 0.018633 | 0.018809 | 0.022214 | 0.021599 | 0.020622 | 0.019745 | 0.019959 | 0.021842 | 0.021232 | 0.021613 | 0.022126 | 8074.2834 | 7704.4696 | 7351.5954 | 17594.3234 | 17629.2843 | 25321.2611 | 28695.2437 | 28918.8017 | 28798.4229 | 27839.2855 | 28449.8061 | 27927.7112 | 27412.0938 | 27627.106 | 30325.8043 | 30166.1722 | 31795.7298 | 30339.4467
Region | Technology | 2021-22 | 2022-23 | 2023-24 | 2024-25 | 2025-26 | 2026-27 | 2027-28 | 2028-29 | 2029-30 | 2030-31 | 2031-32 | 2032-33 | 2033-34 | 2034-35 | 2035-36 | 2036-37 | 2037-38 | 2038-39 | 2039-40 | 2040-41 | 2041-42 | 2042-43 | 2043-44 | 2044-45 | 2045-46 | 2046-47 | 2047-48 | 2048-49 | 2049-50
TAS1 | Black Coal | 0 | 0 | 0 | 0 | 0 | 0 | 0 | 0 | 0 | 0 | 0 | 0 | 0 | 0 | 0 | 0 | 0 | 0 | 0 | 0 | 0 | 0 | 0 | 0 | 0 | 0 | 0 | 0 | 0
TAS1 | Brown Coal | 0 | 0 | 0 | 0 | 0 | 0 | 0 | 0 | 0 | 0 | 0 | 0 | 0 | 0 | 0 | 0 | 0 | 0 | 0 | 0 | 0 | 0 | 0 | 0 | 0 | 0 | 0 | 0 | 0
TAS1 | CCGT | 0.00015864 | 0.00015137 | 0.00015548 | 0.00015047 | 0.00014358 | 0.00014213 | 0.00014495 | 0.00014616 | 0.00014741 | 0.00014477 | 0.0001394 | 0.00015384 | 0.00014902 | 0.00014851 | 0.00014647 | 0.00014549 | 0.00014507 | 0.00015365 | 0.00015601 | 0.00014845 | 0.0001551 | 0.000148 | 0.0001416 | 0.00013473 | 0.0001307 | 0.00012977 | 0.00013283 | 0.00012703 | 0.00012121
TAS1 | Gas - Steam | 0 | 0 | 0 | 0 | 0 | 0 | 0 | 0 | 0 | 0 | 0 | 0 | 0 | 0 | 0 | 0 | 0 | 0 | 0 | 0 | 0 | 0 | 0 | 0 | 0 | 0 | 0 | 0 | 0
TAS1 | OCGT / Diesel | 0.00076513 | 0.00074429 | 0.00071329 | 0.00067872 | 0.00064763 | 0.00061797 | 0.00059324 | 0.00057953 | 0.00057984 | 0.00058048 | 0.00058227 | 0.0006336 | 0.00060852 | 0.00059079 | 0.00059025 | 0.00058794 | 0.00058988 | 0.00059335 | 0.00075382 | 0.00071972 | 0.00069941 | 0.00066965 | 0.00064325 | 0.00062076 | 0.00061334 | 0.00060809 | 0.0006058 | 0.00064396 | 0.00061847
TAS1 | Hydro | 0 | 0 | 0 | 0 | 0 | 0 | 0 | 0 | 0 | 0 | 0 | 0 | 0 | 0 | 0 | 0 | 0 | 0 | 0 | 0 | 0 | 0 | 0 | 0 | 0 | 0 | 0 | 0 | 0
TAS1 | Wind | 0.010588 | 0.0102 | 0.01368 | 0.013026 | 0.012429 | 0.011869 | 0.013369 | 0.016088 | 0.015689 | 0.015297 | 0.014683 | 0.68939 | 0.65787 | 0.65129 | 3690.6357 | 4587.5063 | 4377.3917 | 4176.9006 | 3996.255 | 3802.5575 | 3628.3947 | 3462.2087 | 3312.4726 | 3151.9179 | 3007.5553 | 2869.8047 | 2745.6893 | 2612.6065 | 2492.9451
TAS1 | Solar PV | 0.00027262 | 0.0003926 | 0.00047153 | 0.00047013 | 0.00044859 | 0.0004525 | 0.00050378 | 0.00053861 | 0.00065616 | 0.00072963 | 0.00073255 | 0.0012857 | 0.0012615 | 0.0012051 | 0.0012852 | 0.0013407 | 0.0015663 | 0.0024045 | 0.0023072 | 0.0021972 | 0.0021068 | 0.0020193 | 0.001932 | 0.0018402 | 0.0017607 | 0.0016866 | 0.0016403 | 0.0015715 | 0.0014996
TAS1 | Grid Battery | 0.0012353 | 0.0011788 | 0.0011278 | 0.0010731 | 0.001047 | 0.0010367 | 0.0010954 | 0.0012247 | 0.0016607 | 0.0016994 | 0.0017402 | 0.0018734 | 0.0018011 | 0.0018876 | 0.0019412 | 0.0020936 | 0.0021434 | 0.0020953 | 0.0027286 | 0.0026176 | 0.0031946 | 0.0030602 | 0.0029897 | 0.0029143 | 0.0029446 | 0.0029881 | 0.002971 | 0.003347 | 0.0034369
TAS1 | Pumped Hydro | 0 | 0 | 0.0028079 | 0.0027945 | 0.0028668 | 0.0028425 | 0.00283 | 0.0027829 | 0.0027699 | 0.0027872 | 0.0029088 | 0.0029318 | 0.0028621 | 0.0029039 | 0.0030091 | 0.0032254 | 0.0032665 | 0.0031705 | 0.0037045 | 0.003543 | 0.0035816 | 0.0034399 | 0.0033249 | 0.0032079 | 0.0031916 | 0.0031577 | 0.0030724 | 0.0032843 | 0.0031795
TAS1 | VPP | 0 | 0 | 0 | 0 | 0 | 0 | 0 | 0 | 0 | 0 | 0 | 0 | 0 | 0 | 0 | 0 | 0 | 0 | 0 | 0 | 0 | 0 | 0 | 0 | 0 | 0 | 0 | 0 | 0
Total excluding storage |  | 0.011785 | 0.011488 | 0.01502 | 0.014325 | 0.013669 | 0.013082 | 0.014611 | 0.017353 | 0.017072 | 0.016752 | 0.016137 | 0.69147 | 0.65989 | 0.65324 | 3690.6377 | 4587.5083 | 4377.394 | 4176.9037 | 3996.2582 | 3802.5606 | 3628.3976 | 3462.2115 | 3312.4753 | 3151.9205 | 3007.5578 | 2869.8071 | 2745.6917 | 2612.6088 | 2492.9474

## BaseCase_Fuel Cost
Fuel cost by technology ($000s) - Base Case, Central No TRET Sensitivity
Fuel | Real June 2020 dollars discounted to 1 July 2020
Explicitly modelled generation
Region | Technology | 2021-22 | 2022-23 | 2023-24 | 2024-25 | 2025-26 | 2026-27 | 2027-28 | 2028-29 | 2029-30 | 2030-31 | 2031-32 | 2032-33 | 2033-34 | 2034-35 | 2035-36 | 2036-37 | 2037-38 | 2038-39 | 2039-40 | 2040-41 | 2041-42 | 2042-43 | 2043-44 | 2044-45 | 2045-46 | 2046-47 | 2047-48 | 2048-49 | 2049-50
NEM | Black Coal | 1738325.7868 | 1486470.4862 | 1468878.2864 | 1326769.7345 | 1182295.3154 | 1012316.8184 | 898225.5252 | 925104.9522 | 677249.9737 | 628533.4643 | 573996.4727 | 519726.8071 | 533902.9968 | 479690.3669 | 384210.8831 | 350683.2956 | 275899.9783 | 264044.1244 | 244188.5534 | 217258.5444 | 203179.384 | 129087.5857 | 98689.4562 | 76692.0812 | 57361.1689 | 40075.6345 | 37402.4278 | 35250.6955 | 31128.3256
NEM | Brown Coal | 230979.1201 | 210353.5111 | 202724.532 | 157110.7414 | 157673.2241 | 151008.6594 | 140836.4974 | 133277.3934 | 125017.503 | 111805.809 | 100804.4641 | 94488.1745 | 92195.4362 | 87777.5818 | 85910.3639 | 77333.3574 | 68666.6279 | 67835.039 | 57176.9472 | 58459.5569 | 60596.3845 | 56607.3468 | 52164.3616 | 50839.835 | 46285.1372 | 45291.2553 | 28920.9413 | 0 | 0
NEM | CCGT | 185392.4282 | 177217.719 | 139307.8912 | 138934.2132 | 127029.9052 | 123336.8394 | 112714.7025 | 117248.3914 | 102315.0865 | 103222.4153 | 104908.5581 | 208338.1707 | 197772.1295 | 223605.3687 | 167285.1183 | 154561.5786 | 179685.9328 | 176354.3315 | 140091.0409 | 138360.4551 | 141400.91 | 147923.1288 | 95235.9876 | 83547.5627 | 45520.4026 | 30886.9317 | 29714.6576 | 28409.28 | 27280.9302
NEM | Gas - Steam | 86050.1431 | 82698.3628 | 78106.4463 | 13795.5001 | 12251.8963 | 12304.8064 | 11141.8252 | 11423.911 | 9703.466 | 9692.8617 | 9246.4182 | 14795.1756 | 10768.8576 | 18535.4307 | 6027.9267 | 5300.533 | 11676.311 | 11814.732 | 5221.9105 | 5607.6345 | 5698.29 | 6657.2265 | 6310.9465 | 4908.383 | 6466.667 | 0 | 0 | 0 | 0
NEM | OCGT / Diesel | 4826.8781 | 1984.1228 | 10397.9378 | 9524.4684 | 3050.806 | 4803.2613 | 1949.9079 | 5817.4428 | 524.2744 | 1305.2298 | 1466.7831 | 25749.3358 | 14274.1503 | 20875.7098 | 21450.6719 | 23442.7502 | 74385.0028 | 78190.6322 | 179375.6153 | 204649.4725 | 133087.8096 | 204123.2242 | 304303.4994 | 164978.8058 | 200950.826 | 284923.2142 | 347725.1663 | 496559.8954 | 481930.5968
NEM | Hydro | 0 | 0 | 0 | 0 | 0 | 0 | 0 | 0 | 0 | 0 | 0 | 0 | 0 | 0 | 0 | 0 | 0 | 0 | 0 | 0 | 0 | 0 | 0 | 0 | 0 | 0 | 0 | 0 | 0
NEM | Wind | 0 | 0 | 0 | 0 | 0 | 0 | 0 | 0 | 0 | 0 | 0 | 0 | 0 | 0 | 0 | 0 | 0 | 0 | 0 | 0 | 0 | 0 | 0 | 0 | 0 | 0 | 0 | 0 | 0
NEM | Solar PV | 0 | 0 | 0 | 0 | 0 | 0 | 0 | 0 | 0 | 0 | 0 | 0 | 0 | 0 | 0 | 0 | 0 | 0 | 0 | 0 | 0 | 0 | 0 | 0 | 0 | 0 | 0 | 0 | 0
NEM | Grid Battery | 0 | 0 | 0 | 0 | 0 | 0 | 0 | 0 | 0 | 0 | 0 | 0 | 0 | 0 | 0 | 0 | 0 | 0 | 0 | 0 | 0 | 0 | 0 | 0 | 0 | 0 | 0 | 0 | 0
NEM | Pumped Hydro | 0 | 0 | 0 | 0 | 0 | 0 | 0 | 0 | 0 | 0 | 0 | 0 | 0 | 0 | 0 | 0 | 0 | 0 | 0 | 0 | 0 | 0 | 0 | 0 | 0 | 0 | 0 | 0 | 0
NEM | VPP | 0 | 0 | 0 | 0 | 0 | 0 | 0 | 0 | 0 | 0 | 0 | 0 | 0 | 0 | 0 | 0 | 0 | 0 | 0 | 0 | 0 | 0 | 0 | 0 | 0 | 0 | 0 | 0 | 0
Total excluding storage |  | 2245574.3563 | 1958724.2019 | 1899415.0936 | 1646134.6576 | 1482301.1471 | 1303770.385 | 1164868.4582 | 1192872.0909 | 914810.3037 | 854559.7801 | 790422.6963 | 863097.6638 | 848913.5704 | 830484.4579 | 664884.9638 | 611321.5149 | 610313.8527 | 598238.8591 | 626054.0673 | 624335.6634 | 543962.7781 | 544398.5119 | 556704.2513 | 380966.6677 | 356584.2017 | 401177.0356 | 443763.1929 | 560219.8709 | 540339.8527
Region | Technology | 2021-22 | 2022-23 | 2023-24 | 2024-25 | 2025-26 | 2026-27 | 2027-28 | 2028-29 | 2029-30 | 2030-31 | 2031-32 | 2032-33 | 2033-34 | 2034-35 | 2035-36 | 2036-37 | 2037-38 | 2038-39 | 2039-40 | 2040-41 | 2041-42 | 2042-43 | 2043-44 | 2044-45 | 2045-46 | 2046-47 | 2047-48 | 2048-49 | 2049-50
NSW1 | Black Coal | 922801.6491 | 761863.0307 | 739134.286 | 715693.1394 | 594639.8036 | 469026.4139 | 415242.2357 | 466290.3438 | 266953.4333 | 249793.4238 | 220749.4369 | 158620.7456 | 178493.2726 | 155434.5223 | 73017.6642 | 85325.9637 | 85313.8257 | 80194.6486 | 74391.6023 | 59172.434 | 53253.77 | 0 | 0 | 0 | 0 | 0 | 0 | 0 | 0
NSW1 | Brown Coal | 0 | 0 | 0 | 0 | 0 | 0 | 0 | 0 | 0 | 0 | 0 | 0 | 0 | 0 | 0 | 0 | 0 | 0 | 0 | 0 | 0 | 0 | 0 | 0 | 0 | 0 | 0 | 0 | 0
NSW1 | CCGT | 2336.7965 | 2214.8939 | 6474.3219 | 4070.2302 | 3798.6138 | 3626.2978 | 3505.8173 | 3424.2009 | 3229.8054 | 3118.3036 | 2959.2756 | 31039.3697 | 26520.9157 | 42968.9078 | 23674.1313 | 27753.3968 | 51624.3238 | 55434.2407 | 44924.2511 | 42937.7932 | 43867.2423 | 47468.1728 | 1037.5499 | 0.032692 | 0.032688 | 0.046316 | 0.044497 | 0.050302 | 0.046522
NSW1 | Gas - Steam | 0 | 0 | 0 | 0 | 0 | 0 | 0 | 0 | 0 | 0 | 0 | 0 | 0 | 0 | 0 | 0 | 0 | 0 | 0 | 0 | 0 | 0 | 0 | 0 | 0 | 0 | 0 | 0 | 0
NSW1 | OCGT / Diesel | 20.7717 | 0.013172 | 1542.4054 | 5324.7609 | 1087.4933 | 1680.0864 | 581.4905 | 1025.8051 | 0.013884 | 37.4555 | 0.013922 | 2505.7947 | 1271.1266 | 1641.1655 | 5127.2697 | 3484.1006 | 13323.2372 | 14144.0162 | 85327.6304 | 120563.2971 | 59499.3697 | 100031.9417 | 177219.243 | 83659.3182 | 84672.0633 | 108182.5823 | 180332.5829 | 263290.3317 | 257513.557
NSW1 | Hydro | 0 | 0 | 0 | 0 | 0 | 0 | 0 | 0 | 0 | 0 | 0 | 0 | 0 | 0 | 0 | 0 | 0 | 0 | 0 | 0 | 0 | 0 | 0 | 0 | 0 | 0 | 0 | 0 | 0
NSW1 | Wind | 0 | 0 | 0 | 0 | 0 | 0 | 0 | 0 | 0 | 0 | 0 | 0 | 0 | 0 | 0 | 0 | 0 | 0 | 0 | 0 | 0 | 0 | 0 | 0 | 0 | 0 | 0 | 0 | 0
NSW1 | Solar PV | 0 | 0 | 0 | 0 | 0 | 0 | 0 | 0 | 0 | 0 | 0 | 0 | 0 | 0 | 0 | 0 | 0 | 0 | 0 | 0 | 0 | 0 | 0 | 0 | 0 | 0 | 0 | 0 | 0
NSW1 | Grid Battery | 0 | 0 | 0 | 0 | 0 | 0 | 0 | 0 | 0 | 0 | 0 | 0 | 0 | 0 | 0 | 0 | 0 | 0 | 0 | 0 | 0 | 0 | 0 | 0 | 0 | 0 | 0 | 0 | 0
NSW1 | Pumped Hydro | 0 | 0 | 0 | 0 | 0 | 0 | 0 | 0 | 0 | 0 | 0 | 0 | 0 | 0 | 0 | 0 | 0 | 0 | 0 | 0 | 0 | 0 | 0 | 0 | 0 | 0 | 0 | 0 | 0
NSW1 | VPP | 0 | 0 | 0 | 0 | 0 | 0 | 0 | 0 | 0 | 0 | 0 | 0 | 0 | 0 | 0 | 0 | 0 | 0 | 0 | 0 | 0 | 0 | 0 | 0 | 0 | 0 | 0 | 0 | 0
Total excluding storage |  | 925159.2173 | 764077.9377 | 747151.0133 | 725088.1305 | 599525.9106 | 474332.7982 | 419329.5435 | 470740.3498 | 270183.2526 | 252949.1828 | 223708.7265 | 192165.9099 | 206285.3149 | 200044.5955 | 101819.0653 | 116563.4611 | 150261.3867 | 149772.9055 | 204643.4838 | 222673.5243 | 156620.382 | 147500.1145 | 178256.7929 | 83659.3509 | 84672.096 | 108182.6287 | 180332.6274 | 263290.382 | 257513.6035
Region | Technology | 2021-22 | 2022-23 | 2023-24 | 2024-25 | 2025-26 | 2026-27 | 2027-28 | 2028-29 | 2029-30 | 2030-31 | 2031-32 | 2032-33 | 2033-34 | 2034-35 | 2035-36 | 2036-37 | 2037-38 | 2038-39 | 2039-40 | 2040-41 | 2041-42 | 2042-43 | 2043-44 | 2044-45 | 2045-46 | 2046-47 | 2047-48 | 2048-49 | 2049-50
QLD1 | Black Coal | 815524.1377 | 724607.4555 | 729744.0004 | 611076.5951 | 587655.5118 | 543290.4045 | 482983.2895 | 458814.6084 | 410296.5404 | 378740.0406 | 353247.0358 | 361106.0615 | 355409.7242 | 324255.8446 | 311193.2189 | 265357.3319 | 190586.1526 | 183849.4758 | 169796.9511 | 158086.1104 | 149925.614 | 129087.5857 | 98689.4562 | 76692.0812 | 57361.1689 | 40075.6345 | 37402.4278 | 35250.6955 | 31128.3256
QLD1 | Brown Coal | 0 | 0 | 0 | 0 | 0 | 0 | 0 | 0 | 0 | 0 | 0 | 0 | 0 | 0 | 0 | 0 | 0 | 0 | 0 | 0 | 0 | 0 | 0 | 0 | 0 | 0 | 0 | 0 | 0
QLD1 | CCGT | 90043.6898 | 87637.5501 | 92190.7218 | 103921.0553 | 93657.9464 | 91324.1715 | 82079.9209 | 87643.0792 | 74209.8102 | 76274.471 | 79129.2959 | 136250.7631 | 137226.3371 | 131327.3846 | 115621.3293 | 96523.957 | 128061.5638 | 120920.0462 | 95166.7384 | 95422.6136 | 97533.6123 | 100454.9014 | 94198.385 | 83547.4823 | 45520.3225 | 30886.8376 | 29714.5664 | 28409.131 | 27280.7914
QLD1 | Gas - Steam | 2295.425 | 2237.7728 | 4306.143 | 4360.634 | 4356.6405 | 4185.4255 | 3840.506 | 3553.1298 | 3419.015 | 3459.458 | 3460.692 | 3335.3575 | 3131.0395 | 2897.4675 | 2735.7415 | 2849.6932 | 5794.424 | 6188.6295 | 5221.9105 | 5607.6345 | 5698.29 | 6657.2265 | 6310.9465 | 4908.383 | 6466.667 | 0 | 0 | 0 | 0
QLD1 | OCGT / Diesel | 0.023394 | 0.023029 | 152.7515 | 2890.8634 | 1203.5707 | 1711.1786 | 563.5014 | 3737.4544 | 494.5685 | 1057.6279 | 1341.4275 | 11521.9115 | 6399.8711 | 3153.4007 | 5242.3246 | 10089.2303 | 32505.5478 | 33491.2051 | 51411.8006 | 45897.8353 | 41258.5206 | 64130.4834 | 66508.0453 | 55213.1334 | 92021.4378 | 153300.5177 | 141172.7199 | 132775.6125 | 115859.8828
QLD1 | Hydro | 0 | 0 | 0 | 0 | 0 | 0 | 0 | 0 | 0 | 0 | 0 | 0 | 0 | 0 | 0 | 0 | 0 | 0 | 0 | 0 | 0 | 0 | 0 | 0 | 0 | 0 | 0 | 0 | 0
QLD1 | Wind | 0 | 0 | 0 | 0 | 0 | 0 | 0 | 0 | 0 | 0 | 0 | 0 | 0 | 0 | 0 | 0 | 0 | 0 | 0 | 0 | 0 | 0 | 0 | 0 | 0 | 0 | 0 | 0 | 0
QLD1 | Solar PV | 0 | 0 | 0 | 0 | 0 | 0 | 0 | 0 | 0 | 0 | 0 | 0 | 0 | 0 | 0 | 0 | 0 | 0 | 0 | 0 | 0 | 0 | 0 | 0 | 0 | 0 | 0 | 0 | 0
QLD1 | Grid Battery | 0 | 0 | 0 | 0 | 0 | 0 | 0 | 0 | 0 | 0 | 0 | 0 | 0 | 0 | 0 | 0 | 0 | 0 | 0 | 0 | 0 | 0 | 0 | 0 | 0 | 0 | 0 | 0 | 0
QLD1 | Pumped Hydro | 0 | 0 | 0 | 0 | 0 | 0 | 0 | 0 | 0 | 0 | 0 | 0 | 0 | 0 | 0 | 0 | 0 | 0 | 0 | 0 | 0 | 0 | 0 | 0 | 0 | 0 | 0 | 0 | 0
QLD1 | VPP | 0 | 0 | 0 | 0 | 0 | 0 | 0 | 0 | 0 | 0 | 0 | 0 | 0 | 0 | 0 | 0 | 0 | 0 | 0 | 0 | 0 | 0 | 0 | 0 | 0 | 0 | 0 | 0 | 0
Total excluding storage |  | 907863.2759 | 814482.8014 | 826393.6167 | 722249.1478 | 686873.6695 | 640511.18 | 569467.2178 | 553748.2718 | 488419.9341 | 459531.5975 | 437178.4513 | 512214.0936 | 502166.9719 | 461634.0974 | 434792.6143 | 374820.2124 | 356947.6883 | 344449.3566 | 321597.4007 | 305014.1938 | 294416.0369 | 300330.197 | 265706.833 | 220361.0799 | 201369.5962 | 224262.9898 | 208289.714 | 196435.439 | 174268.9998
Region | Technology | 2021-22 | 2022-23 | 2023-24 | 2024-25 | 2025-26 | 2026-27 | 2027-28 | 2028-29 | 2029-30 | 2030-31 | 2031-32 | 2032-33 | 2033-34 | 2034-35 | 2035-36 | 2036-37 | 2037-38 | 2038-39 | 2039-40 | 2040-41 | 2041-42 | 2042-43 | 2043-44 | 2044-45 | 2045-46 | 2046-47 | 2047-48 | 2048-49 | 2049-50
VIC1 | Black Coal | 0 | 0 | 0 | 0 | 0 | 0 | 0 | 0 | 0 | 0 | 0 | 0 | 0 | 0 | 0 | 0 | 0 | 0 | 0 | 0 | 0 | 0 | 0 | 0 | 0 | 0 | 0 | 0 | 0
VIC1 | Brown Coal | 230979.1201 | 210353.5111 | 202724.532 | 157110.7414 | 157673.2241 | 151008.6594 | 140836.4974 | 133277.3934 | 125017.503 | 111805.809 | 100804.4641 | 94488.1745 | 92195.4362 | 87777.5818 | 85910.3639 | 77333.3574 | 68666.6279 | 67835.039 | 57176.9472 | 58459.5569 | 60596.3845 | 56607.3468 | 52164.3616 | 50839.835 | 46285.1372 | 45291.2553 | 28920.9413 | 0 | 0
VIC1 | CCGT | 0.0069964 | 0.0068732 | 0.0072409 | 0.0079481 | 0.0076926 | 0.0073072 | 0.0074846 | 0.0078526 | 0.0076063 | 0.0075372 | 0.0075817 | 0.012512 | 0.012002 | 0.011769 | 0.011327 | 0.010962 | 0.016995 | 0.016609 | 0.021682 | 0.020398 | 0.020147 | 0.019953 | 0.01906 | 0.017141 | 0.017029 | 0.01805 | 0.01764 | 0.061257 | 0.057528
VIC1 | Gas - Steam | 816.0011 | 347.221 | 959.4043 | 1642.2842 | 414.5323 | 1051.0688 | 552.7622 | 1314.6261 | 2.4029 | 273.5445 | 85.7179 | 1533.0159 | 1103.563 | 1014.3597 | 3292.1852 | 2450.8398 | 5881.887 | 5626.1025 | 0 | 0 | 0 | 0 | 0 | 0 | 0 | 0 | 0 | 0 | 0
VIC1 | OCGT / Diesel | 820.387 | 0.020392 | 1036.334 | 296.4892 | 164.3121 | 336.3531 | 331.6869 | 60.9081 | 0.025085 | 0.025261 | 0.025301 | 3292.5472 | 1023.9267 | 1490.0171 | 2274.4433 | 1569.0465 | 4764.4022 | 1702.663 | 8913.1914 | 6968.6298 | 3586.3459 | 2132.236 | 13546.0817 | 8453.1162 | 7385.0679 | 5329.1048 | 2716.8676 | 65045.9721 | 72936.2473
VIC1 | Hydro | 0 | 0 | 0 | 0 | 0 | 0 | 0 | 0 | 0 | 0 | 0 | 0 | 0 | 0 | 0 | 0 | 0 | 0 | 0 | 0 | 0 | 0 | 0 | 0 | 0 | 0 | 0 | 0 | 0
VIC1 | Wind | 0 | 0 | 0 | 0 | 0 | 0 | 0 | 0 | 0 | 0 | 0 | 0 | 0 | 0 | 0 | 0 | 0 | 0 | 0 | 0 | 0 | 0 | 0 | 0 | 0 | 0 | 0 | 0 | 0
VIC1 | Solar PV | 0 | 0 | 0 | 0 | 0 | 0 | 0 | 0 | 0 | 0 | 0 | 0 | 0 | 0 | 0 | 0 | 0 | 0 | 0 | 0 | 0 | 0 | 0 | 0 | 0 | 0 | 0 | 0 | 0
VIC1 | Grid Battery | 0 | 0 | 0 | 0 | 0 | 0 | 0 | 0 | 0 | 0 | 0 | 0 | 0 | 0 | 0 | 0 | 0 | 0 | 0 | 0 | 0 | 0 | 0 | 0 | 0 | 0 | 0 | 0 | 0
VIC1 | Pumped Hydro | 0 | 0 | 0 | 0 | 0 | 0 | 0 | 0 | 0 | 0 | 0 | 0 | 0 | 0 | 0 | 0 | 0 | 0 | 0 | 0 | 0 | 0 | 0 | 0 | 0 | 0 | 0 | 0 | 0
VIC1 | VPP | 0 | 0 | 0 | 0 | 0 | 0 | 0 | 0 | 0 | 0 | 0 | 0 | 0 | 0 | 0 | 0 | 0 | 0 | 0 | 0 | 0 | 0 | 0 | 0 | 0 | 0 | 0 | 0 | 0
Total excluding storage |  | 232615.5151 | 210700.7594 | 204720.2775 | 159049.5228 | 158252.0763 | 152396.0886 | 141720.954 | 134652.9355 | 125019.9386 | 112079.3863 | 100890.2149 | 99313.7501 | 94322.9379 | 90281.9704 | 91477.0038 | 81353.2547 | 79312.9341 | 75163.8211 | 66090.1603 | 65428.2071 | 64182.7505 | 58739.6028 | 65710.4624 | 59292.9683 | 53670.2222 | 50620.3781 | 31637.8265 | 65046.0334 | 72936.3049
Region | Technology | 2021-22 | 2022-23 | 2023-24 | 2024-25 | 2025-26 | 2026-27 | 2027-28 | 2028-29 | 2029-30 | 2030-31 | 2031-32 | 2032-33 | 2033-34 | 2034-35 | 2035-36 | 2036-37 | 2037-38 | 2038-39 | 2039-40 | 2040-41 | 2041-42 | 2042-43 | 2043-44 | 2044-45 | 2045-46 | 2046-47 | 2047-48 | 2048-49 | 2049-50
SA1 | Black Coal | 0 | 0 | 0 | 0 | 0 | 0 | 0 | 0 | 0 | 0 | 0 | 0 | 0 | 0 | 0 | 0 | 0 | 0 | 0 | 0 | 0 | 0 | 0 | 0 | 0 | 0 | 0 | 0 | 0
SA1 | Brown Coal | 0 | 0 | 0 | 0 | 0 | 0 | 0 | 0 | 0 | 0 | 0 | 0 | 0 | 0 | 0 | 0 | 0 | 0 | 0 | 0 | 0 | 0 | 0 | 0 | 0 | 0 | 0 | 0 | 0
SA1 | CCGT | 93011.9275 | 87365.261 | 40642.8326 | 30942.9122 | 29573.33 | 28386.3556 | 27128.9495 | 26181.0959 | 24875.4556 | 23829.6255 | 22819.9716 | 41048.0171 | 34024.8565 | 49309.0564 | 27989.6382 | 30284.2057 | 0.019967 | 0.019282 | 0.020992 | 0.01966 | 0.026317 | 0.026115 | 0.025818 | 0.022983 | 0.022921 | 0.022384 | 0.021536 | 0.030151 | 0.028054
SA1 | Gas - Steam | 82938.717 | 80113.369 | 72840.899 | 7792.5819 | 7480.7235 | 7068.3121 | 6748.5569 | 6556.1551 | 6282.0482 | 5959.8592 | 5700.0083 | 9926.8022 | 6534.2551 | 14623.6035 | 0 | 0 | 0 | 0 | 0 | 0 | 0 | 0 | 0 | 0 | 0 | 0 | 0 | 0 | 0
SA1 | OCGT / Diesel | 3985.6873 | 1984.0577 | 7666.438 | 1012.346 | 595.4211 | 1075.6343 | 473.2201 | 993.2661 | 29.6576 | 210.1118 | 125.3074 | 8417.0669 | 5579.2164 | 14591.1168 | 8806.6247 | 8300.3634 | 23791.8059 | 28852.738 | 33722.9827 | 31219.7028 | 28735.3488 | 37828.5547 | 47030.1226 | 17653.2311 | 16872.25 | 18111.0023 | 23502.9886 | 35433.0205 | 35620.9036
SA1 | Hydro | 0 | 0 | 0 | 0 | 0 | 0 | 0 | 0 | 0 | 0 | 0 | 0 | 0 | 0 | 0 | 0 | 0 | 0 | 0 | 0 | 0 | 0 | 0 | 0 | 0 | 0 | 0 | 0 | 0
SA1 | Wind | 0 | 0 | 0 | 0 | 0 | 0 | 0 | 0 | 0 | 0 | 0 | 0 | 0 | 0 | 0 | 0 | 0 | 0 | 0 | 0 | 0 | 0 | 0 | 0 | 0 | 0 | 0 | 0 | 0
SA1 | Solar PV | 0 | 0 | 0 | 0 | 0 | 0 | 0 | 0 | 0 | 0 | 0 | 0 | 0 | 0 | 0 | 0 | 0 | 0 | 0 | 0 | 0 | 0 | 0 | 0 | 0 | 0 | 0 | 0 | 0
SA1 | Grid Battery | 0 | 0 | 0 | 0 | 0 | 0 | 0 | 0 | 0 | 0 | 0 | 0 | 0 | 0 | 0 | 0 | 0 | 0 | 0 | 0 | 0 | 0 | 0 | 0 | 0 | 0 | 0 | 0 | 0
SA1 | Pumped Hydro | 0 | 0 | 0 | 0 | 0 | 0 | 0 | 0 | 0 | 0 | 0 | 0 | 0 | 0 | 0 | 0 | 0 | 0 | 0 | 0 | 0 | 0 | 0 | 0 | 0 | 0 | 0 | 0 | 0
SA1 | VPP | 0 | 0 | 0 | 0 | 0 | 0 | 0 | 0 | 0 | 0 | 0 | 0 | 0 | 0 | 0 | 0 | 0 | 0 | 0 | 0 | 0 | 0 | 0 | 0 | 0 | 0 | 0 | 0 | 0
Total excluding storage |  | 179936.3318 | 169462.6878 | 121150.1696 | 39747.8401 | 37649.4746 | 36530.3021 | 34350.7265 | 33730.5171 | 31187.1614 | 29999.5965 | 28645.2873 | 59391.8862 | 46138.328 | 78523.7768 | 36796.2628 | 38584.5691 | 23791.8259 | 28852.7573 | 33723.0037 | 31219.7225 | 28735.3751 | 37828.5808 | 47030.1484 | 17653.2541 | 16872.2729 | 18111.0247 | 23503.0101 | 35433.0506 | 35620.9317
Region | Technology | 2021-22 | 2022-23 | 2023-24 | 2024-25 | 2025-26 | 2026-27 | 2027-28 | 2028-29 | 2029-30 | 2030-31 | 2031-32 | 2032-33 | 2033-34 | 2034-35 | 2035-36 | 2036-37 | 2037-38 | 2038-39 | 2039-40 | 2040-41 | 2041-42 | 2042-43 | 2043-44 | 2044-45 | 2045-46 | 2046-47 | 2047-48 | 2048-49 | 2049-50
TAS1 | Black Coal | 0 | 0 | 0 | 0 | 0 | 0 | 0 | 0 | 0 | 0 | 0 | 0 | 0 | 0 | 0 | 0 | 0 | 0 | 0 | 0 | 0 | 0 | 0 | 0 | 0 | 0 | 0 | 0 | 0
TAS1 | Brown Coal | 0 | 0 | 0 | 0 | 0 | 0 | 0 | 0 | 0 | 0 | 0 | 0 | 0 | 0 | 0 | 0 | 0 | 0 | 0 | 0 | 0 | 0 | 0 | 0 | 0 | 0 | 0 | 0 | 0
TAS1 | CCGT | 0.0073476 | 0.0071637 | 0.0076051 | 0.0075228 | 0.007245 | 0.0072017 | 0.0073745 | 0.0075062 | 0.0076754 | 0.0076512 | 0.0074259 | 0.0083121 | 0.0081233 | 0.0081709 | 0.0081229 | 0.0081287 | 0.0081323 | 0.0086646 | 0.008783 | 0.0082645 | 0.0088774 | 0.0084992 | 0.0077953 | 0.0075378 | 0.0073754 | 0.0073331 | 0.0075423 | 0.0072974 | 0.0066952
TAS1 | Gas - Steam | 0 | 0 | 0 | 0 | 0 | 0 | 0 | 0 | 0 | 0 | 0 | 0 | 0 | 0 | 0 | 0 | 0 | 0 | 0 | 0 | 0 | 0 | 0 | 0 | 0 | 0 | 0 | 0 | 0
TAS1 | OCGT / Diesel | 0.0087985 | 0.0084852 | 0.0089118 | 0.0089521 | 0.0088056 | 0.0089328 | 0.0089978 | 0.0091196 | 0.0093285 | 0.0092965 | 0.0089681 | 12.0156 | 0.0095638 | 0.0096358 | 0.0095603 | 0.0095414 | 0.0096521 | 0.0098946 | 0.010091 | 0.0075261 | 8.2247 | 0.00828 | 0.0068367 | 0.0070046 | 0.0070145 | 0.0070803 | 0.0072863 | 14.9586 | 0.006116
TAS1 | Hydro | 0 | 0 | 0 | 0 | 0 | 0 | 0 | 0 | 0 | 0 | 0 | 0 | 0 | 0 | 0 | 0 | 0 | 0 | 0 | 0 | 0 | 0 | 0 | 0 | 0 | 0 | 0 | 0 | 0
TAS1 | Wind | 0 | 0 | 0 | 0 | 0 | 0 | 0 | 0 | 0 | 0 | 0 | 0 | 0 | 0 | 0 | 0 | 0 | 0 | 0 | 0 | 0 | 0 | 0 | 0 | 0 | 0 | 0 | 0 | 0
TAS1 | Solar PV | 0 | 0 | 0 | 0 | 0 | 0 | 0 | 0 | 0 | 0 | 0 | 0 | 0 | 0 | 0 | 0 | 0 | 0 | 0 | 0 | 0 | 0 | 0 | 0 | 0 | 0 | 0 | 0 | 0
TAS1 | Grid Battery | 0 | 0 | 0 | 0 | 0 | 0 | 0 | 0 | 0 | 0 | 0 | 0 | 0 | 0 | 0 | 0 | 0 | 0 | 0 | 0 | 0 | 0 | 0 | 0 | 0 | 0 | 0 | 0 | 0
TAS1 | Pumped Hydro | 0 | 0 | 0 | 0 | 0 | 0 | 0 | 0 | 0 | 0 | 0 | 0 | 0 | 0 | 0 | 0 | 0 | 0 | 0 | 0 | 0 | 0 | 0 | 0 | 0 | 0 | 0 | 0 | 0
TAS1 | VPP | 0 | 0 | 0 | 0 | 0 | 0 | 0 | 0 | 0 | 0 | 0 | 0 | 0 | 0 | 0 | 0 | 0 | 0 | 0 | 0 | 0 | 0 | 0 | 0 | 0 | 0 | 0 | 0 | 0
Total excluding storage |  | 0.016146 | 0.015649 | 0.016517 | 0.016475 | 0.016051 | 0.016134 | 0.016372 | 0.016626 | 0.017004 | 0.016948 | 0.016394 | 12.0239 | 0.017687 | 0.017807 | 0.017683 | 0.01767 | 0.017784 | 0.018559 | 0.018874 | 0.015791 | 8.2335 | 0.016779 | 0.014632 | 0.014542 | 0.01439 | 0.014413 | 0.014829 | 14.9659 | 0.012811

## BaseCase_Build Cost
New generation build cost (CAPEX) by technology ($000s) - Base Case, Central No TRET Sensitivity
CAPEX (Install) | Real June 2020 dollars discounted to 1 July 2020. The total capital costs are annualised for modelling purposes.
Explicitly modelled generation
Region | Technology | 2021-22 | 2022-23 | 2023-24 | 2024-25 | 2025-26 | 2026-27 | 2027-28 | 2028-29 | 2029-30 | 2030-31 | 2031-32 | 2032-33 | 2033-34 | 2034-35 | 2035-36 | 2036-37 | 2037-38 | 2038-39 | 2039-40 | 2040-41 | 2041-42 | 2042-43 | 2043-44 | 2044-45 | 2045-46 | 2046-47 | 2047-48 | 2048-49 | 2049-50
NEM | Black Coal | 0 | 0 | 0 | 0 | 0 | 0 | 0 | 0 | 0 | 0 | 0 | 0 | 0 | 0 | 0 | 0 | 0 | 0 | 0 | 0 | 0 | 0 | 0 | 0 | 0 | 0 | 0 | 0 | 0
NEM | Brown Coal | 0 | 0 | 0 | 0 | 0 | 0 | 0 | 0 | 0 | 0 | 0 | 0 | 0 | 0 | 0 | 0 | 0 | 0 | 0 | 0 | 0 | 0 | 0 | 0 | 0 | 0 | 0 | 0 | 0
NEM | CCGT | 0.011042 | 0.01069 | 0.011335 | 0.011745 | 0.011207 | 0.010756 | 0.010561 | 0.010926 | 0.010564 | 0.010345 | 0.010322 | 0.015375 | 0.014833 | 0.014377 | 0.01431 | 0.013952 | 0.024284 | 0.023385 | 0.027118 | 0.025804 | 0.03106 | 0.030906 | 0.029806 | 0.028362 | 0.028937 | 0.028251 | 0.027138 | 0.039092 | 0.037019
NEM | Gas - Steam | 0 | 0 | 0 | 0 | 0 | 0 | 0 | 0 | 0 | 0 | 0 | 0 | 0 | 0 | 0 | 0 | 0 | 0 | 0 | 0 | 0 | 0 | 0 | 0 | 0 | 0 | 0 | 0 | 0
NEM | OCGT / Diesel | 0.031266 | 0.030718 | 0.029649 | 0.02822 | 0.026928 | 0.025694 | 0.024638 | 0.024063 | 0.023802 | 0.023817 | 0.023956 | 0.029782 | 0.028546 | 0.027436 | 0.028297 | 0.027596 | 0.071519 | 0.068553 | 27857.4958 | 26507.2503 | 27550.6561 | 26288.8054 | 27123.8638 | 54037.4115 | 63420.8173 | 93673.4181 | 89622.1615 | 115621.9944 | 113836.4407
NEM | Hydro | 0 | 0 | 0 | 0 | 0 | 0 | 0 | 0 | 0 | 0 | 0 | 0 | 0 | 0 | 0 | 0 | 0 | 0 | 0 | 0 | 0 | 0 | 0 | 0 | 0 | 0 | 0 | 0 | 0
NEM | Wind | 0.36761 | 90911.377 | 173256.5088 | 274631.1879 | 370082.9029 | 434234.4773 | 557190.674 | 651042.8769 | 879423.0293 | 839144.1197 | 802852.2063 | 821315.8623 | 811241.4197 | 774085.5768 | 820931.2775 | 869946.4474 | 1061007.5822 | 1066437.3287 | 1069808.6987 | 1030667.04 | 1060593.736 | 1119356.1745 | 1106893.4059 | 1076246.8152 | 1088612.7765 | 1114705.356 | 1088204.8522 | 1052923.4183 | 999197.7117
NEM | Solar PV | 0.036809 | 0.057591 | 0.062678 | 0.07002 | 0.080643 | 0.083607 | 0.96875 | 10384.5313 | 208384.8041 | 198840.4647 | 190240.8708 | 181019.975 | 172728.9866 | 164817.7419 | 157689.5848 | 150046.4452 | 189174.1295 | 180509.6694 | 172702.8559 | 173391.6192 | 193796.0205 | 286702.3117 | 276628.398 | 263220.2944 | 269750.3255 | 316173.347 | 316561.5075 | 326773.2432 | 341372.8627
NEM | Grid Battery | 0.065706 | 0.063262 | 0.060526 | 0.057592 | 0.055607 | 0.053969 | 0.05848 | 0.06243 | 0.1196 | 0.11636 | 0.1128 | 0.1462 | 0.1805 | 0.17348 | 0.18841 | 0.19429 | 23944.2429 | 22847.5605 | 36577.9535 | 34805.0301 | 106380.768 | 101508.3724 | 97118.2647 | 107361.28 | 102443.9711 | 123444.5053 | 118105.6851 | 129388.8588 | 123462.6301
NEM | Pumped Hydro | 0 | 0 | 0.09342 | 0.098841 | 0.096516 | 0.094873 | 0.093914 | 0.095878 | 241736.0055 | 230664.1322 | 220688.2052 | 209991.5555 | 200373.6775 | 191196.2588 | 182927.2775 | 174060.8452 | 250176.0559 | 238717.6114 | 234631.3362 | 223258.8168 | 228782.9276 | 268675.8559 | 257055.9659 | 270433.4889 | 258047.2239 | 274788.5034 | 262904.2497 | 279584.0332 | 266778.6589
NEM | VPP | 0 | 0 | 0 | 0 | 0 | 0 | 0 | 0 | 0 | 0 | 0 | 0 | 0 | 0 | 0 | 0 | 0 | 0 | 0 | 0 | 0 | 0 | 0 | 0 | 0 | 0 | 0 | 0 | 0
Total excluding storage |  | 0.44672 | 90911.476 | 173256.6125 | 274631.2979 | 370083.0217 | 434234.5974 | 557191.678 | 661427.4432 | 1087807.8678 | 1037984.6185 | 993093.1113 | 1002335.8824 | 983970.4497 | 938903.3605 | 978620.9049 | 1019992.9341 | 1250181.8075 | 1246947.09 | 1270369.0775 | 1230565.9353 | 1281940.4437 | 1432347.3225 | 1410645.6976 | 1393504.5495 | 1421783.9482 | 1524552.1495 | 1494388.5483 | 1495318.695 | 1454407.0521
Region | Technology | 2021-22 | 2022-23 | 2023-24 | 2024-25 | 2025-26 | 2026-27 | 2027-28 | 2028-29 | 2029-30 | 2030-31 | 2031-32 | 2032-33 | 2033-34 | 2034-35 | 2035-36 | 2036-37 | 2037-38 | 2038-39 | 2039-40 | 2040-41 | 2041-42 | 2042-43 | 2043-44 | 2044-45 | 2045-46 | 2046-47 | 2047-48 | 2048-49 | 2049-50
NSW1 | Black Coal | 0 | 0 | 0 | 0 | 0 | 0 | 0 | 0 | 0 | 0 | 0 | 0 | 0 | 0 | 0 | 0 | 0 | 0 | 0 | 0 | 0 | 0 | 0 | 0 | 0 | 0 | 0 | 0 | 0
NSW1 | Brown Coal | 0 | 0 | 0 | 0 | 0 | 0 | 0 | 0 | 0 | 0 | 0 | 0 | 0 | 0 | 0 | 0 | 0 | 0 | 0 | 0 | 0 | 0 | 0 | 0 | 0 | 0 | 0 | 0 | 0
NSW1 | CCGT | 0.0022934 | 0.002262 | 0.002361 | 0.0025215 | 0.002406 | 0.0022958 | 0.0021965 | 0.002221 | 0.0021348 | 0.0020859 | 0.0020858 | 0.003452 | 0.0033023 | 0.0032097 | 0.0033949 | 0.0032437 | 0.0080246 | 0.0076755 | 0.0084919 | 0.0080803 | 0.0103 | 0.0098654 | 0.0094674 | 0.0090085 | 0.0085959 | 0.011005 | 0.010539 | 0.011875 | 0.011246
NSW1 | Gas - Steam | 0 | 0 | 0 | 0 | 0 | 0 | 0 | 0 | 0 | 0 | 0 | 0 | 0 | 0 | 0 | 0 | 0 | 0 | 0 | 0 | 0 | 0 | 0 | 0 | 0 | 0 | 0 | 0 | 0
NSW1 | OCGT / Diesel | 0.0062313 | 0.0062279 | 0.0061421 | 0.005853 | 0.0055849 | 0.0053291 | 0.0050986 | 0.0048785 | 0.0047563 | 0.0047487 | 0.0047729 | 0.0063348 | 0.0060652 | 0.0058089 | 0.0060676 | 0.0057983 | 0.032262 | 0.030801 | 27857.3764 | 26507.1366 | 25293.0694 | 24134.6082 | 25062.8307 | 46118.4359 | 44006.1411 | 41990.5907 | 40174.5509 | 54186.0846 | 51704.2793
NSW1 | Hydro | 0 | 0 | 0 | 0 | 0 | 0 | 0 | 0 | 0 | 0 | 0 | 0 | 0 | 0 | 0 | 0 | 0 | 0 | 0 | 0 | 0 | 0 | 0 | 0 | 0 | 0 | 0 | 0 | 0
NSW1 | Wind | 0.064536 | 90911.0817 | 173256.1803 | 247543.1983 | 314926.7647 | 379367.2435 | 438048.0017 | 471631.1995 | 644981.0419 | 615439.9253 | 588822.9283 | 560282.8345 | 534621.0251 | 510134.5659 | 492782.8705 | 480775.2364 | 464175.6396 | 459074.181 | 482034.7719 | 469866.3588 | 495101.3255 | 501117.1518 | 479444.4699 | 456205.9212 | 447406.8687 | 426914.9602 | 401902.6188 | 367555.2077 | 325131.3209
NSW1 | Solar PV | 0.0081513 | 0.018895 | 0.019396 | 0.022442 | 0.035144 | 0.039355 | 0.91473 | 10384.4767 | 208384.7329 | 198840.3939 | 190240.7988 | 181019.8769 | 172728.8902 | 164817.6433 | 157689.4892 | 150046.3208 | 164585.3525 | 157047.0922 | 150255.0045 | 142972.1836 | 136423.8394 | 182523.5438 | 174629.632 | 166165.3792 | 158554.7516 | 182580.4828 | 175845.9372 | 191596.4808 | 189684.8461
NSW1 | Grid Battery | 0.021341 | 0.020792 | 0.019893 | 0.018929 | 0.018062 | 0.017313 | 0.019154 | 0.019623 | 0.062934 | 0.060272 | 0.057827 | 0.062532 | 0.05972 | 0.057071 | 0.058792 | 0.056092 | 0.21202 | 0.20238 | 5384.2102 | 5123.239 | 29506.5454 | 28155.1006 | 26937.4285 | 29352.7804 | 28008.3791 | 26725.5582 | 25569.7108 | 24330.3534 | 23215.9691
NSW1 | Pumped Hydro | 0 | 0 | 0.025642 | 0.028706 | 0.027391 | 0.026291 | 0.026281 | 0.026886 | 241735.9377 | 230664.0635 | 220688.1354 | 209991.4475 | 200373.5186 | 191196.1055 | 182927.1198 | 174060.69 | 166088.5058 | 158481.3986 | 151627.28 | 144277.9452 | 137669.8076 | 131364.3203 | 125682.9799 | 119591.1875 | 114113.7286 | 108887.1458 | 104177.9148 | 99128.4385 | 94588.2047
NSW1 | VPP | 0 | 0 | 0 | 0 | 0 | 0 | 0 | 0 | 0 | 0 | 0 | 0 | 0 | 0 | 0 | 0 | 0 | 0 | 0 | 0 | 0 | 0 | 0 | 0 | 0 | 0 | 0 | 0 | 0
Total excluding storage |  | 0.081212 | 90911.1091 | 173256.2082 | 247543.2291 | 314926.8079 | 379367.2905 | 438048.9238 | 482015.6833 | 853365.7817 | 814280.3261 | 779063.734 | 741302.7212 | 707349.9247 | 674952.2182 | 650472.3691 | 630821.5662 | 628761.0323 | 616121.3117 | 660147.1613 | 639345.6872 | 656818.2446 | 707775.3136 | 679136.9421 | 668489.7453 | 649967.77 | 651486.0448 | 617923.1174 | 613337.7851 | 566520.4575
Region | Technology | 2021-22 | 2022-23 | 2023-24 | 2024-25 | 2025-26 | 2026-27 | 2027-28 | 2028-29 | 2029-30 | 2030-31 | 2031-32 | 2032-33 | 2033-34 | 2034-35 | 2035-36 | 2036-37 | 2037-38 | 2038-39 | 2039-40 | 2040-41 | 2041-42 | 2042-43 | 2043-44 | 2044-45 | 2045-46 | 2046-47 | 2047-48 | 2048-49 | 2049-50
QLD1 | Black Coal | 0 | 0 | 0 | 0 | 0 | 0 | 0 | 0 | 0 | 0 | 0 | 0 | 0 | 0 | 0 | 0 | 0 | 0 | 0 | 0 | 0 | 0 | 0 | 0 | 0 | 0 | 0 | 0 | 0
QLD1 | Brown Coal | 0 | 0 | 0 | 0 | 0 | 0 | 0 | 0 | 0 | 0 | 0 | 0 | 0 | 0 | 0 | 0 | 0 | 0 | 0 | 0 | 0 | 0 | 0 | 0 | 0 | 0 | 0 | 0 | 0
QLD1 | CCGT | 0.0025181 | 0.0024829 | 0.0025476 | 0.0028347 | 0.0027048 | 0.002581 | 0.0024693 | 0.0026272 | 0.0025159 | 0.0024601 | 0.0025271 | 0.0035296 | 0.0034954 | 0.003343 | 0.0032473 | 0.0033225 | 0.0053919 | 0.0051519 | 0.0063682 | 0.0060595 | 0.0074501 | 0.0083125 | 0.007953 | 0.0075675 | 0.0090212 | 0.0079391 | 0.0075709 | 0.0071508 | 0.0067025
QLD1 | Gas - Steam | 0 | 0 | 0 | 0 | 0 | 0 | 0 | 0 | 0 | 0 | 0 | 0 | 0 | 0 | 0 | 0 | 0 | 0 | 0 | 0 | 0 | 0 | 0 | 0 | 0 | 0 | 0 | 0 | 0
QLD1 | OCGT / Diesel | 0.0063164 | 0.0062407 | 0.0060038 | 0.0057128 | 0.0054512 | 0.0052015 | 0.0049929 | 0.0049639 | 0.0048885 | 0.0049002 | 0.0049583 | 0.0057582 | 0.0055319 | 0.0053281 | 0.0053159 | 0.0054508 | 0.0069716 | 0.0066694 | 0.019432 | 0.018503 | 0.017711 | 0.028267 | 0.027057 | 0.025998 | 11858.4264 | 44472.6709 | 42549.2842 | 42315.298 | 43887.3027
QLD1 | Hydro | 0 | 0 | 0 | 0 | 0 | 0 | 0 | 0 | 0 | 0 | 0 | 0 | 0 | 0 | 0 | 0 | 0 | 0 | 0 | 0 | 0 | 0 | 0 | 0 | 0 | 0 | 0 | 0 | 0
QLD1 | Wind | 0.12548 | 0.12336 | 0.12408 | 27087.7848 | 55155.9428 | 54867.0471 | 119142.4777 | 179411.458 | 234441.7749 | 223703.9837 | 214029.0699 | 203655.1373 | 194327.4243 | 185427.0088 | 187760.8008 | 215291.5754 | 287255.863 | 274099.106 | 262244.667 | 251049.7214 | 253281.8132 | 307311.9399 | 294021.0927 | 302774.2105 | 298435.2054 | 309362.7321 | 295983.1848 | 281636.9549 | 276823.4173
QLD1 | Solar PV | 0.012088 | 0.017027 | 0.018413 | 0.019728 | 0.018852 | 0.018463 | 0.025772 | 0.025396 | 0.041467 | 0.039617 | 0.037991 | 0.036246 | 0.034745 | 0.033164 | 0.031817 | 0.03043 | 24588.331 | 23462.1481 | 22447.44 | 25898.2225 | 37271.3203 | 78648.4595 | 75247.0135 | 71599.8131 | 71506.9317 | 95722.024 | 91582.166 | 87143.2017 | 100889.5567
QLD1 | Grid Battery | 0.01085 | 0.010353 | 0.0099051 | 0.009425 | 0.009322 | 0.0089365 | 0.010186 | 0.012265 | 0.014806 | 0.014979 | 0.014656 | 0.02402 | 0.063683 | 0.060886 | 0.058558 | 0.055804 | 23071.1849 | 22014.4894 | 21062.3907 | 20041.5022 | 37814.4387 | 36082.4856 | 34521.9638 | 44078.0024 | 42059.1625 | 65825.4069 | 62978.5409 | 59925.9864 | 57181.2836
QLD1 | Pumped Hydro | 0 | 0 | 0.012934 | 0.01511 | 0.014653 | 0.014559 | 0.014545 | 0.015872 | 0.01532 | 0.015476 | 0.015527 | 0.031182 | 0.084856 | 0.081078 | 0.077975 | 0.074359 | 66085.6437 | 63058.8204 | 60331.6063 | 57407.3491 | 63055.0864 | 110538.6023 | 105757.9478 | 100683.0859 | 96071.6469 | 120231.6538 | 115031.7871 | 109456.2263 | 104442.9649
QLD1 | VPP | 0 | 0 | 0 | 0 | 0 | 0 | 0 | 0 | 0 | 0 | 0 | 0 | 0 | 0 | 0 | 0 | 0 | 0 | 0 | 0 | 0 | 0 | 0 | 0 | 0 | 0 | 0 | 0 | 0
Total excluding storage |  | 0.1464 | 0.14911 | 0.15104 | 27087.8131 | 55155.9699 | 54867.0733 | 119142.5109 | 179411.491 | 234441.8238 | 223704.0307 | 214029.1153 | 203655.1828 | 194327.4681 | 185427.0506 | 187760.8411 | 215291.6146 | 311844.2064 | 297561.2659 | 284692.1328 | 276947.9684 | 290553.1587 | 385960.436 | 369268.1411 | 374374.0572 | 381800.5725 | 449557.435 | 430114.6426 | 411095.4618 | 421600.2834
Region | Technology | 2021-22 | 2022-23 | 2023-24 | 2024-25 | 2025-26 | 2026-27 | 2027-28 | 2028-29 | 2029-30 | 2030-31 | 2031-32 | 2032-33 | 2033-34 | 2034-35 | 2035-36 | 2036-37 | 2037-38 | 2038-39 | 2039-40 | 2040-41 | 2041-42 | 2042-43 | 2043-44 | 2044-45 | 2045-46 | 2046-47 | 2047-48 | 2048-49 | 2049-50
VIC1 | Black Coal | 0 | 0 | 0 | 0 | 0 | 0 | 0 | 0 | 0 | 0 | 0 | 0 | 0 | 0 | 0 | 0 | 0 | 0 | 0 | 0 | 0 | 0 | 0 | 0 | 0 | 0 | 0 | 0 | 0
VIC1 | Brown Coal | 0 | 0 | 0 | 0 | 0 | 0 | 0 | 0 | 0 | 0 | 0 | 0 | 0 | 0 | 0 | 0 | 0 | 0 | 0 | 0 | 0 | 0 | 0 | 0 | 0 | 0 | 0 | 0 | 0
VIC1 | CCGT | 0.0021605 | 0.0020616 | 0.0020866 | 0.002228 | 0.002126 | 0.0020286 | 0.0020745 | 0.0021439 | 0.0020457 | 0.0019888 | 0.0019689 | 0.0031287 | 0.0029854 | 0.0028569 | 0.0027428 | 0.0026173 | 0.0040354 | 0.0038577 | 0.0050718 | 0.004826 | 0.004732 | 0.0045305 | 0.0043432 | 0.0041327 | 0.003968 | 0.0034699 | 0.0033357 | 0.0126 | 0.011957
VIC1 | Gas - Steam | 0 | 0 | 0 | 0 | 0 | 0 | 0 | 0 | 0 | 0 | 0 | 0 | 0 | 0 | 0 | 0 | 0 | 0 | 0 | 0 | 0 | 0 | 0 | 0 | 0 | 0 | 0 | 0 | 0
VIC1 | OCGT / Diesel | 0.0062643 | 0.0060956 | 0.0058416 | 0.0055584 | 0.0053038 | 0.0050609 | 0.0048583 | 0.0047613 | 0.0047301 | 0.0047312 | 0.0047525 | 0.0062484 | 0.0059815 | 0.0057272 | 0.0058562 | 0.0055946 | 0.0092531 | 0.0088507 | 0.015365 | 0.014641 | 0.017896 | 0.017087 | 0.016392 | 0.019041 | 0.018182 | 0.015424 | 0.014746 | 10957.2363 | 10455.3783
VIC1 | Hydro | 0 | 0 | 0 | 0 | 0 | 0 | 0 | 0 | 0 | 0 | 0 | 0 | 0 | 0 | 0 | 0 | 0 | 0 | 0 | 0 | 0 | 0 | 0 | 0 | 0 | 0 | 0 | 0 | 0
VIC1 | Wind | 0.043651 | 0.042923 | 0.043775 | 0.050657 | 0.048337 | 0.046189 | 0.047764 | 0.051726 | 0.050194 | 0.049851 | 0.050817 | 18305.8634 | 45010.5004 | 42949.0155 | 41091.6394 | 70690.3156 | 173592.1097 | 182707.5211 | 174805.7738 | 166332.9995 | 175361.3771 | 180345.7421 | 208493.9573 | 198388.3095 | 228336.6682 | 252656.2278 | 265021.8557 | 274086.3313 | 273535.9843
VIC1 | Solar PV | 0.0034597 | 0.003896 | 0.0040309 | 0.0067531 | 0.0064614 | 0.0062414 | 0.0069889 | 0.0071849 | 0.0071967 | 0.0075712 | 0.0082279 | 0.014493 | 0.014529 | 0.014823 | 0.014695 | 0.017023 | 0.070475 | 0.067448 | 0.065284 | 0.33619 | 15634.1628 | 14918.0966 | 14272.908 | 13581.1039 | 24477.7709 | 23356.6537 | 35246.9389 | 33538.6048 | 36967.3682
VIC1 | Grid Battery | 0.011111 | 0.010703 | 0.01024 | 0.0097435 | 0.009452 | 0.0094025 | 0.0099246 | 0.010244 | 0.014432 | 0.014134 | 0.013719 | 0.022362 | 0.021387 | 0.020487 | 0.024753 | 0.023708 | 0.048523 | 0.046391 | 0.20076 | 0.19112 | 12529.374 | 11955.5096 | 11438.449 | 10884.0308 | 10385.5256 | 9909.8527 | 9481.2638 | 26029.4346 | 24837.2452
VIC1 | Pumped Hydro | 0 | 0 | 0.014785 | 0.015807 | 0.015256 | 0.015407 | 0.014846 | 0.015196 | 0.014806 | 0.01523 | 0.015184 | 0.031575 | 0.030208 | 0.028876 | 0.031291 | 0.030081 | 18001.8441 | 17177.3323 | 22672.3867 | 21573.4621 | 28057.9674 | 26772.8699 | 25614.9772 | 50159.1486 | 47861.7833 | 45669.6407 | 43694.4869 | 70999.3074 | 67747.4307
VIC1 | VPP | 0 | 0 | 0 | 0 | 0 | 0 | 0 | 0 | 0 | 0 | 0 | 0 | 0 | 0 | 0 | 0 | 0 | 0 | 0 | 0 | 0 | 0 | 0 | 0 | 0 | 0 | 0 | 0 | 0
Total excluding storage |  | 0.055536 | 0.054976 | 0.055734 | 0.065197 | 0.062228 | 0.05952 | 0.061686 | 0.065816 | 0.064166 | 0.064142 | 0.065766 | 18305.8873 | 45010.5238 | 42949.0389 | 41091.6627 | 70690.3408 | 173592.1935 | 182707.6012 | 174805.8595 | 166333.3551 | 190995.5626 | 195263.8603 | 222766.886 | 211969.4365 | 252814.4612 | 276012.9003 | 300268.8127 | 318582.185 | 320958.7429
Region | Technology | 2021-22 | 2022-23 | 2023-24 | 2024-25 | 2025-26 | 2026-27 | 2027-28 | 2028-29 | 2029-30 | 2030-31 | 2031-32 | 2032-33 | 2033-34 | 2034-35 | 2035-36 | 2036-37 | 2037-38 | 2038-39 | 2039-40 | 2040-41 | 2041-42 | 2042-43 | 2043-44 | 2044-45 | 2045-46 | 2046-47 | 2047-48 | 2048-49 | 2049-50
SA1 | Black Coal | 0 | 0 | 0 | 0 | 0 | 0 | 0 | 0 | 0 | 0 | 0 | 0 | 0 | 0 | 0 | 0 | 0 | 0 | 0 | 0 | 0 | 0 | 0 | 0 | 0 | 0 | 0 | 0 | 0
SA1 | Brown Coal | 0 | 0 | 0 | 0 | 0 | 0 | 0 | 0 | 0 | 0 | 0 | 0 | 0 | 0 | 0 | 0 | 0 | 0 | 0 | 0 | 0 | 0 | 0 | 0 | 0 | 0 | 0 | 0 | 0
SA1 | CCGT | 0.0021229 | 0.0020257 | 0.002432 | 0.0023141 | 0.0022081 | 0.002107 | 0.002044 | 0.0021438 | 0.0020628 | 0.0020384 | 0.0020342 | 0.0033871 | 0.0032319 | 0.0031569 | 0.0031403 | 0.0029977 | 0.0050679 | 0.0048358 | 0.0052954 | 0.0050388 | 0.0067031 | 0.0064081 | 0.0063308 | 0.0060239 | 0.0057723 | 0.0048728 | 0.0046685 | 0.0065249 | 0.0062261
SA1 | Gas - Steam | 0 | 0 | 0 | 0 | 0 | 0 | 0 | 0 | 0 | 0 | 0 | 0 | 0 | 0 | 0 | 0 | 0 | 0 | 0 | 0 | 0 | 0 | 0 | 0 | 0 | 0 | 0 | 0 | 0
SA1 | OCGT / Diesel | 0.0062762 | 0.0061455 | 0.0059043 | 0.0056181 | 0.0053608 | 0.0051153 | 0.0049004 | 0.0047828 | 0.0047511 | 0.0047593 | 0.0047847 | 0.0063588 | 0.0060878 | 0.0058303 | 0.0063223 | 0.0060393 | 0.018309 | 0.017486 | 0.07864 | 0.074849 | 2257.5455 | 2154.1465 | 2060.9845 | 7918.9256 | 7556.2268 | 7210.1381 | 6898.3087 | 8163.3722 | 7789.4773
SA1 | Hydro | 0 | 0 | 0 | 0 | 0 | 0 | 0 | 0 | 0 | 0 | 0 | 0 | 0 | 0 | 0 | 0 | 0 | 0 | 0 | 0 | 0 | 0 | 0 | 0 | 0 | 0 | 0 | 0 | 0
SA1 | Wind | 0.0805 | 0.077532 | 0.091981 | 0.088659 | 0.084598 | 0.080866 | 0.080091 | 0.088023 | 0.08475 | 0.085219 | 0.084723 | 39068.7716 | 37279.3633 | 35571.9149 | 82776.8392 | 82708.0324 | 116440.7555 | 131908.415 | 132881.8871 | 126441.1389 | 120649.9629 | 115124.034 | 110145.0883 | 104806.3853 | 101006.564 | 112958.9807 | 113038.8601 | 117980.7556 | 112577.057
SA1 | Solar PV | 0.011613 | 0.015666 | 0.018351 | 0.01863 | 0.017832 | 0.017193 | 0.018706 | 0.019432 | 0.019412 | 0.020249 | 0.022346 | 0.041902 | 0.041859 | 0.045556 | 0.043777 | 0.071483 | 0.3694 | 0.35268 | 0.33755 | 4520.8688 | 4466.6901 | 10612.2043 | 12478.8374 | 11873.9914 | 15210.8648 | 14514.1808 | 13886.4599 | 14494.9509 | 13831.087
SA1 | Grid Battery | 0.0119 | 0.011392 | 0.010899 | 0.010371 | 0.0098957 | 0.0095889 | 0.0102 | 0.010625 | 0.015415 | 0.014878 | 0.014401 | 0.024524 | 0.023456 | 0.022475 | 0.033604 | 0.045377 | 872.784 | 832.8093 | 10131.136 | 9640.0826 | 26530.3962 | 25315.2636 | 24220.4106 | 23046.454 | 21990.8913 | 20983.675 | 20076.1574 | 19103.0711 | 18228.1194
SA1 | Pumped Hydro | 0 | 0 | 0.016263 | 0.015531 | 0.014923 | 0.01453 | 0.01427 | 0.014351 | 0.014278 | 0.014403 | 0.014481 | 0.020476 | 0.019672 | 0.018857 | 0.023067 | 0.023572 | 0.034936 | 0.03346 | 0.03213 | 0.030644 | 0.036235 | 0.034669 | 0.033198 | 0.040045 | 0.038435 | 0.036735 | 0.035208 | 0.033577 | 0.032069
SA1 | VPP | 0 | 0 | 0 | 0 | 0 | 0 | 0 | 0 | 0 | 0 | 0 | 0 | 0 | 0 | 0 | 0 | 0 | 0 | 0 | 0 | 0 | 0 | 0 | 0 | 0 | 0 | 0 | 0 | 0
Total excluding storage |  | 0.10051 | 0.10137 | 0.11867 | 0.11522 | 0.11 | 0.10528 | 0.10574 | 0.11438 | 0.11098 | 0.11227 | 0.11389 | 39068.8232 | 37279.4145 | 35571.9695 | 82776.8925 | 82708.1129 | 116441.1483 | 131908.79 | 132882.3086 | 130962.0876 | 127374.2053 | 127890.3912 | 124684.9165 | 124599.3083 | 123773.6613 | 134683.3045 | 133823.6334 | 140639.0851 | 134197.6275
Region | Technology | 2021-22 | 2022-23 | 2023-24 | 2024-25 | 2025-26 | 2026-27 | 2027-28 | 2028-29 | 2029-30 | 2030-31 | 2031-32 | 2032-33 | 2033-34 | 2034-35 | 2035-36 | 2036-37 | 2037-38 | 2038-39 | 2039-40 | 2040-41 | 2041-42 | 2042-43 | 2043-44 | 2044-45 | 2045-46 | 2046-47 | 2047-48 | 2048-49 | 2049-50
TAS1 | Black Coal | 0 | 0 | 0 | 0 | 0 | 0 | 0 | 0 | 0 | 0 | 0 | 0 | 0 | 0 | 0 | 0 | 0 | 0 | 0 | 0 | 0 | 0 | 0 | 0 | 0 | 0 | 0 | 0 | 0
TAS1 | Brown Coal | 0 | 0 | 0 | 0 | 0 | 0 | 0 | 0 | 0 | 0 | 0 | 0 | 0 | 0 | 0 | 0 | 0 | 0 | 0 | 0 | 0 | 0 | 0 | 0 | 0 | 0 | 0 | 0 | 0
TAS1 | CCGT | 0.0019473 | 0.0018581 | 0.0019081 | 0.0018464 | 0.0017619 | 0.0017434 | 0.0017769 | 0.0017905 | 0.0018044 | 0.0017715 | 0.0017056 | 0.0018776 | 0.0018183 | 0.0018107 | 0.0017847 | 0.0017712 | 0.0017643 | 0.0018644 | 0.0018906 | 0.001799 | 0.0018754 | 0.0017895 | 0.0017121 | 0.0016291 | 0.0015795 | 0.00096368 | 0.0010233 | 0.00094091 | 0.00088828
TAS1 | Gas - Steam | 0 | 0 | 0 | 0 | 0 | 0 | 0 | 0 | 0 | 0 | 0 | 0 | 0 | 0 | 0 | 0 | 0 | 0 | 0 | 0 | 0 | 0 | 0 | 0 | 0 | 0 | 0 | 0 | 0
TAS1 | OCGT / Diesel | 0.0061779 | 0.0060083 | 0.0057569 | 0.0054779 | 0.005227 | 0.0049876 | 0.0047879 | 0.0046765 | 0.004676 | 0.0046775 | 0.0046878 | 0.0050817 | 0.0048801 | 0.0047414 | 0.0047353 | 0.0047127 | 0.0047228 | 0.0047454 | 0.0059592 | 0.0056893 | 0.0055376 | 0.0053017 | 0.0050926 | 0.0049182 | 0.0048611 | 0.0029037 | 0.0029298 | 0.0032966 | 0.0031766
TAS1 | Hydro | 0 | 0 | 0 | 0 | 0 | 0 | 0 | 0 | 0 | 0 | 0 | 0 | 0 | 0 | 0 | 0 | 0 | 0 | 0 | 0 | 0 | 0 | 0 | 0 | 0 | 0 | 0 | 0 | 0
TAS1 | Wind | 0.053438 | 0.051475 | 0.068703 | 0.065418 | 0.062421 | 0.059609 | 0.06677 | 0.079627 | 0.077596 | 0.075605 | 0.07256 | 3.2555 | 3.1066 | 3.0716 | 16519.1277 | 20481.2876 | 19543.2143 | 18648.1057 | 17841.5989 | 16976.8214 | 16199.2573 | 15457.3068 | 14788.7979 | 14071.9888 | 13427.4703 | 12812.4552 | 12258.3329 | 11664.1688 | 11129.9321
TAS1 | Solar PV | 0.0014975 | 0.0021063 | 0.0024864 | 0.0024674 | 0.0023544 | 0.0023543 | 0.0025537 | 0.0026739 | 0.00312 | 0.0033797 | 0.0033645 | 0.0053979 | 0.0052785 | 0.0050416 | 0.005293 | 0.0054466 | 0.0061766 | 0.0089702 | 0.0086047 | 0.0081935 | 0.0078512 | 0.00752 | 0.0071947 | 0.0068515 | 0.0065518 | 0.005807 | 0.0054204 | 0.005042 | 0.0047796
TAS1 | Grid Battery | 0.010504 | 0.010023 | 0.0095892 | 0.0091244 | 0.0088757 | 0.0087283 | 0.0090166 | 0.0096724 | 0.012012 | 0.012098 | 0.012197 | 0.012767 | 0.012254 | 0.012561 | 0.012702 | 0.013309 | 0.01341 | 0.013036 | 0.015873 | 0.015202 | 0.013576 | 0.013008 | 0.01272 | 0.012408 | 0.012484 | 0.012572 | 0.012242 | 0.013391 | 0.012689
TAS1 | Pumped Hydro | 0 | 0 | 0.023796 | 0.023687 | 0.024293 | 0.024086 | 0.023972 | 0.023573 | 0.023455 | 0.023591 | 0.024595 | 0.024774 | 0.024181 | 0.024518 | 0.025375 | 0.027156 | 0.027473 | 0.026659 | 0.031042 | 0.029687 | 0.02998 | 0.02879 | 0.027823 | 0.026837 | 0.026674 | 0.02637 | 0.025647 | 0.027332 | 0.026449
TAS1 | VPP | 0 | 0 | 0 | 0 | 0 | 0 | 0 | 0 | 0 | 0 | 0 | 0 | 0 | 0 | 0 | 0 | 0 | 0 | 0 | 0 | 0 | 0 | 0 | 0 | 0 | 0 | 0 | 0 | 0
Total excluding storage |  | 0.063061 | 0.061448 | 0.078854 | 0.075209 | 0.071765 | 0.068695 | 0.075888 | 0.088768 | 0.087197 | 0.085434 | 0.082318 | 3.2678 | 3.1186 | 3.0832 | 16519.1395 | 20481.2996 | 19543.227 | 18648.1212 | 17841.6154 | 16976.8371 | 16199.2726 | 15457.3214 | 14788.8119 | 14072.0022 | 13427.4833 | 12812.4649 | 12258.3422 | 11664.1781 | 11129.9409

## BaseCase_REHAB Cost
Rehabilition cost by technology ($000s) - Base Case, Central No TRET Sensitivity
REHAB | Real June 2020 dollars discounted to 1 July 2020
Explicitly modelled generation
Region | Technology | 2021-22 | 2022-23 | 2023-24 | 2024-25 | 2025-26 | 2026-27 | 2027-28 | 2028-29 | 2029-30 | 2030-31 | 2031-32 | 2032-33 | 2033-34 | 2034-35 | 2035-36 | 2036-37 | 2037-38 | 2038-39 | 2039-40 | 2040-41 | 2041-42 | 2042-43 | 2043-44 | 2044-45 | 2045-46 | 2046-47 | 2047-48 | 2048-49 | 2049-50
NEM | Black Coal | 0 | 0 | 0 | 122016.2728 | 93955.8494 | 20048.3966 | 4476.0639 | 3.4596e-06 | 22358.189 | 385.2363 | 0.027394 | 0 | 0 | 0 | 0 | 0 | 0 | 0 | 0 | 0 | 0 | 0 | 0 | 0 | 0 | 0 | 0 | 0 | 0
NEM | Brown Coal | 0 | 0 | 0 | 32215.0456 | 8.9135e-05 | 1175.289 | 0 | 0 | 1.5794e-05 | 2.753e-05 | 1.1902e-06 | 0 | 0 | 0 | 0 | 0 | 0 | 0 | 0 | 0 | 0 | 0 | 0 | 0 | 0 | 0 | 0 | 0 | 0
NEM | CCGT | 0 | 0 | 0 | 0 | 0 | 0 | 0 | 0 | 0 | 0 | 0 | 0 | 0 | 0 | 0 | 0 | 0 | 0 | 0 | 0 | 0 | 0 | 0 | 0 | 0 | 0 | 0 | 0 | 0
NEM | Gas - Steam | 0 | 0 | 0 | 0 | 0 | 0 | 0 | 0 | 0 | 0 | 0 | 0 | 0 | 0 | 0 | 0 | 0 | 0 | 0 | 0 | 0 | 0 | 0 | 0 | 0 | 0 | 0 | 0 | 0
NEM | OCGT / Diesel | 0 | 0 | 0 | 0 | 0 | 0 | 0 | 0 | 0 | 0 | 0 | 0 | 0 | 0 | 0 | 0 | 0 | 0 | 0 | 0 | 0 | 0 | 0 | 0 | 0 | 0 | 0 | 0 | 0
NEM | Hydro | 0 | 0 | 0 | 0 | 0 | 0 | 0 | 0 | 0 | 0 | 0 | 0 | 0 | 0 | 0 | 0 | 0 | 0 | 0 | 0 | 0 | 0 | 0 | 0 | 0 | 0 | 0 | 0 | 0
NEM | Wind | 0 | 0 | 0 | 0 | 0 | 0 | 0 | 0 | 0 | 0 | 0 | 0 | 0 | 0 | 0 | 0 | 0 | 0 | 0 | 0 | 0 | 0 | 0 | 0 | 0 | 0 | 0 | 0 | 0
NEM | Solar PV | 0 | 0 | 0 | 0 | 0 | 0 | 0 | 0 | 0 | 0 | 0 | 0 | 0 | 0 | 0 | 0 | 0 | 0 | 0 | 0 | 0 | 0 | 0 | 0 | 0 | 0 | 0 | 0 | 0
NEM | Grid Battery | 0 | 0 | 0 | 0 | 0 | 0 | 0 | 0 | 0 | 0 | 0 | 0 | 0 | 0 | 0 | 0 | 0 | 0 | 0 | 0 | 0 | 0 | 0 | 0 | 0 | 0 | 0 | 0 | 0
NEM | Pumped Hydro | 0 | 0 | 0 | 0 | 0 | 0 | 0 | 0 | 0 | 0 | 0 | 0 | 0 | 0 | 0 | 0 | 0 | 0 | 0 | 0 | 0 | 0 | 0 | 0 | 0 | 0 | 0 | 0 | 0
NEM | VPP | 0 | 0 | 0 | 0 | 0 | 0 | 0 | 0 | 0 | 0 | 0 | 0 | 0 | 0 | 0 | 0 | 0 | 0 | 0 | 0 | 0 | 0 | 0 | 0 | 0 | 0 | 0 | 0 | 0
Total excluding storage |  | 0 | 0 | 0 | 154231.3184 | 93955.8495 | 21223.6856 | 4476.0639 | 3.4596e-06 | 22358.189 | 385.2363 | 0.027395 | 0 | 0 | 0 | 0 | 0 | 0 | 0 | 0 | 0 | 0 | 0 | 0 | 0 | 0 | 0 | 0 | 0 | 0
Region | Technology | 2021-22 | 2022-23 | 2023-24 | 2024-25 | 2025-26 | 2026-27 | 2027-28 | 2028-29 | 2029-30 | 2030-31 | 2031-32 | 2032-33 | 2033-34 | 2034-35 | 2035-36 | 2036-37 | 2037-38 | 2038-39 | 2039-40 | 2040-41 | 2041-42 | 2042-43 | 2043-44 | 2044-45 | 2045-46 | 2046-47 | 2047-48 | 2048-49 | 2049-50
NSW1 | Black Coal | 0 | 0 | 0 | 31094.3874 | 93955.6491 | 10155.0351 | 4476.0634 | 3.4596e-06 | 22358.189 | 385.2363 | 0.027394 | 0 | 0 | 0 | 0 | 0 | 0 | 0 | 0 | 0 | 0 | 0 | 0 | 0 | 0 | 0 | 0 | 0 | 0
NSW1 | Brown Coal | 0 | 0 | 0 | 0 | 0 | 0 | 0 | 0 | 0 | 0 | 0 | 0 | 0 | 0 | 0 | 0 | 0 | 0 | 0 | 0 | 0 | 0 | 0 | 0 | 0 | 0 | 0 | 0 | 0
NSW1 | CCGT | 0 | 0 | 0 | 0 | 0 | 0 | 0 | 0 | 0 | 0 | 0 | 0 | 0 | 0 | 0 | 0 | 0 | 0 | 0 | 0 | 0 | 0 | 0 | 0 | 0 | 0 | 0 | 0 | 0
NSW1 | Gas - Steam | 0 | 0 | 0 | 0 | 0 | 0 | 0 | 0 | 0 | 0 | 0 | 0 | 0 | 0 | 0 | 0 | 0 | 0 | 0 | 0 | 0 | 0 | 0 | 0 | 0 | 0 | 0 | 0 | 0
NSW1 | OCGT / Diesel | 0 | 0 | 0 | 0 | 0 | 0 | 0 | 0 | 0 | 0 | 0 | 0 | 0 | 0 | 0 | 0 | 0 | 0 | 0 | 0 | 0 | 0 | 0 | 0 | 0 | 0 | 0 | 0 | 0
NSW1 | Hydro | 0 | 0 | 0 | 0 | 0 | 0 | 0 | 0 | 0 | 0 | 0 | 0 | 0 | 0 | 0 | 0 | 0 | 0 | 0 | 0 | 0 | 0 | 0 | 0 | 0 | 0 | 0 | 0 | 0
NSW1 | Wind | 0 | 0 | 0 | 0 | 0 | 0 | 0 | 0 | 0 | 0 | 0 | 0 | 0 | 0 | 0 | 0 | 0 | 0 | 0 | 0 | 0 | 0 | 0 | 0 | 0 | 0 | 0 | 0 | 0
NSW1 | Solar PV | 0 | 0 | 0 | 0 | 0 | 0 | 0 | 0 | 0 | 0 | 0 | 0 | 0 | 0 | 0 | 0 | 0 | 0 | 0 | 0 | 0 | 0 | 0 | 0 | 0 | 0 | 0 | 0 | 0
NSW1 | Grid Battery | 0 | 0 | 0 | 0 | 0 | 0 | 0 | 0 | 0 | 0 | 0 | 0 | 0 | 0 | 0 | 0 | 0 | 0 | 0 | 0 | 0 | 0 | 0 | 0 | 0 | 0 | 0 | 0 | 0
NSW1 | Pumped Hydro | 0 | 0 | 0 | 0 | 0 | 0 | 0 | 0 | 0 | 0 | 0 | 0 | 0 | 0 | 0 | 0 | 0 | 0 | 0 | 0 | 0 | 0 | 0 | 0 | 0 | 0 | 0 | 0 | 0
NSW1 | VPP | 0 | 0 | 0 | 0 | 0 | 0 | 0 | 0 | 0 | 0 | 0 | 0 | 0 | 0 | 0 | 0 | 0 | 0 | 0 | 0 | 0 | 0 | 0 | 0 | 0 | 0 | 0 | 0 | 0
Total excluding storage |  | 0 | 0 | 0 | 31094.3874 | 93955.6491 | 10155.0351 | 4476.0634 | 3.4596e-06 | 22358.189 | 385.2363 | 0.027394 | 0 | 0 | 0 | 0 | 0 | 0 | 0 | 0 | 0 | 0 | 0 | 0 | 0 | 0 | 0 | 0 | 0 | 0
Region | Technology | 2021-22 | 2022-23 | 2023-24 | 2024-25 | 2025-26 | 2026-27 | 2027-28 | 2028-29 | 2029-30 | 2030-31 | 2031-32 | 2032-33 | 2033-34 | 2034-35 | 2035-36 | 2036-37 | 2037-38 | 2038-39 | 2039-40 | 2040-41 | 2041-42 | 2042-43 | 2043-44 | 2044-45 | 2045-46 | 2046-47 | 2047-48 | 2048-49 | 2049-50
QLD1 | Black Coal | 0 | 0 | 0 | 90921.8854 | 0.20027 | 9893.3615 | 0.00053271 | 0 | 0 | 0 | 0 | 0 | 0 | 0 | 0 | 0 | 0 | 0 | 0 | 0 | 0 | 0 | 0 | 0 | 0 | 0 | 0 | 0 | 0
QLD1 | Brown Coal | 0 | 0 | 0 | 0 | 0 | 0 | 0 | 0 | 0 | 0 | 0 | 0 | 0 | 0 | 0 | 0 | 0 | 0 | 0 | 0 | 0 | 0 | 0 | 0 | 0 | 0 | 0 | 0 | 0
QLD1 | CCGT | 0 | 0 | 0 | 0 | 0 | 0 | 0 | 0 | 0 | 0 | 0 | 0 | 0 | 0 | 0 | 0 | 0 | 0 | 0 | 0 | 0 | 0 | 0 | 0 | 0 | 0 | 0 | 0 | 0
QLD1 | Gas - Steam | 0 | 0 | 0 | 0 | 0 | 0 | 0 | 0 | 0 | 0 | 0 | 0 | 0 | 0 | 0 | 0 | 0 | 0 | 0 | 0 | 0 | 0 | 0 | 0 | 0 | 0 | 0 | 0 | 0
QLD1 | OCGT / Diesel | 0 | 0 | 0 | 0 | 0 | 0 | 0 | 0 | 0 | 0 | 0 | 0 | 0 | 0 | 0 | 0 | 0 | 0 | 0 | 0 | 0 | 0 | 0 | 0 | 0 | 0 | 0 | 0 | 0
QLD1 | Hydro | 0 | 0 | 0 | 0 | 0 | 0 | 0 | 0 | 0 | 0 | 0 | 0 | 0 | 0 | 0 | 0 | 0 | 0 | 0 | 0 | 0 | 0 | 0 | 0 | 0 | 0 | 0 | 0 | 0
QLD1 | Wind | 0 | 0 | 0 | 0 | 0 | 0 | 0 | 0 | 0 | 0 | 0 | 0 | 0 | 0 | 0 | 0 | 0 | 0 | 0 | 0 | 0 | 0 | 0 | 0 | 0 | 0 | 0 | 0 | 0
QLD1 | Solar PV | 0 | 0 | 0 | 0 | 0 | 0 | 0 | 0 | 0 | 0 | 0 | 0 | 0 | 0 | 0 | 0 | 0 | 0 | 0 | 0 | 0 | 0 | 0 | 0 | 0 | 0 | 0 | 0 | 0
QLD1 | Grid Battery | 0 | 0 | 0 | 0 | 0 | 0 | 0 | 0 | 0 | 0 | 0 | 0 | 0 | 0 | 0 | 0 | 0 | 0 | 0 | 0 | 0 | 0 | 0 | 0 | 0 | 0 | 0 | 0 | 0
QLD1 | Pumped Hydro | 0 | 0 | 0 | 0 | 0 | 0 | 0 | 0 | 0 | 0 | 0 | 0 | 0 | 0 | 0 | 0 | 0 | 0 | 0 | 0 | 0 | 0 | 0 | 0 | 0 | 0 | 0 | 0 | 0
QLD1 | VPP | 0 | 0 | 0 | 0 | 0 | 0 | 0 | 0 | 0 | 0 | 0 | 0 | 0 | 0 | 0 | 0 | 0 | 0 | 0 | 0 | 0 | 0 | 0 | 0 | 0 | 0 | 0 | 0 | 0
Total excluding storage |  | 0 | 0 | 0 | 90921.8854 | 0.20027 | 9893.3615 | 0.00053271 | 0 | 0 | 0 | 0 | 0 | 0 | 0 | 0 | 0 | 0 | 0 | 0 | 0 | 0 | 0 | 0 | 0 | 0 | 0 | 0 | 0 | 0
Region | Technology | 2021-22 | 2022-23 | 2023-24 | 2024-25 | 2025-26 | 2026-27 | 2027-28 | 2028-29 | 2029-30 | 2030-31 | 2031-32 | 2032-33 | 2033-34 | 2034-35 | 2035-36 | 2036-37 | 2037-38 | 2038-39 | 2039-40 | 2040-41 | 2041-42 | 2042-43 | 2043-44 | 2044-45 | 2045-46 | 2046-47 | 2047-48 | 2048-49 | 2049-50
VIC1 | Black Coal | 0 | 0 | 0 | 0 | 0 | 0 | 0 | 0 | 0 | 0 | 0 | 0 | 0 | 0 | 0 | 0 | 0 | 0 | 0 | 0 | 0 | 0 | 0 | 0 | 0 | 0 | 0 | 0 | 0
VIC1 | Brown Coal | 0 | 0 | 0 | 32215.0456 | 8.9135e-05 | 1175.289 | 0 | 0 | 1.5794e-05 | 2.753e-05 | 1.1902e-06 | 0 | 0 | 0 | 0 | 0 | 0 | 0 | 0 | 0 | 0 | 0 | 0 | 0 | 0 | 0 | 0 | 0 | 0
VIC1 | CCGT | 0 | 0 | 0 | 0 | 0 | 0 | 0 | 0 | 0 | 0 | 0 | 0 | 0 | 0 | 0 | 0 | 0 | 0 | 0 | 0 | 0 | 0 | 0 | 0 | 0 | 0 | 0 | 0 | 0
VIC1 | Gas - Steam | 0 | 0 | 0 | 0 | 0 | 0 | 0 | 0 | 0 | 0 | 0 | 0 | 0 | 0 | 0 | 0 | 0 | 0 | 0 | 0 | 0 | 0 | 0 | 0 | 0 | 0 | 0 | 0 | 0
VIC1 | OCGT / Diesel | 0 | 0 | 0 | 0 | 0 | 0 | 0 | 0 | 0 | 0 | 0 | 0 | 0 | 0 | 0 | 0 | 0 | 0 | 0 | 0 | 0 | 0 | 0 | 0 | 0 | 0 | 0 | 0 | 0
VIC1 | Hydro | 0 | 0 | 0 | 0 | 0 | 0 | 0 | 0 | 0 | 0 | 0 | 0 | 0 | 0 | 0 | 0 | 0 | 0 | 0 | 0 | 0 | 0 | 0 | 0 | 0 | 0 | 0 | 0 | 0
VIC1 | Wind | 0 | 0 | 0 | 0 | 0 | 0 | 0 | 0 | 0 | 0 | 0 | 0 | 0 | 0 | 0 | 0 | 0 | 0 | 0 | 0 | 0 | 0 | 0 | 0 | 0 | 0 | 0 | 0 | 0
VIC1 | Solar PV | 0 | 0 | 0 | 0 | 0 | 0 | 0 | 0 | 0 | 0 | 0 | 0 | 0 | 0 | 0 | 0 | 0 | 0 | 0 | 0 | 0 | 0 | 0 | 0 | 0 | 0 | 0 | 0 | 0
VIC1 | Grid Battery | 0 | 0 | 0 | 0 | 0 | 0 | 0 | 0 | 0 | 0 | 0 | 0 | 0 | 0 | 0 | 0 | 0 | 0 | 0 | 0 | 0 | 0 | 0 | 0 | 0 | 0 | 0 | 0 | 0
VIC1 | Pumped Hydro | 0 | 0 | 0 | 0 | 0 | 0 | 0 | 0 | 0 | 0 | 0 | 0 | 0 | 0 | 0 | 0 | 0 | 0 | 0 | 0 | 0 | 0 | 0 | 0 | 0 | 0 | 0 | 0 | 0
VIC1 | VPP | 0 | 0 | 0 | 0 | 0 | 0 | 0 | 0 | 0 | 0 | 0 | 0 | 0 | 0 | 0 | 0 | 0 | 0 | 0 | 0 | 0 | 0 | 0 | 0 | 0 | 0 | 0 | 0 | 0
Total excluding storage |  | 0 | 0 | 0 | 32215.0456 | 8.9135e-05 | 1175.289 | 0 | 0 | 1.5794e-05 | 2.753e-05 | 1.1902e-06 | 0 | 0 | 0 | 0 | 0 | 0 | 0 | 0 | 0 | 0 | 0 | 0 | 0 | 0 | 0 | 0 | 0 | 0
Region | Technology | 2021-22 | 2022-23 | 2023-24 | 2024-25 | 2025-26 | 2026-27 | 2027-28 | 2028-29 | 2029-30 | 2030-31 | 2031-32 | 2032-33 | 2033-34 | 2034-35 | 2035-36 | 2036-37 | 2037-38 | 2038-39 | 2039-40 | 2040-41 | 2041-42 | 2042-43 | 2043-44 | 2044-45 | 2045-46 | 2046-47 | 2047-48 | 2048-49 | 2049-50
SA1 | Black Coal | 0 | 0 | 0 | 0 | 0 | 0 | 0 | 0 | 0 | 0 | 0 | 0 | 0 | 0 | 0 | 0 | 0 | 0 | 0 | 0 | 0 | 0 | 0 | 0 | 0 | 0 | 0 | 0 | 0
SA1 | Brown Coal | 0 | 0 | 0 | 0 | 0 | 0 | 0 | 0 | 0 | 0 | 0 | 0 | 0 | 0 | 0 | 0 | 0 | 0 | 0 | 0 | 0 | 0 | 0 | 0 | 0 | 0 | 0 | 0 | 0
SA1 | CCGT | 0 | 0 | 0 | 0 | 0 | 0 | 0 | 0 | 0 | 0 | 0 | 0 | 0 | 0 | 0 | 0 | 0 | 0 | 0 | 0 | 0 | 0 | 0 | 0 | 0 | 0 | 0 | 0 | 0
SA1 | Gas - Steam | 0 | 0 | 0 | 0 | 0 | 0 | 0 | 0 | 0 | 0 | 0 | 0 | 0 | 0 | 0 | 0 | 0 | 0 | 0 | 0 | 0 | 0 | 0 | 0 | 0 | 0 | 0 | 0 | 0
SA1 | OCGT / Diesel | 0 | 0 | 0 | 0 | 0 | 0 | 0 | 0 | 0 | 0 | 0 | 0 | 0 | 0 | 0 | 0 | 0 | 0 | 0 | 0 | 0 | 0 | 0 | 0 | 0 | 0 | 0 | 0 | 0
SA1 | Hydro | 0 | 0 | 0 | 0 | 0 | 0 | 0 | 0 | 0 | 0 | 0 | 0 | 0 | 0 | 0 | 0 | 0 | 0 | 0 | 0 | 0 | 0 | 0 | 0 | 0 | 0 | 0 | 0 | 0
SA1 | Wind | 0 | 0 | 0 | 0 | 0 | 0 | 0 | 0 | 0 | 0 | 0 | 0 | 0 | 0 | 0 | 0 | 0 | 0 | 0 | 0 | 0 | 0 | 0 | 0 | 0 | 0 | 0 | 0 | 0
SA1 | Solar PV | 0 | 0 | 0 | 0 | 0 | 0 | 0 | 0 | 0 | 0 | 0 | 0 | 0 | 0 | 0 | 0 | 0 | 0 | 0 | 0 | 0 | 0 | 0 | 0 | 0 | 0 | 0 | 0 | 0
SA1 | Grid Battery | 0 | 0 | 0 | 0 | 0 | 0 | 0 | 0 | 0 | 0 | 0 | 0 | 0 | 0 | 0 | 0 | 0 | 0 | 0 | 0 | 0 | 0 | 0 | 0 | 0 | 0 | 0 | 0 | 0
SA1 | Pumped Hydro | 0 | 0 | 0 | 0 | 0 | 0 | 0 | 0 | 0 | 0 | 0 | 0 | 0 | 0 | 0 | 0 | 0 | 0 | 0 | 0 | 0 | 0 | 0 | 0 | 0 | 0 | 0 | 0 | 0
SA1 | VPP | 0 | 0 | 0 | 0 | 0 | 0 | 0 | 0 | 0 | 0 | 0 | 0 | 0 | 0 | 0 | 0 | 0 | 0 | 0 | 0 | 0 | 0 | 0 | 0 | 0 | 0 | 0 | 0 | 0
Total excluding storage |  | 0 | 0 | 0 | 0 | 0 | 0 | 0 | 0 | 0 | 0 | 0 | 0 | 0 | 0 | 0 | 0 | 0 | 0 | 0 | 0 | 0 | 0 | 0 | 0 | 0 | 0 | 0 | 0 | 0
Region | Technology | 2021-22 | 2022-23 | 2023-24 | 2024-25 | 2025-26 | 2026-27 | 2027-28 | 2028-29 | 2029-30 | 2030-31 | 2031-32 | 2032-33 | 2033-34 | 2034-35 | 2035-36 | 2036-37 | 2037-38 | 2038-39 | 2039-40 | 2040-41 | 2041-42 | 2042-43 | 2043-44 | 2044-45 | 2045-46 | 2046-47 | 2047-48 | 2048-49 | 2049-50
TAS1 | Black Coal | 0 | 0 | 0 | 0 | 0 | 0 | 0 | 0 | 0 | 0 | 0 | 0 | 0 | 0 | 0 | 0 | 0 | 0 | 0 | 0 | 0 | 0 | 0 | 0 | 0 | 0 | 0 | 0 | 0
TAS1 | Brown Coal | 0 | 0 | 0 | 0 | 0 | 0 | 0 | 0 | 0 | 0 | 0 | 0 | 0 | 0 | 0 | 0 | 0 | 0 | 0 | 0 | 0 | 0 | 0 | 0 | 0 | 0 | 0 | 0 | 0
TAS1 | CCGT | 0 | 0 | 0 | 0 | 0 | 0 | 0 | 0 | 0 | 0 | 0 | 0 | 0 | 0 | 0 | 0 | 0 | 0 | 0 | 0 | 0 | 0 | 0 | 0 | 0 | 0 | 0 | 0 | 0
TAS1 | Gas - Steam | 0 | 0 | 0 | 0 | 0 | 0 | 0 | 0 | 0 | 0 | 0 | 0 | 0 | 0 | 0 | 0 | 0 | 0 | 0 | 0 | 0 | 0 | 0 | 0 | 0 | 0 | 0 | 0 | 0
TAS1 | OCGT / Diesel | 0 | 0 | 0 | 0 | 0 | 0 | 0 | 0 | 0 | 0 | 0 | 0 | 0 | 0 | 0 | 0 | 0 | 0 | 0 | 0 | 0 | 0 | 0 | 0 | 0 | 0 | 0 | 0 | 0
TAS1 | Hydro | 0 | 0 | 0 | 0 | 0 | 0 | 0 | 0 | 0 | 0 | 0 | 0 | 0 | 0 | 0 | 0 | 0 | 0 | 0 | 0 | 0 | 0 | 0 | 0 | 0 | 0 | 0 | 0 | 0
TAS1 | Wind | 0 | 0 | 0 | 0 | 0 | 0 | 0 | 0 | 0 | 0 | 0 | 0 | 0 | 0 | 0 | 0 | 0 | 0 | 0 | 0 | 0 | 0 | 0 | 0 | 0 | 0 | 0 | 0 | 0
TAS1 | Solar PV | 0 | 0 | 0 | 0 | 0 | 0 | 0 | 0 | 0 | 0 | 0 | 0 | 0 | 0 | 0 | 0 | 0 | 0 | 0 | 0 | 0 | 0 | 0 | 0 | 0 | 0 | 0 | 0 | 0
TAS1 | Grid Battery | 0 | 0 | 0 | 0 | 0 | 0 | 0 | 0 | 0 | 0 | 0 | 0 | 0 | 0 | 0 | 0 | 0 | 0 | 0 | 0 | 0 | 0 | 0 | 0 | 0 | 0 | 0 | 0 | 0
TAS1 | Pumped Hydro | 0 | 0 | 0 | 0 | 0 | 0 | 0 | 0 | 0 | 0 | 0 | 0 | 0 | 0 | 0 | 0 | 0 | 0 | 0 | 0 | 0 | 0 | 0 | 0 | 0 | 0 | 0 | 0 | 0
TAS1 | VPP | 0 | 0 | 0 | 0 | 0 | 0 | 0 | 0 | 0 | 0 | 0 | 0 | 0 | 0 | 0 | 0 | 0 | 0 | 0 | 0 | 0 | 0 | 0 | 0 | 0 | 0 | 0 | 0 | 0
Total excluding storage |  | 0 | 0 | 0 | 0 | 0 | 0 | 0 | 0 | 0 | 0 | 0 | 0 | 0 | 0 | 0 | 0 | 0 | 0 | 0 | 0 | 0 | 0 | 0 | 0 | 0 | 0 | 0 | 0 | 0

## BaseCase_REZ Tx Cost
REZ transmission expansion cost by region ($000s) - Base Case, Central No TRET Sensitivity
REZ Expansion | Real June 2020 dollars discounted to 1 July 2020. As with the total capital costs, the REZ transmission expansion costs are annualised for modelling purposes.
Explicitly modelled generation
Region | Technology | 2021-22 | 2022-23 | 2023-24 | 2024-25 | 2025-26 | 2026-27 | 2027-28 | 2028-29 | 2029-30 | 2030-31 | 2031-32 | 2032-33 | 2033-34 | 2034-35 | 2035-36 | 2036-37 | 2037-38 | 2038-39 | 2039-40 | 2040-41 | 2041-42 | 2042-43 | 2043-44 | 2044-45 | 2045-46 | 2046-47 | 2047-48 | 2048-49 | 2049-50
NSW1 | Transmission | 0.0060902 | 4278.3376 | 14086.7003 | 23132.3862 | 31180.0382 | 38916.6826 | 46001.9604 | 52115.6309 | 115199.937 | 109923.604 | 105169.5474 | 100072.0069 | 95488.5562 | 91115.0345 | 87696.6846 | 84777.3638 | 85117.1259 | 83052.7395 | 88037.5873 | 85061.9269 | 89565.1119 | 97634.1018 | 93411.5507 | 88883.9172 | 86904.7214 | 91604.8658 | 89653.2378 | 96651.3942 | 95362.354
QLD1 | Transmission | 0.006082 | 0.0064 | 0.0068357 | 0.0077197 | 0.0074304 | 0.0073607 | 0.012581 | 0.020309 | 0.027325 | 0.026124 | 0.025051 | 0.024079 | 0.02373 | 0.040533 | 2394.4123 | 2278.3561 | 31056.0514 | 29633.637 | 28352.0198 | 27667.9258 | 30243.9447 | 44187.094 | 42276.0617 | 60978.2292 | 67508.4758 | 97510.1705 | 93292.9792 | 88771.0929 | 100095.4045
VIC1 | Transmission | 0.0012009 | 0.0011622 | 0.0011119 | 0.001058 | 0.0010112 | 0.00096492 | 0.00092512 | 0.00088028 | 0.00084575 | 0.00080962 | 0.00077914 | 0.00074877 | 0.00072062 | 0.00069595 | 0.00068071 | 0.00066993 | 5649.3194 | 6631.3084 | 6344.5127 | 6036.9958 | 5760.4922 | 5496.6529 | 7964.1572 | 7578.1366 | 7433.9126 | 11416.7091 | 11851.9849 | 13939.8478 | 17093.6504
SA1 | Transmission | 0.0061501 | 0.0062474 | 0.0070105 | 0.0067734 | 0.0064718 | 0.0062208 | 0.0062788 | 0.0074475 | 0.0072954 | 0.0072918 | 0.0072536 | 0.013817 | 0.013449 | 0.013653 | 1312.5188 | 1248.9396 | 8217.9087 | 10965.2183 | 11500.0712 | 10942.6659 | 10441.4753 | 9963.2422 | 9532.3483 | 9070.3181 | 8970.6288 | 17000.6666 | 17849.9946 | 20334.2912 | 19402.9676
TAS1 | Transmission | 5.1251e-05 | 5.232e-05 | 6.152e-05 | 5.8538e-05 | 5.5857e-05 | 5.513e-05 | 6.0273e-05 | 6.7585e-05 | 7.8143e-05 | 7.6177e-05 | 7.2883e-05 | 8.0631e-05 | 8.5764e-05 | 9.0025e-05 | 9.8781e-05 | 0.00011477 | 0.00013174 | 0.00013305 | 0.00014452 | 0.00015468 | 0.00015241 | 0.00017534 | 0.00016907 | 0.00016818 | 0.00016859 | 0.00018074 | 0.00020158 | 0.00022119 | 0.00022349
NEM | Total | 0.019575 | 4278.3515 | 14086.7154 | 23132.4018 | 31180.0532 | 38916.6972 | 46001.9803 | 52115.6596 | 115199.9726 | 109923.6383 | 105169.5806 | 100072.0456 | 95488.5941 | 91115.0895 | 91403.6165 | 88304.6603 | 130040.4055 | 130282.9033 | 134234.1912 | 129709.5145 | 136011.0243 | 157281.0911 | 153184.1182 | 166510.6013 | 170817.7388 | 217532.4122 | 212648.1967 | 219696.6263 | 231954.3768

## BaseCase_USE+DSP Cost
USE and USE / DSP cost by region ($000s) - Base Case, Central No TRET Sensitivity
USE / DSP | Real June 2020 dollars discounted to 1 July 2020
Explicitly modelled generation
Region | Technology | 2021-22 | 2022-23 | 2023-24 | 2024-25 | 2025-26 | 2026-27 | 2027-28 | 2028-29 | 2029-30 | 2030-31 | 2031-32 | 2032-33 | 2033-34 | 2034-35 | 2035-36 | 2036-37 | 2037-38 | 2038-39 | 2039-40 | 2040-41 | 2041-42 | 2042-43 | 2043-44 | 2044-45 | 2045-46 | 2046-47 | 2047-48 | 2048-49 | 2049-50
NSW1 | USE / DSP | 0.014865 | 0.014833 | 8.9107 | 920.5014 | 0.015087 | 0.01503 | 0.015022 | 8.2977 | 0.014979 | 0.014967 | 0.01501 | 11754.853 | 16.2924 | 0.015616 | 1038.612 | 55.9252 | 26393.557 | 16.878 | 15712.9253 | 1032.2348 | 28685.4568 | 0.016322 | 3058.129 | 16853.0851 | 10100.7136 | 2721.0657 | 102.6634 | 1366.8595 | 0.016425
QLD1 | USE / DSP | 0.014841 | 0.014816 | 0.014879 | 0.015019 | 0.015051 | 0.015021 | 0.015006 | 86.7017 | 0.01498 | 0.014974 | 0.015044 | 744.8302 | 20713.8831 | 465.8467 | 2603.9119 | 1434.4212 | 59763.5762 | 668.8483 | 11618.5312 | 8546.7194 | 5643.017 | 9258.4221 | 7664.7145 | 13055.8534 | 5153.0647 | 66719.441 | 2909.7001 | 5577.3442 | 21958.2785
VIC1 | USE / DSP | 0.01463 | 0.014552 | 0.014667 | 0.014767 | 0.014813 | 0.014727 | 0.014799 | 0.014804 | 0.014735 | 0.014724 | 0.014792 | 1564.4869 | 0.015241 | 0.015347 | 1088.7677 | 0.015293 | 10898.6325 | 0.015599 | 8378.0048 | 247.1027 | 16823.8899 | 0.015833 | 1433.93 | 11231.7635 | 1592.9965 | 1636.0867 | 111.6899 | 1437.6999 | 674.9347
SA1 | USE / DSP | 0.014862 | 0.014739 | 0.015154 | 0.014958 | 0.015025 | 0.014906 | 0.014963 | 0.014984 | 0.014899 | 0.014888 | 0.015 | 1721.6782 | 0.015457 | 0.015545 | 1238.9342 | 1063.4874 | 5904.6648 | 11.1217 | 4874.8103 | 257.3965 | 5932.253 | 0.01594 | 1659.6808 | 4745.4097 | 4471.9306 | 1619.2491 | 51.9454 | 1263.1696 | 0.016155
TAS1 | USE / DSP | 0.012253 | 0.01221 | 0.0123 | 0.012273 | 0.012266 | 0.012278 | 0.012326 | 0.012309 | 0.012325 | 0.012326 | 0.01232 | 93.8736 | 0.012365 | 0.012373 | 0.012397 | 0.012366 | 0.012363 | 0.012415 | 1062.0649 | 0.01232 | 570.1171 | 0.012441 | 0.012239 | 22.6776 | 21.8761 | 0.012251 | 0.012319 | 49.5455 | 0.012054
NEM | Total | 0.071451 | 0.071148 | 8.9677 | 920.5584 | 0.072242 | 0.071961 | 0.072116 | 95.0415 | 0.071917 | 0.071879 | 0.072167 | 15879.7219 | 20730.2186 | 465.9056 | 5970.2382 | 2553.8613 | 102960.4429 | 696.8759 | 41646.3366 | 10083.4658 | 57654.7338 | 9258.4826 | 13816.4666 | 45908.7893 | 21340.5814 | 72695.8548 | 3176.0111 | 9694.6186 | 22633.2578

## BaseCase_SyncCon Cost
Synchronous Condenser cost by region ($000s) - Base Case, Central No TRET Sensitivity
SyncCon | Real June 2020 dollars discounted to 1 July 2020
Explicitly modelled generation
Region | Technology | 2021-22 | 2022-23 | 2023-24 | 2024-25 | 2025-26 | 2026-27 | 2027-28 | 2028-29 | 2029-30 | 2030-31 | 2031-32 | 2032-33 | 2033-34 | 2034-35 | 2035-36 | 2036-37 | 2037-38 | 2038-39 | 2039-40 | 2040-41 | 2041-42 | 2042-43 | 2043-44 | 2044-45 | 2045-46 | 2046-47 | 2047-48 | 2048-49 | 2049-50
NSW1 | SyncCon | 0 | 0 | 0 | 0 | 0 | 0 | 0 | 0 | 0 | 0 | 0 | 0 | 0 | 0 | 0 | 0 | 0 | 0 | 0 | 0 | 0 | 0 | 7.9412e-07 | 7.5563e-07 | 7.2102e-07 | 2.26e-06 | 6.8229e-06 | 1.4732e-05 | 1.4057e-05
QLD1 | SyncCon | 0 | 0 | 0 | 1.4619e-05 | 1.9753e-05 | 2.0334e-05 | 2.0898e-05 | 2.1595e-05 | 2.2544e-05 | 2.317e-05 | 2.3945e-05 | 2.5055e-05 | 2.6795e-05 | 2.8197e-05 | 3.0413e-05 | 3.236e-05 | 3.4903e-05 | 3.6386e-05 | 3.8595e-05 | 3.958e-05 | 4.0918e-05 | 4.1719e-05 | 4.3414e-05 | 4.7054e-05 | 5.0566e-05 | 5.1995e-05 | 5.3747e-05 | 5.5355e-05 | 5.9303e-05
VIC1 | SyncCon | 0 | 0 | 2.5676e-06 | 4249.5032 | 4054.8695 | 3869.1503 | 3726.3547 | 4012.0097 | 3828.2535 | 3894.4034 | 5441.5027 | 5523.4802 | 5270.4964 | 5029.0996 | 4811.5975 | 4578.3806 | 4368.6839 | 4168.5915 | 3988.3052 | 3794.9931 | 3621.1766 | 3455.3212 | 3305.8829 | 3145.6476 | 3001.5722 | 2864.0956 | 2740.2271 | 3179.2877 | 3033.6717
SA1 | SyncCon | 0 | 0 | 0 | 0 | 0 | 0 | 0 | 0 | 0 | 0 | 0 | 0 | 0 | 0 | 0 | 0 | 0 | 0 | 0 | 0 | 0 | 0 | 0 | 0 | 0 | 0 | 0 | 0 | 0
TAS1 | SyncCon | 1321.6542 | 1809.1188 | 1579.9269 | 930.4793 | 801.0463 | 1097.8188 | 1026.2 | 786.8843 | 909.48 | 875.2512 | 809.0812 | 519.7905 | 470.0153 | 493.2041 | 829.5169 | 930.0491 | 856.5135 | 842.9912 | 944.7521 | 816.8198 | 916.0017 | 631.7276 | 681.6201 | 731.977 | 622.6388 | 637.0828 | 585.2472 | 532.7275 | 504.9312
NEM | Total | 1321.6542 | 1809.1188 | 1579.9269 | 5179.9826 | 4855.9158 | 4966.9691 | 4752.5548 | 4798.894 | 4737.7335 | 4769.6546 | 6250.5839 | 6043.2708 | 5740.5117 | 5522.3038 | 5641.1144 | 5508.4297 | 5225.1974 | 5011.5827 | 4933.0573 | 4611.8129 | 4537.1783 | 4087.0489 | 3987.5031 | 3877.6247 | 3624.211 | 3501.1785 | 3325.4744 | 3712.0153 | 3538.6029

## BaseCase_System Strength Cost
System Strength cost by region ($000s) - Base Case, Central No TRET Sensitivity
System Strength | Real June 2020 dollars discounted to 1 July 2020
Explicitly modelled generation
Region | Technology | 2021-22 | 2022-23 | 2023-24 | 2024-25 | 2025-26 | 2026-27 | 2027-28 | 2028-29 | 2029-30 | 2030-31 | 2031-32 | 2032-33 | 2033-34 | 2034-35 | 2035-36 | 2036-37 | 2037-38 | 2038-39 | 2039-40 | 2040-41 | 2041-42 | 2042-43 | 2043-44 | 2044-45 | 2045-46 | 2046-47 | 2047-48 | 2048-49 | 2049-50
NSW1 | System Strength | 0.00044538 | 480.0197 | 1580.4965 | 2595.4031 | 3498.3322 | 4366.3668 | 5161.3197 | 5847.2603 | 14412.4504 | 13752.3382 | 13157.567 | 12519.8231 | 11946.3961 | 11399.2329 | 10983.7581 | 10649.007 | 10990.7685 | 10759.642 | 11256.5963 | 10902.7103 | 11399.7676 | 13273.1221 | 12699.0764 | 12083.5555 | 11780.3709 | 12584.9614 | 12540.4637 | 13173.8077 | 12950.1911
QLD1 | System Strength | 0.0017365 | 0.0017971 | 0.001803 | 549.2114 | 1121.7723 | 1116.2639 | 1280.3252 | 1361.8037 | 2174.7986 | 2075.1896 | 1985.4402 | 1889.2065 | 1802.678 | 1720.1142 | 1872.7813 | 1782.0083 | 2852.4694 | 2721.822 | 2604.1066 | 2512.7409 | 2924.4043 | 4891.3486 | 4679.8041 | 4989.3902 | 5078.4895 | 6261.711 | 5990.8999 | 5700.5226 | 6770.1971
VIC1 | System Strength | 0.00066735 | 0.00066746 | 0.00068241 | 0.00090027 | 0.00086101 | 0.00082556 | 0.00088481 | 0.00096435 | 0.00094046 | 0.00095249 | 0.00099124 | 389.3116 | 963.5641 | 919.4328 | 879.671 | 1554.4837 | 3898.0551 | 4112.0392 | 3934.1989 | 3743.5216 | 4645.9003 | 4433.1111 | 5097.2133 | 4850.1527 | 5259.5721 | 5843.2996 | 6426.7791 | 6632.8493 | 6874.8637
SA1 | System Strength | 0.0013269 | 0.001369 | 0.0016109 | 0.0015664 | 0.0014981 | 0.0014382 | 0.0014754 | 0.0016603 | 0.0016194 | 0.0016438 | 0.0017008 | 769.5439 | 734.2977 | 700.666 | 1746.2792 | 1745.0601 | 2463.8164 | 2827.6225 | 2859.3096 | 2720.7196 | 2602.9499 | 2775.4347 | 2764.9785 | 2630.9607 | 2726.5735 | 2974.1948 | 2966.6714 | 3145.4233 | 3001.3595
TAS1 | System Strength | 0.00064254 | 0.00064012 | 0.00088005 | 0.00084121 | 0.00080355 | 0.00077095 | 0.00086589 | 0.0010273 | 0.0010201 | 0.0010075 | 0.00097206 | 0.041975 | 0.04006 | 0.039614 | 212.9877 | 264.7458 | 252.6201 | 241.0499 | 230.6248 | 219.4465 | 209.3955 | 199.8049 | 191.1636 | 181.8979 | 173.5667 | 165.6171 | 158.4544 | 150.7741 | 143.8684
NEM | Total | 0.0048187 | 480.0242 | 1580.5015 | 3144.6178 | 4620.1077 | 5482.6338 | 6441.6481 | 7209.0676 | 16587.2526 | 15827.5313 | 15143.0109 | 15567.927 | 15446.976 | 14739.4856 | 15695.4774 | 15995.3049 | 20457.7297 | 20662.1755 | 20884.8362 | 20099.1388 | 21782.4176 | 25572.8214 | 25432.2359 | 24735.957 | 25018.5728 | 27829.784 | 28083.2685 | 28803.3771 | 29740.4798

## Marinus_CF
Annual capacity factor by technology - Marinus Link, Central No TRET Sensitivity
Explicitly modelled generation
Region | Technology | 2021-22 | 2022-23 | 2023-24 | 2024-25 | 2025-26 | 2026-27 | 2027-28 | 2028-29 | 2029-30 | 2030-31 | 2031-32 | 2032-33 | 2033-34 | 2034-35 | 2035-36 | 2036-37 | 2037-38 | 2038-39 | 2039-40 | 2040-41 | 2041-42 | 2042-43 | 2043-44 | 2044-45 | 2045-46 | 2046-47 | 2047-48 | 2048-49 | 2049-50
NEM | Black Coal | 56.23% | 51.04% | 55.97% | 65.78% | 70.62% | 69.26% | 64.71% | 71.2% | 67.43% | 65.89% | 62.69% | 65.16% | 71.39% | 67.29% | 65.99% | 69.03% | 71.93% | 73.46% | 70.56% | 65.91% | 64.32% | 70.3% | 64.69% | 64.55% | 63.69% | 62.2% | 60.88% | 60.31% | 54.46%
NEM | Brown Coal | 71.35% | 67.61% | 68.46% | 69.21% | 73.12% | 75.07% | 73.76% | 73.13% | 71.66% | 74.78% | 74% | 71.99% | 73.89% | 73.21% | 75.54% | 71.16% | 67.35% | 69.42% | 61.08% | 65.37% | 71.46% | 69.57% | 66.77% | 68.3% | 65.89% | 66.88% | 68.27% | - | -
NEM | CCGT | 8.417% | 8.417% | 7.572% | 7.761% | 7.041% | 7.092% | 6.869% | 7.775% | 6.942% | 7.085% | 7.396% | 13.8% | 15.05% | 18.84% | 13.07% | 14.3% | 27.24% | 28.51% | 25.76% | 27.73% | 28.41% | 32.69% | 28.21% | 29.19% | 30.77% | 28.26% | 28.34% | 28.26% | 28.26%
NEM | Gas - Steam | 5.784% | 5.9% | 6.034% | 1.395% | 1.314% | 1.383% | 1.319% | 1.375% | 1.277% | 1.293% | 1.286% | 1.391% | 1.327% | 1.414% | 1.877% | 1.668% | 3.649% | 3.595% | 21.79% | 25.94% | 26.74% | 32.81% | 31.79% | 24.61% | 34.04% | - | - | - | -
NEM | OCGT / Diesel | 0.09057% | 0.04108% | 0.2036% | 0.1574% | 0.06237% | 0.1009% | 0.03591% | 0.1227% | 0.01288% | 0.03376% | 0.03744% | 0.5698% | 0.32% | 0.4926% | 0.501% | 0.5722% | 1.951% | 1.53% | 4.615% | 6.313% | 4.165% | 6.048% | 11.23% | 6.122% | 7.442% | 10.99% | 13.92% | 16.48% | 18.54%
NEM | Hydro | 20.32% | 19.67% | 19.21% | 24.35% | 25.82% | 23.68% | 23.36% | 27.9% | 22.48% | 20.95% | 21.44% | 23.87% | 24.84% | 25.87% | 24.14% | 22.78% | 26.31% | 23.5% | 21.61% | 22.38% | 19.69% | 22.67% | 23.68% | 21.77% | 23.01% | 25.98% | 22.95% | 21.63% | 21.67%
NEM | Wind | 34.17% | 35.79% | 32.69% | 33.34% | 35.9% | 37.46% | 38.6% | 35.37% | 33.57% | 34.68% | 36.29% | 34.66% | 33.78% | 35.78% | 37.12% | 38.06% | 36.67% | 36.06% | 36.56% | 37.31% | 35.26% | 32.63% | 35.08% | 36.83% | 37.66% | 36.08% | 35.14% | 34.89% | 34.49%
NEM | Solar PV | 29.56% | 29.16% | 29.66% | 28.44% | 27.85% | 29.48% | 29.88% | 26.4% | 27.5% | 28.8% | 29.3% | 29.3% | 28.26% | 27.54% | 29.38% | 29.47% | 26.16% | 27.4% | 28.7% | 29.08% | 29.13% | 27.72% | 27.04% | 28.62% | 28.47% | 25.27% | 25.97% | 26.67% | 26.99%
NEM | Grid Battery | 9.497% | 5.912% | 5.938% | 6.648% | 6.637% | 6.722% | 6.093% | 5.647% | 5.055% | 5.421% | 5.339% | 5.801% | 5.648% | 5.28% | 5.586% | 5.742% | 10.53% | 10.4% | 10.73% | 10.45% | 12.86% | 14.11% | 13.94% | 14.36% | 14.21% | 13.54% | 13.66% | 13.67% | 13.69%
NEM | Pumped Hydro | 0.7002% | 1.847% | 2.854% | 20.38% | 19.84% | 21.15% | 19.03% | 20.93% | 20.75% | 22.86% | 22.42% | 25.69% | 23.98% | 23.31% | 25.15% | 25.28% | 24.15% | 23.62% | 25.19% | 23.63% | 24.11% | 25.06% | 23.95% | 25.82% | 25.44% | 23.92% | 23.46% | 24.99% | 24.51%
NEM | VPP | 7.708% | 8.934% | 8.27% | 9.523% | 9.854% | 9.68% | 8.875% | 8.395% | 7.6% | 7.63% | 7.606% | 7.97% | 7.782% | 7.45% | 7.467% | 7.503% | 6.745% | 6.491% | 6.434% | 6.161% | 6.009% | 5.975% | 5.668% | 5.87% | 5.696% | 5.244% | 5.262% | 5.112% | 4.724%
Region | Technology | 2021-22 | 2022-23 | 2023-24 | 2024-25 | 2025-26 | 2026-27 | 2027-28 | 2028-29 | 2029-30 | 2030-31 | 2031-32 | 2032-33 | 2033-34 | 2034-35 | 2035-36 | 2036-37 | 2037-38 | 2038-39 | 2039-40 | 2040-41 | 2041-42 | 2042-43 | 2043-44 | 2044-45 | 2045-46 | 2046-47 | 2047-48 | 2048-49 | 2049-50
NSW1 | Black Coal | 51.38% | 45.82% | 50.84% | 60.97% | 68.96% | 66.53% | 62.55% | 68.67% | 65.01% | 65% | 59.58% | 56.6% | 70.5% | 63.52% | 54.18% | 68.18% | 70.5% | 70.5% | 70.35% | 57.39% | 54.15% | - | - | - | - | - | - | - | -
NSW1 | Brown Coal | bar: 2021-22 to 2049-50
NSW1 | CCGT | 0.6146% | 0.6146% | 1.85% | 1.172% | 1.161% | 1.161% | 1.164% | 1.164% | 1.161% | 1.161% | 1.164% | 5.491% | 5.752% | 14.17% | 6.395% | 6.611% | 21.12% | 26.33% | 24.15% | 25.33% | 23.7% | 30.23% | 0.4184% | - | - | - | - | - | -
NSW1 | Gas - Steam | bar: 2021-22 to 2049-50
NSW1 | OCGT / Diesel | 0.001432% | 8.494e-09% | 0.119% | 0.3713% | 0.1001% | 0.149% | 0.05421% | 0.09251% | 1.184e-08% | 0.005313% | 1.305e-08% | 0.2252% | 0.1553% | 0.168% | 0.4469% | 0.2788% | 1.06% | 0.624% | 4.55% | 7.719% | 3.585% | 4.621% | 14.44% | 5.965% | 6.684% | 9.831% | 16.09% | 20.33% | 23.22%
NSW1 | Hydro | 8.825% | 9.277% | 8.531% | 12.19% | 12.38% | 11.42% | 10.92% | 14.9% | 12.23% | 10.76% | 10.76% | 11.62% | 13.42% | 14.23% | 14.24% | 13.61% | 16.97% | 13.47% | 13.5% | 11.89% | 11.41% | 14.12% | 14.73% | 14.92% | 14.89% | 18.06% | 14.84% | 14.49% | 13.37%
NSW1 | Wind | 32.14% | 36.7% | 35.21% | 34.55% | 37.6% | 38.67% | 38.36% | 34.05% | 30.82% | 33.1% | 34.58% | 34.11% | 33.17% | 35.27% | 36.87% | 36.87% | 33.54% | 30.59% | 32.78% | 33.84% | 33.9% | 31.95% | 34.11% | 35.74% | 35.8% | 32.15% | 29.64% | 31.25% | 31.56%
NSW1 | Solar PV | 28.63% | 28.53% | 28.72% | 27.65% | 26.32% | 28.48% | 28.8% | 26.14% | 26.98% | 28.51% | 29.14% | 28.78% | 27.9% | 26.83% | 28.92% | 28.89% | 26.01% | 26.88% | 28.39% | 28.82% | 28.69% | 27.69% | 26.75% | 28.59% | 28.63% | 25.7% | 26.09% | 27.36% | 27.49%
NSW1 | Grid Battery | - | - | - | - | - | - | - | - | - | - | - | - | - | - | - | - | - | - | - | - | 14.6% | 14.58% | 14.04% | 14.84% | 14.63% | 14.32% | 14% | 14.44% | 14.13%
NSW1 | Pumped Hydro | 1.045% | 3.307% | 4.601% | 44.2% | 22.22% | 24.34% | 22.06% | 23.66% | 22.44% | 24.7% | 24.2% | 27.16% | 25.27% | 24.64% | 26.53% | 26.75% | 25.62% | 24.59% | 26.45% | 25.11% | 25.39% | 26.18% | 25.01% | 27.65% | 27.22% | 27.29% | 26.23% | 27.62% | 26.82%
NSW1 | VPP | 7.14% | 8.701% | 7.587% | 9.355% | 9.435% | 9.576% | 8.716% | 8.305% | 7.46% | 7.525% | 7.262% | 7.678% | 7.443% | 6.982% | 6.99% | 7% | 6.575% | 6.228% | 6.319% | 5.906% | 5.833% | 5.858% | 5.505% | 5.751% | 5.619% | 5.384% | 5.266% | 5.323% | 5.044%
Region | Technology | 2021-22 | 2022-23 | 2023-24 | 2024-25 | 2025-26 | 2026-27 | 2027-28 | 2028-29 | 2029-30 | 2030-31 | 2031-32 | 2032-33 | 2033-34 | 2034-35 | 2035-36 | 2036-37 | 2037-38 | 2038-39 | 2039-40 | 2040-41 | 2041-42 | 2042-43 | 2043-44 | 2044-45 | 2045-46 | 2046-47 | 2047-48 | 2048-49 | 2049-50
QLD1 | Black Coal | 62.34% | 57.31% | 61.21% | 71.41% | 71.98% | 71.34% | 66.19% | 73.15% | 68.63% | 66.33% | 64.22% | 67.98% | 71.68% | 68.54% | 68.87% | 69.26% | 72.43% | 74.49% | 70.63% | 68.86% | 67.85% | 70.3% | 64.69% | 64.55% | 63.69% | 62.2% | 60.88% | 60.31% | 54.46%
QLD1 | Brown Coal | bar: 2021-22 to 2049-50
QLD1 | CCGT | 8.33% | 8.33% | 9.298% | 10.87% | 9.508% | 9.605% | 9.171% | 10.9% | 9.32% | 9.593% | 10.17% | 20.05% | 22.83% | 23.53% | 18.78% | 23.36% | 35.65% | 34.98% | 32.22% | 35.11% | 37.4% | 41.15% | 39.39% | 35.36% | 49.59% | 60.92% | 61.08% | 60.92% | 60.92%
QLD1 | Gas - Steam | 5.044% | 5.044% | 10.02% | 9.894% | 9.894% | 9.894% | 9.921% | 9.894% | 9.894% | 9.894% | 9.921% | 9.894% | 9.894% | 9.894% | 9.921% | 9.894% | 19.39% | 21.74% | 21.79% | 25.94% | 26.74% | 32.81% | 31.79% | 24.61% | 34.04% | - | - | - | -
QLD1 | OCGT / Diesel | 1.072e-08% | 1.111e-08% | 0.009978% | 0.199% | 0.08899% | 0.1308% | 0.04556% | 0.2992% | 0.04254% | 0.09557% | 0.1231% | 0.9706% | 0.6446% | 0.4028% | 0.6803% | 1.14% | 3.559% | 2.314% | 6.325% | 7.561% | 6.394% | 10.2% | 12.67% | 11.58% | 13.8% | 17.25% | 16.5% | 16.07% | 16.69%
QLD1 | Hydro | 51.22% | 51% | 51.01% | 50.58% | 50.37% | 50.16% | 50.15% | 49.74% | 49.52% | 48.53% | 49.36% | 48.94% | 48.73% | 48.52% | 48.48% | 48.09% | 41.5% | 41.45% | 41.12% | 40.95% | 40.93% | - | - | - | - | - | - | - | -
QLD1 | Wind | 36.02% | 34.98% | 34.93% | 33.27% | 42.92% | 44.1% | 46.14% | 43.62% | 41.29% | 42.66% | 41.6% | 39.32% | 35.63% | 41.31% | 40.56% | 43.67% | 43.57% | 43.23% | 44.32% | 41.73% | 39.49% | 33.15% | 38.94% | 39.45% | 42.1% | 41.87% | 41.79% | 42.25% | 37.7%
QLD1 | Solar PV | 31.43% | 30.43% | 31.03% | 29.65% | 30.07% | 31.49% | 31.87% | 26.62% | 28.83% | 29.98% | 30.46% | 30.92% | 29.58% | 30.04% | 31.54% | 31.76% | 26.34% | 28.41% | 29.6% | 30.21% | 30.2% | 28.38% | 28.19% | 29.48% | 29.41% | 25.23% | 26.81% | 27.75% | 27.77%
QLD1 | Grid Battery | - | 14.61% | 15.24% | 18.6% | 19.85% | 19.38% | 18.84% | 18.68% | 17.92% | 18.09% | 17.97% | 18.39% | 18.17% | 18.28% | 18.32% | 18.5% | 15.38% | 15.28% | 15.25% | 15.03% | 14.88% | 14.84% | 14.84% | 14.85% | 14.58% | 13.4% | 13.86% | 13.68% | 14.18%
QLD1 | Pumped Hydro | 0.555% | 1.232% | 2.118% | 10.36% | 10.36% | 8.379% | 6.908% | 9.977% | 8.079% | 9.106% | 9.088% | 14.66% | 14.26% | 13.31% | 14.83% | 14.23% | 19.57% | 20.4% | 20.96% | 19.09% | 20.32% | 22.8% | 21.71% | 22.22% | 21.74% | 18.64% | 18.85% | 19.99% | 20.6%
QLD1 | VPP | 6.698% | 7.504% | 7.442% | 9.454% | 10.33% | 9.99% | 9.502% | 9.209% | 8.892% | 8.752% | 8.86% | 8.887% | 8.674% | 8.558% | 8.136% | 8.289% | 6.397% | 6.222% | 6.126% | 6.021% | 5.969% | 6.091% | 5.941% | 5.762% | 5.388% | 4.421% | 4.773% | 4.727% | 4.272%
Region | Technology | 2021-22 | 2022-23 | 2023-24 | 2024-25 | 2025-26 | 2026-27 | 2027-28 | 2028-29 | 2029-30 | 2030-31 | 2031-32 | 2032-33 | 2033-34 | 2034-35 | 2035-36 | 2036-37 | 2037-38 | 2038-39 | 2039-40 | 2040-41 | 2041-42 | 2042-43 | 2043-44 | 2044-45 | 2045-46 | 2046-47 | 2047-48 | 2048-49 | 2049-50
VIC1 | Black Coal | bar: 2021-22 to 2049-50
VIC1 | Brown Coal | 71.35% | 67.61% | 68.46% | 69.21% | 73.12% | 75.07% | 73.76% | 73.13% | 71.66% | 74.78% | 74% | 71.99% | 73.89% | 73.21% | 75.54% | 71.16% | 67.35% | 69.42% | 61.08% | 65.37% | 71.46% | 69.57% | 66.77% | 68.3% | 65.89% | 66.88% | 68.27% | - | -
VIC1 | CCGT | bar: 2021-22 to 2049-50
VIC1 | Gas - Steam | 0.1869% | 0.07927% | 0.2219% | 0.3373% | 0.1113% | 0.3026% | 0.1179% | 0.281% | 0.009566% | 0.05567% | 0.02481% | 0.3256% | 0.1487% | 0.1662% | 0.5256% | 0.2862% | 1.004% | 0.546% | - | - | - | - | - | - | - | - | - | - | -
VIC1 | OCGT / Diesel | 0.0469% | 1.064e-08% | 0.05433% | 0.01466% | 0.01052% | 0.02906% | 0.0125% | 0.002728% | 1.634e-08% | 1.688e-08% | 1.753e-08% | 0.18% | 0.01106% | 0.06957% | 0.1081% | 0.06062% | 0.2227% | 0.03566% | 0.4636% | 0.4327% | 0.3588% | 0.1604% | 1.189% | 1.232% | 0.8397% | 0.7239% | 0.7159% | 4.412% | 9.05%
VIC1 | Hydro | 14.06% | 14.1% | 12.75% | 15.75% | 16.09% | 15.21% | 15.42% | 19.38% | 16.05% | 13.71% | 13.8% | 12.45% | 15.26% | 15.72% | 14.85% | 14.91% | 18.73% | 15.54% | 13.33% | 13.3% | 12.06% | 14.76% | 15.27% | 14.39% | 14.45% | 18.12% | 15.05% | 12.91% | 12.91%
VIC1 | Wind | 35.94% | 36.56% | 31.52% | 32.33% | 33.1% | 34.3% | 36.12% | 32.65% | 32.95% | 31.97% | 35.76% | 30.94% | 31.86% | 32.28% | 33.87% | 34.43% | 32.18% | 34.46% | 33.13% | 35.13% | 31.21% | 30.19% | 31.54% | 33.78% | 34% | 33.13% | 33.65% | 31.76% | 32.46%
VIC1 | Solar PV | 27.59% | 27.39% | 28.46% | 27.27% | 25.9% | 27.2% | 27.86% | 26.09% | 27.05% | 27.59% | 27.43% | 28.48% | 27.25% | 25.9% | 27.37% | 27.82% | 26.09% | 27.01% | 27.63% | 27.4% | 28.48% | 26.98% | 25.78% | 27.5% | 27.47% | 25.47% | 25.09% | 24.23% | 24.84%
VIC1 | Grid Battery | 23.34% | 5.407% | 5.273% | 6.117% | 6.04% | 6.166% | 5.577% | 5.006% | 4.402% | 4.596% | 4.547% | 5.05% | 4.689% | 4.502% | 4.833% | 5.005% | 4.632% | 4.47% | 4.471% | 4.327% | 1.711% | - | - | - | - | - | - | 14.14% | 13.81%
VIC1 | Pumped Hydro | - | - | - | - | - | - | - | - | - | - | - | - | - | - | - | - | - | - | - | - | - | - | - | - | - | - | - | 27.4% | 26%
VIC1 | VPP | 8.515% | 9.538% | 8.808% | 10.18% | 10.57% | 10.23% | 8.932% | 8.146% | 7.215% | 7.206% | 7.299% | 7.806% | 7.724% | 7.361% | 7.61% | 7.585% | 7.034% | 6.885% | 6.65% | 6.413% | 6.397% | 6.224% | 5.798% | 6.295% | 6.127% | 5.818% | 5.777% | 5.324% | 4.905%
Region | Technology | 2021-22 | 2022-23 | 2023-24 | 2024-25 | 2025-26 | 2026-27 | 2027-28 | 2028-29 | 2029-30 | 2030-31 | 2031-32 | 2032-33 | 2033-34 | 2034-35 | 2035-36 | 2036-37 | 2037-38 | 2038-39 | 2039-40 | 2040-41 | 2041-42 | 2042-43 | 2043-44 | 2044-45 | 2045-46 | 2046-47 | 2047-48 | 2048-49 | 2049-50
SA1 | Black Coal | bar: 2021-22 to 2049-50
SA1 | Brown Coal | bar: 2021-22 to 2049-50
SA1 | CCGT | 17.95% | 17.95% | 12.37% | 9.7% | 9.7% | 9.7% | 9.727% | 9.7% | 9.7% | 9.7% | 9.727% | 11.16% | 9.7% | 18.37% | 9.727% | 9.7% | - | - | - | - | - | - | - | - | - | - | - | - | -
SA1 | Gas - Steam | 9.36% | 9.628% | 9.249% | 1.164% | 1.164% | 1.164% | 1.167% | 1.164% | 1.164% | 1.164% | 1.167% | 1.164% | 1.164% | 1.303% | - | - | - | - | - | - | - | - | - | - | - | - | - | - | -
SA1 | OCGT / Diesel | 0.3691% | 0.1962% | 0.7683% | 0.09624% | 0.06549% | 0.1204% | 0.04017% | 0.09226% | 0.004969% | 0.02712% | 0.007189% | 1.278% | 0.7024% | 2.302% | 1.298% | 1.33% | 4.994% | 5.693% | 9.844% | 10.78% | 8.392% | 11.82% | 16.67% | 4.318% | 3.485% | 5.385% | 6.859% | 12.1% | 13.56%
SA1 | Hydro | bar: 2021-22 to 2049-50
SA1 | Wind | 34.88% | 34.46% | 30.55% | 33.87% | 33.04% | 36.48% | 37.14% | 34.76% | 33.87% | 34.33% | 36.14% | 32.65% | 33.23% | 31.88% | 35.92% | 35.95% | 35.6% | 36.1% | 36.09% | 38.06% | 34.21% | 32.62% | 31.31% | 35.26% | 35.17% | 34.73% | 34.77% | 32.39% | 34.5%
SA1 | Solar PV | 30.63% | 29.1% | 29.36% | 28.19% | 27.51% | 28.16% | 29.03% | 27.61% | 28.77% | 29.03% | 29.15% | 29.61% | 28.19% | 27.51% | 28.21% | 28.99% | 27.61% | 28.79% | 29.07% | 27.98% | 28.18% | 24.68% | 23.72% | 23.8% | 23.25% | 20.91% | 20.17% | 18.67% | 20.32%
SA1 | Grid Battery | 5.761% | 5.99% | 6.248% | 6.455% | 6.44% | 6.504% | 5.795% | 5.547% | 4.996% | 5.744% | 5.591% | 5.971% | 5.97% | 5.203% | 5.496% | 5.613% | 5.51% | 5.331% | 5.337% | 5.132% | 12.54% | 12.54% | 12.4% | 12.99% | 13.09% | 12.76% | 12.67% | 12.32% | 11.76%
SA1 | Pumped Hydro | bar: 2021-22 to 2049-50
SA1 | VPP | 9.579% | 10.35% | 10.51% | 10.27% | 10.39% | 10.03% | 8.749% | 8.439% | 7.443% | 7.489% | 7.517% | 7.826% | 7.584% | 7.192% | 7.44% | 7.42% | 7.186% | 6.82% | 6.847% | 6.586% | 5.454% | 5.402% | 5.204% | 5.201% | 5.284% | 4.903% | 4.794% | 4.621% | 4.096%
Region | Technology | 2021-22 | 2022-23 | 2023-24 | 2024-25 | 2025-26 | 2026-27 | 2027-28 | 2028-29 | 2029-30 | 2030-31 | 2031-32 | 2032-33 | 2033-34 | 2034-35 | 2035-36 | 2036-37 | 2037-38 | 2038-39 | 2039-40 | 2040-41 | 2041-42 | 2042-43 | 2043-44 | 2044-45 | 2045-46 | 2046-47 | 2047-48 | 2048-49 | 2049-50
TAS1 | Black Coal | bar: 2021-22 to 2049-50
TAS1 | Brown Coal | bar: 2021-22 to 2049-50
TAS1 | CCGT | 4.798e-08% | 4.775e-08% | 5.158e-08% | 5.246e-08% | 5.279e-08% | 5.514e-08% | 5.796e-08% | 6.217e-08% | 6.345e-08% | 6.562e-08% | 6.816e-08% | 9.07e-08% | 9.141e-08% | 9.204e-08% | 9.293e-08% | 9.494e-08% | 1.041e-07% | 1.111e-07% | 1.325e-07% | 1.318e-07% | 1.486e-07% | 1.514e-07% | 1.514e-07% | 1.472e-07% | 1.504e-07% | 1.68e-07% | 1.736e-07% | 2.349e-07% | 2.319e-07%
TAS1 | Gas - Steam | bar: 2021-22 to 2049-50
TAS1 | OCGT / Diesel | 4.429e-08% | 4.369e-08% | 4.656e-08% | 4.802e-08% | 4.944e-08% | 5.265e-08% | 5.501e-08% | 5.885e-08% | 6.032e-08% | 6.233e-08% | 6.411e-08% | 0.09106% | 0.01499% | 8.769e-08% | 0.07339% | 0.04151% | 0.08809% | 0.001143% | 0.2203% | 0.04534% | 0.117% | 0.02612% | 0.06801% | 0.4332% | 0.09288% | 0.2211% | 0.1151% | 1.079% | 0.9734%
TAS1 | Hydro | 36.47% | 33.98% | 34.61% | 43.68% | 47.67% | 42.96% | 40.55% | 46.4% | 36.28% | 35.33% | 36.6% | 43.87% | 42.56% | 44.36% | 40.13% | 36.81% | 41.34% | 39.46% | 35.91% | 39.69% | 33.57% | 37.57% | 39.41% | 34.58% | 38.06% | 40.24% | 37.41% | 35.84% | 37.06%
TAS1 | Wind | 26.66% | 32.22% | 29.16% | 29.41% | 31.24% | 31.94% | 32.83% | 27.9% | 28.33% | 26% | 31.72% | 39.06% | 38.69% | 40.47% | 40.84% | 42.06% | 42.7% | 42% | 40.87% | 43.3% | 40.81% | 39.56% | 41.27% | 43.06% | 43.65% | 43.26% | 42.31% | 40.52% | 42.11%
TAS1 | Solar PV | bar: 2021-22 to 2049-50
TAS1 | Grid Battery | bar: 2021-22 to 2049-50
TAS1 | Pumped Hydro | - | - | - | - | - | - | - | - | - | - | - | - | - | - | - | - | 26.08% | 26.12% | 27.37% | 24.32% | 24.56% | 25.44% | 24.72% | 26.35% | 26.71% | 24.84% | 25.49% | 25.81% | 24.12%
TAS1 | VPP | - | 3.499% | 0.8441% | 1.389% | 2.925% | 2.148% | 6.912% | 6.284% | 5.333% | 6.001% | 6.508% | 7.253% | 6.71% | 6.795% | 6.782% | 6.994% | 6.876% | 6.392% | 6.471% | 6.09% | 6.242% | 5.651% | 5.55% | 5.777% | 5.866% | 5.213% | 5.144% | 5.121% | 4.789%
Explicitly modelled pumping
Region | Technology | 2021-22 | 2022-23 | 2023-24 | 2024-25 | 2025-26 | 2026-27 | 2027-28 | 2028-29 | 2029-30 | 2030-31 | 2031-32 | 2032-33 | 2033-34 | 2034-35 | 2035-36 | 2036-37 | 2037-38 | 2038-39 | 2039-40 | 2040-41 | 2041-42 | 2042-43 | 2043-44 | 2044-45 | 2045-46 | 2046-47 | 2047-48 | 2048-49 | 2049-50
NEM | Grid Battery pump | 11.69% | 7.316% | 7.312% | 8.21% | 8.191% | 8.298% | 7.54% | 6.954% | 6.245% | 6.689% | 6.61% | 7.145% | 6.976% | 6.511% | 6.896% | 7.089% | 12.57% | 12.37% | 12.76% | 12.43% | 15.15% | 16.64% | 16.41% | 16.89% | 16.75% | 15.94% | 16.09% | 16.08% | 16.1%
NEM | Pumped Hydro Pump | 1.152% | 3.709% | 5.158% | 27.26% | 22.9% | 25.52% | 24.19% | 24.8% | 26.04% | 28.24% | 28.49% | 32.14% | 31.66% | 29.43% | 32.88% | 33.56% | 30.71% | 30.42% | 32.15% | 30.64% | 30.74% | 32.85% | 30.29% | 33.73% | 33.73% | 31.18% | 30.56% | 32.61% | 31.56%
NEM | VPP pump | 9.251% | 10.75% | 9.909% | 11.43% | 11.83% | 11.62% | 10.67% | 10.06% | 9.122% | 9.157% | 9.151% | 9.548% | 9.346% | 8.944% | 8.957% | 9.005% | 8.108% | 7.795% | 7.708% | 7.41% | 7.2% | 7.18% | 6.797% | 7.044% | 6.85% | 6.283% | 6.327% | 6.125% | 5.667%
Region | Technology | 2021-22 | 2022-23 | 2023-24 | 2024-25 | 2025-26 | 2026-27 | 2027-28 | 2028-29 | 2029-30 | 2030-31 | 2031-32 | 2032-33 | 2033-34 | 2034-35 | 2035-36 | 2036-37 | 2037-38 | 2038-39 | 2039-40 | 2040-41 | 2041-42 | 2042-43 | 2043-44 | 2044-45 | 2045-46 | 2046-47 | 2047-48 | 2048-49 | 2049-50
NSW1 | Grid Battery pump | - | - | - | - | - | - | - | - | - | - | - | - | - | - | - | - | - | - | - | - | 17.18% | 17.15% | 16.51% | 17.46% | 17.25% | 16.81% | 16.52% | 16.94% | 16.63%
NSW1 | Pumped Hydro Pump | 1.302% | 4.628% | 6.131% | 33.07% | 23.85% | 27.48% | 26.34% | 26.18% | 27.3% | 29.55% | 29.83% | 32.91% | 32.44% | 30.15% | 33.69% | 34.54% | 31.76% | 31.12% | 33.05% | 31.98% | 31.72% | 34.2% | 31.04% | 35.9% | 36.03% | 35.16% | 33.86% | 36.09% | 34.37%
NSW1 | VPP pump | 8.569% | 10.47% | 9.09% | 11.23% | 11.32% | 11.49% | 10.48% | 9.955% | 8.954% | 9.032% | 8.739% | 9.195% | 8.933% | 8.396% | 8.376% | 8.401% | 7.912% | 7.476% | 7.566% | 7.109% | 6.989% | 7.024% | 6.608% | 6.903% | 6.764% | 6.444% | 6.34% | 6.371% | 6.054%
Region | Technology | 2021-22 | 2022-23 | 2023-24 | 2024-25 | 2025-26 | 2026-27 | 2027-28 | 2028-29 | 2029-30 | 2030-31 | 2031-32 | 2032-33 | 2033-34 | 2034-35 | 2035-36 | 2036-37 | 2037-38 | 2038-39 | 2039-40 | 2040-41 | 2041-42 | 2042-43 | 2043-44 | 2044-45 | 2045-46 | 2046-47 | 2047-48 | 2048-49 | 2049-50
QLD1 | Grid Battery pump | - | 18.03% | 18.75% | 22.96% | 24.51% | 23.91% | 23.27% | 23.05% | 22.13% | 22.33% | 22.25% | 22.65% | 22.43% | 22.58% | 22.6% | 22.84% | 18.17% | 17.96% | 17.97% | 17.69% | 17.5% | 17.47% | 17.46% | 17.46% | 17.15% | 15.8% | 16.27% | 16.12% | 16.65%
QLD1 | Pumped Hydro Pump | 0.8954% | 2.133% | 3.489% | 17.3% | 17.35% | 13.98% | 11.58% | 16.65% | 13.51% | 15.22% | 15.24% | 24.47% | 23.84% | 22.26% | 24.8% | 23.79% | 26.69% | 27.57% | 28.42% | 25.88% | 27.42% | 30.03% | 28.46% | 29.08% | 28.56% | 24.22% | 24.37% | 26% | 26.56%
QLD1 | VPP pump | 8.039% | 9.031% | 8.916% | 11.35% | 12.41% | 11.98% | 11.42% | 11.04% | 10.67% | 10.5% | 10.66% | 10.65% | 10.41% | 10.28% | 9.761% | 9.949% | 7.699% | 7.449% | 7.353% | 7.228% | 7.163% | 7.32% | 7.135% | 6.912% | 6.46% | 5.318% | 5.716% | 5.686% | 5.116%
Region | Technology | 2021-22 | 2022-23 | 2023-24 | 2024-25 | 2025-26 | 2026-27 | 2027-28 | 2028-29 | 2029-30 | 2030-31 | 2031-32 | 2032-33 | 2033-34 | 2034-35 | 2035-36 | 2036-37 | 2037-38 | 2038-39 | 2039-40 | 2040-41 | 2041-42 | 2042-43 | 2043-44 | 2044-45 | 2045-46 | 2046-47 | 2047-48 | 2048-49 | 2049-50
VIC1 | Grid Battery pump | 28.72% | 6.693% | 6.492% | 7.551% | 7.457% | 7.612% | 6.903% | 6.163% | 5.435% | 5.674% | 5.632% | 6.222% | 5.794% | 5.548% | 5.966% | 6.179% | 5.718% | 5.537% | 5.503% | 5.359% | 2.095% | - | - | - | - | - | - | 16.64% | 16.25%
VIC1 | Pumped Hydro Pump | - | - | - | - | - | - | - | - | - | - | - | - | - | - | - | - | - | - | - | - | - | - | - | - | - | - | - | 34.25% | 32.5%
VIC1 | VPP pump | 10.22% | 11.47% | 10.55% | 12.22% | 12.68% | 12.28% | 10.74% | 9.758% | 8.66% | 8.649% | 8.784% | 9.348% | 9.288% | 8.82% | 9.134% | 9.104% | 8.442% | 8.284% | 7.962% | 7.718% | 7.659% | 7.491% | 6.939% | 7.556% | 7.374% | 6.964% | 6.953% | 6.371% | 5.887%
Region | Technology | 2021-22 | 2022-23 | 2023-24 | 2024-25 | 2025-26 | 2026-27 | 2027-28 | 2028-29 | 2029-30 | 2030-31 | 2031-32 | 2032-33 | 2033-34 | 2034-35 | 2035-36 | 2036-37 | 2037-38 | 2038-39 | 2039-40 | 2040-41 | 2041-42 | 2042-43 | 2043-44 | 2044-45 | 2045-46 | 2046-47 | 2047-48 | 2048-49 | 2049-50
SA1 | Grid Battery pump | 7.096% | 7.412% | 7.697% | 7.978% | 7.942% | 8.03% | 7.171% | 6.831% | 6.179% | 7.078% | 6.922% | 7.352% | 7.37% | 6.424% | 6.786% | 6.929% | 6.803% | 6.599% | 6.572% | 6.353% | 14.8% | 14.84% | 14.61% | 15.32% | 15.48% | 15.01% | 14.99% | 14.49% | 13.87%
SA1 | Pumped Hydro Pump | bar: 2021-22 to 2049-50
SA1 | VPP pump | 11.5% | 12.45% | 12.59% | 12.34% | 12.46% | 12.04% | 10.52% | 10.11% | 8.934% | 8.988% | 9.041% | 9.376% | 9.103% | 8.632% | 8.93% | 8.906% | 8.625% | 8.206% | 8.199% | 7.924% | 6.528% | 6.503% | 6.228% | 6.245% | 6.359% | 5.866% | 5.772% | 5.529% | 4.916%
Region | Technology | 2021-22 | 2022-23 | 2023-24 | 2024-25 | 2025-26 | 2026-27 | 2027-28 | 2028-29 | 2029-30 | 2030-31 | 2031-32 | 2032-33 | 2033-34 | 2034-35 | 2035-36 | 2036-37 | 2037-38 | 2038-39 | 2039-40 | 2040-41 | 2041-42 | 2042-43 | 2043-44 | 2044-45 | 2045-46 | 2046-47 | 2047-48 | 2048-49 | 2049-50
TAS1 | Grid Battery pump | bar: 2021-22 to 2049-50
TAS1 | Pumped Hydro Pump | - | - | - | - | - | - | - | - | - | - | - | - | - | - | - | - | 32.6% | 32.78% | 34.12% | 30.75% | 30.72% | 31.8% | 30.73% | 32.86% | 33.73% | 30.72% | 32.21% | 31.96% | 30.14%
TAS1 | VPP pump | - | 4.224% | 1.015% | 1.665% | 3.503% | 2.578% | 8.319% | 7.524% | 6.4% | 7.203% | 7.811% | 8.728% | 8.049% | 8.151% | 8.133% | 8.395% | 8.252% | 7.692% | 7.748% | 7.329% | 7.473% | 6.783% | 6.661% | 6.934% | 7.059% | 6.239% | 6.192% | 6.129% | 5.749%
Non-controllable capacity
Region | Technology | 2021-22 | 2022-23 | 2023-24 | 2024-25 | 2025-26 | 2026-27 | 2027-28 | 2028-29 | 2029-30 | 2030-31 | 2031-32 | 2032-33 | 2033-34 | 2034-35 | 2035-36 | 2036-37 | 2037-38 | 2038-39 | 2039-40 | 2040-41 | 2041-42 | 2042-43 | 2043-44 | 2044-45 | 2045-46 | 2046-47 | 2047-48 | 2048-49 | 2049-50
NEM | Distributed PV | 15.77% | 16.13% | 16.31% | 15.86% | 15.31% | 16.39% | 16.4% | 14.89% | 15.69% | 16.31% | 16.53% | 16.71% | 16.17% | 15.67% | 16.78% | 16.8% | 15.17% | 15.97% | 16.63% | 16.87% | 16.95% | 16.51% | 15.94% | 17.04% | 17% | 15.32% | 16.09% | 16.78% | 17.01%
NEM | Behind the meter battery | 5.748% | 5.692% | 5.637% | 5.571% | 5.54% | 5.531% | 5.51% | 5.445% | 5.434% | 5.4% | 5.428% | 5.333% | 5.256% | 5.16% | 5.074% | 4.963% | 4.868% | 4.799% | 4.763% | 4.713% | 4.686% | 4.66% | 4.646% | 4.581% | 4.527% | 4.461% | 4.415% | 4.344% | 4.278%
NEM | Behind the meter battery pump | 4.884% | 4.836% | 4.789% | 4.733% | 4.706% | 4.698% | 4.681% | 4.626% | 4.616% | 4.587% | 4.612% | 4.531% | 4.464% | 4.383% | 4.31% | 4.216% | 4.136% | 4.077% | 4.045% | 4.004% | 3.981% | 3.957% | 3.948% | 3.891% | 3.845% | 3.789% | 3.751% | 3.691% | 3.634%
Region | Technology | 2021-22 | 2022-23 | 2023-24 | 2024-25 | 2025-26 | 2026-27 | 2027-28 | 2028-29 | 2029-30 | 2030-31 | 2031-32 | 2032-33 | 2033-34 | 2034-35 | 2035-36 | 2036-37 | 2037-38 | 2038-39 | 2039-40 | 2040-41 | 2041-42 | 2042-43 | 2043-44 | 2044-45 | 2045-46 | 2046-47 | 2047-48 | 2048-49 | 2049-50
NSW1 | Distributed PV | 15.89% | 16.59% | 16.28% | 16.1% | 15.42% | 17.11% | 16.87% | 15.03% | 15.45% | 16.39% | 17.13% | 16.7% | 16.38% | 15.81% | 17.37% | 17.11% | 15.24% | 15.71% | 16.66% | 17.39% | 16.89% | 16.65% | 16% | 17.57% | 17.26% | 15.35% | 15.79% | 16.75% | 17.46%
NSW1 | Behind the meter battery | 5.743% | 5.655% | 5.625% | 5.578% | 5.567% | 5.568% | 5.534% | 5.457% | 5.423% | 5.371% | 5.388% | 5.278% | 5.194% | 5.093% | 5.007% | 4.898% | 4.816% | 4.746% | 4.723% | 4.676% | 4.646% | 4.616% | 4.599% | 4.534% | 4.479% | 4.414% | 4.361% | 4.297% | 4.233%
NSW1 | Behind the meter battery pump | 4.879% | 4.803% | 4.778% | 4.739% | 4.729% | 4.729% | 4.701% | 4.635% | 4.607% | 4.563% | 4.579% | 4.484% | 4.41% | 4.328% | 4.251% | 4.161% | 4.092% | 4.033% | 4.011% | 3.973% | 3.947% | 3.919% | 3.909% | 3.854% | 3.802% | 3.751% | 3.706% | 3.65% | 3.594%
Region | Technology | 2021-22 | 2022-23 | 2023-24 | 2024-25 | 2025-26 | 2026-27 | 2027-28 | 2028-29 | 2029-30 | 2030-31 | 2031-32 | 2032-33 | 2033-34 | 2034-35 | 2035-36 | 2036-37 | 2037-38 | 2038-39 | 2039-40 | 2040-41 | 2041-42 | 2042-43 | 2043-44 | 2044-45 | 2045-46 | 2046-47 | 2047-48 | 2048-49 | 2049-50
QLD1 | Distributed PV | 16.23% | 17.23% | 17.2% | 16.55% | 16.67% | 17.73% | 17.8% | 14.99% | 16.26% | 16.82% | 17.72% | 17.58% | 16.78% | 16.96% | 18.05% | 18.11% | 15.29% | 16.67% | 17.29% | 18.16% | 17.93% | 17.24% | 17.36% | 18.37% | 18.37% | 15.48% | 16.85% | 17.47% | 18.34%
QLD1 | Behind the meter battery | 5.678% | 5.582% | 5.557% | 5.521% | 5.512% | 5.514% | 5.493% | 5.432% | 5.405% | 5.391% | 5.428% | 5.338% | 5.269% | 5.176% | 5.092% | 4.973% | 4.875% | 4.794% | 4.746% | 4.725% | 4.712% | 4.699% | 4.696% | 4.635% | 4.584% | 4.527% | 4.479% | 4.407% | 4.348%
QLD1 | Behind the meter battery pump | 4.822% | 4.742% | 4.72% | 4.691% | 4.681% | 4.683% | 4.665% | 4.616% | 4.593% | 4.577% | 4.611% | 4.536% | 4.474% | 4.395% | 4.325% | 4.224% | 4.141% | 4.073% | 4.032% | 4.015% | 4.005% | 3.989% | 3.99% | 3.937% | 3.896% | 3.844% | 3.807% | 3.745% | 3.692%
Region | Technology | 2021-22 | 2022-23 | 2023-24 | 2024-25 | 2025-26 | 2026-27 | 2027-28 | 2028-29 | 2029-30 | 2030-31 | 2031-32 | 2032-33 | 2033-34 | 2034-35 | 2035-36 | 2036-37 | 2037-38 | 2038-39 | 2039-40 | 2040-41 | 2041-42 | 2042-43 | 2043-44 | 2044-45 | 2045-46 | 2046-47 | 2047-48 | 2048-49 | 2049-50
VIC1 | Distributed PV | 14.6% | 14.16% | 14.99% | 14.63% | 13.83% | 14.71% | 14.77% | 14.23% | 15.01% | 15.58% | 14.94% | 15.73% | 15.23% | 14.39% | 15.27% | 15.35% | 14.57% | 15.22% | 15.82% | 15.22% | 15.93% | 15.53% | 14.6% | 15.51% | 15.5% | 14.74% | 15.37% | 16% | 15.33%
VIC1 | Behind the meter battery | 5.776% | 5.713% | 5.667% | 5.611% | 5.588% | 5.591% | 5.599% | 5.543% | 5.541% | 5.5% | 5.521% | 5.438% | 5.364% | 5.266% | 5.181% | 5.068% | 4.961% | 4.893% | 4.856% | 4.792% | 4.76% | 4.735% | 4.72% | 4.654% | 4.604% | 4.535% | 4.493% | 4.42% | 4.35%
VIC1 | Behind the meter battery pump | 4.909% | 4.855% | 4.816% | 4.768% | 4.748% | 4.751% | 4.757% | 4.709% | 4.705% | 4.672% | 4.689% | 4.621% | 4.559% | 4.472% | 4.403% | 4.307% | 4.217% | 4.154% | 4.124% | 4.068% | 4.044% | 4.021% | 4.01% | 3.953% | 3.91% | 3.851% | 3.816% | 3.755% | 3.695%
Region | Technology | 2021-22 | 2022-23 | 2023-24 | 2024-25 | 2025-26 | 2026-27 | 2027-28 | 2028-29 | 2029-30 | 2030-31 | 2031-32 | 2032-33 | 2033-34 | 2034-35 | 2035-36 | 2036-37 | 2037-38 | 2038-39 | 2039-40 | 2040-41 | 2041-42 | 2042-43 | 2043-44 | 2044-45 | 2045-46 | 2046-47 | 2047-48 | 2048-49 | 2049-50
SA1 | Distributed PV | 16.93% | 17.17% | 17.71% | 17.12% | 16.19% | 16.82% | 17.34% | 16.48% | 17.3% | 17.53% | 17.53% | 17.98% | 17.32% | 16.39% | 17.08% | 17.64% | 16.81% | 17.61% | 17.85% | 17.82% | 18.27% | 17.65% | 16.69% | 17.32% | 17.86% | 16.97% | 17.75% | 18% | 17.98%
SA1 | Behind the meter battery | 5.793% | 5.815% | 5.7% | 5.557% | 5.445% | 5.366% | 5.32% | 5.251% | 5.291% | 5.29% | 5.345% | 5.244% | 5.158% | 5.071% | 4.977% | 4.871% | 4.765% | 4.72% | 4.664% | 4.587% | 4.547% | 4.499% | 4.482% | 4.4% | 4.344% | 4.253% | 4.22% | 4.138% | 4.064%
SA1 | Behind the meter battery pump | 4.922% | 4.94% | 4.844% | 4.721% | 4.624% | 4.557% | 4.521% | 4.461% | 4.495% | 4.496% | 4.538% | 4.454% | 4.381% | 4.307% | 4.225% | 4.136% | 4.047% | 4.009% | 3.963% | 3.898% | 3.86% | 3.823% | 3.807% | 3.738% | 3.687% | 3.615% | 3.587% | 3.516% | 3.452%
Region | Technology | 2021-22 | 2022-23 | 2023-24 | 2024-25 | 2025-26 | 2026-27 | 2027-28 | 2028-29 | 2029-30 | 2030-31 | 2031-32 | 2032-33 | 2033-34 | 2034-35 | 2035-36 | 2036-37 | 2037-38 | 2038-39 | 2039-40 | 2040-41 | 2041-42 | 2042-43 | 2043-44 | 2044-45 | 2045-46 | 2046-47 | 2047-48 | 2048-49 | 2049-50
TAS1 | Distributed PV | 13.91% | 13.69% | 14.24% | 14.25% | 13.43% | 14.24% | 14.41% | 13.95% | 13.99% | 14.25% | 14.08% | 14.44% | 14.34% | 13.61% | 14.44% | 14.48% | 14% | 14.1% | 14.4% | 14.2% | 14.6% | 14.54% | 13.75% | 14.59% | 14.57% | 14.08% | 14.15% | 14.48% | 14.3%
TAS1 | Behind the meter battery | 5.704% | 5.607% | 5.547% | 5.538% | 5.501% | 5.496% | 5.475% | 5.417% | 5.367% | 5.318% | 5.332% | 5.23% | 5.159% | 5.071% | 4.992% | 4.89% | 4.814% | 4.766% | 4.719% | 4.656% | 4.613% | 4.574% | 4.546% | 4.462% | 4.404% | 4.339% | 4.284% | 4.205% | 4.139%
TAS1 | Behind the meter battery pump | 4.846% | 4.765% | 4.713% | 4.703% | 4.675% | 4.669% | 4.651% | 4.604% | 4.558% | 4.518% | 4.532% | 4.443% | 4.383% | 4.307% | 4.241% | 4.155% | 4.092% | 4.048% | 4.011% | 3.958% | 3.916% | 3.885% | 3.863% | 3.789% | 3.743% | 3.686% | 3.64% | 3.572% | 3.515%

## Marinus_Generation
Annual sent-out generation by technology (GWh) - Marinus Link, Central No TRET Sensitivity
Explicitly modelled generation
Region | Technology | 2021-22 | 2022-23 | 2023-24 | 2024-25 | 2025-26 | 2026-27 | 2027-28 | 2028-29 | 2029-30 | 2030-31 | 2031-32 | 2032-33 | 2033-34 | 2034-35 | 2035-36 | 2036-37 | 2037-38 | 2038-39 | 2039-40 | 2040-41 | 2041-42 | 2042-43 | 2043-44 | 2044-45 | 2045-46 | 2046-47 | 2047-48 | 2048-49 | 2049-50
NEM | Black Coal | 90469.4497 | 79994.1358 | 80492.7228 | 80658.716 | 72564.3165 | 66518.1379 | 59503.496 | 61105.9942 | 48886.5632 | 47766.9261 | 45444.5059 | 42001.1108 | 46012.3659 | 43374.6028 | 39801.6199 | 38676.3128 | 33056.1319 | 33759.029 | 32425.3803 | 30288.4716 | 29559.0471 | 19410.3967 | 15792.7886 | 13695.8692 | 11477.0951 | 9219.9277 | 9023.9349 | 8938.444 | 8071.8002
NEM | Brown Coal | 29938.3151 | 28367.928 | 28726.5583 | 23694.6361 | 25033.2987 | 24794.0974 | 24360.8119 | 24153.5987 | 23666.3464 | 22403.9968 | 21651.7625 | 21063.5528 | 21619.2671 | 21420.0955 | 22102.8742 | 20820.8843 | 19704.6508 | 20311.0519 | 17870.8189 | 19126.9855 | 20907.9623 | 20355.6163 | 19535.3245 | 19984.1287 | 19277.6863 | 19569.4404 | 13306.452 | 0 | 0
NEM | CCGT | 2252.5065 | 2252.5065 | 1906.8808 | 1954.6378 | 1773.1207 | 1786.0416 | 1729.8567 | 1958.1316 | 1748.2605 | 1784.4062 | 1862.5685 | 3474.7944 | 3790.5156 | 4745.1364 | 3290.4431 | 3119.7727 | 4678.9424 | 4897.7617 | 4100.7214 | 4415.07 | 4523.4634 | 5203.8825 | 3403.6672 | 3049.2118 | 1476.9183 | 960.5235 | 963.1551 | 960.5235 | 960.5235
NEM | Gas - Steam | 701.2468 | 715.3087 | 731.6077 | 169.1516 | 159.2539 | 167.6298 | 159.9661 | 166.6844 | 154.7961 | 156.8156 | 155.8867 | 168.637 | 160.8883 | 171.4185 | 96.0261 | 85.3376 | 186.6632 | 183.9027 | 160.3341 | 190.8631 | 196.7317 | 241.4611 | 233.9444 | 181.1192 | 250.4512 | 0 | 0 | 0 | 0
NEM | OCGT / Diesel | 54.4533 | 24.6984 | 122.4358 | 94.6227 | 37.4954 | 60.6505 | 21.5885 | 73.7769 | 7.7424 | 19.1643 | 21.2561 | 310.0394 | 161.1526 | 243.0503 | 241.4871 | 275.7841 | 940.5219 | 737.3497 | 2326.7932 | 3116.4787 | 2056.2939 | 2936.0488 | 5453.2651 | 2947.5173 | 3938.5102 | 6833.9155 | 7940.5176 | 11597.1179 | 12421.1594
NEM | Hydro | 13111.2958 | 12693.8241 | 12394.6821 | 15713.4474 | 16661.9326 | 15275.7235 | 15584.8856 | 18612.543 | 14998.1166 | 13977.6058 | 14305.1224 | 15922.5979 | 16568.2366 | 17257.629 | 16104.9994 | 15196.1557 | 17351.4597 | 15502.2017 | 14249.55 | 14757.5393 | 12983.0248 | 14817.3086 | 15482.9507 | 14229.1694 | 15045.1792 | 16983.7772 | 15001.3041 | 14140.0937 | 14169.2491
NEM | Wind | 26800.931 | 35728.7256 | 34813.4209 | 38117.0589 | 44987.3023 | 49628.3132 | 55693.8931 | 55453.112 | 61288.7208 | 62968.804 | 65891.2513 | 68117.1612 | 66786.474 | 70723.4858 | 75360.3315 | 81631.5993 | 90909.1118 | 91372.5008 | 94680.5735 | 94386.1898 | 96960.8673 | 97932.0657 | 105139.6046 | 109305.2037 | 112257.6486 | 112967.4012 | 116648.3916 | 120958.9008 | 118896.1517
NEM | Solar PV | 14501.0477 | 17776.7614 | 18079.901 | 17335.5482 | 16977.4581 | 17972.4971 | 18714.5378 | 16986.8853 | 28094.4867 | 29421.4086 | 29932.8204 | 29934.6795 | 28866.6605 | 28139.6979 | 30016.7736 | 29793.2061 | 29260.745 | 30279.3715 | 31713.8824 | 32903.5847 | 34282.1978 | 45148.5346 | 43212.0692 | 44686.8857 | 46075.2202 | 49783.9164 | 52458.5308 | 58842.3586 | 61002.0206
NEM | Grid Battery | 216.5844 | 310.9153 | 312.2732 | 349.6123 | 349.0176 | 353.4882 | 320.4237 | 296.9511 | 265.8555 | 270.8413 | 266.7163 | 289.8074 | 254.7856 | 226.6181 | 239.7867 | 246.4758 | 937.3862 | 925.8254 | 1027.633 | 982.2342 | 3293.9692 | 3242.8521 | 3494.0687 | 4760.7154 | 4831.1887 | 5978.4912 | 6031.2682 | 6550.7059 | 6560.529
NEM | Pumped Hydro | 49.6814 | 131.022 | 202.4738 | 1446.4225 | 4954.262 | 5279.7128 | 4751.9136 | 5224.6107 | 8817.7644 | 9714.1342 | 9525.6444 | 10915.66 | 10186.3344 | 9904.3186 | 10686.6247 | 10738.9855 | 12595.9921 | 12338.5063 | 13458.6261 | 12622.9364 | 13403.5281 | 15471.4825 | 14788.11 | 16013.365 | 15775.5038 | 16096.9151 | 15786.5237 | 19134.3846 | 18769.6713
NEM | VPP | 24.6756 | 42.9718 | 57.3931 | 93.1922 | 134.2074 | 180.5763 | 213.1777 | 256.2767 | 305.0468 | 372.5361 | 472.0958 | 574.9366 | 649.8964 | 705.4939 | 794.1862 | 884.9147 | 874.3234 | 917.6423 | 984.8597 | 1015.5955 | 1064.2361 | 1134.9333 | 1151.0146 | 1251.0435 | 1273.2002 | 1227.9796 | 1289.4836 | 1309.1758 | 1262.4978
Total excluding storage |  | 177829.2459 | 177553.8885 | 177268.2095 | 177737.8187 | 178194.1782 | 176203.0909 | 175769.0357 | 178510.7262 | 178845.0328 | 178499.1273 | 179265.1738 | 180992.5729 | 183965.5606 | 186075.1161 | 187014.5548 | 189599.0526 | 196088.2267 | 197043.169 | 197528.0539 | 199185.1827 | 201469.5884 | 206045.3142 | 208253.6143 | 208079.105 | 209798.7092 | 216318.9019 | 215342.2862 | 215437.4386 | 215520.9045
Region | Technology | 2021-22 | 2022-23 | 2023-24 | 2024-25 | 2025-26 | 2026-27 | 2027-28 | 2028-29 | 2029-30 | 2030-31 | 2031-32 | 2032-33 | 2033-34 | 2034-35 | 2035-36 | 2036-37 | 2037-38 | 2038-39 | 2039-40 | 2040-41 | 2041-42 | 2042-43 | 2043-44 | 2044-45 | 2045-46 | 2046-47 | 2047-48 | 2048-49 | 2049-50
NSW1 | Black Coal | 46092.4259 | 39198.5614 | 36921.8985 | 40335.2385 | 31921.9977 | 27551.8372 | 23348.5877 | 25634.998 | 15607.524 | 15604.9858 | 14303.0842 | 9036.3957 | 11256.3761 | 10142.3467 | 6407.1846 | 8063.1016 | 8337.33 | 8337.33 | 8319.0323 | 6787.0086 | 6404.2192 | 0 | 0 | 0 | 0 | 0 | 0 | 0 | 0
NSW1 | Brown Coal | 0 | 0 | 0 | 0 | 0 | 0 | 0 | 0 | 0 | 0 | 0 | 0 | 0 | 0 | 0 | 0 | 0 | 0 | 0 | 0 | 0 | 0 | 0 | 0 | 0 | 0 | 0 | 0 | 0
NSW1 | CCGT | 33.6489 | 33.6489 | 101.2648 | 64.1506 | 63.5591 | 63.5591 | 63.7332 | 63.7557 | 63.5591 | 63.5591 | 63.7332 | 300.6477 | 314.9328 | 775.8352 | 350.1496 | 361.936 | 1156.5157 | 1441.3494 | 1322.3458 | 1386.8653 | 1297.6584 | 1655.1488 | 6.7801 | 9.9603e-06 | 1.0424e-05 | 1.7805e-05 | 1.7981e-05 | 2.0428e-05 | 1.9641e-05
NSW1 | Gas - Steam | 0 | 0 | 0 | 0 | 0 | 0 | 0 | 0 | 0 | 0 | 0 | 0 | 0 | 0 | 0 | 0 | 0 | 0 | 0 | 0 | 0 | 0 | 0 | 0 | 0 | 0 | 0 | 0 | 0
NSW1 | OCGT / Diesel | 0.18039 | 1.07e-06 | 14.9955 | 46.7728 | 12.6103 | 18.7702 | 6.8288 | 11.654 | 1.491e-06 | 0.66932 | 1.644e-06 | 28.3724 | 19.5595 | 21.166 | 54.3322 | 33.8943 | 128.8632 | 75.8764 | 825.8257 | 1400.948 | 650.6043 | 838.7282 | 2621.7443 | 1211.7971 | 1357.7025 | 1997.0406 | 3268.3718 | 6071.2064 | 6935.9999
NSW1 | Hydro | 1998.2909 | 2100.8038 | 1931.8104 | 2759.3909 | 2802.6507 | 2585.474 | 2473.5058 | 3373.3923 | 2768.4881 | 2435.8253 | 2437.2894 | 2631.3807 | 3038.6076 | 3222.5847 | 3225.4575 | 3082.4704 | 3842.2465 | 3051.3195 | 3056.5529 | 2691.6508 | 2583.3443 | 3196.5266 | 3335.1284 | 3379.3859 | 3370.7755 | 4088.5991 | 3360.9851 | 3281.7194 | 3028.3818
NSW1 | Wind | 6252.6977 | 9583.5913 | 11541.9311 | 13660.6583 | 17419.9217 | 20682.1371 | 22696.7504 | 22049.6711 | 26005.7057 | 27930.793 | 29180.3104 | 28787.1737 | 27991.4552 | 29758.6857 | 31112.5754 | 30966.3744 | 27663.3857 | 25967.2835 | 30492.5734 | 30406.9777 | 35617.9799 | 35686.3882 | 37211.691 | 38999.232 | 39135.7356 | 34501.8441 | 32702.9775 | 34736.4125 | 34765.9637
NSW1 | Solar PV | 5342.8112 | 6499.5899 | 6543.0286 | 6299.1536 | 5994.627 | 6487.1148 | 7039.9944 | 6836.7324 | 17259.3047 | 18239.1909 | 18642.4062 | 18411.637 | 17848.5059 | 17162.8083 | 18500.5046 | 18486.5974 | 17323.3011 | 17552.1224 | 18535.4183 | 18818.6381 | 18733.8603 | 24056.2044 | 23075.8536 | 24655.8628 | 24861.907 | 27141.4043 | 28436.1136 | 32151.5762 | 32618.3978
NSW1 | Grid Battery | 3.7242e-06 | 3.843e-06 | 3.8426e-06 | 3.8196e-06 | 3.734e-06 | 3.8147e-06 | 4.6123e-06 | 4.8862e-06 | 1.5509e-05 | 1.6022e-05 | 1.6154e-05 | 1.7334e-05 | 1.7101e-05 | 1.7447e-05 | 1.8725e-05 | 1.9612e-05 | 4.3502e-05 | 4.2701e-05 | 8.2703e-05 | 8.2494e-05 | 882.9967 | 881.51 | 1141.7181 | 1620.5238 | 1719.7347 | 1856.2186 | 1814.9675 | 1871.071 | 1831.7946
NSW1 | Pumped Hydro | 21.9688 | 69.524 | 96.7241 | 929.1941 | 4436.9834 | 4861.3317 | 4406.9606 | 4726.4583 | 8414.3774 | 9259.4577 | 9071.8508 | 10183.6403 | 9474.3693 | 9239.5877 | 9945.9714 | 10028.5842 | 9604.9724 | 9219.7776 | 9915.8068 | 9415.258 | 9520.3535 | 9816.1355 | 9378.8025 | 10366.9769 | 10205.8489 | 10230.196 | 9832.674 | 10354.2456 | 10053.6958
NSW1 | VPP | 8.6915 | 15.0133 | 19.3827 | 34.4179 | 49.1213 | 68.4798 | 78.6544 | 94.2892 | 110.3309 | 133.9273 | 162.3736 | 196.9586 | 219.8501 | 232.9057 | 260.9071 | 288.1646 | 295.5942 | 303.7271 | 331.7619 | 332.1903 | 351.0081 | 376.8326 | 377.6286 | 413.6872 | 423.5225 | 424.8534 | 434.5829 | 458.6839 | 453.264
Total excluding storage |  | 59720.055 | 57416.1954 | 57054.9289 | 63165.3647 | 58215.3664 | 57388.8924 | 55629.4003 | 57970.2034 | 61704.5815 | 64275.0233 | 64626.8234 | 59195.6073 | 60469.437 | 61083.4266 | 59650.2039 | 60994.3741 | 58451.6422 | 56425.2812 | 62551.7484 | 61492.0884 | 65287.6663 | 65432.9961 | 66251.1973 | 68246.2778 | 68726.1207 | 67728.8881 | 67768.448 | 76240.9146 | 77348.7432
Region | Technology | 2021-22 | 2022-23 | 2023-24 | 2024-25 | 2025-26 | 2026-27 | 2027-28 | 2028-29 | 2029-30 | 2030-31 | 2031-32 | 2032-33 | 2033-34 | 2034-35 | 2035-36 | 2036-37 | 2037-38 | 2038-39 | 2039-40 | 2040-41 | 2041-42 | 2042-43 | 2043-44 | 2044-45 | 2045-46 | 2046-47 | 2047-48 | 2048-49 | 2049-50
QLD1 | Black Coal | 44377.0238 | 40795.5744 | 43570.8243 | 40323.4775 | 40642.3188 | 38966.3007 | 36154.9083 | 35470.9962 | 33279.0393 | 32161.9403 | 31141.4217 | 32964.7151 | 34755.9897 | 33232.2561 | 33394.4353 | 30613.2112 | 24718.8019 | 25421.699 | 24106.348 | 23501.463 | 23154.8279 | 19410.3967 | 15792.7886 | 13695.8692 | 11477.0951 | 9219.9277 | 9023.9349 | 8938.444 | 8071.8002
QLD1 | Brown Coal | 0 | 0 | 0 | 0 | 0 | 0 | 0 | 0 | 0 | 0 | 0 | 0 | 0 | 0 | 0 | 0 | 0 | 0 | 0 | 0 | 0 | 0 | 0 | 0 | 0 | 0 | 0 | 0 | 0
QLD1 | CCGT | 1104.025 | 1104.025 | 1232.2762 | 1440.9854 | 1260.0597 | 1272.9807 | 1215.3901 | 1444.8741 | 1235.1995 | 1271.3453 | 1348.1019 | 2656.9227 | 3026.081 | 3118.1012 | 2489.5601 | 2308.3348 | 3522.4267 | 3456.4123 | 2778.3756 | 3028.2047 | 3225.805 | 3548.7337 | 3396.8871 | 3049.2118 | 1476.9183 | 960.5235 | 963.1551 | 960.5235 | 960.5235
QLD1 | Gas - Steam | 37.1158 | 37.1158 | 73.7192 | 72.804 | 72.804 | 72.804 | 73.0035 | 72.804 | 72.804 | 72.804 | 73.0035 | 72.804 | 72.804 | 72.804 | 73.0035 | 72.804 | 142.6823 | 159.9862 | 160.3341 | 190.8631 | 196.7317 | 241.4611 | 233.9444 | 181.1192 | 250.4512 | 0 | 0 | 0 | 0
QLD1 | OCGT / Diesel | 1.7941e-06 | 1.8595e-06 | 1.6694 | 33.2942 | 14.8899 | 21.8909 | 7.6224 | 50.0539 | 7.1168 | 15.9898 | 20.5919 | 162.4001 | 91.3623 | 52.9671 | 89.4534 | 149.8884 | 467.9523 | 304.2911 | 836.9372 | 1000.443 | 846.0301 | 1350.0855 | 1676.4085 | 1398.4886 | 2326.1679 | 4503.0773 | 4306.0967 | 4424.5231 | 4032.105
QLD1 | Hydro | 683.7571 | 680.8304 | 681.0295 | 675.2371 | 672.3981 | 669.6091 | 669.5218 | 664.0664 | 661.1255 | 647.8211 | 658.9112 | 653.3113 | 650.5419 | 647.7036 | 647.1721 | 642.075 | 239.9581 | 239.6512 | 237.7533 | 236.7466 | 236.6347 | 0 | 0 | 0 | 0 | 0 | 0 | 0 | 0
QLD1 | Wind | 2135.0894 | 3605.6699 | 3600.7651 | 3782.037 | 6680.4144 | 6863.8855 | 10148.8847 | 12598.4202 | 14793.1578 | 15283.6693 | 14903.4193 | 14086.1591 | 12764.4916 | 14798.1133 | 14944.0534 | 18565.417 | 24888.9533 | 24693.7953 | 25316.688 | 23855.7006 | 23524.6739 | 25119.0495 | 28887.5984 | 29703.2953 | 33049.0454 | 35502.5631 | 35430.7268 | 35817.0365 | 33981.7174
QLD1 | Solar PV | 5555.0976 | 7538.3561 | 7685.5575 | 7343.985 | 7448.1655 | 7800.5726 | 7893.2139 | 6593.3675 | 7142.0113 | 7427.2567 | 7545.9959 | 7659.7106 | 7327.5956 | 7442.0843 | 7813.5781 | 7531.241 | 8380.6876 | 9037.3219 | 9417.8842 | 10090.1537 | 11245.5423 | 16122.3941 | 15601.1949 | 15798.0654 | 15878.2904 | 17763.0394 | 18615.8913 | 17981.0566 | 20389.8617
QLD1 | Grid Battery | 2.4844e-06 | 25.5918 | 26.6935 | 32.5852 | 34.7686 | 33.9492 | 33.0023 | 32.7324 | 31.4002 | 31.6857 | 31.4914 | 32.2273 | 31.836 | 32.0337 | 32.0926 | 32.4179 | 735.1415 | 730.4662 | 832.1596 | 793.4987 | 1543.4026 | 1538.96 | 1538.6957 | 1998.0605 | 1960.6726 | 3000.2932 | 3101.8833 | 3062.2258 | 3173.51
QLD1 | Pumped Hydro | 27.7125 | 61.498 | 105.7497 | 517.2284 | 517.2786 | 418.3811 | 344.953 | 498.1523 | 403.3869 | 454.6765 | 453.7936 | 732.0196 | 711.965 | 664.7309 | 740.6532 | 710.4013 | 2499.2236 | 2606.073 | 2677.8847 | 2438.846 | 2707.0424 | 4437.2986 | 4225.5711 | 4384.3798 | 4290.4737 | 4619.6877 | 4673.8502 | 4955.3013 | 5107.9065
QLD1 | VPP | 3.6862 | 5.9411 | 8.8974 | 16.6019 | 25.9191 | 34.9338 | 43.098 | 53.2842 | 67.1722 | 83.8904 | 110.5649 | 131.4877 | 151.7415 | 172.7486 | 187.1462 | 214.6032 | 184.641 | 197.8397 | 212.4399 | 226.4379 | 242.5168 | 266.7352 | 279.6492 | 285.4156 | 280.5417 | 241.7001 | 273.7265 | 283.9897 | 268.5367
Total excluding storage |  | 53892.1087 | 53761.5716 | 56845.8412 | 53671.8201 | 56791.0505 | 55668.0434 | 56162.5447 | 56894.5823 | 57190.4543 | 56880.8267 | 55691.4454 | 58256.0229 | 58688.8661 | 59364.0295 | 59451.2559 | 59882.9714 | 62361.4621 | 63313.157 | 62854.3204 | 61903.5747 | 62430.2457 | 65792.1206 | 65588.8219 | 63826.0495 | 64457.9682 | 67949.1309 | 68339.8049 | 68121.5837 | 67436.0077
Region | Technology | 2021-22 | 2022-23 | 2023-24 | 2024-25 | 2025-26 | 2026-27 | 2027-28 | 2028-29 | 2029-30 | 2030-31 | 2031-32 | 2032-33 | 2033-34 | 2034-35 | 2035-36 | 2036-37 | 2037-38 | 2038-39 | 2039-40 | 2040-41 | 2041-42 | 2042-43 | 2043-44 | 2044-45 | 2045-46 | 2046-47 | 2047-48 | 2048-49 | 2049-50
VIC1 | Black Coal | 0 | 0 | 0 | 0 | 0 | 0 | 0 | 0 | 0 | 0 | 0 | 0 | 0 | 0 | 0 | 0 | 0 | 0 | 0 | 0 | 0 | 0 | 0 | 0 | 0 | 0 | 0 | 0 | 0
VIC1 | Brown Coal | 29938.3151 | 28367.928 | 28726.5583 | 23694.6361 | 25033.2987 | 24794.0974 | 24360.8119 | 24153.5987 | 23666.3464 | 22403.9968 | 21651.7625 | 21063.5528 | 21619.2671 | 21420.0955 | 22102.8742 | 20820.8843 | 19704.6508 | 20311.0519 | 17870.8189 | 19126.9855 | 20907.9623 | 20355.6163 | 19535.3245 | 19984.1287 | 19277.6863 | 19569.4404 | 13306.452 | 0 | 0
VIC1 | CCGT | 9.9761e-07 | 9.8991e-07 | 1.0491e-06 | 1.1881e-06 | 1.2126e-06 | 1.2096e-06 | 1.294e-06 | 1.4037e-06 | 1.3997e-06 | 1.4244e-06 | 1.4899e-06 | 2.2824e-06 | 2.2913e-06 | 2.2948e-06 | 2.2752e-06 | 2.3125e-06 | 2.9506e-06 | 3.1422e-06 | 4.5749e-06 | 4.5493e-06 | 5.2036e-06 | 5.4286e-06 | 5.4093e-06 | 5.0883e-06 | 5.2898e-06 | 6.1134e-06 | 6.198e-06 | 1.5126e-05 | 1.4808e-05
VIC1 | Gas - Steam | 8.1851 | 3.4719 | 9.7191 | 14.7745 | 4.8768 | 13.2526 | 5.166 | 12.3073 | 0.419 | 2.4384 | 1.0866 | 14.2598 | 6.5112 | 7.2784 | 23.0226 | 12.5335 | 43.981 | 23.9165 | 0 | 0 | 0 | 0 | 0 | 0 | 0 | 0 | 0 | 0 | 0
VIC1 | OCGT / Diesel | 7.806 | 1.7708e-06 | 9.0423 | 2.4395 | 1.7508 | 4.837 | 2.0802 | 0.45402 | 2.7193e-06 | 2.809e-06 | 2.9181e-06 | 29.9649 | 1.6768 | 10.5434 | 16.3827 | 9.1867 | 33.7525 | 5.4042 | 52.3859 | 48.8949 | 40.5503 | 16.8012 | 124.5873 | 129.1154 | 87.9799 | 75.8415 | 38.3809 | 236.5287 | 485.1959
VIC1 | Hydro | 2733.6997 | 2740.697 | 2478.9365 | 3061.3522 | 3128.3987 | 2955.8833 | 2997.0646 | 3767.6495 | 3119.0313 | 2665.4138 | 2683.0735 | 2419.838 | 2965.9601 | 3054.8483 | 2886.2672 | 2897.7766 | 3640.5746 | 3021.202 | 2591.7267 | 2585.0578 | 2344.2325 | 2868.8951 | 2968.3926 | 2796.4552 | 2809.662 | 3521.7637 | 2926.054 | 2509.73 | 2509.4444
VIC1 | Wind | 10813.3031 | 13843.5525 | 11932.6877 | 12240.9814 | 12532.5651 | 12985.673 | 13677.6475 | 12363.331 | 12475.6555 | 12104.1384 | 13538.1448 | 11716.3292 | 12710.81 | 12877.434 | 13978.6795 | 14989.3505 | 17188.5745 | 18192.9961 | 16934.3666 | 17070.9656 | 16163.4773 | 16322.7192 | 18847.6429 | 19261.9629 | 19678.4011 | 21634.3495 | 26631.278 | 27962.3633 | 26516.2594
VIC1 | Solar PV | 2656.001 | 2637.1389 | 2739.6798 | 2624.9491 | 2493.1717 | 2618.528 | 2682.0565 | 2511.5762 | 2603.911 | 2656.0238 | 2640.7478 | 2742.2025 | 2623.4152 | 2493.1765 | 2634.7884 | 2677.9227 | 2511.5792 | 2600.0682 | 2659.9372 | 2637.4153 | 2742.1601 | 2831.5915 | 2705.7182 | 2627.0228 | 2917.0672 | 2704.5319 | 3308.7055 | 6768.4099 | 6072.2963
VIC1 | Grid Battery | 113.124 | 177.7616 | 173.3714 | 201.108 | 198.5922 | 202.7355 | 183.3538 | 164.6029 | 144.7426 | 151.1007 | 149.5088 | 166.0463 | 131.4317 | 126.2117 | 135.471 | 140.3082 | 129.8405 | 125.3143 | 125.3419 | 121.3057 | 44.9643 | 0.00010278 | 0.00010872 | 0.00034497 | 0.00034613 | 0.00034764 | 0.00036696 | 533.8988 | 521.4684
VIC1 | Pumped Hydro | 0 | 0 | 3.2455e-06 | 3.4758e-06 | 3.5284e-06 | 3.7786e-06 | 3.6323e-06 | 3.7564e-06 | 3.8913e-06 | 4.2253e-06 | 4.4297e-06 | 6.8732e-06 | 6.7641e-06 | 6.7417e-06 | 7.1029e-06 | 8.3022e-06 | 1.0166e-05 | 1.0839e-05 | 2.5697e-05 | 2.5068e-05 | 6.0192e-05 | 5.9455e-05 | 5.8365e-05 | 0.00056692 | 0.0020331 | 0.001939 | 0.0020324 | 2356.262 | 2236.0532
VIC1 | VPP | 5.9429 | 10.18 | 13.8933 | 23.084 | 34.5433 | 47.4614 | 56.0122 | 67.1285 | 82.0231 | 100.6359 | 131.3813 | 166.552 | 191.6422 | 207.4479 | 241.0876 | 266.9209 | 273.1503 | 293.5238 | 309.2365 | 323.263 | 348.5083 | 365.2477 | 364.6611 | 416.2909 | 425.5894 | 424.0012 | 441.1838 | 425.4483 | 409.561
Total excluding storage |  | 46157.3101 | 47592.7883 | 45896.6237 | 41639.1328 | 43194.0618 | 43372.2713 | 43724.8267 | 42808.9168 | 41865.3632 | 39832.0113 | 40514.8152 | 37986.1473 | 39927.6405 | 39863.3761 | 41642.0146 | 41407.6543 | 43123.1126 | 44154.6389 | 40109.2353 | 41469.3191 | 42198.3825 | 42395.6232 | 44181.6654 | 44798.6851 | 44770.7966 | 47505.927 | 46210.8705 | 37477.0318 | 35583.1961
Region | Technology | 2021-22 | 2022-23 | 2023-24 | 2024-25 | 2025-26 | 2026-27 | 2027-28 | 2028-29 | 2029-30 | 2030-31 | 2031-32 | 2032-33 | 2033-34 | 2034-35 | 2035-36 | 2036-37 | 2037-38 | 2038-39 | 2039-40 | 2040-41 | 2041-42 | 2042-43 | 2043-44 | 2044-45 | 2045-46 | 2046-47 | 2047-48 | 2048-49 | 2049-50
SA1 | Black Coal | 0 | 0 | 0 | 0 | 0 | 0 | 0 | 0 | 0 | 0 | 0 | 0 | 0 | 0 | 0 | 0 | 0 | 0 | 0 | 0 | 0 | 0 | 0 | 0 | 0 | 0 | 0 | 0 | 0
SA1 | Brown Coal | 0 | 0 | 0 | 0 | 0 | 0 | 0 | 0 | 0 | 0 | 0 | 0 | 0 | 0 | 0 | 0 | 0 | 0 | 0 | 0 | 0 | 0 | 0 | 0 | 0 | 0 | 0 | 0 | 0
SA1 | CCGT | 1114.8326 | 1114.8326 | 573.3398 | 449.5019 | 449.5019 | 449.5019 | 450.7334 | 449.5019 | 449.5019 | 449.5019 | 450.7334 | 517.2239 | 449.5019 | 851.2 | 450.7334 | 449.5019 | 3.6431e-06 | 3.6776e-06 | 5.0311e-06 | 4.975e-06 | 7.466e-06 | 7.8306e-06 | 7.8553e-06 | 7.294e-06 | 7.8787e-06 | 8.5307e-06 | 8.5862e-06 | 1.2398e-05 | 1.2037e-05
SA1 | Gas - Steam | 655.946 | 674.7211 | 648.1695 | 81.5731 | 81.5731 | 81.5731 | 81.7966 | 81.5731 | 81.5731 | 81.5731 | 81.7966 | 81.5731 | 81.5731 | 91.336 | 0 | 0 | 0 | 0 | 0 | 0 | 0 | 0 | 0 | 0 | 0 | 0 | 0 | 0 | 0
SA1 | OCGT / Diesel | 46.4668 | 24.6984 | 96.7286 | 12.1162 | 8.2445 | 15.1524 | 5.0571 | 11.615 | 0.62559 | 2.5052 | 0.66419 | 87.8822 | 48.3203 | 158.3738 | 80.1743 | 82.1675 | 308.5803 | 351.7602 | 608.2097 | 665.9624 | 518.5145 | 730.3012 | 1030.1795 | 205.9153 | 166.188 | 256.8327 | 327.0834 | 859.3765 | 962.9127
SA1 | Hydro | 0 | 0 | 0 | 0 | 0 | 0 | 0 | 0 | 0 | 0 | 0 | 0 | 0 | 0 | 0 | 0 | 0 | 0 | 0 | 0 | 0 | 0 | 0 | 0 | 0 | 0 | 0 | 0 | 0
SA1 | Wind | 6273.6928 | 7093.232 | 6287.6172 | 6970.8238 | 6800.6565 | 7507.897 | 7537.8587 | 7054.2754 | 6605.365 | 6356.9609 | 6691.5901 | 7578.5881 | 7427.2487 | 7125.3834 | 8962.2928 | 9332.3394 | 11426.409 | 12720.7154 | 12403.1575 | 12950.6835 | 11640.3059 | 11097.0117 | 10066.8854 | 11334.4218 | 10250.8966 | 11275.0658 | 11575.3337 | 11903.0767 | 12677.6237
SA1 | Solar PV | 947.1378 | 1101.6765 | 1111.6351 | 1067.4605 | 1041.4939 | 1066.2817 | 1099.2729 | 1045.2092 | 1089.2598 | 1098.9371 | 1103.6704 | 1121.1294 | 1067.1438 | 1041.6288 | 1067.9023 | 1097.445 | 1045.177 | 1089.8591 | 1100.6428 | 1357.3777 | 1560.6352 | 2138.3446 | 1829.3025 | 1605.9347 | 2417.9556 | 2174.9409 | 2097.8204 | 1941.3159 | 1921.4649
SA1 | Grid Battery | 103.4603 | 107.562 | 112.2083 | 115.9191 | 115.6568 | 116.8035 | 104.0675 | 99.6159 | 89.7126 | 88.0549 | 85.716 | 91.5337 | 91.5179 | 68.3727 | 72.223 | 73.7496 | 72.4041 | 70.0448 | 70.1314 | 67.4298 | 822.6055 | 822.382 | 813.6547 | 1142.1307 | 1150.781 | 1121.979 | 1114.417 | 1083.5102 | 1033.7559
SA1 | Pumped Hydro | 0 | 0 | 2.4474e-06 | 2.3743e-06 | 2.3415e-06 | 2.4244e-06 | 2.416e-06 | 2.5055e-06 | 2.6461e-06 | 2.8156e-06 | 2.9459e-06 | 3.9094e-06 | 3.8827e-06 | 3.8724e-06 | 4.394e-06 | 5.8198e-06 | 5.8204e-06 | 5.8948e-06 | 7.6461e-06 | 7.6047e-06 | 1.0652e-05 | 1.0604e-05 | 1.0536e-05 | 1.3432e-05 | 1.4842e-05 | 1.4615e-05 | 1.4827e-05 | 1.4774e-05 | 1.4825e-05
SA1 | VPP | 6.212 | 11.4036 | 15.0692 | 18.7285 | 23.5454 | 28.5919 | 30.7357 | 36.1471 | 39.6755 | 46.3275 | 57.3772 | 66.7614 | 72.778 | 76.6426 | 87.5438 | 95.3273 | 99.5445 | 101.0719 | 108.1097 | 110.3028 | 96.6848 | 101.5522 | 103.4863 | 107.8434 | 114.1094 | 110.1725 | 112.0078 | 112.1022 | 103.0326
Total excluding storage |  | 9038.076 | 10009.1605 | 8717.4902 | 8581.4754 | 8381.4699 | 9120.4061 | 9174.7187 | 8642.1747 | 8226.3253 | 7989.4782 | 8328.4547 | 9386.3967 | 9073.7878 | 9267.9221 | 10561.1029 | 10961.4537 | 12780.1663 | 14162.3347 | 14112.01 | 14974.0236 | 13719.4556 | 13965.6576 | 12926.3675 | 13146.2718 | 12835.0402 | 13706.8394 | 14000.2375 | 14703.7691 | 15562.0014
Region | Technology | 2021-22 | 2022-23 | 2023-24 | 2024-25 | 2025-26 | 2026-27 | 2027-28 | 2028-29 | 2029-30 | 2030-31 | 2031-32 | 2032-33 | 2033-34 | 2034-35 | 2035-36 | 2036-37 | 2037-38 | 2038-39 | 2039-40 | 2040-41 | 2041-42 | 2042-43 | 2043-44 | 2044-45 | 2045-46 | 2046-47 | 2047-48 | 2048-49 | 2049-50
TAS1 | Black Coal | 0 | 0 | 0 | 0 | 0 | 0 | 0 | 0 | 0 | 0 | 0 | 0 | 0 | 0 | 0 | 0 | 0 | 0 | 0 | 0 | 0 | 0 | 0 | 0 | 0 | 0 | 0 | 0 | 0
TAS1 | Brown Coal | 0 | 0 | 0 | 0 | 0 | 0 | 0 | 0 | 0 | 0 | 0 | 0 | 0 | 0 | 0 | 0 | 0 | 0 | 0 | 0 | 0 | 0 | 0 | 0 | 0 | 0 | 0 | 0 | 0
TAS1 | CCGT | 8.7422e-07 | 8.7001e-07 | 9.398e-07 | 9.559e-07 | 9.6197e-07 | 1.0047e-06 | 1.0561e-06 | 1.1328e-06 | 1.1562e-06 | 1.1957e-06 | 1.2419e-06 | 1.6527e-06 | 1.6656e-06 | 1.677e-06 | 1.6932e-06 | 1.7299e-06 | 1.8962e-06 | 2.0242e-06 | 2.4135e-06 | 2.4021e-06 | 2.7069e-06 | 2.7587e-06 | 2.7585e-06 | 2.6816e-06 | 2.741e-06 | 3.0619e-06 | 3.164e-06 | 4.2794e-06 | 4.226e-06
TAS1 | Gas - Steam | 0 | 0 | 0 | 0 | 0 | 0 | 0 | 0 | 0 | 0 | 0 | 0 | 0 | 0 | 0 | 0 | 0 | 0 | 0 | 0 | 0 | 0 | 0 | 0 | 0 | 0 | 0 | 0 | 0
TAS1 | OCGT / Diesel | 6.9063e-07 | 6.8117e-07 | 7.2601e-07 | 7.4877e-07 | 7.7096e-07 | 8.2098e-07 | 8.5783e-07 | 9.1761e-07 | 9.4053e-07 | 9.7184e-07 | 9.9972e-07 | 1.4198 | 0.2337 | 1.3674e-06 | 1.1444 | 0.64719 | 1.3736 | 0.01783 | 3.4346 | 0.23038 | 0.5946 | 0.1327 | 0.34557 | 2.2009 | 0.47189 | 1.1235 | 0.58482 | 5.4833 | 4.9459
TAS1 | Hydro | 7695.5481 | 7171.4928 | 7302.9056 | 9217.4672 | 10058.4851 | 9064.7571 | 9444.7934 | 10807.4348 | 8449.4716 | 8228.5456 | 8525.8482 | 10218.0678 | 9913.127 | 10332.4924 | 9346.1026 | 8573.8337 | 9628.6804 | 9190.029 | 8363.5171 | 9244.0841 | 7818.8133 | 8751.8869 | 9179.4298 | 8053.3283 | 8864.7418 | 9373.4144 | 8714.265 | 8348.6443 | 8631.4229
TAS1 | Wind | 1326.1481 | 1602.6799 | 1450.4199 | 1462.5584 | 1553.7445 | 1588.7206 | 1632.7518 | 1387.4142 | 1408.8368 | 1293.2423 | 1577.7867 | 5948.9111 | 5892.4686 | 6163.8694 | 6362.7304 | 7778.1181 | 9741.7894 | 9797.7104 | 9533.788 | 10101.8623 | 10014.4303 | 9706.897 | 10125.787 | 10006.2917 | 10143.5699 | 10053.5787 | 10308.0755 | 10540.0119 | 10954.5874
TAS1 | Solar PV | 1.8961e-07 | 2.8429e-07 | 3.92e-07 | 4.1186e-07 | 3.5722e-07 | 4.1947e-07 | 4.0604e-07 | 4.5748e-07 | 5.5779e-07 | 6.2801e-07 | 6.9945e-07 | 1.0277e-06 | 1.1971e-06 | 1.0557e-06 | 1.171e-06 | 1.1813e-06 | 1.803e-06 | 1.936e-06 | 1.8875e-06 | 1.8596e-06 | 1.9209e-06 | 1.9921e-06 | 1.7168e-06 | 1.817e-06 | 1.8494e-06 | 2.0474e-06 | 2.147e-06 | 3.224e-06 | 3.6027e-06
TAS1 | Grid Battery | 2.4084e-06 | 2.4762e-06 | 2.4199e-06 | 2.4178e-06 | 2.4923e-06 | 2.5625e-06 | 2.9076e-06 | 3.2824e-06 | 4.8572e-06 | 5.0693e-06 | 5.3029e-06 | 6.9541e-06 | 6.9873e-06 | 7.2907e-06 | 7.9659e-06 | 9.1747e-06 | 9.2994e-06 | 9.5382e-06 | 1.4272e-05 | 1.4792e-05 | 1.5359e-05 | 1.5118e-05 | 1.6523e-05 | 1.7471e-05 | 1.6927e-05 | 1.8803e-05 | 1.9778e-05 | 2.5858e-05 | 2.6947e-05
TAS1 | Pumped Hydro | 0 | 0 | 6.0164e-06 | 6.2242e-06 | 6.7861e-06 | 6.916e-06 | 8.2232e-06 | 8.544e-06 | 9.2106e-06 | 1.0059e-05 | 1.0666e-05 | 2.3786e-05 | 2.3768e-05 | 2.395e-05 | 2.4709e-05 | 4.971e-05 | 491.7961 | 512.6557 | 864.9346 | 768.8323 | 1176.1321 | 1218.0484 | 1183.7363 | 1262.0077 | 1279.1792 | 1247.0294 | 1279.9974 | 1468.5757 | 1372.0158
TAS1 | VPP | 0.143 | 0.43377 | 0.15055 | 0.35992 | 1.0782 | 1.1093 | 4.6773 | 5.4276 | 5.8452 | 7.7551 | 10.3989 | 13.1769 | 13.8846 | 15.749 | 17.5014 | 19.8987 | 21.3934 | 21.4797 | 23.3118 | 23.4016 | 25.5182 | 24.5656 | 25.5894 | 27.8064 | 29.4371 | 27.2524 | 27.9825 | 28.9517 | 28.1034
Total excluding storage |  | 9021.6962 | 8774.1728 | 8753.3256 | 10680.0257 | 11612.2296 | 10653.4777 | 11077.5452 | 12194.849 | 9858.3084 | 9521.7879 | 10103.635 | 16168.3987 | 15805.8293 | 16496.3618 | 15709.9775 | 16352.599 | 19371.8434 | 18987.7572 | 17900.7397 | 19346.1768 | 17833.8382 | 18458.9167 | 19305.5623 | 18061.8209 | 19008.7835 | 19428.1165 | 19022.9254 | 18894.1395 | 19590.9562
Explicitly modelled pumping
Region | Technology | 2021-22 | 2022-23 | 2023-24 | 2024-25 | 2025-26 | 2026-27 | 2027-28 | 2028-29 | 2029-30 | 2030-31 | 2031-32 | 2032-33 | 2033-34 | 2034-35 | 2035-36 | 2036-37 | 2037-38 | 2038-39 | 2039-40 | 2040-41 | 2041-42 | 2042-43 | 2043-44 | 2044-45 | 2045-46 | 2046-47 | 2047-48 | 2048-49 | 2049-50
NEM | Grid Battery pump | 266.6235 | 384.74 | 384.5298 | 431.7807 | 430.7502 | 436.3801 | 396.4987 | 365.6924 | 328.4207 | 334.1679 | 330.2598 | 356.9578 | 314.6937 | 279.4993 | 296.0143 | 304.2911 | 1118.4512 | 1100.6485 | 1221.2378 | 1168.0795 | 3879.9861 | 3822.2202 | 4112.2706 | 5602.7425 | 5695.3547 | 7034.9744 | 7102.1966 | 7706.0615 | 7715.3558
NEM | Pumped Hydro Pump | 134.2602 | 432.1033 | 600.9383 | 3175.6446 | 6761.0129 | 7533.765 | 7141.939 | 7320.133 | 12248.0986 | 13284.3025 | 13404.3412 | 15117.1046 | 14891.6709 | 13845.3201 | 15467.3965 | 15788.4398 | 17413.5138 | 17274.2349 | 18638.8332 | 17766.172 | 18489.6962 | 21777.9991 | 20080.7265 | 22457.1786 | 22454.6547 | 22406.8272 | 21962.3257 | 26455.1691 | 25601.3398
NEM | VPP pump | 29.6166 | 51.6948 | 68.7703 | 111.8714 | 161.0882 | 216.7051 | 256.3131 | 307.1436 | 366.1349 | 447.1255 | 568.0069 | 688.7217 | 780.4458 | 846.9406 | 952.5753 | 1062.1079 | 1050.9192 | 1102.1167 | 1179.8145 | 1221.5981 | 1275.1286 | 1363.7633 | 1380.0869 | 1501.3571 | 1531.0586 | 1471.2217 | 1550.5531 | 1568.5209 | 1514.5506
Region | Technology | 2021-22 | 2022-23 | 2023-24 | 2024-25 | 2025-26 | 2026-27 | 2027-28 | 2028-29 | 2029-30 | 2030-31 | 2031-32 | 2032-33 | 2033-34 | 2034-35 | 2035-36 | 2036-37 | 2037-38 | 2038-39 | 2039-40 | 2040-41 | 2041-42 | 2042-43 | 2043-44 | 2044-45 | 2045-46 | 2046-47 | 2047-48 | 2048-49 | 2049-50
NSW1 | Grid Battery pump | 4.4211e-06 | 4.5598e-06 | 4.5561e-06 | 4.5322e-06 | 4.4301e-06 | 4.5238e-06 | 5.4744e-06 | 5.7955e-06 | 1.8546e-05 | 1.9157e-05 | 1.9333e-05 | 2.0665e-05 | 2.0419e-05 | 2.0823e-05 | 2.231e-05 | 2.338e-05 | 5.1548e-05 | 5.0545e-05 | 9.7555e-05 | 9.7611e-05 | 1039.0427 | 1036.8474 | 1343.1978 | 1906.4985 | 2027.9572 | 2179.0467 | 2141.3158 | 2195.2003 | 2155.0522
NSW1 | Pumped Hydro Pump | 95.8267 | 340.5519 | 451.1591 | 2433.2676 | 6016.4421 | 6933.6352 | 6644.8877 | 6605.4997 | 11668.3636 | 12630.8557 | 12750.3909 | 14066.8413 | 13868.457 | 12889.9898 | 14402.953 | 14767.4733 | 13576.1615 | 13302.0234 | 14129.1398 | 13669.7784 | 13559.0248 | 14621.7465 | 13270.6187 | 15348.7466 | 15404.3589 | 15029.7945 | 14474.0231 | 15427.9229 | 14693.5544
NSW1 | VPP pump | 10.4319 | 18.0616 | 23.2218 | 41.3101 | 58.9569 | 82.192 | 94.5515 | 113.0218 | 132.4233 | 160.7446 | 195.4023 | 235.8817 | 263.8737 | 280.0633 | 312.6281 | 345.866 | 355.7035 | 364.6095 | 397.2081 | 399.8286 | 420.6062 | 451.8543 | 453.2441 | 496.523 | 509.7747 | 508.478 | 523.1468 | 548.9857 | 544.0245
Region | Technology | 2021-22 | 2022-23 | 2023-24 | 2024-25 | 2025-26 | 2026-27 | 2027-28 | 2028-29 | 2029-30 | 2030-31 | 2031-32 | 2032-33 | 2033-34 | 2034-35 | 2035-36 | 2036-37 | 2037-38 | 2038-39 | 2039-40 | 2040-41 | 2041-42 | 2042-43 | 2043-44 | 2044-45 | 2045-46 | 2046-47 | 2047-48 | 2048-49 | 2049-50
QLD1 | Grid Battery pump | 2.9241e-06 | 31.5948 | 32.8562 | 40.2287 | 42.9489 | 41.8879 | 40.7636 | 40.3903 | 38.7657 | 39.1181 | 38.977 | 39.6881 | 39.3037 | 39.5664 | 39.6018 | 40.022 | 868.7663 | 858.7432 | 980.6337 | 934.3762 | 1814.9193 | 1811.8914 | 1810.9769 | 2349.0254 | 2306.2107 | 3536.3682 | 3642.663 | 3608.5312 | 3727.6282
QLD1 | Pumped Hydro Pump | 38.4335 | 91.5514 | 149.7792 | 742.377 | 744.5709 | 600.1298 | 497.0512 | 714.6332 | 579.735 | 653.4468 | 653.9503 | 1050.2632 | 1023.2138 | 955.3303 | 1064.4434 | 1020.9664 | 3222.6072 | 3328.7893 | 3431.1276 | 3124.5288 | 3459.5783 | 5633.5159 | 5338.6181 | 5534.6692 | 5434.9191 | 5834.6437 | 5871.1079 | 6263.3947 | 6397.6988
QLD1 | VPP pump | 4.4244 | 7.1498 | 10.6599 | 19.9263 | 31.1381 | 41.8999 | 51.7802 | 63.9014 | 80.6226 | 100.6884 | 132.9955 | 157.5251 | 182.1258 | 207.4342 | 224.5252 | 257.5748 | 222.2162 | 236.8515 | 254.9784 | 271.8513 | 291.0058 | 320.5899 | 335.8028 | 342.3367 | 336.3451 | 290.7791 | 327.8554 | 341.6018 | 321.5612
Region | Technology | 2021-22 | 2022-23 | 2023-24 | 2024-25 | 2025-26 | 2026-27 | 2027-28 | 2028-29 | 2029-30 | 2030-31 | 2031-32 | 2032-33 | 2033-34 | 2034-35 | 2035-36 | 2036-37 | 2037-38 | 2038-39 | 2039-40 | 2040-41 | 2041-42 | 2042-43 | 2043-44 | 2044-45 | 2045-46 | 2046-47 | 2047-48 | 2048-49 | 2049-50
VIC1 | Grid Battery pump | 139.1996 | 220.0477 | 213.4498 | 248.2818 | 245.1755 | 250.2905 | 226.9517 | 202.6244 | 178.6946 | 186.5441 | 185.1678 | 204.5578 | 162.4048 | 155.5221 | 167.2482 | 173.2201 | 160.297 | 155.1993 | 154.2528 | 150.2257 | 55.046 | 0.00012114 | 0.00012767 | 0.00040586 | 0.00040802 | 0.00040817 | 0.00043254 | 628.1162 | 613.4923
VIC1 | Pumped Hydro Pump | 0 | 0 | 4.0613e-06 | 4.3498e-06 | 4.4074e-06 | 4.7181e-06 | 4.551e-06 | 4.6873e-06 | 4.8713e-06 | 5.279e-06 | 5.5435e-06 | 8.5907e-06 | 8.4607e-06 | 8.4212e-06 | 8.8667e-06 | 1.0386e-05 | 1.2699e-05 | 1.3603e-05 | 3.2066e-05 | 3.1476e-05 | 7.5109e-05 | 7.4632e-05 | 7.2637e-05 | 0.00070867 | 0.0025533 | 0.0024118 | 0.0025525 | 2945.3274 | 2795.0667
VIC1 | VPP pump | 7.1328 | 12.2448 | 16.6489 | 27.7065 | 41.4602 | 56.9648 | 67.3805 | 80.4177 | 98.4472 | 120.787 | 158.1201 | 199.4707 | 230.4412 | 248.5617 | 289.3625 | 320.3686 | 327.8453 | 353.1983 | 370.2572 | 389.0359 | 417.2492 | 439.5843 | 436.4797 | 499.648 | 512.191 | 507.5196 | 531.0065 | 509.158 | 491.5706
Region | Technology | 2021-22 | 2022-23 | 2023-24 | 2024-25 | 2025-26 | 2026-27 | 2027-28 | 2028-29 | 2029-30 | 2030-31 | 2031-32 | 2032-33 | 2033-34 | 2034-35 | 2035-36 | 2036-37 | 2037-38 | 2038-39 | 2039-40 | 2040-41 | 2041-42 | 2042-43 | 2043-44 | 2044-45 | 2045-46 | 2046-47 | 2047-48 | 2048-49 | 2049-50
SA1 | Grid Battery pump | 127.4238 | 133.0975 | 138.2238 | 143.2703 | 142.6259 | 144.2018 | 128.7833 | 122.6776 | 110.9603 | 108.5057 | 106.1149 | 112.712 | 112.9851 | 84.4107 | 89.1642 | 91.0489 | 89.3878 | 86.706 | 86.3511 | 83.4775 | 970.9781 | 973.4813 | 958.0957 | 1347.2182 | 1361.1863 | 1319.5591 | 1318.2174 | 1274.2138 | 1219.1831
SA1 | Pumped Hydro Pump | 0 | 0 | 3.0601e-06 | 2.9735e-06 | 2.9244e-06 | 3.0275e-06 | 3.0271e-06 | 3.1263e-06 | 3.3129e-06 | 3.5175e-06 | 3.6841e-06 | 4.8875e-06 | 4.8552e-06 | 4.8354e-06 | 5.4893e-06 | 7.2786e-06 | 7.2711e-06 | 7.3932e-06 | 9.533e-06 | 9.5436e-06 | 1.3279e-05 | 1.3294e-05 | 1.3137e-05 | 1.6806e-05 | 1.8601e-05 | 1.8198e-05 | 1.8607e-05 | 1.8395e-05 | 1.8554e-05
SA1 | VPP pump | 7.4559 | 13.7149 | 18.0587 | 22.497 | 28.2416 | 34.3171 | 36.9711 | 43.3043 | 47.6261 | 55.5979 | 69.0079 | 79.9879 | 87.3509 | 91.9893 | 105.0734 | 114.4155 | 119.477 | 121.6084 | 129.4593 | 132.7185 | 115.7157 | 122.2498 | 123.8452 | 129.4774 | 137.3214 | 131.8305 | 134.859 | 134.1263 | 123.6636
Region | Technology | 2021-22 | 2022-23 | 2023-24 | 2024-25 | 2025-26 | 2026-27 | 2027-28 | 2028-29 | 2029-30 | 2030-31 | 2031-32 | 2032-33 | 2033-34 | 2034-35 | 2035-36 | 2036-37 | 2037-38 | 2038-39 | 2039-40 | 2040-41 | 2041-42 | 2042-43 | 2043-44 | 2044-45 | 2045-46 | 2046-47 | 2047-48 | 2048-49 | 2049-50
TAS1 | Grid Battery pump | 2.834e-06 | 2.9141e-06 | 2.8469e-06 | 2.8445e-06 | 2.9323e-06 | 3.0144e-06 | 3.4216e-06 | 3.8608e-06 | 5.7163e-06 | 5.9636e-06 | 6.2402e-06 | 8.1856e-06 | 8.2205e-06 | 8.5791e-06 | 9.3678e-06 | 1.0798e-05 | 1.094e-05 | 1.1234e-05 | 1.6781e-05 | 1.7423e-05 | 1.8053e-05 | 1.7795e-05 | 1.9445e-05 | 2.0543e-05 | 1.994e-05 | 2.2097e-05 | 2.33e-05 | 3.0393e-05 | 3.1713e-05
TAS1 | Pumped Hydro Pump | 0 | 0 | 7.5431e-06 | 7.7819e-06 | 8.4837e-06 | 8.6399e-06 | 1.03e-05 | 1.0651e-05 | 1.1545e-05 | 1.2558e-05 | 1.3346e-05 | 2.977e-05 | 2.9675e-05 | 2.9972e-05 | 3.0811e-05 | 6.2467e-05 | 614.7451 | 643.4222 | 1078.5657 | 971.8647 | 1471.093 | 1522.7366 | 1471.4896 | 1573.7621 | 1615.3741 | 1542.3866 | 1617.1921 | 1818.5241 | 1715.0199
TAS1 | VPP pump | 0.17163 | 0.52361 | 0.18104 | 0.43151 | 1.2914 | 1.3313 | 5.6298 | 6.4984 | 7.0158 | 9.3077 | 12.4811 | 15.8563 | 16.6542 | 18.892 | 20.9862 | 23.8831 | 25.6772 | 25.8489 | 27.9116 | 28.1638 | 30.5516 | 29.485 | 30.7151 | 33.372 | 35.4263 | 32.6145 | 33.6855 | 34.6491 | 33.7307
Non-controllable capacity
Region | Technology | 2021-22 | 2022-23 | 2023-24 | 2024-25 | 2025-26 | 2026-27 | 2027-28 | 2028-29 | 2029-30 | 2030-31 | 2031-32 | 2032-33 | 2033-34 | 2034-35 | 2035-36 | 2036-37 | 2037-38 | 2038-39 | 2039-40 | 2040-41 | 2041-42 | 2042-43 | 2043-44 | 2044-45 | 2045-46 | 2046-47 | 2047-48 | 2048-49 | 2049-50
NEM | Distributed PV | 17966.1251 | 20100.6795 | 21848.5557 | 22765.7608 | 23520.219 | 26712.9041 | 28250.2682 | 26710.882 | 28962.3643 | 30914.2247 | 32262.7878 | 33604.8783 | 33813.0341 | 33976.8825 | 37696.6292 | 38914.4849 | 36303.367 | 39129.5695 | 41710.6576 | 43318.6363 | 44440.8755 | 44228.555 | 43943.4562 | 48400.6107 | 49711.1476 | 46026.6458 | 49621.4902 | 52962.0301 | 54802.2134
NEM | Behind the meter battery | 274.2921 | 322.7655 | 377.4056 | 441.916 | 524.7405 | 624.9438 | 702.6065 | 780.1503 | 916.5023 | 1062.9236 | 1310.8182 | 1435.9449 | 1573.1611 | 1680.3963 | 1781.133 | 1856.768 | 1927.461 | 2000.5502 | 2079.2953 | 2147.8019 | 2226.1602 | 2306.7147 | 2389.4767 | 2400.7435 | 2416.8737 | 2424.2587 | 2440.1321 | 2439.5699 | 2438.5083
NEM | Behind the meter battery pump | 233.0404 | 274.1938 | 320.6539 | 375.4693 | 445.7175 | 530.8198 | 596.8722 | 662.6992 | 778.5165 | 902.9392 | 1113.6428 | 1220.0169 | 1336.223 | 1427.318 | 1512.8203 | 1577.4412 | 1637.703 | 1699.356 | 1766.0472 | 1824.66 | 1891.329 | 1958.7365 | 2030.3464 | 2039.52 | 2052.599 | 2059.134 | 2073.3251 | 2072.6927 | 2071.1611
Region | Technology | 2021-22 | 2022-23 | 2023-24 | 2024-25 | 2025-26 | 2026-27 | 2027-28 | 2028-29 | 2029-30 | 2030-31 | 2031-32 | 2032-33 | 2033-34 | 2034-35 | 2035-36 | 2036-37 | 2037-38 | 2038-39 | 2039-40 | 2040-41 | 2041-42 | 2042-43 | 2043-44 | 2044-45 | 2045-46 | 2046-47 | 2047-48 | 2048-49 | 2049-50
NSW1 | Distributed PV | 5204.0164 | 5881.733 | 6097.6203 | 6362.1284 | 6503.6664 | 7561.6005 | 7799.3333 | 7221.9231 | 7693.3554 | 8429.2142 | 9135.0771 | 9232.9948 | 9474.093 | 9536.0352 | 10952.211 | 11213.6267 | 10409.2512 | 11061.1613 | 12074.4253 | 12966.5624 | 12905.9314 | 13078.0882 | 13015.2652 | 14802.4008 | 15046.9679 | 13816.9635 | 14650.873 | 15983.8137 | 17049.5514
NSW1 | Behind the meter battery | 103.7437 | 114.2404 | 137.9244 | 165.9003 | 201.313 | 240.9159 | 264.5842 | 289.7374 | 335.4861 | 383.0036 | 465.2208 | 500.5256 | 543.8767 | 577.0925 | 608.9188 | 631.888 | 654.0991 | 675.5199 | 700.7784 | 721.1068 | 744.6086 | 768.4752 | 793.5574 | 797.0251 | 801.425 | 803.7639 | 807.3625 | 807.7907 | 807.16
NSW1 | Behind the meter battery pump | 88.1293 | 97.0216 | 117.1621 | 140.9418 | 170.997 | 204.6077 | 224.7487 | 246.0761 | 284.9925 | 325.3838 | 395.4208 | 425.2231 | 461.797 | 490.3539 | 517.0464 | 536.8256 | 555.8161 | 574.0677 | 595.1176 | 612.7617 | 632.5367 | 652.4851 | 674.521 | 677.4172 | 680.3664 | 682.9967 | 685.9903 | 686.2534 | 685.4489
Region | Technology | 2021-22 | 2022-23 | 2023-24 | 2024-25 | 2025-26 | 2026-27 | 2027-28 | 2028-29 | 2029-30 | 2030-31 | 2031-32 | 2032-33 | 2033-34 | 2034-35 | 2035-36 | 2036-37 | 2037-38 | 2038-39 | 2039-40 | 2040-41 | 2041-42 | 2042-43 | 2043-44 | 2044-45 | 2045-46 | 2046-47 | 2047-48 | 2048-49 | 2049-50
QLD1 | Distributed PV | 5567.3648 | 6252.7151 | 6535.0958 | 6564.9108 | 6903.5367 | 7623.4303 | 7934.3665 | 6899.0674 | 7734.7975 | 8266.4241 | 9020.1611 | 9268.269 | 9263.1607 | 9754.2535 | 10771.5054 | 11127.7048 | 9702.5719 | 10828.6207 | 11489.8808 | 12365.4002 | 12482.6233 | 12281.9138 | 12714.2217 | 13851.0346 | 14256.9572 | 12334.5707 | 13776.1666 | 14614.4548 | 15684.6206
QLD1 | Behind the meter battery | 46.1059 | 51.2898 | 62.8898 | 76.9438 | 94.1079 | 114.339 | 129.4405 | 144.185 | 167.6189 | 204.8006 | 260.2955 | 292.0182 | 328.1998 | 357.9519 | 385.721 | 407.778 | 429.0894 | 449.044 | 469.664 | 492.0875 | 514.8354 | 538.0025 | 561.6947 | 566.605 | 572.2196 | 576.7274 | 581.9254 | 583.27 | 585.6388
QLD1 | Behind the meter battery pump | 39.1572 | 43.5755 | 53.4177 | 65.3788 | 79.9186 | 97.0955 | 109.9162 | 122.5159 | 142.4376 | 173.9088 | 221.1189 | 248.1635 | 278.7158 | 303.9474 | 327.6112 | 346.3668 | 364.4744 | 381.5345 | 399.0059 | 418.1686 | 437.5687 | 456.7426 | 477.2466 | 481.3082 | 486.3169 | 489.674 | 494.6069 | 495.5824 | 497.3207
Region | Technology | 2021-22 | 2022-23 | 2023-24 | 2024-25 | 2025-26 | 2026-27 | 2027-28 | 2028-29 | 2029-30 | 2030-31 | 2031-32 | 2032-33 | 2033-34 | 2034-35 | 2035-36 | 2036-37 | 2037-38 | 2038-39 | 2039-40 | 2040-41 | 2041-42 | 2042-43 | 2043-44 | 2044-45 | 2045-46 | 2046-47 | 2047-48 | 2048-49 | 2049-50
VIC1 | Distributed PV | 4329.4005 | 4908.7952 | 5934.1919 | 6528.7696 | 6863.0057 | 8027.2367 | 8796.0994 | 8929.0801 | 9626.1225 | 10179.6404 | 9984.4368 | 10760.8291 | 10744.8887 | 10455.0049 | 11440.4569 | 11800.6131 | 11528.2593 | 12300.9387 | 13053.8349 | 12807.4881 | 13660.682 | 13556.1803 | 13075.8792 | 14262.8401 | 14649.2457 | 14279.6933 | 15258.3695 | 16219.645 | 15845.6324
VIC1 | Behind the meter battery | 60.3615 | 72.3202 | 86.6818 | 103.6542 | 127.6658 | 157.9156 | 187.3608 | 216.0942 | 267.3679 | 312.7858 | 390.6955 | 438.5207 | 483.411 | 517.6718 | 549.9019 | 574.0839 | 596.4233 | 621.8879 | 649.6279 | 672.0144 | 699.0363 | 727.0829 | 754.4992 | 759.0364 | 765.4179 | 768.307 | 774.8118 | 775.1915 | 774.81
VIC1 | Behind the meter battery pump | 51.3066 | 61.4512 | 73.6598 | 88.083 | 108.4706 | 134.1928 | 159.1916 | 183.5475 | 227.026 | 265.6899 | 331.839 | 372.6114 | 410.8313 | 439.6676 | 467.2812 | 487.8914 | 506.9155 | 527.9599 | 551.6485 | 570.5388 | 593.9882 | 617.4131 | 640.9921 | 644.5839 | 650.0555 | 652.3952 | 658.1553 | 658.6052 | 658.2953
Region | Technology | 2021-22 | 2022-23 | 2023-24 | 2024-25 | 2025-26 | 2026-27 | 2027-28 | 2028-29 | 2029-30 | 2030-31 | 2031-32 | 2032-33 | 2033-34 | 2034-35 | 2035-36 | 2036-37 | 2037-38 | 2038-39 | 2039-40 | 2040-41 | 2041-42 | 2042-43 | 2043-44 | 2044-45 | 2045-46 | 2046-47 | 2047-48 | 2048-49 | 2049-50
SA1 | Distributed PV | 2623.5452 | 2798.1478 | 2996.8815 | 3008.3834 | 2949.0755 | 3160.1857 | 3360.8342 | 3300.464 | 3533.7408 | 3645.3258 | 3718.3325 | 3905.4589 | 3875.3563 | 3779.4643 | 4028.9273 | 4246.1349 | 4126.3157 | 4379.708 | 4502.8278 | 4576.0415 | 4756.5856 | 4662.4055 | 4501.1598 | 4782.4214 | 5031.6478 | 4870.1344 | 5185.5389 | 5354.2666 | 5426.7292
SA1 | Behind the meter battery | 56.7354 | 76.761 | 80.3364 | 83.7752 | 87.4369 | 94.3938 | 101.223 | 107.735 | 120.7804 | 134.1477 | 160.928 | 168.8699 | 178.8956 | 186.8102 | 193.693 | 198.596 | 201.84 | 206.6333 | 210.4501 | 212.7899 | 216.7262 | 220.9463 | 226.2016 | 224.8024 | 224.5688 | 222.3658 | 222.9625 | 220.6855 | 218.5777
SA1 | Behind the meter battery pump | 48.2076 | 65.216 | 68.2817 | 71.1775 | 74.2498 | 80.1578 | 86.0269 | 91.5227 | 102.6208 | 114.0145 | 136.6407 | 143.4284 | 151.9345 | 158.6357 | 164.4393 | 168.6089 | 171.3923 | 175.4796 | 178.8172 | 180.8586 | 183.9819 | 187.7459 | 192.102 | 190.9761 | 190.6156 | 188.965 | 189.485 | 187.5319 | 185.6623
Region | Technology | 2021-22 | 2022-23 | 2023-24 | 2024-25 | 2025-26 | 2026-27 | 2027-28 | 2028-29 | 2029-30 | 2030-31 | 2031-32 | 2032-33 | 2033-34 | 2034-35 | 2035-36 | 2036-37 | 2037-38 | 2038-39 | 2039-40 | 2040-41 | 2041-42 | 2042-43 | 2043-44 | 2044-45 | 2045-46 | 2046-47 | 2047-48 | 2048-49 | 2049-50
TAS1 | Distributed PV | 241.7982 | 259.2885 | 284.7662 | 301.5686 | 300.9347 | 340.451 | 359.6348 | 360.3473 | 374.3481 | 393.6202 | 404.7802 | 437.3265 | 455.5355 | 452.1246 | 503.5286 | 526.4053 | 536.969 | 559.1407 | 589.6888 | 603.1441 | 635.0531 | 649.9672 | 636.9304 | 701.9138 | 726.329 | 725.2839 | 750.5421 | 789.8501 | 795.6798
TAS1 | Behind the meter battery | 7.3456 | 8.1541 | 9.5732 | 11.6426 | 14.2168 | 17.3795 | 19.9981 | 22.3987 | 25.2488 | 28.1858 | 33.6784 | 36.0105 | 38.7781 | 40.8699 | 42.8983 | 44.4221 | 46.0092 | 47.4651 | 48.7751 | 49.8034 | 50.9537 | 52.2079 | 53.5239 | 53.2746 | 53.2423 | 53.0947 | 53.07 | 52.6323 | 52.3218
TAS1 | Behind the meter battery pump | 6.2397 | 6.9295 | 8.1325 | 9.8883 | 12.0815 | 14.7661 | 16.9888 | 19.037 | 21.4396 | 23.9422 | 28.6235 | 30.5904 | 32.9445 | 34.7133 | 36.4422 | 37.7485 | 39.1047 | 40.3143 | 41.458 | 42.3322 | 43.2535 | 44.3498 | 45.4846 | 45.2346 | 45.2446 | 45.103 | 45.0875 | 44.7198 | 44.4337

## Marinus_Capacity
Installed capacity by technology (MW) - Marinus Link, Central No TRET Sensitivity
Capacity calculated on 1 July. In early study years some wind and solar projects enter later in the financial year and are therefore reflected in the following financial year's capacity.
Explicitly modelled generation
Region | Technology | 2021-22 | 2022-23 | 2023-24 | 2024-25 | 2025-26 | 2026-27 | 2027-28 | 2028-29 | 2029-30 | 2030-31 | 2031-32 | 2032-33 | 2033-34 | 2034-35 | 2035-36 | 2036-37 | 2037-38 | 2038-39 | 2039-40 | 2040-41 | 2041-42 | 2042-43 | 2043-44 | 2044-45 | 2045-46 | 2046-47 | 2047-48 | 2048-49 | 2049-50
NEM | Black Coal | 18366 | 17891 | 16416 | 13997.5706 | 11730.2293 | 10962.8366 | 10496.5375 | 9796.5375 | 8275.8201 | 8275.8201 | 8275.8201 | 7357.8866 | 7357.8866 | 7357.8866 | 6885.2279 | 6396 | 5246 | 5246 | 5246 | 5246 | 5246 | 3152 | 2787 | 2422 | 2057 | 1692 | 1692 | 1692 | 1692
NEM | Brown Coal | 4790 | 4790 | 4790 | 3908.0626 | 3908.0626 | 3770.0969 | 3770.0969 | 3770.0969 | 3770.0939 | 3420.094 | 3340 | 3340 | 3340 | 3340 | 3340 | 3340 | 3340 | 3340 | 3340 | 3340 | 3340 | 3340 | 3340 | 3340 | 3340 | 3340 | 2225 | 0 | 0
NEM | CCGT | 3054.9 | 3054.9 | 2874.9 | 2874.9 | 2874.9 | 2874.9 | 2874.9 | 2874.9 | 2874.9 | 2874.9 | 2874.9 | 2874.9 | 2874.9 | 2874.9 | 2874.9 | 2489.9 | 1960.9 | 1960.9 | 1817.5 | 1817.5 | 1817.5 | 1817.5 | 1377.5 | 1192.5 | 548 | 388 | 388 | 388 | 388
NEM | Gas - Steam | 1384 | 1384 | 1384 | 1384 | 1384 | 1384 | 1384 | 1384 | 1384 | 1384 | 1384 | 1384 | 1384 | 1384 | 584 | 584 | 584 | 584 | 84 | 84 | 84 | 84 | 84 | 84 | 84 | 0 | 0 | 0 | 0
NEM | OCGT / Diesel | 6863.14 | 6863.14 | 6863.14 | 6863.14 | 6863.14 | 6863.14 | 6863.14 | 6863.14 | 6863.14 | 6480.64 | 6480.64 | 6211.3 | 5749.3 | 5632.3 | 5502.3 | 5502.3 | 5502.3 | 5502.3 | 5755.7685 | 5635.7685 | 5635.7685 | 5541.7685 | 5541.7685 | 5495.8562 | 6041.1795 | 7096.5923 | 6512.5923 | 8033.558 | 7648.2416
NEM | Hydro | 7365.3 | 7365.3 | 7365.3 | 7365.3 | 7365.3 | 7365.3 | 7615.3 | 7615.3 | 7615.3 | 7615.3 | 7615.3 | 7615.3 | 7615.3 | 7615.3 | 7615.3 | 7615.3 | 7528.9 | 7528.9 | 7528.9 | 7528.9 | 7528.9 | 7462.9 | 7462.9 | 7462.9 | 7462.9 | 7462.9 | 7462.9 | 7462.9 | 7462.9
NEM | Wind | 8952.838 | 11397.4522 | 12158.1581 | 13051.6564 | 14304.6809 | 15121.9014 | 16471.5447 | 17895.2022 | 20838.4587 | 20726.4587 | 20726.4587 | 22433.471 | 22567.141 | 22567.141 | 23177.6205 | 24484.1755 | 28302.4092 | 28922.7521 | 29559.9484 | 28878.1751 | 31391.7521 | 34256.7259 | 34216.2459 | 33881.4413 | 34027.0473 | 35741.5744 | 37889.2332 | 39581.5344 | 39352.1514
NEM | Solar PV | 5599.971 | 6959.156 | 6959.156 | 6959.156 | 6959.156 | 6959.156 | 7149.4027 | 7344.9005 | 11662.4856 | 11662.4856 | 11662.4856 | 11662.4856 | 11662.4856 | 11662.4856 | 11662.4856 | 11541.4856 | 12766.5675 | 12616.2675 | 12616.2675 | 12918.5943 | 13434.9284 | 18590.519 | 18242.0276 | 17823.4076 | 18476.891 | 22492.8727 | 23062.3172 | 25184.2741 | 25799.3891
NEM | Grid Battery | 260.33 | 600.33 | 600.33 | 600.33 | 600.33 | 600.33 | 600.33 | 600.33 | 600.33 | 570.33 | 570.33 | 570.33 | 515 | 490 | 490 | 490 | 1015.8092 | 1015.8092 | 1092.8314 | 1072.8314 | 2922.9009 | 2622.9009 | 2861.1867 | 3785.8195 | 3881.1066 | 5039.0102 | 5039.0102 | 5469.9816 | 5469.9816
NEM | Pumped Hydro | 810 | 810 | 810 | 810 | 2850 | 2850 | 2850 | 2850 | 4850 | 4850 | 4850 | 4850 | 4850 | 4850 | 4850 | 4850 | 5953.4591 | 5962.2354 | 6098.9742 | 6098.9703 | 6347.135 | 7048.1808 | 7048.1808 | 7079.2917 | 7079.2923 | 7683.0606 | 7683.0606 | 8741.1128 | 8741.1128
NEM | VPP | 36.545 | 54.909 | 79.222 | 111.716 | 155.475 | 212.948 | 274.212 | 348.483 | 458.205 | 557.379 | 708.547 | 823.447 | 953.292 | 1081.03 | 1214.079 | 1346.365 | 1479.677 | 1613.916 | 1747.369 | 1881.885 | 2021.695 | 2168.3841 | 2317.988 | 2433.084 | 2551.477 | 2673.029 | 2797.397 | 2923.275 | 3050.769
Total excluding storage |  | 56376.149 | 59704.9482 | 58810.6541 | 56403.7855 | 55389.4687 | 55301.3308 | 56624.9217 | 57544.077 | 63284.1983 | 62439.6984 | 62359.6044 | 62879.3432 | 62551.0132 | 62434.0132 | 61641.834 | 61953.1611 | 65231.0767 | 65701.1195 | 65948.3844 | 65448.938 | 68478.8491 | 74245.4134 | 73051.442 | 71702.1051 | 72037.0178 | 78213.9394 | 79232.0428 | 82342.2665 | 82342.6821
Region | Technology | 2021-22 | 2022-23 | 2023-24 | 2024-25 | 2025-26 | 2026-27 | 2027-28 | 2028-29 | 2029-30 | 2030-31 | 2031-32 | 2032-33 | 2033-34 | 2034-35 | 2035-36 | 2036-37 | 2037-38 | 2038-39 | 2039-40 | 2040-41 | 2041-42 | 2042-43 | 2043-44 | 2044-45 | 2045-46 | 2046-47 | 2047-48 | 2048-49 | 2049-50
NSW1 | Black Coal | 10240 | 9765 | 8290 | 7551.5706 | 5284.2293 | 4727.6087 | 4261.3096 | 4261.3096 | 2740.5922 | 2740.5922 | 2740.5922 | 1822.6587 | 1822.6587 | 1822.6587 | 1350 | 1350 | 1350 | 1350 | 1350 | 1350 | 1350 | 0 | 0 | 0 | 0 | 0 | 0 | 0 | 0
NSW1 | Brown Coal | 0 | 0 | 0 | 0 | 0 | 0 | 0 | 0 | 0 | 0 | 0 | 0 | 0 | 0 | 0 | 0 | 0 | 0 | 0 | 0 | 0 | 0 | 0 | 0 | 0 | 0 | 0 | 0 | 0
NSW1 | CCGT | 625 | 625 | 625 | 625 | 625 | 625 | 625 | 625 | 625 | 625 | 625 | 625 | 625 | 625 | 625 | 625 | 625 | 625 | 625 | 625 | 625 | 625 | 185 | 0 | 0 | 0 | 0 | 0 | 0
NSW1 | Gas - Steam | 0 | 0 | 0 | 0 | 0 | 0 | 0 | 0 | 0 | 0 | 0 | 0 | 0 | 0 | 0 | 0 | 0 | 0 | 0 | 0 | 0 | 0 | 0 | 0 | 0 | 0 | 0 | 0 | 0
NSW1 | OCGT / Diesel | 1438 | 1438 | 1438 | 1438 | 1438 | 1438 | 1438 | 1438 | 1438 | 1438 | 1438 | 1438 | 1438 | 1438 | 1388 | 1388 | 1388 | 1388 | 2071.9497 | 2071.9497 | 2071.9497 | 2071.9497 | 2071.9497 | 2318.9326 | 2318.9326 | 2318.9326 | 2318.9326 | 3409.4114 | 3409.4114
NSW1 | Hydro | 2585 | 2585 | 2585 | 2585 | 2585 | 2585 | 2585 | 2585 | 2585 | 2585 | 2585 | 2585 | 2585 | 2585 | 2585 | 2585 | 2585 | 2585 | 2585 | 2585 | 2585 | 2585 | 2585 | 2585 | 2585 | 2585 | 2585 | 2585 | 2585
NSW1 | Wind | 2220.73 | 2981.1842 | 3741.8901 | 4514.174 | 5288.4129 | 6105.6334 | 6753.6852 | 7391.5609 | 9633.0357 | 9633.0357 | 9633.0357 | 9633.0357 | 9633.0357 | 9633.0357 | 9633.0357 | 9586.5357 | 9416.5357 | 9689.3806 | 10618.4645 | 10257.9645 | 11992.95 | 12749.9225 | 12454.9425 | 12454.9425 | 12477.7856 | 12250.9856 | 12594.0131 | 12687.118 | 12573.928
NSW1 | Solar PV | 2130.363 | 2600.363 | 2600.363 | 2600.363 | 2600.363 | 2600.363 | 2790.6097 | 2986.1075 | 7303.6926 | 7303.6926 | 7303.6926 | 7303.6926 | 7303.6926 | 7303.6926 | 7303.6926 | 7303.6926 | 7603.582 | 7453.282 | 7453.282 | 7453.282 | 7453.282 | 9918.9603 | 9845.9603 | 9845.9603 | 9913.3543 | 12055.9321 | 12442.6175 | 13412.3115 | 13547.4778
NSW1 | Grid Battery | 0 | 0 | 0 | 0 | 0 | 0 | 0 | 0 | 0 | 0 | 0 | 0 | 0 | 0 | 0 | 0 | 0 | 0 | 0 | 0 | 690.2396 | 690.2396 | 928.5254 | 1246.6194 | 1341.9065 | 1479.607 | 1479.607 | 1479.607 | 1479.607
NSW1 | Pumped Hydro | 240 | 240 | 240 | 240 | 2280 | 2280 | 2280 | 2280 | 4280 | 4280 | 4280 | 4280 | 4280 | 4280 | 4280 | 4280 | 4280 | 4280 | 4280 | 4279.9961 | 4280 | 4280 | 4280 | 4280 | 4280 | 4280 | 4280 | 4280 | 4280
NSW1 | VPP | 13.897 | 19.697 | 29.162 | 42.001 | 59.431 | 81.633 | 103.019 | 129.604 | 168.832 | 203.169 | 255.242 | 292.839 | 337.193 | 380.779 | 426.084 | 469.969 | 513.223 | 556.711 | 599.309 | 642.059 | 686.952 | 734.321 | 783.025 | 821.133 | 860.401 | 900.734 | 941.995 | 983.641 | 1025.804
Total excluding storage |  | 19239.093 | 19994.5472 | 19280.2531 | 19314.1076 | 17821.0052 | 18081.605 | 18453.6045 | 19286.9779 | 24325.3205 | 24325.3205 | 24325.3205 | 23407.387 | 23407.387 | 23407.387 | 22884.7283 | 22838.2283 | 22968.1177 | 23090.6626 | 24703.6961 | 24343.1961 | 26078.1816 | 27950.8324 | 27142.8524 | 27204.8354 | 27295.0725 | 29210.8503 | 29940.5632 | 32093.8409 | 32115.8172
Region | Technology | 2021-22 | 2022-23 | 2023-24 | 2024-25 | 2025-26 | 2026-27 | 2027-28 | 2028-29 | 2029-30 | 2030-31 | 2031-32 | 2032-33 | 2033-34 | 2034-35 | 2035-36 | 2036-37 | 2037-38 | 2038-39 | 2039-40 | 2040-41 | 2041-42 | 2042-43 | 2043-44 | 2044-45 | 2045-46 | 2046-47 | 2047-48 | 2048-49 | 2049-50
QLD1 | Black Coal | 8126 | 8126 | 8126 | 6446 | 6446 | 6235.2279 | 6235.2279 | 5535.2279 | 5535.2279 | 5535.2279 | 5535.2279 | 5535.2279 | 5535.2279 | 5535.2279 | 5535.2279 | 5046 | 3896 | 3896 | 3896 | 3896 | 3896 | 3152 | 2787 | 2422 | 2057 | 1692 | 1692 | 1692 | 1692
QLD1 | Brown Coal | 0 | 0 | 0 | 0 | 0 | 0 | 0 | 0 | 0 | 0 | 0 | 0 | 0 | 0 | 0 | 0 | 0 | 0 | 0 | 0 | 0 | 0 | 0 | 0 | 0 | 0 | 0 | 0 | 0
QLD1 | CCGT | 1512.9 | 1512.9 | 1512.9 | 1512.9 | 1512.9 | 1512.9 | 1512.9 | 1512.9 | 1512.9 | 1512.9 | 1512.9 | 1512.9 | 1512.9 | 1512.9 | 1512.9 | 1127.9 | 1127.9 | 1127.9 | 984.5 | 984.5 | 984.5 | 984.5 | 984.5 | 984.5 | 340 | 180 | 180 | 180 | 180
QLD1 | Gas - Steam | 84 | 84 | 84 | 84 | 84 | 84 | 84 | 84 | 84 | 84 | 84 | 84 | 84 | 84 | 84 | 84 | 84 | 84 | 84 | 84 | 84 | 84 | 84 | 84 | 84 | 0 | 0 | 0 | 0
QLD1 | OCGT / Diesel | 1910 | 1910 | 1910 | 1910 | 1910 | 1910 | 1910 | 1910 | 1910 | 1910 | 1910 | 1910 | 1618 | 1501 | 1501 | 1501 | 1501 | 1501 | 1510.5189 | 1510.5189 | 1510.5189 | 1510.5189 | 1510.5189 | 1378.5189 | 1923.8422 | 2979.255 | 2979.255 | 3143.3608 | 2758.0444
QLD1 | Hydro | 152.4 | 152.4 | 152.4 | 152.4 | 152.4 | 152.4 | 152.4 | 152.4 | 152.4 | 152.4 | 152.4 | 152.4 | 152.4 | 152.4 | 152.4 | 152.4 | 66 | 66 | 66 | 66 | 66 | 0 | 0 | 0 | 0 | 0 | 0 | 0 | 0
QLD1 | Wind | 676.608 | 1176.608 | 1176.608 | 1297.8224 | 1776.608 | 1776.608 | 2511.1995 | 3296.9813 | 4089.513 | 4089.513 | 4089.513 | 4089.513 | 4089.513 | 4089.513 | 4205.8545 | 4853.5256 | 6520.6217 | 6520.6217 | 6520.6217 | 6526.6484 | 6801.228 | 8650.1173 | 8469.5993 | 8595.1948 | 8962.1574 | 9678.499 | 9678.499 | 9678.499 | 10289.996
QLD1 | Solar PV | 2017.635 | 2827.62 | 2827.62 | 2827.62 | 2827.62 | 2827.62 | 2827.62 | 2827.62 | 2827.62 | 2827.62 | 2827.62 | 2827.62 | 2827.62 | 2827.62 | 2827.62 | 2706.62 | 3631.8125 | 3631.8125 | 3631.8125 | 3812.6062 | 4250.4735 | 6484.549 | 6317.549 | 6116.449 | 6164.2087 | 8037.6126 | 7927.2126 | 7396.3126 | 8381.7113
QLD1 | Grid Battery | 0 | 20 | 20 | 20 | 20 | 20 | 20 | 20 | 20 | 20 | 20 | 20 | 20 | 20 | 20 | 20 | 545.8092 | 545.8092 | 622.8314 | 602.8314 | 1183.8284 | 1183.8284 | 1183.8284 | 1535.4922 | 1535.4922 | 2555.6953 | 2555.6953 | 2555.6953 | 2555.6953
QLD1 | Pumped Hydro | 570 | 570 | 570 | 570 | 570 | 570 | 570 | 570 | 570 | 570 | 570 | 570 | 570 | 570 | 570 | 570 | 1458.1622 | 1458.1622 | 1458.1622 | 1458.1622 | 1520.4624 | 2221.5082 | 2221.5082 | 2252.6189 | 2252.6189 | 2829.878 | 2829.878 | 2829.878 | 2829.878
QLD1 | VPP | 6.283 | 9.038 | 13.648 | 20.047 | 28.646 | 39.92 | 51.776 | 66.05 | 86.234 | 109.423 | 142.449 | 168.902 | 199.702 | 230.441 | 262.576 | 295.532 | 329.475 | 362.967 | 395.859 | 429.33 | 463.784 | 499.933 | 537.296 | 565.416 | 594.354 | 624.143 | 654.722 | 685.861 | 717.549
Total excluding storage |  | 14479.543 | 15789.528 | 15789.528 | 14230.7424 | 14709.528 | 14498.7559 | 15233.3474 | 15319.1292 | 16111.6609 | 16111.6609 | 16111.6609 | 16111.6609 | 15819.6609 | 15702.6609 | 15819.0024 | 15471.4456 | 16827.3342 | 16827.3342 | 16693.4531 | 16880.2735 | 17592.7204 | 20865.6852 | 20153.1672 | 19580.6627 | 19531.2083 | 22567.3666 | 22456.9666 | 22090.1724 | 23301.7516
Region | Technology | 2021-22 | 2022-23 | 2023-24 | 2024-25 | 2025-26 | 2026-27 | 2027-28 | 2028-29 | 2029-30 | 2030-31 | 2031-32 | 2032-33 | 2033-34 | 2034-35 | 2035-36 | 2036-37 | 2037-38 | 2038-39 | 2039-40 | 2040-41 | 2041-42 | 2042-43 | 2043-44 | 2044-45 | 2045-46 | 2046-47 | 2047-48 | 2048-49 | 2049-50
VIC1 | Black Coal | 0 | 0 | 0 | 0 | 0 | 0 | 0 | 0 | 0 | 0 | 0 | 0 | 0 | 0 | 0 | 0 | 0 | 0 | 0 | 0 | 0 | 0 | 0 | 0 | 0 | 0 | 0 | 0 | 0
VIC1 | Brown Coal | 4790 | 4790 | 4790 | 3908.0626 | 3908.0626 | 3770.0969 | 3770.0969 | 3770.0969 | 3770.0939 | 3420.094 | 3340 | 3340 | 3340 | 3340 | 3340 | 3340 | 3340 | 3340 | 3340 | 3340 | 3340 | 3340 | 3340 | 3340 | 3340 | 3340 | 2225 | 0 | 0
VIC1 | CCGT | 0 | 0 | 0 | 0 | 0 | 0 | 0 | 0 | 0 | 0 | 0 | 0 | 0 | 0 | 0 | 0 | 0 | 0 | 0 | 0 | 0 | 0 | 0 | 0 | 0 | 0 | 0 | 0 | 0
VIC1 | Gas - Steam | 500 | 500 | 500 | 500 | 500 | 500 | 500 | 500 | 500 | 500 | 500 | 500 | 500 | 500 | 500 | 500 | 500 | 500 | 0 | 0 | 0 | 0 | 0 | 0 | 0 | 0 | 0 | 0 | 0
VIC1 | OCGT / Diesel | 1900 | 1900 | 1900 | 1900 | 1900 | 1900 | 1900 | 1900 | 1900 | 1900 | 1900 | 1900 | 1730 | 1730 | 1730 | 1730 | 1730 | 1730 | 1290 | 1290 | 1290 | 1196 | 1196 | 1196 | 1196 | 1196 | 612 | 612 | 612
VIC1 | Hydro | 2219 | 2219 | 2219 | 2219 | 2219 | 2219 | 2219 | 2219 | 2219 | 2219 | 2219 | 2219 | 2219 | 2219 | 2219 | 2219 | 2219 | 2219 | 2219 | 2219 | 2219 | 2219 | 2219 | 2219 | 2219 | 2219 | 2219 | 2219 | 2219
VIC1 | Wind | 3434.44 | 4322.2 | 4322.2 | 4322.2 | 4322.2 | 4322.2 | 4322.2 | 4322.2 | 4322.2 | 4322.2 | 4322.2 | 4322.2 | 4554.57 | 4554.57 | 4711.8828 | 4969.7 | 6097.1632 | 6027.0093 | 5835.0093 | 5546.7093 | 5912.6309 | 6171.7429 | 6820.6209 | 6508.6209 | 6607.6211 | 7453.7276 | 9035.5872 | 10051.79 | 9324.1
VIC1 | Solar PV | 1098.973 | 1098.973 | 1098.973 | 1098.973 | 1098.973 | 1098.973 | 1098.973 | 1098.973 | 1098.973 | 1098.973 | 1098.973 | 1098.973 | 1098.973 | 1098.973 | 1098.973 | 1098.973 | 1098.973 | 1098.973 | 1098.973 | 1098.973 | 1098.973 | 1198.0798 | 1198.0798 | 1090.5598 | 1212.128 | 1212.128 | 1505.2871 | 3188.45 | 2791
VIC1 | Grid Battery | 55.33 | 375.33 | 375.33 | 375.33 | 375.33 | 375.33 | 375.33 | 375.33 | 375.33 | 375.33 | 375.33 | 375.33 | 320 | 320 | 320 | 320 | 320 | 320 | 320 | 320 | 300 | 0 | 0 | 0.00019819 | 0.0001982 | 0.00019818 | 0.00019809 | 430.9716 | 430.9716
VIC1 | Pumped Hydro | 0 | 0 | 0 | 0 | 0 | 0 | 0 | 0 | 0 | 0 | 0 | 0 | 0 | 0 | 0 | 0 | 0 | 0 | 0 | 0 | 0 | 0 | 0 | 0.00022548 | 0.00079925 | 0.00079926 | 0.00079928 | 981.7534 | 981.7534
VIC1 | VPP | 7.967 | 12.184 | 18.007 | 25.892 | 37.312 | 52.961 | 71.587 | 94.075 | 129.773 | 159.421 | 205.486 | 243.58 | 283.23 | 321.698 | 361.635 | 401.73 | 443.322 | 486.699 | 530.824 | 575.442 | 621.935 | 669.907 | 718.015 | 754.911 | 792.922 | 831.94 | 871.864 | 912.314 | 953.272
Total excluding storage |  | 13942.413 | 14830.173 | 14830.173 | 13948.2356 | 13948.2356 | 13810.2698 | 13810.2698 | 13810.2698 | 13810.2669 | 13460.267 | 13380.173 | 13380.173 | 13442.543 | 13442.543 | 13599.8558 | 13857.673 | 14985.1362 | 14914.9823 | 13782.9823 | 13494.6823 | 13860.6039 | 14124.8227 | 14773.7007 | 14354.1807 | 14574.7491 | 15420.8556 | 15596.8743 | 16071.24 | 14946.1
Region | Technology | 2021-22 | 2022-23 | 2023-24 | 2024-25 | 2025-26 | 2026-27 | 2027-28 | 2028-29 | 2029-30 | 2030-31 | 2031-32 | 2032-33 | 2033-34 | 2034-35 | 2035-36 | 2036-37 | 2037-38 | 2038-39 | 2039-40 | 2040-41 | 2041-42 | 2042-43 | 2043-44 | 2044-45 | 2045-46 | 2046-47 | 2047-48 | 2048-49 | 2049-50
SA1 | Black Coal | 0 | 0 | 0 | 0 | 0 | 0 | 0 | 0 | 0 | 0 | 0 | 0 | 0 | 0 | 0 | 0 | 0 | 0 | 0 | 0 | 0 | 0 | 0 | 0 | 0 | 0 | 0 | 0 | 0
SA1 | Brown Coal | 0 | 0 | 0 | 0 | 0 | 0 | 0 | 0 | 0 | 0 | 0 | 0 | 0 | 0 | 0 | 0 | 0 | 0 | 0 | 0 | 0 | 0 | 0 | 0 | 0 | 0 | 0 | 0 | 0
SA1 | CCGT | 709 | 709 | 529 | 529 | 529 | 529 | 529 | 529 | 529 | 529 | 529 | 529 | 529 | 529 | 529 | 529 | 0 | 0 | 0 | 0 | 0 | 0 | 0 | 0 | 0 | 0 | 0 | 0 | 0
SA1 | Gas - Steam | 800 | 800 | 800 | 800 | 800 | 800 | 800 | 800 | 800 | 800 | 800 | 800 | 800 | 800 | 0 | 0 | 0 | 0 | 0 | 0 | 0 | 0 | 0 | 0 | 0 | 0 | 0 | 0 | 0
SA1 | OCGT / Diesel | 1437.14 | 1437.14 | 1437.14 | 1437.14 | 1437.14 | 1437.14 | 1437.14 | 1437.14 | 1437.14 | 1054.64 | 1054.64 | 785.3 | 785.3 | 785.3 | 705.3 | 705.3 | 705.3 | 705.3 | 705.3 | 705.3 | 705.3 | 705.3 | 705.3 | 544.4047 | 544.4047 | 544.4047 | 544.4047 | 810.7858 | 810.7858
SA1 | Hydro | 0 | 0 | 0 | 0 | 0 | 0 | 0 | 0 | 0 | 0 | 0 | 0 | 0 | 0 | 0 | 0 | 0 | 0 | 0 | 0 | 0 | 0 | 0 | 0 | 0 | 0 | 0 | 0 | 0
SA1 | Wind | 2053.31 | 2349.71 | 2349.71 | 2349.71 | 2349.71 | 2349.71 | 2316.71 | 2316.71 | 2225.96 | 2113.96 | 2113.96 | 2650.032 | 2551.332 | 2551.332 | 2848.36 | 2963.56 | 3663.5599 | 4022.7474 | 3922.8599 | 3883.8599 | 3883.8599 | 3883.8599 | 3669.9999 | 3669.9999 | 3326.7999 | 3705.6789 | 3800.0296 | 4194.7775 | 4194.7775
SA1 | Solar PV | 353 | 432.2 | 432.2 | 432.2 | 432.2 | 432.2 | 432.2 | 432.2 | 432.2 | 432.2 | 432.2 | 432.2 | 432.2 | 432.2 | 432.2 | 432.2 | 432.2 | 432.2 | 432.2 | 553.7332 | 632.2 | 988.9299 | 880.4385 | 770.4385 | 1187.2 | 1187.2 | 1187.2 | 1187.2 | 1079.2
SA1 | Grid Battery | 205 | 205 | 205 | 205 | 205 | 205 | 205 | 205 | 205 | 175 | 175 | 175 | 175 | 150 | 150 | 150 | 150 | 150 | 150 | 150 | 748.8329 | 748.8329 | 748.8329 | 1003.7077 | 1003.7077 | 1003.7077 | 1003.7077 | 1003.7077 | 1003.7077
SA1 | Pumped Hydro | 0 | 0 | 0 | 0 | 0 | 0 | 0 | 0 | 0 | 0 | 0 | 0 | 0 | 0 | 0 | 0 | 0 | 0 | 0 | 0 | 0 | 0 | 0 | 0 | 0 | 0 | 0 | 0 | 0
SA1 | VPP | 7.403 | 12.575 | 16.369 | 20.818 | 25.878 | 32.539 | 40.105 | 48.895 | 60.853 | 70.614 | 87.129 | 97.388 | 109.546 | 121.655 | 134.326 | 146.657 | 158.138 | 169.176 | 180.255 | 191.186 | 202.356 | 214.599 | 227.014 | 236.682 | 246.511 | 256.534 | 266.715 | 276.923 | 287.161
Total excluding storage |  | 5352.45 | 5728.05 | 5548.05 | 5548.05 | 5548.05 | 5548.05 | 5515.05 | 5515.05 | 5424.3 | 4929.8 | 4929.8 | 5196.532 | 5097.832 | 5097.832 | 4514.86 | 4630.06 | 4801.0598 | 5160.2474 | 5060.3599 | 5142.893 | 5221.3598 | 5578.0897 | 5255.7383 | 4984.8431 | 5058.4046 | 5437.2836 | 5531.6343 | 6192.7633 | 6084.7633
Region | Technology | 2021-22 | 2022-23 | 2023-24 | 2024-25 | 2025-26 | 2026-27 | 2027-28 | 2028-29 | 2029-30 | 2030-31 | 2031-32 | 2032-33 | 2033-34 | 2034-35 | 2035-36 | 2036-37 | 2037-38 | 2038-39 | 2039-40 | 2040-41 | 2041-42 | 2042-43 | 2043-44 | 2044-45 | 2045-46 | 2046-47 | 2047-48 | 2048-49 | 2049-50
TAS1 | Black Coal | 0 | 0 | 0 | 0 | 0 | 0 | 0 | 0 | 0 | 0 | 0 | 0 | 0 | 0 | 0 | 0 | 0 | 0 | 0 | 0 | 0 | 0 | 0 | 0 | 0 | 0 | 0 | 0 | 0
TAS1 | Brown Coal | 0 | 0 | 0 | 0 | 0 | 0 | 0 | 0 | 0 | 0 | 0 | 0 | 0 | 0 | 0 | 0 | 0 | 0 | 0 | 0 | 0 | 0 | 0 | 0 | 0 | 0 | 0 | 0 | 0
TAS1 | CCGT | 208 | 208 | 208 | 208 | 208 | 208 | 208 | 208 | 208 | 208 | 208 | 208 | 208 | 208 | 208 | 208 | 208 | 208 | 208 | 208 | 208 | 208 | 208 | 208 | 208 | 208 | 208 | 208 | 208
TAS1 | Gas - Steam | 0 | 0 | 0 | 0 | 0 | 0 | 0 | 0 | 0 | 0 | 0 | 0 | 0 | 0 | 0 | 0 | 0 | 0 | 0 | 0 | 0 | 0 | 0 | 0 | 0 | 0 | 0 | 0 | 0
TAS1 | OCGT / Diesel | 178 | 178 | 178 | 178 | 178 | 178 | 178 | 178 | 178 | 178 | 178 | 178 | 178 | 178 | 178 | 178 | 178 | 178 | 178 | 58 | 58 | 58 | 58 | 58 | 58 | 58 | 58 | 58 | 58
TAS1 | Hydro | 2408.9 | 2408.9 | 2408.9 | 2408.9 | 2408.9 | 2408.9 | 2658.9 | 2658.9 | 2658.9 | 2658.9 | 2658.9 | 2658.9 | 2658.9 | 2658.9 | 2658.9 | 2658.9 | 2658.9 | 2658.9 | 2658.9 | 2658.9 | 2658.9 | 2658.9 | 2658.9 | 2658.9 | 2658.9 | 2658.9 | 2658.9 | 2658.9 | 2658.9
TAS1 | Wind | 567.75 | 567.75 | 567.75 | 567.75 | 567.75 | 567.75 | 567.75 | 567.75 | 567.75 | 567.75 | 567.75 | 1738.6903 | 1738.6903 | 1738.6903 | 1778.4874 | 2110.8543 | 2604.5288 | 2662.9931 | 2662.9931 | 2662.9931 | 2801.0833 | 2801.0833 | 2801.0833 | 2652.6833 | 2652.6833 | 2652.6833 | 2781.1043 | 2969.35 | 2969.35
TAS1 | Solar PV | 0 | 0 | 0 | 0 | 0 | 0 | 0 | 0 | 0 | 0 | 0 | 0 | 0 | 0 | 0 | 0 | 0 | 0 | 0 | 0 | 0 | 0 | 0 | 0 | 0 | 0 | 0 | 0 | 0
TAS1 | Grid Battery | 0 | 0 | 0 | 0 | 0 | 0 | 0 | 0 | 0 | 0 | 0 | 0 | 0 | 0 | 0 | 0 | 0 | 0 | 0 | 0 | 0 | 0 | 0 | 0 | 0 | 0 | 0 | 0 | 0
TAS1 | Pumped Hydro | 0 | 0 | 0 | 0 | 0 | 0 | 0 | 0 | 0 | 0 | 0 | 0 | 0 | 0 | 0 | 0 | 215.2969 | 224.0731 | 360.812 | 360.812 | 546.6726 | 546.6726 | 546.6726 | 546.6726 | 546.6726 | 573.1818 | 573.1818 | 649.4814 | 649.4814
TAS1 | VPP | 0.995 | 1.415 | 2.036 | 2.958 | 4.208 | 5.895 | 7.725 | 9.859 | 12.513 | 14.752 | 18.241 | 20.738 | 23.621 | 26.457 | 29.458 | 32.477 | 35.519 | 38.363 | 41.122 | 43.868 | 46.668 | 49.624 | 52.638 | 54.942 | 57.289 | 59.678 | 62.101 | 64.536 | 66.983
Total excluding storage |  | 3362.65 | 3362.65 | 3362.65 | 3362.65 | 3362.65 | 3362.65 | 3612.65 | 3612.65 | 3612.65 | 3612.65 | 3612.65 | 4783.5903 | 4783.5903 | 4783.5903 | 4823.3874 | 5155.7543 | 5649.4288 | 5707.8931 | 5707.8931 | 5587.8931 | 5725.9833 | 5725.9833 | 5725.9833 | 5577.5833 | 5577.5833 | 5577.5833 | 5706.0043 | 5894.25 | 5894.25
Explicitly modelled pumping
Region | Technology | 2021-22 | 2022-23 | 2023-24 | 2024-25 | 2025-26 | 2026-27 | 2027-28 | 2028-29 | 2029-30 | 2030-31 | 2031-32 | 2032-33 | 2033-34 | 2034-35 | 2035-36 | 2036-37 | 2037-38 | 2038-39 | 2039-40 | 2040-41 | 2041-42 | 2042-43 | 2043-44 | 2044-45 | 2045-46 | 2046-47 | 2047-48 | 2048-49 | 2049-50
NEM | Grid Battery pump | 260.33 | 600.33 | 600.33 | 600.33 | 600.33 | 600.33 | 600.33 | 600.33 | 600.33 | 570.33 | 570.33 | 570.33 | 515 | 490 | 490 | 490 | 1015.8092 | 1015.8092 | 1092.8314 | 1072.8314 | 2922.9009 | 2622.9009 | 2861.1867 | 3785.8195 | 3881.1066 | 5039.0102 | 5039.0102 | 5469.9816 | 5469.9816
NEM | Pumped Hydro Pump | 1330 | 1330 | 1330 | 1330 | 3370 | 3370 | 3370 | 3370 | 5370 | 5370 | 5370 | 5370 | 5370 | 5370 | 5370 | 5370 | 6473.4591 | 6482.2354 | 6618.9742 | 6618.9703 | 6867.135 | 7568.1808 | 7568.1808 | 7599.2917 | 7599.2923 | 8203.0606 | 8203.0606 | 9261.1128 | 9261.1128
NEM | VPP pump | 36.545 | 54.909 | 79.222 | 111.716 | 155.475 | 212.948 | 274.212 | 348.483 | 458.205 | 557.379 | 708.547 | 823.447 | 953.292 | 1081.03 | 1214.079 | 1346.365 | 1479.677 | 1613.916 | 1747.369 | 1881.885 | 2021.695 | 2168.3841 | 2317.988 | 2433.084 | 2551.477 | 2673.029 | 2797.397 | 2923.275 | 3050.769
Region | Technology | 2021-22 | 2022-23 | 2023-24 | 2024-25 | 2025-26 | 2026-27 | 2027-28 | 2028-29 | 2029-30 | 2030-31 | 2031-32 | 2032-33 | 2033-34 | 2034-35 | 2035-36 | 2036-37 | 2037-38 | 2038-39 | 2039-40 | 2040-41 | 2041-42 | 2042-43 | 2043-44 | 2044-45 | 2045-46 | 2046-47 | 2047-48 | 2048-49 | 2049-50
NSW1 | Grid Battery pump | 0 | 0 | 0 | 0 | 0 | 0 | 0 | 0 | 0 | 0 | 0 | 0 | 0 | 0 | 0 | 0 | 0 | 0 | 0 | 0 | 690.2396 | 690.2396 | 928.5254 | 1246.6194 | 1341.9065 | 1479.607 | 1479.607 | 1479.607 | 1479.607
NSW1 | Pumped Hydro Pump | 840 | 840 | 840 | 840 | 2880 | 2880 | 2880 | 2880 | 4880 | 4880 | 4880 | 4880 | 4880 | 4880 | 4880 | 4880 | 4880 | 4880 | 4880 | 4879.9961 | 4880 | 4880 | 4880 | 4880 | 4880 | 4880 | 4880 | 4880 | 4880
NSW1 | VPP pump | 13.897 | 19.697 | 29.162 | 42.001 | 59.431 | 81.633 | 103.019 | 129.604 | 168.832 | 203.169 | 255.242 | 292.839 | 337.193 | 380.779 | 426.084 | 469.969 | 513.223 | 556.711 | 599.309 | 642.059 | 686.952 | 734.321 | 783.025 | 821.133 | 860.401 | 900.734 | 941.995 | 983.641 | 1025.804
Region | Technology | 2021-22 | 2022-23 | 2023-24 | 2024-25 | 2025-26 | 2026-27 | 2027-28 | 2028-29 | 2029-30 | 2030-31 | 2031-32 | 2032-33 | 2033-34 | 2034-35 | 2035-36 | 2036-37 | 2037-38 | 2038-39 | 2039-40 | 2040-41 | 2041-42 | 2042-43 | 2043-44 | 2044-45 | 2045-46 | 2046-47 | 2047-48 | 2048-49 | 2049-50
QLD1 | Grid Battery pump | 0 | 20 | 20 | 20 | 20 | 20 | 20 | 20 | 20 | 20 | 20 | 20 | 20 | 20 | 20 | 20 | 545.8092 | 545.8092 | 622.8314 | 602.8314 | 1183.8284 | 1183.8284 | 1183.8284 | 1535.4922 | 1535.4922 | 2555.6953 | 2555.6953 | 2555.6953 | 2555.6953
QLD1 | Pumped Hydro Pump | 490 | 490 | 490 | 490 | 490 | 490 | 490 | 490 | 490 | 490 | 490 | 490 | 490 | 490 | 490 | 490 | 1378.1622 | 1378.1622 | 1378.1622 | 1378.1622 | 1440.4624 | 2141.5082 | 2141.5082 | 2172.6189 | 2172.6189 | 2749.878 | 2749.878 | 2749.878 | 2749.878
QLD1 | VPP pump | 6.283 | 9.038 | 13.648 | 20.047 | 28.646 | 39.92 | 51.776 | 66.05 | 86.234 | 109.423 | 142.449 | 168.902 | 199.702 | 230.441 | 262.576 | 295.532 | 329.475 | 362.967 | 395.859 | 429.33 | 463.784 | 499.933 | 537.296 | 565.416 | 594.354 | 624.143 | 654.722 | 685.861 | 717.549
Region | Technology | 2021-22 | 2022-23 | 2023-24 | 2024-25 | 2025-26 | 2026-27 | 2027-28 | 2028-29 | 2029-30 | 2030-31 | 2031-32 | 2032-33 | 2033-34 | 2034-35 | 2035-36 | 2036-37 | 2037-38 | 2038-39 | 2039-40 | 2040-41 | 2041-42 | 2042-43 | 2043-44 | 2044-45 | 2045-46 | 2046-47 | 2047-48 | 2048-49 | 2049-50
VIC1 | Grid Battery pump | 55.33 | 375.33 | 375.33 | 375.33 | 375.33 | 375.33 | 375.33 | 375.33 | 375.33 | 375.33 | 375.33 | 375.33 | 320 | 320 | 320 | 320 | 320 | 320 | 320 | 320 | 300 | 0 | 0 | 0.00019819 | 0.0001982 | 0.00019818 | 0.00019809 | 430.9716 | 430.9716
VIC1 | Pumped Hydro Pump | 0 | 0 | 0 | 0 | 0 | 0 | 0 | 0 | 0 | 0 | 0 | 0 | 0 | 0 | 0 | 0 | 0 | 0 | 0 | 0 | 0 | 0 | 0 | 0.00022548 | 0.00079925 | 0.00079926 | 0.00079928 | 981.7534 | 981.7534
VIC1 | VPP pump | 7.967 | 12.184 | 18.007 | 25.892 | 37.312 | 52.961 | 71.587 | 94.075 | 129.773 | 159.421 | 205.486 | 243.58 | 283.23 | 321.698 | 361.635 | 401.73 | 443.322 | 486.699 | 530.824 | 575.442 | 621.935 | 669.907 | 718.015 | 754.911 | 792.922 | 831.94 | 871.864 | 912.314 | 953.272
Region | Technology | 2021-22 | 2022-23 | 2023-24 | 2024-25 | 2025-26 | 2026-27 | 2027-28 | 2028-29 | 2029-30 | 2030-31 | 2031-32 | 2032-33 | 2033-34 | 2034-35 | 2035-36 | 2036-37 | 2037-38 | 2038-39 | 2039-40 | 2040-41 | 2041-42 | 2042-43 | 2043-44 | 2044-45 | 2045-46 | 2046-47 | 2047-48 | 2048-49 | 2049-50
SA1 | Grid Battery pump | 205 | 205 | 205 | 205 | 205 | 205 | 205 | 205 | 205 | 175 | 175 | 175 | 175 | 150 | 150 | 150 | 150 | 150 | 150 | 150 | 748.8329 | 748.8329 | 748.8329 | 1003.7077 | 1003.7077 | 1003.7077 | 1003.7077 | 1003.7077 | 1003.7077
SA1 | Pumped Hydro Pump | 0 | 0 | 0 | 0 | 0 | 0 | 0 | 0 | 0 | 0 | 0 | 0 | 0 | 0 | 0 | 0 | 0 | 0 | 0 | 0 | 0 | 0 | 0 | 0 | 0 | 0 | 0 | 0 | 0
SA1 | VPP pump | 7.403 | 12.575 | 16.369 | 20.818 | 25.878 | 32.539 | 40.105 | 48.895 | 60.853 | 70.614 | 87.129 | 97.388 | 109.546 | 121.655 | 134.326 | 146.657 | 158.138 | 169.176 | 180.255 | 191.186 | 202.356 | 214.599 | 227.014 | 236.682 | 246.511 | 256.534 | 266.715 | 276.923 | 287.161
Region | Technology | 2021-22 | 2022-23 | 2023-24 | 2024-25 | 2025-26 | 2026-27 | 2027-28 | 2028-29 | 2029-30 | 2030-31 | 2031-32 | 2032-33 | 2033-34 | 2034-35 | 2035-36 | 2036-37 | 2037-38 | 2038-39 | 2039-40 | 2040-41 | 2041-42 | 2042-43 | 2043-44 | 2044-45 | 2045-46 | 2046-47 | 2047-48 | 2048-49 | 2049-50
TAS1 | Grid Battery pump | 0 | 0 | 0 | 0 | 0 | 0 | 0 | 0 | 0 | 0 | 0 | 0 | 0 | 0 | 0 | 0 | 0 | 0 | 0 | 0 | 0 | 0 | 0 | 0 | 0 | 0 | 0 | 0 | 0
TAS1 | Pumped Hydro Pump | 0 | 0 | 0 | 0 | 0 | 0 | 0 | 0 | 0 | 0 | 0 | 0 | 0 | 0 | 0 | 0 | 215.2969 | 224.0731 | 360.812 | 360.812 | 546.6726 | 546.6726 | 546.6726 | 546.6726 | 546.6726 | 573.1818 | 573.1818 | 649.4814 | 649.4814
TAS1 | VPP pump | 0.995 | 1.415 | 2.036 | 2.958 | 4.208 | 5.895 | 7.725 | 9.859 | 12.513 | 14.752 | 18.241 | 20.738 | 23.621 | 26.457 | 29.458 | 32.477 | 35.519 | 38.363 | 41.122 | 43.868 | 46.668 | 49.624 | 52.638 | 54.942 | 57.289 | 59.678 | 62.101 | 64.536 | 66.983
Non-controllable capacity
Region | Technology | 2021-22 | 2022-23 | 2023-24 | 2024-25 | 2025-26 | 2026-27 | 2027-28 | 2028-29 | 2029-30 | 2030-31 | 2031-32 | 2032-33 | 2033-34 | 2034-35 | 2035-36 | 2036-37 | 2037-38 | 2038-39 | 2039-40 | 2040-41 | 2041-42 | 2042-43 | 2043-44 | 2044-45 | 2045-46 | 2046-47 | 2047-48 | 2048-49 | 2049-50
NEM | Distributed PV | 13006.6816 | 14224.8792 | 15292.6597 | 16381.0803 | 17541.1041 | 18602.7398 | 19662.1092 | 20484.5331 | 21073.2893 | 21631.3933 | 22277.9233 | 22963.9359 | 23877.2686 | 24756.3331 | 25651.8935 | 26434.6046 | 27315.8111 | 27968.2454 | 28626.6322 | 29309.9993 | 29924.0702 | 30587.1516 | 31477.3629 | 32428.9214 | 33385.576 | 34291.5504 | 35195.7202 | 36032.3688 | 36787.5486
NEM | Behind the meter battery | 544.7 | 647.3 | 764.3 | 905.6 | 1081.3 | 1289.9 | 1455.7 | 1635.5 | 1925.3 | 2247 | 2756.7 | 3073.8 | 3416.8 | 3717.5 | 4007.2 | 4270.9 | 4520.2 | 4758.3 | 4983.6 | 5202 | 5423.5 | 5651.2 | 5870.5 | 5983.1 | 6093.9 | 6203.2 | 6309.6 | 6410.4 | 6506.3
NEM | Behind the meter battery pump | 544.7 | 647.3 | 764.3 | 905.6 | 1081.3 | 1289.9 | 1455.7 | 1635.5 | 1925.3 | 2247 | 2756.7 | 3073.8 | 3416.8 | 3717.5 | 4007.2 | 4270.9 | 4520.2 | 4758.3 | 4983.6 | 5202 | 5423.5 | 5651.2 | 5870.5 | 5983.1 | 6093.9 | 6203.2 | 6309.6 | 6410.4 | 6506.3
Region | Technology | 2021-22 | 2022-23 | 2023-24 | 2024-25 | 2025-26 | 2026-27 | 2027-28 | 2028-29 | 2029-30 | 2030-31 | 2031-32 | 2032-33 | 2033-34 | 2034-35 | 2035-36 | 2036-37 | 2037-38 | 2038-39 | 2039-40 | 2040-41 | 2041-42 | 2042-43 | 2043-44 | 2044-45 | 2045-46 | 2046-47 | 2047-48 | 2048-49 | 2049-50
NSW1 | Distributed PV | 3737.71 | 4047.0972 | 4276.3001 | 4511.1261 | 4815.3821 | 5044.3135 | 5278.3342 | 5484.2823 | 5684.085 | 5871.6786 | 6088.9363 | 6310.131 | 6601.7031 | 6885.3973 | 7196.653 | 7481.676 | 7799.1989 | 8038.4142 | 8273.8079 | 8514.1819 | 8722.285 | 8966.2119 | 9285.2472 | 9619.8883 | 9953.0646 | 10273.535 | 10594.078 | 10890.1448 | 11149.8041
NSW1 | Behind the meter battery | 206.2 | 230.6 | 279.9 | 339.5 | 412.8 | 493.9 | 545.8 | 606.1 | 706.2 | 814.1 | 985.7 | 1082.6 | 1195.3 | 1293.4 | 1388.4 | 1472.6 | 1550.5 | 1624.8 | 1693.8 | 1760.5 | 1829.4 | 1900.5 | 1969.8 | 2006.5 | 2042.7 | 2078.5 | 2113.3 | 2146 | 2177
NSW1 | Behind the meter battery pump | 206.2 | 230.6 | 279.9 | 339.5 | 412.8 | 493.9 | 545.8 | 606.1 | 706.2 | 814.1 | 985.7 | 1082.6 | 1195.3 | 1293.4 | 1388.4 | 1472.6 | 1550.5 | 1624.8 | 1693.8 | 1760.5 | 1829.4 | 1900.5 | 1969.8 | 2006.5 | 2042.7 | 2078.5 | 2113.3 | 2146 | 2177
Region | Technology | 2021-22 | 2022-23 | 2023-24 | 2024-25 | 2025-26 | 2026-27 | 2027-28 | 2028-29 | 2029-30 | 2030-31 | 2031-32 | 2032-33 | 2033-34 | 2034-35 | 2035-36 | 2036-37 | 2037-38 | 2038-39 | 2039-40 | 2040-41 | 2041-42 | 2042-43 | 2043-44 | 2044-45 | 2045-46 | 2046-47 | 2047-48 | 2048-49 | 2049-50
QLD1 | Distributed PV | 3916.3055 | 4142.5532 | 4336.6096 | 4528.467 | 4727.611 | 4909.4651 | 5088.6729 | 5253.6436 | 5431.4722 | 5610.0033 | 5810.8232 | 6019.4889 | 6302.7184 | 6567.2092 | 6810.6754 | 7014.3019 | 7245.4789 | 7413.5796 | 7586.3036 | 7773.2087 | 7946.4691 | 8130.8672 | 8361.9191 | 8609.5702 | 8858.2352 | 9095.8901 | 9330.6571 | 9552.0789 | 9761.0817
QLD1 | Behind the meter battery | 92.7 | 104.9 | 129.2 | 159.1 | 194.9 | 236.7 | 269 | 303 | 354 | 433.7 | 547.4 | 624.5 | 711.1 | 789.4 | 864.8 | 936.1 | 1004.8 | 1069.3 | 1129.7 | 1188.8 | 1247.3 | 1307 | 1365.4 | 1395.4 | 1425 | 1454.3 | 1483 | 1510.7 | 1537.5
QLD1 | Behind the meter battery pump | 92.7 | 104.9 | 129.2 | 159.1 | 194.9 | 236.7 | 269 | 303 | 354 | 433.7 | 547.4 | 624.5 | 711.1 | 789.4 | 864.8 | 936.1 | 1004.8 | 1069.3 | 1129.7 | 1188.8 | 1247.3 | 1307 | 1365.4 | 1395.4 | 1425 | 1454.3 | 1483 | 1510.7 | 1537.5
Region | Technology | 2021-22 | 2022-23 | 2023-24 | 2024-25 | 2025-26 | 2026-27 | 2027-28 | 2028-29 | 2029-30 | 2030-31 | 2031-32 | 2032-33 | 2033-34 | 2034-35 | 2035-36 | 2036-37 | 2037-38 | 2038-39 | 2039-40 | 2040-41 | 2041-42 | 2042-43 | 2043-44 | 2044-45 | 2045-46 | 2046-47 | 2047-48 | 2048-49 | 2049-50
VIC1 | Distributed PV | 3384.7909 | 3958.6096 | 4519.9081 | 5093.6761 | 5662.8487 | 6230.9394 | 6797.0106 | 7165.1329 | 7320.8549 | 7460.899 | 7628.0635 | 7808.5128 | 8055.4056 | 8292.8816 | 8553.5922 | 8775.0681 | 9031.8771 | 9223.5199 | 9419.1702 | 9606.5992 | 9787.397 | 9964.4167 | 10222.967 | 10497.9597 | 10788.7145 | 11057.8052 | 11330.5183 | 11571.16 | 11796.186
VIC1 | Behind the meter battery | 119.3 | 144.5 | 174.6 | 210.9 | 260.8 | 322.4 | 382 | 445 | 550.8 | 649.2 | 807.8 | 920.5 | 1028.7 | 1122.2 | 1211.6 | 1293.1 | 1372.3 | 1450.8 | 1527 | 1601 | 1676.6 | 1752.8 | 1824.8 | 1861.6 | 1898 | 1933.9 | 1968.8 | 2002 | 2033.5
VIC1 | Behind the meter battery pump | 119.3 | 144.5 | 174.6 | 210.9 | 260.8 | 322.4 | 382 | 445 | 550.8 | 649.2 | 807.8 | 920.5 | 1028.7 | 1122.2 | 1211.6 | 1293.1 | 1372.3 | 1450.8 | 1527 | 1601 | 1676.6 | 1752.8 | 1824.8 | 1861.6 | 1898 | 1933.9 | 1968.8 | 2002 | 2033.5
Region | Technology | 2021-22 | 2022-23 | 2023-24 | 2024-25 | 2025-26 | 2026-27 | 2027-28 | 2028-29 | 2029-30 | 2030-31 | 2031-32 | 2032-33 | 2033-34 | 2034-35 | 2035-36 | 2036-37 | 2037-38 | 2038-39 | 2039-40 | 2040-41 | 2041-42 | 2042-43 | 2043-44 | 2044-45 | 2045-46 | 2046-47 | 2047-48 | 2048-49 | 2049-50
SA1 | Distributed PV | 1769.3743 | 1860.4858 | 1931.5703 | 2006.2437 | 2079.5262 | 2145.1152 | 2213.1578 | 2286.6978 | 2331.4307 | 2373.5904 | 2422.0252 | 2480.1325 | 2554.8207 | 2631.6817 | 2692.8516 | 2748.4629 | 2801.3577 | 2839.9127 | 2879.8268 | 2931.2379 | 2971.4767 | 3015.2011 | 3078.5992 | 3152.1736 | 3216.472 | 3276.4829 | 3334.9137 | 3396.3866 | 3445.1749
SA1 | Behind the meter battery | 111.8 | 150.7 | 160.9 | 172.1 | 183.3 | 200.8 | 217.2 | 234.2 | 260.6 | 289.5 | 343.7 | 367.6 | 395.9 | 420.5 | 444.3 | 465.4 | 483.5 | 499.7 | 515.1 | 529.6 | 544.1 | 560.6 | 576.1 | 583.3 | 590.2 | 596.8 | 603.1 | 608.8 | 614
SA1 | Behind the meter battery pump | 111.8 | 150.7 | 160.9 | 172.1 | 183.3 | 200.8 | 217.2 | 234.2 | 260.6 | 289.5 | 343.7 | 367.6 | 395.9 | 420.5 | 444.3 | 465.4 | 483.5 | 499.7 | 515.1 | 529.6 | 544.1 | 560.6 | 576.1 | 583.3 | 590.2 | 596.8 | 603.1 | 608.8 | 614
Region | Technology | 2021-22 | 2022-23 | 2023-24 | 2024-25 | 2025-26 | 2026-27 | 2027-28 | 2028-29 | 2029-30 | 2030-31 | 2031-32 | 2032-33 | 2033-34 | 2034-35 | 2035-36 | 2036-37 | 2037-38 | 2038-39 | 2039-40 | 2040-41 | 2041-42 | 2042-43 | 2043-44 | 2044-45 | 2045-46 | 2046-47 | 2047-48 | 2048-49 | 2049-50
TAS1 | Distributed PV | 198.501 | 216.1334 | 228.2716 | 241.5674 | 255.7361 | 272.9066 | 284.9338 | 294.7765 | 305.4465 | 315.222 | 328.075 | 345.6708 | 362.6207 | 379.1633 | 398.1214 | 415.0956 | 437.8985 | 452.8191 | 467.5238 | 484.7715 | 496.4424 | 510.4546 | 528.6303 | 549.3296 | 569.0898 | 587.8371 | 605.553 | 622.5986 | 635.3019
TAS1 | Behind the meter battery | 14.7 | 16.6 | 19.7 | 24 | 29.5 | 36.1 | 41.7 | 47.2 | 53.7 | 60.5 | 72.1 | 78.6 | 85.8 | 92 | 98.1 | 103.7 | 109.1 | 113.7 | 118 | 122.1 | 126.1 | 130.3 | 134.4 | 136.3 | 138 | 139.7 | 141.4 | 142.9 | 144.3
TAS1 | Behind the meter battery pump | 14.7 | 16.6 | 19.7 | 24 | 29.5 | 36.1 | 41.7 | 47.2 | 53.7 | 60.5 | 72.1 | 78.6 | 85.8 | 92 | 98.1 | 103.7 | 109.1 | 113.7 | 118 | 122.1 | 126.1 | 130.3 | 134.4 | 136.3 | 138 | 139.7 | 141.4 | 142.9 | 144.3

## Marinus_VOM Cost
VOM cost by technology ($000s) - Marinus Link, Central No TRET Sensitivity
VOM | Real June 2020 dollars discounted to 1 July 2020
Explicitly modelled generation
Region | Technology | 2021-22 | 2022-23 | 2023-24 | 2024-25 | 2025-26 | 2026-27 | 2027-28 | 2028-29 | 2029-30 | 2030-31 | 2031-32 | 2032-33 | 2033-34 | 2034-35 | 2035-36 | 2036-37 | 2037-38 | 2038-39 | 2039-40 | 2040-41 | 2041-42 | 2042-43 | 2043-44 | 2044-45 | 2045-46 | 2046-47 | 2047-48 | 2048-49 | 2049-50
NEM | Black Coal | 359491.5883 | 303141.1404 | 291085.1858 | 278225.0484 | 238884.7534 | 208958.0303 | 178394.8117 | 174756.4011 | 133412.3765 | 124373.8774 | 112851.2851 | 99522.9562 | 104069.0245 | 93579.372 | 81935.074 | 75969.5147 | 61976.739 | 60379.1974 | 55369.4492 | 49285.6712 | 45919.5385 | 28779.1747 | 22344.8917 | 18491.3996 | 14792.7212 | 11336.541 | 10576.6795 | 10007.2107 | 8597.1884
NEM | Brown Coal | 118999.224 | 107451.7575 | 103893.9895 | 81864.1941 | 82422.1717 | 77883.3762 | 73015.8588 | 69072.3099 | 64617.5366 | 58377.8602 | 53807.0357 | 49955.8145 | 48878.8005 | 46261.759 | 45522.9825 | 40918.786 | 36950.263 | 36309.254 | 30528.2251 | 31163.235 | 32469.075 | 30206.1675 | 27639.268 | 26974.8745 | 24839.0628 | 24051.042 | 15595.1061 | 0 | 0
NEM | CCGT | 15641.2792 | 14904.9446 | 12045.1868 | 11839.6617 | 10194.3539 | 9802.6609 | 9033.9176 | 9811.9904 | 8317.4998 | 8114.7979 | 8054.9882 | 14342.0791 | 15004.765 | 17858.5828 | 11833.228 | 10686.3712 | 15339.2447 | 15316.2494 | 12229.0024 | 12534.9628 | 12277.0273 | 13467.6333 | 8409.0837 | 7197.3487 | 3323.8434 | 2066.5809 | 1976.5839 | 1877.6751 | 1793.491
NEM | Gas - Steam | 1716.535 | 1668.3877 | 1783.0979 | 628.6682 | 575.8827 | 565.6295 | 524.6888 | 515.0135 | 468.4646 | 451.2013 | 427.7671 | 423.6054 | 400.4915 | 389.8228 | 286.797 | 263.1149 | 513.6042 | 523.9883 | 476.979 | 541.1269 | 533.1167 | 624.8241 | 576.803 | 426.4248 | 563.0098 | 0 | 0 | 0 | 0
NEM | OCGT / Diesel | 568.7992 | 249.6937 | 1158.1262 | 830.9691 | 312.6393 | 479.1072 | 161.2467 | 536.3108 | 52.7698 | 125.9762 | 132.7036 | 1850.0007 | 931.9342 | 1353.4093 | 1255.0254 | 1373.9602 | 4487.9713 | 3384.8883 | 8882.3794 | 11145.434 | 7188.7563 | 10113.6465 | 16705.3276 | 7026.3216 | 7257.8525 | 7742.8404 | 8501.6908 | 11545.791 | 11973.8703
NEM | Hydro | 89184.5217 | 82379.1866 | 76679.4808 | 92855.8884 | 93785.9369 | 82102.1027 | 79771.669 | 91091.8698 | 69947.3335 | 62184.4574 | 60626.2269 | 64382.4582 | 64132.4865 | 63544.1087 | 56631.8497 | 50937.7113 | 55622.5879 | 47425.6966 | 41512.7471 | 40992.7114 | 34436.3738 | 37554.547 | 37365.7821 | 32799.2111 | 33053.729 | 35662.6306 | 30055.8336 | 27006.5272 | 25794.7709
NEM | Wind | 67478.8591 | 80526.3695 | 69214.428 | 67416.3944 | 66793.3084 | 66952.3332 | 65701.1066 | 56136.421 | 51196.6558 | 48684.4144 | 50741.3706 | 43416.1359 | 40916.2269 | 40110.5668 | 38751.9652 | 36461.1686 | 30245.7797 | 26485.5209 | 23658.0641 | 22714.3648 | 20107.0644 | 17900.3617 | 14460.9505 | 12831.025 | 8702.6555 | 6769.8085 | 6091.8348 | 5340.9767 | 3489.0266
NEM | Solar PV | 13.5121 | 15.8213 | 15.3518 | 14.0481 | 13.1168 | 13.2534 | 16.4545 | 16.9404 | 82.2135 | 82.9133 | 81.2333 | 76.2346 | 70.627 | 65.1845 | 66.7572 | 63.4946 | 66.7904 | 66.1965 | 66.4807 | 67.678 | 68.6764 | 107.348 | 99.5564 | 100.2259 | 100.0503 | 111.2317 | 112.5407 | 127.4261 | 135.6249
NEM | Grid Battery | 0.2013 | 0.27682 | 0.26513 | 0.28334 | 0.26978 | 0.26077 | 0.22559 | 0.19943 | 0.17037 | 0.16565 | 0.15577 | 0.16136 | 0.13521 | 0.11498 | 0.11595 | 0.11378 | 0.77984 | 0.73474 | 0.79098 | 0.73293 | 2.5709 | 2.4335 | 2.5026 | 3.2604 | 3.1597 | 3.7342 | 3.5961 | 3.7266 | 3.5628
NEM | Pumped Hydro | 338.8433 | 854.8646 | 1256.4646 | 4058.5388 | 3413.8985 | 2822.9873 | 2469.3569 | 3112.4245 | 2657.8008 | 2907.8843 | 2680.5356 | 4197.6007 | 3861.6843 | 3251.0722 | 3695.5154 | 3370.0287 | 2135.3043 | 2065.2909 | 2116.522 | 1476.5648 | 1668.7741 | 1831.6272 | 1162.9389 | 1305.5899 | 1271.0429 | 1016.9782 | 887.9391 | 959.3973 | 736.4697
NEM | VPP | 0.23003 | 0.38231 | 0.48722 | 0.75483 | 1.0369 | 1.3319 | 1.4999 | 1.7205 | 1.9538 | 2.2774 | 2.754 | 3.1991 | 3.4483 | 3.5757 | 3.839 | 4.0826 | 3.8491 | 3.8539 | 3.9483 | 3.8855 | 3.884 | 3.9503 | 3.8248 | 3.9643 | 3.8501 | 3.5433 | 3.5495 | 3.4388 | 3.1657
Total excluding storage |  | 653094.3186 | 590337.3014 | 555874.8468 | 533674.8724 | 492982.1631 | 446756.4934 | 406619.7536 | 401937.2568 | 328094.8502 | 302395.4981 | 286722.6104 | 273969.2847 | 274404.3561 | 263162.8059 | 236283.679 | 216674.1215 | 205202.98 | 189890.9915 | 172723.327 | 168445.1841 | 152999.6284 | 138753.7028 | 127601.663 | 105846.8311 | 92632.9245 | 87740.6749 | 72910.2694 | 55905.6069 | 51783.972
Region | Technology | 2021-22 | 2022-23 | 2023-24 | 2024-25 | 2025-26 | 2026-27 | 2027-28 | 2028-29 | 2029-30 | 2030-31 | 2031-32 | 2032-33 | 2033-34 | 2034-35 | 2035-36 | 2036-37 | 2037-38 | 2038-39 | 2039-40 | 2040-41 | 2041-42 | 2042-43 | 2043-44 | 2044-45 | 2045-46 | 2046-47 | 2047-48 | 2048-49 | 2049-50
NSW1 | Black Coal | 183107.1335 | 148543.194 | 133525.7155 | 139112.7663 | 105044.632 | 86537.7809 | 70028.8335 | 73314.346 | 42570.4121 | 40623.8192 | 35512.5038 | 21401.9074 | 25465.4174 | 21885.4685 | 13169.1355 | 15824.8145 | 15626.967 | 14902.575 | 14198.7285 | 11023.4215 | 9985.1795 | 0 | 0 | 0 | 0 | 0 | 0 | 0 | 0
NSW1 | Brown Coal | 0 | 0 | 0 | 0 | 0 | 0 | 0 | 0 | 0 | 0 | 0 | 0 | 0 | 0 | 0 | 0 | 0 | 0 | 0 | 0 | 0 | 0 | 0 | 0 | 0 | 0 | 0 | 0 | 0
NSW1 | CCGT | 231.4067 | 220.0988 | 643.7571 | 394.8643 | 368.2619 | 349.2361 | 333.3008 | 321.5008 | 300.4616 | 288.4854 | 271.9568 | 1229.8448 | 1258.215 | 2916.0795 | 1256.5987 | 1235.2942 | 3797.5956 | 4506.3941 | 3951.0778 | 3937.6445 | 3522.3354 | 4282.551 | 23.5762 | 1.319e-05 | 1.3166e-05 | 2.1459e-05 | 2.0677e-05 | 2.2416e-05 | 2.0552e-05
NSW1 | Gas - Steam | 0 | 0 | 0 | 0 | 0 | 0 | 0 | 0 | 0 | 0 | 0 | 0 | 0 | 0 | 0 | 0 | 0 | 0 | 0 | 0 | 0 | 0 | 0 | 0 | 0 | 0 | 0 | 0 | 0
NSW1 | OCGT / Diesel | 1.8333 | 7.0871e-06 | 135.6583 | 409.222 | 103.6892 | 146.4669 | 50.3709 | 84.3751 | 7.1706e-06 | 4.4463 | 7.2022e-06 | 167.8172 | 111.0972 | 113.2225 | 277.5487 | 167.4193 | 611.6058 | 340.786 | 2436.1606 | 4134.0608 | 1699.3552 | 2271.3483 | 6664.5127 | 1539.7229 | 1609.7811 | 2249.9025 | 3812.4467 | 5656.4921 | 6578.5367
NSW1 | Hydro | 13692.5419 | 13686.2842 | 11971.1757 | 16365.9226 | 15759.1217 | 13898.0631 | 12609.6255 | 16486.0759 | 12892.6215 | 10824.3657 | 10293.0629 | 10603.4479 | 11743.5837 | 11850.5075 | 11338.554 | 10318.8752 | 12302.6726 | 9331.8469 | 8899.088 | 7462.5712 | 6844.9415 | 8095.3347 | 8048.3998 | 7787.258 | 7403.3719 | 8577.9576 | 6731.6292 | 6277.4306 | 5513.9941
NSW1 | Wind | 15743.2869 | 17631.4091 | 15861.3569 | 14959.9572 | 14906.1219 | 15107.8525 | 14208.9551 | 11111.8052 | 9352.0901 | 9702.0412 | 10936.6396 | 9853.0672 | 9384.5191 | 9215.3051 | 9040.1666 | 8399.3896 | 5892.1503 | 4361.7765 | 4477.8422 | 4109.4363 | 3725.2961 | 3420.014 | 2539.6041 | 2535.6314 | 2302.6442 | 1286.7059 | 1092.2983 | 1049.3305 | 948.1341
NSW1 | Solar PV | 4.9791 | 5.7841 | 5.5559 | 5.1042 | 4.6301 | 4.7833 | 8.2371 | 10.1271 | 75.2693 | 76.0767 | 74.645 | 69.8193 | 64.7724 | 59.6229 | 61.1883 | 58.2762 | 52.7807 | 51.9829 | 52.3895 | 50.9266 | 48.2003 | 65.9539 | 60.8981 | 61.9236 | 59.6558 | 65.1962 | 65.345 | 71.7483 | 73.0775
NSW1 | Grid Battery | 7.5926e-09 | 7.4743e-09 | 7.128e-09 | 6.7631e-09 | 6.3085e-09 | 6.1478e-09 | 7.0967e-09 | 7.1698e-09 | 2.1816e-08 | 2.1506e-08 | 2.0709e-08 | 2.1153e-08 | 1.9923e-08 | 1.9403e-08 | 1.9844e-08 | 1.984e-08 | 4.1852e-08 | 3.9167e-08 | 7.2284e-08 | 6.8952e-08 | 0.70134 | 0.66782 | 0.82518 | 1.1176 | 1.1332 | 1.1644 | 1.089 | 1.0681 | 0.9994
NSW1 | Pumped Hydro | 149.977 | 453.6627 | 599.1153 | 1000.0418 | 505.4267 | 573.4495 | 698.0627 | 678.2005 | 776.5354 | 883.4814 | 752.2185 | 1232.5202 | 1107.6195 | 801.2224 | 1090.4752 | 984.0689 | 727.0301 | 689.7909 | 748.935 | 514.9166 | 590.0471 | 688.3179 | 379.1388 | 504.8795 | 524.3727 | 454.9294 | 410.019 | 493.7269 | 330.3863
NSW1 | VPP | 0.080972 | 0.13349 | 0.16453 | 0.27886 | 0.37946 | 0.5051 | 0.55333 | 0.63301 | 0.70645 | 0.81871 | 0.94702 | 1.0958 | 1.1665 | 1.1802 | 1.2612 | 1.3293 | 1.3016 | 1.2756 | 1.3299 | 1.2707 | 1.2809 | 1.3118 | 1.2545 | 1.311 | 1.2808 | 1.2258 | 1.1961 | 1.2048 | 1.1362
Total excluding storage |  | 212781.1815 | 180086.7702 | 162143.2193 | 171247.8366 | 136186.4566 | 116044.183 | 97239.3228 | 101328.23 | 65190.8546 | 61519.2344 | 57088.808 | 43325.9037 | 48027.6047 | 46040.2059 | 35143.1918 | 36004.069 | 38283.772 | 33495.3615 | 34015.2865 | 30718.0609 | 25825.3079 | 18135.202 | 17336.9909 | 11924.5359 | 11375.453 | 12179.7622 | 11701.7192 | 13055.0015 | 13113.7424
Region | Technology | 2021-22 | 2022-23 | 2023-24 | 2024-25 | 2025-26 | 2026-27 | 2027-28 | 2028-29 | 2029-30 | 2030-31 | 2031-32 | 2032-33 | 2033-34 | 2034-35 | 2035-36 | 2036-37 | 2037-38 | 2038-39 | 2039-40 | 2040-41 | 2041-42 | 2042-43 | 2043-44 | 2044-45 | 2045-46 | 2046-47 | 2047-48 | 2048-49 | 2049-50
QLD1 | Black Coal | 176384.4548 | 154597.9464 | 157559.4703 | 139112.282 | 133840.1215 | 122420.2493 | 108365.9782 | 101442.0551 | 90841.9644 | 83750.0583 | 77338.7813 | 78121.0489 | 78603.6071 | 71693.9035 | 68765.9385 | 60144.7002 | 46349.772 | 45476.6224 | 41170.7207 | 38262.2497 | 35934.359 | 28779.1747 | 22344.8917 | 18491.3996 | 14792.7212 | 11336.541 | 10576.6795 | 10007.2107 | 8597.1884
QLD1 | Brown Coal | 0 | 0 | 0 | 0 | 0 | 0 | 0 | 0 | 0 | 0 | 0 | 0 | 0 | 0 | 0 | 0 | 0 | 0 | 0 | 0 | 0 | 0 | 0 | 0 | 0 | 0 | 0 | 0 | 0
QLD1 | CCGT | 7663.3565 | 7325.1262 | 7774.4045 | 8716.6949 | 7246.0088 | 6986.5228 | 6354.6849 | 7235.8334 | 5878.4913 | 5788.2827 | 5843.9284 | 10985.9318 | 11960.8229 | 11747.8605 | 8960.5068 | 7915.8507 | 11541.649 | 10809.8554 | 8277.9246 | 8597.3183 | 8754.6919 | 9185.0822 | 8385.5075 | 7197.3487 | 3323.8434 | 2066.5808 | 1976.5838 | 1877.675 | 1793.4909
QLD1 | Gas - Steam | 257.1516 | 245.9136 | 464.2498 | 442.0355 | 418.2835 | 401.2766 | 381.8216 | 365.2378 | 345.7362 | 330.9786 | 315.1538 | 299.4735 | 288.7297 | 274.0004 | 260.8448 | 249.46 | 467.3898 | 500.2295 | 476.979 | 541.1269 | 533.1167 | 624.8241 | 576.803 | 426.4248 | 563.0098 | 0 | 0 | 0 | 0
QLD1 | OCGT / Diesel | 1.4142e-05 | 1.3993e-05 | 15.2606 | 289.4335 | 123.4486 | 171.447 | 56.7551 | 360.3651 | 48.3373 | 104.066 | 128.2201 | 953.3087 | 516.6752 | 287.3081 | 459.6067 | 737.7608 | 2188.3597 | 1360.1493 | 3502.3861 | 3993.0504 | 3228.9555 | 4940.8342 | 5836.1263 | 4653.2961 | 5054.9027 | 4792.309 | 4002.0595 | 4211.1064 | 3050.851
QLD1 | Hydro | 4642.167 | 4414.2584 | 4212.8303 | 3986.6728 | 3784.8262 | 3599.9055 | 3434.5646 | 3247.42 | 3086.3426 | 2886.3585 | 2799.4496 | 2645.6576 | 2515.1036 | 2388.7397 | 2278.9793 | 2156.6967 | 770.5088 | 734.2827 | 694.9949 | 660.3688 | 629.8158 | 0 | 0 | 0 | 0 | 0 | 0 | 0 | 0
QLD1 | Wind | 5372.5628 | 8660.6616 | 8254.085 | 7252.2703 | 8192.8309 | 7823.9386 | 8025.5837 | 7295.8734 | 6403.4539 | 6352.2419 | 5418.1082 | 5115.5577 | 4507.0234 | 5090.1408 | 4655.6547 | 4762.8558 | 4561.5965 | 4202.6021 | 4133.9343 | 3439.8873 | 3317.2185 | 2669.7783 | 2531.3407 | 1343.7716 | 1352.3962 | 1222.1652 | 1142.2421 | 1094.1416 | 688.5652
QLD1 | Solar PV | 5.1758 | 6.7105 | 6.5263 | 5.9521 | 5.7564 | 5.7532 | 5.5568 | 4.4257 | 4.5781 | 4.5419 | 4.4036 | 4.2646 | 3.8937 | 3.7712 | 3.7787 | 3.4765 | 12.4447 | 12.6641 | 12.5848 | 14.346 | 17.4625 | 35.6614 | 33.1701 | 33.0332 | 31.9883 | 38.8694 | 39.1793 | 38.568 | 45.2962
QLD1 | Grid Battery | 5.0417e-09 | 0.022765 | 0.022669 | 0.026391 | 0.026864 | 0.025033 | 0.023207 | 0.02197 | 0.02011 | 0.019366 | 0.01836 | 0.017929 | 0.016899 | 0.016225 | 0.015511 | 0.014952 | 0.69077 | 0.65268 | 0.71257 | 0.6607 | 1.225 | 1.1664 | 1.1125 | 1.3774 | 1.2903 | 1.8859 | 1.8573 | 1.7522 | 1.7297
QLD1 | Pumped Hydro | 188.8663 | 401.2018 | 657.3493 | 3058.497 | 2908.4718 | 2249.5378 | 1771.2942 | 2434.224 | 1881.2654 | 2024.4029 | 1928.3171 | 2965.0805 | 2754.0648 | 2449.8498 | 2605.0402 | 2385.9598 | 1407.7868 | 1375.0145 | 1366.808 | 960.9821 | 1077.7607 | 1142.3546 | 782.9172 | 799.8115 | 745.794 | 561.2435 | 477.1222 | 463.4132 | 404.0454
QLD1 | VPP | 0.034386 | 0.052822 | 0.075535 | 0.13444 | 0.20021 | 0.25756 | 0.30309 | 0.35765 | 0.43016 | 0.51272 | 0.6443 | 0.73135 | 0.80555 | 0.87499 | 0.9045 | 0.98992 | 0.81269 | 0.83076 | 0.85136 | 0.8658 | 0.88466 | 0.92851 | 0.92875 | 0.90439 | 0.84806 | 0.69751 | 0.75379 | 0.74564 | 0.67313
Total excluding storage |  | 194324.8685 | 175250.6167 | 178286.8269 | 159805.3412 | 153611.2759 | 141409.093 | 126624.945 | 119951.2106 | 106608.9038 | 99216.5279 | 91848.045 | 98125.2428 | 98395.8556 | 91485.7242 | 85385.3095 | 75970.8008 | 65891.7205 | 63096.4054 | 58269.5245 | 55508.3474 | 52415.6199 | 46235.3549 | 39707.8392 | 32145.274 | 25118.8615 | 19456.4655 | 17736.7442 | 17228.7017 | 14175.3917
Region | Technology | 2021-22 | 2022-23 | 2023-24 | 2024-25 | 2025-26 | 2026-27 | 2027-28 | 2028-29 | 2029-30 | 2030-31 | 2031-32 | 2032-33 | 2033-34 | 2034-35 | 2035-36 | 2036-37 | 2037-38 | 2038-39 | 2039-40 | 2040-41 | 2041-42 | 2042-43 | 2043-44 | 2044-45 | 2045-46 | 2046-47 | 2047-48 | 2048-49 | 2049-50
VIC1 | Black Coal | 0 | 0 | 0 | 0 | 0 | 0 | 0 | 0 | 0 | 0 | 0 | 0 | 0 | 0 | 0 | 0 | 0 | 0 | 0 | 0 | 0 | 0 | 0 | 0 | 0 | 0 | 0 | 0 | 0
VIC1 | Brown Coal | 118999.224 | 107451.7575 | 103893.9895 | 81864.1941 | 82422.1717 | 77883.3762 | 73015.8588 | 69072.3099 | 64617.5366 | 58377.8602 | 53807.0357 | 49955.8145 | 48878.8005 | 46261.759 | 45522.9825 | 40918.786 | 36950.263 | 36309.254 | 30528.2251 | 31163.235 | 32469.075 | 30206.1675 | 27639.268 | 26974.8745 | 24839.0628 | 24051.042 | 15595.1061 | 0 | 0
VIC1 | CCGT | 3.4409e-06 | 3.2577e-06 | 3.2944e-06 | 3.5601e-06 | 3.4666e-06 | 3.2997e-06 | 3.3679e-06 | 3.4862e-06 | 3.3168e-06 | 3.2207e-06 | 3.2138e-06 | 4.6971e-06 | 4.5011e-06 | 4.2991e-06 | 4.068e-06 | 3.9448e-06 | 4.8036e-06 | 4.8812e-06 | 6.7782e-06 | 6.4286e-06 | 7.0197e-06 | 6.9905e-06 | 6.6403e-06 | 5.9631e-06 | 5.9137e-06 | 6.5234e-06 | 6.31e-06 | 1.4687e-05 | 1.3711e-05
VIC1 | Gas - Steam | 17.8633 | 7.308 | 19.4085 | 28.5753 | 8.7931 | 22.7179 | 8.4731 | 19.8078 | 0.61835 | 3.5111 | 1.5278 | 18.5427 | 8.3094 | 8.5108 | 25.9522 | 13.6549 | 46.2143 | 23.7589 | 0 | 0 | 0 | 0 | 0 | 0 | 0 | 0 | 0 | 0 | 0
VIC1 | OCGT / Diesel | 76.8628 | 1.3685e-05 | 81.4975 | 20.8752 | 14.6573 | 37.7463 | 15.2534 | 3.32 | 1.5436e-05 | 1.5219e-05 | 1.507e-05 | 177.4888 | 9.6746 | 57.1377 | 83.0274 | 44.9598 | 161.1044 | 24.1879 | 221.9167 | 200.0256 | 156.9261 | 62.7002 | 433.9687 | 429.0825 | 282.7233 | 235.2641 | 113.0776 | 653.1746 | 1284.9532
VIC1 | Hydro | 18563.7928 | 17687.6128 | 15344.5018 | 18090.2103 | 17587.4518 | 15875.6083 | 15307.8912 | 18444.0004 | 14536.8113 | 11839.1046 | 11272.0432 | 9735.759 | 11536.2139 | 11156.3286 | 10137.5433 | 9678.5866 | 11663.9781 | 9244.4187 | 7513.8315 | 7149.6223 | 6198.1405 | 7286.4001 | 7127.0815 | 6431.7603 | 6146.952 | 7386.873 | 5862.5788 | 4768.8338 | 4553.4205
VIC1 | Wind | 27226.7385 | 33315.0631 | 27351.845 | 26765.5207 | 26216.2115 | 25885.1683 | 26020.9219 | 22418.8414 | 21579.7751 | 19994.3457 | 21346.2095 | 17606.3636 | 16845.7792 | 16319.3081 | 16195.7307 | 15542.5806 | 13052.8074 | 11877.0014 | 10389.2131 | 10385.3218 | 8798.7143 | 7913.1917 | 6404.0761 | 5963.5127 | 2960.792 | 2522.522 | 2212.3505 | 1843.09 | 636.927
VIC1 | Solar PV | 2.475 | 2.3464 | 2.3258 | 2.1268 | 1.9257 | 1.9307 | 1.8872 | 1.6859 | 1.6682 | 1.623 | 1.5408 | 1.5266 | 1.3939 | 1.2627 | 1.274 | 1.2356 | 1.1051 | 1.0918 | 1.0654 | 1.0086 | 1.0006 | 1.6336 | 1.5241 | 1.4405 | 2.3355 | 2.0083 | 3.3725 | 13.0971 | 12.9092
VIC1 | Grid Battery | 0.10482 | 0.15833 | 0.1472 | 0.16303 | 0.15354 | 0.14959 | 0.12915 | 0.11057 | 0.092789 | 0.092453 | 0.08737 | 0.092481 | 0.069758 | 0.064086 | 0.065522 | 0.064805 | 0.057201 | 0.052651 | 0.050293 | 0.046434 | 0.016653 | 7.7952e-08 | 7.8657e-08 | 2.38e-07 | 2.2822e-07 | 2.1821e-07 | 2.2018e-07 | 0.30528 | 0.28467
VIC1 | Pumped Hydro | 0 | 0 | 6.2011e-09 | 6.3381e-09 | 6.1332e-09 | 6.2651e-09 | 5.7584e-09 | 5.6682e-09 | 5.6131e-09 | 5.8097e-09 | 5.8192e-09 | 8.6095e-09 | 8.0825e-09 | 7.6899e-09 | 7.7222e-09 | 8.626e-09 | 1.0067e-08 | 1.0267e-08 | 2.3161e-08 | 2.165e-08 | 4.9385e-08 | 4.6678e-08 | 4.3587e-08 | 4.044e-07 | 1.3879e-06 | 1.2565e-06 | 1.2626e-06 | 1.3932 | 1.2633
VIC1 | VPP | 0.055399 | 0.090619 | 0.11794 | 0.18697 | 0.26684 | 0.35002 | 0.39423 | 0.45073 | 0.52548 | 0.61535 | 0.76709 | 0.92718 | 1.0165 | 1.052 | 1.1654 | 1.2318 | 1.2024 | 1.2328 | 1.2402 | 1.2374 | 1.2724 | 1.2709 | 1.2126 | 1.319 | 1.2871 | 1.2234 | 1.2141 | 1.1177 | 1.0272
Total excluding storage |  | 164886.9563 | 158464.0878 | 146693.5681 | 126771.5023 | 126251.211 | 119706.5478 | 114370.2856 | 109959.9655 | 100736.4095 | 90216.4446 | 86428.357 | 77495.4952 | 77280.1715 | 73804.3069 | 71966.5101 | 66199.8034 | 61875.4723 | 57479.7127 | 48654.2517 | 48899.2133 | 47623.8566 | 45470.0931 | 41605.9185 | 39800.6705 | 34231.8656 | 34197.7094 | 23786.4854 | 7278.1954 | 6488.2098
Region | Technology | 2021-22 | 2022-23 | 2023-24 | 2024-25 | 2025-26 | 2026-27 | 2027-28 | 2028-29 | 2029-30 | 2030-31 | 2031-32 | 2032-33 | 2033-34 | 2034-35 | 2035-36 | 2036-37 | 2037-38 | 2038-39 | 2039-40 | 2040-41 | 2041-42 | 2042-43 | 2043-44 | 2044-45 | 2045-46 | 2046-47 | 2047-48 | 2048-49 | 2049-50
SA1 | Black Coal | 0 | 0 | 0 | 0 | 0 | 0 | 0 | 0 | 0 | 0 | 0 | 0 | 0 | 0 | 0 | 0 | 0 | 0 | 0 | 0 | 0 | 0 | 0 | 0 | 0 | 0 | 0 | 0 | 0
SA1 | Brown Coal | 0 | 0 | 0 | 0 | 0 | 0 | 0 | 0 | 0 | 0 | 0 | 0 | 0 | 0 | 0 | 0 | 0 | 0 | 0 | 0 | 0 | 0 | 0 | 0 | 0 | 0 | 0 | 0 | 0
SA1 | CCGT | 7746.516 | 7359.7197 | 3627.0252 | 2728.1025 | 2580.0832 | 2466.902 | 2345.932 | 2254.6562 | 2138.547 | 2038.0298 | 1939.103 | 2126.3025 | 1785.7271 | 3194.6428 | 1616.1225 | 1535.2262 | 5.9904e-06 | 5.7697e-06 | 7.5286e-06 | 7.1002e-06 | 1.0171e-05 | 1.0184e-05 | 9.7376e-06 | 8.6327e-06 | 8.8944e-06 | 9.1931e-06 | 8.8281e-06 | 1.2159e-05 | 1.1258e-05
SA1 | Gas - Steam | 1441.5201 | 1415.1662 | 1299.4396 | 158.0574 | 148.8062 | 141.635 | 134.3941 | 129.9678 | 122.11 | 116.7116 | 111.0854 | 105.5892 | 103.4524 | 107.3116 | 0 | 0 | 0 | 0 | 0 | 0 | 0 | 0 | 0 | 0 | 0 | 0 | 0 | 0 | 0
SA1 | OCGT / Diesel | 490.103 | 249.6937 | 925.7097 | 111.4384 | 70.8442 | 123.4469 | 38.8672 | 88.2506 | 4.4325 | 17.4639 | 4.4834 | 543.0599 | 293.1378 | 895.741 | 429.0414 | 420.6133 | 1520.3211 | 1659.6835 | 2707.1825 | 2817.3374 | 2101.2244 | 2838.2623 | 3769.5246 | 396.9565 | 308.891 | 461.8896 | 572.388 | 1009.9134 | 1046.4698
SA1 | Hydro | 0 | 0 | 0 | 0 | 0 | 0 | 0 | 0 | 0 | 0 | 0 | 0 | 0 | 0 | 0 | 0 | 0 | 0 | 0 | 0 | 0 | 0 | 0 | 0 | 0 | 0 | 0 | 0 | 0
SA1 | Wind | 15791.3274 | 17054.7081 | 14418.921 | 15238.9934 | 14223.9048 | 14968.1202 | 14336.9617 | 12790.2954 | 11420.5752 | 10496.7043 | 10547.4272 | 8840.0038 | 8213.108 | 7547.9085 | 7030.8489 | 5986.2766 | 5306.3226 | 4645.2068 | 3476.0803 | 3355.8036 | 3005.7594 | 2760.7367 | 1959.414 | 2172.0705 | 1278.3302 | 1090.7138 | 1057.3651 | 909.6068 | 750.5614
SA1 | Solar PV | 0.88216 | 0.98028 | 0.94381 | 0.86505 | 0.80469 | 0.78615 | 0.77342 | 0.70164 | 0.69789 | 0.67175 | 0.64397 | 0.62414 | 0.5671 | 0.52772 | 0.51627 | 0.50631 | 0.45989 | 0.4577 | 0.44099 | 1.3968 | 2.013 | 4.0991 | 3.9642 | 3.8285 | 6.0707 | 5.1578 | 4.6439 | 4.0128 | 4.342
SA1 | Grid Battery | 0.096483 | 0.095718 | 0.095263 | 0.093918 | 0.089376 | 0.086148 | 0.073234 | 0.066891 | 0.057473 | 0.053829 | 0.050036 | 0.050951 | 0.048555 | 0.034672 | 0.034918 | 0.034023 | 0.031868 | 0.02941 | 0.028113 | 0.025796 | 0.62786 | 0.59929 | 0.56494 | 0.76544 | 0.73621 | 0.68392 | 0.64981 | 0.60102 | 0.54894
SA1 | Pumped Hydro | 0 | 0 | 4.6743e-09 | 4.3311e-09 | 4.0697e-09 | 4.0199e-09 | 3.8298e-09 | 3.7804e-09 | 3.8169e-09 | 3.8709e-09 | 3.8677e-09 | 4.8969e-09 | 4.6389e-09 | 4.4146e-09 | 4.7787e-09 | 6.0445e-09 | 5.7628e-09 | 5.5814e-09 | 6.886e-09 | 6.5621e-09 | 8.734e-09 | 8.3195e-09 | 7.8714e-09 | 9.5878e-09 | 1.0121e-08 | 9.4723e-09 | 9.2085e-09 | 8.7185e-09 | 8.3778e-09
SA1 | VPP | 0.057921 | 0.10147 | 0.12793 | 0.15169 | 0.18193 | 0.2109 | 0.21625 | 0.24268 | 0.25416 | 0.2832 | 0.33482 | 0.37152 | 0.38605 | 0.38855 | 0.42325 | 0.43979 | 0.43824 | 0.42454 | 0.43342 | 0.42194 | 0.35285 | 0.35354 | 0.34378 | 0.34176 | 0.34513 | 0.3179 | 0.30838 | 0.29448 | 0.25861
Total excluding storage |  | 25470.3487 | 26080.2679 | 20272.0393 | 18237.4567 | 17024.443 | 17700.8903 | 16856.9285 | 15263.8717 | 13686.3626 | 12669.5813 | 12602.743 | 11615.5796 | 10395.9924 | 11746.1317 | 9076.5291 | 7942.6223 | 6827.1036 | 6305.348 | 6183.7037 | 6174.5378 | 5108.9968 | 5603.0981 | 5732.9028 | 2572.8556 | 1593.292 | 1557.7612 | 1634.397 | 1923.5329 | 1801.3732
Region | Technology | 2021-22 | 2022-23 | 2023-24 | 2024-25 | 2025-26 | 2026-27 | 2027-28 | 2028-29 | 2029-30 | 2030-31 | 2031-32 | 2032-33 | 2033-34 | 2034-35 | 2035-36 | 2036-37 | 2037-38 | 2038-39 | 2039-40 | 2040-41 | 2041-42 | 2042-43 | 2043-44 | 2044-45 | 2045-46 | 2046-47 | 2047-48 | 2048-49 | 2049-50
TAS1 | Black Coal | 0 | 0 | 0 | 0 | 0 | 0 | 0 | 0 | 0 | 0 | 0 | 0 | 0 | 0 | 0 | 0 | 0 | 0 | 0 | 0 | 0 | 0 | 0 | 0 | 0 | 0 | 0 | 0 | 0
TAS1 | Brown Coal | 0 | 0 | 0 | 0 | 0 | 0 | 0 | 0 | 0 | 0 | 0 | 0 | 0 | 0 | 0 | 0 | 0 | 0 | 0 | 0 | 0 | 0 | 0 | 0 | 0 | 0 | 0 | 0 | 0
TAS1 | CCGT | 3.1659e-06 | 3.006e-06 | 3.0987e-06 | 3.0074e-06 | 2.8875e-06 | 2.8776e-06 | 2.8861e-06 | 2.954e-06 | 2.8768e-06 | 2.8387e-06 | 2.813e-06 | 3.5715e-06 | 3.4358e-06 | 3.2989e-06 | 3.179e-06 | 3.0988e-06 | 3.2413e-06 | 3.3018e-06 | 3.755e-06 | 3.5649e-06 | 3.8348e-06 | 3.7307e-06 | 3.5556e-06 | 3.3002e-06 | 3.2184e-06 | 3.431e-06 | 3.3828e-06 | 4.3637e-06 | 4.1101e-06
TAS1 | Gas - Steam | 0 | 0 | 0 | 0 | 0 | 0 | 0 | 0 | 0 | 0 | 0 | 0 | 0 | 0 | 0 | 0 | 0 | 0 | 0 | 0 | 0 | 0 | 0 | 0 | 0 | 0 | 0 | 0 | 0
TAS1 | OCGT / Diesel | 3.9551e-06 | 3.7322e-06 | 3.7991e-06 | 3.7525e-06 | 3.6637e-06 | 3.744e-06 | 3.7276e-06 | 3.8191e-06 | 3.7592e-06 | 3.7001e-06 | 3.6042e-06 | 8.3261 | 1.3494 | 4.368e-06 | 5.8012 | 3.2071 | 6.5802 | 0.081548 | 14.7335 | 0.95988 | 2.2951 | 0.50148 | 1.1953 | 7.2636 | 1.5544 | 3.4751 | 1.7191 | 15.1046 | 13.0595
TAS1 | Hydro | 52286.02 | 46591.0312 | 45150.9729 | 54413.0827 | 56654.5372 | 48728.5258 | 48419.5877 | 52914.3735 | 39431.5582 | 36634.6287 | 36261.6712 | 41397.5937 | 38337.5853 | 38148.533 | 32876.7732 | 28783.5528 | 30885.4284 | 28115.1483 | 24404.8327 | 25720.1491 | 20763.476 | 22172.8122 | 22190.3007 | 18580.1927 | 19503.4051 | 19697.8 | 17461.6255 | 15960.2629 | 15727.3563
TAS1 | Wind | 3344.9436 | 3864.5276 | 3328.2202 | 3199.6528 | 3254.2394 | 3167.2536 | 3108.6841 | 2519.6056 | 2440.7616 | 2139.0812 | 2492.9862 | 2001.1435 | 1965.7972 | 1937.9043 | 1829.5641 | 1770.0661 | 1432.9031 | 1398.9342 | 1180.9943 | 1423.9158 | 1260.0761 | 1136.641 | 1026.5155 | 816.0388 | 808.4929 | 647.7016 | 587.5789 | 444.8078 | 464.839
TAS1 | Solar PV | 1.7665e-09 | 2.5277e-09 | 3.3281e-09 | 3.3391e-09 | 2.7601e-09 | 3.0931e-09 | 2.857e-09 | 3.0716e-09 | 3.5751e-09 | 3.8364e-09 | 4.0774e-09 | 5.7205e-09 | 6.3635e-09 | 5.3471e-09 | 5.6616e-09 | 5.4496e-09 | 7.9336e-09 | 8.1322e-09 | 7.5547e-09 | 7.1018e-09 | 7.0077e-09 | 6.9402e-09 | 5.6969e-09 | 5.7572e-09 | 5.5918e-09 | 5.9071e-09 | 5.9136e-09 | 8.4617e-09 | 9.0219e-09
TAS1 | Grid Battery | 4.8873e-09 | 4.7964e-09 | 4.4698e-09 | 4.2607e-09 | 4.1922e-09 | 4.1122e-09 | 4.453e-09 | 4.7948e-09 | 6.7728e-09 | 6.7441e-09 | 6.7354e-09 | 8.4274e-09 | 8.0704e-09 | 8.0506e-09 | 8.3825e-09 | 9.2192e-09 | 8.9112e-09 | 8.726e-09 | 1.2455e-08 | 1.2342e-08 | 1.2197e-08 | 1.1451e-08 | 1.1978e-08 | 1.2055e-08 | 1.1162e-08 | 1.1811e-08 | 1.187e-08 | 1.4798e-08 | 1.4741e-08
TAS1 | Pumped Hydro | 0 | 0 | 1.1508e-08 | 1.1338e-08 | 1.1805e-08 | 1.1474e-08 | 1.3036e-08 | 1.2887e-08 | 1.3297e-08 | 1.3828e-08 | 1.4016e-08 | 2.9817e-08 | 2.8362e-08 | 2.737e-08 | 2.6855e-08 | 5.1808e-08 | 0.48744 | 0.48545 | 0.77907 | 0.66603 | 0.96636 | 0.95466 | 0.8829 | 0.89902 | 0.8762 | 0.80537 | 0.79802 | 0.86407 | 0.77479
TAS1 | VPP | 0.0013504 | 0.0039124 | 0.0012816 | 0.00287 | 0.0084432 | 0.0082762 | 0.033004 | 0.036478 | 0.037499 | 0.047457 | 0.060776 | 0.073322 | 0.073669 | 0.079945 | 0.084634 | 0.091836 | 0.094234 | 0.09025 | 0.093462 | 0.089602 | 0.093168 | 0.085487 | 0.08517 | 0.088129 | 0.089095 | 0.078682 | 0.077138 | 0.07611 | 0.07056
Total excluding storage |  | 55630.9635 | 50455.5588 | 48479.1932 | 57612.7355 | 59908.7766 | 51895.7794 | 51528.2718 | 55433.9791 | 41872.3197 | 38773.7099 | 38754.6573 | 43407.0633 | 40304.7319 | 40086.4373 | 34712.1385 | 30556.8259 | 32324.9117 | 29514.164 | 25600.5606 | 27145.0247 | 22025.8472 | 23309.9548 | 23218.0115 | 19403.495 | 20313.4524 | 20348.9766 | 18050.9235 | 16420.1753 | 16205.2549
Explicitly modelled pumping
Region | Technology | 2021-22 | 2022-23 | 2023-24 | 2024-25 | 2025-26 | 2026-27 | 2027-28 | 2028-29 | 2029-30 | 2030-31 | 2031-32 | 2032-33 | 2033-34 | 2034-35 | 2035-36 | 2036-37 | 2037-38 | 2038-39 | 2039-40 | 2040-41 | 2041-42 | 2042-43 | 2043-44 | 2044-45 | 2045-46 | 2046-47 | 2047-48 | 2048-49 | 2049-50
NEM | Grid Battery pump | 0.24781 | 0.34254 | 0.32647 | 0.34994 | 0.33296 | 0.32194 | 0.27914 | 0.24559 | 0.21047 | 0.20439 | 0.19287 | 0.19874 | 0.16701 | 0.14182 | 0.14315 | 0.14048 | 0.12514 | 0.11627 | 0.11032 | 0.089437 | 0.046972 | 0.025814 | 0.023573 | 0.023348 | 0.023393 | 0.020474 | 0.019801 | 0.018149 | 0.016005
NEM | Pumped Hydro Pump | 909.1395 | 2800.6154 | 3703.0785 | 10589.0844 | 7563.6644 | 6773.0353 | 6287.5932 | 6692.579 | 7054.7114 | 7648.8917 | 7484.2876 | 11198.1624 | 10743.068 | 9148.6708 | 10873.3023 | 9883.928 | 7282.2043 | 6570.8262 | 7823.595 | 5798.0732 | 6264.3622 | 6720.6662 | 5332.65 | 6342.4737 | 6200.9006 | 5433.3444 | 4700.749 | 5514.2493 | 4401.6027
NEM | VPP pump | 0.27063 | 0.4508 | 0.57225 | 0.88821 | 1.22 | 1.5667 | 1.7677 | 2.0212 | 2.2987 | 2.6794 | 3.2479 | 3.7563 | 4.0591 | 4.2076 | 4.5136 | 4.8033 | 4.535 | 4.5369 | 4.6363 | 4.581 | 4.5614 | 4.6528 | 4.4952 | 4.6634 | 4.5382 | 4.161 | 4.1836 | 4.0384 | 3.7227
Region | Technology | 2021-22 | 2022-23 | 2023-24 | 2024-25 | 2025-26 | 2026-27 | 2027-28 | 2028-29 | 2029-30 | 2030-31 | 2031-32 | 2032-33 | 2033-34 | 2034-35 | 2035-36 | 2036-37 | 2037-38 | 2038-39 | 2039-40 | 2040-41 | 2041-42 | 2042-43 | 2043-44 | 2044-45 | 2045-46 | 2046-47 | 2047-48 | 2048-49 | 2049-50
NSW1 | Grid Battery pump | 0 | 0 | 0 | 0 | 0 | 0 | 0 | 0 | 0 | 0 | 0 | 0 | 0 | 0 | 0 | 0 | 0 | 0 | 0 | 0 | 0 | 0 | 0 | 0 | 0 | 0 | 0 | 0 | 0
NSW1 | Pumped Hydro Pump | 648.5816 | 2207.1305 | 2777.6587 | 6225.2504 | 3402.1009 | 3565.3931 | 3750.411 | 3221.27 | 4366.9106 | 4756.6109 | 4721.9836 | 6969.4214 | 6808.482 | 5648.683 | 7151.6238 | 6475.228 | 5263.9394 | 4619.0932 | 5873.6671 | 4419.0697 | 4727.6072 | 5094.3074 | 4225.0622 | 5203.8319 | 5139.1765 | 4629.0016 | 4024.9894 | 4854.6231 | 3834.1052
NSW1 | VPP pump | 0.095265 | 0.15741 | 0.19322 | 0.32808 | 0.44644 | 0.59426 | 0.65199 | 0.74375 | 0.83115 | 0.96323 | 1.1171 | 1.2863 | 1.3724 | 1.391 | 1.4813 | 1.5639 | 1.5353 | 1.5009 | 1.5607 | 1.4992 | 1.5044 | 1.5419 | 1.4759 | 1.5425 | 1.511 | 1.438 | 1.4114 | 1.4134 | 1.3368
Region | Technology | 2021-22 | 2022-23 | 2023-24 | 2024-25 | 2025-26 | 2026-27 | 2027-28 | 2028-29 | 2029-30 | 2030-31 | 2031-32 | 2032-33 | 2033-34 | 2034-35 | 2035-36 | 2036-37 | 2037-38 | 2038-39 | 2039-40 | 2040-41 | 2041-42 | 2042-43 | 2043-44 | 2044-45 | 2045-46 | 2046-47 | 2047-48 | 2048-49 | 2049-50
QLD1 | Grid Battery pump | 0 | 0.028103 | 0.027902 | 0.032582 | 0.033185 | 0.030887 | 0.028666 | 0.027111 | 0.024828 | 0.02391 | 0.022723 | 0.022079 | 0.020864 | 0.020041 | 0.019141 | 0.01846 | 0.015173 | 0.014658 | 0.013815 | 0 | 0 | 0 | 0 | 0 | 0 | 0 | 0 | 0 | 0
QLD1 | Pumped Hydro Pump | 260.5579 | 593.4849 | 925.4198 | 4363.834 | 4161.5635 | 3207.6422 | 2537.1822 | 3471.309 | 2687.8008 | 2892.2808 | 2762.304 | 4228.741 | 3934.586 | 3499.9878 | 3721.6785 | 3408.7 | 2018.2649 | 1951.733 | 1949.9279 | 1379.0035 | 1536.755 | 1626.3588 | 1107.5878 | 1138.6418 | 1061.7241 | 804.3428 | 675.7596 | 659.6262 | 567.4975
QLD1 | VPP pump | 0.040455 | 0.062309 | 0.088706 | 0.15817 | 0.23577 | 0.30281 | 0.35694 | 0.42042 | 0.50609 | 0.60323 | 0.75966 | 0.85881 | 0.94773 | 1.0299 | 1.0637 | 1.1647 | 0.95869 | 0.97486 | 1.0016 | 1.0189 | 1.0406 | 1.0939 | 1.0931 | 1.0633 | 0.99665 | 0.82254 | 0.88499 | 0.87917 | 0.7901
Region | Technology | 2021-22 | 2022-23 | 2023-24 | 2024-25 | 2025-26 | 2026-27 | 2027-28 | 2028-29 | 2029-30 | 2030-31 | 2031-32 | 2032-33 | 2033-34 | 2034-35 | 2035-36 | 2036-37 | 2037-38 | 2038-39 | 2039-40 | 2040-41 | 2041-42 | 2042-43 | 2043-44 | 2044-45 | 2045-46 | 2046-47 | 2047-48 | 2048-49 | 2049-50
VIC1 | Grid Battery pump | 0.12898 | 0.19599 | 0.18122 | 0.20128 | 0.18956 | 0.18469 | 0.15985 | 0.1361 | 0.11456 | 0.11415 | 0.1082 | 0.11393 | 0.086195 | 0.07897 | 0.080895 | 0.08001 | 0.070622 | 0.065206 | 0.061892 | 0.057503 | 0.020386 | 0 | 0 | 0 | 0 | 0 | 0 | 0 | 0
VIC1 | Pumped Hydro Pump | 0 | 0 | 0 | 0 | 0 | 0 | 0 | 0 | 0 | 0 | 0 | 0 | 0 | 0 | 0 | 0 | 0 | 0 | 0 | 0 | 0 | 0 | 0 | 0 | 0 | 0 | 0 | 0 | 0
VIC1 | VPP pump | 0.065178 | 0.10684 | 0.13853 | 0.21997 | 0.31394 | 0.4118 | 0.46484 | 0.52927 | 0.61824 | 0.72398 | 0.90491 | 1.0884 | 1.1981 | 1.2355 | 1.3711 | 1.4492 | 1.4146 | 1.454 | 1.4555 | 1.4597 | 1.4932 | 1.4992 | 1.4227 | 1.5518 | 1.5183 | 1.4353 | 1.4323 | 1.3111 | 1.2085
Region | Technology | 2021-22 | 2022-23 | 2023-24 | 2024-25 | 2025-26 | 2026-27 | 2027-28 | 2028-29 | 2029-30 | 2030-31 | 2031-32 | 2032-33 | 2033-34 | 2034-35 | 2035-36 | 2036-37 | 2037-38 | 2038-39 | 2039-40 | 2040-41 | 2041-42 | 2042-43 | 2043-44 | 2044-45 | 2045-46 | 2046-47 | 2047-48 | 2048-49 | 2049-50
SA1 | Grid Battery pump | 0.11883 | 0.11844 | 0.11735 | 0.11608 | 0.11022 | 0.10636 | 0.090626 | 0.082376 | 0.071086 | 0.06633 | 0.061942 | 0.062739 | 0.059947 | 0.042807 | 0.043111 | 0.042005 | 0.039345 | 0.036405 | 0.034615 | 0.031935 | 0.026585 | 0.025814 | 0.023573 | 0.023348 | 0.023393 | 0.020474 | 0.019801 | 0.018149 | 0.016005
SA1 | Pumped Hydro Pump | 0 | 0 | 0 | 0 | 0 | 0 | 0 | 0 | 0 | 0 | 0 | 0 | 0 | 0 | 0 | 0 | 0 | 0 | 0 | 0 | 0 | 0 | 0 | 0 | 0 | 0 | 0 | 0 | 0
SA1 | VPP pump | 0.068145 | 0.11962 | 0.15027 | 0.17861 | 0.2139 | 0.24812 | 0.25496 | 0.28497 | 0.29907 | 0.33315 | 0.39472 | 0.43631 | 0.45419 | 0.45714 | 0.49796 | 0.51742 | 0.51559 | 0.50068 | 0.50873 | 0.49763 | 0.41394 | 0.41716 | 0.40326 | 0.40221 | 0.4071 | 0.37286 | 0.36394 | 0.34536 | 0.30427
Region | Technology | 2021-22 | 2022-23 | 2023-24 | 2024-25 | 2025-26 | 2026-27 | 2027-28 | 2028-29 | 2029-30 | 2030-31 | 2031-32 | 2032-33 | 2033-34 | 2034-35 | 2035-36 | 2036-37 | 2037-38 | 2038-39 | 2039-40 | 2040-41 | 2041-42 | 2042-43 | 2043-44 | 2044-45 | 2045-46 | 2046-47 | 2047-48 | 2048-49 | 2049-50
TAS1 | Grid Battery pump | 0 | 0 | 0 | 0 | 0 | 0 | 0 | 0 | 0 | 0 | 0 | 0 | 0 | 0 | 0 | 0 | 0 | 0 | 0 | 0 | 0 | 0 | 0 | 0 | 0 | 0 | 0 | 0 | 0
TAS1 | Pumped Hydro Pump | 0 | 0 | 0 | 0 | 0 | 0 | 0 | 0 | 0 | 0 | 0 | 0 | 0 | 0 | 0 | 0 | 0 | 0 | 0 | 0 | 0 | 0 | 0 | 0 | 0 | 0 | 0 | 0 | 0
TAS1 | VPP pump | 0.0015889 | 0.0046286 | 0.0015098 | 0.0033727 | 0.0099127 | 0.0097362 | 0.038938 | 0.042809 | 0.04412 | 0.055834 | 0.071505 | 0.086483 | 0.086609 | 0.094 | 0.099479 | 0.10805 | 0.11087 | 0.10646 | 0.10969 | 0.1057 | 0.10934 | 0.10058 | 0.10021 | 0.10368 | 0.1051 | 0.092298 | 0.091019 | 0.089283 | 0.083018

## Marinus_FOM Cost
FOM cost by technology ($000s) - Marinus Link, Central No TRET Sensitivity
FOM | Real June 2020 dollars discounted to 1 July 2020. For new entrant capacity, the FOM is incurred annually in modelling. For existing capacity, FOM is considered to be a sunk cost, since the fixed retirement dates are assumed to be the same in the Base Case and the case with Marinus Link. As such, early retirements are presented as an annual FOM saving, or negative cost, that continues until the assumed fixed date retirement.
Explicitly modelled generation
Region | Technology | 2021-22 | 2022-23 | 2023-24 | 2024-25 | 2025-26 | 2026-27 | 2027-28 | 2028-29 | 2029-30 | 2030-31 | 2031-32 | 2032-33 | 2033-34 | 2034-35 | 2035-36 | 2036-37 | 2037-38 | 2038-39 | 2039-40 | 2040-41 | 2041-42 | 2042-43 | 2043-44 | 2044-45 | 2045-46 | 2046-47 | 2047-48 | 2048-49 | 2049-50
NEM | Black Coal | 0 | 0 | 0 | -103022.1109 | -48538.9227 | 129231.7886 | -96633.6821 | -209015.4438 | -206204.913 | -196760.4131 | 195185.8059 | 331043.8306 | 185082.6174 | -110807.4489 | -5373.8412 | -0.0014039 | -0.00062478 | -0.00059617 | -0.00057039 | -0.00054274 | 239835.4415 | 0 | 0 | 0 | 0 | 0 | 0 | 0 | 0
NEM | Brown Coal | 0 | 0 | 0 | -106794.9656 | -101903.5931 | -112447.3856 | 197253.7258 | 478003.1957 | -64160.0564 | -61221.419 | -32788.3733 | -0.0033138 | -0.003162 | -0.0030172 | -0.0028867 | -0.0027467 | 190672.8159 | 363063.5488 | -0.0023927 | -0.0022768 | -0.0021725 | -0.002073 | -0.0019833 | -0.0018872 | -0.0018008 | -0.0017183 | -0.0011519 | 0 | 0
NEM | CCGT | 9.2617e-06 | 8.8375e-06 | 8.4553e-06 | 8.0455e-06 | 7.677e-06 | 7.3254e-06 | 7.0086e-06 | 6.6689e-06 | 6.3634e-06 | 6.072e-06 | 5.8094e-06 | 9.5983e-06 | 9.1587e-06 | 8.7392e-06 | 8.3613e-06 | 7.956e-06 | 1.3373e-05 | 1.2761e-05 | 1.8985e-05 | 1.8065e-05 | 2.2889e-05 | 2.184e-05 | 2.0896e-05 | 1.9883e-05 | 1.9923e-05 | 2.3928e-05 | 2.2893e-05 | 2.9451e-05 | 2.8102e-05
NEM | Gas - Steam | 0 | 0 | 0 | 0 | 0 | 0 | 0 | 0 | 0 | 0 | 0 | 0 | 0 | 0 | 0 | 0 | 0 | 0 | 0 | 0 | 0 | 0 | 0 | 0 | 0 | 0 | 0 | 0 | 0
NEM | OCGT / Diesel | 3.96e-05 | 3.7786e-05 | 3.6152e-05 | 3.4399e-05 | 3.2824e-05 | 3.132e-05 | 2.9966e-05 | 2.8513e-05 | 2.7208e-05 | 2.5961e-05 | 2.4839e-05 | 2.7574e-05 | 2.6311e-05 | 2.5106e-05 | 2.402e-05 | 2.2856e-05 | 4.1019e-05 | 3.9141e-05 | 3134.0091 | 2982.1045 | 2845.5196 | 2715.1905 | 2597.7619 | 6286.0481 | 7755.6968 | 12196.2142 | 11668.7434 | 15490.8358 | 15138.4675
NEM | Hydro | 0 | 0 | 0 | 0 | 0 | 0 | 0 | 0 | 0 | 0 | 0 | 0 | 0 | 0 | 0 | 0 | 0 | 0 | 0 | 0 | 0 | 0 | 0 | 0 | 0 | 0 | 0 | 0 | 0
NEM | Wind | 0.00074976 | 19157.3673 | 36664.0493 | 55156.4749 | 79251.8445 | 92700.0465 | 115014.3049 | 135181.3745 | 182060.6925 | 173722.0347 | 166208.7768 | 182682.7852 | 178119.2679 | 169961.1335 | 172724.0092 | 183095.8927 | 222765.6331 | 228230.8248 | 231202.9807 | 220056.8248 | 235847.3202 | 253066.572 | 250267.9987 | 242926.6252 | 244696.0261 | 248043.2913 | 254421.1129 | 253564.589 | 245954.8974
NEM | Solar PV | 6.5721e-05 | 9.2135e-05 | 8.815e-05 | 9.6831e-05 | 0.00012014 | 0.00013005 | 2716.9689 | 5241.9132 | 58943.9961 | 56244.2711 | 53811.7776 | 51203.5348 | 48858.3348 | 46620.5484 | 44604.2688 | 42442.3115 | 50893.7719 | 48562.7594 | 46462.4816 | 46216.251 | 47415.0909 | 80597.8811 | 77260.0742 | 73515.2985 | 74062.6753 | 93299.3009 | 92808.1257 | 101969.5366 | 107239.2503
NEM | Grid Battery | 8.0876e-05 | 7.7172e-05 | 7.3834e-05 | 7.0256e-05 | 6.7038e-05 | 6.3967e-05 | 7.0397e-05 | 7.3153e-05 | 0.00020168 | 0.00019401 | 0.00018562 | 0.000251 | 0.00030633 | 0.0002923 | 0.00029072 | 0.00031385 | 4652.3054 | 4439.2227 | 4869.381 | 4633.3634 | 18173.772 | 17341.3854 | 18276.2752 | 23303.7396 | 22848.1325 | 28563.0415 | 27327.7262 | 28130.1376 | 26841.7344
NEM | Pumped Hydro | 0 | 0 | 8.8614e-05 | 9.3007e-05 | 8.8747e-05 | 8.4683e-05 | 8.5725e-05 | 8.3433e-05 | 22893.993 | 21845.4132 | 20900.6267 | 19887.5789 | 18976.6974 | 18107.5357 | 17324.4077 | 16484.6983 | 23917.4239 | 22883.1691 | 22805.7853 | 21700.3949 | 22216.9277 | 25328.6852 | 24233.2517 | 23225.4995 | 22161.7389 | 24092.106 | 23050.153 | 26343.9482 | 25137.3551
NEM | VPP | 0 | 0 | 0 | 0 | 0 | 0 | 0 | 0 | 0 | 0 | 0 | 0 | 0 | 0 | 0 | 0 | 0 | 0 | 0 | 0 | 0 | 0 | 0 | 0 | 0 | 0 | 0 | 0 | 0
Total excluding storage |  | 0.00086434 | 19157.3674 | 36664.0494 | -154660.6015 | -71190.6711 | 109484.4496 | 218351.3175 | 409411.0396 | -29360.2807 | -28015.5262 | 382417.9871 | 564930.1473 | 412060.2169 | 105774.23 | 211954.434 | 225538.2001 | 464332.2203 | 639857.1325 | 280799.4684 | 269255.1775 | 525943.3701 | 336379.6415 | 330125.8329 | 322727.9699 | 326514.3964 | 353538.8047 | 358897.9808 | 371024.9613 | 368332.6152
Region | Technology | 2021-22 | 2022-23 | 2023-24 | 2024-25 | 2025-26 | 2026-27 | 2027-28 | 2028-29 | 2029-30 | 2030-31 | 2031-32 | 2032-33 | 2033-34 | 2034-35 | 2035-36 | 2036-37 | 2037-38 | 2038-39 | 2039-40 | 2040-41 | 2041-42 | 2042-43 | 2043-44 | 2044-45 | 2045-46 | 2046-47 | 2047-48 | 2048-49 | 2049-50
NSW1 | Black Coal | 0 | 0 | 0 | -31456.1824 | 19749.1782 | -138170.7386 | -149498.6911 | -142252.5285 | -142499.8411 | -135973.1308 | -130092.4655 | 225522.8556 | -63321.4439 | -60421.2251 | -0.00039255 | -0.00037352 | -0.00035641 | -0.00034009 | -0.00032538 | -0.00030961 | -0.00029543 | 0 | 0 | 0 | 0 | 0 | 0 | 0 | 0
NSW1 | Brown Coal | 0 | 0 | 0 | 0 | 0 | 0 | 0 | 0 | 0 | 0 | 0 | 0 | 0 | 0 | 0 | 0 | 0 | 0 | 0 | 0 | 0 | 0 | 0 | 0 | 0 | 0 | 0 | 0 | 0
NSW1 | CCGT | 2.0004e-06 | 1.9088e-06 | 1.8263e-06 | 1.7377e-06 | 1.6582e-06 | 1.5822e-06 | 1.5138e-06 | 1.4404e-06 | 1.3744e-06 | 1.3115e-06 | 1.2548e-06 | 2.342e-06 | 2.2347e-06 | 2.1324e-06 | 2.0402e-06 | 1.9413e-06 | 4.6975e-06 | 4.4823e-06 | 6.5342e-06 | 6.2175e-06 | 7.2038e-06 | 6.8738e-06 | 6.5765e-06 | 6.2578e-06 | 5.9712e-06 | 9.7667e-06 | 9.3443e-06 | 1.0098e-05 | 9.6358e-06
NSW1 | Gas - Steam | 0 | 0 | 0 | 0 | 0 | 0 | 0 | 0 | 0 | 0 | 0 | 0 | 0 | 0 | 0 | 0 | 0 | 0 | 0 | 0 | 0 | 0 | 0 | 0 | 0 | 0 | 0 | 0 | 0
NSW1 | OCGT / Diesel | 8.203e-06 | 7.8273e-06 | 7.4888e-06 | 7.1258e-06 | 6.7994e-06 | 6.488e-06 | 6.2074e-06 | 5.9065e-06 | 5.636e-06 | 5.3779e-06 | 5.1453e-06 | 5.7487e-06 | 5.4854e-06 | 5.2342e-06 | 5.0078e-06 | 4.7651e-06 | 2.1156e-05 | 2.0187e-05 | 3093.2448 | 2943.316 | 2808.5076 | 2679.8737 | 2563.9725 | 5689.2391 | 5428.6633 | 5180.0222 | 4955.9928 | 7940.023 | 7576.3578
NSW1 | Hydro | 0 | 0 | 0 | 0 | 0 | 0 | 0 | 0 | 0 | 0 | 0 | 0 | 0 | 0 | 0 | 0 | 0 | 0 | 0 | 0 | 0 | 0 | 0 | 0 | 0 | 0 | 0 | 0 | 0
NSW1 | Wind | 0.00014083 | 19157.3667 | 36664.0487 | 52591.8972 | 67138.8487 | 81141.8444 | 90417.0612 | 97995.9279 | 133316.1828 | 127210.0981 | 121708.4225 | 115809.2469 | 110505.0066 | 105443.7085 | 100883.4017 | 95993.6095 | 92907.8678 | 94598.2447 | 101102.6502 | 96202.2311 | 110335.1961 | 113773.5904 | 108853.0268 | 103576.9489 | 99055.574 | 94518.6775 | 93482.6403 | 89739.729 | 85629.5124
NSW1 | Solar PV | 1.4331e-05 | 3.8178e-05 | 3.6527e-05 | 4.2081e-05 | 6.7899e-05 | 8.0197e-05 | 2716.9688 | 5241.9131 | 58943.996 | 56244.271 | 53811.7775 | 51203.5347 | 48858.3346 | 46620.5483 | 44604.2686 | 42442.3113 | 43274.0114 | 41291.9956 | 39506.1691 | 37591.3154 | 35869.5757 | 52319.6529 | 50056.8942 | 47630.6496 | 45861.6168 | 56511.5882 | 56228.3664 | 58924.9389 | 59782.2494
NSW1 | Grid Battery | 2.8297e-05 | 2.7001e-05 | 2.5833e-05 | 2.4581e-05 | 2.3455e-05 | 2.2381e-05 | 2.3835e-05 | 2.268e-05 | 0.00012191 | 0.00011633 | 0.00011129 | 0.00011711 | 0.00011175 | 0.00010663 | 0.00010471 | 0.00010394 | 0.00024272 | 0.0002316 | 0.00042268 | 0.00040219 | 5346.0581 | 5101.2005 | 6565.4627 | 8387.4133 | 8614.9967 | 9063.9603 | 8671.9555 | 8251.6281 | 7873.6909
NSW1 | Pumped Hydro | 0 | 0 | 2.6315e-05 | 2.9554e-05 | 2.82e-05 | 2.6909e-05 | 2.5745e-05 | 2.4497e-05 | 22893.9929 | 21845.4131 | 20900.6267 | 19887.5787 | 18976.6972 | 18107.5355 | 17324.4076 | 16484.698 | 15729.6737 | 15009.2306 | 14360.1005 | 13664.0702 | 13038.2349 | 12441.0638 | 11903.0036 | 11326.0681 | 10807.3169 | 10312.3253 | 9866.3303 | 9388.1118 | 8958.122
NSW1 | VPP | 0 | 0 | 0 | 0 | 0 | 0 | 0 | 0 | 0 | 0 | 0 | 0 | 0 | 0 | 0 | 0 | 0 | 0 | 0 | 0 | 0 | 0 | 0 | 0 | 0 | 0 | 0 | 0 | 0
Total excluding storage |  | 0.00016537 | 19157.3668 | 36664.0487 | 21135.7148 | 86888.027 | -57028.8942 | -56364.6612 | -39014.6875 | 49760.3378 | 47481.2383 | 45427.7345 | 392535.6372 | 96041.8972 | 91643.0317 | 145487.6699 | 138435.9204 | 136181.8789 | 135890.24 | 143702.0638 | 136736.8622 | 149013.2792 | 168773.1171 | 161473.8936 | 156896.8376 | 150345.8541 | 156210.2879 | 154666.9995 | 156604.6909 | 152988.1196
Region | Technology | 2021-22 | 2022-23 | 2023-24 | 2024-25 | 2025-26 | 2026-27 | 2027-28 | 2028-29 | 2029-30 | 2030-31 | 2031-32 | 2032-33 | 2033-34 | 2034-35 | 2035-36 | 2036-37 | 2037-38 | 2038-39 | 2039-40 | 2040-41 | 2041-42 | 2042-43 | 2043-44 | 2044-45 | 2045-46 | 2046-47 | 2047-48 | 2048-49 | 2049-50
QLD1 | Black Coal | 0 | 0 | 0 | -71565.9285 | -68288.1009 | 267402.5272 | 52865.0091 | -66762.9153 | -63705.0719 | -60787.2823 | 325278.2714 | 105520.9749 | 248404.0613 | -50386.2238 | -5373.8408 | -0.0010304 | -0.00026837 | -0.00025608 | -0.000245 | -0.00023313 | 239835.4418 | 0 | 0 | 0 | 0 | 0 | 0 | 0 | 0
QLD1 | Brown Coal | 0 | 0 | 0 | 0 | 0 | 0 | 0 | 0 | 0 | 0 | 0 | 0 | 0 | 0 | 0 | 0 | 0 | 0 | 0 | 0 | 0 | 0 | 0 | 0 | 0 | 0 | 0 | 0 | 0
QLD1 | CCGT | 2.1365e-06 | 2.0386e-06 | 1.9505e-06 | 1.8559e-06 | 1.7709e-06 | 1.6898e-06 | 1.6167e-06 | 1.5384e-06 | 1.4679e-06 | 1.4007e-06 | 1.3401e-06 | 2.3633e-06 | 2.2551e-06 | 2.1518e-06 | 2.0587e-06 | 1.9589e-06 | 3.6057e-06 | 3.4406e-06 | 5.7053e-06 | 5.4287e-06 | 7.3332e-06 | 6.9973e-06 | 6.6947e-06 | 6.3702e-06 | 7.0292e-06 | 7.1573e-06 | 6.8478e-06 | 6.5158e-06 | 6.2174e-06
QLD1 | Gas - Steam | 0 | 0 | 0 | 0 | 0 | 0 | 0 | 0 | 0 | 0 | 0 | 0 | 0 | 0 | 0 | 0 | 0 | 0 | 0 | 0 | 0 | 0 | 0 | 0 | 0 | 0 | 0 | 0 | 0
QLD1 | OCGT / Diesel | 8.0696e-06 | 7.7e-06 | 7.367e-06 | 7.0099e-06 | 6.6889e-06 | 6.3825e-06 | 6.1065e-06 | 5.8105e-06 | 5.5444e-06 | 5.2904e-06 | 5.0616e-06 | 5.7375e-06 | 5.4747e-06 | 5.224e-06 | 4.998e-06 | 4.7558e-06 | 6.4954e-06 | 6.1979e-06 | 40.7643 | 38.7885 | 37.0119 | 35.3167 | 33.7893 | 32.1515 | 1788.2383 | 6502.0744 | 6220.8679 | 6378.7964 | 6443.7734
QLD1 | Hydro | 0 | 0 | 0 | 0 | 0 | 0 | 0 | 0 | 0 | 0 | 0 | 0 | 0 | 0 | 0 | 0 | 0 | 0 | 0 | 0 | 0 | 0 | 0 | 0 | 0 | 0 | 0 | 0 | 0
QLD1 | Wind | 0.00025958 | 0.00025116 | 0.00024029 | 2564.5773 | 12112.9955 | 11558.2018 | 24597.2434 | 37185.4463 | 48744.5093 | 46511.9363 | 44500.354 | 42343.4334 | 40404.0395 | 38553.4728 | 38359.3149 | 44303.9788 | 61441.9685 | 58627.8325 | 56092.253 | 53433.6685 | 53603.091 | 67961.0295 | 65021.8011 | 66659.2626 | 66504.962 | 68858.4457 | 65880.4052 | 62687.1991 | 63819.9835
QLD1 | Solar PV | 2.2593e-05 | 2.6479e-05 | 2.5334e-05 | 2.4106e-05 | 2.3002e-05 | 2.1949e-05 | 4.1464e-05 | 3.9454e-05 | 8.101e-05 | 7.7299e-05 | 7.3956e-05 | 7.0372e-05 | 6.7148e-05 | 6.4073e-05 | 6.1302e-05 | 5.8331e-05 | 7619.7601 | 7270.7635 | 6956.3122 | 7846.2826 | 10322.8211 | 24440.9815 | 23383.94 | 22250.5266 | 21832.5119 | 30710.8552 | 29382.6497 | 27958.4803 | 33061.8506
QLD1 | Grid Battery | 1.3188e-05 | 1.2584e-05 | 1.204e-05 | 1.1456e-05 | 1.0932e-05 | 1.0431e-05 | 1.2569e-05 | 1.6357e-05 | 2.1221e-05 | 2.1814e-05 | 2.087e-05 | 4.8236e-05 | 0.00011286 | 0.00010769 | 0.00010303 | 9.8037e-05 | 4652.3051 | 4439.2224 | 4869.3801 | 4633.3626 | 8682.1617 | 8284.5054 | 7926.211 | 9782.4384 | 9334.3878 | 14824.7033 | 14183.5537 | 13496.0805 | 12877.9394
QLD1 | Pumped Hydro | 0 | 0 | 1.1486e-05 | 1.3697e-05 | 1.307e-05 | 1.2471e-05 | 1.1932e-05 | 1.3216e-05 | 1.2611e-05 | 1.2033e-05 | 1.1513e-05 | 3.1779e-05 | 6.87e-05 | 6.5554e-05 | 6.2719e-05 | 5.9679e-05 | 6614.3528 | 6311.4053 | 6038.445 | 5745.7632 | 5867.1755 | 9727.7766 | 9307.0626 | 9022.7779 | 8609.5209 | 11033.5914 | 10556.4025 | 10044.7364 | 9584.6722
QLD1 | VPP | 0 | 0 | 0 | 0 | 0 | 0 | 0 | 0 | 0 | 0 | 0 | 0 | 0 | 0 | 0 | 0 | 0 | 0 | 0 | 0 | 0 | 0 | 0 | 0 | 0 | 0 | 0 | 0 | 0
Total excluding storage |  | 0.00029238 | 0.00028737 | 0.00027495 | -69001.3511 | -56175.1054 | 278960.729 | 77462.2525 | -29577.469 | -14960.5625 | -14275.3459 | 369778.6255 | 147864.4084 | 288808.1009 | -11832.7509 | 32985.4741 | 44303.9779 | 69061.7283 | 65898.5957 | 63089.3292 | 61318.7393 | 303798.3658 | 92437.3278 | 88439.5305 | 88941.9407 | 90125.7121 | 106071.3754 | 101483.9228 | 97024.4758 | 103325.6075
Region | Technology | 2021-22 | 2022-23 | 2023-24 | 2024-25 | 2025-26 | 2026-27 | 2027-28 | 2028-29 | 2029-30 | 2030-31 | 2031-32 | 2032-33 | 2033-34 | 2034-35 | 2035-36 | 2036-37 | 2037-38 | 2038-39 | 2039-40 | 2040-41 | 2041-42 | 2042-43 | 2043-44 | 2044-45 | 2045-46 | 2046-47 | 2047-48 | 2048-49 | 2049-50
VIC1 | Black Coal | 0 | 0 | 0 | 0 | 0 | 0 | 0 | 0 | 0 | 0 | 0 | 0 | 0 | 0 | 0 | 0 | 0 | 0 | 0 | 0 | 0 | 0 | 0 | 0 | 0 | 0 | 0 | 0 | 0
VIC1 | Brown Coal | 0 | 0 | 0 | -106794.9656 | -101903.5931 | -112447.3856 | 197253.7258 | 478003.1957 | -64160.0564 | -61221.419 | -32788.3733 | -0.0033138 | -0.003162 | -0.0030172 | -0.0028867 | -0.0027467 | 190672.8159 | 363063.5488 | -0.0023927 | -0.0022768 | -0.0021725 | -0.002073 | -0.0019833 | -0.0018872 | -0.0018008 | -0.0017183 | -0.0011519 | 0 | 0
VIC1 | CCGT | 1.7612e-06 | 1.6805e-06 | 1.6078e-06 | 1.5299e-06 | 1.4598e-06 | 1.393e-06 | 1.3327e-06 | 1.2681e-06 | 1.21e-06 | 1.1546e-06 | 1.1047e-06 | 1.8376e-06 | 1.7534e-06 | 1.6731e-06 | 1.6008e-06 | 1.5232e-06 | 1.9528e-06 | 1.8634e-06 | 2.8708e-06 | 2.7316e-06 | 3.0807e-06 | 2.9396e-06 | 2.8125e-06 | 2.6762e-06 | 2.5536e-06 | 2.8349e-06 | 2.7123e-06 | 6.7153e-06 | 6.4077e-06
VIC1 | Gas - Steam | 0 | 0 | 0 | 0 | 0 | 0 | 0 | 0 | 0 | 0 | 0 | 0 | 0 | 0 | 0 | 0 | 0 | 0 | 0 | 0 | 0 | 0 | 0 | 0 | 0 | 0 | 0 | 0 | 0
VIC1 | OCGT / Diesel | 7.737e-06 | 7.3826e-06 | 7.0633e-06 | 6.721e-06 | 6.4132e-06 | 6.1194e-06 | 5.8548e-06 | 5.571e-06 | 5.3158e-06 | 5.0724e-06 | 4.853e-06 | 5.3311e-06 | 5.0869e-06 | 4.8539e-06 | 4.644e-06 | 4.4189e-06 | 4.2165e-06 | 4.0234e-06 | 8.9017e-06 | 8.4703e-06 | 1.6945e-05 | 1.6169e-05 | 1.5469e-05 | 2.2126e-05 | 2.1112e-05 | 2.0145e-05 | 1.9274e-05 | 8.1796e-05 | 7.805e-05
VIC1 | Hydro | 0 | 0 | 0 | 0 | 0 | 0 | 0 | 0 | 0 | 0 | 0 | 0 | 0 | 0 | 0 | 0 | 0 | 0 | 0 | 0 | 0 | 0 | 0 | 0 | 0 | 0 | 0 | 0 | 0
VIC1 | Wind | 7.9306e-05 | 7.5674e-05 | 7.2401e-05 | 8.5411e-05 | 8.1499e-05 | 7.7766e-05 | 7.4403e-05 | 8.0129e-05 | 7.6459e-05 | 7.2957e-05 | 7.216e-05 | 0.00029635 | 3803.6336 | 3629.4214 | 5390.0355 | 8119.1462 | 20969.2564 | 23703.4269 | 22678.2838 | 21579.0733 | 24012.7998 | 25629.4394 | 32667.2338 | 31083.8615 | 39434.5816 | 43767.6333 | 54330.5212 | 58494.4649 | 55815.3291
VIC1 | Solar PV | 4.7713e-06 | 4.5528e-06 | 4.3559e-06 | 9.7733e-06 | 9.3257e-06 | 8.8985e-06 | 8.5137e-06 | 8.101e-06 | 7.73e-06 | 7.376e-06 | 8.0739e-06 | 2.6313e-05 | 2.6124e-05 | 2.4927e-05 | 2.3849e-05 | 2.7414e-05 | 9.6537e-05 | 9.2977e-05 | 8.8956e-05 | 0.00028569 | 0.00051944 | 589.5842 | 564.0854 | 536.7444 | 1301.129 | 1241.5353 | 2570.909 | 10684.1475 | 10194.7974
VIC1 | Grid Battery | 1.2925e-05 | 1.2333e-05 | 1.18e-05 | 1.1228e-05 | 1.0714e-05 | 1.0223e-05 | 1.111e-05 | 1.0571e-05 | 1.9255e-05 | 1.8373e-05 | 1.7578e-05 | 2.7596e-05 | 2.6332e-05 | 2.5126e-05 | 2.6216e-05 | 3.0131e-05 | 3.1166e-05 | 3.175e-05 | 8.5956e-05 | 8.179e-05 | 0.00041343 | 0.00039449 | 0.00037743 | 0.0011834 | 0.0011292 | 0.0010775 | 0.0010309 | 2126.9802 | 2029.5613
VIC1 | Pumped Hydro | 0 | 0 | 1.287e-05 | 1.3653e-05 | 1.3028e-05 | 1.2431e-05 | 1.1893e-05 | 1.1317e-05 | 1.0799e-05 | 1.0304e-05 | 9.8584e-06 | 1.8097e-05 | 1.7268e-05 | 1.6477e-05 | 1.5765e-05 | 1.793e-05 | 2.2592e-05 | 2.347e-05 | 5.7237e-05 | 5.4462e-05 | 0.00013374 | 0.00012761 | 0.00012209 | 0.0011282 | 0.0038203 | 0.0036453 | 0.0034877 | 4078.2348 | 3891.4454
VIC1 | VPP | 0 | 0 | 0 | 0 | 0 | 0 | 0 | 0 | 0 | 0 | 0 | 0 | 0 | 0 | 0 | 0 | 0 | 0 | 0 | 0 | 0 | 0 | 0 | 0 | 0 | 0 | 0 | 0 | 0
Total excluding storage |  | 9.3576e-05 | 8.929e-05 | 8.5428e-05 | -106794.9655 | -101903.593 | -112447.3855 | 197253.7259 | 478003.1957 | -64160.0563 | -61221.4189 | -32788.3732 | -0.0029839 | 3803.6304 | 3629.4184 | 5390.0326 | 8119.1435 | 211642.0724 | 386766.9759 | 22678.2815 | 21579.0713 | 24012.7981 | 26219.0215 | 33231.3173 | 31620.604 | 40735.7087 | 45009.1668 | 56901.4291 | 69178.6125 | 66010.1266
Region | Technology | 2021-22 | 2022-23 | 2023-24 | 2024-25 | 2025-26 | 2026-27 | 2027-28 | 2028-29 | 2029-30 | 2030-31 | 2031-32 | 2032-33 | 2033-34 | 2034-35 | 2035-36 | 2036-37 | 2037-38 | 2038-39 | 2039-40 | 2040-41 | 2041-42 | 2042-43 | 2043-44 | 2044-45 | 2045-46 | 2046-47 | 2047-48 | 2048-49 | 2049-50
SA1 | Black Coal | 0 | 0 | 0 | 0 | 0 | 0 | 0 | 0 | 0 | 0 | 0 | 0 | 0 | 0 | 0 | 0 | 0 | 0 | 0 | 0 | 0 | 0 | 0 | 0 | 0 | 0 | 0 | 0 | 0
SA1 | Brown Coal | 0 | 0 | 0 | 0 | 0 | 0 | 0 | 0 | 0 | 0 | 0 | 0 | 0 | 0 | 0 | 0 | 0 | 0 | 0 | 0 | 0 | 0 | 0 | 0 | 0 | 0 | 0 | 0 | 0
SA1 | CCGT | 1.7348e-06 | 1.6553e-06 | 1.5838e-06 | 1.507e-06 | 1.438e-06 | 1.3721e-06 | 1.3128e-06 | 1.2491e-06 | 1.1919e-06 | 1.1373e-06 | 1.0881e-06 | 2.0832e-06 | 1.9878e-06 | 1.8968e-06 | 1.8147e-06 | 1.7268e-06 | 2.3483e-06 | 2.2408e-06 | 3.1725e-06 | 3.0187e-06 | 4.6336e-06 | 4.4214e-06 | 4.2302e-06 | 4.0251e-06 | 3.8408e-06 | 3.6649e-06 | 3.5064e-06 | 5.1077e-06 | 4.8737e-06
SA1 | Gas - Steam | 0 | 0 | 0 | 0 | 0 | 0 | 0 | 0 | 0 | 0 | 0 | 0 | 0 | 0 | 0 | 0 | 0 | 0 | 0 | 0 | 0 | 0 | 0 | 0 | 0 | 0 | 0 | 0 | 0
SA1 | OCGT / Diesel | 7.7348e-06 | 7.3805e-06 | 7.0613e-06 | 6.719e-06 | 6.4113e-06 | 6.1177e-06 | 5.8531e-06 | 5.5694e-06 | 5.3143e-06 | 5.0709e-06 | 4.8516e-06 | 5.3992e-06 | 5.1519e-06 | 4.9159e-06 | 4.7033e-06 | 4.4754e-06 | 4.9139e-06 | 4.6889e-06 | 1.4136e-05 | 1.3451e-05 | 5.0146e-05 | 4.7849e-05 | 4.578e-05 | 564.6574 | 538.7952 | 514.1175 | 491.8826 | 1172.0162 | 1118.3361
SA1 | Hydro | 0 | 0 | 0 | 0 | 0 | 0 | 0 | 0 | 0 | 0 | 0 | 0 | 0 | 0 | 0 | 0 | 0 | 0 | 0 | 0 | 0 | 0 | 0 | 0 | 0 | 0 | 0 | 0 | 0
SA1 | Wind | 0.00016304 | 0.00015558 | 0.00017999 | 0.00017127 | 0.00016342 | 0.00015594 | 0.00014919 | 0.00016061 | 0.00015326 | 0.0001479 | 0.00014431 | 7355.6408 | 7018.7412 | 6697.2722 | 12610.326 | 15816.57 | 23591.5845 | 27877.1798 | 28918.7171 | 27517.0344 | 26256.7123 | 25054.1148 | 23970.5561 | 22808.7095 | 21764.0358 | 23783.1982 | 23396.8728 | 24819.7316 | 23682.95
SA1 | Solar PV | 2.1236e-05 | 2.0263e-05 | 1.9387e-05 | 1.8447e-05 | 1.7602e-05 | 1.6796e-05 | 1.607e-05 | 1.5291e-05 | 1.4591e-05 | 1.3922e-05 | 1.8674e-05 | 7.5855e-05 | 8.2714e-05 | 7.8925e-05 | 7.5512e-05 | 0.00011623 | 0.00020244 | 0.00019317 | 0.00018481 | 778.6527 | 1222.6935 | 3247.6624 | 3255.1545 | 3097.378 | 5067.4176 | 4835.3222 | 4626.2006 | 4401.9699 | 4200.353
SA1 | Grid Battery | 1.3833e-05 | 1.3199e-05 | 1.2629e-05 | 1.2016e-05 | 1.1466e-05 | 1.0941e-05 | 1.1928e-05 | 1.135e-05 | 2.0526e-05 | 1.9585e-05 | 1.8738e-05 | 3.1989e-05 | 3.0524e-05 | 2.9126e-05 | 3.1973e-05 | 5.4235e-05 | 5.1751e-05 | 4.9381e-05 | 0.00033934 | 0.00032289 | 4145.5517 | 3955.6791 | 3784.601 | 5133.8867 | 4898.7468 | 4674.3767 | 4472.2159 | 4255.4487 | 4060.5427
SA1 | Pumped Hydro | 0 | 0 | 9.5728e-06 | 9.1088e-06 | 8.6916e-06 | 8.2935e-06 | 7.9348e-06 | 7.5502e-06 | 7.2044e-06 | 6.8744e-06 | 6.5771e-06 | 9.5571e-06 | 9.1194e-06 | 8.7017e-06 | 9.2738e-06 | 1.2348e-05 | 1.1782e-05 | 1.1243e-05 | 1.4381e-05 | 1.3684e-05 | 1.9683e-05 | 1.8782e-05 | 1.797e-05 | 2.1199e-05 | 2.2512e-05 | 2.1481e-05 | 2.0552e-05 | 1.9556e-05 | 1.866e-05
SA1 | VPP | 0 | 0 | 0 | 0 | 0 | 0 | 0 | 0 | 0 | 0 | 0 | 0 | 0 | 0 | 0 | 0 | 0 | 0 | 0 | 0 | 0 | 0 | 0 | 0 | 0 | 0 | 0 | 0 | 0
Total excluding storage |  | 0.00019375 | 0.00018488 | 0.00020802 | 0.00019794 | 0.00018887 | 0.00018022 | 0.00017243 | 0.00018272 | 0.00017435 | 0.00016803 | 0.00016892 | 7355.6409 | 7018.7413 | 6697.2722 | 12610.3261 | 15816.5701 | 23591.5847 | 27877.18 | 28918.7173 | 28295.6871 | 27479.4059 | 28301.7772 | 27225.7107 | 26470.7449 | 27370.2486 | 29132.6379 | 28514.956 | 30393.7177 | 29001.639
Region | Technology | 2021-22 | 2022-23 | 2023-24 | 2024-25 | 2025-26 | 2026-27 | 2027-28 | 2028-29 | 2029-30 | 2030-31 | 2031-32 | 2032-33 | 2033-34 | 2034-35 | 2035-36 | 2036-37 | 2037-38 | 2038-39 | 2039-40 | 2040-41 | 2041-42 | 2042-43 | 2043-44 | 2044-45 | 2045-46 | 2046-47 | 2047-48 | 2048-49 | 2049-50
TAS1 | Black Coal | 0 | 0 | 0 | 0 | 0 | 0 | 0 | 0 | 0 | 0 | 0 | 0 | 0 | 0 | 0 | 0 | 0 | 0 | 0 | 0 | 0 | 0 | 0 | 0 | 0 | 0 | 0 | 0 | 0
TAS1 | Brown Coal | 0 | 0 | 0 | 0 | 0 | 0 | 0 | 0 | 0 | 0 | 0 | 0 | 0 | 0 | 0 | 0 | 0 | 0 | 0 | 0 | 0 | 0 | 0 | 0 | 0 | 0 | 0 | 0 | 0
TAS1 | CCGT | 1.6288e-06 | 1.5542e-06 | 1.487e-06 | 1.4149e-06 | 1.3501e-06 | 1.2883e-06 | 1.2326e-06 | 1.1728e-06 | 1.1191e-06 | 1.0679e-06 | 1.0217e-06 | 9.7215e-07 | 9.2762e-07 | 8.8514e-07 | 8.4685e-07 | 8.0581e-07 | 7.689e-07 | 7.3368e-07 | 7.0195e-07 | 6.6793e-07 | 6.3734e-07 | 6.0815e-07 | 5.8184e-07 | 5.5364e-07 | 5.2828e-07 | 5.0409e-07 | 4.8229e-07 | 1.0141e-06 | 9.6761e-07
TAS1 | Gas - Steam | 0 | 0 | 0 | 0 | 0 | 0 | 0 | 0 | 0 | 0 | 0 | 0 | 0 | 0 | 0 | 0 | 0 | 0 | 0 | 0 | 0 | 0 | 0 | 0 | 0 | 0 | 0 | 0 | 0
TAS1 | OCGT / Diesel | 7.8552e-06 | 7.4954e-06 | 7.1712e-06 | 6.8237e-06 | 6.5111e-06 | 6.2129e-06 | 5.9442e-06 | 5.6561e-06 | 5.397e-06 | 5.1498e-06 | 4.9271e-06 | 5.3578e-06 | 5.1124e-06 | 4.8783e-06 | 4.6673e-06 | 4.4411e-06 | 4.2377e-06 | 4.0436e-06 | 7.0211e-06 | 6.6808e-06 | 6.3748e-06 | 6.0828e-06 | 5.8197e-06 | 5.5377e-06 | 5.284e-06 | 5.042e-06 | 4.824e-06 | 7.2057e-06 | 6.8756e-06
TAS1 | Hydro | 0 | 0 | 0 | 0 | 0 | 0 | 0 | 0 | 0 | 0 | 0 | 0 | 0 | 0 | 0 | 0 | 0 | 0 | 0 | 0 | 0 | 0 | 0 | 0 | 0 | 0 | 0 | 0 | 0
TAS1 | Wind | 0.000107 | 0.00010209 | 0.00013214 | 0.00012574 | 0.00011998 | 0.00011448 | 0.00010953 | 0.00011586 | 0.00011055 | 0.00010549 | 0.00010606 | 17174.4637 | 16387.8471 | 15637.2587 | 15480.9311 | 18862.5882 | 23854.9559 | 23424.141 | 22411.0765 | 21324.8175 | 21639.521 | 20648.3979 | 19755.3809 | 18797.8427 | 17936.8728 | 17115.3366 | 17330.6735 | 17823.4644 | 17007.1225
TAS1 | Solar PV | 2.7891e-06 | 2.6613e-06 | 2.5462e-06 | 2.4228e-06 | 2.3118e-06 | 2.2059e-06 | 2.1105e-06 | 2.0082e-06 | 1.9163e-06 | 1.8285e-06 | 1.7494e-06 | 3.8842e-06 | 3.7063e-06 | 3.5365e-06 | 3.3836e-06 | 3.2196e-06 | 6.4137e-06 | 6.12e-06 | 5.8553e-06 | 5.5715e-06 | 5.3163e-06 | 5.0728e-06 | 4.8534e-06 | 4.6182e-06 | 4.4066e-06 | 5.1056e-06 | 4.8848e-06 | 8.6652e-06 | 1.0163e-05
TAS1 | Grid Battery | 1.2633e-05 | 1.2054e-05 | 1.1533e-05 | 1.0974e-05 | 1.0472e-05 | 9.9919e-06 | 1.0955e-05 | 1.2195e-05 | 1.8769e-05 | 1.791e-05 | 1.7135e-05 | 2.6063e-05 | 2.4869e-05 | 2.373e-05 | 2.4785e-05 | 2.7506e-05 | 2.6246e-05 | 2.6676e-05 | 4.166e-05 | 3.9641e-05 | 4.7601e-05 | 4.542e-05 | 4.3456e-05 | 4.135e-05 | 3.9456e-05 | 4.1833e-05 | 4.3035e-05 | 5.6568e-05 | 5.3977e-05
TAS1 | Pumped Hydro | 0 | 0 | 2.837e-05 | 2.6994e-05 | 2.5758e-05 | 2.4578e-05 | 2.822e-05 | 2.6852e-05 | 2.8579e-05 | 2.9976e-05 | 2.8679e-05 | 7.737e-05 | 7.3827e-05 | 7.0445e-05 | 6.7399e-05 | 0.0001343 | 1573.3973 | 1562.5331 | 2407.2397 | 2290.5614 | 3311.5172 | 3159.8446 | 3023.1853 | 2876.6523 | 2744.8973 | 2746.1857 | 2627.4167 | 2832.8652 | 2703.1156
TAS1 | VPP | 0 | 0 | 0 | 0 | 0 | 0 | 0 | 0 | 0 | 0 | 0 | 0 | 0 | 0 | 0 | 0 | 0 | 0 | 0 | 0 | 0 | 0 | 0 | 0 | 0 | 0 | 0 | 0 | 0
Total excluding storage |  | 0.00011927 | 0.00011381 | 0.00014335 | 0.0001364 | 0.00013015 | 0.00012419 | 0.00011882 | 0.0001247 | 0.00011899 | 0.00011354 | 0.00011376 | 17174.4637 | 16387.8471 | 15637.2587 | 15480.9312 | 18862.5882 | 23854.9559 | 23424.141 | 22411.0765 | 21324.8175 | 21639.521 | 20648.3979 | 19755.3809 | 18797.8427 | 17936.8728 | 17115.3366 | 17330.6735 | 17823.4644 | 17007.1226

## Marinus_Fuel Cost
Fuel cost by technology ($000s) - Marinus Link, Central No TRET Sensitivity
Fuel | Real June 2020 dollars discounted to 1 July 2020
Explicitly modelled generation
Region | Technology | 2021-22 | 2022-23 | 2023-24 | 2024-25 | 2025-26 | 2026-27 | 2027-28 | 2028-29 | 2029-30 | 2030-31 | 2031-32 | 2032-33 | 2033-34 | 2034-35 | 2035-36 | 2036-37 | 2037-38 | 2038-39 | 2039-40 | 2040-41 | 2041-42 | 2042-43 | 2043-44 | 2044-45 | 2045-46 | 2046-47 | 2047-48 | 2048-49 | 2049-50
NEM | Black Coal | 1734453.0808 | 1485235.9942 | 1463929.2484 | 1337755.574 | 1190141.3439 | 1028006.936 | 889636.0636 | 899347.8471 | 667870.5689 | 623649.6169 | 566702.0763 | 489479.2349 | 508100.2396 | 454305.8767 | 385280.262 | 354344.6825 | 277525.358 | 268044.3151 | 247693.1594 | 218112.7524 | 204552.8489 | 129109.8817 | 97862.4712 | 76851.4052 | 58219.0174 | 40205.129 | 37714.2678 | 35725.758 | 31144.2872
NEM | Brown Coal | 230976.9491 | 210353.5021 | 202691.792 | 157013.3416 | 157766.856 | 148486.5626 | 138933.198 | 131536.6847 | 123248.1848 | 110099.9436 | 101226.6357 | 94090.6626 | 91969.6582 | 87085.5009 | 85730.6529 | 77113.6846 | 69568.2009 | 68427.498 | 57571.7847 | 58786.0579 | 61142.1145 | 57004.0758 | 52357.4283 | 51059.595 | 46971.8197 | 45580.8018 | 29327.3353 | 0 | 0
NEM | CCGT | 185391.9792 | 177218.2939 | 139303.0562 | 138226.4961 | 127879.2044 | 123415.4568 | 112481.2788 | 116018.4569 | 102158.3129 | 102997.3684 | 104535.0101 | 163261.8414 | 165929.2836 | 196816.485 | 132942.5624 | 121420.4157 | 164656.5963 | 165083.8724 | 136888.3049 | 139671.5543 | 136412.6081 | 148970.6474 | 93982.5185 | 81759.558 | 44740.062 | 30890.0632 | 29709.7432 | 28405.8155 | 27281.8894
NEM | Gas - Steam | 86050.3242 | 82698.4291 | 78105.3583 | 13598.7177 | 12267.1839 | 12408.0758 | 11002.1926 | 11124.9619 | 9730.7226 | 9590.723 | 9252.6625 | 9790.4992 | 8939.482 | 8948.8167 | 4196.5538 | 3378.7147 | 7517.0225 | 6575.3074 | 4991.16 | 5700.968 | 5649.137 | 6665.4285 | 6194.2545 | 4605.3955 | 6120.6315 | 0 | 0 | 0 | 0
NEM | OCGT / Diesel | 4826.7674 | 1984.0136 | 10397.8158 | 8823.8226 | 3248.2052 | 5025.9464 | 1723.7377 | 5575.5844 | 524.3616 | 1256.5785 | 1318.2336 | 19684.8123 | 9578.224 | 12912.2659 | 13543.7448 | 14312.7465 | 47019.7332 | 33241.7233 | 109991.3164 | 143280.5289 | 87552.0509 | 119566.2523 | 223240.1934 | 118273.8065 | 147332.5744 | 240759.8111 | 274182.0072 | 396500.5103 | 410886.962
NEM | Hydro | 0 | 0 | 0 | 0 | 0 | 0 | 0 | 0 | 0 | 0 | 0 | 0 | 0 | 0 | 0 | 0 | 0 | 0 | 0 | 0 | 0 | 0 | 0 | 0 | 0 | 0 | 0 | 0 | 0
NEM | Wind | 0 | 0 | 0 | 0 | 0 | 0 | 0 | 0 | 0 | 0 | 0 | 0 | 0 | 0 | 0 | 0 | 0 | 0 | 0 | 0 | 0 | 0 | 0 | 0 | 0 | 0 | 0 | 0 | 0
NEM | Solar PV | 0 | 0 | 0 | 0 | 0 | 0 | 0 | 0 | 0 | 0 | 0 | 0 | 0 | 0 | 0 | 0 | 0 | 0 | 0 | 0 | 0 | 0 | 0 | 0 | 0 | 0 | 0 | 0 | 0
NEM | Grid Battery | 0 | 0 | 0 | 0 | 0 | 0 | 0 | 0 | 0 | 0 | 0 | 0 | 0 | 0 | 0 | 0 | 0 | 0 | 0 | 0 | 0 | 0 | 0 | 0 | 0 | 0 | 0 | 0 | 0
NEM | Pumped Hydro | 0 | 0 | 0 | 0 | 0 | 0 | 0 | 0 | 0 | 0 | 0 | 0 | 0 | 0 | 0 | 0 | 0 | 0 | 0 | 0 | 0 | 0 | 0 | 0 | 0 | 0 | 0 | 0 | 0
NEM | VPP | 0 | 0 | 0 | 0 | 0 | 0 | 0 | 0 | 0 | 0 | 0 | 0 | 0 | 0 | 0 | 0 | 0 | 0 | 0 | 0 | 0 | 0 | 0 | 0 | 0 | 0 | 0 | 0 | 0
Total excluding storage |  | 2241699.1007 | 1957490.2328 | 1894427.2706 | 1655417.952 | 1491302.7934 | 1317342.9775 | 1153776.4707 | 1163603.535 | 903532.1508 | 847594.2304 | 783034.6182 | 776307.0503 | 784516.8874 | 760068.9452 | 621693.7759 | 570570.244 | 566286.9108 | 541372.7163 | 557135.7254 | 565551.8615 | 495308.7595 | 461316.2856 | 473636.8659 | 332549.7603 | 303384.105 | 357435.8052 | 370933.3534 | 460632.0838 | 469313.1386
Region | Technology | 2021-22 | 2022-23 | 2023-24 | 2024-25 | 2025-26 | 2026-27 | 2027-28 | 2028-29 | 2029-30 | 2030-31 | 2031-32 | 2032-33 | 2033-34 | 2034-35 | 2035-36 | 2036-37 | 2037-38 | 2038-39 | 2039-40 | 2040-41 | 2041-42 | 2042-43 | 2043-44 | 2044-45 | 2045-46 | 2046-47 | 2047-48 | 2048-49 | 2049-50
NSW1 | Black Coal | 919460.5451 | 760855.3747 | 734938.322 | 725811.8152 | 599792.3903 | 484239.3519 | 402347.0327 | 435898.1584 | 253599.2754 | 240565.5567 | 210182.2208 | 127941.1644 | 150140.3031 | 129386.4536 | 72838.9062 | 86682.0877 | 85314.5894 | 80194.4883 | 75971.6983 | 59420.3 | 53191.333 | 0 | 0 | 0 | 0 | 0 | 0 | 0 | 0
NSW1 | Brown Coal | 0 | 0 | 0 | 0 | 0 | 0 | 0 | 0 | 0 | 0 | 0 | 0 | 0 | 0 | 0 | 0 | 0 | 0 | 0 | 0 | 0 | 0 | 0 | 0 | 0 | 0 | 0 | 0 | 0
NSW1 | CCGT | 2337.0869 | 2214.6346 | 6473.0253 | 4035.4255 | 3795.1563 | 3641.6193 | 3512.9261 | 3430.7461 | 3225.9211 | 3116.2573 | 2955.5491 | 13462.2244 | 13750.4197 | 31914.0526 | 13799.7765 | 13587.4637 | 41850.0297 | 49662.3259 | 43634.3252 | 43471.1456 | 38985.6983 | 47417.8665 | 366.3327 | 0.00027939 | 0.00027933 | 0.00045563 | 0.00043938 | 0.0004767 | 0.00043742
NSW1 | Gas - Steam | 0 | 0 | 0 | 0 | 0 | 0 | 0 | 0 | 0 | 0 | 0 | 0 | 0 | 0 | 0 | 0 | 0 | 0 | 0 | 0 | 0 | 0 | 0 | 0 | 0 | 0 | 0 | 0 | 0
NSW1 | OCGT / Diesel | 20.7585 | 0.00013592 | 1542.391 | 4718.712 | 1206.2491 | 1724.2286 | 601.6845 | 1031.9953 | 0.0001431 | 53.8306 | 0.0001447 | 2147.856 | 1395.7605 | 1419.5427 | 3448.3895 | 2083.4661 | 7623.4909 | 4238.2712 | 44246.0441 | 71988.1762 | 31766.2171 | 39929.9997 | 117710.2543 | 53421.5041 | 57201.4061 | 80806.3832 | 126178.0562 | 223374.9284 | 243348.9944
NSW1 | Hydro | 0 | 0 | 0 | 0 | 0 | 0 | 0 | 0 | 0 | 0 | 0 | 0 | 0 | 0 | 0 | 0 | 0 | 0 | 0 | 0 | 0 | 0 | 0 | 0 | 0 | 0 | 0 | 0 | 0
NSW1 | Wind | 0 | 0 | 0 | 0 | 0 | 0 | 0 | 0 | 0 | 0 | 0 | 0 | 0 | 0 | 0 | 0 | 0 | 0 | 0 | 0 | 0 | 0 | 0 | 0 | 0 | 0 | 0 | 0 | 0
NSW1 | Solar PV | 0 | 0 | 0 | 0 | 0 | 0 | 0 | 0 | 0 | 0 | 0 | 0 | 0 | 0 | 0 | 0 | 0 | 0 | 0 | 0 | 0 | 0 | 0 | 0 | 0 | 0 | 0 | 0 | 0
NSW1 | Grid Battery | 0 | 0 | 0 | 0 | 0 | 0 | 0 | 0 | 0 | 0 | 0 | 0 | 0 | 0 | 0 | 0 | 0 | 0 | 0 | 0 | 0 | 0 | 0 | 0 | 0 | 0 | 0 | 0 | 0
NSW1 | Pumped Hydro | 0 | 0 | 0 | 0 | 0 | 0 | 0 | 0 | 0 | 0 | 0 | 0 | 0 | 0 | 0 | 0 | 0 | 0 | 0 | 0 | 0 | 0 | 0 | 0 | 0 | 0 | 0 | 0 | 0
NSW1 | VPP | 0 | 0 | 0 | 0 | 0 | 0 | 0 | 0 | 0 | 0 | 0 | 0 | 0 | 0 | 0 | 0 | 0 | 0 | 0 | 0 | 0 | 0 | 0 | 0 | 0 | 0 | 0 | 0 | 0
Total excluding storage |  | 921818.3905 | 763070.0094 | 742953.7383 | 734565.9527 | 604793.7958 | 489605.1998 | 406461.6433 | 440360.8998 | 256825.1966 | 243735.6447 | 213137.7701 | 143551.2448 | 165286.4833 | 162720.0489 | 90087.0721 | 102353.0176 | 134788.1101 | 134095.0853 | 163852.0676 | 174879.6218 | 123943.2484 | 87347.8662 | 118076.587 | 53421.5044 | 57201.4064 | 80806.3836 | 126178.0567 | 223374.9289 | 243348.9948
Region | Technology | 2021-22 | 2022-23 | 2023-24 | 2024-25 | 2025-26 | 2026-27 | 2027-28 | 2028-29 | 2029-30 | 2030-31 | 2031-32 | 2032-33 | 2033-34 | 2034-35 | 2035-36 | 2036-37 | 2037-38 | 2038-39 | 2039-40 | 2040-41 | 2041-42 | 2042-43 | 2043-44 | 2044-45 | 2045-46 | 2046-47 | 2047-48 | 2048-49 | 2049-50
QLD1 | Black Coal | 814992.5357 | 724380.6195 | 728990.9264 | 611943.7588 | 590348.9535 | 543767.584 | 487289.0309 | 463449.6887 | 414271.2935 | 383084.0601 | 356519.8555 | 361538.0705 | 357959.9365 | 324919.4231 | 312441.3558 | 267662.5948 | 192210.7686 | 187849.8268 | 171721.4611 | 158692.4524 | 151361.5159 | 129109.8817 | 97862.4712 | 76851.4052 | 58219.0174 | 40205.129 | 37714.2678 | 35725.758 | 31144.2872
QLD1 | Brown Coal | 0 | 0 | 0 | 0 | 0 | 0 | 0 | 0 | 0 | 0 | 0 | 0 | 0 | 0 | 0 | 0 | 0 | 0 | 0 | 0 | 0 | 0 | 0 | 0 | 0 | 0 | 0 | 0 | 0
QLD1 | CCGT | 90043.5681 | 87637.2911 | 92187.1786 | 103271.9344 | 94512.2259 | 91377.8013 | 81849.2785 | 86412.7846 | 74063.2916 | 76080.5849 | 78781.4728 | 124633.2306 | 130955.5256 | 126839.7801 | 99823.7996 | 89420.5256 | 122806.5662 | 115421.5462 | 93253.9792 | 96200.4082 | 97426.9093 | 101552.7803 | 93616.1853 | 81759.5573 | 44740.0613 | 30890.0623 | 29709.7423 | 28405.8143 | 27281.8882
QLD1 | Gas - Steam | 2295.609 | 2237.8402 | 4305.06 | 4355.5365 | 4351.4175 | 4186.748 | 3839.9588 | 3554.2068 | 3417.222 | 3460.0265 | 3458.2022 | 3322.7218 | 3130.0418 | 2895.0605 | 2726.8528 | 2597.68 | 4857.5145 | 5203.904 | 4991.16 | 5700.968 | 5649.137 | 6665.4285 | 6194.2545 | 4605.3955 | 6120.6315 | 0 | 0 | 0 | 0
QLD1 | OCGT / Diesel | 0.00024218 | 0.00023864 | 152.7286 | 2891.8804 | 1228.3167 | 1734.9273 | 576.7604 | 3693.4916 | 488.1571 | 1059.4969 | 1281.2066 | 9948.9811 | 5483.6227 | 2918.3559 | 4740.6462 | 7560.252 | 22526.8676 | 13874.9743 | 36825.65 | 41729.3979 | 33901.454 | 52319.5531 | 62266.7884 | 49286.8204 | 79027.2112 | 146106.0283 | 133767.9013 | 131271.4812 | 114346.7842
QLD1 | Hydro | 0 | 0 | 0 | 0 | 0 | 0 | 0 | 0 | 0 | 0 | 0 | 0 | 0 | 0 | 0 | 0 | 0 | 0 | 0 | 0 | 0 | 0 | 0 | 0 | 0 | 0 | 0 | 0 | 0
QLD1 | Wind | 0 | 0 | 0 | 0 | 0 | 0 | 0 | 0 | 0 | 0 | 0 | 0 | 0 | 0 | 0 | 0 | 0 | 0 | 0 | 0 | 0 | 0 | 0 | 0 | 0 | 0 | 0 | 0 | 0
QLD1 | Solar PV | 0 | 0 | 0 | 0 | 0 | 0 | 0 | 0 | 0 | 0 | 0 | 0 | 0 | 0 | 0 | 0 | 0 | 0 | 0 | 0 | 0 | 0 | 0 | 0 | 0 | 0 | 0 | 0 | 0
QLD1 | Grid Battery | 0 | 0 | 0 | 0 | 0 | 0 | 0 | 0 | 0 | 0 | 0 | 0 | 0 | 0 | 0 | 0 | 0 | 0 | 0 | 0 | 0 | 0 | 0 | 0 | 0 | 0 | 0 | 0 | 0
QLD1 | Pumped Hydro | 0 | 0 | 0 | 0 | 0 | 0 | 0 | 0 | 0 | 0 | 0 | 0 | 0 | 0 | 0 | 0 | 0 | 0 | 0 | 0 | 0 | 0 | 0 | 0 | 0 | 0 | 0 | 0 | 0
QLD1 | VPP | 0 | 0 | 0 | 0 | 0 | 0 | 0 | 0 | 0 | 0 | 0 | 0 | 0 | 0 | 0 | 0 | 0 | 0 | 0 | 0 | 0 | 0 | 0 | 0 | 0 | 0 | 0 | 0 | 0
Total excluding storage |  | 907331.713 | 814255.751 | 825635.8936 | 722463.1101 | 690440.9136 | 641067.0606 | 573555.0285 | 557110.1717 | 492239.9642 | 463684.1684 | 440040.7371 | 499443.004 | 497529.1266 | 457572.6196 | 419732.6544 | 367241.0524 | 342401.7169 | 322350.2512 | 306792.2504 | 302323.2265 | 288339.0162 | 289647.6436 | 259939.6994 | 212503.1784 | 188106.9214 | 217201.2195 | 201191.9113 | 195403.0535 | 172772.9596
Region | Technology | 2021-22 | 2022-23 | 2023-24 | 2024-25 | 2025-26 | 2026-27 | 2027-28 | 2028-29 | 2029-30 | 2030-31 | 2031-32 | 2032-33 | 2033-34 | 2034-35 | 2035-36 | 2036-37 | 2037-38 | 2038-39 | 2039-40 | 2040-41 | 2041-42 | 2042-43 | 2043-44 | 2044-45 | 2045-46 | 2046-47 | 2047-48 | 2048-49 | 2049-50
VIC1 | Black Coal | 0 | 0 | 0 | 0 | 0 | 0 | 0 | 0 | 0 | 0 | 0 | 0 | 0 | 0 | 0 | 0 | 0 | 0 | 0 | 0 | 0 | 0 | 0 | 0 | 0 | 0 | 0 | 0 | 0
VIC1 | Brown Coal | 230976.9491 | 210353.5021 | 202691.792 | 157013.3416 | 157766.856 | 148486.5626 | 138933.198 | 131536.6847 | 123248.1848 | 110099.9436 | 101226.6357 | 94090.6626 | 91969.6582 | 87085.5009 | 85730.6529 | 77113.6846 | 69568.2009 | 68427.498 | 57571.7847 | 58786.0579 | 61142.1145 | 57004.0758 | 52357.4283 | 51059.595 | 46971.8197 | 45580.8018 | 29327.3353 | 0 | 0
VIC1 | CCGT | 7.2106e-05 | 7.0882e-05 | 7.4448e-05 | 8.2221e-05 | 8.0129e-05 | 7.6019e-05 | 7.7526e-05 | 8.098e-05 | 7.8439e-05 | 7.7643e-05 | 7.8827e-05 | 0.00011692 | 0.00011298 | 0.00010923 | 0.00010475 | 0.00010256 | 0.00012562 | 0.00012802 | 0.00017804 | 0.0001691 | 0.00018478 | 0.00018428 | 0.00017518 | 0.00015754 | 0.00015635 | 0.00017271 | 0.00016731 | 0.0003897 | 0.00036434
VIC1 | Gas - Steam | 815.9982 | 347.2199 | 959.4032 | 1444.9531 | 445.0182 | 1145.7922 | 426.9755 | 1007.6636 | 32.0501 | 185.6643 | 82.2564 | 1013.6866 | 458.2412 | 475.2922 | 1469.701 | 781.0347 | 2659.508 | 1371.4034 | 0 | 0 | 0 | 0 | 0 | 0 | 0 | 0 | 0 | 0 | 0
VIC1 | OCGT / Diesel | 820.3667 | 0.00021084 | 1036.3128 | 247.7634 | 171.248 | 440.4156 | 177.9457 | 38.1132 | 0.00025901 | 0.00026022 | 0.00026243 | 2757.1563 | 163.529 | 1001.4581 | 1143.1624 | 611.6547 | 2461.9479 | 379.0012 | 3051.7552 | 2731.7843 | 2220.7524 | 857.0246 | 5988.5679 | 6123.7318 | 3973.3049 | 3353.245 | 1682.0876 | 9727.5902 | 18962.5913
VIC1 | Hydro | 0 | 0 | 0 | 0 | 0 | 0 | 0 | 0 | 0 | 0 | 0 | 0 | 0 | 0 | 0 | 0 | 0 | 0 | 0 | 0 | 0 | 0 | 0 | 0 | 0 | 0 | 0 | 0 | 0
VIC1 | Wind | 0 | 0 | 0 | 0 | 0 | 0 | 0 | 0 | 0 | 0 | 0 | 0 | 0 | 0 | 0 | 0 | 0 | 0 | 0 | 0 | 0 | 0 | 0 | 0 | 0 | 0 | 0 | 0 | 0
VIC1 | Solar PV | 0 | 0 | 0 | 0 | 0 | 0 | 0 | 0 | 0 | 0 | 0 | 0 | 0 | 0 | 0 | 0 | 0 | 0 | 0 | 0 | 0 | 0 | 0 | 0 | 0 | 0 | 0 | 0 | 0
VIC1 | Grid Battery | 0 | 0 | 0 | 0 | 0 | 0 | 0 | 0 | 0 | 0 | 0 | 0 | 0 | 0 | 0 | 0 | 0 | 0 | 0 | 0 | 0 | 0 | 0 | 0 | 0 | 0 | 0 | 0 | 0
VIC1 | Pumped Hydro | 0 | 0 | 0 | 0 | 0 | 0 | 0 | 0 | 0 | 0 | 0 | 0 | 0 | 0 | 0 | 0 | 0 | 0 | 0 | 0 | 0 | 0 | 0 | 0 | 0 | 0 | 0 | 0 | 0
VIC1 | VPP | 0 | 0 | 0 | 0 | 0 | 0 | 0 | 0 | 0 | 0 | 0 | 0 | 0 | 0 | 0 | 0 | 0 | 0 | 0 | 0 | 0 | 0 | 0 | 0 | 0 | 0 | 0 | 0 | 0
Total excluding storage |  | 232613.3141 | 210700.7223 | 204687.5081 | 158706.0582 | 158383.1222 | 150072.7704 | 139538.1193 | 132582.4616 | 123280.2352 | 110285.6083 | 101308.8925 | 97861.5056 | 92591.4286 | 88562.2513 | 88343.5164 | 78506.3741 | 74689.6569 | 70177.9027 | 60623.5401 | 61517.8423 | 63362.8671 | 57861.1006 | 58345.9964 | 57183.327 | 50945.1248 | 48934.047 | 31009.423 | 9727.5906 | 18962.5917
Region | Technology | 2021-22 | 2022-23 | 2023-24 | 2024-25 | 2025-26 | 2026-27 | 2027-28 | 2028-29 | 2029-30 | 2030-31 | 2031-32 | 2032-33 | 2033-34 | 2034-35 | 2035-36 | 2036-37 | 2037-38 | 2038-39 | 2039-40 | 2040-41 | 2041-42 | 2042-43 | 2043-44 | 2044-45 | 2045-46 | 2046-47 | 2047-48 | 2048-49 | 2049-50
SA1 | Black Coal | 0 | 0 | 0 | 0 | 0 | 0 | 0 | 0 | 0 | 0 | 0 | 0 | 0 | 0 | 0 | 0 | 0 | 0 | 0 | 0 | 0 | 0 | 0 | 0 | 0 | 0 | 0 | 0 | 0
SA1 | Brown Coal | 0 | 0 | 0 | 0 | 0 | 0 | 0 | 0 | 0 | 0 | 0 | 0 | 0 | 0 | 0 | 0 | 0 | 0 | 0 | 0 | 0 | 0 | 0 | 0 | 0 | 0 | 0 | 0 | 0
SA1 | CCGT | 93011.3241 | 87366.3681 | 40642.8521 | 30919.1361 | 29571.8221 | 28396.0361 | 27119.0741 | 26174.9261 | 24869.1001 | 23800.5261 | 22797.9881 | 25166.3861 | 21223.3381 | 38062.6521 | 19318.9861 | 18412.4261 | 0.00014389 | 0.00013881 | 0.00018127 | 0.00017122 | 0.00024546 | 0.00024596 | 0.00023537 | 0.00020899 | 0.0002155 | 0.00022291 | 0.00021422 | 0.0002955 | 0.00027383
SA1 | Gas - Steam | 82938.717 | 80113.369 | 72840.895 | 7798.2281 | 7470.7483 | 7075.5356 | 6735.2583 | 6563.0915 | 6281.4505 | 5945.0322 | 5712.2038 | 5454.0908 | 5351.1989 | 5578.464 | 0 | 0 | 0 | 0 | 0 | 0 | 0 | 0 | 0 | 0 | 0 | 0 | 0 | 0 | 0
SA1 | OCGT / Diesel | 3985.6418 | 1984.0129 | 7666.3833 | 965.4668 | 642.3913 | 1126.3749 | 367.3471 | 811.9841 | 36.204 | 143.2506 | 37.0265 | 4696.9401 | 2513.8691 | 7572.9091 | 4115.8452 | 4004.1959 | 14297.7233 | 14748.1357 | 25623.4123 | 26814.4477 | 19623.6148 | 26450.9202 | 37253.7018 | 9314.6858 | 7103.4422 | 10433.2385 | 12523.7869 | 31861.1983 | 33998.8897
SA1 | Hydro | 0 | 0 | 0 | 0 | 0 | 0 | 0 | 0 | 0 | 0 | 0 | 0 | 0 | 0 | 0 | 0 | 0 | 0 | 0 | 0 | 0 | 0 | 0 | 0 | 0 | 0 | 0 | 0 | 0
SA1 | Wind | 0 | 0 | 0 | 0 | 0 | 0 | 0 | 0 | 0 | 0 | 0 | 0 | 0 | 0 | 0 | 0 | 0 | 0 | 0 | 0 | 0 | 0 | 0 | 0 | 0 | 0 | 0 | 0 | 0
SA1 | Solar PV | 0 | 0 | 0 | 0 | 0 | 0 | 0 | 0 | 0 | 0 | 0 | 0 | 0 | 0 | 0 | 0 | 0 | 0 | 0 | 0 | 0 | 0 | 0 | 0 | 0 | 0 | 0 | 0 | 0
SA1 | Grid Battery | 0 | 0 | 0 | 0 | 0 | 0 | 0 | 0 | 0 | 0 | 0 | 0 | 0 | 0 | 0 | 0 | 0 | 0 | 0 | 0 | 0 | 0 | 0 | 0 | 0 | 0 | 0 | 0 | 0
SA1 | Pumped Hydro | 0 | 0 | 0 | 0 | 0 | 0 | 0 | 0 | 0 | 0 | 0 | 0 | 0 | 0 | 0 | 0 | 0 | 0 | 0 | 0 | 0 | 0 | 0 | 0 | 0 | 0 | 0 | 0 | 0
SA1 | VPP | 0 | 0 | 0 | 0 | 0 | 0 | 0 | 0 | 0 | 0 | 0 | 0 | 0 | 0 | 0 | 0 | 0 | 0 | 0 | 0 | 0 | 0 | 0 | 0 | 0 | 0 | 0 | 0 | 0
Total excluding storage |  | 179935.6829 | 169463.75 | 121150.1304 | 39682.8309 | 37684.9617 | 36597.9465 | 34221.6794 | 33550.0017 | 31186.7546 | 29888.8088 | 28547.2184 | 35317.417 | 29088.4061 | 51214.0253 | 23434.8313 | 22416.622 | 14297.7234 | 14748.1358 | 25623.4125 | 26814.4478 | 19623.615 | 26450.9204 | 37253.702 | 9314.686 | 7103.4424 | 10433.2388 | 12523.7871 | 31861.1986 | 33998.89
Region | Technology | 2021-22 | 2022-23 | 2023-24 | 2024-25 | 2025-26 | 2026-27 | 2027-28 | 2028-29 | 2029-30 | 2030-31 | 2031-32 | 2032-33 | 2033-34 | 2034-35 | 2035-36 | 2036-37 | 2037-38 | 2038-39 | 2039-40 | 2040-41 | 2041-42 | 2042-43 | 2043-44 | 2044-45 | 2045-46 | 2046-47 | 2047-48 | 2048-49 | 2049-50
TAS1 | Black Coal | 0 | 0 | 0 | 0 | 0 | 0 | 0 | 0 | 0 | 0 | 0 | 0 | 0 | 0 | 0 | 0 | 0 | 0 | 0 | 0 | 0 | 0 | 0 | 0 | 0 | 0 | 0 | 0 | 0
TAS1 | Brown Coal | 0 | 0 | 0 | 0 | 0 | 0 | 0 | 0 | 0 | 0 | 0 | 0 | 0 | 0 | 0 | 0 | 0 | 0 | 0 | 0 | 0 | 0 | 0 | 0 | 0 | 0 | 0 | 0 | 0
TAS1 | CCGT | 7.5395e-05 | 7.3611e-05 | 7.8024e-05 | 7.7201e-05 | 7.4387e-05 | 7.4131e-05 | 7.4613e-05 | 7.7012e-05 | 7.6047e-05 | 7.6177e-05 | 7.651e-05 | 9.8244e-05 | 9.5198e-05 | 9.2246e-05 | 8.976e-05 | 8.8116e-05 | 9.2523e-05 | 9.449e-05 | 0.00010759 | 0.00010228 | 0.00011009 | 0.00010724 | 0.00010227 | 9.5045e-05 | 9.2746e-05 | 9.8999e-05 | 9.767e-05 | 0.00012615 | 0.00011889
TAS1 | Gas - Steam | 0 | 0 | 0 | 0 | 0 | 0 | 0 | 0 | 0 | 0 | 0 | 0 | 0 | 0 | 0 | 0 | 0 | 0 | 0 | 0 | 0 | 0 | 0 | 0 | 0 | 0 | 0 | 0 | 0
TAS1 | OCGT / Diesel | 9.0406e-05 | 8.7578e-05 | 9.1756e-05 | 9.2148e-05 | 9.0778e-05 | 9.2283e-05 | 9.2312e-05 | 9.5095e-05 | 9.4416e-05 | 9.4518e-05 | 9.3954e-05 | 133.8788 | 21.4427 | 0.00011496 | 95.7015 | 53.1778 | 109.7034 | 1.341 | 244.4547 | 16.7229 | 40.0126 | 8.7547 | 20.881 | 127.0644 | 27.2099 | 60.9161 | 30.1752 | 265.3121 | 229.7023
TAS1 | Hydro | 0 | 0 | 0 | 0 | 0 | 0 | 0 | 0 | 0 | 0 | 0 | 0 | 0 | 0 | 0 | 0 | 0 | 0 | 0 | 0 | 0 | 0 | 0 | 0 | 0 | 0 | 0 | 0 | 0
TAS1 | Wind | 0 | 0 | 0 | 0 | 0 | 0 | 0 | 0 | 0 | 0 | 0 | 0 | 0 | 0 | 0 | 0 | 0 | 0 | 0 | 0 | 0 | 0 | 0 | 0 | 0 | 0 | 0 | 0 | 0
TAS1 | Solar PV | 0 | 0 | 0 | 0 | 0 | 0 | 0 | 0 | 0 | 0 | 0 | 0 | 0 | 0 | 0 | 0 | 0 | 0 | 0 | 0 | 0 | 0 | 0 | 0 | 0 | 0 | 0 | 0 | 0
TAS1 | Grid Battery | 0 | 0 | 0 | 0 | 0 | 0 | 0 | 0 | 0 | 0 | 0 | 0 | 0 | 0 | 0 | 0 | 0 | 0 | 0 | 0 | 0 | 0 | 0 | 0 | 0 | 0 | 0 | 0 | 0
TAS1 | Pumped Hydro | 0 | 0 | 0 | 0 | 0 | 0 | 0 | 0 | 0 | 0 | 0 | 0 | 0 | 0 | 0 | 0 | 0 | 0 | 0 | 0 | 0 | 0 | 0 | 0 | 0 | 0 | 0 | 0 | 0
TAS1 | VPP | 0 | 0 | 0 | 0 | 0 | 0 | 0 | 0 | 0 | 0 | 0 | 0 | 0 | 0 | 0 | 0 | 0 | 0 | 0 | 0 | 0 | 0 | 0 | 0 | 0 | 0 | 0 | 0 | 0
Total excluding storage |  | 0.0001658 | 0.00016119 | 0.00016978 | 0.00016935 | 0.00016516 | 0.00016641 | 0.00016693 | 0.00017211 | 0.00017046 | 0.0001707 | 0.00017046 | 133.8789 | 21.4428 | 0.00020721 | 95.7016 | 53.1779 | 109.7034 | 1.3411 | 244.4548 | 16.723 | 40.0127 | 8.7548 | 20.8811 | 127.0645 | 27.21 | 60.9162 | 30.1753 | 265.3122 | 229.7024

## Marinus_Build Cost
New generation build cost (CAPEX) by technology ($000s) - Marinus Link, Central No TRET Sensitivity
CAPEX (Install) | Real June 2020 dollars discounted to 1 July 2020. The total capital costs are annualised for modelling purposes.
Explicitly modelled generation
Region | Technology | 2021-22 | 2022-23 | 2023-24 | 2024-25 | 2025-26 | 2026-27 | 2027-28 | 2028-29 | 2029-30 | 2030-31 | 2031-32 | 2032-33 | 2033-34 | 2034-35 | 2035-36 | 2036-37 | 2037-38 | 2038-39 | 2039-40 | 2040-41 | 2041-42 | 2042-43 | 2043-44 | 2044-45 | 2045-46 | 2046-47 | 2047-48 | 2048-49 | 2049-50
NEM | Black Coal | 0 | 0 | 0 | 0 | 0 | 0 | 0 | 0 | 0 | 0 | 0 | 0 | 0 | 0 | 0 | 0 | 0 | 0 | 0 | 0 | 0 | 0 | 0 | 0 | 0 | 0 | 0 | 0 | 0
NEM | Brown Coal | 0 | 0 | 0 | 0 | 0 | 0 | 0 | 0 | 0 | 0 | 0 | 0 | 0 | 0 | 0 | 0 | 0 | 0 | 0 | 0 | 0 | 0 | 0 | 0 | 0 | 0 | 0 | 0 | 0
NEM | CCGT | 0.0001139 | 0.00010868 | 0.00010398 | 9.894e-05 | 9.4408e-05 | 9.0084e-05 | 8.6188e-05 | 8.2011e-05 | 7.8255e-05 | 7.467e-05 | 7.1441e-05 | 0.00011697 | 0.00011161 | 0.0001065 | 0.0001019 | 9.6956e-05 | 0.00016036 | 0.00015302 | 0.00022631 | 0.00021534 | 0.00027229 | 0.00025982 | 0.00024858 | 0.00023654 | 0.00023678 | 0.00024654 | 0.00023588 | 0.00031535 | 0.00030091
NEM | Gas - Steam | 0 | 0 | 0 | 0 | 0 | 0 | 0 | 0 | 0 | 0 | 0 | 0 | 0 | 0 | 0 | 0 | 0 | 0 | 0 | 0 | 0 | 0 | 0 | 0 | 0 | 0 | 0 | 0 | 0
NEM | OCGT / Diesel | 0.00032115 | 0.00030644 | 0.00029319 | 0.00027898 | 0.0002662 | 0.00025401 | 0.00024302 | 0.00023124 | 0.00022065 | 0.00021055 | 0.00020144 | 0.00021949 | 0.00020944 | 0.00019985 | 0.0001912 | 0.00018194 | 0.00031155 | 0.00029728 | 21062.1974 | 20041.3181 | 19123.3955 | 18247.5148 | 17458.3329 | 42261.2813 | 52352.1747 | 82704.2488 | 79127.3948 | 104705.469 | 102336.3495
NEM | Hydro | 0 | 0 | 0 | 0 | 0 | 0 | 0 | 0 | 0 | 0 | 0 | 0 | 0 | 0 | 0 | 0 | 0 | 0 | 0 | 0 | 0 | 0 | 0 | 0 | 0 | 0 | 0 | 0 | 0
NEM | Wind | 0.0037599 | 90911.0903 | 173256.1893 | 260095.7855 | 373940.2564 | 435677.8356 | 540991.5785 | 635618.4433 | 851785.0399 | 812771.9844 | 777620.6257 | 855870.2647 | 834911.49 | 796671.269 | 809052.6362 | 853556.8966 | 1027559.4134 | 1049139.586 | 1058013.0804 | 1006991.2745 | 1068569.8793 | 1136410.5103 | 1122537.7759 | 1088510.3459 | 1094009.9131 | 1105777.7397 | 1102198.9671 | 1070927.0198 | 1008782.4344
NEM | Solar PV | 0.00036351 | 0.00049208 | 0.0004708 | 0.00050828 | 0.00060577 | 0.0006429 | 10967.6582 | 20819.6308 | 226354.9651 | 215987.5621 | 206646.3736 | 196630.278 | 187624.311 | 179030.831 | 171287.9744 | 162985.691 | 190747.4695 | 182010.9441 | 174139.2014 | 172548.8874 | 175589.5422 | 276749.906 | 265266.5808 | 252409.1787 | 252792.76 | 304134.9216 | 300806.5256 | 324533.7393 | 336805.4101
NEM | Grid Battery | 0.00067297 | 0.00064214 | 0.00061437 | 0.00058459 | 0.00055782 | 0.00053227 | 0.00056791 | 0.00057698 | 0.0012253 | 0.0011777 | 0.0011268 | 0.0014684 | 0.0017472 | 0.0016672 | 0.0016514 | 0.0017595 | 22373.3488 | 21348.6152 | 23307.1639 | 22177.4718 | 82922.6662 | 79124.6814 | 82766.5676 | 104248.5277 | 101982.0889 | 125642.6615 | 120208.7756 | 123600.1824 | 117939.105
NEM | Pumped Hydro | 0 | 0 | 0.00095128 | 0.00099798 | 0.00095227 | 0.00090865 | 0.00090892 | 0.00088596 | 241735.9729 | 230664.0962 | 220688.1662 | 209991.4691 | 200373.5396 | 191196.1255 | 182927.1353 | 174060.7053 | 253408.2465 | 242329.0615 | 239694.6925 | 228076.7531 | 231540.4491 | 266596.4032 | 255066.4465 | 244541.6907 | 233341.3387 | 254679.5603 | 243664.9919 | 280330.6713 | 267491.0985
NEM | VPP | 0 | 0 | 0 | 0 | 0 | 0 | 0 | 0 | 0 | 0 | 0 | 0 | 0 | 0 | 0 | 0 | 0 | 0 | 0 | 0 | 0 | 0 | 0 | 0 | 0 | 0 | 0 | 0 | 0
Total excluding storage |  | 0.0045585 | 90911.0912 | 173256.1902 | 260095.7864 | 373940.2573 | 435677.8366 | 551959.237 | 656438.0744 | 1078140.0054 | 1028759.5467 | 984266.9997 | 1052500.543 | 1022535.8013 | 975702.1004 | 980340.6109 | 1016542.5879 | 1218306.8833 | 1231150.5306 | 1253214.4793 | 1199581.4803 | 1263282.8173 | 1431407.9314 | 1405262.6899 | 1383180.8061 | 1399154.848 | 1492616.9103 | 1482132.8878 | 1500166.2284 | 1447924.1943
Region | Technology | 2021-22 | 2022-23 | 2023-24 | 2024-25 | 2025-26 | 2026-27 | 2027-28 | 2028-29 | 2029-30 | 2030-31 | 2031-32 | 2032-33 | 2033-34 | 2034-35 | 2035-36 | 2036-37 | 2037-38 | 2038-39 | 2039-40 | 2040-41 | 2041-42 | 2042-43 | 2043-44 | 2044-45 | 2045-46 | 2046-47 | 2047-48 | 2048-49 | 2049-50
NSW1 | Black Coal | 0 | 0 | 0 | 0 | 0 | 0 | 0 | 0 | 0 | 0 | 0 | 0 | 0 | 0 | 0 | 0 | 0 | 0 | 0 | 0 | 0 | 0 | 0 | 0 | 0 | 0 | 0 | 0 | 0
NSW1 | Brown Coal | 0 | 0 | 0 | 0 | 0 | 0 | 0 | 0 | 0 | 0 | 0 | 0 | 0 | 0 | 0 | 0 | 0 | 0 | 0 | 0 | 0 | 0 | 0 | 0 | 0 | 0 | 0 | 0 | 0
NSW1 | CCGT | 2.3638e-05 | 2.2555e-05 | 2.158e-05 | 2.0534e-05 | 1.9593e-05 | 1.8696e-05 | 1.7887e-05 | 1.702e-05 | 1.6241e-05 | 1.5497e-05 | 1.4827e-05 | 2.7392e-05 | 2.6137e-05 | 2.494e-05 | 2.3862e-05 | 2.2705e-05 | 5.4263e-05 | 5.1778e-05 | 7.5171e-05 | 7.1528e-05 | 8.2702e-05 | 7.8914e-05 | 7.5501e-05 | 7.1842e-05 | 6.8551e-05 | 0.00010392 | 9.9429e-05 | 0.00010815 | 0.0001032
NSW1 | Gas - Steam | 0 | 0 | 0 | 0 | 0 | 0 | 0 | 0 | 0 | 0 | 0 | 0 | 0 | 0 | 0 | 0 | 0 | 0 | 0 | 0 | 0 | 0 | 0 | 0 | 0 | 0 | 0 | 0 | 0
NSW1 | OCGT / Diesel | 6.4002e-05 | 6.1071e-05 | 5.8429e-05 | 5.5597e-05 | 5.3051e-05 | 5.0621e-05 | 4.8432e-05 | 4.6084e-05 | 4.3974e-05 | 4.196e-05 | 4.0145e-05 | 4.4002e-05 | 4.1987e-05 | 4.0064e-05 | 3.8331e-05 | 3.6473e-05 | 0.00015293 | 0.00014592 | 20780.1659 | 19772.9567 | 18867.3251 | 18003.1728 | 17224.5584 | 38024.5058 | 36282.9253 | 34621.1119 | 33123.7927 | 52833.9482 | 50414.0727
NSW1 | Hydro | 0 | 0 | 0 | 0 | 0 | 0 | 0 | 0 | 0 | 0 | 0 | 0 | 0 | 0 | 0 | 0 | 0 | 0 | 0 | 0 | 0 | 0 | 0 | 0 | 0 | 0 | 0 | 0 | 0
NSW1 | Wind | 0.00066728 | 90911.0873 | 173256.1862 | 247543.2198 | 314926.811 | 379367.2962 | 421896.7041 | 456262.8031 | 617396.4939 | 589118.7917 | 563640.1503 | 536320.6588 | 511756.3536 | 488317.1311 | 467198.0338 | 444553.0667 | 429612.4902 | 434505.6269 | 459714.3054 | 437432.0727 | 493043.3985 | 503754.8583 | 481968.0988 | 458607.2304 | 438473.4725 | 418390.7179 | 383745.7165 | 341547.5104 | 300314.8095
NSW1 | Solar PV | 7.5168e-05 | 0.00019145 | 0.00018317 | 0.00020648 | 0.0003178 | 0.00036812 | 10967.6579 | 20819.6305 | 226354.9646 | 215987.5616 | 206646.3732 | 196630.2772 | 187624.3102 | 179030.8303 | 171287.9737 | 162985.6902 | 164370.1189 | 156841.7165 | 150058.5109 | 142785.2139 | 136245.4331 | 183714.7753 | 175769.344 | 167249.8496 | 160722.807 | 187679.8259 | 185280.7699 | 190457.9251 | 191114.4
NSW1 | Grid Battery | 0.00021959 | 0.00020953 | 0.00020047 | 0.00019075 | 0.00018202 | 0.00017368 | 0.00018089 | 0.00017212 | 0.00065702 | 0.00062693 | 0.00059981 | 0.00062733 | 0.00059859 | 0.00057118 | 0.00055936 | 0.00055243 | 0.0011891 | 0.0011346 | 0.0019732 | 0.0018775 | 23071.1389 | 22014.4455 | 28126.277 | 35637.0459 | 36513.1178 | 38247.6433 | 36593.4811 | 34819.8046 | 33225.0042
NSW1 | Pumped Hydro | 0 | 0 | 0.00026215 | 0.00029427 | 0.00028079 | 0.00026793 | 0.00025635 | 0.00024392 | 241735.9722 | 230664.0955 | 220688.1656 | 209991.4677 | 200373.5378 | 191196.1238 | 182927.1337 | 174060.7031 | 166088.4574 | 158481.3524 | 151627.2352 | 144277.9025 | 137669.7543 | 131364.2693 | 125682.9311 | 119591.1125 | 114113.6569 | 108887.0772 | 104177.849 | 99128.3758 | 94588.1448
NSW1 | VPP | 0 | 0 | 0 | 0 | 0 | 0 | 0 | 0 | 0 | 0 | 0 | 0 | 0 | 0 | 0 | 0 | 0 | 0 | 0 | 0 | 0 | 0 | 0 | 0 | 0 | 0 | 0 | 0 | 0
Total excluding storage |  | 0.00083009 | 90911.0876 | 173256.1864 | 247543.2201 | 314926.8114 | 379367.2966 | 432864.362 | 477082.4336 | 843751.4586 | 805106.3533 | 770286.5235 | 732950.9361 | 699380.6639 | 667347.9615 | 638486.0076 | 607538.7569 | 593982.6093 | 591347.3436 | 630552.9824 | 599990.2434 | 648156.1568 | 705472.8064 | 674962.0013 | 663881.5859 | 635479.2049 | 640691.6558 | 602150.2791 | 584839.3838 | 541843.2823
Region | Technology | 2021-22 | 2022-23 | 2023-24 | 2024-25 | 2025-26 | 2026-27 | 2027-28 | 2028-29 | 2029-30 | 2030-31 | 2031-32 | 2032-33 | 2033-34 | 2034-35 | 2035-36 | 2036-37 | 2037-38 | 2038-39 | 2039-40 | 2040-41 | 2041-42 | 2042-43 | 2043-44 | 2044-45 | 2045-46 | 2046-47 | 2047-48 | 2048-49 | 2049-50
QLD1 | Black Coal | 0 | 0 | 0 | 0 | 0 | 0 | 0 | 0 | 0 | 0 | 0 | 0 | 0 | 0 | 0 | 0 | 0 | 0 | 0 | 0 | 0 | 0 | 0 | 0 | 0 | 0 | 0 | 0 | 0
QLD1 | Brown Coal | 0 | 0 | 0 | 0 | 0 | 0 | 0 | 0 | 0 | 0 | 0 | 0 | 0 | 0 | 0 | 0 | 0 | 0 | 0 | 0 | 0 | 0 | 0 | 0 | 0 | 0 | 0 | 0 | 0
QLD1 | CCGT | 2.6053e-05 | 2.486e-05 | 2.3785e-05 | 2.2632e-05 | 2.1596e-05 | 2.0606e-05 | 1.9715e-05 | 1.876e-05 | 1.79e-05 | 1.7081e-05 | 1.6342e-05 | 2.8544e-05 | 2.7236e-05 | 2.5989e-05 | 2.4865e-05 | 2.366e-05 | 4.3108e-05 | 4.1134e-05 | 6.7782e-05 | 6.4497e-05 | 8.6805e-05 | 8.2829e-05 | 7.9247e-05 | 7.5405e-05 | 8.3027e-05 | 7.6392e-05 | 7.3088e-05 | 6.9545e-05 | 6.636e-05
QLD1 | Gas - Steam | 0 | 0 | 0 | 0 | 0 | 0 | 0 | 0 | 0 | 0 | 0 | 0 | 0 | 0 | 0 | 0 | 0 | 0 | 0 | 0 | 0 | 0 | 0 | 0 | 0 | 0 | 0 | 0 | 0
QLD1 | OCGT / Diesel | 6.4902e-05 | 6.193e-05 | 5.9251e-05 | 5.6379e-05 | 5.3797e-05 | 5.1333e-05 | 4.9113e-05 | 4.6732e-05 | 4.4592e-05 | 4.255e-05 | 4.0709e-05 | 4.5192e-05 | 4.3123e-05 | 4.1147e-05 | 3.9368e-05 | 3.746e-05 | 5.0928e-05 | 4.8596e-05 | 282.0312 | 268.3612 | 256.0699 | 244.3415 | 233.774 | 222.443 | 12238.7794 | 44428.1083 | 42506.6489 | 43574.4379 | 44005.213
QLD1 | Hydro | 0 | 0 | 0 | 0 | 0 | 0 | 0 | 0 | 0 | 0 | 0 | 0 | 0 | 0 | 0 | 0 | 0 | 0 | 0 | 0 | 0 | 0 | 0 | 0 | 0 | 0 | 0 | 0 | 0
QLD1 | Wind | 0.0013014 | 0.001259 | 0.0012046 | 12552.5638 | 59013.4435 | 56310.5376 | 119094.8727 | 179355.6384 | 234388.5443 | 223653.191 | 213980.4738 | 203608.8959 | 194283.2977 | 185384.826 | 184033.572 | 209768.7637 | 284749.4185 | 271707.4603 | 259956.4569 | 247616.2477 | 247494.5635 | 307802.568 | 294490.4969 | 300598.3031 | 299111.8822 | 307981.1839 | 294661.3878 | 280379.227 | 280032.241
QLD1 | Solar PV | 0.00012537 | 0.00014512 | 0.00013885 | 0.00013212 | 0.00012607 | 0.00012029 | 0.00020316 | 0.00019331 | 0.00036002 | 0.00034353 | 0.00032868 | 0.00031275 | 0.00029842 | 0.00028475 | 0.00027244 | 0.00025923 | 26377.3494 | 25169.2265 | 24080.6894 | 27016.5281 | 35064.7744 | 79985.8079 | 76526.523 | 72817.3024 | 71259.3226 | 96597.624 | 92419.8991 | 87940.3307 | 101668.6017
QLD1 | Grid Battery | 0.00011057 | 0.0001055 | 0.00010094 | 9.6049e-05 | 9.165e-05 | 8.7452e-05 | 0.00010008 | 0.00012121 | 0.00014695 | 0.00014878 | 0.00014234 | 0.00028478 | 0.00061786 | 0.00058957 | 0.00056407 | 0.00053673 | 22373.3469 | 21348.6135 | 23307.1596 | 22177.4676 | 40337.8179 | 38490.2842 | 36825.6282 | 44728.234 | 42679.6126 | 65649.4471 | 62810.1917 | 59765.7981 | 57028.4332
QLD1 | Pumped Hydro | 0 | 0 | 0.00013118 | 0.00015637 | 0.00014921 | 0.00014238 | 0.00013622 | 0.00015072 | 0.00014381 | 0.00013723 | 0.00013129 | 0.00035915 | 0.00077351 | 0.00073808 | 0.00070616 | 0.00067194 | 73738.8054 | 70361.4555 | 67318.4117 | 64055.5058 | 65380.841 | 108047.1589 | 103374.2561 | 100201.9694 | 95612.5662 | 122179.5123 | 116895.4031 | 111229.5134 | 106135.0318
QLD1 | VPP | 0 | 0 | 0 | 0 | 0 | 0 | 0 | 0 | 0 | 0 | 0 | 0 | 0 | 0 | 0 | 0 | 0 | 0 | 0 | 0 | 0 | 0 | 0 | 0 | 0 | 0 | 0 | 0 | 0
Total excluding storage |  | 0.0015177 | 0.0014909 | 0.0014265 | 12552.564 | 59013.4437 | 56310.5378 | 119094.8729 | 179355.6387 | 234388.5447 | 223653.1914 | 213980.4742 | 203608.8963 | 194283.2981 | 185384.8264 | 184033.5723 | 209768.7641 | 311126.768 | 296876.6869 | 284319.1775 | 274901.137 | 282815.4079 | 388032.7174 | 371250.794 | 373638.0486 | 382609.9843 | 449006.9163 | 429587.9359 | 411893.9956 | 425706.0557
Region | Technology | 2021-22 | 2022-23 | 2023-24 | 2024-25 | 2025-26 | 2026-27 | 2027-28 | 2028-29 | 2029-30 | 2030-31 | 2031-32 | 2032-33 | 2033-34 | 2034-35 | 2035-36 | 2036-37 | 2037-38 | 2038-39 | 2039-40 | 2040-41 | 2041-42 | 2042-43 | 2043-44 | 2044-45 | 2045-46 | 2046-47 | 2047-48 | 2048-49 | 2049-50
VIC1 | Black Coal | 0 | 0 | 0 | 0 | 0 | 0 | 0 | 0 | 0 | 0 | 0 | 0 | 0 | 0 | 0 | 0 | 0 | 0 | 0 | 0 | 0 | 0 | 0 | 0 | 0 | 0 | 0 | 0 | 0
VIC1 | Brown Coal | 0 | 0 | 0 | 0 | 0 | 0 | 0 | 0 | 0 | 0 | 0 | 0 | 0 | 0 | 0 | 0 | 0 | 0 | 0 | 0 | 0 | 0 | 0 | 0 | 0 | 0 | 0 | 0 | 0
VIC1 | CCGT | 2.2272e-05 | 2.1252e-05 | 2.0333e-05 | 1.9347e-05 | 1.8461e-05 | 1.7616e-05 | 1.6854e-05 | 1.6037e-05 | 1.5302e-05 | 1.4602e-05 | 1.397e-05 | 2.3031e-05 | 2.1976e-05 | 2.097e-05 | 2.0063e-05 | 1.909e-05 | 2.4339e-05 | 2.3224e-05 | 3.5508e-05 | 3.3787e-05 | 3.8008e-05 | 3.6267e-05 | 3.4699e-05 | 3.3017e-05 | 3.1505e-05 | 2.7969e-05 | 2.6759e-05 | 7.509e-05 | 7.1651e-05
VIC1 | Gas - Steam | 0 | 0 | 0 | 0 | 0 | 0 | 0 | 0 | 0 | 0 | 0 | 0 | 0 | 0 | 0 | 0 | 0 | 0 | 0 | 0 | 0 | 0 | 0 | 0 | 0 | 0 | 0 | 0 | 0
VIC1 | OCGT / Diesel | 6.4339e-05 | 6.1393e-05 | 5.8737e-05 | 5.589e-05 | 5.3331e-05 | 5.0888e-05 | 4.8687e-05 | 4.6327e-05 | 4.4205e-05 | 4.2181e-05 | 4.0356e-05 | 4.3563e-05 | 4.1568e-05 | 3.9664e-05 | 3.7948e-05 | 3.6109e-05 | 3.4455e-05 | 3.2877e-05 | 7.0676e-05 | 6.725e-05 | 0.00013078 | 0.00012479 | 0.00011939 | 0.00016863 | 0.00016091 | 0.00013363 | 0.00012785 | 0.0005811 | 0.00055449
VIC1 | Hydro | 0 | 0 | 0 | 0 | 0 | 0 | 0 | 0 | 0 | 0 | 0 | 0 | 0 | 0 | 0 | 0 | 0 | 0 | 0 | 0 | 0 | 0 | 0 | 0 | 0 | 0 | 0 | 0 | 0
VIC1 | Wind | 0.0004131 | 0.00039418 | 0.00037713 | 0.00044262 | 0.00042234 | 0.000403 | 0.00038557 | 0.00041303 | 0.00039411 | 0.00037606 | 0.00037133 | 0.0014563 | 18241.3916 | 17405.9083 | 25607.0572 | 38178.0801 | 96228.4075 | 108381.3302 | 103693.9752 | 98667.9554 | 109377.305 | 116213.1869 | 146462.6941 | 139363.6854 | 175183.0251 | 193851.8269 | 239536.7175 | 257252.6248 | 245470.0617
VIC1 | Solar PV | 2.7582e-05 | 2.6319e-05 | 2.5181e-05 | 5.2061e-05 | 4.9677e-05 | 4.7401e-05 | 4.5351e-05 | 4.3153e-05 | 4.1177e-05 | 3.9291e-05 | 4.167e-05 | 0.00011296 | 0.00011173 | 0.00010662 | 0.00010201 | 0.00011441 | 0.00036266 | 0.00034912 | 0.00033402 | 0.0010177 | 0.0018126 | 1957.9397 | 1873.2613 | 1782.4648 | 4130.5774 | 3941.3906 | 7878.1259 | 31645.8369 | 30196.4097
VIC1 | Grid Battery | 0.0001141 | 0.00010887 | 0.00010416 | 9.9116e-05 | 9.4576e-05 | 9.0245e-05 | 9.5211e-05 | 9.0596e-05 | 0.00014027 | 0.00013384 | 0.00012805 | 0.00018208 | 0.00017374 | 0.00016578 | 0.00017004 | 0.00018852 | 0.00019211 | 0.00019332 | 0.00045606 | 0.00043395 | 0.0019588 | 0.0018691 | 0.0017882 | 0.0054545 | 0.0052047 | 0.0049663 | 0.004748 | 9217.8994 | 8795.7055
VIC1 | Pumped Hydro | 0 | 0 | 0.00015039 | 0.00015952 | 0.00015221 | 0.00014524 | 0.00013896 | 0.00013222 | 0.00012617 | 0.00012039 | 0.00011518 | 0.00020992 | 0.0002003 | 0.00019113 | 0.00018286 | 0.00020748 | 0.00026052 | 0.00027038 | 0.00065422 | 0.00062251 | 0.0015206 | 0.001451 | 0.0013882 | 0.012731 | 0.043023 | 0.041052 | 0.039277 | 45657.1129 | 43565.9474
VIC1 | VPP | 0 | 0 | 0 | 0 | 0 | 0 | 0 | 0 | 0 | 0 | 0 | 0 | 0 | 0 | 0 | 0 | 0 | 0 | 0 | 0 | 0 | 0 | 0 | 0 | 0 | 0 | 0 | 0 | 0
Total excluding storage |  | 0.00052729 | 0.00050314 | 0.00048138 | 0.00056991 | 0.00054381 | 0.0005189 | 0.00049646 | 0.00051855 | 0.0004948 | 0.00047213 | 0.00046733 | 0.0016358 | 18241.3918 | 17405.9084 | 25607.0574 | 38178.0803 | 96228.4079 | 108381.3306 | 103693.9757 | 98667.9565 | 109377.307 | 118171.1268 | 148335.9556 | 141146.1504 | 179313.6027 | 197793.2177 | 247414.8435 | 288898.4623 | 275666.472
Region | Technology | 2021-22 | 2022-23 | 2023-24 | 2024-25 | 2025-26 | 2026-27 | 2027-28 | 2028-29 | 2029-30 | 2030-31 | 2031-32 | 2032-33 | 2033-34 | 2034-35 | 2035-36 | 2036-37 | 2037-38 | 2038-39 | 2039-40 | 2040-41 | 2041-42 | 2042-43 | 2043-44 | 2044-45 | 2045-46 | 2046-47 | 2047-48 | 2048-49 | 2049-50
SA1 | Black Coal | 0 | 0 | 0 | 0 | 0 | 0 | 0 | 0 | 0 | 0 | 0 | 0 | 0 | 0 | 0 | 0 | 0 | 0 | 0 | 0 | 0 | 0 | 0 | 0 | 0 | 0 | 0 | 0 | 0
SA1 | Brown Coal | 0 | 0 | 0 | 0 | 0 | 0 | 0 | 0 | 0 | 0 | 0 | 0 | 0 | 0 | 0 | 0 | 0 | 0 | 0 | 0 | 0 | 0 | 0 | 0 | 0 | 0 | 0 | 0 | 0
SA1 | CCGT | 2.1939e-05 | 2.0934e-05 | 2.0029e-05 | 1.9058e-05 | 1.8185e-05 | 1.7352e-05 | 1.6602e-05 | 1.5797e-05 | 1.5074e-05 | 1.4383e-05 | 1.3761e-05 | 2.607e-05 | 2.4876e-05 | 2.3737e-05 | 2.271e-05 | 2.161e-05 | 2.9212e-05 | 2.7874e-05 | 3.9233e-05 | 3.7331e-05 | 5.6954e-05 | 5.4346e-05 | 5.1995e-05 | 4.9475e-05 | 4.7209e-05 | 3.8257e-05 | 3.6603e-05 | 5.6095e-05 | 5.3526e-05
SA1 | Gas - Steam | 0 | 0 | 0 | 0 | 0 | 0 | 0 | 0 | 0 | 0 | 0 | 0 | 0 | 0 | 0 | 0 | 0 | 0 | 0 | 0 | 0 | 0 | 0 | 0 | 0 | 0 | 0 | 0 | 0
SA1 | OCGT / Diesel | 6.4482e-05 | 6.1529e-05 | 5.8868e-05 | 5.6014e-05 | 5.3449e-05 | 5.1001e-05 | 4.8795e-05 | 4.643e-05 | 4.4303e-05 | 4.2274e-05 | 4.0446e-05 | 4.4173e-05 | 4.215e-05 | 4.022e-05 | 3.848e-05 | 3.6615e-05 | 3.9573e-05 | 3.776e-05 | 0.00011053 | 0.00010518 | 0.00037378 | 0.00035666 | 0.00034124 | 4014.3323 | 3830.4698 | 3655.0284 | 3496.953 | 8297.0823 | 7917.0633
SA1 | Hydro | 0 | 0 | 0 | 0 | 0 | 0 | 0 | 0 | 0 | 0 | 0 | 0 | 0 | 0 | 0 | 0 | 0 | 0 | 0 | 0 | 0 | 0 | 0 | 0 | 0 | 0 | 0 | 0 | 0
SA1 | Wind | 0.00083822 | 0.00079983 | 0.00092348 | 0.00087872 | 0.00083847 | 0.00080007 | 0.00076547 | 0.00081844 | 0.00078096 | 0.00075341 | 0.0007345 | 35594.0839 | 33963.8205 | 32408.2256 | 59895.348 | 73949.3891 | 108083.6997 | 127753.1434 | 132474.9375 | 126053.9118 | 120280.4505 | 114771.4222 | 109807.7038 | 104485.353 | 99699.7643 | 107746.9797 | 105855.4763 | 111667.2708 | 106552.7393
SA1 | Solar PV | 0.00012007 | 0.00011457 | 0.00010962 | 0.00010431 | 9.9529e-05 | 9.497e-05 | 9.0863e-05 | 8.6459e-05 | 8.2499e-05 | 7.872e-05 | 9.6353e-05 | 0.00031523 | 0.00033991 | 0.00032434 | 0.00031031 | 0.00045415 | 0.00075929 | 0.00072451 | 0.00069318 | 2747.1443 | 4279.3329 | 11091.3831 | 11097.4525 | 10559.5618 | 16680.053 | 15916.081 | 15227.7307 | 14489.6466 | 13825.9988
SA1 | Grid Battery | 0.0001213 | 0.00011574 | 0.00011073 | 0.00010537 | 0.00010054 | 9.5937e-05 | 0.00010147 | 9.6551e-05 | 0.00014866 | 0.00014185 | 0.00013572 | 0.00020708 | 0.00019759 | 0.00018854 | 0.00020181 | 0.00031388 | 0.00029951 | 0.00028579 | 0.0016886 | 0.0016067 | 19513.7072 | 18619.9496 | 17814.6604 | 23883.2421 | 22789.3532 | 21745.566 | 20805.0978 | 19796.6801 | 18889.9619
SA1 | Pumped Hydro | 0 | 0 | 0.00016708 | 0.00015898 | 0.0001517 | 0.00014475 | 0.00013849 | 0.00013178 | 0.00012574 | 0.00011998 | 0.00011479 | 0.00016594 | 0.00015834 | 0.00015108 | 0.00016077 | 0.00021312 | 0.00020336 | 0.00019405 | 0.00024723 | 0.00023525 | 0.00033662 | 0.0003212 | 0.00030731 | 0.00036147 | 0.0003833 | 0.00036575 | 0.00034993 | 0.00033297 | 0.00031772
SA1 | VPP | 0 | 0 | 0 | 0 | 0 | 0 | 0 | 0 | 0 | 0 | 0 | 0 | 0 | 0 | 0 | 0 | 0 | 0 | 0 | 0 | 0 | 0 | 0 | 0 | 0 | 0 | 0 | 0 | 0
Total excluding storage |  | 0.0010447 | 0.00099687 | 0.001112 | 0.0010581 | 0.0010096 | 0.00096339 | 0.00092173 | 0.00096713 | 0.00092283 | 0.00088879 | 0.00088507 | 35594.0843 | 33963.8209 | 32408.226 | 59895.3483 | 73949.3896 | 108083.7005 | 127753.1442 | 132474.9383 | 128801.0563 | 124559.7838 | 125862.8057 | 120905.1567 | 119059.2472 | 120210.2871 | 127318.0892 | 124580.1601 | 134453.9998 | 128295.8014
Region | Technology | 2021-22 | 2022-23 | 2023-24 | 2024-25 | 2025-26 | 2026-27 | 2027-28 | 2028-29 | 2029-30 | 2030-31 | 2031-32 | 2032-33 | 2033-34 | 2034-35 | 2035-36 | 2036-37 | 2037-38 | 2038-39 | 2039-40 | 2040-41 | 2041-42 | 2042-43 | 2043-44 | 2044-45 | 2045-46 | 2046-47 | 2047-48 | 2048-49 | 2049-50
TAS1 | Black Coal | 0 | 0 | 0 | 0 | 0 | 0 | 0 | 0 | 0 | 0 | 0 | 0 | 0 | 0 | 0 | 0 | 0 | 0 | 0 | 0 | 0 | 0 | 0 | 0 | 0 | 0 | 0 | 0 | 0
TAS1 | Brown Coal | 0 | 0 | 0 | 0 | 0 | 0 | 0 | 0 | 0 | 0 | 0 | 0 | 0 | 0 | 0 | 0 | 0 | 0 | 0 | 0 | 0 | 0 | 0 | 0 | 0 | 0 | 0 | 0 | 0
TAS1 | CCGT | 1.9994e-05 | 1.9078e-05 | 1.8253e-05 | 1.7369e-05 | 1.6573e-05 | 1.5814e-05 | 1.513e-05 | 1.4397e-05 | 1.3737e-05 | 1.3108e-05 | 1.2541e-05 | 1.1933e-05 | 1.1387e-05 | 1.0865e-05 | 1.0395e-05 | 9.8915e-06 | 9.4384e-06 | 9.0061e-06 | 8.6166e-06 | 8.199e-06 | 7.8235e-06 | 7.4651e-06 | 7.1423e-06 | 6.7961e-06 | 6.4848e-06 | 0 | 0 | 6.468e-06 | 6.1717e-06
TAS1 | Gas - Steam | 0 | 0 | 0 | 0 | 0 | 0 | 0 | 0 | 0 | 0 | 0 | 0 | 0 | 0 | 0 | 0 | 0 | 0 | 0 | 0 | 0 | 0 | 0 | 0 | 0 | 0 | 0 | 0 | 0
TAS1 | OCGT / Diesel | 6.3427e-05 | 6.0522e-05 | 5.7905e-05 | 5.5098e-05 | 5.2574e-05 | 5.0166e-05 | 4.7997e-05 | 4.567e-05 | 4.3579e-05 | 4.1583e-05 | 3.9784e-05 | 4.2562e-05 | 4.0613e-05 | 3.8753e-05 | 3.7077e-05 | 3.528e-05 | 3.3664e-05 | 3.2122e-05 | 5.4642e-05 | 5.1993e-05 | 4.9612e-05 | 4.7339e-05 | 4.5292e-05 | 4.3097e-05 | 4.1123e-05 | 1.961e-05 | 1.8762e-05 | 3.77e-05 | 3.5973e-05
TAS1 | Hydro | 0 | 0 | 0 | 0 | 0 | 0 | 0 | 0 | 0 | 0 | 0 | 0 | 0 | 0 | 0 | 0 | 0 | 0 | 0 | 0 | 0 | 0 | 0 | 0 | 0 | 0 | 0 | 0 | 0
TAS1 | Wind | 0.00053994 | 0.00051521 | 0.00066386 | 0.00063168 | 0.00060275 | 0.00057514 | 0.00055027 | 0.00057912 | 0.00055259 | 0.00052728 | 0.00052891 | 80346.6246 | 76666.6265 | 73155.178 | 72318.6252 | 87107.597 | 108885.3975 | 106792.0251 | 102173.4053 | 97221.087 | 98374.1617 | 93868.4749 | 89808.7822 | 85455.7739 | 81541.769 | 77807.0313 | 78399.6691 | 80080.3868 | 76412.5828
TAS1 | Solar PV | 1.532e-05 | 1.4618e-05 | 1.3986e-05 | 1.3308e-05 | 1.2699e-05 | 1.2117e-05 | 1.1593e-05 | 1.1031e-05 | 1.0526e-05 | 1.0044e-05 | 9.6094e-06 | 1.7426e-05 | 1.6628e-05 | 1.5866e-05 | 1.518e-05 | 1.4444e-05 | 2.5188e-05 | 2.4034e-05 | 2.2995e-05 | 2.188e-05 | 2.0878e-05 | 1.9922e-05 | 1.906e-05 | 1.8136e-05 | 1.7306e-05 | 1.4342e-05 | 1.3721e-05 | 2.4193e-05 | 2.8275e-05
TAS1 | Grid Battery | 0.00010742 | 0.0001025 | 9.8063e-05 | 9.331e-05 | 8.9036e-05 | 8.4958e-05 | 9.0255e-05 | 9.6492e-05 | 0.0001324 | 0.00012634 | 0.00012087 | 0.0001671 | 0.00015944 | 0.00015214 | 0.00015608 | 0.00016798 | 0.00016029 | 0.00016077 | 0.00022963 | 0.0002185 | 0.00021108 | 0.00020141 | 0.0001927 | 0.00018336 | 0.00017496 | 0.00018482 | 0.00018603 | 0.00023806 | 0.00021138
TAS1 | Pumped Hydro | 0 | 0 | 0.00024049 | 0.00022883 | 0.00021835 | 0.00020835 | 0.00023891 | 0.00022733 | 0.00024169 | 0.00025329 | 0.00024234 | 0.00064887 | 0.00061915 | 0.00059079 | 0.00056524 | 0.0011243 | 13580.9833 | 13486.2532 | 20749.0448 | 19743.344 | 28489.852 | 27184.9732 | 26009.2576 | 24748.5956 | 23615.0722 | 23612.9294 | 22591.7001 | 24315.669 | 23201.9742
TAS1 | VPP | 0 | 0 | 0 | 0 | 0 | 0 | 0 | 0 | 0 | 0 | 0 | 0 | 0 | 0 | 0 | 0 | 0 | 0 | 0 | 0 | 0 | 0 | 0 | 0 | 0 | 0 | 0 | 0 | 0
Total excluding storage |  | 0.00063868 | 0.00060943 | 0.000754 | 0.00071746 | 0.00068459 | 0.00065324 | 0.00062499 | 0.00065022 | 0.00062044 | 0.00059202 | 0.00059084 | 80346.6247 | 76666.6266 | 73155.1781 | 72318.6253 | 87107.5971 | 108885.3975 | 106792.0252 | 102173.4054 | 97221.087 | 98374.1618 | 93868.4749 | 89808.7823 | 85455.774 | 81541.769 | 77807.0313 | 78399.6691 | 80080.3869 | 76412.5829

## Marinus_REHAB Cost
Rehabilition cost by technology ($000s) - Marinus Link, Central No TRET Sensitivity
REHAB | Real June 2020 dollars discounted to 1 July 2020
Explicitly modelled generation
Region | Technology | 2021-22 | 2022-23 | 2023-24 | 2024-25 | 2025-26 | 2026-27 | 2027-28 | 2028-29 | 2029-30 | 2030-31 | 2031-32 | 2032-33 | 2033-34 | 2034-35 | 2035-36 | 2036-37 | 2037-38 | 2038-39 | 2039-40 | 2040-41 | 2041-42 | 2042-43 | 2043-44 | 2044-45 | 2045-46 | 2046-47 | 2047-48 | 2048-49 | 2049-50
NEM | Black Coal | 0 | 0 | 0 | 112744.441 | 108766.0646 | 18585.6126 | 9935.9396 | 0 | 21207.0477 | 0 | 5.7124e-05 | 0 | 0 | 0 | 0 | 0 | 0 | 0 | 0 | 0 | 0 | 0 | 0 | 0 | 0 | 0 | 0 | 0 | 0
NEM | Brown Coal | 0 | 0 | 0 | 32789.5724 | 0 | 2214.8406 | 0 | 0 | 0 | 0 | 0 | 0 | 0 | 0 | 0 | 0 | 0 | 0 | 0 | 0 | 0 | 0 | 0 | 0 | 0 | 0 | 0 | 0 | 0
NEM | CCGT | 0 | 0 | 0 | 0 | 0 | 0 | 0 | 0 | 0 | 0 | 0 | 0 | 0 | 0 | 0 | 0 | 0 | 0 | 0 | 0 | 0 | 0 | 0 | 0 | 0 | 0 | 0 | 0 | 0
NEM | Gas - Steam | 0 | 0 | 0 | 0 | 0 | 0 | 0 | 0 | 0 | 0 | 0 | 0 | 0 | 0 | 0 | 0 | 0 | 0 | 0 | 0 | 0 | 0 | 0 | 0 | 0 | 0 | 0 | 0 | 0
NEM | OCGT / Diesel | 0 | 0 | 0 | 0 | 0 | 0 | 0 | 0 | 0 | 0 | 0 | 0 | 0 | 0 | 0 | 0 | 0 | 0 | 0 | 0 | 0 | 0 | 0 | 0 | 0 | 0 | 0 | 0 | 0
NEM | Hydro | 0 | 0 | 0 | 0 | 0 | 0 | 0 | 0 | 0 | 0 | 0 | 0 | 0 | 0 | 0 | 0 | 0 | 0 | 0 | 0 | 0 | 0 | 0 | 0 | 0 | 0 | 0 | 0 | 0
NEM | Wind | 0 | 0 | 0 | 0 | 0 | 0 | 0 | 0 | 0 | 0 | 0 | 0 | 0 | 0 | 0 | 0 | 0 | 0 | 0 | 0 | 0 | 0 | 0 | 0 | 0 | 0 | 0 | 0 | 0
NEM | Solar PV | 0 | 0 | 0 | 0 | 0 | 0 | 0 | 0 | 0 | 0 | 0 | 0 | 0 | 0 | 0 | 0 | 0 | 0 | 0 | 0 | 0 | 0 | 0 | 0 | 0 | 0 | 0 | 0 | 0
NEM | Grid Battery | 0 | 0 | 0 | 0 | 0 | 0 | 0 | 0 | 0 | 0 | 0 | 0 | 0 | 0 | 0 | 0 | 0 | 0 | 0 | 0 | 0 | 0 | 0 | 0 | 0 | 0 | 0 | 0 | 0
NEM | Pumped Hydro | 0 | 0 | 0 | 0 | 0 | 0 | 0 | 0 | 0 | 0 | 0 | 0 | 0 | 0 | 0 | 0 | 0 | 0 | 0 | 0 | 0 | 0 | 0 | 0 | 0 | 0 | 0 | 0 | 0
NEM | VPP | 0 | 0 | 0 | 0 | 0 | 0 | 0 | 0 | 0 | 0 | 0 | 0 | 0 | 0 | 0 | 0 | 0 | 0 | 0 | 0 | 0 | 0 | 0 | 0 | 0 | 0 | 0 | 0 | 0
Total excluding storage |  | 0 | 0 | 0 | 145534.0134 | 108766.0646 | 20800.4533 | 9935.9396 | 0 | 21207.0477 | 0 | 5.7124e-05 | 0 | 0 | 0 | 0 | 0 | 0 | 0 | 0 | 0 | 0 | 0 | 0 | 0 | 0 | 0 | 0 | 0 | 0
Region | Technology | 2021-22 | 2022-23 | 2023-24 | 2024-25 | 2025-26 | 2026-27 | 2027-28 | 2028-29 | 2029-30 | 2030-31 | 2031-32 | 2032-33 | 2033-34 | 2034-35 | 2035-36 | 2036-37 | 2037-38 | 2038-39 | 2039-40 | 2040-41 | 2041-42 | 2042-43 | 2043-44 | 2044-45 | 2045-46 | 2046-47 | 2047-48 | 2048-49 | 2049-50
NSW1 | Black Coal | 0 | 0 | 0 | 21822.253 | 108766.0631 | 8935.7429 | 9935.9395 | 0 | 21207.0477 | 0 | 5.7124e-05 | 0 | 0 | 0 | 0 | 0 | 0 | 0 | 0 | 0 | 0 | 0 | 0 | 0 | 0 | 0 | 0 | 0 | 0
NSW1 | Brown Coal | 0 | 0 | 0 | 0 | 0 | 0 | 0 | 0 | 0 | 0 | 0 | 0 | 0 | 0 | 0 | 0 | 0 | 0 | 0 | 0 | 0 | 0 | 0 | 0 | 0 | 0 | 0 | 0 | 0
NSW1 | CCGT | 0 | 0 | 0 | 0 | 0 | 0 | 0 | 0 | 0 | 0 | 0 | 0 | 0 | 0 | 0 | 0 | 0 | 0 | 0 | 0 | 0 | 0 | 0 | 0 | 0 | 0 | 0 | 0 | 0
NSW1 | Gas - Steam | 0 | 0 | 0 | 0 | 0 | 0 | 0 | 0 | 0 | 0 | 0 | 0 | 0 | 0 | 0 | 0 | 0 | 0 | 0 | 0 | 0 | 0 | 0 | 0 | 0 | 0 | 0 | 0 | 0
NSW1 | OCGT / Diesel | 0 | 0 | 0 | 0 | 0 | 0 | 0 | 0 | 0 | 0 | 0 | 0 | 0 | 0 | 0 | 0 | 0 | 0 | 0 | 0 | 0 | 0 | 0 | 0 | 0 | 0 | 0 | 0 | 0
NSW1 | Hydro | 0 | 0 | 0 | 0 | 0 | 0 | 0 | 0 | 0 | 0 | 0 | 0 | 0 | 0 | 0 | 0 | 0 | 0 | 0 | 0 | 0 | 0 | 0 | 0 | 0 | 0 | 0 | 0 | 0
NSW1 | Wind | 0 | 0 | 0 | 0 | 0 | 0 | 0 | 0 | 0 | 0 | 0 | 0 | 0 | 0 | 0 | 0 | 0 | 0 | 0 | 0 | 0 | 0 | 0 | 0 | 0 | 0 | 0 | 0 | 0
NSW1 | Solar PV | 0 | 0 | 0 | 0 | 0 | 0 | 0 | 0 | 0 | 0 | 0 | 0 | 0 | 0 | 0 | 0 | 0 | 0 | 0 | 0 | 0 | 0 | 0 | 0 | 0 | 0 | 0 | 0 | 0
NSW1 | Grid Battery | 0 | 0 | 0 | 0 | 0 | 0 | 0 | 0 | 0 | 0 | 0 | 0 | 0 | 0 | 0 | 0 | 0 | 0 | 0 | 0 | 0 | 0 | 0 | 0 | 0 | 0 | 0 | 0 | 0
NSW1 | Pumped Hydro | 0 | 0 | 0 | 0 | 0 | 0 | 0 | 0 | 0 | 0 | 0 | 0 | 0 | 0 | 0 | 0 | 0 | 0 | 0 | 0 | 0 | 0 | 0 | 0 | 0 | 0 | 0 | 0 | 0
NSW1 | VPP | 0 | 0 | 0 | 0 | 0 | 0 | 0 | 0 | 0 | 0 | 0 | 0 | 0 | 0 | 0 | 0 | 0 | 0 | 0 | 0 | 0 | 0 | 0 | 0 | 0 | 0 | 0 | 0 | 0
Total excluding storage |  | 0 | 0 | 0 | 21822.253 | 108766.0631 | 8935.7429 | 9935.9395 | 0 | 21207.0477 | 0 | 5.7124e-05 | 0 | 0 | 0 | 0 | 0 | 0 | 0 | 0 | 0 | 0 | 0 | 0 | 0 | 0 | 0 | 0 | 0 | 0
Region | Technology | 2021-22 | 2022-23 | 2023-24 | 2024-25 | 2025-26 | 2026-27 | 2027-28 | 2028-29 | 2029-30 | 2030-31 | 2031-32 | 2032-33 | 2033-34 | 2034-35 | 2035-36 | 2036-37 | 2037-38 | 2038-39 | 2039-40 | 2040-41 | 2041-42 | 2042-43 | 2043-44 | 2044-45 | 2045-46 | 2046-47 | 2047-48 | 2048-49 | 2049-50
QLD1 | Black Coal | 0 | 0 | 0 | 90922.188 | 0.0014775 | 9649.8697 | 2.1492e-05 | 0 | 0 | 0 | 0 | 0 | 0 | 0 | 0 | 0 | 0 | 0 | 0 | 0 | 0 | 0 | 0 | 0 | 0 | 0 | 0 | 0 | 0
QLD1 | Brown Coal | 0 | 0 | 0 | 0 | 0 | 0 | 0 | 0 | 0 | 0 | 0 | 0 | 0 | 0 | 0 | 0 | 0 | 0 | 0 | 0 | 0 | 0 | 0 | 0 | 0 | 0 | 0 | 0 | 0
QLD1 | CCGT | 0 | 0 | 0 | 0 | 0 | 0 | 0 | 0 | 0 | 0 | 0 | 0 | 0 | 0 | 0 | 0 | 0 | 0 | 0 | 0 | 0 | 0 | 0 | 0 | 0 | 0 | 0 | 0 | 0
QLD1 | Gas - Steam | 0 | 0 | 0 | 0 | 0 | 0 | 0 | 0 | 0 | 0 | 0 | 0 | 0 | 0 | 0 | 0 | 0 | 0 | 0 | 0 | 0 | 0 | 0 | 0 | 0 | 0 | 0 | 0 | 0
QLD1 | OCGT / Diesel | 0 | 0 | 0 | 0 | 0 | 0 | 0 | 0 | 0 | 0 | 0 | 0 | 0 | 0 | 0 | 0 | 0 | 0 | 0 | 0 | 0 | 0 | 0 | 0 | 0 | 0 | 0 | 0 | 0
QLD1 | Hydro | 0 | 0 | 0 | 0 | 0 | 0 | 0 | 0 | 0 | 0 | 0 | 0 | 0 | 0 | 0 | 0 | 0 | 0 | 0 | 0 | 0 | 0 | 0 | 0 | 0 | 0 | 0 | 0 | 0
QLD1 | Wind | 0 | 0 | 0 | 0 | 0 | 0 | 0 | 0 | 0 | 0 | 0 | 0 | 0 | 0 | 0 | 0 | 0 | 0 | 0 | 0 | 0 | 0 | 0 | 0 | 0 | 0 | 0 | 0 | 0
QLD1 | Solar PV | 0 | 0 | 0 | 0 | 0 | 0 | 0 | 0 | 0 | 0 | 0 | 0 | 0 | 0 | 0 | 0 | 0 | 0 | 0 | 0 | 0 | 0 | 0 | 0 | 0 | 0 | 0 | 0 | 0
QLD1 | Grid Battery | 0 | 0 | 0 | 0 | 0 | 0 | 0 | 0 | 0 | 0 | 0 | 0 | 0 | 0 | 0 | 0 | 0 | 0 | 0 | 0 | 0 | 0 | 0 | 0 | 0 | 0 | 0 | 0 | 0
QLD1 | Pumped Hydro | 0 | 0 | 0 | 0 | 0 | 0 | 0 | 0 | 0 | 0 | 0 | 0 | 0 | 0 | 0 | 0 | 0 | 0 | 0 | 0 | 0 | 0 | 0 | 0 | 0 | 0 | 0 | 0 | 0
QLD1 | VPP | 0 | 0 | 0 | 0 | 0 | 0 | 0 | 0 | 0 | 0 | 0 | 0 | 0 | 0 | 0 | 0 | 0 | 0 | 0 | 0 | 0 | 0 | 0 | 0 | 0 | 0 | 0 | 0 | 0
Total excluding storage |  | 0 | 0 | 0 | 90922.188 | 0.0014775 | 9649.8697 | 2.1492e-05 | 0 | 0 | 0 | 0 | 0 | 0 | 0 | 0 | 0 | 0 | 0 | 0 | 0 | 0 | 0 | 0 | 0 | 0 | 0 | 0 | 0 | 0
Region | Technology | 2021-22 | 2022-23 | 2023-24 | 2024-25 | 2025-26 | 2026-27 | 2027-28 | 2028-29 | 2029-30 | 2030-31 | 2031-32 | 2032-33 | 2033-34 | 2034-35 | 2035-36 | 2036-37 | 2037-38 | 2038-39 | 2039-40 | 2040-41 | 2041-42 | 2042-43 | 2043-44 | 2044-45 | 2045-46 | 2046-47 | 2047-48 | 2048-49 | 2049-50
VIC1 | Black Coal | 0 | 0 | 0 | 0 | 0 | 0 | 0 | 0 | 0 | 0 | 0 | 0 | 0 | 0 | 0 | 0 | 0 | 0 | 0 | 0 | 0 | 0 | 0 | 0 | 0 | 0 | 0 | 0 | 0
VIC1 | Brown Coal | 0 | 0 | 0 | 32789.5724 | 0 | 2214.8406 | 0 | 0 | 0 | 0 | 0 | 0 | 0 | 0 | 0 | 0 | 0 | 0 | 0 | 0 | 0 | 0 | 0 | 0 | 0 | 0 | 0 | 0 | 0
VIC1 | CCGT | 0 | 0 | 0 | 0 | 0 | 0 | 0 | 0 | 0 | 0 | 0 | 0 | 0 | 0 | 0 | 0 | 0 | 0 | 0 | 0 | 0 | 0 | 0 | 0 | 0 | 0 | 0 | 0 | 0
VIC1 | Gas - Steam | 0 | 0 | 0 | 0 | 0 | 0 | 0 | 0 | 0 | 0 | 0 | 0 | 0 | 0 | 0 | 0 | 0 | 0 | 0 | 0 | 0 | 0 | 0 | 0 | 0 | 0 | 0 | 0 | 0
VIC1 | OCGT / Diesel | 0 | 0 | 0 | 0 | 0 | 0 | 0 | 0 | 0 | 0 | 0 | 0 | 0 | 0 | 0 | 0 | 0 | 0 | 0 | 0 | 0 | 0 | 0 | 0 | 0 | 0 | 0 | 0 | 0
VIC1 | Hydro | 0 | 0 | 0 | 0 | 0 | 0 | 0 | 0 | 0 | 0 | 0 | 0 | 0 | 0 | 0 | 0 | 0 | 0 | 0 | 0 | 0 | 0 | 0 | 0 | 0 | 0 | 0 | 0 | 0
VIC1 | Wind | 0 | 0 | 0 | 0 | 0 | 0 | 0 | 0 | 0 | 0 | 0 | 0 | 0 | 0 | 0 | 0 | 0 | 0 | 0 | 0 | 0 | 0 | 0 | 0 | 0 | 0 | 0 | 0 | 0
VIC1 | Solar PV | 0 | 0 | 0 | 0 | 0 | 0 | 0 | 0 | 0 | 0 | 0 | 0 | 0 | 0 | 0 | 0 | 0 | 0 | 0 | 0 | 0 | 0 | 0 | 0 | 0 | 0 | 0 | 0 | 0
VIC1 | Grid Battery | 0 | 0 | 0 | 0 | 0 | 0 | 0 | 0 | 0 | 0 | 0 | 0 | 0 | 0 | 0 | 0 | 0 | 0 | 0 | 0 | 0 | 0 | 0 | 0 | 0 | 0 | 0 | 0 | 0
VIC1 | Pumped Hydro | 0 | 0 | 0 | 0 | 0 | 0 | 0 | 0 | 0 | 0 | 0 | 0 | 0 | 0 | 0 | 0 | 0 | 0 | 0 | 0 | 0 | 0 | 0 | 0 | 0 | 0 | 0 | 0 | 0
VIC1 | VPP | 0 | 0 | 0 | 0 | 0 | 0 | 0 | 0 | 0 | 0 | 0 | 0 | 0 | 0 | 0 | 0 | 0 | 0 | 0 | 0 | 0 | 0 | 0 | 0 | 0 | 0 | 0 | 0 | 0
Total excluding storage |  | 0 | 0 | 0 | 32789.5724 | 0 | 2214.8406 | 0 | 0 | 0 | 0 | 0 | 0 | 0 | 0 | 0 | 0 | 0 | 0 | 0 | 0 | 0 | 0 | 0 | 0 | 0 | 0 | 0 | 0 | 0
Region | Technology | 2021-22 | 2022-23 | 2023-24 | 2024-25 | 2025-26 | 2026-27 | 2027-28 | 2028-29 | 2029-30 | 2030-31 | 2031-32 | 2032-33 | 2033-34 | 2034-35 | 2035-36 | 2036-37 | 2037-38 | 2038-39 | 2039-40 | 2040-41 | 2041-42 | 2042-43 | 2043-44 | 2044-45 | 2045-46 | 2046-47 | 2047-48 | 2048-49 | 2049-50
SA1 | Black Coal | 0 | 0 | 0 | 0 | 0 | 0 | 0 | 0 | 0 | 0 | 0 | 0 | 0 | 0 | 0 | 0 | 0 | 0 | 0 | 0 | 0 | 0 | 0 | 0 | 0 | 0 | 0 | 0 | 0
SA1 | Brown Coal | 0 | 0 | 0 | 0 | 0 | 0 | 0 | 0 | 0 | 0 | 0 | 0 | 0 | 0 | 0 | 0 | 0 | 0 | 0 | 0 | 0 | 0 | 0 | 0 | 0 | 0 | 0 | 0 | 0
SA1 | CCGT | 0 | 0 | 0 | 0 | 0 | 0 | 0 | 0 | 0 | 0 | 0 | 0 | 0 | 0 | 0 | 0 | 0 | 0 | 0 | 0 | 0 | 0 | 0 | 0 | 0 | 0 | 0 | 0 | 0
SA1 | Gas - Steam | 0 | 0 | 0 | 0 | 0 | 0 | 0 | 0 | 0 | 0 | 0 | 0 | 0 | 0 | 0 | 0 | 0 | 0 | 0 | 0 | 0 | 0 | 0 | 0 | 0 | 0 | 0 | 0 | 0
SA1 | OCGT / Diesel | 0 | 0 | 0 | 0 | 0 | 0 | 0 | 0 | 0 | 0 | 0 | 0 | 0 | 0 | 0 | 0 | 0 | 0 | 0 | 0 | 0 | 0 | 0 | 0 | 0 | 0 | 0 | 0 | 0
SA1 | Hydro | 0 | 0 | 0 | 0 | 0 | 0 | 0 | 0 | 0 | 0 | 0 | 0 | 0 | 0 | 0 | 0 | 0 | 0 | 0 | 0 | 0 | 0 | 0 | 0 | 0 | 0 | 0 | 0 | 0
SA1 | Wind | 0 | 0 | 0 | 0 | 0 | 0 | 0 | 0 | 0 | 0 | 0 | 0 | 0 | 0 | 0 | 0 | 0 | 0 | 0 | 0 | 0 | 0 | 0 | 0 | 0 | 0 | 0 | 0 | 0
SA1 | Solar PV | 0 | 0 | 0 | 0 | 0 | 0 | 0 | 0 | 0 | 0 | 0 | 0 | 0 | 0 | 0 | 0 | 0 | 0 | 0 | 0 | 0 | 0 | 0 | 0 | 0 | 0 | 0 | 0 | 0
SA1 | Grid Battery | 0 | 0 | 0 | 0 | 0 | 0 | 0 | 0 | 0 | 0 | 0 | 0 | 0 | 0 | 0 | 0 | 0 | 0 | 0 | 0 | 0 | 0 | 0 | 0 | 0 | 0 | 0 | 0 | 0
SA1 | Pumped Hydro | 0 | 0 | 0 | 0 | 0 | 0 | 0 | 0 | 0 | 0 | 0 | 0 | 0 | 0 | 0 | 0 | 0 | 0 | 0 | 0 | 0 | 0 | 0 | 0 | 0 | 0 | 0 | 0 | 0
SA1 | VPP | 0 | 0 | 0 | 0 | 0 | 0 | 0 | 0 | 0 | 0 | 0 | 0 | 0 | 0 | 0 | 0 | 0 | 0 | 0 | 0 | 0 | 0 | 0 | 0 | 0 | 0 | 0 | 0 | 0
Total excluding storage |  | 0 | 0 | 0 | 0 | 0 | 0 | 0 | 0 | 0 | 0 | 0 | 0 | 0 | 0 | 0 | 0 | 0 | 0 | 0 | 0 | 0 | 0 | 0 | 0 | 0 | 0 | 0 | 0 | 0
Region | Technology | 2021-22 | 2022-23 | 2023-24 | 2024-25 | 2025-26 | 2026-27 | 2027-28 | 2028-29 | 2029-30 | 2030-31 | 2031-32 | 2032-33 | 2033-34 | 2034-35 | 2035-36 | 2036-37 | 2037-38 | 2038-39 | 2039-40 | 2040-41 | 2041-42 | 2042-43 | 2043-44 | 2044-45 | 2045-46 | 2046-47 | 2047-48 | 2048-49 | 2049-50
TAS1 | Black Coal | 0 | 0 | 0 | 0 | 0 | 0 | 0 | 0 | 0 | 0 | 0 | 0 | 0 | 0 | 0 | 0 | 0 | 0 | 0 | 0 | 0 | 0 | 0 | 0 | 0 | 0 | 0 | 0 | 0
TAS1 | Brown Coal | 0 | 0 | 0 | 0 | 0 | 0 | 0 | 0 | 0 | 0 | 0 | 0 | 0 | 0 | 0 | 0 | 0 | 0 | 0 | 0 | 0 | 0 | 0 | 0 | 0 | 0 | 0 | 0 | 0
TAS1 | CCGT | 0 | 0 | 0 | 0 | 0 | 0 | 0 | 0 | 0 | 0 | 0 | 0 | 0 | 0 | 0 | 0 | 0 | 0 | 0 | 0 | 0 | 0 | 0 | 0 | 0 | 0 | 0 | 0 | 0
TAS1 | Gas - Steam | 0 | 0 | 0 | 0 | 0 | 0 | 0 | 0 | 0 | 0 | 0 | 0 | 0 | 0 | 0 | 0 | 0 | 0 | 0 | 0 | 0 | 0 | 0 | 0 | 0 | 0 | 0 | 0 | 0
TAS1 | OCGT / Diesel | 0 | 0 | 0 | 0 | 0 | 0 | 0 | 0 | 0 | 0 | 0 | 0 | 0 | 0 | 0 | 0 | 0 | 0 | 0 | 0 | 0 | 0 | 0 | 0 | 0 | 0 | 0 | 0 | 0
TAS1 | Hydro | 0 | 0 | 0 | 0 | 0 | 0 | 0 | 0 | 0 | 0 | 0 | 0 | 0 | 0 | 0 | 0 | 0 | 0 | 0 | 0 | 0 | 0 | 0 | 0 | 0 | 0 | 0 | 0 | 0
TAS1 | Wind | 0 | 0 | 0 | 0 | 0 | 0 | 0 | 0 | 0 | 0 | 0 | 0 | 0 | 0 | 0 | 0 | 0 | 0 | 0 | 0 | 0 | 0 | 0 | 0 | 0 | 0 | 0 | 0 | 0
TAS1 | Solar PV | 0 | 0 | 0 | 0 | 0 | 0 | 0 | 0 | 0 | 0 | 0 | 0 | 0 | 0 | 0 | 0 | 0 | 0 | 0 | 0 | 0 | 0 | 0 | 0 | 0 | 0 | 0 | 0 | 0
TAS1 | Grid Battery | 0 | 0 | 0 | 0 | 0 | 0 | 0 | 0 | 0 | 0 | 0 | 0 | 0 | 0 | 0 | 0 | 0 | 0 | 0 | 0 | 0 | 0 | 0 | 0 | 0 | 0 | 0 | 0 | 0
TAS1 | Pumped Hydro | 0 | 0 | 0 | 0 | 0 | 0 | 0 | 0 | 0 | 0 | 0 | 0 | 0 | 0 | 0 | 0 | 0 | 0 | 0 | 0 | 0 | 0 | 0 | 0 | 0 | 0 | 0 | 0 | 0
TAS1 | VPP | 0 | 0 | 0 | 0 | 0 | 0 | 0 | 0 | 0 | 0 | 0 | 0 | 0 | 0 | 0 | 0 | 0 | 0 | 0 | 0 | 0 | 0 | 0 | 0 | 0 | 0 | 0 | 0 | 0
Total excluding storage |  | 0 | 0 | 0 | 0 | 0 | 0 | 0 | 0 | 0 | 0 | 0 | 0 | 0 | 0 | 0 | 0 | 0 | 0 | 0 | 0 | 0 | 0 | 0 | 0 | 0 | 0 | 0 | 0 | 0

## Marinus_REZ Tx Cost
REZ transmission expansion cost by region ($000s) - Marinus Link, Central No TRET Sensitivity
REZ Expansion | Real June 2020 dollars discounted to 1 July 2020. As with the total capital costs, the REZ transmission expansion costs are annualised for modelling purposes.
Explicitly modelled generation
Region | Technology | 2021-22 | 2022-23 | 2023-24 | 2024-25 | 2025-26 | 2026-27 | 2027-28 | 2028-29 | 2029-30 | 2030-31 | 2031-32 | 2032-33 | 2033-34 | 2034-35 | 2035-36 | 2036-37 | 2037-38 | 2038-39 | 2039-40 | 2040-41 | 2041-42 | 2042-43 | 2043-44 | 2044-45 | 2045-46 | 2046-47 | 2047-48 | 2048-49 | 2049-50
NSW1 | Transmission | 6.2124e-05 | 4278.3281 | 14086.6908 | 23132.3779 | 31180.029 | 38916.6735 | 46001.9509 | 52115.6217 | 115364.3451 | 110080.4819 | 105319.6405 | 100214.8249 | 95624.8329 | 91245.0695 | 87298.8359 | 83067.484 | 79877.7622 | 79008.1251 | 82982.4065 | 78960.2709 | 87917.3513 | 96378.3503 | 92210.1087 | 87740.7087 | 84316.5878 | 89478.2151 | 87099.801 | 87717.2622 | 88082.2858
QLD1 | Transmission | 6.1287e-05 | 6.1001e-05 | 6.4946e-05 | 7.5289e-05 | 7.184e-05 | 6.855e-05 | 0.00012377 | 0.00018509 | 0.000247 | 0.00023568 | 0.00022549 | 0.00021736 | 0.00024089 | 0.00023415 | 1541.7214 | 1466.9946 | 31613.3816 | 30165.4404 | 28860.8233 | 27580.221 | 29266.697 | 44557.8051 | 42630.7365 | 58949.9967 | 67762.9622 | 95771.0744 | 91629.0968 | 87187.8583 | 98549.5202
VIC1 | Transmission | 9.3425e-06 | 8.9146e-06 | 8.5291e-06 | 8.1157e-06 | 7.744e-06 | 7.3893e-06 | 7.0697e-06 | 6.7271e-06 | 6.4189e-06 | 6.1249e-06 | 5.86e-06 | 5.576e-06 | 5.3206e-06 | 5.0769e-06 | 4.8574e-06 | 4.6219e-06 | 1496.2403 | 2631.6749 | 2517.8583 | 2395.8184 | 2286.0862 | 2967.5007 | 5493.7897 | 5227.5071 | 7433.9124 | 8959.8014 | 11851.9835 | 11277.521 | 10760.9934
SA1 | Transmission | 6.182e-05 | 5.8989e-05 | 6.7358e-05 | 6.4093e-05 | 6.1158e-05 | 5.8357e-05 | 5.5833e-05 | 6.8852e-05 | 6.5699e-05 | 6.493e-05 | 6.368e-05 | 0.00013555 | 0.0001309 | 0.00012491 | 0.00014214 | 0.00092892 | 7026.203 | 10401.6045 | 11500.0419 | 10942.6378 | 10441.4483 | 9963.214 | 9532.3177 | 9070.2887 | 8654.8557 | 14680.569 | 14929.1612 | 17722.8372 | 16911.1042
TAS1 | Transmission | 0 | 0 | 0 | 0 | 0 | 0 | 0 | 0 | 0 | 0 | 0 | 431.6663 | 411.8954 | 393.0299 | 376.0319 | 357.8057 | 341.4177 | 325.7802 | 311.6906 | 296.5831 | 632.2036 | 603.2478 | 577.1581 | 549.1834 | 524.0299 | 500.0285 | 857.0263 | 1343.5897 | 1282.0513
NEM | Total | 0.00019457 | 4278.3282 | 14086.6909 | 23132.378 | 31180.0291 | 38916.6737 | 46001.9511 | 52115.622 | 115364.3454 | 110080.4822 | 105319.6408 | 100646.4916 | 96036.7287 | 91638.0998 | 89216.5893 | 84892.2853 | 120355.0048 | 122532.6251 | 126172.8207 | 120175.5312 | 130543.7865 | 154470.1179 | 150444.1107 | 161537.6847 | 168692.348 | 209389.6884 | 206367.0688 | 205249.0684 | 215585.9549

## Marinus_USE+DSP Cost
USE and USE / DSP cost by region ($000s) - Marinus Link, Central No TRET Sensitivity
USE / DSP | Real June 2020 dollars discounted to 1 July 2020
Explicitly modelled generation
Region | Technology | 2021-22 | 2022-23 | 2023-24 | 2024-25 | 2025-26 | 2026-27 | 2027-28 | 2028-29 | 2029-30 | 2030-31 | 2031-32 | 2032-33 | 2033-34 | 2034-35 | 2035-36 | 2036-37 | 2037-38 | 2038-39 | 2039-40 | 2040-41 | 2041-42 | 2042-43 | 2043-44 | 2044-45 | 2045-46 | 2046-47 | 2047-48 | 2048-49 | 2049-50
NSW1 | USE / DSP | 0.00015335 | 0.00015303 | 8.8959 | 784.1522 | 0.00015603 | 0.00015516 | 0.0001551 | 33.3479 | 0.00015458 | 0.0001545 | 0.00015508 | 621.0026 | 20.1189 | 14.9377 | 22.1136 | 55.9097 | 26239.1948 | 22.4278 | 21277.7571 | 300.179 | 28955.9106 | 103.5886 | 5626.3479 | 16737.2882 | 13269.5681 | 3167.5652 | 176.6173 | 1739.8922 | 0.00016805
QLD1 | USE / DSP | 0.00015306 | 0.00015277 | 0.00015336 | 0.00015483 | 0.00015535 | 0.00015485 | 0.00015467 | 83.7438 | 0.00015431 | 0.00015426 | 0.00015504 | 1236.1827 | 20328.9012 | 455.404 | 2915.5464 | 1783.8787 | 51812.4226 | 394.1707 | 17832.5676 | 5649.9933 | 8295.0743 | 9180.2915 | 7260.5972 | 13518.2403 | 5249.2181 | 65742.9878 | 2761.5613 | 5542.0181 | 21865.3182
VIC1 | USE / DSP | 0.00015202 | 0.00015121 | 0.0001524 | 0.00015336 | 0.00015432 | 0.00015323 | 0.00015392 | 0.00015389 | 0.00015322 | 0.00015313 | 0.00015397 | 546.722 | 0.00015859 | 0.00015879 | 0.00015814 | 0.00015808 | 0.69372 | 0.00016085 | 7400.5914 | 149.6171 | 18672.7076 | 0.00016428 | 363.6271 | 11086.1205 | 2973.6188 | 1685.5984 | 203.696 | 2381.4469 | 52.7573
SA1 | USE / DSP | 0.00015347 | 0.00015222 | 0.00015663 | 0.00015431 | 0.0001556 | 0.00015411 | 0.00015464 | 0.00015476 | 0.00015393 | 0.00015385 | 0.00015517 | 601.9497 | 0.0001601 | 0.00016017 | 81.0969 | 1151.2762 | 290.4288 | 11.9944 | 3509.8609 | 249.5593 | 8372.1501 | 0.00016468 | 1031.3773 | 4691.2599 | 4453.3807 | 2162.5108 | 105.6757 | 1423.3588 | 0.00016565
TAS1 | USE / DSP | 0.00012621 | 0.00012581 | 0.00012673 | 0.00012646 | 0.00012641 | 0.00012656 | 0.00012691 | 0.00012688 | 0.00012673 | 0.00012676 | 0.0001271 | 330.1032 | 0.00012858 | 0.00012837 | 0.00012847 | 0.00012801 | 0.00012841 | 0.00012855 | 2511.3985 | 27.4191 | 1598.4958 | 0.00012958 | 8.8218 | 76.3258 | 16.5263 | 33.1116 | 26.4575 | 270.3017 | 0.00012971
NEM | Total | 0.0007381 | 0.00073504 | 8.8965 | 784.1528 | 0.00074772 | 0.00074391 | 0.00074525 | 117.0922 | 0.00074277 | 0.00074251 | 0.00074637 | 3335.9601 | 20349.0206 | 470.3421 | 3018.7571 | 2991.0649 | 78342.7401 | 428.5931 | 52532.1756 | 6376.7677 | 65894.3383 | 9283.8806 | 14290.7714 | 46109.2348 | 25962.312 | 72791.7739 | 3274.0078 | 11357.0177 | 21918.076

## Marinus_SyncCon Cost
Synchronous Condenser cost by region ($000s) - Marinus Link, Central No TRET Sensitivity
SyncCon | Real June 2020 dollars discounted to 1 July 2020
Explicitly modelled generation
Region | Technology | 2021-22 | 2022-23 | 2023-24 | 2024-25 | 2025-26 | 2026-27 | 2027-28 | 2028-29 | 2029-30 | 2030-31 | 2031-32 | 2032-33 | 2033-34 | 2034-35 | 2035-36 | 2036-37 | 2037-38 | 2038-39 | 2039-40 | 2040-41 | 2041-42 | 2042-43 | 2043-44 | 2044-45 | 2045-46 | 2046-47 | 2047-48 | 2048-49 | 2049-50
NSW1 | SyncCon | 0 | 0 | 0 | 0 | 0 | 0 | 0 | 0 | 0 | 0 | 0 | 0 | 0 | 0 | 0 | 0 | 0 | 0 | 0 | 0 | 0 | 0 | 0 | 0 | 0 | 0 | 0 | 0 | 0
QLD1 | SyncCon | 0 | 0 | 0 | 0 | 0 | 0 | 0 | 0 | 0 | 0 | 0 | 0 | 0 | 0 | 0 | 0 | 0 | 0 | 0 | 0 | 0 | 0 | 0 | 0 | 0 | 0 | 0 | 0 | 0
VIC1 | SyncCon | 0 | 0 | 0 | 4235.8882 | 4041.8781 | 3856.7539 | 3914.874 | 3990.7026 | 3807.9224 | 3633.5137 | 5441.5028 | 5523.9366 | 5270.9318 | 5029.5151 | 4811.9949 | 4578.7588 | 5667.8916 | 5408.2935 | 5174.3917 | 4923.5903 | 4698.0823 | 4482.903 | 4289.0231 | 4081.1353 | 3894.213 | 3715.8521 | 4667.6557 | 4503.4973 | 4297.2302
SA1 | SyncCon | 0 | 0 | 0 | 0 | 0 | 0 | 0 | 0 | 0 | 0 | 0 | 0 | 0 | 0 | 0 | 0 | 0 | 0 | 0 | 0 | 0 | 0 | 0 | 0 | 0 | 0 | 0 | 0 | 0
TAS1 | SyncCon | 1255.7349 | 1763.0122 | 1482.6076 | 887.1753 | 773.7848 | 1053.2364 | 3113.4954 | 2604.0166 | 3398.4067 | 3415.0023 | 2612.9644 | 1908.1874 | 1847.1643 | 1699.5566 | 1839.0725 | 2127.2906 | 1703.8706 | 1764.6907 | 1510.558 | 1327.7417 | 1168.5109 | 1078.7515 | 928.1379 | 1032.3517 | 926.2577 | 808.0357 | 858.9075 | 777.4961 | 676.3148
NEM | Total | 1255.7349 | 1763.0122 | 1482.6076 | 5123.0636 | 4815.6629 | 4909.9903 | 7028.3695 | 6594.7193 | 7206.3291 | 7048.516 | 8054.4673 | 7432.124 | 7118.0961 | 6729.0716 | 6651.0674 | 6706.0494 | 7371.7622 | 7172.9843 | 6684.9497 | 6251.3319 | 5866.5932 | 5561.6544 | 5217.161 | 5113.4869 | 4820.4707 | 4523.8879 | 5526.5632 | 5280.9934 | 4973.5451

## Marinus_System Strength Cost
System Strength cost by region ($000s) - Marinus Link, Central No TRET Sensitivity
System Strength | Real June 2020 dollars discounted to 1 July 2020
Explicitly modelled generation
Region | Technology | 2021-22 | 2022-23 | 2023-24 | 2024-25 | 2025-26 | 2026-27 | 2027-28 | 2028-29 | 2029-30 | 2030-31 | 2031-32 | 2032-33 | 2033-34 | 2034-35 | 2035-36 | 2036-37 | 2037-38 | 2038-39 | 2039-40 | 2040-41 | 2041-42 | 2042-43 | 2043-44 | 2044-45 | 2045-46 | 2046-47 | 2047-48 | 2048-49 | 2049-50
NSW1 | System Strength | 4.4984e-06 | 480.019 | 1580.4958 | 2595.4021 | 3498.3309 | 4366.3654 | 5161.318 | 5847.2585 | 14448.4487 | 13786.6877 | 13190.4309 | 12551.0941 | 11976.2348 | 11427.705 | 10933.4712 | 10403.5287 | 10383.3001 | 10321.729 | 10773.0424 | 10250.8758 | 11328.39 | 13346.4157 | 12769.2001 | 12150.2803 | 11653.9525 | 12580.3248 | 12503.1321 | 12516.0313 | 12434.497
QLD1 | System Strength | 1.8015e-05 | 1.8075e-05 | 1.777e-05 | 254.5067 | 1202.0845 | 1147.0272 | 1280.323 | 1350.7947 | 2164.3028 | 2065.1744 | 1975.8583 | 1880.0889 | 1793.978 | 1711.8111 | 1783.9797 | 1697.5107 | 2852.4694 | 2721.8219 | 2604.1066 | 2483.8597 | 2774.3765 | 4926.8094 | 4713.7311 | 4960.5196 | 5073.6596 | 6242.6152 | 5972.63 | 5683.1382 | 6752.4079
VIC1 | System Strength | 6.6405e-06 | 6.6206e-06 | 6.6629e-06 | 8.8846e-06 | 8.4777e-06 | 8.0894e-06 | 8.7027e-06 | 9.516e-06 | 9.0802e-06 | 9.1823e-06 | 9.6494e-06 | 3.3817e-05 | 392.1287 | 374.1686 | 555.676 | 837.0287 | 2161.7876 | 2443.6619 | 2337.9767 | 2224.6556 | 2468.8364 | 2724.6495 | 3446.6333 | 3279.5758 | 4022.8165 | 4471.4767 | 5113.4656 | 6319.5696 | 6030.1237
SA1 | System Strength | 1.3674e-05 | 1.3048e-05 | 1.5458e-05 | 1.4709e-05 | 1.4035e-05 | 1.3392e-05 | 1.3372e-05 | 1.5269e-05 | 1.4569e-05 | 1.4708e-05 | 1.5405e-05 | 693.9901 | 662.2043 | 631.8744 | 1256.6655 | 1554.4819 | 2281.9755 | 2741.6233 | 2859.3091 | 2720.7191 | 2596.106 | 2799.128 | 2700.9572 | 2570.0425 | 2779.0438 | 2935.1715 | 2875.7537 | 3005.1853 | 2867.5432
TAS1 | System Strength | 6.5115e-06 | 6.2133e-06 | 8.2893e-06 | 7.8875e-06 | 7.5262e-06 | 7.1815e-06 | 6.8709e-06 | 7.3253e-06 | 6.9898e-06 | 6.6697e-06 | 6.8541e-06 | 1013.5127 | 967.0923 | 922.798 | 918.2925 | 1271.2124 | 1776.2655 | 1758.5617 | 1682.5061 | 1600.9555 | 1658.2292 | 1582.2798 | 1513.8482 | 1440.4723 | 1374.4965 | 1311.5425 | 1346.7279 | 1409.6454 | 1345.0815
NEM | Total | 4.934e-05 | 480.0191 | 1580.4959 | 2849.9088 | 4700.4154 | 5513.3926 | 6441.641 | 7198.0532 | 16612.7515 | 15851.8621 | 15166.2892 | 16138.6859 | 15791.6382 | 15068.357 | 15448.0849 | 15763.7624 | 19455.7981 | 19987.3979 | 20256.9408 | 19281.0656 | 20825.9381 | 25379.2824 | 25144.3699 | 24400.8906 | 24903.9691 | 27541.1307 | 27811.7093 | 28933.5699 | 29429.6533